## Overview
Overview
This data file contains the South Australia results for the high, medium, and low scenarios modelled in the 2015 Electricity Statement of Opportunities (ESOO). Additional data and charts are provided here compared to those included in the main ESOO report, which focused on adequacy results under the medium scenario where relevant.
Unless a probability of exceedence percentage is specified, maximum demand refers to the weighted 10% and 50% POE maximum demand.
Further information on the modelling methodology and data provided is available in the ESOO Methodology document available from the ESOO webpage.
Contents*
High economic growth scenario
Adequacy chart
Adequacy data
Energy generation chart
Energy generation data
Supply-demand chart (weighted maximum demand)
Supply-demand data
Interconnector flow chart
Interconnector flow data
Medium economic growth scenario
Adequacy chart
Adequacy data
Energy generation chart
Energy generation data
Supply-demand chart (weighted maximum demand)
Supply-demand data
Interconnector flow chart
Interconnector flow data
Low economic growth scenario
Adequacy chart
Adequacy data
Energy generation chart
Energy generation data
Supply-demand chart (weighted maximum demand)
Supply-demand data
Interconnector flow chart
Interconnector flow data
* Links are provided to the data tabs only, which are co-located with the relevant chart

## ESOOData_High
|  |  |  | y | y | y | y | y | y
Region | sim_year | WeightedUD | WeightedLoad | USE (%) | Reliability standard (%) | Maximum firm generation capacity (MW) | LRC point | 50% POE maximum demand (MW) | 10% POE maximum demand (MW)
SA | 15-16 | 0 | 12813375.24 | 0 | 0.002 | 3144.7838 |  | 2887.56 | 3111.68
SA | 16-17 | 0 | 13317664.816 | 0 | 0.002 | 3144.7838 |  | 2920.27 | 3043.54
SA | 17-18 | 31.92 | 13587457.408 | 0.0002 | 0.002 | 2118.7838 |  | 2801.46 | 2913.77
SA | 18-19 | 146.224 | 13603809.904 | 0.0011 | 0.002 | 2118.7838 |  | 2874.08 | 3049.01
SA | 19-20 | 587.024 | 13631545.712 | 0.0043 | 0.002 | 2118.7838 | 0.002 | 3094.19 | 3242.7
SA | 20-21 | 593.408 | 13731334.552 | 0.0043 | 0.002 | 2118.7838 |  | 2902.16 | 3136.81
SA | 21-22 | 457.216 | 13765541.368 | 0.0033 | 0.002 | 2118.7838 |  | 2964.9 | 3167.37
SA | 22-23 | 971.28 | 13862238.736 | 0.007 | 0.002 | 2118.7838 |  | 2956.25 | 3202.67
SA | 23-24 | 1365.568 | 13978251.648 | 0.0098 | 0.002 | 2118.7838 |  | 2973.91 | 3248.28
SA | 24-25 | 2734.784 | 14047013.104 | 0.0195 | 0.002 | 2118.7838 |  | 3262.36 | 3369.58

## GenData_High
Year | Month | Region | Tech | Value | Year | Month | Region | Tech | Value | Sum of Value | Column Labels
2015 | 7 | SA | Brown Coal | 358.2978 | 2013 | 7 | QLD | Black Coal |  | Row Labels | Other | Wind | Gas | Brown Coal | VIC-SA Import/Export | Demand | Grand Total
2015 | 7 | SA | Demand | 1255.8808 | 2013 | 7 | QLD | Demand |  | 2015 |  | 2768.556 | 582.0148 | 2030.5273 | 1324.8608 | 6705.977 | 13411.9358
2015 | 7 | SA | Gas | 117.5 | 2013 | 7 | QLD | Gas |  | 7 |  | 561.7581 | 117.5 | 358.2978 | 218.3215 | 1255.8808 | 2511.7582
2015 | 7 | SA | VIC-SA Import/Export | 218.3215 | 2013 | 7 | QLD | Hydro |  | 8 |  | 543.3389 | 106.4011 | 347.6233 | 181.6219 | 1178.9849 | 2357.9701
2015 | 7 | SA | Wind | 561.7581 | 2013 | 7 | QLD | Import/Export |  | 9 |  | 540.4159 | 69.4097 | 337.3881 | 124.3162 | 1071.5291 | 2143.059
2015 | 8 | SA | Brown Coal | 347.6233 | 2013 | 7 | QLD | Other |  | 10 |  | 427.1813 | 72.6396 | 254.1502 | 271.8756 | 1025.8463 | 2051.6931
2015 | 8 | SA | Demand | 1178.9849 | 2013 | 8 | QLD | Black Coal |  | 11 |  | 360.5784 | 133.7166 | 357.3701 | 281.9044 | 1133.5765 | 2267.1459
2015 | 8 | SA | Gas | 106.4011 | 2013 | 8 | QLD | Demand |  | 12 |  | 335.2835 | 82.3478 | 375.6978 | 246.8211 | 1040.1594 | 2080.3095
2015 | 8 | SA | VIC-SA Import/Export | 181.6219 | 2013 | 8 | QLD | Gas |  | 2016 |  | 4724.3855 | 1317.9052 | 4235.6097 | 3262.7706 | 13540.7154 | 27081.3864
2015 | 8 | SA | Wind | 543.3389 | 2013 | 8 | QLD | Hydro |  | 1 |  | 340.9498 | 126.7408 | 370.1329 | 278.8577 | 1116.6884 | 2233.3697
2015 | 9 | SA | Brown Coal | 337.3881 | 2013 | 8 | QLD | Import/Export |  | 2 |  | 330.2518 | 185.4636 | 346.1434 | 255.3712 | 1117.2403 | 2234.4704
2015 | 9 | SA | Demand | 1071.5291 | 2013 | 8 | QLD | Other |  | 3 |  | 317.1427 | 105.4824 | 355.2046 | 290.1498 | 1067.9745 | 2135.954
2015 | 9 | SA | Gas | 69.4097 | 2013 | 9 | QLD | Black Coal |  | 4 |  | 317.3868 | 121.0903 | 263.5376 | 287.6146 | 989.64 | 1979.2692
2015 | 9 | SA | VIC-SA Import/Export | 124.3162 | 2013 | 9 | QLD | Demand |  | 5 |  | 318.8799 | 204.2696 | 374.9564 | 248.7751 | 1146.8854 | 2293.7663
2015 | 9 | SA | Wind | 540.4159 | 2013 | 9 | QLD | Gas |  | 6 |  | 339.3922 | 179.3176 | 347.5061 | 283.4917 | 1149.7129 | 2299.4206
2015 | 10 | SA | Brown Coal | 254.1502 | 2013 | 9 | QLD | Hydro |  | 7 |  | 541.6675 | 93.0215 | 364.0769 | 291.7315 | 1290.4959 | 2580.9932
2015 | 10 | SA | Demand | 1025.8463 | 2013 | 9 | QLD | Import/Export |  | 8 |  | 562.9186 | 76.7723 | 356.6895 | 235.697 | 1232.076 | 2464.1534
2015 | 10 | SA | Gas | 72.6396 | 2013 | 9 | QLD | Other |  | 9 |  | 525.6521 | 48.1254 | 350.8041 | 192.2433 | 1116.8246 | 2233.6497
2015 | 10 | SA | VIC-SA Import/Export | 271.8756 | 2013 | 10 | QLD | Black Coal |  | 10 |  | 450.7359 | 19.6925 | 368.8371 | 231.1826 | 1070.455 | 2140.9032
2015 | 10 | SA | Wind | 427.1813 | 2013 | 10 | QLD | Demand |  | 11 |  | 345.878 | 116.3576 | 360.1237 | 356.743 | 1179.102 | 2358.2043
2015 | 11 | SA | Brown Coal | 357.3701 | 2013 | 10 | QLD | Gas |  | 12 |  | 333.5302 | 41.5715 | 377.5973 | 310.913 | 1063.6204 | 2127.2323
2015 | 11 | SA | Demand | 1133.5765 | 2013 | 10 | QLD | Hydro |  | 2017 |  | 4711.7859 | 1426.8406 | 3745.3454 | 3980.9026 | 13864.8918 | 27729.7664
2015 | 11 | SA | Gas | 133.7166 | 2013 | 10 | QLD | Import/Export |  | 1 |  | 337.6165 | 85.3728 | 375.8028 | 377.3624 | 1176.1573 | 2352.3119
2015 | 11 | SA | VIC-SA Import/Export | 281.9044 | 2013 | 10 | QLD | Other |  | 2 |  | 332.7186 | 120.2151 | 334.0601 | 325.1979 | 1112.1986 | 2224.3902
2015 | 11 | SA | Wind | 360.5784 | 2013 | 11 | QLD | Black Coal |  | 3 |  | 315.2763 | 115.0972 | 289.8955 | 405.0941 | 1125.3598 | 2250.7229
2015 | 12 | SA | Brown Coal | 375.6978 | 2013 | 11 | QLD | Demand |  | 4 |  | 307.375 | 104.7372 | 207.8806 | 383.2915 | 1003.2968 | 2006.5811
2015 | 12 | SA | Demand | 1040.1594 | 2013 | 11 | QLD | Gas |  | 5 |  | 308.6777 | 176.3109 | 375.2983 | 344.4528 | 1204.7498 | 2409.4894
2015 | 12 | SA | Gas | 82.3478 | 2013 | 11 | QLD | Hydro |  | 6 |  | 368.9589 | 123.889 | 349.5607 | 356.1395 | 1198.543 | 2397.0911
2015 | 12 | SA | VIC-SA Import/Export | 246.8211 | 2013 | 11 | QLD | Import/Export |  | 7 |  | 530.4169 | 118.6923 | 367.8112 | 297.4286 | 1314.3415 | 2628.6904
2015 | 12 | SA | Wind | 335.2835 | 2013 | 11 | QLD | Other |  | 8 |  | 575.8297 | 94.267 | 357.7294 | 226.9919 | 1254.8285 | 2509.6465
2016 | 1 | SA | Brown Coal | 370.1329 | 2013 | 12 | QLD | Black Coal |  | 9 |  | 511.043 | 70.2251 | 353.828 | 203.3411 | 1138.431 | 2276.8682
2016 | 1 | SA | Demand | 1116.6884 | 2013 | 12 | QLD | Demand |  | 10 |  | 448.0832 | 34.7222 | 370.247 | 233.3128 | 1086.3678 | 2172.7329
2016 | 1 | SA | Gas | 126.7408 | 2013 | 12 | QLD | Gas |  | 11 |  | 346.5838 | 133.3153 | 362.7111 | 352.1331 | 1194.7404 | 2389.4836
2016 | 1 | SA | VIC-SA Import/Export | 278.8577 | 2013 | 12 | QLD | Hydro |  | 12 |  | 329.2064 | 249.9967 | 0.52091 | 476.1568 | 1055.8774 | 2111.7582
2016 | 1 | SA | Wind | 340.9498 | 2013 | 12 | QLD | Import/Export |  | 2018 | 0.52899 | 4790.0016 | 3791.4438 |  | 5171.4393 | 13753.7015 | 27507.1152
2016 | 2 | SA | Brown Coal | 346.1434 | 2013 | 12 | QLD | Other |  | 1 | 0.31398 | 335.7394 | 345.6084 |  | 500.8186 | 1182.6266 | 2365.107
2016 | 2 | SA | Demand | 1117.2403 | 2014 | 1 | QLD | Black Coal |  | 2 | 0.16469 | 338.8974 | 323.8159 |  | 434.7069 | 1097.649 | 2195.2338
2016 | 2 | SA | Gas | 185.4636 | 2014 | 1 | QLD | Demand |  | 3 |  | 311.196 | 298.023 |  | 497.5232 | 1106.7442 | 2213.4864
2016 | 2 | SA | VIC-SA Import/Export | 255.3712 | 2014 | 1 | QLD | Gas |  | 4 |  | 329.5102 | 254.662 |  | 441.3709 | 1025.5436 | 2051.0866
2016 | 2 | SA | Wind | 330.2518 | 2014 | 1 | QLD | Hydro |  | 5 | 0.041174 | 297.9729 | 447.1921 |  | 459.9527 | 1205.1974 | 2410.3562
2016 | 3 | SA | Brown Coal | 355.2046 | 2014 | 1 | QLD | Import/Export |  | 6 |  | 372.3462 | 381.8738 |  | 455.0459 | 1209.2729 | 2418.5388
2016 | 3 | SA | Demand | 1067.9745 | 2014 | 1 | QLD | Other |  | 7 | 0.0091486 | 562.6386 | 334.5279 |  | 405.8353 | 1303.0115 | 2606.0226
2016 | 3 | SA | Gas | 105.4824 | 2014 | 2 | QLD | Black Coal |  | 8 |  | 532.644 | 328.147 |  | 394.0821 | 1254.8772 | 2509.7503
2016 | 3 | SA | VIC-SA Import/Export | 290.1498 | 2014 | 2 | QLD | Demand |  | 9 |  | 564.6804 | 225.3482 |  | 316.0164 | 1106.0425 | 2212.0875
2016 | 3 | SA | Wind | 317.1427 | 2014 | 2 | QLD | Gas |  | 10 |  | 451.4708 | 227.8932 |  | 369.8135 | 1049.1866 | 2098.3641
2016 | 4 | SA | Brown Coal | 263.5376 | 2014 | 2 | QLD | Hydro |  | 11 |  | 330.7384 | 390.3759 |  | 472.0509 | 1193.1751 | 2386.3402
2016 | 4 | SA | Demand | 989.64 | 2014 | 2 | QLD | Import/Export |  | 12 |  | 362.1674 | 233.9765 |  | 424.2231 | 1020.3748 | 2040.7417
2016 | 4 | SA | Gas | 121.0903 | 2014 | 2 | QLD | Other |  | 2019 | 1.4667 | 4783.1196 | 3955.8385 |  | 5011.1422 | 13752.4116 | 27503.9785
2016 | 4 | SA | VIC-SA Import/Export | 287.6146 | 2014 | 3 | QLD | Black Coal |  | 1 | 0.50264 | 339.7847 | 356.0553 |  | 480.1193 | 1176.727 | 2353.189
2016 | 4 | SA | Wind | 317.3868 | 2014 | 3 | QLD | Demand |  | 2 | 0.9208 | 292.4527 | 389.9284 |  | 443.5457 | 1127.2443 | 2254.0919
2016 | 5 | SA | Brown Coal | 374.9564 | 2014 | 3 | QLD | Gas |  | 3 |  | 369.4561 | 310.6983 |  | 435.0658 | 1115.223 | 2230.4432
2016 | 5 | SA | Demand | 1146.8854 | 2014 | 3 | QLD | Hydro |  | 4 |  | 303.765 | 269.6943 |  | 445.1183 | 1018.5811 | 2037.1587
2016 | 5 | SA | Gas | 204.2696 | 2014 | 3 | QLD | Import/Export |  | 5 | 0.038711 | 308.6 | 409.2268 |  | 467.1948 | 1185.105 | 2370.1654
2016 | 5 | SA | VIC-SA Import/Export | 248.7751 | 2014 | 3 | QLD | Other |  | 6 | 0.004596 | 317.1451 | 453.4118 |  | 443.1316 | 1213.6979 | 2427.391
2016 | 5 | SA | Wind | 318.8799 | 2014 | 4 | QLD | Black Coal |  | 7 |  | 589.8949 | 330.842 |  | 384.817 | 1305.5555 | 2611.1095
2016 | 6 | SA | Brown Coal | 347.5061 | 2014 | 4 | QLD | Demand |  | 8 |  | 556.6703 | 315.8343 |  | 376.6075 | 1249.1234 | 2498.2356
2016 | 6 | SA | Demand | 1149.7129 | 2014 | 4 | QLD | Gas |  | 9 |  | 544.8806 | 255.9641 |  | 304.0246 | 1104.8777 | 2209.747
2016 | 6 | SA | Gas | 179.3176 | 2014 | 4 | QLD | Hydro |  | 10 |  | 457.8057 | 230.6556 |  | 364.5565 | 1053.034 | 2106.0518
2016 | 6 | SA | VIC-SA Import/Export | 283.4917 | 2014 | 4 | QLD | Import/Export |  | 11 |  | 354.2597 | 377.6077 |  | 444.9388 | 1176.8826 | 2353.6888
2016 | 6 | SA | Wind | 339.3922 | 2014 | 4 | QLD | Other |  | 12 |  | 348.4047 | 255.9199 |  | 422.0222 | 1026.3599 | 2052.7067
2016 | 7 | SA | Brown Coal | 364.0769 | 2014 | 5 | QLD | Black Coal |  | 2020 | 2.7346 | 4792.7075 | 4331.1027 |  | 4765.5779 | 13894.0115 | 27786.1342
2016 | 7 | SA | Demand | 1290.4959 | 2014 | 5 | QLD | Demand |  | 1 | 0.76599 | 344.6095 | 358.1994 |  | 461.2937 | 1165.3743 | 2330.2428
2016 | 7 | SA | Gas | 93.0215 | 2014 | 5 | QLD | Gas |  | 2 | 1.783 | 304.0068 | 416.8571 |  | 439.1474 | 1162.6722 | 2324.4666
2016 | 7 | SA | VIC-SA Import/Export | 291.7315 | 2014 | 5 | QLD | Hydro |  | 3 |  | 361.0589 | 340.8869 |  | 406.4826 | 1108.4393 | 2216.8677
2016 | 7 | SA | Wind | 541.6675 | 2014 | 5 | QLD | Import/Export |  | 4 |  | 298.6216 | 338.0635 |  | 405.0627 | 1041.7518 | 2083.4996
2016 | 8 | SA | Brown Coal | 356.6895 | 2014 | 5 | QLD | Other |  | 5 | 0.18558 | 335.4128 | 414.1543 |  | 416.0984 | 1165.9245 | 2331.7757
2016 | 8 | SA | Demand | 1232.076 | 2014 | 6 | QLD | Black Coal |  | 6 |  | 303.1544 | 490.0772 |  | 441.3715 | 1234.5974 | 2469.2005
2016 | 8 | SA | Gas | 76.7723 | 2014 | 6 | QLD | Demand |  | 7 |  | 579.731 | 352.8857 |  | 393.7406 | 1326.3616 | 2652.7189
2016 | 8 | SA | VIC-SA Import/Export | 235.697 | 2014 | 6 | QLD | Gas |  | 8 |  | 568.9741 | 319.2268 |  | 359.0049 | 1247.2179 | 2494.4236
2016 | 8 | SA | Wind | 562.9186 | 2014 | 6 | QLD | Hydro |  | 9 |  | 557.5066 | 292.1222 |  | 275.553 | 1125.1846 | 2250.3663
2016 | 9 | SA | Brown Coal | 350.8041 | 2014 | 6 | QLD | Import/Export |  | 10 |  | 432.0382 | 279.6062 |  | 358.1087 | 1069.7529 | 2139.5059
2016 | 9 | SA | Demand | 1116.8246 | 2014 | 6 | QLD | Other |  | 11 |  | 368.3138 | 417.2435 |  | 385.6117 | 1171.437 | 2342.6059
2016 | 9 | SA | Gas | 48.1254 | 2014 | 7 | QLD | Black Coal |  | 12 |  | 339.2799 | 311.78 |  | 424.1027 | 1075.2983 | 2150.4608
2016 | 9 | SA | VIC-SA Import/Export | 192.2433 | 2014 | 7 | QLD | Demand |  | 2021 | 3.1703 | 4763.051 | 4984.6583 |  | 4193.326 | 13945.8337 | 27890.0393
2016 | 9 | SA | Wind | 525.6521 | 2014 | 7 | QLD | Gas |  | 1 | 0.8483 | 347.0494 | 382.4088 |  | 418.2974 | 1149.1926 | 2297.7966
2016 | 10 | SA | Brown Coal | 368.8371 | 2014 | 7 | QLD | Hydro |  | 2 | 1.6203 | 305.9808 | 433.1736 |  | 377.9772 | 1119.444 | 2238.1959
2016 | 10 | SA | Demand | 1070.455 | 2014 | 7 | QLD | Import/Export |  | 3 |  | 339.0937 | 403.2516 |  | 405.2097 | 1147.5663 | 2295.1213
2016 | 10 | SA | Gas | 19.6925 | 2014 | 7 | QLD | Other |  | 4 |  | 309.6772 | 329.0287 |  | 404.2608 | 1042.9846 | 2085.9514
2016 | 10 | SA | VIC-SA Import/Export | 231.1826 | 2014 | 8 | QLD | Black Coal |  | 5 | 0.37371 | 332.9969 | 457.8577 |  | 409.5087 | 1200.8836 | 2401.6206
2016 | 10 | SA | Wind | 450.7359 | 2014 | 8 | QLD | Demand |  | 6 | 0.048132 | 313.971 | 502.2254 |  | 423.849 | 1240.1154 | 2480.2089
2016 | 11 | SA | Brown Coal | 360.1237 | 2014 | 8 | QLD | Gas |  | 7 |  | 557.9348 | 435.9039 |  | 344.0251 | 1337.8918 | 2675.7557
2016 | 11 | SA | Demand | 1179.102 | 2014 | 8 | QLD | Hydro |  | 8 |  | 564.0041 | 382.4533 |  | 317.0305 | 1263.4966 | 2526.9844
2016 | 11 | SA | Gas | 116.3576 | 2014 | 8 | QLD | Import/Export |  | 9 |  | 550.0746 | 374.4533 |  | 204.5909 | 1129.1114 | 2258.2303
2016 | 11 | SA | VIC-SA Import/Export | 356.743 | 2014 | 8 | QLD | Other |  | 10 |  | 440.5807 | 369.4152 |  | 254.1621 | 1064.1649 | 2128.323
2016 | 11 | SA | Wind | 345.878 | 2014 | 9 | QLD | Black Coal |  | 11 | 0.20695 | 360.0563 | 536.8579 |  | 287.2055 | 1184.4002 | 2368.7269
2016 | 12 | SA | Brown Coal | 377.5973 | 2014 | 9 | QLD | Demand |  | 12 | 0.072908 | 341.6316 | 377.6288 |  | 347.209 | 1066.5822 | 2133.1245
2016 | 12 | SA | Demand | 1063.6204 | 2014 | 9 | QLD | Gas |  | 2022 | 5.1272 | 4750.3247 | 6679.5 |  | 2644.7235 | 14081.9691 | 28161.6444
2016 | 12 | SA | Gas | 41.5715 | 2014 | 9 | QLD | Hydro |  | 1 | 0.8072 | 345.7114 | 473.3042 |  | 329.615 | 1150.0004 | 2299.4383
2016 | 12 | SA | VIC-SA Import/Export | 310.913 | 2014 | 9 | QLD | Import/Export |  | 2 | 1.1997 | 320.6006 | 524.4154 |  | 280.2747 | 1126.986 | 2253.4763
2016 | 12 | SA | Wind | 333.5302 | 2014 | 9 | QLD | Other |  | 3 | 0.014935 | 319.1394 | 556.3472 |  | 281.8382 | 1157.3456 | 2314.6854
2017 | 1 | SA | Brown Coal | 375.8028 | 2014 | 10 | QLD | Black Coal |  | 4 | 0.013562 | 310.5549 | 488.0409 |  | 253.0541 | 1051.674 | 2103.3374
2017 | 1 | SA | Demand | 1176.1573 | 2014 | 10 | QLD | Demand |  | 5 | 1.6731 | 315.3746 | 660.574 |  | 251.4534 | 1229.5514 | 2458.6265
2017 | 1 | SA | Gas | 85.3728 | 2014 | 10 | QLD | Gas |  | 6 | 0.31696 | 343.5639 | 659.0927 |  | 249.7874 | 1252.8627 | 2505.6237
2017 | 1 | SA | VIC-SA Import/Export | 377.3624 | 2014 | 10 | QLD | Hydro |  | 7 | 0.28116 | 547.0298 | 612.1275 |  | 190.1817 | 1349.7189 | 2699.339
2017 | 1 | SA | Wind | 337.6165 | 2014 | 10 | QLD | Import/Export |  | 8 | 0.069741 | 572.5949 | 521.2922 |  | 187.5531 | 1281.5337 | 2563.0436
2017 | 2 | SA | Brown Coal | 334.0601 | 2014 | 10 | QLD | Other |  | 9 |  | 537.2659 | 506.2475 |  | 103.8914 | 1147.41 | 2294.8148
2017 | 2 | SA | Demand | 1112.1986 | 2014 | 11 | QLD | Black Coal |  | 10 |  | 452.5119 | 513.8295 |  | 108.2752 | 1074.6273 | 2149.244
2017 | 2 | SA | Gas | 120.2151 | 2014 | 11 | QLD | Demand |  | 11 | 0.75091 | 351.5733 | 673.5599 |  | 169.401 | 1195.531 | 2390.8161
2017 | 2 | SA | VIC-SA Import/Export | 325.1979 | 2014 | 11 | QLD | Gas |  | 12 |  | 334.4042 | 490.6689 |  | 239.3984 | 1064.728 | 2129.1995
2017 | 2 | SA | Wind | 332.7186 | 2014 | 11 | QLD | Hydro |  | 2023 | 11.5748 | 4767.5015 | 7318.1845 |  | 2097.1591 | 14198.4182 | 28392.8381
2017 | 3 | SA | Brown Coal | 289.8955 | 2014 | 11 | QLD | Import/Export |  | 1 | 0.99681 | 338.1975 | 604.4042 |  | 235.2529 | 1179.6122 | 2358.4637
2017 | 3 | SA | Demand | 1125.3598 | 2014 | 11 | QLD | Other |  | 2 | 2.7449 | 334.6878 | 593.8387 |  | 193.6639 | 1125.9726 | 2250.9079
2017 | 3 | SA | Gas | 115.0972 | 2014 | 12 | QLD | Black Coal |  | 3 | 0.072001 | 311.7965 | 667.2895 |  | 186.8551 | 1166.0462 | 2332.0592
2017 | 3 | SA | VIC-SA Import/Export | 405.0941 | 2014 | 12 | QLD | Demand |  | 4 |  | 309.6319 | 539.0938 |  | 214.3161 | 1063.0572 | 2126.0989
2017 | 3 | SA | Wind | 315.2763 | 2014 | 12 | QLD | Gas |  | 5 | 4.3679 | 308.9625 | 724.7894 |  | 213.1308 | 1252.3339 | 2503.5845
2017 | 4 | SA | Brown Coal | 207.8806 | 2014 | 12 | QLD | Hydro |  | 6 | 0.61267 | 372.3215 | 699.1579 |  | 193.6184 | 1265.8713 | 2531.5818
2017 | 4 | SA | Demand | 1003.2968 | 2014 | 12 | QLD | Import/Export |  | 7 | 0.75252 | 539.5005 | 645.9328 |  | 173.2738 | 1359.7015 | 2719.161
2017 | 4 | SA | Gas | 104.7372 | 2014 | 12 | QLD | Other |  | 8 | 0.23387 | 594.0798 | 537.5642 |  | 154.9711 | 1286.9169 | 2573.766
2017 | 4 | SA | VIC-SA Import/Export | 383.2915 | 2015 | 1 | QLD | Black Coal |  | 9 | 0.028971 | 516.6659 | 560.4116 |  | 77.3371 | 1154.4633 | 2308.9069
2017 | 4 | SA | Wind | 307.375 | 2015 | 1 | QLD | Demand |  | 10 |  | 460.3203 | 556.8509 |  | 61.1142 | 1078.3057 | 2156.591
2017 | 5 | SA | Brown Coal | 375.2983 | 2015 | 1 | QLD | Gas |  | 11 | 1.5754 | 352.0655 | 682.8971 |  | 164.3705 | 1201.3926 | 2402.3012
2017 | 5 | SA | Demand | 1204.7498 | 2015 | 1 | QLD | Hydro |  | 12 | 0.18977 | 329.2716 | 505.9544 |  | 229.2554 | 1064.7447 | 2129.4159
2017 | 5 | SA | Gas | 176.3109 | 2015 | 1 | QLD | Import/Export |  | 2024 | 19.0152 | 4805.5162 | 7825.733 |  | 1729.0053 | 14385.6004 | 28764.8701
2017 | 5 | SA | VIC-SA Import/Export | 344.4528 | 2015 | 1 | QLD | Other |  | 1 | 1.1742 | 335.5919 | 654.6918 |  | 212.1161 | 1204.5013 | 2408.0753
2017 | 5 | SA | Wind | 308.6777 | 2015 | 2 | QLD | Black Coal |  | 2 | 2.2349 | 345.2726 | 637.1471 |  | 185.855 | 1171.4111 | 2341.9206
2017 | 6 | SA | Brown Coal | 349.5607 | 2015 | 2 | QLD | Demand |  | 3 | 0.102 | 311.5356 | 672.9828 |  | 151.6333 | 1136.3456 | 2272.5994
2017 | 6 | SA | Demand | 1198.543 | 2015 | 2 | QLD | Gas |  | 4 | 0.40485 | 337.7646 | 570.2604 |  | 168.5782 | 1077.1471 | 2154.1551
2017 | 6 | SA | Gas | 123.889 | 2015 | 2 | QLD | Hydro |  | 5 | 9.2146 | 275.7613 | 791.5957 |  | 195.6759 | 1274.6815 | 2546.9289
2017 | 6 | SA | VIC-SA Import/Export | 356.1395 | 2015 | 2 | QLD | Import/Export |  | 6 | 1.3355 | 372.9746 | 733.2988 |  | 184.7784 | 1292.7567 | 2585.144
2017 | 6 | SA | Wind | 368.9589 | 2015 | 2 | QLD | Other |  | 7 | 2.3304 | 570.4502 | 695.943 |  | 116.6764 | 1386.0773 | 2771.4773
2017 | 7 | SA | Brown Coal | 367.8112 | 2015 | 3 | QLD | Black Coal |  | 8 | 0.94069 | 558.0951 | 613.8926 |  | 141.8163 | 1315.0783 | 2629.8228
2017 | 7 | SA | Demand | 1314.3415 | 2015 | 3 | QLD | Demand |  | 9 |  | 545.4563 | 578.0603 |  | 34.0592 | 1157.5846 | 2315.1604
2017 | 7 | SA | Gas | 118.6923 | 2015 | 3 | QLD | Gas |  | 10 |  | 454.6549 | 593.05 |  | 43.9067 | 1091.6136 | 2183.2252
2017 | 7 | SA | VIC-SA Import/Export | 297.4286 | 2015 | 3 | QLD | Hydro |  | 11 | 1.0997 | 350.7552 | 740.708 |  | 131.7967 | 1224.7364 | 2449.096
2017 | 7 | SA | Wind | 530.4169 | 2015 | 3 | QLD | Import/Export |  | 12 | 0.17845 | 347.2039 | 544.1025 |  | 162.113 | 1053.667 | 2107.2649
2017 | 8 | SA | Brown Coal | 357.7294 | 2015 | 3 | QLD | Other |  | 2025 | 17.6311 | 1927.1269 | 4262.604 |  | 947.1417 | 7162.249 | 14316.7527
2017 | 8 | SA | Demand | 1254.8285 | 2015 | 4 | QLD | Black Coal |  | 1 | 1.7941 | 344.6367 | 683.4139 |  | 171.4372 | 1202.6523 | 2403.9341
2017 | 8 | SA | Gas | 94.267 | 2015 | 4 | QLD | Demand |  | 2 | 5.3424 | 285.533 | 709.1804 |  | 172.1999 | 1175.9622 | 2348.2178
2017 | 8 | SA | VIC-SA Import/Export | 226.9919 | 2015 | 4 | QLD | Gas |  | 3 | 0.043307 | 371.003 | 661.9026 |  | 122.3494 | 1155.3184 | 2310.6167
2017 | 8 | SA | Wind | 575.8297 | 2015 | 4 | QLD | Hydro |  | 4 | 0.1421 | 308.1551 | 601.6514 |  | 168.1331 | 1078.1338 | 2156.2155
2017 | 9 | SA | Brown Coal | 353.828 | 2015 | 4 | QLD | Import/Export |  | 5 | 8.1767 | 319.2622 | 775.0335 |  | 144.602 | 1249.0373 | 2496.1117
2017 | 9 | SA | Demand | 1138.431 | 2015 | 4 | QLD | Other |  | 6 | 2.1325 | 298.5369 | 831.4223 |  | 168.42 | 1301.1451 | 2601.6568
2017 | 9 | SA | Gas | 70.2251 | 2015 | 5 | QLD | Black Coal |  | Grand Total | 61.2489 | 47584.0764 | 46475.8253 | 10011.4824 | 35128.049 | 139285.7791 | 278546.4611
2017 | 9 | SA | VIC-SA Import/Export | 203.3411 | 2015 | 5 | QLD | Demand
2017 | 9 | SA | Wind | 511.043 | 2015 | 5 | QLD | Gas
2017 | 10 | SA | Brown Coal | 370.247 | 2015 | 5 | QLD | Hydro
2017 | 10 | SA | Demand | 1086.3678 | 2015 | 5 | QLD | Import/Export
2017 | 10 | SA | Gas | 34.7222 | 2015 | 5 | QLD | Other
2017 | 10 | SA | VIC-SA Import/Export | 233.3128 | 2015 | 6 | QLD | Black Coal
2017 | 10 | SA | Wind | 448.0832 | 2015 | 6 | QLD | Demand
2017 | 11 | SA | Brown Coal | 362.7111 | 2015 | 6 | QLD | Gas
2017 | 11 | SA | Demand | 1194.7404 | 2015 | 6 | QLD | Hydro
2017 | 11 | SA | Gas | 133.3153 | 2015 | 6 | QLD | Import/Export
2017 | 11 | SA | VIC-SA Import/Export | 352.1331 | 2015 | 6 | QLD | Other
2017 | 11 | SA | Wind | 346.5838 | 2015 | 7 | QLD | Black Coal
2017 | 12 | SA | Brown Coal | 0.52091 | 2015 | 7 | QLD | Demand
2017 | 12 | SA | Demand | 1055.8774 | 2015 | 7 | QLD | Gas
2017 | 12 | SA | Gas | 249.9967 | 2015 | 7 | QLD | Hydro
2017 | 12 | SA | VIC-SA Import/Export | 476.1568 | 2015 | 7 | QLD | Import/Export
2017 | 12 | SA | Wind | 329.2064 | 2015 | 7 | QLD | Other
2018 | 1 | SA | Demand | 1182.6266 | 2015 | 8 | QLD | Black Coal
2018 | 1 | SA | Gas | 345.6084 | 2015 | 8 | QLD | Demand
2018 | 1 | SA | Other | 0.31398 | 2015 | 8 | QLD | Gas
2018 | 1 | SA | VIC-SA Import/Export | 500.8186 | 2015 | 8 | QLD | Hydro
2018 | 1 | SA | Wind | 335.7394 | 2015 | 8 | QLD | Import/Export
2018 | 2 | SA | Demand | 1097.649 | 2015 | 8 | QLD | Other
2018 | 2 | SA | Gas | 323.8159 | 2015 | 9 | QLD | Black Coal
2018 | 2 | SA | Other | 0.16469 | 2015 | 9 | QLD | Demand
2018 | 2 | SA | VIC-SA Import/Export | 434.7069 | 2015 | 9 | QLD | Gas
2018 | 2 | SA | Wind | 338.8974 | 2015 | 9 | QLD | Hydro
2018 | 3 | SA | Demand | 1106.7442 | 2015 | 9 | QLD | Import/Export
2018 | 3 | SA | Gas | 298.023 | 2015 | 9 | QLD | Other
2018 | 3 | SA | VIC-SA Import/Export | 497.5232 | 2015 | 10 | QLD | Black Coal
2018 | 3 | SA | Wind | 311.196 | 2015 | 10 | QLD | Demand
2018 | 4 | SA | Demand | 1025.5436 | 2015 | 10 | QLD | Gas
2018 | 4 | SA | Gas | 254.662 | 2015 | 10 | QLD | Hydro
2018 | 4 | SA | VIC-SA Import/Export | 441.3709 | 2015 | 10 | QLD | Import/Export
2018 | 4 | SA | Wind | 329.5102 | 2015 | 10 | QLD | Other
2018 | 5 | SA | Demand | 1205.1974 | 2015 | 11 | QLD | Black Coal
2018 | 5 | SA | Gas | 447.1921 | 2015 | 11 | QLD | Demand
2018 | 5 | SA | Other | 0.041174 | 2015 | 11 | QLD | Gas
2018 | 5 | SA | VIC-SA Import/Export | 459.9527 | 2015 | 11 | QLD | Hydro
2018 | 5 | SA | Wind | 297.9729 | 2015 | 11 | QLD | Import/Export
2018 | 6 | SA | Demand | 1209.2729 | 2015 | 11 | QLD | Other
2018 | 6 | SA | Gas | 381.8738 | 2015 | 12 | QLD | Black Coal
2018 | 6 | SA | VIC-SA Import/Export | 455.0459 | 2015 | 12 | QLD | Demand
2018 | 6 | SA | Wind | 372.3462 | 2015 | 12 | QLD | Gas
2018 | 7 | SA | Demand | 1303.0115 | 2015 | 12 | QLD | Hydro
2018 | 7 | SA | Gas | 334.5279 | 2015 | 12 | QLD | Import/Export
2018 | 7 | SA | Other | 0.0091486 | 2015 | 12 | QLD | Other
2018 | 7 | SA | VIC-SA Import/Export | 405.8353 | 2016 | 1 | QLD | Black Coal
2018 | 7 | SA | Wind | 562.6386 | 2016 | 1 | QLD | Demand
2018 | 8 | SA | Demand | 1254.8772 | 2016 | 1 | QLD | Gas
2018 | 8 | SA | Gas | 328.147 | 2016 | 1 | QLD | Hydro
2018 | 8 | SA | VIC-SA Import/Export | 394.0821 | 2016 | 1 | QLD | Import/Export
2018 | 8 | SA | Wind | 532.644 | 2016 | 1 | QLD | Other
2018 | 9 | SA | Demand | 1106.0425 | 2016 | 2 | QLD | Black Coal
2018 | 9 | SA | Gas | 225.3482 | 2016 | 2 | QLD | Demand
2018 | 9 | SA | VIC-SA Import/Export | 316.0164 | 2016 | 2 | QLD | Gas
2018 | 9 | SA | Wind | 564.6804 | 2016 | 2 | QLD | Hydro
2018 | 10 | SA | Demand | 1049.1866 | 2016 | 2 | QLD | Import/Export
2018 | 10 | SA | Gas | 227.8932 | 2016 | 2 | QLD | Other
2018 | 10 | SA | VIC-SA Import/Export | 369.8135 | 2016 | 3 | QLD | Black Coal
2018 | 10 | SA | Wind | 451.4708 | 2016 | 3 | QLD | Demand
2018 | 11 | SA | Demand | 1193.1751 | 2016 | 3 | QLD | Gas
2018 | 11 | SA | Gas | 390.3759 | 2016 | 3 | QLD | Hydro
2018 | 11 | SA | VIC-SA Import/Export | 472.0509 | 2016 | 3 | QLD | Import/Export
2018 | 11 | SA | Wind | 330.7384 | 2016 | 3 | QLD | Other
2018 | 12 | SA | Demand | 1020.3748 | 2016 | 4 | QLD | Black Coal
2018 | 12 | SA | Gas | 233.9765 | 2016 | 4 | QLD | Demand
2018 | 12 | SA | VIC-SA Import/Export | 424.2231 | 2016 | 4 | QLD | Gas
2018 | 12 | SA | Wind | 362.1674 | 2016 | 4 | QLD | Hydro
2019 | 1 | SA | Demand | 1176.727 | 2016 | 4 | QLD | Import/Export
2019 | 1 | SA | Gas | 356.0553 | 2016 | 4 | QLD | Other
2019 | 1 | SA | Other | 0.50264 | 2016 | 5 | QLD | Black Coal
2019 | 1 | SA | VIC-SA Import/Export | 480.1193 | 2016 | 5 | QLD | Demand
2019 | 1 | SA | Wind | 339.7847 | 2016 | 5 | QLD | Gas
2019 | 2 | SA | Demand | 1127.2443 | 2016 | 5 | QLD | Hydro
2019 | 2 | SA | Gas | 389.9284 | 2016 | 5 | QLD | Import/Export
2019 | 2 | SA | Other | 0.9208 | 2016 | 5 | QLD | Other
2019 | 2 | SA | VIC-SA Import/Export | 443.5457 | 2016 | 6 | QLD | Black Coal
2019 | 2 | SA | Wind | 292.4527 | 2016 | 6 | QLD | Demand
2019 | 3 | SA | Demand | 1115.223 | 2016 | 6 | QLD | Gas
2019 | 3 | SA | Gas | 310.6983 | 2016 | 6 | QLD | Hydro
2019 | 3 | SA | VIC-SA Import/Export | 435.0658 | 2016 | 6 | QLD | Import/Export
2019 | 3 | SA | Wind | 369.4561 | 2016 | 6 | QLD | Other
2019 | 4 | SA | Demand | 1018.5811 | 2016 | 7 | QLD | Black Coal
2019 | 4 | SA | Gas | 269.6943 | 2016 | 7 | QLD | Demand
2019 | 4 | SA | VIC-SA Import/Export | 445.1183 | 2016 | 7 | QLD | Gas
2019 | 4 | SA | Wind | 303.765 | 2016 | 7 | QLD | Hydro
2019 | 5 | SA | Demand | 1185.105 | 2016 | 7 | QLD | Import/Export
2019 | 5 | SA | Gas | 409.2268 | 2016 | 7 | QLD | Other
2019 | 5 | SA | Other | 0.038711 | 2016 | 8 | QLD | Black Coal
2019 | 5 | SA | VIC-SA Import/Export | 467.1948 | 2016 | 8 | QLD | Demand
2019 | 5 | SA | Wind | 308.6 | 2016 | 8 | QLD | Gas
2019 | 6 | SA | Demand | 1213.6979 | 2016 | 8 | QLD | Hydro
2019 | 6 | SA | Gas | 453.4118 | 2016 | 8 | QLD | Import/Export
2019 | 6 | SA | Other | 0.004596 | 2016 | 8 | QLD | Other
2019 | 6 | SA | VIC-SA Import/Export | 443.1316 | 2016 | 9 | QLD | Black Coal
2019 | 6 | SA | Wind | 317.1451 | 2016 | 9 | QLD | Demand
2019 | 7 | SA | Demand | 1305.5555 | 2016 | 9 | QLD | Gas
2019 | 7 | SA | Gas | 330.842 | 2016 | 9 | QLD | Hydro
2019 | 7 | SA | VIC-SA Import/Export | 384.817 | 2016 | 9 | QLD | Import/Export
2019 | 7 | SA | Wind | 589.8949 | 2016 | 9 | QLD | Other
2019 | 8 | SA | Demand | 1249.1234 | 2016 | 10 | QLD | Black Coal
2019 | 8 | SA | Gas | 315.8343 | 2016 | 10 | QLD | Demand
2019 | 8 | SA | VIC-SA Import/Export | 376.6075 | 2016 | 10 | QLD | Gas
2019 | 8 | SA | Wind | 556.6703 | 2016 | 10 | QLD | Hydro
2019 | 9 | SA | Demand | 1104.8777 | 2016 | 10 | QLD | Import/Export
2019 | 9 | SA | Gas | 255.9641 | 2016 | 10 | QLD | Other
2019 | 9 | SA | VIC-SA Import/Export | 304.0246 | 2016 | 11 | QLD | Black Coal
2019 | 9 | SA | Wind | 544.8806 | 2016 | 11 | QLD | Demand
2019 | 10 | SA | Demand | 1053.034 | 2016 | 11 | QLD | Gas
2019 | 10 | SA | Gas | 230.6556 | 2016 | 11 | QLD | Hydro
2019 | 10 | SA | VIC-SA Import/Export | 364.5565 | 2016 | 11 | QLD | Import/Export
2019 | 10 | SA | Wind | 457.8057 | 2016 | 11 | QLD | Other
2019 | 11 | SA | Demand | 1176.8826 | 2016 | 12 | QLD | Black Coal
2019 | 11 | SA | Gas | 377.6077 | 2016 | 12 | QLD | Demand
2019 | 11 | SA | VIC-SA Import/Export | 444.9388 | 2016 | 12 | QLD | Gas
2019 | 11 | SA | Wind | 354.2597 | 2016 | 12 | QLD | Hydro
2019 | 12 | SA | Demand | 1026.3599 | 2016 | 12 | QLD | Import/Export
2019 | 12 | SA | Gas | 255.9199 | 2016 | 12 | QLD | Other
2019 | 12 | SA | VIC-SA Import/Export | 422.0222 | 2017 | 1 | QLD | Black Coal
2019 | 12 | SA | Wind | 348.4047 | 2017 | 1 | QLD | Demand
2020 | 1 | SA | Demand | 1165.3743 | 2017 | 1 | QLD | Gas
2020 | 1 | SA | Gas | 358.1994 | 2017 | 1 | QLD | Hydro
2020 | 1 | SA | Other | 0.76599 | 2017 | 1 | QLD | Import/Export
2020 | 1 | SA | VIC-SA Import/Export | 461.2937 | 2017 | 1 | QLD | Other
2020 | 1 | SA | Wind | 344.6095 | 2017 | 2 | QLD | Black Coal
2020 | 2 | SA | Demand | 1162.6722 | 2017 | 2 | QLD | Demand
2020 | 2 | SA | Gas | 416.8571 | 2017 | 2 | QLD | Gas
2020 | 2 | SA | Other | 1.783 | 2017 | 2 | QLD | Hydro
2020 | 2 | SA | VIC-SA Import/Export | 439.1474 | 2017 | 2 | QLD | Import/Export
2020 | 2 | SA | Wind | 304.0068 | 2017 | 2 | QLD | Other
2020 | 3 | SA | Demand | 1108.4393 | 2017 | 3 | QLD | Black Coal
2020 | 3 | SA | Gas | 340.8869 | 2017 | 3 | QLD | Demand
2020 | 3 | SA | VIC-SA Import/Export | 406.4826 | 2017 | 3 | QLD | Gas
2020 | 3 | SA | Wind | 361.0589 | 2017 | 3 | QLD | Hydro
2020 | 4 | SA | Demand | 1041.7518 | 2017 | 3 | QLD | Import/Export
2020 | 4 | SA | Gas | 338.0635 | 2017 | 3 | QLD | Other
2020 | 4 | SA | VIC-SA Import/Export | 405.0627 | 2017 | 4 | QLD | Black Coal
2020 | 4 | SA | Wind | 298.6216 | 2017 | 4 | QLD | Demand
2020 | 5 | SA | Demand | 1165.9245 | 2017 | 4 | QLD | Gas
2020 | 5 | SA | Gas | 414.1543 | 2017 | 4 | QLD | Hydro
2020 | 5 | SA | Other | 0.18558 | 2017 | 4 | QLD | Import/Export
2020 | 5 | SA | VIC-SA Import/Export | 416.0984 | 2017 | 4 | QLD | Other
2020 | 5 | SA | Wind | 335.4128 | 2017 | 5 | QLD | Black Coal
2020 | 6 | SA | Demand | 1234.5974 | 2017 | 5 | QLD | Demand
2020 | 6 | SA | Gas | 490.0772 | 2017 | 5 | QLD | Gas
2020 | 6 | SA | VIC-SA Import/Export | 441.3715 | 2017 | 5 | QLD | Hydro
2020 | 6 | SA | Wind | 303.1544 | 2017 | 5 | QLD | Import/Export
2020 | 7 | SA | Demand | 1326.3616 | 2017 | 5 | QLD | Other
2020 | 7 | SA | Gas | 352.8857 | 2017 | 6 | QLD | Black Coal
2020 | 7 | SA | VIC-SA Import/Export | 393.7406 | 2017 | 6 | QLD | Demand
2020 | 7 | SA | Wind | 579.731 | 2017 | 6 | QLD | Gas
2020 | 8 | SA | Demand | 1247.2179 | 2017 | 6 | QLD | Hydro
2020 | 8 | SA | Gas | 319.2268 | 2017 | 6 | QLD | Import/Export
2020 | 8 | SA | VIC-SA Import/Export | 359.0049 | 2017 | 6 | QLD | Other
2020 | 8 | SA | Wind | 568.9741 | 2017 | 7 | QLD | Black Coal
2020 | 9 | SA | Demand | 1125.1846 | 2017 | 7 | QLD | Demand
2020 | 9 | SA | Gas | 292.1222 | 2017 | 7 | QLD | Gas
2020 | 9 | SA | VIC-SA Import/Export | 275.553 | 2017 | 7 | QLD | Hydro
2020 | 9 | SA | Wind | 557.5066 | 2017 | 7 | QLD | Import/Export
2020 | 10 | SA | Demand | 1069.7529 | 2017 | 7 | QLD | Other
2020 | 10 | SA | Gas | 279.6062 | 2017 | 8 | QLD | Black Coal
2020 | 10 | SA | VIC-SA Import/Export | 358.1087 | 2017 | 8 | QLD | Demand
2020 | 10 | SA | Wind | 432.0382 | 2017 | 8 | QLD | Gas
2020 | 11 | SA | Demand | 1171.437 | 2017 | 8 | QLD | Hydro
2020 | 11 | SA | Gas | 417.2435 | 2017 | 8 | QLD | Import/Export
2020 | 11 | SA | VIC-SA Import/Export | 385.6117 | 2017 | 8 | QLD | Other
2020 | 11 | SA | Wind | 368.3138 | 2017 | 9 | QLD | Black Coal
2020 | 12 | SA | Demand | 1075.2983 | 2017 | 9 | QLD | Demand
2020 | 12 | SA | Gas | 311.78 | 2017 | 9 | QLD | Gas
2020 | 12 | SA | VIC-SA Import/Export | 424.1027 | 2017 | 9 | QLD | Hydro
2020 | 12 | SA | Wind | 339.2799 | 2017 | 9 | QLD | Import/Export
2021 | 1 | SA | Demand | 1149.1926 | 2017 | 9 | QLD | Other
2021 | 1 | SA | Gas | 382.4088 | 2017 | 10 | QLD | Black Coal
2021 | 1 | SA | Other | 0.8483 | 2017 | 10 | QLD | Demand
2021 | 1 | SA | VIC-SA Import/Export | 418.2974 | 2017 | 10 | QLD | Gas
2021 | 1 | SA | Wind | 347.0494 | 2017 | 10 | QLD | Hydro
2021 | 2 | SA | Demand | 1119.444 | 2017 | 10 | QLD | Import/Export
2021 | 2 | SA | Gas | 433.1736 | 2017 | 10 | QLD | Other
2021 | 2 | SA | Other | 1.6203 | 2017 | 11 | QLD | Black Coal
2021 | 2 | SA | VIC-SA Import/Export | 377.9772 | 2017 | 11 | QLD | Demand
2021 | 2 | SA | Wind | 305.9808 | 2017 | 11 | QLD | Gas
2021 | 3 | SA | Demand | 1147.5663 | 2017 | 11 | QLD | Hydro
2021 | 3 | SA | Gas | 403.2516 | 2017 | 11 | QLD | Import/Export
2021 | 3 | SA | VIC-SA Import/Export | 405.2097 | 2017 | 11 | QLD | Other
2021 | 3 | SA | Wind | 339.0937 | 2017 | 12 | QLD | Black Coal
2021 | 4 | SA | Demand | 1042.9846 | 2017 | 12 | QLD | Demand
2021 | 4 | SA | Gas | 329.0287 | 2017 | 12 | QLD | Gas
2021 | 4 | SA | VIC-SA Import/Export | 404.2608 | 2017 | 12 | QLD | Hydro
2021 | 4 | SA | Wind | 309.6772 | 2017 | 12 | QLD | Import/Export
2021 | 5 | SA | Demand | 1200.8836 | 2017 | 12 | QLD | Other
2021 | 5 | SA | Gas | 457.8577 | 2018 | 1 | QLD | Black Coal
2021 | 5 | SA | Other | 0.37371 | 2018 | 1 | QLD | Demand
2021 | 5 | SA | VIC-SA Import/Export | 409.5087 | 2018 | 1 | QLD | Gas
2021 | 5 | SA | Wind | 332.9969 | 2018 | 1 | QLD | Hydro
2021 | 6 | SA | Demand | 1240.1154 | 2018 | 1 | QLD | Import/Export
2021 | 6 | SA | Gas | 502.2254 | 2018 | 1 | QLD | Other
2021 | 6 | SA | Other | 0.048132 | 2018 | 2 | QLD | Black Coal
2021 | 6 | SA | VIC-SA Import/Export | 423.849 | 2018 | 2 | QLD | Demand
2021 | 6 | SA | Wind | 313.971 | 2018 | 2 | QLD | Gas
2021 | 7 | SA | Demand | 1337.8918 | 2018 | 2 | QLD | Hydro
2021 | 7 | SA | Gas | 435.9039 | 2018 | 2 | QLD | Import/Export
2021 | 7 | SA | VIC-SA Import/Export | 344.0251 | 2018 | 2 | QLD | Other
2021 | 7 | SA | Wind | 557.9348 | 2018 | 3 | QLD | Black Coal
2021 | 8 | SA | Demand | 1263.4966 | 2018 | 3 | QLD | Demand
2021 | 8 | SA | Gas | 382.4533 | 2018 | 3 | QLD | Gas
2021 | 8 | SA | VIC-SA Import/Export | 317.0305 | 2018 | 3 | QLD | Hydro
2021 | 8 | SA | Wind | 564.0041 | 2018 | 3 | QLD | Import/Export
2021 | 9 | SA | Demand | 1129.1114 | 2018 | 3 | QLD | Other
2021 | 9 | SA | Gas | 374.4533 | 2018 | 4 | QLD | Black Coal
2021 | 9 | SA | VIC-SA Import/Export | 204.5909 | 2018 | 4 | QLD | Demand
2021 | 9 | SA | Wind | 550.0746 | 2018 | 4 | QLD | Gas
2021 | 10 | SA | Demand | 1064.1649 | 2018 | 4 | QLD | Hydro
2021 | 10 | SA | Gas | 369.4152 | 2018 | 4 | QLD | Import/Export
2021 | 10 | SA | VIC-SA Import/Export | 254.1621 | 2018 | 4 | QLD | Other
2021 | 10 | SA | Wind | 440.5807 | 2018 | 5 | QLD | Black Coal
2021 | 11 | SA | Demand | 1184.4002 | 2018 | 5 | QLD | Demand
2021 | 11 | SA | Gas | 536.8579 | 2018 | 5 | QLD | Gas
2021 | 11 | SA | Other | 0.20695 | 2018 | 5 | QLD | Hydro
2021 | 11 | SA | VIC-SA Import/Export | 287.2055 | 2018 | 5 | QLD | Import/Export
2021 | 11 | SA | Wind | 360.0563 | 2018 | 5 | QLD | Other
2021 | 12 | SA | Demand | 1066.5822 | 2018 | 6 | QLD | Black Coal
2021 | 12 | SA | Gas | 377.6288 | 2018 | 6 | QLD | Demand
2021 | 12 | SA | Other | 0.072908 | 2018 | 6 | QLD | Gas
2021 | 12 | SA | VIC-SA Import/Export | 347.209 | 2018 | 6 | QLD | Hydro
2021 | 12 | SA | Wind | 341.6316 | 2018 | 6 | QLD | Import/Export
2022 | 1 | SA | Demand | 1150.0004 | 2018 | 6 | QLD | Other
2022 | 1 | SA | Gas | 473.3042 | 2018 | 7 | QLD | Black Coal
2022 | 1 | SA | Other | 0.8072 | 2018 | 7 | QLD | Demand
2022 | 1 | SA | VIC-SA Import/Export | 329.615 | 2018 | 7 | QLD | Gas
2022 | 1 | SA | Wind | 345.7114 | 2018 | 7 | QLD | Hydro
2022 | 2 | SA | Demand | 1126.986 | 2018 | 7 | QLD | Import/Export
2022 | 2 | SA | Gas | 524.4154 | 2018 | 7 | QLD | Other
2022 | 2 | SA | Other | 1.1997 | 2018 | 8 | QLD | Black Coal
2022 | 2 | SA | VIC-SA Import/Export | 280.2747 | 2018 | 8 | QLD | Demand
2022 | 2 | SA | Wind | 320.6006 | 2018 | 8 | QLD | Gas
2022 | 3 | SA | Demand | 1157.3456 | 2018 | 8 | QLD | Hydro
2022 | 3 | SA | Gas | 556.3472 | 2018 | 8 | QLD | Import/Export
2022 | 3 | SA | Other | 0.014935 | 2018 | 8 | QLD | Other
2022 | 3 | SA | VIC-SA Import/Export | 281.8382 | 2018 | 9 | QLD | Black Coal
2022 | 3 | SA | Wind | 319.1394 | 2018 | 9 | QLD | Demand
2022 | 4 | SA | Demand | 1051.674 | 2018 | 9 | QLD | Gas
2022 | 4 | SA | Gas | 488.0409 | 2018 | 9 | QLD | Hydro
2022 | 4 | SA | Other | 0.013562 | 2018 | 9 | QLD | Import/Export
2022 | 4 | SA | VIC-SA Import/Export | 253.0541 | 2018 | 9 | QLD | Other
2022 | 4 | SA | Wind | 310.5549 | 2018 | 10 | QLD | Black Coal
2022 | 5 | SA | Demand | 1229.5514 | 2018 | 10 | QLD | Demand
2022 | 5 | SA | Gas | 660.574 | 2018 | 10 | QLD | Gas
2022 | 5 | SA | Other | 1.6731 | 2018 | 10 | QLD | Hydro
2022 | 5 | SA | VIC-SA Import/Export | 251.4534 | 2018 | 10 | QLD | Import/Export
2022 | 5 | SA | Wind | 315.3746 | 2018 | 10 | QLD | Other
2022 | 6 | SA | Demand | 1252.8627 | 2018 | 11 | QLD | Black Coal
2022 | 6 | SA | Gas | 659.0927 | 2018 | 11 | QLD | Demand
2022 | 6 | SA | Other | 0.31696 | 2018 | 11 | QLD | Gas
2022 | 6 | SA | VIC-SA Import/Export | 249.7874 | 2018 | 11 | QLD | Hydro
2022 | 6 | SA | Wind | 343.5639 | 2018 | 11 | QLD | Import/Export
2022 | 7 | SA | Demand | 1349.7189 | 2018 | 11 | QLD | Other
2022 | 7 | SA | Gas | 612.1275 | 2018 | 12 | QLD | Black Coal
2022 | 7 | SA | Other | 0.28116 | 2018 | 12 | QLD | Demand
2022 | 7 | SA | VIC-SA Import/Export | 190.1817 | 2018 | 12 | QLD | Gas
2022 | 7 | SA | Wind | 547.0298 | 2018 | 12 | QLD | Hydro
2022 | 8 | SA | Demand | 1281.5337 | 2018 | 12 | QLD | Import/Export
2022 | 8 | SA | Gas | 521.2922 | 2018 | 12 | QLD | Other
2022 | 8 | SA | Other | 0.069741 | 2019 | 1 | QLD | Black Coal
2022 | 8 | SA | VIC-SA Import/Export | 187.5531 | 2019 | 1 | QLD | Demand
2022 | 8 | SA | Wind | 572.5949 | 2019 | 1 | QLD | Gas
2022 | 9 | SA | Demand | 1147.41 | 2019 | 1 | QLD | Hydro
2022 | 9 | SA | Gas | 506.2475 | 2019 | 1 | QLD | Import/Export
2022 | 9 | SA | VIC-SA Import/Export | 103.8914 | 2019 | 1 | QLD | Other
2022 | 9 | SA | Wind | 537.2659 | 2019 | 2 | QLD | Black Coal
2022 | 10 | SA | Demand | 1074.6273 | 2019 | 2 | QLD | Demand
2022 | 10 | SA | Gas | 513.8295 | 2019 | 2 | QLD | Gas
2022 | 10 | SA | VIC-SA Import/Export | 108.2752 | 2019 | 2 | QLD | Hydro
2022 | 10 | SA | Wind | 452.5119 | 2019 | 2 | QLD | Import/Export
2022 | 11 | SA | Demand | 1195.531 | 2019 | 2 | QLD | Other
2022 | 11 | SA | Gas | 673.5599 | 2019 | 3 | QLD | Black Coal
2022 | 11 | SA | Other | 0.75091 | 2019 | 3 | QLD | Demand
2022 | 11 | SA | VIC-SA Import/Export | 169.401 | 2019 | 3 | QLD | Gas
2022 | 11 | SA | Wind | 351.5733 | 2019 | 3 | QLD | Hydro
2022 | 12 | SA | Demand | 1064.728 | 2019 | 3 | QLD | Import/Export
2022 | 12 | SA | Gas | 490.6689 | 2019 | 3 | QLD | Other
2022 | 12 | SA | VIC-SA Import/Export | 239.3984 | 2019 | 4 | QLD | Black Coal
2022 | 12 | SA | Wind | 334.4042 | 2019 | 4 | QLD | Demand
2023 | 1 | SA | Demand | 1179.6122 | 2019 | 4 | QLD | Gas
2023 | 1 | SA | Gas | 604.4042 | 2019 | 4 | QLD | Hydro
2023 | 1 | SA | Other | 0.99681 | 2019 | 4 | QLD | Import/Export
2023 | 1 | SA | VIC-SA Import/Export | 235.2529 | 2019 | 4 | QLD | Other
2023 | 1 | SA | Wind | 338.1975 | 2019 | 5 | QLD | Black Coal
2023 | 2 | SA | Demand | 1125.9726 | 2019 | 5 | QLD | Demand
2023 | 2 | SA | Gas | 593.8387 | 2019 | 5 | QLD | Gas
2023 | 2 | SA | Other | 2.7449 | 2019 | 5 | QLD | Hydro
2023 | 2 | SA | VIC-SA Import/Export | 193.6639 | 2019 | 5 | QLD | Import/Export
2023 | 2 | SA | Wind | 334.6878 | 2019 | 5 | QLD | Other
2023 | 3 | SA | Demand | 1166.0462 | 2019 | 6 | QLD | Black Coal
2023 | 3 | SA | Gas | 667.2895 | 2019 | 6 | QLD | Demand
2023 | 3 | SA | Other | 0.072001 | 2019 | 6 | QLD | Gas
2023 | 3 | SA | VIC-SA Import/Export | 186.8551 | 2019 | 6 | QLD | Hydro
2023 | 3 | SA | Wind | 311.7965 | 2019 | 6 | QLD | Import/Export
2023 | 4 | SA | Demand | 1063.0572 | 2019 | 6 | QLD | Other
2023 | 4 | SA | Gas | 539.0938 | 2019 | 7 | QLD | Black Coal
2023 | 4 | SA | VIC-SA Import/Export | 214.3161 | 2019 | 7 | QLD | Demand
2023 | 4 | SA | Wind | 309.6319 | 2019 | 7 | QLD | Gas
2023 | 5 | SA | Demand | 1252.3339 | 2019 | 7 | QLD | Hydro
2023 | 5 | SA | Gas | 724.7894 | 2019 | 7 | QLD | Import/Export
2023 | 5 | SA | Other | 4.3679 | 2019 | 7 | QLD | Other
2023 | 5 | SA | VIC-SA Import/Export | 213.1308 | 2019 | 8 | QLD | Black Coal
2023 | 5 | SA | Wind | 308.9625 | 2019 | 8 | QLD | Demand
2023 | 6 | SA | Demand | 1265.8713 | 2019 | 8 | QLD | Gas
2023 | 6 | SA | Gas | 699.1579 | 2019 | 8 | QLD | Hydro
2023 | 6 | SA | Other | 0.61267 | 2019 | 8 | QLD | Import/Export
2023 | 6 | SA | VIC-SA Import/Export | 193.6184 | 2019 | 8 | QLD | Other
2023 | 6 | SA | Wind | 372.3215 | 2019 | 9 | QLD | Black Coal
2023 | 7 | SA | Demand | 1359.7015 | 2019 | 9 | QLD | Demand
2023 | 7 | SA | Gas | 645.9328 | 2019 | 9 | QLD | Gas
2023 | 7 | SA | Other | 0.75252 | 2019 | 9 | QLD | Hydro
2023 | 7 | SA | VIC-SA Import/Export | 173.2738 | 2019 | 9 | QLD | Import/Export
2023 | 7 | SA | Wind | 539.5005 | 2019 | 9 | QLD | Other
2023 | 8 | SA | Demand | 1286.9169 | 2019 | 10 | QLD | Black Coal
2023 | 8 | SA | Gas | 537.5642 | 2019 | 10 | QLD | Demand
2023 | 8 | SA | Other | 0.23387 | 2019 | 10 | QLD | Gas
2023 | 8 | SA | VIC-SA Import/Export | 154.9711 | 2019 | 10 | QLD | Hydro
2023 | 8 | SA | Wind | 594.0798 | 2019 | 10 | QLD | Import/Export
2023 | 9 | SA | Demand | 1154.4633 | 2019 | 10 | QLD | Other
2023 | 9 | SA | Gas | 560.4116 | 2019 | 11 | QLD | Black Coal
2023 | 9 | SA | Other | 0.028971 | 2019 | 11 | QLD | Demand
2023 | 9 | SA | VIC-SA Import/Export | 77.3371 | 2019 | 11 | QLD | Gas
2023 | 9 | SA | Wind | 516.6659 | 2019 | 11 | QLD | Hydro
2023 | 10 | SA | Demand | 1078.3057 | 2019 | 11 | QLD | Import/Export
2023 | 10 | SA | Gas | 556.8509 | 2019 | 11 | QLD | Other
2023 | 10 | SA | VIC-SA Import/Export | 61.1142 | 2019 | 12 | QLD | Black Coal
2023 | 10 | SA | Wind | 460.3203 | 2019 | 12 | QLD | Demand
2023 | 11 | SA | Demand | 1201.3926 | 2019 | 12 | QLD | Gas
2023 | 11 | SA | Gas | 682.8971 | 2019 | 12 | QLD | Hydro
2023 | 11 | SA | Other | 1.5754 | 2019 | 12 | QLD | Import/Export
2023 | 11 | SA | VIC-SA Import/Export | 164.3705 | 2019 | 12 | QLD | Other
2023 | 11 | SA | Wind | 352.0655 | 2020 | 1 | QLD | Black Coal
2023 | 12 | SA | Demand | 1064.7447 | 2020 | 1 | QLD | Demand
2023 | 12 | SA | Gas | 505.9544 | 2020 | 1 | QLD | Gas
2023 | 12 | SA | Other | 0.18977 | 2020 | 1 | QLD | Hydro
2023 | 12 | SA | VIC-SA Import/Export | 229.2554 | 2020 | 1 | QLD | Import/Export
2023 | 12 | SA | Wind | 329.2716 | 2020 | 1 | QLD | Other
2024 | 1 | SA | Demand | 1204.5013 | 2020 | 2 | QLD | Black Coal
2024 | 1 | SA | Gas | 654.6918 | 2020 | 2 | QLD | Demand
2024 | 1 | SA | Other | 1.1742 | 2020 | 2 | QLD | Gas
2024 | 1 | SA | VIC-SA Import/Export | 212.1161 | 2020 | 2 | QLD | Hydro
2024 | 1 | SA | Wind | 335.5919 | 2020 | 2 | QLD | Import/Export
2024 | 2 | SA | Demand | 1171.4111 | 2020 | 2 | QLD | Other
2024 | 2 | SA | Gas | 637.1471 | 2020 | 3 | QLD | Black Coal
2024 | 2 | SA | Other | 2.2349 | 2020 | 3 | QLD | Demand
2024 | 2 | SA | VIC-SA Import/Export | 185.855 | 2020 | 3 | QLD | Gas
2024 | 2 | SA | Wind | 345.2726 | 2020 | 3 | QLD | Hydro
2024 | 3 | SA | Demand | 1136.3456 | 2020 | 3 | QLD | Import/Export
2024 | 3 | SA | Gas | 672.9828 | 2020 | 3 | QLD | Other
2024 | 3 | SA | Other | 0.102 | 2020 | 4 | QLD | Black Coal
2024 | 3 | SA | VIC-SA Import/Export | 151.6333 | 2020 | 4 | QLD | Demand
2024 | 3 | SA | Wind | 311.5356 | 2020 | 4 | QLD | Gas
2024 | 4 | SA | Demand | 1077.1471 | 2020 | 4 | QLD | Hydro
2024 | 4 | SA | Gas | 570.2604 | 2020 | 4 | QLD | Import/Export
2024 | 4 | SA | Other | 0.40485 | 2020 | 4 | QLD | Other
2024 | 4 | SA | VIC-SA Import/Export | 168.5782 | 2020 | 5 | QLD | Black Coal
2024 | 4 | SA | Wind | 337.7646 | 2020 | 5 | QLD | Demand
2024 | 5 | SA | Demand | 1274.6815 | 2020 | 5 | QLD | Gas
2024 | 5 | SA | Gas | 791.5957 | 2020 | 5 | QLD | Hydro
2024 | 5 | SA | Other | 9.2146 | 2020 | 5 | QLD | Import/Export
2024 | 5 | SA | VIC-SA Import/Export | 195.6759 | 2020 | 5 | QLD | Other
2024 | 5 | SA | Wind | 275.7613 | 2020 | 6 | QLD | Black Coal
2024 | 6 | SA | Demand | 1292.7567 | 2020 | 6 | QLD | Demand
2024 | 6 | SA | Gas | 733.2988 | 2020 | 6 | QLD | Gas
2024 | 6 | SA | Other | 1.3355 | 2020 | 6 | QLD | Hydro
2024 | 6 | SA | VIC-SA Import/Export | 184.7784 | 2020 | 6 | QLD | Import/Export
2024 | 6 | SA | Wind | 372.9746 | 2020 | 6 | QLD | Other
2024 | 7 | SA | Demand | 1386.0773
2024 | 7 | SA | Gas | 695.943
2024 | 7 | SA | Other | 2.3304
2024 | 7 | SA | VIC-SA Import/Export | 116.6764
2024 | 7 | SA | Wind | 570.4502
2024 | 8 | SA | Demand | 1315.0783
2024 | 8 | SA | Gas | 613.8926
2024 | 8 | SA | Other | 0.94069
2024 | 8 | SA | VIC-SA Import/Export | 141.8163
2024 | 8 | SA | Wind | 558.0951
2024 | 9 | SA | Demand | 1157.5846
2024 | 9 | SA | Gas | 578.0603
2024 | 9 | SA | VIC-SA Import/Export | 34.0592
2024 | 9 | SA | Wind | 545.4563
2024 | 10 | SA | Demand | 1091.6136
2024 | 10 | SA | Gas | 593.05
2024 | 10 | SA | VIC-SA Import/Export | 43.9067
2024 | 10 | SA | Wind | 454.6549
2024 | 11 | SA | Demand | 1224.7364
2024 | 11 | SA | Gas | 740.708
2024 | 11 | SA | Other | 1.0997
2024 | 11 | SA | VIC-SA Import/Export | 131.7967
2024 | 11 | SA | Wind | 350.7552
2024 | 12 | SA | Demand | 1053.667
2024 | 12 | SA | Gas | 544.1025
2024 | 12 | SA | Other | 0.17845
2024 | 12 | SA | VIC-SA Import/Export | 162.113
2024 | 12 | SA | Wind | 347.2039
2025 | 1 | SA | Demand | 1202.6523
2025 | 1 | SA | Gas | 683.4139
2025 | 1 | SA | Other | 1.7941
2025 | 1 | SA | VIC-SA Import/Export | 171.4372
2025 | 1 | SA | Wind | 344.6367
2025 | 2 | SA | Demand | 1175.9622
2025 | 2 | SA | Gas | 709.1804
2025 | 2 | SA | Other | 5.3424
2025 | 2 | SA | VIC-SA Import/Export | 172.1999
2025 | 2 | SA | Wind | 285.533
2025 | 3 | SA | Demand | 1155.3184
2025 | 3 | SA | Gas | 661.9026
2025 | 3 | SA | Other | 0.043307
2025 | 3 | SA | VIC-SA Import/Export | 122.3494
2025 | 3 | SA | Wind | 371.003
2025 | 4 | SA | Demand | 1078.1338
2025 | 4 | SA | Gas | 601.6514
2025 | 4 | SA | Other | 0.1421
2025 | 4 | SA | VIC-SA Import/Export | 168.1331
2025 | 4 | SA | Wind | 308.1551
2025 | 5 | SA | Demand | 1249.0373
2025 | 5 | SA | Gas | 775.0335
2025 | 5 | SA | Other | 8.1767
2025 | 5 | SA | VIC-SA Import/Export | 144.602
2025 | 5 | SA | Wind | 319.2622
2025 | 6 | SA | Demand | 1301.1451
2025 | 6 | SA | Gas | 831.4223
2025 | 6 | SA | Other | 2.1325
2025 | 6 | SA | VIC-SA Import/Export | 168.42
2025 | 6 | SA | Wind | 298.5369

## SupplyDemandCondition_High
Row Labels | Generation | Maximum demand | Import at maximum demand | Export at maximum demand | Unmet load at maximum demand
2015
7 | 2046.5448 | 2606.2148 | 559.6721 | 0 | 0
8 | 1819.4706 | 2345.9791 | 526.5086 | 0 | 0
9 | 1661.5044 | 2263.1762 | 601.6722 | 0 | 0
10 | 1500.5218 | 2178.5503 | 678.0288 | 0 | 0
11 | 2285.7565 | 2812.5248 | 526.769 | 0 | 0
12 | 2189.7255 | 2603.869 | 414.1448 | 0 | 0
2016
1 | 2543.5219 | 2945.1448 | 401.6242 | 0 | 0
2 | 2454.6631 | 2780.8758 | 326.2134 | 0 | 0
3 | 1632.7334 | 2281.8741 | 649.1395 | 0 | 0
4 | 2050.3471 | 2187.4781 | 137.1307 | 0 | 0
5 | 2234.5863 | 2625.6594 | 391.0735 | 0 | 0
6 | 2209.3663 | 2626.8448 | 417.4784 | 0 | 0
7 | 2065.883 | 2649.427 | 583.5447 | 0 | 0
8 | 1752.5919 | 2386.0768 | 633.4869 | 0 | 0
9 | 1599.4184 | 2294.4433 | 695.024 | 0 | 0
10 | 1763.0329 | 2057.1801 | 294.1497 | 0 | 0
11 | 2619.7227 | 2855.3509 | 235.6296 | 0 | 0
12 | 2328.1965 | 2583.3109 | 255.1148 | 0 | 0
2017
1 | 2582.6526 | 2947.9467 | 365.2934 | 0 | 0
2 | 2401.0742 | 2737.0564 | 335.9849 | 0 | 0
3 | 1718.3425 | 2372.0624 | 653.7198 | 0 | 0
4 | 1655.3777 | 2196.2996 | 540.9208 | 0 | 0
5 | 2159.648 | 2670.5091 | 510.8628 | 0 | 0
6 | 2307.1816 | 2645.2552 | 338.0749 | 0 | 0
7 | 2138.0968 | 2631.5067 | 493.41 | 0 | 0
8 | 1814.7155 | 2391.9729 | 577.2551 | 0 | 0
9 | 1653.6245 | 2317.324 | 663.698 | 0 | 0
10 | 1810.9635 | 2128.1615 | 317.2012 | 0 | 0
11 | 2437.3744 | 2785.0554 | 347.6796 | 0 | 0
12 | 2010.2059 | 2464.5395 | 454.3339 | 0 | 0
2018
1 | 2085.2766 | 2831.1245 | 733.8774 | 0 | 11.971
2 | 1823.4444 | 2635.184 | 811.7398 | 0 | 0
3 | 1553.0171 | 2276.0409 | 723.026 | 0 | 0
4 | 1583.4318 | 2207.8978 | 624.4667 | 0 | 0
5 | 1944.5242 | 2646.6963 | 702.1734 | 0 | 0
6 | 1990.8249 | 2589.1299 | 598.3078 | 0 | 0
7 | 1983.5116 | 2596.9592 | 613.4484 | 0 | 0
8 | 1689.0758 | 2406.9352 | 717.8594 | 0 | 0
9 | 1607.6826 | 2375.0598 | 767.3748 | 0 | 0
10 | 1698.496 | 2210.3233 | 511.8256 | 0 | 0
11 | 2417.0692 | 2788.014 | 370.9436 | 0 | 0
12 | 1895.3917 | 2362.5688 | 467.1745 | 0 | 0
2019
1 | 2179.3561 | 2901.6468 | 698.1871 | 0 | 24.102
2 | 2188.2197 | 2901.7923 | 698.5214 | 0 | 15.0498
3 | 1546.135 | 2176.4855 | 630.3499 | 0 | 0
4 | 1743.1571 | 2257.1154 | 513.9546 | 0 | 0
5 | 1892.337 | 2635.0429 | 742.626 | 0 | 0.077824
6 | 1651.9473 | 2434.9847 | 783.0388 | 0 | 0
7 | 2078.4399 | 2602.8784 | 524.4405 | 0 | 0
8 | 1690.6279 | 2412.4257 | 721.798 | 0 | 0
9 | 1624.6032 | 2382.1116 | 757.5064 | 0 | 0
10 | 1634.9451 | 2226.4292 | 591.4839 | 0 | 0
11 | 2486.1382 | 2853.5621 | 367.4238 | 0 | 0
12 | 2120.2722 | 2450.91 | 330.4912 | 0 | 0.1454
2020
1 | 2166.9067 | 2974.4003 | 725.5231 | 0 | 81.9698
2 | 2318.623 | 3134.4712 | 721.0711 | 0 | 94.7765
3 | 1729.5109 | 2300.6479 | 571.1381 | 0 | 0
4 | 2181.096 | 2323.328 | 142.2337 | 0 | 0
5 | 2073.0449 | 2659.9519 | 586.0937 | 0 | 0.81285
6 | 2233.1388 | 2646.6368 | 413.4994 | 0 | 0
7 | 2090.0252 | 2611.3601 | 521.3356 | 0 | 0
8 | 1810.4058 | 2421.5513 | 611.1467 | 0 | 0
9 | 2056.4947 | 2363.0059 | 306.5085 | 0 | 0
10 | 1713.9644 | 2339.1702 | 625.2073 | 0 | 0
11 | 2503.582 | 2864.654 | 360.5577 | 0 | 0.51367
12 | 2223.1825 | 2570.1802 | 346.6317 | 0 | 0.36489
2021
1 | 2186.568 | 2969.1437 | 709.9024 | 0 | 72.6698
2 | 2028.6673 | 2752.1705 | 716.3469 | 0 | 7.1589
3 | 1674.017 | 2332.7154 | 658.7007 | 0 | 0
4 | 1768.6524 | 2297.7942 | 529.1406 | 0 | 0
5 | 2090.2043 | 2732.4506 | 641.0294 | 0 | 1.219
6 | 2390.3366 | 2674.8079 | 284.4078 | 0 | 0.064795
7 | 2145.2009 | 2620.7798 | 475.5799 | 0 | 0
8 | 1949.4566 | 2449.738 | 500.2809 | 0 | 0
9 | 1941.3749 | 2378.3117 | 436.9357 | 0 | 0
10 | 2058.83 | 2262.9144 | 204.0868 | 0 | 0
11 | 2491.5347 | 2895.2457 | 403.5016 | 0 | 0.20837
12 | 2178.7977 | 2595.5861 | 416.7884 | 0 | 0
2022
1 | 2234.5514 | 3018.9632 | 694.1286 | 0 | 90.2842
2 | 2049.41 | 2779.9893 | 720.6494 | 0 | 9.9309
3 | 1757.9346 | 2359.2083 | 601.1045 | 0 | 0.17189
4 | 1791.3974 | 2278.1405 | 486.741 | 0 | 0
5 | 2180.1407 | 2709.0021 | 527.916 | 0 | 0.94818
6 | 2564.9228 | 2698.1767 | 133.2532 | 0 | 0
7 | 2256.8763 | 2648.6853 | 391.8085 | 0 | 0
8 | 2082.5975 | 2476.5895 | 393.9891 | 0 | 0
9 | 2020.5854 | 2399.3019 | 378.7149 | 0 | 0
10 | 2263.6772 | 2300.6708 | 36.997 | 0 | 0
11 | 2611.7405 | 2938.0293 | 321.9836 | 0 | 4.3052
12 | 2181.2831 | 2615.6977 | 433.9517 | 0 | 0.46086
2023
1 | 2227.6905 | 3026.3838 | 684.3678 | 0 | 114.325
2 | 2044.5878 | 2823.652 | 764.6689 | 0 | 14.3946
3 | 1764.0165 | 2399.4734 | 634.5289 | 0 | 0.93024
4 | 1852.346 | 2299.5584 | 447.2097 | 0 | 0
5 | 2233.1803 | 2730.5155 | 475.8403 | 0 | 21.4982
6 | 2661.9591 | 2734.0394 | 72.0774 | 0 | 0
7 | 2381.2197 | 2679.1499 | 297.8506 | 0 | 0.079561
8 | 2110.3468 | 2503.8357 | 393.4857 | 0 | 0
9 | 2203.8317 | 2434.8857 | 231.0518 | 0 | 0
10 | 2328.6771 | 2328.6744 | 0 | 62.0977 | 0
11 | 2565.6837 | 2960.5349 | 381.4316 | 0 | 13.4196
12 | 2199.2556 | 2639.2768 | 440.019 | 0 | 0
2024
1 | 2223.1018 | 3052.3399 | 675.8672 | 0 | 153.3671
2 | 2062.4305 | 2853.3867 | 775.9972 | 0 | 14.9567
3 | 1836.1063 | 2417.5 | 581.3918 | 0 | 0
4 | 2211.4671 | 2211.4678 | 0 | 180.2979 | 0
5 | 2279.7141 | 2764.5562 | 394.54 | 0 | 90.3059
6 | 2697.5947 | 2762.3163 | 61.8877 | 0 | 2.8326
7 | 2535.9599 | 2755.8415 | 219.8823 | 0 | 0
8 | 2144.6044 | 2564.0623 | 419.4542 | 0 | 0
9 | 2106.2574 | 2530.3104 | 424.0499 | 0 | 0
10 | 2106.7951 | 2363.5612 | 256.7673 | 0 | 0
11 | 2692.6722 | 2958.283 | 265.3928 | 0 | 0.21762
12 | 2255.4039 | 2512.7528 | 257.3488 | 0 | 0
2025
1 | 2278.2181 | 3114.8856 | 633.0462 | 0 | 203.6175
2 | 2353.0009 | 3286.6747 | 439.2556 | 0 | 494.4192
3 | 2070.0966 | 2349.9528 | 279.8586 | 0 | 0
4 | 2427.2547 | 2427.2525 | 0 | 91.1225 | 0
5 | 2302.8636 | 2792.477 | 475.5708 | 0 | 14.043
6 | 2041.975 | 2550.5704 | 507.3577 | 0 | 1.2427
7 | 1994.4039 | 2143.2412 | 148.8388 | 0 | 0
Grand Total | 251746.2164 | 2569.4039 | 475.9901 | 2.7563 | 12.8666

## FlowData_High
Row Labels | Total import | Total export
15-16 | 3230.4344 | -288.8308
16-17 | 4043.6095 | -284.9706
17-18 | 4743.3631 | -198.2173
18-19 | 5133.6974 | -67.8501
19-20 | 4909.8296 | -77.6632
20-21 | 4684.1813 | -71.9524
21-22 | 3498.1704 | -108.2685
22-23 | 2433.3556 | -188.9399
23-24 | 2222.708 | -252.2609
24-25 | 1919.064 | -342.2858
Grand Total | 36818.4134 | -1881.2396

## ESOOData_Med
|  |  |  | y | y | y | y | y | y
Region | sim_year | WeightedUD | WeightedLoad | USE (%) | Reliability standard (%) | Maximum firm generation capacity (MW) | LRC point | 50% POE maximum demand (MW) | 10% POE maximum demand (MW)
SA | 15-16 | 0 | 12731010.52 | 0 | 0.002 | 3144.7838 |  | 2872.38 | 3090.32
SA | 16-17 | 0 | 12925612.448 | 0 | 0.002 | 3144.7838 |  | 2889.12 | 3009.77
SA | 17-18 | 20.672 | 12802110.112 | 0.0002 | 0.002 | 2118.7838 |  | 2761.43 | 2854.76
SA | 18-19 | 71.136 | 12719683.744 | 0.0006 | 0.002 | 2118.7838 |  | 2845.04 | 2988.58
SA | 19-20 | 275.12 | 12618895.88 | 0.0022 | 0.002 | 2118.7838 | 0.002 | 3027.89 | 3204.06
SA | 20-21 | 145.312 | 12512599.968 | 0.0012 | 0.002 | 2118.7838 |  | 2842.63 | 3053.04
SA | 21-22 | 145.616 | 12300494.144 | 0.0012 | 0.002 | 2118.7838 |  | 2846.2 | 3040.49
SA | 22-23 | 150.176 | 12203772.176 | 0.0012 | 0.002 | 2118.7838 |  | 2823.06 | 3030.88
SA | 23-24 | 208.24 | 12145455.472 | 0.0017 | 0.002 | 2118.7838 |  | 2945.47 | 3063.24
SA | 24-25 | 493.392 | 12082518.984 | 0.0041 | 0.002 | 2118.7838 |  | 3114.67 | 3208.12

## GenData_Med
Year | Month | Region | Tech | Value | Year | Month | Region | Tech | Value | Sum of Value | Column Labels
2015 | 7 | SA | Brown Coal | 356.9584 | 2013 | 7 | QLD | Black Coal |  | Row Labels | Other | Wind | Gas | Brown Coal | VIC-SA Import/Export | Demand | Grand Total
2015 | 7 | SA | Demand | 1249.6165 | 2013 | 7 | QLD | Demand |  | 2015 |  | 2758.4414 | 555.4128 | 2024.5219 | 1325.2245 | 6663.6086 | 13327.2092
2015 | 7 | SA | Gas | 116.056 | 2013 | 7 | QLD | Gas |  | 7 |  | 560.0813 | 116.056 | 356.9584 | 216.524 | 1249.6165 | 2499.2362
2015 | 7 | SA | VIC-SA Import/Export | 216.524 | 2013 | 7 | QLD | Hydro |  | 8 |  | 544.4289 | 102.8855 | 345.512 | 179.1325 | 1171.9552 | 2343.914
2015 | 7 | SA | Wind | 560.0813 | 2013 | 7 | QLD | Import/Export |  | 9 |  | 534.643 | 69.3703 | 336.8827 | 123.8313 | 1064.7401 | 2129.4675
2015 | 8 | SA | Brown Coal | 345.512 | 2013 | 7 | QLD | Other |  | 10 |  | 423.5995 | 70.063 | 254.2068 | 270.7704 | 1018.6382 | 2037.278
2015 | 8 | SA | Demand | 1171.9552 | 2013 | 8 | QLD | Black Coal |  | 11 |  | 360.9583 | 127.6643 | 356.7985 | 279.6021 | 1125.0266 | 2250.0498
2015 | 8 | SA | Gas | 102.8855 | 2013 | 8 | QLD | Demand |  | 12 |  | 334.7303 | 69.3738 | 374.1634 | 255.3642 | 1033.632 | 2067.2637
2015 | 8 | SA | VIC-SA Import/Export | 179.1325 | 2013 | 8 | QLD | Gas |  | 2016 |  | 4712.6532 | 1166.6464 | 4206.7477 | 3209.0698 | 13295.163 | 26590.2801
2015 | 8 | SA | Wind | 544.4289 | 2013 | 8 | QLD | Hydro |  | 1 |  | 339.6559 | 112.6927 | 367.1943 | 288.4294 | 1107.9804 | 2215.9527
2015 | 9 | SA | Brown Coal | 336.8827 | 2013 | 8 | QLD | Import/Export |  | 2 |  | 328.5942 | 174.44 | 342.6489 | 262.6973 | 1108.3876 | 2216.7681
2015 | 9 | SA | Demand | 1064.7401 | 2013 | 8 | QLD | Other |  | 3 |  | 316.2078 | 94.42 | 352.5948 | 298.0157 | 1061.2399 | 2122.4782
2015 | 9 | SA | Gas | 69.3703 | 2013 | 9 | QLD | Black Coal |  | 4 |  | 315.7298 | 114.2392 | 262.6661 | 290.2713 | 982.9064 | 1965.8128
2015 | 9 | SA | VIC-SA Import/Export | 123.8313 | 2013 | 9 | QLD | Demand |  | 5 |  | 319.585 | 197.0732 | 372.0078 | 251.5491 | 1140.2258 | 2280.4409
2015 | 9 | SA | Wind | 534.643 | 2013 | 9 | QLD | Gas |  | 6 |  | 340.8976 | 171.0211 | 347.7221 | 283.1621 | 1142.804 | 2285.607
2015 | 10 | SA | Brown Coal | 254.2068 | 2013 | 9 | QLD | Hydro |  | 7 |  | 541.5215 | 69.7408 | 361.4879 | 283.2242 | 1255.9729 | 2511.9473
2015 | 10 | SA | Demand | 1018.6382 | 2013 | 9 | QLD | Import/Export |  | 8 |  | 561.5274 | 58.9137 | 353.6955 | 224.9731 | 1199.1123 | 2398.2221
2015 | 10 | SA | Gas | 70.063 | 2013 | 9 | QLD | Other |  | 9 |  | 528.8825 | 38.5634 | 346.3531 | 172.3071 | 1086.1116 | 2172.2178
2015 | 10 | SA | VIC-SA Import/Export | 270.7704 | 2013 | 10 | QLD | Black Coal |  | 10 |  | 444.3159 | 12.5406 | 368.1436 | 213.4577 | 1038.4599 | 2076.9177
2015 | 10 | SA | Wind | 423.5995 | 2013 | 10 | QLD | Demand |  | 11 |  | 342.3296 | 96.5857 | 358.6369 | 347.038 | 1144.5947 | 2289.185
2015 | 11 | SA | Brown Coal | 356.7985 | 2013 | 10 | QLD | Gas |  | 12 |  | 333.4058 | 26.4158 | 373.5968 | 293.9448 | 1027.3674 | 2054.7305
2015 | 11 | SA | Demand | 1125.0266 | 2013 | 10 | QLD | Hydro |  | 2017 |  | 4709.0353 | 1061.3167 | 3709.3434 | 3781.2449 | 13261.0308 | 26521.9711
2015 | 11 | SA | Gas | 127.6643 | 2013 | 10 | QLD | Import/Export |  | 1 |  | 337.2653 | 72.8255 | 373.8363 | 356.4809 | 1140.4139 | 2280.8219
2015 | 11 | SA | VIC-SA Import/Export | 279.6021 | 2013 | 10 | QLD | Other |  | 2 |  | 332.5105 | 97.5621 | 332.2438 | 317.5919 | 1079.9163 | 2159.8246
2015 | 11 | SA | Wind | 360.9583 | 2013 | 11 | QLD | Black Coal |  | 3 |  | 315.2215 | 84.412 | 289.0373 | 401.1592 | 1089.8454 | 2179.6753
2015 | 12 | SA | Brown Coal | 374.1634 | 2013 | 11 | QLD | Demand |  | 4 |  | 311.0744 | 78.4228 | 207.0141 | 375.398 | 971.9122 | 1943.8215
2015 | 12 | SA | Demand | 1033.632 | 2013 | 11 | QLD | Gas |  | 5 |  | 311.6037 | 152.1176 | 372.1596 | 336.5561 | 1172.4348 | 2344.8719
2015 | 12 | SA | Gas | 69.3738 | 2013 | 11 | QLD | Hydro |  | 6 |  | 368.1934 | 105.4518 | 348.1197 | 343.7209 | 1165.4983 | 2330.9842
2015 | 12 | SA | VIC-SA Import/Export | 255.3642 | 2013 | 11 | QLD | Import/Export |  | 7 |  | 529.9343 | 76.3092 | 363.0722 | 279.0092 | 1248.3402 | 2496.6651
2015 | 12 | SA | Wind | 334.7303 | 2013 | 11 | QLD | Other |  | 8 |  | 571.5636 | 61.1011 | 350.8861 | 204.7287 | 1188.2881 | 2376.5676
2016 | 1 | SA | Brown Coal | 367.1943 | 2013 | 12 | QLD | Black Coal |  | 9 |  | 504.724 | 42.8682 | 348.3762 | 179.0311 | 1075.0018 | 2150.0013
2016 | 1 | SA | Demand | 1107.9804 | 2013 | 12 | QLD | Demand |  | 10 |  | 451.8273 | 14.1915 | 364.7426 | 190.8657 | 1021.6349 | 2043.262
2016 | 1 | SA | Gas | 112.6927 | 2013 | 12 | QLD | Gas |  | 11 |  | 346.0109 | 96.3889 | 359.3346 | 326.6285 | 1128.3758 | 2256.7387
2016 | 1 | SA | VIC-SA Import/Export | 288.4294 | 2013 | 12 | QLD | Hydro |  | 12 |  | 329.1064 | 179.6659 | 0.52091 | 470.0748 | 979.3691 | 1958.737
2016 | 1 | SA | Wind | 339.6559 | 2013 | 12 | QLD | Import/Export |  | 2018 | 0.35956 | 4784.9481 | 2984.5446 |  | 5115.056 | 12885.1082 | 25770.0166
2016 | 2 | SA | Brown Coal | 342.6489 | 2013 | 12 | QLD | Other |  | 1 | 0.26162 | 335.6187 | 275.6957 |  | 500.1297 | 1111.8159 | 2223.5217
2016 | 2 | SA | Demand | 1108.3876 | 2014 | 1 | QLD | Black Coal |  | 2 | 0.085493 | 338.6316 | 265.204 |  | 430.2989 | 1034.2673 | 2068.4872
2016 | 2 | SA | Gas | 174.44 | 2014 | 1 | QLD | Demand |  | 3 |  | 312.1132 | 222.8538 |  | 497.7543 | 1032.7257 | 2065.4469
2016 | 2 | SA | VIC-SA Import/Export | 262.6973 | 2014 | 1 | QLD | Gas |  | 4 |  | 329.4297 | 195.7067 |  | 434.9867 | 960.1215 | 1920.2446
2016 | 2 | SA | Wind | 328.5942 | 2014 | 1 | QLD | Hydro |  | 5 | 0.012449 | 297.6341 | 396.5397 |  | 447.5111 | 1141.7176 | 2283.415
2016 | 3 | SA | Brown Coal | 352.5948 | 2014 | 1 | QLD | Import/Export |  | 6 |  | 372.2152 | 317.6071 |  | 451.7981 | 1141.6324 | 2283.2527
2016 | 3 | SA | Demand | 1061.2399 | 2014 | 1 | QLD | Other |  | 7 |  | 565.8071 | 266.3803 |  | 395.6194 | 1227.8075 | 2455.6143
2016 | 3 | SA | Gas | 94.42 | 2014 | 2 | QLD | Black Coal |  | 8 |  | 528.6315 | 260.0795 |  | 388.4418 | 1177.1488 | 2354.3016
2016 | 3 | SA | VIC-SA Import/Export | 298.0157 | 2014 | 2 | QLD | Demand |  | 9 |  | 559.9501 | 157.7098 |  | 316.9892 | 1034.6475 | 2069.2965
2016 | 3 | SA | Wind | 316.2078 | 2014 | 2 | QLD | Gas |  | 10 |  | 455.6043 | 154.4536 |  | 365.5871 | 975.6487 | 1951.2936
2016 | 4 | SA | Brown Coal | 262.6661 | 2014 | 2 | QLD | Hydro |  | 11 |  | 327.8424 | 317.6899 |  | 472.5892 | 1118.1217 | 2236.2432
2016 | 4 | SA | Demand | 982.9064 | 2014 | 2 | QLD | Import/Export |  | 12 |  | 361.4703 | 154.6246 |  | 413.3507 | 929.4536 | 1858.8993
2016 | 4 | SA | Gas | 114.2392 | 2014 | 2 | QLD | Other |  | 2019 | 0.88531 | 4769.1054 | 2944.1564 |  | 5052.9325 | 12767.5857 | 25534.6654
2016 | 4 | SA | VIC-SA Import/Export | 290.2713 | 2014 | 3 | QLD | Black Coal |  | 1 | 0.37469 | 339.702 | 264.915 |  | 490.4118 | 1095.5841 | 2190.9876
2016 | 4 | SA | Wind | 315.7298 | 2014 | 3 | QLD | Demand |  | 2 | 0.51062 | 292.4161 | 310.9826 |  | 452.7752 | 1056.905 | 2113.5895
2016 | 5 | SA | Brown Coal | 372.0078 | 2014 | 3 | QLD | Gas |  | 3 |  | 367.2368 | 224.4208 |  | 438.7214 | 1030.3832 | 2060.7622
2016 | 5 | SA | Demand | 1140.2258 | 2014 | 3 | QLD | Hydro |  | 4 |  | 302.2531 | 186.1788 |  | 457.7499 | 946.1835 | 1892.3653
2016 | 5 | SA | Gas | 197.0732 | 2014 | 3 | QLD | Import/Export |  | 5 |  | 305.3055 | 326.5776 |  | 481.1501 | 1113.0563 | 2226.0895
2016 | 5 | SA | VIC-SA Import/Export | 251.5491 | 2014 | 3 | QLD | Other |  | 6 |  | 313.6234 | 364.8946 |  | 459.5343 | 1138.0599 | 2276.1122
2016 | 5 | SA | Wind | 319.585 | 2014 | 4 | QLD | Black Coal |  | 7 |  | 591.5215 | 250.1589 |  | 379.4186 | 1221.0999 | 2442.1989
2016 | 6 | SA | Brown Coal | 347.7221 | 2014 | 4 | QLD | Demand |  | 8 |  | 556.5646 | 236.5868 |  | 368.3645 | 1161.5194 | 2323.0353
2016 | 6 | SA | Demand | 1142.804 | 2014 | 4 | QLD | Gas |  | 9 |  | 543.8484 | 167.1199 |  | 311.5489 | 1022.5316 | 2045.0489
2016 | 6 | SA | Gas | 171.0211 | 2014 | 4 | QLD | Hydro |  | 10 |  | 456.2187 | 151.6972 |  | 360.0828 | 967.9988 | 1935.9975
2016 | 6 | SA | VIC-SA Import/Export | 283.1621 | 2014 | 4 | QLD | Import/Export |  | 11 |  | 354.4576 | 293.0074 |  | 440.8158 | 1088.3175 | 2176.5984
2016 | 6 | SA | Wind | 340.8976 | 2014 | 4 | QLD | Other |  | 12 |  | 345.9578 | 167.6168 |  | 412.3592 | 925.9463 | 1851.8801
2016 | 7 | SA | Brown Coal | 361.4879 | 2014 | 5 | QLD | Black Coal |  | 2020 | 1.48 | 4771.7176 | 2962.5434 |  | 4984.308 | 12720.9595 | 25441.0085
2016 | 7 | SA | Demand | 1255.9729 | 2014 | 5 | QLD | Demand |  | 1 | 0.45609 | 344.329 | 256.5113 |  | 469.3507 | 1070.8983 | 2141.5453
2016 | 7 | SA | Gas | 69.7408 | 2014 | 5 | QLD | Gas |  | 2 | 1.0239 | 303.9643 | 314.1871 |  | 457.1623 | 1076.8261 | 2153.1637
2016 | 7 | SA | VIC-SA Import/Export | 283.2242 | 2014 | 5 | QLD | Hydro |  | 3 |  | 358.9845 | 209.8663 |  | 442.3948 | 1011.2497 | 2022.4953
2016 | 7 | SA | Wind | 541.5215 | 2014 | 5 | QLD | Import/Export |  | 4 |  | 300.3753 | 197.5348 |  | 458.9192 | 956.8345 | 1913.6638
2016 | 8 | SA | Brown Coal | 353.6955 | 2014 | 5 | QLD | Other |  | 5 |  | 328.0027 | 307.1728 |  | 448.8355 | 1084.0913 | 2168.1024
2016 | 8 | SA | Demand | 1199.1123 | 2014 | 6 | QLD | Black Coal |  | 6 |  | 302.9372 | 369.1536 |  | 474.4803 | 1146.5708 | 2293.1419
2016 | 8 | SA | Gas | 58.9137 | 2014 | 6 | QLD | Demand |  | 7 |  | 578.5665 | 257.2777 |  | 387.7386 | 1223.5872 | 2447.1701
2016 | 8 | SA | VIC-SA Import/Export | 224.9731 | 2014 | 6 | QLD | Gas |  | 8 |  | 565.5414 | 223.4152 |  | 354.1085 | 1143.066 | 2286.1311
2016 | 8 | SA | Wind | 561.5274 | 2014 | 6 | QLD | Hydro |  | 9 |  | 556.2293 | 180.7999 |  | 288.812 | 1025.8431 | 2051.6842
2016 | 9 | SA | Brown Coal | 346.3531 | 2014 | 6 | QLD | Import/Export |  | 10 |  | 432.1091 | 159.9463 |  | 373.2658 | 965.3096 | 1930.6308
2016 | 9 | SA | Demand | 1086.1116 | 2014 | 6 | QLD | Other |  | 11 |  | 361.5552 | 302.411 |  | 399.6004 | 1063.6397 | 2127.2064
2016 | 9 | SA | Gas | 38.5634 | 2014 | 7 | QLD | Black Coal |  | 12 |  | 339.1232 | 184.2674 |  | 429.64 | 953.043 | 1906.0736
2016 | 9 | SA | VIC-SA Import/Export | 172.3071 | 2014 | 7 | QLD | Demand |  | 2021 | 0.72171 | 4763.5645 | 2901.7951 |  | 4848.6685 | 12515.2811 | 25030.0308
2016 | 9 | SA | Wind | 528.8825 | 2014 | 7 | QLD | Gas |  | 1 | 0.46135 | 346.6788 | 229.7413 |  | 454.4858 | 1031.6327 | 2063
2016 | 10 | SA | Brown Coal | 368.1436 | 2014 | 7 | QLD | Hydro |  | 2 | 0.26036 | 305.5602 | 298.5352 |  | 414.1498 | 1018.6338 | 2037.1393
2016 | 10 | SA | Demand | 1038.4599 | 2014 | 7 | QLD | Import/Export |  | 3 |  | 340.3759 | 220.971 |  | 467.4927 | 1028.8316 | 2057.6712
2016 | 10 | SA | Gas | 12.5406 | 2014 | 7 | QLD | Other |  | 4 |  | 305.3313 | 189.8692 |  | 446.9023 | 942.1088 | 1884.2115
2016 | 10 | SA | VIC-SA Import/Export | 213.4577 | 2014 | 8 | QLD | Black Coal |  | 5 |  | 326.4413 | 330.703 |  | 445.0152 | 1102.1933 | 2204.3529
2016 | 10 | SA | Wind | 444.3159 | 2014 | 8 | QLD | Demand |  | 6 |  | 313.8717 | 355.0068 |  | 466.6817 | 1135.5724 | 2271.1326
2016 | 11 | SA | Brown Coal | 358.6369 | 2014 | 8 | QLD | Gas |  | 7 |  | 556.8188 | 262.2151 |  | 392.9043 | 1211.9379 | 2423.8762
2016 | 11 | SA | Demand | 1144.5947 | 2014 | 8 | QLD | Hydro |  | 8 |  | 569.6772 | 227.0398 |  | 340.1594 | 1136.8805 | 2273.7569
2016 | 11 | SA | Gas | 96.5857 | 2014 | 8 | QLD | Import/Export |  | 9 |  | 554.0862 | 171.3324 |  | 282.0909 | 1007.5091 | 2015.0186
2016 | 11 | SA | VIC-SA Import/Export | 347.038 | 2014 | 8 | QLD | Other |  | 10 |  | 440.634 | 147.4122 |  | 345.9359 | 933.9795 | 1867.9615
2016 | 11 | SA | Wind | 342.3296 | 2014 | 9 | QLD | Black Coal |  | 11 |  | 363.1749 | 285.9814 |  | 398.3078 | 1047.5482 | 2095.0123
2016 | 12 | SA | Brown Coal | 373.5968 | 2014 | 9 | QLD | Demand |  | 12 |  | 340.9142 | 182.9876 |  | 394.5427 | 918.4533 | 1836.8979
2016 | 12 | SA | Demand | 1027.3674 | 2014 | 9 | QLD | Gas |  | 2022 | 1.6129 | 4763.3723 | 3589.4072 |  | 4027.3399 | 12382.4607 | 24764.193
2016 | 12 | SA | Gas | 26.4158 | 2014 | 9 | QLD | Hydro |  | 1 | 0.36688 | 343.661 | 236.6865 |  | 423.2431 | 1004.1784 | 2008.1359
2016 | 12 | SA | VIC-SA Import/Export | 293.9448 | 2014 | 9 | QLD | Import/Export |  | 2 | 0.15378 | 320.4667 | 299.575 |  | 378.9141 | 999.1976 | 1998.3072
2016 | 12 | SA | Wind | 333.4058 | 2014 | 9 | QLD | Other |  | 3 |  | 319.8799 | 248.1544 |  | 444.2568 | 1012.297 | 2024.5881
2017 | 1 | SA | Brown Coal | 373.8363 | 2014 | 10 | QLD | Black Coal |  | 4 |  | 310.8947 | 226.023 |  | 388.4925 | 925.4128 | 1850.823
2017 | 1 | SA | Demand | 1140.4139 | 2014 | 10 | QLD | Demand |  | 5 | 0.72103 | 315.1548 | 394.358 |  | 395.9714 | 1106.45 | 2212.6552
2017 | 1 | SA | Gas | 72.8255 | 2014 | 10 | QLD | Gas |  | 6 | 0.074464 | 343.7921 | 382.2772 |  | 398.2828 | 1124.4603 | 2248.887
2017 | 1 | SA | VIC-SA Import/Export | 356.4809 | 2014 | 10 | QLD | Hydro |  | 7 | 0.0094936 | 549.0031 | 351.6727 |  | 306.4373 | 1207.1371 | 2414.2596
2017 | 1 | SA | Wind | 337.2653 | 2014 | 10 | QLD | Import/Export |  | 8 | 0.013037 | 580.1173 | 293.0866 |  | 263.0378 | 1136.2654 | 2272.5201
2017 | 2 | SA | Brown Coal | 332.2438 | 2014 | 10 | QLD | Other |  | 9 |  | 539.4225 | 273.1377 |  | 195.2677 | 1007.8295 | 2015.6574
2017 | 2 | SA | Demand | 1079.9163 | 2014 | 11 | QLD | Black Coal |  | 10 |  | 456.9009 | 253.126 |  | 216.4411 | 926.4704 | 1852.9384
2017 | 2 | SA | Gas | 97.5621 | 2014 | 11 | QLD | Demand |  | 11 | 0.22561 | 352.4918 | 388.6865 |  | 296.9842 | 1038.4672 | 2076.8553
2017 | 2 | SA | VIC-SA Import/Export | 317.5919 | 2014 | 11 | QLD | Gas |  | 12 | 0.048645 | 331.5874 | 242.6236 |  | 320.0112 | 894.2951 | 1788.566
2017 | 2 | SA | Wind | 332.5105 | 2014 | 11 | QLD | Hydro |  | 2023 | 2.4062 | 4750.6397 | 4177.074 |  | 3384.0825 | 12315.1811 | 24629.3836
2017 | 3 | SA | Brown Coal | 289.0373 | 2014 | 11 | QLD | Import/Export |  | 1 | 0.38436 | 335.022 | 322.4223 |  | 354.4969 | 1012.5318 | 2024.8574
2017 | 3 | SA | Demand | 1089.8454 | 2014 | 11 | QLD | Other |  | 2 | 0.41354 | 331.9035 | 354.4458 |  | 293.0912 | 979.9992 | 1959.8532
2017 | 3 | SA | Gas | 84.412 | 2014 | 12 | QLD | Black Coal |  | 3 | 0.013403 | 307.7334 | 376.0445 |  | 320.9661 | 1004.7692 | 2009.5266
2017 | 3 | SA | VIC-SA Import/Export | 401.1592 | 2014 | 12 | QLD | Demand |  | 4 |  | 309.0797 | 293.4783 |  | 320.1361 | 922.7032 | 1845.3972
2017 | 3 | SA | Wind | 315.2215 | 2014 | 12 | QLD | Gas |  | 5 | 1.2206 | 308.918 | 486.9223 |  | 318.3899 | 1115.8651 | 2231.3158
2017 | 4 | SA | Brown Coal | 207.0141 | 2014 | 12 | QLD | Hydro |  | 6 | 0.11094 | 372.5083 | 443.9582 |  | 308.4248 | 1125.0623 | 2250.0645
2017 | 4 | SA | Demand | 971.9122 | 2014 | 12 | QLD | Import/Export |  | 7 | 0.038537 | 539.9137 | 363.2997 |  | 300.5966 | 1203.8778 | 2407.7264
2017 | 4 | SA | Gas | 78.4228 | 2014 | 12 | QLD | Other |  | 8 |  | 589.2353 | 295.9836 |  | 242.9084 | 1128.1348 | 2256.2621
2017 | 4 | SA | VIC-SA Import/Export | 375.398 | 2015 | 1 | QLD | Black Coal |  | 9 | 0.0025998 | 512.8905 | 301.6893 |  | 187.5276 | 1002.1174 | 2004.2274
2017 | 4 | SA | Wind | 311.0744 | 2015 | 1 | QLD | Demand |  | 10 |  | 465.4034 | 290.6917 |  | 159.5263 | 915.6182 | 1831.2395
2017 | 5 | SA | Brown Coal | 372.1596 | 2015 | 1 | QLD | Gas |  | 11 | 0.20357 | 351.5362 | 404.7485 |  | 271.8622 | 1028.4223 | 2056.7727
2017 | 5 | SA | Demand | 1172.4348 | 2015 | 1 | QLD | Hydro |  | 12 | 0.018736 | 326.4959 | 243.3898 |  | 306.1562 | 876.08 | 1752.1407
2017 | 5 | SA | Gas | 152.1176 | 2015 | 1 | QLD | Import/Export |  | 2024 | 3.8809 | 4791.0533 | 4487.3688 |  | 3050.2374 | 12334.0256 | 24666.566
2017 | 5 | SA | VIC-SA Import/Export | 336.5561 | 2015 | 1 | QLD | Other |  | 1 | 0.52068 | 331.9862 | 372.3544 |  | 317.6684 | 1022.8321 | 2045.3617
2017 | 5 | SA | Wind | 311.6037 | 2015 | 2 | QLD | Black Coal |  | 2 | 0.30211 | 340.6987 | 377.7984 |  | 286.7346 | 1005.6473 | 2011.1811
2017 | 6 | SA | Brown Coal | 348.1197 | 2015 | 2 | QLD | Demand |  | 3 |  | 311.0918 | 369.4747 |  | 277.8438 | 958.401 | 1916.8114
2017 | 6 | SA | Demand | 1165.4983 | 2015 | 2 | QLD | Gas |  | 4 | 0.016897 | 334.9333 | 312.5445 |  | 275.1101 | 922.6195 | 1845.2244
2017 | 6 | SA | Gas | 105.4518 | 2015 | 2 | QLD | Hydro |  | 5 | 2.3522 | 278.0782 | 530.6117 |  | 312.4055 | 1124.1501 | 2247.5977
2017 | 6 | SA | VIC-SA Import/Export | 343.7209 | 2015 | 2 | QLD | Import/Export |  | 6 | 0.18929 | 373.372 | 466.5117 |  | 299.2783 | 1139.4326 | 2278.7839
2017 | 6 | SA | Wind | 368.1934 | 2015 | 2 | QLD | Other |  | 7 | 0.14626 | 569.5881 | 398.0836 |  | 251.6788 | 1219.5725 | 2439.0693
2017 | 7 | SA | Brown Coal | 363.0722 | 2015 | 3 | QLD | Black Coal |  | 8 | 0.14453 | 560.4191 | 350.5937 |  | 233.5364 | 1144.746 | 2289.4398
2017 | 7 | SA | Demand | 1248.3402 | 2015 | 3 | QLD | Demand |  | 9 |  | 539.8706 | 288.0218 |  | 165.0144 | 992.9093 | 1985.8161
2017 | 7 | SA | Gas | 76.3092 | 2015 | 3 | QLD | Gas |  | 10 |  | 457.8642 | 312.3154 |  | 145.1425 | 915.3281 | 1830.6501
2017 | 7 | SA | VIC-SA Import/Export | 279.0092 | 2015 | 3 | QLD | Hydro |  | 11 | 0.20894 | 352.5952 | 439.3009 |  | 247.1502 | 1039.3643 | 2078.6196
2017 | 7 | SA | Wind | 529.9343 | 2015 | 3 | QLD | Import/Export |  | 12 |  | 340.5558 | 269.758 |  | 238.6744 | 849.0228 | 1698.011
2017 | 8 | SA | Brown Coal | 350.8861 | 2015 | 3 | QLD | Other |  | 2025 | 5.3024 | 1912.3294 | 2668.7855 |  | 1535.3187 | 6123.7356 | 12245.4717
2017 | 8 | SA | Demand | 1188.2881 | 2015 | 4 | QLD | Black Coal |  | 1 | 0.82883 | 341.0189 | 383.9234 |  | 279.1285 | 1005.3091 | 2010.2088
2017 | 8 | SA | Gas | 61.1011 | 2015 | 4 | QLD | Demand |  | 2 | 1.9233 | 285.6392 | 455.112 |  | 261.9657 | 1005.4932 | 2010.1334
2017 | 8 | SA | VIC-SA Import/Export | 204.7287 | 2015 | 4 | QLD | Gas |  | 3 |  | 364.3277 | 395.8777 |  | 206.0583 | 966.2752 | 1932.5389
2017 | 8 | SA | Wind | 571.5636 | 2015 | 4 | QLD | Hydro |  | 4 | 0.028494 | 301.4325 | 356.3953 |  | 259.2909 | 917.1678 | 1834.315
2017 | 9 | SA | Brown Coal | 348.3762 | 2015 | 4 | QLD | Import/Export |  | 5 | 2.4507 | 322.2084 | 503.7103 |  | 260.6628 | 1089.7003 | 2178.7326
2017 | 9 | SA | Demand | 1075.0018 | 2015 | 4 | QLD | Other |  | 6 | 0.071023 | 297.7027 | 573.7668 |  | 268.2124 | 1139.7901 | 2279.5431
2017 | 9 | SA | Gas | 42.8682 | 2015 | 5 | QLD | Black Coal |  | Grand Total | 16.649 | 47486.8604 | 29499.0509 | 9940.613 | 40313.4827 | 127264.1399 | 254520.7959
2017 | 9 | SA | VIC-SA Import/Export | 179.0311 | 2015 | 5 | QLD | Demand
2017 | 9 | SA | Wind | 504.724 | 2015 | 5 | QLD | Gas
2017 | 10 | SA | Brown Coal | 364.7426 | 2015 | 5 | QLD | Hydro
2017 | 10 | SA | Demand | 1021.6349 | 2015 | 5 | QLD | Import/Export
2017 | 10 | SA | Gas | 14.1915 | 2015 | 5 | QLD | Other
2017 | 10 | SA | VIC-SA Import/Export | 190.8657 | 2015 | 6 | QLD | Black Coal
2017 | 10 | SA | Wind | 451.8273 | 2015 | 6 | QLD | Demand
2017 | 11 | SA | Brown Coal | 359.3346 | 2015 | 6 | QLD | Gas
2017 | 11 | SA | Demand | 1128.3758 | 2015 | 6 | QLD | Hydro
2017 | 11 | SA | Gas | 96.3889 | 2015 | 6 | QLD | Import/Export
2017 | 11 | SA | VIC-SA Import/Export | 326.6285 | 2015 | 6 | QLD | Other
2017 | 11 | SA | Wind | 346.0109 | 2015 | 7 | QLD | Black Coal
2017 | 12 | SA | Brown Coal | 0.52091 | 2015 | 7 | QLD | Demand
2017 | 12 | SA | Demand | 979.3691 | 2015 | 7 | QLD | Gas
2017 | 12 | SA | Gas | 179.6659 | 2015 | 7 | QLD | Hydro
2017 | 12 | SA | VIC-SA Import/Export | 470.0748 | 2015 | 7 | QLD | Import/Export
2017 | 12 | SA | Wind | 329.1064 | 2015 | 7 | QLD | Other
2018 | 1 | SA | Demand | 1111.8159 | 2015 | 8 | QLD | Black Coal
2018 | 1 | SA | Gas | 275.6957 | 2015 | 8 | QLD | Demand
2018 | 1 | SA | Other | 0.26162 | 2015 | 8 | QLD | Gas
2018 | 1 | SA | VIC-SA Import/Export | 500.1297 | 2015 | 8 | QLD | Hydro
2018 | 1 | SA | Wind | 335.6187 | 2015 | 8 | QLD | Import/Export
2018 | 2 | SA | Demand | 1034.2673 | 2015 | 8 | QLD | Other
2018 | 2 | SA | Gas | 265.204 | 2015 | 9 | QLD | Black Coal
2018 | 2 | SA | Other | 0.085493 | 2015 | 9 | QLD | Demand
2018 | 2 | SA | VIC-SA Import/Export | 430.2989 | 2015 | 9 | QLD | Gas
2018 | 2 | SA | Wind | 338.6316 | 2015 | 9 | QLD | Hydro
2018 | 3 | SA | Demand | 1032.7257 | 2015 | 9 | QLD | Import/Export
2018 | 3 | SA | Gas | 222.8538 | 2015 | 9 | QLD | Other
2018 | 3 | SA | VIC-SA Import/Export | 497.7543 | 2015 | 10 | QLD | Black Coal
2018 | 3 | SA | Wind | 312.1132 | 2015 | 10 | QLD | Demand
2018 | 4 | SA | Demand | 960.1215 | 2015 | 10 | QLD | Gas
2018 | 4 | SA | Gas | 195.7067 | 2015 | 10 | QLD | Hydro
2018 | 4 | SA | VIC-SA Import/Export | 434.9867 | 2015 | 10 | QLD | Import/Export
2018 | 4 | SA | Wind | 329.4297 | 2015 | 10 | QLD | Other
2018 | 5 | SA | Demand | 1141.7176 | 2015 | 11 | QLD | Black Coal
2018 | 5 | SA | Gas | 396.5397 | 2015 | 11 | QLD | Demand
2018 | 5 | SA | Other | 0.012449 | 2015 | 11 | QLD | Gas
2018 | 5 | SA | VIC-SA Import/Export | 447.5111 | 2015 | 11 | QLD | Hydro
2018 | 5 | SA | Wind | 297.6341 | 2015 | 11 | QLD | Import/Export
2018 | 6 | SA | Demand | 1141.6324 | 2015 | 11 | QLD | Other
2018 | 6 | SA | Gas | 317.6071 | 2015 | 12 | QLD | Black Coal
2018 | 6 | SA | VIC-SA Import/Export | 451.7981 | 2015 | 12 | QLD | Demand
2018 | 6 | SA | Wind | 372.2152 | 2015 | 12 | QLD | Gas
2018 | 7 | SA | Demand | 1227.8075 | 2015 | 12 | QLD | Hydro
2018 | 7 | SA | Gas | 266.3803 | 2015 | 12 | QLD | Import/Export
2018 | 7 | SA | VIC-SA Import/Export | 395.6194 | 2015 | 12 | QLD | Other
2018 | 7 | SA | Wind | 565.8071 | 2016 | 1 | QLD | Black Coal
2018 | 8 | SA | Demand | 1177.1488 | 2016 | 1 | QLD | Demand
2018 | 8 | SA | Gas | 260.0795 | 2016 | 1 | QLD | Gas
2018 | 8 | SA | VIC-SA Import/Export | 388.4418 | 2016 | 1 | QLD | Hydro
2018 | 8 | SA | Wind | 528.6315 | 2016 | 1 | QLD | Import/Export
2018 | 9 | SA | Demand | 1034.6475 | 2016 | 1 | QLD | Other
2018 | 9 | SA | Gas | 157.7098 | 2016 | 2 | QLD | Black Coal
2018 | 9 | SA | VIC-SA Import/Export | 316.9892 | 2016 | 2 | QLD | Demand
2018 | 9 | SA | Wind | 559.9501 | 2016 | 2 | QLD | Gas
2018 | 10 | SA | Demand | 975.6487 | 2016 | 2 | QLD | Hydro
2018 | 10 | SA | Gas | 154.4536 | 2016 | 2 | QLD | Import/Export
2018 | 10 | SA | VIC-SA Import/Export | 365.5871 | 2016 | 2 | QLD | Other
2018 | 10 | SA | Wind | 455.6043 | 2016 | 3 | QLD | Black Coal
2018 | 11 | SA | Demand | 1118.1217 | 2016 | 3 | QLD | Demand
2018 | 11 | SA | Gas | 317.6899 | 2016 | 3 | QLD | Gas
2018 | 11 | SA | VIC-SA Import/Export | 472.5892 | 2016 | 3 | QLD | Hydro
2018 | 11 | SA | Wind | 327.8424 | 2016 | 3 | QLD | Import/Export
2018 | 12 | SA | Demand | 929.4536 | 2016 | 3 | QLD | Other
2018 | 12 | SA | Gas | 154.6246 | 2016 | 4 | QLD | Black Coal
2018 | 12 | SA | VIC-SA Import/Export | 413.3507 | 2016 | 4 | QLD | Demand
2018 | 12 | SA | Wind | 361.4703 | 2016 | 4 | QLD | Gas
2019 | 1 | SA | Demand | 1095.5841 | 2016 | 4 | QLD | Hydro
2019 | 1 | SA | Gas | 264.915 | 2016 | 4 | QLD | Import/Export
2019 | 1 | SA | Other | 0.37469 | 2016 | 4 | QLD | Other
2019 | 1 | SA | VIC-SA Import/Export | 490.4118 | 2016 | 5 | QLD | Black Coal
2019 | 1 | SA | Wind | 339.702 | 2016 | 5 | QLD | Demand
2019 | 2 | SA | Demand | 1056.905 | 2016 | 5 | QLD | Gas
2019 | 2 | SA | Gas | 310.9826 | 2016 | 5 | QLD | Hydro
2019 | 2 | SA | Other | 0.51062 | 2016 | 5 | QLD | Import/Export
2019 | 2 | SA | VIC-SA Import/Export | 452.7752 | 2016 | 5 | QLD | Other
2019 | 2 | SA | Wind | 292.4161 | 2016 | 6 | QLD | Black Coal
2019 | 3 | SA | Demand | 1030.3832 | 2016 | 6 | QLD | Demand
2019 | 3 | SA | Gas | 224.4208 | 2016 | 6 | QLD | Gas
2019 | 3 | SA | VIC-SA Import/Export | 438.7214 | 2016 | 6 | QLD | Hydro
2019 | 3 | SA | Wind | 367.2368 | 2016 | 6 | QLD | Import/Export
2019 | 4 | SA | Demand | 946.1835 | 2016 | 6 | QLD | Other
2019 | 4 | SA | Gas | 186.1788 | 2016 | 7 | QLD | Black Coal
2019 | 4 | SA | VIC-SA Import/Export | 457.7499 | 2016 | 7 | QLD | Demand
2019 | 4 | SA | Wind | 302.2531 | 2016 | 7 | QLD | Gas
2019 | 5 | SA | Demand | 1113.0563 | 2016 | 7 | QLD | Hydro
2019 | 5 | SA | Gas | 326.5776 | 2016 | 7 | QLD | Import/Export
2019 | 5 | SA | VIC-SA Import/Export | 481.1501 | 2016 | 7 | QLD | Other
2019 | 5 | SA | Wind | 305.3055 | 2016 | 8 | QLD | Black Coal
2019 | 6 | SA | Demand | 1138.0599 | 2016 | 8 | QLD | Demand
2019 | 6 | SA | Gas | 364.8946 | 2016 | 8 | QLD | Gas
2019 | 6 | SA | VIC-SA Import/Export | 459.5343 | 2016 | 8 | QLD | Hydro
2019 | 6 | SA | Wind | 313.6234 | 2016 | 8 | QLD | Import/Export
2019 | 7 | SA | Demand | 1221.0999 | 2016 | 8 | QLD | Other
2019 | 7 | SA | Gas | 250.1589 | 2016 | 9 | QLD | Black Coal
2019 | 7 | SA | VIC-SA Import/Export | 379.4186 | 2016 | 9 | QLD | Demand
2019 | 7 | SA | Wind | 591.5215 | 2016 | 9 | QLD | Gas
2019 | 8 | SA | Demand | 1161.5194 | 2016 | 9 | QLD | Hydro
2019 | 8 | SA | Gas | 236.5868 | 2016 | 9 | QLD | Import/Export
2019 | 8 | SA | VIC-SA Import/Export | 368.3645 | 2016 | 9 | QLD | Other
2019 | 8 | SA | Wind | 556.5646 | 2016 | 10 | QLD | Black Coal
2019 | 9 | SA | Demand | 1022.5316 | 2016 | 10 | QLD | Demand
2019 | 9 | SA | Gas | 167.1199 | 2016 | 10 | QLD | Gas
2019 | 9 | SA | VIC-SA Import/Export | 311.5489 | 2016 | 10 | QLD | Hydro
2019 | 9 | SA | Wind | 543.8484 | 2016 | 10 | QLD | Import/Export
2019 | 10 | SA | Demand | 967.9988 | 2016 | 10 | QLD | Other
2019 | 10 | SA | Gas | 151.6972 | 2016 | 11 | QLD | Black Coal
2019 | 10 | SA | VIC-SA Import/Export | 360.0828 | 2016 | 11 | QLD | Demand
2019 | 10 | SA | Wind | 456.2187 | 2016 | 11 | QLD | Gas
2019 | 11 | SA | Demand | 1088.3175 | 2016 | 11 | QLD | Hydro
2019 | 11 | SA | Gas | 293.0074 | 2016 | 11 | QLD | Import/Export
2019 | 11 | SA | VIC-SA Import/Export | 440.8158 | 2016 | 11 | QLD | Other
2019 | 11 | SA | Wind | 354.4576 | 2016 | 12 | QLD | Black Coal
2019 | 12 | SA | Demand | 925.9463 | 2016 | 12 | QLD | Demand
2019 | 12 | SA | Gas | 167.6168 | 2016 | 12 | QLD | Gas
2019 | 12 | SA | VIC-SA Import/Export | 412.3592 | 2016 | 12 | QLD | Hydro
2019 | 12 | SA | Wind | 345.9578 | 2016 | 12 | QLD | Import/Export
2020 | 1 | SA | Demand | 1070.8983 | 2016 | 12 | QLD | Other
2020 | 1 | SA | Gas | 256.5113 | 2017 | 1 | QLD | Black Coal
2020 | 1 | SA | Other | 0.45609 | 2017 | 1 | QLD | Demand
2020 | 1 | SA | VIC-SA Import/Export | 469.3507 | 2017 | 1 | QLD | Gas
2020 | 1 | SA | Wind | 344.329 | 2017 | 1 | QLD | Hydro
2020 | 2 | SA | Demand | 1076.8261 | 2017 | 1 | QLD | Import/Export
2020 | 2 | SA | Gas | 314.1871 | 2017 | 1 | QLD | Other
2020 | 2 | SA | Other | 1.0239 | 2017 | 2 | QLD | Black Coal
2020 | 2 | SA | VIC-SA Import/Export | 457.1623 | 2017 | 2 | QLD | Demand
2020 | 2 | SA | Wind | 303.9643 | 2017 | 2 | QLD | Gas
2020 | 3 | SA | Demand | 1011.2497 | 2017 | 2 | QLD | Hydro
2020 | 3 | SA | Gas | 209.8663 | 2017 | 2 | QLD | Import/Export
2020 | 3 | SA | VIC-SA Import/Export | 442.3948 | 2017 | 2 | QLD | Other
2020 | 3 | SA | Wind | 358.9845 | 2017 | 3 | QLD | Black Coal
2020 | 4 | SA | Demand | 956.8345 | 2017 | 3 | QLD | Demand
2020 | 4 | SA | Gas | 197.5348 | 2017 | 3 | QLD | Gas
2020 | 4 | SA | VIC-SA Import/Export | 458.9192 | 2017 | 3 | QLD | Hydro
2020 | 4 | SA | Wind | 300.3753 | 2017 | 3 | QLD | Import/Export
2020 | 5 | SA | Demand | 1084.0913 | 2017 | 3 | QLD | Other
2020 | 5 | SA | Gas | 307.1728 | 2017 | 4 | QLD | Black Coal
2020 | 5 | SA | VIC-SA Import/Export | 448.8355 | 2017 | 4 | QLD | Demand
2020 | 5 | SA | Wind | 328.0027 | 2017 | 4 | QLD | Gas
2020 | 6 | SA | Demand | 1146.5708 | 2017 | 4 | QLD | Hydro
2020 | 6 | SA | Gas | 369.1536 | 2017 | 4 | QLD | Import/Export
2020 | 6 | SA | VIC-SA Import/Export | 474.4803 | 2017 | 4 | QLD | Other
2020 | 6 | SA | Wind | 302.9372 | 2017 | 5 | QLD | Black Coal
2020 | 7 | SA | Demand | 1223.5872 | 2017 | 5 | QLD | Demand
2020 | 7 | SA | Gas | 257.2777 | 2017 | 5 | QLD | Gas
2020 | 7 | SA | VIC-SA Import/Export | 387.7386 | 2017 | 5 | QLD | Hydro
2020 | 7 | SA | Wind | 578.5665 | 2017 | 5 | QLD | Import/Export
2020 | 8 | SA | Demand | 1143.066 | 2017 | 5 | QLD | Other
2020 | 8 | SA | Gas | 223.4152 | 2017 | 6 | QLD | Black Coal
2020 | 8 | SA | VIC-SA Import/Export | 354.1085 | 2017 | 6 | QLD | Demand
2020 | 8 | SA | Wind | 565.5414 | 2017 | 6 | QLD | Gas
2020 | 9 | SA | Demand | 1025.8431 | 2017 | 6 | QLD | Hydro
2020 | 9 | SA | Gas | 180.7999 | 2017 | 6 | QLD | Import/Export
2020 | 9 | SA | VIC-SA Import/Export | 288.812 | 2017 | 6 | QLD | Other
2020 | 9 | SA | Wind | 556.2293 | 2017 | 7 | QLD | Black Coal
2020 | 10 | SA | Demand | 965.3096 | 2017 | 7 | QLD | Demand
2020 | 10 | SA | Gas | 159.9463 | 2017 | 7 | QLD | Gas
2020 | 10 | SA | VIC-SA Import/Export | 373.2658 | 2017 | 7 | QLD | Hydro
2020 | 10 | SA | Wind | 432.1091 | 2017 | 7 | QLD | Import/Export
2020 | 11 | SA | Demand | 1063.6397 | 2017 | 7 | QLD | Other
2020 | 11 | SA | Gas | 302.411 | 2017 | 8 | QLD | Black Coal
2020 | 11 | SA | VIC-SA Import/Export | 399.6004 | 2017 | 8 | QLD | Demand
2020 | 11 | SA | Wind | 361.5552 | 2017 | 8 | QLD | Gas
2020 | 12 | SA | Demand | 953.043 | 2017 | 8 | QLD | Hydro
2020 | 12 | SA | Gas | 184.2674 | 2017 | 8 | QLD | Import/Export
2020 | 12 | SA | VIC-SA Import/Export | 429.64 | 2017 | 8 | QLD | Other
2020 | 12 | SA | Wind | 339.1232 | 2017 | 9 | QLD | Black Coal
2021 | 1 | SA | Demand | 1031.6327 | 2017 | 9 | QLD | Demand
2021 | 1 | SA | Gas | 229.7413 | 2017 | 9 | QLD | Gas
2021 | 1 | SA | Other | 0.46135 | 2017 | 9 | QLD | Hydro
2021 | 1 | SA | VIC-SA Import/Export | 454.4858 | 2017 | 9 | QLD | Import/Export
2021 | 1 | SA | Wind | 346.6788 | 2017 | 9 | QLD | Other
2021 | 2 | SA | Demand | 1018.6338 | 2017 | 10 | QLD | Black Coal
2021 | 2 | SA | Gas | 298.5352 | 2017 | 10 | QLD | Demand
2021 | 2 | SA | Other | 0.26036 | 2017 | 10 | QLD | Gas
2021 | 2 | SA | VIC-SA Import/Export | 414.1498 | 2017 | 10 | QLD | Hydro
2021 | 2 | SA | Wind | 305.5602 | 2017 | 10 | QLD | Import/Export
2021 | 3 | SA | Demand | 1028.8316 | 2017 | 10 | QLD | Other
2021 | 3 | SA | Gas | 220.971 | 2017 | 11 | QLD | Black Coal
2021 | 3 | SA | VIC-SA Import/Export | 467.4927 | 2017 | 11 | QLD | Demand
2021 | 3 | SA | Wind | 340.3759 | 2017 | 11 | QLD | Gas
2021 | 4 | SA | Demand | 942.1088 | 2017 | 11 | QLD | Hydro
2021 | 4 | SA | Gas | 189.8692 | 2017 | 11 | QLD | Import/Export
2021 | 4 | SA | VIC-SA Import/Export | 446.9023 | 2017 | 11 | QLD | Other
2021 | 4 | SA | Wind | 305.3313 | 2017 | 12 | QLD | Black Coal
2021 | 5 | SA | Demand | 1102.1933 | 2017 | 12 | QLD | Demand
2021 | 5 | SA | Gas | 330.703 | 2017 | 12 | QLD | Gas
2021 | 5 | SA | VIC-SA Import/Export | 445.0152 | 2017 | 12 | QLD | Hydro
2021 | 5 | SA | Wind | 326.4413 | 2017 | 12 | QLD | Import/Export
2021 | 6 | SA | Demand | 1135.5724 | 2017 | 12 | QLD | Other
2021 | 6 | SA | Gas | 355.0068 | 2018 | 1 | QLD | Black Coal
2021 | 6 | SA | VIC-SA Import/Export | 466.6817 | 2018 | 1 | QLD | Demand
2021 | 6 | SA | Wind | 313.8717 | 2018 | 1 | QLD | Gas
2021 | 7 | SA | Demand | 1211.9379 | 2018 | 1 | QLD | Hydro
2021 | 7 | SA | Gas | 262.2151 | 2018 | 1 | QLD | Import/Export
2021 | 7 | SA | VIC-SA Import/Export | 392.9043 | 2018 | 1 | QLD | Other
2021 | 7 | SA | Wind | 556.8188 | 2018 | 2 | QLD | Black Coal
2021 | 8 | SA | Demand | 1136.8805 | 2018 | 2 | QLD | Demand
2021 | 8 | SA | Gas | 227.0398 | 2018 | 2 | QLD | Gas
2021 | 8 | SA | VIC-SA Import/Export | 340.1594 | 2018 | 2 | QLD | Hydro
2021 | 8 | SA | Wind | 569.6772 | 2018 | 2 | QLD | Import/Export
2021 | 9 | SA | Demand | 1007.5091 | 2018 | 2 | QLD | Other
2021 | 9 | SA | Gas | 171.3324 | 2018 | 3 | QLD | Black Coal
2021 | 9 | SA | VIC-SA Import/Export | 282.0909 | 2018 | 3 | QLD | Demand
2021 | 9 | SA | Wind | 554.0862 | 2018 | 3 | QLD | Gas
2021 | 10 | SA | Demand | 933.9795 | 2018 | 3 | QLD | Hydro
2021 | 10 | SA | Gas | 147.4122 | 2018 | 3 | QLD | Import/Export
2021 | 10 | SA | VIC-SA Import/Export | 345.9359 | 2018 | 3 | QLD | Other
2021 | 10 | SA | Wind | 440.634 | 2018 | 4 | QLD | Black Coal
2021 | 11 | SA | Demand | 1047.5482 | 2018 | 4 | QLD | Demand
2021 | 11 | SA | Gas | 285.9814 | 2018 | 4 | QLD | Gas
2021 | 11 | SA | VIC-SA Import/Export | 398.3078 | 2018 | 4 | QLD | Hydro
2021 | 11 | SA | Wind | 363.1749 | 2018 | 4 | QLD | Import/Export
2021 | 12 | SA | Demand | 918.4533 | 2018 | 4 | QLD | Other
2021 | 12 | SA | Gas | 182.9876 | 2018 | 5 | QLD | Black Coal
2021 | 12 | SA | VIC-SA Import/Export | 394.5427 | 2018 | 5 | QLD | Demand
2021 | 12 | SA | Wind | 340.9142 | 2018 | 5 | QLD | Gas
2022 | 1 | SA | Demand | 1004.1784 | 2018 | 5 | QLD | Hydro
2022 | 1 | SA | Gas | 236.6865 | 2018 | 5 | QLD | Import/Export
2022 | 1 | SA | Other | 0.36688 | 2018 | 5 | QLD | Other
2022 | 1 | SA | VIC-SA Import/Export | 423.2431 | 2018 | 6 | QLD | Black Coal
2022 | 1 | SA | Wind | 343.661 | 2018 | 6 | QLD | Demand
2022 | 2 | SA | Demand | 999.1976 | 2018 | 6 | QLD | Gas
2022 | 2 | SA | Gas | 299.575 | 2018 | 6 | QLD | Hydro
2022 | 2 | SA | Other | 0.15378 | 2018 | 6 | QLD | Import/Export
2022 | 2 | SA | VIC-SA Import/Export | 378.9141 | 2018 | 6 | QLD | Other
2022 | 2 | SA | Wind | 320.4667 | 2018 | 7 | QLD | Black Coal
2022 | 3 | SA | Demand | 1012.297 | 2018 | 7 | QLD | Demand
2022 | 3 | SA | Gas | 248.1544 | 2018 | 7 | QLD | Gas
2022 | 3 | SA | VIC-SA Import/Export | 444.2568 | 2018 | 7 | QLD | Hydro
2022 | 3 | SA | Wind | 319.8799 | 2018 | 7 | QLD | Import/Export
2022 | 4 | SA | Demand | 925.4128 | 2018 | 7 | QLD | Other
2022 | 4 | SA | Gas | 226.023 | 2018 | 8 | QLD | Black Coal
2022 | 4 | SA | VIC-SA Import/Export | 388.4925 | 2018 | 8 | QLD | Demand
2022 | 4 | SA | Wind | 310.8947 | 2018 | 8 | QLD | Gas
2022 | 5 | SA | Demand | 1106.45 | 2018 | 8 | QLD | Hydro
2022 | 5 | SA | Gas | 394.358 | 2018 | 8 | QLD | Import/Export
2022 | 5 | SA | Other | 0.72103 | 2018 | 8 | QLD | Other
2022 | 5 | SA | VIC-SA Import/Export | 395.9714 | 2018 | 9 | QLD | Black Coal
2022 | 5 | SA | Wind | 315.1548 | 2018 | 9 | QLD | Demand
2022 | 6 | SA | Demand | 1124.4603 | 2018 | 9 | QLD | Gas
2022 | 6 | SA | Gas | 382.2772 | 2018 | 9 | QLD | Hydro
2022 | 6 | SA | Other | 0.074464 | 2018 | 9 | QLD | Import/Export
2022 | 6 | SA | VIC-SA Import/Export | 398.2828 | 2018 | 9 | QLD | Other
2022 | 6 | SA | Wind | 343.7921 | 2018 | 10 | QLD | Black Coal
2022 | 7 | SA | Demand | 1207.1371 | 2018 | 10 | QLD | Demand
2022 | 7 | SA | Gas | 351.6727 | 2018 | 10 | QLD | Gas
2022 | 7 | SA | Other | 0.0094936 | 2018 | 10 | QLD | Hydro
2022 | 7 | SA | VIC-SA Import/Export | 306.4373 | 2018 | 10 | QLD | Import/Export
2022 | 7 | SA | Wind | 549.0031 | 2018 | 10 | QLD | Other
2022 | 8 | SA | Demand | 1136.2654 | 2018 | 11 | QLD | Black Coal
2022 | 8 | SA | Gas | 293.0866 | 2018 | 11 | QLD | Demand
2022 | 8 | SA | Other | 0.013037 | 2018 | 11 | QLD | Gas
2022 | 8 | SA | VIC-SA Import/Export | 263.0378 | 2018 | 11 | QLD | Hydro
2022 | 8 | SA | Wind | 580.1173 | 2018 | 11 | QLD | Import/Export
2022 | 9 | SA | Demand | 1007.8295 | 2018 | 11 | QLD | Other
2022 | 9 | SA | Gas | 273.1377 | 2018 | 12 | QLD | Black Coal
2022 | 9 | SA | VIC-SA Import/Export | 195.2677 | 2018 | 12 | QLD | Demand
2022 | 9 | SA | Wind | 539.4225 | 2018 | 12 | QLD | Gas
2022 | 10 | SA | Demand | 926.4704 | 2018 | 12 | QLD | Hydro
2022 | 10 | SA | Gas | 253.126 | 2018 | 12 | QLD | Import/Export
2022 | 10 | SA | VIC-SA Import/Export | 216.4411 | 2018 | 12 | QLD | Other
2022 | 10 | SA | Wind | 456.9009 | 2019 | 1 | QLD | Black Coal
2022 | 11 | SA | Demand | 1038.4672 | 2019 | 1 | QLD | Demand
2022 | 11 | SA | Gas | 388.6865 | 2019 | 1 | QLD | Gas
2022 | 11 | SA | Other | 0.22561 | 2019 | 1 | QLD | Hydro
2022 | 11 | SA | VIC-SA Import/Export | 296.9842 | 2019 | 1 | QLD | Import/Export
2022 | 11 | SA | Wind | 352.4918 | 2019 | 1 | QLD | Other
2022 | 12 | SA | Demand | 894.2951 | 2019 | 2 | QLD | Black Coal
2022 | 12 | SA | Gas | 242.6236 | 2019 | 2 | QLD | Demand
2022 | 12 | SA | Other | 0.048645 | 2019 | 2 | QLD | Gas
2022 | 12 | SA | VIC-SA Import/Export | 320.0112 | 2019 | 2 | QLD | Hydro
2022 | 12 | SA | Wind | 331.5874 | 2019 | 2 | QLD | Import/Export
2023 | 1 | SA | Demand | 1012.5318 | 2019 | 2 | QLD | Other
2023 | 1 | SA | Gas | 322.4223 | 2019 | 3 | QLD | Black Coal
2023 | 1 | SA | Other | 0.38436 | 2019 | 3 | QLD | Demand
2023 | 1 | SA | VIC-SA Import/Export | 354.4969 | 2019 | 3 | QLD | Gas
2023 | 1 | SA | Wind | 335.022 | 2019 | 3 | QLD | Hydro
2023 | 2 | SA | Demand | 979.9992 | 2019 | 3 | QLD | Import/Export
2023 | 2 | SA | Gas | 354.4458 | 2019 | 3 | QLD | Other
2023 | 2 | SA | Other | 0.41354 | 2019 | 4 | QLD | Black Coal
2023 | 2 | SA | VIC-SA Import/Export | 293.0912 | 2019 | 4 | QLD | Demand
2023 | 2 | SA | Wind | 331.9035 | 2019 | 4 | QLD | Gas
2023 | 3 | SA | Demand | 1004.7692 | 2019 | 4 | QLD | Hydro
2023 | 3 | SA | Gas | 376.0445 | 2019 | 4 | QLD | Import/Export
2023 | 3 | SA | Other | 0.013403 | 2019 | 4 | QLD | Other
2023 | 3 | SA | VIC-SA Import/Export | 320.9661 | 2019 | 5 | QLD | Black Coal
2023 | 3 | SA | Wind | 307.7334 | 2019 | 5 | QLD | Demand
2023 | 4 | SA | Demand | 922.7032 | 2019 | 5 | QLD | Gas
2023 | 4 | SA | Gas | 293.4783 | 2019 | 5 | QLD | Hydro
2023 | 4 | SA | VIC-SA Import/Export | 320.1361 | 2019 | 5 | QLD | Import/Export
2023 | 4 | SA | Wind | 309.0797 | 2019 | 5 | QLD | Other
2023 | 5 | SA | Demand | 1115.8651 | 2019 | 6 | QLD | Black Coal
2023 | 5 | SA | Gas | 486.9223 | 2019 | 6 | QLD | Demand
2023 | 5 | SA | Other | 1.2206 | 2019 | 6 | QLD | Gas
2023 | 5 | SA | VIC-SA Import/Export | 318.3899 | 2019 | 6 | QLD | Hydro
2023 | 5 | SA | Wind | 308.918 | 2019 | 6 | QLD | Import/Export
2023 | 6 | SA | Demand | 1125.0623 | 2019 | 6 | QLD | Other
2023 | 6 | SA | Gas | 443.9582 | 2019 | 7 | QLD | Black Coal
2023 | 6 | SA | Other | 0.11094 | 2019 | 7 | QLD | Demand
2023 | 6 | SA | VIC-SA Import/Export | 308.4248 | 2019 | 7 | QLD | Gas
2023 | 6 | SA | Wind | 372.5083 | 2019 | 7 | QLD | Hydro
2023 | 7 | SA | Demand | 1203.8778 | 2019 | 7 | QLD | Import/Export
2023 | 7 | SA | Gas | 363.2997 | 2019 | 7 | QLD | Other
2023 | 7 | SA | Other | 0.038537 | 2019 | 8 | QLD | Black Coal
2023 | 7 | SA | VIC-SA Import/Export | 300.5966 | 2019 | 8 | QLD | Demand
2023 | 7 | SA | Wind | 539.9137 | 2019 | 8 | QLD | Gas
2023 | 8 | SA | Demand | 1128.1348 | 2019 | 8 | QLD | Hydro
2023 | 8 | SA | Gas | 295.9836 | 2019 | 8 | QLD | Import/Export
2023 | 8 | SA | VIC-SA Import/Export | 242.9084 | 2019 | 8 | QLD | Other
2023 | 8 | SA | Wind | 589.2353 | 2019 | 9 | QLD | Black Coal
2023 | 9 | SA | Demand | 1002.1174 | 2019 | 9 | QLD | Demand
2023 | 9 | SA | Gas | 301.6893 | 2019 | 9 | QLD | Gas
2023 | 9 | SA | Other | 0.0025998 | 2019 | 9 | QLD | Hydro
2023 | 9 | SA | VIC-SA Import/Export | 187.5276 | 2019 | 9 | QLD | Import/Export
2023 | 9 | SA | Wind | 512.8905 | 2019 | 9 | QLD | Other
2023 | 10 | SA | Demand | 915.6182 | 2019 | 10 | QLD | Black Coal
2023 | 10 | SA | Gas | 290.6917 | 2019 | 10 | QLD | Demand
2023 | 10 | SA | VIC-SA Import/Export | 159.5263 | 2019 | 10 | QLD | Gas
2023 | 10 | SA | Wind | 465.4034 | 2019 | 10 | QLD | Hydro
2023 | 11 | SA | Demand | 1028.4223 | 2019 | 10 | QLD | Import/Export
2023 | 11 | SA | Gas | 404.7485 | 2019 | 10 | QLD | Other
2023 | 11 | SA | Other | 0.20357 | 2019 | 11 | QLD | Black Coal
2023 | 11 | SA | VIC-SA Import/Export | 271.8622 | 2019 | 11 | QLD | Demand
2023 | 11 | SA | Wind | 351.5362 | 2019 | 11 | QLD | Gas
2023 | 12 | SA | Demand | 876.08 | 2019 | 11 | QLD | Hydro
2023 | 12 | SA | Gas | 243.3898 | 2019 | 11 | QLD | Import/Export
2023 | 12 | SA | Other | 0.018736 | 2019 | 11 | QLD | Other
2023 | 12 | SA | VIC-SA Import/Export | 306.1562 | 2019 | 12 | QLD | Black Coal
2023 | 12 | SA | Wind | 326.4959 | 2019 | 12 | QLD | Demand
2024 | 1 | SA | Demand | 1022.8321 | 2019 | 12 | QLD | Gas
2024 | 1 | SA | Gas | 372.3544 | 2019 | 12 | QLD | Hydro
2024 | 1 | SA | Other | 0.52068 | 2019 | 12 | QLD | Import/Export
2024 | 1 | SA | VIC-SA Import/Export | 317.6684 | 2019 | 12 | QLD | Other
2024 | 1 | SA | Wind | 331.9862 | 2020 | 1 | QLD | Black Coal
2024 | 2 | SA | Demand | 1005.6473 | 2020 | 1 | QLD | Demand
2024 | 2 | SA | Gas | 377.7984 | 2020 | 1 | QLD | Gas
2024 | 2 | SA | Other | 0.30211 | 2020 | 1 | QLD | Hydro
2024 | 2 | SA | VIC-SA Import/Export | 286.7346 | 2020 | 1 | QLD | Import/Export
2024 | 2 | SA | Wind | 340.6987 | 2020 | 1 | QLD | Other
2024 | 3 | SA | Demand | 958.401 | 2020 | 2 | QLD | Black Coal
2024 | 3 | SA | Gas | 369.4747 | 2020 | 2 | QLD | Demand
2024 | 3 | SA | VIC-SA Import/Export | 277.8438 | 2020 | 2 | QLD | Gas
2024 | 3 | SA | Wind | 311.0918 | 2020 | 2 | QLD | Hydro
2024 | 4 | SA | Demand | 922.6195 | 2020 | 2 | QLD | Import/Export
2024 | 4 | SA | Gas | 312.5445 | 2020 | 2 | QLD | Other
2024 | 4 | SA | Other | 0.016897 | 2020 | 3 | QLD | Black Coal
2024 | 4 | SA | VIC-SA Import/Export | 275.1101 | 2020 | 3 | QLD | Demand
2024 | 4 | SA | Wind | 334.9333 | 2020 | 3 | QLD | Gas
2024 | 5 | SA | Demand | 1124.1501 | 2020 | 3 | QLD | Hydro
2024 | 5 | SA | Gas | 530.6117 | 2020 | 3 | QLD | Import/Export
2024 | 5 | SA | Other | 2.3522 | 2020 | 3 | QLD | Other
2024 | 5 | SA | VIC-SA Import/Export | 312.4055 | 2020 | 4 | QLD | Black Coal
2024 | 5 | SA | Wind | 278.0782 | 2020 | 4 | QLD | Demand
2024 | 6 | SA | Demand | 1139.4326 | 2020 | 4 | QLD | Gas
2024 | 6 | SA | Gas | 466.5117 | 2020 | 4 | QLD | Hydro
2024 | 6 | SA | Other | 0.18929 | 2020 | 4 | QLD | Import/Export
2024 | 6 | SA | VIC-SA Import/Export | 299.2783 | 2020 | 4 | QLD | Other
2024 | 6 | SA | Wind | 373.372 | 2020 | 5 | QLD | Black Coal
2024 | 7 | SA | Demand | 1219.5725 | 2020 | 5 | QLD | Demand
2024 | 7 | SA | Gas | 398.0836 | 2020 | 5 | QLD | Gas
2024 | 7 | SA | Other | 0.14626 | 2020 | 5 | QLD | Hydro
2024 | 7 | SA | VIC-SA Import/Export | 251.6788 | 2020 | 5 | QLD | Import/Export
2024 | 7 | SA | Wind | 569.5881 | 2020 | 5 | QLD | Other
2024 | 8 | SA | Demand | 1144.746 | 2020 | 6 | QLD | Black Coal
2024 | 8 | SA | Gas | 350.5937 | 2020 | 6 | QLD | Demand
2024 | 8 | SA | Other | 0.14453 | 2020 | 6 | QLD | Gas
2024 | 8 | SA | VIC-SA Import/Export | 233.5364 | 2020 | 6 | QLD | Hydro
2024 | 8 | SA | Wind | 560.4191 | 2020 | 6 | QLD | Import/Export
2024 | 9 | SA | Demand | 992.9093 | 2020 | 6 | QLD | Other
2024 | 9 | SA | Gas | 288.0218
2024 | 9 | SA | VIC-SA Import/Export | 165.0144
2024 | 9 | SA | Wind | 539.8706
2024 | 10 | SA | Demand | 915.3281
2024 | 10 | SA | Gas | 312.3154
2024 | 10 | SA | VIC-SA Import/Export | 145.1425
2024 | 10 | SA | Wind | 457.8642
2024 | 11 | SA | Demand | 1039.3643
2024 | 11 | SA | Gas | 439.3009
2024 | 11 | SA | Other | 0.20894
2024 | 11 | SA | VIC-SA Import/Export | 247.1502
2024 | 11 | SA | Wind | 352.5952
2024 | 12 | SA | Demand | 849.0228
2024 | 12 | SA | Gas | 269.758
2024 | 12 | SA | VIC-SA Import/Export | 238.6744
2024 | 12 | SA | Wind | 340.5558
2025 | 1 | SA | Demand | 1005.3091
2025 | 1 | SA | Gas | 383.9234
2025 | 1 | SA | Other | 0.82883
2025 | 1 | SA | VIC-SA Import/Export | 279.1285
2025 | 1 | SA | Wind | 341.0189
2025 | 2 | SA | Demand | 1005.4932
2025 | 2 | SA | Gas | 455.112
2025 | 2 | SA | Other | 1.9233
2025 | 2 | SA | VIC-SA Import/Export | 261.9657
2025 | 2 | SA | Wind | 285.6392
2025 | 3 | SA | Demand | 966.2752
2025 | 3 | SA | Gas | 395.8777
2025 | 3 | SA | VIC-SA Import/Export | 206.0583
2025 | 3 | SA | Wind | 364.3277
2025 | 4 | SA | Demand | 917.1678
2025 | 4 | SA | Gas | 356.3953
2025 | 4 | SA | Other | 0.028494
2025 | 4 | SA | VIC-SA Import/Export | 259.2909
2025 | 4 | SA | Wind | 301.4325
2025 | 5 | SA | Demand | 1089.7003
2025 | 5 | SA | Gas | 503.7103
2025 | 5 | SA | Other | 2.4507
2025 | 5 | SA | VIC-SA Import/Export | 260.6628
2025 | 5 | SA | Wind | 322.2084
2025 | 6 | SA | Demand | 1139.7901
2025 | 6 | SA | Gas | 573.7668
2025 | 6 | SA | Other | 0.071023
2025 | 6 | SA | VIC-SA Import/Export | 268.2124
2025 | 6 | SA | Wind | 297.7027

## SupplyDemandCondition_Med
Row Labels | Generation | Maximum demand | Import at maximum demand | Export at maximum demand | Unmet load at maximum demand
2015
7 | 2077.2641 | 2619.8681 | 542.601 | 0 | 0
8 | 1792.2617 | 2340.9807 | 548.7168 | 0 | 0
9 | 1668.6717 | 2259.2839 | 590.6118 | 0 | 0
10 | 1490.6961 | 2169.8629 | 679.1666 | 0 | 0
11 | 2351.1834 | 2794.2661 | 443.084 | 0 | 0
12 | 2156.8544 | 2579.0671 | 422.214 | 0 | 0
2016
1 | 2524.8566 | 2927.1335 | 402.2782 | 0 | 0
2 | 2410.5749 | 2768.4462 | 357.8712 | 0 | 0
3 | 1596.2142 | 2251.2366 | 655.022 | 0 | 0
4 | 2009.1355 | 2171.4502 | 162.3151 | 0 | 0
5 | 2347.4838 | 2638.7473 | 291.2659 | 0 | 0
6 | 2247.4307 | 2614.9012 | 367.4703 | 0 | 0
7 | 1931.7653 | 2578.2161 | 646.4509 | 0 | 0
8 | 1670.6046 | 2324.5801 | 653.9795 | 0 | 0
9 | 1493.5483 | 2230.87 | 737.3219 | 0 | 0
10 | 1763.0329 | 2016.8262 | 253.7934 | 0 | 0
11 | 2463.1761 | 2811.569 | 348.3925 | 0 | 0
12 | 2201.3392 | 2532.2815 | 330.9425 | 0 | 0
2017
1 | 2550.1846 | 2910.7449 | 360.559 | 0 | 0
2 | 2351.5629 | 2702.5689 | 351.0061 | 0 | 0
3 | 1676.0981 | 2322.0597 | 645.9613 | 0 | 0
4 | 1630.9989 | 2151.6613 | 520.6618 | 0 | 0
5 | 2101.8163 | 2643.679 | 541.8647 | 0 | 0
6 | 2342.0233 | 2618.9244 | 276.9032 | 0 | 0
7 | 2058.7526 | 2540.1488 | 481.3968 | 0 | 0
8 | 1650.9574 | 2305.1432 | 654.1868 | 0 | 0
9 | 1487.5651 | 2226.461 | 738.8954 | 0 | 0
10 | 1782.448 | 2024.1066 | 241.6578 | 0 | 0
11 | 2486.7367 | 2738.8094 | 252.0727 | 0 | 0
12 | 1957.086 | 2402.7028 | 445.6149 | 0 | 0
2018
1 | 2045.3756 | 2783.9302 | 730.6374 | 0 | 7.9179
2 | 1768.1987 | 2583.5296 | 815.3325 | 0 | 0
3 | 1498.0951 | 2212.1689 | 714.0762 | 0 | 0
4 | 1650.5009 | 2149.5603 | 499.0586 | 0 | 0
5 | 1909.9271 | 2610.8786 | 700.9527 | 0 | 0
6 | 2146.4706 | 2551.4763 | 405.0066 | 0 | 0
7 | 1937.5891 | 2542.536 | 604.9465 | 0 | 0
8 | 1607.4155 | 2336.6132 | 729.2006 | 0 | 0
9 | 1520.0075 | 2297.2117 | 777.2076 | 0 | 0
10 | 1642.2206 | 2085.0628 | 442.8384 | 0 | 0
11 | 2415.9478 | 2750.0932 | 334.1447 | 0 | 0
12 | 1868.2484 | 2306.6999 | 438.4486 | 0 | 0
2019
1 | 2117.5467 | 2862.2377 | 728.1943 | 0 | 16.4965
2 | 2164.7936 | 2869.5792 | 698.1237 | 0 | 6.6604
3 | 1414.7635 | 2110.4215 | 695.6581 | 0 | 0
4 | 1783.8003 | 2189.0924 | 405.2913 | 0 | 0
5 | 1862.8931 | 2590.302 | 727.4093 | 0 | 0
6 | 1534.933 | 2374.6494 | 839.7117 | 0 | 0
7 | 2030.6355 | 2548.9833 | 518.3495 | 0 | 0
8 | 1591.3123 | 2333.2905 | 741.9756 | 0 | 0
9 | 1495.6019 | 2295.1308 | 799.529 | 0 | 0
10 | 1623.4114 | 2088.2185 | 464.8056 | 0 | 0
11 | 2484.3459 | 2785.0731 | 300.7275 | 0 | 0
12 | 1998.3174 | 2359.0794 | 360.7621 | 0 | 0
2020
1 | 2129.8545 | 2907.8687 | 732.2372 | 0 | 45.7706
2 | 2277.9247 | 3077.9403 | 741.3532 | 0 | 58.6626
3 | 1598.1975 | 2211.1404 | 612.9445 | 0 | 0
4 | 1806.1481 | 2245.2149 | 439.0652 | 0 | 0
5 | 1967.9019 | 2620.1565 | 651.9527 | 0 | 0.30435
6 | 2037.0686 | 2586.4365 | 549.3728 | 0 | 0
7 | 2004.5751 | 2526.0926 | 521.5182 | 0 | 0
8 | 1700.3599 | 2298.0201 | 597.6545 | 0 | 0
9 | 1878.3176 | 2248.4974 | 370.1798 | 0 | 0
10 | 1612.9479 | 2200.4467 | 587.5015 | 0 | 0
11 | 2380.0683 | 2794.5443 | 414.4028 | 0 | 0.071657
12 | 1994.3775 | 2484.1953 | 489.8161 | 0 | 0
2021
1 | 2141.771 | 2902.3306 | 726.2955 | 0 | 34.262
2 | 1902.9185 | 2677.8104 | 774.5828 | 0 | 0.31225
3 | 1488.2894 | 2238.088 | 749.7988 | 0 | 0
4 | 1560.4621 | 2209.4858 | 649.0231 | 0 | 0
5 | 1919.7889 | 2673.1464 | 753.3595 | 0 | 0
6 | 2058.3236 | 2595.0445 | 536.7247 | 0 | 0
7 | 1910.1528 | 2508.8224 | 598.672 | 0 | 0
8 | 1608.5363 | 2296.3578 | 687.8174 | 0 | 0
9 | 1603.897 | 2231.3502 | 627.452 | 0 | 0
10 | 1562.1351 | 2036.1546 | 474.0186 | 0 | 0
11 | 2272.6742 | 2768.2831 | 495.6058 | 0 | 0
12 | 1916.2193 | 2466.0994 | 549.8814 | 0 | 0
2022
1 | 2147.6464 | 2899.5183 | 715.644 | 0 | 36.2262
2 | 1866.2337 | 2660.9121 | 794.1828 | 0 | 0.49595
3 | 1482.4708 | 2228.7889 | 746.3168 | 0 | 0
4 | 1580.2795 | 2169.517 | 589.2383 | 0 | 0
5 | 2104.6506 | 2622.1554 | 517.1846 | 0 | 0.32302
6 | 2376.7722 | 2601.7897 | 225.02 | 0 | 0
7 | 2181.4036 | 2536.4509 | 355.0477 | 0 | 0
8 | 2013.2481 | 2320.2847 | 307.0369 | 0 | 0
9 | 1919.2827 | 2254.8494 | 335.5645 | 0 | 0
10 | 1765.208 | 2052.9233 | 287.7149 | 0 | 0
11 | 2390.6591 | 2791.7253 | 400.1357 | 0 | 0.93024
12 | 2092.5399 | 2469.3185 | 376.7779 | 0 | 0
2023
1 | 2145.8494 | 2881.5875 | 695.8879 | 0 | 39.8493
2 | 1924.9785 | 2686.5289 | 760.0315 | 0 | 1.5183
3 | 1642.7839 | 2252.3866 | 609.6036 | 0 | 0
4 | 1764.3675 | 2176.6446 | 412.28 | 0 | 0
5 | 2162.35 | 2628.2289 | 457.9721 | 0 | 7.9092
6 | 2389.2914 | 2620.1539 | 230.8627 | 0 | 0
7 | 2226.1858 | 2552.5823 | 326.3972 | 0 | 0
8 | 2114.3176 | 2337.3828 | 223.0648 | 0 | 0
9 | 2140.1483 | 2275.1323 | 134.9836 | 0 | 0
10 | 1788.4446 | 2063.0719 | 274.6271 | 0 | 0
11 | 2442.6745 | 2812.5437 | 369.3757 | 0 | 0.49443
12 | 2108.3749 | 2487.6536 | 379.2781 | 0 | 0
2024
1 | 2211.2774 | 2975.9886 | 696.5802 | 0 | 68.1321
2 | 1962.4488 | 2715.933 | 752.9994 | 0 | 0.4844
3 | 1640.5409 | 2270.976 | 630.4338 | 0 | 0
4 | 2073.6472 | 2073.647 | 0 | 99.0164 | 0
5 | 2191.5529 | 2644.6704 | 442.9522 | 0 | 10.1698
6 | 2478.8279 | 2634.2325 | 155.4076 | 0 | 0
7 | 2217.448 | 2616.7215 | 399.2732 | 0 | 0
8 | 1924.7106 | 2406.7173 | 482.0054 | 0 | 0
9 | 1751.9263 | 2364.3006 | 612.3739 | 0 | 0
10 | 1689.9873 | 2115.5597 | 425.569 | 0 | 0
11 | 2482.5492 | 2792.4114 | 309.8626 | 0 | 0
12 | 2034.0055 | 2346.6185 | 312.6147 | 0 | 0
2025
1 | 2259.2539 | 2966.881 | 642.0494 | 0 | 65.5816
2 | 2353.8771 | 3132.2435 | 648.6425 | 0 | 129.7245
3 | 1877.3349 | 2191.4068 | 314.0723 | 0 | 0
4 | 2273.7851 | 2273.7849 | 0 | 26.4704 | 0
5 | 2228.5915 | 2664.5162 | 428.1176 | 0 | 7.8071
6 | 2385.1303 | 2405.6304 | 20.5017 | 0 | 0
7 | 1355.3674 | 1872.5931 | 517.2227 | 0 | 0
Grand Total | 237880.0079 | 2475.0653 | 504.6513 | 1.0371 | 4.4637

## FlowData_Med
Row Labels | Total import | Total export
15-16 | 3259.3373 | -284.0696
16-17 | 3950.4976 | -325.6593
17-18 | 4632.7931 | -252.9607
18-19 | 5200.832 | -94.1053
19-20 | 5113.4309 | -114.8366
20-21 | 5014.1426 | -111.6353
21-22 | 4699.046 | -147.1195
22-23 | 3702.1336 | -212.2293
23-24 | 3473.3655 | -253.063
24-25 | 3094.6852 | -292.9355
Grand Total | 42140.2638 | -2088.6141

## ESOOData_Low
|  |  |  | y | y | y | y | y | y
Region | sim_year | WeightedUD | WeightedLoad | USE (%) | Reliability standard (%) | Maximum firm generation capacity (MW) | LRC point | 50% POE maximum demand (MW) | 10% POE maximum demand (MW)
SA | 15-16 | 0 | 12331235.744 | 0 | 0.002 | 3144.7838 |  | 2850.05 | 3023.73
SA | 16-17 | 0 | 12469406.432 | 0 | 0.002 | 3144.7838 |  | 2848.58 | 2925.87
SA | 17-18 | 3.952 | 12254498.896 | 0 | 0.002 | 2118.7838 |  | 2720.92 | 2803
SA | 18-19 | 8.208 | 12020556.456 | 0.0001 | 0.002 | 2118.7838 |  | 2776.89 | 2880
SA | 19-20 | 28.272 | 11652741.088 | 0.0002 | 0.002 | 2118.7838 |  | 2921.8 | 3060.97
SA | 20-21 | 7.296 | 11277970.704 | 0.0001 | 0.002 | 2118.7838 |  | 2720.37 | 2882.5
SA | 21-22 | 11.248 | 10912697.528 | 0.0001 | 0.002 | 2118.7838 |  | 2720.02 | 2882.36
SA | 22-23 | 0.304 | 10643034.136 | 0 | 0.002 | 2118.7838 |  | 2649.06 | 2843.54
SA | 23-24 | 5.472 | 10431914.904 | 0.0001 | 0.002 | 2118.7838 |  | 2659.93 | 2848.63
SA | 24-25 | 6.384 | 10275515.52 | 0.0001 | 0.002 | 2118.7838 |  | 2868.27 | 2903.98

## GenData_Low
Year | Month | Region | Tech | Value | Year | Month | Region | Tech | Value | Sum of Value | Column Labels
2015 | 7 | SA | Brown Coal | 351.9905 | 2013 | 7 | QLD | Black Coal |  | Row Labels | Other | Wind | Gas | Brown Coal | VIC-SA Import/Export | Demand | Grand Total
2015 | 7 | SA | Demand | 1217.6059 | 2013 | 7 | QLD | Demand |  | 2015 |  | 2714.8901 | 480.6609 | 2035.8142 | 1229.7895 | 6461.191 | 12922.3458
2015 | 7 | SA | Gas | 103.5273 | 2013 | 7 | QLD | Gas |  | 7 |  | 554.647 | 103.5273 | 351.9905 | 207.4351 | 1217.6059 | 2435.2058
2015 | 7 | SA | VIC-SA Import/Export | 207.4351 | 2013 | 7 | QLD | Hydro |  | 8 |  | 530.1971 | 92.4081 | 340.4917 | 175.8302 | 1138.9294 | 2277.8566
2015 | 7 | SA | Wind | 554.647 | 2013 | 7 | QLD | Import/Export |  | 9 |  | 525.8421 | 57.4601 | 333.8578 | 114.9998 | 1032.1636 | 2064.3233
2015 | 8 | SA | Brown Coal | 340.4917 | 2013 | 7 | QLD | Other |  | 10 |  | 417.8599 | 52.7784 | 284.7172 | 231.116 | 986.4855 | 1972.957
2015 | 8 | SA | Demand | 1138.9294 | 2013 | 8 | QLD | Black Coal |  | 11 |  | 357.1107 | 116.9403 | 354.3417 | 261.9907 | 1090.3946 | 2180.7781
2015 | 8 | SA | Gas | 92.4081 | 2013 | 8 | QLD | Demand |  | 12 |  | 329.2333 | 57.5468 | 370.4153 | 238.4177 | 995.6119 | 1991.225
2015 | 8 | SA | VIC-SA Import/Export | 175.8302 | 2013 | 8 | QLD | Gas |  | 2016 |  | 4623.2255 | 1002.01 | 4023.7151 | 3191.1959 | 12840.1761 | 25680.3226
2015 | 8 | SA | Wind | 530.1971 | 2013 | 8 | QLD | Hydro |  | 1 |  | 331.4073 | 97.0914 | 365.278 | 277.5941 | 1071.3746 | 2142.7453
2015 | 9 | SA | Brown Coal | 333.8578 | 2013 | 8 | QLD | Import/Export |  | 2 |  | 321.6262 | 156.2573 | 341.8326 | 254.8218 | 1074.5505 | 2149.0884
2015 | 9 | SA | Demand | 1032.1636 | 2013 | 8 | QLD | Other |  | 3 |  | 315.0108 | 84.0445 | 353.2204 | 272.857 | 1025.1363 | 2050.2691
2015 | 9 | SA | Gas | 57.4601 | 2013 | 9 | QLD | Black Coal |  | 4 |  | 315.142 | 105.4713 | 229.2313 | 298.4485 | 948.2859 | 1896.579
2015 | 9 | SA | VIC-SA Import/Export | 114.9998 | 2013 | 9 | QLD | Demand |  | 5 |  | 313.4893 | 167.4608 | 366.2674 | 259.2058 | 1106.4273 | 2212.8505
2015 | 9 | SA | Wind | 525.8421 | 2013 | 9 | QLD | Gas |  | 6 |  | 336.2408 | 159.3489 | 345.7545 | 268.5571 | 1109.8994 | 2219.8007
2015 | 10 | SA | Brown Coal | 284.7172 | 2013 | 9 | QLD | Hydro |  | 7 |  | 524.338 | 51.8929 | 353.7076 | 289.0492 | 1218.996 | 2437.9837
2015 | 10 | SA | Demand | 986.4855 | 2013 | 9 | QLD | Import/Export |  | 8 |  | 545.6882 | 46.2941 | 343.8218 | 224.94 | 1160.7474 | 2321.4914
2015 | 10 | SA | Gas | 52.7784 | 2013 | 9 | QLD | Other |  | 9 |  | 515.4157 | 31.3459 | 332.6464 | 169.4211 | 1048.8219 | 2097.651
2015 | 10 | SA | VIC-SA Import/Export | 231.116 | 2013 | 10 | QLD | Black Coal |  | 10 |  | 440.2882 | 18.1678 | 283.6264 | 250.175 | 992.2581 | 1984.5154
2015 | 10 | SA | Wind | 417.8599 | 2013 | 10 | QLD | Demand |  | 11 |  | 342.059 | 69.4012 | 353.6342 | 337.7792 | 1102.8758 | 2205.7493
2015 | 11 | SA | Brown Coal | 354.3417 | 2013 | 10 | QLD | Gas |  | 12 |  | 322.5202 | 15.2339 | 354.6945 | 288.3473 | 980.8028 | 1961.5987
2015 | 11 | SA | Demand | 1090.3946 | 2013 | 10 | QLD | Hydro |  | 2017 |  | 4568.0481 | 773.3725 | 3616.1847 | 3778.9679 | 12736.6262 | 25473.1994
2015 | 11 | SA | Gas | 116.9403 | 2013 | 10 | QLD | Import/Export |  | 1 |  | 327.1988 | 53.0793 | 362.9067 | 352.4044 | 1095.5837 | 2191.1731
2015 | 11 | SA | VIC-SA Import/Export | 261.9907 | 2013 | 10 | QLD | Other |  | 2 |  | 319.3995 | 73.2243 | 322.6377 | 324.9762 | 1040.2474 | 2080.4852
2015 | 11 | SA | Wind | 357.1107 | 2013 | 11 | QLD | Black Coal |  | 3 |  | 308.1615 | 39.7714 | 336.4541 | 367.8424 | 1052.2412 | 2104.4707
2015 | 12 | SA | Brown Coal | 370.4153 | 2013 | 11 | QLD | Demand |  | 4 |  | 307.9362 | 45.5244 | 225.8821 | 358.9894 | 938.3391 | 1876.6713
2015 | 12 | SA | Demand | 995.6119 | 2013 | 11 | QLD | Gas |  | 5 |  | 301.3056 | 134.5795 | 363.8207 | 335.2038 | 1134.9133 | 2269.8229
2015 | 12 | SA | Gas | 57.5468 | 2013 | 11 | QLD | Hydro |  | 6 |  | 362.36 | 93.4045 | 338.6483 | 334.5342 | 1128.9391 | 2257.8861
2015 | 12 | SA | VIC-SA Import/Export | 238.4177 | 2013 | 11 | QLD | Import/Export |  | 7 |  | 512.6214 | 46.7921 | 341.6943 | 302.0033 | 1203.1078 | 2406.2188
2015 | 12 | SA | Wind | 329.2333 | 2013 | 11 | QLD | Other |  | 8 |  | 540.9376 | 46.0178 | 319.6339 | 234.6443 | 1141.2459 | 2282.4795
2016 | 1 | SA | Brown Coal | 365.278 | 2013 | 12 | QLD | Black Coal |  | 9 |  | 491.2719 | 31.9145 | 315.15 | 190.7948 | 1029.1454 | 2058.2766
2016 | 1 | SA | Demand | 1071.3746 | 2013 | 12 | QLD | Demand |  | 10 |  | 438.464 | 8.0508 | 342.3526 | 183.9602 | 972.8215 | 1945.6491
2016 | 1 | SA | Gas | 97.0914 | 2013 | 12 | QLD | Gas |  | 11 |  | 335.8291 | 62.7359 | 346.4834 | 331.926 | 1076.9782 | 2153.9526
2016 | 1 | SA | VIC-SA Import/Export | 277.5941 | 2013 | 12 | QLD | Hydro |  | 12 |  | 322.5624 | 138.278 | 0.52091 | 461.6888 | 923.0634 | 1846.1135
2016 | 1 | SA | Wind | 331.4073 | 2013 | 12 | QLD | Import/Export |  | 2018 | 0.088828 | 4764.899 | 2344.0526 |  | 5124.7568 | 12233.8917 | 24467.6889
2016 | 2 | SA | Brown Coal | 341.8326 | 2013 | 12 | QLD | Other |  | 1 | 0.059324 | 328.1275 | 226.9316 |  | 502.1311 | 1057.2819 | 2114.5315
2016 | 2 | SA | Demand | 1074.5505 | 2014 | 1 | QLD | Black Coal |  | 2 | 0.029504 | 329.4837 | 218.6015 |  | 438.5319 | 986.6785 | 1973.3251
2016 | 2 | SA | Gas | 156.2573 | 2014 | 1 | QLD | Demand |  | 3 |  | 308.8821 | 169.8191 |  | 502.4853 | 981.1972 | 1962.3837
2016 | 2 | SA | VIC-SA Import/Export | 254.8218 | 2014 | 1 | QLD | Gas |  | 4 |  | 327.9771 | 142.009 |  | 447.1796 | 917.1658 | 1834.3316
2016 | 2 | SA | Wind | 321.6262 | 2014 | 1 | QLD | Hydro |  | 5 |  | 293.8145 | 327.4429 |  | 475.9158 | 1097.1754 | 2194.3486
2016 | 3 | SA | Brown Coal | 353.2204 | 2014 | 1 | QLD | Import/Export |  | 6 |  | 370.9593 | 275.8978 |  | 452.4762 | 1099.331 | 2198.6643
2016 | 3 | SA | Demand | 1025.1363 | 2014 | 1 | QLD | Other |  | 7 |  | 565.618 | 209.7832 |  | 397.6415 | 1173.0391 | 2346.0818
2016 | 3 | SA | Gas | 84.0445 | 2014 | 2 | QLD | Black Coal |  | 8 |  | 530.7331 | 216.0527 |  | 373.7679 | 1120.5624 | 2241.1162
2016 | 3 | SA | VIC-SA Import/Export | 272.857 | 2014 | 2 | QLD | Demand |  | 9 |  | 561.6491 | 113.7539 |  | 304.127 | 979.5379 | 1959.0679
2016 | 3 | SA | Wind | 315.0108 | 2014 | 2 | QLD | Gas |  | 10 |  | 457.0051 | 110.1881 |  | 346.4144 | 913.6091 | 1827.2167
2016 | 4 | SA | Brown Coal | 229.2313 | 2014 | 2 | QLD | Hydro |  | 11 |  | 333.919 | 220.7781 |  | 494.9259 | 1049.6263 | 2099.2493
2016 | 4 | SA | Demand | 948.2859 | 2014 | 2 | QLD | Import/Export |  | 12 |  | 356.7306 | 112.7945 |  | 389.1602 | 858.687 | 1717.3724
2016 | 4 | SA | Gas | 105.4713 | 2014 | 2 | QLD | Other |  | 2019 | 0.14819 | 4762.362 | 2221.9571 |  | 4922.6178 | 11907.208 | 23814.2931
2016 | 4 | SA | VIC-SA Import/Export | 298.4485 | 2014 | 3 | QLD | Black Coal |  | 1 | 0.073461 | 335.5878 | 202.0093 |  | 486.5281 | 1024.2436 | 2048.4424
2016 | 4 | SA | Wind | 315.142 | 2014 | 3 | QLD | Demand |  | 2 | 0.074725 | 292.3645 | 247.3944 |  | 454.7285 | 994.6085 | 1989.1707
2016 | 5 | SA | Brown Coal | 366.2674 | 2014 | 3 | QLD | Gas |  | 3 |  | 360.1329 | 170.7163 |  | 435.2192 | 966.0749 | 1932.1433
2016 | 5 | SA | Demand | 1106.4273 | 2014 | 3 | QLD | Hydro |  | 4 |  | 303.1806 | 133.4353 |  | 456.3016 | 892.9198 | 1785.8373
2016 | 5 | SA | Gas | 167.4608 | 2014 | 3 | QLD | Import/Export |  | 5 |  | 304.2959 | 266.6413 |  | 488.2659 | 1059.207 | 2118.4102
2016 | 5 | SA | VIC-SA Import/Export | 259.2058 | 2014 | 3 | QLD | Other |  | 6 |  | 318.9326 | 312.0461 |  | 454.8182 | 1085.8048 | 2171.6016
2016 | 5 | SA | Wind | 313.4893 | 2014 | 4 | QLD | Black Coal |  | 7 |  | 592.1957 | 183.8101 |  | 369.4975 | 1145.4965 | 2290.9999
2016 | 6 | SA | Brown Coal | 345.7545 | 2014 | 4 | QLD | Demand |  | 8 |  | 560.0387 | 185.7049 |  | 338.6624 | 1084.4113 | 2168.8174
2016 | 6 | SA | Demand | 1109.8994 | 2014 | 4 | QLD | Gas |  | 9 |  | 544.5781 | 112.8322 |  | 288.9685 | 946.3826 | 1892.7614
2016 | 6 | SA | Gas | 159.3489 | 2014 | 4 | QLD | Hydro |  | 10 |  | 458.8025 | 104.0189 |  | 320.2971 | 883.1313 | 1766.2497
2016 | 6 | SA | VIC-SA Import/Export | 268.5571 | 2014 | 4 | QLD | Import/Export |  | 11 |  | 355.7286 | 189.2833 |  | 450.7647 | 995.7668 | 1991.5435
2016 | 6 | SA | Wind | 336.2408 | 2014 | 4 | QLD | Other |  | 12 |  | 336.524 | 114.0649 |  | 378.566 | 829.1608 | 1658.3158
2016 | 7 | SA | Brown Coal | 353.7076 | 2014 | 5 | QLD | Black Coal |  | 2020 | 0.44482 | 4767.291 | 2065.9807 |  | 4748.8752 | 11582.9581 | 23165.5498
2016 | 7 | SA | Demand | 1218.996 | 2014 | 5 | QLD | Demand |  | 1 | 0.14503 | 336.2649 | 183.5094 |  | 453.5777 | 973.569 | 1947.0661
2016 | 7 | SA | Gas | 51.8929 | 2014 | 5 | QLD | Gas |  | 2 | 0.29979 | 303.5405 | 238.058 |  | 446.5914 | 988.6108 | 1977.1006
2016 | 7 | SA | VIC-SA Import/Export | 289.0492 | 2014 | 5 | QLD | Hydro |  | 3 |  | 353.5492 | 144.1699 |  | 425.6147 | 923.3434 | 1846.6772
2016 | 7 | SA | Wind | 524.338 | 2014 | 5 | QLD | Import/Export |  | 4 |  | 301.9072 | 136.2059 |  | 445.0854 | 883.2108 | 1766.4093
2016 | 8 | SA | Brown Coal | 343.8218 | 2014 | 5 | QLD | Other |  | 5 |  | 330.8984 | 232.2448 |  | 447.0133 | 1010.1706 | 2020.3271
2016 | 8 | SA | Demand | 1160.7474 | 2014 | 6 | QLD | Black Coal |  | 6 |  | 303.3824 | 297.7674 |  | 471.8048 | 1072.9506 | 2145.9051
2016 | 8 | SA | Gas | 46.2941 | 2014 | 6 | QLD | Demand |  | 7 |  | 579.5497 | 173.4058 |  | 373.6469 | 1126.6027 | 2253.205
2016 | 8 | SA | VIC-SA Import/Export | 224.94 | 2014 | 6 | QLD | Gas |  | 8 |  | 570.0372 | 163.5974 |  | 312.8485 | 1046.4947 | 2092.9778
2016 | 8 | SA | Wind | 545.6882 | 2014 | 6 | QLD | Hydro |  | 9 |  | 555.3333 | 115.1773 |  | 258.1121 | 928.6944 | 1857.3171
2016 | 9 | SA | Brown Coal | 332.6464 | 2014 | 6 | QLD | Import/Export |  | 10 |  | 432.5686 | 98.4508 |  | 324.4856 | 855.5151 | 1711.0201
2016 | 9 | SA | Demand | 1048.8219 | 2014 | 6 | QLD | Other |  | 11 |  | 366.9173 | 169.5305 |  | 408.3689 | 944.819 | 1889.6357
2016 | 9 | SA | Gas | 31.3459 | 2014 | 7 | QLD | Black Coal |  | 12 |  | 333.3423 | 113.8634 |  | 381.7258 | 828.977 | 1657.9085
2016 | 9 | SA | VIC-SA Import/Export | 169.4211 | 2014 | 7 | QLD | Demand |  | 2021 | 0.083998 | 4717.7805 | 1993.7785 |  | 4453.3462 | 11167.269 | 22332.2583
2016 | 9 | SA | Wind | 515.4157 | 2014 | 7 | QLD | Gas |  | 1 | 0.083998 | 339.283 | 153.9341 |  | 414.1425 | 907.4894 | 1814.933
2016 | 10 | SA | Brown Coal | 283.6264 | 2014 | 7 | QLD | Hydro |  | 2 |  | 300.249 | 211.1877 |  | 397.7187 | 909.1574 | 1818.3128
2016 | 10 | SA | Demand | 992.2581 | 2014 | 7 | QLD | Import/Export |  | 3 |  | 336.1179 | 141.5798 |  | 438.5367 | 916.2342 | 1832.4686
2016 | 10 | SA | Gas | 18.1678 | 2014 | 7 | QLD | Other |  | 4 |  | 309.5754 | 125.0803 |  | 414.4531 | 849.1118 | 1698.2206
2016 | 10 | SA | VIC-SA Import/Export | 250.175 | 2014 | 8 | QLD | Black Coal |  | 5 |  | 332.247 | 243.7786 |  | 432.3401 | 1008.372 | 2016.7377
2016 | 10 | SA | Wind | 440.2882 | 2014 | 8 | QLD | Demand |  | 6 |  | 314.2946 | 271.8611 |  | 455.4289 | 1041.5906 | 2083.1752
2016 | 11 | SA | Brown Coal | 353.6342 | 2014 | 8 | QLD | Gas |  | 7 |  | 557.1383 | 183.8812 |  | 363.4718 | 1104.4978 | 2208.9892
2016 | 11 | SA | Demand | 1102.8758 | 2014 | 8 | QLD | Hydro |  | 8 |  | 559.7589 | 161.6643 |  | 305.2984 | 1026.7186 | 2053.4402
2016 | 11 | SA | Gas | 69.4012 | 2014 | 8 | QLD | Import/Export |  | 9 |  | 552.0991 | 120.8512 |  | 226.6329 | 900.0399 | 1799.6231
2016 | 11 | SA | VIC-SA Import/Export | 337.7792 | 2014 | 8 | QLD | Other |  | 10 |  | 434.3561 | 95.9335 |  | 281.5232 | 811.8872 | 1623.7
2016 | 11 | SA | Wind | 342.059 | 2014 | 9 | QLD | Black Coal |  | 11 |  | 356.2412 | 173.9367 |  | 383.3315 | 913.5654 | 1827.0747
2016 | 12 | SA | Brown Coal | 354.6945 | 2014 | 9 | QLD | Demand |  | 12 |  | 326.4198 | 110.0899 |  | 340.4684 | 778.6049 | 1555.5831
2016 | 12 | SA | Demand | 980.8028 | 2014 | 9 | QLD | Gas |  | 2022 | 0.10449 | 4683.5964 | 1959.6173 |  | 4192.0903 | 10843.8754 | 21679.2839
2016 | 12 | SA | Gas | 15.2339 | 2014 | 9 | QLD | Hydro |  | 1 | 0.095153 | 333.1929 | 148.0149 |  | 381.6952 | 864.1051 | 1727.1033
2016 | 12 | SA | VIC-SA Import/Export | 288.3473 | 2014 | 9 | QLD | Import/Export |  | 2 | 0.0093354 | 314.0799 | 196.4301 |  | 364.8105 | 875.3444 | 1750.6741
2016 | 12 | SA | Wind | 322.5202 | 2014 | 9 | QLD | Other |  | 3 |  | 314.0263 | 150.0287 |  | 420.626 | 884.7093 | 1769.3903
2017 | 1 | SA | Brown Coal | 362.9067 | 2014 | 10 | QLD | Black Coal |  | 4 |  | 310.1109 | 119.7227 |  | 390.6075 | 820.4506 | 1640.8917
2017 | 1 | SA | Demand | 1095.5837 | 2014 | 10 | QLD | Demand |  | 5 |  | 322.0343 | 262.7955 |  | 414.4954 | 999.3344 | 1998.6596
2017 | 1 | SA | Gas | 53.0793 | 2014 | 10 | QLD | Gas |  | 6 |  | 343.8049 | 254.6626 |  | 420.6012 | 1019.0612 | 2038.1298
2017 | 1 | SA | VIC-SA Import/Export | 352.4044 | 2014 | 10 | QLD | Hydro |  | 7 |  | 541.9787 | 187.1588 |  | 354.7288 | 1083.8639 | 2167.7302
2017 | 1 | SA | Wind | 327.1988 | 2014 | 10 | QLD | Import/Export |  | 8 |  | 562.8083 | 160.1704 |  | 286.2472 | 1009.2269 | 2018.4529
2017 | 2 | SA | Brown Coal | 322.6377 | 2014 | 10 | QLD | Other |  | 9 |  | 536.1605 | 120.1134 |  | 225.2288 | 881.6515 | 1763.1543
2017 | 2 | SA | Demand | 1040.2474 | 2014 | 11 | QLD | Black Coal |  | 10 |  | 445.1777 | 90.3801 |  | 247.4866 | 784.4957 | 1567.54
2017 | 2 | SA | Gas | 73.2243 | 2014 | 11 | QLD | Demand |  | 11 |  | 343.944 | 166.4167 |  | 372.3015 | 883.0853 | 1765.7474
2017 | 2 | SA | VIC-SA Import/Export | 324.9762 | 2014 | 11 | QLD | Gas |  | 12 |  | 316.2782 | 103.7235 |  | 313.2616 | 738.547 | 1471.8103
2017 | 2 | SA | Wind | 319.3995 | 2014 | 11 | QLD | Hydro |  | 2023 | 0.02886 | 4654.9244 | 1887.29 |  | 4026.603 | 10590.407 | 21159.2533
2017 | 3 | SA | Brown Coal | 336.4541 | 2014 | 11 | QLD | Import/Export |  | 1 | 0.024057 | 328.0096 | 148.7202 |  | 371.9975 | 851.512 | 1700.2635
2017 | 3 | SA | Demand | 1052.2412 | 2014 | 11 | QLD | Other |  | 2 | 0.0048031 | 322.4093 | 168.7187 |  | 345.2311 | 836.7452 | 1673.1092
2017 | 3 | SA | Gas | 39.7714 | 2014 | 12 | QLD | Black Coal |  | 3 |  | 302.6184 | 144.6586 |  | 408.4375 | 856.0642 | 1711.7787
2017 | 3 | SA | VIC-SA Import/Export | 367.8424 | 2014 | 12 | QLD | Demand |  | 4 |  | 309.4355 | 109.3039 |  | 381.6932 | 800.5038 | 1600.9363
2017 | 3 | SA | Wind | 308.1615 | 2014 | 12 | QLD | Gas |  | 5 |  | 312.2221 | 271.3401 |  | 408.37 | 991.944 | 1983.8763
2017 | 4 | SA | Brown Coal | 225.8821 | 2014 | 12 | QLD | Hydro |  | 6 |  | 372.4942 | 244.3264 |  | 387.476 | 1004.3087 | 2008.6054
2017 | 4 | SA | Demand | 938.3391 | 2014 | 12 | QLD | Import/Export |  | 7 |  | 534.4598 | 184.5419 |  | 348.5324 | 1067.5392 | 2135.0733
2017 | 4 | SA | Gas | 45.5244 | 2014 | 12 | QLD | Other |  | 8 |  | 571.0842 | 149.9497 |  | 267.0437 | 988.3786 | 1976.4562
2017 | 4 | SA | VIC-SA Import/Export | 358.9894 | 2015 | 1 | QLD | Black Coal |  | 9 |  | 512.5871 | 123.6375 |  | 224.6809 | 861.8056 | 1722.7111
2017 | 4 | SA | Wind | 307.9362 | 2015 | 1 | QLD | Demand |  | 10 |  | 448.4228 | 85.5109 |  | 223.349 | 762.1568 | 1519.4396
2017 | 5 | SA | Brown Coal | 363.8207 | 2015 | 1 | QLD | Gas |  | 11 |  | 343.3723 | 155.9631 |  | 358.9209 | 859.3982 | 1717.6545
2017 | 5 | SA | Demand | 1134.9133 | 2015 | 1 | QLD | Hydro |  | 12 |  | 297.809 | 100.619 |  | 300.8707 | 710.0505 | 1409.3493
2017 | 5 | SA | Gas | 134.5795 | 2015 | 1 | QLD | Import/Export |  | 2024 | 0.085922 | 4664.9036 | 1879.0231 |  | 3875.7205 | 10464.2696 | 20884.0027
2017 | 5 | SA | VIC-SA Import/Export | 335.2038 | 2015 | 1 | QLD | Other |  | 1 | 0.080097 | 322.5526 | 157.8839 |  | 359.9858 | 844.6447 | 1685.1471
2017 | 5 | SA | Wind | 301.3056 | 2015 | 2 | QLD | Black Coal |  | 2 | 0.0058256 | 327.4471 | 161.9724 |  | 352.1799 | 842.7671 | 1684.3723
2017 | 6 | SA | Brown Coal | 338.6483 | 2015 | 2 | QLD | Demand |  | 3 |  | 296.682 | 127.1314 |  | 371.8636 | 798.2854 | 1593.9624
2017 | 6 | SA | Demand | 1128.9391 | 2015 | 2 | QLD | Gas |  | 4 |  | 336.985 | 101.6704 |  | 347.5 | 786.43 | 1572.5854
2017 | 6 | SA | Gas | 93.4045 | 2015 | 2 | QLD | Hydro |  | 5 |  | 270.5198 | 280.921 |  | 434.1792 | 985.636 | 1971.2559
2017 | 6 | SA | VIC-SA Import/Export | 334.5342 | 2015 | 2 | QLD | Import/Export |  | 6 |  | 373.1439 | 243.0629 |  | 389.5432 | 1005.75 | 2011.4999
2017 | 6 | SA | Wind | 362.36 | 2015 | 2 | QLD | Other |  | 7 |  | 565.6409 | 181.1063 |  | 324.7667 | 1071.5242 | 2143.0381
2017 | 7 | SA | Brown Coal | 341.6943 | 2015 | 3 | QLD | Black Coal |  | 8 |  | 546.411 | 162.9761 |  | 283.0689 | 992.964 | 1985.42
2017 | 7 | SA | Demand | 1203.1078 | 2015 | 3 | QLD | Demand |  | 9 |  | 530.1151 | 105.8346 |  | 206.9859 | 845.9788 | 1688.9144
2017 | 7 | SA | Gas | 46.7921 | 2015 | 3 | QLD | Gas |  | 10 |  | 442.0859 | 101.7002 |  | 200.9597 | 753.1089 | 1497.8547
2017 | 7 | SA | VIC-SA Import/Export | 302.0033 | 2015 | 3 | QLD | Hydro |  | 11 |  | 347.748 | 154.0505 |  | 351.5927 | 856.4158 | 1709.807
2017 | 7 | SA | Wind | 512.6214 | 2015 | 3 | QLD | Import/Export |  | 12 |  | 305.5725 | 100.7133 |  | 253.095 | 680.7646 | 1340.1455
2017 | 8 | SA | Brown Coal | 319.6339 | 2015 | 3 | QLD | Other |  | 2025 | 0.23766 | 1850.9856 | 1097.6296 |  | 2193.1538 | 5158.7338 | 10300.7404
2017 | 8 | SA | Demand | 1141.2459 | 2015 | 4 | QLD | Black Coal |  | 1 | 0.040787 | 322.3956 | 150.5164 |  | 337.1953 | 820.1646 | 1630.3127
2017 | 8 | SA | Gas | 46.0178 | 2015 | 4 | QLD | Demand |  | 2 | 0.19687 | 276.1399 | 200.108 |  | 355.9451 | 833.5338 | 1665.9236
2017 | 8 | SA | VIC-SA Import/Export | 234.6443 | 2015 | 4 | QLD | Gas |  | 3 |  | 332.1093 | 129.7808 |  | 329.3587 | 794.8607 | 1586.1095
2017 | 8 | SA | Wind | 540.9376 | 2015 | 4 | QLD | Hydro |  | 4 |  | 297.1482 | 109.3745 |  | 366.1131 | 774.5098 | 1547.1456
2017 | 9 | SA | Brown Coal | 315.15 | 2015 | 4 | QLD | Import/Export |  | 5 |  | 325.4486 | 230.8383 |  | 385.3423 | 941.7083 | 1883.3374
2017 | 9 | SA | Demand | 1029.1454 | 2015 | 4 | QLD | Other |  | 6 |  | 297.7439 | 277.0116 |  | 419.1994 | 993.9567 | 1987.9116
2017 | 9 | SA | Gas | 31.9145 | 2015 | 5 | QLD | Black Coal |  | Grand Total | 1.2228 | 46772.9062 | 17705.3722 | 9675.714 | 41737.1171 | 115986.6059 | 231878.9382
2017 | 9 | SA | VIC-SA Import/Export | 190.7948 | 2015 | 5 | QLD | Demand
2017 | 9 | SA | Wind | 491.2719 | 2015 | 5 | QLD | Gas
2017 | 10 | SA | Brown Coal | 342.3526 | 2015 | 5 | QLD | Hydro
2017 | 10 | SA | Demand | 972.8215 | 2015 | 5 | QLD | Import/Export
2017 | 10 | SA | Gas | 8.0508 | 2015 | 5 | QLD | Other
2017 | 10 | SA | VIC-SA Import/Export | 183.9602 | 2015 | 6 | QLD | Black Coal
2017 | 10 | SA | Wind | 438.464 | 2015 | 6 | QLD | Demand
2017 | 11 | SA | Brown Coal | 346.4834 | 2015 | 6 | QLD | Gas
2017 | 11 | SA | Demand | 1076.9782 | 2015 | 6 | QLD | Hydro
2017 | 11 | SA | Gas | 62.7359 | 2015 | 6 | QLD | Import/Export
2017 | 11 | SA | VIC-SA Import/Export | 331.926 | 2015 | 6 | QLD | Other
2017 | 11 | SA | Wind | 335.8291 | 2015 | 7 | QLD | Black Coal
2017 | 12 | SA | Brown Coal | 0.52091 | 2015 | 7 | QLD | Demand
2017 | 12 | SA | Demand | 923.0634 | 2015 | 7 | QLD | Gas
2017 | 12 | SA | Gas | 138.278 | 2015 | 7 | QLD | Hydro
2017 | 12 | SA | VIC-SA Import/Export | 461.6888 | 2015 | 7 | QLD | Import/Export
2017 | 12 | SA | Wind | 322.5624 | 2015 | 7 | QLD | Other
2018 | 1 | SA | Demand | 1057.2819 | 2015 | 8 | QLD | Black Coal
2018 | 1 | SA | Gas | 226.9316 | 2015 | 8 | QLD | Demand
2018 | 1 | SA | Other | 0.059324 | 2015 | 8 | QLD | Gas
2018 | 1 | SA | VIC-SA Import/Export | 502.1311 | 2015 | 8 | QLD | Hydro
2018 | 1 | SA | Wind | 328.1275 | 2015 | 8 | QLD | Import/Export
2018 | 2 | SA | Demand | 986.6785 | 2015 | 8 | QLD | Other
2018 | 2 | SA | Gas | 218.6015 | 2015 | 9 | QLD | Black Coal
2018 | 2 | SA | Other | 0.029504 | 2015 | 9 | QLD | Demand
2018 | 2 | SA | VIC-SA Import/Export | 438.5319 | 2015 | 9 | QLD | Gas
2018 | 2 | SA | Wind | 329.4837 | 2015 | 9 | QLD | Hydro
2018 | 3 | SA | Demand | 981.1972 | 2015 | 9 | QLD | Import/Export
2018 | 3 | SA | Gas | 169.8191 | 2015 | 9 | QLD | Other
2018 | 3 | SA | VIC-SA Import/Export | 502.4853 | 2015 | 10 | QLD | Black Coal
2018 | 3 | SA | Wind | 308.8821 | 2015 | 10 | QLD | Demand
2018 | 4 | SA | Demand | 917.1658 | 2015 | 10 | QLD | Gas
2018 | 4 | SA | Gas | 142.009 | 2015 | 10 | QLD | Hydro
2018 | 4 | SA | VIC-SA Import/Export | 447.1796 | 2015 | 10 | QLD | Import/Export
2018 | 4 | SA | Wind | 327.9771 | 2015 | 10 | QLD | Other
2018 | 5 | SA | Demand | 1097.1754 | 2015 | 11 | QLD | Black Coal
2018 | 5 | SA | Gas | 327.4429 | 2015 | 11 | QLD | Demand
2018 | 5 | SA | VIC-SA Import/Export | 475.9158 | 2015 | 11 | QLD | Gas
2018 | 5 | SA | Wind | 293.8145 | 2015 | 11 | QLD | Hydro
2018 | 6 | SA | Demand | 1099.331 | 2015 | 11 | QLD | Import/Export
2018 | 6 | SA | Gas | 275.8978 | 2015 | 11 | QLD | Other
2018 | 6 | SA | VIC-SA Import/Export | 452.4762 | 2015 | 12 | QLD | Black Coal
2018 | 6 | SA | Wind | 370.9593 | 2015 | 12 | QLD | Demand
2018 | 7 | SA | Demand | 1173.0391 | 2015 | 12 | QLD | Gas
2018 | 7 | SA | Gas | 209.7832 | 2015 | 12 | QLD | Hydro
2018 | 7 | SA | VIC-SA Import/Export | 397.6415 | 2015 | 12 | QLD | Import/Export
2018 | 7 | SA | Wind | 565.618 | 2015 | 12 | QLD | Other
2018 | 8 | SA | Demand | 1120.5624 | 2016 | 1 | QLD | Black Coal
2018 | 8 | SA | Gas | 216.0527 | 2016 | 1 | QLD | Demand
2018 | 8 | SA | VIC-SA Import/Export | 373.7679 | 2016 | 1 | QLD | Gas
2018 | 8 | SA | Wind | 530.7331 | 2016 | 1 | QLD | Hydro
2018 | 9 | SA | Demand | 979.5379 | 2016 | 1 | QLD | Import/Export
2018 | 9 | SA | Gas | 113.7539 | 2016 | 1 | QLD | Other
2018 | 9 | SA | VIC-SA Import/Export | 304.127 | 2016 | 2 | QLD | Black Coal
2018 | 9 | SA | Wind | 561.6491 | 2016 | 2 | QLD | Demand
2018 | 10 | SA | Demand | 913.6091 | 2016 | 2 | QLD | Gas
2018 | 10 | SA | Gas | 110.1881 | 2016 | 2 | QLD | Hydro
2018 | 10 | SA | VIC-SA Import/Export | 346.4144 | 2016 | 2 | QLD | Import/Export
2018 | 10 | SA | Wind | 457.0051 | 2016 | 2 | QLD | Other
2018 | 11 | SA | Demand | 1049.6263 | 2016 | 3 | QLD | Black Coal
2018 | 11 | SA | Gas | 220.7781 | 2016 | 3 | QLD | Demand
2018 | 11 | SA | VIC-SA Import/Export | 494.9259 | 2016 | 3 | QLD | Gas
2018 | 11 | SA | Wind | 333.919 | 2016 | 3 | QLD | Hydro
2018 | 12 | SA | Demand | 858.687 | 2016 | 3 | QLD | Import/Export
2018 | 12 | SA | Gas | 112.7945 | 2016 | 3 | QLD | Other
2018 | 12 | SA | VIC-SA Import/Export | 389.1602 | 2016 | 4 | QLD | Black Coal
2018 | 12 | SA | Wind | 356.7306 | 2016 | 4 | QLD | Demand
2019 | 1 | SA | Demand | 1024.2436 | 2016 | 4 | QLD | Gas
2019 | 1 | SA | Gas | 202.0093 | 2016 | 4 | QLD | Hydro
2019 | 1 | SA | Other | 0.073461 | 2016 | 4 | QLD | Import/Export
2019 | 1 | SA | VIC-SA Import/Export | 486.5281 | 2016 | 4 | QLD | Other
2019 | 1 | SA | Wind | 335.5878 | 2016 | 5 | QLD | Black Coal
2019 | 2 | SA | Demand | 994.6085 | 2016 | 5 | QLD | Demand
2019 | 2 | SA | Gas | 247.3944 | 2016 | 5 | QLD | Gas
2019 | 2 | SA | Other | 0.074725 | 2016 | 5 | QLD | Hydro
2019 | 2 | SA | VIC-SA Import/Export | 454.7285 | 2016 | 5 | QLD | Import/Export
2019 | 2 | SA | Wind | 292.3645 | 2016 | 5 | QLD | Other
2019 | 3 | SA | Demand | 966.0749 | 2016 | 6 | QLD | Black Coal
2019 | 3 | SA | Gas | 170.7163 | 2016 | 6 | QLD | Demand
2019 | 3 | SA | VIC-SA Import/Export | 435.2192 | 2016 | 6 | QLD | Gas
2019 | 3 | SA | Wind | 360.1329 | 2016 | 6 | QLD | Hydro
2019 | 4 | SA | Demand | 892.9198 | 2016 | 6 | QLD | Import/Export
2019 | 4 | SA | Gas | 133.4353 | 2016 | 6 | QLD | Other
2019 | 4 | SA | VIC-SA Import/Export | 456.3016 | 2016 | 7 | QLD | Black Coal
2019 | 4 | SA | Wind | 303.1806 | 2016 | 7 | QLD | Demand
2019 | 5 | SA | Demand | 1059.207 | 2016 | 7 | QLD | Gas
2019 | 5 | SA | Gas | 266.6413 | 2016 | 7 | QLD | Hydro
2019 | 5 | SA | VIC-SA Import/Export | 488.2659 | 2016 | 7 | QLD | Import/Export
2019 | 5 | SA | Wind | 304.2959 | 2016 | 7 | QLD | Other
2019 | 6 | SA | Demand | 1085.8048 | 2016 | 8 | QLD | Black Coal
2019 | 6 | SA | Gas | 312.0461 | 2016 | 8 | QLD | Demand
2019 | 6 | SA | VIC-SA Import/Export | 454.8182 | 2016 | 8 | QLD | Gas
2019 | 6 | SA | Wind | 318.9326 | 2016 | 8 | QLD | Hydro
2019 | 7 | SA | Demand | 1145.4965 | 2016 | 8 | QLD | Import/Export
2019 | 7 | SA | Gas | 183.8101 | 2016 | 8 | QLD | Other
2019 | 7 | SA | VIC-SA Import/Export | 369.4975 | 2016 | 9 | QLD | Black Coal
2019 | 7 | SA | Wind | 592.1957 | 2016 | 9 | QLD | Demand
2019 | 8 | SA | Demand | 1084.4113 | 2016 | 9 | QLD | Gas
2019 | 8 | SA | Gas | 185.7049 | 2016 | 9 | QLD | Hydro
2019 | 8 | SA | VIC-SA Import/Export | 338.6624 | 2016 | 9 | QLD | Import/Export
2019 | 8 | SA | Wind | 560.0387 | 2016 | 9 | QLD | Other
2019 | 9 | SA | Demand | 946.3826 | 2016 | 10 | QLD | Black Coal
2019 | 9 | SA | Gas | 112.8322 | 2016 | 10 | QLD | Demand
2019 | 9 | SA | VIC-SA Import/Export | 288.9685 | 2016 | 10 | QLD | Gas
2019 | 9 | SA | Wind | 544.5781 | 2016 | 10 | QLD | Hydro
2019 | 10 | SA | Demand | 883.1313 | 2016 | 10 | QLD | Import/Export
2019 | 10 | SA | Gas | 104.0189 | 2016 | 10 | QLD | Other
2019 | 10 | SA | VIC-SA Import/Export | 320.2971 | 2016 | 11 | QLD | Black Coal
2019 | 10 | SA | Wind | 458.8025 | 2016 | 11 | QLD | Demand
2019 | 11 | SA | Demand | 995.7668 | 2016 | 11 | QLD | Gas
2019 | 11 | SA | Gas | 189.2833 | 2016 | 11 | QLD | Hydro
2019 | 11 | SA | VIC-SA Import/Export | 450.7647 | 2016 | 11 | QLD | Import/Export
2019 | 11 | SA | Wind | 355.7286 | 2016 | 11 | QLD | Other
2019 | 12 | SA | Demand | 829.1608 | 2016 | 12 | QLD | Black Coal
2019 | 12 | SA | Gas | 114.0649 | 2016 | 12 | QLD | Demand
2019 | 12 | SA | VIC-SA Import/Export | 378.566 | 2016 | 12 | QLD | Gas
2019 | 12 | SA | Wind | 336.524 | 2016 | 12 | QLD | Hydro
2020 | 1 | SA | Demand | 973.569 | 2016 | 12 | QLD | Import/Export
2020 | 1 | SA | Gas | 183.5094 | 2016 | 12 | QLD | Other
2020 | 1 | SA | Other | 0.14503 | 2017 | 1 | QLD | Black Coal
2020 | 1 | SA | VIC-SA Import/Export | 453.5777 | 2017 | 1 | QLD | Demand
2020 | 1 | SA | Wind | 336.2649 | 2017 | 1 | QLD | Gas
2020 | 2 | SA | Demand | 988.6108 | 2017 | 1 | QLD | Hydro
2020 | 2 | SA | Gas | 238.058 | 2017 | 1 | QLD | Import/Export
2020 | 2 | SA | Other | 0.29979 | 2017 | 1 | QLD | Other
2020 | 2 | SA | VIC-SA Import/Export | 446.5914 | 2017 | 2 | QLD | Black Coal
2020 | 2 | SA | Wind | 303.5405 | 2017 | 2 | QLD | Demand
2020 | 3 | SA | Demand | 923.3434 | 2017 | 2 | QLD | Gas
2020 | 3 | SA | Gas | 144.1699 | 2017 | 2 | QLD | Hydro
2020 | 3 | SA | VIC-SA Import/Export | 425.6147 | 2017 | 2 | QLD | Import/Export
2020 | 3 | SA | Wind | 353.5492 | 2017 | 2 | QLD | Other
2020 | 4 | SA | Demand | 883.2108 | 2017 | 3 | QLD | Black Coal
2020 | 4 | SA | Gas | 136.2059 | 2017 | 3 | QLD | Demand
2020 | 4 | SA | VIC-SA Import/Export | 445.0854 | 2017 | 3 | QLD | Gas
2020 | 4 | SA | Wind | 301.9072 | 2017 | 3 | QLD | Hydro
2020 | 5 | SA | Demand | 1010.1706 | 2017 | 3 | QLD | Import/Export
2020 | 5 | SA | Gas | 232.2448 | 2017 | 3 | QLD | Other
2020 | 5 | SA | VIC-SA Import/Export | 447.0133 | 2017 | 4 | QLD | Black Coal
2020 | 5 | SA | Wind | 330.8984 | 2017 | 4 | QLD | Demand
2020 | 6 | SA | Demand | 1072.9506 | 2017 | 4 | QLD | Gas
2020 | 6 | SA | Gas | 297.7674 | 2017 | 4 | QLD | Hydro
2020 | 6 | SA | VIC-SA Import/Export | 471.8048 | 2017 | 4 | QLD | Import/Export
2020 | 6 | SA | Wind | 303.3824 | 2017 | 4 | QLD | Other
2020 | 7 | SA | Demand | 1126.6027 | 2017 | 5 | QLD | Black Coal
2020 | 7 | SA | Gas | 173.4058 | 2017 | 5 | QLD | Demand
2020 | 7 | SA | VIC-SA Import/Export | 373.6469 | 2017 | 5 | QLD | Gas
2020 | 7 | SA | Wind | 579.5497 | 2017 | 5 | QLD | Hydro
2020 | 8 | SA | Demand | 1046.4947 | 2017 | 5 | QLD | Import/Export
2020 | 8 | SA | Gas | 163.5974 | 2017 | 5 | QLD | Other
2020 | 8 | SA | VIC-SA Import/Export | 312.8485 | 2017 | 6 | QLD | Black Coal
2020 | 8 | SA | Wind | 570.0372 | 2017 | 6 | QLD | Demand
2020 | 9 | SA | Demand | 928.6944 | 2017 | 6 | QLD | Gas
2020 | 9 | SA | Gas | 115.1773 | 2017 | 6 | QLD | Hydro
2020 | 9 | SA | VIC-SA Import/Export | 258.1121 | 2017 | 6 | QLD | Import/Export
2020 | 9 | SA | Wind | 555.3333 | 2017 | 6 | QLD | Other
2020 | 10 | SA | Demand | 855.5151 | 2017 | 7 | QLD | Black Coal
2020 | 10 | SA | Gas | 98.4508 | 2017 | 7 | QLD | Demand
2020 | 10 | SA | VIC-SA Import/Export | 324.4856 | 2017 | 7 | QLD | Gas
2020 | 10 | SA | Wind | 432.5686 | 2017 | 7 | QLD | Hydro
2020 | 11 | SA | Demand | 944.819 | 2017 | 7 | QLD | Import/Export
2020 | 11 | SA | Gas | 169.5305 | 2017 | 7 | QLD | Other
2020 | 11 | SA | VIC-SA Import/Export | 408.3689 | 2017 | 8 | QLD | Black Coal
2020 | 11 | SA | Wind | 366.9173 | 2017 | 8 | QLD | Demand
2020 | 12 | SA | Demand | 828.977 | 2017 | 8 | QLD | Gas
2020 | 12 | SA | Gas | 113.8634 | 2017 | 8 | QLD | Hydro
2020 | 12 | SA | VIC-SA Import/Export | 381.7258 | 2017 | 8 | QLD | Import/Export
2020 | 12 | SA | Wind | 333.3423 | 2017 | 8 | QLD | Other
2021 | 1 | SA | Demand | 907.4894 | 2017 | 9 | QLD | Black Coal
2021 | 1 | SA | Gas | 153.9341 | 2017 | 9 | QLD | Demand
2021 | 1 | SA | Other | 0.083998 | 2017 | 9 | QLD | Gas
2021 | 1 | SA | VIC-SA Import/Export | 414.1425 | 2017 | 9 | QLD | Hydro
2021 | 1 | SA | Wind | 339.283 | 2017 | 9 | QLD | Import/Export
2021 | 2 | SA | Demand | 909.1574 | 2017 | 9 | QLD | Other
2021 | 2 | SA | Gas | 211.1877 | 2017 | 10 | QLD | Black Coal
2021 | 2 | SA | VIC-SA Import/Export | 397.7187 | 2017 | 10 | QLD | Demand
2021 | 2 | SA | Wind | 300.249 | 2017 | 10 | QLD | Gas
2021 | 3 | SA | Demand | 916.2342 | 2017 | 10 | QLD | Hydro
2021 | 3 | SA | Gas | 141.5798 | 2017 | 10 | QLD | Import/Export
2021 | 3 | SA | VIC-SA Import/Export | 438.5367 | 2017 | 10 | QLD | Other
2021 | 3 | SA | Wind | 336.1179 | 2017 | 11 | QLD | Black Coal
2021 | 4 | SA | Demand | 849.1118 | 2017 | 11 | QLD | Demand
2021 | 4 | SA | Gas | 125.0803 | 2017 | 11 | QLD | Gas
2021 | 4 | SA | VIC-SA Import/Export | 414.4531 | 2017 | 11 | QLD | Hydro
2021 | 4 | SA | Wind | 309.5754 | 2017 | 11 | QLD | Import/Export
2021 | 5 | SA | Demand | 1008.372 | 2017 | 11 | QLD | Other
2021 | 5 | SA | Gas | 243.7786 | 2017 | 12 | QLD | Black Coal
2021 | 5 | SA | VIC-SA Import/Export | 432.3401 | 2017 | 12 | QLD | Demand
2021 | 5 | SA | Wind | 332.247 | 2017 | 12 | QLD | Gas
2021 | 6 | SA | Demand | 1041.5906 | 2017 | 12 | QLD | Hydro
2021 | 6 | SA | Gas | 271.8611 | 2017 | 12 | QLD | Import/Export
2021 | 6 | SA | VIC-SA Import/Export | 455.4289 | 2017 | 12 | QLD | Other
2021 | 6 | SA | Wind | 314.2946 | 2018 | 1 | QLD | Black Coal
2021 | 7 | SA | Demand | 1104.4978 | 2018 | 1 | QLD | Demand
2021 | 7 | SA | Gas | 183.8812 | 2018 | 1 | QLD | Gas
2021 | 7 | SA | VIC-SA Import/Export | 363.4718 | 2018 | 1 | QLD | Hydro
2021 | 7 | SA | Wind | 557.1383 | 2018 | 1 | QLD | Import/Export
2021 | 8 | SA | Demand | 1026.7186 | 2018 | 1 | QLD | Other
2021 | 8 | SA | Gas | 161.6643 | 2018 | 2 | QLD | Black Coal
2021 | 8 | SA | VIC-SA Import/Export | 305.2984 | 2018 | 2 | QLD | Demand
2021 | 8 | SA | Wind | 559.7589 | 2018 | 2 | QLD | Gas
2021 | 9 | SA | Demand | 900.0399 | 2018 | 2 | QLD | Hydro
2021 | 9 | SA | Gas | 120.8512 | 2018 | 2 | QLD | Import/Export
2021 | 9 | SA | VIC-SA Import/Export | 226.6329 | 2018 | 2 | QLD | Other
2021 | 9 | SA | Wind | 552.0991 | 2018 | 3 | QLD | Black Coal
2021 | 10 | SA | Demand | 811.8872 | 2018 | 3 | QLD | Demand
2021 | 10 | SA | Gas | 95.9335 | 2018 | 3 | QLD | Gas
2021 | 10 | SA | VIC-SA Import/Export | 281.5232 | 2018 | 3 | QLD | Hydro
2021 | 10 | SA | Wind | 434.3561 | 2018 | 3 | QLD | Import/Export
2021 | 11 | SA | Demand | 913.5654 | 2018 | 3 | QLD | Other
2021 | 11 | SA | Gas | 173.9367 | 2018 | 4 | QLD | Black Coal
2021 | 11 | SA | VIC-SA Import/Export | 383.3315 | 2018 | 4 | QLD | Demand
2021 | 11 | SA | Wind | 356.2412 | 2018 | 4 | QLD | Gas
2021 | 12 | SA | Demand | 778.6049 | 2018 | 4 | QLD | Hydro
2021 | 12 | SA | Gas | 110.0899 | 2018 | 4 | QLD | Import/Export
2021 | 12 | SA | VIC-SA Import/Export | 340.4684 | 2018 | 4 | QLD | Other
2021 | 12 | SA | Wind | 326.4198 | 2018 | 5 | QLD | Black Coal
2022 | 1 | SA | Demand | 864.1051 | 2018 | 5 | QLD | Demand
2022 | 1 | SA | Gas | 148.0149 | 2018 | 5 | QLD | Gas
2022 | 1 | SA | Other | 0.095153 | 2018 | 5 | QLD | Hydro
2022 | 1 | SA | VIC-SA Import/Export | 381.6952 | 2018 | 5 | QLD | Import/Export
2022 | 1 | SA | Wind | 333.1929 | 2018 | 5 | QLD | Other
2022 | 2 | SA | Demand | 875.3444 | 2018 | 6 | QLD | Black Coal
2022 | 2 | SA | Gas | 196.4301 | 2018 | 6 | QLD | Demand
2022 | 2 | SA | Other | 0.0093354 | 2018 | 6 | QLD | Gas
2022 | 2 | SA | VIC-SA Import/Export | 364.8105 | 2018 | 6 | QLD | Hydro
2022 | 2 | SA | Wind | 314.0799 | 2018 | 6 | QLD | Import/Export
2022 | 3 | SA | Demand | 884.7093 | 2018 | 6 | QLD | Other
2022 | 3 | SA | Gas | 150.0287 | 2018 | 7 | QLD | Black Coal
2022 | 3 | SA | VIC-SA Import/Export | 420.626 | 2018 | 7 | QLD | Demand
2022 | 3 | SA | Wind | 314.0263 | 2018 | 7 | QLD | Gas
2022 | 4 | SA | Demand | 820.4506 | 2018 | 7 | QLD | Hydro
2022 | 4 | SA | Gas | 119.7227 | 2018 | 7 | QLD | Import/Export
2022 | 4 | SA | VIC-SA Import/Export | 390.6075 | 2018 | 7 | QLD | Other
2022 | 4 | SA | Wind | 310.1109 | 2018 | 8 | QLD | Black Coal
2022 | 5 | SA | Demand | 999.3344 | 2018 | 8 | QLD | Demand
2022 | 5 | SA | Gas | 262.7955 | 2018 | 8 | QLD | Gas
2022 | 5 | SA | VIC-SA Import/Export | 414.4954 | 2018 | 8 | QLD | Hydro
2022 | 5 | SA | Wind | 322.0343 | 2018 | 8 | QLD | Import/Export
2022 | 6 | SA | Demand | 1019.0612 | 2018 | 8 | QLD | Other
2022 | 6 | SA | Gas | 254.6626 | 2018 | 9 | QLD | Black Coal
2022 | 6 | SA | VIC-SA Import/Export | 420.6012 | 2018 | 9 | QLD | Demand
2022 | 6 | SA | Wind | 343.8049 | 2018 | 9 | QLD | Gas
2022 | 7 | SA | Demand | 1083.8639 | 2018 | 9 | QLD | Hydro
2022 | 7 | SA | Gas | 187.1588 | 2018 | 9 | QLD | Import/Export
2022 | 7 | SA | VIC-SA Import/Export | 354.7288 | 2018 | 9 | QLD | Other
2022 | 7 | SA | Wind | 541.9787 | 2018 | 10 | QLD | Black Coal
2022 | 8 | SA | Demand | 1009.2269 | 2018 | 10 | QLD | Demand
2022 | 8 | SA | Gas | 160.1704 | 2018 | 10 | QLD | Gas
2022 | 8 | SA | VIC-SA Import/Export | 286.2472 | 2018 | 10 | QLD | Hydro
2022 | 8 | SA | Wind | 562.8083 | 2018 | 10 | QLD | Import/Export
2022 | 9 | SA | Demand | 881.6515 | 2018 | 10 | QLD | Other
2022 | 9 | SA | Gas | 120.1134 | 2018 | 11 | QLD | Black Coal
2022 | 9 | SA | VIC-SA Import/Export | 225.2288 | 2018 | 11 | QLD | Demand
2022 | 9 | SA | Wind | 536.1605 | 2018 | 11 | QLD | Gas
2022 | 10 | SA | Demand | 784.4957 | 2018 | 11 | QLD | Hydro
2022 | 10 | SA | Gas | 90.3801 | 2018 | 11 | QLD | Import/Export
2022 | 10 | SA | VIC-SA Import/Export | 247.4866 | 2018 | 11 | QLD | Other
2022 | 10 | SA | Wind | 445.1777 | 2018 | 12 | QLD | Black Coal
2022 | 11 | SA | Demand | 883.0853 | 2018 | 12 | QLD | Demand
2022 | 11 | SA | Gas | 166.4167 | 2018 | 12 | QLD | Gas
2022 | 11 | SA | VIC-SA Import/Export | 372.3015 | 2018 | 12 | QLD | Hydro
2022 | 11 | SA | Wind | 343.944 | 2018 | 12 | QLD | Import/Export
2022 | 12 | SA | Demand | 738.547 | 2018 | 12 | QLD | Other
2022 | 12 | SA | Gas | 103.7235 | 2019 | 1 | QLD | Black Coal
2022 | 12 | SA | VIC-SA Import/Export | 313.2616 | 2019 | 1 | QLD | Demand
2022 | 12 | SA | Wind | 316.2782 | 2019 | 1 | QLD | Gas
2023 | 1 | SA | Demand | 851.512 | 2019 | 1 | QLD | Hydro
2023 | 1 | SA | Gas | 148.7202 | 2019 | 1 | QLD | Import/Export
2023 | 1 | SA | Other | 0.024057 | 2019 | 1 | QLD | Other
2023 | 1 | SA | VIC-SA Import/Export | 371.9975 | 2019 | 2 | QLD | Black Coal
2023 | 1 | SA | Wind | 328.0096 | 2019 | 2 | QLD | Demand
2023 | 2 | SA | Demand | 836.7452 | 2019 | 2 | QLD | Gas
2023 | 2 | SA | Gas | 168.7187 | 2019 | 2 | QLD | Hydro
2023 | 2 | SA | Other | 0.0048031 | 2019 | 2 | QLD | Import/Export
2023 | 2 | SA | VIC-SA Import/Export | 345.2311 | 2019 | 2 | QLD | Other
2023 | 2 | SA | Wind | 322.4093 | 2019 | 3 | QLD | Black Coal
2023 | 3 | SA | Demand | 856.0642 | 2019 | 3 | QLD | Demand
2023 | 3 | SA | Gas | 144.6586 | 2019 | 3 | QLD | Gas
2023 | 3 | SA | VIC-SA Import/Export | 408.4375 | 2019 | 3 | QLD | Hydro
2023 | 3 | SA | Wind | 302.6184 | 2019 | 3 | QLD | Import/Export
2023 | 4 | SA | Demand | 800.5038 | 2019 | 3 | QLD | Other
2023 | 4 | SA | Gas | 109.3039 | 2019 | 4 | QLD | Black Coal
2023 | 4 | SA | VIC-SA Import/Export | 381.6932 | 2019 | 4 | QLD | Demand
2023 | 4 | SA | Wind | 309.4355 | 2019 | 4 | QLD | Gas
2023 | 5 | SA | Demand | 991.944 | 2019 | 4 | QLD | Hydro
2023 | 5 | SA | Gas | 271.3401 | 2019 | 4 | QLD | Import/Export
2023 | 5 | SA | VIC-SA Import/Export | 408.37 | 2019 | 4 | QLD | Other
2023 | 5 | SA | Wind | 312.2221 | 2019 | 5 | QLD | Black Coal
2023 | 6 | SA | Demand | 1004.3087 | 2019 | 5 | QLD | Demand
2023 | 6 | SA | Gas | 244.3264 | 2019 | 5 | QLD | Gas
2023 | 6 | SA | VIC-SA Import/Export | 387.476 | 2019 | 5 | QLD | Hydro
2023 | 6 | SA | Wind | 372.4942 | 2019 | 5 | QLD | Import/Export
2023 | 7 | SA | Demand | 1067.5392 | 2019 | 5 | QLD | Other
2023 | 7 | SA | Gas | 184.5419 | 2019 | 6 | QLD | Black Coal
2023 | 7 | SA | VIC-SA Import/Export | 348.5324 | 2019 | 6 | QLD | Demand
2023 | 7 | SA | Wind | 534.4598 | 2019 | 6 | QLD | Gas
2023 | 8 | SA | Demand | 988.3786 | 2019 | 6 | QLD | Hydro
2023 | 8 | SA | Gas | 149.9497 | 2019 | 6 | QLD | Import/Export
2023 | 8 | SA | VIC-SA Import/Export | 267.0437 | 2019 | 6 | QLD | Other
2023 | 8 | SA | Wind | 571.0842 | 2019 | 7 | QLD | Black Coal
2023 | 9 | SA | Demand | 861.8056 | 2019 | 7 | QLD | Demand
2023 | 9 | SA | Gas | 123.6375 | 2019 | 7 | QLD | Gas
2023 | 9 | SA | VIC-SA Import/Export | 224.6809 | 2019 | 7 | QLD | Hydro
2023 | 9 | SA | Wind | 512.5871 | 2019 | 7 | QLD | Import/Export
2023 | 10 | SA | Demand | 762.1568 | 2019 | 7 | QLD | Other
2023 | 10 | SA | Gas | 85.5109 | 2019 | 8 | QLD | Black Coal
2023 | 10 | SA | VIC-SA Import/Export | 223.349 | 2019 | 8 | QLD | Demand
2023 | 10 | SA | Wind | 448.4228 | 2019 | 8 | QLD | Gas
2023 | 11 | SA | Demand | 859.3982 | 2019 | 8 | QLD | Hydro
2023 | 11 | SA | Gas | 155.9631 | 2019 | 8 | QLD | Import/Export
2023 | 11 | SA | VIC-SA Import/Export | 358.9209 | 2019 | 8 | QLD | Other
2023 | 11 | SA | Wind | 343.3723 | 2019 | 9 | QLD | Black Coal
2023 | 12 | SA | Demand | 710.0505 | 2019 | 9 | QLD | Demand
2023 | 12 | SA | Gas | 100.619 | 2019 | 9 | QLD | Gas
2023 | 12 | SA | VIC-SA Import/Export | 300.8707 | 2019 | 9 | QLD | Hydro
2023 | 12 | SA | Wind | 297.809 | 2019 | 9 | QLD | Import/Export
2024 | 1 | SA | Demand | 844.6447 | 2019 | 9 | QLD | Other
2024 | 1 | SA | Gas | 157.8839 | 2019 | 10 | QLD | Black Coal
2024 | 1 | SA | Other | 0.080097 | 2019 | 10 | QLD | Demand
2024 | 1 | SA | VIC-SA Import/Export | 359.9858 | 2019 | 10 | QLD | Gas
2024 | 1 | SA | Wind | 322.5526 | 2019 | 10 | QLD | Hydro
2024 | 2 | SA | Demand | 842.7671 | 2019 | 10 | QLD | Import/Export
2024 | 2 | SA | Gas | 161.9724 | 2019 | 10 | QLD | Other
2024 | 2 | SA | Other | 0.0058256 | 2019 | 11 | QLD | Black Coal
2024 | 2 | SA | VIC-SA Import/Export | 352.1799 | 2019 | 11 | QLD | Demand
2024 | 2 | SA | Wind | 327.4471 | 2019 | 11 | QLD | Gas
2024 | 3 | SA | Demand | 798.2854 | 2019 | 11 | QLD | Hydro
2024 | 3 | SA | Gas | 127.1314 | 2019 | 11 | QLD | Import/Export
2024 | 3 | SA | VIC-SA Import/Export | 371.8636 | 2019 | 11 | QLD | Other
2024 | 3 | SA | Wind | 296.682 | 2019 | 12 | QLD | Black Coal
2024 | 4 | SA | Demand | 786.43 | 2019 | 12 | QLD | Demand
2024 | 4 | SA | Gas | 101.6704 | 2019 | 12 | QLD | Gas
2024 | 4 | SA | VIC-SA Import/Export | 347.5 | 2019 | 12 | QLD | Hydro
2024 | 4 | SA | Wind | 336.985 | 2019 | 12 | QLD | Import/Export
2024 | 5 | SA | Demand | 985.636 | 2019 | 12 | QLD | Other
2024 | 5 | SA | Gas | 280.921 | 2020 | 1 | QLD | Black Coal
2024 | 5 | SA | VIC-SA Import/Export | 434.1792 | 2020 | 1 | QLD | Demand
2024 | 5 | SA | Wind | 270.5198 | 2020 | 1 | QLD | Gas
2024 | 6 | SA | Demand | 1005.75 | 2020 | 1 | QLD | Hydro
2024 | 6 | SA | Gas | 243.0629 | 2020 | 1 | QLD | Import/Export
2024 | 6 | SA | VIC-SA Import/Export | 389.5432 | 2020 | 1 | QLD | Other
2024 | 6 | SA | Wind | 373.1439 | 2020 | 2 | QLD | Black Coal
2024 | 7 | SA | Demand | 1071.5242 | 2020 | 2 | QLD | Demand
2024 | 7 | SA | Gas | 181.1063 | 2020 | 2 | QLD | Gas
2024 | 7 | SA | VIC-SA Import/Export | 324.7667 | 2020 | 2 | QLD | Hydro
2024 | 7 | SA | Wind | 565.6409 | 2020 | 2 | QLD | Import/Export
2024 | 8 | SA | Demand | 992.964 | 2020 | 2 | QLD | Other
2024 | 8 | SA | Gas | 162.9761 | 2020 | 3 | QLD | Black Coal
2024 | 8 | SA | VIC-SA Import/Export | 283.0689 | 2020 | 3 | QLD | Demand
2024 | 8 | SA | Wind | 546.411 | 2020 | 3 | QLD | Gas
2024 | 9 | SA | Demand | 845.9788 | 2020 | 3 | QLD | Hydro
2024 | 9 | SA | Gas | 105.8346 | 2020 | 3 | QLD | Import/Export
2024 | 9 | SA | VIC-SA Import/Export | 206.9859 | 2020 | 3 | QLD | Other
2024 | 9 | SA | Wind | 530.1151 | 2020 | 4 | QLD | Black Coal
2024 | 10 | SA | Demand | 753.1089 | 2020 | 4 | QLD | Demand
2024 | 10 | SA | Gas | 101.7002 | 2020 | 4 | QLD | Gas
2024 | 10 | SA | VIC-SA Import/Export | 200.9597 | 2020 | 4 | QLD | Hydro
2024 | 10 | SA | Wind | 442.0859 | 2020 | 4 | QLD | Import/Export
2024 | 11 | SA | Demand | 856.4158 | 2020 | 4 | QLD | Other
2024 | 11 | SA | Gas | 154.0505 | 2020 | 5 | QLD | Black Coal
2024 | 11 | SA | VIC-SA Import/Export | 351.5927 | 2020 | 5 | QLD | Demand
2024 | 11 | SA | Wind | 347.748 | 2020 | 5 | QLD | Gas
2024 | 12 | SA | Demand | 680.7646 | 2020 | 5 | QLD | Hydro
2024 | 12 | SA | Gas | 100.7133 | 2020 | 5 | QLD | Import/Export
2024 | 12 | SA | VIC-SA Import/Export | 253.095 | 2020 | 5 | QLD | Other
2024 | 12 | SA | Wind | 305.5725 | 2020 | 6 | QLD | Black Coal
2025 | 1 | SA | Demand | 820.1646 | 2020 | 6 | QLD | Demand
2025 | 1 | SA | Gas | 150.5164 | 2020 | 6 | QLD | Gas
2025 | 1 | SA | Other | 0.040787 | 2020 | 6 | QLD | Hydro
2025 | 1 | SA | VIC-SA Import/Export | 337.1953 | 2020 | 6 | QLD | Import/Export
2025 | 1 | SA | Wind | 322.3956 | 2020 | 6 | QLD | Other
2025 | 2 | SA | Demand | 833.5338
2025 | 2 | SA | Gas | 200.108
2025 | 2 | SA | Other | 0.19687
2025 | 2 | SA | VIC-SA Import/Export | 355.9451
2025 | 2 | SA | Wind | 276.1399
2025 | 3 | SA | Demand | 794.8607
2025 | 3 | SA | Gas | 129.7808
2025 | 3 | SA | VIC-SA Import/Export | 329.3587
2025 | 3 | SA | Wind | 332.1093
2025 | 4 | SA | Demand | 774.5098
2025 | 4 | SA | Gas | 109.3745
2025 | 4 | SA | VIC-SA Import/Export | 366.1131
2025 | 4 | SA | Wind | 297.1482
2025 | 5 | SA | Demand | 941.7083
2025 | 5 | SA | Gas | 230.8383
2025 | 5 | SA | VIC-SA Import/Export | 385.3423
2025 | 5 | SA | Wind | 325.4486
2025 | 6 | SA | Demand | 993.9567
2025 | 6 | SA | Gas | 277.0116
2025 | 6 | SA | VIC-SA Import/Export | 419.1994
2025 | 6 | SA | Wind | 297.7439

## SupplyDemandCondition_Low
Row Labels | Generation | Maximum demand | Import at maximum demand | Export at maximum demand | Unmet load at maximum demand
2015
7 | 2012.5749 | 2584.0755 | 571.4982 | 0 | 0
8 | 1751.1256 | 2305.3499 | 554.2254 | 0 | 0
9 | 1611.7129 | 2221.5885 | 609.8751 | 0 | 0
10 | 1451.6579 | 2131.4727 | 679.8148 | 0 | 0
11 | 2234.0527 | 2758.2398 | 524.1881 | 0 | 0
12 | 2139.1637 | 2539.1512 | 399.9874 | 0 | 0
2016
1 | 2433.9682 | 2890.5602 | 456.5929 | 0 | 0
2 | 2374.9086 | 2725.9739 | 351.0662 | 0 | 0
3 | 1583.5072 | 2213.9767 | 630.4685 | 0 | 0
4 | 1752.2857 | 2119.2333 | 366.9458 | 0 | 0
5 | 2145.1459 | 2595.9382 | 450.7935 | 0 | 0
6 | 2040.7359 | 2575.0266 | 534.291 | 0 | 0
7 | 1687.5627 | 2535.5555 | 847.9927 | 0 | 0
8 | 1650.4012 | 2287.4787 | 637.0784 | 0 | 0
9 | 1317.1247 | 2187.1247 | 870 | 0 | 0
10 | 1591.3743 | 1942.5446 | 351.171 | 0 | 0
11 | 2096.2006 | 2746.8731 | 650.6731 | 0 | 0
12 | 1847.8194 | 2451.9571 | 604.1372 | 0 | 0
2017
1 | 2313.121 | 2860.1158 | 546.9958 | 0 | 0
2 | 1912.6343 | 2633.8501 | 721.2154 | 0 | 0
3 | 1552.1198 | 2268.3786 | 716.2587 | 0 | 0
4 | 1735.4442 | 2129.3774 | 393.9329 | 0 | 0
5 | 2160.9778 | 2613.7288 | 452.7533 | 0 | 0
6 | 2171.7857 | 2568.4278 | 396.6429 | 0 | 0
7 | 1639.0372 | 2472.452 | 833.4132 | 0 | 0
8 | 1621.3807 | 2255.5494 | 634.1666 | 0 | 0
9 | 1361.13 | 2170.8797 | 809.7499 | 0 | 0
10 | 1696.3306 | 1965.9996 | 269.6728 | 0 | 0
11 | 2154.8132 | 2680.7312 | 525.9183 | 0 | 0
12 | 1683.6413 | 2330.2206 | 646.5809 | 0 | 0
2018
1 | 1970.3813 | 2742.0975 | 768.3035 | 0 | 3.4112
2 | 1708.281 | 2549.3838 | 841.1033 | 0 | 0
3 | 1357.0237 | 2150.235 | 793.2083 | 0 | 0
4 | 1416.6569 | 2097.8909 | 681.2321 | 0 | 0
5 | 1793.7334 | 2569.3208 | 775.585 | 0 | 0
6 | 1779.5171 | 2497.4152 | 717.8977 | 0 | 0
7 | 1611.5555 | 2474.1083 | 862.5514 | 0 | 0
8 | 1434.3361 | 2271.9109 | 837.5741 | 0 | 0
9 | 1401.665 | 2233.9752 | 832.3071 | 0 | 0
10 | 1128.2025 | 1987.0922 | 858.8875 | 0 | 0
11 | 1903.4 | 2646.2904 | 742.8891 | 0 | 0
12 | 1539.5062 | 2215.2776 | 675.7703 | 0 | 0
2019
1 | 2062.9719 | 2796.9896 | 731.083 | 0 | 2.9401
2 | 2028.9695 | 2785.5655 | 756.3387 | 0 | 0.26101
3 | 1208.7318 | 2040.867 | 832.137 | 0 | 0
4 | 1373.7401 | 2121.3903 | 747.6502 | 0 | 0
5 | 1736.4394 | 2550.5288 | 814.0891 | 0 | 0
6 | 1432.8908 | 2302.8908 | 870 | 0 | 0
7 | 1617.5515 | 2432.5164 | 814.959 | 0 | 0
8 | 1400.5071 | 2235.9668 | 835.4606 | 0 | 0
9 | 1369.4454 | 2199.9631 | 830.5181 | 0 | 0
10 | 1115.2946 | 1971.1431 | 855.8477 | 0 | 0
11 | 1976.8553 | 2665.5634 | 688.7079 | 0 | 0
12 | 1684.7212 | 2256.9195 | 572.1978 | 0 | 0
2020
1 | 2043.5284 | 2803.7107 | 752.6945 | 0 | 7.4887
2 | 2179.008 | 2960.1477 | 775.3603 | 0 | 5.7803
3 | 1346.6576 | 2089.0224 | 742.3643 | 0 | 0
4 | 1411.2614 | 2158.3931 | 747.1326 | 0 | 0
5 | 1762.119 | 2551.3136 | 789.1963 | 0 | 0
6 | 1697.1657 | 2478.9257 | 781.7593 | 0 | 0
7 | 1616.8206 | 2388.8991 | 772.0812 | 0 | 0
8 | 1450.0913 | 2182.7443 | 732.6531 | 0 | 0
9 | 1260.4205 | 2101.46 | 841.0438 | 0 | 0
10 | 1238.9019 | 2067.1631 | 828.2623 | 0 | 0
11 | 1935.8942 | 2647.6677 | 711.7779 | 0 | 0
12 | 1640.9637 | 2347.8397 | 706.8776 | 0 | 0
2021
1 | 2007.2001 | 2765.8501 | 755.0773 | 0 | 3.5728
2 | 1732.4824 | 2557.2102 | 824.7301 | 0 | 0
3 | 1350.1956 | 2127.64 | 777.442 | 0 | 0
4 | 1345.521 | 2116.0504 | 770.529 | 0 | 0
5 | 1762.2504 | 2579.3913 | 817.1388 | 0 | 0
6 | 1697.6867 | 2469.96 | 772.2681 | 0 | 0
7 | 1601.1851 | 2374.1722 | 772.9913 | 0 | 0
8 | 1535.0365 | 2162.8518 | 627.8117 | 0 | 0
9 | 1256.2991 | 2088.8668 | 832.5657 | 0 | 0
10 | 1386.2183 | 1899.7119 | 513.4923 | 0 | 0
11 | 2016.4456 | 2621.8406 | 605.395 | 0 | 0
12 | 1727.2959 | 2331.2299 | 603.9337 | 0 | 0
2022
1 | 2021.8451 | 2762.8428 | 735.7518 | 0 | 5.2472
2 | 1721.8423 | 2540.9624 | 819.1209 | 0 | 0
3 | 1340.8134 | 2112.7308 | 771.917 | 0 | 0
4 | 1337.4224 | 2059.7942 | 722.3709 | 0 | 0
5 | 1779.3007 | 2510.3436 | 731.0447 | 0 | 0
6 | 1917.4744 | 2477.4701 | 559.9961 | 0 | 0
7 | 1619.0189 | 2380.8708 | 761.848 | 0 | 0
8 | 1531.1125 | 2162.022 | 630.9101 | 0 | 0
9 | 1246.4522 | 2086.0253 | 839.5705 | 0 | 0
10 | 1390.827 | 1890.1144 | 499.2841 | 0 | 0
11 | 1976.103 | 2611.1551 | 635.0524 | 0 | 0
12 | 1614.2304 | 2292.9803 | 678.75 | 0 | 0
2023
1 | 1952.6198 | 2702.3545 | 749.4456 | 0 | 0.28758
2 | 1732.0095 | 2540.6707 | 808.6579 | 0 | 0
3 | 1344.318 | 2111.7856 | 767.4682 | 0 | 0
4 | 1399.5458 | 2056.9666 | 657.4205 | 0 | 0
5 | 1784.958 | 2507.2182 | 722.2622 | 0 | 0
6 | 2039.2408 | 2481.6218 | 442.3815 | 0 | 0
7 | 1639.7909 | 2379.5116 | 739.7208 | 0 | 0
8 | 1527.4183 | 2157.4344 | 630.0127 | 0 | 0
9 | 1253.2293 | 2082.1537 | 828.9252 | 0 | 0
10 | 1384.9196 | 1883.5872 | 498.6648 | 0 | 0
11 | 1976.3644 | 2621.0652 | 644.7014 | 0 | 0
12 | 1690.0107 | 2302.1011 | 612.0906 | 0 | 0
2024
1 | 1976.5078 | 2712.7348 | 733.2131 | 0 | 3.0112
2 | 1747.5363 | 2557.7425 | 810.2047 | 0 | 0
3 | 1349.616 | 2116.8333 | 767.2124 | 0 | 0
4 | 1223.7208 | 1905.9534 | 682.2327 | 0 | 0
5 | 1774.994 | 2506.4443 | 731.448 | 0 | 0
6 | 2008.6197 | 2485.4242 | 476.804 | 0 | 0
7 | 1594.56 | 2437.9214 | 843.3613 | 0 | 0
8 | 1393.2969 | 2227.6725 | 834.3748 | 0 | 0
9 | 1356.3823 | 2186.0899 | 829.7013 | 0 | 0
10 | 1050.6018 | 1904.8903 | 854.2874 | 0 | 0
11 | 1872.7027 | 2584.6689 | 711.9684 | 0 | 0
12 | 1520.4665 | 2156.2289 | 635.7614 | 0 | 0
2025
1 | 2083.6389 | 2772.2953 | 687.9826 | 0 | 0.67371
2 | 2178.8191 | 2873.5983 | 689.767 | 0 | 5.0127
3 | 1274.4591 | 1990.7585 | 716.2995 | 0 | 0
4 | 1481.7343 | 2106.2195 | 624.4876 | 0 | 0
5 | 1722.1846 | 2513.4809 | 791.2926 | 0 | 0
6 | 1935.2494 | 2222.7603 | 287.5118 | 0 | 0
7 | 989.798 | 1669.1096 | 679.3101 | 0 | 0
Grand Total | 202532.5196 | 2364.2463 | 690.1121 | 0 | 0.31146

## FlowData_Low
Row Labels | Total import | Total export
15-16 | 3116.2898 | -270.2689
16-17 | 3840.3542 | -221.1531
17-18 | 4655.7249 | -148.8407
18-19 | 5205.4714 | -135.3805
19-20 | 5017.8416 | -191.4862
20-21 | 4828.3685 | -222.2221
21-22 | 4559.4573 | -272.8442
22-23 | 4432.4102 | -337.7016
23-24 | 4355.5679 | -385.9128
24-25 | 4249.8529 | -446.4572
Grand Total | 44261.3386 | -2632.2674