## Overview
Overview
This data file contains the Victoria results for the high, medium, and low scenarios modelled in the 2015 Electricity Statement of Opportunities (ESOO). Additional data and charts are provided here compared to those included in the main ESOO report, which focused on adequacy results under the medium scenario where relevant.
Unless a probability of exceedence percentage is specified, maximum demand refers to the weighted 10% and 50% POE maximum demand.
Further information on the modelling methodology and data provided is available in the ESOO Methodology document available from the ESOO webpage.
Contents*
High economic growth scenario
Adequacy chart
Adequacy data
Energy generation chart
Energy generation data
Supply-demand chart (weighted maximum demand)
Supply-demand data
Interconnector flow chart
Interconnector flow data
Medium economic growth scenario
Adequacy chart
Adequacy data
Energy generation chart
Energy generation data
Supply-demand chart (weighted maximum demand)
Supply-demand data
Interconnector flow chart
Interconnector flow data
Low economic growth scenario
Adequacy chart
Adequacy data
Energy generation chart
Energy generation data
Supply-demand chart (weighted maximum demand)
Supply-demand data
Interconnector flow chart
Interconnector flow data
* Links are provided to the data tabs only, which are co-located with the relevant chart

## ESOOData_High
|  |  |  | y | y | y | y | y | y
Region | sim_year | WeightedUD | WeightedLoad | USE (%) | Reliability standard (%) | Maximum firm generation capacity (MW) | LRC point | 50% POE maximum demand (MW) | 10% POE maximum demand (MW)
VIC | 15-16 | 0 | 43696790.776 | 0 | 0.002 | 10470.6848 |  | 8518.13 | 9794.45
VIC | 16-17 | 0 | 44416131.952 | 0 | 0.002 | 10479.6848 |  | 8519.32 | 9687.51
VIC | 17-18 | 37.088 | 44995010.616 | 0.0001 | 0.002 | 10479.6848 |  | 8705.46 | 9989.91
VIC | 18-19 | 212.192 | 45662383.864 | 0.0005 | 0.002 | 10479.6848 |  | 8947.05 | 10121.36
VIC | 19-20 | 1359.488 | 46456584.312 | 0.0029 | 0.002 | 10479.6848 | 0.002 | 9105.97 | 10547.95
VIC | 20-21 | 1399.616 | 47203506.488 | 0.003 | 0.002 | 10479.6848 |  | 9230.56 | 10654.78
VIC | 21-22 | 1111.12 | 47964817.992 | 0.0023 | 0.002 | 10479.6848 |  | 9320.98 | 10678.59
VIC | 22-23 | 2546.304 | 48736481.52 | 0.0052 | 0.002 | 10479.6848 |  | 9402.7 | 10881.46
VIC | 23-24 | 3667.76 | 49521303.352 | 0.0074 | 0.002 | 10479.6848 |  | 9626.83 | 11063.63
VIC | 24-25 | 6458.784 | 50302020.416 | 0.0128 | 0.002 | 10479.6848 |  | 10070.83 | 11410.48

## SupplyDemandCondition_High
Row Labels | Generation | Maximum demand | Import at maximum demand | Export at maximum demand | Unmet load at maximum demand
2015
7 | 7914.3361 | 7914.3373 | 0 | 208.6609 | 0
8 | 7343.8031 | 7873.5518 | 529.75 | 0 | 0
9 | 7391.2755 | 7491.6046 | 100.3296 | 0 | 0
10 | 6907.9343 | 6966.4785 | 58.5459 | 0 | 0
11 | 8161.2785 | 8311.8988 | 150.62 | 0 | 0
12 | 8015.103 | 8173.6301 | 158.5253 | 0 | 0
2016
1 | 8643.8536 | 8876.0224 | 232.1676 | 0 | 0
2 | 8414.8401 | 8430.9548 | 16.1146 | 0 | 0
3 | 7155.6569 | 7436.084 | 280.4279 | 0 | 0
4 | 6901.3226 | 7190.3409 | 289.0182 | 0 | 0
5 | 7562.8674 | 7823.9805 | 261.1147 | 0 | 0
6 | 7906.2308 | 7906.2309 | 0 | 186.5981 | 0
7 | 8064.8845 | 8064.8825 | 0 | 93.3651 | 0
8 | 7875.3655 | 8001.747 | 126.3814 | 0 | 0
9 | 6877.0313 | 7391.7179 | 514.6865 | 0 | 0
10 | 6722.582 | 6722.5835 | 0 | 136.9164 | 0
11 | 7760.8377 | 8344.5006 | 583.6629 | 0 | 0
12 | 7445.0323 | 8056.6892 | 611.6565 | 0 | 0
2017
1 | 8644.95 | 8808.8094 | 163.8605 | 0 | 0
2 | 8306.9385 | 8486.3047 | 179.3635 | 0 | 0
3 | 7357.1593 | 7458.0304 | 100.8732 | 0 | 0
4 | 7238.9154 | 7238.9144 | 0 | 638.5971 | 0
5 | 7967.814 | 7967.812 | 0 | 475.721 | 0
6 | 8056.4265 | 8056.4273 | 0 | 117.69 | 0
7 | 8127.2229 | 8192.221 | 64.9983 | 0 | 0
8 | 8123.2219 | 8123.2217 | 0 | 134.139 | 0
9 | 7353.9016 | 7513.1531 | 159.2525 | 0 | 0
10 | 6808.3072 | 6831.4284 | 23.1219 | 0 | 0
11 | 8148.0331 | 8462.7118 | 314.6782 | 0 | 0
12 | 7535.1479 | 8240.8975 | 705.7517 | 0 | 0
2018
1 | 9059.7448 | 9065.3823 | 0 | 97.4784 | 5.6371
2 | 8943.5723 | 8944.206 | 0 | 27.6967 | 0.63293
3 | 7526.5587 | 7539.6905 | 13.1319 | 0 | 0
4 | 7453.3006 | 7453.2968 | 0 | 586.2791 | 0
5 | 8096.4519 | 8096.4537 | 0 | 809.5739 | 0
6 | 8179.4769 | 8179.4772 | 0 | 280.3156 | 0
7 | 8486.1419 | 8486.1396 | 0 | 235.7161 | 0
8 | 8182.3232 | 8182.3212 | 0 | 260.9016 | 0
9 | 7377.4345 | 7377.4325 | 0 | 65.0769 | 0
10 | 6948.4908 | 6948.4874 | 0 | 97.7866 | 0
11 | 8478.8312 | 8478.8324 | 0 | 230.2666 | 0
12 | 8050.7566 | 8212.4655 | 161.7103 | 0 | 0
2019
1 | 9021.6952 | 9132.8741 | 93.9658 | 0 | 17.2099
2 | 9244.9479 | 9262.6684 | 0 | 61.4871 | 17.7196
3 | 7317.4241 | 7830.001 | 512.5768 | 0 | 0
4 | 7569.3511 | 7634.1578 | 64.8093 | 0 | 0
5 | 8402.6227 | 8402.6222 | 0 | 277.0421 | 0
6 | 7787.3779 | 8086.638 | 299.258 | 0 | 0
7 | 8486.7677 | 8486.7657 | 0 | 372.9958 | 0
8 | 8210.9407 | 8210.9383 | 0 | 487.4163 | 0
9 | 7464.7749 | 7464.7736 | 0 | 248.5883 | 0
10 | 7060.4706 | 7129.8093 | 69.3377 | 0 | 0
11 | 8699.5844 | 8700.8429 | 0 | 335.1734 | 1.2598
12 | 8103.2722 | 8399.8383 | 296.565 | 0 | 0
2020
1 | 8982.399 | 9402.0595 | 411.4995 | 0 | 8.1621
2 | 9182.6828 | 9511.0167 | 117.1351 | 0 | 211.1946
3 | 7838.6745 | 7981.6044 | 142.9314 | 0 | 0
4 | 7783.9031 | 7783.9051 | 0 | 147.429 | 0
5 | 8544.1888 | 8544.1906 | 0 | 615.152 | 0
6 | 8478.7808 | 8478.7823 | 0 | 617.622 | 0
7 | 8610.1198 | 8610.1207 | 0 | 34.8377 | 0
8 | 8577.0841 | 8577.0822 | 0 | 711.7327 | 0
9 | 7960.808 | 7960.8079 | 0 | 208.7746 | 0
10 | 7188.3522 | 7188.3516 | 0 | 256.3141 | 0
11 | 8893.8306 | 8964.4272 | 70.5979 | 0 | 0
12 | 8581.6082 | 8816.0175 | 229.7168 | 0 | 4.6917
2021
1 | 9400.871 | 9625.999 | 56.969 | 0 | 168.1598
2 | 8984.0626 | 9108.1808 | 0 | 29.9357 | 124.1185
3 | 7998.918 | 7998.9191 | 0 | 73.7802 | 0
4 | 7847.4094 | 7854.2478 | 6.8374 | 0 | 0
5 | 8550 | 8550.001 | 0 | 348.0981 | 0
6 | 8680.4841 | 8680.483 | 0 | 527.0237 | 0
7 | 8729.8546 | 8762.4175 | 32.5617 | 0 | 0
8 | 8359.6361 | 8715.8108 | 356.1778 | 0 | 0
9 | 7697.9012 | 8089.5495 | 391.6454 | 0 | 0
10 | 7277.1214 | 7277.122 | 0 | 47.1583 | 0
11 | 8976.4943 | 9097.6869 | 121.1946 | 0 | 0
12 | 8574.3759 | 8794.65 | 217.0792 | 0 | 3.1964
2022
1 | 9079.4422 | 9693.0932 | 385.7854 | 0 | 227.8692
2 | 9166.7318 | 9182.7369 | 0 | 5.7324 | 16.004
3 | 7603.0279 | 8119.442 | 516.4148 | 0 | 0
4 | 8002.1892 | 8002.1906 | 0 | 218.2141 | 0
5 | 8726.1292 | 8726.1302 | 0 | 100.0088 | 0
6 | 8832.5721 | 8832.5729 | 0 | 260.0469 | 0
7 | 8949.9086 | 8949.9109 | 0 | 472.7558 | 0
8 | 8881.2632 | 8882.1664 | 0 | 770.668 | 0.90527
9 | 8259.5607 | 8259.5622 | 0 | 461.6888 | 0
10 | 7434.6851 | 7434.6862 | 0 | 522.4758 | 0
11 | 9175.4949 | 9175.4915 | 0 | 192.102 | 0
12 | 8843.3816 | 8850.4484 | 0 | 114.9672 | 7.066
2023
1 | 9526.5022 | 9812.4881 | 0 | 173.5715 | 285.9842
2 | 9233.3477 | 9267.9362 | 0 | 148.9648 | 34.587
3 | 8180.0297 | 8180.9054 | 0 | 490.3689 | 0.87413
4 | 8041.1958 | 8041.1933 | 0 | 430.9947 | 0
5 | 8890.8412 | 8894.3053 | 0 | 438.8231 | 3.4616
6 | 9001.3072 | 9001.307 | 0 | 421.5182 | 0
7 | 9081.2938 | 9081.2957 | 0 | 417.5848 | 0
8 | 9014.4734 | 9015.1231 | 0 | 807.2808 | 0.64874
9 | 8393.1449 | 8393.1433 | 0 | 635.9458 | 0
10 | 7588.9687 | 7588.9717 | 0 | 497.0144 | 0
11 | 9321.4173 | 9321.681 | 0 | 113.0318 | 0.26313
12 | 9060.7381 | 9065.3727 | 0 | 66.043 | 4.6347
2024
1 | 9684.6961 | 10021.431 | 38.7822 | 0 | 297.9537
2 | 9665.0271 | 9830.8659 | 99.4228 | 0 | 66.4142
3 | 8114.7876 | 8230.9161 | 116.1315 | 0 | 0
4 | 8261.4453 | 8261.4475 | 0 | 97.1994 | 0
5 | 8921.9457 | 9014.0966 | 0 | 914.846 | 92.1475
6 | 9110.4902 | 9112.7448 | 0 | 424.2911 | 2.2516
7 | 9374.3618 | 9383.9438 | 0 | 242.4743 | 9.582
8 | 9087.8245 | 9087.8224 | 0 | 380.3736 | 0
9 | 8249.1117 | 8249.1125 | 0 | 459.1823 | 0
10 | 7840.0425 | 7840.0429 | 0 | 336.3262 | 0
11 | 9339.1071 | 9341.3674 | 0 | 291.9454 | 2.2603
12 | 8984.2029 | 8984.88 | 0 | 49.8695 | 0.67453
2025
1 | 9516.001 | 10141.4753 | 474.0667 | 0 | 151.4052
2 | 9743.0217 | 10412.356 | 163.6383 | 0 | 505.6983
3 | 8651.6499 | 8852.7493 | 201.0999 | 0 | 0
4 | 8504.7426 | 8504.7434 | 0 | 325.563 | 0
5 | 9203.8068 | 9233.3729 | 0 | 429.9528 | 29.5635
6 | 8983.2495 | 8983.2525 | 0 | 575.0267 | 0
7 | 6236.8093 | 6236.8134 | 0 | 932.4882 | 0
Grand Total | 1002344.1169 | 8396.1347 | 93.2723 | 192.5841 | 19.0267

## FlowData_High
Row Labels | Total import | Total export
15-16 | 131.8963 | -6783.409
16-17 | 115.7659 | -5934.1941
17-18 | 69.8695 | -5886.6311
18-19 | 120.9685 | -5584.5832
19-20 | 272.3469 | -5251.6341
20-21 | 199.1282 | -4984.1843
21-22 | 179.0658 | -4800.7491
22-23 | 19.7237 | -6224.3458
23-24 | 52.2546 | -5987.3518
24-25 | 32.9522 | -6139.4159
Grand Total | 1193.9716 | -57576.4985

## GenData_High
Year | Month | Region | Tech | Value | Year | Month | Region | Tech | Value | Sum of Value | Column Labels
2015 | 7 | VIC | Brown Coal | 4316.4119 | 2013 | 7 | QLD | Black Coal |  | Row Labels | Other | Wind | Gas | Hydro | Brown Coal | VIC-NSW Import/Export | TAS-VIC Import/Export | VIC-SA Import/Export | Demand | Hydro Inflow | Grand Total
2015 | 7 | VIC | Demand | 4453.9053 | 2013 | 7 | QLD | Demand |  | 2015 |  | 2240.4148 | 18.5645 | 1624.9567 | 23861.0364 | -1621.6381 | -578.3587 | -1324.8608 | 24221.4678 | 1.3413 | 48442.924
2015 | 7 | VIC | Gas | 1.2477 | 2013 | 7 | QLD | Gas |  | 7 |  | 460.3899 | 1.2477 | 378.395 | 4316.4119 | -365.907 | -118.5653 | -218.3215 | 4453.9053 | 0.24777 | 8907.8038
2015 | 7 | VIC | Hydro | 378.395 | 2013 | 7 | QLD | Hydro |  | 8 |  | 551.6301 | 0.90405 | 253.0145 | 4071.7058 | -361.3836 | -116.7756 | -181.6219 | 4217.6413 | 0.16629 | 8435.2809
2015 | 7 | VIC | Hydro Inflow | 0.24777 | 2013 | 7 | QLD | Import/Export |  | 9 |  | 453.8061 | 0.4107 | 200.3367 | 3819.6991 | -350.2377 | -109.4994 | -124.3162 | 3890.3571 | 0.16026 | 7780.7167
2015 | 7 | VIC | TAS-VIC Import/Export | -118.5653 | 2013 | 7 | QLD | Other |  | 10 |  | 300.623 | 0.056673 | 269.0481 | 3865.6237 | -173.2628 | -82.1316 | -271.8756 | 3908.2734 | 0.18672 | 7816.5415
2015 | 7 | VIC | VIC-NSW Import/Export | -365.907 | 2013 | 8 | QLD | Black Coal |  | 11 |  | 218.7272 | 10.8134 | 330.6492 | 3804.0324 | -132.2569 | -62.6063 | -281.9044 | 3887.7697 | 0.3088 | 7775.533
2015 | 7 | VIC | VIC-SA Import/Export | -218.3215 | 2013 | 8 | QLD | Demand |  | 12 |  | 255.2386 | 5.132 | 193.5132 | 3983.5636 | -238.59 | -88.7805 | -246.8211 | 3863.5209 | 0.2715 | 7727.0481
2015 | 7 | VIC | Wind | 460.3899 | 2013 | 8 | QLD | Gas |  | 2016 |  | 3781.6648 | 133.9121 | 3765.4779 | 47015.8047 | -1898.7965 | -1142.9326 | -3262.7706 | 48395.8519 | 3.4181 | 96791.6299
2015 | 8 | VIC | Brown Coal | 4071.7058 | 2013 | 8 | QLD | Hydro |  | 1 |  | 243.3035 | 12.6646 | 226.6939 | 3977.5502 | -152.3325 | -91.2578 | -278.8577 | 3938.1253 | 0.35234 | 7876.2417
2015 | 8 | VIC | Demand | 4217.6413 | 2013 | 8 | QLD | Import/Export |  | 2 |  | 252.0366 | 24.9048 | 414.0193 | 3734.2615 | -153.6296 | -84.9306 | -255.3712 | 3931.6737 | 0.37282 | 7863.3372
2015 | 8 | VIC | Gas | 0.90405 | 2013 | 8 | QLD | Other |  | 3 |  | 201.8891 | 6.1213 | 470.1269 | 3809.6252 | -170.8157 | -111.4725 | -290.1498 | 3915.6842 | 0.3426 | 7831.3514
2015 | 8 | VIC | Hydro | 253.0145 | 2013 | 9 | QLD | Black Coal |  | 4 |  | 302.0175 | 13.6722 | 295.4746 | 3677.3347 | -169.816 | -70.7626 | -287.6146 | 3760.6135 | 0.30254 | 7521.2219
2015 | 8 | VIC | Hydro Inflow | 0.16629 | 2013 | 9 | QLD | Demand |  | 5 |  | 247.5821 | 34.1762 | 357.9672 | 3933.5652 | -146.488 | -37.9118 | -248.7751 | 4140.4723 | 0.35447 | 8280.9425
2015 | 8 | VIC | TAS-VIC Import/Export | -116.7756 | 2013 | 9 | QLD | Gas |  | 6 |  | 329.2548 | 2.0196 | 378.2215 | 3988.531 | -205.5131 | -89.9074 | -283.4917 | 4119.4335 | 0.31179 | 8238.8599
2015 | 8 | VIC | VIC-NSW Import/Export | -361.3836 | 2013 | 9 | QLD | Hydro |  | 7 |  | 453.5335 | 8.358 | 301.3181 | 4295.3627 | -246.8659 | -80.0816 | -291.7315 | 4440.1452 | 0.23629 | 8880.2749
2015 | 8 | VIC | VIC-SA Import/Export | -181.6219 | 2013 | 9 | QLD | Import/Export |  | 8 |  | 543.6533 | 3.5282 | 224.7219 | 4103.7407 | -224.465 | -105.9707 | -235.697 | 4309.6763 | 0.16963 | 8619.3574
2015 | 8 | VIC | Wind | 551.6301 | 2013 | 9 | QLD | Other |  | 9 |  | 438.1019 | 0.52251 | 261.0983 | 3809.6899 | -206.4459 | -134.6441 | -192.2433 | 3976.2597 | 0.18107 | 7952.5201
2015 | 9 | VIC | Brown Coal | 3819.6991 | 2013 | 10 | QLD | Black Coal |  | 10 |  | 307.8535 | 0.039298 | 272.3058 | 3900.9471 | -120.0366 | -137.1257 | -231.1826 | 3993.0251 | 0.22765 | 7986.0535
2015 | 9 | VIC | Demand | 3890.3571 | 2013 | 10 | QLD | Demand |  | 11 |  | 215.6387 | 20.2129 | 356.6493 | 3799.8512 | -7.0146 | -53.5214 | -356.743 | 3975.4537 | 0.37301 | 7950.8999
2015 | 9 | VIC | Gas | 0.4107 | 2013 | 10 | QLD | Gas |  | 12 |  | 246.8003 | 7.6925 | 206.8812 | 3985.3454 | -95.3736 | -145.3465 | -310.913 | 3895.2894 | 0.19388 | 7790.5696
2015 | 9 | VIC | Hydro | 200.3367 | 2013 | 10 | QLD | Hydro |  | 2017 |  | 3767.156 | 173.2818 | 3850.6375 | 46867.8326 | -648.9098 | -1047.2317 | -3980.9026 | 48984.9841 | 3.0544 | 97969.9024
2015 | 9 | VIC | Hydro Inflow | 0.16026 | 2013 | 10 | QLD | Import/Export |  | 1 |  | 242.0728 | 17.5704 | 330.1532 | 3989.8487 | -19.027 | -125.7618 | -377.3624 | 4057.7834 | 0.27359 | 8115.5508
2015 | 9 | VIC | TAS-VIC Import/Export | -109.4994 | 2013 | 10 | QLD | Other |  | 2 |  | 242.1631 | 26.1444 | 333.9167 | 3602.504 | 3.6155 | -52.6004 | -325.1979 | 3830.8261 | 0.27933 | 7661.6507
2015 | 9 | VIC | VIC-NSW Import/Export | -350.2377 | 2013 | 11 | QLD | Black Coal |  | 3 |  | 202.5434 | 12.7153 | 385.9138 | 3766.6642 | 102.8558 | -12.5387 | -405.0941 | 4053.442 | 0.37627 | 8106.878
2015 | 9 | VIC | VIC-SA Import/Export | -124.3162 | 2013 | 11 | QLD | Demand |  | 4 |  | 309.7594 | 17.7067 | 353.4696 | 3540.746 | -72.7464 | -38.1444 | -383.2915 | 3727.8181 | 0.31418 | 7455.6317
2015 | 9 | VIC | Wind | 453.8061 | 2013 | 11 | QLD | Gas |  | 5 |  | 232.6422 | 47.1833 | 444.7887 | 4067.795 | -161.0141 | -20.0221 | -344.4528 | 4267.3181 | 0.39573 | 8534.634
2015 | 10 | VIC | Brown Coal | 3865.6237 | 2013 | 11 | QLD | Hydro |  | 6 |  | 350.1336 | 5.5178 | 370.1334 | 3895.3213 | -6.3434 | -67.1432 | -356.1395 | 4191.7945 | 0.31139 | 8383.586
2015 | 10 | VIC | Demand | 3908.2734 | 2013 | 11 | QLD | Import/Export |  | 7 |  | 448.4022 | 9.3408 | 384.3169 | 4308.2739 | -252.0302 | -107.5599 | -297.4286 | 4493.568 | 0.2576 | 8987.1407
2015 | 10 | VIC | Gas | 0.056673 | 2013 | 11 | QLD | Other |  | 8 |  | 544.3825 | 3.3981 | 288.7876 | 4116.1203 | -232.9169 | -137.2986 | -226.9919 | 4355.6493 | 0.15906 | 8711.2896
2015 | 10 | VIC | Hydro | 269.0481 | 2013 | 12 | QLD | Black Coal |  | 9 |  | 424.1353 | 0.96168 | 252.138 | 3812.9531 | -149.5487 | -123.3196 | -203.3411 | 4014.12 | 0.13119 | 8028.2298
2015 | 10 | VIC | Hydro Inflow | 0.18672 | 2013 | 12 | QLD | Demand |  | 10 |  | 316.354 | 0.027747 | 216.8573 | 3925.5369 | -56.3845 | -132.4668 | -233.3128 | 4036.7876 | 0.17275 | 8073.5721
2015 | 10 | VIC | TAS-VIC Import/Export | -82.1316 | 2013 | 12 | QLD | Gas |  | 11 |  | 215.6604 | 16.4643 | 329.701 | 3845.8268 | 66.2033 | -79.1498 | -352.1331 | 4042.8435 | 0.26431 | 8085.6806
2015 | 10 | VIC | VIC-NSW Import/Export | -173.2628 | 2013 | 12 | QLD | Hydro |  | 12 |  | 238.9072 | 16.2513 | 160.4613 | 3996.2425 | 128.4268 | -151.2265 | -476.1568 | 3913.0335 | 0.11894 | 7826.0584
2015 | 10 | VIC | VIC-SA Import/Export | -271.8756 | 2013 | 12 | QLD | Import/Export |  | 2018 |  | 3825.4521 | 325.6822 | 4653.0073 | 46947.7864 | 335.0853 | -1189.3854 | -5171.4393 | 49730.5587 | 3.9595 | 99460.7067
2015 | 10 | VIC | Wind | 300.623 | 2013 | 12 | QLD | Other |  | 1 |  | 249.517 | 31.2644 | 384.3925 | 3996.9277 | 147.7203 | -145.1894 | -500.8186 | 4164.2515 | 0.24733 | 8328.3128
2015 | 11 | VIC | Brown Coal | 3804.0324 | 2014 | 1 | QLD | Black Coal |  | 2 |  | 235.4103 | 35.194 | 393.2376 | 3612.8446 | 112.441 | -98.888 | -434.7069 | 3855.8873 | 0.29862 | 7711.7184
2015 | 11 | VIC | Demand | 3887.7697 | 2014 | 1 | QLD | Demand |  | 3 |  | 206.5252 | 9.6281 | 430.1742 | 3799.1633 | 186.9535 | -93.0329 | -497.5232 | 4042.3067 | 0.40674 | 8084.6017
2015 | 11 | VIC | Gas | 10.8134 | 2014 | 1 | QLD | Gas |  | 4 |  | 314.5744 | 10.7729 | 432.2466 | 3623.7594 | -19.1208 | -96.682 | -441.3709 | 3824.6108 | 0.41809 | 7649.2086
2015 | 11 | VIC | Hydro | 330.6492 | 2014 | 1 | QLD | Hydro |  | 5 |  | 219.7138 | 88.7367 | 543.422 | 3919.3499 | 54.8135 | -45.3104 | -459.9527 | 4321.3337 | 0.50709 | 8642.6135
2015 | 11 | VIC | Hydro Inflow | 0.3088 | 2014 | 1 | QLD | Import/Export |  | 6 |  | 365.7532 | 10.4446 | 383.1964 | 3936.8876 | 108.0398 | -93.909 | -455.0459 | 4255.7595 | 0.37598 | 8511.5021
2015 | 11 | VIC | TAS-VIC Import/Export | -62.6063 | 2014 | 1 | QLD | Other |  | 7 |  | 437.5972 | 32.5959 | 418.6068 | 4320.3638 | -76.8288 | -121.0651 | -405.8353 | 4605.762 | 0.31217 | 9211.5087
2015 | 11 | VIC | VIC-NSW Import/Export | -132.2569 | 2014 | 2 | QLD | Black Coal |  | 8 |  | 536.6669 | 9.8935 | 311.801 | 4180.33 | -55.3125 | -128.6131 | -394.0821 | 4460.9382 | 0.24408 | 8921.8661
2015 | 11 | VIC | VIC-SA Import/Export | -281.9044 | 2014 | 2 | QLD | Demand |  | 9 |  | 482.1302 | 9.9796 | 313.854 | 3820.4822 | -147.1705 | -87.6965 | -316.0164 | 4075.8529 | 0.27199 | 8151.6875
2015 | 11 | VIC | Wind | 218.7272 | 2014 | 2 | QLD | Gas |  | 10 |  | 308.9633 | 12.2858 | 375.61 | 3888.0949 | -65.9279 | -43.743 | -369.8135 | 4105.8251 | 0.34773 | 8211.6425
2015 | 12 | VIC | Brown Coal | 3983.5636 | 2014 | 2 | QLD | Hydro |  | 11 |  | 206.521 | 67.4655 | 450.5905 | 3858.0751 | 8.7011 | -21.0652 | -472.0509 | 4098.6805 | 0.43062 | 8197.3483
2015 | 12 | VIC | Demand | 3863.5209 | 2014 | 2 | QLD | Import/Export |  | 12 |  | 262.0795 | 7.4212 | 215.8757 | 3991.508 | 80.7766 | -214.191 | -424.2231 | 3919.3506 | 0.099075 | 7838.6965
2015 | 12 | VIC | Gas | 5.132 | 2014 | 2 | QLD | Other |  | 2019 |  | 3782.5311 | 389.8887 | 4570.0152 | 47097.8319 | 894.2246 | -1413.9625 | -5011.1422 | 50313.9763 | 3.5248 | 100626.8879
2015 | 12 | VIC | Hydro | 193.5132 | 2014 | 3 | QLD | Black Coal |  | 1 |  | 228.323 | 41.4111 | 333.6892 | 3993.2521 | 159.9808 | -148.3566 | -480.1193 | 4128.7845 | 0.21715 | 8257.1817
2015 | 12 | VIC | Hydro Inflow | 0.2715 | 2014 | 3 | QLD | Demand |  | 2 |  | 233.499 | 57.2262 | 404.3665 | 3627.8 | 199.9383 | -81.993 | -443.5457 | 3998.0898 | 0.32557 | 7995.7066
2015 | 12 | VIC | TAS-VIC Import/Export | -88.7805 | 2014 | 3 | QLD | Gas |  | 3 |  | 232.3861 | 21.4872 | 335.4795 | 3849.5656 | 250.9189 | -125.7604 | -435.0658 | 4129.2918 | 0.27772 | 8258.5806
2015 | 12 | VIC | VIC-NSW Import/Export | -238.59 | 2014 | 3 | QLD | Hydro |  | 4 |  | 272.5495 | 10.0141 | 341.0196 | 3551.6849 | 291.9986 | -171.5111 | -445.1183 | 3850.9036 | 0.2551 | 7701.7959
2015 | 12 | VIC | VIC-SA Import/Export | -246.8211 | 2014 | 3 | QLD | Import/Export |  | 5 |  | 262.745 | 56.4908 | 431.0371 | 3995.4392 | 197.7864 | -139.4948 | -467.1948 | 4337.1524 | 0.3067 | 8674.268
2015 | 12 | VIC | Wind | 255.2386 | 2014 | 3 | QLD | Other |  | 6 |  | 297.7018 | 29.9835 | 426.7415 | 3872.1326 | 208.3036 | -104.5962 | -443.1316 | 4287.4894 | 0.3525 | 8574.9772
2016 | 1 | VIC | Brown Coal | 3977.5502 | 2014 | 4 | QLD | Black Coal |  | 7 |  | 461.3039 | 35.5589 | 467.2536 | 4321.0935 | -92.4641 | -115.5283 | -384.817 | 4692.7174 | 0.31137 | 9385.4291
2016 | 1 | VIC | Demand | 3938.1253 | 2014 | 4 | QLD | Demand |  | 8 |  | 549.655 | 12.768 | 309.2893 | 4195.5468 | -58.9001 | -135.5033 | -376.6075 | 4496.4752 | 0.21876 | 8992.9423
2016 | 1 | VIC | Gas | 12.6646 | 2014 | 4 | QLD | Gas |  | 9 |  | 463.7031 | 20.9534 | 372.0515 | 3797.234 | -164.0683 | -56.1968 | -304.0246 | 4129.9177 | 0.26713 | 8259.8371
2016 | 1 | VIC | Hydro | 226.6939 | 2014 | 4 | QLD | Hydro |  | 10 |  | 316.3296 | 8.8704 | 458.3956 | 3927.6689 | -123.7669 | -65.0864 | -364.5565 | 4158.2903 | 0.41993 | 8316.5649
2016 | 1 | VIC | Hydro Inflow | 0.35234 | 2014 | 4 | QLD | Import/Export |  | 11 |  | 204.8159 | 76.9362 | 461.097 | 3980.0977 | -104.6133 | -39.9676 | -444.9388 | 4133.956 | 0.43592 | 8267.8191
2016 | 1 | VIC | TAS-VIC Import/Export | -91.2578 | 2014 | 4 | QLD | Other |  | 12 |  | 259.519 | 18.1889 | 229.5949 | 3986.3166 | 129.1109 | -229.968 | -422.0222 | 3970.9083 | 0.13695 | 7941.7854
2016 | 1 | VIC | VIC-NSW Import/Export | -152.3325 | 2014 | 5 | QLD | Black Coal |  | 2020 | 0.82361 | 3791.748 | 715.5571 | 4396.1347 | 47077.3128 | 1139.1217 | -1100.227 | -4765.5779 | 51260.8717 | 3.2373 | 102519.0021
2016 | 1 | VIC | VIC-SA Import/Export | -278.8577 | 2014 | 5 | QLD | Demand |  | 1 | 0.32881 | 230.6023 | 50.9605 | 309.7894 | 3995.0189 | 213.7776 | -160.0772 | -461.2937 | 4180.0907 | 0.23412 | 8359.4313
2016 | 1 | VIC | Wind | 243.3035 | 2014 | 5 | QLD | Gas |  | 2 | 0.43897 | 243.2516 | 77.9123 | 385.0701 | 3757.385 | 225.0864 | -66.2815 | -439.1474 | 4185.2322 | 0.30317 | 8369.2508
2016 | 2 | VIC | Brown Coal | 3734.2615 | 2014 | 5 | QLD | Hydro |  | 3 |  | 226.6744 | 46.6496 | 239.7414 | 3845.5282 | 310.5397 | -88.6888 | -406.4826 | 4174.113 | 0.14633 | 8348.2212
2016 | 2 | VIC | Demand | 3931.6737 | 2014 | 5 | QLD | Import/Export |  | 4 |  | 296.6236 | 46.4504 | 266.1441 | 3434.6982 | 416.1372 | -125.8415 | -405.0627 | 3929.3412 | 0.19077 | 7858.6813
2016 | 2 | VIC | Gas | 24.9048 | 2014 | 5 | QLD | Other |  | 5 |  | 260.3168 | 93.454 | 407.8282 | 3883.7317 | 205.2454 | -88.901 | -416.0984 | 4346.0445 | 0.31386 | 8691.9351
2016 | 2 | VIC | Hydro | 414.0193 | 2014 | 6 | QLD | Black Coal |  | 6 |  | 290.6668 | 47.2056 | 460.6398 | 3900.0322 | 240.636 | -116.6507 | -441.3715 | 4381.5397 | 0.36697 | 8763.0649
2016 | 2 | VIC | Hydro Inflow | 0.37282 | 2014 | 6 | QLD | Demand |  | 7 |  | 461.3552 | 48.0421 | 472.4088 | 4336.2052 | -53.9259 | -115.2778 | -393.7406 | 4755.4055 | 0.30559 | 9510.7781
2016 | 2 | VIC | TAS-VIC Import/Export | -84.9306 | 2014 | 6 | QLD | Gas |  | 8 |  | 555.8474 | 37.8424 | 246.3809 | 4272.9835 | -77.2533 | -115.9378 | -359.0049 | 4560.9798 | 0.11049 | 9121.9485
2016 | 2 | VIC | VIC-NSW Import/Export | -153.6296 | 2014 | 6 | QLD | Hydro |  | 9 |  | 453.8061 | 59.1626 | 426.9161 | 3841.0971 | -249.5067 | -29.7295 | -275.553 | 4226.4689 | 0.26515 | 8452.9268
2016 | 2 | VIC | VIC-SA Import/Export | -255.3712 | 2014 | 6 | QLD | Import/Export |  | 10 |  | 300.623 | 42.7301 | 469.7716 | 3910.9749 | -118.8183 | -8.579 | -358.1087 | 4239.0668 | 0.46814 | 8478.1286
2016 | 2 | VIC | Wind | 252.0366 | 2014 | 6 | QLD | Other |  | 11 | 0.055821 | 216.7662 | 117.9205 | 484.9103 | 3896.0502 | -161.0094 | -5.4482 | -385.6117 | 4164.4264 | 0.42149 | 8328.4816
2016 | 3 | VIC | Brown Coal | 3809.6252 | 2014 | 7 | QLD | Black Coal |  | 12 |  | 255.2147 | 47.227 | 226.5338 | 4003.6077 | 188.213 | -178.8137 | -424.1027 | 4118.163 | 0.11126 | 8236.154
2016 | 3 | VIC | Demand | 3915.6842 | 2014 | 7 | QLD | Demand |  | 2021 | 1.0942 | 3772.3518 | 1506.9937 | 3824.7166 | 46985.1876 | 1650.8088 | -1654.9119 | -4193.326 | 51899.3641 | 3.2161 | 103795.4949
2016 | 3 | VIC | Gas | 6.1213 | 2014 | 7 | QLD | Gas |  | 1 | 0.40061 | 243.3035 | 81.7607 | 302.1152 | 3999.7929 | 175.9913 | -180.2177 | -418.2974 | 4206.2356 | 0.17081 | 8411.2556
2016 | 3 | VIC | Hydro | 470.1269 | 2014 | 7 | QLD | Hydro |  | 2 | 0.57762 | 237.3075 | 127.5916 | 441.393 | 3623.729 | 170.2915 | -134.2578 | -377.9772 | 4090.163 | 0.30296 | 8179.1211
2016 | 3 | VIC | Hydro Inflow | 0.3426 | 2014 | 7 | QLD | Import/Export |  | 3 |  | 210.8463 | 83.5022 | 395.961 | 3786.8137 | 367.1881 | -159.8655 | -405.2097 | 4279.55 | 0.30798 | 8559.094
2016 | 3 | VIC | TAS-VIC Import/Export | -111.4725 | 2014 | 7 | QLD | Other |  | 4 |  | 291.8746 | 49.044 | 344.1632 | 3490.8659 | 377.0185 | -163.4528 | -404.2608 | 3985.4919 | 0.23795 | 7970.9824
2016 | 3 | VIC | VIC-NSW Import/Export | -170.8157 | 2014 | 8 | QLD | Black Coal |  | 5 | 0.0796 | 261.3924 | 115.6592 | 433.6141 | 3904.3147 | 225.5285 | -83.4262 | -409.5087 | 4448.297 | 0.39671 | 8896.3473
2016 | 3 | VIC | VIC-SA Import/Export | -290.1498 | 2014 | 8 | QLD | Demand |  | 6 | 0.0069894 | 303.6704 | 76.4407 | 431.0758 | 3910.9611 | 236.2714 | -67.2662 | -423.849 | 4467.767 | 0.39188 | 8935.4701
2016 | 3 | VIC | Wind | 201.8891 | 2014 | 8 | QLD | Gas |  | 7 |  | 453.2299 | 127.7063 | 362.1591 | 4343.6418 | 36.6896 | -162.0639 | -344.0251 | 4817.7054 | 0.30055 | 9635.3436
2016 | 4 | VIC | Brown Coal | 3677.3347 | 2014 | 8 | QLD | Hydro |  | 8 |  | 543.7161 | 103.8623 | 125.0585 | 4323.6131 | 40.7675 | -169.4126 | -317.0305 | 4650.6742 | 0.084289 | 9301.333
2016 | 4 | VIC | Demand | 3760.6135 | 2014 | 8 | QLD | Import/Export |  | 9 |  | 451.0989 | 170.5048 | 150.3345 | 3937.0247 | -112.9953 | -110.7288 | -204.5909 | 4280.8713 | 0.19028 | 8561.7095
2016 | 4 | VIC | Gas | 13.6722 | 2014 | 8 | QLD | Other |  | 10 |  | 301.5311 | 177.1522 | 333.8253 | 3857.7044 | -4.0632 | -136.9709 | -254.1621 | 4275.4366 | 0.41009 | 8550.8635
2016 | 4 | VIC | Hydro | 295.4746 | 2014 | 9 | QLD | Black Coal |  | 11 |  | 220.3583 | 280.7052 | 313.8581 | 3806.9287 | -33.7583 | -72.7072 | -287.2055 | 4228.808 | 0.33782 | 8457.3252
2016 | 4 | VIC | Hydro Inflow | 0.30254 | 2014 | 9 | QLD | Demand |  | 12 | 0.029432 | 254.0227 | 113.0645 | 191.1587 | 3999.7975 | 171.8791 | -214.5423 | -347.209 | 4168.3641 | 0.084747 | 8336.6496
2016 | 4 | VIC | TAS-VIC Import/Export | -70.7626 | 2014 | 9 | QLD | Gas |  | 2022 | 1.7705 | 3774.9575 | 4153.7619 | 3365.1086 | 47000.3423 | -1296.7194 | -1674.8435 | -2644.7235 | 52688.5096 | 3.2836 | 105371.4476
2016 | 4 | VIC | VIC-NSW Import/Export | -169.816 | 2014 | 9 | QLD | Hydro |  | 1 | 0.4212 | 244.1521 | 196.0003 | 176.567 | 3995.1319 | 185.8573 | -201.3632 | -329.615 | 4268.5499 | 0.061085 | 8535.7626
2016 | 4 | VIC | VIC-SA Import/Export | -287.6146 | 2014 | 9 | QLD | Import/Export |  | 2 | 0.31156 | 243.9642 | 290.003 | 229.5469 | 3624.2499 | 185.0921 | -153.0649 | -280.2747 | 4140.6027 | 0.11763 | 8280.5484
2016 | 4 | VIC | Wind | 302.0175 | 2014 | 9 | QLD | Other |  | 3 |  | 201.8891 | 291.4948 | 205.4776 | 3776.9384 | 362.7713 | -212.6525 | -281.8382 | 4344.2253 | 0.12254 | 8688.4285
2016 | 5 | VIC | Brown Coal | 3933.5652 | 2014 | 10 | QLD | Black Coal |  | 4 | 0.048824 | 306.4358 | 275.2142 | 362.9575 | 3425.277 | 119.1496 | -195.4165 | -253.0541 | 4041.2001 | 0.35081 | 8082.1632
2016 | 5 | VIC | Demand | 4140.4723 | 2014 | 10 | QLD | Demand |  | 5 | 0.34506 | 247.2566 | 477.6956 | 308.2074 | 3952.3085 | -38.272 | -131.6298 | -251.4534 | 4565.7351 | 0.41577 | 9130.6087
2016 | 5 | VIC | Gas | 34.1762 | 2014 | 10 | QLD | Gas |  | 6 | 0.055323 | 328.0367 | 393.452 | 422.9684 | 3940.7666 | -177.9477 | -115.0813 | -249.7874 | 4543.212 | 0.50913 | 9086.1837
2016 | 5 | VIC | Hydro | 357.9672 | 2014 | 10 | QLD | Hydro |  | 7 | 0.1495 | 453.5197 | 380.188 | 348.891 | 4341.4819 | -339.7593 | -118.8217 | -190.1817 | 4876.3322 | 0.34205 | 9752.1417
2016 | 5 | VIC | Hydro Inflow | 0.35447 | 2014 | 10 | QLD | Import/Export |  | 8 | 0.011674 | 543.6454 | 285.8505 | 201.7904 | 4314.5445 | -281.6528 | -141.1093 | -187.5531 | 4735.8052 | 0.15807 | 9471.4905
2016 | 5 | VIC | TAS-VIC Import/Export | -37.9118 | 2014 | 10 | QLD | Other |  | 9 |  | 438.1019 | 395.6437 | 215.9953 | 3911.8668 | -408.8476 | -103.8233 | -103.8914 | 4345.2939 | 0.24611 | 8690.5854
2016 | 5 | VIC | VIC-NSW Import/Export | -146.488 | 2014 | 11 | QLD | Black Coal |  | 10 |  | 306.3077 | 420.0871 | 312.0213 | 3918.7488 | -435.1079 | -80.6472 | -108.2752 | 4333.6753 | 0.36327 | 8667.1732
2016 | 5 | VIC | VIC-SA Import/Export | -248.7751 | 2014 | 11 | QLD | Demand |  | 11 | 0.42735 | 214.8491 | 488.3816 | 367.3465 | 3803.0471 | -357.157 | -47.3576 | -169.401 | 4301.7285 | 0.43569 | 8602.3003
2016 | 5 | VIC | Wind | 247.5821 | 2014 | 11 | QLD | Gas |  | 12 |  | 246.799 | 259.7511 | 213.3393 | 3995.981 | -110.8454 | -173.876 | -239.3984 | 4192.1493 | 0.16146 | 8384.0615
2016 | 6 | VIC | Brown Coal | 3988.531 | 2014 | 11 | QLD | Hydro |  | 2023 | 4.9626 | 3760.6733 | 5178.1207 | 3614.3029 | 47079.3137 | -2564.6759 | -1543.2199 | -2097.1591 | 53447.163 | 3.3065 | 106882.7877
2016 | 6 | VIC | Demand | 4119.4335 | 2014 | 11 | QLD | Import/Export |  | 1 | 0.83269 | 242.0728 | 331.4989 | 319.6145 | 3999.2641 | -115.5093 | -162.1252 | -235.2529 | 4382.7888 | 0.25146 | 8763.436
2016 | 6 | VIC | Gas | 2.0196 | 2014 | 11 | QLD | Other |  | 2 | 1.186 | 242.1536 | 376.0117 | 375.9672 | 3618.1406 | -148.9197 | -106.2935 | -193.6639 | 4167.0968 | 0.28274 | 8331.9615
2016 | 6 | VIC | Hydro | 378.2215 | 2014 | 12 | QLD | Black Coal |  | 3 | 0.026791 | 202.5434 | 476.2455 | 277.0422 | 3750.0822 | 0.5263 | -103.8908 | -186.8551 | 4416.0669 | 0.25121 | 8832.0386
2016 | 6 | VIC | Hydro Inflow | 0.31179 | 2014 | 12 | QLD | Demand |  | 4 |  | 306.7015 | 398.5102 | 207.9288 | 3441.8572 | 119.0937 | -174.1111 | -214.3161 | 4085.8144 | 0.12201 | 8171.6007
2016 | 6 | VIC | TAS-VIC Import/Export | -89.9074 | 2014 | 12 | QLD | Gas |  | 5 | 1.584 | 229.0865 | 575.5732 | 318.0784 | 4019.7677 | -134.6951 | -117.4929 | -213.1308 | 4681.6105 | 0.26927 | 9360.6508
2016 | 6 | VIC | VIC-NSW Import/Export | -205.5131 | 2014 | 12 | QLD | Hydro |  | 6 | 0.15823 | 353.9597 | 472.6307 | 430.5741 | 3954.4093 | -268.3728 | -128.7019 | -193.6184 | 4621.9229 | 0.39118 | 9243.353
2016 | 6 | VIC | VIC-SA Import/Export | -283.4917 | 2014 | 12 | QLD | Import/Export |  | 7 | 0.46852 | 448.3304 | 421.6783 | 388.3982 | 4346.891 | -350.4894 | -144.2267 | -173.2738 | 4939.514 | 0.33264 | 9877.6232
2016 | 6 | VIC | Wind | 329.2548 | 2014 | 12 | QLD | Other |  | 8 | 0.038906 | 544.3728 | 316.2236 | 255.3435 | 4268.5759 | -299.0539 | -148.1303 | -154.9711 | 4782.991 | 0.21951 | 9565.6099
2016 | 7 | VIC | Brown Coal | 4295.3627 | 2015 | 1 | QLD | Black Coal |  | 9 |  | 424.1021 | 451.4266 | 180.2064 | 3932.9809 | -408.6786 | -111.8922 | -77.3371 | 4391.2864 | 0.1506 | 8782.2451
2016 | 7 | VIC | Demand | 4440.1452 | 2015 | 1 | QLD | Demand |  | 10 |  | 316.3464 | 498.9554 | 228.8512 | 3931.2034 | -414.0822 | -117.0934 | -61.1142 | 4383.4376 | 0.30301 | 8766.8072
2016 | 7 | VIC | Gas | 8.358 | 2015 | 1 | QLD | Gas |  | 11 | 0.66747 | 212.0969 | 585.8971 | 395.6012 | 3819.4232 | -419.6675 | -51.1053 | -164.3705 | 4380.6352 | 0.52045 | 8759.6983
2016 | 7 | VIC | Hydro | 301.3181 | 2015 | 1 | QLD | Hydro |  | 12 |  | 238.9072 | 273.4696 | 236.6972 | 3996.7182 | -124.8277 | -178.1567 | -229.2554 | 4213.9985 | 0.21244 | 8427.7634
2016 | 7 | VIC | Hydro Inflow | 0.23629 | 2015 | 1 | QLD | Import/Export |  | 2024 | 8.3467 | 3819.1659 | 6251.7686 | 3052.5127 | 47297.9976 | -2683.0802 | -1518.5264 | -1729.0053 | 54518.922 | 2.9964 | 109021.0981
2016 | 7 | VIC | TAS-VIC Import/Export | -80.0816 | 2015 | 1 | QLD | Other |  | 1 | 0.84779 | 249.5168 | 405.5593 | 299.5216 | 3999.4086 | -120.6464 | -118.6924 | -212.1161 | 4505.9084 | 0.29184 | 9009.5993
2016 | 7 | VIC | VIC-NSW Import/Export | -246.8659 | 2015 | 2 | QLD | Black Coal |  | 2 | 0.89612 | 240.3455 | 434.2254 | 320.4879 | 3746.5881 | -130.606 | -72.6707 | -185.855 | 4355.3956 | 0.27651 | 8709.0834
2016 | 7 | VIC | VIC-SA Import/Export | -291.7315 | 2015 | 2 | QLD | Demand |  | 3 | 0.023022 | 209.5894 | 517.0166 | 113.4445 | 3703.1595 | 81.041 | -119.0712 | -151.6333 | 4353.8913 | 0.12562 | 8707.5864
2016 | 7 | VIC | Wind | 453.5335 | 2015 | 2 | QLD | Gas |  | 4 | 0.11992 | 320.9764 | 481.7813 | 114.4867 | 3507.0965 | 121.3857 | -178.6044 | -168.5782 | 4199.0058 | 0.050656 | 8397.7204
2016 | 8 | VIC | Brown Coal | 4103.7407 | 2015 | 2 | QLD | Hydro |  | 5 | 4.1335 | 200.7208 | 663.6889 | 374.6177 | 3981.284 | -170.4507 | -87.4935 | -195.6759 | 4777.1678 | 0.3174 | 9548.3099
2016 | 8 | VIC | Demand | 4309.6763 | 2015 | 2 | QLD | Import/Export |  | 6 | 0.368 | 366.3013 | 523.542 | 456.1931 | 3915.4827 | -263.4439 | -135.1632 | -184.7784 | 4680.1135 | 0.39489 | 9359.01
2016 | 8 | VIC | Gas | 3.5282 | 2015 | 2 | QLD | Other |  | 7 | 0.99872 | 440.4038 | 556.7484 | 377.8473 | 4346.3881 | -385.3618 | -122.5083 | -116.6764 | 5100.3796 | 0.33165 | 10198.5511
2016 | 8 | VIC | Hydro | 224.7219 | 2015 | 3 | QLD | Black Coal |  | 8 | 0.4731 | 547.1808 | 468.7742 | 155.645 | 4293.8981 | -291.3732 | -146.1978 | -141.8163 | 4888.0542 | 0.1527 | 9774.7907
2016 | 8 | VIC | Hydro Inflow | 0.16963 | 2015 | 3 | QLD | Demand |  | 9 | 0.0053867 | 463.691 | 522.6974 | 184.3726 | 3906.6662 | -437.1468 | -127.7478 | -34.0592 | 4478.7717 | 0.23078 | 8957.4811
2016 | 8 | VIC | TAS-VIC Import/Export | -105.9707 | 2015 | 3 | QLD | Gas |  | 10 |  | 316.3296 | 677.5815 | 176.5673 | 3897.0316 | -458.6205 | -84.2592 | -43.9067 | 4480.9902 | 0.26528 | 8961.979
2016 | 8 | VIC | VIC-NSW Import/Export | -224.465 | 2015 | 3 | QLD | Hydro |  | 11 | 0.4101 | 204.6567 | 618.893 | 299.1021 | 4015.6211 | -459.9128 | -99.0725 | -131.7967 | 4449.6159 | 0.39933 | 8897.9162
2016 | 8 | VIC | VIC-SA Import/Export | -235.697 | 2015 | 3 | QLD | Import/Export |  | 12 | 0.071019 | 259.4538 | 381.2607 | 180.227 | 3985.3733 | -167.9447 | -227.0453 | -162.113 | 4249.628 | 0.15977 | 8499.0706
2016 | 8 | VIC | Wind | 543.6533 | 2015 | 3 | QLD | Other |  | 2025 | 7.3649 | 1530.8087 | 3541.5967 | 1921.6093 | 22544.6799 | -670.3414 | -838.9639 | -947.1417 | 27107.1706 | 1.6809 | 54198.4641
2016 | 9 | VIC | Brown Coal | 3809.6899 | 2015 | 4 | QLD | Black Coal |  | 1 | 1.2588 | 230.6023 | 517.642 | 261.3426 | 3997.1383 | -153.1808 | -196.808 | -171.4372 | 4490.0234 | 0.23472 | 8976.8161
2016 | 9 | VIC | Demand | 3976.2597 | 2015 | 4 | QLD | Demand |  | 2 | 2.2504 | 230.8096 | 566.551 | 398.3638 | 3629.2215 | -136.5189 | -133.4714 | -172.1999 | 4391.6002 | 0.32759 | 8776.9339
2016 | 9 | VIC | Gas | 0.52251 | 2015 | 4 | QLD | Gas |  | 3 |  | 227.9729 | 538.3378 | 272.7381 | 3800.021 | -69.4669 | -150.8288 | -122.3494 | 4496.7629 | 0.27675 | 8993.4643
2016 | 9 | VIC | Hydro | 261.0983 | 2015 | 4 | QLD | Hydro |  | 4 | 0.030076 | 291.0339 | 500.5678 | 214.2747 | 3503.0379 | 78.0662 | -181.0721 | -168.1331 | 4238.0644 | 0.12687 | 8475.9967
2016 | 9 | VIC | Hydro Inflow | 0.18107 | 2015 | 4 | QLD | Import/Export |  | 5 | 3.4899 | 256.7412 | 704.9659 | 328.5968 | 3815.1813 | -113.8916 | -105.2512 | -144.602 | 4750.1905 | 0.30268 | 9495.7233
2016 | 9 | VIC | TAS-VIC Import/Export | -134.6441 | 2015 | 4 | QLD | Other |  | 6 | 0.33569 | 293.6487 | 713.5322 | 446.2933 | 3800.08 | -275.3494 | -71.5323 | -168.42 | 4740.5293 | 0.41227 | 9479.5297
2016 | 9 | VIC | VIC-NSW Import/Export | -206.4459 | 2015 | 5 | QLD | Black Coal |  | Grand Total | 24.3625 | 37846.9239 | 22389.128 | 38638.4794 | 469775.1259 | -7364.9209 | -13702.5634 | -35128.049 | 512568.8398 | 33.019 | 1025080.3453
2016 | 9 | VIC | VIC-SA Import/Export | -192.2433 | 2015 | 5 | QLD | Demand
2016 | 9 | VIC | Wind | 438.1019 | 2015 | 5 | QLD | Gas
2016 | 10 | VIC | Brown Coal | 3900.9471 | 2015 | 5 | QLD | Hydro
2016 | 10 | VIC | Demand | 3993.0251 | 2015 | 5 | QLD | Import/Export
2016 | 10 | VIC | Gas | 0.039298 | 2015 | 5 | QLD | Other
2016 | 10 | VIC | Hydro | 272.3058 | 2015 | 6 | QLD | Black Coal
2016 | 10 | VIC | Hydro Inflow | 0.22765 | 2015 | 6 | QLD | Demand
2016 | 10 | VIC | TAS-VIC Import/Export | -137.1257 | 2015 | 6 | QLD | Gas
2016 | 10 | VIC | VIC-NSW Import/Export | -120.0366 | 2015 | 6 | QLD | Hydro
2016 | 10 | VIC | VIC-SA Import/Export | -231.1826 | 2015 | 6 | QLD | Import/Export
2016 | 10 | VIC | Wind | 307.8535 | 2015 | 6 | QLD | Other
2016 | 11 | VIC | Brown Coal | 3799.8512 | 2015 | 7 | QLD | Black Coal
2016 | 11 | VIC | Demand | 3975.4537 | 2015 | 7 | QLD | Demand
2016 | 11 | VIC | Gas | 20.2129 | 2015 | 7 | QLD | Gas
2016 | 11 | VIC | Hydro | 356.6493 | 2015 | 7 | QLD | Hydro
2016 | 11 | VIC | Hydro Inflow | 0.37301 | 2015 | 7 | QLD | Import/Export
2016 | 11 | VIC | TAS-VIC Import/Export | -53.5214 | 2015 | 7 | QLD | Other
2016 | 11 | VIC | VIC-NSW Import/Export | -7.0146 | 2015 | 8 | QLD | Black Coal
2016 | 11 | VIC | VIC-SA Import/Export | -356.743 | 2015 | 8 | QLD | Demand
2016 | 11 | VIC | Wind | 215.6387 | 2015 | 8 | QLD | Gas
2016 | 12 | VIC | Brown Coal | 3985.3454 | 2015 | 8 | QLD | Hydro
2016 | 12 | VIC | Demand | 3895.2894 | 2015 | 8 | QLD | Import/Export
2016 | 12 | VIC | Gas | 7.6925 | 2015 | 8 | QLD | Other
2016 | 12 | VIC | Hydro | 206.8812 | 2015 | 9 | QLD | Black Coal
2016 | 12 | VIC | Hydro Inflow | 0.19388 | 2015 | 9 | QLD | Demand
2016 | 12 | VIC | TAS-VIC Import/Export | -145.3465 | 2015 | 9 | QLD | Gas
2016 | 12 | VIC | VIC-NSW Import/Export | -95.3736 | 2015 | 9 | QLD | Hydro
2016 | 12 | VIC | VIC-SA Import/Export | -310.913 | 2015 | 9 | QLD | Import/Export
2016 | 12 | VIC | Wind | 246.8003 | 2015 | 9 | QLD | Other
2017 | 1 | VIC | Brown Coal | 3989.8487 | 2015 | 10 | QLD | Black Coal
2017 | 1 | VIC | Demand | 4057.7834 | 2015 | 10 | QLD | Demand
2017 | 1 | VIC | Gas | 17.5704 | 2015 | 10 | QLD | Gas
2017 | 1 | VIC | Hydro | 330.1532 | 2015 | 10 | QLD | Hydro
2017 | 1 | VIC | Hydro Inflow | 0.27359 | 2015 | 10 | QLD | Import/Export
2017 | 1 | VIC | TAS-VIC Import/Export | -125.7618 | 2015 | 10 | QLD | Other
2017 | 1 | VIC | VIC-NSW Import/Export | -19.027 | 2015 | 11 | QLD | Black Coal
2017 | 1 | VIC | VIC-SA Import/Export | -377.3624 | 2015 | 11 | QLD | Demand
2017 | 1 | VIC | Wind | 242.0728 | 2015 | 11 | QLD | Gas
2017 | 2 | VIC | Brown Coal | 3602.504 | 2015 | 11 | QLD | Hydro
2017 | 2 | VIC | Demand | 3830.8261 | 2015 | 11 | QLD | Import/Export
2017 | 2 | VIC | Gas | 26.1444 | 2015 | 11 | QLD | Other
2017 | 2 | VIC | Hydro | 333.9167 | 2015 | 12 | QLD | Black Coal
2017 | 2 | VIC | Hydro Inflow | 0.27933 | 2015 | 12 | QLD | Demand
2017 | 2 | VIC | TAS-VIC Import/Export | -52.6004 | 2015 | 12 | QLD | Gas
2017 | 2 | VIC | VIC-NSW Import/Export | 3.6155 | 2015 | 12 | QLD | Hydro
2017 | 2 | VIC | VIC-SA Import/Export | -325.1979 | 2015 | 12 | QLD | Import/Export
2017 | 2 | VIC | Wind | 242.1631 | 2015 | 12 | QLD | Other
2017 | 3 | VIC | Brown Coal | 3766.6642 | 2016 | 1 | QLD | Black Coal
2017 | 3 | VIC | Demand | 4053.442 | 2016 | 1 | QLD | Demand
2017 | 3 | VIC | Gas | 12.7153 | 2016 | 1 | QLD | Gas
2017 | 3 | VIC | Hydro | 385.9138 | 2016 | 1 | QLD | Hydro
2017 | 3 | VIC | Hydro Inflow | 0.37627 | 2016 | 1 | QLD | Import/Export
2017 | 3 | VIC | TAS-VIC Import/Export | -12.5387 | 2016 | 1 | QLD | Other
2017 | 3 | VIC | VIC-NSW Import/Export | 102.8558 | 2016 | 2 | QLD | Black Coal
2017 | 3 | VIC | VIC-SA Import/Export | -405.0941 | 2016 | 2 | QLD | Demand
2017 | 3 | VIC | Wind | 202.5434 | 2016 | 2 | QLD | Gas
2017 | 4 | VIC | Brown Coal | 3540.746 | 2016 | 2 | QLD | Hydro
2017 | 4 | VIC | Demand | 3727.8181 | 2016 | 2 | QLD | Import/Export
2017 | 4 | VIC | Gas | 17.7067 | 2016 | 2 | QLD | Other
2017 | 4 | VIC | Hydro | 353.4696 | 2016 | 3 | QLD | Black Coal
2017 | 4 | VIC | Hydro Inflow | 0.31418 | 2016 | 3 | QLD | Demand
2017 | 4 | VIC | TAS-VIC Import/Export | -38.1444 | 2016 | 3 | QLD | Gas
2017 | 4 | VIC | VIC-NSW Import/Export | -72.7464 | 2016 | 3 | QLD | Hydro
2017 | 4 | VIC | VIC-SA Import/Export | -383.2915 | 2016 | 3 | QLD | Import/Export
2017 | 4 | VIC | Wind | 309.7594 | 2016 | 3 | QLD | Other
2017 | 5 | VIC | Brown Coal | 4067.795 | 2016 | 4 | QLD | Black Coal
2017 | 5 | VIC | Demand | 4267.3181 | 2016 | 4 | QLD | Demand
2017 | 5 | VIC | Gas | 47.1833 | 2016 | 4 | QLD | Gas
2017 | 5 | VIC | Hydro | 444.7887 | 2016 | 4 | QLD | Hydro
2017 | 5 | VIC | Hydro Inflow | 0.39573 | 2016 | 4 | QLD | Import/Export
2017 | 5 | VIC | TAS-VIC Import/Export | -20.0221 | 2016 | 4 | QLD | Other
2017 | 5 | VIC | VIC-NSW Import/Export | -161.0141 | 2016 | 5 | QLD | Black Coal
2017 | 5 | VIC | VIC-SA Import/Export | -344.4528 | 2016 | 5 | QLD | Demand
2017 | 5 | VIC | Wind | 232.6422 | 2016 | 5 | QLD | Gas
2017 | 6 | VIC | Brown Coal | 3895.3213 | 2016 | 5 | QLD | Hydro
2017 | 6 | VIC | Demand | 4191.7945 | 2016 | 5 | QLD | Import/Export
2017 | 6 | VIC | Gas | 5.5178 | 2016 | 5 | QLD | Other
2017 | 6 | VIC | Hydro | 370.1334 | 2016 | 6 | QLD | Black Coal
2017 | 6 | VIC | Hydro Inflow | 0.31139 | 2016 | 6 | QLD | Demand
2017 | 6 | VIC | TAS-VIC Import/Export | -67.1432 | 2016 | 6 | QLD | Gas
2017 | 6 | VIC | VIC-NSW Import/Export | -6.3434 | 2016 | 6 | QLD | Hydro
2017 | 6 | VIC | VIC-SA Import/Export | -356.1395 | 2016 | 6 | QLD | Import/Export
2017 | 6 | VIC | Wind | 350.1336 | 2016 | 6 | QLD | Other
2017 | 7 | VIC | Brown Coal | 4308.2739 | 2016 | 7 | QLD | Black Coal
2017 | 7 | VIC | Demand | 4493.568 | 2016 | 7 | QLD | Demand
2017 | 7 | VIC | Gas | 9.3408 | 2016 | 7 | QLD | Gas
2017 | 7 | VIC | Hydro | 384.3169 | 2016 | 7 | QLD | Hydro
2017 | 7 | VIC | Hydro Inflow | 0.2576 | 2016 | 7 | QLD | Import/Export
2017 | 7 | VIC | TAS-VIC Import/Export | -107.5599 | 2016 | 7 | QLD | Other
2017 | 7 | VIC | VIC-NSW Import/Export | -252.0302 | 2016 | 8 | QLD | Black Coal
2017 | 7 | VIC | VIC-SA Import/Export | -297.4286 | 2016 | 8 | QLD | Demand
2017 | 7 | VIC | Wind | 448.4022 | 2016 | 8 | QLD | Gas
2017 | 8 | VIC | Brown Coal | 4116.1203 | 2016 | 8 | QLD | Hydro
2017 | 8 | VIC | Demand | 4355.6493 | 2016 | 8 | QLD | Import/Export
2017 | 8 | VIC | Gas | 3.3981 | 2016 | 8 | QLD | Other
2017 | 8 | VIC | Hydro | 288.7876 | 2016 | 9 | QLD | Black Coal
2017 | 8 | VIC | Hydro Inflow | 0.15906 | 2016 | 9 | QLD | Demand
2017 | 8 | VIC | TAS-VIC Import/Export | -137.2986 | 2016 | 9 | QLD | Gas
2017 | 8 | VIC | VIC-NSW Import/Export | -232.9169 | 2016 | 9 | QLD | Hydro
2017 | 8 | VIC | VIC-SA Import/Export | -226.9919 | 2016 | 9 | QLD | Import/Export
2017 | 8 | VIC | Wind | 544.3825 | 2016 | 9 | QLD | Other
2017 | 9 | VIC | Brown Coal | 3812.9531 | 2016 | 10 | QLD | Black Coal
2017 | 9 | VIC | Demand | 4014.12 | 2016 | 10 | QLD | Demand
2017 | 9 | VIC | Gas | 0.96168 | 2016 | 10 | QLD | Gas
2017 | 9 | VIC | Hydro | 252.138 | 2016 | 10 | QLD | Hydro
2017 | 9 | VIC | Hydro Inflow | 0.13119 | 2016 | 10 | QLD | Import/Export
2017 | 9 | VIC | TAS-VIC Import/Export | -123.3196 | 2016 | 10 | QLD | Other
2017 | 9 | VIC | VIC-NSW Import/Export | -149.5487 | 2016 | 11 | QLD | Black Coal
2017 | 9 | VIC | VIC-SA Import/Export | -203.3411 | 2016 | 11 | QLD | Demand
2017 | 9 | VIC | Wind | 424.1353 | 2016 | 11 | QLD | Gas
2017 | 10 | VIC | Brown Coal | 3925.5369 | 2016 | 11 | QLD | Hydro
2017 | 10 | VIC | Demand | 4036.7876 | 2016 | 11 | QLD | Import/Export
2017 | 10 | VIC | Gas | 0.027747 | 2016 | 11 | QLD | Other
2017 | 10 | VIC | Hydro | 216.8573 | 2016 | 12 | QLD | Black Coal
2017 | 10 | VIC | Hydro Inflow | 0.17275 | 2016 | 12 | QLD | Demand
2017 | 10 | VIC | TAS-VIC Import/Export | -132.4668 | 2016 | 12 | QLD | Gas
2017 | 10 | VIC | VIC-NSW Import/Export | -56.3845 | 2016 | 12 | QLD | Hydro
2017 | 10 | VIC | VIC-SA Import/Export | -233.3128 | 2016 | 12 | QLD | Import/Export
2017 | 10 | VIC | Wind | 316.354 | 2016 | 12 | QLD | Other
2017 | 11 | VIC | Brown Coal | 3845.8268 | 2017 | 1 | QLD | Black Coal
2017 | 11 | VIC | Demand | 4042.8435 | 2017 | 1 | QLD | Demand
2017 | 11 | VIC | Gas | 16.4643 | 2017 | 1 | QLD | Gas
2017 | 11 | VIC | Hydro | 329.701 | 2017 | 1 | QLD | Hydro
2017 | 11 | VIC | Hydro Inflow | 0.26431 | 2017 | 1 | QLD | Import/Export
2017 | 11 | VIC | TAS-VIC Import/Export | -79.1498 | 2017 | 1 | QLD | Other
2017 | 11 | VIC | VIC-NSW Import/Export | 66.2033 | 2017 | 2 | QLD | Black Coal
2017 | 11 | VIC | VIC-SA Import/Export | -352.1331 | 2017 | 2 | QLD | Demand
2017 | 11 | VIC | Wind | 215.6604 | 2017 | 2 | QLD | Gas
2017 | 12 | VIC | Brown Coal | 3996.2425 | 2017 | 2 | QLD | Hydro
2017 | 12 | VIC | Demand | 3913.0335 | 2017 | 2 | QLD | Import/Export
2017 | 12 | VIC | Gas | 16.2513 | 2017 | 2 | QLD | Other
2017 | 12 | VIC | Hydro | 160.4613 | 2017 | 3 | QLD | Black Coal
2017 | 12 | VIC | Hydro Inflow | 0.11894 | 2017 | 3 | QLD | Demand
2017 | 12 | VIC | TAS-VIC Import/Export | -151.2265 | 2017 | 3 | QLD | Gas
2017 | 12 | VIC | VIC-NSW Import/Export | 128.4268 | 2017 | 3 | QLD | Hydro
2017 | 12 | VIC | VIC-SA Import/Export | -476.1568 | 2017 | 3 | QLD | Import/Export
2017 | 12 | VIC | Wind | 238.9072 | 2017 | 3 | QLD | Other
2018 | 1 | VIC | Brown Coal | 3996.9277 | 2017 | 4 | QLD | Black Coal
2018 | 1 | VIC | Demand | 4164.2515 | 2017 | 4 | QLD | Demand
2018 | 1 | VIC | Gas | 31.2644 | 2017 | 4 | QLD | Gas
2018 | 1 | VIC | Hydro | 384.3925 | 2017 | 4 | QLD | Hydro
2018 | 1 | VIC | Hydro Inflow | 0.24733 | 2017 | 4 | QLD | Import/Export
2018 | 1 | VIC | TAS-VIC Import/Export | -145.1894 | 2017 | 4 | QLD | Other
2018 | 1 | VIC | VIC-NSW Import/Export | 147.7203 | 2017 | 5 | QLD | Black Coal
2018 | 1 | VIC | VIC-SA Import/Export | -500.8186 | 2017 | 5 | QLD | Demand
2018 | 1 | VIC | Wind | 249.517 | 2017 | 5 | QLD | Gas
2018 | 2 | VIC | Brown Coal | 3612.8446 | 2017 | 5 | QLD | Hydro
2018 | 2 | VIC | Demand | 3855.8873 | 2017 | 5 | QLD | Import/Export
2018 | 2 | VIC | Gas | 35.194 | 2017 | 5 | QLD | Other
2018 | 2 | VIC | Hydro | 393.2376 | 2017 | 6 | QLD | Black Coal
2018 | 2 | VIC | Hydro Inflow | 0.29862 | 2017 | 6 | QLD | Demand
2018 | 2 | VIC | TAS-VIC Import/Export | -98.888 | 2017 | 6 | QLD | Gas
2018 | 2 | VIC | VIC-NSW Import/Export | 112.441 | 2017 | 6 | QLD | Hydro
2018 | 2 | VIC | VIC-SA Import/Export | -434.7069 | 2017 | 6 | QLD | Import/Export
2018 | 2 | VIC | Wind | 235.4103 | 2017 | 6 | QLD | Other
2018 | 3 | VIC | Brown Coal | 3799.1633 | 2017 | 7 | QLD | Black Coal
2018 | 3 | VIC | Demand | 4042.3067 | 2017 | 7 | QLD | Demand
2018 | 3 | VIC | Gas | 9.6281 | 2017 | 7 | QLD | Gas
2018 | 3 | VIC | Hydro | 430.1742 | 2017 | 7 | QLD | Hydro
2018 | 3 | VIC | Hydro Inflow | 0.40674 | 2017 | 7 | QLD | Import/Export
2018 | 3 | VIC | TAS-VIC Import/Export | -93.0329 | 2017 | 7 | QLD | Other
2018 | 3 | VIC | VIC-NSW Import/Export | 186.9535 | 2017 | 8 | QLD | Black Coal
2018 | 3 | VIC | VIC-SA Import/Export | -497.5232 | 2017 | 8 | QLD | Demand
2018 | 3 | VIC | Wind | 206.5252 | 2017 | 8 | QLD | Gas
2018 | 4 | VIC | Brown Coal | 3623.7594 | 2017 | 8 | QLD | Hydro
2018 | 4 | VIC | Demand | 3824.6108 | 2017 | 8 | QLD | Import/Export
2018 | 4 | VIC | Gas | 10.7729 | 2017 | 8 | QLD | Other
2018 | 4 | VIC | Hydro | 432.2466 | 2017 | 9 | QLD | Black Coal
2018 | 4 | VIC | Hydro Inflow | 0.41809 | 2017 | 9 | QLD | Demand
2018 | 4 | VIC | TAS-VIC Import/Export | -96.682 | 2017 | 9 | QLD | Gas
2018 | 4 | VIC | VIC-NSW Import/Export | -19.1208 | 2017 | 9 | QLD | Hydro
2018 | 4 | VIC | VIC-SA Import/Export | -441.3709 | 2017 | 9 | QLD | Import/Export
2018 | 4 | VIC | Wind | 314.5744 | 2017 | 9 | QLD | Other
2018 | 5 | VIC | Brown Coal | 3919.3499 | 2017 | 10 | QLD | Black Coal
2018 | 5 | VIC | Demand | 4321.3337 | 2017 | 10 | QLD | Demand
2018 | 5 | VIC | Gas | 88.7367 | 2017 | 10 | QLD | Gas
2018 | 5 | VIC | Hydro | 543.422 | 2017 | 10 | QLD | Hydro
2018 | 5 | VIC | Hydro Inflow | 0.50709 | 2017 | 10 | QLD | Import/Export
2018 | 5 | VIC | TAS-VIC Import/Export | -45.3104 | 2017 | 10 | QLD | Other
2018 | 5 | VIC | VIC-NSW Import/Export | 54.8135 | 2017 | 11 | QLD | Black Coal
2018 | 5 | VIC | VIC-SA Import/Export | -459.9527 | 2017 | 11 | QLD | Demand
2018 | 5 | VIC | Wind | 219.7138 | 2017 | 11 | QLD | Gas
2018 | 6 | VIC | Brown Coal | 3936.8876 | 2017 | 11 | QLD | Hydro
2018 | 6 | VIC | Demand | 4255.7595 | 2017 | 11 | QLD | Import/Export
2018 | 6 | VIC | Gas | 10.4446 | 2017 | 11 | QLD | Other
2018 | 6 | VIC | Hydro | 383.1964 | 2017 | 12 | QLD | Black Coal
2018 | 6 | VIC | Hydro Inflow | 0.37598 | 2017 | 12 | QLD | Demand
2018 | 6 | VIC | TAS-VIC Import/Export | -93.909 | 2017 | 12 | QLD | Gas
2018 | 6 | VIC | VIC-NSW Import/Export | 108.0398 | 2017 | 12 | QLD | Hydro
2018 | 6 | VIC | VIC-SA Import/Export | -455.0459 | 2017 | 12 | QLD | Import/Export
2018 | 6 | VIC | Wind | 365.7532 | 2017 | 12 | QLD | Other
2018 | 7 | VIC | Brown Coal | 4320.3638 | 2018 | 1 | QLD | Black Coal
2018 | 7 | VIC | Demand | 4605.762 | 2018 | 1 | QLD | Demand
2018 | 7 | VIC | Gas | 32.5959 | 2018 | 1 | QLD | Gas
2018 | 7 | VIC | Hydro | 418.6068 | 2018 | 1 | QLD | Hydro
2018 | 7 | VIC | Hydro Inflow | 0.31217 | 2018 | 1 | QLD | Import/Export
2018 | 7 | VIC | TAS-VIC Import/Export | -121.0651 | 2018 | 1 | QLD | Other
2018 | 7 | VIC | VIC-NSW Import/Export | -76.8288 | 2018 | 2 | QLD | Black Coal
2018 | 7 | VIC | VIC-SA Import/Export | -405.8353 | 2018 | 2 | QLD | Demand
2018 | 7 | VIC | Wind | 437.5972 | 2018 | 2 | QLD | Gas
2018 | 8 | VIC | Brown Coal | 4180.33 | 2018 | 2 | QLD | Hydro
2018 | 8 | VIC | Demand | 4460.9382 | 2018 | 2 | QLD | Import/Export
2018 | 8 | VIC | Gas | 9.8935 | 2018 | 2 | QLD | Other
2018 | 8 | VIC | Hydro | 311.801 | 2018 | 3 | QLD | Black Coal
2018 | 8 | VIC | Hydro Inflow | 0.24408 | 2018 | 3 | QLD | Demand
2018 | 8 | VIC | TAS-VIC Import/Export | -128.6131 | 2018 | 3 | QLD | Gas
2018 | 8 | VIC | VIC-NSW Import/Export | -55.3125 | 2018 | 3 | QLD | Hydro
2018 | 8 | VIC | VIC-SA Import/Export | -394.0821 | 2018 | 3 | QLD | Import/Export
2018 | 8 | VIC | Wind | 536.6669 | 2018 | 3 | QLD | Other
2018 | 9 | VIC | Brown Coal | 3820.4822 | 2018 | 4 | QLD | Black Coal
2018 | 9 | VIC | Demand | 4075.8529 | 2018 | 4 | QLD | Demand
2018 | 9 | VIC | Gas | 9.9796 | 2018 | 4 | QLD | Gas
2018 | 9 | VIC | Hydro | 313.854 | 2018 | 4 | QLD | Hydro
2018 | 9 | VIC | Hydro Inflow | 0.27199 | 2018 | 4 | QLD | Import/Export
2018 | 9 | VIC | TAS-VIC Import/Export | -87.6965 | 2018 | 4 | QLD | Other
2018 | 9 | VIC | VIC-NSW Import/Export | -147.1705 | 2018 | 5 | QLD | Black Coal
2018 | 9 | VIC | VIC-SA Import/Export | -316.0164 | 2018 | 5 | QLD | Demand
2018 | 9 | VIC | Wind | 482.1302 | 2018 | 5 | QLD | Gas
2018 | 10 | VIC | Brown Coal | 3888.0949 | 2018 | 5 | QLD | Hydro
2018 | 10 | VIC | Demand | 4105.8251 | 2018 | 5 | QLD | Import/Export
2018 | 10 | VIC | Gas | 12.2858 | 2018 | 5 | QLD | Other
2018 | 10 | VIC | Hydro | 375.61 | 2018 | 6 | QLD | Black Coal
2018 | 10 | VIC | Hydro Inflow | 0.34773 | 2018 | 6 | QLD | Demand
2018 | 10 | VIC | TAS-VIC Import/Export | -43.743 | 2018 | 6 | QLD | Gas
2018 | 10 | VIC | VIC-NSW Import/Export | -65.9279 | 2018 | 6 | QLD | Hydro
2018 | 10 | VIC | VIC-SA Import/Export | -369.8135 | 2018 | 6 | QLD | Import/Export
2018 | 10 | VIC | Wind | 308.9633 | 2018 | 6 | QLD | Other
2018 | 11 | VIC | Brown Coal | 3858.0751 | 2018 | 7 | QLD | Black Coal
2018 | 11 | VIC | Demand | 4098.6805 | 2018 | 7 | QLD | Demand
2018 | 11 | VIC | Gas | 67.4655 | 2018 | 7 | QLD | Gas
2018 | 11 | VIC | Hydro | 450.5905 | 2018 | 7 | QLD | Hydro
2018 | 11 | VIC | Hydro Inflow | 0.43062 | 2018 | 7 | QLD | Import/Export
2018 | 11 | VIC | TAS-VIC Import/Export | -21.0652 | 2018 | 7 | QLD | Other
2018 | 11 | VIC | VIC-NSW Import/Export | 8.7011 | 2018 | 8 | QLD | Black Coal
2018 | 11 | VIC | VIC-SA Import/Export | -472.0509 | 2018 | 8 | QLD | Demand
2018 | 11 | VIC | Wind | 206.521 | 2018 | 8 | QLD | Gas
2018 | 12 | VIC | Brown Coal | 3991.508 | 2018 | 8 | QLD | Hydro
2018 | 12 | VIC | Demand | 3919.3506 | 2018 | 8 | QLD | Import/Export
2018 | 12 | VIC | Gas | 7.4212 | 2018 | 8 | QLD | Other
2018 | 12 | VIC | Hydro | 215.8757 | 2018 | 9 | QLD | Black Coal
2018 | 12 | VIC | Hydro Inflow | 0.099075 | 2018 | 9 | QLD | Demand
2018 | 12 | VIC | TAS-VIC Import/Export | -214.191 | 2018 | 9 | QLD | Gas
2018 | 12 | VIC | VIC-NSW Import/Export | 80.7766 | 2018 | 9 | QLD | Hydro
2018 | 12 | VIC | VIC-SA Import/Export | -424.2231 | 2018 | 9 | QLD | Import/Export
2018 | 12 | VIC | Wind | 262.0795 | 2018 | 9 | QLD | Other
2019 | 1 | VIC | Brown Coal | 3993.2521 | 2018 | 10 | QLD | Black Coal
2019 | 1 | VIC | Demand | 4128.7845 | 2018 | 10 | QLD | Demand
2019 | 1 | VIC | Gas | 41.4111 | 2018 | 10 | QLD | Gas
2019 | 1 | VIC | Hydro | 333.6892 | 2018 | 10 | QLD | Hydro
2019 | 1 | VIC | Hydro Inflow | 0.21715 | 2018 | 10 | QLD | Import/Export
2019 | 1 | VIC | TAS-VIC Import/Export | -148.3566 | 2018 | 10 | QLD | Other
2019 | 1 | VIC | VIC-NSW Import/Export | 159.9808 | 2018 | 11 | QLD | Black Coal
2019 | 1 | VIC | VIC-SA Import/Export | -480.1193 | 2018 | 11 | QLD | Demand
2019 | 1 | VIC | Wind | 228.323 | 2018 | 11 | QLD | Gas
2019 | 2 | VIC | Brown Coal | 3627.8 | 2018 | 11 | QLD | Hydro
2019 | 2 | VIC | Demand | 3998.0898 | 2018 | 11 | QLD | Import/Export
2019 | 2 | VIC | Gas | 57.2262 | 2018 | 11 | QLD | Other
2019 | 2 | VIC | Hydro | 404.3665 | 2018 | 12 | QLD | Black Coal
2019 | 2 | VIC | Hydro Inflow | 0.32557 | 2018 | 12 | QLD | Demand
2019 | 2 | VIC | TAS-VIC Import/Export | -81.993 | 2018 | 12 | QLD | Gas
2019 | 2 | VIC | VIC-NSW Import/Export | 199.9383 | 2018 | 12 | QLD | Hydro
2019 | 2 | VIC | VIC-SA Import/Export | -443.5457 | 2018 | 12 | QLD | Import/Export
2019 | 2 | VIC | Wind | 233.499 | 2018 | 12 | QLD | Other
2019 | 3 | VIC | Brown Coal | 3849.5656 | 2019 | 1 | QLD | Black Coal
2019 | 3 | VIC | Demand | 4129.2918 | 2019 | 1 | QLD | Demand
2019 | 3 | VIC | Gas | 21.4872 | 2019 | 1 | QLD | Gas
2019 | 3 | VIC | Hydro | 335.4795 | 2019 | 1 | QLD | Hydro
2019 | 3 | VIC | Hydro Inflow | 0.27772 | 2019 | 1 | QLD | Import/Export
2019 | 3 | VIC | TAS-VIC Import/Export | -125.7604 | 2019 | 1 | QLD | Other
2019 | 3 | VIC | VIC-NSW Import/Export | 250.9189 | 2019 | 2 | QLD | Black Coal
2019 | 3 | VIC | VIC-SA Import/Export | -435.0658 | 2019 | 2 | QLD | Demand
2019 | 3 | VIC | Wind | 232.3861 | 2019 | 2 | QLD | Gas
2019 | 4 | VIC | Brown Coal | 3551.6849 | 2019 | 2 | QLD | Hydro
2019 | 4 | VIC | Demand | 3850.9036 | 2019 | 2 | QLD | Import/Export
2019 | 4 | VIC | Gas | 10.0141 | 2019 | 2 | QLD | Other
2019 | 4 | VIC | Hydro | 341.0196 | 2019 | 3 | QLD | Black Coal
2019 | 4 | VIC | Hydro Inflow | 0.2551 | 2019 | 3 | QLD | Demand
2019 | 4 | VIC | TAS-VIC Import/Export | -171.5111 | 2019 | 3 | QLD | Gas
2019 | 4 | VIC | VIC-NSW Import/Export | 291.9986 | 2019 | 3 | QLD | Hydro
2019 | 4 | VIC | VIC-SA Import/Export | -445.1183 | 2019 | 3 | QLD | Import/Export
2019 | 4 | VIC | Wind | 272.5495 | 2019 | 3 | QLD | Other
2019 | 5 | VIC | Brown Coal | 3995.4392 | 2019 | 4 | QLD | Black Coal
2019 | 5 | VIC | Demand | 4337.1524 | 2019 | 4 | QLD | Demand
2019 | 5 | VIC | Gas | 56.4908 | 2019 | 4 | QLD | Gas
2019 | 5 | VIC | Hydro | 431.0371 | 2019 | 4 | QLD | Hydro
2019 | 5 | VIC | Hydro Inflow | 0.3067 | 2019 | 4 | QLD | Import/Export
2019 | 5 | VIC | TAS-VIC Import/Export | -139.4948 | 2019 | 4 | QLD | Other
2019 | 5 | VIC | VIC-NSW Import/Export | 197.7864 | 2019 | 5 | QLD | Black Coal
2019 | 5 | VIC | VIC-SA Import/Export | -467.1948 | 2019 | 5 | QLD | Demand
2019 | 5 | VIC | Wind | 262.745 | 2019 | 5 | QLD | Gas
2019 | 6 | VIC | Brown Coal | 3872.1326 | 2019 | 5 | QLD | Hydro
2019 | 6 | VIC | Demand | 4287.4894 | 2019 | 5 | QLD | Import/Export
2019 | 6 | VIC | Gas | 29.9835 | 2019 | 5 | QLD | Other
2019 | 6 | VIC | Hydro | 426.7415 | 2019 | 6 | QLD | Black Coal
2019 | 6 | VIC | Hydro Inflow | 0.3525 | 2019 | 6 | QLD | Demand
2019 | 6 | VIC | TAS-VIC Import/Export | -104.5962 | 2019 | 6 | QLD | Gas
2019 | 6 | VIC | VIC-NSW Import/Export | 208.3036 | 2019 | 6 | QLD | Hydro
2019 | 6 | VIC | VIC-SA Import/Export | -443.1316 | 2019 | 6 | QLD | Import/Export
2019 | 6 | VIC | Wind | 297.7018 | 2019 | 6 | QLD | Other
2019 | 7 | VIC | Brown Coal | 4321.0935 | 2019 | 7 | QLD | Black Coal
2019 | 7 | VIC | Demand | 4692.7174 | 2019 | 7 | QLD | Demand
2019 | 7 | VIC | Gas | 35.5589 | 2019 | 7 | QLD | Gas
2019 | 7 | VIC | Hydro | 467.2536 | 2019 | 7 | QLD | Hydro
2019 | 7 | VIC | Hydro Inflow | 0.31137 | 2019 | 7 | QLD | Import/Export
2019 | 7 | VIC | TAS-VIC Import/Export | -115.5283 | 2019 | 7 | QLD | Other
2019 | 7 | VIC | VIC-NSW Import/Export | -92.4641 | 2019 | 8 | QLD | Black Coal
2019 | 7 | VIC | VIC-SA Import/Export | -384.817 | 2019 | 8 | QLD | Demand
2019 | 7 | VIC | Wind | 461.3039 | 2019 | 8 | QLD | Gas
2019 | 8 | VIC | Brown Coal | 4195.5468 | 2019 | 8 | QLD | Hydro
2019 | 8 | VIC | Demand | 4496.4752 | 2019 | 8 | QLD | Import/Export
2019 | 8 | VIC | Gas | 12.768 | 2019 | 8 | QLD | Other
2019 | 8 | VIC | Hydro | 309.2893 | 2019 | 9 | QLD | Black Coal
2019 | 8 | VIC | Hydro Inflow | 0.21876 | 2019 | 9 | QLD | Demand
2019 | 8 | VIC | TAS-VIC Import/Export | -135.5033 | 2019 | 9 | QLD | Gas
2019 | 8 | VIC | VIC-NSW Import/Export | -58.9001 | 2019 | 9 | QLD | Hydro
2019 | 8 | VIC | VIC-SA Import/Export | -376.6075 | 2019 | 9 | QLD | Import/Export
2019 | 8 | VIC | Wind | 549.655 | 2019 | 9 | QLD | Other
2019 | 9 | VIC | Brown Coal | 3797.234 | 2019 | 10 | QLD | Black Coal
2019 | 9 | VIC | Demand | 4129.9177 | 2019 | 10 | QLD | Demand
2019 | 9 | VIC | Gas | 20.9534 | 2019 | 10 | QLD | Gas
2019 | 9 | VIC | Hydro | 372.0515 | 2019 | 10 | QLD | Hydro
2019 | 9 | VIC | Hydro Inflow | 0.26713 | 2019 | 10 | QLD | Import/Export
2019 | 9 | VIC | TAS-VIC Import/Export | -56.1968 | 2019 | 10 | QLD | Other
2019 | 9 | VIC | VIC-NSW Import/Export | -164.0683 | 2019 | 11 | QLD | Black Coal
2019 | 9 | VIC | VIC-SA Import/Export | -304.0246 | 2019 | 11 | QLD | Demand
2019 | 9 | VIC | Wind | 463.7031 | 2019 | 11 | QLD | Gas
2019 | 10 | VIC | Brown Coal | 3927.6689 | 2019 | 11 | QLD | Hydro
2019 | 10 | VIC | Demand | 4158.2903 | 2019 | 11 | QLD | Import/Export
2019 | 10 | VIC | Gas | 8.8704 | 2019 | 11 | QLD | Other
2019 | 10 | VIC | Hydro | 458.3956 | 2019 | 12 | QLD | Black Coal
2019 | 10 | VIC | Hydro Inflow | 0.41993 | 2019 | 12 | QLD | Demand
2019 | 10 | VIC | TAS-VIC Import/Export | -65.0864 | 2019 | 12 | QLD | Gas
2019 | 10 | VIC | VIC-NSW Import/Export | -123.7669 | 2019 | 12 | QLD | Hydro
2019 | 10 | VIC | VIC-SA Import/Export | -364.5565 | 2019 | 12 | QLD | Import/Export
2019 | 10 | VIC | Wind | 316.3296 | 2019 | 12 | QLD | Other
2019 | 11 | VIC | Brown Coal | 3980.0977 | 2020 | 1 | QLD | Black Coal
2019 | 11 | VIC | Demand | 4133.956 | 2020 | 1 | QLD | Demand
2019 | 11 | VIC | Gas | 76.9362 | 2020 | 1 | QLD | Gas
2019 | 11 | VIC | Hydro | 461.097 | 2020 | 1 | QLD | Hydro
2019 | 11 | VIC | Hydro Inflow | 0.43592 | 2020 | 1 | QLD | Import/Export
2019 | 11 | VIC | TAS-VIC Import/Export | -39.9676 | 2020 | 1 | QLD | Other
2019 | 11 | VIC | VIC-NSW Import/Export | -104.6133 | 2020 | 2 | QLD | Black Coal
2019 | 11 | VIC | VIC-SA Import/Export | -444.9388 | 2020 | 2 | QLD | Demand
2019 | 11 | VIC | Wind | 204.8159 | 2020 | 2 | QLD | Gas
2019 | 12 | VIC | Brown Coal | 3986.3166 | 2020 | 2 | QLD | Hydro
2019 | 12 | VIC | Demand | 3970.9083 | 2020 | 2 | QLD | Import/Export
2019 | 12 | VIC | Gas | 18.1889 | 2020 | 2 | QLD | Other
2019 | 12 | VIC | Hydro | 229.5949 | 2020 | 3 | QLD | Black Coal
2019 | 12 | VIC | Hydro Inflow | 0.13695 | 2020 | 3 | QLD | Demand
2019 | 12 | VIC | TAS-VIC Import/Export | -229.968 | 2020 | 3 | QLD | Gas
2019 | 12 | VIC | VIC-NSW Import/Export | 129.1109 | 2020 | 3 | QLD | Hydro
2019 | 12 | VIC | VIC-SA Import/Export | -422.0222 | 2020 | 3 | QLD | Import/Export
2019 | 12 | VIC | Wind | 259.519 | 2020 | 3 | QLD | Other
2020 | 1 | VIC | Brown Coal | 3995.0189 | 2020 | 4 | QLD | Black Coal
2020 | 1 | VIC | Demand | 4180.0907 | 2020 | 4 | QLD | Demand
2020 | 1 | VIC | Gas | 50.9605 | 2020 | 4 | QLD | Gas
2020 | 1 | VIC | Hydro | 309.7894 | 2020 | 4 | QLD | Hydro
2020 | 1 | VIC | Hydro Inflow | 0.23412 | 2020 | 4 | QLD | Import/Export
2020 | 1 | VIC | Other | 0.32881 | 2020 | 4 | QLD | Other
2020 | 1 | VIC | TAS-VIC Import/Export | -160.0772 | 2020 | 5 | QLD | Black Coal
2020 | 1 | VIC | VIC-NSW Import/Export | 213.7776 | 2020 | 5 | QLD | Demand
2020 | 1 | VIC | VIC-SA Import/Export | -461.2937 | 2020 | 5 | QLD | Gas
2020 | 1 | VIC | Wind | 230.6023 | 2020 | 5 | QLD | Hydro
2020 | 2 | VIC | Brown Coal | 3757.385 | 2020 | 5 | QLD | Import/Export
2020 | 2 | VIC | Demand | 4185.2322 | 2020 | 5 | QLD | Other
2020 | 2 | VIC | Gas | 77.9123 | 2020 | 6 | QLD | Black Coal
2020 | 2 | VIC | Hydro | 385.0701 | 2020 | 6 | QLD | Demand
2020 | 2 | VIC | Hydro Inflow | 0.30317 | 2020 | 6 | QLD | Gas
2020 | 2 | VIC | Other | 0.43897 | 2020 | 6 | QLD | Hydro
2020 | 2 | VIC | TAS-VIC Import/Export | -66.2815 | 2020 | 6 | QLD | Import/Export
2020 | 2 | VIC | VIC-NSW Import/Export | 225.0864 | 2020 | 6 | QLD | Other
2020 | 2 | VIC | VIC-SA Import/Export | -439.1474
2020 | 2 | VIC | Wind | 243.2516
2020 | 3 | VIC | Brown Coal | 3845.5282
2020 | 3 | VIC | Demand | 4174.113
2020 | 3 | VIC | Gas | 46.6496
2020 | 3 | VIC | Hydro | 239.7414
2020 | 3 | VIC | Hydro Inflow | 0.14633
2020 | 3 | VIC | TAS-VIC Import/Export | -88.6888
2020 | 3 | VIC | VIC-NSW Import/Export | 310.5397
2020 | 3 | VIC | VIC-SA Import/Export | -406.4826
2020 | 3 | VIC | Wind | 226.6744
2020 | 4 | VIC | Brown Coal | 3434.6982
2020 | 4 | VIC | Demand | 3929.3412
2020 | 4 | VIC | Gas | 46.4504
2020 | 4 | VIC | Hydro | 266.1441
2020 | 4 | VIC | Hydro Inflow | 0.19077
2020 | 4 | VIC | TAS-VIC Import/Export | -125.8415
2020 | 4 | VIC | VIC-NSW Import/Export | 416.1372
2020 | 4 | VIC | VIC-SA Import/Export | -405.0627
2020 | 4 | VIC | Wind | 296.6236
2020 | 5 | VIC | Brown Coal | 3883.7317
2020 | 5 | VIC | Demand | 4346.0445
2020 | 5 | VIC | Gas | 93.454
2020 | 5 | VIC | Hydro | 407.8282
2020 | 5 | VIC | Hydro Inflow | 0.31386
2020 | 5 | VIC | TAS-VIC Import/Export | -88.901
2020 | 5 | VIC | VIC-NSW Import/Export | 205.2454
2020 | 5 | VIC | VIC-SA Import/Export | -416.0984
2020 | 5 | VIC | Wind | 260.3168
2020 | 6 | VIC | Brown Coal | 3900.0322
2020 | 6 | VIC | Demand | 4381.5397
2020 | 6 | VIC | Gas | 47.2056
2020 | 6 | VIC | Hydro | 460.6398
2020 | 6 | VIC | Hydro Inflow | 0.36697
2020 | 6 | VIC | TAS-VIC Import/Export | -116.6507
2020 | 6 | VIC | VIC-NSW Import/Export | 240.636
2020 | 6 | VIC | VIC-SA Import/Export | -441.3715
2020 | 6 | VIC | Wind | 290.6668
2020 | 7 | VIC | Brown Coal | 4336.2052
2020 | 7 | VIC | Demand | 4755.4055
2020 | 7 | VIC | Gas | 48.0421
2020 | 7 | VIC | Hydro | 472.4088
2020 | 7 | VIC | Hydro Inflow | 0.30559
2020 | 7 | VIC | TAS-VIC Import/Export | -115.2778
2020 | 7 | VIC | VIC-NSW Import/Export | -53.9259
2020 | 7 | VIC | VIC-SA Import/Export | -393.7406
2020 | 7 | VIC | Wind | 461.3552
2020 | 8 | VIC | Brown Coal | 4272.9835
2020 | 8 | VIC | Demand | 4560.9798
2020 | 8 | VIC | Gas | 37.8424
2020 | 8 | VIC | Hydro | 246.3809
2020 | 8 | VIC | Hydro Inflow | 0.11049
2020 | 8 | VIC | TAS-VIC Import/Export | -115.9378
2020 | 8 | VIC | VIC-NSW Import/Export | -77.2533
2020 | 8 | VIC | VIC-SA Import/Export | -359.0049
2020 | 8 | VIC | Wind | 555.8474
2020 | 9 | VIC | Brown Coal | 3841.0971
2020 | 9 | VIC | Demand | 4226.4689
2020 | 9 | VIC | Gas | 59.1626
2020 | 9 | VIC | Hydro | 426.9161
2020 | 9 | VIC | Hydro Inflow | 0.26515
2020 | 9 | VIC | TAS-VIC Import/Export | -29.7295
2020 | 9 | VIC | VIC-NSW Import/Export | -249.5067
2020 | 9 | VIC | VIC-SA Import/Export | -275.553
2020 | 9 | VIC | Wind | 453.8061
2020 | 10 | VIC | Brown Coal | 3910.9749
2020 | 10 | VIC | Demand | 4239.0668
2020 | 10 | VIC | Gas | 42.7301
2020 | 10 | VIC | Hydro | 469.7716
2020 | 10 | VIC | Hydro Inflow | 0.46814
2020 | 10 | VIC | TAS-VIC Import/Export | -8.579
2020 | 10 | VIC | VIC-NSW Import/Export | -118.8183
2020 | 10 | VIC | VIC-SA Import/Export | -358.1087
2020 | 10 | VIC | Wind | 300.623
2020 | 11 | VIC | Brown Coal | 3896.0502
2020 | 11 | VIC | Demand | 4164.4264
2020 | 11 | VIC | Gas | 117.9205
2020 | 11 | VIC | Hydro | 484.9103
2020 | 11 | VIC | Hydro Inflow | 0.42149
2020 | 11 | VIC | Other | 0.055821
2020 | 11 | VIC | TAS-VIC Import/Export | -5.4482
2020 | 11 | VIC | VIC-NSW Import/Export | -161.0094
2020 | 11 | VIC | VIC-SA Import/Export | -385.6117
2020 | 11 | VIC | Wind | 216.7662
2020 | 12 | VIC | Brown Coal | 4003.6077
2020 | 12 | VIC | Demand | 4118.163
2020 | 12 | VIC | Gas | 47.227
2020 | 12 | VIC | Hydro | 226.5338
2020 | 12 | VIC | Hydro Inflow | 0.11126
2020 | 12 | VIC | TAS-VIC Import/Export | -178.8137
2020 | 12 | VIC | VIC-NSW Import/Export | 188.213
2020 | 12 | VIC | VIC-SA Import/Export | -424.1027
2020 | 12 | VIC | Wind | 255.2147
2021 | 1 | VIC | Brown Coal | 3999.7929
2021 | 1 | VIC | Demand | 4206.2356
2021 | 1 | VIC | Gas | 81.7607
2021 | 1 | VIC | Hydro | 302.1152
2021 | 1 | VIC | Hydro Inflow | 0.17081
2021 | 1 | VIC | Other | 0.40061
2021 | 1 | VIC | TAS-VIC Import/Export | -180.2177
2021 | 1 | VIC | VIC-NSW Import/Export | 175.9913
2021 | 1 | VIC | VIC-SA Import/Export | -418.2974
2021 | 1 | VIC | Wind | 243.3035
2021 | 2 | VIC | Brown Coal | 3623.729
2021 | 2 | VIC | Demand | 4090.163
2021 | 2 | VIC | Gas | 127.5916
2021 | 2 | VIC | Hydro | 441.393
2021 | 2 | VIC | Hydro Inflow | 0.30296
2021 | 2 | VIC | Other | 0.57762
2021 | 2 | VIC | TAS-VIC Import/Export | -134.2578
2021 | 2 | VIC | VIC-NSW Import/Export | 170.2915
2021 | 2 | VIC | VIC-SA Import/Export | -377.9772
2021 | 2 | VIC | Wind | 237.3075
2021 | 3 | VIC | Brown Coal | 3786.8137
2021 | 3 | VIC | Demand | 4279.55
2021 | 3 | VIC | Gas | 83.5022
2021 | 3 | VIC | Hydro | 395.961
2021 | 3 | VIC | Hydro Inflow | 0.30798
2021 | 3 | VIC | TAS-VIC Import/Export | -159.8655
2021 | 3 | VIC | VIC-NSW Import/Export | 367.1881
2021 | 3 | VIC | VIC-SA Import/Export | -405.2097
2021 | 3 | VIC | Wind | 210.8463
2021 | 4 | VIC | Brown Coal | 3490.8659
2021 | 4 | VIC | Demand | 3985.4919
2021 | 4 | VIC | Gas | 49.044
2021 | 4 | VIC | Hydro | 344.1632
2021 | 4 | VIC | Hydro Inflow | 0.23795
2021 | 4 | VIC | TAS-VIC Import/Export | -163.4528
2021 | 4 | VIC | VIC-NSW Import/Export | 377.0185
2021 | 4 | VIC | VIC-SA Import/Export | -404.2608
2021 | 4 | VIC | Wind | 291.8746
2021 | 5 | VIC | Brown Coal | 3904.3147
2021 | 5 | VIC | Demand | 4448.297
2021 | 5 | VIC | Gas | 115.6592
2021 | 5 | VIC | Hydro | 433.6141
2021 | 5 | VIC | Hydro Inflow | 0.39671
2021 | 5 | VIC | Other | 0.0796
2021 | 5 | VIC | TAS-VIC Import/Export | -83.4262
2021 | 5 | VIC | VIC-NSW Import/Export | 225.5285
2021 | 5 | VIC | VIC-SA Import/Export | -409.5087
2021 | 5 | VIC | Wind | 261.3924
2021 | 6 | VIC | Brown Coal | 3910.9611
2021 | 6 | VIC | Demand | 4467.767
2021 | 6 | VIC | Gas | 76.4407
2021 | 6 | VIC | Hydro | 431.0758
2021 | 6 | VIC | Hydro Inflow | 0.39188
2021 | 6 | VIC | Other | 0.0069894
2021 | 6 | VIC | TAS-VIC Import/Export | -67.2662
2021 | 6 | VIC | VIC-NSW Import/Export | 236.2714
2021 | 6 | VIC | VIC-SA Import/Export | -423.849
2021 | 6 | VIC | Wind | 303.6704
2021 | 7 | VIC | Brown Coal | 4343.6418
2021 | 7 | VIC | Demand | 4817.7054
2021 | 7 | VIC | Gas | 127.7063
2021 | 7 | VIC | Hydro | 362.1591
2021 | 7 | VIC | Hydro Inflow | 0.30055
2021 | 7 | VIC | TAS-VIC Import/Export | -162.0639
2021 | 7 | VIC | VIC-NSW Import/Export | 36.6896
2021 | 7 | VIC | VIC-SA Import/Export | -344.0251
2021 | 7 | VIC | Wind | 453.2299
2021 | 8 | VIC | Brown Coal | 4323.6131
2021 | 8 | VIC | Demand | 4650.6742
2021 | 8 | VIC | Gas | 103.8623
2021 | 8 | VIC | Hydro | 125.0585
2021 | 8 | VIC | Hydro Inflow | 0.084289
2021 | 8 | VIC | TAS-VIC Import/Export | -169.4126
2021 | 8 | VIC | VIC-NSW Import/Export | 40.7675
2021 | 8 | VIC | VIC-SA Import/Export | -317.0305
2021 | 8 | VIC | Wind | 543.7161
2021 | 9 | VIC | Brown Coal | 3937.0247
2021 | 9 | VIC | Demand | 4280.8713
2021 | 9 | VIC | Gas | 170.5048
2021 | 9 | VIC | Hydro | 150.3345
2021 | 9 | VIC | Hydro Inflow | 0.19028
2021 | 9 | VIC | TAS-VIC Import/Export | -110.7288
2021 | 9 | VIC | VIC-NSW Import/Export | -112.9953
2021 | 9 | VIC | VIC-SA Import/Export | -204.5909
2021 | 9 | VIC | Wind | 451.0989
2021 | 10 | VIC | Brown Coal | 3857.7044
2021 | 10 | VIC | Demand | 4275.4366
2021 | 10 | VIC | Gas | 177.1522
2021 | 10 | VIC | Hydro | 333.8253
2021 | 10 | VIC | Hydro Inflow | 0.41009
2021 | 10 | VIC | TAS-VIC Import/Export | -136.9709
2021 | 10 | VIC | VIC-NSW Import/Export | -4.0632
2021 | 10 | VIC | VIC-SA Import/Export | -254.1621
2021 | 10 | VIC | Wind | 301.5311
2021 | 11 | VIC | Brown Coal | 3806.9287
2021 | 11 | VIC | Demand | 4228.808
2021 | 11 | VIC | Gas | 280.7052
2021 | 11 | VIC | Hydro | 313.8581
2021 | 11 | VIC | Hydro Inflow | 0.33782
2021 | 11 | VIC | TAS-VIC Import/Export | -72.7072
2021 | 11 | VIC | VIC-NSW Import/Export | -33.7583
2021 | 11 | VIC | VIC-SA Import/Export | -287.2055
2021 | 11 | VIC | Wind | 220.3583
2021 | 12 | VIC | Brown Coal | 3999.7975
2021 | 12 | VIC | Demand | 4168.3641
2021 | 12 | VIC | Gas | 113.0645
2021 | 12 | VIC | Hydro | 191.1587
2021 | 12 | VIC | Hydro Inflow | 0.084747
2021 | 12 | VIC | Other | 0.029432
2021 | 12 | VIC | TAS-VIC Import/Export | -214.5423
2021 | 12 | VIC | VIC-NSW Import/Export | 171.8791
2021 | 12 | VIC | VIC-SA Import/Export | -347.209
2021 | 12 | VIC | Wind | 254.0227
2022 | 1 | VIC | Brown Coal | 3995.1319
2022 | 1 | VIC | Demand | 4268.5499
2022 | 1 | VIC | Gas | 196.0003
2022 | 1 | VIC | Hydro | 176.567
2022 | 1 | VIC | Hydro Inflow | 0.061085
2022 | 1 | VIC | Other | 0.4212
2022 | 1 | VIC | TAS-VIC Import/Export | -201.3632
2022 | 1 | VIC | VIC-NSW Import/Export | 185.8573
2022 | 1 | VIC | VIC-SA Import/Export | -329.615
2022 | 1 | VIC | Wind | 244.1521
2022 | 2 | VIC | Brown Coal | 3624.2499
2022 | 2 | VIC | Demand | 4140.6027
2022 | 2 | VIC | Gas | 290.003
2022 | 2 | VIC | Hydro | 229.5469
2022 | 2 | VIC | Hydro Inflow | 0.11763
2022 | 2 | VIC | Other | 0.31156
2022 | 2 | VIC | TAS-VIC Import/Export | -153.0649
2022 | 2 | VIC | VIC-NSW Import/Export | 185.0921
2022 | 2 | VIC | VIC-SA Import/Export | -280.2747
2022 | 2 | VIC | Wind | 243.9642
2022 | 3 | VIC | Brown Coal | 3776.9384
2022 | 3 | VIC | Demand | 4344.2253
2022 | 3 | VIC | Gas | 291.4948
2022 | 3 | VIC | Hydro | 205.4776
2022 | 3 | VIC | Hydro Inflow | 0.12254
2022 | 3 | VIC | TAS-VIC Import/Export | -212.6525
2022 | 3 | VIC | VIC-NSW Import/Export | 362.7713
2022 | 3 | VIC | VIC-SA Import/Export | -281.8382
2022 | 3 | VIC | Wind | 201.8891
2022 | 4 | VIC | Brown Coal | 3425.277
2022 | 4 | VIC | Demand | 4041.2001
2022 | 4 | VIC | Gas | 275.2142
2022 | 4 | VIC | Hydro | 362.9575
2022 | 4 | VIC | Hydro Inflow | 0.35081
2022 | 4 | VIC | Other | 0.048824
2022 | 4 | VIC | TAS-VIC Import/Export | -195.4165
2022 | 4 | VIC | VIC-NSW Import/Export | 119.1496
2022 | 4 | VIC | VIC-SA Import/Export | -253.0541
2022 | 4 | VIC | Wind | 306.4358
2022 | 5 | VIC | Brown Coal | 3952.3085
2022 | 5 | VIC | Demand | 4565.7351
2022 | 5 | VIC | Gas | 477.6956
2022 | 5 | VIC | Hydro | 308.2074
2022 | 5 | VIC | Hydro Inflow | 0.41577
2022 | 5 | VIC | Other | 0.34506
2022 | 5 | VIC | TAS-VIC Import/Export | -131.6298
2022 | 5 | VIC | VIC-NSW Import/Export | -38.272
2022 | 5 | VIC | VIC-SA Import/Export | -251.4534
2022 | 5 | VIC | Wind | 247.2566
2022 | 6 | VIC | Brown Coal | 3940.7666
2022 | 6 | VIC | Demand | 4543.212
2022 | 6 | VIC | Gas | 393.452
2022 | 6 | VIC | Hydro | 422.9684
2022 | 6 | VIC | Hydro Inflow | 0.50913
2022 | 6 | VIC | Other | 0.055323
2022 | 6 | VIC | TAS-VIC Import/Export | -115.0813
2022 | 6 | VIC | VIC-NSW Import/Export | -177.9477
2022 | 6 | VIC | VIC-SA Import/Export | -249.7874
2022 | 6 | VIC | Wind | 328.0367
2022 | 7 | VIC | Brown Coal | 4341.4819
2022 | 7 | VIC | Demand | 4876.3322
2022 | 7 | VIC | Gas | 380.188
2022 | 7 | VIC | Hydro | 348.891
2022 | 7 | VIC | Hydro Inflow | 0.34205
2022 | 7 | VIC | Other | 0.1495
2022 | 7 | VIC | TAS-VIC Import/Export | -118.8217
2022 | 7 | VIC | VIC-NSW Import/Export | -339.7593
2022 | 7 | VIC | VIC-SA Import/Export | -190.1817
2022 | 7 | VIC | Wind | 453.5197
2022 | 8 | VIC | Brown Coal | 4314.5445
2022 | 8 | VIC | Demand | 4735.8052
2022 | 8 | VIC | Gas | 285.8505
2022 | 8 | VIC | Hydro | 201.7904
2022 | 8 | VIC | Hydro Inflow | 0.15807
2022 | 8 | VIC | Other | 0.011674
2022 | 8 | VIC | TAS-VIC Import/Export | -141.1093
2022 | 8 | VIC | VIC-NSW Import/Export | -281.6528
2022 | 8 | VIC | VIC-SA Import/Export | -187.5531
2022 | 8 | VIC | Wind | 543.6454
2022 | 9 | VIC | Brown Coal | 3911.8668
2022 | 9 | VIC | Demand | 4345.2939
2022 | 9 | VIC | Gas | 395.6437
2022 | 9 | VIC | Hydro | 215.9953
2022 | 9 | VIC | Hydro Inflow | 0.24611
2022 | 9 | VIC | TAS-VIC Import/Export | -103.8233
2022 | 9 | VIC | VIC-NSW Import/Export | -408.8476
2022 | 9 | VIC | VIC-SA Import/Export | -103.8914
2022 | 9 | VIC | Wind | 438.1019
2022 | 10 | VIC | Brown Coal | 3918.7488
2022 | 10 | VIC | Demand | 4333.6753
2022 | 10 | VIC | Gas | 420.0871
2022 | 10 | VIC | Hydro | 312.0213
2022 | 10 | VIC | Hydro Inflow | 0.36327
2022 | 10 | VIC | TAS-VIC Import/Export | -80.6472
2022 | 10 | VIC | VIC-NSW Import/Export | -435.1079
2022 | 10 | VIC | VIC-SA Import/Export | -108.2752
2022 | 10 | VIC | Wind | 306.3077
2022 | 11 | VIC | Brown Coal | 3803.0471
2022 | 11 | VIC | Demand | 4301.7285
2022 | 11 | VIC | Gas | 488.3816
2022 | 11 | VIC | Hydro | 367.3465
2022 | 11 | VIC | Hydro Inflow | 0.43569
2022 | 11 | VIC | Other | 0.42735
2022 | 11 | VIC | TAS-VIC Import/Export | -47.3576
2022 | 11 | VIC | VIC-NSW Import/Export | -357.157
2022 | 11 | VIC | VIC-SA Import/Export | -169.401
2022 | 11 | VIC | Wind | 214.8491
2022 | 12 | VIC | Brown Coal | 3995.981
2022 | 12 | VIC | Demand | 4192.1493
2022 | 12 | VIC | Gas | 259.7511
2022 | 12 | VIC | Hydro | 213.3393
2022 | 12 | VIC | Hydro Inflow | 0.16146
2022 | 12 | VIC | TAS-VIC Import/Export | -173.876
2022 | 12 | VIC | VIC-NSW Import/Export | -110.8454
2022 | 12 | VIC | VIC-SA Import/Export | -239.3984
2022 | 12 | VIC | Wind | 246.799
2023 | 1 | VIC | Brown Coal | 3999.2641
2023 | 1 | VIC | Demand | 4382.7888
2023 | 1 | VIC | Gas | 331.4989
2023 | 1 | VIC | Hydro | 319.6145
2023 | 1 | VIC | Hydro Inflow | 0.25146
2023 | 1 | VIC | Other | 0.83269
2023 | 1 | VIC | TAS-VIC Import/Export | -162.1252
2023 | 1 | VIC | VIC-NSW Import/Export | -115.5093
2023 | 1 | VIC | VIC-SA Import/Export | -235.2529
2023 | 1 | VIC | Wind | 242.0728
2023 | 2 | VIC | Brown Coal | 3618.1406
2023 | 2 | VIC | Demand | 4167.0968
2023 | 2 | VIC | Gas | 376.0117
2023 | 2 | VIC | Hydro | 375.9672
2023 | 2 | VIC | Hydro Inflow | 0.28274
2023 | 2 | VIC | Other | 1.186
2023 | 2 | VIC | TAS-VIC Import/Export | -106.2935
2023 | 2 | VIC | VIC-NSW Import/Export | -148.9197
2023 | 2 | VIC | VIC-SA Import/Export | -193.6639
2023 | 2 | VIC | Wind | 242.1536
2023 | 3 | VIC | Brown Coal | 3750.0822
2023 | 3 | VIC | Demand | 4416.0669
2023 | 3 | VIC | Gas | 476.2455
2023 | 3 | VIC | Hydro | 277.0422
2023 | 3 | VIC | Hydro Inflow | 0.25121
2023 | 3 | VIC | Other | 0.026791
2023 | 3 | VIC | TAS-VIC Import/Export | -103.8908
2023 | 3 | VIC | VIC-NSW Import/Export | 0.5263
2023 | 3 | VIC | VIC-SA Import/Export | -186.8551
2023 | 3 | VIC | Wind | 202.5434
2023 | 4 | VIC | Brown Coal | 3441.8572
2023 | 4 | VIC | Demand | 4085.8144
2023 | 4 | VIC | Gas | 398.5102
2023 | 4 | VIC | Hydro | 207.9288
2023 | 4 | VIC | Hydro Inflow | 0.12201
2023 | 4 | VIC | TAS-VIC Import/Export | -174.1111
2023 | 4 | VIC | VIC-NSW Import/Export | 119.0937
2023 | 4 | VIC | VIC-SA Import/Export | -214.3161
2023 | 4 | VIC | Wind | 306.7015
2023 | 5 | VIC | Brown Coal | 4019.7677
2023 | 5 | VIC | Demand | 4681.6105
2023 | 5 | VIC | Gas | 575.5732
2023 | 5 | VIC | Hydro | 318.0784
2023 | 5 | VIC | Hydro Inflow | 0.26927
2023 | 5 | VIC | Other | 1.584
2023 | 5 | VIC | TAS-VIC Import/Export | -117.4929
2023 | 5 | VIC | VIC-NSW Import/Export | -134.6951
2023 | 5 | VIC | VIC-SA Import/Export | -213.1308
2023 | 5 | VIC | Wind | 229.0865
2023 | 6 | VIC | Brown Coal | 3954.4093
2023 | 6 | VIC | Demand | 4621.9229
2023 | 6 | VIC | Gas | 472.6307
2023 | 6 | VIC | Hydro | 430.5741
2023 | 6 | VIC | Hydro Inflow | 0.39118
2023 | 6 | VIC | Other | 0.15823
2023 | 6 | VIC | TAS-VIC Import/Export | -128.7019
2023 | 6 | VIC | VIC-NSW Import/Export | -268.3728
2023 | 6 | VIC | VIC-SA Import/Export | -193.6184
2023 | 6 | VIC | Wind | 353.9597
2023 | 7 | VIC | Brown Coal | 4346.891
2023 | 7 | VIC | Demand | 4939.514
2023 | 7 | VIC | Gas | 421.6783
2023 | 7 | VIC | Hydro | 388.3982
2023 | 7 | VIC | Hydro Inflow | 0.33264
2023 | 7 | VIC | Other | 0.46852
2023 | 7 | VIC | TAS-VIC Import/Export | -144.2267
2023 | 7 | VIC | VIC-NSW Import/Export | -350.4894
2023 | 7 | VIC | VIC-SA Import/Export | -173.2738
2023 | 7 | VIC | Wind | 448.3304
2023 | 8 | VIC | Brown Coal | 4268.5759
2023 | 8 | VIC | Demand | 4782.991
2023 | 8 | VIC | Gas | 316.2236
2023 | 8 | VIC | Hydro | 255.3435
2023 | 8 | VIC | Hydro Inflow | 0.21951
2023 | 8 | VIC | Other | 0.038906
2023 | 8 | VIC | TAS-VIC Import/Export | -148.1303
2023 | 8 | VIC | VIC-NSW Import/Export | -299.0539
2023 | 8 | VIC | VIC-SA Import/Export | -154.9711
2023 | 8 | VIC | Wind | 544.3728
2023 | 9 | VIC | Brown Coal | 3932.9809
2023 | 9 | VIC | Demand | 4391.2864
2023 | 9 | VIC | Gas | 451.4266
2023 | 9 | VIC | Hydro | 180.2064
2023 | 9 | VIC | Hydro Inflow | 0.1506
2023 | 9 | VIC | TAS-VIC Import/Export | -111.8922
2023 | 9 | VIC | VIC-NSW Import/Export | -408.6786
2023 | 9 | VIC | VIC-SA Import/Export | -77.3371
2023 | 9 | VIC | Wind | 424.1021
2023 | 10 | VIC | Brown Coal | 3931.2034
2023 | 10 | VIC | Demand | 4383.4376
2023 | 10 | VIC | Gas | 498.9554
2023 | 10 | VIC | Hydro | 228.8512
2023 | 10 | VIC | Hydro Inflow | 0.30301
2023 | 10 | VIC | TAS-VIC Import/Export | -117.0934
2023 | 10 | VIC | VIC-NSW Import/Export | -414.0822
2023 | 10 | VIC | VIC-SA Import/Export | -61.1142
2023 | 10 | VIC | Wind | 316.3464
2023 | 11 | VIC | Brown Coal | 3819.4232
2023 | 11 | VIC | Demand | 4380.6352
2023 | 11 | VIC | Gas | 585.8971
2023 | 11 | VIC | Hydro | 395.6012
2023 | 11 | VIC | Hydro Inflow | 0.52045
2023 | 11 | VIC | Other | 0.66747
2023 | 11 | VIC | TAS-VIC Import/Export | -51.1053
2023 | 11 | VIC | VIC-NSW Import/Export | -419.6675
2023 | 11 | VIC | VIC-SA Import/Export | -164.3705
2023 | 11 | VIC | Wind | 212.0969
2023 | 12 | VIC | Brown Coal | 3996.7182
2023 | 12 | VIC | Demand | 4213.9985
2023 | 12 | VIC | Gas | 273.4696
2023 | 12 | VIC | Hydro | 236.6972
2023 | 12 | VIC | Hydro Inflow | 0.21244
2023 | 12 | VIC | TAS-VIC Import/Export | -178.1567
2023 | 12 | VIC | VIC-NSW Import/Export | -124.8277
2023 | 12 | VIC | VIC-SA Import/Export | -229.2554
2023 | 12 | VIC | Wind | 238.9072
2024 | 1 | VIC | Brown Coal | 3999.4086
2024 | 1 | VIC | Demand | 4505.9084
2024 | 1 | VIC | Gas | 405.5593
2024 | 1 | VIC | Hydro | 299.5216
2024 | 1 | VIC | Hydro Inflow | 0.29184
2024 | 1 | VIC | Other | 0.84779
2024 | 1 | VIC | TAS-VIC Import/Export | -118.6924
2024 | 1 | VIC | VIC-NSW Import/Export | -120.6464
2024 | 1 | VIC | VIC-SA Import/Export | -212.1161
2024 | 1 | VIC | Wind | 249.5168
2024 | 2 | VIC | Brown Coal | 3746.5881
2024 | 2 | VIC | Demand | 4355.3956
2024 | 2 | VIC | Gas | 434.2254
2024 | 2 | VIC | Hydro | 320.4879
2024 | 2 | VIC | Hydro Inflow | 0.27651
2024 | 2 | VIC | Other | 0.89612
2024 | 2 | VIC | TAS-VIC Import/Export | -72.6707
2024 | 2 | VIC | VIC-NSW Import/Export | -130.606
2024 | 2 | VIC | VIC-SA Import/Export | -185.855
2024 | 2 | VIC | Wind | 240.3455
2024 | 3 | VIC | Brown Coal | 3703.1595
2024 | 3 | VIC | Demand | 4353.8913
2024 | 3 | VIC | Gas | 517.0166
2024 | 3 | VIC | Hydro | 113.4445
2024 | 3 | VIC | Hydro Inflow | 0.12562
2024 | 3 | VIC | Other | 0.023022
2024 | 3 | VIC | TAS-VIC Import/Export | -119.0712
2024 | 3 | VIC | VIC-NSW Import/Export | 81.041
2024 | 3 | VIC | VIC-SA Import/Export | -151.6333
2024 | 3 | VIC | Wind | 209.5894
2024 | 4 | VIC | Brown Coal | 3507.0965
2024 | 4 | VIC | Demand | 4199.0058
2024 | 4 | VIC | Gas | 481.7813
2024 | 4 | VIC | Hydro | 114.4867
2024 | 4 | VIC | Hydro Inflow | 0.050656
2024 | 4 | VIC | Other | 0.11992
2024 | 4 | VIC | TAS-VIC Import/Export | -178.6044
2024 | 4 | VIC | VIC-NSW Import/Export | 121.3857
2024 | 4 | VIC | VIC-SA Import/Export | -168.5782
2024 | 4 | VIC | Wind | 320.9764
2024 | 5 | VIC | Brown Coal | 3981.284
2024 | 5 | VIC | Demand | 4777.1678
2024 | 5 | VIC | Gas | 663.6889
2024 | 5 | VIC | Hydro | 374.6177
2024 | 5 | VIC | Hydro Inflow | 0.3174
2024 | 5 | VIC | Other | 4.1335
2024 | 5 | VIC | TAS-VIC Import/Export | -87.4935
2024 | 5 | VIC | VIC-NSW Import/Export | -170.4507
2024 | 5 | VIC | VIC-SA Import/Export | -195.6759
2024 | 5 | VIC | Wind | 200.7208
2024 | 6 | VIC | Brown Coal | 3915.4827
2024 | 6 | VIC | Demand | 4680.1135
2024 | 6 | VIC | Gas | 523.542
2024 | 6 | VIC | Hydro | 456.1931
2024 | 6 | VIC | Hydro Inflow | 0.39489
2024 | 6 | VIC | Other | 0.368
2024 | 6 | VIC | TAS-VIC Import/Export | -135.1632
2024 | 6 | VIC | VIC-NSW Import/Export | -263.4439
2024 | 6 | VIC | VIC-SA Import/Export | -184.7784
2024 | 6 | VIC | Wind | 366.3013
2024 | 7 | VIC | Brown Coal | 4346.3881
2024 | 7 | VIC | Demand | 5100.3796
2024 | 7 | VIC | Gas | 556.7484
2024 | 7 | VIC | Hydro | 377.8473
2024 | 7 | VIC | Hydro Inflow | 0.33165
2024 | 7 | VIC | Other | 0.99872
2024 | 7 | VIC | TAS-VIC Import/Export | -122.5083
2024 | 7 | VIC | VIC-NSW Import/Export | -385.3618
2024 | 7 | VIC | VIC-SA Import/Export | -116.6764
2024 | 7 | VIC | Wind | 440.4038
2024 | 8 | VIC | Brown Coal | 4293.8981
2024 | 8 | VIC | Demand | 4888.0542
2024 | 8 | VIC | Gas | 468.7742
2024 | 8 | VIC | Hydro | 155.645
2024 | 8 | VIC | Hydro Inflow | 0.1527
2024 | 8 | VIC | Other | 0.4731
2024 | 8 | VIC | TAS-VIC Import/Export | -146.1978
2024 | 8 | VIC | VIC-NSW Import/Export | -291.3732
2024 | 8 | VIC | VIC-SA Import/Export | -141.8163
2024 | 8 | VIC | Wind | 547.1808
2024 | 9 | VIC | Brown Coal | 3906.6662
2024 | 9 | VIC | Demand | 4478.7717
2024 | 9 | VIC | Gas | 522.6974
2024 | 9 | VIC | Hydro | 184.3726
2024 | 9 | VIC | Hydro Inflow | 0.23078
2024 | 9 | VIC | Other | 0.0053867
2024 | 9 | VIC | TAS-VIC Import/Export | -127.7478
2024 | 9 | VIC | VIC-NSW Import/Export | -437.1468
2024 | 9 | VIC | VIC-SA Import/Export | -34.0592
2024 | 9 | VIC | Wind | 463.691
2024 | 10 | VIC | Brown Coal | 3897.0316
2024 | 10 | VIC | Demand | 4480.9902
2024 | 10 | VIC | Gas | 677.5815
2024 | 10 | VIC | Hydro | 176.5673
2024 | 10 | VIC | Hydro Inflow | 0.26528
2024 | 10 | VIC | TAS-VIC Import/Export | -84.2592
2024 | 10 | VIC | VIC-NSW Import/Export | -458.6205
2024 | 10 | VIC | VIC-SA Import/Export | -43.9067
2024 | 10 | VIC | Wind | 316.3296
2024 | 11 | VIC | Brown Coal | 4015.6211
2024 | 11 | VIC | Demand | 4449.6159
2024 | 11 | VIC | Gas | 618.893
2024 | 11 | VIC | Hydro | 299.1021
2024 | 11 | VIC | Hydro Inflow | 0.39933
2024 | 11 | VIC | Other | 0.4101
2024 | 11 | VIC | TAS-VIC Import/Export | -99.0725
2024 | 11 | VIC | VIC-NSW Import/Export | -459.9128
2024 | 11 | VIC | VIC-SA Import/Export | -131.7967
2024 | 11 | VIC | Wind | 204.6567
2024 | 12 | VIC | Brown Coal | 3985.3733
2024 | 12 | VIC | Demand | 4249.628
2024 | 12 | VIC | Gas | 381.2607
2024 | 12 | VIC | Hydro | 180.227
2024 | 12 | VIC | Hydro Inflow | 0.15977
2024 | 12 | VIC | Other | 0.071019
2024 | 12 | VIC | TAS-VIC Import/Export | -227.0453
2024 | 12 | VIC | VIC-NSW Import/Export | -167.9447
2024 | 12 | VIC | VIC-SA Import/Export | -162.113
2024 | 12 | VIC | Wind | 259.4538
2025 | 1 | VIC | Brown Coal | 3997.1383
2025 | 1 | VIC | Demand | 4490.0234
2025 | 1 | VIC | Gas | 517.642
2025 | 1 | VIC | Hydro | 261.3426
2025 | 1 | VIC | Hydro Inflow | 0.23472
2025 | 1 | VIC | Other | 1.2588
2025 | 1 | VIC | TAS-VIC Import/Export | -196.808
2025 | 1 | VIC | VIC-NSW Import/Export | -153.1808
2025 | 1 | VIC | VIC-SA Import/Export | -171.4372
2025 | 1 | VIC | Wind | 230.6023
2025 | 2 | VIC | Brown Coal | 3629.2215
2025 | 2 | VIC | Demand | 4391.6002
2025 | 2 | VIC | Gas | 566.551
2025 | 2 | VIC | Hydro | 398.3638
2025 | 2 | VIC | Hydro Inflow | 0.32759
2025 | 2 | VIC | Other | 2.2504
2025 | 2 | VIC | TAS-VIC Import/Export | -133.4714
2025 | 2 | VIC | VIC-NSW Import/Export | -136.5189
2025 | 2 | VIC | VIC-SA Import/Export | -172.1999
2025 | 2 | VIC | Wind | 230.8096
2025 | 3 | VIC | Brown Coal | 3800.021
2025 | 3 | VIC | Demand | 4496.7629
2025 | 3 | VIC | Gas | 538.3378
2025 | 3 | VIC | Hydro | 272.7381
2025 | 3 | VIC | Hydro Inflow | 0.27675
2025 | 3 | VIC | TAS-VIC Import/Export | -150.8288
2025 | 3 | VIC | VIC-NSW Import/Export | -69.4669
2025 | 3 | VIC | VIC-SA Import/Export | -122.3494
2025 | 3 | VIC | Wind | 227.9729
2025 | 4 | VIC | Brown Coal | 3503.0379
2025 | 4 | VIC | Demand | 4238.0644
2025 | 4 | VIC | Gas | 500.5678
2025 | 4 | VIC | Hydro | 214.2747
2025 | 4 | VIC | Hydro Inflow | 0.12687
2025 | 4 | VIC | Other | 0.030076
2025 | 4 | VIC | TAS-VIC Import/Export | -181.0721
2025 | 4 | VIC | VIC-NSW Import/Export | 78.0662
2025 | 4 | VIC | VIC-SA Import/Export | -168.1331
2025 | 4 | VIC | Wind | 291.0339
2025 | 5 | VIC | Brown Coal | 3815.1813
2025 | 5 | VIC | Demand | 4750.1905
2025 | 5 | VIC | Gas | 704.9659
2025 | 5 | VIC | Hydro | 328.5968
2025 | 5 | VIC | Hydro Inflow | 0.30268
2025 | 5 | VIC | Other | 3.4899
2025 | 5 | VIC | TAS-VIC Import/Export | -105.2512
2025 | 5 | VIC | VIC-NSW Import/Export | -113.8916
2025 | 5 | VIC | VIC-SA Import/Export | -144.602
2025 | 5 | VIC | Wind | 256.7412
2025 | 6 | VIC | Brown Coal | 3800.08
2025 | 6 | VIC | Demand | 4740.5293
2025 | 6 | VIC | Gas | 713.5322
2025 | 6 | VIC | Hydro | 446.2933
2025 | 6 | VIC | Hydro Inflow | 0.41227
2025 | 6 | VIC | Other | 0.33569
2025 | 6 | VIC | TAS-VIC Import/Export | -71.5323
2025 | 6 | VIC | VIC-NSW Import/Export | -275.3494
2025 | 6 | VIC | VIC-SA Import/Export | -168.42
2025 | 6 | VIC | Wind | 293.6487

## ESOOData_Med
|  |  |  | y | y | y | y | y | y
Region | sim_year | WeightedUD | WeightedLoad | USE (%) | Reliability standard (%) | Maximum firm generation capacity (MW) | LRC point | 50% POE maximum demand (MW) | 10% POE maximum demand (MW)
VIC | 15-16 | 0 | 43308543.312 | 0 | 0.002 | 10470.6848 |  | 8505.42 | 9768.29
VIC | 16-17 | 0 | 43720330.24 | 0 | 0.002 | 10479.6848 |  | 8471.79 | 9656.35
VIC | 17-18 | 42.256 | 44013193.536 | 0.0001 | 0.002 | 10479.6848 |  | 8639.33 | 9793.15
VIC | 18-19 | 107.92 | 44346174.752 | 0.0002 | 0.002 | 10479.6848 |  | 8852.63 | 9957.31
VIC | 19-20 | 560.272 | 44735437.992 | 0.0013 | 0.002 | 10479.6848 |  | 9029.88 | 10292.67
VIC | 20-21 | 268.128 | 45005496.584 | 0.0006 | 0.002 | 10479.6848 |  | 8922.92 | 10258.76
VIC | 21-22 | 354.464 | 44982496.152 | 0.0008 | 0.002 | 10479.6848 |  | 8926.2 | 10188.55
VIC | 22-23 | 437.152 | 45144237.424 | 0.001 | 0.002 | 10479.6848 |  | 8940.62 | 10348.1
VIC | 23-24 | 584.288 | 45465086.968 | 0.0013 | 0.002 | 10479.6848 |  | 9164.71 | 10443.42
VIC | 24-25 | 1502.672 | 45772506.848 | 0.0033 | 0.002 | 10479.6848 | 0.002 | 9573.96 | 10859.96

## SupplyDemandCondition_Med
Row Labels | Generation | Maximum demand | Import at maximum demand | Export at maximum demand | Unmet load at maximum demand
2015
7 | 7924.4224 | 7924.4211 | 0 | 197.366 | 0
8 | 7334.4135 | 7881.8558 | 547.4432 | 0 | 0
9 | 7178.6156 | 7495.7617 | 317.1451 | 0 | 0
10 | 6867.3411 | 6957.7574 | 90.4172 | 0 | 0
11 | 8118.7961 | 8294.9655 | 176.1681 | 0 | 0
12 | 7865.5503 | 8154.657 | 289.1042 | 0 | 0
2016
1 | 8339.8512 | 8852.6451 | 512.7937 | 0 | 0
2 | 8287.1819 | 8410.4301 | 123.2481 | 0 | 0
3 | 7420.8742 | 7420.8753 | 0 | 51.5418 | 0
4 | 7199.582 | 7199.5838 | 0 | 367.4989 | 0
5 | 7457.73 | 7837.0721 | 379.343 | 0 | 0
6 | 7926.1226 | 7926.1222 | 0 | 60.2722 | 0
7 | 8033.2956 | 8033.2959 | 0 | 68.6524 | 0
8 | 7861.8188 | 7957.313 | 95.4955 | 0 | 0
9 | 6608.5626 | 7307.9603 | 699.3962 | 0 | 0
10 | 6604.4665 | 6604.4681 | 0 | 259.242 | 0
11 | 7507.5512 | 8309.8186 | 802.2668 | 0 | 0
12 | 7655.6865 | 8015.634 | 359.9461 | 0 | 0
2017
1 | 8473.6609 | 8774.3924 | 300.7309 | 0 | 0
2 | 8207.8041 | 8441.6982 | 233.8938 | 0 | 0
3 | 6995.576 | 7418.9804 | 423.4041 | 0 | 0
4 | 7199.0194 | 7199.0181 | 0 | 610.0036 | 0
5 | 7942.9975 | 7942.9982 | 0 | 500.9349 | 0
6 | 7857.4386 | 7992.5888 | 135.1517 | 0 | 0
7 | 7623.7003 | 8077.6031 | 453.9028 | 0 | 0
8 | 7830.4194 | 8009.9694 | 179.5504 | 0 | 0
9 | 6628.8752 | 7370.9534 | 742.0771 | 0 | 0
10 | 6127.7323 | 6684.8698 | 557.1323 | 0 | 0
11 | 7382.0118 | 8343.9104 | 961.8997 | 0 | 0
12 | 7675.4126 | 8120.2482 | 444.8365 | 0 | 0
2018
1 | 8924.9866 | 8931.5576 | 0 | 74.7229 | 6.5702
2 | 8841.1562 | 8841.1562 | 0 | 14.6535 | 0
3 | 6800.3395 | 7423.2599 | 622.9207 | 0 | 0
4 | 7391.6112 | 7391.6123 | 0 | 636.5983 | 0
5 | 8026.5517 | 8026.5501 | 0 | 805.2409 | 0
6 | 8091.4317 | 8091.4337 | 0 | 449.4327 | 0
7 | 8347.6881 | 8347.6871 | 0 | 163.7621 | 0
8 | 8031.9807 | 8031.9805 | 0 | 141.3928 | 0
9 | 7083.3554 | 7211.597 | 128.2435 | 0 | 0
10 | 6130.7265 | 6763.6864 | 632.9616 | 0 | 0
11 | 8318.4147 | 8318.4159 | 0 | 182.0709 | 0
12 | 7426.3767 | 8019.7347 | 593.3585 | 0 | 0
2019
1 | 8525.4161 | 8961.2902 | 424.8499 | 0 | 11.0263
2 | 9128.186 | 9134.3774 | 0 | 240.3985 | 6.1911
3 | 6952.2422 | 7686.0377 | 733.7971 | 0 | 0
4 | 7256.7101 | 7518.2073 | 261.4975 | 0 | 0
5 | 8279.1126 | 8279.1135 | 0 | 405.1454 | 0
6 | 7981.1926 | 8005.6324 | 24.4403 | 0 | 0
7 | 8093.9198 | 8347.9811 | 254.0603 | 0 | 0
8 | 7893.3015 | 8056.213 | 162.9135 | 0 | 0
9 | 6566.8891 | 7261.9764 | 695.0875 | 0 | 0
10 | 6019.6124 | 6899.7509 | 880.1385 | 0 | 0
11 | 8483.0203 | 8483.0207 | 0 | 124.689 | 0
12 | 7457.725 | 8206.9125 | 749.186 | 0 | 0
2020
1 | 8910.6696 | 9202.437 | 259.4991 | 0 | 32.2664
2 | 9216.5148 | 9386.7232 | 36.8985 | 0 | 133.3136
3 | 6989.4873 | 7824.8985 | 835.4091 | 0 | 0
4 | 7575.1201 | 7627.0465 | 51.9268 | 0 | 0
5 | 8416.7985 | 8416.7986 | 0 | 461.7951 | 0
6 | 8305.8508 | 8305.8522 | 0 | 271.9313 | 0
7 | 8048.5508 | 8378.7755 | 330.2222 | 0 | 0
8 | 8321.2658 | 8321.2639 | 0 | 12.6276 | 0
9 | 7096.2427 | 7671.9641 | 575.7197 | 0 | 0
10 | 6291.3482 | 6885.4886 | 594.1364 | 0 | 0
11 | 7608.2087 | 8599.1415 | 990.9338 | 0 | 0
12 | 7490.2517 | 8460.374 | 969.5264 | 0 | 0.59584
2021
1 | 9240.2522 | 9305.7653 | 0 | 86.4111 | 65.5168
2 | 8576.9745 | 8768.0033 | 186.1015 | 0 | 4.9284
3 | 6982.6663 | 7662.5862 | 679.9189 | 0 | 0
4 | 7383.1086 | 7643.1175 | 260.0094 | 0 | 0
5 | 8340.2632 | 8340.2621 | 0 | 224.4003 | 0
6 | 8417.5309 | 8417.5314 | 0 | 262.1683 | 0
7 | 8106.9889 | 8369.5621 | 262.5718 | 0 | 0
8 | 8324.4898 | 8324.4869 | 0 | 23.0241 | 0
9 | 7457.8296 | 7647.8598 | 190.0307 | 0 | 0
10 | 6672.1258 | 6886.5274 | 214.4013 | 0 | 0
11 | 8372.0332 | 8582.7369 | 210.7037 | 0 | 0
12 | 8334.8791 | 8334.8791 | 0 | 65.5657 | 0
2022
1 | 9155.4986 | 9270.9 | 0 | 238.3354 | 115.4023
2 | 8716.0937 | 8720.0289 | 0 | 161.9976 | 3.9362
3 | 7406.8178 | 7630.6114 | 223.7934 | 0 | 0
4 | 7733.5068 | 7733.5061 | 0 | 141.7247 | 0
5 | 8480.4247 | 8480.4238 | 0 | 914.5351 | 0
6 | 8490.3818 | 8490.3817 | 0 | 982.6236 | 0
7 | 8524.0638 | 8524.0662 | 0 | 670.7456 | 0
8 | 8450.4291 | 8450.4275 | 0 | 755.0098 | 0
9 | 7788.6485 | 7788.652 | 0 | 194.777 | 0
10 | 6927.5916 | 6986.9574 | 59.3651 | 0 | 0
11 | 8470.3997 | 8605.2125 | 134.8145 | 0 | 0
12 | 8204.3548 | 8334.8209 | 130.4655 | 0 | 0
2023
1 | 9117.201 | 9332.1422 | 86.4439 | 0 | 128.4957
2 | 8744.215 | 8744.2154 | 0 | 221.8984 | 0
3 | 7568.1621 | 7636.9806 | 68.8167 | 0 | 0
4 | 7689.073 | 7689.0749 | 0 | 243.6305 | 0
5 | 8546.5854 | 8546.5869 | 0 | 1129.9542 | 0
6 | 8579.5125 | 8579.513 | 0 | 755.0828 | 0
7 | 8615.8957 | 8615.8992 | 0 | 658.8349 | 0
8 | 8542.5386 | 8542.5391 | 0 | 640.7272 | 0
9 | 7887.4088 | 7887.411 | 0 | 56.1346 | 0
10 | 6834.5583 | 7076.399 | 241.8396 | 0 | 0
11 | 8431.1256 | 8694.7494 | 263.6243 | 0 | 0
12 | 8251.0678 | 8514.9189 | 262.3396 | 0 | 1.5087
2024
1 | 8895.2273 | 9503.6664 | 471.7063 | 0 | 136.7307
2 | 8878.3998 | 9221.8902 | 343.3038 | 0 | 0.18375
3 | 7521.4598 | 7643.5892 | 122.129 | 0 | 0
4 | 7859.796 | 7859.7987 | 0 | 409.6522 | 0
5 | 8597.1961 | 8604.6877 | 0 | 851.7896 | 7.4891
6 | 8661.9053 | 8661.9061 | 0 | 285.0307 | 0
7 | 8905.7779 | 8908.3699 | 0 | 599.9572 | 2.5907
8 | 8591.1751 | 8591.1722 | 0 | 419.8836 | 0
9 | 7717.4628 | 7717.4634 | 0 | 614.981 | 0
10 | 7255.0465 | 7255.0458 | 0 | 140.7604 | 0
11 | 8637.4995 | 8637.5035 | 0 | 597.9009 | 0
12 | 7912.4014 | 8366.5133 | 454.1094 | 0 | 0
2025
1 | 9333.4911 | 9535.5472 | 46.561 | 0 | 155.4909
2 | 9456.0867 | 9868.2692 | 53.9152 | 0 | 358.2693
3 | 7963.5266 | 8285.0009 | 321.4751 | 0 | 0
4 | 8047.2027 | 8047.2025 | 0 | 690.7798 | 0
5 | 8791.9586 | 8791.958 | 0 | 1188.1643 | 0
6 | 8512.1979 | 8512.1994 | 0 | 699.4402 | 0
7 | 5793.507 | 5793.5061 | 0 | 1157.1974 | 0
Grand Total | 957154.7806 | 8126.007 | 205.9629 | 183.3313 | 9.6736

## FlowData_Med
Row Labels | Total import | Total export
15-16 | 110.331 | -7167.8694
16-17 | 109.2021 | -6799.8499
17-18 | 216.1065 | -6589.0032
18-19 | 204.2577 | -6193.7441
19-20 | 359.6399 | -5876.0633
20-21 | 371.8012 | -5441.9249
21-22 | 109.6112 | -5868.189
22-23 | 118.3374 | -6113.8559
23-24 | 172.357 | -5800.4453
24-25 | 72.4754 | -6033.8931
Grand Total | 1844.1194 | -61884.8381

## GenData_Med
Year | Month | Region | Tech | Value | Year | Month | Region | Tech | Value | Sum of Value | Column Labels
2015 | 7 | VIC | Brown Coal | 4307.6033 | 2013 | 7 | QLD | Black Coal |  | Row Labels | Other | Wind | Gas | Hydro | Brown Coal | VIC-NSW Import/Export | TAS-VIC Import/Export | VIC-SA Import/Export | Demand | Hydro Inflow | Grand Total
2015 | 7 | VIC | Demand | 4426.5104 | 2013 | 7 | QLD | Demand |  | 2015 |  | 2228.3632 | 17.3838 | 1664.2248 | 23829.7895 | -1815.0456 | -578.8376 | -1325.2245 | 24022.0678 | 1.3698 | 48044.0911
2015 | 7 | VIC | Gas | 1.4876 | 2013 | 7 | QLD | Gas |  | 7 |  | 460.3898 | 1.4876 | 338.9357 | 4307.6033 | -344.5698 | -121.0415 | -216.524 | 4426.5104 | 0.22091 | 8853.0125
2015 | 7 | VIC | Hydro | 338.9357 | 2013 | 7 | QLD | Hydro |  | 8 |  | 551.6301 | 0.66342 | 245.6517 | 4060.9679 | -369.0571 | -125.5057 | -179.1325 | 4185.4174 | 0.19414 | 8370.8294
2015 | 7 | VIC | Hydro Inflow | 0.22091 | 2013 | 7 | QLD | Import/Export |  | 9 |  | 453.8061 | 0.49693 | 144.5175 | 3813.4265 | -332.5118 | -101.3902 | -123.8313 | 3854.6203 | 0.1031 | 7709.2371
2015 | 7 | VIC | TAS-VIC Import/Export | -121.0415 | 2013 | 7 | QLD | Other |  | 10 |  | 287.8429 | 0.046145 | 227.2214 | 3866.9717 | -180.878 | -59.9365 | -270.7704 | 3870.6768 | 0.17242 | 7741.3464
2015 | 7 | VIC | VIC-NSW Import/Export | -344.5698 | 2013 | 8 | QLD | Black Coal |  | 11 |  | 219.4406 | 10.0395 | 349.4649 | 3801.0949 | -181.4657 | -63.8608 | -279.6021 | 3855.4404 | 0.32418 | 7710.876
2015 | 7 | VIC | VIC-SA Import/Export | -216.524 | 2013 | 8 | QLD | Demand |  | 12 |  | 255.2538 | 4.6501 | 358.4335 | 3979.7251 | -406.5632 | -107.1029 | -255.3642 | 3829.4025 | 0.35499 | 7658.7897
2015 | 7 | VIC | Wind | 460.3898 | 2013 | 8 | QLD | Gas |  | 2016 |  | 3768.1631 | 114.9689 | 4066.1411 | 46937.7214 | -2863.448 | -971.9607 | -3209.0698 | 47846.0921 | 3.4972 | 95692.1053
2015 | 8 | VIC | Brown Coal | 4060.9679 | 2013 | 8 | QLD | Hydro |  | 1 |  | 243.3035 | 13.7936 | 359.1116 | 3969.5497 | -349.0856 | -44.2358 | -288.4294 | 3904.4203 | 0.40212 | 7808.8301
2015 | 8 | VIC | Demand | 4185.4174 | 2013 | 8 | QLD | Import/Export |  | 2 |  | 252.0366 | 26.3168 | 422.1584 | 3724.1447 | -267.6426 | 7.6071 | -262.6973 | 3902.302 | 0.37383 | 7804.5996
2015 | 8 | VIC | Gas | 0.66342 | 2013 | 8 | QLD | Other |  | 3 |  | 201.8883 | 2.7607 | 382.5886 | 3801.5734 | -196.9552 | -13.8442 | -298.0157 | 3880.3201 | 0.31543 | 7760.6314
2015 | 8 | VIC | Hydro | 245.6517 | 2013 | 9 | QLD | Black Coal |  | 4 |  | 303.7798 | 11.6395 | 348.7523 | 3672.747 | -226.4321 | -92.3936 | -290.2713 | 3728.1219 | 0.30041 | 7456.2438
2015 | 8 | VIC | Hydro Inflow | 0.19414 | 2013 | 9 | QLD | Demand |  | 5 |  | 247.5821 | 32.1789 | 362.651 | 3926.1279 | -145.1614 | -61.7048 | -251.5491 | 4110.4583 | 0.32877 | 8220.9116
2015 | 8 | VIC | TAS-VIC Import/Export | -125.5057 | 2013 | 9 | QLD | Gas |  | 6 |  | 329.2548 | 1.7564 | 341.0537 | 3988.0432 | -128.5563 | -161.2291 | -283.1621 | 4087.4508 | 0.28375 | 8174.8952
2015 | 8 | VIC | VIC-NSW Import/Export | -369.0571 | 2013 | 9 | QLD | Hydro |  | 7 |  | 441.6128 | 3.8262 | 317.3108 | 4287.2724 | -315.6374 | -74.9691 | -283.2242 | 4376.4273 | 0.23791 | 8752.8568
2015 | 8 | VIC | VIC-SA Import/Export | -179.1325 | 2013 | 9 | QLD | Import/Export |  | 8 |  | 542.7393 | 1.2921 | 274.2432 | 4101.0274 | -334.0527 | -109.561 | -224.9731 | 4250.8995 | 0.18343 | 8501.7982
2015 | 8 | VIC | Wind | 551.6301 | 2013 | 9 | QLD | Other |  | 9 |  | 438.1019 | 0.32184 | 238.2439 | 3810.6814 | -270.2504 | -121.9479 | -172.3071 | 3923.0314 | 0.16971 | 7846.0447
2015 | 9 | VIC | Brown Coal | 3813.4265 | 2013 | 10 | QLD | Black Coal |  | 10 |  | 304.027 | 0.016953 | 317.7771 | 3888.1075 | -234.8674 | -124.7196 | -213.4577 | 3937.1716 | 0.27319 | 7874.3286
2015 | 9 | VIC | Demand | 3854.6203 | 2013 | 10 | QLD | Demand |  | 11 |  | 217.0367 | 16.1415 | 408.9016 | 3792.1255 | -119.504 | -51.8519 | -347.038 | 3916.2352 | 0.41516 | 7832.4618
2015 | 9 | VIC | Gas | 0.49693 | 2013 | 10 | QLD | Gas |  | 12 |  | 246.8003 | 4.9245 | 293.349 | 3976.3211 | -275.3029 | -123.1109 | -293.9448 | 3829.2537 | 0.21351 | 7658.5035
2015 | 9 | VIC | Hydro | 144.5175 | 2013 | 10 | QLD | Hydro |  | 2017 |  | 3758.8931 | 141.3682 | 3646.1669 | 46771.399 | -1711.1199 | -692.7093 | -3781.2449 | 48135.8643 | 3.0411 | 96271.6585
2015 | 9 | VIC | Hydro Inflow | 0.1031 | 2013 | 10 | QLD | Import/Export |  | 1 |  | 242.0728 | 18.004 | 335.1989 | 3983.5537 | -155.4982 | -71.9655 | -356.4809 | 3995.1523 | 0.25061 | 7990.2878
2015 | 9 | VIC | TAS-VIC Import/Export | -101.3902 | 2013 | 10 | QLD | Other |  | 2 |  | 242.1631 | 21.0037 | 385.903 | 3595.4531 | -117.4001 | -30.3263 | -317.5919 | 3779.5224 | 0.31335 | 7559.0403
2015 | 9 | VIC | VIC-NSW Import/Export | -332.5118 | 2013 | 11 | QLD | Black Coal |  | 3 |  | 200.3385 | 7.1341 | 419.4463 | 3761.859 | -6.077 | 11.4594 | -401.1592 | 3993.3689 | 0.3643 | 7986.7342
2015 | 9 | VIC | VIC-SA Import/Export | -123.8313 | 2013 | 11 | QLD | Demand |  | 4 |  | 309.3927 | 11.6947 | 357.6007 | 3537.1449 | -160.6424 | -8.6338 | -375.398 | 3671.476 | 0.31822 | 7342.9529
2015 | 9 | VIC | Wind | 453.8061 | 2013 | 11 | QLD | Gas |  | 5 |  | 239.6689 | 34.3426 | 422.3604 | 4059.7672 | -205.2522 | -2.1992 | -336.5561 | 4212.5015 | 0.36348 | 8424.9965
2015 | 10 | VIC | Brown Coal | 3866.9717 | 2013 | 11 | QLD | Hydro |  | 6 |  | 353.9645 | 5.3176 | 357.2463 | 3890.477 | -105.1877 | -22.9513 | -343.7209 | 4135.4331 | 0.28006 | 8270.8587
2015 | 10 | VIC | Demand | 3870.6768 | 2013 | 11 | QLD | Import/Export |  | 7 |  | 431.1652 | 9.4214 | 305.8827 | 4295.993 | -287.7646 | -68.8446 | -279.0092 | 4407.0731 | 0.22056 | 8814.1377
2015 | 10 | VIC | Gas | 0.046145 | 2013 | 11 | QLD | Other |  | 8 |  | 544.3825 | 2.6928 | 212.9672 | 4097.8078 | -292.5715 | -89.1235 | -204.7287 | 4271.6146 | 0.17955 | 8543.2208
2015 | 10 | VIC | Hydro | 227.2214 | 2013 | 12 | QLD | Black Coal |  | 9 |  | 424.1353 | 0.64359 | 192.5316 | 3805.6286 | -206.6225 | -101.0227 | -179.0311 | 3936.3968 | 0.13543 | 7872.795
2015 | 10 | VIC | Hydro Inflow | 0.17242 | 2013 | 12 | QLD | Demand |  | 10 |  | 316.354 | 0.039631 | 172.3586 | 3928.2489 | -146.7931 | -123.2563 | -190.8657 | 3956.2627 | 0.17238 | 7912.521
2015 | 10 | VIC | TAS-VIC Import/Export | -59.9365 | 2013 | 12 | QLD | Gas |  | 11 |  | 216.3484 | 19.9536 | 286.7807 | 3828.1469 | -20.165 | -48.5018 | -326.6285 | 3956.2285 | 0.28765 | 7912.4503
2015 | 10 | VIC | VIC-NSW Import/Export | -180.878 | 2013 | 12 | QLD | Hydro |  | 12 |  | 238.9072 | 11.1204 | 197.8908 | 3987.319 | -7.1455 | -137.3436 | -470.0748 | 3820.8344 | 0.15546 | 7641.6634
2015 | 10 | VIC | VIC-SA Import/Export | -270.7704 | 2013 | 12 | QLD | Import/Export |  | 2018 |  | 3807.1502 | 326.6094 | 3852.7525 | 46854.1285 | -614.7325 | -552.7237 | -5115.056 | 48561.97 | 3.4854 | 97123.5837
2015 | 10 | VIC | Wind | 287.8429 | 2013 | 12 | QLD | Other |  | 1 |  | 249.517 | 35.1658 | 406.5678 | 3990.0061 | 34.6381 | -140.3932 | -500.1297 | 4075.936 | 0.33917 | 8151.6472
2015 | 11 | VIC | Brown Coal | 3801.0949 | 2014 | 1 | QLD | Black Coal |  | 2 |  | 235.4103 | 32.5241 | 338.4666 | 3605.0518 | 49.2382 | -51.9668 | -430.2989 | 3778.715 | 0.27737 | 7557.4177
2015 | 11 | VIC | Demand | 3855.4404 | 2014 | 1 | QLD | Demand |  | 3 |  | 209.2014 | 6.589 | 357.4483 | 3793.5523 | 112.8832 | -26.1092 | -497.7543 | 3956.1501 | 0.33946 | 7912.3004
2015 | 11 | VIC | Gas | 10.0395 | 2014 | 1 | QLD | Gas |  | 4 |  | 314.3087 | 20.3077 | 384.477 | 3619.5786 | -115.5313 | -41.2584 | -434.9867 | 3747.2668 | 0.35478 | 7494.5171
2015 | 11 | VIC | Hydro | 349.4649 | 2014 | 1 | QLD | Hydro |  | 5 |  | 220.0067 | 96.0746 | 534.7598 | 3915.658 | -117.0351 | 41.1922 | -447.5111 | 4243.6793 | 0.49899 | 8487.3233
2015 | 11 | VIC | Hydro Inflow | 0.32418 | 2014 | 1 | QLD | Import/Export |  | 6 |  | 365.7532 | 14.5993 | 463.0472 | 3932.2552 | -129.8606 | -15.2444 | -451.7981 | 4179.1163 | 0.35341 | 8358.2215
2015 | 11 | VIC | TAS-VIC Import/Export | -63.8608 | 2014 | 1 | QLD | Other |  | 7 |  | 432.281 | 28.4242 | 305.3664 | 4307.4466 | -121.5448 | -66.477 | -395.6194 | 4490.1072 | 0.22194 | 8980.2063
2015 | 11 | VIC | VIC-NSW Import/Export | -181.4657 | 2014 | 2 | QLD | Black Coal |  | 8 |  | 536.6669 | 9.0369 | 266.8555 | 4166.7027 | -153.542 | -87.5574 | -388.4418 | 4349.9211 | 0.19445 | 8699.8364
2015 | 11 | VIC | VIC-SA Import/Export | -279.6021 | 2014 | 2 | QLD | Demand |  | 9 |  | 466.4437 | 10.1818 | 157.9941 | 3815.1252 | -134.9884 | -25.6847 | -316.9892 | 3972.2481 | 0.16221 | 7944.4928
2015 | 11 | VIC | Wind | 219.4406 | 2014 | 2 | QLD | Gas |  | 10 |  | 308.9633 | 4.9737 | 169.4 | 3883.2693 | -24.0487 | 16.3374 | -365.5871 | 3993.5691 | 0.25064 | 7987.1277
2015 | 12 | VIC | Brown Coal | 3979.7251 | 2014 | 2 | QLD | Hydro |  | 11 |  | 206.521 | 61.5514 | 333.533 | 3853.741 | -25.6742 | 24.4695 | -472.5892 | 3981.9682 | 0.39798 | 7963.9186
2015 | 12 | VIC | Demand | 3829.4025 | 2014 | 2 | QLD | Import/Export |  | 12 |  | 262.0769 | 7.1808 | 134.837 | 3971.7417 | 10.733 | -180.0317 | -413.3507 | 3793.2928 | 0.094971 | 7586.5748
2015 | 12 | VIC | Gas | 4.6501 | 2014 | 2 | QLD | Other |  | 2019 |  | 3764.4593 | 307.3892 | 3496.7029 | 46956.8244 | 202.9497 | -908.2705 | -5052.9325 | 48771.0275 | 3.1966 | 97541.3465
2015 | 12 | VIC | Hydro | 358.4335 | 2014 | 3 | QLD | Black Coal |  | 1 |  | 228.323 | 32.7847 | 323.7114 | 3979.2906 | 82.6937 | -150.0067 | -490.4118 | 4006.9859 | 0.29655 | 8013.6673
2015 | 12 | VIC | Hydro Inflow | 0.35499 | 2014 | 3 | QLD | Demand |  | 2 |  | 233.499 | 56.2776 | 445.3608 | 3624.5659 | 71.5061 | -82.4849 | -452.7752 | 3896.5014 | 0.32372 | 7792.7743
2015 | 12 | VIC | TAS-VIC Import/Export | -107.1029 | 2014 | 3 | QLD | Gas |  | 3 |  | 236.1525 | 13.0452 | 339.5673 | 3833.701 | 138.9977 | -108.3651 | -438.7214 | 4014.6201 | 0.23834 | 8029.2358
2015 | 12 | VIC | VIC-NSW Import/Export | -406.5632 | 2014 | 3 | QLD | Hydro |  | 4 |  | 273.8633 | 8.341 | 358.4101 | 3550.0025 | 159.0884 | -141.3501 | -457.7499 | 3750.8397 | 0.23313 | 7501.6782
2015 | 12 | VIC | VIC-SA Import/Export | -255.3642 | 2014 | 3 | QLD | Import/Export |  | 5 |  | 264.5968 | 42.8558 | 447.0473 | 3997.5417 | 33.5034 | -71.2307 | -481.1501 | 4233.6044 | 0.4206 | 8467.1893
2015 | 12 | VIC | Wind | 255.2538 | 2014 | 3 | QLD | Other |  | 6 |  | 298.2246 | 14.035 | 466.2817 | 3862.0466 | 45.8051 | -42.051 | -459.5343 | 4185.2661 | 0.44854 | 8370.5222
2016 | 1 | VIC | Brown Coal | 3969.5497 | 2014 | 4 | QLD | Black Coal |  | 7 |  | 461.3039 | 27.3532 | 303.3076 | 4304.3173 | -115.5076 | -57.8879 | -379.4186 | 4543.7564 | 0.2725 | 9087.4968
2016 | 1 | VIC | Demand | 3904.4203 | 2014 | 4 | QLD | Demand |  | 8 |  | 524.4821 | 7.3924 | 164.0772 | 4245.3587 | -119.0943 | -95.2886 | -368.3645 | 4358.7166 | 0.14477 | 8717.4244
2016 | 1 | VIC | Gas | 13.7936 | 2014 | 4 | QLD | Gas |  | 9 |  | 463.7031 | 10.9513 | 110.0072 | 3818.9991 | -96.2836 | -0.43506 | -311.5489 | 3995.5723 | 0.17505 | 7991.1405
2016 | 1 | VIC | Hydro | 359.1116 | 2014 | 4 | QLD | Hydro |  | 10 |  | 316.3296 | 6.0081 | 125.3571 | 3916.0067 | -12.9267 | 19.4181 | -360.0828 | 4010.388 | 0.27824 | 8020.7764
2016 | 1 | VIC | Hydro Inflow | 0.40212 | 2014 | 4 | QLD | Import/Export |  | 11 |  | 204.8126 | 74.1431 | 275.0468 | 3863.0358 | 0.65977 | -7.2966 | -440.8158 | 3969.9931 | 0.30418 | 7939.883
2016 | 1 | VIC | TAS-VIC Import/Export | -44.2358 | 2014 | 4 | QLD | Other |  | 12 |  | 259.1687 | 14.202 | 138.5283 | 3961.9584 | 14.5077 | -171.2921 | -412.3592 | 3804.7836 | 0.060979 | 7609.5583
2016 | 1 | VIC | VIC-NSW Import/Export | -349.0856 | 2014 | 5 | QLD | Black Coal |  | 2020 |  | 3782.2422 | 369.9308 | 3282.9667 | 46932.023 | 733.3619 | -846.7221 | -4984.308 | 49274.2106 | 3.0588 | 98546.7639
2016 | 1 | VIC | VIC-SA Import/Export | -288.4294 | 2014 | 5 | QLD | Demand |  | 1 |  | 230.5971 | 35.9942 | 334.2984 | 3976.6913 | 74.1099 | -161.5124 | -469.3507 | 4021.5789 | 0.248 | 8042.6547
2016 | 1 | VIC | Wind | 243.3035 | 2014 | 5 | QLD | Gas |  | 2 |  | 243.2516 | 57.4013 | 425.3691 | 3751.7635 | 92.4233 | -64.701 | -457.1623 | 4049.4794 | 0.29086 | 8098.1157
2016 | 2 | VIC | Brown Coal | 3724.1447 | 2014 | 5 | QLD | Hydro |  | 3 |  | 226.6744 | 11.3036 | 332.695 | 3826.5109 | 176.6166 | -107.2495 | -442.3948 | 4024.4095 | 0.25313 | 8048.8189
2016 | 2 | VIC | Demand | 3902.302 | 2014 | 5 | QLD | Import/Export |  | 4 |  | 296.6236 | 7.9402 | 328.3962 | 3435.4605 | 294.2047 | -105.4893 | -458.9192 | 3798.5346 | 0.30933 | 7597.0605
2016 | 2 | VIC | Gas | 26.3168 | 2014 | 5 | QLD | Other |  | 5 |  | 265.6189 | 55.9191 | 485.5231 | 3879.6753 | 48.9634 | -75.859 | -448.8355 | 4211.4762 | 0.42373 | 8422.9053
2016 | 2 | VIC | Hydro | 422.1584 | 2014 | 6 | QLD | Black Coal |  | 6 |  | 292.7692 | 18.4962 | 503.8949 | 3895.8429 | 69.5392 | -59.073 | -474.4803 | 4247.4396 | 0.43967 | 8494.8685
2016 | 2 | VIC | Hydro Inflow | 0.37383 | 2014 | 6 | QLD | Demand |  | 7 |  | 449.4351 | 34.1995 | 279.5176 | 4321.0942 | -77.6815 | -55.1044 | -387.7386 | 4563.9616 | 0.23028 | 9127.9138
2016 | 2 | VIC | TAS-VIC Import/Export | 7.6071 | 2014 | 6 | QLD | Gas |  | 8 |  | 550.6671 | 11.5369 | 134.9448 | 4244.5826 | -108.7823 | -100.8188 | -354.1085 | 4378.1648 | 0.13566 | 8756.3222
2016 | 2 | VIC | VIC-NSW Import/Export | -267.6426 | 2014 | 6 | QLD | Hydro |  | 9 |  | 453.8061 | 17.4393 | 103.5412 | 3848.5686 | -76.4261 | -6.8617 | -288.812 | 4051.3906 | 0.13978 | 8102.7859
2016 | 2 | VIC | VIC-SA Import/Export | -262.6973 | 2014 | 6 | QLD | Import/Export |  | 10 |  | 300.623 | 12.7296 | 106.498 | 3937.5398 | 36.4596 | 32.1762 | -373.2658 | 4053.0315 | 0.25038 | 8106.0422
2016 | 2 | VIC | Wind | 252.0366 | 2014 | 6 | QLD | Other |  | 11 |  | 216.9615 | 88.2184 | 116.0826 | 3829.8635 | 83.5115 | 25.0411 | -399.6004 | 3960.5017 | 0.23091 | 7920.8107
2016 | 3 | VIC | Brown Coal | 3801.5734 | 2014 | 7 | QLD | Black Coal |  | 12 |  | 255.2147 | 18.7524 | 132.2058 | 3984.43 | 120.4237 | -167.2704 | -429.64 | 3914.2422 | 0.10705 | 7828.4655
2016 | 3 | VIC | Demand | 3880.3201 | 2014 | 7 | QLD | Demand |  | 2021 | 0.016267 | 3763.3057 | 281.3094 | 4200.1005 | 46771.0747 | 40.7813 | -936.467 | -4848.6685 | 49275.7064 | 3.2824 | 98550.4411
2016 | 3 | VIC | Gas | 2.7607 | 2014 | 7 | QLD | Gas |  | 1 |  | 243.3035 | 29.652 | 369.4816 | 3980.9454 | 20.7614 | -186.5876 | -454.4858 | 4003.9551 | 0.27083 | 8007.2965
2016 | 3 | VIC | Hydro | 382.5886 | 2014 | 7 | QLD | Hydro |  | 2 |  | 237.3076 | 55.223 | 383.977 | 3610.5112 | 100.7304 | -63.3564 | -414.1498 | 3910.6141 | 0.25328 | 7821.1104
2016 | 3 | VIC | Hydro Inflow | 0.31543 | 2014 | 7 | QLD | Import/Export |  | 3 |  | 210.8463 | 11.8554 | 376.1614 | 3778.498 | 303.706 | -124.7038 | -467.4927 | 4089.2402 | 0.35254 | 8178.4633
2016 | 3 | VIC | TAS-VIC Import/Export | -13.8442 | 2014 | 7 | QLD | Other |  | 4 |  | 293.287 | 6.7273 | 405.1992 | 3481.957 | 228.7654 | -151.1456 | -446.9023 | 3818.2466 | 0.35165 | 7636.4862
2016 | 3 | VIC | VIC-NSW Import/Export | -196.9552 | 2014 | 8 | QLD | Black Coal |  | 5 |  | 264.8565 | 57.933 | 496.5426 | 3901.8446 | 79.3931 | -81.5539 | -445.0152 | 4274.4763 | 0.4506 | 8548.9277
2016 | 3 | VIC | VIC-SA Import/Export | -298.0157 | 2014 | 8 | QLD | Demand |  | 6 |  | 304.8811 | 20.0803 | 491.511 | 3906.5691 | 86.0366 | -47.0124 | -466.6817 | 4295.8612 | 0.46589 | 8591.7112
2016 | 3 | VIC | Wind | 201.8883 | 2014 | 8 | QLD | Gas |  | 7 |  | 453.2299 | 11.4825 | 368.4973 | 4319.7128 | -146.3564 | -57.8178 | -392.9043 | 4556.1306 | 0.27907 | 9112.2537
2016 | 4 | VIC | Brown Coal | 3672.747 | 2014 | 8 | QLD | Hydro |  | 8 |  | 527.1222 | 7.4038 | 182.6128 | 4274.9479 | -150.9819 | -100.3192 | -340.1594 | 4400.7507 | 0.12206 | 8801.4988
2016 | 4 | VIC | Demand | 3728.1219 | 2014 | 8 | QLD | Import/Export |  | 9 |  | 451.0993 | 3.444 | 249.4743 | 3907.4755 | -237.3696 | -48.7964 | -282.0909 | 4043.4146 | 0.17539 | 8086.8261
2016 | 4 | VIC | Gas | 11.6395 | 2014 | 8 | QLD | Other |  | 10 |  | 301.5311 | 1.974 | 310.4217 | 3864.4486 | -126.5895 | 21.3583 | -345.9359 | 4027.4354 | 0.22062 | 8054.8644
2016 | 4 | VIC | Hydro | 348.7523 | 2014 | 9 | QLD | Black Coal |  | 11 | 0.016267 | 221.8186 | 64.3177 | 380.1732 | 3771.8842 | -139.8906 | 58.9914 | -398.3078 | 3959.4179 | 0.25806 | 7918.6788
2016 | 4 | VIC | Hydro Inflow | 0.30041 | 2014 | 9 | QLD | Demand |  | 12 |  | 254.0227 | 11.2164 | 186.0484 | 3972.2805 | 22.5765 | -155.5237 | -394.5427 | 3896.1636 | 0.082362 | 7792.3241
2016 | 4 | VIC | TAS-VIC Import/Export | -92.3936 | 2014 | 9 | QLD | Gas |  | 2022 | 0.56803 | 3756.575 | 739.7981 | 4064.8327 | 46747.4871 | -1510.864 | -448.3002 | -4027.3399 | 49328.4702 | 3.6931 | 98654.92
2016 | 4 | VIC | VIC-NSW Import/Export | -226.4321 | 2014 | 9 | QLD | Hydro |  | 1 | 0.2118 | 243.9138 | 25.9899 | 260.1729 | 3975.6573 | 54.1131 | -141.3668 | -423.2431 | 3996.083 | 0.13661 | 7991.6686
2016 | 4 | VIC | VIC-SA Import/Export | -290.2713 | 2014 | 9 | QLD | Import/Export |  | 2 |  | 243.9652 | 55.5033 | 339.0538 | 3610.1212 | 103.707 | -78.8679 | -378.9141 | 3894.8879 | 0.22207 | 7789.6785
2016 | 4 | VIC | Wind | 303.7798 | 2014 | 9 | QLD | Other |  | 3 |  | 201.8891 | 9.3907 | 333.8015 | 3767.3525 | 289.8015 | -74.3563 | -444.2568 | 4083.9092 | 0.28357 | 8167.8149
2016 | 5 | VIC | Brown Coal | 3926.1279 | 2014 | 10 | QLD | Black Coal |  | 4 |  | 311.0537 | 27.2435 | 432.7004 | 3419.149 | 65.1384 | -58.4524 | -388.4925 | 3808.7377 | 0.38568 | 7617.4634
2016 | 5 | VIC | Demand | 4110.4583 | 2014 | 10 | QLD | Demand |  | 5 | 0.16248 | 242.8535 | 127.9714 | 519.3628 | 3940.5909 | -131.9947 | 19.2474 | -395.9714 | 4323.2663 | 0.48284 | 8645.9714
2016 | 5 | VIC | Gas | 32.1789 | 2014 | 10 | QLD | Gas |  | 6 | 0.019502 | 329.2507 | 64.9841 | 505.7303 | 3933.3635 | -188.9472 | 55.5548 | -398.2828 | 4302.3623 | 0.53378 | 8604.569
2016 | 5 | VIC | Hydro | 362.651 | 2014 | 10 | QLD | Hydro |  | 7 | 0.04667 | 441.3912 | 90.0407 | 387.0781 | 4310.5658 | -335.654 | -21.7455 | -306.4373 | 4565.843 | 0.33009 | 9131.459
2016 | 5 | VIC | Hydro Inflow | 0.32877 | 2014 | 10 | QLD | Import/Export |  | 8 | 0.0061316 | 538.4256 | 62.4922 | 208.7635 | 4151.2034 | -234.0692 | -44.0974 | -263.0378 | 4419.8959 | 0.1745 | 8839.7569
2016 | 5 | VIC | TAS-VIC Import/Export | -61.7048 | 2014 | 10 | QLD | Other |  | 9 |  | 438.1016 | 50.501 | 261.4742 | 3910.3596 | -412.8351 | 7.8453 | -195.2677 | 4060.4077 | 0.21791 | 8120.8046
2016 | 5 | VIC | VIC-NSW Import/Export | -145.1614 | 2014 | 11 | QLD | Black Coal |  | 10 |  | 307.8535 | 60.6522 | 199.1915 | 3980.3638 | -320.4109 | 22.8028 | -216.4411 | 4034.2691 | 0.25553 | 8068.5365
2016 | 5 | VIC | VIC-SA Import/Export | -251.5491 | 2014 | 11 | QLD | Demand |  | 11 | 0.12145 | 211.236 | 139.9164 | 371.1869 | 3785.025 | -266.8567 | 32.6766 | -296.9842 | 3977.1192 | 0.45214 | 7953.8929
2016 | 5 | VIC | Wind | 247.5821 | 2014 | 11 | QLD | Gas |  | 12 |  | 246.6411 | 25.1125 | 246.3166 | 3963.735 | -132.8562 | -167.5407 | -320.0112 | 3861.689 | 0.21835 | 7723.3045
2016 | 6 | VIC | Brown Coal | 3988.0432 | 2014 | 11 | QLD | Hydro |  | 2023 | 0.99612 | 3753.7594 | 1260.2803 | 3512.9623 | 46798.4474 | -1764.8394 | -653.2686 | -3384.0825 | 49531.0783 | 3.2737 | 99058.6069
2016 | 6 | VIC | Demand | 4087.4508 | 2014 | 11 | QLD | Import/Export |  | 1 |  | 240.9595 | 54.8638 | 341.9264 | 3985.659 | -76.6174 | -141.9485 | -354.4969 | 4051.4637 | 0.26928 | 8102.0788
2016 | 6 | VIC | Gas | 1.7564 | 2014 | 11 | QLD | Other |  | 2 | 0.11489 | 242.0893 | 98.3818 | 396.4061 | 3603.1631 | -95.5506 | -78.4828 | -293.0912 | 3873.5845 | 0.29451 | 7746.9096
2016 | 6 | VIC | Hydro | 341.0537 | 2014 | 12 | QLD | Black Coal |  | 3 | 0.0051141 | 202.5347 | 99.6945 | 369.3322 | 3738.1583 | 72.7866 | -63.1866 | -320.9661 | 4098.6411 | 0.2593 | 8197.2591
2016 | 6 | VIC | Hydro Inflow | 0.28375 | 2014 | 12 | QLD | Demand |  | 4 |  | 306.5904 | 72.0535 | 240.4555 | 3439.9785 | 174.7452 | -107.9529 | -320.1361 | 3805.9532 | 0.18721 | 7611.8745
2016 | 6 | VIC | TAS-VIC Import/Export | -161.2291 | 2014 | 12 | QLD | Gas |  | 5 | 0.50274 | 242.8389 | 210.8739 | 320.524 | 4007.3907 | -54.6635 | -26.0092 | -318.3899 | 4384.4333 | 0.28818 | 8767.7891
2016 | 6 | VIC | VIC-NSW Import/Export | -128.5563 | 2014 | 12 | QLD | Hydro |  | 6 | 0.04052 | 353.9624 | 116.4642 | 391.0299 | 3942.4102 | -140.6522 | -23.1294 | -308.4248 | 4332.306 | 0.38435 | 8664.3912
2016 | 6 | VIC | VIC-SA Import/Export | -283.1621 | 2014 | 12 | QLD | Import/Export |  | 7 | 0.066347 | 430.2643 | 104.7982 | 436.8868 | 4319.0819 | -353.1829 | -43.7359 | -300.5966 | 4594.3527 | 0.38073 | 9188.3153
2016 | 6 | VIC | Wind | 329.2548 | 2014 | 12 | QLD | Other |  | 8 | 0.0084466 | 544.3712 | 74.7395 | 182.5849 | 4138.9791 | -208.3965 | -56.524 | -242.9084 | 4433.0509 | 0.17065 | 8866.0757
2016 | 7 | VIC | Brown Coal | 4287.2724 | 2015 | 1 | QLD | Black Coal |  | 9 | 0.019476 | 422.1679 | 135.9093 | 106.9386 | 3906.9252 | -360.4236 | 42.3957 | -187.5276 | 4066.5874 | 0.095595 | 8133.088
2016 | 7 | VIC | Demand | 4376.4273 | 2015 | 1 | QLD | Demand |  | 10 |  | 315.0009 | 87.7615 | 114.9463 | 3972.2171 | -293.4914 | 1.2078 | -159.5263 | 4038.3746 | 0.22148 | 8076.7119
2016 | 7 | VIC | Gas | 3.8262 | 2015 | 1 | QLD | Gas |  | 11 | 0.22924 | 214.1876 | 170.8484 | 365.1483 | 3799.11 | -290.332 | 23.7655 | -271.8622 | 4012.0964 | 0.4725 | 8023.6638
2016 | 7 | VIC | Hydro | 317.3108 | 2015 | 1 | QLD | Hydro |  | 12 | 0.0093449 | 238.7924 | 33.8918 | 246.7834 | 3945.3743 | -139.0612 | -179.6683 | -306.1562 | 3840.2343 | 0.24991 | 7680.4497
2016 | 7 | VIC | Hydro Inflow | 0.23791 | 2015 | 1 | QLD | Import/Export |  | 2024 | 1.5798 | 3806.4626 | 1747.1514 | 3265.9621 | 46952.3822 | -1954.9403 | -696.2069 | -3050.2374 | 50080.6675 | 3.2006 | 100156.0215
2016 | 7 | VIC | TAS-VIC Import/Export | -74.9691 | 2015 | 1 | QLD | Other |  | 1 |  | 247.9923 | 107.1508 | 240.4054 | 3984.2709 | -31.0718 | -102.9767 | -317.6684 | 4129.3469 | 0.25552 | 8257.7049
2016 | 7 | VIC | VIC-NSW Import/Export | -315.6374 | 2015 | 2 | QLD | Black Coal |  | 2 |  | 239.9082 | 121.7058 | 346.831 | 3726.9444 | -53.9491 | -81.8874 | -286.7346 | 4013.2943 | 0.32049 | 8026.4331
2016 | 7 | VIC | VIC-SA Import/Export | -283.2242 | 2015 | 2 | QLD | Demand |  | 3 |  | 206.9191 | 114.2321 | 229.0978 | 3684.9036 | 148.9853 | -107.4092 | -277.8438 | 3999.1046 | 0.20261 | 7998.192
2016 | 7 | VIC | Wind | 441.6128 | 2015 | 2 | QLD | Gas |  | 4 | 0.0042559 | 325.4927 | 112.9977 | 147.5164 | 3544.0714 | 161.8102 | -132.7385 | -275.1101 | 3884.1871 | 0.11278 | 7768.344
2016 | 8 | VIC | Brown Coal | 4101.0274 | 2015 | 2 | QLD | Hydro |  | 5 | 0.97343 | 213.7907 | 258.5928 | 398.7315 | 3956.646 | -52.7538 | -27.189 | -312.4055 | 4438.5053 | 0.36589 | 8875.2573
2016 | 8 | VIC | Demand | 4250.8995 | 2015 | 2 | QLD | Import/Export |  | 6 | 0.088238 | 366.3008 | 143.0198 | 442.6068 | 3875.7339 | -145.3809 | -30.3817 | -299.2783 | 4353.4652 | 0.42492 | 8706.5988
2016 | 8 | VIC | Gas | 1.2921 | 2015 | 2 | QLD | Other |  | 7 | 0.1392 | 422.3905 | 176.3196 | 409.6654 | 4316.6547 | -325.9461 | -39.8127 | -251.6788 | 4708.743 | 0.36169 | 9416.8365
2016 | 8 | VIC | Hydro | 274.2432 | 2015 | 3 | QLD | Black Coal |  | 8 | 0.095921 | 547.5494 | 139.3429 | 154.5809 | 4229.7913 | -264.1078 | -70.7191 | -233.5364 | 4503.5337 | 0.1861 | 9006.717
2016 | 8 | VIC | Hydro Inflow | 0.18343 | 2015 | 3 | QLD | Demand |  | 9 |  | 463.7023 | 103.2296 | 195.3394 | 3953.7452 | -398.6866 | -33.4701 | -165.0144 | 4119.0705 | 0.20992 | 8238.1259
2016 | 8 | VIC | TAS-VIC Import/Export | -109.561 | 2015 | 3 | QLD | Gas |  | 10 |  | 315.032 | 167.3424 | 215.9915 | 3869.2803 | -403.3959 | 62.0842 | -145.1425 | 4081.4678 | 0.26675 | 8162.9266
2016 | 8 | VIC | VIC-NSW Import/Export | -334.0527 | 2015 | 3 | QLD | Hydro |  | 11 | 0.27871 | 203.1002 | 228.9468 | 333.0854 | 3899.3563 | -418.6631 | 25.6397 | -247.1502 | 4025.8822 | 0.35423 | 8050.8302
2016 | 8 | VIC | VIC-SA Import/Export | -224.9731 | 2015 | 3 | QLD | Import/Export |  | 12 |  | 254.2842 | 74.2711 | 152.1104 | 3910.9842 | -171.7806 | -157.3465 | -238.6744 | 3824.0669 | 0.13965 | 7648.0551
2016 | 8 | VIC | Wind | 542.7393 | 2015 | 3 | QLD | Other |  | 2025 | 2.1517 | 1533.9015 | 1322.9739 | 1934.3545 | 22462.9074 | -167.7596 | -734.7284 | -1535.3187 | 24824.7715 | 1.7482 | 49645.0022
2016 | 9 | VIC | Brown Coal | 3810.6814 | 2015 | 4 | QLD | Black Coal |  | 1 | 0.3686 | 228.23 | 144.3468 | 241.8235 | 3956.8138 | -83.1203 | -145.773 | -279.1285 | 4064.7167 | 0.25992 | 8128.5375
2016 | 9 | VIC | Demand | 3923.0314 | 2015 | 4 | QLD | Demand |  | 2 | 0.65967 | 230.7576 | 232.1698 | 316.676 | 3612.4236 | -32.7813 | -83.701 | -261.9657 | 4016.1905 | 0.28461 | 8030.7138
2016 | 9 | VIC | Gas | 0.32184 | 2015 | 4 | QLD | Gas |  | 3 |  | 231.3256 | 191.0158 | 324.2807 | 3705.218 | -6.7081 | -148.3062 | -206.0583 | 4091.0343 | 0.24421 | 8182.0461
2016 | 9 | VIC | Hydro | 238.2439 | 2015 | 4 | QLD | Hydro |  | 4 | 0.014933 | 293.1975 | 169.7584 | 281.4619 | 3475.6624 | 125.4587 | -200.872 | -259.2909 | 3885.7372 | 0.20133 | 7771.3295
2016 | 9 | VIC | Hydro Inflow | 0.16971 | 2015 | 4 | QLD | Import/Export |  | 5 | 1.0955 | 256.7333 | 303.0503 | 396.6427 | 3884.1046 | -90.555 | -106.5985 | -260.6628 | 4385.8467 | 0.34763 | 8770.0043
2016 | 9 | VIC | TAS-VIC Import/Export | -121.9479 | 2015 | 4 | QLD | Other |  | 6 | 0.013055 | 293.6575 | 282.6328 | 373.4698 | 3828.6851 | -80.0536 | -49.4776 | -268.2124 | 4381.2461 | 0.41053 | 8762.3711
2016 | 9 | VIC | VIC-NSW Import/Export | -270.2504 | 2015 | 5 | QLD | Black Coal |  | Grand Total | 5.3119 | 37723.2752 | 6629.1634 | 36987.1669 | 468014.1846 | -11425.6564 | -8020.195 | -40313.4827 | 489651.9262 | 32.8467 | 979284.5407
2016 | 9 | VIC | VIC-SA Import/Export | -172.3071 | 2015 | 5 | QLD | Demand
2016 | 9 | VIC | Wind | 438.1019 | 2015 | 5 | QLD | Gas
2016 | 10 | VIC | Brown Coal | 3888.1075 | 2015 | 5 | QLD | Hydro
2016 | 10 | VIC | Demand | 3937.1716 | 2015 | 5 | QLD | Import/Export
2016 | 10 | VIC | Gas | 0.016953 | 2015 | 5 | QLD | Other
2016 | 10 | VIC | Hydro | 317.7771 | 2015 | 6 | QLD | Black Coal
2016 | 10 | VIC | Hydro Inflow | 0.27319 | 2015 | 6 | QLD | Demand
2016 | 10 | VIC | TAS-VIC Import/Export | -124.7196 | 2015 | 6 | QLD | Gas
2016 | 10 | VIC | VIC-NSW Import/Export | -234.8674 | 2015 | 6 | QLD | Hydro
2016 | 10 | VIC | VIC-SA Import/Export | -213.4577 | 2015 | 6 | QLD | Import/Export
2016 | 10 | VIC | Wind | 304.027 | 2015 | 6 | QLD | Other
2016 | 11 | VIC | Brown Coal | 3792.1255 | 2015 | 7 | QLD | Black Coal
2016 | 11 | VIC | Demand | 3916.2352 | 2015 | 7 | QLD | Demand
2016 | 11 | VIC | Gas | 16.1415 | 2015 | 7 | QLD | Gas
2016 | 11 | VIC | Hydro | 408.9016 | 2015 | 7 | QLD | Hydro
2016 | 11 | VIC | Hydro Inflow | 0.41516 | 2015 | 7 | QLD | Import/Export
2016 | 11 | VIC | TAS-VIC Import/Export | -51.8519 | 2015 | 7 | QLD | Other
2016 | 11 | VIC | VIC-NSW Import/Export | -119.504 | 2015 | 8 | QLD | Black Coal
2016 | 11 | VIC | VIC-SA Import/Export | -347.038 | 2015 | 8 | QLD | Demand
2016 | 11 | VIC | Wind | 217.0367 | 2015 | 8 | QLD | Gas
2016 | 12 | VIC | Brown Coal | 3976.3211 | 2015 | 8 | QLD | Hydro
2016 | 12 | VIC | Demand | 3829.2537 | 2015 | 8 | QLD | Import/Export
2016 | 12 | VIC | Gas | 4.9245 | 2015 | 8 | QLD | Other
2016 | 12 | VIC | Hydro | 293.349 | 2015 | 9 | QLD | Black Coal
2016 | 12 | VIC | Hydro Inflow | 0.21351 | 2015 | 9 | QLD | Demand
2016 | 12 | VIC | TAS-VIC Import/Export | -123.1109 | 2015 | 9 | QLD | Gas
2016 | 12 | VIC | VIC-NSW Import/Export | -275.3029 | 2015 | 9 | QLD | Hydro
2016 | 12 | VIC | VIC-SA Import/Export | -293.9448 | 2015 | 9 | QLD | Import/Export
2016 | 12 | VIC | Wind | 246.8003 | 2015 | 9 | QLD | Other
2017 | 1 | VIC | Brown Coal | 3983.5537 | 2015 | 10 | QLD | Black Coal
2017 | 1 | VIC | Demand | 3995.1523 | 2015 | 10 | QLD | Demand
2017 | 1 | VIC | Gas | 18.004 | 2015 | 10 | QLD | Gas
2017 | 1 | VIC | Hydro | 335.1989 | 2015 | 10 | QLD | Hydro
2017 | 1 | VIC | Hydro Inflow | 0.25061 | 2015 | 10 | QLD | Import/Export
2017 | 1 | VIC | TAS-VIC Import/Export | -71.9655 | 2015 | 10 | QLD | Other
2017 | 1 | VIC | VIC-NSW Import/Export | -155.4982 | 2015 | 11 | QLD | Black Coal
2017 | 1 | VIC | VIC-SA Import/Export | -356.4809 | 2015 | 11 | QLD | Demand
2017 | 1 | VIC | Wind | 242.0728 | 2015 | 11 | QLD | Gas
2017 | 2 | VIC | Brown Coal | 3595.4531 | 2015 | 11 | QLD | Hydro
2017 | 2 | VIC | Demand | 3779.5224 | 2015 | 11 | QLD | Import/Export
2017 | 2 | VIC | Gas | 21.0037 | 2015 | 11 | QLD | Other
2017 | 2 | VIC | Hydro | 385.903 | 2015 | 12 | QLD | Black Coal
2017 | 2 | VIC | Hydro Inflow | 0.31335 | 2015 | 12 | QLD | Demand
2017 | 2 | VIC | TAS-VIC Import/Export | -30.3263 | 2015 | 12 | QLD | Gas
2017 | 2 | VIC | VIC-NSW Import/Export | -117.4001 | 2015 | 12 | QLD | Hydro
2017 | 2 | VIC | VIC-SA Import/Export | -317.5919 | 2015 | 12 | QLD | Import/Export
2017 | 2 | VIC | Wind | 242.1631 | 2015 | 12 | QLD | Other
2017 | 3 | VIC | Brown Coal | 3761.859 | 2016 | 1 | QLD | Black Coal
2017 | 3 | VIC | Demand | 3993.3689 | 2016 | 1 | QLD | Demand
2017 | 3 | VIC | Gas | 7.1341 | 2016 | 1 | QLD | Gas
2017 | 3 | VIC | Hydro | 419.4463 | 2016 | 1 | QLD | Hydro
2017 | 3 | VIC | Hydro Inflow | 0.3643 | 2016 | 1 | QLD | Import/Export
2017 | 3 | VIC | TAS-VIC Import/Export | 11.4594 | 2016 | 1 | QLD | Other
2017 | 3 | VIC | VIC-NSW Import/Export | -6.077 | 2016 | 2 | QLD | Black Coal
2017 | 3 | VIC | VIC-SA Import/Export | -401.1592 | 2016 | 2 | QLD | Demand
2017 | 3 | VIC | Wind | 200.3385 | 2016 | 2 | QLD | Gas
2017 | 4 | VIC | Brown Coal | 3537.1449 | 2016 | 2 | QLD | Hydro
2017 | 4 | VIC | Demand | 3671.476 | 2016 | 2 | QLD | Import/Export
2017 | 4 | VIC | Gas | 11.6947 | 2016 | 2 | QLD | Other
2017 | 4 | VIC | Hydro | 357.6007 | 2016 | 3 | QLD | Black Coal
2017 | 4 | VIC | Hydro Inflow | 0.31822 | 2016 | 3 | QLD | Demand
2017 | 4 | VIC | TAS-VIC Import/Export | -8.6338 | 2016 | 3 | QLD | Gas
2017 | 4 | VIC | VIC-NSW Import/Export | -160.6424 | 2016 | 3 | QLD | Hydro
2017 | 4 | VIC | VIC-SA Import/Export | -375.398 | 2016 | 3 | QLD | Import/Export
2017 | 4 | VIC | Wind | 309.3927 | 2016 | 3 | QLD | Other
2017 | 5 | VIC | Brown Coal | 4059.7672 | 2016 | 4 | QLD | Black Coal
2017 | 5 | VIC | Demand | 4212.5015 | 2016 | 4 | QLD | Demand
2017 | 5 | VIC | Gas | 34.3426 | 2016 | 4 | QLD | Gas
2017 | 5 | VIC | Hydro | 422.3604 | 2016 | 4 | QLD | Hydro
2017 | 5 | VIC | Hydro Inflow | 0.36348 | 2016 | 4 | QLD | Import/Export
2017 | 5 | VIC | TAS-VIC Import/Export | -2.1992 | 2016 | 4 | QLD | Other
2017 | 5 | VIC | VIC-NSW Import/Export | -205.2522 | 2016 | 5 | QLD | Black Coal
2017 | 5 | VIC | VIC-SA Import/Export | -336.5561 | 2016 | 5 | QLD | Demand
2017 | 5 | VIC | Wind | 239.6689 | 2016 | 5 | QLD | Gas
2017 | 6 | VIC | Brown Coal | 3890.477 | 2016 | 5 | QLD | Hydro
2017 | 6 | VIC | Demand | 4135.4331 | 2016 | 5 | QLD | Import/Export
2017 | 6 | VIC | Gas | 5.3176 | 2016 | 5 | QLD | Other
2017 | 6 | VIC | Hydro | 357.2463 | 2016 | 6 | QLD | Black Coal
2017 | 6 | VIC | Hydro Inflow | 0.28006 | 2016 | 6 | QLD | Demand
2017 | 6 | VIC | TAS-VIC Import/Export | -22.9513 | 2016 | 6 | QLD | Gas
2017 | 6 | VIC | VIC-NSW Import/Export | -105.1877 | 2016 | 6 | QLD | Hydro
2017 | 6 | VIC | VIC-SA Import/Export | -343.7209 | 2016 | 6 | QLD | Import/Export
2017 | 6 | VIC | Wind | 353.9645 | 2016 | 6 | QLD | Other
2017 | 7 | VIC | Brown Coal | 4295.993 | 2016 | 7 | QLD | Black Coal
2017 | 7 | VIC | Demand | 4407.0731 | 2016 | 7 | QLD | Demand
2017 | 7 | VIC | Gas | 9.4214 | 2016 | 7 | QLD | Gas
2017 | 7 | VIC | Hydro | 305.8827 | 2016 | 7 | QLD | Hydro
2017 | 7 | VIC | Hydro Inflow | 0.22056 | 2016 | 7 | QLD | Import/Export
2017 | 7 | VIC | TAS-VIC Import/Export | -68.8446 | 2016 | 7 | QLD | Other
2017 | 7 | VIC | VIC-NSW Import/Export | -287.7646 | 2016 | 8 | QLD | Black Coal
2017 | 7 | VIC | VIC-SA Import/Export | -279.0092 | 2016 | 8 | QLD | Demand
2017 | 7 | VIC | Wind | 431.1652 | 2016 | 8 | QLD | Gas
2017 | 8 | VIC | Brown Coal | 4097.8078 | 2016 | 8 | QLD | Hydro
2017 | 8 | VIC | Demand | 4271.6146 | 2016 | 8 | QLD | Import/Export
2017 | 8 | VIC | Gas | 2.6928 | 2016 | 8 | QLD | Other
2017 | 8 | VIC | Hydro | 212.9672 | 2016 | 9 | QLD | Black Coal
2017 | 8 | VIC | Hydro Inflow | 0.17955 | 2016 | 9 | QLD | Demand
2017 | 8 | VIC | TAS-VIC Import/Export | -89.1235 | 2016 | 9 | QLD | Gas
2017 | 8 | VIC | VIC-NSW Import/Export | -292.5715 | 2016 | 9 | QLD | Hydro
2017 | 8 | VIC | VIC-SA Import/Export | -204.7287 | 2016 | 9 | QLD | Import/Export
2017 | 8 | VIC | Wind | 544.3825 | 2016 | 9 | QLD | Other
2017 | 9 | VIC | Brown Coal | 3805.6286 | 2016 | 10 | QLD | Black Coal
2017 | 9 | VIC | Demand | 3936.3968 | 2016 | 10 | QLD | Demand
2017 | 9 | VIC | Gas | 0.64359 | 2016 | 10 | QLD | Gas
2017 | 9 | VIC | Hydro | 192.5316 | 2016 | 10 | QLD | Hydro
2017 | 9 | VIC | Hydro Inflow | 0.13543 | 2016 | 10 | QLD | Import/Export
2017 | 9 | VIC | TAS-VIC Import/Export | -101.0227 | 2016 | 10 | QLD | Other
2017 | 9 | VIC | VIC-NSW Import/Export | -206.6225 | 2016 | 11 | QLD | Black Coal
2017 | 9 | VIC | VIC-SA Import/Export | -179.0311 | 2016 | 11 | QLD | Demand
2017 | 9 | VIC | Wind | 424.1353 | 2016 | 11 | QLD | Gas
2017 | 10 | VIC | Brown Coal | 3928.2489 | 2016 | 11 | QLD | Hydro
2017 | 10 | VIC | Demand | 3956.2627 | 2016 | 11 | QLD | Import/Export
2017 | 10 | VIC | Gas | 0.039631 | 2016 | 11 | QLD | Other
2017 | 10 | VIC | Hydro | 172.3586 | 2016 | 12 | QLD | Black Coal
2017 | 10 | VIC | Hydro Inflow | 0.17238 | 2016 | 12 | QLD | Demand
2017 | 10 | VIC | TAS-VIC Import/Export | -123.2563 | 2016 | 12 | QLD | Gas
2017 | 10 | VIC | VIC-NSW Import/Export | -146.7931 | 2016 | 12 | QLD | Hydro
2017 | 10 | VIC | VIC-SA Import/Export | -190.8657 | 2016 | 12 | QLD | Import/Export
2017 | 10 | VIC | Wind | 316.354 | 2016 | 12 | QLD | Other
2017 | 11 | VIC | Brown Coal | 3828.1469 | 2017 | 1 | QLD | Black Coal
2017 | 11 | VIC | Demand | 3956.2285 | 2017 | 1 | QLD | Demand
2017 | 11 | VIC | Gas | 19.9536 | 2017 | 1 | QLD | Gas
2017 | 11 | VIC | Hydro | 286.7807 | 2017 | 1 | QLD | Hydro
2017 | 11 | VIC | Hydro Inflow | 0.28765 | 2017 | 1 | QLD | Import/Export
2017 | 11 | VIC | TAS-VIC Import/Export | -48.5018 | 2017 | 1 | QLD | Other
2017 | 11 | VIC | VIC-NSW Import/Export | -20.165 | 2017 | 2 | QLD | Black Coal
2017 | 11 | VIC | VIC-SA Import/Export | -326.6285 | 2017 | 2 | QLD | Demand
2017 | 11 | VIC | Wind | 216.3484 | 2017 | 2 | QLD | Gas
2017 | 12 | VIC | Brown Coal | 3987.319 | 2017 | 2 | QLD | Hydro
2017 | 12 | VIC | Demand | 3820.8344 | 2017 | 2 | QLD | Import/Export
2017 | 12 | VIC | Gas | 11.1204 | 2017 | 2 | QLD | Other
2017 | 12 | VIC | Hydro | 197.8908 | 2017 | 3 | QLD | Black Coal
2017 | 12 | VIC | Hydro Inflow | 0.15546 | 2017 | 3 | QLD | Demand
2017 | 12 | VIC | TAS-VIC Import/Export | -137.3436 | 2017 | 3 | QLD | Gas
2017 | 12 | VIC | VIC-NSW Import/Export | -7.1455 | 2017 | 3 | QLD | Hydro
2017 | 12 | VIC | VIC-SA Import/Export | -470.0748 | 2017 | 3 | QLD | Import/Export
2017 | 12 | VIC | Wind | 238.9072 | 2017 | 3 | QLD | Other
2018 | 1 | VIC | Brown Coal | 3990.0061 | 2017 | 4 | QLD | Black Coal
2018 | 1 | VIC | Demand | 4075.936 | 2017 | 4 | QLD | Demand
2018 | 1 | VIC | Gas | 35.1658 | 2017 | 4 | QLD | Gas
2018 | 1 | VIC | Hydro | 406.5678 | 2017 | 4 | QLD | Hydro
2018 | 1 | VIC | Hydro Inflow | 0.33917 | 2017 | 4 | QLD | Import/Export
2018 | 1 | VIC | TAS-VIC Import/Export | -140.3932 | 2017 | 4 | QLD | Other
2018 | 1 | VIC | VIC-NSW Import/Export | 34.6381 | 2017 | 5 | QLD | Black Coal
2018 | 1 | VIC | VIC-SA Import/Export | -500.1297 | 2017 | 5 | QLD | Demand
2018 | 1 | VIC | Wind | 249.517 | 2017 | 5 | QLD | Gas
2018 | 2 | VIC | Brown Coal | 3605.0518 | 2017 | 5 | QLD | Hydro
2018 | 2 | VIC | Demand | 3778.715 | 2017 | 5 | QLD | Import/Export
2018 | 2 | VIC | Gas | 32.5241 | 2017 | 5 | QLD | Other
2018 | 2 | VIC | Hydro | 338.4666 | 2017 | 6 | QLD | Black Coal
2018 | 2 | VIC | Hydro Inflow | 0.27737 | 2017 | 6 | QLD | Demand
2018 | 2 | VIC | TAS-VIC Import/Export | -51.9668 | 2017 | 6 | QLD | Gas
2018 | 2 | VIC | VIC-NSW Import/Export | 49.2382 | 2017 | 6 | QLD | Hydro
2018 | 2 | VIC | VIC-SA Import/Export | -430.2989 | 2017 | 6 | QLD | Import/Export
2018 | 2 | VIC | Wind | 235.4103 | 2017 | 6 | QLD | Other
2018 | 3 | VIC | Brown Coal | 3793.5523 | 2017 | 7 | QLD | Black Coal
2018 | 3 | VIC | Demand | 3956.1501 | 2017 | 7 | QLD | Demand
2018 | 3 | VIC | Gas | 6.589 | 2017 | 7 | QLD | Gas
2018 | 3 | VIC | Hydro | 357.4483 | 2017 | 7 | QLD | Hydro
2018 | 3 | VIC | Hydro Inflow | 0.33946 | 2017 | 7 | QLD | Import/Export
2018 | 3 | VIC | TAS-VIC Import/Export | -26.1092 | 2017 | 7 | QLD | Other
2018 | 3 | VIC | VIC-NSW Import/Export | 112.8832 | 2017 | 8 | QLD | Black Coal
2018 | 3 | VIC | VIC-SA Import/Export | -497.7543 | 2017 | 8 | QLD | Demand
2018 | 3 | VIC | Wind | 209.2014 | 2017 | 8 | QLD | Gas
2018 | 4 | VIC | Brown Coal | 3619.5786 | 2017 | 8 | QLD | Hydro
2018 | 4 | VIC | Demand | 3747.2668 | 2017 | 8 | QLD | Import/Export
2018 | 4 | VIC | Gas | 20.3077 | 2017 | 8 | QLD | Other
2018 | 4 | VIC | Hydro | 384.477 | 2017 | 9 | QLD | Black Coal
2018 | 4 | VIC | Hydro Inflow | 0.35478 | 2017 | 9 | QLD | Demand
2018 | 4 | VIC | TAS-VIC Import/Export | -41.2584 | 2017 | 9 | QLD | Gas
2018 | 4 | VIC | VIC-NSW Import/Export | -115.5313 | 2017 | 9 | QLD | Hydro
2018 | 4 | VIC | VIC-SA Import/Export | -434.9867 | 2017 | 9 | QLD | Import/Export
2018 | 4 | VIC | Wind | 314.3087 | 2017 | 9 | QLD | Other
2018 | 5 | VIC | Brown Coal | 3915.658 | 2017 | 10 | QLD | Black Coal
2018 | 5 | VIC | Demand | 4243.6793 | 2017 | 10 | QLD | Demand
2018 | 5 | VIC | Gas | 96.0746 | 2017 | 10 | QLD | Gas
2018 | 5 | VIC | Hydro | 534.7598 | 2017 | 10 | QLD | Hydro
2018 | 5 | VIC | Hydro Inflow | 0.49899 | 2017 | 10 | QLD | Import/Export
2018 | 5 | VIC | TAS-VIC Import/Export | 41.1922 | 2017 | 10 | QLD | Other
2018 | 5 | VIC | VIC-NSW Import/Export | -117.0351 | 2017 | 11 | QLD | Black Coal
2018 | 5 | VIC | VIC-SA Import/Export | -447.5111 | 2017 | 11 | QLD | Demand
2018 | 5 | VIC | Wind | 220.0067 | 2017 | 11 | QLD | Gas
2018 | 6 | VIC | Brown Coal | 3932.2552 | 2017 | 11 | QLD | Hydro
2018 | 6 | VIC | Demand | 4179.1163 | 2017 | 11 | QLD | Import/Export
2018 | 6 | VIC | Gas | 14.5993 | 2017 | 11 | QLD | Other
2018 | 6 | VIC | Hydro | 463.0472 | 2017 | 12 | QLD | Black Coal
2018 | 6 | VIC | Hydro Inflow | 0.35341 | 2017 | 12 | QLD | Demand
2018 | 6 | VIC | TAS-VIC Import/Export | -15.2444 | 2017 | 12 | QLD | Gas
2018 | 6 | VIC | VIC-NSW Import/Export | -129.8606 | 2017 | 12 | QLD | Hydro
2018 | 6 | VIC | VIC-SA Import/Export | -451.7981 | 2017 | 12 | QLD | Import/Export
2018 | 6 | VIC | Wind | 365.7532 | 2017 | 12 | QLD | Other
2018 | 7 | VIC | Brown Coal | 4307.4466 | 2018 | 1 | QLD | Black Coal
2018 | 7 | VIC | Demand | 4490.1072 | 2018 | 1 | QLD | Demand
2018 | 7 | VIC | Gas | 28.4242 | 2018 | 1 | QLD | Gas
2018 | 7 | VIC | Hydro | 305.3664 | 2018 | 1 | QLD | Hydro
2018 | 7 | VIC | Hydro Inflow | 0.22194 | 2018 | 1 | QLD | Import/Export
2018 | 7 | VIC | TAS-VIC Import/Export | -66.477 | 2018 | 1 | QLD | Other
2018 | 7 | VIC | VIC-NSW Import/Export | -121.5448 | 2018 | 2 | QLD | Black Coal
2018 | 7 | VIC | VIC-SA Import/Export | -395.6194 | 2018 | 2 | QLD | Demand
2018 | 7 | VIC | Wind | 432.281 | 2018 | 2 | QLD | Gas
2018 | 8 | VIC | Brown Coal | 4166.7027 | 2018 | 2 | QLD | Hydro
2018 | 8 | VIC | Demand | 4349.9211 | 2018 | 2 | QLD | Import/Export
2018 | 8 | VIC | Gas | 9.0369 | 2018 | 2 | QLD | Other
2018 | 8 | VIC | Hydro | 266.8555 | 2018 | 3 | QLD | Black Coal
2018 | 8 | VIC | Hydro Inflow | 0.19445 | 2018 | 3 | QLD | Demand
2018 | 8 | VIC | TAS-VIC Import/Export | -87.5574 | 2018 | 3 | QLD | Gas
2018 | 8 | VIC | VIC-NSW Import/Export | -153.542 | 2018 | 3 | QLD | Hydro
2018 | 8 | VIC | VIC-SA Import/Export | -388.4418 | 2018 | 3 | QLD | Import/Export
2018 | 8 | VIC | Wind | 536.6669 | 2018 | 3 | QLD | Other
2018 | 9 | VIC | Brown Coal | 3815.1252 | 2018 | 4 | QLD | Black Coal
2018 | 9 | VIC | Demand | 3972.2481 | 2018 | 4 | QLD | Demand
2018 | 9 | VIC | Gas | 10.1818 | 2018 | 4 | QLD | Gas
2018 | 9 | VIC | Hydro | 157.9941 | 2018 | 4 | QLD | Hydro
2018 | 9 | VIC | Hydro Inflow | 0.16221 | 2018 | 4 | QLD | Import/Export
2018 | 9 | VIC | TAS-VIC Import/Export | -25.6847 | 2018 | 4 | QLD | Other
2018 | 9 | VIC | VIC-NSW Import/Export | -134.9884 | 2018 | 5 | QLD | Black Coal
2018 | 9 | VIC | VIC-SA Import/Export | -316.9892 | 2018 | 5 | QLD | Demand
2018 | 9 | VIC | Wind | 466.4437 | 2018 | 5 | QLD | Gas
2018 | 10 | VIC | Brown Coal | 3883.2693 | 2018 | 5 | QLD | Hydro
2018 | 10 | VIC | Demand | 3993.5691 | 2018 | 5 | QLD | Import/Export
2018 | 10 | VIC | Gas | 4.9737 | 2018 | 5 | QLD | Other
2018 | 10 | VIC | Hydro | 169.4 | 2018 | 6 | QLD | Black Coal
2018 | 10 | VIC | Hydro Inflow | 0.25064 | 2018 | 6 | QLD | Demand
2018 | 10 | VIC | TAS-VIC Import/Export | 16.3374 | 2018 | 6 | QLD | Gas
2018 | 10 | VIC | VIC-NSW Import/Export | -24.0487 | 2018 | 6 | QLD | Hydro
2018 | 10 | VIC | VIC-SA Import/Export | -365.5871 | 2018 | 6 | QLD | Import/Export
2018 | 10 | VIC | Wind | 308.9633 | 2018 | 6 | QLD | Other
2018 | 11 | VIC | Brown Coal | 3853.741 | 2018 | 7 | QLD | Black Coal
2018 | 11 | VIC | Demand | 3981.9682 | 2018 | 7 | QLD | Demand
2018 | 11 | VIC | Gas | 61.5514 | 2018 | 7 | QLD | Gas
2018 | 11 | VIC | Hydro | 333.533 | 2018 | 7 | QLD | Hydro
2018 | 11 | VIC | Hydro Inflow | 0.39798 | 2018 | 7 | QLD | Import/Export
2018 | 11 | VIC | TAS-VIC Import/Export | 24.4695 | 2018 | 7 | QLD | Other
2018 | 11 | VIC | VIC-NSW Import/Export | -25.6742 | 2018 | 8 | QLD | Black Coal
2018 | 11 | VIC | VIC-SA Import/Export | -472.5892 | 2018 | 8 | QLD | Demand
2018 | 11 | VIC | Wind | 206.521 | 2018 | 8 | QLD | Gas
2018 | 12 | VIC | Brown Coal | 3971.7417 | 2018 | 8 | QLD | Hydro
2018 | 12 | VIC | Demand | 3793.2928 | 2018 | 8 | QLD | Import/Export
2018 | 12 | VIC | Gas | 7.1808 | 2018 | 8 | QLD | Other
2018 | 12 | VIC | Hydro | 134.837 | 2018 | 9 | QLD | Black Coal
2018 | 12 | VIC | Hydro Inflow | 0.094971 | 2018 | 9 | QLD | Demand
2018 | 12 | VIC | TAS-VIC Import/Export | -180.0317 | 2018 | 9 | QLD | Gas
2018 | 12 | VIC | VIC-NSW Import/Export | 10.733 | 2018 | 9 | QLD | Hydro
2018 | 12 | VIC | VIC-SA Import/Export | -413.3507 | 2018 | 9 | QLD | Import/Export
2018 | 12 | VIC | Wind | 262.0769 | 2018 | 9 | QLD | Other
2019 | 1 | VIC | Brown Coal | 3979.2906 | 2018 | 10 | QLD | Black Coal
2019 | 1 | VIC | Demand | 4006.9859 | 2018 | 10 | QLD | Demand
2019 | 1 | VIC | Gas | 32.7847 | 2018 | 10 | QLD | Gas
2019 | 1 | VIC | Hydro | 323.7114 | 2018 | 10 | QLD | Hydro
2019 | 1 | VIC | Hydro Inflow | 0.29655 | 2018 | 10 | QLD | Import/Export
2019 | 1 | VIC | TAS-VIC Import/Export | -150.0067 | 2018 | 10 | QLD | Other
2019 | 1 | VIC | VIC-NSW Import/Export | 82.6937 | 2018 | 11 | QLD | Black Coal
2019 | 1 | VIC | VIC-SA Import/Export | -490.4118 | 2018 | 11 | QLD | Demand
2019 | 1 | VIC | Wind | 228.323 | 2018 | 11 | QLD | Gas
2019 | 2 | VIC | Brown Coal | 3624.5659 | 2018 | 11 | QLD | Hydro
2019 | 2 | VIC | Demand | 3896.5014 | 2018 | 11 | QLD | Import/Export
2019 | 2 | VIC | Gas | 56.2776 | 2018 | 11 | QLD | Other
2019 | 2 | VIC | Hydro | 445.3608 | 2018 | 12 | QLD | Black Coal
2019 | 2 | VIC | Hydro Inflow | 0.32372 | 2018 | 12 | QLD | Demand
2019 | 2 | VIC | TAS-VIC Import/Export | -82.4849 | 2018 | 12 | QLD | Gas
2019 | 2 | VIC | VIC-NSW Import/Export | 71.5061 | 2018 | 12 | QLD | Hydro
2019 | 2 | VIC | VIC-SA Import/Export | -452.7752 | 2018 | 12 | QLD | Import/Export
2019 | 2 | VIC | Wind | 233.499 | 2018 | 12 | QLD | Other
2019 | 3 | VIC | Brown Coal | 3833.701 | 2019 | 1 | QLD | Black Coal
2019 | 3 | VIC | Demand | 4014.6201 | 2019 | 1 | QLD | Demand
2019 | 3 | VIC | Gas | 13.0452 | 2019 | 1 | QLD | Gas
2019 | 3 | VIC | Hydro | 339.5673 | 2019 | 1 | QLD | Hydro
2019 | 3 | VIC | Hydro Inflow | 0.23834 | 2019 | 1 | QLD | Import/Export
2019 | 3 | VIC | TAS-VIC Import/Export | -108.3651 | 2019 | 1 | QLD | Other
2019 | 3 | VIC | VIC-NSW Import/Export | 138.9977 | 2019 | 2 | QLD | Black Coal
2019 | 3 | VIC | VIC-SA Import/Export | -438.7214 | 2019 | 2 | QLD | Demand
2019 | 3 | VIC | Wind | 236.1525 | 2019 | 2 | QLD | Gas
2019 | 4 | VIC | Brown Coal | 3550.0025 | 2019 | 2 | QLD | Hydro
2019 | 4 | VIC | Demand | 3750.8397 | 2019 | 2 | QLD | Import/Export
2019 | 4 | VIC | Gas | 8.341 | 2019 | 2 | QLD | Other
2019 | 4 | VIC | Hydro | 358.4101 | 2019 | 3 | QLD | Black Coal
2019 | 4 | VIC | Hydro Inflow | 0.23313 | 2019 | 3 | QLD | Demand
2019 | 4 | VIC | TAS-VIC Import/Export | -141.3501 | 2019 | 3 | QLD | Gas
2019 | 4 | VIC | VIC-NSW Import/Export | 159.0884 | 2019 | 3 | QLD | Hydro
2019 | 4 | VIC | VIC-SA Import/Export | -457.7499 | 2019 | 3 | QLD | Import/Export
2019 | 4 | VIC | Wind | 273.8633 | 2019 | 3 | QLD | Other
2019 | 5 | VIC | Brown Coal | 3997.5417 | 2019 | 4 | QLD | Black Coal
2019 | 5 | VIC | Demand | 4233.6044 | 2019 | 4 | QLD | Demand
2019 | 5 | VIC | Gas | 42.8558 | 2019 | 4 | QLD | Gas
2019 | 5 | VIC | Hydro | 447.0473 | 2019 | 4 | QLD | Hydro
2019 | 5 | VIC | Hydro Inflow | 0.4206 | 2019 | 4 | QLD | Import/Export
2019 | 5 | VIC | TAS-VIC Import/Export | -71.2307 | 2019 | 4 | QLD | Other
2019 | 5 | VIC | VIC-NSW Import/Export | 33.5034 | 2019 | 5 | QLD | Black Coal
2019 | 5 | VIC | VIC-SA Import/Export | -481.1501 | 2019 | 5 | QLD | Demand
2019 | 5 | VIC | Wind | 264.5968 | 2019 | 5 | QLD | Gas
2019 | 6 | VIC | Brown Coal | 3862.0466 | 2019 | 5 | QLD | Hydro
2019 | 6 | VIC | Demand | 4185.2661 | 2019 | 5 | QLD | Import/Export
2019 | 6 | VIC | Gas | 14.035 | 2019 | 5 | QLD | Other
2019 | 6 | VIC | Hydro | 466.2817 | 2019 | 6 | QLD | Black Coal
2019 | 6 | VIC | Hydro Inflow | 0.44854 | 2019 | 6 | QLD | Demand
2019 | 6 | VIC | TAS-VIC Import/Export | -42.051 | 2019 | 6 | QLD | Gas
2019 | 6 | VIC | VIC-NSW Import/Export | 45.8051 | 2019 | 6 | QLD | Hydro
2019 | 6 | VIC | VIC-SA Import/Export | -459.5343 | 2019 | 6 | QLD | Import/Export
2019 | 6 | VIC | Wind | 298.2246 | 2019 | 6 | QLD | Other
2019 | 7 | VIC | Brown Coal | 4304.3173 | 2019 | 7 | QLD | Black Coal
2019 | 7 | VIC | Demand | 4543.7564 | 2019 | 7 | QLD | Demand
2019 | 7 | VIC | Gas | 27.3532 | 2019 | 7 | QLD | Gas
2019 | 7 | VIC | Hydro | 303.3076 | 2019 | 7 | QLD | Hydro
2019 | 7 | VIC | Hydro Inflow | 0.2725 | 2019 | 7 | QLD | Import/Export
2019 | 7 | VIC | TAS-VIC Import/Export | -57.8879 | 2019 | 7 | QLD | Other
2019 | 7 | VIC | VIC-NSW Import/Export | -115.5076 | 2019 | 8 | QLD | Black Coal
2019 | 7 | VIC | VIC-SA Import/Export | -379.4186 | 2019 | 8 | QLD | Demand
2019 | 7 | VIC | Wind | 461.3039 | 2019 | 8 | QLD | Gas
2019 | 8 | VIC | Brown Coal | 4245.3587 | 2019 | 8 | QLD | Hydro
2019 | 8 | VIC | Demand | 4358.7166 | 2019 | 8 | QLD | Import/Export
2019 | 8 | VIC | Gas | 7.3924 | 2019 | 8 | QLD | Other
2019 | 8 | VIC | Hydro | 164.0772 | 2019 | 9 | QLD | Black Coal
2019 | 8 | VIC | Hydro Inflow | 0.14477 | 2019 | 9 | QLD | Demand
2019 | 8 | VIC | TAS-VIC Import/Export | -95.2886 | 2019 | 9 | QLD | Gas
2019 | 8 | VIC | VIC-NSW Import/Export | -119.0943 | 2019 | 9 | QLD | Hydro
2019 | 8 | VIC | VIC-SA Import/Export | -368.3645 | 2019 | 9 | QLD | Import/Export
2019 | 8 | VIC | Wind | 524.4821 | 2019 | 9 | QLD | Other
2019 | 9 | VIC | Brown Coal | 3818.9991 | 2019 | 10 | QLD | Black Coal
2019 | 9 | VIC | Demand | 3995.5723 | 2019 | 10 | QLD | Demand
2019 | 9 | VIC | Gas | 10.9513 | 2019 | 10 | QLD | Gas
2019 | 9 | VIC | Hydro | 110.0072 | 2019 | 10 | QLD | Hydro
2019 | 9 | VIC | Hydro Inflow | 0.17505 | 2019 | 10 | QLD | Import/Export
2019 | 9 | VIC | TAS-VIC Import/Export | -0.43506 | 2019 | 10 | QLD | Other
2019 | 9 | VIC | VIC-NSW Import/Export | -96.2836 | 2019 | 11 | QLD | Black Coal
2019 | 9 | VIC | VIC-SA Import/Export | -311.5489 | 2019 | 11 | QLD | Demand
2019 | 9 | VIC | Wind | 463.7031 | 2019 | 11 | QLD | Gas
2019 | 10 | VIC | Brown Coal | 3916.0067 | 2019 | 11 | QLD | Hydro
2019 | 10 | VIC | Demand | 4010.388 | 2019 | 11 | QLD | Import/Export
2019 | 10 | VIC | Gas | 6.0081 | 2019 | 11 | QLD | Other
2019 | 10 | VIC | Hydro | 125.3571 | 2019 | 12 | QLD | Black Coal
2019 | 10 | VIC | Hydro Inflow | 0.27824 | 2019 | 12 | QLD | Demand
2019 | 10 | VIC | TAS-VIC Import/Export | 19.4181 | 2019 | 12 | QLD | Gas
2019 | 10 | VIC | VIC-NSW Import/Export | -12.9267 | 2019 | 12 | QLD | Hydro
2019 | 10 | VIC | VIC-SA Import/Export | -360.0828 | 2019 | 12 | QLD | Import/Export
2019 | 10 | VIC | Wind | 316.3296 | 2019 | 12 | QLD | Other
2019 | 11 | VIC | Brown Coal | 3863.0358 | 2020 | 1 | QLD | Black Coal
2019 | 11 | VIC | Demand | 3969.9931 | 2020 | 1 | QLD | Demand
2019 | 11 | VIC | Gas | 74.1431 | 2020 | 1 | QLD | Gas
2019 | 11 | VIC | Hydro | 275.0468 | 2020 | 1 | QLD | Hydro
2019 | 11 | VIC | Hydro Inflow | 0.30418 | 2020 | 1 | QLD | Import/Export
2019 | 11 | VIC | TAS-VIC Import/Export | -7.2966 | 2020 | 1 | QLD | Other
2019 | 11 | VIC | VIC-NSW Import/Export | 0.65977 | 2020 | 2 | QLD | Black Coal
2019 | 11 | VIC | VIC-SA Import/Export | -440.8158 | 2020 | 2 | QLD | Demand
2019 | 11 | VIC | Wind | 204.8126 | 2020 | 2 | QLD | Gas
2019 | 12 | VIC | Brown Coal | 3961.9584 | 2020 | 2 | QLD | Hydro
2019 | 12 | VIC | Demand | 3804.7836 | 2020 | 2 | QLD | Import/Export
2019 | 12 | VIC | Gas | 14.202 | 2020 | 2 | QLD | Other
2019 | 12 | VIC | Hydro | 138.5283 | 2020 | 3 | QLD | Black Coal
2019 | 12 | VIC | Hydro Inflow | 0.060979 | 2020 | 3 | QLD | Demand
2019 | 12 | VIC | TAS-VIC Import/Export | -171.2921 | 2020 | 3 | QLD | Gas
2019 | 12 | VIC | VIC-NSW Import/Export | 14.5077 | 2020 | 3 | QLD | Hydro
2019 | 12 | VIC | VIC-SA Import/Export | -412.3592 | 2020 | 3 | QLD | Import/Export
2019 | 12 | VIC | Wind | 259.1687 | 2020 | 3 | QLD | Other
2020 | 1 | VIC | Brown Coal | 3976.6913 | 2020 | 4 | QLD | Black Coal
2020 | 1 | VIC | Demand | 4021.5789 | 2020 | 4 | QLD | Demand
2020 | 1 | VIC | Gas | 35.9942 | 2020 | 4 | QLD | Gas
2020 | 1 | VIC | Hydro | 334.2984 | 2020 | 4 | QLD | Hydro
2020 | 1 | VIC | Hydro Inflow | 0.248 | 2020 | 4 | QLD | Import/Export
2020 | 1 | VIC | TAS-VIC Import/Export | -161.5124 | 2020 | 4 | QLD | Other
2020 | 1 | VIC | VIC-NSW Import/Export | 74.1099 | 2020 | 5 | QLD | Black Coal
2020 | 1 | VIC | VIC-SA Import/Export | -469.3507 | 2020 | 5 | QLD | Demand
2020 | 1 | VIC | Wind | 230.5971 | 2020 | 5 | QLD | Gas
2020 | 2 | VIC | Brown Coal | 3751.7635 | 2020 | 5 | QLD | Hydro
2020 | 2 | VIC | Demand | 4049.4794 | 2020 | 5 | QLD | Import/Export
2020 | 2 | VIC | Gas | 57.4013 | 2020 | 5 | QLD | Other
2020 | 2 | VIC | Hydro | 425.3691 | 2020 | 6 | QLD | Black Coal
2020 | 2 | VIC | Hydro Inflow | 0.29086 | 2020 | 6 | QLD | Demand
2020 | 2 | VIC | TAS-VIC Import/Export | -64.701 | 2020 | 6 | QLD | Gas
2020 | 2 | VIC | VIC-NSW Import/Export | 92.4233 | 2020 | 6 | QLD | Hydro
2020 | 2 | VIC | VIC-SA Import/Export | -457.1623 | 2020 | 6 | QLD | Import/Export
2020 | 2 | VIC | Wind | 243.2516 | 2020 | 6 | QLD | Other
2020 | 3 | VIC | Brown Coal | 3826.5109
2020 | 3 | VIC | Demand | 4024.4095
2020 | 3 | VIC | Gas | 11.3036
2020 | 3 | VIC | Hydro | 332.695
2020 | 3 | VIC | Hydro Inflow | 0.25313
2020 | 3 | VIC | TAS-VIC Import/Export | -107.2495
2020 | 3 | VIC | VIC-NSW Import/Export | 176.6166
2020 | 3 | VIC | VIC-SA Import/Export | -442.3948
2020 | 3 | VIC | Wind | 226.6744
2020 | 4 | VIC | Brown Coal | 3435.4605
2020 | 4 | VIC | Demand | 3798.5346
2020 | 4 | VIC | Gas | 7.9402
2020 | 4 | VIC | Hydro | 328.3962
2020 | 4 | VIC | Hydro Inflow | 0.30933
2020 | 4 | VIC | TAS-VIC Import/Export | -105.4893
2020 | 4 | VIC | VIC-NSW Import/Export | 294.2047
2020 | 4 | VIC | VIC-SA Import/Export | -458.9192
2020 | 4 | VIC | Wind | 296.6236
2020 | 5 | VIC | Brown Coal | 3879.6753
2020 | 5 | VIC | Demand | 4211.4762
2020 | 5 | VIC | Gas | 55.9191
2020 | 5 | VIC | Hydro | 485.5231
2020 | 5 | VIC | Hydro Inflow | 0.42373
2020 | 5 | VIC | TAS-VIC Import/Export | -75.859
2020 | 5 | VIC | VIC-NSW Import/Export | 48.9634
2020 | 5 | VIC | VIC-SA Import/Export | -448.8355
2020 | 5 | VIC | Wind | 265.6189
2020 | 6 | VIC | Brown Coal | 3895.8429
2020 | 6 | VIC | Demand | 4247.4396
2020 | 6 | VIC | Gas | 18.4962
2020 | 6 | VIC | Hydro | 503.8949
2020 | 6 | VIC | Hydro Inflow | 0.43967
2020 | 6 | VIC | TAS-VIC Import/Export | -59.073
2020 | 6 | VIC | VIC-NSW Import/Export | 69.5392
2020 | 6 | VIC | VIC-SA Import/Export | -474.4803
2020 | 6 | VIC | Wind | 292.7692
2020 | 7 | VIC | Brown Coal | 4321.0942
2020 | 7 | VIC | Demand | 4563.9616
2020 | 7 | VIC | Gas | 34.1995
2020 | 7 | VIC | Hydro | 279.5176
2020 | 7 | VIC | Hydro Inflow | 0.23028
2020 | 7 | VIC | TAS-VIC Import/Export | -55.1044
2020 | 7 | VIC | VIC-NSW Import/Export | -77.6815
2020 | 7 | VIC | VIC-SA Import/Export | -387.7386
2020 | 7 | VIC | Wind | 449.4351
2020 | 8 | VIC | Brown Coal | 4244.5826
2020 | 8 | VIC | Demand | 4378.1648
2020 | 8 | VIC | Gas | 11.5369
2020 | 8 | VIC | Hydro | 134.9448
2020 | 8 | VIC | Hydro Inflow | 0.13566
2020 | 8 | VIC | TAS-VIC Import/Export | -100.8188
2020 | 8 | VIC | VIC-NSW Import/Export | -108.7823
2020 | 8 | VIC | VIC-SA Import/Export | -354.1085
2020 | 8 | VIC | Wind | 550.6671
2020 | 9 | VIC | Brown Coal | 3848.5686
2020 | 9 | VIC | Demand | 4051.3906
2020 | 9 | VIC | Gas | 17.4393
2020 | 9 | VIC | Hydro | 103.5412
2020 | 9 | VIC | Hydro Inflow | 0.13978
2020 | 9 | VIC | TAS-VIC Import/Export | -6.8617
2020 | 9 | VIC | VIC-NSW Import/Export | -76.4261
2020 | 9 | VIC | VIC-SA Import/Export | -288.812
2020 | 9 | VIC | Wind | 453.8061
2020 | 10 | VIC | Brown Coal | 3937.5398
2020 | 10 | VIC | Demand | 4053.0315
2020 | 10 | VIC | Gas | 12.7296
2020 | 10 | VIC | Hydro | 106.498
2020 | 10 | VIC | Hydro Inflow | 0.25038
2020 | 10 | VIC | TAS-VIC Import/Export | 32.1762
2020 | 10 | VIC | VIC-NSW Import/Export | 36.4596
2020 | 10 | VIC | VIC-SA Import/Export | -373.2658
2020 | 10 | VIC | Wind | 300.623
2020 | 11 | VIC | Brown Coal | 3829.8635
2020 | 11 | VIC | Demand | 3960.5017
2020 | 11 | VIC | Gas | 88.2184
2020 | 11 | VIC | Hydro | 116.0826
2020 | 11 | VIC | Hydro Inflow | 0.23091
2020 | 11 | VIC | TAS-VIC Import/Export | 25.0411
2020 | 11 | VIC | VIC-NSW Import/Export | 83.5115
2020 | 11 | VIC | VIC-SA Import/Export | -399.6004
2020 | 11 | VIC | Wind | 216.9615
2020 | 12 | VIC | Brown Coal | 3984.43
2020 | 12 | VIC | Demand | 3914.2422
2020 | 12 | VIC | Gas | 18.7524
2020 | 12 | VIC | Hydro | 132.2058
2020 | 12 | VIC | Hydro Inflow | 0.10705
2020 | 12 | VIC | TAS-VIC Import/Export | -167.2704
2020 | 12 | VIC | VIC-NSW Import/Export | 120.4237
2020 | 12 | VIC | VIC-SA Import/Export | -429.64
2020 | 12 | VIC | Wind | 255.2147
2021 | 1 | VIC | Brown Coal | 3980.9454
2021 | 1 | VIC | Demand | 4003.9551
2021 | 1 | VIC | Gas | 29.652
2021 | 1 | VIC | Hydro | 369.4816
2021 | 1 | VIC | Hydro Inflow | 0.27083
2021 | 1 | VIC | TAS-VIC Import/Export | -186.5876
2021 | 1 | VIC | VIC-NSW Import/Export | 20.7614
2021 | 1 | VIC | VIC-SA Import/Export | -454.4858
2021 | 1 | VIC | Wind | 243.3035
2021 | 2 | VIC | Brown Coal | 3610.5112
2021 | 2 | VIC | Demand | 3910.6141
2021 | 2 | VIC | Gas | 55.223
2021 | 2 | VIC | Hydro | 383.977
2021 | 2 | VIC | Hydro Inflow | 0.25328
2021 | 2 | VIC | TAS-VIC Import/Export | -63.3564
2021 | 2 | VIC | VIC-NSW Import/Export | 100.7304
2021 | 2 | VIC | VIC-SA Import/Export | -414.1498
2021 | 2 | VIC | Wind | 237.3076
2021 | 3 | VIC | Brown Coal | 3778.498
2021 | 3 | VIC | Demand | 4089.2402
2021 | 3 | VIC | Gas | 11.8554
2021 | 3 | VIC | Hydro | 376.1614
2021 | 3 | VIC | Hydro Inflow | 0.35254
2021 | 3 | VIC | TAS-VIC Import/Export | -124.7038
2021 | 3 | VIC | VIC-NSW Import/Export | 303.706
2021 | 3 | VIC | VIC-SA Import/Export | -467.4927
2021 | 3 | VIC | Wind | 210.8463
2021 | 4 | VIC | Brown Coal | 3481.957
2021 | 4 | VIC | Demand | 3818.2466
2021 | 4 | VIC | Gas | 6.7273
2021 | 4 | VIC | Hydro | 405.1992
2021 | 4 | VIC | Hydro Inflow | 0.35165
2021 | 4 | VIC | TAS-VIC Import/Export | -151.1456
2021 | 4 | VIC | VIC-NSW Import/Export | 228.7654
2021 | 4 | VIC | VIC-SA Import/Export | -446.9023
2021 | 4 | VIC | Wind | 293.287
2021 | 5 | VIC | Brown Coal | 3901.8446
2021 | 5 | VIC | Demand | 4274.4763
2021 | 5 | VIC | Gas | 57.933
2021 | 5 | VIC | Hydro | 496.5426
2021 | 5 | VIC | Hydro Inflow | 0.4506
2021 | 5 | VIC | TAS-VIC Import/Export | -81.5539
2021 | 5 | VIC | VIC-NSW Import/Export | 79.3931
2021 | 5 | VIC | VIC-SA Import/Export | -445.0152
2021 | 5 | VIC | Wind | 264.8565
2021 | 6 | VIC | Brown Coal | 3906.5691
2021 | 6 | VIC | Demand | 4295.8612
2021 | 6 | VIC | Gas | 20.0803
2021 | 6 | VIC | Hydro | 491.511
2021 | 6 | VIC | Hydro Inflow | 0.46589
2021 | 6 | VIC | TAS-VIC Import/Export | -47.0124
2021 | 6 | VIC | VIC-NSW Import/Export | 86.0366
2021 | 6 | VIC | VIC-SA Import/Export | -466.6817
2021 | 6 | VIC | Wind | 304.8811
2021 | 7 | VIC | Brown Coal | 4319.7128
2021 | 7 | VIC | Demand | 4556.1306
2021 | 7 | VIC | Gas | 11.4825
2021 | 7 | VIC | Hydro | 368.4973
2021 | 7 | VIC | Hydro Inflow | 0.27907
2021 | 7 | VIC | TAS-VIC Import/Export | -57.8178
2021 | 7 | VIC | VIC-NSW Import/Export | -146.3564
2021 | 7 | VIC | VIC-SA Import/Export | -392.9043
2021 | 7 | VIC | Wind | 453.2299
2021 | 8 | VIC | Brown Coal | 4274.9479
2021 | 8 | VIC | Demand | 4400.7507
2021 | 8 | VIC | Gas | 7.4038
2021 | 8 | VIC | Hydro | 182.6128
2021 | 8 | VIC | Hydro Inflow | 0.12206
2021 | 8 | VIC | TAS-VIC Import/Export | -100.3192
2021 | 8 | VIC | VIC-NSW Import/Export | -150.9819
2021 | 8 | VIC | VIC-SA Import/Export | -340.1594
2021 | 8 | VIC | Wind | 527.1222
2021 | 9 | VIC | Brown Coal | 3907.4755
2021 | 9 | VIC | Demand | 4043.4146
2021 | 9 | VIC | Gas | 3.444
2021 | 9 | VIC | Hydro | 249.4743
2021 | 9 | VIC | Hydro Inflow | 0.17539
2021 | 9 | VIC | TAS-VIC Import/Export | -48.7964
2021 | 9 | VIC | VIC-NSW Import/Export | -237.3696
2021 | 9 | VIC | VIC-SA Import/Export | -282.0909
2021 | 9 | VIC | Wind | 451.0993
2021 | 10 | VIC | Brown Coal | 3864.4486
2021 | 10 | VIC | Demand | 4027.4354
2021 | 10 | VIC | Gas | 1.974
2021 | 10 | VIC | Hydro | 310.4217
2021 | 10 | VIC | Hydro Inflow | 0.22062
2021 | 10 | VIC | TAS-VIC Import/Export | 21.3583
2021 | 10 | VIC | VIC-NSW Import/Export | -126.5895
2021 | 10 | VIC | VIC-SA Import/Export | -345.9359
2021 | 10 | VIC | Wind | 301.5311
2021 | 11 | VIC | Brown Coal | 3771.8842
2021 | 11 | VIC | Demand | 3959.4179
2021 | 11 | VIC | Gas | 64.3177
2021 | 11 | VIC | Hydro | 380.1732
2021 | 11 | VIC | Hydro Inflow | 0.25806
2021 | 11 | VIC | Other | 0.016267
2021 | 11 | VIC | TAS-VIC Import/Export | 58.9914
2021 | 11 | VIC | VIC-NSW Import/Export | -139.8906
2021 | 11 | VIC | VIC-SA Import/Export | -398.3078
2021 | 11 | VIC | Wind | 221.8186
2021 | 12 | VIC | Brown Coal | 3972.2805
2021 | 12 | VIC | Demand | 3896.1636
2021 | 12 | VIC | Gas | 11.2164
2021 | 12 | VIC | Hydro | 186.0484
2021 | 12 | VIC | Hydro Inflow | 0.082362
2021 | 12 | VIC | TAS-VIC Import/Export | -155.5237
2021 | 12 | VIC | VIC-NSW Import/Export | 22.5765
2021 | 12 | VIC | VIC-SA Import/Export | -394.5427
2021 | 12 | VIC | Wind | 254.0227
2022 | 1 | VIC | Brown Coal | 3975.6573
2022 | 1 | VIC | Demand | 3996.083
2022 | 1 | VIC | Gas | 25.9899
2022 | 1 | VIC | Hydro | 260.1729
2022 | 1 | VIC | Hydro Inflow | 0.13661
2022 | 1 | VIC | Other | 0.2118
2022 | 1 | VIC | TAS-VIC Import/Export | -141.3668
2022 | 1 | VIC | VIC-NSW Import/Export | 54.1131
2022 | 1 | VIC | VIC-SA Import/Export | -423.2431
2022 | 1 | VIC | Wind | 243.9138
2022 | 2 | VIC | Brown Coal | 3610.1212
2022 | 2 | VIC | Demand | 3894.8879
2022 | 2 | VIC | Gas | 55.5033
2022 | 2 | VIC | Hydro | 339.0538
2022 | 2 | VIC | Hydro Inflow | 0.22207
2022 | 2 | VIC | TAS-VIC Import/Export | -78.8679
2022 | 2 | VIC | VIC-NSW Import/Export | 103.707
2022 | 2 | VIC | VIC-SA Import/Export | -378.9141
2022 | 2 | VIC | Wind | 243.9652
2022 | 3 | VIC | Brown Coal | 3767.3525
2022 | 3 | VIC | Demand | 4083.9092
2022 | 3 | VIC | Gas | 9.3907
2022 | 3 | VIC | Hydro | 333.8015
2022 | 3 | VIC | Hydro Inflow | 0.28357
2022 | 3 | VIC | TAS-VIC Import/Export | -74.3563
2022 | 3 | VIC | VIC-NSW Import/Export | 289.8015
2022 | 3 | VIC | VIC-SA Import/Export | -444.2568
2022 | 3 | VIC | Wind | 201.8891
2022 | 4 | VIC | Brown Coal | 3419.149
2022 | 4 | VIC | Demand | 3808.7377
2022 | 4 | VIC | Gas | 27.2435
2022 | 4 | VIC | Hydro | 432.7004
2022 | 4 | VIC | Hydro Inflow | 0.38568
2022 | 4 | VIC | TAS-VIC Import/Export | -58.4524
2022 | 4 | VIC | VIC-NSW Import/Export | 65.1384
2022 | 4 | VIC | VIC-SA Import/Export | -388.4925
2022 | 4 | VIC | Wind | 311.0537
2022 | 5 | VIC | Brown Coal | 3940.5909
2022 | 5 | VIC | Demand | 4323.2663
2022 | 5 | VIC | Gas | 127.9714
2022 | 5 | VIC | Hydro | 519.3628
2022 | 5 | VIC | Hydro Inflow | 0.48284
2022 | 5 | VIC | Other | 0.16248
2022 | 5 | VIC | TAS-VIC Import/Export | 19.2474
2022 | 5 | VIC | VIC-NSW Import/Export | -131.9947
2022 | 5 | VIC | VIC-SA Import/Export | -395.9714
2022 | 5 | VIC | Wind | 242.8535
2022 | 6 | VIC | Brown Coal | 3933.3635
2022 | 6 | VIC | Demand | 4302.3623
2022 | 6 | VIC | Gas | 64.9841
2022 | 6 | VIC | Hydro | 505.7303
2022 | 6 | VIC | Hydro Inflow | 0.53378
2022 | 6 | VIC | Other | 0.019502
2022 | 6 | VIC | TAS-VIC Import/Export | 55.5548
2022 | 6 | VIC | VIC-NSW Import/Export | -188.9472
2022 | 6 | VIC | VIC-SA Import/Export | -398.2828
2022 | 6 | VIC | Wind | 329.2507
2022 | 7 | VIC | Brown Coal | 4310.5658
2022 | 7 | VIC | Demand | 4565.843
2022 | 7 | VIC | Gas | 90.0407
2022 | 7 | VIC | Hydro | 387.0781
2022 | 7 | VIC | Hydro Inflow | 0.33009
2022 | 7 | VIC | Other | 0.04667
2022 | 7 | VIC | TAS-VIC Import/Export | -21.7455
2022 | 7 | VIC | VIC-NSW Import/Export | -335.654
2022 | 7 | VIC | VIC-SA Import/Export | -306.4373
2022 | 7 | VIC | Wind | 441.3912
2022 | 8 | VIC | Brown Coal | 4151.2034
2022 | 8 | VIC | Demand | 4419.8959
2022 | 8 | VIC | Gas | 62.4922
2022 | 8 | VIC | Hydro | 208.7635
2022 | 8 | VIC | Hydro Inflow | 0.1745
2022 | 8 | VIC | Other | 0.0061316
2022 | 8 | VIC | TAS-VIC Import/Export | -44.0974
2022 | 8 | VIC | VIC-NSW Import/Export | -234.0692
2022 | 8 | VIC | VIC-SA Import/Export | -263.0378
2022 | 8 | VIC | Wind | 538.4256
2022 | 9 | VIC | Brown Coal | 3910.3596
2022 | 9 | VIC | Demand | 4060.4077
2022 | 9 | VIC | Gas | 50.501
2022 | 9 | VIC | Hydro | 261.4742
2022 | 9 | VIC | Hydro Inflow | 0.21791
2022 | 9 | VIC | TAS-VIC Import/Export | 7.8453
2022 | 9 | VIC | VIC-NSW Import/Export | -412.8351
2022 | 9 | VIC | VIC-SA Import/Export | -195.2677
2022 | 9 | VIC | Wind | 438.1016
2022 | 10 | VIC | Brown Coal | 3980.3638
2022 | 10 | VIC | Demand | 4034.2691
2022 | 10 | VIC | Gas | 60.6522
2022 | 10 | VIC | Hydro | 199.1915
2022 | 10 | VIC | Hydro Inflow | 0.25553
2022 | 10 | VIC | TAS-VIC Import/Export | 22.8028
2022 | 10 | VIC | VIC-NSW Import/Export | -320.4109
2022 | 10 | VIC | VIC-SA Import/Export | -216.4411
2022 | 10 | VIC | Wind | 307.8535
2022 | 11 | VIC | Brown Coal | 3785.025
2022 | 11 | VIC | Demand | 3977.1192
2022 | 11 | VIC | Gas | 139.9164
2022 | 11 | VIC | Hydro | 371.1869
2022 | 11 | VIC | Hydro Inflow | 0.45214
2022 | 11 | VIC | Other | 0.12145
2022 | 11 | VIC | TAS-VIC Import/Export | 32.6766
2022 | 11 | VIC | VIC-NSW Import/Export | -266.8567
2022 | 11 | VIC | VIC-SA Import/Export | -296.9842
2022 | 11 | VIC | Wind | 211.236
2022 | 12 | VIC | Brown Coal | 3963.735
2022 | 12 | VIC | Demand | 3861.689
2022 | 12 | VIC | Gas | 25.1125
2022 | 12 | VIC | Hydro | 246.3166
2022 | 12 | VIC | Hydro Inflow | 0.21835
2022 | 12 | VIC | TAS-VIC Import/Export | -167.5407
2022 | 12 | VIC | VIC-NSW Import/Export | -132.8562
2022 | 12 | VIC | VIC-SA Import/Export | -320.0112
2022 | 12 | VIC | Wind | 246.6411
2023 | 1 | VIC | Brown Coal | 3985.659
2023 | 1 | VIC | Demand | 4051.4637
2023 | 1 | VIC | Gas | 54.8638
2023 | 1 | VIC | Hydro | 341.9264
2023 | 1 | VIC | Hydro Inflow | 0.26928
2023 | 1 | VIC | TAS-VIC Import/Export | -141.9485
2023 | 1 | VIC | VIC-NSW Import/Export | -76.6174
2023 | 1 | VIC | VIC-SA Import/Export | -354.4969
2023 | 1 | VIC | Wind | 240.9595
2023 | 2 | VIC | Brown Coal | 3603.1631
2023 | 2 | VIC | Demand | 3873.5845
2023 | 2 | VIC | Gas | 98.3818
2023 | 2 | VIC | Hydro | 396.4061
2023 | 2 | VIC | Hydro Inflow | 0.29451
2023 | 2 | VIC | Other | 0.11489
2023 | 2 | VIC | TAS-VIC Import/Export | -78.4828
2023 | 2 | VIC | VIC-NSW Import/Export | -95.5506
2023 | 2 | VIC | VIC-SA Import/Export | -293.0912
2023 | 2 | VIC | Wind | 242.0893
2023 | 3 | VIC | Brown Coal | 3738.1583
2023 | 3 | VIC | Demand | 4098.6411
2023 | 3 | VIC | Gas | 99.6945
2023 | 3 | VIC | Hydro | 369.3322
2023 | 3 | VIC | Hydro Inflow | 0.2593
2023 | 3 | VIC | Other | 0.0051141
2023 | 3 | VIC | TAS-VIC Import/Export | -63.1866
2023 | 3 | VIC | VIC-NSW Import/Export | 72.7866
2023 | 3 | VIC | VIC-SA Import/Export | -320.9661
2023 | 3 | VIC | Wind | 202.5347
2023 | 4 | VIC | Brown Coal | 3439.9785
2023 | 4 | VIC | Demand | 3805.9532
2023 | 4 | VIC | Gas | 72.0535
2023 | 4 | VIC | Hydro | 240.4555
2023 | 4 | VIC | Hydro Inflow | 0.18721
2023 | 4 | VIC | TAS-VIC Import/Export | -107.9529
2023 | 4 | VIC | VIC-NSW Import/Export | 174.7452
2023 | 4 | VIC | VIC-SA Import/Export | -320.1361
2023 | 4 | VIC | Wind | 306.5904
2023 | 5 | VIC | Brown Coal | 4007.3907
2023 | 5 | VIC | Demand | 4384.4333
2023 | 5 | VIC | Gas | 210.8739
2023 | 5 | VIC | Hydro | 320.524
2023 | 5 | VIC | Hydro Inflow | 0.28818
2023 | 5 | VIC | Other | 0.50274
2023 | 5 | VIC | TAS-VIC Import/Export | -26.0092
2023 | 5 | VIC | VIC-NSW Import/Export | -54.6635
2023 | 5 | VIC | VIC-SA Import/Export | -318.3899
2023 | 5 | VIC | Wind | 242.8389
2023 | 6 | VIC | Brown Coal | 3942.4102
2023 | 6 | VIC | Demand | 4332.306
2023 | 6 | VIC | Gas | 116.4642
2023 | 6 | VIC | Hydro | 391.0299
2023 | 6 | VIC | Hydro Inflow | 0.38435
2023 | 6 | VIC | Other | 0.04052
2023 | 6 | VIC | TAS-VIC Import/Export | -23.1294
2023 | 6 | VIC | VIC-NSW Import/Export | -140.6522
2023 | 6 | VIC | VIC-SA Import/Export | -308.4248
2023 | 6 | VIC | Wind | 353.9624
2023 | 7 | VIC | Brown Coal | 4319.0819
2023 | 7 | VIC | Demand | 4594.3527
2023 | 7 | VIC | Gas | 104.7982
2023 | 7 | VIC | Hydro | 436.8868
2023 | 7 | VIC | Hydro Inflow | 0.38073
2023 | 7 | VIC | Other | 0.066347
2023 | 7 | VIC | TAS-VIC Import/Export | -43.7359
2023 | 7 | VIC | VIC-NSW Import/Export | -353.1829
2023 | 7 | VIC | VIC-SA Import/Export | -300.5966
2023 | 7 | VIC | Wind | 430.2643
2023 | 8 | VIC | Brown Coal | 4138.9791
2023 | 8 | VIC | Demand | 4433.0509
2023 | 8 | VIC | Gas | 74.7395
2023 | 8 | VIC | Hydro | 182.5849
2023 | 8 | VIC | Hydro Inflow | 0.17065
2023 | 8 | VIC | Other | 0.0084466
2023 | 8 | VIC | TAS-VIC Import/Export | -56.524
2023 | 8 | VIC | VIC-NSW Import/Export | -208.3965
2023 | 8 | VIC | VIC-SA Import/Export | -242.9084
2023 | 8 | VIC | Wind | 544.3712
2023 | 9 | VIC | Brown Coal | 3906.9252
2023 | 9 | VIC | Demand | 4066.5874
2023 | 9 | VIC | Gas | 135.9093
2023 | 9 | VIC | Hydro | 106.9386
2023 | 9 | VIC | Hydro Inflow | 0.095595
2023 | 9 | VIC | Other | 0.019476
2023 | 9 | VIC | TAS-VIC Import/Export | 42.3957
2023 | 9 | VIC | VIC-NSW Import/Export | -360.4236
2023 | 9 | VIC | VIC-SA Import/Export | -187.5276
2023 | 9 | VIC | Wind | 422.1679
2023 | 10 | VIC | Brown Coal | 3972.2171
2023 | 10 | VIC | Demand | 4038.3746
2023 | 10 | VIC | Gas | 87.7615
2023 | 10 | VIC | Hydro | 114.9463
2023 | 10 | VIC | Hydro Inflow | 0.22148
2023 | 10 | VIC | TAS-VIC Import/Export | 1.2078
2023 | 10 | VIC | VIC-NSW Import/Export | -293.4914
2023 | 10 | VIC | VIC-SA Import/Export | -159.5263
2023 | 10 | VIC | Wind | 315.0009
2023 | 11 | VIC | Brown Coal | 3799.11
2023 | 11 | VIC | Demand | 4012.0964
2023 | 11 | VIC | Gas | 170.8484
2023 | 11 | VIC | Hydro | 365.1483
2023 | 11 | VIC | Hydro Inflow | 0.4725
2023 | 11 | VIC | Other | 0.22924
2023 | 11 | VIC | TAS-VIC Import/Export | 23.7655
2023 | 11 | VIC | VIC-NSW Import/Export | -290.332
2023 | 11 | VIC | VIC-SA Import/Export | -271.8622
2023 | 11 | VIC | Wind | 214.1876
2023 | 12 | VIC | Brown Coal | 3945.3743
2023 | 12 | VIC | Demand | 3840.2343
2023 | 12 | VIC | Gas | 33.8918
2023 | 12 | VIC | Hydro | 246.7834
2023 | 12 | VIC | Hydro Inflow | 0.24991
2023 | 12 | VIC | Other | 0.0093449
2023 | 12 | VIC | TAS-VIC Import/Export | -179.6683
2023 | 12 | VIC | VIC-NSW Import/Export | -139.0612
2023 | 12 | VIC | VIC-SA Import/Export | -306.1562
2023 | 12 | VIC | Wind | 238.7924
2024 | 1 | VIC | Brown Coal | 3984.2709
2024 | 1 | VIC | Demand | 4129.3469
2024 | 1 | VIC | Gas | 107.1508
2024 | 1 | VIC | Hydro | 240.4054
2024 | 1 | VIC | Hydro Inflow | 0.25552
2024 | 1 | VIC | TAS-VIC Import/Export | -102.9767
2024 | 1 | VIC | VIC-NSW Import/Export | -31.0718
2024 | 1 | VIC | VIC-SA Import/Export | -317.6684
2024 | 1 | VIC | Wind | 247.9923
2024 | 2 | VIC | Brown Coal | 3726.9444
2024 | 2 | VIC | Demand | 4013.2943
2024 | 2 | VIC | Gas | 121.7058
2024 | 2 | VIC | Hydro | 346.831
2024 | 2 | VIC | Hydro Inflow | 0.32049
2024 | 2 | VIC | TAS-VIC Import/Export | -81.8874
2024 | 2 | VIC | VIC-NSW Import/Export | -53.9491
2024 | 2 | VIC | VIC-SA Import/Export | -286.7346
2024 | 2 | VIC | Wind | 239.9082
2024 | 3 | VIC | Brown Coal | 3684.9036
2024 | 3 | VIC | Demand | 3999.1046
2024 | 3 | VIC | Gas | 114.2321
2024 | 3 | VIC | Hydro | 229.0978
2024 | 3 | VIC | Hydro Inflow | 0.20261
2024 | 3 | VIC | TAS-VIC Import/Export | -107.4092
2024 | 3 | VIC | VIC-NSW Import/Export | 148.9853
2024 | 3 | VIC | VIC-SA Import/Export | -277.8438
2024 | 3 | VIC | Wind | 206.9191
2024 | 4 | VIC | Brown Coal | 3544.0714
2024 | 4 | VIC | Demand | 3884.1871
2024 | 4 | VIC | Gas | 112.9977
2024 | 4 | VIC | Hydro | 147.5164
2024 | 4 | VIC | Hydro Inflow | 0.11278
2024 | 4 | VIC | Other | 0.0042559
2024 | 4 | VIC | TAS-VIC Import/Export | -132.7385
2024 | 4 | VIC | VIC-NSW Import/Export | 161.8102
2024 | 4 | VIC | VIC-SA Import/Export | -275.1101
2024 | 4 | VIC | Wind | 325.4927
2024 | 5 | VIC | Brown Coal | 3956.646
2024 | 5 | VIC | Demand | 4438.5053
2024 | 5 | VIC | Gas | 258.5928
2024 | 5 | VIC | Hydro | 398.7315
2024 | 5 | VIC | Hydro Inflow | 0.36589
2024 | 5 | VIC | Other | 0.97343
2024 | 5 | VIC | TAS-VIC Import/Export | -27.189
2024 | 5 | VIC | VIC-NSW Import/Export | -52.7538
2024 | 5 | VIC | VIC-SA Import/Export | -312.4055
2024 | 5 | VIC | Wind | 213.7907
2024 | 6 | VIC | Brown Coal | 3875.7339
2024 | 6 | VIC | Demand | 4353.4652
2024 | 6 | VIC | Gas | 143.0198
2024 | 6 | VIC | Hydro | 442.6068
2024 | 6 | VIC | Hydro Inflow | 0.42492
2024 | 6 | VIC | Other | 0.088238
2024 | 6 | VIC | TAS-VIC Import/Export | -30.3817
2024 | 6 | VIC | VIC-NSW Import/Export | -145.3809
2024 | 6 | VIC | VIC-SA Import/Export | -299.2783
2024 | 6 | VIC | Wind | 366.3008
2024 | 7 | VIC | Brown Coal | 4316.6547
2024 | 7 | VIC | Demand | 4708.743
2024 | 7 | VIC | Gas | 176.3196
2024 | 7 | VIC | Hydro | 409.6654
2024 | 7 | VIC | Hydro Inflow | 0.36169
2024 | 7 | VIC | Other | 0.1392
2024 | 7 | VIC | TAS-VIC Import/Export | -39.8127
2024 | 7 | VIC | VIC-NSW Import/Export | -325.9461
2024 | 7 | VIC | VIC-SA Import/Export | -251.6788
2024 | 7 | VIC | Wind | 422.3905
2024 | 8 | VIC | Brown Coal | 4229.7913
2024 | 8 | VIC | Demand | 4503.5337
2024 | 8 | VIC | Gas | 139.3429
2024 | 8 | VIC | Hydro | 154.5809
2024 | 8 | VIC | Hydro Inflow | 0.1861
2024 | 8 | VIC | Other | 0.095921
2024 | 8 | VIC | TAS-VIC Import/Export | -70.7191
2024 | 8 | VIC | VIC-NSW Import/Export | -264.1078
2024 | 8 | VIC | VIC-SA Import/Export | -233.5364
2024 | 8 | VIC | Wind | 547.5494
2024 | 9 | VIC | Brown Coal | 3953.7452
2024 | 9 | VIC | Demand | 4119.0705
2024 | 9 | VIC | Gas | 103.2296
2024 | 9 | VIC | Hydro | 195.3394
2024 | 9 | VIC | Hydro Inflow | 0.20992
2024 | 9 | VIC | TAS-VIC Import/Export | -33.4701
2024 | 9 | VIC | VIC-NSW Import/Export | -398.6866
2024 | 9 | VIC | VIC-SA Import/Export | -165.0144
2024 | 9 | VIC | Wind | 463.7023
2024 | 10 | VIC | Brown Coal | 3869.2803
2024 | 10 | VIC | Demand | 4081.4678
2024 | 10 | VIC | Gas | 167.3424
2024 | 10 | VIC | Hydro | 215.9915
2024 | 10 | VIC | Hydro Inflow | 0.26675
2024 | 10 | VIC | TAS-VIC Import/Export | 62.0842
2024 | 10 | VIC | VIC-NSW Import/Export | -403.3959
2024 | 10 | VIC | VIC-SA Import/Export | -145.1425
2024 | 10 | VIC | Wind | 315.032
2024 | 11 | VIC | Brown Coal | 3899.3563
2024 | 11 | VIC | Demand | 4025.8822
2024 | 11 | VIC | Gas | 228.9468
2024 | 11 | VIC | Hydro | 333.0854
2024 | 11 | VIC | Hydro Inflow | 0.35423
2024 | 11 | VIC | Other | 0.27871
2024 | 11 | VIC | TAS-VIC Import/Export | 25.6397
2024 | 11 | VIC | VIC-NSW Import/Export | -418.6631
2024 | 11 | VIC | VIC-SA Import/Export | -247.1502
2024 | 11 | VIC | Wind | 203.1002
2024 | 12 | VIC | Brown Coal | 3910.9842
2024 | 12 | VIC | Demand | 3824.0669
2024 | 12 | VIC | Gas | 74.2711
2024 | 12 | VIC | Hydro | 152.1104
2024 | 12 | VIC | Hydro Inflow | 0.13965
2024 | 12 | VIC | TAS-VIC Import/Export | -157.3465
2024 | 12 | VIC | VIC-NSW Import/Export | -171.7806
2024 | 12 | VIC | VIC-SA Import/Export | -238.6744
2024 | 12 | VIC | Wind | 254.2842
2025 | 1 | VIC | Brown Coal | 3956.8138
2025 | 1 | VIC | Demand | 4064.7167
2025 | 1 | VIC | Gas | 144.3468
2025 | 1 | VIC | Hydro | 241.8235
2025 | 1 | VIC | Hydro Inflow | 0.25992
2025 | 1 | VIC | Other | 0.3686
2025 | 1 | VIC | TAS-VIC Import/Export | -145.773
2025 | 1 | VIC | VIC-NSW Import/Export | -83.1203
2025 | 1 | VIC | VIC-SA Import/Export | -279.1285
2025 | 1 | VIC | Wind | 228.23
2025 | 2 | VIC | Brown Coal | 3612.4236
2025 | 2 | VIC | Demand | 4016.1905
2025 | 2 | VIC | Gas | 232.1698
2025 | 2 | VIC | Hydro | 316.676
2025 | 2 | VIC | Hydro Inflow | 0.28461
2025 | 2 | VIC | Other | 0.65967
2025 | 2 | VIC | TAS-VIC Import/Export | -83.701
2025 | 2 | VIC | VIC-NSW Import/Export | -32.7813
2025 | 2 | VIC | VIC-SA Import/Export | -261.9657
2025 | 2 | VIC | Wind | 230.7576
2025 | 3 | VIC | Brown Coal | 3705.218
2025 | 3 | VIC | Demand | 4091.0343
2025 | 3 | VIC | Gas | 191.0158
2025 | 3 | VIC | Hydro | 324.2807
2025 | 3 | VIC | Hydro Inflow | 0.24421
2025 | 3 | VIC | TAS-VIC Import/Export | -148.3062
2025 | 3 | VIC | VIC-NSW Import/Export | -6.7081
2025 | 3 | VIC | VIC-SA Import/Export | -206.0583
2025 | 3 | VIC | Wind | 231.3256
2025 | 4 | VIC | Brown Coal | 3475.6624
2025 | 4 | VIC | Demand | 3885.7372
2025 | 4 | VIC | Gas | 169.7584
2025 | 4 | VIC | Hydro | 281.4619
2025 | 4 | VIC | Hydro Inflow | 0.20133
2025 | 4 | VIC | Other | 0.014933
2025 | 4 | VIC | TAS-VIC Import/Export | -200.872
2025 | 4 | VIC | VIC-NSW Import/Export | 125.4587
2025 | 4 | VIC | VIC-SA Import/Export | -259.2909
2025 | 4 | VIC | Wind | 293.1975
2025 | 5 | VIC | Brown Coal | 3884.1046
2025 | 5 | VIC | Demand | 4385.8467
2025 | 5 | VIC | Gas | 303.0503
2025 | 5 | VIC | Hydro | 396.6427
2025 | 5 | VIC | Hydro Inflow | 0.34763
2025 | 5 | VIC | Other | 1.0955
2025 | 5 | VIC | TAS-VIC Import/Export | -106.5985
2025 | 5 | VIC | VIC-NSW Import/Export | -90.555
2025 | 5 | VIC | VIC-SA Import/Export | -260.6628
2025 | 5 | VIC | Wind | 256.7333
2025 | 6 | VIC | Brown Coal | 3828.6851
2025 | 6 | VIC | Demand | 4381.2461
2025 | 6 | VIC | Gas | 282.6328
2025 | 6 | VIC | Hydro | 373.4698
2025 | 6 | VIC | Hydro Inflow | 0.41053
2025 | 6 | VIC | Other | 0.013055
2025 | 6 | VIC | TAS-VIC Import/Export | -49.4776
2025 | 6 | VIC | VIC-NSW Import/Export | -80.0536
2025 | 6 | VIC | VIC-SA Import/Export | -268.2124
2025 | 6 | VIC | Wind | 293.6575

## ESOOData_Low
|  |  |  | y | y | y | y | y | y
Region | sim_year | WeightedUD | WeightedLoad | USE (%) | Reliability standard (%) | Maximum firm generation capacity (MW) | LRC point | 50% POE maximum demand (MW) | 10% POE maximum demand (MW)
VIC | 15-16 | 0 | 42873930.48 | 0 | 0.002 | 10470.6848 |  | 8416.61 | 9742.84
VIC | 16-17 | 0 | 40029630.08 | 0 | 0.002 | 10479.6848 |  | 8043.62 | 9187.92
VIC | 17-18 | 0.608 | 38667532.416 | 0 | 0.002 | 10479.6848 |  | 7947.5 | 9207.04
VIC | 18-19 | 0 | 38608402.664 | 0 | 0.002 | 10479.6848 |  | 8225.02 | 9283.2
VIC | 19-20 | 12.16 | 38399919.344 | 0 | 0.002 | 10479.6848 |  | 8349.23 | 9540.52
VIC | 20-21 | 4.256 | 38059106.696 | 0 | 0.002 | 10479.6848 |  | 8212.93 | 9427.21
VIC | 21-22 | 34.048 | 37622437.368 | 0.0001 | 0.002 | 10479.6848 |  | 8041.12 | 9399.82
VIC | 22-23 | 0 | 37348794.952 | 0 | 0.002 | 10479.6848 |  | 8056.06 | 9353.87
VIC | 23-24 | 9.728 | 37205110.272 | 0 | 0.002 | 10479.6848 |  | 8180.11 | 9504.13
VIC | 24-25 | 19.76 | 37110489.408 | 0.0001 | 0.002 | 10479.6848 |  | 8535.41 | 9676.27

## SupplyDemandCondition_Low
Row Labels | Generation | Maximum demand | Import at maximum demand | Export at maximum demand | Unmet load at maximum demand
2015
7 | 7884.8805 | 7884.88 | 0 | 228.5966 | 0
8 | 7846.3732 | 7846.3729 | 0 | 92.6349 | 0
9 | 7426.5463 | 7426.5461 | 0 | 99.5101 | 0
10 | 6936.6675 | 6936.6675 | 0 | 78.35 | 0
11 | 8192.6861 | 8230.4534 | 37.7674 | 0 | 0
12 | 7351.4167 | 8087.2211 | 735.8059 | 0 | 0
2016
1 | 8763.1277 | 8788.3509 | 25.2218 | 0 | 0
2 | 8347.3044 | 8347.3054 | 0 | 205.1331 | 0
3 | 6703.4328 | 7356.6226 | 653.1903 | 0 | 0
4 | 7159.0224 | 7159.0249 | 0 | 543.6075 | 0
5 | 7793.8774 | 7796.2074 | 2.3302 | 0 | 0
6 | 7852.0924 | 7852.0916 | 0 | 140.6615 | 0
7 | 7199.278 | 7199.2767 | 0 | 809.4836 | 0
8 | 7096.7524 | 7096.7537 | 0 | 739.0746 | 0
9 | 6477.9133 | 6477.9123 | 0 | 834.7044 | 0
10 | 6082.3019 | 6082.3023 | 0 | 847.2927 | 0
11 | 7244.8281 | 7889.7902 | 644.9619 | 0 | 0
12 | 7517.2304 | 7588.7652 | 71.5332 | 0 | 0
2017
1 | 8171.015 | 8337.2861 | 166.2725 | 0 | 0
2 | 8002.1156 | 8002.1149 | 0 | 38.4828 | 0
3 | 6587.339 | 7027.4399 | 440.1026 | 0 | 0
4 | 7013.7299 | 7013.7303 | 0 | 316.9125 | 0
5 | 7870.197 | 7870.1991 | 0 | 111.7559 | 0
6 | 7500.5818 | 7545.9922 | 45.4101 | 0 | 0
7 | 7270.2199 | 7270.2196 | 0 | 721.2442 | 0
8 | 7169.9053 | 7169.9072 | 0 | 639.2016 | 0
9 | 6457.2296 | 6457.2293 | 0 | 785.3169 | 0
10 | 5925.5057 | 5925.5011 | 0 | 867.2074 | 0
11 | 7525.0601 | 7741.0015 | 215.9401 | 0 | 0
12 | 7050.026 | 7495.5064 | 445.4814 | 0 | 0
2018
1 | 7689.9471 | 8270.2533 | 580.3074 | 0 | 0
2 | 7390.7891 | 8204.7103 | 813.9207 | 0 | 0
3 | 6213.927 | 6846.7907 | 632.859 | 0 | 0
4 | 6906.1772 | 6906.1735 | 0 | 452.6014 | 0
5 | 7580.7588 | 7580.7586 | 0 | 847.2248 | 0
6 | 7388.5245 | 7441.7113 | 53.1873 | 0 | 0
7 | 7651.012 | 7651.0151 | 0 | 183.1651 | 0
8 | 7311.6982 | 7311.7019 | 0 | 625.3299 | 0
9 | 6439.4688 | 6439.477 | 0 | 659.6737 | 0
10 | 5955.738 | 5955.7347 | 0 | 819.2902 | 0
11 | 7705.205 | 7705.2036 | 0 | 468.7203 | 0
12 | 7373.3672 | 7373.3664 | 0 | 159.0192 | 0
2019
1 | 8320.7739 | 8320.7761 | 0 | 83.6522 | 0
2 | 7910.9739 | 8475.3424 | 564.3681 | 0 | 0
3 | 6258.1105 | 7069.0435 | 810.9334 | 0 | 0
4 | 6924.6192 | 6924.623 | 0 | 399.7446 | 0
5 | 7604.0044 | 7604.0043 | 0 | 57.7206 | 0
6 | 7417.0014 | 7417.0007 | 0 | 277.2848 | 0
7 | 7627.1733 | 7649.1049 | 21.9316 | 0 | 0
8 | 7318.1197 | 7318.119 | 0 | 521.0054 | 0
9 | 6445.4531 | 6445.4552 | 0 | 605.6446 | 0
10 | 6036.2452 | 6036.2426 | 0 | 764.9823 | 0
11 | 7545.0386 | 7802.9856 | 257.9496 | 0 | 0
12 | 6572.4959 | 7515.6404 | 943.1451 | 0 | 0
2020
1 | 7722.473 | 8479.7207 | 757.145 | 0 | 0.1051
2 | 8048.3641 | 8688.6773 | 634.8559 | 0 | 5.4574
3 | 6292.1674 | 7172.1305 | 879.9629 | 0 | 0
4 | 6971.4669 | 6971.4669 | 0 | 217.3078 | 0
5 | 7520.5678 | 7691.9412 | 171.3748 | 0 | 0
6 | 7587.3032 | 7587.3042 | 0 | 107.4001 | 0
7 | 7567.9778 | 7567.9802 | 0 | 272.5165 | 0
8 | 7474.881 | 7474.8795 | 0 | 203.2128 | 0
9 | 6729.7995 | 6729.8012 | 0 | 466.9519 | 0
10 | 5892.3555 | 5892.3564 | 0 | 1168.2656 | 0
11 | 7589.5221 | 7833.1702 | 243.6449 | 0 | 0
12 | 7554.8446 | 7711.8051 | 156.9599 | 0 | 0
2021
1 | 8556.1431 | 8559.2603 | 0 | 207.612 | 3.1171
2 | 7931.3595 | 7990.5768 | 59.2164 | 0 | 0
3 | 7010.0227 | 7010.0241 | 0 | 142.7672 | 0
4 | 6957.5704 | 6957.57 | 0 | 178.476 | 0
5 | 7269.1101 | 7608.6698 | 339.5589 | 0 | 0
6 | 7572.4001 | 7572.4013 | 0 | 202.2682 | 0
7 | 7497.6721 | 7497.6709 | 0 | 239.5891 | 0
8 | 7395.2063 | 7395.2039 | 0 | 362.3568 | 0
9 | 6649.2775 | 6649.2754 | 0 | 425.1004 | 0
10 | 5852.6773 | 5852.6785 | 0 | 657.4718 | 0
11 | 7694.2978 | 7694.2987 | 0 | 429.7566 | 0
12 | 7486.3866 | 7486.3866 | 0 | 184.9136 | 0
2022
1 | 8410.9528 | 8424.4364 | 0 | 421.0681 | 13.4813
2 | 7833.727 | 7833.7298 | 0 | 19.5634 | 0
3 | 6819.0536 | 6819.0585 | 0 | 540.3665 | 0
4 | 6441.6887 | 6958.2308 | 516.5419 | 0 | 0
5 | 7649.0929 | 7649.0913 | 0 | 773.8403 | 0
6 | 7594.7006 | 7594.7021 | 0 | 337.0043 | 0
7 | 7576.1525 | 7576.1528 | 0 | 488.3139 | 0
8 | 7487.6496 | 7487.6506 | 0 | 376.3345 | 0
9 | 6728.6352 | 6728.634 | 0 | 469.158 | 0
10 | 5855.415 | 5855.4119 | 0 | 792.7084 | 0
11 | 7641.1157 | 7641.1171 | 0 | 139.3738 | 0
12 | 7459.8606 | 7459.8598 | 0 | 105.2421 | 0
2023
1 | 8429.4042 | 8429.5351 | 0 | 227.9307 | 0.12911
2 | 7795.3783 | 7795.3765 | 0 | 303.3436 | 0
3 | 6771.4955 | 6771.4979 | 0 | 546.6373 | 0
4 | 6823.0107 | 6823.0103 | 0 | 222.5581 | 0
5 | 7648.2683 | 7648.2679 | 0 | 702.7831 | 0
6 | 7143.2166 | 7655.6881 | 512.4711 | 0 | 0
7 | 7635.1858 | 7635.1893 | 0 | 456.2227 | 0
8 | 7545.4545 | 7545.4565 | 0 | 341.6821 | 0
9 | 6791.9764 | 6791.9738 | 0 | 519.7017 | 0
10 | 5879.5693 | 5879.5735 | 0 | 487.2423 | 0
11 | 7670.6511 | 7670.6553 | 0 | 220.3326 | 0
12 | 7571.0201 | 7571.0192 | 0 | 32.8463 | 0
2024
1 | 8560.4956 | 8565.2486 | 0 | 255.1917 | 4.7556
2 | 8170.7141 | 8170.714 | 0 | 107.5974 | 0
3 | 6747.2312 | 6747.2312 | 0 | 539.5562 | 0
4 | 6963.4872 | 6963.484 | 0 | 372.7945 | 0
5 | 7688.0883 | 7688.0864 | 0 | 597.9801 | 0
6 | 7708.0072 | 7708.0078 | 0 | 653.2072 | 0
7 | 7903.2299 | 7903.2284 | 0 | 58.4611 | 0
8 | 7561.6865 | 7561.6837 | 0 | 514.1455 | 0
9 | 6593.873 | 6593.8698 | 0 | 494.7453 | 0
10 | 6072.4672 | 6072.4635 | 0 | 450.0214 | 0
11 | 7595.2944 | 7595.2948 | 0 | 491.2583 | 0
12 | 7332.7166 | 7363.3464 | 30.6307 | 0 | 0
2025
1 | 8538.8564 | 8538.8527 | 0 | 70.4604 | 0
2 | 8832.2416 | 8847.998 | 0 | 144.2462 | 15.7561
3 | 7308.5246 | 7308.5241 | 0 | 36.7436 | 0
4 | 7120.9078 | 7120.9082 | 0 | 559.094 | 0
5 | 7768.534 | 7768.5352 | 0 | 518.8587 | 0
6 | 7303.3931 | 7548.548 | 245.1569 | 0 | 0
7 | 4718.6769 | 4718.676 | 0 | 863.5397 | 0
Grand Total | 882520.2252 | 7398.9519 | 105.0425 | 295.3913 | 0.35373

## FlowData_Low
Row Labels | Total import | Total export
15-16 | 80.2302 | -7047.0547
16-17 | 40.6864 | -9192.3781
17-18 | 99.9569 | -10167.3536
18-19 | 65.5568 | -10050.9416
19-20 | 122.3348 | -9896.7742
20-21 | 13.8576 | -8593.0246
21-22 | 8.0702 | -6567.191
22-23 | 19.3469 | -6162.7525
23-24 | 8.8992 | -6097.8114
24-25 | 46.5495 | -5569.8677
Grand Total | 505.4885 | -79345.1497

## GenData_Low
Year | Month | Region | Tech | Value | Year | Month | Region | Tech | Value | Sum of Value | Column Labels
2015 | 7 | VIC | Brown Coal | 4343.5621 | 2013 | 7 | QLD | Black Coal |  | Row Labels | Wind | Gas | Hydro | Brown Coal | VIC-NSW Import/Export | TAS-VIC Import/Export | VIC-SA Import/Export | Demand | Hydro Inflow | Grand Total
2015 | 7 | VIC | Demand | 4394.5958 | 2013 | 7 | QLD | Demand |  | 2015 | 2116.5338 | 17.5278 | 1463.0124 | 23918.3886 | -2286.5238 | -191.399 | -1229.7895 | 23809.0751 | 1.2779 | 47618.1032
2015 | 7 | VIC | Gas | 0.81869 | 2013 | 7 | QLD | Gas |  | 7 | 426.2059 | 0.81869 | 328.9517 | 4343.5621 | -432.3083 | -65.4297 | -207.4351 | 4394.5958 | 0.21609 | 8789.1772
2015 | 7 | VIC | Hydro | 328.9517 | 2013 | 7 | QLD | Hydro |  | 8 | 496.4221 | 0.4227 | 242.8901 | 4158.2448 | -466.9163 | -96.4382 | -175.8302 | 4158.9587 | 0.15744 | 8317.9112
2015 | 7 | VIC | Hydro Inflow | 0.21609 | 2013 | 7 | QLD | Import/Export |  | 9 | 437.2477 | 0.38249 | 217.9944 | 3767.5953 | -440.7138 | -52.8342 | -114.9998 | 3814.8313 | 0.15999 | 7629.6634
2015 | 7 | VIC | TAS-VIC Import/Export | -65.4297 | 2013 | 7 | QLD | Other |  | 10 | 291.1466 | 0.029844 | 198.6151 | 3873.9382 | -303.7614 | 5.288 | -231.116 | 3834.3384 | 0.19052 | 7668.6692
2015 | 7 | VIC | VIC-NSW Import/Export | -432.3083 | 2013 | 8 | QLD | Black Coal |  | 11 | 212.7415 | 11.0151 | 280.1226 | 3796.5559 | -225.9075 | 3.6236 | -261.9907 | 3816.4998 | 0.33538 | 7632.9955
2015 | 7 | VIC | VIC-SA Import/Export | -207.4351 | 2013 | 8 | QLD | Demand |  | 12 | 252.7699 | 4.8589 | 194.4387 | 3978.4923 | -416.9165 | 14.3916 | -238.4177 | 3789.851 | 0.21848 | 7579.6867
2015 | 7 | VIC | Wind | 426.2059 | 2013 | 8 | QLD | Gas |  | 2016 | 3641.4803 | 70.0417 | 3280.8229 | 46996.1429 | -4543.9658 | -489.2767 | -3191.1959 | 45767.5067 | 3.3612 | 91534.9173
2015 | 8 | VIC | Brown Coal | 4158.2448 | 2013 | 8 | QLD | Hydro |  | 1 | 235.2568 | 14.6997 | 332.5518 | 3983.3258 | -345.4501 | -75.669 | -277.5941 | 3867.536 | 0.41274 | 7735.0696
2015 | 8 | VIC | Demand | 4158.9587 | 2013 | 8 | QLD | Import/Export |  | 2 | 248.619 | 29.6136 | 363.6208 | 3735.2172 | -211.9526 | -43.3208 | -254.8218 | 3867.3803 | 0.39966 | 7734.7554
2015 | 8 | VIC | Gas | 0.4227 | 2013 | 8 | QLD | Other |  | 3 | 196.8532 | 6.3862 | 308.0089 | 3800.8839 | -115.8721 | -80.4031 | -272.857 | 3843.403 | 0.39046 | 7686.7935
2015 | 8 | VIC | Hydro | 242.8901 | 2013 | 9 | QLD | Black Coal |  | 4 | 294.4471 | 2.2847 | 300.2784 | 3695.7159 | -250.1516 | -49.207 | -298.4485 | 3695.2195 | 0.29306 | 7390.4315
2015 | 8 | VIC | Hydro Inflow | 0.15744 | 2013 | 9 | QLD | Demand |  | 5 | 242.0063 | 11.1372 | 359.0746 | 3936.9863 | -241.8519 | 27.5031 | -259.2058 | 4075.9553 | 0.30388 | 8151.909
2015 | 8 | VIC | TAS-VIC Import/Export | -96.4382 | 2013 | 9 | QLD | Gas |  | 6 | 320.1496 | 0.75616 | 262.7289 | 3995.1048 | -224.4105 | -34.5676 | -268.5571 | 4051.4634 | 0.23947 | 8102.9072
2015 | 8 | VIC | VIC-NSW Import/Export | -466.9163 | 2013 | 9 | QLD | Hydro |  | 7 | 417.2783 | 0.034997 | 262.6611 | 4281.9113 | -580.7361 | -61.4235 | -289.0492 | 4030.9288 | 0.24359 | 8061.8492
2015 | 8 | VIC | VIC-SA Import/Export | -175.8302 | 2013 | 9 | QLD | Import/Export |  | 8 | 518.8447 | 0.0074312 | 255.4881 | 4044.3408 | -614.3497 | -52.2418 | -224.94 | 3927.3342 | 0.18484 | 7854.6686
2015 | 8 | VIC | Wind | 496.4221 | 2013 | 9 | QLD | Other |  | 9 | 419.2846 |  | 201.7573 | 3870.7196 | -599.0832 | -85.7251 | -169.4211 | 3637.6782 | 0.12689 | 7275.3373
2015 | 9 | VIC | Brown Coal | 3767.5953 | 2013 | 10 | QLD | Black Coal |  | 10 | 301.9159 |  | 223.2538 | 3894.5859 | -537.3117 | 20.1261 | -250.175 | 3652.6591 | 0.25288 | 7305.3071
2015 | 9 | VIC | Demand | 3814.8313 | 2013 | 10 | QLD | Demand |  | 11 | 206.7327 | 3.5456 | 262.7076 | 3809.895 | -358.9277 | 22.1919 | -337.7792 | 3608.6532 | 0.28779 | 7217.3069
2015 | 9 | VIC | Gas | 0.38249 | 2013 | 10 | QLD | Gas |  | 12 | 240.0923 | 1.576 | 148.6916 | 3947.4564 | -463.8687 | -76.5399 | -288.3473 | 3509.2957 | 0.22594 | 7018.582
2015 | 9 | VIC | Hydro | 217.9944 | 2013 | 10 | QLD | Hydro |  | 2017 | 3551.0842 | 60.3989 | 3248.2362 | 46712.9956 | -5826.491 | -356.2508 | -3778.9679 | 43614.4029 | 3.3335 | 87228.7415
2015 | 9 | VIC | Hydro Inflow | 0.15999 | 2013 | 10 | QLD | Import/Export |  | 1 | 233.2562 | 8.1335 | 197.8781 | 3973.7165 | -344.7203 | -38.993 | -352.4044 | 3677.1177 | 0.24271 | 7354.227
2015 | 9 | VIC | TAS-VIC Import/Export | -52.8342 | 2013 | 10 | QLD | Other |  | 2 | 230.4857 | 11.2118 | 365.402 | 3586.0859 | -336.4271 | -35.5476 | -324.9762 | 3496.7351 | 0.49419 | 6993.4637
2015 | 9 | VIC | VIC-NSW Import/Export | -440.7138 | 2013 | 11 | QLD | Black Coal |  | 3 | 192.1473 | 1.2966 | 380.6672 | 3802.6797 | -344.3951 | 16.2081 | -367.8424 | 3681.1568 | 0.39372 | 7362.3118
2015 | 9 | VIC | VIC-SA Import/Export | -114.9998 | 2013 | 11 | QLD | Demand |  | 4 | 291.4985 | 2.4838 | 315.1635 | 3592.3063 | -486.7316 | 12.7963 | -358.9894 | 3368.8395 | 0.30071 | 6737.6676
2015 | 9 | VIC | Wind | 437.2477 | 2013 | 11 | QLD | Gas |  | 5 | 222.0356 | 26.4479 | 342.4071 | 3981.4906 | -382.4728 | 61.0005 | -335.2038 | 3915.97 | 0.26623 | 7831.9414
2015 | 10 | VIC | Brown Coal | 3873.9382 | 2013 | 11 | QLD | Hydro |  | 6 | 343.3464 | 1.8048 | 280.4607 | 3815.704 | -373.658 | 85.3627 | -334.5342 | 3818.752 | 0.25506 | 7637.4935
2015 | 10 | VIC | Demand | 3834.3384 | 2013 | 11 | QLD | Import/Export |  | 7 | 411.5271 | 0.019842 | 271.765 | 4253.9783 | -626.8286 | -92.4458 | -302.0033 | 3916.263 | 0.2421 | 7832.5177
2015 | 10 | VIC | Gas | 0.029844 | 2013 | 11 | QLD | Other |  | 8 | 482.6634 |  | 240.6338 | 4198.5493 | -702.0216 | -163.8065 | -234.6443 | 3821.6053 | 0.22749 | 7643.207
2015 | 10 | VIC | Hydro | 198.6151 | 2013 | 12 | QLD | Black Coal |  | 9 | 400.7605 |  | 205.9041 | 3826.0042 | -653.7771 | -69.1175 | -190.7948 | 3519.1796 | 0.18724 | 7038.3464
2015 | 10 | VIC | Hydro Inflow | 0.19052 | 2013 | 12 | QLD | Demand |  | 10 | 306.5808 |  | 193.8039 | 3909.2834 | -655.6738 | -40.0747 | -183.9602 | 3530.1832 | 0.22418 | 7060.3667
2015 | 10 | VIC | TAS-VIC Import/Export | 5.288 | 2013 | 12 | QLD | Gas |  | 11 | 198.9954 | 6.9184 | 241.9108 | 3855.7545 | -440.4064 | -20.9564 | -331.926 | 3510.5771 | 0.28877 | 7021.1562
2015 | 10 | VIC | VIC-NSW Import/Export | -303.7614 | 2013 | 12 | QLD | Hydro |  | 12 | 237.7873 | 2.0823 | 212.24 | 3917.4429 | -479.3788 | -70.6769 | -461.6888 | 3358.0236 | 0.21108 | 6716.0426
2015 | 10 | VIC | VIC-SA Import/Export | -231.116 | 2013 | 12 | QLD | Import/Export |  | 2018 | 3787.0083 | 51.6373 | 3066.9161 | 46076.018 | -5101.6098 | 173.445 | -5124.7568 | 42932.0822 | 3.3735 | 85864.1139
2015 | 10 | VIC | Wind | 291.1466 | 2013 | 12 | QLD | Other |  | 1 | 244.2994 | 13.4062 | 250.0608 | 3956.8834 | -316.2854 | -33.1969 | -502.1311 | 3613.3671 | 0.3218 | 7226.7253
2015 | 11 | VIC | Brown Coal | 3796.5559 | 2014 | 1 | QLD | Black Coal |  | 2 | 231.5608 | 12.1616 | 192.6477 | 3565.9491 | -233.3969 | 34.0785 | -438.5319 | 3364.7535 | 0.28473 | 6729.5071
2015 | 11 | VIC | Demand | 3816.4998 | 2014 | 1 | QLD | Demand |  | 3 | 207.3155 | 0.61166 | 286.4652 | 3648.7729 | -243.9324 | 90.6993 | -502.4853 | 3487.784 | 0.33384 | 6975.5646
2015 | 11 | VIC | Gas | 11.0151 | 2014 | 1 | QLD | Gas |  | 4 | 309.3057 | 0.74492 | 284.8734 | 3465.804 | -379.6571 | 68.2895 | -447.1796 | 3302.5133 | 0.33225 | 6605.0263
2015 | 11 | VIC | Hydro | 280.1226 | 2014 | 1 | QLD | Hydro |  | 5 | 209.9754 | 20.5094 | 350.8336 | 3954.6961 | -343.6819 | 89.5005 | -475.9158 | 3806.233 | 0.30828 | 7612.4585
2015 | 11 | VIC | Hydro Inflow | 0.33538 | 2014 | 1 | QLD | Import/Export |  | 6 | 361.3087 | 1.1595 | 283.2531 | 3767.9129 | -282.754 | 35.2813 | -452.4762 | 3713.9842 | 0.28516 | 7427.9545
2015 | 11 | VIC | TAS-VIC Import/Export | 3.6236 | 2014 | 1 | QLD | Other |  | 7 | 437.5972 | 0.27097 | 307.145 | 4210.8584 | -549.5237 | -39.7307 | -397.6415 | 3969.2512 | 0.27505 | 7938.5021
2015 | 11 | VIC | VIC-NSW Import/Export | -225.9075 | 2014 | 2 | QLD | Black Coal |  | 8 | 528.1646 | 0.028634 | 253.7527 | 4070.6412 | -589.4742 | -43.8915 | -373.7679 | 3845.7277 | 0.26043 | 7691.4417
2015 | 11 | VIC | VIC-SA Import/Export | -261.9907 | 2014 | 2 | QLD | Demand |  | 9 | 482.1302 | 0.0022315 | 252.7687 | 3747.8984 | -630.9344 | -35.2517 | -304.127 | 3512.7811 | 0.29123 | 7025.5588
2015 | 11 | VIC | Wind | 212.7415 | 2014 | 2 | QLD | Gas |  | 10 | 308.9633 |  | 233.7381 | 3848.1013 | -563.7022 | 37.2742 | -346.4144 | 3518.2323 | 0.27117 | 7036.4638
2015 | 12 | VIC | Brown Coal | 3978.4923 | 2014 | 2 | QLD | Hydro |  | 11 | 206.521 | 1.2977 | 238.0829 | 3986.8417 | -454.9666 | 29.7686 | -494.9259 | 3512.9185 | 0.29774 | 7025.8358
2015 | 12 | VIC | Demand | 3789.851 | 2014 | 2 | QLD | Import/Export |  | 12 | 259.8664 | 1.4445 | 133.2949 | 3851.6587 | -513.3009 | -59.3761 | -389.1602 | 3284.5364 | 0.11186 | 6569.0754
2015 | 12 | VIC | Gas | 4.8589 | 2014 | 2 | QLD | Other |  | 2019 | 3758.7869 | 50.805 | 3031.8961 | 45680.1681 | -5000.7162 | 23.9507 | -4922.6178 | 42625.6449 | 3.3023 | 85251.2201
2015 | 12 | VIC | Hydro | 194.4387 | 2014 | 3 | QLD | Black Coal |  | 1 | 226.9603 | 10.453 | 271.6331 | 3912.5649 | -395.7715 | -30.1828 | -486.5281 | 3509.4135 | 0.28295 | 7018.8252
2015 | 12 | VIC | Hydro Inflow | 0.21848 | 2014 | 3 | QLD | Demand |  | 2 | 233.4965 | 19.4202 | 237.9684 | 3584.1228 | -218.2785 | 50.482 | -454.7285 | 3452.8045 | 0.31361 | 6905.601
2015 | 12 | VIC | TAS-VIC Import/Export | 14.3916 | 2014 | 3 | QLD | Gas |  | 3 | 234.6578 | 2.8485 | 301.1489 | 3653.4036 | -277.2761 | 29.3509 | -435.2192 | 3509.1888 | 0.26986 | 7018.3731
2015 | 12 | VIC | VIC-NSW Import/Export | -416.9165 | 2014 | 3 | QLD | Hydro |  | 4 | 258.6869 | 0.45014 | 226.0699 | 3490.3109 | -222.3311 | 0.20221 | -456.3016 | 3297.3085 | 0.21628 | 6594.6121
2015 | 12 | VIC | VIC-SA Import/Export | -238.4177 | 2014 | 3 | QLD | Import/Export |  | 5 | 264.6473 | 8.9412 | 317.1864 | 3811.7149 | -210.9884 | 37.8014 | -488.2659 | 3741.3351 | 0.2946 | 7482.6667
2015 | 12 | VIC | Wind | 252.7699 | 2014 | 3 | QLD | Other |  | 6 | 298.0997 | 0.55467 | 310.6871 | 3796.7856 | -284.3185 | 36.9554 | -454.8182 | 3704.3002 | 0.33835 | 7408.5843
2016 | 1 | VIC | Brown Coal | 3983.3258 | 2014 | 4 | QLD | Black Coal |  | 7 | 453.4063 | 0.43592 | 289.9818 | 4160.7209 | -588.0752 | 18.458 | -369.4975 | 3965.6948 | 0.25854 | 7931.3835
2016 | 1 | VIC | Demand | 3867.536 | 2014 | 4 | QLD | Demand |  | 8 | 549.655 | 0.051163 | 252.2594 | 3996.0497 | -632.4722 | -31.0615 | -338.6624 | 3796.1284 | 0.30989 | 7592.2576
2016 | 1 | VIC | Gas | 14.6997 | 2014 | 4 | QLD | Gas |  | 9 | 463.6454 | 0.0042624 | 277.315 | 3715.8895 | -659.5124 | -24.5332 | -288.9685 | 3484.1872 | 0.33633 | 6968.3636
2016 | 1 | VIC | Hydro | 332.5518 | 2014 | 4 | QLD | Hydro |  | 10 | 316.3296 |  | 243.0159 | 3814.6765 | -602.5787 | 28.746 | -320.2971 | 3480.2225 | 0.31203 | 6960.4267
2016 | 1 | VIC | Hydro Inflow | 0.41274 | 2014 | 4 | QLD | Import/Export |  | 11 | 205.6955 | 5.3712 | 182.6953 | 3946.6016 | -443.4228 | -1.4288 | -450.7647 | 3444.9786 | 0.23472 | 6889.9607
2016 | 1 | VIC | TAS-VIC Import/Export | -75.669 | 2014 | 4 | QLD | Other |  | 12 | 253.5064 | 2.2748 | 121.935 | 3797.3272 | -465.6908 | -90.839 | -378.566 | 3240.0829 | 0.13512 | 6480.1656
2016 | 1 | VIC | VIC-NSW Import/Export | -345.4501 | 2014 | 5 | QLD | Black Coal |  | 2020 | 3777.6285 | 50.3786 | 2950.7564 | 44747.8732 | -4947.6487 | 581.9424 | -4748.8752 | 42415.5812 | 3.3539 | 84830.9904
2016 | 1 | VIC | VIC-SA Import/Export | -277.5941 | 2014 | 5 | QLD | Demand |  | 1 | 227.0969 | 12.2382 | 219.0862 | 3879.3911 | -348.3038 | -66.8118 | -453.5777 | 3469.3891 | 0.23957 | 6938.7478
2016 | 1 | VIC | Wind | 235.2568 | 2014 | 5 | QLD | Gas |  | 2 | 243.0039 | 22.9799 | 258.6907 | 3683.8749 | -237.812 | 16.8398 | -446.5914 | 3541.3698 | 0.28988 | 7082.6455
2016 | 2 | VIC | Brown Coal | 3735.2172 | 2014 | 5 | QLD | Hydro |  | 3 | 221.3815 | 1.8571 | 227.4651 | 3721.1441 | -283.5846 | 11.9997 | -425.6147 | 3474.8764 | 0.22985 | 6949.7545
2016 | 2 | VIC | Demand | 3867.3803 | 2014 | 5 | QLD | Import/Export |  | 4 | 296.6236 | 0.42383 | 265.0858 | 3343.4294 | -212.27 | 47.5729 | -445.0854 | 3296.0361 | 0.23965 | 6592.0559
2016 | 2 | VIC | Gas | 29.6136 | 2014 | 5 | QLD | Other |  | 5 | 263.6645 | 6.157 | 320.9022 | 3749.2266 | -302.6261 | 88.1901 | -447.0133 | 3678.8249 | 0.3112 | 7357.637
2016 | 2 | VIC | Hydro | 363.6208 | 2014 | 6 | QLD | Black Coal |  | 6 | 293.1505 | 0.80755 | 258.3605 | 3819.7603 | -327.8639 | 138.8808 | -471.8048 | 3711.5838 | 0.28204 | 7423.1568
2016 | 2 | VIC | Hydro Inflow | 0.39966 | 2014 | 6 | QLD | Demand |  | 7 | 453.93 | 0.11619 | 238.159 | 4001.6646 | -548.5973 | 139.0136 | -373.6469 | 3910.8794 | 0.24556 | 7821.7642
2016 | 2 | VIC | TAS-VIC Import/Export | -43.3208 | 2014 | 6 | QLD | Gas |  | 8 | 555.8032 | 0.021917 | 196.83 | 3819.9169 | -546.8617 | 36.5601 | -312.8485 | 3749.6443 | 0.21799 | 7499.2842
2016 | 2 | VIC | VIC-NSW Import/Export | -211.9526 | 2014 | 6 | QLD | Hydro |  | 9 | 453.8061 | 0.0018014 | 250.6908 | 3600.5431 | -607.0208 | 37.0253 | -258.1121 | 3477.2459 | 0.30961 | 6954.4897
2016 | 2 | VIC | VIC-SA Import/Export | -254.8218 | 2014 | 6 | QLD | Import/Export |  | 10 | 300.623 |  | 296.0252 | 3709.5472 | -589.7626 | 69.136 | -324.4856 | 3461.5226 | 0.43683 | 6923.0426
2016 | 2 | VIC | Wind | 248.619 | 2014 | 6 | QLD | Other |  | 11 | 214.772 | 3.6548 | 239.4886 | 3746.6996 | -469.6096 | 37.5703 | -408.3689 | 3364.5258 | 0.31694 | 6729.0495
2016 | 3 | VIC | Brown Coal | 3800.8839 | 2014 | 7 | QLD | Black Coal |  | 12 | 253.7733 | 2.1203 | 179.9723 | 3672.6755 | -473.3364 | 25.9657 | -381.7258 | 3279.6832 | 0.23479 | 6559.3627
2016 | 3 | VIC | Demand | 3843.403 | 2014 | 7 | QLD | Demand |  | 2021 | 3756.6391 | 39.685 | 3189.4346 | 41724.6671 | -4085.8262 | 1458.9841 | -4453.3462 | 41633.0489 | 2.7057 | 83265.9921
2016 | 3 | VIC | Gas | 6.3862 | 2014 | 7 | QLD | Gas |  | 1 | 240.9757 | 10.6846 | 207.5602 | 3717.4198 | -438.8643 | 52.4281 | -414.1425 | 3376.3068 | 0.19624 | 6752.5647
2016 | 3 | VIC | Hydro | 308.0089 | 2014 | 7 | QLD | Hydro |  | 2 | 236.4761 | 11.2488 | 278.9664 | 3437.3927 | -354.821 | 150.5818 | -397.7187 | 3362.3867 | 0.24914 | 6724.7618
2016 | 3 | VIC | Hydro Inflow | 0.39046 | 2014 | 7 | QLD | Import/Export |  | 3 | 210.6092 | 1.2616 | 289.0204 | 3579.1997 | -322.7367 | 154.1357 | -438.5367 | 3473.1639 | 0.20772 | 6946.3249
2016 | 3 | VIC | TAS-VIC Import/Export | -80.4031 | 2014 | 7 | QLD | Other |  | 4 | 289.9141 | 0.89857 | 248.375 | 3233.6813 | -219.2149 | 112.8919 | -414.4531 | 3252.2899 | 0.18944 | 6504.5723
2016 | 3 | VIC | VIC-NSW Import/Export | -115.8721 | 2014 | 8 | QLD | Black Coal |  | 5 | 262.0287 | 4.5159 | 292.9573 | 3680.6953 | -315.5403 | 190.0094 | -432.3401 | 3682.5895 | 0.26586 | 7365.1814
2016 | 3 | VIC | VIC-SA Import/Export | -272.857 | 2014 | 8 | QLD | Demand |  | 6 | 304.8811 | 1.3286 | 313.307 | 3667.0927 | -311.2844 | 174.0257 | -455.4289 | 3694.2848 | 0.36023 | 7388.5669
2016 | 3 | VIC | Wind | 196.8532 | 2014 | 8 | QLD | Gas |  | 7 | 447.9558 | 0.11992 | 366.8068 | 3642.9786 | -336.1032 | 82.4091 | -363.4718 | 3841.0872 | 0.39176 | 7682.1742
2016 | 4 | VIC | Brown Coal | 3695.7159 | 2014 | 8 | QLD | Hydro |  | 8 | 544.6602 | 0.018264 | 316.171 | 3435.2106 | -400.1278 | 106.0799 | -305.2984 | 3696.985 | 0.26675 | 7393.9656
2016 | 4 | VIC | Demand | 3695.2195 | 2014 | 8 | QLD | Import/Export |  | 9 | 450.9118 | 0.0071821 | 254.2553 | 3177.412 | -429.841 | 164.688 | -226.6329 | 3390.98 | 0.17576 | 6781.9562
2016 | 4 | VIC | Gas | 2.2847 | 2014 | 8 | QLD | Other |  | 10 | 301.435 |  | 253.5281 | 3302.6476 | -354.9095 | 143.0597 | -281.5232 | 3364.415 | 0.16619 | 6728.8189
2016 | 4 | VIC | Hydro | 300.2784 | 2014 | 9 | QLD | Black Coal |  | 11 | 217.0851 | 6.6451 | 210.2162 | 3439.7145 | -295.4851 | 103.1694 | -383.3315 | 3298.1591 | 0.14403 | 6596.3168
2016 | 4 | VIC | Hydro Inflow | 0.29306 | 2014 | 9 | QLD | Demand |  | 12 | 249.7062 | 2.9564 | 158.2708 | 3411.2223 | -306.898 | 25.5054 | -340.4684 | 3200.4009 | 0.092625 | 6400.7882
2016 | 4 | VIC | TAS-VIC Import/Export | -49.207 | 2014 | 9 | QLD | Gas |  | 2022 | 3752.5163 | 55.9326 | 3867.7994 | 40051.6606 | -3598.4115 | 1159.0554 | -4192.0903 | 41100.1047 | 3.5071 | 82200.0744
2016 | 4 | VIC | VIC-NSW Import/Export | -250.1516 | 2014 | 9 | QLD | Hydro |  | 1 | 238.7877 | 10.1688 | 218.4875 | 3436.3281 | -292.201 | 75.3753 | -381.6952 | 3305.4861 | 0.11434 | 6610.8517
2016 | 4 | VIC | VIC-SA Import/Export | -298.4485 | 2014 | 9 | QLD | Import/Export |  | 2 | 243.1411 | 10.4577 | 364.3889 | 3189.9634 | -216.4369 | 58.462 | -364.8105 | 3285.4509 | 0.287 | 6570.9037
2016 | 4 | VIC | Wind | 294.4471 | 2014 | 9 | QLD | Other |  | 3 | 200.994 | 1.4089 | 387.4715 | 3329.1991 | -157.753 | 71.9059 | -420.626 | 3412.9458 | 0.33113 | 6825.8772
2016 | 5 | VIC | Brown Coal | 3936.9863 | 2014 | 10 | QLD | Black Coal |  | 4 | 311.0537 | 1.0669 | 357.5534 | 2977.3624 | -163.0727 | 100.912 | -390.6075 | 3194.5521 | 0.28168 | 6389.1019
2016 | 5 | VIC | Demand | 4075.9553 | 2014 | 10 | QLD | Demand |  | 5 | 239.3885 | 23.3512 | 443.2397 | 3493.6515 | -262.6231 | 146.43 | -414.4954 | 3669.323 | 0.38322 | 7338.6485
2016 | 5 | VIC | Gas | 11.1372 | 2014 | 10 | QLD | Gas |  | 6 | 329.2548 | 2.9105 | 481.7521 | 3342.2865 | -291.6219 | 191.6614 | -420.6012 | 3636.2349 | 0.59373 | 7272.4709
2016 | 5 | VIC | Hydro | 359.0746 | 2014 | 10 | QLD | Hydro |  | 7 | 452.768 | 2.0036 | 316.7946 | 3656.4297 | -377.9261 | 125.0245 | -354.7288 | 3820.6711 | 0.30103 | 7641.3376
2016 | 5 | VIC | Hydro Inflow | 0.30388 | 2014 | 10 | QLD | Import/Export |  | 8 | 537.7957 | 0.056423 | 246.1857 | 3513.3726 | -434.8403 | 119.8927 | -286.2472 | 3696.4654 | 0.2456 | 7392.9267
2016 | 5 | VIC | TAS-VIC Import/Export | 27.5031 | 2014 | 10 | QLD | Other |  | 9 | 438.0746 | 0.017409 | 217.8947 | 3204.3575 | -413.288 | 152.6674 | -225.2288 | 3374.7266 | 0.23064 | 6749.4518
2016 | 5 | VIC | VIC-NSW Import/Export | -241.8519 | 2014 | 11 | QLD | Black Coal |  | 10 | 307.0516 |  | 309.9101 | 3214.8208 | -376.3675 | 108.3804 | -247.4866 | 3316.5928 | 0.28956 | 6633.1912
2016 | 5 | VIC | VIC-SA Import/Export | -259.2058 | 2014 | 11 | QLD | Demand |  | 11 | 211.2682 | 3.2021 | 325.1853 | 3347.3864 | -262.2072 | 13.1315 | -372.3015 | 3265.953 | 0.29283 | 6531.9108
2016 | 5 | VIC | Wind | 242.0063 | 2014 | 11 | QLD | Gas |  | 12 | 242.9384 | 1.2891 | 198.9358 | 3346.5026 | -350.0737 | -4.7877 | -313.2616 | 3121.7031 | 0.15636 | 6243.4022
2016 | 6 | VIC | Brown Coal | 3995.1048 | 2014 | 11 | QLD | Hydro |  | 2023 | 3732.4292 | 69.1103 | 3573.1379 | 39343.1934 | -3675.5046 | 1766.6553 | -4026.603 | 40785.7932 | 3.3078 | 81571.5194
2016 | 6 | VIC | Demand | 4051.4634 | 2014 | 11 | QLD | Import/Export |  | 1 | 237.3683 | 7.3548 | 252.3784 | 3389.4242 | -349.1526 | 145.8732 | -371.9975 | 3311.5286 | 0.25467 | 6623.0322
2016 | 6 | VIC | Gas | 0.75616 | 2014 | 11 | QLD | Other |  | 2 | 237.5363 | 8.8388 | 281.9531 | 3134.9261 | -276.2484 | 179.1988 | -345.2311 | 3221.2448 | 0.26602 | 6442.4843
2016 | 6 | VIC | Hydro | 262.7289 | 2014 | 12 | QLD | Black Coal |  | 3 | 200.4775 | 0.88945 | 378.4578 | 3240.8601 | -222.9992 | 192.6992 | -408.4375 | 3382.2772 | 0.31486 | 6764.5394
2016 | 6 | VIC | Hydro Inflow | 0.23947 | 2014 | 12 | QLD | Demand |  | 4 | 305.827 | 1.2444 | 372.9573 | 2888.4572 | -212.6625 | 175.7445 | -381.6932 | 3150.1968 | 0.31444 | 6300.3858
2016 | 6 | VIC | TAS-VIC Import/Export | -34.5676 | 2014 | 12 | QLD | Gas |  | 5 | 242.7825 | 30.5132 | 417.4899 | 3372.3354 | -267.6149 | 288.9229 | -408.37 | 3676.4214 | 0.35969 | 7352.8401
2016 | 6 | VIC | VIC-NSW Import/Export | -224.4105 | 2014 | 12 | QLD | Hydro |  | 6 | 353.9645 | 10.4434 | 320.1908 | 3361.1204 | -207.7926 | 182.2628 | -387.476 | 3633.0213 | 0.31123 | 7266.0459
2016 | 6 | VIC | VIC-SA Import/Export | -268.5571 | 2014 | 12 | QLD | Import/Export |  | 7 | 440.5998 | 2.5532 | 338.4786 | 3614.1308 | -367.1111 | 127.9239 | -348.5324 | 3808.3434 | 0.30217 | 7616.6884
2016 | 6 | VIC | Wind | 320.1496 | 2014 | 12 | QLD | Other |  | 8 | 538.4518 | 0.15569 | 249.8629 | 3445.9139 | -411.6573 | 113.8582 | -267.0437 | 3669.7963 | 0.24482 | 7339.5826
2016 | 7 | VIC | Brown Coal | 4281.9113 | 2015 | 1 | QLD | Black Coal |  | 9 | 424.1341 | 0.027836 | 187.6242 | 3174.9207 | -377.5937 | 160.5266 | -224.6809 | 3345.1957 | 0.22746 | 6690.382
2016 | 7 | VIC | Demand | 4030.9288 | 2015 | 1 | QLD | Demand |  | 10 | 314.6268 |  | 261.1024 | 3153.4776 | -363.6741 | 136.9415 | -223.349 | 3279.4016 | 0.27001 | 6558.7967
2016 | 7 | VIC | Gas | 0.034997 | 2015 | 1 | QLD | Gas |  | 11 | 210.1173 | 4.7309 | 316.0784 | 3286.0981 | -251.7094 | 45.409 | -358.9209 | 3252.076 | 0.27366 | 6504.153
2016 | 7 | VIC | Hydro | 262.6611 | 2015 | 1 | QLD | Hydro |  | 12 | 226.5432 | 2.3586 | 196.564 | 3281.5292 | -367.289 | 17.2947 | -300.8707 | 3056.2903 | 0.16874 | 6112.5891
2016 | 7 | VIC | Hydro Inflow | 0.24359 | 2015 | 1 | QLD | Import/Export |  | 2024 | 3761.5422 | 66.5596 | 4023.8155 | 38808.8829 | -3568.7281 | 1566.8982 | -3875.7205 | 40786.7356 | 3.3742 | 81573.3596
2016 | 7 | VIC | TAS-VIC Import/Export | -61.4235 | 2015 | 1 | QLD | Other |  | 1 | 243.3533 | 11.5104 | 282.8744 | 3365.3698 | -320.9341 | 123.3457 | -359.9858 | 3345.8513 | 0.25601 | 6691.6411
2016 | 7 | VIC | VIC-NSW Import/Export | -580.7361 | 2015 | 2 | QLD | Black Coal |  | 2 | 233.4695 | 9.2009 | 331.5755 | 3198.7645 | -276.1915 | 152.7728 | -352.1799 | 3297.7144 | 0.29672 | 6595.423
2016 | 7 | VIC | VIC-SA Import/Export | -289.0492 | 2015 | 2 | QLD | Demand |  | 3 | 205.5979 | 0.60396 | 380.4891 | 3091.2511 | -218.5757 | 151.958 | -371.8636 | 3239.7656 | 0.3007 | 6479.527
2016 | 7 | VIC | Wind | 417.2783 | 2015 | 2 | QLD | Gas |  | 4 | 308.2222 | 0.5941 | 416.1041 | 2850.6085 | -200.4674 | 145.6422 | -347.5 | 3173.5222 | 0.31336 | 6347.0393
2016 | 8 | VIC | Brown Coal | 4044.3408 | 2015 | 2 | QLD | Hydro |  | 5 | 213.6871 | 31.9788 | 498.3131 | 3428.5859 | -267.1879 | 229.5749 | -434.1792 | 3701.1445 | 0.37084 | 7402.288
2016 | 8 | VIC | Demand | 3927.3342 | 2015 | 2 | QLD | Import/Export |  | 6 | 366.3213 | 6.748 | 458.0056 | 3255.2609 | -251.0357 | 174.8945 | -389.5432 | 3620.9873 | 0.32742 | 7241.9663
2016 | 8 | VIC | Gas | 0.0074312 | 2015 | 2 | QLD | Other |  | 7 | 439.9575 | 3.3303 | 355.4196 | 3567.6415 | -314.1815 | 152.3441 | -324.7667 | 3880.0393 | 0.29878 | 7760.0829
2016 | 8 | VIC | Hydro | 255.4881 | 2015 | 3 | QLD | Black Coal |  | 8 | 546.4114 | 0.14736 | 264.0861 | 3372.5573 | -379.7897 | 167.8597 | -283.0689 | 3688.5106 | 0.29023 | 7377.0042
2016 | 8 | VIC | Hydro Inflow | 0.18484 | 2015 | 3 | QLD | Demand |  | 9 | 456.4503 | 0.0090071 | 240.2655 | 3071.6699 | -370.5995 | 155.4433 | -206.9859 | 3346.4771 | 0.23129 | 6692.961
2016 | 8 | VIC | TAS-VIC Import/Export | -52.2418 | 2015 | 3 | QLD | Gas |  | 10 | 308.7314 |  | 294.5742 | 3107.2499 | -328.107 | 97.7954 | -200.9597 | 3279.5558 | 0.26435 | 6559.1043
2016 | 8 | VIC | VIC-NSW Import/Export | -614.3497 | 2015 | 3 | QLD | Hydro |  | 11 | 199.6528 | 1.1952 | 312.9749 | 3304.1465 | -252.7372 | 5.9134 | -351.5927 | 3219.8308 | 0.26974 | 6439.6535
2016 | 8 | VIC | VIC-SA Import/Export | -224.94 | 2015 | 3 | QLD | Import/Export |  | 12 | 239.6876 | 1.2416 | 189.1335 | 3195.7771 | -388.9211 | 9.3542 | -253.095 | 2993.3366 | 0.15479 | 5986.6691
2016 | 8 | VIC | Wind | 518.8447 | 2015 | 3 | QLD | Other |  | 2025 | 1510.3797 | 72.7478 | 2179.0118 | 18932.2593 | -1245.5979 | 961.9097 | -2193.1538 | 20219.5195 | 1.8475 | 40438.9236
2016 | 9 | VIC | Brown Coal | 3870.7196 | 2015 | 4 | QLD | Black Coal |  | 1 | 221.4534 | 10.2883 | 315.1844 | 3315.0722 | -303.1119 | 21.695 | -337.1953 | 3243.6711 | 0.2712 | 6487.3284
2016 | 9 | VIC | Demand | 3637.6782 | 2015 | 4 | QLD | Demand |  | 2 | 225.4144 | 25.8863 | 368.6646 | 3113.7039 | -188.2058 | 98.644 | -355.9451 | 3288.576 | 0.30939 | 6577.0477
2016 | 9 | VIC | Hydro | 201.7573 | 2015 | 4 | QLD | Gas |  | 3 | 223.4763 | 3.328 | 344.8323 | 3161.6731 | -229.8428 | 123.2344 | -329.3587 | 3297.6136 | 0.26433 | 6595.2205
2016 | 9 | VIC | Hydro Inflow | 0.12689 | 2015 | 4 | QLD | Hydro |  | 4 | 290.7595 | 1.0569 | 379.3461 | 2813.8319 | -171.5438 | 207.0124 | -366.1131 | 3154.659 | 0.31009 | 6309.3191
2016 | 9 | VIC | TAS-VIC Import/Export | -85.7251 | 2015 | 4 | QLD | Import/Export |  | 5 | 255.6181 | 24.8297 | 417.3864 | 3216.5559 | -209.3162 | 290.9597 | -385.3423 | 3611.0555 | 0.36422 | 7222.111
2016 | 9 | VIC | VIC-NSW Import/Export | -599.0832 | 2015 | 4 | QLD | Other |  | 6 | 293.658 | 7.3586 | 353.598 | 3311.4222 | -143.5773 | 220.3641 | -419.1994 | 3623.9444 | 0.32825 | 7247.897
2016 | 9 | VIC | VIC-SA Import/Export | -169.4211 | 2015 | 5 | QLD | Black Coal |  | Grand Total | 37146.0287 | 604.8247 | 33874.8393 | 432992.2497 | -43881.0235 | 6655.9141 | -41737.1171 | 425689.4949 | 32.7447 | 851377.9555
2016 | 9 | VIC | Wind | 419.2846 | 2015 | 5 | QLD | Demand
2016 | 10 | VIC | Brown Coal | 3894.5859 | 2015 | 5 | QLD | Gas
2016 | 10 | VIC | Demand | 3652.6591 | 2015 | 5 | QLD | Hydro
2016 | 10 | VIC | Hydro | 223.2538 | 2015 | 5 | QLD | Import/Export
2016 | 10 | VIC | Hydro Inflow | 0.25288 | 2015 | 5 | QLD | Other
2016 | 10 | VIC | TAS-VIC Import/Export | 20.1261 | 2015 | 6 | QLD | Black Coal
2016 | 10 | VIC | VIC-NSW Import/Export | -537.3117 | 2015 | 6 | QLD | Demand
2016 | 10 | VIC | VIC-SA Import/Export | -250.175 | 2015 | 6 | QLD | Gas
2016 | 10 | VIC | Wind | 301.9159 | 2015 | 6 | QLD | Hydro
2016 | 11 | VIC | Brown Coal | 3809.895 | 2015 | 6 | QLD | Import/Export
2016 | 11 | VIC | Demand | 3608.6532 | 2015 | 6 | QLD | Other
2016 | 11 | VIC | Gas | 3.5456 | 2015 | 7 | QLD | Black Coal
2016 | 11 | VIC | Hydro | 262.7076 | 2015 | 7 | QLD | Demand
2016 | 11 | VIC | Hydro Inflow | 0.28779 | 2015 | 7 | QLD | Gas
2016 | 11 | VIC | TAS-VIC Import/Export | 22.1919 | 2015 | 7 | QLD | Hydro
2016 | 11 | VIC | VIC-NSW Import/Export | -358.9277 | 2015 | 7 | QLD | Import/Export
2016 | 11 | VIC | VIC-SA Import/Export | -337.7792 | 2015 | 7 | QLD | Other
2016 | 11 | VIC | Wind | 206.7327 | 2015 | 8 | QLD | Black Coal
2016 | 12 | VIC | Brown Coal | 3947.4564 | 2015 | 8 | QLD | Demand
2016 | 12 | VIC | Demand | 3509.2957 | 2015 | 8 | QLD | Gas
2016 | 12 | VIC | Gas | 1.576 | 2015 | 8 | QLD | Hydro
2016 | 12 | VIC | Hydro | 148.6916 | 2015 | 8 | QLD | Import/Export
2016 | 12 | VIC | Hydro Inflow | 0.22594 | 2015 | 8 | QLD | Other
2016 | 12 | VIC | TAS-VIC Import/Export | -76.5399 | 2015 | 9 | QLD | Black Coal
2016 | 12 | VIC | VIC-NSW Import/Export | -463.8687 | 2015 | 9 | QLD | Demand
2016 | 12 | VIC | VIC-SA Import/Export | -288.3473 | 2015 | 9 | QLD | Gas
2016 | 12 | VIC | Wind | 240.0923 | 2015 | 9 | QLD | Hydro
2017 | 1 | VIC | Brown Coal | 3973.7165 | 2015 | 9 | QLD | Import/Export
2017 | 1 | VIC | Demand | 3677.1177 | 2015 | 9 | QLD | Other
2017 | 1 | VIC | Gas | 8.1335 | 2015 | 10 | QLD | Black Coal
2017 | 1 | VIC | Hydro | 197.8781 | 2015 | 10 | QLD | Demand
2017 | 1 | VIC | Hydro Inflow | 0.24271 | 2015 | 10 | QLD | Gas
2017 | 1 | VIC | TAS-VIC Import/Export | -38.993 | 2015 | 10 | QLD | Hydro
2017 | 1 | VIC | VIC-NSW Import/Export | -344.7203 | 2015 | 10 | QLD | Import/Export
2017 | 1 | VIC | VIC-SA Import/Export | -352.4044 | 2015 | 10 | QLD | Other
2017 | 1 | VIC | Wind | 233.2562 | 2015 | 11 | QLD | Black Coal
2017 | 2 | VIC | Brown Coal | 3586.0859 | 2015 | 11 | QLD | Demand
2017 | 2 | VIC | Demand | 3496.7351 | 2015 | 11 | QLD | Gas
2017 | 2 | VIC | Gas | 11.2118 | 2015 | 11 | QLD | Hydro
2017 | 2 | VIC | Hydro | 365.402 | 2015 | 11 | QLD | Import/Export
2017 | 2 | VIC | Hydro Inflow | 0.49419 | 2015 | 11 | QLD | Other
2017 | 2 | VIC | TAS-VIC Import/Export | -35.5476 | 2015 | 12 | QLD | Black Coal
2017 | 2 | VIC | VIC-NSW Import/Export | -336.4271 | 2015 | 12 | QLD | Demand
2017 | 2 | VIC | VIC-SA Import/Export | -324.9762 | 2015 | 12 | QLD | Gas
2017 | 2 | VIC | Wind | 230.4857 | 2015 | 12 | QLD | Hydro
2017 | 3 | VIC | Brown Coal | 3802.6797 | 2015 | 12 | QLD | Import/Export
2017 | 3 | VIC | Demand | 3681.1568 | 2015 | 12 | QLD | Other
2017 | 3 | VIC | Gas | 1.2966 | 2016 | 1 | QLD | Black Coal
2017 | 3 | VIC | Hydro | 380.6672 | 2016 | 1 | QLD | Demand
2017 | 3 | VIC | Hydro Inflow | 0.39372 | 2016 | 1 | QLD | Gas
2017 | 3 | VIC | TAS-VIC Import/Export | 16.2081 | 2016 | 1 | QLD | Hydro
2017 | 3 | VIC | VIC-NSW Import/Export | -344.3951 | 2016 | 1 | QLD | Import/Export
2017 | 3 | VIC | VIC-SA Import/Export | -367.8424 | 2016 | 1 | QLD | Other
2017 | 3 | VIC | Wind | 192.1473 | 2016 | 2 | QLD | Black Coal
2017 | 4 | VIC | Brown Coal | 3592.3063 | 2016 | 2 | QLD | Demand
2017 | 4 | VIC | Demand | 3368.8395 | 2016 | 2 | QLD | Gas
2017 | 4 | VIC | Gas | 2.4838 | 2016 | 2 | QLD | Hydro
2017 | 4 | VIC | Hydro | 315.1635 | 2016 | 2 | QLD | Import/Export
2017 | 4 | VIC | Hydro Inflow | 0.30071 | 2016 | 2 | QLD | Other
2017 | 4 | VIC | TAS-VIC Import/Export | 12.7963 | 2016 | 3 | QLD | Black Coal
2017 | 4 | VIC | VIC-NSW Import/Export | -486.7316 | 2016 | 3 | QLD | Demand
2017 | 4 | VIC | VIC-SA Import/Export | -358.9894 | 2016 | 3 | QLD | Gas
2017 | 4 | VIC | Wind | 291.4985 | 2016 | 3 | QLD | Hydro
2017 | 5 | VIC | Brown Coal | 3981.4906 | 2016 | 3 | QLD | Import/Export
2017 | 5 | VIC | Demand | 3915.97 | 2016 | 3 | QLD | Other
2017 | 5 | VIC | Gas | 26.4479 | 2016 | 4 | QLD | Black Coal
2017 | 5 | VIC | Hydro | 342.4071 | 2016 | 4 | QLD | Demand
2017 | 5 | VIC | Hydro Inflow | 0.26623 | 2016 | 4 | QLD | Gas
2017 | 5 | VIC | TAS-VIC Import/Export | 61.0005 | 2016 | 4 | QLD | Hydro
2017 | 5 | VIC | VIC-NSW Import/Export | -382.4728 | 2016 | 4 | QLD | Import/Export
2017 | 5 | VIC | VIC-SA Import/Export | -335.2038 | 2016 | 4 | QLD | Other
2017 | 5 | VIC | Wind | 222.0356 | 2016 | 5 | QLD | Black Coal
2017 | 6 | VIC | Brown Coal | 3815.704 | 2016 | 5 | QLD | Demand
2017 | 6 | VIC | Demand | 3818.752 | 2016 | 5 | QLD | Gas
2017 | 6 | VIC | Gas | 1.8048 | 2016 | 5 | QLD | Hydro
2017 | 6 | VIC | Hydro | 280.4607 | 2016 | 5 | QLD | Import/Export
2017 | 6 | VIC | Hydro Inflow | 0.25506 | 2016 | 5 | QLD | Other
2017 | 6 | VIC | TAS-VIC Import/Export | 85.3627 | 2016 | 6 | QLD | Black Coal
2017 | 6 | VIC | VIC-NSW Import/Export | -373.658 | 2016 | 6 | QLD | Demand
2017 | 6 | VIC | VIC-SA Import/Export | -334.5342 | 2016 | 6 | QLD | Gas
2017 | 6 | VIC | Wind | 343.3464 | 2016 | 6 | QLD | Hydro
2017 | 7 | VIC | Brown Coal | 4253.9783 | 2016 | 6 | QLD | Import/Export
2017 | 7 | VIC | Demand | 3916.263 | 2016 | 6 | QLD | Other
2017 | 7 | VIC | Gas | 0.019842 | 2016 | 7 | QLD | Black Coal
2017 | 7 | VIC | Hydro | 271.765 | 2016 | 7 | QLD | Demand
2017 | 7 | VIC | Hydro Inflow | 0.2421 | 2016 | 7 | QLD | Gas
2017 | 7 | VIC | TAS-VIC Import/Export | -92.4458 | 2016 | 7 | QLD | Hydro
2017 | 7 | VIC | VIC-NSW Import/Export | -626.8286 | 2016 | 7 | QLD | Import/Export
2017 | 7 | VIC | VIC-SA Import/Export | -302.0033 | 2016 | 7 | QLD | Other
2017 | 7 | VIC | Wind | 411.5271 | 2016 | 8 | QLD | Black Coal
2017 | 8 | VIC | Brown Coal | 4198.5493 | 2016 | 8 | QLD | Demand
2017 | 8 | VIC | Demand | 3821.6053 | 2016 | 8 | QLD | Gas
2017 | 8 | VIC | Hydro | 240.6338 | 2016 | 8 | QLD | Hydro
2017 | 8 | VIC | Hydro Inflow | 0.22749 | 2016 | 8 | QLD | Import/Export
2017 | 8 | VIC | TAS-VIC Import/Export | -163.8065 | 2016 | 8 | QLD | Other
2017 | 8 | VIC | VIC-NSW Import/Export | -702.0216 | 2016 | 9 | QLD | Black Coal
2017 | 8 | VIC | VIC-SA Import/Export | -234.6443 | 2016 | 9 | QLD | Demand
2017 | 8 | VIC | Wind | 482.6634 | 2016 | 9 | QLD | Gas
2017 | 9 | VIC | Brown Coal | 3826.0042 | 2016 | 9 | QLD | Hydro
2017 | 9 | VIC | Demand | 3519.1796 | 2016 | 9 | QLD | Import/Export
2017 | 9 | VIC | Hydro | 205.9041 | 2016 | 9 | QLD | Other
2017 | 9 | VIC | Hydro Inflow | 0.18724 | 2016 | 10 | QLD | Black Coal
2017 | 9 | VIC | TAS-VIC Import/Export | -69.1175 | 2016 | 10 | QLD | Demand
2017 | 9 | VIC | VIC-NSW Import/Export | -653.7771 | 2016 | 10 | QLD | Gas
2017 | 9 | VIC | VIC-SA Import/Export | -190.7948 | 2016 | 10 | QLD | Hydro
2017 | 9 | VIC | Wind | 400.7605 | 2016 | 10 | QLD | Import/Export
2017 | 10 | VIC | Brown Coal | 3909.2834 | 2016 | 10 | QLD | Other
2017 | 10 | VIC | Demand | 3530.1832 | 2016 | 11 | QLD | Black Coal
2017 | 10 | VIC | Hydro | 193.8039 | 2016 | 11 | QLD | Demand
2017 | 10 | VIC | Hydro Inflow | 0.22418 | 2016 | 11 | QLD | Gas
2017 | 10 | VIC | TAS-VIC Import/Export | -40.0747 | 2016 | 11 | QLD | Hydro
2017 | 10 | VIC | VIC-NSW Import/Export | -655.6738 | 2016 | 11 | QLD | Import/Export
2017 | 10 | VIC | VIC-SA Import/Export | -183.9602 | 2016 | 11 | QLD | Other
2017 | 10 | VIC | Wind | 306.5808 | 2016 | 12 | QLD | Black Coal
2017 | 11 | VIC | Brown Coal | 3855.7545 | 2016 | 12 | QLD | Demand
2017 | 11 | VIC | Demand | 3510.5771 | 2016 | 12 | QLD | Gas
2017 | 11 | VIC | Gas | 6.9184 | 2016 | 12 | QLD | Hydro
2017 | 11 | VIC | Hydro | 241.9108 | 2016 | 12 | QLD | Import/Export
2017 | 11 | VIC | Hydro Inflow | 0.28877 | 2016 | 12 | QLD | Other
2017 | 11 | VIC | TAS-VIC Import/Export | -20.9564 | 2017 | 1 | QLD | Black Coal
2017 | 11 | VIC | VIC-NSW Import/Export | -440.4064 | 2017 | 1 | QLD | Demand
2017 | 11 | VIC | VIC-SA Import/Export | -331.926 | 2017 | 1 | QLD | Gas
2017 | 11 | VIC | Wind | 198.9954 | 2017 | 1 | QLD | Hydro
2017 | 12 | VIC | Brown Coal | 3917.4429 | 2017 | 1 | QLD | Import/Export
2017 | 12 | VIC | Demand | 3358.0236 | 2017 | 1 | QLD | Other
2017 | 12 | VIC | Gas | 2.0823 | 2017 | 2 | QLD | Black Coal
2017 | 12 | VIC | Hydro | 212.24 | 2017 | 2 | QLD | Demand
2017 | 12 | VIC | Hydro Inflow | 0.21108 | 2017 | 2 | QLD | Gas
2017 | 12 | VIC | TAS-VIC Import/Export | -70.6769 | 2017 | 2 | QLD | Hydro
2017 | 12 | VIC | VIC-NSW Import/Export | -479.3788 | 2017 | 2 | QLD | Import/Export
2017 | 12 | VIC | VIC-SA Import/Export | -461.6888 | 2017 | 2 | QLD | Other
2017 | 12 | VIC | Wind | 237.7873 | 2017 | 3 | QLD | Black Coal
2018 | 1 | VIC | Brown Coal | 3956.8834 | 2017 | 3 | QLD | Demand
2018 | 1 | VIC | Demand | 3613.3671 | 2017 | 3 | QLD | Gas
2018 | 1 | VIC | Gas | 13.4062 | 2017 | 3 | QLD | Hydro
2018 | 1 | VIC | Hydro | 250.0608 | 2017 | 3 | QLD | Import/Export
2018 | 1 | VIC | Hydro Inflow | 0.3218 | 2017 | 3 | QLD | Other
2018 | 1 | VIC | TAS-VIC Import/Export | -33.1969 | 2017 | 4 | QLD | Black Coal
2018 | 1 | VIC | VIC-NSW Import/Export | -316.2854 | 2017 | 4 | QLD | Demand
2018 | 1 | VIC | VIC-SA Import/Export | -502.1311 | 2017 | 4 | QLD | Gas
2018 | 1 | VIC | Wind | 244.2994 | 2017 | 4 | QLD | Hydro
2018 | 2 | VIC | Brown Coal | 3565.9491 | 2017 | 4 | QLD | Import/Export
2018 | 2 | VIC | Demand | 3364.7535 | 2017 | 4 | QLD | Other
2018 | 2 | VIC | Gas | 12.1616 | 2017 | 5 | QLD | Black Coal
2018 | 2 | VIC | Hydro | 192.6477 | 2017 | 5 | QLD | Demand
2018 | 2 | VIC | Hydro Inflow | 0.28473 | 2017 | 5 | QLD | Gas
2018 | 2 | VIC | TAS-VIC Import/Export | 34.0785 | 2017 | 5 | QLD | Hydro
2018 | 2 | VIC | VIC-NSW Import/Export | -233.3969 | 2017 | 5 | QLD | Import/Export
2018 | 2 | VIC | VIC-SA Import/Export | -438.5319 | 2017 | 5 | QLD | Other
2018 | 2 | VIC | Wind | 231.5608 | 2017 | 6 | QLD | Black Coal
2018 | 3 | VIC | Brown Coal | 3648.7729 | 2017 | 6 | QLD | Demand
2018 | 3 | VIC | Demand | 3487.784 | 2017 | 6 | QLD | Gas
2018 | 3 | VIC | Gas | 0.61166 | 2017 | 6 | QLD | Hydro
2018 | 3 | VIC | Hydro | 286.4652 | 2017 | 6 | QLD | Import/Export
2018 | 3 | VIC | Hydro Inflow | 0.33384 | 2017 | 6 | QLD | Other
2018 | 3 | VIC | TAS-VIC Import/Export | 90.6993 | 2017 | 7 | QLD | Black Coal
2018 | 3 | VIC | VIC-NSW Import/Export | -243.9324 | 2017 | 7 | QLD | Demand
2018 | 3 | VIC | VIC-SA Import/Export | -502.4853 | 2017 | 7 | QLD | Gas
2018 | 3 | VIC | Wind | 207.3155 | 2017 | 7 | QLD | Hydro
2018 | 4 | VIC | Brown Coal | 3465.804 | 2017 | 7 | QLD | Import/Export
2018 | 4 | VIC | Demand | 3302.5133 | 2017 | 7 | QLD | Other
2018 | 4 | VIC | Gas | 0.74492 | 2017 | 8 | QLD | Black Coal
2018 | 4 | VIC | Hydro | 284.8734 | 2017 | 8 | QLD | Demand
2018 | 4 | VIC | Hydro Inflow | 0.33225 | 2017 | 8 | QLD | Gas
2018 | 4 | VIC | TAS-VIC Import/Export | 68.2895 | 2017 | 8 | QLD | Hydro
2018 | 4 | VIC | VIC-NSW Import/Export | -379.6571 | 2017 | 8 | QLD | Import/Export
2018 | 4 | VIC | VIC-SA Import/Export | -447.1796 | 2017 | 8 | QLD | Other
2018 | 4 | VIC | Wind | 309.3057 | 2017 | 9 | QLD | Black Coal
2018 | 5 | VIC | Brown Coal | 3954.6961 | 2017 | 9 | QLD | Demand
2018 | 5 | VIC | Demand | 3806.233 | 2017 | 9 | QLD | Gas
2018 | 5 | VIC | Gas | 20.5094 | 2017 | 9 | QLD | Hydro
2018 | 5 | VIC | Hydro | 350.8336 | 2017 | 9 | QLD | Import/Export
2018 | 5 | VIC | Hydro Inflow | 0.30828 | 2017 | 9 | QLD | Other
2018 | 5 | VIC | TAS-VIC Import/Export | 89.5005 | 2017 | 10 | QLD | Black Coal
2018 | 5 | VIC | VIC-NSW Import/Export | -343.6819 | 2017 | 10 | QLD | Demand
2018 | 5 | VIC | VIC-SA Import/Export | -475.9158 | 2017 | 10 | QLD | Gas
2018 | 5 | VIC | Wind | 209.9754 | 2017 | 10 | QLD | Hydro
2018 | 6 | VIC | Brown Coal | 3767.9129 | 2017 | 10 | QLD | Import/Export
2018 | 6 | VIC | Demand | 3713.9842 | 2017 | 10 | QLD | Other
2018 | 6 | VIC | Gas | 1.1595 | 2017 | 11 | QLD | Black Coal
2018 | 6 | VIC | Hydro | 283.2531 | 2017 | 11 | QLD | Demand
2018 | 6 | VIC | Hydro Inflow | 0.28516 | 2017 | 11 | QLD | Gas
2018 | 6 | VIC | TAS-VIC Import/Export | 35.2813 | 2017 | 11 | QLD | Hydro
2018 | 6 | VIC | VIC-NSW Import/Export | -282.754 | 2017 | 11 | QLD | Import/Export
2018 | 6 | VIC | VIC-SA Import/Export | -452.4762 | 2017 | 11 | QLD | Other
2018 | 6 | VIC | Wind | 361.3087 | 2017 | 12 | QLD | Black Coal
2018 | 7 | VIC | Brown Coal | 4210.8584 | 2017 | 12 | QLD | Demand
2018 | 7 | VIC | Demand | 3969.2512 | 2017 | 12 | QLD | Gas
2018 | 7 | VIC | Gas | 0.27097 | 2017 | 12 | QLD | Hydro
2018 | 7 | VIC | Hydro | 307.145 | 2017 | 12 | QLD | Import/Export
2018 | 7 | VIC | Hydro Inflow | 0.27505 | 2017 | 12 | QLD | Other
2018 | 7 | VIC | TAS-VIC Import/Export | -39.7307 | 2018 | 1 | QLD | Black Coal
2018 | 7 | VIC | VIC-NSW Import/Export | -549.5237 | 2018 | 1 | QLD | Demand
2018 | 7 | VIC | VIC-SA Import/Export | -397.6415 | 2018 | 1 | QLD | Gas
2018 | 7 | VIC | Wind | 437.5972 | 2018 | 1 | QLD | Hydro
2018 | 8 | VIC | Brown Coal | 4070.6412 | 2018 | 1 | QLD | Import/Export
2018 | 8 | VIC | Demand | 3845.7277 | 2018 | 1 | QLD | Other
2018 | 8 | VIC | Gas | 0.028634 | 2018 | 2 | QLD | Black Coal
2018 | 8 | VIC | Hydro | 253.7527 | 2018 | 2 | QLD | Demand
2018 | 8 | VIC | Hydro Inflow | 0.26043 | 2018 | 2 | QLD | Gas
2018 | 8 | VIC | TAS-VIC Import/Export | -43.8915 | 2018 | 2 | QLD | Hydro
2018 | 8 | VIC | VIC-NSW Import/Export | -589.4742 | 2018 | 2 | QLD | Import/Export
2018 | 8 | VIC | VIC-SA Import/Export | -373.7679 | 2018 | 2 | QLD | Other
2018 | 8 | VIC | Wind | 528.1646 | 2018 | 3 | QLD | Black Coal
2018 | 9 | VIC | Brown Coal | 3747.8984 | 2018 | 3 | QLD | Demand
2018 | 9 | VIC | Demand | 3512.7811 | 2018 | 3 | QLD | Gas
2018 | 9 | VIC | Gas | 0.0022315 | 2018 | 3 | QLD | Hydro
2018 | 9 | VIC | Hydro | 252.7687 | 2018 | 3 | QLD | Import/Export
2018 | 9 | VIC | Hydro Inflow | 0.29123 | 2018 | 3 | QLD | Other
2018 | 9 | VIC | TAS-VIC Import/Export | -35.2517 | 2018 | 4 | QLD | Black Coal
2018 | 9 | VIC | VIC-NSW Import/Export | -630.9344 | 2018 | 4 | QLD | Demand
2018 | 9 | VIC | VIC-SA Import/Export | -304.127 | 2018 | 4 | QLD | Gas
2018 | 9 | VIC | Wind | 482.1302 | 2018 | 4 | QLD | Hydro
2018 | 10 | VIC | Brown Coal | 3848.1013 | 2018 | 4 | QLD | Import/Export
2018 | 10 | VIC | Demand | 3518.2323 | 2018 | 4 | QLD | Other
2018 | 10 | VIC | Hydro | 233.7381 | 2018 | 5 | QLD | Black Coal
2018 | 10 | VIC | Hydro Inflow | 0.27117 | 2018 | 5 | QLD | Demand
2018 | 10 | VIC | TAS-VIC Import/Export | 37.2742 | 2018 | 5 | QLD | Gas
2018 | 10 | VIC | VIC-NSW Import/Export | -563.7022 | 2018 | 5 | QLD | Hydro
2018 | 10 | VIC | VIC-SA Import/Export | -346.4144 | 2018 | 5 | QLD | Import/Export
2018 | 10 | VIC | Wind | 308.9633 | 2018 | 5 | QLD | Other
2018 | 11 | VIC | Brown Coal | 3986.8417 | 2018 | 6 | QLD | Black Coal
2018 | 11 | VIC | Demand | 3512.9185 | 2018 | 6 | QLD | Demand
2018 | 11 | VIC | Gas | 1.2977 | 2018 | 6 | QLD | Gas
2018 | 11 | VIC | Hydro | 238.0829 | 2018 | 6 | QLD | Hydro
2018 | 11 | VIC | Hydro Inflow | 0.29774 | 2018 | 6 | QLD | Import/Export
2018 | 11 | VIC | TAS-VIC Import/Export | 29.7686 | 2018 | 6 | QLD | Other
2018 | 11 | VIC | VIC-NSW Import/Export | -454.9666 | 2018 | 7 | QLD | Black Coal
2018 | 11 | VIC | VIC-SA Import/Export | -494.9259 | 2018 | 7 | QLD | Demand
2018 | 11 | VIC | Wind | 206.521 | 2018 | 7 | QLD | Gas
2018 | 12 | VIC | Brown Coal | 3851.6587 | 2018 | 7 | QLD | Hydro
2018 | 12 | VIC | Demand | 3284.5364 | 2018 | 7 | QLD | Import/Export
2018 | 12 | VIC | Gas | 1.4445 | 2018 | 7 | QLD | Other
2018 | 12 | VIC | Hydro | 133.2949 | 2018 | 8 | QLD | Black Coal
2018 | 12 | VIC | Hydro Inflow | 0.11186 | 2018 | 8 | QLD | Demand
2018 | 12 | VIC | TAS-VIC Import/Export | -59.3761 | 2018 | 8 | QLD | Gas
2018 | 12 | VIC | VIC-NSW Import/Export | -513.3009 | 2018 | 8 | QLD | Hydro
2018 | 12 | VIC | VIC-SA Import/Export | -389.1602 | 2018 | 8 | QLD | Import/Export
2018 | 12 | VIC | Wind | 259.8664 | 2018 | 8 | QLD | Other
2019 | 1 | VIC | Brown Coal | 3912.5649 | 2018 | 9 | QLD | Black Coal
2019 | 1 | VIC | Demand | 3509.4135 | 2018 | 9 | QLD | Demand
2019 | 1 | VIC | Gas | 10.453 | 2018 | 9 | QLD | Gas
2019 | 1 | VIC | Hydro | 271.6331 | 2018 | 9 | QLD | Hydro
2019 | 1 | VIC | Hydro Inflow | 0.28295 | 2018 | 9 | QLD | Import/Export
2019 | 1 | VIC | TAS-VIC Import/Export | -30.1828 | 2018 | 9 | QLD | Other
2019 | 1 | VIC | VIC-NSW Import/Export | -395.7715 | 2018 | 10 | QLD | Black Coal
2019 | 1 | VIC | VIC-SA Import/Export | -486.5281 | 2018 | 10 | QLD | Demand
2019 | 1 | VIC | Wind | 226.9603 | 2018 | 10 | QLD | Gas
2019 | 2 | VIC | Brown Coal | 3584.1228 | 2018 | 10 | QLD | Hydro
2019 | 2 | VIC | Demand | 3452.8045 | 2018 | 10 | QLD | Import/Export
2019 | 2 | VIC | Gas | 19.4202 | 2018 | 10 | QLD | Other
2019 | 2 | VIC | Hydro | 237.9684 | 2018 | 11 | QLD | Black Coal
2019 | 2 | VIC | Hydro Inflow | 0.31361 | 2018 | 11 | QLD | Demand
2019 | 2 | VIC | TAS-VIC Import/Export | 50.482 | 2018 | 11 | QLD | Gas
2019 | 2 | VIC | VIC-NSW Import/Export | -218.2785 | 2018 | 11 | QLD | Hydro
2019 | 2 | VIC | VIC-SA Import/Export | -454.7285 | 2018 | 11 | QLD | Import/Export
2019 | 2 | VIC | Wind | 233.4965 | 2018 | 11 | QLD | Other
2019 | 3 | VIC | Brown Coal | 3653.4036 | 2018 | 12 | QLD | Black Coal
2019 | 3 | VIC | Demand | 3509.1888 | 2018 | 12 | QLD | Demand
2019 | 3 | VIC | Gas | 2.8485 | 2018 | 12 | QLD | Gas
2019 | 3 | VIC | Hydro | 301.1489 | 2018 | 12 | QLD | Hydro
2019 | 3 | VIC | Hydro Inflow | 0.26986 | 2018 | 12 | QLD | Import/Export
2019 | 3 | VIC | TAS-VIC Import/Export | 29.3509 | 2018 | 12 | QLD | Other
2019 | 3 | VIC | VIC-NSW Import/Export | -277.2761 | 2019 | 1 | QLD | Black Coal
2019 | 3 | VIC | VIC-SA Import/Export | -435.2192 | 2019 | 1 | QLD | Demand
2019 | 3 | VIC | Wind | 234.6578 | 2019 | 1 | QLD | Gas
2019 | 4 | VIC | Brown Coal | 3490.3109 | 2019 | 1 | QLD | Hydro
2019 | 4 | VIC | Demand | 3297.3085 | 2019 | 1 | QLD | Import/Export
2019 | 4 | VIC | Gas | 0.45014 | 2019 | 1 | QLD | Other
2019 | 4 | VIC | Hydro | 226.0699 | 2019 | 2 | QLD | Black Coal
2019 | 4 | VIC | Hydro Inflow | 0.21628 | 2019 | 2 | QLD | Demand
2019 | 4 | VIC | TAS-VIC Import/Export | 0.20221 | 2019 | 2 | QLD | Gas
2019 | 4 | VIC | VIC-NSW Import/Export | -222.3311 | 2019 | 2 | QLD | Hydro
2019 | 4 | VIC | VIC-SA Import/Export | -456.3016 | 2019 | 2 | QLD | Import/Export
2019 | 4 | VIC | Wind | 258.6869 | 2019 | 2 | QLD | Other
2019 | 5 | VIC | Brown Coal | 3811.7149 | 2019 | 3 | QLD | Black Coal
2019 | 5 | VIC | Demand | 3741.3351 | 2019 | 3 | QLD | Demand
2019 | 5 | VIC | Gas | 8.9412 | 2019 | 3 | QLD | Gas
2019 | 5 | VIC | Hydro | 317.1864 | 2019 | 3 | QLD | Hydro
2019 | 5 | VIC | Hydro Inflow | 0.2946 | 2019 | 3 | QLD | Import/Export
2019 | 5 | VIC | TAS-VIC Import/Export | 37.8014 | 2019 | 3 | QLD | Other
2019 | 5 | VIC | VIC-NSW Import/Export | -210.9884 | 2019 | 4 | QLD | Black Coal
2019 | 5 | VIC | VIC-SA Import/Export | -488.2659 | 2019 | 4 | QLD | Demand
2019 | 5 | VIC | Wind | 264.6473 | 2019 | 4 | QLD | Gas
2019 | 6 | VIC | Brown Coal | 3796.7856 | 2019 | 4 | QLD | Hydro
2019 | 6 | VIC | Demand | 3704.3002 | 2019 | 4 | QLD | Import/Export
2019 | 6 | VIC | Gas | 0.55467 | 2019 | 4 | QLD | Other
2019 | 6 | VIC | Hydro | 310.6871 | 2019 | 5 | QLD | Black Coal
2019 | 6 | VIC | Hydro Inflow | 0.33835 | 2019 | 5 | QLD | Demand
2019 | 6 | VIC | TAS-VIC Import/Export | 36.9554 | 2019 | 5 | QLD | Gas
2019 | 6 | VIC | VIC-NSW Import/Export | -284.3185 | 2019 | 5 | QLD | Hydro
2019 | 6 | VIC | VIC-SA Import/Export | -454.8182 | 2019 | 5 | QLD | Import/Export
2019 | 6 | VIC | Wind | 298.0997 | 2019 | 5 | QLD | Other
2019 | 7 | VIC | Brown Coal | 4160.7209 | 2019 | 6 | QLD | Black Coal
2019 | 7 | VIC | Demand | 3965.6948 | 2019 | 6 | QLD | Demand
2019 | 7 | VIC | Gas | 0.43592 | 2019 | 6 | QLD | Gas
2019 | 7 | VIC | Hydro | 289.9818 | 2019 | 6 | QLD | Hydro
2019 | 7 | VIC | Hydro Inflow | 0.25854 | 2019 | 6 | QLD | Import/Export
2019 | 7 | VIC | TAS-VIC Import/Export | 18.458 | 2019 | 6 | QLD | Other
2019 | 7 | VIC | VIC-NSW Import/Export | -588.0752 | 2019 | 7 | QLD | Black Coal
2019 | 7 | VIC | VIC-SA Import/Export | -369.4975 | 2019 | 7 | QLD | Demand
2019 | 7 | VIC | Wind | 453.4063 | 2019 | 7 | QLD | Gas
2019 | 8 | VIC | Brown Coal | 3996.0497 | 2019 | 7 | QLD | Hydro
2019 | 8 | VIC | Demand | 3796.1284 | 2019 | 7 | QLD | Import/Export
2019 | 8 | VIC | Gas | 0.051163 | 2019 | 7 | QLD | Other
2019 | 8 | VIC | Hydro | 252.2594 | 2019 | 8 | QLD | Black Coal
2019 | 8 | VIC | Hydro Inflow | 0.30989 | 2019 | 8 | QLD | Demand
2019 | 8 | VIC | TAS-VIC Import/Export | -31.0615 | 2019 | 8 | QLD | Gas
2019 | 8 | VIC | VIC-NSW Import/Export | -632.4722 | 2019 | 8 | QLD | Hydro
2019 | 8 | VIC | VIC-SA Import/Export | -338.6624 | 2019 | 8 | QLD | Import/Export
2019 | 8 | VIC | Wind | 549.655 | 2019 | 8 | QLD | Other
2019 | 9 | VIC | Brown Coal | 3715.8895 | 2019 | 9 | QLD | Black Coal
2019 | 9 | VIC | Demand | 3484.1872 | 2019 | 9 | QLD | Demand
2019 | 9 | VIC | Gas | 0.0042624 | 2019 | 9 | QLD | Gas
2019 | 9 | VIC | Hydro | 277.315 | 2019 | 9 | QLD | Hydro
2019 | 9 | VIC | Hydro Inflow | 0.33633 | 2019 | 9 | QLD | Import/Export
2019 | 9 | VIC | TAS-VIC Import/Export | -24.5332 | 2019 | 9 | QLD | Other
2019 | 9 | VIC | VIC-NSW Import/Export | -659.5124 | 2019 | 10 | QLD | Black Coal
2019 | 9 | VIC | VIC-SA Import/Export | -288.9685 | 2019 | 10 | QLD | Demand
2019 | 9 | VIC | Wind | 463.6454 | 2019 | 10 | QLD | Gas
2019 | 10 | VIC | Brown Coal | 3814.6765 | 2019 | 10 | QLD | Hydro
2019 | 10 | VIC | Demand | 3480.2225 | 2019 | 10 | QLD | Import/Export
2019 | 10 | VIC | Hydro | 243.0159 | 2019 | 10 | QLD | Other
2019 | 10 | VIC | Hydro Inflow | 0.31203 | 2019 | 11 | QLD | Black Coal
2019 | 10 | VIC | TAS-VIC Import/Export | 28.746 | 2019 | 11 | QLD | Demand
2019 | 10 | VIC | VIC-NSW Import/Export | -602.5787 | 2019 | 11 | QLD | Gas
2019 | 10 | VIC | VIC-SA Import/Export | -320.2971 | 2019 | 11 | QLD | Hydro
2019 | 10 | VIC | Wind | 316.3296 | 2019 | 11 | QLD | Import/Export
2019 | 11 | VIC | Brown Coal | 3946.6016 | 2019 | 11 | QLD | Other
2019 | 11 | VIC | Demand | 3444.9786 | 2019 | 12 | QLD | Black Coal
2019 | 11 | VIC | Gas | 5.3712 | 2019 | 12 | QLD | Demand
2019 | 11 | VIC | Hydro | 182.6953 | 2019 | 12 | QLD | Gas
2019 | 11 | VIC | Hydro Inflow | 0.23472 | 2019 | 12 | QLD | Hydro
2019 | 11 | VIC | TAS-VIC Import/Export | -1.4288 | 2019 | 12 | QLD | Import/Export
2019 | 11 | VIC | VIC-NSW Import/Export | -443.4228 | 2019 | 12 | QLD | Other
2019 | 11 | VIC | VIC-SA Import/Export | -450.7647 | 2020 | 1 | QLD | Black Coal
2019 | 11 | VIC | Wind | 205.6955 | 2020 | 1 | QLD | Demand
2019 | 12 | VIC | Brown Coal | 3797.3272 | 2020 | 1 | QLD | Gas
2019 | 12 | VIC | Demand | 3240.0829 | 2020 | 1 | QLD | Hydro
2019 | 12 | VIC | Gas | 2.2748 | 2020 | 1 | QLD | Import/Export
2019 | 12 | VIC | Hydro | 121.935 | 2020 | 1 | QLD | Other
2019 | 12 | VIC | Hydro Inflow | 0.13512 | 2020 | 2 | QLD | Black Coal
2019 | 12 | VIC | TAS-VIC Import/Export | -90.839 | 2020 | 2 | QLD | Demand
2019 | 12 | VIC | VIC-NSW Import/Export | -465.6908 | 2020 | 2 | QLD | Gas
2019 | 12 | VIC | VIC-SA Import/Export | -378.566 | 2020 | 2 | QLD | Hydro
2019 | 12 | VIC | Wind | 253.5064 | 2020 | 2 | QLD | Import/Export
2020 | 1 | VIC | Brown Coal | 3879.3911 | 2020 | 2 | QLD | Other
2020 | 1 | VIC | Demand | 3469.3891 | 2020 | 3 | QLD | Black Coal
2020 | 1 | VIC | Gas | 12.2382 | 2020 | 3 | QLD | Demand
2020 | 1 | VIC | Hydro | 219.0862 | 2020 | 3 | QLD | Gas
2020 | 1 | VIC | Hydro Inflow | 0.23957 | 2020 | 3 | QLD | Hydro
2020 | 1 | VIC | TAS-VIC Import/Export | -66.8118 | 2020 | 3 | QLD | Import/Export
2020 | 1 | VIC | VIC-NSW Import/Export | -348.3038 | 2020 | 3 | QLD | Other
2020 | 1 | VIC | VIC-SA Import/Export | -453.5777 | 2020 | 4 | QLD | Black Coal
2020 | 1 | VIC | Wind | 227.0969 | 2020 | 4 | QLD | Demand
2020 | 2 | VIC | Brown Coal | 3683.8749 | 2020 | 4 | QLD | Gas
2020 | 2 | VIC | Demand | 3541.3698 | 2020 | 4 | QLD | Hydro
2020 | 2 | VIC | Gas | 22.9799 | 2020 | 4 | QLD | Import/Export
2020 | 2 | VIC | Hydro | 258.6907 | 2020 | 4 | QLD | Other
2020 | 2 | VIC | Hydro Inflow | 0.28988 | 2020 | 5 | QLD | Black Coal
2020 | 2 | VIC | TAS-VIC Import/Export | 16.8398 | 2020 | 5 | QLD | Demand
2020 | 2 | VIC | VIC-NSW Import/Export | -237.812 | 2020 | 5 | QLD | Gas
2020 | 2 | VIC | VIC-SA Import/Export | -446.5914 | 2020 | 5 | QLD | Hydro
2020 | 2 | VIC | Wind | 243.0039 | 2020 | 5 | QLD | Import/Export
2020 | 3 | VIC | Brown Coal | 3721.1441 | 2020 | 5 | QLD | Other
2020 | 3 | VIC | Demand | 3474.8764 | 2020 | 6 | QLD | Black Coal
2020 | 3 | VIC | Gas | 1.8571 | 2020 | 6 | QLD | Demand
2020 | 3 | VIC | Hydro | 227.4651 | 2020 | 6 | QLD | Gas
2020 | 3 | VIC | Hydro Inflow | 0.22985 | 2020 | 6 | QLD | Hydro
2020 | 3 | VIC | TAS-VIC Import/Export | 11.9997 | 2020 | 6 | QLD | Import/Export
2020 | 3 | VIC | VIC-NSW Import/Export | -283.5846 | 2020 | 6 | QLD | Other
2020 | 3 | VIC | VIC-SA Import/Export | -425.6147
2020 | 3 | VIC | Wind | 221.3815
2020 | 4 | VIC | Brown Coal | 3343.4294
2020 | 4 | VIC | Demand | 3296.0361
2020 | 4 | VIC | Gas | 0.42383
2020 | 4 | VIC | Hydro | 265.0858
2020 | 4 | VIC | Hydro Inflow | 0.23965
2020 | 4 | VIC | TAS-VIC Import/Export | 47.5729
2020 | 4 | VIC | VIC-NSW Import/Export | -212.27
2020 | 4 | VIC | VIC-SA Import/Export | -445.0854
2020 | 4 | VIC | Wind | 296.6236
2020 | 5 | VIC | Brown Coal | 3749.2266
2020 | 5 | VIC | Demand | 3678.8249
2020 | 5 | VIC | Gas | 6.157
2020 | 5 | VIC | Hydro | 320.9022
2020 | 5 | VIC | Hydro Inflow | 0.3112
2020 | 5 | VIC | TAS-VIC Import/Export | 88.1901
2020 | 5 | VIC | VIC-NSW Import/Export | -302.6261
2020 | 5 | VIC | VIC-SA Import/Export | -447.0133
2020 | 5 | VIC | Wind | 263.6645
2020 | 6 | VIC | Brown Coal | 3819.7603
2020 | 6 | VIC | Demand | 3711.5838
2020 | 6 | VIC | Gas | 0.80755
2020 | 6 | VIC | Hydro | 258.3605
2020 | 6 | VIC | Hydro Inflow | 0.28204
2020 | 6 | VIC | TAS-VIC Import/Export | 138.8808
2020 | 6 | VIC | VIC-NSW Import/Export | -327.8639
2020 | 6 | VIC | VIC-SA Import/Export | -471.8048
2020 | 6 | VIC | Wind | 293.1505
2020 | 7 | VIC | Brown Coal | 4001.6646
2020 | 7 | VIC | Demand | 3910.8794
2020 | 7 | VIC | Gas | 0.11619
2020 | 7 | VIC | Hydro | 238.159
2020 | 7 | VIC | Hydro Inflow | 0.24556
2020 | 7 | VIC | TAS-VIC Import/Export | 139.0136
2020 | 7 | VIC | VIC-NSW Import/Export | -548.5973
2020 | 7 | VIC | VIC-SA Import/Export | -373.6469
2020 | 7 | VIC | Wind | 453.93
2020 | 8 | VIC | Brown Coal | 3819.9169
2020 | 8 | VIC | Demand | 3749.6443
2020 | 8 | VIC | Gas | 0.021917
2020 | 8 | VIC | Hydro | 196.83
2020 | 8 | VIC | Hydro Inflow | 0.21799
2020 | 8 | VIC | TAS-VIC Import/Export | 36.5601
2020 | 8 | VIC | VIC-NSW Import/Export | -546.8617
2020 | 8 | VIC | VIC-SA Import/Export | -312.8485
2020 | 8 | VIC | Wind | 555.8032
2020 | 9 | VIC | Brown Coal | 3600.5431
2020 | 9 | VIC | Demand | 3477.2459
2020 | 9 | VIC | Gas | 0.0018014
2020 | 9 | VIC | Hydro | 250.6908
2020 | 9 | VIC | Hydro Inflow | 0.30961
2020 | 9 | VIC | TAS-VIC Import/Export | 37.0253
2020 | 9 | VIC | VIC-NSW Import/Export | -607.0208
2020 | 9 | VIC | VIC-SA Import/Export | -258.1121
2020 | 9 | VIC | Wind | 453.8061
2020 | 10 | VIC | Brown Coal | 3709.5472
2020 | 10 | VIC | Demand | 3461.5226
2020 | 10 | VIC | Hydro | 296.0252
2020 | 10 | VIC | Hydro Inflow | 0.43683
2020 | 10 | VIC | TAS-VIC Import/Export | 69.136
2020 | 10 | VIC | VIC-NSW Import/Export | -589.7626
2020 | 10 | VIC | VIC-SA Import/Export | -324.4856
2020 | 10 | VIC | Wind | 300.623
2020 | 11 | VIC | Brown Coal | 3746.6996
2020 | 11 | VIC | Demand | 3364.5258
2020 | 11 | VIC | Gas | 3.6548
2020 | 11 | VIC | Hydro | 239.4886
2020 | 11 | VIC | Hydro Inflow | 0.31694
2020 | 11 | VIC | TAS-VIC Import/Export | 37.5703
2020 | 11 | VIC | VIC-NSW Import/Export | -469.6096
2020 | 11 | VIC | VIC-SA Import/Export | -408.3689
2020 | 11 | VIC | Wind | 214.772
2020 | 12 | VIC | Brown Coal | 3672.6755
2020 | 12 | VIC | Demand | 3279.6832
2020 | 12 | VIC | Gas | 2.1203
2020 | 12 | VIC | Hydro | 179.9723
2020 | 12 | VIC | Hydro Inflow | 0.23479
2020 | 12 | VIC | TAS-VIC Import/Export | 25.9657
2020 | 12 | VIC | VIC-NSW Import/Export | -473.3364
2020 | 12 | VIC | VIC-SA Import/Export | -381.7258
2020 | 12 | VIC | Wind | 253.7733
2021 | 1 | VIC | Brown Coal | 3717.4198
2021 | 1 | VIC | Demand | 3376.3068
2021 | 1 | VIC | Gas | 10.6846
2021 | 1 | VIC | Hydro | 207.5602
2021 | 1 | VIC | Hydro Inflow | 0.19624
2021 | 1 | VIC | TAS-VIC Import/Export | 52.4281
2021 | 1 | VIC | VIC-NSW Import/Export | -438.8643
2021 | 1 | VIC | VIC-SA Import/Export | -414.1425
2021 | 1 | VIC | Wind | 240.9757
2021 | 2 | VIC | Brown Coal | 3437.3927
2021 | 2 | VIC | Demand | 3362.3867
2021 | 2 | VIC | Gas | 11.2488
2021 | 2 | VIC | Hydro | 278.9664
2021 | 2 | VIC | Hydro Inflow | 0.24914
2021 | 2 | VIC | TAS-VIC Import/Export | 150.5818
2021 | 2 | VIC | VIC-NSW Import/Export | -354.821
2021 | 2 | VIC | VIC-SA Import/Export | -397.7187
2021 | 2 | VIC | Wind | 236.4761
2021 | 3 | VIC | Brown Coal | 3579.1997
2021 | 3 | VIC | Demand | 3473.1639
2021 | 3 | VIC | Gas | 1.2616
2021 | 3 | VIC | Hydro | 289.0204
2021 | 3 | VIC | Hydro Inflow | 0.20772
2021 | 3 | VIC | TAS-VIC Import/Export | 154.1357
2021 | 3 | VIC | VIC-NSW Import/Export | -322.7367
2021 | 3 | VIC | VIC-SA Import/Export | -438.5367
2021 | 3 | VIC | Wind | 210.6092
2021 | 4 | VIC | Brown Coal | 3233.6813
2021 | 4 | VIC | Demand | 3252.2899
2021 | 4 | VIC | Gas | 0.89857
2021 | 4 | VIC | Hydro | 248.375
2021 | 4 | VIC | Hydro Inflow | 0.18944
2021 | 4 | VIC | TAS-VIC Import/Export | 112.8919
2021 | 4 | VIC | VIC-NSW Import/Export | -219.2149
2021 | 4 | VIC | VIC-SA Import/Export | -414.4531
2021 | 4 | VIC | Wind | 289.9141
2021 | 5 | VIC | Brown Coal | 3680.6953
2021 | 5 | VIC | Demand | 3682.5895
2021 | 5 | VIC | Gas | 4.5159
2021 | 5 | VIC | Hydro | 292.9573
2021 | 5 | VIC | Hydro Inflow | 0.26586
2021 | 5 | VIC | TAS-VIC Import/Export | 190.0094
2021 | 5 | VIC | VIC-NSW Import/Export | -315.5403
2021 | 5 | VIC | VIC-SA Import/Export | -432.3401
2021 | 5 | VIC | Wind | 262.0287
2021 | 6 | VIC | Brown Coal | 3667.0927
2021 | 6 | VIC | Demand | 3694.2848
2021 | 6 | VIC | Gas | 1.3286
2021 | 6 | VIC | Hydro | 313.307
2021 | 6 | VIC | Hydro Inflow | 0.36023
2021 | 6 | VIC | TAS-VIC Import/Export | 174.0257
2021 | 6 | VIC | VIC-NSW Import/Export | -311.2844
2021 | 6 | VIC | VIC-SA Import/Export | -455.4289
2021 | 6 | VIC | Wind | 304.8811
2021 | 7 | VIC | Brown Coal | 3642.9786
2021 | 7 | VIC | Demand | 3841.0872
2021 | 7 | VIC | Gas | 0.11992
2021 | 7 | VIC | Hydro | 366.8068
2021 | 7 | VIC | Hydro Inflow | 0.39176
2021 | 7 | VIC | TAS-VIC Import/Export | 82.4091
2021 | 7 | VIC | VIC-NSW Import/Export | -336.1032
2021 | 7 | VIC | VIC-SA Import/Export | -363.4718
2021 | 7 | VIC | Wind | 447.9558
2021 | 8 | VIC | Brown Coal | 3435.2106
2021 | 8 | VIC | Demand | 3696.985
2021 | 8 | VIC | Gas | 0.018264
2021 | 8 | VIC | Hydro | 316.171
2021 | 8 | VIC | Hydro Inflow | 0.26675
2021 | 8 | VIC | TAS-VIC Import/Export | 106.0799
2021 | 8 | VIC | VIC-NSW Import/Export | -400.1278
2021 | 8 | VIC | VIC-SA Import/Export | -305.2984
2021 | 8 | VIC | Wind | 544.6602
2021 | 9 | VIC | Brown Coal | 3177.412
2021 | 9 | VIC | Demand | 3390.98
2021 | 9 | VIC | Gas | 0.0071821
2021 | 9 | VIC | Hydro | 254.2553
2021 | 9 | VIC | Hydro Inflow | 0.17576
2021 | 9 | VIC | TAS-VIC Import/Export | 164.688
2021 | 9 | VIC | VIC-NSW Import/Export | -429.841
2021 | 9 | VIC | VIC-SA Import/Export | -226.6329
2021 | 9 | VIC | Wind | 450.9118
2021 | 10 | VIC | Brown Coal | 3302.6476
2021 | 10 | VIC | Demand | 3364.415
2021 | 10 | VIC | Hydro | 253.5281
2021 | 10 | VIC | Hydro Inflow | 0.16619
2021 | 10 | VIC | TAS-VIC Import/Export | 143.0597
2021 | 10 | VIC | VIC-NSW Import/Export | -354.9095
2021 | 10 | VIC | VIC-SA Import/Export | -281.5232
2021 | 10 | VIC | Wind | 301.435
2021 | 11 | VIC | Brown Coal | 3439.7145
2021 | 11 | VIC | Demand | 3298.1591
2021 | 11 | VIC | Gas | 6.6451
2021 | 11 | VIC | Hydro | 210.2162
2021 | 11 | VIC | Hydro Inflow | 0.14403
2021 | 11 | VIC | TAS-VIC Import/Export | 103.1694
2021 | 11 | VIC | VIC-NSW Import/Export | -295.4851
2021 | 11 | VIC | VIC-SA Import/Export | -383.3315
2021 | 11 | VIC | Wind | 217.0851
2021 | 12 | VIC | Brown Coal | 3411.2223
2021 | 12 | VIC | Demand | 3200.4009
2021 | 12 | VIC | Gas | 2.9564
2021 | 12 | VIC | Hydro | 158.2708
2021 | 12 | VIC | Hydro Inflow | 0.092625
2021 | 12 | VIC | TAS-VIC Import/Export | 25.5054
2021 | 12 | VIC | VIC-NSW Import/Export | -306.898
2021 | 12 | VIC | VIC-SA Import/Export | -340.4684
2021 | 12 | VIC | Wind | 249.7062
2022 | 1 | VIC | Brown Coal | 3436.3281
2022 | 1 | VIC | Demand | 3305.4861
2022 | 1 | VIC | Gas | 10.1688
2022 | 1 | VIC | Hydro | 218.4875
2022 | 1 | VIC | Hydro Inflow | 0.11434
2022 | 1 | VIC | TAS-VIC Import/Export | 75.3753
2022 | 1 | VIC | VIC-NSW Import/Export | -292.201
2022 | 1 | VIC | VIC-SA Import/Export | -381.6952
2022 | 1 | VIC | Wind | 238.7877
2022 | 2 | VIC | Brown Coal | 3189.9634
2022 | 2 | VIC | Demand | 3285.4509
2022 | 2 | VIC | Gas | 10.4577
2022 | 2 | VIC | Hydro | 364.3889
2022 | 2 | VIC | Hydro Inflow | 0.287
2022 | 2 | VIC | TAS-VIC Import/Export | 58.462
2022 | 2 | VIC | VIC-NSW Import/Export | -216.4369
2022 | 2 | VIC | VIC-SA Import/Export | -364.8105
2022 | 2 | VIC | Wind | 243.1411
2022 | 3 | VIC | Brown Coal | 3329.1991
2022 | 3 | VIC | Demand | 3412.9458
2022 | 3 | VIC | Gas | 1.4089
2022 | 3 | VIC | Hydro | 387.4715
2022 | 3 | VIC | Hydro Inflow | 0.33113
2022 | 3 | VIC | TAS-VIC Import/Export | 71.9059
2022 | 3 | VIC | VIC-NSW Import/Export | -157.753
2022 | 3 | VIC | VIC-SA Import/Export | -420.626
2022 | 3 | VIC | Wind | 200.994
2022 | 4 | VIC | Brown Coal | 2977.3624
2022 | 4 | VIC | Demand | 3194.5521
2022 | 4 | VIC | Gas | 1.0669
2022 | 4 | VIC | Hydro | 357.5534
2022 | 4 | VIC | Hydro Inflow | 0.28168
2022 | 4 | VIC | TAS-VIC Import/Export | 100.912
2022 | 4 | VIC | VIC-NSW Import/Export | -163.0727
2022 | 4 | VIC | VIC-SA Import/Export | -390.6075
2022 | 4 | VIC | Wind | 311.0537
2022 | 5 | VIC | Brown Coal | 3493.6515
2022 | 5 | VIC | Demand | 3669.323
2022 | 5 | VIC | Gas | 23.3512
2022 | 5 | VIC | Hydro | 443.2397
2022 | 5 | VIC | Hydro Inflow | 0.38322
2022 | 5 | VIC | TAS-VIC Import/Export | 146.43
2022 | 5 | VIC | VIC-NSW Import/Export | -262.6231
2022 | 5 | VIC | VIC-SA Import/Export | -414.4954
2022 | 5 | VIC | Wind | 239.3885
2022 | 6 | VIC | Brown Coal | 3342.2865
2022 | 6 | VIC | Demand | 3636.2349
2022 | 6 | VIC | Gas | 2.9105
2022 | 6 | VIC | Hydro | 481.7521
2022 | 6 | VIC | Hydro Inflow | 0.59373
2022 | 6 | VIC | TAS-VIC Import/Export | 191.6614
2022 | 6 | VIC | VIC-NSW Import/Export | -291.6219
2022 | 6 | VIC | VIC-SA Import/Export | -420.6012
2022 | 6 | VIC | Wind | 329.2548
2022 | 7 | VIC | Brown Coal | 3656.4297
2022 | 7 | VIC | Demand | 3820.6711
2022 | 7 | VIC | Gas | 2.0036
2022 | 7 | VIC | Hydro | 316.7946
2022 | 7 | VIC | Hydro Inflow | 0.30103
2022 | 7 | VIC | TAS-VIC Import/Export | 125.0245
2022 | 7 | VIC | VIC-NSW Import/Export | -377.9261
2022 | 7 | VIC | VIC-SA Import/Export | -354.7288
2022 | 7 | VIC | Wind | 452.768
2022 | 8 | VIC | Brown Coal | 3513.3726
2022 | 8 | VIC | Demand | 3696.4654
2022 | 8 | VIC | Gas | 0.056423
2022 | 8 | VIC | Hydro | 246.1857
2022 | 8 | VIC | Hydro Inflow | 0.2456
2022 | 8 | VIC | TAS-VIC Import/Export | 119.8927
2022 | 8 | VIC | VIC-NSW Import/Export | -434.8403
2022 | 8 | VIC | VIC-SA Import/Export | -286.2472
2022 | 8 | VIC | Wind | 537.7957
2022 | 9 | VIC | Brown Coal | 3204.3575
2022 | 9 | VIC | Demand | 3374.7266
2022 | 9 | VIC | Gas | 0.017409
2022 | 9 | VIC | Hydro | 217.8947
2022 | 9 | VIC | Hydro Inflow | 0.23064
2022 | 9 | VIC | TAS-VIC Import/Export | 152.6674
2022 | 9 | VIC | VIC-NSW Import/Export | -413.288
2022 | 9 | VIC | VIC-SA Import/Export | -225.2288
2022 | 9 | VIC | Wind | 438.0746
2022 | 10 | VIC | Brown Coal | 3214.8208
2022 | 10 | VIC | Demand | 3316.5928
2022 | 10 | VIC | Hydro | 309.9101
2022 | 10 | VIC | Hydro Inflow | 0.28956
2022 | 10 | VIC | TAS-VIC Import/Export | 108.3804
2022 | 10 | VIC | VIC-NSW Import/Export | -376.3675
2022 | 10 | VIC | VIC-SA Import/Export | -247.4866
2022 | 10 | VIC | Wind | 307.0516
2022 | 11 | VIC | Brown Coal | 3347.3864
2022 | 11 | VIC | Demand | 3265.953
2022 | 11 | VIC | Gas | 3.2021
2022 | 11 | VIC | Hydro | 325.1853
2022 | 11 | VIC | Hydro Inflow | 0.29283
2022 | 11 | VIC | TAS-VIC Import/Export | 13.1315
2022 | 11 | VIC | VIC-NSW Import/Export | -262.2072
2022 | 11 | VIC | VIC-SA Import/Export | -372.3015
2022 | 11 | VIC | Wind | 211.2682
2022 | 12 | VIC | Brown Coal | 3346.5026
2022 | 12 | VIC | Demand | 3121.7031
2022 | 12 | VIC | Gas | 1.2891
2022 | 12 | VIC | Hydro | 198.9358
2022 | 12 | VIC | Hydro Inflow | 0.15636
2022 | 12 | VIC | TAS-VIC Import/Export | -4.7877
2022 | 12 | VIC | VIC-NSW Import/Export | -350.0737
2022 | 12 | VIC | VIC-SA Import/Export | -313.2616
2022 | 12 | VIC | Wind | 242.9384
2023 | 1 | VIC | Brown Coal | 3389.4242
2023 | 1 | VIC | Demand | 3311.5286
2023 | 1 | VIC | Gas | 7.3548
2023 | 1 | VIC | Hydro | 252.3784
2023 | 1 | VIC | Hydro Inflow | 0.25467
2023 | 1 | VIC | TAS-VIC Import/Export | 145.8732
2023 | 1 | VIC | VIC-NSW Import/Export | -349.1526
2023 | 1 | VIC | VIC-SA Import/Export | -371.9975
2023 | 1 | VIC | Wind | 237.3683
2023 | 2 | VIC | Brown Coal | 3134.9261
2023 | 2 | VIC | Demand | 3221.2448
2023 | 2 | VIC | Gas | 8.8388
2023 | 2 | VIC | Hydro | 281.9531
2023 | 2 | VIC | Hydro Inflow | 0.26602
2023 | 2 | VIC | TAS-VIC Import/Export | 179.1988
2023 | 2 | VIC | VIC-NSW Import/Export | -276.2484
2023 | 2 | VIC | VIC-SA Import/Export | -345.2311
2023 | 2 | VIC | Wind | 237.5363
2023 | 3 | VIC | Brown Coal | 3240.8601
2023 | 3 | VIC | Demand | 3382.2772
2023 | 3 | VIC | Gas | 0.88945
2023 | 3 | VIC | Hydro | 378.4578
2023 | 3 | VIC | Hydro Inflow | 0.31486
2023 | 3 | VIC | TAS-VIC Import/Export | 192.6992
2023 | 3 | VIC | VIC-NSW Import/Export | -222.9992
2023 | 3 | VIC | VIC-SA Import/Export | -408.4375
2023 | 3 | VIC | Wind | 200.4775
2023 | 4 | VIC | Brown Coal | 2888.4572
2023 | 4 | VIC | Demand | 3150.1968
2023 | 4 | VIC | Gas | 1.2444
2023 | 4 | VIC | Hydro | 372.9573
2023 | 4 | VIC | Hydro Inflow | 0.31444
2023 | 4 | VIC | TAS-VIC Import/Export | 175.7445
2023 | 4 | VIC | VIC-NSW Import/Export | -212.6625
2023 | 4 | VIC | VIC-SA Import/Export | -381.6932
2023 | 4 | VIC | Wind | 305.827
2023 | 5 | VIC | Brown Coal | 3372.3354
2023 | 5 | VIC | Demand | 3676.4214
2023 | 5 | VIC | Gas | 30.5132
2023 | 5 | VIC | Hydro | 417.4899
2023 | 5 | VIC | Hydro Inflow | 0.35969
2023 | 5 | VIC | TAS-VIC Import/Export | 288.9229
2023 | 5 | VIC | VIC-NSW Import/Export | -267.6149
2023 | 5 | VIC | VIC-SA Import/Export | -408.37
2023 | 5 | VIC | Wind | 242.7825
2023 | 6 | VIC | Brown Coal | 3361.1204
2023 | 6 | VIC | Demand | 3633.0213
2023 | 6 | VIC | Gas | 10.4434
2023 | 6 | VIC | Hydro | 320.1908
2023 | 6 | VIC | Hydro Inflow | 0.31123
2023 | 6 | VIC | TAS-VIC Import/Export | 182.2628
2023 | 6 | VIC | VIC-NSW Import/Export | -207.7926
2023 | 6 | VIC | VIC-SA Import/Export | -387.476
2023 | 6 | VIC | Wind | 353.9645
2023 | 7 | VIC | Brown Coal | 3614.1308
2023 | 7 | VIC | Demand | 3808.3434
2023 | 7 | VIC | Gas | 2.5532
2023 | 7 | VIC | Hydro | 338.4786
2023 | 7 | VIC | Hydro Inflow | 0.30217
2023 | 7 | VIC | TAS-VIC Import/Export | 127.9239
2023 | 7 | VIC | VIC-NSW Import/Export | -367.1111
2023 | 7 | VIC | VIC-SA Import/Export | -348.5324
2023 | 7 | VIC | Wind | 440.5998
2023 | 8 | VIC | Brown Coal | 3445.9139
2023 | 8 | VIC | Demand | 3669.7963
2023 | 8 | VIC | Gas | 0.15569
2023 | 8 | VIC | Hydro | 249.8629
2023 | 8 | VIC | Hydro Inflow | 0.24482
2023 | 8 | VIC | TAS-VIC Import/Export | 113.8582
2023 | 8 | VIC | VIC-NSW Import/Export | -411.6573
2023 | 8 | VIC | VIC-SA Import/Export | -267.0437
2023 | 8 | VIC | Wind | 538.4518
2023 | 9 | VIC | Brown Coal | 3174.9207
2023 | 9 | VIC | Demand | 3345.1957
2023 | 9 | VIC | Gas | 0.027836
2023 | 9 | VIC | Hydro | 187.6242
2023 | 9 | VIC | Hydro Inflow | 0.22746
2023 | 9 | VIC | TAS-VIC Import/Export | 160.5266
2023 | 9 | VIC | VIC-NSW Import/Export | -377.5937
2023 | 9 | VIC | VIC-SA Import/Export | -224.6809
2023 | 9 | VIC | Wind | 424.1341
2023 | 10 | VIC | Brown Coal | 3153.4776
2023 | 10 | VIC | Demand | 3279.4016
2023 | 10 | VIC | Hydro | 261.1024
2023 | 10 | VIC | Hydro Inflow | 0.27001
2023 | 10 | VIC | TAS-VIC Import/Export | 136.9415
2023 | 10 | VIC | VIC-NSW Import/Export | -363.6741
2023 | 10 | VIC | VIC-SA Import/Export | -223.349
2023 | 10 | VIC | Wind | 314.6268
2023 | 11 | VIC | Brown Coal | 3286.0981
2023 | 11 | VIC | Demand | 3252.076
2023 | 11 | VIC | Gas | 4.7309
2023 | 11 | VIC | Hydro | 316.0784
2023 | 11 | VIC | Hydro Inflow | 0.27366
2023 | 11 | VIC | TAS-VIC Import/Export | 45.409
2023 | 11 | VIC | VIC-NSW Import/Export | -251.7094
2023 | 11 | VIC | VIC-SA Import/Export | -358.9209
2023 | 11 | VIC | Wind | 210.1173
2023 | 12 | VIC | Brown Coal | 3281.5292
2023 | 12 | VIC | Demand | 3056.2903
2023 | 12 | VIC | Gas | 2.3586
2023 | 12 | VIC | Hydro | 196.564
2023 | 12 | VIC | Hydro Inflow | 0.16874
2023 | 12 | VIC | TAS-VIC Import/Export | 17.2947
2023 | 12 | VIC | VIC-NSW Import/Export | -367.289
2023 | 12 | VIC | VIC-SA Import/Export | -300.8707
2023 | 12 | VIC | Wind | 226.5432
2024 | 1 | VIC | Brown Coal | 3365.3698
2024 | 1 | VIC | Demand | 3345.8513
2024 | 1 | VIC | Gas | 11.5104
2024 | 1 | VIC | Hydro | 282.8744
2024 | 1 | VIC | Hydro Inflow | 0.25601
2024 | 1 | VIC | TAS-VIC Import/Export | 123.3457
2024 | 1 | VIC | VIC-NSW Import/Export | -320.9341
2024 | 1 | VIC | VIC-SA Import/Export | -359.9858
2024 | 1 | VIC | Wind | 243.3533
2024 | 2 | VIC | Brown Coal | 3198.7645
2024 | 2 | VIC | Demand | 3297.7144
2024 | 2 | VIC | Gas | 9.2009
2024 | 2 | VIC | Hydro | 331.5755
2024 | 2 | VIC | Hydro Inflow | 0.29672
2024 | 2 | VIC | TAS-VIC Import/Export | 152.7728
2024 | 2 | VIC | VIC-NSW Import/Export | -276.1915
2024 | 2 | VIC | VIC-SA Import/Export | -352.1799
2024 | 2 | VIC | Wind | 233.4695
2024 | 3 | VIC | Brown Coal | 3091.2511
2024 | 3 | VIC | Demand | 3239.7656
2024 | 3 | VIC | Gas | 0.60396
2024 | 3 | VIC | Hydro | 380.4891
2024 | 3 | VIC | Hydro Inflow | 0.3007
2024 | 3 | VIC | TAS-VIC Import/Export | 151.958
2024 | 3 | VIC | VIC-NSW Import/Export | -218.5757
2024 | 3 | VIC | VIC-SA Import/Export | -371.8636
2024 | 3 | VIC | Wind | 205.5979
2024 | 4 | VIC | Brown Coal | 2850.6085
2024 | 4 | VIC | Demand | 3173.5222
2024 | 4 | VIC | Gas | 0.5941
2024 | 4 | VIC | Hydro | 416.1041
2024 | 4 | VIC | Hydro Inflow | 0.31336
2024 | 4 | VIC | TAS-VIC Import/Export | 145.6422
2024 | 4 | VIC | VIC-NSW Import/Export | -200.4674
2024 | 4 | VIC | VIC-SA Import/Export | -347.5
2024 | 4 | VIC | Wind | 308.2222
2024 | 5 | VIC | Brown Coal | 3428.5859
2024 | 5 | VIC | Demand | 3701.1445
2024 | 5 | VIC | Gas | 31.9788
2024 | 5 | VIC | Hydro | 498.3131
2024 | 5 | VIC | Hydro Inflow | 0.37084
2024 | 5 | VIC | TAS-VIC Import/Export | 229.5749
2024 | 5 | VIC | VIC-NSW Import/Export | -267.1879
2024 | 5 | VIC | VIC-SA Import/Export | -434.1792
2024 | 5 | VIC | Wind | 213.6871
2024 | 6 | VIC | Brown Coal | 3255.2609
2024 | 6 | VIC | Demand | 3620.9873
2024 | 6 | VIC | Gas | 6.748
2024 | 6 | VIC | Hydro | 458.0056
2024 | 6 | VIC | Hydro Inflow | 0.32742
2024 | 6 | VIC | TAS-VIC Import/Export | 174.8945
2024 | 6 | VIC | VIC-NSW Import/Export | -251.0357
2024 | 6 | VIC | VIC-SA Import/Export | -389.5432
2024 | 6 | VIC | Wind | 366.3213
2024 | 7 | VIC | Brown Coal | 3567.6415
2024 | 7 | VIC | Demand | 3880.0393
2024 | 7 | VIC | Gas | 3.3303
2024 | 7 | VIC | Hydro | 355.4196
2024 | 7 | VIC | Hydro Inflow | 0.29878
2024 | 7 | VIC | TAS-VIC Import/Export | 152.3441
2024 | 7 | VIC | VIC-NSW Import/Export | -314.1815
2024 | 7 | VIC | VIC-SA Import/Export | -324.7667
2024 | 7 | VIC | Wind | 439.9575
2024 | 8 | VIC | Brown Coal | 3372.5573
2024 | 8 | VIC | Demand | 3688.5106
2024 | 8 | VIC | Gas | 0.14736
2024 | 8 | VIC | Hydro | 264.0861
2024 | 8 | VIC | Hydro Inflow | 0.29023
2024 | 8 | VIC | TAS-VIC Import/Export | 167.8597
2024 | 8 | VIC | VIC-NSW Import/Export | -379.7897
2024 | 8 | VIC | VIC-SA Import/Export | -283.0689
2024 | 8 | VIC | Wind | 546.4114
2024 | 9 | VIC | Brown Coal | 3071.6699
2024 | 9 | VIC | Demand | 3346.4771
2024 | 9 | VIC | Gas | 0.0090071
2024 | 9 | VIC | Hydro | 240.2655
2024 | 9 | VIC | Hydro Inflow | 0.23129
2024 | 9 | VIC | TAS-VIC Import/Export | 155.4433
2024 | 9 | VIC | VIC-NSW Import/Export | -370.5995
2024 | 9 | VIC | VIC-SA Import/Export | -206.9859
2024 | 9 | VIC | Wind | 456.4503
2024 | 10 | VIC | Brown Coal | 3107.2499
2024 | 10 | VIC | Demand | 3279.5558
2024 | 10 | VIC | Hydro | 294.5742
2024 | 10 | VIC | Hydro Inflow | 0.26435
2024 | 10 | VIC | TAS-VIC Import/Export | 97.7954
2024 | 10 | VIC | VIC-NSW Import/Export | -328.107
2024 | 10 | VIC | VIC-SA Import/Export | -200.9597
2024 | 10 | VIC | Wind | 308.7314
2024 | 11 | VIC | Brown Coal | 3304.1465
2024 | 11 | VIC | Demand | 3219.8308
2024 | 11 | VIC | Gas | 1.1952
2024 | 11 | VIC | Hydro | 312.9749
2024 | 11 | VIC | Hydro Inflow | 0.26974
2024 | 11 | VIC | TAS-VIC Import/Export | 5.9134
2024 | 11 | VIC | VIC-NSW Import/Export | -252.7372
2024 | 11 | VIC | VIC-SA Import/Export | -351.5927
2024 | 11 | VIC | Wind | 199.6528
2024 | 12 | VIC | Brown Coal | 3195.7771
2024 | 12 | VIC | Demand | 2993.3366
2024 | 12 | VIC | Gas | 1.2416
2024 | 12 | VIC | Hydro | 189.1335
2024 | 12 | VIC | Hydro Inflow | 0.15479
2024 | 12 | VIC | TAS-VIC Import/Export | 9.3542
2024 | 12 | VIC | VIC-NSW Import/Export | -388.9211
2024 | 12 | VIC | VIC-SA Import/Export | -253.095
2024 | 12 | VIC | Wind | 239.6876
2025 | 1 | VIC | Brown Coal | 3315.0722
2025 | 1 | VIC | Demand | 3243.6711
2025 | 1 | VIC | Gas | 10.2883
2025 | 1 | VIC | Hydro | 315.1844
2025 | 1 | VIC | Hydro Inflow | 0.2712
2025 | 1 | VIC | TAS-VIC Import/Export | 21.695
2025 | 1 | VIC | VIC-NSW Import/Export | -303.1119
2025 | 1 | VIC | VIC-SA Import/Export | -337.1953
2025 | 1 | VIC | Wind | 221.4534
2025 | 2 | VIC | Brown Coal | 3113.7039
2025 | 2 | VIC | Demand | 3288.576
2025 | 2 | VIC | Gas | 25.8863
2025 | 2 | VIC | Hydro | 368.6646
2025 | 2 | VIC | Hydro Inflow | 0.30939
2025 | 2 | VIC | TAS-VIC Import/Export | 98.644
2025 | 2 | VIC | VIC-NSW Import/Export | -188.2058
2025 | 2 | VIC | VIC-SA Import/Export | -355.9451
2025 | 2 | VIC | Wind | 225.4144
2025 | 3 | VIC | Brown Coal | 3161.6731
2025 | 3 | VIC | Demand | 3297.6136
2025 | 3 | VIC | Gas | 3.328
2025 | 3 | VIC | Hydro | 344.8323
2025 | 3 | VIC | Hydro Inflow | 0.26433
2025 | 3 | VIC | TAS-VIC Import/Export | 123.2344
2025 | 3 | VIC | VIC-NSW Import/Export | -229.8428
2025 | 3 | VIC | VIC-SA Import/Export | -329.3587
2025 | 3 | VIC | Wind | 223.4763
2025 | 4 | VIC | Brown Coal | 2813.8319
2025 | 4 | VIC | Demand | 3154.659
2025 | 4 | VIC | Gas | 1.0569
2025 | 4 | VIC | Hydro | 379.3461
2025 | 4 | VIC | Hydro Inflow | 0.31009
2025 | 4 | VIC | TAS-VIC Import/Export | 207.0124
2025 | 4 | VIC | VIC-NSW Import/Export | -171.5438
2025 | 4 | VIC | VIC-SA Import/Export | -366.1131
2025 | 4 | VIC | Wind | 290.7595
2025 | 5 | VIC | Brown Coal | 3216.5559
2025 | 5 | VIC | Demand | 3611.0555
2025 | 5 | VIC | Gas | 24.8297
2025 | 5 | VIC | Hydro | 417.3864
2025 | 5 | VIC | Hydro Inflow | 0.36422
2025 | 5 | VIC | TAS-VIC Import/Export | 290.9597
2025 | 5 | VIC | VIC-NSW Import/Export | -209.3162
2025 | 5 | VIC | VIC-SA Import/Export | -385.3423
2025 | 5 | VIC | Wind | 255.6181
2025 | 6 | VIC | Brown Coal | 3311.4222
2025 | 6 | VIC | Demand | 3623.9444
2025 | 6 | VIC | Gas | 7.3586
2025 | 6 | VIC | Hydro | 353.598
2025 | 6 | VIC | Hydro Inflow | 0.32825
2025 | 6 | VIC | TAS-VIC Import/Export | 220.3641
2025 | 6 | VIC | VIC-NSW Import/Export | -143.5773
2025 | 6 | VIC | VIC-SA Import/Export | -419.1994
2025 | 6 | VIC | Wind | 293.658