0 | 0 | 0 | 0 |  | 1 | 18:35 | 12276 |  | 1665.8417 | -1160.7967 | -1160.7967 | 1.1547e-129 | 4.4734e-130 | -1.1857e-131 | 0 | -1160.7967 |  | -1711.1877 | #DIV/0! | #DIV/0! | 50.5 | 1 | #DIV/0! | 1 | #DIV/0! | #DIV/0! |  |  | 1
0 | 0 | 0 | 0 |  | 1 | 18:35 | 12280 |  | 1666.2323 | -1161.1873 | -1161.1873 | 1.0392e-129 | 4.0261e-130 | -1.0672e-131 | 0 | -1161.1873 |  | -1711.5784 | #DIV/0! | #DIV/0! | 50.5 | 1 | #DIV/0! | 1 | #DIV/0! | #DIV/0! |  |  | 1
0 | 0 | 0 | 0 |  | 1 | 18:36 | 12284 |  | 1666.623 | -1161.578 | -1161.578 | 9.3528e-130 | 3.6235e-130 | -9.6044e-132 | 0 | -1161.578 |  | -1711.969 | #DIV/0! | #DIV/0! | 50.5 | 1 | #DIV/0! | 1 | #DIV/0! | #DIV/0! |  |  | 1
0 | 0 | 0 | 0 |  | 1 | 18:36 | 12288 |  | 1667.0137 | -1161.9687 | -1161.9687 | 8.4175e-130 | 3.2611e-130 | -8.644e-132 | 0 | -1161.9687 |  | -1712.3597 | #DIV/0! | #DIV/0! | 50.5 | 1 | #DIV/0! | 1 | #DIV/0! | #DIV/0! |  |  | 1
0 | 0 | 0 | 0 |  | 1 | 18:36 | 12292 |  | 1667.4043 | -1162.3593 | -1162.3593 | 7.5758e-130 | 2.935e-130 | -7.7796e-132 | 0 | -1162.3593 |  | -1712.7504 | #DIV/0! | #DIV/0! | 50.5 | 1 | #DIV/0! | 1 | #DIV/0! | #DIV/0! |  |  | 1
0 | 0 | 0 | 0 |  | 1 | 18:36 | 12296 |  | 1667.795 | -1162.75 | -1162.75 | 6.8182e-130 | 2.6415e-130 | -7.0016e-132 | 0 | -1162.75 |  | -1713.141 | #DIV/0! | #DIV/0! | 50.5 | 1 | #DIV/0! | 1 | #DIV/0! | #DIV/0! |  |  | 1
0 | 0 | 0 | 0 |  | 1 | 18:36 | 12300 |  | 1668.1857 | -1163.1407 | -1163.1407 | 6.1364e-130 | 2.3774e-130 | -6.3015e-132 | 0 | -1163.1407 |  | -1713.5317 | #DIV/0! | #DIV/0! | 50.5 | 1 | #DIV/0! | 1 | #DIV/0! | #DIV/0! |  |  | 1
0 | 0 | 0 | 0 |  | 1 | 18:36 | 12304 |  | 1668.5763 | -1163.5313 | -1163.5313 | 5.5227e-130 | 2.1396e-130 | -5.6713e-132 | 0 | -1163.5313 |  | -1713.9224 | #DIV/0! | #DIV/0! | 50.5 | 1 | #DIV/0! | 1 | #DIV/0! | #DIV/0! |  |  | 1
0 | 0 | 0 | 0 |  | 1 | 18:36 | 12308 |  | 1668.967 | -1163.922 | -1163.922 | 4.9705e-130 | 1.9257e-130 | -5.1042e-132 | 0 | -1163.922 |  | -1714.313 | #DIV/0! | #DIV/0! | 50.5 | 1 | #DIV/0! | 1 | #DIV/0! | #DIV/0! |  |  | 1
0 | 0 | 0 | 0 |  | 1 | 18:36 | 12312 |  | 1669.3577 | -1164.3127 | -1164.3127 | 4.4734e-130 | 1.7331e-130 | -4.5938e-132 | 0 | -1164.3127 |  | -1714.7037 | #DIV/0! | #DIV/0! | 50.5 | 1 | #DIV/0! | 1 | #DIV/0! | #DIV/0! |  |  | 1
0 | 0 | 0 | 0 |  | 1 | 18:36 | 12316 |  | 1669.7483 | -1164.7033 | -1164.7033 | 4.0261e-130 | 1.5598e-130 | -4.1344e-132 | 0 | -1164.7033 |  | -1715.0944 | #DIV/0! | #DIV/0! | 50.5 | 1 | #DIV/0! | 1 | #DIV/0! | #DIV/0! |  |  | 1
0 | 0 | 0 | 0 |  | 1 | 18:36 | 12320 |  | 1670.139 | -1165.094 | -1165.094 | 3.6235e-130 | 1.4038e-130 | -3.7209e-132 | 0 | -1165.094 |  | -1715.485 | #DIV/0! | #DIV/0! | 50.5 | 1 | #DIV/0! | 1 | #DIV/0! | #DIV/0! |  |  | 1
0 | 0 | 0 | 0 |  | 1 | 18:36 | 12324 |  | 1670.5297 | -1165.4847 | -1165.4847 | 3.2611e-130 | 1.2634e-130 | -3.3489e-132 | 0 | -1165.4847 |  | -1715.8757 | #DIV/0! | #DIV/0! | 50.5 | 1 | #DIV/0! | 1 | #DIV/0! | #DIV/0! |  |  | 1
0 | 0 | 0 | 0 |  | 1 | 18:36 | 12328 |  | 1670.9203 | -1165.8753 | -1165.8753 | 2.935e-130 | 1.1371e-130 | -3.014e-132 | 0 | -1165.8753 |  | -1716.2664 | #DIV/0! | #DIV/0! | 50.5 | 1 | #DIV/0! | 1 | #DIV/0! | #DIV/0! |  |  | 1
0 | 0 | 0 | 0 |  | 1 | 18:36 | 12332 |  | 1671.311 | -1166.266 | -1166.266 | 2.6415e-130 | 1.0234e-130 | -2.7126e-132 | 0 | -1166.266 |  | -1716.657 | #DIV/0! | #DIV/0! | 50.5 | 1 | #DIV/0! | 1 | #DIV/0! | #DIV/0! |  |  | 1
0 | 0 | 0 | 0 |  | 1 | 18:36 | 12336 |  | 1671.7017 | -1166.6567 | -1166.6567 | 2.3774e-130 | 9.2104e-131 | -2.4413e-132 | 0 | -1166.6567 |  | -1717.0477 | #DIV/0! | #DIV/0! | 50.5 | 1 | #DIV/0! | 1 | #DIV/0! | #DIV/0! |  |  | 1
0 | 0 | 0 | 0 |  | 1 | 18:36 | 12340 |  | 1672.0923 | -1167.0473 | -1167.0473 | 2.1396e-130 | 8.2893e-131 | -2.1972e-132 | 0 | -1167.0473 |  | -1717.4384 | #DIV/0! | #DIV/0! | 50.5 | 1 | #DIV/0! | 1 | #DIV/0! | #DIV/0! |  |  | 1
0 | 0 | 0 | 0 |  | 1 | 18:37 | 12344 |  | 1672.483 | -1167.438 | -1167.438 | 1.9257e-130 | 7.4604e-131 | -1.9775e-132 | 0 | -1167.438 |  | -1717.829 | #DIV/0! | #DIV/0! | 50.5 | 1 | #DIV/0! | 1 | #DIV/0! | #DIV/0! |  |  | 1
0 | 0 | 0 | 0 |  | 1 | 18:37 | 12348 |  | 1672.8737 | -1167.8287 | -1167.8287 | 1.7331e-130 | 6.7143e-131 | -1.7797e-132 | 0 | -1167.8287 |  | -1718.2197 | #DIV/0! | #DIV/0! | 50.5 | 1 | #DIV/0! | 1 | #DIV/0! | #DIV/0! |  |  | 1
0 | 0 | 0 | 0 |  | 1 | 18:37 | 12352 |  | 1673.2643 | -1168.2193 | -1168.2193 | 1.5598e-130 | 6.0429e-131 | -1.6017e-132 | 0 | -1168.2193 |  | -1718.6104 | #DIV/0! | #DIV/0! | 50.5 | 1 | #DIV/0! | 1 | #DIV/0! | #DIV/0! |  |  | 1
0 | 0 | 0 | 0 |  | 1 | 18:37 | 12356 |  | 1673.655 | -1168.61 | -1168.61 | 1.4038e-130 | 5.4386e-131 | -1.4416e-132 | 0 | -1168.61 |  | -1719.001 | #DIV/0! | #DIV/0! | 50.5 | 1 | #DIV/0! | 1 | #DIV/0! | #DIV/0! |  |  | 1
0 | 0 | 0 | 0 |  | 1 | 18:37 | 12360 |  | 1674.0457 | -1169.0007 | -1169.0007 | 1.2634e-130 | 4.8948e-131 | -1.2974e-132 | 0 | -1169.0007 |  | -1719.3917 | #DIV/0! | #DIV/0! | 50.5 | 1 | #DIV/0! | 1 | #DIV/0! | #DIV/0! |  |  | 1
0 | 0 | 0 | 0 |  | 1 | 18:37 | 12364 |  | 1674.4363 | -1169.3913 | -1169.3913 | 1.1371e-130 | 4.4053e-131 | -1.1677e-132 | 0 | -1169.3913 |  | -1719.7824 | #DIV/0! | #DIV/0! | 50.5 | 1 | #DIV/0! | 1 | #DIV/0! | #DIV/0! |  |  | 1
0 | 0 | 0 | 0 |  | 1 | 18:37 | 12368 |  | 1674.827 | -1169.782 | -1169.782 | 1.0234e-130 | 3.9648e-131 | -1.0509e-132 | 0 | -1169.782 |  | -1720.173 | #DIV/0! | #DIV/0! | 50.5 | 1 | #DIV/0! | 1 | #DIV/0! | #DIV/0! |  |  | 1
0 | 0 | 0 | 0 |  | 1 | 18:37 | 12372 |  | 1675.2177 | -1170.1727 | -1170.1727 | 9.2104e-131 | 3.5683e-131 | -9.4581e-133 | 0 | -1170.1727 |  | -1720.5637 | #DIV/0! | #DIV/0! | 50.5 | 1 | #DIV/0! | 1 | #DIV/0! | #DIV/0! |  |  | 1
0 | 0 | 0 | 0 |  | 1 | 18:37 | 12376 |  | 1675.6083 | -1170.5633 | -1170.5633 | 8.2893e-131 | 3.2115e-131 | -8.5123e-133 | 0 | -1170.5633 |  | -1720.9544 | #DIV/0! | #DIV/0! | 50.5 | 1 | #DIV/0! | 1 | #DIV/0! | #DIV/0! |  |  | 1
0 | 0 | 0 | 0 |  | 1 | 18:37 | 12380 |  | 1675.999 | -1170.954 | -1170.954 | 7.4604e-131 | 2.8903e-131 | -7.6611e-133 | 0 | -1170.954 |  | -1721.345 | #DIV/0! | #DIV/0! | 50.5 | 1 | #DIV/0! | 1 | #DIV/0! | #DIV/0! |  |  | 1
0 | 0 | 0 | 0 |  | 1 | 18:37 | 12384 |  | 1676.3897 | -1171.3447 | -1171.3447 | 6.7143e-131 | 2.6013e-131 | -6.895e-133 | 0 | -1171.3447 |  | -1721.7357 | #DIV/0! | #DIV/0! | 50.5 | 1 | #DIV/0! | 1 | #DIV/0! | #DIV/0! |  |  | 1
0 | 0 | 0 | 0 |  | 1 | 18:37 | 12388 |  | 1676.7803 | -1171.7353 | -1171.7353 | 6.0429e-131 | 2.3411e-131 | -6.2055e-133 | 0 | -1171.7353 |  | -1722.1264 | #DIV/0! | #DIV/0! | 50.5 | 1 | #DIV/0! | 1 | #DIV/0! | #DIV/0! |  |  | 1
0 | 0 | 0 | 0 |  | 1 | 18:37 | 12392 |  | 1677.171 | -1172.126 | -1172.126 | 5.4386e-131 | 2.107e-131 | -5.5849e-133 | 0 | -1172.126 |  | -1722.517 | #DIV/0! | #DIV/0! | 50.5 | 1 | #DIV/0! | 1 | #DIV/0! | #DIV/0! |  |  | 1
0 | 0 | 0 | 0 |  | 1 | 18:37 | 12396 |  | 1677.5617 | -1172.5167 | -1172.5167 | 4.8948e-131 | 1.8963e-131 | -5.0264e-133 | 0 | -1172.5167 |  | -1722.9077 | #DIV/0! | #DIV/0! | 50.5 | 1 | #DIV/0! | 1 | #DIV/0! | #DIV/0! |  |  | 1
0 | 0 | 0 | 0 |  | 1 | 18:37 | 12400 |  | 1677.9523 | -1172.9073 | -1172.9073 | 4.4053e-131 | 1.7067e-131 | -4.5238e-133 | 0 | -1172.9073 |  | -1723.2984 | #DIV/0! | #DIV/0! | 50.5 | 1 | #DIV/0! | 1 | #DIV/0! | #DIV/0! |  |  | 1
0 | 0 | 0 | 0 |  | 1 | 18:38 | 12404 |  | 1678.343 | -1173.298 | -1173.298 | 3.9648e-131 | 1.536e-131 | -4.0714e-133 | 0 | -1173.298 |  | -1723.689 | #DIV/0! | #DIV/0! | 50.5 | 1 | #DIV/0! | 1 | #DIV/0! | #DIV/0! |  |  | 1
0 | 0 | 0 | 0 |  | 1 | 18:38 | 12408 |  | 1678.7337 | -1173.6887 | -1173.6887 | 3.5683e-131 | 1.3824e-131 | -3.6643e-133 | 0 | -1173.6887 |  | -1724.0797 | #DIV/0! | #DIV/0! | 50.5 | 1 | #DIV/0! | 1 | #DIV/0! | #DIV/0! |  |  | 1
0 | 0 | 0 | 0 |  | 1 | 18:38 | 12412 |  | 1679.1243 | -1174.0793 | -1174.0793 | 3.2115e-131 | 1.2442e-131 | -3.2979e-133 | 0 | -1174.0793 |  | -1724.4704 | #DIV/0! | #DIV/0! | 50.5 | 1 | #DIV/0! | 1 | #DIV/0! | #DIV/0! |  |  | 1
0 | 0 | 0 | 0 |  | 1 | 18:38 | 12416 |  | 1679.515 | -1174.47 | -1174.47 | 2.8903e-131 | 1.1198e-131 | -2.9681e-133 | 0 | -1174.47 |  | -1724.861 | #DIV/0! | #DIV/0! | 50.5 | 1 | #DIV/0! | 1 | #DIV/0! | #DIV/0! |  |  | 1
0 | 0 | 0 | 0 |  | 1 | 18:38 | 12420 |  | 1679.9057 | -1174.8607 | -1174.8607 | 2.6013e-131 | 1.0078e-131 | -2.6713e-133 | 0 | -1174.8607 |  | -1725.2517 | #DIV/0! | #DIV/0! | 50.5 | 1 | #DIV/0! | 1 | #DIV/0! | #DIV/0! |  |  | 1
0 | 0 | 0 | 0 |  | 1 | 18:38 | 12424 |  | 1680.2963 | -1175.2513 | -1175.2513 | 2.3411e-131 | 9.0701e-132 | -2.4041e-133 | 0 | -1175.2513 |  | -1725.6424 | #DIV/0! | #DIV/0! | 50.5 | 1 | #DIV/0! | 1 | #DIV/0! | #DIV/0! |  |  | 1
0 | 0 | 0 | 0 |  | 1 | 18:38 | 12428 |  | 1680.687 | -1175.642 | -1175.642 | 2.107e-131 | 8.1631e-132 | -2.1637e-133 | 0 | -1175.642 |  | -1726.033 | #DIV/0! | #DIV/0! | 50.5 | 1 | #DIV/0! | 1 | #DIV/0! | #DIV/0! |  |  | 1
0 | 0 | 0 | 0 |  | 1 | 18:38 | 12432 |  | 1681.0777 | -1176.0327 | -1176.0327 | 1.8963e-131 | 7.3468e-132 | -1.9473e-133 | 0 | -1176.0327 |  | -1726.4237 | #DIV/0! | #DIV/0! | 50.5 | 1 | #DIV/0! | 1 | #DIV/0! | #DIV/0! |  |  | 1
0 | 0 | 0 | 0 |  | 1 | 18:38 | 12436 |  | 1681.4683 | -1176.4233 | -1176.4233 | 1.7067e-131 | 6.6121e-132 | -1.7526e-133 | 0 | -1176.4233 |  | -1726.8144 | #DIV/0! | #DIV/0! | 50.5 | 1 | #DIV/0! | 1 | #DIV/0! | #DIV/0! |  |  | 1
0 | 0 | 0 | 0 |  | 1 | 18:38 | 12440 |  | 1681.859 | -1176.814 | -1176.814 | 1.536e-131 | 5.9509e-132 | -1.5774e-133 | 0 | -1176.814 |  | -1727.205 | #DIV/0! | #DIV/0! | 50.5 | 1 | #DIV/0! | 1 | #DIV/0! | #DIV/0! |  |  | 1
0 | 0 | 0 | 0 |  | 1 | 18:38 | 12444 |  | 1682.2497 | -1177.2047 | -1177.2047 | 1.3824e-131 | 5.3558e-132 | -1.4196e-133 | 0 | -1177.2047 |  | -1727.5957 | #DIV/0! | #DIV/0! | 50.5 | 1 | #DIV/0! | 1 | #DIV/0! | #DIV/0! |  |  | 1
0 | 0 | 0 | 0 |  | 1 | 18:38 | 12448 |  | 1682.6403 | -1177.5953 | -1177.5953 | 1.2442e-131 | 4.8202e-132 | -1.2777e-133 | 0 | -1177.5953 |  | -1727.9864 | #DIV/0! | #DIV/0! | 50.5 | 1 | #DIV/0! | 1 | #DIV/0! | #DIV/0! |  |  | 1
0 | 0 | 0 | 0 |  | 1 | 18:38 | 12452 |  | 1683.031 | -1177.986 | -1177.986 | 1.1198e-131 | 4.3382e-132 | -1.1499e-133 | 0 | -1177.986 |  | -1728.377 | #DIV/0! | #DIV/0! | 50.5 | 1 | #DIV/0! | 1 | #DIV/0! | #DIV/0! |  |  | 1
0 | 0 | 0 | 0 |  | 1 | 18:38 | 12456 |  | 1683.4217 | -1178.3767 | -1178.3767 | 1.0078e-131 | 3.9044e-132 | -1.0349e-133 | 0 | -1178.3767 |  | -1728.7677 | #DIV/0! | #DIV/0! | 50.5 | 1 | #DIV/0! | 1 | #DIV/0! | #DIV/0! |  |  | 1
0 | 0 | 0 | 0 |  | 1 | 18:38 | 12460 |  | 1683.8123 | -1178.7673 | -1178.7673 | 9.0701e-132 | 3.5139e-132 | -9.3141e-134 | 0 | -1178.7673 |  | -1729.1584 | #DIV/0! | #DIV/0! | 50.5 | 1 | #DIV/0! | 1 | #DIV/0! | #DIV/0! |  |  | 1
0 | 0 | 0 | 0 |  | 1 | 18:39 | 12464 |  | 1684.203 | -1179.158 | -1179.158 | 8.1631e-132 | 3.1625e-132 | -8.3827e-134 | 0 | -1179.158 |  | -1729.549 | #DIV/0! | #DIV/0! | 50.5 | 1 | #DIV/0! | 1 | #DIV/0! | #DIV/0! |  |  | 1
0 | 0 | 0 | 0 |  | 1 | 18:39 | 12468 |  | 1684.5937 | -1179.5487 | -1179.5487 | 7.3468e-132 | 2.8463e-132 | -7.5444e-134 | 0 | -1179.5487 |  | -1729.9397 | #DIV/0! | #DIV/0! | 50.5 | 1 | #DIV/0! | 1 | #DIV/0! | #DIV/0! |  |  | 1
0 | 0 | 0 | 0 |  | 1 | 18:39 | 12472 |  | 1684.9843 | -1179.9393 | -1179.9393 | 6.6121e-132 | 2.5617e-132 | -6.79e-134 | 0 | -1179.9393 |  | -1730.3304 | #DIV/0! | #DIV/0! | 50.5 | 1 | #DIV/0! | 1 | #DIV/0! | #DIV/0! |  |  | 1
0 | 0 | 0 | 0 |  | 1 | 18:39 | 12476 |  | 1685.375 | -1180.33 | -1180.33 | 5.9509e-132 | 2.3055e-132 | -6.111e-134 | 0 | -1180.33 |  | -1730.721 | #DIV/0! | #DIV/0! | 50.5 | 1 | #DIV/0! | 1 | #DIV/0! | #DIV/0! |  |  | 1
0 | 0 | 0 | 0 |  | 1 | 18:39 | 12480 |  | 1685.7657 | -1180.7207 | -1180.7207 | 5.3558e-132 | 2.0749e-132 | -5.4999e-134 | 0 | -1180.7207 |  | -1731.1117 | #DIV/0! | #DIV/0! | 50.5 | 1 | #DIV/0! | 1 | #DIV/0! | #DIV/0! |  |  | 1
0 | 0 | 0 | 0 |  | 1 | 18:39 | 12484 |  | 1686.1563 | -1181.1113 | -1181.1113 | 4.8202e-132 | 1.8675e-132 | -4.9499e-134 | 0 | -1181.1113 |  | -1731.5024 | #DIV/0! | #DIV/0! | 50.5 | 1 | #DIV/0! | 1 | #DIV/0! | #DIV/0! |  |  | 1
0 | 0 | 0 | 0 |  | 1 | 18:39 | 12488 |  | 1686.547 | -1181.502 | -1181.502 | 4.3382e-132 | 1.6807e-132 | -4.4549e-134 | 0 | -1181.502 |  | -1731.893 | #DIV/0! | #DIV/0! | 50.5 | 1 | #DIV/0! | 1 | #DIV/0! | #DIV/0! |  |  | 1
0 | 0 | 0 | 0 |  | 1 | 18:39 | 12492 |  | 1686.9377 | -1181.8927 | -1181.8927 | 3.9044e-132 | 1.5126e-132 | -4.0094e-134 | 0 | -1181.8927 |  | -1732.2837 | #DIV/0! | #DIV/0! | 50.5 | 1 | #DIV/0! | 1 | #DIV/0! | #DIV/0! |  |  | 1
0 | 0 | 0 | 0 |  | 1 | 18:39 | 12496 |  | 1687.3283 | -1182.2833 | -1182.2833 | 3.5139e-132 | 1.3614e-132 | -3.6085e-134 | 0 | -1182.2833 |  | -1732.6744 | #DIV/0! | #DIV/0! | 50.5 | 1 | #DIV/0! | 1 | #DIV/0! | #DIV/0! |  |  | 1
0 | 0 | 0 | 0 |  | 1 | 18:39 | 12500 |  | 1687.719 | -1182.674 | -1182.674 | 3.1625e-132 | 1.2252e-132 | -3.2476e-134 | 0 | -1182.674 |  | -1733.065 | #DIV/0! | #DIV/0! | 50.5 | 1 | #DIV/0! | 1 | #DIV/0! | #DIV/0! |  |  | 1
0 | 0 | 0 | 0 |  | 1 | 18:39 | 12504 |  | 1688.1097 | -1183.0647 | -1183.0647 | 2.8463e-132 | 1.1027e-132 | -2.9229e-134 | 0 | -1183.0647 |  | -1733.4557 | #DIV/0! | #DIV/0! | 50.5 | 1 | #DIV/0! | 1 | #DIV/0! | #DIV/0! |  |  | 1
0 | 0 | 0 | 0 |  | 1 | 18:39 | 12508 |  | 1688.5003 | -1183.4553 | -1183.4553 | 2.5617e-132 | 9.9244e-133 | -2.6306e-134 | 0 | -1183.4553 |  | -1733.8464 | #DIV/0! | #DIV/0! | 50.5 | 1 | #DIV/0! | 1 | #DIV/0! | #DIV/0! |  |  | 1
0 | 0 | 0 | 0 |  | 1 | 18:39 | 12512 |  | 1688.891 | -1183.846 | -1183.846 | 2.3055e-132 | 8.932e-133 | -2.3675e-134 | 0 | -1183.846 |  | -1734.237 | #DIV/0! | #DIV/0! | 50.5 | 1 | #DIV/0! | 1 | #DIV/0! | #DIV/0! |  |  | 1
0 | 0 | 0 | 0 |  | 1 | 18:39 | 12516 |  | 1689.2817 | -1184.2367 | -1184.2367 | 2.0749e-132 | 8.0388e-133 | -2.1308e-134 | 0 | -1184.2367 |  | -1734.6277 | #DIV/0! | #DIV/0! | 50.5 | 1 | #DIV/0! | 1 | #DIV/0! | #DIV/0! |  |  | 1
0 | 0 | 0 | 0 |  | 1 | 18:39 | 12520 |  | 1689.6723 | -1184.6273 | -1184.6273 | 1.8675e-132 | 7.2349e-133 | -1.9177e-134 | 0 | -1184.6273 |  | -1735.0184 | #DIV/0! | #DIV/0! | 50.5 | 1 | #DIV/0! | 1 | #DIV/0! | #DIV/0! |  |  | 1
0 | 0 | 0 | 0 |  | 1 | 18:40 | 12524 |  | 1690.063 | -1185.018 | -1185.018 | 1.6807e-132 | 6.5114e-133 | -1.7259e-134 | 0 | -1185.018 |  | -1735.409 | #DIV/0! | #DIV/0! | 50.5 | 1 | #DIV/0! | 1 | #DIV/0! | #DIV/0! |  |  | 1
0 | 0 | 0 | 0 |  | 1 | 18:40 | 12528 |  | 1690.4537 | -1185.4087 | -1185.4087 | 1.5126e-132 | 5.8603e-133 | -1.5533e-134 | 0 | -1185.4087 |  | -1735.7997 | #DIV/0! | #DIV/0! | 50.5 | 1 | #DIV/0! | 1 | #DIV/0! | #DIV/0! |  |  | 1
0 | 0 | 0 | 0 |  | 1 | 18:40 | 12532 |  | 1690.8443 | -1185.7993 | -1185.7993 | 1.3614e-132 | 5.2742e-133 | -1.398e-134 | 0 | -1185.7993 |  | -1736.1904 | #DIV/0! | #DIV/0! | 50.5 | 1 | #DIV/0! | 1 | #DIV/0! | #DIV/0! |  |  | 1
0 | 0 | 0 | 0 |  | 1 | 18:40 | 12536 |  | 1691.235 | -1186.19 | -1186.19 | 1.2252e-132 | 4.7468e-133 | -1.2582e-134 | 0 | -1186.19 |  | -1736.581 | #DIV/0! | #DIV/0! | 50.5 | 1 | #DIV/0! | 1 | #DIV/0! | #DIV/0! |  |  | 1
0 | 0 | 0 | 0 |  | 1 | 18:40 | 12540 |  | 1691.6257 | -1186.5807 | -1186.5807 | 1.1027e-132 | 4.2721e-133 | -1.1324e-134 | 0 | -1186.5807 |  | -1736.9717 | #DIV/0! | #DIV/0! | 50.5 | 1 | #DIV/0! | 1 | #DIV/0! | #DIV/0! |  |  | 1
0 | 0 | 0 | 0 |  | 1 | 18:40 | 12544 |  | 1692.0163 | -1186.9713 | -1186.9713 | 9.9244e-133 | 3.8449e-133 | -1.0191e-134 | 0 | -1186.9713 |  | -1737.3624 | #DIV/0! | #DIV/0! | 50.5 | 1 | #DIV/0! | 1 | #DIV/0! | #DIV/0! |  |  | 1
0 | 0 | 0 | 0 |  | 1 | 18:40 | 12548 |  | 1692.407 | -1187.362 | -1187.362 | 8.932e-133 | 3.4604e-133 | -9.1723e-135 | 0 | -1187.362 |  | -1737.753 | #DIV/0! | #DIV/0! | 50.5 | 1 | #DIV/0! | 1 | #DIV/0! | #DIV/0! |  |  | 1
0 | 0 | 0 | 0 |  | 1 | 18:40 | 12552 |  | 1692.7977 | -1187.7527 | -1187.7527 | 8.0388e-133 | 3.1144e-133 | -8.255e-135 | 0 | -1187.7527 |  | -1738.1437 | #DIV/0! | #DIV/0! | 50.5 | 1 | #DIV/0! | 1 | #DIV/0! | #DIV/0! |  |  | 1
0 | 0 | 0 | 0 |  | 1 | 18:40 | 12556 |  | 1693.1883 | -1188.1433 | -1188.1433 | 7.2349e-133 | 2.8029e-133 | -7.4295e-135 | 0 | -1188.1433 |  | -1738.5344 | #DIV/0! | #DIV/0! | 50.5 | 1 | #DIV/0! | 1 | #DIV/0! | #DIV/0! |  |  | 1
0 | 0 | 0 | 0 |  | 1 | 18:40 | 12560 |  | 1693.579 | -1188.534 | -1188.534 | 6.5114e-133 | 2.5226e-133 | -6.6866e-135 | 0 | -1188.534 |  | -1738.925 | #DIV/0! | #DIV/0! | 50.5 | 1 | #DIV/0! | 1 | #DIV/0! | #DIV/0! |  |  | 1
0 | 0 | 0 | 0 |  | 1 | 18:40 | 12564 |  | 1693.9697 | -1188.9247 | -1188.9247 | 5.8603e-133 | 2.2704e-133 | -6.0179e-135 | 0 | -1188.9247 |  | -1739.3157 | #DIV/0! | #DIV/0! | 50.5 | 1 | #DIV/0! | 1 | #DIV/0! | #DIV/0! |  |  | 1
0 | 0 | 0 | 0 |  | 1 | 18:40 | 12568 |  | 1694.3603 | -1189.3153 | -1189.3153 | 5.2742e-133 | 2.0433e-133 | -5.4161e-135 | 0 | -1189.3153 |  | -1739.7064 | #DIV/0! | #DIV/0! | 50.5 | 1 | #DIV/0! | 1 | #DIV/0! | #DIV/0! |  |  | 1
0 | 0 | 0 | 0 |  | 1 | 18:40 | 12572 |  | 1694.751 | -1189.706 | -1189.706 | 4.7468e-133 | 1.839e-133 | -4.8745e-135 | 0 | -1189.706 |  | -1740.097 | #DIV/0! | #DIV/0! | 50.5 | 1 | #DIV/0! | 1 | #DIV/0! | #DIV/0! |  |  | 1
0 | 0 | 0 | 0 |  | 1 | 18:40 | 12576 |  | 1695.1417 | -1190.0967 | -1190.0967 | 4.2721e-133 | 1.6551e-133 | -4.3871e-135 | 0 | -1190.0967 |  | -1740.4877 | #DIV/0! | #DIV/0! | 50.5 | 1 | #DIV/0! | 1 | #DIV/0! | #DIV/0! |  |  | 1
0 | 0 | 0 | 0 |  | 1 | 18:40 | 12580 |  | 1695.5323 | -1190.4873 | -1190.4873 | 3.8449e-133 | 1.4896e-133 | -3.9484e-135 | 0 | -1190.4873 |  | -1740.8784 | #DIV/0! | #DIV/0! | 50.5 | 1 | #DIV/0! | 1 | #DIV/0! | #DIV/0! |  |  | 1
0 | 0 | 0 | 0 |  | 1 | 18:41 | 12584 |  | 1695.923 | -1190.878 | -1190.878 | 3.4604e-133 | 1.3406e-133 | -3.5535e-135 | 0 | -1190.878 |  | -1741.269 | #DIV/0! | #DIV/0! | 50.5 | 1 | #DIV/0! | 1 | #DIV/0! | #DIV/0! |  |  | 1
0 | 0 | 0 | 0 |  | 1 | 18:41 | 12588 |  | 1696.3137 | -1191.2687 | -1191.2687 | 3.1144e-133 | 1.2066e-133 | -3.1982e-135 | 0 | -1191.2687 |  | -1741.6597 | #DIV/0! | #DIV/0! | 50.5 | 1 | #DIV/0! | 1 | #DIV/0! | #DIV/0! |  |  | 1
0 | 0 | 0 | 0 |  | 1 | 18:41 | 12592 |  | 1696.7043 | -1191.6593 | -1191.6593 | 2.8029e-133 | 1.0859e-133 | -2.8784e-135 | 0 | -1191.6593 |  | -1742.0504 | #DIV/0! | #DIV/0! | 50.5 | 1 | #DIV/0! | 1 | #DIV/0! | #DIV/0! |  |  | 1
0 | 0 | 0 | 0 |  | 1 | 18:41 | 12596 |  | 1697.095 | -1192.05 | -1192.05 | 2.5226e-133 | 9.7733e-134 | -2.5905e-135 | 0 | -1192.05 |  | -1742.441 | #DIV/0! | #DIV/0! | 50.5 | 1 | #DIV/0! | 1 | #DIV/0! | #DIV/0! |  |  | 1
0 | 0 | 0 | 0 |  | 1 | 18:41 | 12600 |  | 1697.4857 | -1192.4407 | -1192.4407 | 2.2704e-133 | 8.7959e-134 | -2.3315e-135 | 0 | -1192.4407 |  | -1742.8317 | #DIV/0! | #DIV/0! | 50.5 | 1 | #DIV/0! | 1 | #DIV/0! | #DIV/0! |  |  | 1
0 | 0 | 0 | 0 |  | 1 | 18:41 | 12604 |  | 1697.8763 | -1192.8313 | -1192.8313 | 2.0433e-133 | 7.9163e-134 | -2.0983e-135 | 0 | -1192.8313 |  | -1743.2224 | #DIV/0! | #DIV/0! | 50.5 | 1 | #DIV/0! | 1 | #DIV/0! | #DIV/0! |  |  | 1
0 | 0 | 0 | 0 |  | 1 | 18:41 | 12608 |  | 1698.267 | -1193.222 | -1193.222 | 1.839e-133 | 7.1247e-134 | -1.8885e-135 | 0 | -1193.222 |  | -1743.613 | #DIV/0! | #DIV/0! | 50.5 | 1 | #DIV/0! | 1 | #DIV/0! | #DIV/0! |  |  | 1
0 | 0 | 0 | 0 |  | 1 | 18:41 | 12612 |  | 1698.6577 | -1193.6127 | -1193.6127 | 1.6551e-133 | 6.4122e-134 | -1.6996e-135 | 0 | -1193.6127 |  | -1744.0037 | #DIV/0! | #DIV/0! | 50.5 | 1 | #DIV/0! | 1 | #DIV/0! | #DIV/0! |  |  | 1
0 | 0 | 0 | 0 |  | 1 | 18:41 | 12616 |  | 1699.0483 | -1194.0033 | -1194.0033 | 1.4896e-133 | 5.771e-134 | -1.5297e-135 | 0 | -1194.0033 |  | -1744.3944 | #DIV/0! | #DIV/0! | 50.5 | 1 | #DIV/0! | 1 | #DIV/0! | #DIV/0! |  |  | 1
0 | 0 | 0 | 0 |  | 1 | 18:41 | 12620 |  | 1699.439 | -1194.394 | -1194.394 | 1.3406e-133 | 5.1939e-134 | -1.3767e-135 | 0 | -1194.394 |  | -1744.785 | #DIV/0! | #DIV/0! | 50.5 | 1 | #DIV/0! | 1 | #DIV/0! | #DIV/0! |  |  | 1
0 | 0 | 0 | 0 |  | 1 | 18:41 | 12624 |  | 1699.8297 | -1194.7847 | -1194.7847 | 1.2066e-133 | 4.6745e-134 | -1.239e-135 | 0 | -1194.7847 |  | -1745.1757 | #DIV/0! | #DIV/0! | 50.5 | 1 | #DIV/0! | 1 | #DIV/0! | #DIV/0! |  |  | 1
0 | 0 | 0 | 0 |  | 1 | 18:41 | 12628 |  | 1700.2203 | -1195.1753 | -1195.1753 | 1.0859e-133 | 4.2071e-134 | -1.1151e-135 | 0 | -1195.1753 |  | -1745.5664 | #DIV/0! | #DIV/0! | 50.5 | 1 | #DIV/0! | 1 | #DIV/0! | #DIV/0! |  |  | 1
0 | 0 | 0 | 0 |  | 1 | 18:41 | 12632 |  | 1700.611 | -1195.566 | -1195.566 | 9.7733e-134 | 3.7864e-134 | -1.0036e-135 | 0 | -1195.566 |  | -1745.957 | #DIV/0! | #DIV/0! | 50.5 | 1 | #DIV/0! | 1 | #DIV/0! | #DIV/0! |  |  | 1
0 | 0 | 0 | 0 |  | 1 | 18:41 | 12636 |  | 1701.0017 | -1195.9567 | -1195.9567 | 8.7959e-134 | 3.4077e-134 | -9.0326e-136 | 0 | -1195.9567 |  | -1746.3477 | #DIV/0! | #DIV/0! | 50.5 | 1 | #DIV/0! | 1 | #DIV/0! | #DIV/0! |  |  | 1
0 | 0 | 0 | 0 |  | 1 | 18:41 | 12640 |  | 1701.3923 | -1196.3473 | -1196.3473 | 7.9163e-134 | 3.067e-134 | -8.1293e-136 | 0 | -1196.3473 |  | -1746.7384 | #DIV/0! | #DIV/0! | 50.5 | 1 | #DIV/0! | 1 | #DIV/0! | #DIV/0! |  |  | 1
0 | 0 | 0 | 0 |  | 1 | 18:42 | 12644 |  | 1701.783 | -1196.738 | -1196.738 | 7.1247e-134 | 2.7603e-134 | -7.3164e-136 | 0 | -1196.738 |  | -1747.129 | #DIV/0! | #DIV/0! | 50.5 | 1 | #DIV/0! | 1 | #DIV/0! | #DIV/0! |  |  | 1
0 | 0 | 0 | 0 |  | 1 | 18:42 | 12648 |  | 1702.1737 | -1197.1287 | -1197.1287 | 6.4122e-134 | 2.4842e-134 | -6.5847e-136 | 0 | -1197.1287 |  | -1747.5197 | #DIV/0! | #DIV/0! | 50.5 | 1 | #DIV/0! | 1 | #DIV/0! | #DIV/0! |  |  | 1
0 | 0 | 0 | 0 |  | 1 | 18:42 | 12652 |  | 1702.5643 | -1197.5193 | -1197.5193 | 5.771e-134 | 2.2358e-134 | -5.9263e-136 | 0 | -1197.5193 |  | -1747.9104 | #DIV/0! | #DIV/0! | 50.5 | 1 | #DIV/0! | 1 | #DIV/0! | #DIV/0! |  |  | 1
0 | 0 | 0 | 0 |  | 1 | 18:42 | 12656 |  | 1702.955 | -1197.91 | -1197.91 | 5.1939e-134 | 2.0122e-134 | -5.3336e-136 | 0 | -1197.91 |  | -1748.301 | #DIV/0! | #DIV/0! | 50.5 | 1 | #DIV/0! | 1 | #DIV/0! | #DIV/0! |  |  | 1
0 | 0 | 0 | 0 |  | 1 | 18:42 | 12660 |  | 1703.3457 | -1198.3007 | -1198.3007 | 4.6745e-134 | 1.811e-134 | -4.8003e-136 | 0 | -1198.3007 |  | -1748.6917 | #DIV/0! | #DIV/0! | 50.5 | 1 | #DIV/0! | 1 | #DIV/0! | #DIV/0! |  |  | 1
0 | 0 | 0 | 0 |  | 1 | 18:42 | 12664 |  | 1703.7363 | -1198.6913 | -1198.6913 | 4.2071e-134 | 1.6299e-134 | -4.3203e-136 | 0 | -1198.6913 |  | -1749.0824 | #DIV/0! | #DIV/0! | 50.5 | 1 | #DIV/0! | 1 | #DIV/0! | #DIV/0! |  |  | 1
0 | 0 | 0 | 0 |  | 1 | 18:42 | 12668 |  | 1704.127 | -1199.082 | -1199.082 | 3.7864e-134 | 1.4669e-134 | -3.8882e-136 | 0 | -1199.082 |  | -1749.473 | #DIV/0! | #DIV/0! | 50.5 | 1 | #DIV/0! | 1 | #DIV/0! | #DIV/0! |  |  | 1
0 | 0 | 0 | 0 |  | 1 | 18:42 | 12672 |  | 1704.5177 | -1199.4727 | -1199.4727 | 3.4077e-134 | 1.3202e-134 | -3.4994e-136 | 0 | -1199.4727 |  | -1749.8637 | #DIV/0! | #DIV/0! | 50.5 | 1 | #DIV/0! | 1 | #DIV/0! | #DIV/0! |  |  | 1
0 | 0 | 0 | 0 |  | 1 | 18:42 | 12676 |  | 1704.9083 | -1199.8633 | -1199.8633 | 3.067e-134 | 1.1882e-134 | -3.1495e-136 | 0 | -1199.8633 |  | -1750.2544 | #DIV/0! | #DIV/0! | 50.5 | 1 | #DIV/0! | 1 | #DIV/0! | #DIV/0! |  |  | 1
0 | 0 | 0 | 0 |  | 1 | 18:42 | 12680 |  | 1705.299 | -1200.254 | -1200.254 | 2.7603e-134 | 1.0694e-134 | -2.8345e-136 | 0 | -1200.254 |  | -1750.645 | #DIV/0! | #DIV/0! | 50.5 | 1 | #DIV/0! | 1 | #DIV/0! | #DIV/0! |  |  | 1
0 | 0 | 0 | 0 |  | 1 | 18:42 | 12684 |  | 1705.6897 | -1200.6447 | -1200.6447 | 2.4842e-134 | 9.6244e-135 | -2.5511e-136 | 0 | -1200.6447 |  | -1751.0357 | #DIV/0! | #DIV/0! | 50.5 | 1 | #DIV/0! | 1 | #DIV/0! | #DIV/0! |  |  | 1
0 | 0 | 0 | 0 |  | 1 | 18:42 | 12688 |  | 1706.0803 | -1201.0353 | -1201.0353 | 2.2358e-134 | 8.662e-135 | -2.296e-136 | 0 | -1201.0353 |  | -1751.4264 | #DIV/0! | #DIV/0! | 50.5 | 1 | #DIV/0! | 1 | #DIV/0! | #DIV/0! |  |  | 1
0 | 0 | 0 | 0 |  | 1 | 18:42 | 12692 |  | 1706.471 | -1201.426 | -1201.426 | 2.0122e-134 | 7.7958e-135 | -2.0664e-136 | 0 | -1201.426 |  | -1751.817 | #DIV/0! | #DIV/0! | 50.5 | 1 | #DIV/0! | 1 | #DIV/0! | #DIV/0! |  |  | 1
0 | 0 | 0 | 0 |  | 1 | 18:42 | 12696 |  | 1706.8617 | -1201.8167 | -1201.8167 | 1.811e-134 | 7.0162e-135 | -1.8597e-136 | 0 | -1201.8167 |  | -1752.2077 | #DIV/0! | #DIV/0! | 50.5 | 1 | #DIV/0! | 1 | #DIV/0! | #DIV/0! |  |  | 1
0 | 0 | 0 | 0 |  | 1 | 18:42 | 12700 |  | 1707.2523 | -1202.2073 | -1202.2073 | 1.6299e-134 | 6.3146e-135 | -1.6738e-136 | 0 | -1202.2073 |  | -1752.5984 | #DIV/0! | #DIV/0! | 50.5 | 1 | #DIV/0! | 1 | #DIV/0! | #DIV/0! |  |  | 1
0 | 0 | 0 | 0 |  | 1 | 18:43 | 12704 |  | 1707.643 | -1202.598 | -1202.598 | 1.4669e-134 | 5.6831e-135 | -1.5064e-136 | 0 | -1202.598 |  | -1752.989 | #DIV/0! | #DIV/0! | 50.5 | 1 | #DIV/0! | 1 | #DIV/0! | #DIV/0! |  |  | 1
0 | 0 | 0 | 0 |  | 1 | 18:43 | 12708 |  | 1708.0337 | -1202.9887 | -1202.9887 | 1.3202e-134 | 5.1148e-135 | -1.3557e-136 | 0 | -1202.9887 |  | -1753.3797 | #DIV/0! | #DIV/0! | 50.5 | 1 | #DIV/0! | 1 | #DIV/0! | #DIV/0! |  |  | 1
0 | 0 | 0 | 0 |  | 1 | 18:43 | 12712 |  | 1708.4243 | -1203.3793 | -1203.3793 | 1.1882e-134 | 4.6033e-135 | -1.2202e-136 | 0 | -1203.3793 |  | -1753.7704 | #DIV/0! | #DIV/0! | 50.5 | 1 | #DIV/0! | 1 | #DIV/0! | #DIV/0! |  |  | 1
0 | 0 | 0 | 0 |  | 1 | 18:43 | 12716 |  | 1708.815 | -1203.77 | -1203.77 | 1.0694e-134 | 4.143e-135 | -1.0982e-136 | 0 | -1203.77 |  | -1754.161 | #DIV/0! | #DIV/0! | 50.5 | 1 | #DIV/0! | 1 | #DIV/0! | #DIV/0! |  |  | 1
0 | 0 | 0 | 0 |  | 1 | 18:43 | 12720 |  | 1709.2057 | -1204.1607 | -1204.1607 | 9.6244e-135 | 3.7287e-135 | -9.8834e-137 | 0 | -1204.1607 |  | -1754.5517 | #DIV/0! | #DIV/0! | 50.5 | 1 | #DIV/0! | 1 | #DIV/0! | #DIV/0! |  |  | 1
0 | 0 | 0 | 0 |  | 1 | 18:43 | 12724 |  | 1709.5963 | -1204.5513 | -1204.5513 | 8.662e-135 | 3.3558e-135 | -8.895e-137 | 0 | -1204.5513 |  | -1754.9424 | #DIV/0! | #DIV/0! | 50.5 | 1 | #DIV/0! | 1 | #DIV/0! | #DIV/0! |  |  | 1
0 | 0 | 0 | 0 |  | 1 | 18:43 | 12728 |  | 1709.987 | -1204.942 | -1204.942 | 7.7958e-135 | 3.0202e-135 | -8.0055e-137 | 0 | -1204.942 |  | -1755.333 | #DIV/0! | #DIV/0! | 50.5 | 1 | #DIV/0! | 1 | #DIV/0! | #DIV/0! |  |  | 1
0 | 0 | 0 | 0 |  | 1 | 18:43 | 12732 |  | 1710.3777 | -1205.3327 | -1205.3327 | 7.0162e-135 | 2.7182e-135 | -7.205e-137 | 0 | -1205.3327 |  | -1755.7237 | #DIV/0! | #DIV/0! | 50.5 | 1 | #DIV/0! | 1 | #DIV/0! | #DIV/0! |  |  | 1
0 | 0 | 0 | 0 |  | 1 | 18:43 | 12736 |  | 1710.7683 | -1205.7233 | -1205.7233 | 6.3146e-135 | 2.4464e-135 | -6.4845e-137 | 0 | -1205.7233 |  | -1756.1144 | #DIV/0! | #DIV/0! | 50.5 | 1 | #DIV/0! | 1 | #DIV/0! | #DIV/0! |  |  | 1
0 | 0 | 0 | 0 |  | 1 | 18:43 | 12740 |  | 1711.159 | -1206.114 | -1206.114 | 5.6831e-135 | 2.2018e-135 | -5.836e-137 | 0 | -1206.114 |  | -1756.505 | #DIV/0! | #DIV/0! | 50.5 | 1 | #DIV/0! | 1 | #DIV/0! | #DIV/0! |  |  | 1
0 | 0 | 0 | 0 |  | 1 | 18:43 | 12744 |  | 1711.5497 | -1206.5047 | -1206.5047 | 5.1148e-135 | 1.9816e-135 | -5.2524e-137 | 0 | -1206.5047 |  | -1756.8957 | #DIV/0! | #DIV/0! | 50.5 | 1 | #DIV/0! | 1 | #DIV/0! | #DIV/0! |  |  | 1
0 | 0 | 0 | 0 |  | 1 | 18:43 | 12748 |  | 1711.9403 | -1206.8953 | -1206.8953 | 4.6033e-135 | 1.7834e-135 | -4.7272e-137 | 0 | -1206.8953 |  | -1757.2864 | #DIV/0! | #DIV/0! | 50.5 | 1 | #DIV/0! | 1 | #DIV/0! | #DIV/0! |  |  | 1
0 | 0 | 0 | 0 |  | 1 | 18:43 | 12752 |  | 1712.331 | -1207.286 | -1207.286 | 4.143e-135 | 1.6051e-135 | -4.2545e-137 | 0 | -1207.286 |  | -1757.677 | #DIV/0! | #DIV/0! | 50.5 | 1 | #DIV/0! | 1 | #DIV/0! | #DIV/0! |  |  | 1
0 | 0 | 0 | 0 |  | 1 | 18:43 | 12756 |  | 1712.7217 | -1207.6767 | -1207.6767 | 3.7287e-135 | 1.4446e-135 | -3.829e-137 | 0 | -1207.6767 |  | -1758.0677 | #DIV/0! | #DIV/0! | 50.5 | 1 | #DIV/0! | 1 | #DIV/0! | #DIV/0! |  |  | 1
0 | 0 | 0 | 0 |  | 1 | 18:43 | 12760 |  | 1713.1123 | -1208.0673 | -1208.0673 | 3.3558e-135 | 1.3001e-135 | -3.4461e-137 | 0 | -1208.0673 |  | -1758.4584 | #DIV/0! | #DIV/0! | 50.5 | 1 | #DIV/0! | 1 | #DIV/0! | #DIV/0! |  |  | 1
0 | 0 | 0 | 0 |  | 1 | 18:44 | 12764 |  | 1713.503 | -1208.458 | -1208.458 | 3.0202e-135 | 1.1701e-135 | -3.1015e-137 | 0 | -1208.458 |  | -1758.849 | #DIV/0! | #DIV/0! | 50.5 | 1 | #DIV/0! | 1 | #DIV/0! | #DIV/0! |  |  | 1
0 | 0 | 0 | 0 |  | 1 | 18:44 | 12768 |  | 1713.8937 | -1208.8487 | -1208.8487 | 2.7182e-135 | 1.0531e-135 | -2.7914e-137 | 0 | -1208.8487 |  | -1759.2397 | #DIV/0! | #DIV/0! | 50.5 | 1 | #DIV/0! | 1 | #DIV/0! | #DIV/0! |  |  | 1
0 | 0 | 0 | 0 |  | 1 | 18:44 | 12772 |  | 1714.2843 | -1209.2393 | -1209.2393 | 2.4464e-135 | 9.4779e-136 | -2.5122e-137 | 0 | -1209.2393 |  | -1759.6304 | #DIV/0! | #DIV/0! | 50.5 | 1 | #DIV/0! | 1 | #DIV/0! | #DIV/0! |  |  | 1
0 | 0 | 0 | 0 |  | 1 | 18:44 | 12776 |  | 1714.675 | -1209.63 | -1209.63 | 2.2018e-135 | 8.5301e-136 | -2.261e-137 | 0 | -1209.63 |  | -1760.021 | #DIV/0! | #DIV/0! | 50.5 | 1 | #DIV/0! | 1 | #DIV/0! | #DIV/0! |  |  | 1
0 | 0 | 0 | 0 |  | 1 | 18:44 | 12780 |  | 1715.0657 | -1210.0207 | -1210.0207 | 1.9816e-135 | 7.6771e-136 | -2.0349e-137 | 0 | -1210.0207 |  | -1760.4117 | #DIV/0! | #DIV/0! | 50.5 | 1 | #DIV/0! | 1 | #DIV/0! | #DIV/0! |  |  | 1
0 | 0 | 0 | 0 |  | 1 | 18:44 | 12784 |  | 1715.4563 | -1210.4113 | -1210.4113 | 1.7834e-135 | 6.9094e-136 | -1.8314e-137 | 0 | -1210.4113 |  | -1760.8024 | #DIV/0! | #DIV/0! | 50.5 | 1 | #DIV/0! | 1 | #DIV/0! | #DIV/0! |  |  | 1
0 | 0 | 0 | 0 |  | 1 | 18:44 | 12788 |  | 1715.847 | -1210.802 | -1210.802 | 1.6051e-135 | 6.2184e-136 | -1.6483e-137 | 0 | -1210.802 |  | -1761.193 | #DIV/0! | #DIV/0! | 50.5 | 1 | #DIV/0! | 1 | #DIV/0! | #DIV/0! |  |  | 1
0 | 0 | 0 | 0 |  | 1 | 18:44 | 12792 |  | 1716.2377 | -1211.1927 | -1211.1927 | 1.4446e-135 | 5.5966e-136 | -1.4834e-137 | 0 | -1211.1927 |  | -1761.5837 | #DIV/0! | #DIV/0! | 50.5 | 1 | #DIV/0! | 1 | #DIV/0! | #DIV/0! |  |  | 1
0 | 0 | 0 | 0 |  | 1 | 18:44 | 12796 |  | 1716.6283 | -1211.5833 | -1211.5833 | 1.3001e-135 | 5.0369e-136 | -1.3351e-137 | 0 | -1211.5833 |  | -1761.9744 | #DIV/0! | #DIV/0! | 50.5 | 1 | #DIV/0! | 1 | #DIV/0! | #DIV/0! |  |  | 1
0 | 0 | 0 | 0 |  | 1 | 18:44 | 12800 |  | 1717.019 | -1211.974 | -1211.974 | 1.1701e-135 | 4.5332e-136 | -1.2016e-137 | 0 | -1211.974 |  | -1762.365 | #DIV/0! | #DIV/0! | 50.5 | 1 | #DIV/0! | 1 | #DIV/0! | #DIV/0! |  |  | 1
0 | 0 | 0 | 0 |  | 1 | 18:44 | 12804 |  | 1717.4097 | -1212.3647 | -1212.3647 | 1.0531e-135 | 4.0799e-136 | -1.0814e-137 | 0 | -1212.3647 |  | -1762.7557 | #DIV/0! | #DIV/0! | 50.5 | 1 | #DIV/0! | 1 | #DIV/0! | #DIV/0! |  |  | 1
0 | 0 | 0 | 0 |  | 1 | 18:44 | 12808 |  | 1717.8003 | -1212.7553 | -1212.7553 | 9.4779e-136 | 3.6719e-136 | -9.7328e-138 | 0 | -1212.7553 |  | -1763.1464 | #DIV/0! | #DIV/0! | 50.5 | 1 | #DIV/0! | 1 | #DIV/0! | #DIV/0! |  |  | 1
0 | 0 | 0 | 0 |  | 1 | 18:44 | 12812 |  | 1718.191 | -1213.146 | -1213.146 | 8.5301e-136 | 3.3047e-136 | -8.7596e-138 | 0 | -1213.146 |  | -1763.537 | #DIV/0! | #DIV/0! | 50.5 | 1 | #DIV/0! | 1 | #DIV/0! | #DIV/0! |  |  | 1
0 | 0 | 0 | 0 |  | 1 | 18:44 | 12816 |  | 1718.5817 | -1213.5367 | -1213.5367 | 7.6771e-136 | 2.9742e-136 | -7.8836e-138 | 0 | -1213.5367 |  | -1763.9277 | #DIV/0! | #DIV/0! | 50.5 | 1 | #DIV/0! | 1 | #DIV/0! | #DIV/0! |  |  | 1
0 | 0 | 0 | 0 |  | 1 | 18:44 | 12820 |  | 1718.9723 | -1213.9273 | -1213.9273 | 6.9094e-136 | 2.6768e-136 | -7.0952e-138 | 0 | -1213.9273 |  | -1764.3184 | #DIV/0! | #DIV/0! | 50.5 | 1 | #DIV/0! | 1 | #DIV/0! | #DIV/0! |  |  | 1
0 | 0 | 0 | 0 |  | 1 | 18:45 | 12824 |  | 1719.363 | -1214.318 | -1214.318 | 6.2184e-136 | 2.4091e-136 | -6.3857e-138 | 0 | -1214.318 |  | -1764.709 | #DIV/0! | #DIV/0! | 50.5 | 1 | #DIV/0! | 1 | #DIV/0! | #DIV/0! |  |  | 1
0 | 0 | 0 | 0 |  | 1 | 18:45 | 12828 |  | 1719.7537 | -1214.7087 | -1214.7087 | 5.5966e-136 | 2.1682e-136 | -5.7471e-138 | 0 | -1214.7087 |  | -1765.0997 | #DIV/0! | #DIV/0! | 50.5 | 1 | #DIV/0! | 1 | #DIV/0! | #DIV/0! |  |  | 1
0 | 0 | 0 | 0 |  | 1 | 18:45 | 12832 |  | 1720.1443 | -1215.0993 | -1215.0993 | 5.0369e-136 | 1.9514e-136 | -5.1724e-138 | 0 | -1215.0993 |  | -1765.4904 | #DIV/0! | #DIV/0! | 50.5 | 1 | #DIV/0! | 1 | #DIV/0! | #DIV/0! |  |  | 1
0 | 0 | 0 | 0 |  | 1 | 18:45 | 12836 |  | 1720.535 | -1215.49 | -1215.49 | 4.5332e-136 | 1.7563e-136 | -4.6552e-138 | 0 | -1215.49 |  | -1765.881 | #DIV/0! | #DIV/0! | 50.5 | 1 | #DIV/0! | 1 | #DIV/0! | #DIV/0! |  |  | 1
0 | 0 | 0 | 0 |  | 1 | 18:45 | 12840 |  | 1720.9257 | -1215.8807 | -1215.8807 | 4.0799e-136 | 1.5806e-136 | -4.1897e-138 | 0 | -1215.8807 |  | -1766.2717 | #DIV/0! | #DIV/0! | 50.5 | 1 | #DIV/0! | 1 | #DIV/0! | #DIV/0! |  |  | 1
0 | 0 | 0 | 0 |  | 1 | 18:45 | 12844 |  | 1721.3163 | -1216.2713 | -1216.2713 | 3.6719e-136 | 1.4226e-136 | -3.7707e-138 | 0 | -1216.2713 |  | -1766.6624 | #DIV/0! | #DIV/0! | 50.5 | 1 | #DIV/0! | 1 | #DIV/0! | #DIV/0! |  |  | 1
0 | 0 | 0 | 0 |  | 1 | 18:45 | 12848 |  | 1721.707 | -1216.662 | -1216.662 | 3.3047e-136 | 1.2803e-136 | -3.3936e-138 | 0 | -1216.662 |  | -1767.053 | #DIV/0! | #DIV/0! | 50.5 | 1 | #DIV/0! | 1 | #DIV/0! | #DIV/0! |  |  | 1
0 | 0 | 0 | 0 |  | 1 | 18:45 | 12852 |  | 1722.0977 | -1217.0527 | -1217.0527 | 2.9742e-136 | 1.1523e-136 | -3.0543e-138 | 0 | -1217.0527 |  | -1767.4437 | #DIV/0! | #DIV/0! | 50.5 | 1 | #DIV/0! | 1 | #DIV/0! | #DIV/0! |  |  | 1
0 | 0 | 0 | 0 |  | 1 | 18:45 | 12856 |  | 1722.4883 | -1217.4433 | -1217.4433 | 2.6768e-136 | 1.0371e-136 | -2.7488e-138 | 0 | -1217.4433 |  | -1767.8344 | #DIV/0! | #DIV/0! | 50.5 | 1 | #DIV/0! | 1 | #DIV/0! | #DIV/0! |  |  | 1
0 | 0 | 0 | 0 |  | 1 | 18:45 | 12860 |  | 1722.879 | -1217.834 | -1217.834 | 2.4091e-136 | 9.3335e-137 | -2.474e-138 | 0 | -1217.834 |  | -1768.225 | #DIV/0! | #DIV/0! | 50.5 | 1 | #DIV/0! | 1 | #DIV/0! | #DIV/0! |  |  | 1
0 | 0 | 0 | 0 |  | 1 | 18:45 | 12864 |  | 1723.2697 | -1218.2247 | -1218.2247 | 2.1682e-136 | 8.4002e-137 | -2.2266e-138 | 0 | -1218.2247 |  | -1768.6157 | #DIV/0! | #DIV/0! | 50.5 | 1 | #DIV/0! | 1 | #DIV/0! | #DIV/0! |  |  | 1
0 | 0 | 0 | 0 |  | 1 | 18:45 | 12868 |  | 1723.6603 | -1218.6153 | -1218.6153 | 1.9514e-136 | 7.5601e-137 | -2.0039e-138 | 0 | -1218.6153 |  | -1769.0064 | #DIV/0! | #DIV/0! | 50.5 | 1 | #DIV/0! | 1 | #DIV/0! | #DIV/0! |  |  | 1
0 | 0 | 0 | 0 |  | 1 | 18:45 | 12872 |  | 1724.051 | -1219.006 | -1219.006 | 1.7563e-136 | 6.8041e-137 | -1.8035e-138 | 0 | -1219.006 |  | -1769.397 | #DIV/0! | #DIV/0! | 50.5 | 1 | #DIV/0! | 1 | #DIV/0! | #DIV/0! |  |  | 1
0 | 0 | 0 | 0 |  | 1 | 18:45 | 12876 |  | 1724.4417 | -1219.3967 | -1219.3967 | 1.5806e-136 | 6.1237e-137 | -1.6232e-138 | 0 | -1219.3967 |  | -1769.7877 | #DIV/0! | #DIV/0! | 50.5 | 1 | #DIV/0! | 1 | #DIV/0! | #DIV/0! |  |  | 1
0 | 0 | 0 | 0 |  | 1 | 18:45 | 12880 |  | 1724.8323 | -1219.7873 | -1219.7873 | 1.4226e-136 | 5.5113e-137 | -1.4608e-138 | 0 | -1219.7873 |  | -1770.1784 | #DIV/0! | #DIV/0! | 50.5 | 1 | #DIV/0! | 1 | #DIV/0! | #DIV/0! |  |  | 1
0 | 0 | 0 | 0 |  | 1 | 18:46 | 12884 |  | 1725.223 | -1220.178 | -1220.178 | 1.2803e-136 | 4.9602e-137 | -1.3148e-138 | 0 | -1220.178 |  | -1770.569 | #DIV/0! | #DIV/0! | 50.5 | 1 | #DIV/0! | 1 | #DIV/0! | #DIV/0! |  |  | 1
0 | 0 | 0 | 0 |  | 1 | 18:46 | 12888 |  | 1725.6137 | -1220.5687 | -1220.5687 | 1.1523e-136 | 4.4642e-137 | -1.1833e-138 | 0 | -1220.5687 |  | -1770.9597 | #DIV/0! | #DIV/0! | 50.5 | 1 | #DIV/0! | 1 | #DIV/0! | #DIV/0! |  |  | 1
0 | 0 | 0 | 0 |  | 1 | 18:46 | 12892 |  | 1726.0043 | -1220.9593 | -1220.9593 | 1.0371e-136 | 4.0178e-137 | -1.065e-138 | 0 | -1220.9593 |  | -1771.3504 | #DIV/0! | #DIV/0! | 50.5 | 1 | #DIV/0! | 1 | #DIV/0! | #DIV/0! |  |  | 1
0 | 0 | 0 | 0 |  | 1 | 18:46 | 12896 |  | 1726.395 | -1221.35 | -1221.35 | 9.3335e-137 | 3.616e-137 | -9.5846e-139 | 0 | -1221.35 |  | -1771.741 | #DIV/0! | #DIV/0! | 50.5 | 1 | #DIV/0! | 1 | #DIV/0! | #DIV/0! |  |  | 1
0 | 0 | 0 | 0 |  | 1 | 18:46 | 12900 |  | 1726.7857 | -1221.7407 | -1221.7407 | 8.4002e-137 | 3.2544e-137 | -8.6262e-139 | 0 | -1221.7407 |  | -1772.1317 | #DIV/0! | #DIV/0! | 50.5 | 1 | #DIV/0! | 1 | #DIV/0! | #DIV/0! |  |  | 1
0 | 0 | 0 | 0 |  | 1 | 18:46 | 12904 |  | 1727.1763 | -1222.1313 | -1222.1313 | 7.5601e-137 | 2.929e-137 | -7.7635e-139 | 0 | -1222.1313 |  | -1772.5224 | #DIV/0! | #DIV/0! | 50.5 | 1 | #DIV/0! | 1 | #DIV/0! | #DIV/0! |  |  | 1
0 | 0 | 0 | 0 |  | 1 | 18:46 | 12908 |  | 1727.567 | -1222.522 | -1222.522 | 6.8041e-137 | 2.6361e-137 | -6.9872e-139 | 0 | -1222.522 |  | -1772.913 | #DIV/0! | #DIV/0! | 50.5 | 1 | #DIV/0! | 1 | #DIV/0! | #DIV/0! |  |  | 1
0 | 0 | 0 | 0 |  | 1 | 18:46 | 12912 |  | 1727.9577 | -1222.9127 | -1222.9127 | 6.1237e-137 | 2.3725e-137 | -6.2885e-139 | 0 | -1222.9127 |  | -1773.3037 | #DIV/0! | #DIV/0! | 50.5 | 1 | #DIV/0! | 1 | #DIV/0! | #DIV/0! |  |  | 1
0 | 0 | 0 | 0 |  | 1 | 18:46 | 12916 |  | 1728.3483 | -1223.3033 | -1223.3033 | 5.5113e-137 | 2.1352e-137 | -5.6596e-139 | 0 | -1223.3033 |  | -1773.6944 | #DIV/0! | #DIV/0! | 50.5 | 1 | #DIV/0! | 1 | #DIV/0! | #DIV/0! |  |  | 1
0 | 0 | 0 | 0 |  | 1 | 18:46 | 12920 |  | 1728.739 | -1223.694 | -1223.694 | 4.9602e-137 | 1.9217e-137 | -5.0937e-139 | 0 | -1223.694 |  | -1774.085 | #DIV/0! | #DIV/0! | 50.5 | 1 | #DIV/0! | 1 | #DIV/0! | #DIV/0! |  |  | 1
0 | 0 | 0 | 0 |  | 1 | 18:46 | 12924 |  | 1729.1297 | -1224.0847 | -1224.0847 | 4.4642e-137 | 1.7295e-137 | -4.5843e-139 | 0 | -1224.0847 |  | -1774.4757 | #DIV/0! | #DIV/0! | 50.5 | 1 | #DIV/0! | 1 | #DIV/0! | #DIV/0! |  |  | 1
0 | 0 | 0 | 0 |  | 1 | 18:46 | 12928 |  | 1729.5203 | -1224.4753 | -1224.4753 | 4.0178e-137 | 1.5566e-137 | -4.1259e-139 | 0 | -1224.4753 |  | -1774.8664 | #DIV/0! | #DIV/0! | 50.5 | 1 | #DIV/0! | 1 | #DIV/0! | #DIV/0! |  |  | 1
0 | 0 | 0 | 0 |  | 1 | 18:46 | 12932 |  | 1729.911 | -1224.866 | -1224.866 | 3.616e-137 | 1.4009e-137 | -3.7133e-139 | 0 | -1224.866 |  | -1775.257 | #DIV/0! | #DIV/0! | 50.5 | 1 | #DIV/0! | 1 | #DIV/0! | #DIV/0! |  |  | 1
0 | 0 | 0 | 0 |  | 1 | 18:46 | 12936 |  | 1730.3017 | -1225.2567 | -1225.2567 | 3.2544e-137 | 1.2608e-137 | -3.3419e-139 | 0 | -1225.2567 |  | -1775.6477 | #DIV/0! | #DIV/0! | 50.5 | 1 | #DIV/0! | 1 | #DIV/0! | #DIV/0! |  |  | 1
0 | 0 | 0 | 0 |  | 1 | 18:46 | 12940 |  | 1730.6923 | -1225.6473 | -1225.6473 | 2.929e-137 | 1.1347e-137 | -3.0078e-139 | 0 | -1225.6473 |  | -1776.0384 | #DIV/0! | #DIV/0! | 50.5 | 1 | #DIV/0! | 1 | #DIV/0! | #DIV/0! |  |  | 1
0 | 0 | 0 | 0 |  | 1 | 18:47 | 12944 |  | 1731.083 | -1226.038 | -1226.038 | 2.6361e-137 | 1.0213e-137 | -2.707e-139 | 0 | -1226.038 |  | -1776.429 | #DIV/0! | #DIV/0! | 50.5 | 1 | #DIV/0! | 1 | #DIV/0! | #DIV/0! |  |  | 1
0 | 0 | 0 | 0 |  | 1 | 18:47 | 12948 |  | 1731.4737 | -1226.4287 | -1226.4287 | 2.3725e-137 | 9.1914e-138 | -2.4363e-139 | 0 | -1226.4287 |  | -1776.8197 | #DIV/0! | #DIV/0! | 50.5 | 1 | #DIV/0! | 1 | #DIV/0! | #DIV/0! |  |  | 1
0 | 0 | 0 | 0 |  | 1 | 18:47 | 12952 |  | 1731.8643 | -1226.8193 | -1226.8193 | 2.1352e-137 | 8.2722e-138 | -2.1927e-139 | 0 | -1226.8193 |  | -1777.2104 | #DIV/0! | #DIV/0! | 50.5 | 1 | #DIV/0! | 1 | #DIV/0! | #DIV/0! |  |  | 1
0 | 0 | 0 | 0 |  | 1 | 18:47 | 12956 |  | 1732.255 | -1227.21 | -1227.21 | 1.9217e-137 | 7.445e-138 | -1.9734e-139 | 0 | -1227.21 |  | -1777.601 | #DIV/0! | #DIV/0! | 50.5 | 1 | #DIV/0! | 1 | #DIV/0! | #DIV/0! |  |  | 1
0 | 0 | 0 | 0 |  | 1 | 18:47 | 12960 |  | 1732.6457 | -1227.6007 | -1227.6007 | 1.7295e-137 | 6.7005e-138 | -1.776e-139 | 0 | -1227.6007 |  | -1777.9917 | #DIV/0! | #DIV/0! | 50.5 | 1 | #DIV/0! | 1 | #DIV/0! | #DIV/0! |  |  | 1
0 | 0 | 0 | 0 |  | 1 | 18:47 | 12964 |  | 1733.0363 | -1227.9913 | -1227.9913 | 1.5566e-137 | 6.0305e-138 | -1.5984e-139 | 0 | -1227.9913 |  | -1778.3824 | #DIV/0! | #DIV/0! | 50.5 | 1 | #DIV/0! | 1 | #DIV/0! | #DIV/0! |  |  | 1
0 | 0 | 0 | 0 |  | 1 | 18:47 | 12968 |  | 1733.427 | -1228.382 | -1228.382 | 1.4009e-137 | 5.4274e-138 | -1.4386e-139 | 0 | -1228.382 |  | -1778.773 | #DIV/0! | #DIV/0! | 50.5 | 1 | #DIV/0! | 1 | #DIV/0! | #DIV/0! |  |  | 1
0 | 0 | 0 | 0 |  | 1 | 18:47 | 12972 |  | 1733.8177 | -1228.7727 | -1228.7727 | 1.2608e-137 | 4.8847e-138 | -1.2947e-139 | 0 | -1228.7727 |  | -1779.1637 | #DIV/0! | #DIV/0! | 50.5 | 1 | #DIV/0! | 1 | #DIV/0! | #DIV/0! |  |  | 1
0 | 0 | 0 | 0 |  | 1 | 18:47 | 12976 |  | 1734.2083 | -1229.1633 | -1229.1633 | 1.1347e-137 | 4.3962e-138 | -1.1653e-139 | 0 | -1229.1633 |  | -1779.5544 | #DIV/0! | #DIV/0! | 50.5 | 1 | #DIV/0! | 1 | #DIV/0! | #DIV/0! |  |  | 1
0 | 0 | 0 | 0 |  | 1 | 18:47 | 12980 |  | 1734.599 | -1229.554 | -1229.554 | 1.0213e-137 | 3.9566e-138 | -1.0487e-139 | 0 | -1229.554 |  | -1779.945 | #DIV/0! | #DIV/0! | 50.5 | 1 | #DIV/0! | 1 | #DIV/0! | #DIV/0! |  |  | 1
0 | 0 | 0 | 0 |  | 1 | 18:47 | 12984 |  | 1734.9897 | -1229.9447 | -1229.9447 | 9.1914e-138 | 3.5609e-138 | -9.4386e-140 | 0 | -1229.9447 |  | -1780.3357 | #DIV/0! | #DIV/0! | 50.5 | 1 | #DIV/0! | 1 | #DIV/0! | #DIV/0! |  |  | 1
0 | 0 | 0 | 0 |  | 1 | 18:47 | 12988 |  | 1735.3803 | -1230.3353 | -1230.3353 | 8.2722e-138 | 3.2048e-138 | -8.4948e-140 | 0 | -1230.3353 |  | -1780.7264 | #DIV/0! | #DIV/0! | 50.5 | 1 | #DIV/0! | 1 | #DIV/0! | #DIV/0! |  |  | 1
0 | 0 | 0 | 0 |  | 1 | 18:47 | 12992 |  | 1735.771 | -1230.726 | -1230.726 | 7.445e-138 | 2.8843e-138 | -7.6453e-140 | 0 | -1230.726 |  | -1781.117 | #DIV/0! | #DIV/0! | 50.5 | 1 | #DIV/0! | 1 | #DIV/0! | #DIV/0! |  |  | 1
0 | 0 | 0 | 0 |  | 1 | 18:47 | 12996 |  | 1736.1617 | -1231.1167 | -1231.1167 | 6.7005e-138 | 2.5959e-138 | -6.8808e-140 | 0 | -1231.1167 |  | -1781.5077 | #DIV/0! | #DIV/0! | 50.5 | 1 | #DIV/0! | 1 | #DIV/0! | #DIV/0! |  |  | 1
0 | 0 | 0 | 0 |  | 1 | 18:47 | 13000 |  | 1736.5523 | -1231.5073 | -1231.5073 | 6.0305e-138 | 2.3363e-138 | -6.1927e-140 | 0 | -1231.5073 |  | -1781.8984 | #DIV/0! | #DIV/0! | 50.5 | 1 | #DIV/0! | 1 | #DIV/0! | #DIV/0! |  |  | 1
0 | 0 | 0 | 0 |  | 1 | 18:48 | 13004 |  | 1736.943 | -1231.898 | -1231.898 | 5.4274e-138 | 2.1027e-138 | -5.5734e-140 | 0 | -1231.898 |  | -1782.289 | #DIV/0! | #DIV/0! | 50.5 | 1 | #DIV/0! | 1 | #DIV/0! | #DIV/0! |  |  | 1
0 | 0 | 0 | 0 |  | 1 | 18:48 | 13008 |  | 1737.3337 | -1232.2887 | -1232.2887 | 4.8847e-138 | 1.8924e-138 | -5.0161e-140 | 0 | -1232.2887 |  | -1782.6797 | #DIV/0! | #DIV/0! | 50.5 | 1 | #DIV/0! | 1 | #DIV/0! | #DIV/0! |  |  | 1
0 | 0 | 0 | 0 |  | 1 | 18:48 | 13012 |  | 1737.7243 | -1232.6793 | -1232.6793 | 4.3962e-138 | 1.7032e-138 | -4.5145e-140 | 0 | -1232.6793 |  | -1783.0704 | #DIV/0! | #DIV/0! | 50.5 | 1 | #DIV/0! | 1 | #DIV/0! | #DIV/0! |  |  | 1
0 | 0 | 0 | 0 |  | 1 | 18:48 | 13016 |  | 1738.115 | -1233.07 | -1233.07 | 3.9566e-138 | 1.5329e-138 | -4.063e-140 | 0 | -1233.07 |  | -1783.461 | #DIV/0! | #DIV/0! | 50.5 | 1 | #DIV/0! | 1 | #DIV/0! | #DIV/0! |  |  | 1
0 | 0 | 0 | 0 |  | 1 | 18:48 | 13020 |  | 1738.5057 | -1233.4607 | -1233.4607 | 3.5609e-138 | 1.3796e-138 | -3.6567e-140 | 0 | -1233.4607 |  | -1783.8517 | #DIV/0! | #DIV/0! | 50.5 | 1 | #DIV/0! | 1 | #DIV/0! | #DIV/0! |  |  | 1
0 | 0 | 0 | 0 |  | 1 | 18:48 | 13024 |  | 1738.8963 | -1233.8513 | -1233.8513 | 3.2048e-138 | 1.2416e-138 | -3.2911e-140 | 0 | -1233.8513 |  | -1784.2424 | #DIV/0! | #DIV/0! | 50.5 | 1 | #DIV/0! | 1 | #DIV/0! | #DIV/0! |  |  | 1
0 | 0 | 0 | 0 |  | 1 | 18:48 | 13028 |  | 1739.287 | -1234.242 | -1234.242 | 2.8843e-138 | 1.1175e-138 | -2.9619e-140 | 0 | -1234.242 |  | -1784.633 | #DIV/0! | #DIV/0! | 50.5 | 1 | #DIV/0! | 1 | #DIV/0! | #DIV/0! |  |  | 1
0 | 0 | 0 | 0 |  | 1 | 18:48 | 13032 |  | 1739.6777 | -1234.6327 | -1234.6327 | 2.5959e-138 | 1.0057e-138 | -2.6658e-140 | 0 | -1234.6327 |  | -1785.0237 | #DIV/0! | #DIV/0! | 50.5 | 1 | #DIV/0! | 1 | #DIV/0! | #DIV/0! |  |  | 1
0 | 0 | 0 | 0 |  | 1 | 18:48 | 13036 |  | 1740.0683 | -1235.0233 | -1235.0233 | 2.3363e-138 | 9.0514e-139 | -2.3992e-140 | 0 | -1235.0233 |  | -1785.4144 | #DIV/0! | #DIV/0! | 50.5 | 1 | #DIV/0! | 1 | #DIV/0! | #DIV/0! |  |  | 1
0 | 0 | 0 | 0 |  | 1 | 18:48 | 13040 |  | 1740.459 | -1235.414 | -1235.414 | 2.1027e-138 | 8.1463e-139 | -2.1593e-140 | 0 | -1235.414 |  | -1785.805 | #DIV/0! | #DIV/0! | 50.5 | 1 | #DIV/0! | 1 | #DIV/0! | #DIV/0! |  |  | 1
0 | 0 | 0 | 0 |  | 1 | 18:48 | 13044 |  | 1740.8497 | -1235.8047 | -1235.8047 | 1.8924e-138 | 7.3316e-139 | -1.9433e-140 | 0 | -1235.8047 |  | -1786.1957 | #DIV/0! | #DIV/0! | 50.5 | 1 | #DIV/0! | 1 | #DIV/0! | #DIV/0! |  |  | 1
0 | 0 | 0 | 0 |  | 1 | 18:48 | 13048 |  | 1741.2403 | -1236.1953 | -1236.1953 | 1.7032e-138 | 6.5985e-139 | -1.749e-140 | 0 | -1236.1953 |  | -1786.5864 | #DIV/0! | #DIV/0! | 50.5 | 1 | #DIV/0! | 1 | #DIV/0! | #DIV/0! |  |  | 1
0 | 0 | 0 | 0 |  | 1 | 18:48 | 13052 |  | 1741.631 | -1236.586 | -1236.586 | 1.5329e-138 | 5.9386e-139 | -1.5741e-140 | 0 | -1236.586 |  | -1786.977 | #DIV/0! | #DIV/0! | 50.5 | 1 | #DIV/0! | 1 | #DIV/0! | #DIV/0! |  |  | 1
0 | 0 | 0 | 0 |  | 1 | 18:48 | 13056 |  | 1742.0217 | -1236.9767 | -1236.9767 | 1.3796e-138 | 5.3448e-139 | -1.4167e-140 | 0 | -1236.9767 |  | -1787.3677 | #DIV/0! | #DIV/0! | 50.5 | 1 | #DIV/0! | 1 | #DIV/0! | #DIV/0! |  |  | 1
0 | 0 | 0 | 0 |  | 1 | 18:48 | 13060 |  | 1742.4123 | -1237.3673 | -1237.3673 | 1.2416e-138 | 4.8103e-139 | -1.275e-140 | 0 | -1237.3673 |  | -1787.7584 | #DIV/0! | #DIV/0! | 50.5 | 1 | #DIV/0! | 1 | #DIV/0! | #DIV/0! |  |  | 1
0 | 0 | 0 | 0 |  | 1 | 18:49 | 13064 |  | 1742.803 | -1237.758 | -1237.758 | 1.1175e-138 | 4.3293e-139 | -1.1475e-140 | 0 | -1237.758 |  | -1788.149 | #DIV/0! | #DIV/0! | 50.5 | 1 | #DIV/0! | 1 | #DIV/0! | #DIV/0! |  |  | 1
0 | 0 | 0 | 0 |  | 1 | 18:49 | 13068 |  | 1743.1937 | -1238.1487 | -1238.1487 | 1.0057e-138 | 3.8963e-139 | -1.0328e-140 | 0 | -1238.1487 |  | -1788.5397 | #DIV/0! | #DIV/0! | 50.5 | 1 | #DIV/0! | 1 | #DIV/0! | #DIV/0! |  |  | 1
0 | 0 | 0 | 0 |  | 1 | 18:49 | 13072 |  | 1743.5843 | -1238.5393 | -1238.5393 | 9.0514e-139 | 3.5067e-139 | -9.2949e-141 | 0 | -1238.5393 |  | -1788.9304 | #DIV/0! | #DIV/0! | 50.5 | 1 | #DIV/0! | 1 | #DIV/0! | #DIV/0! |  |  | 1
0 | 0 | 0 | 0 |  | 1 | 18:49 | 13076 |  | 1743.975 | -1238.93 | -1238.93 | 8.1463e-139 | 3.156e-139 | -8.3654e-141 | 0 | -1238.93 |  | -1789.321 | #DIV/0! | #DIV/0! | 50.5 | 1 | #DIV/0! | 1 | #DIV/0! | #DIV/0! |  |  | 1
0 | 0 | 0 | 0 |  | 1 | 18:49 | 13080 |  | 1744.3657 | -1239.3207 | -1239.3207 | 7.3316e-139 | 2.8404e-139 | -7.5289e-141 | 0 | -1239.3207 |  | -1789.7117 | #DIV/0! | #DIV/0! | 50.5 | 1 | #DIV/0! | 1 | #DIV/0! | #DIV/0! |  |  | 1
0 | 0 | 0 | 0 |  | 1 | 18:49 | 13084 |  | 1744.7563 | -1239.7113 | -1239.7113 | 6.5985e-139 | 2.5564e-139 | -6.776e-141 | 0 | -1239.7113 |  | -1790.1024 | #DIV/0! | #DIV/0! | 50.5 | 1 | #DIV/0! | 1 | #DIV/0! | #DIV/0! |  |  | 1
0 | 0 | 0 | 0 |  | 1 | 18:49 | 13088 |  | 1745.147 | -1240.102 | -1240.102 | 5.9386e-139 | 2.3007e-139 | -6.0984e-141 | 0 | -1240.102 |  | -1790.493 | #DIV/0! | #DIV/0! | 50.5 | 1 | #DIV/0! | 1 | #DIV/0! | #DIV/0! |  |  | 1
0 | 0 | 0 | 0 |  | 1 | 18:49 | 13092 |  | 1745.5377 | -1240.4927 | -1240.4927 | 5.3448e-139 | 2.0707e-139 | -5.4885e-141 | 0 | -1240.4927 |  | -1790.8837 | #DIV/0! | #DIV/0! | 50.5 | 1 | #DIV/0! | 1 | #DIV/0! | #DIV/0! |  |  | 1
0 | 0 | 0 | 0 |  | 1 | 18:49 | 13096 |  | 1745.9283 | -1240.8833 | -1240.8833 | 4.8103e-139 | 1.8636e-139 | -4.9397e-141 | 0 | -1240.8833 |  | -1791.2744 | #DIV/0! | #DIV/0! | 50.5 | 1 | #DIV/0! | 1 | #DIV/0! | #DIV/0! |  |  | 1
0 | 0 | 0 | 0 |  | 1 | 18:49 | 13100 |  | 1746.319 | -1241.274 | -1241.274 | 4.3293e-139 | 1.6772e-139 | -4.4457e-141 | 0 | -1241.274 |  | -1791.665 | #DIV/0! | #DIV/0! | 50.5 | 1 | #DIV/0! | 1 | #DIV/0! | #DIV/0! |  |  | 1
0 | 0 | 0 | 0 |  | 1 | 18:49 | 13104 |  | 1746.7097 | -1241.6647 | -1241.6647 | 3.8963e-139 | 1.5095e-139 | -4.0012e-141 | 0 | -1241.6647 |  | -1792.0557 | #DIV/0! | #DIV/0! | 50.5 | 1 | #DIV/0! | 1 | #DIV/0! | #DIV/0! |  |  | 1
0 | 0 | 0 | 0 |  | 1 | 18:49 | 13108 |  | 1747.1003 | -1242.0553 | -1242.0553 | 3.5067e-139 | 1.3586e-139 | -3.601e-141 | 0 | -1242.0553 |  | -1792.4464 | #DIV/0! | #DIV/0! | 50.5 | 1 | #DIV/0! | 1 | #DIV/0! | #DIV/0! |  |  | 1
0 | 0 | 0 | 0 |  | 1 | 18:49 | 13112 |  | 1747.491 | -1242.446 | -1242.446 | 3.156e-139 | 1.2227e-139 | -3.2409e-141 | 0 | -1242.446 |  | -1792.837 | #DIV/0! | #DIV/0! | 50.5 | 1 | #DIV/0! | 1 | #DIV/0! | #DIV/0! |  |  | 1
0 | 0 | 0 | 0 |  | 1 | 18:49 | 13116 |  | 1747.8817 | -1242.8367 | -1242.8367 | 2.8404e-139 | 1.1004e-139 | -2.9168e-141 | 0 | -1242.8367 |  | -1793.2277 | #DIV/0! | #DIV/0! | 50.5 | 1 | #DIV/0! | 1 | #DIV/0! | #DIV/0! |  |  | 1
0 | 0 | 0 | 0 |  | 1 | 18:49 | 13120 |  | 1748.2723 | -1243.2273 | -1243.2273 | 2.5564e-139 | 9.9039e-140 | -2.6252e-141 | 0 | -1243.2273 |  | -1793.6184 | #DIV/0! | #DIV/0! | 50.5 | 1 | #DIV/0! | 1 | #DIV/0! | #DIV/0! |  |  | 1
0 | 0 | 0 | 0 |  | 1 | 18:50 | 13124 |  | 1748.663 | -1243.618 | -1243.618 | 2.3007e-139 | 8.9135e-140 | -2.3626e-141 | 0 | -1243.618 |  | -1794.009 | #DIV/0! | #DIV/0! | 50.5 | 1 | #DIV/0! | 1 | #DIV/0! | #DIV/0! |  |  | 1
0 | 0 | 0 | 0 |  | 1 | 18:50 | 13128 |  | 1749.0537 | -1244.0087 | -1244.0087 | 2.0707e-139 | 8.0222e-140 | -2.1264e-141 | 0 | -1244.0087 |  | -1794.3997 | #DIV/0! | #DIV/0! | 50.5 | 1 | #DIV/0! | 1 | #DIV/0! | #DIV/0! |  |  | 1
0 | 0 | 0 | 0 |  | 1 | 18:50 | 13132 |  | 1749.4443 | -1244.3993 | -1244.3993 | 1.8636e-139 | 7.22e-140 | -1.9137e-141 | 0 | -1244.3993 |  | -1794.7904 | #DIV/0! | #DIV/0! | 50.5 | 1 | #DIV/0! | 1 | #DIV/0! | #DIV/0! |  |  | 1
0 | 0 | 0 | 0 |  | 1 | 18:50 | 13136 |  | 1749.835 | -1244.79 | -1244.79 | 1.6772e-139 | 6.498e-140 | -1.7224e-141 | 0 | -1244.79 |  | -1795.181 | #DIV/0! | #DIV/0! | 50.5 | 1 | #DIV/0! | 1 | #DIV/0! | #DIV/0! |  |  | 1
0 | 0 | 0 | 0 |  | 1 | 18:50 | 13140 |  | 1750.2257 | -1245.1807 | -1245.1807 | 1.5095e-139 | 5.8482e-140 | -1.5501e-141 | 0 | -1245.1807 |  | -1795.5717 | #DIV/0! | #DIV/0! | 50.5 | 1 | #DIV/0! | 1 | #DIV/0! | #DIV/0! |  |  | 1
0 | 0 | 0 | 0 |  | 1 | 18:50 | 13144 |  | 1750.6163 | -1245.5713 | -1245.5713 | 1.3586e-139 | 5.2634e-140 | -1.3951e-141 | 0 | -1245.5713 |  | -1795.9624 | #DIV/0! | #DIV/0! | 50.5 | 1 | #DIV/0! | 1 | #DIV/0! | #DIV/0! |  |  | 1
0 | 0 | 0 | 0 |  | 1 | 18:50 | 13148 |  | 1751.007 | -1245.962 | -1245.962 | 1.2227e-139 | 4.737e-140 | -1.2556e-141 | 0 | -1245.962 |  | -1796.353 | #DIV/0! | #DIV/0! | 50.5 | 1 | #DIV/0! | 1 | #DIV/0! | #DIV/0! |  |  | 1
0 | 0 | 0 | 0 |  | 1 | 18:50 | 13152 |  | 1751.3977 | -1246.3527 | -1246.3527 | 1.1004e-139 | 4.2633e-140 | -1.13e-141 | 0 | -1246.3527 |  | -1796.7437 | #DIV/0! | #DIV/0! | 50.5 | 1 | #DIV/0! | 1 | #DIV/0! | #DIV/0! |  |  | 1
0 | 0 | 0 | 0 |  | 1 | 18:50 | 13156 |  | 1751.7883 | -1246.7433 | -1246.7433 | 9.9039e-140 | 3.837e-140 | -1.017e-141 | 0 | -1246.7433 |  | -1797.1344 | #DIV/0! | #DIV/0! | 50.5 | 1 | #DIV/0! | 1 | #DIV/0! | #DIV/0! |  |  | 1
0 | 0 | 0 | 0 |  | 1 | 18:50 | 13160 |  | 1752.179 | -1247.134 | -1247.134 | 8.9135e-140 | 3.4533e-140 | -9.1534e-142 | 0 | -1247.134 |  | -1797.525 | #DIV/0! | #DIV/0! | 50.5 | 1 | #DIV/0! | 1 | #DIV/0! | #DIV/0! |  |  | 1
0 | 0 | 0 | 0 |  | 1 | 18:50 | 13164 |  | 1752.5697 | -1247.5247 | -1247.5247 | 8.0222e-140 | 3.108e-140 | -8.238e-142 | 0 | -1247.5247 |  | -1797.9157 | #DIV/0! | #DIV/0! | 50.5 | 1 | #DIV/0! | 1 | #DIV/0! | #DIV/0! |  |  | 1
0 | 0 | 0 | 0 |  | 1 | 18:50 | 13168 |  | 1752.9603 | -1247.9153 | -1247.9153 | 7.22e-140 | 2.7972e-140 | -7.4142e-142 | 0 | -1247.9153 |  | -1798.3064 | #DIV/0! | #DIV/0! | 50.5 | 1 | #DIV/0! | 1 | #DIV/0! | #DIV/0! |  |  | 1
0 | 0 | 0 | 0 |  | 1 | 18:50 | 13172 |  | 1753.351 | -1248.306 | -1248.306 | 6.498e-140 | 2.5174e-140 | -6.6728e-142 | 0 | -1248.306 |  | -1798.697 | #DIV/0! | #DIV/0! | 50.5 | 1 | #DIV/0! | 1 | #DIV/0! | #DIV/0! |  |  | 1
0 | 0 | 0 | 0 |  | 1 | 18:50 | 13176 |  | 1753.7417 | -1248.6967 | -1248.6967 | 5.8482e-140 | 2.2657e-140 | -6.0055e-142 | 0 | -1248.6967 |  | -1799.0877 | #DIV/0! | #DIV/0! | 50.5 | 1 | #DIV/0! | 1 | #DIV/0! | #DIV/0! |  |  | 1
0 | 0 | 0 | 0 |  | 1 | 18:50 | 13180 |  | 1754.1323 | -1249.0873 | -1249.0873 | 5.2634e-140 | 2.0391e-140 | -5.405e-142 | 0 | -1249.0873 |  | -1799.4784 | #DIV/0! | #DIV/0! | 50.5 | 1 | #DIV/0! | 1 | #DIV/0! | #DIV/0! |  |  | 1
0 | 0 | 0 | 0 |  | 1 | 18:51 | 13184 |  | 1754.523 | -1249.478 | -1249.478 | 4.737e-140 | 1.8352e-140 | -4.8645e-142 | 0 | -1249.478 |  | -1799.869 | #DIV/0! | #DIV/0! | 50.5 | 1 | #DIV/0! | 1 | #DIV/0! | #DIV/0! |  |  | 1
0 | 0 | 0 | 0 |  | 1 | 18:51 | 13188 |  | 1754.9137 | -1249.8687 | -1249.8687 | 4.2633e-140 | 1.6517e-140 | -4.378e-142 | 0 | -1249.8687 |  | -1800.2597 | #DIV/0! | #DIV/0! | 50.5 | 1 | #DIV/0! | 1 | #DIV/0! | #DIV/0! |  |  | 1
0 | 0 | 0 | 0 |  | 1 | 18:51 | 13192 |  | 1755.3043 | -1250.2593 | -1250.2593 | 3.837e-140 | 1.4865e-140 | -3.9402e-142 | 0 | -1250.2593 |  | -1800.6504 | #DIV/0! | #DIV/0! | 50.5 | 1 | #DIV/0! | 1 | #DIV/0! | #DIV/0! |  |  | 1
0 | 0 | 0 | 0 |  | 1 | 18:51 | 13196 |  | 1755.695 | -1250.65 | -1250.65 | 3.4533e-140 | 1.3379e-140 | -3.5462e-142 | 0 | -1250.65 |  | -1801.041 | #DIV/0! | #DIV/0! | 50.5 | 1 | #DIV/0! | 1 | #DIV/0! | #DIV/0! |  |  | 1
0 | 0 | 0 | 0 |  | 1 | 18:51 | 13200 |  | 1756.0857 | -1251.0407 | -1251.0407 | 3.108e-140 | 1.2041e-140 | -3.1916e-142 | 0 | -1251.0407 |  | -1801.4317 | #DIV/0! | #DIV/0! | 50.5 | 1 | #DIV/0! | 1 | #DIV/0! | #DIV/0! |  |  | 1
0 | 0 | 0 | 0 |  | 1 | 18:51 | 13204 |  | 1756.4763 | -1251.4313 | -1251.4313 | 2.7972e-140 | 1.0837e-140 | -2.8724e-142 | 0 | -1251.4313 |  | -1801.8224 | #DIV/0! | #DIV/0! | 50.5 | 1 | #DIV/0! | 1 | #DIV/0! | #DIV/0! |  |  | 1
0 | 0 | 0 | 0 |  | 1 | 18:51 | 13208 |  | 1756.867 | -1251.822 | -1251.822 | 2.5174e-140 | 9.7531e-141 | -2.5852e-142 | 0 | -1251.822 |  | -1802.213 | #DIV/0! | #DIV/0! | 50.5 | 1 | #DIV/0! | 1 | #DIV/0! | #DIV/0! |  |  | 1
0 | 0 | 0 | 0 |  | 1 | 18:51 | 13212 |  | 1757.2577 | -1252.2127 | -1252.2127 | 2.2657e-140 | 8.7778e-141 | -2.3267e-142 | 0 | -1252.2127 |  | -1802.6037 | #DIV/0! | #DIV/0! | 50.5 | 1 | #DIV/0! | 1 | #DIV/0! | #DIV/0! |  |  | 1
0 | 0 | 0 | 0 |  | 1 | 18:51 | 13216 |  | 1757.6483 | -1252.6033 | -1252.6033 | 2.0391e-140 | 7.9e-141 | -2.094e-142 | 0 | -1252.6033 |  | -1802.9944 | #DIV/0! | #DIV/0! | 50.5 | 1 | #DIV/0! | 1 | #DIV/0! | #DIV/0! |  |  | 1
0 | 0 | 0 | 0 |  | 1 | 18:51 | 13220 |  | 1758.039 | -1252.994 | -1252.994 | 1.8352e-140 | 7.11e-141 | -1.8846e-142 | 0 | -1252.994 |  | -1803.385 | #DIV/0! | #DIV/0! | 50.5 | 1 | #DIV/0! | 1 | #DIV/0! | #DIV/0! |  |  | 1
0 | 0 | 0 | 0 |  | 1 | 18:51 | 13224 |  | 1758.4297 | -1253.3847 | -1253.3847 | 1.6517e-140 | 6.399e-141 | -1.6961e-142 | 0 | -1253.3847 |  | -1803.7757 | #DIV/0! | #DIV/0! | 50.5 | 1 | #DIV/0! | 1 | #DIV/0! | #DIV/0! |  |  | 1
0 | 0 | 0 | 0 |  | 1 | 18:51 | 13228 |  | 1758.8203 | -1253.7753 | -1253.7753 | 1.4865e-140 | 5.7591e-141 | -1.5265e-142 | 0 | -1253.7753 |  | -1804.1664 | #DIV/0! | #DIV/0! | 50.5 | 1 | #DIV/0! | 1 | #DIV/0! | #DIV/0! |  |  | 1
0 | 0 | 0 | 0 |  | 1 | 18:51 | 13232 |  | 1759.211 | -1254.166 | -1254.166 | 1.3379e-140 | 5.1832e-141 | -1.3739e-142 | 0 | -1254.166 |  | -1804.557 | #DIV/0! | #DIV/0! | 50.5 | 1 | #DIV/0! | 1 | #DIV/0! | #DIV/0! |  |  | 1
0 | 0 | 0 | 0 |  | 1 | 18:51 | 13236 |  | 1759.6017 | -1254.5567 | -1254.5567 | 1.2041e-140 | 4.6649e-141 | -1.2365e-142 | 0 | -1254.5567 |  | -1804.9477 | #DIV/0! | #DIV/0! | 50.5 | 1 | #DIV/0! | 1 | #DIV/0! | #DIV/0! |  |  | 1
0 | 0 | 0 | 0 |  | 1 | 18:51 | 13240 |  | 1759.9923 | -1254.9473 | -1254.9473 | 1.0837e-140 | 4.1984e-141 | -1.1128e-142 | 0 | -1254.9473 |  | -1805.3384 | #DIV/0! | #DIV/0! | 50.5 | 1 | #DIV/0! | 1 | #DIV/0! | #DIV/0! |  |  | 1
0 | 0 | 0 | 0 |  | 1 | 18:52 | 13244 |  | 1760.383 | -1255.338 | -1255.338 | 9.7531e-141 | 3.7786e-141 | -1.0016e-142 | 0 | -1255.338 |  | -1805.729 | #DIV/0! | #DIV/0! | 50.5 | 1 | #DIV/0! | 1 | #DIV/0! | #DIV/0! |  |  | 1
0 | 0 | 0 | 0 |  | 1 | 18:52 | 13248 |  | 1760.7737 | -1255.7287 | -1255.7287 | 8.7778e-141 | 3.4007e-141 | -9.014e-143 | 0 | -1255.7287 |  | -1806.1197 | #DIV/0! | #DIV/0! | 50.5 | 1 | #DIV/0! | 1 | #DIV/0! | #DIV/0! |  |  | 1
0 | 0 | 0 | 0 |  | 1 | 18:52 | 13252 |  | 1761.1643 | -1256.1193 | -1256.1193 | 7.9e-141 | 3.0606e-141 | -8.1126e-143 | 0 | -1256.1193 |  | -1806.5104 | #DIV/0! | #DIV/0! | 50.5 | 1 | #DIV/0! | 1 | #DIV/0! | #DIV/0! |  |  | 1
0 | 0 | 0 | 0 |  | 1 | 18:52 | 13256 |  | 1761.555 | -1256.51 | -1256.51 | 7.11e-141 | 2.7546e-141 | -7.3013e-143 | 0 | -1256.51 |  | -1806.901 | #DIV/0! | #DIV/0! | 50.5 | 1 | #DIV/0! | 1 | #DIV/0! | #DIV/0! |  |  | 1
0 | 0 | 0 | 0 |  | 1 | 18:52 | 13260 |  | 1761.9457 | -1256.9007 | -1256.9007 | 6.399e-141 | 2.4791e-141 | -6.5712e-143 | 0 | -1256.9007 |  | -1807.2917 | #DIV/0! | #DIV/0! | 50.5 | 1 | #DIV/0! | 1 | #DIV/0! | #DIV/0! |  |  | 1
0 | 0 | 0 | 0 |  | 1 | 18:52 | 13264 |  | 1762.3363 | -1257.2913 | -1257.2913 | 5.7591e-141 | 2.2312e-141 | -5.9141e-143 | 0 | -1257.2913 |  | -1807.6824 | #DIV/0! | #DIV/0! | 50.5 | 1 | #DIV/0! | 1 | #DIV/0! | #DIV/0! |  |  | 1
0 | 0 | 0 | 0 |  | 1 | 18:52 | 13268 |  | 1762.727 | -1257.682 | -1257.682 | 5.1832e-141 | 2.0081e-141 | -5.3227e-143 | 0 | -1257.682 |  | -1808.073 | #DIV/0! | #DIV/0! | 50.5 | 1 | #DIV/0! | 1 | #DIV/0! | #DIV/0! |  |  | 1
0 | 0 | 0 | 0 |  | 1 | 18:52 | 13272 |  | 1763.1177 | -1258.0727 | -1258.0727 | 4.6649e-141 | 1.8073e-141 | -4.7904e-143 | 0 | -1258.0727 |  | -1808.4637 | #DIV/0! | #DIV/0! | 50.5 | 1 | #DIV/0! | 1 | #DIV/0! | #DIV/0! |  |  | 1
0 | 0 | 0 | 0 |  | 1 | 18:52 | 13276 |  | 1763.5083 | -1258.4633 | -1258.4633 | 4.1984e-141 | 1.6265e-141 | -4.3113e-143 | 0 | -1258.4633 |  | -1808.8544 | #DIV/0! | #DIV/0! | 50.5 | 1 | #DIV/0! | 1 | #DIV/0! | #DIV/0! |  |  | 1
0 | 0 | 0 | 0 |  | 1 | 18:52 | 13280 |  | 1763.899 | -1258.854 | -1258.854 | 3.7786e-141 | 1.4639e-141 | -3.8802e-143 | 0 | -1258.854 |  | -1809.245 | #DIV/0! | #DIV/0! | 50.5 | 1 | #DIV/0! | 1 | #DIV/0! | #DIV/0! |  |  | 1
0 | 0 | 0 | 0 |  | 1 | 18:52 | 13284 |  | 1764.2897 | -1259.2447 | -1259.2447 | 3.4007e-141 | 1.3175e-141 | -3.4922e-143 | 0 | -1259.2447 |  | -1809.6357 | #DIV/0! | #DIV/0! | 50.5 | 1 | #DIV/0! | 1 | #DIV/0! | #DIV/0! |  |  | 1
0 | 0 | 0 | 0 |  | 1 | 18:52 | 13288 |  | 1764.6803 | -1259.6353 | -1259.6353 | 3.0606e-141 | 1.1858e-141 | -3.143e-143 | 0 | -1259.6353 |  | -1810.0264 | #DIV/0! | #DIV/0! | 50.5 | 1 | #DIV/0! | 1 | #DIV/0! | #DIV/0! |  |  | 1
0 | 0 | 0 | 0 |  | 1 | 18:52 | 13292 |  | 1765.071 | -1260.026 | -1260.026 | 2.7546e-141 | 1.0672e-141 | -2.8287e-143 | 0 | -1260.026 |  | -1810.417 | #DIV/0! | #DIV/0! | 50.5 | 1 | #DIV/0! | 1 | #DIV/0! | #DIV/0! |  |  | 1
0 | 0 | 0 | 0 |  | 1 | 18:52 | 13296 |  | 1765.4617 | -1260.4167 | -1260.4167 | 2.4791e-141 | 9.6046e-142 | -2.5458e-143 | 0 | -1260.4167 |  | -1810.8077 | #DIV/0! | #DIV/0! | 50.5 | 1 | #DIV/0! | 1 | #DIV/0! | #DIV/0! |  |  | 1
0 | 0 | 0 | 0 |  | 1 | 18:52 | 13300 |  | 1765.8523 | -1260.8073 | -1260.8073 | 2.2312e-141 | 8.6441e-142 | -2.2912e-143 | 0 | -1260.8073 |  | -1811.1984 | #DIV/0! | #DIV/0! | 50.5 | 1 | #DIV/0! | 1 | #DIV/0! | #DIV/0! |  |  | 1
0 | 0 | 0 | 0 |  | 1 | 18:53 | 13304 |  | 1766.243 | -1261.198 | -1261.198 | 2.0081e-141 | 7.7797e-142 | -2.0621e-143 | 0 | -1261.198 |  | -1811.589 | #DIV/0! | #DIV/0! | 50.5 | 1 | #DIV/0! | 1 | #DIV/0! | #DIV/0! |  |  | 1
0 | 0 | 0 | 0 |  | 1 | 18:53 | 13308 |  | 1766.6337 | -1261.5887 | -1261.5887 | 1.8073e-141 | 7.0017e-142 | -1.8559e-143 | 0 | -1261.5887 |  | -1811.9797 | #DIV/0! | #DIV/0! | 50.5 | 1 | #DIV/0! | 1 | #DIV/0! | #DIV/0! |  |  | 1
0 | 0 | 0 | 0 |  | 1 | 18:53 | 13312 |  | 1767.0243 | -1261.9793 | -1261.9793 | 1.6265e-141 | 6.3016e-142 | -1.6703e-143 | 0 | -1261.9793 |  | -1812.3704 | #DIV/0! | #DIV/0! | 50.5 | 1 | #DIV/0! | 1 | #DIV/0! | #DIV/0! |  |  | 1
0 | 0 | 0 | 0 |  | 1 | 18:53 | 13316 |  | 1767.415 | -1262.37 | -1262.37 | 1.4639e-141 | 5.6714e-142 | -1.5033e-143 | 0 | -1262.37 |  | -1812.761 | #DIV/0! | #DIV/0! | 50.5 | 1 | #DIV/0! | 1 | #DIV/0! | #DIV/0! |  |  | 1
0 | 0 | 0 | 0 |  | 1 | 18:53 | 13320 |  | 1767.8057 | -1262.7607 | -1262.7607 | 1.3175e-141 | 5.1043e-142 | -1.3529e-143 | 0 | -1262.7607 |  | -1813.1517 | #DIV/0! | #DIV/0! | 50.5 | 1 | #DIV/0! | 1 | #DIV/0! | #DIV/0! |  |  | 1
0 | 0 | 0 | 0 |  | 1 | 18:53 | 13324 |  | 1768.1963 | -1263.1513 | -1263.1513 | 1.1858e-141 | 4.5938e-142 | -1.2177e-143 | 0 | -1263.1513 |  | -1813.5424 | #DIV/0! | #DIV/0! | 50.5 | 1 | #DIV/0! | 1 | #DIV/0! | #DIV/0! |  |  | 1
0 | 0 | 0 | 0 |  | 1 | 18:53 | 13328 |  | 1768.587 | -1263.542 | -1263.542 | 1.0672e-141 | 4.1345e-142 | -1.0959e-143 | 0 | -1263.542 |  | -1813.933 | #DIV/0! | #DIV/0! | 50.5 | 1 | #DIV/0! | 1 | #DIV/0! | #DIV/0! |  |  | 1
0 | 0 | 0 | 0 |  | 1 | 18:53 | 13332 |  | 1768.9777 | -1263.9327 | -1263.9327 | 9.6046e-142 | 3.721e-142 | -9.863e-144 | 0 | -1263.9327 |  | -1814.3237 | #DIV/0! | #DIV/0! | 50.5 | 1 | #DIV/0! | 1 | #DIV/0! | #DIV/0! |  |  | 1
0 | 0 | 0 | 0 |  | 1 | 18:53 | 13336 |  | 1769.3683 | -1264.3233 | -1264.3233 | 8.6441e-142 | 3.3489e-142 | -8.8767e-144 | 0 | -1264.3233 |  | -1814.7144 | #DIV/0! | #DIV/0! | 50.5 | 1 | #DIV/0! | 1 | #DIV/0! | #DIV/0! |  |  | 1
0 | 0 | 0 | 0 |  | 1 | 18:53 | 13340 |  | 1769.759 | -1264.714 | -1264.714 | 7.7797e-142 | 3.014e-142 | -7.989e-144 | 0 | -1264.714 |  | -1815.105 | #DIV/0! | #DIV/0! | 50.5 | 1 | #DIV/0! | 1 | #DIV/0! | #DIV/0! |  |  | 1
0 | 0 | 0 | 0 |  | 1 | 18:53 | 13344 |  | 1770.1497 | -1265.1047 | -1265.1047 | 7.0017e-142 | 2.7126e-142 | -7.1901e-144 | 0 | -1265.1047 |  | -1815.4957 | #DIV/0! | #DIV/0! | 50.5 | 1 | #DIV/0! | 1 | #DIV/0! | #DIV/0! |  |  | 1
0 | 0 | 0 | 0 |  | 1 | 18:53 | 13348 |  | 1770.5403 | -1265.4953 | -1265.4953 | 6.3016e-142 | 2.4414e-142 | -6.4711e-144 | 0 | -1265.4953 |  | -1815.8864 | #DIV/0! | #DIV/0! | 50.5 | 1 | #DIV/0! | 1 | #DIV/0! | #DIV/0! |  |  | 1
0 | 0 | 0 | 0 |  | 1 | 18:53 | 13352 |  | 1770.931 | -1265.886 | -1265.886 | 5.6714e-142 | 2.1972e-142 | -5.824e-144 | 0 | -1265.886 |  | -1816.277 | #DIV/0! | #DIV/0! | 50.5 | 1 | #DIV/0! | 1 | #DIV/0! | #DIV/0! |  |  | 1
0 | 0 | 0 | 0 |  | 1 | 18:53 | 13356 |  | 1771.3217 | -1266.2767 | -1266.2767 | 5.1043e-142 | 1.9775e-142 | -5.2416e-144 | 0 | -1266.2767 |  | -1816.6677 | #DIV/0! | #DIV/0! | 50.5 | 1 | #DIV/0! | 1 | #DIV/0! | #DIV/0! |  |  | 1
0 | 0 | 0 | 0 |  | 1 | 18:53 | 13360 |  | 1771.7123 | -1266.6673 | -1266.6673 | 4.5938e-142 | 1.7797e-142 | -4.7174e-144 | 0 | -1266.6673 |  | -1817.0584 | #DIV/0! | #DIV/0! | 50.5 | 1 | #DIV/0! | 1 | #DIV/0! | #DIV/0! |  |  | 1
0 | 0 | 0 | 0 |  | 1 | 18:54 | 13364 |  | 1772.103 | -1267.058 | -1267.058 | 4.1345e-142 | 1.6018e-142 | -4.2457e-144 | 0 | -1267.058 |  | -1817.449 | #DIV/0! | #DIV/0! | 50.5 | 1 | #DIV/0! | 1 | #DIV/0! | #DIV/0! |  |  | 1
0 | 0 | 0 | 0 |  | 1 | 18:54 | 13368 |  | 1772.4937 | -1267.4487 | -1267.4487 | 3.721e-142 | 1.4416e-142 | -3.8211e-144 | 0 | -1267.4487 |  | -1817.8397 | #DIV/0! | #DIV/0! | 50.5 | 1 | #DIV/0! | 1 | #DIV/0! | #DIV/0! |  |  | 1
0 | 0 | 0 | 0 |  | 1 | 18:54 | 13372 |  | 1772.8843 | -1267.8393 | -1267.8393 | 3.3489e-142 | 1.2974e-142 | -3.439e-144 | 0 | -1267.8393 |  | -1818.2304 | #DIV/0! | #DIV/0! | 50.5 | 1 | #DIV/0! | 1 | #DIV/0! | #DIV/0! |  |  | 1
0 | 0 | 0 | 0 |  | 1 | 18:54 | 13376 |  | 1773.275 | -1268.23 | -1268.23 | 3.014e-142 | 1.1677e-142 | -3.0951e-144 | 0 | -1268.23 |  | -1818.621 | #DIV/0! | #DIV/0! | 50.5 | 1 | #DIV/0! | 1 | #DIV/0! | #DIV/0! |  |  | 1
0 | 0 | 0 | 0 |  | 1 | 18:54 | 13380 |  | 1773.6657 | -1268.6207 | -1268.6207 | 2.7126e-142 | 1.0509e-142 | -2.7856e-144 | 0 | -1268.6207 |  | -1819.0117 | #DIV/0! | #DIV/0! | 50.5 | 1 | #DIV/0! | 1 | #DIV/0! | #DIV/0! |  |  | 1
0 | 0 | 0 | 0 |  | 1 | 18:54 | 13384 |  | 1774.0563 | -1269.0113 | -1269.0113 | 2.4414e-142 | 9.4583e-143 | -2.507e-144 | 0 | -1269.0113 |  | -1819.4024 | #DIV/0! | #DIV/0! | 50.5 | 1 | #DIV/0! | 1 | #DIV/0! | #DIV/0! |  |  | 1
0 | 0 | 0 | 0 |  | 1 | 18:54 | 13388 |  | 1774.447 | -1269.402 | -1269.402 | 2.1972e-142 | 8.5125e-143 | -2.2563e-144 | 0 | -1269.402 |  | -1819.793 | #DIV/0! | #DIV/0! | 50.5 | 1 | #DIV/0! | 1 | #DIV/0! | #DIV/0! |  |  | 1
0 | 0 | 0 | 0 |  | 1 | 18:54 | 13392 |  | 1774.8377 | -1269.7927 | -1269.7927 | 1.9775e-142 | 7.6612e-143 | -2.0307e-144 | 0 | -1269.7927 |  | -1820.1837 | #DIV/0! | #DIV/0! | 50.5 | 1 | #DIV/0! | 1 | #DIV/0! | #DIV/0! |  |  | 1
0 | 0 | 0 | 0 |  | 1 | 18:54 | 13396 |  | 1775.2283 | -1270.1833 | -1270.1833 | 1.7797e-142 | 6.8951e-143 | -1.8276e-144 | 0 | -1270.1833 |  | -1820.5744 | #DIV/0! | #DIV/0! | 50.5 | 1 | #DIV/0! | 1 | #DIV/0! | #DIV/0! |  |  | 1
0 | 0 | 0 | 0 |  | 1 | 18:54 | 13400 |  | 1775.619 | -1270.574 | -1270.574 | 1.6018e-142 | 6.2056e-143 | -1.6449e-144 | 0 | -1270.574 |  | -1820.965 | #DIV/0! | #DIV/0! | 50.5 | 1 | #DIV/0! | 1 | #DIV/0! | #DIV/0! |  |  | 1
0 | 0 | 0 | 0 |  | 1 | 18:54 | 13404 |  | 1776.0097 | -1270.9647 | -1270.9647 | 1.4416e-142 | 5.585e-143 | -1.4804e-144 | 0 | -1270.9647 |  | -1821.3557 | #DIV/0! | #DIV/0! | 50.5 | 1 | #DIV/0! | 1 | #DIV/0! | #DIV/0! |  |  | 1
0 | 0 | 0 | 0 |  | 1 | 18:54 | 13408 |  | 1776.4003 | -1271.3553 | -1271.3553 | 1.2974e-142 | 5.0265e-143 | -1.3323e-144 | 0 | -1271.3553 |  | -1821.7464 | #DIV/0! | #DIV/0! | 50.5 | 1 | #DIV/0! | 1 | #DIV/0! | #DIV/0! |  |  | 1
0 | 0 | 0 | 0 |  | 1 | 18:54 | 13412 |  | 1776.791 | -1271.746 | -1271.746 | 1.1677e-142 | 4.5239e-143 | -1.1991e-144 | 0 | -1271.746 |  | -1822.137 | #DIV/0! | #DIV/0! | 50.5 | 1 | #DIV/0! | 1 | #DIV/0! | #DIV/0! |  |  | 1
0 | 0 | 0 | 0 |  | 1 | 18:54 | 13416 |  | 1777.1817 | -1272.1367 | -1272.1367 | 1.0509e-142 | 4.0715e-143 | -1.0792e-144 | 0 | -1272.1367 |  | -1822.5277 | #DIV/0! | #DIV/0! | 50.5 | 1 | #DIV/0! | 1 | #DIV/0! | #DIV/0! |  |  | 1
0 | 0 | 0 | 0 |  | 1 | 18:54 | 13420 |  | 1777.5723 | -1272.5273 | -1272.5273 | 9.4583e-143 | 3.6643e-143 | -9.7128e-145 | 0 | -1272.5273 |  | -1822.9184 | #DIV/0! | #DIV/0! | 50.5 | 1 | #DIV/0! | 1 | #DIV/0! | #DIV/0! |  |  | 1
0 | 0 | 0 | 0 |  | 1 | 18:55 | 13424 |  | 1777.963 | -1272.918 | -1272.918 | 8.5125e-143 | 3.2979e-143 | -8.7415e-145 | 0 | -1272.918 |  | -1823.309 | #DIV/0! | #DIV/0! | 50.5 | 1 | #DIV/0! | 1 | #DIV/0! | #DIV/0! |  |  | 1
0 | 0 | 0 | 0 |  | 1 | 18:55 | 13428 |  | 1778.3537 | -1273.3087 | -1273.3087 | 7.6612e-143 | 2.9681e-143 | -7.8673e-145 | 0 | -1273.3087 |  | -1823.6997 | #DIV/0! | #DIV/0! | 50.5 | 1 | #DIV/0! | 1 | #DIV/0! | #DIV/0! |  |  | 1
0 | 0 | 0 | 0 |  | 1 | 18:55 | 13432 |  | 1778.7443 | -1273.6993 | -1273.6993 | 6.8951e-143 | 2.6713e-143 | -7.0806e-145 | 0 | -1273.6993 |  | -1824.0904 | #DIV/0! | #DIV/0! | 50.5 | 1 | #DIV/0! | 1 | #DIV/0! | #DIV/0! |  |  | 1
0 | 0 | 0 | 0 |  | 1 | 18:55 | 13436 |  | 1779.135 | -1274.09 | -1274.09 | 6.2056e-143 | 2.4042e-143 | -6.3726e-145 | 0 | -1274.09 |  | -1824.481 | #DIV/0! | #DIV/0! | 50.5 | 1 | #DIV/0! | 1 | #DIV/0! | #DIV/0! |  |  | 1
0 | 0 | 0 | 0 |  | 1 | 18:55 | 13440 |  | 1779.5257 | -1274.4807 | -1274.4807 | 5.585e-143 | 2.1638e-143 | -5.7353e-145 | 0 | -1274.4807 |  | -1824.8717 | #DIV/0! | #DIV/0! | 50.5 | 1 | #DIV/0! | 1 | #DIV/0! | #DIV/0! |  |  | 1
0 | 0 | 0 | 0 |  | 1 | 18:55 | 13444 |  | 1779.9163 | -1274.8713 | -1274.8713 | 5.0265e-143 | 1.9474e-143 | -5.1618e-145 | 0 | -1274.8713 |  | -1825.2624 | #DIV/0! | #DIV/0! | 50.5 | 1 | #DIV/0! | 1 | #DIV/0! | #DIV/0! |  |  | 1
0 | 0 | 0 | 0 |  | 1 | 18:55 | 13448 |  | 1780.307 | -1275.262 | -1275.262 | 4.5239e-143 | 1.7526e-143 | -4.6456e-145 | 0 | -1275.262 |  | -1825.653 | #DIV/0! | #DIV/0! | 50.5 | 1 | #DIV/0! | 1 | #DIV/0! | #DIV/0! |  |  | 1
0 | 0 | 0 | 0 |  | 1 | 18:55 | 13452 |  | 1780.6977 | -1275.6527 | -1275.6527 | 4.0715e-143 | 1.5774e-143 | -4.181e-145 | 0 | -1275.6527 |  | -1826.0437 | #DIV/0! | #DIV/0! | 50.5 | 1 | #DIV/0! | 1 | #DIV/0! | #DIV/0! |  |  | 1
0 | 0 | 0 | 0 |  | 1 | 18:55 | 13456 |  | 1781.0883 | -1276.0433 | -1276.0433 | 3.6643e-143 | 1.4196e-143 | -3.7629e-145 | 0 | -1276.0433 |  | -1826.4344 | #DIV/0! | #DIV/0! | 50.5 | 1 | #DIV/0! | 1 | #DIV/0! | #DIV/0! |  |  | 1
0 | 0 | 0 | 0 |  | 1 | 18:55 | 13460 |  | 1781.479 | -1276.434 | -1276.434 | 3.2979e-143 | 1.2777e-143 | -3.3866e-145 | 0 | -1276.434 |  | -1826.825 | #DIV/0! | #DIV/0! | 50.5 | 1 | #DIV/0! | 1 | #DIV/0! | #DIV/0! |  |  | 1
0 | 0 | 0 | 0 |  | 1 | 18:55 | 13464 |  | 1781.8697 | -1276.8247 | -1276.8247 | 2.9681e-143 | 1.1499e-143 | -3.048e-145 | 0 | -1276.8247 |  | -1827.2157 | #DIV/0! | #DIV/0! | 50.5 | 1 | #DIV/0! | 1 | #DIV/0! | #DIV/0! |  |  | 1
0 | 0 | 0 | 0 |  | 1 | 18:55 | 13468 |  | 1782.2603 | -1277.2153 | -1277.2153 | 2.6713e-143 | 1.0349e-143 | -2.7432e-145 | 0 | -1277.2153 |  | -1827.6064 | #DIV/0! | #DIV/0! | 50.5 | 1 | #DIV/0! | 1 | #DIV/0! | #DIV/0! |  |  | 1
0 | 0 | 0 | 0 |  | 1 | 18:55 | 13472 |  | 1782.651 | -1277.606 | -1277.606 | 2.4042e-143 | 9.3143e-144 | -2.4689e-145 | 0 | -1277.606 |  | -1827.997 | #DIV/0! | #DIV/0! | 50.5 | 1 | #DIV/0! | 1 | #DIV/0! | #DIV/0! |  |  | 1
0 | 0 | 0 | 0 |  | 1 | 18:55 | 13476 |  | 1783.0417 | -1277.9967 | -1277.9967 | 2.1638e-143 | 8.3828e-144 | -2.222e-145 | 0 | -1277.9967 |  | -1828.3877 | #DIV/0! | #DIV/0! | 50.5 | 1 | #DIV/0! | 1 | #DIV/0! | #DIV/0! |  |  | 1
0 | 0 | 0 | 0 |  | 1 | 18:55 | 13480 |  | 1783.4323 | -1278.3873 | -1278.3873 | 1.9474e-143 | 7.5446e-144 | -1.9998e-145 | 0 | -1278.3873 |  | -1828.7784 | #DIV/0! | #DIV/0! | 50.5 | 1 | #DIV/0! | 1 | #DIV/0! | #DIV/0! |  |  | 1
0 | 0 | 0 | 0 |  | 1 | 18:56 | 13484 |  | 1783.823 | -1278.778 | -1278.778 | 1.7526e-143 | 6.7901e-144 | -1.7998e-145 | 0 | -1278.778 |  | -1829.169 | #DIV/0! | #DIV/0! | 50.5 | 1 | #DIV/0! | 1 | #DIV/0! | #DIV/0! |  |  | 1
0 | 0 | 0 | 0 |  | 1 | 18:56 | 13488 |  | 1784.2137 | -1279.1687 | -1279.1687 | 1.5774e-143 | 6.1111e-144 | -1.6198e-145 | 0 | -1279.1687 |  | -1829.5597 | #DIV/0! | #DIV/0! | 50.5 | 1 | #DIV/0! | 1 | #DIV/0! | #DIV/0! |  |  | 1
0 | 0 | 0 | 0 |  | 1 | 18:56 | 13492 |  | 1784.6043 | -1279.5593 | -1279.5593 | 1.4196e-143 | 5.5e-144 | -1.4578e-145 | 0 | -1279.5593 |  | -1829.9504 | #DIV/0! | #DIV/0! | 50.5 | 1 | #DIV/0! | 1 | #DIV/0! | #DIV/0! |  |  | 1
0 | 0 | 0 | 0 |  | 1 | 18:56 | 13496 |  | 1784.995 | -1279.95 | -1279.95 | 1.2777e-143 | 4.95e-144 | -1.3121e-145 | 0 | -1279.95 |  | -1830.341 | #DIV/0! | #DIV/0! | 50.5 | 1 | #DIV/0! | 1 | #DIV/0! | #DIV/0! |  |  | 1
0 | 0 | 0 | 0 |  | 1 | 18:56 | 13500 |  | 1785.3857 | -1280.3407 | -1280.3407 | 1.1499e-143 | 4.455e-144 | -1.1808e-145 | 0 | -1280.3407 |  | -1830.7317 | #DIV/0! | #DIV/0! | 50.5 | 1 | #DIV/0! | 1 | #DIV/0! | #DIV/0! |  |  | 1
0 | 0 | 0 | 0 |  | 1 | 18:56 | 13504 |  | 1785.7763 | -1280.7313 | -1280.7313 | 1.0349e-143 | 4.0095e-144 | -1.0628e-145 | 0 | -1280.7313 |  | -1831.1224 | #DIV/0! | #DIV/0! | 50.5 | 1 | #DIV/0! | 1 | #DIV/0! | #DIV/0! |  |  | 1
0 | 0 | 0 | 0 |  | 1 | 18:56 | 13508 |  | 1786.167 | -1281.122 | -1281.122 | 9.3143e-144 | 3.6085e-144 | -9.5649e-146 | 0 | -1281.122 |  | -1831.513 | #DIV/0! | #DIV/0! | 50.5 | 1 | #DIV/0! | 1 | #DIV/0! | #DIV/0! |  |  | 1
0 | 0 | 0 | 0 |  | 1 | 18:56 | 13512 |  | 1786.5577 | -1281.5127 | -1281.5127 | 8.3828e-144 | 3.2477e-144 | -8.6084e-146 | 0 | -1281.5127 |  | -1831.9037 | #DIV/0! | #DIV/0! | 50.5 | 1 | #DIV/0! | 1 | #DIV/0! | #DIV/0! |  |  | 1
0 | 0 | 0 | 0 |  | 1 | 18:56 | 13516 |  | 1786.9483 | -1281.9033 | -1281.9033 | 7.5446e-144 | 2.9229e-144 | -7.7475e-146 | 0 | -1281.9033 |  | -1832.2944 | #DIV/0! | #DIV/0! | 50.5 | 1 | #DIV/0! | 1 | #DIV/0! | #DIV/0! |  |  | 1
0 | 0 | 0 | 0 |  | 1 | 18:56 | 13520 |  | 1787.339 | -1282.294 | -1282.294 | 6.7901e-144 | 2.6306e-144 | -6.9728e-146 | 0 | -1282.294 |  | -1832.685 | #DIV/0! | #DIV/0! | 50.5 | 1 | #DIV/0! | 1 | #DIV/0! | #DIV/0! |  |  | 1
0 | 0 | 0 | 0 |  | 1 | 18:56 | 13524 |  | 1787.7297 | -1282.6847 | -1282.6847 | 6.1111e-144 | 2.3676e-144 | -6.2755e-146 | 0 | -1282.6847 |  | -1833.0757 | #DIV/0! | #DIV/0! | 50.5 | 1 | #DIV/0! | 1 | #DIV/0! | #DIV/0! |  |  | 1
0 | 0 | 0 | 0 |  | 1 | 18:56 | 13528 |  | 1788.1203 | -1283.0753 | -1283.0753 | 5.5e-144 | 2.1308e-144 | -5.648e-146 | 0 | -1283.0753 |  | -1833.4664 | #DIV/0! | #DIV/0! | 50.5 | 1 | #DIV/0! | 1 | #DIV/0! | #DIV/0! |  |  | 1
0 | 0 | 0 | 0 |  | 1 | 18:56 | 13532 |  | 1788.511 | -1283.466 | -1283.466 | 4.95e-144 | 1.9177e-144 | -5.0832e-146 | 0 | -1283.466 |  | -1833.857 | #DIV/0! | #DIV/0! | 50.5 | 1 | #DIV/0! | 1 | #DIV/0! | #DIV/0! |  |  | 1
0 | 0 | 0 | 0 |  | 1 | 18:56 | 13536 |  | 1788.9017 | -1283.8567 | -1283.8567 | 4.455e-144 | 1.726e-144 | -4.5748e-146 | 0 | -1283.8567 |  | -1834.2477 | #DIV/0! | #DIV/0! | 50.5 | 1 | #DIV/0! | 1 | #DIV/0! | #DIV/0! |  |  | 1
0 | 0 | 0 | 0 |  | 1 | 18:56 | 13540 |  | 1789.2923 | -1284.2473 | -1284.2473 | 4.0095e-144 | 1.5534e-144 | -4.1174e-146 | 0 | -1284.2473 |  | -1834.6384 | #DIV/0! | #DIV/0! | 50.5 | 1 | #DIV/0! | 1 | #DIV/0! | #DIV/0! |  |  | 1
0 | 0 | 0 | 0 |  | 1 | 18:57 | 13544 |  | 1789.683 | -1284.638 | -1284.638 | 3.6085e-144 | 1.398e-144 | -3.7056e-146 | 0 | -1284.638 |  | -1835.029 | #DIV/0! | #DIV/0! | 50.5 | 1 | #DIV/0! | 1 | #DIV/0! | #DIV/0! |  |  | 1
0 | 0 | 0 | 0 |  | 1 | 18:57 | 13548 |  | 1790.0737 | -1285.0287 | -1285.0287 | 3.2477e-144 | 1.2582e-144 | -3.3351e-146 | 0 | -1285.0287 |  | -1835.4197 | #DIV/0! | #DIV/0! | 50.5 | 1 | #DIV/0! | 1 | #DIV/0! | #DIV/0! |  |  | 1
0 | 0 | 0 | 0 |  | 1 | 18:57 | 13552 |  | 1790.4643 | -1285.4193 | -1285.4193 | 2.9229e-144 | 1.1324e-144 | -3.0016e-146 | 0 | -1285.4193 |  | -1835.8104 | #DIV/0! | #DIV/0! | 50.5 | 1 | #DIV/0! | 1 | #DIV/0! | #DIV/0! |  |  | 1
0 | 0 | 0 | 0 |  | 1 | 18:57 | 13556 |  | 1790.855 | -1285.81 | -1285.81 | 2.6306e-144 | 1.0192e-144 | -2.7014e-146 | 0 | -1285.81 |  | -1836.201 | #DIV/0! | #DIV/0! | 50.5 | 1 | #DIV/0! | 1 | #DIV/0! | #DIV/0! |  |  | 1
0 | 0 | 0 | 0 |  | 1 | 18:57 | 13560 |  | 1791.2457 | -1286.2007 | -1286.2007 | 2.3676e-144 | 9.1724e-145 | -2.4313e-146 | 0 | -1286.2007 |  | -1836.5917 | #DIV/0! | #DIV/0! | 50.5 | 1 | #DIV/0! | 1 | #DIV/0! | #DIV/0! |  |  | 1
0 | 0 | 0 | 0 |  | 1 | 18:57 | 13564 |  | 1791.6363 | -1286.5913 | -1286.5913 | 2.1308e-144 | 8.2552e-145 | -2.1881e-146 | 0 | -1286.5913 |  | -1836.9824 | #DIV/0! | #DIV/0! | 50.5 | 1 | #DIV/0! | 1 | #DIV/0! | #DIV/0! |  |  | 1
0 | 0 | 0 | 0 |  | 1 | 18:57 | 13568 |  | 1792.027 | -1286.982 | -1286.982 | 1.9177e-144 | 7.4297e-145 | -1.9693e-146 | 0 | -1286.982 |  | -1837.373 | #DIV/0! | #DIV/0! | 50.5 | 1 | #DIV/0! | 1 | #DIV/0! | #DIV/0! |  |  | 1
0 | 0 | 0 | 0 |  | 1 | 18:57 | 13572 |  | 1792.4177 | -1287.3727 | -1287.3727 | 1.726e-144 | 6.6867e-145 | -1.7724e-146 | 0 | -1287.3727 |  | -1837.7637 | #DIV/0! | #DIV/0! | 50.5 | 1 | #DIV/0! | 1 | #DIV/0! | #DIV/0! |  |  | 1
0 | 0 | 0 | 0 |  | 1 | 18:57 | 13576 |  | 1792.8083 | -1287.7633 | -1287.7633 | 1.5534e-144 | 6.018e-145 | -1.5951e-146 | 0 | -1287.7633 |  | -1838.1544 | #DIV/0! | #DIV/0! | 50.5 | 1 | #DIV/0! | 1 | #DIV/0! | #DIV/0! |  |  | 1
0 | 0 | 0 | 0 |  | 1 | 18:57 | 13580 |  | 1793.199 | -1288.154 | -1288.154 | 1.398e-144 | 5.4162e-145 | -1.4356e-146 | 0 | -1288.154 |  | -1838.545 | #DIV/0! | #DIV/0! | 50.5 | 1 | #DIV/0! | 1 | #DIV/0! | #DIV/0! |  |  | 1
0 | 0 | 0 | 0 |  | 1 | 18:57 | 13584 |  | 1793.5897 | -1288.5447 | -1288.5447 | 1.2582e-144 | 4.8746e-145 | -1.2921e-146 | 0 | -1288.5447 |  | -1838.9357 | #DIV/0! | #DIV/0! | 50.5 | 1 | #DIV/0! | 1 | #DIV/0! | #DIV/0! |  |  | 1
0 | 0 | 0 | 0 |  | 1 | 18:57 | 13588 |  | 1793.9803 | -1288.9353 | -1288.9353 | 1.1324e-144 | 4.3871e-145 | -1.1629e-146 | 0 | -1288.9353 |  | -1839.3264 | #DIV/0! | #DIV/0! | 50.5 | 1 | #DIV/0! | 1 | #DIV/0! | #DIV/0! |  |  | 1
0 | 0 | 0 | 0 |  | 1 | 18:57 | 13592 |  | 1794.371 | -1289.326 | -1289.326 | 1.0192e-144 | 3.9484e-145 | -1.0466e-146 | 0 | -1289.326 |  | -1839.717 | #DIV/0! | #DIV/0! | 50.5 | 1 | #DIV/0! | 1 | #DIV/0! | #DIV/0! |  |  | 1
0 | 0 | 0 | 0 |  | 1 | 18:57 | 13596 |  | 1794.7617 | -1289.7167 | -1289.7167 | 9.1724e-145 | 3.5536e-145 | -9.4192e-147 | 0 | -1289.7167 |  | -1840.1077 | #DIV/0! | #DIV/0! | 50.5 | 1 | #DIV/0! | 1 | #DIV/0! | #DIV/0! |  |  | 1
0 | 0 | 0 | 0 |  | 1 | 18:57 | 13600 |  | 1795.1523 | -1290.1073 | -1290.1073 | 8.2552e-145 | 3.1982e-145 | -8.4773e-147 | 0 | -1290.1073 |  | -1840.4984 | #DIV/0! | #DIV/0! | 50.5 | 1 | #DIV/0! | 1 | #DIV/0! | #DIV/0! |  |  | 1
0 | 0 | 0 | 0 |  | 1 | 18:58 | 13604 |  | 1795.543 | -1290.498 | -1290.498 | 7.4297e-145 | 2.8784e-145 | -7.6295e-147 | 0 | -1290.498 |  | -1840.889 | #DIV/0! | #DIV/0! | 50.5 | 1 | #DIV/0! | 1 | #DIV/0! | #DIV/0! |  |  | 1
0 | 0 | 0 | 0 |  | 1 | 18:58 | 13608 |  | 1795.9337 | -1290.8887 | -1290.8887 | 6.6867e-145 | 2.5906e-145 | -6.8666e-147 | 0 | -1290.8887 |  | -1841.2797 | #DIV/0! | #DIV/0! | 50.5 | 1 | #DIV/0! | 1 | #DIV/0! | #DIV/0! |  |  | 1
0 | 0 | 0 | 0 |  | 1 | 18:58 | 13612 |  | 1796.3243 | -1291.2793 | -1291.2793 | 6.018e-145 | 2.3315e-145 | -6.1799e-147 | 0 | -1291.2793 |  | -1841.6704 | #DIV/0! | #DIV/0! | 50.5 | 1 | #DIV/0! | 1 | #DIV/0! | #DIV/0! |  |  | 1
0 | 0 | 0 | 0 |  | 1 | 18:58 | 13616 |  | 1796.715 | -1291.67 | -1291.67 | 5.4162e-145 | 2.0984e-145 | -5.5619e-147 | 0 | -1291.67 |  | -1842.061 | #DIV/0! | #DIV/0! | 50.5 | 1 | #DIV/0! | 1 | #DIV/0! | #DIV/0! |  |  | 1
0 | 0 | 0 | 0 |  | 1 | 18:58 | 13620 |  | 1797.1057 | -1292.0607 | -1292.0607 | 4.8746e-145 | 1.8885e-145 | -5.0057e-147 | 0 | -1292.0607 |  | -1842.4517 | #DIV/0! | #DIV/0! | 50.5 | 1 | #DIV/0! | 1 | #DIV/0! | #DIV/0! |  |  | 1
0 | 0 | 0 | 0 |  | 1 | 18:58 | 13624 |  | 1797.4963 | -1292.4513 | -1292.4513 | 4.3871e-145 | 1.6997e-145 | -4.5052e-147 | 0 | -1292.4513 |  | -1842.8424 | #DIV/0! | #DIV/0! | 50.5 | 1 | #DIV/0! | 1 | #DIV/0! | #DIV/0! |  |  | 1
0 | 0 | 0 | 0 |  | 1 | 18:58 | 13628 |  | 1797.887 | -1292.842 | -1292.842 | 3.9484e-145 | 1.5297e-145 | -4.0547e-147 | 0 | -1292.842 |  | -1843.233 | #DIV/0! | #DIV/0! | 50.5 | 1 | #DIV/0! | 1 | #DIV/0! | #DIV/0! |  |  | 1
0 | 0 | 0 | 0 |  | 1 | 18:58 | 13632 |  | 1798.2777 | -1293.2327 | -1293.2327 | 3.5536e-145 | 1.3767e-145 | -3.6492e-147 | 0 | -1293.2327 |  | -1843.6237 | #DIV/0! | #DIV/0! | 50.5 | 1 | #DIV/0! | 1 | #DIV/0! | #DIV/0! |  |  | 1
0 | 0 | 0 | 0 |  | 1 | 18:58 | 13636 |  | 1798.6683 | -1293.6233 | -1293.6233 | 3.1982e-145 | 1.2391e-145 | -3.2843e-147 | 0 | -1293.6233 |  | -1844.0144 | #DIV/0! | #DIV/0! | 50.5 | 1 | #DIV/0! | 1 | #DIV/0! | #DIV/0! |  |  | 1
0 | 0 | 0 | 0 |  | 1 | 18:58 | 13640 |  | 1799.059 | -1294.014 | -1294.014 | 2.8784e-145 | 1.1152e-145 | -2.9558e-147 | 0 | -1294.014 |  | -1844.405 | #DIV/0! | #DIV/0! | 50.5 | 1 | #DIV/0! | 1 | #DIV/0! | #DIV/0! |  |  | 1
0 | 0 | 0 | 0 |  | 1 | 18:58 | 13644 |  | 1799.4497 | -1294.4047 | -1294.4047 | 2.5906e-145 | 1.0036e-145 | -2.6603e-147 | 0 | -1294.4047 |  | -1844.7957 | #DIV/0! | #DIV/0! | 50.5 | 1 | #DIV/0! | 1 | #DIV/0! | #DIV/0! |  |  | 1
0 | 0 | 0 | 0 |  | 1 | 18:58 | 13648 |  | 1799.8403 | -1294.7953 | -1294.7953 | 2.3315e-145 | 9.0327e-146 | -2.3942e-147 | 0 | -1294.7953 |  | -1845.1864 | #DIV/0! | #DIV/0! | 50.5 | 1 | #DIV/0! | 1 | #DIV/0! | #DIV/0! |  |  | 1
0 | 0 | 0 | 0 |  | 1 | 18:58 | 13652 |  | 1800.231 | -1295.186 | -1295.186 | 2.0984e-145 | 8.1295e-146 | -2.1548e-147 | 0 | -1295.186 |  | -1845.577 | #DIV/0! | #DIV/0! | 50.5 | 1 | #DIV/0! | 1 | #DIV/0! | #DIV/0! |  |  | 1
0 | 0 | 0 | 0 |  | 1 | 18:58 | 13656 |  | 1800.6217 | -1295.5767 | -1295.5767 | 1.8885e-145 | 7.3165e-146 | -1.9393e-147 | 0 | -1295.5767 |  | -1845.9677 | #DIV/0! | #DIV/0! | 50.5 | 1 | #DIV/0! | 1 | #DIV/0! | #DIV/0! |  |  | 1
0 | 0 | 0 | 0 |  | 1 | 18:58 | 13660 |  | 1801.0123 | -1295.9673 | -1295.9673 | 1.6997e-145 | 6.5849e-146 | -1.7454e-147 | 0 | -1295.9673 |  | -1846.3584 | #DIV/0! | #DIV/0! | 50.5 | 1 | #DIV/0! | 1 | #DIV/0! | #DIV/0! |  |  | 1
0 | 0 | 0 | 0 |  | 1 | 18:59 | 13664 |  | 1801.403 | -1296.358 | -1296.358 | 1.5297e-145 | 5.9264e-146 | -1.5709e-147 | 0 | -1296.358 |  | -1846.749 | #DIV/0! | #DIV/0! | 50.5 | 1 | #DIV/0! | 1 | #DIV/0! | #DIV/0! |  |  | 1
0 | 0 | 0 | 0 |  | 1 | 18:59 | 13668 |  | 1801.7937 | -1296.7487 | -1296.7487 | 1.3767e-145 | 5.3337e-146 | -1.4138e-147 | 0 | -1296.7487 |  | -1847.1397 | #DIV/0! | #DIV/0! | 50.5 | 1 | #DIV/0! | 1 | #DIV/0! | #DIV/0! |  |  | 1
0 | 0 | 0 | 0 |  | 1 | 18:59 | 13672 |  | 1802.1843 | -1297.1393 | -1297.1393 | 1.2391e-145 | 4.8004e-146 | -1.2724e-147 | 0 | -1297.1393 |  | -1847.5304 | #DIV/0! | #DIV/0! | 50.5 | 1 | #DIV/0! | 1 | #DIV/0! | #DIV/0! |  |  | 1
0 | 0 | 0 | 0 |  | 1 | 18:59 | 13676 |  | 1802.575 | -1297.53 | -1297.53 | 1.1152e-145 | 4.3203e-146 | -1.1452e-147 | 0 | -1297.53 |  | -1847.921 | #DIV/0! | #DIV/0! | 50.5 | 1 | #DIV/0! | 1 | #DIV/0! | #DIV/0! |  |  | 1
0 | 0 | 0 | 0 |  | 1 | 18:59 | 13680 |  | 1802.9657 | -1297.9207 | -1297.9207 | 1.0036e-145 | 3.8883e-146 | -1.0306e-147 | 0 | -1297.9207 |  | -1848.3117 | #DIV/0! | #DIV/0! | 50.5 | 1 | #DIV/0! | 1 | #DIV/0! | #DIV/0! |  |  | 1
0 | 0 | 0 | 0 |  | 1 | 18:59 | 13684 |  | 1803.3563 | -1298.3113 | -1298.3113 | 9.0327e-146 | 3.4995e-146 | -9.2757e-148 | 0 | -1298.3113 |  | -1848.7024 | #DIV/0! | #DIV/0! | 50.5 | 1 | #DIV/0! | 1 | #DIV/0! | #DIV/0! |  |  | 1
0 | 0 | 0 | 0 |  | 1 | 18:59 | 13688 |  | 1803.747 | -1298.702 | -1298.702 | 8.1295e-146 | 3.1495e-146 | -8.3482e-148 | 0 | -1298.702 |  | -1849.093 | #DIV/0! | #DIV/0! | 50.5 | 1 | #DIV/0! | 1 | #DIV/0! | #DIV/0! |  |  | 1
0 | 0 | 0 | 0 |  | 1 | 18:59 | 13692 |  | 1804.1377 | -1299.0927 | -1299.0927 | 7.3165e-146 | 2.8346e-146 | -7.5134e-148 | 0 | -1299.0927 |  | -1849.4837 | #DIV/0! | #DIV/0! | 50.5 | 1 | #DIV/0! | 1 | #DIV/0! | #DIV/0! |  |  | 1
0 | 0 | 0 | 0 |  | 1 | 18:59 | 13696 |  | 1804.5283 | -1299.4833 | -1299.4833 | 6.5849e-146 | 2.5511e-146 | -6.762e-148 | 0 | -1299.4833 |  | -1849.8744 | #DIV/0! | #DIV/0! | 50.5 | 1 | #DIV/0! | 1 | #DIV/0! | #DIV/0! |  |  | 1
0 | 0 | 0 | 0 |  | 1 | 18:59 | 13700 |  | 1804.919 | -1299.874 | -1299.874 | 5.9264e-146 | 2.296e-146 | -6.0858e-148 | 0 | -1299.874 |  | -1850.265 | #DIV/0! | #DIV/0! | 50.5 | 1 | #DIV/0! | 1 | #DIV/0! | #DIV/0! |  |  | 1
0 | 0 | 0 | 0 |  | 1 | 18:59 | 13704 |  | 1805.3097 | -1300.2647 | -1300.2647 | 5.3337e-146 | 2.0664e-146 | -5.4772e-148 | 0 | -1300.2647 |  | -1850.6557 | #DIV/0! | #DIV/0! | 50.5 | 1 | #DIV/0! | 1 | #DIV/0! | #DIV/0! |  |  | 1
0 | 0 | 0 | 0 |  | 1 | 18:59 | 13708 |  | 1805.7003 | -1300.6553 | -1300.6553 | 4.8004e-146 | 1.8598e-146 | -4.9295e-148 | 0 | -1300.6553 |  | -1851.0464 | #DIV/0! | #DIV/0! | 50.5 | 1 | #DIV/0! | 1 | #DIV/0! | #DIV/0! |  |  | 1
0 | 0 | 0 | 0 |  | 1 | 18:59 | 13712 |  | 1806.091 | -1301.046 | -1301.046 | 4.3203e-146 | 1.6738e-146 | -4.4366e-148 | 0 | -1301.046 |  | -1851.437 | #DIV/0! | #DIV/0! | 50.5 | 1 | #DIV/0! | 1 | #DIV/0! | #DIV/0! |  |  | 1
0 | 0 | 0 | 0 |  | 1 | 18:59 | 13716 |  | 1806.4817 | -1301.4367 | -1301.4367 | 3.8883e-146 | 1.5064e-146 | -3.9929e-148 | 0 | -1301.4367 |  | -1851.8277 | #DIV/0! | #DIV/0! | 50.5 | 1 | #DIV/0! | 1 | #DIV/0! | #DIV/0! |  |  | 1
0 | 0 | 0 | 0 |  | 1 | 18:59 | 13720 |  | 1806.8723 | -1301.8273 | -1301.8273 | 3.4995e-146 | 1.3558e-146 | -3.5936e-148 | 0 | -1301.8273 |  | -1852.2184 | #DIV/0! | #DIV/0! | 50.5 | 1 | #DIV/0! | 1 | #DIV/0! | #DIV/0! |  |  | 1
0 | 0 | 0 | 0 |  | 1 | 19:00 | 13724 |  | 1807.263 | -1302.218 | -1302.218 | 3.1495e-146 | 1.2202e-146 | -3.2343e-148 | 0 | -1302.218 |  | -1852.609 | #DIV/0! | #DIV/0! | 50.5 | 1 | #DIV/0! | 1 | #DIV/0! | #DIV/0! |  |  | 1
0 | 0 | 0 | 0 |  | 1 | 19:00 | 13728 |  | 1807.6537 | -1302.6087 | -1302.6087 | 2.8346e-146 | 1.0982e-146 | -2.9108e-148 | 0 | -1302.6087 |  | -1852.9997 | #DIV/0! | #DIV/0! | 50.5 | 1 | #DIV/0! | 1 | #DIV/0! | #DIV/0! |  |  | 1
0 | 0 | 0 | 0 |  | 1 | 19:00 | 13732 |  | 1808.0443 | -1302.9993 | -1302.9993 | 2.5511e-146 | 9.8835e-147 | -2.6197e-148 | 0 | -1302.9993 |  | -1853.3904 | #DIV/0! | #DIV/0! | 50.5 | 1 | #DIV/0! | 1 | #DIV/0! | #DIV/0! |  |  | 1
0 | 0 | 0 | 0 |  | 1 | 19:00 | 13736 |  | 1808.435 | -1303.39 | -1303.39 | 2.296e-146 | 8.8952e-147 | -2.3578e-148 | 0 | -1303.39 |  | -1853.781 | #DIV/0! | #DIV/0! | 50.5 | 1 | #DIV/0! | 1 | #DIV/0! | #DIV/0! |  |  | 1
0 | 0 | 0 | 0 |  | 1 | 19:00 | 13740 |  | 1808.8257 | -1303.7807 | -1303.7807 | 2.0664e-146 | 8.0057e-147 | -2.122e-148 | 0 | -1303.7807 |  | -1854.1717 | #DIV/0! | #DIV/0! | 50.5 | 1 | #DIV/0! | 1 | #DIV/0! | #DIV/0! |  |  | 1
0 | 0 | 0 | 0 |  | 1 | 19:00 | 13744 |  | 1809.2163 | -1304.1713 | -1304.1713 | 1.8598e-146 | 7.2051e-147 | -1.9098e-148 | 0 | -1304.1713 |  | -1854.5624 | #DIV/0! | #DIV/0! | 50.5 | 1 | #DIV/0! | 1 | #DIV/0! | #DIV/0! |  |  | 1
0 | 0 | 0 | 0 |  | 1 | 19:00 | 13748 |  | 1809.607 | -1304.562 | -1304.562 | 1.6738e-146 | 6.4846e-147 | -1.7188e-148 | 0 | -1304.562 |  | -1854.953 | #DIV/0! | #DIV/0! | 50.5 | 1 | #DIV/0! | 1 | #DIV/0! | #DIV/0! |  |  | 1
0 | 0 | 0 | 0 |  | 1 | 19:00 | 13752 |  | 1809.9977 | -1304.9527 | -1304.9527 | 1.5064e-146 | 5.8361e-147 | -1.5469e-148 | 0 | -1304.9527 |  | -1855.3437 | #DIV/0! | #DIV/0! | 50.5 | 1 | #DIV/0! | 1 | #DIV/0! | #DIV/0! |  |  | 1
0 | 0 | 0 | 0 |  | 1 | 19:00 | 13756 |  | 1810.3883 | -1305.3433 | -1305.3433 | 1.3558e-146 | 5.2525e-147 | -1.3922e-148 | 0 | -1305.3433 |  | -1855.7344 | #DIV/0! | #DIV/0! | 50.5 | 1 | #DIV/0! | 1 | #DIV/0! | #DIV/0! |  |  | 1
0 | 0 | 0 | 0 |  | 1 | 19:00 | 13760 |  | 1810.779 | -1305.734 | -1305.734 | 1.2202e-146 | 4.7273e-147 | -1.253e-148 | 0 | -1305.734 |  | -1856.125 | #DIV/0! | #DIV/0! | 50.5 | 1 | #DIV/0! | 1 | #DIV/0! | #DIV/0! |  |  | 1
0 | 0 | 0 | 0 |  | 1 | 19:00 | 13764 |  | 1811.1697 | -1306.1247 | -1306.1247 | 1.0982e-146 | 4.2545e-147 | -1.1277e-148 | 0 | -1306.1247 |  | -1856.5157 | #DIV/0! | #DIV/0! | 50.5 | 1 | #DIV/0! | 1 | #DIV/0! | #DIV/0! |  |  | 1
0 | 0 | 0 | 0 |  | 1 | 19:00 | 13768 |  | 1811.5603 | -1306.5153 | -1306.5153 | 9.8835e-147 | 3.8291e-147 | -1.0149e-148 | 0 | -1306.5153 |  | -1856.9064 | #DIV/0! | #DIV/0! | 50.5 | 1 | #DIV/0! | 1 | #DIV/0! | #DIV/0! |  |  | 1
0 | 0 | 0 | 0 |  | 1 | 19:00 | 13772 |  | 1811.951 | -1306.906 | -1306.906 | 8.8952e-147 | 3.4462e-147 | -9.1345e-149 | 0 | -1306.906 |  | -1857.297 | #DIV/0! | #DIV/0! | 50.5 | 1 | #DIV/0! | 1 | #DIV/0! | #DIV/0! |  |  | 1
0 | 0 | 0 | 0 |  | 1 | 19:00 | 13776 |  | 1812.3417 | -1307.2967 | -1307.2967 | 8.0057e-147 | 3.1016e-147 | -8.221e-149 | 0 | -1307.2967 |  | -1857.6877 | #DIV/0! | #DIV/0! | 50.5 | 1 | #DIV/0! | 1 | #DIV/0! | #DIV/0! |  |  | 1
0 | 0 | 0 | 0 |  | 1 | 19:00 | 13780 |  | 1812.7323 | -1307.6873 | -1307.6873 | 7.2051e-147 | 2.7914e-147 | -7.3989e-149 | 0 | -1307.6873 |  | -1858.0784 | #DIV/0! | #DIV/0! | 50.5 | 1 | #DIV/0! | 1 | #DIV/0! | #DIV/0! |  |  | 1
0 | 0 | 0 | 0 |  | 1 | 19:01 | 13784 |  | 1813.123 | -1308.078 | -1308.078 | 6.4846e-147 | 2.5123e-147 | -6.659e-149 | 0 | -1308.078 |  | -1858.469 | #DIV/0! | #DIV/0! | 50.5 | 1 | #DIV/0! | 1 | #DIV/0! | #DIV/0! |  |  | 1
0 | 0 | 0 | 0 |  | 1 | 19:01 | 13788 |  | 1813.5137 | -1308.4687 | -1308.4687 | 5.8361e-147 | 2.261e-147 | -5.9931e-149 | 0 | -1308.4687 |  | -1858.8597 | #DIV/0! | #DIV/0! | 50.5 | 1 | #DIV/0! | 1 | #DIV/0! | #DIV/0! |  |  | 1
0 | 0 | 0 | 0 |  | 1 | 19:01 | 13792 |  | 1813.9043 | -1308.8593 | -1308.8593 | 5.2525e-147 | 2.0349e-147 | -5.3938e-149 | 0 | -1308.8593 |  | -1859.2504 | #DIV/0! | #DIV/0! | 50.5 | 1 | #DIV/0! | 1 | #DIV/0! | #DIV/0! |  |  | 1
0 | 0 | 0 | 0 |  | 1 | 19:01 | 13796 |  | 1814.295 | -1309.25 | -1309.25 | 4.7273e-147 | 1.8314e-147 | -4.8544e-149 | 0 | -1309.25 |  | -1859.641 | #DIV/0! | #DIV/0! | 50.5 | 1 | #DIV/0! | 1 | #DIV/0! | #DIV/0! |  |  | 1
0 | 0 | 0 | 0 |  | 1 | 19:01 | 13800 |  | 1814.6857 | -1309.6407 | -1309.6407 | 4.2545e-147 | 1.6483e-147 | -4.369e-149 | 0 | -1309.6407 |  | -1860.0317 | #DIV/0! | #DIV/0! | 50.5 | 1 | #DIV/0! | 1 | #DIV/0! | #DIV/0! |  |  | 1
0 | 0 | 0 | 0 |  | 1 | 19:01 | 13804 |  | 1815.0763 | -1310.0313 | -1310.0313 | 3.8291e-147 | 1.4835e-147 | -3.9321e-149 | 0 | -1310.0313 |  | -1860.4224 | #DIV/0! | #DIV/0! | 50.5 | 1 | #DIV/0! | 1 | #DIV/0! | #DIV/0! |  |  | 1
0 | 0 | 0 | 0 |  | 1 | 19:01 | 13808 |  | 1815.467 | -1310.422 | -1310.422 | 3.4462e-147 | 1.3351e-147 | -3.5389e-149 | 0 | -1310.422 |  | -1860.813 | #DIV/0! | #DIV/0! | 50.5 | 1 | #DIV/0! | 1 | #DIV/0! | #DIV/0! |  |  | 1
0 | 0 | 0 | 0 |  | 1 | 19:01 | 13812 |  | 1815.8577 | -1310.8127 | -1310.8127 | 3.1016e-147 | 1.2016e-147 | -3.185e-149 | 0 | -1310.8127 |  | -1861.2037 | #DIV/0! | #DIV/0! | 50.5 | 1 | #DIV/0! | 1 | #DIV/0! | #DIV/0! |  |  | 1
0 | 0 | 0 | 0 |  | 1 | 19:01 | 13816 |  | 1816.2483 | -1311.2033 | -1311.2033 | 2.7914e-147 | 1.0814e-147 | -2.8665e-149 | 0 | -1311.2033 |  | -1861.5944 | #DIV/0! | #DIV/0! | 50.5 | 1 | #DIV/0! | 1 | #DIV/0! | #DIV/0! |  |  | 1
0 | 0 | 0 | 0 |  | 1 | 19:01 | 13820 |  | 1816.639 | -1311.594 | -1311.594 | 2.5123e-147 | 9.733e-148 | -2.5798e-149 | 0 | -1311.594 |  | -1861.985 | #DIV/0! | #DIV/0! | 50.5 | 1 | #DIV/0! | 1 | #DIV/0! | #DIV/0! |  |  | 1
0 | 0 | 0 | 0 |  | 1 | 19:01 | 13824 |  | 1817.0297 | -1311.9847 | -1311.9847 | 2.261e-147 | 8.7597e-148 | -2.3219e-149 | 0 | -1311.9847 |  | -1862.3757 | #DIV/0! | #DIV/0! | 50.5 | 1 | #DIV/0! | 1 | #DIV/0! | #DIV/0! |  |  | 1
0 | 0 | 0 | 0 |  | 1 | 19:01 | 13828 |  | 1817.4203 | -1312.3753 | -1312.3753 | 2.0349e-147 | 7.8837e-148 | -2.0897e-149 | 0 | -1312.3753 |  | -1862.7664 | #DIV/0! | #DIV/0! | 50.5 | 1 | #DIV/0! | 1 | #DIV/0! | #DIV/0! |  |  | 1
0 | 0 | 0 | 0 |  | 1 | 19:01 | 13832 |  | 1817.811 | -1312.766 | -1312.766 | 1.8314e-147 | 7.0954e-148 | -1.8807e-149 | 0 | -1312.766 |  | -1863.157 | #DIV/0! | #DIV/0! | 50.5 | 1 | #DIV/0! | 1 | #DIV/0! | #DIV/0! |  |  | 1
0 | 0 | 0 | 0 |  | 1 | 19:01 | 13836 |  | 1818.2017 | -1313.1567 | -1313.1567 | 1.6483e-147 | 6.3858e-148 | -1.6926e-149 | 0 | -1313.1567 |  | -1863.5477 | #DIV/0! | #DIV/0! | 50.5 | 1 | #DIV/0! | 1 | #DIV/0! | #DIV/0! |  |  | 1
0 | 0 | 0 | 0 |  | 1 | 19:01 | 13840 |  | 1818.5923 | -1313.5473 | -1313.5473 | 1.4835e-147 | 5.7472e-148 | -1.5234e-149 | 0 | -1313.5473 |  | -1863.9384 | #DIV/0! | #DIV/0! | 50.5 | 1 | #DIV/0! | 1 | #DIV/0! | #DIV/0! |  |  | 1
0 | 0 | 0 | 0 |  | 1 | 19:02 | 13844 |  | 1818.983 | -1313.938 | -1313.938 | 1.3351e-147 | 5.1725e-148 | -1.371e-149 | 0 | -1313.938 |  | -1864.329 | #DIV/0! | #DIV/0! | 50.5 | 1 | #DIV/0! | 1 | #DIV/0! | #DIV/0! |  |  | 1
0 | 0 | 0 | 0 |  | 1 | 19:02 | 13848 |  | 1819.3737 | -1314.3287 | -1314.3287 | 1.2016e-147 | 4.6553e-148 | -1.2339e-149 | 0 | -1314.3287 |  | -1864.7197 | #DIV/0! | #DIV/0! | 50.5 | 1 | #DIV/0! | 1 | #DIV/0! | #DIV/0! |  |  | 1
0 | 0 | 0 | 0 |  | 1 | 19:02 | 13852 |  | 1819.7643 | -1314.7193 | -1314.7193 | 1.0814e-147 | 4.1897e-148 | -1.1105e-149 | 0 | -1314.7193 |  | -1865.1104 | #DIV/0! | #DIV/0! | 50.5 | 1 | #DIV/0! | 1 | #DIV/0! | #DIV/0! |  |  | 1
0 | 0 | 0 | 0 |  | 1 | 19:02 | 13856 |  | 1820.155 | -1315.11 | -1315.11 | 9.733e-148 | 3.7708e-148 | -9.9949e-150 | 0 | -1315.11 |  | -1865.501 | #DIV/0! | #DIV/0! | 50.5 | 1 | #DIV/0! | 1 | #DIV/0! | #DIV/0! |  |  | 1
0 | 0 | 0 | 0 |  | 1 | 19:02 | 13860 |  | 1820.5457 | -1315.5007 | -1315.5007 | 8.7597e-148 | 3.3937e-148 | -8.9954e-150 | 0 | -1315.5007 |  | -1865.8917 | #DIV/0! | #DIV/0! | 50.5 | 1 | #DIV/0! | 1 | #DIV/0! | #DIV/0! |  |  | 1
0 | 0 | 0 | 0 |  | 1 | 19:02 | 13864 |  | 1820.9363 | -1315.8913 | -1315.8913 | 7.8837e-148 | 3.0543e-148 | -8.0958e-150 | 0 | -1315.8913 |  | -1866.2824 | #DIV/0! | #DIV/0! | 50.5 | 1 | #DIV/0! | 1 | #DIV/0! | #DIV/0! |  |  | 1
0 | 0 | 0 | 0 |  | 1 | 19:02 | 13868 |  | 1821.327 | -1316.282 | -1316.282 | 7.0954e-148 | 2.7489e-148 | -7.2863e-150 | 0 | -1316.282 |  | -1866.673 | #DIV/0! | #DIV/0! | 50.5 | 1 | #DIV/0! | 1 | #DIV/0! | #DIV/0! |  |  | 1
0 | 0 | 0 | 0 |  | 1 | 19:02 | 13872 |  | 1821.7177 | -1316.6727 | -1316.6727 | 6.3858e-148 | 2.474e-148 | -6.5576e-150 | 0 | -1316.6727 |  | -1867.0637 | #DIV/0! | #DIV/0! | 50.5 | 1 | #DIV/0! | 1 | #DIV/0! | #DIV/0! |  |  | 1
0 | 0 | 0 | 0 |  | 1 | 19:02 | 13876 |  | 1822.1083 | -1317.0633 | -1317.0633 | 5.7472e-148 | 2.2266e-148 | -5.9019e-150 | 0 | -1317.0633 |  | -1867.4544 | #DIV/0! | #DIV/0! | 50.5 | 1 | #DIV/0! | 1 | #DIV/0! | #DIV/0! |  |  | 1
0 | 0 | 0 | 0 |  | 1 | 19:02 | 13880 |  | 1822.499 | -1317.454 | -1317.454 | 5.1725e-148 | 2.0039e-148 | -5.3117e-150 | 0 | -1317.454 |  | -1867.845 | #DIV/0! | #DIV/0! | 50.5 | 1 | #DIV/0! | 1 | #DIV/0! | #DIV/0! |  |  | 1
0 | 0 | 0 | 0 |  | 1 | 19:02 | 13884 |  | 1822.8897 | -1317.8447 | -1317.8447 | 4.6553e-148 | 1.8035e-148 | -4.7805e-150 | 0 | -1317.8447 |  | -1868.2357 | #DIV/0! | #DIV/0! | 50.5 | 1 | #DIV/0! | 1 | #DIV/0! | #DIV/0! |  |  | 1
0 | 0 | 0 | 0 |  | 1 | 19:02 | 13888 |  | 1823.2803 | -1318.2353 | -1318.2353 | 4.1897e-148 | 1.6232e-148 | -4.3025e-150 | 0 | -1318.2353 |  | -1868.6264 | #DIV/0! | #DIV/0! | 50.5 | 1 | #DIV/0! | 1 | #DIV/0! | #DIV/0! |  |  | 1
0 | 0 | 0 | 0 |  | 1 | 19:02 | 13892 |  | 1823.671 | -1318.626 | -1318.626 | 3.7708e-148 | 1.4609e-148 | -3.8722e-150 | 0 | -1318.626 |  | -1869.017 | #DIV/0! | #DIV/0! | 50.5 | 1 | #DIV/0! | 1 | #DIV/0! | #DIV/0! |  |  | 1
0 | 0 | 0 | 0 |  | 1 | 19:02 | 13896 |  | 1824.0617 | -1319.0167 | -1319.0167 | 3.3937e-148 | 1.3148e-148 | -3.485e-150 | 0 | -1319.0167 |  | -1869.4077 | #DIV/0! | #DIV/0! | 50.5 | 1 | #DIV/0! | 1 | #DIV/0! | #DIV/0! |  |  | 1
0 | 0 | 0 | 0 |  | 1 | 19:02 | 13900 |  | 1824.4523 | -1319.4073 | -1319.4073 | 3.0543e-148 | 1.1833e-148 | -3.1365e-150 | 0 | -1319.4073 |  | -1869.7984 | #DIV/0! | #DIV/0! | 50.5 | 1 | #DIV/0! | 1 | #DIV/0! | #DIV/0! |  |  | 1
0 | 0 | 0 | 0 |  | 1 | 19:03 | 13904 |  | 1824.843 | -1319.798 | -1319.798 | 2.7489e-148 | 1.065e-148 | -2.8228e-150 | 0 | -1319.798 |  | -1870.189 | #DIV/0! | #DIV/0! | 50.5 | 1 | #DIV/0! | 1 | #DIV/0! | #DIV/0! |  |  | 1
0 | 0 | 0 | 0 |  | 1 | 19:03 | 13908 |  | 1825.2337 | -1320.1887 | -1320.1887 | 2.474e-148 | 9.5848e-149 | -2.5406e-150 | 0 | -1320.1887 |  | -1870.5797 | #DIV/0! | #DIV/0! | 50.5 | 1 | #DIV/0! | 1 | #DIV/0! | #DIV/0! |  |  | 1
0 | 0 | 0 | 0 |  | 1 | 19:03 | 13912 |  | 1825.6243 | -1320.5793 | -1320.5793 | 2.2266e-148 | 8.6263e-149 | -2.2865e-150 | 0 | -1320.5793 |  | -1870.9704 | #DIV/0! | #DIV/0! | 50.5 | 1 | #DIV/0! | 1 | #DIV/0! | #DIV/0! |  |  | 1
0 | 0 | 0 | 0 |  | 1 | 19:03 | 13916 |  | 1826.015 | -1320.97 | -1320.97 | 2.0039e-148 | 7.7637e-149 | -2.0579e-150 | 0 | -1320.97 |  | -1871.361 | #DIV/0! | #DIV/0! | 50.5 | 1 | #DIV/0! | 1 | #DIV/0! | #DIV/0! |  |  | 1
0 | 0 | 0 | 0 |  | 1 | 19:03 | 13920 |  | 1826.4057 | -1321.3607 | -1321.3607 | 1.8035e-148 | 6.9873e-149 | -1.8521e-150 | 0 | -1321.3607 |  | -1871.7517 | #DIV/0! | #DIV/0! | 50.5 | 1 | #DIV/0! | 1 | #DIV/0! | #DIV/0! |  |  | 1
0 | 0 | 0 | 0 |  | 1 | 19:03 | 13924 |  | 1826.7963 | -1321.7513 | -1321.7513 | 1.6232e-148 | 6.2886e-149 | -1.6669e-150 | 0 | -1321.7513 |  | -1872.1424 | #DIV/0! | #DIV/0! | 50.5 | 1 | #DIV/0! | 1 | #DIV/0! | #DIV/0! |  |  | 1
0 | 0 | 0 | 0 |  | 1 | 19:03 | 13928 |  | 1827.187 | -1322.142 | -1322.142 | 1.4609e-148 | 5.6597e-149 | -1.5002e-150 | 0 | -1322.142 |  | -1872.533 | #DIV/0! | #DIV/0! | 50.5 | 1 | #DIV/0! | 1 | #DIV/0! | #DIV/0! |  |  | 1
0 | 0 | 0 | 0 |  | 1 | 19:03 | 13932 |  | 1827.5777 | -1322.5327 | -1322.5327 | 1.3148e-148 | 5.0937e-149 | -1.3502e-150 | 0 | -1322.5327 |  | -1872.9237 | #DIV/0! | #DIV/0! | 50.5 | 1 | #DIV/0! | 1 | #DIV/0! | #DIV/0! |  |  | 1
0 | 0 | 0 | 0 |  | 1 | 19:03 | 13936 |  | 1827.9683 | -1322.9233 | -1322.9233 | 1.1833e-148 | 4.5844e-149 | -1.2151e-150 | 0 | -1322.9233 |  | -1873.3144 | #DIV/0! | #DIV/0! | 50.5 | 1 | #DIV/0! | 1 | #DIV/0! | #DIV/0! |  |  | 1
0 | 0 | 0 | 0 |  | 1 | 19:03 | 13940 |  | 1828.359 | -1323.314 | -1323.314 | 1.065e-148 | 4.1259e-149 | -1.0936e-150 | 0 | -1323.314 |  | -1873.705 | #DIV/0! | #DIV/0! | 50.5 | 1 | #DIV/0! | 1 | #DIV/0! | #DIV/0! |  |  | 1
0 | 0 | 0 | 0 |  | 1 | 19:03 | 13944 |  | 1828.7497 | -1323.7047 | -1323.7047 | 9.5848e-149 | 3.7133e-149 | -9.8427e-151 | 0 | -1323.7047 |  | -1874.0957 | #DIV/0! | #DIV/0! | 50.5 | 1 | #DIV/0! | 1 | #DIV/0! | #DIV/0! |  |  | 1
0 | 0 | 0 | 0 |  | 1 | 19:03 | 13948 |  | 1829.1403 | -1324.0953 | -1324.0953 | 8.6263e-149 | 3.342e-149 | -8.8584e-151 | 0 | -1324.0953 |  | -1874.4864 | #DIV/0! | #DIV/0! | 50.5 | 1 | #DIV/0! | 1 | #DIV/0! | #DIV/0! |  |  | 1
0 | 0 | 0 | 0 |  | 1 | 19:03 | 13952 |  | 1829.531 | -1324.486 | -1324.486 | 7.7637e-149 | 3.0078e-149 | -7.9725e-151 | 0 | -1324.486 |  | -1874.877 | #DIV/0! | #DIV/0! | 50.5 | 1 | #DIV/0! | 1 | #DIV/0! | #DIV/0! |  |  | 1
0 | 0 | 0 | 0 |  | 1 | 19:03 | 13956 |  | 1829.9217 | -1324.8767 | -1324.8767 | 6.9873e-149 | 2.707e-149 | -7.1753e-151 | 0 | -1324.8767 |  | -1875.2677 | #DIV/0! | #DIV/0! | 50.5 | 1 | #DIV/0! | 1 | #DIV/0! | #DIV/0! |  |  | 1
0 | 0 | 0 | 0 |  | 1 | 19:03 | 13960 |  | 1830.3123 | -1325.2673 | -1325.2673 | 6.2886e-149 | 2.4363e-149 | -6.4578e-151 | 0 | -1325.2673 |  | -1875.6584 | #DIV/0! | #DIV/0! | 50.5 | 1 | #DIV/0! | 1 | #DIV/0! | #DIV/0! |  |  | 1
0 | 0 | 0 | 0 |  | 1 | 19:04 | 13964 |  | 1830.703 | -1325.658 | -1325.658 | 5.6597e-149 | 2.1927e-149 | -5.812e-151 | 0 | -1325.658 |  | -1876.049 | #DIV/0! | #DIV/0! | 50.5 | 1 | #DIV/0! | 1 | #DIV/0! | #DIV/0! |  |  | 1
0 | 0 | 0 | 0 |  | 1 | 19:04 | 13968 |  | 1831.0937 | -1326.0487 | -1326.0487 | 5.0937e-149 | 1.9734e-149 | -5.2308e-151 | 0 | -1326.0487 |  | -1876.4397 | #DIV/0! | #DIV/0! | 50.5 | 1 | #DIV/0! | 1 | #DIV/0! | #DIV/0! |  |  | 1
0 | 0 | 0 | 0 |  | 1 | 19:04 | 13972 |  | 1831.4843 | -1326.4393 | -1326.4393 | 4.5844e-149 | 1.7761e-149 | -4.7077e-151 | 0 | -1326.4393 |  | -1876.8304 | #DIV/0! | #DIV/0! | 50.5 | 1 | #DIV/0! | 1 | #DIV/0! | #DIV/0! |  |  | 1
0 | 0 | 0 | 0 |  | 1 | 19:04 | 13976 |  | 1831.875 | -1326.83 | -1326.83 | 4.1259e-149 | 1.5985e-149 | -4.2369e-151 | 0 | -1326.83 |  | -1877.221 | #DIV/0! | #DIV/0! | 50.5 | 1 | #DIV/0! | 1 | #DIV/0! | #DIV/0! |  |  | 1
0 | 0 | 0 | 0 |  | 1 | 19:04 | 13980 |  | 1832.2657 | -1327.2207 | -1327.2207 | 3.7133e-149 | 1.4386e-149 | -3.8132e-151 | 0 | -1327.2207 |  | -1877.6117 | #DIV/0! | #DIV/0! | 50.5 | 1 | #DIV/0! | 1 | #DIV/0! | #DIV/0! |  |  | 1
0 | 0 | 0 | 0 |  | 1 | 19:04 | 13984 |  | 1832.6563 | -1327.6113 | -1327.6113 | 3.342e-149 | 1.2948e-149 | -3.4319e-151 | 0 | -1327.6113 |  | -1878.0024 | #DIV/0! | #DIV/0! | 50.5 | 1 | #DIV/0! | 1 | #DIV/0! | #DIV/0! |  |  | 1
0 | 0 | 0 | 0 |  | 1 | 19:04 | 13988 |  | 1833.047 | -1328.002 | -1328.002 | 3.0078e-149 | 1.1653e-149 | -3.0887e-151 | 0 | -1328.002 |  | -1878.393 | #DIV/0! | #DIV/0! | 50.5 | 1 | #DIV/0! | 1 | #DIV/0! | #DIV/0! |  |  | 1
0 | 0 | 0 | 0 |  | 1 | 19:04 | 13992 |  | 1833.4377 | -1328.3927 | -1328.3927 | 2.707e-149 | 1.0488e-149 | -2.7799e-151 | 0 | -1328.3927 |  | -1878.7837 | #DIV/0! | #DIV/0! | 50.5 | 1 | #DIV/0! | 1 | #DIV/0! | #DIV/0! |  |  | 1
0 | 0 | 0 | 0 |  | 1 | 19:04 | 13996 |  | 1833.8283 | -1328.7833 | -1328.7833 | 2.4363e-149 | 9.4388e-150 | -2.5019e-151 | 0 | -1328.7833 |  | -1879.1744 | #DIV/0! | #DIV/0! | 50.5 | 1 | #DIV/0! | 1 | #DIV/0! | #DIV/0! |  |  | 1
0 | 0 | 0 | 0 |  | 1 | 19:04 | 14000 |  | 1834.219 | -1329.174 | -1329.174 | 2.1927e-149 | 8.4949e-150 | -2.2517e-151 | 0 | -1329.174 |  | -1879.565 | #DIV/0! | #DIV/0! | 50.5 | 1 | #DIV/0! | 1 | #DIV/0! | #DIV/0! |  |  | 1
0 | 0 | 0 | 0 |  | 1 | 19:04 | 14004 |  | 1834.6097 | -1329.5647 | -1329.5647 | 1.9734e-149 | 7.6454e-150 | -2.0265e-151 | 0 | -1329.5647 |  | -1879.9557 | #DIV/0! | #DIV/0! | 50.5 | 1 | #DIV/0! | 1 | #DIV/0! | #DIV/0! |  |  | 1
0 | 0 | 0 | 0 |  | 1 | 19:04 | 14008 |  | 1835.0003 | -1329.9553 | -1329.9553 | 1.7761e-149 | 6.8809e-150 | -1.8239e-151 | 0 | -1329.9553 |  | -1880.3464 | #DIV/0! | #DIV/0! | 50.5 | 1 | #DIV/0! | 1 | #DIV/0! | #DIV/0! |  |  | 1
0 | 0 | 0 | 0 |  | 1 | 19:04 | 14012 |  | 1835.391 | -1330.346 | -1330.346 | 1.5985e-149 | 6.1928e-150 | -1.6415e-151 | 0 | -1330.346 |  | -1880.737 | #DIV/0! | #DIV/0! | 50.5 | 1 | #DIV/0! | 1 | #DIV/0! | #DIV/0! |  |  | 1
0 | 0 | 0 | 0 |  | 1 | 19:04 | 14016 |  | 1835.7817 | -1330.7367 | -1330.7367 | 1.4386e-149 | 5.5735e-150 | -1.4773e-151 | 0 | -1330.7367 |  | -1881.1277 | #DIV/0! | #DIV/0! | 50.5 | 1 | #DIV/0! | 1 | #DIV/0! | #DIV/0! |  |  | 1
0 | 0 | 0 | 0 |  | 1 | 19:04 | 14020 |  | 1836.1723 | -1331.1273 | -1331.1273 | 1.2948e-149 | 5.0162e-150 | -1.3296e-151 | 0 | -1331.1273 |  | -1881.5184 | #DIV/0! | #DIV/0! | 50.5 | 1 | #DIV/0! | 1 | #DIV/0! | #DIV/0! |  |  | 1
0 | 0 | 0 | 0 |  | 1 | 19:05 | 14024 |  | 1836.563 | -1331.518 | -1331.518 | 1.1653e-149 | 4.5146e-150 | -1.1966e-151 | 0 | -1331.518 |  | -1881.909 | #DIV/0! | #DIV/0! | 50.5 | 1 | #DIV/0! | 1 | #DIV/0! | #DIV/0! |  |  | 1
0 | 0 | 0 | 0 |  | 1 | 19:05 | 14028 |  | 1836.9537 | -1331.9087 | -1331.9087 | 1.0488e-149 | 4.0631e-150 | -1.077e-151 | 0 | -1331.9087 |  | -1882.2997 | #DIV/0! | #DIV/0! | 50.5 | 1 | #DIV/0! | 1 | #DIV/0! | #DIV/0! |  |  | 1
0 | 0 | 0 | 0 |  | 1 | 19:05 | 14032 |  | 1837.3443 | -1332.2993 | -1332.2993 | 9.4388e-150 | 3.6568e-150 | -9.6928e-152 | 0 | -1332.2993 |  | -1882.6904 | #DIV/0! | #DIV/0! | 50.5 | 1 | #DIV/0! | 1 | #DIV/0! | #DIV/0! |  |  | 1
0 | 0 | 0 | 0 |  | 1 | 19:05 | 14036 |  | 1837.735 | -1332.69 | -1332.69 | 8.4949e-150 | 3.2911e-150 | -8.7235e-152 | 0 | -1332.69 |  | -1883.081 | #DIV/0! | #DIV/0! | 50.5 | 1 | #DIV/0! | 1 | #DIV/0! | #DIV/0! |  |  | 1
0 | 0 | 0 | 0 |  | 1 | 19:05 | 14040 |  | 1838.1257 | -1333.0807 | -1333.0807 | 7.6454e-150 | 2.962e-150 | -7.8511e-152 | 0 | -1333.0807 |  | -1883.4717 | #DIV/0! | #DIV/0! | 50.5 | 1 | #DIV/0! | 1 | #DIV/0! | #DIV/0! |  |  | 1
0 | 0 | 0 | 0 |  | 1 | 19:05 | 14044 |  | 1838.5163 | -1333.4713 | -1333.4713 | 6.8809e-150 | 2.6658e-150 | -7.066e-152 | 0 | -1333.4713 |  | -1883.8624 | #DIV/0! | #DIV/0! | 50.5 | 1 | #DIV/0! | 1 | #DIV/0! | #DIV/0! |  |  | 1
0 | 0 | 0 | 0 |  | 1 | 19:05 | 14048 |  | 1838.907 | -1333.862 | -1333.862 | 6.1928e-150 | 2.3992e-150 | -6.3594e-152 | 0 | -1333.862 |  | -1884.253 | #DIV/0! | #DIV/0! | 50.5 | 1 | #DIV/0! | 1 | #DIV/0! | #DIV/0! |  |  | 1
0 | 0 | 0 | 0 |  | 1 | 19:05 | 14052 |  | 1839.2977 | -1334.2527 | -1334.2527 | 5.5735e-150 | 2.1593e-150 | -5.7235e-152 | 0 | -1334.2527 |  | -1884.6437 | #DIV/0! | #DIV/0! | 50.5 | 1 | #DIV/0! | 1 | #DIV/0! | #DIV/0! |  |  | 1
0 | 0 | 0 | 0 |  | 1 | 19:05 | 14056 |  | 1839.6883 | -1334.6433 | -1334.6433 | 5.0162e-150 | 1.9434e-150 | -5.1511e-152 | 0 | -1334.6433 |  | -1885.0344 | #DIV/0! | #DIV/0! | 50.5 | 1 | #DIV/0! | 1 | #DIV/0! | #DIV/0! |  |  | 1
0 | 0 | 0 | 0 |  | 1 | 19:05 | 14060 |  | 1840.079 | -1335.034 | -1335.034 | 4.5146e-150 | 1.749e-150 | -4.636e-152 | 0 | -1335.034 |  | -1885.425 | #DIV/0! | #DIV/0! | 50.5 | 1 | #DIV/0! | 1 | #DIV/0! | #DIV/0! |  |  | 1
0 | 0 | 0 | 0 |  | 1 | 19:05 | 14064 |  | 1840.4697 | -1335.4247 | -1335.4247 | 4.0631e-150 | 1.5741e-150 | -4.1724e-152 | 0 | -1335.4247 |  | -1885.8157 | #DIV/0! | #DIV/0! | 50.5 | 1 | #DIV/0! | 1 | #DIV/0! | #DIV/0! |  |  | 1
0 | 0 | 0 | 0 |  | 1 | 19:05 | 14068 |  | 1840.8603 | -1335.8153 | -1335.8153 | 3.6568e-150 | 1.4167e-150 | -3.7552e-152 | 0 | -1335.8153 |  | -1886.2064 | #DIV/0! | #DIV/0! | 50.5 | 1 | #DIV/0! | 1 | #DIV/0! | #DIV/0! |  |  | 1
0 | 0 | 0 | 0 |  | 1 | 19:05 | 14072 |  | 1841.251 | -1336.206 | -1336.206 | 3.2911e-150 | 1.275e-150 | -3.3797e-152 | 0 | -1336.206 |  | -1886.597 | #DIV/0! | #DIV/0! | 50.5 | 1 | #DIV/0! | 1 | #DIV/0! | #DIV/0! |  |  | 1
0 | 0 | 0 | 0 |  | 1 | 19:05 | 14076 |  | 1841.6417 | -1336.5967 | -1336.5967 | 2.962e-150 | 1.1475e-150 | -3.0417e-152 | 0 | -1336.5967 |  | -1886.9877 | #DIV/0! | #DIV/0! | 50.5 | 1 | #DIV/0! | 1 | #DIV/0! | #DIV/0! |  |  | 1
0 | 0 | 0 | 0 |  | 1 | 19:05 | 14080 |  | 1842.0323 | -1336.9873 | -1336.9873 | 2.6658e-150 | 1.0328e-150 | -2.7375e-152 | 0 | -1336.9873 |  | -1887.3784 | #DIV/0! | #DIV/0! | 50.5 | 1 | #DIV/0! | 1 | #DIV/0! | #DIV/0! |  |  | 1
0 | 0 | 0 | 0 |  | 1 | 19:06 | 14084 |  | 1842.423 | -1337.378 | -1337.378 | 2.3992e-150 | 9.2951e-151 | -2.4638e-152 | 0 | -1337.378 |  | -1887.769 | #DIV/0! | #DIV/0! | 50.5 | 1 | #DIV/0! | 1 | #DIV/0! | #DIV/0! |  |  | 1
0 | 0 | 0 | 0 |  | 1 | 19:06 | 14088 |  | 1842.8137 | -1337.7687 | -1337.7687 | 2.1593e-150 | 8.3656e-151 | -2.2174e-152 | 0 | -1337.7687 |  | -1888.1597 | #DIV/0! | #DIV/0! | 50.5 | 1 | #DIV/0! | 1 | #DIV/0! | #DIV/0! |  |  | 1
0 | 0 | 0 | 0 |  | 1 | 19:06 | 14092 |  | 1843.2043 | -1338.1593 | -1338.1593 | 1.9434e-150 | 7.529e-151 | -1.9957e-152 | 0 | -1338.1593 |  | -1888.5504 | #DIV/0! | #DIV/0! | 50.5 | 1 | #DIV/0! | 1 | #DIV/0! | #DIV/0! |  |  | 1
0 | 0 | 0 | 0 |  | 1 | 19:06 | 14096 |  | 1843.595 | -1338.55 | -1338.55 | 1.749e-150 | 6.7761e-151 | -1.7961e-152 | 0 | -1338.55 |  | -1888.941 | #DIV/0! | #DIV/0! | 50.5 | 1 | #DIV/0! | 1 | #DIV/0! | #DIV/0! |  |  | 1
0 | 0 | 0 | 0 |  | 1 | 19:06 | 14100 |  | 1843.9857 | -1338.9407 | -1338.9407 | 1.5741e-150 | 6.0985e-151 | -1.6165e-152 | 0 | -1338.9407 |  | -1889.3317 | #DIV/0! | #DIV/0! | 50.5 | 1 | #DIV/0! | 1 | #DIV/0! | #DIV/0! |  |  | 1
0 | 0 | 0 | 0 |  | 1 | 19:06 | 14104 |  | 1844.3763 | -1339.3313 | -1339.3313 | 1.4167e-150 | 5.4886e-151 | -1.4548e-152 | 0 | -1339.3313 |  | -1889.7224 | #DIV/0! | #DIV/0! | 50.5 | 1 | #DIV/0! | 1 | #DIV/0! | #DIV/0! |  |  | 1
0 | 0 | 0 | 0 |  | 1 | 19:06 | 14108 |  | 1844.767 | -1339.722 | -1339.722 | 1.275e-150 | 4.9398e-151 | -1.3093e-152 | 0 | -1339.722 |  | -1890.113 | #DIV/0! | #DIV/0! | 50.5 | 1 | #DIV/0! | 1 | #DIV/0! | #DIV/0! |  |  | 1
0 | 0 | 0 | 0 |  | 1 | 19:06 | 14112 |  | 1845.1577 | -1340.1127 | -1340.1127 | 1.1475e-150 | 4.4458e-151 | -1.1784e-152 | 0 | -1340.1127 |  | -1890.5037 | #DIV/0! | #DIV/0! | 50.5 | 1 | #DIV/0! | 1 | #DIV/0! | #DIV/0! |  |  | 1
0 | 0 | 0 | 0 |  | 1 | 19:06 | 14116 |  | 1845.5483 | -1340.5033 | -1340.5033 | 1.0328e-150 | 4.0012e-151 | -1.0606e-152 | 0 | -1340.5033 |  | -1890.8944 | #DIV/0! | #DIV/0! | 50.5 | 1 | #DIV/0! | 1 | #DIV/0! | #DIV/0! |  |  | 1
0 | 0 | 0 | 0 |  | 1 | 19:06 | 14120 |  | 1845.939 | -1340.894 | -1340.894 | 9.2951e-151 | 3.6011e-151 | -9.5451e-153 | 0 | -1340.894 |  | -1891.285 | #DIV/0! | #DIV/0! | 50.5 | 1 | #DIV/0! | 1 | #DIV/0! | #DIV/0! |  |  | 1
0 | 0 | 0 | 0 |  | 1 | 19:06 | 14124 |  | 1846.3297 | -1341.2847 | -1341.2847 | 8.3656e-151 | 3.241e-151 | -8.5906e-153 | 0 | -1341.2847 |  | -1891.6757 | #DIV/0! | #DIV/0! | 50.5 | 1 | #DIV/0! | 1 | #DIV/0! | #DIV/0! |  |  | 1
0 | 0 | 0 | 0 |  | 1 | 19:06 | 14128 |  | 1846.7203 | -1341.6753 | -1341.6753 | 7.529e-151 | 2.9169e-151 | -7.7316e-153 | 0 | -1341.6753 |  | -1892.0664 | #DIV/0! | #DIV/0! | 50.5 | 1 | #DIV/0! | 1 | #DIV/0! | #DIV/0! |  |  | 1
0 | 0 | 0 | 0 |  | 1 | 19:06 | 14132 |  | 1847.111 | -1342.066 | -1342.066 | 6.7761e-151 | 2.6252e-151 | -6.9584e-153 | 0 | -1342.066 |  | -1892.457 | #DIV/0! | #DIV/0! | 50.5 | 1 | #DIV/0! | 1 | #DIV/0! | #DIV/0! |  |  | 1
0 | 0 | 0 | 0 |  | 1 | 19:06 | 14136 |  | 1847.5017 | -1342.4567 | -1342.4567 | 6.0985e-151 | 2.3627e-151 | -6.2626e-153 | 0 | -1342.4567 |  | -1892.8477 | #DIV/0! | #DIV/0! | 50.5 | 1 | #DIV/0! | 1 | #DIV/0! | #DIV/0! |  |  | 1
0 | 0 | 0 | 0 |  | 1 | 19:06 | 14140 |  | 1847.8923 | -1342.8473 | -1342.8473 | 5.4886e-151 | 2.1264e-151 | -5.6363e-153 | 0 | -1342.8473 |  | -1893.2384 | #DIV/0! | #DIV/0! | 50.5 | 1 | #DIV/0! | 1 | #DIV/0! | #DIV/0! |  |  | 1
0 | 0 | 0 | 0 |  | 1 | 19:07 | 14144 |  | 1848.283 | -1343.238 | -1343.238 | 4.9398e-151 | 1.9138e-151 | -5.0727e-153 | 0 | -1343.238 |  | -1893.629 | #DIV/0! | #DIV/0! | 50.5 | 1 | #DIV/0! | 1 | #DIV/0! | #DIV/0! |  |  | 1
0 | 0 | 0 | 0 |  | 1 | 19:07 | 14148 |  | 1848.6737 | -1343.6287 | -1343.6287 | 4.4458e-151 | 1.7224e-151 | -4.5654e-153 | 0 | -1343.6287 |  | -1894.0197 | #DIV/0! | #DIV/0! | 50.5 | 1 | #DIV/0! | 1 | #DIV/0! | #DIV/0! |  |  | 1
0 | 0 | 0 | 0 |  | 1 | 19:07 | 14152 |  | 1849.0643 | -1344.0193 | -1344.0193 | 4.0012e-151 | 1.5502e-151 | -4.1089e-153 | 0 | -1344.0193 |  | -1894.4104 | #DIV/0! | #DIV/0! | 50.5 | 1 | #DIV/0! | 1 | #DIV/0! | #DIV/0! |  |  | 1
0 | 0 | 0 | 0 |  | 1 | 19:07 | 14156 |  | 1849.455 | -1344.41 | -1344.41 | 3.6011e-151 | 1.3951e-151 | -3.698e-153 | 0 | -1344.41 |  | -1894.801 | #DIV/0! | #DIV/0! | 50.5 | 1 | #DIV/0! | 1 | #DIV/0! | #DIV/0! |  |  | 1
0 | 0 | 0 | 0 |  | 1 | 19:07 | 14160 |  | 1849.8457 | -1344.8007 | -1344.8007 | 3.241e-151 | 1.2556e-151 | -3.3282e-153 | 0 | -1344.8007 |  | -1895.1917 | #DIV/0! | #DIV/0! | 50.5 | 1 | #DIV/0! | 1 | #DIV/0! | #DIV/0! |  |  | 1
0 | 0 | 0 | 0 |  | 1 | 19:07 | 14164 |  | 1850.2363 | -1345.1913 | -1345.1913 | 2.9169e-151 | 1.1301e-151 | -2.9954e-153 | 0 | -1345.1913 |  | -1895.5824 | #DIV/0! | #DIV/0! | 50.5 | 1 | #DIV/0! | 1 | #DIV/0! | #DIV/0! |  |  | 1
0 | 0 | 0 | 0 |  | 1 | 19:07 | 14168 |  | 1850.627 | -1345.582 | -1345.582 | 2.6252e-151 | 1.0171e-151 | -2.6958e-153 | 0 | -1345.582 |  | -1895.973 | #DIV/0! | #DIV/0! | 50.5 | 1 | #DIV/0! | 1 | #DIV/0! | #DIV/0! |  |  | 1
0 | 0 | 0 | 0 |  | 1 | 19:07 | 14172 |  | 1851.0177 | -1345.9727 | -1345.9727 | 2.3627e-151 | 9.1535e-152 | -2.4262e-153 | 0 | -1345.9727 |  | -1896.3637 | #DIV/0! | #DIV/0! | 50.5 | 1 | #DIV/0! | 1 | #DIV/0! | #DIV/0! |  |  | 1
0 | 0 | 0 | 0 |  | 1 | 19:07 | 14176 |  | 1851.4083 | -1346.3633 | -1346.3633 | 2.1264e-151 | 8.2382e-152 | -2.1836e-153 | 0 | -1346.3633 |  | -1896.7544 | #DIV/0! | #DIV/0! | 50.5 | 1 | #DIV/0! | 1 | #DIV/0! | #DIV/0! |  |  | 1
0 | 0 | 0 | 0 |  | 1 | 19:07 | 14180 |  | 1851.799 | -1346.754 | -1346.754 | 1.9138e-151 | 7.4144e-152 | -1.9653e-153 | 0 | -1346.754 |  | -1897.145 | #DIV/0! | #DIV/0! | 50.5 | 1 | #DIV/0! | 1 | #DIV/0! | #DIV/0! |  |  | 1
0 | 0 | 0 | 0 |  | 1 | 19:07 | 14184 |  | 1852.1897 | -1347.1447 | -1347.1447 | 1.7224e-151 | 6.6729e-152 | -1.7687e-153 | 0 | -1347.1447 |  | -1897.5357 | #DIV/0! | #DIV/0! | 50.5 | 1 | #DIV/0! | 1 | #DIV/0! | #DIV/0! |  |  | 1
0 | 0 | 0 | 0 |  | 1 | 19:07 | 14188 |  | 1852.5803 | -1347.5353 | -1347.5353 | 1.5502e-151 | 6.0056e-152 | -1.5919e-153 | 0 | -1347.5353 |  | -1897.9264 | #DIV/0! | #DIV/0! | 50.5 | 1 | #DIV/0! | 1 | #DIV/0! | #DIV/0! |  |  | 1
0 | 0 | 0 | 0 |  | 1 | 19:07 | 14192 |  | 1852.971 | -1347.926 | -1347.926 | 1.3951e-151 | 5.4051e-152 | -1.4327e-153 | 0 | -1347.926 |  | -1898.317 | #DIV/0! | #DIV/0! | 50.5 | 1 | #DIV/0! | 1 | #DIV/0! | #DIV/0! |  |  | 1
0 | 0 | 0 | 0 |  | 1 | 19:07 | 14196 |  | 1853.3617 | -1348.3167 | -1348.3167 | 1.2556e-151 | 4.8646e-152 | -1.2894e-153 | 0 | -1348.3167 |  | -1898.7077 | #DIV/0! | #DIV/0! | 50.5 | 1 | #DIV/0! | 1 | #DIV/0! | #DIV/0! |  |  | 1
0 | 0 | 0 | 0 |  | 1 | 19:07 | 14200 |  | 1853.7523 | -1348.7073 | -1348.7073 | 1.1301e-151 | 4.3781e-152 | -1.1605e-153 | 0 | -1348.7073 |  | -1899.0984 | #DIV/0! | #DIV/0! | 50.5 | 1 | #DIV/0! | 1 | #DIV/0! | #DIV/0! |  |  | 1
0 | 0 | 0 | 0 |  | 1 | 19:08 | 14204 |  | 1854.143 | -1349.098 | -1349.098 | 1.0171e-151 | 3.9403e-152 | -1.0444e-153 | 0 | -1349.098 |  | -1899.489 | #DIV/0! | #DIV/0! | 50.5 | 1 | #DIV/0! | 1 | #DIV/0! | #DIV/0! |  |  | 1
0 | 0 | 0 | 0 |  | 1 | 19:08 | 14208 |  | 1854.5337 | -1349.4887 | -1349.4887 | 9.1535e-152 | 3.5463e-152 | -9.3998e-154 | 0 | -1349.4887 |  | -1899.8797 | #DIV/0! | #DIV/0! | 50.5 | 1 | #DIV/0! | 1 | #DIV/0! | #DIV/0! |  |  | 1
0 | 0 | 0 | 0 |  | 1 | 19:08 | 14212 |  | 1854.9243 | -1349.8793 | -1349.8793 | 8.2382e-152 | 3.1916e-152 | -8.4598e-154 | 0 | -1349.8793 |  | -1900.2704 | #DIV/0! | #DIV/0! | 50.5 | 1 | #DIV/0! | 1 | #DIV/0! | #DIV/0! |  |  | 1
0 | 0 | 0 | 0 |  | 1 | 19:08 | 14216 |  | 1855.315 | -1350.27 | -1350.27 | 7.4144e-152 | 2.8725e-152 | -7.6138e-154 | 0 | -1350.27 |  | -1900.661 | #DIV/0! | #DIV/0! | 50.5 | 1 | #DIV/0! | 1 | #DIV/0! | #DIV/0! |  |  | 1
0 | 0 | 0 | 0 |  | 1 | 19:08 | 14220 |  | 1855.7057 | -1350.6607 | -1350.6607 | 6.6729e-152 | 2.5852e-152 | -6.8524e-154 | 0 | -1350.6607 |  | -1901.0517 | #DIV/0! | #DIV/0! | 50.5 | 1 | #DIV/0! | 1 | #DIV/0! | #DIV/0! |  |  | 1
0 | 0 | 0 | 0 |  | 1 | 19:08 | 14224 |  | 1856.0963 | -1351.0513 | -1351.0513 | 6.0056e-152 | 2.3267e-152 | -6.1672e-154 | 0 | -1351.0513 |  | -1901.4424 | #DIV/0! | #DIV/0! | 50.5 | 1 | #DIV/0! | 1 | #DIV/0! | #DIV/0! |  |  | 1
0 | 0 | 0 | 0 |  | 1 | 19:08 | 14228 |  | 1856.487 | -1351.442 | -1351.442 | 5.4051e-152 | 2.094e-152 | -5.5505e-154 | 0 | -1351.442 |  | -1901.833 | #DIV/0! | #DIV/0! | 50.5 | 1 | #DIV/0! | 1 | #DIV/0! | #DIV/0! |  |  | 1
0 | 0 | 0 | 0 |  | 1 | 19:08 | 14232 |  | 1856.8777 | -1351.8327 | -1351.8327 | 4.8646e-152 | 1.8846e-152 | -4.9954e-154 | 0 | -1351.8327 |  | -1902.2237 | #DIV/0! | #DIV/0! | 50.5 | 1 | #DIV/0! | 1 | #DIV/0! | #DIV/0! |  |  | 1
0 | 0 | 0 | 0 |  | 1 | 19:08 | 14236 |  | 1857.2683 | -1352.2233 | -1352.2233 | 4.3781e-152 | 1.6962e-152 | -4.4959e-154 | 0 | -1352.2233 |  | -1902.6144 | #DIV/0! | #DIV/0! | 50.5 | 1 | #DIV/0! | 1 | #DIV/0! | #DIV/0! |  |  | 1
0 | 0 | 0 | 0 |  | 1 | 19:08 | 14240 |  | 1857.659 | -1352.614 | -1352.614 | 3.9403e-152 | 1.5265e-152 | -4.0463e-154 | 0 | -1352.614 |  | -1903.005 | #DIV/0! | #DIV/0! | 50.5 | 1 | #DIV/0! | 1 | #DIV/0! | #DIV/0! |  |  | 1
0 | 0 | 0 | 0 |  | 1 | 19:08 | 14244 |  | 1858.0497 | -1353.0047 | -1353.0047 | 3.5463e-152 | 1.3739e-152 | -3.6417e-154 | 0 | -1353.0047 |  | -1903.3957 | #DIV/0! | #DIV/0! | 50.5 | 1 | #DIV/0! | 1 | #DIV/0! | #DIV/0! |  |  | 1
0 | 0 | 0 | 0 |  | 1 | 19:08 | 14248 |  | 1858.4403 | -1353.3953 | -1353.3953 | 3.1916e-152 | 1.2365e-152 | -3.2775e-154 | 0 | -1353.3953 |  | -1903.7864 | #DIV/0! | #DIV/0! | 50.5 | 1 | #DIV/0! | 1 | #DIV/0! | #DIV/0! |  |  | 1
0 | 0 | 0 | 0 |  | 1 | 19:08 | 14252 |  | 1858.831 | -1353.786 | -1353.786 | 2.8725e-152 | 1.1129e-152 | -2.9498e-154 | 0 | -1353.786 |  | -1904.177 | #DIV/0! | #DIV/0! | 50.5 | 1 | #DIV/0! | 1 | #DIV/0! | #DIV/0! |  |  | 1
0 | 0 | 0 | 0 |  | 1 | 19:08 | 14256 |  | 1859.2217 | -1354.1767 | -1354.1767 | 2.5852e-152 | 1.0016e-152 | -2.6548e-154 | 0 | -1354.1767 |  | -1904.5677 | #DIV/0! | #DIV/0! | 50.5 | 1 | #DIV/0! | 1 | #DIV/0! | #DIV/0! |  |  | 1
0 | 0 | 0 | 0 |  | 1 | 19:08 | 14260 |  | 1859.6123 | -1354.5673 | -1354.5673 | 2.3267e-152 | 9.0141e-153 | -2.3893e-154 | 0 | -1354.5673 |  | -1904.9584 | #DIV/0! | #DIV/0! | 50.5 | 1 | #DIV/0! | 1 | #DIV/0! | #DIV/0! |  |  | 1
0 | 0 | 0 | 0 |  | 1 | 19:09 | 14264 |  | 1860.003 | -1354.958 | -1354.958 | 2.094e-152 | 8.1127e-153 | -2.1504e-154 | 0 | -1354.958 |  | -1905.349 | #DIV/0! | #DIV/0! | 50.5 | 1 | #DIV/0! | 1 | #DIV/0! | #DIV/0! |  |  | 1
0 | 0 | 0 | 0 |  | 1 | 19:09 | 14268 |  | 1860.3937 | -1355.3487 | -1355.3487 | 1.8846e-152 | 7.3014e-153 | -1.9353e-154 | 0 | -1355.3487 |  | -1905.7397 | #DIV/0! | #DIV/0! | 50.5 | 1 | #DIV/0! | 1 | #DIV/0! | #DIV/0! |  |  | 1
0 | 0 | 0 | 0 |  | 1 | 19:09 | 14272 |  | 1860.7843 | -1355.7393 | -1355.7393 | 1.6962e-152 | 6.5713e-153 | -1.7418e-154 | 0 | -1355.7393 |  | -1906.1304 | #DIV/0! | #DIV/0! | 50.5 | 1 | #DIV/0! | 1 | #DIV/0! | #DIV/0! |  |  | 1
0 | 0 | 0 | 0 |  | 1 | 19:09 | 14276 |  | 1861.175 | -1356.13 | -1356.13 | 1.5265e-152 | 5.9142e-153 | -1.5676e-154 | 0 | -1356.13 |  | -1906.521 | #DIV/0! | #DIV/0! | 50.5 | 1 | #DIV/0! | 1 | #DIV/0! | #DIV/0! |  |  | 1
0 | 0 | 0 | 0 |  | 1 | 19:09 | 14280 |  | 1861.5657 | -1356.5207 | -1356.5207 | 1.3739e-152 | 5.3227e-153 | -1.4109e-154 | 0 | -1356.5207 |  | -1906.9117 | #DIV/0! | #DIV/0! | 50.5 | 1 | #DIV/0! | 1 | #DIV/0! | #DIV/0! |  |  | 1
0 | 0 | 0 | 0 |  | 1 | 19:09 | 14284 |  | 1861.9563 | -1356.9113 | -1356.9113 | 1.2365e-152 | 4.7905e-153 | -1.2698e-154 | 0 | -1356.9113 |  | -1907.3024 | #DIV/0! | #DIV/0! | 50.5 | 1 | #DIV/0! | 1 | #DIV/0! | #DIV/0! |  |  | 1
0 | 0 | 0 | 0 |  | 1 | 19:09 | 14288 |  | 1862.347 | -1357.302 | -1357.302 | 1.1129e-152 | 4.3114e-153 | -1.1428e-154 | 0 | -1357.302 |  | -1907.693 | #DIV/0! | #DIV/0! | 50.5 | 1 | #DIV/0! | 1 | #DIV/0! | #DIV/0! |  |  | 1
0 | 0 | 0 | 0 |  | 1 | 19:09 | 14292 |  | 1862.7377 | -1357.6927 | -1357.6927 | 1.0016e-152 | 3.8803e-153 | -1.0285e-154 | 0 | -1357.6927 |  | -1908.0837 | #DIV/0! | #DIV/0! | 50.5 | 1 | #DIV/0! | 1 | #DIV/0! | #DIV/0! |  |  | 1
0 | 0 | 0 | 0 |  | 1 | 19:09 | 14296 |  | 1863.1283 | -1358.0833 | -1358.0833 | 9.0141e-153 | 3.4923e-153 | -9.2566e-155 | 0 | -1358.0833 |  | -1908.4744 | #DIV/0! | #DIV/0! | 50.5 | 1 | #DIV/0! | 1 | #DIV/0! | #DIV/0! |  |  | 1
0 | 0 | 0 | 0 |  | 1 | 19:09 | 14300 |  | 1863.519 | -1358.474 | -1358.474 | 8.1127e-153 | 3.143e-153 | -8.331e-155 | 0 | -1358.474 |  | -1908.865 | #DIV/0! | #DIV/0! | 50.5 | 1 | #DIV/0! | 1 | #DIV/0! | #DIV/0! |  |  | 1
0 | 0 | 0 | 0 |  | 1 | 19:09 | 14304 |  | 1863.9097 | -1358.8647 | -1358.8647 | 7.3014e-153 | 2.8287e-153 | -7.4979e-155 | 0 | -1358.8647 |  | -1909.2557 | #DIV/0! | #DIV/0! | 50.5 | 1 | #DIV/0! | 1 | #DIV/0! | #DIV/0! |  |  | 1
0 | 0 | 0 | 0 |  | 1 | 19:09 | 14308 |  | 1864.3003 | -1359.2553 | -1359.2553 | 6.5713e-153 | 2.5459e-153 | -6.7481e-155 | 0 | -1359.2553 |  | -1909.6464 | #DIV/0! | #DIV/0! | 50.5 | 1 | #DIV/0! | 1 | #DIV/0! | #DIV/0! |  |  | 1
0 | 0 | 0 | 0 |  | 1 | 19:09 | 14312 |  | 1864.691 | -1359.646 | -1359.646 | 5.9142e-153 | 2.2913e-153 | -6.0733e-155 | 0 | -1359.646 |  | -1910.037 | #DIV/0! | #DIV/0! | 50.5 | 1 | #DIV/0! | 1 | #DIV/0! | #DIV/0! |  |  | 1
0 | 0 | 0 | 0 |  | 1 | 19:09 | 14316 |  | 1865.0817 | -1360.0367 | -1360.0367 | 5.3227e-153 | 2.0621e-153 | -5.4659e-155 | 0 | -1360.0367 |  | -1910.4277 | #DIV/0! | #DIV/0! | 50.5 | 1 | #DIV/0! | 1 | #DIV/0! | #DIV/0! |  |  | 1
0 | 0 | 0 | 0 |  | 1 | 19:09 | 14320 |  | 1865.4723 | -1360.4273 | -1360.4273 | 4.7905e-153 | 1.8559e-153 | -4.9194e-155 | 0 | -1360.4273 |  | -1910.8184 | #DIV/0! | #DIV/0! | 50.5 | 1 | #DIV/0! | 1 | #DIV/0! | #DIV/0! |  |  | 1
0 | 0 | 0 | 0 |  | 1 | 19:10 | 14324 |  | 1865.863 | -1360.818 | -1360.818 | 4.3114e-153 | 1.6703e-153 | -4.4274e-155 | 0 | -1360.818 |  | -1911.209 | #DIV/0! | #DIV/0! | 50.5 | 1 | #DIV/0! | 1 | #DIV/0! | #DIV/0! |  |  | 1
0 | 0 | 0 | 0 |  | 1 | 19:10 | 14328 |  | 1866.2537 | -1361.2087 | -1361.2087 | 3.8803e-153 | 1.5033e-153 | -3.9847e-155 | 0 | -1361.2087 |  | -1911.5997 | #DIV/0! | #DIV/0! | 50.5 | 1 | #DIV/0! | 1 | #DIV/0! | #DIV/0! |  |  | 1
0 | 0 | 0 | 0 |  | 1 | 19:10 | 14332 |  | 1866.6443 | -1361.5993 | -1361.5993 | 3.4923e-153 | 1.353e-153 | -3.5862e-155 | 0 | -1361.5993 |  | -1911.9904 | #DIV/0! | #DIV/0! | 50.5 | 1 | #DIV/0! | 1 | #DIV/0! | #DIV/0! |  |  | 1
0 | 0 | 0 | 0 |  | 1 | 19:10 | 14336 |  | 1867.035 | -1361.99 | -1361.99 | 3.143e-153 | 1.2177e-153 | -3.2276e-155 | 0 | -1361.99 |  | -1912.381 | #DIV/0! | #DIV/0! | 50.5 | 1 | #DIV/0! | 1 | #DIV/0! | #DIV/0! |  |  | 1
0 | 0 | 0 | 0 |  | 1 | 19:10 | 14340 |  | 1867.4257 | -1362.3807 | -1362.3807 | 2.8287e-153 | 1.0959e-153 | -2.9048e-155 | 0 | -1362.3807 |  | -1912.7717 | #DIV/0! | #DIV/0! | 50.5 | 1 | #DIV/0! | 1 | #DIV/0! | #DIV/0! |  |  | 1
0 | 0 | 0 | 0 |  | 1 | 19:10 | 14344 |  | 1867.8163 | -1362.7713 | -1362.7713 | 2.5459e-153 | 9.8632e-154 | -2.6143e-155 | 0 | -1362.7713 |  | -1913.1624 | #DIV/0! | #DIV/0! | 50.5 | 1 | #DIV/0! | 1 | #DIV/0! | #DIV/0! |  |  | 1
0 | 0 | 0 | 0 |  | 1 | 19:10 | 14348 |  | 1868.207 | -1363.162 | -1363.162 | 2.2913e-153 | 8.8768e-154
0 | 0 | 0 | 0 |  | 1 | 19:10 | 14352 |  | 1868.5977 | -1363.5527 | -1363.5527 | 2.0621e-153 | 7.9892e-154
0 | 0 | 0 | 0 |  | 1 | 19:10 | 14356 |  | 1868.9883 | -1363.9433 | -1363.9433 | 1.8559e-153
0 | 0 | 0 | 0 |  | 1 | 19:10 | 14360 |  | 1869.379 | -1364.334 | -1364.334 | 1.6703e-153
0 | 0 | 0 | 0 |  | 1 | 19:10 | 14364 |  | 1869.7697 | -1364.7247 | -1364.7247 | 1.5033e-153
0 | 0 | 0 | 0 |  | 1 | 19:10 | 14368 |  | 1870.1603 | -1365.1153 | -1365.1153 | 1.353e-153
0 | 0 | 0 | 0 |  | 1 | 19:10 | 14372 |  | 1870.551 | -1365.506 | -1365.506 | 1.2177e-153
0 | 0 | 0 | 0 |  | 1 | 19:10 | 14376 |  | 1870.9417 | -1365.8967 | -1365.8967 | 1.0959e-153
0 | 0 | 0 | 0 |  | 1 | 19:10 | 14380 |  | 1871.3323 | -1366.2873 | -1366.2873 | 9.8632e-154
0 | 0 | 0 | 0 |  | 1 | 19:11 | 14384 |  | 1871.723 | -1366.678 | -1366.678 | 8.8768e-154
0 | 0 | 0 | 0 |  | 1 | 19:11 | 14388 |  | 1872.1137 | -1367.0687 | -1367.0687 | 7.9892e-154

## LowerSlow
Intermediate Data - Do not Change |  |  |  |  | Section references are to User Guide v3.0
Time conversion | 0:00 | RT0 | 536.9333 |  | 2.2(b) - Results
Time interval | 0:00 | Frequency Setting | 0 |  | SLOW LOWER | 92.1 | MW
Smoothing Constant | 0.1 | Disturbance time | 15:11 |  | SE | -69.8 | MW
G | 1 | Reference time | 401.2 |  | SB | -127.6
freq. ramp rate | 0.125 |  |  |  | SC | -149.8
freq. ref time | -2.8 |  |  |  | FD | -92.1 | Participant supplied fast data used for calculation.
Deadband Lower Limit | 50 | Combined Controller | NO |  | Slow Enablement | 80
[19 empty] | Section 2.2 (a)(x) | Section 2.2 (a)(xi)
[11 empty] | Section 2.2 (a)(v) | [7 empty] | SB | SC
[8 empty] | Section 2.2 (a)(i) |  | Section 2.2 (a)(iii) | SA | Section 2.2 (a)(vi) | Section 2.2 (a)(vii) |  | Section 2.2 (a)(viii) |  |  | Section 2.2 (a)(ix) | -127.6 | -149.8
Raw Data |  |  |  | Checking |  |  | Checking |  |  |  | 550.391 | [7 empty] | 6 < t < 60 | 60 < t < 300
Local frequency | FS - Switched | FP - Proportional | Power flow | disturbance | Time | Relative time | frequency at |  |  |  | PRE-EVENT (-20<t<-8) | POST-EVENT (t>0) |  |  |  |  | Proportionally Compensated |  | Compensated | Compensated | Frequency
Hz - Raw | MW | MW | MW | time | hh:mm:ss.00 | sec | t = 0 | Reference Trajectory | Adjustment | Adjusted Power | MW | Basic response (MW) | FS (Raw) | FP (Raw) | Fresp-rate | Proportional Control Comp | Basic response (MW) - FP | Adjusted Response | Basic response (MW) | Basic response (MW) | Recovery?
49.9024 | 0 | 546.6152 | 546.6152 |  | 15:10 | -44 |  | 544.2667 | -7.3333 | 539.2818 |  | 0 | 0 | 0 | [6 empty] | 0
49.8952 | 0 | 547.743 | 547.743 |  | 15:10 | -40 |  | 543.6 | -6.6667 | 541.0764 |  | 0 | 0 | 0 | [6 empty] | 0
49.8816 | 0 | 547.743 | 547.743 |  | 15:10 | -36 |  | 542.9333 | -6 | 541.743 |  | 0 | 0 | 0 | [6 empty] | 0
49.8637 | 0 | 546.2393 | 546.2393 |  | 15:10 | -32 |  | 542.2667 | -5.3333 | 540.9059 |  | 0 | 0 | 0 | [6 empty] | 0
49.8622 | 0 | 547.743 | 547.743 |  | 15:10 | -28 |  | 541.6 | -4.6667 | 543.0764 |  | 0 | 0 | 0 | [6 empty] | 0
49.8611 | 0 | 548.4949 | 548.4949 |  | 15:10 | -24 |  | 540.9333 | -4 | 544.4949 |  | 0 | 0 | 0 | [6 empty] | 0
49.8653 | 0 | 550.3747 | 550.3747 |  | 15:10 | -20 |  | 540.2667 | -3.3333 | 547.0414 | 547.0414 | 0 | 0 | 0 | [6 empty] | 0
49.8662 | 0 | 552.6304 | 552.6304 |  | 15:11 | -16 |  | 539.6 | -2.6667 | 549.9637 | 549.9637 | 0 | 0 | 0 | [6 empty] | 0
49.8898 | 0 | 553.3823 | 553.3823 |  | 15:11 | -12 |  | 538.9333 | -2 | 551.3823 | 551.3823 | 0 | 0 | 0 | [6 empty] | 0
49.8902 | 0 | 554.5101 | 554.5101 |  | 15:11 | -8 |  | 538.2667 | -1.3333 | 553.1768 | 553.1768 | 0 | 0 | 0 | [6 empty] | 0
50.0862 | 0 | 553.3823 | 553.3823 |  | 15:11 | -4 |  | 537.6 | -0.66667 | 552.7156 |  | 0 | 0 | 0 | [6 empty] | 0
50.3828 | 0 | 552.6304 | 552.6304 | 1 | 15:11 | 0 | 50.3828 | 536.9333 | 0 | 552.6304 |  | 0 | 0 | 0 | [6 empty] | 0
50.1766 | 0 | 541.7278 | 541.7278 | 1 | 15:11 | 4 |  | 536.2667 | 0 | 541.7278 |  | -8.6632 | 0 | -8.6632 | 50.5 | 2.8305 | -24.5212 | -24.5212 |  |  | 0
50.2176 | 0 | 505.6367 | 505.6367 | 1 | 15:11 | 8 |  | 535.6 | 0 | 505.6367 |  | -44.7543 | 0 | -44.7543 | 50.5 | 2.2978 | -102.8372 | -102.8372 | -102.8372 |  | 0
50.2045 | 0 | 512.0278 | 512.0278 | 1 | 15:11 | 12 |  | 534.9333 | 0 | 512.0278 |  | -38.3632 | 0 | -38.3632 | 50.5 | 2.445 | -93.7983 | -93.7983 | -93.7983 |  | 0
50.2113 | 0 | 523.3063 | 523.3063 | 1 | 15:11 | 16 |  | 534.2667 | 0 | 523.3063 |  | -27.0847 | 0 | -27.0847 | 50.5 | 2.3659 | -64.0802 | -64.0802 | -64.0802 |  | 0
50.2036 | 0 | 526.3139 | 526.3139 | 1 | 15:11 | 20 |  | 533.6 | 0 | 526.3139 |  | -24.0771 | 0 | -24.0771 | 50.5 | 2.4563 | -59.1413 | -59.1413 | -59.1413 |  | 0
50.232 | 0 | 526.3139 | 526.3139 | 1 | 15:11 | 24 |  | 532.9333 | 0 | 526.3139 |  | -24.0771 | 0 | -24.0771 | 50.5 | 2.1551 | -51.889 | -51.889 | -51.889 |  | 0
50.2197 | 0 | 527.0658 | 527.0658 | 1 | 15:11 | 28 |  | 532.2667 | 0 | 527.0658 |  | -23.3252 | 0 | -23.3252 | 50.5 | 2.276 | -53.0871 | -53.0871 | -53.0871 |  | 0
50.2194 | 0 | 526.6899 | 526.6899 | 1 | 15:11 | 32 |  | 531.6 | 0 | 526.6899 |  | -23.7012 | 0 | -23.7012 | 50.5 | 2.2789 | -54.0121 | -54.0121 | -54.0121 |  | 0
50.2099 | 0 | 524.8101 | 524.8101 | 1 | 15:11 | 36 |  | 530.9333 | 0 | 524.8101 |  | -25.5809 | 0 | -25.5809 | 50.5 | 2.3827 | -60.9504 | -60.9504 | -60.9504 |  | 0
50.2099 | 0 | 523.6823 | 523.6823 | 1 | 15:11 | 40 |  | 530.2667 | 0 | 523.6823 |  | -26.7088 | 0 | -26.7088 | 50.5 | 2.3824 | -63.6308 | -63.6308 | -63.6308 |  | 0
50.208 | 0 | 523.6823 | 523.6823 | 1 | 15:12 | 44 |  | 529.6 | 0 | 523.6823 |  | -26.7088 | 0 | -26.7088 | 50.5 | 2.4039 | -64.2049 | -64.2049 | -64.2049 |  | 0
50.2175 | 0 | 525.562 | 525.562 | 1 | 15:12 | 48 |  | 528.9333 | 0 | 525.562 |  | -24.829 | 0 | -24.829 | 50.5 | 2.2993 | -57.0885 | -57.0885 | -57.0885 |  | 0
50.2129 | 0 | 525.562 | 525.562 | 1 | 15:12 | 52 |  | 528.2667 | 0 | 525.562 |  | -24.829 | 0 | -24.829 | 50.5 | 2.3482 | -58.3046 | -58.3046 | -58.3046 |  | 0
50.2061 | 0 | 526.6899 | 526.6899 | 1 | 15:12 | 56 |  | 527.6 | 0 | 526.6899 |  | -23.7012 | 0 | -23.7012 | 50.5 | 2.4264 | -57.5086 | -57.5086 | -57.5086 |  | 0
50.2397 | 0 | 525.1861 | 525.1861 | 1 | 15:12 | 60 |  | 526.9333 | 0 | 525.1861 |  | -25.2049 | 0 | -25.2049 | 50.5 | 2.0861 | -52.581 | -52.581 | -52.581 |  | 0
50.2178 | 0 | 525.1861 | 525.1861 | 1 | 15:12 | 64 |  | 526.2667 | 0 | 525.1861 |  | -25.2049 | 0 | -25.2049 | 50.5 | 2.2958 | -57.8646 | -57.8646 |  | -57.8646 | 0
50.2166 | 0 | 524.8101 | 524.8101 | 1 | 15:12 | 68 |  | 525.6 | 0 | 524.8101 |  | -25.5809 | 0 | -25.5809 | 50.5 | 2.3082 | -59.0463 | -59.0463 |  | -59.0463 | 0
50.2132 | 0 | 522.9304 | 522.9304 | 1 | 15:12 | 72 |  | 524.9333 | 0 | 522.9304 |  | -27.4607 | 0 | -27.4607 | 50.5 | 2.3453 | -64.4048 | -64.4048 |  | -64.4048 | 0
50.211 | 0 | 524.4342 | 524.4342 | 1 | 15:12 | 76 |  | 524.2667 | 0 | 524.4342 |  | -25.9568 | 0 | -25.9568 | 50.5 | 2.3702 | -61.5217 | -61.5217 |  | -61.5217 | 0
50.2121 | 0 | 524.4342 | 524.4342 | 1 | 15:12 | 80 |  | 523.6 | 0 | 524.4342 |  | -25.9568 | 0 | -25.9568 | 50.5 | 2.3571 | -61.1821 | -61.1821 |  | -61.1821 | 0
50.2182 | 0 | 525.1861 | 525.1861 | 1 | 15:12 | 84 |  | 522.9333 | 0 | 525.1861 |  | -25.2049 | 0 | -25.2049 | 50.5 | 2.2913 | -57.7523 | -57.7523 |  | -57.7523 | 0
50.2206 | 0 | 525.562 | 525.562 | 1 | 15:12 | 88 |  | 522.2667 | 0 | 525.562 |  | -24.829 | 0 | -24.829 | 50.5 | 2.2664 | -56.2722 | -56.2722 |  | -56.2722 | 0
50.2047 | 0 | 525.562 | 525.562 | 1 | 15:12 | 92 |  | 521.6 | 0 | 525.562 |  | -24.829 | 0 | -24.829 | 50.5 | 2.4428 | -60.6529 | -60.6529 |  | -60.6529 | 0
50.2119 | 0 | 524.4342 | 524.4342 | 1 | 15:12 | 96 |  | 520.9333 | 0 | 524.4342 |  | -25.9568 | 0 | -25.9568 | 50.5 | 2.3599 | -61.2548 | -61.2548 |  | -61.2548 | 0
50.2131 | 0 | 525.938 | 525.938 | 1 | 15:12 | 100 |  | 520.2667 | 0 | 525.938 |  | -24.453 | 0 | -24.453 | 50.5 | 2.3466 | -57.3806 | -57.3806 |  | -57.3806 | 0
50.2066 | 0 | 525.938 | 525.938 | 1 | 15:13 | 104 |  | 519.6 | 0 | 525.938 |  | -24.453 | 0 | -24.453 | 50.5 | 2.4196 | -59.1665 | -59.1665 |  | -59.1665 | 0
50.2097 | 0 | 525.1861 | 525.1861 | 1 | 15:13 | 108 |  | 518.9333 | 0 | 525.1861 |  | -25.2049 | 0 | -25.2049 | 50.5 | 2.3846 | -60.1037 | -60.1037 |  | -60.1037 | 0
50.2071 | 0 | 525.1861 | 525.1861 | 1 | 15:13 | 112 |  | 518.2667 | 0 | 525.1861 |  | -25.2049 | 0 | -25.2049 | 50.5 | 2.4147 | -60.8622 | -60.8622 |  | -60.8622 | 0
50.2137 | 0 | 525.562 | 525.562 | 1 | 15:13 | 116 |  | 517.6 | 0 | 525.562 |  | -24.829 | 0 | -24.829 | 50.5 | 2.3398 | -58.0954 | -58.0954 |  | -58.0954 | 0
50.2044 | 0 | 525.562 | 525.562 | 1 | 15:13 | 120 |  | 516.9333 | 0 | 525.562 |  | -24.829 | 0 | -24.829 | 50.5 | 2.4467 | -60.7491 | -60.7491 |  | -60.7491 | 0
50.2086 | 0 | 525.1861 | 525.1861 | 1 | 15:13 | 124 |  | 516.2667 | 0 | 525.1861 |  | -25.2049 | 0 | -25.2049 | 50.5 | 2.3969 | -60.4137 | -60.4137 |  | -60.4137 | 0
50.2004 | 0 | 525.938 | 525.938 | 1 | 15:13 | 128 |  | 515.6 | 0 | 525.938 |  | -24.453 | 0 | -24.453 | 50.5 | 2.4947 | -61.0021 | -61.0021 |  | -61.0021 | 0
50.2032 | 0 | 524.0582 | 524.0582 | 1 | 15:13 | 132 |  | 514.9333 | 0 | 524.0582 |  | -26.3328 | 0 | -26.3328 | 50.5 | 2.4602 | -64.7851 | -64.7851 |  | -64.7851 | 0
50.198 | 0 | 524.0582 | 524.0582 | 1 | 15:13 | 136 |  | 514.2667 | 0 | 524.0582 |  | -26.3328 | 0 | -26.3328 | 50.5 | 2.5253 | -66.4976 | -66.4976 |  | -66.4976 | 0
50.1947 | 0 | 524.0582 | 524.0582 | 1 | 15:13 | 140 |  | 513.6 | 0 | 524.0582 |  | -26.3328 | 0 | -26.3328 | 50.5 | 2.5686 | -67.6392 | -67.6392 |  | -67.6392 | 0
50.2017 | 0 | 524.0582 | 524.0582 | 1 | 15:13 | 144 |  | 512.9333 | 0 | 524.0582 |  | -26.3328 | 0 | -26.3328 | 50.5 | 2.4786 | -65.2678 | -65.2678 |  | -65.2678 | 0
50.1909 | 0 | 521.8026 | 521.8026 | 1 | 15:13 | 148 |  | 512.2667 | 0 | 521.8026 |  | -28.5885 | 0 | -28.5885 | 50.5 | 2.6187 | -74.8636 | -74.8636 |  | -74.8636 | 0
50.1981 | 0 | 522.9304 | 522.9304 | 1 | 15:13 | 152 |  | 511.6 | 0 | 522.9304 |  | -27.4607 | 0 | -27.4607 | 50.5 | 2.5244 | -69.3218 | -69.3218 |  | -69.3218 | 0
50.1745 | 0 | 521.8026 | 521.8026 | 1 | 15:13 | 156 |  | 510.9333 | 0 | 521.8026 |  | -28.5885 | 0 | -28.5885 | 50.5 | 2.8658 | -81.93 | -81.93 |  | -81.93 | 0
50.1798 | 0 | 521.8026 | 521.8026 | 1 | 15:13 | 160 |  | 510.2667 | 0 | 521.8026 |  | -28.5885 | 0 | -28.5885 | 50.5 | 2.7815 | -79.5185 | -79.5185 |  | -79.5185 | 0
50.1879 | 0 | 524.0582 | 524.0582 | 1 | 15:14 | 164 |  | 509.6 | 0 | 524.0582 |  | -26.3328 | 0 | -26.3328 | 50.5 | 2.6604 | -70.0555 | -70.0555 |  | -70.0555 | 0
50.1801 | 0 | 524.0582 | 524.0582 | 1 | 15:14 | 168 |  | 508.9333 | 0 | 524.0582 |  | -26.3328 | 0 | -26.3328 | 50.5 | 2.7761 | -73.1032 | -73.1032 |  | -73.1032 | 0
50.1831 | 0 | 524.4342 | 524.4342 | 1 | 15:14 | 172 |  | 508.2667 | 0 | 524.4342 |  | -25.9568 | 0 | -25.9568 | 50.5 | 2.7306 | -70.878 | -70.878 |  | -70.878 | 0
50.1716 | 0 | 523.3063 | 523.3063 | 1 | 15:14 | 176 |  | 507.6 | 0 | 523.3063 |  | -27.0847 | 0 | -27.0847 | 50.5 | 2.9145 | -78.939 | -78.939 |  | -78.939 | 0
50.1612 | 0 | 524.4342 | 524.4342 | 1 | 15:14 | 180 |  | 506.9333 | 0 | 524.4342 |  | -25.9568 | 0 | -25.9568 | 50.5 | 3 | -77.8705 | -77.8705 |  | -77.8705 | 0
50.1614 | 0 | 524.4342 | 524.4342 | 1 | 15:14 | 184 |  | 506.2667 | 0 | 524.4342 |  | -25.9568 | 0 | -25.9568 | 50.5 | 3 | -77.8705 | -77.8705 |  | -77.8705 | 0
50.1627 | 0 | 526.6899 | 526.6899 | 1 | 15:14 | 188 |  | 505.6 | 0 | 526.6899 |  | -23.7012 | 0 | -23.7012 | 50.5 | 3 | -71.1035 | -71.1035 |  | -71.1035 | 0
50.1604 | 0 | 526.6899 | 526.6899 | 1 | 15:14 | 192 |  | 504.9333 | 0 | 526.6899 |  | -23.7012 | 0 | -23.7012 | 50.5 | 3 | -71.1035 | -71.1035 |  | -71.1035 | 0
50.158 | 0 | 526.6899 | 526.6899 | 1 | 15:14 | 196 |  | 504.2667 | 0 | 526.6899 |  | -23.7012 | 0 | -23.7012 | 50.5 | 3 | -71.1035 | -71.1035 |  | -71.1035 | 0
50.162 | 0 | 527.0658 | 527.0658 | 1 | 15:14 | 200 |  | 503.6 | 0 | 527.0658 |  | -23.3252 | 0 | -23.3252 | 50.5 | 3 | -69.9757 | -69.9757 |  | -69.9757 | 0
50.1563 | 0 | 525.562 | 525.562 | 1 | 15:14 | 204 |  | 502.9333 | 0 | 525.562 |  | -24.829 | 0 | -24.829 | 50.5 | 3 | -74.4871 | -74.4871 |  | -74.4871 | 0
50.162 | 0 | 525.938 | 525.938 | 1 | 15:14 | 208 |  | 502.2667 | 0 | 525.938 |  | -24.453 | 0 | -24.453 | 50.5 | 3 | -73.3591 | -73.3591 |  | -73.3591 | 0
50.155 | 0 | 524.8101 | 524.8101 | 1 | 15:14 | 212 |  | 501.6 | 0 | 524.8101 |  | -25.5809 | 0 | -25.5809 | 50.5 | 3 | -76.7427 | -76.7427 |  | -76.7427 | 0
50.1505 | 0 | 524.0582 | 524.0582 | 1 | 15:14 | 216 |  | 500.9333 | 0 | 524.0582 |  | -26.3328 | 0 | -26.3328 | 50.5 | 3 | -78.9984 | -78.9984 |  | -78.9984 | 0
50.1521 | 0 | 524.0582 | 524.0582 | 1 | 15:14 | 220 |  | 500.2667 | 0 | 524.0582 |  | -26.3328 | 0 | -26.3328 | 50.5 | 3 | -78.9984 | -78.9984 |  | -78.9984 | 0
50.1449 | 0 | 524.0582 | 524.0582 |  | 15:15 | 224 |  | 499.6 | 0 | 524.0582 |  | -26.3328 | 0 | -26.3328 | 50.5 | 3 | -78.9984 | -78.9984 |  | -78.9984 | 0
50.1536 | 0 | 524.0582 | 524.0582 | 1 | 15:15 | 228 |  | 498.9333 | 0 | 524.0582 |  | -26.3328 | 0 | -26.3328 | 50.5 | 3 | -78.9984 | -78.9984 |  | -78.9984 | 0
50.1559 | 0 | 523.3063 | 523.3063 | 1 | 15:15 | 232 |  | 498.2667 | 0 | 523.3063 |  | -27.0847 | 0 | -27.0847 | 50.5 | 3 | -81.2541 | -81.2541 |  | -81.2541 | 0
50.1502 | 0 | 523.3063 | 523.3063 | 1 | 15:15 | 236 |  | 497.6 | 0 | 523.3063 |  | -27.0847 | 0 | -27.0847 | 50.5 | 3 | -81.2541 | -81.2541 |  | -81.2541 | 0
50.145 | 0 | 522.5544 | 522.5544 |  | 15:15 | 240 |  | 496.9333 | 0 | 522.5544 |  | -27.8366 | 0 | -27.8366 | 50.5 | 3 | -83.5098 | -83.5098 |  | -83.5098 | 0
50.1515 | 0 | 521.8026 | 521.8026 | 1 | 15:15 | 244 |  | 496.2667 | 0 | 521.8026 |  | -28.5885 | 0 | -28.5885 | 50.5 | 3 | -85.7654 | -85.7654 |  | -85.7654 | 0
50.157 | 0 | 521.8026 | 521.8026 | 1 | 15:15 | 248 |  | 495.6 | 0 | 521.8026 |  | -28.5885 | 0 | -28.5885 | 50.5 | 3 | -85.7654 | -85.7654 |  | -85.7654 | 0
50.156 | 0 | 520.6747 | 520.6747 | 1 | 15:15 | 252 |  | 520.7977 | 0 | 520.6747 |  | -29.7163 | 0 | -29.7163 | 50.5 | 3 | -89.149 | -89.149 |  | -89.149 | 0
50.1481 | 0 | 519.9228 | 519.9228 |  | 15:15 | 256 |  | 521.1883 | 0 | 519.9228 |  | -30.4682 | 0 | -30.4682 | 50.5 | 3 | -91.4047 | -91.4047 |  | -91.4047 | 0
50.1464 | 0 | 518.7949 | 518.7949 |  | 15:15 | 260 |  | 521.579 | 0 | 518.7949 |  | -31.5961 | 0 | -31.5961 | 50.5 | 3 | -94.7883 | -94.7883 |  | -94.7883 | 0
50.1478 | 0 | 518.7949 | 518.7949 |  | 15:15 | 264 |  | 521.9697 | 0 | 518.7949 |  | -31.5961 | 0 | -31.5961 | 50.5 | 3 | -94.7883 | -94.7883 |  | -94.7883 | 0
50.1557 | 0 | 519.1709 | 519.1709 | 1 | 15:15 | 268 |  | 522.3603 | 0 | 519.1709 |  | -31.2201 | 0 | -31.2201 | 50.5 | 3 | -93.6604 | -93.6604 |  | -93.6604 | 0
50.1436 | 0 | 519.1709 | 519.1709 |  | 15:15 | 272 |  | 522.751 | 0 | 519.1709 |  | -31.2201 | 0 | -31.2201 | 50.5 | 3 | -93.6604 | -93.6604 |  | -93.6604 | 0
50.1524 | 0 | 520.2987 | 520.2987 | 1 | 15:15 | 276 |  | 523.1417 | 0 | 520.2987 |  | -30.0923 | 0 | -30.0923 | 50.5 | 3 | -90.277 | -90.277 |  | -90.277 | 0
50.1548 | 0 | 519.5468 | 519.5468 | 1 | 15:15 | 280 |  | 523.5323 | 0 | 519.5468 |  | -30.8442 | 0 | -30.8442 | 50.5 | 3 | -92.5327 | -92.5327 |  | -92.5327 | 0
50.1453 | 0 | 519.5468 | 519.5468 |  | 15:16 | 284 |  | 523.923 | 0 | 519.5468 |  | -30.8442 | 0 | -30.8442 | 50.5 | 3 | -92.5327 | -92.5327 |  | -92.5327 | 0
50.1437 | 0 | 518.7949 | 518.7949 |  | 15:16 | 288 |  | 524.3137 | 0 | 518.7949 |  | -31.5961 | 0 | -31.5961 | 50.5 | 3 | -94.7883 | -94.7883 |  | -94.7883 | 0
50.1516 | 0 | 518.7949 | 518.7949 | 1 | 15:16 | 292 |  | 524.7043 | 0 | 518.7949 |  | -31.5961 | 0 | -31.5961 | 50.5 | 3 | -94.7883 | -94.7883 |  | -94.7883 | 0
50.1373 | 0 | 518.419 | 518.419 |  | 15:16 | 296 |  | 525.095 | 0 | 518.419 |  | -31.972 | 0 | -31.972 | 50.5 | 3 | -95.9161 | -95.9161 |  | -95.9161 | 0
50.1496 | 0 | 518.043 | 518.043 |  | 15:16 | 300 |  | 525.4857 | 0 | 518.043 |  | -32.348 | 0 | -32.348 | 50.5 | 3 | -97.044 | -97.044 |  | -97.044 | 0
50.144 | 0 | 516.9152 | 516.9152 |  | 15:16 | 304 |  | 525.8763 | 0 | 516.9152 |  | -33.4759 | 0 | -33.4759 | 50.5 | 3 | -100.4276 | -100.4276 |  |  | 0
50.153 | 0 | 518.043 | 518.043 | 1 | 15:16 | 308 |  | 526.267 | 0 | 518.043 |  | -32.348 | 0 | -32.348 | 50.5 | 3 | -97.044 | -97.044 |  |  | 0
50.1427 | 0 | 516.5392 | 516.5392 |  | 15:16 | 312 |  | 526.6577 | 0 | 516.5392 |  | -33.8518 | 0 | -33.8518 | 50.5 | 3 | -101.5554 | -101.5554 |  |  | 0
50.1479 | 0 | 515.4114 | 515.4114 |  | 15:16 | 316 |  | 527.0483 | 0 | 515.4114 |  | -34.9797 | 0 | -34.9797 | 50.5 | 3 | -104.939 | -104.939 |  |  | 0
50.1425 | 0 | 514.2836 | 514.2836 |  | 15:16 | 320 |  | 527.439 | 0 | 514.2836 |  | -36.1075 | 0 | -36.1075 | 50.5 | 3 | -108.3224 | -108.3224 |  |  | 0
50.1501 | 0 | 513.1557 | 513.1557 | 1 | 15:16 | 324 |  | 527.8297 | 0 | 513.1557 |  | -37.2353 | 0 | -37.2353 | 50.5 | 3 | -111.706 | -111.706 |  |  | 0
50.1494 | 0 | 513.1557 | 513.1557 |  | 15:16 | 328 |  | 528.2203 | 0 | 513.1557 |  | -37.2353 | 0 | -37.2353 | 50.5 | 3 | -111.706 | -111.706 |  |  | 0
50.1493 | 0 | 512.0278 | 512.0278 |  | 15:16 | 332 |  | 528.611 | 0 | 512.0278 |  | -38.3632 | 0 | -38.3632 | 50.5 | 3 | -115.0896 | -115.0896 |  |  | 0
50.1366 | 0 | 511.2759 | 511.2759 |  | 15:16 | 336 |  | 529.0017 | 0 | 511.2759 |  | -39.1151 | 0 | -39.1151 | 50.5 | 3 | -117.3453 | -117.3453 |  |  | 0
50.1311 | 0 | 510.524 | 510.524 |  | 15:16 | 340 |  | 529.3923 | 0 | 510.524 |  | -39.867 | 0 | -39.867 | 50.5 | 3 | -119.601 | -119.601 |  |  | 0
50.1283 | 0 | 510.524 | 510.524 |  | 15:17 | 344 |  | 529.783 | 0 | 510.524 |  | -39.867 | 0 | -39.867 | 50.5 | 3 | -119.601 | -119.601 |  |  | 0
50.1288 | 0 | 512.0278 | 512.0278 |  | 15:17 | 348 |  | 530.1737 | 0 | 512.0278 |  | -38.3632 | 0 | -38.3632 | 50.5 | 3 | -115.0896 | -115.0896 |  |  | 0
50.1307 | 0 | 512.0278 | 512.0278 |  | 15:17 | 352 |  | 530.5643 | 0 | 512.0278 |  | -38.3632 | 0 | -38.3632 | 50.5 | 3 | -115.0896 | -115.0896 |  |  | 0
50.1373 | 0 | 512.0278 | 512.0278 |  | 15:17 | 356 |  | 530.955 | 0 | 512.0278 |  | -38.3632 | 0 | -38.3632 | 50.5 | 3 | -115.0896 | -115.0896 |  |  | 0
50.1408 | 0 | 511.2759 | 511.2759 |  | 15:17 | 360 |  | 531.3457 | 0 | 511.2759 |  | -39.1151 | 0 | -39.1151 | 50.5 | 3 | -117.3453 | -117.3453 |  |  | 0
50.1318 | 0 | 510.1481 | 510.1481 |  | 15:17 | 364 |  | 531.7363 | 0 | 510.1481 |  | -40.2429 | 0 | -40.2429 | 50.5 | 3 | -120.7288 | -120.7288 |  |  | 0
50.1329 | 0 | 508.6443 | 508.6443 |  | 15:17 | 368 |  | 532.127 | 0 | 508.6443 |  | -41.7467 | 0 | -41.7467 | 50.5 | 3 | -125.2401 | -125.2401 |  |  | 0
50.139 | 0 | 508.6443 | 508.6443 |  | 15:17 | 372 |  | 532.5177 | 0 | 508.6443 |  | -41.7467 | 0 | -41.7467 | 50.5 | 3 | -125.2401 | -125.2401 |  |  | 0
50.1308 | 0 | 509.3962 | 509.3962 |  | 15:17 | 376 |  | 532.9083 | 0 | 509.3962 |  | -40.9948 | 0 | -40.9948 | 50.5 | 3 | -122.9845 | -122.9845 |  |  | 0
50.1308 | 0 | 509.3962 | 509.3962 |  | 15:17 | 380 |  | 533.299 | 0 | 509.3962 |  | -40.9948 | 0 | -40.9948 | 50.5 | 3 | -122.9845 | -122.9845 |  |  | 0
50.1379 | 0 | 508.2683 | 508.2683 |  | 15:17 | 384 |  | 533.6897 | 0 | 508.2683 |  | -42.1227 | 0 | -42.1227 | 50.5 | 3 | -126.3681 | -126.3681 |  |  | 0
50.1571 | 0 | 509.7722 | 509.7722 | 1 | 15:17 | 388 |  | 534.0803 | 0 | 509.7722 |  | -40.6189 | 0 | -40.6189 | 50.5 | 3 | -121.8566 | -121.8566 |  |  | 0
50.1374 | 0 | 509.7722 | 509.7722 |  | 15:17 | 392 |  | 534.471 | 0 | 509.7722 |  | -40.6189 | 0 | -40.6189 | 50.5 | 3 | -121.8566 | -121.8566 |  |  | 0
50.1523 | 0 | 508.6443 | 508.6443 | 1 | 15:17 | 396 |  | 534.8617 | 0 | 508.6443 |  | -41.7467 | 0 | -41.7467 | 50.5 | 3 | -125.2401 | -125.2401 |  |  | 0
50.1365 | 0 | 507.1405 | 507.1405 |  | 15:17 | 400 |  | 535.2523 | 0 | 507.1405 |  | -43.2505 | 0 | -43.2505 | 50.5 | 3 | -129.7516 | -129.7516 |  |  | 0
50.1265 | 0 | 506.7646 | 506.7646 |  | 15:18 | 404 |  | 535.643 | 0 | 506.7646 |  | -43.6265 | 0 | -43.6265 | 50.5 | 3 | -130.8794 | -130.8794 |  |  | 0
50.1367 | 0 | 508.2683 | 508.2683 |  | 15:18 | 408 |  | 536.0337 | 0 | 508.2683 |  | -42.1227 | 0 | -42.1227 | 50.5 | 3 | -126.3681 | -126.3681 |  |  | 0
50.1539 | 0 | 508.2683 | 508.2683 | 1 | 15:18 | 412 |  | 536.4243 | 0 | 508.2683 |  | -42.1227 | 0 | -42.1227 | 50.5 | 3 | -126.3681 | -126.3681 |  |  | 0
50.139 | 0 | 511.6519 | 511.6519 |  | 15:18 | 416 |  | 536.815 | 0 | 511.6519 |  | -38.7391 | 0 | -38.7391 | 50.5 | 3 | -116.2174 | -116.2174 |  |  | 0
50.1505 | 0 | 511.6519 | 511.6519 | 1 | 15:18 | 420 |  | 537.2057 | -0.27233 | 511.3796 |  | -39.0115 | 0 | -39.0115 | 50.5 | 3 | -117.0344 | -117.0344 |  |  | 0
50.1443 | 0 | 510.524 | 510.524 |  | 15:18 | 424 |  | 537.5963 | -0.663 | 509.861 |  | -40.53 | 0 | -40.53 | 50.5 | 3 | -121.59 | -121.59 |  |  | 0
50.1502 | 0 | 512.0278 | 512.0278 | 1 | 15:18 | 428 |  | 537.987 | -1.0537 | 510.9742 |  | -39.4169 | 0 | -39.4169 | 50.5 | 3 | -118.2506 | -118.2506 |  |  | 0
50.1455 | 0 | 512.0278 | 512.0278 |  | 15:18 | 432 |  | 538.3777 | -1.4443 | 510.5835 |  | -39.8075 | 0 | -39.8075 | 50.5 | 3 | -119.4226 | -119.4226 |  |  | 0
50.1551 | 0 | 512.4038 | 512.4038 | 1 | 15:18 | 436 |  | 538.7683 | -1.835 | 510.5688 |  | -39.8222 | 0 | -39.8222 | 50.5 | 3 | -119.4667 | -119.4667 |  |  | 0
50.1391 | 0 | 512.4038 | 512.4038 |  | 15:18 | 440 |  | 539.159 | -2.2257 | 510.1781 |  | -40.2129 | 0 | -40.2129 | 50.5 | 3 | -120.6387 | -120.6387 |  |  | 0
50.1522 | 0 | 512.4038 | 512.4038 | 1 | 15:18 | 444 |  | 539.5497 | -2.6163 | 509.7875 |  | -40.6036 | 0 | -40.6036 | 50.5 | 3 | -121.8107 | -121.8107 |  |  | 0
50.1498 | 0 | 513.5316 | 513.5316 |  | 15:18 | 448 |  | 539.9403 | -3.007 | 510.5246 |  | -39.8664 | 0 | -39.8664 | 50.5 | 3 | -119.5992 | -119.5992 |  |  | 0
50.1484 | 0 | 515.0355 | 515.0355 |  | 15:18 | 452 |  | 540.331 | -3.3977 | 511.6378 |  | -38.7532 | 0 | -38.7532 | 50.5 | 3 | -116.2597 | -116.2597 |  |  | 0
50.1538 | 0 | 515.4114 | 515.4114 | 1 | 15:18 | 456 |  | 540.7217 | -3.7883 | 511.623 |  | -38.768 | 0 | -38.768 | 50.5 | 3 | -116.304 | -116.304 |  |  | 0
50.1464 | 0 | 515.4114 | 515.4114 |  | 15:18 | 460 |  | 541.1123 | -4.179 | 511.2324 |  | -39.1587 | 0 | -39.1587 | 50.5 | 3 | -117.476 | -117.476 |  |  | 0
50.1532 | 0 | 516.1633 | 516.1633 | 1 | 15:19 | 464 |  | 541.503 | -4.5697 | 511.5936 |  | -38.7974 | 0 | -38.7974 | 50.5 | 3 | -116.3923 | -116.3923 |  |  | 0
50.1536 | 0 | 517.2911 | 517.2911 | 1 | 15:19 | 468 |  | 541.8937 | -4.9603 | 512.3308 |  | -38.0602 | 0 | -38.0602 | 50.5 | 3 | -114.1807 | -114.1807 |  |  | 0
50.1538 | 0 | 517.2911 | 517.2911 | 1 | 15:19 | 472 |  | 542.2843 | -5.351 | 511.9401 |  | -38.4509 | 0 | -38.4509 | 50.5 | 3 | -115.3527 | -115.3527 |  |  | 0
50.1538 | 0 | 517.6671 | 517.6671 | 1 | 15:19 | 476 |  | 542.675 | -5.7417 | 511.9254 |  | -38.4656 | 0 | -38.4656 | 50.5 | 3 | -115.3968 | -115.3968 |  |  | 0
50.1507 | 0 | 517.6671 | 517.6671 | 1 | 15:19 | 480 |  | 543.0657 | -6.1323 | 511.5348 |  | -38.8563 | 0 | -38.8563 | 50.5 | 3 | -116.5688 | -116.5688 |  |  | 0
50.149 | 0 | 516.9152 | 516.9152 |  | 15:19 | 484 |  | 543.4563 | -6.523 | 510.3922 |  | -39.9989 | 0 | -39.9989 | 50.5 | 3 | -119.9966 | -119.9966 |  |  | 0
50.1456 | 0 | 517.2911 | 517.2911 |  | 15:19 | 488 |  | 543.847 | -6.9137 | 510.3775 |  | -40.0136 | 0 | -40.0136 | 50.5 | 3 | -120.0407 | -120.0407 |  |  | 0
50.1472 | 0 | 517.2911 | 517.2911 |  | 15:19 | 492 |  | 544.2377 | -7.3043 | 509.9868 |  | -40.4042 | 0 | -40.4042 | 50.5 | 3 | -121.2127 | -121.2127 |  |  | 0
50.1627 | 0 | 518.043 | 518.043 | 1 | 15:19 | 496 |  | 544.6283 | -7.695 | 510.348 |  | -40.043 | 0 | -40.043 | 50.5 | 3 | -120.129 | -120.129 |  |  | 0
50.1487 | 0 | 518.043 | 518.043 |  | 15:19 | 500 |  | 545.019 | -8.0857 | 509.9574 |  | -40.4337 | 0 | -40.4337 | 50.5 | 3 | -121.301 | -121.301 |  |  | 0
50.1552 | 0 | 518.043 | 518.043 | 1 | 15:19 | 504 |  | 545.4097 | -8.4763 | 509.5667 |  | -40.8243 | 0 | -40.8243 | 50.5 | 3 | -122.473 | -122.473 |  |  | 0
50.1501 | 0 | 518.7949 | 518.7949 | 1 | 15:19 | 508 |  | 545.8003 | -8.867 | 509.9279 |  | -40.4631 | 0 | -40.4631 | 50.5 | 3 | -121.3893 | -121.3893 |  |  | 0
50.1492 | 0 | 518.043 | 518.043 |  | 15:19 | 512 |  | 546.191 | -9.2577 | 508.7854 |  | -41.6057 | 0 | -41.6057 | 50.5 | 3 | -124.817 | -124.817 |  |  | 0
50.1548 | 0 | 518.7949 | 518.7949 | 1 | 15:19 | 516 |  | 546.5817 | -9.6483 | 509.1466 |  | -41.2444 | 0 | -41.2444 | 50.5 | 3 | -123.7333 | -123.7333 |  |  | 0
50.1515 | 0 | 519.1709 | 519.1709 | 1 | 15:19 | 520 |  | 546.9723 | -10.039 | 509.1319 |  | -41.2591 | 0 | -41.2591 | 50.5 | 3 | -123.7774 | -123.7774 |  |  | 0
50.1368 | 0 | 519.1709 | 519.1709 |  | 15:20 | 524 |  | 547.363 | -10.4297 | 508.7412 |  | -41.6498 | 0 | -41.6498 | 50.5 | 3 | -124.9494 | -124.9494 |  |  | 0
50.154 | 0 | 519.1709 | 519.1709 | 1 | 15:20 | 528 |  | 547.7537 | -10.8203 | 508.3506 |  | -42.0405 | 0 | -42.0405 | 50.5 | 3 | -126.1214 | -126.1214 |  |  | 0
50.1367 | 0 | 519.1709 | 519.1709 |  | 15:20 | 532 |  | 548.1443 | -11.211 | 507.9599 |  | -42.4311 | 0 | -42.4311 | 50.5 | 3 | -127.2934 | -127.2934 |  |  | 0
50.157 | 0 | 519.9228 | 519.9228 | 1 | 15:20 | 536 |  | 548.535 | -11.6017 | 508.3211 |  | -42.0699 | 0 | -42.0699 | 50.5 | 3 | -126.2097 | -126.2097 |  |  | 0
50.1479 | 0 | 521.0507 | 521.0507 |  | 15:20 | 540 |  | 548.9257 | -11.9923 | 509.0583 |  | -41.3327 | 0 | -41.3327 | 50.5 | 3 | -123.9981 | -123.9981 |  |  | 0
50.1531 | 0 | 521.8026 | 521.8026 | 1 | 15:20 | 544 |  | 549.3163 | -12.383 | 509.4196 |  | -40.9715 | 0 | -40.9715 | 50.5 | 3 | -122.9144 | -122.9144 |  |  | 0
50.155 | 0 | 520.2987 | 520.2987 | 1 | 15:20 | 548 |  | 549.707 | -12.7737 | 507.525 |  | -42.866 | 0 | -42.866 | 50.5 | 3 | -128.598 | -128.598 |  |  | 0
50.1488 | 0 | 520.2987 | 520.2987 |  | 15:20 | 552 |  | 520.399 | 0 | 520.2987 |  | -30.0923 | 0 | -30.0923 | 50.5 | 3 | -90.277 | -90.277 |  |  | 0
50.148 | 0 | 520.6747 | 520.6747 |  | 15:20 | 556 |  | 520.795 | 0 | 520.6747 |  | -29.7163 | 0 | -29.7163 | 50.5 | 3 | -89.149 | -89.149 |  |  | 0
50.1498 | 0 | 520.6747 | 520.6747 |  | 15:20 | 560 |  | 521.191 | 0 | 520.6747 |  | -29.7163 | 0 | -29.7163 | 50.5 | 3 | -89.149 | -89.149 |  |  | 0
50.1537 | 0 | 520.2987 | 520.2987 | 1 | 15:20 | 564 |  | 521.587 | 0 | 520.2987 |  | -30.0923 | 0 | -30.0923 | 50.5 | 3 | -90.277 | -90.277 |  |  | 0
50.1505 | 0 | 520.2987 | 520.2987 | 1 | 15:20 | 568 |  | 521.983 | 0 | 520.2987 |  | -30.0923 | 0 | -30.0923 | 50.5 | 3 | -90.277 | -90.277 |  |  | 0
50.142 | 0 | 520.2987 | 520.2987 |  | 15:20 | 572 |  | 522.379 | 0 | 520.2987 |  | -30.0923 | 0 | -30.0923 | 50.5 | 3 | -90.277 | -90.277 |  |  | 0
50.1546 | 0 | 520.6747 | 520.6747 | 1 | 15:20 | 576 |  | 522.775 | 0 | 520.6747 |  | -29.7163 | 0 | -29.7163 | 50.5 | 3 | -89.149 | -89.149 |  |  | 0
50.1534 | 0 | 520.6747 | 520.6747 | 1 | 15:20 | 580 |  | 523.171 | 0 | 520.6747 |  | -29.7163 | 0 | -29.7163 | 50.5 | 3 | -89.149 | -89.149 |  |  | 0
50.1493 | 0 | 521.4266 | 521.4266 |  | 15:21 | 584 |  | 523.567 | 0 | 521.4266 |  | -28.9645 | 0 | -28.9645 | 50.5 | 3 | -86.8934 | -86.8934 |  |  | 0
50.1505 | 0 | 520.2987 | 520.2987 | 1 | 15:21 | 588 |  | 523.963 | 0 | 520.2987 |  | -30.0923 | 0 | -30.0923 | 50.5 | 3 | -90.277 | -90.277 |  |  | 0
50.1531 | 0 | 521.4266 | 521.4266 | 1 | 15:21 | 592 |  | 524.359 | 0 | 521.4266 |  | -28.9645 | 0 | -28.9645 | 50.5 | 3 | -86.8934 | -86.8934 |  |  | 0
50.142 | 0 | 521.4266 | 521.4266 |  | 15:21 | 596 |  | 524.755 | 0 | 521.4266 |  | -28.9645 | 0 | -28.9645 | 50.5 | 3 | -86.8934 | -86.8934 |  |  | 0
50.1498 | 0 | 521.4266 | 521.4266 |  | 15:21 | 600 |  | 525.151 | 0 | 521.4266 |  | -28.9645 | 0 | -28.9645 | 50.5 | 3 | -86.8934 | -86.8934 |  |  | 0
50.1531 | 0 | 521.4266 | 521.4266 | 1 | 15:21 | 604 |  | 525.547 | 0 | 521.4266 |  | -28.9645 | 0 | -28.9645 | 50.5 | 3 | -86.8934 | -86.8934 |  |  | 0
50.1402 | 0 | 522.1785 | 522.1785 |  | 15:21 | 608 |  | 525.943 | 0 | 522.1785 |  | -28.2126 | 0 | -28.2126 | 50.5 | 3 | -84.6377 | -84.6377 |  |  | 0
50.1532 | 0 | 522.1785 | 522.1785 | 1 | 15:21 | 612 |  | 526.339 | 0 | 522.1785 |  | -28.2126 | 0 | -28.2126 | 50.5 | 3 | -84.6377 | -84.6377 |  |  | 0
50.1454 | 0 | 521.4266 | 521.4266 |  | 15:21 | 616 |  | 526.735 | 0 | 521.4266 |  | -28.9645 | 0 | -28.9645 | 50.5 | 3 | -86.8934 | -86.8934 |  |  | 0
50.1479 | 0 | 521.8026 | 521.8026 |  | 15:21 | 620 |  | 527.131 | 0 | 521.8026 |  | -28.5885 | 0 | -28.5885 | 50.5 | 3 | -85.7654 | -85.7654 |  |  | 0
50.1539 | 0 | 522.5544 | 522.5544 | 1 | 15:21 | 624 |  | 527.527 | 0 | 522.5544 |  | -27.8366 | 0 | -27.8366 | 50.5 | 3 | -83.5098 | -83.5098 |  |  | 0
50.1457 | 0 | 522.1785 | 522.1785 |  | 15:21 | 628 |  | 527.923 | 0 | 522.1785 |  | -28.2126 | 0 | -28.2126 | 50.5 | 3 | -84.6377 | -84.6377 |  |  | 0
50.1436 | 0 | 522.1785 | 522.1785 |  | 15:21 | 632 |  | 528.319 | 0 | 522.1785 |  | -28.2126 | 0 | -28.2126 | 50.5 | 3 | -84.6377 | -84.6377 |  |  | 0
50.1371 | 0 | 522.5544 | 522.5544 |  | 15:21 | 636 |  | 528.715 | 0 | 522.5544 |  | -27.8366 | 0 | -27.8366 | 50.5 | 3 | -83.5098 | -83.5098 |  |  | 0
50.1396 | 0 | 522.9304 | 522.9304 |  | 15:21 | 640 |  | 529.111 | 0 | 522.9304 |  | -27.4607 | 0 | -27.4607 | 50.5 | 3 | -82.382 | -82.382 |  |  | 0
50.1482 | 0 | 524.0582 | 524.0582 |  | 15:22 | 644 |  | 529.507 | 0 | 524.0582 |  | -26.3328 | 0 | -26.3328 | 50.5 | 3 | -78.9984 | -78.9984 |  |  | 0
50.1414 | 0 | 525.1861 | 525.1861 |  | 15:22 | 648 |  | 529.903 | 0 | 525.1861 |  | -25.2049 | 0 | -25.2049 | 50.5 | 3 | -75.6148 | -75.6148 |  |  | 0
50.1292 | 0 | 524.4342 | 524.4342 |  | 15:22 | 652 |  | 530.299 | 0 | 524.4342 |  | -25.9568 | 0 | -25.9568 | 50.5 | 3 | -77.8705 | -77.8705 |  |  | 0
50.1244 | 0 | 523.3063 | 523.3063 |  | 15:22 | 656 |  | 530.695 | 0 | 523.3063 |  | -27.0847 | 0 | -27.0847 | 50.5 | 3 | -81.2541 | -81.2541 |  |  | 0
50.1227 | 0 | 524.4342 | 524.4342 |  | 15:22 | 660 |  | 531.091 | 0 | 524.4342 |  | -25.9568 | 0 | -25.9568 | 50.5 | 3 | -77.8705 | -77.8705 |  |  | 0
50.1282 | 0 | 526.3139 | 526.3139 |  | 15:22 | 664 |  | 531.487 | 0 | 526.3139 |  | -24.0771 | 0 | -24.0771 | 50.5 | 3 | -72.2314 | -72.2314 |  |  | 0
50.151 | 0 | 527.4418 | 527.4418 | 1 | 15:22 | 668 |  | 531.883 | 0 | 527.4418 |  | -22.9493 | 0 | -22.9493 | 50.5 | 3 | -68.8478 | -68.8478 |  |  | 0
50.1316 | 0 | 528.5696 | 528.5696 |  | 15:22 | 672 |  | 532.279 | 0 | 528.5696 |  | -21.8214 | 0 | -21.8214 | 50.5 | 3 | -65.4642 | -65.4642 |  |  | 0
50.1275 | 0 | 526.6899 | 526.6899 |  | 15:22 | 676 |  | 532.675 | 0 | 526.6899 |  | -23.7012 | 0 | -23.7012 | 50.5 | 3 | -71.1035 | -71.1035 |  |  | 0
50.131 | 0 | 524.8101 | 524.8101 |  | 15:22 | 680 |  | 533.071 | 0 | 524.8101 |  | -25.5809 | 0 | -25.5809 | 50.5 | 3 | -76.7427 | -76.7427 |  |  | 0
50.1365 | 0 | 526.3139 | 526.3139 |  | 15:22 | 684 |  | 533.467 | 0 | 526.3139 |  | -24.0771 | 0 | -24.0771 | 50.5 | 3 | -72.2314 | -72.2314 |  |  | 0
50.1474 | 0 | 526.3139 | 526.3139 |  | 15:22 | 688 |  | 533.863 | 0 | 526.3139 |  | -24.0771 | 0 | -24.0771 | 50.5 | 3 | -72.2314 | -72.2314 |  |  | 0
50.1398 | 0 | 527.0658 | 527.0658 |  | 15:22 | 692 |  | 534.259 | 0 | 527.0658 |  | -23.3252 | 0 | -23.3252 | 50.5 | 3 | -69.9757 | -69.9757 |  |  | 0
50.1459 | 0 | 527.0658 | 527.0658 |  | 15:22 | 696 |  | 534.655 | 0 | 527.0658 |  | -23.3252 | 0 | -23.3252 | 50.5 | 3 | -69.9757 | -69.9757 |  |  | 0
50.1488 | 0 | 524.4342 | 524.4342 |  | 15:22 | 700 |  | 535.051 | 0 | 524.4342 |  | -25.9568 | 0 | -25.9568 | 50.5 | 3 | -77.8705 | -77.8705 |  |  | 0
50.1531 | 0 | 525.1861 | 525.1861 | 1 | 15:23 | 704 |  | 535.447 | 0 | 525.1861 |  | -25.2049 | 0 | -25.2049 | 50.5 | 3 | -75.6148 | -75.6148 |  |  | 0
50.1401 | 0 | 523.6823 | 523.6823 |  | 15:23 | 708 |  | 535.843 | 0 | 523.6823 |  | -26.7088 | 0 | -26.7088 | 50.5 | 3 | -80.1263 | -80.1263 |  |  | 0
50.1493 | 0 | 523.6823 | 523.6823 |  | 15:23 | 712 |  | 536.239 | 0 | 523.6823 |  | -26.7088 | 0 | -26.7088 | 50.5 | 3 | -80.1263 | -80.1263 |  |  | 0
50.1429 | 0 | 522.9304 | 522.9304 |  | 15:23 | 716 |  | 536.635 | 0 | 522.9304 |  | -27.4607 | 0 | -27.4607 | 50.5 | 3 | -82.382 | -82.382 |  |  | 0
50.147 | 0 | 524.4342 | 524.4342 |  | 15:23 | 720 |  | 537.031 | -0.097667 | 524.3365 |  | -26.0545 | 0 | -26.0545 | 50.5 | 3 | -78.1635 | -78.1635 |  |  | 0
50.1461 | 0 | 524.4342 | 524.4342 |  | 15:23 | 724 |  | 537.427 | -0.49367 | 523.9405 |  | -26.4505 | 0 | -26.4505 | 50.5 | 3 | -79.3515 | -79.3515 |  |  | 0
50.1442 | 0 | 524.0582 | 524.0582 |  | 15:23 | 728 |  | 537.823 | -0.88967 | 523.1686 |  | -27.2225 | 0 | -27.2225 | 50.5 | 3 | -81.6674 | -81.6674 |  |  | 0
50.1504 | 0 | 524.4342 | 524.4342 | 1 | 15:23 | 732 |  | 538.219 | -1.2857 | 523.1485 |  | -27.2425 | 0 | -27.2425 | 50.5 | 3 | -81.7275 | -81.7275 |  |  | 0
50.1406 | 0 | 524.4342 | 524.4342 |  | 15:23 | 736 |  | 538.615 | -1.6817 | 522.7525 |  | -27.6385 | 0 | -27.6385 | 50.5 | 3 | -82.9155 | -82.9155 |  |  | 0
50.1449 | 0 | 524.4342 | 524.4342 |  | 15:23 | 740 |  | 539.011 | -2.0777 | 522.3565 |  | -28.0345 | 0 | -28.0345 | 50.5 | 3 | -84.1035 | -84.1035 |  |  | 0
50.1521 | 0 | 524.4342 | 524.4342 | 1 | 15:23 | 744 |  | 539.407 | -2.4737 | 521.9605 |  | -28.4305 | 0 | -28.4305 | 50.5 | 3 | -85.2915 | -85.2915 |  |  | 0
50.1416 | 0 | 525.1861 | 525.1861 |  | 15:23 | 748 |  | 539.803 | -2.8697 | 522.3164 |  | -28.0746 | 0 | -28.0746 | 50.5 | 3 | -84.2238 | -84.2238 |  |  | 0
50.1525 | 0 | 525.1861 | 525.1861 | 1 | 15:23 | 752 |  | 540.199 | -3.2657 | 521.9204 |  | -28.4706 | 0 | -28.4706 | 50.5 | 3 | -85.4118 | -85.4118 |  |  | 0
50.1254 | 0 | 524.0582 | 524.0582 |  | 15:23 | 756 |  | 540.595 | -3.6617 | 520.3966 |  | -29.9945 | 0 | -29.9945 | 50.5 | 3 | -89.9834 | -89.9834 |  |  | 0
50.1014 | 0 | 524.8101 | 524.8101 |  | 15:23 | 760 |  | 540.991 | -4.0577 | 520.7525 |  | -29.6386 | 0 | -29.6386 | 50.5 | 3 | -88.9157 | -88.9157 |  |  | 0
50.0912 | 0 | 523.6823 | 523.6823 |  | 15:24 | 764 |  | 541.387 | -4.4537 | 519.2286 |  | -31.1624 | 0 | -31.1624 | 50.5 | 3 | -93.4873 | -93.4873 |  |  | 1
50.0924 | 0 | 527.0658 | 527.0658 |  | 15:24 | 768 |  | 541.783 | -4.8497 | 522.2161 |  | -28.1749 | 0 | -28.1749 | 50.5 | 3 | -84.5247 | -84.5247 |  |  | 1
50.1121 | 0 | 531.2013 | 531.2013 |  | 15:24 | 772 |  | 542.179 | -5.2457 | 525.9556 |  | -24.4354 | 0 | -24.4354 | 50.5 | 3 | -73.3062 | -73.3062 |  |  | 1
50.1233 | 0 | 532.7051 | 532.7051 |  | 15:24 | 776 |  | 542.575 | -5.6417 | 527.0634 |  | -23.3276 | 0 | -23.3276 | 50.5 | 3 | -69.9829 | -69.9829 |  |  | 1
50.1409 | 0 | 533.457 | 533.457 |  | 15:24 | 780 |  | 542.971 | -6.0377 | 527.4193 |  | -22.9717 | 0 | -22.9717 | 50.5 | 3 | -68.9152 | -68.9152 |  |  | 1
50.1494 | 0 | 533.457 | 533.457 |  | 15:24 | 784 |  | 543.367 | -6.4337 | 527.0233 |  | -23.3677 | 0 | -23.3677 | 50.5 | 3 | -70.1032 | -70.1032 |  |  | 1
50.152 | 0 | 531.9532 | 531.9532 | 1 | 15:24 | 788 |  | 543.763 | -6.8297 | 525.1235 |  | -25.2675 | 0 | -25.2675 | 50.5 | 3 | -75.8025 | -75.8025 |  |  | 1
50.1344 | 0 | 527.8177 | 527.8177 |  | 15:24 | 792 |  | 544.159 | -7.2257 | 520.5921 |  | -29.7989 | 0 | -29.7989 | 50.5 | 3 | -89.3968 | -89.3968 |  |  | 1
50.1295 | 0 | 526.3139 | 526.3139 |  | 15:24 | 796 |  | 544.555 | -7.6217 | 518.6922 |  | -31.6988 | 0 | -31.6988 | 50.5 | 3 | -95.0964 | -95.0964 |  |  | 1
50.1299 | 0 | 524.8101 | 524.8101 |  | 15:24 | 800 |  | 544.951 | -8.0177 | 516.7925 |  | -33.5986 | 0 | -33.5986 | 50.5 | 3 | -100.7957 | -100.7957 |  |  | 1
50.1258 | 0 | 525.938 | 525.938 |  | 15:24 | 804 |  | 545.347 | -8.4137 | 517.5243 |  | -32.8667 | 0 | -32.8667 | 50.5 | 3 | -98.6001 | -98.6001 |  |  | 1
50.1264 | 0 | 526.6899 | 526.6899 |  | 15:24 | 808 |  | 545.743 | -8.8097 | 517.8802 |  | -32.5108 | 0 | -32.5108 | 50.5 | 3 | -97.5325 | -97.5325 |  |  | 1
50.1302 | 0 | 527.8177 | 527.8177 |  | 15:24 | 812 |  | 546.139 | -9.2057 | 518.6121 |  | -31.7789 | 0 | -31.7789 | 50.5 | 3 | -95.3368 | -95.3368 |  |  | 1
50.126 | 0 | 528.5696 | 528.5696 |  | 15:24 | 816 |  | 546.535 | -9.6017 | 518.968 |  | -31.4231 | 0 | -31.4231 | 50.5 | 3 | -94.2692 | -94.2692 |  |  | 1
50.1229 | 0 | 528.9456 | 528.9456 |  | 15:24 | 820 |  | 546.931 | -9.9977 | 518.9479 |  | -31.4431 | 0 | -31.4431 | 50.5 | 3 | -94.3294 | -94.3294 |  |  | 1
50.1297 | 0 | 530.0734 | 530.0734 |  | 15:25 | 824 |  | 547.327 | -10.3937 | 519.6798 |  | -30.7113 | 0 | -30.7113 | 50.5 | 3 | -92.1338 | -92.1338 |  |  | 1
50.1308 | 0 | 530.0734 | 530.0734 |  | 15:25 | 828 |  | 547.723 | -10.7897 | 519.2838 |  | -31.1073 | 0 | -31.1073 | 50.5 | 3 | -93.3218 | -93.3218 |  |  | 1
50.1458 | 0 | 531.2013 | 531.2013 |  | 15:25 | 832 |  | 548.119 | -11.1857 | 520.0156 |  | -30.3754 | 0 | -30.3754 | 50.5 | 3 | -91.1262 | -91.1262 |  |  | 1
50.1362 | 0 | 531.2013 | 531.2013 |  | 15:25 | 836 |  | 548.515 | -11.5817 | 519.6196 |  | -30.7714 | 0 | -30.7714 | 50.5 | 3 | -92.3142 | -92.3142 |  |  | 1
50.1184 | 0 | 531.2013 | 531.2013 |  | 15:25 | 840 |  | 548.911 | -11.9777 | 519.2236 |  | -31.1674 | 0 | -31.1674 | 50.5 | 3 | -93.5022 | -93.5022 |  |  | 1
50.1171 | 0 | 529.3215 | 529.3215 |  | 15:25 | 844 |  | 549.307 | -12.3737 | 516.9479 |  | -33.4432 | 0 | -33.4432 | 50.5 | 3 | -100.3295 | -100.3295 |  |  | 1
50.1319 | 0 | 530.8253 | 530.8253 |  | 15:25 | 848 |  | 549.703 | -12.7697 | 518.0557 |  | -32.3354 | 0 | -32.3354 | 50.5 | 3 | -97.0061 | -97.0061 |  |  | 1
50.1299 | 0 | 533.457 | 533.457 |  | 15:25 | 852 |  | 550.099 | -13.1657 | 520.2913 |  | -30.0997 | 0 | -30.0997 | 50.5 | 3 | -90.2992 | -90.2992 |  |  | 1
50.1265 | 0 | 533.457 | 533.457 |  | 15:25 | 856 |  | 550.495 | -13.5617 | 519.8953 |  | -30.4957 | 0 | -30.4957 | 50.5 | 3 | -91.4872 | -91.4872 |  |  | 1
0 | 0 | 0 | 0 |  | 15:25 | 860 |  | 550.891 | -13.9577 | -13.9577 |  | -564.3487 | #DIV/0! | #DIV/0! | 50.5 | 1 | #DIV/0! | #DIV/0! |  |  | 1
0 | 0 | 0 | 0 |  | 15:25 | 864 |  | 551.287 | -14.3537 | -14.3537 |  | -564.7447 | #DIV/0! | #DIV/0! | 50.5 | 1 | #DIV/0! | #DIV/0! |  |  | 1
0 | 0 | 0 | 0 |  | 15:25 | 868 |  | 551.683 | -14.7497 | -14.7497 |  | -565.1407 | #DIV/0! | #DIV/0! | 50.5 | 1 | #DIV/0! | #DIV/0! |  |  | 1
0 | 0 | 0 | 0 |  | 15:25 | 872 |  | 552.079 | -15.1457 | -15.1457 |  | -565.5367 | #DIV/0! | #DIV/0! | 50.5 | 1 | #DIV/0! | #DIV/0! |  |  | 1
0 | 0 | 0 | 0 |  | 15:25 | 876 |  | 552.475 | -15.5417 | -15.5417 |  | -565.9327 | #DIV/0! | #DIV/0! | 50.5 | 1 | #DIV/0! | #DIV/0! |  |  | 1
0 | 0 | 0 | 0 |  | 15:25 | 880 |  | 552.871 | -15.9377 | -15.9377 |  | -566.3287 | #DIV/0! | #DIV/0! | 50.5 | 1 | #DIV/0! | #DIV/0! |  |  | 1
0 | 0 | 0 | 0 |  | 15:26 | 884 |  | 553.267 | -16.3337 | -16.3337 |  | -566.7247 | #DIV/0! | #DIV/0! | 50.5 | 1 | #DIV/0! | #DIV/0! |  |  | 1
0 | 0 | 0 | 0 |  | 15:26 | 888 |  | 553.663 | -16.7297 | -16.7297 |  | -567.1207 | #DIV/0! | #DIV/0! | 50.5 | 1 | #DIV/0! | #DIV/0! |  |  | 1
0 | 0 | 0 | 0 |  | 15:26 | 892 |  | 554.059 | -17.1257 | -17.1257 |  | -567.5167 | #DIV/0! | #DIV/0! | 50.5 | 1 | #DIV/0! | #DIV/0! |  |  | 1
0 | 0 | 0 | 0 |  | 15:26 | 896 |  | 554.455 | -17.5217 | -17.5217 |  | -567.9127 | #DIV/0! | #DIV/0! | 50.5 | 1 | #DIV/0! | #DIV/0! |  |  | 1
0 | 0 | 0 | 0 |  | 15:26 | 900 |  | 554.851 | -17.9177 | -17.9177 |  | -568.3087 | #DIV/0! | #DIV/0! | 50.5 | 1 | #DIV/0! | #DIV/0! |  |  | 1
0 | 0 | 0 | 0 |  | 15:26 | 904 |  | 555.247 | -18.3137 | -18.3137 |  | -568.7047 | #DIV/0! | #DIV/0! | 50.5 | 1 | #DIV/0! | #DIV/0! |  |  | 1
0 | 0 | 0 | 0 |  | 15:26 | 908 |  | 555.643 | -18.7097 | -18.7097 |  | -569.1007 | #DIV/0! | #DIV/0! | 50.5 | 1 | #DIV/0! | #DIV/0! |  |  | 1
0 | 0 | 0 | 0 |  | 15:26 | 912 |  | 556.039 | -19.1057 | -19.1057 |  | -569.4967 | #DIV/0! | #DIV/0! | 50.5 | 1 | #DIV/0! | #DIV/0! |  |  | 1
0 | 0 | 0 | 0 |  | 15:26 | 916 |  | 556.435 | -19.5017 | -19.5017 |  | -569.8927 | #DIV/0! | #DIV/0! | 50.5 | 1 | #DIV/0! | #DIV/0! |  |  | 1
0 | 0 | 0 | 0 |  | 15:26 | 920 |  | 556.831 | -19.8977 | -19.8977 |  | -570.2887 | #DIV/0! | #DIV/0! | 50.5 | 1 | #DIV/0! | #DIV/0! |  |  | 1
0 | 0 | 0 | 0 |  | 15:26 | 924 |  | 557.227 | -20.2937 | -20.2937 |  | -570.6847 | #DIV/0! | #DIV/0! | 50.5 | 1 | #DIV/0! | #DIV/0! |  |  | 1
0 | 0 | 0 | 0 |  | 15:26 | 928 |  | 557.623 | -20.6897 | -20.6897 |  | -571.0807 | #DIV/0! | #DIV/0! | 50.5 | 1 | #DIV/0! | #DIV/0! |  |  | 1
0 | 0 | 0 | 0 |  | 15:26 | 932 |  | 558.019 | -21.0857 | -21.0857 |  | -571.4767 | #DIV/0! | #DIV/0! | 50.5 | 1 | #DIV/0! | #DIV/0! |  |  | 1
0 | 0 | 0 | 0 |  | 15:26 | 936 |  | 558.415 | -21.4817 | -21.4817 |  | -571.8727 | #DIV/0! | #DIV/0! | 50.5 | 1 | #DIV/0! | #DIV/0! |  |  | 1
0 | 0 | 0 | 0 |  | 15:26 | 940 |  | 558.811 | -21.8777 | -21.8777 |  | -572.2687 | #DIV/0! | #DIV/0! | 50.5 | 1 | #DIV/0! | #DIV/0! |  |  | 1
0 | 0 | 0 | 0 |  | 15:27 | 944 |  | 559.207 | -22.2737 | -22.2737 |  | -572.6647 | #DIV/0! | #DIV/0! | 50.5 | 1 | #DIV/0! | #DIV/0! |  |  | 1
0 | 0 | 0 | 0 |  | 15:27 | 948 |  | 559.603 | -22.6697 | -22.6697 |  | -573.0607 | #DIV/0! | #DIV/0! | 50.5 | 1 | #DIV/0! | #DIV/0! |  |  | 1
0 | 0 | 0 | 0 |  | 15:27 | 952 |  | 559.999 | -23.0657 | -23.0657 |  | -573.4567 | #DIV/0! | #DIV/0! | 50.5 | 1 | #DIV/0! | #DIV/0! |  |  | 1
0 | 0 | 0 | 0 |  | 15:27 | 956 |  | 560.395 | -23.4617 | -23.4617 |  | -573.8527 | #DIV/0! | #DIV/0! | 50.5 | 1 | #DIV/0! | #DIV/0! |  |  | 1
0 | 0 | 0 | 0 |  | 15:27 | 960 |  | 560.791 | -23.8577 | -23.8577 |  | -574.2487 | #DIV/0! | #DIV/0! | 50.5 | 1 | #DIV/0! | #DIV/0! |  |  | 1
0 | 0 | 0 | 0 |  | 15:27 | 964 |  | 561.187 | -24.2537 | -24.2537 |  | -574.6447 | #DIV/0! | #DIV/0! | 50.5 | 1 | #DIV/0! | #DIV/0! |  |  | 1
0 | 0 | 0 | 0 |  | 15:27 | 968 |  | 561.583 | -24.6497 | -24.6497 |  | -575.0407 | #DIV/0! | #DIV/0! | 50.5 | 1 | #DIV/0! | #DIV/0! |  |  | 1
0 | 0 | 0 | 0 |  | 15:27 | 972 |  | 561.979 | -25.0457 | -25.0457 |  | -575.4367 | #DIV/0! | #DIV/0! | 50.5 | 1 | #DIV/0! | #DIV/0! |  |  | 1
0 | 0 | 0 | 0 |  | 15:27 | 976 |  | 562.375 | -25.4417 | -25.4417 |  | -575.8327 | #DIV/0! | #DIV/0! | 50.5 | 1 | #DIV/0! | #DIV/0! |  |  | 1
0 | 0 | 0 | 0 |  | 15:27 | 980 |  | 562.771 | -25.8377 | -25.8377 |  | -576.2287 | #DIV/0! | #DIV/0! | 50.5 | 1 | #DIV/0! | #DIV/0! |  |  | 1
0 | 0 | 0 | 0 |  | 15:27 | 984 |  | 563.167 | -26.2337 | -26.2337 |  | -576.6247 | #DIV/0! | #DIV/0! | 50.5 | 1 | #DIV/0! | #DIV/0! |  |  | 1
0 | 0 | 0 | 0 |  | 15:27 | 988 |  | 563.563 | -26.6297 | -26.6297 |  | -577.0207 | #DIV/0! | #DIV/0! | 50.5 | 1 | #DIV/0! | #DIV/0! |  |  | 1
0 | 0 | 0 | 0 |  | 15:27 | 992 |  | 563.959 | -27.0257 | -27.0257 |  | -577.4167 | #DIV/0! | #DIV/0! | 50.5 | 1 | #DIV/0! | #DIV/0! |  |  | 1
0 | 0 | 0 | 0 |  | 15:27 | 996 |  | 564.355 | -27.4217 | -27.4217 |  | -577.8127 | #DIV/0! | #DIV/0! | 50.5 | 1 | #DIV/0! | #DIV/0! |  |  | 1
0 | 0 | 0 | 0 |  | 15:27 | 1000 |  | 564.751 | -27.8177 | -27.8177 |  | -578.2087 | #DIV/0! | #DIV/0! | 50.5 | 1 | #DIV/0! | #DIV/0! |  |  | 1
0 | 0 | 0 | 0 |  | 15:28 | 1004 |  | 565.147 | -28.2137 | -28.2137 |  | -578.6047 | #DIV/0! | #DIV/0! | 50.5 | 1 | #DIV/0! | #DIV/0! |  |  | 1
0 | 0 | 0 | 0 |  | 15:28 | 1008 |  | 565.543 | -28.6097 | -28.6097 |  | -579.0007 | #DIV/0! | #DIV/0! | 50.5 | 1 | #DIV/0! | #DIV/0! |  |  | 1
0 | 0 | 0 | 0 |  | 15:28 | 1012 |  | 565.939 | -29.0057 | -29.0057 |  | -579.3967 | #DIV/0! | #DIV/0! | 50.5 | 1 | #DIV/0! | #DIV/0! |  |  | 1
0 | 0 | 0 | 0 |  | 15:28 | 1016 |  | 566.335 | -29.4017 | -29.4017 |  | -579.7927 | #DIV/0! | #DIV/0! | 50.5 | 1 | #DIV/0! | #DIV/0! |  |  | 1
0 | 0 | 0 | 0 |  | 15:28 | 1020 |  | 566.731 | -29.7977 | -29.7977 |  | -580.1887 | #DIV/0! | #DIV/0! | 50.5 | 1 | #DIV/0! | #DIV/0! |  |  | 1
0 | 0 | 0 | 0 |  | 15:28 | 1024 |  | 567.127 | -30.1937 | -30.1937 |  | -580.5847 | #DIV/0! | #DIV/0! | 50.5 | 1 | #DIV/0! | #DIV/0! |  |  | 1
0 | 0 | 0 | 0 |  | 15:28 | 1028 |  | 567.523 | -30.5897 | -30.5897 |  | -580.9807 | #DIV/0! | #DIV/0! | 50.5 | 1 | #DIV/0! | #DIV/0! |  |  | 1
0 | 0 | 0 | 0 |  | 15:28 | 1032 |  | 567.919 | -30.9857 | -30.9857 |  | -581.3767 | #DIV/0! | #DIV/0! | 50.5 | 1 | #DIV/0! | #DIV/0! |  |  | 1
0 | 0 | 0 | 0 |  | 15:28 | 1036 |  | 568.315 | -31.3817 | -31.3817 |  | -581.7727 | #DIV/0! | #DIV/0! | 50.5 | 1 | #DIV/0! | #DIV/0! |  |  | 1
0 | 0 | 0 | 0 |  | 15:28 | 1040 |  | 568.711 | -31.7777 | -31.7777 |  | -582.1687 | #DIV/0! | #DIV/0! | 50.5 | 1 | #DIV/0! | #DIV/0! |  |  | 1
0 | 0 | 0 | 0 |  | 15:28 | 1044 |  | 569.107 | -32.1737 | -32.1737 |  | -582.5647 | #DIV/0! | #DIV/0! | 50.5 | 1 | #DIV/0! | #DIV/0! |  |  | 1
0 | 0 | 0 | 0 |  | 15:28 | 1048 |  | 569.503 | -32.5697 | -32.5697 |  | -582.9607 | #DIV/0! | #DIV/0! | 50.5 | 1 | #DIV/0! | #DIV/0! |  |  | 1
0 | 0 | 0 | 0 |  | 15:28 | 1052 |  | 569.899 | -32.9657 | -32.9657 |  | -583.3567 | #DIV/0! | #DIV/0! | 50.5 | 1 | #DIV/0! | #DIV/0! |  |  | 1
0 | 0 | 0 | 0 |  | 15:28 | 1056 |  | 570.295 | -33.3617 | -33.3617 |  | -583.7527 | #DIV/0! | #DIV/0! | 50.5 | 1 | #DIV/0! | #DIV/0! |  |  | 1
0 | 0 | 0 | 0 |  | 15:28 | 1060 |  | 570.691 | -33.7577 | -33.7577 |  | -584.1487 | #DIV/0! | #DIV/0! | 50.5 | 1 | #DIV/0! | #DIV/0! |  |  | 1
0 | 0 | 0 | 0 |  | 15:29 | 1064 |  | 571.087 | -34.1537 | -34.1537 |  | -584.5447 | #DIV/0! | #DIV/0! | 50.5 | 1 | #DIV/0! | #DIV/0! |  |  | 1
0 | 0 | 0 | 0 |  | 15:29 | 1068 |  | 571.483 | -34.5497 | -34.5497 |  | -584.9407 | #DIV/0! | #DIV/0! | 50.5 | 1 | #DIV/0! | #DIV/0! |  |  | 1
0 | 0 | 0 | 0 |  | 15:29 | 1072 |  | 571.879 | -34.9457 | -34.9457 |  | -585.3367 | #DIV/0! | #DIV/0! | 50.5 | 1 | #DIV/0! | #DIV/0! |  |  | 1
0 | 0 | 0 | 0 |  | 15:29 | 1076 |  | 572.275 | -35.3417 | -35.3417 |  | -585.7327 | #DIV/0! | #DIV/0! | 50.5 | 1 | #DIV/0! | #DIV/0! |  |  | 1
0 | 0 | 0 | 0 |  | 15:29 | 1080 |  | 572.671 | -35.7377 | -35.7377 |  | -586.1287 | #DIV/0! | #DIV/0! | 50.5 | 1 | #DIV/0! | #DIV/0! |  |  | 1
0 | 0 | 0 | 0 |  | 15:29 | 1084 |  | 573.067 | -36.1337 | -36.1337 |  | -586.5247 | #DIV/0! | #DIV/0! | 50.5 | 1 | #DIV/0! | #DIV/0! |  |  | 1
0 | 0 | 0 | 0 |  | 15:29 | 1088 |  | 573.463 | -36.5297 | -36.5297 |  | -586.9207 | #DIV/0! | #DIV/0! | 50.5 | 1 | #DIV/0! | #DIV/0! |  |  | 1
0 | 0 | 0 | 0 |  | 15:29 | 1092 |  | 573.859 | -36.9257 | -36.9257 |  | -587.3167 | #DIV/0! | #DIV/0! | 50.5 | 1 | #DIV/0! | #DIV/0! |  |  | 1
0 | 0 | 0 | 0 |  | 15:29 | 1096 |  | 574.255 | -37.3217 | -37.3217 |  | -587.7127 | #DIV/0! | #DIV/0! | 50.5 | 1 | #DIV/0! | #DIV/0! |  |  | 1
Note on G3: jstevens: =IF(Fast Service Enabled=0, MAX(SB, SC), MAX(SC, MIN(0, FD))) * -1
Note on G4: jstevens: = SC - MAX(SC, -Slow Raise Service Enabled)

## LowerDelayed
Intermediate Data - Do not Change |  |  |  |  | Section references are to User Guide v3.0
Time conversion | 0:00 | RT0 | 536.9333 |  | 2.3(b) - Results
Time interval | 0:00 | Frequency Setting | 0 |  | DELAYED LOWER | 38 | MW
Smoothing Constant | 0.1 | Disturbance time | 15:11 |  | DB | -54.2
G | 1 | Reference time | 401.2 |  | DC | -38
freq. ramp rate | 0.125 |  |  |  | SE | -69.8
freq. ref time | -2.8 |  |  |  | Delayed Enablement | 30
Deadband Lower Limit | 50 | Combined Controller | NO
[13 empty] | Section 2.3 (a)(vi) | Section 2.3 (a)(vii)
[11 empty] | Section 2.3 (a)(iv) |  | DB | DC
[8 empty] | Section 2.3 (a)(i) |  | Section 2.3 (a)(iii) | DA | Section 2.3 (a)(v) | -54.2 | -38
Raw Data |  |  |  | Checking |  |  | Checking |  |  |  | 550.391 |  | 60 < t < 300 | 300 < t < 600
Local frequency | FS - Switched | FP - Proportional | Power flow | disturbance | Time | Relative time | frequency at |  |  |  | PRE-EVENT (-20<t<-8) | POST-EVENT (t>0) | Compensated | Compensated | Frequency
Hz - Raw | MW | MW | MW | time | hh:mm:ss.00 | sec | t = 0 | Reference Trajectory | Adjustment | Adjusted Power | MW | Basic response (MW) | Basic response (MW) | Basic response (MW) | Recovery?
49.9024 | 0 | 546.6152 | 546.6152 |  | 15:10 | -44 |  | 544.2667 | -7.3333 | 539.2818 |  | 0 |  |  | 0
49.8952 | 0 | 547.743 | 547.743 |  | 15:10 | -40 |  | 543.6 | -6.6667 | 541.0764 |  | 0 |  |  | 0
49.8816 | 0 | 547.743 | 547.743 |  | 15:10 | -36 |  | 542.9333 | -6 | 541.743 |  | 0 |  |  | 0
49.8637 | 0 | 546.2393 | 546.2393 |  | 15:10 | -32 |  | 542.2667 | -5.3333 | 540.9059 |  | 0 |  |  | 0
49.8622 | 0 | 547.743 | 547.743 |  | 15:10 | -28 |  | 541.6 | -4.6667 | 543.0764 |  | 0 |  |  | 0
49.8611 | 0 | 548.4949 | 548.4949 |  | 15:10 | -24 |  | 540.9333 | -4 | 544.4949 |  | 0 |  |  | 0
49.8653 | 0 | 550.3747 | 550.3747 |  | 15:10 | -20 |  | 540.2667 | -3.3333 | 547.0414 | 547.0414 | 0 |  |  | 0
49.8662 | 0 | 552.6304 | 552.6304 |  | 15:11 | -16 |  | 539.6 | -2.6667 | 549.9637 | 549.9637 | 0 |  |  | 0
49.8898 | 0 | 553.3823 | 553.3823 |  | 15:11 | -12 |  | 538.9333 | -2 | 551.3823 | 551.3823 | 0 |  |  | 0
49.8902 | 0 | 554.5101 | 554.5101 |  | 15:11 | -8 |  | 538.2667 | -1.3333 | 553.1768 | 553.1768 | 0 |  |  | 0
50.0862 | 0 | 553.3823 | 553.3823 |  | 15:11 | -4 |  | 537.6 | -0.66667 | 552.7156 |  | 0 |  |  | 0
50.3828 | 0 | 552.6304 | 552.6304 | 1 | 15:11 | 0 | 50.3828 | 536.9333 | 0 | 552.6304 |  | 0 |  |  | 0
50.1766 | 0 | 541.7278 | 541.7278 | 1 | 15:11 | 4 |  | 536.2667 | 0 | 541.7278 |  | -8.6632 |  |  | 0
50.2176 | 0 | 505.6367 | 505.6367 | 1 | 15:11 | 8 |  | 535.6 | 0 | 505.6367 |  | -44.7543 |  |  | 0
50.2045 | 0 | 512.0278 | 512.0278 | 1 | 15:11 | 12 |  | 534.9333 | 0 | 512.0278 |  | -38.3632 |  |  | 0
50.2113 | 0 | 523.3063 | 523.3063 | 1 | 15:11 | 16 |  | 534.2667 | 0 | 523.3063 |  | -27.0847 |  |  | 0
50.2036 | 0 | 526.3139 | 526.3139 | 1 | 15:11 | 20 |  | 533.6 | 0 | 526.3139 |  | -24.0771 |  |  | 0
50.232 | 0 | 526.3139 | 526.3139 | 1 | 15:11 | 24 |  | 532.9333 | 0 | 526.3139 |  | -24.0771 |  |  | 0
50.2197 | 0 | 527.0658 | 527.0658 | 1 | 15:11 | 28 |  | 532.2667 | 0 | 527.0658 |  | -23.3252 |  |  | 0
50.2194 | 0 | 526.6899 | 526.6899 | 1 | 15:11 | 32 |  | 531.6 | 0 | 526.6899 |  | -23.7012 |  |  | 0
50.2099 | 0 | 524.8101 | 524.8101 | 1 | 15:11 | 36 |  | 530.9333 | 0 | 524.8101 |  | -25.5809 |  |  | 0
50.2099 | 0 | 523.6823 | 523.6823 | 1 | 15:11 | 40 |  | 530.2667 | 0 | 523.6823 |  | -26.7088 |  |  | 0
50.208 | 0 | 523.6823 | 523.6823 | 1 | 15:12 | 44 |  | 529.6 | 0 | 523.6823 |  | -26.7088 |  |  | 0
50.2175 | 0 | 525.562 | 525.562 | 1 | 15:12 | 48 |  | 528.9333 | 0 | 525.562 |  | -24.829 |  |  | 0
50.2129 | 0 | 525.562 | 525.562 | 1 | 15:12 | 52 |  | 528.2667 | 0 | 525.562 |  | -24.829 |  |  | 0
50.2061 | 0 | 526.6899 | 526.6899 | 1 | 15:12 | 56 |  | 527.6 | 0 | 526.6899 |  | -23.7012 |  |  | 0
50.2397 | 0 | 525.1861 | 525.1861 | 1 | 15:12 | 60 |  | 526.9333 | 0 | 525.1861 |  | -25.2049 |  |  | 0
50.2178 | 0 | 525.1861 | 525.1861 | 1 | 15:12 | 64 |  | 526.2667 | 0 | 525.1861 |  | -25.2049 | -25.2049 |  | 0
50.2166 | 0 | 524.8101 | 524.8101 | 1 | 15:12 | 68 |  | 525.6 | 0 | 524.8101 |  | -25.5809 | -25.5809 |  | 0
50.2132 | 0 | 522.9304 | 522.9304 | 1 | 15:12 | 72 |  | 524.9333 | 0 | 522.9304 |  | -27.4607 | -27.4607 |  | 0
50.211 | 0 | 524.4342 | 524.4342 | 1 | 15:12 | 76 |  | 524.2667 | 0 | 524.4342 |  | -25.9568 | -25.9568 |  | 0
50.2121 | 0 | 524.4342 | 524.4342 | 1 | 15:12 | 80 |  | 523.6 | 0 | 524.4342 |  | -25.9568 | -25.9568 |  | 0
50.2182 | 0 | 525.1861 | 525.1861 | 1 | 15:12 | 84 |  | 522.9333 | 0 | 525.1861 |  | -25.2049 | -25.2049 |  | 0
50.2206 | 0 | 525.562 | 525.562 | 1 | 15:12 | 88 |  | 522.2667 | 0 | 525.562 |  | -24.829 | -24.829 |  | 0
50.2047 | 0 | 525.562 | 525.562 | 1 | 15:12 | 92 |  | 521.6 | 0 | 525.562 |  | -24.829 | -24.829 |  | 0
50.2119 | 0 | 524.4342 | 524.4342 | 1 | 15:12 | 96 |  | 520.9333 | 0 | 524.4342 |  | -25.9568 | -25.9568 |  | 0
50.2131 | 0 | 525.938 | 525.938 | 1 | 15:12 | 100 |  | 520.2667 | 0 | 525.938 |  | -24.453 | -24.453 |  | 0
50.2066 | 0 | 525.938 | 525.938 | 1 | 15:13 | 104 |  | 519.6 | 0 | 525.938 |  | -24.453 | -24.453 |  | 0
50.2097 | 0 | 525.1861 | 525.1861 | 1 | 15:13 | 108 |  | 518.9333 | 0 | 525.1861 |  | -25.2049 | -25.2049 |  | 0
50.2071 | 0 | 525.1861 | 525.1861 | 1 | 15:13 | 112 |  | 518.2667 | 0 | 525.1861 |  | -25.2049 | -25.2049 |  | 0
50.2137 | 0 | 525.562 | 525.562 | 1 | 15:13 | 116 |  | 517.6 | 0 | 525.562 |  | -24.829 | -24.829 |  | 0
50.2044 | 0 | 525.562 | 525.562 | 1 | 15:13 | 120 |  | 516.9333 | 0 | 525.562 |  | -24.829 | -24.829 |  | 0
50.2086 | 0 | 525.1861 | 525.1861 | 1 | 15:13 | 124 |  | 516.2667 | 0 | 525.1861 |  | -25.2049 | -25.2049 |  | 0
50.2004 | 0 | 525.938 | 525.938 | 1 | 15:13 | 128 |  | 515.6 | 0 | 525.938 |  | -24.453 | -24.453 |  | 0
50.2032 | 0 | 524.0582 | 524.0582 | 1 | 15:13 | 132 |  | 514.9333 | 0 | 524.0582 |  | -26.3328 | -26.3328 |  | 0
50.198 | 0 | 524.0582 | 524.0582 | 1 | 15:13 | 136 |  | 514.2667 | 0 | 524.0582 |  | -26.3328 | -26.3328 |  | 0
50.1947 | 0 | 524.0582 | 524.0582 | 1 | 15:13 | 140 |  | 513.6 | 0 | 524.0582 |  | -26.3328 | -26.3328 |  | 0
50.2017 | 0 | 524.0582 | 524.0582 | 1 | 15:13 | 144 |  | 512.9333 | 0 | 524.0582 |  | -26.3328 | -26.3328 |  | 0
50.1909 | 0 | 521.8026 | 521.8026 | 1 | 15:13 | 148 |  | 512.2667 | 0 | 521.8026 |  | -28.5885 | -28.5885 |  | 0
50.1981 | 0 | 522.9304 | 522.9304 | 1 | 15:13 | 152 |  | 511.6 | 0 | 522.9304 |  | -27.4607 | -27.4607 |  | 0
50.1745 | 0 | 521.8026 | 521.8026 | 1 | 15:13 | 156 |  | 510.9333 | 0 | 521.8026 |  | -28.5885 | -28.5885 |  | 0
50.1798 | 0 | 521.8026 | 521.8026 | 1 | 15:13 | 160 |  | 510.2667 | 0 | 521.8026 |  | -28.5885 | -28.5885 |  | 0
50.1879 | 0 | 524.0582 | 524.0582 | 1 | 15:14 | 164 |  | 509.6 | 0 | 524.0582 |  | -26.3328 | -26.3328 |  | 0
50.1801 | 0 | 524.0582 | 524.0582 | 1 | 15:14 | 168 |  | 508.9333 | 0 | 524.0582 |  | -26.3328 | -26.3328 |  | 0
50.1831 | 0 | 524.4342 | 524.4342 | 1 | 15:14 | 172 |  | 508.2667 | 0 | 524.4342 |  | -25.9568 | -25.9568 |  | 0
50.1716 | 0 | 523.3063 | 523.3063 | 1 | 15:14 | 176 |  | 507.6 | 0 | 523.3063 |  | -27.0847 | -27.0847 |  | 0
50.1612 | 0 | 524.4342 | 524.4342 | 1 | 15:14 | 180 |  | 506.9333 | 0 | 524.4342 |  | -25.9568 | -25.9568 |  | 0
50.1614 | 0 | 524.4342 | 524.4342 | 1 | 15:14 | 184 |  | 506.2667 | 0 | 524.4342 |  | -25.9568 | -25.9568 |  | 0
50.1627 | 0 | 526.6899 | 526.6899 | 1 | 15:14 | 188 |  | 505.6 | 0 | 526.6899 |  | -23.7012 | -23.7012 |  | 0
50.1604 | 0 | 526.6899 | 526.6899 | 1 | 15:14 | 192 |  | 504.9333 | 0 | 526.6899 |  | -23.7012 | -23.7012 |  | 0
50.158 | 0 | 526.6899 | 526.6899 | 1 | 15:14 | 196 |  | 504.2667 | 0 | 526.6899 |  | -23.7012 | -23.7012 |  | 0
50.162 | 0 | 527.0658 | 527.0658 | 1 | 15:14 | 200 |  | 503.6 | 0 | 527.0658 |  | -23.3252 | -23.3252 |  | 0
50.1563 | 0 | 525.562 | 525.562 | 1 | 15:14 | 204 |  | 502.9333 | 0 | 525.562 |  | -24.829 | -24.829 |  | 0
50.162 | 0 | 525.938 | 525.938 | 1 | 15:14 | 208 |  | 502.2667 | 0 | 525.938 |  | -24.453 | -24.453 |  | 0
50.155 | 0 | 524.8101 | 524.8101 | 1 | 15:14 | 212 |  | 501.6 | 0 | 524.8101 |  | -25.5809 | -25.5809 |  | 0
50.1505 | 0 | 524.0582 | 524.0582 | 1 | 15:14 | 216 |  | 500.9333 | 0 | 524.0582 |  | -26.3328 | -26.3328 |  | 0
50.1521 | 0 | 524.0582 | 524.0582 | 1 | 15:14 | 220 |  | 500.2667 | 0 | 524.0582 |  | -26.3328 | -26.3328 |  | 0
50.1449 | 0 | 524.0582 | 524.0582 |  | 15:15 | 224 |  | 499.6 | 0 | 524.0582 |  | -26.3328 | -26.3328 |  | 0
50.1536 | 0 | 524.0582 | 524.0582 | 1 | 15:15 | 228 |  | 498.9333 | 0 | 524.0582 |  | -26.3328 | -26.3328 |  | 0
50.1559 | 0 | 523.3063 | 523.3063 | 1 | 15:15 | 232 |  | 498.2667 | 0 | 523.3063 |  | -27.0847 | -27.0847 |  | 0
50.1502 | 0 | 523.3063 | 523.3063 | 1 | 15:15 | 236 |  | 497.6 | 0 | 523.3063 |  | -27.0847 | -27.0847 |  | 0
50.145 | 0 | 522.5544 | 522.5544 |  | 15:15 | 240 |  | 496.9333 | 0 | 522.5544 |  | -27.8366 | -27.8366 |  | 0
50.1515 | 0 | 521.8026 | 521.8026 | 1 | 15:15 | 244 |  | 496.2667 | 0 | 521.8026 |  | -28.5885 | -28.5885 |  | 0
50.157 | 0 | 521.8026 | 521.8026 | 1 | 15:15 | 248 |  | 495.6 | 0 | 521.8026 |  | -28.5885 | -28.5885 |  | 0
50.156 | 0 | 520.6747 | 520.6747 | 1 | 15:15 | 252 |  | 520.7977 | 0 | 520.6747 |  | -29.7163 | -29.7163 |  | 0
50.1481 | 0 | 519.9228 | 519.9228 |  | 15:15 | 256 |  | 521.1883 | 0 | 519.9228 |  | -30.4682 | -30.4682 |  | 0
50.1464 | 0 | 518.7949 | 518.7949 |  | 15:15 | 260 |  | 521.579 | 0 | 518.7949 |  | -31.5961 | -31.5961 |  | 0
50.1478 | 0 | 518.7949 | 518.7949 |  | 15:15 | 264 |  | 521.9697 | 0 | 518.7949 |  | -31.5961 | -31.5961 |  | 0
50.1557 | 0 | 519.1709 | 519.1709 | 1 | 15:15 | 268 |  | 522.3603 | 0 | 519.1709 |  | -31.2201 | -31.2201 |  | 0
50.1436 | 0 | 519.1709 | 519.1709 |  | 15:15 | 272 |  | 522.751 | 0 | 519.1709 |  | -31.2201 | -31.2201 |  | 0
50.1524 | 0 | 520.2987 | 520.2987 | 1 | 15:15 | 276 |  | 523.1417 | 0 | 520.2987 |  | -30.0923 | -30.0923 |  | 0
50.1548 | 0 | 519.5468 | 519.5468 | 1 | 15:15 | 280 |  | 523.5323 | 0 | 519.5468 |  | -30.8442 | -30.8442 |  | 0
50.1453 | 0 | 519.5468 | 519.5468 |  | 15:16 | 284 |  | 523.923 | 0 | 519.5468 |  | -30.8442 | -30.8442 |  | 0
50.1437 | 0 | 518.7949 | 518.7949 |  | 15:16 | 288 |  | 524.3137 | 0 | 518.7949 |  | -31.5961 | -31.5961 |  | 0
50.1516 | 0 | 518.7949 | 518.7949 | 1 | 15:16 | 292 |  | 524.7043 | 0 | 518.7949 |  | -31.5961 | -31.5961 |  | 0
50.1373 | 0 | 518.419 | 518.419 |  | 15:16 | 296 |  | 525.095 | 0 | 518.419 |  | -31.972 | -31.972 |  | 0
50.1496 | 0 | 518.043 | 518.043 |  | 15:16 | 300 |  | 525.4857 | 0 | 518.043 |  | -32.348 | -32.348 |  | 0
50.144 | 0 | 516.9152 | 516.9152 |  | 15:16 | 304 |  | 525.8763 | 0 | 516.9152 |  | -33.4759 |  | -33.4759 | 0
50.153 | 0 | 518.043 | 518.043 | 1 | 15:16 | 308 |  | 526.267 | 0 | 518.043 |  | -32.348 |  | -32.348 | 0
50.1427 | 0 | 516.5392 | 516.5392 |  | 15:16 | 312 |  | 526.6577 | 0 | 516.5392 |  | -33.8518 |  | -33.8518 | 0
50.1479 | 0 | 515.4114 | 515.4114 |  | 15:16 | 316 |  | 527.0483 | 0 | 515.4114 |  | -34.9797 |  | -34.9797 | 0
50.1425 | 0 | 514.2836 | 514.2836 |  | 15:16 | 320 |  | 527.439 | 0 | 514.2836 |  | -36.1075 |  | -36.1075 | 0
50.1501 | 0 | 513.1557 | 513.1557 | 1 | 15:16 | 324 |  | 527.8297 | 0 | 513.1557 |  | -37.2353 |  | -37.2353 | 0
50.1494 | 0 | 513.1557 | 513.1557 |  | 15:16 | 328 |  | 528.2203 | 0 | 513.1557 |  | -37.2353 |  | -37.2353 | 0
50.1493 | 0 | 512.0278 | 512.0278 |  | 15:16 | 332 |  | 528.611 | 0 | 512.0278 |  | -38.3632 |  | -38.3632 | 0
50.1366 | 0 | 511.2759 | 511.2759 |  | 15:16 | 336 |  | 529.0017 | 0 | 511.2759 |  | -39.1151 |  | -39.1151 | 0
50.1311 | 0 | 510.524 | 510.524 |  | 15:16 | 340 |  | 529.3923 | 0 | 510.524 |  | -39.867 |  | -39.867 | 0
50.1283 | 0 | 510.524 | 510.524 |  | 15:17 | 344 |  | 529.783 | 0 | 510.524 |  | -39.867 |  | -39.867 | 0
50.1288 | 0 | 512.0278 | 512.0278 |  | 15:17 | 348 |  | 530.1737 | 0 | 512.0278 |  | -38.3632 |  | -38.3632 | 0
50.1307 | 0 | 512.0278 | 512.0278 |  | 15:17 | 352 |  | 530.5643 | 0 | 512.0278 |  | -38.3632 |  | -38.3632 | 0
50.1373 | 0 | 512.0278 | 512.0278 |  | 15:17 | 356 |  | 530.955 | 0 | 512.0278 |  | -38.3632 |  | -38.3632 | 0
50.1408 | 0 | 511.2759 | 511.2759 |  | 15:17 | 360 |  | 531.3457 | 0 | 511.2759 |  | -39.1151 |  | -39.1151 | 0
50.1318 | 0 | 510.1481 | 510.1481 |  | 15:17 | 364 |  | 531.7363 | 0 | 510.1481 |  | -40.2429 |  | -40.2429 | 0
50.1329 | 0 | 508.6443 | 508.6443 |  | 15:17 | 368 |  | 532.127 | 0 | 508.6443 |  | -41.7467 |  | -41.7467 | 0
50.139 | 0 | 508.6443 | 508.6443 |  | 15:17 | 372 |  | 532.5177 | 0 | 508.6443 |  | -41.7467 |  | -41.7467 | 0
50.1308 | 0 | 509.3962 | 509.3962 |  | 15:17 | 376 |  | 532.9083 | 0 | 509.3962 |  | -40.9948 |  | -40.9948 | 0
50.1308 | 0 | 509.3962 | 509.3962 |  | 15:17 | 380 |  | 533.299 | 0 | 509.3962 |  | -40.9948 |  | -40.9948 | 0
50.1379 | 0 | 508.2683 | 508.2683 |  | 15:17 | 384 |  | 533.6897 | 0 | 508.2683 |  | -42.1227 |  | -42.1227 | 0
50.1571 | 0 | 509.7722 | 509.7722 | 1 | 15:17 | 388 |  | 534.0803 | 0 | 509.7722 |  | -40.6189 |  | -40.6189 | 0
50.1374 | 0 | 509.7722 | 509.7722 |  | 15:17 | 392 |  | 534.471 | 0 | 509.7722 |  | -40.6189 |  | -40.6189 | 0
50.1523 | 0 | 508.6443 | 508.6443 | 1 | 15:17 | 396 |  | 534.8617 | 0 | 508.6443 |  | -41.7467 |  | -41.7467 | 0
50.1365 | 0 | 507.1405 | 507.1405 |  | 15:17 | 400 |  | 535.2523 | 0 | 507.1405 |  | -43.2505 |  | -43.2505 | 0
50.1265 | 0 | 506.7646 | 506.7646 |  | 15:18 | 404 |  | 535.643 | 0 | 506.7646 |  | -43.6265 |  | -43.6265 | 0
50.1367 | 0 | 508.2683 | 508.2683 |  | 15:18 | 408 |  | 536.0337 | 0 | 508.2683 |  | -42.1227 |  | -42.1227 | 0
50.1539 | 0 | 508.2683 | 508.2683 | 1 | 15:18 | 412 |  | 536.4243 | 0 | 508.2683 |  | -42.1227 |  | -42.1227 | 0
50.139 | 0 | 511.6519 | 511.6519 |  | 15:18 | 416 |  | 536.815 | 0 | 511.6519 |  | -38.7391 |  | -38.7391 | 0
50.1505 | 0 | 511.6519 | 511.6519 | 1 | 15:18 | 420 |  | 537.2057 | -0.27233 | 511.3796 |  | -39.0115 |  | -39.0115 | 0
50.1443 | 0 | 510.524 | 510.524 |  | 15:18 | 424 |  | 537.5963 | -0.663 | 509.861 |  | -40.53 |  | -40.53 | 0
50.1502 | 0 | 512.0278 | 512.0278 | 1 | 15:18 | 428 |  | 537.987 | -1.0537 | 510.9742 |  | -39.4169 |  | -39.4169 | 0
50.1455 | 0 | 512.0278 | 512.0278 |  | 15:18 | 432 |  | 538.3777 | -1.4443 | 510.5835 |  | -39.8075 |  | -39.8075 | 0
50.1551 | 0 | 512.4038 | 512.4038 | 1 | 15:18 | 436 |  | 538.7683 | -1.835 | 510.5688 |  | -39.8222 |  | -39.8222 | 0
50.1391 | 0 | 512.4038 | 512.4038 |  | 15:18 | 440 |  | 539.159 | -2.2257 | 510.1781 |  | -40.2129 |  | -40.2129 | 0
50.1522 | 0 | 512.4038 | 512.4038 | 1 | 15:18 | 444 |  | 539.5497 | -2.6163 | 509.7875 |  | -40.6036 |  | -40.6036 | 0
50.1498 | 0 | 513.5316 | 513.5316 |  | 15:18 | 448 |  | 539.9403 | -3.007 | 510.5246 |  | -39.8664 |  | -39.8664 | 0
50.1484 | 0 | 515.0355 | 515.0355 |  | 15:18 | 452 |  | 540.331 | -3.3977 | 511.6378 |  | -38.7532 |  | -38.7532 | 0
50.1538 | 0 | 515.4114 | 515.4114 | 1 | 15:18 | 456 |  | 540.7217 | -3.7883 | 511.623 |  | -38.768 |  | -38.768 | 0
50.1464 | 0 | 515.4114 | 515.4114 |  | 15:18 | 460 |  | 541.1123 | -4.179 | 511.2324 |  | -39.1587 |  | -39.1587 | 0
50.1532 | 0 | 516.1633 | 516.1633 | 1 | 15:19 | 464 |  | 541.503 | -4.5697 | 511.5936 |  | -38.7974 |  | -38.7974 | 0
50.1536 | 0 | 517.2911 | 517.2911 | 1 | 15:19 | 468 |  | 541.8937 | -4.9603 | 512.3308 |  | -38.0602 |  | -38.0602 | 0
50.1538 | 0 | 517.2911 | 517.2911 | 1 | 15:19 | 472 |  | 542.2843 | -5.351 | 511.9401 |  | -38.4509 |  | -38.4509 | 0
50.1538 | 0 | 517.6671 | 517.6671 | 1 | 15:19 | 476 |  | 542.675 | -5.7417 | 511.9254 |  | -38.4656 |  | -38.4656 | 0
50.1507 | 0 | 517.6671 | 517.6671 | 1 | 15:19 | 480 |  | 543.0657 | -6.1323 | 511.5348 |  | -38.8563 |  | -38.8563 | 0
50.149 | 0 | 516.9152 | 516.9152 |  | 15:19 | 484 |  | 543.4563 | -6.523 | 510.3922 |  | -39.9989 |  | -39.9989 | 0
50.1456 | 0 | 517.2911 | 517.2911 |  | 15:19 | 488 |  | 543.847 | -6.9137 | 510.3775 |  | -40.0136 |  | -40.0136 | 0
50.1472 | 0 | 517.2911 | 517.2911 |  | 15:19 | 492 |  | 544.2377 | -7.3043 | 509.9868 |  | -40.4042 |  | -40.4042 | 0
50.1627 | 0 | 518.043 | 518.043 | 1 | 15:19 | 496 |  | 544.6283 | -7.695 | 510.348 |  | -40.043 |  | -40.043 | 0
50.1487 | 0 | 518.043 | 518.043 |  | 15:19 | 500 |  | 545.019 | -8.0857 | 509.9574 |  | -40.4337 |  | -40.4337 | 0
50.1552 | 0 | 518.043 | 518.043 | 1 | 15:19 | 504 |  | 545.4097 | -8.4763 | 509.5667 |  | -40.8243 |  | -40.8243 | 0
50.1501 | 0 | 518.7949 | 518.7949 | 1 | 15:19 | 508 |  | 545.8003 | -8.867 | 509.9279 |  | -40.4631 |  | -40.4631 | 0
50.1492 | 0 | 518.043 | 518.043 |  | 15:19 | 512 |  | 546.191 | -9.2577 | 508.7854 |  | -41.6057 |  | -41.6057 | 0
50.1548 | 0 | 518.7949 | 518.7949 | 1 | 15:19 | 516 |  | 546.5817 | -9.6483 | 509.1466 |  | -41.2444 |  | -41.2444 | 0
50.1515 | 0 | 519.1709 | 519.1709 | 1 | 15:19 | 520 |  | 546.9723 | -10.039 | 509.1319 |  | -41.2591 |  | -41.2591 | 0
50.1368 | 0 | 519.1709 | 519.1709 |  | 15:20 | 524 |  | 547.363 | -10.4297 | 508.7412 |  | -41.6498 |  | -41.6498 | 0
50.154 | 0 | 519.1709 | 519.1709 | 1 | 15:20 | 528 |  | 547.7537 | -10.8203 | 508.3506 |  | -42.0405 |  | -42.0405 | 0
50.1367 | 0 | 519.1709 | 519.1709 |  | 15:20 | 532 |  | 548.1443 | -11.211 | 507.9599 |  | -42.4311 |  | -42.4311 | 0
50.157 | 0 | 519.9228 | 519.9228 | 1 | 15:20 | 536 |  | 548.535 | -11.6017 | 508.3211 |  | -42.0699 |  | -42.0699 | 0
50.1479 | 0 | 521.0507 | 521.0507 |  | 15:20 | 540 |  | 548.9257 | -11.9923 | 509.0583 |  | -41.3327 |  | -41.3327 | 0
50.1531 | 0 | 521.8026 | 521.8026 | 1 | 15:20 | 544 |  | 549.3163 | -12.383 | 509.4196 |  | -40.9715 |  | -40.9715 | 0
50.155 | 0 | 520.2987 | 520.2987 | 1 | 15:20 | 548 |  | 549.707 | -12.7737 | 507.525 |  | -42.866 |  | -42.866 | 0
50.1488 | 0 | 520.2987 | 520.2987 |  | 15:20 | 552 |  | 520.399 | 0 | 520.2987 |  | -30.0923 |  | -30.0923 | 0
50.148 | 0 | 520.6747 | 520.6747 |  | 15:20 | 556 |  | 520.795 | 0 | 520.6747 |  | -29.7163 |  | -29.7163 | 0
50.1498 | 0 | 520.6747 | 520.6747 |  | 15:20 | 560 |  | 521.191 | 0 | 520.6747 |  | -29.7163 |  | -29.7163 | 0
50.1537 | 0 | 520.2987 | 520.2987 | 1 | 15:20 | 564 |  | 521.587 | 0 | 520.2987 |  | -30.0923 |  | -30.0923 | 0
50.1505 | 0 | 520.2987 | 520.2987 | 1 | 15:20 | 568 |  | 521.983 | 0 | 520.2987 |  | -30.0923 |  | -30.0923 | 0
50.142 | 0 | 520.2987 | 520.2987 |  | 15:20 | 572 |  | 522.379 | 0 | 520.2987 |  | -30.0923 |  | -30.0923 | 0
50.1546 | 0 | 520.6747 | 520.6747 | 1 | 15:20 | 576 |  | 522.775 | 0 | 520.6747 |  | -29.7163 |  | -29.7163 | 0
50.1534 | 0 | 520.6747 | 520.6747 | 1 | 15:20 | 580 |  | 523.171 | 0 | 520.6747 |  | -29.7163 |  | -29.7163 | 0
50.1493 | 0 | 521.4266 | 521.4266 |  | 15:21 | 584 |  | 523.567 | 0 | 521.4266 |  | -28.9645 |  | -28.9645 | 0
50.1505 | 0 | 520.2987 | 520.2987 | 1 | 15:21 | 588 |  | 523.963 | 0 | 520.2987 |  | -30.0923 |  | -30.0923 | 0
50.1531 | 0 | 521.4266 | 521.4266 | 1 | 15:21 | 592 |  | 524.359 | 0 | 521.4266 |  | -28.9645 |  | -28.9645 | 0
50.142 | 0 | 521.4266 | 521.4266 |  | 15:21 | 596 |  | 524.755 | 0 | 521.4266 |  | -28.9645 |  | -28.9645 | 0
50.1498 | 0 | 521.4266 | 521.4266 |  | 15:21 | 600 |  | 525.151 | 0 | 521.4266 |  | -28.9645 |  | -28.9645 | 0
50.1531 | 0 | 521.4266 | 521.4266 | 1 | 15:21 | 604 |  | 525.547 | 0 | 521.4266 |  | -28.9645 |  |  | 0
50.1402 | 0 | 522.1785 | 522.1785 |  | 15:21 | 608 |  | 525.943 | 0 | 522.1785 |  | -28.2126 |  |  | 0
50.1532 | 0 | 522.1785 | 522.1785 | 1 | 15:21 | 612 |  | 526.339 | 0 | 522.1785 |  | -28.2126 |  |  | 0
50.1454 | 0 | 521.4266 | 521.4266 |  | 15:21 | 616 |  | 526.735 | 0 | 521.4266 |  | -28.9645 |  |  | 0
50.1479 | 0 | 521.8026 | 521.8026 |  | 15:21 | 620 |  | 527.131 | 0 | 521.8026 |  | -28.5885 |  |  | 0
50.1539 | 0 | 522.5544 | 522.5544 | 1 | 15:21 | 624 |  | 527.527 | 0 | 522.5544 |  | -27.8366 |  |  | 0
50.1457 | 0 | 522.1785 | 522.1785 |  | 15:21 | 628 |  | 527.923 | 0 | 522.1785 |  | -28.2126 |  |  | 0
50.1436 | 0 | 522.1785 | 522.1785 |  | 15:21 | 632 |  | 528.319 | 0 | 522.1785 |  | -28.2126 |  |  | 0
50.1371 | 0 | 522.5544 | 522.5544 |  | 15:21 | 636 |  | 528.715 | 0 | 522.5544 |  | -27.8366 |  |  | 0
50.1396 | 0 | 522.9304 | 522.9304 |  | 15:21 | 640 |  | 529.111 | 0 | 522.9304 |  | -27.4607 |  |  | 0
50.1482 | 0 | 524.0582 | 524.0582 |  | 15:22 | 644 |  | 529.507 | 0 | 524.0582 |  | -26.3328 |  |  | 0
50.1414 | 0 | 525.1861 | 525.1861 |  | 15:22 | 648 |  | 529.903 | 0 | 525.1861 |  | -25.2049 |  |  | 0
50.1292 | 0 | 524.4342 | 524.4342 |  | 15:22 | 652 |  | 530.299 | 0 | 524.4342 |  | -25.9568 |  |  | 0
50.1244 | 0 | 523.3063 | 523.3063 |  | 15:22 | 656 |  | 530.695 | 0 | 523.3063 |  | -27.0847 |  |  | 0
50.1227 | 0 | 524.4342 | 524.4342 |  | 15:22 | 660 |  | 531.091 | 0 | 524.4342 |  | -25.9568 |  |  | 0
50.1282 | 0 | 526.3139 | 526.3139 |  | 15:22 | 664 |  | 531.487 | 0 | 526.3139 |  | -24.0771 |  |  | 0
50.151 | 0 | 527.4418 | 527.4418 | 1 | 15:22 | 668 |  | 531.883 | 0 | 527.4418 |  | -22.9493 |  |  | 0
50.1316 | 0 | 528.5696 | 528.5696 |  | 15:22 | 672 |  | 532.279 | 0 | 528.5696 |  | -21.8214 |  |  | 0
50.1275 | 0 | 526.6899 | 526.6899 |  | 15:22 | 676 |  | 532.675 | 0 | 526.6899 |  | -23.7012 |  |  | 0
50.131 | 0 | 524.8101 | 524.8101 |  | 15:22 | 680 |  | 533.071 | 0 | 524.8101 |  | -25.5809 |  |  | 0
50.1365 | 0 | 526.3139 | 526.3139 |  | 15:22 | 684 |  | 533.467 | 0 | 526.3139 |  | -24.0771 |  |  | 0
50.1474 | 0 | 526.3139 | 526.3139 |  | 15:22 | 688 |  | 533.863 | 0 | 526.3139 |  | -24.0771 |  |  | 0
50.1398 | 0 | 527.0658 | 527.0658 |  | 15:22 | 692 |  | 534.259 | 0 | 527.0658 |  | -23.3252 |  |  | 0
50.1459 | 0 | 527.0658 | 527.0658 |  | 15:22 | 696 |  | 534.655 | 0 | 527.0658 |  | -23.3252 |  |  | 0
50.1488 | 0 | 524.4342 | 524.4342 |  | 15:22 | 700 |  | 535.051 | 0 | 524.4342 |  | -25.9568 |  |  | 0
50.1531 | 0 | 525.1861 | 525.1861 | 1 | 15:23 | 704 |  | 535.447 | 0 | 525.1861 |  | -25.2049 |  |  | 0
50.1401 | 0 | 523.6823 | 523.6823 |  | 15:23 | 708 |  | 535.843 | 0 | 523.6823 |  | -26.7088 |  |  | 0
50.1493 | 0 | 523.6823 | 523.6823 |  | 15:23 | 712 |  | 536.239 | 0 | 523.6823 |  | -26.7088 |  |  | 0
50.1429 | 0 | 522.9304 | 522.9304 |  | 15:23 | 716 |  | 536.635 | 0 | 522.9304 |  | -27.4607 |  |  | 0
50.147 | 0 | 524.4342 | 524.4342 |  | 15:23 | 720 |  | 537.031 | -0.097667 | 524.3365 |  | -26.0545 |  |  | 0
50.1461 | 0 | 524.4342 | 524.4342 |  | 15:23 | 724 |  | 537.427 | -0.49367 | 523.9405 |  | -26.4505 |  |  | 0
50.1442 | 0 | 524.0582 | 524.0582 |  | 15:23 | 728 |  | 537.823 | -0.88967 | 523.1686 |  | -27.2225 |  |  | 0
50.1504 | 0 | 524.4342 | 524.4342 | 1 | 15:23 | 732 |  | 538.219 | -1.2857 | 523.1485 |  | -27.2425 |  |  | 0
50.1406 | 0 | 524.4342 | 524.4342 |  | 15:23 | 736 |  | 538.615 | -1.6817 | 522.7525 |  | -27.6385 |  |  | 0
50.1449 | 0 | 524.4342 | 524.4342 |  | 15:23 | 740 |  | 539.011 | -2.0777 | 522.3565 |  | -28.0345 |  |  | 0
50.1521 | 0 | 524.4342 | 524.4342 | 1 | 15:23 | 744 |  | 539.407 | -2.4737 | 521.9605 |  | -28.4305 |  |  | 0
50.1416 | 0 | 525.1861 | 525.1861 |  | 15:23 | 748 |  | 539.803 | -2.8697 | 522.3164 |  | -28.0746 |  |  | 0
50.1525 | 0 | 525.1861 | 525.1861 | 1 | 15:23 | 752 |  | 540.199 | -3.2657 | 521.9204 |  | -28.4706 |  |  | 0
50.1254 | 0 | 524.0582 | 524.0582 |  | 15:23 | 756 |  | 540.595 | -3.6617 | 520.3966 |  | -29.9945 |  |  | 0
50.1014 | 0 | 524.8101 | 524.8101 |  | 15:23 | 760 |  | 540.991 | -4.0577 | 520.7525 |  | -29.6386 |  |  | 0
50.0912 | 0 | 523.6823 | 523.6823 |  | 15:24 | 764 |  | 541.387 | -4.4537 | 519.2286 |  | -31.1624 |  |  | 1
50.0924 | 0 | 527.0658 | 527.0658 |  | 15:24 | 768 |  | 541.783 | -4.8497 | 522.2161 |  | -28.1749 |  |  | 1
50.1121 | 0 | 531.2013 | 531.2013 |  | 15:24 | 772 |  | 542.179 | -5.2457 | 525.9556 |  | -24.4354 |  |  | 1
50.1233 | 0 | 532.7051 | 532.7051 |  | 15:24 | 776 |  | 542.575 | -5.6417 | 527.0634 |  | -23.3276 |  |  | 1
50.1409 | 0 | 533.457 | 533.457 |  | 15:24 | 780 |  | 542.971 | -6.0377 | 527.4193 |  | -22.9717 |  |  | 1
50.1494 | 0 | 533.457 | 533.457 |  | 15:24 | 784 |  | 543.367 | -6.4337 | 527.0233 |  | -23.3677 |  |  | 1
50.152 | 0 | 531.9532 | 531.9532 | 1 | 15:24 | 788 |  | 543.763 | -6.8297 | 525.1235 |  | -25.2675 |  |  | 1
50.1344 | 0 | 527.8177 | 527.8177 |  | 15:24 | 792 |  | 544.159 | -7.2257 | 520.5921 |  | -29.7989 |  |  | 1
50.1295 | 0 | 526.3139 | 526.3139 |  | 15:24 | 796 |  | 544.555 | -7.6217 | 518.6922 |  | -31.6988 |  |  | 1
50.1299 | 0 | 524.8101 | 524.8101 |  | 15:24 | 800 |  | 544.951 | -8.0177 | 516.7925 |  | -33.5986 |  |  | 1
50.1258 | 0 | 525.938 | 525.938 |  | 15:24 | 804 |  | 545.347 | -8.4137 | 517.5243 |  | -32.8667 |  |  | 1
50.1264 | 0 | 526.6899 | 526.6899 |  | 15:24 | 808 |  | 545.743 | -8.8097 | 517.8802 |  | -32.5108 |  |  | 1
50.1302 | 0 | 527.8177 | 527.8177 |  | 15:24 | 812 |  | 546.139 | -9.2057 | 518.6121 |  | -31.7789 |  |  | 1
50.126 | 0 | 528.5696 | 528.5696 |  | 15:24 | 816 |  | 546.535 | -9.6017 | 518.968 |  | -31.4231 |  |  | 1
50.1229 | 0 | 528.9456 | 528.9456 |  | 15:24 | 820 |  | 546.931 | -9.9977 | 518.9479 |  | -31.4431 |  |  | 1
50.1297 | 0 | 530.0734 | 530.0734 |  | 15:25 | 824 |  | 547.327 | -10.3937 | 519.6798 |  | -30.7113 |  |  | 1
50.1308 | 0 | 530.0734 | 530.0734 |  | 15:25 | 828 |  | 547.723 | -10.7897 | 519.2838 |  | -31.1073 |  |  | 1
50.1458 | 0 | 531.2013 | 531.2013 |  | 15:25 | 832 |  | 548.119 | -11.1857 | 520.0156 |  | -30.3754 |  |  | 1
50.1362 | 0 | 531.2013 | 531.2013 |  | 15:25 | 836 |  | 548.515 | -11.5817 | 519.6196 |  | -30.7714 |  |  | 1
50.1184 | 0 | 531.2013 | 531.2013 |  | 15:25 | 840 |  | 548.911 | -11.9777 | 519.2236 |  | -31.1674 |  |  | 1
50.1171 | 0 | 529.3215 | 529.3215 |  | 15:25 | 844 |  | 549.307 | -12.3737 | 516.9479 |  | -33.4432 |  |  | 1
50.1319 | 0 | 530.8253 | 530.8253 |  | 15:25 | 848 |  | 549.703 | -12.7697 | 518.0557 |  | -32.3354 |  |  | 1
50.1299 | 0 | 533.457 | 533.457 |  | 15:25 | 852 |  | 550.099 | -13.1657 | 520.2913 |  | -30.0997 |  |  | 1
50.1265 | 0 | 533.457 | 533.457 |  | 15:25 | 856 |  | 550.495 | -13.5617 | 519.8953 |  | -30.4957 |  |  | 1
0 | 0 | 0 | 0 |  | 15:25 | 860 |  | 550.891 | -13.9577 | -13.9577 |  | -564.3487 |  |  | 1
0 | 0 | 0 | 0 |  | 15:25 | 864 |  | 551.287 | -14.3537 | -14.3537 |  | -564.7447 |  |  | 1
0 | 0 | 0 | 0 |  | 15:25 | 868 |  | 551.683 | -14.7497 | -14.7497 |  | -565.1407 |  |  | 1
0 | 0 | 0 | 0 |  | 15:25 | 872 |  | 552.079 | -15.1457 | -15.1457 |  | -565.5367 |  |  | 1
0 | 0 | 0 | 0 |  | 15:25 | 876 |  | 552.475 | -15.5417 | -15.5417 |  | -565.9327 |  |  | 1
0 | 0 | 0 | 0 |  | 15:25 | 880 |  | 552.871 | -15.9377 | -15.9377 |  | -566.3287 |  |  | 1
0 | 0 | 0 | 0 |  | 15:26 | 884 |  | 553.267 | -16.3337 | -16.3337 |  | -566.7247 |  |  | 1
0 | 0 | 0 | 0 |  | 15:26 | 888 |  | 553.663 | -16.7297 | -16.7297 |  | -567.1207 |  |  | 1
0 | 0 | 0 | 0 |  | 15:26 | 892 |  | 554.059 | -17.1257 | -17.1257 |  | -567.5167 |  |  | 1
0 | 0 | 0 | 0 |  | 15:26 | 896 |  | 554.455 | -17.5217 | -17.5217 |  | -567.9127 |  |  | 1
0 | 0 | 0 | 0 |  | 15:26 | 900 |  | 554.851 | -17.9177 | -17.9177 |  | -568.3087 |  |  | 1
0 | 0 | 0 | 0 |  | 15:26 | 904 |  | 555.247 | -18.3137 | -18.3137 |  | -568.7047 |  |  | 1
0 | 0 | 0 | 0 |  | 15:26 | 908 |  | 555.643 | -18.7097 | -18.7097 |  | -569.1007 |  |  | 1
0 | 0 | 0 | 0 |  | 15:26 | 912 |  | 556.039 | -19.1057 | -19.1057 |  | -569.4967 |  |  | 1
0 | 0 | 0 | 0 |  | 15:26 | 916 |  | 556.435 | -19.5017 | -19.5017 |  | -569.8927 |  |  | 1
0 | 0 | 0 | 0 |  | 15:26 | 920 |  | 556.831 | -19.8977 | -19.8977 |  | -570.2887 |  |  | 1
0 | 0 | 0 | 0 |  | 15:26 | 924 |  | 557.227 | -20.2937 | -20.2937 |  | -570.6847 |  |  | 1
0 | 0 | 0 | 0 |  | 15:26 | 928 |  | 557.623 | -20.6897 | -20.6897 |  | -571.0807 |  |  | 1
0 | 0 | 0 | 0 |  | 15:26 | 932 |  | 558.019 | -21.0857 | -21.0857 |  | -571.4767 |  |  | 1
0 | 0 | 0 | 0 |  | 15:26 | 936 |  | 558.415 | -21.4817 | -21.4817 |  | -571.8727 |  |  | 1
0 | 0 | 0 | 0 |  | 15:26 | 940 |  | 558.811 | -21.8777 | -21.8777 |  | -572.2687 |  |  | 1
0 | 0 | 0 | 0 |  | 15:27 | 944 |  | 559.207 | -22.2737 | -22.2737 |  | -572.6647 |  |  | 1
0 | 0 | 0 | 0 |  | 15:27 | 948 |  | 559.603 | -22.6697 | -22.6697 |  | -573.0607 |  |  | 1
0 | 0 | 0 | 0 |  | 15:27 | 952 |  | 559.999 | -23.0657 | -23.0657 |  | -573.4567 |  |  | 1
0 | 0 | 0 | 0 |  | 15:27 | 956 |  | 560.395 | -23.4617 | -23.4617 |  | -573.8527 |  |  | 1
0 | 0 | 0 | 0 |  | 15:27 | 960 |  | 560.791 | -23.8577 | -23.8577 |  | -574.2487 |  |  | 1
0 | 0 | 0 | 0 |  | 15:27 | 964 |  | 561.187 | -24.2537 | -24.2537 |  | -574.6447 |  |  | 1
0 | 0 | 0 | 0 |  | 15:27 | 968 |  | 561.583 | -24.6497 | -24.6497 |  | -575.0407 |  |  | 1
0 | 0 | 0 | 0 |  | 15:27 | 972 |  | 561.979 | -25.0457 | -25.0457 |  | -575.4367 |  |  | 1
0 | 0 | 0 | 0 |  | 15:27 | 976 |  | 562.375 | -25.4417 | -25.4417 |  | -575.8327 |  |  | 1
0 | 0 | 0 | 0 |  | 15:27 | 980 |  | 562.771 | -25.8377 | -25.8377 |  | -576.2287 |  |  | 1
0 | 0 | 0 | 0 |  | 15:27 | 984 |  | 563.167 | -26.2337 | -26.2337 |  | -576.6247 |  |  | 1
0 | 0 | 0 | 0 |  | 15:27 | 988 |  | 563.563 | -26.6297 | -26.6297 |  | -577.0207 |  |  | 1
0 | 0 | 0 | 0 |  | 15:27 | 992 |  | 563.959 | -27.0257 | -27.0257 |  | -577.4167 |  |  | 1
0 | 0 | 0 | 0 |  | 15:27 | 996 |  | 564.355 | -27.4217 | -27.4217 |  | -577.8127 |  |  | 1
0 | 0 | 0 | 0 |  | 15:27 | 1000 |  | 564.751 | -27.8177 | -27.8177 |  | -578.2087 |  |  | 1
0 | 0 | 0 | 0 |  | 15:28 | 1004 |  | 565.147 | -28.2137 | -28.2137 |  | -578.6047 |  |  | 1
0 | 0 | 0 | 0 |  | 15:28 | 1008 |  | 565.543 | -28.6097 | -28.6097 |  | -579.0007 |  |  | 1
0 | 0 | 0 | 0 |  | 15:28 | 1012 |  | 565.939 | -29.0057 | -29.0057 |  | -579.3967 |  |  | 1
0 | 0 | 0 | 0 |  | 15:28 | 1016 |  | 566.335 | -29.4017 | -29.4017 |  | -579.7927 |  |  | 1
0 | 0 | 0 | 0 |  | 15:28 | 1020 |  | 566.731 | -29.7977 | -29.7977 |  | -580.1887 |  |  | 1
0 | 0 | 0 | 0 |  | 15:28 | 1024 |  | 567.127 | -30.1937 | -30.1937 |  | -580.5847 |  |  | 1
0 | 0 | 0 | 0 |  | 15:28 | 1028 |  | 567.523 | -30.5897 | -30.5897 |  | -580.9807 |  |  | 1
0 | 0 | 0 | 0 |  | 15:28 | 1032 |  | 567.919 | -30.9857 | -30.9857 |  | -581.3767 |  |  | 1
0 | 0 | 0 | 0 |  | 15:28 | 1036 |  | 568.315 | -31.3817 | -31.3817 |  | -581.7727 |  |  | 1
0 | 0 | 0 | 0 |  | 15:28 | 1040 |  | 568.711 | -31.7777 | -31.7777 |  | -582.1687 |  |  | 1
0 | 0 | 0 | 0 |  | 15:28 | 1044 |  | 569.107 | -32.1737 | -32.1737 |  | -582.5647 |  |  | 1
0 | 0 | 0 | 0 |  | 15:28 | 1048 |  | 569.503 | -32.5697 | -32.5697 |  | -582.9607 |  |  | 1
0 | 0 | 0 | 0 |  | 15:28 | 1052 |  | 569.899 | -32.9657 | -32.9657 |  | -583.3567 |  |  | 1
0 | 0 | 0 | 0 |  | 15:28 | 1056 |  | 570.295 | -33.3617 | -33.3617 |  | -583.7527 |  |  | 1
0 | 0 | 0 | 0 |  | 15:28 | 1060 |  | 570.691 | -33.7577 | -33.7577 |  | -584.1487 |  |  | 1
0 | 0 | 0 | 0 |  | 15:29 | 1064 |  | 571.087 | -34.1537 | -34.1537 |  | -584.5447 |  |  | 1
0 | 0 | 0 | 0 |  | 15:29 | 1068 |  | 571.483 | -34.5497 | -34.5497 |  | -584.9407 |  |  | 1
0 | 0 | 0 | 0 |  | 15:29 | 1072 |  | 571.879 | -34.9457 | -34.9457 |  | -585.3367 |  |  | 1
0 | 0 | 0 | 0 |  | 15:29 | 1076 |  | 572.275 | -35.3417 | -35.3417 |  | -585.7327 |  |  | 1
0 | 0 | 0 | 0 |  | 15:29 | 1080 |  | 572.671 | -35.7377 | -35.7377 |  | -586.1287 |  |  | 1
0 | 0 | 0 | 0 |  | 15:29 | 1084 |  | 573.067 | -36.1337 | -36.1337 |  | -586.5247 |  |  | 1
0 | 0 | 0 | 0 |  | 15:29 | 1088 |  | 573.463 | -36.5297 | -36.5297 |  | -586.9207 |  |  | 1
0 | 0 | 0 | 0 |  | 15:29 | 1092 |  | 573.859 | -36.9257 | -36.9257 |  | -587.3167 |  |  | 1
0 | 0 | 0 | 0 |  | 15:29 | 1096 |  | 574.255 | -37.3217 | -37.3217 |  | -587.7127 |  |  | 1
Note on G3: jstevens: =IF(Slow Service Enabled=0, MAX(DB, DC), MAX(DC, MIN(0, SE))) * -1