## Disclaimer and Instructions
l | The principles for FCAS verification are contained in clauses 3.7, 4.7 and 5.7 of the MASS V6.0
l | The FCAS Verification Tool User Guide (the User Guide) expands on those principles and provides further details of the steps used in this spreadsheet
Instructions to calculate Raise FCAS:
l | In order to calculate Raise FCAS, navigate to the "RaiseInformation" sheet and enter the relavant information
The results will be displayed in the 'Results' section in the same sheet
No inputs from the user is required in any other sheets
l | The sheets "RaiseFast", "RaiseFast4s", "RaiseSlow" and "RaiseDelayed" sheets do not require any user inputs. They show the relevant calculations in detail.
In general, in these four sheets, starting from the left and progressively moving to the right, the MW and frequency traces are processed step by step
according to the User Guide as specified in the MASS
l | The "RaiseFast4s" sheet will NOT display an accurate result for Fast Raise. It is used purely to esimate FD which is required for the Slow Raise
when there is no high speed data available and the plant has been enabled for Fast Raise by NEMDE
l | Note that the "RaiseInformation" sheet has already been pre-populated with a complete set of example data to illustrate how the data should be entered
Instructions to calculate Lower FCAS:
l | In order to calculate Lower FCAS, navigate to the "LowerInformation" sheet and enter the relavant information
The results will be displayed in the 'Results' section in the same sheet
No inputs from the user is required in any other sheets
l | The sheets "LowerFast", "LowerFast4s", "LowerSlow" and "LowerDelayed" sheets do not require any user inputs. They show the relevant calculations in detail.
In general, in these four sheets, starting from the left and progressively moving to the right, the MW and frequency traces are processed step by step according
to the detailed User Guide as specificfied in the MASS
l | The "LowerFast4s" sheet will NOT display an accurate result for Fast Lower. It is used purely to esimate FD which is required for the Slow Lower
when there is no high speed data available and the plant has been enabled for Fast Lower by NEMDE
l | Note that the "LowerInformation" sheet has already been pre-populated with a complete set of example data to illustrate how the data should be entered
The MASS can be downloaded from:
https://aemo.com.au/en/energy-systems/electricity/national-electricity-market-nem/system-operations/ancillary-services/market-ancillary-services-specification-and-fcas-verification-tool
A detailed User Guide can be downloaded from:
https://aemo.com.au/en/energy-systems/electricity/national-electricity-market-nem/system-operations/ancillary-services/market-ancillary-services-specification-and-fcas-verification-tool
Important Notice
Purpose
AEMO has prepared this FCAS Verification Spreadsheet (Spreadsheet) to provide information about the implementation of the verification process described in the AEMO’s Market Ancillary Services Specification, as at the date this Spreadsheet was published.
Disclaimer
This Spreadsheet may be subsequently updated or amended. It does not constitute legal or business advice, and should not be relied on as a substitute for obtaining detailed advice about the National Electricity Rules, the Market Ancillary Services Specification or any other applicable laws, procedures or policies. AEMO has made every effort to ensure the quality of the information in this Spreadsheet but cannot guarantee its accuracy or completeness.
Accordingly, to the maximum extent permitted by law, AEMO and its officers, employees and consultants involved in the preparation of this Spreadsheet:
* make no representation or warranty, express or implied, as to the currency, accuracy, reliability or completeness of this Spreadsheet; and
* are not liable (whether by reason of negligence or otherwise) for any statements or representations in this Spreadsheet, or any omissions from it, or for any use or reliance on the information in it.
Copyright
© 2020 Australian Energy Market Operator Limited. The material in this publication may be used in accordance with the copyright permissions on AEMO’s website.

## Revision History
Date | Version | Author | Comments
2012-08-28 | 2.01 | RWettimuny | Minor fix to pointer to RaiseSlow, LowerSlow sampling rate cell
2012-11-07 | 2.02 | RWettimuny | Minor fix to "update checking" section errors due to time formatting. Fixed issue with FD_FastData range being incorrect
2013-01-11 | 2.03 | RWettimuny | Fixed issue where for Fast Raise/Lower, FD(fast data) is replaced for FD(based on 4s data) if there is an error in calculated R6 or L6 (fast data). Before fixing this, if R6/L6 was reporting an error, FD was being calculated as zero, resulting in zero R60/L60
2012-08-21 | 2.04 | RWettimuny | Made APD and PTH an aggregate
2013-10-10 | 2.05 | RWettimuny | Undo some changes: Remove unnecessary named ranges Remove and simplify fast data entry Split code into logical modules and remove unnecessary/outdated code Fix "recovery time" column by making the calculation local to the relevant tab
2013-10-15 | 2.06 | RWettimuny | Structure spreadsheet so that it can be easily converted to the "External version" Remove combined controller from code and references Fixed error: The spreadsheet was looking at the 60s controller type for the 6s calculation Fixed error: Raw frequency to be used in the IR calculation (only df/dt uses the smoother frequency)
2013-10-25 | 2.07 | RWettimuny | Fix aggregate inertia code. Disturbance time was not quite correct. An OR() was being done on Mainland and Tasmania Frequency tags moved into Static Data
2014-05-26 | 2.08 | RWettimuny | Editorial changes to labels in RaiseInformation and LowerInformation tabs For switching controllers, if the frequency does not breach the allocated frequency threshold, results are set to zero.
2017-07-30 | 3 | Rjackson | Editorial changes to align with the amended MASS and User Guide References changed as detailed description moved from MASS to User Guide
2020-07-01 | 4 | AMillican | Update for MASS changes required 1 July 2020.

## RaiseInformation
INPUTS | [5 empty] | RESULTS
| [HELP] |  |  |  |  | [HELP]
Plant Information | Value | Comment |  |  |  | Fast Raise (MW) | 39 | [HELP]
Plant Name | MyGenUnit1 | For information only |  |  | = Inputs to be entered | FA | 555.338
Plant Inertia | 0.022913 | In MW sec^3 (or kg.m^2/1000) [HELP] |  |  | by user in cells of this colour | FB | 39
Allocated Frequency Setting |  | In Hz, corresponding to allocated frequency level - see table 3 or 4 in the MASS. This is only applicable to Switching controllers (S) |  |  |  | FC | 74.5
Boost | 1 | G [HELP] |  |  |  | FD | 69.5
Sample Rate of Frequency Recorder for high speed data (<= 50ms) for Fast services | 0.02 | In seconds
Sample Rate of Frequency Recorder for low speed data (<= 4s) for estimation of the FD parameter | 4 | In seconds [HELP] |  |  |  | Fast Raise 4s tab (NOT a reliable estimate of Fast Raise) | n/a | [HELP]
Sample Rate of Frequency Recorder for low speed data (<= 4s) for Slow services | 4 | In seconds |  |  |  | FA (estimate) | 557.3834
Sample Rate of Frequency Recorder for low speed data (<= 4s) for Delayed services | 4 | In seconds |  |  |  | FB (estimate) | 62.8
Frequency Dead-band Lower Limit | 50 | In Hz, as defined in the MASS |  |  |  | FC (estimate) | 169.5
Generator or Load? | GENERATOR |  |  |  |  | FD (estimate) | 164.5
Incident and Dispatch Information | Value | Comment
High speed data start time | 15:10 | Time only (no date) exact precision not required - This is used for determining the DI (has to be in the same DI as the PI data) |  |  |  | Slow Raise (MW) | 69.5 | Participant supplied fast data used for calculation.
Low speed data Start time | 15:10 | Time only (no date) exact precision not required - This is used for determining the dispatch |  |  |  | SA | 557.3834
Contingency Event Offset | 0.3 | Time in seconds between Contingency Event Time and Frequency Disturbance Time (NOFB crossing). Supplied by AEMO for each FCAS assessment event upon request. Fast Service assessment window begins from Contingency Event Time. Prior to 1 July 2020 Fast Service assessment began from NOFB crossing. |  |  |  | SB | 152.2
Fast Service Enabled (NEMDE target) | 5 | MW value of Fast Raise service enabled |  |  |  | SC | 181
Slow Service Enabled (NEMDE target) | 10 | MW value of Slow Raise service enabled |  |  |  | SE | 171
Delayed Service Enabled (NEMDE target) | 10 | MW value of Delayed Raise service enabled
Initial MW for dispatch interval: | [5 empty] | Delayed Raise (MW) | 62.8
15:10 | 575.55 | In MW, initial MW at the start of the dispatch interval, for scheduled generating units and loads only |  |  |  | DA | 557.3834
15:15 | 579.45 |  |  |  |  | DB | 109
15:20 | 645.35 |  |  |  |  | DC | 62.8
15:25 | 651.125
Dispatch Targets for dispatch interval:
15:10 | 580 | In MW, dispatch target for the dispatch interval, for scheduled generating units and loads only
15:15 | 600
15:20 | 620.35
15:25 | 630
Region | MAINLAND
Applicable MASS Parameters | Value | Comment
Raise reference frequency: | 49.5 | In Hz, as defined in the MASS V6.0
Normal frequency operating band: | 49.85 | In Hz, as defined in the Frequency Operating Standards
Frequency Recovery | 49.9 | In Hz, as defined in the Frequency Operating Standards
Frequency Ramp Rate | 0.125 | In Hz/second, as defined in the MASS V6.0 - note this will be different for Tasmania and Mainland
Controller R6 | P | Controller type for this service
Controller R60 | P | Controller type for this service
Controller R5 | P | Controller type for this service
Inputs for Fast Raise (High speed data) |  |  | Inputs for Slow and Delayed Raise (Low speed data)
[HELP] |  |  | [HELP]
Raw Data for Fast Raise (<=50 ms sample rate) |  |  | Raw Data for Slow and Delayed Raise (4s sample rate)
Local frequency | Plant output |  | Local frequency | Plant output
(Hz) | (MW) |  | (Hz) | (MW)
49.8639 | 554.4313 |  | 49.8854 | 556.5164
49.8639 | 554.4313 |  | 49.8666 | 556.1486
49.8639 | 554.1057 |  | 49.8666 | 556.3324
49.8639 | 554.1057 |  | 49.8654 | 556.5164
49.8639 | 554.1057 |  | 49.8666 | 556.3324
49.8639 | 554.1057 |  | 49.8804 | 556.3324
49.8639 | 554.4313 |  | 49.8978 | 556.5164
49.8639 | 554.1057 |  | 49.8929 | 555.7808
49.8639 | 554.4313 |  | 49.7253 | 567.9188
49.8639 | 554.4313 |  | 49.548 | 589.8043
49.8639 | 554.1057 |  | 49.5369 | 597.1608
49.8639 | 554.1057 |  | 49.6118 | 605.069
49.8639 | 554.1057 |  | 49.6686 | 610.9542
49.8639 | 554.1057 |  | 49.6673 | 615.368
49.8639 | 554.1057 |  | 49.6414 | 618.3107
49.8639 | 554.1057 |  | 49.6217 | 619.0463
49.8639 | 554.4313 |  | 49.5824 | 620.8854
49.8639 | 554.4313 |  | 49.5541 | 620.1498
49.8639 | 554.1057 |  | 49.57 | 620.1498
49.8639 | 554.4313 |  | 49.5996 | 619.9659
49.8639 | 554.1057 |  | 49.6254 | 622.3568
49.8605 | 554.4313 |  | 49.6193 | 621.2532
49.8605 | 554.4313 |  | 49.6057 | 621.4371
49.8605 | 554.4313 |  | 49.5972 | 619.5981
49.8605 | 554.4313 |  | 49.6045 | 619.5981
49.8605 | 554.4313 |  | 49.6266 | 619.2302
49.8605 | 554.4313 |  | 49.6341 | 618.3107
49.8605 | 554.4313 |  | 49.629 | 619.0463
49.8605 | 554.7568 |  | 49.6229 | 618.4946
49.8605 | 554.7568 |  | 49.5996 | 617.3911
49.8605 | 554.7568 |  | 49.5909 | 615.5519
49.8605 | 554.7568 |  | 49.6057 | 614.6324
49.8605 | 554.7568 |  | 49.602 | 614.6324
49.8605 | 554.4313 |  | 49.6008 | 613.7129
49.8605 | 554.4313 |  | 49.6081 | 612.7933
49.8605 | 554.7568 |  | 49.6156 | 613.345
49.8605 | 554.4313 |  | 49.6106 | 613.345
49.8605 | 554.4313 |  | 49.6242 | 611.5059
49.8605 | 554.4313 |  | 49.6501 | 609.8508
49.8605 | 554.4313 |  | 49.6735 | 612.0577
49.8605 | 554.4313 |  | 49.6809 | 610.0347
49.8605 | 554.4313 |  | 49.6771 | 610.2186
49.8605 | 554.4313 |  | 49.6797 | 609.8508
49.8605 | 554.1057 |  | 49.6747 | 609.299
49.8605 | 554.1057 |  | 49.6599 | 610.2186
49.8605 | 554.1057 |  | 49.6501 | 609.8508
49.8605 | 553.7802 |  | 49.6414 | 608.9312
49.8605 | 554.1057 |  | 49.6513 | 609.6667
49.8605 | 553.7802 |  | 49.6661 | 609.6667
49.8605 | 553.7802 |  | 49.6834 | 609.6667
49.8605 | 553.4546 |  | 49.6957 | 610.4024
49.8605 | 553.7802 |  | 49.7081 | 610.5864
49.8605 | 553.4546 |  | 49.7302 | 611.5059
49.8605 | 553.4546 |  | 49.7427 | 612.6094
49.8605 | 553.7802 |  | 49.7192 | 613.345
49.8605 | 553.4546 |  | 49.6783 | 614.8163
49.8605 | 553.7802 |  | 49.6759 | 613.1611
49.8605 | 553.7802 |  | 49.7118 | 612.4255
49.8605 | 553.4546 |  | 49.7316 | 613.5289
49.8605 | 553.7802 |  | 49.7439 | 614.8163
49.8605 | 553.7802 |  | 49.7302 | 616.4716
49.8605 | 553.7802 |  | 49.7043 | 616.6555
49.8605 | 553.7802 |  | 49.6747 | 616.8394
49.8605 | 554.1057 |  | 49.6846 | 617.0233
49.8605 | 554.1057 |  | 49.6846 | 615.368
49.8605 | 554.4313 |  | 49.7081 | 617.3911
49.8605 | 554.4313 |  | 49.7253 | 617.2072
49.8605 | 554.4313 |  | 49.7316 | 618.4946
49.8605 | 554.1057 |  | 49.7266 | 619.782
49.8605 | 554.4313 |  | 49.7278 | 619.9659
49.8605 | 554.4313 |  | 49.7266 | 620.1498
49.8605 | 554.7568 |  | 49.7439 | 620.5176
49.8605 | 554.4313 |  | 49.7551 | 621.4371
49.8605 | 554.1057 |  | 49.7711 | 621.805
49.8605 | 554.4313 |  | 49.7762 | 620.3337
49.8605 | 553.7802 |  | 49.7922 | 604.3334
49.8605 | 554.1057 |  | 49.7723 | 598.4482
49.8605 | 554.1057 |  | 49.7414 | 596.2413
49.8605 | 554.1057 |  | 49.7427 | 599.7356
49.8605 | 553.7802 |  | 49.7662 | 597.5286
49.8605 | 553.7802 |  | 49.7847 | 596.793
49.8605 | 554.1057 |  | 49.7984 | 591.2757
49.8605 | 553.7802 |  | 49.7774 | 589.4365
49.8605 | 554.1057 |  | 49.7452 | 592.1953
49.8605 | 553.4546 |  | 49.7217 | 606.3564
49.8605 | 553.7802 |  | 49.7241 | 611.6899
49.8605 | 553.7802 |  | 49.7353 | 615.5519
49.8605 | 554.1057 |  | 49.7316 | 613.7129
49.8605 | 554.1057 |  | 49.7229 | 612.9772
49.8605 | 554.1057 |  | 49.7118 | 613.345
49.8605 | 554.4313 |  | 49.713 | 613.8969
49.8605 | 554.1057 |  | 49.7081 | 613.1611
49.8605 | 554.4313 |  | 49.7043 | 612.0577
49.8605 | 554.7568 |  | 49.697 | 611.8738
49.8605 | 554.4313 |  | 49.6895 | 611.8738
49.8605 | 554.4313 |  | 49.6933 | 612.4255
49.8605 | 554.7568 |  | 49.7118 | 612.9772
49.8605 | 554.4313 |  | 49.7069 | 612.7933
49.8605 | 554.7568 |  | 49.6649 | 613.8969
49.8605 | 554.4313 |  | 49.6254 | 614.8163
49.8605 | 554.4313 |  | 49.6266 | 617.575
49.8605 | 554.4313 |  | 49.6439 | 618.6785
49.8605 | 554.7568 |  | 49.6611 | 618.1267
49.8605 | 554.7568 |  | 49.6501 | 618.4946
49.8605 | 554.4313 |  | 49.6193 | 617.759
49.8605 | 554.4313 |  | 49.6156 | 618.8623
49.8605 | 554.4313 |  | 49.6303 | 617.2072
49.8605 | 554.4313 |  | 49.655 | 616.6555
49.8605 | 554.4313 |  | 49.6562 | 615.368
49.8605 | 554.4313 |  | 49.6587 | 615.5519
49.8605 | 554.7568 |  | 49.6538 | 615.0002
49.8605 | 554.4313 |  | 49.6611 | 614.6324
49.8605 | 554.1057 |  | 49.6661 | 616.1038
49.8605 | 554.7568 |  | 49.6525 | 616.6555
49.8605 | 554.4313 |  | 49.6414 | 616.8394
49.8605 | 554.1057 |  | 49.6414 | 618.4946
49.8605 | 554.1057 |  | 49.6475 | 618.3107
49.8605 | 554.4313 |  | 49.6475 | 619.0463
49.8605 | 554.4313 |  | 49.6538 | 620.3337
49.8605 | 554.4313 |  | 49.655 | 620.3337
49.8605 | 554.4313 |  | 49.6661 | 621.989
49.8605 | 554.4313 |  | 49.6809 | 621.0693
49.8605 | 554.4313 |  | 49.6661 | 621.6211
49.8605 | 554.4313 |  | 49.6377 | 622.3568
49.8605 | 554.1057 |  | 49.6353 | 622.3568
49.8605 | 554.1057 |  | 49.6402 | 625.1154
49.8605 | 554.4313 |  | 49.6266 | 624.3798
49.8605 | 554.4313 |  | 49.6341 | 625.1154
49.8605 | 554.1057 |  | 49.6635 | 623.0923
49.8605 | 554.4313 |  | 49.697 | 622.1729
49.8605 | 554.1057 |  | 49.6834 | 622.1729
49.8605 | 554.1057 |  | 49.6611 | 621.805
49.8605 | 554.1057 |  | 49.655 | 621.4371
49.8605 | 554.1057 |  | 49.6735 | 620.1498
49.8605 | 554.1057 |  | 49.6846 | 622.7245
49.8605 | 554.1057 |  | 49.6599 | 622.7245
49.8605 | 554.1057 |  | 49.6538 | 623.6442
49.8605 | 554.4313 |  | 49.6489 | 623.2762
49.8605 | 554.1057 |  | 49.6562 | 624.3798
49.8605 | 554.1057 |  | 49.6673 | 624.9315
49.8605 | 554.4313 |  | 49.687 | 625.6671
49.8605 | 554.1057 |  | 49.7006 | 625.6671
49.8605 | 554.4313 |  | 49.6994 | 626.2189
49.8605 | 554.4313 |  | 49.6797 | 626.5867
49.8605 | 554.1057 |  | 49.655 | 626.2189
49.8605 | 554.4313 |  | 49.6587 | 625.1154
49.8605 | 554.1057 |  | 49.6747 | 626.5867
49.8605 | 554.1057 |  | 49.6834 | 626.035
49.8605 | 554.7568 |  | 49.6686 | 626.4028
49.8605 | 554.4313 |  | 49.6623 | 625.8511
49.8605 | 554.4313 |  | 49.6673 | 627.1384
49.8605 | 554.4313 |  | 49.6747 | 626.9545
49.8605 | 554.4313 |  | 49.6673 | 628.058
49.8605 | 554.7568 |  | 49.6599 | 627.6902
49.8605 | 554.1057 |  | 49.6414 | 627.5063
49.8605 | 554.1057 |  | 49.6303 | 628.7936
49.8605 | 554.4313 |  | 49.6562 | 627.3223
49.8605 | 554.4313 |  | 49.6919 | 626.5867
49.8605 | 554.1057 |  | 49.6834 | 626.7706
49.8605 | 554.1057 |  | 49.6635 | 627.1384
49.8605 | 554.4313 |  | 49.6501 | 626.7706
49.8605 | 554.1057 |  | 49.6094 | 629.3453
49.8605 | 554.1057 |  | 49.5947 | 629.7132
49.8605 | 554.1057 |  | 49.6081 | 630.2649
49.8605 | 554.1057 |  | 49.6278 | 630.8167
49.8605 | 554.4313 |  | 49.6303 | 630.081
49.8605 | 554.4313 |  | 49.6266 | 629.3453
49.8605 | 554.4313 |  | 49.6144 | 628.6097
49.8605 | 554.4313 |  | 49.6094 | 630.2649
49.8605 | 554.7568 |  | 49.6144 | 630.081
49.8605 | 554.4313 |  | 49.6181 | 629.5293
49.8605 | 554.4313 |  | 49.6402 | 628.2419
49.8605 | 554.4313 |  | 49.6587 | 626.5867
49.8605 | 554.4313 |  | 49.6747 | 625.6671
49.8605 | 554.4313 |  | 49.6686 | 627.1384
49.8605 | 554.7568 |  | 49.6574 | 626.4028
49.8605 | 555.0824 |  | 49.6525 | 626.035
49.8605 | 555.0824 |  | 49.6562 | 626.9545
49.8605 | 555.0824 |  | 49.6611 | 626.4028
49.8605 | 554.4313 |  | 49.6599 | 627.3223
49.8605 | 554.7568 |  | 49.6771 | 627.5063
49.8605 | 554.4313 |  | 49.6957 | 627.5063
49.8605 | 554.1057 |  | 49.6834 | 628.4258
49.8605 | 554.4313 |  | 49.6907 | 627.874
49.8605 | 554.4313 |  | 49.7069 | 628.058
49.8605 | 554.4313 |  | 49.7401 | 626.5867
49.8605 | 554.1057 |  | 49.7674 | 625.4833
49.8605 | 554.1057 |  | 49.7624 | 625.8511
49.8605 | 554.1057 |  | 49.7452 | 627.3223
49.8605 | 554.1057 |  | 49.7377 | 627.6902
49.8605 | 553.7802 |  | 49.7389 | 628.9775
49.8605 | 553.7802 |  | 49.7439 | 630.4489
49.8605 | 553.7802 |  | 49.7353 | 631.3684
49.8605 | 553.7802 |  | 49.7389 | 631.7362
49.8605 | 554.1057 |  | 49.7539 | 632.8397
49.8605 | 554.1057 |  | 49.76 | 634.127
49.8605 | 554.1057 |  | 49.7488 | 634.311
49.8605 | 554.1057 |  | 49.7377 | 633.2075
49.8605 | 554.1057 |  | 49.7414 | 632.1041
49.8605 | 554.1057 |  | 49.7662 | 632.4719
49.8605 | 554.1057 |  | 49.7687 | 633.2075
49.8605 | 554.1057 |  | 49.7551 | 632.1041
49.8605 | 554.4313 |  | 49.7736 | 631.3684
49.8605 | 554.7568 |  | 49.8183 | 628.4258
49.8605 | 554.4313 |  | 49.8393 | 625.8511
49.8605 | 554.1057 |  | 49.8231 | 622.9085
49.8605 | 554.7568 |  | 49.7922 | 628.7936
49.8605 | 554.4313 |  | 49.7922 | 629.3453
49.8605 | 554.1057 |  | 49.796 | 631.0005
49.8605 | 554.1057 |  | 49.7972 | 633.9432
49.8605 | 554.4313 |  | 49.7847 | 633.9432
49.8605 | 554.4313 |  | 49.7762 | 635.2305
49.8605 | 554.1057 |  | 49.7798 | 635.2305
49.8605 | 554.1057 |  | 49.781 | 636.334
49.8605 | 554.4313 |  | 49.7711 | 637.0696
49.8605 | 554.1057 |  | 49.7414 | 638.1731
49.8605 | 554.4313 |  | 49.7587 | 637.6214
49.8605 | 554.1057 |  | 49.7612 | 639.0927
49.8605 | 554.4313 |  | 49.7563 | 640.1962
49.8605 | 554.1057 |  | 49.7563 | 639.2766
49.8605 | 554.1057 |  | 49.7612 | 638.9088
49.8605 | 554.1057 |  | 49.7711 | 636.5179
49.8605 | 554.4313 |  | 49.7762 | 637.0696
49.8605 | 554.1057 |  | 49.7711 | 635.9662
49.8605 | 554.1057 |  | 49.7476 | 635.4145
49.8605 | 554.1057 |  | 49.7365 | 635.5983
49.8605 | 554.1057 |  | 49.7575 | 634.8627
49.8639 | 554.1057 |  | 49.7587 | 636.1501
49.8639 | 554.1057 |  | 49.7539 | 635.0466
49.8639 | 554.1057 |  | 49.7353 | 635.4145
49.8639 | 554.1057 |  | 49.7353 | 636.334
49.8639 | 554.1057 |  | 49.7476 | 637.2535
49.8639 | 554.1057 |  | 49.7539 | 637.8053
49.8639 | 554.4313 |  | 49.7563 | 638.9088
49.8639 | 554.7568 |  | 49.729 | 639.8284
49.8639 | 554.4313 |  | 49.7229 | 641.1157
49.8639 | 554.4313 |  | 49.713 | 641.4835
49.8639 | 554.4313 |  | 49.713 | 642.9548
49.8639 | 554.1057 |  | 49.7093 | 642.5869
49.8639 | 554.4313 |  | 49.7229 | 642.2192
49.8639 | 555.0824 |  | 49.7365 | 642.5869
49.8639 | 555.0824 |  | 49.7204 | 642.4031
49.8639 | 554.7568 |  | 49.7154 | 641.2996
49.8639 | 554.7568 |  | 49.7316 | 643.1387
49.8639 | 555.0824 |  | 49.7328 | 642.9548
49.8639 | 554.7568 |  | 49.7389 | 642.9548
49.8639 | 554.7568 |  | 49.76 | 643.5067
49.8639 | 554.4313 |  | 49.7736 | 642.7709
49.8639 | 554.7568 |  | 49.7798 | 643.8744
49.8639 | 554.4313 |  | 49.765 | 644.7939
49.8639 | 554.4313 |  | 49.7525 | 645.8974
49.8639 | 554.7568 |  | 49.7551 | 645.1617
49.8639 | 554.7568 |  | 49.765 | 645.5296
49.8639 | 554.7568 |  | 49.765 | 645.7134
49.8639 | 554.7568 |  | 49.7612 | 645.5296
49.8639 | 554.4313 |  | 49.7563 | 645.7134
49.8639 | 554.4313 |  | 49.7389 | 646.2652
49.8639 | 554.7568 |  | 49.7389 | 646.2652
49.8639 | 554.4313 |  | 49.7476 | 646.6331
49.8639 | 554.7568 |  | 49.7575 | 645.8974
49.8639 | 555.0824 |  | 49.7711 | 644.9778
49.8639 | 554.7568 |  | 49.7996 | 646.0814
49.8639 | 555.0824 |  | 49.7984 | 644.2422
49.8639 | 554.7568 |  | 49.8009 | 645.1617
49.8639 | 554.7568 |  | 49.7885 | 643.8744
49.8639 | 554.7568 |  | 49.7835 | 641.6675
49.8639 | 554.7568 |  | 49.8033 | 641.4835
49.8639 | 554.4313 |  | 49.8231 | 639.0927
49.8639 | 554.7568 |  | 49.8158 | 631.7362
49.8639 | 554.7568 |  | 49.8294 | 635.5983
49.8639 | 554.7568 |  | 49.8282 | 628.058
49.8639 | 554.7568 |  | 49.8306 | 625.2993
49.8639 | 554.4313 |  | 49.8357 | 629.3453
49.8639 | 554.4313 |  | 49.8468 | 624.5637
49.8639 | 554.7568 |  | 49.8654 | 622.7245
49.8639 | 554.4313 |  | 49.8741 | 634.127
49.8639 | 554.4313 |  | 49.8978 | 618.1267
49.8639 | 554.4313 |  | 49.9028 | 616.8394
49.8639 | 554.1057 |  | 49.9152 | 615.368
49.8639 | 554.4313 |  | 49.9339 | 617.2072
49.8639 | 554.1057 |  | 49.9402 | 616.8394
49.8639 | 554.1057 |  | 49.919 | 618.3107
49.8639 | 554.1057 |  | 49.9091 | 617.3911
49.8639 | 554.1057 |  | 49.9177 | 617.2072
49.8639 | 554.1057 |  | 49.9226 | 621.4371
49.8639 | 554.1057 |  | 49.9115 | 616.2876
49.8639 | 554.1057
49.8639 | 554.7568
49.8639 | 554.4313
49.8639 | 554.7568
49.8639 | 554.7568
49.8639 | 555.0824
49.8639 | 555.0824
49.8639 | 555.0824
49.8639 | 554.7568
49.8639 | 554.7568
49.8639 | 554.7568
49.8639 | 554.7568
49.8639 | 555.0824
49.8639 | 555.0824
49.8639 | 555.0824
49.8639 | 554.7568
49.8639 | 554.7568
49.8639 | 554.7568
49.8639 | 554.7568
49.8639 | 554.7568
49.8639 | 554.4313
49.8639 | 554.7568
49.8639 | 554.4313
49.8639 | 554.4313
49.8639 | 554.4313
49.8639 | 554.1057
49.8639 | 554.1057
49.8639 | 554.4313
49.8639 | 554.1057
49.8639 | 554.1057
49.8639 | 554.4313
49.8639 | 554.4313
49.8639 | 554.4313
49.8639 | 554.4313
49.8639 | 554.4313
49.8639 | 554.4313
49.8639 | 554.4313
49.8639 | 554.4313
49.8639 | 554.4313
49.8639 | 554.7568
49.8639 | 554.7568
49.8639 | 554.7568
49.8639 | 554.7568
49.8639 | 555.0824
49.8639 | 554.7568
49.8639 | 554.4313
49.8639 | 555.0824
49.8639 | 554.7568
49.8639 | 554.4313
49.8639 | 554.4313
49.8639 | 554.4313
49.8639 | 554.7568
49.8639 | 554.4313
49.8639 | 554.4313
49.8639 | 554.1057
49.8639 | 554.4313
49.8639 | 554.1057
49.8639 | 554.1057
49.8639 | 553.7802
49.8639 | 554.1057
49.8639 | 554.1057
49.8639 | 554.4313
49.8639 | 554.1057
49.8639 | 554.4313
49.8639 | 554.1057
49.8639 | 554.1057
49.8639 | 554.1057
49.8639 | 554.4313
49.8639 | 554.4313
49.8639 | 554.7568
49.8639 | 554.7568
49.8639 | 554.7568
49.8639 | 555.0824
49.8639 | 555.0824
49.8639 | 554.7568
49.8639 | 555.0824
49.8639 | 554.4313
49.8639 | 554.7568
49.8639 | 554.7568
49.8639 | 554.7568
49.8674 | 554.7568
49.8674 | 554.4313
49.8674 | 554.4313
49.8674 | 554.4313
49.8674 | 554.4313
49.8674 | 554.1057
49.8674 | 554.4313
49.8674 | 554.1057
49.8674 | 554.4313
49.8674 | 554.4313
49.8674 | 554.4313
49.8674 | 554.1057
49.8674 | 554.1057
49.8674 | 554.4313
49.8674 | 554.1057
49.8674 | 554.1057
49.8674 | 554.4313
49.8674 | 554.4313
49.8674 | 554.1057
49.8674 | 554.4313
49.8674 | 554.1057
49.8674 | 554.1057
49.8674 | 554.1057
49.8674 | 554.1057
49.8674 | 554.1057
49.8674 | 554.4313
49.8674 | 554.1057
49.8674 | 554.1057
49.8674 | 554.1057
49.8674 | 554.1057
49.8674 | 554.1057
49.8674 | 554.4313
49.8674 | 554.1057
49.8674 | 554.1057
49.8674 | 554.1057
49.8674 | 554.1057
49.8674 | 554.1057
49.8674 | 553.7802
49.8674 | 554.1057
49.8674 | 554.1057
49.8674 | 553.7802
49.8674 | 553.7802
49.8674 | 553.7802
49.8674 | 553.4546
49.8674 | 554.1057
49.8674 | 554.1057
49.8674 | 554.4313
49.8674 | 554.1057
49.8674 | 553.7802
49.8674 | 554.1057
49.8674 | 554.1057
49.8674 | 554.1057
49.8674 | 554.1057
49.8674 | 554.1057
49.8674 | 553.7802
49.8674 | 554.1057
49.8708 | 554.1057
49.8708 | 554.1057
49.8708 | 554.1057
49.8708 | 553.7802
49.8708 | 553.4546
49.8708 | 553.4546
49.8708 | 553.7802
49.8708 | 553.4546
49.8708 | 553.7802
49.8708 | 553.7802
49.8708 | 553.4546
49.8708 | 553.7802
49.8708 | 553.7802
49.8708 | 553.4546
49.8708 | 553.4546
49.8708 | 553.4546
49.8708 | 553.7802
49.8708 | 553.7802
49.8708 | 554.1057
49.8708 | 553.7802
49.8708 | 554.1057
49.8708 | 553.7802
49.8708 | 554.1057
49.8708 | 553.4546
49.8708 | 554.1057
49.8708 | 553.7802
49.8708 | 553.7802
49.8708 | 554.1057
49.8708 | 554.1057
49.8708 | 554.4313
49.8777 | 554.1057
49.8812 | 551.1757
49.8777 | 550.5245
49.8777 | 550.5245
49.8777 | 551.1757
49.8777 | 551.1757
49.8777 | 551.8268
49.8777 | 552.1523
49.8777 | 552.1523
49.8777 | 552.8035
49.8777 | 553.129
49.8777 | 553.4546
49.8777 | 553.4546
49.8777 | 554.1057
49.8777 | 554.4313
49.8777 | 554.7568
49.8777 | 554.7568
49.8777 | 555.0824
49.8777 | 555.0824
49.8777 | 555.0824
49.8777 | 555.0824
49.8777 | 555.0824
49.8777 | 554.7568
49.8777 | 554.7568
49.8777 | 555.0824
49.8777 | 554.7568
49.8777 | 554.7568
49.8777 | 554.1057
49.8777 | 554.4313
49.8777 | 554.1057
49.8777 | 554.1057
49.8777 | 554.1057
49.8777 | 553.7802
49.8777 | 553.7802
49.8777 | 554.1057
49.8777 | 554.1057
49.8777 | 553.7802
49.8777 | 554.1057
49.8777 | 554.4313
49.8777 | 554.4313
49.8777 | 554.4313
49.8777 | 554.7568
49.8777 | 554.7568
49.8777 | 554.7568
49.8777 | 555.0824
49.8777 | 554.7568
49.8777 | 554.7568
49.8777 | 555.0824
49.8777 | 555.0824
49.8777 | 554.7568
49.8777 | 554.7568
49.8777 | 555.0824
49.8777 | 554.7568
49.8777 | 554.7568
49.8777 | 554.7568
49.8777 | 554.7568
49.8777 | 554.7568
49.8777 | 554.1057
49.8777 | 554.1057
49.8777 | 554.1057
49.8777 | 554.1057
49.8777 | 553.7802
49.8777 | 553.7802
49.8777 | 554.1057
49.8777 | 553.7802
49.8777 | 553.4546
49.8777 | 553.4546
49.8777 | 553.7802
49.8777 | 553.129
49.8777 | 553.7802
49.8777 | 553.7802
49.8777 | 553.7802
49.8777 | 553.7802
49.8777 | 553.7802
49.8777 | 553.7802
49.8777 | 553.4546
49.8777 | 553.4546
49.8777 | 553.4546
49.8777 | 553.4546
49.8777 | 553.4546
49.8777 | 553.4546
49.8777 | 553.7802
49.8777 | 553.4546
49.8777 | 553.4546
49.8777 | 553.4546
49.8777 | 553.129
49.8777 | 553.129
49.8777 | 553.129
49.8777 | 553.129
49.8812 | 552.8035
49.8812 | 552.8035
49.8812 | 552.8035
49.8812 | 552.8035
49.8812 | 552.8035
49.8812 | 552.8035
49.8812 | 552.8035
49.8812 | 552.8035
49.8812 | 552.8035
49.8812 | 553.129
49.8812 | 552.4779
49.8812 | 552.8035
49.8846 | 552.4779
49.8846 | 552.8035
49.8846 | 552.1523
49.8846 | 552.1523
49.8846 | 552.4779
49.8846 | 552.1523
49.8846 | 552.1523
49.8846 | 552.4779
49.8846 | 552.4779
49.8846 | 552.4779
49.8846 | 552.1523
49.8881 | 552.1523
49.8881 | 552.4779
49.8881 | 551.8268
49.8881 | 552.1523
49.8881 | 552.4779
49.8881 | 552.8035
49.8881 | 552.8035
49.8881 | 552.8035
49.8881 | 553.129
49.8881 | 552.8035
49.8881 | 553.129
49.8881 | 553.129
49.8881 | 553.129
49.8881 | 553.129
49.8881 | 553.129
49.8915 | 553.4546
49.8915 | 554.1057
49.8915 | 554.1057
49.8915 | 554.1057
49.8915 | 554.1057
49.8915 | 554.1057
49.8915 | 553.7802
49.8915 | 553.7802
49.8915 | 553.7802
49.8915 | 554.1057
49.8915 | 554.1057
49.8915 | 553.7802
49.8915 | 553.7802
49.8915 | 553.7802
49.8915 | 553.7802
49.8915 | 553.7802
49.8915 | 553.129
49.8915 | 553.4546
49.8915 | 553.4546
49.8915 | 553.7802
49.8915 | 553.4546
49.8915 | 553.4546
49.8915 | 553.4546
49.8915 | 553.4546
49.8915 | 554.1057
49.8915 | 553.4546
49.8915 | 554.1057
49.8915 | 554.1057
49.8915 | 554.1057
49.8915 | 554.4313
49.8915 | 554.7568
49.8915 | 554.7568
49.8915 | 554.7568
49.8915 | 554.7568
49.8915 | 554.7568
49.8915 | 554.4313
49.8915 | 554.4313
49.8915 | 554.7568
49.8915 | 554.7568
49.8915 | 554.7568
49.8915 | 554.7568
49.8915 | 554.7568
49.8915 | 554.4313
49.8915 | 554.1057
49.8915 | 553.7802
49.8915 | 553.7802
49.8915 | 553.7802
49.8915 | 553.7802
49.8915 | 554.1057
49.8915 | 553.7802
49.8915 | 553.7802
49.8915 | 553.7802
49.8915 | 553.4546
49.8915 | 553.4546
49.8915 | 553.4546
49.8915 | 553.129
49.8915 | 553.4546
49.8915 | 553.7802
49.8915 | 553.7802
49.8915 | 553.4546
49.8915 | 553.4546
49.8915 | 552.8035
49.8915 | 553.129
49.8915 | 553.129
49.8915 | 553.129
49.8915 | 553.129
49.8915 | 553.4546
49.8915 | 553.4546
49.8915 | 553.129
49.8915 | 553.129
49.8915 | 553.129
49.8915 | 552.8035
49.8915 | 552.1523
49.8915 | 552.1523
49.8915 | 552.4779
49.8915 | 552.8035
49.8915 | 552.8035
49.8915 | 552.4779
49.8915 | 552.8035
49.8915 | 552.4779
49.8915 | 552.4779
49.8915 | 552.4779
49.8915 | 552.1523
49.8915 | 552.8035
49.8915 | 552.4779
49.8915 | 553.129
49.8915 | 553.129
49.8915 | 553.129
49.8915 | 553.129
49.8915 | 553.129
49.8915 | 553.4546
49.8915 | 553.129
49.8915 | 553.129
49.8915 | 553.129
49.8915 | 553.4546
49.8915 | 553.4546
49.8915 | 553.4546
49.8915 | 553.7802
49.8915 | 553.129
49.8915 | 553.4546
49.8915 | 553.129
49.8915 | 553.129
49.8915 | 553.129
49.8915 | 553.129
49.8915 | 553.129
49.8915 | 553.4546
49.895 | 553.4546
49.895 | 553.129
49.895 | 553.129
49.895 | 552.8035
49.895 | 552.4779
49.895 | 552.8035
49.895 | 552.8035
49.895 | 553.129
49.895 | 553.129
49.895 | 553.129
49.895 | 553.129
49.895 | 553.129
49.895 | 553.129
49.895 | 553.129
49.895 | 553.4546
49.895 | 553.4546
49.895 | 553.7802
49.895 | 553.4546
49.895 | 554.1057
49.895 | 554.1057
49.895 | 553.7802
49.895 | 554.1057
49.895 | 554.1057
49.895 | 553.7802
49.895 | 553.7802
49.895 | 554.1057
49.895 | 554.1057
49.895 | 553.7802
49.895 | 554.1057
49.895 | 553.7802
49.895 | 554.1057
49.895 | 553.7802
49.895 | 553.7802
49.895 | 553.4546
49.895 | 553.7802
49.895 | 553.7802
49.895 | 553.7802
49.895 | 554.1057
49.895 | 554.1057
49.895 | 553.4546
49.895 | 553.7802
49.895 | 553.4546
49.895 | 553.4546
49.895 | 553.7802
49.895 | 554.1057
49.895 | 554.1057
49.895 | 554.1057
49.895 | 553.4546
49.895 | 554.1057
49.895 | 553.4546
49.895 | 553.129
49.895 | 553.129
49.895 | 553.4546
49.895 | 553.129
49.895 | 553.4546
49.895 | 553.4546
49.895 | 553.7802
49.895 | 553.129
49.895 | 553.4546
49.895 | 553.4546
49.895 | 553.129
49.895 | 552.8035
49.895 | 552.4779
49.895 | 552.8035
49.895 | 552.8035
49.895 | 552.8035
49.895 | 552.8035
49.895 | 552.8035
49.8915 | 552.4779
49.8915 | 552.1523
49.8915 | 552.8035
49.8915 | 552.4779
49.8915 | 552.4779
49.8915 | 552.4779
49.8915 | 553.129
49.8915 | 553.129
49.8915 | 552.4779
49.8915 | 552.4779
49.8915 | 552.4779
49.8915 | 552.4779
49.8915 | 552.4779
49.8915 | 552.4779
49.8915 | 553.129
49.8915 | 553.129
49.8915 | 553.129
49.8915 | 553.129
49.8915 | 553.129
49.8915 | 553.129
49.8915 | 553.129
49.8915 | 552.8035
49.8915 | 553.129
49.8915 | 553.129
49.8915 | 553.129
49.8915 | 553.4546
49.8915 | 553.4546
49.8915 | 553.129
49.8915 | 553.129
49.8915 | 553.129
49.8915 | 553.129
49.8915 | 552.8035
49.8915 | 552.8035
49.8915 | 553.129
49.8915 | 553.129
49.895 | 552.8035
49.895 | 553.129
49.895 | 553.129
49.895 | 552.4779
49.895 | 552.8035
49.895 | 552.4779
49.895 | 553.129
49.895 | 552.4779
49.895 | 553.129
49.895 | 553.129
49.895 | 553.129
49.895 | 553.129
49.895 | 553.129
49.895 | 553.129
49.895 | 553.129
49.895 | 553.129
49.895 | 553.4546
49.895 | 553.4546
49.895 | 553.4546
49.895 | 553.4546
49.895 | 553.7802
49.895 | 554.1057
49.895 | 553.4546
49.895 | 553.4546
49.895 | 553.4546
49.895 | 553.4546
49.895 | 553.129
49.895 | 553.7802
49.895 | 554.1057
49.895 | 553.7802
49.895 | 553.4546
49.8915 | 553.7802
49.8915 | 553.7802
49.8915 | 553.129
49.8915 | 553.129
49.8915 | 553.129
49.8915 | 553.4546
49.8915 | 553.129
49.8915 | 553.129
49.8915 | 553.4546
49.8915 | 553.4546
49.8915 | 553.129
49.8915 | 553.129
49.8915 | 553.129
49.8915 | 553.129
49.8915 | 553.129
49.8915 | 553.129
49.8915 | 553.129
49.8915 | 553.129
49.8915 | 553.129
49.8915 | 553.129
49.8915 | 553.129
49.8915 | 553.129
49.8915 | 552.8035
49.8915 | 553.129
49.8915 | 553.129
49.8915 | 553.129
49.8915 | 553.129
49.8915 | 553.129
49.8915 | 553.129
49.8915 | 553.129
49.8915 | 553.129
49.8915 | 553.129
49.8915 | 553.129
49.8915 | 553.129
49.8915 | 553.129
49.8915 | 553.7802
49.8915 | 553.4546
49.8915 | 553.129
49.8915 | 553.129
49.8915 | 553.129
49.8915 | 553.4546
49.8915 | 553.129
49.8915 | 553.129
49.8915 | 553.4546
49.8915 | 553.129
49.8915 | 553.129
49.8915 | 553.129
49.8915 | 553.129
49.8915 | 553.129
49.8915 | 552.8035
49.8915 | 553.129
49.8915 | 553.129
49.8915 | 552.4779
49.8915 | 552.4779
49.8915 | 552.4779
49.8915 | 552.8035
49.8915 | 552.1523
49.8915 | 552.1523
49.8915 | 552.4779
49.8915 | 552.1523
49.8915 | 552.1523
49.8915 | 552.4779
49.8915 | 552.8035
49.8915 | 552.8035
49.8915 | 552.4779
49.8915 | 552.8035
49.8915 | 552.8035
49.8915 | 552.4779
49.8915 | 552.4779
49.8915 | 553.129
49.8915 | 553.129
49.8915 | 552.8035
49.8915 | 553.129
49.8915 | 553.129
49.8915 | 553.129
49.8915 | 552.8035
49.8915 | 553.129
49.8915 | 553.129
49.8915 | 552.4779
49.8915 | 552.4779
49.8915 | 552.8035
49.8915 | 552.8035
49.8915 | 552.4779
49.8915 | 552.1523
49.8915 | 552.1523
49.8915 | 552.4779
49.8915 | 552.4779
49.8915 | 552.1523
49.8915 | 552.1523
49.8915 | 552.4779
49.8915 | 552.1523
49.8915 | 552.1523
49.8915 | 552.8035
49.8915 | 552.4779
49.8915 | 552.8035
49.8915 | 552.8035
49.8915 | 553.129
49.8915 | 553.129
49.8915 | 553.129
49.8915 | 553.129
49.8915 | 553.4546
49.8915 | 553.4546
49.8915 | 553.129
49.8915 | 553.4546
49.8915 | 553.4546
49.8915 | 553.129
49.8915 | 553.4546
49.8915 | 553.7802
49.8915 | 553.7802
49.8915 | 553.7802
49.8915 | 553.7802
49.8915 | 553.7802
49.8915 | 553.7802
49.8915 | 553.4546
49.8915 | 553.4546
49.8915 | 553.4546
49.8915 | 553.129
49.8915 | 553.129
49.8915 | 553.129
49.8915 | 553.4546
49.8915 | 553.4546
49.8915 | 553.4546
49.8915 | 553.129
49.8915 | 553.4546
49.8881 | 553.4546
49.8881 | 553.129
49.8881 | 553.7802
49.8881 | 553.4546
49.8881 | 553.129
49.8881 | 553.129
49.8881 | 553.129
49.8881 | 553.129
49.8881 | 553.129
49.8881 | 553.129
49.8881 | 553.129
49.8881 | 553.129
49.8881 | 552.8035
49.8881 | 553.129
49.8881 | 552.8035
49.8881 | 552.8035
49.8881 | 552.1523
49.8881 | 552.4779
49.8881 | 552.4779
49.8881 | 552.4779
49.8881 | 552.1523
49.8881 | 552.4779
49.8881 | 552.4779
49.8881 | 552.1523
49.8881 | 552.4779
49.8881 | 552.8035
49.8881 | 552.1523
49.8881 | 552.1523
49.8881 | 552.1523
49.8881 | 552.4779
49.8881 | 551.8268
49.8881 | 552.1523
49.8881 | 552.4779
49.8881 | 552.8035
49.8881 | 552.8035
49.8881 | 552.4779
49.8881 | 552.8035
49.8881 | 552.8035
49.8881 | 552.4779
49.8881 | 552.4779
49.8881 | 552.8035
49.8881 | 552.8035
49.8881 | 552.4779
49.8881 | 552.4779
49.8881 | 552.8035
49.8881 | 552.4779
49.8881 | 552.4779
49.8881 | 552.4779
49.8812 | 557.6869
49.8639 | 565.5004
49.8639 | 569.4071
49.8674 | 574.6161
49.8639 | 574.6161
49.8743 | 570.7093
49.8708 | 570.3838
49.8708 | 570.0582
49.8708 | 570.3838
49.8639 | 571.686
49.8605 | 572.0116
49.857 | 572.3372
49.8536 | 572.6627
49.8536 | 571.3605
49.8501 | 570.7093
49.8466 | 569.4071
49.8466 | 568.4304
49.8432 | 566.8026
49.8397 | 565.5004
49.8363 | 564.5237
49.8363 | 563.2214
49.8328 | 561.9192
49.8328 | 560.9425
49.8294 | 559.9658
49.8294 | 558.338
49.8294 | 557.6869
49.8259 | 557.0358
49.8259 | 556.0591
49.8225 | 555.0824
49.8225 | 554.7568
49.8225 | 554.1057
49.8225 | 553.7802
49.8225 | 553.7802
49.819 | 553.7802
49.819 | 553.4546
49.819 | 553.4546
49.819 | 553.129
49.819 | 553.4546
49.819 | 553.7802
49.819 | 553.4546
49.819 | 553.4546
49.819 | 553.7802
49.819 | 553.7802
49.819 | 553.7802
49.8225 | 553.4546
49.8225 | 553.7802
49.8225 | 553.4546
49.8225 | 552.8035
49.8225 | 552.8035
49.8225 | 552.8035
49.8225 | 552.4779
49.8225 | 552.1523
49.8259 | 551.8268
49.8259 | 551.5012
49.8259 | 551.1757
49.8259 | 550.8501
49.8294 | 550.8501
49.8294 | 551.1757
49.8294 | 550.8501
49.8294 | 550.8501
49.8294 | 551.8268
49.8294 | 551.8268
49.8294 | 551.8268
49.8294 | 552.1523
49.8294 | 552.8035
49.8328 | 552.8035
49.8328 | 553.4546
49.8328 | 554.1057
49.8328 | 555.408
49.8328 | 555.7335
49.8328 | 556.0591
49.8328 | 556.7102
49.8328 | 557.0358
49.8328 | 558.0125
49.8328 | 558.6636
49.8328 | 558.9891
49.8328 | 559.6403
49.8328 | 559.9658
49.8328 | 560.6169
49.8328 | 560.9425
49.8294 | 560.9425
49.8294 | 560.9425
49.8294 | 561.5936
49.8294 | 561.9192
49.8259 | 561.9192
49.8225 | 564.5237
49.819 | 567.7793
49.819 | 568.756
49.819 | 568.756
49.8121 | 569.0815
49.8052 | 574.9416
49.8018 | 577.5461
49.8018 | 578.1973
49.7983 | 577.8717
49.7983 | 577.8717
49.788 | 582.4296
49.7845 | 586.0107
49.7811 | 586.0107
49.7776 | 585.0341
49.7742 | 584.0574
49.7707 | 583.0807
49.7673 | 582.104
49.7638 | 581.1273
49.7604 | 580.1506
49.7569 | 578.1973
49.7535 | 577.2206
49.75 | 575.2672
49.7465 | 573.965
49.7431 | 572.3372
49.7396 | 571.3605
49.7362 | 570.3838
49.7327 | 569.7327
49.7258 | 569.0815
49.7258 | 568.756
49.7224 | 568.4304
49.7224 | 568.4304
49.7189 | 568.4304
49.7155 | 569.0815
49.7155 | 569.4071
49.712 | 569.4071
49.712 | 569.4071
49.7086 | 570.3838
49.7086 | 570.3838
49.7051 | 570.7093
49.7051 | 571.3605
49.7051 | 571.3605
49.7017 | 571.3605
49.7017 | 571.3605
49.6982 | 570.7093
49.6982 | 570.7093
49.6948 | 570.3838
49.6948 | 569.7327
49.6948 | 569.4071
49.6913 | 568.4304
49.6913 | 568.4304
49.6879 | 567.7793
49.6879 | 567.4537
49.6879 | 567.1282
49.6844 | 566.1515
49.6844 | 565.5004
49.6844 | 565.5004
49.681 | 565.1748
49.681 | 565.5004
49.681 | 565.5004
49.681 | 565.5004
49.6775 | 565.8259
49.6775 | 565.8259
49.6775 | 566.4771
49.6741 | 567.1282
49.6741 | 567.4537
49.6741 | 568.1049
49.6741 | 568.4304
49.6706 | 569.4071
49.6706 | 570.0582
49.6706 | 570.7093
49.6706 | 571.0349
49.6672 | 571.686
49.6672 | 572.0116
49.6672 | 572.3372
49.6672 | 572.3372
49.6672 | 572.6627
49.6672 | 572.3372
49.6637 | 572.6627
49.6637 | 572.3372
49.6637 | 572.3372
49.6603 | 572.0116
49.6603 | 571.3605
49.6603 | 571.3605
49.6603 | 571.0349
49.6603 | 570.3838
49.6603 | 570.3838
49.6568 | 570.3838
49.6568 | 570.0582
49.6568 | 569.7327
49.6568 | 569.7327
49.6568 | 570.0582
49.6568 | 569.7327
49.6534 | 569.7327
49.6534 | 570.3838
49.6534 | 571.0349
49.6534 | 571.3605
49.6534 | 571.3605
49.6534 | 572.3372
49.6534 | 572.9883
49.6534 | 573.3138
49.6499 | 573.965
49.6499 | 574.6161
49.6499 | 575.2672
49.6464 | 575.2672
49.6464 | 576.2439
49.643 | 576.895
49.643 | 577.2206
49.643 | 577.2206
49.643 | 577.2206
49.6395 | 577.8717
49.6395 | 578.1973
49.6395 | 578.1973
49.6361 | 578.1973
49.6361 | 578.1973
49.6361 | 578.1973
49.6326 | 578.1973
49.6326 | 578.1973
49.6326 | 578.1973
49.6292 | 578.1973
49.6292 | 578.8484
49.6292 | 579.1739
49.6257 | 579.1739
49.6257 | 579.1739
49.6223 | 579.8251
49.6223 | 579.8251
49.6223 | 580.1506
49.6188 | 580.4762
49.6188 | 581.1273
49.6154 | 581.1273
49.6154 | 581.1273
49.6154 | 582.104
49.6119 | 582.104
49.6119 | 582.4296
49.6085 | 583.0807
49.6085 | 583.0807
49.605 | 583.7318
49.605 | 583.7318
49.6016 | 584.0574
49.6016 | 584.0574
49.5981 | 584.0574
49.5981 | 584.0574
49.5981 | 584.0574
49.5947 | 584.0574
49.5947 | 584.0574
49.5912 | 584.0574
49.5912 | 584.0574
49.5878 | 584.0574
49.5878 | 584.0574
49.5843 | 584.0574
49.5843 | 584.0574
49.5843 | 584.0574
49.5809 | 584.0574
49.5809 | 584.0574
49.5774 | 584.0574
49.5774 | 584.0574
49.574 | 584.0574
49.574 | 584.0574
49.574 | 584.0574
49.5705 | 584.0574
49.5705 | 584.0574
49.5705 | 584.0574
49.5671 | 584.0574
49.5671 | 584.0574
49.5671 | 584.0574
49.5671 | 584.0574
49.5636 | 584.0574
49.5636 | 584.0574
49.5636 | 584.0574
49.5602 | 584.0574
49.5602 | 584.0574
49.5602 | 584.0574
49.5602 | 584.3829
49.5602 | 584.3829
49.5602 | 584.7085
49.5567 | 584.0574
49.5567 | 584.3829
49.5567 | 584.3829
49.5567 | 584.3829
49.5533 | 584.7085
49.5533 | 585.0341
49.5533 | 585.0341
49.5533 | 584.3829
49.5533 | 585.0341
49.5533 | 585.0341
49.5533 | 585.0341
49.5533 | 585.0341
49.5533 | 585.0341
49.5498 | 585.6852
49.5498 | 585.0341
49.5498 | 585.3596
49.5498 | 585.0341
49.5498 | 585.0341
49.5498 | 585.0341
49.5498 | 585.3596
49.5498 | 585.6852
49.5498 | 586.0107
49.5498 | 586.0107
49.5498 | 585.6852
49.5498 | 586.0107
49.5498 | 586.0107
49.5498 | 586.0107
49.5498 | 586.0107
49.5498 | 586.9874
49.5463 | 586.9874
49.5498 | 586.9874
49.5498 | 586.9874
49.5498 | 586.9874
49.5498 | 586.9874
49.5498 | 586.9874
49.5498 | 587.313
49.5498 | 587.313
49.5498 | 587.6385
49.5498 | 587.9641
49.5498 | 587.9641
49.5498 | 587.9641
49.5498 | 588.2897
49.5498 | 588.2897
49.5463 | 588.6152
49.5463 | 588.2897
49.5463 | 588.6152
49.5463 | 588.6152
49.5463 | 588.9408
49.5463 | 588.9408
49.5463 | 588.9408
49.5463 | 589.5919
49.5463 | 589.9175
49.5463 | 589.9175
49.5463 | 589.9175
49.5463 | 589.9175
49.5463 | 590.243
49.5463 | 590.5686
49.5463 | 590.8942
49.5463 | 591.2197
49.5429 | 591.2197
49.5429 | 591.2197
49.5429 | 591.2197
49.5429 | 591.2197
49.5429 | 591.2197
49.5429 | 591.2197
49.5429 | 591.8708
49.5394 | 591.8708
49.5394 | 591.8708
49.5394 | 592.1964
49.5394 | 592.1964
49.5394 | 592.1964
49.5394 | 592.522
49.5394 | 592.1964
49.536 | 592.522
49.536 | 592.8475
49.536 | 592.8475
49.536 | 592.522
49.536 | 592.8475
49.536 | 592.8475
49.536 | 592.8475
49.5325 | 592.8475
49.5325 | 592.8475
49.5325 | 592.8475
49.5325 | 592.522
49.5325 | 592.522
49.5325 | 592.8475
49.5325 | 593.4987
49.5291 | 592.8475
49.5291 | 593.1731
49.5291 | 592.8475
49.5291 | 592.8475
49.5291 | 592.8475
49.5291 | 592.8475
49.5291 | 592.8475
49.5291 | 592.8475
49.5291 | 592.8475
49.5291 | 592.8475
49.5256 | 592.8475
49.5256 | 592.8475
49.5256 | 592.522
49.5256 | 592.8475
49.5256 | 592.8475
49.5256 | 592.1964
49.5256 | 592.1964
49.5256 | 592.522
49.5256 | 592.1964
49.5256 | 592.1964
49.5256 | 592.1964
49.5256 | 592.1964
49.5256 | 592.1964
49.5256 | 591.8708
49.5256 | 592.1964
49.5256 | 591.2197
49.5222 | 587.9641
49.5222 | 590.8942
49.5153 | 594.8009
49.5222 | 596.4287
49.5256 | 593.8242
49.5291 | 592.1964
49.5256 | 591.2197
49.5256 | 591.2197
49.5256 | 592.1964
49.5256 | 592.522
49.5222 | 592.522
49.5222 | 592.1964
49.5222 | 592.1964
49.5222 | 591.8708
49.5222 | 591.8708
49.5222 | 591.5453
49.5222 | 591.5453
49.5222 | 591.5453
49.5222 | 591.2197
49.5222 | 590.8942
49.5222 | 590.5686
49.5222 | 590.5686
49.5222 | 590.243
49.5222 | 589.9175
49.5222 | 589.5919
49.5222 | 589.2664
49.5222 | 589.2664
49.5256 | 588.9408
49.5256 | 588.9408
49.5256 | 588.9408
49.5256 | 588.6152
49.5256 | 588.6152
49.5256 | 588.9408
49.5256 | 588.9408
49.5256 | 588.6152
49.5291 | 588.6152
49.5291 | 588.9408
49.5291 | 588.9408
49.5291 | 589.2664
49.5291 | 589.2664
49.5291 | 589.5919
49.5291 | 588.9408
49.5291 | 589.2664
49.5291 | 589.5919
49.5325 | 589.9175
49.5325 | 589.2664
49.5325 | 589.5919
49.5325 | 590.243
49.5325 | 589.9175
49.5325 | 589.9175
49.5325 | 589.9175
49.5325 | 590.5686
49.5325 | 590.243
49.5325 | 589.9175
49.5325 | 589.9175
49.5325 | 590.5686
49.536 | 590.243
49.536 | 590.243
49.536 | 590.243
49.536 | 590.5686
49.536 | 590.243
49.536 | 590.5686
49.536 | 591.2197
49.536 | 590.8942
49.536 | 590.5686
49.536 | 591.2197
49.536 | 591.5453
49.536 | 591.2197
49.536 | 591.2197
49.536 | 592.1964
49.536 | 592.522
49.536 | 592.1964
49.536 | 592.1964
49.536 | 592.522
49.536 | 592.522
49.536 | 592.1964
49.536 | 592.1964
49.536 | 592.522
49.536 | 592.522
49.536 | 592.1964
49.536 | 592.522
49.536 | 592.8475
49.536 | 592.522
49.536 | 591.8708
49.536 | 591.8708
49.536 | 592.522
49.536 | 591.8708
49.536 | 591.5453
49.536 | 591.8708
49.536 | 592.1964
49.5325 | 591.8708
49.5325 | 591.8708
49.5325 | 592.1964
49.5325 | 591.8708
49.5325 | 591.8708
49.5325 | 591.8708
49.5325 | 592.522
49.5325 | 592.522
49.5325 | 591.8708
49.5325 | 592.522
49.5325 | 592.522
49.5325 | 592.1964
49.5325 | 592.1964
49.5325 | 592.1964
49.5325 | 592.522
49.5291 | 592.1964
49.5291 | 592.522
49.5291 | 592.522
49.5291 | 592.8475
49.5291 | 592.1964
49.5291 | 592.1964
49.5291 | 592.1964
49.5291 | 592.1964
49.5291 | 591.8708
49.5291 | 591.8708
49.5291 | 592.1964
49.5291 | 591.5453
49.5291 | 591.2197
49.5291 | 591.2197
49.5291 | 591.2197
49.5291 | 590.8942
49.5291 | 590.8942
49.5291 | 590.8942
49.5291 | 590.8942
49.5291 | 590.8942
49.5291 | 590.243
49.5291 | 590.243
49.5291 | 590.243
49.5291 | 589.9175
49.5291 | 589.9175
49.5291 | 589.9175
49.5291 | 589.5919
49.5291 | 589.5919
49.5291 | 588.9408
49.5291 | 588.9408
49.5291 | 588.9408
49.5291 | 588.9408
49.5291 | 588.9408
49.5325 | 588.6152
49.5325 | 588.2897
49.5325 | 587.9641
49.5325 | 588.2897
49.5325 | 588.2897
49.5325 | 587.9641
49.5325 | 587.9641
49.5325 | 588.2897
49.536 | 588.2897
49.536 | 587.9641
49.536 | 587.9641
49.536 | 588.2897
49.536 | 588.2897
49.536 | 587.9641
49.536 | 587.9641
49.5394 | 588.2897
49.5394 | 587.9641
49.5394 | 587.9641
49.5394 | 587.9641
49.5394 | 587.9641
49.5394 | 587.9641
49.5429 | 587.6385
49.5429 | 587.6385
49.5429 | 587.9641
49.5429 | 587.313
49.5429 | 586.9874
49.5429 | 587.6385
49.5463 | 587.313
49.5463 | 586.9874
49.5463 | 587.313
49.5463 | 586.9874
49.5463 | 586.9874
49.5463 | 586.9874
49.5463 | 586.9874
49.5498 | 587.313
49.5498 | 586.9874
49.5498 | 586.9874
49.5498 | 587.6385
49.5498 | 587.313
49.5533 | 587.6385
49.5533 | 587.313
49.5533 | 587.9641
49.5533 | 587.9641
49.5533 | 587.9641
49.5533 | 587.9641
49.5533 | 588.2897
49.5533 | 588.2897
49.5533 | 587.9641
49.5533 | 587.9641
49.5567 | 588.6152
49.5567 | 588.2897
49.5567 | 588.2897
49.5567 | 588.2897
49.5602 | 588.6152
49.5602 | 588.2897
49.5602 | 587.9641
49.5602 | 587.9641
49.5602 | 588.6152
49.5602 | 587.9641
49.5602 | 587.9641
49.5602 | 588.6152
49.5602 | 588.6152
49.5602 | 588.6152
49.5636 | 588.6152
49.5636 | 588.9408
49.5636 | 588.6152
49.5636 | 587.9641
49.5636 | 588.6152
49.5636 | 588.9408
49.5636 | 589.2664
49.5636 | 588.9408
49.5636 | 589.2664
49.5636 | 589.5919
49.5636 | 589.5919
49.5636 | 589.2664
49.5636 | 589.5919
49.5636 | 589.9175
49.5636 | 589.2664
49.5636 | 589.5919
49.5636 | 589.9175
49.5636 | 589.9175
49.5636 | 589.2664
49.5636 | 589.2664
49.5671 | 589.9175
49.5671 | 589.2664
49.5671 | 588.9408
49.5671 | 588.9408
49.5671 | 589.2664
49.5671 | 589.2664
49.5671 | 588.9408
49.5671 | 588.9408
49.5671 | 589.2664
49.5671 | 588.9408
49.5671 | 588.9408
49.5671 | 588.9408
49.5671 | 588.9408
49.5671 | 588.9408
49.5671 | 588.9408
49.5671 | 589.2664
49.5671 | 589.9175
49.5671 | 589.2664
49.5671 | 589.2664
49.5671 | 589.9175
49.5671 | 589.9175
49.5671 | 589.2664
49.5671 | 589.2664
49.5671 | 589.9175
49.5671 | 589.9175
49.5705 | 589.5919
49.5705 | 589.5919
49.5705 | 589.5919
49.5705 | 588.9408
49.5705 | 588.9408
49.5705 | 588.9408
49.5705 | 588.9408
49.5705 | 588.6152
49.5705 | 588.6152
49.5705 | 588.9408
49.5705 | 588.6152
49.5705 | 588.2897
49.5705 | 587.9641
49.5705 | 588.2897
49.5705 | 587.9641
49.5705 | 587.9641
49.574 | 587.9641
49.574 | 587.9641
49.574 | 587.9641
49.574 | 587.6385
49.574 | 587.9641
49.574 | 587.6385
49.574 | 587.6385
49.574 | 587.313
49.574 | 587.9641
49.5774 | 587.9641
49.5774 | 587.6385
49.5774 | 587.6385
49.5774 | 587.9641
49.5774 | 587.9641
49.5774 | 587.6385
49.5774 | 587.6385
49.5809 | 587.6385
49.5809 | 587.313
49.5809 | 586.9874
49.5809 | 586.9874
49.5809 | 586.9874
49.5809 | 586.9874
49.5809 | 586.9874
49.5809 | 586.9874
49.5843 | 586.9874
49.5843 | 586.6619
49.5843 | 586.0107
49.5843 | 586.0107
49.5843 | 586.0107
49.5843 | 586.0107
49.5843 | 585.3596
49.5878 | 586.0107
49.5878 | 586.0107
49.5878 | 586.0107
49.5878 | 586.0107
49.5878 | 586.0107
49.5878 | 586.0107
49.5878 | 586.0107
49.5878 | 586.0107
49.5912 | 586.3363
49.5912 | 586.0107
49.5912 | 586.3363
49.5912 | 586.3363
49.5912 | 586.6619
49.5912 | 586.6619
49.5947 | 586.0107
49.5947 | 586.3363
49.5947 | 586.6619
49.5947 | 586.0107
49.5947 | 586.0107
49.5981 | 586.3363
49.5981 | 586.3363
49.5981 | 586.3363
49.5981 | 586.0107
49.5981 | 586.0107
49.5981 | 586.0107
49.5981 | 585.6852
49.5981 | 585.6852
49.5981 | 586.0107
49.6016 | 586.0107
49.6016 | 586.0107
49.6016 | 586.0107
49.6016 | 586.3363
49.6016 | 586.3363
49.6016 | 586.0107
49.6016 | 586.0107
49.6016 | 586.3363
49.6016 | 586.0107
49.605 | 586.0107
49.605 | 586.6619
49.605 | 586.9874
49.605 | 586.6619
49.605 | 586.0107
49.605 | 586.6619
49.605 | 586.9874
49.605 | 586.0107
49.605 | 586.0107
49.605 | 586.6619
49.605 | 586.6619
49.6085 | 586.0107
49.6085 | 586.6619
49.6085 | 586.6619
49.6085 | 586.6619
49.6085 | 586.0107
49.6085 | 586.0107
49.6085 | 586.0107
49.6085 | 586.0107
49.6085 | 586.0107
49.6085 | 586.0107
49.6085 | 586.0107
49.6085 | 586.0107
49.6085 | 586.0107
49.6085 | 586.0107
49.6085 | 586.6619
49.6085 | 586.0107
49.6119 | 586.3363
49.6119 | 586.9874
49.6119 | 586.9874
49.6119 | 586.6619
49.6119 | 586.9874
49.6119 | 586.9874
49.6119 | 586.6619
49.6119 | 586.0107
49.6119 | 586.0107
49.6119 | 586.0107
49.6119 | 586.0107
49.6119 | 586.0107
49.6154 | 586.0107
49.6154 | 586.0107
49.6154 | 586.0107
49.6154 | 585.6852
49.6154 | 585.6852
49.6154 | 585.0341
49.6154 | 584.7085
49.6154 | 585.0341
49.6154 | 584.7085
49.6154 | 585.0341
49.6154 | 584.7085
49.6154 | 584.7085
49.6154 | 585.0341
49.6188 | 584.7085
49.6188 | 584.0574
49.6188 | 585.0341
49.6188 | 585.0341
49.6188 | 584.0574
49.6188 | 584.0574
49.6188 | 584.7085
49.6188 | 585.0341
49.6188 | 584.7085
49.6188 | 584.7085
49.6188 | 585.0341
49.6188 | 584.3829
49.6223 | 584.3829
49.6223 | 584.3829
49.6223 | 584.3829
49.6223 | 584.3829
49.6223 | 584.3829
49.6223 | 584.3829
49.6223 | 585.0341
49.6223 | 584.7085
49.6223 | 584.3829
49.6257 | 584.3829
49.6257 | 584.0574
49.6257 | 584.0574
49.6257 | 584.0574
49.6292 | 584.0574
49.6292 | 584.0574
49.6292 | 584.0574
49.6292 | 584.0574
49.6292 | 584.0574
49.6292 | 584.0574
49.6292 | 583.7318
49.6292 | 584.0574
49.6326 | 584.0574
49.6326 | 584.0574
49.6326 | 583.4062
49.6326 | 584.0574
49.6326 | 584.0574
49.6326 | 583.7318
49.6326 | 583.4062
49.6326 | 584.0574
49.6326 | 584.0574
49.6326 | 583.4062
49.6326 | 584.0574
49.6361 | 584.0574
49.6361 | 584.0574
49.6361 | 584.0574
49.6361 | 584.0574
49.6361 | 584.0574
49.6361 | 583.7318
49.6395 | 583.0807
49.6395 | 583.0807
49.6395 | 583.0807
49.6395 | 583.4062
49.6395 | 583.0807
49.6395 | 583.4062
49.6395 | 583.4062
49.6395 | 583.0807
49.6395 | 583.0807
49.6395 | 583.0807
49.6395 | 582.7551
49.643 | 582.104
49.643 | 582.7551
49.643 | 583.0807
49.643 | 583.0807
49.643 | 582.7551
49.643 | 583.0807
49.643 | 582.7551
49.643 | 582.4296
49.643 | 582.104
49.643 | 582.7551
49.643 | 583.0807
49.6464 | 582.7551
49.6464 | 583.0807
49.6464 | 583.0807
49.6464 | 583.4062
49.6464 | 583.0807
49.6464 | 583.0807
49.6464 | 583.0807
49.6464 | 583.0807
49.6464 | 583.4062
49.6499 | 583.4062
49.6499 | 583.7318
49.6499 | 584.0574
49.6499 | 584.0574
49.6499 | 583.7318
49.6499 | 583.7318
49.6499 | 583.4062
49.6499 | 583.0807
49.6499 | 583.0807
49.6499 | 583.0807
49.6499 | 583.0807
49.6499 | 583.0807
49.6499 | 583.0807
49.6534 | 582.7551
49.6534 | 582.4296
49.6534 | 582.104
49.6534 | 582.104
49.6534 | 582.104
49.6534 | 582.104
49.6534 | 582.104
49.6534 | 582.104
49.6534 | 582.104
49.6534 | 582.104
49.6534 | 581.7784
49.6534 | 581.7784
49.6534 | 581.7784
49.6534 | 581.7784
49.6568 | 581.7784
49.6568 | 582.104
49.6568 | 582.104
49.6568 | 582.104
49.6568 | 582.4296
49.6568 | 582.4296
49.6568 | 582.104
49.6568 | 582.104
49.6568 | 582.104
49.6568 | 581.7784
49.6568 | 581.4529
49.6568 | 582.104
49.6568 | 582.104
49.6568 | 582.104
49.6568 | 582.104
49.6568 | 582.104
49.6568 | 581.7784
49.6568 | 581.7784
49.6568 | 582.104
49.6568 | 581.7784
49.6568 | 582.104
49.6603 | 582.104
49.6603 | 581.7784
49.6603 | 581.7784
49.6603 | 581.4529
49.6603 | 581.4529
49.6603 | 581.4529
49.6603 | 581.4529
49.6603 | 581.1273
49.6603 | 581.1273
49.6603 | 581.4529
49.6603 | 581.4529
49.6603 | 581.4529
49.6603 | 581.4529
49.6603 | 581.1273
49.6637 | 581.1273
49.6637 | 581.1273
49.6637 | 581.1273
49.6637 | 581.1273
49.6637 | 581.1273
49.6637 | 581.1273
49.6637 | 581.1273
49.6637 | 581.1273
49.6637 | 581.1273
49.6637 | 581.1273
49.6637 | 581.1273
49.6637 | 581.1273
49.6637 | 581.1273
49.6637 | 580.8018
49.6637 | 580.4762
49.6637 | 580.4762
49.6637 | 580.4762
49.6637 | 580.1506
49.6637 | 580.1506
49.6672 | 580.1506
49.6672 | 580.1506
49.6672 | 580.1506
49.6672 | 580.1506
49.6672 | 580.1506
49.6672 | 580.1506
49.6672 | 580.1506
49.6672 | 580.1506
49.6672 | 580.1506
49.6672 | 580.1506
49.6672 | 580.1506
49.6672 | 580.4762
49.6672 | 580.1506
49.6672 | 581.1273
49.6672 | 581.1273
49.6672 | 581.1273
49.6672 | 581.4529
49.6672 | 581.1273
49.6672 | 581.1273
49.6672 | 581.1273
49.6672 | 581.1273
49.6672 | 581.1273
49.6672 | 581.1273
49.6706 | 581.1273
49.6706 | 581.1273
49.6706 | 581.1273
49.6706 | 581.1273
49.6706 | 580.8018
49.6706 | 580.8018
49.6706 | 580.4762
49.6706 | 580.4762
49.6706 | 580.1506
49.6706 | 580.1506
49.6706 | 580.8018
49.6706 | 580.4762
49.6706 | 580.4762
49.6706 | 580.4762
49.6706 | 580.4762
49.6706 | 580.1506
49.6706 | 580.1506
49.6706 | 580.1506
49.6706 | 580.1506
49.6706 | 580.1506
49.6706 | 580.4762
49.6706 | 580.4762
49.6706 | 580.1506
49.6706 | 580.1506
49.6706 | 580.1506
49.6706 | 580.1506
49.6706 | 580.1506
49.6706 | 580.1506
49.6706 | 580.1506
49.6706 | 580.4762
49.6706 | 580.1506
49.6706 | 580.1506
49.6706 | 580.4762
49.6706 | 580.1506
49.6706 | 580.1506
49.6706 | 580.1506
49.6706 | 580.1506
49.6706 | 580.1506
49.6706 | 580.1506
49.6706 | 580.1506
49.6706 | 580.1506
49.6706 | 580.1506
49.6706 | 580.1506
49.6706 | 580.1506
49.6706 | 580.1506
49.6706 | 580.1506
49.6706 | 580.1506
49.6706 | 580.1506
49.6706 | 580.1506
49.6706 | 580.1506
49.6706 | 580.1506
49.6706 | 580.1506
49.6706 | 580.1506
49.6706 | 579.8251
49.6706 | 579.8251
49.6706 | 580.1506
49.6706 | 580.1506
49.6706 | 580.1506
49.6706 | 580.1506
49.6706 | 580.1506
49.6706 | 580.1506
49.6706 | 580.1506
49.6706 | 580.1506
49.6706 | 580.1506
49.6706 | 580.4762
49.6706 | 580.1506
49.6706 | 580.8018
49.6706 | 580.8018
49.6706 | 580.8018
49.6706 | 580.8018
49.6706 | 580.8018
49.6706 | 580.8018
49.6706 | 580.8018
49.6706 | 580.4762
49.6706 | 580.4762
49.6706 | 580.4762
49.6672 | 580.4762
49.6706 | 580.4762
49.6706 | 580.4762
49.6706 | 580.4762
49.6706 | 580.4762
49.6706 | 580.1506
49.6706 | 580.4762
49.6706 | 580.1506
49.6706 | 580.1506
49.6706 | 580.4762
49.6706 | 581.1273
49.6706 | 581.1273
49.6706 | 580.8018
49.6706 | 581.1273
49.6706 | 581.1273
49.6706 | 581.1273
49.6706 | 580.4762
49.6706 | 581.1273
49.6706 | 581.1273
49.6706 | 581.1273
49.6706 | 581.1273
49.6706 | 581.1273
49.6706 | 581.1273
49.6706 | 581.1273
49.6706 | 581.1273
49.6706 | 581.1273
49.6706 | 581.1273
49.6706 | 581.1273
49.6706 | 581.1273
49.6672 | 581.1273
49.6672 | 581.1273
49.6672 | 581.1273
49.6672 | 581.1273
49.6672 | 581.1273
49.6672 | 580.8018
49.6672 | 581.1273
49.6672 | 581.1273
49.6672 | 581.1273
49.6672 | 581.1273
49.6672 | 581.1273
49.6672 | 581.1273
49.6672 | 581.1273
49.6672 | 581.1273
49.6672 | 581.1273
49.6672 | 580.8018
49.6672 | 580.8018
49.6672 | 580.8018
49.6672 | 581.1273
49.6672 | 581.1273
49.6672 | 581.1273
49.6672 | 581.1273
49.6672 | 581.1273
49.6672 | 581.1273
49.6672 | 581.1273
49.6672 | 581.1273
49.6672 | 581.4529
49.6672 | 581.4529
49.6672 | 581.7784
49.6672 | 582.104
49.6672 | 582.104
49.6672 | 582.104
49.6672 | 582.104
49.6672 | 582.104
49.6672 | 582.104
49.6672 | 582.104
49.6672 | 582.104
49.6672 | 582.7551
49.6672 | 582.7551
49.6672 | 582.104
49.6672 | 582.4296
49.6672 | 582.104
49.6672 | 582.104
49.6672 | 582.104
49.6672 | 582.104
49.6672 | 582.7551
49.6672 | 582.7551
49.6672 | 582.7551
49.6672 | 582.7551
49.6672 | 582.7551
49.6672 | 582.7551
49.6672 | 582.4296
49.6672 | 582.104
49.6672 | 582.7551
49.6672 | 582.7551
49.6672 | 582.4296
49.6672 | 582.7551
49.6637 | 582.7551
49.6637 | 582.7551
49.6637 | 582.7551
49.6637 | 583.0807
49.6637 | 583.0807
49.6637 | 582.7551
49.6637 | 583.0807
49.6637 | 583.0807
49.6637 | 583.0807
49.6637 | 583.0807
49.6637 | 583.0807
49.6637 | 583.0807
49.6637 | 583.4062
49.6637 | 583.0807
49.6637 | 583.0807
49.6637 | 583.0807
49.6637 | 583.0807
49.6637 | 583.7318
49.6637 | 583.7318
49.6637 | 584.0574
49.6637 | 584.0574
49.6637 | 584.0574
49.6637 | 584.0574
49.6637 | 584.0574
49.6637 | 583.7318
49.6637 | 584.0574
49.6603 | 584.0574
49.6637 | 584.0574
49.6637 | 584.0574
49.6637 | 583.4062
49.6637 | 584.0574
49.6637 | 583.0807
49.6637 | 583.0807
49.6637 | 583.0807
49.6637 | 583.0807
49.6637 | 583.0807
49.6637 | 583.4062
49.6637 | 583.7318
49.6637 | 583.7318
49.6637 | 583.7318
49.6637 | 583.4062
49.6637 | 584.0574
49.6637 | 584.0574
49.6637 | 583.0807
49.6637 | 583.7318
49.6637 | 583.7318
49.6637 | 584.0574
49.6637 | 584.0574
49.6637 | 584.0574
49.6637 | 584.0574
49.6637 | 584.0574
49.6637 | 584.0574
49.6637 | 584.0574
49.6637 | 584.0574
49.6637 | 584.0574
49.6637 | 584.3829
49.6637 | 585.0341
49.6637 | 585.0341
49.6637 | 584.7085
49.6637 | 584.3829
49.6637 | 584.7085
49.6637 | 584.7085
49.6637 | 585.0341
49.6603 | 585.0341
49.6603 | 585.3596
49.6603 | 585.0341
49.6603 | 585.3596
49.6603 | 585.6852
49.6603 | 585.6852
49.6603 | 585.3596
49.6603 | 585.0341
49.6603 | 585.3596
49.6603 | 585.0341
49.6603 | 585.0341
49.6603 | 585.0341
49.6603 | 585.3596
49.6603 | 585.0341
49.6603 | 585.0341
49.6603 | 585.0341
49.6603 | 585.0341
49.6603 | 585.0341
49.6603 | 585.0341
49.6603 | 585.0341
49.6603 | 585.0341
49.6603 | 585.0341
49.6603 | 585.0341
49.6603 | 585.3596
49.6603 | 585.3596
49.6603 | 585.0341
49.6603 | 585.3596
49.6603 | 585.3596
49.6568 | 585.6852
49.6568 | 586.0107
49.6568 | 586.0107
49.6568 | 586.0107
49.6568 | 586.0107
49.6568 | 586.0107
49.6568 | 586.0107
49.6568 | 586.0107
49.6568 | 586.0107
49.6568 | 586.0107
49.6568 | 586.0107
49.6568 | 586.3363
49.6568 | 586.0107
49.6568 | 586.3363
49.6568 | 586.6619
49.6568 | 586.0107
49.6568 | 586.0107
49.6568 | 586.0107
49.6568 | 586.0107
49.6568 | 586.0107
49.6534 | 585.6852
49.6534 | 586.0107
49.6534 | 586.0107
49.6534 | 586.0107
49.6534 | 586.0107
49.6534 | 585.3596
49.6534 | 586.0107
49.6534 | 585.6852
49.6534 | 586.0107
49.6534 | 586.0107
49.6534 | 586.6619
49.6534 | 586.3363
49.6534 | 586.9874
49.6534 | 586.9874
49.6534 | 586.9874
49.6534 | 586.6619
49.6534 | 586.3363
49.6534 | 586.9874
49.6534 | 586.9874
49.6534 | 586.9874
49.6534 | 586.9874
49.6534 | 586.9874
49.6534 | 586.9874
49.6499 | 586.3363
49.6499 | 586.9874
49.6499 | 586.0107
49.6499 | 586.0107
49.6499 | 586.0107
49.6499 | 586.3363
49.6499 | 586.9874
49.6499 | 586.9874
49.6499 | 586.9874
49.6499 | 586.9874
49.6499 | 586.6619
49.6499 | 586.0107
49.6499 | 586.0107
49.6499 | 586.6619
49.6499 | 586.9874
49.6499 | 586.9874
49.6499 | 586.9874
49.6499 | 587.313
49.6499 | 587.313
49.6499 | 586.9874
49.6499 | 587.313
49.6499 | 586.9874
49.6499 | 586.9874
49.6499 | 586.9874
49.6499 | 586.9874
49.6499 | 586.9874
49.6499 | 586.9874
49.6499 | 586.9874
49.6464 | 587.6385
49.6464 | 587.313
49.6464 | 586.9874
49.6464 | 586.9874
49.6464 | 586.9874
49.6464 | 586.9874
49.6464 | 586.9874
49.6464 | 586.9874
49.6464 | 586.9874
49.643 | 586.9874
49.643 | 586.9874
49.643 | 586.9874
49.643 | 587.313
49.643 | 586.9874
49.643 | 587.6385
49.643 | 587.9641
49.643 | 587.9641
49.643 | 587.9641
49.643 | 587.9641
49.643 | 587.9641
49.643 | 587.9641
49.643 | 587.9641
49.643 | 587.9641
49.643 | 587.9641
49.643 | 587.9641
49.643 | 587.9641
49.643 | 588.2897
49.643 | 588.2897
49.643 | 587.9641
49.643 | 587.6385
49.643 | 587.9641
49.643 | 587.9641
49.643 | 587.6385
49.6395 | 587.9641
49.6395 | 587.9641
49.6395 | 587.9641
49.6395 | 587.9641
49.6395 | 587.9641
49.6395 | 587.9641
49.6395 | 587.9641
49.6395 | 587.9641
49.6395 | 587.6385
49.6395 | 587.9641
49.6395 | 587.9641
49.6395 | 588.2897
49.6395 | 588.2897
49.6395 | 588.2897
49.6395 | 588.2897
49.6395 | 588.2897
49.6395 | 588.2897
49.6395 | 587.9641
49.6395 | 587.9641
49.6361 | 588.9408
49.6361 | 588.9408
49.6361 | 588.2897
49.6361 | 588.6152
49.6361 | 588.6152
49.6361 | 588.9408
49.6361 | 588.2897
49.6361 | 587.9641
49.6361 | 587.9641
49.6361 | 587.9641
49.6361 | 587.9641
49.6361 | 587.9641
49.6361 | 588.2897
49.6361 | 587.9641
49.6361 | 587.9641
49.6361 | 587.9641
49.6361 | 587.9641
49.6361 | 587.9641
49.6361 | 587.9641
49.6361 | 587.9641
49.6361 | 587.9641
49.6361 | 587.9641
49.6361 | 588.2897
49.6361 | 588.6152
49.6361 | 588.6152
49.6361 | 588.2897
49.6361 | 588.6152
49.6361 | 588.2897
49.6361 | 588.6152
49.6361 | 587.9641
49.6361 | 588.2897
49.6361 | 588.9408
49.6361 | 587.9641
49.6361 | 587.9641
49.6361 | 587.9641
49.6361 | 588.2897
49.6361 | 587.9641
49.6361 | 587.9641
49.6361 | 588.2897
49.6361 | 588.2897
49.6361 | 588.6152
49.6361 | 588.2897
49.6361 | 588.2897
49.6361 | 588.2897
49.6361 | 588.2897
49.6361 | 587.9641
49.6361 | 587.9641
49.6361 | 587.9641
49.6361 | 587.9641
49.6361 | 588.2897
49.6361 | 588.2897
49.6361 | 588.6152
49.6361 | 587.9641
49.6361 | 587.9641
49.6361 | 587.9641
49.6361 | 587.9641
49.6361 | 587.9641
49.6361 | 587.9641
49.6361 | 587.9641
49.6361 | 587.9641
49.6361 | 587.9641
49.6361 | 587.9641
49.6361 | 587.9641
49.6361 | 587.9641
49.6361 | 587.9641
49.6361 | 588.2897
49.6361 | 588.2897
49.6361 | 588.2897
49.6361 | 588.2897
49.6361 | 588.9408
49.6361 | 588.6152
49.6361 | 588.2897
49.6361 | 588.6152
49.6361 | 588.6152
49.6361 | 588.2897
49.6361 | 588.2897
49.6361 | 588.6152
49.6361 | 588.6152
49.6361 | 588.6152
49.6361 | 588.9408
49.6361 | 588.9408
49.6361 | 588.9408
49.6361 | 588.2897
49.6361 | 587.9641
49.6361 | 588.2897
49.6361 | 588.2897
49.6326 | 587.9641
49.6326 | 588.2897
49.6326 | 588.2897
49.6326 | 587.9641
49.6326 | 588.2897
49.6326 | 587.9641
49.6326 | 588.2897
49.6326 | 588.2897
49.6326 | 588.2897
49.6326 | 588.9408
49.6326 | 588.6152
49.6326 | 588.6152
49.6326 | 588.9408
49.6326 | 588.9408
49.6326 | 588.9408
49.6326 | 588.6152
49.6326 | 588.9408
49.6326 | 588.9408
49.6326 | 588.6152
49.6326 | 588.9408
49.6326 | 588.9408
49.6326 | 588.9408
49.6326 | 588.9408
49.6326 | 588.9408
49.6326 | 588.9408
49.6326 | 588.9408
49.6326 | 588.9408
49.6326 | 588.9408
49.6326 | 589.2664
49.6326 | 588.9408
49.6326 | 588.9408
49.6326 | 588.9408
49.6326 | 589.2664
49.6326 | 589.2664
49.6292 | 588.9408
49.6292 | 589.2664
49.6292 | 589.2664
49.6292 | 589.2664
49.6292 | 588.9408
49.6292 | 589.2664
49.6292 | 589.5919
49.6292 | 589.2664
49.6292 | 588.9408
49.6292 | 589.5919
49.6292 | 589.2664
49.6292 | 588.9408
49.6292 | 588.9408
49.6292 | 589.2664
49.6292 | 589.2664
49.6292 | 588.9408
49.6292 | 589.2664
49.6292 | 589.2664
49.6257 | 588.9408
49.6257 | 588.6152
49.6257 | 588.6152
49.6257 | 588.2897
49.6257 | 588.2897
49.6257 | 588.2897
49.6257 | 588.6152
49.6257 | 588.2897
49.6257 | 588.2897
49.6257 | 588.2897
49.6257 | 588.6152
49.6257 | 588.6152
49.6257 | 588.2897
49.6257 | 587.9641
49.6257 | 588.6152
49.6257 | 588.2897
49.6223 | 587.9641
49.6223 | 587.9641
49.6223 | 588.6152
49.6223 | 587.9641
49.6223 | 587.9641
49.6223 | 587.9641
49.6223 | 588.2897
49.6223 | 588.2897
49.6223 | 588.6152
49.6223 | 588.6152
49.6223 | 588.9408
49.6223 | 588.6152
49.6223 | 588.2897
49.6223 | 588.6152
49.6223 | 588.6152
49.6223 | 588.2897
49.6223 | 588.2897
49.6223 | 588.9408
49.6223 | 588.6152
49.6223 | 588.6152
49.6223 | 587.9641
49.6223 | 588.2897
49.6223 | 588.2897
49.6223 | 587.9641
49.6223 | 587.9641
49.6223 | 587.9641
49.6223 | 587.9641
49.6188 | 587.9641
49.6188 | 587.9641
49.6188 | 587.9641
49.6188 | 587.9641
49.6188 | 587.6385
49.6188 | 587.6385
49.6188 | 587.6385
49.6188 | 587.9641
49.6188 | 587.6385
49.6188 | 587.6385
49.6188 | 587.6385
49.6188 | 587.313
49.6188 | 587.6385
49.6188 | 587.6385
49.6188 | 587.6385
49.6188 | 587.313
49.6188 | 587.313
49.6188 | 587.313
49.6188 | 586.9874
49.6188 | 586.9874
49.6188 | 586.9874
49.6188 | 586.9874
49.6188 | 586.9874
49.6188 | 586.9874
49.6188 | 586.9874
49.6188 | 586.9874
49.6188 | 587.6385
49.6188 | 587.6385
49.6188 | 587.313
49.6188 | 587.9641
49.6154 | 587.6385
49.6154 | 587.9641
49.6154 | 587.6385
49.6154 | 587.6385
49.6154 | 587.6385
49.6154 | 587.6385
49.6154 | 587.6385
49.6154 | 587.9641
49.6154 | 587.9641
49.6154 | 587.9641
49.6154 | 587.6385
49.6154 | 587.9641
49.6154 | 587.6385
49.6154 | 587.9641
49.6154 | 587.9641
49.6154 | 587.9641
49.6154 | 586.9874
49.6154 | 586.9874
49.6154 | 587.313
49.6154 | 586.9874
49.6154 | 586.9874
49.6154 | 586.9874
49.6119 | 586.9874
49.6119 | 586.9874
49.6119 | 586.6619
49.6119 | 586.9874
49.6119 | 586.9874
49.6119 | 586.6619
49.6119 | 586.9874
49.6119 | 586.9874
49.6119 | 586.9874
49.6119 | 586.3363
49.6119 | 586.9874
49.6119 | 586.9874
49.6119 | 586.6619
49.6119 | 586.9874
49.6119 | 586.9874
49.6119 | 586.9874
49.6119 | 586.9874
49.6119 | 586.9874
49.6085 | 586.9874
49.6085 | 586.9874
49.6085 | 586.9874
49.6085 | 586.6619
49.6085 | 586.9874
49.6085 | 586.9874
49.6085 | 586.9874
49.6085 | 586.9874
49.6085 | 586.9874
49.6085 | 586.9874
49.6085 | 586.6619
49.6085 | 586.3363
49.6085 | 586.6619
49.6085 | 586.3363
49.6085 | 586.3363
49.6085 | 586.3363
49.6085 | 586.3363
49.6085 | 586.3363
49.6085 | 586.3363
49.6085 | 586.3363
49.6085 | 586.3363
49.6085 | 586.3363
49.6085 | 586.3363
49.605 | 586.3363
49.605 | 586.3363
49.605 | 586.3363
49.605 | 586.0107
49.605 | 586.9874
49.605 | 586.6619
49.605 | 586.6619
49.605 | 586.6619
49.605 | 586.6619
49.605 | 586.3363
49.605 | 586.0107
49.605 | 586.0107
49.605 | 586.3363
49.605 | 586.0107
49.605 | 586.0107
49.605 | 586.0107
49.605 | 586.0107
49.605 | 586.0107
49.605 | 586.0107
49.605 | 586.0107
49.605 | 586.0107
49.6016 | 586.0107
49.6016 | 586.0107
49.6016 | 586.0107
49.6016 | 586.0107
49.6016 | 586.0107
49.6016 | 586.0107
49.6016 | 586.0107
49.6016 | 585.6852
49.6016 | 585.6852
49.6016 | 586.0107
49.6016 | 586.0107
49.6016 | 586.0107
49.6016 | 585.6852
49.6016 | 585.6852
49.6016 | 585.6852
49.6016 | 586.0107
49.6016 | 585.6852
49.6016 | 586.0107
49.5981 | 586.0107
49.5981 | 585.0341
49.5981 | 586.0107
49.5981 | 586.0107
49.5981 | 586.0107
49.5981 | 585.0341
49.5981 | 585.6852
49.5981 | 585.6852
49.5981 | 585.6852
49.5981 | 585.6852
49.5981 | 586.0107
49.5981 | 586.0107
49.5981 | 586.0107
49.5981 | 586.0107
49.5981 | 586.0107
49.5981 | 586.3363
49.5981 | 586.0107
49.5947 | 586.0107
49.5947 | 586.3363
49.5947 | 586.0107
49.5947 | 586.0107
49.5947 | 586.3363
49.5947 | 586.3363
49.5947 | 586.0107
49.5912 | 586.0107
49.5912 | 586.0107
49.5912 | 586.0107
49.5912 | 585.6852
49.5912 | 585.3596
49.5912 | 586.0107
49.5912 | 586.0107
49.5912 | 585.6852
49.5912 | 585.0341
49.5912 | 585.6852
49.5912 | 585.6852
49.5912 | 585.0341
49.5912 | 585.3596
49.5912 | 585.3596
49.5912 | 585.3596
49.5912 | 585.0341
49.5912 | 585.3596
49.5878 | 585.6852
49.5878 | 585.3596
49.5878 | 585.6852
49.5878 | 585.0341
49.5878 | 586.0107
49.5878 | 585.3596
49.5878 | 585.3596
49.5878 | 586.0107
49.5878 | 586.0107
49.5878 | 586.0107
49.5878 | 585.6852
49.5878 | 586.0107
49.5878 | 585.6852
49.5878 | 585.6852
49.5878 | 585.3596
49.5878 | 585.6852
49.5878 | 585.6852
49.5843 | 585.3596
49.5843 | 585.6852
49.5843 | 585.6852
49.5843 | 585.6852
49.5843 | 585.0341
49.5843 | 585.3596
49.5843 | 585.3596
49.5843 | 585.0341
49.5843 | 585.0341
49.5843 | 585.0341
49.5843 | 585.3596
49.5843 | 585.0341
49.5843 | 585.3596
49.5843 | 585.3596
49.5843 | 585.6852
49.5809 | 585.0341
49.5809 | 585.0341
49.5809 | 585.0341
49.5809 | 585.0341
49.5809 | 585.0341
49.5809 | 585.3596
49.5809 | 585.3596
49.5809 | 585.6852
49.5809 | 585.0341
49.5809 | 585.0341
49.5809 | 585.0341
49.5809 | 585.0341
49.5809 | 585.0341
49.5809 | 585.0341
49.5809 | 585.0341
49.5809 | 585.0341
49.5809 | 585.0341
49.5809 | 585.0341
49.5809 | 585.0341
49.5774 | 584.7085
49.5774 | 585.0341
49.5774 | 584.7085
49.5774 | 585.0341
49.5774 | 584.3829
49.5774 | 585.0341
49.5774 | 585.0341
49.5774 | 585.0341
49.574 | 585.0341
49.574 | 584.7085
49.574 | 584.3829
49.574 | 584.3829
49.574 | 584.3829
49.574 | 584.7085
49.574 | 585.0341
49.574 | 584.3829
49.574 | 584.3829
49.574 | 584.7085
49.574 | 584.3829
49.574 | 584.0574
49.574 | 584.0574
49.574 | 584.0574
49.574 | 584.0574
49.574 | 584.0574
49.574 | 584.0574
49.574 | 584.7085
49.574 | 584.0574
49.574 | 584.3829
49.574 | 584.3829
49.574 | 584.3829
49.574 | 584.0574
49.574 | 584.0574
49.574 | 584.3829
49.574 | 584.0574
49.574 | 584.3829
49.574 | 584.0574
49.574 | 584.0574
49.574 | 584.0574
49.574 | 584.0574
49.574 | 584.0574
49.574 | 584.0574
49.574 | 584.3829
49.574 | 584.3829
49.574 | 584.3829
49.5705 | 584.3829
49.5705 | 584.0574
49.5705 | 584.3829
49.5705 | 584.3829
49.5705 | 584.3829
49.5705 | 584.0574
49.5705 | 584.3829
49.5705 | 584.3829
49.5705 | 584.0574
49.5705 | 584.7085
49.5705 | 585.0341
49.5705 | 584.7085
49.5705 | 584.3829
49.5705 | 584.7085
49.5705 | 584.3829
49.5705 | 584.7085
49.5705 | 584.3829
49.5705 | 584.7085
49.5705 | 585.0341
49.5705 | 584.7085
49.5705 | 585.0341
49.5705 | 584.7085
49.5705 | 584.7085
49.5705 | 585.0341
49.5705 | 585.0341
49.5705 | 585.0341
49.5705 | 585.0341
49.5705 | 585.0341
49.5705 | 585.0341
49.5671 | 585.0341
49.5671 | 585.0341
49.5671 | 584.7085
49.5671 | 585.0341
49.5671 | 584.7085
49.5671 | 585.0341
49.5671 | 585.0341
49.5671 | 585.0341
49.5671 | 585.0341
49.5671 | 585.0341
49.5671 | 584.7085
49.5671 | 585.0341
49.5671 | 584.7085
49.5671 | 585.0341
49.5671 | 584.7085
49.5671 | 585.0341
49.5636 | 585.0341
49.5636 | 585.0341
49.5636 | 585.3596
49.5636 | 585.0341
49.5636 | 585.0341
49.5636 | 585.0341
49.5636 | 585.0341
49.5636 | 585.0341
49.5636 | 585.0341
49.5636 | 585.0341
49.5636 | 585.0341
49.5636 | 585.0341
49.5636 | 585.0341
49.5636 | 584.7085
49.5636 | 585.0341
49.5636 | 585.0341
49.5602 | 584.7085
49.5602 | 584.7085
49.5602 | 585.0341
49.5602 | 585.0341
49.5602 | 585.0341
49.5602 | 585.0341
49.5602 | 584.3829
49.5602 | 585.0341
49.5602 | 585.0341
49.5602 | 585.0341
49.5602 | 584.7085
49.5602 | 585.0341
49.5602 | 585.0341
49.5602 | 585.0341
49.5602 | 585.0341
49.5602 | 585.3596
49.5602 | 585.0341
49.5602 | 585.0341
49.5567 | 585.0341
49.5567 | 585.3596
49.5567 | 585.0341
49.5567 | 585.0341
49.5567 | 585.3596
49.5567 | 585.0341
49.5567 | 585.0341
49.5567 | 585.0341
49.5567 | 585.0341
49.5567 | 584.7085
49.5567 | 585.0341
49.5567 | 585.0341
49.5567 | 584.7085
49.5567 | 585.0341
49.5567 | 584.7085
49.5567 | 584.7085
49.5567 | 584.7085
49.5567 | 585.0341
49.5567 | 584.7085
49.5567 | 584.7085
49.5567 | 584.7085
49.5533 | 584.7085
49.5533 | 585.0341
49.5533 | 585.0341
49.5533 | 585.0341
49.5533 | 585.0341
49.5533 | 585.0341
49.5533 | 585.3596
49.5533 | 585.0341
49.5533 | 585.0341
49.5533 | 585.3596
49.5533 | 585.3596
49.5533 | 585.0341
49.5533 | 585.3596
49.5533 | 585.0341
49.5498 | 585.0341
49.5498 | 585.0341
49.5498 | 585.0341
49.5498 | 585.0341
49.5498 | 584.3829
49.5498 | 585.0341
49.5498 | 585.0341
49.5498 | 585.0341
49.5498 | 584.3829
49.5498 | 584.7085
49.5498 | 584.3829
49.5498 | 584.7085
49.5498 | 585.0341
49.5498 | 585.0341
49.5498 | 585.0341
49.5498 | 584.7085
49.5498 | 584.0574
49.5498 | 584.7085
49.5498 | 584.3829
49.5498 | 584.7085
49.5498 | 585.0341
49.5498 | 585.0341
49.5498 | 584.7085
49.5498 | 584.7085
49.5498 | 584.3829
49.5498 | 584.3829
49.5498 | 584.3829
49.5498 | 584.0574
49.5498 | 584.0574
49.5498 | 584.0574
49.5498 | 584.0574
49.5498 | 584.0574
49.5498 | 584.0574
49.5498 | 584.0574
49.5498 | 584.0574
49.5498 | 584.0574
49.5498 | 584.3829
49.5498 | 584.0574
49.5498 | 584.0574
49.5498 | 584.0574
49.5498 | 584.0574
49.5498 | 584.0574
49.5498 | 584.0574
49.5498 | 584.3829
49.5498 | 584.0574
49.5498 | 584.0574
49.5498 | 584.0574
49.5498 | 584.0574
49.5498 | 584.0574
49.5498 | 584.3829
49.5498 | 584.0574
49.5498 | 584.3829
49.5498 | 584.0574
49.5498 | 584.0574
49.5498 | 583.7318
49.5498 | 584.0574
49.5498 | 583.4062
49.5498 | 583.7318
49.5498 | 583.4062
49.5498 | 584.0574
49.5498 | 584.0574
49.5498 | 584.0574
49.5498 | 584.0574
49.5498 | 584.0574
49.5498 | 583.4062
49.5498 | 584.0574
49.5498 | 584.0574
49.5498 | 584.0574
49.5498 | 584.0574
49.5498 | 584.0574
49.5498 | 584.0574
49.5498 | 584.0574
49.5498 | 584.0574
49.5498 | 584.0574
49.5498 | 584.0574
49.5498 | 584.0574
49.5498 | 584.0574
49.5498 | 584.0574
49.5533 | 584.0574
49.5533 | 584.0574
49.5533 | 584.0574
49.5533 | 583.7318
49.5533 | 584.0574
49.5533 | 583.7318
49.5533 | 584.0574
49.5533 | 584.0574
49.5533 | 584.0574
49.5533 | 584.0574
49.5533 | 584.0574
49.5533 | 584.0574
49.5533 | 584.0574
49.5533 | 584.0574
49.5533 | 584.0574
49.5533 | 584.0574
49.5533 | 584.3829
49.5533 | 584.7085
49.5533 | 585.0341
49.5533 | 585.0341
49.5533 | 585.0341
49.5533 | 585.0341
49.5533 | 585.0341
49.5533 | 585.0341
49.5533 | 584.7085
49.5533 | 584.7085
49.5533 | 584.3829
49.5533 | 584.7085
49.5533 | 584.3829
49.5533 | 584.0574
49.5533 | 584.0574
49.5533 | 583.7318
49.5533 | 583.7318
49.5533 | 583.0807
49.5533 | 583.7318
49.5533 | 583.4062
49.5533 | 583.0807
49.5533 | 583.4062
49.5533 | 583.7318
49.5533 | 583.4062
49.5533 | 583.7318
49.5533 | 584.0574
49.5533 | 584.0574
49.5533 | 583.7318
49.5533 | 584.0574
49.5533 | 584.0574
49.5533 | 584.0574
49.5533 | 584.0574
49.5567 | 584.0574
49.5567 | 584.0574
49.5567 | 584.7085
49.5567 | 585.0341
49.5567 | 584.7085
49.5567 | 585.0341
49.5567 | 585.0341
49.5567 | 584.7085
49.5567 | 584.7085
49.5567 | 585.0341
49.5567 | 584.3829
49.5567 | 584.0574
49.5567 | 584.7085
49.5567 | 584.7085
49.5567 | 584.3829
49.5567 | 584.0574
49.5567 | 584.7085
49.5567 | 584.3829
49.5567 | 584.0574
49.5567 | 584.3829
49.5567 | 584.7085
49.5567 | 584.3829
49.5567 | 584.3829
49.5567 | 584.0574
49.5567 | 584.7085
49.5567 | 584.0574
49.5567 | 584.0574
49.5567 | 584.0574
49.5567 | 584.3829
49.5567 | 584.0574
49.5567 | 584.0574
49.5567 | 584.0574
49.5567 | 584.3829
49.5567 | 584.0574
49.5567 | 584.0574
49.5567 | 584.3829
49.5567 | 584.0574
49.5567 | 584.0574
49.5567 | 584.0574
49.5567 | 584.3829
49.5567 | 584.0574
49.5567 | 584.0574
49.5567 | 584.0574
49.5567 | 584.7085
49.5567 | 584.3829
49.5567 | 584.0574
49.5567 | 584.3829
49.5567 | 584.3829
49.5567 | 584.0574
49.5567 | 584.0574
49.5567 | 584.0574
49.5567 | 584.0574
49.5567 | 584.0574
49.5602 | 584.0574
49.5602 | 584.0574
49.5602 | 584.0574
49.5602 | 584.0574
49.5602 | 584.0574
49.5602 | 584.0574
49.5602 | 584.0574
49.5602 | 584.0574
49.5602 | 584.0574
49.5602 | 584.0574
49.5602 | 584.0574
49.5602 | 584.0574
49.5602 | 584.0574
49.5602 | 584.0574
49.5602 | 583.7318
49.5602 | 584.0574
49.5602 | 584.0574
49.5602 | 583.7318
49.5602 | 583.7318
49.5602 | 584.0574
49.5602 | 584.0574
49.5602 | 583.7318
49.5602 | 583.4062
49.5602 | 583.4062
49.5602 | 583.4062
49.5602 | 583.4062
49.5602 | 583.0807
49.5602 | 583.0807
49.5602 | 583.4062
49.5602 | 583.7318
49.5602 | 583.0807
49.5602 | 583.0807
49.5636 | 583.0807
49.5636 | 583.0807
49.5636 | 583.0807
49.5636 | 583.0807
49.5636 | 583.0807
49.5636 | 583.0807
49.5636 | 583.0807
49.5636 | 583.4062
49.5636 | 583.7318
49.5636 | 583.7318
49.5636 | 583.4062
49.5636 | 584.0574
49.5636 | 584.0574
49.5636 | 583.7318
49.5636 | 584.0574
49.5636 | 584.0574
49.5636 | 584.0574
49.5636 | 584.0574
49.5636 | 584.0574
49.5636 | 584.0574
49.5671 | 583.4062
49.5671 | 583.0807
49.5671 | 583.0807
49.5671 | 583.0807
49.5671 | 583.0807
49.5671 | 583.0807
49.5671 | 583.0807
49.5671 | 583.0807
49.5671 | 583.0807
49.5671 | 583.0807
49.5671 | 583.0807
49.5671 | 583.0807
49.5671 | 583.0807
49.5671 | 583.0807
49.5671 | 583.7318
49.5671 | 583.7318
49.5671 | 584.0574
49.5671 | 584.0574
49.5671 | 584.0574
49.5671 | 584.0574
49.5671 | 584.0574
49.5671 | 584.0574
49.5671 | 584.0574
49.5671 | 584.0574
49.5671 | 584.0574
49.5671 | 584.3829
49.5671 | 584.0574
49.5671 | 584.0574
49.5671 | 584.0574
49.5671 | 584.0574
49.5705 | 584.0574
49.5705 | 583.4062
49.5705 | 583.7318
49.5705 | 584.0574
49.5705 | 584.0574
49.5705 | 584.0574
49.5705 | 584.0574
49.5705 | 584.3829
49.5705 | 584.3829
49.5705 | 584.0574
49.5705 | 584.7085
49.5705 | 584.3829
49.5705 | 584.0574
49.5705 | 584.0574
49.5705 | 584.0574
49.5705 | 584.3829
49.5705 | 584.0574
49.5705 | 584.0574
49.5705 | 584.0574
49.5705 | 584.0574
49.5705 | 583.7318
49.5705 | 583.7318
49.5705 | 584.0574
49.5705 | 584.0574
49.5705 | 583.7318
49.5705 | 584.0574
49.5705 | 584.0574
49.5705 | 583.7318
49.5705 | 584.0574
49.5705 | 583.4062
49.5705 | 583.7318
49.5705 | 583.0807
49.5705 | 583.4062
49.5705 | 583.4062
49.5705 | 583.0807
49.5705 | 583.0807
49.5705 | 583.0807
49.5705 | 583.0807
49.5705 | 583.0807
49.5705 | 583.0807
49.5705 | 582.7551
49.5705 | 583.0807
49.5705 | 582.4296
49.5705 | 582.7551
49.5705 | 583.4062
49.5705 | 583.0807
49.5705 | 583.0807
49.5705 | 583.0807
49.5705 | 583.0807
49.5705 | 583.0807
49.5705 | 583.0807
49.574 | 583.0807
49.574 | 583.0807
49.574 | 583.0807
49.574 | 583.0807
49.574 | 583.0807
49.574 | 583.0807
49.574 | 583.0807
49.574 | 582.7551
49.574 | 582.4296
49.574 | 582.4296
49.574 | 582.104
49.5774 | 582.4296
49.5774 | 582.104
49.5774 | 582.4296
49.5774 | 582.104
49.5774 | 582.104
49.5774 | 582.104
49.5774 | 582.104
49.5774 | 582.104
49.5774 | 582.104
49.5774 | 582.4296
49.5809 | 582.4296
49.5809 | 582.104
49.5809 | 582.104
49.5809 | 582.4296
49.5809 | 581.7784
49.5809 | 582.104
49.5809 | 582.104
49.5809 | 582.104
49.5809 | 582.104
49.5809 | 582.104
49.5809 | 582.104
49.5809 | 582.104
49.5809 | 582.104
49.5809 | 582.104
49.5809 | 582.104
49.5843 | 582.4296
49.5843 | 582.104
49.5843 | 582.4296
49.5843 | 582.4296
49.5843 | 582.4296
49.5843 | 582.4296
49.5843 | 582.4296
49.5843 | 582.7551
49.5843 | 582.104
49.5843 | 582.104
49.5843 | 582.104
49.5843 | 582.104
49.5843 | 582.104
49.5843 | 582.104
49.5843 | 582.104
49.5878 | 582.104
49.5878 | 582.104
49.5878 | 581.7784
49.5878 | 582.4296
49.5878 | 582.104
49.5878 | 582.104
49.5878 | 582.104
49.5878 | 582.4296
49.5878 | 582.7551
49.5878 | 582.4296
49.5878 | 582.7551
49.5878 | 582.4296
49.5878 | 582.4296
49.5878 | 582.104
49.5878 | 582.7551
49.5878 | 582.4296
49.5878 | 582.4296
49.5878 | 582.7551
49.5878 | 583.0807
49.5878 | 583.0807
49.5878 | 582.4296
49.5878 | 582.4296
49.5878 | 582.104
49.5878 | 582.104
49.5912 | 582.104
49.5912 | 582.104
49.5912 | 582.7551
49.5912 | 582.104
49.5912 | 582.104
49.5912 | 582.4296
49.5912 | 582.4296
49.5912 | 582.4296
49.5912 | 583.0807
49.5912 | 583.0807
49.5912 | 583.0807
49.5912 | 583.0807
49.5912 | 583.0807
49.5912 | 583.0807
49.5912 | 583.0807
49.5912 | 582.7551
49.5912 | 582.4296
49.5912 | 583.0807
49.5912 | 583.0807
49.5912 | 582.104
49.5912 | 582.7551
49.5912 | 583.0807
49.5912 | 582.7551
49.5912 | 582.104
49.5912 | 582.104
49.5912 | 582.104
49.5912 | 582.104
49.5912 | 582.104
49.5912 | 582.104
49.5912 | 582.104
49.5947 | 582.104
49.5947 | 582.104
49.5947 | 582.104
49.5947 | 582.104
49.5947 | 582.104
49.5947 | 582.104
49.5947 | 582.104
49.5947 | 582.104
49.5947 | 582.104
49.5947 | 582.104
49.5947 | 582.104
49.5947 | 582.104
49.5947 | 582.104
49.5947 | 582.104
49.5947 | 582.104
49.5947 | 582.104
49.5947 | 582.104
49.5947 | 582.104
49.5947 | 581.7784
49.5947 | 581.7784
49.5947 | 582.104
49.5981 | 582.104
49.5981 | 582.104
49.5981 | 581.7784
49.5981 | 581.7784
49.5981 | 581.7784
49.5981 | 581.7784
49.5981 | 581.4529
49.5981 | 581.7784
49.5981 | 582.104
49.5981 | 581.1273
49.5981 | 581.4529
49.5981 | 581.4529
49.5981 | 581.1273
49.5981 | 581.1273
49.5981 | 581.1273
49.5981 | 581.1273
49.6016 | 580.8018
49.6016 | 580.4762
49.6016 | 580.8018
49.6016 | 580.8018
49.6016 | 580.4762
49.6016 | 580.1506
49.6016 | 580.4762
49.6016 | 580.4762
49.6016 | 580.1506
49.6016 | 580.1506
49.6016 | 580.4762
49.605 | 580.4762
49.605 | 580.4762
49.605 | 581.1273
49.605 | 581.1273
49.605 | 580.8018
49.605 | 580.8018
49.605 | 581.1273
49.605 | 581.1273
49.605 | 580.8018
49.605 | 580.8018
49.605 | 581.1273
49.605 | 581.4529
49.605 | 581.1273
49.605 | 581.1273
49.605 | 581.1273
49.605 | 580.8018
49.605 | 580.8018
49.605 | 581.1273
49.6085 | 581.1273
49.6085 | 581.1273
49.6085 | 581.1273
49.6085 | 581.1273
49.6085 | 581.1273
49.6085 | 580.8018
49.6085 | 581.1273
49.6085 | 581.1273
49.6085 | 580.8018
49.6085 | 581.1273
49.6085 | 581.1273
49.6085 | 581.1273
49.6085 | 581.1273
49.6085 | 581.1273
49.6085 | 581.1273
49.6085 | 581.1273
49.6085 | 581.1273
49.6085 | 580.8018
49.6085 | 581.1273
49.6085 | 581.1273
49.6085 | 581.1273
49.6085 | 581.1273
49.6085 | 581.1273
49.6085 | 581.1273
49.6119 | 581.1273
49.6119 | 581.1273
49.6119 | 581.1273
49.6119 | 581.1273
49.6119 | 581.1273
49.6119 | 581.1273
49.6119 | 582.104
49.6119 | 581.7784
49.6119 | 582.104
49.6119 | 581.1273
49.6119 | 581.7784
49.6119 | 581.1273
49.6119 | 581.1273
49.6119 | 581.1273
49.6119 | 581.7784
49.6119 | 581.7784
49.6119 | 581.1273
49.6119 | 581.1273
49.6119 | 581.1273
49.6119 | 581.1273
49.6119 | 580.4762
49.6119 | 580.1506
49.6119 | 580.1506
49.6119 | 580.1506
49.6119 | 580.1506
49.6119 | 580.1506
49.6119 | 580.1506
49.6119 | 580.1506
49.6119 | 580.1506
49.6154 | 580.1506
49.6154 | 580.1506
49.6154 | 580.1506
49.6154 | 580.1506
49.6154 | 580.1506
49.6154 | 580.1506
49.6154 | 580.1506
49.6154 | 580.1506
49.6154 | 580.1506
49.6154 | 580.1506
49.6154 | 580.1506
49.6154 | 580.1506
49.6154 | 580.1506
49.6154 | 580.1506
49.6154 | 580.1506
49.6154 | 580.1506
49.6154 | 580.1506
49.6154 | 580.1506
49.6154 | 579.8251
49.6154 | 579.8251
49.6188 | 579.4995
49.6188 | 579.4995
49.6188 | 580.1506
49.6188 | 580.1506
49.6188 | 580.1506
49.6188 | 579.8251
49.6188 | 580.1506
49.6188 | 579.8251
49.6188 | 579.4995
49.6188 | 580.1506
49.6188 | 580.1506
49.6188 | 580.1506
49.6188 | 580.1506
49.6188 | 580.1506
49.6188 | 580.1506
49.6188 | 580.1506
49.6188 | 580.1506
49.6188 | 580.1506
49.6188 | 580.1506
49.6188 | 580.1506
49.6188 | 580.1506
49.6188 | 580.1506
49.6223 | 579.8251
49.6223 | 580.1506
49.6223 | 579.8251
49.6223 | 579.1739
49.6223 | 579.1739
49.6223 | 579.1739
49.6223 | 579.1739
49.6223 | 579.1739
49.6223 | 579.4995
49.6223 | 579.4995
49.6223 | 579.4995
49.6223 | 579.4995
49.6223 | 579.4995
49.6223 | 579.8251
49.6223 | 579.8251
49.6223 | 579.8251
49.6223 | 580.1506
49.6223 | 580.1506
49.6223 | 580.1506
49.6223 | 580.1506
49.6223 | 580.1506
49.6223 | 580.1506
49.6223 | 580.1506
49.6223 | 580.1506
49.6223 | 580.1506
49.6223 | 580.1506
49.6223 | 580.1506
49.6223 | 580.8018
49.6223 | 580.4762
49.6223 | 580.4762
49.6223 | 580.1506
49.6223 | 580.1506
49.6223 | 580.4762
49.6223 | 580.1506
49.6223 | 580.1506
49.6223 | 580.1506
49.6223 | 580.1506
49.6223 | 580.1506
49.6223 | 580.1506
49.6223 | 580.4762
49.6223 | 580.4762
49.6223 | 580.1506
49.6223 | 580.4762
49.6223 | 580.1506
49.6223 | 580.1506
49.6223 | 580.1506
49.6223 | 580.1506
49.6223 | 580.4762
49.6223 | 580.4762
49.6223 | 580.4762
49.6223 | 581.1273
49.6223 | 581.1273
49.6223 | 580.8018
49.6223 | 580.4762
49.6223 | 580.8018
49.6223 | 580.4762
49.6223 | 580.4762
49.6223 | 580.4762
49.6223 | 580.8018
49.6223 | 580.4762
49.6223 | 580.1506
49.6223 | 580.4762
49.6223 | 580.1506
49.6223 | 580.1506
49.6223 | 580.1506
49.6223 | 580.1506
49.6223 | 580.1506
49.6223 | 580.1506
49.6223 | 580.1506
49.6223 | 580.1506
49.6223 | 580.1506
49.6223 | 580.1506
49.6223 | 580.1506
49.6188 | 580.1506
49.6188 | 580.1506
49.6188 | 580.1506
49.6188 | 580.1506
49.6188 | 580.8018
49.6188 | 580.1506
49.6188 | 580.4762
49.6188 | 580.1506
49.6188 | 580.1506
49.6188 | 580.1506
49.6188 | 580.1506
49.6188 | 580.1506
49.6188 | 580.4762
49.6188 | 580.1506
49.6188 | 580.1506
49.6188 | 580.1506
49.6188 | 580.1506
49.6188 | 580.1506
49.6188 | 579.4995
49.6188 | 579.8251
49.6188 | 579.8251
49.6188 | 579.4995
49.6188 | 580.1506
49.6188 | 579.1739
49.6188 | 579.1739
49.6188 | 579.1739
49.6188 | 579.1739
49.6188 | 579.1739
49.6188 | 578.8484
49.6188 | 578.8484
49.6188 | 578.8484
49.6188 | 578.8484
49.6188 | 578.5228
49.6188 | 578.8484
49.6188 | 578.8484
49.6188 | 578.8484
49.6188 | 578.8484
49.6188 | 578.5228
49.6188 | 578.8484
49.6188 | 579.1739
49.6188 | 579.1739
49.6188 | 579.1739
49.6188 | 579.1739
49.6188 | 579.1739
49.6188 | 579.1739
49.6188 | 579.1739
49.6188 | 578.8484
49.6188 | 579.1739
49.6188 | 579.1739
49.6188 | 579.1739
49.6188 | 579.1739
49.6188 | 579.1739
49.6188 | 579.1739
49.6188 | 579.1739
49.6188 | 579.1739
49.6188 | 579.1739
49.6188 | 579.1739
49.6188 | 579.1739
49.6188 | 579.1739
49.6223 | 579.1739
49.6223 | 579.1739
49.6223 | 579.1739
49.6223 | 579.1739
49.6223 | 579.1739
49.6223 | 579.1739
49.6223 | 579.1739
49.6223 | 579.1739
49.6223 | 579.1739
49.6223 | 579.1739
49.6223 | 579.1739
49.6223 | 579.1739
49.6223 | 579.1739
49.6223 | 579.4995
49.6223 | 579.1739
49.6223 | 579.1739
49.6223 | 579.8251
49.6223 | 580.1506
49.6223 | 580.1506
49.6223 | 580.1506
49.6223 | 580.1506
49.6223 | 580.1506
49.6223 | 580.1506
49.6223 | 580.1506
49.6223 | 580.1506
49.6223 | 580.4762
49.6223 | 580.1506
49.6223 | 580.4762
49.6223 | 580.4762
49.6223 | 580.4762
49.6223 | 580.4762
49.6223 | 580.1506
49.6223 | 580.4762
49.6223 | 580.8018
49.6223 | 580.1506
49.6223 | 580.4762
49.6223 | 580.4762
49.6223 | 580.4762
49.6223 | 580.8018
49.6223 | 580.4762
49.6223 | 580.8018
49.6223 | 581.1273
49.6223 | 581.1273
49.6223 | 581.1273
49.6223 | 581.1273
49.6223 | 581.1273
49.6223 | 581.1273
49.6223 | 581.1273
49.6223 | 581.7784
49.6223 | 581.7784
49.6223 | 581.4529
49.6223 | 581.7784
49.6223 | 581.4529
49.6223 | 581.4529
49.6223 | 581.1273
49.6223 | 581.1273
49.6223 | 581.7784
49.6223 | 581.7784
49.6223 | 582.104
49.6223 | 581.7784
49.6223 | 581.7784
49.6223 | 581.7784
49.6223 | 581.4529
49.6223 | 581.7784
49.6223 | 581.7784
49.6223 | 581.7784
49.6223 | 581.7784
49.6223 | 582.104
49.6223 | 582.104
49.6223 | 582.104
49.6223 | 582.104
49.6188 | 582.104
49.6188 | 582.104
49.6188 | 582.104
49.6188 | 582.4296
49.6188 | 582.4296
49.6188 | 582.4296
49.6188 | 582.7551
49.6188 | 582.7551
49.6188 | 582.7551
49.6188 | 582.7551
49.6188 | 582.4296
49.6188 | 582.4296
49.6188 | 582.4296
49.6188 | 582.4296
49.6188 | 582.4296
49.6188 | 582.104
49.6188 | 583.0807
49.6188 | 582.7551
49.6188 | 582.7551
49.6154 | 582.4296
49.6154 | 582.7551
49.6154 | 582.7551
49.6154 | 582.7551
49.6154 | 583.0807
49.6154 | 582.7551
49.6154 | 582.4296
49.6154 | 582.4296
49.6154 | 582.104
49.6154 | 583.0807
49.6154 | 583.0807
49.6154 | 582.7551
49.6154 | 582.7551
49.6154 | 583.0807
49.6154 | 583.0807
49.6154 | 583.0807
49.6154 | 583.0807
49.6154 | 583.0807
49.6154 | 582.4296
49.6154 | 582.4296
49.6154 | 582.4296
49.6154 | 582.4296
49.6154 | 582.4296
49.6154 | 582.4296
49.6154 | 582.7551
49.6154 | 582.104
49.6154 | 582.4296
49.6154 | 582.4296
49.6154 | 582.104
49.6154 | 582.104
49.6154 | 582.104
49.6154 | 582.4296
49.6154 | 582.4296
49.6154 | 582.4296
49.6154 | 583.0807
49.6154 | 582.7551
49.6154 | 582.7551
49.6154 | 582.7551
49.6154 | 583.0807
49.6154 | 583.0807
49.6154 | 583.0807
49.6154 | 583.0807
49.6154 | 583.4062
49.6154 | 583.0807
49.6154 | 583.0807
49.6154 | 583.0807
49.6154 | 583.0807
49.6154 | 583.0807
49.6154 | 582.4296
49.6154 | 582.7551
49.6154 | 582.7551
49.6154 | 582.7551
49.6154 | 582.7551
49.6154 | 582.7551
49.6154 | 582.7551
49.6154 | 582.4296
49.6154 | 582.4296
49.6154 | 582.7551
49.6154 | 582.7551
49.6154 | 582.4296
49.6154 | 582.7551
49.6154 | 583.0807
49.6154 | 583.0807
49.6154 | 583.0807
49.6154 | 583.0807
49.6154 | 583.4062
49.6154 | 583.0807
49.6154 | 583.0807
49.6154 | 583.7318
49.6154 | 584.0574
49.6154 | 583.7318
49.6154 | 584.0574
49.6154 | 584.0574
49.6154 | 584.0574
49.6154 | 584.0574
49.6154 | 584.0574
49.6154 | 584.0574
49.6154 | 584.0574
49.6154 | 584.0574
49.6154 | 584.0574
49.6119 | 584.3829
49.6119 | 584.0574
49.6119 | 584.0574
49.6119 | 584.7085
49.6119 | 584.7085
49.6119 | 584.0574
49.6119 | 584.0574
49.6119 | 584.3829
49.6119 | 584.0574
49.6119 | 584.0574
49.6119 | 584.0574
49.6119 | 584.7085
49.6119 | 584.7085
49.6119 | 584.3829
49.6119 | 584.0574
49.6119 | 584.3829
49.6085 | 584.0574
49.6085 | 584.0574
49.6085 | 584.3829
49.6085 | 584.3829
49.6085 | 584.3829
49.6085 | 584.0574
49.6085 | 584.7085
49.6085 | 584.7085
49.6085 | 584.7085
49.6085 | 584.3829
49.6085 | 584.3829
49.6085 | 584.7085
49.6085 | 585.0341
49.6085 | 584.7085
49.6085 | 585.0341
49.6085 | 585.0341
49.6085 | 585.0341
49.6085 | 585.3596
49.6085 | 585.6852
49.6085 | 585.3596
49.6085 | 585.0341
49.6085 | 585.0341
49.6085 | 585.0341
49.6085 | 585.0341
49.605 | 585.0341
49.605 | 585.0341
49.605 | 585.0341
49.605 | 585.0341
49.605 | 584.3829
49.605 | 585.0341
49.605 | 585.0341
49.605 | 584.7085
49.605 | 584.7085
49.605 | 585.0341
49.605 | 584.7085
49.605 | 584.3829
49.605 | 584.3829
49.605 | 584.7085
49.605 | 584.3829
49.605 | 584.3829
49.605 | 584.7085
49.605 | 585.0341
49.605 | 584.7085
49.605 | 585.0341
49.605 | 585.0341
49.605 | 585.0341
49.605 | 585.0341
49.605 | 585.0341
49.605 | 585.0341
49.605 | 585.0341
49.605 | 585.0341
49.605 | 585.0341
49.605 | 585.0341
49.605 | 585.0341
49.605 | 585.0341
49.605 | 585.0341
49.605 | 585.0341
49.605 | 584.7085
49.605 | 585.0341
49.605 | 584.7085
49.605 | 584.7085
49.605 | 584.7085
49.605 | 584.0574
49.605 | 584.3829
49.605 | 584.0574
49.605 | 584.0574
49.605 | 584.0574
49.605 | 584.0574
49.605 | 584.0574
49.605 | 584.0574
49.605 | 584.0574
49.605 | 584.0574
49.605 | 584.0574
49.605 | 584.0574
49.605 | 584.7085
49.605 | 585.0341
49.605 | 584.7085
49.605 | 584.7085
49.605 | 584.7085
49.605 | 585.0341
49.605 | 584.7085
49.605 | 585.0341
49.605 | 585.0341
49.605 | 585.0341
49.605 | 585.0341
49.605 | 584.7085
49.605 | 585.0341
49.605 | 585.0341
49.605 | 585.0341
49.605 | 585.0341
49.605 | 585.6852
49.605 | 585.3596
49.605 | 585.3596
49.605 | 585.3596
49.605 | 585.3596
49.6016 | 585.0341
49.605 | 585.0341
49.605 | 585.0341
49.605 | 585.0341
49.605 | 585.0341
49.605 | 585.0341
49.605 | 585.0341
49.605 | 585.0341
49.6016 | 585.0341
49.6016 | 585.0341
49.6016 | 585.0341
49.6016 | 585.0341
49.6016 | 585.0341
49.6016 | 585.0341
49.6016 | 585.0341
49.6016 | 585.0341
49.6016 | 585.0341
49.6016 | 585.0341
49.6016 | 585.0341
49.6016 | 585.0341
49.6016 | 585.0341
49.6016 | 585.3596
49.6016 | 585.0341
49.6016 | 585.0341
49.6016 | 585.0341
49.6016 | 585.0341
49.6016 | 585.0341
49.6016 | 585.0341
49.6016 | 585.0341
49.6016 | 585.3596
49.6016 | 585.0341
49.6016 | 585.0341
49.6016 | 585.0341
49.6016 | 585.0341
49.6016 | 585.0341
49.6016 | 585.0341
49.6016 | 585.0341
49.6016 | 585.0341
49.6016 | 585.0341
49.6016 | 585.0341
49.6016 | 585.0341
49.6016 | 585.0341
49.6016 | 585.0341
49.6016 | 585.0341
49.6016 | 585.0341
49.6016 | 585.0341
49.6016 | 585.0341
49.6016 | 585.0341
49.6016 | 585.0341
49.6016 | 585.3596
49.6016 | 585.0341
49.6016 | 585.3596
49.6016 | 585.0341
49.6016 | 585.3596
49.6016 | 585.0341
49.6016 | 585.0341
49.6016 | 585.0341
49.6016 | 585.3596
49.6016 | 585.0341
49.6016 | 585.0341
49.6016 | 585.3596
49.6016 | 585.0341
49.6016 | 585.0341
49.6016 | 585.0341
49.6016 | 585.0341
49.6016 | 585.0341
49.6016 | 585.0341
49.6016 | 585.0341
49.6016 | 585.0341
49.6016 | 585.0341
49.6016 | 585.0341
49.5981 | 585.0341
49.5981 | 585.0341
49.5981 | 585.0341
49.5981 | 585.0341
49.5981 | 585.3596
49.5981 | 585.0341
49.5981 | 585.0341
49.5981 | 585.3596
49.5981 | 585.6852
49.5981 | 585.3596
49.5981 | 585.3596
49.5981 | 585.3596
49.5981 | 585.3596
49.5981 | 585.3596
49.5981 | 585.0341
49.5981 | 585.0341
49.5981 | 585.0341
49.5981 | 585.0341
49.5981 | 585.0341
49.5981 | 585.0341
49.5981 | 585.0341
49.5981 | 585.0341
49.5981 | 585.0341
49.5981 | 585.0341
49.5981 | 585.0341
49.5981 | 585.0341
49.5981 | 584.7085
49.5981 | 585.3596
49.5981 | 585.3596
49.5981 | 585.0341
49.5981 | 585.3596
49.5981 | 585.0341
49.5981 | 585.3596
49.5981 | 585.3596
49.5981 | 585.3596
49.5981 | 585.0341
49.5981 | 585.3596
49.5981 | 585.3596
49.5981 | 586.0107
49.5981 | 586.0107
49.5981 | 585.3596
49.5981 | 586.0107
49.5981 | 586.0107
49.5981 | 586.0107
49.5981 | 585.6852
49.5981 | 586.0107
49.5947 | 586.0107
49.5947 | 586.0107
49.5947 | 586.0107
49.5947 | 586.0107
49.5947 | 586.0107
49.5947 | 586.3363
49.5947 | 586.0107
49.5947 | 586.0107
49.5947 | 586.6619
49.5947 | 586.0107
49.5947 | 586.0107
49.5947 | 586.3363
49.5947 | 586.6619
49.5947 | 586.0107
49.5947 | 586.3363
49.5947 | 586.0107
49.5947 | 586.3363
49.5947 | 586.0107
49.5947 | 586.3363
49.5947 | 586.6619
49.5947 | 586.3363
49.5947 | 586.6619
49.5947 | 586.6619
49.5912 | 586.6619
49.5912 | 586.0107
49.5912 | 586.3363
49.5912 | 586.3363
49.5912 | 586.6619
49.5912 | 586.6619
49.5912 | 586.6619
49.5912 | 586.6619
49.5912 | 586.6619
49.5912 | 586.3363
49.5912 | 586.0107
49.5912 | 586.3363
49.5912 | 586.0107
49.5912 | 586.0107
49.5912 | 586.0107
49.5912 | 586.0107
49.5912 | 586.3363
49.5912 | 586.0107
49.5912 | 586.3363
49.5912 | 586.3363
49.5912 | 586.3363
49.5912 | 586.0107
49.5912 | 586.3363
49.5912 | 586.3363
49.5912 | 586.0107
49.5912 | 586.3363
49.5912 | 586.3363
49.5912 | 586.6619
49.5912 | 586.0107
49.5912 | 586.3363
49.5912 | 586.3363
49.5912 | 586.0107
49.5912 | 586.3363
49.5912 | 586.3363
49.5912 | 586.0107
49.5912 | 586.0107
49.5912 | 586.3363
49.5912 | 586.0107
49.5912 | 586.0107
49.5912 | 586.0107
49.5912 | 586.0107
49.5912 | 586.0107
49.5912 | 586.0107
49.5912 | 586.0107
49.5912 | 586.0107
49.5912 | 586.0107
49.5912 | 586.0107
49.5912 | 586.0107
49.5912 | 586.0107
49.5912 | 586.0107
49.5912 | 586.0107
49.5912 | 586.0107
49.5912 | 586.9874
49.5912 | 586.3363
49.5912 | 586.6619
49.5912 | 586.9874
49.5912 | 586.9874
49.5912 | 586.6619
49.5912 | 586.6619
49.5912 | 586.9874
49.5912 | 586.6619
49.5912 | 586.6619
49.5912 | 586.6619
49.5912 | 586.9874
49.5912 | 586.9874
49.5912 | 586.6619
49.5912 | 586.9874
49.5912 | 586.6619
49.5912 | 586.9874
49.5912 | 586.0107
49.5912 | 586.3363
49.5912 | 586.3363
49.5912 | 586.6619
49.5912 | 586.3363
49.5912 | 586.3363
49.5912 | 586.6619
49.5912 | 586.0107
49.5912 | 586.0107
49.5912 | 586.0107
49.5912 | 586.0107
49.5912 | 586.0107
49.5912 | 586.0107
49.5912 | 586.6619
49.5912 | 586.3363
49.5912 | 586.3363
49.5912 | 586.0107
49.5912 | 586.0107
49.5912 | 586.0107
49.5912 | 586.0107
49.5912 | 586.0107
49.5912 | 586.3363
49.5912 | 586.6619
49.5912 | 586.0107
49.5912 | 586.9874
49.5912 | 586.9874
49.5912 | 586.6619
49.5912 | 586.3363
49.5912 | 586.0107
49.5912 | 586.6619
49.5912 | 586.0107
49.5912 | 586.0107
49.5912 | 586.0107
49.5912 | 586.6619
49.5912 | 586.0107
49.5912 | 586.0107
49.5947 | 586.9874
49.5947 | 586.3363
49.5947 | 586.0107
49.5947 | 586.0107
49.5947 | 586.0107
49.5947 | 586.0107
49.5947 | 586.0107
49.5947 | 586.0107
49.5947 | 586.0107
49.5947 | 586.0107
49.5947 | 586.0107
49.5947 | 586.0107
49.5947 | 586.0107
49.5947 | 586.3363
49.5947 | 586.9874
49.5947 | 586.9874
49.5947 | 586.9874
49.5947 | 586.3363
49.5947 | 586.9874
49.5947 | 586.9874
49.5947 | 586.9874
49.5947 | 586.9874
49.5947 | 586.9874
49.5947 | 586.9874
49.5947 | 586.9874
49.5947 | 586.9874
49.5947 | 586.9874
49.5947 | 587.313
49.5947 | 586.9874
49.5947 | 586.9874
49.5947 | 587.313
49.5947 | 586.9874
49.5947 | 586.9874
49.5947 | 586.9874
49.5947 | 587.9641
49.5947 | 587.9641
49.5947 | 587.9641
49.5947 | 587.9641
49.5947 | 587.9641
49.5947 | 587.9641
49.5947 | 587.6385
49.5947 | 587.9641
49.5947 | 587.9641
49.5947 | 587.9641
49.5947 | 587.9641
49.5947 | 588.2897
49.5947 | 587.9641
49.5947 | 588.2897
49.5947 | 587.9641
49.5947 | 587.9641
49.5947 | 588.2897
49.5947 | 588.2897
49.5947 | 587.9641
49.5947 | 587.9641
49.5947 | 588.2897
49.5947 | 587.9641
49.5912 | 587.9641
49.5912 | 588.2897
49.5912 | 587.9641
49.5912 | 587.9641
49.5912 | 587.9641
49.5912 | 587.9641
49.5912 | 587.6385
49.5912 | 587.9641
49.5912 | 587.9641
49.5912 | 587.9641
49.5912 | 587.6385
49.5912 | 587.6385
49.5912 | 587.9641
49.5912 | 587.313
49.5912 | 587.6385
49.5912 | 587.9641
49.5912 | 587.6385
49.5912 | 587.6385
49.5912 | 587.6385
49.5912 | 586.9874
49.5912 | 587.313
49.5912 | 586.9874
49.5912 | 586.9874
49.5912 | 586.9874
49.5912 | 586.9874
49.5912 | 586.9874
49.5912 | 586.9874
49.5912 | 586.9874
49.5912 | 586.9874
49.5912 | 586.9874
49.5912 | 586.9874
49.5912 | 586.9874
49.5912 | 586.6619
49.5912 | 586.3363
49.5912 | 586.9874
49.5912 | 586.9874
49.5912 | 586.9874
49.5912 | 586.9874
49.5912 | 586.9874
49.5912 | 586.9874
49.5912 | 586.9874
49.5912 | 586.9874
49.5912 | 586.9874
49.5912 | 586.9874
49.5912 | 587.313
49.5912 | 586.9874
49.5947 | 587.313
49.5947 | 587.313
49.5947 | 587.313
49.5947 | 586.9874
49.5947 | 586.9874
49.5947 | 586.9874
49.5947 | 586.9874
49.5947 | 586.6619
49.5947 | 586.9874
49.5947 | 586.9874
49.5947 | 586.6619
49.5947 | 586.3363
49.5947 | 586.6619
49.5947 | 586.0107
49.5947 | 586.3363
49.5947 | 586.0107
49.5947 | 586.3363
49.5947 | 586.3363
49.5947 | 586.6619
49.5947 | 586.9874
49.5981 | 586.9874
49.5981 | 586.9874
49.5981 | 586.9874
49.5981 | 586.6619
49.5981 | 586.9874
49.5981 | 586.9874
49.5981 | 586.9874
49.5981 | 586.9874
49.5981 | 587.313
49.5981 | 587.313
49.5981 | 586.9874
49.5981 | 587.313
49.5981 | 586.9874
49.5981 | 587.313
49.5981 | 586.9874
49.5981 | 587.313
49.5981 | 587.313
49.5981 | 587.313
49.5981 | 587.6385
49.5981 | 586.9874
49.5981 | 586.9874
49.5981 | 587.313
49.5981 | 587.9641
49.5981 | 587.9641
49.5981 | 587.9641
49.5981 | 587.9641
49.5981 | 587.6385
49.5981 | 587.9641
49.5981 | 587.9641
49.5981 | 587.9641
49.5981 | 587.9641
49.5981 | 587.313
49.5981 | 587.9641
49.5981 | 587.9641
49.5981 | 587.6385
49.6016 | 587.9641
49.6016 | 587.9641
49.6016 | 587.9641
49.6016 | 587.9641
49.6016 | 587.9641
49.6016 | 587.6385
49.6016 | 587.9641
49.6016 | 587.6385
49.6016 | 587.313
49.6016 | 587.313
49.6016 | 586.9874
49.6016 | 587.6385
49.6016 | 587.313
49.6016 | 586.9874
49.6016 | 587.6385
49.6016 | 587.313
49.6016 | 587.6385
49.6016 | 587.6385
49.6016 | 587.6385
49.6016 | 587.313
49.6016 | 587.6385
49.6016 | 587.9641
49.6016 | 587.6385
49.6016 | 587.6385
49.6016 | 587.313
49.6016 | 587.6385
49.6016 | 587.6385
49.6016 | 587.313
49.6016 | 587.313
49.6016 | 587.313
49.6016 | 587.6385
49.6016 | 587.313
49.6016 | 587.313
49.6016 | 587.313
49.6016 | 586.9874
49.6016 | 586.9874
49.6016 | 587.313
49.6016 | 587.313
49.6016 | 587.313
49.6016 | 586.9874
49.6016 | 587.6385
49.6016 | 587.6385
49.6016 | 587.9641
49.6016 | 587.6385
49.6016 | 587.6385
49.6016 | 587.6385
49.6016 | 587.9641
49.6016 | 587.6385
49.6016 | 587.9641
49.6016 | 587.6385
49.6016 | 587.9641
49.6016 | 587.9641
49.6016 | 587.9641
49.6016 | 587.9641
49.6016 | 587.9641
49.6016 | 587.9641
49.6016 | 587.9641
49.6016 | 587.9641
49.6016 | 587.9641
49.6016 | 587.9641
49.6016 | 587.9641
49.6016 | 587.9641
49.6016 | 587.9641
49.6016 | 587.6385
49.6016 | 587.6385
49.6016 | 587.313
49.6016 | 587.313
49.6016 | 587.313
49.6016 | 586.9874
49.6016 | 587.313
49.6016 | 586.9874
49.6016 | 586.9874
49.6016 | 586.9874
49.6016 | 586.9874
49.6016 | 586.9874
49.6016 | 586.9874
49.6016 | 586.9874
49.605 | 586.9874
49.605 | 586.9874
49.605 | 586.9874
49.605 | 586.9874
49.605 | 586.9874
49.605 | 587.313
49.605 | 587.6385
49.605 | 586.9874
49.605 | 586.9874
49.605 | 587.313
49.605 | 587.313
49.605 | 586.9874
49.605 | 586.9874
49.605 | 587.313
49.605 | 586.9874
49.605 | 586.9874
49.605 | 586.9874
49.605 | 586.6619
49.605 | 586.9874
49.605 | 586.3363
49.605 | 586.6619
49.605 | 586.6619
49.6085 | 586.3363
49.6085 | 586.6619
49.6085 | 586.6619
49.6085 | 586.6619
49.6085 | 586.9874
49.6085 | 586.9874
49.6085 | 586.9874
49.6085 | 586.9874
49.6085 | 586.9874
49.6085 | 586.9874
49.6085 | 586.9874
49.6085 | 586.9874
49.6085 | 586.9874
49.6085 | 587.313
49.6085 | 587.9641
49.6085 | 587.6385
49.6085 | 587.313
49.6085 | 586.9874
49.6119 | 587.313
49.6119 | 586.9874
49.6119 | 586.9874
49.6119 | 586.9874
49.6119 | 586.9874
49.6119 | 586.9874
49.6119 | 586.9874
49.6119 | 586.9874
49.6119 | 586.9874
49.6119 | 586.9874
49.6119 | 586.9874
49.6119 | 586.9874
49.6119 | 586.6619
49.6119 | 586.9874
49.6119 | 586.9874
49.6119 | 586.9874
49.6119 | 586.9874
49.6119 | 586.9874
49.6154 | 586.9874
49.6154 | 586.9874
49.6154 | 586.9874
49.6154 | 586.9874
49.6154 | 586.9874
49.6154 | 586.9874
49.6154 | 587.313
49.6154 | 587.6385
49.6154 | 587.6385
49.6154 | 587.6385
49.6154 | 586.9874
49.6154 | 586.9874
49.6154 | 586.9874
49.6154 | 586.9874
49.6154 | 586.9874
49.6154 | 586.9874
49.6154 | 586.9874
49.6154 | 586.9874
49.6154 | 586.9874
49.6154 | 586.9874
49.6154 | 586.9874
49.6154 | 586.9874
49.6154 | 586.6619
49.6188 | 586.6619
49.6188 | 586.6619
49.6188 | 586.9874
49.6188 | 586.9874
49.6188 | 586.9874
49.6188 | 586.9874
49.6188 | 586.9874
49.6188 | 586.9874
49.6188 | 586.9874
49.6188 | 586.9874
49.6188 | 586.9874
49.6188 | 586.9874
49.6188 | 587.6385
49.6188 | 587.313
49.6188 | 587.6385
49.6188 | 587.6385
49.6188 | 587.6385
49.6188 | 586.9874
49.6188 | 587.313
49.6188 | 587.313
49.6188 | 587.313
49.6188 | 587.313
49.6188 | 587.6385
49.6188 | 587.313
49.6188 | 586.9874
49.6188 | 586.9874
49.6188 | 586.9874
49.6188 | 586.9874
49.6188 | 586.9874
49.6188 | 586.9874
49.6223 | 586.9874
49.6223 | 586.9874
49.6223 | 586.9874
49.6223 | 586.9874
49.6223 | 586.9874
49.6223 | 586.9874
49.6223 | 586.9874
49.6223 | 586.9874
49.6223 | 586.9874
49.6223 | 586.9874
49.6223 | 586.9874
49.6223 | 586.9874
49.6223 | 587.313
49.6223 | 586.9874
49.6223 | 586.9874
49.6223 | 586.9874
49.6223 | 586.9874
49.6223 | 586.9874
49.6223 | 586.9874
49.6223 | 586.9874
49.6223 | 587.6385
49.6223 | 587.313
49.6223 | 587.6385
49.6223 | 586.9874
49.6223 | 587.313
49.6223 | 587.313
49.6223 | 586.9874
49.6223 | 586.9874
49.6223 | 586.9874
49.6223 | 587.313
49.6223 | 587.313
49.6223 | 587.313
49.6223 | 587.6385
49.6223 | 587.9641
49.6223 | 587.6385
49.6223 | 587.6385
49.6223 | 587.6385
49.6223 | 587.6385
49.6223 | 587.9641
49.6223 | 587.6385
49.6223 | 587.9641
49.6223 | 587.9641
49.6223 | 587.9641
49.6223 | 587.9641
49.6223 | 587.9641
49.6223 | 587.6385
49.6223 | 587.6385
49.6223 | 587.6385
49.6223 | 587.9641
49.6223 | 587.9641
49.6223 | 587.313
Note on B2: [HELP] Enter information regarding the plant here. This includes: * static parameters * sampling information * approximate time of incident * dispatch information
Note on J2: [HELP] Results are displayed instantaneously as input data is entered.There is no need to press any buttons etc.
Note on L3: [HELP] If high speed data is not available, then values will error out
Note on C5: [HELP] In order to calculate plant inertia, use the following equation: Plant inertia = HS/(2π2f2) where, H = Plant inertia constant on machine base (seconds) S = Plant MVA base (MVA) f = 50 (Hz)
Note on C7: [HELP] This parameter is equal to 1 unless a different value as been agreed to with AEMO. See clause 2.1(a)(viii) of the User Guide v3.0
Note on C9: [HELP] If a plant is enabled for fast services and high speed data is not available, then R60 and L60 cannot be calculated because the parameter FD which is an input to R60 and L60 calculation has to be calculated from high speed data. However, this spreadsheet will still calculate R60 and L60 using an estimate of FD as long as low speed data is available. This parameter specifices the sampling rate of the low speed data. Refer to clause 2.2(b) of the User Guide V3.0 for further details
Note on L9: [HELP] Fast Raise 4s is used to "estimate" the parameter FD that is required for the Slow Raise calculation if * the plant has been enabled for Fast Raise; and, * high speed MW and frequency data is not available. Note that Fast Raise 4s (MW) is not an accurate estimation of the Fast Raise of the plant Refer to clause 2.2(b) of the User Guide V3.0 for further details
Note on A45: [HELP] Enter high speed frequency and MW traces here for Fast Raise here. Ensure that the sampling rate of the data matches the sampling rate indicated in the table above. Usually the data is sampled at 50ms intervals but can be less. Preferably should be at least 4s of data prior to the start of the incident.
Note on E45: [HELP] Enter low speed frequency and MW traces here for Slow and Delayed Raise here. Ensure that the sampling rate of the data matches the sampling rate indicated in the table above. Usually the data is sampled at 4s intervals but can be less. Preferably should be at least 4s of data prior to the start of the incident.

## RaiseFast
Intermediate Data - Do not Change |  |  |  |  | Section references are to User Guide V3.0
Time conversion | 0:00 | RT0 | 578.3063 |  | 2.1(b) - Results
Time interval | 0:00 | Frequency Setting | 0 |  | FAST RAISE | 39 | MW
Smoothing Constant | 0.1 | Disturbance time | 15:11 |  | FD | 69.5 | MW
G | 1 | Reference time | 398.8 |  | FB | 39
freq. ramp rate | 0.125 | Tinitiate | 1000 |  | FC | 74.5
freq. ref time | 2.8 | Switched Comp. Factor | 0 |  | Fast Enablement | 5
Deadband Lower Limit | 50 | Combined Controller | NO
[27 empty] | Section 2.1 (a)(xi) | Section 2.1 (a)(xii)
[17 empty] | Section 2.1 (a)(v) | [9 empty] | FB | FC
[9 empty] | Section 2.1 (a)(i) |  | Section 2.1 (a)(iii) | Section 2.1 (a)(iv) |  |  |  |  | FA | Section 2.1 (a)(vi) | Section 2.1 (a)(vii) |  | Section 2.1 (a)(viii) |  |  | Section 2.1 (a)(ix) |  | Section 2.1 (a)(x) | 39 | 74.5
Raw Data |  |  |  | Checking | Checking |  |  | Checking |  |  |  | Smoothed | Offset Smoothed | CALCULATED DATA |  |  | 555.338 | [9 empty] | CET < t < 6 | 6 < t < 60
Local frequency | FS - Switched | FP - Proportional | Power flow | disturbance | initiate | Time | Relative time | frequency at |  |  |  | Local frequency | Local frequency | df/dt | Inertial response | Adjusted generation | PRE-EVENT (-20<t<-8) | POST-EVENT (t>CET) |  |  |  |  | Proportionally Compensated |  |  |  | Compensated | Compensated | Frequency
Hz - Raw | MW | MW | MW | time | time | hh:mm:ss.00 | sec | t = 0 | Reference Trajectory | Adjustment | Adjusted Power | Hz - Smoothed | Hz - Smoothed off | Hz/sec | MW | MW | MW | Basic response (MW) | FS (Raw) | FP (Raw) | Fresp-rate | Proportional Control Comp | Basic response (MW) - FP | Switched Compensation | Adjusted FS | Adjusted Response | Basic response (MW) | Basic response (MW) | Recovery?
49.8639 | 0 | 554.4313 | 554.4313 |  |  | 15:10 | -20.12 |  | 576.691 | 1.6153 | 556.0466 | 49.8639 | 49.8639 | 0 | 0 | 556.0466 |  | 0 | 0 | 0 |  |  |  | 1 |  |  |  |  | 0
49.8639 | 0 | 554.4313 | 554.4313 |  |  | 15:10 | -20.1 |  | 576.6926 | 1.6137 | 556.045 | 49.8639 | 49.8639 | 0 | 0 | 556.045 |  | 0 | 0 | 0 |  |  |  | 1 |  |  |  |  | 0
49.8639 | 0 | 554.1057 | 554.1057 |  |  | 15:10 | -20.08 |  | 576.6943 | 1.6121 | 555.7178 | 49.8639 | 49.8639 | 0 | 0 | 555.7178 |  | 0 | 0 | 0 |  |  |  | 1 |  |  |  |  | 0
49.8639 | 0 | 554.1057 | 554.1057 |  |  | 15:10 | -20.06 |  | 576.6959 | 1.6104 | 555.7161 | 49.8639 | 49.8639 | 0 | 0 | 555.7161 |  | 0 | 0 | 0 |  |  |  | 1 |  |  |  |  | 0
49.8639 | 0 | 554.1057 | 554.1057 |  |  | 15:10 | -20.04 |  | 576.6975 | 1.6088 | 555.7145 | 49.8639 | 49.8639 | 0 | 0 | 555.7145 |  | 0 | 0 | 0 |  |  |  | 1 |  |  |  |  | 0
49.8639 | 0 | 554.1057 | 554.1057 |  |  | 15:10 | -20.02 |  | 576.6991 | 1.6072 | 555.7129 | 49.8639 | 49.8639 | 0 | 0 | 555.7129 |  | 0 | 0 | 0 |  |  |  | 1 |  |  |  |  | 0
49.8639 | 0 | 554.4313 | 554.4313 |  |  | 15:10 | -20 |  | 576.7008 | 1.6056 | 556.0369 | 49.8639 | 49.8639 | 0 | 0 | 556.0369 | 556.0369 | 0 | 0 | 0 |  |  |  | 1 |  |  |  |  | 0
49.8639 | 0 | 554.1057 | 554.1057 |  |  | 15:10 | -19.98 |  | 576.7024 | 1.6039 | 555.7096 | 49.8639 | 49.8639 | 0 | 0 | 555.7096 | 555.7096 | 0 | 0 | 0 |  |  |  | 1 |  |  |  |  | 0
49.8639 | 0 | 554.4313 | 554.4313 |  |  | 15:10 | -19.96 |  | 576.704 | 1.6023 | 556.0336 | 49.8639 | 49.8639 | 0 | 0 | 556.0336 | 556.0336 | 0 | 0 | 0 |  |  |  | 1 |  |  |  |  | 0
49.8639 | 0 | 554.4313 | 554.4313 |  |  | 15:10 | -19.94 |  | 576.7057 | 1.6007 | 556.032 | 49.8639 | 49.8639 | 0 | 0 | 556.032 | 556.032 | 0 | 0 | 0 |  |  |  | 1 |  |  |  |  | 0
49.8639 | 0 | 554.1057 | 554.1057 |  |  | 15:10 | -19.92 |  | 576.7073 | 1.599 | 555.7047 | 49.8639 | 49.8639 | -0.0034 | -0.15336 | 555.5514 | 555.5514 | 0 | 0 | 0 |  |  |  | 1 |  |  |  |  | 0
49.8639 | 0 | 554.1057 | 554.1057 |  |  | 15:10 | -19.9 |  | 576.7089 | 1.5974 | 555.7031 | 49.8639 | 49.8639 | -0.00816 | -0.36806 | 555.335 | 555.335 | 0 | 0 | 0 |  |  |  | 1 |  |  |  |  | 0
49.8639 | 0 | 554.1057 | 554.1057 |  |  | 15:10 | -19.88 |  | 576.7106 | 1.5958 | 555.7015 | 49.8639 | 49.8636 | -0.012444 | -0.5613 | 555.1402 | 555.1402 | 0 | 0 | 0 |  |  |  | 1 |  |  |  |  | 0
49.8639 | 0 | 554.1057 | 554.1057 |  |  | 15:10 | -19.86 |  | 576.7122 | 1.5941 | 555.6998 | 49.8639 | 49.8633 | -0.0146 | -0.65853 | 555.0413 | 555.0413 | 0 | 0 | 0 |  |  |  | 1 |  |  |  |  | 0
49.8639 | 0 | 554.1057 | 554.1057 |  |  | 15:10 | -19.84 |  | 576.7138 | 1.5925 | 555.6982 | 49.8639 | 49.863 | -0.01314 | -0.59267 | 555.1055 | 555.1055 | 0 | 0 | 0 |  |  |  | 1 |  |  |  |  | 0
49.8639 | 0 | 554.1057 | 554.1057 |  |  | 15:10 | -19.82 |  | 576.7154 | 1.5909 | 555.6966 | 49.8639 | 49.8627 | -0.011826 | -0.53341 | 555.1632 | 555.1632 | 0 | 0 | 0 |  |  |  | 1 |  |  |  |  | 0
49.8639 | 0 | 554.4313 | 554.4313 |  |  | 15:10 | -19.8 |  | 576.7171 | 1.5893 | 556.0206 | 49.8639 | 49.8625 | -0.010643 | -0.48006 | 555.5405 | 555.5405 | 0 | 0 | 0 |  |  |  | 1 |  |  |  |  | 0
49.8639 | 0 | 554.4313 | 554.4313 |  |  | 15:10 | -19.78 |  | 576.7187 | 1.5876 | 556.0189 | 49.8639 | 49.8623 | -0.0095788 | -0.43206 | 555.5869 | 555.5869 | 0 | 0 | 0 |  |  |  | 1 |  |  |  |  | 0
49.8639 | 0 | 554.1057 | 554.1057 |  |  | 15:10 | -19.76 |  | 576.7203 | 1.586 | 555.6917 | 49.8639 | 49.8621 | -0.0086209 | -0.38885 | 555.3028 | 555.3028 | 0 | 0 | 0 |  |  |  | 1 |  |  |  |  | 0
49.8639 | 0 | 554.4313 | 554.4313 |  |  | 15:10 | -19.74 |  | 576.722 | 1.5844 | 556.0157 | 49.8639 | 49.862 | -0.0077588 | -0.34997 | 555.6657 | 555.6657 | 0 | 0 | 0 |  |  |  | 1 |  |  |  |  | 0
49.8639 | 0 | 554.1057 | 554.1057 |  |  | 15:10 | -19.72 |  | 576.7236 | 1.5827 | 555.6884 | 49.8639 | 49.8618 | -0.0069829 | -0.31497 | 555.3735 | 555.3735 | 0 | 0 | 0 |  |  |  | 1 |  |  |  |  | 0
49.8605 | 0 | 554.4313 | 554.4313 |  |  | 15:10 | -19.7 |  | 576.7252 | 1.5811 | 556.0124 | 49.8636 | 49.8617 | -0.0062846 | -0.28345 | 555.7289 | 555.7289 | 0 | 0 | 0 |  |  |  | 1 |  |  |  |  | 0
49.8605 | 0 | 554.4313 | 554.4313 |  |  | 15:10 | -19.68 |  | 576.7269 | 1.5795 | 556.0108 | 49.8633 | 49.8616 | -0.0056562 | -0.25511 | 555.7557 | 555.7557 | 0 | 0 | 0 |  |  |  | 1 |  |  |  |  | 0
49.8605 | 0 | 554.4313 | 554.4313 |  |  | 15:10 | -19.66 |  | 576.7285 | 1.5778 | 556.0091 | 49.863 | 49.8615 | -0.0050906 | -0.2296 | 555.7795 | 555.7795 | 0 | 0 | 0 |  |  |  | 1 |  |  |  |  | 0
49.8605 | 0 | 554.4313 | 554.4313 |  |  | 15:10 | -19.64 |  | 576.7301 | 1.5762 | 556.0075 | 49.8627 | 49.8614 | -0.0045815 | -0.20664 | 555.8009 | 555.8009 | 0 | 0 | 0 |  |  |  | 1 |  |  |  |  | 0
49.8605 | 0 | 554.4313 | 554.4313 |  |  | 15:10 | -19.62 |  | 576.7317 | 1.5746 | 556.0059 | 49.8625 | 49.8613 | -0.0041234 | -0.18597 | 555.8199 | 555.8199 | 0 | 0 | 0 |  |  |  | 1 |  |  |  |  | 0
49.8605 | 0 | 554.4313 | 554.4313 |  |  | 15:10 | -19.6 |  | 576.7334 | 1.573 | 556.0043 | 49.8623 | 49.8612 | -0.003711 | -0.16738 | 555.8369 | 555.8369 | 0 | 0 | 0 |  |  |  | 1 |  |  |  |  | 0
49.8605 | 0 | 554.4313 | 554.4313 |  |  | 15:10 | -19.58 |  | 576.735 | 1.5713 | 556.0026 | 49.8621 | 49.8611 | -0.0033399 | -0.15064 | 555.852 | 555.852 | 0 | 0 | 0 |  |  |  | 1 |  |  |  |  | 0
49.8605 | 0 | 554.7568 | 554.7568 |  |  | 15:10 | -19.56 |  | 576.7366 | 1.5697 | 556.3265 | 49.862 | 49.8611 | -0.0030059 | -0.13558 | 556.1909 | 556.1909 | 0 | 0 | 0 |  |  |  | 1 |  |  |  |  | 0
49.8605 | 0 | 554.7568 | 554.7568 |  |  | 15:10 | -19.54 |  | 576.7383 | 1.5681 | 556.3249 | 49.8618 | 49.861 | -0.0027053 | -0.12202 | 556.2028 | 556.2028 | 0 | 0 | 0 |  |  |  | 1 |  |  |  |  | 0
49.8605 | 0 | 554.7568 | 554.7568 |  |  | 15:10 | -19.52 |  | 576.7399 | 1.5664 | 556.3232 | 49.8617 | 49.861 | -0.0024348 | -0.10982 | 556.2134 | 556.2134 | 0 | 0 | 0 |  |  |  | 1 |  |  |  |  | 0
49.8605 | 0 | 554.7568 | 554.7568 |  |  | 15:10 | -19.5 |  | 576.7415 | 1.5648 | 556.3216 | 49.8616 | 49.8609 | -0.0021913 | -0.098834 | 556.2228 | 556.2228 | 0 | 0 | 0 |  |  |  | 1 |  |  |  |  | 0
49.8605 | 0 | 554.7568 | 554.7568 |  |  | 15:10 | -19.48 |  | 576.7432 | 1.5632 | 556.32 | 49.8615 | 49.8609 | -0.0019722 | -0.088951 | 556.231 | 556.231 | 0 | 0 | 0 |  |  |  | 1 |  |  |  |  | 0
49.8605 | 0 | 554.4313 | 554.4313 |  |  | 15:10 | -19.46 |  | 576.7448 | 1.5615 | 555.9928 | 49.8614 | 49.8608 | -0.001775 | -0.080056 | 555.9128 | 555.9128 | 0 | 0 | 0 |  |  |  | 1 |  |  |  |  | 0
49.8605 | 0 | 554.4313 | 554.4313 |  |  | 15:10 | -19.44 |  | 576.7464 | 1.5599 | 555.9912 | 49.8613 | 49.8608 | -0.0015975 | -0.07205 | 555.9192 | 555.9192 | 0 | 0 | 0 |  |  |  | 1 |  |  |  |  | 0
49.8605 | 0 | 554.7568 | 554.7568 |  |  | 15:10 | -19.42 |  | 576.748 | 1.5583 | 556.3151 | 49.8612 | 49.8608 | -0.0014377 | -0.064845 | 556.2502 | 556.2502 | 0 | 0 | 0 |  |  |  | 1 |  |  |  |  | 0
49.8605 | 0 | 554.4313 | 554.4313 |  |  | 15:10 | -19.4 |  | 576.7497 | 1.5567 | 555.988 | 49.8611 | 49.8607 | -0.001294 | -0.058361 | 555.9296 | 555.9296 | 0 | 0 | 0 |  |  |  | 1 |  |  |  |  | 0
49.8605 | 0 | 554.4313 | 554.4313 |  |  | 15:10 | -19.38 |  | 576.7513 | 1.555 | 555.9863 | 49.8611 | 49.8607 | -0.0011646 | -0.052525 | 555.9338 | 555.9338 | 0 | 0 | 0 |  |  |  | 1 |  |  |  |  | 0
49.8605 | 0 | 554.4313 | 554.4313 |  |  | 15:10 | -19.36 |  | 576.7529 | 1.5534 | 555.9847 | 49.861 | 49.8607 | -0.0010481 | -0.047272 | 555.9374 | 555.9374 | 0 | 0 | 0 |  |  |  | 1 |  |  |  |  | 0
49.8605 | 0 | 554.4313 | 554.4313 |  |  | 15:10 | -19.34 |  | 576.7546 | 1.5518 | 555.9831 | 49.861 | 49.8607 | -0.00094329 | -0.042545 | 555.9405 | 555.9405 | 0 | 0 | 0 |  |  |  | 1 |  |  |  |  | 0
49.8605 | 0 | 554.4313 | 554.4313 |  |  | 15:10 | -19.32 |  | 576.7562 | 1.5501 | 555.9814 | 49.8609 | 49.8607 | -0.00084896 | -0.03829 | 555.9431 | 555.9431 | 0 | 0 | 0 |  |  |  | 1 |  |  |  |  | 0
49.8605 | 0 | 554.4313 | 554.4313 |  |  | 15:10 | -19.3 |  | 576.7578 | 1.5485 | 555.9798 | 49.8609 | 49.8606 | -0.00076407 | -0.034461 | 555.9453 | 555.9453 | 0 | 0 | 0 |  |  |  | 1 |  |  |  |  | 0
49.8605 | 0 | 554.4313 | 554.4313 |  |  | 15:10 | -19.28 |  | 576.7595 | 1.5469 | 555.9782 | 49.8608 | 49.8606 | -0.00068766 | -0.031015 | 555.9472 | 555.9472 | 0 | 0 | 0 |  |  |  | 1 |  |  |  |  | 0
49.8605 | 0 | 554.1057 | 554.1057 |  |  | 15:10 | -19.26 |  | 576.7611 | 1.5452 | 555.6509 | 49.8608 | 49.8606 | -0.00061889 | -0.027914 | 555.623 | 555.623 | 0 | 0 | 0 |  |  |  | 1 |  |  |  |  | 0
49.8605 | 0 | 554.1057 | 554.1057 |  |  | 15:10 | -19.24 |  | 576.7627 | 1.5436 | 555.6493 | 49.8608 | 49.8606 | -0.000557 | -0.025122 | 555.6242 | 555.6242 | 0 | 0 | 0 |  |  |  | 1 |  |  |  |  | 0
49.8605 | 0 | 554.1057 | 554.1057 |  |  | 15:10 | -19.22 |  | 576.7643 | 1.542 | 555.6477 | 49.8607 | 49.8606 | -0.0005013 | -0.02261 | 555.6251 | 555.6251 | 0 | 0 | 0 |  |  |  | 1 |  |  |  |  | 0
49.8605 | 0 | 553.7802 | 553.7802 |  |  | 15:10 | -19.2 |  | 576.766 | 1.5404 | 555.3206 | 49.8607 | 49.8606 | -0.00045117 | -0.020349 | 555.3002 | 555.3002 | 0 | 0 | 0 |  |  |  | 1 |  |  |  |  | 0
49.8605 | 0 | 554.1057 | 554.1057 |  |  | 15:10 | -19.18 |  | 576.7676 | 1.5387 | 555.6444 | 49.8607 | 49.8606 | -0.00040606 | -0.018314 | 555.6261 | 555.6261 | 0 | 0 | 0 |  |  |  | 1 |  |  |  |  | 0
49.8605 | 0 | 553.7802 | 553.7802 |  |  | 15:10 | -19.16 |  | 576.7692 | 1.5371 | 555.3173 | 49.8607 | 49.8606 | -0.00036545 | -0.016483 | 555.3008 | 555.3008 | 0 | 0 | 0 |  |  |  | 1 |  |  |  |  | 0
49.8605 | 0 | 553.7802 | 553.7802 |  |  | 15:10 | -19.14 |  | 576.7709 | 1.5355 | 555.3157 | 49.8607 | 49.8606 | -0.00032891 | -0.014835 | 555.3008 | 555.3008 | 0 | 0 | 0 |  |  |  | 1 |  |  |  |  | 0
49.8605 | 0 | 553.4546 | 553.4546 |  |  | 15:10 | -19.12 |  | 576.7725 | 1.5338 | 554.9884 | 49.8606 | 49.8606 | -0.00029602 | -0.013351 | 554.9751 | 554.9751 | 0 | 0 | 0 |  |  |  | 1 |  |  |  |  | 0
49.8605 | 0 | 553.7802 | 553.7802 |  |  | 15:10 | -19.1 |  | 576.7741 | 1.5322 | 555.3124 | 49.8606 | 49.8606 | -0.00026641 | -0.012016 | 555.3004 | 555.3004 | 0 | 0 | 0 |  |  |  | 1 |  |  |  |  | 0
49.8605 | 0 | 553.4546 | 553.4546 |  |  | 15:10 | -19.08 |  | 576.7758 | 1.5306 | 554.9852 | 49.8606 | 49.8605 | -0.00023977 | -0.010814 | 554.9744 | 554.9744 | 0 | 0 | 0 |  |  |  | 1 |  |  |  |  | 0
49.8605 | 0 | 553.4546 | 553.4546 |  |  | 15:10 | -19.06 |  | 576.7774 | 1.5289 | 554.9835 | 49.8606 | 49.8605 | -0.00021579 | -0.0097329 | 554.9738 | 554.9738 | 0 | 0 | 0 |  |  |  | 1 |  |  |  |  | 0
49.8605 | 0 | 553.7802 | 553.7802 |  |  | 15:10 | -19.04 |  | 576.779 | 1.5273 | 555.3075 | 49.8606 | 49.8605 | -0.00019422 | -0.0087596 | 555.2988 | 555.2988 | 0 | 0 | 0 |  |  |  | 1 |  |  |  |  | 0
49.8605 | 0 | 553.4546 | 553.4546 |  |  | 15:10 | -19.02 |  | 576.7806 | 1.5257 | 554.9803 | 49.8606 | 49.8605 | -0.00017479 | -0.0078837 | 554.9724 | 554.9724 | 0 | 0 | 0 |  |  |  | 1 |  |  |  |  | 0
49.8605 | 0 | 553.7802 | 553.7802 |  |  | 15:10 | -19 |  | 576.7823 | 1.5241 | 555.3043 | 49.8606 | 49.8605 | -0.00015731 | -0.0070953 | 555.2972 | 555.2972 | 0 | 0 | 0 |  |  |  | 1 |  |  |  |  | 0
49.8605 | 0 | 553.7802 | 553.7802 |  |  | 15:10 | -18.98 |  | 576.7839 | 1.5224 | 555.3026 | 49.8606 | 49.8605 | -0.00014158 | -0.0063858 | 555.2962 | 555.2962 | 0 | 0 | 0 |  |  |  | 1 |  |  |  |  | 0
49.8605 | 0 | 553.4546 | 553.4546 |  |  | 15:10 | -18.96 |  | 576.7855 | 1.5208 | 554.9754 | 49.8606 | 49.8605 | -0.00012742 | -0.0057472 | 554.9696 | 554.9696 | 0 | 0 | 0 |  |  |  | 1 |  |  |  |  | 0
49.8605 | 0 | 553.7802 | 553.7802 |  |  | 15:10 | -18.94 |  | 576.7872 | 1.5192 | 555.2994 | 49.8606 | 49.8605 | -0.00011468 | -0.0051725 | 555.2942 | 555.2942 | 0 | 0 | 0 |  |  |  | 1 |  |  |  |  | 0
49.8605 | 0 | 553.7802 | 553.7802 |  |  | 15:10 | -18.92 |  | 576.7888 | 1.5175 | 555.2977 | 49.8606 | 49.8605 | -0.00010321 | -0.0046552 | 555.2931 | 555.2931 | 0 | 0 | 0 |  |  |  | 1 |  |  |  |  | 0
49.8605 | 0 | 553.7802 | 553.7802 |  |  | 15:10 | -18.9 |  | 576.7904 | 1.5159 | 555.2961 | 49.8605 | 49.8605 | -9.2893e-05 | -0.0041897 | 555.2919 | 555.2919 | 0 | 0 | 0 |  |  |  | 1 |  |  |  |  | 0
49.8605 | 0 | 553.7802 | 553.7802 |  |  | 15:10 | -18.88 |  | 576.7921 | 1.5143 | 555.2945 | 49.8605 | 49.8605 | -8.3603e-05 | -0.0037707 | 555.2907 | 555.2907 | 0 | 0 | 0 |  |  |  | 1 |  |  |  |  | 0
49.8605 | 0 | 554.1057 | 554.1057 |  |  | 15:10 | -18.86 |  | 576.7937 | 1.5126 | 555.6183 | 49.8605 | 49.8605 | -7.5243e-05 | -0.0033937 | 555.6149 | 555.6149 | 0 | 0 | 0 |  |  |  | 1 |  |  |  |  | 0
49.8605 | 0 | 554.1057 | 554.1057 |  |  | 15:10 | -18.84 |  | 576.7953 | 1.511 | 555.6167 | 49.8605 | 49.8605 | -6.7719e-05 | -0.0030543 | 555.6137 | 555.6137 | 0 | 0 | 0 |  |  |  | 1 |  |  |  |  | 0
49.8605 | 0 | 554.4313 | 554.4313 |  |  | 15:10 | -18.82 |  | 576.7969 | 1.5094 | 555.9407 | 49.8605 | 49.8605 | -6.0947e-05 | -0.0027489 | 555.9379 | 555.9379 | 0 | 0 | 0 |  |  |  | 1 |  |  |  |  | 0
49.8605 | 0 | 554.4313 | 554.4313 |  |  | 15:10 | -18.8 |  | 576.7986 | 1.5078 | 555.9391 | 49.8605 | 49.8605 | -5.4852e-05 | -0.002474 | 555.9366 | 555.9366 | 0 | 0 | 0 |  |  |  | 1 |  |  |  |  | 0
49.8605 | 0 | 554.4313 | 554.4313 |  |  | 15:10 | -18.78 |  | 576.8002 | 1.5061 | 555.9374 | 49.8605 | 49.8605 | -4.9367e-05 | -0.0022266 | 555.9352 | 555.9352 | 0 | 0 | 0 |  |  |  | 1 |  |  |  |  | 0
49.8605 | 0 | 554.1057 | 554.1057 |  |  | 15:10 | -18.76 |  | 576.8018 | 1.5045 | 555.6102 | 49.8605 | 49.8605 | -4.443e-05 | -0.0020039 | 555.6082 | 555.6082 | 0 | 0 | 0 |  |  |  | 1 |  |  |  |  | 0
49.8605 | 0 | 554.4313 | 554.4313 |  |  | 15:10 | -18.74 |  | 576.8035 | 1.5029 | 555.9342 | 49.8605 | 49.8605 | -3.9987e-05 | -0.0018035 | 555.9324 | 555.9324 | 0 | 0 | 0 |  |  |  | 1 |  |  |  |  | 0
49.8605 | 0 | 554.4313 | 554.4313 |  |  | 15:10 | -18.72 |  | 576.8051 | 1.5012 | 555.9325 | 49.8605 | 49.8605 | -3.5989e-05 | -0.0016232 | 555.9309 | 555.9309 | 0 | 0 | 0 |  |  |  | 1 |  |  |  |  | 0
49.8605 | 0 | 554.7568 | 554.7568 |  |  | 15:10 | -18.7 |  | 576.8067 | 1.4996 | 556.2564 | 49.8605 | 49.8605 | -3.239e-05 | -0.0014609 | 556.2549 | 556.2549 | 0 | 0 | 0 |  |  |  | 1 |  |  |  |  | 0
49.8605 | 0 | 554.4313 | 554.4313 |  |  | 15:10 | -18.68 |  | 576.8084 | 1.498 | 555.9293 | 49.8605 | 49.8605 | -2.9151e-05 | -0.0013148 | 555.928 | 555.928 | 0 | 0 | 0 |  |  |  | 1 |  |  |  |  | 0
49.8605 | 0 | 554.1057 | 554.1057 |  |  | 15:10 | -18.66 |  | 576.81 | 1.4963 | 555.602 | 49.8605 | 49.8605 | -2.6236e-05 | -0.0011833 | 555.6009 | 555.6009 | 0 | 0 | 0 |  |  |  | 1 |  |  |  |  | 0
49.8605 | 0 | 554.4313 | 554.4313 |  |  | 15:10 | -18.64 |  | 576.8116 | 1.4947 | 555.926 | 49.8605 | 49.8605 | -2.3612e-05 | -0.001065 | 555.9249 | 555.9249 | 0 | 0 | 0 |  |  |  | 1 |  |  |  |  | 0
49.8605 | 0 | 553.7802 | 553.7802 |  |  | 15:10 | -18.62 |  | 576.8132 | 1.4931 | 555.2733 | 49.8605 | 49.8605 | -2.1251e-05 | -0.00095847 | 555.2723 | 555.2723 | 0 | 0 | 0 |  |  |  | 1 |  |  |  |  | 0
49.8605 | 0 | 554.1057 | 554.1057 |  |  | 15:10 | -18.6 |  | 576.8149 | 1.4915 | 555.5972 | 49.8605 | 49.8605 | -1.9126e-05 | -0.00086262 | 555.5963 | 555.5963 | 0 | 0 | 0 |  |  |  | 1 |  |  |  |  | 0
49.8605 | 0 | 554.1057 | 554.1057 |  |  | 15:10 | -18.58 |  | 576.8165 | 1.4898 | 555.5955 | 49.8605 | 49.8605 | -1.7213e-05 | -0.00077636 | 555.5947 | 555.5947 | 0 | 0 | 0 |  |  |  | 1 |  |  |  |  | 0
49.8605 | 0 | 554.1057 | 554.1057 |  |  | 15:10 | -18.56 |  | 576.8181 | 1.4882 | 555.5939 | 49.8605 | 49.8605 | -1.5492e-05 | -0.00069872 | 555.5932 | 555.5932 | 0 | 0 | 0 |  |  |  | 1 |  |  |  |  | 0
49.8605 | 0 | 553.7802 | 553.7802 |  |  | 15:10 | -18.54 |  | 576.8198 | 1.4866 | 555.2668 | 49.8605 | 49.8605 | -1.3943e-05 | -0.00062885 | 555.2661 | 555.2661 | 0 | 0 | 0 |  |  |  | 1 |  |  |  |  | 0
49.8605 | 0 | 553.7802 | 553.7802 |  |  | 15:10 | -18.52 |  | 576.8214 | 1.4849 | 555.2651 | 49.8605 | 49.8605 | -1.2548e-05 | -0.00056597 | 555.2646 | 555.2646 | 0 | 0 | 0 |  |  |  | 1 |  |  |  |  | 0
49.8605 | 0 | 554.1057 | 554.1057 |  |  | 15:10 | -18.5 |  | 576.823 | 1.4833 | 555.589 | 49.8605 | 49.8605 | -1.1294e-05 | -0.00050937 | 555.5885 | 555.5885 | 0 | 0 | 0 |  |  |  | 1 |  |  |  |  | 0
49.8605 | 0 | 553.7802 | 553.7802 |  |  | 15:10 | -18.48 |  | 576.8247 | 1.4817 | 555.2619 | 49.8605 | 49.8605 | -1.0164e-05 | -0.00045843 | 555.2614 | 555.2614 | 0 | 0 | 0 |  |  |  | 1 |  |  |  |  | 0
49.8605 | 0 | 554.1057 | 554.1057 |  |  | 15:10 | -18.46 |  | 576.8263 | 1.48 | 555.5857 | 49.8605 | 49.8605 | -9.1478e-06 | -0.00041259 | 555.5853 | 555.5853 | 0 | 0 | 0 |  |  |  | 1 |  |  |  |  | 0
49.8605 | 0 | 553.4546 | 553.4546 |  |  | 15:10 | -18.44 |  | 576.8279 | 1.4784 | 554.933 | 49.8605 | 49.8605 | -8.233e-06 | -0.00037133 | 554.9326 | 554.9326 | 0 | 0 | 0 |  |  |  | 1 |  |  |  |  | 0
49.8605 | 0 | 553.7802 | 553.7802 |  |  | 15:10 | -18.42 |  | 576.8295 | 1.4768 | 555.257 | 49.8605 | 49.8605 | -7.4097e-06 | -0.0003342 | 555.2566 | 555.2566 | 0 | 0 | 0 |  |  |  | 1 |  |  |  |  | 0
49.8605 | 0 | 553.7802 | 553.7802 |  |  | 15:10 | -18.4 |  | 576.8312 | 1.4752 | 555.2554 | 49.8605 | 49.8605 | -6.6687e-06 | -0.00030078 | 555.255 | 555.255 | 0 | 0 | 0 |  |  |  | 1 |  |  |  |  | 0
49.8605 | 0 | 554.1057 | 554.1057 |  |  | 15:10 | -18.38 |  | 576.8328 | 1.4735 | 555.5792 | 49.8605 | 49.8605 | -6.0019e-06 | -0.0002707 | 555.5789 | 555.5789 | 0 | 0 | 0 |  |  |  | 1 |  |  |  |  | 0
49.8605 | 0 | 554.1057 | 554.1057 |  |  | 15:10 | -18.36 |  | 576.8344 | 1.4719 | 555.5776 | 49.8605 | 49.8605 | -5.4017e-06 | -0.00024363 | 555.5773 | 555.5773 | 0 | 0 | 0 |  |  |  | 1 |  |  |  |  | 0
49.8605 | 0 | 554.1057 | 554.1057 |  |  | 15:10 | -18.34 |  | 576.8361 | 1.4703 | 555.576 | 49.8605 | 49.8605 | -4.8615e-06 | -0.00021927 | 555.5757 | 555.5757 | 0 | 0 | 0 |  |  |  | 1 |  |  |  |  | 0
49.8605 | 0 | 554.4313 | 554.4313 |  |  | 15:10 | -18.32 |  | 576.8377 | 1.4686 | 555.8999 | 49.8605 | 49.8605 | -4.3754e-06 | -0.00019734 | 555.8997 | 555.8997 | 0 | 0 | 0 |  |  |  | 1 |  |  |  |  | 0
49.8605 | 0 | 554.1057 | 554.1057 |  |  | 15:10 | -18.3 |  | 576.8393 | 1.467 | 555.5727 | 49.8605 | 49.8605 | -3.9378e-06 | -0.00017761 | 555.5725 | 555.5725 | 0 | 0 | 0 |  |  |  | 1 |  |  |  |  | 0
49.8605 | 0 | 554.4313 | 554.4313 |  |  | 15:10 | -18.28 |  | 576.841 | 1.4654 | 555.8967 | 49.8605 | 49.8605 | -3.544e-06 | -0.00015985 | 555.8965 | 555.8965 | 0 | 0 | 0 |  |  |  | 1 |  |  |  |  | 0
49.8605 | 0 | 554.7568 | 554.7568 |  |  | 15:10 | -18.26 |  | 576.8426 | 1.4637 | 556.2205 | 49.8605 | 49.8605 | -3.1896e-06 | -0.00014386 | 556.2204 | 556.2204 | 0 | 0 | 0 |  |  |  | 1 |  |  |  |  | 0
49.8605 | 0 | 554.4313 | 554.4313 |  |  | 15:10 | -18.24 |  | 576.8442 | 1.4621 | 555.8934 | 49.8605 | 49.8605 | -2.8707e-06 | -0.00012948 | 555.8933 | 555.8933 | 0 | 0 | 0 |  |  |  | 1 |  |  |  |  | 0
49.8605 | 0 | 554.4313 | 554.4313 |  |  | 15:10 | -18.22 |  | 576.8458 | 1.4605 | 555.8918 | 49.8605 | 49.8605 | -2.5836e-06 | -0.00011653 | 555.8917 | 555.8917 | 0 | 0 | 0 |  |  |  | 1 |  |  |  |  | 0
49.8605 | 0 | 554.7568 | 554.7568 |  |  | 15:10 | -18.2 |  | 576.8475 | 1.4589 | 556.2157 | 49.8605 | 49.8605 | -2.3252e-06 | -0.00010487 | 556.2155 | 556.2155 | 0 | 0 | 0 |  |  |  | 1 |  |  |  |  | 0
49.8605 | 0 | 554.4313 | 554.4313 |  |  | 15:10 | -18.18 |  | 576.8491 | 1.4572 | 555.8885 | 49.8605 | 49.8605 | -2.0927e-06 | -9.4387e-05 | 555.8884 | 555.8884 | 0 | 0 | 0 |  |  |  | 1 |  |  |  |  | 0
49.8605 | 0 | 554.7568 | 554.7568 |  |  | 15:10 | -18.16 |  | 576.8507 | 1.4556 | 556.2124 | 49.8605 | 49.8605 | -1.8835e-06 | -8.4949e-05 | 556.2123 | 556.2123 | 0 | 0 | 0 |  |  |  | 1 |  |  |  |  | 0
49.8605 | 0 | 554.4313 | 554.4313 |  |  | 15:10 | -18.14 |  | 576.8524 | 1.454 | 555.8853 | 49.8605 | 49.8605 | -1.6951e-06 | -7.6454e-05 | 555.8852 | 555.8852 | 0 | 0 | 0 |  |  |  | 1 |  |  |  |  | 0
49.8605 | 0 | 554.4313 | 554.4313 |  |  | 15:10 | -18.12 |  | 576.854 | 1.4523 | 555.8836 | 49.8605 | 49.8605 | -1.5256e-06 | -6.8808e-05 | 555.8836 | 555.8836 | 0 | 0 | 0 |  |  |  | 1 |  |  |  |  | 0
49.8605 | 0 | 554.4313 | 554.4313 |  |  | 15:10 | -18.1 |  | 576.8556 | 1.4507 | 555.882 | 49.8605 | 49.8605 | -1.373e-06 | -6.1927e-05 | 555.8819 | 555.8819 | 0 | 0 | 0 |  |  |  | 1 |  |  |  |  | 0
49.8605 | 0 | 554.7568 | 554.7568 |  |  | 15:10 | -18.08 |  | 576.8573 | 1.4491 | 556.2059 | 49.8605 | 49.8605 | -1.2357e-06 | -5.5735e-05 | 556.2058 | 556.2058 | 0 | 0 | 0 |  |  |  | 1 |  |  |  |  | 0
49.8605 | 0 | 554.7568 | 554.7568 |  |  | 15:10 | -18.06 |  | 576.8589 | 1.4474 | 556.2042 | 49.8605 | 49.8605 | -1.1122e-06 | -5.0161e-05 | 556.2042 | 556.2042 | 0 | 0 | 0 |  |  |  | 1 |  |  |  |  | 0
49.8605 | 0 | 554.4313 | 554.4313 |  |  | 15:10 | -18.04 |  | 576.8605 | 1.4458 | 555.8771 | 49.8605 | 49.8605 | -1.0009e-06 | -4.5145e-05 | 555.8771 | 555.8771 | 0 | 0 | 0 |  |  |  | 1 |  |  |  |  | 0
49.8605 | 0 | 554.4313 | 554.4313 |  |  | 15:10 | -18.02 |  | 576.8621 | 1.4442 | 555.8755 | 49.8605 | 49.8605 | -9.0085e-07 | -4.0631e-05 | 555.8754 | 555.8754 | 0 | 0 | 0 |  |  |  | 1 |  |  |  |  | 0
49.8605 | 0 | 554.4313 | 554.4313 |  |  | 15:10 | -18 |  | 576.8638 | 1.4426 | 555.8739 | 49.8605 | 49.8605 | -8.1076e-07 | -3.6568e-05 | 555.8738 | 555.8738 | 0 | 0 | 0 |  |  |  | 1 |  |  |  |  | 0
49.8605 | 0 | 554.4313 | 554.4313 |  |  | 15:10 | -17.98 |  | 576.8654 | 1.4409 | 555.8722 | 49.8605 | 49.8605 | -7.2969e-07 | -3.2911e-05 | 555.8722 | 555.8722 | 0 | 0 | 0 |  |  |  | 1 |  |  |  |  | 0
49.8605 | 0 | 554.4313 | 554.4313 |  |  | 15:10 | -17.96 |  | 576.867 | 1.4393 | 555.8706 | 49.8605 | 49.8605 | -6.5672e-07 | -2.962e-05 | 555.8706 | 555.8706 | 0 | 0 | 0 |  |  |  | 1 |  |  |  |  | 0
49.8605 | 0 | 554.4313 | 554.4313 |  |  | 15:10 | -17.94 |  | 576.8687 | 1.4377 | 555.869 | 49.8605 | 49.8605 | -5.9105e-07 | -2.6658e-05 | 555.8689 | 555.8689 | 0 | 0 | 0 |  |  |  | 1 |  |  |  |  | 0
49.8605 | 0 | 554.7568 | 554.7568 |  |  | 15:10 | -17.92 |  | 576.8703 | 1.436 | 556.1928 | 49.8605 | 49.8605 | -5.3194e-07 | -2.3992e-05 | 556.1928 | 556.1928 | 0 | 0 | 0 |  |  |  | 1 |  |  |  |  | 0
49.8605 | 0 | 554.4313 | 554.4313 |  |  | 15:10 | -17.9 |  | 576.8719 | 1.4344 | 555.8657 | 49.8605 | 49.8605 | -4.7875e-07 | -2.1593e-05 | 555.8657 | 555.8657 | 0 | 0 | 0 |  |  |  | 1 |  |  |  |  | 0
49.8605 | 0 | 554.1057 | 554.1057 |  |  | 15:10 | -17.88 |  | 576.8736 | 1.4328 | 555.5385 | 49.8605 | 49.8605 | -4.3087e-07 | -1.9434e-05 | 555.5385 | 555.5385 | 0 | 0 | 0 |  |  |  | 1 |  |  |  |  | 0
49.8605 | 0 | 554.7568 | 554.7568 |  |  | 15:10 | -17.86 |  | 576.8752 | 1.4311 | 556.1879 | 49.8605 | 49.8605 | -3.8779e-07 | -1.749e-05 | 556.1879 | 556.1879 | 0 | 0 | 0 |  |  |  | 1 |  |  |  |  | 0
49.8605 | 0 | 554.4313 | 554.4313 |  |  | 15:10 | -17.84 |  | 576.8768 | 1.4295 | 555.8608 | 49.8605 | 49.8605 | -3.4901e-07 | -1.5741e-05 | 555.8608 | 555.8608 | 0 | 0 | 0 |  |  |  | 1 |  |  |  |  | 0
49.8605 | 0 | 554.1057 | 554.1057 |  |  | 15:10 | -17.82 |  | 576.8784 | 1.4279 | 555.5336 | 49.8605 | 49.8605 | -3.1411e-07 | -1.4167e-05 | 555.5336 | 555.5336 | 0 | 0 | 0 |  |  |  | 1 |  |  |  |  | 0
49.8605 | 0 | 554.1057 | 554.1057 |  |  | 15:10 | -17.8 |  | 576.8801 | 1.4263 | 555.532 | 49.8605 | 49.8605 | -2.827e-07 | -1.275e-05 | 555.5319 | 555.5319 | 0 | 0 | 0 |  |  |  | 1 |  |  |  |  | 0
49.8605 | 0 | 554.4313 | 554.4313 |  |  | 15:10 | -17.78 |  | 576.8817 | 1.4246 | 555.8559 | 49.8605 | 49.8605 | -2.5443e-07 | -1.1475e-05 | 555.8559 | 555.8559 | 0 | 0 | 0 |  |  |  | 1 |  |  |  |  | 0
49.8605 | 0 | 554.4313 | 554.4313 |  |  | 15:10 | -17.76 |  | 576.8833 | 1.423 | 555.8543 | 49.8605 | 49.8605 | -2.2898e-07 | -1.0328e-05 | 555.8543 | 555.8543 | 0 | 0 | 0 |  |  |  | 1 |  |  |  |  | 0
49.8605 | 0 | 554.4313 | 554.4313 |  |  | 15:10 | -17.74 |  | 576.885 | 1.4214 | 555.8527 | 49.8605 | 49.8605 | -2.0609e-07 | -9.295e-06 | 555.8527 | 555.8527 | 0 | 0 | 0 |  |  |  | 1 |  |  |  |  | 0
49.8605 | 0 | 554.4313 | 554.4313 |  |  | 15:10 | -17.72 |  | 576.8866 | 1.4197 | 555.851 | 49.8605 | 49.8605 | -1.8548e-07 | -8.3655e-06 | 555.851 | 555.851 | 0 | 0 | 0 |  |  |  | 1 |  |  |  |  | 0
49.8605 | 0 | 554.4313 | 554.4313 |  |  | 15:10 | -17.7 |  | 576.8882 | 1.4181 | 555.8494 | 49.8605 | 49.8605 | -1.6693e-07 | -7.5289e-06 | 555.8494 | 555.8494 | 0 | 0 | 0 |  |  |  | 1 |  |  |  |  | 0
49.8605 | 0 | 554.4313 | 554.4313 |  |  | 15:10 | -17.68 |  | 576.8899 | 1.4165 | 555.8478 | 49.8605 | 49.8605 | -1.5024e-07 | -6.776e-06 | 555.8478 | 555.8478 | 0 | 0 | 0 |  |  |  | 1 |  |  |  |  | 0
49.8605 | 0 | 554.4313 | 554.4313 |  |  | 15:10 | -17.66 |  | 576.8915 | 1.4148 | 555.8461 | 49.8605 | 49.8605 | -1.3521e-07 | -6.0984e-06 | 555.8461 | 555.8461 | 0 | 0 | 0 |  |  |  | 1 |  |  |  |  | 0
49.8605 | 0 | 554.1057 | 554.1057 |  |  | 15:10 | -17.64 |  | 576.8931 | 1.4132 | 555.5189 | 49.8605 | 49.8605 | -1.2169e-07 | -5.4886e-06 | 555.5189 | 555.5189 | 0 | 0 | 0 |  |  |  | 1 |  |  |  |  | 0
49.8605 | 0 | 554.1057 | 554.1057 |  |  | 15:10 | -17.62 |  | 576.8947 | 1.4116 | 555.5173 | 49.8605 | 49.8605 | -1.0952e-07 | -4.9397e-06 | 555.5173 | 555.5173 | 0 | 0 | 0 |  |  |  | 1 |  |  |  |  | 0
49.8605 | 0 | 554.4313 | 554.4313 |  |  | 15:10 | -17.6 |  | 576.8964 | 1.41 | 555.8413 | 49.8605 | 49.8605 | -9.857e-08 | -4.4458e-06 | 555.8412 | 555.8412 | 0 | 0 | 0 |  |  |  | 1 |  |  |  |  | 0
49.8605 | 0 | 554.4313 | 554.4313 |  |  | 15:10 | -17.58 |  | 576.898 | 1.4083 | 555.8396 | 49.8605 | 49.8605 | -8.8713e-08 | -4.0012e-06 | 555.8396 | 555.8396 | 0 | 0 | 0 |  |  |  | 1 |  |  |  |  | 0
49.8605 | 0 | 554.1057 | 554.1057 |  |  | 15:10 | -17.56 |  | 576.8996 | 1.4067 | 555.5124 | 49.8605 | 49.8605 | -7.9842e-08 | -3.6011e-06 | 555.5124 | 555.5124 | 0 | 0 | 0 |  |  |  | 1 |  |  |  |  | 0
49.8605 | 0 | 554.4313 | 554.4313 |  |  | 15:10 | -17.54 |  | 576.9013 | 1.4051 | 555.8364 | 49.8605 | 49.8605 | -7.1858e-08 | -3.241e-06 | 555.8364 | 555.8364 | 0 | 0 | 0 |  |  |  | 1 |  |  |  |  | 0
49.8605 | 0 | 554.1057 | 554.1057 |  |  | 15:10 | -17.52 |  | 576.9029 | 1.4034 | 555.5091 | 49.8605 | 49.8605 | -6.4672e-08 | -2.9169e-06 | 555.5091 | 555.5091 | 0 | 0 | 0 |  |  |  | 1 |  |  |  |  | 0
49.8605 | 0 | 554.1057 | 554.1057 |  |  | 15:10 | -17.5 |  | 576.9045 | 1.4018 | 555.5075 | 49.8605 | 49.8605 | -5.8205e-08 | -2.6252e-06 | 555.5075 | 555.5075 | 0 | 0 | 0 |  |  |  | 1 |  |  |  |  | 0
49.8605 | 0 | 554.1057 | 554.1057 |  |  | 15:10 | -17.48 |  | 576.9062 | 1.4002 | 555.5059 | 49.8605 | 49.8605 | -5.2384e-08 | -2.3627e-06 | 555.5059 | 555.5059 | 0 | 0 | 0 |  |  |  | 1 |  |  |  |  | 0
49.8605 | 0 | 554.1057 | 554.1057 |  |  | 15:10 | -17.46 |  | 576.9078 | 1.3985 | 555.5042 | 49.8605 | 49.8605 | -4.7146e-08 | -2.1264e-06 | 555.5042 | 555.5042 | 0 | 0 | 0 |  |  |  | 1 |  |  |  |  | 0
49.8605 | 0 | 554.1057 | 554.1057 |  |  | 15:10 | -17.44 |  | 576.9094 | 1.3969 | 555.5026 | 49.8605 | 49.8605 | -4.2431e-08 | -1.9138e-06 | 555.5026 | 555.5026 | 0 | 0 | 0 |  |  |  | 1 |  |  |  |  | 0
49.8605 | 0 | 554.1057 | 554.1057 |  |  | 15:10 | -17.42 |  | 576.911 | 1.3953 | 555.501 | 49.8605 | 49.8605 | -3.8188e-08 | -1.7224e-06 | 555.501 | 555.501 | 0 | 0 | 0 |  |  |  | 1 |  |  |  |  | 0
49.8605 | 0 | 554.1057 | 554.1057 |  |  | 15:10 | -17.4 |  | 576.9127 | 1.3937 | 555.4994 | 49.8605 | 49.8605 | -3.4369e-08 | -1.5501e-06 | 555.4993 | 555.4993 | 0 | 0 | 0 |  |  |  | 1 |  |  |  |  | 0
49.8605 | 0 | 554.4313 | 554.4313 |  |  | 15:10 | -17.38 |  | 576.9143 | 1.392 | 555.8233 | 49.8605 | 49.8605 | -3.0932e-08 | -1.3951e-06 | 555.8233 | 555.8233 | 0 | 0 | 0 |  |  |  | 1 |  |  |  |  | 0
49.8605 | 0 | 554.1057 | 554.1057 |  |  | 15:10 | -17.36 |  | 576.9159 | 1.3904 | 555.4961 | 49.8605 | 49.8605 | -2.7839e-08 | -1.2556e-06 | 555.4961 | 555.4961 | 0 | 0 | 0 |  |  |  | 1 |  |  |  |  | 0
49.8605 | 0 | 554.1057 | 554.1057 |  |  | 15:10 | -17.34 |  | 576.9176 | 1.3888 | 555.4945 | 49.8605 | 49.8605 | -2.5055e-08 | -1.13e-06 | 555.4945 | 555.4945 | 0 | 0 | 0 |  |  |  | 1 |  |  |  |  | 0
49.8605 | 0 | 554.4313 | 554.4313 |  |  | 15:10 | -17.32 |  | 576.9192 | 1.3871 | 555.8184 | 49.8605 | 49.8605 | -2.255e-08 | -1.017e-06 | 555.8184 | 555.8184 | 0 | 0 | 0 |  |  |  | 1 |  |  |  |  | 0
49.8605 | 0 | 554.1057 | 554.1057 |  |  | 15:10 | -17.3 |  | 576.9208 | 1.3855 | 555.4912 | 49.8605 | 49.8605 | -2.0295e-08 | -9.1535e-07 | 555.4912 | 555.4912 | 0 | 0 | 0 |  |  |  | 1 |  |  |  |  | 0
49.8605 | 0 | 554.4313 | 554.4313 |  |  | 15:10 | -17.28 |  | 576.9225 | 1.3839 | 555.8152 | 49.8605 | 49.8605 | -1.8265e-08 | -8.2381e-07 | 555.8152 | 555.8152 | 0 | 0 | 0 |  |  |  | 1 |  |  |  |  | 0
49.8605 | 0 | 554.4313 | 554.4313 |  |  | 15:10 | -17.26 |  | 576.9241 | 1.3822 | 555.8135 | 49.8605 | 49.8605 | -1.6439e-08 | -7.4142e-07 | 555.8135 | 555.8135 | 0 | 0 | 0 |  |  |  | 1 |  |  |  |  | 0
49.8605 | 0 | 554.1057 | 554.1057 |  |  | 15:10 | -17.24 |  | 576.9257 | 1.3806 | 555.4863 | 49.8605 | 49.8605 | -1.4795e-08 | -6.6728e-07 | 555.4863 | 555.4863 | 0 | 0 | 0 |  |  |  | 1 |  |  |  |  | 0
49.8605 | 0 | 554.4313 | 554.4313 |  |  | 15:10 | -17.22 |  | 576.9273 | 1.379 | 555.8103 | 49.8605 | 49.8605 | -1.3315e-08 | -6.0055e-07 | 555.8103 | 555.8103 | 0 | 0 | 0 |  |  |  | 1 |  |  |  |  | 0
49.8605 | 0 | 554.1057 | 554.1057 |  |  | 15:10 | -17.2 |  | 576.929 | 1.3774 | 555.4831 | 49.8605 | 49.8605 | -1.1984e-08 | -5.405e-07 | 555.4831 | 555.4831 | 0 | 0 | 0 |  |  |  | 1 |  |  |  |  | 0
49.8605 | 0 | 554.1057 | 554.1057 |  |  | 15:10 | -17.18 |  | 576.9306 | 1.3757 | 555.4814 | 49.8605 | 49.8605 | -1.0786e-08 | -4.8646e-07 | 555.4814 | 555.4814 | 0 | 0 | 0 |  |  |  | 1 |  |  |  |  | 0
49.8605 | 0 | 554.7568 | 554.7568 |  |  | 15:10 | -17.16 |  | 576.9322 | 1.3741 | 556.1309 | 49.8605 | 49.8605 | -9.7069e-09 | -4.3781e-07 | 556.1309 | 556.1309 | 0 | 0 | 0 |  |  |  | 1 |  |  |  |  | 0
49.8605 | 0 | 554.4313 | 554.4313 |  |  | 15:10 | -17.14 |  | 576.9339 | 1.3725 | 555.8038 | 49.8605 | 49.8605 | -8.7363e-09 | -3.9403e-07 | 555.8038 | 555.8038 | 0 | 0 | 0 |  |  |  | 1 |  |  |  |  | 0
49.8605 | 0 | 554.4313 | 554.4313 |  |  | 15:10 | -17.12 |  | 576.9355 | 1.3708 | 555.8021 | 49.8605 | 49.8605 | -7.8626e-09 | -3.5462e-07 | 555.8021 | 555.8021 | 0 | 0 | 0 |  |  |  | 1 |  |  |  |  | 0
49.8605 | 0 | 554.4313 | 554.4313 |  |  | 15:10 | -17.1 |  | 576.9371 | 1.3692 | 555.8005 | 49.8605 | 49.8605 | -7.0764e-09 | -3.1917e-07 | 555.8005 | 555.8005 | 0 | 0 | 0 |  |  |  | 1 |  |  |  |  | 0
49.8605 | 0 | 554.4313 | 554.4313 |  |  | 15:10 | -17.08 |  | 576.9388 | 1.3676 | 555.7989 | 49.8605 | 49.8605 | -6.3687e-09 | -2.8724e-07 | 555.7989 | 555.7989 | 0 | 0 | 0 |  |  |  | 1 |  |  |  |  | 0
49.8605 | 0 | 554.7568 | 554.7568 |  |  | 15:10 | -17.06 |  | 576.9404 | 1.3659 | 556.1227 | 49.8605 | 49.8605 | -5.7319e-09 | -2.5852e-07 | 556.1227 | 556.1227 | 0 | 0 | 0 |  |  |  | 1 |  |  |  |  | 0
49.8605 | 0 | 554.1057 | 554.1057 |  |  | 15:10 | -17.04 |  | 576.942 | 1.3643 | 555.47 | 49.8605 | 49.8605 | -5.1588e-09 | -2.3267e-07 | 555.47 | 555.47 | 0 | 0 | 0 |  |  |  | 1 |  |  |  |  | 0
49.8605 | 0 | 554.1057 | 554.1057 |  |  | 15:10 | -17.02 |  | 576.9436 | 1.3627 | 555.4684 | 49.8605 | 49.8605 | -4.6428e-09 | -2.094e-07 | 555.4684 | 555.4684 | 0 | 0 | 0 |  |  |  | 1 |  |  |  |  | 0
49.8605 | 0 | 554.4313 | 554.4313 |  |  | 15:10 | -17 |  | 576.9453 | 1.3611 | 555.7924 | 49.8605 | 49.8605 | -4.1786e-09 | -1.8846e-07 | 555.7924 | 555.7924 | 0 | 0 | 0 |  |  |  | 1 |  |  |  |  | 0
49.8605 | 0 | 554.4313 | 554.4313 |  |  | 15:10 | -16.98 |  | 576.9469 | 1.3594 | 555.7907 | 49.8605 | 49.8605 | -3.7607e-09 | -1.6962e-07 | 555.7907 | 555.7907 | 0 | 0 | 0 |  |  |  | 1 |  |  |  |  | 0
49.8605 | 0 | 554.1057 | 554.1057 |  |  | 15:10 | -16.96 |  | 576.9485 | 1.3578 | 555.4635 | 49.8605 | 49.8605 | -3.3845e-09 | -1.5265e-07 | 555.4635 | 555.4635 | 0 | 0 | 0 |  |  |  | 1 |  |  |  |  | 0
49.8605 | 0 | 554.1057 | 554.1057 |  |  | 15:10 | -16.94 |  | 576.9502 | 1.3562 | 555.4619 | 49.8605 | 49.8605 | -3.0461e-09 | -1.3739e-07 | 555.4619 | 555.4619 | 0 | 0 | 0 |  |  |  | 1 |  |  |  |  | 0
49.8605 | 0 | 554.4313 | 554.4313 |  |  | 15:10 | -16.92 |  | 576.9518 | 1.3545 | 555.7858 | 49.8605 | 49.8605 | -2.7414e-09 | -1.2365e-07 | 555.7858 | 555.7858 | 0 | 0 | 0 |  |  |  | 1 |  |  |  |  | 0
49.8605 | 0 | 554.1057 | 554.1057 |  |  | 15:10 | -16.9 |  | 576.9534 | 1.3529 | 555.4586 | 49.8605 | 49.8605 | -2.4674e-09 | -1.1128e-07 | 555.4586 | 555.4586 | 0 | 0 | 0 |  |  |  | 1 |  |  |  |  | 0
49.8605 | 0 | 554.1057 | 554.1057 |  |  | 15:10 | -16.88 |  | 576.9551 | 1.3513 | 555.457 | 49.8605 | 49.8605 | -2.2205e-09 | -1.0015e-07 | 555.457 | 555.457 | 0 | 0 | 0 |  |  |  | 1 |  |  |  |  | 0
49.8605 | 0 | 554.1057 | 554.1057 |  |  | 15:10 | -16.86 |  | 576.9567 | 1.3496 | 555.4553 | 49.8605 | 49.8605 | -1.9985e-09 | -9.0136e-08 | 555.4553 | 555.4553 | 0 | 0 | 0 |  |  |  | 1 |  |  |  |  | 0
49.8605 | 0 | 554.1057 | 554.1057 |  |  | 15:10 | -16.84 |  | 576.9583 | 1.348 | 555.4537 | 49.8605 | 49.8605 | -1.7987e-09 | -8.1125e-08 | 555.4537 | 555.4537 | 0 | 0 | 0 |  |  |  | 1 |  |  |  |  | 0
49.8605 | 0 | 554.4313 | 554.4313 |  |  | 15:10 | -16.82 |  | 576.9599 | 1.3464 | 555.7777 | 49.8605 | 49.8605 | -1.619e-09 | -7.302e-08 | 555.7777 | 555.7777 | 0 | 0 | 0 |  |  |  | 1 |  |  |  |  | 0
49.8605 | 0 | 554.4313 | 554.4313 |  |  | 15:10 | -16.8 |  | 576.9616 | 1.3448 | 555.7761 | 49.8605 | 49.8605 | -1.457e-09 | -6.5713e-08 | 555.7761 | 555.7761 | 0 | 0 | 0 |  |  |  | 1 |  |  |  |  | 0
49.8605 | 0 | 554.4313 | 554.4313 |  |  | 15:10 | -16.78 |  | 576.9632 | 1.3431 | 555.7744 | 49.8605 | 49.8605 | -1.3113e-09 | -5.9143e-08 | 555.7744 | 555.7744 | 0 | 0 | 0 |  |  |  | 1 |  |  |  |  | 0
49.8605 | 0 | 554.4313 | 554.4313 |  |  | 15:10 | -16.76 |  | 576.9648 | 1.3415 | 555.7728 | 49.8605 | 49.8605 | -1.1801e-09 | -5.3227e-08 | 555.7728 | 555.7728 | 0 | 0 | 0 |  |  |  | 1 |  |  |  |  | 0
49.8605 | 0 | 554.7568 | 554.7568 |  |  | 15:10 | -16.74 |  | 576.9665 | 1.3399 | 556.0967 | 49.8605 | 49.8605 | -1.0621e-09 | -4.7904e-08 | 556.0967 | 556.0967 | 0 | 0 | 0 |  |  |  | 1 |  |  |  |  | 0
49.8605 | 0 | 554.4313 | 554.4313 |  |  | 15:10 | -16.72 |  | 576.9681 | 1.3382 | 555.7695 | 49.8605 | 49.8605 | -9.5604e-10 | -4.312e-08 | 555.7695 | 555.7695 | 0 | 0 | 0 |  |  |  | 1 |  |  |  |  | 0
49.8605 | 0 | 554.4313 | 554.4313 |  |  | 15:10 | -16.7 |  | 576.9697 | 1.3366 | 555.7679 | 49.8605 | 49.8605 | -8.6033e-10 | -3.8803e-08 | 555.7679 | 555.7679 | 0 | 0 | 0 |  |  |  | 1 |  |  |  |  | 0
49.8605 | 0 | 554.4313 | 554.4313 |  |  | 15:10 | -16.68 |  | 576.9714 | 1.335 | 555.7663 | 49.8605 | 49.8605 | -7.7428e-10 | -3.4922e-08 | 555.7663 | 555.7663 | 0 | 0 | 0 |  |  |  | 1 |  |  |  |  | 0
49.8605 | 0 | 554.4313 | 554.4313 |  |  | 15:10 | -16.66 |  | 576.973 | 1.3333 | 555.7646 | 49.8605 | 49.8605 | -6.9683e-10 | -3.1429e-08 | 555.7646 | 555.7646 | 0 | 0 | 0 |  |  |  | 1 |  |  |  |  | 0
49.8605 | 0 | 554.4313 | 554.4313 |  |  | 15:10 | -16.64 |  | 576.9746 | 1.3317 | 555.763 | 49.8605 | 49.8605 | -6.2713e-10 | -2.8285e-08 | 555.763 | 555.763 | 0 | 0 | 0 |  |  |  | 1 |  |  |  |  | 0
49.8605 | 0 | 554.7568 | 554.7568 |  |  | 15:10 | -16.62 |  | 576.9762 | 1.3301 | 556.0869 | 49.8605 | 49.8605 | -5.6438e-10 | -2.5455e-08 | 556.0869 | 556.0869 | 0 | 0 | 0 |  |  |  | 1 |  |  |  |  | 0
49.8605 | 0 | 555.0824 | 555.0824 |  |  | 15:10 | -16.6 |  | 576.9779 | 1.3285 | 556.4109 | 49.8605 | 49.8605 | -5.0797e-10 | -2.2911e-08 | 556.4109 | 556.4109 | 0 | 0 | 0 |  |  |  | 1 |  |  |  |  | 0
49.8605 | 0 | 555.0824 | 555.0824 |  |  | 15:10 | -16.58 |  | 576.9795 | 1.3268 | 556.4092 | 49.8605 | 49.8605 | -4.5723e-10 | -2.0622e-08 | 556.4092 | 556.4092 | 0 | 0 | 0 |  |  |  | 1 |  |  |  |  | 0
49.8605 | 0 | 555.0824 | 555.0824 |  |  | 15:10 | -16.56 |  | 576.9811 | 1.3252 | 556.4076 | 49.8605 | 49.8605 | -4.114e-10 | -1.8555e-08 | 556.4076 | 556.4076 | 0 | 0 | 0 |  |  |  | 1 |  |  |  |  | 0
49.8605 | 0 | 554.4313 | 554.4313 |  |  | 15:10 | -16.54 |  | 576.9828 | 1.3236 | 555.7549 | 49.8605 | 49.8605 | -3.7026e-10 | -1.67e-08 | 555.7549 | 555.7549 | 0 | 0 | 0 |  |  |  | 1 |  |  |  |  | 0
49.8605 | 0 | 554.7568 | 554.7568 |  |  | 15:10 | -16.52 |  | 576.9844 | 1.3219 | 556.0787 | 49.8605 | 49.8605 | -3.3332e-10 | -1.5033e-08 | 556.0787 | 556.0787 | 0 | 0 | 0 |  |  |  | 1 |  |  |  |  | 0
49.8605 | 0 | 554.4313 | 554.4313 |  |  | 15:10 | -16.5 |  | 576.986 | 1.3203 | 555.7516 | 49.8605 | 49.8605 | -2.9992e-10 | -1.3527e-08 | 555.7516 | 555.7516 | 0 | 0 | 0 |  |  |  | 1 |  |  |  |  | 0
49.8605 | 0 | 554.1057 | 554.1057 |  |  | 15:10 | -16.48 |  | 576.9877 | 1.3187 | 555.4244 | 49.8605 | 49.8605 | -2.7001e-10 | -1.2178e-08 | 555.4244 | 555.4244 | 0 | 0 | 0 |  |  |  | 1 |  |  |  |  | 0
49.8605 | 0 | 554.4313 | 554.4313 |  |  | 15:10 | -16.46 |  | 576.9893 | 1.317 | 555.7483 | 49.8605 | 49.8605 | -2.4308e-10 | -1.0963e-08 | 555.7483 | 555.7483 | 0 | 0 | 0 |  |  |  | 1 |  |  |  |  | 0
49.8605 | 0 | 554.4313 | 554.4313 |  |  | 15:10 | -16.44 |  | 576.9909 | 1.3154 | 555.7467 | 49.8605 | 49.8605 | -2.1871e-10 | -9.8642e-09 | 555.7467 | 555.7467 | 0 | 0 | 0 |  |  |  | 1 |  |  |  |  | 0
49.8605 | 0 | 554.4313 | 554.4313 |  |  | 15:10 | -16.42 |  | 576.9925 | 1.3138 | 555.7451 | 49.8605 | 49.8605 | -1.9668e-10 | -8.8707e-09 | 555.7451 | 555.7451 | 0 | 0 | 0 |  |  |  | 1 |  |  |  |  | 0
49.8605 | 0 | 554.1057 | 554.1057 |  |  | 15:10 | -16.4 |  | 576.9942 | 1.3122 | 555.4179 | 49.8605 | 49.8605 | -1.7714e-10 | -7.9894e-09 | 555.4179 | 555.4179 | 0 | 0 | 0 |  |  |  | 1 |  |  |  |  | 0
49.8605 | 0 | 554.1057 | 554.1057 |  |  | 15:10 | -16.38 |  | 576.9958 | 1.3105 | 555.4162 | 49.8605 | 49.8605 | -1.5937e-10 | -7.1882e-09 | 555.4162 | 555.4162 | 0 | 0 | 0 |  |  |  | 1 |  |  |  |  | 0
49.8605 | 0 | 554.1057 | 554.1057 |  |  | 15:10 | -16.36 |  | 576.9974 | 1.3089 | 555.4146 | 49.8605 | 49.8605 | -1.4339e-10 | -6.4672e-09 | 555.4146 | 555.4146 | 0 | 0 | 0 |  |  |  | 1 |  |  |  |  | 0
49.8605 | 0 | 554.1057 | 554.1057 |  |  | 15:10 | -16.34 |  | 576.9991 | 1.3073 | 555.413 | 49.8605 | 49.8605 | -1.2918e-10 | -5.8262e-09 | 555.413 | 555.413 | 0 | 0 | 0 |  |  |  | 1 |  |  |  |  | 0
49.8605 | 0 | 553.7802 | 553.7802 |  |  | 15:10 | -16.32 |  | 577.0007 | 1.3056 | 555.0858 | 49.8605 | 49.8605 | -1.1632e-10 | -5.2461e-09 | 555.0858 | 555.0858 | 0 | 0 | 0 |  |  |  | 1 |  |  |  |  | 0
49.8605 | 0 | 553.7802 | 553.7802 |  |  | 15:10 | -16.3 |  | 577.0023 | 1.304 | 555.0842 | 49.8605 | 49.8605 | -1.0473e-10 | -4.7238e-09 | 555.0842 | 555.0842 | 0 | 0 | 0 |  |  |  | 1 |  |  |  |  | 0
49.8605 | 0 | 553.7802 | 553.7802 |  |  | 15:10 | -16.28 |  | 577.004 | 1.3024 | 555.0826 | 49.8605 | 49.8605 | -9.4147e-11 | -4.2463e-09 | 555.0826 | 555.0826 | 0 | 0 | 0 |  |  |  | 1 |  |  |  |  | 0
49.8605 | 0 | 553.7802 | 553.7802 |  |  | 15:10 | -16.26 |  | 577.0056 | 1.3007 | 555.0809 | 49.8605 | 49.8605 | -8.4768e-11 | -3.8232e-09 | 555.0809 | 555.0809 | 0 | 0 | 0 |  |  |  | 1 |  |  |  |  | 0
49.8605 | 0 | 554.1057 | 554.1057 |  |  | 15:10 | -16.24 |  | 577.0072 | 1.2991 | 555.4048 | 49.8605 | 49.8605 | -7.617e-11 | -3.4355e-09 | 555.4048 | 555.4048 | 0 | 0 | 0 |  |  |  | 1 |  |  |  |  | 0
49.8605 | 0 | 554.1057 | 554.1057 |  |  | 15:10 | -16.22 |  | 577.0088 | 1.2975 | 555.4032 | 49.8605 | 49.8605 | -6.8638e-11 | -3.0958e-09 | 555.4032 | 555.4032 | 0 | 0 | 0 |  |  |  | 1 |  |  |  |  | 0
49.8605 | 0 | 554.1057 | 554.1057 |  |  | 15:10 | -16.2 |  | 577.0105 | 1.2959 | 555.4016 | 49.8605 | 49.8605 | -6.1746e-11 | -2.7849e-09 | 555.4016 | 555.4016 | 0 | 0 | 0 |  |  |  | 1 |  |  |  |  | 0
49.8605 | 0 | 554.1057 | 554.1057 |  |  | 15:10 | -16.18 |  | 577.0121 | 1.2942 | 555.3999 | 49.8605 | 49.8605 | -5.5635e-11 | -2.5093e-09 | 555.3999 | 555.3999 | 0 | 0 | 0 |  |  |  | 1 |  |  |  |  | 0
49.8605 | 0 | 554.1057 | 554.1057 |  |  | 15:10 | -16.16 |  | 577.0137 | 1.2926 | 555.3983 | 49.8605 | 49.8605 | -5.0093e-11 | -2.2593e-09 | 555.3983 | 555.3983 | 0 | 0 | 0 |  |  |  | 1 |  |  |  |  | 0
49.8605 | 0 | 554.1057 | 554.1057 |  |  | 15:10 | -16.14 |  | 577.0154 | 1.291 | 555.3967 | 49.8605 | 49.8605 | -4.5119e-11 | -2.035e-09 | 555.3967 | 555.3967 | 0 | 0 | 0 |  |  |  | 1 |  |  |  |  | 0
49.8605 | 0 | 554.1057 | 554.1057 |  |  | 15:10 | -16.12 |  | 577.017 | 1.2893 | 555.395 | 49.8605 | 49.8605 | -4.0501e-11 | -1.8267e-09 | 555.395 | 555.395 | 0 | 0 | 0 |  |  |  | 1 |  |  |  |  | 0
49.8605 | 0 | 554.1057 | 554.1057 |  |  | 15:10 | -16.1 |  | 577.0186 | 1.2877 | 555.3934 | 49.8605 | 49.8605 | -3.6522e-11 | -1.6472e-09 | 555.3934 | 555.3934 | 0 | 0 | 0 |  |  |  | 1 |  |  |  |  | 0
49.8605 | 0 | 554.4313 | 554.4313 |  |  | 15:10 | -16.08 |  | 577.0203 | 1.2861 | 555.7174 | 49.8605 | 49.8605 | -3.2898e-11 | -1.4838e-09 | 555.7174 | 555.7174 | 0 | 0 | 0 |  |  |  | 1 |  |  |  |  | 0
49.8605 | 0 | 554.7568 | 554.7568 |  |  | 15:10 | -16.06 |  | 577.0219 | 1.2844 | 556.0412 | 49.8605 | 49.8605 | -2.9559e-11 | -1.3332e-09 | 556.0412 | 556.0412 | 0 | 0 | 0 |  |  |  | 1 |  |  |  |  | 0
49.8605 | 0 | 554.4313 | 554.4313 |  |  | 15:10 | -16.04 |  | 577.0235 | 1.2828 | 555.7141 | 49.8605 | 49.8605 | -2.6574e-11 | -1.1986e-09 | 555.7141 | 555.7141 | 0 | 0 | 0 |  |  |  | 1 |  |  |  |  | 0
49.8605 | 0 | 554.1057 | 554.1057 |  |  | 15:10 | -16.02 |  | 577.0251 | 1.2812 | 555.3869 | 49.8605 | 49.8605 | -2.3803e-11 | -1.0736e-09 | 555.3869 | 555.3869 | 0 | 0 | 0 |  |  |  | 1 |  |  |  |  | 0
49.8605 | 0 | 554.7568 | 554.7568 |  |  | 15:10 | -16 |  | 577.0268 | 1.2796 | 556.0364 | 49.8605 | 49.8605 | -2.1458e-11 | -9.6783e-10 | 556.0364 | 556.0364 | 0 | 0 | 0 |  |  |  | 1 |  |  |  |  | 0
49.8605 | 0 | 554.4313 | 554.4313 |  |  | 15:10 | -15.98 |  | 577.0284 | 1.2779 | 555.7092 | 49.8605 | 49.8605 | -1.9327e-11 | -8.7169e-10 | 555.7092 | 555.7092 | 0 | 0 | 0 |  |  |  | 1 |  |  |  |  | 0
49.8605 | 0 | 554.1057 | 554.1057 |  |  | 15:10 | -15.96 |  | 577.03 | 1.2763 | 555.382 | 49.8605 | 49.8605 | -1.7337e-11 | -7.8195e-10 | 555.382 | 555.382 | 0 | 0 | 0 |  |  |  | 1 |  |  |  |  | 0
49.8605 | 0 | 554.1057 | 554.1057 |  |  | 15:10 | -15.94 |  | 577.0317 | 1.2747 | 555.3804 | 49.8605 | 49.8605 | -1.5774e-11 | -7.1145e-10 | 555.3804 | 555.3804 | 0 | 0 | 0 |  |  |  | 1 |  |  |  |  | 0
49.8605 | 0 | 554.4313 | 554.4313 |  |  | 15:10 | -15.92 |  | 577.0333 | 1.273 | 555.7043 | 49.8605 | 49.8605 | -1.414e-11 | -6.3774e-10 | 555.7043 | 555.7043 | 0 | 0 | 0 |  |  |  | 1 |  |  |  |  | 0
49.8605 | 0 | 554.4313 | 554.4313 |  |  | 15:10 | -15.9 |  | 577.0349 | 1.2714 | 555.7027 | 49.8605 | 49.8605 | -1.2861e-11 | -5.8006e-10 | 555.7027 | 555.7027 | 0 | 0 | 0 |  |  |  | 1 |  |  |  |  | 0
49.8605 | 0 | 554.1057 | 554.1057 |  |  | 15:10 | -15.88 |  | 577.0366 | 1.2698 | 555.3755 | 49.8605 | 49.8605 | -1.144e-11 | -5.1596e-10 | 555.3755 | 555.3755 | 0 | 0 | 0 |  |  |  | 1 |  |  |  |  | 0
49.8605 | 0 | 554.1057 | 554.1057 |  |  | 15:10 | -15.86 |  | 577.0382 | 1.2681 | 555.3738 | 49.8605 | 49.8605 | -1.0303e-11 | -4.6469e-10 | 555.3738 | 555.3738 | 0 | 0 | 0 |  |  |  | 1 |  |  |  |  | 0
49.8605 | 0 | 554.4313 | 554.4313 |  |  | 15:10 | -15.84 |  | 577.0398 | 1.2665 | 555.6978 | 49.8605 | 49.8605 | -9.166e-12 | -4.1341e-10 | 555.6978 | 555.6978 | 0 | 0 | 0 |  |  |  | 1 |  |  |  |  | 0
49.8605 | 0 | 554.1057 | 554.1057 |  |  | 15:10 | -15.82 |  | 577.0414 | 1.2649 | 555.3706 | 49.8605 | 49.8605 | -8.3844e-12 | -3.7816e-10 | 555.3706 | 555.3706 | 0 | 0 | 0 |  |  |  | 1 |  |  |  |  | 0
49.8605 | 0 | 554.4313 | 554.4313 |  |  | 15:10 | -15.8 |  | 577.0431 | 1.2633 | 555.6946 | 49.8605 | 49.8605 | 0.0034 | 0.15335 | 555.8479 | 555.8479 | 0 | 0 | 0 |  |  |  | 1 |  |  |  |  | 0
49.8605 | 0 | 554.1057 | 554.1057 |  |  | 15:10 | -15.78 |  | 577.0447 | 1.2616 | 555.3673 | 49.8605 | 49.8605 | 0.00816 | 0.36804 | 555.7354 | 555.7354 | 0 | 0 | 0 |  |  |  | 1 |  |  |  |  | 0
49.8605 | 0 | 554.4313 | 554.4313 |  |  | 15:10 | -15.76 |  | 577.0463 | 1.26 | 555.6913 | 49.8605 | 49.8608 | 0.012444 | 0.56126 | 556.2525 | 556.2525 | 0 | 0 | 0 |  |  |  | 1 |  |  |  |  | 0
49.8605 | 0 | 554.1057 | 554.1057 |  |  | 15:10 | -15.74 |  | 577.048 | 1.2584 | 555.3641 | 49.8605 | 49.8611 | 0.0146 | 0.65848 | 556.0225 | 556.0225 | 0 | 0 | 0 |  |  |  | 1 |  |  |  |  | 0
49.8605 | 0 | 554.1057 | 554.1057 |  |  | 15:10 | -15.72 |  | 577.0496 | 1.2567 | 555.3624 | 49.8605 | 49.8614 | 0.01314 | 0.59263 | 555.9551 | 555.9551 | 0 | 0 | 0 |  |  |  | 1 |  |  |  |  | 0
49.8605 | 0 | 554.1057 | 554.1057 |  |  | 15:10 | -15.7 |  | 577.0512 | 1.2551 | 555.3608 | 49.8605 | 49.8617 | 0.011826 | 0.53337 | 555.8942 | 555.8942 | 0 | 0 | 0 |  |  |  | 1 |  |  |  |  | 0
49.8605 | 0 | 554.4313 | 554.4313 |  |  | 15:10 | -15.68 |  | 577.0529 | 1.2535 | 555.6848 | 49.8605 | 49.8619 | 0.010643 | 0.48003 | 556.1648 | 556.1648 | 0 | 0 | 0 |  |  |  | 1 |  |  |  |  | 0
49.8605 | 0 | 554.1057 | 554.1057 |  |  | 15:10 | -15.66 |  | 577.0545 | 1.2518 | 555.3575 | 49.8605 | 49.8621 | 0.0095788 | 0.43203 | 555.7896 | 555.7896 | 0 | 0 | 0 |  |  |  | 1 |  |  |  |  | 0
49.8605 | 0 | 554.1057 | 554.1057 |  |  | 15:10 | -15.64 |  | 577.0561 | 1.2502 | 555.3559 | 49.8605 | 49.8623 | 0.0086209 | 0.38883 | 555.7447 | 555.7447 | 0 | 0 | 0 |  |  |  | 1 |  |  |  |  | 0
49.8605 | 0 | 554.1057 | 554.1057 |  |  | 15:10 | -15.62 |  | 577.0577 | 1.2486 | 555.3543 | 49.8605 | 49.8624 | 0.0077588 | 0.34994 | 555.7042 | 555.7042 | 0 | 0 | 0 |  |  |  | 1 |  |  |  |  | 0
49.8605 | 0 | 554.1057 | 554.1057 |  |  | 15:10 | -15.6 |  | 577.0594 | 1.247 | 555.3527 | 49.8605 | 49.8626 | 0.0069829 | 0.31495 | 555.6676 | 555.6676 | 0 | 0 | 0 |  |  |  | 1 |  |  |  |  | 0
49.8639 | 0 | 554.1057 | 554.1057 |  |  | 15:10 | -15.58 |  | 577.061 | 1.2453 | 555.351 | 49.8608 | 49.8627 | 0.0062846 | 0.28347 | 555.6345 | 555.6345 | 0 | 0 | 0 |  |  |  | 1 |  |  |  |  | 0
49.8639 | 0 | 554.1057 | 554.1057 |  |  | 15:10 | -15.56 |  | 577.0626 | 1.2437 | 555.3494 | 49.8611 | 49.8628 | 0.0056562 | 0.25513 | 555.6045 | 555.6045 | 0 | 0 | 0 |  |  |  | 1 |  |  |  |  | 0
49.8639 | 0 | 554.1057 | 554.1057 |  |  | 15:10 | -15.54 |  | 577.0643 | 1.2421 | 555.3478 | 49.8614 | 49.8629 | 0.0050906 | 0.22961 | 555.5774 | 555.5774 | 0 | 0 | 0 |  |  |  | 1 |  |  |  |  | 0
49.8639 | 0 | 554.1057 | 554.1057 |  |  | 15:10 | -15.52 |  | 577.0659 | 1.2404 | 555.3461 | 49.8617 | 49.863 | 0.0045815 | 0.20665 | 555.5528 | 555.5528 | 0 | 0 | 0 |  |  |  | 1 |  |  |  |  | 0
49.8639 | 0 | 554.1057 | 554.1057 |  |  | 15:10 | -15.5 |  | 577.0675 | 1.2388 | 555.3445 | 49.8619 | 49.8631 | 0.0041234 | 0.18599 | 555.5305 | 555.5305 | 0 | 0 | 0 |  |  |  | 1 |  |  |  |  | 0
49.8639 | 0 | 554.1057 | 554.1057 |  |  | 15:10 | -15.48 |  | 577.0692 | 1.2372 | 555.3429 | 49.8621 | 49.8632 | 0.003711 | 0.16739 | 555.5103 | 555.5103 | 0 | 0 | 0 |  |  |  | 1 |  |  |  |  | 0
49.8639 | 0 | 554.4313 | 554.4313 |  |  | 15:10 | -15.46 |  | 577.0708 | 1.2355 | 555.6668 | 49.8623 | 49.8633 | 0.0033399 | 0.15065 | 555.8175 | 555.8175 | 0 | 0 | 0 |  |  |  | 1 |  |  |  |  | 0
49.8639 | 0 | 554.7568 | 554.7568 |  |  | 15:10 | -15.44 |  | 577.0724 | 1.2339 | 555.9907 | 49.8624 | 49.8633 | 0.0030059 | 0.13558 | 556.1263 | 556.1263 | 0 | 0 | 0 |  |  |  | 1 |  |  |  |  | 0
49.8639 | 0 | 554.4313 | 554.4313 |  |  | 15:10 | -15.42 |  | 577.074 | 1.2323 | 555.6636 | 49.8626 | 49.8634 | 0.0027053 | 0.12203 | 555.7856 | 555.7856 | 0 | 0 | 0 |  |  |  | 1 |  |  |  |  | 0
49.8639 | 0 | 554.4313 | 554.4313 |  |  | 15:10 | -15.4 |  | 577.0757 | 1.2307 | 555.662 | 49.8627 | 49.8634 | 0.0024348 | 0.10982 | 555.7718 | 555.7718 | 0 | 0 | 0 |  |  |  | 1 |  |  |  |  | 0
49.8639 | 0 | 554.4313 | 554.4313 |  |  | 15:10 | -15.38 |  | 577.0773 | 1.229 | 555.6603 | 49.8628 | 49.8635 | 0.0021913 | 0.098841 | 555.7592 | 555.7592 | 0 | 0 | 0 |  |  |  | 1 |  |  |  |  | 0
49.8639 | 0 | 554.1057 | 554.1057 |  |  | 15:10 | -15.36 |  | 577.0789 | 1.2274 | 555.3331 | 49.8629 | 49.8635 | 0.0019722 | 0.088957 | 555.422 | 555.422 | 0 | 0 | 0 |  |  |  | 1 |  |  |  |  | 0
49.8639 | 0 | 554.4313 | 554.4313 |  |  | 15:10 | -15.34 |  | 577.0806 | 1.2258 | 555.6571 | 49.863 | 49.8636 | 0.001775 | 0.080061 | 555.7371 | 555.7371 | 0 | 0 | 0 |  |  |  | 1 |  |  |  |  | 0
49.8639 | 0 | 555.0824 | 555.0824 |  |  | 15:10 | -15.32 |  | 577.0822 | 1.2241 | 556.3065 | 49.8631 | 49.8636 | 0.0015975 | 0.072055 | 556.3786 | 556.3786 | 0 | 0 | 0 |  |  |  | 1 |  |  |  |  | 0
49.8639 | 0 | 555.0824 | 555.0824 |  |  | 15:10 | -15.3 |  | 577.0838 | 1.2225 | 556.3049 | 49.8632 | 49.8636 | 0.0014377 | 0.06485 | 556.3698 | 556.3698 | 0 | 0 | 0 |  |  |  | 1 |  |  |  |  | 0
49.8639 | 0 | 554.7568 | 554.7568 |  |  | 15:10 | -15.28 |  | 577.0855 | 1.2209 | 555.9777 | 49.8633 | 49.8637 | 0.001294 | 0.058365 | 556.036 | 556.036 | 0 | 0 | 0 |  |  |  | 1 |  |  |  |  | 0
49.8639 | 0 | 554.7568 | 554.7568 |  |  | 15:10 | -15.26 |  | 577.0871 | 1.2192 | 555.976 | 49.8633 | 49.8637 | 0.0011646 | 0.052528 | 556.0286 | 556.0286 | 0 | 0 | 0 |  |  |  | 1 |  |  |  |  | 0
49.8639 | 0 | 555.0824 | 555.0824 |  |  | 15:10 | -15.24 |  | 577.0887 | 1.2176 | 556.3 | 49.8634 | 49.8637 | 0.0010481 | 0.047275 | 556.3473 | 556.3473 | 0 | 0 | 0 |  |  |  | 1 |  |  |  |  | 0
49.8639 | 0 | 554.7568 | 554.7568 |  |  | 15:10 | -15.22 |  | 577.0903 | 1.216 | 555.9728 | 49.8634 | 49.8637 | 0.00094329 | 0.042548 | 556.0153 | 556.0153 | 0 | 0 | 0 |  |  |  | 1 |  |  |  |  | 0
49.8639 | 0 | 554.7568 | 554.7568 |  |  | 15:10 | -15.2 |  | 577.092 | 1.2144 | 555.9712 | 49.8635 | 49.8637 | 0.00084896 | 0.038293 | 556.0094 | 556.0094 | 0 | 0 | 0 |  |  |  | 1 |  |  |  |  | 0
49.8639 | 0 | 554.4313 | 554.4313 |  |  | 15:10 | -15.18 |  | 577.0936 | 1.2127 | 555.644 | 49.8635 | 49.8638 | 0.00076407 | 0.034464 | 555.6785 | 555.6785 | 0 | 0 | 0 |  |  |  | 1 |  |  |  |  | 0
49.8639 | 0 | 554.7568 | 554.7568 |  |  | 15:10 | -15.16 |  | 577.0952 | 1.2111 | 555.9679 | 49.8636 | 49.8638 | 0.00068766 | 0.031017 | 555.9989 | 555.9989 | 0 | 0 | 0 |  |  |  | 1 |  |  |  |  | 0
49.8639 | 0 | 554.4313 | 554.4313 |  |  | 15:10 | -15.14 |  | 577.0969 | 1.2095 | 555.6408 | 49.8636 | 49.8638 | 0.00061889 | 0.027916 | 555.6687 | 555.6687 | 0 | 0 | 0 |  |  |  | 1 |  |  |  |  | 0
49.8639 | 0 | 554.4313 | 554.4313 |  |  | 15:10 | -15.12 |  | 577.0985 | 1.2078 | 555.6391 | 49.8636 | 49.8638 | 0.000557 | 0.025124 | 555.6643 | 555.6643 | 0 | 0 | 0 |  |  |  | 1 |  |  |  |  | 0
49.8639 | 0 | 554.7568 | 554.7568 |  |  | 15:10 | -15.1 |  | 577.1001 | 1.2062 | 555.963 | 49.8637 | 49.8638 | 0.0005013 | 0.022612 | 555.9856 | 555.9856 | 0 | 0 | 0 |  |  |  | 1 |  |  |  |  | 0
49.8639 | 0 | 554.7568 | 554.7568 |  |  | 15:10 | -15.08 |  | 577.1018 | 1.2046 | 555.9614 | 49.8637 | 49.8638 | 0.00045117 | 0.020351 | 555.9817 | 555.9817 | 0 | 0 | 0 |  |  |  | 1 |  |  |  |  | 0
49.8639 | 0 | 554.7568 | 554.7568 |  |  | 15:10 | -15.06 |  | 577.1034 | 1.2029 | 555.9597 | 49.8637 | 49.8638 | 0.00040606 | 0.018315 | 555.9781 | 555.9781 | 0 | 0 | 0 |  |  |  | 1 |  |  |  |  | 0
49.8639 | 0 | 554.7568 | 554.7568 |  |  | 15:10 | -15.04 |  | 577.105 | 1.2013 | 555.9581 | 49.8637 | 49.8638 | 0.00036545 | 0.016484 | 555.9746 | 555.9746 | 0 | 0 | 0 |  |  |  | 1 |  |  |  |  | 0
49.8639 | 0 | 554.4313 | 554.4313 |  |  | 15:10 | -15.02 |  | 577.1066 | 1.1997 | 555.631 | 49.8637 | 49.8638 | 0.00032891 | 0.014836 | 555.6458 | 555.6458 | 0 | 0 | 0 |  |  |  | 1 |  |  |  |  | 0
49.8639 | 0 | 554.4313 | 554.4313 |  |  | 15:10 | -15 |  | 577.1083 | 1.1981 | 555.6294 | 49.8638 | 49.8638 | 0.00029602 | 0.013352 | 555.6427 | 555.6427 | 0 | 0 | 0 |  |  |  | 1 |  |  |  |  | 0
49.8639 | 0 | 554.7568 | 554.7568 |  |  | 15:10 | -14.98 |  | 577.1099 | 1.1964 | 555.9532 | 49.8638 | 49.8638 | 0.00026641 | 0.012017 | 555.9652 | 555.9652 | 0 | 0 | 0 |  |  |  | 1 |  |  |  |  | 0
49.8639 | 0 | 554.4313 | 554.4313 |  |  | 15:10 | -14.96 |  | 577.1115 | 1.1948 | 555.6261 | 49.8638 | 49.8639 | 0.00023977 | 0.010815 | 555.6369 | 555.6369 | 0 | 0 | 0 |  |  |  | 1 |  |  |  |  | 0
49.8639 | 0 | 554.7568 | 554.7568 |  |  | 15:10 | -14.94 |  | 577.1132 | 1.1932 | 555.95 | 49.8638 | 49.8639 | 0.00021579 | 0.0097336 | 555.9597 | 555.9597 | 0 | 0 | 0 |  |  |  | 1 |  |  |  |  | 0
49.8639 | 0 | 555.0824 | 555.0824 |  |  | 15:10 | -14.92 |  | 577.1148 | 1.1915 | 556.2739 | 49.8638 | 49.8639 | 0.00019422 | 0.0087602 | 556.2827 | 556.2827 | 0 | 0 | 0 |  |  |  | 1 |  |  |  |  | 0
49.8639 | 0 | 554.7568 | 554.7568 |  |  | 15:10 | -14.9 |  | 577.1164 | 1.1899 | 555.9467 | 49.8638 | 49.8639 | 0.00017479 | 0.0078842 | 555.9546 | 555.9546 | 0 | 0 | 0 |  |  |  | 1 |  |  |  |  | 0
49.8639 | 0 | 555.0824 | 555.0824 |  |  | 15:10 | -14.88 |  | 577.1181 | 1.1883 | 556.2707 | 49.8638 | 49.8639 | 0.00015731 | 0.0070958 | 556.2778 | 556.2778 | 0 | 0 | 0 |  |  |  | 1 |  |  |  |  | 0
49.8639 | 0 | 554.7568 | 554.7568 |  |  | 15:10 | -14.86 |  | 577.1197 | 1.1866 | 555.9434 | 49.8638 | 49.8639 | 0.00014158 | 0.0063862 | 555.9498 | 555.9498 | 0 | 0 | 0 |  |  |  | 1 |  |  |  |  | 0
49.8639 | 0 | 554.7568 | 554.7568 |  |  | 15:10 | -14.84 |  | 577.1213 | 1.185 | 555.9418 | 49.8638 | 49.8639 | 0.00012742 | 0.0057476 | 555.9476 | 555.9476 | 0 | 0 | 0 |  |  |  | 1 |  |  |  |  | 0
49.8639 | 0 | 554.7568 | 554.7568 |  |  | 15:10 | -14.82 |  | 577.1229 | 1.1834 | 555.9402 | 49.8638 | 49.8639 | 0.00011468 | 0.0051728 | 555.9454 | 555.9454 | 0 | 0 | 0 |  |  |  | 1 |  |  |  |  | 0
49.8639 | 0 | 554.7568 | 554.7568 |  |  | 15:10 | -14.8 |  | 577.1246 | 1.1818 | 555.9386 | 49.8638 | 49.8639 | 0.00010321 | 0.0046555 | 555.9432 | 555.9432 | 0 | 0 | 0 |  |  |  | 1 |  |  |  |  | 0
49.8639 | 0 | 554.4313 | 554.4313 |  |  | 15:10 | -14.78 |  | 577.1262 | 1.1801 | 555.6114 | 49.8639 | 49.8639 | 9.2893e-05 | 0.00419 | 555.6156 | 555.6156 | 0 | 0 | 0 |  |  |  | 1 |  |  |  |  | 0
49.8639 | 0 | 554.7568 | 554.7568 |  |  | 15:10 | -14.76 |  | 577.1278 | 1.1785 | 555.9353 | 49.8639 | 49.8639 | 8.3603e-05 | 0.003771 | 555.9391 | 555.9391 | 0 | 0 | 0 |  |  |  | 1 |  |  |  |  | 0
49.8639 | 0 | 554.7568 | 554.7568 |  |  | 15:10 | -14.74 |  | 577.1295 | 1.1769 | 555.9337 | 49.8639 | 49.8639 | 7.5243e-05 | 0.0033939 | 555.9371 | 555.9371 | 0 | 0 | 0 |  |  |  | 1 |  |  |  |  | 0
49.8639 | 0 | 554.7568 | 554.7568 |  |  | 15:10 | -14.72 |  | 577.1311 | 1.1752 | 555.932 | 49.8639 | 49.8639 | 6.7719e-05 | 0.0030545 | 555.9351 | 555.9351 | 0 | 0 | 0 |  |  |  | 1 |  |  |  |  | 0
49.8639 | 0 | 554.7568 | 554.7568 |  |  | 15:10 | -14.7 |  | 577.1327 | 1.1736 | 555.9304 | 49.8639 | 49.8639 | 6.0947e-05 | 0.0027491 | 555.9331 | 555.9331 | 0 | 0 | 0 |  |  |  | 1 |  |  |  |  | 0
49.8639 | 0 | 554.4313 | 554.4313 |  |  | 15:10 | -14.68 |  | 577.1344 | 1.172 | 555.6033 | 49.8639 | 49.8639 | 5.4852e-05 | 0.0024741 | 555.6057 | 555.6057 | 0 | 0 | 0 |  |  |  | 1 |  |  |  |  | 0
49.8639 | 0 | 554.4313 | 554.4313 |  |  | 15:10 | -14.66 |  | 577.136 | 1.1703 | 555.6016 | 49.8639 | 49.8639 | 4.9367e-05 | 0.0022267 | 555.6039 | 555.6039 | 0 | 0 | 0 |  |  |  | 1 |  |  |  |  | 0
49.8639 | 0 | 554.7568 | 554.7568 |  |  | 15:10 | -14.64 |  | 577.1376 | 1.1687 | 555.9255 | 49.8639 | 49.8639 | 4.443e-05 | 0.0020041 | 555.9275 | 555.9275 | 0 | 0 | 0 |  |  |  | 1 |  |  |  |  | 0
49.8639 | 0 | 554.4313 | 554.4313 |  |  | 15:10 | -14.62 |  | 577.1392 | 1.1671 | 555.5984 | 49.8639 | 49.8639 | 3.9987e-05 | 0.0018037 | 555.6002 | 555.6002 | 0 | 0 | 0 |  |  |  | 1 |  |  |  |  | 0
49.8639 | 0 | 554.4313 | 554.4313 |  |  | 15:10 | -14.6 |  | 577.1409 | 1.1655 | 555.5968 | 49.8639 | 49.8639 | 3.5989e-05 | 0.0016233 | 555.5984 | 555.5984 | 0 | 0 | 0 |  |  |  | 1 |  |  |  |  | 0
49.8639 | 0 | 554.4313 | 554.4313 |  |  | 15:10 | -14.58 |  | 577.1425 | 1.1638 | 555.5951 | 49.8639 | 49.8639 | 3.239e-05 | 0.001461 | 555.5966 | 555.5966 | 0 | 0 | 0 |  |  |  | 1 |  |  |  |  | 0
49.8639 | 0 | 554.1057 | 554.1057 |  |  | 15:10 | -14.56 |  | 577.1441 | 1.1622 | 555.2679 | 49.8639 | 49.8639 | 2.9151e-05 | 0.0013149 | 555.2692 | 555.2692 | 0 | 0 | 0 |  |  |  | 1 |  |  |  |  | 0
49.8639 | 0 | 554.4313 | 554.4313 |  |  | 15:10 | -14.54 |  | 577.1458 | 1.1606 | 555.5919 | 49.8639 | 49.8639 | 2.6236e-05 | 0.0011834 | 555.593 | 555.593 | 0 | 0 | 0 |  |  |  | 1 |  |  |  |  | 0
49.8639 | 0 | 554.1057 | 554.1057 |  |  | 15:10 | -14.52 |  | 577.1474 | 1.1589 | 555.2646 | 49.8639 | 49.8639 | 2.3612e-05 | 0.001065 | 555.2657 | 555.2657 | 0 | 0 | 0 |  |  |  | 1 |  |  |  |  | 0
49.8639 | 0 | 554.1057 | 554.1057 |  |  | 15:10 | -14.5 |  | 577.149 | 1.1573 | 555.263 | 49.8639 | 49.8639 | 2.1251e-05 | 0.00095853 | 555.264 | 555.264 | 0 | 0 | 0 |  |  |  | 1 |  |  |  |  | 0
49.8639 | 0 | 554.1057 | 554.1057 |  |  | 15:10 | -14.48 |  | 577.1507 | 1.1557 | 555.2614 | 49.8639 | 49.8639 | 1.9126e-05 | 0.00086268 | 555.2622 | 555.2622 | 0 | 0 | 0 |  |  |  | 1 |  |  |  |  | 0
49.8639 | 0 | 554.1057 | 554.1057 |  |  | 15:10 | -14.46 |  | 577.1523 | 1.154 | 555.2597 | 49.8639 | 49.8639 | 1.7213e-05 | 0.00077641 | 555.2605 | 555.2605 | 0 | 0 | 0 |  |  |  | 1 |  |  |  |  | 0
49.8639 | 0 | 554.1057 | 554.1057 |  |  | 15:10 | -14.44 |  | 577.1539 | 1.1524 | 555.2581 | 49.8639 | 49.8639 | 1.5492e-05 | 0.00069877 | 555.2588 | 555.2588 | 0 | 0 | 0 |  |  |  | 1 |  |  |  |  | 0
49.8639 | 0 | 554.1057 | 554.1057 |  |  | 15:10 | -14.42 |  | 577.1555 | 1.1508 | 555.2565 | 49.8639 | 49.8639 | 1.3943e-05 | 0.00062889 | 555.2571 | 555.2571 | 0 | 0 | 0 |  |  |  | 1 |  |  |  |  | 0
49.8639 | 0 | 554.1057 | 554.1057 |  |  | 15:10 | -14.4 |  | 577.1572 | 1.1492 | 555.2549 | 49.8639 | 49.8639 | 1.2548e-05 | 0.00056601 | 555.2554 | 555.2554 | 0 | 0 | 0 |  |  |  | 1 |  |  |  |  | 0
49.8639 | 0 | 554.7568 | 554.7568 |  |  | 15:10 | -14.38 |  | 577.1588 | 1.1475 | 555.9043 | 49.8639 | 49.8639 | 1.1294e-05 | 0.0005094 | 555.9048 | 555.9048 | 0 | 0 | 0 |  |  |  | 1 |  |  |  |  | 0
49.8639 | 0 | 554.4313 | 554.4313 |  |  | 15:10 | -14.36 |  | 577.1604 | 1.1459 | 555.5772 | 49.8639 | 49.8639 | 1.0164e-05 | 0.00045846 | 555.5776 | 555.5776 | 0 | 0 | 0 |  |  |  | 1 |  |  |  |  | 0
49.8639 | 0 | 554.7568 | 554.7568 |  |  | 15:10 | -14.34 |  | 577.1621 | 1.1443 | 555.9011 | 49.8639 | 49.8639 | 9.1478e-06 | 0.00041262 | 555.9015 | 555.9015 | 0 | 0 | 0 |  |  |  | 1 |  |  |  |  | 0
49.8639 | 0 | 554.7568 | 554.7568 |  |  | 15:10 | -14.32 |  | 577.1637 | 1.1426 | 555.8994 | 49.8639 | 49.8639 | 8.233e-06 | 0.00037136 | 555.8998 | 555.8998 | 0 | 0 | 0 |  |  |  | 1 |  |  |  |  | 0
49.8639 | 0 | 555.0824 | 555.0824 |  |  | 15:10 | -14.3 |  | 577.1653 | 1.141 | 556.2234 | 49.8639 | 49.8639 | 7.4097e-06 | 0.00033422 | 556.2237 | 556.2237 | 0 | 0 | 0 |  |  |  | 1 |  |  |  |  | 0
49.8639 | 0 | 555.0824 | 555.0824 |  |  | 15:10 | -14.28 |  | 577.167 | 1.1394 | 556.2218 | 49.8639 | 49.8639 | 6.6687e-06 | 0.0003008 | 556.2221 | 556.2221 | 0 | 0 | 0 |  |  |  | 1 |  |  |  |  | 0
49.8639 | 0 | 555.0824 | 555.0824 |  |  | 15:10 | -14.26 |  | 577.1686 | 1.1377 | 556.2201 | 49.8639 | 49.8639 | 6.0019e-06 | 0.00027072 | 556.2204 | 556.2204 | 0 | 0 | 0 |  |  |  | 1 |  |  |  |  | 0
49.8639 | 0 | 554.7568 | 554.7568 |  |  | 15:10 | -14.24 |  | 577.1702 | 1.1361 | 555.8929 | 49.8639 | 49.8639 | 5.4017e-06 | 0.00024365 | 555.8932 | 555.8932 | 0 | 0 | 0 |  |  |  | 1 |  |  |  |  | 0
49.8639 | 0 | 554.7568 | 554.7568 |  |  | 15:10 | -14.22 |  | 577.1718 | 1.1345 | 555.8913 | 49.8639 | 49.8639 | 4.8615e-06 | 0.00021928 | 555.8915 | 555.8915 | 0 | 0 | 0 |  |  |  | 1 |  |  |  |  | 0
49.8639 | 0 | 554.7568 | 554.7568 |  |  | 15:10 | -14.2 |  | 577.1735 | 1.1329 | 555.8897 | 49.8639 | 49.8639 | 4.3754e-06 | 0.00019735 | 555.8898 | 555.8898 | 0 | 0 | 0 |  |  |  | 1 |  |  |  |  | 0
49.8639 | 0 | 554.7568 | 554.7568 |  |  | 15:10 | -14.18 |  | 577.1751 | 1.1312 | 555.888 | 49.8639 | 49.8639 | 3.9378e-06 | 0.00017762 | 555.8882 | 555.8882 | 0 | 0 | 0 |  |  |  | 1 |  |  |  |  | 0
49.8639 | 0 | 555.0824 | 555.0824 |  |  | 15:10 | -14.16 |  | 577.1767 | 1.1296 | 556.212 | 49.8639 | 49.8639 | 3.544e-06 | 0.00015986 | 556.2122 | 556.2122 | 0 | 0 | 0 |  |  |  | 1 |  |  |  |  | 0
49.8639 | 0 | 555.0824 | 555.0824 |  |  | 15:10 | -14.14 |  | 577.1784 | 1.128 | 556.2104 | 49.8639 | 49.8639 | 3.1896e-06 | 0.00014387 | 556.2105 | 556.2105 | 0 | 0 | 0 |  |  |  | 1 |  |  |  |  | 0
49.8639 | 0 | 555.0824 | 555.0824 |  |  | 15:10 | -14.12 |  | 577.18 | 1.1263 | 556.2087 | 49.8639 | 49.8639 | 2.8707e-06 | 0.00012948 | 556.2089 | 556.2089 | 0 | 0 | 0 |  |  |  | 1 |  |  |  |  | 0
49.8639 | 0 | 554.7568 | 554.7568 |  |  | 15:10 | -14.1 |  | 577.1816 | 1.1247 | 555.8815 | 49.8639 | 49.8639 | 2.5836e-06 | 0.00011654 | 555.8816 | 555.8816 | 0 | 0 | 0 |  |  |  | 1 |  |  |  |  | 0
49.8639 | 0 | 554.7568 | 554.7568 |  |  | 15:10 | -14.08 |  | 577.1833 | 1.1231 | 555.8799 | 49.8639 | 49.8639 | 2.3252e-06 | 0.00010488 | 555.88 | 555.88 | 0 | 0 | 0 |  |  |  | 1 |  |  |  |  | 0
49.8639 | 0 | 554.7568 | 554.7568 |  |  | 15:10 | -14.06 |  | 577.1849 | 1.1214 | 555.8782 | 49.8639 | 49.8639 | 2.0927e-06 | 9.4394e-05 | 555.8783 | 555.8783 | 0 | 0 | 0 |  |  |  | 1 |  |  |  |  | 0
49.8639 | 0 | 554.7568 | 554.7568 |  |  | 15:10 | -14.04 |  | 577.1865 | 1.1198 | 555.8766 | 49.8639 | 49.8639 | 1.8835e-06 | 8.4954e-05 | 555.8767 | 555.8767 | 0 | 0 | 0 |  |  |  | 1 |  |  |  |  | 0
49.8639 | 0 | 554.7568 | 554.7568 |  |  | 15:10 | -14.02 |  | 577.1881 | 1.1182 | 555.875 | 49.8639 | 49.8639 | 1.6951e-06 | 7.6459e-05 | 555.8751 | 555.8751 | 0 | 0 | 0 |  |  |  | 1 |  |  |  |  | 0
49.8639 | 0 | 554.4313 | 554.4313 |  |  | 15:10 | -14 |  | 577.1898 | 1.1166 | 555.5479 | 49.8639 | 49.8639 | 1.5256e-06 | 6.8813e-05 | 555.5479 | 555.5479 | 0 | 0 | 0 |  |  |  | 1 |  |  |  |  | 0
49.8639 | 0 | 554.7568 | 554.7568 |  |  | 15:10 | -13.98 |  | 577.1914 | 1.1149 | 555.8717 | 49.8639 | 49.8639 | 1.373e-06 | 6.1932e-05 | 555.8718 | 555.8718 | 0 | 0 | 0 |  |  |  | 1 |  |  |  |  | 0
49.8639 | 0 | 554.4313 | 554.4313 |  |  | 15:10 | -13.96 |  | 577.193 | 1.1133 | 555.5446 | 49.8639 | 49.8639 | 1.2357e-06 | 5.5739e-05 | 555.5446 | 555.5446 | 0 | 0 | 0 |  |  |  | 1 |  |  |  |  | 0
49.8639 | 0 | 554.4313 | 554.4313 |  |  | 15:10 | -13.94 |  | 577.1947 | 1.1117 | 555.543 | 49.8639 | 49.8639 | 1.1122e-06 | 5.0165e-05 | 555.543 | 555.543 | 0 | 0 | 0 |  |  |  | 1 |  |  |  |  | 0
49.8639 | 0 | 554.4313 | 554.4313 |  |  | 15:10 | -13.92 |  | 577.1963 | 1.11 | 555.5413 | 49.8639 | 49.8639 | 1.0009e-06 | 4.5148e-05 | 555.5414 | 555.5414 | 0 | 0 | 0 |  |  |  | 1 |  |  |  |  | 0
49.8639 | 0 | 554.1057 | 554.1057 |  |  | 15:10 | -13.9 |  | 577.1979 | 1.1084 | 555.2141 | 49.8639 | 49.8639 | 9.0085e-07 | 4.0633e-05 | 555.2141 | 555.2141 | 0 | 0 | 0 |  |  |  | 1 |  |  |  |  | 0
49.8639 | 0 | 554.1057 | 554.1057 |  |  | 15:10 | -13.88 |  | 577.1996 | 1.1068 | 555.2125 | 49.8639 | 49.8639 | 8.1076e-07 | 3.657e-05 | 555.2125 | 555.2125 | 0 | 0 | 0 |  |  |  | 1 |  |  |  |  | 0
49.8639 | 0 | 554.4313 | 554.4313 |  |  | 15:10 | -13.86 |  | 577.2012 | 1.1051 | 555.5364 | 49.8639 | 49.8639 | 7.2969e-07 | 3.2913e-05 | 555.5365 | 555.5365 | 0 | 0 | 0 |  |  |  | 1 |  |  |  |  | 0
49.8639 | 0 | 554.1057 | 554.1057 |  |  | 15:10 | -13.84 |  | 577.2028 | 1.1035 | 555.2092 | 49.8639 | 49.8639 | 6.5672e-07 | 2.9622e-05 | 555.2092 | 555.2092 | 0 | 0 | 0 |  |  |  | 1 |  |  |  |  | 0
49.8639 | 0 | 554.1057 | 554.1057 |  |  | 15:10 | -13.82 |  | 577.2044 | 1.1019 | 555.2076 | 49.8639 | 49.8639 | 5.9105e-07 | 2.666e-05 | 555.2076 | 555.2076 | 0 | 0 | 0 |  |  |  | 1 |  |  |  |  | 0
49.8639 | 0 | 554.4313 | 554.4313 |  |  | 15:10 | -13.8 |  | 577.2061 | 1.1003 | 555.5316 | 49.8639 | 49.8639 | 5.3194e-07 | 2.3994e-05 | 555.5316 | 555.5316 | 0 | 0 | 0 |  |  |  | 1 |  |  |  |  | 0
49.8639 | 0 | 554.4313 | 554.4313 |  |  | 15:10 | -13.78 |  | 577.2077 | 1.0986 | 555.5299 | 49.8639 | 49.8639 | 4.7875e-07 | 2.1594e-05 | 555.5299 | 555.5299 | 0 | 0 | 0 |  |  |  | 1 |  |  |  |  | 0
49.8639 | 0 | 554.4313 | 554.4313 |  |  | 15:10 | -13.76 |  | 577.2093 | 1.097 | 555.5283 | 49.8639 | 49.8639 | 4.3087e-07 | 1.9435e-05 | 555.5283 | 555.5283 | 0 | 0 | 0 |  |  |  | 1 |  |  |  |  | 0
49.8639 | 0 | 554.4313 | 554.4313 |  |  | 15:10 | -13.74 |  | 577.211 | 1.0954 | 555.5267 | 49.8639 | 49.8639 | 3.8779e-07 | 1.7491e-05 | 555.5267 | 555.5267 | 0 | 0 | 0 |  |  |  | 1 |  |  |  |  | 0
49.8639 | 0 | 554.4313 | 554.4313 |  |  | 15:10 | -13.72 |  | 577.2126 | 1.0937 | 555.525 | 49.8639 | 49.8639 | 3.4901e-07 | 1.5742e-05 | 555.525 | 555.525 | 0 | 0 | 0 |  |  |  | 1 |  |  |  |  | 0
49.8639 | 0 | 554.4313 | 554.4313 |  |  | 15:10 | -13.7 |  | 577.2142 | 1.0921 | 555.5234 | 49.8639 | 49.8639 | 3.1411e-07 | 1.4168e-05 | 555.5234 | 555.5234 | 0 | 0 | 0 |  |  |  | 1 |  |  |  |  | 0
49.8639 | 0 | 554.4313 | 554.4313 |  |  | 15:10 | -13.68 |  | 577.2159 | 1.0905 | 555.5218 | 49.8639 | 49.8639 | 2.827e-07 | 1.2751e-05 | 555.5218 | 555.5218 | 0 | 0 | 0 |  |  |  | 1 |  |  |  |  | 0
49.8639 | 0 | 554.4313 | 554.4313 |  |  | 15:10 | -13.66 |  | 577.2175 | 1.0888 | 555.5201 | 49.8639 | 49.8639 | 2.5443e-07 | 1.1476e-05 | 555.5202 | 555.5202 | 0 | 0 | 0 |  |  |  | 1 |  |  |  |  | 0
49.8639 | 0 | 554.4313 | 554.4313 |  |  | 15:10 | -13.64 |  | 577.2191 | 1.0872 | 555.5185 | 49.8639 | 49.8639 | 2.2898e-07 | 1.0328e-05 | 555.5185 | 555.5185 | 0 | 0 | 0 |  |  |  | 1 |  |  |  |  | 0
49.8639 | 0 | 554.7568 | 554.7568 |  |  | 15:10 | -13.62 |  | 577.2207 | 1.0856 | 555.8424 | 49.8639 | 49.8639 | 2.0609e-07 | 9.2956e-06 | 555.8424 | 555.8424 | 0 | 0 | 0 |  |  |  | 1 |  |  |  |  | 0
49.8639 | 0 | 554.7568 | 554.7568 |  |  | 15:10 | -13.6 |  | 577.2224 | 1.084 | 555.8408 | 49.8639 | 49.8639 | 1.8548e-07 | 8.3661e-06 | 555.8408 | 555.8408 | 0 | 0 | 0 |  |  |  | 1 |  |  |  |  | 0
49.8639 | 0 | 554.7568 | 554.7568 |  |  | 15:10 | -13.58 |  | 577.224 | 1.0823 | 555.8391 | 49.8639 | 49.8639 | 1.6693e-07 | 7.5295e-06 | 555.8391 | 555.8391 | 0 | 0 | 0 |  |  |  | 1 |  |  |  |  | 0
49.8639 | 0 | 554.7568 | 554.7568 |  |  | 15:10 | -13.56 |  | 577.2256 | 1.0807 | 555.8375 | 49.8639 | 49.8639 | 1.5024e-07 | 6.7765e-06 | 555.8375 | 555.8375 | 0 | 0 | 0 |  |  |  | 1 |  |  |  |  | 0
49.8639 | 0 | 555.0824 | 555.0824 |  |  | 15:10 | -13.54 |  | 577.2273 | 1.0791 | 556.1615 | 49.8639 | 49.8639 | 1.3521e-07 | 6.0989e-06 | 556.1615 | 556.1615 | 0 | 0 | 0 |  |  |  | 1 |  |  |  |  | 0
49.8639 | 0 | 554.7568 | 554.7568 |  |  | 15:10 | -13.52 |  | 577.2289 | 1.0774 | 555.8342 | 49.8639 | 49.8639 | 1.2169e-07 | 5.489e-06 | 555.8342 | 555.8342 | 0 | 0 | 0 |  |  |  | 1 |  |  |  |  | 0
49.8639 | 0 | 554.4313 | 554.4313 |  |  | 15:10 | -13.5 |  | 577.2305 | 1.0758 | 555.5071 | 49.8639 | 49.8639 | 1.0952e-07 | 4.9401e-06 | 555.5071 | 555.5071 | 0 | 0 | 0 |  |  |  | 1 |  |  |  |  | 0
49.8639 | 0 | 555.0824 | 555.0824 |  |  | 15:10 | -13.48 |  | 577.2322 | 1.0742 | 556.1566 | 49.8639 | 49.8639 | 9.857e-08 | 4.4461e-06 | 556.1566 | 556.1566 | 0 | 0 | 0 |  |  |  | 1 |  |  |  |  | 0
49.8639 | 0 | 554.7568 | 554.7568 |  |  | 15:10 | -13.46 |  | 577.2338 | 1.0725 | 555.8293 | 49.8639 | 49.8639 | 8.8713e-08 | 4.0015e-06 | 555.8293 | 555.8293 | 0 | 0 | 0 |  |  |  | 1 |  |  |  |  | 0
49.8639 | 0 | 554.4313 | 554.4313 |  |  | 15:10 | -13.44 |  | 577.2354 | 1.0709 | 555.5022 | 49.8639 | 49.8639 | 7.9842e-08 | 3.6013e-06 | 555.5022 | 555.5022 | 0 | 0 | 0 |  |  |  | 1 |  |  |  |  | 0
49.8639 | 0 | 554.4313 | 554.4313 |  |  | 15:10 | -13.42 |  | 577.237 | 1.0693 | 555.5006 | 49.8639 | 49.8639 | 7.1857e-08 | 3.2412e-06 | 555.5006 | 555.5006 | 0 | 0 | 0 |  |  |  | 1 |  |  |  |  | 0
49.8639 | 0 | 554.4313 | 554.4313 |  |  | 15:10 | -13.4 |  | 577.2387 | 1.0677 | 555.499 | 49.8639 | 49.8639 | 6.4672e-08 | 2.9171e-06 | 555.499 | 555.499 | 0 | 0 | 0 |  |  |  | 1 |  |  |  |  | 0
49.8639 | 0 | 554.7568 | 554.7568 |  |  | 15:10 | -13.38 |  | 577.2403 | 1.066 | 555.8228 | 49.8639 | 49.8639 | 5.8205e-08 | 2.6254e-06 | 555.8228 | 555.8228 | 0 | 0 | 0 |  |  |  | 1 |  |  |  |  | 0
49.8639 | 0 | 554.4313 | 554.4313 |  |  | 15:10 | -13.36 |  | 577.2419 | 1.0644 | 555.4957 | 49.8639 | 49.8639 | 5.2384e-08 | 2.3628e-06 | 555.4957 | 555.4957 | 0 | 0 | 0 |  |  |  | 1 |  |  |  |  | 0
49.8639 | 0 | 554.4313 | 554.4313 |  |  | 15:10 | -13.34 |  | 577.2436 | 1.0628 | 555.4941 | 49.8639 | 49.8639 | 4.7146e-08 | 2.1265e-06 | 555.4941 | 555.4941 | 0 | 0 | 0 |  |  |  | 1 |  |  |  |  | 0
49.8639 | 0 | 554.1057 | 554.1057 |  |  | 15:10 | -13.32 |  | 577.2452 | 1.0611 | 555.1668 | 49.8639 | 49.8639 | 4.2431e-08 | 1.9139e-06 | 555.1668 | 555.1668 | 0 | 0 | 0 |  |  |  | 1 |  |  |  |  | 0
49.8639 | 0 | 554.4313 | 554.4313 |  |  | 15:10 | -13.3 |  | 577.2468 | 1.0595 | 555.4908 | 49.8639 | 49.8639 | 3.8188e-08 | 1.7225e-06 | 555.4908 | 555.4908 | 0 | 0 | 0 |  |  |  | 1 |  |  |  |  | 0
49.8639 | 0 | 554.1057 | 554.1057 |  |  | 15:10 | -13.28 |  | 577.2485 | 1.0579 | 555.1636 | 49.8639 | 49.8639 | 3.4369e-08 | 1.5502e-06 | 555.1636 | 555.1636 | 0 | 0 | 0 |  |  |  | 1 |  |  |  |  | 0
49.8639 | 0 | 554.1057 | 554.1057 |  |  | 15:10 | -13.26 |  | 577.2501 | 1.0562 | 555.1619 | 49.8639 | 49.8639 | 3.0932e-08 | 1.3952e-06 | 555.1619 | 555.1619 | 0 | 0 | 0 |  |  |  | 1 |  |  |  |  | 0
49.8639 | 0 | 553.7802 | 553.7802 |  |  | 15:10 | -13.24 |  | 577.2517 | 1.0546 | 554.8348 | 49.8639 | 49.8639 | 2.7839e-08 | 1.2557e-06 | 554.8348 | 554.8348 | 0 | 0 | 0 |  |  |  | 1 |  |  |  |  | 0
49.8639 | 0 | 554.1057 | 554.1057 |  |  | 15:10 | -13.22 |  | 577.2533 | 1.053 | 555.1587 | 49.8639 | 49.8639 | 2.5055e-08 | 1.1301e-06 | 555.1587 | 555.1587 | 0 | 0 | 0 |  |  |  | 1 |  |  |  |  | 0
49.8639 | 0 | 554.1057 | 554.1057 |  |  | 15:10 | -13.2 |  | 577.255 | 1.0514 | 555.1571 | 49.8639 | 49.8639 | 2.255e-08 | 1.0171e-06 | 555.1571 | 555.1571 | 0 | 0 | 0 |  |  |  | 1 |  |  |  |  | 0
49.8639 | 0 | 554.4313 | 554.4313 |  |  | 15:10 | -13.18 |  | 577.2566 | 1.0497 | 555.481 | 49.8639 | 49.8639 | 2.0295e-08 | 9.1541e-07 | 555.481 | 555.481 | 0 | 0 | 0 |  |  |  | 1 |  |  |  |  | 0
49.8639 | 0 | 554.1057 | 554.1057 |  |  | 15:10 | -13.16 |  | 577.2582 | 1.0481 | 555.1538 | 49.8639 | 49.8639 | 1.8265e-08 | 8.2386e-07 | 555.1538 | 555.1538 | 0 | 0 | 0 |  |  |  | 1 |  |  |  |  | 0
49.8639 | 0 | 554.4313 | 554.4313 |  |  | 15:10 | -13.14 |  | 577.2599 | 1.0465 | 555.4778 | 49.8639 | 49.8639 | 1.6439e-08 | 7.4148e-07 | 555.4778 | 555.4778 | 0 | 0 | 0 |  |  |  | 1 |  |  |  |  | 0
49.8639 | 0 | 554.1057 | 554.1057 |  |  | 15:10 | -13.12 |  | 577.2615 | 1.0448 | 555.1505 | 49.8639 | 49.8639 | 1.4795e-08 | 6.6733e-07 | 555.1505 | 555.1505 | 0 | 0 | 0 |  |  |  | 1 |  |  |  |  | 0
49.8639 | 0 | 554.1057 | 554.1057 |  |  | 15:10 | -13.1 |  | 577.2631 | 1.0432 | 555.1489 | 49.8639 | 49.8639 | 1.3315e-08 | 6.006e-07 | 555.1489 | 555.1489 | 0 | 0 | 0 |  |  |  | 1 |  |  |  |  | 0
49.8639 | 0 | 554.1057 | 554.1057 |  |  | 15:10 | -13.08 |  | 577.2648 | 1.0416 | 555.1473 | 49.8639 | 49.8639 | 1.1984e-08 | 5.4054e-07 | 555.1473 | 555.1473 | 0 | 0 | 0 |  |  |  | 1 |  |  |  |  | 0
49.8639 | 0 | 554.4313 | 554.4313 |  |  | 15:10 | -13.06 |  | 577.2664 | 1.0399 | 555.4712 | 49.8639 | 49.8639 | 1.0785e-08 | 4.8648e-07 | 555.4712 | 555.4712 | 0 | 0 | 0 |  |  |  | 1 |  |  |  |  | 0
49.8639 | 0 | 554.4313 | 554.4313 |  |  | 15:10 | -13.04 |  | 577.268 | 1.0383 | 555.4696 | 49.8639 | 49.8639 | 9.7069e-09 | 4.3783e-07 | 555.4696 | 555.4696 | 0 | 0 | 0 |  |  |  | 1 |  |  |  |  | 0
49.8639 | 0 | 554.7568 | 554.7568 |  |  | 15:10 | -13.02 |  | 577.2696 | 1.0367 | 555.7935 | 49.8639 | 49.8639 | 0.0035 | 0.15787 | 555.9514 | 555.9514 | 0 | 0 | 0 |  |  |  | 1 |  |  |  |  | 0
49.8639 | 0 | 554.7568 | 554.7568 |  |  | 15:10 | -13 |  | 577.2713 | 1.0351 | 555.7919 | 49.8639 | 49.8639 | 0.0084 | 0.37889 | 556.1707 | 556.1707 | 0 | 0 | 0 |  |  |  | 1 |  |  |  |  | 0
49.8639 | 0 | 554.7568 | 554.7568 |  |  | 15:10 | -12.98 |  | 577.2729 | 1.0334 | 555.7902 | 49.8639 | 49.8642 | 0.01281 | 0.5778 | 556.368 | 556.368 | 0 | 0 | 0 |  |  |  | 1 |  |  |  |  | 0
49.8639 | 0 | 555.0824 | 555.0824 |  |  | 15:10 | -12.96 |  | 577.2745 | 1.0318 | 556.1142 | 49.8639 | 49.8646 | 0.015029 | 0.67789 | 556.7921 | 556.7921 | 0 | 0 | 0 |  |  |  | 1 |  |  |  |  | 0
49.8639 | 0 | 555.0824 | 555.0824 |  |  | 15:10 | -12.94 |  | 577.2762 | 1.0302 | 556.1126 | 49.8639 | 49.8648 | 0.013526 | 0.6101 | 556.7227 | 556.7227 | 0 | 0 | 0 |  |  |  | 1 |  |  |  |  | 0
49.8639 | 0 | 554.7568 | 554.7568 |  |  | 15:10 | -12.92 |  | 577.2778 | 1.0285 | 555.7853 | 49.8639 | 49.8651 | 0.012173 | 0.54909 | 556.3344 | 556.3344 | 0 | 0 | 0 |  |  |  | 1 |  |  |  |  | 0
49.8639 | 0 | 555.0824 | 555.0824 |  |  | 15:10 | -12.9 |  | 577.2794 | 1.0269 | 556.1093 | 49.8639 | 49.8653 | 0.010956 | 0.49418 | 556.6035 | 556.6035 | 0 | 0 | 0 |  |  |  | 1 |  |  |  |  | 0
49.8639 | 0 | 554.4313 | 554.4313 |  |  | 15:10 | -12.88 |  | 577.2811 | 1.0253 | 555.4566 | 49.8639 | 49.8655 | 0.0098605 | 0.44477 | 555.9013 | 555.9013 | 0 | 0 | 0 |  |  |  | 1 |  |  |  |  | 0
49.8639 | 0 | 554.7568 | 554.7568 |  |  | 15:10 | -12.86 |  | 577.2827 | 1.0236 | 555.7804 | 49.8639 | 49.8657 | 0.0088745 | 0.40029 | 556.1807 | 556.1807 | 0 | 0 | 0 |  |  |  | 1 |  |  |  |  | 0
49.8639 | 0 | 554.7568 | 554.7568 |  |  | 15:10 | -12.84 |  | 577.2843 | 1.022 | 555.7788 | 49.8639 | 49.8659 | 0.007987 | 0.36026 | 556.1391 | 556.1391 | 0 | 0 | 0 |  |  |  | 1 |  |  |  |  | 0
49.8639 | 0 | 554.7568 | 554.7568 |  |  | 15:10 | -12.82 |  | 577.2859 | 1.0204 | 555.7772 | 49.8639 | 49.866 | 0.0071883 | 0.32423 | 556.1014 | 556.1014 | 0 | 0 | 0 |  |  |  | 1 |  |  |  |  | 0
49.8674 | 0 | 554.7568 | 554.7568 |  |  | 15:10 | -12.8 |  | 577.2876 | 1.0188 | 555.7756 | 49.8642 | 49.8662 | 0.0064695 | 0.29183 | 556.0674 | 556.0674 | 0 | 0 | 0 |  |  |  | 1 |  |  |  |  | 0
49.8674 | 0 | 554.4313 | 554.4313 |  |  | 15:10 | -12.78 |  | 577.2892 | 1.0171 | 555.4484 | 49.8646 | 49.8663 | 0.0058225 | 0.26265 | 555.7111 | 555.7111 | 0 | 0 | 0 |  |  |  | 1 |  |  |  |  | 0
49.8674 | 0 | 554.4313 | 554.4313 |  |  | 15:10 | -12.76 |  | 577.2908 | 1.0155 | 555.4468 | 49.8648 | 49.8664 | 0.0052403 | 0.23638 | 555.6832 | 555.6832 | 0 | 0 | 0 |  |  |  | 1 |  |  |  |  | 0
49.8674 | 0 | 554.4313 | 554.4313 |  |  | 15:10 | -12.74 |  | 577.2925 | 1.0139 | 555.4452 | 49.8651 | 49.8665 | 0.0047163 | 0.21275 | 555.6579 | 555.6579 | 0 | 0 | 0 |  |  |  | 1 |  |  |  |  | 0
49.8674 | 0 | 554.4313 | 554.4313 |  |  | 15:10 | -12.72 |  | 577.2941 | 1.0122 | 555.4435 | 49.8653 | 49.8666 | 0.0042446 | 0.19147 | 555.635 | 555.635 | 0 | 0 | 0 |  |  |  | 1 |  |  |  |  | 0
49.8674 | 0 | 554.1057 | 554.1057 |  |  | 15:10 | -12.7 |  | 577.2957 | 1.0106 | 555.1163 | 49.8655 | 49.8667 | 0.0038202 | 0.17232 | 555.2886 | 555.2886 | 0 | 0 | 0 |  |  |  | 1 |  |  |  |  | 0
49.8674 | 0 | 554.4313 | 554.4313 |  |  | 15:10 | -12.68 |  | 577.2974 | 1.009 | 555.4403 | 49.8657 | 49.8668 | 0.0034382 | 0.15509 | 555.5954 | 555.5954 | 0 | 0 | 0 |  |  |  | 1 |  |  |  |  | 0
49.8674 | 0 | 554.1057 | 554.1057 |  |  | 15:10 | -12.66 |  | 577.299 | 1.0073 | 555.113 | 49.8659 | 49.8668 | 0.0030943 | 0.13958 | 555.2526 | 555.2526 | 0 | 0 | 0 |  |  |  | 1 |  |  |  |  | 0
49.8674 | 0 | 554.4313 | 554.4313 |  |  | 15:10 | -12.64 |  | 577.3006 | 1.0057 | 555.437 | 49.866 | 49.8669 | 0.0027849 | 0.12562 | 555.5626 | 555.5626 | 0 | 0 | 0 |  |  |  | 1 |  |  |  |  | 0
49.8674 | 0 | 554.4313 | 554.4313 |  |  | 15:10 | -12.62 |  | 577.3022 | 1.0041 | 555.4354 | 49.8662 | 49.8669 | 0.0025064 | 0.11306 | 555.5484 | 555.5484 | 0 | 0 | 0 |  |  |  | 1 |  |  |  |  | 0
49.8674 | 0 | 554.4313 | 554.4313 |  |  | 15:10 | -12.6 |  | 577.3039 | 1.0025 | 555.4338 | 49.8663 | 49.867 | 0.0022558 | 0.10176 | 555.5355 | 555.5355 | 0 | 0 | 0 |  |  |  | 1 |  |  |  |  | 0
49.8674 | 0 | 554.1057 | 554.1057 |  |  | 15:10 | -12.58 |  | 577.3055 | 1.0008 | 555.1065 | 49.8664 | 49.867 | 0.0020302 | 0.09158 | 555.1981 | 555.1981 | 0 | 0 | 0 |  |  |  | 1 |  |  |  |  | 0
49.8674 | 0 | 554.1057 | 554.1057 |  |  | 15:10 | -12.56 |  | 577.3071 | 0.99919 | 555.1049 | 49.8665 | 49.8671 | 0.0018272 | 0.082422 | 555.1873 | 555.1873 | 0 | 0 | 0 |  |  |  | 1 |  |  |  |  | 0
49.8674 | 0 | 554.4313 | 554.4313 |  |  | 15:10 | -12.54 |  | 577.3088 | 0.99756 | 555.4289 | 49.8666 | 49.8671 | 0.0016445 | 0.07418 | 555.503 | 555.503 | 0 | 0 | 0 |  |  |  | 1 |  |  |  |  | 0
49.8674 | 0 | 554.1057 | 554.1057 |  |  | 15:10 | -12.52 |  | 577.3104 | 0.99593 | 555.1016 | 49.8667 | 49.8671 | 0.00148 | 0.066762 | 555.1684 | 555.1684 | 0 | 0 | 0 |  |  |  | 1 |  |  |  |  | 0
49.8674 | 0 | 554.1057 | 554.1057 |  |  | 15:10 | -12.5 |  | 577.312 | 0.9943 | 555.1 | 49.8668 | 49.8671 | 0.001332 | 0.060086 | 555.1601 | 555.1601 | 0 | 0 | 0 |  |  |  | 1 |  |  |  |  | 0
49.8674 | 0 | 554.4313 | 554.4313 |  |  | 15:10 | -12.48 |  | 577.3137 | 0.99267 | 555.424 | 49.8668 | 49.8672 | 0.0011988 | 0.054077 | 555.478 | 555.478 | 0 | 0 | 0 |  |  |  | 1 |  |  |  |  | 0
49.8674 | 0 | 554.4313 | 554.4313 |  |  | 15:10 | -12.46 |  | 577.3153 | 0.99104 | 555.4223 | 49.8669 | 49.8672 | 0.0010789 | 0.048669 | 555.471 | 555.471 | 0 | 0 | 0 |  |  |  | 1 |  |  |  |  | 0
49.8674 | 0 | 554.1057 | 554.1057 |  |  | 15:10 | -12.44 |  | 577.3169 | 0.98941 | 555.0951 | 49.8669 | 49.8672 | 0.00097104 | 0.043802 | 555.1389 | 555.1389 | 0 | 0 | 0 |  |  |  | 1 |  |  |  |  | 0
49.8674 | 0 | 554.4313 | 554.4313 |  |  | 15:10 | -12.42 |  | 577.3185 | 0.98778 | 555.4191 | 49.867 | 49.8672 | 0.00087393 | 0.039422 | 555.4585 | 555.4585 | 0 | 0 | 0 |  |  |  | 1 |  |  |  |  | 0
49.8674 | 0 | 554.1057 | 554.1057 |  |  | 15:10 | -12.4 |  | 577.3202 | 0.98615 | 555.0919 | 49.867 | 49.8673 | 0.00078654 | 0.03548 | 555.1273 | 555.1273 | 0 | 0 | 0 |  |  |  | 1 |  |  |  |  | 0
49.8674 | 0 | 554.1057 | 554.1057 |  |  | 15:10 | -12.38 |  | 577.3218 | 0.98452 | 555.0902 | 49.8671 | 49.8673 | 0.00070789 | 0.031932 | 555.1222 | 555.1222 | 0 | 0 | 0 |  |  |  | 1 |  |  |  |  | 0
49.8674 | 0 | 554.1057 | 554.1057 |  |  | 15:10 | -12.36 |  | 577.3234 | 0.98289 | 555.0886 | 49.8671 | 49.8673 | 0.0006371 | 0.028739 | 555.1173 | 555.1173 | 0 | 0 | 0 |  |  |  | 1 |  |  |  |  | 0
49.8674 | 0 | 554.1057 | 554.1057 |  |  | 15:10 | -12.34 |  | 577.3251 | 0.98126 | 555.087 | 49.8671 | 49.8673 | 0.00057339 | 0.025865 | 555.1128 | 555.1128 | 0 | 0 | 0 |  |  |  | 1 |  |  |  |  | 0
49.8674 | 0 | 554.1057 | 554.1057 |  |  | 15:10 | -12.32 |  | 577.3267 | 0.97963 | 555.0853 | 49.8671 | 49.8673 | 0.00051605 | 0.023278 | 555.1086 | 555.1086 | 0 | 0 | 0 |  |  |  | 1 |  |  |  |  | 0
49.8674 | 0 | 554.4313 | 554.4313 |  |  | 15:10 | -12.3 |  | 577.3283 | 0.978 | 555.4093 | 49.8672 | 49.8673 | 0.00046444 | 0.020951 | 555.4303 | 555.4303 | 0 | 0 | 0 |  |  |  | 1 |  |  |  |  | 0
49.8674 | 0 | 554.1057 | 554.1057 |  |  | 15:10 | -12.28 |  | 577.33 | 0.97637 | 555.0821 | 49.8672 | 49.8673 | 0.000418 | 0.018855 | 555.1009 | 555.1009 | 0 | 0 | 0 |  |  |  | 1 |  |  |  |  | 0
49.8674 | 0 | 554.1057 | 554.1057 |  |  | 15:10 | -12.26 |  | 577.3316 | 0.97474 | 555.0804 | 49.8672 | 49.8673 | 0.0003762 | 0.01697 | 555.0974 | 555.0974 | 0 | 0 | 0 |  |  |  | 1 |  |  |  |  | 0
49.8674 | 0 | 554.1057 | 554.1057 |  |  | 15:10 | -12.24 |  | 577.3332 | 0.97311 | 555.0788 | 49.8672 | 49.8673 | 0.00033858 | 0.015273 | 555.0941 | 555.0941 | 0 | 0 | 0 |  |  |  | 1 |  |  |  |  | 0
49.8674 | 0 | 554.1057 | 554.1057 |  |  | 15:10 | -12.22 |  | 577.3348 | 0.97148 | 555.0772 | 49.8673 | 49.8673 | 0.00030472 | 0.013746 | 555.0909 | 555.0909 | 0 | 0 | 0 |  |  |  | 1 |  |  |  |  | 0
49.8674 | 0 | 554.1057 | 554.1057 |  |  | 15:10 | -12.2 |  | 577.3365 | 0.96985 | 555.0756 | 49.8673 | 49.8673 | 0.00027425 | 0.012371 | 555.0879 | 555.0879 | 0 | 0 | 0 |  |  |  | 1 |  |  |  |  | 0
49.8674 | 0 | 554.4313 | 554.4313 |  |  | 15:10 | -12.18 |  | 577.3381 | 0.96822 | 555.3995 | 49.8673 | 49.8674 | 0.00024682 | 0.011134 | 555.4107 | 555.4107 | 0 | 0 | 0 |  |  |  | 1 |  |  |  |  | 0
49.8674 | 0 | 554.1057 | 554.1057 |  |  | 15:10 | -12.16 |  | 577.3397 | 0.96659 | 555.0723 | 49.8673 | 49.8674 | 0.00022214 | 0.010021 | 555.0823 | 555.0823 | 0 | 0 | 0 |  |  |  | 1 |  |  |  |  | 0
49.8674 | 0 | 554.1057 | 554.1057 |  |  | 15:10 | -12.14 |  | 577.3414 | 0.96496 | 555.0707 | 49.8673 | 49.8674 | 0.00019993 | 0.0090185 | 555.0797 | 555.0797 | 0 | 0 | 0 |  |  |  | 1 |  |  |  |  | 0
49.8674 | 0 | 554.1057 | 554.1057 |  |  | 15:10 | -12.12 |  | 577.343 | 0.96333 | 555.069 | 49.8673 | 49.8674 | 0.00017994 | 0.0081167 | 555.0771 | 555.0771 | 0 | 0 | 0 |  |  |  | 1 |  |  |  |  | 0
49.8674 | 0 | 554.1057 | 554.1057 |  |  | 15:10 | -12.1 |  | 577.3446 | 0.9617 | 555.0674 | 49.8673 | 49.8674 | 0.00016194 | 0.007305 | 555.0747 | 555.0747 | 0 | 0 | 0 |  |  |  | 1 |  |  |  |  | 0
49.8674 | 0 | 554.1057 | 554.1057 |  |  | 15:10 | -12.08 |  | 577.3463 | 0.96007 | 555.0658 | 49.8673 | 49.8674 | 0.00014575 | 0.0065745 | 555.0723 | 555.0723 | 0 | 0 | 0 |  |  |  | 1 |  |  |  |  | 0
49.8674 | 0 | 553.7802 | 553.7802 |  |  | 15:10 | -12.06 |  | 577.3479 | 0.95844 | 554.7386 | 49.8673 | 49.8674 | 0.00013117 | 0.005917 | 554.7446 | 554.7446 | 0 | 0 | 0 |  |  |  | 1 |  |  |  |  | 0
49.8674 | 0 | 554.1057 | 554.1057 |  |  | 15:10 | -12.04 |  | 577.3495 | 0.95681 | 555.0625 | 49.8673 | 49.8674 | 0.00011806 | 0.0053253 | 555.0678 | 555.0678 | 0 | 0 | 0 |  |  |  | 1 |  |  |  |  | 0
49.8674 | 0 | 554.1057 | 554.1057 |  |  | 15:10 | -12.02 |  | 577.3511 | 0.95518 | 555.0609 | 49.8673 | 49.8674 | 0.00010625 | 0.0047928 | 555.0657 | 555.0657 | 0 | 0 | 0 |  |  |  | 1 |  |  |  |  | 0
49.8674 | 0 | 553.7802 | 553.7802 |  |  | 15:10 | -12 |  | 577.3528 | 0.95355 | 554.7338 | 49.8674 | 49.8674 | 9.5625e-05 | 0.0043135 | 554.7381 | 554.7381 | 0 | 0 | 0 |  |  |  | 1 |  |  |  |  | 0
49.8674 | 0 | 553.7802 | 553.7802 |  |  | 15:10 | -11.98 |  | 577.3544 | 0.95192 | 554.7321 | 49.8674 | 49.8674 | 8.6062e-05 | 0.0038822 | 554.736 | 554.736 | 0 | 0 | 0 |  |  |  | 1 |  |  |  |  | 0
49.8674 | 0 | 553.7802 | 553.7802 |  |  | 15:10 | -11.96 |  | 577.356 | 0.95029 | 554.7305 | 49.8674 | 49.8674 | 7.7456e-05 | 0.003494 | 554.734 | 554.734 | 0 | 0 | 0 |  |  |  | 1 |  |  |  |  | 0
49.8674 | 0 | 553.4546 | 553.4546 |  |  | 15:10 | -11.94 |  | 577.3577 | 0.94866 | 554.4033 | 49.8674 | 49.8674 | 6.9711e-05 | 0.0031446 | 554.4064 | 554.4064 | 0 | 0 | 0 |  |  |  | 1 |  |  |  |  | 0
49.8674 | 0 | 554.1057 | 554.1057 |  |  | 15:10 | -11.92 |  | 577.3593 | 0.94703 | 555.0527 | 49.8674 | 49.8674 | 6.2739e-05 | 0.0028301 | 555.0556 | 555.0556 | 0 | 0 | 0 |  |  |  | 1 |  |  |  |  | 0
49.8674 | 0 | 554.1057 | 554.1057 |  |  | 15:10 | -11.9 |  | 577.3609 | 0.9454 | 555.0511 | 49.8674 | 49.8674 | 0.0034565 | 0.15592 | 555.207 | 555.207 | 0 | 0 | 0 |  |  |  | 1 |  |  |  |  | 0
49.8674 | 0 | 554.4313 | 554.4313 |  |  | 15:10 | -11.88 |  | 577.3626 | 0.94377 | 555.3751 | 49.8674 | 49.8674 | 0.0082108 | 0.37038 | 555.7455 | 555.7455 | 0 | 0 | 0 |  |  |  | 1 |  |  |  |  | 0
49.8674 | 0 | 554.1057 | 554.1057 |  |  | 15:10 | -11.86 |  | 577.3642 | 0.94214 | 555.0478 | 49.8674 | 49.8677 | 0.01249 | 0.5634 | 555.6112 | 555.6112 | 0 | 0 | 0 |  |  |  | 1 |  |  |  |  | 0
49.8674 | 0 | 553.7802 | 553.7802 |  |  | 15:10 | -11.84 |  | 577.3658 | 0.94051 | 554.7207 | 49.8674 | 49.868 | 0.014641 | 0.66043 | 555.3811 | 555.3811 | 0 | 0 | 0 |  |  |  | 1 |  |  |  |  | 0
49.8674 | 0 | 554.1057 | 554.1057 |  |  | 15:10 | -11.82 |  | 577.3674 | 0.93888 | 555.0446 | 49.8674 | 49.8683 | 0.013177 | 0.59439 | 555.639 | 555.639 | 0 | 0 | 0 |  |  |  | 1 |  |  |  |  | 0
49.8674 | 0 | 554.1057 | 554.1057 |  |  | 15:10 | -11.8 |  | 577.3691 | 0.93725 | 555.043 | 49.8674 | 49.8686 | 0.011859 | 0.53495 | 555.5779 | 555.5779 | 0 | 0 | 0 |  |  |  | 1 |  |  |  |  | 0
49.8674 | 0 | 554.1057 | 554.1057 |  |  | 15:10 | -11.78 |  | 577.3707 | 0.93562 | 555.0413 | 49.8674 | 49.8688 | 0.010673 | 0.48145 | 555.5228 | 555.5228 | 0 | 0 | 0 |  |  |  | 1 |  |  |  |  | 0
49.8674 | 0 | 554.1057 | 554.1057 |  |  | 15:10 | -11.76 |  | 577.3723 | 0.93399 | 555.0397 | 49.8674 | 49.869 | 0.0096058 | 0.43331 | 555.473 | 555.473 | 0 | 0 | 0 |  |  |  | 1 |  |  |  |  | 0
49.8674 | 0 | 554.1057 | 554.1057 |  |  | 15:10 | -11.74 |  | 577.374 | 0.93236 | 555.0381 | 49.8674 | 49.8692 | 0.0086452 | 0.38998 | 555.428 | 555.428 | 0 | 0 | 0 |  |  |  | 1 |  |  |  |  | 0
49.8674 | 0 | 553.7802 | 553.7802 |  |  | 15:10 | -11.72 |  | 577.3756 | 0.93073 | 554.7109 | 49.8674 | 49.8693 | 0.0077807 | 0.35098 | 555.0619 | 555.0619 | 0 | 0 | 0 |  |  |  | 1 |  |  |  |  | 0
49.8674 | 0 | 554.1057 | 554.1057 |  |  | 15:10 | -11.7 |  | 577.3772 | 0.9291 | 555.0348 | 49.8674 | 49.8695 | 0.0070026 | 0.31588 | 555.3507 | 555.3507 | 0 | 0 | 0 |  |  |  | 1 |  |  |  |  | 0
49.8708 | 0 | 554.1057 | 554.1057 |  |  | 15:10 | -11.68 |  | 577.3789 | 0.92747 | 555.0332 | 49.8677 | 49.8696 | 0.0063024 | 0.28431 | 555.3175 | 555.3175 | 0 | 0 | 0 |  |  |  | 1 |  |  |  |  | 0
49.8708 | 0 | 554.1057 | 554.1057 |  |  | 15:10 | -11.66 |  | 577.3805 | 0.92584 | 555.0315 | 49.868 | 49.8697 | 0.0056721 | 0.25588 | 555.2874 | 555.2874 | 0 | 0 | 0 |  |  |  | 1 |  |  |  |  | 0
49.8708 | 0 | 554.1057 | 554.1057 |  |  | 15:10 | -11.64 |  | 577.3821 | 0.92421 | 555.0299 | 49.8683 | 49.8698 | 0.0051049 | 0.23029 | 555.2602 | 555.2602 | 0 | 0 | 0 |  |  |  | 1 |  |  |  |  | 0
49.8708 | 0 | 553.7802 | 553.7802 |  |  | 15:10 | -11.62 |  | 577.3837 | 0.92258 | 554.7028 | 49.8686 | 49.8699 | 0.0045944 | 0.20726 | 554.91 | 554.91 | 0 | 0 | 0 |  |  |  | 1 |  |  |  |  | 0
49.8708 | 0 | 553.4546 | 553.4546 |  |  | 15:10 | -11.6 |  | 577.3854 | 0.92095 | 554.3756 | 49.8688 | 49.87 | 0.004135 | 0.18654 | 554.5621 | 554.5621 | 0 | 0 | 0 |  |  |  | 1 |  |  |  |  | 0
49.8708 | 0 | 553.4546 | 553.4546 |  |  | 15:10 | -11.58 |  | 577.387 | 0.91932 | 554.3739 | 49.869 | 49.8701 | 0.0037215 | 0.16788 | 554.5418 | 554.5418 | 0 | 0 | 0 |  |  |  | 1 |  |  |  |  | 0
49.8708 | 0 | 553.7802 | 553.7802 |  |  | 15:10 | -11.56 |  | 577.3886 | 0.91769 | 554.6979 | 49.8692 | 49.8702 | 0.0033493 | 0.1511 | 554.849 | 554.849 | 0 | 0 | 0 |  |  |  | 1 |  |  |  |  | 0
49.8708 | 0 | 553.4546 | 553.4546 |  |  | 15:10 | -11.54 |  | 577.3903 | 0.91606 | 554.3707 | 49.8693 | 49.8702 | 0.0030144 | 0.13599 | 554.5066 | 554.5066 | 0 | 0 | 0 |  |  |  | 1 |  |  |  |  | 0
49.8708 | 0 | 553.7802 | 553.7802 |  |  | 15:10 | -11.52 |  | 577.3919 | 0.91443 | 554.6946 | 49.8695 | 49.8703 | 0.002713 | 0.12239 | 554.817 | 554.817 | 0 | 0 | 0 |  |  |  | 1 |  |  |  |  | 0
49.8708 | 0 | 553.7802 | 553.7802 |  |  | 15:10 | -11.5 |  | 577.3935 | 0.9128 | 554.693 | 49.8696 | 49.8703 | 0.0024417 | 0.11015 | 554.8031 | 554.8031 | 0 | 0 | 0 |  |  |  | 1 |  |  |  |  | 0
49.8708 | 0 | 553.4546 | 553.4546 |  |  | 15:10 | -11.48 |  | 577.3952 | 0.91117 | 554.3658 | 49.8697 | 49.8704 | 0.0021975 | 0.099133 | 554.4649 | 554.4649 | 0 | 0 | 0 |  |  |  | 1 |  |  |  |  | 0
49.8708 | 0 | 553.7802 | 553.7802 |  |  | 15:10 | -11.46 |  | 577.3968 | 0.90954 | 554.6897 | 49.8698 | 49.8704 | 0.0019778 | 0.08922 | 554.779 | 554.779 | 0 | 0 | 0 |  |  |  | 1 |  |  |  |  | 0
49.8708 | 0 | 553.7802 | 553.7802 |  |  | 15:10 | -11.44 |  | 577.3984 | 0.90791 | 554.6881 | 49.8699 | 49.8705 | 0.00178 | 0.080298 | 554.7684 | 554.7684 | 0 | 0 | 0 |  |  |  | 1 |  |  |  |  | 0
49.8708 | 0 | 553.4546 | 553.4546 |  |  | 15:10 | -11.42 |  | 577.4 | 0.90628 | 554.3609 | 49.87 | 49.8705 | 0.001602 | 0.072268 | 554.4331 | 554.4331 | 0 | 0 | 0 |  |  |  | 1 |  |  |  |  | 0
49.8708 | 0 | 553.4546 | 553.4546 |  |  | 15:10 | -11.4 |  | 577.4017 | 0.90465 | 554.3593 | 49.8701 | 49.8705 | 0.0014418 | 0.065041 | 554.4243 | 554.4243 | 0 | 0 | 0 |  |  |  | 1 |  |  |  |  | 0
49.8708 | 0 | 553.4546 | 553.4546 |  |  | 15:10 | -11.38 |  | 577.4033 | 0.90302 | 554.3576 | 49.8702 | 49.8706 | 0.0012976 | 0.058537 | 554.4162 | 554.4162 | 0 | 0 | 0 |  |  |  | 1 |  |  |  |  | 0
49.8708 | 0 | 553.7802 | 553.7802 |  |  | 15:10 | -11.36 |  | 577.4049 | 0.90139 | 554.6816 | 49.8702 | 49.8706 | 0.0011678 | 0.052684 | 554.7343 | 554.7343 | 0 | 0 | 0 |  |  |  | 1 |  |  |  |  | 0
49.8708 | 0 | 553.7802 | 553.7802 |  |  | 15:10 | -11.34 |  | 577.4066 | 0.89976 | 554.68 | 49.8703 | 49.8706 | 0.0010511 | 0.047415 | 554.7274 | 554.7274 | 0 | 0 | 0 |  |  |  | 1 |  |  |  |  | 0
49.8708 | 0 | 554.1057 | 554.1057 |  |  | 15:10 | -11.32 |  | 577.4082 | 0.89813 | 555.0038 | 49.8703 | 49.8706 | 0.00094595 | 0.042674 | 555.0465 | 555.0465 | 0 | 0 | 0 |  |  |  | 1 |  |  |  |  | 0
49.8708 | 0 | 553.7802 | 553.7802 |  |  | 15:10 | -11.3 |  | 577.4098 | 0.8965 | 554.6767 | 49.8704 | 49.8706 | 0.0077514 | 0.34968 | 555.0264 | 555.0264 | 0 | 0 | 0 |  |  |  | 1 |  |  |  |  | 0
49.8708 | 0 | 554.1057 | 554.1057 |  |  | 15:10 | -11.28 |  | 577.4115 | 0.89487 | 555.0006 | 49.8704 | 49.8707 | 0.020826 | 0.93951 | 555.9401 | 555.9401 | 0 | 0 | 0 |  |  |  | 1 |  |  |  |  | 0
49.8708 | 0 | 553.7802 | 553.7802 |  |  | 15:10 | -11.26 |  | 577.4131 | 0.89324 | 554.6734 | 49.8705 | 49.8714 | 0.030844 | 1.3914 | 556.0649 | 556.0649 | 0 | 0 | 0 |  |  |  | 1 |  |  |  |  | 0
49.8708 | 0 | 554.1057 | 554.1057 |  |  | 15:10 | -11.24 |  | 577.4147 | 0.89161 | 554.9973 | 49.8705 | 49.8723 | 0.034659 | 1.5635 | 556.5609 | 556.5609 | 0 | 0 | 0 |  |  |  | 1 |  |  |  |  | 0
49.8708 | 0 | 553.4546 | 553.4546 |  |  | 15:10 | -11.22 |  | 577.4163 | 0.88998 | 554.3446 | 49.8705 | 49.8729 | 0.029443 | 1.3282 | 555.6728 | 555.6728 | 0 | 0 | 0 |  |  |  | 1 |  |  |  |  | 0
49.8708 | 0 | 554.1057 | 554.1057 |  |  | 15:10 | -11.2 |  | 577.418 | 0.88835 | 554.9941 | 49.8706 | 49.8734 | 0.022999 | 1.0375 | 556.0316 | 556.0316 | 0 | 0 | 0 |  |  |  | 1 |  |  |  |  | 0
49.8708 | 0 | 553.7802 | 553.7802 |  |  | 15:10 | -11.18 |  | 577.4196 | 0.88672 | 554.6669 | 49.8706 | 49.8738 | 0.020699 | 0.93378 | 555.6007 | 555.6007 | 0 | 0 | 0 |  |  |  | 1 |  |  |  |  | 0
49.8708 | 0 | 553.7802 | 553.7802 |  |  | 15:10 | -11.16 |  | 577.4212 | 0.88509 | 554.6653 | 49.8706 | 49.8742 | 0.018629 | 0.8404 | 555.5057 | 555.5057 | 0 | 0 | 0 |  |  |  | 1 |  |  |  |  | 0
49.8708 | 0 | 554.1057 | 554.1057 |  |  | 15:10 | -11.14 |  | 577.4229 | 0.88346 | 554.9892 | 49.8706 | 49.8745 | 0.016766 | 0.75636 | 555.7455 | 555.7455 | 0 | 0 | 0 |  |  |  | 1 |  |  |  |  | 0
49.8708 | 0 | 554.1057 | 554.1057 |  |  | 15:10 | -11.12 |  | 577.4245 | 0.88183 | 554.9875 | 49.8706 | 49.8749 | 0.01509 | 0.68072 | 555.6683 | 555.6683 | 0 | 0 | 0 |  |  |  | 1 |  |  |  |  | 0
49.8708 | 0 | 554.4313 | 554.4313 |  |  | 15:10 | -11.1 |  | 577.4261 | 0.8802 | 555.3115 | 49.8707 | 49.8751 | 0.013581 | 0.61265 | 555.9242 | 555.9242 | 0 | 0 | 0 |  |  |  | 1 |  |  |  |  | 0
49.8777 | 0 | 554.1057 | 554.1057 |  |  | 15:10 | -11.08 |  | 577.4278 | 0.87857 | 554.9843 | 49.8714 | 49.8754 | 0.012223 | 0.55146 | 555.5357 | 555.5357 | 0 | 0 | 0 |  |  |  | 1 |  |  |  |  | 0
49.8812 | 0 | 551.1757 | 551.1757 |  |  | 15:10 | -11.06 |  | 577.4294 | 0.87694 | 552.0526 | 49.8723 | 49.8756 | 0.011 | 0.49635 | 552.549 | 552.549 | 0 | 0 | 0 |  |  |  | 1 |  |  |  |  | 0
49.8777 | 0 | 550.5245 | 550.5245 |  |  | 15:10 | -11.04 |  | 577.431 | 0.87531 | 551.3998 | 49.8729 | 49.8758 | 0.0099003 | 0.44668 | 551.8465 | 551.8465 | 0 | 0 | 0 |  |  |  | 1 |  |  |  |  | 0
49.8777 | 0 | 550.5245 | 550.5245 |  |  | 15:10 | -11.02 |  | 577.4326 | 0.87368 | 551.3982 | 49.8734 | 49.876 | 0.0089103 | 0.40202 | 551.8002 | 551.8002 | 0 | 0 | 0 |  |  |  | 1 |  |  |  |  | 0
49.8777 | 0 | 551.1757 | 551.1757 |  |  | 15:10 | -11 |  | 577.4343 | 0.87205 | 552.0478 | 49.8738 | 49.8762 | 0.0080192 | 0.36181 | 552.4096 | 552.4096 | 0 | 0 | 0 |  |  |  | 1 |  |  |  |  | 0
49.8777 | 0 | 551.1757 | 551.1757 |  |  | 15:10 | -10.98 |  | 577.4359 | 0.87042 | 552.0461 | 49.8742 | 49.8763 | 0.0072173 | 0.32563 | 552.3718 | 552.3718 | 0 | 0 | 0 |  |  |  | 1 |  |  |  |  | 0
49.8777 | 0 | 551.8268 | 551.8268 |  |  | 15:10 | -10.96 |  | 577.4375 | 0.86879 | 552.6956 | 49.8745 | 49.8765 | 0.0064956 | 0.29307 | 552.9887 | 552.9887 | 0 | 0 | 0 |  |  |  | 1 |  |  |  |  | 0
49.8777 | 0 | 552.1523 | 552.1523 |  |  | 15:10 | -10.94 |  | 577.4392 | 0.86716 | 553.0195 | 49.8749 | 49.8766 | 0.005846 | 0.26376 | 553.2832 | 553.2832 | 0 | 0 | 0 |  |  |  | 1 |  |  |  |  | 0
49.8777 | 0 | 552.1523 | 552.1523 |  |  | 15:10 | -10.92 |  | 577.4408 | 0.86553 | 553.0178 | 49.8751 | 49.8767 | 0.0052614 | 0.23739 | 553.2552 | 553.2552 | 0 | 0 | 0 |  |  |  | 1 |  |  |  |  | 0
49.8777 | 0 | 552.8035 | 552.8035 |  |  | 15:10 | -10.9 |  | 577.4424 | 0.8639 | 553.6674 | 49.8754 | 49.8768 | 0.0047353 | 0.21365 | 553.881 | 553.881 | 0 | 0 | 0 |  |  |  | 1 |  |  |  |  | 0
49.8777 | 0 | 553.129 | 553.129 |  |  | 15:10 | -10.88 |  | 577.4441 | 0.86227 | 553.9913 | 49.8756 | 49.8769 | 0.0042618 | 0.19228 | 554.1836 | 554.1836 | 0 | 0 | 0 |  |  |  | 1 |  |  |  |  | 0
49.8777 | 0 | 553.4546 | 553.4546 |  |  | 15:10 | -10.86 |  | 577.4457 | 0.86064 | 554.3152 | 49.8758 | 49.877 | 0.0038356 | 0.17305 | 554.4883 | 554.4883 | 0 | 0 | 0 |  |  |  | 1 |  |  |  |  | 0
49.8777 | 0 | 553.4546 | 553.4546 |  |  | 15:10 | -10.84 |  | 577.4473 | 0.85901 | 554.3136 | 49.876 | 49.877 | 0.003452 | 0.15575 | 554.4694 | 554.4694 | 0 | 0 | 0 |  |  |  | 1 |  |  |  |  | 0
49.8777 | 0 | 554.1057 | 554.1057 |  |  | 15:10 | -10.82 |  | 577.4489 | 0.85738 | 554.9631 | 49.8762 | 49.8771 | 0.0031068 | 0.14017 | 555.1033 | 555.1033 | 0 | 0 | 0 |  |  |  | 1 |  |  |  |  | 0
49.8777 | 0 | 554.4313 | 554.4313 |  |  | 15:10 | -10.8 |  | 577.4506 | 0.85575 | 555.2871 | 49.8763 | 49.8772 | 0.0027961 | 0.12616 | 555.4132 | 555.4132 | 0 | 0 | 0 |  |  |  | 1 |  |  |  |  | 0
49.8777 | 0 | 554.7568 | 554.7568 |  |  | 15:10 | -10.78 |  | 577.4522 | 0.85412 | 555.6109 | 49.8765 | 49.8772 | 0.0025165 | 0.11354 | 555.7245 | 555.7245 | 0 | 0 | 0 |  |  |  | 1 |  |  |  |  | 0
49.8777 | 0 | 554.7568 | 554.7568 |  |  | 15:10 | -10.76 |  | 577.4538 | 0.85249 | 555.6093 | 49.8766 | 49.8773 | 0.0022649 | 0.10219 | 555.7115 | 555.7115 | 0 | 0 | 0 |  |  |  | 1 |  |  |  |  | 0
49.8777 | 0 | 555.0824 | 555.0824 |  |  | 15:10 | -10.74 |  | 577.4555 | 0.85086 | 555.9333 | 49.8767 | 49.8773 | 0.0020384 | 0.091968 | 556.0252 | 556.0252 | 0 | 0 | 0 |  |  |  | 1 |  |  |  |  | 0
49.8777 | 0 | 555.0824 | 555.0824 |  |  | 15:10 | -10.72 |  | 577.4571 | 0.84923 | 555.9316 | 49.8768 | 49.8774 | 0.0018345 | 0.082771 | 556.0144 | 556.0144 | 0 | 0 | 0 |  |  |  | 1 |  |  |  |  | 0
49.8777 | 0 | 555.0824 | 555.0824 |  |  | 15:10 | -10.7 |  | 577.4587 | 0.8476 | 555.93 | 49.8769 | 49.8774 | 0.0016511 | 0.074494 | 556.0045 | 556.0045 | 0 | 0 | 0 |  |  |  | 1 |  |  |  |  | 0
49.8777 | 0 | 555.0824 | 555.0824 |  |  | 15:10 | -10.68 |  | 577.4604 | 0.84597 | 555.9284 | 49.877 | 49.8774 | 0.001486 | 0.067045 | 555.9954 | 555.9954 | 0 | 0 | 0 |  |  |  | 1 |  |  |  |  | 0
49.8777 | 0 | 555.0824 | 555.0824 |  |  | 15:10 | -10.66 |  | 577.462 | 0.84434 | 555.9267 | 49.877 | 49.8774 | 0.0013374 | 0.06034 | 555.9871 | 555.9871 | 0 | 0 | 0 |  |  |  | 1 |  |  |  |  | 0
49.8777 | 0 | 554.7568 | 554.7568 |  |  | 15:10 | -10.64 |  | 577.4636 | 0.84271 | 555.5995 | 49.8771 | 49.8775 | 0.0012036 | 0.054306 | 555.6538 | 555.6538 | 0 | 0 | 0 |  |  |  | 1 |  |  |  |  | 0
49.8777 | 0 | 554.7568 | 554.7568 |  |  | 15:10 | -10.62 |  | 577.4652 | 0.84108 | 555.5979 | 49.8772 | 49.8775 | 0.0010833 | 0.048876 | 555.6468 | 555.6468 | 0 | 0 | 0 |  |  |  | 1 |  |  |  |  | 0
49.8777 | 0 | 555.0824 | 555.0824 |  |  | 15:10 | -10.6 |  | 577.4669 | 0.83945 | 555.9219 | 49.8772 | 49.8775 | 0.00097495 | 0.043988 | 555.9658 | 555.9658 | 0 | 0 | 0 |  |  |  | 1 |  |  |  |  | 0
49.8777 | 0 | 554.7568 | 554.7568 |  |  | 15:10 | -10.58 |  | 577.4685 | 0.83782 | 555.5946 | 49.8773 | 49.8775 | 0.00087746 | 0.039589 | 555.6342 | 555.6342 | 0 | 0 | 0 |  |  |  | 1 |  |  |  |  | 0
49.8777 | 0 | 554.7568 | 554.7568 |  |  | 15:10 | -10.56 |  | 577.4701 | 0.83619 | 555.593 | 49.8773 | 49.8776 | 0.00078971 | 0.03563 | 555.6286 | 555.6286 | 0 | 0 | 0 |  |  |  | 1 |  |  |  |  | 0
49.8777 | 0 | 554.1057 | 554.1057 |  |  | 15:10 | -10.54 |  | 577.4718 | 0.83456 | 554.9403 | 49.8774 | 49.8776 | 0.00071074 | 0.032067 | 554.9723 | 554.9723 | 0 | 0 | 0 |  |  |  | 1 |  |  |  |  | 0
49.8777 | 0 | 554.4313 | 554.4313 |  |  | 15:10 | -10.52 |  | 577.4734 | 0.83293 | 555.2642 | 49.8774 | 49.8776 | 0.00063967 | 0.028861 | 555.2931 | 555.2931 | 0 | 0 | 0 |  |  |  | 1 |  |  |  |  | 0
49.8777 | 0 | 554.1057 | 554.1057 |  |  | 15:10 | -10.5 |  | 577.475 | 0.8313 | 554.937 | 49.8774 | 49.8776 | 0.0005757 | 0.025975 | 554.963 | 554.963 | 0 | 0 | 0 |  |  |  | 1 |  |  |  |  | 0
49.8777 | 0 | 554.1057 | 554.1057 |  |  | 15:10 | -10.48 |  | 577.4767 | 0.82967 | 554.9354 | 49.8774 | 49.8776 | 0.00051813 | 0.023377 | 554.9587 | 554.9587 | 0 | 0 | 0 |  |  |  | 1 |  |  |  |  | 0
49.8777 | 0 | 554.1057 | 554.1057 |  |  | 15:10 | -10.46 |  | 577.4783 | 0.82804 | 554.9337 | 49.8775 | 49.8776 | 0.00046632 | 0.021039 | 554.9548 | 554.9548 | 0 | 0 | 0 |  |  |  | 1 |  |  |  |  | 0
49.8777 | 0 | 553.7802 | 553.7802 |  |  | 15:10 | -10.44 |  | 577.4799 | 0.82641 | 554.6066 | 49.8775 | 49.8776 | 0.00041969 | 0.018935 | 554.6255 | 554.6255 | 0 | 0 | 0 |  |  |  | 1 |  |  |  |  | 0
49.8777 | 0 | 553.7802 | 553.7802 |  |  | 15:10 | -10.42 |  | 577.4815 | 0.82478 | 554.605 | 49.8775 | 49.8776 | 0.00037772 | 0.017042 | 554.622 | 554.622 | 0 | 0 | 0 |  |  |  | 1 |  |  |  |  | 0
49.8777 | 0 | 554.1057 | 554.1057 |  |  | 15:10 | -10.4 |  | 577.4832 | 0.82315 | 554.9289 | 49.8775 | 49.8776 | 0.00033995 | 0.015338 | 554.9442 | 554.9442 | 0 | 0 | 0 |  |  |  | 1 |  |  |  |  | 0
49.8777 | 0 | 554.1057 | 554.1057 |  |  | 15:10 | -10.38 |  | 577.4848 | 0.82152 | 554.9272 | 49.8776 | 49.8776 | 0.00030595 | 0.013804 | 554.941 | 554.941 | 0 | 0 | 0 |  |  |  | 1 |  |  |  |  | 0
49.8777 | 0 | 553.7802 | 553.7802 |  |  | 15:10 | -10.36 |  | 577.4864 | 0.81989 | 554.6001 | 49.8776 | 49.8776 | 0.00027536 | 0.012424 | 554.6125 | 554.6125 | 0 | 0 | 0 |  |  |  | 1 |  |  |  |  | 0
49.8777 | 0 | 554.1057 | 554.1057 |  |  | 15:10 | -10.34 |  | 577.4881 | 0.81826 | 554.924 | 49.8776 | 49.8777 | 0.00024782 | 0.011181 | 554.9351 | 554.9351 | 0 | 0 | 0 |  |  |  | 1 |  |  |  |  | 0
49.8777 | 0 | 554.4313 | 554.4313 |  |  | 15:10 | -10.32 |  | 577.4897 | 0.81663 | 555.2479 | 49.8776 | 49.8777 | 0.00022304 | 0.010063 | 555.258 | 555.258 | 0 | 0 | 0 |  |  |  | 1 |  |  |  |  | 0
49.8777 | 0 | 554.4313 | 554.4313 |  |  | 15:10 | -10.3 |  | 577.4913 | 0.815 | 555.2463 | 49.8776 | 49.8777 | 0.00020073 | 0.0090568 | 555.2554 | 555.2554 | 0 | 0 | 0 |  |  |  | 1 |  |  |  |  | 0
49.8777 | 0 | 554.4313 | 554.4313 |  |  | 15:10 | -10.28 |  | 577.493 | 0.81337 | 555.2447 | 49.8776 | 49.8777 | 0.00018066 | 0.0081511 | 555.2528 | 555.2528 | 0 | 0 | 0 |  |  |  | 1 |  |  |  |  | 0
49.8777 | 0 | 554.7568 | 554.7568 |  |  | 15:10 | -10.26 |  | 577.4946 | 0.81174 | 555.5685 | 49.8776 | 49.8777 | 0.00016259 | 0.007336 | 555.5759 | 555.5759 | 0 | 0 | 0 |  |  |  | 1 |  |  |  |  | 0
49.8777 | 0 | 554.7568 | 554.7568 |  |  | 15:10 | -10.24 |  | 577.4962 | 0.81011 | 555.5669 | 49.8776 | 49.8777 | 0.00014634 | 0.0066024 | 555.5735 | 555.5735 | 0 | 0 | 0 |  |  |  | 1 |  |  |  |  | 0
49.8777 | 0 | 554.7568 | 554.7568 |  |  | 15:10 | -10.22 |  | 577.4978 | 0.80848 | 555.5653 | 49.8776 | 49.8777 | 0.0001317 | 0.0059421 | 555.5712 | 555.5712 | 0 | 0 | 0 |  |  |  | 1 |  |  |  |  | 0
49.8777 | 0 | 555.0824 | 555.0824 |  |  | 15:10 | -10.2 |  | 577.4995 | 0.80685 | 555.8893 | 49.8776 | 49.8777 | 0.00011853 | 0.0053479 | 555.8946 | 555.8946 | 0 | 0 | 0 |  |  |  | 1 |  |  |  |  | 0
49.8777 | 0 | 554.7568 | 554.7568 |  |  | 15:10 | -10.18 |  | 577.5011 | 0.80522 | 555.562 | 49.8776 | 49.8777 | 0.00010668 | 0.0048131 | 555.5668 | 555.5668 | 0 | 0 | 0 |  |  |  | 1 |  |  |  |  | 0
49.8777 | 0 | 554.7568 | 554.7568 |  |  | 15:10 | -10.16 |  | 577.5027 | 0.80359 | 555.5604 | 49.8777 | 49.8777 | 9.6011e-05 | 0.0043318 | 555.5647 | 555.5647 | 0 | 0 | 0 |  |  |  | 1 |  |  |  |  | 0
49.8777 | 0 | 555.0824 | 555.0824 |  |  | 15:10 | -10.14 |  | 577.5044 | 0.80196 | 555.8844 | 49.8777 | 49.8777 | 8.641e-05 | 0.0038986 | 555.8883 | 555.8883 | 0 | 0 | 0 |  |  |  | 1 |  |  |  |  | 0
49.8777 | 0 | 555.0824 | 555.0824 |  |  | 15:10 | -10.12 |  | 577.506 | 0.80033 | 555.8827 | 49.8777 | 49.8777 | 7.7769e-05 | 0.0035088 | 555.8862 | 555.8862 | 0 | 0 | 0 |  |  |  | 1 |  |  |  |  | 0
49.8777 | 0 | 554.7568 | 554.7568 |  |  | 15:10 | -10.1 |  | 577.5076 | 0.7987 | 555.5555 | 49.8777 | 49.8777 | 6.9992e-05 | 0.0031579 | 555.5587 | 555.5587 | 0 | 0 | 0 |  |  |  | 1 |  |  |  |  | 0
49.8777 | 0 | 554.7568 | 554.7568 |  |  | 15:10 | -10.08 |  | 577.5093 | 0.79707 | 555.5539 | 49.8777 | 49.8777 | 6.2993e-05 | 0.0028421 | 555.5567 | 555.5567 | 0 | 0 | 0 |  |  |  | 1 |  |  |  |  | 0
49.8777 | 0 | 555.0824 | 555.0824 |  |  | 15:10 | -10.06 |  | 577.5109 | 0.79544 | 555.8778 | 49.8777 | 49.8777 | 5.6693e-05 | 0.0025579 | 555.8804 | 555.8804 | 0 | 0 | 0 |  |  |  | 1 |  |  |  |  | 0
49.8777 | 0 | 554.7568 | 554.7568 |  |  | 15:10 | -10.04 |  | 577.5125 | 0.79381 | 555.5506 | 49.8777 | 49.8777 | 5.1024e-05 | 0.0023021 | 555.5529 | 555.5529 | 0 | 0 | 0 |  |  |  | 1 |  |  |  |  | 0
49.8777 | 0 | 554.7568 | 554.7568 |  |  | 15:10 | -10.02 |  | 577.5141 | 0.79218 | 555.549 | 49.8777 | 49.8777 | 4.5922e-05 | 0.0020719 | 555.5511 | 555.5511 | 0 | 0 | 0 |  |  |  | 1 |  |  |  |  | 0
49.8777 | 0 | 554.7568 | 554.7568 |  |  | 15:10 | -10 |  | 577.5158 | 0.79055 | 555.5474 | 49.8777 | 49.8777 | 4.1329e-05 | 0.0018647 | 555.5492 | 555.5492 | 0 | 0 | 0 |  |  |  | 1 |  |  |  |  | 0
49.8777 | 0 | 554.7568 | 554.7568 |  |  | 15:10 | -9.98 |  | 577.5174 | 0.78892 | 555.5457 | 49.8777 | 49.8777 | 3.7196e-05 | 0.0016782 | 555.5474 | 555.5474 | 0 | 0 | 0 |  |  |  | 1 |  |  |  |  | 0
49.8777 | 0 | 554.7568 | 554.7568 |  |  | 15:10 | -9.96 |  | 577.519 | 0.78729 | 555.5441 | 49.8777 | 49.8777 | 3.3477e-05 | 0.0015104 | 555.5456 | 555.5456 | 0 | 0 | 0 |  |  |  | 1 |  |  |  |  | 0
49.8777 | 0 | 554.1057 | 554.1057 |  |  | 15:10 | -9.94 |  | 577.5207 | 0.78566 | 554.8914 | 49.8777 | 49.8777 | 3.0129e-05 | 0.0013594 | 554.8927 | 554.8927 | 0 | 0 | 0 |  |  |  | 1 |  |  |  |  | 0
49.8777 | 0 | 554.1057 | 554.1057 |  |  | 15:10 | -9.92 |  | 577.5223 | 0.78403 | 554.8897 | 49.8777 | 49.8777 | 2.7116e-05 | 0.0012234 | 554.891 | 554.891 | 0 | 0 | 0 |  |  |  | 1 |  |  |  |  | 0
49.8777 | 0 | 554.1057 | 554.1057 |  |  | 15:10 | -9.9 |  | 577.5239 | 0.7824 | 554.8881 | 49.8777 | 49.8777 | 2.4405e-05 | 0.0011011 | 554.8892 | 554.8892 | 0 | 0 | 0 |  |  |  | 1 |  |  |  |  | 0
49.8777 | 0 | 554.1057 | 554.1057 |  |  | 15:10 | -9.88 |  | 577.5256 | 0.78077 | 554.8865 | 49.8777 | 49.8777 | 2.1964e-05 | 0.00099098 | 554.8875 | 554.8875 | 0 | 0 | 0 |  |  |  | 1 |  |  |  |  | 0
49.8777 | 0 | 553.7802 | 553.7802 |  |  | 15:10 | -9.86 |  | 577.5272 | 0.77914 | 554.5593 | 49.8777 | 49.8777 | 1.9768e-05 | 0.00089188 | 554.5602 | 554.5602 | 0 | 0 | 0 |  |  |  | 1 |  |  |  |  | 0
49.8777 | 0 | 553.7802 | 553.7802 |  |  | 15:10 | -9.84 |  | 577.5288 | 0.77751 | 554.5577 | 49.8777 | 49.8777 | 1.7791e-05 | 0.0008027 | 554.5585 | 554.5585 | 0 | 0 | 0 |  |  |  | 1 |  |  |  |  | 0
49.8777 | 0 | 554.1057 | 554.1057 |  |  | 15:10 | -9.82 |  | 577.5304 | 0.77588 | 554.8816 | 49.8777 | 49.8777 | 1.6012e-05 | 0.00072243 | 554.8823 | 554.8823 | 0 | 0 | 0 |  |  |  | 1 |  |  |  |  | 0
49.8777 | 0 | 553.7802 | 553.7802 |  |  | 15:10 | -9.8 |  | 577.5321 | 0.77425 | 554.5545 | 49.8777 | 49.8777 | 1.4411e-05 | 0.00065018 | 554.5551 | 554.5551 | 0 | 0 | 0 |  |  |  | 1 |  |  |  |  | 0
49.8777 | 0 | 553.4546 | 553.4546 |  |  | 15:10 | -9.78 |  | 577.5337 | 0.77262 | 554.2272 | 49.8777 | 49.8777 | 1.297e-05 | 0.00058516 | 554.2278 | 554.2278 | 0 | 0 | 0 |  |  |  | 1 |  |  |  |  | 0
49.8777 | 0 | 553.4546 | 553.4546 |  |  | 15:10 | -9.76 |  | 577.5353 | 0.77099 | 554.2256 | 49.8777 | 49.8777 | 1.1673e-05 | 0.00052665 | 554.2261 | 554.2261 | 0 | 0 | 0 |  |  |  | 1 |  |  |  |  | 0
49.8777 | 0 | 553.7802 | 553.7802 |  |  | 15:10 | -9.74 |  | 577.537 | 0.76936 | 554.5496 | 49.8777 | 49.8777 | 1.0505e-05 | 0.00047398 | 554.55 | 554.55 | 0 | 0 | 0 |  |  |  | 1 |  |  |  |  | 0
49.8777 | 0 | 553.129 | 553.129 |  |  | 15:10 | -9.72 |  | 577.5386 | 0.76773 | 553.8967 | 49.8777 | 49.8777 | 9.4548e-06 | 0.00042659 | 553.8972 | 553.8972 | 0 | 0 | 0 |  |  |  | 1 |  |  |  |  | 0
49.8777 | 0 | 553.7802 | 553.7802 |  |  | 15:10 | -9.7 |  | 577.5402 | 0.7661 | 554.5463 | 49.8777 | 49.8777 | 8.5094e-06 | 0.00038393 | 554.5467 | 554.5467 | 0 | 0 | 0 |  |  |  | 1 |  |  |  |  | 0
49.8777 | 0 | 553.7802 | 553.7802 |  |  | 15:10 | -9.68 |  | 577.5419 | 0.76447 | 554.5447 | 49.8777 | 49.8777 | 7.6584e-06 | 0.00034553 | 554.545 | 554.545 | 0 | 0 | 0 |  |  |  | 1 |  |  |  |  | 0
49.8777 | 0 | 553.7802 | 553.7802 |  |  | 15:10 | -9.66 |  | 577.5435 | 0.76284 | 554.543 | 49.8777 | 49.8777 | 6.8926e-06 | 0.00031098 | 554.5434 | 554.5434 | 0 | 0 | 0 |  |  |  | 1 |  |  |  |  | 0
49.8777 | 0 | 553.7802 | 553.7802 |  |  | 15:10 | -9.64 |  | 577.5451 | 0.76121 | 554.5414 | 49.8777 | 49.8777 | 6.2033e-06 | 0.00027988 | 554.5417 | 554.5417 | 0 | 0 | 0 |  |  |  | 1 |  |  |  |  | 0
49.8777 | 0 | 553.7802 | 553.7802 |  |  | 15:10 | -9.62 |  | 577.5467 | 0.75958 | 554.5398 | 49.8777 | 49.8777 | 5.583e-06 | 0.00025189 | 554.54 | 554.54 | 0 | 0 | 0 |  |  |  | 1 |  |  |  |  | 0
49.8777 | 0 | 553.7802 | 553.7802 |  |  | 15:10 | -9.6 |  | 577.5484 | 0.75795 | 554.5382 | 49.8777 | 49.8777 | 5.0247e-06 | 0.0002267 | 554.5384 | 554.5384 | 0 | 0 | 0 |  |  |  | 1 |  |  |  |  | 0
49.8777 | 0 | 553.4546 | 553.4546 |  |  | 15:10 | -9.58 |  | 577.55 | 0.75632 | 554.2109 | 49.8777 | 49.8777 | 4.5222e-06 | 0.00020403 | 554.2111 | 554.2111 | 0 | 0 | 0 |  |  |  | 1 |  |  |  |  | 0
49.8777 | 0 | 553.4546 | 553.4546 |  |  | 15:10 | -9.56 |  | 577.5516 | 0.75469 | 554.2093 | 49.8777 | 49.8777 | 4.07e-06 | 0.00018363 | 554.2095 | 554.2095 | 0 | 0 | 0 |  |  |  | 1 |  |  |  |  | 0
49.8777 | 0 | 553.4546 | 553.4546 |  |  | 15:10 | -9.54 |  | 577.5533 | 0.75306 | 554.2077 | 49.8777 | 49.8777 | 3.663e-06 | 0.00016527 | 554.2078 | 554.2078 | 0 | 0 | 0 |  |  |  | 1 |  |  |  |  | 0
49.8777 | 0 | 553.4546 | 553.4546 |  |  | 15:10 | -9.52 |  | 577.5549 | 0.75143 | 554.206 | 49.8777 | 49.8777 | 0.0035033 | 0.15806 | 554.3641 | 554.3641 | 0 | 0 | 0 |  |  |  | 1 |  |  |  |  | 0
49.8777 | 0 | 553.4546 | 553.4546 |  |  | 15:10 | -9.5 |  | 577.5565 | 0.7498 | 554.2044 | 49.8777 | 49.8777 | 0.008403 | 0.37913 | 554.5835 | 554.5835 | 0 | 0 | 0 |  |  |  | 1 |  |  |  |  | 0
49.8777 | 0 | 553.4546 | 553.4546 |  |  | 15:10 | -9.48 |  | 577.5582 | 0.74817 | 554.2028 | 49.8777 | 49.878 | 0.012813 | 0.57808 | 554.7809 | 554.7809 | 0 | 0 | 0 |  |  |  | 1 |  |  |  |  | 0
49.8777 | 0 | 553.7802 | 553.7802 |  |  | 15:10 | -9.46 |  | 577.5598 | 0.74654 | 554.5267 | 49.8777 | 49.8784 | 0.015031 | 0.67819 | 555.2049 | 555.2049 | 0 | 0 | 0 |  |  |  | 1 |  |  |  |  | 0
49.8777 | 0 | 553.4546 | 553.4546 |  |  | 15:10 | -9.44 |  | 577.5614 | 0.74491 | 554.1995 | 49.8777 | 49.8786 | 0.013528 | 0.61037 | 554.8099 | 554.8099 | 0 | 0 | 0 |  |  |  | 1 |  |  |  |  | 0
49.8777 | 0 | 553.4546 | 553.4546 |  |  | 15:10 | -9.42 |  | 577.563 | 0.74328 | 554.1979 | 49.8777 | 49.8789 | 0.012175 | 0.54933 | 554.7472 | 554.7472 | 0 | 0 | 0 |  |  |  | 1 |  |  |  |  | 0
49.8777 | 0 | 553.4546 | 553.4546 |  |  | 15:10 | -9.4 |  | 577.5647 | 0.74165 | 554.1963 | 49.8777 | 49.8791 | 0.010958 | 0.4944 | 554.6907 | 554.6907 | 0 | 0 | 0 |  |  |  | 1 |  |  |  |  | 0
49.8777 | 0 | 553.129 | 553.129 |  |  | 15:10 | -9.38 |  | 577.5663 | 0.74002 | 553.869 | 49.8777 | 49.8793 | 0.0098621 | 0.44496 | 554.314 | 554.314 | 0 | 0 | 0 |  |  |  | 1 |  |  |  |  | 0
49.8777 | 0 | 553.129 | 553.129 |  |  | 15:10 | -9.36 |  | 577.5679 | 0.73839 | 553.8674 | 49.8777 | 49.8795 | 0.0088759 | 0.40046 | 554.2679 | 554.2679 | 0 | 0 | 0 |  |  |  | 1 |  |  |  |  | 0
49.8777 | 0 | 553.129 | 553.129 |  |  | 15:10 | -9.34 |  | 577.5696 | 0.73676 | 553.8658 | 49.8777 | 49.8797 | 0.0079883 | 0.36042 | 554.2262 | 554.2262 | 0 | 0 | 0 |  |  |  | 1 |  |  |  |  | 0
49.8777 | 0 | 553.129 | 553.129 |  |  | 15:10 | -9.32 |  | 577.5712 | 0.73513 | 553.8641 | 49.8777 | 49.8798 | 0.0071895 | 0.32438 | 554.1885 | 554.1885 | 0 | 0 | 0 |  |  |  | 1 |  |  |  |  | 0
49.8812 | 0 | 552.8035 | 552.8035 |  |  | 15:10 | -9.3 |  | 577.5728 | 0.7335 | 553.537 | 49.878 | 49.88 | 0.0064705 | 0.29196 | 553.829 | 553.829 | 0 | 0 | 0 |  |  |  | 1 |  |  |  |  | 0
49.8812 | 0 | 552.8035 | 552.8035 |  |  | 15:10 | -9.28 |  | 577.5745 | 0.73187 | 553.5354 | 49.8784 | 49.8801 | 0.0092235 | 0.41618 | 553.9515 | 553.9515 | 0 | 0 | 0 |  |  |  | 1 |  |  |  |  | 0
49.8812 | 0 | 552.8035 | 552.8035 |  |  | 15:10 | -9.26 |  | 577.5761 | 0.73024 | 553.5337 | 49.8786 | 49.8802 | 0.013401 | 0.60468 | 554.1384 | 554.1384 | 0 | 0 | 0 |  |  |  | 1 |  |  |  |  | 0
49.8812 | 0 | 552.8035 | 552.8035 |  |  | 15:10 | -9.24 |  | 577.5777 | 0.72861 | 553.5321 | 49.8789 | 49.8807 | 0.017161 | 0.77433 | 554.3064 | 554.3064 | 0 | 0 | 0 |  |  |  | 1 |  |  |  |  | 0
49.8812 | 0 | 552.8035 | 552.8035 |  |  | 15:10 | -9.22 |  | 577.5793 | 0.72698 | 553.5305 | 49.8791 | 49.881 | 0.018845 | 0.85031 | 554.3808 | 554.3808 | 0 | 0 | 0 |  |  |  | 1 |  |  |  |  | 0
49.8812 | 0 | 552.8035 | 552.8035 |  |  | 15:10 | -9.2 |  | 577.581 | 0.72535 | 553.5289 | 49.8793 | 49.8814 | 0.01696 | 0.76528 | 554.2941 | 554.2941 | 0 | 0 | 0 |  |  |  | 1 |  |  |  |  | 0
49.8812 | 0 | 552.8035 | 552.8035 |  |  | 15:10 | -9.18 |  | 577.5826 | 0.72372 | 553.5272 | 49.8795 | 49.8817 | 0.015264 | 0.68875 | 554.216 | 554.216 | 0 | 0 | 0 |  |  |  | 1 |  |  |  |  | 0
49.8812 | 0 | 552.8035 | 552.8035 |  |  | 15:10 | -9.16 |  | 577.5842 | 0.72209 | 553.5256 | 49.8797 | 49.882 | 0.013738 | 0.61987 | 554.1455 | 554.1455 | 0 | 0 | 0 |  |  |  | 1 |  |  |  |  | 0
49.8812 | 0 | 552.8035 | 552.8035 |  |  | 15:10 | -9.14 |  | 577.5859 | 0.72046 | 553.524 | 49.8798 | 49.8823 | 0.012364 | 0.55789 | 554.0818 | 554.0818 | 0 | 0 | 0 |  |  |  | 1 |  |  |  |  | 0
49.8812 | 0 | 553.129 | 553.129 |  |  | 15:10 | -9.12 |  | 577.5875 | 0.71883 | 553.8478 | 49.88 | 49.8825 | 0.011128 | 0.5021 | 554.3499 | 554.3499 | 0 | 0 | 0 |  |  |  | 1 |  |  |  |  | 0
49.8812 | 0 | 552.4779 | 552.4779 |  |  | 15:10 | -9.1 |  | 577.5891 | 0.7172 | 553.1951 | 49.8801 | 49.8827 | 0.010015 | 0.45189 | 553.647 | 553.647 | 0 | 0 | 0 |  |  |  | 1 |  |  |  |  | 0
49.8812 | 0 | 552.8035 | 552.8035 |  |  | 15:10 | -9.08 |  | 577.5908 | 0.71557 | 553.5191 | 49.8802 | 49.8829 | 0.0090135 | 0.4067 | 553.9258 | 553.9258 | 0 | 0 | 0 |  |  |  | 1 |  |  |  |  | 0
49.8846 | 0 | 552.4779 | 552.4779 |  |  | 15:10 | -9.06 |  | 577.5924 | 0.71394 | 553.1918 | 49.8807 | 49.8831 | 0.011612 | 0.52399 | 553.7158 | 553.7158 | 0 | 0 | 0 |  |  |  | 1 |  |  |  |  | 0
49.8846 | 0 | 552.8035 | 552.8035 |  |  | 15:10 | -9.04 |  | 577.594 | 0.71231 | 553.5158 | 49.881 | 49.8832 | 0.015701 | 0.70849 | 554.2243 | 554.2243 | 0 | 0 | 0 |  |  |  | 1 |  |  |  |  | 0
49.8846 | 0 | 552.1523 | 552.1523 |  |  | 15:10 | -9.02 |  | 577.5956 | 0.71068 | 552.863 | 49.8814 | 49.8837 | 0.019381 | 0.87455 | 553.7375 | 553.7375 | 0 | 0 | 0 |  |  |  | 1 |  |  |  |  | 0
49.8846 | 0 | 552.1523 | 552.1523 |  |  | 15:10 | -9 |  | 577.5973 | 0.70905 | 552.8614 | 49.8817 | 49.8841 | 0.020943 | 0.94503 | 553.8064 | 553.8064 | 0 | 0 | 0 |  |  |  | 1 |  |  |  |  | 0
49.8846 | 0 | 552.4779 | 552.4779 |  |  | 15:10 | -8.98 |  | 577.5989 | 0.70742 | 553.1853 | 49.882 | 49.8845 | 0.018848 | 0.85053 | 554.0358 | 554.0358 | 0 | 0 | 0 |  |  |  | 1 |  |  |  |  | 0
49.8846 | 0 | 552.1523 | 552.1523 |  |  | 15:10 | -8.96 |  | 577.6005 | 0.70579 | 552.8581 | 49.8823 | 49.8849 | 0.016964 | 0.76547 | 553.6236 | 553.6236 | 0 | 0 | 0 |  |  |  | 1 |  |  |  |  | 0
49.8846 | 0 | 552.1523 | 552.1523 |  |  | 15:10 | -8.94 |  | 577.6022 | 0.70416 | 552.8565 | 49.8825 | 49.8852 | 0.015267 | 0.68893 | 553.5454 | 553.5454 | 0 | 0 | 0 |  |  |  | 1 |  |  |  |  | 0
49.8846 | 0 | 552.4779 | 552.4779 |  |  | 15:10 | -8.92 |  | 577.6038 | 0.70253 | 553.1804 | 49.8827 | 49.8855 | 0.013741 | 0.62003 | 553.8005 | 553.8005 | 0 | 0 | 0 |  |  |  | 1 |  |  |  |  | 0
49.8846 | 0 | 552.4779 | 552.4779 |  |  | 15:10 | -8.9 |  | 577.6054 | 0.7009 | 553.1788 | 49.8829 | 49.8858 | 0.012366 | 0.55803 | 553.7368 | 553.7368 | 0 | 0 | 0 |  |  |  | 1 |  |  |  |  | 0
49.8846 | 0 | 552.4779 | 552.4779 |  |  | 15:10 | -8.88 |  | 577.6071 | 0.69927 | 553.1772 | 49.8831 | 49.886 | 0.01113 | 0.50223 | 553.6794 | 553.6794 | 0 | 0 | 0 |  |  |  | 1 |  |  |  |  | 0
49.8846 | 0 | 552.1523 | 552.1523 |  |  | 15:10 | -8.86 |  | 577.6087 | 0.69764 | 552.8499 | 49.8832 | 49.8862 | 0.010017 | 0.452 | 553.3019 | 553.3019 | 0 | 0 | 0 |  |  |  | 1 |  |  |  |  | 0
49.8881 | 0 | 552.1523 | 552.1523 |  |  | 15:10 | -8.84 |  | 577.6103 | 0.69601 | 552.8483 | 49.8837 | 49.8864 | 0.0090152 | 0.40683 | 553.2551 | 553.2551 | 0 | 0 | 0 |  |  |  | 1 |  |  |  |  | 0
49.8881 | 0 | 552.4779 | 552.4779 |  |  | 15:10 | -8.82 |  | 577.6119 | 0.69438 | 553.1723 | 49.8841 | 49.8866 | 0.0081136 | 0.36615 | 553.5384 | 553.5384 | 0 | 0 | 0 |  |  |  | 1 |  |  |  |  | 0
49.8881 | 0 | 551.8268 | 551.8268 |  |  | 15:10 | -8.8 |  | 577.6136 | 0.69275 | 552.5196 | 49.8845 | 49.8867 | 0.0073023 | 0.32953 | 552.8491 | 552.8491 | 0 | 0 | 0 |  |  |  | 1 |  |  |  |  | 0
49.8881 | 0 | 552.1523 | 552.1523 |  |  | 15:10 | -8.78 |  | 577.6152 | 0.69112 | 552.8434 | 49.8849 | 49.8869 | 0.0065721 | 0.29658 | 553.14 | 553.14 | 0 | 0 | 0 |  |  |  | 1 |  |  |  |  | 0
49.8881 | 0 | 552.4779 | 552.4779 |  |  | 15:10 | -8.76 |  | 577.6168 | 0.68949 | 553.1674 | 49.8852 | 49.887 | 0.0093148 | 0.42036 | 553.5877 | 553.5877 | 0 | 0 | 0 |  |  |  | 1 |  |  |  |  | 0
49.8881 | 0 | 552.8035 | 552.8035 |  |  | 15:10 | -8.74 |  | 577.6185 | 0.68786 | 553.4914 | 49.8855 | 49.8871 | 0.013483 | 0.60847 | 554.0998 | 554.0998 | 0 | 0 | 0 |  |  |  | 1 |  |  |  |  | 0
49.8881 | 0 | 552.8035 | 552.8035 |  |  | 15:10 | -8.72 |  | 577.6201 | 0.68623 | 553.4897 | 49.8858 | 49.8875 | 0.017235 | 0.77777 | 554.2675 | 554.2675 | 0 | 0 | 0 |  |  |  | 1 |  |  |  |  | 0
49.8881 | 0 | 552.8035 | 552.8035 |  |  | 15:10 | -8.7 |  | 577.6217 | 0.6846 | 553.4881 | 49.886 | 49.8879 | 0.018912 | 0.85343 | 554.3415 | 554.3415 | 0 | 0 | 0 |  |  |  | 1 |  |  |  |  | 0
49.8881 | 0 | 553.129 | 553.129 |  |  | 15:10 | -8.68 |  | 577.6234 | 0.68297 | 553.812 | 49.8862 | 49.8883 | 0.01702 | 0.76809 | 554.5801 | 554.5801 | 0 | 0 | 0 |  |  |  | 1 |  |  |  |  | 0
49.8881 | 0 | 552.8035 | 552.8035 |  |  | 15:10 | -8.66 |  | 577.625 | 0.68134 | 553.4848 | 49.8864 | 49.8886 | 0.015318 | 0.69128 | 554.1761 | 554.1761 | 0 | 0 | 0 |  |  |  | 1 |  |  |  |  | 0
49.8881 | 0 | 553.129 | 553.129 |  |  | 15:10 | -8.64 |  | 577.6266 | 0.67971 | 553.8087 | 49.8866 | 49.8889 | 0.013787 | 0.62215 | 554.4309 | 554.4309 | 0 | 0 | 0 |  |  |  | 1 |  |  |  |  | 0
49.8881 | 0 | 553.129 | 553.129 |  |  | 15:10 | -8.62 |  | 577.6282 | 0.67808 | 553.8071 | 49.8867 | 49.8892 | 0.012408 | 0.55994 | 554.367 | 554.367 | 0 | 0 | 0 |  |  |  | 1 |  |  |  |  | 0
49.8881 | 0 | 553.129 | 553.129 |  |  | 15:10 | -8.6 |  | 577.6299 | 0.67645 | 553.8055 | 49.8869 | 49.8894 | 0.011167 | 0.50394 | 554.3094 | 554.3094 | 0 | 0 | 0 |  |  |  | 1 |  |  |  |  | 0
49.8881 | 0 | 553.129 | 553.129 |  |  | 15:10 | -8.58 |  | 577.6315 | 0.67482 | 553.8038 | 49.887 | 49.8896 | 0.01005 | 0.45355 | 554.2574 | 554.2574 | 0 | 0 | 0 |  |  |  | 1 |  |  |  |  | 0
49.8881 | 0 | 553.129 | 553.129 |  |  | 15:10 | -8.56 |  | 577.6331 | 0.67319 | 553.8022 | 49.8871 | 49.8898 | 0.0090453 | 0.40819 | 554.2104 | 554.2104 | 0 | 0 | 0 |  |  |  | 1 |  |  |  |  | 0
49.8915 | 0 | 553.4546 | 553.4546 |  |  | 15:10 | -8.54 |  | 577.6348 | 0.67156 | 554.1262 | 49.8875 | 49.89 | 0.0081408 | 0.3674 | 554.4936 | 554.4936 | 0 | 0 | 0 |  |  |  | 1 |  |  |  |  | 0
49.8915 | 0 | 554.1057 | 554.1057 |  |  | 15:10 | -8.52 |  | 577.6364 | 0.66993 | 554.7756 | 49.8879 | 49.8901 | 0.0073267 | 0.33066 | 555.1063 | 555.1063 | 0 | 0 | 0 |  |  |  | 1 |  |  |  |  | 0
49.8915 | 0 | 554.1057 | 554.1057 |  |  | 15:10 | -8.5 |  | 577.638 | 0.6683 | 554.774 | 49.8883 | 49.8903 | 0.006594 | 0.29759 | 555.0716 | 555.0716 | 0 | 0 | 0 |  |  |  | 1 |  |  |  |  | 0
49.8915 | 0 | 554.1057 | 554.1057 |  |  | 15:10 | -8.48 |  | 577.6397 | 0.66667 | 554.7724 | 49.8886 | 49.8904 | 0.0059346 | 0.26783 | 555.0402 | 555.0402 | 0 | 0 | 0 |  |  |  | 1 |  |  |  |  | 0
49.8915 | 0 | 554.1057 | 554.1057 |  |  | 15:10 | -8.46 |  | 577.6413 | 0.66504 | 554.7707 | 49.8889 | 49.8905 | 0.0053412 | 0.24105 | 555.0118 | 555.0118 | 0 | 0 | 0 |  |  |  | 1 |  |  |  |  | 0
49.8915 | 0 | 554.1057 | 554.1057 |  |  | 15:10 | -8.44 |  | 577.6429 | 0.66341 | 554.7691 | 49.8892 | 49.8906 | 0.0048071 | 0.21695 | 554.9861 | 554.9861 | 0 | 0 | 0 |  |  |  | 1 |  |  |  |  | 0
49.8915 | 0 | 553.7802 | 553.7802 |  |  | 15:10 | -8.42 |  | 577.6445 | 0.66178 | 554.442 | 49.8894 | 49.8907 | 0.0043263 | 0.19525 | 554.6372 | 554.6372 | 0 | 0 | 0 |  |  |  | 1 |  |  |  |  | 0
49.8915 | 0 | 553.7802 | 553.7802 |  |  | 15:10 | -8.4 |  | 577.6462 | 0.66015 | 554.4404 | 49.8896 | 49.8908 | 0.0038937 | 0.17573 | 554.6161 | 554.6161 | 0 | 0 | 0 |  |  |  | 1 |  |  |  |  | 0
49.8915 | 0 | 553.7802 | 553.7802 |  |  | 15:10 | -8.38 |  | 577.6478 | 0.65852 | 554.4387 | 49.8898 | 49.8908 | 0.0035043 | 0.15815 | 554.5969 | 554.5969 | 0 | 0 | 0 |  |  |  | 1 |  |  |  |  | 0
49.8915 | 0 | 554.1057 | 554.1057 |  |  | 15:10 | -8.36 |  | 577.6494 | 0.65689 | 554.7626 | 49.89 | 49.8909 | 0.0031539 | 0.14234 | 554.9049 | 554.9049 | 0 | 0 | 0 |  |  |  | 1 |  |  |  |  | 0
49.8915 | 0 | 554.1057 | 554.1057 |  |  | 15:10 | -8.34 |  | 577.6511 | 0.65526 | 554.761 | 49.8901 | 49.891 | 0.0028385 | 0.1281 | 554.8891 | 554.8891 | 0 | 0 | 0 |  |  |  | 1 |  |  |  |  | 0
49.8915 | 0 | 553.7802 | 553.7802 |  |  | 15:10 | -8.32 |  | 577.6527 | 0.65363 | 554.4338 | 49.8903 | 49.891 | 0.0025547 | 0.11529 | 554.5491 | 554.5491 | 0 | 0 | 0 |  |  |  | 1 |  |  |  |  | 0
49.8915 | 0 | 553.7802 | 553.7802 |  |  | 15:10 | -8.3 |  | 577.6543 | 0.652 | 554.4322 | 49.8904 | 49.8911 | 0.0022992 | 0.10376 | 554.536 | 554.536 | 0 | 0 | 0 |  |  |  | 1 |  |  |  |  | 0
49.8915 | 0 | 553.7802 | 553.7802 |  |  | 15:10 | -8.28 |  | 577.656 | 0.65037 | 554.4306 | 49.8905 | 49.8911 | 0.0020693 | 0.093388 | 554.524 | 554.524 | 0 | 0 | 0 |  |  |  | 1 |  |  |  |  | 0
49.8915 | 0 | 553.7802 | 553.7802 |  |  | 15:10 | -8.26 |  | 577.6576 | 0.64874 | 554.4289 | 49.8906 | 49.8911 | 0.0018624 | 0.084049 | 554.513 | 554.513 | 0 | 0 | 0 |  |  |  | 1 |  |  |  |  | 0
49.8915 | 0 | 553.7802 | 553.7802 |  |  | 15:10 | -8.24 |  | 577.6592 | 0.64711 | 554.4273 | 49.8907 | 49.8912 | 0.0016761 | 0.075644 | 554.503 | 554.503 | 0 | 0 | 0 |  |  |  | 1 |  |  |  |  | 0
49.8915 | 0 | 553.129 | 553.129 |  |  | 15:10 | -8.22 |  | 577.6608 | 0.64548 | 553.7745 | 49.8908 | 49.8912 | 0.0015085 | 0.06808 | 553.8426 | 553.8426 | 0 | 0 | 0 |  |  |  | 1 |  |  |  |  | 0
49.8915 | 0 | 553.4546 | 553.4546 |  |  | 15:10 | -8.2 |  | 577.6625 | 0.64385 | 554.0985 | 49.8908 | 49.8912 | 0.0013577 | 0.061272 | 554.1597 | 554.1597 | 0 | 0 | 0 |  |  |  | 1 |  |  |  |  | 0
49.8915 | 0 | 553.4546 | 553.4546 |  |  | 15:10 | -8.18 |  | 577.6641 | 0.64222 | 554.0968 | 49.8909 | 49.8913 | 0.0012219 | 0.055145 | 554.152 | 554.152 | 0 | 0 | 0 |  |  |  | 1 |  |  |  |  | 0
49.8915 | 0 | 553.7802 | 553.7802 |  |  | 15:10 | -8.16 |  | 577.6657 | 0.64059 | 554.4208 | 49.891 | 49.8913 | 0.0010997 | 0.04963 | 554.4704 | 554.4704 | 0 | 0 | 0 |  |  |  | 1 |  |  |  |  | 0
49.8915 | 0 | 553.4546 | 553.4546 |  |  | 15:10 | -8.14 |  | 577.6674 | 0.63896 | 554.0936 | 49.891 | 49.8913 | 0.00098973 | 0.044667 | 554.1382 | 554.1382 | 0 | 0 | 0 |  |  |  | 1 |  |  |  |  | 0
49.8915 | 0 | 553.4546 | 553.4546 |  |  | 15:10 | -8.12 |  | 577.669 | 0.63733 | 554.0919 | 49.8911 | 49.8913 | 0.00089076 | 0.0402 | 554.1321 | 554.1321 | 0 | 0 | 0 |  |  |  | 1 |  |  |  |  | 0
49.8915 | 0 | 553.4546 | 553.4546 |  |  | 15:10 | -8.1 |  | 577.6706 | 0.6357 | 554.0903 | 49.8911 | 49.8913 | 0.00080168 | 0.03618 | 554.1265 | 554.1265 | 0 | 0 | 0 |  |  |  | 1 |  |  |  |  | 0
49.8915 | 0 | 553.4546 | 553.4546 |  |  | 15:10 | -8.08 |  | 577.6723 | 0.63407 | 554.0887 | 49.8911 | 49.8914 | 0.00072151 | 0.032562 | 554.1212 | 554.1212 | 0 | 0 | 0 |  |  |  | 1 |  |  |  |  | 0
49.8915 | 0 | 554.1057 | 554.1057 |  |  | 15:10 | -8.06 |  | 577.6739 | 0.63244 | 554.7381 | 49.8912 | 49.8914 | 0.00064936 | 0.029306 | 554.7674 | 554.7674 | 0 | 0 | 0 |  |  |  | 1 |  |  |  |  | 0
49.8915 | 0 | 553.4546 | 553.4546 |  |  | 15:10 | -8.04 |  | 577.6755 | 0.63081 | 554.0854 | 49.8912 | 49.8914 | 0.00058443 | 0.026376 | 554.1118 | 554.1118 | 0 | 0 | 0 |  |  |  | 1 |  |  |  |  | 0
49.8915 | 0 | 554.1057 | 554.1057 |  |  | 15:10 | -8.02 |  | 577.6771 | 0.62918 | 554.7349 | 49.8912 | 49.8914 | 0.00052598 | 0.023738 | 554.7586 | 554.7586 | 0 | 0 | 0 |  |  |  | 1 |  |  |  |  | 0
49.8915 | 0 | 554.1057 | 554.1057 |  |  | 15:10 | -8 |  | 577.6788 | 0.62755 | 554.7333 | 49.8913 | 49.8914 | 0.00047338 | 0.021364 | 554.7546 | 554.7546 | 0 | 0 | 0 |  |  |  | 1 |  |  |  |  | 0
49.8915 | 0 | 554.1057 | 554.1057 |  |  | 15:10 | -7.98 |  | 577.6804 | 0.62592 | 554.7316 | 49.8913 | 49.8914 | 0.00042605 | 0.019228 | 554.7508 |  | 0 | 0 | 0 |  |  |  | 1 |  |  |  |  | 0
49.8915 | 0 | 554.4313 | 554.4313 |  |  | 15:10 | -7.96 |  | 577.682 | 0.62429 | 555.0556 | 49.8913 | 49.8914 | 0.00038344 | 0.017305 | 555.0729 |  | 0 | 0 | 0 |  |  |  | 1 |  |  |  |  | 0
49.8915 | 0 | 554.7568 | 554.7568 |  |  | 15:10 | -7.94 |  | 577.6837 | 0.62266 | 555.3795 | 49.8913 | 49.8914 | 0.0003451 | 0.015574 | 555.395 |  | 0 | 0 | 0 |  |  |  | 1 |  |  |  |  | 0
49.8915 | 0 | 554.7568 | 554.7568 |  |  | 15:10 | -7.92 |  | 577.6853 | 0.62103 | 555.3778 | 49.8913 | 49.8914 | 0.00031059 | 0.014017 | 555.3918 |  | 0 | 0 | 0 |  |  |  | 1 |  |  |  |  | 0
49.8915 | 0 | 554.7568 | 554.7568 |  |  | 15:10 | -7.9 |  | 577.6869 | 0.6194 | 555.3762 | 49.8914 | 49.8914 | 0.00027953 | 0.012615 | 555.3888 |  | 0 | 0 | 0 |  |  |  | 1 |  |  |  |  | 0
49.8915 | 0 | 554.7568 | 554.7568 |  |  | 15:10 | -7.88 |  | 577.6886 | 0.61777 | 555.3746 | 49.8914 | 49.8915 | 0.00025158 | 0.011354 | 555.3859 |  | 0 | 0 | 0 |  |  |  | 1 |  |  |  |  | 0
49.8915 | 0 | 554.7568 | 554.7568 |  |  | 15:10 | -7.86 |  | 577.6902 | 0.61614 | 555.3729 | 49.8914 | 49.8915 | 0.00022642 | 0.010218 | 555.3832 |  | 0 | 0 | 0 |  |  |  | 1 |  |  |  |  | 0
49.8915 | 0 | 554.4313 | 554.4313 |  |  | 15:10 | -7.84 |  | 577.6918 | 0.61451 | 555.0458 | 49.8914 | 49.8915 | 0.00020378 | 0.0091966 | 555.055 |  | 0 | 0 | 0 |  |  |  | 1 |  |  |  |  | 0
49.8915 | 0 | 554.4313 | 554.4313 |  |  | 15:10 | -7.82 |  | 577.6934 | 0.61288 | 555.0442 | 49.8914 | 49.8915 | 0.0001834 | 0.0082769 | 555.0525 |  | 0 | 0 | 0 |  |  |  | 1 |  |  |  |  | 0
49.8915 | 0 | 554.7568 | 554.7568 |  |  | 15:10 | -7.8 |  | 577.6951 | 0.61125 | 555.3681 | 49.8914 | 49.8915 | 0.00016506 | 0.0074492 | 555.3755 |  | 0 | 0 | 0 |  |  |  | 1 |  |  |  |  | 0
49.8915 | 0 | 554.7568 | 554.7568 |  |  | 15:10 | -7.78 |  | 577.6967 | 0.60962 | 555.3664 | 49.8914 | 49.8915 | 0.00014855 | 0.0067043 | 555.3731 |  | 0 | 0 | 0 |  |  |  | 1 |  |  |  |  | 0
49.8915 | 0 | 554.7568 | 554.7568 |  |  | 15:10 | -7.76 |  | 577.6983 | 0.60799 | 555.3648 | 49.8914 | 49.8915 | 0.0001337 | 0.0060339 | 555.3708 |  | 0 | 0 | 0 |  |  |  | 1 |  |  |  |  | 0
49.8915 | 0 | 554.7568 | 554.7568 |  |  | 15:10 | -7.74 |  | 577.7 | 0.60636 | 555.3632 | 49.8914 | 49.8915 | 0.00012033 | 0.0054305 | 555.3686 |  | 0 | 0 | 0 |  |  |  | 1 |  |  |  |  | 0
49.8915 | 0 | 554.7568 | 554.7568 |  |  | 15:10 | -7.72 |  | 577.7016 | 0.60473 | 555.3615 | 49.8914 | 49.8915 | 0.0001083 | 0.0048874 | 555.3664 |  | 0 | 0 | 0 |  |  |  | 1 |  |  |  |  | 0
49.8915 | 0 | 554.4313 | 554.4313 |  |  | 15:10 | -7.7 |  | 577.7032 | 0.6031 | 555.0344 | 49.8915 | 49.8915 | 9.7466e-05 | 0.0043987 | 555.0388 |  | 0 | 0 | 0 |  |  |  | 1 |  |  |  |  | 0
49.8915 | 0 | 554.1057 | 554.1057 |  |  | 15:10 | -7.68 |  | 577.7049 | 0.60147 | 554.7072 | 49.8915 | 49.8915 | 8.7719e-05 | 0.0039588 | 554.7111 |  | 0 | 0 | 0 |  |  |  | 1 |  |  |  |  | 0
49.8915 | 0 | 553.7802 | 553.7802 |  |  | 15:10 | -7.66 |  | 577.7065 | 0.59984 | 554.38 | 49.8915 | 49.8915 | 7.8947e-05 | 0.0035629 | 554.3836 |  | 0 | 0 | 0 |  |  |  | 1 |  |  |  |  | 0
49.8915 | 0 | 553.7802 | 553.7802 |  |  | 15:10 | -7.64 |  | 577.7081 | 0.59821 | 554.3784 | 49.8915 | 49.8915 | 7.1053e-05 | 0.0032066 | 554.3816 |  | 0 | 0 | 0 |  |  |  | 1 |  |  |  |  | 0
49.8915 | 0 | 553.7802 | 553.7802 |  |  | 15:10 | -7.62 |  | 577.7097 | 0.59658 | 554.3768 | 49.8915 | 49.8915 | 6.3947e-05 | 0.002886 | 554.3797 |  | 0 | 0 | 0 |  |  |  | 1 |  |  |  |  | 0
49.8915 | 0 | 553.7802 | 553.7802 |  |  | 15:10 | -7.6 |  | 577.7114 | 0.59495 | 554.3752 | 49.8915 | 49.8915 | 5.7553e-05 | 0.0025974 | 554.3777 |  | 0 | 0 | 0 |  |  |  | 1 |  |  |  |  | 0
49.8915 | 0 | 554.1057 | 554.1057 |  |  | 15:10 | -7.58 |  | 577.713 | 0.59332 | 554.699 | 49.8915 | 49.8915 | 5.1797e-05 | 0.0023376 | 554.7014 |  | 0 | 0 | 0 |  |  |  | 1 |  |  |  |  | 0
49.8915 | 0 | 553.7802 | 553.7802 |  |  | 15:10 | -7.56 |  | 577.7146 | 0.59169 | 554.3719 | 49.8915 | 49.8915 | 4.6618e-05 | 0.0021039 | 554.374 |  | 0 | 0 | 0 |  |  |  | 1 |  |  |  |  | 0
49.8915 | 0 | 553.7802 | 553.7802 |  |  | 15:10 | -7.54 |  | 577.7163 | 0.59006 | 554.3703 | 49.8915 | 49.8915 | 4.1956e-05 | 0.0018935 | 554.3722 |  | 0 | 0 | 0 |  |  |  | 1 |  |  |  |  | 0
49.8915 | 0 | 553.7802 | 553.7802 |  |  | 15:10 | -7.52 |  | 577.7179 | 0.58843 | 554.3686 | 49.8915 | 49.8915 | 3.776e-05 | 0.0017041 | 554.3703 |  | 0 | 0 | 0 |  |  |  | 1 |  |  |  |  | 0
49.8915 | 0 | 553.4546 | 553.4546 |  |  | 15:10 | -7.5 |  | 577.7195 | 0.5868 | 554.0414 | 49.8915 | 49.8915 | 3.3984e-05 | 0.0015337 | 554.0429 |  | 0 | 0 | 0 |  |  |  | 1 |  |  |  |  | 0
49.8915 | 0 | 553.4546 | 553.4546 |  |  | 15:10 | -7.48 |  | 577.7212 | 0.58517 | 554.0398 | 49.8915 | 49.8915 | 3.0586e-05 | 0.0013804 | 554.0412 |  | 0 | 0 | 0 |  |  |  | 1 |  |  |  |  | 0
49.8915 | 0 | 553.4546 | 553.4546 |  |  | 15:10 | -7.46 |  | 577.7228 | 0.58354 | 554.0381 | 49.8915 | 49.8915 | 2.7527e-05 | 0.0012423 | 554.0394 |  | 0 | 0 | 0 |  |  |  | 1 |  |  |  |  | 0
49.8915 | 0 | 553.129 | 553.129 |  |  | 15:10 | -7.44 |  | 577.7244 | 0.58191 | 553.7109 | 49.8915 | 49.8915 | 2.4774e-05 | 0.0011181 | 553.712 |  | 0 | 0 | 0 |  |  |  | 1 |  |  |  |  | 0
49.8915 | 0 | 553.4546 | 553.4546 |  |  | 15:10 | -7.42 |  | 577.726 | 0.58028 | 554.0349 | 49.8915 | 49.8915 | 2.2297e-05 | 0.0010063 | 554.0359 |  | 0 | 0 | 0 |  |  |  | 1 |  |  |  |  | 0
49.8915 | 0 | 553.7802 | 553.7802 |  |  | 15:10 | -7.4 |  | 577.7277 | 0.57865 | 554.3589 | 49.8915 | 49.8915 | 2.0067e-05 | 0.00090565 | 554.3598 |  | 0 | 0 | 0 |  |  |  | 1 |  |  |  |  | 0
49.8915 | 0 | 553.7802 | 553.7802 |  |  | 15:10 | -7.38 |  | 577.7293 | 0.57702 | 554.3572 | 49.8915 | 49.8915 | 1.8061e-05 | 0.00081509 | 554.358 |  | 0 | 0 | 0 |  |  |  | 1 |  |  |  |  | 0
49.8915 | 0 | 553.4546 | 553.4546 |  |  | 15:10 | -7.36 |  | 577.7309 | 0.57539 | 554.03 | 49.8915 | 49.8915 | 1.6255e-05 | 0.00073358 | 554.0307 |  | 0 | 0 | 0 |  |  |  | 1 |  |  |  |  | 0
49.8915 | 0 | 553.4546 | 553.4546 |  |  | 15:10 | -7.34 |  | 577.7326 | 0.57376 | 554.0284 | 49.8915 | 49.8915 | 1.4629e-05 | 0.00066022 | 554.029 |  | 0 | 0 | 0 |  |  |  | 1 |  |  |  |  | 0
49.8915 | 0 | 552.8035 | 552.8035 |  |  | 15:10 | -7.32 |  | 577.7342 | 0.57213 | 553.3756 | 49.8915 | 49.8915 | 1.3166e-05 | 0.0005942 | 553.3762 |  | 0 | 0 | 0 |  |  |  | 1 |  |  |  |  | 0
49.8915 | 0 | 553.129 | 553.129 |  |  | 15:10 | -7.3 |  | 577.7358 | 0.5705 | 553.6995 | 49.8915 | 49.8915 | 1.185e-05 | 0.00053478 | 553.7 |  | 0 | 0 | 0 |  |  |  | 1 |  |  |  |  | 0
49.8915 | 0 | 553.129 | 553.129 |  |  | 15:10 | -7.28 |  | 577.7375 | 0.56887 | 553.6979 | 49.8915 | 49.8915 | 1.0665e-05 | 0.0004813 | 553.6984 |  | 0 | 0 | 0 |  |  |  | 1 |  |  |  |  | 0
49.8915 | 0 | 553.129 | 553.129 |  |  | 15:10 | -7.26 |  | 577.7391 | 0.56724 | 553.6962 | 49.8915 | 49.8915 | 9.5981e-06 | 0.00043317 | 553.6967 |  | 0 | 0 | 0 |  |  |  | 1 |  |  |  |  | 0
49.8915 | 0 | 553.129 | 553.129 |  |  | 15:10 | -7.24 |  | 577.7407 | 0.56561 | 553.6946 | 49.8915 | 49.8915 | 8.6383e-06 | 0.00038985 | 553.695 |  | 0 | 0 | 0 |  |  |  | 1 |  |  |  |  | 0
49.8915 | 0 | 553.4546 | 553.4546 |  |  | 15:10 | -7.22 |  | 577.7423 | 0.56398 | 554.0186 | 49.8915 | 49.8915 | 7.7745e-06 | 0.00035087 | 554.0189 |  | 0 | 0 | 0 |  |  |  | 1 |  |  |  |  | 0
49.8915 | 0 | 553.4546 | 553.4546 |  |  | 15:10 | -7.2 |  | 577.744 | 0.56235 | 554.017 | 49.8915 | 49.8915 | 6.997e-06 | 0.00031578 | 554.0173 |  | 0 | 0 | 0 |  |  |  | 1 |  |  |  |  | 0
49.8915 | 0 | 553.129 | 553.129 |  |  | 15:10 | -7.18 |  | 577.7456 | 0.56072 | 553.6897 | 49.8915 | 49.8915 | 6.2973e-06 | 0.0002842 | 553.69 |  | 0 | 0 | 0 |  |  |  | 1 |  |  |  |  | 0
49.8915 | 0 | 553.129 | 553.129 |  |  | 15:10 | -7.16 |  | 577.7472 | 0.55909 | 553.6881 | 49.8915 | 49.8915 | 5.6676e-06 | 0.00025578 | 553.6883 |  | 0 | 0 | 0 |  |  |  | 1 |  |  |  |  | 0
49.8915 | 0 | 553.129 | 553.129 |  |  | 15:10 | -7.14 |  | 577.7489 | 0.55746 | 553.6865 | 49.8915 | 49.8915 | 5.1008e-06 | 0.0002302 | 553.6867 |  | 0 | 0 | 0 |  |  |  | 1 |  |  |  |  | 0
49.8915 | 0 | 552.8035 | 552.8035 |  |  | 15:10 | -7.12 |  | 577.7505 | 0.55583 | 553.3593 | 49.8915 | 49.8915 | 4.5908e-06 | 0.00020718 | 553.3595 |  | 0 | 0 | 0 |  |  |  | 1 |  |  |  |  | 0
49.8915 | 0 | 552.1523 | 552.1523 |  |  | 15:10 | -7.1 |  | 577.7521 | 0.5542 | 552.7065 | 49.8915 | 49.8915 | 4.1317e-06 | 0.00018647 | 552.7067 |  | 0 | 0 | 0 |  |  |  | 1 |  |  |  |  | 0
49.8915 | 0 | 552.1523 | 552.1523 |  |  | 15:10 | -7.08 |  | 577.7538 | 0.55257 | 552.7049 | 49.8915 | 49.8915 | 3.7185e-06 | 0.00016782 | 552.705 |  | 0 | 0 | 0 |  |  |  | 1 |  |  |  |  | 0
49.8915 | 0 | 552.4779 | 552.4779 |  |  | 15:10 | -7.06 |  | 577.7554 | 0.55094 | 553.0288 | 49.8915 | 49.8915 | 3.3467e-06 | 0.00015104 | 553.029 |  | 0 | 0 | 0 |  |  |  | 1 |  |  |  |  | 0
49.8915 | 0 | 552.8035 | 552.8035 |  |  | 15:10 | -7.04 |  | 577.757 | 0.54931 | 553.3528 | 49.8915 | 49.8915 | 3.012e-06 | 0.00013593 | 553.3529 |  | 0 | 0 | 0 |  |  |  | 1 |  |  |  |  | 0
49.8915 | 0 | 552.8035 | 552.8035 |  |  | 15:10 | -7.02 |  | 577.7586 | 0.54768 | 553.3512 | 49.8915 | 49.8915 | 2.7108e-06 | 0.00012234 | 553.3513 |  | 0 | 0 | 0 |  |  |  | 1 |  |  |  |  | 0
49.8915 | 0 | 552.4779 | 552.4779 |  |  | 15:10 | -7 |  | 577.7603 | 0.54605 | 553.024 | 49.8915 | 49.8915 | 2.4397e-06 | 0.00011011 | 553.0241 |  | 0 | 0 | 0 |  |  |  | 1 |  |  |  |  | 0
49.8915 | 0 | 552.8035 | 552.8035 |  |  | 15:10 | -6.98 |  | 577.7619 | 0.54442 | 553.3479 | 49.8915 | 49.8915 | 2.1957e-06 | 9.9096e-05 | 553.348 |  | 0 | 0 | 0 |  |  |  | 1 |  |  |  |  | 0
49.8915 | 0 | 552.4779 | 552.4779 |  |  | 15:10 | -6.96 |  | 577.7635 | 0.54279 | 553.0207 | 49.8915 | 49.8915 | 1.9762e-06 | 8.9186e-05 | 553.0208 |  | 0 | 0 | 0 |  |  |  | 1 |  |  |  |  | 0
49.8915 | 0 | 552.4779 | 552.4779 |  |  | 15:10 | -6.94 |  | 577.7652 | 0.54116 | 553.0191 | 49.8915 | 49.8915 | 1.7786e-06 | 8.0267e-05 | 553.0191 |  | 0 | 0 | 0 |  |  |  | 1 |  |  |  |  | 0
49.8915 | 0 | 552.4779 | 552.4779 |  |  | 15:10 | -6.92 |  | 577.7668 | 0.53953 | 553.0174 | 49.8915 | 49.8915 | 1.6007e-06 | 7.2241e-05 | 553.0175 |  | 0 | 0 | 0 |  |  |  | 1 |  |  |  |  | 0
49.8915 | 0 | 552.1523 | 552.1523 |  |  | 15:10 | -6.9 |  | 577.7684 | 0.5379 | 552.6902 | 49.8915 | 49.8915 | 1.4406e-06 | 6.5017e-05 | 552.6903 |  | 0 | 0 | 0 |  |  |  | 1 |  |  |  |  | 0
49.8915 | 0 | 552.8035 | 552.8035 |  |  | 15:10 | -6.88 |  | 577.7701 | 0.53627 | 553.3398 | 49.8915 | 49.8915 | 1.2966e-06 | 5.8515e-05 | 553.3398 |  | 0 | 0 | 0 |  |  |  | 1 |  |  |  |  | 0
49.8915 | 0 | 552.4779 | 552.4779 |  |  | 15:10 | -6.86 |  | 577.7717 | 0.53464 | 553.0125 | 49.8915 | 49.8915 | 1.1669e-06 | 5.2663e-05 | 553.0126 |  | 0 | 0 | 0 |  |  |  | 1 |  |  |  |  | 0
49.8915 | 0 | 553.129 | 553.129 |  |  | 15:10 | -6.84 |  | 577.7733 | 0.53301 | 553.662 | 49.8915 | 49.8915 | 1.0502e-06 | 4.7397e-05 | 553.6621 |  | 0 | 0 | 0 |  |  |  | 1 |  |  |  |  | 0
49.8915 | 0 | 553.129 | 553.129 |  |  | 15:10 | -6.82 |  | 577.7749 | 0.53138 | 553.6604 | 49.8915 | 49.8915 | 9.452e-07 | 4.2657e-05 | 553.6604 |  | 0 | 0 | 0 |  |  |  | 1 |  |  |  |  | 0
49.8915 | 0 | 553.129 | 553.129 |  |  | 15:10 | -6.8 |  | 577.7766 | 0.52975 | 553.6588 | 49.8915 | 49.8915 | 8.5068e-07 | 3.8392e-05 | 553.6588 |  | 0 | 0 | 0 |  |  |  | 1 |  |  |  |  | 0
49.8915 | 0 | 553.129 | 553.129 |  |  | 15:10 | -6.78 |  | 577.7782 | 0.52812 | 553.6571 | 49.8915 | 49.8915 | 7.6561e-07 | 3.4552e-05 | 553.6572 |  | 0 | 0 | 0 |  |  |  | 1 |  |  |  |  | 0
49.8915 | 0 | 553.129 | 553.129 |  |  | 15:10 | -6.76 |  | 577.7798 | 0.52649 | 553.6555 | 49.8915 | 49.8915 | 6.8905e-07 | 3.1097e-05 | 553.6555 |  | 0 | 0 | 0 |  |  |  | 1 |  |  |  |  | 0
49.8915 | 0 | 553.4546 | 553.4546 |  |  | 15:10 | -6.74 |  | 577.7815 | 0.52486 | 553.9795 | 49.8915 | 49.8915 | 6.2014e-07 | 2.7987e-05 | 553.9795 |  | 0 | 0 | 0 |  |  |  | 1 |  |  |  |  | 0
49.8915 | 0 | 553.129 | 553.129 |  |  | 15:10 | -6.72 |  | 577.7831 | 0.52323 | 553.6522 | 49.8915 | 49.8915 | 5.5813e-07 | 2.5189e-05 | 553.6523 |  | 0 | 0 | 0 |  |  |  | 1 |  |  |  |  | 0
49.8915 | 0 | 553.129 | 553.129 |  |  | 15:10 | -6.7 |  | 577.7847 | 0.5216 | 553.6506 | 49.8915 | 49.8915 | 5.0232e-07 | 2.267e-05 | 553.6506 |  | 0 | 0 | 0 |  |  |  | 1 |  |  |  |  | 0
49.8915 | 0 | 553.129 | 553.129 |  |  | 15:10 | -6.68 |  | 577.7864 | 0.51997 | 553.649 | 49.8915 | 49.8915 | 4.5208e-07 | 2.0403e-05 | 553.649 |  | 0 | 0 | 0 |  |  |  | 1 |  |  |  |  | 0
49.8915 | 0 | 553.4546 | 553.4546 |  |  | 15:10 | -6.66 |  | 577.788 | 0.51834 | 553.9729 | 49.8915 | 49.8915 | 4.0688e-07 | 1.8363e-05 | 553.973 |  | 0 | 0 | 0 |  |  |  | 1 |  |  |  |  | 0
49.8915 | 0 | 553.4546 | 553.4546 |  |  | 15:10 | -6.64 |  | 577.7896 | 0.51671 | 553.9713 | 49.8915 | 49.8915 | 0.0035004 | 0.15797 | 554.1293 |  | 0 | 0 | 0 |  |  |  | 1 |  |  |  |  | 0
49.8915 | 0 | 553.4546 | 553.4546 |  |  | 15:10 | -6.62 |  | 577.7912 | 0.51508 | 553.9697 | 49.8915 | 49.8915 | 0.0084003 | 0.37911 | 554.3488 |  | 0 | 0 | 0 |  |  |  | 1 |  |  |  |  | 0
49.8915 | 0 | 553.7802 | 553.7802 |  |  | 15:10 | -6.6 |  | 577.7929 | 0.51345 | 554.2937 | 49.8915 | 49.8918 | 0.01281 | 0.57814 | 554.8718 |  | 0 | 0 | 0 |  |  |  | 1 |  |  |  |  | 0
49.8915 | 0 | 553.129 | 553.129 |  |  | 15:10 | -6.58 |  | 577.7945 | 0.51182 | 553.6408 | 49.8915 | 49.8922 | 0.015029 | 0.67828 | 554.3191 |  | 0 | 0 | 0 |  |  |  | 1 |  |  |  |  | 0
49.8915 | 0 | 553.4546 | 553.4546 |  |  | 15:10 | -6.56 |  | 577.7961 | 0.51019 | 553.9648 | 49.8915 | 49.8924 | 0.013526 | 0.61045 | 554.5752 |  | 0 | 0 | 0 |  |  |  | 1 |  |  |  |  | 0
49.8915 | 0 | 553.129 | 553.129 |  |  | 15:10 | -6.54 |  | 577.7978 | 0.50856 | 553.6376 | 49.8915 | 49.8927 | 0.012174 | 0.54941 | 554.187 |  | 0 | 0 | 0 |  |  |  | 1 |  |  |  |  | 0
49.8915 | 0 | 553.129 | 553.129 |  |  | 15:10 | -6.52 |  | 577.7994 | 0.50693 | 553.6359 | 49.8915 | 49.8929 | 0.010956 | 0.49447 | 554.1304 |  | 0 | 0 | 0 |  |  |  | 1 |  |  |  |  | 0
49.8915 | 0 | 553.129 | 553.129 |  |  | 15:10 | -6.5 |  | 577.801 | 0.5053 | 553.6343 | 49.8915 | 49.8931 | 0.0098607 | 0.44502 | 554.0793 |  | 0 | 0 | 0 |  |  |  | 1 |  |  |  |  | 0
49.8915 | 0 | 553.129 | 553.129 |  |  | 15:10 | -6.48 |  | 577.8027 | 0.50367 | 553.6327 | 49.8915 | 49.8933 | 0.0088746 | 0.40052 | 554.0332 |  | 0 | 0 | 0 |  |  |  | 1 |  |  |  |  | 0
49.8915 | 0 | 553.129 | 553.129 |  |  | 15:10 | -6.46 |  | 577.8043 | 0.50204 | 553.631 | 49.8915 | 49.8935 | 0.0079872 | 0.36047 | 553.9915 |  | 0 | 0 | 0 |  |  |  | 1 |  |  |  |  | 0
49.8915 | 0 | 553.4546 | 553.4546 |  |  | 15:10 | -6.44 |  | 577.8059 | 0.50041 | 553.955 | 49.8915 | 49.8936 | 0.0071885 | 0.32442 | 554.2794 |  | 0 | 0 | 0 |  |  |  | 1 |  |  |  |  | 0
49.895 | 0 | 553.4546 | 553.4546 |  |  | 15:10 | -6.42 |  | 577.8075 | 0.49878 | 553.9534 | 49.8918 | 49.8938 | 0.0064696 | 0.292 | 554.2454 |  | 0 | 0 | 0 |  |  |  | 1 |  |  |  |  | 0
49.895 | 0 | 553.129 | 553.129 |  |  | 15:10 | -6.4 |  | 577.8092 | 0.49715 | 553.6262 | 49.8922 | 49.8939 | 0.0058226 | 0.2628 | 553.8889 |  | 0 | 0 | 0 |  |  |  | 1 |  |  |  |  | 0
49.895 | 0 | 553.129 | 553.129 |  |  | 15:10 | -6.38 |  | 577.8108 | 0.49552 | 553.6245 | 49.8924 | 49.894 | 0.0052404 | 0.23652 | 553.861 |  | 0 | 0 | 0 |  |  |  | 1 |  |  |  |  | 0
49.895 | 0 | 552.8035 | 552.8035 |  |  | 15:10 | -6.36 |  | 577.8124 | 0.49389 | 553.2974 | 49.8927 | 49.8941 | 0.0047163 | 0.21287 | 553.5103 |  | 0 | 0 | 0 |  |  |  | 1 |  |  |  |  | 0
49.895 | 0 | 552.4779 | 552.4779 |  |  | 15:10 | -6.34 |  | 577.8141 | 0.49226 | 552.9702 | 49.8929 | 49.8942 | 0.0042447 | 0.19158 | 553.1617 |  | 0 | 0 | 0 |  |  |  | 1 |  |  |  |  | 0
49.895 | 0 | 552.8035 | 552.8035 |  |  | 15:10 | -6.32 |  | 577.8157 | 0.49063 | 553.2941 | 49.8931 | 49.8943 | 0.0038202 | 0.17242 | 553.4666 |  | 0 | 0 | 0 |  |  |  | 1 |  |  |  |  | 0
49.895 | 0 | 552.8035 | 552.8035 |  |  | 15:10 | -6.3 |  | 577.8173 | 0.489 | 553.2925 | 49.8933 | 49.8944 | 0.0034382 | 0.15518 | 553.4477 |  | 0 | 0 | 0 |  |  |  | 1 |  |  |  |  | 0
49.895 | 0 | 553.129 | 553.129 |  |  | 15:10 | -6.28 |  | 577.819 | 0.48737 | 553.6164 | 49.8935 | 49.8944 | 0.0030944 | 0.13966 | 553.756 |  | 0 | 0 | 0 |  |  |  | 1 |  |  |  |  | 0
49.895 | 0 | 553.129 | 553.129 |  |  | 15:10 | -6.26 |  | 577.8206 | 0.48574 | 553.6147 | 49.8936 | 49.8945 | 0.002785 | 0.1257 | 553.7404 |  | 0 | 0 | 0 |  |  |  | 1 |  |  |  |  | 0
49.895 | 0 | 553.129 | 553.129 |  |  | 15:10 | -6.24 |  | 577.8222 | 0.48411 | 553.6131 | 49.8938 | 49.8945 | 0.0025065 | 0.11313 | 553.7262 |  | 0 | 0 | 0 |  |  |  | 1 |  |  |  |  | 0
49.895 | 0 | 553.129 | 553.129 |  |  | 15:10 | -6.22 |  | 577.8238 | 0.48248 | 553.6115 | 49.8939 | 49.8946 | 0.0022558 | 0.10181 | 553.7133 |  | 0 | 0 | 0 |  |  |  | 1 |  |  |  |  | 0
49.895 | 0 | 553.129 | 553.129 |  |  | 15:10 | -6.2 |  | 577.8255 | 0.48085 | 553.6099 | 49.894 | 49.8946 | 0.0020302 | 0.091632 | 553.7015 |  | 0 | 0 | 0 |  |  |  | 1 |  |  |  |  | 0
49.895 | 0 | 553.129 | 553.129 |  |  | 15:10 | -6.18 |  | 577.8271 | 0.47922 | 553.6082 | 49.8941 | 49.8947 | 0.0018272 | 0.082469 | 553.6907 |  | 0 | 0 | 0 |  |  |  | 1 |  |  |  |  | 0
49.895 | 0 | 553.129 | 553.129 |  |  | 15:10 | -6.16 |  | 577.8287 | 0.47759 | 553.6066 | 49.8942 | 49.8947 | 0.0016445 | 0.074222 | 553.6808 |  | 0 | 0 | 0 |  |  |  | 1 |  |  |  |  | 0
49.895 | 0 | 553.4546 | 553.4546 |  |  | 15:10 | -6.14 |  | 577.8304 | 0.47596 | 553.9306 | 49.8943 | 49.8947 | 0.00148 | 0.0668 | 553.9974 |  | 0 | 0 | 0 |  |  |  | 1 |  |  |  |  | 0
49.895 | 0 | 553.4546 | 553.4546 |  |  | 15:10 | -6.12 |  | 577.832 | 0.47433 | 553.9289 | 49.8944 | 49.8947 | 0.001332 | 0.06012 | 553.9891 |  | 0 | 0 | 0 |  |  |  | 1 |  |  |  |  | 0
49.895 | 0 | 553.7802 | 553.7802 |  |  | 15:10 | -6.1 |  | 577.8336 | 0.4727 | 554.2529 | 49.8944 | 49.8948 | 0.0011988 | 0.054108 | 554.307 |  | 0 | 0 | 0 |  |  |  | 1 |  |  |  |  | 0
49.895 | 0 | 553.4546 | 553.4546 |  |  | 15:10 | -6.08 |  | 577.8353 | 0.47107 | 553.9257 | 49.8945 | 49.8948 | 0.0010789 | 0.048697 | 553.9744 |  | 0 | 0 | 0 |  |  |  | 1 |  |  |  |  | 0
49.895 | 0 | 554.1057 | 554.1057 |  |  | 15:10 | -6.06 |  | 577.8369 | 0.46944 | 554.5751 | 49.8945 | 49.8948 | 0.00097105 | 0.043827 | 554.619 |  | 0 | 0 | 0 |  |  |  | 1 |  |  |  |  | 0
49.895 | 0 | 554.1057 | 554.1057 |  |  | 15:10 | -6.04 |  | 577.8385 | 0.46781 | 554.5735 | 49.8946 | 49.8948 | 0.00087395 | 0.039445 | 554.613 |  | 0 | 0 | 0 |  |  |  | 1 |  |  |  |  | 0
49.895 | 0 | 553.7802 | 553.7802 |  |  | 15:10 | -6.02 |  | 577.8401 | 0.46618 | 554.2464 | 49.8946 | 49.8949 | 0.00078655 | 0.0355 | 554.2819 |  | 0 | 0 | 0 |  |  |  | 1 |  |  |  |  | 0
49.895 | 0 | 554.1057 | 554.1057 |  |  | 15:10 | -6 |  | 577.8418 | 0.46455 | 554.5703 | 49.8947 | 49.8949 | 0.0007079 | 0.03195 | 554.6022 |  | 0 | 0 | 0 |  |  |  | 1 |  |  |  |  | 0
49.895 | 0 | 554.1057 | 554.1057 |  |  | 15:10 | -5.98 |  | 577.8434 | 0.46292 | 554.5686 | 49.8947 | 49.8949 | 0.00063711 | 0.028755 | 554.5974 |  | 0 | 0 | 0 |  |  |  | 1 |  |  |  |  | 0
49.895 | 0 | 553.7802 | 553.7802 |  |  | 15:10 | -5.96 |  | 577.845 | 0.46129 | 554.2415 | 49.8947 | 49.8949 | 0.0005734 | 0.02588 | 554.2674 |  | 0 | 0 | 0 |  |  |  | 1 |  |  |  |  | 0
49.895 | 0 | 553.7802 | 553.7802 |  |  | 15:10 | -5.94 |  | 577.8467 | 0.45966 | 554.2399 | 49.8947 | 49.8949 | 0.00051606 | 0.023292 | 554.2632 |  | 0 | 0 | 0 |  |  |  | 1 |  |  |  |  | 0
49.895 | 0 | 554.1057 | 554.1057 |  |  | 15:10 | -5.92 |  | 577.8483 | 0.45803 | 554.5637 | 49.8948 | 49.8949 | 0.00046445 | 0.020962 | 554.5847 |  | 0 | 0 | 0 |  |  |  | 1 |  |  |  |  | 0
49.895 | 0 | 554.1057 | 554.1057 |  |  | 15:10 | -5.9 |  | 577.8499 | 0.4564 | 554.5621 | 49.8948 | 49.8949 | 0.00041801 | 0.018866 | 554.581 |  | 0 | 0 | 0 |  |  |  | 1 |  |  |  |  | 0
49.895 | 0 | 553.7802 | 553.7802 |  |  | 15:10 | -5.88 |  | 577.8516 | 0.45477 | 554.235 | 49.8948 | 49.8949 | 0.00037621 | 0.01698 | 554.2519 |  | 0 | 0 | 0 |  |  |  | 1 |  |  |  |  | 0
49.895 | 0 | 554.1057 | 554.1057 |  |  | 15:10 | -5.86 |  | 577.8532 | 0.45314 | 554.5588 | 49.8948 | 49.8949 | 0.00033859 | 0.015282 | 554.5741 |  | 0 | 0 | 0 |  |  |  | 1 |  |  |  |  | 0
49.895 | 0 | 553.7802 | 553.7802 |  |  | 15:10 | -5.84 |  | 577.8548 | 0.45151 | 554.2317 | 49.8949 | 49.8949 | 0.00030473 | 0.013753 | 554.2455 |  | 0 | 0 | 0 |  |  |  | 1 |  |  |  |  | 0
49.895 | 0 | 554.1057 | 554.1057 |  |  | 15:10 | -5.82 |  | 577.8564 | 0.44988 | 554.5556 | 49.8949 | 49.8949 | 0.00027425 | 0.012378 | 554.568 |  | 0 | 0 | 0 |  |  |  | 1 |  |  |  |  | 0
49.895 | 0 | 553.7802 | 553.7802 |  |  | 15:10 | -5.8 |  | 577.8581 | 0.44825 | 554.2285 | 49.8949 | 49.895 | 0.00024683 | 0.01114 | 554.2396 |  | 0 | 0 | 0 |  |  |  | 1 |  |  |  |  | 0
49.895 | 0 | 553.7802 | 553.7802 |  |  | 15:10 | -5.78 |  | 577.8597 | 0.44662 | 554.2268 | 49.8949 | 49.895 | 0.00022215 | 0.010026 | 554.2368 |  | 0 | 0 | 0 |  |  |  | 1 |  |  |  |  | 0
49.895 | 0 | 553.4546 | 553.4546 |  |  | 15:10 | -5.76 |  | 577.8613 | 0.44499 | 553.8996 | 49.8949 | 49.895 | 0.00019993 | 0.0090237 | 553.9086 |  | 0 | 0 | 0 |  |  |  | 1 |  |  |  |  | 0
49.895 | 0 | 553.7802 | 553.7802 |  |  | 15:10 | -5.74 |  | 577.863 | 0.44336 | 554.2236 | 49.8949 | 49.895 | 0.00017994 | 0.0081213 | 554.2317 |  | 0 | 0 | 0 |  |  |  | 1 |  |  |  |  | 0
49.895 | 0 | 553.7802 | 553.7802 |  |  | 15:10 | -5.72 |  | 577.8646 | 0.44173 | 554.2219 | 49.8949 | 49.895 | 0.00016194 | 0.0073092 | 554.2292 |  | 0 | 0 | 0 |  |  |  | 1 |  |  |  |  | 0
49.895 | 0 | 553.7802 | 553.7802 |  |  | 15:10 | -5.7 |  | 577.8662 | 0.4401 | 554.2203 | 49.8949 | 49.895 | 0.00014575 | 0.0065782 | 554.2269 |  | 0 | 0 | 0 |  |  |  | 1 |  |  |  |  | 0
49.895 | 0 | 554.1057 | 554.1057 |  |  | 15:10 | -5.68 |  | 577.8679 | 0.43847 | 554.5442 | 49.8949 | 49.895 | 0.00013117 | 0.0059204 | 554.5501 |  | 0 | 0 | 0 |  |  |  | 1 |  |  |  |  | 0
49.895 | 0 | 554.1057 | 554.1057 |  |  | 15:10 | -5.66 |  | 577.8695 | 0.43684 | 554.5425 | 49.8949 | 49.895 | 0.00011806 | 0.0053284 | 554.5479 |  | 0 | 0 | 0 |  |  |  | 1 |  |  |  |  | 0
49.895 | 0 | 553.4546 | 553.4546 |  |  | 15:10 | -5.64 |  | 577.8711 | 0.43521 | 553.8898 | 49.8949 | 49.895 | 0.00010625 | 0.0047955 | 553.8946 |  | 0 | 0 | 0 |  |  |  | 1 |  |  |  |  | 0
49.895 | 0 | 553.7802 | 553.7802 |  |  | 15:10 | -5.62 |  | 577.8727 | 0.43358 | 554.2138 | 49.895 | 49.895 | 9.5626e-05 | 0.004316 | 554.2181 |  | 0 | 0 | 0 |  |  |  | 1 |  |  |  |  | 0
49.895 | 0 | 553.4546 | 553.4546 |  |  | 15:10 | -5.6 |  | 577.8744 | 0.43195 | 553.8866 | 49.895 | 49.895 | 8.6064e-05 | 0.0038844 | 553.8904 |  | 0 | 0 | 0 |  |  |  | 1 |  |  |  |  | 0
49.895 | 0 | 553.4546 | 553.4546 |  |  | 15:10 | -5.58 |  | 577.876 | 0.43032 | 553.8849 | 49.895 | 49.895 | 7.7457e-05 | 0.003496 | 553.8884 |  | 0 | 0 | 0 |  |  |  | 1 |  |  |  |  | 0
49.895 | 0 | 553.7802 | 553.7802 |  |  | 15:10 | -5.56 |  | 577.8776 | 0.42869 | 554.2089 | 49.895 | 49.895 | 6.9712e-05 | 0.0031464 | 554.212 |  | 0 | 0 | 0 |  |  |  | 1 |  |  |  |  | 0
49.895 | 0 | 554.1057 | 554.1057 |  |  | 15:10 | -5.54 |  | 577.8793 | 0.42706 | 554.5328 | 49.895 | 49.895 | 6.2741e-05 | 0.0028317 | 554.5356 |  | 0 | 0 | 0 |  |  |  | 1 |  |  |  |  | 0
49.895 | 0 | 554.1057 | 554.1057 |  |  | 15:10 | -5.52 |  | 577.8809 | 0.42543 | 554.5311 | 49.895 | 49.895 | 5.6466e-05 | 0.0025485 | 554.5337 |  | 0 | 0 | 0 |  |  |  | 1 |  |  |  |  | 0
49.895 | 0 | 554.1057 | 554.1057 |  |  | 15:10 | -5.5 |  | 577.8825 | 0.4238 | 554.5295 | 49.895 | 49.895 | 5.082e-05 | 0.0022937 | 554.5318 |  | 0 | 0 | 0 |  |  |  | 1 |  |  |  |  | 0
49.895 | 0 | 553.4546 | 553.4546 |  |  | 15:10 | -5.48 |  | 577.8842 | 0.42217 | 553.8768 | 49.895 | 49.895 | 4.5738e-05 | 0.0020643 | 553.8788 |  | 0 | 0 | 0 |  |  |  | 1 |  |  |  |  | 0
49.895 | 0 | 554.1057 | 554.1057 |  |  | 15:10 | -5.46 |  | 577.8858 | 0.42054 | 554.5262 | 49.895 | 49.895 | 4.1164e-05 | 0.0018579 | 554.5281 |  | 0 | 0 | 0 |  |  |  | 1 |  |  |  |  | 0
49.895 | 0 | 553.4546 | 553.4546 |  |  | 15:10 | -5.44 |  | 577.8874 | 0.41891 | 553.8735 | 49.895 | 49.895 | 3.7048e-05 | 0.0016721 | 553.8752 |  | 0 | 0 | 0 |  |  |  | 1 |  |  |  |  | 0
49.895 | 0 | 553.129 | 553.129 |  |  | 15:10 | -5.42 |  | 577.889 | 0.41728 | 553.5463 | 49.895 | 49.895 | 3.3343e-05 | 0.0015049 | 553.5478 |  | 0 | 0 | 0 |  |  |  | 1 |  |  |  |  | 0
49.895 | 0 | 553.129 | 553.129 |  |  | 15:10 | -5.4 |  | 577.8907 | 0.41565 | 553.5447 | 49.895 | 49.895 | 3.0009e-05 | 0.0013544 | 553.546 |  | 0 | 0 | 0 |  |  |  | 1 |  |  |  |  | 0
49.895 | 0 | 553.4546 | 553.4546 |  |  | 15:10 | -5.38 |  | 577.8923 | 0.41402 | 553.8686 | 49.895 | 49.895 | 2.7008e-05 | 0.001219 | 553.8698 |  | 0 | 0 | 0 |  |  |  | 1 |  |  |  |  | 0
49.895 | 0 | 553.129 | 553.129 |  |  | 15:10 | -5.36 |  | 577.8939 | 0.41239 | 553.5414 | 49.895 | 49.895 | 2.4307e-05 | 0.0010971 | 553.5425 |  | 0 | 0 | 0 |  |  |  | 1 |  |  |  |  | 0
49.895 | 0 | 553.4546 | 553.4546 |  |  | 15:10 | -5.34 |  | 577.8956 | 0.41076 | 553.8654 | 49.895 | 49.895 | 2.1876e-05 | 0.00098736 | 553.8663 |  | 0 | 0 | 0 |  |  |  | 1 |  |  |  |  | 0
49.895 | 0 | 553.4546 | 553.4546 |  |  | 15:10 | -5.32 |  | 577.8972 | 0.40913 | 553.8637 | 49.895 | 49.895 | 1.9689e-05 | 0.00088862 | 553.8646 |  | 0 | 0 | 0 |  |  |  | 1 |  |  |  |  | 0
49.895 | 0 | 553.7802 | 553.7802 |  |  | 15:10 | -5.3 |  | 577.8988 | 0.4075 | 554.1877 | 49.895 | 49.895 | 1.772e-05 | 0.00079976 | 554.1885 |  | 0 | 0 | 0 |  |  |  | 1 |  |  |  |  | 0
49.895 | 0 | 553.129 | 553.129 |  |  | 15:10 | -5.28 |  | 577.9005 | 0.40587 | 553.5349 | 49.895 | 49.895 | -0.0034841 | -0.15725 | 553.3776 |  | 0 | 0 | 0 |  |  |  | 1 |  |  |  |  | 0
49.895 | 0 | 553.4546 | 553.4546 |  |  | 15:10 | -5.26 |  | 577.9021 | 0.40424 | 553.8588 | 49.895 | 49.895 | -0.0083856 | -0.37848 | 553.4804 |  | 0 | 0 | 0 |  |  |  | 1 |  |  |  |  | 0
49.895 | 0 | 553.4546 | 553.4546 |  |  | 15:10 | -5.24 |  | 577.9037 | 0.40261 | 553.8572 | 49.895 | 49.8946 | -0.012797 | -0.57758 | 553.2796 |  | 0 | 0 | 0 |  |  |  | 1 |  |  |  |  | 0
49.895 | 0 | 553.129 | 553.129 |  |  | 15:10 | -5.22 |  | 577.9053 | 0.40098 | 553.53 | 49.895 | 49.8943 | -0.015017 | -0.67779 | 552.8522 |  | 0 | 0 | 0 |  |  |  | 1 |  |  |  |  | 0
49.895 | 0 | 552.8035 | 552.8035 |  |  | 15:10 | -5.2 |  | 577.907 | 0.39935 | 553.2029 | 49.895 | 49.894 | -0.013516 | -0.61001 | 552.5928 |  | 0 | 0 | 0 |  |  |  | 1 |  |  |  |  | 0
49.895 | 0 | 552.4779 | 552.4779 |  |  | 15:10 | -5.18 |  | 577.9086 | 0.39772 | 552.8756 | 49.895 | 49.8938 | -0.012164 | -0.54901 | 552.3266 |  | 0 | 0 | 0 |  |  |  | 1 |  |  |  |  | 0
49.895 | 0 | 552.8035 | 552.8035 |  |  | 15:10 | -5.16 |  | 577.9102 | 0.39609 | 553.1996 | 49.895 | 49.8936 | -0.010948 | -0.49411 | 552.7055 |  | 0 | 0 | 0 |  |  |  | 1 |  |  |  |  | 0
49.895 | 0 | 552.8035 | 552.8035 |  |  | 15:10 | -5.14 |  | 577.9119 | 0.39446 | 553.198 | 49.895 | 49.8934 | -0.0098529 | -0.4447 | 552.7533 |  | 0 | 0 | 0 |  |  |  | 1 |  |  |  |  | 0
49.895 | 0 | 552.8035 | 552.8035 |  |  | 15:10 | -5.12 |  | 577.9135 | 0.39283 | 553.1963 | 49.895 | 49.8932 | -0.0088676 | -0.40023 | 552.7961 |  | 0 | 0 | 0 |  |  |  | 1 |  |  |  |  | 0
49.895 | 0 | 552.8035 | 552.8035 |  |  | 15:10 | -5.1 |  | 577.9151 | 0.3912 | 553.1947 | 49.895 | 49.893 | -0.0079808 | -0.36021 | 552.8345 |  | 0 | 0 | 0 |  |  |  | 1 |  |  |  |  | 0
49.895 | 0 | 552.8035 | 552.8035 |  |  | 15:10 | -5.08 |  | 577.9168 | 0.38957 | 553.1931 | 49.895 | 49.8929 | -0.0071828 | -0.32419 | 552.8689 |  | 0 | 0 | 0 |  |  |  | 1 |  |  |  |  | 0
49.8915 | 0 | 552.4779 | 552.4779 |  |  | 15:10 | -5.06 |  | 577.9184 | 0.38794 | 552.8658 | 49.8946 | 49.8927 | -0.0064645 | -0.29175 | 552.5741 |  | 0 | 0 | 0 |  |  |  | 1 |  |  |  |  | 0
49.8915 | 0 | 552.1523 | 552.1523 |  |  | 15:10 | -5.04 |  | 577.92 | 0.38631 | 552.5386 | 49.8943 | 49.8926 | -0.005818 | -0.26257 | 552.276 |  | 0 | 0 | 0 |  |  |  | 1 |  |  |  |  | 0
49.8915 | 0 | 552.8035 | 552.8035 |  |  | 15:10 | -5.02 |  | 577.9216 | 0.38468 | 553.1882 | 49.894 | 49.8925 | -0.0052362 | -0.23631 | 552.9519 |  | 0 | 0 | 0 |  |  |  | 1 |  |  |  |  | 0
49.8915 | 0 | 552.4779 | 552.4779 |  |  | 15:10 | -5 |  | 577.9233 | 0.38305 | 552.861 | 49.8938 | 49.8924 | -0.0047126 | -0.21268 | 552.6483 |  | 0 | 0 | 0 |  |  |  | 1 |  |  |  |  | 0
49.8915 | 0 | 552.4779 | 552.4779 |  |  | 15:10 | -4.98 |  | 577.9249 | 0.38142 | 552.8593 | 49.8936 | 49.8923 | -0.0042413 | -0.19141 | 552.6679 |  | 0 | 0 | 0 |  |  |  | 1 |  |  |  |  | 0
49.8915 | 0 | 552.4779 | 552.4779 |  |  | 15:10 | -4.96 |  | 577.9265 | 0.37979 | 552.8577 | 49.8934 | 49.8922 | -0.0038172 | -0.17227 | 552.6854 |  | 0 | 0 | 0 |  |  |  | 1 |  |  |  |  | 0
49.8915 | 0 | 553.129 | 553.129 |  |  | 15:10 | -4.94 |  | 577.9282 | 0.37816 | 553.5072 | 49.8932 | 49.8921 | -0.0034355 | -0.15505 | 553.3521 |  | 0 | 0 | 0 |  |  |  | 1 |  |  |  |  | 0
49.8915 | 0 | 553.129 | 553.129 |  |  | 15:10 | -4.92 |  | 577.9298 | 0.37653 | 553.5055 | 49.893 | 49.8921 | -0.0030919 | -0.13954 | 553.366 |  | 0 | 0 | 0 |  |  |  | 1 |  |  |  |  | 0
49.8915 | 0 | 552.4779 | 552.4779 |  |  | 15:10 | -4.9 |  | 577.9314 | 0.3749 | 552.8528 | 49.8929 | 49.892 | -0.0027827 | -0.12559 | 552.7272 |  | 0 | 0 | 0 |  |  |  | 1 |  |  |  |  | 0
49.8915 | 0 | 552.4779 | 552.4779 |  |  | 15:10 | -4.88 |  | 577.9331 | 0.37327 | 552.8512 | 49.8927 | 49.892 | -0.0025045 | -0.11303 | 552.7381 |  | 0 | 0 | 0 |  |  |  | 1 |  |  |  |  | 0
49.8915 | 0 | 552.4779 | 552.4779 |  |  | 15:10 | -4.86 |  | 577.9347 | 0.37164 | 552.8495 | 49.8926 | 49.8919 | -0.002254 | -0.10173 | 552.7478 |  | 0 | 0 | 0 |  |  |  | 1 |  |  |  |  | 0
49.8915 | 0 | 552.4779 | 552.4779 |  |  | 15:10 | -4.84 |  | 577.9363 | 0.37001 | 552.8479 | 49.8925 | 49.8919 | -0.0020286 | -0.091553 | 552.7564 |  | 0 | 0 | 0 |  |  |  | 1 |  |  |  |  | 0
49.8915 | 0 | 552.4779 | 552.4779 |  |  | 15:10 | -4.82 |  | 577.9379 | 0.36838 | 552.8463 | 49.8924 | 49.8918 | -0.0018258 | -0.082398 | 552.7639 |  | 0 | 0 | 0 |  |  |  | 1 |  |  |  |  | 0
49.8915 | 0 | 552.4779 | 552.4779 |  |  | 15:10 | -4.8 |  | 577.9396 | 0.36675 | 552.8447 | 49.8923 | 49.8918 | -0.0016432 | -0.074158 | 552.7705 |  | 0 | 0 | 0 |  |  |  | 1 |  |  |  |  | 0
49.8915 | 0 | 553.129 | 553.129 |  |  | 15:10 | -4.78 |  | 577.9412 | 0.36512 | 553.4941 | 49.8922 | 49.8918 | -0.0014789 | -0.066742 | 553.4274 |  | 0 | 0 | 0 |  |  |  | 1 |  |  |  |  | 0
49.8915 | 0 | 553.129 | 553.129 |  |  | 15:10 | -4.76 |  | 577.9428 | 0.36349 | 553.4925 | 49.8921 | 49.8918 | -0.001331 | -0.060068 | 553.4324 |  | 0 | 0 | 0 |  |  |  | 1 |  |  |  |  | 0
49.8915 | 0 | 553.129 | 553.129 |  |  | 15:10 | -4.74 |  | 577.9445 | 0.36186 | 553.4909 | 49.8921 | 49.8917 | -0.0011979 | -0.054061 | 553.4368 |  | 0 | 0 | 0 |  |  |  | 1 |  |  |  |  | 0
49.8915 | 0 | 553.129 | 553.129 |  |  | 15:10 | -4.72 |  | 577.9461 | 0.36023 | 553.4892 | 49.892 | 49.8917 | -0.0010781 | -0.048655 | 553.4406 |  | 0 | 0 | 0 |  |  |  | 1 |  |  |  |  | 0
49.8915 | 0 | 553.129 | 553.129 |  |  | 15:10 | -4.7 |  | 577.9477 | 0.3586 | 553.4876 | 49.892 | 49.8917 | -0.00097028 | -0.04379 | 553.4438 |  | 0 | 0 | 0 |  |  |  | 1 |  |  |  |  | 0
49.8915 | 0 | 553.129 | 553.129 |  |  | 15:10 | -4.68 |  | 577.9494 | 0.35697 | 553.486 | 49.8919 | 49.8917 | -0.00087326 | -0.039411 | 553.4466 |  | 0 | 0 | 0 |  |  |  | 1 |  |  |  |  | 0
49.8915 | 0 | 553.129 | 553.129 |  |  | 15:10 | -4.66 |  | 577.951 | 0.35534 | 553.4843 | 49.8919 | 49.8916 | -0.00078593 | -0.03547 | 553.4489 |  | 0 | 0 | 0 |  |  |  | 1 |  |  |  |  | 0
49.8915 | 0 | 552.8035 | 552.8035 |  |  | 15:10 | -4.64 |  | 577.9526 | 0.35371 | 553.1572 | 49.8918 | 49.8916 | -0.00070734 | -0.031923 | 553.1253 |  | 0 | 0 | 0 |  |  |  | 1 |  |  |  |  | 0
49.8915 | 0 | 553.129 | 553.129 |  |  | 15:10 | -4.62 |  | 577.9542 | 0.35208 | 553.4811 | 49.8918 | 49.8916 | -0.0006366 | -0.02873 | 553.4523 |  | 0 | 0 | 0 |  |  |  | 1 |  |  |  |  | 0
49.8915 | 0 | 553.129 | 553.129 |  |  | 15:10 | -4.6 |  | 577.9559 | 0.35045 | 553.4795 | 49.8918 | 49.8916 | -0.00057294 | -0.025857 | 553.4536 |  | 0 | 0 | 0 |  |  |  | 1 |  |  |  |  | 0
49.8915 | 0 | 553.129 | 553.129 |  |  | 15:10 | -4.58 |  | 577.9575 | 0.34882 | 553.4778 | 49.8918 | 49.8916 | 0.0029844 | 0.13469 | 553.6125 |  | 0 | 0 | 0 |  |  |  | 1 |  |  |  |  | 0
49.8915 | 0 | 553.4546 | 553.4546 |  |  | 15:10 | -4.56 |  | 577.9591 | 0.34719 | 553.8018 | 49.8917 | 49.8916 | 0.0079359 | 0.35815 | 554.1599 |  | 0 | 0 | 0 |  |  |  | 1 |  |  |  |  | 0
49.8915 | 0 | 553.4546 | 553.4546 |  |  | 15:10 | -4.54 |  | 577.9608 | 0.34556 | 553.8002 | 49.8917 | 49.8919 | 0.012392 | 0.55927 | 554.3594 |  | 0 | 0 | 0 |  |  |  | 1 |  |  |  |  | 0
49.8915 | 0 | 553.129 | 553.129 |  |  | 15:10 | -4.52 |  | 577.9624 | 0.34393 | 553.4729 | 49.8917 | 49.8922 | 0.014653 | 0.6613 | 554.1342 |  | 0 | 0 | 0 |  |  |  | 1 |  |  |  |  | 0
49.8915 | 0 | 553.129 | 553.129 |  |  | 15:10 | -4.5 |  | 577.964 | 0.3423 | 553.4713 | 49.8917 | 49.8925 | 0.013188 | 0.59517 | 554.0665 |  | 0 | 0 | 0 |  |  |  | 1 |  |  |  |  | 0
49.8915 | 0 | 553.129 | 553.129 |  |  | 15:10 | -4.48 |  | 577.9657 | 0.34067 | 553.4697 | 49.8916 | 49.8928 | 0.011869 | 0.53566 | 554.0053 |  | 0 | 0 | 0 |  |  |  | 1 |  |  |  |  | 0
49.8915 | 0 | 553.129 | 553.129 |  |  | 15:10 | -4.46 |  | 577.9673 | 0.33904 | 553.468 | 49.8916 | 49.893 | 0.010682 | 0.48209 | 553.9501 |  | 0 | 0 | 0 |  |  |  | 1 |  |  |  |  | 0
49.8915 | 0 | 552.8035 | 552.8035 |  |  | 15:10 | -4.44 |  | 577.9689 | 0.33741 | 553.1409 | 49.8916 | 49.8932 | 0.0096139 | 0.43388 | 553.5748 |  | 0 | 0 | 0 |  |  |  | 1 |  |  |  |  | 0
49.8915 | 0 | 552.8035 | 552.8035 |  |  | 15:10 | -4.42 |  | 577.9705 | 0.33578 | 553.1393 | 49.8916 | 49.8934 | 0.0086525 | 0.39049 | 553.5298 |  | 0 | 0 | 0 |  |  |  | 1 |  |  |  |  | 0
49.8915 | 0 | 553.129 | 553.129 |  |  | 15:10 | -4.4 |  | 577.9722 | 0.33415 | 553.4632 | 49.8916 | 49.8935 | 0.0077873 | 0.35144 | 553.8146 |  | 0 | 0 | 0 |  |  |  | 1 |  |  |  |  | 0
49.8915 | 0 | 553.129 | 553.129 |  |  | 15:10 | -4.38 |  | 577.9738 | 0.33252 | 553.4615 | 49.8916 | 49.8937 | 0.0070085 | 0.3163 | 553.7778 |  | 0 | 0 | 0 |  |  |  | 1 |  |  |  |  | 0
49.895 | 0 | 552.8035 | 552.8035 |  |  | 15:10 | -4.36 |  | 577.9754 | 0.33089 | 553.1344 | 49.8919 | 49.8938 | 0.0063077 | 0.28469 | 553.4191 |  | 0 | 0 | 0 |  |  |  | 1 |  |  |  |  | 0
49.895 | 0 | 553.129 | 553.129 |  |  | 15:10 | -4.34 |  | 577.9771 | 0.32926 | 553.4583 | 49.8922 | 49.8939 | 0.0056769 | 0.25622 | 553.7145 |  | 0 | 0 | 0 |  |  |  | 1 |  |  |  |  | 0
49.895 | 0 | 553.129 | 553.129 |  |  | 15:10 | -4.32 |  | 577.9787 | 0.32763 | 553.4566 | 49.8925 | 49.894 | 0.0051092 | 0.2306 | 553.6872 |  | 0 | 0 | 0 |  |  |  | 1 |  |  |  |  | 0
49.895 | 0 | 552.4779 | 552.4779 |  |  | 15:10 | -4.3 |  | 577.9803 | 0.326 | 552.8039 | 49.8928 | 49.8941 | 0.0045983 | 0.20754 | 553.0114 |  | 0 | 0 | 0 |  |  |  | 1 |  |  |  |  | 0
49.895 | 0 | 552.8035 | 552.8035 |  |  | 15:10 | -4.28 |  | 577.982 | 0.32437 | 553.1279 | 49.893 | 49.8942 | 0.0041385 | 0.18678 | 553.3147 |  | 0 | 0 | 0 |  |  |  | 1 |  |  |  |  | 0
49.895 | 0 | 552.4779 | 552.4779 |  |  | 15:10 | -4.26 |  | 577.9836 | 0.32274 | 552.8006 | 49.8932 | 49.8943 | 0.0037246 | 0.16811 | 552.9687 |  | 0 | 0 | 0 |  |  |  | 1 |  |  |  |  | 0
49.895 | 0 | 553.129 | 553.129 |  |  | 15:10 | -4.24 |  | 577.9852 | 0.32111 | 553.4501 | 49.8934 | 49.8944 | 0.0033522 | 0.1513 | 553.6014 |  | 0 | 0 | 0 |  |  |  | 1 |  |  |  |  | 0
49.895 | 0 | 552.4779 | 552.4779 |  |  | 15:10 | -4.22 |  | 577.9868 | 0.31948 | 552.7974 | 49.8935 | 49.8944 | 0.0030169 | 0.13617 | 552.9335 |  | 0 | 0 | 0 |  |  |  | 1 |  |  |  |  | 0
49.895 | 0 | 553.129 | 553.129 |  |  | 15:10 | -4.2 |  | 577.9885 | 0.31785 | 553.4469 | 49.8937 | 49.8945 | 0.0027152 | 0.12255 | 553.5694 |  | 0 | 0 | 0 |  |  |  | 1 |  |  |  |  | 0
49.895 | 0 | 553.129 | 553.129 |  |  | 15:10 | -4.18 |  | 577.9901 | 0.31622 | 553.4452 | 49.8938 | 49.8945 | 0.0024437 | 0.11029 | 553.5555 |  | 0 | 0 | 0 |  |  |  | 1 |  |  |  |  | 0
49.895 | 0 | 553.129 | 553.129 |  |  | 15:10 | -4.16 |  | 577.9917 | 0.31459 | 553.4436 | 49.8939 | 49.8946 | 0.0021994 | 0.099265 | 553.5429 |  | 0 | 0 | 0 |  |  |  | 1 |  |  |  |  | 0
49.895 | 0 | 553.129 | 553.129 |  |  | 15:10 | -4.14 |  | 577.9934 | 0.31296 | 553.442 | 49.894 | 49.8946 | 0.0019794 | 0.089339 | 553.5313 |  | 0 | 0 | 0 |  |  |  | 1 |  |  |  |  | 0
49.895 | 0 | 553.129 | 553.129 |  |  | 15:10 | -4.12 |  | 577.995 | 0.31133 | 553.4403 | 49.8941 | 49.8947 | 0.0017815 | 0.080405 | 553.5207 |  | 0 | 0 | 0 |  |  |  | 1 |  |  |  |  | 0
49.895 | 0 | 553.129 | 553.129 |  |  | 15:11 | -4.1 |  | 577.9966 | 0.3097 | 553.4387 | 49.8942 | 49.8947 | 0.0016033 | 0.072364 | 553.5111 |  | 0 | 0 | 0 |  |  |  | 1 |  |  |  |  | 0
49.895 | 0 | 553.129 | 553.129 |  |  | 15:11 | -4.08 |  | 577.9983 | 0.30807 | 553.4371 | 49.8943 | 49.8947 | 0.001443 | 0.065128 | 553.5022 |  | 0 | 0 | 0 |  |  |  | 1 |  |  |  |  | 0
49.895 | 0 | 553.129 | 553.129 |  |  | 15:11 | -4.06 |  | 577.9999 | 0.30644 | 553.4354 | 49.8944 | 49.8948 | 0.0012987 | 0.058615 | 553.4941 |  | 0 | 0 | 0 |  |  |  | 1 |  |  |  |  | 0
49.895 | 0 | 553.4546 | 553.4546 |  |  | 15:11 | -4.04 |  | 578.0015 | 0.30481 | 553.7594 | 49.8944 | 49.8948 | 0.0011688 | 0.052754 | 553.8122 |  | 0 | 0 | 0 |  |  |  | 1 |  |  |  |  | 0
49.895 | 0 | 553.4546 | 553.4546 |  |  | 15:11 | -4.02 |  | 578.0031 | 0.30318 | 553.7578 | 49.8945 | 49.8948 | 0.0010519 | 0.047478 | 553.8053 |  | 0 | 0 | 0 |  |  |  | 1 |  |  |  |  | 0
49.895 | 0 | 553.4546 | 553.4546 |  |  | 15:11 | -4 |  | 578.0048 | 0.30155 | 553.7562 | 49.8945 | 49.8948 | 0.00094675 | 0.04273 | 553.7989 |  | 0 | 0 | 0 |  |  |  | 1 |  |  |  |  | 0
49.895 | 0 | 553.4546 | 553.4546 |  |  | 15:11 | -3.98 |  | 578.0064 | 0.29992 | 553.7545 | 49.8946 | 49.8948 | 0.00085207 | 0.038457 | 553.793 |  | 0 | 0 | 0 |  |  |  | 1 |  |  |  |  | 0
49.895 | 0 | 553.7802 | 553.7802 |  |  | 15:11 | -3.96 |  | 578.008 | 0.29829 | 554.0785 | 49.8946 | 49.8949 | -0.0027331 | -0.12336 | 553.9551 |  | 0 | 0 | 0 |  |  |  | 1 |  |  |  |  | 0
49.895 | 0 | 554.1057 | 554.1057 |  |  | 15:11 | -3.94 |  | 578.0097 | 0.29666 | 554.4024 | 49.8947 | 49.8949 | -0.0077098 | -0.34797 | 554.0544 |  | 0 | 0 | 0 |  |  |  | 1 |  |  |  |  | 0
49.895 | 0 | 553.4546 | 553.4546 |  |  | 15:11 | -3.92 |  | 578.0113 | 0.29503 | 553.7496 | 49.8947 | 49.8945 | -0.012189 | -0.55013 | 553.1995 |  | 0 | 0 | 0 |  |  |  | 1 |  |  |  |  | 0
49.895 | 0 | 553.4546 | 553.4546 |  |  | 15:11 | -3.9 |  | 578.0129 | 0.2934 | 553.748 | 49.8947 | 49.8942 | -0.01447 | -0.65308 | 553.0949 |  | 0 | 0 | 0 |  |  |  | 1 |  |  |  |  | 0
49.895 | 0 | 553.4546 | 553.4546 |  |  | 15:11 | -3.88 |  | 578.0146 | 0.29177 | 553.7464 | 49.8948 | 49.894 | -0.013023 | -0.58778 | 553.1586 |  | 0 | 0 | 0 |  |  |  | 1 |  |  |  |  | 0
49.895 | 0 | 553.4546 | 553.4546 |  |  | 15:11 | -3.86 |  | 578.0162 | 0.29014 | 553.7447 | 49.8948 | 49.8937 | -0.011721 | -0.529 | 553.2157 |  | 0 | 0 | 0 |  |  |  | 1 |  |  |  |  | 0
49.895 | 0 | 553.129 | 553.129 |  |  | 15:11 | -3.84 |  | 578.0178 | 0.28851 | 553.4175 | 49.8948 | 49.8935 | -0.010549 | -0.4761 | 552.9414 |  | 0 | 0 | 0 |  |  |  | 1 |  |  |  |  | 0
49.895 | 0 | 553.7802 | 553.7802 |  |  | 15:11 | -3.82 |  | 578.0194 | 0.28688 | 554.0671 | 49.8948 | 49.8933 | -0.0094937 | -0.42849 | 553.6386 |  | 0 | 0 | 0 |  |  |  | 1 |  |  |  |  | 0
49.895 | 0 | 554.1057 | 554.1057 |  |  | 15:11 | -3.8 |  | 578.0211 | 0.28525 | 554.391 | 49.8948 | 49.8931 | -0.0085444 | -0.38564 | 554.0053 |  | 0 | 0 | 0 |  |  |  | 1 |  |  |  |  | 0
49.895 | 0 | 553.7802 | 553.7802 |  |  | 15:11 | -3.78 |  | 578.0227 | 0.28362 | 554.0638 | 49.8949 | 49.893 | -0.0076899 | -0.34708 | 553.7167 |  | 0 | 0 | 0 |  |  |  | 1 |  |  |  |  | 0
49.895 | 0 | 553.4546 | 553.4546 |  |  | 15:11 | -3.76 |  | 578.0243 | 0.28199 | 553.7366 | 49.8949 | 49.8928 | -0.0069209 | -0.31237 | 553.4242 |  | 0 | 0 | 0 |  |  |  | 1 |  |  |  |  | 0
49.8915 | 0 | 553.7802 | 553.7802 |  |  | 15:11 | -3.74 |  | 578.026 | 0.28036 | 554.0606 | 49.8945 | 49.8927 | -0.0062288 | -0.28111 | 553.7794 |  | 0 | 0 | 0 |  |  |  | 1 |  |  |  |  | 0
49.8915 | 0 | 553.7802 | 553.7802 |  |  | 15:11 | -3.72 |  | 578.0276 | 0.27873 | 554.0589 | 49.8942 | 49.8926 | -0.005606 | -0.253 | 553.8059 |  | 0 | 0 | 0 |  |  |  | 1 |  |  |  |  | 0
49.8915 | 0 | 553.129 | 553.129 |  |  | 15:11 | -3.7 |  | 578.0292 | 0.2771 | 553.4061 | 49.894 | 49.8925 | -0.0050454 | -0.2277 | 553.1784 |  | 0 | 0 | 0 |  |  |  | 1 |  |  |  |  | 0
49.8915 | 0 | 553.129 | 553.129 |  |  | 15:11 | -3.68 |  | 578.0309 | 0.27547 | 553.4045 | 49.8937 | 49.8924 | -0.0045408 | -0.20493 | 553.1995 |  | 0 | 0 | 0 |  |  |  | 1 |  |  |  |  | 0
49.8915 | 0 | 553.129 | 553.129 |  |  | 15:11 | -3.66 |  | 578.0325 | 0.27384 | 553.4028 | 49.8935 | 49.8923 | -0.0040867 | -0.18444 | 553.2184 |  | 0 | 0 | 0 |  |  |  | 1 |  |  |  |  | 0
49.8915 | 0 | 553.4546 | 553.4546 |  |  | 15:11 | -3.64 |  | 578.0341 | 0.27221 | 553.7268 | 49.8933 | 49.8922 | -0.0036781 | -0.16599 | 553.5608 |  | 0 | 0 | 0 |  |  |  | 1 |  |  |  |  | 0
49.8915 | 0 | 553.129 | 553.129 |  |  | 15:11 | -3.62 |  | 578.0357 | 0.27058 | 553.3996 | 49.8931 | 49.8921 | -0.0033103 | -0.14939 | 553.2502 |  | 0 | 0 | 0 |  |  |  | 1 |  |  |  |  | 0
49.8915 | 0 | 553.129 | 553.129 |  |  | 15:11 | -3.6 |  | 578.0374 | 0.26895 | 553.398 | 49.893 | 49.8921 | -0.0029792 | -0.13445 | 553.2635 |  | 0 | 0 | 0 |  |  |  | 1 |  |  |  |  | 0
49.8915 | 0 | 553.4546 | 553.4546 |  |  | 15:11 | -3.58 |  | 578.039 | 0.26732 | 553.7219 | 49.8928 | 49.892 | -0.0026813 | -0.12101 | 553.6009 |  | 0 | 0 | 0 |  |  |  | 1 |  |  |  |  | 0
49.8915 | 0 | 553.4546 | 553.4546 |  |  | 15:11 | -3.56 |  | 578.0406 | 0.26569 | 553.7203 | 49.8927 | 49.892 | -0.0024132 | -0.10891 | 553.6114 |  | 0 | 0 | 0 |  |  |  | 1 |  |  |  |  | 0
49.8915 | 0 | 553.129 | 553.129 |  |  | 15:11 | -3.54 |  | 578.0423 | 0.26406 | 553.3931 | 49.8926 | 49.8919 | -0.0021719 | -0.098018 | 553.295 |  | 0 | 0 | 0 |  |  |  | 1 |  |  |  |  | 0
49.8915 | 0 | 553.129 | 553.129 |  |  | 15:11 | -3.52 |  | 578.0439 | 0.26243 | 553.3914 | 49.8925 | 49.8919 | -0.0019547 | -0.088216 | 553.3032 |  | 0 | 0 | 0 |  |  |  | 1 |  |  |  |  | 0
49.8915 | 0 | 553.129 | 553.129 |  |  | 15:11 | -3.5 |  | 578.0455 | 0.2608 | 553.3898 | 49.8924 | 49.8918 | -0.0017592 | -0.079394 | 553.3104 |  | 0 | 0 | 0 |  |  |  | 1 |  |  |  |  | 0
49.8915 | 0 | 553.129 | 553.129 |  |  | 15:11 | -3.48 |  | 578.0472 | 0.25917 | 553.3882 | 49.8923 | 49.8918 | -0.0015833 | -0.071455 | 553.3167 |  | 0 | 0 | 0 |  |  |  | 1 |  |  |  |  | 0
49.8915 | 0 | 553.129 | 553.129 |  |  | 15:11 | -3.46 |  | 578.0488 | 0.25754 | 553.3865 | 49.8922 | 49.8918 | -0.001425 | -0.064309 | 553.3222 |  | 0 | 0 | 0 |  |  |  | 1 |  |  |  |  | 0
49.8915 | 0 | 553.129 | 553.129 |  |  | 15:11 | -3.44 |  | 578.0504 | 0.25591 | 553.3849 | 49.8921 | 49.8917 | -0.0012825 | -0.057878 | 553.327 |  | 0 | 0 | 0 |  |  |  | 1 |  |  |  |  | 0
49.8915 | 0 | 553.129 | 553.129 |  |  | 15:11 | -3.42 |  | 578.052 | 0.25428 | 553.3833 | 49.8921 | 49.8917 | -0.0011542 | -0.052091 | 553.3312 |  | 0 | 0 | 0 |  |  |  | 1 |  |  |  |  | 0
49.8915 | 0 | 553.129 | 553.129 |  |  | 15:11 | -3.4 |  | 578.0537 | 0.25265 | 553.3817 | 49.892 | 49.8917 | -0.0010388 | -0.046882 | 553.3348 |  | 0 | 0 | 0 |  |  |  | 1 |  |  |  |  | 0
49.8915 | 0 | 553.129 | 553.129 |  |  | 15:11 | -3.38 |  | 578.0553 | 0.25102 | 553.38 | 49.892 | 49.8917 | -0.00093492 | -0.042193 | 553.3378 |  | 0 | 0 | 0 |  |  |  | 1 |  |  |  |  | 0
49.8915 | 0 | 553.129 | 553.129 |  |  | 15:11 | -3.36 |  | 578.0569 | 0.24939 | 553.3784 | 49.8919 | 49.8917 | -0.00084142 | -0.037974 | 553.3404 |  | 0 | 0 | 0 |  |  |  | 1 |  |  |  |  | 0
49.8915 | 0 | 553.129 | 553.129 |  |  | 15:11 | -3.34 |  | 578.0586 | 0.24776 | 553.3768 | 49.8919 | 49.8916 | -0.00075728 | -0.034177 | 553.3426 |  | 0 | 0 | 0 |  |  |  | 1 |  |  |  |  | 0
49.8915 | 0 | 553.129 | 553.129 |  |  | 15:11 | -3.32 |  | 578.0602 | 0.24613 | 553.3751 | 49.8918 | 49.8916 | -0.00068155 | -0.030759 | 553.3444 |  | 0 | 0 | 0 |  |  |  | 1 |  |  |  |  | 0
49.8915 | 0 | 552.8035 | 552.8035 |  |  | 15:11 | -3.3 |  | 578.0618 | 0.2445 | 553.048 | 49.8918 | 49.8916 | -0.0006134 | -0.027683 | 553.0203 |  | 0 | 0 | 0 |  |  |  | 1 |  |  |  |  | 0
49.8915 | 0 | 553.129 | 553.129 |  |  | 15:11 | -3.28 |  | 578.0635 | 0.24287 | 553.3719 | 49.8918 | 49.8916 | -0.00055206 | -0.024915 | 553.347 |  | 0 | 0 | 0 |  |  |  | 1 |  |  |  |  | 0
49.8915 | 0 | 553.129 | 553.129 |  |  | 15:11 | -3.26 |  | 578.0651 | 0.24124 | 553.3702 | 49.8917 | 49.8916 | -0.00049685 | -0.022423 | 553.3478 |  | 0 | 0 | 0 |  |  |  | 1 |  |  |  |  | 0
49.8915 | 0 | 553.129 | 553.129 |  |  | 15:11 | -3.24 |  | 578.0667 | 0.23961 | 553.3686 | 49.8917 | 49.8916 | -0.00044717 | -0.020181 | 553.3484 |  | 0 | 0 | 0 |  |  |  | 1 |  |  |  |  | 0
49.8915 | 0 | 553.129 | 553.129 |  |  | 15:11 | -3.22 |  | 578.0683 | 0.23798 | 553.367 | 49.8917 | 49.8916 | -0.00040245 | -0.018163 | 553.3488 |  | 0 | 0 | 0 |  |  |  | 1 |  |  |  |  | 0
49.8915 | 0 | 553.129 | 553.129 |  |  | 15:11 | -3.2 |  | 578.07 | 0.23635 | 553.3654 | 49.8917 | 49.8916 | -0.00036221 | -0.016347 | 553.349 |  | 0 | 0 | 0 |  |  |  | 1 |  |  |  |  | 0
49.8915 | 0 | 553.129 | 553.129 |  |  | 15:11 | -3.18 |  | 578.0716 | 0.23472 | 553.3637 | 49.8917 | 49.8916 | -0.00032598 | -0.014712 | 553.349 |  | 0 | 0 | 0 |  |  |  | 1 |  |  |  |  | 0
49.8915 | 0 | 553.129 | 553.129 |  |  | 15:11 | -3.16 |  | 578.0732 | 0.23309 | 553.3621 | 49.8916 | 49.8916 | -0.00029339 | -0.013241 | 553.3488 |  | 0 | 0 | 0 |  |  |  | 1 |  |  |  |  | 0
49.8915 | 0 | 553.129 | 553.129 |  |  | 15:11 | -3.14 |  | 578.0749 | 0.23146 | 553.3605 | 49.8916 | 49.8915 | -0.00026405 | -0.011917 | 553.3485 |  | 0 | 0 | 0 |  |  |  | 1 |  |  |  |  | 0
49.8915 | 0 | 553.129 | 553.129 |  |  | 15:11 | -3.12 |  | 578.0765 | 0.22983 | 553.3588 | 49.8916 | 49.8915 | -0.00023764 | -0.010725 | 553.3481 |  | 0 | 0 | 0 |  |  |  | 1 |  |  |  |  | 0
49.8915 | 0 | 553.129 | 553.129 |  |  | 15:11 | -3.1 |  | 578.0781 | 0.2282 | 553.3572 | 49.8916 | 49.8915 | -0.00021388 | -0.0096525 | 553.3475 |  | 0 | 0 | 0 |  |  |  | 1 |  |  |  |  | 0
49.8915 | 0 | 553.129 | 553.129 |  |  | 15:11 | -3.08 |  | 578.0798 | 0.22657 | 553.3556 | 49.8916 | 49.8915 | -0.00019249 | -0.0086872 | 553.3469 |  | 0 | 0 | 0 |  |  |  | 1 |  |  |  |  | 0
49.8915 | 0 | 553.129 | 553.129 |  |  | 15:11 | -3.06 |  | 578.0814 | 0.22494 | 553.3539 | 49.8916 | 49.8915 | -0.00017324 | -0.0078185 | 553.3461 |  | 0 | 0 | 0 |  |  |  | 1 |  |  |  |  | 0
49.8915 | 0 | 553.7802 | 553.7802 |  |  | 15:11 | -3.04 |  | 578.083 | 0.22331 | 554.0035 | 49.8916 | 49.8915 | -0.00015592 | -0.0070367 | 553.9965 |  | 0 | 0 | 0 |  |  |  | 1 |  |  |  |  | 0
49.8915 | 0 | 553.4546 | 553.4546 |  |  | 15:11 | -3.02 |  | 578.0846 | 0.22168 | 553.6763 | 49.8916 | 49.8915 | -0.00014033 | -0.006333 | 553.6699 |  | 0 | 0 | 0 |  |  |  | 1 |  |  |  |  | 0
49.8915 | 0 | 553.129 | 553.129 |  |  | 15:11 | -3 |  | 578.0863 | 0.22005 | 553.3491 | 49.8916 | 49.8915 | -0.00012629 | -0.0056997 | 553.3434 |  | 0 | 0 | 0 |  |  |  | 1 |  |  |  |  | 0
49.8915 | 0 | 553.129 | 553.129 |  |  | 15:11 | -2.98 |  | 578.0879 | 0.21842 | 553.3474 | 49.8916 | 49.8915 | -0.00011366 | -0.0051297 | 553.3423 |  | 0 | 0 | 0 |  |  |  | 1 |  |  |  |  | 0
49.8915 | 0 | 553.129 | 553.129 |  |  | 15:11 | -2.96 |  | 578.0895 | 0.21679 | 553.3458 | 49.8915 | 49.8915 | -0.0001023 | -0.0046168 | 553.3412 |  | 0 | 0 | 0 |  |  |  | 1 |  |  |  |  | 0
49.8915 | 0 | 553.4546 | 553.4546 |  |  | 15:11 | -2.94 |  | 578.0912 | 0.21516 | 553.6698 | 49.8915 | 49.8915 | -9.2068e-05 | -0.0041551 | 553.6656 |  | 0 | 0 | 0 |  |  |  | 1 |  |  |  |  | 0
49.8915 | 0 | 553.129 | 553.129 |  |  | 15:11 | -2.92 |  | 578.0928 | 0.21353 | 553.3425 | 49.8915 | 49.8915 | -8.2861e-05 | -0.0037396 | 553.3388 |  | 0 | 0 | 0 |  |  |  | 1 |  |  |  |  | 0
49.8915 | 0 | 553.129 | 553.129 |  |  | 15:11 | -2.9 |  | 578.0944 | 0.2119 | 553.3409 | 49.8915 | 49.8915 | -7.4575e-05 | -0.0033656 | 553.3375 |  | 0 | 0 | 0 |  |  |  | 1 |  |  |  |  | 0
49.8915 | 0 | 553.4546 | 553.4546 |  |  | 15:11 | -2.88 |  | 578.0961 | 0.21027 | 553.6649 | 49.8915 | 49.8915 | -6.7117e-05 | -0.0030291 | 553.6618 |  | 0 | 0 | 0 |  |  |  | 1 |  |  |  |  | 0
49.8915 | 0 | 553.129 | 553.129 |  |  | 15:11 | -2.86 |  | 578.0977 | 0.20864 | 553.3376 | 49.8915 | 49.8915 | -6.0406e-05 | -0.0027261 | 553.3349 |  | 0 | 0 | 0 |  |  |  | 1 |  |  |  |  | 0
49.8915 | 0 | 553.129 | 553.129 |  |  | 15:11 | -2.84 |  | 578.0993 | 0.20701 | 553.336 | 49.8915 | 49.8915 | -5.4365e-05 | -0.0024535 | 553.3336 |  | 0 | 0 | 0 |  |  |  | 1 |  |  |  |  | 0
49.8915 | 0 | 553.129 | 553.129 |  |  | 15:11 | -2.82 |  | 578.1009 | 0.20538 | 553.3344 | 49.8915 | 49.8915 | -4.8929e-05 | -0.0022082 | 553.3322 |  | 0 | 0 | 0 |  |  |  | 1 |  |  |  |  | 0
49.8915 | 0 | 553.129 | 553.129 |  |  | 15:11 | -2.8 |  | 578.1026 | 0.20375 | 553.3328 | 49.8915 | 49.8915 | -4.4036e-05 | -0.0019874 | 553.3308 |  | 0 | 0 | 0 |  |  |  | 1 |  |  |  |  | 0
49.8915 | 0 | 553.129 | 553.129 |  |  | 15:11 | -2.78 |  | 578.1042 | 0.20212 | 553.3311 | 49.8915 | 49.8915 | -3.9632e-05 | -0.0017886 | 553.3293 |  | 0 | 0 | 0 |  |  |  | 1 |  |  |  |  | 0
49.8915 | 0 | 552.8035 | 552.8035 |  |  | 15:11 | -2.76 |  | 578.1058 | 0.20049 | 553.004 | 49.8915 | 49.8915 | -3.5669e-05 | -0.0016098 | 553.0024 |  | 0 | 0 | 0 |  |  |  | 1 |  |  |  |  | 0
49.8915 | 0 | 553.129 | 553.129 |  |  | 15:11 | -2.74 |  | 578.1075 | 0.19886 | 553.3279 | 49.8915 | 49.8915 | -3.2102e-05 | -0.0014488 | 553.3264 |  | 0 | 0 | 0 |  |  |  | 1 |  |  |  |  | 0
49.8915 | 0 | 553.129 | 553.129 |  |  | 15:11 | -2.72 |  | 578.1091 | 0.19723 | 553.3262 | 49.8915 | 49.8915 | -2.8892e-05 | -0.0013039 | 553.3249 |  | 0 | 0 | 0 |  |  |  | 1 |  |  |  |  | 0
49.8915 | 0 | 552.4779 | 552.4779 |  |  | 15:11 | -2.7 |  | 578.1107 | 0.1956 | 552.6735 | 49.8915 | 49.8915 | -2.6003e-05 | -0.0011735 | 552.6723 |  | 0 | 0 | 0 |  |  |  | 1 |  |  |  |  | 0
49.8915 | 0 | 552.4779 | 552.4779 |  |  | 15:11 | -2.68 |  | 578.1124 | 0.19397 | 552.6719 | 49.8915 | 49.8915 | -2.3402e-05 | -0.0010562 | 552.6708 |  | 0 | 0 | 0 |  |  |  | 1 |  |  |  |  | 0
49.8915 | 0 | 552.4779 | 552.4779 |  |  | 15:11 | -2.66 |  | 578.114 | 0.19234 | 552.6702 | 49.8915 | 49.8915 | -2.1062e-05 | -0.00095055 | 552.6693 |  | 0 | 0 | 0 |  |  |  | 1 |  |  |  |  | 0
49.8915 | 0 | 552.8035 | 552.8035 |  |  | 15:11 | -2.64 |  | 578.1156 | 0.19071 | 552.9942 | 49.8915 | 49.8915 | -1.8956e-05 | -0.00085549 | 552.9934 |  | 0 | 0 | 0 |  |  |  | 1 |  |  |  |  | 0
49.8915 | 0 | 552.1523 | 552.1523 |  |  | 15:11 | -2.62 |  | 578.1172 | 0.18908 | 552.3414 | 49.8915 | 49.8915 | -1.706e-05 | -0.00076994 | 552.3406 |  | 0 | 0 | 0 |  |  |  | 1 |  |  |  |  | 0
49.8915 | 0 | 552.1523 | 552.1523 |  |  | 15:11 | -2.6 |  | 578.1189 | 0.18745 | 552.3398 | 49.8915 | 49.8915 | -1.5354e-05 | -0.00069295 | 552.3391 |  | 0 | 0 | 0 |  |  |  | 1 |  |  |  |  | 0
49.8915 | 0 | 552.4779 | 552.4779 |  |  | 15:11 | -2.58 |  | 578.1205 | 0.18582 | 552.6637 | 49.8915 | 49.8915 | -1.3819e-05 | -0.00062366 | 552.6631 |  | 0 | 0 | 0 |  |  |  | 1 |  |  |  |  | 0
49.8915 | 0 | 552.1523 | 552.1523 |  |  | 15:11 | -2.56 |  | 578.1221 | 0.18419 | 552.3365 | 49.8915 | 49.8915 | -1.2437e-05 | -0.00056129 | 552.3359 |  | 0 | 0 | 0 |  |  |  | 1 |  |  |  |  | 0
49.8915 | 0 | 552.1523 | 552.1523 |  |  | 15:11 | -2.54 |  | 578.1238 | 0.18256 | 552.3349 | 49.8915 | 49.8915 | -1.1193e-05 | -0.00050516 | 552.3344 |  | 0 | 0 | 0 |  |  |  | 1 |  |  |  |  | 0
49.8915 | 0 | 552.4779 | 552.4779 |  |  | 15:11 | -2.52 |  | 578.1254 | 0.18093 | 552.6588 | 49.8915 | 49.8915 | -1.0074e-05 | -0.00045464 | 552.6584 |  | 0 | 0 | 0 |  |  |  | 1 |  |  |  |  | 0
49.8915 | 0 | 552.8035 | 552.8035 |  |  | 15:11 | -2.5 |  | 578.127 | 0.1793 | 552.9828 | 49.8915 | 49.8915 | -9.0666e-06 | -0.00040918 | 552.9824 |  | 0 | 0 | 0 |  |  |  | 1 |  |  |  |  | 0
49.8915 | 0 | 552.8035 | 552.8035 |  |  | 15:11 | -2.48 |  | 578.1287 | 0.17767 | 552.9812 | 49.8915 | 49.8915 | -8.1599e-06 | -0.00036826 | 552.9808 |  | 0 | 0 | 0 |  |  |  | 1 |  |  |  |  | 0
49.8915 | 0 | 552.4779 | 552.4779 |  |  | 15:11 | -2.46 |  | 578.1303 | 0.17604 | 552.6539 | 49.8915 | 49.8915 | -7.3439e-06 | -0.00033144 | 552.6536 |  | 0 | 0 | 0 |  |  |  | 1 |  |  |  |  | 0
49.8915 | 0 | 552.8035 | 552.8035 |  |  | 15:11 | -2.44 |  | 578.1319 | 0.17441 | 552.9779 | 49.8915 | 49.8915 | -6.6095e-06 | -0.00029829 | 552.9776 |  | 0 | 0 | 0 |  |  |  | 1 |  |  |  |  | 0
49.8915 | 0 | 552.8035 | 552.8035 |  |  | 15:11 | -2.42 |  | 578.1335 | 0.17278 | 552.9763 | 49.8915 | 49.8915 | -5.9486e-06 | -0.00026846 | 552.976 |  | 0 | 0 | 0 |  |  |  | 1 |  |  |  |  | 0
49.8915 | 0 | 552.4779 | 552.4779 |  |  | 15:11 | -2.4 |  | 578.1352 | 0.17115 | 552.6491 | 49.8915 | 49.8915 | -5.3537e-06 | -0.00024162 | 552.6488 |  | 0 | 0 | 0 |  |  |  | 1 |  |  |  |  | 0
49.8915 | 0 | 552.4779 | 552.4779 |  |  | 15:11 | -2.38 |  | 578.1368 | 0.16952 | 552.6474 | 49.8915 | 49.8915 | -4.8183e-06 | -0.00021746 | 552.6472 |  | 0 | 0 | 0 |  |  |  | 1 |  |  |  |  | 0
49.8915 | 0 | 553.129 | 553.129 |  |  | 15:11 | -2.36 |  | 578.1384 | 0.16789 | 553.2969 | 49.8915 | 49.8915 | -4.3365e-06 | -0.00019571 | 553.2967 |  | 0 | 0 | 0 |  |  |  | 1 |  |  |  |  | 0
49.8915 | 0 | 553.129 | 553.129 |  |  | 15:11 | -2.34 |  | 578.1401 | 0.16626 | 553.2953 | 49.8915 | 49.8915 | -3.9029e-06 | -0.00017614 | 553.2951 |  | 0 | 0 | 0 |  |  |  | 1 |  |  |  |  | 0
49.8915 | 0 | 552.8035 | 552.8035 |  |  | 15:11 | -2.32 |  | 578.1417 | 0.16463 | 552.9681 | 49.8915 | 49.8915 | -3.5126e-06 | -0.00015852 | 552.968 |  | 0 | 0 | 0 |  |  |  | 1 |  |  |  |  | 0
49.8915 | 0 | 553.129 | 553.129 |  |  | 15:11 | -2.3 |  | 578.1433 | 0.163 | 553.292 | 49.8915 | 49.8915 | -3.1613e-06 | -0.00014267 | 553.2919 |  | 0 | 0 | 0 |  |  |  | 1 |  |  |  |  | 0
49.8915 | 0 | 553.129 | 553.129 |  |  | 15:11 | -2.28 |  | 578.145 | 0.16137 | 553.2904 | 49.8915 | 49.8915 | -2.8452e-06 | -0.00012841 | 553.2902 |  | 0 | 0 | 0 |  |  |  | 1 |  |  |  |  | 0
49.8915 | 0 | 553.129 | 553.129 |  |  | 15:11 | -2.26 |  | 578.1466 | 0.15974 | 553.2887 | 49.8915 | 49.8915 | -2.5607e-06 | -0.00011556 | 553.2886 |  | 0 | 0 | 0 |  |  |  | 1 |  |  |  |  | 0
49.8915 | 0 | 552.8035 | 552.8035 |  |  | 15:11 | -2.24 |  | 578.1482 | 0.15811 | 552.9616 | 49.8915 | 49.8915 | -2.3046e-06 | -0.00010401 | 552.9615 |  | 0 | 0 | 0 |  |  |  | 1 |  |  |  |  | 0
49.8915 | 0 | 553.129 | 553.129 |  |  | 15:11 | -2.22 |  | 578.1498 | 0.15648 | 553.2855 | 49.8915 | 49.8915 | -2.0741e-06 | -9.3607e-05 | 553.2854 |  | 0 | 0 | 0 |  |  |  | 1 |  |  |  |  | 0
49.8915 | 0 | 553.129 | 553.129 |  |  | 15:11 | -2.2 |  | 578.1515 | 0.15485 | 553.2839 | 49.8915 | 49.8915 | -1.8667e-06 | -8.4247e-05 | 553.2838 |  | 0 | 0 | 0 |  |  |  | 1 |  |  |  |  | 0
49.8915 | 0 | 552.4779 | 552.4779 |  |  | 15:11 | -2.18 |  | 578.1531 | 0.15322 | 552.6311 | 49.8915 | 49.8915 | -1.6801e-06 | -7.5822e-05 | 552.631 |  | 0 | 0 | 0 |  |  |  | 1 |  |  |  |  | 0
49.8915 | 0 | 552.4779 | 552.4779 |  |  | 15:11 | -2.16 |  | 578.1547 | 0.15159 | 552.6295 | 49.8915 | 49.8915 | -1.512e-06 | -6.824e-05 | 552.6294 |  | 0 | 0 | 0 |  |  |  | 1 |  |  |  |  | 0
49.8915 | 0 | 552.8035 | 552.8035 |  |  | 15:11 | -2.14 |  | 578.1564 | 0.14996 | 552.9535 | 49.8915 | 49.8915 | -1.3608e-06 | -6.1416e-05 | 552.9534 |  | 0 | 0 | 0 |  |  |  | 1 |  |  |  |  | 0
49.8915 | 0 | 552.8035 | 552.8035 |  |  | 15:11 | -2.12 |  | 578.158 | 0.14833 | 552.9518 | 49.8915 | 49.8915 | -1.2248e-06 | -5.5274e-05 | 552.9518 |  | 0 | 0 | 0 |  |  |  | 1 |  |  |  |  | 0
49.8915 | 0 | 552.4779 | 552.4779 |  |  | 15:11 | -2.1 |  | 578.1596 | 0.1467 | 552.6246 | 49.8915 | 49.8915 | -1.1023e-06 | -4.9747e-05 | 552.6246 |  | 0 | 0 | 0 |  |  |  | 1 |  |  |  |  | 0
49.8915 | 0 | 552.1523 | 552.1523 |  |  | 15:11 | -2.08 |  | 578.1613 | 0.14507 | 552.2974 | 49.8915 | 49.8915 | -9.9205e-07 | -4.4772e-05 | 552.2973 |  | 0 | 0 | 0 |  |  |  | 1 |  |  |  |  | 0
49.8915 | 0 | 552.1523 | 552.1523 |  |  | 15:11 | -2.06 |  | 578.1629 | 0.14344 | 552.2957 | 49.8915 | 49.8915 | -8.9285e-07 | -4.0295e-05 | 552.2957 |  | 0 | 0 | 0 |  |  |  | 1 |  |  |  |  | 0
49.8915 | 0 | 552.4779 | 552.4779 |  |  | 15:11 | -2.04 |  | 578.1645 | 0.14181 | 552.6197 | 49.8915 | 49.8915 | -8.0356e-07 | -3.6265e-05 | 552.6197 |  | 0 | 0 | 0 |  |  |  | 1 |  |  |  |  | 0
49.8915 | 0 | 552.4779 | 552.4779 |  |  | 15:11 | -2.02 |  | 578.1661 | 0.14018 | 552.6181 | 49.8915 | 49.8915 | -7.2321e-07 | -3.2639e-05 | 552.618 |  | 0 | 0 | 0 |  |  |  | 1 |  |  |  |  | 0
49.8915 | 0 | 552.1523 | 552.1523 |  |  | 15:11 | -2 |  | 578.1678 | 0.13855 | 552.2909 | 49.8915 | 49.8915 | -6.5089e-07 | -2.9375e-05 | 552.2908 |  | 0 | 0 | 0 |  |  |  | 1 |  |  |  |  | 0
49.8915 | 0 | 552.1523 | 552.1523 |  |  | 15:11 | -1.98 |  | 578.1694 | 0.13692 | 552.2892 | 49.8915 | 49.8915 | -5.858e-07 | -2.6437e-05 | 552.2892 |  | 0 | 0 | 0 |  |  |  | 1 |  |  |  |  | 0
49.8915 | 0 | 552.4779 | 552.4779 |  |  | 15:11 | -1.96 |  | 578.171 | 0.13529 | 552.6132 | 49.8915 | 49.8915 | -5.2722e-07 | -2.3794e-05 | 552.6132 |  | 0 | 0 | 0 |  |  |  | 1 |  |  |  |  | 0
49.8915 | 0 | 552.1523 | 552.1523 |  |  | 15:11 | -1.94 |  | 578.1727 | 0.13366 | 552.286 | 49.8915 | 49.8915 | -4.745e-07 | -2.1414e-05 | 552.2859 |  | 0 | 0 | 0 |  |  |  | 1 |  |  |  |  | 0
49.8915 | 0 | 552.1523 | 552.1523 |  |  | 15:11 | -1.92 |  | 578.1743 | 0.13203 | 552.2843 | 49.8915 | 49.8915 | -4.2705e-07 | -1.9273e-05 | 552.2843 |  | 0 | 0 | 0 |  |  |  | 1 |  |  |  |  | 0
49.8915 | 0 | 552.8035 | 552.8035 |  |  | 15:11 | -1.9 |  | 578.1759 | 0.1304 | 552.9339 | 49.8915 | 49.8915 | -3.8434e-07 | -1.7346e-05 | 552.9339 |  | 0 | 0 | 0 |  |  |  | 1 |  |  |  |  | 0
49.8915 | 0 | 552.4779 | 552.4779 |  |  | 15:11 | -1.88 |  | 578.1776 | 0.12877 | 552.6067 | 49.8915 | 49.8915 | -3.4591e-07 | -1.5611e-05 | 552.6067 |  | 0 | 0 | 0 |  |  |  | 1 |  |  |  |  | 0
49.8915 | 0 | 552.8035 | 552.8035 |  |  | 15:11 | -1.86 |  | 578.1792 | 0.12714 | 552.9306 | 49.8915 | 49.8915 | -3.1132e-07 | -1.405e-05 | 552.9306 |  | 0 | 0 | 0 |  |  |  | 1 |  |  |  |  | 0
49.8915 | 0 | 552.8035 | 552.8035 |  |  | 15:11 | -1.84 |  | 578.1808 | 0.12551 | 552.929 | 49.8915 | 49.8915 | -2.8019e-07 | -1.2645e-05 | 552.929 |  | 0 | 0 | 0 |  |  |  | 1 |  |  |  |  | 0
49.8915 | 0 | 553.129 | 553.129 |  |  | 15:11 | -1.82 |  | 578.1824 | 0.12388 | 553.2529 | 49.8915 | 49.8915 | -2.5217e-07 | -1.138e-05 | 553.2529 |  | 0 | 0 | 0 |  |  |  | 1 |  |  |  |  | 0
49.8915 | 0 | 553.129 | 553.129 |  |  | 15:11 | -1.8 |  | 578.1841 | 0.12225 | 553.2513 | 49.8915 | 49.8915 | -2.2695e-07 | -1.0242e-05 | 553.2512 |  | 0 | 0 | 0 |  |  |  | 1 |  |  |  |  | 0
49.8915 | 0 | 553.129 | 553.129 |  |  | 15:11 | -1.78 |  | 578.1857 | 0.12062 | 553.2496 | 49.8915 | 49.8915 | -2.0426e-07 | -9.2182e-06 | 553.2496 |  | 0 | 0 | 0 |  |  |  | 1 |  |  |  |  | 0
49.8915 | 0 | 553.129 | 553.129 |  |  | 15:11 | -1.76 |  | 578.1873 | 0.11899 | 553.248 | 49.8915 | 49.8915 | -1.8383e-07 | -8.2964e-06 | 553.248 |  | 0 | 0 | 0 |  |  |  | 1 |  |  |  |  | 0
49.8915 | 0 | 553.4546 | 553.4546 |  |  | 15:11 | -1.74 |  | 578.189 | 0.11736 | 553.572 | 49.8915 | 49.8915 | -1.6545e-07 | -7.4667e-06 | 553.572 |  | 0 | 0 | 0 |  |  |  | 1 |  |  |  |  | 0
49.8915 | 0 | 553.4546 | 553.4546 |  |  | 15:11 | -1.72 |  | 578.1906 | 0.11573 | 553.5703 | 49.8915 | 49.8915 | -1.489e-07 | -6.72e-06 | 553.5703 |  | 0 | 0 | 0 |  |  |  | 1 |  |  |  |  | 0
49.8915 | 0 | 553.129 | 553.129 |  |  | 15:11 | -1.7 |  | 578.1922 | 0.1141 | 553.2431 | 49.8915 | 49.8915 | -1.3401e-07 | -6.048e-06 | 553.2431 |  | 0 | 0 | 0 |  |  |  | 1 |  |  |  |  | 0
49.8915 | 0 | 553.4546 | 553.4546 |  |  | 15:11 | -1.68 |  | 578.1939 | 0.11247 | 553.5671 | 49.8915 | 49.8915 | -1.2061e-07 | -5.4432e-06 | 553.5671 |  | 0 | 0 | 0 |  |  |  | 1 |  |  |  |  | 0
49.8915 | 0 | 553.4546 | 553.4546 |  |  | 15:11 | -1.66 |  | 578.1955 | 0.11084 | 553.5654 | 49.8915 | 49.8915 | -1.0855e-07 | -4.8989e-06 | 553.5654 |  | 0 | 0 | 0 |  |  |  | 1 |  |  |  |  | 0
49.8915 | 0 | 553.129 | 553.129 |  |  | 15:11 | -1.64 |  | 578.1971 | 0.10921 | 553.2382 | 49.8915 | 49.8915 | -9.7695e-08 | -4.409e-06 | 553.2382 |  | 0 | 0 | 0 |  |  |  | 1 |  |  |  |  | 0
49.8915 | 0 | 553.4546 | 553.4546 |  |  | 15:11 | -1.62 |  | 578.1987 | 0.10758 | 553.5622 | 49.8915 | 49.8915 | -8.7925e-08 | -3.9681e-06 | 553.5622 |  | 0 | 0 | 0 |  |  |  | 1 |  |  |  |  | 0
49.8915 | 0 | 553.7802 | 553.7802 |  |  | 15:11 | -1.6 |  | 578.2004 | 0.10595 | 553.8862 | 49.8915 | 49.8915 | -7.9133e-08 | -3.5713e-06 | 553.8861 |  | 0 | 0 | 0 |  |  |  | 1 |  |  |  |  | 0
49.8915 | 0 | 553.7802 | 553.7802 |  |  | 15:11 | -1.58 |  | 578.202 | 0.10432 | 553.8845 | 49.8915 | 49.8915 | -7.1219e-08 | -3.2142e-06 | 553.8845 |  | 0 | 0 | 0 |  |  |  | 1 |  |  |  |  | 0
49.8915 | 0 | 553.7802 | 553.7802 |  |  | 15:11 | -1.56 |  | 578.2036 | 0.10269 | 553.8829 | 49.8915 | 49.8915 | -6.4097e-08 | -2.8928e-06 | 553.8829 |  | 0 | 0 | 0 |  |  |  | 1 |  |  |  |  | 0
49.8915 | 0 | 553.7802 | 553.7802 |  |  | 15:11 | -1.54 |  | 578.2053 | 0.10106 | 553.8813 | 49.8915 | 49.8915 | -5.7688e-08 | -2.6035e-06 | 553.8813 |  | 0 | 0 | 0 |  |  |  | 1 |  |  |  |  | 0
49.8915 | 0 | 553.7802 | 553.7802 |  |  | 15:11 | -1.52 |  | 578.2069 | 0.09943 | 553.8796 | 49.8915 | 49.8915 | -5.1919e-08 | -2.3431e-06 | 553.8796 |  | 0 | 0 | 0 |  |  |  | 1 |  |  |  |  | 0
49.8915 | 0 | 553.7802 | 553.7802 |  |  | 15:11 | -1.5 |  | 578.2085 | 0.0978 | 553.878 | 49.8915 | 49.8915 | -4.6727e-08 | -2.1088e-06 | 553.878 |  | 0 | 0 | 0 |  |  |  | 1 |  |  |  |  | 0
49.8915 | 0 | 553.4546 | 553.4546 |  |  | 15:11 | -1.48 |  | 578.2102 | 0.09617 | 553.5508 | 49.8915 | 49.8915 | -0.0034 | -0.15345 | 553.3973 |  | 0 | 0 | 0 |  |  |  | 1 |  |  |  |  | 0
49.8915 | 0 | 553.4546 | 553.4546 |  |  | 15:11 | -1.46 |  | 578.2118 | 0.09454 | 553.5491 | 49.8915 | 49.8915 | -0.00816 | -0.36827 | 553.1809 |  | 0 | 0 | 0 |  |  |  | 1 |  |  |  |  | 0
49.8915 | 0 | 553.4546 | 553.4546 |  |  | 15:11 | -1.44 |  | 578.2134 | 0.09291 | 553.5475 | 49.8915 | 49.8912 | -0.012444 | -0.56161 | 552.9859 |  | 0 | 0 | 0 |  |  |  | 1 |  |  |  |  | 0
49.8915 | 0 | 553.129 | 553.129 |  |  | 15:11 | -1.42 |  | 578.215 | 0.09128 | 553.2203 | 49.8915 | 49.8909 | -0.0146 | -0.65889 | 552.5614 |  | 0 | 0 | 0 |  |  |  | 1 |  |  |  |  | 0
49.8915 | 0 | 553.129 | 553.129 |  |  | 15:11 | -1.4 |  | 578.2167 | 0.08965 | 553.2187 | 49.8915 | 49.8906 | -0.01314 | -0.593 | 552.6256 |  | 0 | 0 | 0 |  |  |  | 1 |  |  |  |  | 0
49.8915 | 0 | 553.129 | 553.129 |  |  | 15:11 | -1.38 |  | 578.2183 | 0.08802 | 553.217 | 49.8915 | 49.8903 | -0.011826 | -0.5337 | 552.6833 |  | 0 | 0 | 0 |  |  |  | 1 |  |  |  |  | 0
49.8915 | 0 | 553.4546 | 553.4546 |  |  | 15:11 | -1.36 |  | 578.2199 | 0.08639 | 553.541 | 49.8915 | 49.8901 | -0.010643 | -0.48033 | 553.0607 |  | 0 | 0 | 0 |  |  |  | 1 |  |  |  |  | 0
49.8915 | 0 | 553.4546 | 553.4546 |  |  | 15:11 | -1.34 |  | 578.2216 | 0.08476 | 553.5394 | 49.8915 | 49.8899 | -0.0095788 | -0.4323 | 553.1071 |  | 0 | 0 | 0 |  |  |  | 1 |  |  |  |  | 0
49.8915 | 0 | 553.4546 | 553.4546 |  |  | 15:11 | -1.32 |  | 578.2232 | 0.08313 | 553.5377 | 49.8915 | 49.8897 | -0.0086209 | -0.38907 | 553.1487 |  | 0 | 0 | 0 |  |  |  | 1 |  |  |  |  | 0
49.8915 | 0 | 553.129 | 553.129 |  |  | 15:11 | -1.3 |  | 578.2248 | 0.0815 | 553.2105 | 49.8915 | 49.8896 | -0.0077588 | -0.35016 | 552.8603 |  | 0 | 0 | 0 |  |  |  | 1 |  |  |  |  | 0
49.8915 | 0 | 553.4546 | 553.4546 |  |  | 15:11 | -1.28 |  | 578.2265 | 0.07987 | 553.5345 | 49.8915 | 49.8894 | -0.006983 | -0.31515 | 553.2193 |  | 0 | 0 | 0 |  |  |  | 1 |  |  |  |  | 0
49.8881 | 0 | 553.4546 | 553.4546 |  |  | 15:11 | -1.26 |  | 578.2281 | 0.07824 | 553.5328 | 49.8912 | 49.8893 | -0.0062847 | -0.28361 | 553.2492 |  | 0 | 0 | 0 |  |  |  | 1 |  |  |  |  | 0
49.8881 | 0 | 553.129 | 553.129 |  |  | 15:11 | -1.24 |  | 578.2297 | 0.07661 | 553.2056 | 49.8909 | 49.8892 | -0.0056562 | -0.25525 | 552.9504 |  | 0 | 0 | 0 |  |  |  | 1 |  |  |  |  | 0
49.8881 | 0 | 553.7802 | 553.7802 |  |  | 15:11 | -1.22 |  | 578.2313 | 0.07498 | 553.8552 | 49.8906 | 49.8891 | -0.0050906 | -0.22973 | 553.6255 |  | 0 | 0 | 0 |  |  |  | 1 |  |  |  |  | 0
49.8881 | 0 | 553.4546 | 553.4546 |  |  | 15:11 | -1.2 |  | 578.233 | 0.07335 | 553.528 | 49.8903 | 49.889 | -0.0045815 | -0.20675 | 553.3212 |  | 0 | 0 | 0 |  |  |  | 1 |  |  |  |  | 0
49.8881 | 0 | 553.129 | 553.129 |  |  | 15:11 | -1.18 |  | 578.2346 | 0.07172 | 553.2007 | 49.8901 | 49.8889 | -0.0041234 | -0.18608 | 553.0146 |  | 0 | 0 | 0 |  |  |  | 1 |  |  |  |  | 0
49.8881 | 0 | 553.129 | 553.129 |  |  | 15:11 | -1.16 |  | 578.2362 | 0.07009 | 553.1991 | 49.8899 | 49.8888 | -0.003711 | -0.16747 | 553.0316 |  | 0 | 0 | 0 |  |  |  | 1 |  |  |  |  | 0
49.8881 | 0 | 553.129 | 553.129 |  |  | 15:11 | -1.14 |  | 578.2379 | 0.06846 | 553.1975 | 49.8897 | 49.8887 | -0.0033399 | -0.15072 | 553.0467 |  | 0 | 0 | 0 |  |  |  | 1 |  |  |  |  | 0
49.8881 | 0 | 553.129 | 553.129 |  |  | 15:11 | -1.12 |  | 578.2395 | 0.06683 | 553.1958 | 49.8896 | 49.8887 | -0.0030059 | -0.13565 | 553.0602 |  | 0 | 0 | 0 |  |  |  | 1 |  |  |  |  | 0
49.8881 | 0 | 553.129 | 553.129 |  |  | 15:11 | -1.1 |  | 578.2411 | 0.0652 | 553.1942 | 49.8894 | 49.8886 | -0.0027053 | -0.12209 | 553.0721 |  | 0 | 0 | 0 |  |  |  | 1 |  |  |  |  | 0
49.8881 | 0 | 553.129 | 553.129 |  |  | 15:11 | -1.08 |  | 578.2428 | 0.06357 | 553.1926 | 49.8893 | 49.8886 | -0.0024348 | -0.10988 | 553.0827 |  | 0 | 0 | 0 |  |  |  | 1 |  |  |  |  | 0
49.8881 | 0 | 553.129 | 553.129 |  |  | 15:11 | -1.06 |  | 578.2444 | 0.06194 | 553.1909 | 49.8892 | 49.8885 | -0.0021913 | -0.098889 | 553.0921 |  | 0 | 0 | 0 |  |  |  | 1 |  |  |  |  | 0
49.8881 | 0 | 553.129 | 553.129 |  |  | 15:11 | -1.04 |  | 578.246 | 0.06031 | 553.1893 | 49.8891 | 49.8885 | -0.0019722 | -0.089 | 553.1003 |  | 0 | 0 | 0 |  |  |  | 1 |  |  |  |  | 0
49.8881 | 0 | 552.8035 | 552.8035 |  |  | 15:11 | -1.02 |  | 578.2476 | 0.05868 | 552.8622 | 49.889 | 49.8884 | -0.001775 | -0.0801 | 552.7821 |  | 0 | 0 | 0 |  |  |  | 1 |  |  |  |  | 0
49.8881 | 0 | 553.129 | 553.129 |  |  | 15:11 | -1 |  | 578.2493 | 0.05705 | 553.1861 | 49.8889 | 49.8884 | -0.0015975 | -0.07209 | 553.114 |  | 0 | 0 | 0 |  |  |  | 1 |  |  |  |  | 0
49.8881 | 0 | 552.8035 | 552.8035 |  |  | 15:11 | -0.98 |  | 578.2509 | 0.05542 | 552.8589 | 49.8888 | 49.8884 | -0.0014377 | -0.064881 | 552.794 |  | 0 | 0 | 0 |  |  |  | 1 |  |  |  |  | 0
49.8881 | 0 | 552.8035 | 552.8035 |  |  | 15:11 | -0.96 |  | 578.2525 | 0.05379 | 552.8573 | 49.8887 | 49.8883 | -0.001294 | -0.058393 | 552.7989 |  | 0 | 0 | 0 |  |  |  | 1 |  |  |  |  | 0
49.8881 | 0 | 552.1523 | 552.1523 |  |  | 15:11 | -0.94 |  | 578.2542 | 0.05216 | 552.2045 | 49.8887 | 49.8883 | -0.0011646 | -0.052554 | 552.1519 |  | 0 | 0 | 0 |  |  |  | 1 |  |  |  |  | 0
49.8881 | 0 | 552.4779 | 552.4779 |  |  | 15:11 | -0.92 |  | 578.2558 | 0.05053 | 552.5284 | 49.8886 | 49.8883 | -0.0010481 | -0.047298 | 552.4811 |  | 0 | 0 | 0 |  |  |  | 1 |  |  |  |  | 0
49.8881 | 0 | 552.4779 | 552.4779 |  |  | 15:11 | -0.9 |  | 578.2574 | 0.0489 | 552.5268 | 49.8886 | 49.8883 | -0.00094329 | -0.042569 | 552.4842 |  | 0 | 0 | 0 |  |  |  | 1 |  |  |  |  | 0
49.8881 | 0 | 552.4779 | 552.4779 |  |  | 15:11 | -0.88 |  | 578.2591 | 0.04727 | 552.5252 | 49.8885 | 49.8883 | -0.00084896 | -0.038312 | 552.4869 |  | 0 | 0 | 0 |  |  |  | 1 |  |  |  |  | 0
49.8881 | 0 | 552.1523 | 552.1523 |  |  | 15:11 | -0.86 |  | 578.2607 | 0.04564 | 552.1979 | 49.8885 | 49.8882 | -0.00076407 | -0.034481 | 552.1635 |  | 0 | 0 | 0 |  |  |  | 1 |  |  |  |  | 0
49.8881 | 0 | 552.4779 | 552.4779 |  |  | 15:11 | -0.84 |  | 578.2623 | 0.04401 | 552.5219 | 49.8884 | 49.8882 | -0.00068766 | -0.031032 | 552.4909 |  | 0 | 0 | 0 |  |  |  | 1 |  |  |  |  | 0
49.8881 | 0 | 552.4779 | 552.4779 |  |  | 15:11 | -0.82 |  | 578.2639 | 0.04238 | 552.5203 | 49.8884 | 49.8882 | -0.0006189 | -0.027929 | 552.4924 |  | 0 | 0 | 0 |  |  |  | 1 |  |  |  |  | 0
49.8881 | 0 | 552.1523 | 552.1523 |  |  | 15:11 | -0.8 |  | 578.2656 | 0.04075 | 552.1931 | 49.8884 | 49.8882 | -0.00055701 | -0.025136 | 552.1679 |  | 0 | 0 | 0 |  |  |  | 1 |  |  |  |  | 0
49.8881 | 0 | 552.4779 | 552.4779 |  |  | 15:11 | -0.78 |  | 578.2672 | 0.03912 | 552.517 | 49.8883 | 49.8882 | -0.00050131 | -0.022623 | 552.4944 |  | 0 | 0 | 0 |  |  |  | 1 |  |  |  |  | 0
49.8881 | 0 | 552.8035 | 552.8035 |  |  | 15:11 | -0.76 |  | 578.2688 | 0.03749 | 552.841 | 49.8883 | 49.8882 | -0.00045117 | -0.02036 | 552.8206 |  | 0 | 0 | 0 |  |  |  | 1 |  |  |  |  | 0
49.8881 | 0 | 552.1523 | 552.1523 |  |  | 15:11 | -0.74 |  | 578.2705 | 0.03586 | 552.1882 | 49.8883 | 49.8882 | -0.00040606 | -0.018324 | 552.1698 |  | 0 | 0 | 0 |  |  |  | 1 |  |  |  |  | 0
49.8881 | 0 | 552.1523 | 552.1523 |  |  | 15:11 | -0.72 |  | 578.2721 | 0.03423 | 552.1865 | 49.8883 | 49.8882 | -0.00036545 | -0.016492 | 552.17 |  | 0 | 0 | 0 |  |  |  | 1 |  |  |  |  | 0
49.8881 | 0 | 552.1523 | 552.1523 |  |  | 15:11 | -0.7 |  | 578.2737 | 0.0326 | 552.1849 | 49.8883 | 49.8882 | -0.00032891 | -0.014843 | 552.1701 |  | 0 | 0 | 0 |  |  |  | 1 |  |  |  |  | 0
49.8881 | 0 | 552.4779 | 552.4779 |  |  | 15:11 | -0.68 |  | 578.2754 | 0.03097 | 552.5089 | 49.8882 | 49.8882 | -0.00029602 | -0.013358 | 552.4955 |  | 0 | 0 | 0 |  |  |  | 1 |  |  |  |  | 0
49.8881 | 0 | 551.8268 | 551.8268 |  |  | 15:11 | -0.66 |  | 578.277 | 0.02934 | 551.8561 | 49.8882 | 49.8882 | -0.00026641 | -0.012023 | 551.8441 |  | 0 | 0 | 0 |  |  |  | 1 |  |  |  |  | 0
49.8881 | 0 | 552.1523 | 552.1523 |  |  | 15:11 | -0.64 |  | 578.2786 | 0.02771 | 552.18 | 49.8882 | 49.8881 | -0.00023977 | -0.01082 | 552.1692 |  | 0 | 0 | 0 |  |  |  | 1 |  |  |  |  | 0
49.8881 | 0 | 552.4779 | 552.4779 |  |  | 15:11 | -0.62 |  | 578.2802 | 0.02608 | 552.504 | 49.8882 | 49.8881 | -0.0002158 | -0.0097383 | 552.4942 |  | 0 | 0 | 0 |  |  |  | 1 |  |  |  |  | 0
49.8881 | 0 | 552.8035 | 552.8035 |  |  | 15:11 | -0.6 |  | 578.2819 | 0.02445 | 552.828 | 49.8882 | 49.8881 | -0.00019422 | -0.0087645 | 552.8192 |  | 0 | 0 | 0 |  |  |  | 1 |  |  |  |  | 0
49.8881 | 0 | 552.8035 | 552.8035 |  |  | 15:11 | -0.58 |  | 578.2835 | 0.02282 | 552.8263 | 49.8882 | 49.8881 | -0.00017479 | -0.007888 | 552.8184 |  | 0 | 0 | 0 |  |  |  | 1 |  |  |  |  | 0
49.8881 | 0 | 552.4779 | 552.4779 |  |  | 15:11 | -0.56 |  | 578.2851 | 0.02119 | 552.4991 | 49.8882 | 49.8881 | -0.00015731 | -0.0070992 | 552.492 |  | 0 | 0 | 0 |  |  |  | 1 |  |  |  |  | 0
49.8881 | 0 | 552.8035 | 552.8035 |  |  | 15:11 | -0.54 |  | 578.2868 | 0.01956 | 552.8231 | 49.8882 | 49.8881 | -0.00014158 | -0.0063893 | 552.8167 |  | 0 | 0 | 0 |  |  |  | 1 |  |  |  |  | 0
49.8881 | 0 | 552.8035 | 552.8035 |  |  | 15:11 | -0.52 |  | 578.2884 | 0.01793 | 552.8214 | 49.8882 | 49.8881 | -0.0070274 | -0.31713 | 552.5043 |  | 0 | 0 | 0 |  |  |  | 1 |  |  |  |  | 0
49.8881 | 0 | 552.4779 | 552.4779 |  |  | 15:11 | -0.5 |  | 578.29 | 0.0163 | 552.4942 | 49.8882 | 49.8881 | -0.033975 | -1.5332 | 550.961 |  | 0 | 0 | 0 |  |  |  | 1 |  |  |  |  | 0
49.8881 | 0 | 552.4779 | 552.4779 |  |  | 15:11 | -0.48 |  | 578.2917 | 0.01467 | 552.4926 | 49.8882 | 49.8874 | -0.066877 | -3.018 | 549.4746 |  | 0 | 0 | 0 |  |  |  | 1 |  |  |  |  | 0
49.8881 | 0 | 552.8035 | 552.8035 |  |  | 15:11 | -0.46 |  | 578.2933 | 0.01304 | 552.8165 | 49.8881 | 49.8851 | -0.089539 | -4.0407 | 548.7758 |  | 0 | 0 | 0 |  |  |  | 1 |  |  |  |  | 0
49.8881 | 0 | 552.8035 | 552.8035 |  |  | 15:11 | -0.44 |  | 578.2949 | 0.01141 | 552.8149 | 49.8881 | 49.883 | -0.096136 | -4.3384 | 548.4765 |  | 0 | 0 | 0 |  |  |  | 1 |  |  |  |  | 0
49.8881 | 0 | 552.4779 | 552.4779 |  |  | 15:11 | -0.42 |  | 578.2965 | 0.00978 | 552.4877 | 49.8881 | 49.8814 | -0.076122 | -3.4352 | 549.0525 |  | 0 | 0 | 0 |  |  |  | 1 |  |  |  |  | 0
49.8881 | 0 | 552.4779 | 552.4779 |  |  | 15:11 | -0.4 |  | 578.2982 | 0.00815 | 552.4861 | 49.8881 | 49.8797 | -0.05816 | -2.6246 | 549.8614 |  | 0 | 0 | 0 |  |  |  | 1 |  |  |  |  | 0
49.8881 | 0 | 552.8035 | 552.8035 |  |  | 15:11 | -0.38 |  | 578.2998 | 0.00652 | 552.81 | 49.8881 | 49.8791 | -0.045494 | -2.053 | 550.757 |  | 0 | 0 | 0 |  |  |  | 1 |  |  |  |  | 0
49.8881 | 0 | 552.4779 | 552.4779 |  |  | 15:11 | -0.36 |  | 578.3014 | 0.00489 | 552.4828 | 49.8881 | 49.8783 | -0.035794 | -1.6153 | 550.8675 |  | 0 | 0 | 0 |  |  |  | 1 |  |  |  |  | 0
49.8881 | 0 | 552.4779 | 552.4779 |  |  | 15:11 | -0.34 |  | 578.3031 | 0.00326 | 552.4812 | 49.8881 | 49.8775 | -0.042615 | -1.9231 | 550.558 |  | 0 | 0 | 0 |  |  |  | 1 |  |  |  |  | 0
49.8881 | 0 | 552.4779 | 552.4779 |  |  | 15:11 | -0.32 |  | 578.3047 | 0.00163 | 552.4795 | 49.8881 | 49.8769 | -0.052103 | -2.3513 | 550.1282 |  | 0 | 0 | 0 |  |  |  | 1 |  |  |  |  | 0
49.8812 | 0 | 557.6869 | 557.6869 |  |  | 15:11 | -0.3 |  | 578.3063 | 0 | 557.6869 | 49.8874 | 49.8756 | -0.065843 | -2.9709 | 554.716 |  | 0 | 0 | 0 |  |  |  | 1 |  |  |  |  | 0
49.8639 | 0 | 565.5004 | 565.5004 |  |  | 15:11 | -0.28 |  | 578.308 | 0 | 565.5004 | 49.8851 | 49.8741 | -0.079909 | -3.6043 | 561.8961 |  | 6.5581 | 0 | 6.5581 | 49.885 | 1 | 6.5581 | 1 | 0 | 6.5581 | 6.5581 |  | 0
49.8639 | 0 | 569.4071 | 569.4071 |  |  | 15:11 | -0.26 |  | 578.3096 | 0 | 569.4071 | 49.883 | 49.8724 | -0.085668 | -3.8641 | 565.543 |  | 10.205 | 0 | 10.205 | 49.8825 | 1 | 10.205 | 1 | 0 | 10.205 | 10.205 |  | 0
49.8674 | 0 | 574.6161 | 574.6161 |  |  | 15:11 | -0.24 |  | 578.3112 | 0 | 574.6161 | 49.8814 | 49.8705 | -0.089201 | -4.0238 | 570.5923 |  | 15.2543 | 0 | 15.2543 | 49.88 | 1 | 15.2543 | 1 | 0 | 15.2543 | 15.2543 |  | 0
49.8639 | 0 | 574.6161 | 574.6161 |  |  | 15:11 | -0.22 |  | 578.3128 | 0 | 574.6161 | 49.8797 | 49.8688 | -0.092431 | -4.1692 | 570.4469 |  | 15.1089 | 0 | 15.1089 | 49.8775 | 1 | 15.1089 | 1 | 0 | 15.1089 | 15.1089 |  | 0
49.8743 | 0 | 570.7093 | 570.7093 |  |  | 15:11 | -0.2 |  | 578.3145 | 0 | 570.7093 | 49.8791 | 49.8669 | -0.093688 | -4.2267 | 566.4826 |  | 11.1446 | 0 | 11.1446 | 49.875 | 1 | 11.1446 | 1 | 0 | 11.1446 | 11.1446 |  | 0
49.8708 | 0 | 570.3838 | 570.3838 |  |  | 15:11 | -0.18 |  | 578.3161 | 0 | 570.3838 | 49.8783 | 49.8649 | -0.096469 | -4.3519 | 566.0319 |  | 10.6939 | 0 | 10.6939 | 49.8725 | 1 | 10.6939 | 1 | 0 | 10.6939 | 10.6939 |  | 0
49.8708 | 0 | 570.0582 | 570.0582 |  |  | 15:11 | -0.16 |  | 578.3177 | 0 | 570.0582 | 49.8775 | 49.8631 | -0.098922 | -4.4626 | 565.5956 |  | 10.2576 | 0 | 10.2576 | 49.87 | 1 | 10.2576 | 1 | 0 | 10.2576 | 10.2576 |  | 0
49.8708 | 0 | 570.3838 | 570.3838 |  |  | 15:11 | -0.14 |  | 578.3194 | 0 | 570.3838 | 49.8769 | 49.8611 | -0.10278 | -4.6366 | 565.7472 |  | 10.4092 | 0 | 10.4092 | 49.8675 | 1 | 10.4092 | 1 | 0 | 10.4092 | 10.4092 |  | 0
49.8639 | 0 | 571.686 | 571.686 |  |  | 15:11 | -0.12 |  | 578.321 | 0 | 571.686 | 49.8756 | 49.8589 | -0.10625 | -4.7926 | 566.8934 |  | 11.5554 | 0 | 11.5554 | 49.865 | 1 | 11.5554 | 1 | 0 | 11.5554 | 11.5554 |  | 0
49.8605 | 0 | 572.0116 | 572.0116 |  |  | 15:11 | -0.1 |  | 578.3226 | 0 | 572.0116 | 49.8741 | 49.8567 | -0.10773 | -4.8588 | 567.1528 |  | 11.8148 | 0 | 11.8148 | 49.8625 | 1 | 11.8148 | 1 | 0 | 11.8148 | 11.8148 |  | 0
49.857 | 0 | 572.3372 | 572.3372 |  |  | 15:11 | -0.08 |  | 578.3243 | 0 | 572.3372 | 49.8724 | 49.8546 | -0.1056 | -4.7627 | 567.5745 |  | 12.2365 | 0 | 12.2365 | 49.86 | 1 | 12.2365 | 1 | 0 | 12.2365 | 12.2365 |  | 0
49.8536 | 0 | 572.6627 | 572.6627 |  |  | 15:11 | -0.06 |  | 578.3259 | 0 | 572.6627 | 49.8705 | 49.8525 | -0.10369 | -4.6762 | 567.9865 |  | 12.6485 | 0 | 12.6485 | 49.8575 | 1 | 12.6485 | 1 | 0 | 12.6485 | 12.6485 |  | 0
49.8536 | 0 | 571.3605 | 571.3605 |  |  | 15:11 | -0.04 |  | 578.3275 | 0 | 571.3605 | 49.8688 | 49.8505 | -0.10192 | -4.5964 | 566.7641 |  | 11.4261 | 0 | 11.4261 | 49.855 | 1 | 11.4261 | 1 | 0 | 11.4261 | 11.4261 |  | 0
49.8501 | 0 | 570.7093 | 570.7093 |  |  | 15:11 | -0.02 |  | 578.3291 | 0 | 570.7093 | 49.8669 | 49.8484 | -0.096832 | -4.3665 | 566.3428 |  | 11.0048 | 0 | 11.0048 | 49.8525 | 1 | 11.0048 | 1 | 0 | 11.0048 | 11.0048 |  | 0
49.8466 | 0 | 569.4071 | 569.4071 | 1 |  | 15:11 | 0 |  | 578.3308 | 0 | 569.4071 | 49.8649 | 49.8465 | -0.094049 | -4.2407 | 565.1664 |  | 9.8284 | 0 | 9.8284 | 49.85 | 1 | 9.8284 | 1 | 0 | 9.8284 | 9.8284 |  | 0
49.8466 | 0 | 568.4304 | 568.4304 | 1 |  | 15:11 | 0.02 |  | 578.3324 | 0 | 568.4304 | 49.8631 | 49.8448 | -0.089894 | -4.0533 | 564.3771 |  | 9.0391 | 0 | 9.0391 | 49.8475 | 1 | 9.0391 | 1 | 0 | 9.0391 | 9.0391 |  | 0
49.8432 | 0 | 566.8026 | 566.8026 | 1 |  | 15:11 | 0.04 |  | 578.334 | 0 | 566.8026 | 49.8611 | 49.8429 | -0.089554 | -4.0377 | 562.7649 |  | 7.4269 | 0 | 7.4269 | 49.845 | 1 | 7.4269 | 1 | 0 | 7.4269 | 7.4269 |  | 0
49.8397 | 0 | 565.5004 | 565.5004 | 1 |  | 15:11 | 0.06 |  | 578.3357 | 0 | 565.5004 | 49.8589 | 49.8412 | -0.089199 | -4.0214 | 561.479 |  | 6.141 | 0 | 6.141 | 49.8425 | 1 | 6.141 | 1 | 0 | 6.141 | 6.141 |  | 0
49.8363 | 0 | 564.5237 | 564.5237 | 1 |  | 15:11 | 0.08 |  | 578.3373 | 0 | 564.5237 | 49.8567 | 49.8393 | -0.085379 | -3.849 | 560.6747 |  | 5.3367 | 0 | 5.3367 | 49.84 | 1 | 5.3367 | 1 | 0 | 5.3367 | 5.3367 |  | 0
49.8363 | 0 | 563.2214 | 563.2214 | 1 |  | 15:11 | 0.1 |  | 578.3389 | 0 | 563.2214 | 49.8546 | 49.8376 | -0.080241 | -3.6173 | 559.6041 |  | 4.2661 | 0 | 4.2661 | 49.8375 | 1.0008 | 4.2696 | 1 | 0 | 4.2696 | 4.2696 |  | 0
49.8328 | 0 | 561.9192 | 561.9192 | 1 |  | 15:11 | 0.12 |  | 578.3406 | 0 | 561.9192 | 49.8525 | 49.8361 | -0.072217 | -3.2554 | 558.6638 |  | 3.3258 | 0 | 3.3258 | 49.835 | 1.0069 | 3.3486 | 1 | 0 | 3.3486 | 3.3486 |  | 0
49.8328 | 0 | 560.9425 | 560.9425 | 1 |  | 15:11 | 0.14 |  | 578.3422 | 0 | 560.9425 | 49.8505 | 49.8348 | -0.068495 | -3.0876 | 557.8549 |  | 2.5169 | 0 | 2.5169 | 49.8325 | 1.0137 | 2.5513 | 1 | 0 | 2.5513 | 2.5513 |  | 0
49.8294 | 0 | 559.9658 | 559.9658 | 1 |  | 15:11 | 0.16 |  | 578.3438 | 0 | 559.9658 | 49.8484 | 49.8335 | -0.066896 | -3.0153 | 556.9505 |  | 1.6125 | 0 | 1.6125 | 49.83 | 1.0212 | 1.6467 | 1 | 0 | 1.6467 | 1.6467 |  | 0
49.8294 | 0 | 558.338 | 558.338 | 1 |  | 15:11 | 0.18 |  | 578.3454 | 0 | 558.338 | 49.8465 | 49.8321 | -0.065456 | -2.9504 | 555.3876 |  | 0.04959 | 0 | 0.04959 | 49.8275 | 1.0273 | 0.050943 | 1 | 0 | 0.050943 | 0.050943 |  | 0
49.8294 | 0 | 557.6869 | 557.6869 | 1 |  | 15:11 | 0.2 |  | 578.3471 | 0 | 557.6869 | 49.8448 | 49.8308 | -0.062411 | -2.8131 | 554.8738 |  | -0.46423 | 0 | -0.46423 | 49.825 | 1.0341 | -0.48007 | 1 | 0 | -0.48007 | -0.48007 |  | 0
49.8259 | 0 | 557.0358 | 557.0358 | 1 |  | 15:11 | 0.22 |  | 578.3487 | 0 | 557.0358 | 49.8429 | 49.8296 | -0.05617 | -2.5316 | 554.5042 |  | -0.83384 | 0 | -0.83384 | 49.8225 | 1.0416 | -0.86856 | 1 | 0 | -0.86856 | -0.86856 |  | 0
49.8259 | 0 | 556.0591 | 556.0591 | 1 |  | 15:11 | 0.24 |  | 578.3503 | 0 | 556.0591 | 49.8412 | 49.8285 | -0.050553 | -2.2785 | 553.7806 |  | -1.5574 | 0 | -1.5574 | 49.82 | 1.0498 | -1.6349 | 1 | 0 | -1.6349 | -1.6349 |  | 0
49.8225 | 0 | 555.0824 | 555.0824 | 1 |  | 15:11 | 0.26 |  | 578.352 | 0 | 555.0824 | 49.8393 | 49.8276 | -0.045497 | -2.0505 | 553.0319 |  | -2.3061 | 0 | -2.3061 | 49.8175 | 1.0585 | -2.4409 | 1 | 0 | -2.4409 | -2.4409 |  | 0
49.8225 | 0 | 554.7568 | 554.7568 | 1 |  | 15:11 | 0.28 |  | 578.3536 | 0 | 554.7568 | 49.8376 | 49.8267 | -0.040948 | -1.8454 | 552.9114 |  | -2.4266 | 0 | -2.4266 | 49.815 | 1.0677 | -2.5908 | 1 | 0 | -2.5908 | -2.5908 |  | 0
49.8225 | 0 | 554.1057 | 554.1057 | 1 |  | 15:11 | 0.3 |  | 578.3552 | 0 | 554.1057 | 49.8361 | 49.826 | -0.036853 | -1.6609 | 552.4448 |  | -2.8932 | 0 | -2.8932 | 49.8125 | 1.0773 | -3.1168 | 1 | 0 | -3.1168 | -3.1168 |  | 0
49.8225 | 0 | 553.7802 | 553.7802 | 1 |  | 15:11 | 0.32 |  | 578.3569 | 0 | 553.7802 | 49.8348 | 49.8253 | -0.033168 | -1.4948 | 552.2854 |  | -3.0526 | 0 | -3.0526 | 49.81 | 1.0873 | -3.3191 | 1 | 0 | -3.3191 | -3.3191 |  | 0
49.8225 | 0 | 553.7802 | 553.7802 | 1 |  | 15:11 | 0.34 |  | 578.3585 | 0 | 553.7802 | 49.8335 | 49.8246 | -0.029851 | -1.3453 | 552.4349 |  | -2.9031 | 0 | -2.9031 | 49.8075 | 1.0977 | -3.1867 | 1 | 0 | -3.1867 | -3.1867 |  | 0
49.819 | 0 | 553.7802 | 553.7802 | 1 |  | 15:11 | 0.36 |  | 578.3601 | 0 | 553.7802 | 49.8321 | 49.8241 | -0.023366 | -1.053 | 552.7272 |  | -2.6108 | 0 | -2.6108 | 49.805 | 1.1084 | -2.8937 | 1 | 0 | -2.8937 | -2.8937 |  | 0
49.819 | 0 | 553.4546 | 553.4546 | 1 |  | 15:11 | 0.38 |  | 578.3617 | 0 | 553.4546 | 49.8308 | 49.8236 | -0.015779 | -0.71109 | 552.7435 |  | -2.5945 | 0 | -2.5945 | 49.8025 | 1.1194 | -2.9042 | 1 | 0 | -2.9042 | -2.9042 |  | 0
49.819 | 0 | 553.4546 | 553.4546 | 1 |  | 15:11 | 0.4 |  | 578.3634 | 0 | 553.4546 | 49.8296 | 49.8235 | -0.0089512 | -0.40339 | 553.0512 |  | -2.2868 | 0 | -2.2868 | 49.8 | 1.1329 | -2.5906 | 1 | 0 | -2.5906 | -2.5906 |  | 0
49.819 | 0 | 553.129 | 553.129 | 1 |  | 15:11 | 0.42 |  | 578.365 | 0 | 553.129 | 49.8285 | 49.8234 | -0.0045561 | -0.20532 | 552.9237 |  | -2.4143 | 0 | -2.4143 | 49.7975 | 1.1464 | -2.7678 | 1 | 0 | -2.7678 | -2.7678 |  | 0
49.819 | 0 | 553.4546 | 553.4546 | 1 |  | 15:11 | 0.44 |  | 578.3666 | 0 | 553.4546 | 49.8276 | 49.8233 | -0.0041005 | -0.18479 | 553.2698 |  | -2.0682 | 0 | -2.0682 | 49.795 | 1.16 | -2.3991 | 1 | 0 | -2.3991 | -2.3991 |  | 0
49.819 | 0 | 553.7802 | 553.7802 | 1 |  | 15:11 | 0.46 |  | 578.3683 | 0 | 553.7802 | 49.8267 | 49.8232 | -0.0036905 | -0.16631 | 553.6139 |  | -1.7241 | 0 | -1.7241 | 49.7925 | 1.1736 | -2.0234 | 1 | 0 | -2.0234 | -2.0234 |  | 0
49.819 | 0 | 553.4546 | 553.4546 | 1 |  | 15:11 | 0.48 |  | 578.3699 | 0 | 553.4546 | 49.826 | 49.8231 | -0.0033214 | -0.14968 | 553.3049 |  | -2.0331 | 0 | -2.0331 | 49.79 | 1.1873 | -2.4139 | 1 | 0 | -2.4139 | -2.4139 |  | 0
49.819 | 0 | 553.4546 | 553.4546 | 1 |  | 15:11 | 0.5 |  | 578.3715 | 0 | 553.4546 | 49.8253 | 49.8231 | -0.0029893 | -0.13471 | 553.3199 |  | -2.0181 | 0 | -2.0181 | 49.7875 | 1.201 | -2.4238 | 1 | 0 | -2.4238 | -2.4238 |  | 0
49.819 | 0 | 553.7802 | 553.7802 | 1 |  | 15:11 | 0.52 |  | 578.3732 | 0 | 553.7802 | 49.8246 | 49.823 | 0.00070966 | 0.031981 | 553.8122 |  | -1.5258 | 0 | -1.5258 | 49.785 | 1.2147 | -1.8535 | 1 | 0 | -1.8535 | -1.8535 |  | 0
49.819 | 0 | 553.7802 | 553.7802 | 1 |  | 15:11 | 0.54 |  | 578.3748 | 0 | 553.7802 | 49.8241 | 49.823 | 0.0057387 | 0.25861 | 554.0388 |  | -1.2992 | 0 | -1.2992 | 49.7825 | 1.2285 | -1.5961 | 1 | 0 | -1.5961 | -1.5961 |  | 0
49.819 | 0 | 553.7802 | 553.7802 | 1 |  | 15:11 | 0.56 |  | 578.3764 | 0 | 553.7802 | 49.8236 | 49.8233 | 0.010265 | 0.46259 | 554.2428 |  | -1.0952 | 0 | -1.0952 | 49.78 | 1.2447 | -1.3632 | 1 | 0 | -1.3632 | -1.3632 |  | 0
49.8225 | 0 | 553.4546 | 553.4546 | 1 |  | 15:11 | 0.58 |  | 578.378 | 0 | 553.4546 | 49.8235 | 49.8235 | 0.012638 | 0.56959 | 554.0242 |  | -1.3138 | 0 | -1.3138 | 49.7775 | 1.2607 | -1.6564 | 1 | 0 | -1.6564 | -1.6564 |  | 0
49.8225 | 0 | 553.7802 | 553.7802 | 1 |  | 15:11 | 0.6 |  | 578.3797 | 0 | 553.7802 | 49.8234 | 49.8238 | 0.014875 | 0.67037 | 554.4506 |  | -0.88744 | 0 | -0.88744 | 49.775 | 1.2766 | -1.1329 | 1 | 0 | -1.1329 | -1.1329 |  | 0
49.8225 | 0 | 553.4546 | 553.4546 | 1 |  | 15:11 | 0.62 |  | 578.3813 | 0 | 553.4546 | 49.8233 | 49.824 | 0.018637 | 0.83994 | 554.2945 |  | -1.0435 | 0 | -1.0435 | 49.7725 | 1.2924 | -1.3486 | 1 | 0 | -1.3486 | -1.3486 |  | 0
49.8225 | 0 | 552.8035 | 552.8035 | 1 |  | 15:11 | 0.64 |  | 578.3829 | 0 | 552.8035 | 49.8232 | 49.8245 | 0.022023 | 0.99255 | 553.7961 |  | -1.5419 | 0 | -1.5419 | 49.77 | 1.3106 | -2.0209 | 1 | 0 | -2.0209 | -2.0209 |  | 0
49.8225 | 0 | 552.8035 | 552.8035 | 1 |  | 15:11 | 0.66 |  | 578.3846 | 0 | 552.8035 | 49.8231 | 49.825 | 0.023321 | 1.051 | 553.8545 |  | -1.4835 | 0 | -1.4835 | 49.7675 | 1.3286 | -1.9709 | 1 | 0 | -1.9709 | -1.9709 |  | 0
49.8225 | 0 | 552.8035 | 552.8035 | 1 |  | 15:11 | 0.68 |  | 578.3862 | 0 | 552.8035 | 49.8231 | 49.8254 | 0.020989 | 0.94593 | 553.7494 |  | -1.5886 | 0 | -1.5886 | 49.765 | 1.3462 | -2.1386 | 1 | 0 | -2.1386 | -2.1386 |  | 0
49.8225 | 0 | 552.4779 | 552.4779 | 1 |  | 15:11 | 0.7 |  | 578.3878 | 0 | 552.4779 | 49.823 | 49.8258 | 0.01889 | 0.85134 | 553.3292 |  | -2.0088 | 0 | -2.0088 | 49.7625 | 1.3637 | -2.7393 | 1 | 0 | -2.7393 | -2.7393 |  | 0
49.8225 | 0 | 552.1523 | 552.1523 | 1 |  | 15:11 | 0.72 |  | 578.3895 | 0 | 552.1523 | 49.823 | 49.8262 | 0.017001 | 0.76621 | 552.9185 |  | -2.4195 | 0 | -2.4195 | 49.76 | 1.3808 | -3.3409 | 1 | 0 | -3.3409 | -3.3409 |  | 0
49.8259 | 0 | 551.8268 | 551.8268 | 1 |  | 15:11 | 0.74 |  | 578.3911 | 0 | 551.8268 | 49.8233 | 49.8265 | 0.015301 | 0.68963 | 552.5164 |  | -2.8216 | 0 | -2.8216 | 49.7575 | 1.3978 | -3.944 | 1 | 0 | -3.944 | -3.944 |  | 0
49.8259 | 0 | 551.5012 | 551.5012 | 1 |  | 15:11 | 0.76 |  | 578.3927 | 0 | 551.5012 | 49.8235 | 49.8268 | 0.013771 | 0.62067 | 552.1219 |  | -3.2161 | 0 | -3.2161 | 49.755 | 1.4146 | -4.5494 | 1 | 0 | -4.5494 | -4.5494 |  | 0
49.8259 | 0 | 551.1757 | 551.1757 | 1 |  | 15:11 | 0.78 |  | 578.3943 | 0 | 551.1757 | 49.8238 | 49.8271 | 0.015794 | 0.71184 | 551.8875 |  | -3.4505 | 0 | -3.4505 | 49.7525 | 1.4311 | -4.9381 | 1 | 0 | -4.9381 | -4.9381 |  | 0
49.8259 | 0 | 550.8501 | 550.8501 | 1 |  | 15:11 | 0.8 |  | 578.396 | 0 | 550.8501 | 49.824 | 49.8273 | 0.019314 | 0.87052 | 551.7206 |  | -3.6174 | 0 | -3.6174 | 49.75 | 1.4476 | -5.2364 | 1 | 0 | -5.2364 | -5.2364 |  | 0
49.8294 | 0 | 550.8501 | 550.8501 | 1 |  | 15:11 | 0.82 |  | 578.3976 | 0 | 550.8501 | 49.8245 | 49.8278 | 0.022483 | 1.0134 | 551.8635 |  | -3.4745 | 0 | -3.4745 | 49.7475 | 1.4667 | -5.0961 | 1 | 0 | -5.0961 | -5.0961 |  | 0
49.8294 | 0 | 551.1757 | 551.1757 | 1 |  | 15:11 | 0.84 |  | 578.3992 | 0 | 551.1757 | 49.825 | 49.8283 | 0.023635 | 1.0653 | 552.241 |  | -3.097 | 0 | -3.097 | 49.745 | 1.4855 | -4.6006 | 1 | 0 | -4.6006 | -4.6006 |  | 0
49.8294 | 0 | 550.8501 | 550.8501 | 1 |  | 15:11 | 0.86 |  | 578.4009 | 0 | 550.8501 | 49.8254 | 49.8288 | 0.021271 | 0.95879 | 551.8089 |  | -3.5291 | 0 | -3.5291 | 49.7425 | 1.504 | -5.3077 | 1 | 0 | -5.3077 | -5.3077 |  | 0
49.8294 | 0 | 550.8501 | 550.8501 | 1 |  | 15:11 | 0.88 |  | 578.4025 | 0 | 550.8501 | 49.8258 | 49.8292 | 0.019144 | 0.86291 | 551.713 |  | -3.625 | 0 | -3.625 | 49.74 | 1.5221 | -5.5178 | 1 | 0 | -5.5178 | -5.5178 |  | 0
49.8294 | 0 | 551.8268 | 551.8268 | 1 |  | 15:11 | 0.9 |  | 578.4041 | 0 | 551.8268 | 49.8262 | 49.8295 | 0.01723 | 0.77662 | 552.6034 |  | -2.7346 | 0 | -2.7346 | 49.7375 | 1.54 | -4.2114 | 1 | 0 | -4.2114 | -4.2114 |  | 0
49.8294 | 0 | 551.8268 | 551.8268 | 1 |  | 15:11 | 0.92 |  | 578.4058 | 0 | 551.8268 | 49.8265 | 49.8299 | 0.015507 | 0.69896 | 552.5258 |  | -2.8122 | 0 | -2.8122 | 49.735 | 1.5577 | -4.3806 | 1 | 0 | -4.3806 | -4.3806 |  | 0
49.8294 | 0 | 551.8268 | 551.8268 | 1 |  | 15:11 | 0.94 |  | 578.4074 | 0 | 551.8268 | 49.8268 | 49.8302 | 0.013956 | 0.62906 | 552.4559 |  | -2.8821 | 0 | -2.8821 | 49.7325 | 1.5751 | -4.5396 | 1 | 0 | -4.5396 | -4.5396 |  | 0
49.8294 | 0 | 552.1523 | 552.1523 | 1 |  | 15:11 | 0.96 |  | 578.409 | 0 | 552.1523 | 49.8271 | 49.8304 | 0.01256 | 0.56615 | 552.7185 |  | -2.6195 | 0 | -2.6195 | 49.73 | 1.5923 | -4.171 | 1 | 0 | -4.171 | -4.171 |  | 0
49.8294 | 0 | 552.8035 | 552.8035 | 1 |  | 15:11 | 0.98 |  | 578.4106 | 0 | 552.8035 | 49.8273 | 49.8307 | 0.011304 | 0.50954 | 553.313 |  | -2.025 | 0 | -2.025 | 49.7275 | 1.6093 | -3.2587 | 1 | 0 | -3.2587 | -3.2587 |  | 0
49.8328 | 0 | 552.8035 | 552.8035 | 1 |  | 15:11 | 1 |  | 578.4123 | 0 | 552.8035 | 49.8278 | 49.8309 | 0.010174 | 0.45862 | 553.2621 |  | -2.0759 | 0 | -2.0759 | 49.725 | 1.6261 | -3.3755 | 1 | 0 | -3.3755 | -3.3755 |  | 0
49.8328 | 0 | 553.4546 | 553.4546 | 1 |  | 15:11 | 1.02 |  | 578.4139 | 0 | 553.4546 | 49.8283 | 49.8311 | 0.0091565 | 0.41275 | 553.8674 |  | -1.4706 | 0 | -1.4706 | 49.7225 | 1.6427 | -2.4159 | 1 | 0 | -2.4159 | -2.4159 |  | 0
49.8328 | 0 | 554.1057 | 554.1057 | 1 |  | 15:11 | 1.04 |  | 578.4155 | 0 | 554.1057 | 49.8288 | 49.8312 | 0.0082409 | 0.37148 | 554.4772 |  | -0.86082 | 0 | -0.86082 | 49.72 | 1.6592 | -1.4283 | 1 | 0 | -1.4283 | -1.4283 |  | 0
49.8328 | 0 | 555.408 | 555.408 | 1 |  | 15:11 | 1.06 |  | 578.4172 | 0 | 555.408 | 49.8292 | 49.8314 | 0.0074168 | 0.33433 | 555.7423 |  | 0.40433 | 0 | 0.40433 | 49.7175 | 1.6756 | 0.67748 | 1 | 0 | 0.67748 | 0.67748 |  | 0
49.8328 | 0 | 555.7335 | 555.7335 | 1 |  | 15:11 | 1.08 |  | 578.4188 | 0 | 555.7335 | 49.8295 | 49.8315 | 0.0032751 | 0.14763 | 555.8811 |  | 0.54313 | 0 | 0.54313 | 49.715 | 1.6918 | 0.91887 | 1 | 0 | 0.91887 | 0.91887 |  | 0
49.8328 | 0 | 556.0591 | 556.0591 | 1 |  | 15:11 | 1.1 |  | 578.4204 | 0 | 556.0591 | 49.8299 | 49.8317 | -0.0021524 | -0.097025 | 555.9621 |  | 0.62407 | 0 | 0.62407 | 49.7125 | 1.7079 | 1.0659 | 1 | 0 | 1.0659 | 1.0659 |  | 0
49.8328 | 0 | 556.7102 | 556.7102 | 1 |  | 15:11 | 1.12 |  | 578.4221 | 0 | 556.7102 | 49.8302 | 49.8314 | -0.0070372 | -0.31722 | 556.393 |  | 1.055 | 0 | 1.055 | 49.71 | 1.7205 | 1.815 | 1 | 0 | 1.815 | 1.815 |  | 0
49.8328 | 0 | 557.0358 | 557.0358 | 1 |  | 15:11 | 1.14 |  | 578.4237 | 0 | 557.0358 | 49.8304 | 49.8312 | -0.0097334 | -0.43876 | 556.597 |  | 1.259 | 0 | 1.259 | 49.7075 | 1.7332 | 2.1822 | 1 | 0 | 2.1822 | 2.1822 |  | 0
49.8328 | 0 | 558.0125 | 558.0125 | 1 |  | 15:11 | 1.16 |  | 578.4253 | 0 | 558.0125 | 49.8307 | 49.8311 | -0.01226 | -0.55266 | 557.4598 |  | 2.1218 | 0 | 2.1218 | 49.705 | 1.7461 | 3.705 | 1 | 0 | 3.705 | 3.705 |  | 0
49.8328 | 0 | 558.6636 | 558.6636 | 1 |  | 15:11 | 1.18 |  | 578.4269 | 0 | 558.6636 | 49.8309 | 49.8309 | -0.019684 | -0.88731 | 557.7763 |  | 2.4383 | 0 | 2.4383 | 49.7025 | 1.7592 | 4.2894 | 1 | 0 | 4.2894 | 4.2894 |  | 0
49.8328 | 0 | 558.9891 | 558.9891 | 1 |  | 15:11 | 1.2 |  | 578.4286 | 0 | 558.9891 | 49.8311 | 49.8304 | -0.031566 | -1.4229 | 557.5662 |  | 2.2282 | 0 | 2.2282 | 49.7 | 1.7687 | 3.9411 | 1 | 0 | 3.9411 | 3.9411 |  | 0
49.8328 | 0 | 559.6403 | 559.6403 | 1 |  | 15:11 | 1.22 |  | 578.4302 | 0 | 559.6403 | 49.8312 | 49.8296 | -0.042259 | -1.9049 | 557.7354 |  | 2.3974 | 0 | 2.3974 | 49.6975 | 1.7752 | 4.2559 | 1 | 0 | 4.2559 | 4.2559 |  | 0
49.8328 | 0 | 559.9658 | 559.9658 | 1 |  | 15:11 | 1.24 |  | 578.4318 | 0 | 559.9658 | 49.8314 | 49.8285 | -0.046683 | -2.1044 | 557.8614 |  | 2.5234 | 0 | 2.5234 | 49.695 | 1.7788 | 4.4888 | 1 | 0 | 4.4888 | 4.4888 |  | 0
49.8328 | 0 | 560.6169 | 560.6169 | 1 |  | 15:11 | 1.26 |  | 578.4335 | 0 | 560.6169 | 49.8315 | 49.8276 | -0.052415 | -2.3627 | 558.2542 |  | 2.9162 | 0 | 2.9162 | 49.6925 | 1.7835 | 5.201 | 1 | 0 | 5.201 | 5.201 |  | 0
49.8328 | 0 | 560.9425 | 560.9425 | 1 |  | 15:11 | 1.28 |  | 578.4351 | 0 | 560.9425 | 49.8317 | 49.8267 | -0.064423 | -2.904 | 558.0385 |  | 2.7004 | 0 | 2.7004 | 49.69 | 1.7891 | 4.8313 | 1 | 0 | 4.8313 | 4.8313 |  | 0
49.8294 | 0 | 560.9425 | 560.9425 | 1 |  | 15:11 | 1.3 |  | 578.4367 | 0 | 560.9425 | 49.8314 | 49.8253 | -0.082081 | -3.6998 | 557.2427 |  | 1.9047 | 0 | 1.9047 | 49.6875 | 1.7884 | 3.4065 | 1 | 0 | 3.4065 | 3.4065 |  | 0
49.8294 | 0 | 560.9425 | 560.9425 | 1 |  | 15:11 | 1.32 |  | 578.4384 | 0 | 560.9425 | 49.8312 | 49.8233 | -0.096223 | -4.3372 | 556.6053 |  | 1.2673 | 0 | 1.2673 | 49.685 | 1.7823 | 2.2587 | 1 | 0 | 2.2587 | 2.2587 |  | 0
49.8294 | 0 | 561.5936 | 561.5936 | 1 |  | 15:11 | 1.34 |  | 578.44 | 0 | 561.5936 | 49.8311 | 49.8211 | -0.1021 | -4.6021 | 556.9915 |  | 1.6535 | 0 | 1.6535 | 49.6825 | 1.7749 | 2.9347 | 1 | 0 | 2.9347 | 2.9347 |  | 0
49.8294 | 0 | 561.9192 | 561.9192 | 1 |  | 15:11 | 1.36 |  | 578.4416 | 0 | 561.9192 | 49.8309 | 49.8192 | -0.10054 | -4.5318 | 557.3874 |  | 2.0494 | 0 | 2.0494 | 49.68 | 1.7697 | 3.6268 | 1 | 0 | 3.6268 | 3.6268 |  | 0
49.8259 | 0 | 561.9192 | 561.9192 | 1 |  | 15:11 | 1.38 |  | 578.4432 | 0 | 561.9192 | 49.8304 | 49.8171 | -0.10604 | -4.7792 | 557.14 |  | 1.802 | 0 | 1.802 | 49.6775 | 1.7632 | 3.1773 | 1 | 0 | 3.1773 | 3.1773 |  | 0
49.8225 | 0 | 564.5237 | 564.5237 | 1 |  | 15:11 | 1.4 |  | 578.4449 | 0 | 564.5237 | 49.8296 | 49.8152 | -0.11788 | -5.3128 | 559.2109 |  | 3.8729 | 0 | 3.8729 | 49.675 | 1.7588 | 6.8116 | 1 | 0 | 6.8116 | 6.8116 |  | 0
49.819 | 0 | 567.7793 | 567.7793 | 1 |  | 15:11 | 1.42 |  | 578.4465 | 0 | 567.7793 | 49.8285 | 49.8125 | -0.13019 | -5.8672 | 561.9121 |  | 6.5741 | 0 | 6.5741 | 49.6725 | 1.7466 | 11.4822 | 1 | 0 | 11.4822 | 11.4822 |  | 0
49.819 | 0 | 568.756 | 568.756 | 1 |  | 15:11 | 1.44 |  | 578.4481 | 0 | 568.756 | 49.8276 | 49.8097 | -0.14133 | -6.3688 | 562.3872 |  | 7.0492 | 0 | 7.0492 | 49.67 | 1.734 | 12.2235 | 1 | 0 | 12.2235 | 12.2235 |  | 0
49.819 | 0 | 568.756 | 568.756 | 1 |  | 15:11 | 1.46 |  | 578.4498 | 0 | 568.756 | 49.8267 | 49.8068 | -0.14444 | -6.5093 | 562.2467 |  | 6.9087 | 0 | 6.9087 | 49.6675 | 1.7213 | 11.892 | 1 | 0 | 11.892 | 11.892 |  | 0
49.8121 | 0 | 569.0815 | 569.0815 | 1 |  | 15:11 | 1.48 |  | 578.4514 | 0 | 569.0815 | 49.8253 | 49.8039 | -0.14725 | -6.6348 | 562.4467 |  | 7.1087 | 0 | 7.1087 | 49.665 | 1.7084 | 12.1444 | 1 | 0 | 12.1444 | 12.1444 |  | 0
49.8052 | 0 | 574.9416 | 574.9416 | 1 |  | 15:11 | 1.5 |  | 578.453 | 0 | 574.9416 | 49.8233 | 49.8009 | -0.14977 | -6.7477 | 568.1939 |  | 12.8559 | 0 | 12.8559 | 49.6625 | 1.6955 | 21.7967 | 1 | 0 | 21.7967 | 21.7967 |  | 0
49.8018 | 0 | 577.5461 | 577.5461 | 1 |  | 15:11 | 1.52 |  | 578.4547 | 0 | 577.5461 | 49.8211 | 49.7979 | -0.15205 | -6.8496 | 570.6965 |  | 15.3585 | 0 | 15.3585 | 49.66 | 1.6825 | 25.8401 | 1 | 0 | 25.8401 | 25.8401 |  | 0
49.8018 | 0 | 578.1973 | 578.1973 | 1 |  | 15:11 | 1.54 |  | 578.4563 | 0 | 578.1973 | 49.8192 | 49.7949 | -0.15409 | -6.9417 | 571.2556 |  | 15.9175 | 0 | 15.9175 | 49.6575 | 1.6695 | 26.575 | 1 | 0 | 26.575 | 26.575 |  | 0
49.7983 | 0 | 577.8717 | 577.8717 | 1 |  | 15:11 | 1.56 |  | 578.4579 | 0 | 577.8717 | 49.8171 | 49.7917 | -0.15593 | -7.0242 | 570.8475 |  | 15.5095 | 0 | 15.5095 | 49.655 | 1.6567 | 25.6938 | 1 | 0 | 25.6938 | 25.6938 |  | 0
49.7983 | 0 | 577.8717 | 577.8717 | 1 |  | 15:11 | 1.58 |  | 578.4595 | 0 | 577.8717 | 49.8152 | 49.7886 | -0.15759 | -7.0988 | 570.7729 |  | 15.4349 | 0 | 15.4349 | 49.6525 | 1.6439 | 25.3735 | 1 | 0 | 25.3735 | 25.3735 |  | 0
49.788 | 0 | 582.4296 | 582.4296 | 1 |  | 15:11 | 1.6 |  | 578.4612 | 0 | 582.4296 | 49.8125 | 49.7854 | -0.15908 | -7.1645 | 575.2651 |  | 19.9271 | 0 | 19.9271 | 49.65 | 1.6313 | 32.5063 | 1 | 0 | 32.5063 | 32.5063 |  | 0
49.7845 | 0 | 586.0107 | 586.0107 | 1 |  | 15:11 | 1.62 |  | 578.4628 | 0 | 586.0107 | 49.8097 | 49.7822 | -0.16052 | -7.2289 | 578.7818 |  | 23.4438 | 0 | 23.4438 | 49.6475 | 1.6188 | 37.9511 | 1 | 0 | 37.9511 | 37.9511 |  | 0
49.7811 | 0 | 586.0107 | 586.0107 | 1 |  | 15:11 | 1.64 |  | 578.4644 | 0 | 586.0107 | 49.8068 | 49.779 | -0.16177 | -7.2846 | 578.7261 |  | 23.3881 | 0 | 23.3881 | 49.645 | 1.6065 | 37.573 | 1 | 0 | 37.573 | 37.573 |  | 0
49.7776 | 0 | 585.0341 | 585.0341 | 1 |  | 15:11 | 1.66 |  | 578.4661 | 0 | 585.0341 | 49.8039 | 49.7758 | -0.16294 | -7.3369 | 577.6972 |  | 22.3592 | 0 | 22.3592 | 49.6425 | 1.5944 | 35.6484 | 1 | 0 | 35.6484 | 35.6484 |  | 0
49.7742 | 0 | 584.0574 | 584.0574 | 1 |  | 15:11 | 1.68 |  | 578.4677 | 0 | 584.0574 | 49.8009 | 49.7725 | -0.1639 | -7.3795 | 576.6779 |  | 21.3399 | 0 | 21.3399 | 49.64 | 1.5824 | 33.7692 | 1 | 0 | 33.7692 | 33.7692 |  | 0
49.7707 | 0 | 583.0807 | 583.0807 | 1 |  | 15:11 | 1.7 |  | 578.4693 | 0 | 583.0807 | 49.7979 | 49.7692 | -0.16476 | -7.4177 | 575.663 |  | 20.325 | 0 | 20.325 | 49.6375 | 1.5707 | 31.9248 | 1 | 0 | 31.9248 | 31.9248 |  | 0
49.7673 | 0 | 582.104 | 582.104 | 1 |  | 15:11 | 1.72 |  | 578.471 | 0 | 582.104 | 49.7949 | 49.7659 | -0.16903 | -7.6096 | 574.4944 |  | 19.1564 | 0 | 19.1564 | 49.635 | 1.5592 | 29.8695 | 1 | 0 | 29.8695 | 29.8695 |  | 0
49.7638 | 0 | 581.1273 | 581.1273 | 1 |  | 15:11 | 1.74 |  | 578.4726 | 0 | 581.1273 | 49.7917 | 49.7626 | -0.17113 | -7.7034 | 573.4239 |  | 18.0859 | 0 | 18.0859 | 49.6325 | 1.548 | 27.9962 | 1 | 0 | 27.9962 | 27.9962 |  | 0
49.7604 | 0 | 580.1506 | 580.1506 | 1 |  | 15:11 | 1.76 |  | 578.4742 | 0 | 580.1506 | 49.7886 | 49.7589 | -0.17127 | -7.7091 | 572.4415 |  | 17.1035 | 0 | 17.1035 | 49.63 | 1.5347 | 26.2489 | 1 | 0 | 26.2489 | 26.2489 |  | 0
49.7569 | 0 | 578.1973 | 578.1973 | 1 |  | 15:11 | 1.78 |  | 578.4758 | 0 | 578.1973 | 49.7854 | 49.7556 | -0.16614 | -7.4778 | 570.7195 |  | 15.3815 | 0 | 15.3815 | 49.6275 | 1.5241 | 23.4437 | 1 | 0 | 23.4437 | 23.4437 |  | 0
49.7535 | 0 | 577.2206 | 577.2206 | 1 |  | 15:11 | 1.8 |  | 578.4775 | 0 | 577.2206 | 49.7822 | 49.7523 | -0.15813 | -7.1166 | 570.104 |  | 14.766 | 0 | 14.766 | 49.625 | 1.5138 | 22.3529 | 1 | 0 | 22.3529 | 22.3529 |  | 0
49.75 | 0 | 575.2672 | 575.2672 | 1 |  | 15:11 | 1.82 |  | 578.4791 | 0 | 575.2672 | 49.779 | 49.7493 | -0.15436 | -6.9468 | 568.3204 |  | 12.9824 | 0 | 12.9824 | 49.6225 | 1.5057 | 19.5482 | 1 | 0 | 19.5482 | 19.5482 |  | 0
49.7465 | 0 | 573.965 | 573.965 | 1 |  | 15:11 | 1.84 |  | 578.4807 | 0 | 573.965 | 49.7758 | 49.7463 | -0.14928 | -6.7174 | 567.2476 |  | 11.9096 | 0 | 11.9096 | 49.62 | 1.4976 | 17.8353 | 1 | 0 | 17.8353 | 17.8353 |  | 0
49.7431 | 0 | 572.3372 | 572.3372 | 1 |  | 15:11 | 1.86 |  | 578.4824 | 0 | 572.3372 | 49.7725 | 49.7432 | -0.14645 | -6.5897 | 565.7475 |  | 10.4095 | 0 | 10.4095 | 49.6175 | 1.4894 | 15.5035 | 1 | 0 | 15.5035 | 15.5035 |  | 0
49.7396 | 0 | 571.3605 | 571.3605 | 1 |  | 15:11 | 1.88 |  | 578.484 | 0 | 571.3605 | 49.7692 | 49.7404 | -0.14045 | -6.3195 | 565.041 |  | 9.703 | 0 | 9.703 | 49.615 | 1.4831 | 14.3906 | 1 | 0 | 14.3906 | 14.3906 |  | 0
49.7362 | 0 | 570.3838 | 570.3838 | 1 |  | 15:11 | 1.9 |  | 578.4856 | 0 | 570.3838 | 49.7659 | 49.7376 | -0.13506 | -6.0763 | 564.3075 |  | 8.9695 | 0 | 8.9695 | 49.6125 | 1.4766 | 13.2441 | 1 | 0 | 13.2441 | 13.2441 |  | 0
49.7327 | 0 | 569.7327 | 569.7327 | 1 |  | 15:11 | 1.92 |  | 578.4873 | 0 | 569.7327 | 49.7626 | 49.735 | -0.13015 | -5.8552 | 563.8775 |  | 8.5395 | 0 | 8.5395 | 49.61 | 1.4718 | 12.5681 | 1 | 0 | 12.5681 | 12.5681 |  | 0
49.7258 | 0 | 569.0815 | 569.0815 | 1 |  | 15:11 | 1.94 |  | 578.4889 | 0 | 569.0815 | 49.7589 | 49.7324 | -0.12574 | -5.6558 | 563.4257 |  | 8.0877 | 0 | 8.0877 | 49.6075 | 1.4666 | 11.8613 | 1 | 0 | 11.8613 | 11.8613 |  | 0
49.7258 | 0 | 568.756 | 568.756 | 1 |  | 15:11 | 1.96 |  | 578.4905 | 0 | 568.756 | 49.7556 | 49.73 | -0.12181 | -5.4793 | 563.2767 |  | 7.9387 | 0 | 7.9387 | 49.605 | 1.4629 | 11.6138 | 1 | 0 | 11.6138 | 11.6138 |  | 0
49.7224 | 0 | 568.4304 | 568.4304 | 1 |  | 15:11 | 1.98 |  | 578.4921 | 0 | 568.4304 | 49.7523 | 49.7275 | -0.11488 | -5.1672 | 563.2632 |  | 7.9252 | 0 | 7.9252 | 49.6025 | 1.4587 | 11.5609 | 1 | 0 | 11.5609 | 11.5609 |  | 0
49.7224 | 0 | 568.4304 | 568.4304 | 1 |  | 15:11 | 2 |  | 578.4938 | 0 | 568.4304 | 49.7493 | 49.7253 | -0.11029 | -4.9608 | 563.4696 |  | 8.1316 | 0 | 8.1316 | 49.6 | 1.4559 | 11.8392 | 1 | 0 | 11.8392 | 11.8392 |  | 0
49.7189 | 0 | 568.4304 | 568.4304 | 1 |  | 15:11 | 2.02 |  | 578.4954 | 0 | 568.4304 | 49.7463 | 49.7232 | -0.10436 | -4.6938 | 563.7366 |  | 8.3986 | 0 | 8.3986 | 49.5975 | 1.4544 | 12.2147 | 1 | 0 | 12.2147 | 12.2147 |  | 0
49.7155 | 0 | 569.0815 | 569.0815 | 1 |  | 15:11 | 2.04 |  | 578.497 | 0 | 569.0815 | 49.7432 | 49.7211 | -0.10253 | -4.6109 | 564.4706 |  | 9.1326 | 0 | 9.1326 | 49.595 | 1.4521 | 13.2615 | 1 | 0 | 13.2615 | 13.2615 |  | 0
49.7155 | 0 | 569.4071 | 569.4071 | 1 |  | 15:11 | 2.06 |  | 578.4987 | 0 | 569.4071 | 49.7404 | 49.7192 | -0.10093 | -4.5388 | 564.8683 |  | 9.5303 | 0 | 9.5303 | 49.5925 | 1.451 | 13.8282 | 1 | 0 | 13.8282 | 13.8282 |  | 0
49.712 | 0 | 569.4071 | 569.4071 | 1 |  | 15:11 | 2.08 |  | 578.5003 | 0 | 569.4071 | 49.7376 | 49.7171 | -0.099483 | -4.4736 | 564.9335 |  | 9.5955 | 0 | 9.5955 | 49.59 | 1.4491 | 13.9045 | 1 | 0 | 13.9045 | 13.9045 |  | 0
49.712 | 0 | 569.4071 | 569.4071 | 1 |  | 15:11 | 2.1 |  | 578.5019 | 0 | 569.4071 | 49.735 | 49.7152 | -0.098135 | -4.4129 | 564.9942 |  | 9.6561 | 0 | 9.6561 | 49.5875 | 1.4482 | 13.9845 | 1 | 0 | 13.9845 | 13.9845 |  | 0
49.7086 | 0 | 570.3838 | 570.3838 | 1 |  | 15:11 | 2.12 |  | 578.5036 | 0 | 570.3838 | 49.7324 | 49.7131 | -0.093421 | -4.2007 | 566.1831 |  | 10.8451 | 0 | 10.8451 | 49.585 | 1.4467 | 15.6893 | 1 | 0 | 15.6893 | 15.6893 |  | 0
49.7086 | 0 | 570.3838 | 570.3838 | 1 |  | 15:11 | 2.14 |  | 578.5052 | 0 | 570.3838 | 49.73 | 49.7113 | -0.090979 | -4.0909 | 566.2929 |  | 10.9549 | 0 | 10.9549 | 49.5825 | 1.4461 | 15.8424 | 1 | 0 | 15.8424 | 15.8424 |  | 0
49.7051 | 0 | 570.7093 | 570.7093 | 1 |  | 15:11 | 2.16 |  | 578.5068 | 0 | 570.7093 | 49.7275 | 49.7097 | -0.087131 | -3.9176 | 566.7917 |  | 11.4537 | 0 | 11.4537 | 49.58 | 1.4465 | 16.5682 | 1 | 0 | 16.5682 | 16.5682 |  | 0
49.7051 | 0 | 571.3605 | 571.3605 | 1 |  | 15:11 | 2.18 |  | 578.5084 | 0 | 571.3605 | 49.7253 | 49.7078 | -0.087068 | -3.9148 | 567.4457 |  | 12.1077 | 0 | 12.1077 | 49.5775 | 1.446 | 17.5079 | 1 | 0 | 17.5079 | 17.5079 |  | 0
49.7051 | 0 | 571.3605 | 571.3605 | 1 |  | 15:11 | 2.2 |  | 578.5101 | 0 | 571.3605 | 49.7232 | 49.7062 | -0.086961 | -3.91 | 567.4505 |  | 12.1125 | 0 | 12.1125 | 49.575 | 1.4464 | 17.5194 | 1 | 0 | 17.5194 | 17.5194 |  | 0
49.7017 | 0 | 571.3605 | 571.3605 | 1 |  | 15:11 | 2.22 |  | 578.5117 | 0 | 571.3605 | 49.7211 | 49.7043 | -0.083365 | -3.748 | 567.6125 |  | 12.2745 | 0 | 12.2745 | 49.5725 | 1.4459 | 17.7478 | 1 | 0 | 17.7478 | 17.7478 |  | 0
49.7017 | 0 | 571.3605 | 571.3605 | 1 |  | 15:11 | 2.24 |  | 578.5133 | 0 | 571.3605 | 49.7192 | 49.7027 | -0.081929 | -3.6834 | 567.6771 |  | 12.3391 | 0 | 12.3391 | 49.57 | 1.4463 | 17.8463 | 1 | 0 | 17.8463 | 17.8463 |  | 0
49.6982 | 0 | 570.7093 | 570.7093 | 1 |  | 15:11 | 2.26 |  | 578.515 | 0 | 570.7093 | 49.7171 | 49.7012 | -0.078986 | -3.5509 | 567.1584 |  | 11.8204 | 0 | 11.8204 | 49.5675 | 1.4475 | 17.1104 | 1 | 0 | 17.1104 | 17.1104 |  | 0
49.6982 | 0 | 570.7093 | 570.7093 | 1 |  | 15:11 | 2.28 |  | 578.5166 | 0 | 570.7093 | 49.7152 | 49.6995 | -0.076337 | -3.4318 | 567.2775 |  | 11.9395 | 0 | 11.9395 | 49.565 | 1.4477 | 17.2854 | 1 | 0 | 17.2854 | 17.2854 |  | 0
49.6948 | 0 | 570.3838 | 570.3838 | 1 |  | 15:11 | 2.3 |  | 578.5182 | 0 | 570.3838 | 49.7131 | 49.698 | -0.075603 | -3.3986 | 566.9852 |  | 11.6472 | 0 | 11.6472 | 49.5625 | 1.4488 | 16.8742 | 1 | 0 | 16.8742 | 16.8742 |  | 0
49.6948 | 0 | 569.7327 | 569.7327 | 1 |  | 15:11 | 2.32 |  | 578.5199 | 0 | 569.7327 | 49.7113 | 49.6967 | -0.073143 | -3.288 | 566.4447 |  | 11.1067 | 0 | 11.1067 | 49.56 | 1.4505 | 16.1104 | 1 | 0 | 16.1104 | 16.1104 |  | 0
49.6948 | 0 | 569.4071 | 569.4071 | 1 |  | 15:11 | 2.34 |  | 578.5215 | 0 | 569.4071 | 49.7097 | 49.6951 | -0.070929 | -3.1884 | 566.2187 |  | 10.8807 | 0 | 10.8807 | 49.5575 | 1.4513 | 15.7906 | 1 | 0 | 15.7906 | 15.7906 |  | 0
49.6913 | 0 | 568.4304 | 568.4304 | 1 |  | 15:11 | 2.36 |  | 578.5231 | 0 | 568.4304 | 49.7078 | 49.6937 | -0.067236 | -3.0222 | 565.4082 |  | 10.0702 | 0 | 10.0702 | 49.555 | 1.4527 | 14.6294 | 1 | 0 | 14.6294 | 14.6294 |  | 0
49.6913 | 0 | 568.4304 | 568.4304 | 1 |  | 15:11 | 2.38 |  | 578.5247 | 0 | 568.4304 | 49.7062 | 49.6924 | -0.064012 | -2.8773 | 565.5531 |  | 10.2151 | 0 | 10.2151 | 49.5525 | 1.4549 | 14.8617 | 1 | 0 | 14.8617 | 14.8617 |  | 0
49.6879 | 0 | 567.7793 | 567.7793 | 1 |  | 15:11 | 2.4 |  | 578.5264 | 0 | 567.7793 | 49.7043 | 49.6913 | -0.062861 | -2.8254 | 564.9539 |  | 9.6159 | 0 | 9.6159 | 49.55 | 1.4576 | 14.0161 | 1 | 0 | 14.0161 | 14.0161 |  | 0
49.6879 | 0 | 567.4537 | 567.4537 | 1 |  | 15:11 | 2.42 |  | 578.528 | 0 | 567.4537 | 49.7027 | 49.6899 | -0.061825 | -2.7788 | 564.6749 |  | 9.3369 | 0 | 9.3369 | 49.5475 | 1.4592 | 13.6243 | 1 | 0 | 13.6243 | 13.6243 |  | 0
49.6879 | 0 | 567.1282 | 567.1282 | 1 |  | 15:11 | 2.44 |  | 578.5296 | 0 | 567.1282 | 49.7012 | 49.6887 | -0.062542 | -2.8111 | 564.3171 |  | 8.9791 | 0 | 8.9791 | 49.545 | 1.4614 | 13.1222 | 1 | 0 | 13.1222 | 13.1222 |  | 0
49.6844 | 0 | 566.1515 | 566.1515 | 1 |  | 15:11 | 2.46 |  | 578.5313 | 0 | 566.1515 | 49.6995 | 49.6875 | -0.061388 | -2.759 | 563.3925 |  | 8.0545 | 0 | 8.0545 | 49.5425 | 1.4642 | 11.7933 | 1 | 0 | 11.7933 | 11.7933 |  | 0
49.6844 | 0 | 565.5004 | 565.5004 | 1 |  | 15:11 | 2.48 |  | 578.5329 | 0 | 565.5004 | 49.698 | 49.6862 | -0.060349 | -2.7123 | 562.7881 |  | 7.4501 | 0 | 7.4501 | 49.54 | 1.4659 | 10.921 | 1 | 0 | 10.921 | 10.921 |  | 0
49.6844 | 0 | 565.5004 | 565.5004 | 1 |  | 15:11 | 2.5 |  | 578.5345 | 0 | 565.5004 | 49.6967 | 49.685 | -0.057714 | -2.5939 | 562.9065 |  | 7.5685 | 0 | 7.5685 | 49.5375 | 1.4682 | 11.112 | 1 | 0 | 11.112 | 11.112 |  | 0
49.681 | 0 | 565.1748 | 565.1748 | 1 |  | 15:11 | 2.52 |  | 578.5362 | 0 | 565.1748 | 49.6951 | 49.6839 | -0.055443 | -2.4916 | 562.6832 |  | 7.3452 | 0 | 7.3452 | 49.535 | 1.471 | 10.8051 | 1 | 0 | 10.8051 | 10.8051 |  | 0
49.681 | 0 | 565.5004 | 565.5004 | 1 |  | 15:11 | 2.54 |  | 578.5378 | 0 | 565.5004 | 49.6937 | 49.6829 | -0.055149 | -2.4784 | 563.022 |  | 7.684 | 0 | 7.684 | 49.5325 | 1.4744 | 11.3292 | 1 | 0 | 11.3292 | 11.3292 |  | 0
49.681 | 0 | 565.5004 | 565.5004 | 1 |  | 15:11 | 2.56 |  | 578.5394 | 0 | 565.5004 | 49.6924 | 49.6817 | -0.054884 | -2.4665 | 563.0339 |  | 7.6959 | 0 | 7.6959 | 49.53 | 1.4765 | 11.3632 | 1 | 0 | 11.3632 | 11.3632 |  | 0
49.681 | 0 | 565.5004 | 565.5004 | 1 |  | 15:11 | 2.58 |  | 578.541 | 0 | 565.5004 | 49.6913 | 49.6806 | -0.052895 | -2.3771 | 563.1233 |  | 7.7853 | 0 | 7.7853 | 49.5275 | 1.4792 | 11.5162 | 1 | 0 | 11.5162 | 11.5162 |  | 0
49.6775 | 0 | 565.8259 | 565.8259 | 1 |  | 15:11 | 2.6 |  | 578.5427 | 0 | 565.8259 | 49.6899 | 49.6796 | -0.051006 | -2.2921 | 563.5338 |  | 8.1958 | 0 | 8.1958 | 49.525 | 1.4824 | 12.1498 | 1 | 0 | 12.1498 | 12.1498 |  | 0
49.6775 | 0 | 565.8259 | 565.8259 | 1 |  | 15:11 | 2.62 |  | 578.5443 | 0 | 565.8259 | 49.6887 | 49.6787 | -0.051005 | -2.292 | 563.5339 |  | 8.1959 | 0 | 8.1959 | 49.5225 | 1.4861 | 12.1796 | 1 | 0 | 12.1796 | 12.1796 |  | 0
49.6775 | 0 | 566.4771 | 566.4771 | 1 |  | 15:11 | 2.64 |  | 578.5459 | 0 | 566.4771 | 49.6875 | 49.6775 | -0.051005 | -2.292 | 564.1851 |  | 8.8471 | 0 | 8.8471 | 49.52 | 1.4885 | 13.1691 | 1 | 0 | 13.1691 | 13.1691 |  | 0
49.6741 | 0 | 567.1282 | 567.1282 | 1 |  | 15:11 | 2.66 |  | 578.5476 | 0 | 567.1282 | 49.6862 | 49.6765 | -0.049304 | -2.2154 | 564.9128 |  | 9.5748 | 0 | 9.5748 | 49.5175 | 1.4915 | 14.2808 | 1 | 0 | 14.2808 | 14.2808 |  | 0
49.6741 | 0 | 567.4537 | 567.4537 | 1 |  | 15:11 | 2.68 |  | 578.5492 | 0 | 567.4537 | 49.685 | 49.6756 | -0.044374 | -1.9939 | 565.4598 |  | 10.1218 | 0 | 10.1218 | 49.515 | 1.4949 | 15.1314 | 1 | 0 | 15.1314 | 15.1314 |  | 0
49.6741 | 0 | 568.1049 | 568.1049 | 1 |  | 15:11 | 2.7 |  | 578.5508 | 0 | 568.1049 | 49.6839 | 49.6747 | -0.039936 | -1.7945 | 566.3104 |  | 10.9724 | 0 | 10.9724 | 49.5125 | 1.4988 | 16.4451 | 1 | 0 | 16.4451 | 16.4451 |  | 0
49.6741 | 0 | 568.4304 | 568.4304 | 1 |  | 15:11 | 2.72 |  | 578.5525 | 0 | 568.4304 | 49.6829 | 49.674 | -0.039443 | -1.7723 | 566.6581 |  | 11.3201 | 0 | 11.3201 | 49.51 | 1.503 | 17.0138 | 1 | 0 | 17.0138 | 17.0138 |  | 0
49.6706 | 0 | 569.4071 | 569.4071 | 1 |  | 15:11 | 2.74 |  | 578.5541 | 0 | 569.4071 | 49.6817 | 49.6733 | -0.040749 | -1.8309 | 567.5762 |  | 12.2382 | 0 | 12.2382 | 49.5075 | 1.5075 | 18.4492 | 1 | 0 | 18.4492 | 18.4492 |  | 0
49.6706 | 0 | 570.0582 | 570.0582 | 1 |  | 15:11 | 2.76 |  | 578.5557 | 0 | 570.0582 | 49.6806 | 49.6723 | -0.041924 | -1.8837 | 568.1745 |  | 12.8365 | 0 | 12.8365 | 49.505 | 1.5107 | 19.3924 | 1 | 0 | 19.3924 | 19.3924 |  | 0
49.6706 | 0 | 570.7093 | 570.7093 | 1 |  | 15:11 | 2.78 |  | 578.5573 | 0 | 570.7093 | 49.6796 | 49.6715 | -0.044631 | -2.0053 | 568.704 |  | 13.366 | 0 | 13.366 | 49.5025 | 1.5144 | 20.2409 | 1 | 0 | 20.2409 | 20.2409 |  | 0
49.6706 | 0 | 571.0349 | 571.0349 | 1 |  | 15:11 | 2.8 |  | 578.559 | 0 | 571.0349 | 49.6787 | 49.6707 | -0.045268 | -2.0339 | 569.001 |  | 13.663 | 0 | 13.663 | 49.5 | 1.5184 | 20.7455 | 1 | 0 | 20.7455 | 20.7455 |  | 0
49.6672 | 0 | 571.686 | 571.686 | 1 |  | 15:11 | 2.82 |  | 578.5606 | 0 | 571.686 | 49.6775 | 49.6697 | -0.045841 | -2.0596 | 569.6264 |  | 14.2884 | 0 | 14.2884 | 49.5 | 1.5136 | 21.6269 | 1 | 0 | 21.6269 | 21.6269 |  | 0
49.6672 | 0 | 572.0116 | 572.0116 | 1 |  | 15:11 | 2.84 |  | 578.5622 | 0 | 572.0116 | 49.6765 | 49.6687 | -0.044657 | -2.0063 | 570.0053 |  | 14.6672 | 0 | 14.6672 | 49.5 | 1.5093 | 22.1375 | 1 | 0 | 22.1375 | 22.1375 |  | 0
49.6672 | 0 | 572.3372 | 572.3372 | 1 |  | 15:11 | 2.86 |  | 578.5639 | 0 | 572.3372 | 49.6756 | 49.6679 | -0.040192 | -1.8057 | 570.5315 |  | 15.1935 | 0 | 15.1935 | 49.5 | 1.5055 | 22.8736 | 1 | 0 | 22.8736 | 22.8736 |  | 0
49.6672 | 0 | 572.3372 | 572.3372 | 1 |  | 15:11 | 2.88 |  | 578.5655 | 0 | 572.3372 | 49.6747 | 49.6671 | -0.036172 | -1.6251 | 570.7121 |  | 15.3741 | 0 | 15.3741 | 49.5 | 1.5021 | 23.0927 | 1 | 0 | 23.0927 | 23.0927 |  | 0
49.6672 | 0 | 572.6627 | 572.6627 | 1 |  | 15:11 | 2.9 |  | 578.5671 | 0 | 572.6627 | 49.674 | 49.6664 | -0.036055 | -1.6199 | 571.0428 |  | 15.7048 | 0 | 15.7048 | 49.5 | 1.499 | 23.5413 | 1 | 0 | 23.5413 | 23.5413 |  | 0
49.6672 | 0 | 572.3372 | 572.3372 | 1 |  | 15:11 | 2.92 |  | 578.5688 | 0 | 572.3372 | 49.6733 | 49.6658 | -0.0377 | -1.6938 | 570.6434 |  | 15.3054 | 0 | 15.3054 | 49.5 | 1.4962 | 22.9005 | 1 | 0 | 22.9005 | 22.9005 |  | 0
49.6637 | 0 | 572.6627 | 572.6627 | 1 |  | 15:11 | 2.94 |  | 578.5704 | 0 | 572.6627 | 49.6723 | 49.6649 | -0.03918 | -1.7601 | 570.9026 |  | 15.5646 | 0 | 15.5646 | 49.5 | 1.4922 | 23.2254 | 1 | 0 | 23.2254 | 23.2254 |  | 0
49.6637 | 0 | 572.3372 | 572.3372 | 1 |  | 15:11 | 2.96 |  | 578.572 | 0 | 572.3372 | 49.6715 | 49.6641 | -0.038762 | -1.7414 | 570.5958 |  | 15.2578 | 0 | 15.2578 | 49.5 | 1.4886 | 22.7127 | 1 | 0 | 22.7127 | 22.7127 |  | 0
49.6637 | 0 | 572.3372 | 572.3372 | 1 |  | 15:11 | 2.98 |  | 578.5736 | 0 | 572.3372 | 49.6707 | 49.6634 | -0.034886 | -1.5672 | 570.77 |  | 15.432 | 0 | 15.432 | 49.5 | 1.4854 | 22.922 | 1 | 0 | 22.922 | 22.922 |  | 0
49.6603 | 0 | 572.0116 | 572.0116 | 1 |  | 15:11 | 3 |  | 578.5753 | 0 | 572.0116 | 49.6697 | 49.6627 | -0.031397 | -1.4104 | 570.6012 |  | 15.2632 | 0 | 15.2632 | 49.5 | 1.4825 | 22.6271 | 1 | 0 | 22.6271 | 22.6271 |  | 0
49.6603 | 0 | 571.3605 | 571.3605 | 1 |  | 15:11 | 3.02 |  | 578.5769 | 0 | 571.3605 | 49.6687 | 49.6621 | -0.031657 | -1.4221 | 569.9384 |  | 14.6004 | 0 | 14.6004 | 49.5 | 1.4799 | 21.6066 | 1 | 0 | 21.6066 | 21.6066 |  | 0
49.6603 | 0 | 571.3605 | 571.3605 | 1 |  | 15:11 | 3.04 |  | 578.5785 | 0 | 571.3605 | 49.6679 | 49.6616 | -0.033592 | -1.509 | 569.8515 |  | 14.5135 | 0 | 14.5135 | 49.5 | 1.4775 | 21.4441 | 1 | 0 | 21.4441 | 21.4441 |  | 0
49.6603 | 0 | 571.0349 | 571.0349 | 1 |  | 15:11 | 3.06 |  | 578.5802 | 0 | 571.0349 | 49.6671 | 49.6608 | -0.035332 | -1.5872 | 569.4477 |  | 14.1097 | 0 | 14.1097 | 49.5 | 1.474 | 20.7971 | 1 | 0 | 20.7971 | 20.7971 |  | 0
49.6603 | 0 | 570.3838 | 570.3838 | 1 |  | 15:11 | 3.08 |  | 578.5818 | 0 | 570.3838 | 49.6664 | 49.66 | -0.035199 | -1.5812 | 568.8026 |  | 13.4646 | 0 | 13.4646 | 49.5 | 1.4708 | 19.8032 | 1 | 0 | 19.8032 | 19.8032 |  | 0
49.6603 | 0 | 570.3838 | 570.3838 | 1 |  | 15:11 | 3.1 |  | 578.5834 | 0 | 570.3838 | 49.6658 | 49.6594 | -0.031679 | -1.4231 | 568.9607 |  | 13.6227 | 0 | 13.6227 | 49.5 | 1.4679 | 19.9967 | 1 | 0 | 19.9967 | 19.9967 |  | 0
49.6568 | 0 | 570.3838 | 570.3838 | 1 |  | 15:11 | 3.12 |  | 578.5851 | 0 | 570.3838 | 49.6649 | 49.6588 | -0.028511 | -1.2807 | 569.1031 |  | 13.7651 | 0 | 13.7651 | 49.5 | 1.4653 | 20.1703 | 1 | 0 | 20.1703 | 20.1703 |  | 0
49.6568 | 0 | 570.0582 | 570.0582 | 1 |  | 15:11 | 3.14 |  | 578.5867 | 0 | 570.0582 | 49.6641 | 49.6582 | -0.02566 | -1.1526 | 568.9056 |  | 13.5676 | 0 | 13.5676 | 49.5 | 1.463 | 19.8496 | 1 | 0 | 19.8496 | 19.8496 |  | 0
49.6568 | 0 | 569.7327 | 569.7327 | 1 |  | 15:11 | 3.16 |  | 578.5883 | 0 | 569.7327 | 49.6634 | 49.6578 | -0.023094 | -1.0374 | 568.6953 |  | 13.3573 | 0 | 13.3573 | 49.5 | 1.4609 | 19.5144 | 1 | 0 | 19.5144 | 19.5144 |  | 0
49.6568 | 0 | 569.7327 | 569.7327 | 1 |  | 15:11 | 3.18 |  | 578.5899 | 0 | 569.7327 | 49.6627 | 49.6573 | -0.024285 | -1.0908 | 568.6419 |  | 13.3039 | 0 | 13.3039 | 49.5 | 1.4591 | 19.4115 | 1 | 0 | 19.4115 | 19.4115 |  | 0
49.6568 | 0 | 570.0582 | 570.0582 | 1 |  | 15:11 | 3.2 |  | 578.5916 | 0 | 570.0582 | 49.6621 | 49.6569 | -0.027106 | -1.2176 | 568.8406 |  | 13.5026 | 0 | 13.5026 | 49.5 | 1.4574 | 19.679 | 1 | 0 | 19.679 | 19.679 |  | 0
49.6568 | 0 | 569.7327 | 569.7327 | 1 |  | 15:11 | 3.22 |  | 578.5932 | 0 | 569.7327 | 49.6616 | 49.6562 | -0.029646 | -1.3316 | 568.4011 |  | 13.0631 | 0 | 13.0631 | 49.5 | 1.4544 | 18.9995 | 1 | 0 | 18.9995 | 18.9995 |  | 0
49.6534 | 0 | 569.7327 | 569.7327 | 1 |  | 15:11 | 3.24 |  | 578.5948 | 0 | 569.7327 | 49.6608 | 49.6556 | -0.033681 | -1.5128 | 568.2199 |  | 12.8819 | 0 | 12.8819 | 49.5 | 1.4518 | 18.7016 | 1 | 0 | 18.7016 | 18.7016 |  | 0
49.6534 | 0 | 570.3838 | 570.3838 | 1 |  | 15:11 | 3.26 |  | 578.5965 | 0 | 570.3838 | 49.66 | 49.655 | -0.035563 | -1.5973 | 568.7865 |  | 13.4485 | 0 | 13.4485 | 49.5 | 1.4494 | 19.4919 | 1 | 0 | 19.4919 | 19.4919 |  | 0
49.6534 | 0 | 571.0349 | 571.0349 | 1 |  | 15:11 | 3.28 |  | 578.5981 | 0 | 571.0349 | 49.6594 | 49.6542 | -0.040657 | -1.8261 | 569.2088 |  | 13.8708 | 0 | 13.8708 | 49.5 | 1.4458 | 20.0539 | 1 | 0 | 20.0539 | 20.0539 |  | 0
49.6534 | 0 | 571.3605 | 571.3605 | 1 |  | 15:11 | 3.3 |  | 578.5997 | 0 | 571.3605 | 49.6588 | 49.6534 | -0.045191 | -2.0298 | 569.3307 |  | 13.9927 | 0 | 13.9927 | 49.5 | 1.4425 | 20.1849 | 1 | 0 | 20.1849 | 20.1849 |  | 0
49.6534 | 0 | 571.3605 | 571.3605 | 1 |  | 15:11 | 3.32 |  | 578.6014 | 0 | 571.3605 | 49.6582 | 49.6523 | -0.045772 | -2.0559 | 569.3046 |  | 13.9666 | 0 | 13.9666 | 49.5 | 1.4382 | 20.087 | 1 | 0 | 20.087 | 20.087 |  | 0
49.6534 | 0 | 572.3372 | 572.3372 | 1 |  | 15:11 | 3.34 |  | 578.603 | 0 | 572.3372 | 49.6578 | 49.6514 | -0.044595 | -2.003 | 570.3342 |  | 14.9962 | 0 | 14.9962 | 49.5 | 1.4344 | 21.5099 | 1 | 0 | 21.5099 | 21.5099 |  | 0
49.6534 | 0 | 572.9883 | 572.9883 | 1 |  | 15:11 | 3.36 |  | 578.6046 | 0 | 572.9883 | 49.6573 | 49.6506 | -0.043635 | -1.9599 | 571.0284 |  | 15.6904 | 0 | 15.6904 | 49.5 | 1.4309 | 22.4515 | 1 | 0 | 22.4515 | 22.4515 |  | 0
49.6534 | 0 | 573.3138 | 573.3138 | 1 |  | 15:11 | 3.38 |  | 578.6062 | 0 | 573.3138 | 49.6569 | 49.6498 | -0.044522 | -1.9997 | 571.3141 |  | 15.9761 | 0 | 15.9761 | 49.5 | 1.4278 | 22.8109 | 1 | 0 | 22.8109 | 22.8109 |  | 0
49.6499 | 0 | 573.965 | 573.965 | 1 |  | 15:11 | 3.4 |  | 578.6079 | 0 | 573.965 | 49.6562 | 49.6488 | -0.04532 | -2.0354 | 571.9296 |  | 16.5916 | 0 | 16.5916 | 49.5 | 1.4236 | 23.6201 | 1 | 0 | 23.6201 | 23.6201 |  | 0
49.6499 | 0 | 574.6161 | 574.6161 | 1 |  | 15:11 | 3.42 |  | 578.6095 | 0 | 574.6161 | 49.6556 | 49.6479 | -0.047688 | -2.1418 | 572.4743 |  | 17.1363 | 0 | 17.1363 | 49.5 | 1.4199 | 24.3313 | 1 | 0 | 24.3313 | 24.3313 |  | 0
49.6499 | 0 | 575.2672 | 575.2672 | 1 |  | 15:11 | 3.44 |  | 578.6111 | 0 | 575.2672 | 49.655 | 49.647 | -0.048019 | -2.1566 | 573.1106 |  | 17.7726 | 0 | 17.7726 | 49.5 | 1.4165 | 25.175 | 1 | 0 | 25.175 | 25.175 |  | 0
49.6464 | 0 | 575.2672 | 575.2672 | 1 |  | 15:11 | 3.46 |  | 578.6128 | 0 | 575.2672 | 49.6542 | 49.6459 | -0.048317 | -2.1699 | 573.0973 |  | 17.7593 | 0 | 17.7593 | 49.5 | 1.4121 | 25.0786 | 1 | 0 | 25.0786 | 25.0786 |  | 0
49.6464 | 0 | 576.2439 | 576.2439 | 1 |  | 15:11 | 3.48 |  | 578.6144 | 0 | 576.2439 | 49.6534 | 49.6449 | -0.050385 | -2.2627 | 573.9812 |  | 18.6431 | 0 | 18.6431 | 49.5 | 1.4082 | 26.2538 | 1 | 0 | 26.2538 | 26.2538 |  | 0
49.643 | 0 | 576.895 | 576.895 | 1 |  | 15:11 | 3.5 |  | 578.616 | 0 | 576.895 | 49.6523 | 49.6441 | -0.050597 | -2.2721 | 574.6229 |  | 19.2849 | 0 | 19.2849 | 49.5 | 1.4047 | 27.0901 | 1 | 0 | 27.0901 | 27.0901 |  | 0
49.643 | 0 | 577.2206 | 577.2206 | 1 |  | 15:11 | 3.52 |  | 578.6177 | 0 | 577.2206 | 49.6514 | 49.6429 | -0.050787 | -2.2806 | 574.94 |  | 19.602 | 0 | 19.602 | 49.5 | 1.4002 | 27.4471 | 1 | 0 | 27.4471 | 27.4471 |  | 0
49.643 | 0 | 577.2206 | 577.2206 | 1 |  | 15:11 | 3.54 |  | 578.6193 | 0 | 577.2206 | 49.6506 | 49.6419 | -0.052608 | -2.3624 | 574.8582 |  | 19.5202 | 0 | 19.5202 | 49.5 | 1.3962 | 27.2539 | 1 | 0 | 27.2539 | 27.2539 |  | 0
49.643 | 0 | 577.2206 | 577.2206 | 1 |  | 15:11 | 3.56 |  | 578.6209 | 0 | 577.2206 | 49.6498 | 49.641 | -0.052448 | -2.3552 | 574.8654 |  | 19.5274 | 0 | 19.5274 | 49.5 | 1.3926 | 27.1935 | 1 | 0 | 27.1935 | 27.1935 |  | 0
49.6395 | 0 | 577.8717 | 577.8717 | 1 |  | 15:11 | 3.58 |  | 578.6225 | 0 | 577.8717 | 49.6488 | 49.6398 | -0.052303 | -2.3485 | 575.5232 |  | 20.1852 | 0 | 20.1852 | 49.5 | 1.388 | 28.0177 | 1 | 0 | 28.0177 | 28.0177 |  | 0
49.6395 | 0 | 578.1973 | 578.1973 | 1 |  | 15:11 | 3.6 |  | 578.6242 | 0 | 578.1973 | 49.6479 | 49.6387 | -0.053972 | -2.4235 | 575.7738 |  | 20.4358 | 0 | 20.4358 | 49.5 | 1.384 | 28.2825 | 1 | 0 | 28.2825 | 28.2825 |  | 0
49.6395 | 0 | 578.1973 | 578.1973 | 1 |  | 15:11 | 3.62 |  | 578.6258 | 0 | 578.1973 | 49.647 | 49.6378 | -0.053825 | -2.4169 | 575.7804 |  | 20.4424 | 0 | 20.4424 | 49.5 | 1.3803 | 28.2173 | 1 | 0 | 28.2173 | 28.2173 |  | 0
49.6361 | 0 | 578.1973 | 578.1973 | 1 |  | 15:11 | 3.64 |  | 578.6274 | 0 | 578.1973 | 49.6459 | 49.6366 | -0.057093 | -2.5634 | 575.6339 |  | 20.2959 | 0 | 20.2959 | 49.5 | 1.3758 | 27.922 | 1 | 0 | 27.922 | 27.922 |  | 0
49.6361 | 0 | 578.1973 | 578.1973 | 1 |  | 15:11 | 3.66 |  | 578.6291 | 0 | 578.1973 | 49.6449 | 49.6355 | -0.059983 | -2.6932 | 575.5041 |  | 20.1661 | 0 | 20.1661 | 49.5 | 1.3717 | 27.6608 | 1 | 0 | 27.6608 | 27.6608 |  | 0
49.6361 | 0 | 578.1973 | 578.1973 | 1 |  | 15:11 | 3.68 |  | 578.6307 | 0 | 578.1973 | 49.6441 | 49.6342 | -0.059085 | -2.6529 | 575.5444 |  | 20.2064 | 0 | 20.2064 | 49.5 | 1.3667 | 27.6163 | 1 | 0 | 27.6163 | 27.6163 |  | 0
49.6326 | 0 | 578.1973 | 578.1973 | 1 |  | 15:11 | 3.7 |  | 578.6323 | 0 | 578.1973 | 49.6429 | 49.633 | -0.060077 | -2.6972 | 575.5001 |  | 20.1621 | 0 | 20.1621 | 49.5 | 1.3623 | 27.4667 | 1 | 0 | 27.4667 | 27.4667 |  | 0
49.6326 | 0 | 578.1973 | 578.1973 | 1 |  | 15:11 | 3.72 |  | 578.634 | 0 | 578.1973 | 49.6419 | 49.6319 | -0.059319 | -2.6632 | 575.5341 |  | 20.1961 | 0 | 20.1961 | 49.5 | 1.3583 | 27.4333 | 1 | 0 | 27.4333 | 27.4333 |  | 0
49.6326 | 0 | 578.1973 | 578.1973 | 1 |  | 15:11 | 3.74 |  | 578.6356 | 0 | 578.1973 | 49.641 | 49.6306 | -0.062037 | -2.7852 | 575.4121 |  | 20.0741 | 0 | 20.0741 | 49.5 | 1.3535 | 27.1708 | 1 | 0 | 27.1708 | 27.1708 |  | 0
49.6292 | 0 | 578.1973 | 578.1973 | 1 |  | 15:11 | 3.76 |  | 578.6372 | 0 | 578.1973 | 49.6398 | 49.6294 | -0.064433 | -2.8926 | 575.3047 |  | 19.9667 | 0 | 19.9667 | 49.5 | 1.3492 | 26.9394 | 1 | 0 | 26.9394 | 26.9394 |  | 0
49.6292 | 0 | 578.8484 | 578.8484 | 1 |  | 15:11 | 3.78 |  | 578.6388 | 0 | 578.8484 | 49.6387 | 49.628 | -0.06309 | -2.8323 | 576.0161 |  | 20.6781 | 0 | 20.6781 | 49.5 | 1.3441 | 27.7941 | 1 | 0 | 27.7941 | 27.7941 |  | 0
49.6292 | 0 | 579.1739 | 579.1739 | 1 |  | 15:11 | 3.8 |  | 578.6405 | 0 | 579.1739 | 49.6378 | 49.6268 | -0.063681 | -2.8589 | 576.315 |  | 20.977 | 0 | 20.977 | 49.5 | 1.3396 | 28.1007 | 1 | 0 | 28.1007 | 28.1007 |  | 0
49.6257 | 0 | 579.1739 | 579.1739 | 1 |  | 15:11 | 3.82 |  | 578.6421 | 0 | 579.1739 | 49.6366 | 49.6256 | -0.062563 | -2.8085 | 576.3654 |  | 21.0274 | 0 | 21.0274 | 49.5 | 1.3355 | 28.0828 | 1 | 0 | 28.0828 | 28.0828 |  | 0
49.6257 | 0 | 579.1739 | 579.1739 | 1 |  | 15:11 | 3.84 |  | 578.6437 | 0 | 579.1739 | 49.6355 | 49.6242 | -0.064957 | -2.9159 | 576.258 |  | 20.92 | 0 | 20.92 | 49.5 | 1.3307 | 27.8373 | 1 | 0 | 27.8373 | 27.8373 |  | 0
49.6223 | 0 | 579.8251 | 579.8251 | 1 |  | 15:11 | 3.86 |  | 578.6454 | 0 | 579.8251 | 49.6342 | 49.623 | -0.067061 | -3.0102 | 576.8149 |  | 21.4769 | 0 | 21.4769 | 49.5 | 1.3263 | 28.4848 | 1 | 0 | 28.4848 | 28.4848 |  | 0
49.6223 | 0 | 579.8251 | 579.8251 | 1 |  | 15:11 | 3.88 |  | 578.647 | 0 | 579.8251 | 49.633 | 49.6216 | -0.068955 | -3.0952 | 576.7299 |  | 21.3919 | 0 | 21.3919 | 49.5 | 1.3212 | 28.2633 | 1 | 0 | 28.2633 | 28.2633 |  | 0
49.6223 | 0 | 580.1506 | 580.1506 | 1 |  | 15:11 | 3.9 |  | 578.6486 | 0 | 580.1506 | 49.6319 | 49.6203 | -0.070709 | -3.1739 | 576.9767 |  | 21.6387 | 0 | 21.6387 | 49.5 | 1.3167 | 28.4909 | 1 | 0 | 28.4909 | 28.4909 |  | 0
49.6188 | 0 | 580.4762 | 580.4762 | 1 |  | 15:11 | 3.92 |  | 578.6503 | 0 | 580.4762 | 49.6306 | 49.6187 | -0.072288 | -3.2446 | 577.2316 |  | 21.8936 | 0 | 21.8936 | 49.5 | 1.3114 | 28.7113 | 1 | 0 | 28.7113 | 28.7113 |  | 0
49.6188 | 0 | 581.1273 | 581.1273 | 1 |  | 15:11 | 3.94 |  | 578.6519 | 0 | 581.1273 | 49.6294 | 49.6174 | -0.07366 | -3.3061 | 577.8212 |  | 22.4832 | 0 | 22.4832 | 49.5 | 1.3067 | 29.3787 | 1 | 0 | 29.3787 | 29.3787 |  | 0
49.6154 | 0 | 581.1273 | 581.1273 | 1 |  | 15:11 | 3.96 |  | 578.6535 | 0 | 581.1273 | 49.628 | 49.6158 | -0.074894 | -3.3613 | 577.766 |  | 22.428 | 0 | 22.428 | 49.5 | 1.3013 | 29.1864 | 1 | 0 | 29.1864 | 29.1864 |  | 0
49.6154 | 0 | 581.1273 | 581.1273 | 1 |  | 15:11 | 3.98 |  | 578.6551 | 0 | 581.1273 | 49.6268 | 49.6144 | -0.076054 | -3.4134 | 577.7139 |  | 22.3759 | 0 | 22.3759 | 49.5 | 1.2966 | 29.0115 | 1 | 0 | 29.0115 | 29.0115 |  | 0
49.6154 | 0 | 582.104 | 582.104 | 1 |  | 15:11 | 4 |  | 578.6568 | 0 | 582.104 | 49.6256 | 49.6127 | -0.073699 | -3.3077 | 578.7963 |  | 23.4583 | 0 | 23.4583 | 49.5 | 1.2911 | 30.2872 | 1 | 0 | 30.2872 | 30.2872 |  | 0
49.6119 | 0 | 582.104 | 582.104 | 1 |  | 15:11 | 4.02 |  | 578.6584 | 0 | 582.104 | 49.6242 | 49.6113 | -0.073229 | -3.2863 | 578.8177 |  | 23.4796 | 0 | 23.4796 | 49.5 | 1.2862 | 30.2006 | 1 | 0 | 30.2006 | 30.2006 |  | 0
49.6119 | 0 | 582.4296 | 582.4296 | 1 |  | 15:11 | 4.04 |  | 578.66 | 0 | 582.4296 | 49.623 | 49.61 | -0.071006 | -3.1866 | 579.243 |  | 23.905 | 0 | 23.905 | 49.5 | 1.2819 | 30.6439 | 1 | 0 | 30.6439 | 30.6439 |  | 0
49.6085 | 0 | 583.0807 | 583.0807 | 1 |  | 15:11 | 4.06 |  | 578.6617 | 0 | 583.0807 | 49.6216 | 49.6084 | -0.072505 | -3.2537 | 579.827 |  | 24.489 | 0 | 24.489 | 49.5 | 1.2769 | 31.2703 | 1 | 0 | 31.2703 | 31.2703 |  | 0
49.6085 | 0 | 583.0807 | 583.0807 | 1 |  | 15:11 | 4.08 |  | 578.6633 | 0 | 583.0807 | 49.6203 | 49.6071 | -0.073905 | -3.3165 | 579.7642 |  | 24.4262 | 0 | 24.4262 | 49.5 | 1.2724 | 31.0811 | 1 | 0 | 31.0811 | 31.0811 |  | 0
49.605 | 0 | 583.7318 | 583.7318 | 1 |  | 15:11 | 4.1 |  | 578.6649 | 0 | 583.7318 | 49.6187 | 49.6055 | -0.075164 | -3.3727 | 580.3591 |  | 25.0211 | 0 | 25.0211 | 49.5 | 1.2673 | 31.71 | 1 | 0 | 31.71 | 31.71 |  | 0
49.605 | 0 | 583.7318 | 583.7318 | 1 |  | 15:11 | 4.12 |  | 578.6666 | 0 | 583.7318 | 49.6174 | 49.604 | -0.076248 | -3.4214 | 580.3104 |  | 24.9724 | 0 | 24.9724 | 49.5 | 1.2628 | 31.5343 | 1 | 0 | 31.5343 | 31.5343 |  | 0
49.6016 | 0 | 584.0574 | 584.0574 | 1 |  | 15:11 | 4.14 |  | 578.6682 | 0 | 584.0574 | 49.6158 | 49.6024 | -0.077223 | -3.4649 | 580.5925 |  | 25.2545 | 0 | 25.2545 | 49.5 | 1.2576 | 31.7602 | 1 | 0 | 31.7602 | 31.7602 |  | 0
49.6016 | 0 | 584.0574 | 584.0574 | 1 |  | 15:11 | 4.16 |  | 578.6698 | 0 | 584.0574 | 49.6144 | 49.601 | -0.078151 | -3.5065 | 580.5509 |  | 25.2129 | 0 | 25.2129 | 49.5 | 1.253 | 31.5917 | 1 | 0 | 31.5917 | 31.5917 |  | 0
49.5981 | 0 | 584.0574 | 584.0574 | 1 |  | 15:11 | 4.18 |  | 578.6714 | 0 | 584.0574 | 49.6127 | 49.5993 | -0.075586 | -3.3912 | 580.6662 |  | 25.3282 | 0 | 25.3282 | 49.5 | 1.2478 | 31.6043 | 1 | 0 | 31.6043 | 31.6043 |  | 0
49.5981 | 0 | 584.0574 | 584.0574 | 1 |  | 15:11 | 4.2 |  | 578.6731 | 0 | 584.0574 | 49.6113 | 49.5978 | -0.074927 | -3.3616 | 580.6958 |  | 25.3578 | 0 | 25.3578 | 49.5 | 1.2431 | 31.5232 | 1 | 0 | 31.5232 | 31.5232 |  | 0
49.5981 | 0 | 584.0574 | 584.0574 | 1 |  | 15:11 | 4.22 |  | 578.6747 | 0 | 584.0574 | 49.61 | 49.5964 | -0.072534 | -3.2543 | 580.8031 |  | 25.4651 | 0 | 25.4651 | 49.5 | 1.239 | 31.5509 | 1 | 0 | 31.5509 | 31.5509 |  | 0
49.5947 | 0 | 584.0574 | 584.0574 | 1 |  | 15:11 | 4.24 |  | 578.6763 | 0 | 584.0574 | 49.6084 | 49.5949 | -0.073881 | -3.3145 | 580.7429 |  | 25.4049 | 0 | 25.4049 | 49.5 | 1.2342 | 31.3555 | 1 | 0 | 31.3555 | 31.3555 |  | 0
49.5947 | 0 | 584.0574 | 584.0574 | 1 |  | 15:11 | 4.26 |  | 578.678 | 0 | 584.0574 | 49.6071 | 49.5935 | -0.075143 | -3.3711 | 580.6863 |  | 25.3483 | 0 | 25.3483 | 49.5 | 1.23 | 31.178 | 1 | 0 | 31.178 | 31.178 |  | 0
49.5912 | 0 | 584.0574 | 584.0574 | 1 |  | 15:11 | 4.28 |  | 578.6796 | 0 | 584.0574 | 49.6055 | 49.5919 | -0.076279 | -3.4218 | 580.6356 |  | 25.2976 | 0 | 25.2976 | 49.5 | 1.2251 | 30.9929 | 1 | 0 | 30.9929 | 30.9929 |  | 0
49.5912 | 0 | 584.0574 | 584.0574 | 1 |  | 15:11 | 4.3 |  | 578.6812 | 0 | 584.0574 | 49.604 | 49.5904 | -0.077251 | -3.4654 | 580.592 |  | 25.254 | 0 | 25.254 | 49.5 | 1.2208 | 30.8301 | 1 | 0 | 30.8301 | 30.8301 |  | 0
49.5878 | 0 | 584.0574 | 584.0574 | 1 |  | 15:11 | 4.32 |  | 578.6829 | 0 | 584.0574 | 49.6024 | 49.5888 | -0.074626 | -3.3474 | 580.71 |  | 25.372 | 0 | 25.372 | 49.5 | 1.2159 | 30.8504 | 1 | 0 | 30.8504 | 30.8504 |  | 0
49.5878 | 0 | 584.0574 | 584.0574 | 1 |  | 15:11 | 4.34 |  | 578.6845 | 0 | 584.0574 | 49.601 | 49.5873 | -0.074063 | -3.3222 | 580.7352 |  | 25.3972 | 0 | 25.3972 | 49.5 | 1.2116 | 30.7704 | 1 | 0 | 30.7704 | 30.7704 |  | 0
49.5843 | 0 | 584.0574 | 584.0574 | 1 |  | 15:11 | 4.36 |  | 578.6861 | 0 | 584.0574 | 49.5993 | 49.586 | -0.071907 | -3.2252 | 580.8322 |  | 25.4942 | 0 | 25.4942 | 49.5 | 1.2077 | 30.7886 | 1 | 0 | 30.7886 | 30.7886 |  | 0
49.5843 | 0 | 584.0574 | 584.0574 | 1 |  | 15:11 | 4.38 |  | 578.6877 | 0 | 584.0574 | 49.5978 | 49.5844 | -0.069966 | -3.1382 | 580.9192 |  | 25.5812 | 0 | 25.5812 | 49.5 | 1.2032 | 30.7786 | 1 | 0 | 30.7786 | 30.7786 |  | 0
49.5843 | 0 | 584.0574 | 584.0574 | 1 |  | 15:11 | 4.4 |  | 578.6894 | 0 | 584.0574 | 49.5964 | 49.583 | -0.06987 | -3.1338 | 580.9236 |  | 25.5856 | 0 | 25.5856 | 49.5 | 1.1992 | 30.681 | 1 | 0 | 30.681 | 30.681 |  | 0
49.5809 | 0 | 584.0574 | 584.0574 | 1 |  | 15:11 | 4.42 |  | 578.691 | 0 | 584.0574 | 49.5949 | 49.5818 | -0.067983 | -3.049 | 581.0084 |  | 25.6704 | 0 | 25.6704 | 49.5 | 1.1956 | 30.6904 | 1 | 0 | 30.6904 | 30.6904 |  | 0
49.5809 | 0 | 584.0574 | 584.0574 | 1 |  | 15:11 | 4.44 |  | 578.6926 | 0 | 584.0574 | 49.5935 | 49.5803 | -0.066284 | -2.9728 | 581.0846 |  | 25.7466 | 0 | 25.7466 | 49.5 | 1.1914 | 30.6738 | 1 | 0 | 30.6738 | 30.6738 |  | 0
49.5774 | 0 | 584.0574 | 584.0574 | 1 |  | 15:11 | 4.46 |  | 578.6943 | 0 | 584.0574 | 49.5919 | 49.579 | -0.063056 | -2.8278 | 581.2296 |  | 25.8916 | 0 | 25.8916 | 49.5 | 1.1876 | 30.7497 | 1 | 0 | 30.7497 | 30.7497 |  | 0
49.5774 | 0 | 584.0574 | 584.0574 | 1 |  | 15:11 | 4.48 |  | 578.6959 | 0 | 584.0574 | 49.5904 | 49.5778 | -0.06025 | -2.702 | 581.3554 |  | 26.0174 | 0 | 26.0174 | 49.5 | 1.1843 | 30.812 | 1 | 0 | 30.812 | 30.812 |  | 0
49.574 | 0 | 584.0574 | 584.0574 | 1 |  | 15:11 | 4.5 |  | 578.6975 | 0 | 584.0574 | 49.5888 | 49.5767 | -0.059475 | -2.6671 | 581.3903 |  | 26.0523 | 0 | 26.0523 | 49.5 | 1.1813 | 30.7754 | 1 | 0 | 30.7754 | 30.7754 |  | 0
49.574 | 0 | 584.0574 | 584.0574 | 1 |  | 15:11 | 4.52 |  | 578.6992 | 0 | 584.0574 | 49.5873 | 49.5754 | -0.058778 | -2.6358 | 581.4216 |  | 26.0836 | 0 | 26.0836 | 49.5 | 1.1776 | 30.717 | 1 | 0 | 30.717 | 30.717 |  | 0
49.574 | 0 | 584.0574 | 584.0574 | 1 |  | 15:11 | 4.54 |  | 578.7008 | 0 | 584.0574 | 49.586 | 49.5742 | -0.0598 | -2.6816 | 581.3758 |  | 26.0378 | 0 | 26.0378 | 49.5 | 1.1744 | 30.5779 | 1 | 0 | 30.5779 | 30.5779 |  | 0
49.5705 | 0 | 584.0574 | 584.0574 | 1 |  | 15:11 | 4.56 |  | 578.7024 | 0 | 584.0574 | 49.5844 | 49.5732 | -0.05892 | -2.642 | 581.4154 |  | 26.0774 | 0 | 26.0774 | 49.5 | 1.1714 | 30.5481 | 1 | 0 | 30.5481 | 30.5481 |  | 0
49.5705 | 0 | 584.0574 | 584.0574 | 1 |  | 15:11 | 4.58 |  | 578.704 | 0 | 584.0574 | 49.583 | 49.5719 | -0.058128 | -2.6065 | 581.4509 |  | 26.1129 | 0 | 26.1129 | 49.5 | 1.1679 | 30.497 | 1 | 0 | 30.497 | 30.497 |  | 0
49.5705 | 0 | 584.0574 | 584.0574 | 1 |  | 15:11 | 4.6 |  | 578.7057 | 0 | 584.0574 | 49.5818 | 49.5707 | -0.055715 | -2.4983 | 581.5591 |  | 26.2211 | 0 | 26.2211 | 49.5 | 1.1647 | 30.5401 | 1 | 0 | 30.5401 | 30.5401 |  | 0
49.5671 | 0 | 584.0574 | 584.0574 | 1 |  | 15:11 | 4.62 |  | 578.7073 | 0 | 584.0574 | 49.5803 | 49.5697 | -0.050144 | -2.2483 | 581.8091 |  | 26.4711 | 0 | 26.4711 | 49.5 | 1.1619 | 30.7559 | 1 | 0 | 30.7559 | 30.7559 |  | 0
49.5671 | 0 | 584.0574 | 584.0574 | 1 |  | 15:11 | 4.64 |  | 578.7089 | 0 | 584.0574 | 49.579 | 49.5687 | -0.045129 | -2.0235 | 582.0339 |  | 26.6959 | 0 | 26.6959 | 49.5 | 1.1593 | 30.9491 | 1 | 0 | 30.9491 | 30.9491 |  | 0
49.5671 | 0 | 584.0574 | 584.0574 | 1 |  | 15:11 | 4.66 |  | 578.7106 | 0 | 584.0574 | 49.5778 | 49.5679 | -0.044116 | -1.9781 | 582.0793 |  | 26.7413 | 0 | 26.7413 | 49.5 | 1.157 | 30.9407 | 1 | 0 | 30.9407 | 30.9407 |  | 0
49.5671 | 0 | 584.0574 | 584.0574 | 1 |  | 15:11 | 4.68 |  | 578.7122 | 0 | 584.0574 | 49.5767 | 49.5671 | -0.044955 | -2.0156 | 582.0418 |  | 26.7038 | 0 | 26.7038 | 49.5 | 1.155 | 30.8425 | 1 | 0 | 30.8425 | 30.8425 |  | 0
49.5636 | 0 | 584.0574 | 584.0574 | 1 |  | 15:11 | 4.7 |  | 578.7138 | 0 | 584.0574 | 49.5754 | 49.5661 | -0.045709 | -2.0493 | 582.0081 |  | 26.6701 | 0 | 26.6701 | 49.5 | 1.1522 | 30.7298 | 1 | 0 | 30.7298 | 30.7298 |  | 0
49.5636 | 0 | 584.0574 | 584.0574 | 1 |  | 15:11 | 4.72 |  | 578.7155 | 0 | 584.0574 | 49.5742 | 49.5651 | -0.044638 | -2.0013 | 582.0561 |  | 26.7181 | 0 | 26.7181 | 49.5 | 1.1497 | 30.7189 | 1 | 0 | 30.7189 | 30.7189 |  | 0
49.5636 | 0 | 584.0574 | 584.0574 | 1 |  | 15:11 | 4.74 |  | 578.7171 | 0 | 584.0574 | 49.5732 | 49.5643 | -0.043574 | -1.9536 | 582.1038 |  | 26.7658 | 0 | 26.7658 | 49.5 | 1.1475 | 30.7143 | 1 | 0 | 30.7143 | 30.7143 |  | 0
49.5602 | 0 | 584.0574 | 584.0574 | 1 |  | 15:11 | 4.76 |  | 578.7187 | 0 | 584.0574 | 49.5719 | 49.5635 | -0.044317 | -1.9868 | 582.0706 |  | 26.7326 | 0 | 26.7326 | 49.5 | 1.1455 | 30.623 | 1 | 0 | 30.623 | 30.623 |  | 0
49.5602 | 0 | 584.0574 | 584.0574 | 1 |  | 15:11 | 4.78 |  | 578.7203 | 0 | 584.0574 | 49.5707 | 49.5625 | -0.044985 | -2.0167 | 582.0407 |  | 26.7027 | 0 | 26.7027 | 49.5 | 1.1429 | 30.5172 | 1 | 0 | 30.5172 | 30.5172 |  | 0
49.5602 | 0 | 584.0574 | 584.0574 | 1 |  | 15:11 | 4.8 |  | 578.722 | 0 | 584.0574 | 49.5697 | 49.5616 | -0.043887 | -1.9675 | 582.0899 |  | 26.7519 | 0 | 26.7519 | 49.5 | 1.1405 | 30.5094 | 1 | 0 | 30.5094 | 30.5094 |  | 0
49.5602 | 0 | 584.3829 | 584.3829 | 1 |  | 15:11 | 4.82 |  | 578.7236 | 0 | 584.3829 | 49.5687 | 49.5608 | -0.039498 | -1.7707 | 582.6122 |  | 27.2742 | 0 | 27.2742 | 49.5 | 1.1383 | 31.0463 | 1 | 0 | 31.0463 | 31.0463 |  | 0
49.5602 | 0 | 584.3829 | 584.3829 | 1 |  | 15:11 | 4.84 |  | 578.7252 | 0 | 584.3829 | 49.5679 | 49.56 | -0.035548 | -1.5937 | 582.7892 |  | 27.4512 | 0 | 27.4512 | 49.5 | 1.1364 | 31.195 | 1 | 0 | 31.195 | 31.195 |  | 0
49.5602 | 0 | 584.7085 | 584.7085 | 1 |  | 15:11 | 4.86 |  | 578.7269 | 0 | 584.7085 | 49.5671 | 49.5593 | -0.031993 | -1.4343 | 583.2742 |  | 27.9362 | 0 | 27.9362 | 49.5 | 1.1346 | 31.6978 | 1 | 0 | 31.6978 | 31.6978 |  | 0
49.5567 | 0 | 584.0574 | 584.0574 | 1 |  | 15:11 | 4.88 |  | 578.7285 | 0 | 584.0574 | 49.5661 | 49.5587 | -0.028794 | -1.2908 | 582.7666 |  | 27.4286 | 0 | 27.4286 | 49.5 | 1.1331 | 31.0793 | 1 | 0 | 31.0793 | 31.0793 |  | 0
49.5567 | 0 | 584.3829 | 584.3829 | 1 |  | 15:11 | 4.9 |  | 578.7301 | 0 | 584.3829 | 49.5651 | 49.5582 | -0.025915 | -1.1617 | 583.2212 |  | 27.8832 | 0 | 27.8832 | 49.5 | 1.1317 | 31.5555 | 1 | 0 | 31.5555 | 31.5555 |  | 0
49.5567 | 0 | 584.3829 | 584.3829 | 1 |  | 15:11 | 4.92 |  | 578.7318 | 0 | 584.3829 | 49.5643 | 49.5577 | -0.026823 | -1.2024 | 583.1805 |  | 27.8425 | 0 | 27.8425 | 49.5 | 1.1305 | 31.4746 | 1 | 0 | 31.4746 | 31.4746 |  | 0
49.5567 | 0 | 584.3829 | 584.3829 | 1 |  | 15:11 | 4.94 |  | 578.7334 | 0 | 584.3829 | 49.5635 | 49.5573 | -0.029391 | -1.3175 | 583.0654 |  | 27.7274 | 0 | 27.7274 | 49.5 | 1.1293 | 31.3133 | 1 | 0 | 31.3133 | 31.3133 |  | 0
49.5533 | 0 | 584.7085 | 584.7085 | 1 |  | 15:11 | 4.96 |  | 578.735 | 0 | 584.7085 | 49.5625 | 49.5565 | -0.031702 | -1.421 | 583.2875 |  | 27.9495 | 0 | 27.9495 | 49.5 | 1.1274 | 31.5111 | 1 | 0 | 31.5111 | 31.5111 |  | 0
49.5533 | 0 | 585.0341 | 585.0341 | 1 |  | 15:11 | 4.98 |  | 578.7366 | 0 | 585.0341 | 49.5616 | 49.5558 | -0.032032 | -1.4358 | 583.5983 |  | 28.2603 | 0 | 28.2603 | 49.5 | 1.1257 | 31.8133 | 1 | 0 | 31.8133 | 31.8133 |  | 0
49.5533 | 0 | 585.0341 | 585.0341 | 1 |  | 15:11 | 5 |  | 578.7383 | 0 | 585.0341 | 49.5608 | 49.5552 | -0.028828 | -1.2922 | 583.7419 |  | 28.4039 | 0 | 28.4039 | 49.5 | 1.1242 | 31.9315 | 1 | 0 | 31.9315 | 31.9315 |  | 0
49.5533 | 0 | 584.3829 | 584.3829 | 1 |  | 15:11 | 5.02 |  | 578.7399 | 0 | 584.3829 | 49.56 | 49.5547 | -0.025946 | -1.163 | 583.2199 |  | 27.8819 | 0 | 27.8819 | 49.5 | 1.1228 | 31.3065 | 1 | 0 | 31.3065 | 31.3065 |  | 0
49.5533 | 0 | 585.0341 | 585.0341 | 1 |  | 15:11 | 5.04 |  | 578.7415 | 0 | 585.0341 | 49.5593 | 49.5542 | -0.023351 | -1.0467 | 583.9874 |  | 28.6494 | 0 | 28.6494 | 49.5 | 1.1216 | 32.1329 | 1 | 0 | 32.1329 | 32.1329 |  | 0
49.5533 | 0 | 585.0341 | 585.0341 | 1 |  | 15:11 | 5.06 |  | 578.7432 | 0 | 585.0341 | 49.5587 | 49.5538 | -0.021016 | -0.94203 | 584.0921 |  | 28.7541 | 0 | 28.7541 | 49.5 | 1.1205 | 32.2185 | 1 | 0 | 32.2185 | 32.2185 |  | 0
49.5533 | 0 | 585.0341 | 585.0341 | 1 |  | 15:11 | 5.08 |  | 578.7448 | 0 | 585.0341 | 49.5582 | 49.5534 | -0.018914 | -0.84783 | 584.1863 |  | 28.8483 | 0 | 28.8483 | 49.5 | 1.1195 | 32.2953 | 1 | 0 | 32.2953 | 32.2953 |  | 0
49.5533 | 0 | 585.0341 | 585.0341 | 1 |  | 15:11 | 5.1 |  | 578.7464 | 0 | 585.0341 | 49.5577 | 49.553 | -0.017023 | -0.76305 | 584.2711 |  | 28.933 | 0 | 28.933 | 49.5 | 1.1186 | 32.3644 | 1 | 0 | 32.3644 | 32.3644 |  | 0
49.5533 | 0 | 585.0341 | 585.0341 | 1 |  | 15:11 | 5.12 |  | 578.7481 | 0 | 585.0341 | 49.5573 | 49.5527 | -0.015321 | -0.68674 | 584.3474 |  | 29.0094 | 0 | 29.0094 | 49.5 | 1.1178 | 32.4265 | 1 | 0 | 32.4265 | 32.4265 |  | 0
49.5498 | 0 | 585.6852 | 585.6852 | 1 |  | 15:11 | 5.14 |  | 578.7497 | 0 | 585.6852 | 49.5565 | 49.5524 | -0.013789 | -0.61803 | 585.0672 |  | 29.7292 | 0 | 29.7292 | 49.5 | 1.1171 | 33.2096 | 1 | 0 | 33.2096 | 33.2096 |  | 0
49.5498 | 0 | 585.0341 | 585.0341 | 1 |  | 15:11 | 5.16 |  | 578.7513 | 0 | 585.0341 | 49.5558 | 49.5521 | -0.01241 | -0.55622 | 584.4779 |  | 29.1399 | 0 | 29.1399 | 49.5 | 1.1164 | 32.5324 | 1 | 0 | 32.5324 | 32.5324 |  | 0
49.5498 | 0 | 585.3596 | 585.3596 | 1 |  | 15:11 | 5.18 |  | 578.7529 | 0 | 585.3596 | 49.5552 | 49.5519 | -0.011169 | -0.5006 | 584.859 |  | 29.521 | 0 | 29.521 | 49.5 | 1.1158 | 32.9407 | 1 | 0 | 32.9407 | 32.9407 |  | 0
49.5498 | 0 | 585.0341 | 585.0341 | 1 |  | 15:11 | 5.2 |  | 578.7546 | 0 | 585.0341 | 49.5547 | 49.5517 | -0.010052 | -0.45054 | 584.5836 |  | 29.2456 | 0 | 29.2456 | 49.5 | 1.1153 | 32.618 | 1 | 0 | 32.618 | 32.618 |  | 0
49.5498 | 0 | 585.0341 | 585.0341 | 1 |  | 15:11 | 5.22 |  | 578.7562 | 0 | 585.0341 | 49.5542 | 49.5515 | -0.0090467 | -0.40549 | 584.6286 |  | 29.2906 | 0 | 29.2906 | 49.5 | 1.1148 | 32.6544 | 1 | 0 | 32.6544 | 32.6544 |  | 0
49.5498 | 0 | 585.0341 | 585.0341 | 1 |  | 15:11 | 5.24 |  | 578.7578 | 0 | 585.0341 | 49.5538 | 49.5513 | -0.011642 | -0.52181 | 584.5123 |  | 29.1743 | 0 | 29.1743 | 49.5 | 1.1144 | 32.5124 | 1 | 0 | 32.5124 | 32.5124 |  | 0
49.5498 | 0 | 585.3596 | 585.3596 | 1 |  | 15:11 | 5.26 |  | 578.7595 | 0 | 585.3596 | 49.5534 | 49.5512 | -0.012228 | -0.54807 | 584.8115 |  | 29.4735 | 0 | 29.4735 | 49.5 | 1.114 | 32.8346 | 1 | 0 | 32.8346 | 32.8346 |  | 0
49.5498 | 0 | 585.6852 | 585.6852 | 1 |  | 15:11 | 5.28 |  | 578.7611 | 0 | 585.6852 | 49.553 | 49.5507 | -0.011005 | -0.49326 | 585.1919 |  | 29.8539 | 0 | 29.8539 | 49.5 | 1.1128 | 33.2223 | 1 | 0 | 33.2223 | 33.2223 |  | 0
49.5498 | 0 | 586.0107 | 586.0107 | 1 |  | 15:11 | 5.3 |  | 578.7627 | 0 | 586.0107 | 49.5527 | 49.5506 | -0.0081545 | -0.3655 | 585.6452 |  | 30.3072 | 0 | 30.3072 | 49.5 | 1.1126 | 33.72 | 1 | 0 | 33.72 | 33.72 |  | 0
49.5498 | 0 | 586.0107 | 586.0107 | 1 |  | 15:11 | 5.32 |  | 578.7644 | 0 | 586.0107 | 49.5524 | 49.5505 | -0.0038391 | -0.17207 | 585.8386 |  | 30.5006 | 0 | 30.5006 | 49.5 | 1.1124 | 33.9291 | 1 | 0 | 33.9291 | 33.9291 |  | 0
49.5498 | 0 | 585.6852 | 585.6852 | 1 |  | 15:11 | 5.34 |  | 578.766 | 0 | 585.6852 | 49.5521 | 49.5505 | -0.0034552 | -0.15487 | 585.5303 |  | 30.1923 | 0 | 30.1923 | 49.5 | 1.1122 | 33.5807 | 1 | 0 | 33.5807 | 33.5807 |  | 0
49.5498 | 0 | 586.0107 | 586.0107 | 1 |  | 15:11 | 5.36 |  | 578.7676 | 0 | 586.0107 | 49.5519 | 49.5504 | -0.0031097 | -0.13938 | 585.8713 |  | 30.5333 | 0 | 30.5333 | 49.5 | 1.1121 | 33.9551 | 1 | 0 | 33.9551 | 33.9551 |  | 0
49.5498 | 0 | 586.0107 | 586.0107 | 1 |  | 15:11 | 5.38 |  | 578.7692 | 0 | 586.0107 | 49.5517 | 49.5503 | -0.0027987 | -0.12544 | 585.8853 |  | 30.5473 | 0 | 30.5473 | 49.5 | 1.1119 | 33.9661 | 1 | 0 | 33.9661 | 33.9661 |  | 0
49.5498 | 0 | 586.0107 | 586.0107 | 1 |  | 15:11 | 5.4 |  | 578.7709 | 0 | 586.0107 | 49.5515 | 49.5503 | -0.0025188 | -0.1129 | 585.8978 |  | 30.5598 | 0 | 30.5598 | 49.5 | 1.1118 | 33.9761 | 1 | 0 | 33.9761 | 33.9761 |  | 0
49.5498 | 0 | 586.0107 | 586.0107 | 1 |  | 15:11 | 5.42 |  | 578.7725 | 0 | 586.0107 | 49.5513 | 49.5502 | -0.0022669 | -0.10161 | 585.9091 |  | 30.5711 | 0 | 30.5711 | 49.5 | 1.1117 | 33.9851 | 1 | 0 | 33.9851 | 33.9851 |  | 0
49.5498 | 0 | 586.9874 | 586.9874 | 1 |  | 15:11 | 5.44 |  | 578.7741 | 0 | 586.9874 | 49.5512 | 49.5502 | -0.0020402 | -0.091447 | 586.896 |  | 31.5579 | 0 | 31.5579 | 49.5 | 1.1116 | 35.0788 | 1 | 0 | 35.0788 | 35.0788 |  | 0
49.5463 | 0 | 586.9874 | 586.9874 | 1 |  | 15:11 | 5.46 |  | 578.7758 | 0 | 586.9874 | 49.5507 | 49.5501 | -0.0018362 | -0.082296 | 586.9051 |  | 31.5671 | 0 | 31.5671 | 49.5 | 1.1115 | 35.086 | 1 | 0 | 35.086 | 35.086 |  | 0
49.5498 | 0 | 586.9874 | 586.9874 | 1 |  | 15:11 | 5.48 |  | 578.7774 | 0 | 586.9874 | 49.5506 | 49.5501 | -0.0016526 | -0.074072 | 586.9133 |  | 31.5753 | 0 | 31.5753 | 49.5 | 1.1114 | 35.0924 | 1 | 0 | 35.0924 | 35.0924 |  | 0
49.5498 | 0 | 586.9874 | 586.9874 | 1 |  | 15:11 | 5.5 |  | 578.779 | 0 | 586.9874 | 49.5505 | 49.5501 | -0.0014873 | -0.066665 | 586.9207 |  | 31.5827 | 0 | 31.5827 | 49.5 | 1.1113 | 35.0982 | 1 | 0 | 35.0982 | 35.0982 |  | 0
49.5498 | 0 | 586.9874 | 586.9874 | 1 |  | 15:11 | 5.52 |  | 578.7807 | 0 | 586.9874 | 49.5505 | 49.5501 | -0.0048386 | -0.21687 | 586.7705 |  | 31.4325 | 0 | 31.4325 | 49.5 | 1.1112 | 34.9291 | 1 | 0 | 34.9291 | 34.9291 |  | 0
49.5498 | 0 | 586.9874 | 586.9874 | 1 |  | 15:11 | 5.54 |  | 578.7823 | 0 | 586.9874 | 49.5504 | 49.55 | -0.0096047 | -0.4305 | 586.5569 |  | 31.2189 | 0 | 31.2189 | 49.5 | 1.1112 | 34.6898 | 1 | 0 | 34.6898 | 34.6898 |  | 0
49.5498 | 0 | 586.9874 | 586.9874 | 1 |  | 15:11 | 5.56 |  | 578.7839 | 0 | 586.9874 | 49.5503 | 49.5497 | -0.013894 | -0.62276 | 586.3646 |  | 31.0266 | 0 | 31.0266 | 49.5 | 1.1103 | 34.4476 | 1 | 0 | 34.4476 | 34.4476 |  | 0
49.5498 | 0 | 587.313 | 587.313 | 1 |  | 15:11 | 5.58 |  | 578.7855 | 0 | 587.313 | 49.5503 | 49.5493 | -0.016005 | -0.71736 | 586.5956 |  | 31.2576 | 0 | 31.2576 | 49.5 | 1.1094 | 34.6782 | 1 | 0 | 34.6782 | 34.6782 |  | 0
49.5498 | 0 | 587.313 | 587.313 | 1 |  | 15:11 | 5.6 |  | 578.7872 | 0 | 587.313 | 49.5502 | 49.549 | -0.014404 | -0.64563 | 586.6674 |  | 31.3294 | 0 | 31.3294 | 49.5 | 1.1087 | 34.7345 | 1 | 0 | 34.7345 | 34.7345 |  | 0
49.5498 | 0 | 587.6385 | 587.6385 | 1 |  | 15:11 | 5.62 |  | 578.7888 | 0 | 587.6385 | 49.5502 | 49.5487 | -0.012964 | -0.58106 | 587.0574 |  | 31.7194 | 0 | 31.7194 | 49.5 | 1.108 | 35.1458 | 1 | 0 | 35.1458 | 35.1458 |  | 0
49.5498 | 0 | 587.9641 | 587.9641 | 1 |  | 15:11 | 5.64 |  | 578.7904 | 0 | 587.9641 | 49.5501 | 49.5485 | -0.011668 | -0.52296 | 587.4411 |  | 32.1031 | 0 | 32.1031 | 49.5 | 1.1074 | 35.5517 | 1 | 0 | 35.5517 | 35.5517 |  | 0
49.5498 | 0 | 587.9641 | 587.9641 | 1 |  | 15:11 | 5.66 |  | 578.7921 | 0 | 587.9641 | 49.5501 | 49.5483 | -0.010501 | -0.47066 | 587.4934 |  | 32.1554 | 0 | 32.1554 | 49.5 | 1.1069 | 35.5923 | 1 | 0 | 35.5923 | 35.5923 |  | 0
49.5498 | 0 | 587.9641 | 587.9641 | 1 |  | 15:11 | 5.68 |  | 578.7937 | 0 | 587.9641 | 49.5501 | 49.5481 | -0.0094507 | -0.4236 | 587.5405 |  | 32.2025 | 0 | 32.2025 | 49.5 | 1.1064 | 35.6288 | 1 | 0 | 35.6288 | 35.6288 |  | 0
49.5498 | 0 | 588.2897 | 588.2897 | 1 |  | 15:11 | 5.7 |  | 578.7953 | 0 | 588.2897 | 49.5501 | 49.5479 | -0.0085056 | -0.38124 | 587.9085 |  | 32.5705 | 0 | 32.5705 | 49.5 | 1.106 | 36.0217 | 1 | 0 | 36.0217 | 36.0217 |  | 0
49.5498 | 0 | 588.2897 | 588.2897 | 1 |  | 15:11 | 5.72 |  | 578.797 | 0 | 588.2897 | 49.55 | 49.5477 | -0.0076551 | -0.34311 | 587.9466 |  | 32.6086 | 0 | 32.6086 | 49.5 | 1.1056 | 36.051 | 1 | 0 | 36.051 | 36.051 |  | 0
49.5463 | 0 | 588.6152 | 588.6152 | 1 |  | 15:11 | 5.74 |  | 578.7986 | 0 | 588.6152 | 49.5497 | 49.5476 | -0.0068896 | -0.30878 | 588.3064 |  | 32.9684 | 0 | 32.9684 | 49.5 | 1.1052 | 36.4372 | 1 | 0 | 36.4372 | 36.4372 |  | 0
49.5463 | 0 | 588.2897 | 588.2897 | 1 |  | 15:11 | 5.76 |  | 578.8002 | 0 | 588.2897 | 49.5493 | 49.5475 | -0.0062006 | -0.2779 | 588.0118 |  | 32.6738 | 0 | 32.6738 | 49.5 | 1.1049 | 36.1012 | 1 | 0 | 36.1012 | 36.1012 |  | 0
49.5463 | 0 | 588.6152 | 588.6152 | 1 |  | 15:11 | 5.78 |  | 578.8018 | 0 | 588.6152 | 49.549 | 49.5474 | -0.0055805 | -0.25011 | 588.3651 |  | 33.0271 | 0 | 33.0271 | 49.5 | 1.1046 | 36.4821 | 1 | 0 | 36.4821 | 36.4821 |  | 0
49.5463 | 0 | 588.6152 | 588.6152 | 1 |  | 15:11 | 5.8 |  | 578.8035 | 0 | 588.6152 | 49.5487 | 49.5472 | -0.0050225 | -0.2251 | 588.3901 |  | 33.0521 | 0 | 33.0521 | 49.5 | 1.1044 | 36.5013 | 1 | 0 | 36.5013 | 36.5013 |  | 0
49.5463 | 0 | 588.9408 | 588.9408 | 1 |  | 15:11 | 5.82 |  | 578.8051 | 0 | 588.9408 | 49.5485 | 49.5472 | -0.0045202 | -0.20259 | 588.7382 |  | 33.4002 | 0 | 33.4002 | 49.5 | 1.1041 | 36.878 | 1 | 0 | 36.878 | 36.878 |  | 0
49.5463 | 0 | 588.9408 | 588.9408 | 1 |  | 15:11 | 5.84 |  | 578.8067 | 0 | 588.9408 | 49.5483 | 49.5471 | -0.0074682 | -0.33471 | 588.6061 |  | 33.2681 | 0 | 33.2681 | 49.5 | 1.1039 | 36.7252 | 1 | 0 | 36.7252 | 36.7252 |  | 0
49.5463 | 0 | 588.9408 | 588.9408 | 1 |  | 15:11 | 5.86 |  | 578.8084 | 0 | 588.9408 | 49.5481 | 49.547 | -0.011821 | -0.52982 | 588.411 |  | 33.073 | 0 | 33.073 | 49.5 | 1.1037 | 36.5036 | 1 | 0 | 36.5036 | 36.5036 |  | 0
49.5463 | 0 | 589.5919 | 589.5919 | 1 |  | 15:11 | 5.88 |  | 578.81 | 0 | 589.5919 | 49.5479 | 49.5466 | -0.015739 | -0.70541 | 588.8865 |  | 33.5485 | 0 | 33.5485 | 49.5 | 1.1027 | 36.9951 | 1 | 0 | 36.9951 | 36.9951 |  | 0
49.5463 | 0 | 589.9175 | 589.9175 | 1 |  | 15:11 | 5.9 |  | 578.8116 | 0 | 589.9175 | 49.5477 | 49.5462 | -0.017565 | -0.78725 | 589.1303 |  | 33.7922 | 0 | 33.7922 | 49.5 | 1.1018 | 37.2336 | 1 | 0 | 37.2336 | 37.2336 |  | 0
49.5463 | 0 | 589.9175 | 589.9175 | 1 |  | 15:11 | 5.92 |  | 578.8133 | 0 | 589.9175 | 49.5476 | 49.5459 | -0.015809 | -0.70852 | 589.209 |  | 33.871 | 0 | 33.871 | 49.5 | 1.101 | 37.2931 | 1 | 0 | 37.2931 | 37.2931 |  | 0
49.5463 | 0 | 589.9175 | 589.9175 | 1 |  | 15:11 | 5.94 |  | 578.8149 | 0 | 589.9175 | 49.5475 | 49.5456 | -0.014228 | -0.63767 | 589.2798 |  | 33.9418 | 0 | 33.9418 | 49.5 | 1.1003 | 37.3466 | 1 | 0 | 37.3466 | 37.3466 |  | 0
49.5463 | 0 | 589.9175 | 589.9175 | 1 |  | 15:11 | 5.96 |  | 578.8165 | 0 | 589.9175 | 49.5474 | 49.5453 | -0.012805 | -0.57391 | 589.3436 |  | 34.0056 | 0 | 34.0056 | 49.5 | 1.0997 | 37.3947 | 1 | 0 | 37.3947 | 37.3947 |  | 0
49.5463 | 0 | 590.243 | 590.243 | 1 |  | 15:11 | 5.98 |  | 578.8181 | 0 | 590.243 | 49.5472 | 49.5451 | -0.015025 | -0.67338 | 589.5696 |  | 34.2316 | 0 | 34.2316 | 49.5 | 1.0991 | 37.6233 | 1 | 0 | 37.6233 | 37.6233 |  | 0
49.5463 | 0 | 590.5686 | 590.5686 | 1 |  | 15:11 | 6 |  | 578.8198 | 0 | 590.5686 | 49.5472 | 49.5449 | -0.018772 | -0.84134 | 589.7273 |  | 34.3893 | 0 | 34.3893 | 49.5 | 1.0986 | 37.7785 | 1 | 0 | 37.7785 | 37.7785 |  | 0
49.5463 | 0 | 590.8942 | 590.8942 | 1 |  | 15:11 | 6.02 |  | 578.8214 | 0 | 590.8942 | 49.5471 | 49.5443 | -0.022145 | -0.9925 | 589.9017 |  | 34.5637 | 0 | 34.5637 | 49.5 | 1.0972 | 37.9246 | 1 | 0 | 37.9246 |  | 37.9246 | 0
49.5463 | 0 | 591.2197 | 591.2197 | 1 |  | 15:11 | 6.04 |  | 578.823 | 0 | 591.2197 | 49.547 | 49.5438 | -0.02343 | -1.0501 | 590.1696 |  | 34.8316 | 0 | 34.8316 | 49.5 | 1.0961 | 38.1774 | 1 | 0 | 38.1774 |  | 38.1774 | 0
49.5429 | 0 | 591.2197 | 591.2197 | 1 |  | 15:11 | 6.06 |  | 578.8247 | 0 | 591.2197 | 49.5466 | 49.5434 | -0.021087 | -0.94504 | 590.2747 |  | 34.9367 | 0 | 34.9367 | 49.5 | 1.095 | 38.2555 | 1 | 0 | 38.2555 |  | 38.2555 | 0
49.5429 | 0 | 591.2197 | 591.2197 | 1 |  | 15:11 | 6.08 |  | 578.8263 | 0 | 591.2197 | 49.5462 | 49.543 | -0.018979 | -0.85053 | 590.3692 |  | 35.0312 | 0 | 35.0312 | 49.5 | 1.094 | 38.3256 | 1 | 0 | 38.3256 |  | 38.3256 | 0
49.5429 | 0 | 591.2197 | 591.2197 | 1 |  | 15:11 | 6.1 |  | 578.8279 | 0 | 591.2197 | 49.5459 | 49.5426 | -0.017081 | -0.76548 | 590.4542 |  | 35.1162 | 0 | 35.1162 | 49.5 | 1.0932 | 38.3886 | 1 | 0 | 38.3886 |  | 38.3886 | 0
49.5429 | 0 | 591.2197 | 591.2197 | 1 |  | 15:11 | 6.12 |  | 578.8296 | 0 | 591.2197 | 49.5456 | 49.5423 | -0.018773 | -0.84131 | 590.3784 |  | 35.0404 | 0 | 35.0404 | 49.5 | 1.0924 | 38.2788 | 1 | 0 | 38.2788 |  | 38.2788 | 0
49.5429 | 0 | 591.2197 | 591.2197 | 1 |  | 15:11 | 6.14 |  | 578.8312 | 0 | 591.2197 | 49.5453 | 49.542 | -0.021995 | -0.98573 | 590.234 |  | 34.896 | 0 | 34.896 | 49.5 | 1.0917 | 38.0968 | 1 | 0 | 38.0968 |  | 38.0968 | 0
49.5429 | 0 | 591.2197 | 591.2197 | 1 |  | 15:11 | 6.16 |  | 578.8328 | 0 | 591.2197 | 49.5451 | 49.5414 | -0.024896 | -1.1157 | 590.104 |  | 34.766 | 0 | 34.766 | 49.5 | 1.0903 | 37.9052 | 1 | 0 | 37.9052 |  | 37.9052 | 0
49.5429 | 0 | 591.8708 | 591.8708 | 1 |  | 15:11 | 6.18 |  | 578.8344 | 0 | 591.8708 | 49.5449 | 49.5409 | -0.025806 | -1.1565 | 590.7143 |  | 35.3763 | 0 | 35.3763 | 49.5 | 1.089 | 38.5252 | 1 | 0 | 38.5252 |  | 38.5252 | 0
49.5394 | 0 | 591.8708 | 591.8708 | 1 |  | 15:11 | 6.2 |  | 578.8361 | 0 | 591.8708 | 49.5443 | 49.5404 | -0.023226 | -1.0408 | 590.83 |  | 35.492 | 0 | 35.492 | 49.5 | 1.0879 | 38.6103 | 1 | 0 | 38.6103 |  | 38.6103 | 0
49.5394 | 0 | 591.8708 | 591.8708 | 1 |  | 15:11 | 6.22 |  | 578.8377 | 0 | 591.8708 | 49.5438 | 49.5399 | -0.020903 | -0.93671 | 590.9341 |  | 35.5961 | 0 | 35.5961 | 49.5 | 1.0868 | 38.6866 | 1 | 0 | 38.6866 |  | 38.6866 | 0
49.5394 | 0 | 592.1964 | 592.1964 | 1 |  | 15:11 | 6.24 |  | 578.8393 | 0 | 592.1964 | 49.5434 | 49.5395 | -0.018813 | -0.84304 | 591.3534 |  | 36.0154 | 0 | 36.0154 | 49.5 | 1.0859 | 39.1088 | 1 | 0 | 39.1088 |  | 39.1088 | 0
49.5394 | 0 | 592.1964 | 592.1964 | 1 |  | 15:11 | 6.26 |  | 578.841 | 0 | 592.1964 | 49.543 | 49.5392 | -0.020432 | -0.91558 | 591.2808 |  | 35.9428 | 0 | 35.9428 | 49.5 | 1.0851 | 38.9999 | 1 | 0 | 38.9999 |  | 38.9999 | 0
49.5394 | 0 | 592.1964 | 592.1964 | 1 |  | 15:11 | 6.28 |  | 578.8426 | 0 | 592.1964 | 49.5426 | 49.5389 | -0.023638 | -1.0593 | 591.1371 |  | 35.7991 | 0 | 35.7991 | 49.5 | 1.0843 | 38.8171 | 1 | 0 | 38.8171 |  | 38.8171 | 0
49.5394 | 0 | 592.522 | 592.522 | 1 |  | 15:11 | 6.3 |  | 578.8442 | 0 | 592.522 | 49.5423 | 49.5382 | -0.026525 | -1.1886 | 591.3334 |  | 35.9954 | 0 | 35.9954 | 49.5 | 1.0828 | 38.976 | 1 | 0 | 38.976 |  | 38.976 | 0
49.5394 | 0 | 592.1964 | 592.1964 | 1 |  | 15:11 | 6.32 |  | 578.8459 | 0 | 592.1964 | 49.542 | 49.5377 | -0.027372 | -1.2266 | 590.9698 |  | 35.6318 | 0 | 35.6318 | 49.5 | 1.0815 | 38.5345 | 1 | 0 | 38.5345 |  | 38.5345 | 0
49.536 | 0 | 592.522 | 592.522 | 1 |  | 15:11 | 6.34 |  | 578.8475 | 0 | 592.522 | 49.5414 | 49.5371 | -0.024635 | -1.1039 | 591.4181 |  | 36.0801 | 0 | 36.0801 | 49.5 | 1.0803 | 38.9758 | 1 | 0 | 38.9758 |  | 38.9758 | 0
49.536 | 0 | 592.8475 | 592.8475 | 1 |  | 15:11 | 6.36 |  | 578.8491 | 0 | 592.8475 | 49.5409 | 49.5367 | -0.022171 | -0.99348 | 591.854 |  | 36.516 | 0 | 36.516 | 49.5 | 1.0792 | 39.4071 | 1 | 0 | 39.4071 |  | 39.4071 | 0
49.536 | 0 | 592.8475 | 592.8475 | 1 |  | 15:11 | 6.38 |  | 578.8507 | 0 | 592.8475 | 49.5404 | 49.5363 | -0.019954 | -0.89413 | 591.9534 |  | 36.6154 | 0 | 36.6154 | 49.5 | 1.0782 | 39.4787 | 1 | 0 | 39.4787 |  | 39.4787 | 0
49.536 | 0 | 592.522 | 592.522 | 1 |  | 15:11 | 6.4 |  | 578.8524 | 0 | 592.522 | 49.5399 | 49.5359 | -0.021359 | -0.95707 | 591.5649 |  | 36.2269 | 0 | 36.2269 | 49.5 | 1.0773 | 39.0282 | 1 | 0 | 39.0282 |  | 39.0282 | 0
49.536 | 0 | 592.8475 | 592.8475 | 1 |  | 15:11 | 6.42 |  | 578.854 | 0 | 592.8475 | 49.5395 | 49.5355 | -0.024323 | -1.0899 | 591.7576 |  | 36.4196 | 0 | 36.4196 | 49.5 | 1.0765 | 39.2072 | 1 | 0 | 39.2072 |  | 39.2072 | 0
49.536 | 0 | 592.8475 | 592.8475 | 1 |  | 15:11 | 6.44 |  | 578.8556 | 0 | 592.8475 | 49.5392 | 49.5349 | -0.026991 | -1.2094 | 591.6381 |  | 36.3001 | 0 | 36.3001 | 49.5 | 1.075 | 39.0243 | 1 | 0 | 39.0243 |  | 39.0243 | 0
49.536 | 0 | 592.8475 | 592.8475 | 1 |  | 15:11 | 6.46 |  | 578.8573 | 0 | 592.8475 | 49.5389 | 49.5343 | -0.027692 | -1.2408 | 591.6067 |  | 36.2687 | 0 | 36.2687 | 49.5 | 1.0737 | 38.9419 | 1 | 0 | 38.9419 |  | 38.9419 | 0
49.5325 | 0 | 592.8475 | 592.8475 | 1 |  | 15:11 | 6.48 |  | 578.8589 | 0 | 592.8475 | 49.5382 | 49.5338 | -0.024922 | -1.1167 | 591.7308 |  | 36.3928 | 0 | 36.3928 | 49.5 | 1.0725 | 39.0314 | 1 | 0 | 39.0314 |  | 39.0314 | 0
49.5325 | 0 | 592.8475 | 592.8475 | 1 |  | 15:11 | 6.5 |  | 578.8605 | 0 | 592.8475 | 49.5377 | 49.5333 | -0.02243 | -1.005 | 591.8425 |  | 36.5045 | 0 | 36.5045 | 49.5 | 1.0714 | 39.1118 | 1 | 0 | 39.1118 |  | 39.1118 | 0
49.5325 | 0 | 592.8475 | 592.8475 | 1 |  | 15:11 | 6.52 |  | 578.8622 | 0 | 592.8475 | 49.5371 | 49.5329 | -0.020187 | -0.9045 | 591.943 |  | 36.605 | 0 | 36.605 | 49.5 | 1.0705 | 39.1839 | 1 | 0 | 39.1839 |  | 39.1839 | 0
49.5325 | 0 | 592.522 | 592.522 | 1 |  | 15:11 | 6.54 |  | 578.8638 | 0 | 592.522 | 49.5367 | 49.5325 | -0.018168 | -0.81405 | 591.7079 |  | 36.3699 | 0 | 36.3699 | 49.5 | 1.0696 | 38.9006 | 1 | 0 | 38.9006 |  | 38.9006 | 0
49.5325 | 0 | 592.522 | 592.522 | 1 |  | 15:11 | 6.56 |  | 578.8654 | 0 | 592.522 | 49.5363 | 49.5322 | -0.016352 | -0.73265 | 591.7894 |  | 36.4513 | 0 | 36.4513 | 49.5 | 1.0688 | 38.9591 | 1 | 0 | 38.9591 |  | 38.9591 | 0
49.5325 | 0 | 592.8475 | 592.8475 | 1 |  | 15:11 | 6.58 |  | 578.867 | 0 | 592.8475 | 49.5359 | 49.5319 | -0.014716 | -0.65938 | 592.1881 |  | 36.8501 | 0 | 36.8501 | 49.5 | 1.0681 | 39.3594 | 1 | 0 | 39.3594 |  | 39.3594 | 0
49.5325 | 0 | 593.4987 | 593.4987 | 1 |  | 15:11 | 6.6 |  | 578.8687 | 0 | 593.4987 | 49.5355 | 49.5316 | -0.016745 | -0.75027 | 592.7484 |  | 37.4104 | 0 | 37.4104 | 49.5 | 1.0675 | 39.9341 | 1 | 0 | 39.9341 |  | 39.9341 | 0
49.5291 | 0 | 592.8475 | 592.8475 | 1 |  | 15:11 | 6.62 |  | 578.8703 | 0 | 592.8475 | 49.5349 | 49.5313 | -0.02032 | -0.91041 | 591.9371 |  | 36.5991 | 0 | 36.5991 | 49.5 | 1.0669 | 39.0472 | 1 | 0 | 39.0472 |  | 39.0472 | 0
49.5291 | 0 | 593.1731 | 593.1731 | 1 |  | 15:11 | 6.64 |  | 578.8719 | 0 | 593.1731 | 49.5343 | 49.5308 | -0.023538 | -1.0546 | 592.1185 |  | 36.7805 | 0 | 36.7805 | 49.5 | 1.0656 | 39.1927 | 1 | 0 | 39.1927 |  | 39.1927 | 0
49.5291 | 0 | 592.8475 | 592.8475 | 1 |  | 15:11 | 6.66 |  | 578.8736 | 0 | 592.8475 | 49.5338 | 49.5303 | -0.024684 | -1.1059 | 591.7416 |  | 36.4036 | 0 | 36.4036 | 49.5 | 1.0644 | 38.7483 | 1 | 0 | 38.7483 |  | 38.7483 | 0
49.5291 | 0 | 592.8475 | 592.8475 | 1 |  | 15:11 | 6.68 |  | 578.8752 | 0 | 592.8475 | 49.5333 | 49.5298 | -0.022216 | -0.99534 | 591.8522 |  | 36.5142 | 0 | 36.5142 | 49.5 | 1.0634 | 38.8276 | 1 | 0 | 38.8276 |  | 38.8276 | 0
49.5291 | 0 | 592.8475 | 592.8475 | 1 |  | 15:11 | 6.7 |  | 578.8768 | 0 | 592.8475 | 49.5329 | 49.5294 | -0.019994 | -0.89581 | 591.9517 |  | 36.6137 | 0 | 36.6137 | 49.5 | 1.0624 | 38.8987 | 1 | 0 | 38.8987 |  | 38.8987 | 0
49.5291 | 0 | 592.8475 | 592.8475 | 1 |  | 15:11 | 6.72 |  | 578.8785 | 0 | 592.8475 | 49.5325 | 49.529 | -0.017995 | -0.80623 | 592.0413 |  | 36.7033 | 0 | 36.7033 | 49.5 | 1.0616 | 38.9627 | 1 | 0 | 38.9627 |  | 38.9627 | 0
49.5291 | 0 | 592.8475 | 592.8475 | 1 |  | 15:11 | 6.74 |  | 578.8801 | 0 | 592.8475 | 49.5322 | 49.5287 | -0.016195 | -0.7256 | 592.1219 |  | 36.7839 | 0 | 36.7839 | 49.5 | 1.0608 | 39.0201 | 1 | 0 | 39.0201 |  | 39.0201 | 0
49.5291 | 0 | 592.8475 | 592.8475 | 1 |  | 15:11 | 6.76 |  | 578.8817 | 0 | 592.8475 | 49.5319 | 49.5283 | -0.014576 | -0.65304 | 592.1945 |  | 36.8565 | 0 | 36.8565 | 49.5 | 1.0601 | 39.0718 | 1 | 0 | 39.0718 |  | 39.0718 | 0
49.5291 | 0 | 592.8475 | 592.8475 | 1 |  | 15:11 | 6.78 |  | 578.8833 | 0 | 592.8475 | 49.5316 | 49.5281 | -0.013118 | -0.58774 | 592.2598 |  | 36.9218 | 0 | 36.9218 | 49.5 | 1.0595 | 39.1182 | 1 | 0 | 39.1182 |  | 39.1182 | 0
49.5291 | 0 | 592.8475 | 592.8475 | 1 |  | 15:11 | 6.8 |  | 578.885 | 0 | 592.8475 | 49.5313 | 49.5278 | -0.011806 | -0.52896 | 592.3185 |  | 36.9805 | 0 | 36.9805 | 49.5 | 1.0589 | 39.1599 | 1 | 0 | 39.1599 |  | 39.1599 | 0
49.5256 | 0 | 592.8475 | 592.8475 | 1 |  | 15:11 | 6.82 |  | 578.8866 | 0 | 592.8475 | 49.5308 | 49.5276 | -0.010626 | -0.47603 | 592.3715 |  | 37.0335 | 0 | 37.0335 | 49.5 | 1.0584 | 39.1975 | 1 | 0 | 39.1975 |  | 39.1975 | 0
49.5256 | 0 | 592.8475 | 592.8475 | 1 |  | 15:11 | 6.84 |  | 578.8882 | 0 | 592.8475 | 49.5303 | 49.5274 | -0.0095633 | -0.42843 | 592.4191 |  | 37.0811 | 0 | 37.0811 | 49.5 | 1.058 | 39.2312 | 1 | 0 | 39.2312 |  | 39.2312 | 0
49.5256 | 0 | 592.522 | 592.522 | 1 |  | 15:11 | 6.86 |  | 578.8899 | 0 | 592.522 | 49.5298 | 49.5272 | -0.0086069 | -0.38559 | 592.1364 |  | 36.7984 | 0 | 36.7984 | 49.5 | 1.0576 | 38.9173 | 1 | 0 | 38.9173 |  | 38.9173 | 0
49.5256 | 0 | 592.8475 | 592.8475 | 1 |  | 15:11 | 6.88 |  | 578.8915 | 0 | 592.8475 | 49.5294 | 49.5271 | -0.0077462 | -0.34703 | 592.5005 |  | 37.1625 | 0 | 37.1625 | 49.5 | 1.0572 | 39.2889 | 1 | 0 | 39.2889 |  | 39.2889 | 0
49.5256 | 0 | 592.8475 | 592.8475 | 1 |  | 15:11 | 6.9 |  | 578.8931 | 0 | 592.8475 | 49.529 | 49.5269 | -0.0069716 | -0.31233 | 592.5352 |  | 37.1972 | 0 | 37.1972 | 49.5 | 1.0569 | 39.3134 | 1 | 0 | 39.3134 |  | 39.3134 | 0
49.5256 | 0 | 592.1964 | 592.1964 | 1 |  | 15:11 | 6.92 |  | 578.8948 | 0 | 592.1964 | 49.5287 | 49.5268 | -0.0096745 | -0.43341 | 591.763 |  | 36.425 | 0 | 36.425 | 49.5 | 1.0566 | 38.4866 | 1 | 0 | 38.4866 |  | 38.4866 | 0
49.5256 | 0 | 592.1964 | 592.1964 | 1 |  | 15:11 | 6.94 |  | 578.8964 | 0 | 592.1964 | 49.5283 | 49.5267 | -0.013807 | -0.61855 | 591.5779 |  | 36.2398 | 0 | 36.2398 | 49.5 | 1.0563 | 38.2814 | 1 | 0 | 38.2814 |  | 38.2814 | 0
49.5256 | 0 | 592.522 | 592.522 | 1 |  | 15:11 | 6.96 |  | 578.898 | 0 | 592.522 | 49.5281 | 49.5262 | -0.024426 | -1.0943 | 591.4277 |  | 36.0897 | 0 | 36.0897 | 49.5 | 1.0553 | 38.0869 | 1 | 0 | 38.0869 |  | 38.0869 | 0
49.5256 | 0 | 592.1964 | 592.1964 | 1 |  | 15:11 | 6.98 |  | 578.8996 | 0 | 592.1964 | 49.5278 | 49.5258 | -0.028834 | -1.2917 | 590.9047 |  | 35.5667 | 0 | 35.5667 | 49.5 | 1.0544 | 37.5031 | 1 | 0 | 37.5031 |  | 37.5031 | 0
49.5256 | 0 | 592.1964 | 592.1964 | 1 |  | 15:11 | 7 |  | 578.9013 | 0 | 592.1964 | 49.5276 | 49.5248 | -0.02255 | -1.0102 | 591.1862 |  | 35.8481 | 0 | 35.8481 | 49.5 | 1.0521 | 37.7162 | 1 | 0 | 37.7162 |  | 37.7162 | 0
49.5256 | 0 | 592.1964 | 592.1964 | 1 |  | 15:11 | 7.02 |  | 578.9029 | 0 | 592.1964 | 49.5274 | 49.5245 | -0.0082453 | -0.36939 | 591.827 |  | 36.489 | 0 | 36.489 | 49.5 | 1.0515 | 38.3698 | 1 | 0 | 38.3698 |  | 38.3698 | 0
49.5256 | 0 | 592.1964 | 592.1964 | 1 |  | 15:11 | 7.04 |  | 578.9045 | 0 | 592.1964 | 49.5272 | 49.5246 | 0.0063292 | 0.28355 | 592.4799 |  | 37.1419 | 0 | 37.1419 | 49.5 | 1.0518 | 39.0653 | 1 | 0 | 39.0653 |  | 39.0653 | 0
49.5256 | 0 | 592.1964 | 592.1964 | 1 |  | 15:11 | 7.06 |  | 578.9062 | 0 | 592.1964 | 49.5271 | 49.5251 | 0.0090963 | 0.40751 | 592.6039 |  | 37.2659 | 0 | 37.2659 | 49.5 | 1.0528 | 39.2327 | 1 | 0 | 39.2327 |  | 39.2327 | 0
49.5256 | 0 | 591.8708 | 591.8708 | 1 |  | 15:11 | 7.08 |  | 578.9078 | 0 | 591.8708 | 49.5269 | 49.5251 | 0.0064367 | 0.28836 | 592.1592 |  | 36.8212 | 0 | 36.8212 | 49.5 | 1.0529 | 38.7689 | 1 | 0 | 38.7689 |  | 38.7689 | 0
49.5256 | 0 | 592.1964 | 592.1964 | 1 |  | 15:11 | 7.1 |  | 578.9094 | 0 | 592.1964 | 49.5268 | 49.5252 | 0.002293 | 0.10273 | 592.2991 |  | 36.9611 | 0 | 36.9611 | 49.5 | 1.053 | 38.9202 | 1 | 0 | 38.9202 |  | 38.9202 | 0
49.5256 | 0 | 591.2197 | 591.2197 | 1 |  | 15:11 | 7.12 |  | 578.9111 | 0 | 591.2197 | 49.5267 | 49.5252 | -0.0013363 | -0.059865 | 591.1598 |  | 35.8218 | 0 | 35.8218 | 49.5 | 1.0531 | 37.7239 | 1 | 0 | 37.7239 |  | 37.7239 | 0
49.5222 | 0 | 587.9641 | 587.9641 | 1 |  | 15:11 | 7.14 |  | 578.9127 | 0 | 587.9641 | 49.5262 | 49.5252 | -0.0063027 | -0.28234 | 587.6818 |  | 32.3438 | 0 | 32.3438 | 49.5 | 1.0532 | 34.064 | 1 | 0 | 34.064 |  | 34.064 | 0
49.5222 | 0 | 590.8942 | 590.8942 | 1 |  | 15:11 | 7.16 |  | 578.9143 | 0 | 590.8942 | 49.5258 | 49.5249 | -0.010772 | -0.48257 | 590.4116 |  | 35.0736 | 0 | 35.0736 | 49.5 | 1.0525 | 36.9153 | 1 | 0 | 36.9153 |  | 36.9153 | 0
49.5153 | 0 | 594.8009 | 594.8009 | 1 |  | 15:11 | 7.18 |  | 578.9159 | 0 | 594.8009 | 49.5248 | 49.5247 | -0.013095 | -0.58654 | 594.2144 |  | 38.8764 | 0 | 38.8764 | 49.5 | 1.0519 | 40.8941 | 1 | 0 | 40.8941 |  | 40.8941 | 0
49.5222 | 0 | 596.4287 | 596.4287 | 1 |  | 15:11 | 7.2 |  | 578.9176 | 0 | 596.4287 | 49.5245 | 49.5244 | -0.011786 | -0.52796 | 595.9007 |  | 40.5627 | 0 | 40.5627 | 49.5 | 1.0514 | 42.6458 | 1 | 0 | 42.6458 |  | 42.6458 | 0
49.5256 | 0 | 593.8242 | 593.8242 | 1 |  | 15:11 | 7.22 |  | 578.9192 | 0 | 593.8242 | 49.5246 | 49.5242 | -0.010607 | -0.47519 | 593.349 |  | 38.011 | 0 | 38.011 | 49.5 | 1.0509 | 39.9444 | 1 | 0 | 39.9444 |  | 39.9444 | 0
49.5291 | 0 | 592.1964 | 592.1964 | 1 |  | 15:11 | 7.24 |  | 578.9208 | 0 | 592.1964 | 49.5251 | 49.524 | -0.0095464 | -0.4277 | 591.7687 |  | 36.4307 | 0 | 36.4307 | 49.5 | 1.0504 | 38.2676 | 1 | 0 | 38.2676 |  | 38.2676 | 0
49.5256 | 0 | 591.2197 | 591.2197 | 1 |  | 15:11 | 7.26 |  | 578.9225 | 0 | 591.2197 | 49.5251 | 49.5238 | -0.0085917 | -0.38491 | 590.8348 |  | 35.4968 | 0 | 35.4968 | 49.5 | 1.05 | 37.2725 | 1 | 0 | 37.2725 |  | 37.2725 | 0
49.5256 | 0 | 591.2197 | 591.2197 | 1 |  | 15:11 | 7.28 |  | 578.9241 | 0 | 591.2197 | 49.5252 | 49.5237 | -0.0077326 | -0.34642 | 590.8733 |  | 35.5353 | 0 | 35.5353 | 49.5 | 1.0497 | 37.3002 | 1 | 0 | 37.3002 |  | 37.3002 | 0
49.5256 | 0 | 592.1964 | 592.1964 | 1 |  | 15:11 | 7.3 |  | 578.9257 | 0 | 592.1964 | 49.5252 | 49.5235 | -0.0069593 | -0.31177 | 591.8846 |  | 36.5466 | 0 | 36.5466 | 49.5 | 1.0493 | 38.3501 | 1 | 0 | 38.3501 |  | 38.3501 | 0
49.5256 | 0 | 592.522 | 592.522 | 1 |  | 15:11 | 7.32 |  | 578.9274 | 0 | 592.522 | 49.5252 | 49.5234 | -0.0062634 | -0.2806 | 592.2414 |  | 36.9034 | 0 | 36.9034 | 49.5 | 1.0491 | 38.7138 | 1 | 0 | 38.7138 |  | 38.7138 | 0
49.5222 | 0 | 592.522 | 592.522 | 1 |  | 15:11 | 7.34 |  | 578.929 | 0 | 592.522 | 49.5249 | 49.5233 | -0.005637 | -0.25252 | 592.2695 |  | 36.9315 | 0 | 36.9315 | 49.5 | 1.0488 | 38.7336 | 1 | 0 | 38.7336 |  | 38.7336 | 0
49.5222 | 0 | 592.1964 | 592.1964 | 1 |  | 15:11 | 7.36 |  | 578.9306 | 0 | 592.1964 | 49.5247 | 49.5232 | -0.0050733 | -0.22727 | 591.9691 |  | 36.6311 | 0 | 36.6311 | 49.5 | 1.0486 | 38.4101 | 1 | 0 | 38.4101 |  | 38.4101 | 0
49.5222 | 0 | 592.1964 | 592.1964 | 1 |  | 15:11 | 7.38 |  | 578.9322 | 0 | 592.1964 | 49.5244 | 49.5231 | -0.004566 | -0.20454 | 591.9919 |  | 36.6539 | 0 | 36.6539 | 49.5 | 1.0484 | 38.4262 | 1 | 0 | 38.4262 |  | 38.4262 | 0
49.5222 | 0 | 591.8708 | 591.8708 | 1 |  | 15:11 | 7.4 |  | 578.9339 | 0 | 591.8708 | 49.5242 | 49.523 | -0.0041094 | -0.18409 | 591.6867 |  | 36.3487 | 0 | 36.3487 | 49.5 | 1.0482 | 38.0994 | 1 | 0 | 38.0994 |  | 38.0994 | 0
49.5222 | 0 | 591.8708 | 591.8708 | 1 |  | 15:11 | 7.42 |  | 578.9355 | 0 | 591.8708 | 49.524 | 49.5229 | -0.0036985 | -0.16568 | 591.7051 |  | 36.3671 | 0 | 36.3671 | 49.5 | 1.048 | 38.1125 | 1 | 0 | 38.1125 |  | 38.1125 | 0
49.5222 | 0 | 591.5453 | 591.5453 | 1 |  | 15:11 | 7.44 |  | 578.9371 | 0 | 591.5453 | 49.5238 | 49.5228 | -0.0033286 | -0.14911 | 591.3962 |  | 36.0582 | 0 | 36.0582 | 49.5 | 1.0478 | 37.7832 | 1 | 0 | 37.7832 |  | 37.7832 | 0
49.5222 | 0 | 591.5453 | 591.5453 | 1 |  | 15:11 | 7.46 |  | 578.9388 | 0 | 591.5453 | 49.5237 | 49.5228 | 0.00040425 | 0.018109 | 591.5634 |  | 36.2254 | 0 | 36.2254 | 49.5 | 1.0477 | 37.9534 | 1 | 0 | 37.9534 |  | 37.9534 | 0
49.5222 | 0 | 591.5453 | 591.5453 | 1 |  | 15:11 | 7.48 |  | 578.9404 | 0 | 591.5453 | 49.5235 | 49.5227 | 0.0054638 | 0.24476 | 591.7901 |  | 36.4521 | 0 | 36.4521 | 49.5 | 1.0476 | 38.1864 | 1 | 0 | 38.1864 |  | 38.1864 | 0
49.5222 | 0 | 591.2197 | 591.2197 | 1 |  | 15:11 | 7.5 |  | 578.942 | 0 | 591.2197 | 49.5234 | 49.523 | 0.010017 | 0.44875 | 591.6684 |  | 36.3304 | 0 | 36.3304 | 49.5 | 1.0482 | 38.082 | 1 | 0 | 38.082 |  | 38.082 | 0
49.5222 | 0 | 590.8942 | 590.8942 | 1 |  | 15:11 | 7.52 |  | 578.9437 | 0 | 590.8942 | 49.5233 | 49.5233 | 0.012416 | 0.55618 | 591.4504 |  | 36.1124 | 0 | 36.1124 | 49.5 | 1.0488 | 37.8741 | 1 | 0 | 37.8741 |  | 37.8741 | 0
49.5222 | 0 | 590.5686 | 590.5686 | 1 |  | 15:11 | 7.54 |  | 578.9453 | 0 | 590.5686 | 49.5232 | 49.5235 | 0.011174 | 0.50056 | 591.0692 |  | 35.7312 | 0 | 35.7312 | 49.5 | 1.0493 | 37.4927 | 1 | 0 | 37.4927 |  | 37.4927 | 0
49.5222 | 0 | 590.5686 | 590.5686 | 1 |  | 15:11 | 7.56 |  | 578.9469 | 0 | 590.5686 | 49.5231 | 49.5237 | 0.010057 | 0.45051 | 591.0191 |  | 35.6811 | 0 | 35.6811 | 49.5 | 1.0498 | 37.4568 | 1 | 0 | 37.4568 |  | 37.4568 | 0
49.5222 | 0 | 590.243 | 590.243 | 1 |  | 15:11 | 7.58 |  | 578.9485 | 0 | 590.243 | 49.523 | 49.5239 | 0.009051 | 0.40546 | 590.6485 |  | 35.3105 | 0 | 35.3105 | 49.5 | 1.0502 | 37.0824 | 1 | 0 | 37.0824 |  | 37.0824 | 0
49.5222 | 0 | 589.9175 | 589.9175 | 1 |  | 15:11 | 7.6 |  | 578.9502 | 0 | 589.9175 | 49.5229 | 49.5241 | 0.0081459 | 0.36491 | 590.2824 |  | 34.9444 | 0 | 34.9444 | 49.5 | 1.0506 | 36.7112 | 1 | 0 | 36.7112 |  | 36.7112 | 0
49.5222 | 0 | 589.5919 | 589.5919 | 1 |  | 15:11 | 7.62 |  | 578.9518 | 0 | 589.5919 | 49.5228 | 49.5242 | 0.010831 | 0.48521 | 590.0771 |  | 34.7391 | 0 | 34.7391 | 49.5 | 1.0509 | 36.5073 | 1 | 0 | 36.5073 |  | 36.5073 | 0
49.5222 | 0 | 589.2664 | 589.2664 | 1 |  | 15:11 | 7.64 |  | 578.9534 | 0 | 589.2664 | 49.5228 | 49.5244 | 0.014998 | 0.67187 | 589.9383 |  | 34.6003 | 0 | 34.6003 | 49.5 | 1.0512 | 36.372 | 1 | 0 | 36.372 |  | 36.372 | 0
49.5222 | 0 | 589.2664 | 589.2664 | 1 |  | 15:11 | 7.66 |  | 578.9551 | 0 | 589.2664 | 49.5227 | 49.5248 | 0.018748 | 0.83986 | 590.1063 |  | 34.7683 | 0 | 34.7683 | 49.5 | 1.0523 | 36.5851 | 1 | 0 | 36.5851 |  | 36.5851 | 0
49.5256 | 0 | 588.9408 | 588.9408 | 1 |  | 15:11 | 7.68 |  | 578.9567 | 0 | 588.9408 | 49.523 | 49.5253 | 0.020374 | 0.91273 | 589.8535 |  | 34.5155 | 0 | 34.5155 | 49.5 | 1.0532 | 36.3518 | 1 | 0 | 36.3518 |  | 36.3518 | 0
49.5256 | 0 | 588.9408 | 588.9408 | 1 |  | 15:11 | 7.7 |  | 578.9583 | 0 | 588.9408 | 49.5233 | 49.5256 | 0.018336 | 0.82146 | 589.7623 |  | 34.4243 | 0 | 34.4243 | 49.5 | 1.0541 | 36.285 | 1 | 0 | 36.285 |  | 36.285 | 0
49.5256 | 0 | 588.9408 | 588.9408 | 1 |  | 15:11 | 7.72 |  | 578.96 | 0 | 588.9408 | 49.5235 | 49.526 | 0.016503 | 0.73931 | 589.6801 |  | 34.3421 | 0 | 34.3421 | 49.5 | 1.0548 | 36.2249 | 1 | 0 | 36.2249 |  | 36.2249 | 0
49.5256 | 0 | 588.6152 | 588.6152 | 1 |  | 15:11 | 7.74 |  | 578.9616 | 0 | 588.6152 | 49.5237 | 49.5263 | 0.014852 | 0.66538 | 589.2806 |  | 33.9426 | 0 | 33.9426 | 49.5 | 1.0555 | 35.827 | 1 | 0 | 35.827 |  | 35.827 | 0
49.5256 | 0 | 588.6152 | 588.6152 | 1 |  | 15:11 | 7.76 |  | 578.9632 | 0 | 588.6152 | 49.5239 | 49.5266 | 0.013367 | 0.59884 | 589.214 |  | 33.876 | 0 | 33.876 | 49.5 | 1.0561 | 35.7779 | 1 | 0 | 35.7779 |  | 35.7779 | 0
49.5256 | 0 | 588.9408 | 588.9408 | 1 |  | 15:11 | 7.78 |  | 578.9648 | 0 | 588.9408 | 49.5241 | 49.5268 | 0.01203 | 0.53896 | 589.4798 |  | 34.1418 | 0 | 34.1418 | 49.5 | 1.0567 | 36.0777 | 1 | 0 | 36.0777 |  | 36.0777 | 0
49.5256 | 0 | 588.9408 | 588.9408 | 1 |  | 15:11 | 7.8 |  | 578.9665 | 0 | 588.9408 | 49.5242 | 49.5271 | 0.014227 | 0.63738 | 589.5782 |  | 34.2402 | 0 | 34.2402 | 49.5 | 1.0572 | 36.1991 | 1 | 0 | 36.1991 |  | 36.1991 | 0
49.5256 | 0 | 588.6152 | 588.6152 | 1 |  | 15:11 | 7.82 |  | 578.9681 | 0 | 588.6152 | 49.5244 | 49.5273 | 0.017905 | 0.80212 | 589.4173 |  | 34.0793 | 0 | 34.0793 | 49.5 | 1.0577 | 36.0446 | 1 | 0 | 36.0446 |  | 36.0446 | 0
49.5291 | 0 | 588.6152 | 588.6152 | 1 |  | 15:11 | 7.84 |  | 578.9697 | 0 | 588.6152 | 49.5248 | 49.5278 | 0.021214 | 0.95045 | 589.5657 |  | 34.2277 | 0 | 34.2277 | 49.5 | 1.0588 | 36.2416 | 1 | 0 | 36.2416 |  | 36.2416 | 0
49.5291 | 0 | 588.9408 | 588.9408 | 1 |  | 15:11 | 7.86 |  | 578.9714 | 0 | 588.9408 | 49.5253 | 49.5283 | 0.022493 | 1.0077 | 589.9485 |  | 34.6105 | 0 | 34.6105 | 49.5 | 1.0599 | 36.6837 | 1 | 0 | 36.6837 |  | 36.6837 | 0
49.5291 | 0 | 588.9408 | 588.9408 | 1 |  | 15:11 | 7.88 |  | 578.973 | 0 | 588.9408 | 49.5256 | 49.5287 | 0.020243 | 0.90696 | 589.8478 |  | 34.5098 | 0 | 34.5098 | 49.5 | 1.0609 | 36.6098 | 1 | 0 | 36.6098 |  | 36.6098 | 0
49.5291 | 0 | 589.2664 | 589.2664 | 1 |  | 15:11 | 7.9 |  | 578.9746 | 0 | 589.2664 | 49.526 | 49.5291 | 0.018219 | 0.81627 | 590.0827 |  | 34.7447 | 0 | 34.7447 | 49.5 | 1.0617 | 36.8889 | 1 | 0 | 36.8889 |  | 36.8889 | 0
49.5291 | 0 | 589.2664 | 589.2664 | 1 |  | 15:11 | 7.92 |  | 578.9763 | 0 | 589.2664 | 49.5263 | 49.5294 | 0.016397 | 0.73464 | 590.001 |  | 34.663 | 0 | 34.663 | 49.5 | 1.0625 | 36.8291 | 1 | 0 | 36.8291 |  | 36.8291 | 0
49.5291 | 0 | 589.5919 | 589.5919 | 1 |  | 15:11 | 7.94 |  | 578.9779 | 0 | 589.5919 | 49.5266 | 49.5297 | 0.014757 | 0.66118 | 590.2531 |  | 34.9151 | 0 | 34.9151 | 49.5 | 1.0632 | 37.1213 | 1 | 0 | 37.1213 |  | 37.1213 | 0
49.5291 | 0 | 588.9408 | 588.9408 | 1 |  | 15:11 | 7.96 |  | 578.9795 | 0 | 588.9408 | 49.5268 | 49.53 | 0.013282 | 0.59506 | 589.5359 |  | 34.1979 | 0 | 34.1979 | 49.5 | 1.0638 | 36.3803 | 1 | 0 | 36.3803 |  | 36.3803 | 0
49.5291 | 0 | 589.2664 | 589.2664 | 1 |  | 15:11 | 7.98 |  | 578.9811 | 0 | 589.2664 | 49.5271 | 49.5302 | 0.011954 | 0.53555 | 589.802 |  | 34.4639 | 0 | 34.4639 | 49.5 | 1.0644 | 36.6829 | 1 | 0 | 36.6829 |  | 36.6829 | 0
49.5291 | 0 | 589.5919 | 589.5919 | 1 |  | 15:11 | 8 |  | 578.9828 | 0 | 589.5919 | 49.5273 | 49.5305 | 0.010758 | 0.482 | 590.0739 |  | 34.7359 | 0 | 34.7359 | 49.5 | 1.0649 | 36.9901 | 1 | 0 | 36.9901 |  | 36.9901 | 0
49.5325 | 0 | 589.9175 | 589.9175 | 1 |  | 15:11 | 8.02 |  | 578.9844 | 0 | 589.9175 | 49.5278 | 49.5307 | 0.0096824 | 0.43383 | 590.3513 |  | 35.0133 | 0 | 35.0133 | 49.5 | 1.0654 | 37.3017 | 1 | 0 | 37.3017 |  | 37.3017 | 0
49.5325 | 0 | 589.2664 | 589.2664 | 1 |  | 15:11 | 8.04 |  | 578.986 | 0 | 589.2664 | 49.5283 | 49.5309 | 0.012214 | 0.54727 | 589.8137 |  | 34.4757 | 0 | 34.4757 | 49.5 | 1.0658 | 36.7432 | 1 | 0 | 36.7432 |  | 36.7432 | 0
49.5325 | 0 | 589.5919 | 589.5919 | 1 |  | 15:11 | 8.06 |  | 578.9877 | 0 | 589.5919 | 49.5287 | 49.531 | 0.016243 | 0.72777 | 590.3197 |  | 34.9817 | 0 | 34.9817 | 49.5 | 1.0661 | 37.2955 | 1 | 0 | 37.2955 |  | 37.2955 | 0
49.5325 | 0 | 590.243 | 590.243 | 1 |  | 15:11 | 8.08 |  | 578.9893 | 0 | 590.243 | 49.5291 | 49.5315 | 0.019868 | 0.89022 | 591.1332 |  | 35.7952 | 0 | 35.7952 | 49.5 | 1.0673 | 38.2035 | 1 | 0 | 38.2035 |  | 38.2035 | 0
49.5325 | 0 | 589.9175 | 589.9175 | 1 |  | 15:11 | 8.1 |  | 578.9909 | 0 | 589.9175 | 49.5294 | 49.532 | 0.021382 | 0.95802 | 590.8755 |  | 35.5375 | 0 | 35.5375 | 49.5 | 1.0683 | 37.9647 | 1 | 0 | 37.9647 |  | 37.9647 | 0
49.5325 | 0 | 589.9175 | 589.9175 | 1 |  | 15:11 | 8.12 |  | 578.9926 | 0 | 589.9175 | 49.5297 | 49.5324 | 0.019243 | 0.86222 | 590.7797 |  | 35.4417 | 0 | 35.4417 | 49.5 | 1.0692 | 37.895 | 1 | 0 | 37.895 |  | 37.895 | 0
49.5325 | 0 | 589.9175 | 589.9175 | 1 |  | 15:11 | 8.14 |  | 578.9942 | 0 | 589.9175 | 49.53 | 49.5327 | 0.017319 | 0.776 | 590.6935 |  | 35.3555 | 0 | 35.3555 | 49.5 | 1.0701 | 37.8322 | 1 | 0 | 37.8322 |  | 37.8322 | 0
49.5325 | 0 | 590.5686 | 590.5686 | 1 |  | 15:11 | 8.16 |  | 578.9958 | 0 | 590.5686 | 49.5302 | 49.5331 | 0.015587 | 0.6984 | 591.267 |  | 35.929 | 0 | 35.929 | 49.5 | 1.0708 | 38.4728 | 1 | 0 | 38.4728 |  | 38.4728 | 0
49.5325 | 0 | 590.243 | 590.243 | 1 |  | 15:11 | 8.18 |  | 578.9974 | 0 | 590.243 | 49.5305 | 49.5334 | 0.014028 | 0.62856 | 590.8716 |  | 35.5336 | 0 | 35.5336 | 49.5 | 1.0715 | 38.0733 | 1 | 0 | 38.0733 |  | 38.0733 | 0
49.5325 | 0 | 589.9175 | 589.9175 | 1 |  | 15:11 | 8.2 |  | 578.9991 | 0 | 589.9175 | 49.5307 | 49.5336 | 0.012626 | 0.5657 | 590.4832 |  | 35.1452 | 0 | 35.1452 | 49.5 | 1.0721 | 37.6786 | 1 | 0 | 37.6786 |  | 37.6786 | 0
49.5325 | 0 | 589.9175 | 589.9175 | 1 |  | 15:11 | 8.22 |  | 579.0007 | 0 | 589.9175 | 49.5309 | 49.5339 | 0.011363 | 0.50913 | 590.4266 |  | 35.0886 | 0 | 35.0886 | 49.5 | 1.0726 | 37.6372 | 1 | 0 | 37.6372 |  | 37.6372 | 0
49.5325 | 0 | 590.5686 | 590.5686 | 1 |  | 15:11 | 8.24 |  | 579.0023 | 0 | 590.5686 | 49.531 | 49.5341 | 0.010227 | 0.45822 | 591.0268 |  | 35.6888 | 0 | 35.6888 | 49.5 | 1.0731 | 38.2985 | 1 | 0 | 38.2985 |  | 38.2985 | 0
49.536 | 0 | 590.243 | 590.243 | 1 |  | 15:11 | 8.26 |  | 579.004 | 0 | 590.243 | 49.5315 | 49.5343 | 0.0092041 | 0.41243 | 590.6554 |  | 35.3174 | 0 | 35.3174 | 49.5 | 1.0736 | 37.9157 | 1 | 0 | 37.9157 |  | 37.9157 | 0
49.536 | 0 | 590.243 | 590.243 | 1 |  | 15:11 | 8.28 |  | 579.0056 | 0 | 590.243 | 49.532 | 49.5344 | 0.0082837 | 0.37118 | 590.6142 |  | 35.2762 | 0 | 35.2762 | 49.5 | 1.074 | 37.8855 | 1 | 0 | 37.8855 |  | 37.8855 | 0
49.536 | 0 | 590.243 | 590.243 | 1 |  | 15:11 | 8.3 |  | 579.0072 | 0 | 590.243 | 49.5324 | 49.5346 | 0.0074553 | 0.33407 | 590.5771 |  | 35.2391 | 0 | 35.2391 | 49.5 | 1.0743 | 37.8584 | 1 | 0 | 37.8584 |  | 37.8584 | 0
49.536 | 0 | 590.5686 | 590.5686 | 1 |  | 15:11 | 8.32 |  | 579.0089 | 0 | 590.5686 | 49.5327 | 49.5347 | 0.0067098 | 0.30066 | 590.8693 |  | 35.5313 | 0 | 35.5313 | 49.5 | 1.0747 | 38.1838 | 1 | 0 | 38.1838 |  | 38.1838 | 0
49.536 | 0 | 590.243 | 590.243 | 1 |  | 15:11 | 8.34 |  | 579.0105 | 0 | 590.243 | 49.5331 | 49.5349 | 0.0060388 | 0.27059 | 590.5136 |  | 35.1756 | 0 | 35.1756 | 49.5 | 1.0749 | 37.8119 | 1 | 0 | 37.8119 |  | 37.8119 | 0
49.536 | 0 | 590.5686 | 590.5686 | 1 |  | 15:11 | 8.36 |  | 579.0121 | 0 | 590.5686 | 49.5334 | 49.535 | 0.0054349 | 0.24353 | 590.8121 |  | 35.4741 | 0 | 35.4741 | 49.5 | 1.0752 | 38.1422 | 1 | 0 | 38.1422 |  | 38.1422 | 0
49.536 | 0 | 591.2197 | 591.2197 | 1 |  | 15:11 | 8.38 |  | 579.0137 | 0 | 591.2197 | 49.5336 | 49.5351 | 0.0048914 | 0.21918 | 591.4389 |  | 36.1009 | 0 | 36.1009 | 49.5 | 1.0754 | 38.8246 | 1 | 0 | 38.8246 |  | 38.8246 | 0
49.536 | 0 | 590.8942 | 590.8942 | 1 |  | 15:11 | 8.4 |  | 579.0154 | 0 | 590.8942 | 49.5339 | 49.5352 | 0.0044023 | 0.19726 | 591.0915 |  | 35.7535 | 0 | 35.7535 | 49.5 | 1.0757 | 38.4586 | 1 | 0 | 38.4586 |  | 38.4586 | 0
49.536 | 0 | 590.5686 | 590.5686 | 1 |  | 15:11 | 8.42 |  | 579.017 | 0 | 590.5686 | 49.5341 | 49.5353 | 0.0039621 | 0.17754 | 590.7461 |  | 35.4081 | 0 | 35.4081 | 49.5 | 1.0759 | 38.094 | 1 | 0 | 38.094 |  | 38.094 | 0
49.536 | 0 | 591.2197 | 591.2197 | 1 |  | 15:11 | 8.44 |  | 579.0186 | 0 | 591.2197 | 49.5343 | 49.5353 | 0.0035659 | 0.15978 | 591.3795 |  | 36.0415 | 0 | 36.0415 | 49.5 | 1.076 | 38.7816 | 1 | 0 | 38.7816 |  | 38.7816 | 0
49.536 | 0 | 591.5453 | 591.5453 | 1 |  | 15:11 | 8.46 |  | 579.0203 | 0 | 591.5453 | 49.5344 | 49.5354 | 0.0032093 | 0.1438 | 591.6891 |  | 36.3511 | 0 | 36.3511 | 49.5 | 1.0762 | 39.1204 | 1 | 0 | 39.1204 |  | 39.1204 | 0
49.536 | 0 | 591.2197 | 591.2197 | 1 |  | 15:11 | 8.48 |  | 579.0219 | 0 | 591.2197 | 49.5346 | 49.5355 | 0.0028883 | 0.12942 | 591.3491 |  | 36.0111 | 0 | 36.0111 | 49.5 | 1.0763 | 38.7596 | 1 | 0 | 38.7596 |  | 38.7596 | 0
49.536 | 0 | 591.2197 | 591.2197 | 1 |  | 15:11 | 8.5 |  | 579.0235 | 0 | 591.2197 | 49.5347 | 49.5355 | 0.0025995 | 0.11648 | 591.3362 |  | 35.9982 | 0 | 35.9982 | 49.5 | 1.0764 | 38.7502 | 1 | 0 | 38.7502 |  | 38.7502 | 0
49.536 | 0 | 592.1964 | 592.1964 | 1 |  | 15:11 | 8.52 |  | 579.0252 | 0 | 592.1964 | 49.5349 | 49.5356 | 0.0023396 | 0.10483 | 592.3012 |  | 36.9632 | 0 | 36.9632 | 49.5 | 1.0766 | 39.7932 | 1 | 0 | 39.7932 |  | 39.7932 | 0
49.536 | 0 | 592.522 | 592.522 | 1 |  | 15:11 | 8.54 |  | 579.0268 | 0 | 592.522 | 49.535 | 49.5356 | 0.0021056 | 0.09435 | 592.6163 |  | 37.2783 | 0 | 37.2783 | 49.5 | 1.0767 | 40.1363 | 1 | 0 | 40.1363 |  | 40.1363 | 0
49.536 | 0 | 592.1964 | 592.1964 | 1 |  | 15:11 | 8.56 |  | 579.0284 | 0 | 592.1964 | 49.5351 | 49.5356 | 0.001895 | 0.084915 | 592.2813 |  | 36.9433 | 0 | 36.9433 | 49.5 | 1.0768 | 39.779 | 1 | 0 | 39.779 |  | 39.779 | 0
49.536 | 0 | 592.1964 | 592.1964 | 1 |  | 15:11 | 8.58 |  | 579.03 | 0 | 592.1964 | 49.5352 | 49.5357 | 0.0017055 | 0.076423 | 592.2728 |  | 36.9348 | 0 | 36.9348 | 49.5 | 1.0768 | 39.7729 | 1 | 0 | 39.7729 |  | 39.7729 | 0
49.536 | 0 | 592.522 | 592.522 | 1 |  | 15:11 | 8.6 |  | 579.0317 | 0 | 592.522 | 49.5353 | 49.5357 | 0.001535 | 0.068781 | 592.5908 |  | 37.2528 | 0 | 37.2528 | 49.5 | 1.0769 | 40.118 | 1 | 0 | 40.118 |  | 40.118 | 0
49.536 | 0 | 592.522 | 592.522 | 1 |  | 15:11 | 8.62 |  | 579.0333 | 0 | 592.522 | 49.5353 | 49.5357 | 0.0013815 | 0.061903 | 592.5839 |  | 37.2459 | 0 | 37.2459 | 49.5 | 1.077 | 40.1131 | 1 | 0 | 40.1131 |  | 40.1131 | 0
49.536 | 0 | 592.1964 | 592.1964 | 1 |  | 15:11 | 8.64 |  | 579.0349 | 0 | 592.1964 | 49.5354 | 49.5358 | 0.0012433 | 0.055713 | 592.2521 |  | 36.9141 | 0 | 36.9141 | 49.5 | 1.077 | 39.758 | 1 | 0 | 39.758 |  | 39.758 | 0
49.536 | 0 | 592.1964 | 592.1964 | 1 |  | 15:11 | 8.66 |  | 579.0366 | 0 | 592.1964 | 49.5355 | 49.5358 | 0.001119 | 0.050141 | 592.2465 |  | 36.9085 | 0 | 36.9085 | 49.5 | 1.0771 | 39.754 | 1 | 0 | 39.754 |  | 39.754 | 0
49.536 | 0 | 592.522 | 592.522 | 1 |  | 15:11 | 8.68 |  | 579.0382 | 0 | 592.522 | 49.5355 | 49.5358 | 0.0010071 | 0.045127 | 592.5671 |  | 37.2291 | 0 | 37.2291 | 49.5 | 1.0771 | 40.1012 | 1 | 0 | 40.1012 |  | 40.1012 | 0
49.536 | 0 | 592.522 | 592.522 | 1 |  | 15:11 | 8.7 |  | 579.0398 | 0 | 592.522 | 49.5356 | 49.5358 | 0.00090639 | 0.040615 | 592.5626 |  | 37.2246 | 0 | 37.2246 | 49.5 | 1.0772 | 40.098 | 1 | 0 | 40.098 |  | 40.098 | 0
49.536 | 0 | 592.1964 | 592.1964 | 1 |  | 15:11 | 8.72 |  | 579.0415 | 0 | 592.1964 | 49.5356 | 49.5358 | -0.0026842 | -0.12028 | 592.0761 |  | 36.7381 | 0 | 36.7381 | 49.5 | 1.0772 | 39.5754 | 1 | 0 | 39.5754 |  | 39.5754 | 0
49.536 | 0 | 592.522 | 592.522 | 1 |  | 15:11 | 8.74 |  | 579.0431 | 0 | 592.522 | 49.5356 | 49.5359 | -0.0076658 | -0.3435 | 592.1785 |  | 36.8405 | 0 | 36.8405 | 49.5 | 1.0773 | 39.687 | 1 | 0 | 39.687 |  | 39.687 | 0
49.536 | 0 | 592.8475 | 592.8475 | 1 |  | 15:11 | 8.76 |  | 579.0447 | 0 | 592.8475 | 49.5357 | 49.5355 | -0.012149 | -0.5444 | 592.3031 |  | 36.9651 | 0 | 36.9651 | 49.5 | 1.0765 | 39.7924 | 1 | 0 | 39.7924 |  | 39.7924 | 0
49.536 | 0 | 592.522 | 592.522 | 1 |  | 15:11 | 8.78 |  | 579.0463 | 0 | 592.522 | 49.5357 | 49.5352 | -0.014434 | -0.64679 | 591.8752 |  | 36.5372 | 0 | 36.5372 | 49.5 | 1.0758 | 39.3062 | 1 | 0 | 39.3062 |  | 39.3062 | 0
49.536 | 0 | 591.8708 | 591.8708 | 1 |  | 15:11 | 8.8 |  | 579.048 | 0 | 591.8708 | 49.5357 | 49.535 | -0.012991 | -0.58211 | 591.2887 |  | 35.9507 | 0 | 35.9507 | 49.5 | 1.0752 | 38.6525 | 1 | 0 | 38.6525 |  | 38.6525 | 0
49.536 | 0 | 591.8708 | 591.8708 | 1 |  | 15:11 | 8.82 |  | 579.0496 | 0 | 591.8708 | 49.5358 | 49.5347 | -0.011692 | -0.5239 | 591.3469 |  | 36.0089 | 0 | 36.0089 | 49.5 | 1.0746 | 38.6947 | 1 | 0 | 38.6947 |  | 38.6947 | 0
49.536 | 0 | 592.522 | 592.522 | 1 |  | 15:11 | 8.84 |  | 579.0512 | 0 | 592.522 | 49.5358 | 49.5345 | -0.010523 | -0.47151 | 592.0505 |  | 36.7125 | 0 | 36.7125 | 49.5 | 1.0741 | 39.4321 | 1 | 0 | 39.4321 |  | 39.4321 | 0
49.536 | 0 | 591.8708 | 591.8708 | 1 |  | 15:11 | 8.86 |  | 579.0529 | 0 | 591.8708 | 49.5358 | 49.5343 | -0.0094704 | -0.42436 | 591.4464 |  | 36.1084 | 0 | 36.1084 | 49.5 | 1.0736 | 38.7668 | 1 | 0 | 38.7668 |  | 38.7668 | 0
49.536 | 0 | 591.5453 | 591.5453 | 1 |  | 15:11 | 8.88 |  | 579.0545 | 0 | 591.5453 | 49.5358 | 49.5341 | -0.0085233 | -0.38192 | 591.1634 |  | 35.8254 | 0 | 35.8254 | 49.5 | 1.0732 | 38.4481 | 1 | 0 | 38.4481 |  | 38.4481 | 0
49.536 | 0 | 591.8708 | 591.8708 | 1 |  | 15:11 | 8.9 |  | 579.0561 | 0 | 591.8708 | 49.5358 | 49.5339 | -0.007671 | -0.34373 | 591.5271 |  | 36.1891 | 0 | 36.1891 | 49.5 | 1.0728 | 38.8251 | 1 | 0 | 38.8251 |  | 38.8251 | 0
49.536 | 0 | 592.1964 | 592.1964 | 1 |  | 15:11 | 8.92 |  | 579.0578 | 0 | 592.1964 | 49.5359 | 49.5338 | -0.0069039 | -0.30936 | 591.887 |  | 36.549 | 0 | 36.549 | 49.5 | 1.0725 | 39.1991 | 1 | 0 | 39.1991 |  | 39.1991 | 0
49.5325 | 0 | 591.8708 | 591.8708 | 1 |  | 15:11 | 8.94 |  | 579.0594 | 0 | 591.8708 | 49.5355 | 49.5337 | -0.0062135 | -0.2784 | 591.5924 |  | 36.2544 | 0 | 36.2544 | 49.5 | 1.0722 | 38.8722 | 1 | 0 | 38.8722 |  | 38.8722 | 0
49.5325 | 0 | 591.8708 | 591.8708 | 1 |  | 15:11 | 8.96 |  | 579.061 | 0 | 591.8708 | 49.5352 | 49.5336 | -0.0055922 | -0.25056 | 591.6202 |  | 36.2822 | 0 | 36.2822 | 49.5 | 1.0719 | 38.8923 | 1 | 0 | 38.8923 |  | 38.8923 | 0
49.5325 | 0 | 592.1964 | 592.1964 | 1 |  | 15:11 | 8.98 |  | 579.0626 | 0 | 592.1964 | 49.535 | 49.5334 | -0.0050329 | -0.22551 | 591.9709 |  | 36.6329 | 0 | 36.6329 | 49.5 | 1.0717 | 39.2593 | 1 | 0 | 39.2593 |  | 39.2593 | 0
49.5325 | 0 | 591.8708 | 591.8708 | 1 |  | 15:11 | 9 |  | 579.0643 | 0 | 591.8708 | 49.5347 | 49.5334 | -0.0045296 | -0.20295 | 591.6678 |  | 36.3298 | 0 | 36.3298 | 49.5 | 1.0715 | 38.9266 | 1 | 0 | 38.9266 |  | 38.9266 | 0
49.5325 | 0 | 591.8708 | 591.8708 | 1 |  | 15:11 | 9.02 |  | 579.0659 | 0 | 591.8708 | 49.5345 | 49.5333 | -0.0074767 | -0.335 | 591.5358 |  | 36.1978 | 0 | 36.1978 | 49.5 | 1.0713 | 38.778 | 1 | 0 | 38.778 |  | 38.778 | 0
49.5325 | 0 | 591.8708 | 591.8708 | 1 |  | 15:11 | 9.04 |  | 579.0675 | 0 | 591.8708 | 49.5343 | 49.5332 | -0.011829 | -0.53001 | 591.3408 |  | 36.0028 | 0 | 36.0028 | 49.5 | 1.0711 | 38.5627 | 1 | 0 | 38.5627 |  | 38.5627 | 0
49.5325 | 0 | 592.522 | 592.522 | 1 |  | 15:11 | 9.06 |  | 579.0692 | 0 | 592.522 | 49.5341 | 49.5328 | -0.015746 | -0.70552 | 591.8165 |  | 36.4785 | 0 | 36.4785 | 49.5 | 1.0702 | 39.038 | 1 | 0 | 39.038 |  | 39.038 | 0
49.5325 | 0 | 592.522 | 592.522 | 1 |  | 15:11 | 9.08 |  | 579.0708 | 0 | 592.522 | 49.5339 | 49.5324 | -0.017571 | -0.78731 | 591.7347 |  | 36.3967 | 0 | 36.3967 | 49.5 | 1.0693 | 38.9198 | 1 | 0 | 38.9198 |  | 38.9198 | 0
49.5325 | 0 | 591.8708 | 591.8708 | 1 |  | 15:11 | 9.1 |  | 579.0724 | 0 | 591.8708 | 49.5338 | 49.5321 | -0.015814 | -0.70858 | 591.1622 |  | 35.8242 | 0 | 35.8242 | 49.5 | 1.0686 | 38.2805 | 1 | 0 | 38.2805 |  | 38.2805 | 0
49.5325 | 0 | 592.522 | 592.522 | 1 |  | 15:11 | 9.12 |  | 579.0741 | 0 | 592.522 | 49.5337 | 49.5318 | -0.014233 | -0.63772 | 591.8843 |  | 36.5463 | 0 | 36.5463 | 49.5 | 1.0679 | 39.0272 | 1 | 0 | 39.0272 |  | 39.0272 | 0
49.5325 | 0 | 592.522 | 592.522 | 1 |  | 15:11 | 9.14 |  | 579.0757 | 0 | 592.522 | 49.5336 | 49.5315 | -0.01281 | -0.57395 | 591.9481 |  | 36.61 | 0 | 36.61 | 49.5 | 1.0673 | 39.0729 | 1 | 0 | 39.0729 |  | 39.0729 | 0
49.5325 | 0 | 592.1964 | 592.1964 | 1 |  | 15:11 | 9.16 |  | 579.0773 | 0 | 592.1964 | 49.5334 | 49.5313 | -0.011529 | -0.51655 | 591.6798 |  | 36.3418 | 0 | 36.3418 | 49.5 | 1.0667 | 38.7667 | 1 | 0 | 38.7667 |  | 38.7667 | 0
49.5325 | 0 | 592.1964 | 592.1964 | 1 |  | 15:11 | 9.18 |  | 579.0789 | 0 | 592.1964 | 49.5334 | 49.5311 | -0.010376 | -0.4649 | 591.7315 |  | 36.3935 | 0 | 36.3935 | 49.5 | 1.0662 | 38.8038 | 1 | 0 | 38.8038 |  | 38.8038 | 0
49.5325 | 0 | 592.1964 | 592.1964 | 1 |  | 15:11 | 9.2 |  | 579.0806 | 0 | 592.1964 | 49.5333 | 49.5309 | -0.0093382 | -0.41841 | 591.778 |  | 36.44 | 0 | 36.44 | 49.5 | 1.0658 | 38.8371 | 1 | 0 | 38.8371 |  | 38.8371 | 0
49.5325 | 0 | 592.522 | 592.522 | 1 |  | 15:11 | 9.22 |  | 579.0822 | 0 | 592.522 | 49.5332 | 49.5307 | -0.0084044 | -0.37657 | 592.1454 |  | 36.8074 | 0 | 36.8074 | 49.5 | 1.0654 | 39.214 | 1 | 0 | 39.214 |  | 39.214 | 0
49.5291 | 0 | 592.1964 | 592.1964 | 1 |  | 15:11 | 9.24 |  | 579.0838 | 0 | 592.1964 | 49.5328 | 49.5305 | -0.007564 | -0.33889 | 591.8575 |  | 36.5195 | 0 | 36.5195 | 49.5 | 1.065 | 38.8941 | 1 | 0 | 38.8941 |  | 38.8941 | 0
49.5291 | 0 | 592.522 | 592.522 | 1 |  | 15:11 | 9.26 |  | 579.0855 | 0 | 592.522 | 49.5324 | 49.5304 | -0.0068076 | -0.305 | 592.217 |  | 36.879 | 0 | 36.879 | 49.5 | 1.0647 | 39.2651 | 1 | 0 | 39.2651 |  | 39.2651 | 0
49.5291 | 0 | 592.522 | 592.522 | 1 |  | 15:11 | 9.28 |  | 579.0871 | 0 | 592.522 | 49.5321 | 49.5303 | -0.0061268 | -0.2745 | 592.2475 |  | 36.9095 | 0 | 36.9095 | 49.5 | 1.0644 | 39.2868 | 1 | 0 | 39.2868 |  | 39.2868 | 0
49.5291 | 0 | 592.8475 | 592.8475 | 1 |  | 15:11 | 9.3 |  | 579.0887 | 0 | 592.8475 | 49.5318 | 49.5301 | -0.0055141 | -0.24705 | 592.6005 |  | 37.2624 | 0 | 37.2624 | 49.5 | 1.0641 | 39.6527 | 1 | 0 | 39.6527 |  | 39.6527 | 0
49.5291 | 0 | 592.1964 | 592.1964 | 1 |  | 15:11 | 9.32 |  | 579.0904 | 0 | 592.1964 | 49.5315 | 49.53 | -0.0049627 | -0.22234 | 591.9741 |  | 36.6361 | 0 | 36.6361 | 49.5 | 1.0639 | 38.9775 | 1 | 0 | 38.9775 |  | 38.9775 | 0
49.5291 | 0 | 592.1964 | 592.1964 | 1 |  | 15:11 | 9.34 |  | 579.092 | 0 | 592.1964 | 49.5313 | 49.5299 | -0.0044664 | -0.20011 | 591.9963 |  | 36.6583 | 0 | 36.6583 | 49.5 | 1.0637 | 38.9934 | 1 | 0 | 38.9934 |  | 38.9934 | 0
49.5291 | 0 | 592.1964 | 592.1964 | 1 |  | 15:11 | 9.36 |  | 579.0936 | 0 | 592.1964 | 49.5311 | 49.5299 | -0.0040198 | -0.1801 | 592.0163 |  | 36.6783 | 0 | 36.6783 | 49.5 | 1.0635 | 39.0077 | 1 | 0 | 39.0077 |  | 39.0077 | 0
49.5291 | 0 | 592.1964 | 592.1964 | 1 |  | 15:11 | 9.38 |  | 579.0952 | 0 | 592.1964 | 49.5309 | 49.5298 | -0.0036178 | -0.16209 | 592.0343 |  | 36.6963 | 0 | 36.6963 | 49.5 | 1.0633 | 39.0206 | 1 | 0 | 39.0206 |  | 39.0206 | 0
49.5291 | 0 | 591.8708 | 591.8708 | 1 |  | 15:11 | 9.4 |  | 579.0969 | 0 | 591.8708 | 49.5307 | 49.5297 | -0.003256 | -0.14588 | 591.7249 |  | 36.3869 | 0 | 36.3869 | 49.5 | 1.0632 | 38.686 | 1 | 0 | 38.686 |  | 38.686 | 0
49.5291 | 0 | 591.8708 | 591.8708 | 1 |  | 15:11 | 9.42 |  | 579.0985 | 0 | 591.8708 | 49.5305 | 49.5297 | -0.0029304 | -0.13129 | 591.7395 |  | 36.4015 | 0 | 36.4015 | 49.5 | 1.063 | 38.6964 | 1 | 0 | 38.6964 |  | 38.6964 | 0
49.5291 | 0 | 592.1964 | 592.1964 | 1 |  | 15:11 | 9.44 |  | 579.1001 | 0 | 592.1964 | 49.5304 | 49.5296 | -0.0026374 | -0.11816 | 592.0782 |  | 36.7402 | 0 | 36.7402 | 49.5 | 1.0629 | 39.0519 | 1 | 0 | 39.0519 |  | 39.0519 | 0
49.5291 | 0 | 591.5453 | 591.5453 | 1 |  | 15:11 | 9.46 |  | 579.1018 | 0 | 591.5453 | 49.5303 | 49.5295 | -0.0023736 | -0.10635 | 591.439 |  | 36.101 | 0 | 36.101 | 49.5 | 1.0628 | 38.3683 | 1 | 0 | 38.3683 |  | 38.3683 | 0
49.5291 | 0 | 591.2197 | 591.2197 | 1 |  | 15:11 | 9.48 |  | 579.1034 | 0 | 591.2197 | 49.5301 | 49.5295 | -0.0021363 | -0.095712 | 591.124 |  | 35.786 | 0 | 35.786 | 49.5 | 1.0627 | 38.03 | 1 | 0 | 38.03 |  | 38.03 | 0
49.5291 | 0 | 591.2197 | 591.2197 | 1 |  | 15:11 | 9.5 |  | 579.105 | 0 | 591.2197 | 49.53 | 49.5295 | -0.0019227 | -0.08614 | 591.1336 |  | 35.7956 | 0 | 35.7956 | 49.5 | 1.0626 | 38.0369 | 1 | 0 | 38.0369 |  | 38.0369 | 0
49.5291 | 0 | 591.2197 | 591.2197 | 1 |  | 15:11 | 9.52 |  | 579.1067 | 0 | 591.2197 | 49.5299 | 49.5294 | -0.0017304 | -0.077526 | 591.1422 |  | 35.8042 | 0 | 35.8042 | 49.5 | 1.0625 | 38.0431 | 1 | 0 | 38.0431 |  | 38.0431 | 0
49.5291 | 0 | 590.8942 | 590.8942 | 1 |  | 15:11 | 9.54 |  | 579.1083 | 0 | 590.8942 | 49.5299 | 49.5294 | -0.0015574 | -0.069774 | 590.8244 |  | 35.4864 | 0 | 35.4864 | 49.5 | 1.0625 | 37.7029 | 1 | 0 | 37.7029 |  | 37.7029 | 0
49.5291 | 0 | 590.8942 | 590.8942 | 1 |  | 15:11 | 9.56 |  | 579.1099 | 0 | 590.8942 | 49.5298 | 49.5294 | -0.0014016 | -0.062796 | 590.8314 |  | 35.4934 | 0 | 35.4934 | 49.5 | 1.0624 | 37.7079 | 1 | 0 | 37.7079 |  | 37.7079 | 0
49.5291 | 0 | 590.8942 | 590.8942 | 1 |  | 15:11 | 9.58 |  | 579.1115 | 0 | 590.8942 | 49.5297 | 49.5293 | -0.0012615 | -0.056517 | 590.8377 |  | 35.4997 | 0 | 35.4997 | 49.5 | 1.0623 | 37.7125 | 1 | 0 | 37.7125 |  | 37.7125 | 0
49.5291 | 0 | 590.8942 | 590.8942 | 1 |  | 15:11 | 9.6 |  | 579.1132 | 0 | 590.8942 | 49.5297 | 49.5293 | -0.0011353 | -0.050865 | 590.8433 |  | 35.5053 | 0 | 35.5053 | 49.5 | 1.0623 | 37.7166 | 1 | 0 | 37.7166 |  | 37.7166 | 0
49.5291 | 0 | 590.8942 | 590.8942 | 1 |  | 15:11 | 9.62 |  | 579.1148 | 0 | 590.8942 | 49.5296 | 49.5293 | -0.0010218 | -0.045779 | 590.8484 |  | 35.5104 | 0 | 35.5104 | 49.5 | 1.0622 | 37.7203 | 1 | 0 | 37.7203 |  | 37.7203 | 0
49.5291 | 0 | 590.243 | 590.243 | 1 |  | 15:11 | 9.64 |  | 579.1164 | 0 | 590.243 | 49.5295 | 49.5293 | -0.0009196 | -0.041201 | 590.2018 |  | 34.8638 | 0 | 34.8638 | 49.5 | 1.0622 | 37.0319 | 1 | 0 | 37.0319 |  | 37.0319 | 0
49.5291 | 0 | 590.243 | 590.243 | 1 |  | 15:11 | 9.66 |  | 579.1181 | 0 | 590.243 | 49.5295 | 49.5293 | -0.00082764 | -0.037081 | 590.2059 |  | 34.8679 | 0 | 34.8679 | 49.5 | 1.0621 | 37.0349 | 1 | 0 | 37.0349 |  | 37.0349 | 0
49.5291 | 0 | 590.243 | 590.243 | 1 |  | 15:11 | 9.68 |  | 579.1197 | 0 | 590.243 | 49.5295 | 49.5292 | 0.0026551 | 0.11896 | 590.362 |  | 35.024 | 0 | 35.024 | 49.5 | 1.0621 | 37.1994 | 1 | 0 | 37.1994 |  | 37.1994 | 0
49.5291 | 0 | 589.9175 | 589.9175 | 1 |  | 15:11 | 9.7 |  | 579.1213 | 0 | 589.9175 | 49.5294 | 49.5292 | 0.0074896 | 0.33556 | 590.2531 |  | 34.9151 | 0 | 34.9151 | 49.5 | 1.0621 | 37.0826 | 1 | 0 | 37.0826 |  | 37.0826 | 0
49.5291 | 0 | 589.9175 | 589.9175 | 1 |  | 15:11 | 9.72 |  | 579.123 | 0 | 589.9175 | 49.5294 | 49.5296 | 0.011841 | 0.53049 | 590.448 |  | 35.11 | 0 | 35.11 | 49.5 | 1.0628 | 37.3156 | 1 | 0 | 37.3156 |  | 37.3156 | 0
49.5291 | 0 | 589.9175 | 589.9175 | 1 |  | 15:11 | 9.74 |  | 579.1246 | 0 | 589.9175 | 49.5294 | 49.5298 | 0.014057 | 0.62977 | 590.5473 |  | 35.2093 | 0 | 35.2093 | 49.5 | 1.0635 | 37.4446 | 1 | 0 | 37.4446 |  | 37.4446 | 0
49.5291 | 0 | 589.5919 | 589.5919 | 1 |  | 15:11 | 9.76 |  | 579.1262 | 0 | 589.5919 | 49.5293 | 49.5301 | 0.012651 | 0.5668 | 590.1587 |  | 34.8207 | 0 | 34.8207 | 49.5 | 1.0641 | 37.0522 | 1 | 0 | 37.0522 |  | 37.0522 | 0
49.5291 | 0 | 589.5919 | 589.5919 | 1 |  | 15:11 | 9.78 |  | 579.1278 | 0 | 589.5919 | 49.5293 | 49.5304 | 0.011386 | 0.51012 | 590.102 |  | 34.764 | 0 | 34.764 | 49.5 | 1.0646 | 37.0107 | 1 | 0 | 37.0107 |  | 37.0107 | 0
49.5291 | 0 | 588.9408 | 588.9408 | 1 |  | 15:11 | 9.8 |  | 579.1295 | 0 | 588.9408 | 49.5293 | 49.5306 | 0.010247 | 0.45911 | 589.3999 |  | 34.0619 | 0 | 34.0619 | 49.5 | 1.0651 | 36.2798 | 1 | 0 | 36.2798 |  | 36.2798 | 0
49.5291 | 0 | 588.9408 | 588.9408 | 1 |  | 15:11 | 9.82 |  | 579.1311 | 0 | 588.9408 | 49.5293 | 49.5308 | 0.0092225 | 0.4132 | 589.354 |  | 34.016 | 0 | 34.016 | 49.5 | 1.0656 | 36.2459 | 1 | 0 | 36.2459 |  | 36.2459 | 0
49.5291 | 0 | 588.9408 | 588.9408 | 1 |  | 15:11 | 9.84 |  | 579.1327 | 0 | 588.9408 | 49.5293 | 49.5309 | 0.0118 | 0.52869 | 589.4695 |  | 34.1315 | 0 | 34.1315 | 49.5 | 1.0659 | 36.3824 | 1 | 0 | 36.3824 |  | 36.3824 | 0
49.5291 | 0 | 588.9408 | 588.9408 | 1 |  | 15:11 | 9.86 |  | 579.1344 | 0 | 588.9408 | 49.5292 | 49.5311 | 0.01587 | 0.71103 | 589.6518 |  | 34.3138 | 0 | 34.3138 | 49.5 | 1.0663 | 36.589 | 1 | 0 | 36.589 |  | 36.589 | 0
49.5291 | 0 | 588.9408 | 588.9408 | 1 |  | 15:11 | 9.88 |  | 579.136 | 0 | 588.9408 | 49.5292 | 49.5316 | 0.019533 | 0.87514 | 589.8159 |  | 34.4779 | 0 | 34.4779 | 49.5 | 1.0674 | 36.8025 | 1 | 0 | 36.8025 |  | 36.8025 | 0
49.5325 | 0 | 588.6152 | 588.6152 | 1 |  | 15:11 | 9.9 |  | 579.1376 | 0 | 588.6152 | 49.5296 | 49.532 | 0.02108 | 0.9445 | 589.5597 |  | 34.2217 | 0 | 34.2217 | 49.5 | 1.0684 | 36.5635 | 1 | 0 | 36.5635 |  | 36.5635 | 0
49.5325 | 0 | 588.2897 | 588.2897 | 1 |  | 15:11 | 9.92 |  | 579.1393 | 0 | 588.2897 | 49.5298 | 49.5324 | 0.018972 | 0.85005 | 589.1398 |  | 33.8018 | 0 | 33.8018 | 49.5 | 1.0693 | 36.1455 | 1 | 0 | 36.1455 |  | 36.1455 | 0
49.5325 | 0 | 587.9641 | 587.9641 | 1 |  | 15:11 | 9.94 |  | 579.1409 | 0 | 587.9641 | 49.5301 | 49.5328 | 0.017075 | 0.76505 | 588.7291 |  | 33.3911 | 0 | 33.3911 | 49.5 | 1.0702 | 35.7338 | 1 | 0 | 35.7338 |  | 35.7338 | 0
49.5325 | 0 | 588.2897 | 588.2897 | 1 |  | 15:11 | 9.96 |  | 579.1425 | 0 | 588.2897 | 49.5304 | 49.5331 | 0.015367 | 0.68854 | 588.9782 |  | 33.6402 | 0 | 33.6402 | 49.5 | 1.0709 | 36.0252 | 1 | 0 | 36.0252 |  | 36.0252 | 0
49.5325 | 0 | 588.2897 | 588.2897 | 1 |  | 15:11 | 9.98 |  | 579.1441 | 0 | 588.2897 | 49.5306 | 49.5334 | 0.017231 | 0.77203 | 589.0617 |  | 33.7237 | 0 | 33.7237 | 49.5 | 1.0716 | 36.137 | 1 | 0 | 36.137 |  | 36.137 | 0
49.5325 | 0 | 587.9641 | 587.9641 | 1 |  | 15:11 | 10 |  | 579.1458 | 0 | 587.9641 | 49.5308 | 49.5337 | 0.020607 | 0.92334 | 588.8874 |  | 33.5494 | 0 | 33.5494 | 49.5 | 1.0722 | 35.9704 | 1 | 0 | 35.9704 |  | 35.9704 | 0
49.5325 | 0 | 587.9641 | 587.9641 | 1 |  | 15:11 | 10.02 |  | 579.1474 | 0 | 587.9641 | 49.5309 | 49.5342 | 0.023647 | 1.0595 | 589.0236 |  | 33.6856 | 0 | 33.6856 | 49.5 | 1.0735 | 36.161 | 1 | 0 | 36.161 |  | 36.161 | 0
49.5325 | 0 | 588.2897 | 588.2897 | 1 |  | 15:11 | 10.04 |  | 579.149 | 0 | 588.2897 | 49.5311 | 49.5347 | 0.024682 | 1.1059 | 589.3956 |  | 34.0576 | 0 | 34.0576 | 49.5 | 1.0747 | 36.6009 | 1 | 0 | 36.6009 |  | 36.6009 | 0
49.536 | 0 | 588.2897 | 588.2897 | 1 |  | 15:11 | 10.06 |  | 579.1507 | 0 | 588.2897 | 49.5316 | 49.5352 | 0.022214 | 0.99538 | 589.2851 |  | 33.9471 | 0 | 33.9471 | 49.5 | 1.0758 | 36.5187 | 1 | 0 | 36.5187 |  | 36.5187 | 0
49.536 | 0 | 587.9641 | 587.9641 | 1 |  | 15:11 | 10.08 |  | 579.1523 | 0 | 587.9641 | 49.532 | 49.5356 | 0.019992 | 0.89584 | 588.8599 |  | 33.5219 | 0 | 33.5219 | 49.5 | 1.0767 | 36.0939 | 1 | 0 | 36.0939 |  | 36.0939 | 0
49.536 | 0 | 587.9641 | 587.9641 | 1 |  | 15:11 | 10.1 |  | 579.1539 | 0 | 587.9641 | 49.5324 | 49.536 | 0.021493 | 0.96309 | 588.9272 |  | 33.5892 | 0 | 33.5892 | 49.5 | 1.0776 | 36.1957 | 1 | 0 | 36.1957 |  | 36.1957 | 0
49.536 | 0 | 588.2897 | 588.2897 | 1 |  | 15:11 | 10.12 |  | 579.1556 | 0 | 588.2897 | 49.5328 | 49.5363 | 0.024594 | 1.102 | 589.3917 |  | 34.0537 | 0 | 34.0537 | 49.5 | 1.0784 | 36.7232 | 1 | 0 | 36.7232 |  | 36.7232 | 0
49.536 | 0 | 588.2897 | 588.2897 | 1 |  | 15:11 | 10.14 |  | 579.1572 | 0 | 588.2897 | 49.5331 | 49.537 | 0.027385 | 1.2271 | 589.5168 |  | 34.1788 | 0 | 34.1788 | 49.5 | 1.0799 | 36.9102 | 1 | 0 | 36.9102 |  | 36.9102 | 0
49.536 | 0 | 587.9641 | 587.9641 | 1 |  | 15:11 | 10.16 |  | 579.1588 | 0 | 587.9641 | 49.5334 | 49.5376 | 0.028146 | 1.2612 | 589.2253 |  | 33.8873 | 0 | 33.8873 | 49.5 | 1.0813 | 36.6421 | 1 | 0 | 36.6421 |  | 36.6421 | 0
49.536 | 0 | 587.9641 | 587.9641 | 1 |  | 15:11 | 10.18 |  | 579.1604 | 0 | 587.9641 | 49.5337 | 49.5381 | 0.025331 | 1.1351 | 589.0992 |  | 33.7612 | 0 | 33.7612 | 49.5 | 1.0825 | 36.5477 | 1 | 0 | 36.5477 |  | 36.5477 | 0
49.5394 | 0 | 588.2897 | 588.2897 | 1 |  | 15:11 | 10.2 |  | 579.1621 | 0 | 588.2897 | 49.5342 | 49.5386 | 0.022798 | 1.0216 | 589.3113 |  | 33.9733 | 0 | 33.9733 | 49.5 | 1.0837 | 36.8154 | 1 | 0 | 36.8154 |  | 36.8154 | 0
49.5394 | 0 | 587.9641 | 587.9641 | 1 |  | 15:11 | 10.22 |  | 579.1637 | 0 | 587.9641 | 49.5347 | 49.539 | 0.023918 | 1.0718 | 589.0359 |  | 33.6979 | 0 | 33.6979 | 49.5 | 1.0847 | 36.5511 | 1 | 0 | 36.5511 |  | 36.5511 | 0
49.5394 | 0 | 587.9641 | 587.9641 | 1 |  | 15:11 | 10.24 |  | 579.1653 | 0 | 587.9641 | 49.5352 | 49.5394 | 0.026627 | 1.1932 | 589.1573 |  | 33.8193 | 0 | 33.8193 | 49.5 | 1.0856 | 36.7135 | 1 | 0 | 36.7135 |  | 36.7135 | 0
49.5394 | 0 | 587.9641 | 587.9641 | 1 |  | 15:11 | 10.26 |  | 579.167 | 0 | 587.9641 | 49.5356 | 49.5401 | 0.029064 | 1.3024 | 589.2665 |  | 33.9285 | 0 | 33.9285 | 49.5 | 1.0872 | 36.8872 | 1 | 0 | 36.8872 |  | 36.8872 | 0
49.5394 | 0 | 587.9641 | 587.9641 | 1 |  | 15:11 | 10.28 |  | 579.1686 | 0 | 587.9641 | 49.536 | 49.5407 | 0.029558 | 1.3245 | 589.2886 |  | 33.9506 | 0 | 33.9506 | 49.5 | 1.0887 | 36.9611 | 1 | 0 | 36.9611 |  | 36.9611 | 0
49.5394 | 0 | 587.9641 | 587.9641 | 1 |  | 15:11 | 10.3 |  | 579.1702 | 0 | 587.9641 | 49.5363 | 49.5413 | 0.026602 | 1.1921 | 589.1562 |  | 33.8182 | 0 | 33.8182 | 49.5 | 1.09 | 36.8616 | 1 | 0 | 36.8616 |  | 36.8616 | 0
49.5429 | 0 | 587.6385 | 587.6385 | 1 |  | 15:11 | 10.32 |  | 579.1719 | 0 | 587.6385 | 49.537 | 49.5418 | 0.023942 | 1.073 | 588.7115 |  | 33.3734 | 0 | 33.3734 | 49.5 | 1.0912 | 36.4167 | 1 | 0 | 36.4167 |  | 36.4167 | 0
49.5429 | 0 | 587.6385 | 587.6385 | 1 |  | 15:11 | 10.34 |  | 579.1735 | 0 | 587.6385 | 49.5376 | 49.5422 | 0.021547 | 0.96566 | 588.6042 |  | 33.2662 | 0 | 33.2662 | 49.5 | 1.0923 | 36.3354 | 1 | 0 | 36.3354 |  | 36.3354 | 0
49.5429 | 0 | 587.9641 | 587.9641 | 1 |  | 15:11 | 10.36 |  | 579.1751 | 0 | 587.9641 | 49.5381 | 49.5426 | 0.022893 | 1.0259 | 588.99 |  | 33.652 | 0 | 33.652 | 49.5 | 1.0932 | 36.7896 | 1 | 0 | 36.7896 |  | 36.7896 | 0
49.5429 | 0 | 587.313 | 587.313 | 1 |  | 15:11 | 10.38 |  | 579.1767 | 0 | 587.313 | 49.5386 | 49.543 | 0.025853 | 1.1586 | 588.4716 |  | 33.1336 | 0 | 33.1336 | 49.5 | 1.0941 | 36.2518 | 1 | 0 | 36.2518 |  | 36.2518 | 0
49.5429 | 0 | 586.9874 | 586.9874 | 1 |  | 15:11 | 10.4 |  | 579.1784 | 0 | 586.9874 | 49.539 | 49.5437 | 0.028518 | 1.278 | 588.2654 |  | 32.9274 | 0 | 32.9274 | 49.5 | 1.0957 | 36.0799 | 1 | 0 | 36.0799 |  | 36.0799 | 0
49.5429 | 0 | 587.6385 | 587.6385 | 1 |  | 15:11 | 10.42 |  | 579.18 | 0 | 587.6385 | 49.5394 | 49.5443 | 0.029166 | 1.3071 | 588.9456 |  | 33.6076 | 0 | 33.6076 | 49.5 | 1.0972 | 36.8745 | 1 | 0 | 36.8745 |  | 36.8745 | 0
49.5463 | 0 | 587.313 | 587.313 | 1 |  | 15:11 | 10.44 |  | 579.1816 | 0 | 587.313 | 49.5401 | 49.5448 | 0.02625 | 1.1765 | 588.4895 |  | 33.1515 | 0 | 33.1515 | 49.5 | 1.0985 | 36.418 | 1 | 0 | 36.418 |  | 36.418 | 0
49.5463 | 0 | 586.9874 | 586.9874 | 1 |  | 15:11 | 10.46 |  | 579.1833 | 0 | 586.9874 | 49.5407 | 49.5453 | 0.027125 | 1.2157 | 588.2031 |  | 32.8651 | 0 | 32.8651 | 49.5 | 1.0997 | 36.1428 | 1 | 0 | 36.1428 |  | 36.1428 | 0
49.5463 | 0 | 587.313 | 587.313 | 1 |  | 15:11 | 10.48 |  | 579.1849 | 0 | 587.313 | 49.5413 | 49.5458 | 0.029662 | 1.3294 | 588.6424 |  | 33.3044 | 0 | 33.3044 | 49.5 | 1.1008 | 36.6618 | 1 | 0 | 36.6618 |  | 36.6618 | 0
49.5463 | 0 | 586.9874 | 586.9874 | 1 |  | 15:11 | 10.5 |  | 579.1865 | 0 | 586.9874 | 49.5418 | 49.5465 | 0.031946 | 1.4318 | 588.4192 |  | 33.0812 | 0 | 33.0812 | 49.5 | 1.1026 | 36.4764 | 1 | 0 | 36.4764 |  | 36.4764 | 0
49.5463 | 0 | 586.9874 | 586.9874 | 1 |  | 15:11 | 10.52 |  | 579.1882 | 0 | 586.9874 | 49.5422 | 49.5472 | 0.032251 | 1.4455 | 588.4329 |  | 33.0949 | 0 | 33.0949 | 49.5 | 1.1043 | 36.546 | 1 | 0 | 36.546 |  | 36.546 | 0
49.5463 | 0 | 586.9874 | 586.9874 | 1 |  | 15:11 | 10.54 |  | 579.1898 | 0 | 586.9874 | 49.5426 | 49.5478 | 0.029026 | 1.3009 | 588.2883 |  | 32.9503 | 0 | 32.9503 | 49.5 | 1.1058 | 36.4353 | 1 | 0 | 36.4353 |  | 36.4353 | 0
49.5463 | 0 | 586.9874 | 586.9874 | 1 |  | 15:11 | 10.56 |  | 579.1914 | 0 | 586.9874 | 49.543 | 49.5484 | 0.026124 | 1.1708 | 588.1582 |  | 32.8202 | 0 | 32.8202 | 49.5 | 1.1071 | 36.3355 | 1 | 0 | 36.3355 |  | 36.3355 | 0
49.5498 | 0 | 587.313 | 587.313 | 1 |  | 15:11 | 10.58 |  | 579.193 | 0 | 587.313 | 49.5437 | 49.5489 | 0.023511 | 1.0538 | 588.3668 |  | 33.0288 | 0 | 33.0288 | 49.5 | 1.1083 | 36.6063 | 1 | 0 | 36.6063 |  | 36.6063 | 0
49.5498 | 0 | 586.9874 | 586.9874 | 1 |  | 15:11 | 10.6 |  | 579.1947 | 0 | 586.9874 | 49.5443 | 49.5493 | 0.02116 | 0.94843 | 587.9358 |  | 32.5978 | 0 | 32.5978 | 49.5 | 1.1094 | 36.1642 | 1 | 0 | 36.1642 |  | 36.1642 | 0
49.5498 | 0 | 586.9874 | 586.9874 | 1 |  | 15:11 | 10.62 |  | 579.1963 | 0 | 586.9874 | 49.5448 | 49.5497 | 0.019044 | 0.85359 | 587.841 |  | 32.503 | 0 | 32.503 | 49.5 | 1.1104 | 36.091 | 1 | 0 | 36.091 |  | 36.091 | 0
49.5498 | 0 | 587.6385 | 587.6385 | 1 |  | 15:11 | 10.64 |  | 579.1979 | 0 | 587.6385 | 49.5453 | 49.5501 | 0.01714 | 0.76823 | 588.4067 |  | 33.0687 | 0 | 33.0687 | 49.5 | 1.1113 | 36.7485 | 1 | 0 | 36.7485 |  | 36.7485 | 0
49.5498 | 0 | 587.313 | 587.313 | 1 |  | 15:11 | 10.66 |  | 579.1996 | 0 | 587.313 | 49.5458 | 49.5504 | 0.018826 | 0.8438 | 588.1568 |  | 32.8188 | 0 | 32.8188 | 49.5 | 1.1121 | 36.497 | 1 | 0 | 36.497 |  | 36.497 | 0
49.5533 | 0 | 587.6385 | 587.6385 | 1 |  | 15:11 | 10.68 |  | 579.2012 | 0 | 587.6385 | 49.5465 | 49.5507 | 0.022043 | 0.98808 | 588.6266 |  | 33.2886 | 0 | 33.2886 | 49.5 | 1.1128 | 37.0434 | 1 | 0 | 37.0434 |  | 37.0434 | 0
49.5533 | 0 | 587.313 | 587.313 | 1 |  | 15:11 | 10.7 |  | 579.2028 | 0 | 587.313 | 49.5472 | 49.5513 | 0.024939 | 1.1179 | 588.4309 |  | 33.0929 | 0 | 33.0929 | 49.5 | 1.1143 | 36.875 | 1 | 0 | 36.875 |  | 36.875 | 0
49.5533 | 0 | 587.9641 | 587.9641 | 1 |  | 15:11 | 10.72 |  | 579.2045 | 0 | 587.9641 | 49.5478 | 49.5518 | 0.025845 | 1.1585 | 589.1226 |  | 33.7846 | 0 | 33.7846 | 49.5 | 1.1156 | 37.6913 | 1 | 0 | 37.6913 |  | 37.6913 | 0
49.5533 | 0 | 587.9641 | 587.9641 | 1 |  | 15:11 | 10.74 |  | 579.2061 | 0 | 587.9641 | 49.5484 | 49.5523 | 0.02676 | 1.1995 | 589.1636 |  | 33.8256 | 0 | 33.8256 | 49.5 | 1.1168 | 37.7781 | 1 | 0 | 37.7781 |  | 37.7781 | 0
49.5533 | 0 | 587.9641 | 587.9641 | 1 |  | 15:11 | 10.76 |  | 579.2077 | 0 | 587.9641 | 49.5489 | 49.5528 | 0.029334 | 1.3149 | 589.279 |  | 33.941 | 0 | 33.941 | 49.5 | 1.1179 | 37.9442 | 1 | 0 | 37.9442 |  | 37.9442 | 0
49.5533 | 0 | 587.9641 | 587.9641 | 1 |  | 15:11 | 10.78 |  | 579.2093 | 0 | 587.9641 | 49.5493 | 49.5535 | 0.031651 | 1.4187 | 589.3828 |  | 34.0448 | 0 | 34.0448 | 49.5 | 1.1198 | 38.1238 | 1 | 0 | 38.1238 |  | 38.1238 | 0
49.5533 | 0 | 588.2897 | 588.2897 | 1 |  | 15:11 | 10.8 |  | 579.211 | 0 | 588.2897 | 49.5497 | 49.5542 | 0.031986 | 1.4338 | 589.7235 |  | 34.3855 | 0 | 34.3855 | 49.5 | 1.1215 | 38.5631 | 1 | 0 | 38.5631 |  | 38.5631 | 0
49.5533 | 0 | 588.2897 | 588.2897 | 1 |  | 15:11 | 10.82 |  | 579.2126 | 0 | 588.2897 | 49.5501 | 49.5548 | 0.028787 | 1.2904 | 589.5801 |  | 34.2421 | 0 | 34.2421 | 49.5 | 1.123 | 38.4543 | 1 | 0 | 38.4543 |  | 38.4543 | 0
49.5533 | 0 | 587.9641 | 587.9641 | 1 |  | 15:11 | 10.84 |  | 579.2142 | 0 | 587.9641 | 49.5504 | 49.5553 | 0.025909 | 1.1613 | 589.1254 |  | 33.7874 | 0 | 33.7874 | 49.5 | 1.1244 | 37.9901 | 1 | 0 | 37.9901 |  | 37.9901 | 0
49.5533 | 0 | 587.9641 | 587.9641 | 1 |  | 15:11 | 10.86 |  | 579.2159 | 0 | 587.9641 | 49.5507 | 49.5558 | 0.023318 | 1.0452 | 589.0093 |  | 33.6713 | 0 | 33.6713 | 49.5 | 1.1256 | 37.9012 | 1 | 0 | 37.9012 |  | 37.9012 | 0
49.5567 | 0 | 588.6152 | 588.6152 | 1 |  | 15:11 | 10.88 |  | 579.2175 | 0 | 588.6152 | 49.5513 | 49.5562 | 0.020986 | 0.94075 | 589.556 |  | 34.2179 | 0 | 34.2179 | 49.5 | 1.1267 | 38.5547 | 1 | 0 | 38.5547 |  | 38.5547 | 0
49.5567 | 0 | 588.2897 | 588.2897 | 1 |  | 15:11 | 10.9 |  | 579.2191 | 0 | 588.2897 | 49.5518 | 49.5566 | 0.018887 | 0.84668 | 589.1364 |  | 33.7984 | 0 | 33.7984 | 49.5 | 1.1277 | 38.1159 | 1 | 0 | 38.1159 |  | 38.1159 | 0
49.5567 | 0 | 588.2897 | 588.2897 | 1 |  | 15:11 | 10.92 |  | 579.2208 | 0 | 588.2897 | 49.5523 | 49.557 | 0.016999 | 0.76201 | 589.0517 |  | 33.7137 | 0 | 33.7137 | 49.5 | 1.1287 | 38.051 | 1 | 0 | 38.051 |  | 38.051 | 0
49.5567 | 0 | 588.2897 | 588.2897 | 1 |  | 15:11 | 10.94 |  | 579.2224 | 0 | 588.2897 | 49.5528 | 49.5573 | 0.018699 | 0.83822 | 589.1279 |  | 33.7899 | 0 | 33.7899 | 49.5 | 1.1295 | 38.1647 | 1 | 0 | 38.1647 |  | 38.1647 | 0
49.5602 | 0 | 588.6152 | 588.6152 | 1 |  | 15:11 | 10.96 |  | 579.224 | 0 | 588.6152 | 49.5535 | 49.5576 | 0.021929 | 0.98309 | 589.5983 |  | 34.2603 | 0 | 34.2603 | 49.5 | 1.1302 | 38.7212 | 1 | 0 | 38.7212 |  | 38.7212 | 0
49.5602 | 0 | 588.2897 | 588.2897 | 1 |  | 15:11 | 10.98 |  | 579.2256 | 0 | 588.2897 | 49.5542 | 49.5582 | 0.024836 | 1.1134 | 589.4031 |  | 34.0651 | 0 | 34.0651 | 49.5 | 1.1317 | 38.5529 | 1 | 0 | 38.5529 |  | 38.5529 | 0
49.5602 | 0 | 587.9641 | 587.9641 | 1 |  | 15:11 | 11 |  | 579.2273 | 0 | 587.9641 | 49.5548 | 49.5587 | 0.025752 | 1.1545 | 589.1186 |  | 33.7806 | 0 | 33.7806 | 49.5 | 1.1331 | 38.2776 | 1 | 0 | 38.2776 |  | 38.2776 | 0
49.5602 | 0 | 587.9641 | 587.9641 | 1 |  | 15:11 | 11.02 |  | 579.2289 | 0 | 587.9641 | 49.5553 | 49.5592 | 0.023177 | 1.0391 | 589.0032 |  | 33.6652 | 0 | 33.6652 | 49.5 | 1.1344 | 38.1888 | 1 | 0 | 38.1888 |  | 38.1888 | 0
49.5602 | 0 | 588.6152 | 588.6152 | 1 |  | 15:11 | 11.04 |  | 579.2305 | 0 | 588.6152 | 49.5558 | 49.5597 | 0.020859 | 0.93515 | 589.5503 |  | 34.2123 | 0 | 34.2123 | 49.5 | 1.1355 | 38.8481 | 1 | 0 | 38.8481 |  | 38.8481 | 0
49.5602 | 0 | 587.9641 | 587.9641 | 1 |  | 15:11 | 11.06 |  | 579.2322 | 0 | 587.9641 | 49.5562 | 49.5601 | 0.018773 | 0.84163 | 588.8057 |  | 33.4677 | 0 | 33.4677 | 49.5 | 1.1365 | 38.0366 | 1 | 0 | 38.0366 |  | 38.0366 | 0
49.5602 | 0 | 587.9641 | 587.9641 | 1 |  | 15:11 | 11.08 |  | 579.2338 | 0 | 587.9641 | 49.5566 | 49.5604 | 0.016896 | 0.75747 | 588.7216 |  | 33.3836 | 0 | 33.3836 | 49.5 | 1.1374 | 37.9715 | 1 | 0 | 37.9715 |  | 37.9715 | 0
49.5602 | 0 | 588.6152 | 588.6152 | 1 |  | 15:11 | 11.1 |  | 579.2354 | 0 | 588.6152 | 49.557 | 49.5607 | 0.015207 | 0.68172 | 589.2969 |  | 33.9589 | 0 | 33.9589 | 49.5 | 1.1383 | 38.6539 | 1 | 0 | 38.6539 |  | 38.6539 | 0
49.5602 | 0 | 588.6152 | 588.6152 | 1 |  | 15:11 | 11.12 |  | 579.2371 | 0 | 588.6152 | 49.5573 | 49.561 | 0.013686 | 0.61355 | 589.2288 |  | 33.8907 | 0 | 33.8907 | 49.5 | 1.139 | 38.6016 | 1 | 0 | 38.6016 |  | 38.6016 | 0
49.5602 | 0 | 588.6152 | 588.6152 | 1 |  | 15:11 | 11.14 |  | 579.2387 | 0 | 588.6152 | 49.5576 | 49.5613 | 0.012317 | 0.5522 | 589.1674 |  | 33.8294 | 0 | 33.8294 | 49.5 | 1.1397 | 38.5543 | 1 | 0 | 38.5543 |  | 38.5543 | 0
49.5636 | 0 | 588.6152 | 588.6152 | 1 |  | 15:11 | 11.16 |  | 579.2403 | 0 | 588.6152 | 49.5582 | 49.5615 | 0.011086 | 0.49701 | 589.1122 |  | 33.7742 | 0 | 33.7742 | 49.5 | 1.1403 | 38.5118 | 1 | 0 | 38.5118 |  | 38.5118 | 0
49.5636 | 0 | 588.9408 | 588.9408 | 1 |  | 15:11 | 11.18 |  | 579.2419 | 0 | 588.9408 | 49.5587 | 49.5617 | 0.009977 | 0.44731 | 589.3881 |  | 34.0501 | 0 | 34.0501 | 49.5 | 1.1408 | 38.845 | 1 | 0 | 38.845 |  | 38.845 | 0
49.5636 | 0 | 588.6152 | 588.6152 | 1 |  | 15:11 | 11.2 |  | 579.2436 | 0 | 588.6152 | 49.5592 | 49.5619 | 0.0089793 | 0.40258 | 589.0178 |  | 33.6798 | 0 | 33.6798 | 49.5 | 1.1413 | 38.439 | 1 | 0 | 38.439 |  | 38.439 | 0
49.5636 | 0 | 587.9641 | 587.9641 | 1 |  | 15:11 | 11.22 |  | 579.2452 | 0 | 587.9641 | 49.5597 | 49.5621 | 0.0080814 | 0.36232 | 588.3264 |  | 32.9884 | 0 | 32.9884 | 49.5 | 1.1417 | 37.6645 | 1 | 0 | 37.6645 |  | 37.6645 | 0
49.5636 | 0 | 588.6152 | 588.6152 | 1 |  | 15:11 | 11.24 |  | 579.2468 | 0 | 588.6152 | 49.5601 | 49.5622 | 0.0072732 | 0.32609 | 588.9413 |  | 33.6033 | 0 | 33.6033 | 49.5 | 1.1421 | 38.3799 | 1 | 0 | 38.3799 |  | 38.3799 | 0
49.5636 | 0 | 588.9408 | 588.9408 | 1 |  | 15:11 | 11.26 |  | 579.2485 | 0 | 588.9408 | 49.5604 | 49.5624 | 0.0065459 | 0.29348 | 589.2343 |  | 33.8963 | 0 | 33.8963 | 49.5 | 1.1425 | 38.7267 | 1 | 0 | 38.7267 |  | 38.7267 | 0
49.5636 | 0 | 589.2664 | 589.2664 | 1 |  | 15:11 | 11.28 |  | 579.2501 | 0 | 589.2664 | 49.5607 | 49.5625 | 0.0058913 | 0.26413 | 589.5305 |  | 34.1925 | 0 | 34.1925 | 49.5 | 1.1428 | 39.0762 | 1 | 0 | 39.0762 |  | 39.0762 | 0
49.5636 | 0 | 588.9408 | 588.9408 | 1 |  | 15:11 | 11.3 |  | 579.2517 | 0 | 588.9408 | 49.561 | 49.5626 | 0.0053022 | 0.23772 | 589.1785 |  | 33.8405 | 0 | 33.8405 | 49.5 | 1.1431 | 38.6837 | 1 | 0 | 38.6837 |  | 38.6837 | 0
49.5636 | 0 | 589.2664 | 589.2664 | 1 |  | 15:11 | 11.32 |  | 579.2534 | 0 | 589.2664 | 49.5613 | 49.5627 | 0.004772 | 0.21395 | 589.4803 |  | 34.1423 | 0 | 34.1423 | 49.5 | 1.1434 | 39.0377 | 1 | 0 | 39.0377 |  | 39.0377 | 0
49.5636 | 0 | 589.5919 | 589.5919 | 1 |  | 15:11 | 11.34 |  | 579.255 | 0 | 589.5919 | 49.5615 | 49.5628 | 0.0077948 | 0.34947 | 589.9414 |  | 34.6034 | 0 | 34.6034 | 49.5 | 1.1436 | 39.5729 | 1 | 0 | 39.5729 |  | 39.5729 | 0
49.5636 | 0 | 589.5919 | 589.5919 | 1 |  | 15:11 | 11.36 |  | 579.2566 | 0 | 589.5919 | 49.5617 | 49.5629 | 0.012265 | 0.5499 | 590.1418 |  | 34.8038 | 0 | 34.8038 | 49.5 | 1.1438 | 39.8095 | 1 | 0 | 39.8095 |  | 39.8095 | 0
49.5636 | 0 | 589.2664 | 589.2664 | 1 |  | 15:11 | 11.38 |  | 579.2582 | 0 | 589.2664 | 49.5619 | 49.5633 | 0.016289 | 0.73029 | 589.9967 |  | 34.6587 | 0 | 34.6587 | 49.5 | 1.1449 | 39.6819 | 1 | 0 | 39.6819 |  | 39.6819 | 0
49.5636 | 0 | 589.5919 | 589.5919 | 1 |  | 15:11 | 11.4 |  | 579.2599 | 0 | 589.5919 | 49.5621 | 49.5637 | 0.01816 | 0.81418 | 590.4061 |  | 35.0681 | 0 | 35.0681 | 49.5 | 1.1459 | 40.1857 | 1 | 0 | 40.1857 |  | 40.1857 | 0
49.5636 | 0 | 589.9175 | 589.9175 | 1 |  | 15:11 | 11.42 |  | 579.2615 | 0 | 589.9175 | 49.5622 | 49.564 | 0.016344 | 0.73276 | 590.6503 |  | 35.3123 | 0 | 35.3123 | 49.5 | 1.1468 | 40.4973 | 1 | 0 | 40.4973 |  | 40.4973 | 0
49.5636 | 0 | 589.2664 | 589.2664 | 1 |  | 15:11 | 11.44 |  | 579.2631 | 0 | 589.2664 | 49.5624 | 49.5643 | 0.01471 | 0.65949 | 589.9259 |  | 34.5879 | 0 | 34.5879 | 49.5 | 1.1476 | 39.6946 | 1 | 0 | 39.6946 |  | 39.6946 | 0
49.5636 | 0 | 589.5919 | 589.5919 | 1 |  | 15:11 | 11.46 |  | 579.2648 | 0 | 589.5919 | 49.5625 | 49.5646 | 0.013239 | 0.59354 | 590.1854 |  | 34.8474 | 0 | 34.8474 | 49.5 | 1.1484 | 40.018 | 1 | 0 | 40.018 |  | 40.018 | 0
49.5636 | 0 | 589.9175 | 589.9175 | 1 |  | 15:11 | 11.48 |  | 579.2664 | 0 | 589.9175 | 49.5626 | 49.5649 | 0.011915 | 0.53418 | 590.4517 |  | 35.1137 | 0 | 35.1137 | 49.5 | 1.149 | 40.3469 | 1 | 0 | 40.3469 |  | 40.3469 | 0
49.5636 | 0 | 589.9175 | 589.9175 | 1 |  | 15:11 | 11.5 |  | 579.268 | 0 | 589.9175 | 49.5627 | 49.5651 | 0.010723 | 0.48077 | 590.3983 |  | 35.0603 | 0 | 35.0603 | 49.5 | 1.1496 | 40.3063 | 1 | 0 | 40.3063 |  | 40.3063 | 0
49.5636 | 0 | 589.2664 | 589.2664 | 1 |  | 15:11 | 11.52 |  | 579.2697 | 0 | 589.2664 | 49.5628 | 49.5653 | 0.0096509 | 0.43269 | 589.6991 |  | 34.3611 | 0 | 34.3611 | 49.5 | 1.1502 | 39.5209 | 1 | 0 | 39.5209 |  | 39.5209 | 0
49.5636 | 0 | 589.2664 | 589.2664 | 1 |  | 15:11 | 11.54 |  | 579.2713 | 0 | 589.2664 | 49.5629 | 49.5655 | 0.0086858 | 0.38942 | 589.6558 |  | 34.3178 | 0 | 34.3178 | 49.5 | 1.1506 | 39.4877 | 1 | 0 | 39.4877 |  | 39.4877 | 0
49.5671 | 0 | 589.9175 | 589.9175 | 1 |  | 15:11 | 11.56 |  | 579.2729 | 0 | 589.9175 | 49.5633 | 49.5656 | 0.0078172 | 0.3505 | 590.268 |  | 34.93 | 0 | 34.93 | 49.5 | 1.1511 | 40.2072 | 1 | 0 | 40.2072 |  | 40.2072 | 0
49.5671 | 0 | 589.2664 | 589.2664 | 1 |  | 15:11 | 11.58 |  | 579.2745 | 0 | 589.2664 | 49.5637 | 49.5658 | 0.0070355 | 0.31545 | 589.5819 |  | 34.2438 | 0 | 34.2438 | 49.5 | 1.1515 | 39.4308 | 1 | 0 | 39.4308 |  | 39.4308 | 0
49.5671 | 0 | 588.9408 | 588.9408 | 1 |  | 15:11 | 11.6 |  | 579.2762 | 0 | 588.9408 | 49.564 | 49.5659 | 0.006332 | 0.28391 | 589.2247 |  | 33.8867 | 0 | 33.8867 | 49.5 | 1.1518 | 39.0315 | 1 | 0 | 39.0315 |  | 39.0315 | 0
49.5671 | 0 | 588.9408 | 588.9408 | 1 |  | 15:11 | 11.62 |  | 579.2778 | 0 | 588.9408 | 49.5643 | 49.566 | 0.0056988 | 0.25552 | 589.1963 |  | 33.8583 | 0 | 33.8583 | 49.5 | 1.1521 | 39.0095 | 1 | 0 | 39.0095 |  | 39.0095 | 0
49.5671 | 0 | 589.2664 | 589.2664 | 1 |  | 15:11 | 11.64 |  | 579.2794 | 0 | 589.2664 | 49.5646 | 49.5661 | 0.0051289 | 0.22997 | 589.4964 |  | 34.1584 | 0 | 34.1584 | 49.5 | 1.1524 | 39.365 | 1 | 0 | 39.365 |  | 39.365 | 0
49.5671 | 0 | 589.2664 | 589.2664 | 1 |  | 15:11 | 11.66 |  | 579.2811 | 0 | 589.2664 | 49.5649 | 49.5662 | 0.004616 | 0.20697 | 589.4734 |  | 34.1354 | 0 | 34.1354 | 49.5 | 1.1527 | 39.3472 | 1 | 0 | 39.3472 |  | 39.3472 | 0
49.5671 | 0 | 588.9408 | 588.9408 | 1 |  | 15:11 | 11.68 |  | 579.2827 | 0 | 588.9408 | 49.5651 | 49.5663 | 0.0041544 | 0.18627 | 589.1271 |  | 33.7891 | 0 | 33.7891 | 49.5 | 1.1529 | 38.9559 | 1 | 0 | 38.9559 |  | 38.9559 | 0
49.5671 | 0 | 588.9408 | 588.9408 | 1 |  | 15:11 | 11.7 |  | 579.2843 | 0 | 588.9408 | 49.5653 | 49.5664 | 0.003739 | 0.16764 | 589.1084 |  | 33.7704 | 0 | 33.7704 | 49.5 | 1.1531 | 38.9415 | 1 | 0 | 38.9415 |  | 38.9415 | 0
49.5671 | 0 | 589.2664 | 589.2664 | 1 |  | 15:11 | 11.72 |  | 579.286 | 0 | 589.2664 | 49.5655 | 49.5665 | 0.0033651 | 0.15088 | 589.4173 |  | 34.0793 | 0 | 34.0793 | 49.5 | 1.1533 | 39.304 | 1 | 0 | 39.304 |  | 39.304 | 0
49.5671 | 0 | 588.9408 | 588.9408 | 1 |  | 15:11 | 11.74 |  | 579.2876 | 0 | 588.9408 | 49.5656 | 49.5665 | 0.0030286 | 0.13579 | 589.0766 |  | 33.7386 | 0 | 33.7386 | 49.5 | 1.1535 | 38.9168 | 1 | 0 | 38.9168 |  | 38.9168 | 0
49.5671 | 0 | 588.9408 | 588.9408 | 1 |  | 15:11 | 11.76 |  | 579.2892 | 0 | 588.9408 | 49.5658 | 49.5666 | 0.0027257 | 0.12221 | 589.063 |  | 33.725 | 0 | 33.725 | 49.5 | 1.1536 | 38.9062 | 1 | 0 | 38.9062 |  | 38.9062 | 0
49.5671 | 0 | 588.9408 | 588.9408 | 1 |  | 15:11 | 11.78 |  | 579.2908 | 0 | 588.9408 | 49.5659 | 49.5666 | 0.0024531 | 0.10999 | 589.0508 |  | 33.7128 | 0 | 33.7128 | 49.5 | 1.1538 | 38.8967 | 1 | 0 | 38.8967 |  | 38.8967 | 0
49.5671 | 0 | 588.9408 | 588.9408 | 1 |  | 15:11 | 11.8 |  | 579.2925 | 0 | 588.9408 | 49.566 | 49.5667 | 0.0022078 | 0.098992 | 589.0398 |  | 33.7018 | 0 | 33.7018 | 49.5 | 1.1539 | 38.8882 | 1 | 0 | 38.8882 |  | 38.8882 | 0
49.5671 | 0 | 588.9408 | 588.9408 | 1 |  | 15:11 | 11.82 |  | 579.2941 | 0 | 588.9408 | 49.5661 | 49.5667 | 0.001987 | 0.089093 | 589.0299 |  | 33.6919 | 0 | 33.6919 | 49.5 | 1.154 | 38.8805 | 1 | 0 | 38.8805 |  | 38.8805 | 0
49.5671 | 0 | 588.9408 | 588.9408 | 1 |  | 15:11 | 11.84 |  | 579.2957 | 0 | 588.9408 | 49.5662 | 49.5668 | 0.0051883 | 0.23263 | 589.1734 |  | 33.8354 | 0 | 33.8354 | 49.5 | 1.1541 | 39.0495 | 1 | 0 | 39.0495 |  | 39.0495 | 0
49.5671 | 0 | 589.2664 | 589.2664 | 1 |  | 15:11 | 11.86 |  | 579.2974 | 0 | 589.2664 | 49.5663 | 49.5668 | 0.0097695 | 0.43804 | 589.7044 |  | 34.3664 | 0 | 34.3664 | 49.5 | 1.1542 | 39.6655 | 1 | 0 | 39.6655 |  | 39.6655 | 0
49.5671 | 0 | 589.9175 | 589.9175 | 1 |  | 15:11 | 11.88 |  | 579.299 | 0 | 589.9175 | 49.5664 | 49.5672 | 0.013893 | 0.6229 | 590.5404 |  | 35.2024 | 0 | 35.2024 | 49.5 | 1.1552 | 40.6651 | 1 | 0 | 40.6651 |  | 40.6651 | 0
49.5671 | 0 | 589.2664 | 589.2664 | 1 |  | 15:11 | 11.9 |  | 579.3006 | 0 | 589.2664 | 49.5665 | 49.5675 | 0.015903 | 0.71306 | 589.9795 |  | 34.6415 | 0 | 34.6415 | 49.5 | 1.1561 | 40.0479 | 1 | 0 | 40.0479 |  | 40.0479 | 0
49.5671 | 0 | 589.2664 | 589.2664 | 1 |  | 15:11 | 11.92 |  | 579.3023 | 0 | 589.2664 | 49.5665 | 49.5678 | 0.014313 | 0.64175 | 589.9082 |  | 34.5701 | 0 | 34.5701 | 49.5 | 1.1569 | 39.9932 | 1 | 0 | 39.9932 |  | 39.9932 | 0
49.5671 | 0 | 589.9175 | 589.9175 | 1 |  | 15:11 | 11.94 |  | 579.3039 | 0 | 589.9175 | 49.5666 | 49.5681 | 0.012882 | 0.57758 | 590.4951 |  | 35.1571 | 0 | 35.1571 | 49.5 | 1.1576 | 40.6977 | 1 | 0 | 40.6977 |  | 40.6977 | 0
49.5671 | 0 | 589.9175 | 589.9175 | 1 |  | 15:11 | 11.96 |  | 579.3055 | 0 | 589.9175 | 49.5666 | 49.5683 | 0.011594 | 0.51982 | 590.4373 |  | 35.0993 | 0 | 35.0993 | 49.5 | 1.1582 | 40.6537 | 1 | 0 | 40.6537 |  | 40.6537 | 0
49.5671 | 0 | 589.2664 | 589.2664 | 1 |  | 15:11 | 11.98 |  | 579.3071 | 0 | 589.2664 | 49.5667 | 49.5685 | 0.010434 | 0.46784 | 589.7342 |  | 34.3962 | 0 | 34.3962 | 49.5 | 1.1588 | 39.8595 | 1 | 0 | 39.8595 |  | 39.8595 | 0
49.5671 | 0 | 589.2664 | 589.2664 | 1 |  | 15:11 | 12 |  | 579.3088 | 0 | 589.2664 | 49.5667 | 49.5687 | 0.0093907 | 0.42105 | 589.6875 |  | 34.3495 | 0 | 34.3495 | 49.5 | 1.1594 | 39.8235 | 1 | 0 | 39.8235 |  | 39.8235 | 0
49.5671 | 0 | 589.9175 | 589.9175 | 1 |  | 15:11 | 12.02 |  | 579.3104 | 0 | 589.9175 | 49.5668 | 49.5689 | 0.0084517 | 0.37895 | 590.2964 |  | 34.9584 | 0 | 34.9584 | 49.5 | 1.1598 | 40.5462 | 1 | 0 | 40.5462 |  | 40.5462 | 0
49.5671 | 0 | 589.9175 | 589.9175 | 1 |  | 15:11 | 12.04 |  | 579.312 | 0 | 589.9175 | 49.5668 | 49.5691 | 0.0076065 | 0.34105 | 590.2586 |  | 34.9206 | 0 | 34.9206 | 49.5 | 1.1603 | 40.5172 | 1 | 0 | 40.5172 |  | 40.5172 | 0
49.5705 | 0 | 589.5919 | 589.5919 | 1 |  | 15:11 | 12.06 |  | 579.3137 | 0 | 589.5919 | 49.5672 | 49.5692 | 0.0068458 | 0.30697 | 589.8989 |  | 34.5609 | 0 | 34.5609 | 49.5 | 1.1607 | 40.1132 | 1 | 0 | 40.1132 |  | 40.1132 | 0
49.5705 | 0 | 589.5919 | 589.5919 | 1 |  | 15:11 | 12.08 |  | 579.3153 | 0 | 589.5919 | 49.5675 | 49.5693 | 0.0061613 | 0.27627 | 589.8682 |  | 34.5302 | 0 | 34.5302 | 49.5 | 1.161 | 40.0896 | 1 | 0 | 40.0896 |  | 40.0896 | 0
49.5705 | 0 | 589.5919 | 589.5919 | 1 |  | 15:11 | 12.1 |  | 579.3169 | 0 | 589.5919 | 49.5678 | 49.5695 | 0.0055451 | 0.24865 | 589.8405 |  | 34.5025 | 0 | 34.5025 | 49.5 | 1.1613 | 40.0684 | 1 | 0 | 40.0684 |  | 40.0684 | 0
49.5705 | 0 | 588.9408 | 588.9408 | 1 |  | 15:11 | 12.12 |  | 579.3186 | 0 | 588.9408 | 49.5681 | 49.5696 | 0.0049906 | 0.22378 | 589.1646 |  | 33.8266 | 0 | 33.8266 | 49.5 | 1.1616 | 39.2929 | 1 | 0 | 39.2929 |  | 39.2929 | 0
49.5705 | 0 | 588.9408 | 588.9408 | 1 |  | 15:11 | 12.14 |  | 579.3202 | 0 | 588.9408 | 49.5683 | 49.5697 | 0.0044916 | 0.2014 | 589.1422 |  | 33.8042 | 0 | 33.8042 | 49.5 | 1.1619 | 39.2755 | 1 | 0 | 39.2755 |  | 39.2755 | 0
49.5705 | 0 | 588.9408 | 588.9408 | 1 |  | 15:11 | 12.16 |  | 579.3218 | 0 | 588.9408 | 49.5685 | 49.5697 | 0.0075424 | 0.3382 | 589.279 |  | 33.941 | 0 | 33.941 | 49.5 | 1.1621 | 39.4422 | 1 | 0 | 39.4422 |  | 39.4422 | 0
49.5705 | 0 | 588.9408 | 588.9408 | 1 |  | 15:11 | 12.18 |  | 579.3234 | 0 | 588.9408 | 49.5687 | 49.5698 | 0.012038 | 0.53979 | 589.4806 |  | 34.1426 | 0 | 34.1426 | 49.5 | 1.1623 | 39.6835 | 1 | 0 | 39.6835 |  | 39.6835 | 0
49.5705 | 0 | 588.6152 | 588.6152 | 1 |  | 15:11 | 12.2 |  | 579.3251 | 0 | 588.6152 | 49.5689 | 49.5702 | 0.016084 | 0.72123 | 589.3364 |  | 33.9984 | 0 | 33.9984 | 49.5 | 1.1634 | 39.5544 | 1 | 0 | 39.5544 |  | 39.5544 | 0
49.5705 | 0 | 588.6152 | 588.6152 | 1 |  | 15:11 | 12.22 |  | 579.3267 | 0 | 588.6152 | 49.5691 | 49.5706 | 0.017976 | 0.80605 | 589.4212 |  | 34.0832 | 0 | 34.0832 | 49.5 | 1.1644 | 39.6879 | 1 | 0 | 39.6879 |  | 39.6879 | 0
49.5705 | 0 | 588.9408 | 588.9408 | 1 |  | 15:11 | 12.24 |  | 579.3283 | 0 | 588.9408 | 49.5692 | 49.5709 | 0.016178 | 0.72544 | 589.6662 |  | 34.3282 | 0 | 34.3282 | 49.5 | 1.1654 | 40.0048 | 1 | 0 | 40.0048 |  | 40.0048 | 0
49.5705 | 0 | 588.6152 | 588.6152 | 1 |  | 15:11 | 12.26 |  | 579.33 | 0 | 588.6152 | 49.5693 | 49.5713 | 0.01456 | 0.6529 | 589.2681 |  | 33.9301 | 0 | 33.9301 | 49.5 | 1.1662 | 39.5689 | 1 | 0 | 39.5689 |  | 39.5689 | 0
49.5705 | 0 | 588.2897 | 588.2897 | 1 |  | 15:11 | 12.28 |  | 579.3316 | 0 | 588.2897 | 49.5695 | 49.5715 | 0.013104 | 0.58761 | 588.8773 |  | 33.5393 | 0 | 33.5393 | 49.5 | 1.1669 | 39.1383 | 1 | 0 | 39.1383 |  | 39.1383 | 0
49.5705 | 0 | 587.9641 | 587.9641 | 1 |  | 15:11 | 12.3 |  | 579.3332 | 0 | 587.9641 | 49.5696 | 49.5718 | 0.011794 | 0.52885 | 588.4929 |  | 33.1549 | 0 | 33.1549 | 49.5 | 1.1676 | 38.7121 | 1 | 0 | 38.7121 |  | 38.7121 | 0
49.5705 | 0 | 588.2897 | 588.2897 | 1 |  | 15:11 | 12.32 |  | 579.3349 | 0 | 588.2897 | 49.5697 | 49.572 | 0.010615 | 0.47596 | 588.7657 |  | 33.4277 | 0 | 33.4277 | 49.5 | 1.1682 | 39.0508 | 1 | 0 | 39.0508 |  | 39.0508 | 0
49.5705 | 0 | 587.9641 | 587.9641 | 1 |  | 15:11 | 12.34 |  | 579.3365 | 0 | 587.9641 | 49.5697 | 49.5722 | 0.012953 | 0.58082 | 588.5449 |  | 33.2069 | 0 | 33.2069 | 49.5 | 1.1688 | 38.8111 | 1 | 0 | 38.8111 |  | 38.8111 | 0
49.5705 | 0 | 587.9641 | 587.9641 | 1 |  | 15:11 | 12.36 |  | 579.3381 | 0 | 587.9641 | 49.5698 | 49.5724 | 0.016758 | 0.75143 | 588.7155 |  | 33.3775 | 0 | 33.3775 | 49.5 | 1.1693 | 39.0269 | 1 | 0 | 39.0269 |  | 39.0269 | 0
49.574 | 0 | 587.9641 | 587.9641 | 1 |  | 15:11 | 12.38 |  | 579.3397 | 0 | 587.9641 | 49.5702 | 49.5729 | 0.020182 | 0.90503 | 588.8691 |  | 33.5311 | 0 | 33.5311 | 49.5 | 1.1706 | 39.2526 | 1 | 0 | 39.2526 |  | 39.2526 | 0
49.574 | 0 | 587.9641 | 587.9641 | 1 |  | 15:11 | 12.4 |  | 579.3414 | 0 | 587.9641 | 49.5706 | 49.5733 | 0.021564 | 0.967 | 588.9311 |  | 33.5931 | 0 | 33.5931 | 49.5 | 1.1719 | 39.3668 | 1 | 0 | 39.3668 |  | 39.3668 | 0
49.574 | 0 | 587.9641 | 587.9641 | 1 |  | 15:11 | 12.42 |  | 579.343 | 0 | 587.9641 | 49.5709 | 49.5737 | 0.019407 | 0.8703 | 588.8344 |  | 33.4964 | 0 | 33.4964 | 49.5 | 1.173 | 39.2909 | 1 | 0 | 39.2909 |  | 39.2909 | 0
49.574 | 0 | 587.6385 | 587.6385 | 1 |  | 15:11 | 12.44 |  | 579.3446 | 0 | 587.6385 | 49.5713 | 49.5741 | 0.017467 | 0.78327 | 588.4218 |  | 33.0838 | 0 | 33.0838 | 49.5 | 1.174 | 38.8403 | 1 | 0 | 38.8403 |  | 38.8403 | 0
49.574 | 0 | 587.9641 | 587.9641 | 1 |  | 15:11 | 12.46 |  | 579.3463 | 0 | 587.9641 | 49.5715 | 49.5744 | 0.01572 | 0.70494 | 588.669 |  | 33.331 | 0 | 33.331 | 49.5 | 1.1749 | 39.1609 | 1 | 0 | 39.1609 |  | 39.1609 | 0
49.574 | 0 | 587.6385 | 587.6385 | 1 |  | 15:11 | 12.48 |  | 579.3479 | 0 | 587.6385 | 49.5718 | 49.5747 | 0.017648 | 0.7914 | 588.4299 |  | 33.0919 | 0 | 33.0919 | 49.5 | 1.1757 | 38.907 | 1 | 0 | 38.907 |  | 38.907 | 0
49.574 | 0 | 587.6385 | 587.6385 | 1 |  | 15:11 | 12.5 |  | 579.3495 | 0 | 587.6385 | 49.572 | 49.575 | 0.021133 | 0.94769 | 588.5862 |  | 33.2482 | 0 | 33.2482 | 49.5 | 1.1765 | 39.1153 | 1 | 0 | 39.1153 |  | 39.1153 | 0
49.574 | 0 | 587.313 | 587.313 | 1 |  | 15:11 | 12.52 |  | 579.3512 | 0 | 587.313 | 49.5722 | 49.5756 | 0.02427 | 1.0883 | 588.4013 |  | 33.0633 | 0 | 33.0633 | 49.5 | 1.1781 | 38.952 | 1 | 0 | 38.952 |  | 38.952 | 0
49.574 | 0 | 587.9641 | 587.9641 | 1 |  | 15:11 | 12.54 |  | 579.3528 | 0 | 587.9641 | 49.5724 | 49.5761 | 0.025343 | 1.1365 | 589.1006 |  | 33.7626 | 0 | 33.7626 | 49.5 | 1.1796 | 39.8256 | 1 | 0 | 39.8256 |  | 39.8256 | 0
49.5774 | 0 | 587.9641 | 587.9641 | 1 |  | 15:11 | 12.56 |  | 579.3544 | 0 | 587.9641 | 49.5729 | 49.5766 | 0.022809 | 1.0229 | 588.987 |  | 33.649 | 0 | 33.649 | 49.5 | 1.1809 | 39.7364 | 1 | 0 | 39.7364 |  | 39.7364 | 0
49.5774 | 0 | 587.6385 | 587.6385 | 1 |  | 15:11 | 12.58 |  | 579.356 | 0 | 587.6385 | 49.5733 | 49.577 | 0.020528 | 0.9206 | 588.5591 |  | 33.2211 | 0 | 33.2211 | 49.5 | 1.1821 | 39.271 | 1 | 0 | 39.271 |  | 39.271 | 0
49.5774 | 0 | 587.6385 | 587.6385 | 1 |  | 15:11 | 12.6 |  | 579.3577 | 0 | 587.6385 | 49.5737 | 49.5774 | 0.018475 | 0.82854 | 588.467 |  | 33.129 | 0 | 33.129 | 49.5 | 1.1832 | 39.1981 | 1 | 0 | 39.1981 |  | 39.1981 | 0
49.5774 | 0 | 587.9641 | 587.9641 | 1 |  | 15:11 | 12.62 |  | 579.3593 | 0 | 587.9641 | 49.5741 | 49.5778 | 0.016627 | 0.74569 | 588.7098 |  | 33.3718 | 0 | 33.3718 | 49.5 | 1.1842 | 39.5179 | 1 | 0 | 39.5179 |  | 39.5179 | 0
49.5774 | 0 | 587.9641 | 587.9641 | 1 |  | 15:11 | 12.64 |  | 579.3609 | 0 | 587.9641 | 49.5744 | 49.5781 | 0.018365 | 0.82359 | 588.7877 |  | 33.4497 | 0 | 33.4497 | 49.5 | 1.1851 | 39.6396 | 1 | 0 | 39.6396 |  | 39.6396 | 0
49.5774 | 0 | 587.6385 | 587.6385 | 1 |  | 15:11 | 12.66 |  | 579.3626 | 0 | 587.6385 | 49.5747 | 49.5784 | 0.021628 | 0.96995 | 588.6085 |  | 33.2704 | 0 | 33.2704 | 49.5 | 1.1858 | 39.4536 | 1 | 0 | 39.4536 |  | 39.4536 | 0
49.5774 | 0 | 587.6385 | 587.6385 | 1 |  | 15:11 | 12.68 |  | 579.3642 | 0 | 587.6385 | 49.575 | 49.579 | 0.024565 | 1.1017 | 588.7402 |  | 33.4022 | 0 | 33.4022 | 49.5 | 1.1875 | 39.6657 | 1 | 0 | 39.6657 |  | 39.6657 | 0
49.5809 | 0 | 587.6385 | 587.6385 | 1 |  | 15:11 | 12.7 |  | 579.3658 | 0 | 587.6385 | 49.5756 | 49.5795 | 0.025509 | 1.1441 | 588.7826 |  | 33.4446 | 0 | 33.4446 | 49.5 | 1.189 | 39.7665 | 1 | 0 | 39.7665 |  | 39.7665 | 0
49.5809 | 0 | 587.313 | 587.313 | 1 |  | 15:11 | 12.72 |  | 579.3675 | 0 | 587.313 | 49.5761 | 49.58 | 0.022958 | 1.0297 | 588.3427 |  | 33.0047 | 0 | 33.0047 | 49.5 | 1.1904 | 39.2884 | 1 | 0 | 39.2884 |  | 39.2884 | 0
49.5809 | 0 | 586.9874 | 586.9874 | 1 |  | 15:11 | 12.74 |  | 579.3691 | 0 | 586.9874 | 49.5766 | 49.5804 | 0.020662 | 0.92669 | 587.9141 |  | 32.5761 | 0 | 32.5761 | 49.5 | 1.1916 | 38.8182 | 1 | 0 | 38.8182 |  | 38.8182 | 0
49.5809 | 0 | 586.9874 | 586.9874 | 1 |  | 15:11 | 12.76 |  | 579.3707 | 0 | 586.9874 | 49.577 | 49.5808 | 0.018596 | 0.83402 | 587.8214 |  | 32.4834 | 0 | 32.4834 | 49.5 | 1.1927 | 38.7438 | 1 | 0 | 38.7438 |  | 38.7438 | 0
49.5809 | 0 | 586.9874 | 586.9874 | 1 |  | 15:11 | 12.78 |  | 579.3723 | 0 | 586.9874 | 49.5774 | 49.5811 | 0.020236 | 0.9076 | 587.895 |  | 32.557 | 0 | 32.557 | 49.5 | 1.1937 | 38.8641 | 1 | 0 | 38.8641 |  | 38.8641 | 0
49.5809 | 0 | 586.9874 | 586.9874 | 1 |  | 15:11 | 12.8 |  | 579.374 | 0 | 586.9874 | 49.5778 | 49.5815 | 0.023463 | 1.0523 | 588.0397 |  | 32.7017 | 0 | 32.7017 | 49.5 | 1.1946 | 39.0663 | 1 | 0 | 39.0663 |  | 39.0663 | 0
49.5809 | 0 | 586.9874 | 586.9874 | 1 |  | 15:11 | 12.82 |  | 579.3756 | 0 | 586.9874 | 49.5781 | 49.5821 | 0.026366 | 1.1825 | 588.1699 |  | 32.8319 | 0 | 32.8319 | 49.5 | 1.1964 | 39.2814 | 1 | 0 | 39.2814 |  | 39.2814 | 0
49.5809 | 0 | 586.9874 | 586.9874 | 1 |  | 15:11 | 12.84 |  | 579.3772 | 0 | 586.9874 | 49.5784 | 49.5827 | 0.02723 | 1.2212 | 588.2086 |  | 32.8706 | 0 | 32.8706 | 49.5 | 1.1981 | 39.3815 | 1 | 0 | 39.3815 |  | 39.3815 | 0
49.5843 | 0 | 586.9874 | 586.9874 | 1 |  | 15:11 | 12.86 |  | 579.3789 | 0 | 586.9874 | 49.579 | 49.5832 | 0.024507 | 1.0992 | 588.0866 |  | 32.7486 | 0 | 32.7486 | 49.5 | 1.1996 | 39.2836 | 1 | 0 | 39.2836 |  | 39.2836 | 0
49.5843 | 0 | 586.6619 | 586.6619 | 1 |  | 15:11 | 12.88 |  | 579.3805 | 0 | 586.6619 | 49.5795 | 49.5836 | 0.022056 | 0.98928 | 587.6512 |  | 32.3132 | 0 | 32.3132 | 49.5 | 1.2009 | 38.8043 | 1 | 0 | 38.8043 |  | 38.8043 | 0
49.5843 | 0 | 586.0107 | 586.0107 | 1 |  | 15:11 | 12.9 |  | 579.3821 | 0 | 586.0107 | 49.58 | 49.5841 | 0.019851 | 0.89035 | 586.9011 |  | 31.563 | 0 | 31.563 | 49.5 | 1.2021 | 37.9414 | 1 | 0 | 37.9414 |  | 37.9414 | 0
49.5843 | 0 | 586.0107 | 586.0107 | 1 |  | 15:11 | 12.92 |  | 579.3838 | 0 | 586.0107 | 49.5804 | 49.5844 | 0.017865 | 0.80132 | 586.812 |  | 31.474 | 0 | 31.474 | 49.5 | 1.2032 | 37.8685 | 1 | 0 | 37.8685 |  | 37.8685 | 0
49.5843 | 0 | 586.0107 | 586.0107 | 1 |  | 15:11 | 12.94 |  | 579.3854 | 0 | 586.0107 | 49.5808 | 49.5848 | 0.019479 | 0.87368 | 586.8844 |  | 31.5464 | 0 | 31.5464 | 49.5 | 1.2041 | 37.9864 | 1 | 0 | 37.9864 |  | 37.9864 | 0
49.5843 | 0 | 586.0107 | 586.0107 | 1 |  | 15:11 | 12.96 |  | 579.387 | 0 | 586.0107 | 49.5811 | 49.5851 | 0.022631 | 1.0151 | 587.0258 |  | 31.6878 | 0 | 31.6878 | 49.5 | 1.205 | 38.1845 | 1 | 0 | 38.1845 |  | 38.1845 | 0
49.5843 | 0 | 585.3596 | 585.3596 | 1 |  | 15:11 | 12.98 |  | 579.3886 | 0 | 585.3596 | 49.5815 | 49.5857 | 0.025468 | 1.1423 | 586.5019 |  | 31.1639 | 0 | 31.1639 | 49.5 | 1.2068 | 37.6088 | 1 | 0 | 37.6088 |  | 37.6088 | 0
49.5878 | 0 | 586.0107 | 586.0107 | 1 |  | 15:11 | 13 |  | 579.3903 | 0 | 586.0107 | 49.5821 | 49.5862 | 0.026321 | 1.1807 | 587.1914 |  | 31.8534 | 0 | 31.8534 | 49.5 | 1.2084 | 38.4921 | 1 | 0 | 38.4921 |  | 38.4921 | 0
49.5878 | 0 | 586.0107 | 586.0107 | 1 |  | 15:11 | 13.02 |  | 579.3919 | 0 | 586.0107 | 49.5827 | 49.5867 | 0.023689 | 1.0626 | 587.0733 |  | 31.7353 | 0 | 31.7353 | 49.5 | 1.2099 | 38.3955 | 1 | 0 | 38.3955 |  | 38.3955 | 0
49.5878 | 0 | 586.0107 | 586.0107 | 1 |  | 15:11 | 13.04 |  | 579.3935 | 0 | 586.0107 | 49.5832 | 49.5872 | 0.02132 | 0.95633 | 586.967 |  | 31.629 | 0 | 31.629 | 49.5 | 1.2112 | 38.3083 | 1 | 0 | 38.3083 |  | 38.3083 | 0
49.5878 | 0 | 586.0107 | 586.0107 | 1 |  | 15:11 | 13.06 |  | 579.3952 | 0 | 586.0107 | 49.5836 | 49.5876 | 0.022688 | 1.0177 | 587.0284 |  | 31.6904 | 0 | 31.6904 | 49.5 | 1.2124 | 38.4201 | 1 | 0 | 38.4201 |  | 38.4201 | 0
49.5878 | 0 | 586.0107 | 586.0107 | 1 |  | 15:11 | 13.08 |  | 579.3968 | 0 | 586.0107 | 49.5841 | 49.5879 | 0.025669 | 1.1514 | 587.1621 |  | 31.8241 | 0 | 31.8241 | 49.5 | 1.2134 | 38.6161 | 1 | 0 | 38.6161 |  | 38.6161 | 0
49.5878 | 0 | 586.0107 | 586.0107 | 1 |  | 15:11 | 13.1 |  | 579.3984 | 0 | 586.0107 | 49.5844 | 49.5886 | 0.028352 | 1.2718 | 587.2825 |  | 31.9445 | 0 | 31.9445 | 49.5 | 1.2154 | 38.8258 | 1 | 0 | 38.8258 |  | 38.8258 | 0
49.5878 | 0 | 586.0107 | 586.0107 | 1 |  | 15:11 | 13.12 |  | 579.4001 | 0 | 586.0107 | 49.5848 | 49.5892 | 0.029017 | 1.3016 | 587.3123 |  | 31.9743 | 0 | 31.9743 | 49.5 | 1.2172 | 38.9196 | 1 | 0 | 38.9196 |  | 38.9196 | 0
49.5878 | 0 | 586.0107 | 586.0107 | 1 |  | 15:11 | 13.14 |  | 579.4017 | 0 | 586.0107 | 49.5851 | 49.5898 | 0.026115 | 1.1714 | 587.1821 |  | 31.8441 | 0 | 31.8441 | 49.5 | 1.2188 | 38.8129 | 1 | 0 | 38.8129 |  | 38.8129 | 0
49.5912 | 0 | 586.3363 | 586.3363 | 1 |  | 15:11 | 13.16 |  | 579.4033 | 0 | 586.3363 | 49.5857 | 49.5903 | 0.026904 | 1.2069 | 587.5432 |  | 32.2052 | 0 | 32.2052 | 49.5 | 1.2203 | 39.3001 | 1 | 0 | 39.3001 |  | 39.3001 | 0
49.5912 | 0 | 586.0107 | 586.0107 | 1 |  | 15:11 | 13.18 |  | 579.4049 | 0 | 586.0107 | 49.5862 | 49.5907 | 0.029313 | 1.315 | 587.3257 |  | 31.9877 | 0 | 31.9877 | 49.5 | 1.2216 | 39.077 | 1 | 0 | 39.077 |  | 39.077 | 0
49.5912 | 0 | 586.3363 | 586.3363 | 1 |  | 15:11 | 13.2 |  | 579.4066 | 0 | 586.3363 | 49.5867 | 49.5914 | 0.031482 | 1.4123 | 587.7486 |  | 32.4106 | 0 | 32.4106 | 49.5 | 1.2238 | 39.6652 | 1 | 0 | 39.6652 |  | 39.6652 | 0
49.5912 | 0 | 586.3363 | 586.3363 | 1 |  | 15:11 | 13.22 |  | 579.4082 | 0 | 586.3363 | 49.5872 | 49.5921 | 0.031734 | 1.4236 | 587.7599 |  | 32.4218 | 0 | 32.4218 | 49.5 | 1.2258 | 39.7437 | 1 | 0 | 39.7437 |  | 39.7437 | 0
49.5912 | 0 | 586.6619 | 586.6619 | 1 |  | 15:11 | 13.24 |  | 579.4098 | 0 | 586.6619 | 49.5876 | 49.5927 | 0.028561 | 1.2812 | 587.9431 |  | 32.6051 | 0 | 32.6051 | 49.5 | 1.2276 | 40.0271 | 1 | 0 | 40.0271 |  | 40.0271 | 0
49.5912 | 0 | 586.6619 | 586.6619 | 1 |  | 15:11 | 13.26 |  | 579.4115 | 0 | 586.6619 | 49.5879 | 49.5933 | 0.025704 | 1.1531 | 587.815 |  | 32.477 | 0 | 32.477 | 49.5 | 1.2293 | 39.9226 | 1 | 0 | 39.9226 |  | 39.9226 | 0
49.5947 | 0 | 586.0107 | 586.0107 | 1 |  | 15:11 | 13.28 |  | 579.4131 | 0 | 586.0107 | 49.5886 | 49.5937 | 0.023134 | 1.0378 | 587.0485 |  | 31.7105 | 0 | 31.7105 | 49.5 | 1.2307 | 39.027 | 1 | 0 | 39.027 |  | 39.027 | 0
49.5947 | 0 | 586.3363 | 586.3363 | 1 |  | 15:11 | 13.3 |  | 579.4147 | 0 | 586.3363 | 49.5892 | 49.5942 | 0.020821 | 0.93406 | 587.2704 |  | 31.9324 | 0 | 31.9324 | 49.5 | 1.2321 | 39.3423 | 1 | 0 | 39.3423 |  | 39.3423 | 0
49.5947 | 0 | 586.6619 | 586.6619 | 1 |  | 15:11 | 13.32 |  | 579.4164 | 0 | 586.6619 | 49.5898 | 49.5946 | 0.018739 | 0.84065 | 587.5026 |  | 32.1645 | 0 | 32.1645 | 49.5 | 1.2332 | 39.6667 | 1 | 0 | 39.6667 |  | 39.6667 | 0
49.5947 | 0 | 586.0107 | 586.0107 | 1 |  | 15:11 | 13.34 |  | 579.418 | 0 | 586.0107 | 49.5903 | 49.5949 | 0.020365 | 0.91361 | 586.9243 |  | 31.5863 | 0 | 31.5863 | 49.5 | 1.2343 | 38.9876 | 1 | 0 | 38.9876 |  | 38.9876 | 0
49.5947 | 0 | 586.0107 | 586.0107 | 1 |  | 15:11 | 13.36 |  | 579.4196 | 0 | 586.0107 | 49.5907 | 49.5952 | 0.023578 | 1.0578 | 587.0685 |  | 31.7305 | 0 | 31.7305 | 49.5 | 1.2353 | 39.1963 | 1 | 0 | 39.1963 |  | 39.1963 | 0
49.5981 | 0 | 586.3363 | 586.3363 | 1 |  | 15:11 | 13.38 |  | 579.4212 | 0 | 586.3363 | 49.5914 | 49.5959 | 0.02647 | 1.1876 | 587.5239 |  | 32.1859 | 0 | 32.1859 | 49.5 | 1.2372 | 39.8215 | 1 | 0 | 39.8215 |  | 39.8215 | 0
49.5981 | 0 | 586.3363 | 586.3363 | 1 |  | 15:11 | 13.4 |  | 579.4229 | 0 | 586.3363 | 49.5921 | 49.5964 | 0.027323 | 1.2259 | 587.5622 |  | 32.2242 | 0 | 32.2242 | 49.5 | 1.239 | 39.9255 | 1 | 0 | 39.9255 |  | 39.9255 | 0
49.5981 | 0 | 586.3363 | 586.3363 | 1 |  | 15:11 | 13.42 |  | 579.4245 | 0 | 586.3363 | 49.5927 | 49.597 | 0.024591 | 1.1033 | 587.4396 |  | 32.1016 | 0 | 32.1016 | 49.5 | 1.2406 | 39.8244 | 1 | 0 | 39.8244 |  | 39.8244 | 0
49.5981 | 0 | 586.0107 | 586.0107 | 1 |  | 15:11 | 13.44 |  | 579.4261 | 0 | 586.0107 | 49.5933 | 49.5974 | 0.022132 | 0.99295 | 587.0037 |  | 31.6657 | 0 | 31.6657 | 49.5 | 1.242 | 39.3289 | 1 | 0 | 39.3289 |  | 39.3289 | 0
49.5981 | 0 | 586.0107 | 586.0107 | 1 |  | 15:11 | 13.46 |  | 579.4278 | 0 | 586.0107 | 49.5937 | 49.5978 | 0.019919 | 0.89366 | 586.9044 |  | 31.5664 | 0 | 31.5664 | 49.5 | 1.2433 | 39.2463 | 1 | 0 | 39.2463 |  | 39.2463 | 0
49.5981 | 0 | 586.0107 | 586.0107 | 1 |  | 15:11 | 13.48 |  | 579.4294 | 0 | 586.0107 | 49.5942 | 49.5982 | 0.017927 | 0.80429 | 586.815 |  | 31.477 | 0 | 31.477 | 49.5 | 1.2445 | 39.1718 | 1 | 0 | 39.1718 |  | 39.1718 | 0
49.5981 | 0 | 585.6852 | 585.6852 | 1 |  | 15:11 | 13.5 |  | 579.431 | 0 | 585.6852 | 49.5946 | 49.5986 | 0.016134 | 0.72386 | 586.4091 |  | 31.0711 | 0 | 31.0711 | 49.5 | 1.2455 | 38.6992 | 1 | 0 | 38.6992 |  | 38.6992 | 0
49.5981 | 0 | 585.6852 | 585.6852 | 1 |  | 15:11 | 13.52 |  | 579.4327 | 0 | 585.6852 | 49.5949 | 49.5989 | 0.017921 | 0.80402 | 586.4892 |  | 31.1512 | 0 | 31.1512 | 49.5 | 1.2465 | 38.8284 | 1 | 0 | 38.8284 |  | 38.8284 | 0
49.5981 | 0 | 586.0107 | 586.0107 | 1 |  | 15:11 | 13.54 |  | 579.4343 | 0 | 586.0107 | 49.5952 | 49.5991 | 0.021229 | 0.95243 | 586.9631 |  | 31.6251 | 0 | 31.6251 | 49.5 | 1.2473 | 39.4461 | 1 | 0 | 39.4461 |  | 39.4461 | 0
49.6016 | 0 | 586.0107 | 586.0107 | 1 |  | 15:11 | 13.56 |  | 579.4359 | 0 | 586.0107 | 49.5959 | 49.5997 | 0.024206 | 1.0861 | 587.0968 |  | 31.7588 | 0 | 31.7588 | 49.5 | 1.2491 | 39.6708 | 1 | 0 | 39.6708 |  | 39.6708 | 0
49.6016 | 0 | 586.0107 | 586.0107 | 1 |  | 15:11 | 13.58 |  | 579.4375 | 0 | 586.0107 | 49.5964 | 49.6002 | 0.025185 | 1.13 | 587.1407 |  | 31.8027 | 0 | 31.8027 | 49.5 | 1.2508 | 39.7782 | 1 | 0 | 39.7782 |  | 39.7782 | 0
49.6016 | 0 | 586.0107 | 586.0107 | 1 |  | 15:11 | 13.6 |  | 579.4392 | 0 | 586.0107 | 49.597 | 49.6007 | 0.022667 | 1.017 | 587.0277 |  | 31.6897 | 0 | 31.6897 | 49.5 | 1.2523 | 39.684 | 1 | 0 | 39.684 |  | 39.684 | 0
49.6016 | 0 | 586.3363 | 586.3363 | 1 |  | 15:11 | 13.62 |  | 579.4408 | 0 | 586.3363 | 49.5974 | 49.6012 | 0.0204 | 0.91532 | 587.2516 |  | 31.9136 | 0 | 31.9136 | 49.5 | 1.2536 | 40.0072 | 1 | 0 | 40.0072 |  | 40.0072 | 0
49.6016 | 0 | 586.3363 | 586.3363 | 1 |  | 15:11 | 13.64 |  | 579.4424 | 0 | 586.3363 | 49.5978 | 49.6015 | 0.01836 | 0.82379 | 587.1601 |  | 31.8221 | 0 | 31.8221 | 49.5 | 1.2548 | 39.931 | 1 | 0 | 39.931 |  | 39.931 | 0
49.6016 | 0 | 586.0107 | 586.0107 | 1 |  | 15:11 | 13.66 |  | 579.4441 | 0 | 586.0107 | 49.5982 | 49.6019 | 0.016524 | 0.74141 | 586.7521 |  | 31.4141 | 0 | 31.4141 | 49.5 | 1.2559 | 39.4534 | 1 | 0 | 39.4534 |  | 39.4534 | 0
49.6016 | 0 | 586.0107 | 586.0107 | 1 |  | 15:11 | 13.68 |  | 579.4457 | 0 | 586.0107 | 49.5986 | 49.6022 | 0.014872 | 0.66727 | 586.678 |  | 31.34 | 0 | 31.34 | 49.5 | 1.2569 | 39.3911 | 1 | 0 | 39.3911 |  | 39.3911 | 0
49.6016 | 0 | 586.3363 | 586.3363 | 1 |  | 15:11 | 13.7 |  | 579.4473 | 0 | 586.3363 | 49.5989 | 49.6025 | 0.013384 | 0.60054 | 586.9368 |  | 31.5988 | 0 | 31.5988 | 49.5 | 1.2578 | 39.7445 | 1 | 0 | 39.7445 |  | 39.7445 | 0
49.6016 | 0 | 586.0107 | 586.0107 | 1 |  | 15:11 | 13.72 |  | 579.449 | 0 | 586.0107 | 49.5991 | 49.6027 | 0.012046 | 0.54049 | 586.5512 |  | 31.2132 | 0 | 31.2132 | 49.5 | 1.2586 | 39.2844 | 1 | 0 | 39.2844 |  | 39.2844 | 0
49.605 | 0 | 586.0107 | 586.0107 | 1 |  | 15:11 | 13.74 |  | 579.4506 | 0 | 586.0107 | 49.5997 | 49.603 | 0.014341 | 0.64352 | 586.6542 |  | 31.3162 | 0 | 31.3162 | 49.5 | 1.2593 | 39.4366 | 1 | 0 | 39.4366 |  | 39.4366 | 0
49.605 | 0 | 586.6619 | 586.6619 | 1 |  | 15:11 | 13.76 |  | 579.4522 | 0 | 586.6619 | 49.6002 | 49.6032 | 0.018157 | 0.81474 | 587.4766 |  | 32.1386 | 0 | 32.1386 | 49.5 | 1.26 | 40.4931 | 1 | 0 | 40.4931 |  | 40.4931 | 0
49.605 | 0 | 586.9874 | 586.9874 | 1 |  | 15:11 | 13.78 |  | 579.4538 | 0 | 586.9874 | 49.6007 | 49.6037 | 0.021592 | 0.96885 | 587.9562 |  | 32.6182 | 0 | 32.6182 | 49.5 | 1.2616 | 41.1528 | 1 | 0 | 41.1528 |  | 41.1528 | 0
49.605 | 0 | 586.6619 | 586.6619 | 1 |  | 15:11 | 13.8 |  | 579.4555 | 0 | 586.6619 | 49.6012 | 49.6042 | 0.022932 | 1.029 | 587.6909 |  | 32.3529 | 0 | 32.3529 | 49.5 | 1.2632 | 40.8676 | 1 | 0 | 40.8676 |  | 40.8676 | 0
49.605 | 0 | 586.0107 | 586.0107 | 1 |  | 15:11 | 13.82 |  | 579.4571 | 0 | 586.0107 | 49.6015 | 49.6046 | 0.020639 | 0.92611 | 586.9368 |  | 31.5988 | 0 | 31.5988 | 49.5 | 1.2646 | 39.9587 | 1 | 0 | 39.9587 |  | 39.9587 | 0
49.605 | 0 | 586.6619 | 586.6619 | 1 |  | 15:11 | 13.84 |  | 579.4587 | 0 | 586.6619 | 49.6019 | 49.605 | 0.018575 | 0.8335 | 587.4954 |  | 32.1574 | 0 | 32.1574 | 49.5 | 1.2658 | 40.7052 | 1 | 0 | 40.7052 |  | 40.7052 | 0
49.605 | 0 | 586.9874 | 586.9874 | 1 |  | 15:11 | 13.86 |  | 579.4604 | 0 | 586.9874 | 49.6022 | 49.6053 | 0.016718 | 0.75015 | 587.7375 |  | 32.3995 | 0 | 32.3995 | 49.5 | 1.2669 | 41.0481 | 1 | 0 | 41.0481 |  | 41.0481 | 0
49.605 | 0 | 586.0107 | 586.0107 | 1 |  | 15:11 | 13.88 |  | 579.462 | 0 | 586.0107 | 49.6025 | 49.6057 | 0.015046 | 0.67513 | 586.6858 |  | 31.3478 | 0 | 31.3478 | 49.5 | 1.2679 | 39.7474 | 1 | 0 | 39.7474 |  | 39.7474 | 0
49.605 | 0 | 586.0107 | 586.0107 | 1 |  | 15:11 | 13.9 |  | 579.4636 | 0 | 586.0107 | 49.6027 | 49.6059 | 0.013541 | 0.60762 | 586.6183 |  | 31.2803 | 0 | 31.2803 | 49.5 | 1.2689 | 39.6904 | 1 | 0 | 39.6904 |  | 39.6904 | 0
49.605 | 0 | 586.6619 | 586.6619 | 1 |  | 15:11 | 13.92 |  | 579.4653 | 0 | 586.6619 | 49.603 | 49.6062 | 0.012187 | 0.54686 | 587.2088 |  | 31.8708 | 0 | 31.8708 | 49.5 | 1.2697 | 40.4658 | 1 | 0 | 40.4658 |  | 40.4658 | 0
49.605 | 0 | 586.6619 | 586.6619 | 1 |  | 15:11 | 13.94 |  | 579.4669 | 0 | 586.6619 | 49.6032 | 49.6064 | 0.010968 | 0.49217 | 587.1541 |  | 31.8161 | 0 | 31.8161 | 49.5 | 1.2704 | 40.4199 | 1 | 0 | 40.4199 |  | 40.4199 | 0
49.6085 | 0 | 586.0107 | 586.0107 | 1 |  | 15:11 | 13.96 |  | 579.4685 | 0 | 586.0107 | 49.6037 | 49.6066 | 0.0098716 | 0.44299 | 586.4537 |  | 31.1157 | 0 | 31.1157 | 49.5 | 1.2711 | 39.5509 | 1 | 0 | 39.5509 |  | 39.5509 | 0
49.6085 | 0 | 586.6619 | 586.6619 | 1 |  | 15:11 | 13.98 |  | 579.4701 | 0 | 586.6619 | 49.6042 | 49.6068 | 0.0088845 | 0.39869 | 587.0606 |  | 31.7226 | 0 | 31.7226 | 49.5 | 1.2717 | 40.3415 | 1 | 0 | 40.3415 |  | 40.3415 | 0
49.6085 | 0 | 586.6619 | 586.6619 | 1 |  | 15:11 | 14 |  | 579.4718 | 0 | 586.6619 | 49.6046 | 49.607 | 0.007996 | 0.35882 | 587.0207 |  | 31.6827 | 0 | 31.6827 | 49.5 | 1.2722 | 40.3079 | 1 | 0 | 40.3079 |  | 40.3079 | 0
49.6085 | 0 | 586.6619 | 586.6619 | 1 |  | 15:11 | 14.02 |  | 579.4734 | 0 | 586.6619 | 49.605 | 49.6071 | 0.0071964 | 0.32294 | 586.9848 |  | 31.6468 | 0 | 31.6468 | 49.5 | 1.2727 | 40.2778 | 1 | 0 | 40.2778 |  | 40.2778 | 0
49.6085 | 0 | 586.0107 | 586.0107 | 1 |  | 15:11 | 14.04 |  | 579.475 | 0 | 586.0107 | 49.6053 | 49.6073 | 0.0064768 | 0.29064 | 586.3013 |  | 30.9633 | 0 | 30.9633 | 49.5 | 1.2732 | 39.4215 | 1 | 0 | 39.4215 |  | 39.4215 | 0
49.6085 | 0 | 586.0107 | 586.0107 | 1 |  | 15:11 | 14.06 |  | 579.4767 | 0 | 586.0107 | 49.6057 | 49.6074 | 0.0092291 | 0.41415 | 586.4249 |  | 31.0868 | 0 | 31.0868 | 49.5 | 1.2736 | 39.591 | 1 | 0 | 39.591 |  | 39.591 | 0
49.6085 | 0 | 586.0107 | 586.0107 | 1 |  | 15:11 | 14.08 |  | 579.4783 | 0 | 586.0107 | 49.6059 | 49.6075 | 0.013406 | 0.6016 | 586.6123 |  | 31.2743 | 0 | 31.2743 | 49.5 | 1.2739 | 39.8409 | 1 | 0 | 39.8409 |  | 39.8409 | 0
49.6085 | 0 | 586.0107 | 586.0107 | 1 |  | 15:11 | 14.1 |  | 579.4799 | 0 | 586.0107 | 49.6062 | 49.6079 | 0.017166 | 0.7703 | 586.781 |  | 31.443 | 0 | 31.443 | 49.5 | 1.2753 | 40.1007 | 1 | 0 | 40.1007 |  | 40.1007 | 0
49.6085 | 0 | 586.0107 | 586.0107 | 1 |  | 15:11 | 14.12 |  | 579.4816 | 0 | 586.0107 | 49.6064 | 49.6083 | 0.018849 | 0.84584 | 586.8565 |  | 31.5185 | 0 | 31.5185 | 49.5 | 1.2766 | 40.2376 | 1 | 0 | 40.2376 |  | 40.2376 | 0
49.6085 | 0 | 586.0107 | 586.0107 | 1 |  | 15:11 | 14.14 |  | 579.4832 | 0 | 586.0107 | 49.6066 | 49.6087 | 0.016964 | 0.76126 | 586.772 |  | 31.434 | 0 | 31.434 | 49.5 | 1.2778 | 40.1661 | 1 | 0 | 40.1661 |  | 40.1661 | 0
49.6085 | 0 | 586.0107 | 586.0107 | 1 |  | 15:11 | 14.16 |  | 579.4848 | 0 | 586.0107 | 49.6068 | 49.609 | 0.015268 | 0.68513 | 586.6958 |  | 31.3578 | 0 | 31.3578 | 49.5 | 1.2788 | 40.1016 | 1 | 0 | 40.1016 |  | 40.1016 | 0
49.6085 | 0 | 586.0107 | 586.0107 | 1 |  | 15:11 | 14.18 |  | 579.4864 | 0 | 586.0107 | 49.607 | 49.6093 | 0.013741 | 0.61662 | 586.6273 |  | 31.2893 | 0 | 31.2893 | 49.5 | 1.2798 | 40.0435 | 1 | 0 | 40.0435 |  | 40.0435 | 0
49.6085 | 0 | 586.0107 | 586.0107 | 1 |  | 15:11 | 14.2 |  | 579.4881 | 0 | 586.0107 | 49.6071 | 49.6096 | 0.012367 | 0.55496 | 586.5657 |  | 31.2277 | 0 | 31.2277 | 49.5 | 1.2806 | 39.9911 | 1 | 0 | 39.9911 |  | 39.9911 | 0
49.6085 | 0 | 586.0107 | 586.0107 | 1 |  | 15:11 | 14.22 |  | 579.4897 | 0 | 586.0107 | 49.6073 | 49.6098 | 0.01113 | 0.49946 | 586.5102 |  | 31.1722 | 0 | 31.1722 | 49.5 | 1.2814 | 39.9439 | 1 | 0 | 39.9439 |  | 39.9439 | 0
49.6085 | 0 | 586.6619 | 586.6619 | 1 |  | 15:11 | 14.24 |  | 579.4913 | 0 | 586.6619 | 49.6074 | 49.61 | 0.010017 | 0.44952 | 587.1114 |  | 31.7734 | 0 | 31.7734 | 49.5 | 1.2821 | 40.7362 | 1 | 0 | 40.7362 |  | 40.7362 | 0
49.6085 | 0 | 586.0107 | 586.0107 | 1 |  | 15:11 | 14.26 |  | 579.493 | 0 | 586.0107 | 49.6075 | 49.6102 | 0.0090154 | 0.40456 | 586.4153 |  | 31.0773 | 0 | 31.0773 | 49.5 | 1.2827 | 39.863 | 1 | 0 | 39.863 |  | 39.863 | 0
49.6119 | 0 | 586.3363 | 586.3363 | 1 |  | 15:11 | 14.28 |  | 579.4946 | 0 | 586.3363 | 49.6079 | 49.6104 | 0.0081139 | 0.36413 | 586.7004 |  | 31.3624 | 0 | 31.3624 | 49.5 | 1.2833 | 40.2464 | 1 | 0 | 40.2464 |  | 40.2464 | 0
49.6119 | 0 | 586.9874 | 586.9874 | 1 |  | 15:11 | 14.3 |  | 579.4962 | 0 | 586.9874 | 49.6083 | 49.6105 | 0.010802 | 0.48479 | 587.4722 |  | 32.1342 | 0 | 32.1342 | 49.5 | 1.2838 | 41.2529 | 1 | 0 | 41.2529 |  | 41.2529 | 0
49.6119 | 0 | 586.9874 | 586.9874 | 1 |  | 15:11 | 14.32 |  | 579.4979 | 0 | 586.9874 | 49.6087 | 49.6107 | 0.014972 | 0.67192 | 587.6593 |  | 32.3213 | 0 | 32.3213 | 49.5 | 1.2842 | 41.5079 | 1 | 0 | 41.5079 |  | 41.5079 | 0
49.6119 | 0 | 586.6619 | 586.6619 | 1 |  | 15:11 | 14.34 |  | 579.4995 | 0 | 586.6619 | 49.609 | 49.6111 | 0.018725 | 0.84034 | 587.5022 |  | 32.1642 | 0 | 32.1642 | 49.5 | 1.2858 | 41.3565 | 1 | 0 | 41.3565 |  | 41.3565 | 0
49.6119 | 0 | 586.9874 | 586.9874 | 1 |  | 15:11 | 14.36 |  | 579.5011 | 0 | 586.9874 | 49.6093 | 49.6116 | 0.020353 | 0.91337 | 587.9008 |  | 32.5628 | 0 | 32.5628 | 49.5 | 1.2872 | 41.9149 | 1 | 0 | 41.9149 |  | 41.9149 | 0
49.6119 | 0 | 586.9874 | 586.9874 | 1 |  | 15:11 | 14.38 |  | 579.5027 | 0 | 586.9874 | 49.6096 | 49.6119 | 0.018317 | 0.82204 | 587.8094 |  | 32.4714 | 0 | 32.4714 | 49.5 | 1.2885 | 41.8387 | 1 | 0 | 41.8387 |  | 41.8387 | 0
49.6119 | 0 | 586.6619 | 586.6619 | 1 |  | 15:11 | 14.4 |  | 579.5044 | 0 | 586.6619 | 49.6098 | 49.6123 | 0.016486 | 0.73983 | 587.4017 |  | 32.0637 | 0 | 32.0637 | 49.5 | 1.2896 | 41.3502 | 1 | 0 | 41.3502 |  | 41.3502 | 0
49.6119 | 0 | 586.0107 | 586.0107 | 1 |  | 15:11 | 14.42 |  | 579.506 | 0 | 586.0107 | 49.61 | 49.6126 | 0.014837 | 0.66585 | 586.6766 |  | 31.3385 | 0 | 31.3385 | 49.5 | 1.2907 | 40.4474 | 1 | 0 | 40.4474 |  | 40.4474 | 0
49.6119 | 0 | 586.0107 | 586.0107 | 1 |  | 15:11 | 14.44 |  | 579.5076 | 0 | 586.0107 | 49.6102 | 49.6129 | 0.013353 | 0.59927 | 586.61 |  | 31.272 | 0 | 31.272 | 49.5 | 1.2916 | 40.3906 | 1 | 0 | 40.3906 |  | 40.3906 | 0
49.6119 | 0 | 586.0107 | 586.0107 | 1 |  | 15:11 | 14.46 |  | 579.5093 | 0 | 586.0107 | 49.6104 | 49.6131 | 0.012018 | 0.53934 | 586.55 |  | 31.212 | 0 | 31.212 | 49.5 | 1.2924 | 40.3395 | 1 | 0 | 40.3395 |  | 40.3395 | 0
49.6119 | 0 | 586.0107 | 586.0107 | 1 |  | 15:11 | 14.48 |  | 579.5109 | 0 | 586.0107 | 49.6105 | 49.6134 | 0.010816 | 0.4854 | 586.4961 |  | 31.1581 | 0 | 31.1581 | 49.5 | 1.2932 | 40.2934 | 1 | 0 | 40.2934 |  | 40.2934 | 0
49.6119 | 0 | 586.0107 | 586.0107 | 1 |  | 15:11 | 14.5 |  | 579.5125 | 0 | 586.0107 | 49.6107 | 49.6136 | 0.0097345 | 0.43686 | 586.4476 |  | 31.1096 | 0 | 31.1096 | 49.5 | 1.2939 | 40.2519 | 1 | 0 | 40.2519 |  | 40.2519 | 0
49.6154 | 0 | 586.0107 | 586.0107 | 1 |  | 15:11 | 14.52 |  | 579.5142 | 0 | 586.0107 | 49.6111 | 49.6137 | 0.0087611 | 0.39321 | 586.4039 |  | 31.0659 | 0 | 31.0659 | 49.5 | 1.2945 | 40.2145 | 1 | 0 | 40.2145 |  | 40.2145 | 0
49.6154 | 0 | 586.0107 | 586.0107 | 1 |  | 15:11 | 14.54 |  | 579.5158 | 0 | 586.0107 | 49.6116 | 49.6139 | 0.007885 | 0.35389 | 586.3646 |  | 31.0266 | 0 | 31.0266 | 49.5 | 1.295 | 40.1808 | 1 | 0 | 40.1808 |  | 40.1808 | 0
49.6154 | 0 | 586.0107 | 586.0107 | 1 |  | 15:11 | 14.56 |  | 579.5174 | 0 | 586.0107 | 49.6119 | 49.6141 | 0.010496 | 0.47109 | 586.4818 |  | 31.1438 | 0 | 31.1438 | 49.5 | 1.2955 | 40.3481 | 1 | 0 | 40.3481 |  | 40.3481 | 0
49.6154 | 0 | 585.6852 | 585.6852 | 1 |  | 15:11 | 14.58 |  | 579.519 | 0 | 585.6852 | 49.6123 | 49.6142 | 0.014547 | 0.65288 | 586.3381 |  | 31.0001 | 0 | 31.0001 | 49.5 | 1.296 | 40.1759 | 1 | 0 | 40.1759 |  | 40.1759 | 0
49.6154 | 0 | 585.6852 | 585.6852 | 1 |  | 15:11 | 14.6 |  | 579.5207 | 0 | 585.6852 | 49.6126 | 49.6147 | 0.018192 | 0.81648 | 586.5017 |  | 31.1637 | 0 | 31.1637 | 49.5 | 1.2975 | 40.4361 | 1 | 0 | 40.4361 |  | 40.4361 | 0
49.6154 | 0 | 585.0341 | 585.0341 | 1 |  | 15:11 | 14.62 |  | 579.5223 | 0 | 585.0341 | 49.6129 | 49.6151 | 0.019773 | 0.88743 | 585.9215 |  | 30.5835 | 0 | 30.5835 | 49.5 | 1.2989 | 39.7261 | 1 | 0 | 39.7261 |  | 39.7261 | 0
49.6154 | 0 | 584.7085 | 584.7085 | 1 |  | 15:11 | 14.64 |  | 579.5239 | 0 | 584.7085 | 49.6131 | 49.6154 | 0.017796 | 0.79868 | 585.5072 |  | 30.1692 | 0 | 30.1692 | 49.5 | 1.3002 | 39.2259 | 1 | 0 | 39.2259 |  | 39.2259 | 0
49.6154 | 0 | 585.0341 | 585.0341 | 1 |  | 15:11 | 14.66 |  | 579.5256 | 0 | 585.0341 | 49.6134 | 49.6158 | 0.016016 | 0.71882 | 585.7529 |  | 30.4149 | 0 | 30.4149 | 49.5 | 1.3013 | 39.58 | 1 | 0 | 39.58 |  | 39.58 | 0
49.6154 | 0 | 584.7085 | 584.7085 | 1 |  | 15:11 | 14.68 |  | 579.5272 | 0 | 584.7085 | 49.6136 | 49.6161 | 0.014414 | 0.64693 | 585.3554 |  | 30.0174 | 0 | 30.0174 | 49.5 | 1.3024 | 39.0934 | 1 | 0 | 39.0934 |  | 39.0934 | 0
49.6154 | 0 | 585.0341 | 585.0341 | 1 |  | 15:11 | 14.7 |  | 579.5288 | 0 | 585.0341 | 49.6137 | 49.6164 | 0.012973 | 0.58224 | 585.6163 |  | 30.2783 | 0 | 30.2783 | 49.5 | 1.3033 | 39.4612 | 1 | 0 | 39.4612 |  | 39.4612 | 0
49.6154 | 0 | 584.7085 | 584.7085 | 1 |  | 15:11 | 14.72 |  | 579.5305 | 0 | 584.7085 | 49.6139 | 49.6166 | 0.011676 | 0.52402 | 585.2325 |  | 29.8945 | 0 | 29.8945 | 49.5 | 1.3041 | 38.9858 | 1 | 0 | 38.9858 |  | 38.9858 | 0
49.6154 | 0 | 584.7085 | 584.7085 | 1 |  | 15:11 | 14.74 |  | 579.5321 | 0 | 584.7085 | 49.6141 | 49.6168 | 0.010508 | 0.47162 | 585.1801 |  | 29.8421 | 0 | 29.8421 | 49.5 | 1.3049 | 38.9398 | 1 | 0 | 38.9398 |  | 38.9398 | 0
49.6154 | 0 | 585.0341 | 585.0341 | 1 |  | 15:11 | 14.76 |  | 579.5337 | 0 | 585.0341 | 49.6142 | 49.617 | 0.0094573 | 0.42445 | 585.4586 |  | 30.1206 | 0 | 30.1206 | 49.5 | 1.3055 | 39.3235 | 1 | 0 | 39.3235 |  | 39.3235 | 0
49.6188 | 0 | 584.7085 | 584.7085 | 1 |  | 15:11 | 14.78 |  | 579.5353 | 0 | 584.7085 | 49.6147 | 49.6172 | 0.0085116 | 0.38203 | 585.0905 |  | 29.7525 | 0 | 29.7525 | 49.5 | 1.3061 | 38.8612 | 1 | 0 | 38.8612 |  | 38.8612 | 0
49.6188 | 0 | 584.0574 | 584.0574 | 1 |  | 15:11 | 14.8 |  | 579.537 | 0 | 584.0574 | 49.6151 | 49.6174 | 0.01116 | 0.50092 | 584.5583 |  | 29.2203 | 0 | 29.2203 | 49.5 | 1.3067 | 38.182 | 1 | 0 | 38.182 |  | 38.182 | 0
49.6188 | 0 | 585.0341 | 585.0341 | 1 |  | 15:11 | 14.82 |  | 579.5386 | 0 | 585.0341 | 49.6154 | 49.6175 | 0.015294 | 0.68647 | 585.7206 |  | 30.3826 | 0 | 30.3826 | 49.5 | 1.3072 | 39.7157 | 1 | 0 | 39.7157 |  | 39.7157 | 0
49.6188 | 0 | 585.0341 | 585.0341 | 1 |  | 15:11 | 14.84 |  | 579.5402 | 0 | 585.0341 | 49.6158 | 49.618 | 0.019015 | 0.85347 | 585.8876 |  | 30.5496 | 0 | 30.5496 | 49.5 | 1.3088 | 39.9842 | 1 | 0 | 39.9842 |  | 39.9842 | 0
49.6188 | 0 | 584.0574 | 584.0574 | 1 |  | 15:11 | 14.86 |  | 579.5419 | 0 | 584.0574 | 49.6161 | 49.6184 | 0.020613 | 0.92521 | 584.9826 |  | 29.6446 | 0 | 29.6446 | 49.5 | 1.3103 | 38.8437 | 1 | 0 | 38.8437 |  | 38.8437 | 0
49.6188 | 0 | 584.0574 | 584.0574 | 1 |  | 15:11 | 14.88 |  | 579.5435 | 0 | 584.0574 | 49.6164 | 49.6188 | 0.018552 | 0.83269 | 584.8901 |  | 29.5521 | 0 | 29.5521 | 49.5 | 1.3116 | 38.762 | 1 | 0 | 38.762 |  | 38.762 | 0
49.6188 | 0 | 584.7085 | 584.7085 | 1 |  | 15:11 | 14.9 |  | 579.5451 | 0 | 584.7085 | 49.6166 | 49.6192 | 0.016697 | 0.74942 | 585.4579 |  | 30.1199 | 0 | 30.1199 | 49.5 | 1.3129 | 39.5431 | 1 | 0 | 39.5431 |  | 39.5431 | 0
49.6188 | 0 | 585.0341 | 585.0341 | 1 |  | 15:11 | 14.92 |  | 579.5468 | 0 | 585.0341 | 49.6168 | 49.6195 | 0.015027 | 0.67448 | 585.7086 |  | 30.3706 | 0 | 30.3706 | 49.5 | 1.3139 | 39.9051 | 1 | 0 | 39.9051 |  | 39.9051 | 0
49.6188 | 0 | 584.7085 | 584.7085 | 1 |  | 15:11 | 14.94 |  | 579.5484 | 0 | 584.7085 | 49.617 | 49.6197 | 0.013524 | 0.60703 | 585.3155 |  | 29.9775 | 0 | 29.9775 | 49.5 | 1.3149 | 39.4181 | 1 | 0 | 39.4181 |  | 39.4181 | 0
49.6188 | 0 | 584.7085 | 584.7085 | 1 |  | 15:11 | 14.96 |  | 579.55 | 0 | 584.7085 | 49.6172 | 49.62 | 0.012172 | 0.54633 | 585.2548 |  | 29.9168 | 0 | 29.9168 | 49.5 | 1.3158 | 39.3647 | 1 | 0 | 39.3647 |  | 39.3647 | 0
49.6188 | 0 | 585.0341 | 585.0341 | 1 |  | 15:11 | 14.98 |  | 579.5516 | 0 | 585.0341 | 49.6174 | 49.6202 | 0.014355 | 0.6443 | 585.6784 |  | 30.3404 | 0 | 30.3404 | 49.5 | 1.3166 | 39.9461 | 1 | 0 | 39.9461 |  | 39.9461 | 0
49.6188 | 0 | 584.3829 | 584.3829 | 1 |  | 15:11 | 15 |  | 579.5533 | 0 | 584.3829 | 49.6175 | 49.6204 | 0.018019 | 0.80878 | 585.1917 |  | 29.8537 | 0 | 29.8537 | 49.5 | 1.3173 | 39.3267 | 1 | 0 | 39.3267 |  | 39.3267 | 0
49.6223 | 0 | 584.3829 | 584.3829 | 1 |  | 15:11 | 15.02 |  | 579.5549 | 0 | 584.3829 | 49.618 | 49.621 | 0.021317 | 0.95688 | 585.3398 |  | 30.0018 | 0 | 30.0018 | 49.5 | 1.3191 | 39.5766 | 1 | 0 | 39.5766 |  | 39.5766 | 0
49.6223 | 0 | 584.3829 | 584.3829 | 1 |  | 15:11 | 15.04 |  | 579.5565 | 0 | 584.3829 | 49.6184 | 49.6214 | 0.022586 | 1.0138 | 585.3967 |  | 30.0587 | 0 | 30.0587 | 49.5 | 1.3208 | 39.7013 | 1 | 0 | 39.7013 |  | 39.7013 | 0
49.6223 | 0 | 584.3829 | 584.3829 | 1 |  | 15:11 | 15.06 |  | 579.5582 | 0 | 584.3829 | 49.6188 | 49.6219 | 0.023827 | 1.0695 | 585.4524 |  | 30.1144 | 0 | 30.1144 | 49.5 | 1.3223 | 39.8197 | 1 | 0 | 39.8197 |  | 39.8197 | 0
49.6223 | 0 | 584.3829 | 584.3829 | 1 |  | 15:11 | 15.08 |  | 579.5598 | 0 | 584.3829 | 49.6192 | 49.6222 | 0.026694 | 1.1982 | 585.5811 |  | 30.2431 | 0 | 30.2431 | 49.5 | 1.3236 | 40.0305 | 1 | 0 | 40.0305 |  | 40.0305 | 0
49.6223 | 0 | 584.3829 | 584.3829 | 1 |  | 15:11 | 15.1 |  | 579.5614 | 0 | 584.3829 | 49.6195 | 49.6229 | 0.029275 | 1.3141 | 585.697 |  | 30.359 | 0 | 30.359 | 49.5 | 1.3261 | 40.2579 | 1 | 0 | 40.2579 |  | 40.2579 | 0
49.6223 | 0 | 584.3829 | 584.3829 | 1 |  | 15:11 | 15.12 |  | 579.5631 | 0 | 584.3829 | 49.6197 | 49.6236 | 0.029847 | 1.3398 | 585.7227 |  | 30.3847 | 0 | 30.3847 | 49.5 | 1.3283 | 40.359 | 1 | 0 | 40.359 |  | 40.359 | 0
49.6223 | 0 | 585.0341 | 585.0341 | 1 |  | 15:11 | 15.14 |  | 579.5647 | 0 | 585.0341 | 49.62 | 49.6241 | 0.026863 | 1.2058 | 586.2399 |  | 30.9019 | 0 | 30.9019 | 49.5 | 1.3303 | 41.1074 | 1 | 0 | 41.1074 |  | 41.1074 | 0
49.6223 | 0 | 584.7085 | 584.7085 | 1 |  | 15:11 | 15.16 |  | 579.5663 | 0 | 584.7085 | 49.6202 | 49.6246 | 0.024176 | 1.0852 | 585.7937 |  | 30.4557 | 0 | 30.4557 | 49.5 | 1.3321 | 40.5686 | 1 | 0 | 40.5686 |  | 40.5686 | 0
49.6223 | 0 | 584.3829 | 584.3829 | 1 |  | 15:11 | 15.18 |  | 579.5679 | 0 | 584.3829 | 49.6204 | 49.6251 | 0.021759 | 0.97669 | 585.3596 |  | 30.0216 | 0 | 30.0216 | 49.5 | 1.3337 | 40.039 | 1 | 0 | 40.039 |  | 40.039 | 0
49.6257 | 0 | 584.3829 | 584.3829 | 1 |  | 15:11 | 15.2 |  | 579.5696 | 0 | 584.3829 | 49.621 | 49.6255 | 0.019583 | 0.87908 | 585.262 |  | 29.924 | 0 | 29.924 | 49.5 | 1.3351 | 39.9525 | 1 | 0 | 39.9525 |  | 39.9525 | 0
49.6257 | 0 | 584.0574 | 584.0574 | 1 |  | 15:11 | 15.22 |  | 579.5712 | 0 | 584.0574 | 49.6214 | 49.6259 | 0.021025 | 0.9438 | 585.0012 |  | 29.6632 | 0 | 29.6632 | 49.5 | 1.3365 | 39.6435 | 1 | 0 | 39.6435 |  | 39.6435 | 0
49.6257 | 0 | 584.0574 | 584.0574 | 1 |  | 15:11 | 15.24 |  | 579.5728 | 0 | 584.0574 | 49.6219 | 49.6262 | 0.024022 | 1.0784 | 585.1358 |  | 29.7978 | 0 | 29.7978 | 49.5 | 1.3376 | 39.8587 | 1 | 0 | 39.8587 |  | 39.8587 | 0
49.6257 | 0 | 584.0574 | 584.0574 | 1 |  | 15:11 | 15.26 |  | 579.5745 | 0 | 584.0574 | 49.6222 | 49.6268 | 0.02672 | 1.1995 | 585.2569 |  | 29.9189 | 0 | 29.9189 | 49.5 | 1.3399 | 40.0893 | 1 | 0 | 40.0893 |  | 40.0893 | 0
49.6292 | 0 | 584.0574 | 584.0574 | 1 |  | 15:11 | 15.28 |  | 579.5761 | 0 | 584.0574 | 49.6229 | 49.6274 | 0.027448 | 1.2322 | 585.2896 |  | 29.9516 | 0 | 29.9516 | 49.5 | 1.342 | 40.1951 | 1 | 0 | 40.1951 |  | 40.1951 | 0
49.6292 | 0 | 584.0574 | 584.0574 | 1 |  | 15:11 | 15.3 |  | 579.5777 | 0 | 584.0574 | 49.6236 | 49.6279 | 0.024703 | 1.109 | 585.1664 |  | 29.8284 | 0 | 29.8284 | 49.5 | 1.3439 | 40.0855 | 1 | 0 | 40.0855 |  | 40.0855 | 0
49.6292 | 0 | 584.0574 | 584.0574 | 1 |  | 15:11 | 15.32 |  | 579.5794 | 0 | 584.0574 | 49.6241 | 49.6284 | 0.022233 | 0.99811 | 585.0555 |  | 29.7175 | 0 | 29.7175 | 49.5 | 1.3456 | 39.9865 | 1 | 0 | 39.9865 |  | 39.9865 | 0
49.6292 | 0 | 584.0574 | 584.0574 | 1 |  | 15:11 | 15.34 |  | 579.581 | 0 | 584.0574 | 49.6246 | 49.6288 | 0.02001 | 0.8983 | 584.9557 |  | 29.6177 | 0 | 29.6177 | 49.5 | 1.3471 | 39.8973 | 1 | 0 | 39.8973 |  | 39.8973 | 0
49.6292 | 0 | 584.0574 | 584.0574 | 1 |  | 15:11 | 15.36 |  | 579.5826 | 0 | 584.0574 | 49.6251 | 49.6292 | 0.018009 | 0.80847 | 584.8659 |  | 29.5279 | 0 | 29.5279 | 49.5 | 1.3484 | 39.8167 | 1 | 0 | 39.8167 |  | 39.8167 | 0
49.6292 | 0 | 584.0574 | 584.0574 | 1 |  | 15:11 | 15.38 |  | 579.5842 | 0 | 584.0574 | 49.6255 | 49.6295 | 0.016208 | 0.72762 | 584.785 |  | 29.447 | 0 | 29.447 | 49.5 | 1.3497 | 39.7441 | 1 | 0 | 39.7441 |  | 39.7441 | 0
49.6292 | 0 | 583.7318 | 583.7318 | 1 |  | 15:11 | 15.4 |  | 579.5859 | 0 | 583.7318 | 49.6259 | 49.6298 | 0.014587 | 0.65486 | 584.3867 |  | 29.0487 | 0 | 29.0487 | 49.5 | 1.3508 | 39.2389 | 1 | 0 | 39.2389 |  | 39.2389 | 0
49.6292 | 0 | 584.0574 | 584.0574 | 1 |  | 15:11 | 15.42 |  | 579.5875 | 0 | 584.0574 | 49.6262 | 49.6301 | 0.013128 | 0.58937 | 584.6468 |  | 29.3088 | 0 | 29.3088 | 49.5 | 1.3518 | 39.6197 | 1 | 0 | 39.6197 |  | 39.6197 | 0
49.6326 | 0 | 584.0574 | 584.0574 | 1 |  | 15:11 | 15.44 |  | 579.5891 | 0 | 584.0574 | 49.6268 | 49.6304 | 0.015315 | 0.68761 | 584.745 |  | 29.407 | 0 | 29.407 | 49.5 | 1.3527 | 39.7791 | 1 | 0 | 39.7791 |  | 39.7791 | 0
49.6326 | 0 | 584.0574 | 584.0574 | 1 |  | 15:11 | 15.46 |  | 579.5908 | 0 | 584.0574 | 49.6274 | 49.6306 | 0.019034 | 0.85455 | 584.912 |  | 29.574 | 0 | 29.574 | 49.5 | 1.3535 | 40.0291 | 1 | 0 | 40.0291 |  | 40.0291 | 0
49.6326 | 0 | 583.4062 | 583.4062 | 1 |  | 15:11 | 15.48 |  | 579.5924 | 0 | 583.4062 | 49.6279 | 49.6311 | 0.022381 | 1.0048 | 584.411 |  | 29.073 | 0 | 29.073 | 49.5 | 1.3555 | 39.4098 | 1 | 0 | 39.4098 |  | 39.4098 | 0
49.6326 | 0 | 584.0574 | 584.0574 | 1 |  | 15:11 | 15.5 |  | 579.594 | 0 | 584.0574 | 49.6284 | 49.6316 | 0.023642 | 1.0615 | 585.1189 |  | 29.7809 | 0 | 29.7809 | 49.5 | 1.3574 | 40.4236 | 1 | 0 | 40.4236 |  | 40.4236 | 0
49.6326 | 0 | 584.0574 | 584.0574 | 1 |  | 15:11 | 15.52 |  | 579.5957 | 0 | 584.0574 | 49.6288 | 49.6321 | 0.021278 | 0.95532 | 585.0127 |  | 29.6747 | 0 | 29.6747 | 49.5 | 1.359 | 40.3283 | 1 | 0 | 40.3283 |  | 40.3283 | 0
49.6326 | 0 | 583.7318 | 583.7318 | 1 |  | 15:11 | 15.54 |  | 579.5973 | 0 | 583.7318 | 49.6292 | 49.6325 | 0.01915 | 0.85978 | 584.5916 |  | 29.2536 | 0 | 29.2536 | 49.5 | 1.3605 | 39.7994 | 1 | 0 | 39.7994 |  | 39.7994 | 0
49.6326 | 0 | 583.4062 | 583.4062 | 1 |  | 15:11 | 15.56 |  | 579.5989 | 0 | 583.4062 | 49.6295 | 49.6328 | 0.020635 | 0.92645 | 584.3327 |  | 28.9947 | 0 | 28.9947 | 49.5 | 1.3618 | 39.486 | 1 | 0 | 39.486 |  | 39.486 | 0
49.6326 | 0 | 584.0574 | 584.0574 | 1 |  | 15:11 | 15.58 |  | 579.6005 | 0 | 584.0574 | 49.6298 | 49.6332 | 0.023672 | 1.0628 | 585.1202 |  | 29.7822 | 0 | 29.7822 | 49.5 | 1.363 | 40.5944 | 1 | 0 | 40.5944 |  | 40.5944 | 0
49.6326 | 0 | 584.0574 | 584.0574 | 1 |  | 15:11 | 15.6 |  | 579.6022 | 0 | 584.0574 | 49.6301 | 49.6338 | 0.026405 | 1.1855 | 585.2429 |  | 29.9049 | 0 | 29.9049 | 49.5 | 1.3654 | 40.8321 | 1 | 0 | 40.8321 |  | 40.8321 | 0
49.6326 | 0 | 583.4062 | 583.4062 | 1 |  | 15:11 | 15.62 |  | 579.6038 | 0 | 583.4062 | 49.6304 | 49.6344 | 0.027164 | 1.2196 | 584.6258 |  | 29.2878 | 0 | 29.2878 | 49.5 | 1.3675 | 40.0517 | 1 | 0 | 40.0517 |  | 40.0517 | 0
49.6326 | 0 | 584.0574 | 584.0574 | 1 |  | 15:11 | 15.64 |  | 579.6054 | 0 | 584.0574 | 49.6306 | 49.6349 | 0.024448 | 1.0976 | 585.155 |  | 29.817 | 0 | 29.817 | 49.5 | 1.3694 | 40.8327 | 1 | 0 | 40.8327 |  | 40.8327 | 0
49.6361 | 0 | 584.0574 | 584.0574 | 1 |  | 15:11 | 15.66 |  | 579.6071 | 0 | 584.0574 | 49.6311 | 49.6353 | 0.022003 | 0.98793 | 585.0453 |  | 29.7073 | 0 | 29.7073 | 49.5 | 1.3712 | 40.734 | 1 | 0 | 40.734 |  | 40.734 | 0
49.6361 | 0 | 584.0574 | 584.0574 | 1 |  | 15:11 | 15.68 |  | 579.6087 | 0 | 584.0574 | 49.6316 | 49.6358 | 0.019803 | 0.88913 | 584.9465 |  | 29.6085 | 0 | 29.6085 | 49.5 | 1.3727 | 40.6448 | 1 | 0 | 40.6448 |  | 40.6448 | 0
49.6361 | 0 | 584.0574 | 584.0574 | 1 |  | 15:11 | 15.7 |  | 579.6103 | 0 | 584.0574 | 49.6321 | 49.6361 | 0.017822 | 0.80022 | 584.8576 |  | 29.5196 | 0 | 29.5196 | 49.5 | 1.3741 | 40.5643 | 1 | 0 | 40.5643 |  | 40.5643 | 0
49.6361 | 0 | 584.0574 | 584.0574 | 1 |  | 15:11 | 15.72 |  | 579.612 | 0 | 584.0574 | 49.6325 | 49.6365 | 0.01604 | 0.7202 | 584.7776 |  | 29.4396 | 0 | 29.4396 | 49.5 | 1.3754 | 40.4918 | 1 | 0 | 40.4918 |  | 40.4918 | 0
49.6361 | 0 | 584.0574 | 584.0574 | 1 |  | 15:11 | 15.74 |  | 579.6136 | 0 | 584.0574 | 49.6328 | 49.6368 | 0.014436 | 0.64818 | 584.7056 |  | 29.3676 | 0 | 29.3676 | 49.5 | 1.3766 | 40.4264 | 1 | 0 | 40.4264 |  | 40.4264 | 0
49.6361 | 0 | 583.7318 | 583.7318 | 1 |  | 15:11 | 15.76 |  | 579.6152 | 0 | 583.7318 | 49.6332 | 49.637 | 0.012993 | 0.58336 | 584.3152 |  | 28.9772 | 0 | 28.9772 | 49.5 | 1.3776 | 39.9188 | 1 | 0 | 39.9188 |  | 39.9188 | 0
49.6395 | 0 | 583.0807 | 583.0807 | 1 |  | 15:11 | 15.78 |  | 579.6168 | 0 | 583.0807 | 49.6338 | 49.6373 | 0.015193 | 0.68222 | 583.7629 |  | 28.4249 | 0 | 28.4249 | 49.5 | 1.3785 | 39.1845 | 1 | 0 | 39.1845 |  | 39.1845 | 0
49.6395 | 0 | 583.0807 | 583.0807 | 1 |  | 15:11 | 15.8 |  | 579.6185 | 0 | 583.0807 | 49.6344 | 49.6375 | 0.018924 | 0.84974 | 583.9304 |  | 28.5924 | 0 | 28.5924 | 49.5 | 1.3794 | 39.4395 | 1 | 0 | 39.4395 |  | 39.4395 | 0
49.6395 | 0 | 583.0807 | 583.0807 | 1 |  | 15:11 | 15.82 |  | 579.6201 | 0 | 583.0807 | 49.6349 | 49.6381 | 0.022282 | 1.0005 | 584.0812 |  | 28.7432 | 0 | 28.7432 | 49.5 | 1.3815 | 39.7075 | 1 | 0 | 39.7075 |  | 39.7075 | 0
49.6395 | 0 | 583.4062 | 583.4062 | 1 |  | 15:11 | 15.84 |  | 579.6217 | 0 | 583.4062 | 49.6353 | 49.6386 | 0.023553 | 1.0576 | 584.4638 |  | 29.1258 | 0 | 29.1258 | 49.5 | 1.3833 | 40.291 | 1 | 0 | 40.291 |  | 40.291 | 0
49.6395 | 0 | 583.0807 | 583.0807 | 1 |  | 15:11 | 15.86 |  | 579.6234 | 0 | 583.0807 | 49.6358 | 49.639 | 0.021198 | 0.95185 | 584.0326 |  | 28.6945 | 0 | 28.6945 | 49.5 | 1.385 | 39.7433 | 1 | 0 | 39.7433 |  | 39.7433 | 0
49.6395 | 0 | 583.4062 | 583.4062 | 1 |  | 15:11 | 15.88 |  | 579.625 | 0 | 583.4062 | 49.6361 | 49.6394 | 0.019078 | 0.85667 | 584.2629 |  | 28.9249 | 0 | 28.9249 | 49.5 | 1.3866 | 40.1067 | 1 | 0 | 40.1067 |  | 40.1067 | 0
49.6395 | 0 | 583.4062 | 583.4062 | 1 |  | 15:11 | 15.9 |  | 579.6266 | 0 | 583.4062 | 49.6365 | 49.6398 | 0.01717 | 0.771 | 584.1772 |  | 28.8392 | 0 | 28.8392 | 49.5 | 1.388 | 40.0279 | 1 | 0 | 40.0279 |  | 40.0279 | 0
49.6395 | 0 | 583.0807 | 583.0807 | 1 |  | 15:11 | 15.92 |  | 579.6283 | 0 | 583.0807 | 49.6368 | 49.6401 | 0.015453 | 0.6939 | 583.7746 |  | 28.4366 | 0 | 28.4366 | 49.5 | 1.3892 | 39.5046 | 1 | 0 | 39.5046 |  | 39.5046 | 0
49.6395 | 0 | 583.0807 | 583.0807 | 1 |  | 15:11 | 15.94 |  | 579.6299 | 0 | 583.0807 | 49.637 | 49.6404 | 0.013908 | 0.62451 | 583.7052 |  | 28.3672 | 0 | 28.3672 | 49.5 | 1.3903 | 39.4401 | 1 | 0 | 39.4401 |  | 39.4401 | 0
49.6395 | 0 | 583.0807 | 583.0807 | 1 |  | 15:11 | 15.96 |  | 579.6315 | 0 | 583.0807 | 49.6373 | 49.6406 | 0.012517 | 0.56206 | 583.6428 |  | 28.3048 | 0 | 28.3048 | 49.5 | 1.3914 | 39.382 | 1 | 0 | 39.382 |  | 39.382 | 0
49.6395 | 0 | 582.7551 | 582.7551 | 1 |  | 15:11 | 15.98 |  | 579.6331 | 0 | 582.7551 | 49.6375 | 49.6409 | 0.011266 | 0.50585 | 583.261 |  | 27.9229 | 0 | 27.9229 | 49.5 | 1.3923 | 38.8764 | 1 | 0 | 38.8764 |  | 38.8764 | 0
49.643 | 0 | 582.104 | 582.104 | 1 |  | 15:11 | 16 |  | 579.6348 | 0 | 582.104 | 49.6381 | 49.6411 | 0.013539 | 0.60798 | 582.712 |  | 27.374 | 0 | 27.374 | 49.5 | 1.3931 | 38.1346 | 1 | 0 | 38.1346 |  | 38.1346 | 0
49.643 | 0 | 582.7551 | 582.7551 | 1 |  | 15:11 | 16.02 |  | 579.6364 | 0 | 582.7551 | 49.6386 | 49.6413 | 0.017285 | 0.7762 | 583.5313 |  | 28.1933 | 0 | 28.1933 | 49.5 | 1.3938 | 39.2969 | 1 | 0 | 39.2969 |  | 39.2969 | 0
49.643 | 0 | 583.0807 | 583.0807 | 1 |  | 15:11 | 16.04 |  | 579.638 | 0 | 583.0807 | 49.639 | 49.6418 | 0.020657 | 0.9276 | 584.0083 |  | 28.6703 | 0 | 28.6703 | 49.5 | 1.3958 | 40.0189 | 1 | 0 | 40.0189 |  | 40.0189 | 0
49.643 | 0 | 583.0807 | 583.0807 | 1 |  | 15:11 | 16.06 |  | 579.6397 | 0 | 583.0807 | 49.6394 | 49.6423 | 0.021991 | 0.98752 | 584.0682 |  | 28.7302 | 0 | 28.7302 | 49.5 | 1.3976 | 40.1542 | 1 | 0 | 40.1542 |  | 40.1542 | 0
49.643 | 0 | 582.7551 | 582.7551 | 1 |  | 15:11 | 16.08 |  | 579.6413 | 0 | 582.7551 | 49.6398 | 49.6427 | 0.019792 | 0.88877 | 583.6439 |  | 28.3059 | 0 | 28.3059 | 49.5 | 1.3993 | 39.6071 | 1 | 0 | 39.6071 |  | 39.6071 | 0
49.643 | 0 | 583.0807 | 583.0807 | 1 |  | 15:11 | 16.1 |  | 579.6429 | 0 | 583.0807 | 49.6401 | 49.643 | 0.017813 | 0.79989 | 583.8806 |  | 28.5426 | 0 | 28.5426 | 49.5 | 1.4007 | 39.9801 | 1 | 0 | 39.9801 |  | 39.9801 | 0
49.643 | 0 | 582.7551 | 582.7551 | 1 |  | 15:11 | 16.12 |  | 579.6446 | 0 | 582.7551 | 49.6404 | 49.6434 | 0.016031 | 0.7199 | 583.475 |  | 28.137 | 0 | 28.137 | 49.5 | 1.402 | 39.4491 | 1 | 0 | 39.4491 |  | 39.4491 | 0
49.643 | 0 | 582.4296 | 582.4296 | 1 |  | 15:11 | 16.14 |  | 579.6462 | 0 | 582.4296 | 49.6406 | 49.6437 | 0.014428 | 0.64791 | 583.0775 |  | 27.7395 | 0 | 27.7395 | 49.5 | 1.4032 | 38.9248 | 1 | 0 | 38.9248 |  | 38.9248 | 0
49.643 | 0 | 582.104 | 582.104 | 1 |  | 15:11 | 16.16 |  | 579.6478 | 0 | 582.104 | 49.6409 | 49.644 | 0.012985 | 0.58312 | 582.6871 |  | 27.3491 | 0 | 27.3491 | 49.5 | 1.4043 | 38.4063 | 1 | 0 | 38.4063 |  | 38.4063 | 0
49.643 | 0 | 582.7551 | 582.7551 | 1 |  | 15:11 | 16.18 |  | 579.6494 | 0 | 582.7551 | 49.6411 | 49.6442 | 0.015187 | 0.68198 | 583.4371 |  | 28.0991 | 0 | 28.0991 | 49.5 | 1.4053 | 39.4867 | 1 | 0 | 39.4867 |  | 39.4867 | 0
49.643 | 0 | 583.0807 | 583.0807 | 1 |  | 15:11 | 16.2 |  | 579.6511 | 0 | 583.0807 | 49.6413 | 49.6444 | 0.018918 | 0.84954 | 583.9302 |  | 28.5922 | 0 | 28.5922 | 49.5 | 1.4061 | 40.2046 | 1 | 0 | 40.2046 |  | 40.2046 | 0
49.6464 | 0 | 582.7551 | 582.7551 | 1 |  | 15:11 | 16.22 |  | 579.6527 | 0 | 582.7551 | 49.6418 | 49.645 | 0.022276 | 1.0004 | 583.7555 |  | 28.4175 | 0 | 28.4175 | 49.5 | 1.4083 | 40.0206 | 1 | 0 | 40.0206 |  | 40.0206 | 0
49.6464 | 0 | 583.0807 | 583.0807 | 1 |  | 15:11 | 16.24 |  | 579.6543 | 0 | 583.0807 | 49.6423 | 49.6455 | 0.023549 | 1.0575 | 584.1382 |  | 28.8002 | 0 | 28.8002 | 49.5 | 1.4103 | 40.6161 | 1 | 0 | 40.6161 |  | 40.6161 | 0
49.6464 | 0 | 583.0807 | 583.0807 | 1 |  | 15:11 | 16.26 |  | 579.656 | 0 | 583.0807 | 49.6427 | 49.6459 | 0.021194 | 0.95179 | 584.0325 |  | 28.6945 | 0 | 28.6945 | 49.5 | 1.412 | 40.5177 | 1 | 0 | 40.5177 |  | 40.5177 | 0
49.6464 | 0 | 583.4062 | 583.4062 | 1 |  | 15:11 | 16.28 |  | 579.6576 | 0 | 583.4062 | 49.643 | 49.6463 | 0.019074 | 0.85661 | 584.2628 |  | 28.9248 | 0 | 28.9248 | 49.5 | 1.4136 | 40.8891 | 1 | 0 | 40.8891 |  | 40.8891 | 0
49.6464 | 0 | 583.0807 | 583.0807 | 1 |  | 15:11 | 16.3 |  | 579.6592 | 0 | 583.0807 | 49.6434 | 49.6467 | 0.017167 | 0.77095 | 583.8517 |  | 28.5136 | 0 | 28.5136 | 49.5 | 1.4151 | 40.3489 | 1 | 0 | 40.3489 |  | 40.3489 | 0
49.6464 | 0 | 583.0807 | 583.0807 | 1 |  | 15:11 | 16.32 |  | 579.6609 | 0 | 583.0807 | 49.6437 | 49.647 | 0.01545 | 0.69386 | 583.7746 |  | 28.4366 | 0 | 28.4366 | 49.5 | 1.4164 | 40.2768 | 1 | 0 | 40.2768 |  | 40.2768 | 0
49.6464 | 0 | 583.0807 | 583.0807 | 1 |  | 15:11 | 16.34 |  | 579.6625 | 0 | 583.0807 | 49.644 | 49.6473 | 0.013905 | 0.62447 | 583.7052 |  | 28.3672 | 0 | 28.3672 | 49.5 | 1.4175 | 40.2117 | 1 | 0 | 40.2117 |  | 40.2117 | 0
49.6464 | 0 | 583.0807 | 583.0807 | 1 |  | 15:11 | 16.36 |  | 579.6641 | 0 | 583.0807 | 49.6442 | 49.6475 | 0.012515 | 0.56202 | 583.6427 |  | 28.3047 | 0 | 28.3047 | 49.5 | 1.4186 | 40.153 | 1 | 0 | 40.153 |  | 40.153 | 0
49.6464 | 0 | 583.4062 | 583.4062 | 1 |  | 15:11 | 16.38 |  | 579.6657 | 0 | 583.4062 | 49.6444 | 49.6478 | 0.011263 | 0.50582 | 583.912 |  | 28.574 | 0 | 28.574 | 49.5 | 1.4195 | 40.5622 | 1 | 0 | 40.5622 |  | 40.5622 | 0
49.6499 | 0 | 583.4062 | 583.4062 | 1 |  | 15:11 | 16.4 |  | 579.6674 | 0 | 583.4062 | 49.645 | 49.648 | 0.010137 | 0.45527 | 583.8615 |  | 28.5235 | 0 | 28.5235 | 49.5 | 1.4204 | 40.5149 | 1 | 0 | 40.5149 |  | 40.5149 | 0
49.6499 | 0 | 583.7318 | 583.7318 | 1 |  | 15:11 | 16.42 |  | 579.669 | 0 | 583.7318 | 49.6455 | 49.6482 | 0.0091233 | 0.40974 | 584.1415 |  | 28.8035 | 0 | 28.8035 | 49.5 | 1.4212 | 40.9349 | 1 | 0 | 40.9349 |  | 40.9349 | 0
49.6499 | 0 | 584.0574 | 584.0574 | 1 |  | 15:11 | 16.44 |  | 579.6706 | 0 | 584.0574 | 49.6459 | 49.6484 | 0.011711 | 0.52596 | 584.5834 |  | 29.2454 | 0 | 29.2454 | 49.5 | 1.4219 | 41.5832 | 1 | 0 | 41.5832 |  | 41.5832 | 0
49.6499 | 0 | 584.0574 | 584.0574 | 1 |  | 15:11 | 16.46 |  | 579.6723 | 0 | 584.0574 | 49.6463 | 49.6485 | 0.01579 | 0.70916 | 584.7666 |  | 29.4286 | 0 | 29.4286 | 49.5 | 1.4225 | 41.8621 | 1 | 0 | 41.8621 |  | 41.8621 | 0
49.6499 | 0 | 583.7318 | 583.7318 | 1 |  | 15:11 | 16.48 |  | 579.6739 | 0 | 583.7318 | 49.6467 | 49.649 | 0.019461 | 0.87403 | 584.6058 |  | 29.2678 | 0 | 29.2678 | 49.5 | 1.4245 | 41.6915 | 1 | 0 | 41.6915 |  | 41.6915 | 0
49.6499 | 0 | 583.7318 | 583.7318 | 1 |  | 15:11 | 16.5 |  | 579.6755 | 0 | 583.7318 | 49.647 | 49.6494 | 0.021015 | 0.94382 | 584.6756 |  | 29.3376 | 0 | 29.3376 | 49.5 | 1.4263 | 41.8434 | 1 | 0 | 41.8434 |  | 41.8434 | 0
49.6499 | 0 | 583.4062 | 583.4062 | 1 |  | 15:11 | 16.52 |  | 579.6772 | 0 | 583.4062 | 49.6473 | 49.6498 | 0.018913 | 0.84944 | 584.2556 |  | 28.9176 | 0 | 28.9176 | 49.5 | 1.4279 | 41.2911 | 1 | 0 | 41.2911 |  | 41.2911 | 0
49.6499 | 0 | 583.0807 | 583.0807 | 1 |  | 15:11 | 16.54 |  | 579.6788 | 0 | 583.0807 | 49.6475 | 49.6502 | 0.017022 | 0.76449 | 583.8452 |  | 28.5072 | 0 | 28.5072 | 49.5 | 1.4293 | 40.7466 | 1 | 0 | 40.7466 |  | 40.7466 | 0
49.6499 | 0 | 583.0807 | 583.0807 | 1 |  | 15:11 | 16.56 |  | 579.6804 | 0 | 583.0807 | 49.6478 | 49.6505 | 0.01532 | 0.68804 | 583.7687 |  | 28.4307 | 0 | 28.4307 | 49.5 | 1.4307 | 40.6746 | 1 | 0 | 40.6746 |  | 40.6746 | 0
49.6499 | 0 | 583.0807 | 583.0807 | 1 |  | 15:11 | 16.58 |  | 579.682 | 0 | 583.0807 | 49.648 | 49.6508 | 0.013788 | 0.61924 | 583.6999 |  | 28.3619 | 0 | 28.3619 | 49.5 | 1.4318 | 40.6098 | 1 | 0 | 40.6098 |  | 40.6098 | 0
49.6499 | 0 | 583.0807 | 583.0807 | 1 |  | 15:11 | 16.6 |  | 579.6837 | 0 | 583.0807 | 49.6482 | 49.6511 | 0.012409 | 0.55731 | 583.638 |  | 28.3 | 0 | 28.3 | 49.5 | 1.4329 | 40.5513 | 1 | 0 | 40.5513 |  | 40.5513 | 0
49.6499 | 0 | 583.0807 | 583.0807 | 1 |  | 15:11 | 16.62 |  | 579.6853 | 0 | 583.0807 | 49.6484 | 49.6513 | 0.011168 | 0.50158 | 583.5823 |  | 28.2443 | 0 | 28.2443 | 49.5 | 1.4339 | 40.4986 | 1 | 0 | 40.4986 |  | 40.4986 | 0
49.6499 | 0 | 583.0807 | 583.0807 | 1 |  | 15:11 | 16.64 |  | 579.6869 | 0 | 583.0807 | 49.6485 | 49.6515 | 0.010051 | 0.45143 | 583.5321 |  | 28.1941 | 0 | 28.1941 | 49.5 | 1.4347 | 40.4511 | 1 | 0 | 40.4511 |  | 40.4511 | 0
49.6534 | 0 | 582.7551 | 582.7551 | 1 |  | 15:11 | 16.66 |  | 579.6886 | 0 | 582.7551 | 49.649 | 49.6517 | 0.0090462 | 0.40631 | 583.1614 |  | 27.8234 | 0 | 27.8234 | 49.5 | 1.4355 | 39.941 | 1 | 0 | 39.941 |  | 39.941 | 0
49.6534 | 0 | 582.4296 | 582.4296 | 1 |  | 15:11 | 16.68 |  | 579.6902 | 0 | 582.4296 | 49.6494 | 49.6519 | 0.0081416 | 0.36568 | 582.7953 |  | 27.4573 | 0 | 27.4573 | 49.5 | 1.4362 | 39.4347 | 1 | 0 | 39.4347 |  | 39.4347 | 0
49.6534 | 0 | 582.104 | 582.104 | 1 |  | 15:11 | 16.7 |  | 579.6918 | 0 | 582.104 | 49.6498 | 49.652 | 0.0073274 | 0.32911 | 582.4331 |  | 27.0951 | 0 | 27.0951 | 49.5 | 1.4369 | 38.9317 | 1 | 0 | 38.9317 |  | 38.9317 | 0
49.6534 | 0 | 582.104 | 582.104 | 1 |  | 15:11 | 16.72 |  | 579.6935 | 0 | 582.104 | 49.6502 | 49.6522 | 0.0099947 | 0.44891 | 582.5529 |  | 27.2149 | 0 | 27.2149 | 49.5 | 1.4374 | 39.1194 | 1 | 0 | 39.1194 |  | 39.1194 | 0
49.6534 | 0 | 582.104 | 582.104 | 1 |  | 15:11 | 16.74 |  | 579.6951 | 0 | 582.104 | 49.6505 | 49.6523 | 0.014095 | 0.63309 | 582.7371 |  | 27.3991 | 0 | 27.3991 | 49.5 | 1.4379 | 39.3982 | 1 | 0 | 39.3982 |  | 39.3982 | 0
49.6534 | 0 | 582.104 | 582.104 | 1 |  | 15:11 | 16.76 |  | 579.6967 | 0 | 582.104 | 49.6508 | 49.6527 | 0.017786 | 0.79885 | 582.9028 |  | 27.5648 | 0 | 27.5648 | 49.5 | 1.4398 | 39.6882 | 1 | 0 | 39.6882 |  | 39.6882 | 0
49.6534 | 0 | 582.104 | 582.104 | 1 |  | 15:11 | 16.78 |  | 579.6983 | 0 | 582.104 | 49.6511 | 49.6531 | 0.019407 | 0.87168 | 582.9757 |  | 27.6377 | 0 | 27.6377 | 49.5 | 1.4415 | 39.8397 | 1 | 0 | 39.8397 |  | 39.8397 | 0
49.6534 | 0 | 582.104 | 582.104 | 1 |  | 15:11 | 16.8 |  | 579.7 | 0 | 582.104 | 49.6513 | 49.6535 | 0.017466 | 0.78451 | 582.8885 |  | 27.5505 | 0 | 27.5505 | 49.5 | 1.443 | 39.756 | 1 | 0 | 39.756 |  | 39.756 | 0
49.6534 | 0 | 582.104 | 582.104 | 1 |  | 15:11 | 16.82 |  | 579.7016 | 0 | 582.104 | 49.6515 | 49.6538 | 0.01572 | 0.70606 | 582.8101 |  | 27.4721 | 0 | 27.4721 | 49.5 | 1.4444 | 39.6805 | 1 | 0 | 39.6805 |  | 39.6805 | 0
49.6534 | 0 | 582.104 | 582.104 | 1 |  | 15:11 | 16.84 |  | 579.7032 | 0 | 582.104 | 49.6517 | 49.6541 | 0.014148 | 0.63545 | 582.7395 |  | 27.4014 | 0 | 27.4014 | 49.5 | 1.4456 | 39.6125 | 1 | 0 | 39.6125 |  | 39.6125 | 0
49.6534 | 0 | 581.7784 | 581.7784 | 1 |  | 15:11 | 16.86 |  | 579.7049 | 0 | 581.7784 | 49.6519 | 49.6544 | 0.012733 | 0.57191 | 582.3503 |  | 27.0123 | 0 | 27.0123 | 49.5 | 1.4468 | 39.0801 | 1 | 0 | 39.0801 |  | 39.0801 | 0
49.6534 | 0 | 581.7784 | 581.7784 | 1 |  | 15:11 | 16.88 |  | 579.7065 | 0 | 581.7784 | 49.652 | 49.6546 | 0.01146 | 0.51472 | 582.2931 |  | 26.9551 | 0 | 26.9551 | 49.5 | 1.4478 | 39.0245 | 1 | 0 | 39.0245 |  | 39.0245 | 0
49.6534 | 0 | 581.7784 | 581.7784 | 1 |  | 15:11 | 16.9 |  | 579.7081 | 0 | 581.7784 | 49.6522 | 49.6549 | 0.010314 | 0.46324 | 582.2416 |  | 26.9036 | 0 | 26.9036 | 49.5 | 1.4487 | 38.9743 | 1 | 0 | 38.9743 |  | 38.9743 | 0
49.6534 | 0 | 581.7784 | 581.7784 | 1 |  | 15:11 | 16.92 |  | 579.7098 | 0 | 581.7784 | 49.6523 | 49.655 | 0.0092824 | 0.41692 | 582.1953 |  | 26.8573 | 0 | 26.8573 | 49.5 | 1.4495 | 38.9292 | 1 | 0 | 38.9292 |  | 38.9292 | 0
49.6568 | 0 | 581.7784 | 581.7784 | 1 |  | 15:11 | 16.94 |  | 579.7114 | 0 | 581.7784 | 49.6527 | 49.6552 | 0.0083541 | 0.37525 | 582.1537 |  | 26.8156 | 0 | 26.8156 | 49.5 | 1.4502 | 38.8885 | 1 | 0 | 38.8885 |  | 38.8885 | 0
49.6568 | 0 | 582.104 | 582.104 | 1 |  | 15:11 | 16.96 |  | 579.713 | 0 | 582.104 | 49.6531 | 49.6554 | 0.0075187 | 0.33773 | 582.4417 |  | 27.1037 | 0 | 27.1037 | 49.5 | 1.4509 | 39.3243 | 1 | 0 | 39.3243 |  | 39.3243 | 0
49.6568 | 0 | 582.104 | 582.104 | 1 |  | 15:11 | 16.98 |  | 579.7146 | 0 | 582.104 | 49.6535 | 49.6555 | 0.0067668 | 0.30396 | 582.408 |  | 27.07 | 0 | 27.07 | 49.5 | 1.4515 | 39.2914 | 1 | 0 | 39.2914 |  | 39.2914 | 0
49.6568 | 0 | 582.104 | 582.104 | 1 |  | 15:11 | 17 |  | 579.7163 | 0 | 582.104 | 49.6538 | 49.6557 | 0.0060902 | 0.27356 | 582.3776 |  | 27.0396 | 0 | 27.0396 | 49.5 | 1.452 | 39.2619 | 1 | 0 | 39.2619 |  | 39.2619 | 0
49.6568 | 0 | 582.4296 | 582.4296 | 1 |  | 15:11 | 17.02 |  | 579.7179 | 0 | 582.4296 | 49.6541 | 49.6558 | 0.0054811 | 0.2462 | 582.6758 |  | 27.3378 | 0 | 27.3378 | 49.5 | 1.4525 | 39.7082 | 1 | 0 | 39.7082 |  | 39.7082 | 0
49.6568 | 0 | 582.4296 | 582.4296 | 1 |  | 15:11 | 17.04 |  | 579.7195 | 0 | 582.4296 | 49.6544 | 49.6559 | 0.004933 | 0.22158 | 582.6512 |  | 27.3132 | 0 | 27.3132 | 49.5 | 1.4529 | 39.6843 | 1 | 0 | 39.6843 |  | 39.6843 | 0
49.6568 | 0 | 582.104 | 582.104 | 1 |  | 15:11 | 17.06 |  | 579.7212 | 0 | 582.104 | 49.6546 | 49.656 | 0.0044397 | 0.19943 | 582.3034 |  | 26.9654 | 0 | 26.9654 | 49.5 | 1.4533 | 39.1897 | 1 | 0 | 39.1897 |  | 39.1897 | 0
49.6568 | 0 | 582.104 | 582.104 | 1 |  | 15:11 | 17.08 |  | 579.7228 | 0 | 582.104 | 49.6549 | 49.656 | 0.0039958 | 0.17948 | 582.2835 |  | 26.9455 | 0 | 26.9455 | 49.5 | 1.4537 | 39.1702 | 1 | 0 | 39.1702 |  | 39.1702 | 0
49.6568 | 0 | 582.104 | 582.104 | 1 |  | 15:11 | 17.1 |  | 579.7244 | 0 | 582.104 | 49.655 | 49.6561 | 0.0035962 | 0.16153 | 582.2655 |  | 26.9275 | 0 | 26.9275 | 49.5 | 1.454 | 39.1527 | 1 | 0 | 39.1527 |  | 39.1527 | 0
49.6568 | 0 | 581.7784 | 581.7784 | 1 |  | 15:11 | 17.12 |  | 579.7261 | 0 | 581.7784 | 49.6552 | 49.6562 | 0.0032366 | 0.14538 | 581.9238 |  | 26.5858 | 0 | 26.5858 | 49.5 | 1.4543 | 38.6634 | 1 | 0 | 38.6634 |  | 38.6634 | 0
49.6568 | 0 | 581.4529 | 581.4529 | 1 |  | 15:11 | 17.14 |  | 579.7277 | 0 | 581.4529 | 49.6554 | 49.6563 | 0.0064129 | 0.28806 | 581.741 |  | 26.403 | 0 | 26.403 | 49.5 | 1.4545 | 38.4044 | 1 | 0 | 38.4044 |  | 38.4044 | 0
49.6568 | 0 | 582.104 | 582.104 | 1 |  | 15:11 | 17.16 |  | 579.7293 | 0 | 582.104 | 49.6555 | 49.6563 | 0.011022 | 0.49507 | 582.5991 |  | 27.2611 | 0 | 27.2611 | 49.5 | 1.4548 | 39.6589 | 1 | 0 | 39.6589 |  | 39.6589 | 0
49.6568 | 0 | 582.104 | 582.104 | 1 |  | 15:11 | 17.18 |  | 579.7309 | 0 | 582.104 | 49.6557 | 49.6567 | 0.015169 | 0.68139 | 582.7854 |  | 27.4474 | 0 | 27.4474 | 49.5 | 1.4565 | 39.9764 | 1 | 0 | 39.9764 |  | 39.9764 | 0
49.6568 | 0 | 582.104 | 582.104 | 1 |  | 15:11 | 17.2 |  | 579.7326 | 0 | 582.104 | 49.6558 | 49.6571 | 0.017153 | 0.77046 | 582.8745 |  | 27.5365 | 0 | 27.5365 | 49.5 | 1.458 | 40.1482 | 1 | 0 | 40.1482 |  | 40.1482 | 0
49.6568 | 0 | 582.104 | 582.104 | 1 |  | 15:11 | 17.22 |  | 579.7342 | 0 | 582.104 | 49.6559 | 49.6574 | 0.015437 | 0.69342 | 582.7974 |  | 27.4594 | 0 | 27.4594 | 49.5 | 1.4594 | 40.0736 | 1 | 0 | 40.0736 |  | 40.0736 | 0
49.6568 | 0 | 582.104 | 582.104 | 1 |  | 15:11 | 17.24 |  | 579.7358 | 0 | 582.104 | 49.656 | 49.6577 | 0.013894 | 0.62407 | 582.7281 |  | 27.3901 | 0 | 27.3901 | 49.5 | 1.4606 | 40.0064 | 1 | 0 | 40.0064 |  | 40.0064 | 0
49.6568 | 0 | 581.7784 | 581.7784 | 1 |  | 15:11 | 17.26 |  | 579.7375 | 0 | 581.7784 | 49.656 | 49.6579 | 0.012504 | 0.56167 | 582.3401 |  | 27.0021 | 0 | 27.0021 | 49.5 | 1.4617 | 39.4699 | 1 | 0 | 39.4699 |  | 39.4699 | 0
49.6568 | 0 | 581.7784 | 581.7784 | 1 |  | 15:11 | 17.28 |  | 579.7391 | 0 | 581.7784 | 49.6561 | 49.6582 | 0.011254 | 0.5055 | 582.2839 |  | 26.9459 | 0 | 26.9459 | 49.5 | 1.4627 | 39.415 | 1 | 0 | 39.415 |  | 39.415 | 0
49.6568 | 0 | 582.104 | 582.104 | 1 |  | 15:11 | 17.3 |  | 579.7407 | 0 | 582.104 | 49.6562 | 49.6584 | 0.010128 | 0.45495 | 582.559 |  | 27.2209 | 0 | 27.2209 | 49.5 | 1.4637 | 39.8421 | 1 | 0 | 39.8421 |  | 39.8421 | 0
49.6568 | 0 | 581.7784 | 581.7784 | 1 |  | 15:11 | 17.32 |  | 579.7424 | 0 | 581.7784 | 49.6563 | 49.6586 | 0.0091155 | 0.40946 | 582.1879 |  | 26.8499 | 0 | 26.8499 | 49.5 | 1.4645 | 39.3209 | 1 | 0 | 39.3209 |  | 39.3209 | 0
49.6568 | 0 | 582.104 | 582.104 | 1 |  | 15:11 | 17.34 |  | 579.744 | 0 | 582.104 | 49.6563 | 49.6588 | 0.008204 | 0.36851 | 582.4725 |  | 27.1345 | 0 | 27.1345 | 49.5 | 1.4652 | 39.7578 | 1 | 0 | 39.7578 |  | 39.7578 | 0
49.6603 | 0 | 582.104 | 582.104 | 1 |  | 15:11 | 17.36 |  | 579.7456 | 0 | 582.104 | 49.6567 | 49.6589 | 0.0073836 | 0.33168 | 582.4357 |  | 27.0977 | 0 | 27.0977 | 49.5 | 1.4659 | 39.7219 | 1 | 0 | 39.7219 |  | 39.7219 | 0
49.6603 | 0 | 581.7784 | 581.7784 | 1 |  | 15:11 | 17.38 |  | 579.7472 | 0 | 581.7784 | 49.6571 | 49.659 | 0.0066452 | 0.29851 | 582.0769 |  | 26.7389 | 0 | 26.7389 | 49.5 | 1.4665 | 39.212 | 1 | 0 | 39.212 |  | 39.212 | 0
49.6603 | 0 | 581.7784 | 581.7784 | 1 |  | 15:11 | 17.4 |  | 579.7489 | 0 | 581.7784 | 49.6574 | 49.6592 | 0.0059807 | 0.26866 | 582.0471 |  | 26.7091 | 0 | 26.7091 | 49.5 | 1.467 | 39.1826 | 1 | 0 | 39.1826 |  | 39.1826 | 0
49.6603 | 0 | 581.4529 | 581.4529 | 1 |  | 15:11 | 17.42 |  | 579.7505 | 0 | 581.4529 | 49.6577 | 49.6593 | 0.0087826 | 0.39453 | 581.8474 |  | 26.5094 | 0 | 26.5094 | 49.5 | 1.4675 | 38.9026 | 1 | 0 | 38.9026 |  | 38.9026 | 0
49.6603 | 0 | 581.4529 | 581.4529 | 1 |  | 15:11 | 17.44 |  | 579.7521 | 0 | 581.4529 | 49.6579 | 49.6594 | 0.013004 | 0.58418 | 582.0371 |  | 26.6991 | 0 | 26.6991 | 49.5 | 1.4679 | 39.1926 | 1 | 0 | 39.1926 |  | 39.1926 | 0
49.6603 | 0 | 581.4529 | 581.4529 | 1 |  | 15:11 | 17.46 |  | 579.7538 | 0 | 581.4529 | 49.6582 | 49.6598 | 0.016804 | 0.75486 | 582.2078 |  | 26.8698 | 0 | 26.8698 | 49.5 | 1.4698 | 39.4932 | 1 | 0 | 39.4932 |  | 39.4932 | 0
49.6603 | 0 | 581.4529 | 581.4529 | 1 |  | 15:11 | 17.48 |  | 579.7554 | 0 | 581.4529 | 49.6584 | 49.6602 | 0.018524 | 0.83211 | 582.285 |  | 26.947 | 0 | 26.947 | 49.5 | 1.4715 | 39.6519 | 1 | 0 | 39.6519 |  | 39.6519 | 0
49.6603 | 0 | 581.1273 | 581.1273 | 1 |  | 15:11 | 17.5 |  | 579.757 | 0 | 581.1273 | 49.6586 | 49.6606 | 0.016671 | 0.7489 | 581.8762 |  | 26.5382 | 0 | 26.5382 | 49.5 | 1.473 | 39.0906 | 1 | 0 | 39.0906 |  | 39.0906 | 0
49.6603 | 0 | 581.1273 | 581.1273 | 1 |  | 15:11 | 17.52 |  | 579.7587 | 0 | 581.1273 | 49.6588 | 49.6609 | 0.015004 | 0.67401 | 581.8013 |  | 26.4633 | 0 | 26.4633 | 49.5 | 1.4744 | 39.0164 | 1 | 0 | 39.0164 |  | 39.0164 | 0
49.6603 | 0 | 581.4529 | 581.4529 | 1 |  | 15:11 | 17.54 |  | 579.7603 | 0 | 581.4529 | 49.6589 | 49.6612 | 0.013504 | 0.60661 | 582.0595 |  | 26.7215 | 0 | 26.7215 | 49.5 | 1.4756 | 39.43 | 1 | 0 | 39.43 |  | 39.43 | 0
49.6603 | 0 | 581.4529 | 581.4529 | 1 |  | 15:11 | 17.56 |  | 579.7619 | 0 | 581.4529 | 49.659 | 49.6614 | 0.012153 | 0.54594 | 581.9988 |  | 26.6608 | 0 | 26.6608 | 49.5 | 1.4767 | 39.3701 | 1 | 0 | 39.3701 |  | 39.3701 | 0
49.6603 | 0 | 581.4529 | 581.4529 | 1 |  | 15:11 | 17.58 |  | 579.7635 | 0 | 581.4529 | 49.6592 | 49.6616 | 0.010938 | 0.49135 | 581.9443 |  | 26.6062 | 0 | 26.6062 | 49.5 | 1.4777 | 39.3161 | 1 | 0 | 39.3161 |  | 39.3161 | 0
49.6603 | 0 | 581.4529 | 581.4529 | 1 |  | 15:11 | 17.6 |  | 579.7652 | 0 | 581.4529 | 49.6593 | 49.6618 | 0.0098442 | 0.44222 | 581.8951 |  | 26.5571 | 0 | 26.5571 | 49.5 | 1.4786 | 39.2674 | 1 | 0 | 39.2674 |  | 39.2674 | 0
49.6603 | 0 | 581.1273 | 581.1273 | 1 |  | 15:11 | 17.62 |  | 579.7668 | 0 | 581.1273 | 49.6594 | 49.662 | 0.0088598 | 0.39799 | 581.5253 |  | 26.1873 | 0 | 26.1873 | 49.5 | 1.4794 | 38.7419 | 1 | 0 | 38.7419 |  | 38.7419 | 0
49.6637 | 0 | 581.1273 | 581.1273 | 1 |  | 15:11 | 17.64 |  | 579.7684 | 0 | 581.1273 | 49.6598 | 49.6622 | 0.0079738 | 0.35822 | 581.4855 |  | 26.1475 | 0 | 26.1475 | 49.5 | 1.4801 | 38.7022 | 1 | 0 | 38.7022 |  | 38.7022 | 0
49.6637 | 0 | 581.1273 | 581.1273 | 1 |  | 15:11 | 17.66 |  | 579.7701 | 0 | 581.1273 | 49.6602 | 49.6623 | 0.0071764 | 0.3224 | 581.4497 |  | 26.1117 | 0 | 26.1117 | 49.5 | 1.4808 | 38.6664 | 1 | 0 | 38.6664 |  | 38.6664 | 0
49.6637 | 0 | 581.1273 | 581.1273 | 1 |  | 15:11 | 17.68 |  | 579.7717 | 0 | 581.1273 | 49.6606 | 49.6625 | 0.0064588 | 0.29016 | 581.4175 |  | 26.0795 | 0 | 26.0795 | 49.5 | 1.4814 | 38.6341 | 1 | 0 | 38.6341 |  | 38.6341 | 0
49.6637 | 0 | 581.1273 | 581.1273 | 1 |  | 15:11 | 17.7 |  | 579.7733 | 0 | 581.1273 | 49.6609 | 49.6626 | 0.0058129 | 0.26114 | 581.3884 |  | 26.0504 | 0 | 26.0504 | 49.5 | 1.4819 | 38.6051 | 1 | 0 | 38.6051 |  | 38.6051 | 0
49.6637 | 0 | 581.1273 | 581.1273 | 1 |  | 15:11 | 17.72 |  | 579.775 | 0 | 581.1273 | 49.6612 | 49.6627 | 0.0052316 | 0.23503 | 581.3623 |  | 26.0243 | 0 | 26.0243 | 49.5 | 1.4824 | 38.5789 | 1 | 0 | 38.5789 |  | 38.5789 | 0
49.6637 | 0 | 581.1273 | 581.1273 | 1 |  | 15:11 | 17.74 |  | 579.7766 | 0 | 581.1273 | 49.6614 | 49.6628 | 0.0047084 | 0.21152 | 581.3388 |  | 26.0008 | 0 | 26.0008 | 49.5 | 1.4829 | 38.5554 | 1 | 0 | 38.5554 |  | 38.5554 | 0
49.6637 | 0 | 581.1273 | 581.1273 | 1 |  | 15:11 | 17.76 |  | 579.7782 | 0 | 581.1273 | 49.6616 | 49.6629 | 0.0042376 | 0.19037 | 581.3177 |  | 25.9797 | 0 | 25.9797 | 49.5 | 1.4832 | 38.5341 | 1 | 0 | 38.5341 |  | 38.5341 | 0
49.6637 | 0 | 581.1273 | 581.1273 | 1 |  | 15:11 | 17.78 |  | 579.7798 | 0 | 581.1273 | 49.6618 | 49.663 | 0.0038138 | 0.17133 | 581.2986 |  | 25.9606 | 0 | 25.9606 | 49.5 | 1.4836 | 38.515 | 1 | 0 | 38.515 |  | 38.515 | 0
49.6637 | 0 | 581.1273 | 581.1273 | 1 |  | 15:11 | 17.8 |  | 579.7815 | 0 | 581.1273 | 49.662 | 49.6631 | 0.0069324 | 0.31144 | 581.4387 |  | 26.1007 | 0 | 26.1007 | 49.5 | 1.4839 | 38.7312 | 1 | 0 | 38.7312 |  | 38.7312 | 0
49.6637 | 0 | 581.1273 | 581.1273 | 1 |  | 15:11 | 17.82 |  | 579.7831 | 0 | 581.1273 | 49.6622 | 49.6631 | 0.011489 | 0.51615 | 581.6434 |  | 26.3054 | 0 | 26.3054 | 49.5 | 1.4842 | 39.0424 | 1 | 0 | 39.0424 |  | 39.0424 | 0
49.6637 | 0 | 581.1273 | 581.1273 | 1 |  | 15:11 | 17.84 |  | 579.7847 | 0 | 581.1273 | 49.6623 | 49.6635 | 0.01559 | 0.70039 | 581.8277 |  | 26.4897 | 0 | 26.4897 | 49.5 | 1.486 | 39.3636 | 1 | 0 | 39.3636 |  | 39.3636 | 0
49.6637 | 0 | 581.1273 | 581.1273 | 1 |  | 15:11 | 17.86 |  | 579.7864 | 0 | 581.1273 | 49.6625 | 49.6639 | 0.017531 | 0.78758 | 581.9149 |  | 26.5769 | 0 | 26.5769 | 49.5 | 1.4876 | 39.5363 | 1 | 0 | 39.5363 |  | 39.5363 | 0
49.6637 | 0 | 581.1273 | 581.1273 | 1 |  | 15:11 | 17.88 |  | 579.788 | 0 | 581.1273 | 49.6626 | 49.6642 | 0.015778 | 0.70883 | 581.8361 |  | 26.4981 | 0 | 26.4981 | 49.5 | 1.4891 | 39.458 | 1 | 0 | 39.458 |  | 39.458 | 0
49.6637 | 0 | 580.8018 | 580.8018 | 1 |  | 15:11 | 17.9 |  | 579.7896 | 0 | 580.8018 | 49.6627 | 49.6645 | 0.0142 | 0.63794 | 581.4397 |  | 26.1017 | 0 | 26.1017 | 49.5 | 1.4904 | 38.9022 | 1 | 0 | 38.9022 |  | 38.9022 | 0
49.6637 | 0 | 580.4762 | 580.4762 | 1 |  | 15:11 | 17.92 |  | 579.7913 | 0 | 580.4762 | 49.6628 | 49.6648 | 0.01278 | 0.57415 | 581.0503 |  | 25.7123 | 0 | 25.7123 | 49.5 | 1.4916 | 38.3525 | 1 | 0 | 38.3525 |  | 38.3525 | 0
49.6637 | 0 | 580.4762 | 580.4762 | 1 |  | 15:11 | 17.94 |  | 579.7929 | 0 | 580.4762 | 49.6629 | 49.665 | 0.011502 | 0.51673 | 580.9929 |  | 25.6549 | 0 | 25.6549 | 49.5 | 1.4927 | 38.2944 | 1 | 0 | 38.2944 |  | 38.2944 | 0
49.6637 | 0 | 580.4762 | 580.4762 | 1 |  | 15:11 | 17.96 |  | 579.7945 | 0 | 580.4762 | 49.663 | 49.6652 | 0.010352 | 0.46506 | 580.9413 |  | 25.6033 | 0 | 25.6033 | 49.5 | 1.4936 | 38.242 | 1 | 0 | 38.242 |  | 38.242 | 0
49.6637 | 0 | 580.1506 | 580.1506 | 1 |  | 15:11 | 17.98 |  | 579.7961 | 0 | 580.1506 | 49.6631 | 49.6654 | 0.0093168 | 0.41855 | 580.5692 |  | 25.2312 | 0 | 25.2312 | 49.5 | 1.4945 | 37.7082 | 1 | 0 | 37.7082 |  | 37.7082 | 0
49.6637 | 0 | 580.1506 | 580.1506 | 1 |  | 15:11 | 18 |  | 579.7978 | 0 | 580.1506 | 49.6631 | 49.6656 | 0.0083851 | 0.3767 | 580.5273 |  | 25.1893 | 0 | 25.1893 | 49.5 | 1.4953 | 37.6655 | 1 | 0 | 37.6655 |  | 37.6655 | 0
49.6672 | 0 | 580.1506 | 580.1506 | 1 |  | 15:11 | 18.02 |  | 579.7994 | 0 | 580.1506 | 49.6635 | 49.6658 | 0.0075466 | 0.33905 | 580.4897 |  | 25.1516 | 0 | 25.1516 | 49.5 | 1.496 | 37.627 | 1 | 0 | 37.627 |  | 37.627 | 0
49.6672 | 0 | 580.1506 | 580.1506 | 1 |  | 15:11 | 18.04 |  | 579.801 | 0 | 580.1506 | 49.6639 | 49.6659 | 0.006792 | 0.30515 | 580.4557 |  | 25.1177 | 0 | 25.1177 | 49.5 | 1.4966 | 37.5923 | 1 | 0 | 37.5923 |  | 37.5923 | 0
49.6672 | 0 | 580.1506 | 580.1506 | 1 |  | 15:11 | 18.06 |  | 579.8027 | 0 | 580.1506 | 49.6642 | 49.666 | 0.0061128 | 0.27463 | 580.4252 |  | 25.0872 | 0 | 25.0872 | 49.5 | 1.4972 | 37.561 | 1 | 0 | 37.561 |  | 37.561 | 0
49.6672 | 0 | 580.1506 | 580.1506 | 1 |  | 15:11 | 18.08 |  | 579.8043 | 0 | 580.1506 | 49.6645 | 49.6662 | 0.0055015 | 0.24717 | 580.3978 |  | 25.0598 | 0 | 25.0598 | 49.5 | 1.4977 | 37.5328 | 1 | 0 | 37.5328 |  | 37.5328 | 0
49.6672 | 0 | 580.1506 | 580.1506 | 1 |  | 15:11 | 18.1 |  | 579.8059 | 0 | 580.1506 | 49.6648 | 49.6663 | 0.0049513 | 0.22245 | 580.3731 |  | 25.035 | 0 | 25.035 | 49.5 | 1.4982 | 37.5075 | 1 | 0 | 37.5075 |  | 37.5075 | 0
49.6672 | 0 | 580.1506 | 580.1506 | 1 |  | 15:11 | 18.12 |  | 579.8076 | 0 | 580.1506 | 49.665 | 49.6664 | 0.0044562 | 0.20021 | 580.3508 |  | 25.0128 | 0 | 25.0128 | 49.5 | 1.4986 | 37.4847 | 1 | 0 | 37.4847 |  | 37.4847 | 0
49.6672 | 0 | 580.1506 | 580.1506 | 1 |  | 15:11 | 18.14 |  | 579.8092 | 0 | 580.1506 | 49.6652 | 49.6664 | 0.0040106 | 0.18019 | 580.3308 |  | 24.9928 | 0 | 24.9928 | 49.5 | 1.499 | 37.4641 | 1 | 0 | 37.4641 |  | 37.4641 | 0
49.6672 | 0 | 580.1506 | 580.1506 | 1 |  | 15:11 | 18.16 |  | 579.8108 | 0 | 580.1506 | 49.6654 | 49.6665 | 0.0036095 | 0.16217 | 580.3128 |  | 24.9748 | 0 | 24.9748 | 49.5 | 1.4993 | 37.4456 | 1 | 0 | 37.4456 |  | 37.4456 | 0
49.6672 | 0 | 580.1506 | 580.1506 | 1 |  | 15:11 | 18.18 |  | 579.8124 | 0 | 580.1506 | 49.6656 | 49.6666 | 0.0032486 | 0.14595 | 580.2966 |  | 24.9585 | 0 | 24.9585 | 49.5 | 1.4996 | 37.4289 | 1 | 0 | 37.4289 |  | 37.4289 | 0
49.6672 | 0 | 580.1506 | 580.1506 | 1 |  | 15:11 | 18.2 |  | 579.8141 | 0 | 580.1506 | 49.6658 | 49.6666 | 0.0029237 | 0.13136 | 580.282 |  | 24.944 | 0 | 24.944 | 49.5 | 1.4999 | 37.4139 | 1 | 0 | 37.4139 |  | 37.4139 | 0
49.6672 | 0 | 580.1506 | 580.1506 | 1 |  | 15:11 | 18.22 |  | 579.8157 | 0 | 580.1506 | 49.6659 | 49.6667 | 0.0026313 | 0.11822 | 580.2688 |  | 24.9308 | 0 | 24.9308 | 49.5 | 1.5002 | 37.4004 | 1 | 0 | 37.4004 |  | 37.4004 | 0
49.6672 | 0 | 580.4762 | 580.4762 | 1 |  | 15:11 | 18.24 |  | 579.8173 | 0 | 580.4762 | 49.666 | 49.6668 | 0.0023682 | 0.1064 | 580.5826 |  | 25.2446 | 0 | 25.2446 | 49.5 | 1.5004 | 37.8767 | 1 | 0 | 37.8767 |  | 37.8767 | 0
49.6672 | 0 | 580.1506 | 580.1506 | 1 |  | 15:11 | 18.26 |  | 579.819 | 0 | 580.1506 | 49.6662 | 49.6668 | 0.0055314 | 0.24851 | 580.3991 |  | 25.0611 | 0 | 25.0611 | 49.5 | 1.5006 | 37.6065 | 1 | 0 | 37.6065 |  | 37.6065 | 0
49.6672 | 0 | 581.1273 | 581.1273 | 1 |  | 15:11 | 18.28 |  | 579.8206 | 0 | 581.1273 | 49.6663 | 49.6668 | 0.010078 | 0.45279 | 581.5801 |  | 26.2421 | 0 | 26.2421 | 49.5 | 1.5008 | 39.3834 | 1 | 0 | 39.3834 |  | 39.3834 | 0
49.6672 | 0 | 581.1273 | 581.1273 | 1 |  | 15:11 | 18.3 |  | 579.8222 | 0 | 581.1273 | 49.6664 | 49.6672 | 0.01417 | 0.63665 | 581.7639 |  | 26.4259 | 0 | 26.4259 | 49.5 | 1.5025 | 39.7041 | 1 | 0 | 39.7041 |  | 39.7041 | 0
49.6672 | 0 | 581.1273 | 581.1273 | 1 |  | 15:11 | 18.32 |  | 579.8239 | 0 | 581.1273 | 49.6664 | 49.6676 | 0.016153 | 0.72574 | 581.853 |  | 26.515 | 0 | 26.515 | 49.5 | 1.504 | 39.8786 | 1 | 0 | 39.8786 |  | 39.8786 | 0
49.6672 | 0 | 581.4529 | 581.4529 | 1 |  | 15:11 | 18.34 |  | 579.8255 | 0 | 581.4529 | 49.6665 | 49.6679 | 0.014538 | 0.65316 | 582.1061 |  | 26.7681 | 0 | 26.7681 | 49.5 | 1.5054 | 40.2961 | 1 | 0 | 40.2961 |  | 40.2961 | 0
49.6672 | 0 | 581.1273 | 581.1273 | 1 |  | 15:11 | 18.36 |  | 579.8271 | 0 | 581.1273 | 49.6666 | 49.6681 | 0.013084 | 0.58785 | 581.7151 |  | 26.3771 | 0 | 26.3771 | 49.5 | 1.5066 | 39.7404 | 1 | 0 | 39.7404 |  | 39.7404 | 0
49.6672 | 0 | 581.1273 | 581.1273 | 1 |  | 15:11 | 18.38 |  | 579.8287 | 0 | 581.1273 | 49.6666 | 49.6684 | 0.011776 | 0.52906 | 581.6564 |  | 26.3184 | 0 | 26.3184 | 49.5 | 1.5077 | 39.6813 | 1 | 0 | 39.6813 |  | 39.6813 | 0
49.6672 | 0 | 581.1273 | 581.1273 | 1 |  | 15:11 | 18.4 |  | 579.8304 | 0 | 581.1273 | 49.6667 | 49.6686 | 0.010598 | 0.47615 | 581.6035 |  | 26.2655 | 0 | 26.2655 | 49.5 | 1.5088 | 39.6281 | 1 | 0 | 39.6281 |  | 39.6281 | 0
49.6672 | 0 | 581.1273 | 581.1273 | 1 |  | 15:11 | 18.42 |  | 579.832 | 0 | 581.1273 | 49.6668 | 49.6688 | 0.0095384 | 0.42854 | 581.5558 |  | 26.2178 | 0 | 26.2178 | 49.5 | 1.5097 | 39.5802 | 1 | 0 | 39.5802 |  | 39.5802 | 0
49.6672 | 0 | 581.1273 | 581.1273 | 1 |  | 15:11 | 18.44 |  | 579.8336 | 0 | 581.1273 | 49.6668 | 49.669 | 0.0085846 | 0.38569 | 581.513 |  | 26.175 | 0 | 26.175 | 49.5 | 1.5105 | 39.5369 | 1 | 0 | 39.5369 |  | 39.5369 | 0
49.6672 | 0 | 581.1273 | 581.1273 | 1 |  | 15:11 | 18.46 |  | 579.8353 | 0 | 581.1273 | 49.6668 | 49.6691 | 0.0077261 | 0.34712 | 581.4744 |  | 26.1364 | 0 | 26.1364 | 49.5 | 1.5112 | 39.498 | 1 | 0 | 39.498 |  | 39.498 | 0
49.6706 | 0 | 581.1273 | 581.1273 | 1 |  | 15:11 | 18.48 |  | 579.8369 | 0 | 581.1273 | 49.6672 | 49.6693 | 0.0069535 | 0.31243 | 581.4397 |  | 26.1017 | 0 | 26.1017 | 49.5 | 1.5119 | 39.463 | 1 | 0 | 39.463 |  | 39.463 | 0
49.6706 | 0 | 581.1273 | 581.1273 | 1 |  | 15:11 | 18.5 |  | 579.8385 | 0 | 581.1273 | 49.6676 | 49.6694 | 0.0062582 | 0.28118 | 581.4085 |  | 26.0705 | 0 | 26.0705 | 49.5 | 1.5125 | 39.4314 | 1 | 0 | 39.4314 |  | 39.4314 | 0
49.6706 | 0 | 581.1273 | 581.1273 | 1 |  | 15:11 | 18.52 |  | 579.8402 | 0 | 581.1273 | 49.6679 | 49.6695 | 0.0056323 | 0.25307 | 581.3804 |  | 26.0424 | 0 | 26.0424 | 49.5 | 1.513 | 39.4029 | 1 | 0 | 39.4029 |  | 39.4029 | 0
49.6706 | 0 | 581.1273 | 581.1273 | 1 |  | 15:11 | 18.54 |  | 579.8418 | 0 | 581.1273 | 49.6681 | 49.6696 | 0.0050691 | 0.22776 | 581.3551 |  | 26.0171 | 0 | 26.0171 | 49.5 | 1.5135 | 39.3773 | 1 | 0 | 39.3773 |  | 39.3773 | 0
49.6706 | 0 | 580.8018 | 580.8018 | 1 |  | 15:11 | 18.56 |  | 579.8434 | 0 | 580.8018 | 49.6684 | 49.6697 | 0.0045622 | 0.20498 | 581.0068 |  | 25.6688 | 0 | 25.6688 | 49.5 | 1.514 | 38.8614 | 1 | 0 | 38.8614 |  | 38.8614 | 0
49.6706 | 0 | 580.8018 | 580.8018 | 1 |  | 15:11 | 18.58 |  | 579.845 | 0 | 580.8018 | 49.6686 | 49.6698 | 0.004106 | 0.18448 | 580.9863 |  | 25.6483 | 0 | 25.6483 | 49.5 | 1.5144 | 38.8405 | 1 | 0 | 38.8405 |  | 38.8405 | 0
49.6706 | 0 | 580.4762 | 580.4762 | 1 |  | 15:11 | 18.6 |  | 579.8467 | 0 | 580.4762 | 49.6688 | 49.6699 | 0.0036954 | 0.16604 | 580.6422 |  | 25.3042 | 0 | 25.3042 | 49.5 | 1.5147 | 38.3285 | 1 | 0 | 38.3285 |  | 38.3285 | 0
49.6706 | 0 | 580.4762 | 580.4762 | 1 |  | 15:11 | 18.62 |  | 579.8483 | 0 | 580.4762 | 49.669 | 49.67 | 0.0033258 | 0.14943 | 580.6256 |  | 25.2876 | 0 | 25.2876 | 49.5 | 1.515 | 38.3114 | 1 | 0 | 38.3114 |  | 38.3114 | 0
49.6706 | 0 | 580.1506 | 580.1506 | 1 |  | 15:11 | 18.64 |  | 579.8499 | 0 | 580.1506 | 49.6691 | 49.67 | 0.0029933 | 0.13449 | 580.2851 |  | 24.9471 | 0 | 24.9471 | 49.5 | 1.5153 | 37.8027 | 1 | 0 | 37.8027 |  | 37.8027 | 0
49.6706 | 0 | 580.1506 | 580.1506 | 1 |  | 15:11 | 18.66 |  | 579.8516 | 0 | 580.1506 | 49.6693 | 49.6701 | 0.0026939 | 0.12104 | 580.2716 |  | 24.9336 | 0 | 24.9336 | 49.5 | 1.5156 | 37.7888 | 1 | 0 | 37.7888 |  | 37.7888 | 0
49.6706 | 0 | 580.8018 | 580.8018 | 1 |  | 15:11 | 18.68 |  | 579.8532 | 0 | 580.8018 | 49.6694 | 49.6701 | 0.0024245 | 0.10894 | 580.9107 |  | 25.5727 | 0 | 25.5727 | 49.5 | 1.5158 | 38.7633 | 1 | 0 | 38.7633 |  | 38.7633 | 0
49.6706 | 0 | 580.4762 | 580.4762 | 1 |  | 15:11 | 18.7 |  | 579.8548 | 0 | 580.4762 | 49.6695 | 49.6702 | 0.0021821 | 0.098043 | 580.5742 |  | 25.2362 | 0 | 25.2362 | 49.5 | 1.516 | 38.2586 | 1 | 0 | 38.2586 |  | 38.2586 | 0
49.6706 | 0 | 580.4762 | 580.4762 | 1 |  | 15:11 | 18.72 |  | 579.8565 | 0 | 580.4762 | 49.6696 | 49.6702 | 0.0019639 | 0.088239 | 580.5644 |  | 25.2264 | 0 | 25.2264 | 49.5 | 1.5162 | 38.2485 | 1 | 0 | 38.2485 |  | 38.2485 | 0
49.6706 | 0 | 580.4762 | 580.4762 | 1 |  | 15:11 | 18.74 |  | 579.8581 | 0 | 580.4762 | 49.6697 | 49.6703 | 0.0017675 | 0.079415 | 580.5556 |  | 25.2176 | 0 | 25.2176 | 49.5 | 1.5164 | 38.2394 | 1 | 0 | 38.2394 |  | 38.2394 | 0
49.6706 | 0 | 580.4762 | 580.4762 | 1 |  | 15:11 | 18.76 |  | 579.8597 | 0 | 580.4762 | 49.6698 | 49.6703 | 0.0015907 | 0.071473 | 580.5477 |  | 25.2097 | 0 | 25.2097 | 49.5 | 1.5165 | 38.2312 | 1 | 0 | 38.2312 |  | 38.2312 | 0
49.6706 | 0 | 580.1506 | 580.1506 | 1 |  | 15:11 | 18.78 |  | 579.8613 | 0 | 580.1506 | 49.6699 | 49.6703 | 0.0014317 | 0.064326 | 580.2149 |  | 24.8769 | 0 | 24.8769 | 49.5 | 1.5167 | 37.73 | 1 | 0 | 37.73 |  | 37.73 | 0
49.6706 | 0 | 580.1506 | 580.1506 | 1 |  | 15:11 | 18.8 |  | 579.863 | 0 | 580.1506 | 49.67 | 49.6704 | 0.0012885 | 0.057893 | 580.2085 |  | 24.8705 | 0 | 24.8705 | 49.5 | 1.5168 | 37.7234 | 1 | 0 | 37.7234 |  | 37.7234 | 0
49.6706 | 0 | 580.1506 | 580.1506 | 1 |  | 15:11 | 18.82 |  | 579.8646 | 0 | 580.1506 | 49.67 | 49.6704 | 0.0011596 | 0.052104 | 580.2027 |  | 24.8647 | 0 | 24.8647 | 49.5 | 1.5169 | 37.7174 | 1 | 0 | 37.7174 |  | 37.7174 | 0
49.6706 | 0 | 580.1506 | 580.1506 | 1 |  | 15:11 | 18.84 |  | 579.8662 | 0 | 580.1506 | 49.6701 | 49.6704 | 0.0010437 | 0.046894 | 580.1975 |  | 24.8595 | 0 | 24.8595 | 49.5 | 1.517 | 37.712 | 1 | 0 | 37.712 |  | 37.712 | 0
49.6706 | 0 | 580.1506 | 580.1506 | 1 |  | 15:11 | 18.86 |  | 579.8679 | 0 | 580.1506 | 49.6701 | 49.6704 | 0.00093932 | 0.042204 | 580.1928 |  | 24.8548 | 0 | 24.8548 | 49.5 | 1.5171 | 37.7071 | 1 | 0 | 37.7071 |  | 37.7071 | 0
49.6706 | 0 | 580.4762 | 580.4762 | 1 |  | 15:11 | 18.88 |  | 579.8695 | 0 | 580.4762 | 49.6702 | 49.6704 | 0.00084538 | 0.037984 | 580.5142 |  | 25.1762 | 0 | 25.1762 | 49.5 | 1.5172 | 38.1967 | 1 | 0 | 38.1967 |  | 38.1967 | 0
49.6706 | 0 | 580.4762 | 580.4762 | 1 |  | 15:11 | 18.9 |  | 579.8711 | 0 | 580.4762 | 49.6702 | 49.6705 | 0.00076085 | 0.034185 | 580.5104 |  | 25.1724 | 0 | 25.1724 | 49.5 | 1.5173 | 38.1928 | 1 | 0 | 38.1928 |  | 38.1928 | 0
49.6706 | 0 | 580.1506 | 580.1506 | 1 |  | 15:11 | 18.92 |  | 579.8728 | 0 | 580.1506 | 49.6703 | 49.6705 | 0.00068476 | 0.030767 | 580.1814 |  | 24.8434 | 0 | 24.8434 | 49.5 | 1.5173 | 37.6952 | 1 | 0 | 37.6952 |  | 37.6952 | 0
49.6706 | 0 | 580.1506 | 580.1506 | 1 |  | 15:11 | 18.94 |  | 579.8744 | 0 | 580.1506 | 49.6703 | 49.6705 | 0.00061628 | 0.02769 | 580.1783 |  | 24.8403 | 0 | 24.8403 | 49.5 | 1.5174 | 37.6921 | 1 | 0 | 37.6921 |  | 37.6921 | 0
49.6706 | 0 | 580.1506 | 580.1506 | 1 |  | 15:11 | 18.96 |  | 579.876 | 0 | 580.1506 | 49.6703 | 49.6705 | 0.00055466 | 0.024921 | 580.1755 |  | 24.8375 | 0 | 24.8375 | 49.5 | 1.5174 | 37.6892 | 1 | 0 | 37.6892 |  | 37.6892 | 0
49.6706 | 0 | 580.1506 | 580.1506 | 1 |  | 15:11 | 18.98 |  | 579.8776 | 0 | 580.1506 | 49.6704 | 49.6705 | 0.00049919 | 0.022429 | 580.173 |  | 24.835 | 0 | 24.835 | 49.5 | 1.5175 | 37.6866 | 1 | 0 | 37.6866 |  | 37.6866 | 0
49.6706 | 0 | 580.1506 | 580.1506 | 1 |  | 15:11 | 19 |  | 579.8793 | 0 | 580.1506 | 49.6704 | 49.6705 | 0.00044927 | 0.020186 | 580.1708 |  | 24.8328 | 0 | 24.8328 | 49.5 | 1.5175 | 37.6843 | 1 | 0 | 37.6843 |  | 37.6843 | 0
49.6706 | 0 | 580.1506 | 580.1506 | 1 |  | 15:11 | 19.02 |  | 579.8809 | 0 | 580.1506 | 49.6704 | 49.6705 | 0.00040434 | 0.018168 | 580.1688 |  | 24.8308 | 0 | 24.8308 | 49.5 | 1.5176 | 37.6822 | 1 | 0 | 37.6822 |  | 37.6822 | 0
49.6706 | 0 | 580.1506 | 580.1506 | 1 |  | 15:11 | 19.04 |  | 579.8825 | 0 | 580.1506 | 49.6704 | 49.6705 | 0.00036391 | 0.016351 | 580.167 |  | 24.8289 | 0 | 24.8289 | 49.5 | 1.5176 | 37.6803 | 1 | 0 | 37.6803 |  | 37.6803 | 0
49.6706 | 0 | 580.4762 | 580.4762 | 1 |  | 15:11 | 19.06 |  | 579.8842 | 0 | 580.4762 | 49.6704 | 49.6705 | 0.00032752 | 0.014716 | 580.4909 |  | 25.1529 | 0 | 25.1529 | 49.5 | 1.5176 | 38.1727 | 1 | 0 | 38.1727 |  | 38.1727 | 0
49.6706 | 0 | 580.1506 | 580.1506 | 1 |  | 15:11 | 19.08 |  | 579.8858 | 0 | 580.1506 | 49.6705 | 49.6705 | 0.00029477 | 0.013244 | 580.1638 |  | 24.8258 | 0 | 24.8258 | 49.5 | 1.5177 | 37.6771 | 1 | 0 | 37.6771 |  | 37.6771 | 0
49.6706 | 0 | 580.1506 | 580.1506 | 1 |  | 15:11 | 19.1 |  | 579.8874 | 0 | 580.1506 | 49.6705 | 49.6705 | 0.00026529 | 0.01192 | 580.1625 |  | 24.8245 | 0 | 24.8245 | 49.5 | 1.5177 | 37.6757 | 1 | 0 | 37.6757 |  | 37.6757 | 0
49.6706 | 0 | 580.4762 | 580.4762 | 1 |  | 15:11 | 19.12 |  | 579.8891 | 0 | 580.4762 | 49.6705 | 49.6706 | 0.00023876 | 0.010728 | 580.4869 |  | 25.1489 | 0 | 25.1489 | 49.5 | 1.5177 | 38.1686 | 1 | 0 | 38.1686 |  | 38.1686 | 0
49.6706 | 0 | 580.1506 | 580.1506 | 1 |  | 15:11 | 19.14 |  | 579.8907 | 0 | 580.1506 | 49.6705 | 49.6706 | 0.00021489 | 0.009655 | 580.1603 |  | 24.8223 | 0 | 24.8223 | 49.5 | 1.5177 | 37.6733 | 1 | 0 | 37.6733 |  | 37.6733 | 0
49.6706 | 0 | 580.1506 | 580.1506 | 1 |  | 15:11 | 19.16 |  | 579.8923 | 0 | 580.1506 | 49.6705 | 49.6706 | 0.0001934 | 0.0086895 | 580.1593 |  | 24.8213 | 0 | 24.8213 | 49.5 | 1.5177 | 37.6723 | 1 | 0 | 37.6723 |  | 37.6723 | 0
49.6706 | 0 | 580.1506 | 580.1506 | 1 |  | 15:11 | 19.18 |  | 579.8939 | 0 | 580.1506 | 49.6705 | 49.6706 | 0.00017406 | 0.0078205 | 580.1584 |  | 24.8204 | 0 | 24.8204 | 49.5 | 1.5178 | 37.6714 | 1 | 0 | 37.6714 |  | 37.6714 | 0
49.6706 | 0 | 580.1506 | 580.1506 | 1 |  | 15:11 | 19.2 |  | 579.8956 | 0 | 580.1506 | 49.6705 | 49.6706 | 0.00015665 | 0.0070385 | 580.1576 |  | 24.8196 | 0 | 24.8196 | 49.5 | 1.5178 | 37.6706 | 1 | 0 | 37.6706 |  | 37.6706 | 0
49.6706 | 0 | 580.1506 | 580.1506 | 1 |  | 15:11 | 19.22 |  | 579.8972 | 0 | 580.1506 | 49.6705 | 49.6706 | 0.00014099 | 0.0063346 | 580.1569 |  | 24.8189 | 0 | 24.8189 | 49.5 | 1.5178 | 37.6699 | 1 | 0 | 37.6699 |  | 37.6699 | 0
49.6706 | 0 | 580.1506 | 580.1506 | 1 |  | 15:11 | 19.24 |  | 579.8988 | 0 | 580.1506 | 49.6705 | 49.6706 | 0.00012689 | 0.0057012 | 580.1563 |  | 24.8183 | 0 | 24.8183 | 49.5 | 1.5178 | 37.6692 | 1 | 0 | 37.6692 |  | 37.6692 | 0
49.6706 | 0 | 580.1506 | 580.1506 | 1 |  | 15:11 | 19.26 |  | 579.9005 | 0 | 580.1506 | 49.6705 | 49.6706 | 0.0001142 | 0.005131 | 580.1557 |  | 24.8177 | 0 | 24.8177 | 49.5 | 1.5178 | 37.6686 | 1 | 0 | 37.6686 |  | 37.6686 | 0
49.6706 | 0 | 580.1506 | 580.1506 | 1 |  | 15:11 | 19.28 |  | 579.9021 | 0 | 580.1506 | 49.6705 | 49.6706 | 0.00010278 | 0.0046179 | 580.1552 |  | 24.8172 | 0 | 24.8172 | 49.5 | 1.5178 | 37.6681 | 1 | 0 | 37.6681 |  | 37.6681 | 0
49.6706 | 0 | 580.1506 | 580.1506 | 1 |  | 15:11 | 19.3 |  | 579.9037 | 0 | 580.1506 | 49.6706 | 49.6706 | 9.2501e-05 | 0.0041561 | 580.1548 |  | 24.8168 | 0 | 24.8168 | 49.5 | 1.5178 | 37.6676 | 1 | 0 | 37.6676 |  | 37.6676 | 0
49.6706 | 0 | 580.1506 | 580.1506 | 1 |  | 15:11 | 19.32 |  | 579.9054 | 0 | 580.1506 | 49.6706 | 49.6706 | 8.3251e-05 | 0.0037405 | 580.1543 |  | 24.8163 | 0 | 24.8163 | 49.5 | 1.5178 | 37.6672 | 1 | 0 | 37.6672 |  | 37.6672 | 0
49.6706 | 0 | 580.1506 | 580.1506 | 1 |  | 15:11 | 19.34 |  | 579.907 | 0 | 580.1506 | 49.6706 | 49.6706 | 7.4926e-05 | 0.0033665 | 580.154 |  | 24.816 | 0 | 24.816 | 49.5 | 1.5178 | 37.6668 | 1 | 0 | 37.6668 |  | 37.6668 | 0
49.6706 | 0 | 580.1506 | 580.1506 | 1 |  | 15:11 | 19.36 |  | 579.9086 | 0 | 580.1506 | 49.6706 | 49.6706 | 6.7433e-05 | 0.0030298 | 580.1536 |  | 24.8156 | 0 | 24.8156 | 49.5 | 1.5179 | 37.6665 | 1 | 0 | 37.6665 |  | 37.6665 | 0
49.6706 | 0 | 580.1506 | 580.1506 | 1 |  | 15:11 | 19.38 |  | 579.9102 | 0 | 580.1506 | 49.6706 | 49.6706 | 6.069e-05 | 0.0027268 | 580.1533 |  | 24.8153 | 0 | 24.8153 | 49.5 | 1.5179 | 37.6662 | 1 | 0 | 37.6662 |  | 37.6662 | 0
49.6706 | 0 | 580.1506 | 580.1506 | 1 |  | 15:11 | 19.4 |  | 579.9119 | 0 | 580.1506 | 49.6706 | 49.6706 | 5.4621e-05 | 0.0024542 | 580.1531 |  | 24.8151 | 0 | 24.8151 | 49.5 | 1.5179 | 37.6659 | 1 | 0 | 37.6659 |  | 37.6659 | 0
49.6706 | 0 | 580.1506 | 580.1506 | 1 |  | 15:11 | 19.42 |  | 579.9135 | 0 | 580.1506 | 49.6706 | 49.6706 | 4.9159e-05 | 0.0022087 | 580.1528 |  | 24.8148 | 0 | 24.8148 | 49.5 | 1.5179 | 37.6656 | 1 | 0 | 37.6656 |  | 37.6656 | 0
49.6706 | 0 | 580.1506 | 580.1506 | 1 |  | 15:11 | 19.44 |  | 579.9151 | 0 | 580.1506 | 49.6706 | 49.6706 | 4.4243e-05 | 0.0019879 | 580.1526 |  | 24.8146 | 0 | 24.8146 | 49.5 | 1.5179 | 37.6654 | 1 | 0 | 37.6654 |  | 37.6654 | 0
49.6706 | 0 | 580.1506 | 580.1506 | 1 |  | 15:11 | 19.46 |  | 579.9168 | 0 | 580.1506 | 49.6706 | 49.6706 | 3.9819e-05 | 0.0017891 | 580.1524 |  | 24.8144 | 0 | 24.8144 | 49.5 | 1.5179 | 37.6652 | 1 | 0 | 37.6652 |  | 37.6652 | 0
49.6706 | 0 | 580.1506 | 580.1506 | 1 |  | 15:11 | 19.48 |  | 579.9184 | 0 | 580.1506 | 49.6706 | 49.6706 | 3.5837e-05 | 0.0016102 | 580.1522 |  | 24.8142 | 0 | 24.8142 | 49.5 | 1.5179 | 37.665 | 1 | 0 | 37.665 |  | 37.665 | 0
49.6706 | 0 | 580.1506 | 580.1506 | 1 |  | 15:11 | 19.5 |  | 579.92 | 0 | 580.1506 | 49.6706 | 49.6706 | 3.2253e-05 | 0.0014492 | 580.152 |  | 24.814 | 0 | 24.814 | 49.5 | 1.5179 | 37.6648 | 1 | 0 | 37.6648 |  | 37.6648 | 0
49.6706 | 0 | 580.1506 | 580.1506 | 1 |  | 15:11 | 19.52 |  | 579.9217 | 0 | 580.1506 | 49.6706 | 49.6706 | 2.9028e-05 | 0.0013042 | 580.1519 |  | 24.8139 | 0 | 24.8139 | 49.5 | 1.5179 | 37.6647 | 1 | 0 | 37.6647 |  | 37.6647 | 0
49.6706 | 0 | 579.8251 | 579.8251 | 1 |  | 15:11 | 19.54 |  | 579.9233 | 0 | 579.8251 | 49.6706 | 49.6706 | 2.6125e-05 | 0.0011738 | 579.8263 |  | 24.4883 | 0 | 24.4883 | 49.5 | 1.5179 | 37.1705 | 1 | 0 | 37.1705 |  | 37.1705 | 0
49.6706 | 0 | 579.8251 | 579.8251 | 1 |  | 15:11 | 19.56 |  | 579.9249 | 0 | 579.8251 | 49.6706 | 49.6706 | 2.3513e-05 | 0.0010564 | 579.8262 |  | 24.4882 | 0 | 24.4882 | 49.5 | 1.5179 | 37.1703 | 1 | 0 | 37.1703 |  | 37.1703 | 0
49.6706 | 0 | 580.1506 | 580.1506 | 1 |  | 15:11 | 19.58 |  | 579.9265 | 0 | 580.1506 | 49.6706 | 49.6706 | 2.1161e-05 | 0.00095079 | 580.1516 |  | 24.8135 | 0 | 24.8135 | 49.5 | 1.5179 | 37.6643 | 1 | 0 | 37.6643 |  | 37.6643 | 0
49.6706 | 0 | 580.1506 | 580.1506 | 1 |  | 15:11 | 19.6 |  | 579.9282 | 0 | 580.1506 | 49.6706 | 49.6706 | 1.9045e-05 | 0.00085571 | 580.1515 |  | 24.8135 | 0 | 24.8135 | 49.5 | 1.5179 | 37.6642 | 1 | 0 | 37.6642 |  | 37.6642 | 0
49.6706 | 0 | 580.1506 | 580.1506 | 1 |  | 15:11 | 19.62 |  | 579.9298 | 0 | 580.1506 | 49.6706 | 49.6706 | 1.7141e-05 | 0.00077014 | 580.1514 |  | 24.8134 | 0 | 24.8134 | 49.5 | 1.5179 | 37.6641 | 1 | 0 | 37.6641 |  | 37.6641 | 0
49.6706 | 0 | 580.1506 | 580.1506 | 1 |  | 15:11 | 19.64 |  | 579.9314 | 0 | 580.1506 | 49.6706 | 49.6706 | 1.5427e-05 | 0.00069313 | 580.1513 |  | 24.8133 | 0 | 24.8133 | 49.5 | 1.5179 | 37.664 | 1 | 0 | 37.664 |  | 37.664 | 0
49.6706 | 0 | 580.1506 | 580.1506 | 1 |  | 15:11 | 19.66 |  | 579.9331 | 0 | 580.1506 | 49.6706 | 49.6706 | 1.3884e-05 | 0.00062382 | 580.1512 |  | 24.8132 | 0 | 24.8132 | 49.5 | 1.5179 | 37.664 | 1 | 0 | 37.664 |  | 37.664 | 0
49.6706 | 0 | 580.1506 | 580.1506 | 1 |  | 15:11 | 19.68 |  | 579.9347 | 0 | 580.1506 | 49.6706 | 49.6706 | 1.2496e-05 | 0.00056143 | 580.1512 |  | 24.8132 | 0 | 24.8132 | 49.5 | 1.5179 | 37.6639 | 1 | 0 | 37.6639 |  | 37.6639 | 0
49.6706 | 0 | 580.1506 | 580.1506 | 1 |  | 15:11 | 19.7 |  | 579.9363 | 0 | 580.1506 | 49.6706 | 49.6706 | 1.1246e-05 | 0.00050529 | 580.1511 |  | 24.8131 | 0 | 24.8131 | 49.5 | 1.5179 | 37.6638 | 1 | 0 | 37.6638 |  | 37.6638 | 0
49.6706 | 0 | 580.1506 | 580.1506 | 1 |  | 15:11 | 19.72 |  | 579.938 | 0 | 580.1506 | 49.6706 | 49.6706 | 1.0121e-05 | 0.00045476 | 580.1511 |  | 24.8131 | 0 | 24.8131 | 49.5 | 1.5179 | 37.6638 | 1 | 0 | 37.6638 |  | 37.6638 | 0
49.6706 | 0 | 580.1506 | 580.1506 | 1 |  | 15:11 | 19.74 |  | 579.9396 | 0 | 580.1506 | 49.6706 | 49.6706 | 9.1092e-06 | 0.00040929 | 580.151 |  | 24.813 | 0 | 24.813 | 49.5 | 1.5179 | 37.6637 | 1 | 0 | 37.6637 |  | 37.6637 | 0
49.6706 | 0 | 580.4762 | 580.4762 | 1 |  | 15:11 | 19.76 |  | 579.9412 | 0 | 580.4762 | 49.6706 | 49.6706 | 8.1983e-06 | 0.00036836 | 580.4766 |  | 25.1386 | 0 | 25.1386 | 49.5 | 1.5179 | 38.1579 | 1 | 0 | 38.1579 |  | 38.1579 | 0
49.6706 | 0 | 580.1506 | 580.1506 | 1 |  | 15:11 | 19.78 |  | 579.9428 | 0 | 580.1506 | 49.6706 | 49.6706 | -0.0033926 | -0.15243 | 579.9982 |  | 24.6602 | 0 | 24.6602 | 49.5 | 1.5179 | 37.4318 | 1 | 0 | 37.4318 |  | 37.4318 | 0
49.6706 | 0 | 580.8018 | 580.8018 | 1 |  | 15:11 | 19.8 |  | 579.9445 | 0 | 580.8018 | 49.6706 | 49.6706 | -0.0047534 | -0.21357 | 580.5882 |  | 25.2502 | 0 | 25.2502 | 49.5 | 1.5179 | 38.3275 | 1 | 0 | 38.3275 |  | 38.3275 | 0
49.6706 | 0 | 580.8018 | 580.8018 | 1 |  | 15:11 | 19.82 |  | 579.9461 | 0 | 580.8018 | 49.6706 | 49.6703 | -0.004278 | -0.19222 | 580.6096 |  | 25.2716 | 0 | 25.2716 | 49.5 | 1.5163 | 38.3203 | 1 | 0 | 38.3203 |  | 38.3203 | 0
49.6706 | 0 | 580.8018 | 580.8018 | 1 |  | 15:11 | 19.84 |  | 579.9477 | 0 | 580.8018 | 49.6706 | 49.6703 | -0.0021502 | -0.096611 | 580.7052 |  | 25.3672 | 0 | 25.3672 | 49.5 | 1.5165 | 38.4693 | 1 | 0 | 38.4693 |  | 38.4693 | 0
49.6706 | 0 | 580.8018 | 580.8018 | 1 |  | 15:11 | 19.86 |  | 579.9494 | 0 | 580.8018 | 49.6706 | 49.6703 | 0.0014648 | 0.065815 | 580.8676 |  | 25.5296 | 0 | 25.5296 | 49.5 | 1.5166 | 38.7192 | 1 | 0 | 38.7192 |  | 38.7192 | 0
49.6706 | 0 | 580.8018 | 580.8018 | 1 |  | 15:11 | 19.88 |  | 579.951 | 0 | 580.8018 | 49.6706 | 49.6704 | 0.0013183 | 0.059233 | 580.861 |  | 25.523 | 0 | 25.523 | 49.5 | 1.5168 | 38.7125 | 1 | 0 | 38.7125 |  | 38.7125 | 0
49.6706 | 0 | 580.8018 | 580.8018 | 1 |  | 15:11 | 19.9 |  | 579.9526 | 0 | 580.8018 | 49.6706 | 49.6704 | 0.0011865 | 0.05331 | 580.8551 |  | 25.5171 | 0 | 25.5171 | 49.5 | 1.5169 | 38.7064 | 1 | 0 | 38.7064 |  | 38.7064 | 0
49.6706 | 0 | 580.8018 | 580.8018 | 1 |  | 15:11 | 19.92 |  | 579.9543 | 0 | 580.8018 | 49.6706 | 49.6704 | 0.0010678 | 0.047979 | 580.8498 |  | 25.5118 | 0 | 25.5118 | 49.5 | 1.517 | 38.7009 | 1 | 0 | 38.7009 |  | 38.7009 | 0
49.6706 | 0 | 580.4762 | 580.4762 | 1 |  | 15:11 | 19.94 |  | 579.9559 | 0 | 580.4762 | 49.6706 | 49.6704 | 0.00096106 | 0.043181 | 580.5194 |  | 25.1814 | 0 | 25.1814 | 49.5 | 1.5171 | 38.2021 | 1 | 0 | 38.2021 |  | 38.2021 | 0
49.6706 | 0 | 580.4762 | 580.4762 | 1 |  | 15:11 | 19.96 |  | 579.9575 | 0 | 580.4762 | 49.6706 | 49.6704 | 0.00086495 | 0.038863 | 580.5151 |  | 25.1771 | 0 | 25.1771 | 49.5 | 1.5172 | 38.1976 | 1 | 0 | 38.1976 |  | 38.1976 | 0
49.6706 | 0 | 580.4762 | 580.4762 | 1 |  | 15:11 | 19.98 |  | 579.9591 | 0 | 580.4762 | 49.6706 | 49.6705 | 0.00077846 | 0.034977 | 580.5112 |  | 25.1732 | 0 | 25.1732 | 49.5 | 1.5172 | 38.1936 | 1 | 0 | 38.1936 |  | 38.1936 | 0
49.6672 | 0 | 580.4762 | 580.4762 | 1 |  | 15:11 | 20 |  | 579.9608 | 0 | 580.4762 | 49.6703 | 49.6705 | 0.00070061 | 0.031477 | 580.5077 |  | 25.1697 | 0 | 25.1697 | 49.5 | 1.5173 | 38.19 | 1 | 0 | 38.19 |  | 38.19 | 0
49.6706 | 0 | 580.4762 | 580.4762 | 1 |  | 15:11 | 20.02 |  | 579.9624 | 0 | 580.4762 | 49.6703 | 49.6705 | 0.00063055 | 0.028331 | 580.5045 |  | 25.1665 | 0 | 25.1665 | 49.5 | 1.5174 | 38.1868 | 1 | 0 | 38.1868 |  | 38.1868 | 0
49.6706 | 0 | 580.4762 | 580.4762 | 1 |  | 15:11 | 20.04 |  | 579.964 | 0 | 580.4762 | 49.6703 | 49.6705 | 0.00056749 | 0.025498 | 580.5017 |  | 25.1637 | 0 | 25.1637 | 49.5 | 1.5174 | 38.1838 | 1 | 0 | 38.1838 |  | 38.1838 | 0
49.6706 | 0 | 580.4762 | 580.4762 | 1 |  | 15:11 | 20.06 |  | 579.9657 | 0 | 580.4762 | 49.6704 | 49.6705 | 0.00051074 | 0.022948 | 580.4991 |  | 25.1611 | 0 | 25.1611 | 49.5 | 1.5175 | 38.1812 | 1 | 0 | 38.1812 |  | 38.1812 | 0
49.6706 | 0 | 580.4762 | 580.4762 | 1 |  | 15:11 | 20.08 |  | 579.9673 | 0 | 580.4762 | 49.6704 | 49.6705 | 0.00045967 | 0.020653 | 580.4969 |  | 25.1588 | 0 | 25.1588 | 49.5 | 1.5175 | 38.1789 | 1 | 0 | 38.1789 |  | 38.1789 | 0
49.6706 | 0 | 580.1506 | 580.1506 | 1 |  | 15:11 | 20.1 |  | 579.9689 | 0 | 580.1506 | 49.6704 | 49.6705 | 0.0004137 | 0.018588 | 580.1692 |  | 24.8312 | 0 | 24.8312 | 49.5 | 1.5176 | 37.6826 | 1 | 0 | 37.6826 |  | 37.6826 | 0
49.6706 | 0 | 580.4762 | 580.4762 | 1 |  | 15:11 | 20.12 |  | 579.9706 | 0 | 580.4762 | 49.6704 | 49.6705 | 0.00037233 | 0.016729 | 580.4929 |  | 25.1549 | 0 | 25.1549 | 49.5 | 1.5176 | 38.1748 | 1 | 0 | 38.1748 |  | 38.1748 | 0
49.6706 | 0 | 580.1506 | 580.1506 | 1 |  | 15:11 | 20.14 |  | 579.9722 | 0 | 580.1506 | 49.6704 | 49.6705 | 0.0003351 | 0.015056 | 580.1657 |  | 24.8277 | 0 | 24.8277 | 49.5 | 1.5176 | 37.6789 | 1 | 0 | 37.6789 |  | 37.6789 | 0
49.6706 | 0 | 580.1506 | 580.1506 | 1 |  | 15:11 | 20.16 |  | 579.9738 | 0 | 580.1506 | 49.6705 | 49.6705 | 0.00030159 | 0.013551 | 580.1642 |  | 24.8261 | 0 | 24.8261 | 49.5 | 1.5176 | 37.6774 | 1 | 0 | 37.6774 |  | 37.6774 | 0
49.6706 | 0 | 580.4762 | 580.4762 | 1 |  | 15:11 | 20.18 |  | 579.9754 | 0 | 580.4762 | 49.6705 | 49.6705 | 0.00027143 | 0.012196 | 580.4884 |  | 25.1504 | 0 | 25.1504 | 49.5 | 1.5177 | 38.1701 | 1 | 0 | 38.1701 |  | 38.1701 | 0
49.6706 | 0 | 581.1273 | 581.1273 | 1 |  | 15:11 | 20.2 |  | 579.9771 | 0 | 581.1273 | 49.6705 | 49.6706 | 0.00024429 | 0.010976 | 581.1383 |  | 25.8003 | 0 | 25.8003 | 49.5 | 1.5177 | 39.157 | 1 | 0 | 39.157 |  | 39.157 | 0
49.6706 | 0 | 581.1273 | 581.1273 | 1 |  | 15:11 | 20.22 |  | 579.9787 | 0 | 581.1273 | 49.6705 | 49.6706 | 0.00021986 | 0.0098784 | 581.1372 |  | 25.7992 | 0 | 25.7992 | 49.5 | 1.5177 | 39.1559 | 1 | 0 | 39.1559 |  | 39.1559 | 0
49.6706 | 0 | 580.8018 | 580.8018 | 1 |  | 15:11 | 20.24 |  | 579.9803 | 0 | 580.8018 | 49.6705 | 49.6706 | 0.00019787 | 0.0088906 | 580.8107 |  | 25.4727 | 0 | 25.4727 | 49.5 | 1.5177 | 38.6609 | 1 | 0 | 38.6609 |  | 38.6609 | 0
49.6706 | 0 | 581.1273 | 581.1273 | 1 |  | 15:11 | 20.26 |  | 579.982 | 0 | 581.1273 | 49.6705 | 49.6706 | 0.00017809 | 0.0080015 | 581.1353 |  | 25.7973 | 0 | 25.7973 | 49.5 | 1.5178 | 39.154 | 1 | 0 | 39.154 |  | 39.154 | 0
49.6706 | 0 | 581.1273 | 581.1273 | 1 |  | 15:11 | 20.28 |  | 579.9836 | 0 | 581.1273 | 49.6705 | 49.6706 | 0.00016028 | 0.0072014 | 581.1345 |  | 25.7965 | 0 | 25.7965 | 49.5 | 1.5178 | 39.1532 | 1 | 0 | 39.1532 |  | 39.1532 | 0
49.6706 | 0 | 581.1273 | 581.1273 | 1 |  | 15:11 | 20.3 |  | 579.9852 | 0 | 581.1273 | 49.6705 | 49.6706 | 0.00014425 | 0.0064812 | 581.1338 |  | 25.7958 | 0 | 25.7958 | 49.5 | 1.5178 | 39.1525 | 1 | 0 | 39.1525 |  | 39.1525 | 0
49.6706 | 0 | 580.4762 | 580.4762 | 1 |  | 15:11 | 20.32 |  | 579.9869 | 0 | 580.4762 | 49.6705 | 49.6706 | 0.00012982 | 0.0058331 | 580.482 |  | 25.144 | 0 | 25.144 | 49.5 | 1.5178 | 38.1636 | 1 | 0 | 38.1636 |  | 38.1636 | 0
49.6706 | 0 | 581.1273 | 581.1273 | 1 |  | 15:11 | 20.34 |  | 579.9885 | 0 | 581.1273 | 49.6705 | 49.6706 | 0.00011684 | 0.0052498 | 581.1325 |  | 25.7945 | 0 | 25.7945 | 49.5 | 1.5178 | 39.1512 | 1 | 0 | 39.1512 |  | 39.1512 | 0
49.6706 | 0 | 581.1273 | 581.1273 | 1 |  | 15:11 | 20.36 |  | 579.9901 | 0 | 581.1273 | 49.6705 | 49.6706 | -0.0032948 | -0.14804 | 580.9793 |  | 25.6413 | 0 | 25.6413 | 49.5 | 1.5178 | 38.9188 | 1 | 0 | 38.9188 |  | 38.9188 | 0
49.6706 | 0 | 581.1273 | 581.1273 | 1 |  | 15:11 | 20.38 |  | 579.9917 | 0 | 581.1273 | 49.6706 | 49.6706 | -0.0080654 | -0.36238 | 580.7649 |  | 25.4269 | 0 | 25.4269 | 49.5 | 1.5178 | 38.5937 | 1 | 0 | 38.5937 |  | 38.5937 | 0
49.6706 | 0 | 581.1273 | 581.1273 | 1 |  | 15:11 | 20.4 |  | 579.9934 | 0 | 581.1273 | 49.6706 | 49.6702 | -0.012359 | -0.55529 | 580.572 |  | 25.234 | 0 | 25.234 | 49.5 | 1.5163 | 38.2616 | 1 | 0 | 38.2616 |  | 38.2616 | 0
49.6706 | 0 | 581.1273 | 581.1273 | 1 |  | 15:11 | 20.42 |  | 579.995 | 0 | 581.1273 | 49.6706 | 49.6699 | -0.014523 | -0.65253 | 580.4748 |  | 25.1368 | 0 | 25.1368 | 49.5 | 1.5149 | 38.079 | 1 | 0 | 38.079 |  | 38.079 | 0
49.6706 | 0 | 581.1273 | 581.1273 | 1 |  | 15:11 | 20.44 |  | 579.9966 | 0 | 581.1273 | 49.6706 | 49.6697 | -0.013071 | -0.58728 | 580.54 |  | 25.202 | 0 | 25.202 | 49.5 | 1.5136 | 38.1462 | 1 | 0 | 38.1462 |  | 38.1462 | 0
49.6706 | 0 | 581.1273 | 581.1273 | 1 |  | 15:11 | 20.46 |  | 579.9983 | 0 | 581.1273 | 49.6706 | 49.6694 | -0.011764 | -0.52855 | 580.5988 |  | 25.2607 | 0 | 25.2607 | 49.5 | 1.5125 | 38.2066 | 1 | 0 | 38.2066 |  | 38.2066 | 0
49.6706 | 0 | 581.1273 | 581.1273 | 1 |  | 15:11 | 20.48 |  | 579.9999 | 0 | 581.1273 | 49.6706 | 49.6692 | -0.010587 | -0.47569 | 580.6516 |  | 25.3136 | 0 | 25.3136 | 49.5 | 1.5115 | 38.2609 | 1 | 0 | 38.2609 |  | 38.2609 | 0
49.6706 | 0 | 581.1273 | 581.1273 | 1 |  | 15:11 | 20.5 |  | 580.0015 | 0 | 581.1273 | 49.6706 | 49.669 | -0.0095285 | -0.42812 | 580.6992 |  | 25.3612 | 0 | 25.3612 | 49.5 | 1.5106 | 38.3096 | 1 | 0 | 38.3096 |  | 38.3096 | 0
49.6706 | 0 | 581.1273 | 581.1273 | 1 |  | 15:11 | 20.52 |  | 580.0032 | 0 | 581.1273 | 49.6706 | 49.6688 | -0.0085757 | -0.38531 | 580.742 |  | 25.404 | 0 | 25.404 | 49.5 | 1.5097 | 38.3535 | 1 | 0 | 38.3535 |  | 38.3535 | 0
49.6706 | 0 | 581.1273 | 581.1273 | 1 |  | 15:11 | 20.54 |  | 580.0048 | 0 | 581.1273 | 49.6706 | 49.6687 | -0.0077181 | -0.34678 | 580.7805 |  | 25.4425 | 0 | 25.4425 | 49.5 | 1.509 | 38.3929 | 1 | 0 | 38.3929 |  | 38.3929 | 0
49.6706 | 0 | 581.1273 | 581.1273 | 1 |  | 15:11 | 20.56 |  | 580.0064 | 0 | 581.1273 | 49.6706 | 49.6685 | -0.0069463 | -0.3121 | 580.8152 |  | 25.4772 | 0 | 25.4772 | 49.5 | 1.5083 | 38.4283 | 1 | 0 | 38.4283 |  | 38.4283 | 0
49.6672 | 0 | 581.1273 | 581.1273 | 1 |  | 15:11 | 20.58 |  | 580.008 | 0 | 581.1273 | 49.6702 | 49.6684 | -0.0062516 | -0.28087 | 580.8464 |  | 25.5084 | 0 | 25.5084 | 49.5 | 1.5077 | 38.4602 | 1 | 0 | 38.4602 |  | 38.4602 | 0
49.6672 | 0 | 581.1273 | 581.1273 | 1 |  | 15:11 | 20.6 |  | 580.0097 | 0 | 581.1273 | 49.6699 | 49.6683 | -0.0056265 | -0.25279 | 580.8745 |  | 25.5365 | 0 | 25.5365 | 49.5 | 1.5072 | 38.4889 | 1 | 0 | 38.4889 |  | 38.4889 | 0
49.6672 | 0 | 581.1273 | 581.1273 | 1 |  | 15:11 | 20.62 |  | 580.0113 | 0 | 581.1273 | 49.6697 | 49.6682 | -0.0050638 | -0.22751 | 580.8998 |  | 25.5618 | 0 | 25.5618 | 49.5 | 1.5067 | 38.5147 | 1 | 0 | 38.5147 |  | 38.5147 | 0
49.6672 | 0 | 581.1273 | 581.1273 | 1 |  | 15:11 | 20.64 |  | 580.0129 | 0 | 581.1273 | 49.6694 | 49.6681 | -0.0045575 | -0.20476 | 580.9225 |  | 25.5845 | 0 | 25.5845 | 49.5 | 1.5063 | 38.5379 | 1 | 0 | 38.5379 |  | 38.5379 | 0
49.6672 | 0 | 581.1273 | 581.1273 | 1 |  | 15:11 | 20.66 |  | 580.0146 | 0 | 581.1273 | 49.6692 | 49.668 | -0.0041017 | -0.18428 | 580.943 |  | 25.605 | 0 | 25.605 | 49.5 | 1.5059 | 38.5587 | 1 | 0 | 38.5587 |  | 38.5587 | 0
49.6672 | 0 | 580.8018 | 580.8018 | 1 |  | 15:11 | 20.68 |  | 580.0162 | 0 | 580.8018 | 49.669 | 49.6679 | -0.0036915 | -0.16585 | 580.6359 |  | 25.2979 | 0 | 25.2979 | 49.5 | 1.5056 | 38.0874 | 1 | 0 | 38.0874 |  | 38.0874 | 0
49.6672 | 0 | 581.1273 | 581.1273 | 1 |  | 15:11 | 20.7 |  | 580.0178 | 0 | 581.1273 | 49.6688 | 49.6678 | -0.0033224 | -0.14927 | 580.978 |  | 25.64 | 0 | 25.64 | 49.5 | 1.5052 | 38.5944 | 1 | 0 | 38.5944 |  | 38.5944 | 0
49.6672 | 0 | 581.1273 | 581.1273 | 1 |  | 15:11 | 20.72 |  | 580.0195 | 0 | 581.1273 | 49.6687 | 49.6678 | -0.0029901 | -0.13434 | 580.993 |  | 25.655 | 0 | 25.655 | 49.5 | 1.505 | 38.6095 | 1 | 0 | 38.6095 |  | 38.6095 | 0
49.6672 | 0 | 581.1273 | 581.1273 | 1 |  | 15:11 | 20.74 |  | 580.0211 | 0 | 581.1273 | 49.6685 | 49.6677 | -0.0026911 | -0.12091 | 581.0064 |  | 25.6684 | 0 | 25.6684 | 49.5 | 1.5047 | 38.6232 | 1 | 0 | 38.6232 |  | 38.6232 | 0
49.6672 | 0 | 581.1273 | 581.1273 | 1 |  | 15:11 | 20.76 |  | 580.0227 | 0 | 581.1273 | 49.6684 | 49.6677 | -0.002422 | -0.10882 | 581.0185 |  | 25.6805 | 0 | 25.6805 | 49.5 | 1.5045 | 38.6355 | 1 | 0 | 38.6355 |  | 38.6355 | 0
49.6672 | 0 | 581.1273 | 581.1273 | 1 |  | 15:11 | 20.78 |  | 580.0243 | 0 | 581.1273 | 49.6683 | 49.6676 | -0.0021798 | -0.097934 | 581.0294 |  | 25.6914 | 0 | 25.6914 | 49.5 | 1.5043 | 38.6466 | 1 | 0 | 38.6466 |  | 38.6466 | 0
49.6672 | 0 | 581.1273 | 581.1273 | 1 |  | 15:11 | 20.8 |  | 580.026 | 0 | 581.1273 | 49.6682 | 49.6676 | -0.0019618 | -0.088141 | 581.0392 |  | 25.7012 | 0 | 25.7012 | 49.5 | 1.5041 | 38.6565 | 1 | 0 | 38.6565 |  | 38.6565 | 0
49.6672 | 0 | 581.1273 | 581.1273 | 1 |  | 15:11 | 20.82 |  | 580.0276 | 0 | 581.1273 | 49.6681 | 49.6675 | -0.0017657 | -0.079327 | 581.048 |  | 25.71 | 0 | 25.71 | 49.5 | 1.5039 | 38.6655 | 1 | 0 | 38.6655 |  | 38.6655 | 0
49.6672 | 0 | 581.1273 | 581.1273 | 1 |  | 15:11 | 20.84 |  | 580.0292 | 0 | 581.1273 | 49.668 | 49.6675 | -0.0015891 | -0.071394 | 581.0559 |  | 25.7179 | 0 | 25.7179 | 49.5 | 1.5038 | 38.6735 | 1 | 0 | 38.6735 |  | 38.6735 | 0
49.6672 | 0 | 581.1273 | 581.1273 | 1 |  | 15:11 | 20.86 |  | 580.0309 | 0 | 581.1273 | 49.6679 | 49.6675 | -0.0014302 | -0.064255 | 581.063 |  | 25.725 | 0 | 25.725 | 49.5 | 1.5036 | 38.6808 | 1 | 0 | 38.6808 |  | 38.6808 | 0
49.6672 | 0 | 580.8018 | 580.8018 | 1 |  | 15:11 | 20.88 |  | 580.0325 | 0 | 580.8018 | 49.6678 | 49.6674 | -0.0012872 | -0.057829 | 580.744 |  | 25.406 | 0 | 25.406 | 49.5 | 1.5035 | 38.1979 | 1 | 0 | 38.1979 |  | 38.1979 | 0
49.6672 | 0 | 580.8018 | 580.8018 | 1 |  | 15:11 | 20.9 |  | 580.0341 | 0 | 580.8018 | 49.6678 | 49.6674 | -0.0011584 | -0.052046 | 580.7498 |  | 25.4118 | 0 | 25.4118 | 49.5 | 1.5034 | 38.2038 | 1 | 0 | 38.2038 |  | 38.2038 | 0
49.6672 | 0 | 580.8018 | 580.8018 | 1 |  | 15:11 | 20.92 |  | 580.0358 | 0 | 580.8018 | 49.6677 | 49.6674 | -0.0010426 | -0.046842 | 580.755 |  | 25.417 | 0 | 25.417 | 49.5 | 1.5033 | 38.2091 | 1 | 0 | 38.2091 |  | 38.2091 | 0
49.6672 | 0 | 581.1273 | 581.1273 | 1 |  | 15:11 | 20.94 |  | 580.0374 | 0 | 581.1273 | 49.6677 | 49.6674 | -0.00093834 | -0.042157 | 581.0851 |  | 25.7471 | 0 | 25.7471 | 49.5 | 1.5032 | 38.7032 | 1 | 0 | 38.7032 |  | 38.7032 | 0
49.6672 | 0 | 581.1273 | 581.1273 | 1 |  | 15:11 | 20.96 |  | 580.039 | 0 | 581.1273 | 49.6676 | 49.6674 | -0.00084451 | -0.037942 | 581.0894 |  | 25.7514 | 0 | 25.7514 | 49.5 | 1.5031 | 38.7075 | 1 | 0 | 38.7075 |  | 38.7075 | 0
49.6672 | 0 | 581.1273 | 581.1273 | 1 |  | 15:11 | 20.98 |  | 580.0406 | 0 | 581.1273 | 49.6676 | 49.6673 | -0.00076005 | -0.034148 | 581.0932 |  | 25.7551 | 0 | 25.7551 | 49.5 | 1.5031 | 38.7113 | 1 | 0 | 38.7113 |  | 38.7113 | 0
49.6672 | 0 | 581.1273 | 581.1273 | 1 |  | 15:11 | 21 |  | 580.0423 | 0 | 581.1273 | 49.6675 | 49.6673 | -0.00068405 | -0.030733 | 581.0966 |  | 25.7586 | 0 | 25.7586 | 49.5 | 1.503 | 38.7148 | 1 | 0 | 38.7148 |  | 38.7148 | 0
49.6672 | 0 | 581.1273 | 581.1273 | 1 |  | 15:11 | 21.02 |  | 580.0439 | 0 | 581.1273 | 49.6675 | 49.6673 | -0.00061564 | -0.02766 | 581.0996 |  | 25.7616 | 0 | 25.7616 | 49.5 | 1.5029 | 38.7179 | 1 | 0 | 38.7179 |  | 38.7179 | 0
49.6672 | 0 | 581.1273 | 581.1273 | 1 |  | 15:11 | 21.04 |  | 580.0455 | 0 | 581.1273 | 49.6675 | 49.6673 | -0.00055408 | -0.024894 | 581.1024 |  | 25.7644 | 0 | 25.7644 | 49.5 | 1.5029 | 38.7207 | 1 | 0 | 38.7207 |  | 38.7207 | 0
49.6672 | 0 | 581.1273 | 581.1273 | 1 |  | 15:11 | 21.06 |  | 580.0472 | 0 | 581.1273 | 49.6674 | 49.6673 | -0.00049867 | -0.022404 | 581.1049 |  | 25.7669 | 0 | 25.7669 | 49.5 | 1.5028 | 38.7232 | 1 | 0 | 38.7232 |  | 38.7232 | 0
49.6672 | 0 | 581.1273 | 581.1273 | 1 |  | 15:11 | 21.08 |  | 580.0488 | 0 | 581.1273 | 49.6674 | 49.6673 | -0.0004488 | -0.020164 | 581.1071 |  | 25.7691 | 0 | 25.7691 | 49.5 | 1.5028 | 38.7255 | 1 | 0 | 38.7255 |  | 38.7255 | 0
49.6672 | 0 | 581.4529 | 581.4529 | 1 |  | 15:11 | 21.1 |  | 580.0504 | 0 | 581.4529 | 49.6674 | 49.6673 | -0.00040392 | -0.018147 | 581.4348 |  | 26.0967 | 0 | 26.0967 | 49.5 | 1.5027 | 39.2168 | 1 | 0 | 39.2168 |  | 39.2168 | 0
49.6672 | 0 | 581.4529 | 581.4529 | 1 |  | 15:11 | 21.12 |  | 580.0521 | 0 | 581.4529 | 49.6674 | 49.6673 | -0.00036353 | -0.016333 | 581.4366 |  | 26.0986 | 0 | 26.0986 | 49.5 | 1.5027 | 39.2187 | 1 | 0 | 39.2187 |  | 39.2187 | 0
49.6672 | 0 | 581.7784 | 581.7784 | 1 |  | 15:11 | 21.14 |  | 580.0537 | 0 | 581.7784 | 49.6674 | 49.6673 | -0.00032718 | -0.014699 | 581.7637 |  | 26.4257 | 0 | 26.4257 | 49.5 | 1.5027 | 39.7094 | 1 | 0 | 39.7094 |  | 39.7094 | 0
49.6672 | 0 | 582.104 | 582.104 | 1 |  | 15:11 | 21.16 |  | 580.0553 | 0 | 582.104 | 49.6673 | 49.6673 | -0.00029446 | -0.013229 | 582.0908 |  | 26.7528 | 0 | 26.7528 | 49.5 | 1.5027 | 40.2002 | 1 | 0 | 40.2002 |  | 40.2002 | 0
49.6672 | 0 | 582.104 | 582.104 | 1 |  | 15:11 | 21.18 |  | 580.0569 | 0 | 582.104 | 49.6673 | 49.6672 | -0.00026501 | -0.011907 | 582.0921 |  | 26.7541 | 0 | 26.7541 | 49.5 | 1.5026 | 40.2015 | 1 | 0 | 40.2015 |  | 40.2015 | 0
49.6672 | 0 | 582.104 | 582.104 | 1 |  | 15:11 | 21.2 |  | 580.0586 | 0 | 582.104 | 49.6673 | 49.6672 | -0.00023851 | -0.010716 | 582.0933 |  | 26.7553 | 0 | 26.7553 | 49.5 | 1.5026 | 40.2027 | 1 | 0 | 40.2027 |  | 40.2027 | 0
49.6672 | 0 | 582.104 | 582.104 | 1 |  | 15:11 | 21.22 |  | 580.0602 | 0 | 582.104 | 49.6673 | 49.6672 | -0.00021466 | -0.0096443 | 582.0944 |  | 26.7564 | 0 | 26.7564 | 49.5 | 1.5026 | 40.2037 | 1 | 0 | 40.2037 |  | 40.2037 | 0
49.6672 | 0 | 582.104 | 582.104 | 1 |  | 15:11 | 21.24 |  | 580.0618 | 0 | 582.104 | 49.6673 | 49.6672 | -0.0001932 | -0.0086798 | 582.0953 |  | 26.7573 | 0 | 26.7573 | 49.5 | 1.5026 | 40.2047 | 1 | 0 | 40.2047 |  | 40.2047 | 0
49.6672 | 0 | 582.104 | 582.104 | 1 |  | 15:11 | 21.26 |  | 580.0635 | 0 | 582.104 | 49.6673 | 49.6672 | -0.00017388 | -0.0078119 | 582.0962 |  | 26.7582 | 0 | 26.7582 | 49.5 | 1.5026 | 40.2056 | 1 | 0 | 40.2056 |  | 40.2056 | 0
49.6672 | 0 | 582.104 | 582.104 | 1 |  | 15:11 | 21.28 |  | 580.0651 | 0 | 582.104 | 49.6673 | 49.6672 | -0.00015649 | -0.0070307 | 582.097 |  | 26.759 | 0 | 26.759 | 49.5 | 1.5025 | 40.2063 | 1 | 0 | 40.2063 |  | 40.2063 | 0
49.6672 | 0 | 582.104 | 582.104 | 1 |  | 15:11 | 21.3 |  | 580.0667 | 0 | 582.104 | 49.6673 | 49.6672 | -0.00014084 | -0.0063276 | 582.0977 |  | 26.7597 | 0 | 26.7597 | 49.5 | 1.5025 | 40.207 | 1 | 0 | 40.207 |  | 40.207 | 0
49.6672 | 0 | 582.7551 | 582.7551 | 1 |  | 15:11 | 21.32 |  | 580.0684 | 0 | 582.7551 | 49.6673 | 49.6672 | -0.00012676 | -0.0056948 | 582.7494 |  | 27.4114 | 0 | 27.4114 | 49.5 | 1.5025 | 41.186 | 1 | 0 | 41.186 |  | 41.186 | 0
49.6672 | 0 | 582.7551 | 582.7551 | 1 |  | 15:11 | 21.34 |  | 580.07 | 0 | 582.7551 | 49.6673 | 49.6672 | -0.00011408 | -0.0051254 | 582.75 |  | 27.412 | 0 | 27.412 | 49.5 | 1.5025 | 41.1865 | 1 | 0 | 41.1865 |  | 41.1865 | 0
49.6672 | 0 | 582.104 | 582.104 | 1 |  | 15:11 | 21.36 |  | 580.0716 | 0 | 582.104 | 49.6672 | 49.6672 | -0.00010267 | -0.0046128 | 582.0994 |  | 26.7614 | 0 | 26.7614 | 49.5 | 1.5025 | 40.2087 | 1 | 0 | 40.2087 |  | 40.2087 | 0
49.6672 | 0 | 582.4296 | 582.4296 | 1 |  | 15:11 | 21.38 |  | 580.0732 | 0 | 582.4296 | 49.6672 | 49.6672 | -9.2405e-05 | -0.0041515 | 582.4254 |  | 27.0874 | 0 | 27.0874 | 49.5 | 1.5025 | 40.6984 | 1 | 0 | 40.6984 |  | 40.6984 | 0
49.6672 | 0 | 582.104 | 582.104 | 1 |  | 15:11 | 21.4 |  | 580.0749 | 0 | 582.104 | 49.6672 | 49.6672 | -8.3164e-05 | -0.0037364 | 582.1003 |  | 26.7623 | 0 | 26.7623 | 49.5 | 1.5025 | 40.2096 | 1 | 0 | 40.2096 |  | 40.2096 | 0
49.6672 | 0 | 582.104 | 582.104 | 1 |  | 15:11 | 21.42 |  | 580.0765 | 0 | 582.104 | 49.6672 | 49.6672 | -7.4848e-05 | -0.0033628 | 582.1006 |  | 26.7626 | 0 | 26.7626 | 49.5 | 1.5025 | 40.21 | 1 | 0 | 40.21 |  | 40.21 | 0
49.6672 | 0 | 582.104 | 582.104 | 1 |  | 15:11 | 21.44 |  | 580.0781 | 0 | 582.104 | 49.6672 | 49.6672 | -6.7363e-05 | -0.0030265 | 582.101 |  | 26.763 | 0 | 26.763 | 49.5 | 1.5025 | 40.2103 | 1 | 0 | 40.2103 |  | 40.2103 | 0
49.6672 | 0 | 582.104 | 582.104 | 1 |  | 15:11 | 21.46 |  | 580.0798 | 0 | 582.104 | 49.6672 | 49.6672 | -6.0627e-05 | -0.0027238 | 582.1013 |  | 26.7633 | 0 | 26.7633 | 49.5 | 1.5025 | 40.2106 | 1 | 0 | 40.2106 |  | 40.2106 | 0
49.6672 | 0 | 582.7551 | 582.7551 | 1 |  | 15:11 | 21.48 |  | 580.0814 | 0 | 582.7551 | 49.6672 | 49.6672 | -5.4564e-05 | -0.0024514 | 582.7526 |  | 27.4146 | 0 | 27.4146 | 49.5 | 1.5025 | 41.1891 | 1 | 0 | 41.1891 |  | 41.1891 | 0
49.6672 | 0 | 582.7551 | 582.7551 | 1 |  | 15:11 | 21.5 |  | 580.083 | 0 | 582.7551 | 49.6672 | 49.6672 | -0.0035491 | -0.15945 | 582.5956 |  | 27.2576 | 0 | 27.2576 | 49.5 | 1.5024 | 40.9531 | 1 | 0 | 40.9531 |  | 40.9531 | 0
49.6672 | 0 | 582.7551 | 582.7551 | 1 |  | 15:11 | 21.52 |  | 580.0847 | 0 | 582.7551 | 49.6672 | 49.6672 | -0.0084442 | -0.37938 | 582.3757 |  | 27.0377 | 0 | 27.0377 | 49.5 | 1.5024 | 40.6226 | 1 | 0 | 40.6226 |  | 40.6226 | 0
49.6672 | 0 | 582.7551 | 582.7551 | 1 |  | 15:11 | 21.54 |  | 580.0863 | 0 | 582.7551 | 49.6672 | 49.6669 | -0.01285 | -0.57731 | 582.1778 |  | 26.8398 | 0 | 26.8398 | 49.5 | 1.5009 | 40.2827 | 1 | 0 | 40.2827 |  | 40.2827 | 0
49.6672 | 0 | 582.7551 | 582.7551 | 1 |  | 15:11 | 21.56 |  | 580.0879 | 0 | 582.7551 | 49.6672 | 49.6665 | -0.015065 | -0.67683 | 582.0783 |  | 26.7403 | 0 | 26.7403 | 49.5 | 1.4994 | 40.0954 | 1 | 0 | 40.0954 |  | 40.0954 | 0
49.6672 | 0 | 582.7551 | 582.7551 | 1 |  | 15:11 | 21.58 |  | 580.0895 | 0 | 582.7551 | 49.6672 | 49.6663 | -0.013558 | -0.60914 | 582.146 |  | 26.808 | 0 | 26.808 | 49.5 | 1.4982 | 40.1626 | 1 | 0 | 40.1626 |  | 40.1626 | 0
49.6672 | 0 | 582.4296 | 582.4296 | 1 |  | 15:11 | 21.6 |  | 580.0912 | 0 | 582.4296 | 49.6672 | 49.666 | -0.012202 | -0.54823 | 581.8814 |  | 26.5434 | 0 | 26.5434 | 49.5 | 1.497 | 39.7358 | 1 | 0 | 39.7358 |  | 39.7358 | 0
49.6672 | 0 | 582.104 | 582.104 | 1 |  | 15:11 | 21.62 |  | 580.0928 | 0 | 582.104 | 49.6672 | 49.6658 | -0.010982 | -0.49341 | 581.6106 |  | 26.2726 | 0 | 26.2726 | 49.5 | 1.496 | 39.3034 | 1 | 0 | 39.3034 |  | 39.3034 | 0
49.6672 | 0 | 582.7551 | 582.7551 | 1 |  | 15:11 | 21.64 |  | 580.0944 | 0 | 582.7551 | 49.6672 | 49.6656 | -0.009884 | -0.44407 | 582.311 |  | 26.973 | 0 | 26.973 | 49.5 | 1.4951 | 40.3262 | 1 | 0 | 40.3262 |  | 40.3262 | 0
49.6672 | 0 | 582.7551 | 582.7551 | 1 |  | 15:11 | 21.66 |  | 580.0961 | 0 | 582.7551 | 49.6672 | 49.6654 | -0.0088956 | -0.39966 | 582.3554 |  | 27.0174 | 0 | 27.0174 | 49.5 | 1.4942 | 40.3701 | 1 | 0 | 40.3701 |  | 40.3701 | 0
49.6672 | 0 | 582.4296 | 582.4296 | 1 |  | 15:11 | 21.68 |  | 580.0977 | 0 | 582.4296 | 49.6672 | 49.6652 | -0.0080061 | -0.35969 | 582.0699 |  | 26.7319 | 0 | 26.7319 | 49.5 | 1.4935 | 39.9234 | 1 | 0 | 39.9234 |  | 39.9234 | 0
49.6672 | 0 | 582.7551 | 582.7551 | 1 |  | 15:11 | 21.7 |  | 580.0993 | 0 | 582.7551 | 49.6672 | 49.6651 | -0.0072054 | -0.32372 | 582.4314 |  | 27.0934 | 0 | 27.0934 | 49.5 | 1.4928 | 40.445 | 1 | 0 | 40.445 |  | 40.445 | 0
49.6637 | 0 | 582.7551 | 582.7551 | 1 |  | 15:11 | 21.72 |  | 580.101 | 0 | 582.7551 | 49.6669 | 49.6649 | -0.0064849 | -0.29133 | 582.4638 |  | 27.1258 | 0 | 27.1258 | 49.5 | 1.4922 | 40.4769 | 1 | 0 | 40.4769 |  | 40.4769 | 0
49.6637 | 0 | 582.7551 | 582.7551 | 1 |  | 15:11 | 21.74 |  | 580.1026 | 0 | 582.7551 | 49.6665 | 49.6648 | -0.0058364 | -0.2622 | 582.4929 |  | 27.1549 | 0 | 27.1549 | 49.5 | 1.4917 | 40.5056 | 1 | 0 | 40.5056 |  | 40.5056 | 0
49.6637 | 0 | 582.7551 | 582.7551 | 1 |  | 15:11 | 21.76 |  | 580.1042 | 0 | 582.7551 | 49.6663 | 49.6647 | -0.0052528 | -0.23598 | 582.5191 |  | 27.1811 | 0 | 27.1811 | 49.5 | 1.4912 | 40.5314 | 1 | 0 | 40.5314 |  | 40.5314 | 0
49.6637 | 0 | 583.0807 | 583.0807 | 1 |  | 15:11 | 21.78 |  | 580.1058 | 0 | 583.0807 | 49.666 | 49.6646 | -0.0047275 | -0.21238 | 582.8683 |  | 27.5303 | 0 | 27.5303 | 49.5 | 1.4907 | 41.04 | 1 | 0 | 41.04 |  | 41.04 | 0
49.6637 | 0 | 583.0807 | 583.0807 | 1 |  | 15:11 | 21.8 |  | 580.1075 | 0 | 583.0807 | 49.6658 | 49.6645 | -0.0042547 | -0.19114 | 582.8896 |  | 27.5516 | 0 | 27.5516 | 49.5 | 1.4903 | 41.0608 | 1 | 0 | 41.0608 |  | 41.0608 | 0
49.6637 | 0 | 582.7551 | 582.7551 | 1 |  | 15:11 | 21.82 |  | 580.1091 | 0 | 582.7551 | 49.6656 | 49.6644 | -0.0038293 | -0.17203 | 582.5831 |  | 27.2451 | 0 | 27.2451 | 49.5 | 1.49 | 40.5943 | 1 | 0 | 40.5943 |  | 40.5943 | 0
49.6637 | 0 | 583.0807 | 583.0807 | 1 |  | 15:11 | 21.84 |  | 580.1107 | 0 | 583.0807 | 49.6654 | 49.6644 | -0.0034463 | -0.15483 | 582.9259 |  | 27.5879 | 0 | 27.5879 | 49.5 | 1.4896 | 41.0962 | 1 | 0 | 41.0962 |  | 41.0962 | 0
49.6637 | 0 | 583.0807 | 583.0807 | 1 |  | 15:11 | 21.86 |  | 580.1124 | 0 | 583.0807 | 49.6652 | 49.6643 | -0.0031017 | -0.13934 | 582.9414 |  | 27.6034 | 0 | 27.6034 | 49.5 | 1.4894 | 41.1113 | 1 | 0 | 41.1113 |  | 41.1113 | 0
49.6637 | 0 | 583.0807 | 583.0807 | 1 |  | 15:11 | 21.88 |  | 580.114 | 0 | 583.0807 | 49.6651 | 49.6642 | -0.0027915 | -0.12541 | 582.9553 |  | 27.6173 | 0 | 27.6173 | 49.5 | 1.4891 | 41.1249 | 1 | 0 | 41.1249 |  | 41.1249 | 0
49.6637 | 0 | 583.0807 | 583.0807 | 1 |  | 15:11 | 21.9 |  | 580.1156 | 0 | 583.0807 | 49.6649 | 49.6642 | -0.0025124 | -0.11287 | 582.9678 |  | 27.6298 | 0 | 27.6298 | 49.5 | 1.4889 | 41.1371 | 1 | 0 | 41.1371 |  | 41.1371 | 0
49.6637 | 0 | 583.0807 | 583.0807 | 1 |  | 15:11 | 21.92 |  | 580.1173 | 0 | 583.0807 | 49.6648 | 49.6641 | -0.0022611 | -0.10158 | 582.9791 |  | 27.6411 | 0 | 27.6411 | 49.5 | 1.4887 | 41.1481 | 1 | 0 | 41.1481 |  | 41.1481 | 0
49.6637 | 0 | 583.0807 | 583.0807 | 1 |  | 15:11 | 21.94 |  | 580.1189 | 0 | 583.0807 | 49.6647 | 49.6641 | -0.002035 | -0.091423 | 582.9893 |  | 27.6513 | 0 | 27.6513 | 49.5 | 1.4885 | 41.158 | 1 | 0 | 41.158 |  | 41.158 | 0
49.6637 | 0 | 583.4062 | 583.4062 | 1 |  | 15:11 | 21.96 |  | 580.1205 | 0 | 583.4062 | 49.6646 | 49.664 | -0.0018315 | -0.082281 | 583.3239 |  | 27.9859 | 0 | 27.9859 | 49.5 | 1.4883 | 41.6513 | 1 | 0 | 41.6513 |  | 41.6513 | 0
49.6637 | 0 | 583.0807 | 583.0807 | 1 |  | 15:11 | 21.98 |  | 580.1221 | 0 | 583.0807 | 49.6645 | 49.664 | -0.0016484 | -0.074053 | 583.0066 |  | 27.6686 | 0 | 27.6686 | 49.5 | 1.4881 | 41.1749 | 1 | 0 | 41.1749 |  | 41.1749 | 0
49.6637 | 0 | 583.0807 | 583.0807 | 1 |  | 15:11 | 22 |  | 580.1238 | 0 | 583.0807 | 49.6644 | 49.664 | -0.0014835 | -0.066647 | 583.0141 |  | 27.676 | 0 | 27.676 | 49.5 | 1.488 | 41.1821 | 1 | 0 | 41.1821 |  | 41.1821 | 0
49.6637 | 0 | 583.0807 | 583.0807 | 1 |  | 15:11 | 22.02 |  | 580.1254 | 0 | 583.0807 | 49.6644 | 49.664 | -0.0047352 | -0.21273 | 582.868 |  | 27.53 | 0 | 27.53 | 49.5 | 1.4879 | 40.9613 | 1 | 0 | 40.9613 |  | 40.9613 | 0
49.6637 | 0 | 583.0807 | 583.0807 | 1 |  | 15:11 | 22.04 |  | 580.127 | 0 | 583.0807 | 49.6643 | 49.6639 | -0.0059617 | -0.26783 | 582.8129 |  | 27.4749 | 0 | 27.4749 | 49.5 | 1.4878 | 40.8763 | 1 | 0 | 40.8763 |  | 40.8763 | 0
49.6637 | 0 | 583.7318 | 583.7318 | 1 |  | 15:11 | 22.06 |  | 580.1287 | 0 | 583.7318 | 49.6642 | 49.6636 | -0.0053655 | -0.24104 | 583.4908 |  | 28.1528 | 0 | 28.1528 | 49.5 | 1.4862 | 41.8397 | 1 | 0 | 41.8397 |  | 41.8397 | 0
49.6637 | 0 | 583.7318 | 583.7318 | 1 |  | 15:11 | 22.08 |  | 580.1303 | 0 | 583.7318 | 49.6642 | 49.6636 | -0.0031289 | -0.14057 | 583.5912 |  | 28.2532 | 0 | 28.2532 | 49.5 | 1.4862 | 41.9907 | 1 | 0 | 41.9907 |  | 41.9907 | 0
49.6637 | 0 | 584.0574 | 584.0574 | 1 |  | 15:11 | 22.1 |  | 580.1319 | 0 | 584.0574 | 49.6641 | 49.6636 | 0.00058395 | 0.026234 | 584.0836 |  | 28.7456 | 0 | 28.7456 | 49.5 | 1.4863 | 42.7241 | 1 | 0 | 42.7241 |  | 42.7241 | 0
49.6637 | 0 | 584.0574 | 584.0574 | 1 |  | 15:11 | 22.12 |  | 580.1336 | 0 | 584.0574 | 49.6641 | 49.6636 | 0.00052555 | 0.02361 | 584.081 |  | 28.743 | 0 | 28.743 | 49.5 | 1.4863 | 42.7216 | 1 | 0 | 42.7216 |  | 42.7216 | 0
49.6637 | 0 | 584.0574 | 584.0574 | 1 |  | 15:11 | 22.14 |  | 580.1352 | 0 | 584.0574 | 49.664 | 49.6636 | 0.000473 | 0.021249 | 584.0786 |  | 28.7406 | 0 | 28.7406 | 49.5 | 1.4864 | 42.7193 | 1 | 0 | 42.7193 |  | 42.7193 | 0
49.6637 | 0 | 584.0574 | 584.0574 | 1 |  | 15:11 | 22.16 |  | 580.1368 | 0 | 584.0574 | 49.664 | 49.6636 | 0.0004257 | 0.019124 | 584.0765 |  | 28.7385 | 0 | 28.7385 | 49.5 | 1.4864 | 42.7173 | 1 | 0 | 42.7173 |  | 42.7173 | 0
49.6637 | 0 | 584.0574 | 584.0574 | 1 |  | 15:11 | 22.18 |  | 580.1384 | 0 | 584.0574 | 49.664 | 49.6636 | 0.00038313 | 0.017212 | 584.0746 |  | 28.7366 | 0 | 28.7366 | 49.5 | 1.4864 | 42.7155 | 1 | 0 | 42.7155 |  | 42.7155 | 0
49.6637 | 0 | 583.7318 | 583.7318 | 1 |  | 15:11 | 22.2 |  | 580.1401 | 0 | 583.7318 | 49.664 | 49.6636 | 0.00034481 | 0.015491 | 583.7473 |  | 28.4093 | 0 | 28.4093 | 49.5 | 1.4865 | 42.2298 | 1 | 0 | 42.2298 |  | 42.2298 | 0
49.6637 | 0 | 584.0574 | 584.0574 | 1 |  | 15:11 | 22.22 |  | 580.1417 | 0 | 584.0574 | 49.6639 | 49.6636 | 0.00031033 | 0.013942 | 584.0713 |  | 28.7333 | 0 | 28.7333 | 49.5 | 1.4865 | 42.7124 | 1 | 0 | 42.7124 |  | 42.7124 | 0
49.6603 | 0 | 584.0574 | 584.0574 | 1 |  | 15:11 | 22.24 |  | 580.1433 | 0 | 584.0574 | 49.6636 | 49.6636 | 0.0002793 | 0.012547 | 584.0699 |  | 28.7319 | 0 | 28.7319 | 49.5 | 1.4865 | 42.711 | 1 | 0 | 42.711 |  | 42.711 | 0
49.6637 | 0 | 584.0574 | 584.0574 | 1 |  | 15:11 | 22.26 |  | 580.145 | 0 | 584.0574 | 49.6636 | 49.6637 | 0.00025137 | 0.011293 | 584.0687 |  | 28.7307 | 0 | 28.7307 | 49.5 | 1.4866 | 42.7098 | 1 | 0 | 42.7098 |  | 42.7098 | 0
49.6637 | 0 | 584.0574 | 584.0574 | 1 |  | 15:11 | 22.28 |  | 580.1466 | 0 | 584.0574 | 49.6636 | 49.6637 | 0.00022623 | 0.010163 | 584.0676 |  | 28.7296 | 0 | 28.7296 | 49.5 | 1.4866 | 42.7088 | 1 | 0 | 42.7088 |  | 42.7088 | 0
49.6637 | 0 | 583.4062 | 583.4062 | 1 |  | 15:11 | 22.3 |  | 580.1482 | 0 | 583.4062 | 49.6636 | 49.6637 | 0.00020361 | 0.0091471 | 583.4153 |  | 28.0773 | 0 | 28.0773 | 49.5 | 1.4866 | 41.7397 | 1 | 0 | 41.7397 |  | 41.7397 | 0
49.6637 | 0 | 584.0574 | 584.0574 | 1 |  | 15:11 | 22.32 |  | 580.1499 | 0 | 584.0574 | 49.6636 | 49.6637 | 0.00018325 | 0.0082324 | 584.0656 |  | 28.7276 | 0 | 28.7276 | 49.5 | 1.4866 | 42.7069 | 1 | 0 | 42.7069 |  | 42.7069 | 0
49.6637 | 0 | 583.0807 | 583.0807 | 1 |  | 15:11 | 22.34 |  | 580.1515 | 0 | 583.0807 | 49.6636 | 49.6637 | 0.00016492 | 0.0074091 | 583.0881 |  | 27.7501 | 0 | 27.7501 | 49.5 | 1.4866 | 41.2541 | 1 | 0 | 41.2541 |  | 41.2541 | 0
49.6637 | 0 | 583.0807 | 583.0807 | 1 |  | 15:11 | 22.36 |  | 580.1531 | 0 | 583.0807 | 49.6636 | 49.6637 | 0.00014843 | 0.0066682 | 583.0874 |  | 27.7494 | 0 | 27.7494 | 49.5 | 1.4866 | 41.2534 | 1 | 0 | 41.2534 |  | 41.2534 | 0
49.6637 | 0 | 583.0807 | 583.0807 | 1 |  | 15:11 | 22.38 |  | 580.1547 | 0 | 583.0807 | 49.6636 | 49.6637 | 0.00013359 | 0.0060014 | 583.0867 |  | 27.7487 | 0 | 27.7487 | 49.5 | 1.4867 | 41.2528 | 1 | 0 | 41.2528 |  | 41.2528 | 0
49.6637 | 0 | 583.0807 | 583.0807 | 1 |  | 15:11 | 22.4 |  | 580.1564 | 0 | 583.0807 | 49.6636 | 49.6637 | 0.00012023 | 0.0054013 | 583.0861 |  | 27.7481 | 0 | 27.7481 | 49.5 | 1.4867 | 41.2522 | 1 | 0 | 41.2522 |  | 41.2522 | 0
49.6637 | 0 | 583.0807 | 583.0807 | 1 |  | 15:11 | 22.42 |  | 580.158 | 0 | 583.0807 | 49.6636 | 49.6637 | 0.00010821 | 0.0048611 | 583.0856 |  | 27.7476 | 0 | 27.7476 | 49.5 | 1.4867 | 41.2517 | 1 | 0 | 41.2517 |  | 41.2517 | 0
49.6637 | 0 | 583.4062 | 583.4062 | 1 |  | 15:11 | 22.44 |  | 580.1596 | 0 | 583.4062 | 49.6637 | 49.6637 | 9.7386e-05 | 0.004375 | 583.4106 |  | 28.0726 | 0 | 28.0726 | 49.5 | 1.4867 | 41.7351 | 1 | 0 | 41.7351 |  | 41.7351 | 0
49.6637 | 0 | 583.7318 | 583.7318 | 1 |  | 15:11 | 22.46 |  | 580.1613 | 0 | 583.7318 | 49.6637 | 49.6637 | 8.7647e-05 | 0.0039375 | 583.7357 |  | 28.3977 | 0 | 28.3977 | 49.5 | 1.4867 | 42.2188 | 1 | 0 | 42.2188 |  | 42.2188 | 0
49.6637 | 0 | 583.7318 | 583.7318 | 1 |  | 15:11 | 22.48 |  | 580.1629 | 0 | 583.7318 | 49.6637 | 49.6637 | 7.8882e-05 | 0.0035438 | 583.7353 |  | 28.3973 | 0 | 28.3973 | 49.5 | 1.4867 | 42.2184 | 1 | 0 | 42.2184 |  | 42.2184 | 0
49.6637 | 0 | 583.7318 | 583.7318 | 1 |  | 15:11 | 22.5 |  | 580.1645 | 0 | 583.7318 | 49.6637 | 49.6637 | 7.0994e-05 | 0.0031894 | 583.735 |  | 28.397 | 0 | 28.397 | 49.5 | 1.4867 | 42.218 | 1 | 0 | 42.218 |  | 42.218 | 0
49.6637 | 0 | 583.4062 | 583.4062 | 1 |  | 15:11 | 22.52 |  | 580.1662 | 0 | 583.4062 | 49.6637 | 49.6637 | 6.3895e-05 | 0.0028704 | 583.4091 |  | 28.0711 | 0 | 28.0711 | 49.5 | 1.4867 | 41.7337 | 1 | 0 | 41.7337 |  | 41.7337 | 0
49.6637 | 0 | 584.0574 | 584.0574 | 1 |  | 15:11 | 22.54 |  | 580.1678 | 0 | 584.0574 | 49.6637 | 49.6637 | 5.7505e-05 | 0.0025834 | 584.06 |  | 28.722 | 0 | 28.722 | 49.5 | 1.4867 | 42.7015 | 1 | 0 | 42.7015 |  | 42.7015 | 0
49.6637 | 0 | 584.0574 | 584.0574 | 1 |  | 15:11 | 22.56 |  | 580.1694 | 0 | 584.0574 | 49.6637 | 49.6637 | 5.1755e-05 | 0.0023251 | 584.0597 |  | 28.7217 | 0 | 28.7217 | 49.5 | 1.4867 | 42.7013 | 1 | 0 | 42.7013 |  | 42.7013 | 0
49.6637 | 0 | 583.0807 | 583.0807 | 1 |  | 15:11 | 22.58 |  | 580.171 | 0 | 583.0807 | 49.6637 | 49.6637 | 4.6579e-05 | 0.0020926 | 583.0828 |  | 27.7448 | 0 | 27.7448 | 49.5 | 1.4867 | 41.249 | 1 | 0 | 41.249 |  | 41.249 | 0
49.6637 | 0 | 583.7318 | 583.7318 | 1 |  | 15:11 | 22.6 |  | 580.1727 | 0 | 583.7318 | 49.6637 | 49.6637 | 4.1921e-05 | 0.0018833 | 583.7337 |  | 28.3957 | 0 | 28.3957 | 49.5 | 1.4867 | 42.2168 | 1 | 0 | 42.2168 |  | 42.2168 | 0
49.6637 | 0 | 583.7318 | 583.7318 | 1 |  | 15:11 | 22.62 |  | 580.1743 | 0 | 583.7318 | 49.6637 | 49.6637 | 3.7729e-05 | 0.001695 | 583.7335 |  | 28.3955 | 0 | 28.3955 | 49.5 | 1.4867 | 42.2166 | 1 | 0 | 42.2166 |  | 42.2166 | 0
49.6637 | 0 | 584.0574 | 584.0574 | 1 |  | 15:11 | 22.64 |  | 580.1759 | 0 | 584.0574 | 49.6637 | 49.6637 | 3.3956e-05 | 0.0015255 | 584.0589 |  | 28.7209 | 0 | 28.7209 | 49.5 | 1.4867 | 42.7005 | 1 | 0 | 42.7005 |  | 42.7005 | 0
49.6637 | 0 | 584.0574 | 584.0574 | 1 |  | 15:11 | 22.66 |  | 580.1776 | 0 | 584.0574 | 49.6637 | 49.6637 | 3.0561e-05 | 0.0013729 | 584.0588 |  | 28.7208 | 0 | 28.7208 | 49.5 | 1.4867 | 42.7004 | 1 | 0 | 42.7004 |  | 42.7004 | 0
49.6637 | 0 | 584.0574 | 584.0574 | 1 |  | 15:11 | 22.68 |  | 580.1792 | 0 | 584.0574 | 49.6637 | 49.6637 | 2.7505e-05 | 0.0012356 | 584.0586 |  | 28.7206 | 0 | 28.7206 | 49.5 | 1.4867 | 42.7003 | 1 | 0 | 42.7003 |  | 42.7003 | 0
49.6637 | 0 | 584.0574 | 584.0574 | 1 |  | 15:11 | 22.7 |  | 580.1808 | 0 | 584.0574 | 49.6637 | 49.6637 | 2.4754e-05 | 0.0011121 | 584.0585 |  | 28.7205 | 0 | 28.7205 | 49.5 | 1.4867 | 42.7001 | 1 | 0 | 42.7001 |  | 42.7001 | 0
49.6637 | 0 | 584.0574 | 584.0574 | 1 |  | 15:11 | 22.72 |  | 580.1825 | 0 | 584.0574 | 49.6637 | 49.6637 | 2.2279e-05 | 0.0010009 | 584.0584 |  | 28.7204 | 0 | 28.7204 | 49.5 | 1.4867 | 42.7 | 1 | 0 | 42.7 |  | 42.7 | 0
49.6637 | 0 | 584.0574 | 584.0574 | 1 |  | 15:11 | 22.74 |  | 580.1841 | 0 | 584.0574 | 49.6637 | 49.6637 | 2.0051e-05 | 0.00090078 | 584.0583 |  | 28.7203 | 0 | 28.7203 | 49.5 | 1.4868 | 42.6999 | 1 | 0 | 42.6999 |  | 42.6999 | 0
49.6637 | 0 | 584.0574 | 584.0574 | 1 |  | 15:11 | 22.76 |  | 580.1857 | 0 | 584.0574 | 49.6637 | 49.6637 | -0.003382 | -0.15193 | 583.9055 |  | 28.5675 | 0 | 28.5675 | 49.5 | 1.4868 | 42.4728 | 1 | 0 | 42.4728 |  | 42.4728 | 0
49.6637 | 0 | 584.0574 | 584.0574 | 1 |  | 15:11 | 22.78 |  | 580.1873 | 0 | 584.0574 | 49.6637 | 49.6637 | -0.0081438 | -0.36586 | 583.6915 |  | 28.3535 | 0 | 28.3535 | 49.5 | 1.4868 | 42.1547 | 1 | 0 | 42.1547 |  | 42.1547 | 0
49.6637 | 0 | 584.0574 | 584.0574 | 1 |  | 15:11 | 22.8 |  | 580.189 | 0 | 584.0574 | 49.6637 | 49.6634 | -0.012429 | -0.55838 | 583.499 |  | 28.161 | 0 | 28.161 | 49.5 | 1.4853 | 41.8263 | 1 | 0 | 41.8263 |  | 41.8263 | 0
49.6637 | 0 | 584.3829 | 584.3829 | 1 |  | 15:11 | 22.82 |  | 580.1906 | 0 | 584.3829 | 49.6637 | 49.6631 | -0.014586 | -0.65529 | 583.7276 |  | 28.3896 | 0 | 28.3896 | 49.5 | 1.4839 | 42.1275 | 1 | 0 | 42.1275 |  | 42.1275 | 0
49.6637 | 0 | 585.0341 | 585.0341 | 1 |  | 15:11 | 22.84 |  | 580.1922 | 0 | 585.0341 | 49.6637 | 49.6628 | -0.013128 | -0.58976 | 584.4443 |  | 29.1063 | 0 | 29.1063 | 49.5 | 1.4827 | 43.1558 | 1 | 0 | 43.1558 |  | 43.1558 | 0
49.6637 | 0 | 585.0341 | 585.0341 | 1 |  | 15:11 | 22.86 |  | 580.1939 | 0 | 585.0341 | 49.6637 | 49.6625 | -0.011815 | -0.53078 | 584.5033 |  | 29.1653 | 0 | 29.1653 | 49.5 | 1.4816 | 43.2115 | 1 | 0 | 43.2115 |  | 43.2115 | 0
49.6637 | 0 | 584.7085 | 584.7085 | 1 |  | 15:11 | 22.88 |  | 580.1955 | 0 | 584.7085 | 49.6637 | 49.6623 | -0.010634 | -0.47771 | 584.2308 |  | 28.8928 | 0 | 28.8928 | 49.5 | 1.4806 | 42.7795 | 1 | 0 | 42.7795 |  | 42.7795 | 0
49.6637 | 0 | 584.3829 | 584.3829 | 1 |  | 15:11 | 22.9 |  | 580.1971 | 0 | 584.3829 | 49.6637 | 49.6621 | -0.0095702 | -0.42994 | 583.953 |  | 28.615 | 0 | 28.615 | 49.5 | 1.4798 | 42.343 | 1 | 0 | 42.343 |  | 42.343 | 0
49.6637 | 0 | 584.7085 | 584.7085 | 1 |  | 15:11 | 22.92 |  | 580.1988 | 0 | 584.7085 | 49.6637 | 49.6619 | -0.0086131 | -0.38694 | 584.3216 |  | 28.9836 | 0 | 28.9836 | 49.5 | 1.479 | 42.8655 | 1 | 0 | 42.8655 |  | 42.8655 | 0
49.6637 | 0 | 584.7085 | 584.7085 | 1 |  | 15:11 | 22.94 |  | 580.2004 | 0 | 584.7085 | 49.6637 | 49.6618 | -0.0077518 | -0.34825 | 584.3603 |  | 29.0222 | 0 | 29.0222 | 49.5 | 1.4783 | 42.9021 | 1 | 0 | 42.9021 |  | 42.9021 | 0
49.6637 | 0 | 585.0341 | 585.0341 | 1 |  | 15:11 | 22.96 |  | 580.202 | 0 | 585.0341 | 49.6637 | 49.6616 | -0.0069767 | -0.31342 | 584.7207 |  | 29.3827 | 0 | 29.3827 | 49.5 | 1.4776 | 43.4162 | 1 | 0 | 43.4162 |  | 43.4162 | 0
49.6603 | 0 | 585.0341 | 585.0341 | 1 |  | 15:11 | 22.98 |  | 580.2036 | 0 | 585.0341 | 49.6634 | 49.6615 | -0.006279 | -0.28206 | 584.752 |  | 29.414 | 0 | 29.414 | 49.5 | 1.477 | 43.4456 | 1 | 0 | 43.4456 |  | 43.4456 | 0
49.6603 | 0 | 585.3596 | 585.3596 | 1 |  | 15:11 | 23 |  | 580.2053 | 0 | 585.3596 | 49.6631 | 49.6614 | -0.0056511 | -0.25386 | 585.1057 |  | 29.7677 | 0 | 29.7677 | 49.5 | 1.4765 | 43.9527 | 1 | 0 | 43.9527 |  | 43.9527 | 0
49.6603 | 0 | 585.0341 | 585.0341 | 1 |  | 15:11 | 23.02 |  | 580.2069 | 0 | 585.0341 | 49.6628 | 49.6613 | -0.005086 | -0.22847 | 584.8056 |  | 29.4676 | 0 | 29.4676 | 49.5 | 1.4761 | 43.4959 | 1 | 0 | 43.4959 |  | 43.4959 | 0
49.6603 | 0 | 585.3596 | 585.3596 | 1 |  | 15:11 | 23.04 |  | 580.2085 | 0 | 585.3596 | 49.6625 | 49.6612 | -0.0045774 | -0.20562 | 585.154 |  | 29.816 | 0 | 29.816 | 49.5 | 1.4756 | 43.9976 | 1 | 0 | 43.9976 |  | 43.9976 | 0
49.6603 | 0 | 585.6852 | 585.6852 | 1 |  | 15:11 | 23.06 |  | 580.2102 | 0 | 585.6852 | 49.6623 | 49.6611 | -0.0041196 | -0.18506 | 585.5001 |  | 30.1621 | 0 | 30.1621 | 49.5 | 1.4753 | 44.497 | 1 | 0 | 44.497 |  | 44.497 | 0
49.6603 | 0 | 585.6852 | 585.6852 | 1 |  | 15:11 | 23.08 |  | 580.2118 | 0 | 585.6852 | 49.6621 | 49.661 | -0.0037077 | -0.16655 | 585.5186 |  | 30.1806 | 0 | 30.1806 | 49.5 | 1.4749 | 44.5141 | 1 | 0 | 44.5141 |  | 44.5141 | 0
49.6603 | 0 | 585.3596 | 585.3596 | 1 |  | 15:11 | 23.1 |  | 580.2134 | 0 | 585.3596 | 49.6619 | 49.6609 | -0.0033369 | -0.1499 | 585.2097 |  | 29.8717 | 0 | 29.8717 | 49.5 | 1.4746 | 44.0494 | 1 | 0 | 44.0494 |  | 44.0494 | 0
49.6603 | 0 | 585.0341 | 585.0341 | 1 |  | 15:11 | 23.12 |  | 580.2151 | 0 | 585.0341 | 49.6618 | 49.6609 | -0.0030032 | -0.13491 | 584.8992 |  | 29.5612 | 0 | 29.5612 | 49.5 | 1.4743 | 43.5834 | 1 | 0 | 43.5834 |  | 43.5834 | 0
49.6603 | 0 | 585.3596 | 585.3596 | 1 |  | 15:11 | 23.14 |  | 580.2167 | 0 | 585.3596 | 49.6616 | 49.6608 | -0.0027029 | -0.12142 | 585.2382 |  | 29.9002 | 0 | 29.9002 | 49.5 | 1.4741 | 44.0758 | 1 | 0 | 44.0758 |  | 44.0758 | 0
49.6603 | 0 | 585.0341 | 585.0341 | 1 |  | 15:11 | 23.16 |  | 580.2183 | 0 | 585.0341 | 49.6615 | 49.6608 | -0.0024326 | -0.10928 | 584.9248 |  | 29.5868 | 0 | 29.5868 | 49.5 | 1.4739 | 43.6074 | 1 | 0 | 43.6074 |  | 43.6074 | 0
49.6603 | 0 | 585.0341 | 585.0341 | 1 |  | 15:11 | 23.18 |  | 580.2199 | 0 | 585.0341 | 49.6614 | 49.6607 | -0.0021893 | -0.098349 | 584.9358 |  | 29.5977 | 0 | 29.5977 | 49.5 | 1.4737 | 43.6176 | 1 | 0 | 43.6176 |  | 43.6176 | 0
49.6603 | 0 | 585.0341 | 585.0341 | 1 |  | 15:11 | 23.2 |  | 580.2216 | 0 | 585.0341 | 49.6613 | 49.6607 | -0.0019704 | -0.088514 | 584.9456 |  | 29.6076 | 0 | 29.6076 | 49.5 | 1.4735 | 43.6267 | 1 | 0 | 43.6267 |  | 43.6267 | 0
49.6603 | 0 | 585.3596 | 585.3596 | 1 |  | 15:11 | 23.22 |  | 580.2232 | 0 | 585.3596 | 49.6612 | 49.6606 | -0.0017734 | -0.079663 | 585.2799 |  | 29.9419 | 0 | 29.9419 | 49.5 | 1.4733 | 44.1146 | 1 | 0 | 44.1146 |  | 44.1146 | 0
49.6603 | 0 | 585.0341 | 585.0341 | 1 |  | 15:11 | 23.24 |  | 580.2248 | 0 | 585.0341 | 49.6611 | 49.6606 | -0.001596 | -0.071696 | 584.9624 |  | 29.6244 | 0 | 29.6244 | 49.5 | 1.4732 | 43.6424 | 1 | 0 | 43.6424 |  | 43.6424 | 0
49.6603 | 0 | 585.0341 | 585.0341 | 1 |  | 15:11 | 23.26 |  | 580.2265 | 0 | 585.0341 | 49.661 | 49.6606 | -0.0014364 | -0.064527 | 584.9696 |  | 29.6316 | 0 | 29.6316 | 49.5 | 1.4731 | 43.6491 | 1 | 0 | 43.6491 |  | 43.6491 | 0
49.6603 | 0 | 585.0341 | 585.0341 | 1 |  | 15:11 | 23.28 |  | 580.2281 | 0 | 585.0341 | 49.6609 | 49.6605 | -0.0012928 | -0.058074 | 584.976 |  | 29.638 | 0 | 29.638 | 49.5 | 1.4729 | 43.6552 | 1 | 0 | 43.6552 |  | 43.6552 | 0
49.6603 | 0 | 585.0341 | 585.0341 | 1 |  | 15:11 | 23.3 |  | 580.2297 | 0 | 585.0341 | 49.6609 | 49.6605 | -0.0011635 | -0.052267 | 584.9818 |  | 29.6438 | 0 | 29.6438 | 49.5 | 1.4728 | 43.6606 | 1 | 0 | 43.6606 |  | 43.6606 | 0
49.6603 | 0 | 585.0341 | 585.0341 | 1 |  | 15:11 | 23.32 |  | 580.2314 | 0 | 585.0341 | 49.6608 | 49.6605 | -0.0045472 | -0.20427 | 584.8298 |  | 29.4918 | 0 | 29.4918 | 49.5 | 1.4727 | 43.4339 | 1 | 0 | 43.4339 |  | 43.4339 | 0
49.6603 | 0 | 585.0341 | 585.0341 | 1 |  | 15:11 | 23.34 |  | 580.233 | 0 | 585.0341 | 49.6608 | 49.6605 | -0.0093424 | -0.41968 | 584.6144 |  | 29.2764 | 0 | 29.2764 | 49.5 | 1.4727 | 43.1141 | 1 | 0 | 43.1141 |  | 43.1141 | 0
49.6603 | 0 | 585.0341 | 585.0341 | 1 |  | 15:11 | 23.36 |  | 580.2346 | 0 | 585.0341 | 49.6607 | 49.6601 | -0.013658 | -0.61355 | 584.4206 |  | 29.0825 | 0 | 29.0825 | 49.5 | 1.4711 | 42.7823 | 1 | 0 | 42.7823 |  | 42.7823 | 0
49.6603 | 0 | 585.0341 | 585.0341 | 1 |  | 15:11 | 23.38 |  | 580.2362 | 0 | 585.0341 | 49.6607 | 49.6598 | -0.015792 | -0.70942 | 584.3247 |  | 28.9867 | 0 | 28.9867 | 49.5 | 1.4696 | 42.5998 | 1 | 0 | 42.5998 |  | 42.5998 | 0
49.6603 | 0 | 585.0341 | 585.0341 | 1 |  | 15:11 | 23.4 |  | 580.2379 | 0 | 585.0341 | 49.6606 | 49.6595 | -0.014213 | -0.63848 | 584.3956 |  | 29.0576 | 0 | 29.0576 | 49.5 | 1.4683 | 42.6667 | 1 | 0 | 42.6667 |  | 42.6667 | 0
49.6603 | 0 | 585.0341 | 585.0341 | 1 |  | 15:11 | 23.42 |  | 580.2395 | 0 | 585.0341 | 49.6606 | 49.6592 | -0.012792 | -0.57463 | 584.4595 |  | 29.1215 | 0 | 29.1215 | 49.5 | 1.4672 | 42.7268 | 1 | 0 | 42.7268 |  | 42.7268 | 0
49.6603 | 0 | 585.3596 | 585.3596 | 1 |  | 15:11 | 23.44 |  | 580.2411 | 0 | 585.3596 | 49.6606 | 49.659 | -0.011513 | -0.51717 | 584.8424 |  | 29.5044 | 0 | 29.5044 | 49.5 | 1.4662 | 43.258 | 1 | 0 | 43.258 |  | 43.258 | 0
49.6603 | 0 | 585.3596 | 585.3596 | 1 |  | 15:11 | 23.46 |  | 580.2428 | 0 | 585.3596 | 49.6605 | 49.6588 | -0.010361 | -0.46545 | 584.8942 |  | 29.5561 | 0 | 29.5561 | 49.5 | 1.4652 | 43.3063 | 1 | 0 | 43.3063 |  | 43.3063 | 0
49.6603 | 0 | 585.0341 | 585.0341 | 1 |  | 15:11 | 23.48 |  | 580.2444 | 0 | 585.0341 | 49.6605 | 49.6586 | -0.0093252 | -0.4189 | 584.6152 |  | 29.2772 | 0 | 29.2772 | 49.5 | 1.4644 | 42.873 | 1 | 0 | 42.873 |  | 42.873 | 0
49.6603 | 0 | 585.3596 | 585.3596 | 1 |  | 15:11 | 23.5 |  | 580.246 | 0 | 585.3596 | 49.6605 | 49.6584 | -0.0083927 | -0.37701 | 584.9826 |  | 29.6446 | 0 | 29.6446 | 49.5 | 1.4636 | 43.3886 | 1 | 0 | 43.3886 |  | 43.3886 | 0
49.6603 | 0 | 585.3596 | 585.3596 | 1 |  | 15:11 | 23.52 |  | 580.2477 | 0 | 585.3596 | 49.6605 | 49.6582 | -0.0075534 | -0.33931 | 585.0203 |  | 29.6823 | 0 | 29.6823 | 49.5 | 1.463 | 43.4237 | 1 | 0 | 43.4237 |  | 43.4237 | 0
49.6568 | 0 | 585.6852 | 585.6852 | 1 |  | 15:11 | 23.54 |  | 580.2493 | 0 | 585.6852 | 49.6601 | 49.6581 | -0.0067981 | -0.30536 | 585.3798 |  | 30.0418 | 0 | 30.0418 | 49.5 | 1.4623 | 43.9314 | 1 | 0 | 43.9314 |  | 43.9314 | 0
49.6568 | 0 | 586.0107 | 586.0107 | 1 |  | 15:11 | 23.56 |  | 580.2509 | 0 | 586.0107 | 49.6598 | 49.658 | -0.0061183 | -0.27482 | 585.7359 |  | 30.3979 | 0 | 30.3979 | 49.5 | 1.4618 | 44.4354 | 1 | 0 | 44.4354 |  | 44.4354 | 0
49.6568 | 0 | 586.0107 | 586.0107 | 1 |  | 15:11 | 23.58 |  | 580.2525 | 0 | 586.0107 | 49.6595 | 49.6578 | -0.0055065 | -0.24734 | 585.7634 |  | 30.4254 | 0 | 30.4254 | 49.5 | 1.4613 | 44.4605 | 1 | 0 | 44.4605 |  | 44.4605 | 0
49.6568 | 0 | 586.0107 | 586.0107 | 1 |  | 15:11 | 23.6 |  | 580.2542 | 0 | 586.0107 | 49.6592 | 49.6577 | -0.0049558 | -0.22261 | 585.7881 |  | 30.4501 | 0 | 30.4501 | 49.5 | 1.4609 | 44.4832 | 1 | 0 | 44.4832 |  | 44.4832 | 0
49.6568 | 0 | 586.0107 | 586.0107 | 1 |  | 15:11 | 23.62 |  | 580.2558 | 0 | 586.0107 | 49.659 | 49.6576 | -0.0044602 | -0.20035 | 585.8104 |  | 30.4724 | 0 | 30.4724 | 49.5 | 1.4605 | 44.5036 | 1 | 0 | 44.5036 |  | 44.5036 | 0
49.6568 | 0 | 586.0107 | 586.0107 | 1 |  | 15:11 | 23.64 |  | 580.2574 | 0 | 586.0107 | 49.6588 | 49.6576 | -0.0040142 | -0.18031 | 585.8304 |  | 30.4924 | 0 | 30.4924 | 49.5 | 1.4601 | 44.5219 | 1 | 0 | 44.5219 |  | 44.5219 | 0
49.6568 | 0 | 586.0107 | 586.0107 | 1 |  | 15:11 | 23.66 |  | 580.2591 | 0 | 586.0107 | 49.6586 | 49.6575 | -0.0036128 | -0.16228 | 585.8484 |  | 30.5104 | 0 | 30.5104 | 49.5 | 1.4598 | 44.5383 | 1 | 0 | 44.5383 |  | 44.5383 | 0
49.6568 | 0 | 586.0107 | 586.0107 | 1 |  | 15:11 | 23.68 |  | 580.2607 | 0 | 586.0107 | 49.6584 | 49.6574 | -0.0032515 | -0.14605 | 585.8646 |  | 30.5266 | 0 | 30.5266 | 49.5 | 1.4595 | 44.5532 | 1 | 0 | 44.5532 |  | 44.5532 | 0
49.6568 | 0 | 586.0107 | 586.0107 | 1 |  | 15:11 | 23.7 |  | 580.2623 | 0 | 586.0107 | 49.6582 | 49.6574 | -0.0029264 | -0.13145 | 585.8793 |  | 30.5412 | 0 | 30.5412 | 49.5 | 1.4592 | 44.5665 | 1 | 0 | 44.5665 |  | 44.5665 | 0
49.6568 | 0 | 586.0107 | 586.0107 | 1 |  | 15:11 | 23.72 |  | 580.264 | 0 | 586.0107 | 49.6581 | 49.6573 | -0.0060337 | -0.27102 | 585.7397 |  | 30.4017 | 0 | 30.4017 | 49.5 | 1.459 | 44.3557 | 1 | 0 | 44.3557 |  | 44.3557 | 0
49.6568 | 0 | 586.0107 | 586.0107 | 1 |  | 15:11 | 23.74 |  | 580.2656 | 0 | 586.0107 | 49.658 | 49.6572 | -0.01053 | -0.47301 | 585.5377 |  | 30.1997 | 0 | 30.1997 | 49.5 | 1.4588 | 44.0546 | 1 | 0 | 44.0546 |  | 44.0546 | 0
49.6568 | 0 | 586.3363 | 586.3363 | 1 |  | 15:11 | 23.76 |  | 580.2672 | 0 | 586.3363 | 49.6578 | 49.6569 | -0.014577 | -0.65479 | 585.6815 |  | 30.3435 | 0 | 30.3435 | 49.5 | 1.4571 | 44.2148 | 1 | 0 | 44.2148 |  | 44.2148 | 0
49.6568 | 0 | 586.0107 | 586.0107 | 1 |  | 15:11 | 23.78 |  | 580.2688 | 0 | 586.0107 | 49.6577 | 49.6565 | -0.01652 | -0.74203 | 585.2687 |  | 29.9307 | 0 | 29.9307 | 49.5 | 1.4557 | 43.5692 | 1 | 0 | 43.5692 |  | 43.5692 | 0
49.6568 | 0 | 586.3363 | 586.3363 | 1 |  | 15:11 | 23.8 |  | 580.2705 | 0 | 586.3363 | 49.6576 | 49.6562 | -0.014868 | -0.66783 | 585.6685 |  | 30.3305 | 0 | 30.3305 | 49.5 | 1.4544 | 44.1112 | 1 | 0 | 44.1112 |  | 44.1112 | 0
49.6568 | 0 | 586.6619 | 586.6619 | 1 |  | 15:11 | 23.82 |  | 580.2721 | 0 | 586.6619 | 49.6576 | 49.6559 | -0.013381 | -0.60105 | 586.0609 |  | 30.7229 | 0 | 30.7229 | 49.5 | 1.4532 | 44.6455 | 1 | 0 | 44.6455 |  | 44.6455 | 0
49.6568 | 0 | 586.0107 | 586.0107 | 1 |  | 15:11 | 23.84 |  | 580.2737 | 0 | 586.0107 | 49.6575 | 49.6557 | -0.012043 | -0.54094 | 585.4698 |  | 30.1318 | 0 | 30.1318 | 49.5 | 1.4521 | 43.7544 | 1 | 0 | 43.7544 |  | 43.7544 | 0
49.6568 | 0 | 586.0107 | 586.0107 | 1 |  | 15:11 | 23.86 |  | 580.2754 | 0 | 586.0107 | 49.6574 | 49.6554 | -0.010838 | -0.48685 | 585.5239 |  | 30.1858 | 0 | 30.1858 | 49.5 | 1.4511 | 43.804 | 1 | 0 | 43.804 |  | 43.804 | 0
49.6568 | 0 | 586.0107 | 586.0107 | 1 |  | 15:11 | 23.88 |  | 580.277 | 0 | 586.0107 | 49.6574 | 49.6552 | -0.0097546 | -0.43816 | 585.5725 |  | 30.2345 | 0 | 30.2345 | 49.5 | 1.4503 | 43.8487 | 1 | 0 | 43.8487 |  | 43.8487 | 0
49.6568 | 0 | 586.0107 | 586.0107 | 1 |  | 15:11 | 23.9 |  | 580.2786 | 0 | 586.0107 | 49.6573 | 49.6551 | -0.0087792 | -0.39435 | 585.6164 |  | 30.2783 | 0 | 30.2783 | 49.5 | 1.4495 | 43.8888 | 1 | 0 | 43.8888 |  | 43.8888 | 0
49.6568 | 0 | 586.0107 | 586.0107 | 1 |  | 15:11 | 23.92 |  | 580.2803 | 0 | 586.0107 | 49.6572 | 49.6549 | -0.0079013 | -0.35491 | 585.6558 |  | 30.3178 | 0 | 30.3178 | 49.5 | 1.4488 | 43.9249 | 1 | 0 | 43.9249 |  | 43.9249 | 0
49.6534 | 0 | 585.6852 | 585.6852 | 1 |  | 15:11 | 23.94 |  | 580.2819 | 0 | 585.6852 | 49.6569 | 49.6547 | -0.0071111 | -0.3194 | 585.3658 |  | 30.0278 | 0 | 30.0278 | 49.5 | 1.4482 | 43.486 | 1 | 0 | 43.486 |  | 43.486 | 0
49.6534 | 0 | 586.0107 | 586.0107 | 1 |  | 15:11 | 23.96 |  | 580.2835 | 0 | 586.0107 | 49.6565 | 49.6546 | -0.0064 | -0.28746 | 585.7232 |  | 30.3852 | 0 | 30.3852 | 49.5 | 1.4476 | 43.9865 | 1 | 0 | 43.9865 |  | 43.9865 | 0
49.6534 | 0 | 586.0107 | 586.0107 | 1 |  | 15:11 | 23.98 |  | 580.2851 | 0 | 586.0107 | 49.6562 | 49.6545 | -0.00576 | -0.25871 | 585.752 |  | 30.414 | 0 | 30.414 | 49.5 | 1.4471 | 44.0127 | 1 | 0 | 44.0127 |  | 44.0127 | 0
49.6534 | 0 | 586.0107 | 586.0107 | 1 |  | 15:11 | 24 |  | 580.2868 | 0 | 586.0107 | 49.6559 | 49.6544 | -0.005184 | -0.23284 | 585.7779 |  | 30.4399 | 0 | 30.4399 | 49.5 | 1.4467 | 44.0363 | 1 | 0 | 44.0363 |  | 44.0363 | 0
49.6534 | 0 | 586.0107 | 586.0107 | 1 |  | 15:11 | 24.02 |  | 580.2884 | 0 | 586.0107 | 49.6557 | 49.6543 | -0.0046656 | -0.20956 | 585.8011 |  | 30.4631 | 0 | 30.4631 | 49.5 | 1.4463 | 44.0575 | 1 | 0 | 44.0575 |  | 44.0575 | 0
49.6534 | 0 | 585.3596 | 585.3596 | 1 |  | 15:11 | 24.04 |  | 580.29 | 0 | 585.3596 | 49.6554 | 49.6542 | -0.0041991 | -0.1886 | 585.171 |  | 29.833 | 0 | 29.833 | 49.5 | 1.4459 | 43.1352 | 1 | 0 | 43.1352 |  | 43.1352 | 0
49.6534 | 0 | 586.0107 | 586.0107 | 1 |  | 15:11 | 24.06 |  | 580.2917 | 0 | 586.0107 | 49.6552 | 49.6541 | -0.0037792 | -0.16974 | 585.841 |  | 30.503 | 0 | 30.503 | 49.5 | 1.4456 | 44.0938 | 1 | 0 | 44.0938 |  | 44.0938 | 0
49.6534 | 0 | 585.6852 | 585.6852 | 1 |  | 15:11 | 24.08 |  | 580.2933 | 0 | 585.6852 | 49.6551 | 49.654 | -0.0034012 | -0.15277 | 585.5324 |  | 30.1944 | 0 | 30.1944 | 49.5 | 1.4453 | 43.6388 | 1 | 0 | 43.6388 |  | 43.6388 | 0
49.6534 | 0 | 586.0107 | 586.0107 | 1 |  | 15:11 | 24.1 |  | 580.2949 | 0 | 586.0107 | 49.6549 | 49.654 | -0.0030611 | -0.13749 | 585.8732 |  | 30.5352 | 0 | 30.5352 | 49.5 | 1.445 | 44.1231 | 1 | 0 | 44.1231 |  | 44.1231 | 0
49.6534 | 0 | 586.0107 | 586.0107 | 1 |  | 15:11 | 24.12 |  | 580.2966 | 0 | 586.0107 | 49.6547 | 49.6539 | -0.002755 | -0.12374 | 585.887 |  | 30.549 | 0 | 30.549 | 49.5 | 1.4448 | 44.1356 | 1 | 0 | 44.1356 |  | 44.1356 | 0
49.6534 | 0 | 586.6619 | 586.6619 | 1 |  | 15:11 | 24.14 |  | 580.2982 | 0 | 586.6619 | 49.6546 | 49.6539 | -0.0024795 | -0.11137 | 586.5505 |  | 31.2125 | 0 | 31.2125 | 49.5 | 1.4445 | 45.0876 | 1 | 0 | 45.0876 |  | 45.0876 | 0
49.6534 | 0 | 586.3363 | 586.3363 | 1 |  | 15:11 | 24.16 |  | 580.2998 | 0 | 586.3363 | 49.6545 | 49.6538 | -0.0022316 | -0.10023 | 586.2361 |  | 30.8981 | 0 | 30.8981 | 49.5 | 1.4443 | 44.6273 | 1 | 0 | 44.6273 |  | 44.6273 | 0
49.6534 | 0 | 586.9874 | 586.9874 | 1 |  | 15:11 | 24.18 |  | 580.3014 | 0 | 586.9874 | 49.6544 | 49.6538 | -0.0055084 | -0.24741 | 586.74 |  | 31.402 | 0 | 31.402 | 49.5 | 1.4442 | 45.3496 | 1 | 0 | 45.3496 |  | 45.3496 | 0
49.6534 | 0 | 586.9874 | 586.9874 | 1 |  | 15:11 | 24.2 |  | 580.3031 | 0 | 586.9874 | 49.6543 | 49.6537 | -0.010208 | -0.45848 | 586.5289 |  | 31.1909 | 0 | 31.1909 | 49.5 | 1.444 | 45.0399 | 1 | 0 | 45.0399 |  | 45.0399 | 0
49.6534 | 0 | 586.9874 | 586.9874 | 1 |  | 15:11 | 24.22 |  | 580.3047 | 0 | 586.9874 | 49.6542 | 49.6534 | -0.014437 | -0.64843 | 586.339 |  | 31.001 | 0 | 31.001 | 49.5 | 1.4424 | 44.716 | 1 | 0 | 44.716 |  | 44.716 | 0
49.6534 | 0 | 586.6619 | 586.6619 | 1 |  | 15:11 | 24.24 |  | 580.3063 | 0 | 586.6619 | 49.6541 | 49.653 | -0.016493 | -0.74079 | 585.9211 |  | 30.5831 | 0 | 30.5831 | 49.5 | 1.441 | 44.0693 | 1 | 0 | 44.0693 |  | 44.0693 | 0
49.6534 | 0 | 586.3363 | 586.3363 | 1 |  | 15:11 | 24.26 |  | 580.308 | 0 | 586.3363 | 49.654 | 49.6527 | -0.014844 | -0.66671 | 585.6696 |  | 30.3316 | 0 | 30.3316 | 49.5 | 1.4397 | 43.6677 | 1 | 0 | 43.6677 |  | 43.6677 | 0
49.6534 | 0 | 586.9874 | 586.9874 | 1 |  | 15:11 | 24.28 |  | 580.3096 | 0 | 586.9874 | 49.654 | 49.6524 | -0.013359 | -0.60004 | 586.3874 |  | 31.0494 | 0 | 31.0494 | 49.5 | 1.4385 | 44.6651 | 1 | 0 | 44.6651 |  | 44.6651 | 0
49.6534 | 0 | 586.9874 | 586.9874 | 1 |  | 15:11 | 24.3 |  | 580.3112 | 0 | 586.9874 | 49.6539 | 49.6522 | -0.012023 | -0.54004 | 586.4474 |  | 31.1094 | 0 | 31.1094 | 49.5 | 1.4375 | 44.7189 | 1 | 0 | 44.7189 |  | 44.7189 | 0
49.6534 | 0 | 586.9874 | 586.9874 | 1 |  | 15:11 | 24.32 |  | 580.3129 | 0 | 586.9874 | 49.6539 | 49.6519 | -0.010821 | -0.48603 | 586.5014 |  | 31.1634 | 0 | 31.1634 | 49.5 | 1.4365 | 44.7674 | 1 | 0 | 44.7674 |  | 44.7674 | 0
49.6534 | 0 | 586.9874 | 586.9874 | 1 |  | 15:11 | 24.34 |  | 580.3145 | 0 | 586.9874 | 49.6538 | 49.6517 | -0.009739 | -0.43743 | 586.55 |  | 31.212 | 0 | 31.212 | 49.5 | 1.4357 | 44.8109 | 1 | 0 | 44.8109 |  | 44.8109 | 0
49.6534 | 0 | 586.9874 | 586.9874 | 1 |  | 15:11 | 24.36 |  | 580.3161 | 0 | 586.9874 | 49.6538 | 49.6516 | -0.0087651 | -0.39369 | 586.5937 |  | 31.2557 | 0 | 31.2557 | 49.5 | 1.4349 | 44.8501 | 1 | 0 | 44.8501 |  | 44.8501 | 0
49.6534 | 0 | 586.9874 | 586.9874 | 1 |  | 15:11 | 24.38 |  | 580.3177 | 0 | 586.9874 | 49.6537 | 49.6514 | -0.0078886 | -0.35432 | 586.6331 |  | 31.2951 | 0 | 31.2951 | 49.5 | 1.4343 | 44.8853 | 1 | 0 | 44.8853 |  | 44.8853 | 0
49.6499 | 0 | 586.3363 | 586.3363 | 1 |  | 15:11 | 24.4 |  | 580.3194 | 0 | 586.3363 | 49.6534 | 49.6512 | -0.0070997 | -0.31886 | 586.0174 |  | 30.6794 | 0 | 30.6794 | 49.5 | 1.4336 | 43.9835 | 1 | 0 | 43.9835 |  | 43.9835 | 0
49.6499 | 0 | 586.9874 | 586.9874 | 1 |  | 15:11 | 24.42 |  | 580.321 | 0 | 586.9874 | 49.653 | 49.6511 | -0.0063898 | -0.28698 | 586.7004 |  | 31.3624 | 0 | 31.3624 | 49.5 | 1.4331 | 44.9454 | 1 | 0 | 44.9454 |  | 44.9454 | 0
49.6499 | 0 | 586.0107 | 586.0107 | 1 |  | 15:11 | 24.44 |  | 580.3226 | 0 | 586.0107 | 49.6527 | 49.651 | -0.0057508 | -0.25828 | 585.7524 |  | 30.4144 | 0 | 30.4144 | 49.5 | 1.4326 | 43.5718 | 1 | 0 | 43.5718 |  | 43.5718 | 0
49.6499 | 0 | 586.0107 | 586.0107 | 1 |  | 15:11 | 24.46 |  | 580.3243 | 0 | 586.0107 | 49.6524 | 49.6509 | -0.0051757 | -0.23245 | 585.7782 |  | 30.4402 | 0 | 30.4402 | 49.5 | 1.4322 | 43.5952 | 1 | 0 | 43.5952 |  | 43.5952 | 0
49.6499 | 0 | 586.0107 | 586.0107 | 1 |  | 15:11 | 24.48 |  | 580.3259 | 0 | 586.0107 | 49.6522 | 49.6508 | -0.0046581 | -0.20921 | 585.8015 |  | 30.4635 | 0 | 30.4635 | 49.5 | 1.4318 | 43.6163 | 1 | 0 | 43.6163 |  | 43.6163 | 0
49.6499 | 0 | 586.3363 | 586.3363 | 1 |  | 15:11 | 24.5 |  | 580.3275 | 0 | 586.3363 | 49.6519 | 49.6507 | -0.0041923 | -0.18829 | 586.148 |  | 30.81 | 0 | 30.81 | 49.5 | 1.4314 | 44.1013 | 1 | 0 | 44.1013 |  | 44.1013 | 0
49.6499 | 0 | 586.9874 | 586.9874 | 1 |  | 15:11 | 24.52 |  | 580.3292 | 0 | 586.9874 | 49.6517 | 49.6506 | -0.0037731 | -0.16946 | 586.8179 |  | 31.4799 | 0 | 31.4799 | 49.5 | 1.4311 | 45.0501 | 1 | 0 | 45.0501 |  | 45.0501 | 0
49.6499 | 0 | 586.9874 | 586.9874 | 1 |  | 15:11 | 24.54 |  | 580.3308 | 0 | 586.9874 | 49.6516 | 49.6505 | -0.0033958 | -0.15251 | 586.8349 |  | 31.4969 | 0 | 31.4969 | 49.5 | 1.4308 | 45.0652 | 1 | 0 | 45.0652 |  | 45.0652 | 0
49.6499 | 0 | 586.9874 | 586.9874 | 1 |  | 15:11 | 24.56 |  | 580.3324 | 0 | 586.9874 | 49.6514 | 49.6505 | -0.0030562 | -0.13726 | 586.8501 |  | 31.5121 | 0 | 31.5121 | 49.5 | 1.4305 | 45.0787 | 1 | 0 | 45.0787 |  | 45.0787 | 0
49.6499 | 0 | 586.9874 | 586.9874 | 1 |  | 15:11 | 24.58 |  | 580.334 | 0 | 586.9874 | 49.6512 | 49.6504 | -0.0027506 | -0.12353 | 586.8639 |  | 31.5259 | 0 | 31.5259 | 49.5 | 1.4303 | 45.0909 | 1 | 0 | 45.0909 |  | 45.0909 | 0
49.6499 | 0 | 586.6619 | 586.6619 | 1 |  | 15:11 | 24.6 |  | 580.3357 | 0 | 586.6619 | 49.6511 | 49.6504 | -0.0024755 | -0.11118 | 586.5507 |  | 31.2127 | 0 | 31.2127 | 49.5 | 1.4301 | 44.6364 | 1 | 0 | 44.6364 |  | 44.6364 | 0
49.6499 | 0 | 586.0107 | 586.0107 | 1 |  | 15:11 | 24.62 |  | 580.3373 | 0 | 586.0107 | 49.651 | 49.6503 | -0.002228 | -0.10006 | 585.9106 |  | 30.5726 | 0 | 30.5726 | 49.5 | 1.4299 | 43.7152 | 1 | 0 | 43.7152 |  | 43.7152 | 0
49.6499 | 0 | 586.0107 | 586.0107 | 1 |  | 15:11 | 24.64 |  | 580.3389 | 0 | 586.0107 | 49.6509 | 49.6503 | -0.0020052 | -0.090057 | 585.9206 |  | 30.5826 | 0 | 30.5826 | 49.5 | 1.4297 | 43.7242 | 1 | 0 | 43.7242 |  | 43.7242 | 0
49.6499 | 0 | 586.6619 | 586.6619 | 1 |  | 15:11 | 24.66 |  | 580.3406 | 0 | 586.6619 | 49.6508 | 49.6502 | -0.0018047 | -0.081051 | 586.5808 |  | 31.2428 | 0 | 31.2428 | 49.5 | 1.4296 | 44.6633 | 1 | 0 | 44.6633 |  | 44.6633 | 0
49.6499 | 0 | 586.9874 | 586.9874 | 1 |  | 15:11 | 24.68 |  | 580.3422 | 0 | 586.9874 | 49.6507 | 49.6502 | -0.0016242 | -0.072946 | 586.9145 |  | 31.5765 | 0 | 31.5765 | 49.5 | 1.4294 | 45.1358 | 1 | 0 | 45.1358 |  | 45.1358 | 0
49.6499 | 0 | 586.9874 | 586.9874 | 1 |  | 15:11 | 24.7 |  | 580.3438 | 0 | 586.9874 | 49.6506 | 49.6502 | -0.0014618 | -0.065651 | 586.9217 |  | 31.5837 | 0 | 31.5837 | 49.5 | 1.4293 | 45.1423 | 1 | 0 | 45.1423 |  | 45.1423 | 0
49.6499 | 0 | 586.9874 | 586.9874 | 1 |  | 15:11 | 24.72 |  | 580.3455 | 0 | 586.9874 | 49.6505 | 49.6501 | -0.0013156 | -0.059086 | 586.9283 |  | 31.5903 | 0 | 31.5903 | 49.5 | 1.4292 | 45.1481 | 1 | 0 | 45.1481 |  | 45.1481 | 0
49.6499 | 0 | 587.313 | 587.313 | 1 |  | 15:11 | 24.74 |  | 580.3471 | 0 | 587.313 | 49.6505 | 49.6501 | -0.004684 | -0.21037 | 587.1026 |  | 31.7646 | 0 | 31.7646 | 49.5 | 1.4291 | 45.394 | 1 | 0 | 45.394 |  | 45.394 | 0
49.6499 | 0 | 587.313 | 587.313 | 1 |  | 15:11 | 24.76 |  | 580.3487 | 0 | 587.313 | 49.6504 | 49.6501 | -0.0094656 | -0.42512 | 586.8879 |  | 31.5499 | 0 | 31.5499 | 49.5 | 1.429 | 45.0843 | 1 | 0 | 45.0843 |  | 45.0843 | 0
49.6499 | 0 | 586.9874 | 586.9874 | 1 |  | 15:11 | 24.78 |  | 580.3503 | 0 | 586.9874 | 49.6504 | 49.6497 | -0.013769 | -0.6184 | 586.369 |  | 31.031 | 0 | 31.031 | 49.5 | 1.4275 | 44.2959 | 1 | 0 | 44.2959 |  | 44.2959 | 0
49.6499 | 0 | 587.313 | 587.313 | 1 |  | 15:11 | 24.8 |  | 580.352 | 0 | 587.313 | 49.6503 | 49.6494 | -0.015892 | -0.71375 | 586.5992 |  | 31.2612 | 0 | 31.2612 | 49.5 | 1.4261 | 44.5822 | 1 | 0 | 44.5822 |  | 44.5822 | 0
49.6499 | 0 | 586.9874 | 586.9874 | 1 |  | 15:11 | 24.82 |  | 580.3536 | 0 | 586.9874 | 49.6503 | 49.6491 | -0.014303 | -0.64238 | 586.345 |  | 31.007 | 0 | 31.007 | 49.5 | 1.4249 | 44.1819 | 1 | 0 | 44.1819 |  | 44.1819 | 0
49.6499 | 0 | 586.9874 | 586.9874 | 1 |  | 15:11 | 24.84 |  | 580.3552 | 0 | 586.9874 | 49.6502 | 49.6488 | -0.012873 | -0.57814 | 586.4093 |  | 31.0713 | 0 | 31.0713 | 49.5 | 1.4238 | 44.2394 | 1 | 0 | 44.2394 |  | 44.2394 | 0
49.6499 | 0 | 586.9874 | 586.9874 | 1 |  | 15:11 | 24.86 |  | 580.3569 | 0 | 586.9874 | 49.6502 | 49.6486 | -0.011585 | -0.52032 | 586.4671 |  | 31.1291 | 0 | 31.1291 | 49.5 | 1.4228 | 44.2911 | 1 | 0 | 44.2911 |  | 44.2911 | 0
49.6499 | 0 | 586.9874 | 586.9874 | 1 |  | 15:11 | 24.88 |  | 580.3585 | 0 | 586.9874 | 49.6502 | 49.6484 | -0.010427 | -0.46829 | 586.5191 |  | 31.1811 | 0 | 31.1811 | 49.5 | 1.4219 | 44.3376 | 1 | 0 | 44.3376 |  | 44.3376 | 0
49.6499 | 0 | 586.9874 | 586.9874 | 1 |  | 15:11 | 24.9 |  | 580.3601 | 0 | 586.9874 | 49.6501 | 49.6482 | -0.0093842 | -0.42146 | 586.5659 |  | 31.2279 | 0 | 31.2279 | 49.5 | 1.4211 | 44.3793 | 1 | 0 | 44.3793 |  | 44.3793 | 0
49.6499 | 0 | 586.9874 | 586.9874 | 1 |  | 15:11 | 24.92 |  | 580.3618 | 0 | 586.9874 | 49.6501 | 49.648 | -0.011846 | -0.53202 | 586.4554 |  | 31.1174 | 0 | 31.1174 | 49.5 | 1.4204 | 44.2 | 1 | 0 | 44.2 |  | 44.2 | 0
49.6499 | 0 | 586.9874 | 586.9874 | 1 |  | 15:11 | 24.94 |  | 580.3634 | 0 | 586.9874 | 49.6501 | 49.6478 | -0.015761 | -0.70787 | 586.2795 |  | 30.9415 | 0 | 30.9415 | 49.5 | 1.4198 | 43.9303 | 1 | 0 | 43.9303 |  | 43.9303 | 0
49.6464 | 0 | 587.6385 | 587.6385 | 1 |  | 15:11 | 24.96 |  | 580.365 | 0 | 587.6385 | 49.6497 | 49.6474 | -0.019285 | -0.86607 | 586.7724 |  | 31.4344 | 0 | 31.4344 | 49.5 | 1.4178 | 44.5689 | 1 | 0 | 44.5689 |  | 44.5689 | 0
49.6464 | 0 | 587.313 | 587.313 | 1 |  | 15:11 | 24.98 |  | 580.3666 | 0 | 587.313 | 49.6494 | 49.6469 | -0.020757 | -0.93215 | 586.3808 |  | 31.0428 | 0 | 31.0428 | 49.5 | 1.4161 | 43.9595 | 1 | 0 | 43.9595 |  | 43.9595 | 0
49.6464 | 0 | 586.9874 | 586.9874 | 1 |  | 15:11 | 25 |  | 580.3683 | 0 | 586.9874 | 49.6491 | 49.6465 | -0.018681 | -0.83894 | 586.1485 |  | 30.8105 | 0 | 30.8105 | 49.5 | 1.4145 | 43.5821 | 1 | 0 | 43.5821 |  | 43.5821 | 0
49.6464 | 0 | 586.9874 | 586.9874 | 1 |  | 15:11 | 25.02 |  | 580.3699 | 0 | 586.9874 | 49.6488 | 49.6462 | -0.016813 | -0.75505 | 586.2324 |  | 30.8944 | 0 | 30.8944 | 49.5 | 1.4131 | 43.6572 | 1 | 0 | 43.6572 |  | 43.6572 | 0
49.6464 | 0 | 586.9874 | 586.9874 | 1 |  | 15:11 | 25.04 |  | 580.3715 | 0 | 586.9874 | 49.6486 | 49.6459 | -0.015132 | -0.67954 | 586.3079 |  | 30.9699 | 0 | 30.9699 | 49.5 | 1.4118 | 43.7247 | 1 | 0 | 43.7247 |  | 43.7247 | 0
49.6464 | 0 | 586.9874 | 586.9874 | 1 |  | 15:11 | 25.06 |  | 580.3732 | 0 | 586.9874 | 49.6484 | 49.6456 | -0.013618 | -0.61159 | 586.3758 |  | 31.0378 | 0 | 31.0378 | 49.5 | 1.4107 | 43.7854 | 1 | 0 | 43.7854 |  | 43.7854 | 0
49.6464 | 0 | 586.9874 | 586.9874 | 1 |  | 15:11 | 25.08 |  | 580.3748 | 0 | 586.9874 | 49.6482 | 49.6453 | -0.012257 | -0.55043 | 586.437 |  | 31.099 | 0 | 31.099 | 49.5 | 1.4097 | 43.8399 | 1 | 0 | 43.8399 |  | 43.8399 | 0
49.6464 | 0 | 586.9874 | 586.9874 | 1 |  | 15:11 | 25.1 |  | 580.3764 | 0 | 586.9874 | 49.648 | 49.6451 | -0.011031 | -0.49539 | 586.492 |  | 31.154 | 0 | 31.154 | 49.5 | 1.4088 | 43.8889 | 1 | 0 | 43.8889 |  | 43.8889 | 0
49.6464 | 0 | 586.9874 | 586.9874 | 1 |  | 15:11 | 25.12 |  | 580.3781 | 0 | 586.9874 | 49.6478 | 49.6449 | -0.0099278 | -0.44585 | 586.5416 |  | 31.2035 | 0 | 31.2035 | 49.5 | 1.4079 | 43.9329 | 1 | 0 | 43.9329 |  | 43.9329 | 0
49.643 | 0 | 586.9874 | 586.9874 | 1 |  | 15:11 | 25.14 |  | 580.3797 | 0 | 586.9874 | 49.6474 | 49.6447 | -0.008935 | -0.40123 | 586.5862 |  | 31.2482 | 0 | 31.2482 | 49.5 | 1.4072 | 43.9725 | 1 | 0 | 43.9725 |  | 43.9725 | 0
49.643 | 0 | 586.9874 | 586.9874 | 1 |  | 15:11 | 25.16 |  | 580.3813 | 0 | 586.9874 | 49.6469 | 49.6445 | -0.0080415 | -0.36111 | 586.6263 |  | 31.2883 | 0 | 31.2883 | 49.5 | 1.4065 | 44.0081 | 1 | 0 | 44.0081 |  | 44.0081 | 0
49.643 | 0 | 586.9874 | 586.9874 | 1 |  | 15:11 | 25.18 |  | 580.3829 | 0 | 586.9874 | 49.6465 | 49.6444 | -0.0072374 | -0.325 | 586.6624 |  | 31.3244 | 0 | 31.3244 | 49.5 | 1.4059 | 44.0401 | 1 | 0 | 44.0401 |  | 44.0401 | 0
49.643 | 0 | 587.313 | 587.313 | 1 |  | 15:11 | 25.2 |  | 580.3846 | 0 | 587.313 | 49.6462 | 49.6442 | -0.0065136 | -0.2925 | 587.0205 |  | 31.6825 | 0 | 31.6825 | 49.5 | 1.4054 | 44.5265 | 1 | 0 | 44.5265 |  | 44.5265 | 0
49.643 | 0 | 586.9874 | 586.9874 | 1 |  | 15:11 | 25.22 |  | 580.3862 | 0 | 586.9874 | 49.6459 | 49.6441 | -0.0058623 | -0.26325 | 586.7242 |  | 31.3861 | 0 | 31.3861 | 49.5 | 1.4049 | 44.0948 | 1 | 0 | 44.0948 |  | 44.0948 | 0
49.643 | 0 | 587.6385 | 587.6385 | 1 |  | 15:11 | 25.24 |  | 580.3878 | 0 | 587.6385 | 49.6456 | 49.644 | -0.005276 | -0.23692 | 587.4016 |  | 32.0636 | 0 | 32.0636 | 49.5 | 1.4045 | 45.0325 | 1 | 0 | 45.0325 |  | 45.0325 | 0
49.643 | 0 | 587.9641 | 587.9641 | 1 |  | 15:11 | 25.26 |  | 580.3895 | 0 | 587.9641 | 49.6453 | 49.6439 | -0.0047484 | -0.21323 | 587.7509 |  | 32.4129 | 0 | 32.4129 | 49.5 | 1.4041 | 45.5104 | 1 | 0 | 45.5104 |  | 45.5104 | 0
49.643 | 0 | 587.9641 | 587.9641 | 1 |  | 15:11 | 25.28 |  | 580.3911 | 0 | 587.9641 | 49.6451 | 49.6438 | -0.0042736 | -0.19191 | 587.7722 |  | 32.4342 | 0 | 32.4342 | 49.5 | 1.4037 | 45.5288 | 1 | 0 | 45.5288 |  | 45.5288 | 0
49.643 | 0 | 587.9641 | 587.9641 | 1 |  | 15:11 | 25.3 |  | 580.3927 | 0 | 587.9641 | 49.6449 | 49.6437 | -0.0038462 | -0.17272 | 587.7914 |  | 32.4534 | 0 | 32.4534 | 49.5 | 1.4034 | 45.5455 | 1 | 0 | 45.5455 |  | 45.5455 | 0
49.643 | 0 | 587.9641 | 587.9641 | 1 |  | 15:11 | 25.32 |  | 580.3944 | 0 | 587.9641 | 49.6447 | 49.6437 | -0.0034616 | -0.15545 | 587.8087 |  | 32.4706 | 0 | 32.4706 | 49.5 | 1.4031 | 45.5604 | 1 | 0 | 45.5604 |  | 45.5604 | 0
49.643 | 0 | 587.9641 | 587.9641 | 1 |  | 15:11 | 25.34 |  | 580.396 | 0 | 587.9641 | 49.6445 | 49.6436 | -0.0031154 | -0.1399 | 587.8242 |  | 32.4862 | 0 | 32.4862 | 49.5 | 1.4029 | 45.5739 | 1 | 0 | 45.5739 |  | 45.5739 | 0
49.643 | 0 | 587.9641 | 587.9641 | 1 |  | 15:11 | 25.36 |  | 580.3976 | 0 | 587.9641 | 49.6444 | 49.6435 | -0.0028039 | -0.12591 | 587.8382 |  | 32.5002 | 0 | 32.5002 | 49.5 | 1.4026 | 45.586 | 1 | 0 | 45.586 |  | 45.586 | 0
49.643 | 0 | 587.9641 | 587.9641 | 1 |  | 15:11 | 25.38 |  | 580.3992 | 0 | 587.9641 | 49.6442 | 49.6435 | -0.0025235 | -0.11332 | 587.8508 |  | 32.5128 | 0 | 32.5128 | 49.5 | 1.4024 | 45.5969 | 1 | 0 | 45.5969 |  | 45.5969 | 0
49.643 | 0 | 587.9641 | 587.9641 | 1 |  | 15:11 | 25.4 |  | 580.4009 | 0 | 587.9641 | 49.6441 | 49.6434 | -0.0057712 | -0.25916 | 587.7049 |  | 32.3669 | 0 | 32.3669 | 49.5 | 1.4022 | 45.3863 | 1 | 0 | 45.3863 |  | 45.3863 | 0
49.643 | 0 | 587.9641 | 587.9641 | 1 |  | 15:11 | 25.42 |  | 580.4025 | 0 | 587.9641 | 49.644 | 49.6434 | -0.010444 | -0.469 | 587.4951 |  | 32.1571 | 0 | 32.1571 | 49.5 | 1.4021 | 45.0866 | 1 | 0 | 45.0866 |  | 45.0866 | 0
49.643 | 0 | 587.9641 | 587.9641 | 1 |  | 15:11 | 25.44 |  | 580.4041 | 0 | 587.9641 | 49.6439 | 49.643 | -0.01465 | -0.65785 | 587.3062 |  | 31.9682 | 0 | 31.9682 | 49.5 | 1.4005 | 44.7731 | 1 | 0 | 44.7731 |  | 44.7731 | 0
49.643 | 0 | 587.9641 | 587.9641 | 1 |  | 15:11 | 25.46 |  | 580.4058 | 0 | 587.9641 | 49.6438 | 49.6426 | -0.016685 | -0.74924 | 587.2149 |  | 31.8769 | 0 | 31.8769 | 49.5 | 1.3992 | 44.6014 | 1 | 0 | 44.6014 |  | 44.6014 | 0
49.643 | 0 | 588.2897 | 588.2897 | 1 |  | 15:11 | 25.48 |  | 580.4074 | 0 | 588.2897 | 49.6437 | 49.6423 | -0.015016 | -0.67432 | 587.6154 |  | 32.2774 | 0 | 32.2774 | 49.5 | 1.3979 | 45.1221 | 1 | 0 | 45.1221 |  | 45.1221 | 0
49.643 | 0 | 588.2897 | 588.2897 | 1 |  | 15:11 | 25.5 |  | 580.409 | 0 | 588.2897 | 49.6437 | 49.642 | -0.013515 | -0.60688 | 587.6828 |  | 32.3448 | 0 | 32.3448 | 49.5 | 1.3968 | 45.1805 | 1 | 0 | 45.1805 |  | 45.1805 | 0
49.643 | 0 | 587.9641 | 587.9641 | 1 |  | 15:11 | 25.52 |  | 580.4107 | 0 | 587.9641 | 49.6436 | 49.6418 | -0.012163 | -0.5462 | 587.4179 |  | 32.0799 | 0 | 32.0799 | 49.5 | 1.3958 | 44.7786 | 1 | 0 | 44.7786 |  | 44.7786 | 0
49.643 | 0 | 587.6385 | 587.6385 | 1 |  | 15:11 | 25.54 |  | 580.4123 | 0 | 587.6385 | 49.6435 | 49.6416 | -0.010947 | -0.49158 | 587.1469 |  | 31.8089 | 0 | 31.8089 | 49.5 | 1.395 | 44.3719 | 1 | 0 | 44.3719 |  | 44.3719 | 0
49.643 | 0 | 587.9641 | 587.9641 | 1 |  | 15:11 | 25.56 |  | 580.4139 | 0 | 587.9641 | 49.6435 | 49.6414 | -0.0098521 | -0.44242 | 587.5217 |  | 32.1837 | 0 | 32.1837 | 49.5 | 1.3941 | 44.8689 | 1 | 0 | 44.8689 |  | 44.8689 | 0
49.643 | 0 | 587.9641 | 587.9641 | 1 |  | 15:11 | 25.58 |  | 580.4155 | 0 | 587.9641 | 49.6434 | 49.6412 | -0.0088669 | -0.39818 | 587.5659 |  | 32.2279 | 0 | 32.2279 | 49.5 | 1.3934 | 44.9073 | 1 | 0 | 44.9073 |  | 44.9073 | 0
49.643 | 0 | 587.6385 | 587.6385 | 1 |  | 15:11 | 25.6 |  | 580.4172 | 0 | 587.6385 | 49.6434 | 49.641 | -0.0079802 | -0.35836 | 587.2801 |  | 31.9421 | 0 | 31.9421 | 49.5 | 1.3928 | 44.4883 | 1 | 0 | 44.4883 |  | 44.4883 | 0
49.6395 | 0 | 587.9641 | 587.9641 | 1 |  | 15:11 | 25.62 |  | 580.4188 | 0 | 587.9641 | 49.643 | 49.6409 | -0.0071822 | -0.3225 | 587.6416 |  | 32.3036 | 0 | 32.3036 | 49.5 | 1.3922 | 44.9729 | 1 | 0 | 44.9729 |  | 44.9729 | 0
49.6395 | 0 | 587.9641 | 587.9641 | 1 |  | 15:11 | 25.64 |  | 580.4204 | 0 | 587.9641 | 49.6426 | 49.6407 | -0.006464 | -0.29025 | 587.6738 |  | 32.3358 | 0 | 32.3358 | 49.5 | 1.3917 | 45.0008 | 1 | 0 | 45.0008 |  | 45.0008 | 0
49.6395 | 0 | 587.9641 | 587.9641 | 1 |  | 15:11 | 25.66 |  | 580.4221 | 0 | 587.9641 | 49.6423 | 49.6406 | -0.0058176 | -0.26123 | 587.7029 |  | 32.3649 | 0 | 32.3649 | 49.5 | 1.3912 | 45.0259 | 1 | 0 | 45.0259 |  | 45.0259 | 0
49.6395 | 0 | 587.9641 | 587.9641 | 1 |  | 15:11 | 25.68 |  | 580.4237 | 0 | 587.9641 | 49.642 | 49.6405 | -0.0052358 | -0.2351 | 587.729 |  | 32.391 | 0 | 32.391 | 49.5 | 1.3908 | 45.0485 | 1 | 0 | 45.0485 |  | 45.0485 | 0
49.6395 | 0 | 587.9641 | 587.9641 | 1 |  | 15:11 | 25.7 |  | 580.4253 | 0 | 587.9641 | 49.6418 | 49.6404 | -0.0047122 | -0.21159 | 587.7525 |  | 32.4145 | 0 | 32.4145 | 49.5 | 1.3904 | 45.0688 | 1 | 0 | 45.0688 |  | 45.0688 | 0
49.6395 | 0 | 587.9641 | 587.9641 | 1 |  | 15:11 | 25.72 |  | 580.427 | 0 | 587.9641 | 49.6416 | 49.6403 | -0.004241 | -0.19043 | 587.7737 |  | 32.4357 | 0 | 32.4357 | 49.5 | 1.39 | 45.0871 | 1 | 0 | 45.0871 |  | 45.0871 | 0
49.6395 | 0 | 587.9641 | 587.9641 | 1 |  | 15:11 | 25.74 |  | 580.4286 | 0 | 587.9641 | 49.6414 | 49.6402 | -0.0038169 | -0.17139 | 587.7927 |  | 32.4547 | 0 | 32.4547 | 49.5 | 1.3897 | 45.1035 | 1 | 0 | 45.1035 |  | 45.1035 | 0
49.6395 | 0 | 587.9641 | 587.9641 | 1 |  | 15:11 | 25.76 |  | 580.4302 | 0 | 587.9641 | 49.6412 | 49.6401 | -0.0034352 | -0.15425 | 587.8098 |  | 32.4718 | 0 | 32.4718 | 49.5 | 1.3895 | 45.1183 | 1 | 0 | 45.1183 |  | 45.1183 | 0
49.6395 | 0 | 587.6385 | 587.6385 | 1 |  | 15:11 | 25.78 |  | 580.4318 | 0 | 587.6385 | 49.641 | 49.6401 | -0.0064917 | -0.2915 | 587.347 |  | 32.009 | 0 | 32.009 | 49.5 | 1.3892 | 44.4672 | 1 | 0 | 44.4672 |  | 44.4672 | 0
49.6395 | 0 | 587.9641 | 587.9641 | 1 |  | 15:11 | 25.8 |  | 580.4335 | 0 | 587.9641 | 49.6409 | 49.64 | -0.010943 | -0.49135 | 587.4728 |  | 32.1347 | 0 | 32.1347 | 49.5 | 1.389 | 44.6347 | 1 | 0 | 44.6347 |  | 44.6347 | 0
49.6395 | 0 | 587.9641 | 587.9641 | 1 |  | 15:11 | 25.82 |  | 580.4351 | 0 | 587.9641 | 49.6407 | 49.6396 | -0.014948 | -0.67122 | 587.2929 |  | 31.9549 | 0 | 31.9549 | 49.5 | 1.3875 | 44.3365 | 1 | 0 | 44.3365 |  | 44.3365 | 0
49.6395 | 0 | 588.2897 | 588.2897 | 1 |  | 15:11 | 25.84 |  | 580.4367 | 0 | 588.2897 | 49.6406 | 49.6393 | -0.016853 | -0.75677 | 587.5329 |  | 32.1949 | 0 | 32.1949 | 49.5 | 1.3861 | 44.6258 | 1 | 0 | 44.6258 |  | 44.6258 | 0
49.6395 | 0 | 588.2897 | 588.2897 | 1 |  | 15:11 | 25.86 |  | 580.4384 | 0 | 588.2897 | 49.6405 | 49.639 | -0.015168 | -0.68109 | 587.6086 |  | 32.2706 | 0 | 32.2706 | 49.5 | 1.3849 | 44.6913 | 1 | 0 | 44.6913 |  | 44.6913 | 0
49.6395 | 0 | 588.2897 | 588.2897 | 1 |  | 15:11 | 25.88 |  | 580.44 | 0 | 588.2897 | 49.6404 | 49.6387 | -0.013651 | -0.61298 | 587.6767 |  | 32.3387 | 0 | 32.3387 | 49.5 | 1.3838 | 44.7502 | 1 | 0 | 44.7502 |  | 44.7502 | 0
49.6395 | 0 | 588.2897 | 588.2897 | 1 |  | 15:11 | 25.9 |  | 580.4416 | 0 | 588.2897 | 49.6403 | 49.6384 | -0.012286 | -0.55168 | 587.738 |  | 32.4 | 0 | 32.4 | 49.5 | 1.3828 | 44.8031 | 1 | 0 | 44.8031 |  | 44.8031 | 0
49.6395 | 0 | 588.2897 | 588.2897 | 1 |  | 15:11 | 25.92 |  | 580.4433 | 0 | 588.2897 | 49.6402 | 49.6382 | -0.011058 | -0.49651 | 587.7932 |  | 32.4552 | 0 | 32.4552 | 49.5 | 1.3819 | 44.8506 | 1 | 0 | 44.8506 |  | 44.8506 | 0
49.6395 | 0 | 588.2897 | 588.2897 | 1 |  | 15:11 | 25.94 |  | 580.4449 | 0 | 588.2897 | 49.6401 | 49.638 | -0.0099518 | -0.44686 | 587.8428 |  | 32.5048 | 0 | 32.5048 | 49.5 | 1.3811 | 44.8934 | 1 | 0 | 44.8934 |  | 44.8934 | 0
49.6395 | 0 | 587.9641 | 587.9641 | 1 |  | 15:11 | 25.96 |  | 580.4465 | 0 | 587.9641 | 49.6401 | 49.6378 | -0.0089566 | -0.40218 | 587.5619 |  | 32.2239 | 0 | 32.2239 | 49.5 | 1.3804 | 44.4823 | 1 | 0 | 44.4823 |  | 44.4823 | 0
49.6395 | 0 | 587.9641 | 587.9641 | 1 |  | 15:11 | 25.98 |  | 580.4481 | 0 | 587.9641 | 49.64 | 49.6376 | -0.008061 | -0.36196 | 587.6021 |  | 32.2641 | 0 | 32.2641 | 49.5 | 1.3798 | 44.5171 | 1 | 0 | 44.5171 |  | 44.5171 | 0
49.6361 | 0 | 588.9408 | 588.9408 | 1 |  | 15:11 | 26 |  | 580.4498 | 0 | 588.9408 | 49.6396 | 49.6375 | -0.0072549 | -0.32574 | 588.6151 |  | 33.2771 | 0 | 33.2771 | 49.5 | 1.3792 | 45.8954 | 1 | 0 | 45.8954 |  | 45.8954 | 0
49.6361 | 0 | 588.9408 | 588.9408 | 1 |  | 15:11 | 26.02 |  | 580.4514 | 0 | 588.9408 | 49.6393 | 49.6373 | -0.0065294 | -0.29317 | 588.6476 |  | 33.3096 | 0 | 33.3096 | 49.5 | 1.3787 | 45.923 | 1 | 0 | 45.923 |  | 45.923 | 0
49.6361 | 0 | 588.2897 | 588.2897 | 1 |  | 15:11 | 26.04 |  | 580.453 | 0 | 588.2897 | 49.639 | 49.6372 | -0.0058764 | -0.26385 | 588.0259 |  | 32.6878 | 0 | 32.6878 | 49.5 | 1.3782 | 45.0505 | 1 | 0 | 45.0505 |  | 45.0505 | 0
49.6361 | 0 | 588.6152 | 588.6152 | 1 |  | 15:11 | 26.06 |  | 580.4547 | 0 | 588.6152 | 49.6387 | 49.6371 | -0.0052888 | -0.23746 | 588.3777 |  | 33.0397 | 0 | 33.0397 | 49.5 | 1.3778 | 45.5215 | 1 | 0 | 45.5215 |  | 45.5215 | 0
49.6361 | 0 | 588.6152 | 588.6152 | 1 |  | 15:11 | 26.08 |  | 580.4563 | 0 | 588.6152 | 49.6384 | 49.637 | -0.0047599 | -0.21372 | 588.4015 |  | 33.0635 | 0 | 33.0635 | 49.5 | 1.3774 | 45.5417 | 1 | 0 | 45.5417 |  | 45.5417 | 0
49.6361 | 0 | 588.9408 | 588.9408 | 1 |  | 15:11 | 26.1 |  | 580.4579 | 0 | 588.9408 | 49.6382 | 49.6369 | -0.0042839 | -0.19235 | 588.7485 |  | 33.4104 | 0 | 33.4104 | 49.5 | 1.3771 | 46.0083 | 1 | 0 | 46.0083 |  | 46.0083 | 0
49.6361 | 0 | 588.2897 | 588.2897 | 1 |  | 15:11 | 26.12 |  | 580.4596 | 0 | 588.2897 | 49.638 | 49.6368 | -0.0038555 | -0.17311 | 588.1166 |  | 32.7786 | 0 | 32.7786 | 49.5 | 1.3768 | 45.1281 | 1 | 0 | 45.1281 |  | 45.1281 | 0
49.6361 | 0 | 587.9641 | 587.9641 | 1 |  | 15:11 | 26.14 |  | 580.4612 | 0 | 587.9641 | 49.6378 | 49.6368 | -0.00347 | -0.1558 | 587.8083 |  | 32.4703 | 0 | 32.4703 | 49.5 | 1.3765 | 44.6947 | 1 | 0 | 44.6947 |  | 44.6947 | 0
49.6361 | 0 | 587.9641 | 587.9641 | 1 |  | 15:11 | 26.16 |  | 580.4628 | 0 | 587.9641 | 49.6376 | 49.6367 | -0.003123 | -0.14022 | 587.8239 |  | 32.4859 | 0 | 32.4859 | 49.5 | 1.3762 | 44.7081 | 1 | 0 | 44.7081 |  | 44.7081 | 0
49.6361 | 0 | 587.9641 | 587.9641 | 1 |  | 15:11 | 26.18 |  | 580.4644 | 0 | 587.9641 | 49.6375 | 49.6366 | -0.0028107 | -0.1262 | 587.8379 |  | 32.4999 | 0 | 32.4999 | 49.5 | 1.376 | 44.7201 | 1 | 0 | 44.7201 |  | 44.7201 | 0
49.6361 | 0 | 587.9641 | 587.9641 | 1 |  | 15:11 | 26.2 |  | 580.4661 | 0 | 587.9641 | 49.6373 | 49.6366 | -0.0025296 | -0.11358 | 587.8505 |  | 32.5125 | 0 | 32.5125 | 49.5 | 1.3758 | 44.731 | 1 | 0 | 44.731 |  | 44.731 | 0
49.6361 | 0 | 587.9641 | 587.9641 | 1 |  | 15:11 | 26.22 |  | 580.4677 | 0 | 587.9641 | 49.6372 | 49.6365 | -0.0022767 | -0.10222 | 587.8619 |  | 32.5239 | 0 | 32.5239 | 49.5 | 1.3756 | 44.7407 | 1 | 0 | 44.7407 |  | 44.7407 | 0
49.6361 | 0 | 588.2897 | 588.2897 | 1 |  | 15:11 | 26.24 |  | 580.4693 | 0 | 588.2897 | 49.6371 | 49.6365 | -0.002049 | -0.091999 | 588.1977 |  | 32.8597 | 0 | 32.8597 | 49.5 | 1.3755 | 45.1974 | 1 | 0 | 45.1974 |  | 45.1974 | 0
49.6361 | 0 | 587.9641 | 587.9641 | 1 |  | 15:11 | 26.26 |  | 580.471 | 0 | 587.9641 | 49.637 | 49.6364 | -0.0018441 | -0.082799 | 587.8813 |  | 32.5433 | 0 | 32.5433 | 49.5 | 1.3753 | 44.7574 | 1 | 0 | 44.7574 |  | 44.7574 | 0
49.6361 | 0 | 587.9641 | 587.9641 | 1 |  | 15:11 | 26.28 |  | 580.4726 | 0 | 587.9641 | 49.6369 | 49.6364 | -0.0016597 | -0.074519 | 587.8896 |  | 32.5516 | 0 | 32.5516 | 49.5 | 1.3752 | 44.7645 | 1 | 0 | 44.7645 |  | 44.7645 | 0
49.6361 | 0 | 587.9641 | 587.9641 | 1 |  | 15:11 | 26.3 |  | 580.4742 | 0 | 587.9641 | 49.6368 | 49.6364 | -0.0014937 | -0.067067 | 587.897 |  | 32.559 | 0 | 32.559 | 49.5 | 1.3751 | 44.7709 | 1 | 0 | 44.7709 |  | 44.7709 | 0
49.6361 | 0 | 587.9641 | 587.9641 | 1 |  | 15:11 | 26.32 |  | 580.4759 | 0 | 587.9641 | 49.6368 | 49.6364 | -0.0013443 | -0.06036 | 587.9037 |  | 32.5657 | 0 | 32.5657 | 49.5 | 1.375 | 44.7766 | 1 | 0 | 44.7766 |  | 44.7766 | 0
49.6361 | 0 | 587.9641 | 587.9641 | 1 |  | 15:11 | 26.34 |  | 580.4775 | 0 | 587.9641 | 49.6367 | 49.6363 | -0.0012099 | -0.054324 | 587.9098 |  | 32.5718 | 0 | 32.5718 | 49.5 | 1.3749 | 44.7818 | 1 | 0 | 44.7818 |  | 44.7818 | 0
49.6361 | 0 | 587.9641 | 587.9641 | 1 |  | 15:11 | 26.36 |  | 580.4791 | 0 | 587.9641 | 49.6366 | 49.6363 | -0.0010889 | -0.048892 | 587.9152 |  | 32.5772 | 0 | 32.5772 | 49.5 | 1.3748 | 44.7865 | 1 | 0 | 44.7865 |  | 44.7865 | 0
49.6361 | 0 | 587.9641 | 587.9641 | 1 |  | 15:11 | 26.38 |  | 580.4807 | 0 | 587.9641 | 49.6366 | 49.6363 | -0.00098002 | -0.044003 | 587.9201 |  | 32.5821 | 0 | 32.5821 | 49.5 | 1.3747 | 44.7907 | 1 | 0 | 44.7907 |  | 44.7907 | 0
49.6361 | 0 | 587.9641 | 587.9641 | 1 |  | 15:11 | 26.4 |  | 580.4824 | 0 | 587.9641 | 49.6365 | 49.6363 | -0.00088202 | -0.039602 | 587.9245 |  | 32.5865 | 0 | 32.5865 | 49.5 | 1.3746 | 44.7944 | 1 | 0 | 44.7944 |  | 44.7944 | 0
49.6361 | 0 | 587.9641 | 587.9641 | 1 |  | 15:11 | 26.42 |  | 580.484 | 0 | 587.9641 | 49.6365 | 49.6362 | -0.00079382 | -0.035642 | 587.9285 |  | 32.5905 | 0 | 32.5905 | 49.5 | 1.3746 | 44.7978 | 1 | 0 | 44.7978 |  | 44.7978 | 0
49.6361 | 0 | 588.2897 | 588.2897 | 1 |  | 15:11 | 26.44 |  | 580.4856 | 0 | 588.2897 | 49.6364 | 49.6362 | -0.00071444 | -0.032078 | 588.2576 |  | 32.9196 | 0 | 32.9196 | 49.5 | 1.3745 | 45.2484 | 1 | 0 | 45.2484 |  | 45.2484 | 0
49.6361 | 0 | 588.6152 | 588.6152 | 1 |  | 15:11 | 26.46 |  | 580.4873 | 0 | 588.6152 | 49.6364 | 49.6362 | -0.00064299 | -0.02887 | 588.5863 |  | 33.2483 | 0 | 33.2483 | 49.5 | 1.3745 | 45.6986 | 1 | 0 | 45.6986 |  | 45.6986 | 0
49.6361 | 0 | 588.6152 | 588.6152 | 1 |  | 15:11 | 26.48 |  | 580.4889 | 0 | 588.6152 | 49.6364 | 49.6362 | -0.00057869 | -0.025983 | 588.5892 |  | 33.2512 | 0 | 33.2512 | 49.5 | 1.3744 | 45.701 | 1 | 0 | 45.701 |  | 45.701 | 0
49.6361 | 0 | 588.2897 | 588.2897 | 1 |  | 15:11 | 26.5 |  | 580.4905 | 0 | 588.2897 | 49.6364 | 49.6362 | -0.00052082 | -0.023385 | 588.2663 |  | 32.9283 | 0 | 32.9283 | 49.5 | 1.3744 | 45.2558 | 1 | 0 | 45.2558 |  | 45.2558 | 0
49.6361 | 0 | 588.6152 | 588.6152 | 1 |  | 15:11 | 26.52 |  | 580.4922 | 0 | 588.6152 | 49.6363 | 49.6362 | -0.00046874 | -0.021046 | 588.5942 |  | 33.2562 | 0 | 33.2562 | 49.5 | 1.3743 | 45.7052 | 1 | 0 | 45.7052 |  | 45.7052 | 0
49.6361 | 0 | 588.2897 | 588.2897 | 1 |  | 15:11 | 26.54 |  | 580.4938 | 0 | 588.2897 | 49.6363 | 49.6362 | -0.00042187 | -0.018942 | 588.2708 |  | 32.9328 | 0 | 32.9328 | 49.5 | 1.3743 | 45.2596 | 1 | 0 | 45.2596 |  | 45.2596 | 0
49.6361 | 0 | 588.6152 | 588.6152 | 1 |  | 15:11 | 26.56 |  | 580.4954 | 0 | 588.6152 | 49.6363 | 49.6362 | -0.00037968 | -0.017048 | 588.5982 |  | 33.2601 | 0 | 33.2601 | 49.5 | 1.3743 | 45.7086 | 1 | 0 | 45.7086 |  | 45.7086 | 0
49.6361 | 0 | 587.9641 | 587.9641 | 1 |  | 15:11 | 26.58 |  | 580.497 | 0 | 587.9641 | 49.6363 | 49.6362 | -0.00034171 | -0.015343 | 587.9488 |  | 32.6108 | 0 | 32.6108 | 49.5 | 1.3742 | 44.8152 | 1 | 0 | 44.8152 |  | 44.8152 | 0
49.6361 | 0 | 588.2897 | 588.2897 | 1 |  | 15:11 | 26.6 |  | 580.4987 | 0 | 588.2897 | 49.6362 | 49.6362 | -0.00030754 | -0.013809 | 588.2759 |  | 32.9379 | 0 | 32.9379 | 49.5 | 1.3742 | 45.264 | 1 | 0 | 45.264 |  | 45.264 | 0
49.6361 | 0 | 588.9408 | 588.9408 | 1 |  | 15:11 | 26.62 |  | 580.5003 | 0 | 588.9408 | 49.6362 | 49.6362 | -0.00027679 | -0.012428 | 588.9284 |  | 33.5904 | 0 | 33.5904 | 49.5 | 1.3742 | 46.1599 | 1 | 0 | 46.1599 |  | 46.1599 | 0
49.6361 | 0 | 587.9641 | 587.9641 | 1 |  | 15:11 | 26.64 |  | 580.5019 | 0 | 587.9641 | 49.6362 | 49.6361 | -0.00024911 | -0.011185 | 587.9529 |  | 32.6149 | 0 | 32.6149 | 49.5 | 1.3742 | 44.8188 | 1 | 0 | 44.8188 |  | 44.8188 | 0
49.6361 | 0 | 587.9641 | 587.9641 | 1 |  | 15:11 | 26.66 |  | 580.5036 | 0 | 587.9641 | 49.6362 | 49.6361 | -0.0002242 | -0.010066 | 587.954 |  | 32.616 | 0 | 32.616 | 49.5 | 1.3742 | 44.8198 | 1 | 0 | 44.8198 |  | 44.8198 | 0
49.6361 | 0 | 587.9641 | 587.9641 | 1 |  | 15:11 | 26.68 |  | 580.5052 | 0 | 587.9641 | 49.6362 | 49.6361 | -0.00020178 | -0.0090598 | 587.955 |  | 32.617 | 0 | 32.617 | 49.5 | 1.3741 | 44.8206 | 1 | 0 | 44.8206 |  | 44.8206 | 0
49.6361 | 0 | 588.2897 | 588.2897 | 1 |  | 15:11 | 26.7 |  | 580.5068 | 0 | 588.2897 | 49.6362 | 49.6361 | -0.0001816 | -0.0081538 | 588.2815 |  | 32.9435 | 0 | 32.9435 | 49.5 | 1.3741 | 45.2688 | 1 | 0 | 45.2688 |  | 45.2688 | 0
49.6361 | 0 | 587.9641 | 587.9641 | 1 |  | 15:11 | 26.72 |  | 580.5085 | 0 | 587.9641 | 49.6362 | 49.6361 | -0.00016344 | -0.0073384 | 587.9568 |  | 32.6188 | 0 | 32.6188 | 49.5 | 1.3741 | 44.8221 | 1 | 0 | 44.8221 |  | 44.8221 | 0
49.6361 | 0 | 587.9641 | 587.9641 | 1 |  | 15:11 | 26.74 |  | 580.5101 | 0 | 587.9641 | 49.6362 | 49.6361 | -0.0001471 | -0.0066046 | 587.9575 |  | 32.6195 | 0 | 32.6195 | 49.5 | 1.3741 | 44.8227 | 1 | 0 | 44.8227 |  | 44.8227 | 0
49.6361 | 0 | 588.2897 | 588.2897 | 1 |  | 15:11 | 26.76 |  | 580.5117 | 0 | 588.2897 | 49.6362 | 49.6361 | -0.00013239 | -0.0059441 | 588.2838 |  | 32.9458 | 0 | 32.9458 | 49.5 | 1.3741 | 45.2707 | 1 | 0 | 45.2707 |  | 45.2707 | 0
49.6361 | 0 | 588.2897 | 588.2897 | 1 |  | 15:11 | 26.78 |  | 580.5133 | 0 | 588.2897 | 49.6362 | 49.6361 | -0.00011915 | -0.0053497 | 588.2844 |  | 32.9463 | 0 | 32.9463 | 49.5 | 1.3741 | 45.2712 | 1 | 0 | 45.2712 |  | 45.2712 | 0
49.6361 | 0 | 588.6152 | 588.6152 | 1 |  | 15:11 | 26.8 |  | 580.515 | 0 | 588.6152 | 49.6362 | 49.6361 | -0.00010723 | -0.0048147 | 588.6104 |  | 33.2724 | 0 | 33.2724 | 49.5 | 1.3741 | 45.7189 | 1 | 0 | 45.7189 |  | 45.7189 | 0
49.6361 | 0 | 588.2897 | 588.2897 | 1 |  | 15:11 | 26.82 |  | 580.5166 | 0 | 588.2897 | 49.6361 | 49.6361 | -9.651e-05 | -0.0043333 | 588.2854 |  | 32.9474 | 0 | 32.9474 | 49.5 | 1.3741 | 45.2721 | 1 | 0 | 45.2721 |  | 45.2721 | 0
49.6361 | 0 | 588.2897 | 588.2897 | 1 |  | 15:11 | 26.84 |  | 580.5182 | 0 | 588.2897 | 49.6361 | 49.6361 | -8.6859e-05 | -0.0038999 | 588.2858 |  | 32.9478 | 0 | 32.9478 | 49.5 | 1.3741 | 45.2724 | 1 | 0 | 45.2724 |  | 45.2724 | 0
49.6361 | 0 | 588.2897 | 588.2897 | 1 |  | 15:11 | 26.86 |  | 580.5199 | 0 | 588.2897 | 49.6361 | 49.6361 | -7.8173e-05 | -0.0035099 | 588.2862 |  | 32.9482 | 0 | 32.9482 | 49.5 | 1.3741 | 45.2728 | 1 | 0 | 45.2728 |  | 45.2728 | 0
49.6361 | 0 | 588.2897 | 588.2897 | 1 |  | 15:11 | 26.88 |  | 580.5215 | 0 | 588.2897 | 49.6361 | 49.6361 | -7.0356e-05 | -0.0031589 | 588.2865 |  | 32.9485 | 0 | 32.9485 | 49.5 | 1.3741 | 45.2731 | 1 | 0 | 45.2731 |  | 45.2731 | 0
49.6361 | 0 | 587.9641 | 587.9641 | 1 |  | 15:11 | 26.9 |  | 580.5231 | 0 | 587.9641 | 49.6361 | 49.6361 | -6.332e-05 | -0.0028431 | 587.9613 |  | 32.6233 | 0 | 32.6233 | 49.5 | 1.374 | 44.8259 | 1 | 0 | 44.8259 |  | 44.8259 | 0
49.6361 | 0 | 587.9641 | 587.9641 | 1 |  | 15:11 | 26.92 |  | 580.5248 | 0 | 587.9641 | 49.6361 | 49.6361 | -5.6988e-05 | -0.0025587 | 587.9615 |  | 32.6235 | 0 | 32.6235 | 49.5 | 1.374 | 44.8262 | 1 | 0 | 44.8262 |  | 44.8262 | 0
49.6361 | 0 | 587.9641 | 587.9641 | 1 |  | 15:11 | 26.94 |  | 580.5264 | 0 | 587.9641 | 49.6361 | 49.6361 | -5.1289e-05 | -0.0023029 | 587.9618 |  | 32.6238 | 0 | 32.6238 | 49.5 | 1.374 | 44.8264 | 1 | 0 | 44.8264 |  | 44.8264 | 0
49.6361 | 0 | 587.9641 | 587.9641 | 1 |  | 15:11 | 26.96 |  | 580.528 | 0 | 587.9641 | 49.6361 | 49.6361 | -4.616e-05 | -0.0020726 | 587.962 |  | 32.624 | 0 | 32.624 | 49.5 | 1.374 | 44.8266 | 1 | 0 | 44.8266 |  | 44.8266 | 0
49.6361 | 0 | 588.2897 | 588.2897 | 1 |  | 15:11 | 26.98 |  | 580.5296 | 0 | 588.2897 | 49.6361 | 49.6361 | -4.1544e-05 | -0.0018653 | 588.2878 |  | 32.9498 | 0 | 32.9498 | 49.5 | 1.374 | 45.2742 | 1 | 0 | 45.2742 |  | 45.2742 | 0
49.6361 | 0 | 588.2897 | 588.2897 | 1 |  | 15:11 | 27 |  | 580.5313 | 0 | 588.2897 | 49.6361 | 49.6361 | -3.739e-05 | -0.0016788 | 588.288 |  | 32.95 | 0 | 32.95 | 49.5 | 1.374 | 45.2743 | 1 | 0 | 45.2743 |  | 45.2743 | 0
49.6361 | 0 | 588.6152 | 588.6152 | 1 |  | 15:11 | 27.02 |  | 580.5329 | 0 | 588.6152 | 49.6361 | 49.6361 | -3.3651e-05 | -0.0015109 | 588.6137 |  | 33.2757 | 0 | 33.2757 | 49.5 | 1.374 | 45.7217 | 1 | 0 | 45.7217 |  | 45.7217 | 0
49.6361 | 0 | 587.9641 | 587.9641 | 1 |  | 15:11 | 27.04 |  | 580.5345 | 0 | 587.9641 | 49.6361 | 49.6361 | -3.0286e-05 | -0.0013598 | 587.9627 |  | 32.6247 | 0 | 32.6247 | 49.5 | 1.374 | 44.8272 | 1 | 0 | 44.8272 |  | 44.8272 | 0
49.6361 | 0 | 587.9641 | 587.9641 | 1 |  | 15:11 | 27.06 |  | 580.5362 | 0 | 587.9641 | 49.6361 | 49.6361 | -2.7257e-05 | -0.0012238 | 587.9629 |  | 32.6249 | 0 | 32.6249 | 49.5 | 1.374 | 44.8273 | 1 | 0 | 44.8273 |  | 44.8273 | 0
49.6361 | 0 | 587.9641 | 587.9641 | 1 |  | 15:11 | 27.08 |  | 580.5378 | 0 | 587.9641 | 49.6361 | 49.6361 | -2.4532e-05 | -0.0011015 | 587.963 |  | 32.625 | 0 | 32.625 | 49.5 | 1.374 | 44.8274 | 1 | 0 | 44.8274 |  | 44.8274 | 0
49.6361 | 0 | 587.9641 | 587.9641 | 1 |  | 15:11 | 27.1 |  | 580.5394 | 0 | 587.9641 | 49.6361 | 49.6361 | -2.2078e-05 | -0.00099131 | 587.9631 |  | 32.6251 | 0 | 32.6251 | 49.5 | 1.374 | 44.8275 | 1 | 0 | 44.8275 |  | 44.8275 | 0
49.6361 | 0 | 587.9641 | 587.9641 | 1 |  | 15:11 | 27.12 |  | 580.5411 | 0 | 587.9641 | 49.6361 | 49.6361 | -1.9871e-05 | -0.00089218 | 587.9632 |  | 32.6252 | 0 | 32.6252 | 49.5 | 1.374 | 44.8276 | 1 | 0 | 44.8276 |  | 44.8276 | 0
49.6361 | 0 | 587.9641 | 587.9641 | 1 |  | 15:11 | 27.14 |  | 580.5427 | 0 | 587.9641 | 49.6361 | 49.6361 | -1.7883e-05 | -0.00080296 | 587.9633 |  | 32.6253 | 0 | 32.6253 | 49.5 | 1.374 | 44.8277 | 1 | 0 | 44.8277 |  | 44.8277 | 0
49.6361 | 0 | 587.9641 | 587.9641 | 1 |  | 15:11 | 27.16 |  | 580.5443 | 0 | 587.9641 | 49.6361 | 49.6361 | -1.6095e-05 | -0.00072267 | 587.9634 |  | 32.6254 | 0 | 32.6254 | 49.5 | 1.374 | 44.8278 | 1 | 0 | 44.8278 |  | 44.8278 | 0
49.6361 | 0 | 587.9641 | 587.9641 | 1 |  | 15:11 | 27.18 |  | 580.5459 | 0 | 587.9641 | 49.6361 | 49.6361 | -1.4486e-05 | -0.0006504 | 587.9634 |  | 32.6254 | 0 | 32.6254 | 49.5 | 1.374 | 44.8278 | 1 | 0 | 44.8278 |  | 44.8278 | 0
49.6361 | 0 | 587.9641 | 587.9641 | 1 |  | 15:11 | 27.2 |  | 580.5476 | 0 | 587.9641 | 49.6361 | 49.6361 | -1.3037e-05 | -0.00058536 | 587.9635 |  | 32.6255 | 0 | 32.6255 | 49.5 | 1.374 | 44.8279 | 1 | 0 | 44.8279 |  | 44.8279 | 0
49.6361 | 0 | 587.9641 | 587.9641 | 1 |  | 15:11 | 27.22 |  | 580.5492 | 0 | 587.9641 | 49.6361 | 49.6361 | -1.1733e-05 | -0.00052682 | 587.9636 |  | 32.6256 | 0 | 32.6256 | 49.5 | 1.374 | 44.8279 | 1 | 0 | 44.8279 |  | 44.8279 | 0
49.6361 | 0 | 587.9641 | 587.9641 | 1 |  | 15:11 | 27.24 |  | 580.5508 | 0 | 587.9641 | 49.6361 | 49.6361 | -1.056e-05 | -0.00047414 | 587.9636 |  | 32.6256 | 0 | 32.6256 | 49.5 | 1.374 | 44.828 | 1 | 0 | 44.828 |  | 44.828 | 0
49.6361 | 0 | 587.9641 | 587.9641 | 1 |  | 15:11 | 27.26 |  | 580.5525 | 0 | 587.9641 | 49.6361 | 49.6361 | -9.504e-06 | -0.00042673 | 587.9637 |  | 32.6257 | 0 | 32.6257 | 49.5 | 1.374 | 44.828 | 1 | 0 | 44.828 |  | 44.828 | 0
49.6361 | 0 | 587.9641 | 587.9641 | 1 |  | 15:11 | 27.28 |  | 580.5541 | 0 | 587.9641 | 49.6361 | 49.6361 | -8.5536e-06 | -0.00038405 | 587.9637 |  | 32.6257 | 0 | 32.6257 | 49.5 | 1.374 | 44.8281 | 1 | 0 | 44.8281 |  | 44.8281 | 0
49.6361 | 0 | 588.2897 | 588.2897 | 1 |  | 15:11 | 27.3 |  | 580.5557 | 0 | 588.2897 | 49.6361 | 49.6361 | -7.6983e-06 | -0.00034565 | 588.2894 |  | 32.9514 | 0 | 32.9514 | 49.5 | 1.374 | 45.2755 | 1 | 0 | 45.2755 |  | 45.2755 | 0
49.6361 | 0 | 588.2897 | 588.2897 | 1 |  | 15:11 | 27.32 |  | 580.5574 | 0 | 588.2897 | 49.6361 | 49.6361 | -6.9284e-06 | -0.00031108 | 588.2894 |  | 32.9514 | 0 | 32.9514 | 49.5 | 1.374 | 45.2755 | 1 | 0 | 45.2755 |  | 45.2755 | 0
49.6361 | 0 | 588.2897 | 588.2897 | 1 |  | 15:11 | 27.34 |  | 580.559 | 0 | 588.2897 | 49.6361 | 49.6361 | -6.2356e-06 | -0.00027998 | 588.2894 |  | 32.9514 | 0 | 32.9514 | 49.5 | 1.374 | 45.2755 | 1 | 0 | 45.2755 |  | 45.2755 | 0
49.6361 | 0 | 588.2897 | 588.2897 | 1 |  | 15:11 | 27.36 |  | 580.5606 | 0 | 588.2897 | 49.6361 | 49.6361 | -5.612e-06 | -0.00025198 | 588.2894 |  | 32.9514 | 0 | 32.9514 | 49.5 | 1.374 | 45.2755 | 1 | 0 | 45.2755 |  | 45.2755 | 0
49.6361 | 0 | 588.9408 | 588.9408 | 1 |  | 15:11 | 27.38 |  | 580.5622 | 0 | 588.9408 | 49.6361 | 49.6361 | -5.0508e-06 | -0.00022678 | 588.9406 |  | 33.6026 | 0 | 33.6026 | 49.5 | 1.374 | 46.1702 | 1 | 0 | 46.1702 |  | 46.1702 | 0
49.6361 | 0 | 588.6152 | 588.6152 | 1 |  | 15:11 | 27.4 |  | 580.5639 | 0 | 588.6152 | 49.6361 | 49.6361 | -4.5457e-06 | -0.0002041 | 588.615 |  | 33.277 | 0 | 33.277 | 49.5 | 1.374 | 45.7228 | 1 | 0 | 45.7228 |  | 45.7228 | 0
49.6361 | 0 | 588.2897 | 588.2897 | 1 |  | 15:11 | 27.42 |  | 580.5655 | 0 | 588.2897 | 49.6361 | 49.6361 | -4.0912e-06 | -0.00018369 | 588.2895 |  | 32.9515 | 0 | 32.9515 | 49.5 | 1.374 | 45.2756 | 1 | 0 | 45.2756 |  | 45.2756 | 0
49.6361 | 0 | 588.6152 | 588.6152 | 1 |  | 15:11 | 27.44 |  | 580.5671 | 0 | 588.6152 | 49.6361 | 49.6361 | -3.682e-06 | -0.00016532 | 588.615 |  | 33.277 | 0 | 33.277 | 49.5 | 1.374 | 45.7229 | 1 | 0 | 45.7229 |  | 45.7229 | 0
49.6361 | 0 | 588.6152 | 588.6152 | 1 |  | 15:11 | 27.46 |  | 580.5688 | 0 | 588.6152 | 49.6361 | 49.6361 | -3.3138e-06 | -0.00014879 | 588.6151 |  | 33.277 | 0 | 33.277 | 49.5 | 1.374 | 45.7229 | 1 | 0 | 45.7229 |  | 45.7229 | 0
49.6361 | 0 | 588.2897 | 588.2897 | 1 |  | 15:11 | 27.48 |  | 580.5704 | 0 | 588.2897 | 49.6361 | 49.6361 | -2.9825e-06 | -0.00013391 | 588.2896 |  | 32.9516 | 0 | 32.9516 | 49.5 | 1.374 | 45.2756 | 1 | 0 | 45.2756 |  | 45.2756 | 0
49.6361 | 0 | 588.2897 | 588.2897 | 1 |  | 15:11 | 27.5 |  | 580.572 | 0 | 588.2897 | 49.6361 | 49.6361 | -0.0035027 | -0.15727 | 588.1324 |  | 32.7944 | 0 | 32.7944 | 49.5 | 1.374 | 45.0597 | 1 | 0 | 45.0597 |  | 45.0597 | 0
49.6361 | 0 | 588.6152 | 588.6152 | 1 |  | 15:11 | 27.52 |  | 580.5737 | 0 | 588.6152 | 49.6361 | 49.6361 | -0.0084024 | -0.37727 | 588.2379 |  | 32.8999 | 0 | 32.8999 | 49.5 | 1.374 | 45.2047 | 1 | 0 | 45.2047 |  | 45.2047 | 0
49.6361 | 0 | 588.6152 | 588.6152 | 1 |  | 15:11 | 27.54 |  | 580.5753 | 0 | 588.6152 | 49.6361 | 49.6358 | -0.012812 | -0.57526 | 588.0399 |  | 32.7019 | 0 | 32.7019 | 49.5 | 1.3727 | 44.8895 | 1 | 0 | 44.8895 |  | 44.8895 | 0
49.6361 | 0 | 588.6152 | 588.6152 | 1 |  | 15:11 | 27.56 |  | 580.5769 | 0 | 588.6152 | 49.6361 | 49.6354 | -0.015031 | -0.67488 | 587.9403 |  | 32.6023 | 0 | 32.6023 | 49.5 | 1.3715 | 44.714 | 1 | 0 | 44.714 |  | 44.714 | 0
49.6361 | 0 | 588.9408 | 588.9408 | 1 |  | 15:11 | 27.58 |  | 580.5785 | 0 | 588.9408 | 49.6361 | 49.6352 | -0.013528 | -0.6074 | 588.3334 |  | 32.9954 | 0 | 32.9954 | 49.5 | 1.3704 | 45.218 | 1 | 0 | 45.218 |  | 45.218 | 0
49.6361 | 0 | 588.9408 | 588.9408 | 1 |  | 15:11 | 27.6 |  | 580.5802 | 0 | 588.9408 | 49.6361 | 49.6349 | -0.012175 | -0.54666 | 588.3941 |  | 33.0561 | 0 | 33.0561 | 49.5 | 1.3695 | 45.2696 | 1 | 0 | 45.2696 |  | 45.2696 | 0
49.6361 | 0 | 588.9408 | 588.9408 | 1 |  | 15:11 | 27.62 |  | 580.5818 | 0 | 588.9408 | 49.6361 | 49.6347 | -0.010958 | -0.49199 | 588.4488 |  | 33.1108 | 0 | 33.1108 | 49.5 | 1.3686 | 45.3159 | 1 | 0 | 45.3159 |  | 45.3159 | 0
49.6361 | 0 | 588.2897 | 588.2897 | 1 |  | 15:11 | 27.64 |  | 580.5834 | 0 | 588.2897 | 49.6361 | 49.6345 | -0.0098618 | -0.44279 | 587.8469 |  | 32.5089 | 0 | 32.5089 | 49.5 | 1.3678 | 44.467 | 1 | 0 | 44.467 |  | 44.467 | 0
49.6361 | 0 | 587.9641 | 587.9641 | 1 |  | 15:11 | 27.66 |  | 580.5851 | 0 | 587.9641 | 49.6361 | 49.6343 | -0.0088756 | -0.39851 | 587.5656 |  | 32.2276 | 0 | 32.2276 | 49.5 | 1.3671 | 44.0598 | 1 | 0 | 44.0598 |  | 44.0598 | 0
49.6361 | 0 | 588.2897 | 588.2897 | 1 |  | 15:11 | 27.68 |  | 580.5867 | 0 | 588.2897 | 49.6361 | 49.6341 | -0.0079881 | -0.35866 | 587.931 |  | 32.593 | 0 | 32.593 | 49.5 | 1.3665 | 44.539 | 1 | 0 | 44.539 |  | 44.539 | 0
49.6361 | 0 | 588.2897 | 588.2897 | 1 |  | 15:11 | 27.7 |  | 580.5883 | 0 | 588.2897 | 49.6361 | 49.634 | -0.0071893 | -0.3228 | 587.9669 |  | 32.6289 | 0 | 32.6289 | 49.5 | 1.366 | 44.5697 | 1 | 0 | 44.5697 |  | 44.5697 | 0
49.6326 | 0 | 587.9641 | 587.9641 | 1 |  | 15:11 | 27.72 |  | 580.59 | 0 | 587.9641 | 49.6358 | 49.6338 | -0.0064703 | -0.2905 | 587.6736 |  | 32.3356 | 0 | 32.3356 | 49.5 | 1.3655 | 44.1527 | 1 | 0 | 44.1527 |  | 44.1527 | 0
49.6326 | 0 | 588.2897 | 588.2897 | 1 |  | 15:11 | 27.74 |  | 580.5916 | 0 | 588.2897 | 49.6354 | 49.6337 | -0.0058233 | -0.26145 | 588.0283 |  | 32.6903 | 0 | 32.6903 | 49.5 | 1.365 | 44.6221 | 1 | 0 | 44.6221 |  | 44.6221 | 0
49.6326 | 0 | 588.2897 | 588.2897 | 1 |  | 15:11 | 27.76 |  | 580.5932 | 0 | 588.2897 | 49.6352 | 49.6336 | -0.005241 | -0.2353 | 588.0544 |  | 32.7164 | 0 | 32.7164 | 49.5 | 1.3646 | 44.6444 | 1 | 0 | 44.6444 |  | 44.6444 | 0
49.6326 | 0 | 587.9641 | 587.9641 | 1 |  | 15:11 | 27.78 |  | 580.5948 | 0 | 587.9641 | 49.6349 | 49.6335 | -0.0047169 | -0.21177 | 587.7523 |  | 32.4143 | 0 | 32.4143 | 49.5 | 1.3642 | 44.2202 | 1 | 0 | 44.2202 |  | 44.2202 | 0
49.6326 | 0 | 588.2897 | 588.2897 | 1 |  | 15:11 | 27.8 |  | 580.5965 | 0 | 588.2897 | 49.6347 | 49.6334 | -0.0042452 | -0.19059 | 588.0991 |  | 32.7611 | 0 | 32.7611 | 49.5 | 1.3639 | 44.6825 | 1 | 0 | 44.6825 |  | 44.6825 | 0
49.6326 | 0 | 587.9641 | 587.9641 | 1 |  | 15:11 | 27.82 |  | 580.5981 | 0 | 587.9641 | 49.6345 | 49.6333 | -0.0038207 | -0.17153 | 587.7926 |  | 32.4546 | 0 | 32.4546 | 49.5 | 1.3636 | 44.2547 | 1 | 0 | 44.2547 |  | 44.2547 | 0
49.6326 | 0 | 588.2897 | 588.2897 | 1 |  | 15:11 | 27.84 |  | 580.5997 | 0 | 588.2897 | 49.6343 | 49.6332 | -0.0034386 | -0.15438 | 588.1353 |  | 32.7973 | 0 | 32.7973 | 49.5 | 1.3633 | 44.7133 | 1 | 0 | 44.7133 |  | 44.7133 | 0
49.6326 | 0 | 588.2897 | 588.2897 | 1 |  | 15:11 | 27.86 |  | 580.6014 | 0 | 588.2897 | 49.6341 | 49.6332 | -0.0030947 | -0.13894 | 588.1508 |  | 32.8128 | 0 | 32.8128 | 49.5 | 1.3631 | 44.7264 | 1 | 0 | 44.7264 |  | 44.7264 | 0
49.6326 | 0 | 588.2897 | 588.2897 | 1 |  | 15:11 | 27.88 |  | 580.603 | 0 | 588.2897 | 49.634 | 49.6331 | -0.0027853 | -0.12505 | 588.1647 |  | 32.8266 | 0 | 32.8266 | 49.5 | 1.3629 | 44.7382 | 1 | 0 | 44.7382 |  | 44.7382 | 0
49.6326 | 0 | 588.9408 | 588.9408 | 1 |  | 15:11 | 27.9 |  | 580.6046 | 0 | 588.9408 | 49.6338 | 49.6331 | -0.0025067 | -0.11254 | 588.8283 |  | 33.4903 | 0 | 33.4903 | 49.5 | 1.3627 | 45.6361 | 1 | 0 | 45.6361 |  | 45.6361 | 0
49.6326 | 0 | 588.6152 | 588.6152 | 1 |  | 15:11 | 27.92 |  | 580.6063 | 0 | 588.6152 | 49.6337 | 49.633 | -0.0022561 | -0.10129 | 588.5139 |  | 33.1759 | 0 | 33.1759 | 49.5 | 1.3625 | 45.2019 | 1 | 0 | 45.2019 |  | 45.2019 | 0
49.6326 | 0 | 588.6152 | 588.6152 | 1 |  | 15:11 | 27.94 |  | 580.6079 | 0 | 588.6152 | 49.6336 | 49.633 | -0.0020305 | -0.09116 | 588.524 |  | 33.186 | 0 | 33.186 | 49.5 | 1.3623 | 45.2105 | 1 | 0 | 45.2105 |  | 45.2105 | 0
49.6326 | 0 | 588.9408 | 588.9408 | 1 |  | 15:11 | 27.96 |  | 580.6095 | 0 | 588.9408 | 49.6335 | 49.6329 | -0.0018274 | -0.082044 | 588.8588 |  | 33.5208 | 0 | 33.5208 | 49.5 | 1.3622 | 45.6617 | 1 | 0 | 45.6617 |  | 45.6617 | 0
49.6326 | 0 | 588.9408 | 588.9408 | 1 |  | 15:11 | 27.98 |  | 580.6111 | 0 | 588.9408 | 49.6334 | 49.6329 | -0.0016447 | -0.07384 | 588.867 |  | 33.529 | 0 | 33.529 | 49.5 | 1.3621 | 45.6686 | 1 | 0 | 45.6686 |  | 45.6686 | 0
49.6326 | 0 | 588.9408 | 588.9408 | 1 |  | 15:11 | 28 |  | 580.6128 | 0 | 588.9408 | 49.6333 | 49.6329 | -0.0014802 | -0.066456 | 588.8743 |  | 33.5363 | 0 | 33.5363 | 49.5 | 1.3619 | 45.6748 | 1 | 0 | 45.6748 |  | 45.6748 | 0
49.6326 | 0 | 588.6152 | 588.6152 | 1 |  | 15:11 | 28.02 |  | 580.6144 | 0 | 588.6152 | 49.6332 | 49.6329 | -0.0013322 | -0.05981 | 588.5554 |  | 33.2174 | 0 | 33.2174 | 49.5 | 1.3618 | 45.237 | 1 | 0 | 45.237 |  | 45.237 | 0
49.6326 | 0 | 588.9408 | 588.9408 | 1 |  | 15:11 | 28.04 |  | 580.616 | 0 | 588.9408 | 49.6332 | 49.6328 | -0.001199 | -0.053829 | 588.887 |  | 33.549 | 0 | 33.549 | 49.5 | 1.3618 | 45.6854 | 1 | 0 | 45.6854 |  | 45.6854 | 0
49.6326 | 0 | 588.9408 | 588.9408 | 1 |  | 15:11 | 28.06 |  | 580.6177 | 0 | 588.9408 | 49.6331 | 49.6328 | -0.0010791 | -0.048446 | 588.8924 |  | 33.5543 | 0 | 33.5543 | 49.5 | 1.3617 | 45.6899 | 1 | 0 | 45.6899 |  | 45.6899 | 0
49.6326 | 0 | 588.6152 | 588.6152 | 1 |  | 15:11 | 28.08 |  | 580.6193 | 0 | 588.6152 | 49.6331 | 49.6328 | -0.00097116 | -0.043602 | 588.5716 |  | 33.2336 | 0 | 33.2336 | 49.5 | 1.3616 | 45.2506 | 1 | 0 | 45.2506 |  | 45.2506 | 0
49.6326 | 0 | 588.9408 | 588.9408 | 1 |  | 15:11 | 28.1 |  | 580.6209 | 0 | 588.9408 | 49.633 | 49.6328 | -0.00087405 | -0.039242 | 588.9016 |  | 33.5636 | 0 | 33.5636 | 49.5 | 1.3615 | 45.6976 | 1 | 0 | 45.6976 |  | 45.6976 | 0
49.6326 | 0 | 588.9408 | 588.9408 | 1 |  | 15:11 | 28.12 |  | 580.6226 | 0 | 588.9408 | 49.633 | 49.6327 | -0.00078664 | -0.035317 | 588.9055 |  | 33.5675 | 0 | 33.5675 | 49.5 | 1.3615 | 45.7009 | 1 | 0 | 45.7009 |  | 45.7009 | 0
49.6326 | 0 | 588.9408 | 588.9408 | 1 |  | 15:11 | 28.14 |  | 580.6242 | 0 | 588.9408 | 49.6329 | 49.6327 | -0.00070798 | -0.031786 | 588.909 |  | 33.571 | 0 | 33.571 | 49.5 | 1.3614 | 45.7039 | 1 | 0 | 45.7039 |  | 45.7039 | 0
49.6326 | 0 | 588.9408 | 588.9408 | 1 |  | 15:11 | 28.16 |  | 580.6258 | 0 | 588.9408 | 49.6329 | 49.6327 | -0.00063718 | -0.028607 | 588.9122 |  | 33.5742 | 0 | 33.5742 | 49.5 | 1.3614 | 45.7066 | 1 | 0 | 45.7066 |  | 45.7066 | 0
49.6326 | 0 | 588.9408 | 588.9408 | 1 |  | 15:11 | 28.18 |  | 580.6274 | 0 | 588.9408 | 49.6329 | 49.6327 | -0.0039735 | -0.17839 | 588.7624 |  | 33.4244 | 0 | 33.4244 | 49.5 | 1.3613 | 45.5012 | 1 | 0 | 45.5012 |  | 45.5012 | 0
49.6326 | 0 | 588.9408 | 588.9408 | 1 |  | 15:11 | 28.2 |  | 580.6291 | 0 | 588.9408 | 49.6329 | 49.6327 | -0.0086761 | -0.38953 | 588.5513 |  | 33.2133 | 0 | 33.2133 | 49.5 | 1.3613 | 45.2124 | 1 | 0 | 45.2124 |  | 45.2124 | 0
49.6326 | 0 | 588.9408 | 588.9408 | 1 |  | 15:11 | 28.22 |  | 580.6307 | 0 | 588.9408 | 49.6328 | 49.6323 | -0.012909 | -0.57955 | 588.3613 |  | 33.0233 | 0 | 33.0233 | 49.5 | 1.36 | 44.911 | 1 | 0 | 44.911 |  | 44.911 | 0
49.6326 | 0 | 588.9408 | 588.9408 | 1 |  | 15:11 | 28.24 |  | 580.6323 | 0 | 588.9408 | 49.6328 | 49.632 | -0.015018 | -0.67424 | 588.2666 |  | 32.9286 | 0 | 32.9286 | 49.5 | 1.3588 | 44.7439 | 1 | 0 | 44.7439 |  | 44.7439 | 0
49.6326 | 0 | 588.9408 | 588.9408 | 1 |  | 15:11 | 28.26 |  | 580.634 | 0 | 588.9408 | 49.6328 | 49.6317 | -0.013516 | -0.60682 | 588.334 |  | 32.996 | 0 | 32.996 | 49.5 | 1.3578 | 44.801 | 1 | 0 | 44.801 |  | 44.801 | 0
49.6326 | 0 | 589.2664 | 589.2664 | 1 |  | 15:11 | 28.28 |  | 580.6356 | 0 | 589.2664 | 49.6328 | 49.6315 | -0.012164 | -0.54613 | 588.7203 |  | 33.3823 | 0 | 33.3823 | 49.5 | 1.3568 | 45.2941 | 1 | 0 | 45.2941 |  | 45.2941 | 0
49.6326 | 0 | 588.9408 | 588.9408 | 1 |  | 15:11 | 28.3 |  | 580.6372 | 0 | 588.9408 | 49.6327 | 49.6313 | -0.010948 | -0.49152 | 588.4493 |  | 33.1113 | 0 | 33.1113 | 49.5 | 1.356 | 44.8985 | 1 | 0 | 44.8985 |  | 44.8985 | 0
49.6326 | 0 | 588.9408 | 588.9408 | 1 |  | 15:11 | 28.32 |  | 580.6389 | 0 | 588.9408 | 49.6327 | 49.6311 | -0.0098531 | -0.44237 | 588.4984 |  | 33.1604 | 0 | 33.1604 | 49.5 | 1.3552 | 44.94 | 1 | 0 | 44.94 |  | 44.94 | 0
49.6326 | 0 | 588.9408 | 588.9408 | 1 |  | 15:11 | 28.34 |  | 580.6405 | 0 | 588.9408 | 49.6327 | 49.6309 | -0.0088678 | -0.39813 | 588.5427 |  | 33.2047 | 0 | 33.2047 | 49.5 | 1.3545 | 44.9773 | 1 | 0 | 44.9773 |  | 44.9773 | 0
49.6326 | 0 | 589.2664 | 589.2664 | 1 |  | 15:11 | 28.36 |  | 580.6421 | 0 | 589.2664 | 49.6327 | 49.6307 | -0.007981 | -0.35832 | 588.9081 |  | 33.5701 | 0 | 33.5701 | 49.5 | 1.3539 | 45.4516 | 1 | 0 | 45.4516 |  | 45.4516 | 0
49.6326 | 0 | 589.2664 | 589.2664 | 1 |  | 15:11 | 28.38 |  | 580.6437 | 0 | 589.2664 | 49.6327 | 49.6306 | -0.0071829 | -0.32249 | 588.9439 |  | 33.6059 | 0 | 33.6059 | 49.5 | 1.3534 | 45.4816 | 1 | 0 | 45.4816 |  | 45.4816 | 0
49.6292 | 0 | 588.9408 | 588.9408 | 1 |  | 15:11 | 28.4 |  | 580.6454 | 0 | 588.9408 | 49.6323 | 49.6304 | -0.0064646 | -0.29022 | 588.6506 |  | 33.3126 | 0 | 33.3126 | 49.5 | 1.3529 | 45.0681 | 1 | 0 | 45.0681 |  | 45.0681 | 0
49.6292 | 0 | 589.2664 | 589.2664 | 1 |  | 15:11 | 28.42 |  | 580.647 | 0 | 589.2664 | 49.632 | 49.6303 | -0.0058181 | -0.2612 | 589.0052 |  | 33.6672 | 0 | 33.6672 | 49.5 | 1.3524 | 45.5328 | 1 | 0 | 45.5328 |  | 45.5328 | 0
49.6292 | 0 | 589.2664 | 589.2664 | 1 |  | 15:11 | 28.44 |  | 580.6486 | 0 | 589.2664 | 49.6317 | 49.6302 | -0.0052363 | -0.23508 | 589.0313 |  | 33.6933 | 0 | 33.6933 | 49.5 | 1.352 | 45.5546 | 1 | 0 | 45.5546 |  | 45.5546 | 0
49.6292 | 0 | 589.2664 | 589.2664 | 1 |  | 15:11 | 28.46 |  | 580.6503 | 0 | 589.2664 | 49.6315 | 49.6301 | -0.0047127 | -0.21157 | 589.0548 |  | 33.7168 | 0 | 33.7168 | 49.5 | 1.3517 | 45.5742 | 1 | 0 | 45.5742 |  | 45.5742 | 0
49.6292 | 0 | 588.9408 | 588.9408 | 1 |  | 15:11 | 28.48 |  | 580.6519 | 0 | 588.9408 | 49.6313 | 49.63 | -0.0042414 | -0.19041 | 588.7504 |  | 33.4124 | 0 | 33.4124 | 49.5 | 1.3514 | 45.1519 | 1 | 0 | 45.1519 |  | 45.1519 | 0
49.6292 | 0 | 589.2664 | 589.2664 | 1 |  | 15:11 | 28.5 |  | 580.6535 | 0 | 589.2664 | 49.6311 | 49.6299 | -0.0038173 | -0.17137 | 589.095 |  | 33.757 | 0 | 33.757 | 49.5 | 1.3511 | 45.6078 | 1 | 0 | 45.6078 |  | 45.6078 | 0
49.6292 | 0 | 589.5919 | 589.5919 | 1 |  | 15:11 | 28.52 |  | 580.6552 | 0 | 589.5919 | 49.6309 | 49.6298 | -0.0034356 | -0.15423 | 589.4377 |  | 34.0997 | 0 | 34.0997 | 49.5 | 1.3508 | 46.0617 | 1 | 0 | 46.0617 |  | 46.0617 | 0
49.6292 | 0 | 589.2664 | 589.2664 | 1 |  | 15:11 | 28.54 |  | 580.6568 | 0 | 589.2664 | 49.6307 | 49.6298 | -0.006592 | -0.29594 | 588.9705 |  | 33.6325 | 0 | 33.6325 | 49.5 | 1.3506 | 45.4227 | 1 | 0 | 45.4227 |  | 45.4227 | 0
49.6292 | 0 | 588.9408 | 588.9408 | 1 |  | 15:11 | 28.56 |  | 580.6584 | 0 | 588.9408 | 49.6306 | 49.6297 | -0.011183 | -0.50203 | 588.4388 |  | 33.1008 | 0 | 33.1008 | 49.5 | 1.3503 | 44.6975 | 1 | 0 | 44.6975 |  | 44.6975 | 0
49.6292 | 0 | 589.5919 | 589.5919 | 1 |  | 15:11 | 28.58 |  | 580.66 | 0 | 589.5919 | 49.6304 | 49.6293 | -0.015315 | -0.68752 | 588.9044 |  | 33.5664 | 0 | 33.5664 | 49.5 | 1.3489 | 45.2771 | 1 | 0 | 45.2771 |  | 45.2771 | 0
49.6292 | 0 | 589.2664 | 589.2664 | 1 |  | 15:11 | 28.6 |  | 580.6617 | 0 | 589.2664 | 49.6303 | 49.629 | -0.017283 | -0.7759 | 588.4905 |  | 33.1525 | 0 | 33.1525 | 49.5 | 1.3476 | 44.6751 | 1 | 0 | 44.6751 |  | 44.6751 | 0
49.6292 | 0 | 588.9408 | 588.9408 | 1 |  | 15:11 | 28.62 |  | 580.6633 | 0 | 588.9408 | 49.6302 | 49.6286 | -0.015555 | -0.69831 | 588.2425 |  | 32.9045 | 0 | 32.9045 | 49.5 | 1.3464 | 44.302 | 1 | 0 | 44.302 |  | 44.302 | 0
49.6292 | 0 | 588.9408 | 588.9408 | 1 |  | 15:11 | 28.64 |  | 580.6649 | 0 | 588.9408 | 49.6301 | 49.6283 | -0.013999 | -0.62848 | 588.3123 |  | 32.9743 | 0 | 32.9743 | 49.5 | 1.3453 | 44.361 | 1 | 0 | 44.361 |  | 44.361 | 0
49.6292 | 0 | 589.2664 | 589.2664 | 1 |  | 15:11 | 28.66 |  | 580.6666 | 0 | 589.2664 | 49.63 | 49.6281 | -0.012599 | -0.56563 | 588.7008 |  | 33.3628 | 0 | 33.3628 | 49.5 | 1.3444 | 44.8517 | 1 | 0 | 44.8517 |  | 44.8517 | 0
49.6292 | 0 | 589.2664 | 589.2664 | 1 |  | 15:11 | 28.68 |  | 580.6682 | 0 | 589.2664 | 49.6299 | 49.6278 | -0.011339 | -0.50907 | 588.7573 |  | 33.4193 | 0 | 33.4193 | 49.5 | 1.3435 | 44.899 | 1 | 0 | 44.899 |  | 44.899 | 0
49.6292 | 0 | 588.9408 | 588.9408 | 1 |  | 15:11 | 28.7 |  | 580.6698 | 0 | 588.9408 | 49.6298 | 49.6276 | -0.010205 | -0.45816 | 588.4826 |  | 33.1446 | 0 | 33.1446 | 49.5 | 1.3427 | 44.5044 | 1 | 0 | 44.5044 |  | 44.5044 | 0
49.6292 | 0 | 589.2664 | 589.2664 | 1 |  | 15:11 | 28.72 |  | 580.6715 | 0 | 589.2664 | 49.6298 | 49.6274 | -0.0091849 | -0.41234 | 588.8541 |  | 33.5161 | 0 | 33.5161 | 49.5 | 1.342 | 44.9799 | 1 | 0 | 44.9799 |  | 44.9799 | 0
49.6292 | 0 | 589.2664 | 589.2664 | 1 |  | 15:11 | 28.74 |  | 580.6731 | 0 | 589.2664 | 49.6297 | 49.6273 | -0.0082664 | -0.37111 | 588.8953 |  | 33.5573 | 0 | 33.5573 | 49.5 | 1.3414 | 45.0143 | 1 | 0 | 45.0143 |  | 45.0143 | 0
49.6257 | 0 | 588.9408 | 588.9408 | 1 |  | 15:11 | 28.76 |  | 580.6747 | 0 | 588.9408 | 49.6293 | 49.6271 | -0.0074398 | -0.33397 | 588.6068 |  | 33.2688 | 0 | 33.2688 | 49.5 | 1.3409 | 44.6086 | 1 | 0 | 44.6086 |  | 44.6086 | 0
49.6257 | 0 | 588.6152 | 588.6152 | 1 |  | 15:11 | 28.78 |  | 580.6763 | 0 | 588.6152 | 49.629 | 49.627 | -0.0066958 | -0.30058 | 588.3146 |  | 32.9766 | 0 | 32.9766 | 49.5 | 1.3403 | 44.2002 | 1 | 0 | 44.2002 |  | 44.2002 | 0
49.6257 | 0 | 588.6152 | 588.6152 | 1 |  | 15:11 | 28.8 |  | 580.678 | 0 | 588.6152 | 49.6286 | 49.6268 | -0.0060262 | -0.27052 | 588.3447 |  | 33.0067 | 0 | 33.0067 | 49.5 | 1.3399 | 44.2255 | 1 | 0 | 44.2255 |  | 44.2255 | 0
49.6257 | 0 | 588.2897 | 588.2897 | 1 |  | 15:11 | 28.82 |  | 580.6796 | 0 | 588.2897 | 49.6283 | 49.6267 | -0.0054236 | -0.24347 | 588.0462 |  | 32.7082 | 0 | 32.7082 | 49.5 | 1.3395 | 43.8123 | 1 | 0 | 43.8123 |  | 43.8123 | 0
49.6257 | 0 | 588.2897 | 588.2897 | 1 |  | 15:11 | 28.84 |  | 580.6812 | 0 | 588.2897 | 49.6281 | 49.6266 | -0.0048812 | -0.21912 | 588.0706 |  | 32.7326 | 0 | 32.7326 | 49.5 | 1.3391 | 43.8329 | 1 | 0 | 43.8329 |  | 43.8329 | 0
49.6257 | 0 | 588.2897 | 588.2897 | 1 |  | 15:11 | 28.86 |  | 580.6829 | 0 | 588.2897 | 49.6278 | 49.6265 | -0.0077931 | -0.34984 | 587.9399 |  | 32.6019 | 0 | 32.6019 | 49.5 | 1.3388 | 43.6471 | 1 | 0 | 43.6471 |  | 43.6471 | 0
49.6257 | 0 | 588.6152 | 588.6152 | 1 |  | 15:11 | 28.88 |  | 580.6845 | 0 | 588.6152 | 49.6276 | 49.6264 | -0.012114 | -0.54379 | 588.0714 |  | 32.7334 | 0 | 32.7334 | 49.5 | 1.3385 | 43.8135 | 1 | 0 | 43.8135 |  | 43.8135 | 0
49.6257 | 0 | 588.2897 | 588.2897 | 1 |  | 15:11 | 28.9 |  | 580.6861 | 0 | 588.2897 | 49.6274 | 49.626 | -0.016002 | -0.71835 | 587.5713 |  | 32.2333 | 0 | 32.2333 | 49.5 | 1.337 | 43.0963 | 1 | 0 | 43.0963 |  | 43.0963 | 0
49.6257 | 0 | 588.2897 | 588.2897 | 1 |  | 15:11 | 28.92 |  | 580.6878 | 0 | 588.2897 | 49.6273 | 49.6257 | -0.017802 | -0.79914 | 587.4906 |  | 32.1526 | 0 | 32.1526 | 49.5 | 1.3357 | 42.9454 | 1 | 0 | 42.9454 |  | 42.9454 | 0
49.6257 | 0 | 588.2897 | 588.2897 | 1 |  | 15:11 | 28.94 |  | 580.6894 | 0 | 588.2897 | 49.6271 | 49.6253 | -0.016022 | -0.71923 | 587.5705 |  | 32.2325 | 0 | 32.2325 | 49.5 | 1.3345 | 43.0136 | 1 | 0 | 43.0136 |  | 43.0136 | 0
49.6257 | 0 | 588.6152 | 588.6152 | 1 |  | 15:11 | 28.96 |  | 580.691 | 0 | 588.6152 | 49.627 | 49.625 | -0.01442 | -0.64731 | 587.9679 |  | 32.6299 | 0 | 32.6299 | 49.5 | 1.3334 | 43.5088 | 1 | 0 | 43.5088 |  | 43.5088 | 0
49.6257 | 0 | 588.6152 | 588.6152 | 1 |  | 15:11 | 28.98 |  | 580.6926 | 0 | 588.6152 | 49.6268 | 49.6247 | -0.012978 | -0.58258 | 588.0326 |  | 32.6946 | 0 | 32.6946 | 49.5 | 1.3324 | 43.5636 | 1 | 0 | 43.5636 |  | 43.5636 | 0
49.6257 | 0 | 588.2897 | 588.2897 | 1 |  | 15:11 | 29 |  | 580.6943 | 0 | 588.2897 | 49.6267 | 49.6245 | -0.01168 | -0.52432 | 587.7654 |  | 32.4274 | 0 | 32.4274 | 49.5 | 1.3316 | 43.1793 | 1 | 0 | 43.1793 |  | 43.1793 | 0
49.6257 | 0 | 587.9641 | 587.9641 | 1 |  | 15:11 | 29.02 |  | 580.6959 | 0 | 587.9641 | 49.6266 | 49.6243 | -0.010512 | -0.47189 | 587.4922 |  | 32.1542 | 0 | 32.1542 | 49.5 | 1.3308 | 42.7905 | 1 | 0 | 42.7905 |  | 42.7905 | 0
49.6257 | 0 | 588.6152 | 588.6152 | 1 |  | 15:11 | 29.04 |  | 580.6975 | 0 | 588.6152 | 49.6265 | 49.6241 | -0.0094608 | -0.4247 | 588.1905 |  | 32.8525 | 0 | 32.8525 | 49.5 | 1.3301 | 43.6967 | 1 | 0 | 43.6967 |  | 43.6967 | 0
49.6257 | 0 | 588.2897 | 588.2897 | 1 |  | 15:11 | 29.06 |  | 580.6992 | 0 | 588.2897 | 49.6264 | 49.6239 | -0.0085147 | -0.38223 | 587.9075 |  | 32.5695 | 0 | 32.5695 | 49.5 | 1.3295 | 43.2997 | 1 | 0 | 43.2997 |  | 43.2997 | 0
49.6223 | 0 | 587.9641 | 587.9641 | 1 |  | 15:11 | 29.08 |  | 580.7008 | 0 | 587.9641 | 49.626 | 49.6237 | -0.0076633 | -0.34398 | 587.6201 |  | 32.2821 | 0 | 32.2821 | 49.5 | 1.3289 | 42.8993 | 1 | 0 | 42.8993 |  | 42.8993 | 0
49.6223 | 0 | 587.9641 | 587.9641 | 1 |  | 15:11 | 29.1 |  | 580.7024 | 0 | 587.9641 | 49.6257 | 49.6236 | -0.0068969 | -0.30958 | 587.6545 |  | 32.3165 | 0 | 32.3165 | 49.5 | 1.3284 | 42.9285 | 1 | 0 | 42.9285 |  | 42.9285 | 0
49.6223 | 0 | 588.6152 | 588.6152 | 1 |  | 15:11 | 29.12 |  | 580.7041 | 0 | 588.6152 | 49.6253 | 49.6235 | -0.0062072 | -0.27863 | 588.3366 |  | 32.9986 | 0 | 32.9986 | 49.5 | 1.3279 | 43.8194 | 1 | 0 | 43.8194 |  | 43.8194 | 0
49.6223 | 0 | 587.9641 | 587.9641 | 1 |  | 15:11 | 29.14 |  | 580.7057 | 0 | 587.9641 | 49.625 | 49.6234 | -0.0055865 | -0.25076 | 587.7133 |  | 32.3753 | 0 | 32.3753 | 49.5 | 1.3275 | 42.9784 | 1 | 0 | 42.9784 |  | 42.9784 | 0
49.6223 | 0 | 587.9641 | 587.9641 | 1 |  | 15:11 | 29.16 |  | 580.7073 | 0 | 587.9641 | 49.6247 | 49.6232 | -0.0050279 | -0.22569 | 587.7384 |  | 32.4004 | 0 | 32.4004 | 49.5 | 1.3271 | 42.9997 | 1 | 0 | 42.9997 |  | 42.9997 | 0
49.6223 | 0 | 587.9641 | 587.9641 | 1 |  | 15:11 | 29.18 |  | 580.7089 | 0 | 587.9641 | 49.6245 | 49.6232 | -0.0045251 | -0.20312 | 587.761 |  | 32.423 | 0 | 32.423 | 49.5 | 1.3268 | 43.0188 | 1 | 0 | 43.0188 |  | 43.0188 | 0
49.6223 | 0 | 588.2897 | 588.2897 | 1 |  | 15:11 | 29.2 |  | 580.7106 | 0 | 588.2897 | 49.6243 | 49.6231 | -0.0040726 | -0.18281 | 588.1069 |  | 32.7689 | 0 | 32.7689 | 49.5 | 1.3265 | 43.4679 | 1 | 0 | 43.4679 |  | 43.4679 | 0
49.6223 | 0 | 588.2897 | 588.2897 | 1 |  | 15:11 | 29.22 |  | 580.7122 | 0 | 588.2897 | 49.6241 | 49.623 | -0.0036653 | -0.16453 | 588.1252 |  | 32.7872 | 0 | 32.7872 | 49.5 | 1.3262 | 43.4833 | 1 | 0 | 43.4833 |  | 43.4833 | 0
49.6223 | 0 | 588.6152 | 588.6152 | 1 |  | 15:11 | 29.24 |  | 580.7138 | 0 | 588.6152 | 49.6239 | 49.6229 | -0.0032988 | -0.14807 | 588.4671 |  | 33.1291 | 0 | 33.1291 | 49.5 | 1.326 | 43.9288 | 1 | 0 | 43.9288 |  | 43.9288 | 0
49.6223 | 0 | 588.6152 | 588.6152 | 1 |  | 15:11 | 29.26 |  | 580.7155 | 0 | 588.6152 | 49.6237 | 49.6229 | -0.0029689 | -0.13327 | 588.4819 |  | 33.1439 | 0 | 33.1439 | 49.5 | 1.3258 | 43.9412 | 1 | 0 | 43.9412 |  | 43.9412 | 0
49.6223 | 0 | 588.9408 | 588.9408 | 1 |  | 15:11 | 29.28 |  | 580.7171 | 0 | 588.9408 | 49.6236 | 49.6228 | -0.002672 | -0.11994 | 588.8209 |  | 33.4829 | 0 | 33.4829 | 49.5 | 1.3256 | 44.3839 | 1 | 0 | 44.3839 |  | 44.3839 | 0
49.6223 | 0 | 588.6152 | 588.6152 | 1 |  | 15:11 | 29.3 |  | 580.7187 | 0 | 588.6152 | 49.6235 | 49.6228 | -0.0024048 | -0.10795 | 588.5073 |  | 33.1693 | 0 | 33.1693 | 49.5 | 1.3254 | 43.9623 | 1 | 0 | 43.9623 |  | 43.9623 | 0
49.6223 | 0 | 588.2897 | 588.2897 | 1 |  | 15:11 | 29.32 |  | 580.7204 | 0 | 588.2897 | 49.6234 | 49.6227 | -0.0021643 | -0.097151 | 588.1925 |  | 32.8545 | 0 | 32.8545 | 49.5 | 1.3252 | 43.54 | 1 | 0 | 43.54 |  | 43.54 | 0
49.6223 | 0 | 588.6152 | 588.6152 | 1 |  | 15:11 | 29.34 |  | 580.722 | 0 | 588.6152 | 49.6232 | 49.6227 | -0.0019479 | -0.087436 | 588.5278 |  | 33.1898 | 0 | 33.1898 | 49.5 | 1.3251 | 43.9795 | 1 | 0 | 43.9795 |  | 43.9795 | 0
49.6223 | 0 | 588.6152 | 588.6152 | 1 |  | 15:11 | 29.36 |  | 580.7236 | 0 | 588.6152 | 49.6232 | 49.6226 | -0.0017531 | -0.078692 | 588.5365 |  | 33.1985 | 0 | 33.1985 | 49.5 | 1.325 | 43.9868 | 1 | 0 | 43.9868 |  | 43.9868 | 0
49.6223 | 0 | 588.2897 | 588.2897 | 1 |  | 15:11 | 29.38 |  | 580.7252 | 0 | 588.2897 | 49.6231 | 49.6226 | -0.0015778 | -0.070823 | 588.2189 |  | 32.8809 | 0 | 32.8809 | 49.5 | 1.3248 | 43.5621 | 1 | 0 | 43.5621 |  | 43.5621 | 0
49.6223 | 0 | 588.2897 | 588.2897 | 1 |  | 15:11 | 29.4 |  | 580.7269 | 0 | 588.2897 | 49.623 | 49.6226 | -0.00492 | -0.22085 | 588.0689 |  | 32.7309 | 0 | 32.7309 | 49.5 | 1.3247 | 43.3599 | 1 | 0 | 43.3599 |  | 43.3599 | 0
49.6223 | 0 | 588.9408 | 588.9408 | 1 |  | 15:11 | 29.42 |  | 580.7285 | 0 | 588.9408 | 49.6229 | 49.6225 | -0.009678 | -0.43442 | 588.5064 |  | 33.1684 | 0 | 33.1684 | 49.5 | 1.3246 | 43.9364 | 1 | 0 | 43.9364 |  | 43.9364 | 0
49.6223 | 0 | 588.6152 | 588.6152 | 1 |  | 15:11 | 29.44 |  | 580.7301 | 0 | 588.6152 | 49.6229 | 49.6222 | -0.01396 | -0.62663 | 587.9886 |  | 32.6506 | 0 | 32.6506 | 49.5 | 1.3233 | 43.2077 | 1 | 0 | 43.2077 |  | 43.2077 | 0
49.6223 | 0 | 588.6152 | 588.6152 | 1 |  | 15:11 | 29.46 |  | 580.7318 | 0 | 588.6152 | 49.6228 | 49.6218 | -0.016064 | -0.72108 | 587.8941 |  | 32.5561 | 0 | 32.5561 | 49.5 | 1.3222 | 43.0443 | 1 | 0 | 43.0443 |  | 43.0443 | 0
49.6223 | 0 | 587.9641 | 587.9641 | 1 |  | 15:11 | 29.48 |  | 580.7334 | 0 | 587.9641 | 49.6228 | 49.6215 | -0.014458 | -0.64897 | 587.3151 |  | 31.9771 | 0 | 31.9771 | 49.5 | 1.3211 | 42.245 | 1 | 0 | 42.245 |  | 42.245 | 0
49.6223 | 0 | 588.2897 | 588.2897 | 1 |  | 15:11 | 29.5 |  | 580.735 | 0 | 588.2897 | 49.6227 | 49.6213 | -0.013012 | -0.58407 | 587.7056 |  | 32.3676 | 0 | 32.3676 | 49.5 | 1.3201 | 42.73 | 1 | 0 | 42.73 |  | 42.73 | 0
49.6223 | 0 | 588.2897 | 588.2897 | 1 |  | 15:11 | 29.52 |  | 580.7367 | 0 | 588.2897 | 49.6227 | 49.621 | -0.011711 | -0.52566 | 587.764 |  | 32.426 | 0 | 32.426 | 49.5 | 1.3193 | 42.7794 | 1 | 0 | 42.7794 |  | 42.7794 | 0
49.6223 | 0 | 587.9641 | 587.9641 | 1 |  | 15:11 | 29.54 |  | 580.7383 | 0 | 587.9641 | 49.6226 | 49.6208 | -0.01054 | -0.4731 | 587.491 |  | 32.153 | 0 | 32.153 | 49.5 | 1.3185 | 42.3945 | 1 | 0 | 42.3945 |  | 42.3945 | 0
49.6223 | 0 | 587.9641 | 587.9641 | 1 |  | 15:11 | 29.56 |  | 580.7399 | 0 | 587.9641 | 49.6226 | 49.6206 | -0.0094857 | -0.42579 | 587.5383 |  | 32.2003 | 0 | 32.2003 | 49.5 | 1.3178 | 42.4346 | 1 | 0 | 42.4346 |  | 42.4346 | 0
49.6223 | 0 | 587.9641 | 587.9641 | 1 |  | 15:11 | 29.58 |  | 580.7415 | 0 | 587.9641 | 49.6226 | 49.6204 | -0.0085372 | -0.38321 | 587.5809 |  | 32.2429 | 0 | 32.2429 | 49.5 | 1.3172 | 42.4707 | 1 | 0 | 42.4707 |  | 42.4707 | 0
49.6223 | 0 | 587.9641 | 587.9641 | 1 |  | 15:11 | 29.6 |  | 580.7432 | 0 | 587.9641 | 49.6225 | 49.6202 | -0.0076835 | -0.34489 | 587.6192 |  | 32.2812 | 0 | 32.2812 | 49.5 | 1.3167 | 42.5032 | 1 | 0 | 42.5032 |  | 42.5032 | 0
49.6188 | 0 | 587.9641 | 587.9641 | 1 |  | 15:11 | 29.62 |  | 580.7448 | 0 | 587.9641 | 49.6222 | 49.6201 | -0.0069151 | -0.31038 | 587.6537 |  | 32.3157 | 0 | 32.3157 | 49.5 | 1.3162 | 42.5324 | 1 | 0 | 42.5324 |  | 42.5324 | 0
49.6188 | 0 | 587.9641 | 587.9641 | 1 |  | 15:11 | 29.64 |  | 580.7464 | 0 | 587.9641 | 49.6218 | 49.62 | -0.0062236 | -0.27934 | 587.6848 |  | 32.3468 | 0 | 32.3468 | 49.5 | 1.3157 | 42.5586 | 1 | 0 | 42.5586 |  | 42.5586 | 0
49.6188 | 0 | 587.9641 | 587.9641 | 1 |  | 15:11 | 29.66 |  | 580.7481 | 0 | 587.9641 | 49.6215 | 49.6199 | -0.0056012 | -0.25141 | 587.7127 |  | 32.3747 | 0 | 32.3747 | 49.5 | 1.3153 | 42.5822 | 1 | 0 | 42.5822 |  | 42.5822 | 0
49.6188 | 0 | 587.9641 | 587.9641 | 1 |  | 15:11 | 29.68 |  | 580.7497 | 0 | 587.9641 | 49.6213 | 49.6198 | -0.0050411 | -0.22627 | 587.7378 |  | 32.3998 | 0 | 32.3998 | 49.5 | 1.3149 | 42.6034 | 1 | 0 | 42.6034 |  | 42.6034 | 0
49.6188 | 0 | 587.6385 | 587.6385 | 1 |  | 15:11 | 29.7 |  | 580.7513 | 0 | 587.6385 | 49.621 | 49.6197 | -0.004537 | -0.20364 | 587.4349 |  | 32.0969 | 0 | 32.0969 | 49.5 | 1.3146 | 42.1945 | 1 | 0 | 42.1945 |  | 42.1945 | 0
49.6188 | 0 | 587.6385 | 587.6385 | 1 |  | 15:11 | 29.72 |  | 580.753 | 0 | 587.6385 | 49.6208 | 49.6196 | -0.0040833 | -0.18327 | 587.4552 |  | 32.1172 | 0 | 32.1172 | 49.5 | 1.3143 | 42.2118 | 1 | 0 | 42.2118 |  | 42.2118 | 0
49.6188 | 0 | 587.6385 | 587.6385 | 1 |  | 15:11 | 29.74 |  | 580.7546 | 0 | 587.6385 | 49.6206 | 49.6195 | -0.003675 | -0.16495 | 587.4736 |  | 32.1355 | 0 | 32.1355 | 49.5 | 1.314 | 42.2273 | 1 | 0 | 42.2273 |  | 42.2273 | 0
49.6188 | 0 | 587.9641 | 587.9641 | 1 |  | 15:11 | 29.76 |  | 580.7562 | 0 | 587.9641 | 49.6204 | 49.6194 | -0.0033075 | -0.14845 | 587.8156 |  | 32.4776 | 0 | 32.4776 | 49.5 | 1.3138 | 42.6691 | 1 | 0 | 42.6691 |  | 42.6691 | 0
49.6188 | 0 | 587.6385 | 587.6385 | 1 |  | 15:11 | 29.78 |  | 580.7578 | 0 | 587.6385 | 49.6202 | 49.6194 | -0.0029767 | -0.13361 | 587.5049 |  | 32.1669 | 0 | 32.1669 | 49.5 | 1.3136 | 42.2539 | 1 | 0 | 42.2539 |  | 42.2539 | 0
49.6188 | 0 | 587.6385 | 587.6385 | 1 |  | 15:11 | 29.8 |  | 580.7595 | 0 | 587.6385 | 49.6201 | 49.6193 | -0.0026791 | -0.12025 | 587.5183 |  | 32.1802 | 0 | 32.1802 | 49.5 | 1.3134 | 42.2652 | 1 | 0 | 42.2652 |  | 42.2652 | 0
49.6188 | 0 | 587.6385 | 587.6385 | 1 |  | 15:11 | 29.82 |  | 580.7611 | 0 | 587.6385 | 49.62 | 49.6193 | -0.0024111 | -0.10822 | 587.5303 |  | 32.1923 | 0 | 32.1923 | 49.5 | 1.3132 | 42.2754 | 1 | 0 | 42.2754 |  | 42.2754 | 0
49.6188 | 0 | 587.313 | 587.313 | 1 |  | 15:11 | 29.84 |  | 580.7627 | 0 | 587.313 | 49.6199 | 49.6192 | -0.00217 | -0.0974 | 587.2156 |  | 31.8776 | 0 | 31.8776 | 49.5 | 1.3131 | 41.8571 | 1 | 0 | 41.8571 |  | 41.8571 | 0
49.6188 | 0 | 587.6385 | 587.6385 | 1 |  | 15:11 | 29.86 |  | 580.7644 | 0 | 587.6385 | 49.6198 | 49.6192 | -0.001953 | -0.08766 | 587.5508 |  | 32.2128 | 0 | 32.2128 | 49.5 | 1.3129 | 42.2928 | 1 | 0 | 42.2928 |  | 42.2928 | 0
49.6188 | 0 | 587.6385 | 587.6385 | 1 |  | 15:11 | 29.88 |  | 580.766 | 0 | 587.6385 | 49.6197 | 49.6191 | -0.0017577 | -0.078894 | 587.5596 |  | 32.2216 | 0 | 32.2216 | 49.5 | 1.3128 | 42.3002 | 1 | 0 | 42.3002 |  | 42.3002 | 0
49.6188 | 0 | 587.6385 | 587.6385 | 1 |  | 15:11 | 29.9 |  | 580.7676 | 0 | 587.6385 | 49.6196 | 49.6191 | -0.001582 | -0.071004 | 587.5675 |  | 32.2295 | 0 | 32.2295 | 49.5 | 1.3127 | 42.3068 | 1 | 0 | 42.3068 |  | 42.3068 | 0
49.6188 | 0 | 587.313 | 587.313 | 1 |  | 15:11 | 29.92 |  | 580.7693 | 0 | 587.313 | 49.6195 | 49.6191 | -0.0014238 | -0.063904 | 587.2491 |  | 31.9111 | 0 | 31.9111 | 49.5 | 1.3126 | 41.8856 | 1 | 0 | 41.8856 |  | 41.8856 | 0
49.6188 | 0 | 587.313 | 587.313 | 1 |  | 15:11 | 29.94 |  | 580.7709 | 0 | 587.313 | 49.6194 | 49.619 | -0.0012814 | -0.057514 | 587.2555 |  | 31.9175 | 0 | 31.9175 | 49.5 | 1.3125 | 41.891 | 1 | 0 | 41.891 |  | 41.891 | 0
49.6188 | 0 | 587.313 | 587.313 | 1 |  | 15:11 | 29.96 |  | 580.7725 | 0 | 587.313 | 49.6194 | 49.619 | -0.0011532 | -0.051762 | 587.2612 |  | 31.9232 | 0 | 31.9232 | 49.5 | 1.3124 | 41.8959 | 1 | 0 | 41.8959 |  | 41.8959 | 0
49.6188 | 0 | 586.9874 | 586.9874 | 1 |  | 15:11 | 29.98 |  | 580.7741 | 0 | 586.9874 | 49.6193 | 49.619 | -0.0010379 | -0.046586 | 586.9408 |  | 31.6028 | 0 | 31.6028 | 49.5 | 1.3123 | 41.473 | 1 | 0 | 41.473 |  | 41.473 | 0
49.6188 | 0 | 586.9874 | 586.9874 | 1 |  | 15:11 | 30 |  | 580.7758 | 0 | 586.9874 | 49.6193 | 49.619 | -0.0043341 | -0.19453 | 586.7929 |  | 31.4549 | 0 | 31.4549 | 49.5 | 1.3123 | 41.2768 | 1 | 0 | 41.2768 |  | 41.2768 | 0
49.6188 | 0 | 586.9874 | 586.9874 | 1 |  | 15:11 | 30.02 |  | 580.7774 | 0 | 586.9874 | 49.6192 | 49.619 | -0.0090007 | -0.40399 | 586.5834 |  | 31.2454 | 0 | 31.2454 | 49.5 | 1.3122 | 41 | 1 | 0 | 41 |  | 41 | 0
49.6188 | 0 | 586.9874 | 586.9874 | 1 |  | 15:11 | 30.04 |  | 580.779 | 0 | 586.9874 | 49.6192 | 49.6186 | -0.013201 | -0.5925 | 586.3949 |  | 31.0569 | 0 | 31.0569 | 49.5 | 1.311 | 40.7146 | 1 | 0 | 40.7146 |  | 40.7146 | 0
49.6188 | 0 | 586.9874 | 586.9874 | 1 |  | 15:11 | 30.06 |  | 580.7807 | 0 | 586.9874 | 49.6191 | 49.6183 | -0.015281 | -0.68585 | 586.3015 |  | 30.9635 | 0 | 30.9635 | 49.5 | 1.3099 | 40.5582 | 1 | 0 | 40.5582 |  | 40.5582 | 0
49.6188 | 0 | 586.9874 | 586.9874 | 1 |  | 15:11 | 30.08 |  | 580.7823 | 0 | 586.9874 | 49.6191 | 49.618 | -0.013753 | -0.61727 | 586.3701 |  | 31.0321 | 0 | 31.0321 | 49.5 | 1.3089 | 40.6174 | 1 | 0 | 40.6174 |  | 40.6174 | 0
49.6188 | 0 | 586.9874 | 586.9874 | 1 |  | 15:11 | 30.1 |  | 580.7839 | 0 | 586.9874 | 49.6191 | 49.6177 | -0.012377 | -0.55554 | 586.4319 |  | 31.0939 | 0 | 31.0939 | 49.5 | 1.308 | 40.6705 | 1 | 0 | 40.6705 |  | 40.6705 | 0
49.6188 | 0 | 586.9874 | 586.9874 | 1 |  | 15:11 | 30.12 |  | 580.7856 | 0 | 586.9874 | 49.619 | 49.6175 | -0.01114 | -0.49999 | 586.4874 |  | 31.1494 | 0 | 31.1494 | 49.5 | 1.3072 | 40.7183 | 1 | 0 | 40.7183 |  | 40.7183 | 0
49.6188 | 0 | 587.6385 | 587.6385 | 1 |  | 15:11 | 30.14 |  | 580.7872 | 0 | 587.6385 | 49.619 | 49.6173 | -0.010026 | -0.44999 | 587.1885 |  | 31.8505 | 0 | 31.8505 | 49.5 | 1.3065 | 41.6119 | 1 | 0 | 41.6119 |  | 41.6119 | 0
49.6188 | 0 | 587.6385 | 587.6385 | 1 |  | 15:11 | 30.16 |  | 580.7888 | 0 | 587.6385 | 49.619 | 49.6171 | -0.009023 | -0.40499 | 587.2335 |  | 31.8955 | 0 | 31.8955 | 49.5 | 1.3058 | 41.6501 | 1 | 0 | 41.6501 |  | 41.6501 | 0
49.6188 | 0 | 587.313 | 587.313 | 1 |  | 15:11 | 30.18 |  | 580.7904 | 0 | 587.313 | 49.619 | 49.6169 | -0.0081207 | -0.36449 | 586.9485 |  | 31.6105 | 0 | 31.6105 | 49.5 | 1.3053 | 41.2596 | 1 | 0 | 41.2596 |  | 41.2596 | 0
49.6188 | 0 | 587.9641 | 587.9641 | 1 |  | 15:11 | 30.2 |  | 580.7921 | 0 | 587.9641 | 49.619 | 49.6168 | -0.0073087 | -0.32804 | 587.6361 |  | 32.2981 | 0 | 32.2981 | 49.5 | 1.3047 | 42.1402 | 1 | 0 | 42.1402 |  | 42.1402 | 0
49.6154 | 0 | 587.6385 | 587.6385 | 1 |  | 15:11 | 30.22 |  | 580.7937 | 0 | 587.6385 | 49.6186 | 49.6166 | -0.0065778 | -0.29522 | 587.3433 |  | 32.0053 | 0 | 32.0053 | 49.5 | 1.3043 | 41.7432 | 1 | 0 | 41.7432 |  | 41.7432 | 0
49.6154 | 0 | 587.9641 | 587.9641 | 1 |  | 15:11 | 30.24 |  | 580.7953 | 0 | 587.9641 | 49.6183 | 49.6165 | -0.00592 | -0.2657 | 587.6984 |  | 32.3604 | 0 | 32.3604 | 49.5 | 1.3038 | 42.1927 | 1 | 0 | 42.1927 |  | 42.1927 | 0
49.6154 | 0 | 587.6385 | 587.6385 | 1 |  | 15:11 | 30.26 |  | 580.797 | 0 | 587.6385 | 49.618 | 49.6164 | -0.005328 | -0.23913 | 587.3994 |  | 32.0614 | 0 | 32.0614 | 49.5 | 1.3035 | 41.7907 | 1 | 0 | 41.7907 |  | 41.7907 | 0
49.6154 | 0 | 587.6385 | 587.6385 | 1 |  | 15:11 | 30.28 |  | 580.7986 | 0 | 587.6385 | 49.6177 | 49.6163 | -0.0047952 | -0.21521 | 587.4233 |  | 32.0853 | 0 | 32.0853 | 49.5 | 1.3031 | 41.8109 | 1 | 0 | 41.8109 |  | 41.8109 | 0
49.6154 | 0 | 587.6385 | 587.6385 | 1 |  | 15:11 | 30.3 |  | 580.8002 | 0 | 587.6385 | 49.6175 | 49.6162 | -0.0043157 | -0.19369 | 587.4448 |  | 32.1068 | 0 | 32.1068 | 49.5 | 1.3028 | 41.8291 | 1 | 0 | 41.8291 |  | 41.8291 | 0
49.6154 | 0 | 587.6385 | 587.6385 | 1 |  | 15:11 | 30.32 |  | 580.8019 | 0 | 587.6385 | 49.6173 | 49.6161 | -0.0038841 | -0.17432 | 587.4642 |  | 32.1262 | 0 | 32.1262 | 49.5 | 1.3025 | 41.8454 | 1 | 0 | 41.8454 |  | 41.8454 | 0
49.6154 | 0 | 587.6385 | 587.6385 | 1 |  | 15:11 | 30.34 |  | 580.8035 | 0 | 587.6385 | 49.6171 | 49.6161 | -0.0034957 | -0.15689 | 587.4816 |  | 32.1436 | 0 | 32.1436 | 49.5 | 1.3023 | 41.8601 | 1 | 0 | 41.8601 |  | 41.8601 | 0
49.6154 | 0 | 587.9641 | 587.9641 | 1 |  | 15:11 | 30.36 |  | 580.8051 | 0 | 587.9641 | 49.6169 | 49.616 | -0.0031461 | -0.1412 | 587.8229 |  | 32.4849 | 0 | 32.4849 | 49.5 | 1.3021 | 42.2973 | 1 | 0 | 42.2973 |  | 42.2973 | 0
49.6154 | 0 | 587.9641 | 587.9641 | 1 |  | 15:11 | 30.38 |  | 580.8067 | 0 | 587.9641 | 49.6168 | 49.6159 | -0.0028315 | -0.12708 | 587.837 |  | 32.499 | 0 | 32.499 | 49.5 | 1.3019 | 42.3092 | 1 | 0 | 42.3092 |  | 42.3092 | 0
49.6154 | 0 | 587.9641 | 587.9641 | 1 |  | 15:11 | 30.4 |  | 580.8084 | 0 | 587.9641 | 49.6166 | 49.6159 | -0.0025484 | -0.11437 | 587.8497 |  | 32.5117 | 0 | 32.5117 | 49.5 | 1.3017 | 42.3198 | 1 | 0 | 42.3198 |  | 42.3198 | 0
49.6154 | 0 | 587.6385 | 587.6385 | 1 |  | 15:11 | 30.42 |  | 580.81 | 0 | 587.6385 | 49.6165 | 49.6158 | -0.0022935 | -0.10294 | 587.5356 |  | 32.1976 | 0 | 32.1976 | 49.5 | 1.3015 | 41.9056 | 1 | 0 | 41.9056 |  | 41.9056 | 0
49.6154 | 0 | 587.9641 | 587.9641 | 1 |  | 15:11 | 30.44 |  | 580.8116 | 0 | 587.9641 | 49.6164 | 49.6158 | -0.0055642 | -0.24973 | 587.7144 |  | 32.3764 | 0 | 32.3764 | 49.5 | 1.3014 | 42.1336 | 1 | 0 | 42.1336 |  | 42.1336 | 0
49.6154 | 0 | 587.6385 | 587.6385 | 1 |  | 15:11 | 30.46 |  | 580.8133 | 0 | 587.6385 | 49.6163 | 49.6158 | -0.010258 | -0.46038 | 587.1781 |  | 31.8401 | 0 | 31.8401 | 49.5 | 1.3012 | 41.4316 | 1 | 0 | 41.4316 |  | 41.4316 | 0
49.6154 | 0 | 587.9641 | 587.9641 | 1 |  | 15:11 | 30.48 |  | 580.8149 | 0 | 587.9641 | 49.6162 | 49.6154 | -0.014482 | -0.64996 | 587.3141 |  | 31.9761 | 0 | 31.9761 | 49.5 | 1.2999 | 41.5669 | 1 | 0 | 41.5669 |  | 41.5669 | 0
49.6154 | 0 | 587.9641 | 587.9641 | 1 |  | 15:11 | 30.5 |  | 580.8165 | 0 | 587.9641 | 49.6161 | 49.615 | -0.016534 | -0.74205 | 587.222 |  | 31.884 | 0 | 31.884 | 49.5 | 1.2988 | 41.4099 | 1 | 0 | 41.4099 |  | 41.4099 | 0
49.6154 | 0 | 587.9641 | 587.9641 | 1 |  | 15:11 | 30.52 |  | 580.8182 | 0 | 587.9641 | 49.6161 | 49.6147 | -0.01488 | -0.66785 | 587.2963 |  | 31.9583 | 0 | 31.9583 | 49.5 | 1.2977 | 41.4727 | 1 | 0 | 41.4727 |  | 41.4727 | 0
49.6154 | 0 | 586.9874 | 586.9874 | 1 |  | 15:11 | 30.54 |  | 580.8198 | 0 | 586.9874 | 49.616 | 49.6144 | -0.013392 | -0.60106 | 586.3863 |  | 31.0483 | 0 | 31.0483 | 49.5 | 1.2968 | 40.2625 | 1 | 0 | 40.2625 |  | 40.2625 | 0
49.6154 | 0 | 586.9874 | 586.9874 | 1 |  | 15:11 | 30.56 |  | 580.8214 | 0 | 586.9874 | 49.6159 | 49.6142 | -0.012053 | -0.54096 | 586.4464 |  | 31.1084 | 0 | 31.1084 | 49.5 | 1.2959 | 40.314 | 1 | 0 | 40.314 |  | 40.314 | 0
49.6154 | 0 | 587.313 | 587.313 | 1 |  | 15:11 | 30.58 |  | 580.823 | 0 | 587.313 | 49.6159 | 49.6139 | -0.010848 | -0.48686 | 586.8261 |  | 31.4881 | 0 | 31.4881 | 49.5 | 1.2952 | 40.7821 | 1 | 0 | 40.7821 |  | 40.7821 | 0
49.6154 | 0 | 586.9874 | 586.9874 | 1 |  | 15:11 | 30.6 |  | 580.8247 | 0 | 586.9874 | 49.6158 | 49.6137 | -0.009763 | -0.43817 | 586.5492 |  | 31.2112 | 0 | 31.2112 | 49.5 | 1.2945 | 40.402 | 1 | 0 | 40.402 |  | 40.402 | 0
49.6154 | 0 | 586.9874 | 586.9874 | 1 |  | 15:11 | 30.62 |  | 580.8263 | 0 | 586.9874 | 49.6158 | 49.6136 | -0.0087867 | -0.39436 | 586.593 |  | 31.255 | 0 | 31.255 | 49.5 | 1.2939 | 40.4394 | 1 | 0 | 40.4394 |  | 40.4394 | 0
49.6154 | 0 | 586.9874 | 586.9874 | 1 |  | 15:11 | 30.64 |  | 580.8279 | 0 | 586.9874 | 49.6158 | 49.6134 | -0.0079081 | -0.35492 | 586.6325 |  | 31.2945 | 0 | 31.2945 | 49.5 | 1.2933 | 40.4731 | 1 | 0 | 40.4731 |  | 40.4731 | 0
49.6119 | 0 | 586.9874 | 586.9874 | 1 |  | 15:11 | 30.66 |  | 580.8296 | 0 | 586.9874 | 49.6154 | 49.6132 | -0.0071173 | -0.31941 | 586.668 |  | 31.33 | 0 | 31.33 | 49.5 | 1.2928 | 40.5034 | 1 | 0 | 40.5034 |  | 40.5034 | 0
49.6119 | 0 | 586.9874 | 586.9874 | 1 |  | 15:11 | 30.68 |  | 580.8312 | 0 | 586.9874 | 49.615 | 49.6131 | -0.0064055 | -0.28747 | 586.6999 |  | 31.3619 | 0 | 31.3619 | 49.5 | 1.2924 | 40.5306 | 1 | 0 | 40.5306 |  | 40.5306 | 0
49.6119 | 0 | 586.6619 | 586.6619 | 1 |  | 15:11 | 30.7 |  | 580.8328 | 0 | 586.6619 | 49.6147 | 49.613 | -0.005765 | -0.25872 | 586.4032 |  | 31.0652 | 0 | 31.0652 | 49.5 | 1.2919 | 40.1346 | 1 | 0 | 40.1346 |  | 40.1346 | 0
49.6119 | 0 | 586.9874 | 586.9874 | 1 |  | 15:11 | 30.72 |  | 580.8345 | 0 | 586.9874 | 49.6144 | 49.6129 | -0.0051885 | -0.23285 | 586.7546 |  | 31.4165 | 0 | 31.4165 | 49.5 | 1.2916 | 40.5771 | 1 | 0 | 40.5771 |  | 40.5771 | 0
49.6119 | 0 | 586.9874 | 586.9874 | 1 |  | 15:11 | 30.74 |  | 580.8361 | 0 | 586.9874 | 49.6142 | 49.6128 | -0.0046696 | -0.20956 | 586.7778 |  | 31.4398 | 0 | 31.4398 | 49.5 | 1.2913 | 40.597 | 1 | 0 | 40.597 |  | 40.597 | 0
49.6119 | 0 | 586.6619 | 586.6619 | 1 |  | 15:11 | 30.76 |  | 580.8377 | 0 | 586.6619 | 49.6139 | 49.6127 | -0.0042027 | -0.18861 | 586.4733 |  | 31.1353 | 0 | 31.1353 | 49.5 | 1.291 | 40.1946 | 1 | 0 | 40.1946 |  | 40.1946 | 0
49.6119 | 0 | 586.9874 | 586.9874 | 1 |  | 15:11 | 30.78 |  | 580.8393 | 0 | 586.9874 | 49.6137 | 49.6126 | -0.0037824 | -0.16975 | 586.8177 |  | 31.4797 | 0 | 31.4797 | 49.5 | 1.2907 | 40.6308 | 1 | 0 | 40.6308 |  | 40.6308 | 0
49.6119 | 0 | 586.9874 | 586.9874 | 1 |  | 15:11 | 30.8 |  | 580.841 | 0 | 586.9874 | 49.6136 | 49.6125 | -0.0068042 | -0.30536 | 586.682 |  | 31.344 | 0 | 31.344 | 49.5 | 1.2905 | 40.4483 | 1 | 0 | 40.4483 |  | 40.4483 | 0
49.6119 | 0 | 586.9874 | 586.9874 | 1 |  | 15:11 | 30.82 |  | 580.8426 | 0 | 586.9874 | 49.6134 | 49.6125 | -0.011224 | -0.5037 | 586.4837 |  | 31.1457 | 0 | 31.1457 | 49.5 | 1.2902 | 40.1857 | 1 | 0 | 40.1857 |  | 40.1857 | 0
49.6119 | 0 | 586.3363 | 586.3363 | 1 |  | 15:11 | 30.84 |  | 580.8442 | 0 | 586.3363 | 49.6132 | 49.6121 | -0.015201 | -0.6822 | 585.6541 |  | 30.3161 | 0 | 30.3161 | 49.5 | 1.2889 | 39.0752 | 1 | 0 | 39.0752 |  | 39.0752 | 0
49.6119 | 0 | 586.9874 | 586.9874 | 1 |  | 15:11 | 30.86 |  | 580.8459 | 0 | 586.9874 | 49.6131 | 49.6117 | -0.017081 | -0.76657 | 586.2208 |  | 30.8828 | 0 | 30.8828 | 49.5 | 1.2877 | 39.769 | 1 | 0 | 39.769 |  | 39.769 | 0
49.6119 | 0 | 586.9874 | 586.9874 | 1 |  | 15:11 | 30.88 |  | 580.8475 | 0 | 586.9874 | 49.613 | 49.6114 | -0.015373 | -0.68991 | 586.2975 |  | 30.9595 | 0 | 30.9595 | 49.5 | 1.2867 | 39.8346 | 1 | 0 | 39.8346 |  | 39.8346 | 0
49.6119 | 0 | 586.6619 | 586.6619 | 1 |  | 15:11 | 30.9 |  | 580.8491 | 0 | 586.6619 | 49.6129 | 49.6111 | -0.013836 | -0.62092 | 586.041 |  | 30.703 | 0 | 30.703 | 49.5 | 1.2857 | 39.4751 | 1 | 0 | 39.4751 |  | 39.4751 | 0
49.6119 | 0 | 586.9874 | 586.9874 | 1 |  | 15:11 | 30.92 |  | 580.8508 | 0 | 586.9874 | 49.6128 | 49.6108 | -0.012452 | -0.55883 | 586.4286 |  | 31.0906 | 0 | 31.0906 | 49.5 | 1.2848 | 39.9467 | 1 | 0 | 39.9467 |  | 39.9467 | 0
49.6119 | 0 | 586.9874 | 586.9874 | 1 |  | 15:11 | 30.94 |  | 580.8524 | 0 | 586.9874 | 49.6127 | 49.6106 | -0.011207 | -0.50294 | 586.4845 |  | 31.1465 | 0 | 31.1465 | 49.5 | 1.2841 | 39.9943 | 1 | 0 | 39.9943 |  | 39.9943 | 0
49.6119 | 0 | 586.9874 | 586.9874 | 1 |  | 15:11 | 30.96 |  | 580.854 | 0 | 586.9874 | 49.6126 | 49.6104 | -0.010086 | -0.45265 | 586.5347 |  | 31.1967 | 0 | 31.1967 | 49.5 | 1.2834 | 40.0372 | 1 | 0 | 40.0372 |  | 40.0372 | 0
49.6119 | 0 | 586.9874 | 586.9874 | 1 |  | 15:11 | 30.98 |  | 580.8556 | 0 | 586.9874 | 49.6125 | 49.6102 | -0.0090777 | -0.40739 | 586.58 |  | 31.242 | 0 | 31.242 | 49.5 | 1.2827 | 40.0757 | 1 | 0 | 40.0757 |  | 40.0757 | 0
49.6119 | 0 | 586.9874 | 586.9874 | 1 |  | 15:11 | 31 |  | 580.8573 | 0 | 586.9874 | 49.6125 | 49.61 | -0.0081699 | -0.36665 | 586.6208 |  | 31.2827 | 0 | 31.2827 | 49.5 | 1.2822 | 40.1103 | 1 | 0 | 40.1103 |  | 40.1103 | 0
49.6085 | 0 | 586.9874 | 586.9874 | 1 |  | 15:11 | 31.02 |  | 580.8589 | 0 | 586.9874 | 49.6121 | 49.6099 | -0.0073529 | -0.32996 | 586.6574 |  | 31.3194 | 0 | 31.3194 | 49.5 | 1.2817 | 40.1415 | 1 | 0 | 40.1415 |  | 40.1415 | 0
49.6085 | 0 | 586.9874 | 586.9874 | 1 |  | 15:11 | 31.04 |  | 580.8605 | 0 | 586.9874 | 49.6117 | 49.6097 | -0.0066176 | -0.29696 | 586.6904 |  | 31.3524 | 0 | 31.3524 | 49.5 | 1.2812 | 40.1695 | 1 | 0 | 40.1695 |  | 40.1695 | 0
49.6085 | 0 | 586.9874 | 586.9874 | 1 |  | 15:11 | 31.06 |  | 580.8622 | 0 | 586.9874 | 49.6114 | 49.6096 | -0.0059559 | -0.26727 | 586.7201 |  | 31.3821 | 0 | 31.3821 | 49.5 | 1.2808 | 40.1947 | 1 | 0 | 40.1947 |  | 40.1947 | 0
49.6085 | 0 | 586.6619 | 586.6619 | 1 |  | 15:11 | 31.08 |  | 580.8638 | 0 | 586.6619 | 49.6111 | 49.6095 | -0.0053603 | -0.24054 | 586.4214 |  | 31.0834 | 0 | 31.0834 | 49.5 | 1.2804 | 39.8006 | 1 | 0 | 39.8006 |  | 39.8006 | 0
49.6085 | 0 | 586.9874 | 586.9874 | 1 |  | 15:11 | 31.1 |  | 580.8654 | 0 | 586.9874 | 49.6108 | 49.6094 | -0.0048242 | -0.21649 | 586.7709 |  | 31.4329 | 0 | 31.4329 | 49.5 | 1.2801 | 40.2377 | 1 | 0 | 40.2377 |  | 40.2377 | 0
49.6085 | 0 | 586.9874 | 586.9874 | 1 |  | 15:11 | 31.12 |  | 580.8671 | 0 | 586.9874 | 49.6106 | 49.6093 | -0.0043418 | -0.19484 | 586.7926 |  | 31.4546 | 0 | 31.4546 | 49.5 | 1.2798 | 40.2561 | 1 | 0 | 40.2561 |  | 40.2561 | 0
49.6085 | 0 | 586.9874 | 586.9874 | 1 |  | 15:11 | 31.14 |  | 580.8687 | 0 | 586.9874 | 49.6104 | 49.6092 | -0.0039076 | -0.17535 | 586.812 |  | 31.474 | 0 | 31.474 | 49.5 | 1.2795 | 40.2726 | 1 | 0 | 40.2726 |  | 40.2726 | 0
49.6085 | 0 | 586.9874 | 586.9874 | 1 |  | 15:11 | 31.16 |  | 580.8703 | 0 | 586.9874 | 49.6102 | 49.6092 | -0.0035169 | -0.15782 | 586.8296 |  | 31.4916 | 0 | 31.4916 | 49.5 | 1.2793 | 40.2874 | 1 | 0 | 40.2874 |  | 40.2874 | 0
49.6085 | 0 | 586.9874 | 586.9874 | 1 |  | 15:11 | 31.18 |  | 580.8719 | 0 | 586.9874 | 49.61 | 49.6091 | -0.0031652 | -0.14204 | 586.8454 |  | 31.5074 | 0 | 31.5074 | 49.5 | 1.2791 | 40.3007 | 1 | 0 | 40.3007 |  | 40.3007 | 0
49.6085 | 0 | 586.9874 | 586.9874 | 1 |  | 15:11 | 31.2 |  | 580.8736 | 0 | 586.9874 | 49.6099 | 49.609 | -0.0028487 | -0.12783 | 586.8596 |  | 31.5216 | 0 | 31.5216 | 49.5 | 1.2789 | 40.3128 | 1 | 0 | 40.3128 |  | 40.3128 | 0
49.6085 | 0 | 586.6619 | 586.6619 | 1 |  | 15:11 | 31.22 |  | 580.8752 | 0 | 586.6619 | 49.6097 | 49.609 | -0.0025638 | -0.11505 | 586.5469 |  | 31.2088 | 0 | 31.2088 | 49.5 | 1.2787 | 39.9073 | 1 | 0 | 39.9073 |  | 39.9073 | 0
49.6085 | 0 | 586.3363 | 586.3363 | 1 |  | 15:11 | 31.24 |  | 580.8768 | 0 | 586.3363 | 49.6096 | 49.6089 | -0.0023074 | -0.10354 | 586.2328 |  | 30.8948 | 0 | 30.8948 | 49.5 | 1.2786 | 39.5008 | 1 | 0 | 39.5008 |  | 39.5008 | 0
49.6085 | 0 | 586.6619 | 586.6619 | 1 |  | 15:11 | 31.26 |  | 580.8785 | 0 | 586.6619 | 49.6095 | 49.6089 | -0.0055767 | -0.25025 | 586.4116 |  | 31.0736 | 0 | 31.0736 | 49.5 | 1.2784 | 39.7251 | 1 | 0 | 39.7251 |  | 39.7251 | 0
49.6085 | 0 | 586.3363 | 586.3363 | 1 |  | 15:11 | 31.28 |  | 580.8801 | 0 | 586.3363 | 49.6094 | 49.6089 | -0.010269 | -0.46082 | 585.8755 |  | 30.5375 | 0 | 30.5375 | 49.5 | 1.2783 | 39.0358 | 1 | 0 | 39.0358 |  | 39.0358 | 0
49.6085 | 0 | 586.3363 | 586.3363 | 1 |  | 15:11 | 31.3 |  | 580.8817 | 0 | 586.3363 | 49.6093 | 49.6085 | -0.014492 | -0.65033 | 585.686 |  | 30.348 | 0 | 30.348 | 49.5 | 1.277 | 38.7553 | 1 | 0 | 38.7553 |  | 38.7553 | 0
49.6085 | 0 | 586.3363 | 586.3363 | 1 |  | 15:11 | 31.32 |  | 580.8834 | 0 | 586.3363 | 49.6092 | 49.6081 | -0.016543 | -0.74236 | 585.5939 |  | 30.2559 | 0 | 30.2559 | 49.5 | 1.2759 | 38.6036 | 1 | 0 | 38.6036 |  | 38.6036 | 0
49.6085 | 0 | 586.3363 | 586.3363 | 1 |  | 15:11 | 31.34 |  | 580.885 | 0 | 586.3363 | 49.6092 | 49.6078 | -0.014889 | -0.66812 | 585.6682 |  | 30.3302 | 0 | 30.3302 | 49.5 | 1.2749 | 38.6676 | 1 | 0 | 38.6676 |  | 38.6676 | 0
49.6085 | 0 | 586.3363 | 586.3363 | 1 |  | 15:11 | 31.36 |  | 580.8866 | 0 | 586.3363 | 49.6091 | 49.6075 | -0.0134 | -0.60131 | 585.735 |  | 30.397 | 0 | 30.397 | 49.5 | 1.274 | 38.725 | 1 | 0 | 38.725 |  | 38.725 | 0
49.6085 | 0 | 586.3363 | 586.3363 | 1 |  | 15:11 | 31.38 |  | 580.8882 | 0 | 586.3363 | 49.609 | 49.6073 | -0.01206 | -0.54118 | 585.7951 |  | 30.4571 | 0 | 30.4571 | 49.5 | 1.2732 | 38.7766 | 1 | 0 | 38.7766 |  | 38.7766 | 0
49.6085 | 0 | 586.3363 | 586.3363 | 1 |  | 15:11 | 31.4 |  | 580.8899 | 0 | 586.3363 | 49.609 | 49.607 | -0.010854 | -0.48706 | 585.8492 |  | 30.5112 | 0 | 30.5112 | 49.5 | 1.2724 | 38.823 | 1 | 0 | 38.823 |  | 38.823 | 0
49.6085 | 0 | 586.3363 | 586.3363 | 1 |  | 15:11 | 31.42 |  | 580.8915 | 0 | 586.3363 | 49.6089 | 49.6068 | -0.0097684 | -0.43835 | 585.8979 |  | 30.5599 | 0 | 30.5599 | 49.5 | 1.2718 | 38.8648 | 1 | 0 | 38.8648 |  | 38.8648 | 0
49.6085 | 0 | 586.3363 | 586.3363 | 1 |  | 15:11 | 31.44 |  | 580.8931 | 0 | 586.3363 | 49.6089 | 49.6067 | -0.0087916 | -0.39452 | 585.9418 |  | 30.6038 | 0 | 30.6038 | 49.5 | 1.2712 | 38.9023 | 1 | 0 | 38.9023 |  | 38.9023 | 0
49.6085 | 0 | 586.3363 | 586.3363 | 1 |  | 15:11 | 31.46 |  | 580.8948 | 0 | 586.3363 | 49.6089 | 49.6065 | -0.0079124 | -0.35507 | 585.9812 |  | 30.6432 | 0 | 30.6432 | 49.5 | 1.2706 | 38.936 | 1 | 0 | 38.936 |  | 38.936 | 0
49.605 | 0 | 586.3363 | 586.3363 | 1 |  | 15:11 | 31.48 |  | 580.8964 | 0 | 586.3363 | 49.6085 | 49.6063 | -0.0071212 | -0.31954 | 586.0168 |  | 30.6788 | 0 | 30.6788 | 49.5 | 1.2701 | 38.9664 | 1 | 0 | 38.9664 |  | 38.9664 | 0
49.605 | 0 | 586.3363 | 586.3363 | 1 |  | 15:11 | 31.5 |  | 580.898 | 0 | 586.3363 | 49.6081 | 49.6062 | -0.0064091 | -0.28758 | 586.0487 |  | 30.7107 | 0 | 30.7107 | 49.5 | 1.2697 | 38.9937 | 1 | 0 | 38.9937 |  | 38.9937 | 0
49.605 | 0 | 586.3363 | 586.3363 | 1 |  | 15:11 | 31.52 |  | 580.8997 | 0 | 586.3363 | 49.6078 | 49.6061 | -0.0057682 | -0.25883 | 586.0775 |  | 30.7395 | 0 | 30.7395 | 49.5 | 1.2693 | 39.0182 | 1 | 0 | 39.0182 |  | 39.0182 | 0
49.605 | 0 | 586.0107 | 586.0107 | 1 |  | 15:11 | 31.54 |  | 580.9013 | 0 | 586.0107 | 49.6075 | 49.606 | -0.0051913 | -0.23294 | 585.7778 |  | 30.4398 | 0 | 30.4398 | 49.5 | 1.269 | 38.6271 | 1 | 0 | 38.6271 |  | 38.6271 | 0
49.605 | 0 | 586.9874 | 586.9874 | 1 |  | 15:11 | 31.56 |  | 580.9029 | 0 | 586.9874 | 49.6073 | 49.6059 | -0.0046722 | -0.20965 | 586.7778 |  | 31.4397 | 0 | 31.4397 | 49.5 | 1.2687 | 39.8861 | 1 | 0 | 39.8861 |  | 39.8861 | 0
49.605 | 0 | 586.6619 | 586.6619 | 1 |  | 15:11 | 31.58 |  | 580.9045 | 0 | 586.6619 | 49.607 | 49.6058 | -0.004205 | -0.18868 | 586.4732 |  | 31.1352 | 0 | 31.1352 | 49.5 | 1.2684 | 39.491 | 1 | 0 | 39.491 |  | 39.491 | 0
49.605 | 0 | 586.6619 | 586.6619 | 1 |  | 15:11 | 31.6 |  | 580.9062 | 0 | 586.6619 | 49.6068 | 49.6057 | -0.0037845 | -0.16982 | 586.4921 |  | 31.1541 | 0 | 31.1541 | 49.5 | 1.2681 | 39.5069 | 1 | 0 | 39.5069 |  | 39.5069 | 0
49.605 | 0 | 586.6619 | 586.6619 | 1 |  | 15:11 | 31.62 |  | 580.9078 | 0 | 586.6619 | 49.6067 | 49.6056 | -0.003406 | -0.15283 | 586.5091 |  | 31.1711 | 0 | 31.1711 | 49.5 | 1.2679 | 39.5213 | 1 | 0 | 39.5213 |  | 39.5213 | 0
49.605 | 0 | 586.6619 | 586.6619 | 1 |  | 15:11 | 31.64 |  | 580.9094 | 0 | 586.6619 | 49.6065 | 49.6056 | -0.0030654 | -0.13755 | 586.5243 |  | 31.1863 | 0 | 31.1863 | 49.5 | 1.2677 | 39.5343 | 1 | 0 | 39.5343 |  | 39.5343 | 0
49.605 | 0 | 586.3363 | 586.3363 | 1 |  | 15:11 | 31.66 |  | 580.9111 | 0 | 586.3363 | 49.6063 | 49.6055 | -0.0027589 | -0.1238 | 586.2125 |  | 30.8745 | 0 | 30.8745 | 49.5 | 1.2675 | 39.1332 | 1 | 0 | 39.1332 |  | 39.1332 | 0
49.605 | 0 | 586.0107 | 586.0107 | 1 |  | 15:11 | 31.68 |  | 580.9127 | 0 | 586.0107 | 49.6062 | 49.6055 | -0.005883 | -0.26398 | 585.7467 |  | 30.4087 | 0 | 30.4087 | 49.5 | 1.2673 | 38.5377 | 1 | 0 | 38.5377 |  | 38.5377 | 0
49.605 | 0 | 586.0107 | 586.0107 | 1 |  | 15:11 | 31.7 |  | 580.9143 | 0 | 586.0107 | 49.6061 | 49.6054 | -0.010395 | -0.46643 | 585.5443 |  | 30.2063 | 0 | 30.2063 | 49.5 | 1.2672 | 38.2766 | 1 | 0 | 38.2766 |  | 38.2766 | 0
49.605 | 0 | 586.3363 | 586.3363 | 1 |  | 15:11 | 31.72 |  | 580.916 | 0 | 586.3363 | 49.606 | 49.605 | -0.014455 | -0.64863 | 585.6877 |  | 30.3497 | 0 | 30.3497 | 49.5 | 1.2659 | 38.4211 | 1 | 0 | 38.4211 |  | 38.4211 | 0
49.605 | 0 | 586.0107 | 586.0107 | 1 |  | 15:11 | 31.74 |  | 580.9176 | 0 | 586.0107 | 49.6059 | 49.6047 | -0.01641 | -0.73633 | 585.2744 |  | 29.9364 | 0 | 29.9364 | 49.5 | 1.2648 | 37.8649 | 1 | 0 | 37.8649 |  | 37.8649 | 0
49.605 | 0 | 586.0107 | 586.0107 | 1 |  | 15:11 | 31.76 |  | 580.9192 | 0 | 586.0107 | 49.6058 | 49.6044 | -0.014769 | -0.6627 | 585.348 |  | 30.01 | 0 | 30.01 | 49.5 | 1.2639 | 37.9284 | 1 | 0 | 37.9284 |  | 37.9284 | 0
49.605 | 0 | 586.0107 | 586.0107 | 1 |  | 15:11 | 31.78 |  | 580.9208 | 0 | 586.0107 | 49.6057 | 49.6041 | -0.013292 | -0.59643 | 585.4143 |  | 30.0763 | 0 | 30.0763 | 49.5 | 1.263 | 37.9854 | 1 | 0 | 37.9854 |  | 37.9854 | 0
49.605 | 0 | 586.0107 | 586.0107 | 1 |  | 15:11 | 31.8 |  | 580.9225 | 0 | 586.0107 | 49.6056 | 49.6039 | -0.011963 | -0.53678 | 585.4739 |  | 30.1359 | 0 | 30.1359 | 49.5 | 1.2622 | 38.0366 | 1 | 0 | 38.0366 |  | 38.0366 | 0
49.605 | 0 | 586.0107 | 586.0107 | 1 |  | 15:11 | 31.82 |  | 580.9241 | 0 | 586.0107 | 49.6056 | 49.6036 | -0.010766 | -0.4831 | 585.5276 |  | 30.1896 | 0 | 30.1896 | 49.5 | 1.2615 | 38.0827 | 1 | 0 | 38.0827 |  | 38.0827 | 0
49.605 | 0 | 586.0107 | 586.0107 | 1 |  | 15:11 | 31.84 |  | 580.9257 | 0 | 586.0107 | 49.6055 | 49.6034 | -0.0096898 | -0.43479 | 585.5759 |  | 30.2379 | 0 | 30.2379 | 49.5 | 1.2608 | 38.1241 | 1 | 0 | 38.1241 |  | 38.1241 | 0
49.605 | 0 | 586.0107 | 586.0107 | 1 |  | 15:11 | 31.86 |  | 580.9274 | 0 | 586.0107 | 49.6055 | 49.6032 | -0.0087208 | -0.39131 | 585.6194 |  | 30.2814 | 0 | 30.2814 | 49.5 | 1.2602 | 38.1613 | 1 | 0 | 38.1613 |  | 38.1613 | 0
49.605 | 0 | 586.0107 | 586.0107 | 1 |  | 15:11 | 31.88 |  | 580.929 | 0 | 586.0107 | 49.6054 | 49.6031 | -0.0078487 | -0.35218 | 585.6585 |  | 30.3205 | 0 | 30.3205 | 49.5 | 1.2597 | 38.1948 | 1 | 0 | 38.1948 |  | 38.1948 | 0
49.6016 | 0 | 586.0107 | 586.0107 | 1 |  | 15:11 | 31.9 |  | 580.9306 | 0 | 586.0107 | 49.605 | 49.6029 | -0.0070638 | -0.31694 | 585.6938 |  | 30.3558 | 0 | 30.3558 | 49.5 | 1.2592 | 38.2249 | 1 | 0 | 38.2249 |  | 38.2249 | 0
49.6016 | 0 | 586.0107 | 586.0107 | 1 |  | 15:11 | 31.92 |  | 580.9323 | 0 | 586.0107 | 49.6047 | 49.6028 | -0.0063575 | -0.28525 | 585.7255 |  | 30.3874 | 0 | 30.3874 | 49.5 | 1.2588 | 38.252 | 1 | 0 | 38.252 |  | 38.252 | 0
49.6016 | 0 | 586.0107 | 586.0107 | 1 |  | 15:11 | 31.94 |  | 580.9339 | 0 | 586.0107 | 49.6044 | 49.6027 | -0.0057217 | -0.25672 | 585.754 |  | 30.416 | 0 | 30.416 | 49.5 | 1.2584 | 38.2764 | 1 | 0 | 38.2764 |  | 38.2764 | 0
49.6016 | 0 | 586.0107 | 586.0107 | 1 |  | 15:11 | 31.96 |  | 580.9355 | 0 | 586.0107 | 49.6041 | 49.6026 | -0.0051495 | -0.23105 | 585.7796 |  | 30.4416 | 0 | 30.4416 | 49.5 | 1.2581 | 38.2983 | 1 | 0 | 38.2983 |  | 38.2983 | 0
49.6016 | 0 | 586.0107 | 586.0107 | 1 |  | 15:11 | 31.98 |  | 580.9371 | 0 | 586.0107 | 49.6039 | 49.6025 | -0.0046346 | -0.20795 | 585.8028 |  | 30.4647 | 0 | 30.4647 | 49.5 | 1.2578 | 38.318 | 1 | 0 | 38.318 |  | 38.318 | 0
49.6016 | 0 | 586.0107 | 586.0107 | 1 |  | 15:11 | 32 |  | 580.9388 | 0 | 586.0107 | 49.6036 | 49.6024 | -0.0041711 | -0.18715 | 585.8235 |  | 30.4855 | 0 | 30.4855 | 49.5 | 1.2575 | 38.3357 | 1 | 0 | 38.3357 |  | 38.3357 | 0
49.6016 | 0 | 586.0107 | 586.0107 | 1 |  | 15:11 | 32.02 |  | 580.9404 | 0 | 586.0107 | 49.6034 | 49.6023 | -0.003754 | -0.16844 | 585.8423 |  | 30.5043 | 0 | 30.5043 | 49.5 | 1.2573 | 38.3516 | 1 | 0 | 38.3516 |  | 38.3516 | 0
49.6016 | 0 | 585.6852 | 585.6852 | 1 |  | 15:11 | 32.04 |  | 580.942 | 0 | 585.6852 | 49.6032 | 49.6022 | -0.0068786 | -0.30863 | 585.3766 |  | 30.0386 | 0 | 30.0386 | 49.5 | 1.257 | 37.7594 | 1 | 0 | 37.7594 |  | 37.7594 | 0
49.6016 | 0 | 585.6852 | 585.6852 | 1 |  | 15:11 | 32.06 |  | 580.9437 | 0 | 585.6852 | 49.6031 | 49.6022 | -0.011441 | -0.51333 | 585.1719 |  | 29.8339 | 0 | 29.8339 | 49.5 | 1.2568 | 37.4961 | 1 | 0 | 37.4961 |  | 37.4961 | 0
49.6016 | 0 | 586.0107 | 586.0107 | 1 |  | 15:11 | 32.08 |  | 580.9453 | 0 | 586.0107 | 49.6029 | 49.6018 | -0.015547 | -0.69755 | 585.3131 |  | 29.9751 | 0 | 29.9751 | 49.5 | 1.2555 | 37.6351 | 1 | 0 | 37.6351 |  | 37.6351 | 0
49.6016 | 0 | 586.0107 | 586.0107 | 1 |  | 15:11 | 32.1 |  | 580.9469 | 0 | 586.0107 | 49.6028 | 49.6014 | -0.017492 | -0.78484 | 585.2259 |  | 29.8879 | 0 | 29.8879 | 49.5 | 1.2544 | 37.491 | 1 | 0 | 37.491 |  | 37.491 | 0
49.6016 | 0 | 586.0107 | 586.0107 | 1 |  | 15:11 | 32.12 |  | 580.9486 | 0 | 586.0107 | 49.6027 | 49.6011 | -0.015743 | -0.70635 | 585.3043 |  | 29.9663 | 0 | 29.9663 | 49.5 | 1.2534 | 37.5584 | 1 | 0 | 37.5584 |  | 37.5584 | 0
49.6016 | 0 | 585.6852 | 585.6852 | 1 |  | 15:11 | 32.14 |  | 580.9502 | 0 | 585.6852 | 49.6026 | 49.6008 | -0.014169 | -0.63572 | 585.0495 |  | 29.7115 | 0 | 29.7115 | 49.5 | 1.2524 | 37.2112 | 1 | 0 | 37.2112 |  | 37.2112 | 0
49.6016 | 0 | 585.6852 | 585.6852 | 1 |  | 15:11 | 32.16 |  | 580.9518 | 0 | 585.6852 | 49.6025 | 49.6005 | -0.012752 | -0.57215 | 585.1131 |  | 29.775 | 0 | 29.775 | 49.5 | 1.2516 | 37.2659 | 1 | 0 | 37.2659 |  | 37.2659 | 0
49.6016 | 0 | 585.6852 | 585.6852 | 1 |  | 15:11 | 32.18 |  | 580.9534 | 0 | 585.6852 | 49.6024 | 49.6003 | -0.011477 | -0.51493 | 585.1703 |  | 29.8323 | 0 | 29.8323 | 49.5 | 1.2508 | 37.315 | 1 | 0 | 37.315 |  | 37.315 | 0
49.6016 | 0 | 586.0107 | 586.0107 | 1 |  | 15:11 | 32.2 |  | 580.9551 | 0 | 586.0107 | 49.6023 | 49.6 | -0.010329 | -0.46344 | 585.5473 |  | 30.2093 | 0 | 30.2093 | 49.5 | 1.2502 | 37.7661 | 1 | 0 | 37.7661 |  | 37.7661 | 0
49.6016 | 0 | 585.6852 | 585.6852 | 1 |  | 15:11 | 32.22 |  | 580.9567 | 0 | 585.6852 | 49.6022 | 49.5999 | -0.009296 | -0.4171 | 585.2681 |  | 29.9301 | 0 | 29.9301 | 49.5 | 1.2495 | 37.3989 | 1 | 0 | 37.3989 |  | 37.3989 | 0
49.6016 | 0 | 586.0107 | 586.0107 | 1 |  | 15:11 | 32.24 |  | 580.9583 | 0 | 586.0107 | 49.6022 | 49.5997 | -0.0083664 | -0.37539 | 585.6353 |  | 30.2973 | 0 | 30.2973 | 49.5 | 1.249 | 37.8412 | 1 | 0 | 37.8412 |  | 37.8412 | 0
49.5981 | 0 | 586.0107 | 586.0107 | 1 |  | 15:11 | 32.26 |  | 580.96 | 0 | 586.0107 | 49.6018 | 49.5995 | -0.0075297 | -0.33782 | 585.6729 |  | 30.3349 | 0 | 30.3349 | 49.5 | 1.2485 | 37.8732 | 1 | 0 | 37.8732 |  | 37.8732 | 0
49.5981 | 0 | 585.0341 | 585.0341 | 1 |  | 15:11 | 32.28 |  | 580.9616 | 0 | 585.0341 | 49.6014 | 49.5994 | -0.0067768 | -0.30404 | 584.7301 |  | 29.3921 | 0 | 29.3921 | 49.5 | 1.2481 | 36.6831 | 1 | 0 | 36.6831 |  | 36.6831 | 0
49.5981 | 0 | 586.0107 | 586.0107 | 1 |  | 15:11 | 32.3 |  | 580.9632 | 0 | 586.0107 | 49.6011 | 49.5993 | -0.0060991 | -0.27364 | 585.7371 |  | 30.3991 | 0 | 30.3991 | 49.5 | 1.2477 | 37.9278 | 1 | 0 | 37.9278 |  | 37.9278 | 0
49.5981 | 0 | 586.0107 | 586.0107 | 1 |  | 15:11 | 32.32 |  | 580.9649 | 0 | 586.0107 | 49.6008 | 49.5991 | -0.0054892 | -0.24627 | 585.7644 |  | 30.4264 | 0 | 30.4264 | 49.5 | 1.2473 | 37.951 | 1 | 0 | 37.951 |  | 37.951 | 0
49.5981 | 0 | 586.0107 | 586.0107 | 1 |  | 15:11 | 32.34 |  | 580.9665 | 0 | 586.0107 | 49.6005 | 49.599 | -0.0049403 | -0.22165 | 585.7891 |  | 30.4511 | 0 | 30.4511 | 49.5 | 1.247 | 37.9719 | 1 | 0 | 37.9719 |  | 37.9719 | 0
49.5981 | 0 | 585.0341 | 585.0341 | 1 |  | 15:11 | 32.36 |  | 580.9681 | 0 | 585.0341 | 49.6003 | 49.5989 | -0.0044462 | -0.19948 | 584.8346 |  | 29.4966 | 0 | 29.4966 | 49.5 | 1.2467 | 36.7732 | 1 | 0 | 36.7732 |  | 36.7732 | 0
49.5981 | 0 | 585.6852 | 585.6852 | 1 |  | 15:11 | 32.38 |  | 580.9697 | 0 | 585.6852 | 49.6 | 49.5989 | -0.0074016 | -0.33208 | 585.3531 |  | 30.0151 | 0 | 30.0151 | 49.5 | 1.2464 | 37.4118 | 1 | 0 | 37.4118 |  | 37.4118 | 0
49.5981 | 0 | 585.6852 | 585.6852 | 1 |  | 15:11 | 32.4 |  | 580.9714 | 0 | 585.6852 | 49.5999 | 49.5988 | -0.011761 | -0.52768 | 585.1575 |  | 29.8195 | 0 | 29.8195 | 49.5 | 1.2462 | 37.161 | 1 | 0 | 37.161 |  | 37.161 | 0
49.5981 | 0 | 585.6852 | 585.6852 | 1 |  | 15:11 | 32.42 |  | 580.973 | 0 | 585.6852 | 49.5997 | 49.5984 | -0.015685 | -0.70373 | 584.9815 |  | 29.6435 | 0 | 29.6435 | 49.5 | 1.2449 | 36.9041 | 1 | 0 | 36.9041 |  | 36.9041 | 0
49.5981 | 0 | 585.6852 | 585.6852 | 1 |  | 15:11 | 32.44 |  | 580.9746 | 0 | 585.6852 | 49.5995 | 49.598 | -0.017517 | -0.78589 | 584.8993 |  | 29.5613 | 0 | 29.5613 | 49.5 | 1.2438 | 36.7682 | 1 | 0 | 36.7682 |  | 36.7682 | 0
49.5981 | 0 | 586.0107 | 586.0107 | 1 |  | 15:11 | 32.46 |  | 580.9763 | 0 | 586.0107 | 49.5994 | 49.5977 | -0.015765 | -0.70731 | 585.3034 |  | 29.9654 | 0 | 29.9654 | 49.5 | 1.2428 | 37.2402 | 1 | 0 | 37.2402 |  | 37.2402 | 0
49.5981 | 0 | 586.0107 | 586.0107 | 1 |  | 15:11 | 32.48 |  | 580.9779 | 0 | 586.0107 | 49.5993 | 49.5974 | -0.014189 | -0.63657 | 585.3741 |  | 30.0361 | 0 | 30.0361 | 49.5 | 1.2419 | 37.3005 | 1 | 0 | 37.3005 |  | 37.3005 | 0
49.5981 | 0 | 586.0107 | 586.0107 | 1 |  | 15:11 | 32.5 |  | 580.9795 | 0 | 586.0107 | 49.5991 | 49.5971 | -0.01277 | -0.57292 | 585.4378 |  | 30.0998 | 0 | 30.0998 | 49.5 | 1.241 | 37.3547 | 1 | 0 | 37.3547 |  | 37.3547 | 0
49.5981 | 0 | 586.0107 | 586.0107 | 1 |  | 15:11 | 32.52 |  | 580.9812 | 0 | 586.0107 | 49.599 | 49.5969 | -0.014993 | -0.67265 | 585.338 |  | 30 | 0 | 30 | 49.5 | 1.2403 | 37.2087 | 1 | 0 | 37.2087 |  | 37.2087 | 0
49.5981 | 0 | 586.0107 | 586.0107 | 1 |  | 15:11 | 32.54 |  | 580.9828 | 0 | 586.0107 | 49.5989 | 49.5967 | -0.018743 | -0.84093 | 585.1698 |  | 29.8318 | 0 | 29.8318 | 49.5 | 1.2396 | 36.9801 | 1 | 0 | 36.9801 |  | 36.9801 | 0
49.5981 | 0 | 586.3363 | 586.3363 | 1 |  | 15:11 | 32.56 |  | 580.9844 | 0 | 586.3363 | 49.5989 | 49.5961 | -0.022119 | -0.99238 | 585.3439 |  | 30.0059 | 0 | 30.0059 | 49.5 | 1.2379 | 37.1458 | 1 | 0 | 37.1458 |  | 37.1458 | 0
49.5981 | 0 | 586.0107 | 586.0107 | 1 |  | 15:11 | 32.58 |  | 580.986 | 0 | 586.0107 | 49.5988 | 49.5956 | -0.023407 | -1.0502 | 584.9605 |  | 29.6225 | 0 | 29.6225 | 49.5 | 1.2364 | 36.6267 | 1 | 0 | 36.6267 |  | 36.6267 | 0
49.5947 | 0 | 586.0107 | 586.0107 | 1 |  | 15:11 | 32.6 |  | 580.9877 | 0 | 586.0107 | 49.5984 | 49.5952 | -0.021066 | -0.94509 | 585.0656 |  | 29.7276 | 0 | 29.7276 | 49.5 | 1.2351 | 36.7165 | 1 | 0 | 36.7165 |  | 36.7165 | 0
49.5947 | 0 | 586.3363 | 586.3363 | 1 |  | 15:11 | 32.62 |  | 580.9893 | 0 | 586.3363 | 49.598 | 49.5948 | -0.01896 | -0.85058 | 585.4857 |  | 30.1477 | 0 | 30.1477 | 49.5 | 1.2339 | 37.1989 | 1 | 0 | 37.1989 |  | 37.1989 | 0
49.5947 | 0 | 586.0107 | 586.0107 | 1 |  | 15:11 | 32.64 |  | 580.9909 | 0 | 586.0107 | 49.5977 | 49.5944 | -0.017064 | -0.76552 | 585.2452 |  | 29.9072 | 0 | 29.9072 | 49.5 | 1.2328 | 36.8695 | 1 | 0 | 36.8695 |  | 36.8695 | 0
49.5947 | 0 | 586.0107 | 586.0107 | 1 |  | 15:11 | 32.66 |  | 580.9926 | 0 | 586.0107 | 49.5974 | 49.5941 | -0.015357 | -0.68897 | 585.3217 |  | 29.9837 | 0 | 29.9837 | 49.5 | 1.2318 | 36.9346 | 1 | 0 | 36.9346 |  | 36.9346 | 0
49.5947 | 0 | 586.3363 | 586.3363 | 1 |  | 15:11 | 32.68 |  | 580.9942 | 0 | 586.3363 | 49.5971 | 49.5938 | -0.013822 | -0.62007 | 585.7162 |  | 30.3782 | 0 | 30.3782 | 49.5 | 1.2309 | 37.3939 | 1 | 0 | 37.3939 |  | 37.3939 | 0
49.5947 | 0 | 586.3363 | 586.3363 | 1 |  | 15:11 | 32.7 |  | 580.9958 | 0 | 586.3363 | 49.5969 | 49.5935 | -0.01244 | -0.55807 | 585.7782 |  | 30.4402 | 0 | 30.4402 | 49.5 | 1.2302 | 37.4461 | 1 | 0 | 37.4461 |  | 37.4461 | 0
49.5947 | 0 | 586.0107 | 586.0107 | 1 |  | 15:11 | 32.72 |  | 580.9975 | 0 | 586.0107 | 49.5967 | 49.5933 | -0.011196 | -0.50226 | 585.5084 |  | 30.1704 | 0 | 30.1704 | 49.5 | 1.2294 | 37.0928 | 1 | 0 | 37.0928 |  | 37.0928 | 0
49.5912 | 0 | 586.0107 | 586.0107 | 1 |  | 15:11 | 32.74 |  | 580.9991 | 0 | 586.0107 | 49.5961 | 49.5931 | -0.010076 | -0.452 | 585.5587 |  | 30.2207 | 0 | 30.2207 | 49.5 | 1.2288 | 37.1353 | 1 | 0 | 37.1353 |  | 37.1353 | 0
49.5912 | 0 | 586.0107 | 586.0107 | 1 |  | 15:11 | 32.76 |  | 581.0007 | 0 | 586.0107 | 49.5956 | 49.5929 | -0.0090684 | -0.4068 | 585.6039 |  | 30.2659 | 0 | 30.2659 | 49.5 | 1.2282 | 37.1735 | 1 | 0 | 37.1735 |  | 37.1735 | 0
49.5912 | 0 | 586.0107 | 586.0107 | 1 |  | 15:11 | 32.78 |  | 581.0023 | 0 | 586.0107 | 49.5952 | 49.5927 | -0.0081616 | -0.36612 | 585.6446 |  | 30.3066 | 0 | 30.3066 | 49.5 | 1.2277 | 37.2079 | 1 | 0 | 37.2079 |  | 37.2079 | 0
49.5912 | 0 | 585.6852 | 585.6852 | 1 |  | 15:11 | 32.8 |  | 581.004 | 0 | 585.6852 | 49.5948 | 49.5926 | -0.0073454 | -0.32951 | 585.3557 |  | 30.0177 | 0 | 30.0177 | 49.5 | 1.2273 | 36.8393 | 1 | 0 | 36.8393 |  | 36.8393 | 0
49.5912 | 0 | 585.3596 | 585.3596 | 1 |  | 15:11 | 32.82 |  | 581.0056 | 0 | 585.3596 | 49.5944 | 49.5924 | -0.0066109 | -0.29656 | 585.063 |  | 29.725 | 0 | 29.725 | 49.5 | 1.2268 | 36.4677 | 1 | 0 | 36.4677 |  | 36.4677 | 0
49.5912 | 0 | 586.0107 | 586.0107 | 1 |  | 15:11 | 32.84 |  | 581.0072 | 0 | 586.0107 | 49.5941 | 49.5923 | -0.0059498 | -0.2669 | 585.7438 |  | 30.4058 | 0 | 30.4058 | 49.5 | 1.2265 | 37.2915 | 1 | 0 | 37.2915 |  | 37.2915 | 0
49.5912 | 0 | 586.0107 | 586.0107 | 1 |  | 15:11 | 32.86 |  | 581.0089 | 0 | 586.0107 | 49.5938 | 49.5922 | -0.0087548 | -0.39273 | 585.618 |  | 30.28 | 0 | 30.28 | 49.5 | 1.2261 | 37.1269 | 1 | 0 | 37.1269 |  | 37.1269 | 0
49.5912 | 0 | 585.6852 | 585.6852 | 1 |  | 15:11 | 32.88 |  | 581.0105 | 0 | 585.6852 | 49.5935 | 49.5921 | -0.012979 | -0.58224 | 585.103 |  | 29.765 | 0 | 29.765 | 49.5 | 1.2258 | 36.4864 | 1 | 0 | 36.4864 |  | 36.4864 | 0
49.5912 | 0 | 585.0341 | 585.0341 | 1 |  | 15:11 | 32.9 |  | 581.0121 | 0 | 585.0341 | 49.5933 | 49.5917 | -0.016781 | -0.7528 | 584.2813 |  | 28.9433 | 0 | 28.9433 | 49.5 | 1.2245 | 35.4418 | 1 | 0 | 35.4418 |  | 35.4418 | 0
49.5912 | 0 | 585.6852 | 585.6852 | 1 |  | 15:11 | 32.92 |  | 581.0138 | 0 | 585.6852 | 49.5931 | 49.5913 | -0.018503 | -0.83004 | 584.8552 |  | 29.5172 | 0 | 29.5172 | 49.5 | 1.2234 | 36.1102 | 1 | 0 | 36.1102 |  | 36.1102 | 0
49.5912 | 0 | 585.6852 | 585.6852 | 1 |  | 15:11 | 32.94 |  | 581.0154 | 0 | 585.6852 | 49.5929 | 49.5909 | -0.016653 | -0.74703 | 584.9382 |  | 29.6002 | 0 | 29.6002 | 49.5 | 1.2223 | 36.1808 | 1 | 0 | 36.1808 |  | 36.1808 | 0
49.5912 | 0 | 585.0341 | 585.0341 | 1 |  | 15:11 | 32.96 |  | 581.017 | 0 | 585.0341 | 49.5927 | 49.5906 | -0.014988 | -0.67233 | 584.3618 |  | 29.0238 | 0 | 29.0238 | 49.5 | 1.2214 | 35.4491 | 1 | 0 | 35.4491 |  | 35.4491 | 0
49.5912 | 0 | 585.3596 | 585.3596 | 1 |  | 15:11 | 32.98 |  | 581.0186 | 0 | 585.3596 | 49.5926 | 49.5903 | -0.013489 | -0.6051 | 584.7545 |  | 29.4165 | 0 | 29.4165 | 49.5 | 1.2205 | 35.9039 | 1 | 0 | 35.9039 |  | 35.9039 | 0
49.5912 | 0 | 585.3596 | 585.3596 | 1 |  | 15:11 | 33 |  | 581.0203 | 0 | 585.3596 | 49.5924 | 49.5901 | -0.01214 | -0.54459 | 584.815 |  | 29.477 | 0 | 29.477 | 49.5 | 1.2198 | 35.9555 | 1 | 0 | 35.9555 |  | 35.9555 | 0
49.5912 | 0 | 585.3596 | 585.3596 | 1 |  | 15:11 | 33.02 |  | 581.0219 | 0 | 585.3596 | 49.5923 | 49.5899 | -0.010926 | -0.49013 | 584.8695 |  | 29.5315 | 0 | 29.5315 | 49.5 | 1.2191 | 36.0018 | 1 | 0 | 36.0018 |  | 36.0018 | 0
49.5912 | 0 | 585.0341 | 585.0341 | 1 |  | 15:11 | 33.04 |  | 581.0235 | 0 | 585.0341 | 49.5922 | 49.5897 | -0.0098334 | -0.44112 | 584.593 |  | 29.255 | 0 | 29.255 | 49.5 | 1.2185 | 35.6468 | 1 | 0 | 35.6468 |  | 35.6468 | 0
49.5912 | 0 | 585.3596 | 585.3596 | 1 |  | 15:11 | 33.06 |  | 581.0252 | 0 | 585.3596 | 49.5921 | 49.5895 | -0.0088501 | -0.397 | 584.9626 |  | 29.6246 | 0 | 29.6246 | 49.5 | 1.2179 | 36.0809 | 1 | 0 | 36.0809 |  | 36.0809 | 0
49.5878 | 0 | 585.6852 | 585.6852 | 1 |  | 15:11 | 33.08 |  | 581.0268 | 0 | 585.6852 | 49.5917 | 49.5893 | -0.007965 | -0.35728 | 585.3279 |  | 29.9899 | 0 | 29.9899 | 49.5 | 1.2174 | 36.511 | 1 | 0 | 36.511 |  | 36.511 | 0
49.5878 | 0 | 585.3596 | 585.3596 | 1 |  | 15:11 | 33.1 |  | 581.0284 | 0 | 585.3596 | 49.5913 | 49.5892 | -0.0071685 | -0.32155 | 585.038 |  | 29.7 | 0 | 29.7 | 49.5 | 1.217 | 36.1448 | 1 | 0 | 36.1448 |  | 36.1448 | 0
49.5878 | 0 | 585.6852 | 585.6852 | 1 |  | 15:11 | 33.12 |  | 581.0301 | 0 | 585.6852 | 49.5909 | 49.589 | -0.0064517 | -0.2894 | 585.3958 |  | 30.0578 | 0 | 30.0578 | 49.5 | 1.2166 | 36.5682 | 1 | 0 | 36.5682 |  | 36.5682 | 0
49.5878 | 0 | 585.0341 | 585.0341 | 1 |  | 15:11 | 33.14 |  | 581.0317 | 0 | 585.0341 | 49.5906 | 49.5889 | -0.0058065 | -0.26046 | 584.7736 |  | 29.4356 | 0 | 29.4356 | 49.5 | 1.2162 | 35.8007 | 1 | 0 | 35.8007 |  | 35.8007 | 0
49.5878 | 0 | 586.0107 | 586.0107 | 1 |  | 15:11 | 33.16 |  | 581.0333 | 0 | 586.0107 | 49.5903 | 49.5888 | -0.0052259 | -0.23441 | 585.7763 |  | 30.4383 | 0 | 30.4383 | 49.5 | 1.2159 | 37.0103 | 1 | 0 | 37.0103 |  | 37.0103 | 0
49.5878 | 0 | 585.3596 | 585.3596 | 1 |  | 15:11 | 33.18 |  | 581.0349 | 0 | 585.3596 | 49.5901 | 49.5887 | -0.0047033 | -0.21097 | 585.1486 |  | 29.8106 | 0 | 29.8106 | 49.5 | 1.2156 | 36.2384 | 1 | 0 | 36.2384 |  | 36.2384 | 0
49.5878 | 0 | 585.3596 | 585.3596 | 1 |  | 15:11 | 33.2 |  | 581.0366 | 0 | 585.3596 | 49.5899 | 49.5886 | -0.007733 | -0.34687 | 585.0127 |  | 29.6747 | 0 | 29.6747 | 49.5 | 1.2154 | 36.0654 | 1 | 0 | 36.0654 |  | 36.0654 | 0
49.5878 | 0 | 586.0107 | 586.0107 | 1 |  | 15:11 | 33.22 |  | 581.0382 | 0 | 586.0107 | 49.5897 | 49.5885 | -0.01221 | -0.54768 | 585.463 |  | 30.125 | 0 | 30.125 | 49.5 | 1.2151 | 36.6056 | 1 | 0 | 36.6056 |  | 36.6056 | 0
49.5878 | 0 | 586.0107 | 586.0107 | 1 |  | 15:11 | 33.24 |  | 581.0398 | 0 | 586.0107 | 49.5895 | 49.5881 | -0.016239 | -0.7284 | 585.2823 |  | 29.9443 | 0 | 29.9443 | 49.5 | 1.2139 | 36.3487 | 1 | 0 | 36.3487 |  | 36.3487 | 0
49.5878 | 0 | 586.0107 | 586.0107 | 1 |  | 15:11 | 33.26 |  | 581.0415 | 0 | 586.0107 | 49.5893 | 49.5877 | -0.018115 | -0.81256 | 585.1981 |  | 29.8601 | 0 | 29.8601 | 49.5 | 1.2128 | 36.2132 | 1 | 0 | 36.2132 |  | 36.2132 | 0
49.5878 | 0 | 585.6852 | 585.6852 | 1 |  | 15:11 | 33.28 |  | 581.0431 | 0 | 585.6852 | 49.5892 | 49.5874 | -0.016303 | -0.7313 | 584.9539 |  | 29.6159 | 0 | 29.6159 | 49.5 | 1.2118 | 35.8872 | 1 | 0 | 35.8872 |  | 35.8872 | 0
49.5878 | 0 | 586.0107 | 586.0107 | 1 |  | 15:11 | 33.3 |  | 581.0447 | 0 | 586.0107 | 49.589 | 49.5871 | -0.014673 | -0.65817 | 585.3525 |  | 30.0145 | 0 | 30.0145 | 49.5 | 1.2109 | 36.3432 | 1 | 0 | 36.3432 |  | 36.3432 | 0
49.5878 | 0 | 585.6852 | 585.6852 | 1 |  | 15:11 | 33.32 |  | 581.0464 | 0 | 585.6852 | 49.5889 | 49.5868 | -0.013206 | -0.59235 | 585.0928 |  | 29.7548 | 0 | 29.7548 | 49.5 | 1.21 | 36.0046 | 1 | 0 | 36.0046 |  | 36.0046 | 0
49.5878 | 0 | 585.6852 | 585.6852 | 1 |  | 15:11 | 33.34 |  | 581.048 | 0 | 585.6852 | 49.5888 | 49.5865 | -0.011885 | -0.53312 | 585.1521 |  | 29.8141 | 0 | 29.8141 | 49.5 | 1.2093 | 36.0545 | 1 | 0 | 36.0545 |  | 36.0545 | 0
49.5878 | 0 | 585.3596 | 585.3596 | 1 |  | 15:11 | 33.36 |  | 581.0496 | 0 | 585.3596 | 49.5887 | 49.5863 | -0.010697 | -0.47981 | 584.8798 |  | 29.5418 | 0 | 29.5418 | 49.5 | 1.2087 | 35.7059 | 1 | 0 | 35.7059 |  | 35.7059 | 0
49.5878 | 0 | 585.6852 | 585.6852 | 1 |  | 15:11 | 33.38 |  | 581.0512 | 0 | 585.6852 | 49.5886 | 49.5861 | -0.009627 | -0.43183 | 585.2534 |  | 29.9154 | 0 | 29.9154 | 49.5 | 1.2081 | 36.1398 | 1 | 0 | 36.1398 |  | 36.1398 | 0
49.5878 | 0 | 585.6852 | 585.6852 | 1 |  | 15:11 | 33.4 |  | 581.0529 | 0 | 585.6852 | 49.5885 | 49.5859 | -0.0086643 | -0.38864 | 585.2966 |  | 29.9586 | 0 | 29.9586 | 49.5 | 1.2075 | 36.1761 | 1 | 0 | 36.1761 |  | 36.1761 | 0
49.5843 | 0 | 585.3596 | 585.3596 | 1 |  | 15:11 | 33.42 |  | 581.0545 | 0 | 585.3596 | 49.5881 | 49.5858 | -0.0077978 | -0.34975 | 585.0098 |  | 29.6718 | 0 | 29.6718 | 49.5 | 1.2071 | 35.8157 | 1 | 0 | 35.8157 |  | 35.8157 | 0
49.5843 | 0 | 585.6852 | 585.6852 | 1 |  | 15:11 | 33.44 |  | 581.0561 | 0 | 585.6852 | 49.5877 | 49.5856 | -0.0070181 | -0.31478 | 585.3704 |  | 30.0324 | 0 | 30.0324 | 49.5 | 1.2066 | 36.2381 | 1 | 0 | 36.2381 |  | 36.2381 | 0
49.5843 | 0 | 585.6852 | 585.6852 | 1 |  | 15:11 | 33.46 |  | 581.0578 | 0 | 585.6852 | 49.5874 | 49.5855 | -0.0063162 | -0.2833 | 585.4019 |  | 30.0639 | 0 | 30.0639 | 49.5 | 1.2062 | 36.2645 | 1 | 0 | 36.2645 |  | 36.2645 | 0
49.5843 | 0 | 585.6852 | 585.6852 | 1 |  | 15:11 | 33.48 |  | 581.0594 | 0 | 585.6852 | 49.5871 | 49.5854 | -0.0056846 | -0.25497 | 585.4302 |  | 30.0922 | 0 | 30.0922 | 49.5 | 1.2059 | 36.2882 | 1 | 0 | 36.2882 |  | 36.2882 | 0
49.5843 | 0 | 585.0341 | 585.0341 | 1 |  | 15:11 | 33.5 |  | 581.061 | 0 | 585.0341 | 49.5868 | 49.5853 | -0.0085162 | -0.38197 | 584.6521 |  | 29.3141 | 0 | 29.3141 | 49.5 | 1.2056 | 35.3408 | 1 | 0 | 35.3408 |  | 35.3408 | 0
49.5843 | 0 | 585.3596 | 585.3596 | 1 |  | 15:11 | 33.52 |  | 581.0627 | 0 | 585.3596 | 49.5865 | 49.5852 | -0.012765 | -0.57253 | 584.7871 |  | 29.4491 | 0 | 29.4491 | 49.5 | 1.2053 | 35.4952 | 1 | 0 | 35.4952 |  | 35.4952 | 0
49.5843 | 0 | 585.3596 | 585.3596 | 1 |  | 15:11 | 33.54 |  | 581.0643 | 0 | 585.3596 | 49.5863 | 49.5847 | -0.016588 | -0.74402 | 584.6156 |  | 29.2776 | 0 | 29.2776 | 49.5 | 1.2041 | 35.2522 | 1 | 0 | 35.2522 |  | 35.2522 | 0
49.5843 | 0 | 585.0341 | 585.0341 | 1 |  | 15:11 | 33.56 |  | 581.0659 | 0 | 585.0341 | 49.5861 | 49.5844 | -0.018329 | -0.82212 | 584.212 |  | 28.874 | 0 | 28.874 | 49.5 | 1.203 | 34.7342 | 1 | 0 | 34.7342 |  | 34.7342 | 0
49.5843 | 0 | 585.0341 | 585.0341 | 1 |  | 15:11 | 33.58 |  | 581.0675 | 0 | 585.0341 | 49.5859 | 49.584 | -0.016496 | -0.73991 | 584.2942 |  | 28.9562 | 0 | 28.9562 | 49.5 | 1.202 | 34.8041 | 1 | 0 | 34.8041 |  | 34.8041 | 0
49.5843 | 0 | 585.0341 | 585.0341 | 1 |  | 15:11 | 33.6 |  | 581.0692 | 0 | 585.0341 | 49.5858 | 49.5837 | -0.014847 | -0.66592 | 584.3682 |  | 29.0302 | 0 | 29.0302 | 49.5 | 1.2011 | 34.867 | 1 | 0 | 34.867 |  | 34.867 | 0
49.5843 | 0 | 585.3596 | 585.3596 | 1 |  | 15:11 | 33.62 |  | 581.0708 | 0 | 585.3596 | 49.5856 | 49.5834 | -0.013362 | -0.59932 | 584.7603 |  | 29.4223 | 0 | 29.4223 | 49.5 | 1.2003 | 35.3141 | 1 | 0 | 35.3141 |  | 35.3141 | 0
49.5843 | 0 | 585.0341 | 585.0341 | 1 |  | 15:11 | 33.64 |  | 581.0724 | 0 | 585.0341 | 49.5855 | 49.5832 | -0.012026 | -0.53939 | 584.4947 |  | 29.1567 | 0 | 29.1567 | 49.5 | 1.1995 | 34.9742 | 1 | 0 | 34.9742 |  | 34.9742 | 0
49.5843 | 0 | 585.3596 | 585.3596 | 1 |  | 15:11 | 33.66 |  | 581.0741 | 0 | 585.3596 | 49.5854 | 49.5829 | -0.010823 | -0.48545 | 584.8741 |  | 29.5361 | 0 | 29.5361 | 49.5 | 1.1989 | 35.4101 | 1 | 0 | 35.4101 |  | 35.4101 | 0
49.5843 | 0 | 585.3596 | 585.3596 | 1 |  | 15:11 | 33.68 |  | 581.0757 | 0 | 585.3596 | 49.5853 | 49.5827 | -0.0097409 | -0.43691 | 584.9227 |  | 29.5847 | 0 | 29.5847 | 49.5 | 1.1983 | 35.4509 | 1 | 0 | 35.4509 |  | 35.4509 | 0
49.5843 | 0 | 585.6852 | 585.6852 | 1 |  | 15:11 | 33.7 |  | 581.0773 | 0 | 585.6852 | 49.5852 | 49.5826 | -0.0087668 | -0.39322 | 585.292 |  | 29.954 | 0 | 29.954 | 49.5 | 1.1978 | 35.8776 | 1 | 0 | 35.8776 |  | 35.8776 | 0
49.5809 | 0 | 585.0341 | 585.0341 | 1 |  | 15:11 | 33.72 |  | 581.079 | 0 | 585.0341 | 49.5847 | 49.5824 | -0.0078902 | -0.35387 | 584.6802 |  | 29.3422 | 0 | 29.3422 | 49.5 | 1.1973 | 35.131 | 1 | 0 | 35.131 |  | 35.131 | 0
49.5809 | 0 | 585.0341 | 585.0341 | 1 |  | 15:11 | 33.74 |  | 581.0806 | 0 | 585.0341 | 49.5844 | 49.5822 | -0.0071011 | -0.31848 | 584.7156 |  | 29.3776 | 0 | 29.3776 | 49.5 | 1.1969 | 35.1608 | 1 | 0 | 35.1608 |  | 35.1608 | 0
49.5809 | 0 | 585.0341 | 585.0341 | 1 |  | 15:11 | 33.76 |  | 581.0822 | 0 | 585.0341 | 49.584 | 49.5821 | -0.006391 | -0.28664 | 584.7475 |  | 29.4095 | 0 | 29.4095 | 49.5 | 1.1965 | 35.1877 | 1 | 0 | 35.1877 |  | 35.1877 | 0
49.5809 | 0 | 585.0341 | 585.0341 | 1 |  | 15:11 | 33.78 |  | 581.0838 | 0 | 585.0341 | 49.5837 | 49.582 | -0.0057519 | -0.25797 | 584.7761 |  | 29.4381 | 0 | 29.4381 | 49.5 | 1.1961 | 35.2118 | 1 | 0 | 35.2118 |  | 35.2118 | 0
49.5809 | 0 | 585.0341 | 585.0341 | 1 |  | 15:11 | 33.8 |  | 581.0855 | 0 | 585.0341 | 49.5834 | 49.5819 | -0.0051767 | -0.23217 | 584.8019 |  | 29.4639 | 0 | 29.4639 | 49.5 | 1.1958 | 35.2335 | 1 | 0 | 35.2335 |  | 35.2335 | 0
49.5809 | 0 | 585.3596 | 585.3596 | 1 |  | 15:11 | 33.82 |  | 581.0871 | 0 | 585.3596 | 49.5832 | 49.5818 | -0.0046591 | -0.20896 | 585.1506 |  | 29.8126 | 0 | 29.8126 | 49.5 | 1.1955 | 35.6422 | 1 | 0 | 35.6422 |  | 35.6422 | 0
49.5809 | 0 | 585.3596 | 585.3596 | 1 |  | 15:11 | 33.84 |  | 581.0887 | 0 | 585.3596 | 49.5829 | 49.5817 | -0.0041932 | -0.18806 | 585.1715 |  | 29.8335 | 0 | 29.8335 | 49.5 | 1.1953 | 35.6597 | 1 | 0 | 35.6597 |  | 35.6597 | 0
49.5809 | 0 | 585.6852 | 585.6852 | 1 |  | 15:11 | 33.86 |  | 581.0904 | 0 | 585.6852 | 49.5827 | 49.5816 | -0.0037738 | -0.16926 | 585.5159 |  | 30.1779 | 0 | 30.1779 | 49.5 | 1.1951 | 36.0645 | 1 | 0 | 36.0645 |  | 36.0645 | 0
49.5809 | 0 | 585.0341 | 585.0341 | 1 |  | 15:11 | 33.88 |  | 581.092 | 0 | 585.0341 | 49.5826 | 49.5815 | -0.0068965 | -0.3093 | 584.7248 |  | 29.3868 | 0 | 29.3868 | 49.5 | 1.1949 | 35.1131 | 1 | 0 | 35.1131 |  | 35.1131 | 0
49.5809 | 0 | 585.0341 | 585.0341 | 1 |  | 15:11 | 33.9 |  | 581.0936 | 0 | 585.0341 | 49.5824 | 49.5815 | -0.011457 | -0.51383 | 584.5203 |  | 29.1823 | 0 | 29.1823 | 49.5 | 1.1947 | 34.8634 | 1 | 0 | 34.8634 |  | 34.8634 | 0
49.5809 | 0 | 585.0341 | 585.0341 | 1 |  | 15:11 | 33.92 |  | 581.0953 | 0 | 585.0341 | 49.5822 | 49.5811 | -0.015561 | -0.69791 | 584.3362 |  | 28.9982 | 0 | 28.9982 | 49.5 | 1.1935 | 34.6097 | 1 | 0 | 34.6097 |  | 34.6097 | 0
49.5809 | 0 | 585.0341 | 585.0341 | 1 |  | 15:11 | 33.94 |  | 581.0969 | 0 | 585.0341 | 49.5821 | 49.5807 | -0.017505 | -0.78509 | 584.249 |  | 28.911 | 0 | 28.911 | 49.5 | 1.1925 | 34.4755 | 1 | 0 | 34.4755 |  | 34.4755 | 0
49.5809 | 0 | 585.0341 | 585.0341 | 1 |  | 15:11 | 33.96 |  | 581.0985 | 0 | 585.0341 | 49.582 | 49.5804 | -0.015755 | -0.70659 | 584.3275 |  | 28.9895 | 0 | 28.9895 | 49.5 | 1.1915 | 34.5419 | 1 | 0 | 34.5419 |  | 34.5419 | 0
49.5809 | 0 | 585.0341 | 585.0341 | 1 |  | 15:11 | 33.98 |  | 581.1001 | 0 | 585.0341 | 49.5819 | 49.5801 | -0.014179 | -0.63593 | 584.3982 |  | 29.0602 | 0 | 29.0602 | 49.5 | 1.1907 | 34.6016 | 1 | 0 | 34.6016 |  | 34.6016 | 0
49.5809 | 0 | 585.0341 | 585.0341 | 1 |  | 15:11 | 34 |  | 581.1018 | 0 | 585.0341 | 49.5818 | 49.5798 | -0.012761 | -0.57233 | 584.4618 |  | 29.1238 | 0 | 29.1238 | 49.5 | 1.1899 | 34.6552 | 1 | 0 | 34.6552 |  | 34.6552 | 0
49.5809 | 0 | 585.0341 | 585.0341 | 1 |  | 15:11 | 34.02 |  | 581.1034 | 0 | 585.0341 | 49.5817 | 49.5796 | -0.011485 | -0.5151 | 584.519 |  | 29.181 | 0 | 29.181 | 49.5 | 1.1892 | 34.7035 | 1 | 0 | 34.7035 |  | 34.7035 | 0
49.5809 | 0 | 585.0341 | 585.0341 | 1 |  | 15:11 | 34.04 |  | 581.105 | 0 | 585.0341 | 49.5816 | 49.5793 | -0.013737 | -0.61608 | 584.418 |  | 29.08 | 0 | 29.08 | 49.5 | 1.1886 | 34.5656 | 1 | 0 | 34.5656 |  | 34.5656 | 0
49.5809 | 0 | 585.0341 | 585.0341 | 1 |  | 15:11 | 34.06 |  | 581.1067 | 0 | 585.0341 | 49.5815 | 49.5792 | -0.017463 | -0.7832 | 584.2509 |  | 28.9129 | 0 | 28.9129 | 49.5 | 1.1881 | 34.351 | 1 | 0 | 34.351 |  | 34.351 | 0
49.5809 | 0 | 585.0341 | 585.0341 | 1 |  | 15:11 | 34.08 |  | 581.1083 | 0 | 585.0341 | 49.5815 | 49.5786 | -0.020817 | -0.93362 | 584.1005 |  | 28.7625 | 0 | 28.7625 | 49.5 | 1.1866 | 34.1305 | 1 | 0 | 34.1305 |  | 34.1305 | 0
49.5774 | 0 | 584.7085 | 584.7085 | 1 |  | 15:11 | 34.1 |  | 581.1099 | 0 | 584.7085 | 49.5811 | 49.5782 | -0.022135 | -0.99267 | 583.7158 |  | 28.3778 | 0 | 28.3778 | 49.5 | 1.1853 | 33.637 | 1 | 0 | 33.637 |  | 33.637 | 0
49.5774 | 0 | 585.0341 | 585.0341 | 1 |  | 15:11 | 34.12 |  | 581.1116 | 0 | 585.0341 | 49.5807 | 49.5778 | -0.019921 | -0.89341 | 584.1407 |  | 28.8027 | 0 | 28.8027 | 49.5 | 1.1842 | 34.1068 | 1 | 0 | 34.1068 |  | 34.1068 | 0
49.5774 | 0 | 584.7085 | 584.7085 | 1 |  | 15:11 | 34.14 |  | 581.1132 | 0 | 584.7085 | 49.5804 | 49.5774 | -0.017929 | -0.80407 | 583.9044 |  | 28.5664 | 0 | 28.5664 | 49.5 | 1.1831 | 33.797 | 1 | 0 | 33.797 |  | 33.797 | 0
49.5774 | 0 | 585.0341 | 585.0341 | 1 |  | 15:11 | 34.16 |  | 581.1148 | 0 | 585.0341 | 49.5801 | 49.577 | -0.016136 | -0.72366 | 584.3104 |  | 28.9724 | 0 | 28.9724 | 49.5 | 1.1822 | 34.2499 | 1 | 0 | 34.2499 |  | 34.2499 | 0
49.5774 | 0 | 584.3829 | 584.3829 | 1 |  | 15:11 | 34.18 |  | 581.1164 | 0 | 584.3829 | 49.5798 | 49.5767 | -0.014523 | -0.65129 | 583.7316 |  | 28.3936 | 0 | 28.3936 | 49.5 | 1.1813 | 33.5415 | 1 | 0 | 33.5415 |  | 33.5415 | 0
49.5774 | 0 | 585.0341 | 585.0341 | 1 |  | 15:11 | 34.2 |  | 581.1181 | 0 | 585.0341 | 49.5796 | 49.5765 | -0.01307 | -0.58616 | 584.4479 |  | 29.1099 | 0 | 29.1099 | 49.5 | 1.1805 | 34.3655 | 1 | 0 | 34.3655 |  | 34.3655 | 0
49.5774 | 0 | 585.0341 | 585.0341 | 1 |  | 15:11 | 34.22 |  | 581.1197 | 0 | 585.0341 | 49.5793 | 49.5762 | -0.011763 | -0.52755 | 584.5066 |  | 29.1685 | 0 | 29.1685 | 49.5 | 1.1799 | 34.4146 | 1 | 0 | 34.4146 |  | 34.4146 | 0
49.5774 | 0 | 585.0341 | 585.0341 | 1 |  | 15:11 | 34.24 |  | 581.1213 | 0 | 585.0341 | 49.5792 | 49.576 | -0.010587 | -0.47479 | 584.5593 |  | 29.2213 | 0 | 29.2213 | 49.5 | 1.1792 | 34.4588 | 1 | 0 | 34.4588 |  | 34.4588 | 0
49.574 | 0 | 585.0341 | 585.0341 | 1 |  | 15:11 | 34.26 |  | 581.123 | 0 | 585.0341 | 49.5786 | 49.5758 | -0.0095284 | -0.42728 | 584.6068 |  | 29.2688 | 0 | 29.2688 | 49.5 | 1.1787 | 34.4986 | 1 | 0 | 34.4986 |  | 34.4986 | 0
49.574 | 0 | 584.7085 | 584.7085 | 1 |  | 15:11 | 34.28 |  | 581.1246 | 0 | 584.7085 | 49.5782 | 49.5756 | -0.0085755 | -0.38456 | 584.3239 |  | 28.9859 | 0 | 28.9859 | 49.5 | 1.1782 | 34.1507 | 1 | 0 | 34.1507 |  | 34.1507 | 0
49.574 | 0 | 584.3829 | 584.3829 | 1 |  | 15:11 | 34.3 |  | 581.1262 | 0 | 584.3829 | 49.5778 | 49.5755 | -0.007718 | -0.3461 | 584.0368 |  | 28.6988 | 0 | 28.6988 | 49.5 | 1.1777 | 33.7995 | 1 | 0 | 33.7995 |  | 33.7995 | 0
49.574 | 0 | 584.3829 | 584.3829 | 1 |  | 15:11 | 34.32 |  | 581.1279 | 0 | 584.3829 | 49.5774 | 49.5753 | -0.0069462 | -0.31149 | 584.0714 |  | 28.7334 | 0 | 28.7334 | 49.5 | 1.1773 | 33.8287 | 1 | 0 | 33.8287 |  | 33.8287 | 0
49.574 | 0 | 584.3829 | 584.3829 | 1 |  | 15:11 | 34.34 |  | 581.1295 | 0 | 584.3829 | 49.577 | 49.5752 | -0.0062516 | -0.28034 | 584.1026 |  | 28.7646 | 0 | 28.7646 | 49.5 | 1.177 | 33.8549 | 1 | 0 | 33.8549 |  | 33.8549 | 0
49.574 | 0 | 584.7085 | 584.7085 | 1 |  | 15:11 | 34.36 |  | 581.1311 | 0 | 584.7085 | 49.5767 | 49.5751 | -0.0056264 | -0.25231 | 584.4562 |  | 29.1182 | 0 | 29.1182 | 49.5 | 1.1766 | 34.2616 | 1 | 0 | 34.2616 |  | 34.2616 | 0
49.574 | 0 | 585.0341 | 585.0341 | 1 |  | 15:11 | 34.38 |  | 581.1327 | 0 | 585.0341 | 49.5765 | 49.575 | -0.0050638 | -0.22708 | 584.807 |  | 29.469 | 0 | 29.469 | 49.5 | 1.1763 | 34.6658 | 1 | 0 | 34.6658 |  | 34.6658 | 0
49.574 | 0 | 584.3829 | 584.3829 | 1 |  | 15:11 | 34.4 |  | 581.1344 | 0 | 584.3829 | 49.5762 | 49.5749 | -0.0045574 | -0.20437 | 584.1785 |  | 28.8405 | 0 | 28.8405 | 49.5 | 1.1761 | 33.9188 | 1 | 0 | 33.9188 |  | 33.9188 | 0
49.574 | 0 | 584.3829 | 584.3829 | 1 |  | 15:11 | 34.42 |  | 581.136 | 0 | 584.3829 | 49.576 | 49.5748 | -0.0041016 | -0.18393 | 584.199 |  | 28.861 | 0 | 28.861 | 49.5 | 1.1758 | 33.936 | 1 | 0 | 33.936 |  | 33.936 | 0
49.574 | 0 | 584.7085 | 584.7085 | 1 |  | 15:11 | 34.44 |  | 581.1376 | 0 | 584.7085 | 49.5758 | 49.5747 | -0.0036915 | -0.16554 | 584.543 |  | 29.205 | 0 | 29.205 | 49.5 | 1.1756 | 34.3342 | 1 | 0 | 34.3342 |  | 34.3342 | 0
49.574 | 0 | 584.3829 | 584.3829 | 1 |  | 15:11 | 34.46 |  | 581.1393 | 0 | 584.3829 | 49.5756 | 49.5746 | -0.0033223 | -0.14898 | 584.2339 |  | 28.8959 | 0 | 28.8959 | 49.5 | 1.1754 | 33.9654 | 1 | 0 | 33.9654 |  | 33.9654 | 0
49.574 | 0 | 584.0574 | 584.0574 | 1 |  | 15:11 | 34.48 |  | 581.1409 | 0 | 584.0574 | 49.5755 | 49.5746 | -0.0029901 | -0.13409 | 583.9233 |  | 28.5853 | 0 | 28.5853 | 49.5 | 1.1753 | 33.5953 | 1 | 0 | 33.5953 |  | 33.5953 | 0
49.574 | 0 | 584.0574 | 584.0574 | 1 |  | 15:11 | 34.5 |  | 581.1425 | 0 | 584.0574 | 49.5753 | 49.5745 | -0.0026911 | -0.12068 | 583.9367 |  | 28.5987 | 0 | 28.5987 | 49.5 | 1.1751 | 33.6066 | 1 | 0 | 33.6066 |  | 33.6066 | 0
49.574 | 0 | 584.0574 | 584.0574 | 1 |  | 15:11 | 34.52 |  | 581.1442 | 0 | 584.0574 | 49.5752 | 49.5745 | -0.002422 | -0.10861 | 583.9488 |  | 28.6108 | 0 | 28.6108 | 49.5 | 1.175 | 33.6168 | 1 | 0 | 33.6168 |  | 33.6168 | 0
49.574 | 0 | 584.0574 | 584.0574 | 1 |  | 15:11 | 34.54 |  | 581.1458 | 0 | 584.0574 | 49.5751 | 49.5744 | -0.0021798 | -0.097749 | 583.9597 |  | 28.6216 | 0 | 28.6216 | 49.5 | 1.1748 | 33.6259 | 1 | 0 | 33.6259 |  | 33.6259 | 0
49.574 | 0 | 584.0574 | 584.0574 | 1 |  | 15:11 | 34.56 |  | 581.1474 | 0 | 584.0574 | 49.575 | 49.5744 | -0.0019618 | -0.087974 | 583.9694 |  | 28.6314 | 0 | 28.6314 | 49.5 | 1.1747 | 33.6342 | 1 | 0 | 33.6342 |  | 33.6342 | 0
49.574 | 0 | 584.0574 | 584.0574 | 1 |  | 15:11 | 34.58 |  | 581.149 | 0 | 584.0574 | 49.5749 | 49.5743 | -0.0017656 | -0.079177 | 583.9782 |  | 28.6402 | 0 | 28.6402 | 49.5 | 1.1746 | 33.6416 | 1 | 0 | 33.6416 |  | 33.6416 | 0
49.574 | 0 | 584.7085 | 584.7085 | 1 |  | 15:11 | 34.6 |  | 581.1507 | 0 | 584.7085 | 49.5748 | 49.5743 | -0.0015891 | -0.071259 | 584.6372 |  | 29.2992 | 0 | 29.2992 | 49.5 | 1.1745 | 34.413 | 1 | 0 | 34.413 |  | 34.413 | 0
49.574 | 0 | 584.0574 | 584.0574 | 1 |  | 15:11 | 34.62 |  | 581.1523 | 0 | 584.0574 | 49.5747 | 49.5743 | -0.0014302 | -0.064133 | 583.9933 |  | 28.6553 | 0 | 28.6553 | 49.5 | 1.1745 | 33.6543 | 1 | 0 | 33.6543 |  | 33.6543 | 0
49.574 | 0 | 584.3829 | 584.3829 | 1 |  | 15:11 | 34.64 |  | 581.1539 | 0 | 584.3829 | 49.5746 | 49.5742 | -0.0012871 | -0.05772 | 584.3252 |  | 28.9872 | 0 | 28.9872 | 49.5 | 1.1744 | 34.0419 | 1 | 0 | 34.0419 |  | 34.0419 | 0
49.574 | 0 | 584.3829 | 584.3829 | 1 |  | 15:11 | 34.66 |  | 581.1556 | 0 | 584.3829 | 49.5746 | 49.5742 | -0.0011584 | -0.051948 | 584.331 |  | 28.9929 | 0 | 28.9929 | 49.5 | 1.1743 | 34.0467 | 1 | 0 | 34.0467 |  | 34.0467 | 0
49.574 | 0 | 584.3829 | 584.3829 | 1 |  | 15:11 | 34.68 |  | 581.1572 | 0 | 584.3829 | 49.5745 | 49.5742 | -0.0010426 | -0.046753 | 584.3361 |  | 28.9981 | 0 | 28.9981 | 49.5 | 1.1743 | 34.0511 | 1 | 0 | 34.0511 |  | 34.0511 | 0
49.574 | 0 | 584.0574 | 584.0574 | 1 |  | 15:11 | 34.7 |  | 581.1588 | 0 | 584.0574 | 49.5745 | 49.5742 | -0.00093833 | -0.042078 | 584.0153 |  | 28.6773 | 0 | 28.6773 | 49.5 | 1.1742 | 33.6728 | 1 | 0 | 33.6728 |  | 33.6728 | 0
49.574 | 0 | 584.0574 | 584.0574 | 1 |  | 15:11 | 34.72 |  | 581.1605 | 0 | 584.0574 | 49.5744 | 49.5742 | -0.00084449 | -0.03787 | 584.0195 |  | 28.6815 | 0 | 28.6815 | 49.5 | 1.1741 | 33.6764 | 1 | 0 | 33.6764 |  | 33.6764 | 0
49.574 | 0 | 584.3829 | 584.3829 | 1 |  | 15:11 | 34.74 |  | 581.1621 | 0 | 584.3829 | 49.5744 | 49.5741 | -0.00076004 | -0.034083 | 584.3488 |  | 29.0108 | 0 | 29.0108 | 49.5 | 1.1741 | 34.0617 | 1 | 0 | 34.0617 |  | 34.0617 | 0
49.574 | 0 | 584.0574 | 584.0574 | 1 |  | 15:11 | 34.76 |  | 581.1637 | 0 | 584.0574 | 49.5743 | 49.5741 | -0.004184 | -0.18763 | 583.8698 |  | 28.5318 | 0 | 28.5318 | 49.5 | 1.1741 | 33.4981 | 1 | 0 | 33.4981 |  | 33.4981 | 0
49.574 | 0 | 584.3829 | 584.3829 | 1 |  | 15:11 | 34.78 |  | 581.1653 | 0 | 584.3829 | 49.5743 | 49.5741 | -0.0090156 | -0.40429 | 583.9786 |  | 28.6406 | 0 | 28.6406 | 49.5 | 1.174 | 33.6249 | 1 | 0 | 33.6249 |  | 33.6249 | 0
49.574 | 0 | 584.0574 | 584.0574 | 1 |  | 15:11 | 34.8 |  | 581.167 | 0 | 584.0574 | 49.5743 | 49.5738 | -0.013364 | -0.59929 | 583.4581 |  | 28.1201 | 0 | 28.1201 | 49.5 | 1.173 | 32.9858 | 1 | 0 | 32.9858 |  | 32.9858 | 0
49.574 | 0 | 584.0574 | 584.0574 | 1 |  | 15:11 | 34.82 |  | 581.1686 | 0 | 584.0574 | 49.5742 | 49.5734 | -0.015528 | -0.69631 | 583.3611 |  | 28.0231 | 0 | 28.0231 | 49.5 | 1.1721 | 32.8469 | 1 | 0 | 32.8469 |  | 32.8469 | 0
49.574 | 0 | 584.0574 | 584.0574 | 1 |  | 15:11 | 34.84 |  | 581.1702 | 0 | 584.0574 | 49.5742 | 49.5731 | -0.013975 | -0.62668 | 583.4307 |  | 28.0927 | 0 | 28.0927 | 49.5 | 1.1713 | 32.9059 | 1 | 0 | 32.9059 |  | 32.9059 | 0
49.574 | 0 | 584.0574 | 584.0574 | 1 |  | 15:11 | 34.86 |  | 581.1719 | 0 | 584.0574 | 49.5742 | 49.5729 | -0.012577 | -0.56401 | 583.4934 |  | 28.1554 | 0 | 28.1554 | 49.5 | 1.1706 | 32.959 | 1 | 0 | 32.959 |  | 32.959 | 0
49.574 | 0 | 584.0574 | 584.0574 | 1 |  | 15:11 | 34.88 |  | 581.1735 | 0 | 584.0574 | 49.5742 | 49.5726 | -0.01132 | -0.50761 | 583.5498 |  | 28.2118 | 0 | 28.2118 | 49.5 | 1.17 | 33.0067 | 1 | 0 | 33.0067 |  | 33.0067 | 0
49.574 | 0 | 584.0574 | 584.0574 | 1 |  | 15:11 | 34.9 |  | 581.1751 | 0 | 584.0574 | 49.5742 | 49.5724 | -0.010188 | -0.45685 | 583.6005 |  | 28.2625 | 0 | 28.2625 | 49.5 | 1.1694 | 33.0496 | 1 | 0 | 33.0496 |  | 33.0496 | 0
49.574 | 0 | 584.3829 | 584.3829 | 1 |  | 15:11 | 34.92 |  | 581.1768 | 0 | 584.3829 | 49.5741 | 49.5722 | -0.0091689 | -0.41117 | 583.9717 |  | 28.6337 | 0 | 28.6337 | 49.5 | 1.1689 | 33.4686 | 1 | 0 | 33.4686 |  | 33.4686 | 0
49.574 | 0 | 584.3829 | 584.3829 | 1 |  | 15:11 | 34.94 |  | 581.1784 | 0 | 584.3829 | 49.5741 | 49.5721 | -0.008252 | -0.37005 | 584.0129 |  | 28.6748 | 0 | 28.6748 | 49.5 | 1.1684 | 33.5031 | 1 | 0 | 33.5031 |  | 33.5031 | 0
49.574 | 0 | 584.3829 | 584.3829 | 1 |  | 15:11 | 34.96 |  | 581.18 | 0 | 584.3829 | 49.5741 | 49.5719 | -0.0074268 | -0.33304 | 584.0499 |  | 28.7119 | 0 | 28.7119 | 49.5 | 1.168 | 33.5341 | 1 | 0 | 33.5341 |  | 33.5341 | 0
49.5705 | 0 | 584.3829 | 584.3829 | 1 |  | 15:11 | 34.98 |  | 581.1816 | 0 | 584.3829 | 49.5738 | 49.5718 | -0.0066842 | -0.29972 | 584.0832 |  | 28.7452 | 0 | 28.7452 | 49.5 | 1.1676 | 33.5621 | 1 | 0 | 33.5621 |  | 33.5621 | 0
49.5705 | 0 | 584.0574 | 584.0574 | 1 |  | 15:11 | 35 |  | 581.1833 | 0 | 584.0574 | 49.5734 | 49.5716 | -0.0060157 | -0.26975 | 583.7877 |  | 28.4496 | 0 | 28.4496 | 49.5 | 1.1672 | 33.2072 | 1 | 0 | 33.2072 |  | 33.2072 | 0
49.5705 | 0 | 584.3829 | 584.3829 | 1 |  | 15:11 | 35.02 |  | 581.1849 | 0 | 584.3829 | 49.5731 | 49.5715 | -0.0054142 | -0.24277 | 584.1401 |  | 28.8021 | 0 | 28.8021 | 49.5 | 1.1669 | 33.6097 | 1 | 0 | 33.6097 |  | 33.6097 | 0
49.5705 | 0 | 584.3829 | 584.3829 | 1 |  | 15:11 | 35.04 |  | 581.1865 | 0 | 584.3829 | 49.5729 | 49.5714 | -0.0048727 | -0.2185 | 584.1644 |  | 28.8264 | 0 | 28.8264 | 49.5 | 1.1666 | 33.6301 | 1 | 0 | 33.6301 |  | 33.6301 | 0
49.5705 | 0 | 584.3829 | 584.3829 | 1 |  | 15:11 | 35.06 |  | 581.1882 | 0 | 584.3829 | 49.5726 | 49.5713 | -0.0043855 | -0.19665 | 584.1863 |  | 28.8483 | 0 | 28.8483 | 49.5 | 1.1664 | 33.6483 | 1 | 0 | 33.6483 |  | 33.6483 | 0
49.5705 | 0 | 584.0574 | 584.0574 | 1 |  | 15:11 | 35.08 |  | 581.1898 | 0 | 584.0574 | 49.5724 | 49.5712 | -0.0039469 | -0.17698 | 583.8804 |  | 28.5424 | 0 | 28.5424 | 49.5 | 1.1662 | 33.2852 | 1 | 0 | 33.2852 |  | 33.2852 | 0
49.5705 | 0 | 584.3829 | 584.3829 | 1 |  | 15:11 | 35.1 |  | 581.1914 | 0 | 584.3829 | 49.5722 | 49.5712 | -0.0035522 | -0.15928 | 584.2236 |  | 28.8856 | 0 | 28.8856 | 49.5 | 1.166 | 33.6796 | 1 | 0 | 33.6796 |  | 33.6796 | 0
49.5705 | 0 | 584.3829 | 584.3829 | 1 |  | 15:11 | 35.12 |  | 581.1931 | 0 | 584.3829 | 49.5721 | 49.5711 | -0.003197 | -0.14335 | 584.2395 |  | 28.9015 | 0 | 28.9015 | 49.5 | 1.1658 | 33.6929 | 1 | 0 | 33.6929 |  | 33.6929 | 0
49.5705 | 0 | 584.0574 | 584.0574 | 1 |  | 15:11 | 35.14 |  | 581.1947 | 0 | 584.0574 | 49.5719 | 49.571 | -0.0028773 | -0.12902 | 583.9284 |  | 28.5904 | 0 | 28.5904 | 49.5 | 1.1656 | 33.3254 | 1 | 0 | 33.3254 |  | 33.3254 | 0
49.5705 | 0 | 584.7085 | 584.7085 | 1 |  | 15:11 | 35.16 |  | 581.1963 | 0 | 584.7085 | 49.5718 | 49.571 | -0.0025896 | -0.11612 | 584.5924 |  | 29.2544 | 0 | 29.2544 | 49.5 | 1.1655 | 34.0951 | 1 | 0 | 34.0951 |  | 34.0951 | 0
49.5705 | 0 | 585.0341 | 585.0341 | 1 |  | 15:11 | 35.18 |  | 581.1979 | 0 | 585.0341 | 49.5716 | 49.5709 | -0.0023306 | -0.10451 | 584.9296 |  | 29.5916 | 0 | 29.5916 | 49.5 | 1.1653 | 34.4842 | 1 | 0 | 34.4842 |  | 34.4842 | 0
49.5705 | 0 | 584.7085 | 584.7085 | 1 |  | 15:11 | 35.2 |  | 581.1996 | 0 | 584.7085 | 49.5715 | 49.5709 | -0.0020976 | -0.094055 | 584.6144 |  | 29.2764 | 0 | 29.2764 | 49.5 | 1.1652 | 34.1134 | 1 | 0 | 34.1134 |  | 34.1134 | 0
49.5705 | 0 | 584.3829 | 584.3829 | 1 |  | 15:11 | 35.22 |  | 581.2012 | 0 | 584.3829 | 49.5714 | 49.5709 | -0.0018878 | -0.08465 | 584.2983 |  | 28.9602 | 0 | 28.9602 | 49.5 | 1.1651 | 33.7419 | 1 | 0 | 33.7419 |  | 33.7419 | 0
49.5705 | 0 | 584.7085 | 584.7085 | 1 |  | 15:11 | 35.24 |  | 581.2028 | 0 | 584.7085 | 49.5713 | 49.5708 | -0.001699 | -0.076185 | 584.6323 |  | 29.2943 | 0 | 29.2943 | 49.5 | 1.165 | 34.1283 | 1 | 0 | 34.1283 |  | 34.1283 | 0
49.5705 | 0 | 584.3829 | 584.3829 | 1 |  | 15:11 | 35.26 |  | 581.2045 | 0 | 584.3829 | 49.5712 | 49.5708 | -0.0015291 | -0.068566 | 584.3143 |  | 28.9763 | 0 | 28.9763 | 49.5 | 1.1649 | 33.7553 | 1 | 0 | 33.7553 |  | 33.7553 | 0
49.5705 | 0 | 584.7085 | 584.7085 | 1 |  | 15:11 | 35.28 |  | 581.2061 | 0 | 584.7085 | 49.5712 | 49.5708 | -0.0013762 | -0.06171 | 584.6468 |  | 29.3088 | 0 | 29.3088 | 49.5 | 1.1648 | 34.1403 | 1 | 0 | 34.1403 |  | 34.1403 | 0
49.5705 | 0 | 584.3829 | 584.3829 | 1 |  | 15:11 | 35.3 |  | 581.2077 | 0 | 584.3829 | 49.5711 | 49.5707 | -0.0012386 | -0.055539 | 584.3274 |  | 28.9894 | 0 | 28.9894 | 49.5 | 1.1648 | 33.7662 | 1 | 0 | 33.7662 |  | 33.7662 | 0
49.5705 | 0 | 584.7085 | 584.7085 | 1 |  | 15:11 | 35.32 |  | 581.2094 | 0 | 584.7085 | 49.571 | 49.5707 | -0.0011147 | -0.049985 | 584.6585 |  | 29.3205 | 0 | 29.3205 | 49.5 | 1.1647 | 34.15 | 1 | 0 | 34.15 |  | 34.15 | 0
49.5705 | 0 | 585.0341 | 585.0341 | 1 |  | 15:11 | 35.34 |  | 581.211 | 0 | 585.0341 | 49.571 | 49.5707 | -0.0044033 | -0.19744 | 584.8367 |  | 29.4987 | 0 | 29.4987 | 49.5 | 1.1647 | 34.3558 | 1 | 0 | 34.3558 |  | 34.3558 | 0
49.5705 | 0 | 584.7085 | 584.7085 | 1 |  | 15:11 | 35.36 |  | 581.2126 | 0 | 584.7085 | 49.5709 | 49.5707 | -0.0090629 | -0.40638 | 584.3021 |  | 28.9641 | 0 | 28.9641 | 49.5 | 1.1646 | 33.7318 | 1 | 0 | 33.7318 |  | 33.7318 | 0
49.5705 | 0 | 585.0341 | 585.0341 | 1 |  | 15:11 | 35.38 |  | 581.2142 | 0 | 585.0341 | 49.5709 | 49.5703 | -0.013257 | -0.59443 | 584.4397 |  | 29.1017 | 0 | 29.1017 | 49.5 | 1.1636 | 33.8638 | 1 | 0 | 33.8638 |  | 33.8638 | 0
49.5705 | 0 | 584.7085 | 584.7085 | 1 |  | 15:11 | 35.4 |  | 581.2159 | 0 | 584.7085 | 49.5709 | 49.57 | -0.015331 | -0.68745 | 584.0211 |  | 28.6831 | 0 | 28.6831 | 49.5 | 1.1628 | 33.3518 | 1 | 0 | 33.3518 |  | 33.3518 | 0
49.5705 | 0 | 584.7085 | 584.7085 | 1 |  | 15:11 | 35.42 |  | 581.2175 | 0 | 584.7085 | 49.5708 | 49.5697 | -0.013798 | -0.6187 | 584.0898 |  | 28.7518 | 0 | 28.7518 | 49.5 | 1.162 | 33.4092 | 1 | 0 | 33.4092 |  | 33.4092 | 0
49.5705 | 0 | 585.0341 | 585.0341 | 1 |  | 15:11 | 35.44 |  | 581.2191 | 0 | 585.0341 | 49.5708 | 49.5694 | -0.012418 | -0.55683 | 584.4773 |  | 29.1393 | 0 | 29.1393 | 49.5 | 1.1613 | 33.839 | 1 | 0 | 33.839 |  | 33.839 | 0
49.5705 | 0 | 585.0341 | 585.0341 | 1 |  | 15:11 | 35.46 |  | 581.2208 | 0 | 585.0341 | 49.5708 | 49.5692 | -0.011176 | -0.50115 | 584.533 |  | 29.1949 | 0 | 29.1949 | 49.5 | 1.1607 | 33.8852 | 1 | 0 | 33.8852 |  | 33.8852 | 0
49.5705 | 0 | 585.0341 | 585.0341 | 1 |  | 15:11 | 35.48 |  | 581.2224 | 0 | 585.0341 | 49.5707 | 49.569 | -0.010059 | -0.45103 | 584.5831 |  | 29.2451 | 0 | 29.2451 | 49.5 | 1.1601 | 33.9268 | 1 | 0 | 33.9268 |  | 33.9268 | 0
49.5705 | 0 | 585.0341 | 585.0341 | 1 |  | 15:11 | 35.5 |  | 581.224 | 0 | 585.0341 | 49.5707 | 49.5688 | -0.0090528 | -0.40593 | 584.6282 |  | 29.2902 | 0 | 29.2902 | 49.5 | 1.1596 | 33.9642 | 1 | 0 | 33.9642 |  | 33.9642 | 0
49.5705 | 0 | 585.0341 | 585.0341 | 1 |  | 15:11 | 35.52 |  | 581.2257 | 0 | 585.0341 | 49.5707 | 49.5686 | -0.0081475 | -0.36534 | 584.6688 |  | 29.3308 | 0 | 29.3308 | 49.5 | 1.1591 | 33.9978 | 1 | 0 | 33.9978 |  | 33.9978 | 0
49.5705 | 0 | 585.0341 | 585.0341 | 1 |  | 15:11 | 35.54 |  | 581.2273 | 0 | 585.0341 | 49.5707 | 49.5685 | -0.0073328 | -0.3288 | 584.7053 |  | 29.3673 | 0 | 29.3673 | 49.5 | 1.1587 | 34.028 | 1 | 0 | 34.028 |  | 34.028 | 0
49.5671 | 0 | 585.0341 | 585.0341 | 1 |  | 15:11 | 35.56 |  | 581.2289 | 0 | 585.0341 | 49.5703 | 49.5683 | -0.0065995 | -0.2959 | 584.7382 |  | 29.4002 | 0 | 29.4002 | 49.5 | 1.1583 | 34.0552 | 1 | 0 | 34.0552 |  | 34.0552 | 0
49.5671 | 0 | 585.0341 | 585.0341 | 1 |  | 15:11 | 35.58 |  | 581.2305 | 0 | 585.0341 | 49.57 | 49.5682 | -0.0059395 | -0.26631 | 584.7678 |  | 29.4298 | 0 | 29.4298 | 49.5 | 1.158 | 34.0796 | 1 | 0 | 34.0796 |  | 34.0796 | 0
49.5671 | 0 | 584.7085 | 584.7085 | 1 |  | 15:11 | 35.6 |  | 581.2322 | 0 | 584.7085 | 49.5697 | 49.5681 | -0.0053456 | -0.23968 | 584.4688 |  | 29.1308 | 0 | 29.1308 | 49.5 | 1.1577 | 33.7247 | 1 | 0 | 33.7247 |  | 33.7247 | 0
49.5671 | 0 | 585.0341 | 585.0341 | 1 |  | 15:11 | 35.62 |  | 581.2338 | 0 | 585.0341 | 49.5694 | 49.568 | -0.004811 | -0.21571 | 584.8184 |  | 29.4804 | 0 | 29.4804 | 49.5 | 1.1574 | 34.1214 | 1 | 0 | 34.1214 |  | 34.1214 | 0
49.5671 | 0 | 584.7085 | 584.7085 | 1 |  | 15:11 | 35.64 |  | 581.2354 | 0 | 584.7085 | 49.5692 | 49.5679 | -0.0043299 | -0.19414 | 584.5144 |  | 29.1764 | 0 | 29.1764 | 49.5 | 1.1572 | 33.7624 | 1 | 0 | 33.7624 |  | 33.7624 | 0
49.5671 | 0 | 585.0341 | 585.0341 | 1 |  | 15:11 | 35.66 |  | 581.2371 | 0 | 585.0341 | 49.569 | 49.5678 | -0.0073969 | -0.33166 | 584.7024 |  | 29.3644 | 0 | 29.3644 | 49.5 | 1.157 | 33.9737 | 1 | 0 | 33.9737 |  | 33.9737 | 0
49.5671 | 0 | 585.0341 | 585.0341 | 1 |  | 15:11 | 35.68 |  | 581.2387 | 0 | 585.0341 | 49.5688 | 49.5678 | -0.011907 | -0.53389 | 584.5002 |  | 29.1622 | 0 | 29.1622 | 49.5 | 1.1568 | 33.7339 | 1 | 0 | 33.7339 |  | 33.7339 | 0
49.5671 | 0 | 585.0341 | 585.0341 | 1 |  | 15:11 | 35.7 |  | 581.2403 | 0 | 585.0341 | 49.5686 | 49.5673 | -0.015967 | -0.71589 | 584.3182 |  | 28.9802 | 0 | 28.9802 | 49.5 | 1.1557 | 33.4912 | 1 | 0 | 33.4912 |  | 33.4912 | 0
49.5671 | 0 | 585.0341 | 585.0341 | 1 |  | 15:11 | 35.72 |  | 581.242 | 0 | 585.0341 | 49.5685 | 49.567 | -0.01787 | -0.80123 | 584.2329 |  | 28.8949 | 0 | 28.8949 | 49.5 | 1.1547 | 33.3636 | 1 | 0 | 33.3636 |  | 33.3636 | 0
49.5671 | 0 | 585.0341 | 585.0341 | 1 |  | 15:11 | 35.74 |  | 581.2436 | 0 | 585.0341 | 49.5683 | 49.5666 | -0.016083 | -0.72111 | 584.313 |  | 28.975 | 0 | 28.975 | 49.5 | 1.1538 | 33.4301 | 1 | 0 | 33.4301 |  | 33.4301 | 0
49.5671 | 0 | 584.7085 | 584.7085 | 1 |  | 15:11 | 35.76 |  | 581.2452 | 0 | 584.7085 | 49.5682 | 49.5663 | -0.014475 | -0.649 | 584.0595 |  | 28.7215 | 0 | 28.7215 | 49.5 | 1.153 | 33.1145 | 1 | 0 | 33.1145 |  | 33.1145 | 0
49.5671 | 0 | 585.0341 | 585.0341 | 1 |  | 15:11 | 35.78 |  | 581.2468 | 0 | 585.0341 | 49.5681 | 49.5661 | -0.013027 | -0.5841 | 584.45 |  | 29.112 | 0 | 29.112 | 49.5 | 1.1522 | 33.5436 | 1 | 0 | 33.5436 |  | 33.5436 | 0
49.5671 | 0 | 584.7085 | 584.7085 | 1 |  | 15:11 | 35.8 |  | 581.2485 | 0 | 584.7085 | 49.568 | 49.5658 | -0.011724 | -0.52569 | 584.1828 |  | 28.8448 | 0 | 28.8448 | 49.5 | 1.1516 | 33.2169 | 1 | 0 | 33.2169 |  | 33.2169 | 0
49.5671 | 0 | 585.0341 | 585.0341 | 1 |  | 15:11 | 35.82 |  | 581.2501 | 0 | 585.0341 | 49.5679 | 49.5656 | -0.010552 | -0.47312 | 584.561 |  | 29.223 | 0 | 29.223 | 49.5 | 1.151 | 33.6353 | 1 | 0 | 33.6353 |  | 33.6353 | 0
49.5671 | 0 | 584.7085 | 584.7085 | 1 |  | 15:11 | 35.84 |  | 581.2517 | 0 | 584.7085 | 49.5678 | 49.5654 | -0.0094968 | -0.42581 | 584.2827 |  | 28.9447 | 0 | 28.9447 | 49.5 | 1.1505 | 33.2997 | 1 | 0 | 33.2997 |  | 33.2997 | 0
49.5671 | 0 | 585.0341 | 585.0341 | 1 |  | 15:11 | 35.86 |  | 581.2534 | 0 | 585.0341 | 49.5678 | 49.5652 | -0.0085471 | -0.38323 | 584.6509 |  | 29.3129 | 0 | 29.3129 | 49.5 | 1.15 | 33.7094 | 1 | 0 | 33.7094 |  | 33.7094 | 0
49.5636 | 0 | 585.0341 | 585.0341 | 1 |  | 15:11 | 35.88 |  | 581.255 | 0 | 585.0341 | 49.5673 | 49.5651 | -0.0076924 | -0.34488 | 584.6892 |  | 29.3512 | 0 | 29.3512 | 49.5 | 1.1496 | 33.741 | 1 | 0 | 33.741 |  | 33.741 | 0
49.5636 | 0 | 585.0341 | 585.0341 | 1 |  | 15:11 | 35.9 |  | 581.2566 | 0 | 585.0341 | 49.567 | 49.5649 | -0.0069231 | -0.31039 | 584.7237 |  | 29.3857 | 0 | 29.3857 | 49.5 | 1.1492 | 33.7694 | 1 | 0 | 33.7694 |  | 33.7694 | 0
49.5636 | 0 | 585.3596 | 585.3596 | 1 |  | 15:11 | 35.92 |  | 581.2583 | 0 | 585.3596 | 49.5666 | 49.5648 | -0.0062308 | -0.27935 | 585.0802 |  | 29.7422 | 0 | 29.7422 | 49.5 | 1.1488 | 34.1688 | 1 | 0 | 34.1688 |  | 34.1688 | 0
49.5636 | 0 | 585.0341 | 585.0341 | 1 |  | 15:11 | 35.94 |  | 581.2599 | 0 | 585.0341 | 49.5663 | 49.5647 | -0.0056078 | -0.25142 | 584.7827 |  | 29.4447 | 0 | 29.4447 | 49.5 | 1.1485 | 33.8179 | 1 | 0 | 33.8179 |  | 33.8179 | 0
49.5636 | 0 | 585.0341 | 585.0341 | 1 |  | 15:11 | 35.96 |  | 581.2615 | 0 | 585.0341 | 49.5661 | 49.5646 | -0.005047 | -0.22628 | 584.8078 |  | 29.4698 | 0 | 29.4698 | 49.5 | 1.1482 | 33.8385 | 1 | 0 | 33.8385 |  | 33.8385 | 0
49.5636 | 0 | 585.0341 | 585.0341 | 1 |  | 15:11 | 35.98 |  | 581.2631 | 0 | 585.0341 | 49.5658 | 49.5645 | -0.0079423 | -0.35608 | 584.678 |  | 29.34 | 0 | 29.34 | 49.5 | 1.148 | 33.6821 | 1 | 0 | 33.6821 |  | 33.6821 | 0
49.5636 | 0 | 585.0341 | 585.0341 | 1 |  | 15:11 | 36 |  | 581.2648 | 0 | 585.0341 | 49.5656 | 49.5644 | -0.012248 | -0.54913 | 584.485 |  | 29.147 | 0 | 29.147 | 49.5 | 1.1478 | 33.4539 | 1 | 0 | 33.4539 |  | 33.4539 | 0
49.5636 | 0 | 585.0341 | 585.0341 | 1 |  | 15:11 | 36.02 |  | 581.2664 | 0 | 585.0341 | 49.5654 | 49.564 | -0.016123 | -0.72287 | 584.3112 |  | 28.9732 | 0 | 28.9732 | 49.5 | 1.1467 | 33.2227 | 1 | 0 | 33.2227 |  | 33.2227 | 0
49.5636 | 0 | 585.0341 | 585.0341 | 1 |  | 15:11 | 36.04 |  | 581.268 | 0 | 585.0341 | 49.5652 | 49.5636 | -0.017911 | -0.80302 | 584.2311 |  | 28.8931 | 0 | 28.8931 | 49.5 | 1.1457 | 33.1023 | 1 | 0 | 33.1023 |  | 33.1023 | 0
49.5636 | 0 | 585.0341 | 585.0341 | 1 |  | 15:11 | 36.06 |  | 581.2697 | 0 | 585.0341 | 49.5651 | 49.5632 | -0.01612 | -0.72272 | 584.3114 |  | 28.9734 | 0 | 28.9734 | 49.5 | 1.1448 | 33.1686 | 1 | 0 | 33.1686 |  | 33.1686 | 0
49.5636 | 0 | 585.0341 | 585.0341 | 1 |  | 15:11 | 36.08 |  | 581.2713 | 0 | 585.0341 | 49.5649 | 49.5629 | -0.014508 | -0.65045 | 584.3837 |  | 29.0457 | 0 | 29.0457 | 49.5 | 1.144 | 33.2282 | 1 | 0 | 33.2282 |  | 33.2282 | 0
49.5636 | 0 | 585.0341 | 585.0341 | 1 |  | 15:11 | 36.1 |  | 581.2729 | 0 | 585.0341 | 49.5648 | 49.5627 | -0.013057 | -0.5854 | 584.4487 |  | 29.1107 | 0 | 29.1107 | 49.5 | 1.1433 | 33.2818 | 1 | 0 | 33.2818 |  | 33.2818 | 0
49.5636 | 0 | 585.0341 | 585.0341 | 1 |  | 15:11 | 36.12 |  | 581.2746 | 0 | 585.0341 | 49.5647 | 49.5624 | -0.011751 | -0.52686 | 584.5072 |  | 29.1692 | 0 | 29.1692 | 49.5 | 1.1426 | 33.3299 | 1 | 0 | 33.3299 |  | 33.3299 | 0
49.5636 | 0 | 584.7085 | 584.7085 | 1 |  | 15:11 | 36.14 |  | 581.2762 | 0 | 584.7085 | 49.5646 | 49.5622 | -0.010576 | -0.47417 | 584.2343 |  | 28.8963 | 0 | 28.8963 | 49.5 | 1.1421 | 33.0014 | 1 | 0 | 33.0014 |  | 33.0014 | 0
49.5636 | 0 | 585.0341 | 585.0341 | 1 |  | 15:11 | 36.16 |  | 581.2778 | 0 | 585.0341 | 49.5645 | 49.562 | -0.0095186 | -0.42676 | 584.6073 |  | 29.2693 | 0 | 29.2693 | 49.5 | 1.1415 | 33.4121 | 1 | 0 | 33.4121 |  | 33.4121 | 0
49.5636 | 0 | 585.0341 | 585.0341 | 1 |  | 15:11 | 36.18 |  | 581.2794 | 0 | 585.0341 | 49.5644 | 49.5618 | -0.0085667 | -0.38408 | 584.65 |  | 29.312 | 0 | 29.312 | 49.5 | 1.1411 | 33.4472 | 1 | 0 | 33.4472 |  | 33.4472 | 0
49.5602 | 0 | 584.7085 | 584.7085 | 1 |  | 15:11 | 36.2 |  | 581.2811 | 0 | 584.7085 | 49.564 | 49.5617 | -0.0077101 | -0.34565 | 584.3629 |  | 29.0248 | 0 | 29.0248 | 49.5 | 1.1407 | 33.1073 | 1 | 0 | 33.1073 |  | 33.1073 | 0
49.5602 | 0 | 584.7085 | 584.7085 | 1 |  | 15:11 | 36.22 |  | 581.2827 | 0 | 584.7085 | 49.5636 | 49.5615 | -0.0069391 | -0.31108 | 584.3974 |  | 29.0594 | 0 | 29.0594 | 49.5 | 1.1403 | 33.1357 | 1 | 0 | 33.1357 |  | 33.1357 | 0
49.5602 | 0 | 585.0341 | 585.0341 | 1 |  | 15:11 | 36.24 |  | 581.2843 | 0 | 585.0341 | 49.5632 | 49.5614 | -0.0062452 | -0.27998 | 584.7541 |  | 29.4161 | 0 | 29.4161 | 49.5 | 1.1399 | 33.5324 | 1 | 0 | 33.5324 |  | 33.5324 | 0
49.5602 | 0 | 585.0341 | 585.0341 | 1 |  | 15:11 | 36.26 |  | 581.286 | 0 | 585.0341 | 49.5629 | 49.5613 | -0.0056206 | -0.25198 | 584.7821 |  | 29.4441 | 0 | 29.4441 | 49.5 | 1.1396 | 33.5553 | 1 | 0 | 33.5553 |  | 33.5553 | 0
49.5602 | 0 | 585.0341 | 585.0341 | 1 |  | 15:11 | 36.28 |  | 581.2876 | 0 | 585.0341 | 49.5627 | 49.5612 | -0.0050586 | -0.22678 | 584.8073 |  | 29.4693 | 0 | 29.4693 | 49.5 | 1.1394 | 33.5759 | 1 | 0 | 33.5759 |  | 33.5759 | 0
49.5602 | 0 | 585.0341 | 585.0341 | 1 |  | 15:11 | 36.3 |  | 581.2892 | 0 | 585.0341 | 49.5624 | 49.5611 | -0.0045527 | -0.2041 | 584.83 |  | 29.492 | 0 | 29.492 | 49.5 | 1.1391 | 33.5945 | 1 | 0 | 33.5945 |  | 33.5945 | 0
49.5602 | 0 | 584.3829 | 584.3829 | 1 |  | 15:11 | 36.32 |  | 581.2909 | 0 | 584.3829 | 49.5622 | 49.561 | -0.0040974 | -0.18369 | 584.1992 |  | 28.8612 | 0 | 28.8612 | 49.5 | 1.1389 | 32.8695 | 1 | 0 | 32.8695 |  | 32.8695 | 0
49.5602 | 0 | 585.0341 | 585.0341 | 1 |  | 15:11 | 36.34 |  | 581.2925 | 0 | 585.0341 | 49.562 | 49.5609 | -0.0071877 | -0.32223 | 584.7119 |  | 29.3739 | 0 | 29.3739 | 49.5 | 1.1387 | 33.4475 | 1 | 0 | 33.4475 |  | 33.4475 | 0
49.5602 | 0 | 585.0341 | 585.0341 | 1 |  | 15:11 | 36.36 |  | 581.2941 | 0 | 585.0341 | 49.5618 | 49.5608 | -0.011719 | -0.52537 | 584.5087 |  | 29.1707 | 0 | 29.1707 | 49.5 | 1.1385 | 33.2109 | 1 | 0 | 33.2109 |  | 33.2109 | 0
49.5602 | 0 | 585.0341 | 585.0341 | 1 |  | 15:11 | 36.38 |  | 581.2957 | 0 | 585.0341 | 49.5617 | 49.5604 | -0.015797 | -0.7082 | 584.3259 |  | 28.9879 | 0 | 28.9879 | 49.5 | 1.1374 | 32.9718 | 1 | 0 | 32.9718 |  | 32.9718 | 0
49.5602 | 0 | 584.7085 | 584.7085 | 1 |  | 15:11 | 36.4 |  | 581.2974 | 0 | 584.7085 | 49.5615 | 49.56 | -0.017717 | -0.79429 | 583.9142 |  | 28.5762 | 0 | 28.5762 | 49.5 | 1.1365 | 32.4761 | 1 | 0 | 32.4761 |  | 32.4761 | 0
49.5602 | 0 | 585.0341 | 585.0341 | 1 |  | 15:11 | 36.42 |  | 581.299 | 0 | 585.0341 | 49.5614 | 49.5597 | -0.015946 | -0.71486 | 584.3192 |  | 28.9812 | 0 | 28.9812 | 49.5 | 1.1356 | 32.9114 | 1 | 0 | 32.9114 |  | 32.9114 | 0
49.5602 | 0 | 585.0341 | 585.0341 | 1 |  | 15:11 | 36.44 |  | 581.3006 | 0 | 585.0341 | 49.5613 | 49.5594 | -0.014351 | -0.64337 | 584.3907 |  | 29.0527 | 0 | 29.0527 | 49.5 | 1.1348 | 32.97 | 1 | 0 | 32.97 |  | 32.97 | 0
49.5602 | 0 | 585.0341 | 585.0341 | 1 |  | 15:11 | 36.46 |  | 581.3023 | 0 | 585.0341 | 49.5612 | 49.5591 | -0.012916 | -0.57903 | 584.4551 |  | 29.1171 | 0 | 29.1171 | 49.5 | 1.1341 | 33.0228 | 1 | 0 | 33.0228 |  | 33.0228 | 0
49.5602 | 0 | 585.0341 | 585.0341 | 1 |  | 15:11 | 36.48 |  | 581.3039 | 0 | 585.0341 | 49.5611 | 49.5589 | -0.011624 | -0.52113 | 584.513 |  | 29.175 | 0 | 29.175 | 49.5 | 1.1335 | 33.0702 | 1 | 0 | 33.0702 |  | 33.0702 | 0
49.5602 | 0 | 585.3596 | 585.3596 | 1 |  | 15:11 | 36.5 |  | 581.3055 | 0 | 585.3596 | 49.561 | 49.5587 | -0.010462 | -0.46902 | 584.8906 |  | 29.5526 | 0 | 29.5526 | 49.5 | 1.1329 | 33.4815 | 1 | 0 | 33.4815 |  | 33.4815 | 0
49.5602 | 0 | 585.0341 | 585.0341 | 1 |  | 15:11 | 36.52 |  | 581.3072 | 0 | 585.0341 | 49.5609 | 49.5585 | -0.0094157 | -0.42212 | 584.612 |  | 29.274 | 0 | 29.274 | 49.5 | 1.1324 | 33.1511 | 1 | 0 | 33.1511 |  | 33.1511 | 0
49.5602 | 0 | 585.0341 | 585.0341 | 1 |  | 15:11 | 36.54 |  | 581.3088 | 0 | 585.0341 | 49.5608 | 49.5583 | -0.0084741 | -0.3799 | 584.6542 |  | 29.3162 | 0 | 29.3162 | 49.5 | 1.132 | 33.1855 | 1 | 0 | 33.1855 |  | 33.1855 | 0
49.5567 | 0 | 585.0341 | 585.0341 | 1 |  | 15:11 | 36.56 |  | 581.3104 | 0 | 585.0341 | 49.5604 | 49.5581 | -0.0076267 | -0.34189 | 584.6922 |  | 29.3542 | 0 | 29.3542 | 49.5 | 1.1316 | 33.2165 | 1 | 0 | 33.2165 |  | 33.2165 | 0
49.5567 | 0 | 585.3596 | 585.3596 | 1 |  | 15:11 | 36.58 |  | 581.312 | 0 | 585.3596 | 49.56 | 49.558 | -0.0068641 | -0.3077 | 585.0519 |  | 29.7139 | 0 | 29.7139 | 49.5 | 1.1312 | 33.6126 | 1 | 0 | 33.6126 |  | 33.6126 | 0
49.5567 | 0 | 585.0341 | 585.0341 | 1 |  | 15:11 | 36.6 |  | 581.3137 | 0 | 585.0341 | 49.5597 | 49.5579 | -0.0061777 | -0.27693 | 584.7572 |  | 29.4192 | 0 | 29.4192 | 49.5 | 1.1309 | 33.2695 | 1 | 0 | 33.2695 |  | 33.2695 | 0
49.5567 | 0 | 585.0341 | 585.0341 | 1 |  | 15:11 | 36.62 |  | 581.3153 | 0 | 585.0341 | 49.5594 | 49.5577 | -0.0055599 | -0.24924 | 584.7849 |  | 29.4469 | 0 | 29.4469 | 49.5 | 1.1306 | 33.292 | 1 | 0 | 33.292 |  | 33.292 | 0
49.5567 | 0 | 585.3596 | 585.3596 | 1 |  | 15:11 | 36.64 |  | 581.3169 | 0 | 585.3596 | 49.5591 | 49.5576 | -0.0050039 | -0.22431 | 585.1353 |  | 29.7973 | 0 | 29.7973 | 49.5 | 1.1303 | 33.6802 | 1 | 0 | 33.6802 |  | 33.6802 | 0
49.5567 | 0 | 585.0341 | 585.0341 | 1 |  | 15:11 | 36.66 |  | 581.3186 | 0 | 585.0341 | 49.5589 | 49.5575 | -0.0045035 | -0.20188 | 584.8322 |  | 29.4942 | 0 | 29.4942 | 49.5 | 1.1301 | 33.3305 | 1 | 0 | 33.3305 |  | 33.3305 | 0
49.5567 | 0 | 585.0341 | 585.0341 | 1 |  | 15:11 | 36.68 |  | 581.3202 | 0 | 585.0341 | 49.5587 | 49.5575 | -0.0040532 | -0.18169 | 584.8524 |  | 29.5144 | 0 | 29.5144 | 49.5 | 1.1299 | 33.3469 | 1 | 0 | 33.3469 |  | 33.3469 | 0
49.5567 | 0 | 585.0341 | 585.0341 | 1 |  | 15:11 | 36.7 |  | 581.3218 | 0 | 585.0341 | 49.5585 | 49.5574 | -0.0036478 | -0.16352 | 584.8706 |  | 29.5326 | 0 | 29.5326 | 49.5 | 1.1297 | 33.3617 | 1 | 0 | 33.3617 |  | 33.3617 | 0
49.5567 | 0 | 585.0341 | 585.0341 | 1 |  | 15:11 | 36.72 |  | 581.3235 | 0 | 585.0341 | 49.5583 | 49.5573 | -0.0032831 | -0.14717 | 584.8869 |  | 29.5489 | 0 | 29.5489 | 49.5 | 1.1295 | 33.375 | 1 | 0 | 33.375 |  | 33.375 | 0
49.5567 | 0 | 584.7085 | 584.7085 | 1 |  | 15:11 | 36.74 |  | 581.3251 | 0 | 584.7085 | 49.5581 | 49.5573 | -0.0029548 | -0.13246 | 584.576 |  | 29.238 | 0 | 29.238 | 49.5 | 1.1293 | 33.0192 | 1 | 0 | 33.0192 |  | 33.0192 | 0
49.5567 | 0 | 585.0341 | 585.0341 | 1 |  | 15:11 | 36.76 |  | 581.3267 | 0 | 585.0341 | 49.558 | 49.5572 | -0.0060593 | -0.27162 | 584.7625 |  | 29.4245 | 0 | 29.4245 | 49.5 | 1.1292 | 33.2256 | 1 | 0 | 33.2256 |  | 33.2256 | 0
49.5567 | 0 | 585.0341 | 585.0341 | 1 |  | 15:11 | 36.78 |  | 581.3283 | 0 | 585.0341 | 49.5579 | 49.5572 | -0.010553 | -0.47308 | 584.561 |  | 29.223 | 0 | 29.223 | 49.5 | 1.1291 | 32.9944 | 1 | 0 | 32.9944 |  | 32.9944 | 0
49.5567 | 0 | 584.7085 | 584.7085 | 1 |  | 15:11 | 36.8 |  | 581.33 | 0 | 584.7085 | 49.5577 | 49.5568 | -0.014598 | -0.6544 | 584.0541 |  | 28.7161 | 0 | 28.7161 | 49.5 | 1.1281 | 32.3939 | 1 | 0 | 32.3939 |  | 32.3939 | 0
49.5567 | 0 | 585.0341 | 585.0341 | 1 |  | 15:11 | 36.82 |  | 581.3316 | 0 | 585.0341 | 49.5576 | 49.5564 | -0.016538 | -0.74137 | 584.2927 |  | 28.9547 | 0 | 28.9547 | 49.5 | 1.1272 | 32.6375 | 1 | 0 | 32.6375 |  | 32.6375 | 0
49.5567 | 0 | 584.7085 | 584.7085 | 1 |  | 15:11 | 36.84 |  | 581.3332 | 0 | 584.7085 | 49.5575 | 49.5561 | -0.014884 | -0.66723 | 584.0413 |  | 28.7033 | 0 | 28.7033 | 49.5 | 1.1264 | 32.3313 | 1 | 0 | 32.3313 |  | 32.3313 | 0
49.5567 | 0 | 584.7085 | 584.7085 | 1 |  | 15:11 | 36.86 |  | 581.3349 | 0 | 584.7085 | 49.5575 | 49.5558 | -0.013396 | -0.60051 | 584.108 |  | 28.77 | 0 | 28.77 | 49.5 | 1.1257 | 32.386 | 1 | 0 | 32.386 |  | 32.386 | 0
49.5567 | 0 | 584.7085 | 584.7085 | 1 |  | 15:11 | 36.88 |  | 581.3365 | 0 | 584.7085 | 49.5574 | 49.5556 | -0.012056 | -0.54046 | 584.168 |  | 28.83 | 0 | 28.83 | 49.5 | 1.125 | 32.4352 | 1 | 0 | 32.4352 |  | 32.4352 | 0
49.5567 | 0 | 585.0341 | 585.0341 | 1 |  | 15:11 | 36.9 |  | 581.3381 | 0 | 585.0341 | 49.5573 | 49.5553 | -0.010851 | -0.48641 | 584.5477 |  | 29.2097 | 0 | 29.2097 | 49.5 | 1.1245 | 32.8455 | 1 | 0 | 32.8455 |  | 32.8455 | 0
49.5567 | 0 | 584.7085 | 584.7085 | 1 |  | 15:11 | 36.92 |  | 581.3398 | 0 | 584.7085 | 49.5573 | 49.5551 | -0.0097656 | -0.43777 | 584.2707 |  | 28.9327 | 0 | 28.9327 | 49.5 | 1.124 | 32.5191 | 1 | 0 | 32.5191 |  | 32.5191 | 0
49.5567 | 0 | 584.7085 | 584.7085 | 1 |  | 15:11 | 36.94 |  | 581.3414 | 0 | 584.7085 | 49.5572 | 49.555 | -0.0087891 | -0.394 | 584.3145 |  | 28.9765 | 0 | 28.9765 | 49.5 | 1.1235 | 32.5548 | 1 | 0 | 32.5548 |  | 32.5548 | 0
49.5567 | 0 | 584.7085 | 584.7085 | 1 |  | 15:11 | 36.96 |  | 581.343 | 0 | 584.7085 | 49.5572 | 49.5548 | -0.0079102 | -0.3546 | 584.3539 |  | 29.0159 | 0 | 29.0159 | 49.5 | 1.1231 | 32.5869 | 1 | 0 | 32.5869 |  | 32.5869 | 0
49.5533 | 0 | 584.7085 | 584.7085 | 1 |  | 15:11 | 36.98 |  | 581.3446 | 0 | 584.7085 | 49.5568 | 49.5546 | -0.0071192 | -0.31911 | 584.3894 |  | 29.0514 | 0 | 29.0514 | 49.5 | 1.1227 | 32.6158 | 1 | 0 | 32.6158 |  | 32.6158 | 0
49.5533 | 0 | 585.0341 | 585.0341 | 1 |  | 15:11 | 37 |  | 581.3463 | 0 | 585.0341 | 49.5564 | 49.5545 | -0.0064072 | -0.2872 | 584.7469 |  | 29.4089 | 0 | 29.4089 | 49.5 | 1.1224 | 33.0073 | 1 | 0 | 33.0073 |  | 33.0073 | 0
49.5533 | 0 | 585.0341 | 585.0341 | 1 |  | 15:11 | 37.02 |  | 581.3479 | 0 | 585.0341 | 49.5561 | 49.5544 | -0.0057665 | -0.25848 | 584.7756 |  | 29.4376 | 0 | 29.4376 | 49.5 | 1.1221 | 33.0305 | 1 | 0 | 33.0305 |  | 33.0305 | 0
49.5533 | 0 | 585.0341 | 585.0341 | 1 |  | 15:11 | 37.04 |  | 581.3495 | 0 | 585.0341 | 49.5558 | 49.5543 | -0.0086899 | -0.38952 | 584.6446 |  | 29.3066 | 0 | 29.3066 | 49.5 | 1.1218 | 32.8755 | 1 | 0 | 32.8755 |  | 32.8755 | 0
49.5533 | 0 | 585.0341 | 585.0341 | 1 |  | 15:11 | 37.06 |  | 581.3512 | 0 | 585.0341 | 49.5556 | 49.5542 | -0.013071 | -0.5859 | 584.4482 |  | 29.1102 | 0 | 29.1102 | 49.5 | 1.1215 | 32.648 | 1 | 0 | 32.648 |  | 32.648 | 0
49.5533 | 0 | 585.0341 | 585.0341 | 1 |  | 15:11 | 37.08 |  | 581.3528 | 0 | 585.0341 | 49.5553 | 49.5537 | -0.017014 | -0.76264 | 584.2715 |  | 28.9335 | 0 | 28.9335 | 49.5 | 1.1204 | 32.4179 | 1 | 0 | 32.4179 |  | 32.4179 | 0
49.5533 | 0 | 585.3596 | 585.3596 | 1 |  | 15:11 | 37.1 |  | 581.3544 | 0 | 585.3596 | 49.5551 | 49.5533 | -0.018812 | -0.84326 | 584.5163 |  | 29.1783 | 0 | 29.1783 | 49.5 | 1.1194 | 32.6634 | 1 | 0 | 32.6634 |  | 32.6634 | 0
49.5533 | 0 | 585.0341 | 585.0341 | 1 |  | 15:11 | 37.12 |  | 581.3561 | 0 | 585.0341 | 49.555 | 49.553 | -0.016931 | -0.75894 | 584.2752 |  | 28.9372 | 0 | 28.9372 | 49.5 | 1.1186 | 32.3677 | 1 | 0 | 32.3677 |  | 32.3677 | 0
49.5533 | 0 | 585.0341 | 585.0341 | 1 |  | 15:11 | 37.14 |  | 581.3577 | 0 | 585.0341 | 49.5548 | 49.5527 | -0.015238 | -0.68304 | 584.3511 |  | 29.0131 | 0 | 29.0131 | 49.5 | 1.1178 | 32.4295 | 1 | 0 | 32.4295 |  | 32.4295 | 0
49.5533 | 0 | 585.3596 | 585.3596 | 1 |  | 15:11 | 37.16 |  | 581.3593 | 0 | 585.3596 | 49.5546 | 49.5524 | -0.013714 | -0.61474 | 584.7449 |  | 29.4069 | 0 | 29.4069 | 49.5 | 1.117 | 32.8485 | 1 | 0 | 32.8485 |  | 32.8485 | 0
49.5533 | 0 | 585.3596 | 585.3596 | 1 |  | 15:11 | 37.18 |  | 581.3609 | 0 | 585.3596 | 49.5545 | 49.5521 | -0.012343 | -0.55326 | 584.8063 |  | 29.4683 | 0 | 29.4683 | 49.5 | 1.1164 | 32.8982 | 1 | 0 | 32.8982 |  | 32.8982 | 0
49.5533 | 0 | 585.0341 | 585.0341 | 1 |  | 15:11 | 37.2 |  | 581.3626 | 0 | 585.0341 | 49.5544 | 49.5519 | -0.011109 | -0.49794 | 584.5362 |  | 29.1982 | 0 | 29.1982 | 49.5 | 1.1158 | 32.5796 | 1 | 0 | 32.5796 |  | 32.5796 | 0
49.5533 | 0 | 585.3596 | 585.3596 | 1 |  | 15:11 | 37.22 |  | 581.3642 | 0 | 585.3596 | 49.5543 | 49.5517 | -0.0099977 | -0.44814 | 584.9115 |  | 29.5735 | 0 | 29.5735 | 49.5 | 1.1153 | 32.983 | 1 | 0 | 32.983 |  | 32.983 | 0
49.5533 | 0 | 585.0341 | 585.0341 | 1 |  | 15:11 | 37.24 |  | 581.3658 | 0 | 585.0341 | 49.5542 | 49.5515 | -0.0089979 | -0.40333 | 584.6308 |  | 29.2928 | 0 | 29.2928 | 49.5 | 1.1148 | 32.6562 | 1 | 0 | 32.6562 |  | 32.6562 | 0
49.5498 | 0 | 585.0341 | 585.0341 | 1 |  | 15:11 | 37.26 |  | 581.3675 | 0 | 585.0341 | 49.5537 | 49.5513 | -0.0080981 | -0.36297 | 584.6711 |  | 29.3331 | 0 | 29.3331 | 49.5 | 1.1144 | 32.6888 | 1 | 0 | 32.6888 |  | 32.6888 | 0
49.5498 | 0 | 585.0341 | 585.0341 | 1 |  | 15:11 | 37.28 |  | 581.3691 | 0 | 585.0341 | 49.5533 | 49.5512 | -0.0072883 | -0.32667 | 584.7074 |  | 29.3694 | 0 | 29.3694 | 49.5 | 1.114 | 32.7181 | 1 | 0 | 32.7181 |  | 32.7181 | 0
49.5498 | 0 | 585.0341 | 585.0341 | 1 |  | 15:11 | 37.3 |  | 581.3707 | 0 | 585.0341 | 49.553 | 49.551 | -0.0065595 | -0.29401 | 584.7401 |  | 29.4021 | 0 | 29.4021 | 49.5 | 1.1137 | 32.7445 | 1 | 0 | 32.7445 |  | 32.7445 | 0
49.5498 | 0 | 585.0341 | 585.0341 | 1 |  | 15:11 | 37.32 |  | 581.3724 | 0 | 585.0341 | 49.5527 | 49.5509 | -0.0059035 | -0.26461 | 584.7695 |  | 29.4315 | 0 | 29.4315 | 49.5 | 1.1134 | 32.7682 | 1 | 0 | 32.7682 |  | 32.7682 | 0
49.5498 | 0 | 584.3829 | 584.3829 | 1 |  | 15:11 | 37.34 |  | 581.374 | 0 | 584.3829 | 49.5524 | 49.5508 | -0.0053132 | -0.23815 | 584.1448 |  | 28.8068 | 0 | 28.8068 | 49.5 | 1.1131 | 32.0647 | 1 | 0 | 32.0647 |  | 32.0647 | 0
49.5498 | 0 | 585.0341 | 585.0341 | 1 |  | 15:11 | 37.36 |  | 581.3756 | 0 | 585.0341 | 49.5521 | 49.5507 | -0.0047819 | -0.21433 | 584.8198 |  | 29.4818 | 0 | 29.4818 | 49.5 | 1.1128 | 32.8087 | 1 | 0 | 32.8087 |  | 32.8087 | 0
49.5498 | 0 | 585.0341 | 585.0341 | 1 |  | 15:11 | 37.38 |  | 581.3772 | 0 | 585.0341 | 49.5519 | 49.5506 | -0.0043037 | -0.1929 | 584.8412 |  | 29.5032 | 0 | 29.5032 | 49.5 | 1.1126 | 32.826 | 1 | 0 | 32.826 |  | 32.826 | 0
49.5498 | 0 | 585.0341 | 585.0341 | 1 |  | 15:11 | 37.4 |  | 581.3789 | 0 | 585.0341 | 49.5517 | 49.5505 | -0.0038733 | -0.17361 | 584.8605 |  | 29.5225 | 0 | 29.5225 | 49.5 | 1.1124 | 32.8415 | 1 | 0 | 32.8415 |  | 32.8415 | 0
49.5498 | 0 | 584.3829 | 584.3829 | 1 |  | 15:11 | 37.42 |  | 581.3805 | 0 | 584.3829 | 49.5515 | 49.5505 | -0.003486 | -0.15625 | 584.2267 |  | 28.8886 | 0 | 28.8886 | 49.5 | 1.1122 | 32.1312 | 1 | 0 | 32.1312 |  | 32.1312 | 0
49.5498 | 0 | 584.7085 | 584.7085 | 1 |  | 15:11 | 37.44 |  | 581.3821 | 0 | 584.7085 | 49.5513 | 49.5504 | -0.0031374 | -0.14062 | 584.5679 |  | 29.2299 | 0 | 29.2299 | 49.5 | 1.1121 | 32.5059 | 1 | 0 | 32.5059 |  | 32.5059 | 0
49.5498 | 0 | 584.3829 | 584.3829 | 1 |  | 15:11 | 37.46 |  | 581.3838 | 0 | 584.3829 | 49.5512 | 49.5503 | -0.0028236 | -0.12656 | 584.2563 |  | 28.9183 | 0 | 28.9183 | 49.5 | 1.1119 | 32.1553 | 1 | 0 | 32.1553 |  | 32.1553 | 0
49.5498 | 0 | 584.7085 | 584.7085 | 1 |  | 15:11 | 37.48 |  | 581.3854 | 0 | 584.7085 | 49.551 | 49.5503 | -0.0025413 | -0.1139 | 584.5946 |  | 29.2566 | 0 | 29.2566 | 49.5 | 1.1118 | 32.5275 | 1 | 0 | 32.5275 |  | 32.5275 | 0
49.5498 | 0 | 585.0341 | 585.0341 | 1 |  | 15:11 | 37.5 |  | 581.387 | 0 | 585.0341 | 49.5509 | 49.5502 | -0.0022872 | -0.10251 | 584.9316 |  | 29.5936 | 0 | 29.5936 | 49.5 | 1.1117 | 32.8987 | 1 | 0 | 32.8987 |  | 32.8987 | 0
49.5498 | 0 | 585.0341 | 585.0341 | 1 |  | 15:11 | 37.52 |  | 581.3887 | 0 | 585.0341 | 49.5508 | 49.5502 | -0.0020584 | -0.092262 | 584.9418 |  | 29.6038 | 0 | 29.6038 | 49.5 | 1.1116 | 32.9069 | 1 | 0 | 32.9069 |  | 32.9069 | 0
49.5498 | 0 | 585.0341 | 585.0341 | 1 |  | 15:11 | 37.54 |  | 581.3903 | 0 | 585.0341 | 49.5507 | 49.5501 | -0.0018526 | -0.083036 | 584.9511 |  | 29.6131 | 0 | 29.6131 | 49.5 | 1.1115 | 32.9143 | 1 | 0 | 32.9143 |  | 32.9143 | 0
49.5498 | 0 | 584.7085 | 584.7085 | 1 |  | 15:11 | 37.56 |  | 581.3919 | 0 | 584.7085 | 49.5506 | 49.5501 | -0.0016673 | -0.074732 | 584.6338 |  | 29.2958 | 0 | 29.2958 | 49.5 | 1.1114 | 32.5591 | 1 | 0 | 32.5591 |  | 32.5591 | 0
49.5498 | 0 | 584.0574 | 584.0574 | 1 |  | 15:11 | 37.58 |  | 581.3935 | 0 | 584.0574 | 49.5505 | 49.5501 | -0.0015006 | -0.067259 | 583.9901 |  | 28.6521 | 0 | 28.6521 | 49.5 | 1.1113 | 31.8416 | 1 | 0 | 31.8416 |  | 31.8416 | 0
49.5498 | 0 | 584.7085 | 584.7085 | 1 |  | 15:11 | 37.6 |  | 581.3952 | 0 | 584.7085 | 49.5505 | 49.5501 | -0.0013505 | -0.060533 | 584.648 |  | 29.31 | 0 | 29.31 | 49.5 | 1.1112 | 32.5706 | 1 | 0 | 32.5706 |  | 32.5706 | 0
49.5498 | 0 | 584.3829 | 584.3829 | 1 |  | 15:11 | 37.62 |  | 581.3968 | 0 | 584.3829 | 49.5504 | 49.55 | -0.0012155 | -0.05448 | 584.3284 |  | 28.9904 | 0 | 28.9904 | 49.5 | 1.1112 | 32.2137 | 1 | 0 | 32.2137 |  | 32.2137 | 0
49.5498 | 0 | 584.7085 | 584.7085 | 1 |  | 15:11 | 37.64 |  | 581.3984 | 0 | 584.7085 | 49.5503 | 49.55 | -0.0010939 | -0.049032 | 584.6595 |  | 29.3215 | 0 | 29.3215 | 49.5 | 1.1111 | 32.5799 | 1 | 0 | 32.5799 |  | 32.5799 | 0
49.5498 | 0 | 585.0341 | 585.0341 | 1 |  | 15:11 | 37.66 |  | 581.4001 | 0 | 585.0341 | 49.5503 | 49.55 | -0.00098454 | -0.044129 | 584.99 |  | 29.652 | 0 | 29.652 | 49.5 | 1.1111 | 32.9456 | 1 | 0 | 32.9456 |  | 32.9456 | 0
49.5498 | 0 | 585.0341 | 585.0341 | 1 |  | 15:11 | 37.68 |  | 581.4017 | 0 | 585.0341 | 49.5502 | 49.55 | -0.00088609 | -0.039716 | 584.9944 |  | 29.6564 | 0 | 29.6564 | 49.5 | 1.111 | 32.9491 | 1 | 0 | 32.9491 |  | 32.9491 | 0
49.5498 | 0 | 584.7085 | 584.7085 | 1 |  | 15:11 | 37.7 |  | 581.4033 | 0 | 584.7085 | 49.5502 | 49.55 | -0.00079748 | -0.035744 | 584.6728 |  | 29.3348 | 0 | 29.3348 | 49.5 | 1.111 | 32.5906 | 1 | 0 | 32.5906 |  | 32.5906 | 0
49.5498 | 0 | 584.7085 | 584.7085 | 1 |  | 15:11 | 37.72 |  | 581.405 | 0 | 584.7085 | 49.5501 | 49.5499 | -0.00071773 | -0.03217 | 584.6763 |  | 29.3383 | 0 | 29.3383 | 49.5 | 1.111 | 32.5935 | 1 | 0 | 32.5935 |  | 32.5935 | 0
49.5498 | 0 | 584.3829 | 584.3829 | 1 |  | 15:11 | 37.74 |  | 581.4066 | 0 | 584.3829 | 49.5501 | 49.5499 | -0.00064596 | -0.028953 | 584.3539 |  | 29.0159 | 0 | 29.0159 | 49.5 | 1.1109 | 32.2343 | 1 | 0 | 32.2343 |  | 32.2343 | 0
49.5498 | 0 | 584.3829 | 584.3829 | 1 |  | 15:11 | 37.76 |  | 581.4082 | 0 | 584.3829 | 49.5501 | 49.5499 | -0.00058136 | -0.026058 | 584.3568 |  | 29.0188 | 0 | 29.0188 | 49.5 | 1.1109 | 32.2367 | 1 | 0 | 32.2367 |  | 32.2367 | 0
49.5498 | 0 | 584.3829 | 584.3829 | 1 |  | 15:11 | 37.78 |  | 581.4098 | 0 | 584.3829 | 49.5501 | 49.5499 | -0.00052323 | -0.023452 | 584.3594 |  | 29.0214 | 0 | 29.0214 | 49.5 | 1.1109 | 32.2388 | 1 | 0 | 32.2388 |  | 32.2388 | 0
49.5498 | 0 | 584.0574 | 584.0574 | 1 |  | 15:11 | 37.8 |  | 581.4115 | 0 | 584.0574 | 49.55 | 49.5499 | -0.0004709 | -0.021107 | 584.0363 |  | 28.6983 | 0 | 28.6983 | 49.5 | 1.1108 | 31.8791 | 1 | 0 | 31.8791 |  | 31.8791 | 0
49.5498 | 0 | 584.0574 | 584.0574 | 1 |  | 15:11 | 37.82 |  | 581.4131 | 0 | 584.0574 | 49.55 | 49.5499 | -0.00042381 | -0.018996 | 584.0384 |  | 28.7004 | 0 | 28.7004 | 49.5 | 1.1108 | 31.8808 | 1 | 0 | 31.8808 |  | 31.8808 | 0
49.5498 | 0 | 584.0574 | 584.0574 | 1 |  | 15:11 | 37.84 |  | 581.4147 | 0 | 584.0574 | 49.55 | 49.5499 | -0.00038143 | -0.017096 | 584.0403 |  | 28.7023 | 0 | 28.7023 | 49.5 | 1.1108 | 31.8824 | 1 | 0 | 31.8824 |  | 31.8824 | 0
49.5498 | 0 | 584.0574 | 584.0574 | 1 |  | 15:11 | 37.86 |  | 581.4164 | 0 | 584.0574 | 49.55 | 49.5499 | -0.00034329 | -0.015387 | 584.042 |  | 28.704 | 0 | 28.704 | 49.5 | 1.1108 | 31.8838 | 1 | 0 | 31.8838 |  | 31.8838 | 0
49.5498 | 0 | 584.0574 | 584.0574 | 1 |  | 15:11 | 37.88 |  | 581.418 | 0 | 584.0574 | 49.55 | 49.5499 | -0.00030896 | -0.013848 | 584.0436 |  | 28.7055 | 0 | 28.7055 | 49.5 | 1.1108 | 31.885 | 1 | 0 | 31.885 |  | 31.885 | 0
49.5498 | 0 | 584.0574 | 584.0574 | 1 |  | 15:11 | 37.9 |  | 581.4196 | 0 | 584.0574 | 49.5499 | 49.5499 | -0.00027806 | -0.012463 | 584.0449 |  | 28.7069 | 0 | 28.7069 | 49.5 | 1.1107 | 31.8861 | 1 | 0 | 31.8861 |  | 31.8861 | 0
49.5498 | 0 | 584.0574 | 584.0574 | 1 |  | 15:11 | 37.92 |  | 581.4213 | 0 | 584.0574 | 49.5499 | 49.5498 | -0.00025026 | -0.011217 | 584.0462 |  | 28.7082 | 0 | 28.7082 | 49.5 | 1.1107 | 31.8872 | 1 | 0 | 31.8872 |  | 31.8872 | 0
49.5498 | 0 | 584.0574 | 584.0574 | 1 |  | 15:11 | 37.94 |  | 581.4229 | 0 | 584.0574 | 49.5499 | 49.5498 | -0.00022523 | -0.010095 | 584.0473 |  | 28.7093 | 0 | 28.7093 | 49.5 | 1.1107 | 31.8881 | 1 | 0 | 31.8881 |  | 31.8881 | 0
49.5498 | 0 | 584.0574 | 584.0574 | 1 |  | 15:11 | 37.96 |  | 581.4245 | 0 | 584.0574 | 49.5499 | 49.5498 | -0.00020271 | -0.0090857 | 584.0483 |  | 28.7103 | 0 | 28.7103 | 49.5 | 1.1107 | 31.8889 | 1 | 0 | 31.8889 |  | 31.8889 | 0
49.5498 | 0 | 584.3829 | 584.3829 | 1 |  | 15:11 | 37.98 |  | 581.4261 | 0 | 584.3829 | 49.5499 | 49.5498 | -0.00018244 | -0.0081771 | 584.3747 |  | 29.0367 | 0 | 29.0367 | 49.5 | 1.1107 | 32.2512 | 1 | 0 | 32.2512 |  | 32.2512 | 0
49.5498 | 0 | 584.0574 | 584.0574 | 1 |  | 15:11 | 38 |  | 581.4278 | 0 | 584.0574 | 49.5499 | 49.5498 | -0.00016419 | -0.0073594 | 584.05 |  | 28.712 | 0 | 28.712 | 49.5 | 1.1107 | 31.8903 | 1 | 0 | 31.8903 |  | 31.8903 | 0
49.5498 | 0 | 584.0574 | 584.0574 | 1 |  | 15:11 | 38.02 |  | 581.4294 | 0 | 584.0574 | 49.5499 | 49.5498 | -0.00014777 | -0.0066235 | 584.0508 |  | 28.7128 | 0 | 28.7128 | 49.5 | 1.1107 | 31.8909 | 1 | 0 | 31.8909 |  | 31.8909 | 0
49.5498 | 0 | 584.0574 | 584.0574 | 1 |  | 15:11 | 38.04 |  | 581.431 | 0 | 584.0574 | 49.5499 | 49.5498 | -0.000133 | -0.0059611 | 584.0514 |  | 28.7134 | 0 | 28.7134 | 49.5 | 1.1107 | 31.8914 | 1 | 0 | 31.8914 |  | 31.8914 | 0
49.5498 | 0 | 584.0574 | 584.0574 | 1 |  | 15:11 | 38.06 |  | 581.4327 | 0 | 584.0574 | 49.5499 | 49.5498 | -0.0001197 | -0.005365 | 584.052 |  | 28.714 | 0 | 28.714 | 49.5 | 1.1107 | 31.8919 | 1 | 0 | 31.8919 |  | 31.8919 | 0
49.5498 | 0 | 584.0574 | 584.0574 | 1 |  | 15:11 | 38.08 |  | 581.4343 | 0 | 584.0574 | 49.5499 | 49.5498 | -0.00010773 | -0.0048285 | 584.0526 |  | 28.7146 | 0 | 28.7146 | 49.5 | 1.1107 | 31.8923 | 1 | 0 | 31.8923 |  | 31.8923 | 0
49.5498 | 0 | 584.0574 | 584.0574 | 1 |  | 15:11 | 38.1 |  | 581.4359 | 0 | 584.0574 | 49.5498 | 49.5498 | -9.6955e-05 | -0.0043457 | 584.0531 |  | 28.7151 | 0 | 28.7151 | 49.5 | 1.1107 | 31.8927 | 1 | 0 | 31.8927 |  | 31.8927 | 0
49.5498 | 0 | 584.3829 | 584.3829 | 1 |  | 15:11 | 38.12 |  | 581.4376 | 0 | 584.3829 | 49.5498 | 49.5498 | -8.7259e-05 | -0.0039111 | 584.379 |  | 29.041 | 0 | 29.041 | 49.5 | 1.1107 | 32.2546 | 1 | 0 | 32.2546 |  | 32.2546 | 0
49.5498 | 0 | 584.0574 | 584.0574 | 1 |  | 15:11 | 38.14 |  | 581.4392 | 0 | 584.0574 | 49.5498 | 49.5498 | -7.8534e-05 | -0.00352 | 584.0539 |  | 28.7159 | 0 | 28.7159 | 49.5 | 1.1107 | 31.8934 | 1 | 0 | 31.8934 |  | 31.8934 | 0
49.5498 | 0 | 584.0574 | 584.0574 | 1 |  | 15:11 | 38.16 |  | 581.4408 | 0 | 584.0574 | 49.5498 | 49.5498 | -7.068e-05 | -0.003168 | 584.0542 |  | 28.7162 | 0 | 28.7162 | 49.5 | 1.1107 | 31.8937 | 1 | 0 | 31.8937 |  | 31.8937 | 0
49.5498 | 0 | 584.0574 | 584.0574 | 1 |  | 15:11 | 38.18 |  | 581.4424 | 0 | 584.0574 | 49.5498 | 49.5498 | -6.3612e-05 | -0.0028512 | 584.0545 |  | 28.7165 | 0 | 28.7165 | 49.5 | 1.1106 | 31.8939 | 1 | 0 | 31.8939 |  | 31.8939 | 0
49.5498 | 0 | 584.0574 | 584.0574 | 1 |  | 15:11 | 38.2 |  | 581.4441 | 0 | 584.0574 | 49.5498 | 49.5498 | -5.7251e-05 | -0.0025661 | 584.0548 |  | 28.7168 | 0 | 28.7168 | 49.5 | 1.1106 | 31.8942 | 1 | 0 | 31.8942 |  | 31.8942 | 0
49.5498 | 0 | 584.0574 | 584.0574 | 1 |  | 15:11 | 38.22 |  | 581.4457 | 0 | 584.0574 | 49.5498 | 49.5498 | -5.1526e-05 | -0.0023095 | 584.0551 |  | 28.7171 | 0 | 28.7171 | 49.5 | 1.1106 | 31.8944 | 1 | 0 | 31.8944 |  | 31.8944 | 0
49.5498 | 0 | 584.3829 | 584.3829 | 1 |  | 15:11 | 38.24 |  | 581.4473 | 0 | 584.3829 | 49.5498 | 49.5498 | -4.6373e-05 | -0.0020785 | 584.3808 |  | 29.0428 | 0 | 29.0428 | 49.5 | 1.1106 | 32.2561 | 1 | 0 | 32.2561 |  | 32.2561 | 0
49.5498 | 0 | 584.0574 | 584.0574 | 1 |  | 15:11 | 38.26 |  | 581.449 | 0 | 584.0574 | 49.5498 | 49.5498 | -4.1736e-05 | -0.0018707 | 584.0555 |  | 28.7175 | 0 | 28.7175 | 49.5 | 1.1106 | 31.8947 | 1 | 0 | 31.8947 |  | 31.8947 | 0
49.5498 | 0 | 584.3829 | 584.3829 | 1 |  | 15:11 | 38.28 |  | 581.4506 | 0 | 584.3829 | 49.5498 | 49.5498 | -3.7562e-05 | -0.0016836 | 584.3812 |  | 29.0432 | 0 | 29.0432 | 49.5 | 1.1106 | 32.2564 | 1 | 0 | 32.2564 |  | 32.2564 | 0
49.5498 | 0 | 584.0574 | 584.0574 | 1 |  | 15:11 | 38.3 |  | 581.4522 | 0 | 584.0574 | 49.5498 | 49.5498 | -3.3806e-05 | -0.0015152 | 584.0559 |  | 28.7179 | 0 | 28.7179 | 49.5 | 1.1106 | 31.895 | 1 | 0 | 31.895 |  | 31.895 | 0
49.5498 | 0 | 584.0574 | 584.0574 | 1 |  | 15:11 | 38.32 |  | 581.4539 | 0 | 584.0574 | 49.5498 | 49.5498 | -3.0425e-05 | -0.0013637 | 584.056 |  | 28.718 | 0 | 28.718 | 49.5 | 1.1106 | 31.8952 | 1 | 0 | 31.8952 |  | 31.8952 | 0
49.5498 | 0 | 583.7318 | 583.7318 | 1 |  | 15:11 | 38.34 |  | 581.4555 | 0 | 583.7318 | 49.5498 | 49.5498 | -2.7383e-05 | -0.0012273 | 583.7306 |  | 28.3926 | 0 | 28.3926 | 49.5 | 1.1106 | 31.5336 | 1 | 0 | 31.5336 |  | 31.5336 | 0
49.5498 | 0 | 584.0574 | 584.0574 | 1 |  | 15:11 | 38.36 |  | 581.4571 | 0 | 584.0574 | 49.5498 | 49.5498 | -2.4645e-05 | -0.0011046 | 584.0563 |  | 28.7183 | 0 | 28.7183 | 49.5 | 1.1106 | 31.8954 | 1 | 0 | 31.8954 |  | 31.8954 | 0
49.5498 | 0 | 583.4062 | 583.4062 | 1 |  | 15:11 | 38.38 |  | 581.4587 | 0 | 583.4062 | 49.5498 | 49.5498 | -2.218e-05 | -0.00099415 | 583.4052 |  | 28.0672 | 0 | 28.0672 | 49.5 | 1.1106 | 31.1722 | 1 | 0 | 31.1722 |  | 31.1722 | 0
49.5498 | 0 | 583.7318 | 583.7318 | 1 |  | 15:11 | 38.4 |  | 581.4604 | 0 | 583.7318 | 49.5498 | 49.5498 | -1.9962e-05 | -0.00089474 | 583.7309 |  | 28.3929 | 0 | 28.3929 | 49.5 | 1.1106 | 31.5339 | 1 | 0 | 31.5339 |  | 31.5339 | 0
49.5498 | 0 | 583.4062 | 583.4062 | 1 |  | 15:11 | 38.42 |  | 581.462 | 0 | 583.4062 | 49.5498 | 49.5498 | -1.7966e-05 | -0.00080526 | 583.4054 |  | 28.0674 | 0 | 28.0674 | 49.5 | 1.1106 | 31.1724 | 1 | 0 | 31.1724 |  | 31.1724 | 0
49.5498 | 0 | 584.0574 | 584.0574 | 1 |  | 15:11 | 38.44 |  | 581.4636 | 0 | 584.0574 | 49.5498 | 49.5498 | -1.6169e-05 | -0.00072474 | 584.0567 |  | 28.7187 | 0 | 28.7187 | 49.5 | 1.1106 | 31.8957 | 1 | 0 | 31.8957 |  | 31.8957 | 0
49.5498 | 0 | 584.0574 | 584.0574 | 1 |  | 15:11 | 38.46 |  | 581.4653 | 0 | 584.0574 | 49.5498 | 49.5498 | -1.4552e-05 | -0.00065226 | 584.0567 |  | 28.7187 | 0 | 28.7187 | 49.5 | 1.1106 | 31.8957 | 1 | 0 | 31.8957 |  | 31.8957 | 0
49.5498 | 0 | 584.0574 | 584.0574 | 1 |  | 15:11 | 38.48 |  | 581.4669 | 0 | 584.0574 | 49.5498 | 49.5498 | -1.3097e-05 | -0.00058704 | 584.0568 |  | 28.7188 | 0 | 28.7188 | 49.5 | 1.1106 | 31.8958 | 1 | 0 | 31.8958 |  | 31.8958 | 0
49.5498 | 0 | 584.0574 | 584.0574 | 1 |  | 15:11 | 38.5 |  | 581.4685 | 0 | 584.0574 | 49.5498 | 49.5498 | -1.1787e-05 | -0.00052833 | 584.0569 |  | 28.7189 | 0 | 28.7189 | 49.5 | 1.1106 | 31.8958 | 1 | 0 | 31.8958 |  | 31.8958 | 0
49.5498 | 0 | 584.0574 | 584.0574 | 1 |  | 15:11 | 38.52 |  | 581.4702 | 0 | 584.0574 | 49.5498 | 49.5498 | -1.0609e-05 | -0.0004755 | 584.0569 |  | 28.7189 | 0 | 28.7189 | 49.5 | 1.1106 | 31.8959 | 1 | 0 | 31.8959 |  | 31.8959 | 0
49.5498 | 0 | 583.4062 | 583.4062 | 1 |  | 15:11 | 38.54 |  | 581.4718 | 0 | 583.4062 | 49.5498 | 49.5498 | -9.5478e-06 | -0.00042795 | 583.4058 |  | 28.0678 | 0 | 28.0678 | 49.5 | 1.1106 | 31.1727 | 1 | 0 | 31.1727 |  | 31.1727 | 0
49.5498 | 0 | 584.0574 | 584.0574 | 1 |  | 15:11 | 38.56 |  | 581.4734 | 0 | 584.0574 | 49.5498 | 49.5498 | -8.5931e-06 | -0.00038515 | 584.057 |  | 28.719 | 0 | 28.719 | 49.5 | 1.1106 | 31.896 | 1 | 0 | 31.896 |  | 31.896 | 0
49.5498 | 0 | 584.0574 | 584.0574 | 1 |  | 15:11 | 38.58 |  | 581.475 | 0 | 584.0574 | 49.5498 | 49.5498 | -7.7338e-06 | -0.00034664 | 584.0571 |  | 28.719 | 0 | 28.719 | 49.5 | 1.1106 | 31.896 | 1 | 0 | 31.896 |  | 31.896 | 0
49.5498 | 0 | 584.0574 | 584.0574 | 1 |  | 15:11 | 38.6 |  | 581.4767 | 0 | 584.0574 | 49.5498 | 49.5498 | 0.003493 | 0.15656 | 584.214 |  | 28.876 | 0 | 28.876 | 49.5 | 1.1106 | 32.0702 | 1 | 0 | 32.0702 |  | 32.0702 | 0
49.5498 | 0 | 584.0574 | 584.0574 | 1 |  | 15:11 | 38.62 |  | 581.4783 | 0 | 584.0574 | 49.5498 | 49.5498 | 0.0083937 | 0.37622 | 584.4336 |  | 29.0956 | 0 | 29.0956 | 49.5 | 1.1106 | 32.3142 | 1 | 0 | 32.3142 |  | 32.3142 | 0
49.5498 | 0 | 584.0574 | 584.0574 | 1 |  | 15:11 | 38.64 |  | 581.4799 | 0 | 584.0574 | 49.5498 | 49.5502 | 0.012804 | 0.57391 | 584.6313 |  | 29.2933 | 0 | 29.2933 | 49.5 | 1.1115 | 32.559 | 1 | 0 | 32.559 |  | 32.559 | 0
49.5498 | 0 | 584.0574 | 584.0574 | 1 |  | 15:11 | 38.66 |  | 581.4816 | 0 | 584.0574 | 49.5498 | 49.5505 | 0.015024 | 0.6734 | 584.7308 |  | 29.3928 | 0 | 29.3928 | 49.5 | 1.1123 | 32.6925 | 1 | 0 | 32.6925 |  | 32.6925 | 0
49.5498 | 0 | 584.0574 | 584.0574 | 1 |  | 15:11 | 38.68 |  | 581.4832 | 0 | 584.0574 | 49.5498 | 49.5507 | 0.013522 | 0.60606 | 584.6635 |  | 29.3255 | 0 | 29.3255 | 49.5 | 1.113 | 32.6382 | 1 | 0 | 32.6382 |  | 32.6382 | 0
49.5498 | 0 | 584.0574 | 584.0574 | 1 |  | 15:11 | 38.7 |  | 581.4848 | 0 | 584.0574 | 49.5498 | 49.551 | 0.012169 | 0.54545 | 584.6029 |  | 29.2648 | 0 | 29.2648 | 49.5 | 1.1136 | 32.5892 | 1 | 0 | 32.5892 |  | 32.5892 | 0
49.5498 | 0 | 584.0574 | 584.0574 | 1 |  | 15:11 | 38.72 |  | 581.4865 | 0 | 584.0574 | 49.5498 | 49.5512 | 0.010952 | 0.49091 | 584.5483 |  | 29.2103 | 0 | 29.2103 | 49.5 | 1.1142 | 32.5451 | 1 | 0 | 32.5451 |  | 32.5451 | 0
49.5498 | 0 | 584.0574 | 584.0574 | 1 |  | 15:11 | 38.74 |  | 581.4881 | 0 | 584.0574 | 49.5498 | 49.5514 | 0.0098572 | 0.44181 | 584.4992 |  | 29.1612 | 0 | 29.1612 | 49.5 | 1.1147 | 32.5054 | 1 | 0 | 32.5054 |  | 32.5054 | 0
49.5498 | 0 | 584.0574 | 584.0574 | 1 |  | 15:11 | 38.76 |  | 581.4897 | 0 | 584.0574 | 49.5498 | 49.5516 | 0.0088715 | 0.39763 | 584.455 |  | 29.117 | 0 | 29.117 | 49.5 | 1.1151 | 32.4696 | 1 | 0 | 32.4696 |  | 32.4696 | 0
49.5498 | 0 | 584.0574 | 584.0574 | 1 |  | 15:11 | 38.78 |  | 581.4913 | 0 | 584.0574 | 49.5498 | 49.5518 | 0.0079843 | 0.35787 | 584.4153 |  | 29.0773 | 0 | 29.0773 | 49.5 | 1.1156 | 32.4374 | 1 | 0 | 32.4374 |  | 32.4374 | 0
49.5498 | 0 | 584.0574 | 584.0574 | 1 |  | 15:11 | 38.8 |  | 581.493 | 0 | 584.0574 | 49.5498 | 49.5519 | 0.0071859 | 0.32208 | 584.3795 |  | 29.0415 | 0 | 29.0415 | 49.5 | 1.1159 | 32.4083 | 1 | 0 | 32.4083 |  | 32.4083 | 0
49.5533 | 0 | 584.0574 | 584.0574 | 1 |  | 15:11 | 38.82 |  | 581.4946 | 0 | 584.0574 | 49.5502 | 49.5521 | 0.0064673 | 0.2899 | 584.3473 |  | 29.0093 | 0 | 29.0093 | 49.5 | 1.1163 | 32.3822 | 1 | 0 | 32.3822 |  | 32.3822 | 0
49.5533 | 0 | 584.0574 | 584.0574 | 1 |  | 15:11 | 38.84 |  | 581.4962 | 0 | 584.0574 | 49.5505 | 49.5522 | 0.0058206 | 0.26091 | 584.3183 |  | 28.9803 | 0 | 28.9803 | 49.5 | 1.1166 | 32.3587 | 1 | 0 | 32.3587 |  | 32.3587 | 0
49.5533 | 0 | 584.0574 | 584.0574 | 1 |  | 15:11 | 38.86 |  | 581.4979 | 0 | 584.0574 | 49.5507 | 49.5523 | 0.0052385 | 0.23482 | 584.2922 |  | 28.9542 | 0 | 28.9542 | 49.5 | 1.1168 | 32.3375 | 1 | 0 | 32.3375 |  | 32.3375 | 0
49.5533 | 0 | 583.7318 | 583.7318 | 1 |  | 15:11 | 38.88 |  | 581.4995 | 0 | 583.7318 | 49.551 | 49.5524 | 0.0047147 | 0.21133 | 583.9431 |  | 28.6051 | 0 | 28.6051 | 49.5 | 1.1171 | 31.9547 | 1 | 0 | 31.9547 |  | 31.9547 | 0
49.5533 | 0 | 584.0574 | 584.0574 | 1 |  | 15:11 | 38.9 |  | 581.5011 | 0 | 584.0574 | 49.5512 | 49.5525 | 0.0042432 | 0.1902 | 584.2476 |  | 28.9096 | 0 | 28.9096 | 49.5 | 1.1173 | 32.3012 | 1 | 0 | 32.3012 |  | 32.3012 | 0
49.5533 | 0 | 583.7318 | 583.7318 | 1 |  | 15:11 | 38.92 |  | 581.5028 | 0 | 583.7318 | 49.5514 | 49.5526 | 0.0038189 | 0.17118 | 583.903 |  | 28.565 | 0 | 28.565 | 49.5 | 1.1175 | 31.9219 | 1 | 0 | 31.9219 |  | 31.9219 | 0
49.5533 | 0 | 584.0574 | 584.0574 | 1 |  | 15:11 | 38.94 |  | 581.5044 | 0 | 584.0574 | 49.5516 | 49.5527 | 0.003437 | 0.15406 | 584.2115 |  | 28.8735 | 0 | 28.8735 | 49.5 | 1.1177 | 32.2718 | 1 | 0 | 32.2718 |  | 32.2718 | 0
49.5533 | 0 | 584.0574 | 584.0574 | 1 |  | 15:11 | 38.96 |  | 581.506 | 0 | 584.0574 | 49.5518 | 49.5527 | 0.0030933 | 0.13866 | 584.1961 |  | 28.8581 | 0 | 28.8581 | 49.5 | 1.1179 | 32.2592 | 1 | 0 | 32.2592 |  | 32.2592 | 0
49.5533 | 0 | 584.0574 | 584.0574 | 1 |  | 15:11 | 38.98 |  | 581.5076 | 0 | 584.0574 | 49.5519 | 49.5528 | 0.002784 | 0.12479 | 584.1822 |  | 28.8442 | 0 | 28.8442 | 49.5 | 1.118 | 32.2479 | 1 | 0 | 32.2479 |  | 32.2479 | 0
49.5533 | 0 | 584.0574 | 584.0574 | 1 |  | 15:11 | 39 |  | 581.5093 | 0 | 584.0574 | 49.5521 | 49.5528 | 0.0025056 | 0.11231 | 584.1697 |  | 28.8317 | 0 | 28.8317 | 49.5 | 1.1181 | 32.2378 | 1 | 0 | 32.2378 |  | 32.2378 | 0
49.5533 | 0 | 584.0574 | 584.0574 | 1 |  | 15:11 | 39.02 |  | 581.5109 | 0 | 584.0574 | 49.5522 | 49.5529 | 0.002255 | 0.10108 | 584.1585 |  | 28.8205 | 0 | 28.8205 | 49.5 | 1.1183 | 32.2286 | 1 | 0 | 32.2286 |  | 32.2286 | 0
49.5533 | 0 | 584.0574 | 584.0574 | 1 |  | 15:11 | 39.04 |  | 581.5125 | 0 | 584.0574 | 49.5523 | 49.5529 | 0.0020295 | 0.090972 | 584.1484 |  | 28.8104 | 0 | 28.8104 | 49.5 | 1.1184 | 32.2204 | 1 | 0 | 32.2204 |  | 32.2204 | 0
49.5533 | 0 | 584.0574 | 584.0574 | 1 |  | 15:11 | 39.06 |  | 581.5142 | 0 | 584.0574 | 49.5524 | 49.553 | 0.0018266 | 0.081875 | 584.1393 |  | 28.8013 | 0 | 28.8013 | 49.5 | 1.1185 | 32.213 | 1 | 0 | 32.213 |  | 32.213 | 0
49.5533 | 0 | 584.0574 | 584.0574 | 1 |  | 15:11 | 39.08 |  | 581.5158 | 0 | 584.0574 | 49.5525 | 49.553 | 0.0016439 | 0.073687 | 584.1311 |  | 28.7931 | 0 | 28.7931 | 49.5 | 1.1185 | 32.2063 | 1 | 0 | 32.2063 |  | 32.2063 | 0
49.5533 | 0 | 584.0574 | 584.0574 | 1 |  | 15:11 | 39.1 |  | 581.5174 | 0 | 584.0574 | 49.5526 | 49.553 | 0.0014795 | 0.066319 | 584.1237 |  | 28.7857 | 0 | 28.7857 | 49.5 | 1.1186 | 32.2003 | 1 | 0 | 32.2003 |  | 32.2003 | 0
49.5533 | 0 | 584.0574 | 584.0574 | 1 |  | 15:11 | 39.12 |  | 581.5191 | 0 | 584.0574 | 49.5527 | 49.553 | 0.0013316 | 0.059687 | 584.1171 |  | 28.7791 | 0 | 28.7791 | 49.5 | 1.1187 | 32.1949 | 1 | 0 | 32.1949 |  | 32.1949 | 0
49.5533 | 0 | 584.3829 | 584.3829 | 1 |  | 15:11 | 39.14 |  | 581.5207 | 0 | 584.3829 | 49.5527 | 49.5531 | 0.0011984 | 0.053718 | 584.4366 |  | 29.0986 | 0 | 29.0986 | 49.5 | 1.1188 | 32.5542 | 1 | 0 | 32.5542 |  | 32.5542 | 0
49.5533 | 0 | 584.7085 | 584.7085 | 1 |  | 15:11 | 39.16 |  | 581.5223 | 0 | 584.7085 | 49.5528 | 49.5531 | 0.0010786 | 0.048346 | 584.7568 |  | 29.4188 | 0 | 29.4188 | 49.5 | 1.1188 | 32.9141 | 1 | 0 | 32.9141 |  | 32.9141 | 0
49.5533 | 0 | 585.0341 | 585.0341 | 1 |  | 15:11 | 39.18 |  | 581.5239 | 0 | 585.0341 | 49.5528 | 49.5531 | 0.00097071 | 0.043512 | 585.0776 |  | 29.7396 | 0 | 29.7396 | 49.5 | 1.1189 | 33.2745 | 1 | 0 | 33.2745 |  | 33.2745 | 0
49.5533 | 0 | 585.0341 | 585.0341 | 1 |  | 15:11 | 39.2 |  | 581.5256 | 0 | 585.0341 | 49.5529 | 49.5531 | 0.00087364 | 0.039161 | 585.0733 |  | 29.7353 | 0 | 29.7353 | 49.5 | 1.1189 | 33.271 | 1 | 0 | 33.271 |  | 33.271 | 0
49.5533 | 0 | 585.0341 | 585.0341 | 1 |  | 15:11 | 39.22 |  | 581.5272 | 0 | 585.0341 | 49.5529 | 49.5532 | 0.00078627 | 0.035244 | 585.0693 |  | 29.7313 | 0 | 29.7313 | 49.5 | 1.1189 | 33.2678 | 1 | 0 | 33.2678 |  | 33.2678 | 0
49.5533 | 0 | 585.0341 | 585.0341 | 1 |  | 15:11 | 39.24 |  | 581.5288 | 0 | 585.0341 | 49.553 | 49.5532 | 0.00070765 | 0.03172 | 585.0658 |  | 29.7278 | 0 | 29.7278 | 49.5 | 1.119 | 33.265 | 1 | 0 | 33.265 |  | 33.265 | 0
49.5533 | 0 | 585.0341 | 585.0341 | 1 |  | 15:11 | 39.26 |  | 581.5305 | 0 | 585.0341 | 49.553 | 49.5532 | 0.00063688 | 0.028548 | 585.0626 |  | 29.7246 | 0 | 29.7246 | 49.5 | 1.119 | 33.2624 | 1 | 0 | 33.2624 |  | 33.2624 | 0
49.5533 | 0 | 585.0341 | 585.0341 | 1 |  | 15:11 | 39.28 |  | 581.5321 | 0 | 585.0341 | 49.553 | 49.5532 | 0.00057319 | 0.025693 | 585.0598 |  | 29.7218 | 0 | 29.7218 | 49.5 | 1.119 | 33.2601 | 1 | 0 | 33.2601 |  | 33.2601 | 0
49.5533 | 0 | 584.7085 | 584.7085 | 1 |  | 15:11 | 39.3 |  | 581.5337 | 0 | 584.7085 | 49.553 | 49.5532 | 0.00051587 | 0.023124 | 584.7316 |  | 29.3936 | 0 | 29.3936 | 49.5 | 1.1191 | 32.8937 | 1 | 0 | 32.8937 |  | 32.8937 | 0
49.5533 | 0 | 584.7085 | 584.7085 | 1 |  | 15:11 | 39.32 |  | 581.5354 | 0 | 584.7085 | 49.5531 | 49.5532 | 0.00046429 | 0.020812 | 584.7293 |  | 29.3913 | 0 | 29.3913 | 49.5 | 1.1191 | 32.8918 | 1 | 0 | 32.8918 |  | 32.8918 | 0
49.5533 | 0 | 584.3829 | 584.3829 | 1 |  | 15:11 | 39.34 |  | 581.537 | 0 | 584.3829 | 49.5531 | 49.5532 | 0.00041786 | 0.01873 | 584.4016 |  | 29.0636 | 0 | 29.0636 | 49.5 | 1.1191 | 32.5257 | 1 | 0 | 32.5257 |  | 32.5257 | 0
49.5533 | 0 | 584.7085 | 584.7085 | 1 |  | 15:11 | 39.36 |  | 581.5386 | 0 | 584.7085 | 49.5531 | 49.5532 | 0.00037607 | 0.016857 | 584.7254 |  | 29.3874 | 0 | 29.3874 | 49.5 | 1.1191 | 32.8886 | 1 | 0 | 32.8886 |  | 32.8886 | 0
49.5533 | 0 | 584.3829 | 584.3829 | 1 |  | 15:11 | 39.38 |  | 581.5402 | 0 | 584.3829 | 49.5531 | 49.5532 | 0.00033847 | 0.015172 | 584.3981 |  | 29.0601 | 0 | 29.0601 | 49.5 | 1.1192 | 32.5229 | 1 | 0 | 32.5229 |  | 32.5229 | 0
49.5533 | 0 | 584.0574 | 584.0574 | 1 |  | 15:11 | 39.4 |  | 581.5419 | 0 | 584.0574 | 49.5532 | 49.5532 | 0.00030462 | 0.013654 | 584.0711 |  | 28.7331 | 0 | 28.7331 | 49.5 | 1.1192 | 32.1573 | 1 | 0 | 32.1573 |  | 32.1573 | 0
49.5533 | 0 | 584.0574 | 584.0574 | 1 |  | 15:11 | 39.42 |  | 581.5435 | 0 | 584.0574 | 49.5532 | 49.5532 | 0.00027416 | 0.012289 | 584.0697 |  | 28.7317 | 0 | 28.7317 | 49.5 | 1.1192 | 32.1562 | 1 | 0 | 32.1562 |  | 32.1562 | 0
49.5533 | 0 | 583.7318 | 583.7318 | 1 |  | 15:11 | 39.44 |  | 581.5451 | 0 | 583.7318 | 49.5532 | 49.5533 | 0.00024674 | 0.01106 | 583.7429 |  | 28.4049 | 0 | 28.4049 | 49.5 | 1.1192 | 31.7908 | 1 | 0 | 31.7908 |  | 31.7908 | 0
49.5533 | 0 | 583.7318 | 583.7318 | 1 |  | 15:11 | 39.46 |  | 581.5468 | 0 | 583.7318 | 49.5532 | 49.5533 | 0.00022207 | 0.0099541 | 583.7418 |  | 28.4038 | 0 | 28.4038 | 49.5 | 1.1192 | 31.7899 | 1 | 0 | 31.7899 |  | 31.7899 | 0
49.5533 | 0 | 583.0807 | 583.0807 | 1 |  | 15:11 | 39.48 |  | 581.5484 | 0 | 583.0807 | 49.5532 | 49.5533 | 0.00019986 | 0.0089587 | 583.0897 |  | 27.7517 | 0 | 27.7517 | 49.5 | 1.1192 | 31.0603 | 1 | 0 | 31.0603 |  | 31.0603 | 0
49.5533 | 0 | 583.7318 | 583.7318 | 1 |  | 15:11 | 39.5 |  | 581.55 | 0 | 583.7318 | 49.5532 | 49.5533 | 0.00017987 | 0.0080628 | 583.7399 |  | 28.4019 | 0 | 28.4019 | 49.5 | 1.1192 | 31.7883 | 1 | 0 | 31.7883 |  | 31.7883 | 0
49.5533 | 0 | 583.4062 | 583.4062 | 1 |  | 15:11 | 39.52 |  | 581.5517 | 0 | 583.4062 | 49.5532 | 49.5533 | 0.00016189 | 0.0072565 | 583.4135 |  | 28.0755 | 0 | 28.0755 | 49.5 | 1.1192 | 31.4233 | 1 | 0 | 31.4233 |  | 31.4233 | 0
49.5533 | 0 | 583.0807 | 583.0807 | 1 |  | 15:11 | 39.54 |  | 581.5533 | 0 | 583.0807 | 49.5532 | 49.5533 | 0.0001457 | 0.0065309 | 583.0872 |  | 27.7492 | 0 | 27.7492 | 49.5 | 1.1193 | 31.0583 | 1 | 0 | 31.0583 |  | 31.0583 | 0
49.5533 | 0 | 583.4062 | 583.4062 | 1 |  | 15:11 | 39.56 |  | 581.5549 | 0 | 583.4062 | 49.5532 | 49.5533 | 0.0035311 | 0.15828 | 583.5645 |  | 28.2265 | 0 | 28.2265 | 49.5 | 1.1193 | 31.5927 | 1 | 0 | 31.5927 |  | 31.5927 | 0
49.5533 | 0 | 583.7318 | 583.7318 | 1 |  | 15:11 | 39.58 |  | 581.5565 | 0 | 583.7318 | 49.5532 | 49.5533 | 0.008278 | 0.37106 | 584.1029 |  | 28.7649 | 0 | 28.7649 | 49.5 | 1.1193 | 32.1955 | 1 | 0 | 32.1955 |  | 32.1955 | 0
49.5533 | 0 | 583.4062 | 583.4062 | 1 |  | 15:11 | 39.6 |  | 581.5582 | 0 | 583.4062 | 49.5532 | 49.5536 | 0.01255 | 0.56256 | 583.9688 |  | 28.6308 | 0 | 28.6308 | 49.5 | 1.1201 | 32.0699 | 1 | 0 | 32.0699 |  | 32.0699 | 0
49.5533 | 0 | 583.7318 | 583.7318 | 1 |  | 15:11 | 39.62 |  | 581.5598 | 0 | 583.7318 | 49.5533 | 49.5539 | 0.014695 | 0.65871 | 584.3905 |  | 29.0525 | 0 | 29.0525 | 49.5 | 1.1209 | 32.5648 | 1 | 0 | 32.5648 |  | 32.5648 | 0
49.5533 | 0 | 584.0574 | 584.0574 | 1 |  | 15:11 | 39.64 |  | 581.5614 | 0 | 584.0574 | 49.5533 | 49.5542 | 0.013226 | 0.59284 | 584.6502 |  | 29.3122 | 0 | 29.3122 | 49.5 | 1.1216 | 32.8764 | 1 | 0 | 32.8764 |  | 32.8764 | 0
49.5533 | 0 | 584.0574 | 584.0574 | 1 |  | 15:11 | 39.66 |  | 581.5631 | 0 | 584.0574 | 49.5533 | 49.5545 | 0.011903 | 0.53355 | 584.591 |  | 29.2529 | 0 | 29.2529 | 49.5 | 1.1222 | 32.8283 | 1 | 0 | 32.8283 |  | 32.8283 | 0
49.5533 | 0 | 583.7318 | 583.7318 | 1 |  | 15:11 | 39.68 |  | 581.5647 | 0 | 583.7318 | 49.5533 | 49.5547 | 0.010713 | 0.4802 | 584.212 |  | 28.874 | 0 | 28.874 | 49.5 | 1.1228 | 32.4193 | 1 | 0 | 32.4193 |  | 32.4193 | 0
49.5533 | 0 | 584.0574 | 584.0574 | 1 |  | 15:11 | 39.7 |  | 581.5663 | 0 | 584.0574 | 49.5533 | 49.5549 | 0.0096415 | 0.43218 | 584.4896 |  | 29.1516 | 0 | 29.1516 | 49.5 | 1.1233 | 32.7458 | 1 | 0 | 32.7458 |  | 32.7458 | 0
49.5533 | 0 | 584.0574 | 584.0574 | 1 |  | 15:11 | 39.72 |  | 581.568 | 0 | 584.0574 | 49.5533 | 49.5551 | 0.0086774 | 0.38896 | 584.4464 |  | 29.1084 | 0 | 29.1084 | 49.5 | 1.1238 | 32.7107 | 1 | 0 | 32.7107 |  | 32.7107 | 0
49.5533 | 0 | 584.0574 | 584.0574 | 1 |  | 15:11 | 39.74 |  | 581.5696 | 0 | 584.0574 | 49.5533 | 49.5552 | 0.0078096 | 0.35006 | 584.4075 |  | 29.0695 | 0 | 29.0695 | 49.5 | 1.1242 | 32.679 | 1 | 0 | 32.679 |  | 32.679 | 0
49.5533 | 0 | 584.0574 | 584.0574 | 1 |  | 15:11 | 39.76 |  | 581.5712 | 0 | 584.0574 | 49.5533 | 49.5554 | 0.0070287 | 0.31506 | 584.3725 |  | 29.0345 | 0 | 29.0345 | 49.5 | 1.1245 | 32.6504 | 1 | 0 | 32.6504 |  | 32.6504 | 0
49.5567 | 0 | 584.0574 | 584.0574 | 1 |  | 15:11 | 39.78 |  | 581.5728 | 0 | 584.0574 | 49.5536 | 49.5555 | 0.0063258 | 0.28357 | 584.341 |  | 29.003 | 0 | 29.003 | 49.5 | 1.1249 | 32.6248 | 1 | 0 | 32.6248 |  | 32.6248 | 0
49.5567 | 0 | 584.0574 | 584.0574 | 1 |  | 15:11 | 39.8 |  | 581.5745 | 0 | 584.0574 | 49.5539 | 49.5556 | 0.0056932 | 0.25521 | 584.3126 |  | 28.9746 | 0 | 28.9746 | 49.5 | 1.1252 | 32.6016 | 1 | 0 | 32.6016 |  | 32.6016 | 0
49.5567 | 0 | 584.7085 | 584.7085 | 1 |  | 15:11 | 39.82 |  | 581.5761 | 0 | 584.7085 | 49.5542 | 49.5557 | 0.0051239 | 0.22969 | 584.9382 |  | 29.6002 | 0 | 29.6002 | 49.5 | 1.1255 | 33.3135 | 1 | 0 | 33.3135 |  | 33.3135 | 0
49.5567 | 0 | 585.0341 | 585.0341 | 1 |  | 15:11 | 39.84 |  | 581.5777 | 0 | 585.0341 | 49.5545 | 49.5558 | 0.0046115 | 0.20672 | 585.2408 |  | 29.9028 | 0 | 29.9028 | 49.5 | 1.1257 | 33.6615 | 1 | 0 | 33.6615 |  | 33.6615 | 0
49.5567 | 0 | 584.7085 | 584.7085 | 1 |  | 15:11 | 39.86 |  | 581.5794 | 0 | 584.7085 | 49.5547 | 49.5559 | 0.0041504 | 0.18605 | 584.8946 |  | 29.5565 | 0 | 29.5565 | 49.5 | 1.1259 | 33.2782 | 1 | 0 | 33.2782 |  | 33.2782 | 0
49.5567 | 0 | 585.0341 | 585.0341 | 1 |  | 15:11 | 39.88 |  | 581.581 | 0 | 585.0341 | 49.5549 | 49.556 | 0.0037353 | 0.16745 | 585.2015 |  | 29.8635 | 0 | 29.8635 | 49.5 | 1.1261 | 33.6298 | 1 | 0 | 33.6298 |  | 33.6298 | 0
49.5567 | 0 | 585.0341 | 585.0341 | 1 |  | 15:11 | 39.9 |  | 581.5826 | 0 | 585.0341 | 49.5551 | 49.5561 | 0.0033618 | 0.1507 | 585.1848 |  | 29.8468 | 0 | 29.8468 | 49.5 | 1.1263 | 33.6162 | 1 | 0 | 33.6162 |  | 33.6162 | 0
49.5567 | 0 | 584.7085 | 584.7085 | 1 |  | 15:11 | 39.92 |  | 581.5843 | 0 | 584.7085 | 49.5552 | 49.5561 | 0.0030256 | 0.13563 | 584.8441 |  | 29.5061 | 0 | 29.5061 | 49.5 | 1.1265 | 33.2373 | 1 | 0 | 33.2373 |  | 33.2373 | 0
49.5567 | 0 | 584.7085 | 584.7085 | 1 |  | 15:11 | 39.94 |  | 581.5859 | 0 | 584.7085 | 49.5554 | 49.5562 | 0.002723 | 0.12207 | 584.8306 |  | 29.4926 | 0 | 29.4926 | 49.5 | 1.1266 | 33.2263 | 1 | 0 | 33.2263 |  | 33.2263 | 0
49.5567 | 0 | 585.0341 | 585.0341 | 1 |  | 15:11 | 39.96 |  | 581.5875 | 0 | 585.0341 | 49.5555 | 49.5562 | 0.0024507 | 0.10986 | 585.144 |  | 29.806 | 0 | 29.806 | 49.5 | 1.1267 | 33.5832 | 1 | 0 | 33.5832 |  | 33.5832 | 0
49.5567 | 0 | 584.3829 | 584.3829 | 1 |  | 15:11 | 39.98 |  | 581.5891 | 0 | 584.3829 | 49.5556 | 49.5563 | 0.0022057 | 0.098875 | 584.4818 |  | 29.1438 | 0 | 29.1438 | 49.5 | 1.1268 | 32.8406 | 1 | 0 | 32.8406 |  | 32.8406 | 0
49.5567 | 0 | 584.0574 | 584.0574 | 1 |  | 15:11 | 40 |  | 581.5908 | 0 | 584.0574 | 49.5557 | 49.5563 | 0.0019851 | 0.088988 | 584.1464 |  | 28.8084 | 0 | 28.8084 | 49.5 | 1.127 | 32.4657 | 1 | 0 | 32.4657 |  | 32.4657 | 0
49.5567 | 0 | 584.7085 | 584.7085 | 1 |  | 15:11 | 40.02 |  | 581.5924 | 0 | 584.7085 | 49.5558 | 49.5564 | 0.0017866 | 0.080089 | 584.7886 |  | 29.4506 | 0 | 29.4506 | 49.5 | 1.127 | 33.1922 | 1 | 0 | 33.1922 |  | 33.1922 | 0
49.5567 | 0 | 584.7085 | 584.7085 | 1 |  | 15:11 | 40.04 |  | 581.594 | 0 | 584.7085 | 49.5559 | 49.5564 | 0.0016079 | 0.07208 | 584.7806 |  | 29.4426 | 0 | 29.4426 | 49.5 | 1.1271 | 33.1857 | 1 | 0 | 33.1857 |  | 33.1857 | 0
49.5567 | 0 | 584.3829 | 584.3829 | 1 |  | 15:11 | 40.06 |  | 581.5957 | 0 | 584.3829 | 49.556 | 49.5564 | 0.0014471 | 0.064872 | 584.4478 |  | 29.1098 | 0 | 29.1098 | 49.5 | 1.1272 | 32.8128 | 1 | 0 | 32.8128 |  | 32.8128 | 0
49.5567 | 0 | 584.0574 | 584.0574 | 1 |  | 15:11 | 40.08 |  | 581.5973 | 0 | 584.0574 | 49.5561 | 49.5565 | 0.0013024 | 0.058385 | 584.1158 |  | 28.7778 | 0 | 28.7778 | 49.5 | 1.1273 | 32.4406 | 1 | 0 | 32.4406 |  | 32.4406 | 0
49.5567 | 0 | 584.7085 | 584.7085 | 1 |  | 15:11 | 40.1 |  | 581.5989 | 0 | 584.7085 | 49.5561 | 49.5565 | 0.0011722 | 0.052546 | 584.761 |  | 29.423 | 0 | 29.423 | 49.5 | 1.1273 | 33.1698 | 1 | 0 | 33.1698 |  | 33.1698 | 0
49.5567 | 0 | 584.3829 | 584.3829 | 1 |  | 15:11 | 40.12 |  | 581.6006 | 0 | 584.3829 | 49.5562 | 49.5565 | 0.001055 | 0.047292 | 584.4302 |  | 29.0922 | 0 | 29.0922 | 49.5 | 1.1274 | 32.7985 | 1 | 0 | 32.7985 |  | 32.7985 | 0
49.5567 | 0 | 584.0574 | 584.0574 | 1 |  | 15:11 | 40.14 |  | 581.6022 | 0 | 584.0574 | 49.5562 | 49.5565 | 0.00094947 | 0.042563 | 584.1 |  | 28.762 | 0 | 28.762 | 49.5 | 1.1274 | 32.4276 | 1 | 0 | 32.4276 |  | 32.4276 | 0
49.5567 | 0 | 584.3829 | 584.3829 | 1 |  | 15:11 | 40.16 |  | 581.6038 | 0 | 584.3829 | 49.5563 | 49.5565 | 0.00085452 | 0.038306 | 584.4212 |  | 29.0832 | 0 | 29.0832 | 49.5 | 1.1275 | 32.7911 | 1 | 0 | 32.7911 |  | 32.7911 | 0
49.5567 | 0 | 584.7085 | 584.7085 | 1 |  | 15:11 | 40.18 |  | 581.6054 | 0 | 584.7085 | 49.5563 | 49.5566 | 0.00076907 | 0.034476 | 584.743 |  | 29.405 | 0 | 29.405 | 49.5 | 1.1275 | 33.1551 | 1 | 0 | 33.1551 |  | 33.1551 | 0
49.5567 | 0 | 584.3829 | 584.3829 | 1 |  | 15:11 | 40.2 |  | 581.6071 | 0 | 584.3829 | 49.5564 | 49.5566 | 0.00069216 | 0.031028 | 584.4139 |  | 29.0759 | 0 | 29.0759 | 49.5 | 1.1276 | 32.7852 | 1 | 0 | 32.7852 |  | 32.7852 | 0
49.5567 | 0 | 584.3829 | 584.3829 | 1 |  | 15:11 | 40.22 |  | 581.6087 | 0 | 584.3829 | 49.5564 | 49.5566 | 0.00062295 | 0.027925 | 584.4108 |  | 29.0728 | 0 | 29.0728 | 49.5 | 1.1276 | 32.7827 | 1 | 0 | 32.7827 |  | 32.7827 | 0
49.5567 | 0 | 584.0574 | 584.0574 | 1 |  | 15:11 | 40.24 |  | 581.6103 | 0 | 584.0574 | 49.5564 | 49.5566 | 0.00056065 | 0.025133 | 584.0825 |  | 28.7445 | 0 | 28.7445 | 49.5 | 1.1276 | 32.4133 | 1 | 0 | 32.4133 |  | 32.4133 | 0
49.5567 | 0 | 584.7085 | 584.7085 | 1 |  | 15:11 | 40.26 |  | 581.612 | 0 | 584.7085 | 49.5565 | 49.5566 | 0.00050459 | 0.02262 | 584.7311 |  | 29.3931 | 0 | 29.3931 | 49.5 | 1.1277 | 33.1455 | 1 | 0 | 33.1455 |  | 33.1455 | 0
49.5567 | 0 | 584.0574 | 584.0574 | 1 |  | 15:11 | 40.28 |  | 581.6136 | 0 | 584.0574 | 49.5565 | 49.5566 | 0.00045413 | 0.020358 | 584.0778 |  | 28.7398 | 0 | 28.7398 | 49.5 | 1.1277 | 32.4094 | 1 | 0 | 32.4094 |  | 32.4094 | 0
49.5567 | 0 | 584.0574 | 584.0574 | 1 |  | 15:11 | 40.3 |  | 581.6152 | 0 | 584.0574 | 49.5565 | 49.5566 | 0.00040872 | 0.018322 | 584.0757 |  | 28.7377 | 0 | 28.7377 | 49.5 | 1.1277 | 32.4078 | 1 | 0 | 32.4078 |  | 32.4078 | 0
49.5567 | 0 | 584.0574 | 584.0574 | 1 |  | 15:11 | 40.32 |  | 581.6169 | 0 | 584.0574 | 49.5565 | 49.5566 | 0.00036784 | 0.01649 | 584.0739 |  | 28.7359 | 0 | 28.7359 | 49.5 | 1.1277 | 32.4063 | 1 | 0 | 32.4063 |  | 32.4063 | 0
49.5567 | 0 | 584.3829 | 584.3829 | 1 |  | 15:11 | 40.34 |  | 581.6185 | 0 | 584.3829 | 49.5565 | 49.5566 | 0.00033106 | 0.014841 | 584.3977 |  | 29.0597 | 0 | 29.0597 | 49.5 | 1.1277 | 32.772 | 1 | 0 | 32.772 |  | 32.772 | 0
49.5567 | 0 | 584.0574 | 584.0574 | 1 |  | 15:11 | 40.36 |  | 581.6201 | 0 | 584.0574 | 49.5566 | 49.5566 | 0.00029795 | 0.013357 | 584.0708 |  | 28.7328 | 0 | 28.7328 | 49.5 | 1.1278 | 32.4037 | 1 | 0 | 32.4037 |  | 32.4037 | 0
49.5567 | 0 | 584.0574 | 584.0574 | 1 |  | 15:11 | 40.38 |  | 581.6217 | 0 | 584.0574 | 49.5566 | 49.5566 | 0.00026816 | 0.012021 | 584.0694 |  | 28.7314 | 0 | 28.7314 | 49.5 | 1.1278 | 32.4026 | 1 | 0 | 32.4026 |  | 32.4026 | 0
49.5567 | 0 | 584.0574 | 584.0574 | 1 |  | 15:11 | 40.4 |  | 581.6234 | 0 | 584.0574 | 49.5566 | 49.5567 | 0.00024134 | 0.010819 | 584.0682 |  | 28.7302 | 0 | 28.7302 | 49.5 | 1.1278 | 32.4016 | 1 | 0 | 32.4016 |  | 32.4016 | 0
49.5567 | 0 | 584.3829 | 584.3829 | 1 |  | 15:11 | 40.42 |  | 581.625 | 0 | 584.3829 | 49.5566 | 49.5567 | 0.00021721 | 0.009737 | 584.3926 |  | 29.0546 | 0 | 29.0546 | 49.5 | 1.1278 | 32.7678 | 1 | 0 | 32.7678 |  | 32.7678 | 0
49.5567 | 0 | 584.0574 | 584.0574 | 1 |  | 15:11 | 40.44 |  | 581.6266 | 0 | 584.0574 | 49.5566 | 49.5567 | 0.00019549 | 0.0087633 | 584.0662 |  | 28.7282 | 0 | 28.7282 | 49.5 | 1.1278 | 32.3999 | 1 | 0 | 32.3999 |  | 32.3999 | 0
49.5567 | 0 | 584.0574 | 584.0574 | 1 |  | 15:11 | 40.46 |  | 581.6283 | 0 | 584.0574 | 49.5566 | 49.5567 | 0.00017594 | 0.0078869 | 584.0653 |  | 28.7273 | 0 | 28.7273 | 49.5 | 1.1278 | 32.3992 | 1 | 0 | 32.3992 |  | 32.3992 | 0
49.5567 | 0 | 584.3829 | 584.3829 | 1 |  | 15:11 | 40.48 |  | 581.6299 | 0 | 584.3829 | 49.5566 | 49.5567 | 0.00015834 | 0.0070982 | 584.39 |  | 29.052 | 0 | 29.052 | 49.5 | 1.1278 | 32.7657 | 1 | 0 | 32.7657 |  | 32.7657 | 0
49.5567 | 0 | 584.0574 | 584.0574 | 1 |  | 15:11 | 40.5 |  | 581.6315 | 0 | 584.0574 | 49.5566 | 49.5567 | 0.00014251 | 0.0063884 | 584.0638 |  | 28.7258 | 0 | 28.7258 | 49.5 | 1.1278 | 32.398 | 1 | 0 | 32.398 |  | 32.398 | 0
49.5567 | 0 | 584.0574 | 584.0574 | 1 |  | 15:11 | 40.52 |  | 581.6332 | 0 | 584.0574 | 49.5566 | 49.5567 | 0.00012826 | 0.0057496 | 584.0631 |  | 28.7251 | 0 | 28.7251 | 49.5 | 1.1278 | 32.3974 | 1 | 0 | 32.3974 |  | 32.3974 | 0
49.5567 | 0 | 584.0574 | 584.0574 | 1 |  | 15:11 | 40.54 |  | 581.6348 | 0 | 584.0574 | 49.5566 | 49.5567 | 0.00011543 | 0.0051746 | 584.0626 |  | 28.7246 | 0 | 28.7246 | 49.5 | 1.1278 | 32.397 | 1 | 0 | 32.397 |  | 32.397 | 0
49.5567 | 0 | 584.3829 | 584.3829 | 1 |  | 15:11 | 40.56 |  | 581.6364 | 0 | 584.3829 | 49.5566 | 49.5567 | 0.00010389 | 0.0046572 | 584.3876 |  | 29.0496 | 0 | 29.0496 | 49.5 | 1.1279 | 32.7637 | 1 | 0 | 32.7637 |  | 32.7637 | 0
49.5567 | 0 | 584.0574 | 584.0574 | 1 |  | 15:11 | 40.58 |  | 581.638 | 0 | 584.0574 | 49.5567 | 49.5567 | 9.3501e-05 | 0.0041914 | 584.0616 |  | 28.7236 | 0 | 28.7236 | 49.5 | 1.1279 | 32.3962 | 1 | 0 | 32.3962 |  | 32.3962 | 0
49.5567 | 0 | 584.0574 | 584.0574 | 1 |  | 15:11 | 40.6 |  | 581.6397 | 0 | 584.0574 | 49.5567 | 49.5567 | 8.4151e-05 | 0.0037723 | 584.0612 |  | 28.7232 | 0 | 28.7232 | 49.5 | 1.1279 | 32.3958 | 1 | 0 | 32.3958 |  | 32.3958 | 0
49.5567 | 0 | 584.0574 | 584.0574 | 1 |  | 15:11 | 40.62 |  | 581.6413 | 0 | 584.0574 | 49.5567 | 49.5567 | 0.0035757 | 0.16029 | 584.2177 |  | 28.8797 | 0 | 28.8797 | 49.5 | 1.1279 | 32.5725 | 1 | 0 | 32.5725 |  | 32.5725 | 0
49.5567 | 0 | 584.7085 | 584.7085 | 1 |  | 15:11 | 40.64 |  | 581.6429 | 0 | 584.7085 | 49.5567 | 49.5567 | 0.0084682 | 0.37961 | 585.0881 |  | 29.7501 | 0 | 29.7501 | 49.5 | 1.1279 | 33.5543 | 1 | 0 | 33.5543 |  | 33.5543 | 0
49.5567 | 0 | 584.3829 | 584.3829 | 1 |  | 15:11 | 40.66 |  | 581.6446 | 0 | 584.3829 | 49.5567 | 49.557 | 0.012871 | 0.57699 | 584.9599 |  | 29.6219 | 0 | 29.6219 | 49.5 | 1.1288 | 33.4362 | 1 | 0 | 33.4362 |  | 33.4362 | 0
49.5567 | 0 | 584.0574 | 584.0574 | 1 |  | 15:11 | 40.68 |  | 581.6462 | 0 | 584.0574 | 49.5567 | 49.5574 | 0.015084 | 0.67619 | 584.7336 |  | 29.3956 | 0 | 29.3956 | 49.5 | 1.1296 | 33.2044 | 1 | 0 | 33.2044 |  | 33.2044 | 0
49.5567 | 0 | 584.3829 | 584.3829 | 1 |  | 15:11 | 40.7 |  | 581.6478 | 0 | 584.3829 | 49.5567 | 49.5576 | 0.013576 | 0.60857 | 584.9915 |  | 29.6535 | 0 | 29.6535 | 49.5 | 1.1303 | 33.5173 | 1 | 0 | 33.5173 |  | 33.5173 | 0
49.5567 | 0 | 584.3829 | 584.3829 | 1 |  | 15:11 | 40.72 |  | 581.6495 | 0 | 584.3829 | 49.5567 | 49.5579 | 0.012218 | 0.54772 | 584.9306 |  | 29.5926 | 0 | 29.5926 | 49.5 | 1.131 | 33.4679 | 1 | 0 | 33.4679 |  | 33.4679 | 0
49.5567 | 0 | 584.0574 | 584.0574 | 1 |  | 15:11 | 40.74 |  | 581.6511 | 0 | 584.0574 | 49.5567 | 49.5581 | 0.010996 | 0.49294 | 584.5503 |  | 29.2123 | 0 | 29.2123 | 49.5 | 1.1315 | 33.055 | 1 | 0 | 33.055 |  | 33.055 | 0
49.5567 | 0 | 584.0574 | 584.0574 | 1 |  | 15:11 | 40.76 |  | 581.6527 | 0 | 584.0574 | 49.5567 | 49.5583 | 0.0098968 | 0.44365 | 584.501 |  | 29.163 | 0 | 29.163 | 49.5 | 1.1321 | 33.0148 | 1 | 0 | 33.0148 |  | 33.0148 | 0
49.5567 | 0 | 584.0574 | 584.0574 | 1 |  | 15:11 | 40.78 |  | 581.6543 | 0 | 584.0574 | 49.5567 | 49.5585 | 0.0089071 | 0.39928 | 584.4567 |  | 29.1187 | 0 | 29.1187 | 49.5 | 1.1326 | 32.9785 | 1 | 0 | 32.9785 |  | 32.9785 | 0
49.5567 | 0 | 584.0574 | 584.0574 | 1 |  | 15:11 | 40.8 |  | 581.656 | 0 | 584.0574 | 49.5567 | 49.5587 | 0.0080164 | 0.35936 | 584.4168 |  | 29.0788 | 0 | 29.0788 | 49.5 | 1.133 | 32.9458 | 1 | 0 | 32.9458 |  | 32.9458 | 0
49.5567 | 0 | 584.0574 | 584.0574 | 1 |  | 15:11 | 40.82 |  | 581.6576 | 0 | 584.0574 | 49.5567 | 49.5588 | 0.0072147 | 0.32342 | 584.3808 |  | 29.0428 | 0 | 29.0428 | 49.5 | 1.1334 | 32.9164 | 1 | 0 | 32.9164 |  | 32.9164 | 0
49.5602 | 0 | 584.0574 | 584.0574 | 1 |  | 15:11 | 40.84 |  | 581.6592 | 0 | 584.0574 | 49.557 | 49.559 | 0.0064933 | 0.2911 | 584.3485 |  | 29.0105 | 0 | 29.0105 | 49.5 | 1.1337 | 32.8899 | 1 | 0 | 32.8899 |  | 32.8899 | 0
49.5602 | 0 | 584.0574 | 584.0574 | 1 |  | 15:11 | 40.86 |  | 581.6609 | 0 | 584.0574 | 49.5574 | 49.5591 | 0.0058439 | 0.26199 | 584.3194 |  | 28.9814 | 0 | 28.9814 | 49.5 | 1.134 | 32.866 | 1 | 0 | 32.866 |  | 32.866 | 0
49.5602 | 0 | 584.0574 | 584.0574 | 1 |  | 15:11 | 40.88 |  | 581.6625 | 0 | 584.0574 | 49.5576 | 49.5592 | 0.0052595 | 0.23579 | 584.2932 |  | 28.9552 | 0 | 28.9552 | 49.5 | 1.1343 | 32.8445 | 1 | 0 | 32.8445 |  | 32.8445 | 0
49.5602 | 0 | 584.0574 | 584.0574 | 1 |  | 15:11 | 40.9 |  | 581.6641 | 0 | 584.0574 | 49.5579 | 49.5593 | 0.0047336 | 0.21221 | 584.2696 |  | 28.9316 | 0 | 28.9316 | 49.5 | 1.1346 | 32.8251 | 1 | 0 | 32.8251 |  | 32.8251 | 0
49.5602 | 0 | 584.0574 | 584.0574 | 1 |  | 15:11 | 40.92 |  | 581.6658 | 0 | 584.0574 | 49.5581 | 49.5594 | 0.0042602 | 0.19099 | 584.2484 |  | 28.9104 | 0 | 28.9104 | 49.5 | 1.1348 | 32.8077 | 1 | 0 | 32.8077 |  | 32.8077 | 0
49.5602 | 0 | 584.0574 | 584.0574 | 1 |  | 15:11 | 40.94 |  | 581.6674 | 0 | 584.0574 | 49.5583 | 49.5595 | 0.0038342 | 0.17189 | 584.2293 |  | 28.8913 | 0 | 28.8913 | 49.5 | 1.135 | 32.792 | 1 | 0 | 32.792 |  | 32.792 | 0
49.5602 | 0 | 584.0574 | 584.0574 | 1 |  | 15:11 | 40.96 |  | 581.669 | 0 | 584.0574 | 49.5585 | 49.5595 | 0.0034508 | 0.1547 | 584.2121 |  | 28.8741 | 0 | 28.8741 | 49.5 | 1.1352 | 32.7779 | 1 | 0 | 32.7779 |  | 32.7779 | 0
49.5602 | 0 | 584.0574 | 584.0574 | 1 |  | 15:11 | 40.98 |  | 581.6706 | 0 | 584.0574 | 49.5587 | 49.5596 | 0.0031057 | 0.13923 | 584.1966 |  | 28.8586 | 0 | 28.8586 | 49.5 | 1.1354 | 32.7652 | 1 | 0 | 32.7652 |  | 32.7652 | 0
49.5602 | 0 | 584.0574 | 584.0574 | 1 |  | 15:11 | 41 |  | 581.6723 | 0 | 584.0574 | 49.5588 | 49.5597 | 0.0027951 | 0.12531 | 584.1827 |  | 28.8447 | 0 | 28.8447 | 49.5 | 1.1355 | 32.7537 | 1 | 0 | 32.7537 |  | 32.7537 | 0
49.5602 | 0 | 584.0574 | 584.0574 | 1 |  | 15:11 | 41.02 |  | 581.6739 | 0 | 584.0574 | 49.559 | 49.5597 | 0.0025156 | 0.11278 | 584.1702 |  | 28.8322 | 0 | 28.8322 | 49.5 | 1.1357 | 32.7434 | 1 | 0 | 32.7434 |  | 32.7434 | 0
49.5602 | 0 | 584.0574 | 584.0574 | 1 |  | 15:11 | 41.04 |  | 581.6755 | 0 | 584.0574 | 49.5591 | 49.5598 | 0.0022641 | 0.1015 | 584.1589 |  | 28.8209 | 0 | 28.8209 | 49.5 | 1.1358 | 32.7341 | 1 | 0 | 32.7341 |  | 32.7341 | 0
49.5602 | 0 | 584.0574 | 584.0574 | 1 |  | 15:11 | 41.06 |  | 581.6772 | 0 | 584.0574 | 49.5592 | 49.5598 | 0.0020377 | 0.09135 | 584.1487 |  | 28.8107 | 0 | 28.8107 | 49.5 | 1.1359 | 32.7258 | 1 | 0 | 32.7258 |  | 32.7258 | 0
49.5602 | 0 | 584.0574 | 584.0574 | 1 |  | 15:11 | 41.08 |  | 581.6788 | 0 | 584.0574 | 49.5593 | 49.5599 | 0.0018339 | 0.082215 | 584.1396 |  | 28.8016 | 0 | 28.8016 | 49.5 | 1.136 | 32.7183 | 1 | 0 | 32.7183 |  | 32.7183 | 0
49.5602 | 0 | 584.0574 | 584.0574 | 1 |  | 15:11 | 41.1 |  | 581.6804 | 0 | 584.0574 | 49.5594 | 49.5599 | 0.0016505 | 0.073993 | 584.1314 |  | 28.7934 | 0 | 28.7934 | 49.5 | 1.1361 | 32.7115 | 1 | 0 | 32.7115 |  | 32.7115 | 0
49.5602 | 0 | 583.7318 | 583.7318 | 1 |  | 15:11 | 41.12 |  | 581.6821 | 0 | 583.7318 | 49.5595 | 49.5599 | 0.0014854 | 0.066594 | 583.7984 |  | 28.4604 | 0 | 28.4604 | 49.5 | 1.1362 | 32.3355 | 1 | 0 | 32.3355 |  | 32.3355 | 0
49.5602 | 0 | 584.0574 | 584.0574 | 1 |  | 15:11 | 41.14 |  | 581.6837 | 0 | 584.0574 | 49.5595 | 49.5599 | 0.0013369 | 0.059935 | 584.1173 |  | 28.7793 | 0 | 28.7793 | 49.5 | 1.1362 | 32.6999 | 1 | 0 | 32.6999 |  | 32.6999 | 0
49.5602 | 0 | 584.0574 | 584.0574 | 1 |  | 15:11 | 41.16 |  | 581.6853 | 0 | 584.0574 | 49.5596 | 49.56 | 0.0012032 | 0.053941 | 584.1113 |  | 28.7733 | 0 | 28.7733 | 49.5 | 1.1363 | 32.695 | 1 | 0 | 32.695 |  | 32.695 | 0
49.5602 | 0 | 583.7318 | 583.7318 | 1 |  | 15:11 | 41.18 |  | 581.6869 | 0 | 583.7318 | 49.5597 | 49.56 | 0.0010829 | 0.048547 | 583.7803 |  | 28.4423 | 0 | 28.4423 | 49.5 | 1.1364 | 32.3205 | 1 | 0 | 32.3205 |  | 32.3205 | 0
49.5602 | 0 | 583.7318 | 583.7318 | 1 |  | 15:11 | 41.2 |  | 581.6886 | 0 | 583.7318 | 49.5597 | 49.56 | 0.0009746 | 0.043692 | 583.7755 |  | 28.4375 | 0 | 28.4375 | 49.5 | 1.1364 | 32.3165 | 1 | 0 | 32.3165 |  | 32.3165 | 0
49.5602 | 0 | 584.0574 | 584.0574 | 1 |  | 15:11 | 41.22 |  | 581.6902 | 0 | 584.0574 | 49.5598 | 49.56 | 0.00087714 | 0.039323 | 584.0967 |  | 28.7587 | 0 | 28.7587 | 49.5 | 1.1365 | 32.6829 | 1 | 0 | 32.6829 |  | 32.6829 | 0
49.5602 | 0 | 584.0574 | 584.0574 | 1 |  | 15:11 | 41.24 |  | 581.6918 | 0 | 584.0574 | 49.5598 | 49.5601 | 0.00078943 | 0.035391 | 584.0928 |  | 28.7548 | 0 | 28.7548 | 49.5 | 1.1365 | 32.6797 | 1 | 0 | 32.6797 |  | 32.6797 | 0
49.5602 | 0 | 583.7318 | 583.7318 | 1 |  | 15:11 | 41.26 |  | 581.6935 | 0 | 583.7318 | 49.5599 | 49.5601 | 0.0041105 | 0.18428 | 583.9161 |  | 28.5781 | 0 | 28.5781 | 49.5 | 1.1365 | 32.48 | 1 | 0 | 32.48 |  | 32.48 | 0
49.5602 | 0 | 583.4062 | 583.4062 | 1 |  | 15:11 | 41.28 |  | 581.6951 | 0 | 583.4062 | 49.5599 | 49.5601 | 0.0087994 | 0.39449 | 583.8007 |  | 28.4627 | 0 | 28.4627 | 49.5 | 1.1366 | 32.3498 | 1 | 0 | 32.3498 |  | 32.3498 | 0
49.5602 | 0 | 583.4062 | 583.4062 | 1 |  | 15:11 | 41.3 |  | 581.6967 | 0 | 583.4062 | 49.5599 | 49.5604 | 0.013019 | 0.58368 | 583.9899 |  | 28.6519 | 0 | 28.6519 | 49.5 | 1.1375 | 32.5909 | 1 | 0 | 32.5909 |  | 32.5909 | 0
49.5602 | 0 | 583.4062 | 583.4062 | 1 |  | 15:11 | 41.32 |  | 581.6984 | 0 | 583.4062 | 49.5599 | 49.5607 | 0.015118 | 0.67773 | 584.0839 |  | 28.7459 | 0 | 28.7459 | 49.5 | 1.1383 | 32.7215 | 1 | 0 | 32.7215 |  | 32.7215 | 0
49.5602 | 0 | 583.4062 | 583.4062 | 1 |  | 15:11 | 41.34 |  | 581.7 | 0 | 583.4062 | 49.56 | 49.561 | 0.013606 | 0.60996 | 584.0162 |  | 28.6782 | 0 | 28.6782 | 49.5 | 1.139 | 32.6655 | 1 | 0 | 32.6655 |  | 32.6655 | 0
49.5602 | 0 | 583.0807 | 583.0807 | 1 |  | 15:11 | 41.36 |  | 581.7016 | 0 | 583.0807 | 49.56 | 49.5613 | 0.012245 | 0.54896 | 583.6297 |  | 28.2917 | 0 | 28.2917 | 49.5 | 1.1397 | 32.2442 | 1 | 0 | 32.2442 |  | 32.2442 | 0
49.5602 | 0 | 583.0807 | 583.0807 | 1 |  | 15:11 | 41.38 |  | 581.7032 | 0 | 583.0807 | 49.56 | 49.5615 | 0.011021 | 0.49407 | 583.5748 |  | 28.2368 | 0 | 28.2368 | 49.5 | 1.1403 | 32.1985 | 1 | 0 | 32.1985 |  | 32.1985 | 0
49.5602 | 0 | 583.4062 | 583.4062 | 1 |  | 15:11 | 41.4 |  | 581.7049 | 0 | 583.4062 | 49.56 | 49.5617 | 0.0099186 | 0.44466 | 583.8509 |  | 28.5129 | 0 | 28.5129 | 49.5 | 1.1408 | 32.5288 | 1 | 0 | 32.5288 |  | 32.5288 | 0
49.5602 | 0 | 583.7318 | 583.7318 | 1 |  | 15:11 | 41.42 |  | 581.7065 | 0 | 583.7318 | 49.5601 | 49.5619 | 0.0089268 | 0.4002 | 584.132 |  | 28.794 | 0 | 28.794 | 49.5 | 1.1413 | 32.8636 | 1 | 0 | 32.8636 |  | 32.8636 | 0
49.5602 | 0 | 583.0807 | 583.0807 | 1 |  | 15:11 | 41.44 |  | 581.7081 | 0 | 583.0807 | 49.5601 | 49.5621 | 0.0080341 | 0.36018 | 583.4409 |  | 28.1029 | 0 | 28.1029 | 49.5 | 1.1418 | 32.0871 | 1 | 0 | 32.0871 |  | 32.0871 | 0
49.5602 | 0 | 583.0807 | 583.0807 | 1 |  | 15:11 | 41.46 |  | 581.7098 | 0 | 583.0807 | 49.5601 | 49.5622 | 0.0072307 | 0.32416 | 583.4049 |  | 28.0669 | 0 | 28.0669 | 49.5 | 1.1422 | 32.0571 | 1 | 0 | 32.0571 |  | 32.0571 | 0
49.5636 | 0 | 583.0807 | 583.0807 | 1 |  | 15:11 | 41.48 |  | 581.7114 | 0 | 583.0807 | 49.5604 | 49.5624 | 0.0065076 | 0.29176 | 583.3725 |  | 28.0345 | 0 | 28.0345 | 49.5 | 1.1425 | 32.03 | 1 | 0 | 32.03 |  | 32.03 | 0
49.5636 | 0 | 583.0807 | 583.0807 | 1 |  | 15:11 | 41.5 |  | 581.713 | 0 | 583.0807 | 49.5607 | 49.5625 | 0.0058568 | 0.26259 | 583.3433 |  | 28.0053 | 0 | 28.0053 | 49.5 | 1.1428 | 32.0057 | 1 | 0 | 32.0057 |  | 32.0057 | 0
49.5636 | 0 | 583.0807 | 583.0807 | 1 |  | 15:11 | 41.52 |  | 581.7147 | 0 | 583.0807 | 49.561 | 49.5626 | 0.0052712 | 0.23633 | 583.317 |  | 27.979 | 0 | 27.979 | 49.5 | 1.1431 | 31.9838 | 1 | 0 | 31.9838 |  | 31.9838 | 0
49.5636 | 0 | 583.0807 | 583.0807 | 1 |  | 15:11 | 41.54 |  | 581.7163 | 0 | 583.0807 | 49.5613 | 49.5627 | 0.004744 | 0.21269 | 583.2934 |  | 27.9554 | 0 | 27.9554 | 49.5 | 1.1434 | 31.964 | 1 | 0 | 31.964 |  | 31.964 | 0
49.5636 | 0 | 583.0807 | 583.0807 | 1 |  | 15:11 | 41.56 |  | 581.7179 | 0 | 583.0807 | 49.5615 | 49.5628 | 0.0042696 | 0.19143 | 583.2721 |  | 27.9341 | 0 | 27.9341 | 49.5 | 1.1436 | 31.9462 | 1 | 0 | 31.9462 |  | 31.9462 | 0
49.5636 | 0 | 583.0807 | 583.0807 | 1 |  | 15:11 | 41.58 |  | 581.7195 | 0 | 583.0807 | 49.5617 | 49.5629 | 0.0038427 | 0.17228 | 583.253 |  | 27.915 | 0 | 27.915 | 49.5 | 1.1438 | 31.9302 | 1 | 0 | 31.9302 |  | 31.9302 | 0
49.5636 | 0 | 583.0807 | 583.0807 | 1 |  | 15:11 | 41.6 |  | 581.7212 | 0 | 583.0807 | 49.5619 | 49.5629 | 0.0034584 | 0.15505 | 583.2358 |  | 27.8978 | 0 | 27.8978 | 49.5 | 1.144 | 31.9158 | 1 | 0 | 31.9158 |  | 31.9158 | 0
49.5636 | 0 | 583.4062 | 583.4062 | 1 |  | 15:11 | 41.62 |  | 581.7228 | 0 | 583.4062 | 49.5621 | 49.563 | 0.0031126 | 0.13955 | 583.5457 |  | 28.2077 | 0 | 28.2077 | 49.5 | 1.1442 | 32.2753 | 1 | 0 | 32.2753 |  | 32.2753 | 0
49.5636 | 0 | 583.7318 | 583.7318 | 1 |  | 15:11 | 41.64 |  | 581.7244 | 0 | 583.7318 | 49.5622 | 49.5631 | 0.0028013 | 0.12559 | 583.8574 |  | 28.5194 | 0 | 28.5194 | 49.5 | 1.1444 | 32.6362 | 1 | 0 | 32.6362 |  | 32.6362 | 0
49.5636 | 0 | 583.7318 | 583.7318 | 1 |  | 15:11 | 41.66 |  | 581.7261 | 0 | 583.7318 | 49.5624 | 49.5631 | 0.0060212 | 0.26995 | 584.0018 |  | 28.6638 | 0 | 28.6638 | 49.5 | 1.1445 | 32.8054 | 1 | 0 | 32.8054 |  | 32.8054 | 0
49.5636 | 0 | 583.4062 | 583.4062 | 1 |  | 15:11 | 41.68 |  | 581.7277 | 0 | 583.4062 | 49.5625 | 49.5632 | 0.010669 | 0.47834 | 583.8845 |  | 28.5465 | 0 | 28.5465 | 49.5 | 1.1446 | 32.6748 | 1 | 0 | 32.6748 |  | 32.6748 | 0
49.5636 | 0 | 584.0574 | 584.0574 | 1 |  | 15:11 | 41.7 |  | 581.7293 | 0 | 584.0574 | 49.5626 | 49.5636 | 0.014852 | 0.66588 | 584.7233 |  | 29.3853 | 0 | 29.3853 | 49.5 | 1.1456 | 33.6651 | 1 | 0 | 33.6651 |  | 33.6651 | 0
49.5636 | 0 | 584.0574 | 584.0574 | 1 |  | 15:11 | 41.72 |  | 581.731 | 0 | 584.0574 | 49.5627 | 49.5639 | 0.016867 | 0.75621 | 584.8136 |  | 29.4756 | 0 | 29.4756 | 49.5 | 1.1466 | 33.796 | 1 | 0 | 33.796 |  | 33.796 | 0
49.5636 | 0 | 583.7318 | 583.7318 | 1 |  | 15:11 | 41.74 |  | 581.7326 | 0 | 583.7318 | 49.5628 | 49.5642 | 0.01518 | 0.68059 | 584.4124 |  | 29.0744 | 0 | 29.0744 | 49.5 | 1.1474 | 33.3603 | 1 | 0 | 33.3603 |  | 33.3603 | 0
49.5636 | 0 | 584.0574 | 584.0574 | 1 |  | 15:11 | 41.76 |  | 581.7342 | 0 | 584.0574 | 49.5629 | 49.5645 | 0.013662 | 0.61253 | 584.6699 |  | 29.3319 | 0 | 29.3319 | 49.5 | 1.1482 | 33.6779 | 1 | 0 | 33.6779 |  | 33.6779 | 0
49.5636 | 0 | 584.0574 | 584.0574 | 1 |  | 15:11 | 41.78 |  | 581.7358 | 0 | 584.0574 | 49.5629 | 49.5648 | 0.012296 | 0.55128 | 584.6087 |  | 29.2707 | 0 | 29.2707 | 49.5 | 1.1488 | 33.6275 | 1 | 0 | 33.6275 |  | 33.6275 | 0
49.5636 | 0 | 584.0574 | 584.0574 | 1 |  | 15:11 | 41.8 |  | 581.7375 | 0 | 584.0574 | 49.563 | 49.565 | 0.011066 | 0.49615 | 584.5536 |  | 29.2155 | 0 | 29.2155 | 49.5 | 1.1495 | 33.5821 | 1 | 0 | 33.5821 |  | 33.5821 | 0
49.5636 | 0 | 584.0574 | 584.0574 | 1 |  | 15:11 | 41.82 |  | 581.7391 | 0 | 584.0574 | 49.5631 | 49.5652 | 0.0099598 | 0.44654 | 584.5039 |  | 29.1659 | 0 | 29.1659 | 49.5 | 1.15 | 33.5411 | 1 | 0 | 33.5411 |  | 33.5411 | 0
49.5636 | 0 | 584.0574 | 584.0574 | 1 |  | 15:11 | 41.84 |  | 581.7407 | 0 | 584.0574 | 49.5631 | 49.5654 | 0.0089638 | 0.40188 | 584.4593 |  | 29.1213 | 0 | 29.1213 | 49.5 | 1.1505 | 33.5042 | 1 | 0 | 33.5042 |  | 33.5042 | 0
49.5636 | 0 | 584.0574 | 584.0574 | 1 |  | 15:11 | 41.86 |  | 581.7424 | 0 | 584.0574 | 49.5632 | 49.5656 | 0.0080674 | 0.36169 | 584.4191 |  | 29.0811 | 0 | 29.0811 | 49.5 | 1.151 | 33.471 | 1 | 0 | 33.471 |  | 33.471 | 0
49.5671 | 0 | 583.4062 | 583.4062 | 1 |  | 15:11 | 41.88 |  | 581.744 | 0 | 583.4062 | 49.5636 | 49.5657 | 0.0072607 | 0.32555 | 583.7317 |  | 28.3937 | 0 | 28.3937 | 49.5 | 1.1514 | 32.6914 | 1 | 0 | 32.6914 |  | 32.6914 | 0
49.5671 | 0 | 583.0807 | 583.0807 | 1 |  | 15:11 | 41.9 |  | 581.7456 | 0 | 583.0807 | 49.5639 | 49.5659 | 0.0065346 | 0.29299 | 583.3737 |  | 28.0357 | 0 | 28.0357 | 49.5 | 1.1517 | 32.2893 | 1 | 0 | 32.2893 |  | 32.2893 | 0
49.5671 | 0 | 583.0807 | 583.0807 | 1 |  | 15:11 | 41.92 |  | 581.7473 | 0 | 583.0807 | 49.5642 | 49.566 | 0.0058811 | 0.26369 | 583.3444 |  | 28.0064 | 0 | 28.0064 | 49.5 | 1.152 | 32.2647 | 1 | 0 | 32.2647 |  | 32.2647 | 0
49.5671 | 0 | 583.0807 | 583.0807 | 1 |  | 15:11 | 41.94 |  | 581.7489 | 0 | 583.0807 | 49.5645 | 49.5661 | 0.005293 | 0.23732 | 583.318 |  | 27.98 | 0 | 27.98 | 49.5 | 1.1523 | 32.2426 | 1 | 0 | 32.2426 |  | 32.2426 | 0
49.5671 | 0 | 583.0807 | 583.0807 | 1 |  | 15:11 | 41.96 |  | 581.7505 | 0 | 583.0807 | 49.5648 | 49.5662 | 0.0047637 | 0.21359 | 583.2943 |  | 27.9563 | 0 | 27.9563 | 49.5 | 1.1526 | 32.2227 | 1 | 0 | 32.2227 |  | 32.2227 | 0
49.5671 | 0 | 583.0807 | 583.0807 | 1 |  | 15:11 | 41.98 |  | 581.7521 | 0 | 583.0807 | 49.565 | 49.5663 | 0.0042873 | 0.19223 | 583.2729 |  | 27.9349 | 0 | 27.9349 | 49.5 | 1.1528 | 32.2047 | 1 | 0 | 32.2047 |  | 32.2047 | 0
49.5671 | 0 | 583.0807 | 583.0807 | 1 |  | 15:11 | 42 |  | 581.7538 | 0 | 583.0807 | 49.5652 | 49.5664 | 0.0038586 | 0.17301 | 583.2537 |  | 27.9157 | 0 | 27.9157 | 49.5 | 1.1531 | 32.1886 | 1 | 0 | 32.1886 |  | 32.1886 | 0
49.5671 | 0 | 583.0807 | 583.0807 | 1 |  | 15:11 | 42.02 |  | 581.7554 | 0 | 583.0807 | 49.5654 | 49.5664 | 0.0034728 | 0.15571 | 583.2364 |  | 27.8984 | 0 | 27.8984 | 49.5 | 1.1533 | 32.174 | 1 | 0 | 32.174 |  | 32.174 | 0
49.5671 | 0 | 583.0807 | 583.0807 | 1 |  | 15:11 | 42.04 |  | 581.757 | 0 | 583.0807 | 49.5656 | 49.5665 | 0.0031255 | 0.14014 | 583.2208 |  | 27.8828 | 0 | 27.8828 | 49.5 | 1.1534 | 32.1609 | 1 | 0 | 32.1609 |  | 32.1609 | 0
49.5671 | 0 | 583.0807 | 583.0807 | 1 |  | 15:11 | 42.06 |  | 581.7587 | 0 | 583.0807 | 49.5657 | 49.5666 | 0.0028129 | 0.12612 | 583.2068 |  | 27.8688 | 0 | 27.8688 | 49.5 | 1.1536 | 32.1491 | 1 | 0 | 32.1491 |  | 32.1491 | 0
49.5671 | 0 | 583.0807 | 583.0807 | 1 |  | 15:11 | 42.08 |  | 581.7603 | 0 | 583.0807 | 49.5659 | 49.5666 | 0.0025316 | 0.11351 | 583.1942 |  | 27.8562 | 0 | 27.8562 | 49.5 | 1.1537 | 32.1385 | 1 | 0 | 32.1385 |  | 32.1385 | 0
49.5671 | 0 | 583.0807 | 583.0807 | 1 |  | 15:11 | 42.1 |  | 581.7619 | 0 | 583.0807 | 49.566 | 49.5667 | 0.0022785 | 0.10216 | 583.1829 |  | 27.8449 | 0 | 27.8449 | 49.5 | 1.1539 | 32.1289 | 1 | 0 | 32.1289 |  | 32.1289 | 0
49.5671 | 0 | 583.0807 | 583.0807 | 1 |  | 15:11 | 42.12 |  | 581.7636 | 0 | 583.0807 | 49.5661 | 49.5667 | 0.0020506 | 0.091944 | 583.1726 |  | 27.8346 | 0 | 27.8346 | 49.5 | 1.154 | 32.1203 | 1 | 0 | 32.1203 |  | 32.1203 | 0
49.5671 | 0 | 583.0807 | 583.0807 | 1 |  | 15:11 | 42.14 |  | 581.7652 | 0 | 583.0807 | 49.5662 | 49.5668 | 0.0018456 | 0.08275 | 583.1634 |  | 27.8254 | 0 | 27.8254 | 49.5 | 1.1541 | 32.1126 | 1 | 0 | 32.1126 |  | 32.1126 | 0
49.5671 | 0 | 583.7318 | 583.7318 | 1 |  | 15:11 | 42.16 |  | 581.7668 | 0 | 583.7318 | 49.5663 | 49.5668 | 0.001661 | 0.074475 | 583.8063 |  | 28.4683 | 0 | 28.4683 | 49.5 | 1.1542 | 32.8571 | 1 | 0 | 32.8571 |  | 32.8571 | 0
49.5671 | 0 | 583.7318 | 583.7318 | 1 |  | 15:11 | 42.18 |  | 581.7684 | 0 | 583.7318 | 49.5664 | 49.5668 | 0.0014949 | 0.067027 | 583.7988 |  | 28.4608 | 0 | 28.4608 | 49.5 | 1.1542 | 32.8509 | 1 | 0 | 32.8509 |  | 32.8509 | 0
49.5671 | 0 | 584.0574 | 584.0574 | 1 |  | 15:11 | 42.2 |  | 581.7701 | 0 | 584.0574 | 49.5664 | 49.5668 | 0.0013454 | 0.060325 | 584.1177 |  | 28.7797 | 0 | 28.7797 | 49.5 | 1.1543 | 33.2211 | 1 | 0 | 33.2211 |  | 33.2211 | 0
49.5671 | 0 | 584.0574 | 584.0574 | 1 |  | 15:11 | 42.22 |  | 581.7717 | 0 | 584.0574 | 49.5665 | 49.5669 | 0.0012109 | 0.054292 | 584.1117 |  | 28.7737 | 0 | 28.7737 | 49.5 | 1.1544 | 33.2161 | 1 | 0 | 33.2161 |  | 33.2161 | 0
49.5671 | 0 | 584.0574 | 584.0574 | 1 |  | 15:11 | 42.24 |  | 581.7733 | 0 | 584.0574 | 49.5666 | 49.5669 | 0.0010898 | 0.048863 | 584.1063 |  | 28.7683 | 0 | 28.7683 | 49.5 | 1.1545 | 33.2116 | 1 | 0 | 33.2116 |  | 33.2116 | 0
49.5671 | 0 | 584.0574 | 584.0574 | 1 |  | 15:11 | 42.26 |  | 581.775 | 0 | 584.0574 | 49.5666 | 49.5669 | 0.0043808 | 0.19642 | 584.2538 |  | 28.9158 | 0 | 28.9158 | 49.5 | 1.1545 | 33.3835 | 1 | 0 | 33.3835 |  | 33.3835 | 0
49.5671 | 0 | 584.0574 | 584.0574 | 1 |  | 15:11 | 42.28 |  | 581.7766 | 0 | 584.0574 | 49.5667 | 49.5669 | 0.0090427 | 0.40545 | 584.4629 |  | 29.1248 | 0 | 29.1248 | 49.5 | 1.1546 | 33.6263 | 1 | 0 | 33.6263 |  | 33.6263 | 0
49.5671 | 0 | 584.0574 | 584.0574 | 1 |  | 15:11 | 42.3 |  | 581.7782 | 0 | 584.0574 | 49.5667 | 49.5673 | 0.013238 | 0.59358 | 584.651 |  | 29.313 | 0 | 29.313 | 49.5 | 1.1555 | 33.8714 | 1 | 0 | 33.8714 |  | 33.8714 | 0
49.5671 | 0 | 584.0574 | 584.0574 | 1 |  | 15:11 | 42.32 |  | 581.7799 | 0 | 584.0574 | 49.5668 | 49.5676 | 0.015315 | 0.68666 | 584.7441 |  | 29.4061 | 0 | 29.4061 | 49.5 | 1.1564 | 34.0042 | 1 | 0 | 34.0042 |  | 34.0042 | 0
49.5671 | 0 | 584.0574 | 584.0574 | 1 |  | 15:11 | 42.34 |  | 581.7815 | 0 | 584.0574 | 49.5668 | 49.5679 | 0.013783 | 0.618 | 584.6754 |  | 29.3374 | 0 | 29.3374 | 49.5 | 1.1571 | 33.9475 | 1 | 0 | 33.9475 |  | 33.9475 | 0
49.5671 | 0 | 584.0574 | 584.0574 | 1 |  | 15:11 | 42.36 |  | 581.7831 | 0 | 584.0574 | 49.5668 | 49.5682 | 0.012405 | 0.5562 | 584.6136 |  | 29.2756 | 0 | 29.2756 | 49.5 | 1.1578 | 33.8963 | 1 | 0 | 33.8963 |  | 33.8963 | 0
49.5671 | 0 | 584.3829 | 584.3829 | 1 |  | 15:11 | 42.38 |  | 581.7847 | 0 | 584.3829 | 49.5668 | 49.5684 | 0.011164 | 0.50058 | 584.8835 |  | 29.5455 | 0 | 29.5455 | 49.5 | 1.1585 | 34.2274 | 1 | 0 | 34.2274 |  | 34.2274 | 0
49.5671 | 0 | 584.0574 | 584.0574 | 1 |  | 15:11 | 42.4 |  | 581.7864 | 0 | 584.0574 | 49.5669 | 49.5686 | 0.010048 | 0.45052 | 584.5079 |  | 29.1699 | 0 | 29.1699 | 49.5 | 1.159 | 33.8088 | 1 | 0 | 33.8088 |  | 33.8088 | 0
49.5671 | 0 | 584.0574 | 584.0574 | 1 |  | 15:11 | 42.42 |  | 581.788 | 0 | 584.0574 | 49.5669 | 49.5688 | 0.0090431 | 0.40547 | 584.4629 |  | 29.1249 | 0 | 29.1249 | 49.5 | 1.1595 | 33.7714 | 1 | 0 | 33.7714 |  | 33.7714 | 0
49.5671 | 0 | 584.0574 | 584.0574 | 1 |  | 15:11 | 42.44 |  | 581.7896 | 0 | 584.0574 | 49.5669 | 49.569 | 0.0081388 | 0.36492 | 584.4223 |  | 29.0843 | 0 | 29.0843 | 49.5 | 1.16 | 33.7377 | 1 | 0 | 33.7377 |  | 33.7377 | 0
49.5671 | 0 | 584.0574 | 584.0574 | 1 |  | 15:11 | 42.46 |  | 581.7913 | 0 | 584.0574 | 49.5669 | 49.5691 | 0.0073249 | 0.32843 | 584.3858 |  | 29.0478 | 0 | 29.0478 | 49.5 | 1.1604 | 33.7074 | 1 | 0 | 33.7074 |  | 33.7074 | 0
49.5705 | 0 | 584.0574 | 584.0574 | 1 |  | 15:11 | 42.48 |  | 581.7929 | 0 | 584.0574 | 49.5673 | 49.5693 | 0.0065924 | 0.29561 | 584.353 |  | 29.015 | 0 | 29.015 | 49.5 | 1.1608 | 33.6801 | 1 | 0 | 33.6801 |  | 33.6801 | 0
49.5705 | 0 | 583.4062 | 583.4062 | 1 |  | 15:11 | 42.5 |  | 581.7945 | 0 | 583.4062 | 49.5676 | 49.5694 | 0.0059332 | 0.26605 | 583.6722 |  | 28.3342 | 0 | 28.3342 | 49.5 | 1.1611 | 32.8994 | 1 | 0 | 32.8994 |  | 32.8994 | 0
49.5705 | 0 | 583.7318 | 583.7318 | 1 |  | 15:11 | 42.52 |  | 581.7962 | 0 | 583.7318 | 49.5679 | 49.5695 | 0.0053399 | 0.23944 | 583.9712 |  | 28.6332 | 0 | 28.6332 | 49.5 | 1.1614 | 33.2552 | 1 | 0 | 33.2552 |  | 33.2552 | 0
49.5705 | 0 | 584.0574 | 584.0574 | 1 |  | 15:11 | 42.54 |  | 581.7978 | 0 | 584.0574 | 49.5682 | 49.5696 | 0.0048059 | 0.2155 | 584.2729 |  | 28.9349 | 0 | 28.9349 | 49.5 | 1.1617 | 33.6134 | 1 | 0 | 33.6134 |  | 33.6134 | 0
49.5705 | 0 | 584.0574 | 584.0574 | 1 |  | 15:11 | 42.56 |  | 581.7994 | 0 | 584.0574 | 49.5684 | 49.5697 | 0.0043253 | 0.19395 | 584.2513 |  | 28.9133 | 0 | 28.9133 | 49.5 | 1.1619 | 33.5955 | 1 | 0 | 33.5955 |  | 33.5955 | 0
49.5705 | 0 | 584.0574 | 584.0574 | 1 |  | 15:11 | 42.58 |  | 581.801 | 0 | 584.0574 | 49.5686 | 49.5698 | 0.0038928 | 0.17455 | 584.232 |  | 28.8939 | 0 | 28.8939 | 49.5 | 1.1622 | 33.5793 | 1 | 0 | 33.5793 |  | 33.5793 | 0
49.5705 | 0 | 584.0574 | 584.0574 | 1 |  | 15:11 | 42.6 |  | 581.8027 | 0 | 584.0574 | 49.5688 | 49.5698 | 0.0035035 | 0.1571 | 584.2145 |  | 28.8765 | 0 | 28.8765 | 49.5 | 1.1624 | 33.5648 | 1 | 0 | 33.5648 |  | 33.5648 | 0
49.5705 | 0 | 584.3829 | 584.3829 | 1 |  | 15:11 | 42.62 |  | 581.8043 | 0 | 584.3829 | 49.569 | 49.5699 | 0.0031531 | 0.14139 | 584.5243 |  | 29.1863 | 0 | 29.1863 | 49.5 | 1.1625 | 33.9301 | 1 | 0 | 33.9301 |  | 33.9301 | 0
49.5705 | 0 | 584.3829 | 584.3829 | 1 |  | 15:11 | 42.64 |  | 581.8059 | 0 | 584.3829 | 49.5691 | 49.57 | 0.0028378 | 0.12725 | 584.5101 |  | 29.1721 | 0 | 29.1721 | 49.5 | 1.1627 | 33.9183 | 1 | 0 | 33.9183 |  | 33.9183 | 0
49.5705 | 0 | 584.0574 | 584.0574 | 1 |  | 15:11 | 42.66 |  | 581.8076 | 0 | 584.0574 | 49.5693 | 49.57 | 0.002554 | 0.11452 | 584.1719 |  | 28.8339 | 0 | 28.8339 | 49.5 | 1.1628 | 33.5292 | 1 | 0 | 33.5292 |  | 33.5292 | 0
49.5705 | 0 | 584.7085 | 584.7085 | 1 |  | 15:11 | 42.68 |  | 581.8092 | 0 | 584.7085 | 49.5694 | 49.5701 | 0.0022986 | 0.10307 | 584.8116 |  | 29.4736 | 0 | 29.4736 | 49.5 | 1.163 | 34.2769 | 1 | 0 | 34.2769 |  | 34.2769 | 0
49.5705 | 0 | 584.3829 | 584.3829 | 1 |  | 15:11 | 42.7 |  | 581.8108 | 0 | 584.3829 | 49.5695 | 49.5701 | 0.0020688 | 0.092765 | 584.4757 |  | 29.1377 | 0 | 29.1377 | 49.5 | 1.1631 | 33.8897 | 1 | 0 | 33.8897 |  | 33.8897 | 0
49.5705 | 0 | 584.0574 | 584.0574 | 1 |  | 15:11 | 42.72 |  | 581.8125 | 0 | 584.0574 | 49.5696 | 49.5701 | 0.0018619 | 0.083488 | 584.1409 |  | 28.8029 | 0 | 28.8029 | 49.5 | 1.1632 | 33.5033 | 1 | 0 | 33.5033 |  | 33.5033 | 0
49.5705 | 0 | 584.0574 | 584.0574 | 1 |  | 15:11 | 42.74 |  | 581.8141 | 0 | 584.0574 | 49.5697 | 49.5702 | 0.0016757 | 0.075139 | 584.1325 |  | 28.7945 | 0 | 28.7945 | 49.5 | 1.1633 | 33.4963 | 1 | 0 | 33.4963 |  | 33.4963 | 0
49.5705 | 0 | 584.0574 | 584.0574 | 1 |  | 15:11 | 42.76 |  | 581.8157 | 0 | 584.0574 | 49.5698 | 49.5702 | 0.0015081 | 0.067625 | 584.125 |  | 28.787 | 0 | 28.787 | 49.5 | 1.1634 | 33.4901 | 1 | 0 | 33.4901 |  | 33.4901 | 0
49.5705 | 0 | 584.3829 | 584.3829 | 1 |  | 15:11 | 42.78 |  | 581.8173 | 0 | 584.3829 | 49.5698 | 49.5702 | 0.0013573 | 0.060863 | 584.4438 |  | 29.1058 | 0 | 29.1058 | 49.5 | 1.1635 | 33.8631 | 1 | 0 | 33.8631 |  | 33.8631 | 0
49.5705 | 0 | 584.0574 | 584.0574 | 1 |  | 15:11 | 42.8 |  | 581.819 | 0 | 584.0574 | 49.5699 | 49.5703 | 0.0012216 | 0.054777 | 584.1122 |  | 28.7742 | 0 | 28.7742 | 49.5 | 1.1635 | 33.4793 | 1 | 0 | 33.4793 |  | 33.4793 | 0
49.5705 | 0 | 584.0574 | 584.0574 | 1 |  | 15:11 | 42.82 |  | 581.8206 | 0 | 584.0574 | 49.57 | 49.5703 | 0.0010994 | 0.049299 | 584.1067 |  | 28.7687 | 0 | 28.7687 | 49.5 | 1.1636 | 33.4748 | 1 | 0 | 33.4748 |  | 33.4748 | 0
49.5705 | 0 | 584.0574 | 584.0574 | 1 |  | 15:11 | 42.84 |  | 581.8222 | 0 | 584.0574 | 49.57 | 49.5703 | 0.00098949 | 0.044369 | 584.1018 |  | 28.7638 | 0 | 28.7638 | 49.5 | 1.1636 | 33.4706 | 1 | 0 | 33.4706 |  | 33.4706 | 0
49.5705 | 0 | 584.0574 | 584.0574 | 1 |  | 15:11 | 42.86 |  | 581.8239 | 0 | 584.0574 | 49.5701 | 49.5703 | 0.00089054 | 0.039932 | 584.0973 |  | 28.7593 | 0 | 28.7593 | 49.5 | 1.1637 | 33.4669 | 1 | 0 | 33.4669 |  | 33.4669 | 0
49.5705 | 0 | 583.7318 | 583.7318 | 1 |  | 15:11 | 42.88 |  | 581.8255 | 0 | 583.7318 | 49.5701 | 49.5703 | 0.00080149 | 0.035939 | 583.7677 |  | 28.4297 | 0 | 28.4297 | 49.5 | 1.1637 | 33.0847 | 1 | 0 | 33.0847 |  | 33.0847 | 0
49.5705 | 0 | 583.7318 | 583.7318 | 1 |  | 15:11 | 42.9 |  | 581.8271 | 0 | 583.7318 | 49.5701 | 49.5704 | 0.00072134 | 0.032345 | 583.7641 |  | 28.4261 | 0 | 28.4261 | 49.5 | 1.1638 | 33.0817 | 1 | 0 | 33.0817 |  | 33.0817 | 0
49.5705 | 0 | 584.0574 | 584.0574 | 1 |  | 15:11 | 42.92 |  | 581.8288 | 0 | 584.0574 | 49.5702 | 49.5704 | 0.0006492 | 0.02911 | 584.0865 |  | 28.7485 | 0 | 28.7485 | 49.5 | 1.1638 | 33.4579 | 1 | 0 | 33.4579 |  | 33.4579 | 0
49.5705 | 0 | 584.0574 | 584.0574 | 1 |  | 15:11 | 42.94 |  | 581.8304 | 0 | 584.0574 | 49.5702 | 49.5704 | 0.00058428 | 0.026199 | 584.0836 |  | 28.7456 | 0 | 28.7456 | 49.5 | 1.1638 | 33.4554 | 1 | 0 | 33.4554 |  | 33.4554 | 0
49.5705 | 0 | 583.7318 | 583.7318 | 1 |  | 15:11 | 42.96 |  | 581.832 | 0 | 583.7318 | 49.5702 | 49.5704 | 0.00052586 | 0.02358 | 583.7554 |  | 28.4174 | 0 | 28.4174 | 49.5 | 1.1639 | 33.0743 | 1 | 0 | 33.0743 |  | 33.0743 | 0
49.5705 | 0 | 584.0574 | 584.0574 | 1 |  | 15:11 | 42.98 |  | 581.8336 | 0 | 584.0574 | 49.5703 | 49.5704 | 0.00047327 | 0.021222 | 584.0786 |  | 28.7406 | 0 | 28.7406 | 49.5 | 1.1639 | 33.4513 | 1 | 0 | 33.4513 |  | 33.4513 | 0
49.5705 | 0 | 584.0574 | 584.0574 | 1 |  | 15:11 | 43 |  | 581.8353 | 0 | 584.0574 | 49.5703 | 49.5704 | 0.00042594 | 0.019099 | 584.0765 |  | 28.7385 | 0 | 28.7385 | 49.5 | 1.1639 | 33.4495 | 1 | 0 | 33.4495 |  | 33.4495 | 0
49.5705 | 0 | 583.7318 | 583.7318 | 1 |  | 15:11 | 43.02 |  | 581.8369 | 0 | 583.7318 | 49.5703 | 49.5704 | 0.00038335 | 0.017189 | 583.749 |  | 28.411 | 0 | 28.411 | 49.5 | 1.1639 | 33.0689 | 1 | 0 | 33.0689 |  | 33.0689 | 0
49.5705 | 0 | 584.0574 | 584.0574 | 1 |  | 15:11 | 43.04 |  | 581.8385 | 0 | 584.0574 | 49.5703 | 49.5704 | 0.00034501 | 0.015471 | 584.0729 |  | 28.7349 | 0 | 28.7349 | 49.5 | 1.164 | 33.4465 | 1 | 0 | 33.4465 |  | 33.4465 | 0
49.5705 | 0 | 583.4062 | 583.4062 | 1 |  | 15:11 | 43.06 |  | 581.8402 | 0 | 583.4062 | 49.5703 | 49.5704 | 0.00031051 | 0.013923 | 583.4201 |  | 28.0821 | 0 | 28.0821 | 49.5 | 1.164 | 32.6872 | 1 | 0 | 32.6872 |  | 32.6872 | 0
49.5705 | 0 | 583.7318 | 583.7318 | 1 |  | 15:11 | 43.08 |  | 581.8418 | 0 | 583.7318 | 49.5704 | 49.5704 | 0.00027946 | 0.012531 | 583.7443 |  | 28.4063 | 0 | 28.4063 | 49.5 | 1.164 | 33.065 | 1 | 0 | 33.065 |  | 33.065 | 0
49.5705 | 0 | 583.0807 | 583.0807 | 1 |  | 15:11 | 43.1 |  | 581.8434 | 0 | 583.0807 | 49.5704 | 49.5705 | 0.00025151 | 0.011278 | 583.092 |  | 27.754 | 0 | 27.754 | 49.5 | 1.164 | 32.3061 | 1 | 0 | 32.3061 |  | 32.3061 | 0
49.5705 | 0 | 583.4062 | 583.4062 | 1 |  | 15:11 | 43.12 |  | 581.8451 | 0 | 583.4062 | 49.5704 | 49.5705 | 0.00022636 | 0.01015 | 583.4164 |  | 28.0783 | 0 | 28.0783 | 49.5 | 1.164 | 32.684 | 1 | 0 | 32.684 |  | 32.684 | 0
49.5705 | 0 | 583.4062 | 583.4062 | 1 |  | 15:11 | 43.14 |  | 581.8467 | 0 | 583.4062 | 49.5704 | 49.5705 | 0.00020373 | 0.0091352 | 583.4153 |  | 28.0773 | 0 | 28.0773 | 49.5 | 1.164 | 32.6831 | 1 | 0 | 32.6831 |  | 32.6831 | 0
49.5705 | 0 | 583.0807 | 583.0807 | 1 |  | 15:11 | 43.16 |  | 581.8483 | 0 | 583.0807 | 49.5704 | 49.5705 | 0.00018335 | 0.0082217 | 583.0889 |  | 27.7509 | 0 | 27.7509 | 49.5 | 1.1641 | 32.3035 | 1 | 0 | 32.3035 |  | 32.3035 | 0
49.5705 | 0 | 583.0807 | 583.0807 | 1 |  | 15:11 | 43.18 |  | 581.8499 | 0 | 583.0807 | 49.5704 | 49.5705 | 0.00016502 | 0.0073995 | 583.0881 |  | 27.7501 | 0 | 27.7501 | 49.5 | 1.1641 | 32.3028 | 1 | 0 | 32.3028 |  | 32.3028 | 0
49.5705 | 0 | 583.0807 | 583.0807 | 1 |  | 15:11 | 43.2 |  | 581.8516 | 0 | 583.0807 | 49.5704 | 49.5705 | 0.00014852 | 0.0066595 | 583.0874 |  | 27.7494 | 0 | 27.7494 | 49.5 | 1.1641 | 32.3021 | 1 | 0 | 32.3021 |  | 32.3021 | 0
49.5705 | 0 | 583.0807 | 583.0807 | 1 |  | 15:11 | 43.22 |  | 581.8532 | 0 | 583.0807 | 49.5704 | 49.5705 | 0.00013367 | 0.0059936 | 583.0867 |  | 27.7487 | 0 | 27.7487 | 49.5 | 1.1641 | 32.3016 | 1 | 0 | 32.3016 |  | 32.3016 | 0
49.5705 | 0 | 583.0807 | 583.0807 | 1 |  | 15:11 | 43.24 |  | 581.8548 | 0 | 583.0807 | 49.5704 | 49.5705 | 0.0001203 | 0.0053942 | 583.0861 |  | 27.7481 | 0 | 27.7481 | 49.5 | 1.1641 | 32.3011 | 1 | 0 | 32.3011 |  | 32.3011 | 0
49.5705 | 0 | 583.0807 | 583.0807 | 1 |  | 15:11 | 43.26 |  | 581.8565 | 0 | 583.0807 | 49.5704 | 49.5705 | 0.00010827 | 0.0048548 | 583.0856 |  | 27.7476 | 0 | 27.7476 | 49.5 | 1.1641 | 32.3006 | 1 | 0 | 32.3006 |  | 32.3006 | 0
49.5705 | 0 | 582.7551 | 582.7551 | 1 |  | 15:11 | 43.28 |  | 581.8581 | 0 | 582.7551 | 49.5705 | 49.5705 | 0.0035974 | 0.16131 | 582.9164 |  | 27.5784 | 0 | 27.5784 | 49.5 | 1.1641 | 32.1039 | 1 | 0 | 32.1039 |  | 32.1039 | 0
49.5705 | 0 | 583.0807 | 583.0807 | 1 |  | 15:11 | 43.3 |  | 581.8597 | 0 | 583.0807 | 49.5705 | 49.5705 | 0.0084877 | 0.38059 | 583.4613 |  | 28.1233 | 0 | 28.1233 | 49.5 | 1.1641 | 32.7383 | 1 | 0 | 32.7383 |  | 32.7383 | 0
49.5705 | 0 | 582.4296 | 582.4296 | 1 |  | 15:11 | 43.32 |  | 581.8614 | 0 | 582.4296 | 49.5705 | 49.5708 | 0.012889 | 0.57794 | 583.0075 |  | 27.6695 | 0 | 27.6695 | 49.5 | 1.1651 | 32.2365 | 1 | 0 | 32.2365 |  | 32.2365 | 0
49.5705 | 0 | 582.7551 | 582.7551 | 1 |  | 15:11 | 43.34 |  | 581.863 | 0 | 582.7551 | 49.5705 | 49.5712 | 0.0151 | 0.67709 | 583.4322 |  | 28.0942 | 0 | 28.0942 | 49.5 | 1.1659 | 32.7554 | 1 | 0 | 32.7554 |  | 32.7554 | 0
49.5705 | 0 | 583.4062 | 583.4062 | 1 |  | 15:11 | 43.36 |  | 581.8646 | 0 | 583.4062 | 49.5705 | 49.5714 | 0.01359 | 0.60938 | 584.0156 |  | 28.6776 | 0 | 28.6776 | 49.5 | 1.1667 | 33.4578 | 1 | 0 | 33.4578 |  | 33.4578 | 0
49.5705 | 0 | 583.0807 | 583.0807 | 1 |  | 15:11 | 43.38 |  | 581.8662 | 0 | 583.0807 | 49.5705 | 49.5717 | 0.012231 | 0.54844 | 583.6291 |  | 28.2911 | 0 | 28.2911 | 49.5 | 1.1674 | 33.0267 | 1 | 0 | 33.0267 |  | 33.0267 | 0
49.5705 | 0 | 583.0807 | 583.0807 | 1 |  | 15:11 | 43.4 |  | 581.8679 | 0 | 583.0807 | 49.5705 | 49.5719 | 0.011008 | 0.4936 | 583.5743 |  | 28.2363 | 0 | 28.2363 | 49.5 | 1.168 | 32.9804 | 1 | 0 | 32.9804 |  | 32.9804 | 0
49.5705 | 0 | 583.0807 | 583.0807 | 1 |  | 15:11 | 43.42 |  | 581.8695 | 0 | 583.0807 | 49.5705 | 49.5721 | 0.0099071 | 0.44424 | 583.5249 |  | 28.1869 | 0 | 28.1869 | 49.5 | 1.1686 | 32.9388 | 1 | 0 | 32.9388 |  | 32.9388 | 0
49.5705 | 0 | 583.0807 | 583.0807 | 1 |  | 15:11 | 43.44 |  | 581.8711 | 0 | 583.0807 | 49.5705 | 49.5723 | 0.0089164 | 0.39981 | 583.4805 |  | 28.1425 | 0 | 28.1425 | 49.5 | 1.1691 | 32.9012 | 1 | 0 | 32.9012 |  | 32.9012 | 0
49.5705 | 0 | 583.0807 | 583.0807 | 1 |  | 15:11 | 43.46 |  | 581.8728 | 0 | 583.0807 | 49.5705 | 49.5725 | 0.0080248 | 0.35983 | 583.4405 |  | 28.1025 | 0 | 28.1025 | 49.5 | 1.1696 | 32.8674 | 1 | 0 | 32.8674 |  | 32.8674 | 0
49.5705 | 0 | 583.0807 | 583.0807 | 1 |  | 15:11 | 43.48 |  | 581.8744 | 0 | 583.0807 | 49.5705 | 49.5726 | 0.0072223 | 0.32385 | 583.4046 |  | 28.0665 | 0 | 28.0665 | 49.5 | 1.17 | 32.8369 | 1 | 0 | 32.8369 |  | 32.8369 | 0
49.574 | 0 | 583.0807 | 583.0807 | 1 |  | 15:11 | 43.5 |  | 581.876 | 0 | 583.0807 | 49.5708 | 49.5728 | 0.0099001 | 0.44395 | 583.5247 |  | 28.1866 | 0 | 28.1866 | 49.5 | 1.1703 | 32.988 | 1 | 0 | 32.988 |  | 32.988 | 0
49.574 | 0 | 583.0807 | 583.0807 | 1 |  | 15:11 | 43.52 |  | 581.8777 | 0 | 583.0807 | 49.5712 | 49.5729 | 0.01401 | 0.62826 | 583.709 |  | 28.371 | 0 | 28.371 | 49.5 | 1.1707 | 33.2132 | 1 | 0 | 33.2132 |  | 33.2132 | 0
49.574 | 0 | 583.0807 | 583.0807 | 1 |  | 15:11 | 43.54 |  | 581.8793 | 0 | 583.0807 | 49.5714 | 49.5733 | 0.017709 | 0.79414 | 583.8748 |  | 28.5368 | 0 | 28.5368 | 49.5 | 1.1719 | 33.4427 | 1 | 0 | 33.4427 |  | 33.4427 | 0
49.574 | 0 | 583.0807 | 583.0807 | 1 |  | 15:11 | 43.56 |  | 581.8809 | 0 | 583.0807 | 49.5717 | 49.5738 | 0.019338 | 0.86719 | 583.9479 |  | 28.6099 | 0 | 28.6099 | 49.5 | 1.173 | 33.5602 | 1 | 0 | 33.5602 |  | 33.5602 | 0
49.574 | 0 | 583.0807 | 583.0807 | 1 |  | 15:11 | 43.58 |  | 581.8825 | 0 | 583.0807 | 49.5719 | 49.5741 | 0.017404 | 0.78047 | 583.8612 |  | 28.5232 | 0 | 28.5232 | 49.5 | 1.174 | 33.4871 | 1 | 0 | 33.4871 |  | 33.4871 | 0
49.574 | 0 | 583.0807 | 583.0807 | 1 |  | 15:11 | 43.6 |  | 581.8842 | 0 | 583.0807 | 49.5721 | 49.5744 | 0.015664 | 0.70242 | 583.7831 |  | 28.4451 | 0 | 28.4451 | 49.5 | 1.1749 | 33.4212 | 1 | 0 | 33.4212 |  | 33.4212 | 0
49.574 | 0 | 583.0807 | 583.0807 | 1 |  | 15:11 | 43.62 |  | 581.8858 | 0 | 583.0807 | 49.5723 | 49.5747 | 0.014098 | 0.63218 | 583.7129 |  | 28.3749 | 0 | 28.3749 | 49.5 | 1.1758 | 33.3619 | 1 | 0 | 33.3619 |  | 33.3619 | 0
49.574 | 0 | 582.7551 | 582.7551 | 1 |  | 15:11 | 43.64 |  | 581.8874 | 0 | 582.7551 | 49.5725 | 49.575 | 0.012688 | 0.56896 | 583.3241 |  | 27.9861 | 0 | 27.9861 | 49.5 | 1.1765 | 32.9253 | 1 | 0 | 32.9253 |  | 32.9253 | 0
49.574 | 0 | 582.4296 | 582.4296 | 1 |  | 15:11 | 43.66 |  | 581.8891 | 0 | 582.4296 | 49.5726 | 49.5752 | 0.011419 | 0.51207 | 582.9417 |  | 27.6037 | 0 | 27.6037 | 49.5 | 1.1772 | 32.4937 | 1 | 0 | 32.4937 |  | 32.4937 | 0
49.574 | 0 | 582.4296 | 582.4296 | 1 |  | 15:11 | 43.68 |  | 581.8907 | 0 | 582.4296 | 49.5728 | 49.5755 | 0.010277 | 0.46086 | 582.8905 |  | 27.5525 | 0 | 27.5525 | 49.5 | 1.1777 | 32.4499 | 1 | 0 | 32.4499 |  | 32.4499 | 0
49.574 | 0 | 582.104 | 582.104 | 1 |  | 15:11 | 43.7 |  | 581.8923 | 0 | 582.104 | 49.5729 | 49.5757 | 0.012749 | 0.57173 | 582.6757 |  | 27.3377 | 0 | 27.3377 | 49.5 | 1.1783 | 32.2117 | 1 | 0 | 32.2117 |  | 32.2117 | 0
49.5774 | 0 | 582.4296 | 582.4296 | 1 |  | 15:11 | 43.72 |  | 581.894 | 0 | 582.4296 | 49.5733 | 49.5758 | 0.016724 | 0.75003 | 583.1796 |  | 27.8416 | 0 | 27.8416 | 49.5 | 1.1788 | 32.8189 | 1 | 0 | 32.8189 |  | 32.8189 | 0
49.5774 | 0 | 582.104 | 582.104 | 1 |  | 15:11 | 43.74 |  | 581.8956 | 0 | 582.104 | 49.5738 | 49.5763 | 0.020302 | 0.91047 | 583.0145 |  | 27.6765 | 0 | 27.6765 | 49.5 | 1.1802 | 32.6633 | 1 | 0 | 32.6633 |  | 32.6633 | 0
49.5774 | 0 | 582.4296 | 582.4296 | 1 |  | 15:11 | 43.76 |  | 581.8972 | 0 | 582.4296 | 49.5741 | 49.5768 | 0.021772 | 0.97639 | 583.406 |  | 28.068 | 0 | 28.068 | 49.5 | 1.1815 | 33.1611 | 1 | 0 | 33.1611 |  | 33.1611 | 0
49.5774 | 0 | 582.104 | 582.104 | 1 |  | 15:11 | 43.78 |  | 581.8988 | 0 | 582.104 | 49.5744 | 49.5772 | 0.019595 | 0.87875 | 582.9828 |  | 27.6447 | 0 | 27.6447 | 49.5 | 1.1826 | 32.6928 | 1 | 0 | 32.6928 |  | 32.6928 | 0
49.5774 | 0 | 582.104 | 582.104 | 1 |  | 15:11 | 43.8 |  | 581.9005 | 0 | 582.104 | 49.5747 | 49.5776 | 0.017635 | 0.79088 | 582.8949 |  | 27.5569 | 0 | 27.5569 | 49.5 | 1.1836 | 32.6173 | 1 | 0 | 32.6173 |  | 32.6173 | 0
49.5774 | 0 | 582.104 | 582.104 | 1 |  | 15:11 | 43.82 |  | 581.9021 | 0 | 582.104 | 49.575 | 49.5779 | 0.015872 | 0.71179 | 582.8158 |  | 27.4778 | 0 | 27.4778 | 49.5 | 1.1846 | 32.5494 | 1 | 0 | 32.5494 |  | 32.5494 | 0
49.5774 | 0 | 582.104 | 582.104 | 1 |  | 15:11 | 43.84 |  | 581.9037 | 0 | 582.104 | 49.5752 | 49.5782 | 0.014284 | 0.64061 | 582.7446 |  | 27.4066 | 0 | 27.4066 | 49.5 | 1.1854 | 32.4881 | 1 | 0 | 32.4881 |  | 32.4881 | 0
49.5774 | 0 | 582.104 | 582.104 | 1 |  | 15:11 | 43.86 |  | 581.9054 | 0 | 582.104 | 49.5755 | 49.5785 | 0.012856 | 0.57655 | 582.6805 |  | 27.3425 | 0 | 27.3425 | 49.5 | 1.1862 | 32.4329 | 1 | 0 | 32.4329 |  | 32.4329 | 0
49.5774 | 0 | 582.104 | 582.104 | 1 |  | 15:11 | 43.88 |  | 581.907 | 0 | 582.104 | 49.5757 | 49.5787 | 0.01157 | 0.51889 | 582.6229 |  | 27.2849 | 0 | 27.2849 | 49.5 | 1.1869 | 32.3831 | 1 | 0 | 32.3831 |  | 32.3831 | 0
49.5774 | 0 | 582.4296 | 582.4296 | 1 |  | 15:11 | 43.9 |  | 581.9086 | 0 | 582.4296 | 49.5758 | 49.5789 | 0.010413 | 0.467 | 582.8966 |  | 27.5586 | 0 | 27.5586 | 49.5 | 1.1875 | 32.7249 | 1 | 0 | 32.7249 |  | 32.7249 | 0
49.5809 | 0 | 582.4296 | 582.4296 | 1 |  | 15:11 | 43.92 |  | 581.9103 | 0 | 582.4296 | 49.5763 | 49.5791 | 0.009372 | 0.42033 | 582.8499 |  | 27.5119 | 0 | 27.5119 | 49.5 | 1.188 | 32.6848 | 1 | 0 | 32.6848 |  | 32.6848 | 0
49.5809 | 0 | 582.104 | 582.104 | 1 |  | 15:11 | 43.94 |  | 581.9119 | 0 | 582.104 | 49.5768 | 49.5793 | 0.0084348 | 0.3783 | 582.4823 |  | 27.1443 | 0 | 27.1443 | 49.5 | 1.1885 | 32.2616 | 1 | 0 | 32.2616 |  | 32.2616 | 0
49.5809 | 0 | 582.104 | 582.104 | 1 |  | 15:11 | 43.96 |  | 581.9135 | 0 | 582.104 | 49.5772 | 49.5795 | 0.0075914 | 0.34047 | 582.4445 |  | 27.1065 | 0 | 27.1065 | 49.5 | 1.189 | 32.2288 | 1 | 0 | 32.2288 |  | 32.2288 | 0
49.5809 | 0 | 582.4296 | 582.4296 | 1 |  | 15:11 | 43.98 |  | 581.9151 | 0 | 582.4296 | 49.5776 | 49.5796 | 0.0068322 | 0.30642 | 582.736 |  | 27.398 | 0 | 27.398 | 49.5 | 1.1894 | 32.5865 | 1 | 0 | 32.5865 |  | 32.5865 | 0
49.5809 | 0 | 581.7784 | 581.7784 | 1 |  | 15:11 | 44 |  | 581.9168 | 0 | 581.7784 | 49.5779 | 49.5797 | 0.009549 | 0.42827 | 582.2067 |  | 26.8687 | 0 | 26.8687 | 49.5 | 1.1897 | 31.9667 | 1 | 0 | 31.9667 |  | 31.9667 | 0
49.5809 | 0 | 582.104 | 582.104 | 1 |  | 15:11 | 44.02 |  | 581.9184 | 0 | 582.104 | 49.5782 | 49.5799 | 0.013694 | 0.61418 | 582.7182 |  | 27.3802 | 0 | 27.3802 | 49.5 | 1.1901 | 32.5843 | 1 | 0 | 32.5843 |  | 32.5843 | 0
49.5809 | 0 | 582.104 | 582.104 | 1 |  | 15:11 | 44.04 |  | 581.92 | 0 | 582.104 | 49.5785 | 49.5803 | 0.017425 | 0.78149 | 582.8855 |  | 27.5475 | 0 | 27.5475 | 49.5 | 1.1913 | 32.8181 | 1 | 0 | 32.8181 |  | 32.8181 | 0
49.5809 | 0 | 582.104 | 582.104 | 1 |  | 15:11 | 44.06 |  | 581.9217 | 0 | 582.104 | 49.5787 | 49.5807 | 0.019082 | 0.85583 | 582.9598 |  | 27.6218 | 0 | 27.6218 | 49.5 | 1.1925 | 32.9381 | 1 | 0 | 32.9381 |  | 32.9381 | 0
49.5809 | 0 | 582.104 | 582.104 | 1 |  | 15:11 | 44.08 |  | 581.9233 | 0 | 582.104 | 49.5789 | 49.5811 | 0.017174 | 0.77025 | 582.8742 |  | 27.5362 | 0 | 27.5362 | 49.5 | 1.1935 | 32.8642 | 1 | 0 | 32.8642 |  | 32.8642 | 0
49.5809 | 0 | 582.104 | 582.104 | 1 |  | 15:11 | 44.1 |  | 581.9249 | 0 | 582.104 | 49.5791 | 49.5814 | 0.015457 | 0.69322 | 582.7972 |  | 27.4592 | 0 | 27.4592 | 49.5 | 1.1944 | 32.7977 | 1 | 0 | 32.7977 |  | 32.7977 | 0
49.5809 | 0 | 582.104 | 582.104 | 1 |  | 15:11 | 44.12 |  | 581.9266 | 0 | 582.104 | 49.5793 | 49.5817 | 0.013911 | 0.6239 | 582.7279 |  | 27.3899 | 0 | 27.3899 | 49.5 | 1.1952 | 32.7377 | 1 | 0 | 32.7377 |  | 32.7377 | 0
49.5809 | 0 | 582.104 | 582.104 | 1 |  | 15:11 | 44.14 |  | 581.9282 | 0 | 582.104 | 49.5795 | 49.5819 | 0.01252 | 0.56151 | 582.6655 |  | 27.3275 | 0 | 27.3275 | 49.5 | 1.196 | 32.6836 | 1 | 0 | 32.6836 |  | 32.6836 | 0
49.5809 | 0 | 582.104 | 582.104 | 1 |  | 15:11 | 44.16 |  | 581.9298 | 0 | 582.104 | 49.5796 | 49.5822 | 0.011268 | 0.50536 | 582.6094 |  | 27.2714 | 0 | 27.2714 | 49.5 | 1.1967 | 32.6349 | 1 | 0 | 32.6349 |  | 32.6349 | 0
49.5809 | 0 | 582.104 | 582.104 | 1 |  | 15:11 | 44.18 |  | 581.9314 | 0 | 582.104 | 49.5797 | 49.5824 | 0.010141 | 0.45482 | 582.5588 |  | 27.2208 | 0 | 27.2208 | 49.5 | 1.1973 | 32.591 | 1 | 0 | 32.591 |  | 32.591 | 0
49.5809 | 0 | 582.104 | 582.104 | 1 |  | 15:11 | 44.2 |  | 581.9331 | 0 | 582.104 | 49.5799 | 49.5826 | 0.009127 | 0.40934 | 582.5133 |  | 27.1753 | 0 | 27.1753 | 49.5 | 1.1978 | 32.5514 | 1 | 0 | 32.5514 |  | 32.5514 | 0
49.5843 | 0 | 582.4296 | 582.4296 | 1 |  | 15:11 | 44.22 |  | 581.9347 | 0 | 582.4296 | 49.5803 | 49.5828 | 0.0082143 | 0.36843 | 582.798 |  | 27.46 | 0 | 27.46 | 49.5 | 1.1983 | 32.906 | 1 | 0 | 32.906 |  | 32.906 | 0
49.5843 | 0 | 582.104 | 582.104 | 1 |  | 15:11 | 44.24 |  | 581.9363 | 0 | 582.104 | 49.5807 | 49.5829 | 0.0073928 | 0.33159 | 582.4356 |  | 27.0976 | 0 | 27.0976 | 49.5 | 1.1988 | 32.4837 | 1 | 0 | 32.4837 |  | 32.4837 | 0
49.5843 | 0 | 582.4296 | 582.4296 | 1 |  | 15:11 | 44.26 |  | 581.938 | 0 | 582.4296 | 49.5811 | 49.583 | 0.0066536 | 0.29843 | 582.728 |  | 27.39 | 0 | 27.39 | 49.5 | 1.1992 | 32.8453 | 1 | 0 | 32.8453 |  | 32.8453 | 0
49.5843 | 0 | 582.4296 | 582.4296 | 1 |  | 15:11 | 44.28 |  | 581.9396 | 0 | 582.4296 | 49.5814 | 49.5832 | 0.0059882 | 0.26859 | 582.6982 |  | 27.3602 | 0 | 27.3602 | 49.5 | 1.1995 | 32.8194 | 1 | 0 | 32.8194 |  | 32.8194 | 0
49.5843 | 0 | 582.4296 | 582.4296 | 1 |  | 15:11 | 44.3 |  | 581.9412 | 0 | 582.4296 | 49.5817 | 49.5833 | 0.0088894 | 0.39871 | 582.8283 |  | 27.4903 | 0 | 27.4903 | 49.5 | 1.1999 | 32.9844 | 1 | 0 | 32.9844 |  | 32.9844 | 0
49.5843 | 0 | 582.4296 | 582.4296 | 1 |  | 15:11 | 44.32 |  | 581.9429 | 0 | 582.4296 | 49.5819 | 49.5834 | 0.01325 | 0.59432 | 583.0239 |  | 27.6859 | 0 | 27.6859 | 49.5 | 1.2001 | 33.2272 | 1 | 0 | 33.2272 |  | 33.2272 | 0
49.5843 | 0 | 582.4296 | 582.4296 | 1 |  | 15:11 | 44.34 |  | 581.9445 | 0 | 582.4296 | 49.5822 | 49.5838 | 0.017175 | 0.77036 | 583.2 |  | 27.862 | 0 | 27.862 | 49.5 | 1.2014 | 33.474 | 1 | 0 | 33.474 |  | 33.474 | 0
49.5843 | 0 | 582.7551 | 582.7551 | 1 |  | 15:11 | 44.36 |  | 581.9461 | 0 | 582.7551 | 49.5824 | 49.5842 | 0.018958 | 0.85031 | 583.6054 |  | 28.2674 | 0 | 28.2674 | 49.5 | 1.2026 | 33.9935 | 1 | 0 | 33.9935 |  | 33.9935 | 0
49.5843 | 0 | 582.104 | 582.104 | 1 |  | 15:11 | 44.38 |  | 581.9477 | 0 | 582.104 | 49.5826 | 49.5846 | 0.017062 | 0.76528 | 582.8693 |  | 27.5313 | 0 | 27.5313 | 49.5 | 1.2036 | 33.1368 | 1 | 0 | 33.1368 |  | 33.1368 | 0
49.5843 | 0 | 582.104 | 582.104 | 1 |  | 15:11 | 44.4 |  | 581.9494 | 0 | 582.104 | 49.5828 | 49.5849 | 0.015356 | 0.68875 | 582.7928 |  | 27.4547 | 0 | 27.4547 | 49.5 | 1.2045 | 33.0703 | 1 | 0 | 33.0703 |  | 33.0703 | 0
49.5843 | 0 | 582.104 | 582.104 | 1 |  | 15:11 | 44.42 |  | 581.951 | 0 | 582.104 | 49.5829 | 49.5852 | 0.01382 | 0.61988 | 582.7239 |  | 27.3859 | 0 | 27.3859 | 49.5 | 1.2054 | 33.0104 | 1 | 0 | 33.0104 |  | 33.0104 | 0
49.5843 | 0 | 582.104 | 582.104 | 1 |  | 15:11 | 44.44 |  | 581.9526 | 0 | 582.104 | 49.583 | 49.5855 | 0.012438 | 0.55789 | 582.6619 |  | 27.3239 | 0 | 27.3239 | 49.5 | 1.2061 | 32.9564 | 1 | 0 | 32.9564 |  | 32.9564 | 0
49.5843 | 0 | 582.104 | 582.104 | 1 |  | 15:11 | 44.46 |  | 581.9543 | 0 | 582.104 | 49.5832 | 49.5857 | 0.011194 | 0.5021 | 582.6061 |  | 27.2681 | 0 | 27.2681 | 49.5 | 1.2068 | 32.9077 | 1 | 0 | 32.9077 |  | 32.9077 | 0
49.5843 | 0 | 582.104 | 582.104 | 1 |  | 15:11 | 44.48 |  | 581.9559 | 0 | 582.104 | 49.5833 | 49.5859 | 0.010075 | 0.45189 | 582.5559 |  | 27.2179 | 0 | 27.2179 | 49.5 | 1.2074 | 32.8639 | 1 | 0 | 32.8639 |  | 32.8639 | 0
49.5843 | 0 | 582.104 | 582.104 | 1 |  | 15:11 | 44.5 |  | 581.9575 | 0 | 582.104 | 49.5834 | 49.5861 | 0.0090675 | 0.4067 | 582.5107 |  | 27.1727 | 0 | 27.1727 | 49.5 | 1.208 | 32.8244 | 1 | 0 | 32.8244 |  | 32.8244 | 0
49.5878 | 0 | 582.104 | 582.104 | 1 |  | 15:11 | 44.52 |  | 581.9592 | 0 | 582.104 | 49.5838 | 49.5863 | 0.0081607 | 0.36606 | 582.4701 |  | 27.1321 | 0 | 27.1321 | 49.5 | 1.2085 | 32.7888 | 1 | 0 | 32.7888 |  | 32.7888 | 0
49.5878 | 0 | 582.104 | 582.104 | 1 |  | 15:11 | 44.54 |  | 581.9608 | 0 | 582.104 | 49.5842 | 49.5864 | 0.0073447 | 0.32945 | 582.4335 |  | 27.0954 | 0 | 27.0954 | 49.5 | 1.2089 | 32.7568 | 1 | 0 | 32.7568 |  | 32.7568 | 0
49.5878 | 0 | 581.7784 | 581.7784 | 1 |  | 15:11 | 44.56 |  | 581.9624 | 0 | 581.7784 | 49.5846 | 49.5866 | 0.0066102 | 0.29651 | 582.0749 |  | 26.7369 | 0 | 26.7369 | 49.5 | 1.2093 | 32.3341 | 1 | 0 | 32.3341 |  | 32.3341 | 0
49.5878 | 0 | 582.4296 | 582.4296 | 1 |  | 15:11 | 44.58 |  | 581.964 | 0 | 582.4296 | 49.5849 | 49.5867 | 0.0059492 | 0.26686 | 582.6965 |  | 27.3585 | 0 | 27.3585 | 49.5 | 1.2097 | 33.0958 | 1 | 0 | 33.0958 |  | 33.0958 | 0
49.5878 | 0 | 582.104 | 582.104 | 1 |  | 15:11 | 44.6 |  | 581.9657 | 0 | 582.104 | 49.5852 | 49.5868 | 0.0053543 | 0.24017 | 582.3442 |  | 27.0062 | 0 | 27.0062 | 49.5 | 1.21 | 32.6785 | 1 | 0 | 32.6785 |  | 32.6785 | 0
49.5878 | 0 | 582.104 | 582.104 | 1 |  | 15:11 | 44.62 |  | 581.9673 | 0 | 582.104 | 49.5855 | 49.5869 | 0.0048188 | 0.21615 | 582.3202 |  | 26.9821 | 0 | 26.9821 | 49.5 | 1.2103 | 32.6574 | 1 | 0 | 32.6574 |  | 32.6574 | 0
49.5878 | 0 | 582.104 | 582.104 | 1 |  | 15:11 | 44.64 |  | 581.9689 | 0 | 582.104 | 49.5857 | 49.587 | 0.004337 | 0.19454 | 582.2985 |  | 26.9605 | 0 | 26.9605 | 49.5 | 1.2106 | 32.6384 | 1 | 0 | 32.6384 |  | 32.6384 | 0
49.5878 | 0 | 582.4296 | 582.4296 | 1 |  | 15:11 | 44.66 |  | 581.9706 | 0 | 582.4296 | 49.5859 | 49.5871 | 0.0039033 | 0.17508 | 582.6047 |  | 27.2667 | 0 | 27.2667 | 49.5 | 1.2108 | 33.0156 | 1 | 0 | 33.0156 |  | 33.0156 | 0
49.5878 | 0 | 582.7551 | 582.7551 | 1 |  | 15:11 | 44.68 |  | 581.9722 | 0 | 582.7551 | 49.5861 | 49.5871 | 0.0035129 | 0.15758 | 582.9127 |  | 27.5747 | 0 | 27.5747 | 49.5 | 1.2111 | 33.3945 | 1 | 0 | 33.3945 |  | 33.3945 | 0
49.5878 | 0 | 582.4296 | 582.4296 | 1 |  | 15:11 | 44.7 |  | 581.9738 | 0 | 582.4296 | 49.5863 | 49.5872 | 0.0031616 | 0.14182 | 582.5714 |  | 27.2334 | 0 | 27.2334 | 49.5 | 1.2113 | 32.9865 | 1 | 0 | 32.9865 |  | 32.9865 | 0
49.5878 | 0 | 582.7551 | 582.7551 | 1 |  | 15:11 | 44.72 |  | 581.9755 | 0 | 582.7551 | 49.5864 | 49.5873 | 0.0028455 | 0.12764 | 582.8827 |  | 27.5447 | 0 | 27.5447 | 49.5 | 1.2114 | 33.3684 | 1 | 0 | 33.3684 |  | 33.3684 | 0
49.5878 | 0 | 582.4296 | 582.4296 | 1 |  | 15:11 | 44.74 |  | 581.9771 | 0 | 582.4296 | 49.5866 | 49.5873 | 0.0025609 | 0.11487 | 582.5445 |  | 27.2065 | 0 | 27.2065 | 49.5 | 1.2116 | 32.9629 | 1 | 0 | 32.9629 |  | 32.9629 | 0
49.5878 | 0 | 582.4296 | 582.4296 | 1 |  | 15:11 | 44.76 |  | 581.9787 | 0 | 582.4296 | 49.5867 | 49.5874 | 0.0023048 | 0.10339 | 582.533 |  | 27.195 | 0 | 27.195 | 49.5 | 1.2117 | 32.9528 | 1 | 0 | 32.9528 |  | 32.9528 | 0
49.5878 | 0 | 582.104 | 582.104 | 1 |  | 15:11 | 44.78 |  | 581.9803 | 0 | 582.104 | 49.5868 | 49.5874 | 0.0054743 | 0.24556 | 582.3496 |  | 27.0116 | 0 | 27.0116 | 49.5 | 1.2119 | 32.734 | 1 | 0 | 32.734 |  | 32.734 | 0
49.5878 | 0 | 582.7551 | 582.7551 | 1 |  | 15:11 | 44.8 |  | 581.982 | 0 | 582.7551 | 49.5869 | 49.5874 | 0.010027 | 0.44977 | 583.2049 |  | 27.8669 | 0 | 27.8669 | 49.5 | 1.212 | 33.7737 | 1 | 0 | 33.7737 |  | 33.7737 | 0
49.5878 | 0 | 582.4296 | 582.4296 | 1 |  | 15:11 | 44.82 |  | 581.9836 | 0 | 582.4296 | 49.587 | 49.5878 | 0.014124 | 0.63356 | 583.0632 |  | 27.7252 | 0 | 27.7252 | 49.5 | 1.2131 | 33.6326 | 1 | 0 | 33.6326 |  | 33.6326 | 0
49.5878 | 0 | 582.4296 | 582.4296 | 1 |  | 15:11 | 44.84 |  | 581.9852 | 0 | 582.4296 | 49.5871 | 49.5882 | 0.016112 | 0.72271 | 583.1523 |  | 27.8143 | 0 | 27.8143 | 49.5 | 1.2141 | 33.7684 | 1 | 0 | 33.7684 |  | 33.7684 | 0
49.5878 | 0 | 582.7551 | 582.7551 | 1 |  | 15:11 | 44.86 |  | 581.9869 | 0 | 582.7551 | 49.5871 | 49.5885 | 0.014501 | 0.65044 | 583.4055 |  | 28.0675 | 0 | 28.0675 | 49.5 | 1.215 | 34.101 | 1 | 0 | 34.101 |  | 34.101 | 0
49.5878 | 0 | 583.0807 | 583.0807 | 1 |  | 15:11 | 44.88 |  | 581.9885 | 0 | 583.0807 | 49.5872 | 49.5887 | 0.013051 | 0.5854 | 583.6661 |  | 28.3281 | 0 | 28.3281 | 49.5 | 1.2158 | 34.4405 | 1 | 0 | 34.4405 |  | 34.4405 | 0
49.5878 | 0 | 583.0807 | 583.0807 | 1 |  | 15:11 | 44.9 |  | 581.9901 | 0 | 583.0807 | 49.5873 | 49.589 | 0.011746 | 0.52686 | 583.6076 |  | 28.2696 | 0 | 28.2696 | 49.5 | 1.2165 | 34.3899 | 1 | 0 | 34.3899 |  | 34.3899 | 0
49.5878 | 0 | 582.4296 | 582.4296 | 1 |  | 15:11 | 44.92 |  | 581.9918 | 0 | 582.4296 | 49.5873 | 49.5892 | 0.010571 | 0.47417 | 582.9038 |  | 27.5658 | 0 | 27.5658 | 49.5 | 1.2172 | 33.5518 | 1 | 0 | 33.5518 |  | 33.5518 | 0
49.5878 | 0 | 582.4296 | 582.4296 | 1 |  | 15:11 | 44.94 |  | 581.9934 | 0 | 582.4296 | 49.5874 | 49.5894 | 0.0095139 | 0.42675 | 582.8564 |  | 27.5183 | 0 | 27.5183 | 49.5 | 1.2177 | 33.5104 | 1 | 0 | 33.5104 |  | 33.5104 | 0
49.5878 | 0 | 582.104 | 582.104 | 1 |  | 15:11 | 44.96 |  | 581.995 | 0 | 582.104 | 49.5874 | 49.5896 | 0.0085625 | 0.38408 | 582.4881 |  | 27.1501 | 0 | 27.1501 | 49.5 | 1.2183 | 33.0764 | 1 | 0 | 33.0764 |  | 33.0764 | 0
49.5878 | 0 | 582.104 | 582.104 | 1 |  | 15:11 | 44.98 |  | 581.9966 | 0 | 582.104 | 49.5874 | 49.5897 | 0.0077062 | 0.34567 | 582.4497 |  | 27.1117 | 0 | 27.1117 | 49.5 | 1.2188 | 33.0426 | 1 | 0 | 33.0426 |  | 33.0426 | 0
49.5912 | 0 | 582.104 | 582.104 | 1 |  | 15:11 | 45 |  | 581.9983 | 0 | 582.104 | 49.5878 | 49.5899 | 0.0069356 | 0.31112 | 582.4151 |  | 27.0771 | 0 | 27.0771 | 49.5 | 1.2192 | 33.0122 | 1 | 0 | 33.0122 |  | 33.0122 | 0
49.5912 | 0 | 582.104 | 582.104 | 1 |  | 15:11 | 45.02 |  | 581.9999 | 0 | 582.104 | 49.5882 | 49.59 | 0.006242 | 0.28001 | 582.384 |  | 27.046 | 0 | 27.046 | 49.5 | 1.2196 | 32.9847 | 1 | 0 | 32.9847 |  | 32.9847 | 0
49.5912 | 0 | 582.7551 | 582.7551 | 1 |  | 15:11 | 45.04 |  | 582.0015 | 0 | 582.7551 | 49.5885 | 49.5901 | 0.0056178 | 0.25201 | 583.0071 |  | 27.6691 | 0 | 27.6691 | 49.5 | 1.2199 | 33.7544 | 1 | 0 | 33.7544 |  | 33.7544 | 0
49.5912 | 0 | 582.104 | 582.104 | 1 |  | 15:11 | 45.06 |  | 582.0032 | 0 | 582.104 | 49.5887 | 49.5902 | 0.0050561 | 0.22681 | 582.3308 |  | 26.9928 | 0 | 26.9928 | 49.5 | 1.2202 | 32.9378 | 1 | 0 | 32.9378 |  | 32.9378 | 0
49.5912 | 0 | 582.104 | 582.104 | 1 |  | 15:11 | 45.08 |  | 582.0048 | 0 | 582.104 | 49.589 | 49.5903 | 0.0045504 | 0.20413 | 582.3081 |  | 26.9701 | 0 | 26.9701 | 49.5 | 1.2205 | 32.9178 | 1 | 0 | 32.9178 |  | 32.9178 | 0
49.5912 | 0 | 582.4296 | 582.4296 | 1 |  | 15:11 | 45.1 |  | 582.0064 | 0 | 582.4296 | 49.5892 | 49.5904 | 0.0040954 | 0.18372 | 582.6133 |  | 27.2753 | 0 | 27.2753 | 49.5 | 1.2208 | 33.2973 | 1 | 0 | 33.2973 |  | 33.2973 | 0
49.5912 | 0 | 582.4296 | 582.4296 | 1 |  | 15:11 | 45.12 |  | 582.0081 | 0 | 582.4296 | 49.5894 | 49.5905 | 0.0036859 | 0.16534 | 582.5949 |  | 27.2569 | 0 | 27.2569 | 49.5 | 1.221 | 33.2811 | 1 | 0 | 33.2811 |  | 33.2811 | 0
49.5912 | 0 | 582.4296 | 582.4296 | 1 |  | 15:11 | 45.14 |  | 582.0097 | 0 | 582.4296 | 49.5896 | 49.5906 | 0.0033173 | 0.14881 | 582.5784 |  | 27.2404 | 0 | 27.2404 | 49.5 | 1.2212 | 33.2666 | 1 | 0 | 33.2666 |  | 33.2666 | 0
49.5912 | 0 | 583.0807 | 583.0807 | 1 |  | 15:11 | 45.16 |  | 582.0113 | 0 | 583.0807 | 49.5897 | 49.5906 | 0.0029855 | 0.13393 | 583.2146 |  | 27.8766 | 0 | 27.8766 | 49.5 | 1.2214 | 34.0488 | 1 | 0 | 34.0488 |  | 34.0488 | 0
49.5912 | 0 | 583.0807 | 583.0807 | 1 |  | 15:11 | 45.18 |  | 582.0129 | 0 | 583.0807 | 49.5899 | 49.5907 | 0.002687 | 0.12054 | 583.2012 |  | 27.8632 | 0 | 27.8632 | 49.5 | 1.2216 | 34.0371 | 1 | 0 | 34.0371 |  | 34.0371 | 0
49.5912 | 0 | 583.0807 | 583.0807 | 1 |  | 15:11 | 45.2 |  | 582.0146 | 0 | 583.0807 | 49.59 | 49.5907 | 0.0024183 | 0.10848 | 583.1892 |  | 27.8512 | 0 | 27.8512 | 49.5 | 1.2217 | 34.0266 | 1 | 0 | 34.0266 |  | 34.0266 | 0
49.5912 | 0 | 583.0807 | 583.0807 | 1 |  | 15:11 | 45.22 |  | 582.0162 | 0 | 583.0807 | 49.5901 | 49.5908 | 0.0021765 | 0.097634 | 583.1783 |  | 27.8403 | 0 | 27.8403 | 49.5 | 1.2219 | 34.0171 | 1 | 0 | 34.0171 |  | 34.0171 | 0
49.5912 | 0 | 583.0807 | 583.0807 | 1 |  | 15:11 | 45.24 |  | 582.0178 | 0 | 583.0807 | 49.5902 | 49.5908 | 0.0019588 | 0.087871 | 583.1686 |  | 27.8306 | 0 | 27.8306 | 49.5 | 1.222 | 34.0086 | 1 | 0 | 34.0086 |  | 34.0086 | 0
49.5912 | 0 | 583.0807 | 583.0807 | 1 |  | 15:11 | 45.26 |  | 582.0195 | 0 | 583.0807 | 49.5903 | 49.5909 | 0.0017629 | 0.079084 | 583.1598 |  | 27.8218 | 0 | 27.8218 | 49.5 | 1.2221 | 34.0009 | 1 | 0 | 34.0009 |  | 34.0009 | 0
49.5912 | 0 | 583.0807 | 583.0807 | 1 |  | 15:11 | 45.28 |  | 582.0211 | 0 | 583.0807 | 49.5904 | 49.5909 | 0.0015866 | 0.071175 | 583.1519 |  | 27.8139 | 0 | 27.8139 | 49.5 | 1.2222 | 33.994 | 1 | 0 | 33.994 |  | 33.994 | 0
49.5912 | 0 | 582.7551 | 582.7551 | 1 |  | 15:11 | 45.3 |  | 582.0227 | 0 | 582.7551 | 49.5905 | 49.5909 | 0.001428 | 0.064058 | 582.8192 |  | 27.4812 | 0 | 27.4812 | 49.5 | 1.2223 | 33.5898 | 1 | 0 | 33.5898 |  | 33.5898 | 0
49.5912 | 0 | 582.4296 | 582.4296 | 1 |  | 15:11 | 45.32 |  | 582.0244 | 0 | 582.4296 | 49.5906 | 49.591 | 0.0012852 | 0.057652 | 582.4873 |  | 27.1492 | 0 | 27.1492 | 49.5 | 1.2224 | 33.1863 | 1 | 0 | 33.1863 |  | 33.1863 | 0
49.5912 | 0 | 583.0807 | 583.0807 | 1 |  | 15:11 | 45.34 |  | 582.026 | 0 | 583.0807 | 49.5906 | 49.591 | 0.0011567 | 0.051887 | 583.1326 |  | 27.7946 | 0 | 27.7946 | 49.5 | 1.2224 | 33.9772 | 1 | 0 | 33.9772 |  | 33.9772 | 0
49.5912 | 0 | 583.0807 | 583.0807 | 1 |  | 15:11 | 45.36 |  | 582.0276 | 0 | 583.0807 | 49.5907 | 49.591 | 0.001041 | 0.046698 | 583.1274 |  | 27.7894 | 0 | 27.7894 | 49.5 | 1.2225 | 33.9727 | 1 | 0 | 33.9727 |  | 33.9727 | 0
49.5912 | 0 | 582.104 | 582.104 | 1 |  | 15:11 | 45.38 |  | 582.0292 | 0 | 582.104 | 49.5907 | 49.591 | 0.0044369 | 0.19903 | 582.303 |  | 26.965 | 0 | 26.965 | 49.5 | 1.2226 | 32.9665 | 1 | 0 | 32.9665 |  | 32.9665 | 0
49.5912 | 0 | 582.7551 | 582.7551 | 1 |  | 15:11 | 45.4 |  | 582.0309 | 0 | 582.7551 | 49.5908 | 49.591 | 0.0092432 | 0.41464 | 583.1697 |  | 27.8317 | 0 | 27.8317 | 49.5 | 1.2226 | 34.0275 | 1 | 0 | 34.0275 |  | 34.0275 | 0
49.5912 | 0 | 583.0807 | 583.0807 | 1 |  | 15:11 | 45.42 |  | 582.0325 | 0 | 583.0807 | 49.5908 | 49.5914 | 0.013569 | 0.60869 | 583.6894 |  | 28.3514 | 0 | 28.3514 | 49.5 | 1.2237 | 34.6939 | 1 | 0 | 34.6939 |  | 34.6939 | 0
49.5912 | 0 | 582.7551 | 582.7551 | 1 |  | 15:11 | 45.44 |  | 582.0341 | 0 | 582.7551 | 49.5909 | 49.5917 | 0.015712 | 0.70482 | 583.4599 |  | 28.1219 | 0 | 28.1219 | 49.5 | 1.2247 | 34.4409 | 1 | 0 | 34.4409 |  | 34.4409 | 0
49.5912 | 0 | 582.104 | 582.104 | 1 |  | 15:11 | 45.46 |  | 582.0358 | 0 | 582.104 | 49.5909 | 49.592 | 0.014141 | 0.63434 | 582.7383 |  | 27.4003 | 0 | 27.4003 | 49.5 | 1.2256 | 33.5815 | 1 | 0 | 33.5815 |  | 33.5815 | 0
49.5912 | 0 | 582.104 | 582.104 | 1 |  | 15:11 | 45.48 |  | 582.0374 | 0 | 582.104 | 49.5909 | 49.5923 | 0.012727 | 0.57091 | 582.6749 |  | 27.3369 | 0 | 27.3369 | 49.5 | 1.2264 | 33.5257 | 1 | 0 | 33.5257 |  | 33.5257 | 0
49.5912 | 0 | 582.104 | 582.104 | 1 |  | 15:11 | 45.5 |  | 582.039 | 0 | 582.104 | 49.591 | 49.5925 | 0.011454 | 0.51382 | 582.6178 |  | 27.2798 | 0 | 27.2798 | 49.5 | 1.2271 | 33.4754 | 1 | 0 | 33.4754 |  | 33.4754 | 0
49.5912 | 0 | 582.104 | 582.104 | 1 |  | 15:11 | 45.52 |  | 582.0407 | 0 | 582.104 | 49.591 | 49.5928 | 0.010309 | 0.46244 | 582.5664 |  | 27.2284 | 0 | 27.2284 | 49.5 | 1.2278 | 33.4301 | 1 | 0 | 33.4301 |  | 33.4301 | 0
49.5912 | 0 | 582.104 | 582.104 | 1 |  | 15:11 | 45.54 |  | 582.0423 | 0 | 582.104 | 49.591 | 49.5929 | 0.0092778 | 0.41619 | 582.5202 |  | 27.1822 | 0 | 27.1822 | 49.5 | 1.2283 | 33.3892 | 1 | 0 | 33.3892 |  | 33.3892 | 0
49.5912 | 0 | 582.104 | 582.104 | 1 |  | 15:11 | 45.56 |  | 582.0439 | 0 | 582.104 | 49.591 | 49.5931 | 0.00835 | 0.37457 | 582.4786 |  | 27.1406 | 0 | 27.1406 | 49.5 | 1.2289 | 33.3525 | 1 | 0 | 33.3525 |  | 33.3525 | 0
49.5912 | 0 | 582.104 | 582.104 | 1 |  | 15:11 | 45.58 |  | 582.0455 | 0 | 582.104 | 49.591 | 49.5933 | 0.007515 | 0.33712 | 582.4411 |  | 27.1031 | 0 | 27.1031 | 49.5 | 1.2294 | 33.3193 | 1 | 0 | 33.3193 |  | 33.3193 | 0
49.5947 | 0 | 582.104 | 582.104 | 1 |  | 15:11 | 45.6 |  | 582.0472 | 0 | 582.104 | 49.5914 | 49.5934 | 0.0067635 | 0.30343 | 582.4074 |  | 27.0694 | 0 | 27.0694 | 49.5 | 1.2298 | 33.2895 | 1 | 0 | 33.2895 |  | 33.2895 | 0
49.5947 | 0 | 582.104 | 582.104 | 1 |  | 15:11 | 45.62 |  | 582.0488 | 0 | 582.104 | 49.5917 | 49.5936 | 0.0060871 | 0.27308 | 582.3771 |  | 27.0391 | 0 | 27.0391 | 49.5 | 1.2302 | 33.2626 | 1 | 0 | 33.2626 |  | 33.2626 | 0
49.5947 | 0 | 582.104 | 582.104 | 1 |  | 15:11 | 45.64 |  | 582.0504 | 0 | 582.104 | 49.592 | 49.5937 | 0.0054784 | 0.24577 | 582.3498 |  | 27.0118 | 0 | 27.0118 | 49.5 | 1.2305 | 33.2384 | 1 | 0 | 33.2384 |  | 33.2384 | 0
49.5947 | 0 | 582.104 | 582.104 | 1 |  | 15:11 | 45.66 |  | 582.0521 | 0 | 582.104 | 49.5923 | 49.5938 | 0.0049306 | 0.2212 | 582.3252 |  | 26.9872 | 0 | 26.9872 | 49.5 | 1.2308 | 33.2166 | 1 | 0 | 33.2166 |  | 33.2166 | 0
49.5947 | 0 | 582.104 | 582.104 | 1 |  | 15:11 | 45.68 |  | 582.0537 | 0 | 582.104 | 49.5925 | 49.5939 | 0.0044375 | 0.19908 | 582.3031 |  | 26.9651 | 0 | 26.9651 | 49.5 | 1.2311 | 33.197 | 1 | 0 | 33.197 |  | 33.197 | 0
49.5947 | 0 | 582.104 | 582.104 | 1 |  | 15:11 | 45.7 |  | 582.0553 | 0 | 582.104 | 49.5928 | 49.5939 | 0.0039938 | 0.17917 | 582.2832 |  | 26.9452 | 0 | 26.9452 | 49.5 | 1.2314 | 33.1793 | 1 | 0 | 33.1793 |  | 33.1793 | 0
49.5947 | 0 | 582.104 | 582.104 | 1 |  | 15:11 | 45.72 |  | 582.057 | 0 | 582.104 | 49.5929 | 49.594 | 0.0035944 | 0.16125 | 582.2653 |  | 26.9272 | 0 | 26.9272 | 49.5 | 1.2316 | 33.1634 | 1 | 0 | 33.1634 |  | 33.1634 | 0
49.5947 | 0 | 582.104 | 582.104 | 1 |  | 15:11 | 45.74 |  | 582.0586 | 0 | 582.104 | 49.5931 | 49.5941 | 0.003235 | 0.14513 | 582.2491 |  | 26.9111 | 0 | 26.9111 | 49.5 | 1.2318 | 33.1491 | 1 | 0 | 33.1491 |  | 33.1491 | 0
49.5947 | 0 | 582.104 | 582.104 | 1 |  | 15:11 | 45.76 |  | 582.0602 | 0 | 582.104 | 49.5933 | 49.5942 | 0.0029115 | 0.13061 | 582.2346 |  | 26.8966 | 0 | 26.8966 | 49.5 | 1.232 | 33.1362 | 1 | 0 | 33.1362 |  | 33.1362 | 0
49.5947 | 0 | 582.104 | 582.104 | 1 |  | 15:11 | 45.78 |  | 582.0618 | 0 | 582.104 | 49.5934 | 49.5942 | 0.0026203 | 0.11755 | 582.2216 |  | 26.8835 | 0 | 26.8835 | 49.5 | 1.2322 | 33.1246 | 1 | 0 | 33.1246 |  | 33.1246 | 0
49.5947 | 0 | 582.104 | 582.104 | 1 |  | 15:11 | 45.8 |  | 582.0635 | 0 | 582.104 | 49.5936 | 49.5943 | 0.0057583 | 0.25833 | 582.3623 |  | 27.0243 | 0 | 27.0243 | 49.5 | 1.2323 | 33.3021 | 1 | 0 | 33.3021 |  | 33.3021 | 0
49.5947 | 0 | 582.104 | 582.104 | 1 |  | 15:11 | 45.82 |  | 582.0651 | 0 | 582.104 | 49.5937 | 49.5943 | 0.010282 | 0.46129 | 582.5653 |  | 27.2273 | 0 | 27.2273 | 49.5 | 1.2324 | 33.5559 | 1 | 0 | 33.5559 |  | 33.5559 | 0
49.5947 | 0 | 582.104 | 582.104 | 1 |  | 15:11 | 45.84 |  | 582.0667 | 0 | 582.104 | 49.5938 | 49.5947 | 0.014354 | 0.64396 | 582.748 |  | 27.41 | 0 | 27.41 | 49.5 | 1.2336 | 33.8127 | 1 | 0 | 33.8127 |  | 33.8127 | 0
49.5947 | 0 | 582.104 | 582.104 | 1 |  | 15:11 | 45.86 |  | 582.0684 | 0 | 582.104 | 49.5939 | 49.595 | 0.016319 | 0.7321 | 582.8361 |  | 27.4981 | 0 | 27.4981 | 49.5 | 1.2346 | 33.9501 | 1 | 0 | 33.9501 |  | 33.9501 | 0
49.5947 | 0 | 582.104 | 582.104 | 1 |  | 15:11 | 45.88 |  | 582.07 | 0 | 582.104 | 49.5939 | 49.5953 | 0.014687 | 0.65889 | 582.7629 |  | 27.4249 | 0 | 27.4249 | 49.5 | 1.2356 | 33.8855 | 1 | 0 | 33.8855 |  | 33.8855 | 0
49.5947 | 0 | 582.104 | 582.104 | 1 |  | 15:11 | 45.9 |  | 582.0716 | 0 | 582.104 | 49.594 | 49.5956 | 0.013218 | 0.593 | 582.697 |  | 27.359 | 0 | 27.359 | 49.5 | 1.2364 | 33.8272 | 1 | 0 | 33.8272 |  | 33.8272 | 0
49.5947 | 0 | 582.104 | 582.104 | 1 |  | 15:11 | 45.92 |  | 582.0733 | 0 | 582.104 | 49.5941 | 49.5959 | 0.011896 | 0.5337 | 582.6377 |  | 27.2997 | 0 | 27.2997 | 49.5 | 1.2372 | 33.7747 | 1 | 0 | 33.7747 |  | 33.7747 | 0
49.5947 | 0 | 582.104 | 582.104 | 1 |  | 15:11 | 45.94 |  | 582.0749 | 0 | 582.104 | 49.5942 | 49.5961 | 0.010707 | 0.48033 | 582.5843 |  | 27.2463 | 0 | 27.2463 | 49.5 | 1.2379 | 33.7274 | 1 | 0 | 33.7274 |  | 33.7274 | 0
49.5947 | 0 | 581.7784 | 581.7784 | 1 |  | 15:11 | 45.96 |  | 582.0765 | 0 | 581.7784 | 49.5942 | 49.5963 | 0.0096361 | 0.4323 | 582.2107 |  | 26.8727 | 0 | 26.8727 | 49.5 | 1.2385 | 33.2815 | 1 | 0 | 33.2815 |  | 33.2815 | 0
49.5947 | 0 | 581.7784 | 581.7784 | 1 |  | 15:11 | 45.98 |  | 582.0781 | 0 | 581.7784 | 49.5943 | 49.5965 | 0.0086725 | 0.38907 | 582.1675 |  | 26.8295 | 0 | 26.8295 | 49.5 | 1.239 | 33.243 | 1 | 0 | 33.243 |  | 33.243 | 0
49.5947 | 0 | 582.104 | 582.104 | 1 |  | 15:11 | 46 |  | 582.0798 | 0 | 582.104 | 49.5943 | 49.5966 | 0.0078052 | 0.35016 | 582.4542 |  | 27.1162 | 0 | 27.1162 | 49.5 | 1.2395 | 33.6118 | 1 | 0 | 33.6118 |  | 33.6118 | 0
49.5981 | 0 | 582.104 | 582.104 | 1 |  | 15:11 | 46.02 |  | 582.0814 | 0 | 582.104 | 49.5947 | 49.5968 | 0.0070247 | 0.31517 | 582.4192 |  | 27.0812 | 0 | 27.0812 | 49.5 | 1.24 | 33.5807 | 1 | 0 | 33.5807 |  | 33.5807 | 0
49.5981 | 0 | 582.104 | 582.104 | 1 |  | 15:11 | 46.04 |  | 582.083 | 0 | 582.104 | 49.595 | 49.5969 | 0.0063222 | 0.28365 | 582.3876 |  | 27.0496 | 0 | 27.0496 | 49.5 | 1.2404 | 33.5526 | 1 | 0 | 33.5526 |  | 33.5526 | 0
49.5981 | 0 | 581.7784 | 581.7784 | 1 |  | 15:11 | 46.06 |  | 582.0847 | 0 | 581.7784 | 49.5953 | 49.597 | 0.00569 | 0.25528 | 582.0337 |  | 26.6957 | 0 | 26.6957 | 49.5 | 1.2408 | 33.1234 | 1 | 0 | 33.1234 |  | 33.1234 | 0
49.5981 | 0 | 581.7784 | 581.7784 | 1 |  | 15:11 | 46.08 |  | 582.0863 | 0 | 581.7784 | 49.5956 | 49.5971 | 0.005121 | 0.22976 | 582.0082 |  | 26.6702 | 0 | 26.6702 | 49.5 | 1.2411 | 33.1005 | 1 | 0 | 33.1005 |  | 33.1005 | 0
49.5981 | 0 | 581.7784 | 581.7784 | 1 |  | 15:11 | 46.1 |  | 582.0879 | 0 | 581.7784 | 49.5959 | 49.5972 | 0.0046089 | 0.20678 | 581.9852 |  | 26.6472 | 0 | 26.6472 | 49.5 | 1.2414 | 33.0799 | 1 | 0 | 33.0799 |  | 33.0799 | 0
49.5981 | 0 | 581.7784 | 581.7784 | 1 |  | 15:11 | 46.12 |  | 582.0896 | 0 | 581.7784 | 49.5961 | 49.5973 | 0.007648 | 0.34313 | 582.1215 |  | 26.7835 | 0 | 26.7835 | 49.5 | 1.2417 | 33.2564 | 1 | 0 | 33.2564 |  | 33.2564 | 0
49.5981 | 0 | 581.4529 | 581.4529 | 1 |  | 15:11 | 46.14 |  | 582.0912 | 0 | 581.4529 | 49.5963 | 49.5974 | 0.012133 | 0.54436 | 581.9973 |  | 26.6593 | 0 | 26.6593 | 49.5 | 1.2419 | 33.1085 | 1 | 0 | 33.1085 |  | 33.1085 | 0
49.5981 | 0 | 581.7784 | 581.7784 | 1 |  | 15:11 | 46.16 |  | 582.0928 | 0 | 581.7784 | 49.5965 | 49.5978 | 0.01617 | 0.72547 | 582.5039 |  | 27.1659 | 0 | 27.1659 | 49.5 | 1.2432 | 33.7729 | 1 | 0 | 33.7729 |  | 33.7729 | 0
49.5981 | 0 | 582.104 | 582.104 | 1 |  | 15:11 | 46.18 |  | 582.0944 | 0 | 582.104 | 49.5966 | 49.5982 | 0.018053 | 0.80995 | 582.9139 |  | 27.5759 | 0 | 27.5759 | 49.5 | 1.2444 | 34.315 | 1 | 0 | 34.315 |  | 34.315 | 0
49.5981 | 0 | 581.1273 | 581.1273 | 1 |  | 15:11 | 46.2 |  | 582.0961 | 0 | 581.1273 | 49.5968 | 49.5985 | 0.016248 | 0.72895 | 581.8563 |  | 26.5182 | 0 | 26.5182 | 49.5 | 1.2454 | 33.0269 | 1 | 0 | 33.0269 |  | 33.0269 | 0
49.5981 | 0 | 581.4529 | 581.4529 | 1 |  | 15:11 | 46.22 |  | 582.0977 | 0 | 581.4529 | 49.5969 | 49.5988 | 0.014623 | 0.65606 | 582.109 |  | 26.771 | 0 | 26.771 | 49.5 | 1.2464 | 33.3671 | 1 | 0 | 33.3671 |  | 33.3671 | 0
49.5981 | 0 | 581.4529 | 581.4529 | 1 |  | 15:11 | 46.24 |  | 582.0993 | 0 | 581.4529 | 49.597 | 49.5991 | 0.013161 | 0.59045 | 582.0434 |  | 26.7053 | 0 | 26.7053 | 49.5 | 1.2472 | 33.3082 | 1 | 0 | 33.3082 |  | 33.3082 | 0
49.5981 | 0 | 581.1273 | 581.1273 | 1 |  | 15:11 | 46.26 |  | 582.101 | 0 | 581.1273 | 49.5971 | 49.5994 | 0.011845 | 0.53141 | 581.6587 |  | 26.3207 | 0 | 26.3207 | 49.5 | 1.248 | 32.8488 | 1 | 0 | 32.8488 |  | 32.8488 | 0
49.5981 | 0 | 581.1273 | 581.1273 | 1 |  | 15:11 | 46.28 |  | 582.1026 | 0 | 581.1273 | 49.5972 | 49.5996 | 0.01066 | 0.47827 | 581.6056 |  | 26.2676 | 0 | 26.2676 | 49.5 | 1.2487 | 32.8008 | 1 | 0 | 32.8008 |  | 32.8008 | 0
49.5981 | 0 | 581.1273 | 581.1273 | 1 |  | 15:11 | 46.3 |  | 582.1042 | 0 | 581.1273 | 49.5973 | 49.5998 | 0.0095941 | 0.43044 | 581.5577 |  | 26.2197 | 0 | 26.2197 | 49.5 | 1.2493 | 32.7575 | 1 | 0 | 32.7575 |  | 32.7575 | 0
49.5981 | 0 | 581.1273 | 581.1273 | 1 |  | 15:11 | 46.32 |  | 582.1059 | 0 | 581.1273 | 49.5974 | 49.6 | 0.0086346 | 0.3874 | 581.5147 |  | 26.1767 | 0 | 26.1767 | 49.5 | 1.2499 | 32.7185 | 1 | 0 | 32.7185 |  | 32.7185 | 0
49.6016 | 0 | 580.8018 | 580.8018 | 1 |  | 15:11 | 46.34 |  | 582.1075 | 0 | 580.8018 | 49.5978 | 49.6001 | 0.011171 | 0.50123 | 581.303 |  | 25.965 | 0 | 25.965 | 49.5 | 1.2504 | 32.4672 | 1 | 0 | 32.4672 |  | 32.4672 | 0
49.6016 | 0 | 580.4762 | 580.4762 | 1 |  | 15:11 | 46.36 |  | 582.1091 | 0 | 580.4762 | 49.5982 | 49.6003 | 0.015154 | 0.67994 | 581.1561 |  | 25.8181 | 0 | 25.8181 | 49.5 | 1.2509 | 32.2953 | 1 | 0 | 32.2953 |  | 32.2953 | 0
49.6016 | 0 | 580.8018 | 580.8018 | 1 |  | 15:11 | 46.38 |  | 582.1107 | 0 | 580.8018 | 49.5985 | 49.6008 | 0.018739 | 0.84077 | 581.6426 |  | 26.3046 | 0 | 26.3046 | 49.5 | 1.2524 | 32.9427 | 1 | 0 | 32.9427 |  | 32.9427 | 0
49.6016 | 0 | 580.8018 | 580.8018 | 1 |  | 15:11 | 46.4 |  | 582.1124 | 0 | 580.8018 | 49.5988 | 49.6012 | 0.020265 | 0.90925 | 581.711 |  | 26.373 | 0 | 26.373 | 49.5 | 1.2537 | 33.0636 | 1 | 0 | 33.0636 |  | 33.0636 | 0
49.6016 | 0 | 580.4762 | 580.4762 | 1 |  | 15:11 | 46.42 |  | 582.114 | 0 | 580.4762 | 49.5991 | 49.6016 | 0.018238 | 0.81832 | 581.2945 |  | 25.9565 | 0 | 25.9565 | 49.5 | 1.2549 | 32.5727 | 1 | 0 | 32.5727 |  | 32.5727 | 0
49.6016 | 0 | 580.1506 | 580.1506 | 1 |  | 15:11 | 46.44 |  | 582.1156 | 0 | 580.1506 | 49.5994 | 49.6019 | 0.016414 | 0.73649 | 580.8871 |  | 25.5491 | 0 | 25.5491 | 49.5 | 1.256 | 32.0891 | 1 | 0 | 32.0891 |  | 32.0891 | 0
49.6016 | 0 | 580.4762 | 580.4762 | 1 |  | 15:11 | 46.46 |  | 582.1173 | 0 | 580.4762 | 49.5996 | 49.6022 | 0.014773 | 0.66284 | 581.139 |  | 25.801 | 0 | 25.801 | 49.5 | 1.257 | 32.4307 | 1 | 0 | 32.4307 |  | 32.4307 | 0
49.6016 | 0 | 580.4762 | 580.4762 | 1 |  | 15:11 | 46.48 |  | 582.1189 | 0 | 580.4762 | 49.5998 | 49.6025 | 0.013296 | 0.59656 | 581.0728 |  | 25.7348 | 0 | 25.7348 | 49.5 | 1.2578 | 32.3701 | 1 | 0 | 32.3701 |  | 32.3701 | 0
49.6016 | 0 | 580.1506 | 580.1506 | 1 |  | 15:11 | 46.5 |  | 582.1205 | 0 | 580.1506 | 49.6 | 49.6027 | 0.011966 | 0.5369 | 580.6875 |  | 25.3495 | 0 | 25.3495 | 49.5 | 1.2586 | 31.9056 | 1 | 0 | 31.9056 |  | 31.9056 | 0
49.6016 | 0 | 580.1506 | 580.1506 | 1 |  | 15:11 | 46.52 |  | 582.1222 | 0 | 580.1506 | 49.6001 | 49.603 | 0.01077 | 0.48321 | 580.6338 |  | 25.2958 | 0 | 25.2958 | 49.5 | 1.2593 | 31.8562 | 1 | 0 | 31.8562 |  | 31.8562 | 0
49.6016 | 0 | 580.4762 | 580.4762 | 1 |  | 15:11 | 46.54 |  | 582.1238 | 0 | 580.4762 | 49.6003 | 49.6032 | 0.0096926 | 0.43489 | 580.9111 |  | 25.5731 | 0 | 25.5731 | 49.5 | 1.26 | 32.2218 | 1 | 0 | 32.2218 |  | 32.2218 | 0
49.605 | 0 | 580.4762 | 580.4762 | 1 |  | 15:11 | 46.56 |  | 582.1254 | 0 | 580.4762 | 49.6008 | 49.6034 | 0.0087233 | 0.39143 | 580.8676 |  | 25.5296 | 0 | 25.5296 | 49.5 | 1.2606 | 32.1819 | 1 | 0 | 32.1819 |  | 32.1819 | 0
49.605 | 0 | 580.4762 | 580.4762 | 1 |  | 15:11 | 46.58 |  | 582.127 | 0 | 580.4762 | 49.6012 | 49.6035 | 0.007851 | 0.35229 | 580.8285 |  | 25.4905 | 0 | 25.4905 | 49.5 | 1.2611 | 32.1459 | 1 | 0 | 32.1459 |  | 32.1459 | 0
49.605 | 0 | 581.1273 | 581.1273 | 1 |  | 15:11 | 46.6 |  | 582.1287 | 0 | 581.1273 | 49.6016 | 49.6037 | 0.0070659 | 0.31706 | 581.4444 |  | 26.1064 | 0 | 26.1064 | 49.5 | 1.2616 | 32.9349 | 1 | 0 | 32.9349 |  | 32.9349 | 0
49.605 | 0 | 581.1273 | 581.1273 | 1 |  | 15:11 | 46.62 |  | 582.1303 | 0 | 581.1273 | 49.6019 | 49.6038 | 0.0063593 | 0.28535 | 581.4127 |  | 26.0746 | 0 | 26.0746 | 49.5 | 1.262 | 32.906 | 1 | 0 | 32.906 |  | 32.906 | 0
49.605 | 0 | 580.8018 | 580.8018 | 1 |  | 15:11 | 46.64 |  | 582.1319 | 0 | 580.8018 | 49.6022 | 49.6039 | 0.0057234 | 0.25682 | 581.0586 |  | 25.7206 | 0 | 25.7206 | 49.5 | 1.2624 | 32.469 | 1 | 0 | 32.469 |  | 32.469 | 0
49.605 | 0 | 580.8018 | 580.8018 | 1 |  | 15:11 | 46.66 |  | 582.1336 | 0 | 580.8018 | 49.6025 | 49.604 | 0.005151 | 0.23113 | 581.0329 |  | 25.6949 | 0 | 25.6949 | 49.5 | 1.2627 | 32.4454 | 1 | 0 | 32.4454 |  | 32.4454 | 0
49.605 | 0 | 581.1273 | 581.1273 | 1 |  | 15:11 | 46.68 |  | 582.1352 | 0 | 581.1273 | 49.6027 | 49.6041 | 0.0046359 | 0.20802 | 581.3353 |  | 25.9973 | 0 | 25.9973 | 49.5 | 1.263 | 32.8353 | 1 | 0 | 32.8353 |  | 32.8353 | 0
49.605 | 0 | 581.1273 | 581.1273 | 1 |  | 15:11 | 46.7 |  | 582.1368 | 0 | 581.1273 | 49.603 | 49.6042 | 0.0076723 | 0.34427 | 581.4716 |  | 26.1336 | 0 | 26.1336 | 49.5 | 1.2633 | 33.0147 | 1 | 0 | 33.0147 |  | 33.0147 | 0
49.605 | 0 | 580.8018 | 580.8018 | 1 |  | 15:11 | 46.72 |  | 582.1385 | 0 | 580.8018 | 49.6032 | 49.6043 | 0.012155 | 0.54542 | 581.3472 |  | 26.0092 | 0 | 26.0092 | 49.5 | 1.2636 | 32.8641 | 1 | 0 | 32.8641 |  | 32.8641 | 0
49.605 | 0 | 580.8018 | 580.8018 | 1 |  | 15:11 | 46.74 |  | 582.1401 | 0 | 580.8018 | 49.6034 | 49.6047 | 0.01619 | 0.72645 | 581.5283 |  | 26.1902 | 0 | 26.1902 | 49.5 | 1.2649 | 33.1281 | 1 | 0 | 33.1281 |  | 33.1281 | 0
49.605 | 0 | 581.1273 | 581.1273 | 1 |  | 15:11 | 46.76 |  | 582.1417 | 0 | 581.1273 | 49.6035 | 49.6051 | 0.018071 | 0.81086 | 581.9382 |  | 26.6002 | 0 | 26.6002 | 49.5 | 1.2661 | 33.6789 | 1 | 0 | 33.6789 |  | 33.6789 | 0
49.605 | 0 | 581.4529 | 581.4529 | 1 |  | 15:11 | 46.78 |  | 582.1433 | 0 | 581.4529 | 49.6037 | 49.6054 | 0.016264 | 0.72977 | 582.1827 |  | 26.8447 | 0 | 26.8447 | 49.5 | 1.2672 | 34.0178 | 1 | 0 | 34.0178 |  | 34.0178 | 0
49.605 | 0 | 581.1273 | 581.1273 | 1 |  | 15:11 | 46.8 |  | 582.145 | 0 | 581.1273 | 49.6038 | 49.6057 | 0.014637 | 0.65679 | 581.7841 |  | 26.4461 | 0 | 26.4461 | 49.5 | 1.2682 | 33.5388 | 1 | 0 | 33.5388 |  | 33.5388 | 0
49.605 | 0 | 581.1273 | 581.1273 | 1 |  | 15:11 | 46.82 |  | 582.1466 | 0 | 581.1273 | 49.6039 | 49.606 | 0.013173 | 0.59111 | 581.7184 |  | 26.3804 | 0 | 26.3804 | 49.5 | 1.2691 | 33.479 | 1 | 0 | 33.479 |  | 33.479 | 0
49.605 | 0 | 581.1273 | 581.1273 | 1 |  | 15:11 | 46.84 |  | 582.1482 | 0 | 581.1273 | 49.604 | 49.6063 | 0.011856 | 0.532 | 581.6593 |  | 26.3213 | 0 | 26.3213 | 49.5 | 1.2699 | 33.425 | 1 | 0 | 33.425 |  | 33.425 | 0
49.605 | 0 | 580.8018 | 580.8018 | 1 |  | 15:11 | 46.86 |  | 582.1499 | 0 | 580.8018 | 49.6041 | 49.6065 | 0.010671 | 0.4788 | 581.2806 |  | 25.9426 | 0 | 25.9426 | 49.5 | 1.2706 | 32.9628 | 1 | 0 | 32.9628 |  | 32.9628 | 0
49.605 | 0 | 580.8018 | 580.8018 | 1 |  | 15:11 | 46.88 |  | 582.1515 | 0 | 580.8018 | 49.6042 | 49.6067 | 0.0096035 | 0.43092 | 581.2327 |  | 25.8947 | 0 | 25.8947 | 49.5 | 1.2713 | 32.9188 | 1 | 0 | 32.9188 |  | 32.9188 | 0
49.605 | 0 | 581.1273 | 581.1273 | 1 |  | 15:11 | 46.9 |  | 582.1531 | 0 | 581.1273 | 49.6043 | 49.6069 | 0.0086431 | 0.38783 | 581.5151 |  | 26.1771 | 0 | 26.1771 | 49.5 | 1.2718 | 33.2932 | 1 | 0 | 33.2932 |  | 33.2932 | 0
49.6085 | 0 | 581.1273 | 581.1273 | 1 |  | 15:11 | 46.92 |  | 582.1548 | 0 | 581.1273 | 49.6047 | 49.607 | 0.0077788 | 0.34907 | 581.4764 |  | 26.1384 | 0 | 26.1384 | 49.5 | 1.2724 | 33.2577 | 1 | 0 | 33.2577 |  | 33.2577 | 0
49.6085 | 0 | 581.1273 | 581.1273 | 1 |  | 15:11 | 46.94 |  | 582.1564 | 0 | 581.1273 | 49.6051 | 49.6072 | 0.0070009 | 0.31416 | 581.4415 |  | 26.1035 | 0 | 26.1035 | 49.5 | 1.2728 | 33.2257 | 1 | 0 | 33.2257 |  | 33.2257 | 0
49.6085 | 0 | 581.1273 | 581.1273 | 1 |  | 15:11 | 46.96 |  | 582.158 | 0 | 581.1273 | 49.6054 | 49.6073 | 0.0063008 | 0.28275 | 581.41 |  | 26.072 | 0 | 26.072 | 49.5 | 1.2733 | 33.1968 | 1 | 0 | 33.1968 |  | 33.1968 | 0
49.6085 | 0 | 581.1273 | 581.1273 | 1 |  | 15:11 | 46.98 |  | 582.1596 | 0 | 581.1273 | 49.6057 | 49.6074 | 0.0056708 | 0.25447 | 581.3818 |  | 26.0438 | 0 | 26.0438 | 49.5 | 1.2737 | 33.1709 | 1 | 0 | 33.1709 |  | 33.1709 | 0
49.6085 | 0 | 581.1273 | 581.1273 | 1 |  | 15:11 | 47 |  | 582.1613 | 0 | 581.1273 | 49.606 | 49.6075 | 0.0051037 | 0.22903 | 581.3563 |  | 26.0183 | 0 | 26.0183 | 49.5 | 1.274 | 33.1475 | 1 | 0 | 33.1475 |  | 33.1475 | 0
49.6085 | 0 | 580.8018 | 580.8018 | 1 |  | 15:11 | 47.02 |  | 582.1629 | 0 | 580.8018 | 49.6063 | 49.6076 | 0.0045933 | 0.20612 | 581.0079 |  | 25.6699 | 0 | 25.6699 | 49.5 | 1.2743 | 32.7117 | 1 | 0 | 32.7117 |  | 32.7117 | 0
49.6085 | 0 | 581.1273 | 581.1273 | 1 |  | 15:11 | 47.04 |  | 582.1645 | 0 | 581.1273 | 49.6065 | 49.6077 | 0.004134 | 0.18551 | 581.3128 |  | 25.9748 | 0 | 25.9748 | 49.5 | 1.2746 | 33.1075 | 1 | 0 | 33.1075 |  | 33.1075 | 0
49.6085 | 0 | 581.1273 | 581.1273 | 1 |  | 15:11 | 47.06 |  | 582.1662 | 0 | 581.1273 | 49.6067 | 49.6078 | 0.0037206 | 0.16696 | 581.2943 |  | 25.9563 | 0 | 25.9563 | 49.5 | 1.2749 | 33.0904 | 1 | 0 | 33.0904 |  | 33.0904 | 0
49.6085 | 0 | 580.8018 | 580.8018 | 1 |  | 15:11 | 47.08 |  | 582.1678 | 0 | 580.8018 | 49.6069 | 49.6079 | 0.0033485 | 0.15026 | 580.9521 |  | 25.6141 | 0 | 25.6141 | 49.5 | 1.2751 | 32.66 | 1 | 0 | 32.66 |  | 32.66 | 0
49.6085 | 0 | 581.1273 | 581.1273 | 1 |  | 15:11 | 47.1 |  | 582.1694 | 0 | 581.1273 | 49.607 | 49.6079 | 0.0030137 | 0.13524 | 581.2625 |  | 25.9245 | 0 | 25.9245 | 49.5 | 1.2753 | 33.0612 | 1 | 0 | 33.0612 |  | 33.0612 | 0
49.6085 | 0 | 581.1273 | 581.1273 | 1 |  | 15:11 | 47.12 |  | 582.1711 | 0 | 581.1273 | 49.6072 | 49.608 | 0.0027123 | 0.12171 | 581.249 |  | 25.911 | 0 | 25.911 | 49.5 | 1.2755 | 33.0488 | 1 | 0 | 33.0488 |  | 33.0488 | 0
49.6085 | 0 | 581.1273 | 581.1273 | 1 |  | 15:11 | 47.14 |  | 582.1727 | 0 | 581.1273 | 49.6073 | 49.608 | 0.0024411 | 0.10954 | 581.2368 |  | 25.8988 | 0 | 25.8988 | 49.5 | 1.2756 | 33.0376 | 1 | 0 | 33.0376 |  | 33.0376 | 0
49.6085 | 0 | 581.1273 | 581.1273 | 1 |  | 15:11 | 47.16 |  | 582.1743 | 0 | 581.1273 | 49.6074 | 49.6081 | 0.002197 | 0.098588 | 581.2259 |  | 25.8879 | 0 | 25.8879 | 49.5 | 1.2758 | 33.0275 | 1 | 0 | 33.0275 |  | 33.0275 | 0
49.6085 | 0 | 581.1273 | 581.1273 | 1 |  | 15:11 | 47.18 |  | 582.1759 | 0 | 581.1273 | 49.6075 | 49.6081 | 0.0053773 | 0.2413 | 581.3686 |  | 26.0306 | 0 | 26.0306 | 49.5 | 1.2759 | 33.2131 | 1 | 0 | 33.2131 |  | 33.2131 | 0
49.6085 | 0 | 581.1273 | 581.1273 | 1 |  | 15:11 | 47.2 |  | 582.1776 | 0 | 581.1273 | 49.6076 | 49.6082 | 0.0099395 | 0.44603 | 581.5733 |  | 26.2353 | 0 | 26.2353 | 49.5 | 1.276 | 33.4775 | 1 | 0 | 33.4775 |  | 33.4775 | 0
49.6085 | 0 | 581.1273 | 581.1273 | 1 |  | 15:11 | 47.22 |  | 582.1792 | 0 | 581.1273 | 49.6077 | 49.6085 | 0.014046 | 0.63029 | 581.7576 |  | 26.4196 | 0 | 26.4196 | 49.5 | 1.2773 | 33.7448 | 1 | 0 | 33.7448 |  | 33.7448 | 0
49.6085 | 0 | 581.1273 | 581.1273 | 1 |  | 15:11 | 47.24 |  | 582.1808 | 0 | 581.1273 | 49.6078 | 49.6089 | 0.016041 | 0.71984 | 581.8471 |  | 26.5091 | 0 | 26.5091 | 49.5 | 1.2784 | 33.8882 | 1 | 0 | 33.8882 |  | 33.8882 | 0
49.6085 | 0 | 580.8018 | 580.8018 | 1 |  | 15:11 | 47.26 |  | 582.1825 | 0 | 580.8018 | 49.6079 | 49.6092 | 0.014437 | 0.64785 | 581.4497 |  | 26.1116 | 0 | 26.1116 | 49.5 | 1.2794 | 33.406 | 1 | 0 | 33.406 |  | 33.406 | 0
49.6085 | 0 | 581.1273 | 581.1273 | 1 |  | 15:11 | 47.28 |  | 582.1841 | 0 | 581.1273 | 49.6079 | 49.6094 | 0.012993 | 0.58307 | 581.7104 |  | 26.3724 | 0 | 26.3724 | 49.5 | 1.2802 | 33.763 | 1 | 0 | 33.763 |  | 33.763 | 0
49.6085 | 0 | 581.1273 | 581.1273 | 1 |  | 15:11 | 47.3 |  | 582.1857 | 0 | 581.1273 | 49.608 | 49.6097 | 0.011694 | 0.52476 | 581.6521 |  | 26.3141 | 0 | 26.3141 | 49.5 | 1.281 | 33.7095 | 1 | 0 | 33.7095 |  | 33.7095 | 0
49.6085 | 0 | 581.1273 | 581.1273 | 1 |  | 15:11 | 47.32 |  | 582.1874 | 0 | 581.1273 | 49.608 | 49.6099 | 0.010525 | 0.47228 | 581.5996 |  | 26.2616 | 0 | 26.2616 | 49.5 | 1.2818 | 33.6613 | 1 | 0 | 33.6613 |  | 33.6613 | 0
49.6085 | 0 | 581.1273 | 581.1273 | 1 |  | 15:11 | 47.34 |  | 582.189 | 0 | 581.1273 | 49.6081 | 49.6101 | 0.0094721 | 0.42506 | 581.5524 |  | 26.2144 | 0 | 26.2144 | 49.5 | 1.2824 | 33.6179 | 1 | 0 | 33.6179 |  | 33.6179 | 0
49.6085 | 0 | 581.1273 | 581.1273 | 1 |  | 15:11 | 47.36 |  | 582.1906 | 0 | 581.1273 | 49.6081 | 49.6103 | 0.0085249 | 0.38255 | 581.5099 |  | 26.1718 | 0 | 26.1718 | 49.5 | 1.283 | 33.5788 | 1 | 0 | 33.5788 |  | 33.5788 | 0
49.6085 | 0 | 581.1273 | 581.1273 | 1 |  | 15:11 | 47.38 |  | 582.1922 | 0 | 581.1273 | 49.6082 | 49.6105 | 0.0076724 | 0.3443 | 581.4716 |  | 26.1336 | 0 | 26.1336 | 49.5 | 1.2835 | 33.5435 | 1 | 0 | 33.5435 |  | 33.5435 | 0
49.6119 | 0 | 581.1273 | 581.1273 | 1 |  | 15:11 | 47.4 |  | 582.1939 | 0 | 581.1273 | 49.6085 | 49.6106 | 0.0069051 | 0.30989 | 581.4372 |  | 26.0992 | 0 | 26.0992 | 49.5 | 1.284 | 33.5118 | 1 | 0 | 33.5118 |  | 33.5118 | 0
49.6119 | 0 | 581.1273 | 581.1273 | 1 |  | 15:11 | 47.42 |  | 582.1955 | 0 | 581.1273 | 49.6089 | 49.6107 | 0.0062146 | 0.2789 | 581.4062 |  | 26.0682 | 0 | 26.0682 | 49.5 | 1.2844 | 33.4832 | 1 | 0 | 33.4832 |  | 33.4832 | 0
49.6119 | 0 | 581.1273 | 581.1273 | 1 |  | 15:11 | 47.44 |  | 582.1971 | 0 | 581.1273 | 49.6092 | 49.6108 | 0.0055932 | 0.25101 | 581.3783 |  | 26.0403 | 0 | 26.0403 | 49.5 | 1.2848 | 33.4575 | 1 | 0 | 33.4575 |  | 33.4575 | 0
49.6119 | 0 | 581.1273 | 581.1273 | 1 |  | 15:11 | 47.46 |  | 582.1988 | 0 | 581.1273 | 49.6094 | 49.611 | 0.0050338 | 0.22591 | 581.3532 |  | 26.0152 | 0 | 26.0152 | 49.5 | 1.2852 | 33.4343 | 1 | 0 | 33.4343 |  | 33.4343 | 0
49.6119 | 0 | 581.1273 | 581.1273 | 1 |  | 15:11 | 47.48 |  | 582.2004 | 0 | 581.1273 | 49.6097 | 49.611 | 0.0045305 | 0.20332 | 581.3306 |  | 25.9926 | 0 | 25.9926 | 49.5 | 1.2855 | 33.4134 | 1 | 0 | 33.4134 |  | 33.4134 | 0
49.6119 | 0 | 581.1273 | 581.1273 | 1 |  | 15:11 | 47.5 |  | 582.202 | 0 | 581.1273 | 49.6099 | 49.6111 | 0.0040774 | 0.18299 | 581.3103 |  | 25.9723 | 0 | 25.9723 | 49.5 | 1.2858 | 33.3946 | 1 | 0 | 33.3946 |  | 33.3946 | 0
49.6119 | 0 | 582.104 | 582.104 | 1 |  | 15:11 | 47.52 |  | 582.2037 | 0 | 582.104 | 49.6101 | 49.6112 | 0.0036697 | 0.16469 | 582.2687 |  | 26.9307 | 0 | 26.9307 | 49.5 | 1.286 | 34.6338 | 1 | 0 | 34.6338 |  | 34.6338 | 0
49.6119 | 0 | 581.7784 | 581.7784 | 1 |  | 15:11 | 47.54 |  | 582.2053 | 0 | 581.7784 | 49.6103 | 49.6113 | 0.0033027 | 0.14822 | 581.9266 |  | 26.5886 | 0 | 26.5886 | 49.5 | 1.2863 | 34.1999 | 1 | 0 | 34.1999 |  | 34.1999 | 0
49.6119 | 0 | 582.104 | 582.104 | 1 |  | 15:11 | 47.56 |  | 582.2069 | 0 | 582.104 | 49.6105 | 49.6113 | 0.0029724 | 0.1334 | 582.2374 |  | 26.8994 | 0 | 26.8994 | 49.5 | 1.2865 | 34.6052 | 1 | 0 | 34.6052 |  | 34.6052 | 0
49.6119 | 0 | 581.1273 | 581.1273 | 1 |  | 15:11 | 47.58 |  | 582.2085 | 0 | 581.1273 | 49.6106 | 49.6114 | 0.0026752 | 0.12006 | 581.2474 |  | 25.9094 | 0 | 25.9094 | 49.5 | 1.2867 | 33.3364 | 1 | 0 | 33.3364 |  | 33.3364 | 0
49.6119 | 0 | 581.7784 | 581.7784 | 1 |  | 15:11 | 47.6 |  | 582.2102 | 0 | 581.7784 | 49.6107 | 49.6114 | 0.0024077 | 0.10805 | 581.8865 |  | 26.5484 | 0 | 26.5484 | 49.5 | 1.2868 | 34.1631 | 1 | 0 | 34.1631 |  | 34.1631 | 0
49.6119 | 0 | 581.1273 | 581.1273 | 1 |  | 15:11 | 47.62 |  | 582.2118 | 0 | 581.1273 | 49.6108 | 49.6115 | 0.0021669 | 0.097246 | 581.2245 |  | 25.8865 | 0 | 25.8865 | 49.5 | 1.287 | 33.3153 | 1 | 0 | 33.3153 |  | 33.3153 | 0
49.6119 | 0 | 581.1273 | 581.1273 | 1 |  | 15:11 | 47.64 |  | 582.2134 | 0 | 581.1273 | 49.611 | 49.6115 | 0.0019502 | 0.087521 | 581.2148 |  | 25.8768 | 0 | 25.8768 | 49.5 | 1.2871 | 33.3063 | 1 | 0 | 33.3063 |  | 33.3063 | 0
49.6119 | 0 | 581.1273 | 581.1273 | 1 |  | 15:11 | 47.66 |  | 582.2151 | 0 | 581.1273 | 49.611 | 49.6116 | 0.0017552 | 0.078769 | 581.2061 |  | 25.8681 | 0 | 25.8681 | 49.5 | 1.2872 | 33.2981 | 1 | 0 | 33.2981 |  | 33.2981 | 0
49.6119 | 0 | 581.7784 | 581.7784 | 1 |  | 15:11 | 47.68 |  | 582.2167 | 0 | 581.7784 | 49.6111 | 49.6116 | 0.0015797 | 0.070892 | 581.8493 |  | 26.5113 | 0 | 26.5113 | 49.5 | 1.2873 | 34.129 | 1 | 0 | 34.129 |  | 34.129 | 0
49.6119 | 0 | 581.7784 | 581.7784 | 1 |  | 15:11 | 47.7 |  | 582.2183 | 0 | 581.7784 | 49.6112 | 49.6116 | 0.0014217 | 0.063803 | 581.8422 |  | 26.5042 | 0 | 26.5042 | 49.5 | 1.2874 | 34.1225 | 1 | 0 | 34.1225 |  | 34.1225 | 0
49.6119 | 0 | 581.1273 | 581.1273 | 1 |  | 15:11 | 47.72 |  | 582.22 | 0 | 581.1273 | 49.6113 | 49.6117 | 0.0012795 | 0.057423 | 581.1847 |  | 25.8467 | 0 | 25.8467 | 49.5 | 1.2875 | 33.2783 | 1 | 0 | 33.2783 |  | 33.2783 | 0
49.6119 | 0 | 581.1273 | 581.1273 | 1 |  | 15:11 | 47.74 |  | 582.2216 | 0 | 581.1273 | 49.6113 | 49.6117 | 0.0011516 | 0.05168 | 581.179 |  | 25.841 | 0 | 25.841 | 49.5 | 1.2876 | 33.273 | 1 | 0 | 33.273 |  | 33.273 | 0
49.6119 | 0 | 581.1273 | 581.1273 | 1 |  | 15:11 | 47.76 |  | 582.2232 | 0 | 581.1273 | 49.6114 | 49.6117 | 0.0045364 | 0.20358 | 581.3309 |  | 25.9929 | 0 | 25.9929 | 49.5 | 1.2877 | 33.4705 | 1 | 0 | 33.4705 |  | 33.4705 | 0
49.6119 | 0 | 581.1273 | 581.1273 | 1 |  | 15:11 | 47.78 |  | 582.2248 | 0 | 581.1273 | 49.6114 | 49.6117 | 0.0093328 | 0.41883 | 581.5461 |  | 26.2081 | 0 | 26.2081 | 49.5 | 1.2877 | 33.7494 | 1 | 0 | 33.7494 |  | 33.7494 | 0
49.6119 | 0 | 580.4762 | 580.4762 | 1 |  | 15:11 | 47.8 |  | 582.2265 | 0 | 580.4762 | 49.6115 | 49.6121 | 0.01365 | 0.61256 | 581.0888 |  | 25.7508 | 0 | 25.7508 | 49.5 | 1.289 | 33.1918 | 1 | 0 | 33.1918 |  | 33.1918 | 0
49.6119 | 0 | 580.1506 | 580.1506 | 1 |  | 15:11 | 47.82 |  | 582.2281 | 0 | 580.1506 | 49.6115 | 49.6124 | 0.015785 | 0.70838 | 580.859 |  | 25.521 | 0 | 25.521 | 49.5 | 1.2901 | 32.9237 | 1 | 0 | 32.9237 |  | 32.9237 | 0
49.6119 | 0 | 580.1506 | 580.1506 | 1 |  | 15:11 | 47.84 |  | 582.2297 | 0 | 580.1506 | 49.6116 | 49.6127 | 0.014206 | 0.63754 | 580.7881 |  | 25.4501 | 0 | 25.4501 | 49.5 | 1.2911 | 32.8576 | 1 | 0 | 32.8576 |  | 32.8576 | 0
49.6119 | 0 | 580.1506 | 580.1506 | 1 |  | 15:11 | 47.86 |  | 582.2314 | 0 | 580.1506 | 49.6116 | 49.613 | 0.012785 | 0.57378 | 580.7244 |  | 25.3864 | 0 | 25.3864 | 49.5 | 1.292 | 32.7979 | 1 | 0 | 32.7979 |  | 32.7979 | 0
49.6119 | 0 | 580.1506 | 580.1506 | 1 |  | 15:11 | 47.88 |  | 582.233 | 0 | 580.1506 | 49.6116 | 49.6132 | 0.011507 | 0.51641 | 580.667 |  | 25.329 | 0 | 25.329 | 49.5 | 1.2928 | 32.7442 | 1 | 0 | 32.7442 |  | 32.7442 | 0
49.6119 | 0 | 580.1506 | 580.1506 | 1 |  | 15:11 | 47.9 |  | 582.2346 | 0 | 580.1506 | 49.6117 | 49.6134 | 0.010356 | 0.46476 | 580.6154 |  | 25.2774 | 0 | 25.2774 | 49.5 | 1.2935 | 32.6958 | 1 | 0 | 32.6958 |  | 32.6958 | 0
49.6119 | 0 | 580.1506 | 580.1506 | 1 |  | 15:11 | 47.92 |  | 582.2363 | 0 | 580.1506 | 49.6117 | 49.6136 | 0.0093206 | 0.41829 | 580.5689 |  | 25.2309 | 0 | 25.2309 | 49.5 | 1.2941 | 32.6522 | 1 | 0 | 32.6522 |  | 32.6522 | 0
49.6119 | 0 | 580.1506 | 580.1506 | 1 |  | 15:11 | 47.94 |  | 582.2379 | 0 | 580.1506 | 49.6117 | 49.6138 | 0.0083886 | 0.37646 | 580.5271 |  | 25.1891 | 0 | 25.1891 | 49.5 | 1.2947 | 32.6129 | 1 | 0 | 32.6129 |  | 32.6129 | 0
49.6119 | 0 | 580.1506 | 580.1506 | 1 |  | 15:11 | 47.96 |  | 582.2395 | 0 | 580.1506 | 49.6117 | 49.614 | 0.0075497 | 0.33881 | 580.4894 |  | 25.1514 | 0 | 25.1514 | 49.5 | 1.2953 | 32.5775 | 1 | 0 | 32.5775 |  | 32.5775 | 0
49.6154 | 0 | 580.1506 | 580.1506 | 1 |  | 15:11 | 47.98 |  | 582.2411 | 0 | 580.1506 | 49.6121 | 49.6141 | 0.0067947 | 0.30495 | 580.4556 |  | 25.1176 | 0 | 25.1176 | 49.5 | 1.2957 | 32.5457 | 1 | 0 | 32.5457 |  | 32.5457 | 0
49.6154 | 0 | 580.1506 | 580.1506 | 1 |  | 15:11 | 48 |  | 582.2428 | 0 | 580.1506 | 49.6124 | 49.6142 | 0.0061153 | 0.27446 | 580.4251 |  | 25.0871 | 0 | 25.0871 | 49.5 | 1.2962 | 32.5169 | 1 | 0 | 32.5169 |  | 32.5169 | 0
49.6154 | 0 | 580.1506 | 580.1506 | 1 |  | 15:11 | 48.02 |  | 582.2444 | 0 | 580.1506 | 49.6127 | 49.6144 | 0.0055037 | 0.24701 | 580.3976 |  | 25.0596 | 0 | 25.0596 | 49.5 | 1.2966 | 32.4911 | 1 | 0 | 32.4911 |  | 32.4911 | 0
49.6154 | 0 | 580.1506 | 580.1506 | 1 |  | 15:11 | 48.04 |  | 582.246 | 0 | 580.1506 | 49.613 | 49.6145 | 0.0049534 | 0.22231 | 580.3729 |  | 25.0349 | 0 | 25.0349 | 49.5 | 1.2969 | 32.4678 | 1 | 0 | 32.4678 |  | 32.4678 | 0
49.6154 | 0 | 580.1506 | 580.1506 | 1 |  | 15:11 | 48.06 |  | 582.2477 | 0 | 580.1506 | 49.6132 | 49.6146 | 0.004458 | 0.20008 | 580.3507 |  | 25.0127 | 0 | 25.0127 | 49.5 | 1.2972 | 32.4468 | 1 | 0 | 32.4468 |  | 32.4468 | 0
49.6154 | 0 | 580.1506 | 580.1506 | 1 |  | 15:11 | 48.08 |  | 582.2493 | 0 | 580.1506 | 49.6134 | 49.6146 | 0.0040122 | 0.18007 | 580.3307 |  | 24.9927 | 0 | 24.9927 | 49.5 | 1.2975 | 32.428 | 1 | 0 | 32.428 |  | 32.428 | 0
49.6154 | 0 | 580.1506 | 580.1506 | 1 |  | 15:11 | 48.1 |  | 582.2509 | 0 | 580.1506 | 49.6136 | 49.6147 | 0.003611 | 0.16206 | 580.3127 |  | 24.9747 | 0 | 24.9747 | 49.5 | 1.2978 | 32.411 | 1 | 0 | 32.411 |  | 32.411 | 0
49.6154 | 0 | 580.1506 | 580.1506 | 1 |  | 15:11 | 48.12 |  | 582.2526 | 0 | 580.1506 | 49.6138 | 49.6148 | 0.0032499 | 0.14586 | 580.2965 |  | 24.9585 | 0 | 24.9585 | 49.5 | 1.298 | 32.3957 | 1 | 0 | 32.3957 |  | 32.3957 | 0
49.6154 | 0 | 580.1506 | 580.1506 | 1 |  | 15:11 | 48.14 |  | 582.2542 | 0 | 580.1506 | 49.614 | 49.6148 | 0.0029249 | 0.13127 | 580.2819 |  | 24.9439 | 0 | 24.9439 | 49.5 | 1.2982 | 32.3819 | 1 | 0 | 32.3819 |  | 32.3819 | 0
49.6154 | 0 | 580.1506 | 580.1506 | 1 |  | 15:11 | 48.16 |  | 582.2558 | 0 | 580.1506 | 49.6141 | 49.6149 | 0.0060324 | 0.27074 | 580.4213 |  | 25.0833 | 0 | 25.0833 | 49.5 | 1.2984 | 32.5676 | 1 | 0 | 32.5676 |  | 32.5676 | 0
49.6154 | 0 | 580.1506 | 580.1506 | 1 |  | 15:11 | 48.18 |  | 582.2574 | 0 | 580.1506 | 49.6142 | 49.615 | 0.010529 | 0.47256 | 580.6232 |  | 25.2852 | 0 | 25.2852 | 49.5 | 1.2985 | 32.8339 | 1 | 0 | 32.8339 |  | 32.8339 | 0
49.6154 | 0 | 580.1506 | 580.1506 | 1 |  | 15:11 | 48.2 |  | 582.2591 | 0 | 580.1506 | 49.6144 | 49.6153 | 0.014576 | 0.6542 | 580.8048 |  | 25.4668 | 0 | 25.4668 | 49.5 | 1.2998 | 33.1028 | 1 | 0 | 33.1028 |  | 33.1028 | 0
49.6154 | 0 | 580.1506 | 580.1506 | 1 |  | 15:11 | 48.22 |  | 582.2607 | 0 | 580.1506 | 49.6145 | 49.6157 | 0.016519 | 0.74137 | 580.892 |  | 25.554 | 0 | 25.554 | 49.5 | 1.301 | 33.246 | 1 | 0 | 33.246 |  | 33.246 | 0
49.6154 | 0 | 580.1506 | 580.1506 | 1 |  | 15:11 | 48.24 |  | 582.2623 | 0 | 580.1506 | 49.6146 | 49.616 | 0.014867 | 0.66723 | 580.8178 |  | 25.4798 | 0 | 25.4798 | 49.5 | 1.3021 | 33.1765 | 1 | 0 | 33.1765 |  | 33.1765 | 0
49.6154 | 0 | 580.1506 | 580.1506 | 1 |  | 15:11 | 48.26 |  | 582.264 | 0 | 580.1506 | 49.6146 | 49.6163 | 0.01338 | 0.60051 | 580.7511 |  | 25.4131 | 0 | 25.4131 | 49.5 | 1.303 | 33.1138 | 1 | 0 | 33.1138 |  | 33.1138 | 0
49.6154 | 0 | 580.1506 | 580.1506 | 1 |  | 15:11 | 48.28 |  | 582.2656 | 0 | 580.1506 | 49.6147 | 49.6165 | 0.012042 | 0.54046 | 580.6911 |  | 25.3531 | 0 | 25.3531 | 49.5 | 1.3039 | 33.0573 | 1 | 0 | 33.0573 |  | 33.0573 | 0
49.6154 | 0 | 580.1506 | 580.1506 | 1 |  | 15:11 | 48.3 |  | 582.2672 | 0 | 580.1506 | 49.6148 | 49.6168 | 0.010838 | 0.48641 | 580.637 |  | 25.299 | 0 | 25.299 | 49.5 | 1.3047 | 33.0064 | 1 | 0 | 33.0064 |  | 33.0064 | 0
49.6154 | 0 | 580.1506 | 580.1506 | 1 |  | 15:11 | 48.32 |  | 582.2689 | 0 | 580.1506 | 49.6148 | 49.617 | 0.0097541 | 0.43777 | 580.5884 |  | 25.2504 | 0 | 25.2504 | 49.5 | 1.3053 | 32.9605 | 1 | 0 | 32.9605 |  | 32.9605 | 0
49.6154 | 0 | 579.8251 | 579.8251 | 1 |  | 15:11 | 48.34 |  | 582.2705 | 0 | 579.8251 | 49.6149 | 49.6171 | 0.0087787 | 0.394 | 580.2191 |  | 24.8811 | 0 | 24.8811 | 49.5 | 1.306 | 32.4941 | 1 | 0 | 32.4941 |  | 32.4941 | 0
49.6154 | 0 | 579.8251 | 579.8251 | 1 |  | 15:11 | 48.36 |  | 582.2721 | 0 | 579.8251 | 49.615 | 49.6173 | 0.0079008 | 0.3546 | 580.1797 |  | 24.8417 | 0 | 24.8417 | 49.5 | 1.3065 | 32.4566 | 1 | 0 | 32.4566 |  | 32.4566 | 0
49.6188 | 0 | 579.4995 | 579.4995 | 1 |  | 15:11 | 48.38 |  | 582.2737 | 0 | 579.4995 | 49.6153 | 49.6175 | 0.0071107 | 0.31916 | 579.8187 |  | 24.4807 | 0 | 24.4807 | 49.5 | 1.307 | 31.9974 | 1 | 0 | 31.9974 |  | 31.9974 | 0
49.6188 | 0 | 579.4995 | 579.4995 | 1 |  | 15:11 | 48.4 |  | 582.2754 | 0 | 579.4995 | 49.6157 | 49.6176 | 0.0063997 | 0.28724 | 579.7867 |  | 24.4487 | 0 | 24.4487 | 49.5 | 1.3075 | 31.9669 | 1 | 0 | 31.9669 |  | 31.9669 | 0
49.6188 | 0 | 580.1506 | 580.1506 | 1 |  | 15:11 | 48.42 |  | 582.277 | 0 | 580.1506 | 49.616 | 49.6177 | 0.0057597 | 0.25852 | 580.4091 |  | 25.0711 | 0 | 25.0711 | 49.5 | 1.3079 | 32.791 | 1 | 0 | 32.791 |  | 32.791 | 0
49.6188 | 0 | 580.1506 | 580.1506 | 1 |  | 15:11 | 48.44 |  | 582.2786 | 0 | 580.1506 | 49.6163 | 49.6178 | 0.0051837 | 0.23267 | 580.3833 |  | 25.0453 | 0 | 25.0453 | 49.5 | 1.3083 | 32.7665 | 1 | 0 | 32.7665 |  | 32.7665 | 0
49.6188 | 0 | 580.1506 | 580.1506 | 1 |  | 15:11 | 48.46 |  | 582.2803 | 0 | 580.1506 | 49.6165 | 49.6179 | 0.0046653 | 0.2094 | 580.36 |  | 25.022 | 0 | 25.022 | 49.5 | 1.3086 | 32.7444 | 1 | 0 | 32.7444 |  | 32.7444 | 0
49.6188 | 0 | 579.8251 | 579.8251 | 1 |  | 15:11 | 48.48 |  | 582.2819 | 0 | 579.8251 | 49.6168 | 49.618 | 0.0041988 | 0.18846 | 580.0136 |  | 24.6756 | 0 | 24.6756 | 49.5 | 1.3089 | 32.2985 | 1 | 0 | 32.2985 |  | 32.2985 | 0
49.6188 | 0 | 580.1506 | 580.1506 | 1 |  | 15:11 | 48.5 |  | 582.2835 | 0 | 580.1506 | 49.617 | 49.6181 | 0.0037789 | 0.16961 | 580.3202 |  | 24.9822 | 0 | 24.9822 | 49.5 | 1.3092 | 32.7067 | 1 | 0 | 32.7067 |  | 32.7067 | 0
49.6188 | 0 | 579.8251 | 579.8251 | 1 |  | 15:11 | 48.52 |  | 582.2852 | 0 | 579.8251 | 49.6171 | 49.6182 | 0.003401 | 0.15265 | 579.9778 |  | 24.6397 | 0 | 24.6397 | 49.5 | 1.3094 | 32.2644 | 1 | 0 | 32.2644 |  | 32.2644 | 0
49.6188 | 0 | 579.4995 | 579.4995 | 1 |  | 15:11 | 48.54 |  | 582.2868 | 0 | 579.4995 | 49.6173 | 49.6182 | 0.0030609 | 0.13739 | 579.6369 |  | 24.2989 | 0 | 24.2989 | 49.5 | 1.3097 | 31.8234 | 1 | 0 | 31.8234 |  | 31.8234 | 0
49.6188 | 0 | 580.1506 | 580.1506 | 1 |  | 15:11 | 48.56 |  | 582.2884 | 0 | 580.1506 | 49.6175 | 49.6183 | 0.0027548 | 0.12365 | 580.2742 |  | 24.9362 | 0 | 24.9362 | 49.5 | 1.3099 | 32.663 | 1 | 0 | 32.663 |  | 32.663 | 0
49.6188 | 0 | 580.1506 | 580.1506 | 1 |  | 15:11 | 48.58 |  | 582.29 | 0 | 580.1506 | 49.6176 | 49.6183 | 0.0024794 | 0.11128 | 580.2619 |  | 24.9239 | 0 | 24.9239 | 49.5 | 1.31 | 32.6513 | 1 | 0 | 32.6513 |  | 32.6513 | 0
49.6188 | 0 | 580.1506 | 580.1506 | 1 |  | 15:11 | 48.6 |  | 582.2917 | 0 | 580.1506 | 49.6177 | 49.6184 | 0.0057314 | 0.25725 | 580.4078 |  | 25.0698 | 0 | 25.0698 | 49.5 | 1.3102 | 32.8465 | 1 | 0 | 32.8465 |  | 32.8465 | 0
49.6188 | 0 | 580.1506 | 580.1506 | 1 |  | 15:11 | 48.62 |  | 582.2933 | 0 | 580.1506 | 49.6178 | 49.6184 | 0.010408 | 0.46717 | 580.6178 |  | 25.2798 | 0 | 25.2798 | 49.5 | 1.3103 | 33.1252 | 1 | 0 | 33.1252 |  | 33.1252 | 0
49.6188 | 0 | 580.1506 | 580.1506 | 1 |  | 15:11 | 48.64 |  | 582.2949 | 0 | 580.1506 | 49.6179 | 49.6188 | 0.014617 | 0.65609 | 580.8067 |  | 25.4687 | 0 | 25.4687 | 49.5 | 1.3117 | 33.4067 | 1 | 0 | 33.4067 |  | 33.4067 | 0
49.6188 | 0 | 580.1506 | 580.1506 | 1 |  | 15:11 | 48.66 |  | 582.2966 | 0 | 580.1506 | 49.618 | 49.6192 | 0.016656 | 0.74757 | 580.8982 |  | 25.5602 | 0 | 25.5602 | 49.5 | 1.3129 | 33.5575 | 1 | 0 | 33.5575 |  | 33.5575 | 0
49.6188 | 0 | 580.1506 | 580.1506 | 1 |  | 15:11 | 48.68 |  | 582.2982 | 0 | 580.1506 | 49.6181 | 49.6195 | 0.01499 | 0.67282 | 580.8234 |  | 25.4854 | 0 | 25.4854 | 49.5 | 1.314 | 33.4869 | 1 | 0 | 33.4869 |  | 33.4869 | 0
49.6188 | 0 | 580.1506 | 580.1506 | 1 |  | 15:11 | 48.7 |  | 582.2998 | 0 | 580.1506 | 49.6182 | 49.6198 | 0.013491 | 0.60554 | 580.7561 |  | 25.4181 | 0 | 25.4181 | 49.5 | 1.3149 | 33.4234 | 1 | 0 | 33.4234 |  | 33.4234 | 0
49.6188 | 0 | 580.1506 | 580.1506 | 1 |  | 15:11 | 48.72 |  | 582.3015 | 0 | 580.1506 | 49.6182 | 49.62 | 0.012142 | 0.54498 | 580.6956 |  | 25.3576 | 0 | 25.3576 | 49.5 | 1.3158 | 33.3661 | 1 | 0 | 33.3661 |  | 33.3661 | 0
49.6188 | 0 | 580.1506 | 580.1506 | 1 |  | 15:11 | 48.74 |  | 582.3031 | 0 | 580.1506 | 49.6183 | 49.6202 | 0.010928 | 0.49048 | 580.6411 |  | 25.3031 | 0 | 25.3031 | 49.5 | 1.3166 | 33.3144 | 1 | 0 | 33.3144 |  | 33.3144 | 0
49.6188 | 0 | 580.1506 | 580.1506 | 1 |  | 15:11 | 48.76 |  | 582.3047 | 0 | 580.1506 | 49.6183 | 49.6204 | 0.009835 | 0.44144 | 580.592 |  | 25.254 | 0 | 25.254 | 49.5 | 1.3173 | 33.2679 | 1 | 0 | 33.2679 |  | 33.2679 | 0
49.6188 | 0 | 580.1506 | 580.1506 | 1 |  | 15:11 | 48.78 |  | 582.3063 | 0 | 580.1506 | 49.6184 | 49.6206 | 0.0088515 | 0.39729 | 580.5479 |  | 25.2099 | 0 | 25.2099 | 49.5 | 1.318 | 33.226 | 1 | 0 | 33.226 |  | 33.226 | 0
49.6188 | 0 | 580.1506 | 580.1506 | 1 |  | 15:11 | 48.8 |  | 582.308 | 0 | 580.1506 | 49.6184 | 49.6208 | 0.0079664 | 0.35756 | 580.5082 |  | 25.1702 | 0 | 25.1702 | 49.5 | 1.3186 | 33.1883 | 1 | 0 | 33.1883 |  | 33.1883 | 0
49.6223 | 0 | 579.8251 | 579.8251 | 1 |  | 15:11 | 48.82 |  | 582.3096 | 0 | 579.8251 | 49.6188 | 49.6209 | 0.0071697 | 0.32183 | 580.1469 |  | 24.8089 | 0 | 24.8089 | 49.5 | 1.3191 | 32.7249 | 1 | 0 | 32.7249 |  | 32.7249 | 0
49.6223 | 0 | 580.1506 | 580.1506 | 1 |  | 15:11 | 48.84 |  | 582.3112 | 0 | 580.1506 | 49.6192 | 49.6211 | 0.0064528 | 0.28965 | 580.4402 |  | 25.1022 | 0 | 25.1022 | 49.5 | 1.3195 | 33.1236 | 1 | 0 | 33.1236 |  | 33.1236 | 0
49.6223 | 0 | 579.8251 | 579.8251 | 1 |  | 15:11 | 48.86 |  | 582.3129 | 0 | 579.8251 | 49.6195 | 49.6212 | 0.0058075 | 0.26068 | 580.0858 |  | 24.7478 | 0 | 24.7478 | 49.5 | 1.32 | 32.6664 | 1 | 0 | 32.6664 |  | 32.6664 | 0
49.6223 | 0 | 579.1739 | 579.1739 | 1 |  | 15:11 | 48.88 |  | 582.3145 | 0 | 579.1739 | 49.6198 | 49.6213 | 0.0052267 | 0.23461 | 579.4085 |  | 24.0705 | 0 | 24.0705 | 49.5 | 1.3204 | 31.7816 | 1 | 0 | 31.7816 |  | 31.7816 | 0
49.6223 | 0 | 579.1739 | 579.1739 | 1 |  | 15:11 | 48.9 |  | 582.3161 | 0 | 579.1739 | 49.62 | 49.6214 | 0.0047041 | 0.21115 | 579.3851 |  | 24.047 | 0 | 24.047 | 49.5 | 1.3207 | 31.7589 | 1 | 0 | 31.7589 |  | 31.7589 | 0
49.6223 | 0 | 579.1739 | 579.1739 | 1 |  | 15:11 | 48.92 |  | 582.3178 | 0 | 579.1739 | 49.6202 | 49.6215 | 0.0042337 | 0.19004 | 579.3639 |  | 24.0259 | 0 | 24.0259 | 49.5 | 1.321 | 31.7385 | 1 | 0 | 31.7385 |  | 31.7385 | 0
49.6223 | 0 | 579.1739 | 579.1739 | 1 |  | 15:11 | 48.94 |  | 582.3194 | 0 | 579.1739 | 49.6204 | 49.6216 | 0.0038103 | 0.17103 | 579.3449 |  | 24.0069 | 0 | 24.0069 | 49.5 | 1.3213 | 31.7201 | 1 | 0 | 31.7201 |  | 31.7201 | 0
49.6223 | 0 | 579.1739 | 579.1739 | 1 |  | 15:11 | 48.96 |  | 582.321 | 0 | 579.1739 | 49.6206 | 49.6217 | 0.0034293 | 0.15393 | 579.3278 |  | 23.9898 | 0 | 23.9898 | 49.5 | 1.3215 | 31.7035 | 1 | 0 | 31.7035 |  | 31.7035 | 0
49.6223 | 0 | 579.4995 | 579.4995 | 1 |  | 15:11 | 48.98 |  | 582.3226 | 0 | 579.4995 | 49.6208 | 49.6217 | 0.0030863 | 0.13854 | 579.638 |  | 24.3 | 0 | 24.3 | 49.5 | 1.3218 | 32.1189 | 1 | 0 | 32.1189 |  | 32.1189 | 0
49.6223 | 0 | 579.4995 | 579.4995 | 1 |  | 15:11 | 49 |  | 582.3243 | 0 | 579.4995 | 49.6209 | 49.6218 | 0.0027777 | 0.12468 | 579.6242 |  | 24.2862 | 0 | 24.2862 | 49.5 | 1.322 | 32.1056 | 1 | 0 | 32.1056 |  | 32.1056 | 0
49.6223 | 0 | 579.4995 | 579.4995 | 1 |  | 15:11 | 49.02 |  | 582.3259 | 0 | 579.4995 | 49.6211 | 49.6218 | 0.0024999 | 0.11221 | 579.6117 |  | 24.2737 | 0 | 24.2737 | 49.5 | 1.3222 | 32.0935 | 1 | 0 | 32.0935 |  | 32.0935 | 0
49.6223 | 0 | 579.4995 | 579.4995 | 1 |  | 15:11 | 49.04 |  | 582.3275 | 0 | 579.4995 | 49.6212 | 49.6219 | 0.0022499 | 0.10099 | 579.6005 |  | 24.2625 | 0 | 24.2625 | 49.5 | 1.3223 | 32.0827 | 1 | 0 | 32.0827 |  | 32.0827 | 0
49.6223 | 0 | 579.4995 | 579.4995 | 1 |  | 15:11 | 49.06 |  | 582.3292 | 0 | 579.4995 | 49.6213 | 49.6219 | 0.0020249 | 0.090894 | 579.5904 |  | 24.2524 | 0 | 24.2524 | 49.5 | 1.3225 | 32.0729 | 1 | 0 | 32.0729 |  | 32.0729 | 0
49.6223 | 0 | 579.8251 | 579.8251 | 1 |  | 15:11 | 49.08 |  | 582.3308 | 0 | 579.8251 | 49.6214 | 49.622 | 0.0018225 | 0.081805 | 579.9069 |  | 24.5689 | 0 | 24.5689 | 49.5 | 1.3226 | 32.4948 | 1 | 0 | 32.4948 |  | 32.4948 | 0
49.6223 | 0 | 579.8251 | 579.8251 | 1 |  | 15:11 | 49.1 |  | 582.3324 | 0 | 579.8251 | 49.6215 | 49.622 | 0.0016402 | 0.073624 | 579.8987 |  | 24.5607 | 0 | 24.5607 | 49.5 | 1.3227 | 32.4869 | 1 | 0 | 32.4869 |  | 32.4869 | 0
49.6223 | 0 | 579.8251 | 579.8251 | 1 |  | 15:11 | 49.12 |  | 582.3341 | 0 | 579.8251 | 49.6216 | 49.622 | 0.0014762 | 0.066262 | 579.8914 |  | 24.5534 | 0 | 24.5534 | 49.5 | 1.3228 | 32.4798 | 1 | 0 | 32.4798 |  | 32.4798 | 0
49.6223 | 0 | 580.1506 | 580.1506 | 1 |  | 15:11 | 49.14 |  | 582.3357 | 0 | 580.1506 | 49.6217 | 49.622 | 0.0013286 | 0.059636 | 580.2102 |  | 24.8722 | 0 | 24.8722 | 49.5 | 1.3229 | 32.9041 | 1 | 0 | 32.9041 |  | 32.9041 | 0
49.6223 | 0 | 580.1506 | 580.1506 | 1 |  | 15:11 | 49.16 |  | 582.3373 | 0 | 580.1506 | 49.6217 | 49.6221 | 0.0011957 | 0.053672 | 580.2043 |  | 24.8663 | 0 | 24.8663 | 49.5 | 1.323 | 32.8984 | 1 | 0 | 32.8984 |  | 32.8984 | 0
49.6223 | 0 | 580.1506 | 580.1506 | 1 |  | 15:11 | 49.18 |  | 582.3389 | 0 | 580.1506 | 49.6218 | 49.6221 | 0.0010761 | 0.048305 | 580.1989 |  | 24.8609 | 0 | 24.8609 | 49.5 | 1.3231 | 32.8932 | 1 | 0 | 32.8932 |  | 32.8932 | 0
49.6223 | 0 | 580.1506 | 580.1506 | 1 |  | 15:11 | 49.2 |  | 582.3406 | 0 | 580.1506 | 49.6218 | 49.6221 | 0.00096852 | 0.043474 | 580.1941 |  | 24.8561 | 0 | 24.8561 | 49.5 | 1.3232 | 32.8886 | 1 | 0 | 32.8886 |  | 32.8886 | 0
49.6223 | 0 | 580.1506 | 580.1506 | 1 |  | 15:11 | 49.22 |  | 582.3422 | 0 | 580.1506 | 49.6219 | 49.6221 | 0.00087167 | 0.039127 | 580.1897 |  | 24.8517 | 0 | 24.8517 | 49.5 | 1.3232 | 32.8844 | 1 | 0 | 32.8844 |  | 32.8844 | 0
49.6223 | 0 | 580.1506 | 580.1506 | 1 |  | 15:11 | 49.24 |  | 582.3438 | 0 | 580.1506 | 49.6219 | 49.6222 | 0.00078451 | 0.035214 | 580.1858 |  | 24.8478 | 0 | 24.8478 | 49.5 | 1.3233 | 32.8807 | 1 | 0 | 32.8807 |  | 32.8807 | 0
49.6223 | 0 | 580.1506 | 580.1506 | 1 |  | 15:11 | 49.26 |  | 582.3455 | 0 | 580.1506 | 49.622 | 49.6222 | 0.00070605 | 0.031693 | 580.1823 |  | 24.8443 | 0 | 24.8443 | 49.5 | 1.3233 | 32.8773 | 1 | 0 | 32.8773 |  | 32.8773 | 0
49.6223 | 0 | 580.1506 | 580.1506 | 1 |  | 15:11 | 49.28 |  | 582.3471 | 0 | 580.1506 | 49.622 | 49.6222 | 0.00063545 | 0.028524 | 580.1791 |  | 24.8411 | 0 | 24.8411 | 49.5 | 1.3234 | 32.8743 | 1 | 0 | 32.8743 |  | 32.8743 | 0
49.6223 | 0 | 580.1506 | 580.1506 | 1 |  | 15:11 | 49.3 |  | 582.3487 | 0 | 580.1506 | 49.622 | 49.6222 | 0.0005719 | 0.025671 | 580.1763 |  | 24.8383 | 0 | 24.8383 | 49.5 | 1.3234 | 32.8716 | 1 | 0 | 32.8716 |  | 32.8716 | 0
49.6223 | 0 | 580.1506 | 580.1506 | 1 |  | 15:11 | 49.32 |  | 582.3504 | 0 | 580.1506 | 49.622 | 49.6222 | 0.00051471 | 0.023104 | 580.1737 |  | 24.8357 | 0 | 24.8357 | 49.5 | 1.3235 | 32.8691 | 1 | 0 | 32.8691 |  | 32.8691 | 0
49.6223 | 0 | 580.1506 | 580.1506 | 1 |  | 15:11 | 49.34 |  | 582.352 | 0 | 580.1506 | 49.6221 | 49.6222 | 0.00046324 | 0.020794 | 580.1714 |  | 24.8334 | 0 | 24.8334 | 49.5 | 1.3235 | 32.8669 | 1 | 0 | 32.8669 |  | 32.8669 | 0
49.6223 | 0 | 580.8018 | 580.8018 | 1 |  | 15:11 | 49.36 |  | 582.3536 | 0 | 580.8018 | 49.6221 | 49.6222 | 0.00041692 | 0.018714 | 580.8205 |  | 25.4825 | 0 | 25.4825 | 49.5 | 1.3235 | 33.7268 | 1 | 0 | 33.7268 |  | 33.7268 | 0
49.6223 | 0 | 580.4762 | 580.4762 | 1 |  | 15:11 | 49.38 |  | 582.3552 | 0 | 580.4762 | 49.6221 | 49.6222 | 0.00037523 | 0.016843 | 580.493 |  | 25.155 | 0 | 25.155 | 49.5 | 1.3236 | 33.2941 | 1 | 0 | 33.2941 |  | 33.2941 | 0
49.6223 | 0 | 580.4762 | 580.4762 | 1 |  | 15:11 | 49.4 |  | 582.3569 | 0 | 580.4762 | 49.6221 | 49.6222 | 0.0003377 | 0.015159 | 580.4914 |  | 25.1534 | 0 | 25.1534 | 49.5 | 1.3236 | 33.2924 | 1 | 0 | 33.2924 |  | 33.2924 | 0
49.6223 | 0 | 580.1506 | 580.1506 | 1 |  | 15:11 | 49.42 |  | 582.3585 | 0 | 580.1506 | 49.6222 | 49.6222 | 0.00030393 | 0.013643 | 580.1642 |  | 24.8262 | 0 | 24.8262 | 49.5 | 1.3236 | 32.86 | 1 | 0 | 32.86 |  | 32.86 | 0
49.6223 | 0 | 580.1506 | 580.1506 | 1 |  | 15:11 | 49.44 |  | 582.3601 | 0 | 580.1506 | 49.6222 | 49.6222 | 0.00027354 | 0.012278 | 580.1629 |  | 24.8249 | 0 | 24.8249 | 49.5 | 1.3236 | 32.8587 | 1 | 0 | 32.8587 |  | 32.8587 | 0
49.6223 | 0 | 580.4762 | 580.4762 | 1 |  | 15:11 | 49.46 |  | 582.3618 | 0 | 580.4762 | 49.6222 | 49.6223 | 0.00024619 | 0.011051 | 580.4873 |  | 25.1492 | 0 | 25.1492 | 49.5 | 1.3236 | 33.2885 | 1 | 0 | 33.2885 |  | 33.2885 | 0
49.6223 | 0 | 580.1506 | 580.1506 | 1 |  | 15:11 | 49.48 |  | 582.3634 | 0 | 580.1506 | 49.6222 | 49.6223 | 0.00022157 | 0.0099455 | 580.1605 |  | 24.8225 | 0 | 24.8225 | 49.5 | 1.3237 | 32.8565 | 1 | 0 | 32.8565 |  | 32.8565 | 0
49.6223 | 0 | 580.1506 | 580.1506 | 1 |  | 15:11 | 49.5 |  | 582.365 | 0 | 580.1506 | 49.6222 | 49.6223 | 0.00019941 | 0.008951 | 580.1596 |  | 24.8215 | 0 | 24.8215 | 49.5 | 1.3237 | 32.8555 | 1 | 0 | 32.8555 |  | 32.8555 | 0
49.6223 | 0 | 580.1506 | 580.1506 | 1 |  | 15:11 | 49.52 |  | 582.3667 | 0 | 580.1506 | 49.6222 | 49.6223 | 0.00017947 | 0.0080559 | 580.1587 |  | 24.8207 | 0 | 24.8207 | 49.5 | 1.3237 | 32.8547 | 1 | 0 | 32.8547 |  | 32.8547 | 0
49.6223 | 0 | 580.1506 | 580.1506 | 1 |  | 15:11 | 49.54 |  | 582.3683 | 0 | 580.1506 | 49.6222 | 49.6223 | 0.00016152 | 0.0072503 | 580.1579 |  | 24.8198 | 0 | 24.8198 | 49.5 | 1.3237 | 32.8539 | 1 | 0 | 32.8539 |  | 32.8539 | 0
49.6223 | 0 | 580.1506 | 580.1506 | 1 |  | 15:11 | 49.56 |  | 582.3699 | 0 | 580.1506 | 49.6222 | 49.6223 | 0.00014537 | 0.0065253 | 580.1571 |  | 24.8191 | 0 | 24.8191 | 49.5 | 1.3237 | 32.8532 | 1 | 0 | 32.8532 |  | 32.8532 | 0
49.6223 | 0 | 580.1506 | 580.1506 | 1 |  | 15:11 | 49.58 |  | 582.3715 | 0 | 580.1506 | 49.6222 | 49.6223 | 0.00013083 | 0.0058727 | 580.1565 |  | 24.8185 | 0 | 24.8185 | 49.5 | 1.3237 | 32.8526 | 1 | 0 | 32.8526 |  | 32.8526 | 0
49.6223 | 0 | 580.4762 | 580.4762 | 1 |  | 15:11 | 49.6 |  | 582.3732 | 0 | 580.4762 | 49.6222 | 49.6223 | 0.00011775 | 0.0052855 | 580.4815 |  | 25.1435 | 0 | 25.1435 | 49.5 | 1.3237 | 33.283 | 1 | 0 | 33.283 |  | 33.283 | 0
49.6223 | 0 | 580.4762 | 580.4762 | 1 |  | 15:11 | 49.62 |  | 582.3748 | 0 | 580.4762 | 49.6222 | 49.6223 | 0.00010598 | 0.0047569 | 580.481 |  | 25.143 | 0 | 25.143 | 49.5 | 1.3237 | 33.2825 | 1 | 0 | 33.2825 |  | 33.2825 | 0
49.6223 | 0 | 580.1506 | 580.1506 | 1 |  | 15:11 | 49.64 |  | 582.3764 | 0 | 580.1506 | 49.6223 | 49.6223 | 9.5378e-05 | 0.0042812 | 580.1549 |  | 24.8169 | 0 | 24.8169 | 49.5 | 1.3237 | 32.8511 | 1 | 0 | 32.8511 |  | 32.8511 | 0
49.6223 | 0 | 580.4762 | 580.4762 | 1 |  | 15:11 | 49.66 |  | 582.3781 | 0 | 580.4762 | 49.6223 | 49.6223 | 8.584e-05 | 0.0038531 | 580.4801 |  | 25.142 | 0 | 25.142 | 49.5 | 1.3237 | 33.2817 | 1 | 0 | 33.2817 |  | 33.2817 | 0
49.6223 | 0 | 580.1506 | 580.1506 | 1 |  | 15:11 | 49.68 |  | 582.3797 | 0 | 580.1506 | 49.6223 | 49.6223 | 7.7256e-05 | 0.0034678 | 580.1541 |  | 24.8161 | 0 | 24.8161 | 49.5 | 1.3238 | 32.8503 | 1 | 0 | 32.8503 |  | 32.8503 | 0
49.6223 | 0 | 580.1506 | 580.1506 | 1 |  | 15:11 | 49.7 |  | 582.3813 | 0 | 580.1506 | 49.6223 | 49.6223 | 6.953e-05 | 0.003121 | 580.1537 |  | 24.8157 | 0 | 24.8157 | 49.5 | 1.3238 | 32.85 | 1 | 0 | 32.85 |  | 32.85 | 0
49.6223 | 0 | 580.1506 | 580.1506 | 1 |  | 15:11 | 49.72 |  | 582.383 | 0 | 580.1506 | 49.6223 | 49.6223 | 6.2577e-05 | 0.0028089 | 580.1534 |  | 24.8154 | 0 | 24.8154 | 49.5 | 1.3238 | 32.8497 | 1 | 0 | 32.8497 |  | 32.8497 | 0
49.6223 | 0 | 580.1506 | 580.1506 | 1 |  | 15:11 | 49.74 |  | 582.3846 | 0 | 580.1506 | 49.6223 | 49.6223 | 5.6319e-05 | 0.002528 | 580.1531 |  | 24.8151 | 0 | 24.8151 | 49.5 | 1.3238 | 32.8494 | 1 | 0 | 32.8494 |  | 32.8494 | 0
49.6223 | 0 | 580.4762 | 580.4762 | 1 |  | 15:11 | 49.76 |  | 582.3862 | 0 | 580.4762 | 49.6223 | 49.6223 | 5.0688e-05 | 0.0022752 | 580.4785 |  | 25.1405 | 0 | 25.1405 | 49.5 | 1.3238 | 33.2802 | 1 | 0 | 33.2802 |  | 33.2802 | 0
49.6223 | 0 | 580.4762 | 580.4762 | 1 |  | 15:11 | 49.78 |  | 582.3878 | 0 | 580.4762 | 49.6223 | 49.6223 | 4.5619e-05 | 0.0020477 | 580.4782 |  | 25.1402 | 0 | 25.1402 | 49.5 | 1.3238 | 33.2799 | 1 | 0 | 33.2799 |  | 33.2799 | 0
49.6223 | 0 | 580.4762 | 580.4762 | 1 |  | 15:11 | 49.8 |  | 582.3895 | 0 | 580.4762 | 49.6223 | 49.6223 | 4.1057e-05 | 0.0018429 | 580.478 |  | 25.14 | 0 | 25.14 | 49.5 | 1.3238 | 33.2798 | 1 | 0 | 33.2798 |  | 33.2798 | 0
49.6223 | 0 | 581.1273 | 581.1273 | 1 |  | 15:11 | 49.82 |  | 582.3911 | 0 | 581.1273 | 49.6223 | 49.6223 | 3.6951e-05 | 0.0016586 | 581.129 |  | 25.791 | 0 | 25.791 | 49.5 | 1.3238 | 34.1415 | 1 | 0 | 34.1415 |  | 34.1415 | 0
49.6223 | 0 | 581.1273 | 581.1273 | 1 |  | 15:11 | 49.84 |  | 582.3927 | 0 | 581.1273 | 49.6223 | 49.6223 | 3.3256e-05 | 0.0014928 | 581.1288 |  | 25.7908 | 0 | 25.7908 | 49.5 | 1.3238 | 34.1413 | 1 | 0 | 34.1413 |  | 34.1413 | 0
49.6223 | 0 | 580.8018 | 580.8018 | 1 |  | 15:11 | 49.86 |  | 582.3944 | 0 | 580.8018 | 49.6223 | 49.6223 | 2.993e-05 | 0.0013435 | 580.8031 |  | 25.4651 | 0 | 25.4651 | 49.5 | 1.3238 | 33.7103 | 1 | 0 | 33.7103 |  | 33.7103 | 0
49.6223 | 0 | 580.4762 | 580.4762 | 1 |  | 15:11 | 49.88 |  | 582.396 | 0 | 580.4762 | 49.6223 | 49.6223 | 2.6937e-05 | 0.0012091 | 580.4774 |  | 25.1394 | 0 | 25.1394 | 49.5 | 1.3238 | 33.2791 | 1 | 0 | 33.2791 |  | 33.2791 | 0
49.6223 | 0 | 580.8018 | 580.8018 | 1 |  | 15:11 | 49.9 |  | 582.3976 | 0 | 580.8018 | 49.6223 | 49.6223 | 2.4244e-05 | 0.0010882 | 580.8029 |  | 25.4649 | 0 | 25.4649 | 49.5 | 1.3238 | 33.7101 | 1 | 0 | 33.7101 |  | 33.7101 | 0
49.6223 | 0 | 580.4762 | 580.4762 | 1 |  | 15:11 | 49.92 |  | 582.3993 | 0 | 580.4762 | 49.6223 | 49.6223 | 2.1819e-05 | 0.00097941 | 580.4772 |  | 25.1392 | 0 | 25.1392 | 49.5 | 1.3238 | 33.2789 | 1 | 0 | 33.2789 |  | 33.2789 | 0
49.6223 | 0 | 580.4762 | 580.4762 | 1 |  | 15:11 | 49.94 |  | 582.4009 | 0 | 580.4762 | 49.6223 | 49.6223 | 1.9637e-05 | 0.00088147 | 580.4771 |  | 25.1391 | 0 | 25.1391 | 49.5 | 1.3238 | 33.2788 | 1 | 0 | 33.2788 |  | 33.2788 | 0
49.6223 | 0 | 580.4762 | 580.4762 | 1 |  | 15:11 | 49.96 |  | 582.4025 | 0 | 580.4762 | 49.6223 | 49.6223 | 1.7674e-05 | 0.00079332 | 580.477 |  | 25.139 | 0 | 25.139 | 49.5 | 1.3238 | 33.2788 | 1 | 0 | 33.2788 |  | 33.2788 | 0
49.6223 | 0 | 580.8018 | 580.8018 | 1 |  | 15:11 | 49.98 |  | 582.4041 | 0 | 580.8018 | 49.6223 | 49.6223 | 1.5906e-05 | 0.00071399 | 580.8025 |  | 25.4645 | 0 | 25.4645 | 49.5 | 1.3238 | 33.7097 | 1 | 0 | 33.7097 |  | 33.7097 | 0
49.6223 | 0 | 580.4762 | 580.4762 | 1 |  | 15:11 | 50 |  | 582.4058 | 0 | 580.4762 | 49.6223 | 49.6223 | 1.4316e-05 | 0.00064259 | 580.4768 |  | 25.1388 | 0 | 25.1388 | 49.5 | 1.3238 | 33.2786 | 1 | 0 | 33.2786 |  | 33.2786 | 0
49.6223 | 0 | 580.1506 | 580.1506 | 1 |  | 15:11 | 50.02 |  | 582.4074 | 0 | 580.1506 | 49.6223 | 49.6223 | 1.2884e-05 | 0.00057833 | 580.1512 |  | 24.8132 | 0 | 24.8132 | 49.5 | 1.3238 | 32.8475 | 1 | 0 | 32.8475 |  | 32.8475 | 0
49.6223 | 0 | 580.4762 | 580.4762 | 1 |  | 15:11 | 50.04 |  | 582.409 | 0 | 580.4762 | 49.6223 | 49.6223 | 1.1596e-05 | 0.0005205 | 580.4767 |  | 25.1387 | 0 | 25.1387 | 49.5 | 1.3238 | 33.2785 | 1 | 0 | 33.2785 |  | 33.2785 | 0
49.6223 | 0 | 580.1506 | 580.1506 | 1 |  | 15:11 | 50.06 |  | 582.4107 | 0 | 580.1506 | 49.6223 | 49.6223 | -0.0034896 | -0.15664 | 579.994 |  | 24.656 | 0 | 24.656 | 49.5 | 1.3238 | 32.6394 | 1 | 0 | 32.6394 |  | 32.6394 | 0
49.6223 | 0 | 580.1506 | 580.1506 | 1 |  | 15:11 | 50.08 |  | 582.4123 | 0 | 580.1506 | 49.6223 | 49.6223 | -0.0083906 | -0.37663 | 579.774 |  | 24.436 | 0 | 24.436 | 49.5 | 1.3238 | 32.3482 | 1 | 0 | 32.3482 |  | 32.3482 | 0
49.6223 | 0 | 580.1506 | 580.1506 | 1 |  | 15:11 | 50.1 |  | 582.4139 | 0 | 580.1506 | 49.6223 | 49.6219 | -0.012802 | -0.57462 | 579.576 |  | 24.238 | 0 | 24.238 | 49.5 | 1.3226 | 32.0564 | 1 | 0 | 32.0564 |  | 32.0564 | 0
49.6223 | 0 | 580.1506 | 580.1506 | 1 |  | 15:11 | 50.12 |  | 582.4156 | 0 | 580.1506 | 49.6223 | 49.6216 | -0.015021 | -0.67427 | 579.4763 |  | 24.1383 | 0 | 24.1383 | 49.5 | 1.3215 | 31.8981 | 1 | 0 | 31.8981 |  | 31.8981 | 0
49.6223 | 0 | 580.1506 | 580.1506 | 1 |  | 15:11 | 50.14 |  | 582.4172 | 0 | 580.1506 | 49.6223 | 49.6214 | -0.013519 | -0.60684 | 579.5438 |  | 24.2058 | 0 | 24.2058 | 49.5 | 1.3205 | 31.9632 | 1 | 0 | 31.9632 |  | 31.9632 | 0
49.6223 | 0 | 580.1506 | 580.1506 | 1 |  | 15:11 | 50.16 |  | 582.4188 | 0 | 580.1506 | 49.6223 | 49.6211 | -0.012167 | -0.54616 | 579.6044 |  | 24.2664 | 0 | 24.2664 | 49.5 | 1.3196 | 32.0218 | 1 | 0 | 32.0218 |  | 32.0218 | 0
49.6223 | 0 | 580.1506 | 580.1506 | 1 |  | 15:11 | 50.18 |  | 582.4204 | 0 | 580.1506 | 49.6223 | 49.6209 | -0.010951 | -0.49154 | 579.6591 |  | 24.3211 | 0 | 24.3211 | 49.5 | 1.3188 | 32.0745 | 1 | 0 | 32.0745 |  | 32.0745 | 0
49.6223 | 0 | 580.1506 | 580.1506 | 1 |  | 15:11 | 50.2 |  | 582.4221 | 0 | 580.1506 | 49.6223 | 49.6207 | -0.0098555 | -0.44239 | 579.7082 |  | 24.3702 | 0 | 24.3702 | 49.5 | 1.3181 | 32.1218 | 1 | 0 | 32.1218 |  | 32.1218 | 0
49.6223 | 0 | 580.1506 | 580.1506 | 1 |  | 15:11 | 50.22 |  | 582.4237 | 0 | 580.1506 | 49.6223 | 49.6205 | -0.00887 | -0.39815 | 579.7525 |  | 24.4144 | 0 | 24.4144 | 49.5 | 1.3174 | 32.1643 | 1 | 0 | 32.1643 |  | 32.1643 | 0
49.6223 | 0 | 580.1506 | 580.1506 | 1 |  | 15:11 | 50.24 |  | 582.4253 | 0 | 580.1506 | 49.6223 | 49.6203 | -0.007983 | -0.35833 | 579.7923 |  | 24.4543 | 0 | 24.4543 | 49.5 | 1.3168 | 32.2026 | 1 | 0 | 32.2026 |  | 32.2026 | 0
49.6223 | 0 | 580.1506 | 580.1506 | 1 |  | 15:11 | 50.26 |  | 582.427 | 0 | 580.1506 | 49.6223 | 49.6202 | -0.0071847 | -0.3225 | 579.8281 |  | 24.4901 | 0 | 24.4901 | 49.5 | 1.3163 | 32.237 | 1 | 0 | 32.237 |  | 32.237 | 0
49.6188 | 0 | 580.1506 | 580.1506 | 1 |  | 15:11 | 50.28 |  | 582.4286 | 0 | 580.1506 | 49.6219 | 49.62 | -0.0064662 | -0.29023 | 579.8604 |  | 24.5224 | 0 | 24.5224 | 49.5 | 1.3159 | 32.2679 | 1 | 0 | 32.2679 |  | 32.2679 | 0
49.6188 | 0 | 580.1506 | 580.1506 | 1 |  | 15:11 | 50.3 |  | 582.4302 | 0 | 580.1506 | 49.6216 | 49.6199 | -0.0058196 | -0.26121 | 579.8894 |  | 24.5514 | 0 | 24.5514 | 49.5 | 1.3154 | 32.2958 | 1 | 0 | 32.2958 |  | 32.2958 | 0
49.6188 | 0 | 580.1506 | 580.1506 | 1 |  | 15:11 | 50.32 |  | 582.4319 | 0 | 580.1506 | 49.6214 | 49.6198 | -0.0052376 | -0.23509 | 579.9155 |  | 24.5775 | 0 | 24.5775 | 49.5 | 1.3151 | 32.3208 | 1 | 0 | 32.3208 |  | 32.3208 | 0
49.6188 | 0 | 580.1506 | 580.1506 | 1 |  | 15:11 | 50.34 |  | 582.4335 | 0 | 580.1506 | 49.6211 | 49.6197 | -0.0047139 | -0.21158 | 579.939 |  | 24.601 | 0 | 24.601 | 49.5 | 1.3147 | 32.3433 | 1 | 0 | 32.3433 |  | 32.3433 | 0
49.6188 | 0 | 580.8018 | 580.8018 | 1 |  | 15:11 | 50.36 |  | 582.4351 | 0 | 580.8018 | 49.6209 | 49.6196 | -0.0042425 | -0.19042 | 580.6114 |  | 25.2734 | 0 | 25.2734 | 49.5 | 1.3144 | 33.2195 | 1 | 0 | 33.2195 |  | 33.2195 | 0
49.6188 | 0 | 580.1506 | 580.1506 | 1 |  | 15:11 | 50.38 |  | 582.4367 | 0 | 580.1506 | 49.6207 | 49.6195 | -0.0038182 | -0.17138 | 579.9792 |  | 24.6412 | 0 | 24.6412 | 49.5 | 1.3141 | 32.3818 | 1 | 0 | 32.3818 |  | 32.3818 | 0
49.6188 | 0 | 580.4762 | 580.4762 | 1 |  | 15:11 | 50.4 |  | 582.4384 | 0 | 580.4762 | 49.6205 | 49.6194 | -0.0034364 | -0.15424 | 580.322 |  | 24.984 | 0 | 24.984 | 49.5 | 1.3139 | 32.826 | 1 | 0 | 32.826 |  | 32.826 | 0
49.6188 | 0 | 580.1506 | 580.1506 | 1 |  | 15:11 | 50.42 |  | 582.44 | 0 | 580.1506 | 49.6203 | 49.6194 | -0.0030928 | -0.13882 | 580.0118 |  | 24.6738 | 0 | 24.6738 | 49.5 | 1.3137 | 32.4129 | 1 | 0 | 32.4129 |  | 32.4129 | 0
49.6188 | 0 | 580.1506 | 580.1506 | 1 |  | 15:11 | 50.44 |  | 582.4416 | 0 | 580.1506 | 49.6202 | 49.6193 | -0.0027835 | -0.12493 | 580.0257 |  | 24.6877 | 0 | 24.6877 | 49.5 | 1.3135 | 32.4262 | 1 | 0 | 32.4262 |  | 32.4262 | 0
49.6188 | 0 | 580.1506 | 580.1506 | 1 |  | 15:11 | 50.46 |  | 582.4433 | 0 | 580.1506 | 49.62 | 49.6193 | -0.0025051 | -0.11244 | 580.0382 |  | 24.7002 | 0 | 24.7002 | 49.5 | 1.3133 | 32.4381 | 1 | 0 | 32.4381 |  | 32.4381 | 0
49.6188 | 0 | 580.1506 | 580.1506 | 1 |  | 15:11 | 50.48 |  | 582.4449 | 0 | 580.1506 | 49.6199 | 49.6192 | -0.0022546 | -0.1012 | 580.0494 |  | 24.7114 | 0 | 24.7114 | 49.5 | 1.3131 | 32.4488 | 1 | 0 | 32.4488 |  | 32.4488 | 0
49.6188 | 0 | 580.1506 | 580.1506 | 1 |  | 15:11 | 50.5 |  | 582.4465 | 0 | 580.1506 | 49.6198 | 49.6192 | -0.0020292 | -0.091077 | 580.0595 |  | 24.7215 | 0 | 24.7215 | 49.5 | 1.313 | 32.4585 | 1 | 0 | 32.4585 |  | 32.4585 | 0
49.6188 | 0 | 580.4762 | 580.4762 | 1 |  | 15:11 | 50.52 |  | 582.4482 | 0 | 580.4762 | 49.6197 | 49.6191 | -0.0018263 | -0.081969 | 580.3942 |  | 25.0562 | 0 | 25.0562 | 49.5 | 1.3128 | 32.8947 | 1 | 0 | 32.8947 |  | 32.8947 | 0
49.6188 | 0 | 580.1506 | 580.1506 | 1 |  | 15:11 | 50.54 |  | 582.4498 | 0 | 580.1506 | 49.6196 | 49.6191 | -0.0016436 | -0.073772 | 580.0768 |  | 24.7388 | 0 | 24.7388 | 49.5 | 1.3127 | 32.475 | 1 | 0 | 32.475 |  | 32.475 | 0
49.6188 | 0 | 580.1506 | 580.1506 | 1 |  | 15:11 | 50.56 |  | 582.4514 | 0 | 580.1506 | 49.6195 | 49.6191 | -0.0014793 | -0.066395 | 580.0842 |  | 24.7462 | 0 | 24.7462 | 49.5 | 1.3126 | 32.4821 | 1 | 0 | 32.4821 |  | 32.4821 | 0
49.6188 | 0 | 580.1506 | 580.1506 | 1 |  | 15:11 | 50.58 |  | 582.453 | 0 | 580.1506 | 49.6194 | 49.6191 | -0.0013313 | -0.059756 | 580.0908 |  | 24.7528 | 0 | 24.7528 | 49.5 | 1.3125 | 32.4884 | 1 | 0 | 32.4884 |  | 32.4884 | 0
49.6188 | 0 | 580.1506 | 580.1506 | 1 |  | 15:11 | 50.6 |  | 582.4547 | 0 | 580.1506 | 49.6194 | 49.619 | -0.0011982 | -0.05378 | 580.0968 |  | 24.7588 | 0 | 24.7588 | 49.5 | 1.3124 | 32.4941 | 1 | 0 | 32.4941 |  | 32.4941 | 0
49.6188 | 0 | 580.1506 | 580.1506 | 1 |  | 15:11 | 50.62 |  | 582.4563 | 0 | 580.1506 | 49.6193 | 49.619 | -0.0010784 | -0.048402 | 580.1022 |  | 24.7642 | 0 | 24.7642 | 49.5 | 1.3123 | 32.4992 | 1 | 0 | 32.4992 |  | 32.4992 | 0
49.6188 | 0 | 579.4995 | 579.4995 | 1 |  | 15:11 | 50.64 |  | 582.4579 | 0 | 579.4995 | 49.6193 | 49.619 | -0.00097054 | -0.043562 | 579.4559 |  | 24.1179 | 0 | 24.1179 | 49.5 | 1.3123 | 31.6494 | 1 | 0 | 31.6494 |  | 31.6494 | 0
49.6188 | 0 | 579.8251 | 579.8251 | 1 |  | 15:11 | 50.66 |  | 582.4596 | 0 | 579.8251 | 49.6192 | 49.619 | -0.00087349 | -0.039206 | 579.7859 |  | 24.4479 | 0 | 24.4479 | 49.5 | 1.3122 | 32.0809 | 1 | 0 | 32.0809 |  | 32.0809 | 0
49.6188 | 0 | 579.8251 | 579.8251 | 1 |  | 15:11 | 50.68 |  | 582.4612 | 0 | 579.8251 | 49.6192 | 49.6189 | -0.00078614 | -0.035285 | 579.7898 |  | 24.4518 | 0 | 24.4518 | 49.5 | 1.3122 | 32.0846 | 1 | 0 | 32.0846 |  | 32.0846 | 0
49.6188 | 0 | 579.4995 | 579.4995 | 1 |  | 15:11 | 50.7 |  | 582.4628 | 0 | 579.4995 | 49.6191 | 49.6189 | -0.00070753 | -0.031757 | 579.4677 |  | 24.1297 | 0 | 24.1297 | 49.5 | 1.3121 | 31.6608 | 1 | 0 | 31.6608 |  | 31.6608 | 0
49.6188 | 0 | 580.1506 | 580.1506 | 1 |  | 15:11 | 50.72 |  | 582.4645 | 0 | 580.1506 | 49.6191 | 49.6189 | -0.00063677 | -0.028581 | 580.122 |  | 24.784 | 0 | 24.784 | 49.5 | 1.3121 | 32.5181 | 1 | 0 | 32.5181 |  | 32.5181 | 0
49.6188 | 0 | 579.1739 | 579.1739 | 1 |  | 15:11 | 50.74 |  | 582.4661 | 0 | 579.1739 | 49.6191 | 49.6189 | -0.0005731 | -0.025723 | 579.1482 |  | 23.8102 | 0 | 23.8102 | 49.5 | 1.312 | 31.2394 | 1 | 0 | 31.2394 |  | 31.2394 | 0
49.6188 | 0 | 579.1739 | 579.1739 | 1 |  | 15:11 | 50.76 |  | 582.4677 | 0 | 579.1739 | 49.6191 | 49.6189 | -0.00051579 | -0.023151 | 579.1507 |  | 23.8127 | 0 | 23.8127 | 49.5 | 1.312 | 31.2419 | 1 | 0 | 31.2419 |  | 31.2419 | 0
49.6188 | 0 | 579.1739 | 579.1739 | 1 |  | 15:11 | 50.78 |  | 582.4693 | 0 | 579.1739 | 49.619 | 49.6189 | -0.00046421 | -0.020836 | 579.1531 |  | 23.8151 | 0 | 23.8151 | 49.5 | 1.3119 | 31.2441 | 1 | 0 | 31.2441 |  | 31.2441 | 0
49.6188 | 0 | 579.1739 | 579.1739 | 1 |  | 15:11 | 50.8 |  | 582.471 | 0 | 579.1739 | 49.619 | 49.6189 | -0.00041779 | -0.018752 | 579.1551 |  | 23.8171 | 0 | 23.8171 | 49.5 | 1.3119 | 31.2462 | 1 | 0 | 31.2462 |  | 31.2462 | 0
49.6188 | 0 | 579.1739 | 579.1739 | 1 |  | 15:11 | 50.82 |  | 582.4726 | 0 | 579.1739 | 49.619 | 49.6189 | -0.00037601 | -0.016877 | 579.157 |  | 23.819 | 0 | 23.819 | 49.5 | 1.3119 | 31.248 | 1 | 0 | 31.248 |  | 31.248 | 0
49.6188 | 0 | 578.8484 | 578.8484 | 1 |  | 15:11 | 50.84 |  | 582.4742 | 0 | 578.8484 | 49.619 | 49.6189 | -0.00033841 | -0.015189 | 578.8332 |  | 23.4952 | 0 | 23.4952 | 49.5 | 1.3119 | 30.8226 | 1 | 0 | 30.8226 |  | 30.8226 | 0
49.6188 | 0 | 578.8484 | 578.8484 | 1 |  | 15:11 | 50.86 |  | 582.4759 | 0 | 578.8484 | 49.6189 | 49.6189 | -0.00030457 | -0.01367 | 578.8347 |  | 23.4967 | 0 | 23.4967 | 49.5 | 1.3118 | 30.8241 | 1 | 0 | 30.8241 |  | 30.8241 | 0
49.6188 | 0 | 578.8484 | 578.8484 | 1 |  | 15:11 | 50.88 |  | 582.4775 | 0 | 578.8484 | 49.6189 | 49.6189 | -0.00027411 | -0.012303 | 578.8361 |  | 23.4981 | 0 | 23.4981 | 49.5 | 1.3118 | 30.8254 | 1 | 0 | 30.8254 |  | 30.8254 | 0
49.6188 | 0 | 578.8484 | 578.8484 | 1 |  | 15:11 | 50.9 |  | 582.4791 | 0 | 578.8484 | 49.6189 | 49.6188 | -0.0002467 | -0.011073 | 578.8373 |  | 23.4993 | 0 | 23.4993 | 49.5 | 1.3118 | 30.8266 | 1 | 0 | 30.8266 |  | 30.8266 | 0
49.6188 | 0 | 578.5228 | 578.5228 | 1 |  | 15:11 | 50.92 |  | 582.4808 | 0 | 578.5228 | 49.6189 | 49.6188 | -0.00022203 | -0.0099656 | 578.5128 |  | 23.1748 | 0 | 23.1748 | 49.5 | 1.3118 | 30.4005 | 1 | 0 | 30.4005 |  | 30.4005 | 0
49.6188 | 0 | 578.8484 | 578.8484 | 1 |  | 15:11 | 50.94 |  | 582.4824 | 0 | 578.8484 | 49.6189 | 49.6188 | -0.00019983 | -0.008969 | 578.8394 |  | 23.5014 | 0 | 23.5014 | 49.5 | 1.3118 | 30.8286 | 1 | 0 | 30.8286 |  | 30.8286 | 0
49.6188 | 0 | 578.8484 | 578.8484 | 1 |  | 15:11 | 50.96 |  | 582.484 | 0 | 578.8484 | 49.6189 | 49.6188 | -0.00017984 | -0.0080721 | 578.8403 |  | 23.5023 | 0 | 23.5023 | 49.5 | 1.3118 | 30.8295 | 1 | 0 | 30.8295 |  | 30.8295 | 0
49.6188 | 0 | 578.8484 | 578.8484 | 1 |  | 15:11 | 50.98 |  | 582.4856 | 0 | 578.8484 | 49.6189 | 49.6188 | -0.00016186 | -0.0072649 | 578.8411 |  | 23.5031 | 0 | 23.5031 | 49.5 | 1.3118 | 30.8303 | 1 | 0 | 30.8303 |  | 30.8303 | 0
49.6188 | 0 | 578.8484 | 578.8484 | 1 |  | 15:11 | 51 |  | 582.4873 | 0 | 578.8484 | 49.6189 | 49.6188 | -0.00014567 | -0.0065384 | 578.8419 |  | 23.5039 | 0 | 23.5039 | 49.5 | 1.3117 | 30.831 | 1 | 0 | 30.831 |  | 30.831 | 0
49.6188 | 0 | 578.5228 | 578.5228 | 1 |  | 15:11 | 51.02 |  | 582.4889 | 0 | 578.5228 | 49.6189 | 49.6188 | -0.00013111 | -0.0058846 | 578.5169 |  | 23.1789 | 0 | 23.1789 | 49.5 | 1.3117 | 30.4045 | 1 | 0 | 30.4045 |  | 30.4045 | 0
49.6188 | 0 | 578.8484 | 578.8484 | 1 |  | 15:11 | 51.04 |  | 582.4905 | 0 | 578.8484 | 49.6189 | 49.6188 | -0.000118 | -0.0052961 | 578.8431 |  | 23.5051 | 0 | 23.5051 | 49.5 | 1.3117 | 30.8322 | 1 | 0 | 30.8322 |  | 30.8322 | 0
49.6188 | 0 | 579.1739 | 579.1739 | 1 |  | 15:11 | 51.06 |  | 582.4922 | 0 | 579.1739 | 49.6189 | 49.6188 | -0.0001062 | -0.0047665 | 579.1691 |  | 23.8311 | 0 | 23.8311 | 49.5 | 1.3117 | 31.2597 | 1 | 0 | 31.2597 |  | 31.2597 | 0
49.6188 | 0 | 579.1739 | 579.1739 | 1 |  | 15:11 | 51.08 |  | 582.4938 | 0 | 579.1739 | 49.6188 | 49.6188 | -9.5576e-05 | -0.0042898 | 579.1696 |  | 23.8316 | 0 | 23.8316 | 49.5 | 1.3117 | 31.2601 | 1 | 0 | 31.2601 |  | 31.2601 | 0
49.6188 | 0 | 579.1739 | 579.1739 | 1 |  | 15:11 | 51.1 |  | 582.4954 | 0 | 579.1739 | 49.6188 | 49.6188 | -8.6019e-05 | -0.0038609 | 579.17 |  | 23.832 | 0 | 23.832 | 49.5 | 1.3117 | 31.2606 | 1 | 0 | 31.2606 |  | 31.2606 | 0
49.6188 | 0 | 579.1739 | 579.1739 | 1 |  | 15:11 | 51.12 |  | 582.4971 | 0 | 579.1739 | 49.6188 | 49.6188 | -7.7417e-05 | -0.0034748 | 579.1704 |  | 23.8324 | 0 | 23.8324 | 49.5 | 1.3117 | 31.2609 | 1 | 0 | 31.2609 |  | 31.2609 | 0
49.6188 | 0 | 579.1739 | 579.1739 | 1 |  | 15:11 | 51.14 |  | 582.4987 | 0 | 579.1739 | 49.6188 | 49.6188 | -6.9675e-05 | -0.0031273 | 579.1708 |  | 23.8328 | 0 | 23.8328 | 49.5 | 1.3117 | 31.2613 | 1 | 0 | 31.2613 |  | 31.2613 | 0
49.6188 | 0 | 579.1739 | 579.1739 | 1 |  | 15:11 | 51.16 |  | 582.5003 | 0 | 579.1739 | 49.6188 | 49.6188 | -6.2708e-05 | -0.0028146 | 579.1711 |  | 23.8331 | 0 | 23.8331 | 49.5 | 1.3117 | 31.2616 | 1 | 0 | 31.2616 |  | 31.2616 | 0
49.6188 | 0 | 579.1739 | 579.1739 | 1 |  | 15:11 | 51.18 |  | 582.5019 | 0 | 579.1739 | 49.6188 | 49.6188 | -5.6437e-05 | -0.0025331 | 579.1714 |  | 23.8334 | 0 | 23.8334 | 49.5 | 1.3117 | 31.2618 | 1 | 0 | 31.2618 |  | 31.2618 | 0
49.6188 | 0 | 578.8484 | 578.8484 | 1 |  | 15:11 | 51.2 |  | 582.5036 | 0 | 578.8484 | 49.6188 | 49.6188 | -5.0793e-05 | -0.0022798 | 578.8461 |  | 23.5081 | 0 | 23.5081 | 49.5 | 1.3117 | 30.8351 | 1 | 0 | 30.8351 |  | 30.8351 | 0
49.6188 | 0 | 579.1739 | 579.1739 | 1 |  | 15:11 | 51.22 |  | 582.5052 | 0 | 579.1739 | 49.6188 | 49.6188 | -4.5714e-05 | -0.0020518 | 579.1718 |  | 23.8338 | 0 | 23.8338 | 49.5 | 1.3117 | 31.2623 | 1 | 0 | 31.2623 |  | 31.2623 | 0
49.6188 | 0 | 579.1739 | 579.1739 | 1 |  | 15:11 | 51.24 |  | 582.5068 | 0 | 579.1739 | 49.6188 | 49.6188 | 0.0034589 | 0.15525 | 579.3291 |  | 23.9911 | 0 | 23.9911 | 49.5 | 1.3117 | 31.4686 | 1 | 0 | 31.4686 |  | 31.4686 | 0
49.6188 | 0 | 579.1739 | 579.1739 | 1 |  | 15:11 | 51.26 |  | 582.5085 | 0 | 579.1739 | 49.6188 | 49.6188 | 0.008363 | 0.37536 | 579.5493 |  | 24.2113 | 0 | 24.2113 | 49.5 | 1.3117 | 31.7572 | 1 | 0 | 31.7572 |  | 31.7572 | 0
49.6188 | 0 | 579.1739 | 579.1739 | 1 |  | 15:11 | 51.28 |  | 582.5101 | 0 | 579.1739 | 49.6188 | 49.6192 | 0.012777 | 0.57347 | 579.7474 |  | 24.4094 | 0 | 24.4094 | 49.5 | 1.3129 | 32.0464 | 1 | 0 | 32.0464 |  | 32.0464 | 0
49.6188 | 0 | 579.1739 | 579.1739 | 1 |  | 15:11 | 51.3 |  | 582.5117 | 0 | 579.1739 | 49.6188 | 49.6195 | 0.014999 | 0.67322 | 579.8471 |  | 24.5091 | 0 | 24.5091 | 49.5 | 1.314 | 32.204 | 1 | 0 | 32.204 |  | 32.204 | 0
49.6188 | 0 | 579.1739 | 579.1739 | 1 |  | 15:11 | 51.32 |  | 582.5134 | 0 | 579.1739 | 49.6188 | 49.6198 | 0.013499 | 0.60589 | 579.7798 |  | 24.4418 | 0 | 24.4418 | 49.5 | 1.3149 | 32.1394 | 1 | 0 | 32.1394 |  | 32.1394 | 0
49.6188 | 0 | 579.1739 | 579.1739 | 1 |  | 15:11 | 51.34 |  | 582.515 | 0 | 579.1739 | 49.6188 | 49.62 | 0.012149 | 0.5453 | 579.7192 |  | 24.3812 | 0 | 24.3812 | 49.5 | 1.3158 | 32.0812 | 1 | 0 | 32.0812 |  | 32.0812 | 0
49.6188 | 0 | 579.1739 | 579.1739 | 1 |  | 15:11 | 51.36 |  | 582.5166 | 0 | 579.1739 | 49.6188 | 49.6202 | 0.010934 | 0.49077 | 579.6647 |  | 24.3267 | 0 | 24.3267 | 49.5 | 1.3166 | 32.0288 | 1 | 0 | 32.0288 |  | 32.0288 | 0
49.6188 | 0 | 579.1739 | 579.1739 | 1 |  | 15:11 | 51.38 |  | 582.5182 | 0 | 579.1739 | 49.6188 | 49.6204 | 0.0098408 | 0.4417 | 579.6156 |  | 24.2776 | 0 | 24.2776 | 49.5 | 1.3173 | 31.9815 | 1 | 0 | 31.9815 |  | 31.9815 | 0
49.6188 | 0 | 579.1739 | 579.1739 | 1 |  | 15:11 | 51.4 |  | 582.5199 | 0 | 579.1739 | 49.6188 | 49.6206 | 0.0088568 | 0.39753 | 579.5714 |  | 24.2334 | 0 | 24.2334 | 49.5 | 1.318 | 31.939 | 1 | 0 | 31.939 |  | 31.939 | 0
49.6188 | 0 | 579.1739 | 579.1739 | 1 |  | 15:11 | 51.42 |  | 582.5215 | 0 | 579.1739 | 49.6188 | 49.6208 | 0.0079711 | 0.35777 | 579.5317 |  | 24.1937 | 0 | 24.1937 | 49.5 | 1.3186 | 31.9006 | 1 | 0 | 31.9006 |  | 31.9006 | 0
49.6188 | 0 | 579.1739 | 579.1739 | 1 |  | 15:11 | 51.44 |  | 582.5231 | 0 | 579.1739 | 49.6188 | 49.6209 | 0.007174 | 0.322 | 579.4959 |  | 24.1579 | 0 | 24.1579 | 49.5 | 1.3191 | 31.8661 | 1 | 0 | 31.8661 |  | 31.8661 | 0
49.6223 | 0 | 579.1739 | 579.1739 | 1 |  | 15:11 | 51.46 |  | 582.5248 | 0 | 579.1739 | 49.6192 | 49.6211 | 0.0064566 | 0.28982 | 579.4637 |  | 24.1257 | 0 | 24.1257 | 49.5 | 1.3195 | 31.835 | 1 | 0 | 31.835 |  | 31.835 | 0
49.6223 | 0 | 579.1739 | 579.1739 | 1 |  | 15:11 | 51.48 |  | 582.5264 | 0 | 579.1739 | 49.6195 | 49.6212 | 0.0058109 | 0.26084 | 579.4347 |  | 24.0967 | 0 | 24.0967 | 49.5 | 1.32 | 31.807 | 1 | 0 | 31.807 |  | 31.807 | 0
49.6223 | 0 | 579.1739 | 579.1739 | 1 |  | 15:11 | 51.5 |  | 582.528 | 0 | 579.1739 | 49.6198 | 49.6213 | 0.0052298 | 0.23475 | 579.4087 |  | 24.0706 | 0 | 24.0706 | 49.5 | 1.3204 | 31.7818 | 1 | 0 | 31.7818 |  | 31.7818 | 0
49.6223 | 0 | 579.1739 | 579.1739 | 1 |  | 15:11 | 51.52 |  | 582.5297 | 0 | 579.1739 | 49.62 | 49.6214 | 0.0047068 | 0.21128 | 579.3852 |  | 24.0472 | 0 | 24.0472 | 49.5 | 1.3207 | 31.759 | 1 | 0 | 31.759 |  | 31.759 | 0
49.6223 | 0 | 579.1739 | 579.1739 | 1 |  | 15:11 | 51.54 |  | 582.5313 | 0 | 579.1739 | 49.6202 | 49.6215 | 0.0042362 | 0.19015 | 579.364 |  | 24.026 | 0 | 24.026 | 49.5 | 1.321 | 31.7386 | 1 | 0 | 31.7386 |  | 31.7386 | 0
49.6223 | 0 | 579.1739 | 579.1739 | 1 |  | 15:11 | 51.56 |  | 582.5329 | 0 | 579.1739 | 49.6204 | 49.6216 | 0.0038125 | 0.17113 | 579.345 |  | 24.007 | 0 | 24.007 | 49.5 | 1.3213 | 31.7202 | 1 | 0 | 31.7202 |  | 31.7202 | 0
49.6223 | 0 | 579.1739 | 579.1739 | 1 |  | 15:11 | 51.58 |  | 582.5345 | 0 | 579.1739 | 49.6206 | 49.6217 | 0.0034313 | 0.15402 | 579.3279 |  | 23.9899 | 0 | 23.9899 | 49.5 | 1.3215 | 31.7036 | 1 | 0 | 31.7036 |  | 31.7036 | 0
49.6223 | 0 | 579.1739 | 579.1739 | 1 |  | 15:11 | 51.6 |  | 582.5362 | 0 | 579.1739 | 49.6208 | 49.6217 | 0.0030882 | 0.13862 | 579.3125 |  | 23.9745 | 0 | 23.9745 | 49.5 | 1.3218 | 31.6886 | 1 | 0 | 31.6886 |  | 31.6886 | 0
49.6223 | 0 | 579.1739 | 579.1739 | 1 |  | 15:11 | 51.62 |  | 582.5378 | 0 | 579.1739 | 49.6209 | 49.6218 | 0.0027793 | 0.12476 | 579.2987 |  | 23.9607 | 0 | 23.9607 | 49.5 | 1.322 | 31.6752 | 1 | 0 | 31.6752 |  | 31.6752 | 0
49.6223 | 0 | 579.1739 | 579.1739 | 1 |  | 15:11 | 51.64 |  | 582.5394 | 0 | 579.1739 | 49.6211 | 49.6218 | 0.0025014 | 0.11228 | 579.2862 |  | 23.9482 | 0 | 23.9482 | 49.5 | 1.3222 | 31.6631 | 1 | 0 | 31.6631 |  | 31.6631 | 0
49.6223 | 0 | 579.1739 | 579.1739 | 1 |  | 15:11 | 51.66 |  | 582.5411 | 0 | 579.1739 | 49.6212 | 49.6219 | 0.0022513 | 0.10105 | 579.275 |  | 23.9369 | 0 | 23.9369 | 49.5 | 1.3223 | 31.6522 | 1 | 0 | 31.6522 |  | 31.6522 | 0
49.6223 | 0 | 579.1739 | 579.1739 | 1 |  | 15:11 | 51.68 |  | 582.5427 | 0 | 579.1739 | 49.6213 | 49.6219 | 0.0020261 | 0.090948 | 579.2648 |  | 23.9268 | 0 | 23.9268 | 49.5 | 1.3225 | 31.6424 | 1 | 0 | 31.6424 |  | 31.6424 | 0
49.6223 | 0 | 579.1739 | 579.1739 | 1 |  | 15:11 | 51.7 |  | 582.5443 | 0 | 579.1739 | 49.6214 | 49.622 | 0.0018235 | 0.081853 | 579.2558 |  | 23.9177 | 0 | 23.9177 | 49.5 | 1.3226 | 31.6336 | 1 | 0 | 31.6336 |  | 31.6336 | 0
49.6223 | 0 | 579.4995 | 579.4995 | 1 |  | 15:11 | 51.72 |  | 582.546 | 0 | 579.4995 | 49.6215 | 49.622 | 0.0016412 | 0.073668 | 579.5732 |  | 24.2352 | 0 | 24.2352 | 49.5 | 1.3227 | 32.0563 | 1 | 0 | 32.0563 |  | 32.0563 | 0
49.6223 | 0 | 579.1739 | 579.1739 | 1 |  | 15:11 | 51.74 |  | 582.5476 | 0 | 579.1739 | 49.6216 | 49.622 | 0.0014771 | 0.066301 | 579.2402 |  | 23.9022 | 0 | 23.9022 | 49.5 | 1.3228 | 31.6185 | 1 | 0 | 31.6185 |  | 31.6185 | 0
49.6223 | 0 | 579.1739 | 579.1739 | 1 |  | 15:11 | 51.76 |  | 582.5492 | 0 | 579.1739 | 49.6217 | 49.622 | 0.0013294 | 0.059671 | 579.2336 |  | 23.8956 | 0 | 23.8956 | 49.5 | 1.3229 | 31.612 | 1 | 0 | 31.612 |  | 31.612 | 0
49.6223 | 0 | 579.8251 | 579.8251 | 1 |  | 15:11 | 51.78 |  | 582.5508 | 0 | 579.8251 | 49.6217 | 49.6221 | 0.0011964 | 0.053704 | 579.8788 |  | 24.5408 | 0 | 24.5408 | 49.5 | 1.323 | 32.4678 | 1 | 0 | 32.4678 |  | 32.4678 | 0
49.6223 | 0 | 580.1506 | 580.1506 | 1 |  | 15:11 | 51.8 |  | 582.5525 | 0 | 580.1506 | 49.6218 | 49.6221 | 0.0010768 | 0.048333 | 580.1989 |  | 24.8609 | 0 | 24.8609 | 49.5 | 1.3231 | 32.8933 | 1 | 0 | 32.8933 |  | 32.8933 | 0
49.6223 | 0 | 580.1506 | 580.1506 | 1 |  | 15:11 | 51.82 |  | 582.5541 | 0 | 580.1506 | 49.6218 | 49.6221 | 0.0009691 | 0.0435 | 580.1941 |  | 24.8561 | 0 | 24.8561 | 49.5 | 1.3232 | 32.8886 | 1 | 0 | 32.8886 |  | 32.8886 | 0
49.6223 | 0 | 580.1506 | 580.1506 | 1 |  | 15:11 | 51.84 |  | 582.5557 | 0 | 580.1506 | 49.6219 | 49.6221 | 0.00087219 | 0.03915 | 580.1898 |  | 24.8517 | 0 | 24.8517 | 49.5 | 1.3232 | 32.8845 | 1 | 0 | 32.8845 |  | 32.8845 | 0
49.6223 | 0 | 580.1506 | 580.1506 | 1 |  | 15:11 | 51.86 |  | 582.5574 | 0 | 580.1506 | 49.6219 | 49.6222 | 0.00078497 | 0.035235 | 580.1858 |  | 24.8478 | 0 | 24.8478 | 49.5 | 1.3233 | 32.8807 | 1 | 0 | 32.8807 |  | 32.8807 | 0
49.6223 | 0 | 580.1506 | 580.1506 | 1 |  | 15:11 | 51.88 |  | 582.559 | 0 | 580.1506 | 49.622 | 49.6222 | 0.00070647 | 0.031712 | 580.1823 |  | 24.8443 | 0 | 24.8443 | 49.5 | 1.3233 | 32.8773 | 1 | 0 | 32.8773 |  | 32.8773 | 0
49.6223 | 0 | 580.1506 | 580.1506 | 1 |  | 15:11 | 51.9 |  | 582.5606 | 0 | 580.1506 | 49.622 | 49.6222 | 0.00063583 | 0.02854 | 580.1791 |  | 24.8411 | 0 | 24.8411 | 49.5 | 1.3234 | 32.8743 | 1 | 0 | 32.8743 |  | 32.8743 | 0
49.6223 | 0 | 580.1506 | 580.1506 | 1 |  | 15:11 | 51.92 |  | 582.5623 | 0 | 580.1506 | 49.622 | 49.6222 | 0.00057224 | 0.025686 | 580.1763 |  | 24.8383 | 0 | 24.8383 | 49.5 | 1.3234 | 32.8716 | 1 | 0 | 32.8716 |  | 32.8716 | 0
49.6223 | 0 | 580.1506 | 580.1506 | 1 |  | 15:11 | 51.94 |  | 582.5639 | 0 | 580.1506 | 49.622 | 49.6222 | 0.00051502 | 0.023118 | 580.1737 |  | 24.8357 | 0 | 24.8357 | 49.5 | 1.3235 | 32.8691 | 1 | 0 | 32.8691 |  | 32.8691 | 0
49.6223 | 0 | 580.4762 | 580.4762 | 1 |  | 15:11 | 51.96 |  | 582.5655 | 0 | 580.4762 | 49.6221 | 49.6222 | 0.00046352 | 0.020806 | 580.497 |  | 25.159 | 0 | 25.159 | 49.5 | 1.3235 | 33.2978 | 1 | 0 | 33.2978 |  | 33.2978 | 0
49.6223 | 0 | 580.1506 | 580.1506 | 1 |  | 15:11 | 51.98 |  | 582.5671 | 0 | 580.1506 | 49.6221 | 49.6222 | 0.00041716 | 0.018725 | 580.1693 |  | 24.8313 | 0 | 24.8313 | 49.5 | 1.3235 | 32.8649 | 1 | 0 | 32.8649 |  | 32.8649 | 0
49.6223 | 0 | 580.4762 | 580.4762 | 1 |  | 15:11 | 52 |  | 582.5688 | 0 | 580.4762 | 49.6221 | 49.6222 | 0.00037545 | 0.016853 | 580.4931 |  | 25.155 | 0 | 25.155 | 49.5 | 1.3236 | 33.2941 | 1 | 0 | 33.2941 |  | 33.2941 | 0
49.6223 | 0 | 580.4762 | 580.4762 | 1 |  | 15:11 | 52.02 |  | 582.5704 | 0 | 580.4762 | 49.6221 | 49.6222 | 0.0003379 | 0.015168 | 580.4914 |  | 25.1534 | 0 | 25.1534 | 49.5 | 1.3236 | 33.2925 | 1 | 0 | 33.2925 |  | 33.2925 | 0
49.6223 | 0 | 580.4762 | 580.4762 | 1 |  | 15:11 | 52.04 |  | 582.572 | 0 | 580.4762 | 49.6222 | 49.6222 | 0.00030411 | 0.013651 | 580.4899 |  | 25.1518 | 0 | 25.1518 | 49.5 | 1.3236 | 33.291 | 1 | 0 | 33.291 |  | 33.291 | 0
49.6223 | 0 | 580.4762 | 580.4762 | 1 |  | 15:11 | 52.06 |  | 582.5737 | 0 | 580.4762 | 49.6222 | 49.6222 | 0.0002737 | 0.012286 | 580.4885 |  | 25.1505 | 0 | 25.1505 | 49.5 | 1.3236 | 33.2897 | 1 | 0 | 33.2897 |  | 33.2897 | 0
49.6223 | 0 | 580.1506 | 580.1506 | 1 |  | 15:11 | 52.08 |  | 582.5753 | 0 | 580.1506 | 49.6222 | 49.6223 | 0.00024633 | 0.011057 | 580.1617 |  | 24.8237 | 0 | 24.8237 | 49.5 | 1.3236 | 32.8576 | 1 | 0 | 32.8576 |  | 32.8576 | 0
49.6223 | 0 | 580.4762 | 580.4762 | 1 |  | 15:11 | 52.1 |  | 582.5769 | 0 | 580.4762 | 49.6222 | 49.6223 | 0.0002217 | 0.0099514 | 580.4862 |  | 25.1481 | 0 | 25.1481 | 49.5 | 1.3237 | 33.2875 | 1 | 0 | 33.2875 |  | 33.2875 | 0
49.6223 | 0 | 580.8018 | 580.8018 | 1 |  | 15:11 | 52.12 |  | 582.5786 | 0 | 580.8018 | 49.6222 | 49.6223 | 0.00019953 | 0.0089563 | 580.8108 |  | 25.4728 | 0 | 25.4728 | 49.5 | 1.3237 | 33.7175 | 1 | 0 | 33.7175 |  | 33.7175 | 0
49.6223 | 0 | 580.1506 | 580.1506 | 1 |  | 15:11 | 52.14 |  | 582.5802 | 0 | 580.1506 | 49.6222 | 49.6223 | 0.00017958 | 0.0080606 | 580.1587 |  | 24.8207 | 0 | 24.8207 | 49.5 | 1.3237 | 32.8547 | 1 | 0 | 32.8547 |  | 32.8547 | 0
49.6223 | 0 | 580.4762 | 580.4762 | 1 |  | 15:11 | 52.16 |  | 582.5818 | 0 | 580.4762 | 49.6222 | 49.6223 | 0.00016162 | 0.0072546 | 580.4835 |  | 25.1455 | 0 | 25.1455 | 49.5 | 1.3237 | 33.2849 | 1 | 0 | 33.2849 |  | 33.2849 | 0
49.6223 | 0 | 580.4762 | 580.4762 | 1 |  | 15:11 | 52.18 |  | 582.5834 | 0 | 580.4762 | 49.6222 | 49.6223 | 0.00014546 | 0.0065291 | 580.4827 |  | 25.1447 | 0 | 25.1447 | 49.5 | 1.3237 | 33.2842 | 1 | 0 | 33.2842 |  | 33.2842 | 0
49.6223 | 0 | 580.4762 | 580.4762 | 1 |  | 15:11 | 52.2 |  | 582.5851 | 0 | 580.4762 | 49.6222 | 49.6223 | 0.00013091 | 0.0058762 | 580.4821 |  | 25.1441 | 0 | 25.1441 | 49.5 | 1.3237 | 33.2836 | 1 | 0 | 33.2836 |  | 33.2836 | 0
49.6223 | 0 | 580.8018 | 580.8018 | 1 |  | 15:11 | 52.22 |  | 582.5867 | 0 | 580.8018 | 49.6222 | 49.6223 | 0.00011782 | 0.0052886 | 580.8071 |  | 25.4691 | 0 | 25.4691 | 49.5 | 1.3237 | 33.714 | 1 | 0 | 33.714 |  | 33.714 | 0
49.6223 | 0 | 580.4762 | 580.4762 | 1 |  | 15:11 | 52.24 |  | 582.5883 | 0 | 580.4762 | 49.6222 | 49.6223 | 0.00010604 | 0.0047597 | 580.481 |  | 25.143 | 0 | 25.143 | 49.5 | 1.3237 | 33.2825 | 1 | 0 | 33.2825 |  | 33.2825 | 0
49.6223 | 0 | 580.8018 | 580.8018 | 1 |  | 15:11 | 52.26 |  | 582.59 | 0 | 580.8018 | 49.6223 | 49.6223 | 9.5434e-05 | 0.0042838 | 580.8061 |  | 25.4681 | 0 | 25.4681 | 49.5 | 1.3237 | 33.7131 | 1 | 0 | 33.7131 |  | 33.7131 | 0
49.6223 | 0 | 581.1273 | 581.1273 | 1 |  | 15:11 | 52.28 |  | 582.5916 | 0 | 581.1273 | 49.6223 | 49.6223 | 8.5891e-05 | 0.0038554 | 581.1312 |  | 25.7932 | 0 | 25.7932 | 49.5 | 1.3237 | 34.1436 | 1 | 0 | 34.1436 |  | 34.1436 | 0
49.6223 | 0 | 581.1273 | 581.1273 | 1 |  | 15:11 | 52.3 |  | 582.5932 | 0 | 581.1273 | 49.6223 | 49.6223 | 7.7302e-05 | 0.0034698 | 581.1308 |  | 25.7928 | 0 | 25.7928 | 49.5 | 1.3238 | 34.1432 | 1 | 0 | 34.1432 |  | 34.1432 | 0
49.6223 | 0 | 581.1273 | 581.1273 | 1 |  | 15:11 | 52.32 |  | 582.5949 | 0 | 581.1273 | 49.6223 | 49.6223 | 6.9571e-05 | 0.0031229 | 581.1304 |  | 25.7924 | 0 | 25.7924 | 49.5 | 1.3238 | 34.1429 | 1 | 0 | 34.1429 |  | 34.1429 | 0
49.6223 | 0 | 581.1273 | 581.1273 | 1 |  | 15:11 | 52.34 |  | 582.5965 | 0 | 581.1273 | 49.6223 | 49.6223 | 6.2614e-05 | 0.0028106 | 581.1301 |  | 25.7921 | 0 | 25.7921 | 49.5 | 1.3238 | 34.1426 | 1 | 0 | 34.1426 |  | 34.1426 | 0
49.6223 | 0 | 581.1273 | 581.1273 | 1 |  | 15:11 | 52.36 |  | 582.5981 | 0 | 581.1273 | 49.6223 | 49.6223 | 5.6353e-05 | 0.0025295 | 581.1298 |  | 25.7918 | 0 | 25.7918 | 49.5 | 1.3238 | 34.1423 | 1 | 0 | 34.1423 |  | 34.1423 | 0
49.6223 | 0 | 581.1273 | 581.1273 | 1 |  | 15:11 | 52.38 |  | 582.5997 | 0 | 581.1273 | 49.6223 | 49.6223 | 5.0718e-05 | 0.0022766 | 581.1296 |  | 25.7916 | 0 | 25.7916 | 49.5 | 1.3238 | 34.1421 | 1 | 0 | 34.1421 |  | 34.1421 | 0
49.6223 | 0 | 581.1273 | 581.1273 | 1 |  | 15:11 | 52.4 |  | 582.6014 | 0 | 581.1273 | 49.6223 | 49.6223 | 4.5646e-05 | 0.0020489 | 581.1293 |  | 25.7913 | 0 | 25.7913 | 49.5 | 1.3238 | 34.1419 | 1 | 0 | 34.1419 |  | 34.1419 | 0
49.6223 | 0 | 581.7784 | 581.7784 | 1 |  | 15:11 | 52.42 |  | 582.603 | 0 | 581.7784 | 49.6223 | 49.6223 | 4.1081e-05 | 0.001844 | 581.7802 |  | 26.4422 | 0 | 26.4422 | 49.5 | 1.3238 | 35.0036 | 1 | 0 | 35.0036 |  | 35.0036 | 0
49.6223 | 0 | 581.7784 | 581.7784 | 1 |  | 15:11 | 52.44 |  | 582.6046 | 0 | 581.7784 | 49.6223 | 49.6223 | 3.6973e-05 | 0.0016596 | 581.7801 |  | 26.4421 | 0 | 26.4421 | 49.5 | 1.3238 | 35.0034 | 1 | 0 | 35.0034 |  | 35.0034 | 0
49.6223 | 0 | 581.4529 | 581.4529 | 1 |  | 15:11 | 52.46 |  | 582.6063 | 0 | 581.4529 | 49.6223 | 49.6223 | 3.3276e-05 | 0.0014937 | 581.4544 |  | 26.1164 | 0 | 26.1164 | 49.5 | 1.3238 | 34.5724 | 1 | 0 | 34.5724 |  | 34.5724 | 0
49.6223 | 0 | 581.7784 | 581.7784 | 1 |  | 15:11 | 52.48 |  | 582.6079 | 0 | 581.7784 | 49.6223 | 49.6223 | 2.9948e-05 | 0.0013443 | 581.7797 |  | 26.4417 | 0 | 26.4417 | 49.5 | 1.3238 | 35.0031 | 1 | 0 | 35.0031 |  | 35.0031 | 0
49.6223 | 0 | 581.4529 | 581.4529 | 1 |  | 15:11 | 52.5 |  | 582.6095 | 0 | 581.4529 | 49.6223 | 49.6223 | 2.6953e-05 | 0.0012099 | 581.4541 |  | 26.1161 | 0 | 26.1161 | 49.5 | 1.3238 | 34.5721 | 1 | 0 | 34.5721 |  | 34.5721 | 0
49.6223 | 0 | 581.4529 | 581.4529 | 1 |  | 15:11 | 52.52 |  | 582.6112 | 0 | 581.4529 | 49.6223 | 49.6223 | 2.4258e-05 | 0.0010889 | 581.454 |  | 26.116 | 0 | 26.116 | 49.5 | 1.3238 | 34.572 | 1 | 0 | 34.572 |  | 34.572 | 0
49.6223 | 0 | 581.1273 | 581.1273 | 1 |  | 15:11 | 52.54 |  | 582.6128 | 0 | 581.1273 | 49.6223 | 49.6223 | 2.1832e-05 | 0.00097999 | 581.1283 |  | 25.7903 | 0 | 25.7903 | 49.5 | 1.3238 | 34.1408 | 1 | 0 | 34.1408 |  | 34.1408 | 0
49.6223 | 0 | 581.1273 | 581.1273 | 1 |  | 15:11 | 52.56 |  | 582.6144 | 0 | 581.1273 | 49.6223 | 49.6223 | 1.9649e-05 | 0.00088199 | 581.1282 |  | 25.7902 | 0 | 25.7902 | 49.5 | 1.3238 | 34.1408 | 1 | 0 | 34.1408 |  | 34.1408 | 0
49.6223 | 0 | 581.7784 | 581.7784 | 1 |  | 15:11 | 52.58 |  | 582.616 | 0 | 581.7784 | 49.6223 | 49.6223 | 1.7684e-05 | 0.00079379 | 581.7792 |  | 26.4412 | 0 | 26.4412 | 49.5 | 1.3238 | 35.0026 | 1 | 0 | 35.0026 |  | 35.0026 | 0
49.6223 | 0 | 581.7784 | 581.7784 | 1 |  | 15:11 | 52.6 |  | 582.6177 | 0 | 581.7784 | 49.6223 | 49.6223 | 1.5916e-05 | 0.00071441 | 581.7791 |  | 26.4411 | 0 | 26.4411 | 49.5 | 1.3238 | 35.0025 | 1 | 0 | 35.0025 |  | 35.0025 | 0
49.6223 | 0 | 582.104 | 582.104 | 1 |  | 15:11 | 52.62 |  | 582.6193 | 0 | 582.104 | 49.6223 | 49.6223 | 1.4324e-05 | 0.00064297 | 582.1046 |  | 26.7666 | 0 | 26.7666 | 49.5 | 1.3238 | 35.4335 | 1 | 0 | 35.4335 |  | 35.4335 | 0
49.6223 | 0 | 581.7784 | 581.7784 | 1 |  | 15:11 | 52.64 |  | 582.6209 | 0 | 581.7784 | 49.6223 | 49.6223 | 1.2892e-05 | 0.00057867 | 581.779 |  | 26.441 | 0 | 26.441 | 49.5 | 1.3238 | 35.0024 | 1 | 0 | 35.0024 |  | 35.0024 | 0
49.6223 | 0 | 581.7784 | 581.7784 | 1 |  | 15:11 | 52.66 |  | 582.6226 | 0 | 581.7784 | 49.6223 | 49.6223 | -0.0034884 | -0.15658 | 581.6218 |  | 26.2838 | 0 | 26.2838 | 49.5 | 1.3238 | 34.7944 | 1 | 0 | 34.7944 |  | 34.7944 | 0
49.6223 | 0 | 581.7784 | 581.7784 | 1 |  | 15:11 | 52.68 |  | 582.6242 | 0 | 581.7784 | 49.6223 | 49.6223 | -0.0083896 | -0.37658 | 581.4018 |  | 26.0638 | 0 | 26.0638 | 49.5 | 1.3238 | 34.5031 | 1 | 0 | 34.5031 |  | 34.5031 | 0
49.6223 | 0 | 581.4529 | 581.4529 | 1 |  | 15:11 | 52.7 |  | 582.6258 | 0 | 581.4529 | 49.6223 | 49.6219 | -0.012801 | -0.57458 | 580.8783 |  | 25.5403 | 0 | 25.5403 | 49.5 | 1.3226 | 33.7789 | 1 | 0 | 33.7789 |  | 33.7789 | 0
49.6223 | 0 | 581.7784 | 581.7784 | 1 |  | 15:11 | 52.72 |  | 582.6275 | 0 | 581.7784 | 49.6223 | 49.6216 | -0.015021 | -0.67423 | 581.1042 |  | 25.7662 | 0 | 25.7662 | 49.5 | 1.3215 | 34.0492 | 1 | 0 | 34.0492 |  | 34.0492 | 0
49.6223 | 0 | 581.7784 | 581.7784 | 1 |  | 15:11 | 52.74 |  | 582.6291 | 0 | 581.7784 | 49.6223 | 49.6214 | -0.013518 | -0.60681 | 581.1716 |  | 25.8336 | 0 | 25.8336 | 49.5 | 1.3205 | 34.1128 | 1 | 0 | 34.1128 |  | 34.1128 | 0
49.6223 | 0 | 581.7784 | 581.7784 | 1 |  | 15:11 | 52.76 |  | 582.6307 | 0 | 581.7784 | 49.6223 | 49.6211 | -0.012167 | -0.54613 | 581.2323 |  | 25.8943 | 0 | 25.8943 | 49.5 | 1.3196 | 34.1699 | 1 | 0 | 34.1699 |  | 34.1699 | 0
49.6223 | 0 | 581.7784 | 581.7784 | 1 |  | 15:11 | 52.78 |  | 582.6323 | 0 | 581.7784 | 49.6223 | 49.6209 | -0.01095 | -0.49151 | 581.2869 |  | 25.9489 | 0 | 25.9489 | 49.5 | 1.3188 | 34.2212 | 1 | 0 | 34.2212 |  | 34.2212 | 0
49.6223 | 0 | 582.104 | 582.104 | 1 |  | 15:11 | 52.8 |  | 582.634 | 0 | 582.104 | 49.6223 | 49.6207 | -0.009855 | -0.44236 | 581.6616 |  | 26.3236 | 0 | 26.3236 | 49.5 | 1.3181 | 34.6965 | 1 | 0 | 34.6965 |  | 34.6965 | 0
49.6223 | 0 | 582.104 | 582.104 | 1 |  | 15:11 | 52.82 |  | 582.6356 | 0 | 582.104 | 49.6223 | 49.6205 | -0.0088695 | -0.39813 | 581.7059 |  | 26.3679 | 0 | 26.3679 | 49.5 | 1.3174 | 34.7378 | 1 | 0 | 34.7378 |  | 34.7378 | 0
49.6223 | 0 | 582.104 | 582.104 | 1 |  | 15:11 | 52.84 |  | 582.6372 | 0 | 582.104 | 49.6223 | 49.6203 | -0.0079825 | -0.35831 | 581.7457 |  | 26.4077 | 0 | 26.4077 | 49.5 | 1.3168 | 34.7749 | 1 | 0 | 34.7749 |  | 34.7749 | 0
49.6223 | 0 | 582.104 | 582.104 | 1 |  | 15:11 | 52.86 |  | 582.6389 | 0 | 582.104 | 49.6223 | 49.6202 | -0.0071843 | -0.32248 | 581.7815 |  | 26.4435 | 0 | 26.4435 | 49.5 | 1.3163 | 34.8083 | 1 | 0 | 34.8083 |  | 34.8083 | 0
49.6188 | 0 | 582.104 | 582.104 | 1 |  | 15:11 | 52.88 |  | 582.6405 | 0 | 582.104 | 49.6219 | 49.62 | -0.0064659 | -0.29021 | 581.8138 |  | 26.4758 | 0 | 26.4758 | 49.5 | 1.3159 | 34.8384 | 1 | 0 | 34.8384 |  | 34.8384 | 0
49.6188 | 0 | 582.104 | 582.104 | 1 |  | 15:11 | 52.9 |  | 582.6421 | 0 | 582.104 | 49.6216 | 49.6199 | -0.0058193 | -0.26119 | 581.8428 |  | 26.5048 | 0 | 26.5048 | 49.5 | 1.3154 | 34.8654 | 1 | 0 | 34.8654 |  | 34.8654 | 0
49.6188 | 0 | 582.104 | 582.104 | 1 |  | 15:11 | 52.92 |  | 582.6438 | 0 | 582.104 | 49.6214 | 49.6198 | -0.0052373 | -0.23507 | 581.8689 |  | 26.5309 | 0 | 26.5309 | 49.5 | 1.3151 | 34.8896 | 1 | 0 | 34.8896 |  | 34.8896 | 0
49.6188 | 0 | 582.4296 | 582.4296 | 1 |  | 15:11 | 52.94 |  | 582.6454 | 0 | 582.4296 | 49.6211 | 49.6197 | -0.0047136 | -0.21157 | 582.218 |  | 26.88 | 0 | 26.88 | 49.5 | 1.3147 | 35.3396 | 1 | 0 | 35.3396 |  | 35.3396 | 0
49.6188 | 0 | 582.4296 | 582.4296 | 1 |  | 15:11 | 52.96 |  | 582.647 | 0 | 582.4296 | 49.6209 | 49.6196 | -0.0042422 | -0.19041 | 582.2392 |  | 26.9012 | 0 | 26.9012 | 49.5 | 1.3144 | 35.3591 | 1 | 0 | 35.3591 |  | 35.3591 | 0
49.6188 | 0 | 582.4296 | 582.4296 | 1 |  | 15:11 | 52.98 |  | 582.6486 | 0 | 582.4296 | 49.6207 | 49.6195 | -0.003818 | -0.17137 | 582.2582 |  | 26.9202 | 0 | 26.9202 | 49.5 | 1.3141 | 35.3767 | 1 | 0 | 35.3767 |  | 35.3767 | 0
49.6188 | 0 | 582.7551 | 582.7551 | 1 |  | 15:11 | 53 |  | 582.6503 | 0 | 582.7551 | 49.6205 | 49.6194 | -0.0034362 | -0.15423 | 582.6009 |  | 27.2629 | 0 | 27.2629 | 49.5 | 1.3139 | 35.8202 | 1 | 0 | 35.8202 |  | 35.8202 | 0
49.6188 | 0 | 582.7551 | 582.7551 | 1 |  | 15:11 | 53.02 |  | 582.6519 | 0 | 582.7551 | 49.6203 | 49.6194 | -0.0030926 | -0.13881 | 582.6163 |  | 27.2783 | 0 | 27.2783 | 49.5 | 1.3137 | 35.8343 | 1 | 0 | 35.8343 |  | 35.8343 | 0
49.6188 | 0 | 582.7551 | 582.7551 | 1 |  | 15:11 | 53.04 |  | 582.6535 | 0 | 582.7551 | 49.6202 | 49.6193 | -0.0061833 | -0.27753 | 582.4776 |  | 27.1396 | 0 | 27.1396 | 49.5 | 1.3135 | 35.6466 | 1 | 0 | 35.6466 |  | 35.6466 | 0
49.6188 | 0 | 582.7551 | 582.7551 | 1 |  | 15:11 | 53.06 |  | 582.6552 | 0 | 582.7551 | 49.62 | 49.6193 | -0.010665 | -0.47869 | 582.2764 |  | 26.9384 | 0 | 26.9384 | 49.5 | 1.3133 | 35.3775 | 1 | 0 | 35.3775 |  | 35.3775 | 0
49.6188 | 0 | 582.4296 | 582.4296 | 1 |  | 15:11 | 53.08 |  | 582.6568 | 0 | 582.4296 | 49.6199 | 49.6189 | -0.014699 | -0.65973 | 581.7699 |  | 26.4319 | 0 | 26.4319 | 49.5 | 1.3119 | 34.6771 | 1 | 0 | 34.6771 |  | 34.6771 | 0
49.6188 | 0 | 582.4296 | 582.4296 | 1 |  | 15:11 | 53.1 |  | 582.6584 | 0 | 582.4296 | 49.6198 | 49.6185 | -0.016629 | -0.74636 | 581.6832 |  | 26.3452 | 0 | 26.3452 | 49.5 | 1.3107 | 34.5318 | 1 | 0 | 34.5318 |  | 34.5318 | 0
49.6188 | 0 | 582.4296 | 582.4296 | 1 |  | 15:11 | 53.12 |  | 582.6601 | 0 | 582.4296 | 49.6197 | 49.6182 | -0.014966 | -0.67172 | 581.7579 |  | 26.4199 | 0 | 26.4199 | 49.5 | 1.3097 | 34.6012 | 1 | 0 | 34.6012 |  | 34.6012 | 0
49.6188 | 0 | 582.4296 | 582.4296 | 1 |  | 15:11 | 53.14 |  | 582.6617 | 0 | 582.4296 | 49.6196 | 49.6179 | -0.013469 | -0.60455 | 581.825 |  | 26.487 | 0 | 26.487 | 49.5 | 1.3087 | 34.6635 | 1 | 0 | 34.6635 |  | 34.6635 | 0
49.6188 | 0 | 582.4296 | 582.4296 | 1 |  | 15:11 | 53.16 |  | 582.6633 | 0 | 582.4296 | 49.6195 | 49.6177 | -0.012122 | -0.5441 | 581.8855 |  | 26.5475 | 0 | 26.5475 | 49.5 | 1.3078 | 34.7196 | 1 | 0 | 34.7196 |  | 34.7196 | 0
49.6188 | 0 | 582.104 | 582.104 | 1 |  | 15:11 | 53.18 |  | 582.6649 | 0 | 582.104 | 49.6194 | 49.6175 | -0.01091 | -0.48969 | 581.6143 |  | 26.2763 | 0 | 26.2763 | 49.5 | 1.307 | 34.3443 | 1 | 0 | 34.3443 |  | 34.3443 | 0
49.6188 | 0 | 583.0807 | 583.0807 | 1 |  | 15:11 | 53.2 |  | 582.6666 | 0 | 583.0807 | 49.6194 | 49.6173 | -0.0098191 | -0.44072 | 582.64 |  | 27.302 | 0 | 27.302 | 49.5 | 1.3063 | 35.6658 | 1 | 0 | 35.6658 |  | 35.6658 | 0
49.6188 | 0 | 582.7551 | 582.7551 | 1 |  | 15:11 | 53.22 |  | 582.6682 | 0 | 582.7551 | 49.6193 | 49.6171 | -0.0088371 | -0.39665 | 582.3585 |  | 27.0205 | 0 | 27.0205 | 49.5 | 1.3057 | 35.2809 | 1 | 0 | 35.2809 |  | 35.2809 | 0
49.6188 | 0 | 582.7551 | 582.7551 | 1 |  | 15:11 | 53.24 |  | 582.6698 | 0 | 582.7551 | 49.6193 | 49.6169 | -0.0079534 | -0.35698 | 582.3981 |  | 27.0601 | 0 | 27.0601 | 49.5 | 1.3051 | 35.3173 | 1 | 0 | 35.3173 |  | 35.3173 | 0
49.6154 | 0 | 582.4296 | 582.4296 | 1 |  | 15:11 | 53.26 |  | 582.6715 | 0 | 582.4296 | 49.6189 | 49.6168 | -0.0071581 | -0.32126 | 582.1083 |  | 26.7703 | 0 | 26.7703 | 49.5 | 1.3046 | 34.9254 | 1 | 0 | 34.9254 |  | 34.9254 | 0
49.6154 | 0 | 582.7551 | 582.7551 | 1 |  | 15:11 | 53.28 |  | 582.6731 | 0 | 582.7551 | 49.6185 | 49.6166 | -0.0064423 | -0.28914 | 582.466 |  | 27.128 | 0 | 27.128 | 49.5 | 1.3042 | 35.3796 | 1 | 0 | 35.3796 |  | 35.3796 | 0
49.6154 | 0 | 582.7551 | 582.7551 | 1 |  | 15:11 | 53.3 |  | 582.6747 | 0 | 582.7551 | 49.6182 | 49.6165 | -0.0057981 | -0.26022 | 582.4949 |  | 27.1569 | 0 | 27.1569 | 49.5 | 1.3038 | 35.406 | 1 | 0 | 35.406 |  | 35.406 | 0
49.6154 | 0 | 582.7551 | 582.7551 | 1 |  | 15:11 | 53.32 |  | 582.6764 | 0 | 582.7551 | 49.6179 | 49.6164 | -0.0052182 | -0.2342 | 582.5209 |  | 27.1829 | 0 | 27.1829 | 49.5 | 1.3034 | 35.4299 | 1 | 0 | 35.4299 |  | 35.4299 | 0
49.6154 | 0 | 583.0807 | 583.0807 | 1 |  | 15:11 | 53.34 |  | 582.678 | 0 | 583.0807 | 49.6177 | 49.6163 | -0.0046964 | -0.21078 | 582.8699 |  | 27.5319 | 0 | 27.5319 | 49.5 | 1.3031 | 35.8756 | 1 | 0 | 35.8756 |  | 35.8756 | 0
49.6154 | 0 | 582.7551 | 582.7551 | 1 |  | 15:11 | 53.36 |  | 582.6796 | 0 | 582.7551 | 49.6175 | 49.6162 | -0.0042268 | -0.1897 | 582.5654 |  | 27.2274 | 0 | 27.2274 | 49.5 | 1.3028 | 35.4706 | 1 | 0 | 35.4706 |  | 35.4706 | 0
49.6154 | 0 | 582.4296 | 582.4296 | 1 |  | 15:11 | 53.38 |  | 582.6812 | 0 | 582.4296 | 49.6173 | 49.6161 | -0.0038041 | -0.17073 | 582.2589 |  | 26.9209 | 0 | 26.9209 | 49.5 | 1.3025 | 35.0639 | 1 | 0 | 35.0639 |  | 35.0639 | 0
49.6154 | 0 | 582.4296 | 582.4296 | 1 |  | 15:11 | 53.4 |  | 582.6829 | 0 | 582.4296 | 49.6171 | 49.616 | -0.0034237 | -0.15366 | 582.2759 |  | 26.9379 | 0 | 26.9379 | 49.5 | 1.3022 | 35.0796 | 1 | 0 | 35.0796 |  | 35.0796 | 0
49.6154 | 0 | 582.104 | 582.104 | 1 |  | 15:11 | 53.42 |  | 582.6845 | 0 | 582.104 | 49.6169 | 49.616 | -0.0030813 | -0.13829 | 581.9657 |  | 26.6277 | 0 | 26.6277 | 49.5 | 1.302 | 34.6698 | 1 | 0 | 34.6698 |  | 34.6698 | 0
49.6154 | 0 | 583.0807 | 583.0807 | 1 |  | 15:11 | 53.44 |  | 582.6861 | 0 | 583.0807 | 49.6168 | 49.6159 | -0.0027732 | -0.12446 | 582.9562 |  | 27.6182 | 0 | 27.6182 | 49.5 | 1.3018 | 35.954 | 1 | 0 | 35.954 |  | 35.954 | 0
49.6154 | 0 | 583.0807 | 583.0807 | 1 |  | 15:11 | 53.46 |  | 582.6878 | 0 | 583.0807 | 49.6166 | 49.6159 | -0.0024959 | -0.11202 | 582.9687 |  | 27.6307 | 0 | 27.6307 | 49.5 | 1.3016 | 35.9653 | 1 | 0 | 35.9653 |  | 35.9653 | 0
49.6154 | 0 | 582.7551 | 582.7551 | 1 |  | 15:11 | 53.48 |  | 582.6894 | 0 | 582.7551 | 49.6165 | 49.6158 | -0.0022463 | -0.10082 | 582.6543 |  | 27.3163 | 0 | 27.3163 | 49.5 | 1.3015 | 35.5518 | 1 | 0 | 35.5518 |  | 35.5518 | 0
49.6154 | 0 | 582.7551 | 582.7551 | 1 |  | 15:11 | 53.5 |  | 582.691 | 0 | 582.7551 | 49.6164 | 49.6158 | -0.0020217 | -0.090734 | 582.6644 |  | 27.3264 | 0 | 27.3264 | 49.5 | 1.3013 | 35.561 | 1 | 0 | 35.561 |  | 35.561 | 0
49.6154 | 0 | 583.0807 | 583.0807 | 1 |  | 15:11 | 53.52 |  | 582.6927 | 0 | 583.0807 | 49.6163 | 49.6157 | -0.0018195 | -0.08166 | 582.999 |  | 27.661 | 0 | 27.661 | 49.5 | 1.3012 | 35.9929 | 1 | 0 | 35.9929 |  | 35.9929 | 0
49.6154 | 0 | 583.0807 | 583.0807 | 1 |  | 15:11 | 53.54 |  | 582.6943 | 0 | 583.0807 | 49.6162 | 49.6157 | -0.0016375 | -0.073494 | 583.0072 |  | 27.6692 | 0 | 27.6692 | 49.5 | 1.3011 | 36.0003 | 1 | 0 | 36.0003 |  | 36.0003 | 0
49.6154 | 0 | 583.0807 | 583.0807 | 1 |  | 15:11 | 53.56 |  | 582.6959 | 0 | 583.0807 | 49.6161 | 49.6157 | -0.0014738 | -0.066145 | 583.0146 |  | 27.6766 | 0 | 27.6766 | 49.5 | 1.301 | 36.007 | 1 | 0 | 36.007 |  | 36.007 | 0
49.6154 | 0 | 583.0807 | 583.0807 | 1 |  | 15:11 | 53.58 |  | 582.6975 | 0 | 583.0807 | 49.616 | 49.6157 | -0.0013264 | -0.05953 | 583.0212 |  | 27.6832 | 0 | 27.6832 | 49.5 | 1.3009 | 36.013 | 1 | 0 | 36.013 |  | 36.013 | 0
49.6154 | 0 | 583.0807 | 583.0807 | 1 |  | 15:11 | 53.6 |  | 582.6992 | 0 | 583.0807 | 49.616 | 49.6156 | -0.0011938 | -0.053577 | 583.0271 |  | 27.6891 | 0 | 27.6891 | 49.5 | 1.3008 | 36.0184 | 1 | 0 | 36.0184 |  | 36.0184 | 0
49.6154 | 0 | 582.4296 | 582.4296 | 1 |  | 15:11 | 53.62 |  | 582.7008 | 0 | 582.4296 | 49.6159 | 49.6156 | -0.0010744 | -0.04822 | 582.3814 |  | 27.0434 | 0 | 27.0434 | 49.5 | 1.3007 | 35.1763 | 1 | 0 | 35.1763 |  | 35.1763 | 0
49.6154 | 0 | 582.4296 | 582.4296 | 1 |  | 15:11 | 53.64 |  | 582.7024 | 0 | 582.4296 | 49.6159 | 49.6156 | -0.00096695 | -0.043398 | 582.3862 |  | 27.0482 | 0 | 27.0482 | 49.5 | 1.3007 | 35.1807 | 1 | 0 | 35.1807 |  | 35.1807 | 0
49.6154 | 0 | 582.4296 | 582.4296 | 1 |  | 15:11 | 53.66 |  | 582.7041 | 0 | 582.4296 | 49.6158 | 49.6156 | -0.00087026 | -0.039058 | 582.3905 |  | 27.0525 | 0 | 27.0525 | 49.5 | 1.3006 | 35.1847 | 1 | 0 | 35.1847 |  | 35.1847 | 0
49.6154 | 0 | 582.4296 | 582.4296 | 1 |  | 15:11 | 53.68 |  | 582.7057 | 0 | 582.4296 | 49.6158 | 49.6155 | -0.00078323 | -0.035152 | 582.3944 |  | 27.0564 | 0 | 27.0564 | 49.5 | 1.3006 | 35.1883 | 1 | 0 | 35.1883 |  | 35.1883 | 0
49.6154 | 0 | 582.4296 | 582.4296 | 1 |  | 15:11 | 53.7 |  | 582.7073 | 0 | 582.4296 | 49.6157 | 49.6155 | -0.00070491 | -0.031637 | 582.398 |  | 27.06 | 0 | 27.06 | 49.5 | 1.3005 | 35.1915 | 1 | 0 | 35.1915 |  | 35.1915 | 0
49.6154 | 0 | 582.4296 | 582.4296 | 1 |  | 15:11 | 53.72 |  | 582.709 | 0 | 582.4296 | 49.6157 | 49.6155 | -0.00063442 | -0.028473 | 582.4011 |  | 27.0631 | 0 | 27.0631 | 49.5 | 1.3005 | 35.1944 | 1 | 0 | 35.1944 |  | 35.1944 | 0
49.6154 | 0 | 582.7551 | 582.7551 | 1 |  | 15:11 | 53.74 |  | 582.7106 | 0 | 582.7551 | 49.6157 | 49.6155 | -0.00057098 | -0.025626 | 582.7295 |  | 27.3915 | 0 | 27.3915 | 49.5 | 1.3004 | 35.6203 | 1 | 0 | 35.6203 |  | 35.6203 | 0
49.6154 | 0 | 582.104 | 582.104 | 1 |  | 15:11 | 53.76 |  | 582.7122 | 0 | 582.104 | 49.6157 | 49.6155 | -0.00051388 | -0.023063 | 582.0809 |  | 26.7429 | 0 | 26.7429 | 49.5 | 1.3004 | 34.776 | 1 | 0 | 34.776 |  | 34.776 | 0
49.6154 | 0 | 582.4296 | 582.4296 | 1 |  | 15:11 | 53.78 |  | 582.7138 | 0 | 582.4296 | 49.6156 | 49.6155 | -0.00046249 | -0.020757 | 582.4088 |  | 27.0708 | 0 | 27.0708 | 49.5 | 1.3003 | 35.2015 | 1 | 0 | 35.2015 |  | 35.2015 | 0
49.6154 | 0 | 582.4296 | 582.4296 | 1 |  | 15:11 | 53.8 |  | 582.7155 | 0 | 582.4296 | 49.6156 | 49.6155 | -0.00041624 | -0.018681 | 582.4109 |  | 27.0729 | 0 | 27.0729 | 49.5 | 1.3003 | 35.2034 | 1 | 0 | 35.2034 |  | 35.2034 | 0
49.6154 | 0 | 582.104 | 582.104 | 1 |  | 15:11 | 53.82 |  | 582.7171 | 0 | 582.104 | 49.6156 | 49.6155 | -0.00037462 | -0.016813 | 582.0872 |  | 26.7492 | 0 | 26.7492 | 49.5 | 1.3003 | 34.7817 | 1 | 0 | 34.7817 |  | 34.7817 | 0
49.6154 | 0 | 582.104 | 582.104 | 1 |  | 15:11 | 53.84 |  | 582.7187 | 0 | 582.104 | 49.6156 | 49.6155 | -0.00033716 | -0.015132 | 582.0889 |  | 26.7509 | 0 | 26.7509 | 49.5 | 1.3003 | 34.7833 | 1 | 0 | 34.7833 |  | 34.7833 | 0
49.6154 | 0 | 582.104 | 582.104 | 1 |  | 15:11 | 53.86 |  | 582.7204 | 0 | 582.104 | 49.6155 | 49.6155 | -0.00030344 | -0.013619 | 582.0904 |  | 26.7524 | 0 | 26.7524 | 49.5 | 1.3002 | 34.7847 | 1 | 0 | 34.7847 |  | 34.7847 | 0
49.6154 | 0 | 582.4296 | 582.4296 | 1 |  | 15:11 | 53.88 |  | 582.722 | 0 | 582.4296 | 49.6155 | 49.6155 | -0.0002731 | -0.012257 | 582.4173 |  | 27.0793 | 0 | 27.0793 | 49.5 | 1.3002 | 35.2093 | 1 | 0 | 35.2093 |  | 35.2093 | 0
49.6154 | 0 | 582.4296 | 582.4296 | 1 |  | 15:11 | 53.9 |  | 582.7236 | 0 | 582.4296 | 49.6155 | 49.6154 | -0.00024579 | -0.011031 | 582.4186 |  | 27.0806 | 0 | 27.0806 | 49.5 | 1.3002 | 35.2104 | 1 | 0 | 35.2104 |  | 35.2104 | 0
49.6154 | 0 | 582.4296 | 582.4296 | 1 |  | 15:11 | 53.92 |  | 582.7253 | 0 | 582.4296 | 49.6155 | 49.6154 | -0.00022121 | -0.009928 | 582.4197 |  | 27.0817 | 0 | 27.0817 | 49.5 | 1.3002 | 35.2114 | 1 | 0 | 35.2114 |  | 35.2114 | 0
49.6154 | 0 | 583.0807 | 583.0807 | 1 |  | 15:11 | 53.94 |  | 582.7269 | 0 | 583.0807 | 49.6155 | 49.6154 | -0.00019909 | -0.0089352 | 583.0718 |  | 27.7338 | 0 | 27.7338 | 49.5 | 1.3002 | 36.0589 | 1 | 0 | 36.0589 |  | 36.0589 | 0
49.6154 | 0 | 582.7551 | 582.7551 | 1 |  | 15:11 | 53.96 |  | 582.7285 | 0 | 582.7551 | 49.6155 | 49.6154 | -0.00017918 | -0.0080417 | 582.7471 |  | 27.4091 | 0 | 27.4091 | 49.5 | 1.3002 | 35.6363 | 1 | 0 | 35.6363 |  | 35.6363 | 0
49.6154 | 0 | 582.7551 | 582.7551 | 1 |  | 15:11 | 53.98 |  | 582.7301 | 0 | 582.7551 | 49.6155 | 49.6154 | -0.00016126 | -0.0072375 | 582.7479 |  | 27.4099 | 0 | 27.4099 | 49.5 | 1.3002 | 35.6371 | 1 | 0 | 35.6371 |  | 35.6371 | 0
49.6154 | 0 | 582.7551 | 582.7551 | 1 |  | 15:11 | 54 |  | 582.7318 | 0 | 582.7551 | 49.6155 | 49.6154 | -0.00014513 | -0.0065138 | 582.7486 |  | 27.4106 | 0 | 27.4106 | 49.5 | 1.3001 | 35.6377 | 1 | 0 | 35.6377 |  | 35.6377 | 0
49.6154 | 0 | 583.0807 | 583.0807 | 1 |  | 15:11 | 54.02 |  | 582.7334 | 0 | 583.0807 | 49.6155 | 49.6154 | -0.00013062 | -0.0058624 | 583.0748 |  | 27.7368 | 0 | 27.7368 | 49.5 | 1.3001 | 36.0616 | 1 | 0 | 36.0616 |  | 36.0616 | 0
49.6154 | 0 | 583.0807 | 583.0807 | 1 |  | 15:11 | 54.04 |  | 582.735 | 0 | 583.0807 | 49.6155 | 49.6154 | -0.00011756 | -0.0052761 | 583.0754 |  | 27.7374 | 0 | 27.7374 | 49.5 | 1.3001 | 36.0622 | 1 | 0 | 36.0622 |  | 36.0622 | 0
49.6154 | 0 | 583.0807 | 583.0807 | 1 |  | 15:11 | 54.06 |  | 582.7367 | 0 | 583.0807 | 49.6155 | 49.6154 | -0.0001058 | -0.0047485 | 583.076 |  | 27.7379 | 0 | 27.7379 | 49.5 | 1.3001 | 36.0626 | 1 | 0 | 36.0626 |  | 36.0626 | 0
49.6154 | 0 | 583.0807 | 583.0807 | 1 |  | 15:11 | 54.08 |  | 582.7383 | 0 | 583.0807 | 49.6154 | 49.6154 | -9.5223e-05 | -0.0042737 | 583.0764 |  | 27.7384 | 0 | 27.7384 | 49.5 | 1.3001 | 36.0631 | 1 | 0 | 36.0631 |  | 36.0631 | 0
49.6154 | 0 | 583.4062 | 583.4062 | 1 |  | 15:11 | 54.1 |  | 582.7399 | 0 | 583.4062 | 49.6154 | 49.6154 | -8.57e-05 | -0.0038463 | 583.4024 |  | 28.0644 | 0 | 28.0644 | 49.5 | 1.3001 | 36.4866 | 1 | 0 | 36.4866 |  | 36.4866 | 0
49.6154 | 0 | 583.0807 | 583.0807 | 1 |  | 15:11 | 54.12 |  | 582.7416 | 0 | 583.0807 | 49.6154 | 49.6154 | -7.713e-05 | -0.0034617 | 583.0772 |  | 27.7392 | 0 | 27.7392 | 49.5 | 1.3001 | 36.0638 | 1 | 0 | 36.0638 |  | 36.0638 | 0
49.6154 | 0 | 583.0807 | 583.0807 | 1 |  | 15:11 | 54.14 |  | 582.7432 | 0 | 583.0807 | 49.6154 | 49.6154 | -6.9417e-05 | -0.0031155 | 583.0776 |  | 27.7396 | 0 | 27.7396 | 49.5 | 1.3001 | 36.0641 | 1 | 0 | 36.0641 |  | 36.0641 | 0
49.6154 | 0 | 583.0807 | 583.0807 | 1 |  | 15:11 | 54.16 |  | 582.7448 | 0 | 583.0807 | 49.6154 | 49.6154 | -6.2476e-05 | -0.002804 | 583.0779 |  | 27.7399 | 0 | 27.7399 | 49.5 | 1.3001 | 36.0644 | 1 | 0 | 36.0644 |  | 36.0644 | 0
49.6154 | 0 | 583.0807 | 583.0807 | 1 |  | 15:11 | 54.18 |  | 582.7464 | 0 | 583.0807 | 49.6154 | 49.6154 | -5.6228e-05 | -0.0025236 | 583.0782 |  | 27.7402 | 0 | 27.7402 | 49.5 | 1.3001 | 36.0647 | 1 | 0 | 36.0647 |  | 36.0647 | 0
49.6154 | 0 | 583.0807 | 583.0807 | 1 |  | 15:11 | 54.2 |  | 582.7481 | 0 | 583.0807 | 49.6154 | 49.6154 | -5.0605e-05 | -0.0022712 | 583.0784 |  | 27.7404 | 0 | 27.7404 | 49.5 | 1.3001 | 36.0649 | 1 | 0 | 36.0649 |  | 36.0649 | 0
49.6154 | 0 | 582.4296 | 582.4296 | 1 |  | 15:11 | 54.22 |  | 582.7497 | 0 | 582.4296 | 49.6154 | 49.6154 | -4.5545e-05 | -0.0020441 | 582.4276 |  | 27.0896 | 0 | 27.0896 | 49.5 | 1.3001 | 35.2186 | 1 | 0 | 35.2186 |  | 35.2186 | 0
49.6154 | 0 | 582.7551 | 582.7551 | 1 |  | 15:11 | 54.24 |  | 582.7513 | 0 | 582.7551 | 49.6154 | 49.6154 | -4.099e-05 | -0.0018397 | 582.7533 |  | 27.4153 | 0 | 27.4153 | 49.5 | 1.3001 | 35.642 | 1 | 0 | 35.642 |  | 35.642 | 0
49.6154 | 0 | 582.7551 | 582.7551 | 1 |  | 15:11 | 54.26 |  | 582.753 | 0 | 582.7551 | 49.6154 | 49.6154 | -3.6891e-05 | -0.0016557 | 582.7534 |  | 27.4154 | 0 | 27.4154 | 49.5 | 1.3001 | 35.6421 | 1 | 0 | 35.6421 |  | 35.6421 | 0
49.6154 | 0 | 582.7551 | 582.7551 | 1 |  | 15:11 | 54.28 |  | 582.7546 | 0 | 582.7551 | 49.6154 | 49.6154 | -3.3202e-05 | -0.0014901 | 582.7536 |  | 27.4156 | 0 | 27.4156 | 49.5 | 1.3001 | 35.6423 | 1 | 0 | 35.6423 |  | 35.6423 | 0
49.6154 | 0 | 582.7551 | 582.7551 | 1 |  | 15:11 | 54.3 |  | 582.7562 | 0 | 582.7551 | 49.6154 | 49.6154 | -2.9882e-05 | -0.0013411 | 582.7538 |  | 27.4158 | 0 | 27.4158 | 49.5 | 1.3001 | 35.6424 | 1 | 0 | 35.6424 |  | 35.6424 | 0
49.6154 | 0 | 582.7551 | 582.7551 | 1 |  | 15:11 | 54.32 |  | 582.7579 | 0 | 582.7551 | 49.6154 | 49.6154 | -2.6894e-05 | -0.001207 | 582.7539 |  | 27.4159 | 0 | 27.4159 | 49.5 | 1.3001 | 35.6426 | 1 | 0 | 35.6426 |  | 35.6426 | 0
49.6154 | 0 | 582.7551 | 582.7551 | 1 |  | 15:11 | 54.34 |  | 582.7595 | 0 | 582.7551 | 49.6154 | 49.6154 | -2.4204e-05 | -0.0010863 | 582.754 |  | 27.416 | 0 | 27.416 | 49.5 | 1.3001 | 35.6427 | 1 | 0 | 35.6427 |  | 35.6427 | 0
49.6154 | 0 | 582.4296 | 582.4296 | 1 |  | 15:11 | 54.36 |  | 582.7611 | 0 | 582.4296 | 49.6154 | 49.6154 | -2.1784e-05 | -0.00097768 | 582.4286 |  | 27.0906 | 0 | 27.0906 | 49.5 | 1.3001 | 35.2196 | 1 | 0 | 35.2196 |  | 35.2196 | 0
49.6154 | 0 | 582.4296 | 582.4296 | 1 |  | 15:11 | 54.38 |  | 582.7627 | 0 | 582.4296 | 49.6154 | 49.6154 | -1.9605e-05 | -0.00087991 | 582.4287 |  | 27.0907 | 0 | 27.0907 | 49.5 | 1.3001 | 35.2197 | 1 | 0 | 35.2197 |  | 35.2197 | 0
49.6154 | 0 | 582.7551 | 582.7551 | 1 |  | 15:11 | 54.4 |  | 582.7644 | 0 | 582.7551 | 49.6154 | 49.6154 | -1.7645e-05 | -0.00079192 | 582.7543 |  | 27.4163 | 0 | 27.4163 | 49.5 | 1.3001 | 35.6429 | 1 | 0 | 35.6429 |  | 35.6429 | 0
49.6154 | 0 | 582.7551 | 582.7551 | 1 |  | 15:11 | 54.42 |  | 582.766 | 0 | 582.7551 | 49.6154 | 49.6154 | -1.588e-05 | -0.00071273 | 582.7544 |  | 27.4164 | 0 | 27.4164 | 49.5 | 1.3001 | 35.643 | 1 | 0 | 35.643 |  | 35.643 | 0
49.6154 | 0 | 582.4296 | 582.4296 | 1 |  | 15:11 | 54.44 |  | 582.7676 | 0 | 582.4296 | 49.6154 | 49.6154 | -1.4292e-05 | -0.00064146 | 582.429 |  | 27.091 | 0 | 27.091 | 49.5 | 1.3001 | 35.2199 | 1 | 0 | 35.2199 |  | 35.2199 | 0
49.6154 | 0 | 582.7551 | 582.7551 | 1 |  | 15:11 | 54.46 |  | 582.7693 | 0 | 582.7551 | 49.6154 | 49.6154 | -1.2863e-05 | -0.00057731 | 582.7545 |  | 27.4165 | 0 | 27.4165 | 49.5 | 1.3001 | 35.6431 | 1 | 0 | 35.6431 |  | 35.6431 | 0
49.6154 | 0 | 583.0807 | 583.0807 | 1 |  | 15:11 | 54.48 |  | 582.7709 | 0 | 583.0807 | 49.6154 | 49.6154 | -1.1577e-05 | -0.00051958 | 583.0802 |  | 27.7422 | 0 | 27.7422 | 49.5 | 1.3001 | 36.0665 | 1 | 0 | 36.0665 |  | 36.0665 | 0
49.6154 | 0 | 583.0807 | 583.0807 | 1 |  | 15:11 | 54.5 |  | 582.7725 | 0 | 583.0807 | 49.6154 | 49.6154 | -1.0419e-05 | -0.00046762 | 583.0802 |  | 27.7422 | 0 | 27.7422 | 49.5 | 1.3001 | 36.0665 | 1 | 0 | 36.0665 |  | 36.0665 | 0
49.6154 | 0 | 583.0807 | 583.0807 | 1 |  | 15:11 | 54.52 |  | 582.7742 | 0 | 583.0807 | 49.6154 | 49.6154 | -9.3772e-06 | -0.00042086 | 583.0803 |  | 27.7423 | 0 | 27.7423 | 49.5 | 1.3001 | 36.0666 | 1 | 0 | 36.0666 |  | 36.0666 | 0
49.6154 | 0 | 583.0807 | 583.0807 | 1 |  | 15:11 | 54.54 |  | 582.7758 | 0 | 583.0807 | 49.6154 | 49.6154 | -8.4395e-06 | -0.00037877 | 583.0803 |  | 27.7423 | 0 | 27.7423 | 49.5 | 1.3001 | 36.0666 | 1 | 0 | 36.0666 |  | 36.0666 | 0
49.6154 | 0 | 583.4062 | 583.4062 | 1 |  | 15:11 | 54.56 |  | 582.7774 | 0 | 583.4062 | 49.6154 | 49.6154 | -7.5956e-06 | -0.0003409 | 583.4059 |  | 28.0679 | 0 | 28.0679 | 49.5 | 1.3001 | 36.4898 | 1 | 0 | 36.4898 |  | 36.4898 | 0
49.6154 | 0 | 583.0807 | 583.0807 | 1 |  | 15:11 | 54.58 |  | 582.779 | 0 | 583.0807 | 49.6154 | 49.6154 | -6.836e-06 | -0.00030681 | 583.0804 |  | 27.7424 | 0 | 27.7424 | 49.5 | 1.3001 | 36.0667 | 1 | 0 | 36.0667 |  | 36.0667 | 0
49.6154 | 0 | 583.0807 | 583.0807 | 1 |  | 15:11 | 54.6 |  | 582.7807 | 0 | 583.0807 | 49.6154 | 49.6154 | -6.1524e-06 | -0.00027613 | 583.0804 |  | 27.7424 | 0 | 27.7424 | 49.5 | 1.3001 | 36.0667 | 1 | 0 | 36.0667 |  | 36.0667 | 0
49.6154 | 0 | 583.7318 | 583.7318 | 1 |  | 15:11 | 54.62 |  | 582.7823 | 0 | 583.7318 | 49.6154 | 49.6154 | -5.5372e-06 | -0.00024851 | 583.7316 |  | 28.3935 | 0 | 28.3935 | 49.5 | 1.3001 | 36.9132 | 1 | 0 | 36.9132 |  | 36.9132 | 0
49.6154 | 0 | 584.0574 | 584.0574 | 1 |  | 15:11 | 54.64 |  | 582.7839 | 0 | 584.0574 | 49.6154 | 49.6154 | -0.003505 | -0.15731 | 583.9001 |  | 28.5621 | 0 | 28.5621 | 49.5 | 1.3001 | 37.1323 | 1 | 0 | 37.1323 |  | 37.1323 | 0
49.6154 | 0 | 583.7318 | 583.7318 | 1 |  | 15:11 | 54.66 |  | 582.7856 | 0 | 583.7318 | 49.6154 | 49.6154 | -0.0084045 | -0.3772 | 583.3546 |  | 28.0166 | 0 | 28.0166 | 49.5 | 1.3001 | 36.4231 | 1 | 0 | 36.4231 |  | 36.4231 | 0
49.6154 | 0 | 584.0574 | 584.0574 | 1 |  | 15:11 | 54.68 |  | 582.7872 | 0 | 584.0574 | 49.6154 | 49.6151 | -0.012814 | -0.57511 | 583.4823 |  | 28.1443 | 0 | 28.1443 | 49.5 | 1.2989 | 36.5558 | 1 | 0 | 36.5558 |  | 36.5558 | 0
49.6154 | 0 | 584.0574 | 584.0574 | 1 |  | 15:11 | 54.7 |  | 582.7888 | 0 | 584.0574 | 49.6154 | 49.6147 | -0.015033 | -0.67468 | 583.3827 |  | 28.0447 | 0 | 28.0447 | 49.5 | 1.2978 | 36.3967 | 1 | 0 | 36.3967 |  | 36.3967 | 0
49.6154 | 0 | 584.0574 | 584.0574 | 1 |  | 15:11 | 54.72 |  | 582.7905 | 0 | 584.0574 | 49.6154 | 49.6145 | -0.013529 | -0.60721 | 583.4502 |  | 28.1122 | 0 | 28.1122 | 49.5 | 1.2969 | 36.4575 | 1 | 0 | 36.4575 |  | 36.4575 | 0
49.6154 | 0 | 584.0574 | 584.0574 | 1 |  | 15:11 | 54.74 |  | 582.7921 | 0 | 584.0574 | 49.6154 | 49.6142 | -0.012176 | -0.54649 | 583.5109 |  | 28.1729 | 0 | 28.1729 | 49.5 | 1.296 | 36.512 | 1 | 0 | 36.512 |  | 36.512 | 0
49.6154 | 0 | 584.0574 | 584.0574 | 1 |  | 15:11 | 54.76 |  | 582.7937 | 0 | 584.0574 | 49.6154 | 49.614 | -0.010959 | -0.49184 | 583.5656 |  | 28.2276 | 0 | 28.2276 | 49.5 | 1.2952 | 36.5611 | 1 | 0 | 36.5611 |  | 36.5611 | 0
49.6154 | 0 | 584.0574 | 584.0574 | 1 |  | 15:11 | 54.78 |  | 582.7953 | 0 | 584.0574 | 49.6154 | 49.6138 | -0.0098629 | -0.44266 | 583.6147 |  | 28.2767 | 0 | 28.2767 | 49.5 | 1.2945 | 36.6052 | 1 | 0 | 36.6052 |  | 36.6052 | 0
49.6154 | 0 | 584.0574 | 584.0574 | 1 |  | 15:11 | 54.8 |  | 582.797 | 0 | 584.0574 | 49.6154 | 49.6136 | -0.0088766 | -0.39839 | 583.659 |  | 28.321 | 0 | 28.321 | 49.5 | 1.2939 | 36.6448 | 1 | 0 | 36.6448 |  | 36.6448 | 0
49.6154 | 0 | 584.0574 | 584.0574 | 1 |  | 15:11 | 54.82 |  | 582.7986 | 0 | 584.0574 | 49.6154 | 49.6134 | -0.007989 | -0.35855 | 583.6988 |  | 28.3608 | 0 | 28.3608 | 49.5 | 1.2933 | 36.6805 | 1 | 0 | 36.6805 |  | 36.6805 | 0
49.6154 | 0 | 584.0574 | 584.0574 | 1 |  | 15:11 | 54.84 |  | 582.8002 | 0 | 584.0574 | 49.6154 | 49.6133 | -0.0071901 | -0.3227 | 583.7347 |  | 28.3967 | 0 | 28.3967 | 49.5 | 1.2928 | 36.7126 | 1 | 0 | 36.7126 |  | 36.7126 | 0
49.6119 | 0 | 584.3829 | 584.3829 | 1 |  | 15:11 | 54.86 |  | 582.8019 | 0 | 584.3829 | 49.6151 | 49.6131 | -0.0064711 | -0.29041 | 584.0925 |  | 28.7545 | 0 | 28.7545 | 49.5 | 1.2924 | 37.1621 | 1 | 0 | 37.1621 |  | 37.1621 | 0
49.6119 | 0 | 584.0574 | 584.0574 | 1 |  | 15:11 | 54.88 |  | 582.8035 | 0 | 584.0574 | 49.6147 | 49.613 | -0.005824 | -0.26137 | 583.796 |  | 28.458 | 0 | 28.458 | 49.5 | 1.292 | 36.7673 | 1 | 0 | 36.7673 |  | 36.7673 | 0
49.6119 | 0 | 584.0574 | 584.0574 | 1 |  | 15:11 | 54.9 |  | 582.8051 | 0 | 584.0574 | 49.6145 | 49.6129 | -0.0052416 | -0.23523 | 583.8222 |  | 28.4842 | 0 | 28.4842 | 49.5 | 1.2916 | 36.7907 | 1 | 0 | 36.7907 |  | 36.7907 | 0
49.6119 | 0 | 584.7085 | 584.7085 | 1 |  | 15:11 | 54.92 |  | 582.8068 | 0 | 584.7085 | 49.6142 | 49.6128 | -0.0047174 | -0.21171 | 584.4968 |  | 29.1588 | 0 | 29.1588 | 49.5 | 1.2913 | 37.6524 | 1 | 0 | 37.6524 |  | 37.6524 | 0
49.6119 | 0 | 584.7085 | 584.7085 | 1 |  | 15:11 | 54.94 |  | 582.8084 | 0 | 584.7085 | 49.614 | 49.6127 | -0.0042457 | -0.19054 | 584.518 |  | 29.18 | 0 | 29.18 | 49.5 | 1.291 | 37.6711 | 1 | 0 | 37.6711 |  | 37.6711 | 0
49.6119 | 0 | 584.0574 | 584.0574 | 1 |  | 15:11 | 54.96 |  | 582.81 | 0 | 584.0574 | 49.6138 | 49.6126 | -0.0072211 | -0.32407 | 583.7333 |  | 28.3953 | 0 | 28.3953 | 49.5 | 1.2907 | 36.6506 | 1 | 0 | 36.6506 |  | 36.6506 | 0
49.6119 | 0 | 584.0574 | 584.0574 | 1 |  | 15:11 | 54.98 |  | 582.8116 | 0 | 584.0574 | 49.6136 | 49.6125 | -0.011599 | -0.52054 | 583.5369 |  | 28.1989 | 0 | 28.1989 | 49.5 | 1.2905 | 36.3902 | 1 | 0 | 36.3902 |  | 36.3902 | 0
49.6119 | 0 | 584.3829 | 584.3829 | 1 |  | 15:11 | 55 |  | 582.8133 | 0 | 584.3829 | 49.6134 | 49.6121 | -0.015539 | -0.69736 | 583.6855 |  | 28.3475 | 0 | 28.3475 | 49.5 | 1.2891 | 36.5439 | 1 | 0 | 36.5439 |  | 36.5439 | 0
49.6119 | 0 | 584.0574 | 584.0574 | 1 |  | 15:11 | 55.02 |  | 582.8149 | 0 | 584.0574 | 49.6133 | 49.6118 | -0.017385 | -0.78021 | 583.2772 |  | 27.9392 | 0 | 27.9392 | 49.5 | 1.2879 | 35.9837 | 1 | 0 | 35.9837 |  | 35.9837 | 0
49.6119 | 0 | 584.0574 | 584.0574 | 1 |  | 15:11 | 55.04 |  | 582.8165 | 0 | 584.0574 | 49.6131 | 49.6115 | -0.015647 | -0.70219 | 583.3552 |  | 28.0172 | 0 | 28.0172 | 49.5 | 1.2868 | 36.0537 | 1 | 0 | 36.0537 |  | 36.0537 | 0
49.6119 | 0 | 584.0574 | 584.0574 | 1 |  | 15:11 | 55.06 |  | 582.8182 | 0 | 584.0574 | 49.613 | 49.6112 | -0.014082 | -0.63197 | 583.4254 |  | 28.0874 | 0 | 28.0874 | 49.5 | 1.2859 | 36.1166 | 1 | 0 | 36.1166 |  | 36.1166 | 0
49.6119 | 0 | 584.7085 | 584.7085 | 1 |  | 15:11 | 55.08 |  | 582.8198 | 0 | 584.7085 | 49.6129 | 49.6109 | -0.012674 | -0.56877 | 584.1397 |  | 28.8017 | 0 | 28.8017 | 49.5 | 1.285 | 37.0098 | 1 | 0 | 37.0098 |  | 37.0098 | 0
49.6119 | 0 | 584.7085 | 584.7085 | 1 |  | 15:11 | 55.1 |  | 582.8214 | 0 | 584.7085 | 49.6128 | 49.6107 | -0.011406 | -0.51189 | 584.1966 |  | 28.8586 | 0 | 28.8586 | 49.5 | 1.2842 | 37.0601 | 1 | 0 | 37.0601 |  | 37.0601 | 0
49.6119 | 0 | 584.3829 | 584.3829 | 1 |  | 15:11 | 55.12 |  | 582.8231 | 0 | 584.3829 | 49.6127 | 49.6104 | -0.010266 | -0.4607 | 583.9222 |  | 28.5842 | 0 | 28.5842 | 49.5 | 1.2835 | 36.6875 | 1 | 0 | 36.6875 |  | 36.6875 | 0
49.6119 | 0 | 584.0574 | 584.0574 | 1 |  | 15:11 | 55.14 |  | 582.8247 | 0 | 584.0574 | 49.6126 | 49.6102 | -0.0092392 | -0.41463 | 583.6428 |  | 28.3048 | 0 | 28.3048 | 49.5 | 1.2829 | 36.3108 | 1 | 0 | 36.3108 |  | 36.3108 | 0
49.6119 | 0 | 584.3829 | 584.3829 | 1 |  | 15:11 | 55.16 |  | 582.8263 | 0 | 584.3829 | 49.6125 | 49.6101 | -0.0083153 | -0.37317 | 584.0097 |  | 28.6717 | 0 | 28.6717 | 49.5 | 1.2823 | 36.7651 | 1 | 0 | 36.7651 |  | 36.7651 | 0
49.6085 | 0 | 584.0574 | 584.0574 | 1 |  | 15:11 | 55.18 |  | 582.8279 | 0 | 584.0574 | 49.6121 | 49.6099 | -0.0074837 | -0.33583 | 583.7216 |  | 28.3836 | 0 | 28.3836 | 49.5 | 1.2818 | 36.3809 | 1 | 0 | 36.3809 |  | 36.3809 | 0
49.6085 | 0 | 584.0574 | 584.0574 | 1 |  | 15:11 | 55.2 |  | 582.8296 | 0 | 584.0574 | 49.6118 | 49.6098 | -0.0067354 | -0.30225 | 583.7552 |  | 28.4171 | 0 | 28.4171 | 49.5 | 1.2813 | 36.4108 | 1 | 0 | 36.4108 |  | 36.4108 | 0
49.6085 | 0 | 584.3829 | 584.3829 | 1 |  | 15:11 | 55.22 |  | 582.8312 | 0 | 584.3829 | 49.6115 | 49.6096 | -0.0060618 | -0.27202 | 584.1109 |  | 28.7729 | 0 | 28.7729 | 49.5 | 1.2809 | 36.8546 | 1 | 0 | 36.8546 |  | 36.8546 | 0
49.6085 | 0 | 584.3829 | 584.3829 | 1 |  | 15:11 | 55.24 |  | 582.8328 | 0 | 584.3829 | 49.6112 | 49.6095 | -0.0054557 | -0.24482 | 584.1381 |  | 28.8001 | 0 | 28.8001 | 49.5 | 1.2805 | 36.8786 | 1 | 0 | 36.8786 |  | 36.8786 | 0
49.6085 | 0 | 584.3829 | 584.3829 | 1 |  | 15:11 | 55.26 |  | 582.8345 | 0 | 584.3829 | 49.6109 | 49.6094 | -0.0049101 | -0.22034 | 584.1626 |  | 28.8246 | 0 | 28.8246 | 49.5 | 1.2802 | 36.9003 | 1 | 0 | 36.9003 |  | 36.9003 | 0
49.6085 | 0 | 584.0574 | 584.0574 | 1 |  | 15:11 | 55.28 |  | 582.8361 | 0 | 584.0574 | 49.6107 | 49.6093 | -0.0044191 | -0.1983 | 583.8591 |  | 28.5211 | 0 | 28.5211 | 49.5 | 1.2799 | 36.5031 | 1 | 0 | 36.5031 |  | 36.5031 | 0
49.6085 | 0 | 584.7085 | 584.7085 | 1 |  | 15:11 | 55.3 |  | 582.8377 | 0 | 584.7085 | 49.6104 | 49.6093 | -0.0039772 | -0.17847 | 584.53 |  | 29.192 | 0 | 29.192 | 49.5 | 1.2796 | 37.3539 | 1 | 0 | 37.3539 |  | 37.3539 | 0
49.6085 | 0 | 584.7085 | 584.7085 | 1 |  | 15:11 | 55.32 |  | 582.8394 | 0 | 584.7085 | 49.6102 | 49.6092 | -0.0035795 | -0.16063 | 584.5479 |  | 29.2099 | 0 | 29.2099 | 49.5 | 1.2793 | 37.3695 | 1 | 0 | 37.3695 |  | 37.3695 | 0
49.6085 | 0 | 584.7085 | 584.7085 | 1 |  | 15:11 | 55.34 |  | 582.841 | 0 | 584.7085 | 49.6101 | 49.6091 | -0.0032215 | -0.14456 | 584.5639 |  | 29.2259 | 0 | 29.2259 | 49.5 | 1.2791 | 37.3836 | 1 | 0 | 37.3836 |  | 37.3836 | 0
49.6085 | 0 | 584.3829 | 584.3829 | 1 |  | 15:11 | 55.36 |  | 582.8426 | 0 | 584.3829 | 49.6099 | 49.609 | -0.0028994 | -0.13011 | 584.2528 |  | 28.9148 | 0 | 28.9148 | 49.5 | 1.2789 | 36.9799 | 1 | 0 | 36.9799 |  | 36.9799 | 0
49.6085 | 0 | 584.3829 | 584.3829 | 1 |  | 15:11 | 55.38 |  | 582.8442 | 0 | 584.3829 | 49.6098 | 49.609 | -0.0026094 | -0.1171 | 584.2658 |  | 28.9278 | 0 | 28.9278 | 49.5 | 1.2787 | 36.9913 | 1 | 0 | 36.9913 |  | 36.9913 | 0
49.6085 | 0 | 584.7085 | 584.7085 | 1 |  | 15:11 | 55.4 |  | 582.8459 | 0 | 584.7085 | 49.6096 | 49.6089 | -0.0023485 | -0.10539 | 584.6031 |  | 29.2651 | 0 | 29.2651 | 49.5 | 1.2786 | 37.418 | 1 | 0 | 37.418 |  | 37.418 | 0
49.6085 | 0 | 585.0341 | 585.0341 | 1 |  | 15:11 | 55.42 |  | 582.8475 | 0 | 585.0341 | 49.6095 | 49.6089 | -0.0021136 | -0.094849 | 584.9393 |  | 29.6012 | 0 | 29.6012 | 49.5 | 1.2784 | 37.8435 | 1 | 0 | 37.8435 |  | 37.8435 | 0
49.6085 | 0 | 584.7085 | 584.7085 | 1 |  | 15:11 | 55.44 |  | 582.8491 | 0 | 584.7085 | 49.6094 | 49.6089 | -0.0054023 | -0.24242 | 584.4661 |  | 29.1281 | 0 | 29.1281 | 49.5 | 1.2783 | 37.2347 | 1 | 0 | 37.2347 |  | 37.2347 | 0
49.6085 | 0 | 585.0341 | 585.0341 | 1 |  | 15:11 | 55.46 |  | 582.8508 | 0 | 585.0341 | 49.6093 | 49.6088 | -0.010112 | -0.45377 | 584.5803 |  | 29.2423 | 0 | 29.2423 | 49.5 | 1.2782 | 37.3773 | 1 | 0 | 37.3773 |  | 37.3773 | 0
49.6085 | 0 | 585.0341 | 585.0341 | 1 |  | 15:11 | 55.48 |  | 582.8524 | 0 | 585.0341 | 49.6093 | 49.6084 | -0.014351 | -0.64399 | 584.3901 |  | 29.0521 | 0 | 29.0521 | 49.5 | 1.2769 | 37.098 | 1 | 0 | 37.098 |  | 37.098 | 0
49.6085 | 0 | 585.0341 | 585.0341 | 1 |  | 15:11 | 55.5 |  | 582.854 | 0 | 585.0341 | 49.6092 | 49.6081 | -0.016416 | -0.73665 | 584.2974 |  | 28.9594 | 0 | 28.9594 | 49.5 | 1.2758 | 36.9472 | 1 | 0 | 36.9472 |  | 36.9472 | 0
49.6085 | 0 | 585.3596 | 585.3596 | 1 |  | 15:11 | 55.52 |  | 582.8557 | 0 | 585.3596 | 49.6091 | 49.6078 | -0.014774 | -0.66299 | 584.6966 |  | 29.3586 | 0 | 29.3586 | 49.5 | 1.2748 | 37.4269 | 1 | 0 | 37.4269 |  | 37.4269 | 0
49.6085 | 0 | 585.6852 | 585.6852 | 1 |  | 15:11 | 55.54 |  | 582.8573 | 0 | 585.6852 | 49.609 | 49.6075 | -0.013297 | -0.59669 | 585.0885 |  | 29.7505 | 0 | 29.7505 | 49.5 | 1.2739 | 37.8995 | 1 | 0 | 37.8995 |  | 37.8995 | 0
49.6085 | 0 | 585.3596 | 585.3596 | 1 |  | 15:11 | 55.56 |  | 582.8589 | 0 | 585.3596 | 49.609 | 49.6073 | -0.011967 | -0.53702 | 584.8226 |  | 29.4846 | 0 | 29.4846 | 49.5 | 1.2731 | 37.5368 | 1 | 0 | 37.5368 |  | 37.5368 | 0
49.6085 | 0 | 585.0341 | 585.0341 | 1 |  | 15:11 | 55.58 |  | 582.8605 | 0 | 585.0341 | 49.6089 | 49.607 | -0.01077 | -0.48332 | 584.5508 |  | 29.2128 | 0 | 29.2128 | 49.5 | 1.2724 | 37.1694 | 1 | 0 | 37.1694 |  | 37.1694 | 0
49.6085 | 0 | 585.0341 | 585.0341 | 1 |  | 15:11 | 55.6 |  | 582.8622 | 0 | 585.0341 | 49.6089 | 49.6068 | -0.0096933 | -0.43499 | 584.5991 |  | 29.2611 | 0 | 29.2611 | 49.5 | 1.2717 | 37.2116 | 1 | 0 | 37.2116 |  | 37.2116 | 0
49.6085 | 0 | 585.0341 | 585.0341 | 1 |  | 15:11 | 55.62 |  | 582.8638 | 0 | 585.0341 | 49.6089 | 49.6066 | -0.008724 | -0.39149 | 584.6426 |  | 29.3046 | 0 | 29.3046 | 49.5 | 1.2711 | 37.2496 | 1 | 0 | 37.2496 |  | 37.2496 | 0
49.6085 | 0 | 585.0341 | 585.0341 | 1 |  | 15:11 | 55.64 |  | 582.8654 | 0 | 585.0341 | 49.6088 | 49.6065 | -0.0078516 | -0.35234 | 584.6818 |  | 29.3438 | 0 | 29.3438 | 49.5 | 1.2706 | 37.2838 | 1 | 0 | 37.2838 |  | 37.2838 | 0
49.605 | 0 | 585.0341 | 585.0341 | 1 |  | 15:11 | 55.66 |  | 582.8671 | 0 | 585.0341 | 49.6084 | 49.6063 | -0.0070664 | -0.31708 | 584.717 |  | 29.379 | 0 | 29.379 | 49.5 | 1.2701 | 37.3145 | 1 | 0 | 37.3145 |  | 37.3145 | 0
49.605 | 0 | 585.0341 | 585.0341 | 1 |  | 15:11 | 55.68 |  | 582.8687 | 0 | 585.0341 | 49.6081 | 49.6062 | -0.0063598 | -0.28537 | 584.7487 |  | 29.4107 | 0 | 29.4107 | 49.5 | 1.2697 | 37.3422 | 1 | 0 | 37.3422 |  | 37.3422 | 0
49.605 | 0 | 585.0341 | 585.0341 | 1 |  | 15:11 | 55.7 |  | 582.8703 | 0 | 585.0341 | 49.6078 | 49.6061 | -0.0057238 | -0.25684 | 584.7773 |  | 29.4393 | 0 | 29.4393 | 49.5 | 1.2693 | 37.367 | 1 | 0 | 37.367 |  | 37.367 | 0
49.605 | 0 | 585.0341 | 585.0341 | 1 |  | 15:11 | 55.72 |  | 582.872 | 0 | 585.0341 | 49.6075 | 49.606 | -0.0051514 | -0.23115 | 584.8029 |  | 29.4649 | 0 | 29.4649 | 49.5 | 1.2689 | 37.3894 | 1 | 0 | 37.3894 |  | 37.3894 | 0
49.605 | 0 | 584.3829 | 584.3829 | 1 |  | 15:11 | 55.74 |  | 582.8736 | 0 | 584.3829 | 49.6073 | 49.6059 | -0.0046363 | -0.20804 | 584.1749 |  | 28.8369 | 0 | 28.8369 | 49.5 | 1.2686 | 36.5834 | 1 | 0 | 36.5834 |  | 36.5834 | 0
49.605 | 0 | 585.0341 | 585.0341 | 1 |  | 15:11 | 55.76 |  | 582.8752 | 0 | 585.0341 | 49.607 | 49.6058 | -0.0041727 | -0.18723 | 584.8469 |  | 29.5089 | 0 | 29.5089 | 49.5 | 1.2684 | 37.4276 | 1 | 0 | 37.4276 |  | 37.4276 | 0
49.605 | 0 | 585.0341 | 585.0341 | 1 |  | 15:11 | 55.78 |  | 582.8768 | 0 | 585.0341 | 49.6068 | 49.6057 | -0.0037554 | -0.16851 | 584.8656 |  | 29.5276 | 0 | 29.5276 | 49.5 | 1.2681 | 37.4438 | 1 | 0 | 37.4438 |  | 37.4438 | 0
49.605 | 0 | 584.7085 | 584.7085 | 1 |  | 15:11 | 55.8 |  | 582.8785 | 0 | 584.7085 | 49.6066 | 49.6056 | -0.0033799 | -0.15166 | 584.5568 |  | 29.2188 | 0 | 29.2188 | 49.5 | 1.2679 | 37.0457 | 1 | 0 | 37.0457 |  | 37.0457 | 0
49.605 | 0 | 584.7085 | 584.7085 | 1 |  | 15:11 | 55.82 |  | 582.8801 | 0 | 584.7085 | 49.6065 | 49.6056 | -0.0030419 | -0.13649 | 584.572 |  | 29.234 | 0 | 29.234 | 49.5 | 1.2677 | 37.0589 | 1 | 0 | 37.0589 |  | 37.0589 | 0
49.605 | 0 | 585.0341 | 585.0341 | 1 |  | 15:11 | 55.84 |  | 582.8817 | 0 | 585.0341 | 49.6063 | 49.6055 | -0.0027377 | -0.12284 | 584.9113 |  | 29.5733 | 0 | 29.5733 | 49.5 | 1.2675 | 37.4835 | 1 | 0 | 37.4835 |  | 37.4835 | 0
49.605 | 0 | 584.7085 | 584.7085 | 1 |  | 15:11 | 55.86 |  | 582.8834 | 0 | 584.7085 | 49.6062 | 49.6055 | -0.0024639 | -0.11056 | 584.5979 |  | 29.2599 | 0 | 29.2599 | 49.5 | 1.2673 | 37.0815 | 1 | 0 | 37.0815 |  | 37.0815 | 0
49.605 | 0 | 584.3829 | 584.3829 | 1 |  | 15:11 | 55.88 |  | 582.885 | 0 | 584.3829 | 49.6061 | 49.6054 | -0.0022175 | -0.099504 | 584.2834 |  | 28.9454 | 0 | 28.9454 | 49.5 | 1.2672 | 36.6786 | 1 | 0 | 36.6786 |  | 36.6786 | 0
49.605 | 0 | 584.3829 | 584.3829 | 1 |  | 15:12 | 55.9 |  | 582.8866 | 0 | 584.3829 | 49.606 | 49.6054 | -0.0019958 | -0.089553 | 584.2933 |  | 28.9553 | 0 | 28.9553 | 49.5 | 1.267 | 36.6873 | 1 | 0 | 36.6873 |  | 36.6873 | 0
49.605 | 0 | 584.7085 | 584.7085 | 1 |  | 15:12 | 55.92 |  | 582.8883 | 0 | 584.7085 | 49.6059 | 49.6053 | -0.0017962 | -0.080598 | 584.6279 |  | 29.2899 | 0 | 29.2899 | 49.5 | 1.2669 | 37.1077 | 1 | 0 | 37.1077 |  | 37.1077 | 0
49.605 | 0 | 584.3829 | 584.3829 | 1 |  | 15:12 | 55.94 |  | 582.8899 | 0 | 584.3829 | 49.6058 | 49.6053 | -0.0016166 | -0.072538 | 584.3104 |  | 28.9724 | 0 | 28.9724 | 49.5 | 1.2668 | 36.7022 | 1 | 0 | 36.7022 |  | 36.7022 | 0
49.605 | 0 | 584.3829 | 584.3829 | 1 |  | 15:12 | 55.96 |  | 582.8915 | 0 | 584.3829 | 49.6057 | 49.6053 | -0.0014549 | -0.065284 | 584.3176 |  | 28.9796 | 0 | 28.9796 | 49.5 | 1.2667 | 36.7086 | 1 | 0 | 36.7086 |  | 36.7086 | 0
49.605 | 0 | 584.7085 | 584.7085 | 1 |  | 15:12 | 55.98 |  | 582.8931 | 0 | 584.7085 | 49.6056 | 49.6052 | -0.0013094 | -0.058756 | 584.6497 |  | 29.3117 | 0 | 29.3117 | 49.5 | 1.2666 | 37.1267 | 1 | 0 | 37.1267 |  | 37.1267 | 0
49.605 | 0 | 585.0341 | 585.0341 | 1 |  | 15:12 | 56 |  | 582.8948 | 0 | 585.0341 | 49.6056 | 49.6052 | -0.0011785 | -0.05288 | 584.9812 |  | 29.6432 | 0 | 29.6432 | 49.5 | 1.2665 | 37.5442 | 1 | 0 | 37.5442 |  | 37.5442 | 0
49.605 | 0 | 584.7085 | 584.7085 | 1 |  | 15:12 | 56.02 |  | 582.8964 | 0 | 584.7085 | 49.6055 | 49.6052 | -0.0010606 | -0.047592 | 584.6609 |  | 29.3229 | 0 | 29.3229 | 49.5 | 1.2665 | 37.1364 | 1 | 0 | 37.1364 |  | 37.1364 | 0
49.605 | 0 | 585.0341 | 585.0341 | 1 |  | 15:12 | 56.04 |  | 582.898 | 0 | 585.0341 | 49.6055 | 49.6052 | -0.00095457 | -0.042833 | 584.9913 |  | 29.6533 | 0 | 29.6533 | 49.5 | 1.2664 | 37.5529 | 1 | 0 | 37.5529 |  | 37.5529 | 0
49.605 | 0 | 585.0341 | 585.0341 | 1 |  | 15:12 | 56.06 |  | 582.8997 | 0 | 585.0341 | 49.6054 | 49.6052 | -0.00085911 | -0.03855 | 584.9956 |  | 29.6575 | 0 | 29.6575 | 49.5 | 1.2663 | 37.5566 | 1 | 0 | 37.5566 |  | 37.5566 | 0
49.605 | 0 | 585.0341 | 585.0341 | 1 |  | 15:12 | 56.08 |  | 582.9013 | 0 | 585.0341 | 49.6054 | 49.6051 | -0.0007732 | -0.034695 | 584.9994 |  | 29.6614 | 0 | 29.6614 | 49.5 | 1.2663 | 37.5599 | 1 | 0 | 37.5599 |  | 37.5599 | 0
49.605 | 0 | 585.0341 | 585.0341 | 1 |  | 15:12 | 56.1 |  | 582.9029 | 0 | 585.0341 | 49.6053 | 49.6051 | -0.00069588 | -0.031225 | 585.0029 |  | 29.6649 | 0 | 29.6649 | 49.5 | 1.2662 | 37.563 | 1 | 0 | 37.563 |  | 37.563 | 0
49.605 | 0 | 585.0341 | 585.0341 | 1 |  | 15:12 | 56.12 |  | 582.9046 | 0 | 585.0341 | 49.6053 | 49.6051 | -0.00062629 | -0.028103 | 585.006 |  | 29.668 | 0 | 29.668 | 49.5 | 1.2662 | 37.5657 | 1 | 0 | 37.5657 |  | 37.5657 | 0
49.605 | 0 | 585.0341 | 585.0341 | 1 |  | 15:12 | 56.14 |  | 582.9062 | 0 | 585.0341 | 49.6053 | 49.6051 | -0.00056367 | -0.025292 | 585.0088 |  | 29.6708 | 0 | 29.6708 | 49.5 | 1.2662 | 37.5681 | 1 | 0 | 37.5681 |  | 37.5681 | 0
49.605 | 0 | 585.0341 | 585.0341 | 1 |  | 15:12 | 56.16 |  | 582.9078 | 0 | 585.0341 | 49.6052 | 49.6051 | -0.0005073 | -0.022763 | 585.0113 |  | 29.6733 | 0 | 29.6733 | 49.5 | 1.2661 | 37.5703 | 1 | 0 | 37.5703 |  | 37.5703 | 0
49.605 | 0 | 585.0341 | 585.0341 | 1 |  | 15:12 | 56.18 |  | 582.9094 | 0 | 585.0341 | 49.6052 | 49.6051 | -0.00045657 | -0.020487 | 585.0136 |  | 29.6756 | 0 | 29.6756 | 49.5 | 1.2661 | 37.5723 | 1 | 0 | 37.5723 |  | 37.5723 | 0
49.605 | 0 | 585.0341 | 585.0341 | 1 |  | 15:12 | 56.2 |  | 582.9111 | 0 | 585.0341 | 49.6052 | 49.6051 | -0.00041091 | -0.018438 | 585.0157 |  | 29.6777 | 0 | 29.6777 | 49.5 | 1.2661 | 37.574 | 1 | 0 | 37.574 |  | 37.574 | 0
49.605 | 0 | 585.0341 | 585.0341 | 1 |  | 15:12 | 56.22 |  | 582.9127 | 0 | 585.0341 | 49.6052 | 49.6051 | -0.00036982 | -0.016594 | 585.0175 |  | 29.6795 | 0 | 29.6795 | 49.5 | 1.266 | 37.5756 | 1 | 0 | 37.5756 |  | 37.5756 | 0
49.605 | 0 | 585.0341 | 585.0341 | 1 |  | 15:12 | 56.24 |  | 582.9143 | 0 | 585.0341 | 49.6052 | 49.6051 | -0.00033284 | -0.014935 | 585.0192 |  | 29.6812 | 0 | 29.6812 | 49.5 | 1.266 | 37.5771 | 1 | 0 | 37.5771 |  | 37.5771 | 0
49.605 | 0 | 585.0341 | 585.0341 | 1 |  | 15:12 | 56.26 |  | 582.916 | 0 | 585.0341 | 49.6051 | 49.6051 | -0.00029955 | -0.013441 | 585.0207 |  | 29.6827 | 0 | 29.6827 | 49.5 | 1.266 | 37.5784 | 1 | 0 | 37.5784 |  | 37.5784 | 0
49.605 | 0 | 585.0341 | 585.0341 | 1 |  | 15:12 | 56.28 |  | 582.9176 | 0 | 585.0341 | 49.6051 | 49.6051 | -0.0002696 | -0.012097 | 585.022 |  | 29.684 | 0 | 29.684 | 49.5 | 1.266 | 37.5795 | 1 | 0 | 37.5795 |  | 37.5795 | 0
49.605 | 0 | 585.0341 | 585.0341 | 1 |  | 15:12 | 56.3 |  | 582.9192 | 0 | 585.0341 | 49.6051 | 49.605 | -0.00024264 | -0.010888 | 585.0232 |  | 29.6852 | 0 | 29.6852 | 49.5 | 1.266 | 37.5806 | 1 | 0 | 37.5806 |  | 37.5806 | 0
49.605 | 0 | 584.7085 | 584.7085 | 1 |  | 15:12 | 56.32 |  | 582.9209 | 0 | 584.7085 | 49.6051 | 49.605 | -0.00021838 | -0.0097988 | 584.6987 |  | 29.3607 | 0 | 29.3607 | 49.5 | 1.266 | 37.1693 | 1 | 0 | 37.1693 |  | 37.1693 | 0
49.605 | 0 | 585.0341 | 585.0341 | 1 |  | 15:12 | 56.34 |  | 582.9225 | 0 | 585.0341 | 49.6051 | 49.605 | -0.00019654 | -0.0088189 | 585.0253 |  | 29.6873 | 0 | 29.6873 | 49.5 | 1.2659 | 37.5824 | 1 | 0 | 37.5824 |  | 37.5824 | 0
49.605 | 0 | 584.7085 | 584.7085 | 1 |  | 15:12 | 56.36 |  | 582.9241 | 0 | 584.7085 | 49.6051 | 49.605 | -0.00017688 | -0.0079371 | 584.7006 |  | 29.3626 | 0 | 29.3626 | 49.5 | 1.2659 | 37.1709 | 1 | 0 | 37.1709 |  | 37.1709 | 0
49.605 | 0 | 584.7085 | 584.7085 | 1 |  | 15:12 | 56.38 |  | 582.9257 | 0 | 584.7085 | 49.6051 | 49.605 | -0.0001592 | -0.0071433 | 584.7014 |  | 29.3634 | 0 | 29.3634 | 49.5 | 1.2659 | 37.1716 | 1 | 0 | 37.1716 |  | 37.1716 | 0
49.605 | 0 | 584.7085 | 584.7085 | 1 |  | 15:12 | 56.4 |  | 582.9274 | 0 | 584.7085 | 49.6051 | 49.605 | -0.00014328 | -0.006429 | 584.7021 |  | 29.3641 | 0 | 29.3641 | 49.5 | 1.2659 | 37.1722 | 1 | 0 | 37.1722 |  | 37.1722 | 0
49.605 | 0 | 584.0574 | 584.0574 | 1 |  | 15:12 | 56.42 |  | 582.929 | 0 | 584.0574 | 49.6051 | 49.605 | -0.00012895 | -0.0057861 | 584.0516 |  | 28.7136 | 0 | 28.7136 | 49.5 | 1.2659 | 36.3486 | 1 | 0 | 36.3486 |  | 36.3486 | 0
49.605 | 0 | 584.3829 | 584.3829 | 1 |  | 15:12 | 56.44 |  | 582.9306 | 0 | 584.3829 | 49.6051 | 49.605 | -0.00011605 | -0.0052075 | 584.3777 |  | 29.0397 | 0 | 29.0397 | 49.5 | 1.2659 | 36.7611 | 1 | 0 | 36.7611 |  | 36.7611 | 0
49.605 | 0 | 584.0574 | 584.0574 | 1 |  | 15:12 | 56.46 |  | 582.9323 | 0 | 584.0574 | 49.6051 | 49.605 | -0.00010445 | -0.0046868 | 584.0527 |  | 28.7147 | 0 | 28.7147 | 49.5 | 1.2659 | 36.3495 | 1 | 0 | 36.3495 |  | 36.3495 | 0
49.605 | 0 | 584.0574 | 584.0574 | 1 |  | 15:12 | 56.48 |  | 582.9339 | 0 | 584.0574 | 49.605 | 49.605 | -9.4003e-05 | -0.0042181 | 584.0532 |  | 28.7152 | 0 | 28.7152 | 49.5 | 1.2659 | 36.35 | 1 | 0 | 36.35 |  | 36.35 | 0
49.605 | 0 | 584.0574 | 584.0574 | 1 |  | 15:12 | 56.5 |  | 582.9355 | 0 | 584.0574 | 49.605 | 49.605 | -8.4603e-05 | -0.0037963 | 584.0536 |  | 28.7156 | 0 | 28.7156 | 49.5 | 1.2659 | 36.3503 | 1 | 0 | 36.3503 |  | 36.3503 | 0
49.605 | 0 | 584.0574 | 584.0574 | 1 |  | 15:12 | 56.52 |  | 582.9372 | 0 | 584.0574 | 49.605 | 49.605 | -7.6143e-05 | -0.0034166 | 584.054 |  | 28.716 | 0 | 28.716 | 49.5 | 1.2659 | 36.3507 | 1 | 0 | 36.3507 |  | 36.3507 | 0
49.605 | 0 | 584.0574 | 584.0574 | 1 |  | 15:12 | 56.54 |  | 582.9388 | 0 | 584.0574 | 49.605 | 49.605 | -6.8529e-05 | -0.003075 | 584.0543 |  | 28.7163 | 0 | 28.7163 | 49.5 | 1.2659 | 36.351 | 1 | 0 | 36.351 |  | 36.351 | 0
49.605 | 0 | 584.0574 | 584.0574 | 1 |  | 15:12 | 56.56 |  | 582.9404 | 0 | 584.0574 | 49.605 | 49.605 | -6.1676e-05 | -0.0027675 | 584.0546 |  | 28.7166 | 0 | 28.7166 | 49.5 | 1.2659 | 36.3512 | 1 | 0 | 36.3512 |  | 36.3512 | 0
49.605 | 0 | 584.0574 | 584.0574 | 1 |  | 15:12 | 56.58 |  | 582.942 | 0 | 584.0574 | 49.605 | 49.605 | -5.5508e-05 | -0.0024907 | 584.0549 |  | 28.7169 | 0 | 28.7169 | 49.5 | 1.2659 | 36.3515 | 1 | 0 | 36.3515 |  | 36.3515 | 0
49.605 | 0 | 584.0574 | 584.0574 | 1 |  | 15:12 | 56.6 |  | 582.9437 | 0 | 584.0574 | 49.605 | 49.605 | -4.9957e-05 | -0.0022417 | 584.0552 |  | 28.7172 | 0 | 28.7172 | 49.5 | 1.2659 | 36.3517 | 1 | 0 | 36.3517 |  | 36.3517 | 0
49.605 | 0 | 584.0574 | 584.0574 | 1 |  | 15:12 | 56.62 |  | 582.9453 | 0 | 584.0574 | 49.605 | 49.605 | -4.4962e-05 | -0.0020175 | 584.0554 |  | 28.7174 | 0 | 28.7174 | 49.5 | 1.2658 | 36.3519 | 1 | 0 | 36.3519 |  | 36.3519 | 0
49.605 | 0 | 584.0574 | 584.0574 | 1 |  | 15:12 | 56.64 |  | 582.9469 | 0 | 584.0574 | 49.605 | 49.605 | -4.0465e-05 | -0.0018157 | 584.0556 |  | 28.7176 | 0 | 28.7176 | 49.5 | 1.2658 | 36.3521 | 1 | 0 | 36.3521 |  | 36.3521 | 0
49.605 | 0 | 584.7085 | 584.7085 | 1 |  | 15:12 | 56.66 |  | 582.9486 | 0 | 584.7085 | 49.605 | 49.605 | -3.6419e-05 | -0.0016342 | 584.7069 |  | 29.3689 | 0 | 29.3689 | 49.5 | 1.2658 | 37.1764 | 1 | 0 | 37.1764 |  | 37.1764 | 0
49.605 | 0 | 585.0341 | 585.0341 | 1 |  | 15:12 | 56.68 |  | 582.9502 | 0 | 585.0341 | 49.605 | 49.605 | -3.2777e-05 | -0.0014708 | 585.0326 |  | 29.6946 | 0 | 29.6946 | 49.5 | 1.2658 | 37.5887 | 1 | 0 | 37.5887 |  | 37.5887 | 0
49.605 | 0 | 584.7085 | 584.7085 | 1 |  | 15:12 | 56.7 |  | 582.9518 | 0 | 584.7085 | 49.605 | 49.605 | -2.9499e-05 | -0.0013237 | 584.7072 |  | 29.3692 | 0 | 29.3692 | 49.5 | 1.2658 | 37.1767 | 1 | 0 | 37.1767 |  | 37.1767 | 0
49.605 | 0 | 584.7085 | 584.7085 | 1 |  | 15:12 | 56.72 |  | 582.9535 | 0 | 584.7085 | 49.605 | 49.605 | -2.6549e-05 | -0.0011913 | 584.7073 |  | 29.3693 | 0 | 29.3693 | 49.5 | 1.2658 | 37.1768 | 1 | 0 | 37.1768 |  | 37.1768 | 0
49.605 | 0 | 584.7085 | 584.7085 | 1 |  | 15:12 | 56.74 |  | 582.9551 | 0 | 584.7085 | 49.605 | 49.605 | -2.3894e-05 | -0.0010722 | 584.7074 |  | 29.3694 | 0 | 29.3694 | 49.5 | 1.2658 | 37.1769 | 1 | 0 | 37.1769 |  | 37.1769 | 0
49.605 | 0 | 585.0341 | 585.0341 | 1 |  | 15:12 | 56.76 |  | 582.9567 | 0 | 585.0341 | 49.605 | 49.605 | -2.1505e-05 | -0.00096496 | 585.0331 |  | 29.6951 | 0 | 29.6951 | 49.5 | 1.2658 | 37.5892 | 1 | 0 | 37.5892 |  | 37.5892 | 0
49.605 | 0 | 584.7085 | 584.7085 | 1 |  | 15:12 | 56.78 |  | 582.9583 | 0 | 584.7085 | 49.605 | 49.605 | -1.9354e-05 | -0.00086846 | 584.7076 |  | 29.3696 | 0 | 29.3696 | 49.5 | 1.2658 | 37.1771 | 1 | 0 | 37.1771 |  | 37.1771 | 0
49.605 | 0 | 585.0341 | 585.0341 | 1 |  | 15:12 | 56.8 |  | 582.96 | 0 | 585.0341 | 49.605 | 49.605 | -1.7419e-05 | -0.00078162 | 585.0333 |  | 29.6953 | 0 | 29.6953 | 49.5 | 1.2658 | 37.5893 | 1 | 0 | 37.5893 |  | 37.5893 | 0
49.605 | 0 | 585.0341 | 585.0341 | 1 |  | 15:12 | 56.82 |  | 582.9616 | 0 | 585.0341 | 49.605 | 49.605 | -1.5677e-05 | -0.00070346 | 585.0334 |  | 29.6954 | 0 | 29.6954 | 49.5 | 1.2658 | 37.5894 | 1 | 0 | 37.5894 |  | 37.5894 | 0
49.605 | 0 | 585.0341 | 585.0341 | 1 |  | 15:12 | 56.84 |  | 582.9632 | 0 | 585.0341 | 49.605 | 49.605 | -1.4109e-05 | -0.00063311 | 585.0335 |  | 29.6955 | 0 | 29.6955 | 49.5 | 1.2658 | 37.5894 | 1 | 0 | 37.5894 |  | 37.5894 | 0
49.605 | 0 | 585.0341 | 585.0341 | 1 |  | 15:12 | 56.86 |  | 582.9649 | 0 | 585.0341 | 49.605 | 49.605 | -0.0034127 | -0.15313 | 584.881 |  | 29.543 | 0 | 29.543 | 49.5 | 1.2658 | 37.3964 | 1 | 0 | 37.3964 |  | 37.3964 | 0
49.605 | 0 | 584.7085 | 584.7085 | 1 |  | 15:12 | 56.88 |  | 582.9665 | 0 | 584.7085 | 49.605 | 49.605 | -0.0047714 | -0.2141 | 584.4944 |  | 29.1564 | 0 | 29.1564 | 49.5 | 1.2658 | 36.907 | 1 | 0 | 36.907 |  | 36.907 | 0
49.605 | 0 | 585.0341 | 585.0341 | 1 |  | 15:12 | 56.9 |  | 582.9681 | 0 | 585.0341 | 49.605 | 49.6047 | -0.0042943 | -0.19269 | 584.8414 |  | 29.5034 | 0 | 29.5034 | 49.5 | 1.2647 | 37.3141 | 1 | 0 | 37.3141 |  | 37.3141 | 0
49.605 | 0 | 585.0341 | 585.0341 | 1 |  | 15:12 | 56.92 |  | 582.9698 | 0 | 585.0341 | 49.605 | 49.6047 | -0.0021649 | -0.09714 | 584.937 |  | 29.599 | 0 | 29.599 | 49.5 | 1.2648 | 37.4382 | 1 | 0 | 37.4382 |  | 37.4382 | 0
49.605 | 0 | 585.0341 | 585.0341 | 1 |  | 15:12 | 56.94 |  | 582.9714 | 0 | 585.0341 | 49.605 | 49.6047 | 0.0014516 | 0.065137 | 585.0992 |  | 29.7612 | 0 | 29.7612 | 49.5 | 1.2649 | 37.6463 | 1 | 0 | 37.6463 |  | 37.6463 | 0
49.605 | 0 | 585.0341 | 585.0341 | 1 |  | 15:12 | 56.96 |  | 582.973 | 0 | 585.0341 | 49.605 | 49.6048 | 0.0013065 | 0.058623 | 585.0927 |  | 29.7547 | 0 | 29.7547 | 49.5 | 1.265 | 37.6407 | 1 | 0 | 37.6407 |  | 37.6407 | 0
49.605 | 0 | 585.6852 | 585.6852 | 1 |  | 15:12 | 56.98 |  | 582.9746 | 0 | 585.6852 | 49.605 | 49.6048 | 0.0011758 | 0.052761 | 585.738 |  | 30.4 | 0 | 30.4 | 49.5 | 1.2651 | 38.4594 | 1 | 0 | 38.4594 |  | 38.4594 | 0
49.605 | 0 | 585.3596 | 585.3596 | 1 |  | 15:12 | 57 |  | 582.9763 | 0 | 585.3596 | 49.605 | 49.6048 | 0.0010582 | 0.047485 | 585.4071 |  | 30.0691 | 0 | 30.0691 | 49.5 | 1.2652 | 38.0429 | 1 | 0 | 38.0429 |  | 38.0429 | 0
49.605 | 0 | 585.3596 | 585.3596 | 1 |  | 15:12 | 57.02 |  | 582.9779 | 0 | 585.3596 | 49.605 | 49.6048 | -0.0024476 | -0.10983 | 585.2498 |  | 29.9118 | 0 | 29.9118 | 49.5 | 1.2652 | 37.8458 | 1 | 0 | 37.8458 |  | 37.8458 | 0
49.605 | 0 | 585.3596 | 585.3596 | 1 |  | 15:12 | 57.04 |  | 582.9795 | 0 | 585.3596 | 49.605 | 49.6048 | -0.0073028 | -0.32769 | 585.0319 |  | 29.6939 | 0 | 29.6939 | 49.5 | 1.2653 | 37.5718 | 1 | 0 | 37.5718 |  | 37.5718 | 0
49.605 | 0 | 585.3596 | 585.3596 | 1 |  | 15:12 | 57.06 |  | 582.9812 | 0 | 585.3596 | 49.605 | 49.6045 | -0.011673 | -0.52376 | 584.8358 |  | 29.4978 | 0 | 29.4978 | 49.5 | 1.2643 | 37.2932 | 1 | 0 | 37.2932 |  | 37.2932 | 0
49.6016 | 0 | 585.0341 | 585.0341 | 1 |  | 15:12 | 57.08 |  | 582.9828 | 0 | 585.0341 | 49.6047 | 49.6042 | -0.013905 | -0.62391 | 584.4102 |  | 29.0722 | 0 | 29.0722 | 49.5 | 1.2633 | 36.728 | 1 | 0 | 36.728 |  | 36.728 | 0
49.605 | 0 | 585.0341 | 585.0341 | 1 |  | 15:12 | 57.1 |  | 582.9844 | 0 | 585.0341 | 49.6047 | 49.604 | -0.012515 | -0.56156 | 584.4725 |  | 29.1345 | 0 | 29.1345 | 49.5 | 1.2625 | 36.7824 | 1 | 0 | 36.7824 |  | 36.7824 | 0
49.605 | 0 | 585.0341 | 585.0341 | 1 |  | 15:12 | 57.12 |  | 582.9861 | 0 | 585.0341 | 49.6047 | 49.6037 | -0.011263 | -0.5054 | 584.5287 |  | 29.1907 | 0 | 29.1907 | 49.5 | 1.2617 | 36.8313 | 1 | 0 | 36.8313 |  | 36.8313 | 0
49.605 | 0 | 585.0341 | 585.0341 | 1 |  | 15:12 | 57.14 |  | 582.9877 | 0 | 585.0341 | 49.6048 | 49.6035 | -0.010137 | -0.45486 | 584.5792 |  | 29.2412 | 0 | 29.2412 | 49.5 | 1.2611 | 36.8753 | 1 | 0 | 36.8753 |  | 36.8753 | 0
49.605 | 0 | 585.0341 | 585.0341 | 1 |  | 15:12 | 57.16 |  | 582.9893 | 0 | 585.0341 | 49.6048 | 49.6033 | -0.0091233 | -0.40937 | 584.6247 |  | 29.2867 | 0 | 29.2867 | 49.5 | 1.2605 | 36.9149 | 1 | 0 | 36.9149 |  | 36.9149 | 0
49.605 | 0 | 585.0341 | 585.0341 | 1 |  | 15:12 | 57.18 |  | 582.9909 | 0 | 585.0341 | 49.6048 | 49.6031 | -0.0082109 | -0.36844 | 584.6657 |  | 29.3277 | 0 | 29.3277 | 49.5 | 1.2599 | 36.9505 | 1 | 0 | 36.9505 |  | 36.9505 | 0
49.605 | 0 | 585.0341 | 585.0341 | 1 |  | 15:12 | 57.2 |  | 582.9926 | 0 | 585.0341 | 49.6048 | 49.603 | -0.0073898 | -0.33159 | 584.7025 |  | 29.3645 | 0 | 29.3645 | 49.5 | 1.2594 | 36.9824 | 1 | 0 | 36.9824 |  | 36.9824 | 0
49.605 | 0 | 585.0341 | 585.0341 | 1 |  | 15:12 | 57.22 |  | 582.9942 | 0 | 585.0341 | 49.6048 | 49.6029 | -0.0066509 | -0.29843 | 584.7357 |  | 29.3977 | 0 | 29.3977 | 49.5 | 1.259 | 37.0112 | 1 | 0 | 37.0112 |  | 37.0112 | 0
49.6016 | 0 | 585.0341 | 585.0341 | 1 |  | 15:12 | 57.24 |  | 582.9958 | 0 | 585.0341 | 49.6045 | 49.6027 | -0.0059858 | -0.26857 | 584.7655 |  | 29.4275 | 0 | 29.4275 | 49.5 | 1.2586 | 37.0371 | 1 | 0 | 37.0371 |  | 37.0371 | 0
49.6016 | 0 | 585.0341 | 585.0341 | 1 |  | 15:12 | 57.26 |  | 582.9975 | 0 | 585.0341 | 49.6042 | 49.6026 | -0.0053872 | -0.24171 | 584.7924 |  | 29.4544 | 0 | 29.4544 | 49.5 | 1.2582 | 37.0604 | 1 | 0 | 37.0604 |  | 37.0604 | 0
49.6016 | 0 | 585.0341 | 585.0341 | 1 |  | 15:12 | 57.28 |  | 582.9991 | 0 | 585.0341 | 49.604 | 49.6025 | -0.0048485 | -0.21754 | 584.8166 |  | 29.4786 | 0 | 29.4786 | 49.5 | 1.2579 | 37.0813 | 1 | 0 | 37.0813 |  | 37.0813 | 0
49.6016 | 0 | 585.0341 | 585.0341 | 1 |  | 15:12 | 57.3 |  | 583.0007 | 0 | 585.0341 | 49.6037 | 49.6024 | -0.0043636 | -0.19579 | 584.8383 |  | 29.5003 | 0 | 29.5003 | 49.5 | 1.2576 | 37.1001 | 1 | 0 | 37.1001 |  | 37.1001 | 0
49.6016 | 0 | 585.0341 | 585.0341 | 1 |  | 15:12 | 57.32 |  | 583.0024 | 0 | 585.0341 | 49.6035 | 49.6023 | -0.0039273 | -0.17621 | 584.8579 |  | 29.5199 | 0 | 29.5199 | 49.5 | 1.2574 | 37.1171 | 1 | 0 | 37.1171 |  | 37.1171 | 0
49.6016 | 0 | 585.0341 | 585.0341 | 1 |  | 15:12 | 57.34 |  | 583.004 | 0 | 585.0341 | 49.6033 | 49.6023 | -0.0035345 | -0.15859 | 584.8755 |  | 29.5375 | 0 | 29.5375 | 49.5 | 1.2571 | 37.1323 | 1 | 0 | 37.1323 |  | 37.1323 | 0
49.6016 | 0 | 585.0341 | 585.0341 | 1 |  | 15:12 | 57.36 |  | 583.0056 | 0 | 585.0341 | 49.6031 | 49.6022 | -0.0031811 | -0.14273 | 584.8914 |  | 29.5534 | 0 | 29.5534 | 49.5 | 1.2569 | 37.146 | 1 | 0 | 37.146 |  | 37.146 | 0
49.6016 | 0 | 585.0341 | 585.0341 | 1 |  | 15:12 | 57.38 |  | 583.0072 | 0 | 585.0341 | 49.603 | 49.6021 | -0.002863 | -0.12846 | 584.9056 |  | 29.5676 | 0 | 29.5676 | 49.5 | 1.2567 | 37.1584 | 1 | 0 | 37.1584 |  | 37.1584 | 0
49.6016 | 0 | 585.0341 | 585.0341 | 1 |  | 15:12 | 57.4 |  | 583.0089 | 0 | 585.0341 | 49.6029 | 49.6021 | -0.0025767 | -0.11561 | 584.9185 |  | 29.5805 | 0 | 29.5805 | 49.5 | 1.2566 | 37.1694 | 1 | 0 | 37.1694 |  | 37.1694 | 0
49.6016 | 0 | 585.0341 | 585.0341 | 1 |  | 15:12 | 57.42 |  | 583.0105 | 0 | 585.0341 | 49.6027 | 49.602 | -0.002319 | -0.10405 | 584.93 |  | 29.592 | 0 | 29.592 | 49.5 | 1.2564 | 37.1794 | 1 | 0 | 37.1794 |  | 37.1794 | 0
49.6016 | 0 | 585.0341 | 585.0341 | 1 |  | 15:12 | 57.44 |  | 583.0121 | 0 | 585.0341 | 49.6026 | 49.602 | -0.0020871 | -0.093645 | 584.9405 |  | 29.6025 | 0 | 29.6025 | 49.5 | 1.2563 | 37.1884 | 1 | 0 | 37.1884 |  | 37.1884 | 0
49.6016 | 0 | 585.0341 | 585.0341 | 1 |  | 15:12 | 57.46 |  | 583.0138 | 0 | 585.0341 | 49.6025 | 49.602 | -0.0018784 | -0.084281 | 584.9498 |  | 29.6118 | 0 | 29.6118 | 49.5 | 1.2561 | 37.1965 | 1 | 0 | 37.1965 |  | 37.1965 | 0
49.6016 | 0 | 585.0341 | 585.0341 | 1 |  | 15:12 | 57.48 |  | 583.0154 | 0 | 585.0341 | 49.6024 | 49.6019 | -0.0016906 | -0.075853 | 584.9582 |  | 29.6202 | 0 | 29.6202 | 49.5 | 1.256 | 37.2038 | 1 | 0 | 37.2038 |  | 37.2038 | 0
49.6016 | 0 | 585.3596 | 585.3596 | 1 |  | 15:12 | 57.5 |  | 583.017 | 0 | 585.3596 | 49.6023 | 49.6019 | -0.0015215 | -0.068267 | 585.2913 |  | 29.9533 | 0 | 29.9533 | 49.5 | 1.2559 | 37.6191 | 1 | 0 | 37.6191 |  | 37.6191 | 0
49.6016 | 0 | 585.0341 | 585.0341 | 1 |  | 15:12 | 57.52 |  | 583.0187 | 0 | 585.0341 | 49.6023 | 49.6019 | -0.0013694 | -0.061441 | 584.9727 |  | 29.6347 | 0 | 29.6347 | 49.5 | 1.2558 | 37.2162 | 1 | 0 | 37.2162 |  | 37.2162 | 0
49.6016 | 0 | 585.0341 | 585.0341 | 1 |  | 15:12 | 57.54 |  | 583.0203 | 0 | 585.0341 | 49.6022 | 49.6018 | -0.0012324 | -0.055297 | 584.9788 |  | 29.6408 | 0 | 29.6408 | 49.5 | 1.2558 | 37.2215 | 1 | 0 | 37.2215 |  | 37.2215 | 0
49.6016 | 0 | 585.0341 | 585.0341 | 1 |  | 15:12 | 57.56 |  | 583.0219 | 0 | 585.0341 | 49.6021 | 49.6018 | -0.0011092 | -0.049767 | 584.9843 |  | 29.6463 | 0 | 29.6463 | 49.5 | 1.2557 | 37.2263 | 1 | 0 | 37.2263 |  | 37.2263 | 0
49.6016 | 0 | 585.0341 | 585.0341 | 1 |  | 15:12 | 57.58 |  | 583.0235 | 0 | 585.0341 | 49.6021 | 49.6018 | -0.00099826 | -0.04479 | 584.9893 |  | 29.6513 | 0 | 29.6513 | 49.5 | 1.2556 | 37.2306 | 1 | 0 | 37.2306 |  | 37.2306 | 0
49.6016 | 0 | 585.0341 | 585.0341 | 1 |  | 15:12 | 57.6 |  | 583.0252 | 0 | 585.0341 | 49.602 | 49.6018 | -0.00089843 | -0.040311 | 584.9938 |  | 29.6558 | 0 | 29.6558 | 49.5 | 1.2556 | 37.2344 | 1 | 0 | 37.2344 |  | 37.2344 | 0
49.6016 | 0 | 585.0341 | 585.0341 | 1 |  | 15:12 | 57.62 |  | 583.0268 | 0 | 585.0341 | 49.602 | 49.6018 | -0.00080859 | -0.03628 | 584.9978 |  | 29.6598 | 0 | 29.6598 | 49.5 | 1.2555 | 37.2379 | 1 | 0 | 37.2379 |  | 37.2379 | 0
49.6016 | 0 | 585.0341 | 585.0341 | 1 |  | 15:12 | 57.64 |  | 583.0284 | 0 | 585.0341 | 49.602 | 49.6017 | -0.00072773 | -0.032652 | 585.0014 |  | 29.6634 | 0 | 29.6634 | 49.5 | 1.2555 | 37.2411 | 1 | 0 | 37.2411 |  | 37.2411 | 0
49.6016 | 0 | 585.3596 | 585.3596 | 1 |  | 15:12 | 57.66 |  | 583.0301 | 0 | 585.3596 | 49.6019 | 49.6017 | -0.00065496 | -0.029387 | 585.3302 |  | 29.9922 | 0 | 29.9922 | 49.5 | 1.2554 | 37.6525 | 1 | 0 | 37.6525 |  | 37.6525 | 0
49.6016 | 0 | 585.0341 | 585.0341 | 1 |  | 15:12 | 57.68 |  | 583.0317 | 0 | 585.0341 | 49.6019 | 49.6017 | -0.00058946 | -0.026448 | 585.0077 |  | 29.6696 | 0 | 29.6696 | 49.5 | 1.2554 | 37.2464 | 1 | 0 | 37.2464 |  | 37.2464 | 0
49.6016 | 0 | 585.0341 | 585.0341 | 1 |  | 15:12 | 57.7 |  | 583.0333 | 0 | 585.0341 | 49.6019 | 49.6017 | -0.00053052 | -0.023803 | 585.0103 |  | 29.6723 | 0 | 29.6723 | 49.5 | 1.2553 | 37.2487 | 1 | 0 | 37.2487 |  | 37.2487 | 0
49.6016 | 0 | 585.0341 | 585.0341 | 1 |  | 15:12 | 57.72 |  | 583.035 | 0 | 585.0341 | 49.6018 | 49.6017 | -0.00047746 | -0.021423 | 585.0127 |  | 29.6747 | 0 | 29.6747 | 49.5 | 1.2553 | 37.2507 | 1 | 0 | 37.2507 |  | 37.2507 | 0
49.6016 | 0 | 585.0341 | 585.0341 | 1 |  | 15:12 | 57.74 |  | 583.0366 | 0 | 585.0341 | 49.6018 | 49.6017 | -0.00042972 | -0.019281 | 585.0148 |  | 29.6768 | 0 | 29.6768 | 49.5 | 1.2553 | 37.2526 | 1 | 0 | 37.2526 |  | 37.2526 | 0
49.6016 | 0 | 585.0341 | 585.0341 | 1 |  | 15:12 | 57.76 |  | 583.0382 | 0 | 585.0341 | 49.6018 | 49.6017 | -0.00038675 | -0.017353 | 585.0167 |  | 29.6787 | 0 | 29.6787 | 49.5 | 1.2552 | 37.2542 | 1 | 0 | 37.2542 |  | 37.2542 | 0
49.6016 | 0 | 585.0341 | 585.0341 | 1 |  | 15:12 | 57.78 |  | 583.0398 | 0 | 585.0341 | 49.6018 | 49.6017 | -0.00034807 | -0.015617 | 585.0185 |  | 29.6805 | 0 | 29.6805 | 49.5 | 1.2552 | 37.2557 | 1 | 0 | 37.2557 |  | 37.2557 | 0
49.6016 | 0 | 585.0341 | 585.0341 | 1 |  | 15:12 | 57.8 |  | 583.0415 | 0 | 585.0341 | 49.6018 | 49.6017 | -0.00031326 | -0.014056 | 585.02 |  | 29.682 | 0 | 29.682 | 49.5 | 1.2552 | 37.2571 | 1 | 0 | 37.2571 |  | 37.2571 | 0
49.6016 | 0 | 585.0341 | 585.0341 | 1 |  | 15:12 | 57.82 |  | 583.0431 | 0 | 585.0341 | 49.6017 | 49.6017 | -0.00028194 | -0.01265 | 585.0214 |  | 29.6834 | 0 | 29.6834 | 49.5 | 1.2552 | 37.2583 | 1 | 0 | 37.2583 |  | 37.2583 | 0
49.6016 | 0 | 585.0341 | 585.0341 | 1 |  | 15:12 | 57.84 |  | 583.0447 | 0 | 585.0341 | 49.6017 | 49.6016 | -0.00025374 | -0.011385 | 585.0227 |  | 29.6847 | 0 | 29.6847 | 49.5 | 1.2552 | 37.2594 | 1 | 0 | 37.2594 |  | 37.2594 | 0
49.6016 | 0 | 585.0341 | 585.0341 | 1 |  | 15:12 | 57.86 |  | 583.0464 | 0 | 585.0341 | 49.6017 | 49.6016 | -0.00022837 | -0.010247 | 585.0239 |  | 29.6858 | 0 | 29.6858 | 49.5 | 1.2552 | 37.2604 | 1 | 0 | 37.2604 |  | 37.2604 | 0
49.6016 | 0 | 585.0341 | 585.0341 | 1 |  | 15:12 | 57.88 |  | 583.048 | 0 | 585.0341 | 49.6017 | 49.6016 | -0.00020553 | -0.0092219 | 585.0249 |  | 29.6869 | 0 | 29.6869 | 49.5 | 1.2551 | 37.2612 | 1 | 0 | 37.2612 |  | 37.2612 | 0
49.6016 | 0 | 585.0341 | 585.0341 | 1 |  | 15:12 | 57.9 |  | 583.0496 | 0 | 585.0341 | 49.6017 | 49.6016 | -0.00018498 | -0.0082997 | 585.0258 |  | 29.6878 | 0 | 29.6878 | 49.5 | 1.2551 | 37.262 | 1 | 0 | 37.262 |  | 37.262 | 0
49.6016 | 0 | 585.0341 | 585.0341 | 1 |  | 15:12 | 57.92 |  | 583.0513 | 0 | 585.0341 | 49.6017 | 49.6016 | -0.00016648 | -0.0074698 | 585.0266 |  | 29.6886 | 0 | 29.6886 | 49.5 | 1.2551 | 37.2628 | 1 | 0 | 37.2628 |  | 37.2628 | 0
49.6016 | 0 | 585.0341 | 585.0341 | 1 |  | 15:12 | 57.94 |  | 583.0529 | 0 | 585.0341 | 49.6017 | 49.6016 | -0.00014983 | -0.0067228 | 585.0274 |  | 29.6894 | 0 | 29.6894 | 49.5 | 1.2551 | 37.2634 | 1 | 0 | 37.2634 |  | 37.2634 | 0
49.6016 | 0 | 585.0341 | 585.0341 | 1 |  | 15:12 | 57.96 |  | 583.0545 | 0 | 585.0341 | 49.6017 | 49.6016 | -0.00013485 | -0.0060505 | 585.028 |  | 29.69 | 0 | 29.69 | 49.5 | 1.2551 | 37.264 | 1 | 0 | 37.264 |  | 37.264 | 0
49.6016 | 0 | 585.0341 | 585.0341 | 1 |  | 15:12 | 57.98 |  | 583.0561 | 0 | 585.0341 | 49.6017 | 49.6016 | -0.00012136 | -0.0054454 | 585.0287 |  | 29.6907 | 0 | 29.6907 | 49.5 | 1.2551 | 37.2645 | 1 | 0 | 37.2645 |  | 37.2645 | 0
49.6016 | 0 | 585.0341 | 585.0341 | 1 |  | 15:12 | 58 |  | 583.0578 | 0 | 585.0341 | 49.6017 | 49.6016 | -0.00010923 | -0.0049009 | 585.0292 |  | 29.6912 | 0 | 29.6912 | 49.5 | 1.2551 | 37.265 | 1 | 0 | 37.265 |  | 37.265 | 0
49.6016 | 0 | 585.0341 | 585.0341 | 1 |  | 15:12 | 58.02 |  | 583.0594 | 0 | 585.0341 | 49.6016 | 49.6016 | -9.8306e-05 | -0.0044108 | 585.0297 |  | 29.6917 | 0 | 29.6917 | 49.5 | 1.2551 | 37.2654 | 1 | 0 | 37.2654 |  | 37.2654 | 0
49.6016 | 0 | 585.0341 | 585.0341 | 1 |  | 15:12 | 58.04 |  | 583.061 | 0 | 585.0341 | 49.6016 | 49.6016 | -8.8475e-05 | -0.0039697 | 585.0301 |  | 29.6921 | 0 | 29.6921 | 49.5 | 1.2551 | 37.2658 | 1 | 0 | 37.2658 |  | 37.2658 | 0
49.6016 | 0 | 585.3596 | 585.3596 | 1 |  | 15:12 | 58.06 |  | 583.0627 | 0 | 585.3596 | 49.6016 | 49.6016 | -7.9627e-05 | -0.0035728 | 585.356 |  | 30.018 | 0 | 30.018 | 49.5 | 1.2551 | 37.6746 | 1 | 0 | 37.6746 |  | 37.6746 | 0
49.6016 | 0 | 585.0341 | 585.0341 | 1 |  | 15:12 | 58.08 |  | 583.0643 | 0 | 585.0341 | 49.6016 | 49.6016 | -7.1665e-05 | -0.0032155 | 585.0309 |  | 29.6929 | 0 | 29.6929 | 49.5 | 1.2551 | 37.2664 | 1 | 0 | 37.2664 |  | 37.2664 | 0
49.6016 | 0 | 585.3596 | 585.3596 | 1 |  | 15:12 | 58.1 |  | 583.0659 | 0 | 585.3596 | 49.6016 | 49.6016 | -6.4498e-05 | -0.0028939 | 585.3567 |  | 30.0187 | 0 | 30.0187 | 49.5 | 1.2551 | 37.6752 | 1 | 0 | 37.6752 |  | 37.6752 | 0
49.6016 | 0 | 585.0341 | 585.0341 | 1 |  | 15:12 | 58.12 |  | 583.0676 | 0 | 585.0341 | 49.6016 | 49.6016 | -5.8048e-05 | -0.0026045 | 585.0315 |  | 29.6935 | 0 | 29.6935 | 49.5 | 1.2551 | 37.267 | 1 | 0 | 37.267 |  | 37.267 | 0
49.6016 | 0 | 585.3596 | 585.3596 | 1 |  | 15:12 | 58.14 |  | 583.0692 | 0 | 585.3596 | 49.6016 | 49.6016 | -5.2244e-05 | -0.0023441 | 585.3573 |  | 30.0193 | 0 | 30.0193 | 49.5 | 1.2551 | 37.6757 | 1 | 0 | 37.6757 |  | 37.6757 | 0
49.6016 | 0 | 585.0341 | 585.0341 | 1 |  | 15:12 | 58.16 |  | 583.0708 | 0 | 585.0341 | 49.6016 | 49.6016 | -4.7019e-05 | -0.0021097 | 585.032 |  | 29.694 | 0 | 29.694 | 49.5 | 1.255 | 37.2674 | 1 | 0 | 37.2674 |  | 37.2674 | 0
49.6016 | 0 | 585.0341 | 585.0341 | 1 |  | 15:12 | 58.18 |  | 583.0724 | 0 | 585.0341 | 49.6016 | 49.6016 | -4.2317e-05 | -0.0018987 | 585.0322 |  | 29.6942 | 0 | 29.6942 | 49.5 | 1.255 | 37.2676 | 1 | 0 | 37.2676 |  | 37.2676 | 0
49.6016 | 0 | 585.0341 | 585.0341 | 1 |  | 15:12 | 58.2 |  | 583.0741 | 0 | 585.0341 | 49.6016 | 49.6016 | -3.8086e-05 | -0.0017088 | 585.0324 |  | 29.6944 | 0 | 29.6944 | 49.5 | 1.255 | 37.2677 | 1 | 0 | 37.2677 |  | 37.2677 | 0
49.6016 | 0 | 585.3596 | 585.3596 | 1 |  | 15:12 | 58.22 |  | 583.0757 | 0 | 585.3596 | 49.6016 | 49.6016 | -3.4277e-05 | -0.001538 | 585.3581 |  | 30.0201 | 0 | 30.0201 | 49.5 | 1.255 | 37.6764 | 1 | 0 | 37.6764 |  | 37.6764 | 0
49.6016 | 0 | 585.0341 | 585.0341 | 1 |  | 15:12 | 58.24 |  | 583.0773 | 0 | 585.0341 | 49.6016 | 49.6016 | -3.0849e-05 | -0.0013842 | 585.0327 |  | 29.6947 | 0 | 29.6947 | 49.5 | 1.255 | 37.268 | 1 | 0 | 37.268 |  | 37.268 | 0
49.6016 | 0 | 585.0341 | 585.0341 | 1 |  | 15:12 | 58.26 |  | 583.079 | 0 | 585.0341 | 49.6016 | 49.6016 | -2.7764e-05 | -0.0012457 | 585.0329 |  | 29.6949 | 0 | 29.6949 | 49.5 | 1.255 | 37.2681 | 1 | 0 | 37.2681 |  | 37.2681 | 0
49.6016 | 0 | 585.3596 | 585.3596 | 1 |  | 15:12 | 58.28 |  | 583.0806 | 0 | 585.3596 | 49.6016 | 49.6016 | -0.003525 | -0.15816 | 585.2014 |  | 29.8634 | 0 | 29.8634 | 49.5 | 1.255 | 37.4797 | 1 | 0 | 37.4797 |  | 37.4797 | 0
49.6016 | 0 | 585.0341 | 585.0341 | 1 |  | 15:12 | 58.3 |  | 583.0822 | 0 | 585.0341 | 49.6016 | 49.6016 | -0.0084225 | -0.3779 | 584.6562 |  | 29.3182 | 0 | 29.3182 | 49.5 | 1.255 | 36.7953 | 1 | 0 | 36.7953 |  | 36.7953 | 0
49.6016 | 0 | 585.0341 | 585.0341 | 1 |  | 15:12 | 58.32 |  | 583.0839 | 0 | 585.0341 | 49.6016 | 49.6013 | -0.01283 | -0.57567 | 584.4584 |  | 29.1204 | 0 | 29.1204 | 49.5 | 1.2539 | 36.515 | 1 | 0 | 36.515 |  | 36.515 | 0
49.6016 | 0 | 585.0341 | 585.0341 | 1 |  | 15:12 | 58.34 |  | 583.0855 | 0 | 585.0341 | 49.6016 | 49.6009 | -0.015047 | -0.67514 | 584.359 |  | 29.021 | 0 | 29.021 | 49.5 | 1.2529 | 36.3615 | 1 | 0 | 36.3615 |  | 36.3615 | 0
49.6016 | 0 | 585.0341 | 585.0341 | 1 |  | 15:12 | 58.36 |  | 583.0871 | 0 | 585.0341 | 49.6016 | 49.6007 | -0.013542 | -0.60763 | 584.4265 |  | 29.0885 | 0 | 29.0885 | 49.5 | 1.252 | 36.4202 | 1 | 0 | 36.4202 |  | 36.4202 | 0
49.6016 | 0 | 585.0341 | 585.0341 | 1 |  | 15:12 | 58.38 |  | 583.0887 | 0 | 585.0341 | 49.6016 | 49.6004 | -0.012188 | -0.54687 | 584.4872 |  | 29.1492 | 0 | 29.1492 | 49.5 | 1.2512 | 36.4729 | 1 | 0 | 36.4729 |  | 36.4729 | 0
49.6016 | 0 | 585.0341 | 585.0341 | 1 |  | 15:12 | 58.4 |  | 583.0904 | 0 | 585.0341 | 49.6016 | 49.6002 | -0.010969 | -0.49218 | 584.5419 |  | 29.2039 | 0 | 29.2039 | 49.5 | 1.2505 | 36.5203 | 1 | 0 | 36.5203 |  | 36.5203 | 0
49.6016 | 0 | 585.0341 | 585.0341 | 1 |  | 15:12 | 58.42 |  | 583.092 | 0 | 585.0341 | 49.6016 | 49.6 | -0.0098725 | -0.44296 | 584.5911 |  | 29.2531 | 0 | 29.2531 | 49.5 | 1.2499 | 36.563 | 1 | 0 | 36.563 |  | 36.563 | 0
49.6016 | 0 | 585.0341 | 585.0341 | 1 |  | 15:12 | 58.44 |  | 583.0936 | 0 | 585.0341 | 49.6016 | 49.5998 | -0.0088852 | -0.39867 | 584.6354 |  | 29.2974 | 0 | 29.2974 | 49.5 | 1.2493 | 36.6013 | 1 | 0 | 36.6013 |  | 36.6013 | 0
49.6016 | 0 | 585.0341 | 585.0341 | 1 |  | 15:12 | 58.46 |  | 583.0953 | 0 | 585.0341 | 49.6016 | 49.5996 | -0.0079967 | -0.3588 | 584.6753 |  | 29.3373 | 0 | 29.3373 | 49.5 | 1.2488 | 36.6358 | 1 | 0 | 36.6358 |  | 36.6358 | 0
49.6016 | 0 | 585.0341 | 585.0341 | 1 |  | 15:12 | 58.48 |  | 583.0969 | 0 | 585.0341 | 49.6016 | 49.5995 | -0.007197 | -0.32292 | 584.7112 |  | 29.3732 | 0 | 29.3732 | 49.5 | 1.2483 | 36.6668 | 1 | 0 | 36.6668 |  | 36.6668 | 0
49.5981 | 0 | 585.0341 | 585.0341 | 1 |  | 15:12 | 58.5 |  | 583.0985 | 0 | 585.0341 | 49.6013 | 49.5993 | -0.0064773 | -0.29061 | 584.7435 |  | 29.4055 | 0 | 29.4055 | 49.5 | 1.2479 | 36.6947 | 1 | 0 | 36.6947 |  | 36.6947 | 0
49.5981 | 0 | 585.0341 | 585.0341 | 1 |  | 15:12 | 58.52 |  | 583.1002 | 0 | 585.0341 | 49.6009 | 49.5992 | -0.0058296 | -0.26155 | 584.7726 |  | 29.4345 | 0 | 29.4345 | 49.5 | 1.2475 | 36.7197 | 1 | 0 | 36.7197 |  | 36.7197 | 0
49.5981 | 0 | 585.0341 | 585.0341 | 1 |  | 15:12 | 58.54 |  | 583.1018 | 0 | 585.0341 | 49.6007 | 49.5991 | -0.0052466 | -0.23539 | 584.7987 |  | 29.4607 | 0 | 29.4607 | 49.5 | 1.2472 | 36.7423 | 1 | 0 | 36.7423 |  | 36.7423 | 0
49.5981 | 0 | 585.0341 | 585.0341 | 1 |  | 15:12 | 58.56 |  | 583.1034 | 0 | 585.0341 | 49.6004 | 49.599 | -0.004722 | -0.21185 | 584.8222 |  | 29.4842 | 0 | 29.4842 | 49.5 | 1.2469 | 36.7625 | 1 | 0 | 36.7625 |  | 36.7625 | 0
49.5981 | 0 | 585.3596 | 585.3596 | 1 |  | 15:12 | 58.58 |  | 583.105 | 0 | 585.3596 | 49.6002 | 49.5989 | -0.0042498 | -0.19067 | 585.1689 |  | 29.8309 | 0 | 29.8309 | 49.5 | 1.2466 | 37.1866 | 1 | 0 | 37.1866 |  | 37.1866 | 0
49.5981 | 0 | 585.0341 | 585.0341 | 1 |  | 15:12 | 58.6 |  | 583.1067 | 0 | 585.0341 | 49.6 | 49.5988 | -0.0038248 | -0.1716 | 584.8625 |  | 29.5245 | 0 | 29.5245 | 49.5 | 1.2463 | 36.7972 | 1 | 0 | 36.7972 |  | 36.7972 | 0
49.5981 | 0 | 585.0341 | 585.0341 | 1 |  | 15:12 | 58.62 |  | 583.1083 | 0 | 585.0341 | 49.5998 | 49.5987 | -0.0034423 | -0.15444 | 584.8797 |  | 29.5417 | 0 | 29.5417 | 49.5 | 1.2461 | 36.812 | 1 | 0 | 36.812 |  | 36.812 | 0
49.5981 | 0 | 585.3596 | 585.3596 | 1 |  | 15:12 | 58.64 |  | 583.1099 | 0 | 585.3596 | 49.5996 | 49.5987 | -0.0030981 | -0.139 | 585.2206 |  | 29.8826 | 0 | 29.8826 | 49.5 | 1.2459 | 37.2308 | 1 | 0 | 37.2308 |  | 37.2308 | 0
49.5981 | 0 | 585.6852 | 585.6852 | 1 |  | 15:12 | 58.66 |  | 583.1116 | 0 | 585.6852 | 49.5995 | 49.5986 | -0.0027883 | -0.1251 | 585.5601 |  | 30.2221 | 0 | 30.2221 | 49.5 | 1.2457 | 37.6483 | 1 | 0 | 37.6483 |  | 37.6483 | 0
49.5981 | 0 | 585.3596 | 585.3596 | 1 |  | 15:12 | 58.68 |  | 583.1132 | 0 | 585.3596 | 49.5993 | 49.5986 | -0.0025095 | -0.11259 | 585.247 |  | 29.909 | 0 | 29.909 | 49.5 | 1.2456 | 37.2534 | 1 | 0 | 37.2534 |  | 37.2534 | 0
49.5981 | 0 | 585.3596 | 585.3596 | 1 |  | 15:12 | 58.7 |  | 583.1148 | 0 | 585.3596 | 49.5992 | 49.5985 | -0.0022585 | -0.10133 | 585.2583 |  | 29.9203 | 0 | 29.9203 | 49.5 | 1.2454 | 37.263 | 1 | 0 | 37.263 |  | 37.263 | 0
49.5981 | 0 | 585.3596 | 585.3596 | 1 |  | 15:12 | 58.72 |  | 583.1165 | 0 | 585.3596 | 49.5991 | 49.5985 | -0.0020327 | -0.091196 | 585.2684 |  | 29.9304 | 0 | 29.9304 | 49.5 | 1.2453 | 37.2717 | 1 | 0 | 37.2717 |  | 37.2717 | 0
49.5981 | 0 | 585.3596 | 585.3596 | 1 |  | 15:12 | 58.74 |  | 583.1181 | 0 | 585.3596 | 49.599 | 49.5984 | -0.0018294 | -0.082076 | 585.2775 |  | 29.9395 | 0 | 29.9395 | 49.5 | 1.2452 | 37.2795 | 1 | 0 | 37.2795 |  | 37.2795 | 0
49.5981 | 0 | 585.3596 | 585.3596 | 1 |  | 15:12 | 58.76 |  | 583.1197 | 0 | 585.3596 | 49.5989 | 49.5984 | -0.0016465 | -0.073868 | 585.2857 |  | 29.9477 | 0 | 29.9477 | 49.5 | 1.2451 | 37.2865 | 1 | 0 | 37.2865 |  | 37.2865 | 0
49.5981 | 0 | 585.0341 | 585.0341 | 1 |  | 15:12 | 58.78 |  | 583.1213 | 0 | 585.0341 | 49.5988 | 49.5984 | -0.0014818 | -0.066482 | 584.9676 |  | 29.6296 | 0 | 29.6296 | 49.5 | 1.245 | 36.8876 | 1 | 0 | 36.8876 |  | 36.8876 | 0
49.5981 | 0 | 585.0341 | 585.0341 | 1 |  | 15:12 | 58.8 |  | 583.123 | 0 | 585.0341 | 49.5987 | 49.5984 | -0.0013336 | -0.059833 | 584.9743 |  | 29.6363 | 0 | 29.6363 | 49.5 | 1.2449 | 36.8933 | 1 | 0 | 36.8933 |  | 36.8933 | 0
49.5981 | 0 | 585.0341 | 585.0341 | 1 |  | 15:12 | 58.82 |  | 583.1246 | 0 | 585.0341 | 49.5987 | 49.5983 | -0.0012003 | -0.05385 | 584.9802 |  | 29.6422 | 0 | 29.6422 | 49.5 | 1.2448 | 36.8984 | 1 | 0 | 36.8984 |  | 36.8984 | 0
49.5981 | 0 | 585.0341 | 585.0341 | 1 |  | 15:12 | 58.84 |  | 583.1262 | 0 | 585.0341 | 49.5986 | 49.5983 | -0.0010802 | -0.048465 | 584.9856 |  | 29.6476 | 0 | 29.6476 | 49.5 | 1.2447 | 36.903 | 1 | 0 | 36.903 |  | 36.903 | 0
49.5981 | 0 | 585.0341 | 585.0341 | 1 |  | 15:12 | 58.86 |  | 583.1279 | 0 | 585.0341 | 49.5986 | 49.5983 | -0.00097221 | -0.043619 | 584.9905 |  | 29.6525 | 0 | 29.6525 | 49.5 | 1.2447 | 36.9072 | 1 | 0 | 36.9072 |  | 36.9072 | 0
49.5981 | 0 | 585.0341 | 585.0341 | 1 |  | 15:12 | 58.88 |  | 583.1295 | 0 | 585.0341 | 49.5985 | 49.5983 | -0.00087499 | -0.039257 | 584.9948 |  | 29.6568 | 0 | 29.6568 | 49.5 | 1.2446 | 36.911 | 1 | 0 | 36.911 |  | 36.911 | 0
49.5981 | 0 | 585.0341 | 585.0341 | 1 |  | 15:12 | 58.9 |  | 583.1311 | 0 | 585.0341 | 49.5985 | 49.5982 | -0.00078749 | -0.035331 | 584.9988 |  | 29.6608 | 0 | 29.6608 | 49.5 | 1.2446 | 36.9143 | 1 | 0 | 36.9143 |  | 36.9143 | 0
49.5981 | 0 | 585.0341 | 585.0341 | 1 |  | 15:12 | 58.92 |  | 583.1328 | 0 | 585.0341 | 49.5984 | 49.5982 | -0.00070874 | -0.031798 | 585.0023 |  | 29.6643 | 0 | 29.6643 | 49.5 | 1.2445 | 36.9174 | 1 | 0 | 36.9174 |  | 36.9174 | 0
49.5981 | 0 | 585.0341 | 585.0341 | 1 |  | 15:12 | 58.94 |  | 583.1344 | 0 | 585.0341 | 49.5984 | 49.5982 | -0.00063787 | -0.028618 | 585.0055 |  | 29.6675 | 0 | 29.6675 | 49.5 | 1.2445 | 36.9201 | 1 | 0 | 36.9201 |  | 36.9201 | 0
49.5981 | 0 | 585.0341 | 585.0341 | 1 |  | 15:12 | 58.96 |  | 583.136 | 0 | 585.0341 | 49.5984 | 49.5982 | -0.00057408 | -0.025756 | 585.0083 |  | 29.6703 | 0 | 29.6703 | 49.5 | 1.2444 | 36.9225 | 1 | 0 | 36.9225 |  | 36.9225 | 0
49.5981 | 0 | 585.0341 | 585.0341 | 1 |  | 15:12 | 58.98 |  | 583.1376 | 0 | 585.0341 | 49.5984 | 49.5982 | -0.00051667 | -0.023181 | 585.0109 |  | 29.6729 | 0 | 29.6729 | 49.5 | 1.2444 | 36.9247 | 1 | 0 | 36.9247 |  | 36.9247 | 0
49.5981 | 0 | 585.0341 | 585.0341 | 1 |  | 15:12 | 59 |  | 583.1393 | 0 | 585.0341 | 49.5983 | 49.5982 | -0.00046501 | -0.020863 | 585.0132 |  | 29.6752 | 0 | 29.6752 | 49.5 | 1.2444 | 36.9267 | 1 | 0 | 36.9267 |  | 36.9267 | 0
49.5981 | 0 | 584.7085 | 584.7085 | 1 |  | 15:12 | 59.02 |  | 583.1409 | 0 | 584.7085 | 49.5983 | 49.5982 | -0.00041851 | -0.018776 | 584.6897 |  | 29.3517 | 0 | 29.3517 | 49.5 | 1.2443 | 36.5234 | 1 | 0 | 36.5234 |  | 36.5234 | 0
49.5981 | 0 | 585.3596 | 585.3596 | 1 |  | 15:12 | 59.04 |  | 583.1425 | 0 | 585.3596 | 49.5983 | 49.5982 | -0.00037666 | -0.016899 | 585.3427 |  | 30.0047 | 0 | 30.0047 | 49.5 | 1.2443 | 37.3352 | 1 | 0 | 37.3352 |  | 37.3352 | 0
49.5981 | 0 | 585.3596 | 585.3596 | 1 |  | 15:12 | 59.06 |  | 583.1442 | 0 | 585.3596 | 49.5983 | 49.5982 | -0.00033899 | -0.015209 | 585.3444 |  | 30.0064 | 0 | 30.0064 | 49.5 | 1.2443 | 37.3366 | 1 | 0 | 37.3366 |  | 37.3366 | 0
49.5981 | 0 | 585.0341 | 585.0341 | 1 |  | 15:12 | 59.08 |  | 583.1458 | 0 | 585.0341 | 49.5982 | 49.5982 | -0.00030509 | -0.013688 | 585.0204 |  | 29.6824 | 0 | 29.6824 | 49.5 | 1.2443 | 36.9329 | 1 | 0 | 36.9329 |  | 36.9329 | 0
49.5981 | 0 | 585.3596 | 585.3596 | 1 |  | 15:12 | 59.1 |  | 583.1474 | 0 | 585.3596 | 49.5982 | 49.5982 | -0.00027458 | -0.012319 | 585.3473 |  | 30.0093 | 0 | 30.0093 | 49.5 | 1.2443 | 37.3391 | 1 | 0 | 37.3391 |  | 37.3391 | 0
49.5981 | 0 | 585.0341 | 585.0341 | 1 |  | 15:12 | 59.12 |  | 583.1491 | 0 | 585.0341 | 49.5982 | 49.5981 | -0.00024712 | -0.011087 | 585.023 |  | 29.685 | 0 | 29.685 | 49.5 | 1.2442 | 36.9351 | 1 | 0 | 36.9351 |  | 36.9351 | 0
49.5981 | 0 | 585.3596 | 585.3596 | 1 |  | 15:12 | 59.14 |  | 583.1507 | 0 | 585.3596 | 49.5982 | 49.5981 | -0.00022241 | -0.0099785 | 585.3496 |  | 30.0116 | 0 | 30.0116 | 49.5 | 1.2442 | 37.3411 | 1 | 0 | 37.3411 |  | 37.3411 | 0
49.5981 | 0 | 585.3596 | 585.3596 | 1 |  | 15:12 | 59.16 |  | 583.1523 | 0 | 585.3596 | 49.5982 | 49.5981 | -0.00020017 | -0.0089807 | 585.3506 |  | 30.0126 | 0 | 30.0126 | 49.5 | 1.2442 | 37.3419 | 1 | 0 | 37.3419 |  | 37.3419 | 0
49.5981 | 0 | 585.3596 | 585.3596 | 1 |  | 15:12 | 59.18 |  | 583.1539 | 0 | 585.3596 | 49.5982 | 49.5981 | -0.00018015 | -0.0080826 | 585.3515 |  | 30.0135 | 0 | 30.0135 | 49.5 | 1.2442 | 37.3427 | 1 | 0 | 37.3427 |  | 37.3427 | 0
49.5981 | 0 | 585.0341 | 585.0341 | 1 |  | 15:12 | 59.2 |  | 583.1556 | 0 | 585.0341 | 49.5982 | 49.5981 | -0.0035621 | -0.15982 | 584.8743 |  | 29.5363 | 0 | 29.5363 | 49.5 | 1.2442 | 36.7486 | 1 | 0 | 36.7486 |  | 36.7486 | 0
49.5981 | 0 | 585.3596 | 585.3596 | 1 |  | 15:12 | 59.22 |  | 583.1572 | 0 | 585.3596 | 49.5982 | 49.5981 | -0.0083059 | -0.37265 | 584.987 |  | 29.6489 | 0 | 29.6489 | 49.5 | 1.2442 | 36.8885 | 1 | 0 | 36.8885 |  | 36.8885 | 0
49.5981 | 0 | 585.3596 | 585.3596 | 1 |  | 15:12 | 59.24 |  | 583.1588 | 0 | 585.3596 | 49.5982 | 49.5978 | -0.012575 | -0.5642 | 584.7954 |  | 29.4574 | 0 | 29.4574 | 49.5 | 1.2431 | 36.619 | 1 | 0 | 36.619 |  | 36.619 | 0
49.5981 | 0 | 586.0107 | 586.0107 | 1 |  | 15:12 | 59.26 |  | 583.1605 | 0 | 586.0107 | 49.5982 | 49.5975 | -0.014718 | -0.66032 | 585.3504 |  | 30.0124 | 0 | 30.0124 | 49.5 | 1.2422 | 37.2803 | 1 | 0 | 37.2803 |  | 37.2803 | 0
49.5981 | 0 | 586.0107 | 586.0107 | 1 |  | 15:12 | 59.28 |  | 583.1621 | 0 | 586.0107 | 49.5982 | 49.5972 | -0.013246 | -0.59429 | 585.4164 |  | 30.0784 | 0 | 30.0784 | 49.5 | 1.2413 | 37.3365 | 1 | 0 | 37.3365 |  | 37.3365 | 0
49.5981 | 0 | 585.3596 | 585.3596 | 1 |  | 15:12 | 59.3 |  | 583.1637 | 0 | 585.3596 | 49.5981 | 49.5969 | -0.011921 | -0.53486 | 584.8247 |  | 29.4867 | 0 | 29.4867 | 49.5 | 1.2405 | 36.5794 | 1 | 0 | 36.5794 |  | 36.5794 | 0
49.5981 | 0 | 586.0107 | 586.0107 | 1 |  | 15:12 | 59.32 |  | 583.1654 | 0 | 586.0107 | 49.5981 | 49.5967 | -0.010729 | -0.48137 | 585.5293 |  | 30.1913 | 0 | 30.1913 | 49.5 | 1.2398 | 37.4326 | 1 | 0 | 37.4326 |  | 37.4326 | 0
49.5981 | 0 | 586.0107 | 586.0107 | 1 |  | 15:12 | 59.34 |  | 583.167 | 0 | 586.0107 | 49.5981 | 49.5965 | -0.0096563 | -0.43323 | 585.5775 |  | 30.2395 | 0 | 30.2395 | 49.5 | 1.2392 | 37.4735 | 1 | 0 | 37.4735 |  | 37.4735 | 0
49.5981 | 0 | 586.0107 | 586.0107 | 1 |  | 15:12 | 59.36 |  | 583.1686 | 0 | 586.0107 | 49.5981 | 49.5963 | -0.0086907 | -0.38991 | 585.6208 |  | 30.2828 | 0 | 30.2828 | 49.5 | 1.2387 | 37.5102 | 1 | 0 | 37.5102 |  | 37.5102 | 0
49.5981 | 0 | 585.6852 | 585.6852 | 1 |  | 15:12 | 59.38 |  | 583.1702 | 0 | 585.6852 | 49.5981 | 49.5962 | -0.0078216 | -0.35092 | 585.3343 |  | 29.9963 | 0 | 29.9963 | 49.5 | 1.2382 | 37.1402 | 1 | 0 | 37.1402 |  | 37.1402 | 0
49.5981 | 0 | 586.0107 | 586.0107 | 1 |  | 15:12 | 59.4 |  | 583.1719 | 0 | 586.0107 | 49.5981 | 49.596 | -0.0070395 | -0.31583 | 585.6949 |  | 30.3569 | 0 | 30.3569 | 49.5 | 1.2377 | 37.573 | 1 | 0 | 37.573 |  | 37.573 | 0
49.5947 | 0 | 586.0107 | 586.0107 | 1 |  | 15:12 | 59.42 |  | 583.1735 | 0 | 586.0107 | 49.5978 | 49.5959 | -0.0063355 | -0.28423 | 585.7265 |  | 30.3885 | 0 | 30.3885 | 49.5 | 1.2373 | 37.5997 | 1 | 0 | 37.5997 |  | 37.5997 | 0
49.5947 | 0 | 586.0107 | 586.0107 | 1 |  | 15:12 | 59.44 |  | 583.1751 | 0 | 586.0107 | 49.5975 | 49.5958 | -0.005702 | -0.2558 | 585.7549 |  | 30.4169 | 0 | 30.4169 | 49.5 | 1.2369 | 37.6238 | 1 | 0 | 37.6238 |  | 37.6238 | 0
49.5947 | 0 | 586.0107 | 586.0107 | 1 |  | 15:12 | 59.46 |  | 583.1768 | 0 | 586.0107 | 49.5972 | 49.5957 | -0.0051318 | -0.23022 | 585.7805 |  | 30.4425 | 0 | 30.4425 | 49.5 | 1.2366 | 37.6454 | 1 | 0 | 37.6454 |  | 37.6454 | 0
49.5947 | 0 | 586.0107 | 586.0107 | 1 |  | 15:12 | 59.48 |  | 583.1784 | 0 | 586.0107 | 49.5969 | 49.5956 | -0.0046186 | -0.2072 | 585.8035 |  | 30.4655 | 0 | 30.4655 | 49.5 | 1.2363 | 37.6648 | 1 | 0 | 37.6648 |  | 37.6648 | 0
49.5947 | 0 | 586.0107 | 586.0107 | 1 |  | 15:12 | 59.5 |  | 583.18 | 0 | 586.0107 | 49.5967 | 49.5955 | -0.0041567 | -0.18648 | 585.8242 |  | 30.4862 | 0 | 30.4862 | 49.5 | 1.236 | 37.6823 | 1 | 0 | 37.6823 |  | 37.6823 | 0
49.5947 | 0 | 586.3363 | 586.3363 | 1 |  | 15:12 | 59.52 |  | 583.1817 | 0 | 586.3363 | 49.5965 | 49.5954 | -0.0037411 | -0.16783 | 586.1685 |  | 30.8305 | 0 | 30.8305 | 49.5 | 1.2358 | 38.1005 | 1 | 0 | 38.1005 |  | 38.1005 | 0
49.5947 | 0 | 586.0107 | 586.0107 | 1 |  | 15:12 | 59.54 |  | 583.1833 | 0 | 586.0107 | 49.5963 | 49.5953 | -0.003367 | -0.15105 | 585.8597 |  | 30.5216 | 0 | 30.5216 | 49.5 | 1.2356 | 37.7123 | 1 | 0 | 37.7123 |  | 37.7123 | 0
49.5947 | 0 | 586.0107 | 586.0107 | 1 |  | 15:12 | 59.56 |  | 583.1849 | 0 | 586.0107 | 49.5962 | 49.5953 | -0.0030303 | -0.13594 | 585.8748 |  | 30.5368 | 0 | 30.5368 | 49.5 | 1.2354 | 37.725 | 1 | 0 | 37.725 |  | 37.725 | 0
49.5947 | 0 | 586.6619 | 586.6619 | 1 |  | 15:12 | 59.58 |  | 583.1865 | 0 | 586.6619 | 49.596 | 49.5952 | -0.0027272 | -0.12235 | 586.5396 |  | 31.2015 | 0 | 31.2015 | 49.5 | 1.2352 | 38.5408 | 1 | 0 | 38.5408 |  | 38.5408 | 0
49.5947 | 0 | 586.0107 | 586.0107 | 1 |  | 15:12 | 59.6 |  | 583.1882 | 0 | 586.0107 | 49.5959 | 49.5952 | -0.0024545 | -0.11011 | 585.9006 |  | 30.5626 | 0 | 30.5626 | 49.5 | 1.2351 | 37.7468 | 1 | 0 | 37.7468 |  | 37.7468 | 0
49.5947 | 0 | 586.0107 | 586.0107 | 1 |  | 15:12 | 59.62 |  | 583.1898 | 0 | 586.0107 | 49.5958 | 49.5951 | -0.0022091 | -0.099103 | 585.9116 |  | 30.5736 | 0 | 30.5736 | 49.5 | 1.2349 | 37.7561 | 1 | 0 | 37.7561 |  | 37.7561 | 0
49.5947 | 0 | 586.3363 | 586.3363 | 1 |  | 15:12 | 59.64 |  | 583.1914 | 0 | 586.3363 | 49.5957 | 49.5951 | -0.0019882 | -0.089193 | 586.2471 |  | 30.9091 | 0 | 30.9091 | 49.5 | 1.2348 | 38.1665 | 1 | 0 | 38.1665 |  | 38.1665 | 0
49.5947 | 0 | 586.6619 | 586.6619 | 1 |  | 15:12 | 59.66 |  | 583.1931 | 0 | 586.6619 | 49.5956 | 49.595 | -0.0052893 | -0.23729 | 586.4246 |  | 31.0866 | 0 | 31.0866 | 49.5 | 1.2347 | 38.3821 | 1 | 0 | 38.3821 |  | 38.3821 | 0
49.5947 | 0 | 586.0107 | 586.0107 | 1 |  | 15:12 | 59.68 |  | 583.1947 | 0 | 586.0107 | 49.5955 | 49.595 | -0.01001 | -0.44909 | 585.5616 |  | 30.2236 | 0 | 30.2236 | 49.5 | 1.2346 | 37.3134 | 1 | 0 | 37.3134 |  | 37.3134 | 0
49.5947 | 0 | 586.3363 | 586.3363 | 1 |  | 15:12 | 59.7 |  | 583.1963 | 0 | 586.3363 | 49.5954 | 49.5946 | -0.014259 | -0.63971 | 585.6966 |  | 30.3586 | 0 | 30.3586 | 49.5 | 1.2334 | 37.4449 | 1 | 0 | 37.4449 |  | 37.4449 | 0
49.5947 | 0 | 586.0107 | 586.0107 | 1 |  | 15:12 | 59.72 |  | 583.198 | 0 | 586.0107 | 49.5953 | 49.5943 | -0.016333 | -0.73275 | 585.2779 |  | 29.9399 | 0 | 29.9399 | 49.5 | 1.2324 | 36.8974 | 1 | 0 | 36.8974 |  | 36.8974 | 0
49.5947 | 0 | 586.3363 | 586.3363 | 1 |  | 15:12 | 59.74 |  | 583.1996 | 0 | 586.3363 | 49.5953 | 49.594 | -0.0147 | -0.65948 | 585.6768 |  | 30.3388 | 0 | 30.3388 | 49.5 | 1.2314 | 37.3606 | 1 | 0 | 37.3606 |  | 37.3606 | 0
49.5947 | 0 | 586.0107 | 586.0107 | 1 |  | 15:12 | 59.76 |  | 583.2012 | 0 | 586.0107 | 49.5952 | 49.5937 | -0.01323 | -0.59353 | 585.4172 |  | 30.0792 | 0 | 30.0792 | 49.5 | 1.2306 | 37.0156 | 1 | 0 | 37.0156 |  | 37.0156 | 0
49.5947 | 0 | 586.3363 | 586.3363 | 1 |  | 15:12 | 59.78 |  | 583.2028 | 0 | 586.3363 | 49.5952 | 49.5934 | -0.011907 | -0.53418 | 585.8021 |  | 30.4641 | 0 | 30.4641 | 49.5 | 1.2298 | 37.4663 | 1 | 0 | 37.4663 |  | 37.4663 | 0
49.5947 | 0 | 586.6619 | 586.6619 | 1 |  | 15:12 | 59.8 |  | 583.2045 | 0 | 586.6619 | 49.5951 | 49.5932 | -0.010716 | -0.48076 | 586.1811 |  | 30.8431 | 0 | 30.8431 | 49.5 | 1.2292 | 37.9115 | 1 | 0 | 37.9115 |  | 37.9115 | 0
49.5947 | 0 | 586.3363 | 586.3363 | 1 |  | 15:12 | 59.82 |  | 583.2061 | 0 | 586.3363 | 49.5951 | 49.593 | -0.0096447 | -0.43268 | 585.9036 |  | 30.5656 | 0 | 30.5656 | 49.5 | 1.2286 | 37.5517 | 1 | 0 | 37.5517 |  | 37.5517 | 0
49.5947 | 0 | 586.6619 | 586.6619 | 1 |  | 15:12 | 59.84 |  | 583.2077 | 0 | 586.6619 | 49.595 | 49.5928 | -0.0086803 | -0.38942 | 586.2725 |  | 30.9345 | 0 | 30.9345 | 49.5 | 1.228 | 37.9879 | 1 | 0 | 37.9879 |  | 37.9879 | 0
49.5947 | 0 | 586.6619 | 586.6619 | 1 |  | 15:12 | 59.86 |  | 583.2094 | 0 | 586.6619 | 49.595 | 49.5927 | -0.0078122 | -0.35047 | 586.3114 |  | 30.9734 | 0 | 30.9734 | 49.5 | 1.2275 | 38.0204 | 1 | 0 | 38.0204 |  | 38.0204 | 0
49.5912 | 0 | 586.6619 | 586.6619 | 1 |  | 15:12 | 59.88 |  | 583.211 | 0 | 586.6619 | 49.5946 | 49.5925 | -0.007031 | -0.3154 | 586.3465 |  | 31.0085 | 0 | 31.0085 | 49.5 | 1.2271 | 38.0497 | 1 | 0 | 38.0497 |  | 38.0497 | 0
49.5912 | 0 | 586.0107 | 586.0107 | 1 |  | 15:12 | 59.9 |  | 583.2126 | 0 | 586.0107 | 49.5943 | 49.5924 | -0.0063279 | -0.28386 | 585.7268 |  | 30.3888 | 0 | 30.3888 | 49.5 | 1.2267 | 37.2772 | 1 | 0 | 37.2772 |  | 37.2772 | 0
49.5912 | 0 | 586.3363 | 586.3363 | 1 |  | 15:12 | 59.92 |  | 583.2143 | 0 | 586.3363 | 49.594 | 49.5923 | -0.0056951 | -0.25548 | 586.0808 |  | 30.7428 | 0 | 30.7428 | 49.5 | 1.2263 | 37.7004 | 1 | 0 | 37.7004 |  | 37.7004 | 0
49.5912 | 0 | 586.3363 | 586.3363 | 1 |  | 15:12 | 59.94 |  | 583.2159 | 0 | 586.3363 | 49.5937 | 49.5922 | -0.0051256 | -0.22993 | 586.1064 |  | 30.7684 | 0 | 30.7684 | 49.5 | 1.226 | 37.7218 | 1 | 0 | 37.7218 |  | 37.7218 | 0
49.5912 | 0 | 586.6619 | 586.6619 | 1 |  | 15:12 | 59.96 |  | 583.2175 | 0 | 586.6619 | 49.5934 | 49.5921 | -0.004613 | -0.20694 | 586.455 |  | 31.117 | 0 | 31.117 | 49.5 | 1.2257 | 38.1401 | 1 | 0 | 38.1401 |  | 38.1401 | 0
49.5912 | 0 | 586.6619 | 586.6619 | 1 |  | 15:12 | 59.98 |  | 583.2191 | 0 | 586.6619 | 49.5932 | 49.592 | -0.0041517 | -0.18624 | 586.4757 |  | 31.1377 | 0 | 31.1377 | 49.5 | 1.2254 | 38.1573 | 1 | 0 | 38.1573 |  | 38.1573 | 0
49.5912 | 0 | 586.6619 | 586.6619 | 1 |  | 15:12 | 60 |  | 583.2208 | 0 | 586.6619 | 49.593 | 49.5919 | -0.0037366 | -0.16762 | 586.4943 |  | 31.1563 | 0 | 31.1563 | 49.5 | 1.2252 | 38.1728 | 1 | 0 | 38.1728 |  | 38.1728 | 0
49.5912 | 0 | 586.6619 | 586.6619 | 1 |  | 15:12 | 60.02 |  | 583.2224 | 0 | 586.6619 | 49.5928 | 49.5918 | -0.0033629 | -0.15086 | 586.511 |  | 31.173 | 0 | 31.173 | 49.5 | 1.225 | 38.1868 | 1 | 0 | 38.1868 |  |  | 0
49.5912 | 0 | 586.6619 | 586.6619 | 1 |  | 15:12 | 60.04 |  | 583.224 | 0 | 586.6619 | 49.5927 | 49.5918 | -0.0030266 | -0.13577 | 586.5261 |  | 31.1881 | 0 | 31.1881 | 49.5 | 1.2248 | 38.1993 | 1 | 0 | 38.1993 |  |  | 0
49.5912 | 0 | 586.3363 | 586.3363 | 1 |  | 15:12 | 60.06 |  | 583.2257 | 0 | 586.3363 | 49.5925 | 49.5917 | -0.002724 | -0.12219 | 586.2141 |  | 30.8761 | 0 | 30.8761 | 49.5 | 1.2246 | 37.8118 | 1 | 0 | 37.8118 |  |  | 0
49.5912 | 0 | 586.0107 | 586.0107 | 1 |  | 15:12 | 60.08 |  | 583.2273 | 0 | 586.0107 | 49.5924 | 49.5917 | -0.0024516 | -0.10997 | 585.9007 |  | 30.5627 | 0 | 30.5627 | 49.5 | 1.2245 | 37.4234 | 1 | 0 | 37.4234 |  |  | 0
49.5912 | 0 | 586.3363 | 586.3363 | 1 |  | 15:12 | 60.1 |  | 583.2289 | 0 | 586.3363 | 49.5923 | 49.5916 | -0.0022064 | -0.098977 | 586.2373 |  | 30.8993 | 0 | 30.8993 | 49.5 | 1.2243 | 37.8312 | 1 | 0 | 37.8312 |  |  | 0
49.5912 | 0 | 586.0107 | 586.0107 | 1 |  | 15:12 | 60.12 |  | 583.2306 | 0 | 586.0107 | 49.5922 | 49.5916 | -0.0019858 | -0.089079 | 585.9216 |  | 30.5836 | 0 | 30.5836 | 49.5 | 1.2242 | 37.4409 | 1 | 0 | 37.4409 |  |  | 0
49.5912 | 0 | 586.0107 | 586.0107 | 1 |  | 15:12 | 60.14 |  | 583.2322 | 0 | 586.0107 | 49.5921 | 49.5915 | -0.0017872 | -0.080171 | 585.9305 |  | 30.5925 | 0 | 30.5925 | 49.5 | 1.2241 | 37.4484 | 1 | 0 | 37.4484 |  |  | 0
49.5912 | 0 | 586.0107 | 586.0107 | 1 |  | 15:12 | 60.16 |  | 583.2338 | 0 | 586.0107 | 49.592 | 49.5915 | -0.0016085 | -0.072154 | 585.9385 |  | 30.6005 | 0 | 30.6005 | 49.5 | 1.224 | 37.4551 | 1 | 0 | 37.4551 |  |  | 0
49.5912 | 0 | 586.0107 | 586.0107 | 1 |  | 15:12 | 60.18 |  | 583.2354 | 0 | 586.0107 | 49.5919 | 49.5915 | -0.0014476 | -0.064939 | 585.9458 |  | 30.6078 | 0 | 30.6078 | 49.5 | 1.2239 | 37.4611 | 1 | 0 | 37.4611 |  |  | 0
49.5912 | 0 | 586.3363 | 586.3363 | 1 |  | 15:12 | 60.2 |  | 583.2371 | 0 | 586.3363 | 49.5918 | 49.5914 | -0.0013029 | -0.058445 | 586.2779 |  | 30.9399 | 0 | 30.9399 | 49.5 | 1.2238 | 37.865 | 1 | 0 | 37.865 |  |  | 0
49.5912 | 0 | 586.0107 | 586.0107 | 1 |  | 15:12 | 60.22 |  | 583.2387 | 0 | 586.0107 | 49.5918 | 49.5914 | -0.0011726 | -0.0526 | 585.9581 |  | 30.6201 | 0 | 30.6201 | 49.5 | 1.2238 | 37.4715 | 1 | 0 | 37.4715 |  |  | 0
49.5912 | 0 | 586.3363 | 586.3363 | 1 |  | 15:12 | 60.24 |  | 583.2403 | 0 | 586.3363 | 49.5917 | 49.5914 | -0.0010553 | -0.04734 | 586.289 |  | 30.951 | 0 | 30.951 | 49.5 | 1.2237 | 37.8743 | 1 | 0 | 37.8743 |  |  | 0
49.5912 | 0 | 586.3363 | 586.3363 | 1 |  | 15:12 | 60.26 |  | 583.242 | 0 | 586.3363 | 49.5917 | 49.5914 | -0.00094978 | -0.042606 | 586.2937 |  | 30.9557 | 0 | 30.9557 | 49.5 | 1.2236 | 37.8783 | 1 | 0 | 37.8783 |  |  | 0
49.5912 | 0 | 586.3363 | 586.3363 | 1 |  | 15:12 | 60.28 |  | 583.2436 | 0 | 586.3363 | 49.5916 | 49.5914 | -0.00085481 | -0.038346 | 586.298 |  | 30.96 | 0 | 30.96 | 49.5 | 1.2236 | 37.8818 | 1 | 0 | 37.8818 |  |  | 0
49.5912 | 0 | 586.0107 | 586.0107 | 1 |  | 15:12 | 60.3 |  | 583.2452 | 0 | 586.0107 | 49.5916 | 49.5913 | -0.00076933 | -0.034511 | 585.9762 |  | 30.6382 | 0 | 30.6382 | 49.5 | 1.2235 | 37.4866 | 1 | 0 | 37.4866 |  |  | 0
49.5912 | 0 | 586.3363 | 586.3363 | 1 |  | 15:12 | 60.32 |  | 583.2469 | 0 | 586.3363 | 49.5915 | 49.5913 | -0.00069239 | -0.03106 | 586.3052 |  | 30.9672 | 0 | 30.9672 | 49.5 | 1.2235 | 37.8879 | 1 | 0 | 37.8879 |  |  | 0
49.5912 | 0 | 586.3363 | 586.3363 | 1 |  | 15:12 | 60.34 |  | 583.2485 | 0 | 586.3363 | 49.5915 | 49.5913 | -0.00062315 | -0.027954 | 586.3083 |  | 30.9703 | 0 | 30.9703 | 49.5 | 1.2234 | 37.8905 | 1 | 0 | 37.8905 |  |  | 0
49.5912 | 0 | 586.0107 | 586.0107 | 1 |  | 15:12 | 60.36 |  | 583.2501 | 0 | 586.0107 | 49.5915 | 49.5913 | -0.00056084 | -0.025159 | 585.9855 |  | 30.6475 | 0 | 30.6475 | 49.5 | 1.2234 | 37.4945 | 1 | 0 | 37.4945 |  |  | 0
49.5912 | 0 | 586.3363 | 586.3363 | 1 |  | 15:12 | 60.38 |  | 583.2517 | 0 | 586.3363 | 49.5914 | 49.5913 | -0.00050475 | -0.022643 | 586.3137 |  | 30.9757 | 0 | 30.9757 | 49.5 | 1.2234 | 37.8949 | 1 | 0 | 37.8949 |  |  | 0
49.5912 | 0 | 586.3363 | 586.3363 | 1 |  | 15:12 | 60.4 |  | 583.2534 | 0 | 586.3363 | 49.5914 | 49.5913 | -0.00045428 | -0.020379 | 586.3159 |  | 30.9779 | 0 | 30.9779 | 49.5 | 1.2233 | 37.8968 | 1 | 0 | 37.8968 |  |  | 0
49.5912 | 0 | 586.6619 | 586.6619 | 1 |  | 15:12 | 60.42 |  | 583.255 | 0 | 586.6619 | 49.5914 | 49.5913 | -0.00040885 | -0.018341 | 586.6436 |  | 31.3056 | 0 | 31.3056 | 49.5 | 1.2233 | 38.2968 | 1 | 0 | 38.2968 |  |  | 0
49.5912 | 0 | 586.0107 | 586.0107 | 1 |  | 15:12 | 60.44 |  | 583.2566 | 0 | 586.0107 | 49.5914 | 49.5913 | -0.00036797 | -0.016507 | 585.9942 |  | 30.6562 | 0 | 30.6562 | 49.5 | 1.2233 | 37.5017 | 1 | 0 | 37.5017 |  |  | 0
49.5912 | 0 | 586.3363 | 586.3363 | 1 |  | 15:12 | 60.46 |  | 583.2583 | 0 | 586.3363 | 49.5914 | 49.5913 | -0.00033117 | -0.014856 | 586.3214 |  | 30.9834 | 0 | 30.9834 | 49.5 | 1.2233 | 37.9014 | 1 | 0 | 37.9014 |  |  | 0
49.5912 | 0 | 586.3363 | 586.3363 | 1 |  | 15:12 | 60.48 |  | 583.2599 | 0 | 586.3363 | 49.5913 | 49.5913 | -0.00029805 | -0.01337 | 586.3229 |  | 30.9849 | 0 | 30.9849 | 49.5 | 1.2233 | 37.9026 | 1 | 0 | 37.9026 |  |  | 0
49.5912 | 0 | 586.0107 | 586.0107 | 1 |  | 15:12 | 60.5 |  | 583.2615 | 0 | 586.0107 | 49.5913 | 49.5913 | -0.00026825 | -0.012033 | 585.9987 |  | 30.6607 | 0 | 30.6607 | 49.5 | 1.2232 | 37.5055 | 1 | 0 | 37.5055 |  |  | 0
49.5912 | 0 | 586.3363 | 586.3363 | 1 |  | 15:12 | 60.52 |  | 583.2632 | 0 | 586.3363 | 49.5913 | 49.5912 | -0.00024142 | -0.01083 | 586.3255 |  | 30.9875 | 0 | 30.9875 | 49.5 | 1.2232 | 37.9047 | 1 | 0 | 37.9047 |  |  | 0
49.5912 | 0 | 586.3363 | 586.3363 | 1 |  | 15:12 | 60.54 |  | 583.2648 | 0 | 586.3363 | 49.5913 | 49.5912 | -0.00021728 | -0.009747 | 586.3266 |  | 30.9885 | 0 | 30.9885 | 49.5 | 1.2232 | 37.9056 | 1 | 0 | 37.9056 |  |  | 0
49.5912 | 0 | 586.0107 | 586.0107 | 1 |  | 15:12 | 60.56 |  | 583.2664 | 0 | 586.0107 | 49.5913 | 49.5912 | -0.00019555 | -0.0087723 | 586.0019 |  | 30.6639 | 0 | 30.6639 | 49.5 | 1.2232 | 37.5082 | 1 | 0 | 37.5082 |  |  | 0
49.5912 | 0 | 586.0107 | 586.0107 | 1 |  | 15:12 | 60.58 |  | 583.268 | 0 | 586.0107 | 49.5913 | 49.5912 | -0.000176 | -0.0078951 | 586.0028 |  | 30.6648 | 0 | 30.6648 | 49.5 | 1.2232 | 37.5089 | 1 | 0 | 37.5089 |  |  | 0
49.5912 | 0 | 586.3363 | 586.3363 | 1 |  | 15:12 | 60.6 |  | 583.2697 | 0 | 586.3363 | 49.5913 | 49.5912 | -0.0001584 | -0.0071055 | 586.3292 |  | 30.9912 | 0 | 30.9912 | 49.5 | 1.2232 | 37.9078 | 1 | 0 | 37.9078 |  |  | 0
49.5912 | 0 | 586.0107 | 586.0107 | 1 |  | 15:12 | 60.62 |  | 583.2713 | 0 | 586.0107 | 49.5913 | 49.5912 | -0.00014256 | -0.006395 | 586.0043 |  | 30.6663 | 0 | 30.6663 | 49.5 | 1.2232 | 37.5102 | 1 | 0 | 37.5102 |  |  | 0
49.5912 | 0 | 586.0107 | 586.0107 | 1 |  | 15:12 | 60.64 |  | 583.2729 | 0 | 586.0107 | 49.5913 | 49.5912 | -0.0001283 | -0.0057555 | 586.0049 |  | 30.6669 | 0 | 30.6669 | 49.5 | 1.2232 | 37.5107 | 1 | 0 | 37.5107 |  |  | 0
49.5912 | 0 | 586.0107 | 586.0107 | 1 |  | 15:12 | 60.66 |  | 583.2746 | 0 | 586.0107 | 49.5913 | 49.5912 | -0.00011547 | -0.0051799 | 586.0055 |  | 30.6675 | 0 | 30.6675 | 49.5 | 1.2232 | 37.5112 | 1 | 0 | 37.5112 |  |  | 0
49.5912 | 0 | 586.0107 | 586.0107 | 1 |  | 15:12 | 60.68 |  | 583.2762 | 0 | 586.0107 | 49.5913 | 49.5912 | -0.00010392 | -0.0046619 | 586.006 |  | 30.668 | 0 | 30.668 | 49.5 | 1.2232 | 37.5116 | 1 | 0 | 37.5116 |  |  | 0
49.5912 | 0 | 586.0107 | 586.0107 | 1 |  | 15:12 | 60.7 |  | 583.2778 | 0 | 586.0107 | 49.5912 | 49.5912 | -9.3532e-05 | -0.0041958 | 586.0065 |  | 30.6685 | 0 | 30.6685 | 49.5 | 1.2231 | 37.512 | 1 | 0 | 37.512 |  |  | 0
49.5912 | 0 | 586.0107 | 586.0107 | 1 |  | 15:12 | 60.72 |  | 583.2795 | 0 | 586.0107 | 49.5912 | 49.5912 | -8.4179e-05 | -0.0037762 | 586.0069 |  | 30.6689 | 0 | 30.6689 | 49.5 | 1.2231 | 37.5124 | 1 | 0 | 37.5124 |  |  | 0
49.5912 | 0 | 586.0107 | 586.0107 | 1 |  | 15:12 | 60.74 |  | 583.2811 | 0 | 586.0107 | 49.5912 | 49.5912 | -7.5761e-05 | -0.0033986 | 586.0073 |  | 30.6693 | 0 | 30.6693 | 49.5 | 1.2231 | 37.5127 | 1 | 0 | 37.5127 |  |  | 0
49.5912 | 0 | 586.0107 | 586.0107 | 1 |  | 15:12 | 60.76 |  | 583.2827 | 0 | 586.0107 | 49.5912 | 49.5912 | -6.8185e-05 | -0.0030587 | 586.0076 |  | 30.6696 | 0 | 30.6696 | 49.5 | 1.2231 | 37.513 | 1 | 0 | 37.513 |  |  | 0
49.5912 | 0 | 586.0107 | 586.0107 | 1 |  | 15:12 | 60.78 |  | 583.2843 | 0 | 586.0107 | 49.5912 | 49.5912 | -6.1366e-05 | -0.0027528 | 586.0079 |  | 30.6699 | 0 | 30.6699 | 49.5 | 1.2231 | 37.5132 | 1 | 0 | 37.5132 |  |  | 0
49.5912 | 0 | 586.0107 | 586.0107 | 1 |  | 15:12 | 60.8 |  | 583.286 | 0 | 586.0107 | 49.5912 | 49.5912 | -5.523e-05 | -0.0024776 | 586.0082 |  | 30.6702 | 0 | 30.6702 | 49.5 | 1.2231 | 37.5135 | 1 | 0 | 37.5135 |  |  | 0
49.5912 | 0 | 586.0107 | 586.0107 | 1 |  | 15:12 | 60.82 |  | 583.2876 | 0 | 586.0107 | 49.5912 | 49.5912 | -4.9707e-05 | -0.0022298 | 586.0085 |  | 30.6705 | 0 | 30.6705 | 49.5 | 1.2231 | 37.5137 | 1 | 0 | 37.5137 |  |  | 0
49.5912 | 0 | 586.0107 | 586.0107 | 1 |  | 15:12 | 60.84 |  | 583.2892 | 0 | 586.0107 | 49.5912 | 49.5912 | -4.4736e-05 | -0.0020068 | 586.0087 |  | 30.6707 | 0 | 30.6707 | 49.5 | 1.2231 | 37.5138 | 1 | 0 | 37.5138 |  |  | 0
49.5912 | 0 | 586.0107 | 586.0107 | 1 |  | 15:12 | 60.86 |  | 583.2909 | 0 | 586.0107 | 49.5912 | 49.5912 | -4.0262e-05 | -0.0018061 | 586.0089 |  | 30.6709 | 0 | 30.6709 | 49.5 | 1.2231 | 37.514 | 1 | 0 | 37.514 |  |  | 0
49.5912 | 0 | 586.0107 | 586.0107 | 1 |  | 15:12 | 60.88 |  | 583.2925 | 0 | 586.0107 | 49.5912 | 49.5912 | -3.6236e-05 | -0.0016255 | 586.0091 |  | 30.6711 | 0 | 30.6711 | 49.5 | 1.2231 | 37.5142 | 1 | 0 | 37.5142 |  |  | 0
49.5912 | 0 | 586.0107 | 586.0107 | 1 |  | 15:12 | 60.9 |  | 583.2941 | 0 | 586.0107 | 49.5912 | 49.5912 | -3.2613e-05 | -0.001463 | 586.0092 |  | 30.6712 | 0 | 30.6712 | 49.5 | 1.2231 | 37.5143 | 1 | 0 | 37.5143 |  |  | 0
49.5912 | 0 | 586.9874 | 586.9874 | 1 |  | 15:12 | 60.92 |  | 583.2958 | 0 | 586.9874 | 49.5912 | 49.5912 | -2.9351e-05 | -0.0013167 | 586.9861 |  | 31.6481 | 0 | 31.6481 | 49.5 | 1.2231 | 38.709 | 1 | 0 | 38.709 |  |  | 0
49.5912 | 0 | 586.3363 | 586.3363 | 1 |  | 15:12 | 60.94 |  | 583.2974 | 0 | 586.3363 | 49.5912 | 49.5912 | -2.6416e-05 | -0.001185 | 586.3351 |  | 30.9971 | 0 | 30.9971 | 49.5 | 1.2231 | 37.9128 | 1 | 0 | 37.9128 |  |  | 0
49.5912 | 0 | 586.6619 | 586.6619 | 1 |  | 15:12 | 60.96 |  | 583.299 | 0 | 586.6619 | 49.5912 | 49.5912 | -2.3775e-05 | -0.0010665 | 586.6608 |  | 31.3228 | 0 | 31.3228 | 49.5 | 1.2231 | 38.3111 | 1 | 0 | 38.3111 |  |  | 0
49.5912 | 0 | 586.9874 | 586.9874 | 1 |  | 15:12 | 60.98 |  | 583.3006 | 0 | 586.9874 | 49.5912 | 49.5912 | -2.1397e-05 | -0.00095985 | 586.9864 |  | 31.6484 | 0 | 31.6484 | 49.5 | 1.2231 | 38.7093 | 1 | 0 | 38.7093 |  |  | 0
49.5912 | 0 | 586.9874 | 586.9874 | 1 |  | 15:12 | 61 |  | 583.3023 | 0 | 586.9874 | 49.5912 | 49.5912 | -1.9257e-05 | -0.00086387 | 586.9865 |  | 31.6485 | 0 | 31.6485 | 49.5 | 1.2231 | 38.7094 | 1 | 0 | 38.7094 |  |  | 0
49.5912 | 0 | 586.6619 | 586.6619 | 1 |  | 15:12 | 61.02 |  | 583.3039 | 0 | 586.6619 | 49.5912 | 49.5912 | -1.7332e-05 | -0.00077748 | 586.6611 |  | 31.3231 | 0 | 31.3231 | 49.5 | 1.2231 | 38.3114 | 1 | 0 | 38.3114 |  |  | 0
49.5912 | 0 | 586.6619 | 586.6619 | 1 |  | 15:12 | 61.04 |  | 583.3055 | 0 | 586.6619 | 49.5912 | 49.5912 | -1.5599e-05 | -0.00069973 | 586.6612 |  | 31.3232 | 0 | 31.3232 | 49.5 | 1.2231 | 38.3114 | 1 | 0 | 38.3114 |  |  | 0
49.5912 | 0 | 586.9874 | 586.9874 | 1 |  | 15:12 | 61.06 |  | 583.3072 | 0 | 586.9874 | 49.5912 | 49.5912 | -1.4039e-05 | -0.00062976 | 586.9868 |  | 31.6488 | 0 | 31.6488 | 49.5 | 1.2231 | 38.7096 | 1 | 0 | 38.7096 |  |  | 0
49.5912 | 0 | 586.6619 | 586.6619 | 1 |  | 15:12 | 61.08 |  | 583.3088 | 0 | 586.6619 | 49.5912 | 49.5912 | -1.2635e-05 | -0.00056678 | 586.6613 |  | 31.3233 | 0 | 31.3233 | 49.5 | 1.2231 | 38.3115 | 1 | 0 | 38.3115 |  |  | 0
49.5912 | 0 | 586.6619 | 586.6619 | 1 |  | 15:12 | 61.1 |  | 583.3104 | 0 | 586.6619 | 49.5912 | 49.5912 | -1.1371e-05 | -0.00051011 | 586.6614 |  | 31.3234 | 0 | 31.3234 | 49.5 | 1.2231 | 38.3116 | 1 | 0 | 38.3116 |  |  | 0
49.5912 | 0 | 586.6619 | 586.6619 | 1 |  | 15:12 | 61.12 |  | 583.3121 | 0 | 586.6619 | 49.5912 | 49.5912 | -1.0234e-05 | -0.0004591 | 586.6614 |  | 31.3234 | 0 | 31.3234 | 49.5 | 1.2231 | 38.3116 | 1 | 0 | 38.3116 |  |  | 0
49.5912 | 0 | 586.9874 | 586.9874 | 1 |  | 15:12 | 61.14 |  | 583.3137 | 0 | 586.9874 | 49.5912 | 49.5912 | -9.2108e-06 | -0.00041319 | 586.987 |  | 31.649 | 0 | 31.649 | 49.5 | 1.2231 | 38.7098 | 1 | 0 | 38.7098 |  |  | 0
49.5912 | 0 | 586.9874 | 586.9874 | 1 |  | 15:12 | 61.16 |  | 583.3153 | 0 | 586.9874 | 49.5912 | 49.5912 | -8.2897e-06 | -0.00037187 | 586.987 |  | 31.649 | 0 | 31.649 | 49.5 | 1.2231 | 38.7098 | 1 | 0 | 38.7098 |  |  | 0
49.5912 | 0 | 586.6619 | 586.6619 | 1 |  | 15:12 | 61.18 |  | 583.3169 | 0 | 586.6619 | 49.5912 | 49.5912 | -7.4607e-06 | -0.00033468 | 586.6616 |  | 31.3236 | 0 | 31.3236 | 49.5 | 1.2231 | 38.3117 | 1 | 0 | 38.3117 |  |  | 0
49.5912 | 0 | 586.9874 | 586.9874 | 1 |  | 15:12 | 61.2 |  | 583.3186 | 0 | 586.9874 | 49.5912 | 49.5912 | -6.7146e-06 | -0.00030121 | 586.9871 |  | 31.6491 | 0 | 31.6491 | 49.5 | 1.2231 | 38.7099 | 1 | 0 | 38.7099 |  |  | 0
49.5912 | 0 | 586.6619 | 586.6619 | 1 |  | 15:12 | 61.22 |  | 583.3202 | 0 | 586.6619 | 49.5912 | 49.5912 | -6.0432e-06 | -0.00027109 | 586.6616 |  | 31.3236 | 0 | 31.3236 | 49.5 | 1.2231 | 38.3118 | 1 | 0 | 38.3118 |  |  | 0
49.5912 | 0 | 586.9874 | 586.9874 | 1 |  | 15:12 | 61.24 |  | 583.3218 | 0 | 586.9874 | 49.5912 | 49.5912 | -5.4389e-06 | -0.00024398 | 586.9872 |  | 31.6492 | 0 | 31.6492 | 49.5 | 1.2231 | 38.7099 | 1 | 0 | 38.7099 |  |  | 0
49.5912 | 0 | 586.0107 | 586.0107 | 1 |  | 15:12 | 61.26 |  | 583.3235 | 0 | 586.0107 | 49.5912 | 49.5912 | -4.895e-06 | -0.00021958 | 586.0105 |  | 30.6725 | 0 | 30.6725 | 49.5 | 1.2231 | 37.5153 | 1 | 0 | 37.5153 |  |  | 0
49.5912 | 0 | 586.3363 | 586.3363 | 1 |  | 15:12 | 61.28 |  | 583.3251 | 0 | 586.3363 | 49.5912 | 49.5912 | -4.4055e-06 | -0.00019763 | 586.3361 |  | 30.9981 | 0 | 30.9981 | 49.5 | 1.2231 | 37.9136 | 1 | 0 | 37.9136 |  |  | 0
49.5912 | 0 | 586.3363 | 586.3363 | 1 |  | 15:12 | 61.3 |  | 583.3267 | 0 | 586.3363 | 49.5912 | 49.5912 | -3.9649e-06 | -0.00017786 | 586.3361 |  | 30.9981 | 0 | 30.9981 | 49.5 | 1.2231 | 37.9136 | 1 | 0 | 37.9136 |  |  | 0
49.5912 | 0 | 586.6619 | 586.6619 | 1 |  | 15:12 | 61.32 |  | 583.3284 | 0 | 586.6619 | 49.5912 | 49.5912 | -3.5684e-06 | -0.00016008 | 586.6617 |  | 31.3237 | 0 | 31.3237 | 49.5 | 1.2231 | 38.3119 | 1 | 0 | 38.3119 |  |  | 0
49.5912 | 0 | 586.3363 | 586.3363 | 1 |  | 15:12 | 61.34 |  | 583.33 | 0 | 586.3363 | 49.5912 | 49.5912 | -3.2116e-06 | -0.00014407 | 586.3362 |  | 30.9982 | 0 | 30.9982 | 49.5 | 1.2231 | 37.9136 | 1 | 0 | 37.9136 |  |  | 0
49.5912 | 0 | 586.3363 | 586.3363 | 1 |  | 15:12 | 61.36 |  | 583.3316 | 0 | 586.3363 | 49.5912 | 49.5912 | -2.8904e-06 | -0.00012966 | 586.3362 |  | 30.9982 | 0 | 30.9982 | 49.5 | 1.2231 | 37.9137 | 1 | 0 | 37.9137 |  |  | 0
49.5912 | 0 | 586.6619 | 586.6619 | 1 |  | 15:12 | 61.38 |  | 583.3332 | 0 | 586.6619 | 49.5912 | 49.5912 | -2.6014e-06 | -0.0001167 | 586.6618 |  | 31.3238 | 0 | 31.3238 | 49.5 | 1.2231 | 38.3119 | 1 | 0 | 38.3119 |  |  | 0
49.5912 | 0 | 586.0107 | 586.0107 | 1 |  | 15:12 | 61.4 |  | 583.3349 | 0 | 586.0107 | 49.5912 | 49.5912 | -2.3413e-06 | -0.00010503 | 586.0106 |  | 30.6726 | 0 | 30.6726 | 49.5 | 1.2231 | 37.5154 | 1 | 0 | 37.5154 |  |  | 0
49.5912 | 0 | 586.0107 | 586.0107 | 1 |  | 15:12 | 61.42 |  | 583.3365 | 0 | 586.0107 | 49.5912 | 49.5912 | -2.1071e-06 | -9.4524e-05 | 586.0106 |  | 30.6726 | 0 | 30.6726 | 49.5 | 1.2231 | 37.5154 | 1 | 0 | 37.5154 |  |  | 0
49.5912 | 0 | 586.0107 | 586.0107 | 1 |  | 15:12 | 61.44 |  | 583.3381 | 0 | 586.0107 | 49.5912 | 49.5912 | -1.8964e-06 | -8.5071e-05 | 586.0106 |  | 30.6726 | 0 | 30.6726 | 49.5 | 1.2231 | 37.5155 | 1 | 0 | 37.5155 |  |  | 0
49.5912 | 0 | 586.0107 | 586.0107 | 1 |  | 15:12 | 61.46 |  | 583.3398 | 0 | 586.0107 | 49.5912 | 49.5912 | -1.7068e-06 | -7.6564e-05 | 586.0106 |  | 30.6726 | 0 | 30.6726 | 49.5 | 1.2231 | 37.5155 | 1 | 0 | 37.5155 |  |  | 0
49.5912 | 0 | 586.0107 | 586.0107 | 1 |  | 15:12 | 61.48 |  | 583.3414 | 0 | 586.0107 | 49.5912 | 49.5912 | -1.5361e-06 | -6.8908e-05 | 586.0106 |  | 30.6726 | 0 | 30.6726 | 49.5 | 1.2231 | 37.5155 | 1 | 0 | 37.5155 |  |  | 0
49.5912 | 0 | 586.0107 | 586.0107 | 1 |  | 15:12 | 61.5 |  | 583.343 | 0 | 586.0107 | 49.5912 | 49.5912 | -1.3825e-06 | -6.2017e-05 | 586.0106 |  | 30.6726 | 0 | 30.6726 | 49.5 | 1.2231 | 37.5155 | 1 | 0 | 37.5155 |  |  | 0
49.5912 | 0 | 586.6619 | 586.6619 | 1 |  | 15:12 | 61.52 |  | 583.3447 | 0 | 586.6619 | 49.5912 | 49.5912 | -1.2442e-06 | -5.5815e-05 | 586.6618 |  | 31.3238 | 0 | 31.3238 | 49.5 | 1.2231 | 38.312 | 1 | 0 | 38.312 |  |  | 0
49.5912 | 0 | 586.3363 | 586.3363 | 1 |  | 15:12 | 61.54 |  | 583.3463 | 0 | 586.3363 | 49.5912 | 49.5912 | -1.1198e-06 | -5.0234e-05 | 586.3362 |  | 30.9982 | 0 | 30.9982 | 49.5 | 1.2231 | 37.9137 | 1 | 0 | 37.9137 |  |  | 0
49.5912 | 0 | 586.3363 | 586.3363 | 1 |  | 15:12 | 61.56 |  | 583.3479 | 0 | 586.3363 | 49.5912 | 49.5912 | -1.0078e-06 | -4.521e-05 | 586.3363 |  | 30.9983 | 0 | 30.9983 | 49.5 | 1.2231 | 37.9137 | 1 | 0 | 37.9137 |  |  | 0
49.5912 | 0 | 586.0107 | 586.0107 | 1 |  | 15:12 | 61.58 |  | 583.3495 | 0 | 586.0107 | 49.5912 | 49.5912 | -9.0705e-07 | -4.0689e-05 | 586.0107 |  | 30.6727 | 0 | 30.6727 | 49.5 | 1.2231 | 37.5155 | 1 | 0 | 37.5155 |  |  | 0
49.5912 | 0 | 586.0107 | 586.0107 | 1 |  | 15:12 | 61.6 |  | 583.3512 | 0 | 586.0107 | 49.5912 | 49.5912 | -8.1634e-07 | -3.662e-05 | 586.0107 |  | 30.6727 | 0 | 30.6727 | 49.5 | 1.2231 | 37.5155 | 1 | 0 | 37.5155 |  |  | 0
49.5912 | 0 | 586.0107 | 586.0107 | 1 |  | 15:12 | 61.62 |  | 583.3528 | 0 | 586.0107 | 49.5912 | 49.5912 | -7.3471e-07 | -3.2958e-05 | 586.0107 |  | 30.6727 | 0 | 30.6727 | 49.5 | 1.2231 | 37.5155 | 1 | 0 | 37.5155 |  |  | 0
49.5912 | 0 | 586.0107 | 586.0107 | 1 |  | 15:12 | 61.64 |  | 583.3544 | 0 | 586.0107 | 49.5912 | 49.5912 | -6.6124e-07 | -2.9663e-05 | 586.0107 |  | 30.6727 | 0 | 30.6727 | 49.5 | 1.2231 | 37.5155 | 1 | 0 | 37.5155 |  |  | 0
49.5912 | 0 | 586.0107 | 586.0107 | 1 |  | 15:12 | 61.66 |  | 583.3561 | 0 | 586.0107 | 49.5912 | 49.5912 | -5.9511e-07 | -2.6696e-05 | 586.0107 |  | 30.6727 | 0 | 30.6727 | 49.5 | 1.2231 | 37.5155 | 1 | 0 | 37.5155 |  |  | 0
49.5912 | 0 | 586.3363 | 586.3363 | 1 |  | 15:12 | 61.68 |  | 583.3577 | 0 | 586.3363 | 49.5912 | 49.5912 | -5.356e-07 | -2.4027e-05 | 586.3363 |  | 30.9983 | 0 | 30.9983 | 49.5 | 1.2231 | 37.9137 | 1 | 0 | 37.9137 |  |  | 0
49.5912 | 0 | 586.6619 | 586.6619 | 1 |  | 15:12 | 61.7 |  | 583.3593 | 0 | 586.6619 | 49.5912 | 49.5912 | -4.8204e-07 | -2.1624e-05 | 586.6619 |  | 31.3239 | 0 | 31.3239 | 49.5 | 1.2231 | 38.312 | 1 | 0 | 38.312 |  |  | 0
49.5912 | 0 | 586.0107 | 586.0107 | 1 |  | 15:12 | 61.72 |  | 583.361 | 0 | 586.0107 | 49.5912 | 49.5912 | -4.3384e-07 | -1.9462e-05 | 586.0107 |  | 30.6727 | 0 | 30.6727 | 49.5 | 1.2231 | 37.5155 | 1 | 0 | 37.5155 |  |  | 0
49.5912 | 0 | 586.9874 | 586.9874 | 1 |  | 15:12 | 61.74 |  | 583.3626 | 0 | 586.9874 | 49.5912 | 49.5912 | -3.9045e-07 | -1.7515e-05 | 586.9874 |  | 31.6494 | 0 | 31.6494 | 49.5 | 1.2231 | 38.7101 | 1 | 0 | 38.7101 |  |  | 0
49.5912 | 0 | 586.9874 | 586.9874 | 1 |  | 15:12 | 61.76 |  | 583.3642 | 0 | 586.9874 | 49.5912 | 49.5912 | 0.0034996 | 0.15699 | 587.1444 |  | 31.8064 | 0 | 31.8064 | 49.5 | 1.2231 | 38.9021 | 1 | 0 | 38.9021 |  |  | 0
49.5912 | 0 | 586.6619 | 586.6619 | 1 |  | 15:12 | 61.78 |  | 583.3658 | 0 | 586.6619 | 49.5912 | 49.5912 | 0.0083997 | 0.3768 | 587.0387 |  | 31.7007 | 0 | 31.7007 | 49.5 | 1.2231 | 38.7729 | 1 | 0 | 38.7729 |  |  | 0
49.5912 | 0 | 586.3363 | 586.3363 | 1 |  | 15:12 | 61.8 |  | 583.3675 | 0 | 586.3363 | 49.5912 | 49.5916 | 0.01281 | 0.57463 | 586.9109 |  | 31.5729 | 0 | 31.5729 | 49.5 | 1.2241 | 38.6497 | 1 | 0 | 38.6497 |  |  | 0
49.5912 | 0 | 586.0107 | 586.0107 | 1 |  | 15:12 | 61.82 |  | 583.3691 | 0 | 586.0107 | 49.5912 | 49.5919 | 0.015029 | 0.67417 | 586.6849 |  | 31.3469 | 0 | 31.3469 | 49.5 | 1.2251 | 38.4026 | 1 | 0 | 38.4026 |  |  | 0
49.5912 | 0 | 586.6619 | 586.6619 | 1 |  | 15:12 | 61.84 |  | 583.3707 | 0 | 586.6619 | 49.5912 | 49.5921 | 0.013526 | 0.60676 | 587.2687 |  | 31.9307 | 0 | 31.9307 | 49.5 | 1.2259 | 39.145 | 1 | 0 | 39.145 |  |  | 0
49.5912 | 0 | 586.0107 | 586.0107 | 1 |  | 15:12 | 61.86 |  | 583.3724 | 0 | 586.0107 | 49.5912 | 49.5924 | 0.012173 | 0.54608 | 586.5568 |  | 31.2188 | 0 | 31.2188 | 49.5 | 1.2267 | 38.2962 | 1 | 0 | 38.2962 |  |  | 0
49.5912 | 0 | 586.0107 | 586.0107 | 1 |  | 15:12 | 61.88 |  | 583.374 | 0 | 586.0107 | 49.5912 | 49.5926 | 0.010956 | 0.49147 | 586.5022 |  | 31.1642 | 0 | 31.1642 | 49.5 | 1.2274 | 38.2508 | 1 | 0 | 38.2508 |  |  | 0
49.5912 | 0 | 586.0107 | 586.0107 | 1 |  | 15:12 | 61.9 |  | 583.3756 | 0 | 586.0107 | 49.5912 | 49.5928 | 0.0098604 | 0.44233 | 586.453 |  | 31.115 | 0 | 31.115 | 49.5 | 1.228 | 38.2098 | 1 | 0 | 38.2098 |  |  | 0
49.5912 | 0 | 586.6619 | 586.6619 | 1 |  | 15:12 | 61.92 |  | 583.3773 | 0 | 586.6619 | 49.5912 | 49.593 | 0.0088743 | 0.39809 | 587.06 |  | 31.722 | 0 | 31.722 | 49.5 | 1.2286 | 38.973 | 1 | 0 | 38.973 |  |  | 0
49.5912 | 0 | 586.0107 | 586.0107 | 1 |  | 15:12 | 61.94 |  | 583.3789 | 0 | 586.0107 | 49.5912 | 49.5932 | 0.0079869 | 0.35828 | 586.369 |  | 31.031 | 0 | 31.031 | 49.5 | 1.2291 | 38.1397 | 1 | 0 | 38.1397 |  |  | 0
49.5912 | 0 | 586.0107 | 586.0107 | 1 |  | 15:12 | 61.96 |  | 583.3805 | 0 | 586.0107 | 49.5912 | 49.5933 | 0.0071882 | 0.32246 | 586.3332 |  | 30.9952 | 0 | 30.9952 | 49.5 | 1.2295 | 38.1098 | 1 | 0 | 38.1098 |  |  | 0
49.5947 | 0 | 586.9874 | 586.9874 | 1 |  | 15:12 | 61.98 |  | 583.3821 | 0 | 586.9874 | 49.5916 | 49.5935 | 0.0064694 | 0.29023 | 587.2776 |  | 31.9396 | 0 | 31.9396 | 49.5 | 1.23 | 39.2842 | 1 | 0 | 39.2842 |  |  | 0
49.5947 | 0 | 586.3363 | 586.3363 | 1 |  | 15:12 | 62 |  | 583.3838 | 0 | 586.3363 | 49.5919 | 49.5936 | 0.0058224 | 0.26121 | 586.5975 |  | 31.2595 | 0 | 31.2595 | 49.5 | 1.2303 | 38.4592 | 1 | 0 | 38.4592 |  |  | 0
49.5947 | 0 | 586.0107 | 586.0107 | 1 |  | 15:12 | 62.02 |  | 583.3854 | 0 | 586.0107 | 49.5921 | 49.5937 | 0.0052402 | 0.23509 | 586.2458 |  | 30.9078 | 0 | 30.9078 | 49.5 | 1.2307 | 38.0367 | 1 | 0 | 38.0367 |  |  | 0
49.5947 | 0 | 586.0107 | 586.0107 | 1 |  | 15:12 | 62.04 |  | 583.387 | 0 | 586.0107 | 49.5924 | 49.5938 | 0.0047162 | 0.21158 | 586.2223 |  | 30.8843 | 0 | 30.8843 | 49.5 | 1.231 | 38.0171 | 1 | 0 | 38.0171 |  |  | 0
49.5947 | 0 | 586.0107 | 586.0107 | 1 |  | 15:12 | 62.06 |  | 583.3887 | 0 | 586.0107 | 49.5926 | 49.5939 | 0.0042446 | 0.19042 | 586.2011 |  | 30.8631 | 0 | 30.8631 | 49.5 | 1.2312 | 37.9993 | 1 | 0 | 37.9993 |  |  | 0
49.5947 | 0 | 586.0107 | 586.0107 | 1 |  | 15:12 | 62.08 |  | 583.3903 | 0 | 586.0107 | 49.5928 | 49.594 | 0.0038201 | 0.17138 | 586.1821 |  | 30.8441 | 0 | 30.8441 | 49.5 | 1.2315 | 37.9834 | 1 | 0 | 37.9834 |  |  | 0
49.5947 | 0 | 586.0107 | 586.0107 | 1 |  | 15:12 | 62.1 |  | 583.3919 | 0 | 586.0107 | 49.593 | 49.5941 | 0.0034381 | 0.15424 | 586.1649 |  | 30.8269 | 0 | 30.8269 | 49.5 | 1.2317 | 37.969 | 1 | 0 | 37.969 |  |  | 0
49.5947 | 0 | 586.0107 | 586.0107 | 1 |  | 15:12 | 62.12 |  | 583.3936 | 0 | 586.0107 | 49.5932 | 49.5941 | 0.0030943 | 0.13882 | 586.1495 |  | 30.8115 | 0 | 30.8115 | 49.5 | 1.2319 | 37.9561 | 1 | 0 | 37.9561 |  |  | 0
49.5947 | 0 | 586.0107 | 586.0107 | 1 |  | 15:12 | 62.14 |  | 583.3952 | 0 | 586.0107 | 49.5933 | 49.5942 | 0.0027849 | 0.12493 | 586.1356 |  | 30.7976 | 0 | 30.7976 | 49.5 | 1.2321 | 37.9444 | 1 | 0 | 37.9444 |  |  | 0
49.5947 | 0 | 586.0107 | 586.0107 | 1 |  | 15:12 | 62.16 |  | 583.3968 | 0 | 586.0107 | 49.5935 | 49.5942 | 0.0025064 | 0.11244 | 586.1231 |  | 30.7851 | 0 | 30.7851 | 49.5 | 1.2322 | 37.934 | 1 | 0 | 37.934 |  |  | 0
49.5947 | 0 | 586.0107 | 586.0107 | 1 |  | 15:12 | 62.18 |  | 583.3984 | 0 | 586.0107 | 49.5936 | 49.5943 | 0.0022557 | 0.1012 | 586.1119 |  | 30.7739 | 0 | 30.7739 | 49.5 | 1.2324 | 37.9245 | 1 | 0 | 37.9245 |  |  | 0
49.5947 | 0 | 586.0107 | 586.0107 | 1 |  | 15:12 | 62.2 |  | 583.4001 | 0 | 586.0107 | 49.5937 | 49.5943 | 0.0020302 | 0.091077 | 586.1018 |  | 30.7638 | 0 | 30.7638 | 49.5 | 1.2325 | 37.916 | 1 | 0 | 37.916 |  |  | 0
49.5947 | 0 | 586.0107 | 586.0107 | 1 |  | 15:12 | 62.22 |  | 583.4017 | 0 | 586.0107 | 49.5938 | 49.5944 | 0.0018271 | 0.08197 | 586.0927 |  | 30.7547 | 0 | 30.7547 | 49.5 | 1.2326 | 37.9084 | 1 | 0 | 37.9084 |  |  | 0
49.5947 | 0 | 586.3363 | 586.3363 | 1 |  | 15:12 | 62.24 |  | 583.4033 | 0 | 586.3363 | 49.5939 | 49.5944 | 0.0016444 | 0.073773 | 586.4101 |  | 31.0721 | 0 | 31.0721 | 49.5 | 1.2327 | 38.3029 | 1 | 0 | 38.3029 |  |  | 0
49.5947 | 0 | 586.9874 | 586.9874 | 1 |  | 15:12 | 62.26 |  | 583.405 | 0 | 586.9874 | 49.594 | 49.5944 | 0.00148 | 0.066395 | 587.0538 |  | 31.7158 | 0 | 31.7158 | 49.5 | 1.2328 | 39.0994 | 1 | 0 | 39.0994 |  |  | 0
49.5947 | 0 | 586.9874 | 586.9874 | 1 |  | 15:12 | 62.28 |  | 583.4066 | 0 | 586.9874 | 49.5941 | 49.5944 | 0.001332 | 0.059756 | 587.0472 |  | 31.7092 | 0 | 31.7092 | 49.5 | 1.2329 | 39.0939 | 1 | 0 | 39.0939 |  |  | 0
49.5947 | 0 | 586.9874 | 586.9874 | 1 |  | 15:12 | 62.3 |  | 583.4082 | 0 | 586.9874 | 49.5941 | 49.5945 | 0.0011988 | 0.05378 | 587.0412 |  | 31.7032 | 0 | 31.7032 | 49.5 | 1.233 | 39.0889 | 1 | 0 | 39.0889 |  |  | 0
49.5947 | 0 | 586.3363 | 586.3363 | 1 |  | 15:12 | 62.32 |  | 583.4099 | 0 | 586.3363 | 49.5942 | 49.5945 | 0.0010789 | 0.048402 | 586.3847 |  | 31.0467 | 0 | 31.0467 | 49.5 | 1.233 | 38.2817 | 1 | 0 | 38.2817 |  |  | 0
49.5947 | 0 | 586.9874 | 586.9874 | 1 |  | 15:12 | 62.34 |  | 583.4115 | 0 | 586.9874 | 49.5942 | 49.5945 | 0.00097102 | 0.043562 | 587.031 |  | 31.693 | 0 | 31.693 | 49.5 | 1.2331 | 39.0805 | 1 | 0 | 39.0805 |  |  | 0
49.5947 | 0 | 586.9874 | 586.9874 | 1 |  | 15:12 | 62.36 |  | 583.4131 | 0 | 586.9874 | 49.5943 | 49.5945 | 0.00087392 | 0.039206 | 587.0266 |  | 31.6886 | 0 | 31.6886 | 49.5 | 1.2332 | 39.0769 | 1 | 0 | 39.0769 |  |  | 0
49.5947 | 0 | 586.9874 | 586.9874 | 1 |  | 15:12 | 62.38 |  | 583.4147 | 0 | 586.9874 | 49.5943 | 49.5946 | 0.00078653 | 0.035285 | 587.0227 |  | 31.6847 | 0 | 31.6847 | 49.5 | 1.2332 | 39.0736 | 1 | 0 | 39.0736 |  |  | 0
49.5947 | 0 | 586.9874 | 586.9874 | 1 |  | 15:12 | 62.4 |  | 583.4164 | 0 | 586.9874 | 49.5944 | 49.5946 | 0.00070787 | 0.031757 | 587.0192 |  | 31.6812 | 0 | 31.6812 | 49.5 | 1.2332 | 39.0707 | 1 | 0 | 39.0707 |  |  | 0
49.5947 | 0 | 586.9874 | 586.9874 | 1 |  | 15:12 | 62.42 |  | 583.418 | 0 | 586.9874 | 49.5944 | 49.5946 | 0.00063709 | 0.028581 | 587.016 |  | 31.678 | 0 | 31.678 | 49.5 | 1.2333 | 39.0681 | 1 | 0 | 39.0681 |  |  | 0
49.5947 | 0 | 586.9874 | 586.9874 | 1 |  | 15:12 | 62.44 |  | 583.4196 | 0 | 586.9874 | 49.5944 | 49.5946 | 0.00057338 | 0.025723 | 587.0131 |  | 31.6751 | 0 | 31.6751 | 49.5 | 1.2333 | 39.0657 | 1 | 0 | 39.0657 |  |  | 0
49.5947 | 0 | 586.9874 | 586.9874 | 1 |  | 15:12 | 62.46 |  | 583.4213 | 0 | 586.9874 | 49.5944 | 49.5946 | 0.00051604 | 0.023151 | 587.0106 |  | 31.6725 | 0 | 31.6725 | 49.5 | 1.2334 | 39.0636 | 1 | 0 | 39.0636 |  |  | 0
49.5947 | 0 | 586.9874 | 586.9874 | 1 |  | 15:12 | 62.48 |  | 583.4229 | 0 | 586.9874 | 49.5945 | 49.5946 | 0.00046444 | 0.020836 | 587.0082 |  | 31.6702 | 0 | 31.6702 | 49.5 | 1.2334 | 39.0617 | 1 | 0 | 39.0617 |  |  | 0
49.5947 | 0 | 586.9874 | 586.9874 | 1 |  | 15:12 | 62.5 |  | 583.4245 | 0 | 586.9874 | 49.5945 | 49.5946 | 0.00041799 | 0.018752 | 587.0062 |  | 31.6681 | 0 | 31.6681 | 49.5 | 1.2334 | 39.0599 | 1 | 0 | 39.0599 |  |  | 0
49.5947 | 0 | 587.313 | 587.313 | 1 |  | 15:12 | 62.52 |  | 583.4262 | 0 | 587.313 | 49.5945 | 49.5946 | 0.00037619 | 0.016877 | 587.3299 |  | 31.9919 | 0 | 31.9919 | 49.5 | 1.2334 | 39.46 | 1 | 0 | 39.46 |  |  | 0
49.5947 | 0 | 586.9874 | 586.9874 | 1 |  | 15:12 | 62.54 |  | 583.4278 | 0 | 586.9874 | 49.5945 | 49.5946 | 0.00033857 | 0.015189 | 587.0026 |  | 31.6646 | 0 | 31.6646 | 49.5 | 1.2335 | 39.057 | 1 | 0 | 39.057 |  |  | 0
49.5947 | 0 | 586.9874 | 586.9874 | 1 |  | 15:12 | 62.56 |  | 583.4294 | 0 | 586.9874 | 49.5946 | 49.5946 | 0.00030472 | 0.01367 | 587.0011 |  | 31.6631 | 0 | 31.6631 | 49.5 | 1.2335 | 39.0557 | 1 | 0 | 39.0557 |  |  | 0
49.5947 | 0 | 587.313 | 587.313 | 1 |  | 15:12 | 62.58 |  | 583.431 | 0 | 587.313 | 49.5946 | 49.5946 | 0.00027424 | 0.012303 | 587.3253 |  | 31.9873 | 0 | 31.9873 | 49.5 | 1.2335 | 39.4562 | 1 | 0 | 39.4562 |  |  | 0
49.5947 | 0 | 586.9874 | 586.9874 | 1 |  | 15:12 | 62.6 |  | 583.4327 | 0 | 586.9874 | 49.5946 | 49.5947 | 0.00024682 | 0.011073 | 586.9985 |  | 31.6605 | 0 | 31.6605 | 49.5 | 1.2335 | 39.0536 | 1 | 0 | 39.0536 |  |  | 0
49.5947 | 0 | 586.9874 | 586.9874 | 1 |  | 15:12 | 62.62 |  | 583.4343 | 0 | 586.9874 | 49.5946 | 49.5947 | 0.00022214 | 0.0099656 | 586.9974 |  | 31.6594 | 0 | 31.6594 | 49.5 | 1.2335 | 39.0527 | 1 | 0 | 39.0527 |  |  | 0
49.5947 | 0 | 586.9874 | 586.9874 | 1 |  | 15:12 | 62.64 |  | 583.4359 | 0 | 586.9874 | 49.5946 | 49.5947 | 0.00019992 | 0.008969 | 586.9964 |  | 31.6584 | 0 | 31.6584 | 49.5 | 1.2335 | 39.0518 | 1 | 0 | 39.0518 |  |  | 0
49.5947 | 0 | 587.9641 | 587.9641 | 1 |  | 15:12 | 62.66 |  | 583.4376 | 0 | 587.9641 | 49.5946 | 49.5947 | 0.00017993 | 0.0080721 | 587.9722 |  | 32.6342 | 0 | 32.6342 | 49.5 | 1.2336 | 40.2559 | 1 | 0 | 40.2559 |  |  | 0
49.5947 | 0 | 587.9641 | 587.9641 | 1 |  | 15:12 | 62.68 |  | 583.4392 | 0 | 587.9641 | 49.5946 | 49.5947 | 0.00016194 | 0.0072649 | 587.9714 |  | 32.6334 | 0 | 32.6334 | 49.5 | 1.2336 | 40.2552 | 1 | 0 | 40.2552 |  |  | 0
49.5947 | 0 | 587.9641 | 587.9641 | 1 |  | 15:12 | 62.7 |  | 583.4408 | 0 | 587.9641 | 49.5946 | 49.5947 | 0.00014574 | 0.0065384 | 587.9706 |  | 32.6326 | 0 | 32.6326 | 49.5 | 1.2336 | 40.2547 | 1 | 0 | 40.2547 |  |  | 0
49.5947 | 0 | 587.9641 | 587.9641 | 1 |  | 15:12 | 62.72 |  | 583.4425 | 0 | 587.9641 | 49.5946 | 49.5947 | 0.00013117 | 0.0058846 | 587.97 |  | 32.632 | 0 | 32.632 | 49.5 | 1.2336 | 40.2541 | 1 | 0 | 40.2541 |  |  | 0
49.5947 | 0 | 587.9641 | 587.9641 | 1 |  | 15:12 | 62.74 |  | 583.4441 | 0 | 587.9641 | 49.5946 | 49.5947 | 0.00011805 | 0.0052961 | 587.9694 |  | 32.6314 | 0 | 32.6314 | 49.5 | 1.2336 | 40.2536 | 1 | 0 | 40.2536 |  |  | 0
49.5947 | 0 | 587.9641 | 587.9641 | 1 |  | 15:12 | 62.76 |  | 583.4457 | 0 | 587.9641 | 49.5946 | 49.5947 | 0.00010625 | 0.0047665 | 587.9689 |  | 32.6309 | 0 | 32.6309 | 49.5 | 1.2336 | 40.2532 | 1 | 0 | 40.2532 |  |  | 0
49.5947 | 0 | 587.6385 | 587.6385 | 1 |  | 15:12 | 62.78 |  | 583.4473 | 0 | 587.6385 | 49.5947 | 49.5947 | 9.5623e-05 | 0.0042899 | 587.6428 |  | 32.3048 | 0 | 32.3048 | 49.5 | 1.2336 | 39.8512 | 1 | 0 | 39.8512 |  |  | 0
49.5947 | 0 | 587.9641 | 587.9641 | 1 |  | 15:12 | 62.8 |  | 583.449 | 0 | 587.9641 | 49.5947 | 49.5947 | 8.6061e-05 | 0.0038609 | 587.968 |  | 32.63 | 0 | 32.63 | 49.5 | 1.2336 | 40.2525 | 1 | 0 | 40.2525 |  |  | 0
49.5947 | 0 | 587.9641 | 587.9641 | 1 |  | 15:12 | 62.82 |  | 583.4506 | 0 | 587.9641 | 49.5947 | 49.5947 | 7.7455e-05 | 0.0034748 | 587.9676 |  | 32.6296 | 0 | 32.6296 | 49.5 | 1.2336 | 40.2522 | 1 | 0 | 40.2522 |  |  | 0
49.5947 | 0 | 587.9641 | 587.9641 | 1 |  | 15:12 | 62.84 |  | 583.4522 | 0 | 587.9641 | 49.5947 | 49.5947 | 6.9709e-05 | 0.0031273 | 587.9672 |  | 32.6292 | 0 | 32.6292 | 49.5 | 1.2336 | 40.2519 | 1 | 0 | 40.2519 |  |  | 0
49.5947 | 0 | 587.9641 | 587.9641 | 1 |  | 15:12 | 62.86 |  | 583.4539 | 0 | 587.9641 | 49.5947 | 49.5947 | 6.2738e-05 | 0.0028146 | 587.9669 |  | 32.6289 | 0 | 32.6289 | 49.5 | 1.2336 | 40.2516 | 1 | 0 | 40.2516 |  |  | 0
49.5947 | 0 | 588.2897 | 588.2897 | 1 |  | 15:12 | 62.88 |  | 583.4555 | 0 | 588.2897 | 49.5947 | 49.5947 | -0.0034435 | -0.15448 | 588.1352 |  | 32.7972 | 0 | 32.7972 | 49.5 | 1.2336 | 40.4594 | 1 | 0 | 40.4594 |  |  | 0
49.5947 | 0 | 587.9641 | 587.9641 | 1 |  | 15:12 | 62.9 |  | 583.4571 | 0 | 587.9641 | 49.5947 | 49.5947 | -0.0083492 | -0.37456 | 587.5895 |  | 32.2515 | 0 | 32.2515 | 49.5 | 1.2336 | 39.7863 | 1 | 0 | 39.7863 |  |  | 0
49.5947 | 0 | 588.2897 | 588.2897 | 1 |  | 15:12 | 62.92 |  | 583.4588 | 0 | 588.2897 | 49.5947 | 49.5943 | -0.012764 | -0.57263 | 587.7171 |  | 32.3791 | 0 | 32.3791 | 49.5 | 1.2326 | 39.9093 | 1 | 0 | 39.9093 |  |  | 0
49.5947 | 0 | 587.9641 | 587.9641 | 1 |  | 15:12 | 62.94 |  | 583.4604 | 0 | 587.9641 | 49.5947 | 49.594 | -0.014988 | -0.67239 | 587.2917 |  | 31.9537 | 0 | 31.9537 | 49.5 | 1.2316 | 39.3545 | 1 | 0 | 39.3545 |  |  | 0
49.5947 | 0 | 587.9641 | 587.9641 | 1 |  | 15:12 | 62.96 |  | 583.462 | 0 | 587.9641 | 49.5947 | 49.5937 | -0.013489 | -0.60515 | 587.359 |  | 32.0209 | 0 | 32.0209 | 49.5 | 1.2308 | 39.4099 | 1 | 0 | 39.4099 |  |  | 0
49.5947 | 0 | 588.2897 | 588.2897 | 1 |  | 15:12 | 62.98 |  | 583.4636 | 0 | 588.2897 | 49.5947 | 49.5935 | -0.01214 | -0.54463 | 587.7451 |  | 32.4071 | 0 | 32.4071 | 49.5 | 1.23 | 39.8601 | 1 | 0 | 39.8601 |  |  | 0
49.5947 | 0 | 588.2897 | 588.2897 | 1 |  | 15:12 | 63 |  | 583.4653 | 0 | 588.2897 | 49.5947 | 49.5933 | -0.010926 | -0.49017 | 587.7995 |  | 32.4615 | 0 | 32.4615 | 49.5 | 1.2293 | 39.9046 | 1 | 0 | 39.9046 |  |  | 0
49.5947 | 0 | 587.9641 | 587.9641 | 1 |  | 15:12 | 63.02 |  | 583.4669 | 0 | 587.9641 | 49.5947 | 49.5931 | -0.0098335 | -0.44115 | 587.5229 |  | 32.1849 | 0 | 32.1849 | 49.5 | 1.2287 | 39.5446 | 1 | 0 | 39.5446 |  |  | 0
49.5947 | 0 | 587.9641 | 587.9641 | 1 |  | 15:12 | 63.04 |  | 583.4685 | 0 | 587.9641 | 49.5947 | 49.5929 | -0.0088502 | -0.39704 | 587.5671 |  | 32.2291 | 0 | 32.2291 | 49.5 | 1.2281 | 39.5807 | 1 | 0 | 39.5807 |  |  | 0
49.5947 | 0 | 588.2897 | 588.2897 | 1 |  | 15:12 | 63.06 |  | 583.4702 | 0 | 588.2897 | 49.5947 | 49.5927 | -0.0079652 | -0.35733 | 587.9324 |  | 32.5944 | 0 | 32.5944 | 49.5 | 1.2276 | 40.013 | 1 | 0 | 40.013 |  |  | 0
49.5947 | 0 | 587.9641 | 587.9641 | 1 |  | 15:12 | 63.08 |  | 583.4718 | 0 | 587.9641 | 49.5947 | 49.5926 | -0.0071686 | -0.3216 | 587.6425 |  | 32.3045 | 0 | 32.3045 | 49.5 | 1.2272 | 39.6425 | 1 | 0 | 39.6425 |  |  | 0
49.5912 | 0 | 587.9641 | 587.9641 | 1 |  | 15:12 | 63.1 |  | 583.4734 | 0 | 587.9641 | 49.5943 | 49.5924 | -0.0064518 | -0.28942 | 587.6747 |  | 32.3367 | 0 | 32.3367 | 49.5 | 1.2267 | 39.6688 | 1 | 0 | 39.6688 |  |  | 0
49.5912 | 0 | 588.2897 | 588.2897 | 1 |  | 15:12 | 63.12 |  | 583.4751 | 0 | 588.2897 | 49.594 | 49.5923 | -0.0058066 | -0.26048 | 588.0292 |  | 32.6912 | 0 | 32.6912 | 49.5 | 1.2264 | 40.0918 | 1 | 0 | 40.0918 |  |  | 0
49.5912 | 0 | 587.9641 | 587.9641 | 1 |  | 15:12 | 63.14 |  | 583.4767 | 0 | 587.9641 | 49.5937 | 49.5922 | -0.0052259 | -0.23443 | 587.7297 |  | 32.3917 | 0 | 32.3917 | 49.5 | 1.226 | 39.7138 | 1 | 0 | 39.7138 |  |  | 0
49.5912 | 0 | 587.9641 | 587.9641 | 1 |  | 15:12 | 63.16 |  | 583.4783 | 0 | 587.9641 | 49.5935 | 49.5921 | -0.0047033 | -0.21099 | 587.7531 |  | 32.4151 | 0 | 32.4151 | 49.5 | 1.2258 | 39.7329 | 1 | 0 | 39.7329 |  |  | 0
49.5912 | 0 | 587.9641 | 587.9641 | 1 |  | 15:12 | 63.18 |  | 583.4799 | 0 | 587.9641 | 49.5933 | 49.592 | -0.004233 | -0.18989 | 587.7742 |  | 32.4362 | 0 | 32.4362 | 49.5 | 1.2255 | 39.7501 | 1 | 0 | 39.7501 |  |  | 0
49.5912 | 0 | 587.9641 | 587.9641 | 1 |  | 15:12 | 63.2 |  | 583.4816 | 0 | 587.9641 | 49.5931 | 49.5919 | -0.0038097 | -0.1709 | 587.7932 |  | 32.4552 | 0 | 32.4552 | 49.5 | 1.2252 | 39.7656 | 1 | 0 | 39.7656 |  |  | 0
49.5912 | 0 | 587.6385 | 587.6385 | 1 |  | 15:12 | 63.22 |  | 583.4832 | 0 | 587.6385 | 49.5929 | 49.5918 | -0.0034287 | -0.15381 | 587.4847 |  | 32.1467 | 0 | 32.1467 | 49.5 | 1.225 | 39.3807 | 1 | 0 | 39.3807 |  |  | 0
49.5912 | 0 | 587.9641 | 587.9641 | 1 |  | 15:12 | 63.24 |  | 583.4848 | 0 | 587.9641 | 49.5927 | 49.5918 | -0.0030859 | -0.13843 | 587.8257 |  | 32.4877 | 0 | 32.4877 | 49.5 | 1.2248 | 39.7921 | 1 | 0 | 39.7921 |  |  | 0
49.5912 | 0 | 587.9641 | 587.9641 | 1 |  | 15:12 | 63.26 |  | 583.4865 | 0 | 587.9641 | 49.5926 | 49.5917 | -0.0027773 | -0.12459 | 587.8395 |  | 32.5015 | 0 | 32.5015 | 49.5 | 1.2247 | 39.8033 | 1 | 0 | 39.8033 |  |  | 0
49.5912 | 0 | 587.9641 | 587.9641 | 1 |  | 15:12 | 63.28 |  | 583.4881 | 0 | 587.9641 | 49.5924 | 49.5917 | -0.0024995 | -0.11213 | 587.852 |  | 32.514 | 0 | 32.514 | 49.5 | 1.2245 | 39.8135 | 1 | 0 | 39.8135 |  |  | 0
49.5912 | 0 | 587.6385 | 587.6385 | 1 |  | 15:12 | 63.3 |  | 583.4897 | 0 | 587.6385 | 49.5923 | 49.5916 | -0.0022496 | -0.10091 | 587.5376 |  | 32.1996 | 0 | 32.1996 | 49.5 | 1.2244 | 39.424 | 1 | 0 | 39.424 |  |  | 0
49.5912 | 0 | 587.6385 | 587.6385 | 1 |  | 15:12 | 63.32 |  | 583.4914 | 0 | 587.6385 | 49.5922 | 49.5916 | -0.0020246 | -0.090823 | 587.5477 |  | 32.2097 | 0 | 32.2097 | 49.5 | 1.2242 | 39.4322 | 1 | 0 | 39.4322 |  |  | 0
49.5912 | 0 | 587.9641 | 587.9641 | 1 |  | 15:12 | 63.34 |  | 583.493 | 0 | 587.9641 | 49.5921 | 49.5915 | -0.0018222 | -0.081741 | 587.8824 |  | 32.5444 | 0 | 32.5444 | 49.5 | 1.2241 | 39.8382 | 1 | 0 | 39.8382 |  |  | 0
49.5912 | 0 | 587.313 | 587.313 | 1 |  | 15:12 | 63.36 |  | 583.4946 | 0 | 587.313 | 49.592 | 49.5915 | -0.00164 | -0.073567 | 587.2394 |  | 31.9014 | 0 | 31.9014 | 49.5 | 1.224 | 39.0479 | 1 | 0 | 39.0479 |  |  | 0
49.5912 | 0 | 587.6385 | 587.6385 | 1 |  | 15:12 | 63.38 |  | 583.4962 | 0 | 587.6385 | 49.5919 | 49.5915 | -0.001476 | -0.06621 | 587.5723 |  | 32.2343 | 0 | 32.2343 | 49.5 | 1.2239 | 39.4524 | 1 | 0 | 39.4524 |  |  | 0
49.5912 | 0 | 587.9641 | 587.9641 | 1 |  | 15:12 | 63.4 |  | 583.4979 | 0 | 587.9641 | 49.5918 | 49.5915 | -0.0013284 | -0.059589 | 587.9045 |  | 32.5665 | 0 | 32.5665 | 49.5 | 1.2238 | 39.8563 | 1 | 0 | 39.8563 |  |  | 0
49.5912 | 0 | 587.6385 | 587.6385 | 1 |  | 15:12 | 63.42 |  | 583.4995 | 0 | 587.6385 | 49.5918 | 49.5914 | -0.0011955 | -0.05363 | 587.5849 |  | 32.2469 | 0 | 32.2469 | 49.5 | 1.2238 | 39.4627 | 1 | 0 | 39.4627 |  |  | 0
49.5912 | 0 | 587.6385 | 587.6385 | 1 |  | 15:12 | 63.44 |  | 583.5011 | 0 | 587.6385 | 49.5917 | 49.5914 | -0.001076 | -0.048267 | 587.5902 |  | 32.2522 | 0 | 32.2522 | 49.5 | 1.2237 | 39.467 | 1 | 0 | 39.467 |  |  | 0
49.5912 | 0 | 587.6385 | 587.6385 | 1 |  | 15:12 | 63.46 |  | 583.5028 | 0 | 587.6385 | 49.5917 | 49.5914 | -0.00096838 | -0.04344 | 587.5951 |  | 32.2571 | 0 | 32.2571 | 49.5 | 1.2236 | 39.471 | 1 | 0 | 39.471 |  |  | 0
49.5912 | 0 | 586.9874 | 586.9874 | 1 |  | 15:12 | 63.48 |  | 583.5044 | 0 | 586.9874 | 49.5916 | 49.5914 | -0.00087154 | -0.039096 | 586.9483 |  | 31.6103 | 0 | 31.6103 | 49.5 | 1.2236 | 38.6779 | 1 | 0 | 38.6779 |  |  | 0
49.5912 | 0 | 587.313 | 587.313 | 1 |  | 15:12 | 63.5 |  | 583.506 | 0 | 587.313 | 49.5916 | 49.5913 | -0.00078438 | -0.035187 | 587.2778 |  | 31.9398 | 0 | 31.9398 | 49.5 | 1.2235 | 39.0795 | 1 | 0 | 39.0795 |  |  | 0
49.5912 | 0 | 586.9874 | 586.9874 | 1 |  | 15:12 | 63.52 |  | 583.5077 | 0 | 586.9874 | 49.5915 | 49.5913 | -0.00070595 | -0.031668 | 586.9557 |  | 31.6177 | 0 | 31.6177 | 49.5 | 1.2235 | 38.684 | 1 | 0 | 38.684 |  |  | 0
49.5912 | 0 | 586.9874 | 586.9874 | 1 |  | 15:12 | 63.54 |  | 583.5093 | 0 | 586.9874 | 49.5915 | 49.5913 | -0.00063535 | -0.028501 | 586.9589 |  | 31.6209 | 0 | 31.6209 | 49.5 | 1.2235 | 38.6866 | 1 | 0 | 38.6866 |  |  | 0
49.5912 | 0 | 586.9874 | 586.9874 | 1 |  | 15:12 | 63.56 |  | 583.5109 | 0 | 586.9874 | 49.5915 | 49.5913 | -0.00057182 | -0.025651 | 586.9617 |  | 31.6237 | 0 | 31.6237 | 49.5 | 1.2234 | 38.689 | 1 | 0 | 38.689 |  |  | 0
49.5912 | 0 | 586.9874 | 586.9874 | 1 |  | 15:12 | 63.58 |  | 583.5125 | 0 | 586.9874 | 49.5915 | 49.5913 | -0.00051463 | -0.023086 | 586.9643 |  | 31.6263 | 0 | 31.6263 | 49.5 | 1.2234 | 38.6911 | 1 | 0 | 38.6911 |  |  | 0
49.5912 | 0 | 586.9874 | 586.9874 | 1 |  | 15:12 | 63.6 |  | 583.5142 | 0 | 586.9874 | 49.5914 | 49.5913 | -0.00046317 | -0.020777 | 586.9666 |  | 31.6286 | 0 | 31.6286 | 49.5 | 1.2234 | 38.693 | 1 | 0 | 38.693 |  |  | 0
49.5912 | 0 | 586.9874 | 586.9874 | 1 |  | 15:12 | 63.62 |  | 583.5158 | 0 | 586.9874 | 49.5914 | 49.5913 | -0.00041685 | -0.0187 | 586.9687 |  | 31.6307 | 0 | 31.6307 | 49.5 | 1.2233 | 38.6947 | 1 | 0 | 38.6947 |  |  | 0
49.5912 | 0 | 586.9874 | 586.9874 | 1 |  | 15:12 | 63.64 |  | 583.5174 | 0 | 586.9874 | 49.5914 | 49.5913 | -0.00037517 | -0.01683 | 586.9706 |  | 31.6326 | 0 | 31.6326 | 49.5 | 1.2233 | 38.6962 | 1 | 0 | 38.6962 |  |  | 0
49.5912 | 0 | 586.9874 | 586.9874 | 1 |  | 15:12 | 63.66 |  | 583.5191 | 0 | 586.9874 | 49.5914 | 49.5913 | -0.00033765 | -0.015147 | 586.9723 |  | 31.6342 | 0 | 31.6342 | 49.5 | 1.2233 | 38.6976 | 1 | 0 | 38.6976 |  |  | 0
49.5912 | 0 | 586.9874 | 586.9874 | 1 |  | 15:12 | 63.68 |  | 583.5207 | 0 | 586.9874 | 49.5913 | 49.5913 | -0.00030389 | -0.013632 | 586.9738 |  | 31.6358 | 0 | 31.6358 | 49.5 | 1.2233 | 38.6989 | 1 | 0 | 38.6989 |  |  | 0
49.5912 | 0 | 586.9874 | 586.9874 | 1 |  | 15:12 | 63.7 |  | 583.5223 | 0 | 586.9874 | 49.5913 | 49.5913 | -0.0002735 | -0.012269 | 586.9751 |  | 31.6371 | 0 | 31.6371 | 49.5 | 1.2232 | 38.7 | 1 | 0 | 38.7 |  |  | 0
49.5912 | 0 | 586.9874 | 586.9874 | 1 |  | 15:12 | 63.72 |  | 583.524 | 0 | 586.9874 | 49.5913 | 49.5912 | -0.00024615 | -0.011042 | 586.9764 |  | 31.6384 | 0 | 31.6384 | 49.5 | 1.2232 | 38.701 | 1 | 0 | 38.701 |  |  | 0
49.5912 | 0 | 586.6619 | 586.6619 | 1 |  | 15:12 | 63.74 |  | 583.5256 | 0 | 586.6619 | 49.5913 | 49.5912 | -0.00022153 | -0.0099378 | 586.652 |  | 31.314 | 0 | 31.314 | 49.5 | 1.2232 | 38.3038 | 1 | 0 | 38.3038 |  |  | 0
49.5912 | 0 | 586.3363 | 586.3363 | 1 |  | 15:12 | 63.76 |  | 583.5272 | 0 | 586.3363 | 49.5913 | 49.5912 | -0.00019938 | -0.008944 | 586.3274 |  | 30.9894 | 0 | 30.9894 | 49.5 | 1.2232 | 37.9063 | 1 | 0 | 37.9063 |  |  | 0
49.5912 | 0 | 586.9874 | 586.9874 | 1 |  | 15:12 | 63.78 |  | 583.5288 | 0 | 586.9874 | 49.5913 | 49.5912 | -0.00017944 | -0.0080496 | 586.9794 |  | 31.6413 | 0 | 31.6413 | 49.5 | 1.2232 | 38.7035 | 1 | 0 | 38.7035 |  |  | 0
49.5912 | 0 | 586.9874 | 586.9874 | 1 |  | 15:12 | 63.8 |  | 583.5305 | 0 | 586.9874 | 49.5913 | 49.5912 | 0.0033385 | 0.14976 | 587.1372 |  | 31.7992 | 0 | 31.7992 | 49.5 | 1.2232 | 38.8962 | 1 | 0 | 38.8962 |  |  | 0
49.5912 | 0 | 586.9874 | 586.9874 | 1 |  | 15:12 | 63.82 |  | 583.5321 | 0 | 586.9874 | 49.5913 | 49.5912 | 0.0082547 | 0.3703 | 587.3577 |  | 32.0197 | 0 | 32.0197 | 49.5 | 1.2232 | 39.1657 | 1 | 0 | 39.1657 |  |  | 0
49.5912 | 0 | 586.9874 | 586.9874 | 1 |  | 15:12 | 63.84 |  | 583.5337 | 0 | 586.9874 | 49.5913 | 49.5916 | 0.012679 | 0.56878 | 587.5562 |  | 32.2182 | 0 | 32.2182 | 49.5 | 1.2242 | 39.4419 | 1 | 0 | 39.4419 |  |  | 0
49.5912 | 0 | 586.9874 | 586.9874 | 1 |  | 15:12 | 63.86 |  | 583.5354 | 0 | 586.9874 | 49.5913 | 49.5919 | 0.014911 | 0.6689 | 587.6563 |  | 32.3183 | 0 | 32.3183 | 49.5 | 1.2252 | 39.5948 | 1 | 0 | 39.5948 |  |  | 0
49.5912 | 0 | 586.9874 | 586.9874 | 1 |  | 15:12 | 63.88 |  | 583.537 | 0 | 586.9874 | 49.5913 | 49.5922 | 0.01342 | 0.60201 | 587.5894 |  | 32.2514 | 0 | 32.2514 | 49.5 | 1.226 | 39.5401 | 1 | 0 | 39.5401 |  |  | 0
49.5912 | 0 | 586.9874 | 586.9874 | 1 |  | 15:12 | 63.9 |  | 583.5386 | 0 | 586.9874 | 49.5912 | 49.5924 | 0.012078 | 0.54181 | 587.5292 |  | 32.1912 | 0 | 32.1912 | 49.5 | 1.2268 | 39.4908 | 1 | 0 | 39.4908 |  |  | 0
49.5912 | 0 | 586.9874 | 586.9874 | 1 |  | 15:12 | 63.92 |  | 583.5403 | 0 | 586.9874 | 49.5912 | 49.5926 | 0.01087 | 0.48763 | 587.475 |  | 32.137 | 0 | 32.137 | 49.5 | 1.2274 | 39.4464 | 1 | 0 | 39.4464 |  |  | 0
49.5912 | 0 | 586.9874 | 586.9874 | 1 |  | 15:12 | 63.94 |  | 583.5419 | 0 | 586.9874 | 49.5912 | 49.5929 | 0.0097833 | 0.43887 | 587.4263 |  | 32.0883 | 0 | 32.0883 | 49.5 | 1.2281 | 39.4064 | 1 | 0 | 39.4064 |  |  | 0
49.5912 | 0 | 586.9874 | 586.9874 | 1 |  | 15:12 | 63.96 |  | 583.5435 | 0 | 586.9874 | 49.5912 | 49.593 | 0.008805 | 0.39498 | 587.3824 |  | 32.0444 | 0 | 32.0444 | 49.5 | 1.2286 | 39.3703 | 1 | 0 | 39.3703 |  |  | 0
49.5912 | 0 | 587.313 | 587.313 | 1 |  | 15:12 | 63.98 |  | 583.5451 | 0 | 587.313 | 49.5912 | 49.5932 | 0.0079245 | 0.35548 | 587.6685 |  | 32.3305 | 0 | 32.3305 | 49.5 | 1.2291 | 39.7381 | 1 | 0 | 39.7381 |  |  | 0
49.5912 | 0 | 586.9874 | 586.9874 | 1 |  | 15:12 | 64 |  | 583.5468 | 0 | 586.9874 | 49.5912 | 49.5934 | 0.007132 | 0.31994 | 587.3073 |  | 31.9693 | 0 | 31.9693 | 49.5 | 1.2296 | 39.3086 | 1 | 0 | 39.3086 |  |  | 0
49.5947 | 0 | 587.313 | 587.313 | 1 |  | 15:12 | 64.02 |  | 583.5484 | 0 | 587.313 | 49.5916 | 49.5935 | 0.0064188 | 0.28796 | 587.601 |  | 32.263 | 0 | 32.263 | 49.5 | 1.23 | 39.6828 | 1 | 0 | 39.6828 |  |  | 0
49.5947 | 0 | 587.313 | 587.313 | 1 |  | 15:12 | 64.04 |  | 583.55 | 0 | 587.313 | 49.5919 | 49.5936 | 0.0057769 | 0.25917 | 587.5722 |  | 32.2342 | 0 | 32.2342 | 49.5 | 1.2303 | 39.6592 | 1 | 0 | 39.6592 |  |  | 0
49.5947 | 0 | 587.313 | 587.313 | 1 |  | 15:12 | 64.06 |  | 583.5517 | 0 | 587.313 | 49.5922 | 49.5937 | 0.0051992 | 0.23325 | 587.5462 |  | 32.2082 | 0 | 32.2082 | 49.5 | 1.2307 | 39.6379 | 1 | 0 | 39.6379 |  |  | 0
49.5947 | 0 | 586.9874 | 586.9874 | 1 |  | 15:12 | 64.08 |  | 583.5533 | 0 | 586.9874 | 49.5924 | 49.5938 | 0.0046793 | 0.20992 | 587.1973 |  | 31.8593 | 0 | 31.8593 | 49.5 | 1.231 | 39.218 | 1 | 0 | 39.218 |  |  | 0
49.5947 | 0 | 586.9874 | 586.9874 | 1 |  | 15:12 | 64.1 |  | 583.5549 | 0 | 586.9874 | 49.5926 | 49.5939 | 0.0042114 | 0.18893 | 587.1763 |  | 31.8383 | 0 | 31.8383 | 49.5 | 1.2312 | 39.2006 | 1 | 0 | 39.2006 |  |  | 0
49.5947 | 0 | 586.9874 | 586.9874 | 1 |  | 15:12 | 64.12 |  | 583.5566 | 0 | 586.9874 | 49.5929 | 49.594 | 0.0037902 | 0.17004 | 587.1574 |  | 31.8194 | 0 | 31.8194 | 49.5 | 1.2315 | 39.1851 | 1 | 0 | 39.1851 |  |  | 0
49.5947 | 0 | 586.9874 | 586.9874 | 1 |  | 15:12 | 64.14 |  | 583.5582 | 0 | 586.9874 | 49.593 | 49.5941 | 0.0034112 | 0.15303 | 587.1404 |  | 31.8024 | 0 | 31.8024 | 49.5 | 1.2317 | 39.171 | 1 | 0 | 39.171 |  |  | 0
49.5947 | 0 | 586.6619 | 586.6619 | 1 |  | 15:12 | 64.16 |  | 583.5598 | 0 | 586.6619 | 49.5932 | 49.5941 | 0.0030701 | 0.13773 | 586.7996 |  | 31.4616 | 0 | 31.4616 | 49.5 | 1.2319 | 38.7574 | 1 | 0 | 38.7574 |  |  | 0
49.5947 | 0 | 586.9874 | 586.9874 | 1 |  | 15:12 | 64.18 |  | 583.5614 | 0 | 586.9874 | 49.5934 | 49.5942 | 0.0027631 | 0.12396 | 587.1114 |  | 31.7734 | 0 | 31.7734 | 49.5 | 1.2321 | 39.147 | 1 | 0 | 39.147 |  |  | 0
49.5947 | 0 | 586.9874 | 586.9874 | 1 |  | 15:12 | 64.2 |  | 583.5631 | 0 | 586.9874 | 49.5935 | 49.5942 | 0.0058868 | 0.26409 | 587.2515 |  | 31.9135 | 0 | 31.9135 | 49.5 | 1.2322 | 39.3247 | 1 | 0 | 39.3247 |  |  | 0
49.5947 | 0 | 586.6619 | 586.6619 | 1 |  | 15:12 | 64.22 |  | 583.5647 | 0 | 586.6619 | 49.5936 | 49.5943 | 0.010398 | 0.46648 | 587.1284 |  | 31.7904 | 0 | 31.7904 | 49.5 | 1.2324 | 39.1775 | 1 | 0 | 39.1775 |  |  | 0
49.5947 | 0 | 586.3363 | 586.3363 | 1 |  | 15:12 | 64.24 |  | 583.5663 | 0 | 586.3363 | 49.5937 | 49.5947 | 0.014458 | 0.64863 | 586.9849 |  | 31.6469 | 0 | 31.6469 | 49.5 | 1.2335 | 39.0375 | 1 | 0 | 39.0375 |  |  | 0
49.5947 | 0 | 586.6619 | 586.6619 | 1 |  | 15:12 | 64.26 |  | 583.568 | 0 | 586.6619 | 49.5938 | 49.595 | 0.016412 | 0.7363 | 587.3982 |  | 32.0602 | 0 | 32.0602 | 49.5 | 1.2346 | 39.5809 | 1 | 0 | 39.5809 |  |  | 0
49.5947 | 0 | 586.0107 | 586.0107 | 1 |  | 15:12 | 64.28 |  | 583.5696 | 0 | 586.0107 | 49.5939 | 49.5953 | 0.014771 | 0.66267 | 586.6734 |  | 31.3354 | 0 | 31.3354 | 49.5 | 1.2355 | 38.7156 | 1 | 0 | 38.7156 |  |  | 0
49.5947 | 0 | 586.3363 | 586.3363 | 1 |  | 15:12 | 64.3 |  | 583.5712 | 0 | 586.3363 | 49.594 | 49.5956 | 0.013294 | 0.5964 | 586.9327 |  | 31.5947 | 0 | 31.5947 | 49.5 | 1.2364 | 39.0629 | 1 | 0 | 39.0629 |  |  | 0
49.5947 | 0 | 586.0107 | 586.0107 | 1 |  | 15:12 | 64.32 |  | 583.5729 | 0 | 586.0107 | 49.5941 | 49.5958 | 0.011965 | 0.53676 | 586.5475 |  | 31.2095 | 0 | 31.2095 | 49.5 | 1.2371 | 38.6106 | 1 | 0 | 38.6106 |  |  | 0
49.5947 | 0 | 586.3363 | 586.3363 | 1 |  | 15:12 | 64.34 |  | 583.5745 | 0 | 586.3363 | 49.5941 | 49.5961 | 0.010768 | 0.48309 | 586.8194 |  | 31.4814 | 0 | 31.4814 | 49.5 | 1.2378 | 38.9687 | 1 | 0 | 38.9687 |  |  | 0
49.5947 | 0 | 586.3363 | 586.3363 | 1 |  | 15:12 | 64.36 |  | 583.5761 | 0 | 586.3363 | 49.5942 | 49.5963 | 0.0096914 | 0.43478 | 586.7711 |  | 31.4331 | 0 | 31.4331 | 49.5 | 1.2385 | 38.9285 | 1 | 0 | 38.9285 |  |  | 0
49.5947 | 0 | 586.6619 | 586.6619 | 1 |  | 15:12 | 64.38 |  | 583.5777 | 0 | 586.6619 | 49.5942 | 49.5965 | 0.0087223 | 0.3913 | 587.0532 |  | 31.7152 | 0 | 31.7152 | 49.5 | 1.239 | 39.2957 | 1 | 0 | 39.2957 |  |  | 0
49.5947 | 0 | 586.9874 | 586.9874 | 1 |  | 15:12 | 64.4 |  | 583.5794 | 0 | 586.9874 | 49.5943 | 49.5966 | 0.00785 | 0.35217 | 587.3396 |  | 32.0016 | 0 | 32.0016 | 49.5 | 1.2395 | 39.6667 | 1 | 0 | 39.6667 |  |  | 0
49.5981 | 0 | 586.9874 | 586.9874 | 1 |  | 15:12 | 64.42 |  | 583.581 | 0 | 586.9874 | 49.5947 | 49.5968 | 0.007065 | 0.31697 | 587.3044 |  | 31.9664 | 0 | 31.9664 | 49.5 | 1.24 | 39.6376 | 1 | 0 | 39.6376 |  |  | 0
49.5981 | 0 | 586.9874 | 586.9874 | 1 |  | 15:12 | 64.44 |  | 583.5826 | 0 | 586.9874 | 49.595 | 49.5969 | 0.0063585 | 0.28528 | 587.2727 |  | 31.9347 | 0 | 31.9347 | 49.5 | 1.2404 | 39.6114 | 1 | 0 | 39.6114 |  |  | 0
49.5981 | 0 | 586.9874 | 586.9874 | 1 |  | 15:12 | 64.46 |  | 583.5843 | 0 | 586.9874 | 49.5953 | 49.597 | 0.0057227 | 0.25675 | 587.2441 |  | 31.9061 | 0 | 31.9061 | 49.5 | 1.2408 | 39.5878 | 1 | 0 | 39.5878 |  |  | 0
49.5981 | 0 | 586.6619 | 586.6619 | 1 |  | 15:12 | 64.48 |  | 583.5859 | 0 | 586.6619 | 49.5956 | 49.5971 | 0.0051504 | 0.23107 | 586.893 |  | 31.555 | 0 | 31.555 | 49.5 | 1.2411 | 39.1626 | 1 | 0 | 39.1626 |  |  | 0
49.5981 | 0 | 586.9874 | 586.9874 | 1 |  | 15:12 | 64.5 |  | 583.5875 | 0 | 586.9874 | 49.5958 | 49.5972 | 0.0046354 | 0.20797 | 587.1954 |  | 31.8574 | 0 | 31.8574 | 49.5 | 1.2414 | 39.5474 | 1 | 0 | 39.5474 |  |  | 0
49.5981 | 0 | 586.9874 | 586.9874 | 1 |  | 15:12 | 64.52 |  | 583.5892 | 0 | 586.9874 | 49.5961 | 49.5973 | 0.0041718 | 0.18717 | 587.1746 |  | 31.8366 | 0 | 31.8366 | 49.5 | 1.2417 | 39.5302 | 1 | 0 | 39.5302 |  |  | 0
49.5981 | 0 | 586.9874 | 586.9874 | 1 |  | 15:12 | 64.54 |  | 583.5908 | 0 | 586.9874 | 49.5963 | 49.5974 | 0.0037546 | 0.16845 | 587.1559 |  | 31.8178 | 0 | 31.8178 | 49.5 | 1.2419 | 39.5147 | 1 | 0 | 39.5147 |  |  | 0
49.5981 | 0 | 586.9874 | 586.9874 | 1 |  | 15:12 | 64.56 |  | 583.5924 | 0 | 586.9874 | 49.5965 | 49.5975 | 0.0033792 | 0.15161 | 587.139 |  | 31.801 | 0 | 31.801 | 49.5 | 1.2421 | 39.5007 | 1 | 0 | 39.5007 |  |  | 0
49.5981 | 0 | 587.313 | 587.313 | 1 |  | 15:12 | 64.58 |  | 583.594 | 0 | 587.313 | 49.5966 | 49.5975 | 0.0030413 | 0.13645 | 587.4494 |  | 32.1114 | 0 | 32.1114 | 49.5 | 1.2423 | 39.8926 | 1 | 0 | 39.8926 |  |  | 0
49.5981 | 0 | 587.313 | 587.313 | 1 |  | 15:12 | 64.6 |  | 583.5957 | 0 | 587.313 | 49.5968 | 49.5976 | 0.0027371 | 0.1228 | 587.4358 |  | 32.0978 | 0 | 32.0978 | 49.5 | 1.2425 | 39.8813 | 1 | 0 | 39.8813 |  |  | 0
49.5981 | 0 | 586.9874 | 586.9874 | 1 |  | 15:12 | 64.62 |  | 583.5973 | 0 | 586.9874 | 49.5969 | 49.5976 | 0.0024634 | 0.11052 | 587.0979 |  | 31.7599 | 0 | 31.7599 | 49.5 | 1.2427 | 39.4666 | 1 | 0 | 39.4666 |  |  | 0
49.5981 | 0 | 587.313 | 587.313 | 1 |  | 15:12 | 64.64 |  | 583.5989 | 0 | 587.313 | 49.597 | 49.5977 | 0.0022171 | 0.09947 | 587.4125 |  | 32.0745 | 0 | 32.0745 | 49.5 | 1.2428 | 39.8621 | 1 | 0 | 39.8621 |  |  | 0
49.5981 | 0 | 586.9874 | 586.9874 | 1 |  | 15:12 | 64.66 |  | 583.6006 | 0 | 586.9874 | 49.5971 | 49.5977 | 0.0019954 | 0.089523 | 587.0769 |  | 31.7389 | 0 | 31.7389 | 49.5 | 1.2429 | 39.4491 | 1 | 0 | 39.4491 |  |  | 0
49.5981 | 0 | 587.313 | 587.313 | 1 |  | 15:12 | 64.68 |  | 583.6022 | 0 | 587.313 | 49.5972 | 49.5978 | 0.0017958 | 0.080571 | 587.3936 |  | 32.0556 | 0 | 32.0556 | 49.5 | 1.243 | 39.8464 | 1 | 0 | 39.8464 |  |  | 0
49.5981 | 0 | 586.9874 | 586.9874 | 1 |  | 15:12 | 64.7 |  | 583.6038 | 0 | 586.9874 | 49.5973 | 49.5978 | 0.0016163 | 0.072514 | 587.0599 |  | 31.7219 | 0 | 31.7219 | 49.5 | 1.2431 | 39.435 | 1 | 0 | 39.435 |  |  | 0
49.5981 | 0 | 587.313 | 587.313 | 1 |  | 15:12 | 64.72 |  | 583.6055 | 0 | 587.313 | 49.5974 | 49.5978 | 0.0014546 | 0.065262 | 587.3783 |  | 32.0403 | 0 | 32.0403 | 49.5 | 1.2432 | 39.8338 | 1 | 0 | 39.8338 |  |  | 0
49.5981 | 0 | 587.313 | 587.313 | 1 |  | 15:12 | 64.74 |  | 583.6071 | 0 | 587.313 | 49.5975 | 49.5979 | 0.0013092 | 0.058736 | 587.3717 |  | 32.0337 | 0 | 32.0337 | 49.5 | 1.2433 | 39.8284 | 1 | 0 | 39.8284 |  |  | 0
49.5981 | 0 | 587.313 | 587.313 | 1 |  | 15:12 | 64.76 |  | 583.6087 | 0 | 587.313 | 49.5975 | 49.5979 | 0.0011782 | 0.052862 | 587.3659 |  | 32.0279 | 0 | 32.0279 | 49.5 | 1.2434 | 39.8235 | 1 | 0 | 39.8235 |  |  | 0
49.5981 | 0 | 587.6385 | 587.6385 | 1 |  | 15:12 | 64.78 |  | 583.6103 | 0 | 587.6385 | 49.5976 | 49.5979 | 0.0010604 | 0.047576 | 587.6861 |  | 32.3481 | 0 | 32.3481 | 49.5 | 1.2435 | 40.2239 | 1 | 0 | 40.2239 |  |  | 0
49.5981 | 0 | 586.9874 | 586.9874 | 1 |  | 15:12 | 64.8 |  | 583.612 | 0 | 586.9874 | 49.5976 | 49.5979 | 0.00095438 | 0.042819 | 587.0302 |  | 31.6922 | 0 | 31.6922 | 49.5 | 1.2435 | 39.4103 | 1 | 0 | 39.4103 |  |  | 0
49.5981 | 0 | 586.9874 | 586.9874 | 1 |  | 15:12 | 64.82 |  | 583.6136 | 0 | 586.9874 | 49.5977 | 49.5979 | 0.00085894 | 0.038537 | 587.0259 |  | 31.6879 | 0 | 31.6879 | 49.5 | 1.2436 | 39.4068 | 1 | 0 | 39.4068 |  |  | 0
49.5981 | 0 | 587.313 | 587.313 | 1 |  | 15:12 | 64.84 |  | 583.6152 | 0 | 587.313 | 49.5977 | 49.598 | 0.00077305 | 0.034683 | 587.3477 |  | 32.0097 | 0 | 32.0097 | 49.5 | 1.2436 | 39.8085 | 1 | 0 | 39.8085 |  |  | 0
49.5981 | 0 | 587.9641 | 587.9641 | 1 |  | 15:12 | 64.86 |  | 583.6169 | 0 | 587.9641 | 49.5978 | 49.598 | 0.00069574 | 0.031215 | 587.9953 |  | 32.6573 | 0 | 32.6573 | 49.5 | 1.2437 | 40.6154 | 1 | 0 | 40.6154 |  |  | 0
49.5981 | 0 | 587.9641 | 587.9641 | 1 |  | 15:12 | 64.88 |  | 583.6185 | 0 | 587.9641 | 49.5978 | 49.598 | 0.00062617 | 0.028093 | 587.9922 |  | 32.6542 | 0 | 32.6542 | 49.5 | 1.2437 | 40.6128 | 1 | 0 | 40.6128 |  |  | 0
49.5981 | 0 | 587.9641 | 587.9641 | 1 |  | 15:12 | 64.9 |  | 583.6201 | 0 | 587.9641 | 49.5978 | 49.598 | 0.0040636 | 0.18231 | 588.1464 |  | 32.8084 | 0 | 32.8084 | 49.5 | 1.2438 | 40.8058 | 1 | 0 | 40.8058 |  |  | 0
49.5981 | 0 | 587.9641 | 587.9641 | 1 |  | 15:12 | 64.92 |  | 583.6218 | 0 | 587.9641 | 49.5979 | 49.598 | 0.0089072 | 0.39962 | 588.3637 |  | 33.0257 | 0 | 33.0257 | 49.5 | 1.2438 | 41.0772 | 1 | 0 | 41.0772 |  |  | 0
49.5981 | 0 | 587.6385 | 587.6385 | 1 |  | 15:12 | 64.94 |  | 583.6234 | 0 | 587.6385 | 49.5979 | 49.5984 | 0.013266 | 0.5952 | 588.2337 |  | 32.8957 | 0 | 32.8957 | 49.5 | 1.2449 | 40.9521 | 1 | 0 | 40.9521 |  |  | 0
49.5981 | 0 | 587.9641 | 587.9641 | 1 |  | 15:12 | 64.96 |  | 583.625 | 0 | 587.9641 | 49.5979 | 49.5987 | 0.01544 | 0.69271 | 588.6568 |  | 33.3188 | 0 | 33.3188 | 49.5 | 1.2459 | 41.5123 | 1 | 0 | 41.5123 |  |  | 0
49.5981 | 0 | 587.9641 | 587.9641 | 1 |  | 15:12 | 64.98 |  | 583.6266 | 0 | 587.9641 | 49.5979 | 49.599 | 0.013896 | 0.62344 | 588.5875 |  | 33.2495 | 0 | 33.2495 | 49.5 | 1.2468 | 41.4561 | 1 | 0 | 41.4561 |  |  | 0
49.5981 | 0 | 587.9641 | 587.9641 | 1 |  | 15:12 | 65 |  | 583.6283 | 0 | 587.9641 | 49.5979 | 49.5992 | 0.012506 | 0.5611 | 588.5252 |  | 33.1872 | 0 | 33.1872 | 49.5 | 1.2476 | 41.4054 | 1 | 0 | 41.4054 |  |  | 0
49.5981 | 0 | 587.9641 | 587.9641 | 1 |  | 15:12 | 65.02 |  | 583.6299 | 0 | 587.9641 | 49.598 | 49.5995 | 0.011256 | 0.50499 | 588.4691 |  | 33.1311 | 0 | 33.1311 | 49.5 | 1.2484 | 41.3598 | 1 | 0 | 41.3598 |  |  | 0
49.5981 | 0 | 587.313 | 587.313 | 1 |  | 15:12 | 65.04 |  | 583.6315 | 0 | 587.313 | 49.598 | 49.5997 | 0.01013 | 0.45449 | 587.7675 |  | 32.4295 | 0 | 32.4295 | 49.5 | 1.249 | 40.5054 | 1 | 0 | 40.5054 |  |  | 0
49.5981 | 0 | 587.9641 | 587.9641 | 1 |  | 15:12 | 65.06 |  | 583.6332 | 0 | 587.9641 | 49.598 | 49.5999 | 0.0091171 | 0.40904 | 588.3731 |  | 33.0351 | 0 | 33.0351 | 49.5 | 1.2496 | 41.2816 | 1 | 0 | 41.2816 |  |  | 0
49.5981 | 0 | 587.9641 | 587.9641 | 1 |  | 15:12 | 65.08 |  | 583.6348 | 0 | 587.9641 | 49.598 | 49.6001 | 0.0082054 | 0.36814 | 588.3322 |  | 32.9942 | 0 | 32.9942 | 49.5 | 1.2502 | 41.2482 | 1 | 0 | 41.2482 |  |  | 0
49.5981 | 0 | 587.6385 | 587.6385 | 1 |  | 15:12 | 65.1 |  | 583.6364 | 0 | 587.6385 | 49.598 | 49.6002 | 0.0073848 | 0.33132 | 587.9698 |  | 32.6318 | 0 | 32.6318 | 49.5 | 1.2506 | 40.8109 | 1 | 0 | 40.8109 |  |  | 0
49.6016 | 0 | 587.9641 | 587.9641 | 1 |  | 15:12 | 65.12 |  | 583.6381 | 0 | 587.9641 | 49.5984 | 49.6003 | 0.0066463 | 0.29821 | 588.2623 |  | 32.9243 | 0 | 32.9243 | 49.5 | 1.2511 | 41.191 | 1 | 0 | 41.191 |  |  | 0
49.6016 | 0 | 587.9641 | 587.9641 | 1 |  | 15:12 | 65.14 |  | 583.6397 | 0 | 587.9641 | 49.5987 | 49.6005 | 0.0059817 | 0.26839 | 588.2325 |  | 32.8945 | 0 | 32.8945 | 49.5 | 1.2515 | 41.1666 | 1 | 0 | 41.1666 |  |  | 0
49.6016 | 0 | 587.9641 | 587.9641 | 1 |  | 15:12 | 65.16 |  | 583.6413 | 0 | 587.9641 | 49.599 | 49.6006 | 0.0053835 | 0.24155 | 588.2057 |  | 32.8676 | 0 | 32.8676 | 49.5 | 1.2518 | 41.1447 | 1 | 0 | 41.1447 |  |  | 0
49.6016 | 0 | 587.9641 | 587.9641 | 1 |  | 15:12 | 65.18 |  | 583.6429 | 0 | 587.9641 | 49.5992 | 49.6007 | 0.0048452 | 0.2174 | 588.1815 |  | 32.8435 | 0 | 32.8435 | 49.5 | 1.2521 | 41.1249 | 1 | 0 | 41.1249 |  |  | 0
49.6016 | 0 | 587.9641 | 587.9641 | 1 |  | 15:12 | 65.2 |  | 583.6446 | 0 | 587.9641 | 49.5995 | 49.6008 | 0.0043607 | 0.19566 | 588.1598 |  | 32.8218 | 0 | 32.8218 | 49.5 | 1.2524 | 41.1071 | 1 | 0 | 41.1071 |  |  | 0
49.6016 | 0 | 587.6385 | 587.6385 | 1 |  | 15:12 | 65.22 |  | 583.6462 | 0 | 587.6385 | 49.5997 | 49.6009 | 0.0039246 | 0.17609 | 587.8146 |  | 32.4766 | 0 | 32.4766 | 49.5 | 1.2527 | 40.6832 | 1 | 0 | 40.6832 |  |  | 0
49.6016 | 0 | 587.9641 | 587.9641 | 1 |  | 15:12 | 65.24 |  | 583.6478 | 0 | 587.9641 | 49.5999 | 49.6009 | 0.0035321 | 0.15848 | 588.1226 |  | 32.7846 | 0 | 32.7846 | 49.5 | 1.2529 | 41.0766 | 1 | 0 | 41.0766 |  |  | 0
49.6016 | 0 | 587.6385 | 587.6385 | 1 |  | 15:12 | 65.26 |  | 583.6495 | 0 | 587.6385 | 49.6001 | 49.601 | 0.0031789 | 0.14263 | 587.7811 |  | 32.4431 | 0 | 32.4431 | 49.5 | 1.2531 | 40.6556 | 1 | 0 | 40.6556 |  |  | 0
49.6016 | 0 | 587.313 | 587.313 | 1 |  | 15:12 | 65.28 |  | 583.6511 | 0 | 587.313 | 49.6002 | 49.6011 | 0.002861 | 0.12837 | 587.4414 |  | 32.1034 | 0 | 32.1034 | 49.5 | 1.2533 | 40.2359 | 1 | 0 | 40.2359 |  |  | 0
49.6016 | 0 | 587.313 | 587.313 | 1 |  | 15:12 | 65.3 |  | 583.6527 | 0 | 587.313 | 49.6003 | 49.6011 | 0.0025749 | 0.11553 | 587.4285 |  | 32.0905 | 0 | 32.0905 | 49.5 | 1.2535 | 40.2252 | 1 | 0 | 40.2252 |  |  | 0
49.6016 | 0 | 586.9874 | 586.9874 | 1 |  | 15:12 | 65.32 |  | 583.6544 | 0 | 586.9874 | 49.6005 | 49.6012 | 0.0023174 | 0.10398 | 587.0914 |  | 31.7534 | 0 | 31.7534 | 49.5 | 1.2536 | 39.8074 | 1 | 0 | 39.8074 |  |  | 0
49.6016 | 0 | 587.6385 | 587.6385 | 1 |  | 15:12 | 65.34 |  | 583.656 | 0 | 587.6385 | 49.6006 | 49.6012 | 0.0020857 | 0.093582 | 587.7321 |  | 32.3941 | 0 | 32.3941 | 49.5 | 1.2538 | 40.6151 | 1 | 0 | 40.6151 |  |  | 0
49.6016 | 0 | 587.313 | 587.313 | 1 |  | 15:12 | 65.36 |  | 583.6576 | 0 | 587.313 | 49.6007 | 49.6012 | 0.0018771 | 0.084224 | 587.3972 |  | 32.0592 | 0 | 32.0592 | 49.5 | 1.2539 | 40.1992 | 1 | 0 | 40.1992 |  |  | 0
49.6016 | 0 | 586.9874 | 586.9874 | 1 |  | 15:12 | 65.38 |  | 583.6592 | 0 | 586.9874 | 49.6008 | 49.6013 | 0.0016894 | 0.075801 | 587.0632 |  | 31.7252 | 0 | 31.7252 | 49.5 | 1.254 | 39.7839 | 1 | 0 | 39.7839 |  |  | 0
49.6016 | 0 | 587.6385 | 587.6385 | 1 |  | 15:12 | 65.4 |  | 583.6609 | 0 | 587.6385 | 49.6009 | 49.6013 | 0.0015205 | 0.068221 | 587.7067 |  | 32.3687 | 0 | 32.3687 | 49.5 | 1.2541 | 40.5942 | 1 | 0 | 40.5942 |  |  | 0
49.6016 | 0 | 587.313 | 587.313 | 1 |  | 15:12 | 65.42 |  | 583.6625 | 0 | 587.313 | 49.6009 | 49.6013 | 0.0013684 | 0.061399 | 587.3744 |  | 32.0364 | 0 | 32.0364 | 49.5 | 1.2542 | 40.1803 | 1 | 0 | 40.1803 |  |  | 0
49.6016 | 0 | 587.6385 | 587.6385 | 1 |  | 15:12 | 65.44 |  | 583.6641 | 0 | 587.6385 | 49.601 | 49.6014 | 0.0012316 | 0.055259 | 587.6938 |  | 32.3558 | 0 | 32.3558 | 49.5 | 1.2543 | 40.5835 | 1 | 0 | 40.5835 |  |  | 0
49.6016 | 0 | 587.6385 | 587.6385 | 1 |  | 15:12 | 65.46 |  | 583.6658 | 0 | 587.6385 | 49.6011 | 49.6014 | 0.0011084 | 0.049733 | 587.6882 |  | 32.3502 | 0 | 32.3502 | 49.5 | 1.2544 | 40.5789 | 1 | 0 | 40.5789 |  |  | 0
49.6016 | 0 | 587.6385 | 587.6385 | 1 |  | 15:12 | 65.48 |  | 583.6674 | 0 | 587.6385 | 49.6011 | 49.6014 | 0.00099758 | 0.04476 | 587.6833 |  | 32.3453 | 0 | 32.3453 | 49.5 | 1.2544 | 40.5748 | 1 | 0 | 40.5748 |  |  | 0
49.6016 | 0 | 587.313 | 587.313 | 1 |  | 15:12 | 65.5 |  | 583.669 | 0 | 587.313 | 49.6012 | 49.6014 | 0.00089782 | 0.040284 | 587.3533 |  | 32.0153 | 0 | 32.0153 | 49.5 | 1.2545 | 40.1627 | 1 | 0 | 40.1627 |  |  | 0
49.6016 | 0 | 587.6385 | 587.6385 | 1 |  | 15:12 | 65.52 |  | 583.6707 | 0 | 587.6385 | 49.6012 | 49.6014 | 0.00080804 | 0.036255 | 587.6748 |  | 32.3368 | 0 | 32.3368 | 49.5 | 1.2545 | 40.5678 | 1 | 0 | 40.5678 |  |  | 0
49.6016 | 0 | 587.9641 | 587.9641 | 1 |  | 15:12 | 65.54 |  | 583.6723 | 0 | 587.9641 | 49.6012 | 49.6015 | 0.00072724 | 0.03263 | 587.9967 |  | 32.6587 | 0 | 32.6587 | 49.5 | 1.2546 | 40.9732 | 1 | 0 | 40.9732 |  |  | 0
49.6016 | 0 | 587.6385 | 587.6385 | 1 |  | 15:12 | 65.56 |  | 583.6739 | 0 | 587.6385 | 49.6013 | 49.6015 | 0.00065451 | 0.029367 | 587.6679 |  | 32.3299 | 0 | 32.3299 | 49.5 | 1.2546 | 40.5621 | 1 | 0 | 40.5621 |  |  | 0
49.6016 | 0 | 587.6385 | 587.6385 | 1 |  | 15:12 | 65.58 |  | 583.6755 | 0 | 587.6385 | 49.6013 | 49.6015 | 0.00058906 | 0.02643 | 587.6649 |  | 32.3269 | 0 | 32.3269 | 49.5 | 1.2547 | 40.5596 | 1 | 0 | 40.5596 |  |  | 0
49.6016 | 0 | 587.313 | 587.313 | 1 |  | 15:12 | 65.6 |  | 583.6772 | 0 | 587.313 | 49.6013 | 49.6015 | 0.00053015 | 0.023787 | 587.3368 |  | 31.9988 | 0 | 31.9988 | 49.5 | 1.2547 | 40.149 | 1 | 0 | 40.149 |  |  | 0
49.6016 | 0 | 587.6385 | 587.6385 | 1 |  | 15:12 | 65.62 |  | 583.6788 | 0 | 587.6385 | 49.6014 | 49.6015 | 0.00047714 | 0.021408 | 587.6599 |  | 32.3219 | 0 | 32.3219 | 49.5 | 1.2547 | 40.5555 | 1 | 0 | 40.5555 |  |  | 0
49.6016 | 0 | 587.6385 | 587.6385 | 1 |  | 15:12 | 65.64 |  | 583.6804 | 0 | 587.6385 | 49.6014 | 49.6015 | 0.00042943 | 0.019268 | 587.6578 |  | 32.3198 | 0 | 32.3198 | 49.5 | 1.2548 | 40.5537 | 1 | 0 | 40.5537 |  |  | 0
49.6016 | 0 | 587.313 | 587.313 | 1 |  | 15:12 | 65.66 |  | 583.6821 | 0 | 587.313 | 49.6014 | 49.6015 | 0.00038648 | 0.017341 | 587.3303 |  | 31.9923 | 0 | 31.9923 | 49.5 | 1.2548 | 40.1437 | 1 | 0 | 40.1437 |  |  | 0
49.6016 | 0 | 587.313 | 587.313 | 1 |  | 15:12 | 65.68 |  | 583.6837 | 0 | 587.313 | 49.6014 | 49.6015 | 0.00034783 | 0.015607 | 587.3286 |  | 31.9906 | 0 | 31.9906 | 49.5 | 1.2548 | 40.1422 | 1 | 0 | 40.1422 |  |  | 0
49.6016 | 0 | 587.313 | 587.313 | 1 |  | 15:12 | 65.7 |  | 583.6853 | 0 | 587.313 | 49.6014 | 49.6015 | 0.00031305 | 0.014046 | 587.327 |  | 31.989 | 0 | 31.989 | 49.5 | 1.2548 | 40.1409 | 1 | 0 | 40.1409 |  |  | 0
49.6016 | 0 | 587.6385 | 587.6385 | 1 |  | 15:12 | 65.72 |  | 583.687 | 0 | 587.6385 | 49.6015 | 49.6015 | 0.00028175 | 0.012642 | 587.6511 |  | 32.3131 | 0 | 32.3131 | 49.5 | 1.2549 | 40.5482 | 1 | 0 | 40.5482 |  |  | 0
49.6016 | 0 | 587.313 | 587.313 | 1 |  | 15:12 | 65.74 |  | 583.6886 | 0 | 587.313 | 49.6015 | 49.6016 | 0.00025357 | 0.011377 | 587.3244 |  | 31.9864 | 0 | 31.9864 | 49.5 | 1.2549 | 40.1387 | 1 | 0 | 40.1387 |  |  | 0
49.6016 | 0 | 587.313 | 587.313 | 1 |  | 15:12 | 65.76 |  | 583.6902 | 0 | 587.313 | 49.6015 | 49.6016 | 0.00022821 | 0.01024 | 587.3232 |  | 31.9852 | 0 | 31.9852 | 49.5 | 1.2549 | 40.1378 | 1 | 0 | 40.1378 |  |  | 0
49.6016 | 0 | 587.313 | 587.313 | 1 |  | 15:12 | 65.78 |  | 583.6918 | 0 | 587.313 | 49.6015 | 49.6016 | 0.00020539 | 0.0092157 | 587.3222 |  | 31.9842 | 0 | 31.9842 | 49.5 | 1.2549 | 40.1369 | 1 | 0 | 40.1369 |  |  | 0
49.6016 | 0 | 586.9874 | 586.9874 | 1 |  | 15:12 | 65.8 |  | 583.6935 | 0 | 586.9874 | 49.6015 | 49.6016 | 0.00018485 | 0.0082941 | 586.9957 |  | 31.6577 | 0 | 31.6577 | 49.5 | 1.2549 | 39.7276 | 1 | 0 | 39.7276 |  |  | 0
49.6016 | 0 | 586.9874 | 586.9874 | 1 |  | 15:12 | 65.82 |  | 583.6951 | 0 | 586.9874 | 49.6015 | 49.6016 | 0.00016637 | 0.0074647 | 586.9949 |  | 31.6569 | 0 | 31.6569 | 49.5 | 1.2549 | 39.7269 | 1 | 0 | 39.7269 |  |  | 0
49.6016 | 0 | 587.313 | 587.313 | 1 |  | 15:12 | 65.84 |  | 583.6967 | 0 | 587.313 | 49.6015 | 49.6016 | 0.00014973 | 0.0067182 | 587.3197 |  | 31.9817 | 0 | 31.9817 | 49.5 | 1.2549 | 40.1348 | 1 | 0 | 40.1348 |  |  | 0
49.6016 | 0 | 587.313 | 587.313 | 1 |  | 15:12 | 65.86 |  | 583.6984 | 0 | 587.313 | 49.6015 | 49.6016 | 0.00013476 | 0.0060464 | 587.319 |  | 31.981 | 0 | 31.981 | 49.5 | 1.2549 | 40.1343 | 1 | 0 | 40.1343 |  |  | 0
49.6016 | 0 | 587.313 | 587.313 | 1 |  | 15:12 | 65.88 |  | 583.7 | 0 | 587.313 | 49.6015 | 49.6016 | 0.00012128 | 0.0054418 | 587.3184 |  | 31.9804 | 0 | 31.9804 | 49.5 | 1.2549 | 40.1338 | 1 | 0 | 40.1338 |  |  | 0
49.6016 | 0 | 586.9874 | 586.9874 | 1 |  | 15:12 | 65.9 |  | 583.7016 | 0 | 586.9874 | 49.6015 | 49.6016 | 0.00010915 | 0.0048976 | 586.9923 |  | 31.6543 | 0 | 31.6543 | 49.5 | 1.255 | 39.7247 | 1 | 0 | 39.7247 |  |  | 0
49.6016 | 0 | 587.6385 | 587.6385 | 1 |  | 15:12 | 65.92 |  | 583.7033 | 0 | 587.6385 | 49.6016 | 49.6016 | 9.8239e-05 | 0.0044078 | 587.6429 |  | 32.3049 | 0 | 32.3049 | 49.5 | 1.255 | 40.5414 | 1 | 0 | 40.5414 |  |  | 0
49.6016 | 0 | 587.6385 | 587.6385 | 1 |  | 15:12 | 65.94 |  | 583.7049 | 0 | 587.6385 | 49.6016 | 49.6016 | 8.8415e-05 | 0.003967 | 587.6425 |  | 32.3045 | 0 | 32.3045 | 49.5 | 1.255 | 40.5411 | 1 | 0 | 40.5411 |  |  | 0
49.6016 | 0 | 587.9641 | 587.9641 | 1 |  | 15:12 | 65.96 |  | 583.7065 | 0 | 587.9641 | 49.6016 | 49.6016 | 7.9573e-05 | 0.0035703 | 587.9677 |  | 32.6297 | 0 | 32.6297 | 49.5 | 1.255 | 40.9493 | 1 | 0 | 40.9493 |  |  | 0
49.6016 | 0 | 587.6385 | 587.6385 | 1 |  | 15:12 | 65.98 |  | 583.7081 | 0 | 587.6385 | 49.6016 | 49.6016 | 7.1616e-05 | 0.0032133 | 587.6417 |  | 32.3037 | 0 | 32.3037 | 49.5 | 1.255 | 40.5404 | 1 | 0 | 40.5404 |  |  | 0
49.6016 | 0 | 587.6385 | 587.6385 | 1 |  | 15:12 | 66 |  | 583.7098 | 0 | 587.6385 | 49.6016 | 49.6016 | 6.4454e-05 | 0.002892 | 587.6414 |  | 32.3034 | 0 | 32.3034 | 49.5 | 1.255 | 40.5402 | 1 | 0 | 40.5402 |  |  | 0
49.6016 | 0 | 587.6385 | 587.6385 | 1 |  | 15:12 | 66.02 |  | 583.7114 | 0 | 587.6385 | 49.6016 | 49.6016 | 5.8009e-05 | 0.0026028 | 587.6411 |  | 32.3031 | 0 | 32.3031 | 49.5 | 1.255 | 40.5399 | 1 | 0 | 40.5399 |  |  | 0
49.6016 | 0 | 587.9641 | 587.9641 | 1 |  | 15:12 | 66.04 |  | 583.713 | 0 | 587.9641 | 49.6016 | 49.6016 | 5.2208e-05 | 0.0023425 | 587.9664 |  | 32.6284 | 0 | 32.6284 | 49.5 | 1.255 | 40.9483 | 1 | 0 | 40.9483 |  |  | 0
49.6016 | 0 | 587.6385 | 587.6385 | 1 |  | 15:12 | 66.06 |  | 583.7147 | 0 | 587.6385 | 49.6016 | 49.6016 | 4.6987e-05 | 0.0021082 | 587.6406 |  | 32.3026 | 0 | 32.3026 | 49.5 | 1.255 | 40.5395 | 1 | 0 | 40.5395 |  |  | 0
49.6016 | 0 | 587.9641 | 587.9641 | 1 |  | 15:12 | 66.08 |  | 583.7163 | 0 | 587.9641 | 49.6016 | 49.6016 | 4.2289e-05 | 0.0018974 | 587.966 |  | 32.628 | 0 | 32.628 | 49.5 | 1.255 | 40.948 | 1 | 0 | 40.948 |  |  | 0
49.6016 | 0 | 587.6385 | 587.6385 | 1 |  | 15:12 | 66.1 |  | 583.7179 | 0 | 587.6385 | 49.6016 | 49.6016 | 3.806e-05 | 0.0017077 | 587.6402 |  | 32.3022 | 0 | 32.3022 | 49.5 | 1.255 | 40.5392 | 1 | 0 | 40.5392 |  |  | 0
49.6016 | 0 | 587.9641 | 587.9641 | 1 |  | 15:12 | 66.12 |  | 583.7196 | 0 | 587.9641 | 49.6016 | 49.6016 | 3.4254e-05 | 0.0015369 | 587.9656 |  | 32.6276 | 0 | 32.6276 | 49.5 | 1.255 | 40.9477 | 1 | 0 | 40.9477 |  |  | 0
49.6016 | 0 | 587.9641 | 587.9641 | 1 |  | 15:12 | 66.14 |  | 583.7212 | 0 | 587.9641 | 49.6016 | 49.6016 | 3.0828e-05 | 0.0013832 | 587.9655 |  | 32.6275 | 0 | 32.6275 | 49.5 | 1.255 | 40.9475 | 1 | 0 | 40.9475 |  |  | 0
49.6016 | 0 | 587.9641 | 587.9641 | 1 |  | 15:12 | 66.16 |  | 583.7228 | 0 | 587.9641 | 49.6016 | 49.6016 | 2.7746e-05 | 0.0012449 | 587.9653 |  | 32.6273 | 0 | 32.6273 | 49.5 | 1.255 | 40.9474 | 1 | 0 | 40.9474 |  |  | 0
49.6016 | 0 | 587.9641 | 587.9641 | 1 |  | 15:12 | 66.18 |  | 583.7244 | 0 | 587.9641 | 49.6016 | 49.6016 | 2.4971e-05 | 0.0011204 | 587.9652 |  | 32.6272 | 0 | 32.6272 | 49.5 | 1.255 | 40.9473 | 1 | 0 | 40.9473 |  |  | 0
49.6016 | 0 | 587.9641 | 587.9641 | 1 |  | 15:12 | 66.2 |  | 583.7261 | 0 | 587.9641 | 49.6016 | 49.6016 | 2.2474e-05 | 0.0010084 | 587.9651 |  | 32.6271 | 0 | 32.6271 | 49.5 | 1.255 | 40.9472 | 1 | 0 | 40.9472 |  |  | 0
49.6016 | 0 | 587.9641 | 587.9641 | 1 |  | 15:12 | 66.22 |  | 583.7277 | 0 | 587.9641 | 49.6016 | 49.6016 | 2.0226e-05 | 0.00090753 | 587.965 |  | 32.627 | 0 | 32.627 | 49.5 | 1.255 | 40.9472 | 1 | 0 | 40.9472 |  |  | 0
49.6016 | 0 | 587.9641 | 587.9641 | 1 |  | 15:12 | 66.24 |  | 583.7293 | 0 | 587.9641 | 49.6016 | 49.6016 | 1.8204e-05 | 0.00081678 | 587.9649 |  | 32.6269 | 0 | 32.6269 | 49.5 | 1.255 | 40.9471 | 1 | 0 | 40.9471 |  |  | 0
49.6016 | 0 | 587.9641 | 587.9641 | 1 |  | 15:12 | 66.26 |  | 583.731 | 0 | 587.9641 | 49.6016 | 49.6016 | 1.6383e-05 | 0.0007351 | 587.9648 |  | 32.6268 | 0 | 32.6268 | 49.5 | 1.255 | 40.947 | 1 | 0 | 40.947 |  |  | 0
49.6016 | 0 | 587.9641 | 587.9641 | 1 |  | 15:12 | 66.28 |  | 583.7326 | 0 | 587.9641 | 49.6016 | 49.6016 | 1.4745e-05 | 0.00066159 | 587.9648 |  | 32.6268 | 0 | 32.6268 | 49.5 | 1.255 | 40.947 | 1 | 0 | 40.947 |  |  | 0
49.6016 | 0 | 587.9641 | 587.9641 | 1 |  | 15:12 | 66.3 |  | 583.7342 | 0 | 587.9641 | 49.6016 | 49.6016 | 1.3271e-05 | 0.00059543 | 587.9647 |  | 32.6267 | 0 | 32.6267 | 49.5 | 1.255 | 40.9469 | 1 | 0 | 40.9469 |  |  | 0
49.6016 | 0 | 587.9641 | 587.9641 | 1 |  | 15:12 | 66.32 |  | 583.7359 | 0 | 587.9641 | 49.6016 | 49.6016 | 1.1944e-05 | 0.00053589 | 587.9646 |  | 32.6266 | 0 | 32.6266 | 49.5 | 1.255 | 40.9468 | 1 | 0 | 40.9468 |  |  | 0
49.6016 | 0 | 587.9641 | 587.9641 | 1 |  | 15:12 | 66.34 |  | 583.7375 | 0 | 587.9641 | 49.6016 | 49.6016 | 1.0749e-05 | 0.0004823 | 587.9646 |  | 32.6266 | 0 | 32.6266 | 49.5 | 1.255 | 40.9468 | 1 | 0 | 40.9468 |  |  | 0
49.6016 | 0 | 587.9641 | 587.9641 | 1 |  | 15:12 | 66.36 |  | 583.7391 | 0 | 587.9641 | 49.6016 | 49.6016 | 9.6743e-06 | 0.00043407 | 587.9645 |  | 32.6265 | 0 | 32.6265 | 49.5 | 1.255 | 40.9468 | 1 | 0 | 40.9468 |  |  | 0
49.6016 | 0 | 587.6385 | 587.6385 | 1 |  | 15:12 | 66.38 |  | 583.7407 | 0 | 587.6385 | 49.6016 | 49.6016 | 8.7068e-06 | 0.00039066 | 587.6389 |  | 32.3009 | 0 | 32.3009 | 49.5 | 1.255 | 40.5381 | 1 | 0 | 40.5381 |  |  | 0
49.6016 | 0 | 587.6385 | 587.6385 | 1 |  | 15:12 | 66.4 |  | 583.7424 | 0 | 587.6385 | 49.6016 | 49.6016 | 7.8362e-06 | 0.0003516 | 587.6389 |  | 32.3008 | 0 | 32.3008 | 49.5 | 1.255 | 40.5381 | 1 | 0 | 40.5381 |  |  | 0
49.6016 | 0 | 587.313 | 587.313 | 1 |  | 15:12 | 66.42 |  | 583.744 | 0 | 587.313 | 49.6016 | 49.6016 | 7.0525e-06 | 0.00031644 | 587.3133 |  | 31.9753 | 0 | 31.9753 | 49.5 | 1.255 | 40.1295 | 1 | 0 | 40.1295 |  |  | 0
49.6016 | 0 | 587.313 | 587.313 | 1 |  | 15:12 | 66.44 |  | 583.7456 | 0 | 587.313 | 49.6016 | 49.6016 | 0.0034063 | 0.15284 | 587.4658 |  | 32.1278 | 0 | 32.1278 | 49.5 | 1.255 | 40.321 | 1 | 0 | 40.321 |  |  | 0
49.6016 | 0 | 587.313 | 587.313 | 1 |  | 15:12 | 66.46 |  | 583.7473 | 0 | 587.313 | 49.6016 | 49.6016 | 0.0081657 | 0.36638 | 587.6794 |  | 32.3414 | 0 | 32.3414 | 49.5 | 1.255 | 40.589 | 1 | 0 | 40.589 |  |  | 0
49.6016 | 0 | 586.9874 | 586.9874 | 1 |  | 15:12 | 66.48 |  | 583.7489 | 0 | 586.9874 | 49.6016 | 49.6019 | 0.012449 | 0.55857 | 587.546 |  | 32.208 | 0 | 32.208 | 49.5 | 1.2561 | 40.4561 | 1 | 0 | 40.4561 |  |  | 0
49.6016 | 0 | 587.313 | 587.313 | 1 |  | 15:12 | 66.5 |  | 583.7505 | 0 | 587.313 | 49.6016 | 49.6022 | 0.014604 | 0.65527 | 587.9683 |  | 32.6303 | 0 | 32.6303 | 49.5 | 1.2571 | 41.0181 | 1 | 0 | 41.0181 |  |  | 0
49.6016 | 0 | 586.9874 | 586.9874 | 1 |  | 15:12 | 66.52 |  | 583.7522 | 0 | 586.9874 | 49.6016 | 49.6025 | 0.013144 | 0.58974 | 587.5771 |  | 32.2391 | 0 | 32.2391 | 49.5 | 1.2579 | 40.5545 | 1 | 0 | 40.5545 |  |  | 0
49.6016 | 0 | 586.9874 | 586.9874 | 1 |  | 15:12 | 66.54 |  | 583.7538 | 0 | 586.9874 | 49.6016 | 49.6028 | 0.011829 | 0.53077 | 587.5182 |  | 32.1802 | 0 | 32.1802 | 49.5 | 1.2587 | 40.5056 | 1 | 0 | 40.5056 |  |  | 0
49.6016 | 0 | 586.9874 | 586.9874 | 1 |  | 15:12 | 66.56 |  | 583.7554 | 0 | 586.9874 | 49.6016 | 49.603 | 0.010646 | 0.47769 | 587.4651 |  | 32.1271 | 0 | 32.1271 | 49.5 | 1.2594 | 40.4615 | 1 | 0 | 40.4615 |  |  | 0
49.6016 | 0 | 586.9874 | 586.9874 | 1 |  | 15:12 | 66.58 |  | 583.757 | 0 | 586.9874 | 49.6016 | 49.6032 | 0.0095818 | 0.42992 | 587.4173 |  | 32.0793 | 0 | 32.0793 | 49.5 | 1.2601 | 40.4218 | 1 | 0 | 40.4218 |  |  | 0
49.6016 | 0 | 586.9874 | 586.9874 | 1 |  | 15:12 | 66.6 |  | 583.7587 | 0 | 586.9874 | 49.6016 | 49.6034 | 0.0086237 | 0.38693 | 587.3743 |  | 32.0363 | 0 | 32.0363 | 49.5 | 1.2606 | 40.386 | 1 | 0 | 40.386 |  |  | 0
49.6016 | 0 | 586.9874 | 586.9874 | 1 |  | 15:12 | 66.62 |  | 583.7603 | 0 | 586.9874 | 49.6016 | 49.6035 | 0.0077613 | 0.34824 | 587.3356 |  | 31.9976 | 0 | 31.9976 | 49.5 | 1.2611 | 40.3538 | 1 | 0 | 40.3538 |  |  | 0
49.6016 | 0 | 586.9874 | 586.9874 | 1 |  | 15:12 | 66.64 |  | 583.7619 | 0 | 586.9874 | 49.6016 | 49.6037 | 0.0069852 | 0.31341 | 587.3008 |  | 31.9628 | 0 | 31.9628 | 49.5 | 1.2616 | 40.3247 | 1 | 0 | 40.3247 |  |  | 0
49.605 | 0 | 586.9874 | 586.9874 | 1 |  | 15:12 | 66.66 |  | 583.7636 | 0 | 586.9874 | 49.6019 | 49.6038 | 0.0062866 | 0.28209 | 587.2695 |  | 31.9315 | 0 | 31.9315 | 49.5 | 1.262 | 40.2986 | 1 | 0 | 40.2986 |  |  | 0
49.605 | 0 | 586.9874 | 586.9874 | 1 |  | 15:12 | 66.68 |  | 583.7652 | 0 | 586.9874 | 49.6022 | 49.6039 | 0.005658 | 0.25388 | 587.2413 |  | 31.9033 | 0 | 31.9033 | 49.5 | 1.2624 | 40.2751 | 1 | 0 | 40.2751 |  |  | 0
49.605 | 0 | 586.9874 | 586.9874 | 1 |  | 15:12 | 66.7 |  | 583.7668 | 0 | 586.9874 | 49.6025 | 49.604 | 0.0050922 | 0.22849 | 587.2159 |  | 31.8779 | 0 | 31.8779 | 49.5 | 1.2628 | 40.2539 | 1 | 0 | 40.2539 |  |  | 0
49.605 | 0 | 586.9874 | 586.9874 | 1 |  | 15:12 | 66.72 |  | 583.7685 | 0 | 586.9874 | 49.6028 | 49.6041 | 0.004583 | 0.20564 | 587.193 |  | 31.855 | 0 | 31.855 | 49.5 | 1.2631 | 40.2348 | 1 | 0 | 40.2348 |  |  | 0
49.605 | 0 | 586.9874 | 586.9874 | 1 |  | 15:12 | 66.74 |  | 583.7701 | 0 | 586.9874 | 49.603 | 49.6042 | 0.0041247 | 0.18508 | 587.1725 |  | 31.8345 | 0 | 31.8345 | 49.5 | 1.2633 | 40.2176 | 1 | 0 | 40.2176 |  |  | 0
49.605 | 0 | 587.313 | 587.313 | 1 |  | 15:12 | 66.76 |  | 583.7717 | 0 | 587.313 | 49.6032 | 49.6043 | 0.0037122 | 0.16657 | 587.4796 |  | 32.1416 | 0 | 32.1416 | 49.5 | 1.2636 | 40.6135 | 1 | 0 | 40.6135 |  |  | 0
49.605 | 0 | 587.6385 | 587.6385 | 1 |  | 15:12 | 66.78 |  | 583.7733 | 0 | 587.6385 | 49.6034 | 49.6044 | 0.003341 | 0.14991 | 587.7884 |  | 32.4504 | 0 | 32.4504 | 49.5 | 1.2638 | 41.011 | 1 | 0 | 41.011 |  |  | 0
49.605 | 0 | 586.9874 | 586.9874 | 1 |  | 15:12 | 66.8 |  | 583.775 | 0 | 586.9874 | 49.6035 | 49.6044 | 0.0030069 | 0.13492 | 587.1223 |  | 31.7843 | 0 | 31.7843 | 49.5 | 1.264 | 40.1756 | 1 | 0 | 40.1756 |  |  | 0
49.605 | 0 | 586.9874 | 586.9874 | 1 |  | 15:12 | 66.82 |  | 583.7766 | 0 | 586.9874 | 49.6037 | 49.6045 | 0.0027062 | 0.12143 | 587.1088 |  | 31.7708 | 0 | 31.7708 | 49.5 | 1.2642 | 40.1643 | 1 | 0 | 40.1643 |  |  | 0
49.605 | 0 | 587.313 | 587.313 | 1 |  | 15:12 | 66.84 |  | 583.7782 | 0 | 587.313 | 49.6038 | 49.6045 | 0.0024356 | 0.10929 | 587.4223 |  | 32.0843 | 0 | 32.0843 | 49.5 | 1.2644 | 40.5658 | 1 | 0 | 40.5658 |  |  | 0
49.605 | 0 | 587.313 | 587.313 | 1 |  | 15:12 | 66.86 |  | 583.7799 | 0 | 587.313 | 49.6039 | 49.6046 | 0.002192 | 0.098359 | 587.4114 |  | 32.0734 | 0 | 32.0734 | 49.5 | 1.2645 | 40.5567 | 1 | 0 | 40.5567 |  |  | 0
49.605 | 0 | 586.9874 | 586.9874 | 1 |  | 15:12 | 66.88 |  | 583.7815 | 0 | 586.9874 | 49.604 | 49.6046 | 0.0054728 | 0.24557 | 587.233 |  | 31.895 | 0 | 31.895 | 49.5 | 1.2646 | 40.3354 | 1 | 0 | 40.3354 |  |  | 0
49.605 | 0 | 586.9874 | 586.9874 | 1 |  | 15:12 | 66.9 |  | 583.7831 | 0 | 586.9874 | 49.6041 | 49.6047 | 0.010176 | 0.45659 | 587.444 |  | 32.106 | 0 | 32.106 | 49.5 | 1.2648 | 40.6061 | 1 | 0 | 40.6061 |  |  | 0
49.605 | 0 | 587.313 | 587.313 | 1 |  | 15:12 | 66.92 |  | 583.7848 | 0 | 587.313 | 49.6042 | 49.605 | 0.014408 | 0.64651 | 587.9595 |  | 32.6215 | 0 | 32.6215 | 49.5 | 1.266 | 41.2981 | 1 | 0 | 41.2981 |  |  | 0
49.605 | 0 | 586.9874 | 586.9874 | 1 |  | 15:12 | 66.94 |  | 583.7864 | 0 | 586.9874 | 49.6043 | 49.6054 | 0.016467 | 0.73891 | 587.7263 |  | 32.3883 | 0 | 32.3883 | 49.5 | 1.2671 | 41.0388 | 1 | 0 | 41.0388 |  |  | 0
49.605 | 0 | 586.9874 | 586.9874 | 1 |  | 15:12 | 66.96 |  | 583.788 | 0 | 586.9874 | 49.6044 | 49.6057 | 0.01482 | 0.66502 | 587.6524 |  | 32.3144 | 0 | 32.3144 | 49.5 | 1.2681 | 40.9774 | 1 | 0 | 40.9774 |  |  | 0
49.605 | 0 | 586.9874 | 586.9874 | 1 |  | 15:12 | 66.98 |  | 583.7896 | 0 | 586.9874 | 49.6044 | 49.606 | 0.013338 | 0.59851 | 587.5859 |  | 32.2479 | 0 | 32.2479 | 49.5 | 1.269 | 40.9221 | 1 | 0 | 40.9221 |  |  | 0
49.605 | 0 | 586.6619 | 586.6619 | 1 |  | 15:12 | 67 |  | 583.7913 | 0 | 586.6619 | 49.6045 | 49.6062 | 0.012005 | 0.53866 | 587.2006 |  | 31.8626 | 0 | 31.8626 | 49.5 | 1.2698 | 40.4589 | 1 | 0 | 40.4589 |  |  | 0
49.605 | 0 | 586.9874 | 586.9874 | 1 |  | 15:12 | 67.02 |  | 583.7929 | 0 | 586.9874 | 49.6045 | 49.6065 | 0.010804 | 0.4848 | 587.4722 |  | 32.1342 | 0 | 32.1342 | 49.5 | 1.2705 | 40.8273 | 1 | 0 | 40.8273 |  |  | 0
49.605 | 0 | 586.3363 | 586.3363 | 1 |  | 15:12 | 67.04 |  | 583.7945 | 0 | 586.3363 | 49.6046 | 49.6067 | 0.0097237 | 0.43632 | 586.7726 |  | 31.4346 | 0 | 31.4346 | 49.5 | 1.2712 | 39.9592 | 1 | 0 | 39.9592 |  |  | 0
49.605 | 0 | 586.6619 | 586.6619 | 1 |  | 15:12 | 67.06 |  | 583.7962 | 0 | 586.6619 | 49.6046 | 49.6068 | 0.0087513 | 0.39269 | 587.0546 |  | 31.7166 | 0 | 31.7166 | 49.5 | 1.2718 | 40.3364 | 1 | 0 | 40.3364 |  |  | 0
49.605 | 0 | 586.6619 | 586.6619 | 1 |  | 15:12 | 67.08 |  | 583.7978 | 0 | 586.6619 | 49.6047 | 49.607 | 0.0078762 | 0.35342 | 587.0153 |  | 31.6773 | 0 | 31.6773 | 49.5 | 1.2723 | 40.3034 | 1 | 0 | 40.3034 |  |  | 0
49.6085 | 0 | 586.3363 | 586.3363 | 1 |  | 15:12 | 67.1 |  | 583.7994 | 0 | 586.3363 | 49.605 | 49.6072 | 0.0070886 | 0.3181 | 586.6544 |  | 31.3164 | 0 | 31.3164 | 49.5 | 1.2728 | 39.8593 | 1 | 0 | 39.8593 |  |  | 0
49.6085 | 0 | 586.6619 | 586.6619 | 1 |  | 15:12 | 67.12 |  | 583.8011 | 0 | 586.6619 | 49.6054 | 49.6073 | 0.0063797 | 0.28629 | 586.9482 |  | 31.6102 | 0 | 31.6102 | 49.5 | 1.2732 | 40.2469 | 1 | 0 | 40.2469 |  |  | 0
49.6085 | 0 | 586.6619 | 586.6619 | 1 |  | 15:12 | 67.14 |  | 583.8027 | 0 | 586.6619 | 49.6057 | 49.6074 | 0.0057418 | 0.25766 | 586.9196 |  | 31.5816 | 0 | 31.5816 | 49.5 | 1.2736 | 40.2228 | 1 | 0 | 40.2228 |  |  | 0
49.6085 | 0 | 586.6619 | 586.6619 | 1 |  | 15:12 | 67.16 |  | 583.8043 | 0 | 586.6619 | 49.606 | 49.6075 | 0.0051676 | 0.23189 | 586.8938 |  | 31.5558 | 0 | 31.5558 | 49.5 | 1.274 | 40.201 | 1 | 0 | 40.201 |  |  | 0
49.6085 | 0 | 586.9874 | 586.9874 | 1 |  | 15:12 | 67.18 |  | 583.8059 | 0 | 586.9874 | 49.6062 | 49.6076 | 0.0046508 | 0.2087 | 587.1961 |  | 31.8581 | 0 | 31.8581 | 49.5 | 1.2743 | 40.5963 | 1 | 0 | 40.5963 |  |  | 0
49.6085 | 0 | 586.9874 | 586.9874 | 1 |  | 15:12 | 67.2 |  | 583.8076 | 0 | 586.9874 | 49.6065 | 49.6077 | 0.0041857 | 0.18783 | 587.1752 |  | 31.8372 | 0 | 31.8372 | 49.5 | 1.2746 | 40.5787 | 1 | 0 | 40.5787 |  |  | 0
49.6085 | 0 | 586.9874 | 586.9874 | 1 |  | 15:12 | 67.22 |  | 583.8092 | 0 | 586.9874 | 49.6067 | 49.6078 | 0.0037672 | 0.16905 | 587.1565 |  | 31.8184 | 0 | 31.8184 | 49.5 | 1.2748 | 40.563 | 1 | 0 | 40.563 |  |  | 0
49.6085 | 0 | 586.9874 | 586.9874 | 1 |  | 15:12 | 67.24 |  | 583.8108 | 0 | 586.9874 | 49.6068 | 49.6079 | 0.0067904 | 0.30472 | 587.2921 |  | 31.9541 | 0 | 31.9541 | 49.5 | 1.2751 | 40.7433 | 1 | 0 | 40.7433 |  |  | 0
49.6085 | 0 | 586.9874 | 586.9874 | 1 |  | 15:12 | 67.26 |  | 583.8125 | 0 | 586.9874 | 49.607 | 49.6079 | 0.011211 | 0.50311 | 587.4905 |  | 32.1525 | 0 | 32.1525 | 49.5 | 1.2753 | 41.0029 | 1 | 0 | 41.0029 |  |  | 0
49.6085 | 0 | 586.9874 | 586.9874 | 1 |  | 15:12 | 67.28 |  | 583.8141 | 0 | 586.9874 | 49.6072 | 49.6083 | 0.01519 | 0.68166 | 587.6691 |  | 32.3311 | 0 | 32.3311 | 49.5 | 1.2766 | 41.2725 | 1 | 0 | 41.2725 |  |  | 0
49.6085 | 0 | 586.9874 | 586.9874 | 1 |  | 15:12 | 67.3 |  | 583.8157 | 0 | 586.9874 | 49.6073 | 49.6087 | 0.017071 | 0.76607 | 587.7535 |  | 32.4155 | 0 | 32.4155 | 49.5 | 1.2777 | 41.4181 | 1 | 0 | 41.4181 |  |  | 0
49.6085 | 0 | 586.9874 | 586.9874 | 1 |  | 15:12 | 67.32 |  | 583.8174 | 0 | 586.9874 | 49.6074 | 49.609 | 0.015364 | 0.68946 | 587.6769 |  | 32.3389 | 0 | 32.3389 | 49.5 | 1.2788 | 41.3542 | 1 | 0 | 41.3542 |  |  | 0
49.6085 | 0 | 586.9874 | 586.9874 | 1 |  | 15:12 | 67.34 |  | 583.819 | 0 | 586.9874 | 49.6075 | 49.6093 | 0.013828 | 0.62051 | 587.6079 |  | 32.2699 | 0 | 32.2699 | 49.5 | 1.2797 | 41.2967 | 1 | 0 | 41.2967 |  |  | 0
49.6085 | 0 | 587.313 | 587.313 | 1 |  | 15:12 | 67.36 |  | 583.8206 | 0 | 587.313 | 49.6076 | 49.6096 | 0.012445 | 0.55846 | 587.8715 |  | 32.5335 | 0 | 32.5335 | 49.5 | 1.2806 | 41.6618 | 1 | 0 | 41.6618 |  |  | 0
49.6085 | 0 | 587.9641 | 587.9641 | 1 |  | 15:12 | 67.38 |  | 583.8222 | 0 | 587.9641 | 49.6077 | 49.6098 | 0.0112 | 0.50262 | 588.4667 |  | 33.1287 | 0 | 33.1287 | 49.5 | 1.2814 | 42.4495 | 1 | 0 | 42.4495 |  |  | 0
49.6085 | 0 | 587.6385 | 587.6385 | 1 |  | 15:12 | 67.4 |  | 583.8239 | 0 | 587.6385 | 49.6078 | 49.61 | 0.01008 | 0.45235 | 588.0909 |  | 32.7529 | 0 | 32.7529 | 49.5 | 1.282 | 41.9907 | 1 | 0 | 41.9907 |  |  | 0
49.6085 | 0 | 587.313 | 587.313 | 1 |  | 15:12 | 67.42 |  | 583.8255 | 0 | 587.313 | 49.6079 | 49.6102 | 0.0090724 | 0.40712 | 587.7201 |  | 32.3821 | 0 | 32.3821 | 49.5 | 1.2827 | 41.5356 | 1 | 0 | 41.5356 |  |  | 0
49.6085 | 0 | 586.9874 | 586.9874 | 1 |  | 15:12 | 67.44 |  | 583.8271 | 0 | 586.9874 | 49.6079 | 49.6104 | 0.0081651 | 0.36641 | 587.3538 |  | 32.0158 | 0 | 32.0158 | 49.5 | 1.2832 | 41.0838 | 1 | 0 | 41.0838 |  |  | 0
49.6119 | 0 | 587.313 | 587.313 | 1 |  | 15:12 | 67.46 |  | 583.8288 | 0 | 587.313 | 49.6083 | 49.6105 | 0.0073486 | 0.32979 | 587.6428 |  | 32.3048 | 0 | 32.3048 | 49.5 | 1.2837 | 41.471 | 1 | 0 | 41.471 |  |  | 0
49.6119 | 0 | 586.9874 | 586.9874 | 1 |  | 15:12 | 67.48 |  | 583.8304 | 0 | 586.9874 | 49.6087 | 49.6107 | 0.0066137 | 0.29681 | 587.2842 |  | 31.9462 | 0 | 31.9462 | 49.5 | 1.2842 | 41.0253 | 1 | 0 | 41.0253 |  |  | 0
49.6119 | 0 | 586.9874 | 586.9874 | 1 |  | 15:12 | 67.5 |  | 583.832 | 0 | 586.9874 | 49.609 | 49.6108 | 0.0059524 | 0.26713 | 587.2545 |  | 31.9165 | 0 | 31.9165 | 49.5 | 1.2846 | 41.0003 | 1 | 0 | 41.0003 |  |  | 0
49.6119 | 0 | 586.9874 | 586.9874 | 1 |  | 15:12 | 67.52 |  | 583.8337 | 0 | 586.9874 | 49.6093 | 49.6109 | 0.0053571 | 0.24042 | 587.2278 |  | 31.8898 | 0 | 31.8898 | 49.5 | 1.285 | 40.9778 | 1 | 0 | 40.9778 |  |  | 0
49.6119 | 0 | 586.9874 | 586.9874 | 1 |  | 15:12 | 67.54 |  | 583.8353 | 0 | 586.9874 | 49.6096 | 49.611 | 0.0048214 | 0.21637 | 587.2038 |  | 31.8658 | 0 | 31.8658 | 49.5 | 1.2853 | 40.9576 | 1 | 0 | 40.9576 |  |  | 0
49.6119 | 0 | 586.9874 | 586.9874 | 1 |  | 15:12 | 67.56 |  | 583.8369 | 0 | 586.9874 | 49.6098 | 49.6111 | 0.0043393 | 0.19474 | 587.1821 |  | 31.8441 | 0 | 31.8441 | 49.5 | 1.2856 | 40.9393 | 1 | 0 | 40.9393 |  |  | 0
49.6119 | 0 | 586.9874 | 586.9874 | 1 |  | 15:12 | 67.58 |  | 583.8385 | 0 | 586.9874 | 49.61 | 49.6112 | 0.0039054 | 0.17526 | 587.1627 |  | 31.8247 | 0 | 31.8247 | 49.5 | 1.2859 | 40.9229 | 1 | 0 | 40.9229 |  |  | 0
49.6119 | 0 | 586.9874 | 586.9874 | 1 |  | 15:12 | 67.6 |  | 583.8402 | 0 | 586.9874 | 49.6102 | 49.6112 | 0.0070148 | 0.31481 | 587.3022 |  | 31.9642 | 0 | 31.9642 | 49.5 | 1.2861 | 41.1101 | 1 | 0 | 41.1101 |  |  | 0
49.6119 | 0 | 586.9874 | 586.9874 | 1 |  | 15:12 | 67.62 |  | 583.8418 | 0 | 586.9874 | 49.6104 | 49.6113 | 0.011563 | 0.51894 | 587.5063 |  | 32.1683 | 0 | 32.1683 | 49.5 | 1.2863 | 41.3797 | 1 | 0 | 41.3797 |  |  | 0
49.6119 | 0 | 586.9874 | 586.9874 | 1 |  | 15:12 | 67.64 |  | 583.8434 | 0 | 586.9874 | 49.6105 | 49.6117 | 0.015657 | 0.70265 | 587.6901 |  | 32.352 | 0 | 32.352 | 49.5 | 1.2877 | 41.66 | 1 | 0 | 41.66 |  |  | 0
49.6119 | 0 | 586.9874 | 586.9874 | 1 |  | 15:12 | 67.66 |  | 583.8451 | 0 | 586.9874 | 49.6107 | 49.6121 | 0.017591 | 0.78946 | 587.7769 |  | 32.4389 | 0 | 32.4389 | 49.5 | 1.2889 | 41.8114 | 1 | 0 | 41.8114 |  |  | 0
49.6119 | 0 | 586.9874 | 586.9874 | 1 |  | 15:12 | 67.68 |  | 583.8467 | 0 | 586.9874 | 49.6108 | 49.6124 | 0.015832 | 0.71051 | 587.6979 |  | 32.3599 | 0 | 32.3599 | 49.5 | 1.29 | 41.7454 | 1 | 0 | 41.7454 |  |  | 0
49.6119 | 0 | 586.6619 | 586.6619 | 1 |  | 15:12 | 67.7 |  | 583.8483 | 0 | 586.6619 | 49.6109 | 49.6127 | 0.014249 | 0.63946 | 587.3014 |  | 31.9634 | 0 | 31.9634 | 49.5 | 1.291 | 41.2656 | 1 | 0 | 41.2656 |  |  | 0
49.6119 | 0 | 586.9874 | 586.9874 | 1 |  | 15:12 | 67.72 |  | 583.85 | 0 | 586.9874 | 49.611 | 49.613 | 0.012824 | 0.57551 | 587.5629 |  | 32.2249 | 0 | 32.2249 | 49.5 | 1.2919 | 41.6322 | 1 | 0 | 41.6322 |  |  | 0
49.6119 | 0 | 586.9874 | 586.9874 | 1 |  | 15:12 | 67.74 |  | 583.8516 | 0 | 586.9874 | 49.6111 | 49.6132 | 0.011542 | 0.51796 | 587.5054 |  | 32.1674 | 0 | 32.1674 | 49.5 | 1.2927 | 41.5838 | 1 | 0 | 41.5838 |  |  | 0
49.6119 | 0 | 586.9874 | 586.9874 | 1 |  | 15:12 | 67.76 |  | 583.8532 | 0 | 586.9874 | 49.6112 | 49.6134 | 0.010387 | 0.46617 | 587.4536 |  | 32.1156 | 0 | 32.1156 | 49.5 | 1.2935 | 41.5403 | 1 | 0 | 41.5403 |  |  | 0
49.6119 | 0 | 586.9874 | 586.9874 | 1 |  | 15:12 | 67.78 |  | 583.8548 | 0 | 586.9874 | 49.6112 | 49.6136 | 0.0093487 | 0.41955 | 587.407 |  | 32.0689 | 0 | 32.0689 | 49.5 | 1.2941 | 41.501 | 1 | 0 | 41.501 |  |  | 0
49.6119 | 0 | 586.9874 | 586.9874 | 1 |  | 15:12 | 67.8 |  | 583.8565 | 0 | 586.9874 | 49.6113 | 49.6138 | 0.0084139 | 0.3776 | 587.365 |  | 32.027 | 0 | 32.027 | 49.5 | 1.2947 | 41.4656 | 1 | 0 | 41.4656 |  |  | 0
49.6154 | 0 | 586.9874 | 586.9874 | 1 |  | 15:12 | 67.82 |  | 583.8581 | 0 | 586.9874 | 49.6117 | 49.614 | 0.0075725 | 0.33986 | 587.3273 |  | 31.9893 | 0 | 31.9893 | 49.5 | 1.2952 | 41.4338 | 1 | 0 | 41.4338 |  |  | 0
49.6154 | 0 | 586.9874 | 586.9874 | 1 |  | 15:12 | 67.84 |  | 583.8597 | 0 | 586.9874 | 49.6121 | 49.6141 | 0.0068152 | 0.30587 | 587.2933 |  | 31.9553 | 0 | 31.9553 | 49.5 | 1.2957 | 41.4051 | 1 | 0 | 41.4051 |  |  | 0
49.6154 | 0 | 586.9874 | 586.9874 | 1 |  | 15:12 | 67.86 |  | 583.8614 | 0 | 586.9874 | 49.6124 | 49.6142 | 0.0061337 | 0.27529 | 587.2627 |  | 31.9247 | 0 | 31.9247 | 49.5 | 1.2962 | 41.3793 | 1 | 0 | 41.3793 |  |  | 0
49.6154 | 0 | 586.9874 | 586.9874 | 1 |  | 15:12 | 67.88 |  | 583.863 | 0 | 586.9874 | 49.6127 | 49.6144 | 0.0055203 | 0.24776 | 587.2352 |  | 31.8972 | 0 | 31.8972 | 49.5 | 1.2965 | 41.356 | 1 | 0 | 41.356 |  |  | 0
49.6154 | 0 | 586.9874 | 586.9874 | 1 |  | 15:12 | 67.9 |  | 583.8646 | 0 | 586.9874 | 49.613 | 49.6145 | 0.0049683 | 0.22298 | 587.2104 |  | 31.8724 | 0 | 31.8724 | 49.5 | 1.2969 | 41.335 | 1 | 0 | 41.335 |  |  | 0
49.6154 | 0 | 586.9874 | 586.9874 | 1 |  | 15:12 | 67.92 |  | 583.8663 | 0 | 586.9874 | 49.6132 | 49.6146 | 0.0044715 | 0.20068 | 587.1881 |  | 31.8501 | 0 | 31.8501 | 49.5 | 1.2972 | 41.3161 | 1 | 0 | 41.3161 |  |  | 0
49.6154 | 0 | 587.313 | 587.313 | 1 |  | 15:12 | 67.94 |  | 583.8679 | 0 | 587.313 | 49.6134 | 49.6146 | 0.0040243 | 0.18062 | 587.4936 |  | 32.1556 | 0 | 32.1556 | 49.5 | 1.2975 | 41.7216 | 1 | 0 | 41.7216 |  |  | 0
49.6154 | 0 | 587.6385 | 587.6385 | 1 |  | 15:12 | 67.96 |  | 583.8695 | 0 | 587.6385 | 49.6136 | 49.6147 | 0.0036219 | 0.16255 | 587.8011 |  | 32.4631 | 0 | 32.4631 | 49.5 | 1.2977 | 42.1288 | 1 | 0 | 42.1288 |  |  | 0
49.6154 | 0 | 587.6385 | 587.6385 | 1 |  | 15:12 | 67.98 |  | 583.8711 | 0 | 587.6385 | 49.6138 | 49.6148 | 0.0032597 | 0.1463 | 587.7848 |  | 32.4468 | 0 | 32.4468 | 49.5 | 1.298 | 42.1152 | 1 | 0 | 42.1152 |  |  | 0
49.6154 | 0 | 587.6385 | 587.6385 | 1 |  | 15:12 | 68 |  | 583.8728 | 0 | 587.6385 | 49.614 | 49.6148 | 0.0029337 | 0.13167 | 587.7702 |  | 32.4322 | 0 | 32.4322 | 49.5 | 1.2982 | 42.1029 | 1 | 0 | 42.1029 |  |  | 0
49.6154 | 0 | 586.9874 | 586.9874 | 1 |  | 15:12 | 68.02 |  | 583.8744 | 0 | 586.9874 | 49.6141 | 49.6149 | 0.0026404 | 0.1185 | 587.1059 |  | 31.7679 | 0 | 31.7679 | 49.5 | 1.2984 | 41.2465 | 1 | 0 | 41.2465 |  |  | 0
49.6154 | 0 | 586.9874 | 586.9874 | 1 |  | 15:12 | 68.04 |  | 583.876 | 0 | 586.9874 | 49.6142 | 49.615 | 0.0023763 | 0.10665 | 587.0941 |  | 31.756 | 0 | 31.756 | 49.5 | 1.2985 | 41.2365 | 1 | 0 | 41.2365 |  |  | 0
49.6154 | 0 | 586.9874 | 586.9874 | 1 |  | 15:12 | 68.06 |  | 583.8777 | 0 | 586.9874 | 49.6144 | 49.615 | 0.0055387 | 0.24858 | 587.236 |  | 31.898 | 0 | 31.898 | 49.5 | 1.2987 | 41.4256 | 1 | 0 | 41.4256 |  |  | 0
49.6154 | 0 | 586.9874 | 586.9874 | 1 |  | 15:12 | 68.08 |  | 583.8793 | 0 | 586.9874 | 49.6145 | 49.615 | 0.010085 | 0.45262 | 587.44 |  | 32.102 | 0 | 32.102 | 49.5 | 1.2988 | 41.6949 | 1 | 0 | 41.6949 |  |  | 0
49.6154 | 0 | 586.9874 | 586.9874 | 1 |  | 15:12 | 68.1 |  | 583.8809 | 0 | 586.9874 | 49.6146 | 49.6154 | 0.014176 | 0.63625 | 587.6236 |  | 32.2856 | 0 | 32.2856 | 49.5 | 1.3001 | 41.9745 | 1 | 0 | 41.9745 |  |  | 0
49.6154 | 0 | 586.9874 | 586.9874 | 1 |  | 15:12 | 68.12 |  | 583.8826 | 0 | 586.9874 | 49.6146 | 49.6158 | 0.016159 | 0.72522 | 587.7126 |  | 32.3746 | 0 | 32.3746 | 49.5 | 1.3012 | 42.1272 | 1 | 0 | 42.1272 |  |  | 0
49.6154 | 0 | 586.9874 | 586.9874 | 1 |  | 15:12 | 68.14 |  | 583.8842 | 0 | 586.9874 | 49.6147 | 49.6161 | 0.014543 | 0.6527 | 587.6401 |  | 32.3021 | 0 | 32.3021 | 49.5 | 1.3023 | 42.0662 | 1 | 0 | 42.0662 |  |  | 0
49.6154 | 0 | 586.9874 | 586.9874 | 1 |  | 15:12 | 68.16 |  | 583.8858 | 0 | 586.9874 | 49.6148 | 49.6163 | 0.013089 | 0.58743 | 587.5748 |  | 32.2368 | 0 | 32.2368 | 49.5 | 1.3032 | 42.0112 | 1 | 0 | 42.0112 |  |  | 0
49.6154 | 0 | 586.9874 | 586.9874 | 1 |  | 15:12 | 68.18 |  | 583.8874 | 0 | 586.9874 | 49.6148 | 49.6166 | 0.01178 | 0.52868 | 587.5161 |  | 32.1781 | 0 | 32.1781 | 49.5 | 1.304 | 41.9617 | 1 | 0 | 41.9617 |  |  | 0
49.6154 | 0 | 586.9874 | 586.9874 | 1 |  | 15:12 | 68.2 |  | 583.8891 | 0 | 586.9874 | 49.6149 | 49.6168 | 0.010602 | 0.47582 | 587.4632 |  | 32.1252 | 0 | 32.1252 | 49.5 | 1.3048 | 41.917 | 1 | 0 | 41.917 |  |  | 0
49.6154 | 0 | 586.9874 | 586.9874 | 1 |  | 15:12 | 68.22 |  | 583.8907 | 0 | 586.9874 | 49.615 | 49.617 | 0.0095416 | 0.42823 | 587.4156 |  | 32.0776 | 0 | 32.0776 | 49.5 | 1.3055 | 41.8768 | 1 | 0 | 41.8768 |  |  | 0
49.6154 | 0 | 586.9874 | 586.9874 | 1 |  | 15:12 | 68.24 |  | 583.8923 | 0 | 586.9874 | 49.615 | 49.6172 | 0.0085874 | 0.38541 | 587.3728 |  | 32.0348 | 0 | 32.0348 | 49.5 | 1.3061 | 41.8406 | 1 | 0 | 41.8406 |  |  | 0
49.6154 | 0 | 586.6619 | 586.6619 | 1 |  | 15:12 | 68.26 |  | 583.894 | 0 | 586.6619 | 49.615 | 49.6173 | 0.0077287 | 0.34687 | 587.0088 |  | 31.6708 | 0 | 31.6708 | 49.5 | 1.3067 | 41.3826 | 1 | 0 | 41.3826 |  |  | 0
49.6188 | 0 | 586.6619 | 586.6619 | 1 |  | 15:12 | 68.28 |  | 583.8956 | 0 | 586.6619 | 49.6154 | 49.6175 | 0.0069558 | 0.3122 | 586.9741 |  | 31.6361 | 0 | 31.6361 | 49.5 | 1.3071 | 41.3531 | 1 | 0 | 41.3531 |  |  | 0
49.6188 | 0 | 586.6619 | 586.6619 | 1 |  | 15:12 | 68.3 |  | 583.8972 | 0 | 586.6619 | 49.6158 | 49.6176 | 0.0062602 | 0.28098 | 586.9429 |  | 31.6049 | 0 | 31.6049 | 49.5 | 1.3076 | 41.3264 | 1 | 0 | 41.3264 |  |  | 0
49.6188 | 0 | 586.9874 | 586.9874 | 1 |  | 15:12 | 68.32 |  | 583.8989 | 0 | 586.9874 | 49.6161 | 49.6177 | 0.0056342 | 0.25288 | 587.2403 |  | 31.9023 | 0 | 31.9023 | 49.5 | 1.308 | 41.7282 | 1 | 0 | 41.7282 |  |  | 0
49.6188 | 0 | 586.9874 | 586.9874 | 1 |  | 15:12 | 68.34 |  | 583.9005 | 0 | 586.9874 | 49.6163 | 49.6178 | 0.0050708 | 0.2276 | 587.215 |  | 31.877 | 0 | 31.877 | 49.5 | 1.3084 | 41.7067 | 1 | 0 | 41.7067 |  |  | 0
49.6188 | 0 | 586.9874 | 586.9874 | 1 |  | 15:12 | 68.36 |  | 583.9021 | 0 | 586.9874 | 49.6166 | 49.6179 | 0.0045637 | 0.20484 | 587.1922 |  | 31.8542 | 0 | 31.8542 | 49.5 | 1.3087 | 41.6874 | 1 | 0 | 41.6874 |  |  | 0
49.6188 | 0 | 586.9874 | 586.9874 | 1 |  | 15:12 | 68.38 |  | 583.9037 | 0 | 586.9874 | 49.6168 | 49.618 | 0.0041073 | 0.18435 | 587.1718 |  | 31.8337 | 0 | 31.8337 | 49.5 | 1.309 | 41.67 | 1 | 0 | 41.67 |  |  | 0
49.6188 | 0 | 586.9874 | 586.9874 | 1 |  | 15:12 | 68.4 |  | 583.9054 | 0 | 586.9874 | 49.617 | 49.6181 | 0.0036966 | 0.16592 | 587.1533 |  | 31.8153 | 0 | 31.8153 | 49.5 | 1.3093 | 41.6543 | 1 | 0 | 41.6543 |  |  | 0
49.6188 | 0 | 586.9874 | 586.9874 | 1 |  | 15:12 | 68.42 |  | 583.907 | 0 | 586.9874 | 49.6172 | 49.6182 | 0.0033269 | 0.14933 | 587.1367 |  | 31.7987 | 0 | 31.7987 | 49.5 | 1.3095 | 41.6402 | 1 | 0 | 41.6402 |  |  | 0
49.6188 | 0 | 586.9874 | 586.9874 | 1 |  | 15:12 | 68.44 |  | 583.9086 | 0 | 586.9874 | 49.6173 | 49.6182 | 0.0029942 | 0.13439 | 587.1218 |  | 31.7838 | 0 | 31.7838 | 49.5 | 1.3097 | 41.6274 | 1 | 0 | 41.6274 |  |  | 0
49.6188 | 0 | 586.9874 | 586.9874 | 1 |  | 15:12 | 68.46 |  | 583.9103 | 0 | 586.9874 | 49.6175 | 49.6183 | 0.0026948 | 0.12095 | 587.1084 |  | 31.7704 | 0 | 31.7704 | 49.5 | 1.3099 | 41.616 | 1 | 0 | 41.616 |  |  | 0
49.6188 | 0 | 586.9874 | 586.9874 | 1 |  | 15:12 | 68.48 |  | 583.9119 | 0 | 586.9874 | 49.6176 | 49.6183 | 0.0024253 | 0.10886 | 587.0963 |  | 31.7583 | 0 | 31.7583 | 49.5 | 1.3101 | 41.6057 | 1 | 0 | 41.6057 |  |  | 0
49.6188 | 0 | 586.9874 | 586.9874 | 1 |  | 15:12 | 68.5 |  | 583.9135 | 0 | 586.9874 | 49.6177 | 49.6184 | 0.0021828 | 0.097973 | 587.0854 |  | 31.7474 | 0 | 31.7474 | 49.5 | 1.3102 | 41.5964 | 1 | 0 | 41.5964 |  |  | 0
49.6188 | 0 | 587.6385 | 587.6385 | 1 |  | 15:12 | 68.52 |  | 583.9152 | 0 | 587.6385 | 49.6178 | 49.6184 | 0.0019645 | 0.088176 | 587.7267 |  | 32.3887 | 0 | 32.3887 | 49.5 | 1.3104 | 42.4413 | 1 | 0 | 42.4413 |  |  | 0
49.6188 | 0 | 587.313 | 587.313 | 1 |  | 15:12 | 68.54 |  | 583.9168 | 0 | 587.313 | 49.6179 | 49.6185 | 0.0017681 | 0.079358 | 587.3924 |  | 32.0544 | 0 | 32.0544 | 49.5 | 1.3105 | 42.0073 | 1 | 0 | 42.0073 |  |  | 0
49.6188 | 0 | 587.6385 | 587.6385 | 1 |  | 15:12 | 68.56 |  | 583.9184 | 0 | 587.6385 | 49.618 | 49.6185 | 0.0015913 | 0.071422 | 587.7099 |  | 32.3719 | 0 | 32.3719 | 49.5 | 1.3106 | 42.4271 | 1 | 0 | 42.4271 |  |  | 0
49.6188 | 0 | 587.6385 | 587.6385 | 1 |  | 15:12 | 68.58 |  | 583.92 | 0 | 587.6385 | 49.6181 | 49.6185 | 0.0014321 | 0.06428 | 587.7028 |  | 32.3648 | 0 | 32.3648 | 49.5 | 1.3107 | 42.4211 | 1 | 0 | 42.4211 |  |  | 0
49.6188 | 0 | 587.6385 | 587.6385 | 1 |  | 15:12 | 68.6 |  | 583.9217 | 0 | 587.6385 | 49.6182 | 49.6186 | 0.0012889 | 0.057852 | 587.6964 |  | 32.3583 | 0 | 32.3583 | 49.5 | 1.3108 | 42.4157 | 1 | 0 | 42.4157 |  |  | 0
49.6188 | 0 | 586.9874 | 586.9874 | 1 |  | 15:12 | 68.62 |  | 583.9233 | 0 | 586.9874 | 49.6182 | 49.6186 | 0.00116 | 0.052067 | 587.0395 |  | 31.7015 | 0 | 31.7015 | 49.5 | 1.3109 | 41.5573 | 1 | 0 | 41.5573 |  |  | 0
49.6188 | 0 | 587.313 | 587.313 | 1 |  | 15:12 | 68.64 |  | 583.9249 | 0 | 587.313 | 49.6183 | 49.6186 | 0.001044 | 0.04686 | 587.3599 |  | 32.0219 | 0 | 32.0219 | 49.5 | 1.311 | 41.9797 | 1 | 0 | 41.9797 |  |  | 0
49.6188 | 0 | 587.313 | 587.313 | 1 |  | 15:12 | 68.66 |  | 583.9266 | 0 | 587.313 | 49.6183 | 49.6186 | 0.0044396 | 0.19927 | 587.5123 |  | 32.1743 | 0 | 32.1743 | 49.5 | 1.311 | 42.1817 | 1 | 0 | 42.1817 |  |  | 0
49.6188 | 0 | 587.313 | 587.313 | 1 |  | 15:12 | 68.68 |  | 583.9282 | 0 | 587.313 | 49.6184 | 49.6186 | 0.0092457 | 0.41498 | 587.728 |  | 32.39 | 0 | 32.39 | 49.5 | 1.3111 | 42.4665 | 1 | 0 | 42.4665 |  |  | 0
49.6188 | 0 | 587.313 | 587.313 | 1 |  | 15:12 | 68.7 |  | 583.9298 | 0 | 587.313 | 49.6184 | 49.619 | 0.013571 | 0.60912 | 587.9221 |  | 32.5841 | 0 | 32.5841 | 49.5 | 1.3124 | 42.762 | 1 | 0 | 42.762 |  |  | 0
49.6188 | 0 | 587.6385 | 587.6385 | 1 |  | 15:12 | 68.72 |  | 583.9315 | 0 | 587.6385 | 49.6185 | 49.6193 | 0.015714 | 0.70531 | 588.3438 |  | 33.0058 | 0 | 33.0058 | 49.5 | 1.3135 | 43.3529 | 1 | 0 | 43.3529 |  |  | 0
49.6188 | 0 | 587.313 | 587.313 | 1 |  | 15:12 | 68.74 |  | 583.9331 | 0 | 587.313 | 49.6185 | 49.6196 | 0.014143 | 0.63478 | 587.9478 |  | 32.6098 | 0 | 32.6098 | 49.5 | 1.3145 | 42.8661 | 1 | 0 | 42.8661 |  |  | 0
49.6188 | 0 | 586.9874 | 586.9874 | 1 |  | 15:12 | 68.76 |  | 583.9347 | 0 | 586.9874 | 49.6185 | 49.6199 | 0.012728 | 0.5713 | 587.5587 |  | 32.2207 | 0 | 32.2207 | 49.5 | 1.3154 | 42.3844 | 1 | 0 | 42.3844 |  |  | 0
49.6188 | 0 | 586.9874 | 586.9874 | 1 |  | 15:12 | 68.78 |  | 583.9363 | 0 | 586.9874 | 49.6186 | 49.6201 | 0.011455 | 0.51417 | 587.5016 |  | 32.1636 | 0 | 32.1636 | 49.5 | 1.3163 | 42.336 | 1 | 0 | 42.336 |  |  | 0
49.6188 | 0 | 586.9874 | 586.9874 | 1 |  | 15:12 | 68.8 |  | 583.938 | 0 | 586.9874 | 49.6186 | 49.6204 | 0.01031 | 0.46275 | 587.4502 |  | 32.1121 | 0 | 32.1121 | 49.5 | 1.317 | 42.2924 | 1 | 0 | 42.2924 |  |  | 0
49.6188 | 0 | 586.9874 | 586.9874 | 1 |  | 15:12 | 68.82 |  | 583.9396 | 0 | 586.9874 | 49.6186 | 49.6205 | 0.009279 | 0.41648 | 587.4039 |  | 32.0659 | 0 | 32.0659 | 49.5 | 1.3177 | 42.2531 | 1 | 0 | 42.2531 |  |  | 0
49.6188 | 0 | 586.9874 | 586.9874 | 1 |  | 15:12 | 68.84 |  | 583.9412 | 0 | 586.9874 | 49.6186 | 49.6207 | 0.0083511 | 0.37483 | 587.3622 |  | 32.0242 | 0 | 32.0242 | 49.5 | 1.3183 | 42.2177 | 1 | 0 | 42.2177 |  |  | 0
49.6188 | 0 | 586.9874 | 586.9874 | 1 |  | 15:12 | 68.86 |  | 583.9429 | 0 | 586.9874 | 49.6186 | 49.6209 | 0.007516 | 0.33735 | 587.3247 |  | 31.9867 | 0 | 31.9867 | 49.5 | 1.3189 | 42.1858 | 1 | 0 | 42.1858 |  |  | 0
49.6223 | 0 | 586.9874 | 586.9874 | 1 |  | 15:12 | 68.88 |  | 583.9445 | 0 | 586.9874 | 49.619 | 49.621 | 0.0067644 | 0.30363 | 587.291 |  | 31.953 | 0 | 31.953 | 49.5 | 1.3193 | 42.1571 | 1 | 0 | 42.1571 |  |  | 0
49.6223 | 0 | 586.9874 | 586.9874 | 1 |  | 15:12 | 68.9 |  | 583.9461 | 0 | 586.9874 | 49.6193 | 49.6212 | 0.0060879 | 0.27327 | 587.2607 |  | 31.9227 | 0 | 31.9227 | 49.5 | 1.3198 | 42.1312 | 1 | 0 | 42.1312 |  |  | 0
49.6223 | 0 | 586.9874 | 586.9874 | 1 |  | 15:12 | 68.92 |  | 583.9478 | 0 | 586.9874 | 49.6196 | 49.6213 | 0.0054791 | 0.24594 | 587.2333 |  | 31.8953 | 0 | 31.8953 | 49.5 | 1.3202 | 42.1079 | 1 | 0 | 42.1079 |  |  | 0
49.6223 | 0 | 586.9874 | 586.9874 | 1 |  | 15:12 | 68.94 |  | 583.9494 | 0 | 586.9874 | 49.6199 | 49.6214 | 0.0049312 | 0.22135 | 587.2087 |  | 31.8707 | 0 | 31.8707 | 49.5 | 1.3205 | 42.0869 | 1 | 0 | 42.0869 |  |  | 0
49.6223 | 0 | 586.9874 | 586.9874 | 1 |  | 15:12 | 68.96 |  | 583.951 | 0 | 586.9874 | 49.6201 | 49.6215 | 0.0044381 | 0.19921 | 587.1866 |  | 31.8486 | 0 | 31.8486 | 49.5 | 1.3209 | 42.068 | 1 | 0 | 42.068 |  |  | 0
49.6223 | 0 | 586.9874 | 586.9874 | 1 |  | 15:12 | 68.98 |  | 583.9526 | 0 | 586.9874 | 49.6204 | 49.6215 | 0.0039943 | 0.17929 | 587.1667 |  | 31.8287 | 0 | 31.8287 | 49.5 | 1.3212 | 42.051 | 1 | 0 | 42.051 |  |  | 0
49.6223 | 0 | 586.9874 | 586.9874 | 1 |  | 15:12 | 69 |  | 583.9543 | 0 | 586.9874 | 49.6205 | 49.6216 | 0.0035949 | 0.16136 | 587.1488 |  | 31.8108 | 0 | 31.8108 | 49.5 | 1.3214 | 42.0357 | 1 | 0 | 42.0357 |  |  | 0
49.6223 | 0 | 586.9874 | 586.9874 | 1 |  | 15:12 | 69.02 |  | 583.9559 | 0 | 586.9874 | 49.6207 | 49.6217 | 0.0032354 | 0.14523 | 587.1326 |  | 31.7946 | 0 | 31.7946 | 49.5 | 1.3217 | 42.0219 | 1 | 0 | 42.0219 |  |  | 0
49.6223 | 0 | 586.9874 | 586.9874 | 1 |  | 15:12 | 69.04 |  | 583.9575 | 0 | 586.9874 | 49.6209 | 49.6218 | 0.0029118 | 0.1307 | 587.1181 |  | 31.7801 | 0 | 31.7801 | 49.5 | 1.3219 | 42.0095 | 1 | 0 | 42.0095 |  |  | 0
49.6223 | 0 | 586.9874 | 586.9874 | 1 |  | 15:12 | 69.06 |  | 583.9592 | 0 | 586.9874 | 49.621 | 49.6218 | 0.0026207 | 0.11763 | 587.105 |  | 31.767 | 0 | 31.767 | 49.5 | 1.3221 | 41.9983 | 1 | 0 | 41.9983 |  |  | 0
49.6223 | 0 | 586.9874 | 586.9874 | 1 |  | 15:12 | 69.08 |  | 583.9608 | 0 | 586.9874 | 49.6212 | 49.6219 | 0.0023586 | 0.10587 | 587.0933 |  | 31.7553 | 0 | 31.7553 | 49.5 | 1.3222 | 41.9882 | 1 | 0 | 41.9882 |  |  | 0
49.6223 | 0 | 586.9874 | 586.9874 | 1 |  | 15:12 | 69.1 |  | 583.9624 | 0 | 586.9874 | 49.6213 | 49.6219 | 0.0021227 | 0.095283 | 587.0827 |  | 31.7447 | 0 | 31.7447 | 49.5 | 1.3224 | 41.9792 | 1 | 0 | 41.9792 |  |  | 0
49.6223 | 0 | 587.313 | 587.313 | 1 |  | 15:12 | 69.12 |  | 583.9641 | 0 | 587.313 | 49.6214 | 49.6219 | 0.0019105 | 0.085755 | 587.3988 |  | 32.0608 | 0 | 32.0608 | 49.5 | 1.3225 | 42.4016 | 1 | 0 | 42.4016 |  |  | 0
49.6223 | 0 | 586.9874 | 586.9874 | 1 |  | 15:12 | 69.14 |  | 583.9657 | 0 | 586.9874 | 49.6215 | 49.622 | 0.0017194 | 0.077179 | 587.0646 |  | 31.7266 | 0 | 31.7266 | 49.5 | 1.3227 | 41.9637 | 1 | 0 | 41.9637 |  |  | 0
49.6223 | 0 | 586.9874 | 586.9874 | 1 |  | 15:12 | 69.16 |  | 583.9673 | 0 | 586.9874 | 49.6215 | 49.622 | 0.0015475 | 0.069461 | 587.0569 |  | 31.7189 | 0 | 31.7189 | 49.5 | 1.3228 | 41.9571 | 1 | 0 | 41.9571 |  |  | 0
49.6223 | 0 | 586.9874 | 586.9874 | 1 |  | 15:12 | 69.18 |  | 583.9689 | 0 | 586.9874 | 49.6216 | 49.622 | 0.0013927 | 0.062515 | 587.0499 |  | 31.7119 | 0 | 31.7119 | 49.5 | 1.3229 | 41.9511 | 1 | 0 | 41.9511 |  |  | 0
49.6223 | 0 | 586.9874 | 586.9874 | 1 |  | 15:12 | 69.2 |  | 583.9706 | 0 | 586.9874 | 49.6217 | 49.6221 | 0.0012534 | 0.056264 | 587.0437 |  | 31.7057 | 0 | 31.7057 | 49.5 | 1.323 | 41.9458 | 1 | 0 | 41.9458 |  |  | 0
49.6223 | 0 | 586.9874 | 586.9874 | 1 |  | 15:12 | 69.22 |  | 583.9722 | 0 | 586.9874 | 49.6218 | 49.6221 | 0.0011281 | 0.050637 | 587.038 |  | 31.7 | 0 | 31.7 | 49.5 | 1.3231 | 41.9409 | 1 | 0 | 41.9409 |  |  | 0
49.6223 | 0 | 586.9874 | 586.9874 | 1 |  | 15:12 | 69.24 |  | 583.9738 | 0 | 586.9874 | 49.6218 | 49.6221 | 0.0010153 | 0.045574 | 587.033 |  | 31.695 | 0 | 31.695 | 49.5 | 1.3231 | 41.9366 | 1 | 0 | 41.9366 |  |  | 0
49.6223 | 0 | 586.9874 | 586.9874 | 1 |  | 15:12 | 69.26 |  | 583.9755 | 0 | 586.9874 | 49.6219 | 49.6221 | 0.00091376 | 0.041016 | 587.0284 |  | 31.6904 | 0 | 31.6904 | 49.5 | 1.3232 | 41.9327 | 1 | 0 | 41.9327 |  |  | 0
49.6223 | 0 | 587.6385 | 587.6385 | 1 |  | 15:12 | 69.28 |  | 583.9771 | 0 | 587.6385 | 49.6219 | 49.6221 | 0.00082239 | 0.036915 | 587.6754 |  | 32.3374 | 0 | 32.3374 | 49.5 | 1.3233 | 42.7908 | 1 | 0 | 42.7908 |  |  | 0
49.6223 | 0 | 587.313 | 587.313 | 1 |  | 15:12 | 69.3 |  | 583.9787 | 0 | 587.313 | 49.6219 | 49.6222 | 0.00074015 | 0.033223 | 587.3462 |  | 32.0082 | 0 | 32.0082 | 49.5 | 1.3233 | 42.3569 | 1 | 0 | 42.3569 |  |  | 0
49.6223 | 0 | 587.6385 | 587.6385 | 1 |  | 15:12 | 69.32 |  | 583.9804 | 0 | 587.6385 | 49.622 | 49.6222 | 0.00066613 | 0.029901 | 587.6684 |  | 32.3304 | 0 | 32.3304 | 49.5 | 1.3234 | 42.7848 | 1 | 0 | 42.7848 |  |  | 0
49.6223 | 0 | 586.9874 | 586.9874 | 1 |  | 15:12 | 69.34 |  | 583.982 | 0 | 586.9874 | 49.622 | 49.6222 | 0.00059952 | 0.026911 | 587.0143 |  | 31.6763 | 0 | 31.6763 | 49.5 | 1.3234 | 41.9206 | 1 | 0 | 41.9206 |  |  | 0
49.6223 | 0 | 587.313 | 587.313 | 1 |  | 15:12 | 69.36 |  | 583.9836 | 0 | 587.313 | 49.622 | 49.6222 | 0.00053957 | 0.02422 | 587.3372 |  | 31.9992 | 0 | 31.9992 | 49.5 | 1.3234 | 42.3492 | 1 | 0 | 42.3492 |  |  | 0
49.6223 | 0 | 587.313 | 587.313 | 1 |  | 15:12 | 69.38 |  | 583.9852 | 0 | 587.313 | 49.6221 | 49.6222 | 0.00048561 | 0.021798 | 587.3348 |  | 31.9968 | 0 | 31.9968 | 49.5 | 1.3235 | 42.3471 | 1 | 0 | 42.3471 |  |  | 0
49.6223 | 0 | 586.9874 | 586.9874 | 1 |  | 15:12 | 69.4 |  | 583.9869 | 0 | 586.9874 | 49.6221 | 49.6222 | 0.00043705 | 0.019618 | 587.007 |  | 31.669 | 0 | 31.669 | 49.5 | 1.3235 | 41.9144 | 1 | 0 | 41.9144 |  |  | 0
49.6223 | 0 | 586.9874 | 586.9874 | 1 |  | 15:12 | 69.42 |  | 583.9885 | 0 | 586.9874 | 49.6221 | 49.6222 | 0.00039335 | 0.017656 | 587.0051 |  | 31.6671 | 0 | 31.6671 | 49.5 | 1.3235 | 41.9127 | 1 | 0 | 41.9127 |  |  | 0
49.6223 | 0 | 586.9874 | 586.9874 | 1 |  | 15:12 | 69.44 |  | 583.9901 | 0 | 586.9874 | 49.6221 | 49.6222 | 0.00035401 | 0.015891 | 587.0033 |  | 31.6653 | 0 | 31.6653 | 49.5 | 1.3236 | 41.9112 | 1 | 0 | 41.9112 |  |  | 0
49.6223 | 0 | 587.313 | 587.313 | 1 |  | 15:12 | 69.46 |  | 583.9918 | 0 | 587.313 | 49.6221 | 49.6222 | 0.00031861 | 0.014301 | 587.3273 |  | 31.9893 | 0 | 31.9893 | 49.5 | 1.3236 | 42.3408 | 1 | 0 | 42.3408 |  |  | 0
49.6223 | 0 | 587.313 | 587.313 | 1 |  | 15:12 | 69.48 |  | 583.9934 | 0 | 587.313 | 49.6222 | 49.6222 | 0.00028675 | 0.012871 | 587.3259 |  | 31.9879 | 0 | 31.9879 | 49.5 | 1.3236 | 42.3395 | 1 | 0 | 42.3395 |  |  | 0
49.6223 | 0 | 587.313 | 587.313 | 1 |  | 15:12 | 69.5 |  | 583.995 | 0 | 587.313 | 49.6222 | 49.6223 | 0.00025807 | 0.011584 | 587.3246 |  | 31.9866 | 0 | 31.9866 | 49.5 | 1.3236 | 42.3384 | 1 | 0 | 42.3384 |  |  | 0
49.6223 | 0 | 587.6385 | 587.6385 | 1 |  | 15:12 | 69.52 |  | 583.9967 | 0 | 587.6385 | 49.6222 | 49.6223 | 0.00023227 | 0.010426 | 587.6489 |  | 32.3109 | 0 | 32.3109 | 49.5 | 1.3236 | 42.7683 | 1 | 0 | 42.7683 |  |  | 0
49.6223 | 0 | 587.9641 | 587.9641 | 1 |  | 15:12 | 69.54 |  | 583.9983 | 0 | 587.9641 | 49.6222 | 49.6223 | 0.00020904 | 0.0093832 | 587.9735 |  | 32.6355 | 0 | 32.6355 | 49.5 | 1.3237 | 43.1984 | 1 | 0 | 43.1984 |  |  | 0
49.6223 | 0 | 587.6385 | 587.6385 | 1 |  | 15:12 | 69.56 |  | 583.9999 | 0 | 587.6385 | 49.6222 | 49.6223 | 0.00018814 | 0.0084449 | 587.6469 |  | 32.3089 | 0 | 32.3089 | 49.5 | 1.3237 | 42.7666 | 1 | 0 | 42.7666 |  |  | 0
49.6223 | 0 | 587.6385 | 587.6385 | 1 |  | 15:12 | 69.58 |  | 584.0015 | 0 | 587.6385 | 49.6222 | 49.6223 | 0.00016932 | 0.0076004 | 587.6461 |  | 32.3081 | 0 | 32.3081 | 49.5 | 1.3237 | 42.7659 | 1 | 0 | 42.7659 |  |  | 0
49.6223 | 0 | 587.6385 | 587.6385 | 1 |  | 15:12 | 69.6 |  | 584.0032 | 0 | 587.6385 | 49.6222 | 49.6223 | 0.00015239 | 0.0068404 | 587.6453 |  | 32.3073 | 0 | 32.3073 | 49.5 | 1.3237 | 42.7653 | 1 | 0 | 42.7653 |  |  | 0
49.6223 | 0 | 587.6385 | 587.6385 | 1 |  | 15:12 | 69.62 |  | 584.0048 | 0 | 587.6385 | 49.6222 | 49.6223 | 0.00013715 | 0.0061563 | 587.6447 |  | 32.3067 | 0 | 32.3067 | 49.5 | 1.3237 | 42.7647 | 1 | 0 | 42.7647 |  |  | 0
49.6223 | 0 | 587.9641 | 587.9641 | 1 |  | 15:12 | 69.64 |  | 584.0064 | 0 | 587.9641 | 49.6222 | 49.6223 | 0.00012344 | 0.0055407 | 587.9696 |  | 32.6316 | 0 | 32.6316 | 49.5 | 1.3237 | 43.1952 | 1 | 0 | 43.1952 |  |  | 0
49.6223 | 0 | 587.6385 | 587.6385 | 1 |  | 15:12 | 69.66 |  | 584.0081 | 0 | 587.6385 | 49.6222 | 49.6223 | 9.2232e-05 | 0.00414 | 587.6426 |  | 32.3046 | 0 | 32.3046 | 49.5 | 1.3237 | 42.7626 | 1 | 0 | 42.7626 |  |  | 0
49.6223 | 0 | 587.9641 | 587.9641 | 1 |  | 15:12 | 69.68 |  | 584.0097 | 0 | 587.9641 | 49.6223 | 49.6223 | 5.4718e-05 | 0.0024561 | 587.9666 |  | 32.6286 | 0 | 32.6286 | 49.5 | 1.3237 | 43.1916 | 1 | 0 | 43.1916 |  |  | 0
49.6223 | 0 | 587.9641 | 587.9641 | 1 |  | 15:12 | 69.7 |  | 584.0113 | 0 | 587.9641 | 49.6223 | 49.6223 | 2.0956e-05 | 0.00094065 | 587.965 |  | 32.627 | 0 | 32.627 | 49.5 | 1.3237 | 43.1896 | 1 | 0 | 43.1896 |  |  | 0
49.6223 | 0 | 587.9641 | 587.9641 | 1 |  | 15:12 | 69.72 |  | 584.013 | 0 | 587.9641 | 49.6223 | 49.6223 | 7.1054e-14 | 3.1894e-12 | 587.9641 |  | 32.6261 | 0 | 32.6261 | 49.5 | 1.3237 | 43.1883 | 1 | 0 | 43.1883 |  |  | 0
49.6223 | 0 | 587.9641 | 587.9641 | 1 |  | 15:12 | 69.74 |  | 584.0146 | 0 | 587.9641 | 49.6223 | 49.6223 | 7.1054e-14 | 3.1894e-12 | 587.9641 |  | 32.6261 | 0 | 32.6261 | 49.5 | 1.3237 | 43.1883 | 1 | 0 | 43.1883 |  |  | 0
49.6223 | 0 | 587.9641 | 587.9641 | 1 |  | 15:12 | 69.76 |  | 584.0162 | 0 | 587.9641 | 49.6223 | 49.6223 | 7.1054e-14 | 3.1894e-12 | 587.9641 |  | 32.6261 | 0 | 32.6261 | 49.5 | 1.3237 | 43.1883 | 1 | 0 | 43.1883 |  |  | 0
49.6223 | 0 | 587.6385 | 587.6385 | 1 |  | 15:12 | 69.78 |  | 584.0178 | 0 | 587.6385 | 49.6223 | 49.6223 | 7.1054e-14 | 3.1894e-12 | 587.6385 |  | 32.3005 | 0 | 32.3005 | 49.5 | 1.3237 | 42.7573 | 1 | 0 | 42.7573 |  |  | 0
49.6223 | 0 | 587.6385 | 587.6385 | 1 |  | 15:12 | 69.8 |  | 584.0195 | 0 | 587.6385 | 49.6223 | 49.6223 | 7.1054e-14 | 3.1894e-12 | 587.6385 |  | 32.3005 | 0 | 32.3005 | 49.5 | 1.3237 | 42.7573 | 1 | 0 | 42.7573 |  |  | 0
49.6223 | 0 | 587.6385 | 587.6385 | 1 |  | 15:12 | 69.82 |  | 584.0211 | 0 | 587.6385 | 49.6223 | 49.6223 | 7.1054e-14 | 3.1894e-12 | 587.6385 |  | 32.3005 | 0 | 32.3005 | 49.5 | 1.3237 | 42.7573 | 1 | 0 | 42.7573 |  |  | 0
49.6223 | 0 | 587.9641 | 587.9641 | 1 |  | 15:12 | 69.84 |  | 584.0227 | 0 | 587.9641 | 49.6223 | 49.6223 | 7.1054e-14 | 3.1894e-12 | 587.9641 |  | 32.6261 | 0 | 32.6261 | 49.5 | 1.3237 | 43.1883 | 1 | 0 | 43.1883 |  |  | 0
49.6223 | 0 | 587.9641 | 587.9641 | 1 |  | 15:12 | 69.86 |  | 584.0244 | 0 | 587.9641 | 49.6223 | 49.6223 | 7.1054e-14 | 3.1894e-12 | 587.9641 |  | 32.6261 | 0 | 32.6261 | 49.5 | 1.3237 | 43.1883 | 1 | 0 | 43.1883 |  |  | 0
49.6223 | 0 | 587.313 | 587.313 | 1 |  | 15:12 | 69.88 |  | 584.026 | 0 | 587.313 | 49.6223 | 49.6223 | 7.1054e-14 | 3.1894e-12 | 587.313 |  | 31.975 | 0 | 31.975 | 49.5 | 1.3237 | 42.3264 | 1 | 0 | 42.3264 |  |  | 0
0 | 0 | 0 | 0 | 1 | 1 | 15:12 | 69.9 |  | 584.0276 | 0 | 0 | 49.6223 | 49.6223 | 7.1054e-14 | 0 | 0 |  | -555.338 | #DIV/0! | #DIV/0! | 49.5 | 1.3237 | #DIV/0! | 1 | #DIV/0! | #DIV/0! |  |  | 0
0 | 0 | 0 | 0 | 1 | 1 | 15:12 | 69.92 |  | 584.0293 | 0 | 0 | 49.6223 | 49.6223 | 7.1054e-14 | 0 | 0 |  | -555.338 | #DIV/0! | #DIV/0! | 49.5 | 1.3237 | #DIV/0! | 1 | #DIV/0! | #DIV/0! |  |  | 0
0 | 0 | 0 | 0 | 1 | 1 | 15:12 | 69.94 |  | 584.0309 | 0 | 0 | 49.6223 | 49.6223 | 7.1054e-14 | 0 | 0 |  | -555.338 | #DIV/0! | #DIV/0! | 49.5 | 1.3237 | #DIV/0! | 1 | #DIV/0! | #DIV/0! |  |  | 0
0 | 0 | 0 | 0 | 1 | 1 | 15:12 | 69.96 |  | 584.0325 | 0 | 0 | 49.6223 | 49.6223 | 7.1054e-14 | 0 | 0 |  | -555.338 | #DIV/0! | #DIV/0! | 49.5 | 1.3237 | #DIV/0! | 1 | #DIV/0! | #DIV/0! |  |  | 0
0 | 0 | 0 | 0 | 1 | 1 | 15:12 | 69.98 |  | 584.0341 | 0 | 0 | 49.6223 | 49.6223 | 7.1054e-14 | 0 | 0 |  | -555.338 | #DIV/0! | #DIV/0! | 49.5 | 1.3237 | #DIV/0! | 1 | #DIV/0! | #DIV/0! |  |  | 0
0 | 0 | 0 | 0 | 1 | 1 | 15:12 | 70 |  | 584.0358 | 0 | 0 | 49.6223 | 49.6223 | 7.1054e-14 | 0 | 0 |  | -555.338 | #DIV/0! | #DIV/0! | 49.5 | 1.3237 | #DIV/0! | 1 | #DIV/0! | #DIV/0! |  |  | 0
0 | 0 | 0 | 0 | 1 | 1 | 15:12 | 70.02 |  | 584.0374 | 0 | 0 | 49.6223 | 49.6223 | 7.1054e-14 | 0 | 0 |  | -555.338 | #DIV/0! | #DIV/0! | 49.5 | 1.3237 | #DIV/0! | 1 | #DIV/0! | #DIV/0! |  |  | 0
0 | 0 | 0 | 0 | 1 | 1 | 15:12 | 70.04 |  | 584.039 | 0 | 0 | 49.6223 | 49.6223 | 7.1054e-14 | 0 | 0 |  | -555.338 | #DIV/0! | #DIV/0! | 49.5 | 1.3237 | #DIV/0! | 1 | #DIV/0! | #DIV/0! |  |  | 0
0 | 0 | 0 | 0 | 1 | 1 | 15:12 | 70.06 |  | 584.0407 | 0 | 0 | 49.6223 | 49.6223 | 7.1054e-14 | 0 | 0 |  | -555.338 | #DIV/0! | #DIV/0! | 49.5 | 1.3237 | #DIV/0! | 1 | #DIV/0! | #DIV/0! |  |  | 0
0 | 0 | 0 | 0 | 1 | 1 | 15:12 | 70.08 |  | 584.0423 | 0 | 0 | 49.6223 | 49.6223 | 7.1054e-14 | 0 | 0 |  | -555.338 | #DIV/0! | #DIV/0! | 49.5 | 1.3237 | #DIV/0! | 1 | #DIV/0! | #DIV/0! |  |  | 0
0 | 0 | 0 | 0 | 1 | 1 | 15:12 | 70.1 |  | 584.0439 | 0 | 0 | 49.6223 | 49.6223 | 7.1054e-14 | 0 | 0 |  | -555.338 | #DIV/0! | #DIV/0! | 49.5 | 1.3237 | #DIV/0! | 1 | #DIV/0! | #DIV/0! |  |  | 0
0 | 0 | 0 | 0 | 1 | 1 | 15:12 | 70.12 |  | 584.0456 | 0 | 0 | 49.6223 | 49.6223 | 7.1054e-14 | 0 | 0 |  | -555.338 | #DIV/0! | #DIV/0! | 49.5 | 1.3237 | #DIV/0! | 1 | #DIV/0! | #DIV/0! |  |  | 0
0 | 0 | 0 | 0 | 1 | 1 | 15:12 | 70.14 |  | 584.0472 | 0 | 0 | 49.6223 | 49.6223 | 7.1054e-14 | 0 | 0 |  | -555.338 | #DIV/0! | #DIV/0! | 49.5 | 1.3237 | #DIV/0! | 1 | #DIV/0! | #DIV/0! |  |  | 0
0 | 0 | 0 | 0 | 1 | 1 | 15:12 | 70.16 |  | 584.0488 | 0 | 0 | 49.6223 | 49.6223 | 7.1054e-14 | 0 | 0 |  | -555.338 | #DIV/0! | #DIV/0! | 49.5 | 1.3237 | #DIV/0! | 1 | #DIV/0! | #DIV/0! |  |  | 0
0 | 0 | 0 | 0 | 1 | 1 | 15:12 | 70.18 |  | 584.0504 | 0 | 0 | 49.6223 | 49.6223 | 7.1054e-14 | 0 | 0 |  | -555.338 | #DIV/0! | #DIV/0! | 49.5 | 1.3237 | #DIV/0! | 1 | #DIV/0! | #DIV/0! |  |  | 0
0 | 0 | 0 | 0 | 1 | 1 | 15:12 | 70.2 |  | 584.0521 | 0 | 0 | 49.6223 | 49.6223 | 7.1054e-14 | 0 | 0 |  | -555.338 | #DIV/0! | #DIV/0! | 49.5 | 1.3237 | #DIV/0! | 1 | #DIV/0! | #DIV/0! |  |  | 0
0 | 0 | 0 | 0 | 1 | 1 | 15:12 | 70.22 |  | 584.0537 | 0 | 0 | 49.6223 | 49.6223 | 7.1054e-14 | 0 | 0 |  | -555.338 | #DIV/0! | #DIV/0! | 49.5 | 1.3237 | #DIV/0! | 1 | #DIV/0! | #DIV/0! |  |  | 0
0 | 0 | 0 | 0 | 1 | 1 | 15:12 | 70.24 |  | 584.0553 | 0 | 0 | 49.6223 | 49.6223 | 7.1054e-14 | 0 | 0 |  | -555.338 | #DIV/0! | #DIV/0! | 49.5 | 1.3237 | #DIV/0! | 1 | #DIV/0! | #DIV/0! |  |  | 0
0 | 0 | 0 | 0 | 1 | 1 | 15:12 | 70.26 |  | 584.057 | 0 | 0 | 49.6223 | 49.6223 | 7.1054e-14 | 0 | 0 |  | -555.338 | #DIV/0! | #DIV/0! | 49.5 | 1.3237 | #DIV/0! | 1 | #DIV/0! | #DIV/0! |  |  | 0
0 | 0 | 0 | 0 | 1 | 1 | 15:12 | 70.28 |  | 584.0586 | 0 | 0 | 49.6223 | 49.6223 | 7.1054e-14 | 0 | 0 |  | -555.338 | #DIV/0! | #DIV/0! | 49.5 | 1.3237 | #DIV/0! | 1 | #DIV/0! | #DIV/0! |  |  | 0
0 | 0 | 0 | 0 | 1 | 1 | 15:12 | 70.3 |  | 584.0602 | 0 | 0 | 49.6223 | 49.6223 | 7.1054e-14 | 0 | 0 |  | -555.338 | #DIV/0! | #DIV/0! | 49.5 | 1.3237 | #DIV/0! | 1 | #DIV/0! | #DIV/0! |  |  | 0
0 | 0 | 0 | 0 | 1 | 1 | 15:12 | 70.32 |  | 584.0619 | 0 | 0 | 49.6223 | 49.6223 | 7.1054e-14 | 0 | 0 |  | -555.338 | #DIV/0! | #DIV/0! | 49.5 | 1.3237 | #DIV/0! | 1 | #DIV/0! | #DIV/0! |  |  | 0
0 | 0 | 0 | 0 | 1 | 1 | 15:12 | 70.34 |  | 584.0635 | 0 | 0 | 49.6223 | 49.6223 | 7.1054e-14 | 0 | 0 |  | -555.338 | #DIV/0! | #DIV/0! | 49.5 | 1.3237 | #DIV/0! | 1 | #DIV/0! | #DIV/0! |  |  | 0
0 | 0 | 0 | 0 | 1 | 1 | 15:12 | 70.36 |  | 584.0651 | 0 | 0 | 49.6223 | 49.6223 | 7.1054e-14 | 0 | 0 |  | -555.338 | #DIV/0! | #DIV/0! | 49.5 | 1.3237 | #DIV/0! | 1 | #DIV/0! | #DIV/0! |  |  | 0
0 | 0 | 0 | 0 | 1 | 1 | 15:12 | 70.38 |  | 584.0667 | 0 | 0 | 49.6223 | 49.6223 | 7.1054e-14 | 0 | 0 |  | -555.338 | #DIV/0! | #DIV/0! | 49.5 | 1.3237 | #DIV/0! | 1 | #DIV/0! | #DIV/0! |  |  | 0
0 | 0 | 0 | 0 | 1 | 1 | 15:12 | 70.4 |  | 584.0684 | 0 | 0 | 49.6223 | 49.6223 | 7.1054e-14 | 0 | 0 |  | -555.338 | #DIV/0! | #DIV/0! | 49.5 | 1.3237 | #DIV/0! | 1 | #DIV/0! | #DIV/0! |  |  | 0
0 | 0 | 0 | 0 | 1 | 1 | 15:12 | 70.42 |  | 584.07 | 0 | 0 | 49.6223 | 49.6223 | 7.1054e-14 | 0 | 0 |  | -555.338 | #DIV/0! | #DIV/0! | 49.5 | 1.3237 | #DIV/0! | 1 | #DIV/0! | #DIV/0! |  |  | 0
0 | 0 | 0 | 0 | 1 | 1 | 15:12 | 70.44 |  | 584.0716 | 0 | 0 | 49.6223 | 49.6223 | 7.1054e-14 | 0 | 0 |  | -555.338 | #DIV/0! | #DIV/0! | 49.5 | 1.3237 | #DIV/0! | 1 | #DIV/0! | #DIV/0! |  |  | 0
0 | 0 | 0 | 0 | 1 | 1 | 15:12 | 70.46 |  | 584.0733 | 0 | 0 | 49.6223 | 49.6223 | 7.1054e-14 | 0 | 0 |  | -555.338 | #DIV/0! | #DIV/0! | 49.5 | 1.3237 | #DIV/0! | 1 | #DIV/0! | #DIV/0! |  |  | 0
0 | 0 | 0 | 0 | 1 | 1 | 15:12 | 70.48 |  | 584.0749 | 0 | 0 | 49.6223 | 49.6223 | 7.1054e-14 | 0 | 0 |  | -555.338 | #DIV/0! | #DIV/0! | 49.5 | 1.3237 | #DIV/0! | 1 | #DIV/0! | #DIV/0! |  |  | 0
0 | 0 | 0 | 0 | 1 | 1 | 15:12 | 70.5 |  | 584.0765 | 0 | 0 | 49.6223 | 49.6223 | 7.1054e-14 | 0 | 0 |  | -555.338 | #DIV/0! | #DIV/0! | 49.5 | 1.3237 | #DIV/0! | 1 | #DIV/0! | #DIV/0! |  |  | 0
0 | 0 | 0 | 0 | 1 | 1 | 15:12 | 70.52 |  | 584.0782 | 0 | 0 | 49.6223 | 49.6223 | 7.1054e-14 | 0 | 0 |  | -555.338 | #DIV/0! | #DIV/0! | 49.5 | 1.3237 | #DIV/0! | 1 | #DIV/0! | #DIV/0! |  |  | 0
0 | 0 | 0 | 0 | 1 | 1 | 15:12 | 70.54 |  | 584.0798 | 0 | 0 | 49.6223 | 49.6223 | 7.1054e-14 | 0 | 0 |  | -555.338 | #DIV/0! | #DIV/0! | 49.5 | 1.3237 | #DIV/0! | 1 | #DIV/0! | #DIV/0! |  |  | 0
0 | 0 | 0 | 0 | 1 | 1 | 15:12 | 70.56 |  | 584.0814 | 0 | 0 | 49.6223 | 49.6223 | 7.1054e-14 | 0 | 0 |  | -555.338 | #DIV/0! | #DIV/0! | 49.5 | 1.3237 | #DIV/0! | 1 | #DIV/0! | #DIV/0! |  |  | 0
0 | 0 | 0 | 0 | 1 | 1 | 15:12 | 70.58 |  | 584.083 | 0 | 0 | 49.6223 | 49.6223 | 7.1054e-14 | 0 | 0 |  | -555.338 | #DIV/0! | #DIV/0! | 49.5 | 1.3237 | #DIV/0! | 1 | #DIV/0! | #DIV/0! |  |  | 0
0 | 0 | 0 | 0 | 1 | 1 | 15:12 | 70.6 |  | 584.0847 | 0 | 0 | 49.6223 | 49.6223 | 7.1054e-14 | 0 | 0 |  | -555.338 | #DIV/0! | #DIV/0! | 49.5 | 1.3237 | #DIV/0! | 1 | #DIV/0! | #DIV/0! |  |  | 0
0 | 0 | 0 | 0 | 1 | 1 | 15:12 | 70.62 |  | 584.0863 | 0 | 0 | 49.6223 | 49.6223 | 7.1054e-14 | 0 | 0 |  | -555.338 | #DIV/0! | #DIV/0! | 49.5 | 1.3237 | #DIV/0! | 1 | #DIV/0! | #DIV/0! |  |  | 0
0 | 0 | 0 | 0 | 1 | 1 | 15:12 | 70.64 |  | 584.0879 | 0 | 0 | 49.6223 | 49.6223 | 7.1054e-14 | 0 | 0 |  | -555.338 | #DIV/0! | #DIV/0! | 49.5 | 1.3237 | #DIV/0! | 1 | #DIV/0! | #DIV/0! |  |  | 0
0 | 0 | 0 | 0 | 1 | 1 | 15:12 | 70.66 |  | 584.0896 | 0 | 0 | 49.6223 | 49.6223 | 7.1054e-14 | 0 | 0 |  | -555.338 | #DIV/0! | #DIV/0! | 49.5 | 1.3237 | #DIV/0! | 1 | #DIV/0! | #DIV/0! |  |  | 0
0 | 0 | 0 | 0 | 1 | 1 | 15:12 | 70.68 |  | 584.0912 | 0 | 0 | 49.6223 | 49.6223 | 7.1054e-14 | 0 | 0 |  | -555.338 | #DIV/0! | #DIV/0! | 49.5 | 1.3237 | #DIV/0! | 1 | #DIV/0! | #DIV/0! |  |  | 0
0 | 0 | 0 | 0 | 1 | 1 | 15:12 | 70.7 |  | 584.0928 | 0 | 0 | 49.6223 | 49.6223 | 7.1054e-14 | 0 | 0 |  | -555.338 | #DIV/0! | #DIV/0! | 49.5 | 1.3237 | #DIV/0! | 1 | #DIV/0! | #DIV/0! |  |  | 0
0 | 0 | 0 | 0 | 1 | 1 | 15:12 | 70.72 |  | 584.0945 | 0 | 0 | 49.6223 | 49.6223 | 7.1054e-14 | 0 | 0 |  | -555.338 | #DIV/0! | #DIV/0! | 49.5 | 1.3237 | #DIV/0! | 1 | #DIV/0! | #DIV/0! |  |  | 0
0 | 0 | 0 | 0 | 1 | 1 | 15:12 | 70.74 |  | 584.0961 | 0 | 0 | 49.6223 | 49.6223 | 7.1054e-14 | 0 | 0 |  | -555.338 | #DIV/0! | #DIV/0! | 49.5 | 1.3237 | #DIV/0! | 1 | #DIV/0! | #DIV/0! |  |  | 0
0 | 0 | 0 | 0 | 1 | 1 | 15:12 | 70.76 |  | 584.0977 | 0 | 0 | 49.6223 | 49.6223 | 7.1054e-14 | 0 | 0 |  | -555.338 | #DIV/0! | #DIV/0! | 49.5 | 1.3237 | #DIV/0! | 1 | #DIV/0! | #DIV/0! |  |  | 0
0 | 0 | 0 | 0 | 1 | 1 | 15:12 | 70.78 |  | 584.0993 | 0 | 0 | 49.6223 | 49.6223 | 7.1054e-14 | 0 | 0 |  | -555.338 | #DIV/0! | #DIV/0! | 49.5 | 1.3237 | #DIV/0! | 1 | #DIV/0! | #DIV/0! |  |  | 0
0 | 0 | 0 | 0 | 1 | 1 | 15:12 | 70.8 |  | 584.101 | 0 | 0 | 49.6223 | 49.6223 | 7.1054e-14 | 0 | 0 |  | -555.338 | #DIV/0! | #DIV/0! | 49.5 | 1.3237 | #DIV/0! | 1 | #DIV/0! | #DIV/0! |  |  | 0
0 | 0 | 0 | 0 | 1 | 1 | 15:12 | 70.82 |  | 584.1026 | 0 | 0 | 49.6223 | 49.6223 | 7.1054e-14 | 0 | 0 |  | -555.338 | #DIV/0! | #DIV/0! | 49.5 | 1.3237 | #DIV/0! | 1 | #DIV/0! | #DIV/0! |  |  | 0
0 | 0 | 0 | 0 | 1 | 1 | 15:12 | 70.84 |  | 584.1042 | 0 | 0 | 49.6223 | 49.6223 | 7.1054e-14 | 0 | 0 |  | -555.338 | #DIV/0! | #DIV/0! | 49.5 | 1.3237 | #DIV/0! | 1 | #DIV/0! | #DIV/0! |  |  | 0
0 | 0 | 0 | 0 | 1 | 1 | 15:12 | 70.86 |  | 584.1059 | 0 | 0 | 49.6223 | 49.6223 | 7.1054e-14 | 0 | 0 |  | -555.338 | #DIV/0! | #DIV/0! | 49.5 | 1.3237 | #DIV/0! | 1 | #DIV/0! | #DIV/0! |  |  | 0
0 | 0 | 0 | 0 | 1 | 1 | 15:12 | 70.88 |  | 584.1075 | 0 | 0 | 49.6223 | 49.6223 | 7.1054e-14 | 0 | 0 |  | -555.338 | #DIV/0! | #DIV/0! | 49.5 | 1.3237 | #DIV/0! | 1 | #DIV/0! | #DIV/0! |  |  | 0
0 | 0 | 0 | 0 | 1 | 1 | 15:12 | 70.9 |  | 584.1091 | 0 | 0 | 49.6223 | 49.6223 | 7.1054e-14 | 0 | 0 |  | -555.338 | #DIV/0! | #DIV/0! | 49.5 | 1.3237 | #DIV/0! | 1 | #DIV/0! | #DIV/0! |  |  | 0
0 | 0 | 0 | 0 | 1 | 1 | 15:12 | 70.92 |  | 584.1108 | 0 | 0 | 49.6223 | 49.6223 | 7.1054e-14 | 0 | 0 |  | -555.338 | #DIV/0! | #DIV/0! | 49.5 | 1.3237 | #DIV/0! | 1 | #DIV/0! | #DIV/0! |  |  | 0
0 | 0 | 0 | 0 | 1 | 1 | 15:12 | 70.94 |  | 584.1124 | 0 | 0 | 49.6223 | 49.6223 | 7.1054e-14 | 0 | 0 |  | -555.338 | #DIV/0! | #DIV/0! | 49.5 | 1.3237 | #DIV/0! | 1 | #DIV/0! | #DIV/0! |  |  | 0
0 | 0 | 0 | 0 | 1 | 1 | 15:12 | 70.96 |  | 584.114 | 0 | 0 | 49.6223 | 49.6223 | 7.1054e-14 | 0 | 0 |  | -555.338 | #DIV/0! | #DIV/0! | 49.5 | 1.3237 | #DIV/0! | 1 | #DIV/0! | #DIV/0! |  |  | 0
0 | 0 | 0 | 0 | 1 | 1 | 15:12 | 70.98 |  | 584.1156 | 0 | 0 | 49.6223 | 49.6223 | 7.1054e-14 | 0 | 0 |  | -555.338 | #DIV/0! | #DIV/0! | 49.5 | 1.3237 | #DIV/0! | 1 | #DIV/0! | #DIV/0! |  |  | 0
0 | 0 | 0 | 0 | 1 | 1 | 15:12 | 71 |  | 584.1173 | 0 | 0 | 49.6223 | 49.6223 | 7.1054e-14 | 0 | 0 |  | -555.338 | #DIV/0! | #DIV/0! | 49.5 | 1.3237 | #DIV/0! | 1 | #DIV/0! | #DIV/0! |  |  | 0
0 | 0 | 0 | 0 | 1 | 1 | 15:12 | 71.02 |  | 584.1189 | 0 | 0 | 49.6223 | 49.6223 | 7.1054e-14 | 0 | 0 |  | -555.338 | #DIV/0! | #DIV/0! | 49.5 | 1.3237 | #DIV/0! | 1 | #DIV/0! | #DIV/0! |  |  | 0
0 | 0 | 0 | 0 | 1 | 1 | 15:12 | 71.04 |  | 584.1205 | 0 | 0 | 49.6223 | 49.6223 | 7.1054e-14 | 0 | 0 |  | -555.338 | #DIV/0! | #DIV/0! | 49.5 | 1.3237 | #DIV/0! | 1 | #DIV/0! | #DIV/0! |  |  | 0
0 | 0 | 0 | 0 | 1 | 1 | 15:12 | 71.06 |  | 584.1222 | 0 | 0 | 49.6223 | 49.6223 | 7.1054e-14 | 0 | 0 |  | -555.338 | #DIV/0! | #DIV/0! | 49.5 | 1.3237 | #DIV/0! | 1 | #DIV/0! | #DIV/0! |  |  | 0
0 | 0 | 0 | 0 | 1 | 1 | 15:12 | 71.08 |  | 584.1238 | 0 | 0 | 49.6223 | 49.6223 | 7.1054e-14 | 0 | 0 |  | -555.338 | #DIV/0! | #DIV/0! | 49.5 | 1.3237 | #DIV/0! | 1 | #DIV/0! | #DIV/0! |  |  | 0
0 | 0 | 0 | 0 | 1 | 1 | 15:12 | 71.1 |  | 584.1254 | 0 | 0 | 49.6223 | 49.6223 | 7.1054e-14 | 0 | 0 |  | -555.338 | #DIV/0! | #DIV/0! | 49.5 | 1.3237 | #DIV/0! | 1 | #DIV/0! | #DIV/0! |  |  | 0
0 | 0 | 0 | 0 | 1 | 1 | 15:12 | 71.12 |  | 584.1271 | 0 | 0 | 49.6223 | 49.6223 | 7.1054e-14 | 0 | 0 |  | -555.338 | #DIV/0! | #DIV/0! | 49.5 | 1.3237 | #DIV/0! | 1 | #DIV/0! | #DIV/0! |  |  | 0
0 | 0 | 0 | 0 | 1 | 1 | 15:12 | 71.14 |  | 584.1287 | 0 | 0 | 49.6223 | 49.6223 | 7.1054e-14 | 0 | 0 |  | -555.338 | #DIV/0! | #DIV/0! | 49.5 | 1.3237 | #DIV/0! | 1 | #DIV/0! | #DIV/0! |  |  | 0
0 | 0 | 0 | 0 | 1 | 1 | 15:12 | 71.16 |  | 584.1303 | 0 | 0 | 49.6223 | 49.6223 | 7.1054e-14 | 0 | 0 |  | -555.338 | #DIV/0! | #DIV/0! | 49.5 | 1.3237 | #DIV/0! | 1 | #DIV/0! | #DIV/0! |  |  | 0
0 | 0 | 0 | 0 | 1 | 1 | 15:12 | 71.18 |  | 584.1319 | 0 | 0 | 49.6223 | 49.6223 | 7.1054e-14 | 0 | 0 |  | -555.338 | #DIV/0! | #DIV/0! | 49.5 | 1.3237 | #DIV/0! | 1 | #DIV/0! | #DIV/0! |  |  | 0
0 | 0 | 0 | 0 | 1 | 1 | 15:12 | 71.2 |  | 584.1336 | 0 | 0 | 49.6223 | 49.6223 | 7.1054e-14 | 0 | 0 |  | -555.338 | #DIV/0! | #DIV/0! | 49.5 | 1.3237 | #DIV/0! | 1 | #DIV/0! | #DIV/0! |  |  | 0
0 | 0 | 0 | 0 | 1 | 1 | 15:12 | 71.22 |  | 584.1352 | 0 | 0 | 49.6223 | 49.6223 | 7.1054e-14 | 0 | 0 |  | -555.338 | #DIV/0! | #DIV/0! | 49.5 | 1.3237 | #DIV/0! | 1 | #DIV/0! | #DIV/0! |  |  | 0
0 | 0 | 0 | 0 | 1 | 1 | 15:12 | 71.24 |  | 584.1368 | 0 | 0 | 49.6223 | 49.6223 | 7.1054e-14 | 0 | 0 |  | -555.338 | #DIV/0! | #DIV/0! | 49.5 | 1.3237 | #DIV/0! | 1 | #DIV/0! | #DIV/0! |  |  | 0
0 | 0 | 0 | 0 | 1 | 1 | 15:12 | 71.26 |  | 584.1385 | 0 | 0 | 49.6223 | 49.6223 | 7.1054e-14 | 0 | 0 |  | -555.338 | #DIV/0! | #DIV/0! | 49.5 | 1.3237 | #DIV/0! | 1 | #DIV/0! | #DIV/0! |  |  | 0
0 | 0 | 0 | 0 | 1 | 1 | 15:12 | 71.28 |  | 584.1401 | 0 | 0 | 49.6223 | 49.6223 | 7.1054e-14 | 0 | 0 |  | -555.338 | #DIV/0! | #DIV/0! | 49.5 | 1.3237 | #DIV/0! | 1 | #DIV/0! | #DIV/0! |  |  | 0
0 | 0 | 0 | 0 | 1 | 1 | 15:12 | 71.3 |  | 584.1417 | 0 | 0 | 49.6223 | 49.6223 | 7.1054e-14 | 0 | 0 |  | -555.338 | #DIV/0! | #DIV/0! | 49.5 | 1.3237 | #DIV/0! | 1 | #DIV/0! | #DIV/0! |  |  | 0
0 | 0 | 0 | 0 | 1 | 1 | 15:12 | 71.32 |  | 584.1434 | 0 | 0 | 49.6223 | 49.6223 | 7.1054e-14 | 0 | 0 |  | -555.338 | #DIV/0! | #DIV/0! | 49.5 | 1.3237 | #DIV/0! | 1 | #DIV/0! | #DIV/0! |  |  | 0
0 | 0 | 0 | 0 | 1 | 1 | 15:12 | 71.34 |  | 584.145 | 0 | 0 | 49.6223 | 49.6223 | 7.1054e-14 | 0 | 0 |  | -555.338 | #DIV/0! | #DIV/0! | 49.5 | 1.3237 | #DIV/0! | 1 | #DIV/0! | #DIV/0! |  |  | 0
0 | 0 | 0 | 0 | 1 | 1 | 15:12 | 71.36 |  | 584.1466 | 0 | 0 | 49.6223 | 49.6223 | 7.1054e-14 | 0 | 0 |  | -555.338 | #DIV/0! | #DIV/0! | 49.5 | 1.3237 | #DIV/0! | 1 | #DIV/0! | #DIV/0! |  |  | 0
0 | 0 | 0 | 0 | 1 | 1 | 15:12 | 71.38 |  | 584.1482 | 0 | 0 | 49.6223 | 49.6223 | 7.1054e-14 | 0 | 0 |  | -555.338 | #DIV/0! | #DIV/0! | 49.5 | 1.3237 | #DIV/0! | 1 | #DIV/0! | #DIV/0! |  |  | 0
0 | 0 | 0 | 0 | 1 | 1 | 15:12 | 71.4 |  | 584.1499 | 0 | 0 | 49.6223 | 49.6223 | 7.1054e-14 | 0 | 0 |  | -555.338 | #DIV/0! | #DIV/0! | 49.5 | 1.3237 | #DIV/0! | 1 | #DIV/0! | #DIV/0! |  |  | 0
0 | 0 | 0 | 0 | 1 | 1 | 15:12 | 71.42 |  | 584.1515 | 0 | 0 | 49.6223 | 49.6223 | 7.1054e-14 | 0 | 0 |  | -555.338 | #DIV/0! | #DIV/0! | 49.5 | 1.3237 | #DIV/0! | 1 | #DIV/0! | #DIV/0! |  |  | 0
0 | 0 | 0 | 0 | 1 | 1 | 15:12 | 71.44 |  | 584.1531 | 0 | 0 | 49.6223 | 49.6223 | 7.1054e-14 | 0 | 0 |  | -555.338 | #DIV/0! | #DIV/0! | 49.5 | 1.3237 | #DIV/0! | 1 | #DIV/0! | #DIV/0! |  |  | 0
0 | 0 | 0 | 0 | 1 | 1 | 15:12 | 71.46 |  | 584.1548 | 0 | 0 | 49.6223 | 49.6223 | 7.1054e-14 | 0 | 0 |  | -555.338 | #DIV/0! | #DIV/0! | 49.5 | 1.3237 | #DIV/0! | 1 | #DIV/0! | #DIV/0! |  |  | 0
0 | 0 | 0 | 0 | 1 | 1 | 15:12 | 71.48 |  | 584.1564 | 0 | 0 | 49.6223 | 49.6223 | 7.1054e-14 | 0 | 0 |  | -555.338 | #DIV/0! | #DIV/0! | 49.5 | 1.3237 | #DIV/0! | 1 | #DIV/0! | #DIV/0! |  |  | 0
0 | 0 | 0 | 0 | 1 | 1 | 15:12 | 71.5 |  | 584.158 | 0 | 0 | 49.6223 | 49.6223 | 7.1054e-14 | 0 | 0 |  | -555.338 | #DIV/0! | #DIV/0! | 49.5 | 1.3237 | #DIV/0! | 1 | #DIV/0! | #DIV/0! |  |  | 0
0 | 0 | 0 | 0 | 1 | 1 | 15:12 | 71.52 |  | 584.1597 | 0 | 0 | 49.6223 | 49.6223 | 7.1054e-14 | 0 | 0 |  | -555.338 | #DIV/0! | #DIV/0! | 49.5 | 1.3237 | #DIV/0! | 1 | #DIV/0! | #DIV/0! |  |  | 0
0 | 0 | 0 | 0 | 1 | 1 | 15:12 | 71.54 |  | 584.1613 | 0 | 0 | 49.6223 | 49.6223 | 7.1054e-14 | 0 | 0 |  | -555.338 | #DIV/0! | #DIV/0! | 49.5 | 1.3237 | #DIV/0! | 1 | #DIV/0! | #DIV/0! |  |  | 0
0 | 0 | 0 | 0 | 1 | 1 | 15:12 | 71.56 |  | 584.1629 | 0 | 0 | 49.6223 | 49.6223 | 7.1054e-14 | 0 | 0 |  | -555.338 | #DIV/0! | #DIV/0! | 49.5 | 1.3237 | #DIV/0! | 1 | #DIV/0! | #DIV/0! |  |  | 0
0 | 0 | 0 | 0 | 1 | 1 | 15:12 | 71.58 |  | 584.1645 | 0 | 0 | 49.6223 | 49.6223 | 7.1054e-14 | 0 | 0 |  | -555.338 | #DIV/0! | #DIV/0! | 49.5 | 1.3237 | #DIV/0! | 1 | #DIV/0! | #DIV/0! |  |  | 0
0 | 0 | 0 | 0 | 1 | 1 | 15:12 | 71.6 |  | 584.1662 | 0 | 0 | 49.6223 | 49.6223 | 7.1054e-14 | 0 | 0 |  | -555.338 | #DIV/0! | #DIV/0! | 49.5 | 1.3237 | #DIV/0! | 1 | #DIV/0! | #DIV/0! |  |  | 0
0 | 0 | 0 | 0 | 1 | 1 | 15:12 | 71.62 |  | 584.1678 | 0 | 0 | 49.6223 | 49.6223 | 7.1054e-14 | 0 | 0 |  | -555.338 | #DIV/0! | #DIV/0! | 49.5 | 1.3237 | #DIV/0! | 1 | #DIV/0! | #DIV/0! |  |  | 0
0 | 0 | 0 | 0 | 1 | 1 | 15:12 | 71.64 |  | 584.1694 | 0 | 0 | 49.6223 | 49.6223 | 7.1054e-14 | 0 | 0 |  | -555.338 | #DIV/0! | #DIV/0! | 49.5 | 1.3237 | #DIV/0! | 1 | #DIV/0! | #DIV/0! |  |  | 0
0 | 0 | 0 | 0 | 1 | 1 | 15:12 | 71.66 |  | 584.1711 | 0 | 0 | 49.6223 | 49.6223 | 7.1054e-14 | 0 | 0 |  | -555.338 | #DIV/0! | #DIV/0! | 49.5 | 1.3237 | #DIV/0! | 1 | #DIV/0! | #DIV/0! |  |  | 0
0 | 0 | 0 | 0 | 1 | 1 | 15:12 | 71.68 |  | 584.1727 | 0 | 0 | 49.6223 | 49.6223 | 7.1054e-14 | 0 | 0 |  | -555.338 | #DIV/0! | #DIV/0! | 49.5 | 1.3237 | #DIV/0! | 1 | #DIV/0! | #DIV/0! |  |  | 0
0 | 0 | 0 | 0 | 1 | 1 | 15:12 | 71.7 |  | 584.1743 | 0 | 0 | 49.6223 | 49.6223 | 7.1054e-14 | 0 | 0 |  | -555.338 | #DIV/0! | #DIV/0! | 49.5 | 1.3237 | #DIV/0! | 1 | #DIV/0! | #DIV/0! |  |  | 0
0 | 0 | 0 | 0 | 1 | 1 | 15:12 | 71.72 |  | 584.176 | 0 | 0 | 49.6223 | 49.6223 | 7.1054e-14 | 0 | 0 |  | -555.338 | #DIV/0! | #DIV/0! | 49.5 | 1.3237 | #DIV/0! | 1 | #DIV/0! | #DIV/0! |  |  | 0
0 | 0 | 0 | 0 | 1 | 1 | 15:12 | 71.74 |  | 584.1776 | 0 | 0 | 49.6223 | 49.6223 | 7.1054e-14 | 0 | 0 |  | -555.338 | #DIV/0! | #DIV/0! | 49.5 | 1.3237 | #DIV/0! | 1 | #DIV/0! | #DIV/0! |  |  | 0
0 | 0 | 0 | 0 | 1 | 1 | 15:12 | 71.76 |  | 584.1792 | 0 | 0 | 49.6223 | 49.6223 | 7.1054e-14 | 0 | 0 |  | -555.338 | #DIV/0! | #DIV/0! | 49.5 | 1.3237 | #DIV/0! | 1 | #DIV/0! | #DIV/0! |  |  | 0
0 | 0 | 0 | 0 | 1 | 1 | 15:12 | 71.78 |  | 584.1808 | 0 | 0 | 49.6223 | 49.6223 | 7.1054e-14 | 0 | 0 |  | -555.338 | #DIV/0! | #DIV/0! | 49.5 | 1.3237 | #DIV/0! | 1 | #DIV/0! | #DIV/0! |  |  | 0
0 | 0 | 0 | 0 | 1 | 1 | 15:12 | 71.8 |  | 584.1825 | 0 | 0 | 49.6223 | 49.6223 | 7.1054e-14 | 0 | 0 |  | -555.338 | #DIV/0! | #DIV/0! | 49.5 | 1.3237 | #DIV/0! | 1 | #DIV/0! | #DIV/0! |  |  | 0
0 | 0 | 0 | 0 | 1 | 1 | 15:12 | 71.82 |  | 584.1841 | 0 | 0 | 49.6223 | 49.6223 | 7.1054e-14 | 0 | 0 |  | -555.338 | #DIV/0! | #DIV/0! | 49.5 | 1.3237 | #DIV/0! | 1 | #DIV/0! | #DIV/0! |  |  | 0
0 | 0 | 0 | 0 | 1 | 1 | 15:12 | 71.84 |  | 584.1857 | 0 | 0 | 49.6223 | 49.6223 | 7.1054e-14 | 0 | 0 |  | -555.338 | #DIV/0! | #DIV/0! | 49.5 | 1.3237 | #DIV/0! | 1 | #DIV/0! | #DIV/0! |  |  | 0
0 | 0 | 0 | 0 | 1 | 1 | 15:12 | 71.86 |  | 584.1874 | 0 | 0 | 49.6223 | 49.6223 | 7.1054e-14 | 0 | 0 |  | -555.338 | #DIV/0! | #DIV/0! | 49.5 | 1.3237 | #DIV/0! | 1 | #DIV/0! | #DIV/0! |  |  | 0
0 | 0 | 0 | 0 | 1 | 1 | 15:12 | 71.88 |  | 584.189 | 0 | 0 | 49.6223 | 49.6223 | 7.1054e-14 | 0 | 0 |  | -555.338 | #DIV/0! | #DIV/0! | 49.5 | 1.3237 | #DIV/0! | 1 | #DIV/0! | #DIV/0! |  |  | 0
0 | 0 | 0 | 0 | 1 | 1 | 15:12 | 71.9 |  | 584.1906 | 0 | 0 | 49.6223 | 49.6223 | 7.1054e-14 | 0 | 0 |  | -555.338 | #DIV/0! | #DIV/0! | 49.5 | 1.3237 | #DIV/0! | 1 | #DIV/0! | #DIV/0! |  |  | 0
0 | 0 | 0 | 0 | 1 | 1 | 15:12 | 71.92 |  | 584.1923 | 0 | 0 | 49.6223 | 49.6223 | 7.1054e-14 | 0 | 0 |  | -555.338 | #DIV/0! | #DIV/0! | 49.5 | 1.3237 | #DIV/0! | 1 | #DIV/0! | #DIV/0! |  |  | 0
0 | 0 | 0 | 0 | 1 | 1 | 15:12 | 71.94 |  | 584.1939 | 0 | 0 | 49.6223 | 49.6223 | 7.1054e-14 | 0 | 0 |  | -555.338 | #DIV/0! | #DIV/0! | 49.5 | 1.3237 | #DIV/0! | 1 | #DIV/0! | #DIV/0! |  |  | 0
0 | 0 | 0 | 0 | 1 | 1 | 15:12 | 71.96 |  | 584.1955 | 0 | 0 | 49.6223 | 49.6223 | 7.1054e-14 | 0 | 0 |  | -555.338 | #DIV/0! | #DIV/0! | 49.5 | 1.3237 | #DIV/0! | 1 | #DIV/0! | #DIV/0! |  |  | 0
0 | 0 | 0 | 0 | 1 | 1 | 15:12 | 71.98 |  | 584.1971 | 0 | 0 | 49.6223 | 49.6223 | 7.1054e-14 | 0 | 0 |  | -555.338 | #DIV/0! | #DIV/0! | 49.5 | 1.3237 | #DIV/0! | 1 | #DIV/0! | #DIV/0! |  |  | 0
0 | 0 | 0 | 0 | 1 | 1 | 15:12 | 72 |  | 584.1988 | 0 | 0 | 49.6223 | 49.6223 | 7.1054e-14 | 0 | 0 |  | -555.338 | #DIV/0! | #DIV/0! | 49.5 | 1.3237 | #DIV/0! | 1 | #DIV/0! | #DIV/0! |  |  | 0
0 | 0 | 0 | 0 | 1 | 1 | 15:12 | 72.02 |  | 584.2004 | 0 | 0 | 49.6223 | 49.6223 | 7.1054e-14 | 0 | 0 |  | -555.338 | #DIV/0! | #DIV/0! | 49.5 | 1.3237 | #DIV/0! | 1 | #DIV/0! | #DIV/0! |  |  | 0
0 | 0 | 0 | 0 | 1 | 1 | 15:12 | 72.04 |  | 584.202 | 0 | 0 | 49.6223 | 49.6223 | 7.1054e-14 | 0 | 0 |  | -555.338 | #DIV/0! | #DIV/0! | 49.5 | 1.3237 | #DIV/0! | 1 | #DIV/0! | #DIV/0! |  |  | 0
0 | 0 | 0 | 0 | 1 | 1 | 15:12 | 72.06 |  | 584.2037 | 0 | 0 | 49.6223 | 49.6223 | 7.1054e-14 | 0 | 0 |  | -555.338 | #DIV/0! | #DIV/0! | 49.5 | 1.3237 | #DIV/0! | 1 | #DIV/0! | #DIV/0! |  |  | 0
0 | 0 | 0 | 0 | 1 | 1 | 15:12 | 72.08 |  | 584.2053 | 0 | 0 | 49.6223 | 49.6223 | 7.1054e-14 | 0 | 0 |  | -555.338 | #DIV/0! | #DIV/0! | 49.5 | 1.3237 | #DIV/0! | 1 | #DIV/0! | #DIV/0! |  |  | 0
0 | 0 | 0 | 0 | 1 | 1 | 15:12 | 72.1 |  | 584.2069 | 0 | 0 | 49.6223 | 49.6223 | 7.1054e-14 | 0 | 0 |  | -555.338 | #DIV/0! | #DIV/0! | 49.5 | 1.3237 | #DIV/0! | 1 | #DIV/0! | #DIV/0! |  |  | 0
0 | 0 | 0 | 0 | 1 | 1 | 15:12 | 72.12 |  | 584.2086 | 0 | 0 | 49.6223 | 49.6223 | 7.1054e-14 | 0 | 0 |  | -555.338 | #DIV/0! | #DIV/0! | 49.5 | 1.3237 | #DIV/0! | 1 | #DIV/0! | #DIV/0! |  |  | 0
0 | 0 | 0 | 0 | 1 | 1 | 15:12 | 72.14 |  | 584.2102 | 0 | 0 | 49.6223 | 49.6223 | 7.1054e-14 | 0 | 0 |  | -555.338 | #DIV/0! | #DIV/0! | 49.5 | 1.3237 | #DIV/0! | 1 | #DIV/0! | #DIV/0! |  |  | 0
0 | 0 | 0 | 0 | 1 | 1 | 15:12 | 72.16 |  | 584.2118 | 0 | 0 | 49.6223 | 49.6223 | 7.1054e-14 | 0 | 0 |  | -555.338 | #DIV/0! | #DIV/0! | 49.5 | 1.3237 | #DIV/0! | 1 | #DIV/0! | #DIV/0! |  |  | 0
0 | 0 | 0 | 0 | 1 | 1 | 15:12 | 72.18 |  | 584.2134 | 0 | 0 | 49.6223 | 49.6223 | 7.1054e-14 | 0 | 0 |  | -555.338 | #DIV/0! | #DIV/0! | 49.5 | 1.3237 | #DIV/0! | 1 | #DIV/0! | #DIV/0! |  |  | 0
0 | 0 | 0 | 0 | 1 | 1 | 15:12 | 72.2 |  | 584.2151 | 0 | 0 | 49.6223 | 49.6223 | 7.1054e-14 | 0 | 0 |  | -555.338 | #DIV/0! | #DIV/0! | 49.5 | 1.3237 | #DIV/0! | 1 | #DIV/0! | #DIV/0! |  |  | 0
0 | 0 | 0 | 0 | 1 | 1 | 15:12 | 72.22 |  | 584.2167 | 0 | 0 | 49.6223 | 49.6223 | 7.1054e-14 | 0 | 0 |  | -555.338 | #DIV/0! | #DIV/0! | 49.5 | 1.3237 | #DIV/0! | 1 | #DIV/0! | #DIV/0! |  |  | 0
0 | 0 | 0 | 0 | 1 | 1 | 15:12 | 72.24 |  | 584.2183 | 0 | 0 | 49.6223 | 49.6223 | 7.1054e-14 | 0 | 0 |  | -555.338 | #DIV/0! | #DIV/0! | 49.5 | 1.3237 | #DIV/0! | 1 | #DIV/0! | #DIV/0! |  |  | 0
0 | 0 | 0 | 0 | 1 | 1 | 15:12 | 72.26 |  | 584.22 | 0 | 0 | 49.6223 | 49.6223 | 7.1054e-14 | 0 | 0 |  | -555.338 | #DIV/0! | #DIV/0! | 49.5 | 1.3237 | #DIV/0! | 1 | #DIV/0! | #DIV/0! |  |  | 0
0 | 0 | 0 | 0 | 1 | 1 | 15:12 | 72.28 |  | 584.2216 | 0 | 0 | 49.6223 | 49.6223 | 7.1054e-14 | 0 | 0 |  | -555.338 | #DIV/0! | #DIV/0! | 49.5 | 1.3237 | #DIV/0! | 1 | #DIV/0! | #DIV/0! |  |  | 0
0 | 0 | 0 | 0 | 1 | 1 | 15:12 | 72.3 |  | 584.2232 | 0 | 0 | 49.6223 | 49.6223 | 7.1054e-14 | 0 | 0 |  | -555.338 | #DIV/0! | #DIV/0! | 49.5 | 1.3237 | #DIV/0! | 1 | #DIV/0! | #DIV/0! |  |  | 0
0 | 0 | 0 | 0 | 1 | 1 | 15:12 | 72.32 |  | 584.2249 | 0 | 0 | 49.6223 | 49.6223 | 7.1054e-14 | 0 | 0 |  | -555.338 | #DIV/0! | #DIV/0! | 49.5 | 1.3237 | #DIV/0! | 1 | #DIV/0! | #DIV/0! |  |  | 0
0 | 0 | 0 | 0 | 1 | 1 | 15:12 | 72.34 |  | 584.2265 | 0 | 0 | 49.6223 | 49.6223 | 7.1054e-14 | 0 | 0 |  | -555.338 | #DIV/0! | #DIV/0! | 49.5 | 1.3237 | #DIV/0! | 1 | #DIV/0! | #DIV/0! |  |  | 0
0 | 0 | 0 | 0 | 1 | 1 | 15:12 | 72.36 |  | 584.2281 | 0 | 0 | 49.6223 | 49.6223 | 7.1054e-14 | 0 | 0 |  | -555.338 | #DIV/0! | #DIV/0! | 49.5 | 1.3237 | #DIV/0! | 1 | #DIV/0! | #DIV/0! |  |  | 0
0 | 0 | 0 | 0 | 1 | 1 | 15:12 | 72.38 |  | 584.2297 | 0 | 0 | 49.6223 | 49.6223 | 7.1054e-14 | 0 | 0 |  | -555.338 | #DIV/0! | #DIV/0! | 49.5 | 1.3237 | #DIV/0! | 1 | #DIV/0! | #DIV/0! |  |  | 0
0 | 0 | 0 | 0 | 1 | 1 | 15:12 | 72.4 |  | 584.2314 | 0 | 0 | 49.6223 | 49.6223 | 7.1054e-14 | 0 | 0 |  | -555.338 | #DIV/0! | #DIV/0! | 49.5 | 1.3237 | #DIV/0! | 1 | #DIV/0! | #DIV/0! |  |  | 0
0 | 0 | 0 | 0 | 1 | 1 | 15:12 | 72.42 |  | 584.233 | 0 | 0 | 49.6223 | 49.6223 | 7.1054e-14 | 0 | 0 |  | -555.338 | #DIV/0! | #DIV/0! | 49.5 | 1.3237 | #DIV/0! | 1 | #DIV/0! | #DIV/0! |  |  | 0
0 | 0 | 0 | 0 | 1 | 1 | 15:12 | 72.44 |  | 584.2346 | 0 | 0 | 49.6223 | 49.6223 | 7.1054e-14 | 0 | 0 |  | -555.338 | #DIV/0! | #DIV/0! | 49.5 | 1.3237 | #DIV/0! | 1 | #DIV/0! | #DIV/0! |  |  | 0
0 | 0 | 0 | 0 | 1 | 1 | 15:12 | 72.46 |  | 584.2363 | 0 | 0 | 49.6223 | 49.6223 | 7.1054e-14 | 0 | 0 |  | -555.338 | #DIV/0! | #DIV/0! | 49.5 | 1.3237 | #DIV/0! | 1 | #DIV/0! | #DIV/0! |  |  | 0
0 | 0 | 0 | 0 | 1 | 1 | 15:12 | 72.48 |  | 584.2379 | 0 | 0 | 49.6223 | 49.6223 | 7.1054e-14 | 0 | 0 |  | -555.338 | #DIV/0! | #DIV/0! | 49.5 | 1.3237 | #DIV/0! | 1 | #DIV/0! | #DIV/0! |  |  | 0
0 | 0 | 0 | 0 | 1 | 1 | 15:12 | 72.5 |  | 584.2395 | 0 | 0 | 49.6223 | 49.6223 | 7.1054e-14 | 0 | 0 |  | -555.338 | #DIV/0! | #DIV/0! | 49.5 | 1.3237 | #DIV/0! | 1 | #DIV/0! | #DIV/0! |  |  | 0
0 | 0 | 0 | 0 | 1 | 1 | 15:12 | 72.52 |  | 584.2412 | 0 | 0 | 49.6223 | 49.6223 | 7.1054e-14 | 0 | 0 |  | -555.338 | #DIV/0! | #DIV/0! | 49.5 | 1.3237 | #DIV/0! | 1 | #DIV/0! | #DIV/0! |  |  | 0
0 | 0 | 0 | 0 | 1 | 1 | 15:12 | 72.54 |  | 584.2428 | 0 | 0 | 49.6223 | 49.6223 | 7.1054e-14 | 0 | 0 |  | -555.338 | #DIV/0! | #DIV/0! | 49.5 | 1.3237 | #DIV/0! | 1 | #DIV/0! | #DIV/0! |  |  | 0
0 | 0 | 0 | 0 | 1 | 1 | 15:12 | 72.56 |  | 584.2444 | 0 | 0 | 49.6223 | 49.6223 | 7.1054e-14 | 0 | 0 |  | -555.338 | #DIV/0! | #DIV/0! | 49.5 | 1.3237 | #DIV/0! | 1 | #DIV/0! | #DIV/0! |  |  | 0
0 | 0 | 0 | 0 | 1 | 1 | 15:12 | 72.58 |  | 584.246 | 0 | 0 | 49.6223 | 49.6223 | 7.1054e-14 | 0 | 0 |  | -555.338 | #DIV/0! | #DIV/0! | 49.5 | 1.3237 | #DIV/0! | 1 | #DIV/0! | #DIV/0! |  |  | 0
0 | 0 | 0 | 0 | 1 | 1 | 15:12 | 72.6 |  | 584.2477 | 0 | 0 | 49.6223 | 49.6223 | 7.1054e-14 | 0 | 0 |  | -555.338 | #DIV/0! | #DIV/0! | 49.5 | 1.3237 | #DIV/0! | 1 | #DIV/0! | #DIV/0! |  |  | 0
0 | 0 | 0 | 0 | 1 | 1 | 15:12 | 72.62 |  | 584.2493 | 0 | 0 | 49.6223 | 49.6223 | 7.1054e-14 | 0 | 0 |  | -555.338 | #DIV/0! | #DIV/0! | 49.5 | 1.3237 | #DIV/0! | 1 | #DIV/0! | #DIV/0! |  |  | 0
0 | 0 | 0 | 0 | 1 | 1 | 15:12 | 72.64 |  | 584.2509 | 0 | 0 | 49.6223 | 49.6223 | 7.1054e-14 | 0 | 0 |  | -555.338 | #DIV/0! | #DIV/0! | 49.5 | 1.3237 | #DIV/0! | 1 | #DIV/0! | #DIV/0! |  |  | 0
0 | 0 | 0 | 0 | 1 | 1 | 15:12 | 72.66 |  | 584.2526 | 0 | 0 | 49.6223 | 49.6223 | 7.1054e-14 | 0 | 0 |  | -555.338 | #DIV/0! | #DIV/0! | 49.5 | 1.3237 | #DIV/0! | 1 | #DIV/0! | #DIV/0! |  |  | 0
0 | 0 | 0 | 0 | 1 | 1 | 15:12 | 72.68 |  | 584.2542 | 0 | 0 | 49.6223 | 49.6223 | 7.1054e-14 | 0 | 0 |  | -555.338 | #DIV/0! | #DIV/0! | 49.5 | 1.3237 | #DIV/0! | 1 | #DIV/0! | #DIV/0! |  |  | 0
0 | 0 | 0 | 0 | 1 | 1 | 15:12 | 72.7 |  | 584.2558 | 0 | 0 | 49.6223 | 49.6223 | 7.1054e-14 | 0 | 0 |  | -555.338 | #DIV/0! | #DIV/0! | 49.5 | 1.3237 | #DIV/0! | 1 | #DIV/0! | #DIV/0! |  |  | 0
0 | 0 | 0 | 0 | 1 | 1 | 15:12 | 72.72 |  | 584.2575 | 0 | 0 | 49.6223 | 49.6223 | 7.1054e-14 | 0 | 0 |  | -555.338 | #DIV/0! | #DIV/0! | 49.5 | 1.3237 | #DIV/0! | 1 | #DIV/0! | #DIV/0! |  |  | 0
0 | 0 | 0 | 0 | 1 | 1 | 15:12 | 72.74 |  | 584.2591 | 0 | 0 | 49.6223 | 49.6223 | 7.1054e-14 | 0 | 0 |  | -555.338 | #DIV/0! | #DIV/0! | 49.5 | 1.3237 | #DIV/0! | 1 | #DIV/0! | #DIV/0! |  |  | 0
0 | 0 | 0 | 0 | 1 | 1 | 15:12 | 72.76 |  | 584.2607 | 0 | 0 | 49.6223 | 49.6223 | 7.1054e-14 | 0 | 0 |  | -555.338 | #DIV/0! | #DIV/0! | 49.5 | 1.3237 | #DIV/0! | 1 | #DIV/0! | #DIV/0! |  |  | 0
0 | 0 | 0 | 0 | 1 | 1 | 15:12 | 72.78 |  | 584.2623 | 0 | 0 | 49.6223 | 49.6223 | 7.1054e-14 | 0 | 0 |  | -555.338 | #DIV/0! | #DIV/0! | 49.5 | 1.3237 | #DIV/0! | 1 | #DIV/0! | #DIV/0! |  |  | 0
0 | 0 | 0 | 0 | 1 | 1 | 15:12 | 72.8 |  | 584.264 | 0 | 0 | 49.6223 | 49.6223 | 7.1054e-14 | 0 | 0 |  | -555.338 | #DIV/0! | #DIV/0! | 49.5 | 1.3237 | #DIV/0! | 1 | #DIV/0! | #DIV/0! |  |  | 0
0 | 0 | 0 | 0 | 1 | 1 | 15:12 | 72.82 |  | 584.2656 | 0 | 0 | 49.6223 | 49.6223 | 7.1054e-14 | 0 | 0 |  | -555.338 | #DIV/0! | #DIV/0! | 49.5 | 1.3237 | #DIV/0! | 1 | #DIV/0! | #DIV/0! |  |  | 0
0 | 0 | 0 | 0 | 1 | 1 | 15:12 | 72.84 |  | 584.2672 | 0 | 0 | 49.6223 | 49.6223 | 7.1054e-14 | 0 | 0 |  | -555.338 | #DIV/0! | #DIV/0! | 49.5 | 1.3237 | #DIV/0! | 1 | #DIV/0! | #DIV/0! |  |  | 0
0 | 0 | 0 | 0 | 1 | 1 | 15:12 | 72.86 |  | 584.2689 | 0 | 0 | 49.6223 | 49.6223 | 7.1054e-14 | 0 | 0 |  | -555.338 | #DIV/0! | #DIV/0! | 49.5 | 1.3237 | #DIV/0! | 1 | #DIV/0! | #DIV/0! |  |  | 0
0 | 0 | 0 | 0 | 1 | 1 | 15:12 | 72.88 |  | 584.2705 | 0 | 0 | 49.6223 | 49.6223 | 7.1054e-14 | 0 | 0 |  | -555.338 | #DIV/0! | #DIV/0! | 49.5 | 1.3237 | #DIV/0! | 1 | #DIV/0! | #DIV/0! |  |  | 0
0 | 0 | 0 | 0 | 1 | 1 | 15:12 | 72.9 |  | 584.2721 | 0 | 0 | 49.6223 | 49.6223 | 7.1054e-14 | 0 | 0 |  | -555.338 | #DIV/0! | #DIV/0! | 49.5 | 1.3237 | #DIV/0! | 1 | #DIV/0! | #DIV/0! |  |  | 0
0 | 0 | 0 | 0 | 1 | 1 | 15:12 | 72.92 |  | 584.2738 | 0 | 0 | 49.6223 | 49.6223 | 7.1054e-14 | 0 | 0 |  | -555.338 | #DIV/0! | #DIV/0! | 49.5 | 1.3237 | #DIV/0! | 1 | #DIV/0! | #DIV/0! |  |  | 0
0 | 0 | 0 | 0 | 1 | 1 | 15:12 | 72.94 |  | 584.2754 | 0 | 0 | 49.6223 | 49.6223 | 7.1054e-14 | 0 | 0 |  | -555.338 | #DIV/0! | #DIV/0! | 49.5 | 1.3237 | #DIV/0! | 1 | #DIV/0! | #DIV/0! |  |  | 0
0 | 0 | 0 | 0 | 1 | 1 | 15:12 | 72.96 |  | 584.277 | 0 | 0 | 49.6223 | 49.6223 | 7.1054e-14 | 0 | 0 |  | -555.338 | #DIV/0! | #DIV/0! | 49.5 | 1.3237 | #DIV/0! | 1 | #DIV/0! | #DIV/0! |  |  | 0
0 | 0 | 0 | 0 | 1 | 1 | 15:12 | 72.98 |  | 584.2786 | 0 | 0 | 49.6223 | 49.6223 | 7.1054e-14 | 0 | 0 |  | -555.338 | #DIV/0! | #DIV/0! | 49.5 | 1.3237 | #DIV/0! | 1 | #DIV/0! | #DIV/0! |  |  | 0
0 | 0 | 0 | 0 | 1 | 1 | 15:12 | 73 |  | 584.2803 | 0 | 0 | 49.6223 | 49.6223 | 7.1054e-14 | 0 | 0 |  | -555.338 | #DIV/0! | #DIV/0! | 49.5 | 1.3237 | #DIV/0! | 1 | #DIV/0! | #DIV/0! |  |  | 0
0 | 0 | 0 | 0 | 1 | 1 | 15:12 | 73.02 |  | 584.2819 | 0 | 0 | 49.6223 | 49.6223 | 7.1054e-14 | 0 | 0 |  | -555.338 | #DIV/0! | #DIV/0! | 49.5 | 1.3237 | #DIV/0! | 1 | #DIV/0! | #DIV/0! |  |  | 0
0 | 0 | 0 | 0 | 1 | 1 | 15:12 | 73.04 |  | 584.2835 | 0 | 0 | 49.6223 | 49.6223 | 7.1054e-14 | 0 | 0 |  | -555.338 | #DIV/0! | #DIV/0! | 49.5 | 1.3237 | #DIV/0! | 1 | #DIV/0! | #DIV/0! |  |  | 0
0 | 0 | 0 | 0 | 1 | 1 | 15:12 | 73.06 |  | 584.2852 | 0 | 0 | 49.6223 | 49.6223 | 7.1054e-14 | 0 | 0 |  | -555.338 | #DIV/0! | #DIV/0! | 49.5 | 1.3237 | #DIV/0! | 1 | #DIV/0! | #DIV/0! |  |  | 0
0 | 0 | 0 | 0 | 1 | 1 | 15:12 | 73.08 |  | 584.2868 | 0 | 0 | 49.6223 | 49.6223 | 7.1054e-14 | 0 | 0 |  | -555.338 | #DIV/0! | #DIV/0! | 49.5 | 1.3237 | #DIV/0! | 1 | #DIV/0! | #DIV/0! |  |  | 0
0 | 0 | 0 | 0 | 1 | 1 | 15:12 | 73.1 |  | 584.2884 | 0 | 0 | 49.6223 | 49.6223 | 7.1054e-14 | 0 | 0 |  | -555.338 | #DIV/0! | #DIV/0! | 49.5 | 1.3237 | #DIV/0! | 1 | #DIV/0! | #DIV/0! |  |  | 0
0 | 0 | 0 | 0 | 1 | 1 | 15:12 | 73.12 |  | 584.2901 | 0 | 0 | 49.6223 | 49.6223 | 7.1054e-14 | 0 | 0 |  | -555.338 | #DIV/0! | #DIV/0! | 49.5 | 1.3237 | #DIV/0! | 1 | #DIV/0! | #DIV/0! |  |  | 0
0 | 0 | 0 | 0 | 1 | 1 | 15:12 | 73.14 |  | 584.2917 | 0 | 0 | 49.6223 | 49.6223 | 7.1054e-14 | 0 | 0 |  | -555.338 | #DIV/0! | #DIV/0! | 49.5 | 1.3237 | #DIV/0! | 1 | #DIV/0! | #DIV/0! |  |  | 0
0 | 0 | 0 | 0 | 1 | 1 | 15:12 | 73.16 |  | 584.2933 | 0 | 0 | 49.6223 | 49.6223 | 7.1054e-14 | 0 | 0 |  | -555.338 | #DIV/0! | #DIV/0! | 49.5 | 1.3237 | #DIV/0! | 1 | #DIV/0! | #DIV/0! |  |  | 0
0 | 0 | 0 | 0 | 1 | 1 | 15:12 | 73.18 |  | 584.2949 | 0 | 0 | 49.6223 | 49.6223 | 7.1054e-14 | 0 | 0 |  | -555.338 | #DIV/0! | #DIV/0! | 49.5 | 1.3237 | #DIV/0! | 1 | #DIV/0! | #DIV/0! |  |  | 0
0 | 0 | 0 | 0 | 1 | 1 | 15:12 | 73.2 |  | 584.2966 | 0 | 0 | 49.6223 | 49.6223 | 7.1054e-14 | 0 | 0 |  | -555.338 | #DIV/0! | #DIV/0! | 49.5 | 1.3237 | #DIV/0! | 1 | #DIV/0! | #DIV/0! |  |  | 0
0 | 0 | 0 | 0 | 1 | 1 | 15:12 | 73.22 |  | 584.2982 | 0 | 0 | 49.6223 | 49.6223 | 7.1054e-14 | 0 | 0 |  | -555.338 | #DIV/0! | #DIV/0! | 49.5 | 1.3237 | #DIV/0! | 1 | #DIV/0! | #DIV/0! |  |  | 0
0 | 0 | 0 | 0 | 1 | 1 | 15:12 | 73.24 |  | 584.2998 | 0 | 0 | 49.6223 | 49.6223 | 7.1054e-14 | 0 | 0 |  | -555.338 | #DIV/0! | #DIV/0! | 49.5 | 1.3237 | #DIV/0! | 1 | #DIV/0! | #DIV/0! |  |  | 0
0 | 0 | 0 | 0 | 1 | 1 | 15:12 | 73.26 |  | 584.3015 | 0 | 0 | 49.6223 | 49.6223 | 7.1054e-14 | 0 | 0 |  | -555.338 | #DIV/0! | #DIV/0! | 49.5 | 1.3237 | #DIV/0! | 1 | #DIV/0! | #DIV/0! |  |  | 0
0 | 0 | 0 | 0 | 1 | 1 | 15:12 | 73.28 |  | 584.3031 | 0 | 0 | 49.6223 | 49.6223 | 7.1054e-14 | 0 | 0 |  | -555.338 | #DIV/0! | #DIV/0! | 49.5 | 1.3237 | #DIV/0! | 1 | #DIV/0! | #DIV/0! |  |  | 0
0 | 0 | 0 | 0 | 1 | 1 | 15:12 | 73.3 |  | 584.3047 | 0 | 0 | 49.6223 | 49.6223 | 7.1054e-14 | 0 | 0 |  | -555.338 | #DIV/0! | #DIV/0! | 49.5 | 1.3237 | #DIV/0! | 1 | #DIV/0! | #DIV/0! |  |  | 0
0 | 0 | 0 | 0 | 1 | 1 | 15:12 | 73.32 |  | 584.3064 | 0 | 0 | 49.6223 | 49.6223 | 7.1054e-14 | 0 | 0 |  | -555.338 | #DIV/0! | #DIV/0! | 49.5 | 1.3237 | #DIV/0! | 1 | #DIV/0! | #DIV/0! |  |  | 0
0 | 0 | 0 | 0 | 1 | 1 | 15:12 | 73.34 |  | 584.308 | 0 | 0 | 49.6223 | 49.6223 | 7.1054e-14 | 0 | 0 |  | -555.338 | #DIV/0! | #DIV/0! | 49.5 | 1.3237 | #DIV/0! | 1 | #DIV/0! | #DIV/0! |  |  | 0
0 | 0 | 0 | 0 | 1 | 1 | 15:12 | 73.36 |  | 584.3096 | 0 | 0 | 49.6223 | 49.6223 | 7.1054e-14 | 0 | 0 |  | -555.338 | #DIV/0! | #DIV/0! | 49.5 | 1.3237 | #DIV/0! | 1 | #DIV/0! | #DIV/0! |  |  | 0
0 | 0 | 0 | 0 | 1 | 1 | 15:12 | 73.38 |  | 584.3112 | 0 | 0 | 49.6223 | 49.6223 | 7.1054e-14 | 0 | 0 |  | -555.338 | #DIV/0! | #DIV/0! | 49.5 | 1.3237 | #DIV/0! | 1 | #DIV/0! | #DIV/0! |  |  | 0
0 | 0 | 0 | 0 | 1 | 1 | 15:12 | 73.4 |  | 584.3129 | 0 | 0 | 49.6223 | 49.6223 | 7.1054e-14 | 0 | 0 |  | -555.338 | #DIV/0! | #DIV/0! | 49.5 | 1.3237 | #DIV/0! | 1 | #DIV/0! | #DIV/0! |  |  | 0
0 | 0 | 0 | 0 | 1 | 1 | 15:12 | 73.42 |  | 584.3145 | 0 | 0 | 49.6223 | 49.6223 | 7.1054e-14 | 0 | 0 |  | -555.338 | #DIV/0! | #DIV/0! | 49.5 | 1.3237 | #DIV/0! | 1 | #DIV/0! | #DIV/0! |  |  | 0
0 | 0 | 0 | 0 | 1 | 1 | 15:12 | 73.44 |  | 584.3161 | 0 | 0 | 49.6223 | 49.6223 | 7.1054e-14 | 0 | 0 |  | -555.338 | #DIV/0! | #DIV/0! | 49.5 | 1.3237 | #DIV/0! | 1 | #DIV/0! | #DIV/0! |  |  | 0
0 | 0 | 0 | 0 | 1 | 1 | 15:12 | 73.46 |  | 584.3178 | 0 | 0 | 49.6223 | 49.6223 | 7.1054e-14 | 0 | 0 |  | -555.338 | #DIV/0! | #DIV/0! | 49.5 | 1.3237 | #DIV/0! | 1 | #DIV/0! | #DIV/0! |  |  | 0
0 | 0 | 0 | 0 | 1 | 1 | 15:12 | 73.48 |  | 584.3194 | 0 | 0 | 49.6223 | 49.6223 | 7.1054e-14 | 0 | 0 |  | -555.338 | #DIV/0! | #DIV/0! | 49.5 | 1.3237 | #DIV/0! | 1 | #DIV/0! | #DIV/0! |  |  | 0
0 | 0 | 0 | 0 | 1 | 1 | 15:12 | 73.5 |  | 584.321 | 0 | 0 | 49.6223 | 49.6223 | 7.1054e-14 | 0 | 0 |  | -555.338 | #DIV/0! | #DIV/0! | 49.5 | 1.3237 | #DIV/0! | 1 | #DIV/0! | #DIV/0! |  |  | 0
0 | 0 | 0 | 0 | 1 | 1 | 15:12 | 73.52 |  | 584.3227 | 0 | 0 | 49.6223 | 49.6223 | 7.1054e-14 | 0 | 0 |  | -555.338 | #DIV/0! | #DIV/0! | 49.5 | 1.3237 | #DIV/0! | 1 | #DIV/0! | #DIV/0! |  |  | 0
0 | 0 | 0 | 0 | 1 | 1 | 15:12 | 73.54 |  | 584.3243 | 0 | 0 | 49.6223 | 49.6223 | 7.1054e-14 | 0 | 0 |  | -555.338 | #DIV/0! | #DIV/0! | 49.5 | 1.3237 | #DIV/0! | 1 | #DIV/0! | #DIV/0! |  |  | 0
0 | 0 | 0 | 0 | 1 | 1 | 15:12 | 73.56 |  | 584.3259 | 0 | 0 | 49.6223 | 49.6223 | 7.1054e-14 | 0 | 0 |  | -555.338 | #DIV/0! | #DIV/0! | 49.5 | 1.3237 | #DIV/0! | 1 | #DIV/0! | #DIV/0! |  |  | 0
0 | 0 | 0 | 0 | 1 | 1 | 15:12 | 73.58 |  | 584.3275 | 0 | 0 | 49.6223 | 49.6223 | 7.1054e-14 | 0 | 0 |  | -555.338 | #DIV/0! | #DIV/0! | 49.5 | 1.3237 | #DIV/0! | 1 | #DIV/0! | #DIV/0! |  |  | 0
0 | 0 | 0 | 0 | 1 | 1 | 15:12 | 73.6 |  | 584.3292 | 0 | 0 | 49.6223 | 49.6223 | 7.1054e-14 | 0 | 0 |  | -555.338 | #DIV/0! | #DIV/0! | 49.5 | 1.3237 | #DIV/0! | 1 | #DIV/0! | #DIV/0! |  |  | 0
0 | 0 | 0 | 0 | 1 | 1 | 15:12 | 73.62 |  | 584.3308 | 0 | 0 | 49.6223 | 49.6223 | 7.1054e-14 | 0 | 0 |  | -555.338 | #DIV/0! | #DIV/0! | 49.5 | 1.3237 | #DIV/0! | 1 | #DIV/0! | #DIV/0! |  |  | 0
0 | 0 | 0 | 0 | 1 | 1 | 15:12 | 73.64 |  | 584.3324 | 0 | 0 | 49.6223 | 49.6223 | 7.1054e-14 | 0 | 0 |  | -555.338 | #DIV/0! | #DIV/0! | 49.5 | 1.3237 | #DIV/0! | 1 | #DIV/0! | #DIV/0! |  |  | 0
0 | 0 | 0 | 0 | 1 | 1 | 15:12 | 73.66 |  | 584.3341 | 0 | 0 | 49.6223 | 49.6223 | 7.1054e-14 | 0 | 0 |  | -555.338 | #DIV/0! | #DIV/0! | 49.5 | 1.3237 | #DIV/0! | 1 | #DIV/0! | #DIV/0! |  |  | 0
0 | 0 | 0 | 0 | 1 | 1 | 15:12 | 73.68 |  | 584.3357 | 0 | 0 | 49.6223 | 49.6223 | 7.1054e-14 | 0 | 0 |  | -555.338 | #DIV/0! | #DIV/0! | 49.5 | 1.3237 | #DIV/0! | 1 | #DIV/0! | #DIV/0! |  |  | 0
0 | 0 | 0 | 0 | 1 | 1 | 15:12 | 73.7 |  | 584.3373 | 0 | 0 | 49.6223 | 49.6223 | 7.1054e-14 | 0 | 0 |  | -555.338 | #DIV/0! | #DIV/0! | 49.5 | 1.3237 | #DIV/0! | 1 | #DIV/0! | #DIV/0! |  |  | 0
0 | 0 | 0 | 0 | 1 | 1 | 15:12 | 73.72 |  | 584.339 | 0 | 0 | 49.6223 | 49.6223 | 7.1054e-14 | 0 | 0 |  | -555.338 | #DIV/0! | #DIV/0! | 49.5 | 1.3237 | #DIV/0! | 1 | #DIV/0! | #DIV/0! |  |  | 0
0 | 0 | 0 | 0 | 1 | 1 | 15:12 | 73.74 |  | 584.3406 | 0 | 0 | 49.6223 | 49.6223 | 7.1054e-14 | 0 | 0 |  | -555.338 | #DIV/0! | #DIV/0! | 49.5 | 1.3237 | #DIV/0! | 1 | #DIV/0! | #DIV/0! |  |  | 0
0 | 0 | 0 | 0 | 1 | 1 | 15:12 | 73.76 |  | 584.3422 | 0 | 0 | 49.6223 | 49.6223 | 7.1054e-14 | 0 | 0 |  | -555.338 | #DIV/0! | #DIV/0! | 49.5 | 1.3237 | #DIV/0! | 1 | #DIV/0! | #DIV/0! |  |  | 0
0 | 0 | 0 | 0 | 1 | 1 | 15:12 | 73.78 |  | 584.3438 | 0 | 0 | 49.6223 | 49.6223 | 7.1054e-14 | 0 | 0 |  | -555.338 | #DIV/0! | #DIV/0! | 49.5 | 1.3237 | #DIV/0! | 1 | #DIV/0! | #DIV/0! |  |  | 0
0 | 0 | 0 | 0 | 1 | 1 | 15:12 | 73.8 |  | 584.3455 | 0 | 0 | 49.6223 | 49.6223 | 7.1054e-14 | 0 | 0 |  | -555.338 | #DIV/0! | #DIV/0! | 49.5 | 1.3237 | #DIV/0! | 1 | #DIV/0! | #DIV/0! |  |  | 0
0 | 0 | 0 | 0 | 1 | 1 | 15:12 | 73.82 |  | 584.3471 | 0 | 0 | 49.6223 | 49.6223 | 7.1054e-14 | 0 | 0 |  | -555.338 | #DIV/0! | #DIV/0! | 49.5 | 1.3237 | #DIV/0! | 1 | #DIV/0! | #DIV/0! |  |  | 0
0 | 0 | 0 | 0 | 1 | 1 | 15:12 | 73.84 |  | 584.3487 | 0 | 0 | 49.6223 | 49.6223 | 7.1054e-14 | 0 | 0 |  | -555.338 | #DIV/0! | #DIV/0! | 49.5 | 1.3237 | #DIV/0! | 1 | #DIV/0! | #DIV/0! |  |  | 0
0 | 0 | 0 | 0 | 1 | 1 | 15:12 | 73.86 |  | 584.3504 | 0 | 0 | 49.6223 | 49.6223 | 7.1054e-14 | 0 | 0 |  | -555.338 | #DIV/0! | #DIV/0! | 49.5 | 1.3237 | #DIV/0! | 1 | #DIV/0! | #DIV/0! |  |  | 0
0 | 0 | 0 | 0 | 1 | 1 | 15:12 | 73.88 |  | 584.352 | 0 | 0 | 49.6223 | 49.6223 | 7.1054e-14 | 0 | 0 |  | -555.338 | #DIV/0! | #DIV/0! | 49.5 | 1.3237 | #DIV/0! | 1 | #DIV/0! | #DIV/0! |  |  | 0
0 | 0 | 0 | 0 | 1 | 1 | 15:12 | 73.9 |  | 584.3536 | 0 | 0 | 49.6223 | 49.6223 | 7.1054e-14 | 0 | 0 |  | -555.338 | #DIV/0! | #DIV/0! | 49.5 | 1.3237 | #DIV/0! | 1 | #DIV/0! | #DIV/0! |  |  | 0
0 | 0 | 0 | 0 | 1 | 1 | 15:12 | 73.92 |  | 584.3553 | 0 | 0 | 49.6223 | 49.6223 | 7.1054e-14 | 0 | 0 |  | -555.338 | #DIV/0! | #DIV/0! | 49.5 | 1.3237 | #DIV/0! | 1 | #DIV/0! | #DIV/0! |  |  | 0
0 | 0 | 0 | 0 | 1 | 1 | 15:12 | 73.94 |  | 584.3569 | 0 | 0 | 49.6223 | 49.6223 | 7.1054e-14 | 0 | 0 |  | -555.338 | #DIV/0! | #DIV/0! | 49.5 | 1.3237 | #DIV/0! | 1 | #DIV/0! | #DIV/0! |  |  | 0
0 | 0 | 0 | 0 | 1 | 1 | 15:12 | 73.96 |  | 584.3585 | 0 | 0 | 49.6223 | 49.6223 | 7.1054e-14 | 0 | 0 |  | -555.338 | #DIV/0! | #DIV/0! | 49.5 | 1.3237 | #DIV/0! | 1 | #DIV/0! | #DIV/0! |  |  | 0
0 | 0 | 0 | 0 | 1 | 1 | 15:12 | 73.98 |  | 584.3601 | 0 | 0 | 49.6223 | 49.6223 | 7.1054e-14 | 0 | 0 |  | -555.338 | #DIV/0! | #DIV/0! | 49.5 | 1.3237 | #DIV/0! | 1 | #DIV/0! | #DIV/0! |  |  | 0
0 | 0 | 0 | 0 | 1 | 1 | 15:12 | 74 |  | 584.3618 | 0 | 0 | 49.6223 | 49.6223 | 7.1054e-14 | 0 | 0 |  | -555.338 | #DIV/0! | #DIV/0! | 49.5 | 1.3237 | #DIV/0! | 1 | #DIV/0! | #DIV/0! |  |  | 0
0 | 0 | 0 | 0 | 1 | 1 | 15:12 | 74.02 |  | 584.3634 | 0 | 0 | 49.6223 | 49.6223 | 7.1054e-14 | 0 | 0 |  | -555.338 | #DIV/0! | #DIV/0! | 49.5 | 1.3237 | #DIV/0! | 1 | #DIV/0! | #DIV/0! |  |  | 0
0 | 0 | 0 | 0 | 1 | 1 | 15:12 | 74.04 |  | 584.365 | 0 | 0 | 49.6223 | 49.6223 | 7.1054e-14 | 0 | 0 |  | -555.338 | #DIV/0! | #DIV/0! | 49.5 | 1.3237 | #DIV/0! | 1 | #DIV/0! | #DIV/0! |  |  | 0
0 | 0 | 0 | 0 | 1 | 1 | 15:12 | 74.06 |  | 584.3667 | 0 | 0 | 49.6223 | 49.6223 | 7.1054e-14 | 0 | 0 |  | -555.338 | #DIV/0! | #DIV/0! | 49.5 | 1.3237 | #DIV/0! | 1 | #DIV/0! | #DIV/0! |  |  | 0
0 | 0 | 0 | 0 | 1 | 1 | 15:12 | 74.08 |  | 584.3683 | 0 | 0 | 49.6223 | 49.6223 | 7.1054e-14 | 0 | 0 |  | -555.338 | #DIV/0! | #DIV/0! | 49.5 | 1.3237 | #DIV/0! | 1 | #DIV/0! | #DIV/0! |  |  | 0
0 | 0 | 0 | 0 | 1 | 1 | 15:12 | 74.1 |  | 584.3699 | 0 | 0 | 49.6223 | 49.6223 | 7.1054e-14 | 0 | 0 |  | -555.338 | #DIV/0! | #DIV/0! | 49.5 | 1.3237 | #DIV/0! | 1 | #DIV/0! | #DIV/0! |  |  | 0
0 | 0 | 0 | 0 | 1 | 1 | 15:12 | 74.12 |  | 584.3716 | 0 | 0 | 49.6223 | 49.6223 | 7.1054e-14 | 0 | 0 |  | -555.338 | #DIV/0! | #DIV/0! | 49.5 | 1.3237 | #DIV/0! | 1 | #DIV/0! | #DIV/0! |  |  | 0
0 | 0 | 0 | 0 | 1 | 1 | 15:12 | 74.14 |  | 584.3732 | 0 | 0 | 49.6223 | 49.6223 | 7.1054e-14 | 0 | 0 |  | -555.338 | #DIV/0! | #DIV/0! | 49.5 | 1.3237 | #DIV/0! | 1 | #DIV/0! | #DIV/0! |  |  | 0
0 | 0 | 0 | 0 | 1 | 1 | 15:12 | 74.16 |  | 584.3748 | 0 | 0 | 49.6223 | 49.6223 | 7.1054e-14 | 0 | 0 |  | -555.338 | #DIV/0! | #DIV/0! | 49.5 | 1.3237 | #DIV/0! | 1 | #DIV/0! | #DIV/0! |  |  | 0
0 | 0 | 0 | 0 | 1 | 1 | 15:12 | 74.18 |  | 584.3764 | 0 | 0 | 49.6223 | 49.6223 | 7.1054e-14 | 0 | 0 |  | -555.338 | #DIV/0! | #DIV/0! | 49.5 | 1.3237 | #DIV/0! | 1 | #DIV/0! | #DIV/0! |  |  | 0
0 | 0 | 0 | 0 | 1 | 1 | 15:12 | 74.2 |  | 584.3781 | 0 | 0 | 49.6223 | 49.6223 | 7.1054e-14 | 0 | 0 |  | -555.338 | #DIV/0! | #DIV/0! | 49.5 | 1.3237 | #DIV/0! | 1 | #DIV/0! | #DIV/0! |  |  | 0
0 | 0 | 0 | 0 | 1 | 1 | 15:12 | 74.22 |  | 584.3797 | 0 | 0 | 49.6223 | 49.6223 | 7.1054e-14 | 0 | 0 |  | -555.338 | #DIV/0! | #DIV/0! | 49.5 | 1.3237 | #DIV/0! | 1 | #DIV/0! | #DIV/0! |  |  | 0
0 | 0 | 0 | 0 | 1 | 1 | 15:12 | 74.24 |  | 584.3813 | 0 | 0 | 49.6223 | 49.6223 | 7.1054e-14 | 0 | 0 |  | -555.338 | #DIV/0! | #DIV/0! | 49.5 | 1.3237 | #DIV/0! | 1 | #DIV/0! | #DIV/0! |  |  | 0
0 | 0 | 0 | 0 | 1 | 1 | 15:12 | 74.26 |  | 584.383 | 0 | 0 | 49.6223 | 49.6223 | 7.1054e-14 | 0 | 0 |  | -555.338 | #DIV/0! | #DIV/0! | 49.5 | 1.3237 | #DIV/0! | 1 | #DIV/0! | #DIV/0! |  |  | 0
0 | 0 | 0 | 0 | 1 | 1 | 15:12 | 74.28 |  | 584.3846 | 0 | 0 | 49.6223 | 49.6223 | 7.1054e-14 | 0 | 0 |  | -555.338 | #DIV/0! | #DIV/0! | 49.5 | 1.3237 | #DIV/0! | 1 | #DIV/0! | #DIV/0! |  |  | 0
0 | 0 | 0 | 0 | 1 | 1 | 15:12 | 74.3 |  | 584.3862 | 0 | 0 | 49.6223 | 49.6223 | 7.1054e-14 | 0 | 0 |  | -555.338 | #DIV/0! | #DIV/0! | 49.5 | 1.3237 | #DIV/0! | 1 | #DIV/0! | #DIV/0! |  |  | 0
0 | 0 | 0 | 0 | 1 | 1 | 15:12 | 74.32 |  | 584.3879 | 0 | 0 | 49.6223 | 49.6223 | 7.1054e-14 | 0 | 0 |  | -555.338 | #DIV/0! | #DIV/0! | 49.5 | 1.3237 | #DIV/0! | 1 | #DIV/0! | #DIV/0! |  |  | 0
0 | 0 | 0 | 0 | 1 | 1 | 15:12 | 74.34 |  | 584.3895 | 0 | 0 | 49.6223 | 49.6223 | 7.1054e-14 | 0 | 0 |  | -555.338 | #DIV/0! | #DIV/0! | 49.5 | 1.3237 | #DIV/0! | 1 | #DIV/0! | #DIV/0! |  |  | 0
0 | 0 | 0 | 0 | 1 | 1 | 15:12 | 74.36 |  | 584.3911 | 0 | 0 | 49.6223 | 49.6223 | 7.1054e-14 | 0 | 0 |  | -555.338 | #DIV/0! | #DIV/0! | 49.5 | 1.3237 | #DIV/0! | 1 | #DIV/0! | #DIV/0! |  |  | 0
0 | 0 | 0 | 0 | 1 | 1 | 15:12 | 74.38 |  | 584.3927 | 0 | 0 | 49.6223 | 49.6223 | 7.1054e-14 | 0 | 0 |  | -555.338 | #DIV/0! | #DIV/0! | 49.5 | 1.3237 | #DIV/0! | 1 | #DIV/0! | #DIV/0! |  |  | 0
0 | 0 | 0 | 0 | 1 | 1 | 15:12 | 74.4 |  | 584.3944 | 0 | 0 | 49.6223 | 49.6223 | 7.1054e-14 | 0 | 0 |  | -555.338 | #DIV/0! | #DIV/0! | 49.5 | 1.3237 | #DIV/0! | 1 | #DIV/0! | #DIV/0! |  |  | 0
0 | 0 | 0 | 0 | 1 | 1 | 15:12 | 74.42 |  | 584.396 | 0 | 0 | 49.6223 | 49.6223 | 7.1054e-14 | 0 | 0 |  | -555.338 | #DIV/0! | #DIV/0! | 49.5 | 1.3237 | #DIV/0! | 1 | #DIV/0! | #DIV/0! |  |  | 0
0 | 0 | 0 | 0 | 1 | 1 | 15:12 | 74.44 |  | 584.3976 | 0 | 0 | 49.6223 | 49.6223 | 7.1054e-14 | 0 | 0 |  | -555.338 | #DIV/0! | #DIV/0! | 49.5 | 1.3237 | #DIV/0! | 1 | #DIV/0! | #DIV/0! |  |  | 0
0 | 0 | 0 | 0 | 1 | 1 | 15:12 | 74.46 |  | 584.3993 | 0 | 0 | 49.6223 | 49.6223 | 7.1054e-14 | 0 | 0 |  | -555.338 | #DIV/0! | #DIV/0! | 49.5 | 1.3237 | #DIV/0! | 1 | #DIV/0! | #DIV/0! |  |  | 0
0 | 0 | 0 | 0 | 1 | 1 | 15:12 | 74.48 |  | 584.4009 | 0 | 0 | 49.6223 | 49.6223 | 7.1054e-14 | 0 | 0 |  | -555.338 | #DIV/0! | #DIV/0! | 49.5 | 1.3237 | #DIV/0! | 1 | #DIV/0! | #DIV/0! |  |  | 0
0 | 0 | 0 | 0 | 1 | 1 | 15:12 | 74.5 |  | 584.4025 | 0 | 0 | 49.6223 | 49.6223 | 7.1054e-14 | 0 | 0 |  | -555.338 | #DIV/0! | #DIV/0! | 49.5 | 1.3237 | #DIV/0! | 1 | #DIV/0! | #DIV/0! |  |  | 0
0 | 0 | 0 | 0 | 1 | 1 | 15:12 | 74.52 |  | 584.4042 | 0 | 0 | 49.6223 | 49.6223 | 7.1054e-14 | 0 | 0 |  | -555.338 | #DIV/0! | #DIV/0! | 49.5 | 1.3237 | #DIV/0! | 1 | #DIV/0! | #DIV/0! |  |  | 0
0 | 0 | 0 | 0 | 1 | 1 | 15:12 | 74.54 |  | 584.4058 | 0 | 0 | 49.6223 | 49.6223 | 7.1054e-14 | 0 | 0 |  | -555.338 | #DIV/0! | #DIV/0! | 49.5 | 1.3237 | #DIV/0! | 1 | #DIV/0! | #DIV/0! |  |  | 0
0 | 0 | 0 | 0 | 1 | 1 | 15:12 | 74.56 |  | 584.4074 | 0 | 0 | 49.6223 | 49.6223 | 7.1054e-14 | 0 | 0 |  | -555.338 | #DIV/0! | #DIV/0! | 49.5 | 1.3237 | #DIV/0! | 1 | #DIV/0! | #DIV/0! |  |  | 0
0 | 0 | 0 | 0 | 1 | 1 | 15:12 | 74.58 |  | 584.409 | 0 | 0 | 49.6223 | 49.6223 | 7.1054e-14 | 0 | 0 |  | -555.338 | #DIV/0! | #DIV/0! | 49.5 | 1.3237 | #DIV/0! | 1 | #DIV/0! | #DIV/0! |  |  | 0
0 | 0 | 0 | 0 | 1 | 1 | 15:12 | 74.6 |  | 584.4107 | 0 | 0 | 49.6223 | 49.6223 | 7.1054e-14 | 0 | 0 |  | -555.338 | #DIV/0! | #DIV/0! | 49.5 | 1.3237 | #DIV/0! | 1 | #DIV/0! | #DIV/0! |  |  | 0
0 | 0 | 0 | 0 | 1 | 1 | 15:12 | 74.62 |  | 584.4123 | 0 | 0 | 49.6223 | 49.6223 | 7.1054e-14 | 0 | 0 |  | -555.338 | #DIV/0! | #DIV/0! | 49.5 | 1.3237 | #DIV/0! | 1 | #DIV/0! | #DIV/0! |  |  | 0
0 | 0 | 0 | 0 | 1 | 1 | 15:12 | 74.64 |  | 584.4139 | 0 | 0 | 49.6223 | 49.6223 | 7.1054e-14 | 0 | 0 |  | -555.338 | #DIV/0! | #DIV/0! | 49.5 | 1.3237 | #DIV/0! | 1 | #DIV/0! | #DIV/0! |  |  | 0
0 | 0 | 0 | 0 | 1 | 1 | 15:12 | 74.66 |  | 584.4156 | 0 | 0 | 49.6223 | 49.6223 | 7.1054e-14 | 0 | 0 |  | -555.338 | #DIV/0! | #DIV/0! | 49.5 | 1.3237 | #DIV/0! | 1 | #DIV/0! | #DIV/0! |  |  | 0
0 | 0 | 0 | 0 | 1 | 1 | 15:12 | 74.68 |  | 584.4172 | 0 | 0 | 49.6223 | 49.6223 | 7.1054e-14 | 0 | 0 |  | -555.338 | #DIV/0! | #DIV/0! | 49.5 | 1.3237 | #DIV/0! | 1 | #DIV/0! | #DIV/0! |  |  | 0
0 | 0 | 0 | 0 | 1 | 1 | 15:12 | 74.7 |  | 584.4188 | 0 | 0 | 49.6223 | 49.6223 | 7.1054e-14 | 0 | 0 |  | -555.338 | #DIV/0! | #DIV/0! | 49.5 | 1.3237 | #DIV/0! | 1 | #DIV/0! | #DIV/0! |  |  | 0
0 | 0 | 0 | 0 | 1 | 1 | 15:12 | 74.72 |  | 584.4205 | 0 | 0 | 49.6223 | 49.6223 | 7.1054e-14 | 0 | 0 |  | -555.338 | #DIV/0! | #DIV/0! | 49.5 | 1.3237 | #DIV/0! | 1 | #DIV/0! | #DIV/0! |  |  | 0
0 | 0 | 0 | 0 | 1 | 1 | 15:12 | 74.74 |  | 584.4221 | 0 | 0 | 49.6223 | 49.6223 | 7.1054e-14 | 0 | 0 |  | -555.338 | #DIV/0! | #DIV/0! | 49.5 | 1.3237 | #DIV/0! | 1 | #DIV/0! | #DIV/0! |  |  | 0
0 | 0 | 0 | 0 | 1 | 1 | 15:12 | 74.76 |  | 584.4237 | 0 | 0 | 49.6223 | 49.6223 | 7.1054e-14 | 0 | 0 |  | -555.338 | #DIV/0! | #DIV/0! | 49.5 | 1.3237 | #DIV/0! | 1 | #DIV/0! | #DIV/0! |  |  | 0
0 | 0 | 0 | 0 | 1 | 1 | 15:12 | 74.78 |  | 584.4253 | 0 | 0 | 49.6223 | 49.6223 | 7.1054e-14 | 0 | 0 |  | -555.338 | #DIV/0! | #DIV/0! | 49.5 | 1.3237 | #DIV/0! | 1 | #DIV/0! | #DIV/0! |  |  | 0
0 | 0 | 0 | 0 | 1 | 1 | 15:12 | 74.8 |  | 584.427 | 0 | 0 | 49.6223 | 49.6223 | 7.1054e-14 | 0 | 0 |  | -555.338 | #DIV/0! | #DIV/0! | 49.5 | 1.3237 | #DIV/0! | 1 | #DIV/0! | #DIV/0! |  |  | 0
0 | 0 | 0 | 0 | 1 | 1 | 15:12 | 74.82 |  | 584.4286 | 0 | 0 | 49.6223 | 49.6223 | 7.1054e-14 | 0 | 0 |  | -555.338 | #DIV/0! | #DIV/0! | 49.5 | 1.3237 | #DIV/0! | 1 | #DIV/0! | #DIV/0! |  |  | 0
0 | 0 | 0 | 0 | 1 | 1 | 15:12 | 74.84 |  | 584.4302 | 0 | 0 | 49.6223 | 49.6223 | 7.1054e-14 | 0 | 0 |  | -555.338 | #DIV/0! | #DIV/0! | 49.5 | 1.3237 | #DIV/0! | 1 | #DIV/0! | #DIV/0! |  |  | 0
0 | 0 | 0 | 0 | 1 | 1 | 15:12 | 74.86 |  | 584.4319 | 0 | 0 | 49.6223 | 49.6223 | 7.1054e-14 | 0 | 0 |  | -555.338 | #DIV/0! | #DIV/0! | 49.5 | 1.3237 | #DIV/0! | 1 | #DIV/0! | #DIV/0! |  |  | 0
0 | 0 | 0 | 0 | 1 | 1 | 15:12 | 74.88 |  | 584.4335 | 0 | 0 | 49.6223 | 49.6223 | 7.1054e-14 | 0 | 0 |  | -555.338 | #DIV/0! | #DIV/0! | 49.5 | 1.3237 | #DIV/0! | 1 | #DIV/0! | #DIV/0! |  |  | 0
0 | 0 | 0 | 0 | 1 | 1 | 15:12 | 74.9 |  | 584.4351 | 0 | 0 | 49.6223 | 49.6223 | 7.1054e-14 | 0 | 0 |  | -555.338 | #DIV/0! | #DIV/0! | 49.5 | 1.3237 | #DIV/0! | 1 | #DIV/0! | #DIV/0! |  |  | 0
0 | 0 | 0 | 0 | 1 | 1 | 15:12 | 74.92 |  | 584.4368 | 0 | 0 | 49.6223 | 49.6223 | 7.1054e-14 | 0 | 0 |  | -555.338 | #DIV/0! | #DIV/0! | 49.5 | 1.3237 | #DIV/0! | 1 | #DIV/0! | #DIV/0! |  |  | 0
0 | 0 | 0 | 0 | 1 | 1 | 15:12 | 74.94 |  | 584.4384 | 0 | 0 | 49.6223 | 49.6223 | 7.1054e-14 | 0 | 0 |  | -555.338 | #DIV/0! | #DIV/0! | 49.5 | 1.3237 | #DIV/0! | 1 | #DIV/0! | #DIV/0! |  |  | 0
0 | 0 | 0 | 0 | 1 | 1 | 15:12 | 74.96 |  | 584.44 | 0 | 0 | 49.6223 | 49.6223 | 7.1054e-14 | 0 | 0 |  | -555.338 | #DIV/0! | #DIV/0! | 49.5 | 1.3237 | #DIV/0! | 1 | #DIV/0! | #DIV/0! |  |  | 0
0 | 0 | 0 | 0 | 1 | 1 | 15:12 | 74.98 |  | 584.4416 | 0 | 0 | 49.6223 | 49.6223 | 7.1054e-14 | 0 | 0 |  | -555.338 | #DIV/0! | #DIV/0! | 49.5 | 1.3237 | #DIV/0! | 1 | #DIV/0! | #DIV/0! |  |  | 0
0 | 0 | 0 | 0 | 1 | 1 | 15:12 | 75 |  | 584.4433 | 0 | 0 | 49.6223 | 49.6223 | 7.1054e-14 | 0 | 0 |  | -555.338 | #DIV/0! | #DIV/0! | 49.5 | 1.3237 | #DIV/0! | 1 | #DIV/0! | #DIV/0! |  |  | 0
0 | 0 | 0 | 0 | 1 | 1 | 15:12 | 75.02 |  | 584.4449 | 0 | 0 | 49.6223 | 49.6223 | 7.1054e-14 | 0 | 0 |  | -555.338 | #DIV/0! | #DIV/0! | 49.5 | 1.3237 | #DIV/0! | 1 | #DIV/0! | #DIV/0! |  |  | 0
0 | 0 | 0 | 0 | 1 | 1 | 15:12 | 75.04 |  | 584.4465 | 0 | 0 | 49.6223 | 49.6223 | 7.1054e-14 | 0 | 0 |  | -555.338 | #DIV/0! | #DIV/0! | 49.5 | 1.3237 | #DIV/0! | 1 | #DIV/0! | #DIV/0! |  |  | 0
0 | 0 | 0 | 0 | 1 | 1 | 15:12 | 75.06 |  | 584.4482 | 0 | 0 | 49.6223 | 49.6223 | 7.1054e-14 | 0 | 0 |  | -555.338 | #DIV/0! | #DIV/0! | 49.5 | 1.3237 | #DIV/0! | 1 | #DIV/0! | #DIV/0! |  |  | 0
0 | 0 | 0 | 0 | 1 | 1 | 15:12 | 75.08 |  | 584.4498 | 0 | 0 | 49.6223 | 49.6223 | 7.1054e-14 | 0 | 0 |  | -555.338 | #DIV/0! | #DIV/0! | 49.5 | 1.3237 | #DIV/0! | 1 | #DIV/0! | #DIV/0! |  |  | 0
0 | 0 | 0 | 0 | 1 | 1 | 15:12 | 75.1 |  | 584.4514 | 0 | 0 | 49.6223 | 49.6223 | 7.1054e-14 | 0 | 0 |  | -555.338 | #DIV/0! | #DIV/0! | 49.5 | 1.3237 | #DIV/0! | 1 | #DIV/0! | #DIV/0! |  |  | 0
0 | 0 | 0 | 0 | 1 | 1 | 15:12 | 75.12 |  | 584.4531 | 0 | 0 | 49.6223 | 49.6223 | 7.1054e-14 | 0 | 0 |  | -555.338 | #DIV/0! | #DIV/0! | 49.5 | 1.3237 | #DIV/0! | 1 | #DIV/0! | #DIV/0! |  |  | 0
0 | 0 | 0 | 0 | 1 | 1 | 15:12 | 75.14 |  | 584.4547 | 0 | 0 | 49.6223 | 49.6223 | 7.1054e-14 | 0 | 0 |  | -555.338 | #DIV/0! | #DIV/0! | 49.5 | 1.3237 | #DIV/0! | 1 | #DIV/0! | #DIV/0! |  |  | 0
0 | 0 | 0 | 0 | 1 | 1 | 15:12 | 75.16 |  | 584.4563 | 0 | 0 | 49.6223 | 49.6223 | 7.1054e-14 | 0 | 0 |  | -555.338 | #DIV/0! | #DIV/0! | 49.5 | 1.3237 | #DIV/0! | 1 | #DIV/0! | #DIV/0! |  |  | 0
0 | 0 | 0 | 0 | 1 | 1 | 15:12 | 75.18 |  | 584.4579 | 0 | 0 | 49.6223 | 49.6223 | 7.1054e-14 | 0 | 0 |  | -555.338 | #DIV/0! | #DIV/0! | 49.5 | 1.3237 | #DIV/0! | 1 | #DIV/0! | #DIV/0! |  |  | 0
0 | 0 | 0 | 0 | 1 | 1 | 15:12 | 75.2 |  | 584.4596 | 0 | 0 | 49.6223 | 49.6223 | 7.1054e-14 | 0 | 0 |  | -555.338 | #DIV/0! | #DIV/0! | 49.5 | 1.3237 | #DIV/0! | 1 | #DIV/0! | #DIV/0! |  |  | 0
0 | 0 | 0 | 0 | 1 | 1 | 15:12 | 75.22 |  | 584.4612 | 0 | 0 | 49.6223 | 49.6223 | 7.1054e-14 | 0 | 0 |  | -555.338 | #DIV/0! | #DIV/0! | 49.5 | 1.3237 | #DIV/0! | 1 | #DIV/0! | #DIV/0! |  |  | 0
0 | 0 | 0 | 0 | 1 | 1 | 15:12 | 75.24 |  | 584.4628 | 0 | 0 | 49.6223 | 49.6223 | 7.1054e-14 | 0 | 0 |  | -555.338 | #DIV/0! | #DIV/0! | 49.5 | 1.3237 | #DIV/0! | 1 | #DIV/0! | #DIV/0! |  |  | 0
0 | 0 | 0 | 0 | 1 | 1 | 15:12 | 75.26 |  | 584.4645 | 0 | 0 | 49.6223 | 49.6223 | 7.1054e-14 | 0 | 0 |  | -555.338 | #DIV/0! | #DIV/0! | 49.5 | 1.3237 | #DIV/0! | 1 | #DIV/0! | #DIV/0! |  |  | 0
0 | 0 | 0 | 0 | 1 | 1 | 15:12 | 75.28 |  | 584.4661 | 0 | 0 | 49.6223 | 49.6223 | 7.1054e-14 | 0 | 0 |  | -555.338 | #DIV/0! | #DIV/0! | 49.5 | 1.3237 | #DIV/0! | 1 | #DIV/0! | #DIV/0! |  |  | 0
0 | 0 | 0 | 0 | 1 | 1 | 15:12 | 75.3 |  | 584.4677 | 0 | 0 | 49.6223 | 49.6223 | 7.1054e-14 | 0 | 0 |  | -555.338 | #DIV/0! | #DIV/0! | 49.5 | 1.3237 | #DIV/0! | 1 | #DIV/0! | #DIV/0! |  |  | 0
0 | 0 | 0 | 0 | 1 | 1 | 15:12 | 75.32 |  | 584.4694 | 0 | 0 | 49.6223 | 49.6223 | 7.1054e-14 | 0 | 0 |  | -555.338 | #DIV/0! | #DIV/0! | 49.5 | 1.3237 | #DIV/0! | 1 | #DIV/0! | #DIV/0! |  |  | 0
0 | 0 | 0 | 0 | 1 | 1 | 15:12 | 75.34 |  | 584.471 | 0 | 0 | 49.6223 | 49.6223 | 7.1054e-14 | 0 | 0 |  | -555.338 | #DIV/0! | #DIV/0! | 49.5 | 1.3237 | #DIV/0! | 1 | #DIV/0! | #DIV/0! |  |  | 0
0 | 0 | 0 | 0 | 1 | 1 | 15:12 | 75.36 |  | 584.4726 | 0 | 0 | 49.6223 | 49.6223 | 7.1054e-14 | 0 | 0 |  | -555.338 | #DIV/0! | #DIV/0! | 49.5 | 1.3237 | #DIV/0! | 1 | #DIV/0! | #DIV/0! |  |  | 0
0 | 0 | 0 | 0 | 1 | 1 | 15:12 | 75.38 |  | 584.4742 | 0 | 0 | 49.6223 | 49.6223 | 7.1054e-14 | 0 | 0 |  | -555.338 | #DIV/0! | #DIV/0! | 49.5 | 1.3237 | #DIV/0! | 1 | #DIV/0! | #DIV/0! |  |  | 0
0 | 0 | 0 | 0 | 1 | 1 | 15:12 | 75.4 |  | 584.4759 | 0 | 0 | 49.6223 | 49.6223 | 7.1054e-14 | 0 | 0 |  | -555.338 | #DIV/0! | #DIV/0! | 49.5 | 1.3237 | #DIV/0! | 1 | #DIV/0! | #DIV/0! |  |  | 0
0 | 0 | 0 | 0 | 1 | 1 | 15:12 | 75.42 |  | 584.4775 | 0 | 0 | 49.6223 | 49.6223 | 7.1054e-14 | 0 | 0 |  | -555.338 | #DIV/0! | #DIV/0! | 49.5 | 1.3237 | #DIV/0! | 1 | #DIV/0! | #DIV/0! |  |  | 0
0 | 0 | 0 | 0 | 1 | 1 | 15:12 | 75.44 |  | 584.4791 | 0 | 0 | 49.6223 | 49.6223 | 7.1054e-14 | 0 | 0 |  | -555.338 | #DIV/0! | #DIV/0! | 49.5 | 1.3237 | #DIV/0! | 1 | #DIV/0! | #DIV/0! |  |  | 0
0 | 0 | 0 | 0 | 1 | 1 | 15:12 | 75.46 |  | 584.4808 | 0 | 0 | 49.6223 | 49.6223 | 7.1054e-14 | 0 | 0 |  | -555.338 | #DIV/0! | #DIV/0! | 49.5 | 1.3237 | #DIV/0! | 1 | #DIV/0! | #DIV/0! |  |  | 0
0 | 0 | 0 | 0 | 1 | 1 | 15:12 | 75.48 |  | 584.4824 | 0 | 0 | 49.6223 | 49.6223 | 7.1054e-14 | 0 | 0 |  | -555.338 | #DIV/0! | #DIV/0! | 49.5 | 1.3237 | #DIV/0! | 1 | #DIV/0! | #DIV/0! |  |  | 0
0 | 0 | 0 | 0 | 1 | 1 | 15:12 | 75.5 |  | 584.484 | 0 | 0 | 49.6223 | 49.6223 | 7.1054e-14 | 0 | 0 |  | -555.338 | #DIV/0! | #DIV/0! | 49.5 | 1.3237 | #DIV/0! | 1 | #DIV/0! | #DIV/0! |  |  | 0
0 | 0 | 0 | 0 | 1 | 1 | 15:12 | 75.52 |  | 584.4857 | 0 | 0 | 49.6223 | 49.6223 | 7.1054e-14 | 0 | 0 |  | -555.338 | #DIV/0! | #DIV/0! | 49.5 | 1.3237 | #DIV/0! | 1 | #DIV/0! | #DIV/0! |  |  | 0
0 | 0 | 0 | 0 | 1 | 1 | 15:12 | 75.54 |  | 584.4873 | 0 | 0 | 49.6223 | 49.6223 | 7.1054e-14 | 0 | 0 |  | -555.338 | #DIV/0! | #DIV/0! | 49.5 | 1.3237 | #DIV/0! | 1 | #DIV/0! | #DIV/0! |  |  | 0
0 | 0 | 0 | 0 | 1 | 1 | 15:12 | 75.56 |  | 584.4889 | 0 | 0 | 49.6223 | 49.6223 | 7.1054e-14 | 0 | 0 |  | -555.338 | #DIV/0! | #DIV/0! | 49.5 | 1.3237 | #DIV/0! | 1 | #DIV/0! | #DIV/0! |  |  | 0
0 | 0 | 0 | 0 | 1 | 1 | 15:12 | 75.58 |  | 584.4905 | 0 | 0 | 49.6223 | 49.6223 | 7.1054e-14 | 0 | 0 |  | -555.338 | #DIV/0! | #DIV/0! | 49.5 | 1.3237 | #DIV/0! | 1 | #DIV/0! | #DIV/0! |  |  | 0
0 | 0 | 0 | 0 | 1 | 1 | 15:12 | 75.6 |  | 584.4922 | 0 | 0 | 49.6223 | 49.6223 | 7.1054e-14 | 0 | 0 |  | -555.338 | #DIV/0! | #DIV/0! | 49.5 | 1.3237 | #DIV/0! | 1 | #DIV/0! | #DIV/0! |  |  | 0
0 | 0 | 0 | 0 | 1 | 1 | 15:12 | 75.62 |  | 584.4938 | 0 | 0 | 49.6223 | 49.6223 | 7.1054e-14 | 0 | 0 |  | -555.338 | #DIV/0! | #DIV/0! | 49.5 | 1.3237 | #DIV/0! | 1 | #DIV/0! | #DIV/0! |  |  | 0
0 | 0 | 0 | 0 | 1 | 1 | 15:12 | 75.64 |  | 584.4954 | 0 | 0 | 49.6223 | 49.6223 | 7.1054e-14 | 0 | 0 |  | -555.338 | #DIV/0! | #DIV/0! | 49.5 | 1.3237 | #DIV/0! | 1 | #DIV/0! | #DIV/0! |  |  | 0
0 | 0 | 0 | 0 | 1 | 1 | 15:12 | 75.66 |  | 584.4971 | 0 | 0 | 49.6223 | 49.6223 | 7.1054e-14 | 0 | 0 |  | -555.338 | #DIV/0! | #DIV/0! | 49.5 | 1.3237 | #DIV/0! | 1 | #DIV/0! | #DIV/0! |  |  | 0
0 | 0 | 0 | 0 | 1 | 1 | 15:12 | 75.68 |  | 584.4987 | 0 | 0 | 49.6223 | 49.6223 | 7.1054e-14 | 0 | 0 |  | -555.338 | #DIV/0! | #DIV/0! | 49.5 | 1.3237 | #DIV/0! | 1 | #DIV/0! | #DIV/0! |  |  | 0
0 | 0 | 0 | 0 | 1 | 1 | 15:12 | 75.7 |  | 584.5003 | 0 | 0 | 49.6223 | 49.6223 | 7.1054e-14 | 0 | 0 |  | -555.338 | #DIV/0! | #DIV/0! | 49.5 | 1.3237 | #DIV/0! | 1 | #DIV/0! | #DIV/0! |  |  | 0
0 | 0 | 0 | 0 | 1 | 1 | 15:12 | 75.72 |  | 584.502 | 0 | 0 | 49.6223 | 49.6223 | 7.1054e-14 | 0 | 0 |  | -555.338 | #DIV/0! | #DIV/0! | 49.5 | 1.3237 | #DIV/0! | 1 | #DIV/0! | #DIV/0! |  |  | 0
0 | 0 | 0 | 0 | 1 | 1 | 15:12 | 75.74 |  | 584.5036 | 0 | 0 | 49.6223 | 49.6223 | 7.1054e-14 | 0 | 0 |  | -555.338 | #DIV/0! | #DIV/0! | 49.5 | 1.3237 | #DIV/0! | 1 | #DIV/0! | #DIV/0! |  |  | 0
0 | 0 | 0 | 0 | 1 | 1 | 15:12 | 75.76 |  | 584.5052 | 0 | 0 | 49.6223 | 49.6223 | 7.1054e-14 | 0 | 0 |  | -555.338 | #DIV/0! | #DIV/0! | 49.5 | 1.3237 | #DIV/0! | 1 | #DIV/0! | #DIV/0! |  |  | 0
0 | 0 | 0 | 0 | 1 | 1 | 15:12 | 75.78 |  | 584.5068 | 0 | 0 | 49.6223 | 49.6223 | 7.1054e-14 | 0 | 0 |  | -555.338 | #DIV/0! | #DIV/0! | 49.5 | 1.3237 | #DIV/0! | 1 | #DIV/0! | #DIV/0! |  |  | 0
0 | 0 | 0 | 0 | 1 | 1 | 15:12 | 75.8 |  | 584.5085 | 0 | 0 | 49.6223 | 49.6223 | 7.1054e-14 | 0 | 0 |  | -555.338 | #DIV/0! | #DIV/0! | 49.5 | 1.3237 | #DIV/0! | 1 | #DIV/0! | #DIV/0! |  |  | 0
0 | 0 | 0 | 0 | 1 | 1 | 15:12 | 75.82 |  | 584.5101 | 0 | 0 | 49.6223 | 49.6223 | 7.1054e-14 | 0 | 0 |  | -555.338 | #DIV/0! | #DIV/0! | 49.5 | 1.3237 | #DIV/0! | 1 | #DIV/0! | #DIV/0! |  |  | 0
0 | 0 | 0 | 0 | 1 | 1 | 15:12 | 75.84 |  | 584.5117 | 0 | 0 | 49.6223 | 49.6223 | 7.1054e-14 | 0 | 0 |  | -555.338 | #DIV/0! | #DIV/0! | 49.5 | 1.3237 | #DIV/0! | 1 | #DIV/0! | #DIV/0! |  |  | 0
0 | 0 | 0 | 0 | 1 | 1 | 15:12 | 75.86 |  | 584.5134 | 0 | 0 | 49.6223 | 49.6223 | 7.1054e-14 | 0 | 0 |  | -555.338 | #DIV/0! | #DIV/0! | 49.5 | 1.3237 | #DIV/0! | 1 | #DIV/0! | #DIV/0! |  |  | 0
0 | 0 | 0 | 0 | 1 | 1 | 15:12 | 75.88 |  | 584.515 | 0 | 0 | 49.6223 | 49.6223 | 7.1054e-14 | 0 | 0 |  | -555.338 | #DIV/0! | #DIV/0! | 49.5 | 1.3237 | #DIV/0! | 1 | #DIV/0! | #DIV/0! |  |  | 0
0 | 0 | 0 | 0 | 1 | 1 | 15:12 | 75.9 |  | 584.5166 | 0 | 0 | 49.6223 | 49.6223 | 7.1054e-14 | 0 | 0 |  | -555.338 | #DIV/0! | #DIV/0! | 49.5 | 1.3237 | #DIV/0! | 1 | #DIV/0! | #DIV/0! |  |  | 0
0 | 0 | 0 | 0 | 1 | 1 | 15:12 | 75.92 |  | 584.5183 | 0 | 0 | 49.6223 | 49.6223 | 7.1054e-14 | 0 | 0 |  | -555.338 | #DIV/0! | #DIV/0! | 49.5 | 1.3237 | #DIV/0! | 1 | #DIV/0! | #DIV/0! |  |  | 0
0 | 0 | 0 | 0 | 1 | 1 | 15:12 | 75.94 |  | 584.5199 | 0 | 0 | 49.6223 | 49.6223 | 7.1054e-14 | 0 | 0 |  | -555.338 | #DIV/0! | #DIV/0! | 49.5 | 1.3237 | #DIV/0! | 1 | #DIV/0! | #DIV/0! |  |  | 0
0 | 0 | 0 | 0 | 1 | 1 | 15:12 | 75.96 |  | 584.5215 | 0 | 0 | 49.6223 | 49.6223 | 7.1054e-14 | 0 | 0 |  | -555.338 | #DIV/0! | #DIV/0! | 49.5 | 1.3237 | #DIV/0! | 1 | #DIV/0! | #DIV/0! |  |  | 0
0 | 0 | 0 | 0 | 1 | 1 | 15:12 | 75.98 |  | 584.5231 | 0 | 0 | 49.6223 | 49.6223 | 7.1054e-14 | 0 | 0 |  | -555.338 | #DIV/0! | #DIV/0! | 49.5 | 1.3237 | #DIV/0! | 1 | #DIV/0! | #DIV/0! |  |  | 0
0 | 0 | 0 | 0 | 1 | 1 | 15:12 | 76 |  | 584.5248 | 0 | 0 | 49.6223 | 49.6223 | 7.1054e-14 | 0 | 0 |  | -555.338 | #DIV/0! | #DIV/0! | 49.5 | 1.3237 | #DIV/0! | 1 | #DIV/0! | #DIV/0! |  |  | 0
0 | 0 | 0 | 0 | 1 | 1 | 15:12 | 76.02 |  | 584.5264 | 0 | 0 | 49.6223 | 49.6223 | 7.1054e-14 | 0 | 0 |  | -555.338 | #DIV/0! | #DIV/0! | 49.5 | 1.3237 | #DIV/0! | 1 | #DIV/0! | #DIV/0! |  |  | 0
0 | 0 | 0 | 0 | 1 | 1 | 15:12 | 76.04 |  | 584.528 | 0 | 0 | 49.6223 | 49.6223 | 7.1054e-14 | 0 | 0 |  | -555.338 | #DIV/0! | #DIV/0! | 49.5 | 1.3237 | #DIV/0! | 1 | #DIV/0! | #DIV/0! |  |  | 0
0 | 0 | 0 | 0 | 1 | 1 | 15:12 | 76.06 |  | 584.5297 | 0 | 0 | 49.6223 | 49.6223 | 7.1054e-14 | 0 | 0 |  | -555.338 | #DIV/0! | #DIV/0! | 49.5 | 1.3237 | #DIV/0! | 1 | #DIV/0! | #DIV/0! |  |  | 0
0 | 0 | 0 | 0 | 1 | 1 | 15:12 | 76.08 |  | 584.5313 | 0 | 0 | 49.6223 | 49.6223 | 7.1054e-14 | 0 | 0 |  | -555.338 | #DIV/0! | #DIV/0! | 49.5 | 1.3237 | #DIV/0! | 1 | #DIV/0! | #DIV/0! |  |  | 0
0 | 0 | 0 | 0 | 1 | 1 | 15:12 | 76.1 |  | 584.5329 | 0 | 0 | 49.6223 | 49.6223 | 7.1054e-14 | 0 | 0 |  | -555.338 | #DIV/0! | #DIV/0! | 49.5 | 1.3237 | #DIV/0! | 1 | #DIV/0! | #DIV/0! |  |  | 0
0 | 0 | 0 | 0 | 1 | 1 | 15:12 | 76.12 |  | 584.5346 | 0 | 0 | 49.6223 | 49.6223 | 7.1054e-14 | 0 | 0 |  | -555.338 | #DIV/0! | #DIV/0! | 49.5 | 1.3237 | #DIV/0! | 1 | #DIV/0! | #DIV/0! |  |  | 0
0 | 0 | 0 | 0 | 1 | 1 | 15:12 | 76.14 |  | 584.5362 | 0 | 0 | 49.6223 | 49.6223 | 7.1054e-14 | 0 | 0 |  | -555.338 | #DIV/0! | #DIV/0! | 49.5 | 1.3237 | #DIV/0! | 1 | #DIV/0! | #DIV/0! |  |  | 0
0 | 0 | 0 | 0 | 1 | 1 | 15:12 | 76.16 |  | 584.5378 | 0 | 0 | 49.6223 | 49.6223 | 7.1054e-14 | 0 | 0 |  | -555.338 | #DIV/0! | #DIV/0! | 49.5 | 1.3237 | #DIV/0! | 1 | #DIV/0! | #DIV/0! |  |  | 0
0 | 0 | 0 | 0 | 1 | 1 | 15:12 | 76.18 |  | 584.5394 | 0 | 0 | 49.6223 | 49.6223 | 7.1054e-14 | 0 | 0 |  | -555.338 | #DIV/0! | #DIV/0! | 49.5 | 1.3237 | #DIV/0! | 1 | #DIV/0! | #DIV/0! |  |  | 0
0 | 0 | 0 | 0 | 1 | 1 | 15:12 | 76.2 |  | 584.5411 | 0 | 0 | 49.6223 | 49.6223 | 7.1054e-14 | 0 | 0 |  | -555.338 | #DIV/0! | #DIV/0! | 49.5 | 1.3237 | #DIV/0! | 1 | #DIV/0! | #DIV/0! |  |  | 0
0 | 0 | 0 | 0 | 1 | 1 | 15:12 | 76.22 |  | 584.5427 | 0 | 0 | 49.6223 | 49.6223 | 7.1054e-14 | 0 | 0 |  | -555.338 | #DIV/0! | #DIV/0! | 49.5 | 1.3237 | #DIV/0! | 1 | #DIV/0! | #DIV/0! |  |  | 0
0 | 0 | 0 | 0 | 1 | 1 | 15:12 | 76.24 |  | 584.5443 | 0 | 0 | 49.6223 | 49.6223 | 7.1054e-14 | 0 | 0 |  | -555.338 | #DIV/0! | #DIV/0! | 49.5 | 1.3237 | #DIV/0! | 1 | #DIV/0! | #DIV/0! |  |  | 0
0 | 0 | 0 | 0 | 1 | 1 | 15:12 | 76.26 |  | 584.546 | 0 | 0 | 49.6223 | 49.6223 | 7.1054e-14 | 0 | 0 |  | -555.338 | #DIV/0! | #DIV/0! | 49.5 | 1.3237 | #DIV/0! | 1 | #DIV/0! | #DIV/0! |  |  | 0
0 | 0 | 0 | 0 | 1 | 1 | 15:12 | 76.28 |  | 584.5476 | 0 | 0 | 49.6223 | 49.6223 | 7.1054e-14 | 0 | 0 |  | -555.338 | #DIV/0! | #DIV/0! | 49.5 | 1.3237 | #DIV/0! | 1 | #DIV/0! | #DIV/0! |  |  | 0
0 | 0 | 0 | 0 | 1 | 1 | 15:12 | 76.3 |  | 584.5492 | 0 | 0 | 49.6223 | 49.6223 | 7.1054e-14 | 0 | 0 |  | -555.338 | #DIV/0! | #DIV/0! | 49.5 | 1.3237 | #DIV/0! | 1 | #DIV/0! | #DIV/0! |  |  | 0
0 | 0 | 0 | 0 | 1 | 1 | 15:12 | 76.32 |  | 584.5509 | 0 | 0 | 49.6223 | 49.6223 | 7.1054e-14 | 0 | 0 |  | -555.338 | #DIV/0! | #DIV/0! | 49.5 | 1.3237 | #DIV/0! | 1 | #DIV/0! | #DIV/0! |  |  | 0
0 | 0 | 0 | 0 | 1 | 1 | 15:12 | 76.34 |  | 584.5525 | 0 | 0 | 49.6223 | 49.6223 | 7.1054e-14 | 0 | 0 |  | -555.338 | #DIV/0! | #DIV/0! | 49.5 | 1.3237 | #DIV/0! | 1 | #DIV/0! | #DIV/0! |  |  | 0
0 | 0 | 0 | 0 | 1 | 1 | 15:12 | 76.36 |  | 584.5541 | 0 | 0 | 49.6223 | 49.6223 | 7.1054e-14 | 0 | 0 |  | -555.338 | #DIV/0! | #DIV/0! | 49.5 | 1.3237 | #DIV/0! | 1 | #DIV/0! | #DIV/0! |  |  | 0
0 | 0 | 0 | 0 | 1 | 1 | 15:12 | 76.38 |  | 584.5557 | 0 | 0 | 49.6223 | 49.6223 | 7.1054e-14 | 0 | 0 |  | -555.338 | #DIV/0! | #DIV/0! | 49.5 | 1.3237 | #DIV/0! | 1 | #DIV/0! | #DIV/0! |  |  | 0
0 | 0 | 0 | 0 | 1 | 1 | 15:12 | 76.4 |  | 584.5574 | 0 | 0 | 49.6223 | 49.6223 | 7.1054e-14 | 0 | 0 |  | -555.338 | #DIV/0! | #DIV/0! | 49.5 | 1.3237 | #DIV/0! | 1 | #DIV/0! | #DIV/0! |  |  | 0
0 | 0 | 0 | 0 | 1 | 1 | 15:12 | 76.42 |  | 584.559 | 0 | 0 | 49.6223 | 49.6223 | 7.1054e-14 | 0 | 0 |  | -555.338 | #DIV/0! | #DIV/0! | 49.5 | 1.3237 | #DIV/0! | 1 | #DIV/0! | #DIV/0! |  |  | 0
0 | 0 | 0 | 0 | 1 | 1 | 15:12 | 76.44 |  | 584.5606 | 0 | 0 | 49.6223 | 49.6223 | 7.1054e-14 | 0 | 0 |  | -555.338 | #DIV/0! | #DIV/0! | 49.5 | 1.3237 | #DIV/0! | 1 | #DIV/0! | #DIV/0! |  |  | 0
0 | 0 | 0 | 0 | 1 | 1 | 15:12 | 76.46 |  | 584.5623 | 0 | 0 | 49.6223 | 49.6223 | 7.1054e-14 | 0 | 0 |  | -555.338 | #DIV/0! | #DIV/0! | 49.5 | 1.3237 | #DIV/0! | 1 | #DIV/0! | #DIV/0! |  |  | 0
0 | 0 | 0 | 0 | 1 | 1 | 15:12 | 76.48 |  | 584.5639 | 0 | 0 | 49.6223 | 49.6223 | 7.1054e-14 | 0 | 0 |  | -555.338 | #DIV/0! | #DIV/0! | 49.5 | 1.3237 | #DIV/0! | 1 | #DIV/0! | #DIV/0! |  |  | 0
0 | 0 | 0 | 0 | 1 | 1 | 15:12 | 76.5 |  | 584.5655 | 0 | 0 | 49.6223 | 49.6223 | 7.1054e-14 | 0 | 0 |  | -555.338 | #DIV/0! | #DIV/0! | 49.5 | 1.3237 | #DIV/0! | 1 | #DIV/0! | #DIV/0! |  |  | 0
0 | 0 | 0 | 0 | 1 | 1 | 15:12 | 76.52 |  | 584.5672 | 0 | 0 | 49.6223 | 49.6223 | 7.1054e-14 | 0 | 0 |  | -555.338 | #DIV/0! | #DIV/0! | 49.5 | 1.3237 | #DIV/0! | 1 | #DIV/0! | #DIV/0! |  |  | 0
0 | 0 | 0 | 0 | 1 | 1 | 15:12 | 76.54 |  | 584.5688 | 0 | 0 | 49.6223 | 49.6223 | 7.1054e-14 | 0 | 0 |  | -555.338 | #DIV/0! | #DIV/0! | 49.5 | 1.3237 | #DIV/0! | 1 | #DIV/0! | #DIV/0! |  |  | 0
0 | 0 | 0 | 0 | 1 | 1 | 15:12 | 76.56 |  | 584.5704 | 0 | 0 | 49.6223 | 49.6223 | 7.1054e-14 | 0 | 0 |  | -555.338 | #DIV/0! | #DIV/0! | 49.5 | 1.3237 | #DIV/0! | 1 | #DIV/0! | #DIV/0! |  |  | 0
0 | 0 | 0 | 0 | 1 | 1 | 15:12 | 76.58 |  | 584.572 | 0 | 0 | 49.6223 | 49.6223 | 7.1054e-14 | 0 | 0 |  | -555.338 | #DIV/0! | #DIV/0! | 49.5 | 1.3237 | #DIV/0! | 1 | #DIV/0! | #DIV/0! |  |  | 0
0 | 0 | 0 | 0 | 1 | 1 | 15:12 | 76.6 |  | 584.5737 | 0 | 0 | 49.6223 | 49.6223 | 7.1054e-14 | 0 | 0 |  | -555.338 | #DIV/0! | #DIV/0! | 49.5 | 1.3237 | #DIV/0! | 1 | #DIV/0! | #DIV/0! |  |  | 0
0 | 0 | 0 | 0 | 1 | 1 | 15:12 | 76.62 |  | 584.5753 | 0 | 0 | 49.6223 | 49.6223 | 7.1054e-14 | 0 | 0 |  | -555.338 | #DIV/0! | #DIV/0! | 49.5 | 1.3237 | #DIV/0! | 1 | #DIV/0! | #DIV/0! |  |  | 0
0 | 0 | 0 | 0 | 1 | 1 | 15:12 | 76.64 |  | 584.5769 | 0 | 0 | 49.6223 | 49.6223 | 7.1054e-14 | 0 | 0 |  | -555.338 | #DIV/0! | #DIV/0! | 49.5 | 1.3237 | #DIV/0! | 1 | #DIV/0! | #DIV/0! |  |  | 0
0 | 0 | 0 | 0 | 1 | 1 | 15:12 | 76.66 |  | 584.5786 | 0 | 0 | 49.6223 | 49.6223 | 7.1054e-14 | 0 | 0 |  | -555.338 | #DIV/0! | #DIV/0! | 49.5 | 1.3237 | #DIV/0! | 1 | #DIV/0! | #DIV/0! |  |  | 0
0 | 0 | 0 | 0 | 1 | 1 | 15:12 | 76.68 |  | 584.5802 | 0 | 0 | 49.6223 | 49.6223 | 7.1054e-14 | 0 | 0 |  | -555.338 | #DIV/0! | #DIV/0! | 49.5 | 1.3237 | #DIV/0! | 1 | #DIV/0! | #DIV/0! |  |  | 0
0 | 0 | 0 | 0 | 1 | 1 | 15:12 | 76.7 |  | 584.5818 | 0 | 0 | 49.6223 | 49.6223 | 7.1054e-14 | 0 | 0 |  | -555.338 | #DIV/0! | #DIV/0! | 49.5 | 1.3237 | #DIV/0! | 1 | #DIV/0! | #DIV/0! |  |  | 0
0 | 0 | 0 | 0 | 1 | 1 | 15:12 | 76.72 |  | 584.5835 | 0 | 0 | 49.6223 | 49.6223 | 7.1054e-14 | 0 | 0 |  | -555.338 | #DIV/0! | #DIV/0! | 49.5 | 1.3237 | #DIV/0! | 1 | #DIV/0! | #DIV/0! |  |  | 0
0 | 0 | 0 | 0 | 1 | 1 | 15:12 | 76.74 |  | 584.5851 | 0 | 0 | 49.6223 | 49.6223 | 7.1054e-14 | 0 | 0 |  | -555.338 | #DIV/0! | #DIV/0! | 49.5 | 1.3237 | #DIV/0! | 1 | #DIV/0! | #DIV/0! |  |  | 0
0 | 0 | 0 | 0 | 1 | 1 | 15:12 | 76.76 |  | 584.5867 | 0 | 0 | 49.6223 | 49.6223 | 7.1054e-14 | 0 | 0 |  | -555.338 | #DIV/0! | #DIV/0! | 49.5 | 1.3237 | #DIV/0! | 1 | #DIV/0! | #DIV/0! |  |  | 0
0 | 0 | 0 | 0 | 1 | 1 | 15:12 | 76.78 |  | 584.5883 | 0 | 0 | 49.6223 | 49.6223 | 7.1054e-14 | 0 | 0 |  | -555.338 | #DIV/0! | #DIV/0! | 49.5 | 1.3237 | #DIV/0! | 1 | #DIV/0! | #DIV/0! |  |  | 0
0 | 0 | 0 | 0 | 1 | 1 | 15:12 | 76.8 |  | 584.59 | 0 | 0 | 49.6223 | 49.6223 | 7.1054e-14 | 0 | 0 |  | -555.338 | #DIV/0! | #DIV/0! | 49.5 | 1.3237 | #DIV/0! | 1 | #DIV/0! | #DIV/0! |  |  | 0
0 | 0 | 0 | 0 | 1 | 1 | 15:12 | 76.82 |  | 584.5916 | 0 | 0 | 49.6223 | 49.6223 | 7.1054e-14 | 0 | 0 |  | -555.338 | #DIV/0! | #DIV/0! | 49.5 | 1.3237 | #DIV/0! | 1 | #DIV/0! | #DIV/0! |  |  | 0
0 | 0 | 0 | 0 | 1 | 1 | 15:12 | 76.84 |  | 584.5932 | 0 | 0 | 49.6223 | 49.6223 | 7.1054e-14 | 0 | 0 |  | -555.338 | #DIV/0! | #DIV/0! | 49.5 | 1.3237 | #DIV/0! | 1 | #DIV/0! | #DIV/0! |  |  | 0
0 | 0 | 0 | 0 | 1 | 1 | 15:12 | 76.86 |  | 584.5949 | 0 | 0 | 49.6223 | 49.6223 | 7.1054e-14 | 0 | 0 |  | -555.338 | #DIV/0! | #DIV/0! | 49.5 | 1.3237 | #DIV/0! | 1 | #DIV/0! | #DIV/0! |  |  | 0
0 | 0 | 0 | 0 | 1 | 1 | 15:12 | 76.88 |  | 584.5965 | 0 | 0 | 49.6223 | 49.6223 | 7.1054e-14 | 0 | 0 |  | -555.338 | #DIV/0! | #DIV/0! | 49.5 | 1.3237 | #DIV/0! | 1 | #DIV/0! | #DIV/0! |  |  | 0
0 | 0 | 0 | 0 | 1 | 1 | 15:12 | 76.9 |  | 584.5981 | 0 | 0 | 49.6223 | 49.6223 | 7.1054e-14 | 0 | 0 |  | -555.338 | #DIV/0! | #DIV/0! | 49.5 | 1.3237 | #DIV/0! | 1 | #DIV/0! | #DIV/0! |  |  | 0
0 | 0 | 0 | 0 | 1 | 1 | 15:12 | 76.92 |  | 584.5998 | 0 | 0 | 49.6223 | 49.6223 | 7.1054e-14 | 0 | 0 |  | -555.338 | #DIV/0! | #DIV/0! | 49.5 | 1.3237 | #DIV/0! | 1 | #DIV/0! | #DIV/0! |  |  | 0
0 | 0 | 0 | 0 | 1 | 1 | 15:12 | 76.94 |  | 584.6014 | 0 | 0 | 49.6223 | 49.6223 | 7.1054e-14 | 0 | 0 |  | -555.338 | #DIV/0! | #DIV/0! | 49.5 | 1.3237 | #DIV/0! | 1 | #DIV/0! | #DIV/0! |  |  | 0
0 | 0 | 0 | 0 | 1 | 1 | 15:12 | 76.96 |  | 584.603 | 0 | 0 | 49.6223 | 49.6223 | 7.1054e-14 | 0 | 0 |  | -555.338 | #DIV/0! | #DIV/0! | 49.5 | 1.3237 | #DIV/0! | 1 | #DIV/0! | #DIV/0! |  |  | 0
0 | 0 | 0 | 0 | 1 | 1 | 15:12 | 76.98 |  | 584.6046 | 0 | 0 | 49.6223 | 49.6223 | 7.1054e-14 | 0 | 0 |  | -555.338 | #DIV/0! | #DIV/0! | 49.5 | 1.3237 | #DIV/0! | 1 | #DIV/0! | #DIV/0! |  |  | 0
0 | 0 | 0 | 0 | 1 | 1 | 15:12 | 77 |  | 584.6063 | 0 | 0 | 49.6223 | 49.6223 | 7.1054e-14 | 0 | 0 |  | -555.338 | #DIV/0! | #DIV/0! | 49.5 | 1.3237 | #DIV/0! | 1 | #DIV/0! | #DIV/0! |  |  | 0
0 | 0 | 0 | 0 | 1 | 1 | 15:12 | 77.02 |  | 584.6079 | 0 | 0 | 49.6223 | 49.6223 | 7.1054e-14 | 0 | 0 |  | -555.338 | #DIV/0! | #DIV/0! | 49.5 | 1.3237 | #DIV/0! | 1 | #DIV/0! | #DIV/0! |  |  | 0
0 | 0 | 0 | 0 | 1 | 1 | 15:12 | 77.04 |  | 584.6095 | 0 | 0 | 49.6223 | 49.6223 | 7.1054e-14 | 0 | 0 |  | -555.338 | #DIV/0! | #DIV/0! | 49.5 | 1.3237 | #DIV/0! | 1 | #DIV/0! | #DIV/0! |  |  | 0
0 | 0 | 0 | 0 | 1 | 1 | 15:12 | 77.06 |  | 584.6112 | 0 | 0 | 49.6223 | 49.6223 | 7.1054e-14 | 0 | 0 |  | -555.338 | #DIV/0! | #DIV/0! | 49.5 | 1.3237 | #DIV/0! | 1 | #DIV/0! | #DIV/0! |  |  | 0
0 | 0 | 0 | 0 | 1 | 1 | 15:12 | 77.08 |  | 584.6128 | 0 | 0 | 49.6223 | 49.6223 | 7.1054e-14 | 0 | 0 |  | -555.338 | #DIV/0! | #DIV/0! | 49.5 | 1.3237 | #DIV/0! | 1 | #DIV/0! | #DIV/0! |  |  | 0
0 | 0 | 0 | 0 | 1 | 1 | 15:12 | 77.1 |  | 584.6144 | 0 | 0 | 49.6223 | 49.6223 | 7.1054e-14 | 0 | 0 |  | -555.338 | #DIV/0! | #DIV/0! | 49.5 | 1.3237 | #DIV/0! | 1 | #DIV/0! | #DIV/0! |  |  | 0
0 | 0 | 0 | 0 | 1 | 1 | 15:12 | 77.12 |  | 584.6161 | 0 | 0 | 49.6223 | 49.6223 | 7.1054e-14 | 0 | 0 |  | -555.338 | #DIV/0! | #DIV/0! | 49.5 | 1.3237 | #DIV/0! | 1 | #DIV/0! | #DIV/0! |  |  | 0
0 | 0 | 0 | 0 | 1 | 1 | 15:12 | 77.14 |  | 584.6177 | 0 | 0 | 49.6223 | 49.6223 | 7.1054e-14 | 0 | 0 |  | -555.338 | #DIV/0! | #DIV/0! | 49.5 | 1.3237 | #DIV/0! | 1 | #DIV/0! | #DIV/0! |  |  | 0
0 | 0 | 0 | 0 | 1 | 1 | 15:12 | 77.16 |  | 584.6193 | 0 | 0 | 49.6223 | 49.6223 | 7.1054e-14 | 0 | 0 |  | -555.338 | #DIV/0! | #DIV/0! | 49.5 | 1.3237 | #DIV/0! | 1 | #DIV/0! | #DIV/0! |  |  | 0
0 | 0 | 0 | 0 | 1 | 1 | 15:12 | 77.18 |  | 584.6209 | 0 | 0 | 49.6223 | 49.6223 | 7.1054e-14 | 0 | 0 |  | -555.338 | #DIV/0! | #DIV/0! | 49.5 | 1.3237 | #DIV/0! | 1 | #DIV/0! | #DIV/0! |  |  | 0
0 | 0 | 0 | 0 | 1 | 1 | 15:12 | 77.2 |  | 584.6226 | 0 | 0 | 49.6223 | 49.6223 | 7.1054e-14 | 0 | 0 |  | -555.338 | #DIV/0! | #DIV/0! | 49.5 | 1.3237 | #DIV/0! | 1 | #DIV/0! | #DIV/0! |  |  | 0
0 | 0 | 0 | 0 | 1 | 1 | 15:12 | 77.22 |  | 584.6242 | 0 | 0 | 49.6223 | 49.6223 | 7.1054e-14 | 0 | 0 |  | -555.338 | #DIV/0! | #DIV/0! | 49.5 | 1.3237 | #DIV/0! | 1 | #DIV/0! | #DIV/0! |  |  | 0
0 | 0 | 0 | 0 | 1 | 1 | 15:12 | 77.24 |  | 584.6258 | 0 | 0 | 49.6223 | 49.6223 | 7.1054e-14 | 0 | 0 |  | -555.338 | #DIV/0! | #DIV/0! | 49.5 | 1.3237 | #DIV/0! | 1 | #DIV/0! | #DIV/0! |  |  | 0
0 | 0 | 0 | 0 | 1 | 1 | 15:12 | 77.26 |  | 584.6275 | 0 | 0 | 49.6223 | 49.6223 | 7.1054e-14 | 0 | 0 |  | -555.338 | #DIV/0! | #DIV/0! | 49.5 | 1.3237 | #DIV/0! | 1 | #DIV/0! | #DIV/0! |  |  | 0
0 | 0 | 0 | 0 | 1 | 1 | 15:12 | 77.28 |  | 584.6291 | 0 | 0 | 49.6223 | 49.6223 | 7.1054e-14 | 0 | 0 |  | -555.338 | #DIV/0! | #DIV/0! | 49.5 | 1.3237 | #DIV/0! | 1 | #DIV/0! | #DIV/0! |  |  | 0
0 | 0 | 0 | 0 | 1 | 1 | 15:12 | 77.3 |  | 584.6307 | 0 | 0 | 49.6223 | 49.6223 | 7.1054e-14 | 0 | 0 |  | -555.338 | #DIV/0! | #DIV/0! | 49.5 | 1.3237 | #DIV/0! | 1 | #DIV/0! | #DIV/0! |  |  | 0
0 | 0 | 0 | 0 | 1 | 1 | 15:12 | 77.32 |  | 584.6324 | 0 | 0 | 49.6223 | 49.6223 | 7.1054e-14 | 0 | 0 |  | -555.338 | #DIV/0! | #DIV/0! | 49.5 | 1.3237 | #DIV/0! | 1 | #DIV/0! | #DIV/0! |  |  | 0
0 | 0 | 0 | 0 | 1 | 1 | 15:12 | 77.34 |  | 584.634 | 0 | 0 | 49.6223 | 49.6223 | 7.1054e-14 | 0 | 0 |  | -555.338 | #DIV/0! | #DIV/0! | 49.5 | 1.3237 | #DIV/0! | 1 | #DIV/0! | #DIV/0! |  |  | 0
0 | 0 | 0 | 0 | 1 | 1 | 15:12 | 77.36 |  | 584.6356 | 0 | 0 | 49.6223 | 49.6223 | 7.1054e-14 | 0 | 0 |  | -555.338 | #DIV/0! | #DIV/0! | 49.5 | 1.3237 | #DIV/0! | 1 | #DIV/0! | #DIV/0! |  |  | 0
0 | 0 | 0 | 0 | 1 | 1 | 15:12 | 77.38 |  | 584.6372 | 0 | 0 | 49.6223 | 49.6223 | 7.1054e-14 | 0 | 0 |  | -555.338 | #DIV/0! | #DIV/0! | 49.5 | 1.3237 | #DIV/0! | 1 | #DIV/0! | #DIV/0! |  |  | 0
0 | 0 | 0 | 0 | 1 | 1 | 15:12 | 77.4 |  | 584.6389 | 0 | 0 | 49.6223 | 49.6223 | 7.1054e-14 | 0 | 0 |  | -555.338 | #DIV/0! | #DIV/0! | 49.5 | 1.3237 | #DIV/0! | 1 | #DIV/0! | #DIV/0! |  |  | 0
0 | 0 | 0 | 0 | 1 | 1 | 15:12 | 77.42 |  | 584.6405 | 0 | 0 | 49.6223 | 49.6223 | 7.1054e-14 | 0 | 0 |  | -555.338 | #DIV/0! | #DIV/0! | 49.5 | 1.3237 | #DIV/0! | 1 | #DIV/0! | #DIV/0! |  |  | 0
0 | 0 | 0 | 0 | 1 | 1 | 15:12 | 77.44 |  | 584.6421 | 0 | 0 | 49.6223 | 49.6223 | 7.1054e-14 | 0 | 0 |  | -555.338 | #DIV/0! | #DIV/0! | 49.5 | 1.3237 | #DIV/0! | 1 | #DIV/0! | #DIV/0! |  |  | 0
0 | 0 | 0 | 0 | 1 | 1 | 15:12 | 77.46 |  | 584.6438 | 0 | 0 | 49.6223 | 49.6223 | 7.1054e-14 | 0 | 0 |  | -555.338 | #DIV/0! | #DIV/0! | 49.5 | 1.3237 | #DIV/0! | 1 | #DIV/0! | #DIV/0! |  |  | 0
0 | 0 | 0 | 0 | 1 | 1 | 15:12 | 77.48 |  | 584.6454 | 0 | 0 | 49.6223 | 49.6223 | 7.1054e-14 | 0 | 0 |  | -555.338 | #DIV/0! | #DIV/0! | 49.5 | 1.3237 | #DIV/0! | 1 | #DIV/0! | #DIV/0! |  |  | 0
0 | 0 | 0 | 0 | 1 | 1 | 15:12 | 77.5 |  | 584.647 | 0 | 0 | 49.6223 | 49.6223 | 7.1054e-14 | 0 | 0 |  | -555.338 | #DIV/0! | #DIV/0! | 49.5 | 1.3237 | #DIV/0! | 1 | #DIV/0! | #DIV/0! |  |  | 0
0 | 0 | 0 | 0 | 1 | 1 | 15:12 | 77.52 |  | 584.6487 | 0 | 0 | 49.6223 | 49.6223 | 7.1054e-14 | 0 | 0 |  | -555.338 | #DIV/0! | #DIV/0! | 49.5 | 1.3237 | #DIV/0! | 1 | #DIV/0! | #DIV/0! |  |  | 0
0 | 0 | 0 | 0 | 1 | 1 | 15:12 | 77.54 |  | 584.6503 | 0 | 0 | 49.6223 | 49.6223 | 7.1054e-14 | 0 | 0 |  | -555.338 | #DIV/0! | #DIV/0! | 49.5 | 1.3237 | #DIV/0! | 1 | #DIV/0! | #DIV/0! |  |  | 0
0 | 0 | 0 | 0 | 1 | 1 | 15:12 | 77.56 |  | 584.6519 | 0 | 0 | 49.6223 | 49.6223 | 7.1054e-14 | 0 | 0 |  | -555.338 | #DIV/0! | #DIV/0! | 49.5 | 1.3237 | #DIV/0! | 1 | #DIV/0! | #DIV/0! |  |  | 0
0 | 0 | 0 | 0 | 1 | 1 | 15:12 | 77.58 |  | 584.6535 | 0 | 0 | 49.6223 | 49.6223 | 7.1054e-14 | 0 | 0 |  | -555.338 | #DIV/0! | #DIV/0! | 49.5 | 1.3237 | #DIV/0! | 1 | #DIV/0! | #DIV/0! |  |  | 0
0 | 0 | 0 | 0 | 1 | 1 | 15:12 | 77.6 |  | 584.6552 | 0 | 0 | 49.6223 | 49.6223 | 7.1054e-14 | 0 | 0 |  | -555.338 | #DIV/0! | #DIV/0! | 49.5 | 1.3237 | #DIV/0! | 1 | #DIV/0! | #DIV/0! |  |  | 0
0 | 0 | 0 | 0 | 1 | 1 | 15:12 | 77.62 |  | 584.6568 | 0 | 0 | 49.6223 | 49.6223 | 7.1054e-14 | 0 | 0 |  | -555.338 | #DIV/0! | #DIV/0! | 49.5 | 1.3237 | #DIV/0! | 1 | #DIV/0! | #DIV/0! |  |  | 0
0 | 0 | 0 | 0 | 1 | 1 | 15:12 | 77.64 |  | 584.6584 | 0 | 0 | 49.6223 | 49.6223 | 7.1054e-14 | 0 | 0 |  | -555.338 | #DIV/0! | #DIV/0! | 49.5 | 1.3237 | #DIV/0! | 1 | #DIV/0! | #DIV/0! |  |  | 0
0 | 0 | 0 | 0 | 1 | 1 | 15:12 | 77.66 |  | 584.6601 | 0 | 0 | 49.6223 | 49.6223 | 7.1054e-14 | 0 | 0 |  | -555.338 | #DIV/0! | #DIV/0! | 49.5 | 1.3237 | #DIV/0! | 1 | #DIV/0! | #DIV/0! |  |  | 0
0 | 0 | 0 | 0 | 1 | 1 | 15:12 | 77.68 |  | 584.6617 | 0 | 0 | 49.6223 | 49.6223 | 7.1054e-14 | 0 | 0 |  | -555.338 | #DIV/0! | #DIV/0! | 49.5 | 1.3237 | #DIV/0! | 1 | #DIV/0! | #DIV/0! |  |  | 0
0 | 0 | 0 | 0 | 1 | 1 | 15:12 | 77.7 |  | 584.6633 | 0 | 0 | 49.6223 | 49.6223 | 7.1054e-14 | 0 | 0 |  | -555.338 | #DIV/0! | #DIV/0! | 49.5 | 1.3237 | #DIV/0! | 1 | #DIV/0! | #DIV/0! |  |  | 0
0 | 0 | 0 | 0 | 1 | 1 | 15:12 | 77.72 |  | 584.665 | 0 | 0 | 49.6223 | 49.6223 | 7.1054e-14 | 0 | 0 |  | -555.338 | #DIV/0! | #DIV/0! | 49.5 | 1.3237 | #DIV/0! | 1 | #DIV/0! | #DIV/0! |  |  | 0
0 | 0 | 0 | 0 | 1 | 1 | 15:12 | 77.74 |  | 584.6666 | 0 | 0 | 49.6223 | 49.6223 | 7.1054e-14 | 0 | 0 |  | -555.338 | #DIV/0! | #DIV/0! | 49.5 | 1.3237 | #DIV/0! | 1 | #DIV/0! | #DIV/0! |  |  | 0
0 | 0 | 0 | 0 | 1 | 1 | 15:12 | 77.76 |  | 584.6682 | 0 | 0 | 49.6223 | 49.6223 | 7.1054e-14 | 0 | 0 |  | -555.338 | #DIV/0! | #DIV/0! | 49.5 | 1.3237 | #DIV/0! | 1 | #DIV/0! | #DIV/0! |  |  | 0
0 | 0 | 0 | 0 | 1 | 1 | 15:12 | 77.78 |  | 584.6698 | 0 | 0 | 49.6223 | 49.6223 | 7.1054e-14 | 0 | 0 |  | -555.338 | #DIV/0! | #DIV/0! | 49.5 | 1.3237 | #DIV/0! | 1 | #DIV/0! | #DIV/0! |  |  | 0
0 | 0 | 0 | 0 | 1 | 1 | 15:12 | 77.8 |  | 584.6715 | 0 | 0 | 49.6223 | 49.6223 | 7.1054e-14 | 0 | 0 |  | -555.338 | #DIV/0! | #DIV/0! | 49.5 | 1.3237 | #DIV/0! | 1 | #DIV/0! | #DIV/0! |  |  | 0
0 | 0 | 0 | 0 | 1 | 1 | 15:12 | 77.82 |  | 584.6731 | 0 | 0 | 49.6223 | 49.6223 | 7.1054e-14 | 0 | 0 |  | -555.338 | #DIV/0! | #DIV/0! | 49.5 | 1.3237 | #DIV/0! | 1 | #DIV/0! | #DIV/0! |  |  | 0
0 | 0 | 0 | 0 | 1 | 1 | 15:12 | 77.84 |  | 584.6747 | 0 | 0 | 49.6223 | 49.6223 | 7.1054e-14 | 0 | 0 |  | -555.338 | #DIV/0! | #DIV/0! | 49.5 | 1.3237 | #DIV/0! | 1 | #DIV/0! | #DIV/0! |  |  | 0
0 | 0 | 0 | 0 | 1 | 1 | 15:12 | 77.86 |  | 584.6764 | 0 | 0 | 49.6223 | 49.6223 | 7.1054e-14 | 0 | 0 |  | -555.338 | #DIV/0! | #DIV/0! | 49.5 | 1.3237 | #DIV/0! | 1 | #DIV/0! | #DIV/0! |  |  | 0
0 | 0 | 0 | 0 | 1 | 1 | 15:12 | 77.88 |  | 584.678 | 0 | 0 | 49.6223 | 49.6223 | 7.1054e-14 | 0 | 0 |  | -555.338 | #DIV/0! | #DIV/0! | 49.5 | 1.3237 | #DIV/0! | 1 | #DIV/0! | #DIV/0! |  |  | 0
0 | 0 | 0 | 0 | 1 | 1 | 15:12 | 77.9 |  | 584.6796 | 0 | 0 | 49.6223 | 49.6223 | 7.1054e-14 | 0 | 0 |  | -555.338 | #DIV/0! | #DIV/0! | 49.5 | 1.3237 | #DIV/0! | 1 | #DIV/0! | #DIV/0! |  |  | 0
0 | 0 | 0 | 0 | 1 | 1 | 15:12 | 77.92 |  | 584.6813 | 0 | 0 | 49.6223 | 49.6223 | 7.1054e-14 | 0 | 0 |  | -555.338 | #DIV/0! | #DIV/0! | 49.5 | 1.3237 | #DIV/0! | 1 | #DIV/0! | #DIV/0! |  |  | 0
0 | 0 | 0 | 0 | 1 | 1 | 15:12 | 77.94 |  | 584.6829 | 0 | 0 | 49.6223 | 49.6223 | 7.1054e-14 | 0 | 0 |  | -555.338 | #DIV/0! | #DIV/0! | 49.5 | 1.3237 | #DIV/0! | 1 | #DIV/0! | #DIV/0! |  |  | 0
0 | 0 | 0 | 0 | 1 | 1 | 15:12 | 77.96 |  | 584.6845 | 0 | 0 | 49.6223 | 49.6223 | 7.1054e-14 | 0 | 0 |  | -555.338 | #DIV/0! | #DIV/0! | 49.5 | 1.3237 | #DIV/0! | 1 | #DIV/0! | #DIV/0! |  |  | 0
0 | 0 | 0 | 0 | 1 | 1 | 15:12 | 77.98 |  | 584.6861 | 0 | 0 | 49.6223 | 49.6223 | 7.1054e-14 | 0 | 0 |  | -555.338 | #DIV/0! | #DIV/0! | 49.5 | 1.3237 | #DIV/0! | 1 | #DIV/0! | #DIV/0! |  |  | 0
0 | 0 | 0 | 0 | 1 | 1 | 15:12 | 78 |  | 584.6878 | 0 | 0 | 49.6223 | 49.6223 | 7.1054e-14 | 0 | 0 |  | -555.338 | #DIV/0! | #DIV/0! | 49.5 | 1.3237 | #DIV/0! | 1 | #DIV/0! | #DIV/0! |  |  | 0
0 | 0 | 0 | 0 | 1 | 1 | 15:12 | 78.02 |  | 584.6894 | 0 | 0 | 49.6223 | 49.6223 | 7.1054e-14 | 0 | 0 |  | -555.338 | #DIV/0! | #DIV/0! | 49.5 | 1.3237 | #DIV/0! | 1 | #DIV/0! | #DIV/0! |  |  | 0
0 | 0 | 0 | 0 | 1 | 1 | 15:12 | 78.04 |  | 584.691 | 0 | 0 | 49.6223 | 49.6223 | 7.1054e-14 | 0 | 0 |  | -555.338 | #DIV/0! | #DIV/0! | 49.5 | 1.3237 | #DIV/0! | 1 | #DIV/0! | #DIV/0! |  |  | 0
0 | 0 | 0 | 0 | 1 | 1 | 15:12 | 78.06 |  | 584.6927 | 0 | 0 | 49.6223 | 49.6223 | 7.1054e-14 | 0 | 0 |  | -555.338 | #DIV/0! | #DIV/0! | 49.5 | 1.3237 | #DIV/0! | 1 | #DIV/0! | #DIV/0! |  |  | 0
0 | 0 | 0 | 0 | 1 | 1 | 15:12 | 78.08 |  | 584.6943 | 0 | 0 | 49.6223 | 49.6223 | 7.1054e-14 | 0 | 0 |  | -555.338 | #DIV/0! | #DIV/0! | 49.5 | 1.3237 | #DIV/0! | 1 | #DIV/0! | #DIV/0! |  |  | 0
0 | 0 | 0 | 0 | 1 | 1 | 15:12 | 78.1 |  | 584.6959 | 0 | 0 | 49.6223 | 49.6223 | 7.1054e-14 | 0 | 0 |  | -555.338 | #DIV/0! | #DIV/0! | 49.5 | 1.3237 | #DIV/0! | 1 | #DIV/0! | #DIV/0! |  |  | 0
0 | 0 | 0 | 0 | 1 | 1 | 15:12 | 78.12 |  | 584.6976 | 0 | 0 | 49.6223 | 49.6223 | 7.1054e-14 | 0 | 0 |  | -555.338 | #DIV/0! | #DIV/0! | 49.5 | 1.3237 | #DIV/0! | 1 | #DIV/0! | #DIV/0! |  |  | 0
0 | 0 | 0 | 0 | 1 | 1 | 15:12 | 78.14 |  | 584.6992 | 0 | 0 | 49.6223 | 49.6223 | 7.1054e-14 | 0 | 0 |  | -555.338 | #DIV/0! | #DIV/0! | 49.5 | 1.3237 | #DIV/0! | 1 | #DIV/0! | #DIV/0! |  |  | 0
0 | 0 | 0 | 0 | 1 | 1 | 15:12 | 78.16 |  | 584.7008 | 0 | 0 | 49.6223 | 49.6223 | 7.1054e-14 | 0 | 0 |  | -555.338 | #DIV/0! | #DIV/0! | 49.5 | 1.3237 | #DIV/0! | 1 | #DIV/0! | #DIV/0! |  |  | 0
0 | 0 | 0 | 0 | 1 | 1 | 15:12 | 78.18 |  | 584.7024 | 0 | 0 | 49.6223 | 49.6223 | 7.1054e-14 | 0 | 0 |  | -555.338 | #DIV/0! | #DIV/0! | 49.5 | 1.3237 | #DIV/0! | 1 | #DIV/0! | #DIV/0! |  |  | 0
0 | 0 | 0 | 0 | 1 | 1 | 15:12 | 78.2 |  | 584.7041 | 0 | 0 | 49.6223 | 49.6223 | 7.1054e-14 | 0 | 0 |  | -555.338 | #DIV/0! | #DIV/0! | 49.5 | 1.3237 | #DIV/0! | 1 | #DIV/0! | #DIV/0! |  |  | 0
0 | 0 | 0 | 0 | 1 | 1 | 15:12 | 78.22 |  | 584.7057 | 0 | 0 | 49.6223 | 49.6223 | 7.1054e-14 | 0 | 0 |  | -555.338 | #DIV/0! | #DIV/0! | 49.5 | 1.3237 | #DIV/0! | 1 | #DIV/0! | #DIV/0! |  |  | 0
0 | 0 | 0 | 0 | 1 | 1 | 15:12 | 78.24 |  | 584.7073 | 0 | 0 | 49.6223 | 49.6223 | 7.1054e-14 | 0 | 0 |  | -555.338 | #DIV/0! | #DIV/0! | 49.5 | 1.3237 | #DIV/0! | 1 | #DIV/0! | #DIV/0! |  |  | 0
0 | 0 | 0 | 0 | 1 | 1 | 15:12 | 78.26 |  | 584.709 | 0 | 0 | 49.6223 | 49.6223 | 7.1054e-14 | 0 | 0 |  | -555.338 | #DIV/0! | #DIV/0! | 49.5 | 1.3237 | #DIV/0! | 1 | #DIV/0! | #DIV/0! |  |  | 0
0 | 0 | 0 | 0 | 1 | 1 | 15:12 | 78.28 |  | 584.7106 | 0 | 0 | 49.6223 | 49.6223 | 7.1054e-14 | 0 | 0 |  | -555.338 | #DIV/0! | #DIV/0! | 49.5 | 1.3237 | #DIV/0! | 1 | #DIV/0! | #DIV/0! |  |  | 0
0 | 0 | 0 | 0 | 1 | 1 | 15:12 | 78.3 |  | 584.7122 | 0 | 0 | 49.6223 | 49.6223 | 7.1054e-14 | 0 | 0 |  | -555.338 | #DIV/0! | #DIV/0! | 49.5 | 1.3237 | #DIV/0! | 1 | #DIV/0! | #DIV/0! |  |  | 0
0 | 0 | 0 | 0 | 1 | 1 | 15:12 | 78.32 |  | 584.7139 | 0 | 0 | 49.6223 | 49.6223 | 7.1054e-14 | 0 | 0 |  | -555.338 | #DIV/0! | #DIV/0! | 49.5 | 1.3237 | #DIV/0! | 1 | #DIV/0! | #DIV/0! |  |  | 0
0 | 0 | 0 | 0 | 1 | 1 | 15:12 | 78.34 |  | 584.7155 | 0 | 0 | 49.6223 | 49.6223 | 7.1054e-14 | 0 | 0 |  | -555.338 | #DIV/0! | #DIV/0! | 49.5 | 1.3237 | #DIV/0! | 1 | #DIV/0! | #DIV/0! |  |  | 0
0 | 0 | 0 | 0 | 1 | 1 | 15:12 | 78.36 |  | 584.7171 | 0 | 0 | 49.6223 | 49.6223 | 7.1054e-14 | 0 | 0 |  | -555.338 | #DIV/0! | #DIV/0! | 49.5 | 1.3237 | #DIV/0! | 1 | #DIV/0! | #DIV/0! |  |  | 0
0 | 0 | 0 | 0 | 1 | 1 | 15:12 | 78.38 |  | 584.7187 | 0 | 0 | 49.6223 | 49.6223 | 7.1054e-14 | 0 | 0 |  | -555.338 | #DIV/0! | #DIV/0! | 49.5 | 1.3237 | #DIV/0! | 1 | #DIV/0! | #DIV/0! |  |  | 0
0 | 0 | 0 | 0 | 1 | 1 | 15:12 | 78.4 |  | 584.7204 | 0 | 0 | 49.6223 | 49.6223 | 7.1054e-14 | 0 | 0 |  | -555.338 | #DIV/0! | #DIV/0! | 49.5 | 1.3237 | #DIV/0! | 1 | #DIV/0! | #DIV/0! |  |  | 0
0 | 0 | 0 | 0 | 1 | 1 | 15:12 | 78.42 |  | 584.722 | 0 | 0 | 49.6223 | 49.6223 | 7.1054e-14 | 0 | 0 |  | -555.338 | #DIV/0! | #DIV/0! | 49.5 | 1.3237 | #DIV/0! | 1 | #DIV/0! | #DIV/0! |  |  | 0
0 | 0 | 0 | 0 | 1 | 1 | 15:12 | 78.44 |  | 584.7236 | 0 | 0 | 49.6223 | 49.6223 | 7.1054e-14 | 0 | 0 |  | -555.338 | #DIV/0! | #DIV/0! | 49.5 | 1.3237 | #DIV/0! | 1 | #DIV/0! | #DIV/0! |  |  | 0
0 | 0 | 0 | 0 | 1 | 1 | 15:12 | 78.46 |  | 584.7253 | 0 | 0 | 49.6223 | 49.6223 | 7.1054e-14 | 0 | 0 |  | -555.338 | #DIV/0! | #DIV/0! | 49.5 | 1.3237 | #DIV/0! | 1 | #DIV/0! | #DIV/0! |  |  | 0
0 | 0 | 0 | 0 | 1 | 1 | 15:12 | 78.48 |  | 584.7269 | 0 | 0 | 49.6223 | 49.6223 | 7.1054e-14 | 0 | 0 |  | -555.338 | #DIV/0! | #DIV/0! | 49.5 | 1.3237 | #DIV/0! | 1 | #DIV/0! | #DIV/0! |  |  | 0
0 | 0 | 0 | 0 | 1 | 1 | 15:12 | 78.5 |  | 584.7285 | 0 | 0 | 49.6223 | 49.6223 | 7.1054e-14 | 0 | 0 |  | -555.338 | #DIV/0! | #DIV/0! | 49.5 | 1.3237 | #DIV/0! | 1 | #DIV/0! | #DIV/0! |  |  | 0
0 | 0 | 0 | 0 | 1 | 1 | 15:12 | 78.52 |  | 584.7302 | 0 | 0 | 49.6223 | 49.6223 | 7.1054e-14 | 0 | 0 |  | -555.338 | #DIV/0! | #DIV/0! | 49.5 | 1.3237 | #DIV/0! | 1 | #DIV/0! | #DIV/0! |  |  | 0
0 | 0 | 0 | 0 | 1 | 1 | 15:12 | 78.54 |  | 584.7318 | 0 | 0 | 49.6223 | 49.6223 | 7.1054e-14 | 0 | 0 |  | -555.338 | #DIV/0! | #DIV/0! | 49.5 | 1.3237 | #DIV/0! | 1 | #DIV/0! | #DIV/0! |  |  | 0
0 | 0 | 0 | 0 | 1 | 1 | 15:12 | 78.56 |  | 584.7334 | 0 | 0 | 49.6223 | 49.6223 | 7.1054e-14 | 0 | 0 |  | -555.338 | #DIV/0! | #DIV/0! | 49.5 | 1.3237 | #DIV/0! | 1 | #DIV/0! | #DIV/0! |  |  | 0
0 | 0 | 0 | 0 | 1 | 1 | 15:12 | 78.58 |  | 584.735 | 0 | 0 | 49.6223 | 49.6223 | 7.1054e-14 | 0 | 0 |  | -555.338 | #DIV/0! | #DIV/0! | 49.5 | 1.3237 | #DIV/0! | 1 | #DIV/0! | #DIV/0! |  |  | 0
0 | 0 | 0 | 0 | 1 | 1 | 15:12 | 78.6 |  | 584.7367 | 0 | 0 | 49.6223 | 49.6223 | 7.1054e-14 | 0 | 0 |  | -555.338 | #DIV/0! | #DIV/0! | 49.5 | 1.3237 | #DIV/0! | 1 | #DIV/0! | #DIV/0! |  |  | 0
0 | 0 | 0 | 0 | 1 | 1 | 15:12 | 78.62 |  | 584.7383 | 0 | 0 | 49.6223 | 49.6223 | 7.1054e-14 | 0 | 0 |  | -555.338 | #DIV/0! | #DIV/0! | 49.5 | 1.3237 | #DIV/0! | 1 | #DIV/0! | #DIV/0! |  |  | 0
0 | 0 | 0 | 0 | 1 | 1 | 15:12 | 78.64 |  | 584.7399 | 0 | 0 | 49.6223 | 49.6223 | 7.1054e-14 | 0 | 0 |  | -555.338 | #DIV/0! | #DIV/0! | 49.5 | 1.3237 | #DIV/0! | 1 | #DIV/0! | #DIV/0! |  |  | 0
0 | 0 | 0 | 0 | 1 | 1 | 15:12 | 78.66 |  | 584.7416 | 0 | 0 | 49.6223 | 49.6223 | 7.1054e-14 | 0 | 0 |  | -555.338 | #DIV/0! | #DIV/0! | 49.5 | 1.3237 | #DIV/0! | 1 | #DIV/0! | #DIV/0! |  |  | 0
0 | 0 | 0 | 0 | 1 | 1 | 15:12 | 78.68 |  | 584.7432 | 0 | 0 | 49.6223 | 49.6223 | 7.1054e-14 | 0 | 0 |  | -555.338 | #DIV/0! | #DIV/0! | 49.5 | 1.3237 | #DIV/0! | 1 | #DIV/0! | #DIV/0! |  |  | 0
0 | 0 | 0 | 0 | 1 | 1 | 15:12 | 78.7 |  | 584.7448 | 0 | 0 | 49.6223 | 49.6223 | 7.1054e-14 | 0 | 0 |  | -555.338 | #DIV/0! | #DIV/0! | 49.5 | 1.3237 | #DIV/0! | 1 | #DIV/0! | #DIV/0! |  |  | 0
0 | 0 | 0 | 0 | 1 | 1 | 15:12 | 78.72 |  | 584.7465 | 0 | 0 | 49.6223 | 49.6223 | 7.1054e-14 | 0 | 0 |  | -555.338 | #DIV/0! | #DIV/0! | 49.5 | 1.3237 | #DIV/0! | 1 | #DIV/0! | #DIV/0! |  |  | 0
0 | 0 | 0 | 0 | 1 | 1 | 15:12 | 78.74 |  | 584.7481 | 0 | 0 | 49.6223 | 49.6223 | 7.1054e-14 | 0 | 0 |  | -555.338 | #DIV/0! | #DIV/0! | 49.5 | 1.3237 | #DIV/0! | 1 | #DIV/0! | #DIV/0! |  |  | 0
0 | 0 | 0 | 0 | 1 | 1 | 15:12 | 78.76 |  | 584.7497 | 0 | 0 | 49.6223 | 49.6223 | 7.1054e-14 | 0 | 0 |  | -555.338 | #DIV/0! | #DIV/0! | 49.5 | 1.3237 | #DIV/0! | 1 | #DIV/0! | #DIV/0! |  |  | 0
0 | 0 | 0 | 0 | 1 | 1 | 15:12 | 78.78 |  | 584.7513 | 0 | 0 | 49.6223 | 49.6223 | 7.1054e-14 | 0 | 0 |  | -555.338 | #DIV/0! | #DIV/0! | 49.5 | 1.3237 | #DIV/0! | 1 | #DIV/0! | #DIV/0! |  |  | 0
0 | 0 | 0 | 0 | 1 | 1 | 15:12 | 78.8 |  | 584.753 | 0 | 0 | 49.6223 | 49.6223 | 7.1054e-14 | 0 | 0 |  | -555.338 | #DIV/0! | #DIV/0! | 49.5 | 1.3237 | #DIV/0! | 1 | #DIV/0! | #DIV/0! |  |  | 0
0 | 0 | 0 | 0 | 1 | 1 | 15:12 | 78.82 |  | 584.7546 | 0 | 0 | 49.6223 | 49.6223 | 7.1054e-14 | 0 | 0 |  | -555.338 | #DIV/0! | #DIV/0! | 49.5 | 1.3237 | #DIV/0! | 1 | #DIV/0! | #DIV/0! |  |  | 0
0 | 0 | 0 | 0 | 1 | 1 | 15:12 | 78.84 |  | 584.7562 | 0 | 0 | 49.6223 | 49.6223 | 7.1054e-14 | 0 | 0 |  | -555.338 | #DIV/0! | #DIV/0! | 49.5 | 1.3237 | #DIV/0! | 1 | #DIV/0! | #DIV/0! |  |  | 0
0 | 0 | 0 | 0 | 1 | 1 | 15:12 | 78.86 |  | 584.7579 | 0 | 0 | 49.6223 | 49.6223 | 7.1054e-14 | 0 | 0 |  | -555.338 | #DIV/0! | #DIV/0! | 49.5 | 1.3237 | #DIV/0! | 1 | #DIV/0! | #DIV/0! |  |  | 0
0 | 0 | 0 | 0 | 1 | 1 | 15:12 | 78.88 |  | 584.7595 | 0 | 0 | 49.6223 | 49.6223 | 7.1054e-14 | 0 | 0 |  | -555.338 | #DIV/0! | #DIV/0! | 49.5 | 1.3237 | #DIV/0! | 1 | #DIV/0! | #DIV/0! |  |  | 0
0 | 0 | 0 | 0 | 1 | 1 | 15:12 | 78.9 |  | 584.7611 | 0 | 0 | 49.6223 | 49.6223 | 7.1054e-14 | 0 | 0 |  | -555.338 | #DIV/0! | #DIV/0! | 49.5 | 1.3237 | #DIV/0! | 1 | #DIV/0! | #DIV/0! |  |  | 0
0 | 0 | 0 | 0 | 1 | 1 | 15:12 | 78.92 |  | 584.7628 | 0 | 0 | 49.6223 | 49.6223 | 7.1054e-14 | 0 | 0 |  | -555.338 | #DIV/0! | #DIV/0! | 49.5 | 1.3237 | #DIV/0! | 1 | #DIV/0! | #DIV/0! |  |  | 0
0 | 0 | 0 | 0 | 1 | 1 | 15:12 | 78.94 |  | 584.7644 | 0 | 0 | 49.6223 | 49.6223 | 7.1054e-14 | 0 | 0 |  | -555.338 | #DIV/0! | #DIV/0! | 49.5 | 1.3237 | #DIV/0! | 1 | #DIV/0! | #DIV/0! |  |  | 0
0 | 0 | 0 | 0 | 1 | 1 | 15:12 | 78.96 |  | 584.766 | 0 | 0 | 49.6223 | 49.6223 | 7.1054e-14 | 0 | 0 |  | -555.338 | #DIV/0! | #DIV/0! | 49.5 | 1.3237 | #DIV/0! | 1 | #DIV/0! | #DIV/0! |  |  | 0
0 | 0 | 0 | 0 | 1 | 1 | 15:12 | 78.98 |  | 584.7676 | 0 | 0 | 49.6223 | 49.6223 | 7.1054e-14 | 0 | 0 |  | -555.338 | #DIV/0! | #DIV/0! | 49.5 | 1.3237 | #DIV/0! | 1 | #DIV/0! | #DIV/0! |  |  | 0
0 | 0 | 0 | 0 | 1 | 1 | 15:12 | 79 |  | 584.7693 | 0 | 0 | 49.6223 | 49.6223 | 7.1054e-14 | 0 | 0 |  | -555.338 | #DIV/0! | #DIV/0! | 49.5 | 1.3237 | #DIV/0! | 1 | #DIV/0! | #DIV/0! |  |  | 0
0 | 0 | 0 | 0 | 1 | 1 | 15:12 | 79.02 |  | 584.7709 | 0 | 0 | 49.6223 | 49.6223 | 7.1054e-14 | 0 | 0 |  | -555.338 | #DIV/0! | #DIV/0! | 49.5 | 1.3237 | #DIV/0! | 1 | #DIV/0! | #DIV/0! |  |  | 0
0 | 0 | 0 | 0 | 1 | 1 | 15:12 | 79.04 |  | 584.7725 | 0 | 0 | 49.6223 | 49.6223 | 7.1054e-14 | 0 | 0 |  | -555.338 | #DIV/0! | #DIV/0! | 49.5 | 1.3237 | #DIV/0! | 1 | #DIV/0! | #DIV/0! |  |  | 0
0 | 0 | 0 | 0 | 1 | 1 | 15:12 | 79.06 |  | 584.7742 | 0 | 0 | 49.6223 | 49.6223 | 7.1054e-14 | 0 | 0 |  | -555.338 | #DIV/0! | #DIV/0! | 49.5 | 1.3237 | #DIV/0! | 1 | #DIV/0! | #DIV/0! |  |  | 0
0 | 0 | 0 | 0 | 1 | 1 | 15:12 | 79.08 |  | 584.7758 | 0 | 0 | 49.6223 | 49.6223 | 7.1054e-14 | 0 | 0 |  | -555.338 | #DIV/0! | #DIV/0! | 49.5 | 1.3237 | #DIV/0! | 1 | #DIV/0! | #DIV/0! |  |  | 0
0 | 0 | 0 | 0 | 1 | 1 | 15:12 | 79.1 |  | 584.7774 | 0 | 0 | 49.6223 | 49.6223 | 7.1054e-14 | 0 | 0 |  | -555.338 | #DIV/0! | #DIV/0! | 49.5 | 1.3237 | #DIV/0! | 1 | #DIV/0! | #DIV/0! |  |  | 0
0 | 0 | 0 | 0 | 1 | 1 | 15:12 | 79.12 |  | 584.7791 | 0 | 0 | 49.6223 | 49.6223 | 7.1054e-14 | 0 | 0 |  | -555.338 | #DIV/0! | #DIV/0! | 49.5 | 1.3237 | #DIV/0! | 1 | #DIV/0! | #DIV/0! |  |  | 0
0 | 0 | 0 | 0 | 1 | 1 | 15:12 | 79.14 |  | 584.7807 | 0 | 0 | 49.6223 | 49.6223 | 7.1054e-14 | 0 | 0 |  | -555.338 | #DIV/0! | #DIV/0! | 49.5 | 1.3237 | #DIV/0! | 1 | #DIV/0! | #DIV/0! |  |  | 0
0 | 0 | 0 | 0 | 1 | 1 | 15:12 | 79.16 |  | 584.7823 | 0 | 0 | 49.6223 | 49.6223 | 7.1054e-14 | 0 | 0 |  | -555.338 | #DIV/0! | #DIV/0! | 49.5 | 1.3237 | #DIV/0! | 1 | #DIV/0! | #DIV/0! |  |  | 0
0 | 0 | 0 | 0 | 1 | 1 | 15:12 | 79.18 |  | 584.7839 | 0 | 0 | 49.6223 | 49.6223 | 7.1054e-14 | 0 | 0 |  | -555.338 | #DIV/0! | #DIV/0! | 49.5 | 1.3237 | #DIV/0! | 1 | #DIV/0! | #DIV/0! |  |  | 0
0 | 0 | 0 | 0 | 1 | 1 | 15:12 | 79.2 |  | 584.7856 | 0 | 0 | 49.6223 | 49.6223 | 7.1054e-14 | 0 | 0 |  | -555.338 | #DIV/0! | #DIV/0! | 49.5 | 1.3237 | #DIV/0! | 1 | #DIV/0! | #DIV/0! |  |  | 0
0 | 0 | 0 | 0 | 1 | 1 | 15:12 | 79.22 |  | 584.7872 | 0 | 0 | 49.6223 | 49.6223 | 7.1054e-14 | 0 | 0 |  | -555.338 | #DIV/0! | #DIV/0! | 49.5 | 1.3237 | #DIV/0! | 1 | #DIV/0! | #DIV/0! |  |  | 0
0 | 0 | 0 | 0 | 1 | 1 | 15:12 | 79.24 |  | 584.7888 | 0 | 0 | 49.6223 | 49.6223 | 7.1054e-14 | 0 | 0 |  | -555.338 | #DIV/0! | #DIV/0! | 49.5 | 1.3237 | #DIV/0! | 1 | #DIV/0! | #DIV/0! |  |  | 0
0 | 0 | 0 | 0 | 1 | 1 | 15:12 | 79.26 |  | 584.7905 | 0 | 0 | 49.6223 | 49.6223 | 7.1054e-14 | 0 | 0 |  | -555.338 | #DIV/0! | #DIV/0! | 49.5 | 1.3237 | #DIV/0! | 1 | #DIV/0! | #DIV/0! |  |  | 0
0 | 0 | 0 | 0 | 1 | 1 | 15:12 | 79.28 |  | 584.7921 | 0 | 0 | 49.6223 | 49.6223 | 7.1054e-14 | 0 | 0 |  | -555.338 | #DIV/0! | #DIV/0! | 49.5 | 1.3237 | #DIV/0! | 1 | #DIV/0! | #DIV/0! |  |  | 0
0 | 0 | 0 | 0 | 1 | 1 | 15:12 | 79.3 |  | 584.7937 | 0 | 0 | 49.6223 | 49.6223 | 7.1054e-14 | 0 | 0 |  | -555.338 | #DIV/0! | #DIV/0! | 49.5 | 1.3237 | #DIV/0! | 1 | #DIV/0! | #DIV/0! |  |  | 0
0 | 0 | 0 | 0 | 1 | 1 | 15:12 | 79.32 |  | 584.7954 | 0 | 0 | 49.6223 | 49.6223 | 7.1054e-14 | 0 | 0 |  | -555.338 | #DIV/0! | #DIV/0! | 49.5 | 1.3237 | #DIV/0! | 1 | #DIV/0! | #DIV/0! |  |  | 0
0 | 0 | 0 | 0 | 1 | 1 | 15:12 | 79.34 |  | 584.797 | 0 | 0 | 49.6223 | 49.6223 | 7.1054e-14 | 0 | 0 |  | -555.338 | #DIV/0! | #DIV/0! | 49.5 | 1.3237 | #DIV/0! | 1 | #DIV/0! | #DIV/0! |  |  | 0
0 | 0 | 0 | 0 | 1 | 1 | 15:12 | 79.36 |  | 584.7986 | 0 | 0 | 49.6223 | 49.6223 | 7.1054e-14 | 0 | 0 |  | -555.338 | #DIV/0! | #DIV/0! | 49.5 | 1.3237 | #DIV/0! | 1 | #DIV/0! | #DIV/0! |  |  | 0
0 | 0 | 0 | 0 | 1 | 1 | 15:12 | 79.38 |  | 584.8002 | 0 | 0 | 49.6223 | 49.6223 | 7.1054e-14 | 0 | 0 |  | -555.338 | #DIV/0! | #DIV/0! | 49.5 | 1.3237 | #DIV/0! | 1 | #DIV/0! | #DIV/0! |  |  | 0
0 | 0 | 0 | 0 | 1 | 1 | 15:12 | 79.4 |  | 584.8019 | 0 | 0 | 49.6223 | 49.6223 | 7.1054e-14 | 0 | 0 |  | -555.338 | #DIV/0! | #DIV/0! | 49.5 | 1.3237 | #DIV/0! | 1 | #DIV/0! | #DIV/0! |  |  | 0
0 | 0 | 0 | 0 | 1 | 1 | 15:12 | 79.42 |  | 584.8035 | 0 | 0 | 49.6223 | 49.6223 | 7.1054e-14 | 0 | 0 |  | -555.338 | #DIV/0! | #DIV/0! | 49.5 | 1.3237 | #DIV/0! | 1 | #DIV/0! | #DIV/0! |  |  | 0
0 | 0 | 0 | 0 | 1 | 1 | 15:12 | 79.44 |  | 584.8051 | 0 | 0 | 49.6223 | 49.6223 | 7.1054e-14 | 0 | 0 |  | -555.338 | #DIV/0! | #DIV/0! | 49.5 | 1.3237 | #DIV/0! | 1 | #DIV/0! | #DIV/0! |  |  | 0
0 | 0 | 0 | 0 | 1 | 1 | 15:12 | 79.46 |  | 584.8068 | 0 | 0 | 49.6223 | 49.6223 | 7.1054e-14 | 0 | 0 |  | -555.338 | #DIV/0! | #DIV/0! | 49.5 | 1.3237 | #DIV/0! | 1 | #DIV/0! | #DIV/0! |  |  | 0
0 | 0 | 0 | 0 | 1 | 1 | 15:12 | 79.48 |  | 584.8084 | 0 | 0 | 49.6223 | 49.6223 | 7.1054e-14 | 0 | 0 |  | -555.338 | #DIV/0! | #DIV/0! | 49.5 | 1.3237 | #DIV/0! | 1 | #DIV/0! | #DIV/0! |  |  | 0
0 | 0 | 0 | 0 | 1 | 1 | 15:12 | 79.5 |  | 584.81 | 0 | 0 | 49.6223 | 49.6223 | 7.1054e-14 | 0 | 0 |  | -555.338 | #DIV/0! | #DIV/0! | 49.5 | 1.3237 | #DIV/0! | 1 | #DIV/0! | #DIV/0! |  |  | 0
0 | 0 | 0 | 0 | 1 | 1 | 15:12 | 79.52 |  | 584.8117 | 0 | 0 | 49.6223 | 49.6223 | 7.1054e-14 | 0 | 0 |  | -555.338 | #DIV/0! | #DIV/0! | 49.5 | 1.3237 | #DIV/0! | 1 | #DIV/0! | #DIV/0! |  |  | 0
0 | 0 | 0 | 0 | 1 | 1 | 15:12 | 79.54 |  | 584.8133 | 0 | 0 | 49.6223 | 49.6223 | 7.1054e-14 | 0 | 0 |  | -555.338 | #DIV/0! | #DIV/0! | 49.5 | 1.3237 | #DIV/0! | 1 | #DIV/0! | #DIV/0! |  |  | 0
0 | 0 | 0 | 0 | 1 | 1 | 15:12 | 79.56 |  | 584.8149 | 0 | 0 | 49.6223 | 49.6223 | 7.1054e-14 | 0 | 0 |  | -555.338 | #DIV/0! | #DIV/0! | 49.5 | 1.3237 | #DIV/0! | 1 | #DIV/0! | #DIV/0! |  |  | 0
0 | 0 | 0 | 0 | 1 | 1 | 15:12 | 79.58 |  | 584.8165 | 0 | 0 | 49.6223 | 49.6223 | 7.1054e-14 | 0 | 0 |  | -555.338 | #DIV/0! | #DIV/0! | 49.5 | 1.3237 | #DIV/0! | 1 | #DIV/0! | #DIV/0! |  |  | 0
0 | 0 | 0 | 0 | 1 | 1 | 15:12 | 79.6 |  | 584.8182 | 0 | 0 | 49.6223 | 49.6223 | 7.1054e-14 | 0 | 0 |  | -555.338 | #DIV/0! | #DIV/0! | 49.5 | 1.3237 | #DIV/0! | 1 | #DIV/0! | #DIV/0! |  |  | 0
0 | 0 | 0 | 0 | 1 | 1 | 15:12 | 79.62 |  | 584.8198 | 0 | 0 | 49.6223 | 49.6223 | 7.1054e-14 | 0 | 0 |  | -555.338 | #DIV/0! | #DIV/0! | 49.5 | 1.3237 | #DIV/0! | 1 | #DIV/0! | #DIV/0! |  |  | 0
0 | 0 | 0 | 0 | 1 | 1 | 15:12 | 79.64 |  | 584.8214 | 0 | 0 | 49.6223 | 49.6223 | 7.1054e-14 | 0 | 0 |  | -555.338 | #DIV/0! | #DIV/0! | 49.5 | 1.3237 | #DIV/0! | 1 | #DIV/0! | #DIV/0! |  |  | 0
0 | 0 | 0 | 0 | 1 | 1 | 15:12 | 79.66 |  | 584.8231 | 0 | 0 | 49.6223 | 49.6223 | 7.1054e-14 | 0 | 0 |  | -555.338 | #DIV/0! | #DIV/0! | 49.5 | 1.3237 | #DIV/0! | 1 | #DIV/0! | #DIV/0! |  |  | 0
0 | 0 | 0 | 0 | 1 | 1 | 15:12 | 79.68 |  | 584.8247 | 0 | 0 | 49.6223 | 49.6223
0 | 0 | 0 | 0 | 1 | 1 | 15:12 | 79.7 |  | 584.8263 | 0 | 0 | 49.6223 | 49.6223
0 | 0 | 0 | 0 | 1 | 1 | 15:12 | 79.72 |  | 584.828 | 0 | 0 | 49.6223
0 | 0 | 0 | 0 | 1 | 1 | 15:12 | 79.74 |  | 584.8296 | 0 | 0 | 49.6223
0 | 0 | 0 | 0 | 1 | 1 | 15:12 | 79.76 |  | 584.8312 | 0 | 0 | 49.6223
0 | 0 | 0 | 0 | 1 | 1 | 15:12 | 79.78 |  | 584.8328 | 0 | 0 | 49.6223
0 | 0 | 0 | 0 | 1 | 1 | 15:12 | 79.8 |  | 584.8345 | 0 | 0 | 49.6223
0 | 0 | 0 | 0 | 1 | 1 | 15:12 | 79.82 |  | 584.8361 | 0 | 0 | 49.6223
0 | 0 | 0 | 0 | 1 | 1 | 15:12 | 79.84 |  | 584.8377 | 0 | 0 | 49.6223
0 | 0 | 0 | 0 | 1 | 1 | 15:12 | 79.86 |  | 584.8394 | 0 | 0 | 49.6223
0 | 0 | 0 | 0 | 1 | 1 | 15:12 | 79.88 |  | 584.841 | 0 | 0 | 49.6223
Note on G3: jstevens: MIN(SB, SC)
Note on G4: jstevens: FC-MIN(FC, Fast Service Enabled)

## RaiseFast4s
Intermediate Data - Do not Change |  |  |  |  | Section references are to User Guide V3.0
Time conversion | 0:00 | RT0 | 578.2395 |  | 2.1(b) - Results
Time interval | 0:00 | Frequency Setting | 0 |  | FAST RAISE | 62.8 | MW
Smoothing Constant | 0.1 | Disturbance time | 15:11 |  | FD | 164.5 | MW
G | 1 | Reference time | 398.8 |  | FB | 62.8
freq. ramp rate | 0.125 | Tinitiate | 1000 |  | FC | 169.5
freq. ref time | 2.8 | Switched Comp. Factor | 0 |  | Fast Enablement | 5
Deadband Lower Limit | 50 | Combined Controller | NO
[27 empty] | Section 2.1 (a)(xi) | Section 2.1 (a)(xii)
[17 empty] | Section 2.1 (a)(v) | [9 empty] | FB | FC
[9 empty] | Section 2.1 (a)(i) |  | Section 2.1 (a)(iii) | Section 2.1 (a)(iv) |  |  |  |  | FA | Section 2.1 (a)(vi) | Section 2.1 (a)(vii) |  | Section 2.1 (a)(viii) |  |  | Section 2.1 (a)(ix) |  | Section 2.1 (a)(x) | 62.8 | 169.5
Raw Data |  |  |  | Checking | Checking |  |  | Checking |  |  |  | Smoothed | Offset Smoothed | CALCULATED DATA |  |  | 557.3834 | [9 empty] | CET < t < 6 | 6 < t < 60
Local frequency | FS - Switched | FP - Proportional | Power flow | disturbance | initiate | Time | Relative time | frequency at |  |  |  | Local frequency | Local frequency | df/dt | Inertial response | Adjusted generation | PRE-EVENT (-20<t<-8) | POST-EVENT (t>CET) |  |  |  |  | Proportionally Compensated |  |  |  | Compensated | Compensated | Frequency
Hz - Raw | MW | MW | MW | time | time | hh:mm:ss.00 | sec | t = 0 | Reference Trajectory | Adjustment | Adjusted Power | Hz - Smoothed | Hz - Smoothed off | Hz/sec | MW | MW | MW | Basic response (MW) | FS (Raw) | FP (Raw) | Fresp-rate | Proportional Control Comp | Basic response (MW) - FP | Switched Compensation | Adjusted FS | Adjusted Response | Basic response (MW) | Basic response (MW) | Recovery?
49.8854 | 0 | 556.5164 | 556.5164 |  |  | 15:10 | -32 |  | 575.9575 | 2.282 | 558.7984 | 49.8854 | 49.8346 | 0 | 0 | 558.7984 |  | 0 | 0 | 0 |  |  |  | 1 |  |  |  |  | 0
49.8666 | 0 | 556.1486 | 556.1486 |  |  | 15:10 | -28 |  | 576.2835 | 1.956 | 558.1046 | 49.8835 | 49.8048 | -0.0061333 | -0.27666 | 557.8279 |  | 0 | 0 | 0 |  |  |  | 1 |  |  |  |  | 0
49.8666 | 0 | 556.3324 | 556.3324 |  |  | 15:10 | -24 |  | 576.6095 | 1.63 | 557.9624 | 49.8818 | 49.7855 | -0.0043449 | -0.19599 | 557.7664 |  | 0 | 0 | 0 |  |  |  | 1 |  |  |  |  | 0
49.8654 | 0 | 556.5164 | 556.5164 |  |  | 15:10 | -20 |  | 576.9355 | 1.304 | 557.8204 | 49.8802 | 49.7738 | -0.0032489 | -0.14655 | 557.6739 | 557.6739 | 0 | 0 | 0 |  |  |  | 1 |  |  |  |  | 0
49.8666 | 0 | 556.3324 | 556.3324 |  |  | 15:10 | -16 |  | 577.2615 | 0.978 | 557.3104 | 49.8788 | 49.7632 | -0.0029423 | -0.13272 | 557.1777 | 557.1777 | 0 | 0 | 0 |  |  |  | 1 |  |  |  |  | 0
49.8804 | 0 | 556.3324 | 556.3324 |  |  | 15:10 | -12 |  | 577.5875 | 0.652 | 556.9844 | 49.879 | 49.751 | -0.0031932 | -0.14408 | 556.8403 | 556.8403 | 0 | 0 | 0 |  |  |  | 1 |  |  |  |  | 0
49.8978 | 0 | 556.5164 | 556.5164 |  |  | 15:10 | -8 |  | 577.9135 | 0.326 | 556.8424 | 49.8809 | 49.7381 | -0.0035877 | -0.16193 | 556.6805 | 556.6805 | 0 | 0 | 0 |  |  |  | 1 |  |  |  |  | 0
49.8929 | 0 | 555.7808 | 555.7808 |  |  | 15:11 | -4 |  | 578.2395 | 0 | 555.7808 | 49.8821 | 49.7225 | -0.003755 | -0.16947 | 555.6113 |  | 0 | 0 | 0 |  |  |  | 1 |  |  |  |  | 0
49.7253 | 0 | 567.9188 | 567.9188 | 1 |  | 15:11 | 0 | 49.7253 | 578.5655 | 0 | 567.9188 | 49.8664 | 49.7056 | -0.003521 | -0.15837 | 567.7604 |  | 10.377 | 0 | 10.377 | 49.85 | 1 | 10.377 | 1 | 0 | 10.377 | 10.377 |  | 0
49.548 | 0 | 589.8043 | 589.8043 | 1 |  | 15:11 | 4 |  | 578.8915 | 0 | 589.8043 | 49.8346 | 49.6921 | -0.00284 | -0.12729 | 589.677 |  | 32.2936 | 0 | 32.2936 | 49.5 | 1.6238 | 52.4387 | 1 | 0 | 52.4387 | 52.4387 |  | 0
49.5369 | 0 | 597.1608 | 597.1608 | 1 |  | 15:11 | 8 |  | 579.2175 | 0 | 597.1608 | 49.8048 | 49.6828 | -0.0020917 | -0.09373 | 597.0671 |  | 39.6837 | 0 | 39.6837 | 49.5 | 1.5765 | 62.5598 | 1 | 0 | 62.5598 |  | 62.5598 | 0
49.6118 | 0 | 605.069 | 605.069 | 1 |  | 15:11 | 12 |  | 579.5435 | 0 | 605.069 | 49.7855 | 49.6771 | -0.0016549 | -0.074266 | 604.9947 |  | 47.6113 | 0 | 47.6113 | 49.5 | 1.5484 | 73.7222 | 1 | 0 | 73.7222 |  | 73.7222 | 0
49.6686 | 0 | 610.9542 | 610.9542 | 1 |  | 15:11 | 16 |  | 579.8695 | 0 | 610.9542 | 49.7738 | 49.6713 | -0.0015508 | -0.069676 | 610.8845 |  | 53.5011 | 0 | 53.5011 | 49.5 | 1.5212 | 81.3851 | 1 | 0 | 81.3851 |  | 81.3851 | 0
49.6673 | 0 | 615.368 | 615.368 | 1 |  | 15:11 | 20 |  | 580.1955 | 0 | 615.368 | 49.7632 | 49.6647 | -0.0015556 | -0.069888 | 615.2981 |  | 57.9147 | 0 | 57.9147 | 49.5 | 1.4914 | 86.3749 | 1 | 0 | 86.3749 |  | 86.3749 | 0
49.6414 | 0 | 618.3107 | 618.3107 | 1 |  | 15:11 | 24 |  | 580.5215 | 0 | 618.3107 | 49.751 | 49.658 | -0.0013664 | -0.061358 | 618.2493 |  | 60.8659 | 0 | 60.8659 | 49.5 | 1.4619 | 88.9825 | 1 | 0 | 88.9825 |  | 88.9825 | 0
49.6217 | 0 | 619.0463 | 619.0463 | 1 |  | 15:11 | 28 |  | 580.8475 | 0 | 619.0463 | 49.7381 | 49.6526 | -0.0010142 | -0.045526 | 619.0008 |  | 61.6174 | 0 | 61.6174 | 49.5 | 1.4394 | 88.6934 | 1 | 0 | 88.6934 |  | 88.6934 | 0
49.5824 | 0 | 620.8854 | 620.8854 | 1 |  | 15:11 | 32 |  | 581.1735 | 0 | 620.8854 | 49.7225 | 49.65 | -0.00067937 | -0.030471 | 620.8549 |  | 63.4715 | 0 | 63.4715 | 49.5 | 1.4287 | 90.6828 | 1 | 0 | 90.6828 |  | 90.6828 | 0
49.5541 | 0 | 620.1498 | 620.1498 | 1 |  | 15:11 | 36 |  | 581.4995 | 0 | 620.1498 | 49.7056 | 49.6484 | -0.00051303 | -0.022997 | 620.1268 |  | 62.7434 | 0 | 62.7434 | 49.5 | 1.4222 | 89.2357 | 1 | 0 | 89.2357 |  | 89.2357 | 0
49.57 | 0 | 620.1498 | 620.1498 | 1 |  | 15:11 | 40 |  | 581.8255 | 0 | 620.1498 | 49.6921 | 49.6465 | -0.00062463 | -0.028008 | 620.1218 |  | 62.7384 | 0 | 62.7384 | 49.5 | 1.4144 | 88.7391 | 1 | 0 | 88.7391 |  | 88.7391 | 0
49.5996 | 0 | 619.9659 | 619.9659 | 1 |  | 15:11 | 44 |  | 582.1515 | 0 | 619.9659 | 49.6828 | 49.6441 | -0.00085169 | -0.038213 | 619.9277 |  | 62.5443 | 0 | 62.5443 | 49.5 | 1.4051 | 87.8788 | 1 | 0 | 87.8788 |  | 87.8788 | 0
49.6254 | 0 | 622.3568 | 622.3568 | 1 |  | 15:11 | 48 |  | 582.4775 | 0 | 622.3568 | 49.6771 | 49.6397 | -0.00096337 | -0.043246 | 622.3136 |  | 64.9302 | 0 | 64.9302 | 49.5 | 1.3877 | 90.1033 | 1 | 0 | 90.1033 |  | 90.1033 | 0
49.6193 | 0 | 621.2532 | 621.2532 | 1 |  | 15:11 | 52 |  | 582.8035 | 0 | 621.2532 | 49.6713 | 49.6348 | -0.00095629 | -0.042922 | 621.2103 |  | 63.8269 | 0 | 63.8269 | 49.5 | 1.3692 | 87.3889 | 1 | 0 | 87.3889 |  | 87.3889 | 0
49.6057 | 0 | 621.4371 | 621.4371 | 1 |  | 15:12 | 56 |  | 583.1295 | 0 | 621.4371 | 49.6647 | 49.6319 | -0.00082671 | -0.037096 | 621.4 |  | 64.0166 | 0 | 64.0166 | 49.5 | 1.3583 | 86.9555 | 1 | 0 | 86.9555 |  | 86.9555 | 0
49.5972 | 0 | 619.5981 | 619.5981 | 1 |  | 15:12 | 60 |  | 583.4555 | 0 | 619.5981 | 49.658 | 49.6289 | -0.00067004 | -0.030061 | 619.568 |  | 62.1846 | 0 | 62.1846 | 49.5 | 1.3474 | 83.7874 | 1 | 0 | 83.7874 |  | 83.7874 | 0
49.6045 | 0 | 619.5981 | 619.5981 | 1 |  | 15:12 | 64 |  | 583.7815 | 0 | 619.5981 | 49.6526 | 49.6261 | -0.00053818 | -0.024149 | 619.574 |  | 62.1906 | 0 | 62.1906 | 49.5 | 1.3373 | 83.1657 | 1 | 0 | 83.1657 |  |  | 0
49.6266 | 0 | 619.2302 | 619.2302 | 1 |  | 15:12 | 68 |  | 584.1075 | 0 | 619.2302 | 49.65 | 49.6243 | -0.00040466 | -0.018166 | 619.212 |  | 61.8286 | 0 | 61.8286 | 49.5 | 1.3309 | 82.2864 | 1 | 0 | 82.2864 |  |  | 0
49.6341 | 0 | 618.3107 | 618.3107 | 1 |  | 15:12 | 72 |  | 584.4335 | 0 | 618.3107 | 49.6484 | 49.6234 | -0.0002414 | -0.010838 | 618.2999 |  | 60.9165 | 0 | 60.9165 | 49.5 | 1.3278 | 80.8853 | 1 | 0 | 80.8853 |  |  | 0
49.629 | 0 | 619.0463 | 619.0463 | 1 |  | 15:12 | 76 |  | 584.7595 | 0 | 619.0463 | 49.6465 | 49.6222 | 1.3891e-05 | 0.00062363 | 619.0469 |  | 61.6635 | 0 | 61.6635 | 49.5 | 1.3233 | 81.5986 | 1 | 0 | 81.5986 |  |  | 0
49.6229 | 0 | 618.4946 | 618.4946 | 1 |  | 15:12 | 80 |  | 585.0855 | 0 | 618.4946 | 49.6441 | 49.6224 | 0.00040045 | 0.017975 | 618.5126 |  | 61.1292 | 0 | 61.1292 | 49.5 | 1.324 | 80.9345 | 1 | 0 | 80.9345 |  |  | 0
49.5996 | 0 | 617.3911 | 617.3911 | 1 |  | 15:12 | 84 |  | 585.4115 | 0 | 617.3911 | 49.6397 | 49.6251 | 0.00083538 | 0.037481 | 617.4286 |  | 60.0452 | 0 | 60.0452 | 49.5 | 1.3338 | 80.0877 | 1 | 0 | 80.0877 |  |  | 0
49.5909 | 0 | 615.5519 | 615.5519 | 1 |  | 15:12 | 88 |  | 585.7375 | 0 | 615.5519 | 49.6348 | 49.63 | 0.0010937 | 0.049061 | 615.601 |  | 58.2176 | 0 | 58.2176 | 49.5 | 1.3512 | 78.6641 | 1 | 0 | 78.6641 |  |  | 0
49.6057 | 0 | 614.6324 | 614.6324 | 1 |  | 15:12 | 92 |  | 586.0635 | 0 | 614.6324 | 49.6319 | 49.6351 | 0.0011415 | 0.051222 | 614.6836 |  | 57.3002 | 0 | 57.3002 | 49.5 | 1.3701 | 78.5059 | 1 | 0 | 78.5059 |  |  | 0
49.602 | 0 | 614.6324 | 614.6324 | 1 |  | 15:12 | 96 |  | 586.3895 | 0 | 614.6324 | 49.6289 | 49.6393 | 0.0010304 | 0.046233 | 614.6786 |  | 57.2952 | 0 | 57.2952 | 49.5 | 1.3861 | 79.4141 | 1 | 0 | 79.4141 |  |  | 0
49.6008 | 0 | 613.7129 | 613.7129 | 1 |  | 15:12 | 100 |  | 586.7155 | 0 | 613.7129 | 49.6261 | 49.6433 | 0.00081596 | 0.03661 | 613.7495 |  | 56.3661 | 0 | 56.3661 | 49.5 | 1.4018 | 79.0122 | 1 | 0 | 79.0122 |  |  | 0
49.6081 | 0 | 612.7933 | 612.7933 | 1 |  | 15:12 | 104 |  | 587.0415 | 0 | 612.7933 | 49.6243 | 49.6464 | 0.00054972 | 0.024668 | 612.818 |  | 55.4346 | 0 | 55.4346 | 49.5 | 1.4142 | 78.3957 | 1 | 0 | 78.3957 |  |  | 0
49.6156 | 0 | 613.345 | 613.345 | 1 |  | 15:12 | 108 |  | 587.3675 | 0 | 613.345 | 49.6234 | 49.6478 | 0.00024182 | 0.010853 | 613.3559 |  | 55.9725 | 0 | 55.9725 | 49.5 | 1.4196 | 79.4581 | 1 | 0 | 79.4581 |  |  | 0
49.6106 | 0 | 613.345 | 613.345 | 1 |  | 15:12 | 112 |  | 587.6935 | 0 | 613.345 | 49.6222 | 49.648 | 5.4787e-05 | 0.0024586 | 613.3475 |  | 55.9641 | 0 | 55.9641 | 49.5 | 1.4205 | 79.4984 | 1 | 0 | 79.4984 |  |  | 0
49.6242 | 0 | 611.5059 | 611.5059 | 1 |  | 15:13 | 116 |  | 588.0195 | 0 | 611.5059 | 49.6224 | 49.6474 | 8.3683e-05 | 0.0037564 | 611.5097 |  | 54.1263 | 0 | 54.1263 | 49.5 | 1.4179 | 76.7437 | 1 | 0 | 76.7437 |  |  | 0
49.6501 | 0 | 609.8508 | 609.8508 | 1 |  | 15:13 | 120 |  | 588.3455 | 0 | 609.8508 | 49.6251 | 49.6478 | 0.00030346 | 0.013629 | 609.8644 |  | 52.481 | 0 | 52.481 | 49.5 | 1.4195 | 74.4949 | 1 | 0 | 74.4949 |  |  | 0
49.6735 | 0 | 612.0577 | 612.0577 | 1 |  | 15:13 | 124 |  | 588.6715 | 0 | 612.0577 | 49.63 | 49.6496 | 0.00062482 | 0.028075 | 612.0858 |  | 54.7024 | 0 | 54.7024 | 49.5 | 1.4269 | 78.0552 | 1 | 0 | 78.0552 |  |  | 0
49.6809 | 0 | 610.0347 | 610.0347 | 1 |  | 15:13 | 128 |  | 588.9975 | 0 | 610.0347 | 49.6351 | 49.653 | 0.00092014 | 0.041351 | 610.0761 |  | 52.6927 | 0 | 52.6927 | 49.5 | 1.4408 | 75.9194 | 1 | 0 | 75.9194 |  |  | 0
49.6771 | 0 | 610.2186 | 610.2186 | 1 |  | 15:13 | 132 |  | 589.3235 | 0 | 610.2186 | 49.6393 | 49.6572 | 0.0012104 | 0.05439 | 610.273 |  | 52.8896 | 0 | 52.8896 | 49.5 | 1.4588 | 77.1538 | 1 | 0 | 77.1538 |  |  | 0
49.6797 | 0 | 609.8508 | 609.8508 | 1 |  | 15:13 | 136 |  | 589.6495 | 0 | 609.8508 | 49.6433 | 49.6623 | 0.0014724 | 0.066167 | 609.917 |  | 52.5336 | 0 | 52.5336 | 49.5 | 1.4807 | 77.7884 | 1 | 0 | 77.7884 |  |  | 0
49.6747 | 0 | 609.299 | 609.299 | 1 |  | 15:13 | 140 |  | 589.9755 | 0 | 609.299 | 49.6464 | 49.6691 | 0.0015292 | 0.068715 | 609.3677 |  | 51.9843 | 0 | 51.9843 | 49.5 | 1.5111 | 78.5544 | 1 | 0 | 78.5544 |  |  | 0
49.6599 | 0 | 610.2186 | 610.2186 | 1 |  | 15:13 | 144 |  | 590.3015 | 0 | 610.2186 | 49.6478 | 49.6765 | 0.0012 | 0.053907 | 610.2725 |  | 52.8891 | 0 | 52.8891 | 49.5 | 1.5455 | 81.7402 | 1 | 0 | 81.7402 |  |  | 0
49.6501 | 0 | 609.8508 | 609.8508 | 1 |  | 15:13 | 148 |  | 590.6275 | 0 | 609.8508 | 49.648 | 49.6808 | 0.00064737 | 0.029075 | 609.8799 |  | 52.4965 | 0 | 52.4965 | 49.5 | 1.5662 | 82.2198 | 1 | 0 | 82.2198 |  |  | 0
49.6414 | 0 | 608.9312 | 608.9312 | 1 |  | 15:13 | 152 |  | 590.9535 | 0 | 608.9312 | 49.6474 | 49.6805 | 0.00031939 | 0.014342 | 608.9455 |  | 51.5621 | 0 | 51.5621 | 49.5 | 1.565 | 80.6951 | 1 | 0 | 80.6951 |  |  | 0
49.6513 | 0 | 609.6667 | 609.6667 | 1 |  | 15:13 | 156 |  | 591.2795 | 0 | 609.6667 | 49.6478 | 49.6801 | 0.0004328 | 0.019438 | 609.6861 |  | 52.3027 | 0 | 52.3027 | 49.5 | 1.5627 | 81.7359 | 1 | 0 | 81.7359 |  |  | 0
49.6661 | 0 | 609.6667 | 609.6667 | 1 |  | 15:13 | 160 |  | 591.6055 | 0 | 609.6667 | 49.6496 | 49.6832 | 0.00085687 | 0.038496 | 609.7052 |  | 52.3218 | 0 | 52.3218 | 49.5 | 1.5784 | 82.5839 | 1 | 0 | 82.5839 |  |  | 0
49.6834 | 0 | 609.6667 | 609.6667 | 1 |  | 15:13 | 164 |  | 591.9315 | 0 | 609.6667 | 49.653 | 49.6881 | 0.0011233 | 0.050485 | 609.7172 |  | 52.3338 | 0 | 52.3338 | 49.5 | 1.6029 | 83.8837 | 1 | 0 | 83.8837 |  |  | 0
49.6957 | 0 | 610.4024 | 610.4024 | 1 |  | 15:13 | 168 |  | 592.2575 | 0 | 610.4024 | 49.6572 | 49.6936 | 0.00097022 | 0.043615 | 610.446 |  | 53.0626 | 0 | 53.0626 | 49.5 | 1.6321 | 86.6036 | 1 | 0 | 86.6036 |  |  | 0
49.7081 | 0 | 610.5864 | 610.5864 | 1 |  | 15:13 | 172 |  | 592.5835 | 0 | 610.5864 | 49.6623 | 49.6973 | 0.00048943 | 0.022007 | 610.6084 |  | 53.225 | 0 | 53.225 | 49.5 | 1.6518 | 87.9182 | 1 | 0 | 87.9182 |  |  | 0
49.7302 | 0 | 611.5059 | 611.5059 | 1 |  | 15:14 | 176 |  | 592.9095 | 0 | 611.5059 | 49.6691 | 49.698 | 4.8085e-06 | 0.00021631 | 611.5061 |  | 54.1227 | 0 | 54.1227 | 49.5 | 1.6556 | 89.6076 | 1 | 0 | 89.6076 |  |  | 0
49.7427 | 0 | 612.6094 | 612.6094 | 1 |  | 15:14 | 180 |  | 593.2355 | 0 | 612.6094 | 49.6765 | 49.6957 | -0.00027305 | -0.012286 | 612.5971 |  | 55.2137 | 0 | 55.2137 | 49.5 | 1.6429 | 90.7131 | 1 | 0 | 90.7131 |  |  | 0
49.7192 | 0 | 613.345 | 613.345 | 1 |  | 15:14 | 184 |  | 593.5615 | 0 | 613.345 | 49.6808 | 49.6946 | -0.00020189 | -0.0090801 | 613.3359 |  | 55.9525 | 0 | 55.9525 | 49.5 | 1.637 | 91.5935 | 1 | 0 | 91.5935 |  |  | 0
49.6783 | 0 | 614.8163 | 614.8163 | 1 |  | 15:14 | 188 |  | 593.8875 | 0 | 614.8163 | 49.6805 | 49.6936 | 0.00013035 | 0.0058575 | 614.8222 |  | 57.4388 | 0 | 57.4388 | 49.5 | 1.6317 | 93.7205 | 1 | 0 | 93.7205 |  |  | 0
49.6759 | 0 | 613.1611 | 613.1611 | 1 |  | 15:14 | 192 |  | 594.2135 | 0 | 613.1611 | 49.6801 | 49.695 | 0.00045416 | 0.020408 | 613.1815 |  | 55.7981 | 0 | 55.7981 | 49.5 | 1.6394 | 91.4772 | 1 | 0 | 91.4772 |  |  | 0
49.7118 | 0 | 612.4255 | 612.4255 | 1 |  | 15:14 | 196 |  | 594.5395 | 0 | 612.4255 | 49.6832 | 49.698 | 0.0006773 | 0.030457 | 612.456 |  | 55.0726 | 0 | 55.0726 | 49.5 | 1.6559 | 91.1941 | 1 | 0 | 91.1941 |  |  | 0
49.7316 | 0 | 613.5289 | 613.5289 | 1 |  | 15:14 | 200 |  | 594.8655 | 0 | 613.5289 | 49.6881 | 49.7014 | 0.00071107 | 0.031988 | 613.5609 |  | 56.1775 | 0 | 56.1775 | 49.5 | 1.6745 | 94.0687 | 1 | 0 | 94.0687 |  |  | 0
49.7439 | 0 | 614.8163 | 614.8163 | 1 |  | 15:14 | 204 |  | 595.1915 | 0 | 614.8163 | 49.6936 | 49.7039 | 0.00063653 | 0.028642 | 614.8449 |  | 57.4615 | 0 | 57.4615 | 49.5 | 1.6887 | 97.0361 | 1 | 0 | 97.0361 |  |  | 0
49.7302 | 0 | 616.4716 | 616.4716 | 1 |  | 15:14 | 208 |  | 595.5175 | 0 | 616.4716 | 49.6973 | 49.7063 | 0.00063468 | 0.028551 | 616.5002 |  | 59.1168 | 0 | 59.1168 | 49.5 | 1.7024 | 100.6424 | 1 | 0 | 100.6424 |  |  | 0
49.7043 | 0 | 616.6555 | 616.6555 | 1 |  | 15:14 | 212 |  | 595.8435 | 0 | 616.6555 | 49.698 | 49.7083 | 0.00075434 | 0.033916 | 616.6894 |  | 59.306 | 0 | 59.306 | 49.5 | 1.7143 | 101.6655 | 1 | 0 | 101.6655 |  |  | 0
49.6747 | 0 | 616.8394 | 616.8394 | 1 |  | 15:14 | 216 |  | 596.1695 | 0 | 616.8394 | 49.6957 | 49.7119 | 0.0009669 | 0.043447 | 616.8828 |  | 59.4994 | 0 | 59.4994 | 49.5 | 1.7354 | 103.2582 | 1 | 0 | 103.2582 |  |  | 0
49.6846 | 0 | 617.0233 | 617.0233 | 1 |  | 15:14 | 220 |  | 596.4955 | 0 | 617.0233 | 49.6946 | 49.7162 | 0.0011861 | 0.053308 | 617.0766 |  | 59.6932 | 0 | 59.6932 | 49.5 | 1.7619 | 105.1714 | 1 | 0 | 105.1714 |  |  | 0
49.6846 | 0 | 615.368 | 615.368 | 1 |  | 15:14 | 224 |  | 596.8215 | 0 | 615.368 | 49.6936 | 49.7217 | 0.0013613 | 0.061179 | 615.4292 |  | 58.0458 | 0 | 58.0458 | 49.5 | 1.7966 | 104.2863 | 1 | 0 | 104.2863 |  |  | 0
49.7081 | 0 | 617.3911 | 617.3911 | 1 |  | 15:14 | 228 |  | 597.1475 | 0 | 617.3911 | 49.695 | 49.7271 | 0.001364 | 0.061331 | 617.4524 |  | 60.069 | 0 | 60.069 | 49.5 | 1.8325 | 110.075 | 1 | 0 | 110.075 |  |  | 0
49.7253 | 0 | 617.2072 | 617.2072 | 1 |  | 15:14 | 232 |  | 597.4735 | 0 | 617.2072 | 49.698 | 49.7336 | 0.0010693 | 0.048097 | 617.2553 |  | 59.8719 | 0 | 59.8719 | 49.5 | 1.8772 | 112.3922 | 1 | 0 | 112.3922 |  |  | 0
49.7316 | 0 | 618.4946 | 618.4946 | 1 |  | 15:15 | 236 |  | 597.7995 | 0 | 618.4946 | 49.7014 | 49.7375 | 0.00066823 | 0.030061 | 618.5247 |  | 61.1413 | 0 | 61.1413 | 49.5 | 1.9049 | 116.4665 | 1 | 0 | 116.4665 |  |  | 0
49.7266 | 0 | 619.782 | 619.782 | 1 |  | 15:15 | 240 |  | 598.1255 | 0 | 619.782 | 49.7039 | 49.7379 | 0.0003977 | 0.017889 | 619.7999 |  | 62.4165 | 0 | 62.4165 | 49.5 | 1.9077 | 119.07 | 1 | 0 | 119.07 |  |  | 0
49.7278 | 0 | 619.9659 | 619.9659 | 1 |  | 15:15 | 244 |  | 598.4515 | 0 | 619.9659 | 49.7063 | 49.7384 | 0.00048191 | 0.021677 | 619.9876 |  | 62.6042 | 0 | 62.6042 | 49.5 | 1.9112 | 119.6486 | 1 | 0 | 119.6486 |  |  | 0
49.7266 | 0 | 620.1498 | 620.1498 | 1 |  | 15:15 | 248 |  | 598.7775 | 0 | 620.1498 | 49.7083 | 49.7412 | 0.00082392 | 0.037061 | 620.1869 |  | 62.8035 | 0 | 62.8035 | 49.5 | 1.9318 | 121.3208 | 1 | 0 | 121.3208 |  |  | 0
49.7439 | 0 | 620.5176 | 620.5176 | 1 |  | 15:15 | 252 |  | 599.1035 | 0 | 620.5176 | 49.7119 | 49.7455 | 0.0009952 | 0.044781 | 620.5624 |  | 63.179 | 0 | 63.179 | 49.5 | 1.9648 | 124.1335 | 1 | 0 | 124.1335 |  |  | 0
49.7551 | 0 | 621.4371 | 621.4371 | 1 |  | 15:15 | 256 |  | 599.4295 | 0 | 621.4371 | 49.7162 | 49.7508 | 0.00077208 | 0.034749 | 621.4718 |  | 64.0884 | 0 | 64.0884 | 49.5 | 2.0065 | 128.5935 | 1 | 0 | 128.5935 |  |  | 0
49.7711 | 0 | 621.805 | 621.805 | 1 |  | 15:15 | 260 |  | 599.7555 | 0 | 621.805 | 49.7217 | 49.7535 | 0.00024665 | 0.011105 | 621.8161 |  | 64.4327 | 0 | 64.4327 | 49.5 | 2.0281 | 130.6771 | 1 | 0 | 130.6771 |  |  | 0
49.7762 | 0 | 620.3337 | 620.3337 | 1 |  | 15:15 | 264 |  | 579.5863 | 0 | 620.3337 | 49.7271 | 49.7526 | -0.00028882 | -0.013004 | 620.3207 |  | 62.9373 | 0 | 62.9373 | 49.5 | 2.0213 | 127.2162 | 1 | 0 | 127.2162 |  |  | 0
49.7922 | 0 | 604.3334 | 604.3334 | 1 |  | 15:15 | 268 |  | 580.1317 | 0 | 604.3334 | 49.7336 | 49.7495 | -0.00052319 | -0.023565 | 604.3098 |  | 46.9264 | 0 | 46.9264 | 49.5 | 1.9963 | 93.6804 | 1 | 0 | 93.6804 |  |  | 0
49.7723 | 0 | 598.4482 | 598.4482 | 1 |  | 15:15 | 272 |  | 580.677 | 0 | 598.4482 | 49.7375 | 49.747 | -0.00050482 | -0.022728 | 598.4255 |  | 41.0421 | 0 | 41.0421 | 49.5 | 1.9763 | 81.1098 | 1 | 0 | 81.1098 |  |  | 0
49.7414 | 0 | 596.2413 | 596.2413 | 1 |  | 15:15 | 276 |  | 581.2223 | 0 | 596.2413 | 49.7379 | 49.7458 | -0.00042954 | -0.019327 | 596.222 |  | 38.8386 | 0 | 38.8386 | 49.5 | 1.9671 | 76.4004 | 1 | 0 | 76.4004 |  |  | 0
49.7427 | 0 | 599.7356 | 599.7356 | 1 |  | 15:15 | 280 |  | 581.7677 | 0 | 599.7356 | 49.7384 | 49.7444 | -0.00047928 | -0.021566 | 599.714 |  | 42.3306 | 0 | 42.3306 | 49.5 | 1.9562 | 82.8061 | 1 | 0 | 82.8061 |  |  | 0
49.7662 | 0 | 597.5286 | 597.5286 | 1 |  | 15:15 | 284 |  | 582.313 | 0 | 597.5286 | 49.7412 | 49.7422 | -0.00059235 | -0.026666 | 597.5019 |  | 40.1185 | 0 | 40.1185 | 49.5 | 1.9398 | 77.8239 | 1 | 0 | 77.8239 |  |  | 0
49.7847 | 0 | 596.793 | 596.793 | 1 |  | 15:15 | 288 |  | 582.8583 | 0 | 596.793 | 49.7455 | 49.7392 | -0.00067542 | -0.030417 | 596.7626 |  | 39.3792 | 0 | 39.3792 | 49.5 | 1.9172 | 75.4964 | 1 | 0 | 75.4964 |  |  | 0
49.7984 | 0 | 591.2757 | 591.2757 | 1 |  | 15:15 | 292 |  | 583.4037 | 0 | 591.2757 | 49.7508 | 49.7366 | -0.00071008 | -0.031986 | 591.2437 |  | 33.8603 | 0 | 33.8603 | 49.5 | 1.8981 | 64.2695 | 1 | 0 | 64.2695 |  |  | 0
49.7774 | 0 | 589.4365 | 589.4365 | 1 |  | 15:16 | 296 |  | 583.949 | 0 | 589.4365 | 49.7535 | 49.7337 | -0.00073479 | -0.033086 | 589.4034 |  | 32.02 | 0 | 32.02 | 49.5 | 1.8778 | 60.1263 | 1 | 0 | 60.1263 |  |  | 0
49.7452 | 0 | 592.1953 | 592.1953 | 1 |  | 15:16 | 300 |  | 584.4943 | 0 | 592.1953 | 49.7526 | 49.7308 | -0.00080661 | -0.036296 | 592.159 |  | 34.7756 | 0 | 34.7756 | 49.5 | 1.8572 | 64.5864 | 1 | 0 | 64.5864 |  |  | 0
49.7217 | 0 | 606.3564 | 606.3564 | 1 |  | 15:16 | 304 |  | 585.0397 | 0 | 606.3564 | 49.7495 | 49.7274 | -0.00083695 | -0.037644 | 606.3188 |  | 48.9354 | 0 | 48.9354 | 49.5 | 1.8342 | 89.7564 | 1 | 0 | 89.7564 |  |  | 0
49.7241 | 0 | 611.6899 | 611.6899 | 1 |  | 15:16 | 308 |  | 585.585 | 0 | 611.6899 | 49.747 | 49.7236 | -0.00072506 | -0.032613 | 611.6573 |  | 54.2739 | 0 | 54.2739 | 49.5 | 1.809 | 98.1825 | 1 | 0 | 98.1825 |  |  | 0
49.7353 | 0 | 615.5519 | 615.5519 | 1 |  | 15:16 | 312 |  | 586.1303 | 0 | 615.5519 | 49.7458 | 49.7206 | -0.00054728 | -0.024622 | 615.5273 |  | 58.1439 | 0 | 58.1439 | 49.5 | 1.7894 | 104.0421 | 1 | 0 | 104.0421 |  |  | 0
49.7316 | 0 | 613.7129 | 613.7129 | 1 |  | 15:16 | 316 |  | 586.6757 | 0 | 613.7129 | 49.7444 | 49.7197 | -0.00058145 | -0.026157 | 613.6867 |  | 56.3033 | 0 | 56.3033 | 49.5 | 1.7838 | 100.4315 | 1 | 0 | 100.4315 |  |  | 0
49.7229 | 0 | 612.9772 | 612.9772 | 1 |  | 15:16 | 320 |  | 587.221 | 0 | 612.9772 | 49.7422 | 49.7184 | -0.0009799 | -0.044074 | 612.9331 |  | 55.5497 | 0 | 55.5497 | 49.5 | 1.7756 | 98.636 | 1 | 0 | 98.636 |  |  | 0
49.7118 | 0 | 613.345 | 613.345 | 1 |  | 15:16 | 324 |  | 587.7663 | 0 | 613.345 | 49.7392 | 49.7131 | -0.0015113 | -0.067961 | 613.277 |  | 55.8936 | 0 | 55.8936 | 49.5 | 1.7425 | 97.3962 | 1 | 0 | 97.3962 |  |  | 0
49.713 | 0 | 613.8969 | 613.8969 | 1 |  | 15:16 | 328 |  | 588.3117 | 0 | 613.8969 | 49.7366 | 49.7043 | -0.001771 | -0.079642 | 613.8173 |  | 56.4339 | 0 | 56.4339 | 49.5 | 1.6909 | 95.4221 | 1 | 0 | 95.4221 |  |  | 0
49.7081 | 0 | 613.1611 | 613.1611 | 1 |  | 15:16 | 332 |  | 588.857 | 0 | 613.1611 | 49.7337 | 49.6965 | -0.0015669 | -0.070454 | 613.0906 |  | 55.7072 | 0 | 55.7072 | 49.5 | 1.6476 | 91.7823 | 1 | 0 | 91.7823 |  |  | 0
49.7043 | 0 | 612.0577 | 612.0577 | 1 |  | 15:16 | 336 |  | 589.4023 | 0 | 612.0577 | 49.7308 | 49.6913 | -0.0012004 | -0.053973 | 612.0037 |  | 54.6203 | 0 | 54.6203 | 49.5 | 1.6195 | 88.4561 | 1 | 0 | 88.4561 |  |  | 0
49.697 | 0 | 611.8738 | 611.8738 | 1 |  | 15:16 | 340 |  | 589.9477 | 0 | 611.8738 | 49.7274 | 49.6882 | -0.0011014 | -0.049514 | 611.8243 |  | 54.4409 | 0 | 54.4409 | 49.5 | 1.6038 | 87.3124 | 1 | 0 | 87.3124 |  |  | 0
49.6895 | 0 | 611.8738 | 611.8738 | 1 |  | 15:16 | 344 |  | 590.493 | 0 | 611.8738 | 49.7236 | 49.6844 | -0.001237 | -0.055599 | 611.8182 |  | 54.4348 | 0 | 54.4348 | 49.5 | 1.5844 | 86.2475 | 1 | 0 | 86.2475 |  |  | 0
49.6933 | 0 | 612.4255 | 612.4255 | 1 |  | 15:16 | 348 |  | 591.0383 | 0 | 612.4255 | 49.7206 | 49.6779 | -0.0013536 | -0.060844 | 612.3647 |  | 54.9813 | 0 | 54.9813 | 49.5 | 1.5524 | 85.3513 | 1 | 0 | 85.3513 |  |  | 0
49.7118 | 0 | 612.9772 | 612.9772 | 1 |  | 15:16 | 352 |  | 591.5837 | 0 | 612.9772 | 49.7197 | 49.6717 | -0.0011663 | -0.052445 | 612.9248 |  | 55.5414 | 0 | 55.5414 | 49.5 | 1.5229 | 84.5849 | 1 | 0 | 84.5849 |  |  | 0
49.7069 | 0 | 612.7933 | 612.7933 | 1 |  | 15:17 | 356 |  | 592.129 | 0 | 612.7933 | 49.7184 | 49.6675 | -0.00076658 | -0.034468 | 612.7588 |  | 55.3754 | 0 | 55.3754 | 49.5 | 1.5039 | 83.2817 | 1 | 0 | 83.2817 |  |  | 0
49.6649 | 0 | 613.8969 | 613.8969 | 1 |  | 15:17 | 360 |  | 592.6743 | 0 | 613.8969 | 49.7131 | 49.6663 | -0.00040992 | -0.018416 | 613.8785 |  | 56.4951 | 0 | 56.4951 | 49.5 | 1.4983 | 84.6461 | 1 | 0 | 84.6461 |  |  | 0
49.6254 | 0 | 614.8163 | 614.8163 | 1 |  | 15:17 | 364 |  | 593.2197 | 0 | 614.8163 | 49.7043 | 49.6653 | -0.00024228 | -0.010876 | 614.8054 |  | 57.422 | 0 | 57.422 | 49.5 | 1.4938 | 85.7759 | 1 | 0 | 85.7759 |  |  | 0
49.6266 | 0 | 617.575 | 617.575 | 1 |  | 15:17 | 368 |  | 593.765 | 0 | 617.575 | 49.6965 | 49.6646 | -0.00019365 | -0.0086931 | 617.5663 |  | 60.1829 | 0 | 60.1829 | 49.5 | 1.4908 | 89.7224 | 1 | 0 | 89.7224 |  |  | 0
49.6439 | 0 | 618.6785 | 618.6785 | 1 |  | 15:17 | 372 |  | 594.3103 | 0 | 618.6785 | 49.6913 | 49.6635 | -0.00011858 | -0.0053252 | 618.6732 |  | 61.2898 | 0 | 61.2898 | 49.5 | 1.486 | 91.078 | 1 | 0 | 91.078 |  |  | 0
49.6611 | 0 | 618.1267 | 618.1267 | 1 |  | 15:17 | 376 |  | 594.8557 | 0 | 618.1267 | 49.6882 | 49.6633 | -0.00010633 | -0.0047764 | 618.1219 |  | 60.7385 | 0 | 60.7385 | 49.5 | 1.4849 | 90.1934 | 1 | 0 | 90.1934 |  |  | 0
49.6501 | 0 | 618.4946 | 618.4946 | 1 |  | 15:17 | 380 |  | 595.401 | 0 | 618.4946 | 49.6844 | 49.6636 | -0.00017884 | -0.0080322 | 618.4866 |  | 61.1032 | 0 | 61.1032 | 49.5 | 1.4862 | 90.8115 | 1 | 0 | 90.8115 |  |  | 0
49.6193 | 0 | 617.759 | 617.759 | 1 |  | 15:17 | 384 |  | 595.9463 | 0 | 617.759 | 49.6779 | 49.6625 | -0.00032116 | -0.014415 | 617.7446 |  | 60.3612 | 0 | 60.3612 | 49.5 | 1.4813 | 89.4158 | 1 | 0 | 89.4158 |  |  | 0
49.6156 | 0 | 618.8623 | 618.8623 | 1 |  | 15:17 | 388 |  | 596.4917 | 0 | 618.8623 | 49.6717 | 49.6604 | -0.00040999 | -0.018401 | 618.8439 |  | 61.4605 | 0 | 61.4605 | 49.5 | 1.4722 | 90.4798 | 1 | 0 | 90.4798 |  |  | 0
49.6303 | 0 | 617.2072 | 617.2072 | 1 |  | 15:17 | 392 |  | 597.037 | 0 | 617.2072 | 49.6675 | 49.6585 | -0.00037894 | -0.017012 | 617.1902 |  | 59.8068 | 0 | 59.8068 | 49.5 | 1.464 | 87.5567 | 1 | 0 | 87.5567 |  |  | 0
49.655 | 0 | 616.6555 | 616.6555 | 1 |  | 15:17 | 396 |  | 597.5823 | 0 | 616.6555 | 49.6663 | 49.6574 | -0.000264 | -0.011858 | 616.6436 |  | 59.2602 | 0 | 59.2602 | 49.5 | 1.4593 | 86.479 | 1 | 0 | 86.479 |  |  | 0
49.6562 | 0 | 615.368 | 615.368 | 1 |  | 15:17 | 400 |  | 598.1277 | 0 | 615.368 | 49.6653 | 49.6564 | -0.00015405 | -0.0069196 | 615.3611 |  | 57.9777 | 0 | 57.9777 | 49.5 | 1.4551 | 84.3646 | 1 | 0 | 84.3646 |  |  | 0
49.6587 | 0 | 615.5519 | 615.5519 | 1 |  | 15:17 | 404 |  | 598.673 | 0 | 615.5519 | 49.6646 | 49.6561 | -2.6844e-05 | -0.0012058 | 615.5507 |  | 58.1673 | 0 | 58.1673 | 49.5 | 1.454 | 84.5761 | 1 | 0 | 84.5761 |  |  | 0
49.6538 | 0 | 615.0002 | 615.0002 | 1 |  | 15:17 | 408 |  | 599.2183 | 0 | 615.0002 | 49.6635 | 49.656 | 0.00017384 | 0.0078081 | 615.008 |  | 57.6246 | 0 | 57.6246 | 49.5 | 1.4535 | 83.7594 | 1 | 0 | 83.7594 |  |  | 0
49.6611 | 0 | 614.6324 | 614.6324 | 1 |  | 15:17 | 412 |  | 599.7637 | 0 | 614.6324 | 49.6633 | 49.657 | 0.00028311 | 0.012718 | 614.6451 |  | 57.2617 | 0 | 57.2617 | 49.5 | 1.4578 | 83.4775 | 1 | 0 | 83.4775 |  |  | 0
49.6661 | 0 | 616.1038 | 616.1038 | 1 |  | 15:18 | 416 |  | 600.309 | 0 | 616.1038 | 49.6636 | 49.6594 | 0.00016855 | 0.0075722 | 616.1114 |  | 58.728 | 0 | 58.728 | 49.5 | 1.4681 | 86.216 | 1 | 0 | 86.216 |  |  | 0
49.6525 | 0 | 616.6555 | 616.6555 | 1 |  | 15:18 | 420 |  | 600.8543 | 0 | 616.6555 | 49.6625 | 49.6601 | -0.00011043 | -0.0049601 | 616.6505 |  | 59.2671 | 0 | 59.2671 | 49.5 | 1.471 | 87.1794 | 1 | 0 | 87.1794 |  |  | 0
49.6414 | 0 | 616.8394 | 616.8394 | 1 |  | 15:18 | 424 |  | 601.3997 | 0 | 616.8394 | 49.6604 | 49.6579 | -0.00038017 | -0.017071 | 616.8223 |  | 59.4389 | 0 | 59.4389 | 49.5 | 1.4614 | 86.8611 | 1 | 0 | 86.8611 |  |  | 0
49.6414 | 0 | 618.4946 | 618.4946 | 1 |  | 15:18 | 428 |  | 601.945 | 0 | 618.4946 | 49.6585 | 49.6556 | -0.00053362 | -0.023962 | 618.4706 |  | 61.0872 | 0 | 61.0872 | 49.5 | 1.4518 | 88.6853 | 1 | 0 | 88.6853 |  |  | 0
49.6475 | 0 | 618.3107 | 618.3107 | 1 |  | 15:18 | 432 |  | 602.4903 | 0 | 618.3107 | 49.6574 | 49.6541 | -0.00052029 | -0.023366 | 618.2873 |  | 60.9039 | 0 | 60.9039 | 49.5 | 1.4453 | 88.0255 | 1 | 0 | 88.0255 |  |  | 0
49.6475 | 0 | 619.0463 | 619.0463 | 1 |  | 15:18 | 436 |  | 603.0357 | 0 | 619.0463 | 49.6564 | 49.6513 | -0.00034238 | -0.015376 | 619.0309 |  | 61.6475 | 0 | 61.6475 | 49.5 | 1.4339 | 88.3989 | 1 | 0 | 88.3989 |  |  | 0
49.6538 | 0 | 620.3337 | 620.3337 | 1 |  | 15:18 | 440 |  | 603.581 | 0 | 620.3337 | 49.6561 | 49.6496 | 6.7955e-05 | 0.0030523 | 620.3368 |  | 62.9534 | 0 | 62.9534 | 49.5 | 1.4269 | 89.8275 | 1 | 0 | 89.8275 |  |  | 0
49.655 | 0 | 620.3337 | 620.3337 | 1 |  | 15:18 | 444 |  | 604.1263 | 0 | 620.3337 | 49.656 | 49.651 | 0.00050213 | 0.022554 | 620.3563 |  | 62.9729 | 0 | 62.9729 | 49.5 | 1.4326 | 90.2143 | 1 | 0 | 90.2143 |  |  | 0
49.6661 | 0 | 621.989 | 621.989 | 1 |  | 15:18 | 448 |  | 604.6717 | 0 | 621.989 | 49.657 | 49.6556 | 0.00063657 | 0.028599 | 622.0176 |  | 64.6342 | 0 | 64.6342 | 49.5 | 1.4517 | 93.8301 | 1 | 0 | 93.8301 |  |  | 0
49.6809 | 0 | 621.0693 | 621.0693 | 1 |  | 15:18 | 452 |  | 605.217 | 0 | 621.0693 | 49.6594 | 49.6584 | 0.00044056 | 0.019799 | 621.0891 |  | 63.7057 | 0 | 63.7057 | 49.5 | 1.4635 | 93.2345 | 1 | 0 | 93.2345 |  |  | 0
49.6661 | 0 | 621.6211 | 621.6211 | 1 |  | 15:18 | 456 |  | 605.7623 | 0 | 621.6211 | 49.6601 | 49.6586 | 0.00020806 | 0.0093474 | 621.6304 |  | 64.247 | 0 | 64.247 | 49.5 | 1.4647 | 94.102 | 1 | 0 | 94.102 |  |  | 0
49.6377 | 0 | 622.3568 | 622.3568 | 1 |  | 15:18 | 460 |  | 606.3077 | 0 | 622.3568 | 49.6579 | 49.6583 | 0.00022425 | 0.010069 | 622.3669 |  | 64.9835 | 0 | 64.9835 | 49.5 | 1.4631 | 95.0793 | 1 | 0 | 95.0793 |  |  | 0
49.6353 | 0 | 622.3568 | 622.3568 | 1 |  | 15:18 | 464 |  | 606.853 | 0 | 622.3568 | 49.6556 | 49.6598 | 0.00026973 | 0.01211 | 622.3689 |  | 64.9855 | 0 | 64.9855 | 49.5 | 1.4697 | 95.5066 | 1 | 0 | 95.5066 |  |  | 0
49.6402 | 0 | 625.1154 | 625.1154 | 1 |  | 15:18 | 468 |  | 607.3983 | 0 | 625.1154 | 49.6541 | 49.6623 | 0.0002027 | 0.0091021 | 625.1245 |  | 67.7411 | 0 | 67.7411 | 49.5 | 1.4805 | 100.2876 | 1 | 0 | 100.2876 |  |  | 0
49.6266 | 0 | 624.3798 | 624.3798 | 1 |  | 15:18 | 472 |  | 607.9437 | 0 | 624.3798 | 49.6513 | 49.662 | -1.7466e-05 | -0.00078408 | 624.379 |  | 66.9956 | 0 | 66.9956 | 49.5 | 1.4794 | 99.1136 | 1 | 0 | 99.1136 |  |  | 0
49.6341 | 0 | 625.1154 | 625.1154 | 1 |  | 15:19 | 476 |  | 608.489 | 0 | 625.1154 | 49.6496 | 49.6612 | -0.00018509 | -0.0083103 | 625.1071 |  | 67.7237 | 0 | 67.7237 | 49.5 | 1.4758 | 99.9466 | 1 | 0 | 99.9466 |  |  | 0
49.6635 | 0 | 623.0923 | 623.0923 | 1 |  | 15:19 | 480 |  | 609.0343 | 0 | 623.0923 | 49.651 | 49.66 | -0.00012309 | -0.0055295 | 623.0868 |  | 65.7034 | 0 | 65.7034 | 49.5 | 1.4705 | 96.6136 | 1 | 0 | 96.6136 |  |  | 0
49.697 | 0 | 622.1729 | 622.1729 | 1 |  | 15:19 | 484 |  | 609.5797 | 0 | 622.1729 | 49.6556 | 49.6596 | 0.0001017 | 0.0045718 | 622.1775 |  | 64.7941 | 0 | 64.7941 | 49.5 | 1.4688 | 95.1714 | 1 | 0 | 95.1714 |  |  | 0
49.6834 | 0 | 622.1729 | 622.1729 | 1 |  | 15:19 | 488 |  | 610.125 | 0 | 622.1729 | 49.6584 | 49.6604 | 0.00042723 | 0.019201 | 622.1921 |  | 64.8087 | 0 | 64.8087 | 49.5 | 1.4722 | 95.4103 | 1 | 0 | 95.4103 |  |  | 0
49.6611 | 0 | 621.805 | 621.805 | 1 |  | 15:19 | 492 |  | 610.6703 | 0 | 621.805 | 49.6586 | 49.663 | 0.00068356 | 0.030707 | 621.8357 |  | 64.4523 | 0 | 64.4523 | 49.5 | 1.4838 | 95.6364 | 1 | 0 | 95.6364 |  |  | 0
49.655 | 0 | 621.4371 | 621.4371 | 1 |  | 15:19 | 496 |  | 611.2157 | 0 | 621.4371 | 49.6583 | 49.6668 | 0.0007079 | 0.031797 | 621.4689 |  | 64.0855 | 0 | 64.0855 | 49.5 | 1.5006 | 96.1644 | 1 | 0 | 96.1644 |  |  | 0
49.6735 | 0 | 620.1498 | 620.1498 | 1 |  | 15:19 | 500 |  | 611.761 | 0 | 620.1498 | 49.6598 | 49.6701 | 0.00042466 | 0.019081 | 620.1689 |  | 62.7855 | 0 | 62.7855 | 49.5 | 1.5154 | 95.1445 | 1 | 0 | 95.1445 |  |  | 0
49.6846 | 0 | 622.7245 | 622.7245 | 1 |  | 15:19 | 504 |  | 612.3063 | 0 | 622.7245 | 49.6623 | 49.671 | 6.1394e-05 | 0.0027593 | 622.7273 |  | 65.3439 | 0 | 65.3439 | 49.5 | 1.5198 | 99.3121 | 1 | 0 | 99.3121 |  |  | 0
49.6599 | 0 | 622.7245 | 622.7245 | 1 |  | 15:19 | 508 |  | 612.8517 | 0 | 622.7245 | 49.662 | 49.6694 | -0.000121 | -0.0054352 | 622.7191 |  | 65.3357 | 0 | 65.3357 | 49.5 | 1.5125 | 98.8182 | 1 | 0 | 98.8182 |  |  | 0
49.6538 | 0 | 623.6442 | 623.6442 | 1 |  | 15:19 | 512 |  | 613.397 | 0 | 623.6442 | 49.6612 | 49.6683 | -4.1396e-05 | -0.0018593 | 623.6423 |  | 66.2589 | 0 | 66.2589 | 49.5 | 1.5076 | 99.8894 | 1 | 0 | 99.8894 |  |  | 0
49.6489 | 0 | 623.2762 | 623.2762 | 1 |  | 15:19 | 516 |  | 613.9423 | 0 | 623.2762 | 49.66 | 49.669 | 9.2444e-05 | 0.0041518 | 623.2804 |  | 65.897 | 0 | 65.897 | 49.5 | 1.5104 | 99.5337 | 1 | 0 | 99.5337 |  |  | 0
49.6562 | 0 | 624.3798 | 624.3798 | 1 |  | 15:19 | 520 |  | 614.4877 | 0 | 624.3798 | 49.6596 | 49.6704 | 8.6249e-05 | 0.0038741 | 624.3837 |  | 67.0003 | 0 | 67.0003 | 49.5 | 1.517 | 101.6423 | 1 | 0 | 101.6423 |  |  | 0
49.6673 | 0 | 624.9315 | 624.9315 | 1 |  | 15:19 | 524 |  | 615.033 | 0 | 624.9315 | 49.6604 | 49.6702 | -1.1626e-05 | -0.00052231 | 624.931 |  | 67.5476 | 0 | 67.5476 | 49.5 | 1.5162 | 102.4153 | 1 | 0 | 102.4153 |  |  | 0
49.687 | 0 | 625.6671 | 625.6671 | 1 |  | 15:19 | 528 |  | 615.5783 | 0 | 625.6671 | 49.663 | 49.6694 | -5.7013e-05 | -0.0025625 | 625.6645 |  | 68.2811 | 0 | 68.2811 | 49.5 | 1.5126 | 103.2796 | 1 | 0 | 103.2796 |  |  | 0
49.7006 | 0 | 625.6671 | 625.6671 | 1 |  | 15:19 | 532 |  | 616.1236 | 0 | 625.6671 | 49.6668 | 49.6692 | -2.6512e-05 | -0.0011919 | 625.6659 |  | 68.2825 | 0 | 68.2825 | 49.5 | 1.5116 | 103.2166 | 1 | 0 | 103.2166 |  |  | 0
49.6994 | 0 | 626.2189 | 626.2189 | 1 |  | 15:20 | 536 |  | 616.669 | 0 | 626.2189 | 49.6701 | 49.6698 | -3.6061e-05 | -0.0016212 | 626.2173 |  | 68.8339 | 0 | 68.8339 | 49.5 | 1.5141 | 104.2215 | 1 | 0 | 104.2215 |  |  | 0
49.6797 | 0 | 626.5867 | 626.5867 | 1 |  | 15:20 | 540 |  | 617.2143 | 0 | 626.5867 | 49.671 | 49.6695 | -0.00019915 | -0.0089498 | 626.5778 |  | 69.1944 | 0 | 69.1944 | 49.5 | 1.513 | 104.6906 | 1 | 0 | 104.6906 |  |  | 0
49.655 | 0 | 626.2189 | 626.2189 | 1 |  | 15:20 | 544 |  | 617.7596 | 0 | 626.2189 | 49.6694 | 49.6686 | -0.00046609 | -0.020935 | 626.198 |  | 68.8146 | 0 | 68.8146 | 49.5 | 1.5086 | 103.8125 | 1 | 0 | 103.8125 |  |  | 0
49.6587 | 0 | 625.1154 | 625.1154 | 1 |  | 15:20 | 548 |  | 618.305 | 0 | 625.1154 | 49.6683 | 49.6658 | -0.00054918 | -0.024669 | 625.0907 |  | 67.7073 | 0 | 67.7073 | 49.5 | 1.4963 | 101.3121 | 1 | 0 | 101.3121 |  |  | 0
49.6747 | 0 | 626.5867 | 626.5867 | 1 |  | 15:20 | 552 |  | 618.8503 | 0 | 626.5867 | 49.669 | 49.6623 | -0.00029701 | -0.013346 | 626.5734 |  | 69.19 | 0 | 69.19 | 49.5 | 1.4806 | 102.4399 | 1 | 0 | 102.4399 |  |  | 0
49.6834 | 0 | 626.035 | 626.035 | 1 |  | 15:20 | 556 |  | 619.3956 | 0 | 626.035 | 49.6704 | 49.6617 | 9.6614e-05 | 0.0043421 | 626.0393 |  | 68.6559 | 0 | 68.6559 | 49.5 | 1.4779 | 101.4666 | 1 | 0 | 101.4666 |  |  | 0
49.6686 | 0 | 626.4028 | 626.4028 | 1 |  | 15:20 | 560 |  | 619.941 | 0 | 626.4028 | 49.6702 | 49.6647 | 0.00032115 | 0.014429 | 626.4172 |  | 69.0338 | 0 | 69.0338 | 49.5 | 1.4912 | 102.9452 | 1 | 0 | 102.9452 |  |  | 0
49.6623 | 0 | 625.8511 | 625.8511 | 1 |  | 15:20 | 564 |  | 645.2988 | 0 | 625.8511 | 49.6694 | 49.6666 | 0.00018751 | 0.0084237 | 625.8595 |  | 68.4761 | 0 | 68.4761 | 49.5 | 1.4996 | 102.6851 | 1 | 0 | 102.6851 |  |  | 0
49.6673 | 0 | 627.1384 | 627.1384 | 1 |  | 15:20 | 568 |  | 645.0941 | 0 | 627.1384 | 49.6692 | 49.6663 | -0.00032721 | -0.014701 | 627.1237 |  | 69.7403 | 0 | 69.7403 | 49.5 | 1.4982 | 104.4855 | 1 | 0 | 104.4855 |  |  | 0
49.6747 | 0 | 626.9545 | 626.9545 | 1 |  | 15:20 | 572 |  | 644.8895 | 0 | 626.9545 | 49.6698 | 49.6647 | -0.00087317 | -0.039235 | 626.9153 |  | 69.5319 | 0 | 69.5319 | 49.5 | 1.491 | 103.671 | 1 | 0 | 103.671 |  |  | 0
49.6673 | 0 | 628.058 | 628.058 | 1 |  | 15:20 | 576 |  | 644.6848 | 0 | 628.058 | 49.6695 | 49.6591 | -0.0012013 | -0.05397 | 628.004 |  | 70.6206 | 0 | 70.6206 | 49.5 | 1.4668 | 103.5864 | 1 | 0 | 103.5864 |  |  | 0
49.6599 | 0 | 627.6902 | 627.6902 | 1 |  | 15:20 | 580 |  | 644.4801 | 0 | 627.6902 | 49.6686 | 49.6527 | -0.0011955 | -0.053704 | 627.6365 |  | 70.2531 | 0 | 70.2531 | 49.5 | 1.4396 | 101.1365 | 1 | 0 | 101.1365 |  |  | 0
49.6414 | 0 | 627.5063 | 627.5063 | 1 |  | 15:20 | 584 |  | 644.2755 | 0 | 627.5063 | 49.6658 | 49.6482 | -0.00088865 | -0.039904 | 627.4664 |  | 70.083 | 0 | 70.083 | 49.5 | 1.4214 | 99.6142 | 1 | 0 | 99.6142 |  |  | 0
49.6303 | 0 | 628.7936 | 628.7936 | 1 |  | 15:20 | 588 |  | 644.0708 | 0 | 628.7936 | 49.6623 | 49.6462 | -0.00058501 | -0.026264 | 628.7673 |  | 71.3839 | 0 | 71.3839 | 49.5 | 1.4132 | 100.8783 | 1 | 0 | 100.8783 |  |  | 0
49.6562 | 0 | 627.3223 | 627.3223 | 1 |  | 15:20 | 592 |  | 643.8661 | 0 | 627.3223 | 49.6617 | 49.6446 | -0.00049826 | -0.022381 | 627.2999 |  | 69.9165 | 0 | 69.9165 | 49.5 | 1.4069 | 98.3621 | 1 | 0 | 98.3621 |  |  | 0
49.6919 | 0 | 626.5867 | 626.5867 | 1 |  | 15:21 | 596 |  | 643.6615 | 0 | 626.5867 | 49.6647 | 49.6428 | -0.00058046 | -0.026092 | 626.5606 |  | 69.1772 | 0 | 69.1772 | 49.5 | 1.3998 | 96.8319 | 1 | 0 | 96.8319 |  |  | 0
49.6834 | 0 | 626.7706 | 626.7706 | 1 |  | 15:21 | 600 |  | 643.4568 | 0 | 626.7706 | 49.6666 | 49.64 | -0.00064489 | -0.028983 | 626.7416 |  | 69.3582 | 0 | 69.3582 | 49.5 | 1.3887 | 96.3196 | 1 | 0 | 96.3196 |  |  | 0
49.6635 | 0 | 627.1384 | 627.1384 | 1 |  | 15:21 | 604 |  | 643.2521 | 0 | 627.1384 | 49.6663 | 49.6369 | -0.00062315 | -0.027995 | 627.1104 |  | 69.727 | 0 | 69.727 | 49.5 | 1.377 | 96.0157 | 1 | 0 | 96.0157 |  |  | 0
49.6501 | 0 | 626.7706 | 626.7706 | 1 |  | 15:21 | 608 |  | 643.0475 | 0 | 626.7706 | 49.6647 | 49.6346 | -0.00041013 | -0.01842 | 626.7522 |  | 69.3688 | 0 | 69.3688 | 49.5 | 1.3685 | 94.9342 | 1 | 0 | 94.9342 |  |  | 0
49.6094 | 0 | 629.3453 | 629.3453 | 1 |  | 15:21 | 612 |  | 642.8428 | 0 | 629.3453 | 49.6591 | 49.633 | -5.8194e-05 | -0.0026115 | 629.3427 |  | 71.9593 | 0 | 71.9593 | 49.5 | 1.3624 | 98.0343 | 1 | 0 | 98.0343 |  |  | 0
49.5947 | 0 | 629.7132 | 629.7132 | 1 |  | 15:21 | 616 |  | 642.6382 | 0 | 629.7132 | 49.6527 | 49.6337 | 0.00035045 | 0.015722 | 629.7289 |  | 72.3455 | 0 | 72.3455 | 49.5 | 1.365 | 98.7543 | 1 | 0 | 98.7543 |  |  | 0
49.6081 | 0 | 630.2649 | 630.2649 | 1 |  | 15:21 | 620 |  | 642.4335 | 0 | 630.2649 | 49.6482 | 49.6362 | 0.00065416 | 0.029355 | 630.2943 |  | 72.9109 | 0 | 72.9109 | 49.5 | 1.3744 | 100.2083 | 1 | 0 | 100.2083 |  |  | 0
49.6278 | 0 | 630.8167 | 630.8167 | 1 |  | 15:21 | 624 |  | 642.2288 | 0 | 630.8167 | 49.6462 | 49.6401 | 0.00069974 | 0.031413 | 630.8481 |  | 73.4647 | 0 | 73.4647 | 49.5 | 1.3891 | 102.0485 | 1 | 0 | 102.0485 |  |  | 0
49.6303 | 0 | 630.081 | 630.081 | 1 |  | 15:21 | 628 |  | 642.0242 | 0 | 630.081 | 49.6446 | 49.6429 | 0.00055617 | 0.024969 | 630.106 |  | 72.7226 | 0 | 72.7226 | 49.5 | 1.4002 | 101.8244 | 1 | 0 | 101.8244 |  |  | 0
49.6266 | 0 | 629.3453 | 629.3453 | 1 |  | 15:21 | 632 |  | 641.8195 | 0 | 629.3453 | 49.6428 | 49.6444 | 0.0003682 | 0.016529 | 629.3618 |  | 71.9784 | 0 | 71.9784 | 49.5 | 1.4059 | 101.1942 | 1 | 0 | 101.1942 |  |  | 0
49.6144 | 0 | 628.6097 | 628.6097 | 1 |  | 15:21 | 636 |  | 641.6148 | 0 | 628.6097 | 49.64 | 49.6452 | 0.00029093 | 0.013057 | 628.6228 |  | 71.2394 | 0 | 71.2394 | 49.5 | 1.4091 | 100.3864 | 1 | 0 | 100.3864 |  |  | 0
49.6094 | 0 | 630.2649 | 630.2649 | 1 |  | 15:21 | 640 |  | 641.4102 | 0 | 630.2649 | 49.6369 | 49.6463 | 0.00029539 | 0.013256 | 630.2782 |  | 72.8948 | 0 | 72.8948 | 49.5 | 1.4135 | 103.0396 | 1 | 0 | 103.0396 |  |  | 0
49.6144 | 0 | 630.081 | 630.081 | 1 |  | 15:21 | 644 |  | 641.2055 | 0 | 630.081 | 49.6346 | 49.6478 | 0.0003978 | 0.017853 | 630.0989 |  | 72.7155 | 0 | 72.7155 | 49.5 | 1.4195 | 103.2184 | 1 | 0 | 103.2184 |  |  | 0
49.6181 | 0 | 629.5293 | 629.5293 | 1 |  | 15:21 | 648 |  | 641.0008 | 0 | 629.5293 | 49.633 | 49.649 | 0.00059567 | 0.026736 | 629.556 |  | 72.1726 | 0 | 72.1726 | 49.5 | 1.4244 | 102.8013 | 1 | 0 | 102.8013 |  |  | 0
49.6402 | 0 | 628.2419 | 628.2419 | 1 |  | 15:21 | 652 |  | 640.7962 | 0 | 628.2419 | 49.6337 | 49.6518 | 0.00073715 | 0.033101 | 628.275 |  | 70.8916 | 0 | 70.8916 | 49.5 | 1.4359 | 101.7926 | 1 | 0 | 101.7926 |  |  | 0
49.6587 | 0 | 626.5867 | 626.5867 | 1 |  | 15:22 | 656 |  | 640.5915 | 0 | 626.5867 | 49.6362 | 49.6562 | 0.00083324 | 0.037429 | 626.6241 |  | 69.2407 | 0 | 69.2407 | 49.5 | 1.4542 | 100.6929 | 1 | 0 | 100.6929 |  |  | 0
49.6747 | 0 | 625.6671 | 625.6671 | 1 |  | 15:22 | 660 |  | 640.3868 | 0 | 625.6671 | 49.6401 | 49.6589 | 0.00088614 | 0.039818 | 625.7069 |  | 68.3235 | 0 | 68.3235 | 49.5 | 1.4658 | 100.1511 | 1 | 0 | 100.1511 |  |  | 0
49.6686 | 0 | 627.1384 | 627.1384 | 1 |  | 15:22 | 664 |  | 640.1822 | 0 | 627.1384 | 49.6429 | 49.6621 | 0.0010783 | 0.048448 | 627.1868 |  | 69.8034 | 0 | 69.8034 | 49.5 | 1.4796 | 103.2834 | 1 | 0 | 103.2834 |  |  | 0
49.6574 | 0 | 626.4028 | 626.4028 | 1 |  | 15:22 | 668 |  | 639.9775 | 0 | 626.4028 | 49.6444 | 49.6666 | 0.0015145 | 0.068029 | 626.4708 |  | 69.0874 | 0 | 69.0874 | 49.5 | 1.4995 | 103.5972 | 1 | 0 | 103.5972 |  |  | 0
49.6525 | 0 | 626.035 | 626.035 | 1 |  | 15:22 | 672 |  | 639.7728 | 0 | 626.035 | 49.6452 | 49.6739 | 0.001873 | 0.084127 | 626.1191 |  | 68.7357 | 0 | 68.7357 | 49.5 | 1.5333 | 105.3956 | 1 | 0 | 105.3956 |  |  | 0
49.6562 | 0 | 626.9545 | 626.9545 | 1 |  | 15:22 | 676 |  | 639.5682 | 0 | 626.9545 | 49.6463 | 49.6833 | 0.0019329 | 0.086822 | 627.0413 |  | 69.6579 | 0 | 69.6579 | 49.5 | 1.5786 | 109.9639 | 1 | 0 | 109.9639 |  |  | 0
49.6611 | 0 | 626.4028 | 626.4028 | 1 |  | 15:22 | 680 |  | 639.3635 | 0 | 626.4028 | 49.6478 | 49.6912 | 0.0016717 | 0.075095 | 626.4779 |  | 69.0945 | 0 | 69.0945 | 49.5 | 1.6191 | 111.8697 | 1 | 0 | 111.8697 |  |  | 0
49.6599 | 0 | 627.3223 | 627.3223 | 1 |  | 15:22 | 684 |  | 639.1588 | 0 | 627.3223 | 49.649 | 49.6966 | 0.0013 | 0.058398 | 627.3807 |  | 69.9973 | 0 | 69.9973 | 49.5 | 1.6479 | 115.3479 | 1 | 0 | 115.3479 |  |  | 0
49.6771 | 0 | 627.5063 | 627.5063 | 1 |  | 15:22 | 688 |  | 638.9542 | 0 | 627.5063 | 49.6518 | 49.7007 | 0.0010621 | 0.047725 | 627.554 |  | 70.1706 | 0 | 70.1706 | 49.5 | 1.6705 | 117.2217 | 1 | 0 | 117.2217 |  |  | 0
49.6957 | 0 | 627.5063 | 627.5063 | 1 |  | 15:22 | 692 |  | 638.7495 | 0 | 627.5063 | 49.6562 | 49.7045 | 0.0009219 | 0.041443 | 627.5477 |  | 70.1643 | 0 | 70.1643 | 49.5 | 1.6921 | 118.7272 | 1 | 0 | 118.7272 |  |  | 0
49.6834 | 0 | 628.4258 | 628.4258 | 1 |  | 15:22 | 696 |  | 638.5448 | 0 | 628.4258 | 49.6589 | 49.7085 | 0.00082666 | 0.037152 | 628.463 |  | 71.0796 | 0 | 71.0796 | 49.5 | 1.715 | 121.9027 | 1 | 0 | 121.9027 |  |  | 0
49.6907 | 0 | 627.874 | 627.874 | 1 |  | 15:22 | 700 |  | 638.3402 | 0 | 627.874 | 49.6621 | 49.7111 | 0.00080619 | 0.036238 | 627.9102 |  | 70.5268 | 0 | 70.5268 | 49.5 | 1.7309 | 122.0767 | 1 | 0 | 122.0767 |  |  | 0
49.7069 | 0 | 628.058 | 628.058 | 1 |  | 15:22 | 704 |  | 638.1355 | 0 | 628.058 | 49.6666 | 49.7139 | 0.00085222 | 0.038319 | 628.0963 |  | 70.7129 | 0 | 70.7129 | 49.5 | 1.7477 | 123.587 | 1 | 0 | 123.587 |  |  | 0
49.7401 | 0 | 626.5867 | 626.5867 | 1 |  | 15:22 | 708 |  | 637.9308 | 0 | 626.5867 | 49.6739 | 49.7179 | 0.00088755 | 0.039934 | 626.6266 |  | 69.2432 | 0 | 69.2432 | 49.5 | 1.7725 | 122.7325 | 1 | 0 | 122.7325 |  |  | 0
49.7674 | 0 | 625.4833 | 625.4833 | 1 |  | 15:22 | 712 |  | 637.7262 | 0 | 625.4833 | 49.6833 | 49.7221 | 0.0007801 | 0.035119 | 625.5184 |  | 68.135 | 0 | 68.135 | 49.5 | 1.7993 | 122.5961 | 1 | 0 | 122.5961 |  |  | 0
49.7624 | 0 | 625.8511 | 625.8511 | 1 |  | 15:23 | 716 |  | 637.5215 | 0 | 625.8511 | 49.6912 | 49.7248 | 0.00058384 | 0.026281 | 625.8774 |  | 68.494 | 0 | 68.494 | 49.5 | 1.8168 | 124.4383 | 1 | 0 | 124.4383 |  |  | 0
49.7452 | 0 | 627.3223 | 627.3223 | 1 |  | 15:23 | 720 |  | 637.3168 | 0 | 627.3223 | 49.6966 | 49.7261 | 0.00053808 | 0.024213 | 627.3465 |  | 69.9631 | 0 | 69.9631 | 49.5 | 1.8253 | 127.7061 | 1 | 0 | 127.7061 |  |  | 0
49.7377 | 0 | 627.6902 | 627.6902 | 1 |  | 15:23 | 724 |  | 637.1122 | 0 | 627.6902 | 49.7007 | 49.7276 | 0.00065482 | 0.029461 | 627.7197 |  | 70.3363 | 0 | 70.3363 | 49.5 | 1.8356 | 129.1075 | 1 | 0 | 129.1075 |  |  | 0
49.7389 | 0 | 628.9775 | 628.9775 | 1 |  | 15:23 | 728 |  | 636.9075 | 0 | 628.9775 | 49.7045 | 49.7315 | 0.00074461 | 0.033502 | 629.011 |  | 71.6276 | 0 | 71.6276 | 49.5 | 1.862 | 133.369 | 1 | 0 | 133.369 |  |  | 0
49.7439 | 0 | 630.4489 | 630.4489 | 1 |  | 15:23 | 732 |  | 636.7028 | 0 | 630.4489 | 49.7085 | 49.7352 | 0.00080325 | 0.036144 | 630.485 |  | 73.1016 | 0 | 73.1016 | 49.5 | 1.8881 | 138.0258 | 1 | 0 | 138.0258 |  |  | 0
49.7353 | 0 | 631.3684 | 631.3684 | 1 |  | 15:23 | 736 |  | 636.4982 | 0 | 631.3684 | 49.7111 | 49.7372 | 0.00099528 | 0.044777 | 631.4132 |  | 74.0298 | 0 | 74.0298 | 49.5 | 1.9024 | 140.8367 | 1 | 0 | 140.8367 |  |  | 0
49.7389 | 0 | 631.7362 | 631.7362 | 1 |  | 15:23 | 740 |  | 636.2935 | 0 | 631.7362 | 49.7139 | 49.7408 | 0.0014069 | 0.063301 | 631.7995 |  | 74.4161 | 0 | 74.4161 | 49.5 | 1.9291 | 143.5583 | 1 | 0 | 143.5583 |  |  | 0
49.7539 | 0 | 632.8397 | 632.8397 | 1 |  | 15:23 | 744 |  | 636.0888 | 0 | 632.8397 | 49.7179 | 49.7486 | 0.001771 | 0.079704 | 632.9194 |  | 75.536 | 0 | 75.536 | 49.5 | 1.9885 | 150.2069 | 1 | 0 | 150.2069 |  |  | 0
49.76 | 0 | 634.127 | 634.127 | 1 |  | 15:23 | 748 |  | 635.8842 | 0 | 634.127 | 49.7221 | 49.7576 | 0.0016992 | 0.076483 | 634.2035 |  | 76.8201 | 0 | 76.8201 | 49.5 | 2.063 | 158.4809 | 1 | 0 | 158.4809 |  |  | 0
49.7488 | 0 | 634.311 | 634.311 | 1 |  | 15:23 | 752 |  | 635.6795 | 0 | 634.311 | 49.7248 | 49.7642 | 0.0012809 | 0.057644 | 634.3686 |  | 76.9852 | 0 | 76.9852 | 49.5 | 2.1203 | 163.2341 | 1 | 0 | 163.2341 |  |  | 0
49.7377 | 0 | 633.2075 | 633.2075 | 1 |  | 15:23 | 756 |  | 635.4748 | 0 | 633.2075 | 49.7261 | 49.767 | 0.0008587 | 0.038634 | 633.2461 |  | 75.8627 | 0 | 75.8627 | 49.5 | 2.1458 | 162.7856 | 1 | 0 | 162.7856 |  |  | 0
49.7414 | 0 | 632.1041 | 632.1041 | 1 |  | 15:23 | 760 |  | 635.2702 | 0 | 632.1041 | 49.7276 | 49.7695 | 0.0006526 | 0.029364 | 632.1335 |  | 74.7501 | 0 | 74.7501 | 49.5 | 2.1692 | 162.1506 | 1 | 0 | 162.1506 |  |  | 0
49.7662 | 0 | 632.4719 | 632.4719 | 1 |  | 15:23 | 764 |  | 635.0655 | 0 | 632.4719 | 49.7315 | 49.7722 | 0.00056252 | 0.025323 | 632.4972 |  | 75.1138 | 0 | 75.1138 | 49.5 | 2.1944 | 164.833 | 1 | 0 | 164.833 |  |  | 0
49.7687 | 0 | 633.2075 | 633.2075 | 1 |  | 15:23 | 768 |  | 634.8608 | 0 | 633.2075 | 49.7352 | 49.7747 | 0.00039794 | 0.017915 | 633.2254 |  | 75.842 | 0 | 75.842 | 49.5 | 2.2188 | 168.281 | 1 | 0 | 168.281 |  |  | 0
49.7551 | 0 | 632.1041 | 632.1041 | 1 |  | 15:23 | 772 |  | 634.6562 | 0 | 632.1041 | 49.7372 | 49.7757 | 0.00022467 | 0.010112 | 632.1142 |  | 74.7308 | 0 | 74.7308 | 49.5 | 2.2288 | 166.557 | 1 | 0 | 166.557 |  |  | 0
49.7736 | 0 | 631.3684 | 631.3684 | 1 |  | 15:24 | 776 |  | 634.4515 | 0 | 631.3684 | 49.7408 | 49.7757 | 0.00010915 | 0.0049146 | 631.3733 |  | 73.9899 | 0 | 73.9899 | 49.5 | 2.2292 | 164.9418 | 1 | 0 | 164.9418 |  |  | 0
49.8183 | 0 | 628.4258 | 628.4258 | 1 |  | 15:24 | 780 |  | 634.2468 | 0 | 628.4258 | 49.7486 | 49.7761 | 4.2539e-05 | 0.001917 | 628.4277 |  | 71.0443 | 0 | 71.0443 | 49.5 | 2.2333 | 158.6654 | 1 | 0 | 158.6654 |  |  | 0
49.8393 | 0 | 625.8511 | 625.8511 | 1 |  | 15:24 | 784 |  | 634.0422 | 0 | 625.8511 | 49.7576 | 49.7766 | -0.00015741 | -0.0070968 | 625.844 |  | 68.4606 | 0 | 68.4606 | 49.5 | 2.2382 | 153.2312 | 1 | 0 | 153.2312 |  |  | 0
49.8231 | 0 | 622.9085 | 622.9085 | 1 |  | 15:24 | 788 |  | 633.8375 | 0 | 622.9085 | 49.7642 | 49.7761 | -0.00034615 | -0.0156 | 622.8929 |  | 65.5095 | 0 | 65.5095 | 49.5 | 2.2327 | 146.2658 | 1 | 0 | 146.2658 |  |  | 0
49.7922 | 0 | 628.7936 | 628.7936 | 1 |  | 15:24 | 792 |  | 633.6328 | 0 | 628.7936 | 49.767 | 49.7726 | -0.00044163 | -0.019892 | 628.7737 |  | 71.3903 | 0 | 71.3903 | 49.5 | 2.1987 | 156.964 | 1 | 0 | 156.964 |  |  | 0
49.7922 | 0 | 629.3453 | 629.3453 | 1 |  | 15:24 | 796 |  | 633.4282 | 0 | 629.3453 | 49.7695 | 49.7712 | -0.00042189 | -0.019002 | 629.3263 |  | 71.9429 | 0 | 71.9429 | 49.5 | 2.1854 | 157.2221 | 1 | 0 | 157.2221 |  |  | 0
49.796 | 0 | 631.0005 | 631.0005 | 1 |  | 15:24 | 800 |  | 633.2235 | 0 | 631.0005 | 49.7722 | 49.7702 | -0.00031106 | -0.014011 | 630.9865 |  | 73.6031 | 0 | 73.6031 | 49.5 | 2.1758 | 160.1491 | 1 | 0 | 160.1491 |  |  | 0
49.7972 | 0 | 633.9432 | 633.9432 | 1 |  | 15:24 | 804 |  | 633.0188 | 0 | 633.9432 | 49.7747 | 49.7688 | -0.00027995 | -0.01261 | 633.9306 |  | 76.5472 | 0 | 76.5472 | 49.5 | 2.1628 | 165.554 | 1 | 0 | 165.554 |  |  | 0
49.7847 | 0 | 633.9432 | 633.9432 | 1 |  | 15:24 | 808 |  | 632.8142 | 0 | 633.9432 | 49.7757 | 49.7676 | -0.00019015 | -0.0085634 | 633.9346 |  | 76.5512 | 0 | 76.5512 | 49.5 | 2.1511 | 164.672 | 1 | 0 | 164.672 |  |  | 0
49.7762 | 0 | 635.2305 | 635.2305 | 1 |  | 15:24 | 812 |  | 632.6095 | 0 | 635.2305 | 49.7757 | 49.7669 | -3.4939e-05 | -0.0015732 | 635.2289 |  | 77.8455 | 0 | 77.8455 | 49.5 | 2.1453 | 166.9982 | 1 | 0 | 166.9982 |  |  | 0
49.7798 | 0 | 635.2305 | 635.2305 | 1 |  | 15:24 | 816 |  | 632.4048 | 0 | 635.2305 | 49.7761 | 49.7673 | 7.9954e-05 | 0.0036003 | 635.2341 |  | 77.8507 | 0 | 77.8507 | 49.5 | 2.1491 | 167.3096 | 1 | 0 | 167.3096 |  |  | 0
49.781 | 0 | 636.334 | 636.334 | 1 |  | 15:24 | 820 |  | 632.2002 | 0 | 636.334 | 49.7766 | 49.7682 | 4.059e-06 | 0.00018278 | 636.3342 |  | 78.9508 | 0 | 78.9508 | 49.5 | 2.1573 | 170.3183 | 1 | 0 | 170.3183 |  |  | 0
49.7711 | 0 | 637.0696 | 637.0696 | 1 |  | 15:24 | 824 |  | 631.9955 | 0 | 637.0696 | 49.7761 | 49.7685 | -0.0002409 | -0.010846 | 637.0588 |  | 79.6754 | 0 | 79.6754 | 49.5 | 2.16 | 172.0956 | 1 | 0 | 172.0956 |  |  | 0
49.7414 | 0 | 638.1731 | 638.1731 | 1 |  | 15:24 | 828 |  | 631.7908 | 0 | 638.1731 | 49.7726 | 49.7664 | -0.00039651 | -0.017841 | 638.1553 |  | 80.7719 | 0 | 80.7719 | 49.5 | 2.1406 | 172.9026 | 1 | 0 | 172.9026 |  |  | 0
49.7587 | 0 | 637.6214 | 637.6214 | 1 |  | 15:24 | 832 |  | 631.5862 | 0 | 637.6214 | 49.7712 | 49.7634 | -0.00039386 | -0.017728 | 637.6037 |  | 80.2203 | 0 | 80.2203 | 49.5 | 2.1135 | 169.5476 | 1 | 0 | 169.5476 |  |  | 0
49.7612 | 0 | 639.0927 | 639.0927 | 1 |  | 15:25 | 836 |  | 631.3815 | 0 | 639.0927 | 49.7702 | 49.7628 | -0.00026747 | -0.01204 | 639.0807 |  | 81.6973 | 0 | 81.6973 | 49.5 | 2.1083 | 172.2398 | 1 | 0 | 172.2398 |  |  | 0
49.7563 | 0 | 640.1962 | 640.1962 | 1 |  | 15:25 | 840 |  | 631.1768 | 0 | 640.1962 | 49.7688 | 49.7624 | -0.00025597 | -0.011521 | 640.1847 |  | 82.8013 | 0 | 82.8013 | 49.5 | 2.1046 | 174.2669 | 1 | 0 | 174.2669 |  |  | 0
49.7563 | 0 | 639.2766 | 639.2766 | 1 |  | 15:25 | 844 |  | 630.9722 | 0 | 639.2766 | 49.7676 | 49.7616 | -0.00040053 | -0.018027 | 639.2586 |  | 81.8752 | 0 | 81.8752 | 49.5 | 2.0971 | 171.6992 | 1 | 0 | 171.6992 |  |  | 0
49.7612 | 0 | 638.9088 | 638.9088 | 1 |  | 15:25 | 848 |  | 630.7675 | 0 | 638.9088 | 49.7669 | 49.7589 | -0.00046272 | -0.020828 | 638.888 |  | 81.5046 | 0 | 81.5046 | 49.5 | 2.0742 | 169.0555 | 1 | 0 | 169.0555 |  |  | 0
49.7711 | 0 | 636.5179 | 636.5179 | 1 |  | 15:25 | 852 |  | 630.5628 | 0 | 636.5179 | 49.7673 | 49.7566 | -0.00038555 | -0.017358 | 636.5005 |  | 79.1171 | 0 | 79.1171 | 49.5 | 2.054 | 162.5064 | 1 | 0 | 162.5064 |  |  | 0
49.7762 | 0 | 637.0696 | 637.0696 | 1 |  | 15:25 | 856 |  | 630.3582 | 0 | 637.0696 | 49.7682 | 49.7557 | -0.00019515 | -0.0087867 | 637.0608 |  | 79.6774 | 0 | 79.6774 | 49.5 | 2.0465 | 163.0569 | 1 | 0 | 163.0569 |  |  | 0
49.7711 | 0 | 635.9662 | 635.9662 | 1 |  | 15:25 | 860 |  | 630.1535 | 0 | 635.9662 | 49.7685 | 49.7555 | -0.00018513 | -0.0083349 | 635.9579 |  | 78.5745 | 0 | 78.5745 | 49.5 | 2.045 | 160.681 | 1 | 0 | 160.681 |  |  | 0
49.7476 | 0 | 635.4145 | 635.4145 | 1 |  | 15:25 | 864 |  | 629.9488 | 0 | 635.4145 | 49.7664 | 49.7556 | -0.00035239 | -0.015858 | 635.3986 |  | 78.0152 | 0 | 78.0152 | 49.5 | 2.0456 | 159.5906 | 1 | 0 | 159.5906 |  |  | 0
49.7365 | 0 | 635.5983 | 635.5983 | 1 |  | 15:25 | 868 |  | 629.7442 | 0 | 635.5983 | 49.7634 | 49.7529 | -0.0006052 | -0.027228 | 635.5711 |  | 78.1877 | 0 | 78.1877 | 49.5 | 2.0236 | 158.2229 | 1 | 0 | 158.2229 |  |  | 0
49.7575 | 0 | 634.8627 | 634.8627 | 1 |  | 15:25 | 872 |  | 629.5395 | 0 | 634.8627 | 49.7628 | 49.7499 | -0.00080146 | -0.036073 | 634.8266 |  | 77.4432 | 0 | 77.4432 | 49.5 | 1.9993 | 154.8346 | 1 | 0 | 154.8346 |  |  | 0
49.7587 | 0 | 636.1501 | 636.1501 | 1 |  | 15:25 | 876 |  | 629.3348 | 0 | 636.1501 | 49.7624 | 49.7462 | -0.00084456 | -0.038014 | 636.1121 |  | 78.7287 | 0 | 78.7287 | 49.5 | 1.9702 | 155.1131 | 1 | 0 | 155.1131 |  |  | 0
49.7539 | 0 | 635.0466 | 635.0466 | 1 |  | 15:25 | 880 |  | 629.1302 | 0 | 635.0466 | 49.7616 | 49.7429 | -0.00076926 | -0.034621 | 635.012 |  | 77.6286 | 0 | 77.6286 | 49.5 | 1.9447 | 150.9676 | 1 | 0 | 150.9676 |  |  | 0
49.7353 | 0 | 635.4145 | 635.4145 | 1 |  | 15:25 | 884 |  | 628.9255 | 0 | 635.4145 | 49.7589 | 49.7395 | -0.00055003 | -0.024746 | 635.3898 |  | 78.0064 | 0 | 78.0064 | 49.5 | 1.9197 | 149.746 | 1 | 0 | 149.746 |  |  | 0
49.7353 | 0 | 636.334 | 636.334 | 1 |  | 15:25 | 888 |  | 628.7208 | 0 | 636.334 | 49.7566 | 49.7379 | -0.00038973 | -0.017534 | 636.3165 |  | 78.9331 | 0 | 78.9331 | 49.5 | 1.9075 | 150.5627 | 1 | 0 | 150.5627 |  |  | 0
49.7476 | 0 | 637.2535 | 637.2535 | 1 |  | 15:25 | 892 |  | 628.5162 | 0 | 637.2535 | 49.7557 | 49.7377 | -0.00032631 | -0.014684 | 637.2388 |  | 79.8554 | 0 | 79.8554 | 49.5 | 1.9065 | 152.2405 | 1 | 0 | 152.2405 |  |  | 0
49.7539 | 0 | 637.8053 | 637.8053 | 1 |  | 15:26 | 896 |  | 628.3115 | 0 | 637.8053 | 49.7555 | 49.736 | -0.0003028 | -0.013628 | 637.7917 |  | 80.4083 | 0 | 80.4083 | 49.5 | 1.894 | 152.291 | 1 | 0 | 152.291 |  |  | 0
49.7563 | 0 | 638.9088 | 638.9088 | 1 |  | 15:26 | 900 |  | 628.1068 | 0 | 638.9088 | 49.7556 | 49.7339 | -0.00026297 | -0.011836 | 638.897 |  | 81.5136 | 0 | 81.5136 | 49.5 | 1.8793 | 153.1899 | 1 | 0 | 153.1899 |  |  | 0
49.729 | 0 | 639.8284 | 639.8284 | 1 |  | 15:26 | 904 |  | 627.9022 | 0 | 639.8284 | 49.7529 | 49.7337 | -0.0001009 | -0.0045387 | 639.8239 |  | 82.4405 | 0 | 82.4405 | 49.5 | 1.8777 | 154.7948 | 1 | 0 | 154.7948 |  |  | 0
49.7229 | 0 | 641.1157 | 641.1157 | 1 |  | 15:26 | 908 |  | 627.6975 | 0 | 641.1157 | 49.7499 | 49.7336 | 0.00015024 | 0.0067576 | 641.1225 |  | 83.7391 | 0 | 83.7391 | 49.5 | 1.877 | 157.1799 | 1 | 0 | 157.1799 |  |  | 0
49.713 | 0 | 641.4835 | 641.4835 | 1 |  | 15:26 | 912 |  | 627.4928 | 0 | 641.4835 | 49.7462 | 49.7341 | 0.00041292 | 0.018569 | 641.5021 |  | 84.1187 | 0 | 84.1187 | 49.5 | 1.8808 | 158.2066 | 1 | 0 | 158.2066 |  |  | 0
49.713 | 0 | 642.9548 | 642.9548 | 1 |  | 15:26 | 916 |  | 627.2882 | 0 | 642.9548 | 49.7429 | 49.7367 | 0.00069323 | 0.031174 | 642.986 |  | 85.6026 | 0 | 85.6026 | 49.5 | 1.8992 | 162.5765 | 1 | 0 | 162.5765 |  |  | 0
49.7093 | 0 | 642.5869 | 642.5869 | 1 |  | 15:26 | 920 |  | 627.0835 | 0 | 642.5869 | 49.7395 | 49.7404 | 0.000804 | 0.036153 | 642.6231 |  | 85.2397 | 0 | 85.2397 | 49.5 | 1.9261 | 164.1834 | 1 | 0 | 164.1834 |  |  | 0
49.7229 | 0 | 642.2192 | 642.2192 | 1 |  | 15:26 | 924 |  | 626.8788 | 0 | 642.2192 | 49.7379 | 49.7444 | 0.00066485 | 0.029904 | 642.2491 |  | 84.8657 | 0 | 84.8657 | 49.5 | 1.9558 | 165.9822 | 1 | 0 | 165.9822 |  |  | 0
49.7365 | 0 | 642.5869 | 642.5869 | 1 |  | 15:26 | 928 |  | 626.6742 | 0 | 642.5869 | 49.7377 | 49.7464 | 0.00043777 | 0.019695 | 642.6066 |  | 85.2232 | 0 | 85.2232 | 49.5 | 1.9718 | 168.0392 | 1 | 0 | 168.0392 |  |  | 0
49.7204 | 0 | 642.4031 | 642.4031 | 1 |  | 15:26 | 932 |  | 626.4695 | 0 | 642.4031 | 49.736 | 49.747 | 0.00029519 | 0.013276 | 642.4164 |  | 85.033 | 0 | 85.033 | 49.5 | 1.9765 | 168.0665 | 1 | 0 | 168.0665 |  |  | 0
49.7154 | 0 | 641.2996 | 641.2996 | 1 |  | 15:26 | 936 |  | 626.2648 | 0 | 641.2996 | 49.7339 | 49.7478 | 0.00029697 | 0.013355 | 641.313 |  | 83.9296 | 0 | 83.9296 | 49.5 | 1.9828 | 166.4161 | 1 | 0 | 166.4161 |  |  | 0
49.7316 | 0 | 643.1387 | 643.1387 | 1 |  | 15:26 | 940 |  | 626.0602 | 0 | 643.1387 | 49.7337 | 49.7495 | 0.00033557 | 0.015096 | 643.1538 |  | 85.7704 | 0 | 85.7704 | 49.5 | 1.9964 | 171.2326 | 1 | 0 | 171.2326 |  |  | 0
49.7328 | 0 | 642.9548 | 642.9548 | 1 |  | 15:26 | 944 |  | 625.8555 | 0 | 642.9548 | 49.7336 | 49.7511 | 0.00029857 | 0.013432 | 642.9682 |  | 85.5848 | 0 | 85.5848 | 49.5 | 2.0088 | 171.9234 | 1 | 0 | 171.9234 |  |  | 0
49.7389 | 0 | 642.9548 | 642.9548 | 1 |  | 15:26 | 948 |  | 625.6508 | 0 | 642.9548 | 49.7341 | 49.7521 | 0.00011646 | 0.0052399 | 642.96 |  | 85.5766 | 0 | 85.5766 | 49.5 | 2.017 | 172.6069 | 1 | 0 | 172.6069 |  |  | 0
49.76 | 0 | 643.5067 | 643.5067 | 1 |  | 15:26 | 952 |  | 625.4462 | 0 | 643.5067 | 49.7367 | 49.7525 | -8.1385e-05 | -0.0036633 | 643.503 |  | 86.1196 | 0 | 86.1196 | 49.5 | 2.0204 | 173.9972 | 1 | 0 | 173.9972 |  |  | 0
49.7736 | 0 | 642.7709 | 642.7709 | 1 |  | 15:27 | 956 |  | 625.2415 | 0 | 642.7709 | 49.7404 | 49.7512 | -0.00018465 | -0.0083135 | 642.7626 |  | 85.3792 | 0 | 85.3792 | 49.5 | 2.0094 | 171.5573 | 1 | 0 | 171.5573 |  |  | 0
49.7798 | 0 | 643.8744 | 643.8744 | 1 |  | 15:27 | 960 |  | 625.0368 | 0 | 643.8744 | 49.7444 | 49.7499 | -0.00013833 | -0.006229 | 643.8682 |  | 86.4848 | 0 | 86.4848 | 49.5 | 1.9995 | 172.9272 | 1 | 0 | 172.9272 |  |  | 0
49.765 | 0 | 644.7939 | 644.7939 | 1 |  | 15:27 | 964 |  | 624.8322 | 0 | 644.7939 | 49.7464 | 49.7497 | 8.3051e-05 | 0.0037386 | 644.7976 |  | 87.4142 | 0 | 87.4142 | 49.5 | 1.9977 | 174.6231 | 1 | 0 | 174.6231 |  |  | 0
49.7525 | 0 | 645.8974 | 645.8974 | 1 |  | 15:27 | 968 |  | 624.6275 | 0 | 645.8974 | 49.747 | 49.7505 | 0.00043715 | 0.019674 | 645.9171 |  | 88.5337 | 0 | 88.5337 | 49.5 | 2.0039 | 177.4139 | 1 | 0 | 177.4139 |  |  | 0
49.7551 | 0 | 645.1617 | 645.1617 | 1 |  | 15:27 | 972 |  | 624.4228 | 0 | 645.1617 | 49.7478 | 49.7526 | 0.00075276 | 0.033879 | 645.1956 |  | 87.8122 | 0 | 87.8122 | 49.5 | 2.0206 | 177.4346 | 1 | 0 | 177.4346 |  |  | 0
49.765 | 0 | 645.5296 | 645.5296 | 1 |  | 15:27 | 976 |  | 624.2182 | 0 | 645.5296 | 49.7495 | 49.7573 | 0.00096246 | 0.043326 | 645.5729 |  | 88.1895 | 0 | 88.1895 | 49.5 | 2.0598 | 181.6539 | 1 | 0 | 181.6539 |  |  | 0
49.765 | 0 | 645.7134 | 645.7134 | 1 |  | 15:27 | 980 |  | 624.0135 | 0 | 645.7134 | 49.7511 | 49.7614 | 0.00095629 | 0.043048 | 645.7564 |  | 88.373 | 0 | 88.373 | 49.5 | 2.0953 | 185.1718 | 1 | 0 | 185.1718 |  |  | 0
49.7612 | 0 | 645.5296 | 645.5296 | 1 |  | 15:27 | 984 |  | 623.8088 | 0 | 645.5296 | 49.7521 | 49.7653 | 0.00075503 | 0.033986 | 645.5636 |  | 88.1802 | 0 | 88.1802 | 49.5 | 2.1306 | 187.8772 | 1 | 0 | 187.8772 |  |  | 0
49.7563 | 0 | 645.7134 | 645.7134 | 1 |  | 15:27 | 988 |  | 623.6042 | 0 | 645.7134 | 49.7525 | 49.7676 | 0.00066048 | 0.029727 | 645.7431 |  | 88.3597 | 0 | 88.3597 | 49.5 | 2.1519 | 190.1383 | 1 | 0 | 190.1383 |  |  | 0
49.7389 | 0 | 646.2652 | 646.2652 | 1 |  | 15:27 | 992 |  | 623.3995 | 0 | 646.2652 | 49.7512 | 49.7692 | 0.00074283 | 0.033422 | 646.2986 |  | 88.9152 | 0 | 88.9152 | 49.5 | 2.1666 | 192.6458 | 1 | 0 | 192.6458 |  |  | 0
49.7389 | 0 | 646.2652 | 646.2652 | 1 |  | 15:27 | 996 |  | 623.1948 | 0 | 646.2652 | 49.7499 | 49.7726 | 0.0009043 | 0.040687 | 646.3059 |  | 88.9225 | 0 | 88.9225 | 49.5 | 2.1991 | 195.5497 | 1 | 0 | 195.5497 |  |  | 0
49.7476 | 0 | 646.6331 | 646.6331 | 1 |  | 15:27 | 1000 |  | 622.9902 | 0 | 646.6331 | 49.7497 | 49.7777 | 0.0010748 | 0.048366 | 646.6815 |  | 89.2981 | 0 | 89.2981 | 49.5 | 2.2491 | 200.8378 | 1 | 0 | 200.8378 |  |  | 0
49.7575 | 0 | 645.8974 | 645.8974 | 1 |  | 15:27 | 1004 |  | 622.7855 | 0 | 645.8974 | 49.7505 | 49.7815 | 0.0011073 | 0.049838 | 645.9472 |  | 88.5638 | 0 | 88.5638 | 49.5 | 2.2883 | 202.6627 | 1 | 0 | 202.6627 |  |  | 0
49.7711 | 0 | 644.9778 | 644.9778 | 1 |  | 15:27 | 1008 |  | 622.5808 | 0 | 644.9778 | 49.7526 | 49.7863 | 0.0010648 | 0.04794 | 645.0257 |  | 87.6423 | 0 | 87.6423 | 49.5 | 2.3396 | 205.0492 | 1 | 0 | 205.0492 |  |  | 0
49.7996 | 0 | 646.0814 | 646.0814 | 1 |  | 15:27 | 1012 |  | 622.3762 | 0 | 646.0814 | 49.7573 | 49.7905 | 0.0010606 | 0.047776 | 646.1292 |  | 88.7458 | 0 | 88.7458 | 49.5 | 2.3864 | 211.7821 | 1 | 0 | 211.7821 |  |  | 0
49.7984 | 0 | 644.2422 | 644.2422 | 1 |  | 15:28 | 1016 |  | 622.1715 | 0 | 644.2422 | 49.7614 | 49.7945 | 0.0010602 | 0.047759 | 644.29 |  | 86.9066 | 0 | 86.9066 | 49.5 | 2.433 | 211.444 | 1 | 0 | 211.444 |  |  | 0
49.8009 | 0 | 645.1617 | 645.1617 | 1 |  | 15:28 | 1020 |  | 621.9668 | 0 | 645.1617 | 49.7653 | 49.7986 | 0.0011808 | 0.053193 | 645.2149 |  | 87.8315 | 0 | 87.8315 | 49.5 | 2.4827 | 218.0626 | 1 | 0 | 218.0626 |  |  | 0
49.7885 | 0 | 643.8744 | 643.8744 | 1 |  | 15:28 | 1024 |  | 621.7622 | 0 | 643.8744 | 49.7676 | 49.8034 | 0.0013545 | 0.061005 | 643.9354 |  | 86.552 | 0 | 86.552 | 49.5 | 2.5436 | 220.154 | 1 | 0 | 220.154 |  |  | 0
49.7835 | 0 | 641.6675 | 641.6675 | 1 |  | 15:28 | 1028 |  | 621.5575 | 0 | 641.6675 | 49.7692 | 49.8096 | 0.0015979 | 0.071957 | 641.7395 |  | 84.3561 | 0 | 84.3561 | 49.5 | 2.6264 | 221.5543 | 1 | 0 | 221.5543 |  |  | 0
49.8033 | 0 | 641.4835 | 641.4835 | 1 |  | 15:28 | 1032 |  | 621.3528 | 0 | 641.4835 | 49.7726 | 49.8161 | 0.001799 | 0.081044 | 641.5645 |  | 84.1811 | 0 | 84.1811 | 49.5 | 2.7185 | 228.8464 | 1 | 0 | 228.8464 |  |  | 0
49.8231 | 0 | 639.0927 | 639.0927 | 1 |  | 15:28 | 1036 |  | 621.1482 | 0 | 639.0927 | 49.7777 | 49.8242 | 0.0019395 | 0.087412 | 639.1801 |  | 81.7967 | 0 | 81.7967 | 49.5 | 2.8448 | 232.6989 | 1 | 0 | 232.6989 |  |  | 0
49.8158 | 0 | 631.7362 | 631.7362 | 1 |  | 15:28 | 1040 |  | 620.9435 | 0 | 631.7362 | 49.7815 | 49.8321 | 0.0020882 | 0.094098 | 631.8303 |  | 74.4469 | 0 | 74.4469 | 49.5 | 2.9779 | 221.699 | 1 | 0 | 221.699 |  |  | 0
49.8294 | 0 | 635.5983 | 635.5983 | 1 |  | 15:28 | 1044 |  | 620.7388 | 0 | 635.5983 | 49.7863 | 49.8404 | 0.0021693 | 0.097782 | 635.6961 |  | 78.3127 | 0 | 78.3127 | 49.5 | 3 | 234.938 | 1 | 0 | 234.938 |  |  | 0
49.8282 | 0 | 628.058 | 628.058 | 1 |  | 15:28 | 1048 |  | 620.5342 | 0 | 628.058 | 49.7905 | 49.8498 | 0.0020958 | 0.094466 | 628.1525 |  | 70.7691 | 0 | 70.7691 | 49.5 | 3 | 212.3072 | 1 | 0 | 212.3072 |  |  | 0
49.8306 | 0 | 625.2993 | 625.2993 | 1 |  | 15:28 | 1052 |  | 620.3295 | 0 | 625.2993 | 49.7945 | 49.8588 | 0.0018183 | 0.081961 | 625.3813 |  | 67.9979 | 0 | 67.9979 | 49.5 | 3 | 203.9936 | 1 | 0 | 203.9936 |  |  | 0
49.8357 | 0 | 629.3453 | 629.3453 | 1 |  | 15:28 | 1056 |  | 620.1248 | 0 | 629.3453 | 49.7986 | 49.8648 | 0.0014777 | 0.066616 | 629.4119 |  | 72.0285 | 0 | 72.0285 | 49.5 | 3 | 216.0855 | 1 | 0 | 216.0855 |  |  | 0
49.8468 | 0 | 624.5637 | 624.5637 | 1 |  | 15:28 | 1060 |  | 619.9202 | 0 | 624.5637 | 49.8034 | 49.8692 | 0.0012391 | 0.055871 | 624.6196 |  | 67.2362 | 0 | 67.2362 | 49.5 | 3 | 201.7085 | 1 | 0 | 201.7085 |  |  | 0
49.8654 | 0 | 622.7245 | 622.7245 |  |  | 15:28 | 1064 |  | 619.7155 | 0 | 622.7245 | 49.8096 | 49.8741 | 0.00094901 | 0.042807 | 622.7673 |  | 65.3839 | 0 | 65.3839 | 49.5 | 3 | 196.1517 | 1 | 0 | 196.1517 |  |  | 0
49.8741 | 0 | 634.127 | 634.127 |  |  | 15:28 | 1068 |  | 619.5108 | 0 | 634.127 | 49.8161 | 49.8789 | 0.00060658 | 0.027366 | 634.1544 |  | 76.771 | 0 | 76.771 | 49.5 | 3 | 230.3129 | 1 | 0 | 230.3129 |  |  | 0
49.8978 | 0 | 618.1267 | 618.1267 |  |  | 15:28 | 1072 |  | 619.3062 | 0 | 618.1267 | 49.8242 | 49.8789 | 0.00024269 | 0.010954 | 618.1377 |  | 60.7543 | 0 | 60.7543 | 49.5 | 3 | 182.2628 | 1 | 0 | 182.2628 |  |  | 0
49.9028 | 0 | 616.8394 | 616.8394 |  |  | 15:29 | 1076 |  | 619.1015 | 0 | 616.8394 | 49.8321 | 49.8789 | 3.5527e-16 | 1.6037e-14 | 616.8394 |  | 59.456 | 0 | 59.456 | 49.5 | 3 | 178.368 | 1 | 0 | 178.368 |  |  | 1
49.9152 | 0 | 615.368 | 615.368 |  |  | 15:29 | 1080 |  | 618.8968 | 0 | 615.368 | 49.8404 | 49.8789 | 3.5527e-16 | 1.6041e-14 | 615.368 |  | 57.9846 | 0 | 57.9846 | 49.5 | 3 | 173.9538 | 1 | 0 | 173.9538 |  |  | 1
49.9339 | 0 | 617.2072 | 617.2072 |  |  | 15:29 | 1084 |  | 618.6922 | 0 | 617.2072 | 49.8498 | 49.8789 | 3.5527e-16 | 1.6047e-14 | 617.2072 |  | 59.8238 | 0 | 59.8238 | 49.5 | 3 | 179.4714 | 1 | 0 | 179.4714 |  |  | 1
49.9402 | 0 | 616.8394 | 616.8394 |  |  | 15:29 | 1088 |  | 618.4875 | 0 | 616.8394 | 49.8588 | 49.8789 | 3.5527e-16 | 1.6049e-14 | 616.8394 |  | 59.456 | 0 | 59.456 | 49.5 | 3 | 178.368 | 1 | 0 | 178.368 |  |  | 1
49.919 | 0 | 618.3107 | 618.3107 |  |  | 15:29 | 1092 |  | 618.2828 | 0 | 618.3107 | 49.8648 | 49.8789 | 3.5527e-16 | 1.6042e-14 | 618.3107 |  | 60.9273 | 0 | 60.9273 | 49.5 | 3 | 182.7819 | 1 | 0 | 182.7819 |  |  | 1
49.9091 | 0 | 617.3911 | 617.3911 |  |  | 15:29 | 1096 |  | 618.0782 | 0 | 617.3911 | 49.8692 | 49.8789 | 3.5527e-16 | 1.6039e-14 | 617.3911 |  | 60.0077 | 0 | 60.0077 | 49.5 | 3 | 180.0231 | 1 | 0 | 180.0231 |  |  | 1
49.9177 | 0 | 617.2072 | 617.2072 |  |  | 15:29 | 1100 |  | 617.8735 | 0 | 617.2072 | 49.8741 | 49.8789 | 3.5527e-16 | 1.6042e-14 | 617.2072 |  | 59.8238 | 0 | 59.8238 | 49.5 | 3 | 179.4714 | 1 | 0 | 179.4714 |  |  | 1
49.9226 | 0 | 621.4371 | 621.4371 |  |  | 15:29 | 1104 |  | 617.6688 | 0 | 621.4371 | 49.8789 | 49.8789 | 3.5527e-16 | 1.6044e-14 | 621.4371 |  | 64.0537 | 0 | 64.0537 | 49.5 | 3 | 192.1611 | 1 | 0 | 192.1611 |  |  | 1
49.9115 | 0 | 616.2876 | 616.2876 |  |  | 15:29 | 1108 |  | 617.4642 | 0 | 616.2876 | 49.8789 | 49.8789 | 3.5527e-16 | 1.604e-14 | 616.2876 |  | 58.9042 | 0 | 58.9042 | 49.5 | 3 | 176.7126 | 1 | 0 | 176.7126 |  |  | 1
0 | 0 | 0 | 0 | 1 | 1 | 15:29 | 1112 |  | 617.2595 | 0 | 0 | 49.8789 | 49.8789 | 3.5527e-16 | 0 | 0 |  | -557.3834 | #DIV/0! | #DIV/0! | 49.5 | 3 | #DIV/0! | 1 | #DIV/0! | #DIV/0! |  |  | 1
0 | 0 | 0 | 0 | 1 | 1 | 15:29 | 1116 |  | 617.0549 | 0 | 0 | 49.8789 | 49.8789 | 3.5527e-16 | 0 | 0 |  | -557.3834 | #DIV/0! | #DIV/0! | 49.5 | 3 | #DIV/0! | 1 | #DIV/0! | #DIV/0! |  |  | 1
0 | 0 | 0 | 0 | 1 | 1 | 15:29 | 1120 |  | 616.8502 | 0 | 0 | 49.8789 | 49.8789 | 3.5527e-16 | 0 | 0 |  | -557.3834 | #DIV/0! | #DIV/0! | 49.5 | 3 | #DIV/0! | 1 | #DIV/0! | #DIV/0! |  |  | 1
0 | 0 | 0 | 0 | 1 | 1 | 15:29 | 1124 |  | 616.6455 | 0 | 0 | 49.8789 | 49.8789 | 3.5527e-16 | 0 | 0 |  | -557.3834 | #DIV/0! | #DIV/0! | 49.5 | 3 | #DIV/0! | 1 | #DIV/0! | #DIV/0! |  |  | 1
0 | 0 | 0 | 0 | 1 | 1 | 15:29 | 1128 |  | 616.4409 | 0 | 0 | 49.8789 | 49.8789 | 3.5527e-16 | 0 | 0 |  | -557.3834 | #DIV/0! | #DIV/0! | 49.5 | 3 | #DIV/0! | 1 | #DIV/0! | #DIV/0! |  |  | 1
0 | 0 | 0 | 0 | 1 | 1 | 15:29 | 1132 |  | 616.2362 | 0 | 0 | 49.8789 | 49.8789 | 3.5527e-16 | 0 | 0 |  | -557.3834 | #DIV/0! | #DIV/0! | 49.5 | 3 | #DIV/0! | 1 | #DIV/0! | #DIV/0! |  |  | 1
0 | 0 | 0 | 0 | 1 | 1 | 15:30 | 1136 |  | 616.0315 | 0 | 0 | 49.8789 | 49.8789 | 3.5527e-16 | 0 | 0 |  | -557.3834 | #DIV/0! | #DIV/0! | 49.5 | 3 | #DIV/0! | 1 | #DIV/0! | #DIV/0! |  |  | 1
0 | 0 | 0 | 0 | 1 | 1 | 15:30 | 1140 |  | 615.8269 | 0 | 0 | 49.8789 | 49.8789 | 3.5527e-16 | 0 | 0 |  | -557.3834 | #DIV/0! | #DIV/0! | 49.5 | 3 | #DIV/0! | 1 | #DIV/0! | #DIV/0! |  |  | 1
0 | 0 | 0 | 0 | 1 | 1 | 15:30 | 1144 |  | 615.6222 | 0 | 0 | 49.8789 | 49.8789 | 3.5527e-16 | 0 | 0 |  | -557.3834 | #DIV/0! | #DIV/0! | 49.5 | 3 | #DIV/0! | 1 | #DIV/0! | #DIV/0! |  |  | 1
0 | 0 | 0 | 0 | 1 | 1 | 15:30 | 1148 |  | 615.4175 | 0 | 0 | 49.8789 | 49.8789 | 3.5527e-16 | 0 | 0 |  | -557.3834 | #DIV/0! | #DIV/0! | 49.5 | 3 | #DIV/0! | 1 | #DIV/0! | #DIV/0! |  |  | 1
0 | 0 | 0 | 0 | 1 | 1 | 15:30 | 1152 |  | 615.2129 | 0 | 0 | 49.8789 | 49.8789 | 3.5527e-16 | 0 | 0 |  | -557.3834 | #DIV/0! | #DIV/0! | 49.5 | 3 | #DIV/0! | 1 | #DIV/0! | #DIV/0! |  |  | 1
0 | 0 | 0 | 0 | 1 | 1 | 15:30 | 1156 |  | 615.0082 | 0 | 0 | 49.8789 | 49.8789 | 3.5527e-16 | 0 | 0 |  | -557.3834 | #DIV/0! | #DIV/0! | 49.5 | 3 | #DIV/0! | 1 | #DIV/0! | #DIV/0! |  |  | 1
0 | 0 | 0 | 0 | 1 | 1 | 15:30 | 1160 |  | 614.8035 | 0 | 0 | 49.8789 | 49.8789 | 3.5527e-16 | 0 | 0 |  | -557.3834 | #DIV/0! | #DIV/0! | 49.5 | 3 | #DIV/0! | 1 | #DIV/0! | #DIV/0! |  |  | 1
0 | 0 | 0 | 0 | 1 | 1 | 15:30 | 1164 |  | 614.5989 | 0 | 0 | 49.8789 | 49.8789 | 3.5527e-16 | 0 | 0 |  | -557.3834 | #DIV/0! | #DIV/0! | 49.5 | 3 | #DIV/0! | 1 | #DIV/0! | #DIV/0! |  |  | 1
0 | 0 | 0 | 0 | 1 | 1 | 15:30 | 1168 |  | 614.3942 | 0 | 0 | 49.8789 | 49.8789 | 3.5527e-16 | 0 | 0 |  | -557.3834 | #DIV/0! | #DIV/0! | 49.5 | 3 | #DIV/0! | 1 | #DIV/0! | #DIV/0! |  |  | 1
0 | 0 | 0 | 0 | 1 | 1 | 15:30 | 1172 |  | 614.1895 | 0 | 0 | 49.8789 | 49.8789 | 3.5527e-16 | 0 | 0 |  | -557.3834 | #DIV/0! | #DIV/0! | 49.5 | 3 | #DIV/0! | 1 | #DIV/0! | #DIV/0! |  |  | 1
0 | 0 | 0 | 0 | 1 | 1 | 15:30 | 1176 |  | 613.9849 | 0 | 0 | 49.8789 | 49.8789 | 3.5527e-16 | 0 | 0 |  | -557.3834 | #DIV/0! | #DIV/0! | 49.5 | 3 | #DIV/0! | 1 | #DIV/0! | #DIV/0! |  |  | 1
0 | 0 | 0 | 0 | 1 | 1 | 15:30 | 1180 |  | 613.7802 | 0 | 0 | 49.8789 | 49.8789 | 3.5527e-16 | 0 | 0 |  | -557.3834 | #DIV/0! | #DIV/0! | 49.5 | 3 | #DIV/0! | 1 | #DIV/0! | #DIV/0! |  |  | 1
0 | 0 | 0 | 0 | 1 | 1 | 15:30 | 1184 |  | 613.5755 | 0 | 0 | 49.8789 | 49.8789 | 3.5527e-16 | 0 | 0 |  | -557.3834 | #DIV/0! | #DIV/0! | 49.5 | 3 | #DIV/0! | 1 | #DIV/0! | #DIV/0! |  |  | 1
0 | 0 | 0 | 0 | 1 | 1 | 15:30 | 1188 |  | 613.3709 | 0 | 0 | 49.8789 | 49.8789 | 3.5527e-16 | 0 | 0 |  | -557.3834 | #DIV/0! | #DIV/0! | 49.5 | 3 | #DIV/0! | 1 | #DIV/0! | #DIV/0! |  |  | 1
0 | 0 | 0 | 0 | 1 | 1 | 15:30 | 1192 |  | 613.1662 | 0 | 0 | 49.8789 | 49.8789 | 3.5527e-16 | 0 | 0 |  | -557.3834 | #DIV/0! | #DIV/0! | 49.5 | 3 | #DIV/0! | 1 | #DIV/0! | #DIV/0! |  |  | 1
0 | 0 | 0 | 0 | 1 | 1 | 15:31 | 1196 |  | 612.9615 | 0 | 0 | 49.8789 | 49.8789 | 3.5527e-16 | 0 | 0 |  | -557.3834 | #DIV/0! | #DIV/0! | 49.5 | 3 | #DIV/0! | 1 | #DIV/0! | #DIV/0! |  |  | 1
0 | 0 | 0 | 0 | 1 | 1 | 15:31 | 1200 |  | 612.7569 | 0 | 0 | 49.8789 | 49.8789 | 3.5527e-16 | 0 | 0 |  | -557.3834 | #DIV/0! | #DIV/0! | 49.5 | 3 | #DIV/0! | 1 | #DIV/0! | #DIV/0! |  |  | 1
0 | 0 | 0 | 0 | 1 | 1 | 15:31 | 1204 |  | 612.5522 | 0 | 0 | 49.8789 | 49.8789 | 3.5527e-16 | 0 | 0 |  | -557.3834 | #DIV/0! | #DIV/0! | 49.5 | 3 | #DIV/0! | 1 | #DIV/0! | #DIV/0! |  |  | 1
0 | 0 | 0 | 0 | 1 | 1 | 15:31 | 1208 |  | 612.3475 | 0 | 0 | 49.8789 | 49.8789 | 3.5527e-16 | 0 | 0 |  | -557.3834 | #DIV/0! | #DIV/0! | 49.5 | 3 | #DIV/0! | 1 | #DIV/0! | #DIV/0! |  |  | 1
0 | 0 | 0 | 0 | 1 | 1 | 15:31 | 1212 |  | 612.1429 | 0 | 0 | 49.8789 | 49.8789 | 3.5527e-16 | 0 | 0 |  | -557.3834 | #DIV/0! | #DIV/0! | 49.5 | 3 | #DIV/0! | 1 | #DIV/0! | #DIV/0! |  |  | 1
0 | 0 | 0 | 0 | 1 | 1 | 15:31 | 1216 |  | 611.9382 | 0 | 0 | 49.8789 | 49.8789 | 3.5527e-16 | 0 | 0 |  | -557.3834 | #DIV/0! | #DIV/0! | 49.5 | 3 | #DIV/0! | 1 | #DIV/0! | #DIV/0! |  |  | 1
0 | 0 | 0 | 0 | 1 | 1 | 15:31 | 1220 |  | 611.7335 | 0 | 0 | 49.8789 | 49.8789 | 3.5527e-16 | 0 | 0 |  | -557.3834 | #DIV/0! | #DIV/0! | 49.5 | 3 | #DIV/0! | 1 | #DIV/0! | #DIV/0! |  |  | 1
0 | 0 | 0 | 0 | 1 | 1 | 15:31 | 1224 |  | 611.5289 | 0 | 0 | 49.8789 | 49.8789 | 3.5527e-16 | 0 | 0 |  | -557.3834 | #DIV/0! | #DIV/0! | 49.5 | 3 | #DIV/0! | 1 | #DIV/0! | #DIV/0! |  |  | 1
0 | 0 | 0 | 0 | 1 | 1 | 15:31 | 1228 |  | 611.3242 | 0 | 0 | 49.8789 | 49.8789 | 3.5527e-16 | 0 | 0 |  | -557.3834 | #DIV/0! | #DIV/0! | 49.5 | 3 | #DIV/0! | 1 | #DIV/0! | #DIV/0! |  |  | 1
0 | 0 | 0 | 0 | 1 | 1 | 15:31 | 1232 |  | 611.1195 | 0 | 0 | 49.8789 | 49.8789 | 3.5527e-16 | 0 | 0 |  | -557.3834 | #DIV/0! | #DIV/0! | 49.5 | 3 | #DIV/0! | 1 | #DIV/0! | #DIV/0! |  |  | 1
0 | 0 | 0 | 0 | 1 | 1 | 15:31 | 1236 |  | 610.9149 | 0 | 0 | 49.8789 | 49.8789 | 3.5527e-16 | 0 | 0 |  | -557.3834 | #DIV/0! | #DIV/0! | 49.5 | 3 | #DIV/0! | 1 | #DIV/0! | #DIV/0! |  |  | 1
0 | 0 | 0 | 0 | 1 | 1 | 15:31 | 1240 |  | 610.7102 | 0 | 0 | 49.8789 | 49.8789 | 3.5527e-16 | 0 | 0 |  | -557.3834 | #DIV/0! | #DIV/0! | 49.5 | 3 | #DIV/0! | 1 | #DIV/0! | #DIV/0! |  |  | 1
0 | 0 | 0 | 0 | 1 | 1 | 15:31 | 1244 |  | 610.5055 | 0 | 0 | 49.8789 | 49.8789 | 3.5527e-16 | 0 | 0 |  | -557.3834 | #DIV/0! | #DIV/0! | 49.5 | 3 | #DIV/0! | 1 | #DIV/0! | #DIV/0! |  |  | 1
0 | 0 | 0 | 0 | 1 | 1 | 15:31 | 1248 |  | 610.3009 | 0 | 0 | 49.8789 | 49.8789 | 3.5527e-16 | 0 | 0 |  | -557.3834 | #DIV/0! | #DIV/0! | 49.5 | 3 | #DIV/0! | 1 | #DIV/0! | #DIV/0! |  |  | 1
0 | 0 | 0 | 0 | 1 | 1 | 15:31 | 1252 |  | 610.0962 | 0 | 0 | 49.8789 | 49.8789 | 3.5527e-16 | 0 | 0 |  | -557.3834 | #DIV/0! | #DIV/0! | 49.5 | 3 | #DIV/0! | 1 | #DIV/0! | #DIV/0! |  |  | 1
0 | 0 | 0 | 0 | 1 | 1 | 15:32 | 1256 |  | 609.8915 | 0 | 0 | 49.8789 | 49.8789 | 3.5527e-16 | 0 | 0 |  | -557.3834 | #DIV/0! | #DIV/0! | 49.5 | 3 | #DIV/0! | 1 | #DIV/0! | #DIV/0! |  |  | 1
0 | 0 | 0 | 0 | 1 | 1 | 15:32 | 1260 |  | 609.6869 | 0 | 0 | 49.8789 | 49.8789 | 3.5527e-16 | 0 | 0 |  | -557.3834 | #DIV/0! | #DIV/0! | 49.5 | 3 | #DIV/0! | 1 | #DIV/0! | #DIV/0! |  |  | 1
0 | 0 | 0 | 0 | 1 | 1 | 15:32 | 1264 |  | 609.4822 | 0 | 0 | 49.8789 | 49.8789 | 3.5527e-16 | 0 | 0 |  | -557.3834 | #DIV/0! | #DIV/0! | 49.5 | 3 | #DIV/0! | 1 | #DIV/0! | #DIV/0! |  |  | 1
0 | 0 | 0 | 0 | 1 | 1 | 15:32 | 1268 |  | 609.2775 | 0 | 0 | 49.8789 | 49.8789 | 3.5527e-16 | 0 | 0 |  | -557.3834 | #DIV/0! | #DIV/0! | 49.5 | 3 | #DIV/0! | 1 | #DIV/0! | #DIV/0! |  |  | 1
0 | 0 | 0 | 0 | 1 | 1 | 15:32 | 1272 |  | 609.0729 | 0 | 0 | 49.8789 | 49.8789 | 3.5527e-16 | 0 | 0 |  | -557.3834 | #DIV/0! | #DIV/0! | 49.5 | 3 | #DIV/0! | 1 | #DIV/0! | #DIV/0! |  |  | 1
0 | 0 | 0 | 0 | 1 | 1 | 15:32 | 1276 |  | 608.8682 | 0 | 0 | 49.8789 | 49.8789 | 3.5527e-16 | 0 | 0 |  | -557.3834 | #DIV/0! | #DIV/0! | 49.5 | 3 | #DIV/0! | 1 | #DIV/0! | #DIV/0! |  |  | 1
0 | 0 | 0 | 0 | 1 | 1 | 15:32 | 1280 |  | 608.6635 | 0 | 0 | 49.8789 | 49.8789 | 3.5527e-16 | 0 | 0 |  | -557.3834 | #DIV/0! | #DIV/0! | 49.5 | 3 | #DIV/0! | 1 | #DIV/0! | #DIV/0! |  |  | 1
0 | 0 | 0 | 0 | 1 | 1 | 15:32 | 1284 |  | 608.4589 | 0 | 0 | 49.8789 | 49.8789 | 3.5527e-16 | 0 | 0 |  | -557.3834 | #DIV/0! | #DIV/0! | 49.5 | 3 | #DIV/0! | 1 | #DIV/0! | #DIV/0! |  |  | 1
0 | 0 | 0 | 0 | 1 | 1 | 15:32 | 1288 |  | 608.2542 | 0 | 0 | 49.8789 | 49.8789 | 3.5527e-16 | 0 | 0 |  | -557.3834 | #DIV/0! | #DIV/0! | 49.5 | 3 | #DIV/0! | 1 | #DIV/0! | #DIV/0! |  |  | 1
0 | 0 | 0 | 0 | 1 | 1 | 15:32 | 1292 |  | 608.0495 | 0 | 0 | 49.8789 | 49.8789 | 3.5527e-16 | 0 | 0 |  | -557.3834 | #DIV/0! | #DIV/0! | 49.5 | 3 | #DIV/0! | 1 | #DIV/0! | #DIV/0! |  |  | 1
0 | 0 | 0 | 0 | 1 | 1 | 15:32 | 1296 |  | 607.8449 | 0 | 0 | 49.8789 | 49.8789 | 3.5527e-16 | 0 | 0 |  | -557.3834 | #DIV/0! | #DIV/0! | 49.5 | 3 | #DIV/0! | 1 | #DIV/0! | #DIV/0! |  |  | 1
0 | 0 | 0 | 0 | 1 | 1 | 15:32 | 1300 |  | 607.6402 | 0 | 0 | 49.8789 | 49.8789 | 3.5527e-16 | 0 | 0 |  | -557.3834 | #DIV/0! | #DIV/0! | 49.5 | 3 | #DIV/0! | 1 | #DIV/0! | #DIV/0! |  |  | 1
0 | 0 | 0 | 0 | 1 | 1 | 15:32 | 1304 |  | 607.4355 | 0 | 0 | 49.8789 | 49.8789 | 3.5527e-16 | 0 | 0 |  | -557.3834 | #DIV/0! | #DIV/0! | 49.5 | 3 | #DIV/0! | 1 | #DIV/0! | #DIV/0! |  |  | 1
0 | 0 | 0 | 0 | 1 | 1 | 15:32 | 1308 |  | 607.2309 | 0 | 0 | 49.8789 | 49.8789 | 3.5527e-16 | 0 | 0 |  | -557.3834 | #DIV/0! | #DIV/0! | 49.5 | 3 | #DIV/0! | 1 | #DIV/0! | #DIV/0! |  |  | 1
0 | 0 | 0 | 0 | 1 | 1 | 15:32 | 1312 |  | 607.0262 | 0 | 0 | 49.8789 | 49.8789 | 3.5527e-16 | 0 | 0 |  | -557.3834 | #DIV/0! | #DIV/0! | 49.5 | 3 | #DIV/0! | 1 | #DIV/0! | #DIV/0! |  |  | 1
0 | 0 | 0 | 0 | 1 | 1 | 15:33 | 1316 |  | 606.8215 | 0 | 0 | 49.8789 | 49.8789 | 3.5527e-16 | 0 | 0 |  | -557.3834 | #DIV/0! | #DIV/0! | 49.5 | 3 | #DIV/0! | 1 | #DIV/0! | #DIV/0! |  |  | 1
0 | 0 | 0 | 0 | 1 | 1 | 15:33 | 1320 |  | 606.6169 | 0 | 0 | 49.8789 | 49.8789 | 3.5527e-16 | 0 | 0 |  | -557.3834 | #DIV/0! | #DIV/0! | 49.5 | 3 | #DIV/0! | 1 | #DIV/0! | #DIV/0! |  |  | 1
0 | 0 | 0 | 0 | 1 | 1 | 15:33 | 1324 |  | 606.4122 | 0 | 0 | 49.8789 | 49.8789 | 3.5527e-16 | 0 | 0 |  | -557.3834 | #DIV/0! | #DIV/0! | 49.5 | 3 | #DIV/0! | 1 | #DIV/0! | #DIV/0! |  |  | 1
0 | 0 | 0 | 0 | 1 | 1 | 15:33 | 1328 |  | 606.2075 | 0 | 0 | 49.8789 | 49.8789 | 3.5527e-16 | 0 | 0 |  | -557.3834 | #DIV/0! | #DIV/0! | 49.5 | 3 | #DIV/0! | 1 | #DIV/0! | #DIV/0! |  |  | 1
0 | 0 | 0 | 0 | 1 | 1 | 15:33 | 1332 |  | 606.0029 | 0 | 0 | 49.8789 | 49.8789 | 3.5527e-16 | 0 | 0 |  | -557.3834 | #DIV/0! | #DIV/0! | 49.5 | 3 | #DIV/0! | 1 | #DIV/0! | #DIV/0! |  |  | 1
0 | 0 | 0 | 0 | 1 | 1 | 15:33 | 1336 |  | 605.7982 | 0 | 0 | 49.8789 | 49.8789 | 3.5527e-16 | 0 | 0 |  | -557.3834 | #DIV/0! | #DIV/0! | 49.5 | 3 | #DIV/0! | 1 | #DIV/0! | #DIV/0! |  |  | 1
0 | 0 | 0 | 0 | 1 | 1 | 15:33 | 1340 |  | 605.5935 | 0 | 0 | 49.8789 | 49.8789 | 3.5527e-16 | 0 | 0 |  | -557.3834 | #DIV/0! | #DIV/0! | 49.5 | 3 | #DIV/0! | 1 | #DIV/0! | #DIV/0! |  |  | 1
0 | 0 | 0 | 0 | 1 | 1 | 15:33 | 1344 |  | 605.3889 | 0 | 0 | 49.8789 | 49.8789 | 3.5527e-16 | 0 | 0 |  | -557.3834 | #DIV/0! | #DIV/0! | 49.5 | 3 | #DIV/0! | 1 | #DIV/0! | #DIV/0! |  |  | 1
0 | 0 | 0 | 0 | 1 | 1 | 15:33 | 1348 |  | 605.1842 | 0 | 0 | 49.8789 | 49.8789 | 3.5527e-16 | 0 | 0 |  | -557.3834 | #DIV/0! | #DIV/0! | 49.5 | 3 | #DIV/0! | 1 | #DIV/0! | #DIV/0! |  |  | 1
0 | 0 | 0 | 0 | 1 | 1 | 15:33 | 1352 |  | 604.9795 | 0 | 0 | 49.8789 | 49.8789 | 3.5527e-16 | 0 | 0 |  | -557.3834 | #DIV/0! | #DIV/0! | 49.5 | 3 | #DIV/0! | 1 | #DIV/0! | #DIV/0! |  |  | 1
0 | 0 | 0 | 0 | 1 | 1 | 15:33 | 1356 |  | 604.7749 | 0 | 0 | 49.8789 | 49.8789 | 3.5527e-16 | 0 | 0 |  | -557.3834 | #DIV/0! | #DIV/0! | 49.5 | 3 | #DIV/0! | 1 | #DIV/0! | #DIV/0! |  |  | 1
0 | 0 | 0 | 0 | 1 | 1 | 15:33 | 1360 |  | 604.5702 | 0 | 0 | 49.8789 | 49.8789 | 3.5527e-16 | 0 | 0 |  | -557.3834 | #DIV/0! | #DIV/0! | 49.5 | 3 | #DIV/0! | 1 | #DIV/0! | #DIV/0! |  |  | 1
0 | 0 | 0 | 0 | 1 | 1 | 15:33 | 1364 |  | 604.3655 | 0 | 0 | 49.8789 | 49.8789 | 3.5527e-16 | 0 | 0 |  | -557.3834 | #DIV/0! | #DIV/0! | 49.5 | 3 | #DIV/0! | 1 | #DIV/0! | #DIV/0! |  |  | 1
0 | 0 | 0 | 0 | 1 | 1 | 15:33 | 1368 |  | 604.1609 | 0 | 0 | 49.8789 | 49.8789 | 3.5527e-16 | 0 | 0 |  | -557.3834 | #DIV/0! | #DIV/0! | 49.5 | 3 | #DIV/0! | 1 | #DIV/0! | #DIV/0! |  |  | 1
0 | 0 | 0 | 0 | 1 | 1 | 15:33 | 1372 |  | 603.9562 | 0 | 0 | 49.8789 | 49.8789 | 3.5527e-16 | 0 | 0 |  | -557.3834 | #DIV/0! | #DIV/0! | 49.5 | 3 | #DIV/0! | 1 | #DIV/0! | #DIV/0! |  |  | 1
0 | 0 | 0 | 0 | 1 | 1 | 15:34 | 1376 |  | 603.7515 | 0 | 0 | 49.8789 | 49.8789 | 3.5527e-16 | 0 | 0 |  | -557.3834 | #DIV/0! | #DIV/0! | 49.5 | 3 | #DIV/0! | 1 | #DIV/0! | #DIV/0! |  |  | 1
0 | 0 | 0 | 0 | 1 | 1 | 15:34 | 1380 |  | 603.5469 | 0 | 0 | 49.8789 | 49.8789 | 3.5527e-16 | 0 | 0 |  | -557.3834 | #DIV/0! | #DIV/0! | 49.5 | 3 | #DIV/0! | 1 | #DIV/0! | #DIV/0! |  |  | 1
0 | 0 | 0 | 0 | 1 | 1 | 15:34 | 1384 |  | 603.3422 | 0 | 0 | 49.8789 | 49.8789 | 3.5527e-16 | 0 | 0 |  | -557.3834 | #DIV/0! | #DIV/0! | 49.5 | 3 | #DIV/0! | 1 | #DIV/0! | #DIV/0! |  |  | 1
0 | 0 | 0 | 0 | 1 | 1 | 15:34 | 1388 |  | 603.1375 | 0 | 0 | 49.8789 | 49.8789 | 3.5527e-16 | 0 | 0 |  | -557.3834 | #DIV/0! | #DIV/0! | 49.5 | 3 | #DIV/0! | 1 | #DIV/0! | #DIV/0! |  |  | 1
0 | 0 | 0 | 0 | 1 | 1 | 15:34 | 1392 |  | 602.9329 | 0 | 0 | 49.8789 | 49.8789 | 3.5527e-16 | 0 | 0 |  | -557.3834 | #DIV/0! | #DIV/0! | 49.5 | 3 | #DIV/0! | 1 | #DIV/0! | #DIV/0! |  |  | 1
0 | 0 | 0 | 0 | 1 | 1 | 15:34 | 1396 |  | 602.7282 | 0 | 0 | 49.8789 | 49.8789 | 3.5527e-16 | 0 | 0 |  | -557.3834 | #DIV/0! | #DIV/0! | 49.5 | 3 | #DIV/0! | 1 | #DIV/0! | #DIV/0! |  |  | 1
0 | 0 | 0 | 0 | 1 | 1 | 15:34 | 1400 |  | 602.5235 | 0 | 0 | 49.8789 | 49.8789 | 3.5527e-16 | 0 | 0 |  | -557.3834 | #DIV/0! | #DIV/0! | 49.5 | 3 | #DIV/0! | 1 | #DIV/0! | #DIV/0! |  |  | 1
0 | 0 | 0 | 0 | 1 | 1 | 15:34 | 1404 |  | 602.3189 | 0 | 0 | 49.8789 | 49.8789 | 3.5527e-16 | 0 | 0 |  | -557.3834 | #DIV/0! | #DIV/0! | 49.5 | 3 | #DIV/0! | 1 | #DIV/0! | #DIV/0! |  |  | 1
0 | 0 | 0 | 0 | 1 | 1 | 15:34 | 1408 |  | 602.1142 | 0 | 0 | 49.8789 | 49.8789 | 3.5527e-16 | 0 | 0 |  | -557.3834 | #DIV/0! | #DIV/0! | 49.5 | 3 | #DIV/0! | 1 | #DIV/0! | #DIV/0! |  |  | 1
0 | 0 | 0 | 0 | 1 | 1 | 15:34 | 1412 |  | 601.9095 | 0 | 0 | 49.8789 | 49.8789 | 3.5527e-16 | 0 | 0 |  | -557.3834 | #DIV/0! | #DIV/0! | 49.5 | 3 | #DIV/0! | 1 | #DIV/0! | #DIV/0! |  |  | 1
0 | 0 | 0 | 0 | 1 | 1 | 15:34 | 1416 |  | 601.7049 | 0 | 0 | 49.8789 | 49.8789 | 3.5527e-16 | 0 | 0 |  | -557.3834 | #DIV/0! | #DIV/0! | 49.5 | 3 | #DIV/0! | 1 | #DIV/0! | #DIV/0! |  |  | 1
0 | 0 | 0 | 0 | 1 | 1 | 15:34 | 1420 |  | 601.5002 | 0 | 0 | 49.8789 | 49.8789 | 3.5527e-16 | 0 | 0 |  | -557.3834 | #DIV/0! | #DIV/0! | 49.5 | 3 | #DIV/0! | 1 | #DIV/0! | #DIV/0! |  |  | 1
0 | 0 | 0 | 0 | 1 | 1 | 15:34 | 1424 |  | 601.2955 | 0 | 0 | 49.8789 | 49.8789 | 3.5527e-16 | 0 | 0 |  | -557.3834 | #DIV/0! | #DIV/0! | 49.5 | 3 | #DIV/0! | 1 | #DIV/0! | #DIV/0! |  |  | 1
0 | 0 | 0 | 0 | 1 | 1 | 15:34 | 1428 |  | 601.0909 | 0 | 0 | 49.8789 | 49.8789 | 3.5527e-16 | 0 | 0 |  | -557.3834 | #DIV/0! | #DIV/0! | 49.5 | 3 | #DIV/0! | 1 | #DIV/0! | #DIV/0! |  |  | 1
0 | 0 | 0 | 0 | 1 | 1 | 15:34 | 1432 |  | 600.8862 | 0 | 0 | 49.8789 | 49.8789 | 3.5527e-16 | 0 | 0 |  | -557.3834 | #DIV/0! | #DIV/0! | 49.5 | 3 | #DIV/0! | 1 | #DIV/0! | #DIV/0! |  |  | 1
0 | 0 | 0 | 0 | 1 | 1 | 15:35 | 1436 |  | 600.6815 | 0 | 0 | 49.8789 | 49.8789 | 3.5527e-16 | 0 | 0 |  | -557.3834 | #DIV/0! | #DIV/0! | 49.5 | 3 | #DIV/0! | 1 | #DIV/0! | #DIV/0! |  |  | 1
0 | 0 | 0 | 0 | 1 | 1 | 15:35 | 1440 |  | 600.4769 | 0 | 0 | 49.8789 | 49.8789 | 3.5527e-16 | 0 | 0 |  | -557.3834 | #DIV/0! | #DIV/0! | 49.5 | 3 | #DIV/0! | 1 | #DIV/0! | #DIV/0! |  |  | 1
0 | 0 | 0 | 0 | 1 | 1 | 15:35 | 1444 |  | 600.2722 | 0 | 0 | 49.8789 | 49.8789 | 3.5527e-16 | 0 | 0 |  | -557.3834 | #DIV/0! | #DIV/0! | 49.5 | 3 | #DIV/0! | 1 | #DIV/0! | #DIV/0! |  |  | 1
0 | 0 | 0 | 0 | 1 | 1 | 15:35 | 1448 |  | 600.0675 | 0 | 0 | 49.8789 | 49.8789 | 3.5527e-16 | 0 | 0 |  | -557.3834 | #DIV/0! | #DIV/0! | 49.5 | 3 | #DIV/0! | 1 | #DIV/0! | #DIV/0! |  |  | 1
0 | 0 | 0 | 0 | 1 | 1 | 15:35 | 1452 |  | 599.8629 | 0 | 0 | 49.8789 | 49.8789 | 3.5527e-16 | 0 | 0 |  | -557.3834 | #DIV/0! | #DIV/0! | 49.5 | 3 | #DIV/0! | 1 | #DIV/0! | #DIV/0! |  |  | 1
0 | 0 | 0 | 0 | 1 | 1 | 15:35 | 1456 |  | 599.6582 | 0 | 0 | 49.8789 | 49.8789 | 3.5527e-16 | 0 | 0 |  | -557.3834 | #DIV/0! | #DIV/0! | 49.5 | 3 | #DIV/0! | 1 | #DIV/0! | #DIV/0! |  |  | 1
0 | 0 | 0 | 0 | 1 | 1 | 15:35 | 1460 |  | 599.4535 | 0 | 0 | 49.8789 | 49.8789 | 3.5527e-16 | 0 | 0 |  | -557.3834 | #DIV/0! | #DIV/0! | 49.5 | 3 | #DIV/0! | 1 | #DIV/0! | #DIV/0! |  |  | 1
0 | 0 | 0 | 0 | 1 | 1 | 15:35 | 1464 |  | 599.2489 | 0 | 0 | 49.8789 | 49.8789 | 3.5527e-16 | 0 | 0 |  | -557.3834 | #DIV/0! | #DIV/0! | 49.5 | 3 | #DIV/0! | 1 | #DIV/0! | #DIV/0! |  |  | 1
0 | 0 | 0 | 0 | 1 | 1 | 15:35 | 1468 |  | 599.0442 | 0 | 0 | 49.8789 | 49.8789 | 3.5527e-16 | 0 | 0 |  | -557.3834 | #DIV/0! | #DIV/0! | 49.5 | 3 | #DIV/0! | 1 | #DIV/0! | #DIV/0! |  |  | 1
0 | 0 | 0 | 0 | 1 | 1 | 15:35 | 1472 |  | 598.8395 | 0 | 0 | 49.8789 | 49.8789 | 3.5527e-16 | 0 | 0 |  | -557.3834 | #DIV/0! | #DIV/0! | 49.5 | 3 | #DIV/0! | 1 | #DIV/0! | #DIV/0! |  |  | 1
0 | 0 | 0 | 0 | 1 | 1 | 15:35 | 1476 |  | 598.6349 | 0 | 0 | 49.8789 | 49.8789 | 3.5527e-16 | 0 | 0 |  | -557.3834 | #DIV/0! | #DIV/0! | 49.5 | 3 | #DIV/0! | 1 | #DIV/0! | #DIV/0! |  |  | 1
0 | 0 | 0 | 0 | 1 | 1 | 15:35 | 1480 |  | 598.4302 | 0 | 0 | 49.8789 | 49.8789 | 3.5527e-16 | 0 | 0 |  | -557.3834 | #DIV/0! | #DIV/0! | 49.5 | 3 | #DIV/0! | 1 | #DIV/0! | #DIV/0! |  |  | 1
0 | 0 | 0 | 0 | 1 | 1 | 15:35 | 1484 |  | 598.2255 | 0 | 0 | 49.8789 | 49.8789 | 3.5527e-16 | 0 | 0 |  | -557.3834 | #DIV/0! | #DIV/0! | 49.5 | 3 | #DIV/0! | 1 | #DIV/0! | #DIV/0! |  |  | 1
0 | 0 | 0 | 0 | 1 | 1 | 15:35 | 1488 |  | 598.0209 | 0 | 0 | 49.8789 | 49.8789 | 3.5527e-16 | 0 | 0 |  | -557.3834 | #DIV/0! | #DIV/0! | 49.5 | 3 | #DIV/0! | 1 | #DIV/0! | #DIV/0! |  |  | 1
0 | 0 | 0 | 0 | 1 | 1 | 15:35 | 1492 |  | 597.8162 | 0 | 0 | 49.8789 | 49.8789 | 3.5527e-16 | 0 | 0 |  | -557.3834 | #DIV/0! | #DIV/0! | 49.5 | 3 | #DIV/0! | 1 | #DIV/0! | #DIV/0! |  |  | 1
0 | 0 | 0 | 0 | 1 | 1 | 15:36 | 1496 |  | 597.6115 | 0 | 0 | 49.8789 | 49.8789 | 3.5527e-16 | 0 | 0 |  | -557.3834 | #DIV/0! | #DIV/0! | 49.5 | 3 | #DIV/0! | 1 | #DIV/0! | #DIV/0! |  |  | 1
0 | 0 | 0 | 0 | 1 | 1 | 15:36 | 1500 |  | 597.4069 | 0 | 0 | 49.8789 | 49.8789 | 3.5527e-16 | 0 | 0 |  | -557.3834 | #DIV/0! | #DIV/0! | 49.5 | 3 | #DIV/0! | 1 | #DIV/0! | #DIV/0! |  |  | 1
0 | 0 | 0 | 0 | 1 | 1 | 15:36 | 1504 |  | 597.2022 | 0 | 0 | 49.8789 | 49.8789 | 3.5527e-16 | 0 | 0 |  | -557.3834 | #DIV/0! | #DIV/0! | 49.5 | 3 | #DIV/0! | 1 | #DIV/0! | #DIV/0! |  |  | 1
0 | 0 | 0 | 0 | 1 | 1 | 15:36 | 1508 |  | 596.9975 | 0 | 0 | 49.8789 | 49.8789 | 3.5527e-16 | 0 | 0 |  | -557.3834 | #DIV/0! | #DIV/0! | 49.5 | 3 | #DIV/0! | 1 | #DIV/0! | #DIV/0! |  |  | 1
0 | 0 | 0 | 0 | 1 | 1 | 15:36 | 1512 |  | 596.7929 | 0 | 0 | 49.8789 | 49.8789 | 3.5527e-16 | 0 | 0 |  | -557.3834 | #DIV/0! | #DIV/0! | 49.5 | 3 | #DIV/0! | 1 | #DIV/0! | #DIV/0! |  |  | 1
0 | 0 | 0 | 0 | 1 | 1 | 15:36 | 1516 |  | 596.5882 | 0 | 0 | 49.8789 | 49.8789 | 3.5527e-16 | 0 | 0 |  | -557.3834 | #DIV/0! | #DIV/0! | 49.5 | 3 | #DIV/0! | 1 | #DIV/0! | #DIV/0! |  |  | 1
0 | 0 | 0 | 0 | 1 | 1 | 15:36 | 1520 |  | 596.3835 | 0 | 0 | 49.8789 | 49.8789 | 3.5527e-16 | 0 | 0 |  | -557.3834 | #DIV/0! | #DIV/0! | 49.5 | 3 | #DIV/0! | 1 | #DIV/0! | #DIV/0! |  |  | 1
0 | 0 | 0 | 0 | 1 | 1 | 15:36 | 1524 |  | 596.1789 | 0 | 0 | 49.8789 | 49.8789 | 3.5527e-16 | 0 | 0 |  | -557.3834 | #DIV/0! | #DIV/0! | 49.5 | 3 | #DIV/0! | 1 | #DIV/0! | #DIV/0! |  |  | 1
0 | 0 | 0 | 0 | 1 | 1 | 15:36 | 1528 |  | 595.9742 | 0 | 0 | 49.8789 | 49.8789 | 3.5527e-16 | 0 | 0 |  | -557.3834 | #DIV/0! | #DIV/0! | 49.5 | 3 | #DIV/0! | 1 | #DIV/0! | #DIV/0! |  |  | 1
0 | 0 | 0 | 0 | 1 | 1 | 15:36 | 1532 |  | 595.7695 | 0 | 0 | 49.8789 | 49.8789 | 3.5527e-16 | 0 | 0 |  | -557.3834 | #DIV/0! | #DIV/0! | 49.5 | 3 | #DIV/0! | 1 | #DIV/0! | #DIV/0! |  |  | 1
0 | 0 | 0 | 0 | 1 | 1 | 15:36 | 1536 |  | 595.5649 | 0 | 0 | 49.8789 | 49.8789 | 3.5527e-16 | 0 | 0 |  | -557.3834 | #DIV/0! | #DIV/0! | 49.5 | 3 | #DIV/0! | 1 | #DIV/0! | #DIV/0! |  |  | 1
0 | 0 | 0 | 0 | 1 | 1 | 15:36 | 1540 |  | 595.3602 | 0 | 0 | 49.8789 | 49.8789 | 3.5527e-16 | 0 | 0 |  | -557.3834 | #DIV/0! | #DIV/0! | 49.5 | 3 | #DIV/0! | 1 | #DIV/0! | #DIV/0! |  |  | 1
0 | 0 | 0 | 0 | 1 | 1 | 15:36 | 1544 |  | 595.1555 | 0 | 0 | 49.8789 | 49.8789 | 3.5527e-16 | 0 | 0 |  | -557.3834 | #DIV/0! | #DIV/0! | 49.5 | 3 | #DIV/0! | 1 | #DIV/0! | #DIV/0! |  |  | 1
0 | 0 | 0 | 0 | 1 | 1 | 15:36 | 1548 |  | 594.9509 | 0 | 0 | 49.8789 | 49.8789 | 3.5527e-16 | 0 | 0 |  | -557.3834 | #DIV/0! | #DIV/0! | 49.5 | 3 | #DIV/0! | 1 | #DIV/0! | #DIV/0! |  |  | 1
0 | 0 | 0 | 0 | 1 | 1 | 15:36 | 1552 |  | 594.7462 | 0 | 0 | 49.8789 | 49.8789 | 3.5527e-16 | 0 | 0 |  | -557.3834 | #DIV/0! | #DIV/0! | 49.5 | 3 | #DIV/0! | 1 | #DIV/0! | #DIV/0! |  |  | 1
0 | 0 | 0 | 0 | 1 | 1 | 15:37 | 1556 |  | 594.5415 | 0 | 0 | 49.8789 | 49.8789 | 3.5527e-16 | 0 | 0 |  | -557.3834 | #DIV/0! | #DIV/0! | 49.5 | 3 | #DIV/0! | 1 | #DIV/0! | #DIV/0! |  |  | 1
0 | 0 | 0 | 0 | 1 | 1 | 15:37 | 1560 |  | 594.3369 | 0 | 0 | 49.8789 | 49.8789 | 3.5527e-16 | 0 | 0 |  | -557.3834 | #DIV/0! | #DIV/0! | 49.5 | 3 | #DIV/0! | 1 | #DIV/0! | #DIV/0! |  |  | 1
0 | 0 | 0 | 0 | 1 | 1 | 15:37 | 1564 |  | 594.1322 | 0 | 0 | 49.8789 | 49.8789 | 3.5527e-16 | 0 | 0 |  | -557.3834 | #DIV/0! | #DIV/0! | 49.5 | 3 | #DIV/0! | 1 | #DIV/0! | #DIV/0! |  |  | 1
0 | 0 | 0 | 0 | 1 | 1 | 15:37 | 1568 |  | 593.9275 | 0 | 0 | 49.8789 | 49.8789 | 3.5527e-16 | 0 | 0 |  | -557.3834 | #DIV/0! | #DIV/0! | 49.5 | 3 | #DIV/0! | 1 | #DIV/0! | #DIV/0! |  |  | 1
0 | 0 | 0 | 0 | 1 | 1 | 15:37 | 1572 |  | 593.7229 | 0 | 0 | 49.8789 | 49.8789 | 3.5527e-16 | 0 | 0 |  | -557.3834 | #DIV/0! | #DIV/0! | 49.5 | 3 | #DIV/0! | 1 | #DIV/0! | #DIV/0! |  |  | 1
0 | 0 | 0 | 0 | 1 | 1 | 15:37 | 1576 |  | 593.5182 | 0 | 0 | 49.8789 | 49.8789 | 3.5527e-16 | 0 | 0 |  | -557.3834 | #DIV/0! | #DIV/0! | 49.5 | 3 | #DIV/0! | 1 | #DIV/0! | #DIV/0! |  |  | 1
0 | 0 | 0 | 0 | 1 | 1 | 15:37 | 1580 |  | 593.3135 | 0 | 0 | 49.8789 | 49.8789 | 3.5527e-16 | 0 | 0 |  | -557.3834 | #DIV/0! | #DIV/0! | 49.5 | 3 | #DIV/0! | 1 | #DIV/0! | #DIV/0! |  |  | 1
0 | 0 | 0 | 0 | 1 | 1 | 15:37 | 1584 |  | 593.1089 | 0 | 0 | 49.8789 | 49.8789 | 3.5527e-16 | 0 | 0 |  | -557.3834 | #DIV/0! | #DIV/0! | 49.5 | 3 | #DIV/0! | 1 | #DIV/0! | #DIV/0! |  |  | 1
0 | 0 | 0 | 0 | 1 | 1 | 15:37 | 1588 |  | 592.9042 | 0 | 0 | 49.8789 | 49.8789 | 3.5527e-16 | 0 | 0 |  | -557.3834 | #DIV/0! | #DIV/0! | 49.5 | 3 | #DIV/0! | 1 | #DIV/0! | #DIV/0! |  |  | 1
0 | 0 | 0 | 0 | 1 | 1 | 15:37 | 1592 |  | 592.6995 | 0 | 0 | 49.8789 | 49.8789 | 3.5527e-16 | 0 | 0 |  | -557.3834 | #DIV/0! | #DIV/0! | 49.5 | 3 | #DIV/0! | 1 | #DIV/0! | #DIV/0! |  |  | 1
0 | 0 | 0 | 0 | 1 | 1 | 15:37 | 1596 |  | 592.4949 | 0 | 0 | 49.8789 | 49.8789 | 3.5527e-16 | 0 | 0 |  | -557.3834 | #DIV/0! | #DIV/0! | 49.5 | 3 | #DIV/0! | 1 | #DIV/0! | #DIV/0! |  |  | 1
0 | 0 | 0 | 0 | 1 | 1 | 15:37 | 1600 |  | 592.2902 | 0 | 0 | 49.8789 | 49.8789 | 3.5527e-16 | 0 | 0 |  | -557.3834 | #DIV/0! | #DIV/0! | 49.5 | 3 | #DIV/0! | 1 | #DIV/0! | #DIV/0! |  |  | 1
0 | 0 | 0 | 0 | 1 | 1 | 15:37 | 1604 |  | 592.0855 | 0 | 0 | 49.8789 | 49.8789 | 3.5527e-16 | 0 | 0 |  | -557.3834 | #DIV/0! | #DIV/0! | 49.5 | 3 | #DIV/0! | 1 | #DIV/0! | #DIV/0! |  |  | 1
0 | 0 | 0 | 0 | 1 | 1 | 15:37 | 1608 |  | 591.8809 | 0 | 0 | 49.8789 | 49.8789 | 3.5527e-16 | 0 | 0 |  | -557.3834 | #DIV/0! | #DIV/0! | 49.5 | 3 | #DIV/0! | 1 | #DIV/0! | #DIV/0! |  |  | 1
0 | 0 | 0 | 0 | 1 | 1 | 15:37 | 1612 |  | 591.6762 | 0 | 0 | 49.8789 | 49.8789 | 3.5527e-16 | 0 | 0 |  | -557.3834 | #DIV/0! | #DIV/0! | 49.5 | 3 | #DIV/0! | 1 | #DIV/0! | #DIV/0! |  |  | 1
0 | 0 | 0 | 0 | 1 | 1 | 15:38 | 1616 |  | 591.4716 | 0 | 0 | 49.8789 | 49.8789 | 3.5527e-16 | 0 | 0 |  | -557.3834 | #DIV/0! | #DIV/0! | 49.5 | 3 | #DIV/0! | 1 | #DIV/0! | #DIV/0! |  |  | 1
0 | 0 | 0 | 0 | 1 | 1 | 15:38 | 1620 |  | 591.2669 | 0 | 0 | 49.8789 | 49.8789 | 3.5527e-16 | 0 | 0 |  | -557.3834 | #DIV/0! | #DIV/0! | 49.5 | 3 | #DIV/0! | 1 | #DIV/0! | #DIV/0! |  |  | 1
0 | 0 | 0 | 0 | 1 | 1 | 15:38 | 1624 |  | 591.0622 | 0 | 0 | 49.8789 | 49.8789 | 3.5527e-16 | 0 | 0 |  | -557.3834 | #DIV/0! | #DIV/0! | 49.5 | 3 | #DIV/0! | 1 | #DIV/0! | #DIV/0! |  |  | 1
0 | 0 | 0 | 0 | 1 | 1 | 15:38 | 1628 |  | 590.8576 | 0 | 0 | 49.8789 | 49.8789 | 3.5527e-16 | 0 | 0 |  | -557.3834 | #DIV/0! | #DIV/0! | 49.5 | 3 | #DIV/0! | 1 | #DIV/0! | #DIV/0! |  |  | 1
0 | 0 | 0 | 0 | 1 | 1 | 15:38 | 1632 |  | 590.6529 | 0 | 0 | 49.8789 | 49.8789 | 3.5527e-16 | 0 | 0 |  | -557.3834 | #DIV/0! | #DIV/0! | 49.5 | 3 | #DIV/0! | 1 | #DIV/0! | #DIV/0! |  |  | 1
0 | 0 | 0 | 0 | 1 | 1 | 15:38 | 1636 |  | 590.4482 | 0 | 0 | 49.8789 | 49.8789 | 3.5527e-16 | 0 | 0 |  | -557.3834 | #DIV/0! | #DIV/0! | 49.5 | 3 | #DIV/0! | 1 | #DIV/0! | #DIV/0! |  |  | 1
0 | 0 | 0 | 0 | 1 | 1 | 15:38 | 1640 |  | 590.2436 | 0 | 0 | 49.8789 | 49.8789 | 3.5527e-16 | 0 | 0 |  | -557.3834 | #DIV/0! | #DIV/0! | 49.5 | 3 | #DIV/0! | 1 | #DIV/0! | #DIV/0! |  |  | 1
0 | 0 | 0 | 0 | 1 | 1 | 15:38 | 1644 |  | 590.0389 | 0 | 0 | 49.8789 | 49.8789 | 3.5527e-16 | 0 | 0 |  | -557.3834 | #DIV/0! | #DIV/0! | 49.5 | 3 | #DIV/0! | 1 | #DIV/0! | #DIV/0! |  |  | 1
0 | 0 | 0 | 0 | 1 | 1 | 15:38 | 1648 |  | 589.8342 | 0 | 0 | 49.8789 | 49.8789 | 3.5527e-16 | 0 | 0 |  | -557.3834 | #DIV/0! | #DIV/0! | 49.5 | 3 | #DIV/0! | 1 | #DIV/0! | #DIV/0! |  |  | 1
0 | 0 | 0 | 0 | 1 | 1 | 15:38 | 1652 |  | 589.6296 | 0 | 0 | 49.8789 | 49.8789 | 3.5527e-16 | 0 | 0 |  | -557.3834 | #DIV/0! | #DIV/0! | 49.5 | 3 | #DIV/0! | 1 | #DIV/0! | #DIV/0! |  |  | 1
0 | 0 | 0 | 0 | 1 | 1 | 15:38 | 1656 |  | 589.4249 | 0 | 0 | 49.8789 | 49.8789 | 3.5527e-16 | 0 | 0 |  | -557.3834 | #DIV/0! | #DIV/0! | 49.5 | 3 | #DIV/0! | 1 | #DIV/0! | #DIV/0! |  |  | 1
0 | 0 | 0 | 0 | 1 | 1 | 15:38 | 1660 |  | 589.2202 | 0 | 0 | 49.8789 | 49.8789 | 3.5527e-16 | 0 | 0 |  | -557.3834 | #DIV/0! | #DIV/0! | 49.5 | 3 | #DIV/0! | 1 | #DIV/0! | #DIV/0! |  |  | 1
0 | 0 | 0 | 0 | 1 | 1 | 15:38 | 1664 |  | 589.0156 | 0 | 0 | 49.8789 | 49.8789 | 3.5527e-16 | 0 | 0 |  | -557.3834 | #DIV/0! | #DIV/0! | 49.5 | 3 | #DIV/0! | 1 | #DIV/0! | #DIV/0! |  |  | 1
0 | 0 | 0 | 0 | 1 | 1 | 15:38 | 1668 |  | 588.8109 | 0 | 0 | 49.8789 | 49.8789 | 3.5527e-16 | 0 | 0 |  | -557.3834 | #DIV/0! | #DIV/0! | 49.5 | 3 | #DIV/0! | 1 | #DIV/0! | #DIV/0! |  |  | 1
0 | 0 | 0 | 0 | 1 | 1 | 15:38 | 1672 |  | 588.6062 | 0 | 0 | 49.8789 | 49.8789 | 3.5527e-16 | 0 | 0 |  | -557.3834 | #DIV/0! | #DIV/0! | 49.5 | 3 | #DIV/0! | 1 | #DIV/0! | #DIV/0! |  |  | 1
0 | 0 | 0 | 0 | 1 | 1 | 15:39 | 1676 |  | 588.4016 | 0 | 0 | 49.8789 | 49.8789 | 3.5527e-16 | 0 | 0 |  | -557.3834 | #DIV/0! | #DIV/0! | 49.5 | 3 | #DIV/0! | 1 | #DIV/0! | #DIV/0! |  |  | 1
0 | 0 | 0 | 0 | 1 | 1 | 15:39 | 1680 |  | 588.1969 | 0 | 0 | 49.8789 | 49.8789 | 3.5527e-16 | 0 | 0 |  | -557.3834 | #DIV/0! | #DIV/0! | 49.5 | 3 | #DIV/0! | 1 | #DIV/0! | #DIV/0! |  |  | 1
0 | 0 | 0 | 0 | 1 | 1 | 15:39 | 1684 |  | 587.9922 | 0 | 0 | 49.8789 | 49.8789 | 3.5527e-16 | 0 | 0 |  | -557.3834 | #DIV/0! | #DIV/0! | 49.5 | 3 | #DIV/0! | 1 | #DIV/0! | #DIV/0! |  |  | 1
0 | 0 | 0 | 0 | 1 | 1 | 15:39 | 1688 |  | 587.7876 | 0 | 0 | 49.8789 | 49.8789 | 3.5527e-16 | 0 | 0 |  | -557.3834 | #DIV/0! | #DIV/0! | 49.5 | 3 | #DIV/0! | 1 | #DIV/0! | #DIV/0! |  |  | 1
0 | 0 | 0 | 0 | 1 | 1 | 15:39 | 1692 |  | 587.5829 | 0 | 0 | 49.8789 | 49.8789 | 3.5527e-16 | 0 | 0 |  | -557.3834 | #DIV/0! | #DIV/0! | 49.5 | 3 | #DIV/0! | 1 | #DIV/0! | #DIV/0! |  |  | 1
0 | 0 | 0 | 0 | 1 | 1 | 15:39 | 1696 |  | 587.3782 | 0 | 0 | 49.8789 | 49.8789 | 3.5527e-16 | 0 | 0 |  | -557.3834 | #DIV/0! | #DIV/0! | 49.5 | 3 | #DIV/0! | 1 | #DIV/0! | #DIV/0! |  |  | 1
0 | 0 | 0 | 0 | 1 | 1 | 15:39 | 1700 |  | 587.1736 | 0 | 0 | 49.8789 | 49.8789 | 3.5527e-16 | 0 | 0 |  | -557.3834 | #DIV/0! | #DIV/0! | 49.5 | 3 | #DIV/0! | 1 | #DIV/0! | #DIV/0! |  |  | 1
0 | 0 | 0 | 0 | 1 | 1 | 15:39 | 1704 |  | 586.9689 | 0 | 0 | 49.8789 | 49.8789 | 3.5527e-16 | 0 | 0 |  | -557.3834 | #DIV/0! | #DIV/0! | 49.5 | 3 | #DIV/0! | 1 | #DIV/0! | #DIV/0! |  |  | 1
0 | 0 | 0 | 0 | 1 | 1 | 15:39 | 1708 |  | 586.7642 | 0 | 0 | 49.8789 | 49.8789 | 3.5527e-16 | 0 | 0 |  | -557.3834 | #DIV/0! | #DIV/0! | 49.5 | 3 | #DIV/0! | 1 | #DIV/0! | #DIV/0! |  |  | 1
0 | 0 | 0 | 0 | 1 | 1 | 15:39 | 1712 |  | 586.5596 | 0 | 0 | 49.8789 | 49.8789 | 3.5527e-16 | 0 | 0 |  | -557.3834 | #DIV/0! | #DIV/0! | 49.5 | 3 | #DIV/0! | 1 | #DIV/0! | #DIV/0! |  |  | 1
0 | 0 | 0 | 0 | 1 | 1 | 15:39 | 1716 |  | 586.3549 | 0 | 0 | 49.8789 | 49.8789 | 3.5527e-16 | 0 | 0 |  | -557.3834 | #DIV/0! | #DIV/0! | 49.5 | 3 | #DIV/0! | 1 | #DIV/0! | #DIV/0! |  |  | 1
0 | 0 | 0 | 0 | 1 | 1 | 15:39 | 1720 |  | 586.1502 | 0 | 0 | 49.8789 | 49.8789 | 3.5527e-16 | 0 | 0 |  | -557.3834 | #DIV/0! | #DIV/0! | 49.5 | 3 | #DIV/0! | 1 | #DIV/0! | #DIV/0! |  |  | 1
0 | 0 | 0 | 0 | 1 | 1 | 15:39 | 1724 |  | 585.9456 | 0 | 0 | 49.8789 | 49.8789 | 3.5527e-16 | 0 | 0 |  | -557.3834 | #DIV/0! | #DIV/0! | 49.5 | 3 | #DIV/0! | 1 | #DIV/0! | #DIV/0! |  |  | 1
0 | 0 | 0 | 0 | 1 | 1 | 15:39 | 1728 |  | 585.7409 | 0 | 0 | 49.8789 | 49.8789 | 3.5527e-16 | 0 | 0 |  | -557.3834 | #DIV/0! | #DIV/0! | 49.5 | 3 | #DIV/0! | 1 | #DIV/0! | #DIV/0! |  |  | 1
0 | 0 | 0 | 0 | 1 | 1 | 15:39 | 1732 |  | 585.5362 | 0 | 0 | 49.8789 | 49.8789 | 3.5527e-16 | 0 | 0 |  | -557.3834 | #DIV/0! | #DIV/0! | 49.5 | 3 | #DIV/0! | 1 | #DIV/0! | #DIV/0! |  |  | 1
0 | 0 | 0 | 0 | 1 | 1 | 15:40 | 1736 |  | 585.3316 | 0 | 0 | 49.8789 | 49.8789 | 3.5527e-16 | 0 | 0 |  | -557.3834 | #DIV/0! | #DIV/0! | 49.5 | 3 | #DIV/0! | 1 | #DIV/0! | #DIV/0! |  |  | 1
0 | 0 | 0 | 0 | 1 | 1 | 15:40 | 1740 |  | 585.1269 | 0 | 0 | 49.8789 | 49.8789 | 3.5527e-16 | 0 | 0 |  | -557.3834 | #DIV/0! | #DIV/0! | 49.5 | 3 | #DIV/0! | 1 | #DIV/0! | #DIV/0! |  |  | 1
0 | 0 | 0 | 0 | 1 | 1 | 15:40 | 1744 |  | 584.9222 | 0 | 0 | 49.8789 | 49.8789 | 3.5527e-16 | 0 | 0 |  | -557.3834 | #DIV/0! | #DIV/0! | 49.5 | 3 | #DIV/0! | 1 | #DIV/0! | #DIV/0! |  |  | 1
0 | 0 | 0 | 0 | 1 | 1 | 15:40 | 1748 |  | 584.7176 | 0 | 0 | 49.8789 | 49.8789 | 3.5527e-16 | 0 | 0 |  | -557.3834 | #DIV/0! | #DIV/0! | 49.5 | 3 | #DIV/0! | 1 | #DIV/0! | #DIV/0! |  |  | 1
0 | 0 | 0 | 0 | 1 | 1 | 15:40 | 1752 |  | 584.5129 | 0 | 0 | 49.8789 | 49.8789 | 3.5527e-16 | 0 | 0 |  | -557.3834 | #DIV/0! | #DIV/0! | 49.5 | 3 | #DIV/0! | 1 | #DIV/0! | #DIV/0! |  |  | 1
0 | 0 | 0 | 0 | 1 | 1 | 15:40 | 1756 |  | 584.3082 | 0 | 0 | 49.8789 | 49.8789 | 3.5527e-16 | 0 | 0 |  | -557.3834 | #DIV/0! | #DIV/0! | 49.5 | 3 | #DIV/0! | 1 | #DIV/0! | #DIV/0! |  |  | 1
0 | 0 | 0 | 0 | 1 | 1 | 15:40 | 1760 |  | 584.1036 | 0 | 0 | 49.8789 | 49.8789 | 3.5527e-16 | 0 | 0 |  | -557.3834 | #DIV/0! | #DIV/0! | 49.5 | 3 | #DIV/0! | 1 | #DIV/0! | #DIV/0! |  |  | 1
0 | 0 | 0 | 0 | 1 | 1 | 15:40 | 1764 |  | 583.8989 | 0 | 0 | 49.8789 | 49.8789 | 3.5527e-16 | 0 | 0 |  | -557.3834 | #DIV/0! | #DIV/0! | 49.5 | 3 | #DIV/0! | 1 | #DIV/0! | #DIV/0! |  |  | 1
0 | 0 | 0 | 0 | 1 | 1 | 15:40 | 1768 |  | 583.6942 | 0 | 0 | 49.8789 | 49.8789 | 3.5527e-16 | 0 | 0 |  | -557.3834 | #DIV/0! | #DIV/0! | 49.5 | 3 | #DIV/0! | 1 | #DIV/0! | #DIV/0! |  |  | 1
0 | 0 | 0 | 0 | 1 | 1 | 15:40 | 1772 |  | 583.4896 | 0 | 0 | 49.8789 | 49.8789 | 3.5527e-16 | 0 | 0 |  | -557.3834 | #DIV/0! | #DIV/0! | 49.5 | 3 | #DIV/0! | 1 | #DIV/0! | #DIV/0! |  |  | 1
0 | 0 | 0 | 0 | 1 | 1 | 15:40 | 1776 |  | 583.2849 | 0 | 0 | 49.8789 | 49.8789 | 3.5527e-16 | 0 | 0 |  | -557.3834 | #DIV/0! | #DIV/0! | 49.5 | 3 | #DIV/0! | 1 | #DIV/0! | #DIV/0! |  |  | 1
0 | 0 | 0 | 0 | 1 | 1 | 15:40 | 1780 |  | 583.0802 | 0 | 0 | 49.8789 | 49.8789 | 3.5527e-16 | 0 | 0 |  | -557.3834 | #DIV/0! | #DIV/0! | 49.5 | 3 | #DIV/0! | 1 | #DIV/0! | #DIV/0! |  |  | 1
0 | 0 | 0 | 0 | 1 | 1 | 15:40 | 1784 |  | 582.8756 | 0 | 0 | 49.8789 | 49.8789 | 3.5527e-16 | 0 | 0 |  | -557.3834 | #DIV/0! | #DIV/0! | 49.5 | 3 | #DIV/0! | 1 | #DIV/0! | #DIV/0! |  |  | 1
0 | 0 | 0 | 0 | 1 | 1 | 15:40 | 1788 |  | 582.6709 | 0 | 0 | 49.8789 | 49.8789 | 3.5527e-16 | 0 | 0 |  | -557.3834 | #DIV/0! | #DIV/0! | 49.5 | 3 | #DIV/0! | 1 | #DIV/0! | #DIV/0! |  |  | 1
0 | 0 | 0 | 0 | 1 | 1 | 15:40 | 1792 |  | 582.4662 | 0 | 0 | 49.8789 | 49.8789 | 3.5527e-16 | 0 | 0 |  | -557.3834 | #DIV/0! | #DIV/0! | 49.5 | 3 | #DIV/0! | 1 | #DIV/0! | #DIV/0! |  |  | 1
0 | 0 | 0 | 0 | 1 | 1 | 15:41 | 1796 |  | 582.2616 | 0 | 0 | 49.8789 | 49.8789 | 3.5527e-16 | 0 | 0 |  | -557.3834 | #DIV/0! | #DIV/0! | 49.5 | 3 | #DIV/0! | 1 | #DIV/0! | #DIV/0! |  |  | 1
0 | 0 | 0 | 0 | 1 | 1 | 15:41 | 1800 |  | 582.0569 | 0 | 0 | 49.8789 | 49.8789 | 3.5527e-16 | 0 | 0 |  | -557.3834 | #DIV/0! | #DIV/0! | 49.5 | 3 | #DIV/0! | 1 | #DIV/0! | #DIV/0! |  |  | 1
0 | 0 | 0 | 0 | 1 | 1 | 15:41 | 1804 |  | 581.8522 | 0 | 0 | 49.8789 | 49.8789 | 3.5527e-16 | 0 | 0 |  | -557.3834 | #DIV/0! | #DIV/0! | 49.5 | 3 | #DIV/0! | 1 | #DIV/0! | #DIV/0! |  |  | 1
0 | 0 | 0 | 0 | 1 | 1 | 15:41 | 1808 |  | 581.6476 | 0 | 0 | 49.8789 | 49.8789 | 3.5527e-16 | 0 | 0 |  | -557.3834 | #DIV/0! | #DIV/0! | 49.5 | 3 | #DIV/0! | 1 | #DIV/0! | #DIV/0! |  |  | 1
0 | 0 | 0 | 0 | 1 | 1 | 15:41 | 1812 |  | 581.4429 | 0 | 0 | 49.8789 | 49.8789 | 3.5527e-16 | 0 | 0 |  | -557.3834 | #DIV/0! | #DIV/0! | 49.5 | 3 | #DIV/0! | 1 | #DIV/0! | #DIV/0! |  |  | 1
0 | 0 | 0 | 0 | 1 | 1 | 15:41 | 1816 |  | 581.2382 | 0 | 0 | 49.8789 | 49.8789 | 3.5527e-16 | 0 | 0 |  | -557.3834 | #DIV/0! | #DIV/0! | 49.5 | 3 | #DIV/0! | 1 | #DIV/0! | #DIV/0! |  |  | 1
0 | 0 | 0 | 0 | 1 | 1 | 15:41 | 1820 |  | 581.0336 | 0 | 0 | 49.8789 | 49.8789 | 3.5527e-16 | 0 | 0 |  | -557.3834 | #DIV/0! | #DIV/0! | 49.5 | 3 | #DIV/0! | 1 | #DIV/0! | #DIV/0! |  |  | 1
0 | 0 | 0 | 0 | 1 | 1 | 15:41 | 1824 |  | 580.8289 | 0 | 0 | 49.8789 | 49.8789 | 3.5527e-16 | 0 | 0 |  | -557.3834 | #DIV/0! | #DIV/0! | 49.5 | 3 | #DIV/0! | 1 | #DIV/0! | #DIV/0! |  |  | 1
0 | 0 | 0 | 0 | 1 | 1 | 15:41 | 1828 |  | 580.6242 | 0 | 0 | 49.8789 | 49.8789 | 3.5527e-16 | 0 | 0 |  | -557.3834 | #DIV/0! | #DIV/0! | 49.5 | 3 | #DIV/0! | 1 | #DIV/0! | #DIV/0! |  |  | 1
0 | 0 | 0 | 0 | 1 | 1 | 15:41 | 1832 |  | 580.4196 | 0 | 0 | 49.8789 | 49.8789 | 3.5527e-16 | 0 | 0 |  | -557.3834 | #DIV/0! | #DIV/0! | 49.5 | 3 | #DIV/0! | 1 | #DIV/0! | #DIV/0! |  |  | 1
0 | 0 | 0 | 0 | 1 | 1 | 15:41 | 1836 |  | 580.2149 | 0 | 0 | 49.8789 | 49.8789 | 3.5527e-16 | 0 | 0 |  | -557.3834 | #DIV/0! | #DIV/0! | 49.5 | 3 | #DIV/0! | 1 | #DIV/0! | #DIV/0! |  |  | 1
0 | 0 | 0 | 0 | 1 | 1 | 15:41 | 1840 |  | 580.0102 | 0 | 0 | 49.8789 | 49.8789 | 3.5527e-16 | 0 | 0 |  | -557.3834 | #DIV/0! | #DIV/0! | 49.5 | 3 | #DIV/0! | 1 | #DIV/0! | #DIV/0! |  |  | 1
0 | 0 | 0 | 0 | 1 | 1 | 15:41 | 1844 |  | 579.8056 | 0 | 0 | 49.8789 | 49.8789 | 3.5527e-16 | 0 | 0 |  | -557.3834 | #DIV/0! | #DIV/0! | 49.5 | 3 | #DIV/0! | 1 | #DIV/0! | #DIV/0! |  |  | 1
0 | 0 | 0 | 0 | 1 | 1 | 15:41 | 1848 |  | 579.6009 | 0 | 0 | 49.8789 | 49.8789 | 3.5527e-16 | 0 | 0 |  | -557.3834 | #DIV/0! | #DIV/0! | 49.5 | 3 | #DIV/0! | 1 | #DIV/0! | #DIV/0! |  |  | 1
0 | 0 | 0 | 0 | 1 | 1 | 15:41 | 1852 |  | 579.3962 | 0 | 0 | 49.8789 | 49.8789 | 3.5527e-16 | 0 | 0 |  | -557.3834 | #DIV/0! | #DIV/0! | 49.5 | 3 | #DIV/0! | 1 | #DIV/0! | #DIV/0! |  |  | 1
0 | 0 | 0 | 0 | 1 | 1 | 15:42 | 1856 |  | 579.1916 | 0 | 0 | 49.8789 | 49.8789 | 3.5527e-16 | 0 | 0 |  | -557.3834 | #DIV/0! | #DIV/0! | 49.5 | 3 | #DIV/0! | 1 | #DIV/0! | #DIV/0! |  |  | 1
0 | 0 | 0 | 0 | 1 | 1 | 15:42 | 1860 |  | 578.9869 | 0 | 0 | 49.8789 | 49.8789 | 3.5527e-16 | 0 | 0 |  | -557.3834 | #DIV/0! | #DIV/0! | 49.5 | 3 | #DIV/0! | 1 | #DIV/0! | #DIV/0! |  |  | 1
0 | 0 | 0 | 0 | 1 | 1 | 15:42 | 1864 |  | 578.7822 | 0 | 0 | 49.8789 | 49.8789 | 3.5527e-16 | 0 | 0 |  | -557.3834 | #DIV/0! | #DIV/0! | 49.5 | 3 | #DIV/0! | 1 | #DIV/0! | #DIV/0! |  |  | 1
0 | 0 | 0 | 0 | 1 | 1 | 15:42 | 1868 |  | 578.5776 | 0 | 0 | 49.8789 | 49.8789 | 3.5527e-16 | 0 | 0 |  | -557.3834 | #DIV/0! | #DIV/0! | 49.5 | 3 | #DIV/0! | 1 | #DIV/0! | #DIV/0! |  |  | 1
0 | 0 | 0 | 0 | 1 | 1 | 15:42 | 1872 |  | 578.3729 | 0 | 0 | 49.8789 | 49.8789 | 3.5527e-16 | 0 | 0 |  | -557.3834 | #DIV/0! | #DIV/0! | 49.5 | 3 | #DIV/0! | 1 | #DIV/0! | #DIV/0! |  |  | 1
0 | 0 | 0 | 0 | 1 | 1 | 15:42 | 1876 |  | 578.1682 | 0.071257 | 0.071257 | 49.8789 | 49.8789 | 3.5527e-16 | 0 | 0.071257 |  | -557.3121 | #DIV/0! | #DIV/0! | 49.5 | 3 | #DIV/0! | 1 | #DIV/0! | #DIV/0! |  |  | 1
0 | 0 | 0 | 0 | 1 | 1 | 15:42 | 1880 |  | 577.9636 | 0.27592 | 0.27592 | 49.8789 | 49.8789 | 3.5527e-16 | 0 | 0.27592 |  | -557.1075 | #DIV/0! | #DIV/0! | 49.5 | 3 | #DIV/0! | 1 | #DIV/0! | #DIV/0! |  |  | 1
0 | 0 | 0 | 0 | 1 | 1 | 15:42 | 1884 |  | 577.7589 | 0.48059 | 0.48059 | 49.8789 | 49.8789 | 3.5527e-16 | 0 | 0.48059 |  | -556.9028 | #DIV/0! | #DIV/0! | 49.5 | 3 | #DIV/0! | 1 | #DIV/0! | #DIV/0! |  |  | 1
0 | 0 | 0 | 0 | 1 | 1 | 15:42 | 1888 |  | 577.5542 | 0.68526 | 0.68526 | 49.8789 | 49.8789 | 3.5527e-16 | 0 | 0.68526 |  | -556.6981 | #DIV/0! | #DIV/0! | 49.5 | 3 | #DIV/0! | 1 | #DIV/0! | #DIV/0! |  |  | 1
0 | 0 | 0 | 0 | 1 | 1 | 15:42 | 1892 |  | 577.3496 | 0.88992 | 0.88992 | 49.8789 | 49.8789 | 3.5527e-16 | 0 | 0.88992 |  | -556.4935 | #DIV/0! | #DIV/0! | 49.5 | 3 | #DIV/0! | 1 | #DIV/0! | #DIV/0! |  |  | 1
0 | 0 | 0 | 0 | 1 | 1 | 15:42 | 1896 |  | 577.1449 | 1.0946 | 1.0946 | 49.8789 | 49.8789 | 3.5527e-16 | 0 | 1.0946 |  | -556.2888 | #DIV/0! | #DIV/0! | 49.5 | 3 | #DIV/0! | 1 | #DIV/0! | #DIV/0! |  |  | 1
0 | 0 | 0 | 0 | 1 | 1 | 15:42 | 1900 |  | 576.9402 | 1.2993 | 1.2993 | 49.8789 | 49.8789 | 3.5527e-16 | 0 | 1.2993 |  | -556.0841 | #DIV/0! | #DIV/0! | 49.5 | 3 | #DIV/0! | 1 | #DIV/0! | #DIV/0! |  |  | 1
0 | 0 | 0 | 0 | 1 | 1 | 15:42 | 1904 |  | 576.7356 | 1.5039 | 1.5039 | 49.8789 | 49.8789 | 3.5527e-16 | 0 | 1.5039 |  | -555.8795 | #DIV/0! | #DIV/0! | 49.5 | 3 | #DIV/0! | 1 | #DIV/0! | #DIV/0! |  |  | 1
0 | 0 | 0 | 0 | 1 | 1 | 15:42 | 1908 |  | 576.5309 | 1.7086 | 1.7086 | 49.8789 | 49.8789 | 3.5527e-16 | 0 | 1.7086 |  | -555.6748 | #DIV/0! | #DIV/0! | 49.5 | 3 | #DIV/0! | 1 | #DIV/0! | #DIV/0! |  |  | 1
0 | 0 | 0 | 0 | 1 | 1 | 15:42 | 1912 |  | 576.3262 | 1.9133 | 1.9133 | 49.8789 | 49.8789 | 3.5527e-16 | 0 | 1.9133 |  | -555.4701 | #DIV/0! | #DIV/0! | 49.5 | 3 | #DIV/0! | 1 | #DIV/0! | #DIV/0! |  |  | 1
0 | 0 | 0 | 0 | 1 | 1 | 15:43 | 1916 |  | 576.1216 | 2.1179 | 2.1179 | 49.8789 | 49.8789 | 3.5527e-16 | 0 | 2.1179 |  | -555.2655 | #DIV/0! | #DIV/0! | 49.5 | 3 | #DIV/0! | 1 | #DIV/0! | #DIV/0! |  |  | 1
0 | 0 | 0 | 0 | 1 | 1 | 15:43 | 1920 |  | 575.9169 | 2.3226 | 2.3226 | 49.8789 | 49.8789 | 3.5527e-16 | 0 | 2.3226 |  | -555.0608 | #DIV/0! | #DIV/0! | 49.5 | 3 | #DIV/0! | 1 | #DIV/0! | #DIV/0! |  |  | 1
0 | 0 | 0 | 0 | 1 | 1 | 15:43 | 1924 |  | 575.7122 | 2.5273 | 2.5273 | 49.8789 | 49.8789 | 3.5527e-16 | 0 | 2.5273 |  | -554.8561 | #DIV/0! | #DIV/0! | 49.5 | 3 | #DIV/0! | 1 | #DIV/0! | #DIV/0! |  |  | 1
0 | 0 | 0 | 0 | 1 | 1 | 15:43 | 1928 |  | 575.5076 | 2.7319 | 2.7319 | 49.8789 | 49.8789 | 3.5527e-16 | 0 | 2.7319 |  | -554.6515 | #DIV/0! | #DIV/0! | 49.5 | 3 | #DIV/0! | 1 | #DIV/0! | #DIV/0! |  |  | 1
0 | 0 | 0 | 0 | 1 | 1 | 15:43 | 1932 |  | 575.3029 | 2.9366 | 2.9366 | 49.8789 | 49.8789 | 3.5527e-16 | 0 | 2.9366 |  | -554.4468 | #DIV/0! | #DIV/0! | 49.5 | 3 | #DIV/0! | 1 | #DIV/0! | #DIV/0! |  |  | 1
0 | 0 | 0 | 0 | 1 | 1 | 15:43 | 1936 |  | 575.0982 | 3.1413 | 3.1413 | 49.8789 | 49.8789 | 3.5527e-16 | 0 | 3.1413 |  | -554.2421 | #DIV/0! | #DIV/0! | 49.5 | 3 | #DIV/0! | 1 | #DIV/0! | #DIV/0! |  |  | 1
0 | 0 | 0 | 0 | 1 | 1 | 15:43 | 1940 |  | 574.8936 | 3.3459 | 3.3459 | 49.8789 | 49.8789 | 3.5527e-16 | 0 | 3.3459 |  | -554.0375 | #DIV/0! | #DIV/0! | 49.5 | 3 | #DIV/0! | 1 | #DIV/0! | #DIV/0! |  |  | 1
0 | 0 | 0 | 0 | 1 | 1 | 15:43 | 1944 |  | 574.6889 | 3.5506 | 3.5506 | 49.8789 | 49.8789 | 3.5527e-16 | 0 | 3.5506 |  | -553.8328 | #DIV/0! | #DIV/0! | 49.5 | 3 | #DIV/0! | 1 | #DIV/0! | #DIV/0! |  |  | 1
0 | 0 | 0 | 0 | 1 | 1 | 15:43 | 1948 |  | 574.4842 | 3.7553 | 3.7553 | 49.8789 | 49.8789 | 3.5527e-16 | 0 | 3.7553 |  | -553.6281 | #DIV/0! | #DIV/0! | 49.5 | 3 | #DIV/0! | 1 | #DIV/0! | #DIV/0! |  |  | 1
0 | 0 | 0 | 0 | 1 | 1 | 15:43 | 1952 |  | 574.2796 | 3.9599 | 3.9599 | 49.8789 | 49.8789 | 3.5527e-16 | 0 | 3.9599 |  | -553.4235 | #DIV/0! | #DIV/0! | 49.5 | 3 | #DIV/0! | 1 | #DIV/0! | #DIV/0! |  |  | 1
0 | 0 | 0 | 0 | 1 | 1 | 15:43 | 1956 |  | 574.0749 | 4.1646 | 4.1646 | 49.8789 | 49.8789 | 3.5527e-16 | 0 | 4.1646 |  | -553.2188 | #DIV/0! | #DIV/0! | 49.5 | 3 | #DIV/0! | 1 | #DIV/0! | #DIV/0! |  |  | 1
0 | 0 | 0 | 0 | 1 | 1 | 15:43 | 1960 |  | 573.8702 | 4.3693 | 4.3693 | 49.8789 | 49.8789 | 3.5527e-16 | 0 | 4.3693 |  | -553.0141 | #DIV/0! | #DIV/0! | 49.5 | 3 | #DIV/0! | 1 | #DIV/0! | #DIV/0! |  |  | 1
0 | 0 | 0 | 0 | 1 | 1 | 15:43 | 1964 |  | 573.6656 | 4.5739 | 4.5739 | 49.8789 | 49.8789 | 3.5527e-16 | 0 | 4.5739 |  | -552.8095 | #DIV/0! | #DIV/0! | 49.5 | 3 | #DIV/0! | 1 | #DIV/0! | #DIV/0! |  |  | 1
0 | 0 | 0 | 0 | 1 | 1 | 15:43 | 1968 |  | 573.4609 | 4.7786 | 4.7786 | 49.8789 | 49.8789 | 3.5527e-16 | 0 | 4.7786 |  | -552.6048 | #DIV/0! | #DIV/0! | 49.5 | 3 | #DIV/0! | 1 | #DIV/0! | #DIV/0! |  |  | 1
0 | 0 | 0 | 0 | 1 | 1 | 15:43 | 1972 |  | 573.2562 | 4.9833 | 4.9833 | 49.8789 | 49.8789 | 3.5527e-16 | 0 | 4.9833 |  | -552.4001 | #DIV/0! | #DIV/0! | 49.5 | 3 | #DIV/0! | 1 | #DIV/0! | #DIV/0! |  |  | 1
0 | 0 | 0 | 0 | 1 | 1 | 15:44 | 1976 |  | 573.0516 | 5.1879 | 5.1879 | 49.8789 | 49.8789 | 3.5527e-16 | 0 | 5.1879 |  | -552.1955 | #DIV/0! | #DIV/0! | 49.5 | 3 | #DIV/0! | 1 | #DIV/0! | #DIV/0! |  |  | 1
0 | 0 | 0 | 0 | 1 | 1 | 15:44 | 1980 |  | 572.8469 | 5.3926 | 5.3926 | 49.8789 | 49.8789 | 3.5527e-16 | 0 | 5.3926 |  | -551.9908 | #DIV/0! | #DIV/0! | 49.5 | 3 | #DIV/0! | 1 | #DIV/0! | #DIV/0! |  |  | 1
0 | 0 | 0 | 0 | 1 | 1 | 15:44 | 1984 |  | 572.6422 | 5.5972 | 5.5972 | 49.8789 | 49.8789 | 3.5527e-16 | 0 | 5.5972 |  | -551.7861 | #DIV/0! | #DIV/0! | 49.5 | 3 | #DIV/0! | 1 | #DIV/0! | #DIV/0! |  |  | 1
0 | 0 | 0 | 0 | 1 | 1 | 15:44 | 1988 |  | 572.4376 | 5.8019 | 5.8019 | 49.8789 | 49.8789 | 3.5527e-16 | 0 | 5.8019 |  | -551.5815 | #DIV/0! | #DIV/0! | 49.5 | 3 | #DIV/0! | 1 | #DIV/0! | #DIV/0! |  |  | 1
0 | 0 | 0 | 0 | 1 | 1 | 15:44 | 1992 |  | 572.2329 | 6.0066 | 6.0066 | 49.8789 | 49.8789 | 3.5527e-16 | 0 | 6.0066 |  | -551.3768 | #DIV/0! | #DIV/0! | 49.5 | 3 | #DIV/0! | 1 | #DIV/0! | #DIV/0! |  |  | 1
0 | 0 | 0 | 0 | 1 | 1 | 15:44 | 1996 |  | 572.0282 | 6.2112 | 6.2112 | 49.8789 | 49.8789 | 3.5527e-16 | 0 | 6.2112 |  | -551.1722 | #DIV/0! | #DIV/0! | 49.5 | 3 | #DIV/0! | 1 | #DIV/0! | #DIV/0! |  |  | 1
0 | 0 | 0 | 0 | 1 | 1 | 15:44 | 2000 |  | 571.8236 | 6.4159 | 6.4159 | 49.8789 | 49.8789 | 3.5527e-16 | 0 | 6.4159 |  | -550.9675 | #DIV/0! | #DIV/0! | 49.5 | 3 | #DIV/0! | 1 | #DIV/0! | #DIV/0! |  |  | 1
0 | 0 | 0 | 0 | 1 | 1 | 15:44 | 2004 |  | 571.6189 | 6.6206 | 6.6206 | 49.8789 | 49.8789 | 3.5527e-16 | 0 | 6.6206 |  | -550.7628 | #DIV/0! | #DIV/0! | 49.5 | 3 | #DIV/0! | 1 | #DIV/0! | #DIV/0! |  |  | 1
0 | 0 | 0 | 0 | 1 | 1 | 15:44 | 2008 |  | 571.4142 | 6.8252 | 6.8252 | 49.8789 | 49.8789 | 3.5527e-16 | 0 | 6.8252 |  | -550.5582 | #DIV/0! | #DIV/0! | 49.5 | 3 | #DIV/0! | 1 | #DIV/0! | #DIV/0! |  |  | 1
0 | 0 | 0 | 0 | 1 | 1 | 15:44 | 2012 |  | 571.2096 | 7.0299 | 7.0299 | 49.8789 | 49.8789 | 3.5527e-16 | 0 | 7.0299 |  | -550.3535 | #DIV/0! | #DIV/0! | 49.5 | 3 | #DIV/0! | 1 | #DIV/0! | #DIV/0! |  |  | 1
0 | 0 | 0 | 0 | 1 | 1 | 15:44 | 2016 |  | 571.0049 | 7.2346 | 7.2346 | 49.8789 | 49.8789 | 3.5527e-16 | 0 | 7.2346 |  | -550.1488 | #DIV/0! | #DIV/0! | 49.5 | 3 | #DIV/0! | 1 | #DIV/0! | #DIV/0! |  |  | 1
0 | 0 | 0 | 0 | 1 | 1 | 15:44 | 2020 |  | 570.8002 | 7.4392 | 7.4392 | 49.8789 | 49.8789 | 3.5527e-16 | 0 | 7.4392 |  | -549.9442 | #DIV/0! | #DIV/0! | 49.5 | 3 | #DIV/0! | 1 | #DIV/0! | #DIV/0! |  |  | 1
0 | 0 | 0 | 0 | 1 | 1 | 15:44 | 2024 |  | 570.5956 | 7.6439 | 7.6439 | 49.8789 | 49.8789 | 3.5527e-16 | 0 | 7.6439 |  | -549.7395 | #DIV/0! | #DIV/0! | 49.5 | 3 | #DIV/0! | 1 | #DIV/0! | #DIV/0! |  |  | 1
0 | 0 | 0 | 0 | 1 | 1 | 15:44 | 2028 |  | 570.3909 | 7.8486 | 7.8486 | 49.8789 | 49.8789 | 3.5527e-16 | 0 | 7.8486 |  | -549.5348 | #DIV/0! | #DIV/0! | 49.5 | 3 | #DIV/0! | 1 | #DIV/0! | #DIV/0! |  |  | 1
0 | 0 | 0 | 0 | 1 | 1 | 15:44 | 2032 |  | 570.1862 | 8.0532 | 8.0532 | 49.8789 | 49.8789 | 3.5527e-16 | 0 | 8.0532 |  | -549.3302 | #DIV/0! | #DIV/0! | 49.5 | 3 | #DIV/0! | 1 | #DIV/0! | #DIV/0! |  |  | 1
0 | 0 | 0 | 0 | 1 | 1 | 15:45 | 2036 |  | 569.9816 | 8.2579 | 8.2579 | 49.8789 | 49.8789 | 3.5527e-16 | 0 | 8.2579 |  | -549.1255 | #DIV/0! | #DIV/0! | 49.5 | 3 | #DIV/0! | 1 | #DIV/0! | #DIV/0! |  |  | 1
0 | 0 | 0 | 0 | 1 | 1 | 15:45 | 2040 |  | 569.7769 | 8.4626 | 8.4626 | 49.8789 | 49.8789 | 3.5527e-16 | 0 | 8.4626 |  | -548.9208 | #DIV/0! | #DIV/0! | 49.5 | 3 | #DIV/0! | 1 | #DIV/0! | #DIV/0! |  |  | 1
0 | 0 | 0 | 0 | 1 | 1 | 15:45 | 2044 |  | 569.5722 | 8.6672 | 8.6672 | 49.8789 | 49.8789 | 3.5527e-16 | 0 | 8.6672 |  | -548.7162 | #DIV/0! | #DIV/0! | 49.5 | 3 | #DIV/0! | 1 | #DIV/0! | #DIV/0! |  |  | 1
0 | 0 | 0 | 0 | 1 | 1 | 15:45 | 2048 |  | 569.3676 | 8.8719 | 8.8719 | 49.8789 | 49.8789 | 3.5527e-16 | 0 | 8.8719 |  | -548.5115 | #DIV/0! | #DIV/0! | 49.5 | 3 | #DIV/0! | 1 | #DIV/0! | #DIV/0! |  |  | 1
0 | 0 | 0 | 0 | 1 | 1 | 15:45 | 2052 |  | 569.1629 | 9.0766 | 9.0766 | 49.8789 | 49.8789 | 3.5527e-16 | 0 | 9.0766 |  | -548.3068 | #DIV/0! | #DIV/0! | 49.5 | 3 | #DIV/0! | 1 | #DIV/0! | #DIV/0! |  |  | 1
0 | 0 | 0 | 0 | 1 | 1 | 15:45 | 2056 |  | 568.9582 | 9.2812 | 9.2812 | 49.8789 | 49.8789 | 3.5527e-16 | 0 | 9.2812 |  | -548.1022 | #DIV/0! | #DIV/0! | 49.5 | 3 | #DIV/0! | 1 | #DIV/0! | #DIV/0! |  |  | 1
0 | 0 | 0 | 0 | 1 | 1 | 15:45 | 2060 |  | 568.7536 | 9.4859 | 9.4859 | 49.8789 | 49.8789 | 3.5527e-16 | 0 | 9.4859 |  | -547.8975 | #DIV/0! | #DIV/0! | 49.5 | 3 | #DIV/0! | 1 | #DIV/0! | #DIV/0! |  |  | 1
0 | 0 | 0 | 0 | 1 | 1 | 15:45 | 2064 |  | 568.5489 | 9.6906 | 9.6906 | 49.8789 | 49.8789 | 3.5527e-16 | 0 | 9.6906 |  | -547.6928 | #DIV/0! | #DIV/0! | 49.5 | 3 | #DIV/0! | 1 | #DIV/0! | #DIV/0! |  |  | 1
0 | 0 | 0 | 0 | 1 | 1 | 15:45 | 2068 |  | 568.3442 | 9.8952 | 9.8952 | 49.8789 | 49.8789 | 3.5527e-16 | 0 | 9.8952 |  | -547.4882 | #DIV/0! | #DIV/0! | 49.5 | 3 | #DIV/0! | 1 | #DIV/0! | #DIV/0! |  |  | 1
0 | 0 | 0 | 0 | 1 | 1 | 15:45 | 2072 |  | 568.1396 | 10.0999 | 10.0999 | 49.8789 | 49.8789 | 3.5527e-16 | 0 | 10.0999 |  | -547.2835 | #DIV/0! | #DIV/0! | 49.5 | 3 | #DIV/0! | 1 | #DIV/0! | #DIV/0! |  |  | 1
0 | 0 | 0 | 0 | 1 | 1 | 15:45 | 2076 |  | 567.9349 | 10.3046 | 10.3046 | 49.8789 | 49.8789 | 3.5527e-16 | 0 | 10.3046 |  | -547.0788 | #DIV/0! | #DIV/0! | 49.5 | 3 | #DIV/0! | 1 | #DIV/0! | #DIV/0! |  |  | 1
0 | 0 | 0 | 0 | 1 | 1 | 15:45 | 2080 |  | 567.7302 | 10.5092 | 10.5092 | 49.8789 | 49.8789 | 3.5527e-16 | 0 | 10.5092 |  | -546.8742 | #DIV/0! | #DIV/0! | 49.5 | 3 | #DIV/0! | 1 | #DIV/0! | #DIV/0! |  |  | 1
0 | 0 | 0 | 0 | 1 | 1 | 15:45 | 2084 |  | 567.5256 | 10.7139 | 10.7139 | 49.8789 | 49.8789 | 3.5527e-16 | 0 | 10.7139 |  | -546.6695 | #DIV/0! | #DIV/0! | 49.5 | 3 | #DIV/0! | 1 | #DIV/0! | #DIV/0! |  |  | 1
0 | 0 | 0 | 0 | 1 | 1 | 15:45 | 2088 |  | 567.3209 | 10.9186 | 10.9186 | 49.8789 | 49.8789 | 3.5527e-16 | 0 | 10.9186 |  | -546.4648 | #DIV/0! | #DIV/0! | 49.5 | 3 | #DIV/0! | 1 | #DIV/0! | #DIV/0! |  |  | 1
0 | 0 | 0 | 0 | 1 | 1 | 15:45 | 2092 |  | 567.1162 | 11.1232 | 11.1232 | 49.8789 | 49.8789 | 3.5527e-16 | 0 | 11.1232 |  | -546.2602 | #DIV/0! | #DIV/0! | 49.5 | 3 | #DIV/0! | 1 | #DIV/0! | #DIV/0! |  |  | 1
0 | 0 | 0 | 0 | 1 | 1 | 15:46 | 2096 |  | 566.9116 | 11.3279 | 11.3279 | 49.8789 | 49.8789 | 3.5527e-16 | 0 | 11.3279 |  | -546.0555 | #DIV/0! | #DIV/0! | 49.5 | 3 | #DIV/0! | 1 | #DIV/0! | #DIV/0! |  |  | 1
0 | 0 | 0 | 0 | 1 | 1 | 15:46 | 2100 |  | 566.7069 | 11.5326 | 11.5326 | 49.8789 | 49.8789 | 3.5527e-16 | 0 | 11.5326 |  | -545.8508 | #DIV/0! | #DIV/0! | 49.5 | 3 | #DIV/0! | 1 | #DIV/0! | #DIV/0! |  |  | 1
0 | 0 | 0 | 0 | 1 | 1 | 15:46 | 2104 |  | 566.5022 | 11.7372 | 11.7372 | 49.8789 | 49.8789 | 3.5527e-16 | 0 | 11.7372 |  | -545.6462 | #DIV/0! | #DIV/0! | 49.5 | 3 | #DIV/0! | 1 | #DIV/0! | #DIV/0! |  |  | 1
0 | 0 | 0 | 0 | 1 | 1 | 15:46 | 2108 |  | 566.2976 | 11.9419 | 11.9419 | 49.8789 | 49.8789 | 3.5527e-16 | 0 | 11.9419 |  | -545.4415 | #DIV/0! | #DIV/0! | 49.5 | 3 | #DIV/0! | 1 | #DIV/0! | #DIV/0! |  |  | 1
0 | 0 | 0 | 0 | 1 | 1 | 15:46 | 2112 |  | 566.0929 | 12.1466 | 12.1466 | 49.8789 | 49.8789 | 3.5527e-16 | 0 | 12.1466 |  | -545.2368 | #DIV/0! | #DIV/0! | 49.5 | 3 | #DIV/0! | 1 | #DIV/0! | #DIV/0! |  |  | 1
0 | 0 | 0 | 0 | 1 | 1 | 15:46 | 2116 |  | 565.8883 | 12.3512 | 12.3512 | 49.8789 | 49.8789 | 3.5527e-16 | 0 | 12.3512 |  | -545.0322 | #DIV/0! | #DIV/0! | 49.5 | 3 | #DIV/0! | 1 | #DIV/0! | #DIV/0! |  |  | 1
0 | 0 | 0 | 0 | 1 | 1 | 15:46 | 2120 |  | 565.6836 | 12.5559 | 12.5559 | 49.8789 | 49.8789 | 3.5527e-16 | 0 | 12.5559 |  | -544.8275 | #DIV/0! | #DIV/0! | 49.5 | 3 | #DIV/0! | 1 | #DIV/0! | #DIV/0! |  |  | 1
0 | 0 | 0 | 0 | 1 | 1 | 15:46 | 2124 |  | 565.4789 | 12.7606 | 12.7606 | 49.8789 | 49.8789 | 3.5527e-16 | 0 | 12.7606 |  | -544.6228 | #DIV/0! | #DIV/0! | 49.5 | 3 | #DIV/0! | 1 | #DIV/0! | #DIV/0! |  |  | 1
0 | 0 | 0 | 0 | 1 | 1 | 15:46 | 2128 |  | 565.2743 | 12.9652 | 12.9652 | 49.8789 | 49.8789 | 3.5527e-16 | 0 | 12.9652 |  | -544.4182 | #DIV/0! | #DIV/0! | 49.5 | 3 | #DIV/0! | 1 | #DIV/0! | #DIV/0! |  |  | 1
0 | 0 | 0 | 0 | 1 | 1 | 15:46 | 2132 |  | 565.0696 | 13.1699 | 13.1699 | 49.8789 | 49.8789 | 3.5527e-16 | 0 | 13.1699 |  | -544.2135 | #DIV/0! | #DIV/0! | 49.5 | 3 | #DIV/0! | 1 | #DIV/0! | #DIV/0! |  |  | 1
0 | 0 | 0 | 0 | 1 | 1 | 15:46 | 2136 |  | 564.8649 | 13.3746 | 13.3746 | 49.8789 | 49.8789 | 3.5527e-16 | 0 | 13.3746 |  | -544.0088 | #DIV/0! | #DIV/0! | 49.5 | 3 | #DIV/0! | 1 | #DIV/0! | #DIV/0! |  |  | 1
0 | 0 | 0 | 0 | 1 | 1 | 15:46 | 2140 |  | 564.6603 | 13.5792 | 13.5792 | 49.8789 | 49.8789 | 3.5527e-16 | 0 | 13.5792 |  | -543.8042 | #DIV/0! | #DIV/0! | 49.5 | 3 | #DIV/0! | 1 | #DIV/0! | #DIV/0! |  |  | 1
0 | 0 | 0 | 0 | 1 | 1 | 15:46 | 2144 |  | 564.4556 | 13.7839 | 13.7839 | 49.8789 | 49.8789 | 3.5527e-16 | 0 | 13.7839 |  | -543.5995 | #DIV/0! | #DIV/0! | 49.5 | 3 | #DIV/0! | 1 | #DIV/0! | #DIV/0! |  |  | 1
0 | 0 | 0 | 0 | 1 | 1 | 15:46 | 2148 |  | 564.2509 | 13.9886 | 13.9886 | 49.8789 | 49.8789 | 3.5527e-16 | 0 | 13.9886 |  | -543.3948 | #DIV/0! | #DIV/0! | 49.5 | 3 | #DIV/0! | 1 | #DIV/0! | #DIV/0! |  |  | 1
0 | 0 | 0 | 0 | 1 | 1 | 15:46 | 2152 |  | 564.0463 | 14.1932 | 14.1932 | 49.8789 | 49.8789 | 3.5527e-16 | 0 | 14.1932 |  | -543.1902 | #DIV/0! | #DIV/0! | 49.5 | 3 | #DIV/0! | 1 | #DIV/0! | #DIV/0! |  |  | 1
0 | 0 | 0 | 0 | 1 | 1 | 15:47 | 2156 |  | 563.8416 | 14.3979 | 14.3979 | 49.8789 | 49.8789 | 3.5527e-16 | 0 | 14.3979 |  | -542.9855 | #DIV/0! | #DIV/0! | 49.5 | 3 | #DIV/0! | 1 | #DIV/0! | #DIV/0! |  |  | 1
0 | 0 | 0 | 0 | 1 | 1 | 15:47 | 2160 |  | 563.6369 | 14.6026 | 14.6026 | 49.8789 | 49.8789 | 3.5527e-16 | 0 | 14.6026 |  | -542.7808 | #DIV/0! | #DIV/0! | 49.5 | 3 | #DIV/0! | 1 | #DIV/0! | #DIV/0! |  |  | 1
0 | 0 | 0 | 0 | 1 | 1 | 15:47 | 2164 |  | 563.4323 | 14.8072 | 14.8072 | 49.8789 | 49.8789 | 3.5527e-16 | 0 | 14.8072 |  | -542.5762 | #DIV/0! | #DIV/0! | 49.5 | 3 | #DIV/0! | 1 | #DIV/0! | #DIV/0! |  |  | 1
0 | 0 | 0 | 0 | 1 | 1 | 15:47 | 2168 |  | 563.2276 | 15.0119 | 15.0119 | 49.8789 | 49.8789 | 3.5527e-16 | 0 | 15.0119 |  | -542.3715 | #DIV/0! | #DIV/0! | 49.5 | 3 | #DIV/0! | 1 | #DIV/0! | #DIV/0! |  |  | 1
0 | 0 | 0 | 0 | 1 | 1 | 15:47 | 2172 |  | 563.0229 | 15.2166 | 15.2166 | 49.8789 | 49.8789 | 3.5527e-16 | 0 | 15.2166 |  | -542.1668 | #DIV/0! | #DIV/0! | 49.5 | 3 | #DIV/0! | 1 | #DIV/0! | #DIV/0! |  |  | 1
0 | 0 | 0 | 0 | 1 | 1 | 15:47 | 2176 |  | 562.8183 | 15.4212 | 15.4212 | 49.8789 | 49.8789 | 3.5527e-16 | 0 | 15.4212 |  | -541.9622 | #DIV/0! | #DIV/0! | 49.5 | 3 | #DIV/0! | 1 | #DIV/0! | #DIV/0! |  |  | 1
0 | 0 | 0 | 0 | 1 | 1 | 15:47 | 2180 |  | 562.6136 | 15.6259 | 15.6259 | 49.8789 | 49.8789 | 3.5527e-16 | 0 | 15.6259 |  | -541.7575 | #DIV/0! | #DIV/0! | 49.5 | 3 | #DIV/0! | 1 | #DIV/0! | #DIV/0! |  |  | 1
0 | 0 | 0 | 0 | 1 | 1 | 15:47 | 2184 |  | 562.4089 | 15.8306 | 15.8306 | 49.8789 | 49.8789 | 3.5527e-16 | 0 | 15.8306 |  | -541.5528 | #DIV/0! | #DIV/0! | 49.5 | 3 | #DIV/0! | 1 | #DIV/0! | #DIV/0! |  |  | 1
0 | 0 | 0 | 0 | 1 | 1 | 15:47 | 2188 |  | 562.2043 | 16.0352 | 16.0352 | 49.8789 | 49.8789 | 3.5527e-16 | 0 | 16.0352 |  | -541.3482 | #DIV/0! | #DIV/0! | 49.5 | 3 | #DIV/0! | 1 | #DIV/0! | #DIV/0! |  |  | 1
0 | 0 | 0 | 0 | 1 | 1 | 15:47 | 2192 |  | 561.9996 | 16.2399 | 16.2399 | 49.8789 | 49.8789 | 3.5527e-16 | 0 | 16.2399 |  | -541.1435 | #DIV/0! | #DIV/0! | 49.5 | 3 | #DIV/0! | 1 | #DIV/0! | #DIV/0! |  |  | 1
0 | 0 | 0 | 0 | 1 | 1 | 15:47 | 2196 |  | 561.7949 | 16.4446 | 16.4446 | 49.8789 | 49.8789 | 3.5527e-16 | 0 | 16.4446 |  | -540.9388 | #DIV/0! | #DIV/0! | 49.5 | 3 | #DIV/0! | 1 | #DIV/0! | #DIV/0! |  |  | 1
0 | 0 | 0 | 0 | 1 | 1 | 15:47 | 2200 |  | 561.5903 | 16.6492 | 16.6492 | 49.8789 | 49.8789 | 3.5527e-16 | 0 | 16.6492 |  | -540.7342 | #DIV/0! | #DIV/0! | 49.5 | 3 | #DIV/0! | 1 | #DIV/0! | #DIV/0! |  |  | 1
0 | 0 | 0 | 0 | 1 | 1 | 15:47 | 2204 |  | 561.3856 | 16.8539 | 16.8539 | 49.8789 | 49.8789 | 3.5527e-16 | 0 | 16.8539 |  | -540.5295 | #DIV/0! | #DIV/0! | 49.5 | 3 | #DIV/0! | 1 | #DIV/0! | #DIV/0! |  |  | 1
0 | 0 | 0 | 0 | 1 | 1 | 15:47 | 2208 |  | 561.1809 | 17.0586 | 17.0586 | 49.8789 | 49.8789 | 3.5527e-16 | 0 | 17.0586 |  | -540.3248 | #DIV/0! | #DIV/0! | 49.5 | 3 | #DIV/0! | 1 | #DIV/0! | #DIV/0! |  |  | 1
0 | 0 | 0 | 0 | 1 | 1 | 15:47 | 2212 |  | 560.9763 | 17.2632 | 17.2632 | 49.8789 | 49.8789 | 3.5527e-16 | 0 | 17.2632 |  | -540.1202 | #DIV/0! | #DIV/0! | 49.5 | 3 | #DIV/0! | 1 | #DIV/0! | #DIV/0! |  |  | 1
0 | 0 | 0 | 0 | 1 | 1 | 15:48 | 2216 |  | 560.7716 | 17.4679 | 17.4679 | 49.8789 | 49.8789 | 3.5527e-16 | 0 | 17.4679 |  | -539.9155 | #DIV/0! | #DIV/0! | 49.5 | 3 | #DIV/0! | 1 | #DIV/0! | #DIV/0! |  |  | 1
0 | 0 | 0 | 0 | 1 | 1 | 15:48 | 2220 |  | 560.5669 | 17.6726 | 17.6726 | 49.8789 | 49.8789 | 3.5527e-16 | 0 | 17.6726 |  | -539.7108 | #DIV/0! | #DIV/0! | 49.5 | 3 | #DIV/0! | 1 | #DIV/0! | #DIV/0! |  |  | 1
0 | 0 | 0 | 0 | 1 | 1 | 15:48 | 2224 |  | 560.3623 | 17.8772 | 17.8772 | 49.8789 | 49.8789 | 3.5527e-16 | 0 | 17.8772 |  | -539.5062 | #DIV/0! | #DIV/0! | 49.5 | 3 | #DIV/0! | 1 | #DIV/0! | #DIV/0! |  |  | 1
0 | 0 | 0 | 0 | 1 | 1 | 15:48 | 2228 |  | 560.1576 | 18.0819 | 18.0819 | 49.8789 | 49.8789 | 3.5527e-16 | 0 | 18.0819 |  | -539.3015 | #DIV/0! | #DIV/0! | 49.5 | 3 | #DIV/0! | 1 | #DIV/0! | #DIV/0! |  |  | 1
0 | 0 | 0 | 0 | 1 | 1 | 15:48 | 2232 |  | 559.9529 | 18.2866 | 18.2866 | 49.8789 | 49.8789 | 3.5527e-16 | 0 | 18.2866 |  | -539.0968 | #DIV/0! | #DIV/0! | 49.5 | 3 | #DIV/0! | 1 | #DIV/0! | #DIV/0! |  |  | 1
0 | 0 | 0 | 0 | 1 | 1 | 15:48 | 2236 |  | 559.7483 | 18.4912 | 18.4912 | 49.8789 | 49.8789 | 3.5527e-16 | 0 | 18.4912 |  | -538.8922 | #DIV/0! | #DIV/0! | 49.5 | 3 | #DIV/0! | 1 | #DIV/0! | #DIV/0! |  |  | 1
0 | 0 | 0 | 0 | 1 | 1 | 15:48 | 2240 |  | 559.5436 | 18.6959 | 18.6959 | 49.8789 | 49.8789 | 3.5527e-16 | 0 | 18.6959 |  | -538.6875 | #DIV/0! | #DIV/0! | 49.5 | 3 | #DIV/0! | 1 | #DIV/0! | #DIV/0! |  |  | 1
0 | 0 | 0 | 0 | 1 | 1 | 15:48 | 2244 |  | 559.3389 | 18.9006 | 18.9006 | 49.8789 | 49.8789 | 3.5527e-16 | 0 | 18.9006 |  | -538.4828 | #DIV/0! | #DIV/0! | 49.5 | 3 | #DIV/0! | 1 | #DIV/0! | #DIV/0! |  |  | 1
0 | 0 | 0 | 0 | 1 | 1 | 15:48 | 2248 |  | 559.1343 | 19.1052 | 19.1052 | 49.8789 | 49.8789 | 3.5527e-16 | 0 | 19.1052 |  | -538.2782 | #DIV/0! | #DIV/0! | 49.5 | 3 | #DIV/0! | 1 | #DIV/0! | #DIV/0! |  |  | 1
0 | 0 | 0 | 0 | 1 | 1 | 15:48 | 2252 |  | 558.9296 | 19.3099 | 19.3099 | 49.8789 | 49.8789 | 3.5527e-16 | 0 | 19.3099 |  | -538.0735 | #DIV/0! | #DIV/0! | 49.5 | 3 | #DIV/0! | 1 | #DIV/0! | #DIV/0! |  |  | 1
0 | 0 | 0 | 0 | 1 | 1 | 15:48 | 2256 |  | 558.7249 | 19.5146 | 19.5146 | 49.8789 | 49.8789 | 3.5527e-16 | 0 | 19.5146 |  | -537.8688 | #DIV/0! | #DIV/0! | 49.5 | 3 | #DIV/0! | 1 | #DIV/0! | #DIV/0! |  |  | 1
0 | 0 | 0 | 0 | 1 | 1 | 15:48 | 2260 |  | 558.5203 | 19.7192 | 19.7192 | 49.8789 | 49.8789 | 3.5527e-16 | 0 | 19.7192 |  | -537.6642 | #DIV/0! | #DIV/0! | 49.5 | 3 | #DIV/0! | 1 | #DIV/0! | #DIV/0! |  |  | 1
0 | 0 | 0 | 0 | 1 | 1 | 15:48 | 2264 |  | 558.3156 | 19.9239 | 19.9239 | 49.8789 | 49.8789 | 3.5527e-16 | 0 | 19.9239 |  | -537.4595 | #DIV/0! | #DIV/0! | 49.5 | 3 | #DIV/0! | 1 | #DIV/0! | #DIV/0! |  |  | 1
0 | 0 | 0 | 0 | 1 | 1 | 15:48 | 2268 |  | 558.1109 | 20.1286 | 20.1286 | 49.8789 | 49.8789 | 3.5527e-16 | 0 | 20.1286 |  | -537.2548 | #DIV/0! | #DIV/0! | 49.5 | 3 | #DIV/0! | 1 | #DIV/0! | #DIV/0! |  |  | 1
0 | 0 | 0 | 0 | 1 | 1 | 15:48 | 2272 |  | 557.9063 | 20.3332 | 20.3332 | 49.8789 | 49.8789 | 3.5527e-16 | 0 | 20.3332 |  | -537.0502 | #DIV/0! | #DIV/0! | 49.5 | 3 | #DIV/0! | 1 | #DIV/0! | #DIV/0! |  |  | 1
0 | 0 | 0 | 0 | 1 | 1 | 15:49 | 2276 |  | 557.7016 | 20.5379 | 20.5379 | 49.8789 | 49.8789 | 3.5527e-16 | 0 | 20.5379 |  | -536.8455 | #DIV/0! | #DIV/0! | 49.5 | 3 | #DIV/0! | 1 | #DIV/0! | #DIV/0! |  |  | 1
0 | 0 | 0 | 0 | 1 | 1 | 15:49 | 2280 |  | 557.4969 | 20.7426 | 20.7426 | 49.8789 | 49.8789 | 3.5527e-16 | 0 | 20.7426 |  | -536.6408 | #DIV/0! | #DIV/0! | 49.5 | 3 | #DIV/0! | 1 | #DIV/0! | #DIV/0! |  |  | 1
0 | 0 | 0 | 0 | 1 | 1 | 15:49 | 2284 |  | 557.2923 | 20.9472 | 20.9472 | 49.8789 | 49.8789 | 3.5527e-16 | 0 | 20.9472 |  | -536.4362 | #DIV/0! | #DIV/0! | 49.5 | 3 | #DIV/0! | 1 | #DIV/0! | #DIV/0! |  |  | 1
0 | 0 | 0 | 0 | 1 | 1 | 15:49 | 2288 |  | 557.0876 | 21.1519 | 21.1519 | 49.8789 | 49.8789 | 3.5527e-16 | 0 | 21.1519 |  | -536.2315 | #DIV/0! | #DIV/0! | 49.5 | 3 | #DIV/0! | 1 | #DIV/0! | #DIV/0! |  |  | 1
0 | 0 | 0 | 0 | 1 | 1 | 15:49 | 2292 |  | 556.8829 | 21.3566 | 21.3566 | 49.8789 | 49.8789 | 3.5527e-16 | 0 | 21.3566 |  | -536.0268 | #DIV/0! | #DIV/0! | 49.5 | 3 | #DIV/0! | 1 | #DIV/0! | #DIV/0! |  |  | 1
0 | 0 | 0 | 0 | 1 | 1 | 15:49 | 2296 |  | 556.6783 | 21.5612 | 21.5612 | 49.8789 | 49.8789 | 3.5527e-16 | 0 | 21.5612 |  | -535.8222 | #DIV/0! | #DIV/0! | 49.5 | 3 | #DIV/0! | 1 | #DIV/0! | #DIV/0! |  |  | 1
0 | 0 | 0 | 0 | 1 | 1 | 15:49 | 2300 |  | 556.4736 | 21.7659 | 21.7659 | 49.8789 | 49.8789 | 3.5527e-16 | 0 | 21.7659 |  | -535.6175 | #DIV/0! | #DIV/0! | 49.5 | 3 | #DIV/0! | 1 | #DIV/0! | #DIV/0! |  |  | 1
0 | 0 | 0 | 0 | 1 | 1 | 15:49 | 2304 |  | 556.2689 | 21.9706 | 21.9706 | 49.8789 | 49.8789 | 3.5527e-16 | 0 | 21.9706 |  | -535.4128 | #DIV/0! | #DIV/0! | 49.5 | 3 | #DIV/0! | 1 | #DIV/0! | #DIV/0! |  |  | 1
0 | 0 | 0 | 0 | 1 | 1 | 15:49 | 2308 |  | 556.0643 | 22.1752 | 22.1752 | 49.8789 | 49.8789 | 3.5527e-16 | 0 | 22.1752 |  | -535.2082 | #DIV/0! | #DIV/0! | 49.5 | 3 | #DIV/0! | 1 | #DIV/0! | #DIV/0! |  |  | 1
0 | 0 | 0 | 0 | 1 | 1 | 15:49 | 2312 |  | 555.8596 | 22.3799 | 22.3799 | 49.8789 | 49.8789 | 3.5527e-16 | 0 | 22.3799 |  | -535.0035 | #DIV/0! | #DIV/0! | 49.5 | 3 | #DIV/0! | 1 | #DIV/0! | #DIV/0! |  |  | 1
0 | 0 | 0 | 0 | 1 | 1 | 15:49 | 2316 |  | 555.6549 | 22.5846 | 22.5846 | 49.8789 | 49.8789 | 3.5527e-16 | 0 | 22.5846 |  | -534.7988 | #DIV/0! | #DIV/0! | 49.5 | 3 | #DIV/0! | 1 | #DIV/0! | #DIV/0! |  |  | 1
0 | 0 | 0 | 0 | 1 | 1 | 15:49 | 2320 |  | 555.4503 | 22.7892 | 22.7892 | 49.8789 | 49.8789 | 3.5527e-16 | 0 | 22.7892 |  | -534.5942 | #DIV/0! | #DIV/0! | 49.5 | 3 | #DIV/0! | 1 | #DIV/0! | #DIV/0! |  |  | 1
0 | 0 | 0 | 0 | 1 | 1 | 15:49 | 2324 |  | 555.2456 | 22.9939 | 22.9939 | 49.8789 | 49.8789 | 3.5527e-16 | 0 | 22.9939 |  | -534.3895 | #DIV/0! | #DIV/0! | 49.5 | 3 | #DIV/0! | 1 | #DIV/0! | #DIV/0! |  |  | 1
0 | 0 | 0 | 0 | 1 | 1 | 15:49 | 2328 |  | 555.0409 | 23.1986 | 23.1986 | 49.8789 | 49.8789 | 3.5527e-16 | 0 | 23.1986 |  | -534.1848 | #DIV/0! | #DIV/0! | 49.5 | 3 | #DIV/0! | 1 | #DIV/0! | #DIV/0! |  |  | 1
0 | 0 | 0 | 0 | 1 | 1 | 15:49 | 2332 |  | 554.8363 | 23.4032 | 23.4032 | 49.8789 | 49.8789 | 3.5527e-16 | 0 | 23.4032 |  | -533.9802 | #DIV/0! | #DIV/0! | 49.5 | 3 | #DIV/0! | 1 | #DIV/0! | #DIV/0! |  |  | 1
0 | 0 | 0 | 0 | 1 | 1 | 15:50 | 2336 |  | 554.6316 | 23.6079 | 23.6079 | 49.8789 | 49.8789 | 3.5527e-16 | 0 | 23.6079 |  | -533.7755 | #DIV/0! | #DIV/0! | 49.5 | 3 | #DIV/0! | 1 | #DIV/0! | #DIV/0! |  |  | 1
0 | 0 | 0 | 0 | 1 | 1 | 15:50 | 2340 |  | 554.4269 | 23.8126 | 23.8126 | 49.8789 | 49.8789 | 3.5527e-16 | 0 | 23.8126 |  | -533.5708 | #DIV/0! | #DIV/0! | 49.5 | 3 | #DIV/0! | 1 | #DIV/0! | #DIV/0! |  |  | 1
0 | 0 | 0 | 0 | 1 | 1 | 15:50 | 2344 |  | 554.2223 | 24.0172 | 24.0172 | 49.8789 | 49.8789 | 3.5527e-16 | 0 | 24.0172 |  | -533.3662 | #DIV/0! | #DIV/0! | 49.5 | 3 | #DIV/0! | 1 | #DIV/0! | #DIV/0! |  |  | 1
0 | 0 | 0 | 0 | 1 | 1 | 15:50 | 2348 |  | 554.0176 | 24.2219 | 24.2219 | 49.8789 | 49.8789 | 3.5527e-16 | 0 | 24.2219 |  | -533.1615 | #DIV/0! | #DIV/0! | 49.5 | 3 | #DIV/0! | 1 | #DIV/0! | #DIV/0! |  |  | 1
0 | 0 | 0 | 0 | 1 | 1 | 15:50 | 2352 |  | 553.8129 | 24.4266 | 24.4266 | 49.8789 | 49.8789 | 3.5527e-16 | 0 | 24.4266 |  | -532.9568 | #DIV/0! | #DIV/0! | 49.5 | 3 | #DIV/0! | 1 | #DIV/0! | #DIV/0! |  |  | 1
0 | 0 | 0 | 0 | 1 | 1 | 15:50 | 2356 |  | 553.6083 | 24.6312 | 24.6312 | 49.8789 | 49.8789 | 3.5527e-16 | 0 | 24.6312 |  | -532.7522 | #DIV/0! | #DIV/0! | 49.5 | 3 | #DIV/0! | 1 | #DIV/0! | #DIV/0! |  |  | 1
0 | 0 | 0 | 0 | 1 | 1 | 15:50 | 2360 |  | 553.4036 | 24.8359 | 24.8359 | 49.8789 | 49.8789 | 3.5527e-16 | 0 | 24.8359 |  | -532.5475 | #DIV/0! | #DIV/0! | 49.5 | 3 | #DIV/0! | 1 | #DIV/0! | #DIV/0! |  |  | 1
0 | 0 | 0 | 0 | 1 | 1 | 15:50 | 2364 |  | 553.1989 | 25.0406 | 25.0406 | 49.8789 | 49.8789 | 3.5527e-16 | 0 | 25.0406 |  | -532.3428 | #DIV/0! | #DIV/0! | 49.5 | 3 | #DIV/0! | 1 | #DIV/0! | #DIV/0! |  |  | 1
0 | 0 | 0 | 0 | 1 | 1 | 15:50 | 2368 |  | 552.9943 | 25.2452 | 25.2452 | 49.8789 | 49.8789 | 3.5527e-16 | 0 | 25.2452 |  | -532.1382 | #DIV/0! | #DIV/0! | 49.5 | 3 | #DIV/0! | 1 | #DIV/0! | #DIV/0! |  |  | 1
0 | 0 | 0 | 0 | 1 | 1 | 15:50 | 2372 |  | 552.7896 | 25.4499 | 25.4499 | 49.8789 | 49.8789 | 3.5527e-16 | 0 | 25.4499 |  | -531.9335 | #DIV/0! | #DIV/0! | 49.5 | 3 | #DIV/0! | 1 | #DIV/0! | #DIV/0! |  |  | 1
0 | 0 | 0 | 0 | 1 | 1 | 15:50 | 2376 |  | 552.5849 | 25.6546 | 25.6546 | 49.8789 | 49.8789 | 3.5527e-16 | 0 | 25.6546 |  | -531.7288 | #DIV/0! | #DIV/0! | 49.5 | 3 | #DIV/0! | 1 | #DIV/0! | #DIV/0! |  |  | 1
0 | 0 | 0 | 0 | 1 | 1 | 15:50 | 2380 |  | 552.3803 | 25.8592 | 25.8592 | 49.8789 | 49.8789 | 3.5527e-16 | 0 | 25.8592 |  | -531.5242 | #DIV/0! | #DIV/0! | 49.5 | 3 | #DIV/0! | 1 | #DIV/0! | #DIV/0! |  |  | 1
0 | 0 | 0 | 0 | 1 | 1 | 15:50 | 2384 |  | 552.1756 | 26.0639 | 26.0639 | 49.8789 | 49.8789 | 3.5527e-16 | 0 | 26.0639 |  | -531.3195 | #DIV/0! | #DIV/0! | 49.5 | 3 | #DIV/0! | 1 | #DIV/0! | #DIV/0! |  |  | 1
0 | 0 | 0 | 0 | 1 | 1 | 15:50 | 2388 |  | 551.9709 | 26.2686 | 26.2686 | 49.8789 | 49.8789 | 3.5527e-16 | 0 | 26.2686 |  | -531.1148 | #DIV/0! | #DIV/0! | 49.5 | 3 | #DIV/0! | 1 | #DIV/0! | #DIV/0! |  |  | 1
0 | 0 | 0 | 0 | 1 | 1 | 15:50 | 2392 |  | 551.7663 | 26.4732 | 26.4732 | 49.8789 | 49.8789 | 3.5527e-16 | 0 | 26.4732 |  | -530.9102 | #DIV/0! | #DIV/0! | 49.5 | 3 | #DIV/0! | 1 | #DIV/0! | #DIV/0! |  |  | 1
0 | 0 | 0 | 0 | 1 | 1 | 15:51 | 2396 |  | 551.5616 | 26.6779 | 26.6779 | 49.8789 | 49.8789 | 3.5527e-16 | 0 | 26.6779 |  | -530.7055 | #DIV/0! | #DIV/0! | 49.5 | 3 | #DIV/0! | 1 | #DIV/0! | #DIV/0! |  |  | 1
0 | 0 | 0 | 0 | 1 | 1 | 15:51 | 2400 |  | 551.3569 | 26.8826 | 26.8826 | 49.8789 | 49.8789 | 3.5527e-16 | 0 | 26.8826 |  | -530.5008 | #DIV/0! | #DIV/0! | 49.5 | 3 | #DIV/0! | 1 | #DIV/0! | #DIV/0! |  |  | 1
0 | 0 | 0 | 0 | 1 | 1 | 15:51 | 2404 |  | 551.1523 | 27.0872 | 27.0872 | 49.8789 | 49.8789 | 3.5527e-16 | 0 | 27.0872 |  | -530.2962 | #DIV/0! | #DIV/0! | 49.5 | 3 | #DIV/0! | 1 | #DIV/0! | #DIV/0! |  |  | 1
0 | 0 | 0 | 0 | 1 | 1 | 15:51 | 2408 |  | 550.9476 | 27.2919 | 27.2919 | 49.8789 | 49.8789 | 3.5527e-16 | 0 | 27.2919 |  | -530.0915 | #DIV/0! | #DIV/0! | 49.5 | 3 | #DIV/0! | 1 | #DIV/0! | #DIV/0! |  |  | 1
0 | 0 | 0 | 0 | 1 | 1 | 15:51 | 2412 |  | 550.7429 | 27.4966 | 27.4966 | 49.8789 | 49.8789 | 3.5527e-16 | 0 | 27.4966 |  | -529.8868 | #DIV/0! | #DIV/0! | 49.5 | 3 | #DIV/0! | 1 | #DIV/0! | #DIV/0! |  |  | 1
0 | 0 | 0 | 0 | 1 | 1 | 15:51 | 2416 |  | 550.5383 | 27.7012 | 27.7012 | 49.8789 | 49.8789 | 3.5527e-16 | 0 | 27.7012 |  | -529.6822 | #DIV/0! | #DIV/0! | 49.5 | 3 | #DIV/0! | 1 | #DIV/0! | #DIV/0! |  |  | 1
0 | 0 | 0 | 0 | 1 | 1 | 15:51 | 2420 |  | 550.3336 | 27.9059 | 27.9059 | 49.8789 | 49.8789 | 3.5527e-16 | 0 | 27.9059 |  | -529.4775 | #DIV/0! | #DIV/0! | 49.5 | 3 | #DIV/0! | 1 | #DIV/0! | #DIV/0! |  |  | 1
0 | 0 | 0 | 0 | 1 | 1 | 15:51 | 2424 |  | 550.1289 | 28.1106 | 28.1106 | 49.8789 | 49.8789 | 3.5527e-16 | 0 | 28.1106 |  | -529.2728 | #DIV/0! | #DIV/0! | 49.5 | 3 | #DIV/0! | 1 | #DIV/0! | #DIV/0! |  |  | 1
0 | 0 | 0 | 0 | 1 | 1 | 15:51 | 2428 |  | 549.9243 | 28.3152 | 28.3152 | 49.8789 | 49.8789 | 3.5527e-16 | 0 | 28.3152 |  | -529.0682 | #DIV/0! | #DIV/0! | 49.5 | 3 | #DIV/0! | 1 | #DIV/0! | #DIV/0! |  |  | 1
0 | 0 | 0 | 0 | 1 | 1 | 15:51 | 2432 |  | 549.7196 | 28.5199 | 28.5199 | 49.8789 | 49.8789 | 3.5527e-16 | 0 | 28.5199 |  | -528.8635 | #DIV/0! | #DIV/0! | 49.5 | 3 | #DIV/0! | 1 | #DIV/0! | #DIV/0! |  |  | 1
0 | 0 | 0 | 0 | 1 | 1 | 15:51 | 2436 |  | 549.5149 | 28.7246 | 28.7246 | 49.8789 | 49.8789 | 3.5527e-16 | 0 | 28.7246 |  | -528.6588 | #DIV/0! | #DIV/0! | 49.5 | 3 | #DIV/0! | 1 | #DIV/0! | #DIV/0! |  |  | 1
0 | 0 | 0 | 0 | 1 | 1 | 15:51 | 2440 |  | 549.3103 | 28.9292 | 28.9292 | 49.8789 | 49.8789 | 3.5527e-16 | 0 | 28.9292 |  | -528.4542 | #DIV/0! | #DIV/0! | 49.5 | 3 | #DIV/0! | 1 | #DIV/0! | #DIV/0! |  |  | 1
0 | 0 | 0 | 0 | 1 | 1 | 15:51 | 2444 |  | 549.1056 | 29.1339 | 29.1339 | 49.8789 | 49.8789 | 3.5527e-16 | 0 | 29.1339 |  | -528.2495 | #DIV/0! | #DIV/0! | 49.5 | 3 | #DIV/0! | 1 | #DIV/0! | #DIV/0! |  |  | 1
0 | 0 | 0 | 0 | 1 | 1 | 15:51 | 2448 |  | 548.9009 | 29.3386 | 29.3386 | 49.8789 | 49.8789 | 3.5527e-16 | 0 | 29.3386 |  | -528.0448 | #DIV/0! | #DIV/0! | 49.5 | 3 | #DIV/0! | 1 | #DIV/0! | #DIV/0! |  |  | 1
0 | 0 | 0 | 0 | 1 | 1 | 15:51 | 2452 |  | 548.6963 | 29.5432 | 29.5432 | 49.8789 | 49.8789 | 3.5527e-16 | 0 | 29.5432 |  | -527.8402 | #DIV/0! | #DIV/0! | 49.5 | 3 | #DIV/0! | 1 | #DIV/0! | #DIV/0! |  |  | 1
0 | 0 | 0 | 0 | 1 | 1 | 15:52 | 2456 |  | 548.4916 | 29.7479 | 29.7479 | 49.8789 | 49.8789 | 3.5527e-16 | 0 | 29.7479 |  | -527.6355 | #DIV/0! | #DIV/0! | 49.5 | 3 | #DIV/0! | 1 | #DIV/0! | #DIV/0! |  |  | 1
0 | 0 | 0 | 0 | 1 | 1 | 15:52 | 2460 |  | 548.2869 | 29.9526 | 29.9526 | 49.8789 | 49.8789 | 3.5527e-16 | 0 | 29.9526 |  | -527.4308 | #DIV/0! | #DIV/0! | 49.5 | 3 | #DIV/0! | 1 | #DIV/0! | #DIV/0! |  |  | 1
0 | 0 | 0 | 0 | 1 | 1 | 15:52 | 2464 |  | 548.0823 | 30.1572 | 30.1572 | 49.8789 | 49.8789 | 3.5527e-16 | 0 | 30.1572 |  | -527.2262 | #DIV/0! | #DIV/0! | 49.5 | 3 | #DIV/0! | 1 | #DIV/0! | #DIV/0! |  |  | 1
0 | 0 | 0 | 0 | 1 | 1 | 15:52 | 2468 |  | 547.8776 | 30.3619 | 30.3619 | 49.8789 | 49.8789 | 3.5527e-16 | 0 | 30.3619 |  | -527.0215 | #DIV/0! | #DIV/0! | 49.5 | 3 | #DIV/0! | 1 | #DIV/0! | #DIV/0! |  |  | 1
0 | 0 | 0 | 0 | 1 | 1 | 15:52 | 2472 |  | 547.6729 | 30.5666 | 30.5666 | 49.8789 | 49.8789 | 3.5527e-16 | 0 | 30.5666 |  | -526.8168 | #DIV/0! | #DIV/0! | 49.5 | 3 | #DIV/0! | 1 | #DIV/0! | #DIV/0! |  |  | 1
0 | 0 | 0 | 0 | 1 | 1 | 15:52 | 2476 |  | 547.4683 | 30.7712 | 30.7712 | 49.8789 | 49.8789 | 3.5527e-16 | 0 | 30.7712 |  | -526.6122 | #DIV/0! | #DIV/0! | 49.5 | 3 | #DIV/0! | 1 | #DIV/0! | #DIV/0! |  |  | 1
0 | 0 | 0 | 0 | 1 | 1 | 15:52 | 2480 |  | 547.2636 | 30.9759 | 30.9759 | 49.8789 | 49.8789 | 3.5527e-16 | 0 | 30.9759 |  | -526.4075 | #DIV/0! | #DIV/0! | 49.5 | 3 | #DIV/0! | 1 | #DIV/0! | #DIV/0! |  |  | 1
0 | 0 | 0 | 0 | 1 | 1 | 15:52 | 2484 |  | 547.0589 | 31.1805 | 31.1805 | 49.8789 | 49.8789 | 3.5527e-16 | 0 | 31.1805 |  | -526.2028 | #DIV/0! | #DIV/0! | 49.5 | 3 | #DIV/0! | 1 | #DIV/0! | #DIV/0! |  |  | 1
0 | 0 | 0 | 0 | 1 | 1 | 15:52 | 2488 |  | 546.8543 | 31.3852 | 31.3852 | 49.8789 | 49.8789 | 3.5527e-16 | 0 | 31.3852 |  | -525.9982 | #DIV/0! | #DIV/0! | 49.5 | 3 | #DIV/0! | 1 | #DIV/0! | #DIV/0! |  |  | 1
0 | 0 | 0 | 0 | 1 | 1 | 15:52 | 2492 |  | 546.6496 | 31.5899 | 31.5899 | 49.8789 | 49.8789 | 3.5527e-16 | 0 | 31.5899 |  | -525.7935 | #DIV/0! | #DIV/0! | 49.5 | 3 | #DIV/0! | 1 | #DIV/0! | #DIV/0! |  |  | 1
0 | 0 | 0 | 0 | 1 | 1 | 15:52 | 2496 |  | 546.4449 | 31.7945 | 31.7945 | 49.8789 | 49.8789 | 3.5527e-16 | 0 | 31.7945 |  | -525.5889 | #DIV/0! | #DIV/0! | 49.5 | 3 | #DIV/0! | 1 | #DIV/0! | #DIV/0! |  |  | 1
0 | 0 | 0 | 0 | 1 | 1 | 15:52 | 2500 |  | 546.2403 | 31.9992 | 31.9992 | 49.8789 | 49.8789 | 3.5527e-16 | 0 | 31.9992 |  | -525.3842 | #DIV/0! | #DIV/0! | 49.5 | 3 | #DIV/0! | 1 | #DIV/0! | #DIV/0! |  |  | 1
0 | 0 | 0 | 0 | 1 | 1 | 15:52 | 2504 |  | 546.0356 | 32.2039 | 32.2039 | 49.8789 | 49.8789 | 3.5527e-16 | 0 | 32.2039 |  | -525.1795 | #DIV/0! | #DIV/0! | 49.5 | 3 | #DIV/0! | 1 | #DIV/0! | #DIV/0! |  |  | 1
0 | 0 | 0 | 0 | 1 | 1 | 15:52 | 2508 |  | 545.8309 | 32.4085 | 32.4085 | 49.8789 | 49.8789 | 3.5527e-16 | 0 | 32.4085 |  | -524.9749 | #DIV/0! | #DIV/0! | 49.5 | 3 | #DIV/0! | 1 | #DIV/0! | #DIV/0! |  |  | 1
0 | 0 | 0 | 0 | 1 | 1 | 15:52 | 2512 |  | 545.6263 | 32.6132 | 32.6132 | 49.8789 | 49.8789 | 3.5527e-16 | 0 | 32.6132 |  | -524.7702 | #DIV/0! | #DIV/0! | 49.5 | 3 | #DIV/0! | 1 | #DIV/0! | #DIV/0! |  |  | 1
0 | 0 | 0 | 0 | 1 | 1 | 15:53 | 2516 |  | 545.4216 | 32.8179 | 32.8179 | 49.8789 | 49.8789 | 3.5527e-16 | 0 | 32.8179 |  | -524.5655 | #DIV/0! | #DIV/0! | 49.5 | 3 | #DIV/0! | 1 | #DIV/0! | #DIV/0! |  |  | 1
0 | 0 | 0 | 0 | 1 | 1 | 15:53 | 2520 |  | 545.2169 | 33.0225 | 33.0225 | 49.8789 | 49.8789 | 3.5527e-16 | 0 | 33.0225 |  | -524.3609 | #DIV/0! | #DIV/0! | 49.5 | 3 | #DIV/0! | 1 | #DIV/0! | #DIV/0! |  |  | 1
0 | 0 | 0 | 0 | 1 | 1 | 15:53 | 2524 |  | 545.0123 | 33.2272 | 33.2272 | 49.8789 | 49.8789 | 3.5527e-16 | 0 | 33.2272 |  | -524.1562 | #DIV/0! | #DIV/0! | 49.5 | 3 | #DIV/0! | 1 | #DIV/0! | #DIV/0! |  |  | 1
0 | 0 | 0 | 0 | 1 | 1 | 15:53 | 2528 |  | 544.8076 | 33.4319 | 33.4319 | 49.8789 | 49.8789 | 3.5527e-16 | 0 | 33.4319 |  | -523.9515 | #DIV/0! | #DIV/0! | 49.5 | 3 | #DIV/0! | 1 | #DIV/0! | #DIV/0! |  |  | 1
0 | 0 | 0 | 0 | 1 | 1 | 15:53 | 2532 |  | 544.6029 | 33.6365 | 33.6365 | 49.8789 | 49.8789 | 3.5527e-16 | 0 | 33.6365 |  | -523.7469 | #DIV/0! | #DIV/0! | 49.5 | 3 | #DIV/0! | 1 | #DIV/0! | #DIV/0! |  |  | 1
0 | 0 | 0 | 0 | 1 | 1 | 15:53 | 2536 |  | 544.3983 | 33.8412 | 33.8412 | 49.8789 | 49.8789 | 3.5527e-16 | 0 | 33.8412 |  | -523.5422 | #DIV/0! | #DIV/0! | 49.5 | 3 | #DIV/0! | 1 | #DIV/0! | #DIV/0! |  |  | 1
0 | 0 | 0 | 0 | 1 | 1 | 15:53 | 2540 |  | 544.1936 | 34.0459 | 34.0459 | 49.8789 | 49.8789 | 3.5527e-16 | 0 | 34.0459 |  | -523.3375 | #DIV/0! | #DIV/0! | 49.5 | 3 | #DIV/0! | 1 | #DIV/0! | #DIV/0! |  |  | 1
0 | 0 | 0 | 0 | 1 | 1 | 15:53 | 2544 |  | 543.9889 | 34.2505 | 34.2505 | 49.8789 | 49.8789 | 3.5527e-16 | 0 | 34.2505 |  | -523.1329 | #DIV/0! | #DIV/0! | 49.5 | 3 | #DIV/0! | 1 | #DIV/0! | #DIV/0! |  |  | 1
0 | 0 | 0 | 0 | 1 | 1 | 15:53 | 2548 |  | 543.7843 | 34.4552 | 34.4552 | 49.8789 | 49.8789 | 3.5527e-16 | 0 | 34.4552 |  | -522.9282 | #DIV/0! | #DIV/0! | 49.5 | 3 | #DIV/0! | 1 | #DIV/0! | #DIV/0! |  |  | 1
0 | 0 | 0 | 0 | 1 | 1 | 15:53 | 2552 |  | 543.5796 | 34.6599 | 34.6599 | 49.8789 | 49.8789 | 3.5527e-16 | 0 | 34.6599 |  | -522.7235 | #DIV/0! | #DIV/0! | 49.5 | 3 | #DIV/0! | 1 | #DIV/0! | #DIV/0! |  |  | 1
0 | 0 | 0 | 0 | 1 | 1 | 15:53 | 2556 |  | 543.3749 | 34.8645 | 34.8645 | 49.8789 | 49.8789 | 3.5527e-16 | 0 | 34.8645 |  | -522.5189 | #DIV/0! | #DIV/0! | 49.5 | 3 | #DIV/0! | 1 | #DIV/0! | #DIV/0! |  |  | 1
0 | 0 | 0 | 0 | 1 | 1 | 15:53 | 2560 |  | 543.1703 | 35.0692 | 35.0692 | 49.8789 | 49.8789 | 3.5527e-16 | 0 | 35.0692 |  | -522.3142 | #DIV/0! | #DIV/0! | 49.5 | 3 | #DIV/0! | 1 | #DIV/0! | #DIV/0! |  |  | 1
0 | 0 | 0 | 0 | 1 | 1 | 15:53 | 2564 |  | 542.9656 | 35.2739 | 35.2739 | 49.8789 | 49.8789 | 3.5527e-16 | 0 | 35.2739 |  | -522.1095 | #DIV/0! | #DIV/0! | 49.5 | 3 | #DIV/0! | 1 | #DIV/0! | #DIV/0! |  |  | 1
0 | 0 | 0 | 0 | 1 | 1 | 15:53 | 2568 |  | 542.7609 | 35.4785 | 35.4785 | 49.8789 | 49.8789 | 3.5527e-16 | 0 | 35.4785 |  | -521.9049 | #DIV/0! | #DIV/0! | 49.5 | 3 | #DIV/0! | 1 | #DIV/0! | #DIV/0! |  |  | 1
0 | 0 | 0 | 0 | 1 | 1 | 15:53 | 2572 |  | 542.5563 | 35.6832 | 35.6832 | 49.8789 | 49.8789 | 3.5527e-16 | 0 | 35.6832 |  | -521.7002 | #DIV/0! | #DIV/0! | 49.5 | 3 | #DIV/0! | 1 | #DIV/0! | #DIV/0! |  |  | 1
0 | 0 | 0 | 0 | 1 | 1 | 15:54 | 2576 |  | 542.3516 | 35.8879 | 35.8879 | 49.8789 | 49.8789 | 3.5527e-16 | 0 | 35.8879 |  | -521.4955 | #DIV/0! | #DIV/0! | 49.5 | 3 | #DIV/0! | 1 | #DIV/0! | #DIV/0! |  |  | 1
0 | 0 | 0 | 0 | 1 | 1 | 15:54 | 2580 |  | 542.1469 | 36.0925 | 36.0925 | 49.8789 | 49.8789 | 3.5527e-16 | 0 | 36.0925 |  | -521.2909 | #DIV/0! | #DIV/0! | 49.5 | 3 | #DIV/0! | 1 | #DIV/0! | #DIV/0! |  |  | 1
0 | 0 | 0 | 0 | 1 | 1 | 15:54 | 2584 |  | 541.9423 | 36.2972 | 36.2972 | 49.8789 | 49.8789 | 3.5527e-16 | 0 | 36.2972 |  | -521.0862 | #DIV/0! | #DIV/0! | 49.5 | 3 | #DIV/0! | 1 | #DIV/0! | #DIV/0! |  |  | 1
0 | 0 | 0 | 0 | 1 | 1 | 15:54 | 2588 |  | 541.7376 | 36.5019 | 36.5019 | 49.8789 | 49.8789 | 3.5527e-16 | 0 | 36.5019 |  | -520.8815 | #DIV/0! | #DIV/0! | 49.5 | 3 | #DIV/0! | 1 | #DIV/0! | #DIV/0! |  |  | 1
0 | 0 | 0 | 0 | 1 | 1 | 15:54 | 2592 |  | 541.5329 | 36.7065 | 36.7065 | 49.8789 | 49.8789 | 3.5527e-16 | 0 | 36.7065 |  | -520.6769 | #DIV/0! | #DIV/0! | 49.5 | 3 | #DIV/0! | 1 | #DIV/0! | #DIV/0! |  |  | 1
0 | 0 | 0 | 0 | 1 | 1 | 15:54 | 2596 |  | 541.3283 | 36.9112 | 36.9112 | 49.8789 | 49.8789 | 3.5527e-16 | 0 | 36.9112 |  | -520.4722 | #DIV/0! | #DIV/0! | 49.5 | 3 | #DIV/0! | 1 | #DIV/0! | #DIV/0! |  |  | 1
0 | 0 | 0 | 0 | 1 | 1 | 15:54 | 2600 |  | 541.1236 | 37.1159 | 37.1159 | 49.8789 | 49.8789 | 3.5527e-16 | 0 | 37.1159 |  | -520.2675 | #DIV/0! | #DIV/0! | 49.5 | 3 | #DIV/0! | 1 | #DIV/0! | #DIV/0! |  |  | 1
0 | 0 | 0 | 0 | 1 | 1 | 15:54 | 2604 |  | 540.9189 | 37.3205 | 37.3205 | 49.8789 | 49.8789 | 3.5527e-16 | 0 | 37.3205 |  | -520.0629 | #DIV/0! | #DIV/0! | 49.5 | 3 | #DIV/0! | 1 | #DIV/0! | #DIV/0! |  |  | 1
0 | 0 | 0 | 0 | 1 | 1 | 15:54 | 2608 |  | 540.7143 | 37.5252 | 37.5252 | 49.8789 | 49.8789 | 3.5527e-16 | 0 | 37.5252 |  | -519.8582 | #DIV/0! | #DIV/0! | 49.5 | 3 | #DIV/0! | 1 | #DIV/0! | #DIV/0! |  |  | 1
0 | 0 | 0 | 0 | 1 | 1 | 15:54 | 2612 |  | 540.5096 | 37.7299 | 37.7299 | 49.8789 | 49.8789 | 3.5527e-16 | 0 | 37.7299 |  | -519.6535 | #DIV/0! | #DIV/0! | 49.5 | 3 | #DIV/0! | 1 | #DIV/0! | #DIV/0! |  |  | 1
0 | 0 | 0 | 0 | 1 | 1 | 15:54 | 2616 |  | 540.305 | 37.9345 | 37.9345 | 49.8789 | 49.8789 | 3.5527e-16 | 0 | 37.9345 |  | -519.4489 | #DIV/0! | #DIV/0! | 49.5 | 3 | #DIV/0! | 1 | #DIV/0! | #DIV/0! |  |  | 1
0 | 0 | 0 | 0 | 1 | 1 | 15:54 | 2620 |  | 540.1003 | 38.1392 | 38.1392 | 49.8789 | 49.8789 | 3.5527e-16 | 0 | 38.1392 |  | -519.2442 | #DIV/0! | #DIV/0! | 49.5 | 3 | #DIV/0! | 1 | #DIV/0! | #DIV/0! |  |  | 1
0 | 0 | 0 | 0 | 1 | 1 | 15:54 | 2624 |  | 539.8956 | 38.3439 | 38.3439 | 49.8789 | 49.8789 | 3.5527e-16 | 0 | 38.3439 |  | -519.0395 | #DIV/0! | #DIV/0! | 49.5 | 3 | #DIV/0! | 1 | #DIV/0! | #DIV/0! |  |  | 1
0 | 0 | 0 | 0 | 1 | 1 | 15:54 | 2628 |  | 539.691 | 38.5485 | 38.5485 | 49.8789 | 49.8789 | 3.5527e-16 | 0 | 38.5485 |  | -518.8349 | #DIV/0! | #DIV/0! | 49.5 | 3 | #DIV/0! | 1 | #DIV/0! | #DIV/0! |  |  | 1
0 | 0 | 0 | 0 | 1 | 1 | 15:54 | 2632 |  | 539.4863 | 38.7532 | 38.7532 | 49.8789 | 49.8789 | 3.5527e-16 | 0 | 38.7532 |  | -518.6302 | #DIV/0! | #DIV/0! | 49.5 | 3 | #DIV/0! | 1 | #DIV/0! | #DIV/0! |  |  | 1
0 | 0 | 0 | 0 | 1 | 1 | 15:55 | 2636 |  | 539.2816 | 38.9579 | 38.9579 | 49.8789 | 49.8789 | 3.5527e-16 | 0 | 38.9579 |  | -518.4255 | #DIV/0! | #DIV/0! | 49.5 | 3 | #DIV/0! | 1 | #DIV/0! | #DIV/0! |  |  | 1
0 | 0 | 0 | 0 | 1 | 1 | 15:55 | 2640 |  | 539.077 | 39.1625 | 39.1625 | 49.8789 | 49.8789 | 3.5527e-16 | 0 | 39.1625 |  | -518.2209 | #DIV/0! | #DIV/0! | 49.5 | 3 | #DIV/0! | 1 | #DIV/0! | #DIV/0! |  |  | 1
0 | 0 | 0 | 0 | 1 | 1 | 15:55 | 2644 |  | 538.8723 | 39.3672 | 39.3672 | 49.8789 | 49.8789 | 3.5527e-16 | 0 | 39.3672 |  | -518.0162 | #DIV/0! | #DIV/0! | 49.5 | 3 | #DIV/0! | 1 | #DIV/0! | #DIV/0! |  |  | 1
0 | 0 | 0 | 0 | 1 | 1 | 15:55 | 2648 |  | 538.6676 | 39.5719 | 39.5719 | 49.8789 | 49.8789 | 3.5527e-16 | 0 | 39.5719 |  | -517.8115 | #DIV/0! | #DIV/0! | 49.5 | 3 | #DIV/0! | 1 | #DIV/0! | #DIV/0! |  |  | 1
0 | 0 | 0 | 0 | 1 | 1 | 15:55 | 2652 |  | 538.463 | 39.7765 | 39.7765 | 49.8789 | 49.8789 | 3.5527e-16 | 0 | 39.7765 |  | -517.6069 | #DIV/0! | #DIV/0! | 49.5 | 3 | #DIV/0! | 1 | #DIV/0! | #DIV/0! |  |  | 1
0 | 0 | 0 | 0 | 1 | 1 | 15:55 | 2656 |  | 538.2583 | 39.9812 | 39.9812 | 49.8789 | 49.8789 | 3.5527e-16 | 0 | 39.9812 |  | -517.4022 | #DIV/0! | #DIV/0! | 49.5 | 3 | #DIV/0! | 1 | #DIV/0! | #DIV/0! |  |  | 1
0 | 0 | 0 | 0 | 1 | 1 | 15:55 | 2660 |  | 538.0536 | 40.1859 | 40.1859 | 49.8789 | 49.8789 | 3.5527e-16 | 0 | 40.1859 |  | -517.1975 | #DIV/0! | #DIV/0! | 49.5 | 3 | #DIV/0! | 1 | #DIV/0! | #DIV/0! |  |  | 1
0 | 0 | 0 | 0 | 1 | 1 | 15:55 | 2664 |  | 537.849 | 40.3905 | 40.3905 | 49.8789 | 49.8789 | 3.5527e-16 | 0 | 40.3905 |  | -516.9929 | #DIV/0! | #DIV/0! | 49.5 | 3 | #DIV/0! | 1 | #DIV/0! | #DIV/0! |  |  | 1
0 | 0 | 0 | 0 | 1 | 1 | 15:55 | 2668 |  | 537.6443 | 40.5952 | 40.5952 | 49.8789 | 49.8789 | 3.5527e-16 | 0 | 40.5952 |  | -516.7882 | #DIV/0! | #DIV/0! | 49.5 | 3 | #DIV/0! | 1 | #DIV/0! | #DIV/0! |  |  | 1
0 | 0 | 0 | 0 | 1 | 1 | 15:55 | 2672 |  | 537.4396 | 40.7999 | 40.7999 | 49.8789 | 49.8789 | 3.5527e-16 | 0 | 40.7999 |  | -516.5835 | #DIV/0! | #DIV/0! | 49.5 | 3 | #DIV/0! | 1 | #DIV/0! | #DIV/0! |  |  | 1
0 | 0 | 0 | 0 | 1 | 1 | 15:55 | 2676 |  | 537.235 | 41.0045 | 41.0045 | 49.8789 | 49.8789 | 3.5527e-16 | 0 | 41.0045 |  | -516.3789 | #DIV/0! | #DIV/0! | 49.5 | 3 | #DIV/0! | 1 | #DIV/0! | #DIV/0! |  |  | 1
0 | 0 | 0 | 0 | 1 | 1 | 15:55 | 2680 |  | 537.0303 | 41.2092 | 41.2092 | 49.8789 | 49.8789 | 3.5527e-16 | 0 | 41.2092 |  | -516.1742 | #DIV/0! | #DIV/0! | 49.5 | 3 | #DIV/0! | 1 | #DIV/0! | #DIV/0! |  |  | 1
0 | 0 | 0 | 0 | 1 | 1 | 15:55 | 2684 |  | 536.8256 | 41.4139 | 41.4139 | 49.8789 | 49.8789 | 3.5527e-16 | 0 | 41.4139 |  | -515.9695 | #DIV/0! | #DIV/0! | 49.5 | 3 | #DIV/0! | 1 | #DIV/0! | #DIV/0! |  |  | 1
0 | 0 | 0 | 0 | 1 | 1 | 15:55 | 2688 |  | 536.621 | 41.6185 | 41.6185 | 49.8789 | 49.8789 | 3.5527e-16 | 0 | 41.6185 |  | -515.7649 | #DIV/0! | #DIV/0! | 49.5 | 3 | #DIV/0! | 1 | #DIV/0! | #DIV/0! |  |  | 1
0 | 0 | 0 | 0 | 1 | 1 | 15:55 | 2692 |  | 536.4163 | 41.8232 | 41.8232 | 49.8789 | 49.8789 | 3.5527e-16 | 0 | 41.8232 |  | -515.5602 | #DIV/0! | #DIV/0! | 49.5 | 3 | #DIV/0! | 1 | #DIV/0! | #DIV/0! |  |  | 1
0 | 0 | 0 | 0 | 1 | 1 | 15:56 | 2696 |  | 536.2116 | 42.0279 | 42.0279 | 49.8789 | 49.8789 | 3.5527e-16 | 0 | 42.0279 |  | -515.3555 | #DIV/0! | #DIV/0! | 49.5 | 3 | #DIV/0! | 1 | #DIV/0! | #DIV/0! |  |  | 1
0 | 0 | 0 | 0 | 1 | 1 | 15:56 | 2700 |  | 536.007 | 42.2325 | 42.2325 | 49.8789 | 49.8789 | 3.5527e-16 | 0 | 42.2325 |  | -515.1509 | #DIV/0! | #DIV/0! | 49.5 | 3 | #DIV/0! | 1 | #DIV/0! | #DIV/0! |  |  | 1
0 | 0 | 0 | 0 | 1 | 1 | 15:56 | 2704 |  | 535.8023 | 42.4372 | 42.4372 | 49.8789 | 49.8789 | 3.5527e-16 | 0 | 42.4372 |  | -514.9462 | #DIV/0! | #DIV/0! | 49.5 | 3 | #DIV/0! | 1 | #DIV/0! | #DIV/0! |  |  | 1
0 | 0 | 0 | 0 | 1 | 1 | 15:56 | 2708 |  | 535.5976 | 42.6419 | 42.6419 | 49.8789 | 49.8789 | 3.5527e-16 | 0 | 42.6419 |  | -514.7415 | #DIV/0! | #DIV/0! | 49.5 | 3 | #DIV/0! | 1 | #DIV/0! | #DIV/0! |  |  | 1
0 | 0 | 0 | 0 | 1 | 1 | 15:56 | 2712 |  | 535.393 | 42.8465 | 42.8465 | 49.8789 | 49.8789 | 3.5527e-16 | 0 | 42.8465 |  | -514.5369 | #DIV/0! | #DIV/0! | 49.5 | 3 | #DIV/0! | 1 | #DIV/0! | #DIV/0! |  |  | 1
0 | 0 | 0 | 0 | 1 | 1 | 15:56 | 2716 |  | 535.1883 | 43.0512 | 43.0512 | 49.8789 | 49.8789 | 3.5527e-16 | 0 | 43.0512 |  | -514.3322 | #DIV/0! | #DIV/0! | 49.5 | 3 | #DIV/0! | 1 | #DIV/0! | #DIV/0! |  |  | 1
0 | 0 | 0 | 0 | 1 | 1 | 15:56 | 2720 |  | 534.9836 | 43.2559 | 43.2559 | 49.8789 | 49.8789 | 3.5527e-16 | 0 | 43.2559 |  | -514.1275 | #DIV/0! | #DIV/0! | 49.5 | 3 | #DIV/0! | 1 | #DIV/0! | #DIV/0! |  |  | 1
0 | 0 | 0 | 0 | 1 | 1 | 15:56 | 2724 |  | 534.779 | 43.4605 | 43.4605 | 49.8789 | 49.8789 | 3.5527e-16 | 0 | 43.4605 |  | -513.9229 | #DIV/0! | #DIV/0! | 49.5 | 3 | #DIV/0! | 1 | #DIV/0! | #DIV/0! |  |  | 1
0 | 0 | 0 | 0 | 1 | 1 | 15:56 | 2728 |  | 534.5743 | 43.6652 | 43.6652 | 49.8789 | 49.8789 | 3.5527e-16 | 0 | 43.6652 |  | -513.7182 | #DIV/0! | #DIV/0! | 49.5 | 3 | #DIV/0! | 1 | #DIV/0! | #DIV/0! |  |  | 1
0 | 0 | 0 | 0 | 1 | 1 | 15:56 | 2732 |  | 534.3696 | 43.8699 | 43.8699 | 49.8789 | 49.8789 | 3.5527e-16 | 0 | 43.8699 |  | -513.5135 | #DIV/0! | #DIV/0! | 49.5 | 3 | #DIV/0! | 1 | #DIV/0! | #DIV/0! |  |  | 1
0 | 0 | 0 | 0 | 1 | 1 | 15:56 | 2736 |  | 534.165 | 44.0745 | 44.0745 | 49.8789 | 49.8789 | 3.5527e-16 | 0 | 44.0745 |  | -513.3089 | #DIV/0! | #DIV/0! | 49.5 | 3 | #DIV/0! | 1 | #DIV/0! | #DIV/0! |  |  | 1
0 | 0 | 0 | 0 | 1 | 1 | 15:56 | 2740 |  | 533.9603 | 44.2792 | 44.2792 | 49.8789 | 49.8789 | 3.5527e-16 | 0 | 44.2792 |  | -513.1042 | #DIV/0! | #DIV/0! | 49.5 | 3 | #DIV/0! | 1 | #DIV/0! | #DIV/0! |  |  | 1
0 | 0 | 0 | 0 | 1 | 1 | 15:56 | 2744 |  | 533.7556 | 44.4839 | 44.4839 | 49.8789 | 49.8789 | 3.5527e-16 | 0 | 44.4839 |  | -512.8995 | #DIV/0! | #DIV/0! | 49.5 | 3 | #DIV/0! | 1 | #DIV/0! | #DIV/0! |  |  | 1
0 | 0 | 0 | 0 | 1 | 1 | 15:56 | 2748 |  | 533.551 | 44.6885 | 44.6885 | 49.8789 | 49.8789 | 3.5527e-16 | 0 | 44.6885 |  | -512.6949 | #DIV/0! | #DIV/0! | 49.5 | 3 | #DIV/0! | 1 | #DIV/0! | #DIV/0! |  |  | 1
0 | 0 | 0 | 0 | 1 | 1 | 15:56 | 2752 |  | 533.3463 | 44.8932 | 44.8932 | 49.8789 | 49.8789 | 3.5527e-16 | 0 | 44.8932 |  | -512.4902 | #DIV/0! | #DIV/0! | 49.5 | 3 | #DIV/0! | 1 | #DIV/0! | #DIV/0! |  |  | 1
0 | 0 | 0 | 0 | 1 | 1 | 15:57 | 2756 |  | 533.1416 | 45.0979 | 45.0979 | 49.8789 | 49.8789 | 3.5527e-16 | 0 | 45.0979 |  | -512.2855 | #DIV/0! | #DIV/0! | 49.5 | 3 | #DIV/0! | 1 | #DIV/0! | #DIV/0! |  |  | 1
0 | 0 | 0 | 0 | 1 | 1 | 15:57 | 2760 |  | 532.937 | 45.3025 | 45.3025 | 49.8789 | 49.8789 | 3.5527e-16 | 0 | 45.3025 |  | -512.0809 | #DIV/0! | #DIV/0! | 49.5 | 3 | #DIV/0! | 1 | #DIV/0! | #DIV/0! |  |  | 1
0 | 0 | 0 | 0 | 1 | 1 | 15:57 | 2764 |  | 532.7323 | 45.5072 | 45.5072 | 49.8789 | 49.8789 | 3.5527e-16 | 0 | 45.5072 |  | -511.8762 | #DIV/0! | #DIV/0! | 49.5 | 3 | #DIV/0! | 1 | #DIV/0! | #DIV/0! |  |  | 1
0 | 0 | 0 | 0 | 1 | 1 | 15:57 | 2768 |  | 532.5276 | 45.7119 | 45.7119 | 49.8789 | 49.8789 | 3.5527e-16 | 0 | 45.7119 |  | -511.6715 | #DIV/0! | #DIV/0! | 49.5 | 3 | #DIV/0! | 1 | #DIV/0! | #DIV/0! |  |  | 1
0 | 0 | 0 | 0 | 1 | 1 | 15:57 | 2772 |  | 532.323 | 45.9165 | 45.9165 | 49.8789 | 49.8789 | 3.5527e-16 | 0 | 45.9165 |  | -511.4669 | #DIV/0! | #DIV/0! | 49.5 | 3 | #DIV/0! | 1 | #DIV/0! | #DIV/0! |  |  | 1
0 | 0 | 0 | 0 | 1 | 1 | 15:57 | 2776 |  | 532.1183 | 46.1212 | 46.1212 | 49.8789 | 49.8789 | 3.5527e-16 | 0 | 46.1212 |  | -511.2622 | #DIV/0! | #DIV/0! | 49.5 | 3 | #DIV/0! | 1 | #DIV/0! | #DIV/0! |  |  | 1
0 | 0 | 0 | 0 | 1 | 1 | 15:57 | 2780 |  | 531.9136 | 46.3259 | 46.3259 | 49.8789 | 49.8789 | 3.5527e-16 | 0 | 46.3259 |  | -511.0575 | #DIV/0! | #DIV/0! | 49.5 | 3 | #DIV/0! | 1 | #DIV/0! | #DIV/0! |  |  | 1
0 | 0 | 0 | 0 | 1 | 1 | 15:57 | 2784 |  | 531.709 | 46.5305 | 46.5305 | 49.8789 | 49.8789 | 3.5527e-16 | 0 | 46.5305 |  | -510.8529 | #DIV/0! | #DIV/0! | 49.5 | 3 | #DIV/0! | 1 | #DIV/0! | #DIV/0! |  |  | 1
0 | 0 | 0 | 0 | 1 | 1 | 15:57 | 2788 |  | 531.5043 | 46.7352 | 46.7352 | 49.8789 | 49.8789 | 3.5527e-16 | 0 | 46.7352 |  | -510.6482 | #DIV/0! | #DIV/0! | 49.5 | 3 | #DIV/0! | 1 | #DIV/0! | #DIV/0! |  |  | 1
0 | 0 | 0 | 0 | 1 | 1 | 15:57 | 2792 |  | 531.2996 | 46.9399 | 46.9399 | 49.8789 | 49.8789 | 3.5527e-16 | 0 | 46.9399 |  | -510.4435 | #DIV/0! | #DIV/0! | 49.5 | 3 | #DIV/0! | 1 | #DIV/0! | #DIV/0! |  |  | 1
0 | 0 | 0 | 0 | 1 | 1 | 15:57 | 2796 |  | 531.095 | 47.1445 | 47.1445 | 49.8789 | 49.8789 | 3.5527e-16 | 0 | 47.1445 |  | -510.2389 | #DIV/0! | #DIV/0! | 49.5 | 3 | #DIV/0! | 1 | #DIV/0! | #DIV/0! |  |  | 1
0 | 0 | 0 | 0 | 1 | 1 | 15:57 | 2800 |  | 530.8903 | 47.3492 | 47.3492 | 49.8789 | 49.8789 | 3.5527e-16 | 0 | 47.3492 |  | -510.0342 | #DIV/0! | #DIV/0! | 49.5 | 3 | #DIV/0! | 1 | #DIV/0! | #DIV/0! |  |  | 1
0 | 0 | 0 | 0 | 1 | 1 | 15:57 | 2804 |  | 530.6856 | 47.5539 | 47.5539 | 49.8789 | 49.8789 | 3.5527e-16 | 0 | 47.5539 |  | -509.8295 | #DIV/0! | #DIV/0! | 49.5 | 3 | #DIV/0! | 1 | #DIV/0! | #DIV/0! |  |  | 1
0 | 0 | 0 | 0 | 1 | 1 | 15:57 | 2808 |  | 530.481 | 47.7585 | 47.7585 | 49.8789 | 49.8789 | 3.5527e-16 | 0 | 47.7585 |  | -509.6249 | #DIV/0! | #DIV/0! | 49.5 | 3 | #DIV/0! | 1 | #DIV/0! | #DIV/0! |  |  | 1
0 | 0 | 0 | 0 | 1 | 1 | 15:57 | 2812 |  | 530.2763 | 47.9632 | 47.9632 | 49.8789 | 49.8789 | 3.5527e-16 | 0 | 47.9632 |  | -509.4202 | #DIV/0! | #DIV/0! | 49.5 | 3 | #DIV/0! | 1 | #DIV/0! | #DIV/0! |  |  | 1
0 | 0 | 0 | 0 | 1 | 1 | 15:58 | 2816 |  | 530.0716 | 48.1679 | 48.1679 | 49.8789 | 49.8789 | 3.5527e-16 | 0 | 48.1679 |  | -509.2155 | #DIV/0! | #DIV/0! | 49.5 | 3 | #DIV/0! | 1 | #DIV/0! | #DIV/0! |  |  | 1
0 | 0 | 0 | 0 | 1 | 1 | 15:58 | 2820 |  | 529.867 | 48.3725 | 48.3725 | 49.8789 | 49.8789 | 3.5527e-16 | 0 | 48.3725 |  | -509.0109 | #DIV/0! | #DIV/0! | 49.5 | 3 | #DIV/0! | 1 | #DIV/0! | #DIV/0! |  |  | 1
0 | 0 | 0 | 0 | 1 | 1 | 15:58 | 2824 |  | 529.6623 | 48.5772 | 48.5772 | 49.8789 | 49.8789 | 3.5527e-16 | 0 | 48.5772 |  | -508.8062 | #DIV/0! | #DIV/0! | 49.5 | 3 | #DIV/0! | 1 | #DIV/0! | #DIV/0! |  |  | 1
0 | 0 | 0 | 0 | 1 | 1 | 15:58 | 2828 |  | 529.4576 | 48.7819 | 48.7819 | 49.8789 | 49.8789 | 3.5527e-16 | 0 | 48.7819 |  | -508.6015 | #DIV/0! | #DIV/0! | 49.5 | 3 | #DIV/0! | 1 | #DIV/0! | #DIV/0! |  |  | 1
0 | 0 | 0 | 0 | 1 | 1 | 15:58 | 2832 |  | 529.253 | 48.9865 | 48.9865 | 49.8789 | 49.8789 | 3.5527e-16 | 0 | 48.9865 |  | -508.3969 | #DIV/0! | #DIV/0! | 49.5 | 3 | #DIV/0! | 1 | #DIV/0! | #DIV/0! |  |  | 1
0 | 0 | 0 | 0 | 1 | 1 | 15:58 | 2836 |  | 529.0483 | 49.1912 | 49.1912 | 49.8789 | 49.8789 | 3.5527e-16 | 0 | 49.1912 |  | -508.1922 | #DIV/0! | #DIV/0! | 49.5 | 3 | #DIV/0! | 1 | #DIV/0! | #DIV/0! |  |  | 1
0 | 0 | 0 | 0 | 1 | 1 | 15:58 | 2840 |  | 528.8436 | 49.3959 | 49.3959 | 49.8789 | 49.8789 | 3.5527e-16 | 0 | 49.3959 |  | -507.9875 | #DIV/0! | #DIV/0! | 49.5 | 3 | #DIV/0! | 1 | #DIV/0! | #DIV/0! |  |  | 1
0 | 0 | 0 | 0 | 1 | 1 | 15:58 | 2844 |  | 528.639 | 49.6005 | 49.6005 | 49.8789 | 49.8789 | 3.5527e-16 | 0 | 49.6005 |  | -507.7829 | #DIV/0! | #DIV/0! | 49.5 | 3 | #DIV/0! | 1 | #DIV/0! | #DIV/0! |  |  | 1
0 | 0 | 0 | 0 | 1 | 1 | 15:58 | 2848 |  | 528.4343 | 49.8052 | 49.8052 | 49.8789 | 49.8789 | 3.5527e-16 | 0 | 49.8052 |  | -507.5782 | #DIV/0! | #DIV/0! | 49.5 | 3 | #DIV/0! | 1 | #DIV/0! | #DIV/0! |  |  | 1
0 | 0 | 0 | 0 | 1 | 1 | 15:58 | 2852 |  | 528.2296 | 50.0099 | 50.0099 | 49.8789 | 49.8789 | 3.5527e-16 | 0 | 50.0099 |  | -507.3735 | #DIV/0! | #DIV/0! | 49.5 | 3 | #DIV/0! | 1 | #DIV/0! | #DIV/0! |  |  | 1
0 | 0 | 0 | 0 | 1 | 1 | 15:58 | 2856 |  | 528.025 | 50.2145 | 50.2145 | 49.8789 | 49.8789 | 3.5527e-16 | 0 | 50.2145 |  | -507.1689 | #DIV/0! | #DIV/0! | 49.5 | 3 | #DIV/0! | 1 | #DIV/0! | #DIV/0! |  |  | 1
0 | 0 | 0 | 0 | 1 | 1 | 15:58 | 2860 |  | 527.8203 | 50.4192 | 50.4192 | 49.8789 | 49.8789 | 3.5527e-16 | 0 | 50.4192 |  | -506.9642 | #DIV/0! | #DIV/0! | 49.5 | 3 | #DIV/0! | 1 | #DIV/0! | #DIV/0! |  |  | 1
0 | 0 | 0 | 0 | 1 | 1 | 15:58 | 2864 |  | 527.6156 | 50.6239 | 50.6239 | 49.8789 | 49.8789 | 3.5527e-16 | 0 | 50.6239 |  | -506.7595 | #DIV/0! | #DIV/0! | 49.5 | 3 | #DIV/0! | 1 | #DIV/0! | #DIV/0! |  |  | 1
0 | 0 | 0 | 0 | 1 | 1 | 15:58 | 2868 |  | 527.411 | 50.8285 | 50.8285 | 49.8789 | 49.8789 | 3.5527e-16 | 0 | 50.8285 |  | -506.5549 | #DIV/0! | #DIV/0! | 49.5 | 3 | #DIV/0! | 1 | #DIV/0! | #DIV/0! |  |  | 1
0 | 0 | 0 | 0 | 1 | 1 | 15:58 | 2872 |  | 527.2063 | 51.0332 | 51.0332 | 49.8789 | 49.8789 | 3.5527e-16 | 0 | 51.0332 |  | -506.3502 | #DIV/0! | #DIV/0! | 49.5 | 3 | #DIV/0! | 1 | #DIV/0! | #DIV/0! |  |  | 1
0 | 0 | 0 | 0 | 1 | 1 | 15:59 | 2876 |  | 527.0016 | 51.2379 | 51.2379 | 49.8789 | 49.8789 | 3.5527e-16 | 0 | 51.2379 |  | -506.1455 | #DIV/0! | #DIV/0! | 49.5 | 3 | #DIV/0! | 1 | #DIV/0! | #DIV/0! |  |  | 1
0 | 0 | 0 | 0 | 1 | 1 | 15:59 | 2880 |  | 526.797 | 51.4425 | 51.4425 | 49.8789 | 49.8789 | 3.5527e-16 | 0 | 51.4425 |  | -505.9409 | #DIV/0! | #DIV/0! | 49.5 | 3 | #DIV/0! | 1 | #DIV/0! | #DIV/0! |  |  | 1
0 | 0 | 0 | 0 | 1 | 1 | 15:59 | 2884 |  | 526.5923 | 51.6472 | 51.6472 | 49.8789 | 49.8789 | 3.5527e-16 | 0 | 51.6472 |  | -505.7362 | #DIV/0! | #DIV/0! | 49.5 | 3 | #DIV/0! | 1 | #DIV/0! | #DIV/0! |  |  | 1
0 | 0 | 0 | 0 | 1 | 1 | 15:59 | 2888 |  | 526.3876 | 51.8519 | 51.8519 | 49.8789 | 49.8789 | 3.5527e-16 | 0 | 51.8519 |  | -505.5315 | #DIV/0! | #DIV/0! | 49.5 | 3 | #DIV/0! | 1 | #DIV/0! | #DIV/0! |  |  | 1
0 | 0 | 0 | 0 | 1 | 1 | 15:59 | 2892 |  | 526.183 | 52.0565 | 52.0565 | 49.8789 | 49.8789 | 3.5527e-16 | 0 | 52.0565 |  | -505.3269 | #DIV/0! | #DIV/0! | 49.5 | 3 | #DIV/0! | 1 | #DIV/0! | #DIV/0! |  |  | 1
0 | 0 | 0 | 0 | 1 | 1 | 15:59 | 2896 |  | 525.9783 | 52.2612 | 52.2612 | 49.8789 | 49.8789 | 3.5527e-16 | 0 | 52.2612 |  | -505.1222 | #DIV/0! | #DIV/0! | 49.5 | 3 | #DIV/0! | 1 | #DIV/0! | #DIV/0! |  |  | 1
0 | 0 | 0 | 0 | 1 | 1 | 15:59 | 2900 |  | 525.7736 | 52.4659 | 52.4659 | 49.8789 | 49.8789 | 3.5527e-16 | 0 | 52.4659 |  | -504.9175 | #DIV/0! | #DIV/0! | 49.5 | 3 | #DIV/0! | 1 | #DIV/0! | #DIV/0! |  |  | 1
0 | 0 | 0 | 0 | 1 | 1 | 15:59 | 2904 |  | 525.569 | 52.6705 | 52.6705 | 49.8789 | 49.8789 | 3.5527e-16 | 0 | 52.6705 |  | -504.7129 | #DIV/0! | #DIV/0! | 49.5 | 3 | #DIV/0! | 1 | #DIV/0! | #DIV/0! |  |  | 1
0 | 0 | 0 | 0 | 1 | 1 | 15:59 | 2908 |  | 525.3643 | 52.8752 | 52.8752 | 49.8789 | 49.8789 | 3.5527e-16 | 0 | 52.8752 |  | -504.5082 | #DIV/0! | #DIV/0! | 49.5 | 3 | #DIV/0! | 1 | #DIV/0! | #DIV/0! |  |  | 1
0 | 0 | 0 | 0 | 1 | 1 | 15:59 | 2912 |  | 525.1596 | 53.0799 | 53.0799 | 49.8789 | 49.8789 | 3.5527e-16 | 0 | 53.0799 |  | -504.3035 | #DIV/0! | #DIV/0! | 49.5 | 3 | #DIV/0! | 1 | #DIV/0! | #DIV/0! |  |  | 1
0 | 0 | 0 | 0 | 1 | 1 | 15:59 | 2916 |  | 524.955 | 53.2845 | 53.2845 | 49.8789 | 49.8789 | 3.5527e-16 | 0 | 53.2845 |  | -504.0989 | #DIV/0! | #DIV/0! | 49.5 | 3 | #DIV/0! | 1 | #DIV/0! | #DIV/0! |  |  | 1
0 | 0 | 0 | 0 | 1 | 1 | 15:59 | 2920 |  | 524.7503 | 53.4892 | 53.4892 | 49.8789 | 49.8789 | 3.5527e-16 | 0 | 53.4892 |  | -503.8942 | #DIV/0! | #DIV/0! | 49.5 | 3 | #DIV/0! | 1 | #DIV/0! | #DIV/0! |  |  | 1
0 | 0 | 0 | 0 | 1 | 1 | 15:59 | 2924 |  | 524.5456 | 53.6939 | 53.6939 | 49.8789 | 49.8789 | 3.5527e-16 | 0 | 53.6939 |  | -503.6895 | #DIV/0! | #DIV/0! | 49.5 | 3 | #DIV/0! | 1 | #DIV/0! | #DIV/0! |  |  | 1
0 | 0 | 0 | 0 | 1 | 1 | 15:59 | 2928 |  | 524.341 | 53.8985 | 53.8985 | 49.8789 | 49.8789 | 3.5527e-16 | 0 | 53.8985 |  | -503.4849 | #DIV/0! | #DIV/0! | 49.5 | 3 | #DIV/0! | 1 | #DIV/0! | #DIV/0! |  |  | 1
0 | 0 | 0 | 0 | 1 | 1 | 15:59 | 2932 |  | 524.1363 | 54.1032 | 54.1032 | 49.8789 | 49.8789 | 3.5527e-16 | 0 | 54.1032 |  | -503.2802 | #DIV/0! | #DIV/0! | 49.5 | 3 | #DIV/0! | 1 | #DIV/0! | #DIV/0! |  |  | 1
0 | 0 | 0 | 0 | 1 | 1 | 16:00 | 2936 |  | 523.9316 | 54.3079 | 54.3079 | 49.8789 | 49.8789 | 3.5527e-16 | 0 | 54.3079 |  | -503.0755 | #DIV/0! | #DIV/0! | 49.5 | 3 | #DIV/0! | 1 | #DIV/0! | #DIV/0! |  |  | 1
0 | 0 | 0 | 0 | 1 | 1 | 16:00 | 2940 |  | 523.727 | 54.5125 | 54.5125 | 49.8789 | 49.8789 | 3.5527e-16 | 0 | 54.5125 |  | -502.8709 | #DIV/0! | #DIV/0! | 49.5 | 3 | #DIV/0! | 1 | #DIV/0! | #DIV/0! |  |  | 1
0 | 0 | 0 | 0 | 1 | 1 | 16:00 | 2944 |  | 523.5223 | 54.7172 | 54.7172 | 49.8789 | 49.8789 | 3.5527e-16 | 0 | 54.7172 |  | -502.6662 | #DIV/0! | #DIV/0! | 49.5 | 3 | #DIV/0! | 1 | #DIV/0! | #DIV/0! |  |  | 1
0 | 0 | 0 | 0 | 1 | 1 | 16:00 | 2948 |  | 523.3176 | 54.9219 | 54.9219 | 49.8789 | 49.8789 | 3.5527e-16 | 0 | 54.9219 |  | -502.4615 | #DIV/0! | #DIV/0! | 49.5 | 3 | #DIV/0! | 1 | #DIV/0! | #DIV/0! |  |  | 1
0 | 0 | 0 | 0 | 1 | 1 | 16:00 | 2952 |  | 523.113 | 55.1265 | 55.1265 | 49.8789 | 49.8789 | 3.5527e-16 | 0 | 55.1265 |  | -502.2569 | #DIV/0! | #DIV/0! | 49.5 | 3 | #DIV/0! | 1 | #DIV/0! | #DIV/0! |  |  | 1
0 | 0 | 0 | 0 | 1 | 1 | 16:00 | 2956 |  | 522.9083 | 55.3312 | 55.3312 | 49.8789 | 49.8789 | 3.5527e-16 | 0 | 55.3312 |  | -502.0522 | #DIV/0! | #DIV/0! | 49.5 | 3 | #DIV/0! | 1 | #DIV/0! | #DIV/0! |  |  | 1
0 | 0 | 0 | 0 | 1 | 1 | 16:00 | 2960 |  | 522.7036 | 55.5359 | 55.5359 | 49.8789 | 49.8789 | 3.5527e-16 | 0 | 55.5359 |  | -501.8475 | #DIV/0! | #DIV/0! | 49.5 | 3 | #DIV/0! | 1 | #DIV/0! | #DIV/0! |  |  | 1
0 | 0 | 0 | 0 | 1 | 1 | 16:00 | 2964 |  | 522.499 | 55.7405 | 55.7405 | 49.8789 | 49.8789 | 3.5527e-16 | 0 | 55.7405 |  | -501.6429 | #DIV/0! | #DIV/0! | 49.5 | 3 | #DIV/0! | 1 | #DIV/0! | #DIV/0! |  |  | 1
0 | 0 | 0 | 0 | 1 | 1 | 16:00 | 2968 |  | 522.2943 | 55.9452 | 55.9452 | 49.8789 | 49.8789 | 3.5527e-16 | 0 | 55.9452 |  | -501.4382 | #DIV/0! | #DIV/0! | 49.5 | 3 | #DIV/0! | 1 | #DIV/0! | #DIV/0! |  |  | 1
0 | 0 | 0 | 0 | 1 | 1 | 16:00 | 2972 |  | 522.0896 | 56.1499 | 56.1499 | 49.8789 | 49.8789 | 3.5527e-16 | 0 | 56.1499 |  | -501.2335 | #DIV/0! | #DIV/0! | 49.5 | 3 | #DIV/0! | 1 | #DIV/0! | #DIV/0! |  |  | 1
0 | 0 | 0 | 0 | 1 | 1 | 16:00 | 2976 |  | 521.885 | 56.3545 | 56.3545 | 49.8789 | 49.8789 | 3.5527e-16 | 0 | 56.3545 |  | -501.0289 | #DIV/0! | #DIV/0! | 49.5 | 3 | #DIV/0! | 1 | #DIV/0! | #DIV/0! |  |  | 1
0 | 0 | 0 | 0 | 1 | 1 | 16:00 | 2980 |  | 521.6803 | 56.5592 | 56.5592 | 49.8789 | 49.8789 | 3.5527e-16 | 0 | 56.5592 |  | -500.8242 | #DIV/0! | #DIV/0! | 49.5 | 3 | #DIV/0! | 1 | #DIV/0! | #DIV/0! |  |  | 1
0 | 0 | 0 | 0 | 1 | 1 | 16:00 | 2984 |  | 521.4756 | 56.7638 | 56.7638 | 49.8789 | 49.8789 | 3.5527e-16 | 0 | 56.7638 |  | -500.6195 | #DIV/0! | #DIV/0! | 49.5 | 3 | #DIV/0! | 1 | #DIV/0! | #DIV/0! |  |  | 1
0 | 0 | 0 | 0 | 1 | 1 | 16:00 | 2988 |  | 521.271 | 56.9685 | 56.9685 | 49.8789 | 49.8789 | 3.5527e-16 | 0 | 56.9685 |  | -500.4149 | #DIV/0! | #DIV/0! | 49.5 | 3 | #DIV/0! | 1 | #DIV/0! | #DIV/0! |  |  | 1
0 | 0 | 0 | 0 | 1 | 1 | 16:00 | 2992 |  | 521.0663 | 57.1732 | 57.1732 | 49.8789 | 49.8789 | 3.5527e-16 | 0 | 57.1732 |  | -500.2102 | #DIV/0! | #DIV/0! | 49.5 | 3 | #DIV/0! | 1 | #DIV/0! | #DIV/0! |  |  | 1
0 | 0 | 0 | 0 | 1 | 1 | 16:01 | 2996 |  | 520.8616 | 57.3778 | 57.3778 | 49.8789 | 49.8789 | 3.5527e-16 | 0 | 57.3778 |  | -500.0056 | #DIV/0! | #DIV/0! | 49.5 | 3 | #DIV/0! | 1 | #DIV/0! | #DIV/0! |  |  | 1
0 | 0 | 0 | 0 | 1 | 1 | 16:01 | 3000 |  | 520.657 | 57.5825 | 57.5825 | 49.8789 | 49.8789 | 3.5527e-16 | 0 | 57.5825 |  | -499.8009 | #DIV/0! | #DIV/0! | 49.5 | 3 | #DIV/0! | 1 | #DIV/0! | #DIV/0! |  |  | 1
0 | 0 | 0 | 0 | 1 | 1 | 16:01 | 3004 |  | 520.4523 | 57.7872 | 57.7872 | 49.8789 | 49.8789 | 3.5527e-16 | 0 | 57.7872 |  | -499.5962 | #DIV/0! | #DIV/0! | 49.5 | 3 | #DIV/0! | 1 | #DIV/0! | #DIV/0! |  |  | 1
0 | 0 | 0 | 0 | 1 | 1 | 16:01 | 3008 |  | 520.2476 | 57.9918 | 57.9918 | 49.8789 | 49.8789 | 3.5527e-16 | 0 | 57.9918 |  | -499.3916 | #DIV/0! | #DIV/0! | 49.5 | 3 | #DIV/0! | 1 | #DIV/0! | #DIV/0! |  |  | 1
0 | 0 | 0 | 0 | 1 | 1 | 16:01 | 3012 |  | 520.043 | 58.1965 | 58.1965 | 49.8789 | 49.8789 | 3.5527e-16 | 0 | 58.1965 |  | -499.1869 | #DIV/0! | #DIV/0! | 49.5 | 3 | #DIV/0! | 1 | #DIV/0! | #DIV/0! |  |  | 1
0 | 0 | 0 | 0 | 1 | 1 | 16:01 | 3016 |  | 519.8383 | 58.4012 | 58.4012 | 49.8789 | 49.8789 | 3.5527e-16 | 0 | 58.4012 |  | -498.9822 | #DIV/0! | #DIV/0! | 49.5 | 3 | #DIV/0! | 1 | #DIV/0! | #DIV/0! |  |  | 1
0 | 0 | 0 | 0 | 1 | 1 | 16:01 | 3020 |  | 519.6336 | 58.6058 | 58.6058 | 49.8789 | 49.8789 | 3.5527e-16 | 0 | 58.6058 |  | -498.7776 | #DIV/0! | #DIV/0! | 49.5 | 3 | #DIV/0! | 1 | #DIV/0! | #DIV/0! |  |  | 1
0 | 0 | 0 | 0 | 1 | 1 | 16:01 | 3024 |  | 519.429 | 58.8105 | 58.8105 | 49.8789 | 49.8789 | 3.5527e-16 | 0 | 58.8105 |  | -498.5729 | #DIV/0! | #DIV/0! | 49.5 | 3 | #DIV/0! | 1 | #DIV/0! | #DIV/0! |  |  | 1
0 | 0 | 0 | 0 | 1 | 1 | 16:01 | 3028 |  | 519.2243 | 59.0152 | 59.0152 | 49.8789 | 49.8789 | 3.5527e-16 | 0 | 59.0152 |  | -498.3682 | #DIV/0! | #DIV/0! | 49.5 | 3 | #DIV/0! | 1 | #DIV/0! | #DIV/0! |  |  | 1
0 | 0 | 0 | 0 | 1 | 1 | 16:01 | 3032 |  | 519.0196 | 59.2198 | 59.2198 | 49.8789 | 49.8789 | 3.5527e-16 | 0 | 59.2198 |  | -498.1636 | #DIV/0! | #DIV/0! | 49.5 | 3 | #DIV/0! | 1 | #DIV/0! | #DIV/0! |  |  | 1
0 | 0 | 0 | 0 | 1 | 1 | 16:01 | 3036 |  | 518.815 | 59.4245 | 59.4245 | 49.8789 | 49.8789 | 3.5527e-16 | 0 | 59.4245 |  | -497.9589 | #DIV/0! | #DIV/0! | 49.5 | 3 | #DIV/0! | 1 | #DIV/0! | #DIV/0! |  |  | 1
0 | 0 | 0 | 0 | 1 | 1 | 16:01 | 3040 |  | 518.6103 | 59.6292 | 59.6292 | 49.8789 | 49.8789 | 3.5527e-16 | 0 | 59.6292 |  | -497.7542 | #DIV/0! | #DIV/0! | 49.5 | 3 | #DIV/0! | 1 | #DIV/0! | #DIV/0! |  |  | 1
0 | 0 | 0 | 0 | 1 | 1 | 16:01 | 3044 |  | 518.4056 | 59.8338 | 59.8338 | 49.8789 | 49.8789 | 3.5527e-16 | 0 | 59.8338 |  | -497.5496 | #DIV/0! | #DIV/0! | 49.5 | 3 | #DIV/0! | 1 | #DIV/0! | #DIV/0! |  |  | 1
0 | 0 | 0 | 0 | 1 | 1 | 16:01 | 3048 |  | 518.201 | 60.0385 | 60.0385 | 49.8789 | 49.8789 | 3.5527e-16 | 0 | 60.0385 |  | -497.3449 | #DIV/0! | #DIV/0! | 49.5 | 3 | #DIV/0! | 1 | #DIV/0! | #DIV/0! |  |  | 1
0 | 0 | 0 | 0 | 1 | 1 | 16:01 | 3052 |  | 517.9963 | 60.2432 | 60.2432 | 49.8789 | 49.8789 | 3.5527e-16 | 0 | 60.2432 |  | -497.1402 | #DIV/0! | #DIV/0! | 49.5 | 3 | #DIV/0! | 1 | #DIV/0! | #DIV/0! |  |  | 1
0 | 0 | 0 | 0 | 1 | 1 | 16:02 | 3056 |  | 517.7916 | 60.4478 | 60.4478 | 49.8789 | 49.8789 | 3.5527e-16 | 0 | 60.4478 |  | -496.9356 | #DIV/0! | #DIV/0! | 49.5 | 3 | #DIV/0! | 1 | #DIV/0! | #DIV/0! |  |  | 1
0 | 0 | 0 | 0 | 1 | 1 | 16:02 | 3060 |  | 517.587 | 60.6525 | 60.6525 | 49.8789 | 49.8789 | 3.5527e-16 | 0 | 60.6525 |  | -496.7309 | #DIV/0! | #DIV/0! | 49.5 | 3 | #DIV/0! | 1 | #DIV/0! | #DIV/0! |  |  | 1
0 | 0 | 0 | 0 | 1 | 1 | 16:02 | 3064 |  | 517.3823 | 60.8572 | 60.8572 | 49.8789 | 49.8789 | 3.5527e-16 | 0 | 60.8572 |  | -496.5262 | #DIV/0! | #DIV/0! | 49.5 | 3 | #DIV/0! | 1 | #DIV/0! | #DIV/0! |  |  | 1
0 | 0 | 0 | 0 | 1 | 1 | 16:02 | 3068 |  | 517.1776 | 61.0618 | 61.0618 | 49.8789 | 49.8789 | 3.5527e-16 | 0 | 61.0618 |  | -496.3216 | #DIV/0! | #DIV/0! | 49.5 | 3 | #DIV/0! | 1 | #DIV/0! | #DIV/0! |  |  | 1
0 | 0 | 0 | 0 | 1 | 1 | 16:02 | 3072 |  | 516.973 | 61.2665 | 61.2665 | 49.8789 | 49.8789 | 3.5527e-16 | 0 | 61.2665 |  | -496.1169 | #DIV/0! | #DIV/0! | 49.5 | 3 | #DIV/0! | 1 | #DIV/0! | #DIV/0! |  |  | 1
0 | 0 | 0 | 0 | 1 | 1 | 16:02 | 3076 |  | 516.7683 | 61.4712 | 61.4712 | 49.8789 | 49.8789 | 3.5527e-16 | 0 | 61.4712 |  | -495.9122 | #DIV/0! | #DIV/0! | 49.5 | 3 | #DIV/0! | 1 | #DIV/0! | #DIV/0! |  |  | 1
0 | 0 | 0 | 0 | 1 | 1 | 16:02 | 3080 |  | 516.5636 | 61.6758 | 61.6758 | 49.8789 | 49.8789 | 3.5527e-16 | 0 | 61.6758 |  | -495.7076 | #DIV/0! | #DIV/0! | 49.5 | 3 | #DIV/0! | 1 | #DIV/0! | #DIV/0! |  |  | 1
0 | 0 | 0 | 0 | 1 | 1 | 16:02 | 3084 |  | 516.359 | 61.8805 | 61.8805 | 49.8789 | 49.8789 | 3.5527e-16 | 0 | 61.8805 |  | -495.5029 | #DIV/0! | #DIV/0! | 49.5 | 3 | #DIV/0! | 1 | #DIV/0! | #DIV/0! |  |  | 1
0 | 0 | 0 | 0 | 1 | 1 | 16:02 | 3088 |  | 516.1543 | 62.0852 | 62.0852 | 49.8789 | 49.8789 | 3.5527e-16 | 0 | 62.0852 |  | -495.2982 | #DIV/0! | #DIV/0! | 49.5 | 3 | #DIV/0! | 1 | #DIV/0! | #DIV/0! |  |  | 1
0 | 0 | 0 | 0 | 1 | 1 | 16:02 | 3092 |  | 515.9496 | 62.2898 | 62.2898 | 49.8789 | 49.8789 | 3.5527e-16 | 0 | 62.2898 |  | -495.0936 | #DIV/0! | #DIV/0! | 49.5 | 3 | #DIV/0! | 1 | #DIV/0! | #DIV/0! |  |  | 1
0 | 0 | 0 | 0 | 1 | 1 | 16:02 | 3096 |  | 515.745 | 62.4945 | 62.4945 | 49.8789 | 49.8789 | 3.5527e-16 | 0 | 62.4945 |  | -494.8889 | #DIV/0! | #DIV/0! | 49.5 | 3 | #DIV/0! | 1 | #DIV/0! | #DIV/0! |  |  | 1
0 | 0 | 0 | 0 | 1 | 1 | 16:02 | 3100 |  | 515.5403 | 62.6992 | 62.6992 | 49.8789 | 49.8789 | 3.5527e-16 | 0 | 62.6992 |  | -494.6842 | #DIV/0! | #DIV/0! | 49.5 | 3 | #DIV/0! | 1 | #DIV/0! | #DIV/0! |  |  | 1
0 | 0 | 0 | 0 | 1 | 1 | 16:02 | 3104 |  | 515.3356 | 62.9038 | 62.9038 | 49.8789 | 49.8789 | 3.5527e-16 | 0 | 62.9038 |  | -494.4796 | #DIV/0! | #DIV/0! | 49.5 | 3 | #DIV/0! | 1 | #DIV/0! | #DIV/0! |  |  | 1
0 | 0 | 0 | 0 | 1 | 1 | 16:02 | 3108 |  | 515.131 | 63.1085 | 63.1085 | 49.8789 | 49.8789 | 3.5527e-16 | 0 | 63.1085 |  | -494.2749 | #DIV/0! | #DIV/0! | 49.5 | 3 | #DIV/0! | 1 | #DIV/0! | #DIV/0! |  |  | 1
0 | 0 | 0 | 0 | 1 | 1 | 16:02 | 3112 |  | 514.9263 | 63.3132 | 63.3132 | 49.8789 | 49.8789 | 3.5527e-16 | 0 | 63.3132 |  | -494.0702 | #DIV/0! | #DIV/0! | 49.5 | 3 | #DIV/0! | 1 | #DIV/0! | #DIV/0! |  |  | 1
0 | 0 | 0 | 0 | 1 | 1 | 16:03 | 3116 |  | 514.7217 | 63.5178 | 63.5178 | 49.8789 | 49.8789 | 3.5527e-16 | 0 | 63.5178 |  | -493.8656 | #DIV/0! | #DIV/0! | 49.5 | 3 | #DIV/0! | 1 | #DIV/0! | #DIV/0! |  |  | 1
0 | 0 | 0 | 0 | 1 | 1 | 16:03 | 3120 |  | 514.517 | 63.7225 | 63.7225 | 49.8789 | 49.8789 | 3.5527e-16 | 0 | 63.7225 |  | -493.6609 | #DIV/0! | #DIV/0! | 49.5 | 3 | #DIV/0! | 1 | #DIV/0! | #DIV/0! |  |  | 1
0 | 0 | 0 | 0 | 1 | 1 | 16:03 | 3124 |  | 514.3123 | 63.9272 | 63.9272 | 49.8789 | 49.8789 | 3.5527e-16 | 0 | 63.9272 |  | -493.4562 | #DIV/0! | #DIV/0! | 49.5 | 3 | #DIV/0! | 1 | #DIV/0! | #DIV/0! |  |  | 1
0 | 0 | 0 | 0 | 1 | 1 | 16:03 | 3128 |  | 514.1077 | 64.1318 | 64.1318 | 49.8789 | 49.8789 | 3.5527e-16 | 0 | 64.1318 |  | -493.2516 | #DIV/0! | #DIV/0! | 49.5 | 3 | #DIV/0! | 1 | #DIV/0! | #DIV/0! |  |  | 1
0 | 0 | 0 | 0 | 1 | 1 | 16:03 | 3132 |  | 513.903 | 64.3365 | 64.3365 | 49.8789 | 49.8789 | 3.5527e-16 | 0 | 64.3365 |  | -493.0469 | #DIV/0! | #DIV/0! | 49.5 | 3 | #DIV/0! | 1 | #DIV/0! | #DIV/0! |  |  | 1
0 | 0 | 0 | 0 | 1 | 1 | 16:03 | 3136 |  | 513.6983 | 64.5412 | 64.5412 | 49.8789 | 49.8789 | 3.5527e-16 | 0 | 64.5412 |  | -492.8422 | #DIV/0! | #DIV/0! | 49.5 | 3 | #DIV/0! | 1 | #DIV/0! | #DIV/0! |  |  | 1
0 | 0 | 0 | 0 | 1 | 1 | 16:03 | 3140 |  | 513.4937 | 64.7458 | 64.7458 | 49.8789 | 49.8789 | 3.5527e-16 | 0 | 64.7458 |  | -492.6376 | #DIV/0! | #DIV/0! | 49.5 | 3 | #DIV/0! | 1 | #DIV/0! | #DIV/0! |  |  | 1
0 | 0 | 0 | 0 | 1 | 1 | 16:03 | 3144 |  | 513.289 | 64.9505 | 64.9505 | 49.8789 | 49.8789 | 3.5527e-16 | 0 | 64.9505 |  | -492.4329 | #DIV/0! | #DIV/0! | 49.5 | 3 | #DIV/0! | 1 | #DIV/0! | #DIV/0! |  |  | 1
0 | 0 | 0 | 0 | 1 | 1 | 16:03 | 3148 |  | 513.0843 | 65.1552 | 65.1552 | 49.8789 | 49.8789 | 3.5527e-16 | 0 | 65.1552 |  | -492.2282 | #DIV/0! | #DIV/0! | 49.5 | 3 | #DIV/0! | 1 | #DIV/0! | #DIV/0! |  |  | 1
0 | 0 | 0 | 0 | 1 | 1 | 16:03 | 3152 |  | 512.8797 | 65.3598 | 65.3598 | 49.8789 | 49.8789 | 3.5527e-16 | 0 | 65.3598 |  | -492.0236 | #DIV/0! | #DIV/0! | 49.5 | 3 | #DIV/0! | 1 | #DIV/0! | #DIV/0! |  |  | 1
0 | 0 | 0 | 0 | 1 | 1 | 16:03 | 3156 |  | 512.675 | 65.5645 | 65.5645 | 49.8789 | 49.8789 | 3.5527e-16 | 0 | 65.5645 |  | -491.8189 | #DIV/0! | #DIV/0! | 49.5 | 3 | #DIV/0! | 1 | #DIV/0! | #DIV/0! |  |  | 1
0 | 0 | 0 | 0 | 1 | 1 | 16:03 | 3160 |  | 512.4703 | 65.7692 | 65.7692 | 49.8789 | 49.8789 | 3.5527e-16 | 0 | 65.7692 |  | -491.6142 | #DIV/0! | #DIV/0! | 49.5 | 3 | #DIV/0! | 1 | #DIV/0! | #DIV/0! |  |  | 1
0 | 0 | 0 | 0 | 1 | 1 | 16:03 | 3164 |  | 512.2657 | 65.9738 | 65.9738 | 49.8789 | 49.8789 | 3.5527e-16 | 0 | 65.9738 |  | -491.4096 | #DIV/0! | #DIV/0! | 49.5 | 3 | #DIV/0! | 1 | #DIV/0! | #DIV/0! |  |  | 1
0 | 0 | 0 | 0 | 1 | 1 | 16:03 | 3168 |  | 512.061 | 66.1785 | 66.1785 | 49.8789 | 49.8789 | 3.5527e-16 | 0 | 66.1785 |  | -491.2049 | #DIV/0! | #DIV/0! | 49.5 | 3 | #DIV/0! | 1 | #DIV/0! | #DIV/0! |  |  | 1
0 | 0 | 0 | 0 | 1 | 1 | 16:03 | 3172 |  | 511.8563 | 66.3832 | 66.3832 | 49.8789 | 49.8789 | 3.5527e-16 | 0 | 66.3832 |  | -491.0002 | #DIV/0! | #DIV/0! | 49.5 | 3 | #DIV/0! | 1 | #DIV/0! | #DIV/0! |  |  | 1
0 | 0 | 0 | 0 | 1 | 1 | 16:04 | 3176 |  | 511.6517 | 66.5878 | 66.5878 | 49.8789 | 49.8789 | 3.5527e-16 | 0 | 66.5878 |  | -490.7956 | #DIV/0! | #DIV/0! | 49.5 | 3 | #DIV/0! | 1 | #DIV/0! | #DIV/0! |  |  | 1
0 | 0 | 0 | 0 | 1 | 1 | 16:04 | 3180 |  | 511.447 | 66.7925 | 66.7925 | 49.8789 | 49.8789 | 3.5527e-16 | 0 | 66.7925 |  | -490.5909 | #DIV/0! | #DIV/0! | 49.5 | 3 | #DIV/0! | 1 | #DIV/0! | #DIV/0! |  |  | 1
0 | 0 | 0 | 0 | 1 | 1 | 16:04 | 3184 |  | 511.2423 | 66.9972 | 66.9972 | 49.8789 | 49.8789 | 3.5527e-16 | 0 | 66.9972 |  | -490.3862 | #DIV/0! | #DIV/0! | 49.5 | 3 | #DIV/0! | 1 | #DIV/0! | #DIV/0! |  |  | 1
0 | 0 | 0 | 0 | 1 | 1 | 16:04 | 3188 |  | 511.0377 | 67.2018 | 67.2018 | 49.8789 | 49.8789 | 3.5527e-16 | 0 | 67.2018 |  | -490.1816 | #DIV/0! | #DIV/0! | 49.5 | 3 | #DIV/0! | 1 | #DIV/0! | #DIV/0! |  |  | 1
0 | 0 | 0 | 0 | 1 | 1 | 16:04 | 3192 |  | 510.833 | 67.4065 | 67.4065 | 49.8789 | 49.8789 | 3.5527e-16 | 0 | 67.4065 |  | -489.9769 | #DIV/0! | #DIV/0! | 49.5 | 3 | #DIV/0! | 1 | #DIV/0! | #DIV/0! |  |  | 1
0 | 0 | 0 | 0 | 1 | 1 | 16:04 | 3196 |  | 510.6283 | 67.6112 | 67.6112 | 49.8789 | 49.8789 | 3.5527e-16 | 0 | 67.6112 |  | -489.7722 | #DIV/0! | #DIV/0! | 49.5 | 3 | #DIV/0! | 1 | #DIV/0! | #DIV/0! |  |  | 1
0 | 0 | 0 | 0 | 1 | 1 | 16:04 | 3200 |  | 510.4237 | 67.8158 | 67.8158 | 49.8789 | 49.8789 | 3.5527e-16 | 0 | 67.8158 |  | -489.5676 | #DIV/0! | #DIV/0! | 49.5 | 3 | #DIV/0! | 1 | #DIV/0! | #DIV/0! |  |  | 1
0 | 0 | 0 | 0 | 1 | 1 | 16:04 | 3204 |  | 510.219 | 68.0205 | 68.0205 | 49.8789 | 49.8789 | 3.5527e-16 | 0 | 68.0205 |  | -489.3629 | #DIV/0! | #DIV/0! | 49.5 | 3 | #DIV/0! | 1 | #DIV/0! | #DIV/0! |  |  | 1
0 | 0 | 0 | 0 | 1 | 1 | 16:04 | 3208 |  | 510.0143 | 68.2252 | 68.2252 | 49.8789 | 49.8789 | 3.5527e-16 | 0 | 68.2252 |  | -489.1582 | #DIV/0! | #DIV/0! | 49.5 | 3 | #DIV/0! | 1 | #DIV/0! | #DIV/0! |  |  | 1
0 | 0 | 0 | 0 | 1 | 1 | 16:04 | 3212 |  | 509.8097 | 68.4298 | 68.4298 | 49.8789 | 49.8789 | 3.5527e-16 | 0 | 68.4298 |  | -488.9536 | #DIV/0! | #DIV/0! | 49.5 | 3 | #DIV/0! | 1 | #DIV/0! | #DIV/0! |  |  | 1
0 | 0 | 0 | 0 | 1 | 1 | 16:04 | 3216 |  | 509.605 | 68.6345 | 68.6345 | 49.8789 | 49.8789 | 3.5527e-16 | 0 | 68.6345 |  | -488.7489 | #DIV/0! | #DIV/0! | 49.5 | 3 | #DIV/0! | 1 | #DIV/0! | #DIV/0! |  |  | 1
0 | 0 | 0 | 0 | 1 | 1 | 16:04 | 3220 |  | 509.4003 | 68.8392 | 68.8392 | 49.8789 | 49.8789 | 3.5527e-16 | 0 | 68.8392 |  | -488.5442 | #DIV/0! | #DIV/0! | 49.5 | 3 | #DIV/0! | 1 | #DIV/0! | #DIV/0! |  |  | 1
0 | 0 | 0 | 0 | 1 | 1 | 16:04 | 3224 |  | 509.1957 | 69.0438 | 69.0438 | 49.8789 | 49.8789 | 3.5527e-16 | 0 | 69.0438 |  | -488.3396 | #DIV/0! | #DIV/0! | 49.5 | 3 | #DIV/0! | 1 | #DIV/0! | #DIV/0! |  |  | 1
0 | 0 | 0 | 0 | 1 | 1 | 16:04 | 3228 |  | 508.991 | 69.2485 | 69.2485 | 49.8789 | 49.8789 | 3.5527e-16 | 0 | 69.2485 |  | -488.1349 | #DIV/0! | #DIV/0! | 49.5 | 3 | #DIV/0! | 1 | #DIV/0! | #DIV/0! |  |  | 1
0 | 0 | 0 | 0 | 1 | 1 | 16:04 | 3232 |  | 508.7863 | 69.4532 | 69.4532 | 49.8789 | 49.8789 | 3.5527e-16 | 0 | 69.4532 |  | -487.9302 | #DIV/0! | #DIV/0! | 49.5 | 3 | #DIV/0! | 1 | #DIV/0! | #DIV/0! |  |  | 1
0 | 0 | 0 | 0 | 1 | 1 | 16:05 | 3236 |  | 508.5817 | 69.6578 | 69.6578 | 49.8789 | 49.8789 | 3.5527e-16 | 0 | 69.6578 |  | -487.7256 | #DIV/0! | #DIV/0! | 49.5 | 3 | #DIV/0! | 1 | #DIV/0! | #DIV/0! |  |  | 1
0 | 0 | 0 | 0 | 1 | 1 | 16:05 | 3240 |  | 508.377 | 69.8625 | 69.8625 | 49.8789 | 49.8789 | 3.5527e-16 | 0 | 69.8625 |  | -487.5209 | #DIV/0! | #DIV/0! | 49.5 | 3 | #DIV/0! | 1 | #DIV/0! | #DIV/0! |  |  | 1
0 | 0 | 0 | 0 | 1 | 1 | 16:05 | 3244 |  | 508.1723 | 70.0672 | 70.0672 | 49.8789 | 49.8789 | 3.5527e-16 | 0 | 70.0672 |  | -487.3162 | #DIV/0! | #DIV/0! | 49.5 | 3 | #DIV/0! | 1 | #DIV/0! | #DIV/0! |  |  | 1
0 | 0 | 0 | 0 | 1 | 1 | 16:05 | 3248 |  | 507.9677 | 70.2718 | 70.2718 | 49.8789 | 49.8789 | 3.5527e-16 | 0 | 70.2718 |  | -487.1116 | #DIV/0! | #DIV/0! | 49.5 | 3 | #DIV/0! | 1 | #DIV/0! | #DIV/0! |  |  | 1
0 | 0 | 0 | 0 | 1 | 1 | 16:05 | 3252 |  | 507.763 | 70.4765 | 70.4765 | 49.8789 | 49.8789 | 3.5527e-16 | 0 | 70.4765 |  | -486.9069 | #DIV/0! | #DIV/0! | 49.5 | 3 | #DIV/0! | 1 | #DIV/0! | #DIV/0! |  |  | 1
0 | 0 | 0 | 0 | 1 | 1 | 16:05 | 3256 |  | 507.5583 | 70.6812 | 70.6812 | 49.8789 | 49.8789 | 3.5527e-16 | 0 | 70.6812 |  | -486.7022 | #DIV/0! | #DIV/0! | 49.5 | 3 | #DIV/0! | 1 | #DIV/0! | #DIV/0! |  |  | 1
0 | 0 | 0 | 0 | 1 | 1 | 16:05 | 3260 |  | 507.3537 | 70.8858 | 70.8858 | 49.8789 | 49.8789 | 3.5527e-16 | 0 | 70.8858 |  | -486.4976 | #DIV/0! | #DIV/0! | 49.5 | 3 | #DIV/0! | 1 | #DIV/0! | #DIV/0! |  |  | 1
0 | 0 | 0 | 0 | 1 | 1 | 16:05 | 3264 |  | 507.149 | 71.0905 | 71.0905 | 49.8789 | 49.8789 | 3.5527e-16 | 0 | 71.0905 |  | -486.2929 | #DIV/0! | #DIV/0! | 49.5 | 3 | #DIV/0! | 1 | #DIV/0! | #DIV/0! |  |  | 1
0 | 0 | 0 | 0 | 1 | 1 | 16:05 | 3268 |  | 506.9443 | 71.2952 | 71.2952 | 49.8789 | 49.8789 | 3.5527e-16 | 0 | 71.2952 |  | -486.0882 | #DIV/0! | #DIV/0! | 49.5 | 3 | #DIV/0! | 1 | #DIV/0! | #DIV/0! |  |  | 1
0 | 0 | 0 | 0 | 1 | 1 | 16:05 | 3272 |  | 506.7397 | 71.4998 | 71.4998 | 49.8789 | 49.8789 | 3.5527e-16 | 0 | 71.4998 |  | -485.8836 | #DIV/0! | #DIV/0! | 49.5 | 3 | #DIV/0! | 1 | #DIV/0! | #DIV/0! |  |  | 1
0 | 0 | 0 | 0 | 1 | 1 | 16:05 | 3276 |  | 506.535 | 71.7045 | 71.7045 | 49.8789 | 49.8789 | 3.5527e-16 | 0 | 71.7045 |  | -485.6789 | #DIV/0! | #DIV/0! | 49.5 | 3 | #DIV/0! | 1 | #DIV/0! | #DIV/0! |  |  | 1
0 | 0 | 0 | 0 | 1 | 1 | 16:05 | 3280 |  | 506.3303 | 71.9092 | 71.9092 | 49.8789 | 49.8789 | 3.5527e-16 | 0 | 71.9092 |  | -485.4742 | #DIV/0! | #DIV/0! | 49.5 | 3 | #DIV/0! | 1 | #DIV/0! | #DIV/0! |  |  | 1
0 | 0 | 0 | 0 | 1 | 1 | 16:05 | 3284 |  | 506.1257 | 72.1138 | 72.1138 | 49.8789 | 49.8789 | 3.5527e-16 | 0 | 72.1138 |  | -485.2696 | #DIV/0! | #DIV/0! | 49.5 | 3 | #DIV/0! | 1 | #DIV/0! | #DIV/0! |  |  | 1
0 | 0 | 0 | 0 | 1 | 1 | 16:05 | 3288 |  | 505.921 | 72.3185 | 72.3185 | 49.8789 | 49.8789 | 3.5527e-16 | 0 | 72.3185 |  | -485.0649 | #DIV/0! | #DIV/0! | 49.5 | 3 | #DIV/0! | 1 | #DIV/0! | #DIV/0! |  |  | 1
0 | 0 | 0 | 0 | 1 | 1 | 16:05 | 3292 |  | 505.7163 | 72.5232 | 72.5232 | 49.8789 | 49.8789 | 3.5527e-16 | 0 | 72.5232 |  | -484.8602 | #DIV/0! | #DIV/0! | 49.5 | 3 | #DIV/0! | 1 | #DIV/0! | #DIV/0! |  |  | 1
0 | 0 | 0 | 0 | 1 | 1 | 16:06 | 3296 |  | 505.5117 | 72.7278 | 72.7278 | 49.8789 | 49.8789 | 3.5527e-16 | 0 | 72.7278 |  | -484.6556 | #DIV/0! | #DIV/0! | 49.5 | 3 | #DIV/0! | 1 | #DIV/0! | #DIV/0! |  |  | 1
0 | 0 | 0 | 0 | 1 | 1 | 16:06 | 3300 |  | 505.307 | 72.9325 | 72.9325 | 49.8789 | 49.8789 | 3.5527e-16 | 0 | 72.9325 |  | -484.4509 | #DIV/0! | #DIV/0! | 49.5 | 3 | #DIV/0! | 1 | #DIV/0! | #DIV/0! |  |  | 1
0 | 0 | 0 | 0 | 1 | 1 | 16:06 | 3304 |  | 505.1023 | 73.1372 | 73.1372 | 49.8789 | 49.8789 | 3.5527e-16 | 0 | 73.1372 |  | -484.2462 | #DIV/0! | #DIV/0! | 49.5 | 3 | #DIV/0! | 1 | #DIV/0! | #DIV/0! |  |  | 1
0 | 0 | 0 | 0 | 1 | 1 | 16:06 | 3308 |  | 504.8977 | 73.3418 | 73.3418 | 49.8789 | 49.8789 | 3.5527e-16 | 0 | 73.3418 |  | -484.0416 | #DIV/0! | #DIV/0! | 49.5 | 3 | #DIV/0! | 1 | #DIV/0! | #DIV/0! |  |  | 1
0 | 0 | 0 | 0 | 1 | 1 | 16:06 | 3312 |  | 504.693 | 73.5465 | 73.5465 | 49.8789 | 49.8789 | 3.5527e-16 | 0 | 73.5465 |  | -483.8369 | #DIV/0! | #DIV/0! | 49.5 | 3 | #DIV/0! | 1 | #DIV/0! | #DIV/0! |  |  | 1
0 | 0 | 0 | 0 | 1 | 1 | 16:06 | 3316 |  | 504.4883 | 73.7512 | 73.7512 | 49.8789 | 49.8789 | 3.5527e-16 | 0 | 73.7512 |  | -483.6322 | #DIV/0! | #DIV/0! | 49.5 | 3 | #DIV/0! | 1 | #DIV/0! | #DIV/0! |  |  | 1
0 | 0 | 0 | 0 | 1 | 1 | 16:06 | 3320 |  | 504.2837 | 73.9558 | 73.9558 | 49.8789 | 49.8789 | 3.5527e-16 | 0 | 73.9558 |  | -483.4276 | #DIV/0! | #DIV/0! | 49.5 | 3 | #DIV/0! | 1 | #DIV/0! | #DIV/0! |  |  | 1
0 | 0 | 0 | 0 | 1 | 1 | 16:06 | 3324 |  | 504.079 | 74.1605 | 74.1605 | 49.8789 | 49.8789 | 3.5527e-16 | 0 | 74.1605 |  | -483.2229 | #DIV/0! | #DIV/0! | 49.5 | 3 | #DIV/0! | 1 | #DIV/0! | #DIV/0! |  |  | 1
0 | 0 | 0 | 0 | 1 | 1 | 16:06 | 3328 |  | 503.8743 | 74.3652 | 74.3652 | 49.8789 | 49.8789 | 3.5527e-16 | 0 | 74.3652 |  | -483.0182 | #DIV/0! | #DIV/0! | 49.5 | 3 | #DIV/0! | 1 | #DIV/0! | #DIV/0! |  |  | 1
0 | 0 | 0 | 0 | 1 | 1 | 16:06 | 3332 |  | 503.6697 | 74.5698 | 74.5698 | 49.8789 | 49.8789 | 3.5527e-16 | 0 | 74.5698 |  | -482.8136 | #DIV/0! | #DIV/0! | 49.5 | 3 | #DIV/0! | 1 | #DIV/0! | #DIV/0! |  |  | 1
0 | 0 | 0 | 0 | 1 | 1 | 16:06 | 3336 |  | 503.465 | 74.7745 | 74.7745 | 49.8789 | 49.8789 | 3.5527e-16 | 0 | 74.7745 |  | -482.6089 | #DIV/0! | #DIV/0! | 49.5 | 3 | #DIV/0! | 1 | #DIV/0! | #DIV/0! |  |  | 1
0 | 0 | 0 | 0 | 1 | 1 | 16:06 | 3340 |  | 503.2603 | 74.9792 | 74.9792 | 49.8789 | 49.8789 | 3.5527e-16 | 0 | 74.9792 |  | -482.4042 | #DIV/0! | #DIV/0! | 49.5 | 3 | #DIV/0! | 1 | #DIV/0! | #DIV/0! |  |  | 1
0 | 0 | 0 | 0 | 1 | 1 | 16:06 | 3344 |  | 503.0557 | 75.1838 | 75.1838 | 49.8789 | 49.8789 | 3.5527e-16 | 0 | 75.1838 |  | -482.1996 | #DIV/0! | #DIV/0! | 49.5 | 3 | #DIV/0! | 1 | #DIV/0! | #DIV/0! |  |  | 1
0 | 0 | 0 | 0 | 1 | 1 | 16:06 | 3348 |  | 502.851 | 75.3885 | 75.3885 | 49.8789 | 49.8789 | 3.5527e-16 | 0 | 75.3885 |  | -481.9949 | #DIV/0! | #DIV/0! | 49.5 | 3 | #DIV/0! | 1 | #DIV/0! | #DIV/0! |  |  | 1
0 | 0 | 0 | 0 | 1 | 1 | 16:06 | 3352 |  | 502.6463 | 75.5932 | 75.5932 | 49.8789 | 49.8789 | 3.5527e-16 | 0 | 75.5932 |  | -481.7902 | #DIV/0! | #DIV/0! | 49.5 | 3 | #DIV/0! | 1 | #DIV/0! | #DIV/0! |  |  | 1
0 | 0 | 0 | 0 | 1 | 1 | 16:07 | 3356 |  | 502.4417 | 75.7978 | 75.7978 | 49.8789 | 49.8789 | 3.5527e-16 | 0 | 75.7978 |  | -481.5856 | #DIV/0! | #DIV/0! | 49.5 | 3 | #DIV/0! | 1 | #DIV/0! | #DIV/0! |  |  | 1
0 | 0 | 0 | 0 | 1 | 1 | 16:07 | 3360 |  | 502.237 | 76.0025 | 76.0025 | 49.8789 | 49.8789 | 3.5527e-16 | 0 | 76.0025 |  | -481.3809 | #DIV/0! | #DIV/0! | 49.5 | 3 | #DIV/0! | 1 | #DIV/0! | #DIV/0! |  |  | 1
0 | 0 | 0 | 0 | 1 | 1 | 16:07 | 3364 |  | 502.0323 | 76.2072 | 76.2072 | 49.8789 | 49.8789 | 3.5527e-16 | 0 | 76.2072 |  | -481.1762 | #DIV/0! | #DIV/0! | 49.5 | 3 | #DIV/0! | 1 | #DIV/0! | #DIV/0! |  |  | 1
0 | 0 | 0 | 0 | 1 | 1 | 16:07 | 3368 |  | 501.8277 | 76.4118 | 76.4118 | 49.8789 | 49.8789 | 3.5527e-16 | 0 | 76.4118 |  | -480.9716 | #DIV/0! | #DIV/0! | 49.5 | 3 | #DIV/0! | 1 | #DIV/0! | #DIV/0! |  |  | 1
0 | 0 | 0 | 0 | 1 | 1 | 16:07 | 3372 |  | 501.623 | 76.6165 | 76.6165 | 49.8789 | 49.8789 | 3.5527e-16 | 0 | 76.6165 |  | -480.7669 | #DIV/0! | #DIV/0! | 49.5 | 3 | #DIV/0! | 1 | #DIV/0! | #DIV/0! |  |  | 1
0 | 0 | 0 | 0 | 1 | 1 | 16:07 | 3376 |  | 501.4183 | 76.8212 | 76.8212 | 49.8789 | 49.8789 | 3.5527e-16 | 0 | 76.8212 |  | -480.5622 | #DIV/0! | #DIV/0! | 49.5 | 3 | #DIV/0! | 1 | #DIV/0! | #DIV/0! |  |  | 1
0 | 0 | 0 | 0 | 1 | 1 | 16:07 | 3380 |  | 501.2137 | 77.0258 | 77.0258 | 49.8789 | 49.8789 | 3.5527e-16 | 0 | 77.0258 |  | -480.3576 | #DIV/0! | #DIV/0! | 49.5 | 3 | #DIV/0! | 1 | #DIV/0! | #DIV/0! |  |  | 1
0 | 0 | 0 | 0 | 1 | 1 | 16:07 | 3384 |  | 501.009 | 77.2305 | 77.2305 | 49.8789 | 49.8789 | 3.5527e-16 | 0 | 77.2305 |  | -480.1529 | #DIV/0! | #DIV/0! | 49.5 | 3 | #DIV/0! | 1 | #DIV/0! | #DIV/0! |  |  | 1
0 | 0 | 0 | 0 | 1 | 1 | 16:07 | 3388 |  | 500.8043 | 77.4352 | 77.4352 | 49.8789 | 49.8789 | 3.5527e-16 | 0 | 77.4352 |  | -479.9482 | #DIV/0! | #DIV/0! | 49.5 | 3 | #DIV/0! | 1 | #DIV/0! | #DIV/0! |  |  | 1
0 | 0 | 0 | 0 | 1 | 1 | 16:07 | 3392 |  | 500.5997 | 77.6398 | 77.6398 | 49.8789 | 49.8789 | 3.5527e-16 | 0 | 77.6398 |  | -479.7436 | #DIV/0! | #DIV/0! | 49.5 | 3 | #DIV/0! | 1 | #DIV/0! | #DIV/0! |  |  | 1
0 | 0 | 0 | 0 | 1 | 1 | 16:07 | 3396 |  | 500.395 | 77.8445 | 77.8445 | 49.8789 | 49.8789 | 3.5527e-16 | 0 | 77.8445 |  | -479.5389 | #DIV/0! | #DIV/0! | 49.5 | 3 | #DIV/0! | 1 | #DIV/0! | #DIV/0! |  |  | 1
0 | 0 | 0 | 0 | 1 | 1 | 16:07 | 3400 |  | 500.1903 | 78.0492 | 78.0492 | 49.8789 | 49.8789 | 3.5527e-16 | 0 | 78.0492 |  | -479.3342 | #DIV/0! | #DIV/0! | 49.5 | 3 | #DIV/0! | 1 | #DIV/0! | #DIV/0! |  |  | 1
0 | 0 | 0 | 0 | 1 | 1 | 16:07 | 3404 |  | 499.9857 | 78.2538 | 78.2538 | 49.8789 | 49.8789 | 3.5527e-16 | 0 | 78.2538 |  | -479.1296 | #DIV/0! | #DIV/0! | 49.5 | 3 | #DIV/0! | 1 | #DIV/0! | #DIV/0! |  |  | 1
0 | 0 | 0 | 0 | 1 | 1 | 16:07 | 3408 |  | 499.781 | 78.4585 | 78.4585 | 49.8789 | 49.8789 | 3.5527e-16 | 0 | 78.4585 |  | -478.9249 | #DIV/0! | #DIV/0! | 49.5 | 3 | #DIV/0! | 1 | #DIV/0! | #DIV/0! |  |  | 1
0 | 0 | 0 | 0 | 1 | 1 | 16:07 | 3412 |  | 499.5763 | 78.6632 | 78.6632 | 49.8789 | 49.8789 | 3.5527e-16 | 0 | 78.6632 |  | -478.7202 | #DIV/0! | #DIV/0! | 49.5 | 3 | #DIV/0! | 1 | #DIV/0! | #DIV/0! |  |  | 1
0 | 0 | 0 | 0 | 1 | 1 | 16:08 | 3416 |  | 499.3717 | 78.8678 | 78.8678 | 49.8789 | 49.8789 | 3.5527e-16 | 0 | 78.8678 |  | -478.5156 | #DIV/0! | #DIV/0! | 49.5 | 3 | #DIV/0! | 1 | #DIV/0! | #DIV/0! |  |  | 1
0 | 0 | 0 | 0 | 1 | 1 | 16:08 | 3420 |  | 499.167 | 79.0725 | 79.0725 | 49.8789 | 49.8789 | 3.5527e-16 | 0 | 79.0725 |  | -478.3109 | #DIV/0! | #DIV/0! | 49.5 | 3 | #DIV/0! | 1 | #DIV/0! | #DIV/0! |  |  | 1
0 | 0 | 0 | 0 | 1 | 1 | 16:08 | 3424 |  | 498.9623 | 79.2772 | 79.2772 | 49.8789 | 49.8789 | 3.5527e-16 | 0 | 79.2772 |  | -478.1062 | #DIV/0! | #DIV/0! | 49.5 | 3 | #DIV/0! | 1 | #DIV/0! | #DIV/0! |  |  | 1
0 | 0 | 0 | 0 | 1 | 1 | 16:08 | 3428 |  | 498.7577 | 79.4818 | 79.4818 | 49.8789 | 49.8789 | 3.5527e-16 | 0 | 79.4818 |  | -477.9016 | #DIV/0! | #DIV/0! | 49.5 | 3 | #DIV/0! | 1 | #DIV/0! | #DIV/0! |  |  | 1
0 | 0 | 0 | 0 | 1 | 1 | 16:08 | 3432 |  | 498.553 | 79.6865 | 79.6865 | 49.8789 | 49.8789 | 3.5527e-16 | 0 | 79.6865 |  | -477.6969 | #DIV/0! | #DIV/0! | 49.5 | 3 | #DIV/0! | 1 | #DIV/0! | #DIV/0! |  |  | 1
0 | 0 | 0 | 0 | 1 | 1 | 16:08 | 3436 |  | 498.3483 | 79.8912 | 79.8912 | 49.8789 | 49.8789 | 3.5527e-16 | 0 | 79.8912 |  | -477.4922 | #DIV/0! | #DIV/0! | 49.5 | 3 | #DIV/0! | 1 | #DIV/0! | #DIV/0! |  |  | 1
0 | 0 | 0 | 0 | 1 | 1 | 16:08 | 3440 |  | 498.1437 | 80.0958 | 80.0958 | 49.8789 | 49.8789 | 3.5527e-16 | 0 | 80.0958 |  | -477.2876 | #DIV/0! | #DIV/0! | 49.5 | 3 | #DIV/0! | 1 | #DIV/0! | #DIV/0! |  |  | 1
0 | 0 | 0 | 0 | 1 | 1 | 16:08 | 3444 |  | 497.939 | 80.3005 | 80.3005 | 49.8789 | 49.8789 | 3.5527e-16 | 0 | 80.3005 |  | -477.0829 | #DIV/0! | #DIV/0! | 49.5 | 3 | #DIV/0! | 1 | #DIV/0! | #DIV/0! |  |  | 1
0 | 0 | 0 | 0 | 1 | 1 | 16:08 | 3448 |  | 497.7343 | 80.5052 | 80.5052 | 49.8789 | 49.8789 | 3.5527e-16 | 0 | 80.5052 |  | -476.8782 | #DIV/0! | #DIV/0! | 49.5 | 3 | #DIV/0! | 1 | #DIV/0! | #DIV/0! |  |  | 1
0 | 0 | 0 | 0 | 1 | 1 | 16:08 | 3452 |  | 497.5297 | 80.7098 | 80.7098 | 49.8789 | 49.8789 | 3.5527e-16 | 0 | 80.7098 |  | -476.6736 | #DIV/0! | #DIV/0! | 49.5 | 3 | #DIV/0! | 1 | #DIV/0! | #DIV/0! |  |  | 1
0 | 0 | 0 | 0 | 1 | 1 | 16:08 | 3456 |  | 497.325 | 80.9145 | 80.9145 | 49.8789 | 49.8789 | 3.5527e-16 | 0 | 80.9145 |  | -476.4689 | #DIV/0! | #DIV/0! | 49.5 | 3 | #DIV/0! | 1 | #DIV/0! | #DIV/0! |  |  | 1
0 | 0 | 0 | 0 | 1 | 1 | 16:08 | 3460 |  | 497.1203 | 81.1192 | 81.1192 | 49.8789 | 49.8789 | 3.5527e-16 | 0 | 81.1192 |  | -476.2642 | #DIV/0! | #DIV/0! | 49.5 | 3 | #DIV/0! | 1 | #DIV/0! | #DIV/0! |  |  | 1
0 | 0 | 0 | 0 | 1 | 1 | 16:08 | 3464 |  | 496.9157 | 81.3238 | 81.3238 | 49.8789 | 49.8789 | 3.5527e-16 | 0 | 81.3238 |  | -476.0596 | #DIV/0! | #DIV/0! | 49.5 | 3 | #DIV/0! | 1 | #DIV/0! | #DIV/0! |  |  | 1
0 | 0 | 0 | 0 | 1 | 1 | 16:08 | 3468 |  | 496.711 | 81.5285 | 81.5285 | 49.8789 | 49.8789 | 3.5527e-16 | 0 | 81.5285 |  | -475.8549 | #DIV/0! | #DIV/0! | 49.5 | 3 | #DIV/0! | 1 | #DIV/0! | #DIV/0! |  |  | 1
0 | 0 | 0 | 0 | 1 | 1 | 16:08 | 3472 |  | 496.5063 | 81.7332 | 81.7332 | 49.8789 | 49.8789 | 3.5527e-16 | 0 | 81.7332 |  | -475.6502 | #DIV/0! | #DIV/0! | 49.5 | 3 | #DIV/0! | 1 | #DIV/0! | #DIV/0! |  |  | 1
0 | 0 | 0 | 0 | 1 | 1 | 16:09 | 3476 |  | 496.3017 | 81.9378 | 81.9378 | 49.8789 | 49.8789 | 3.5527e-16 | 0 | 81.9378 |  | -475.4456 | #DIV/0! | #DIV/0! | 49.5 | 3 | #DIV/0! | 1 | #DIV/0! | #DIV/0! |  |  | 1
0 | 0 | 0 | 0 | 1 | 1 | 16:09 | 3480 |  | 496.097 | 82.1425 | 82.1425 | 49.8789 | 49.8789 | 3.5527e-16 | 0 | 82.1425 |  | -475.2409 | #DIV/0! | #DIV/0! | 49.5 | 3 | #DIV/0! | 1 | #DIV/0! | #DIV/0! |  |  | 1
0 | 0 | 0 | 0 | 1 | 1 | 16:09 | 3484 |  | 495.8923 | 82.3471 | 82.3471 | 49.8789 | 49.8789 | 3.5527e-16 | 0 | 82.3471 |  | -475.0362 | #DIV/0! | #DIV/0! | 49.5 | 3 | #DIV/0! | 1 | #DIV/0! | #DIV/0! |  |  | 1
0 | 0 | 0 | 0 | 1 | 1 | 16:09 | 3488 |  | 495.6877 | 82.5518 | 82.5518 | 49.8789 | 49.8789 | 3.5527e-16 | 0 | 82.5518 |  | -474.8316 | #DIV/0! | #DIV/0! | 49.5 | 3 | #DIV/0! | 1 | #DIV/0! | #DIV/0! |  |  | 1
0 | 0 | 0 | 0 | 1 | 1 | 16:09 | 3492 |  | 495.483 | 82.7565 | 82.7565 | 49.8789 | 49.8789 | 3.5527e-16 | 0 | 82.7565 |  | -474.6269 | #DIV/0! | #DIV/0! | 49.5 | 3 | #DIV/0! | 1 | #DIV/0! | #DIV/0! |  |  | 1
0 | 0 | 0 | 0 | 1 | 1 | 16:09 | 3496 |  | 495.2783 | 82.9611 | 82.9611 | 49.8789 | 49.8789 | 3.5527e-16 | 0 | 82.9611 |  | -474.4223 | #DIV/0! | #DIV/0! | 49.5 | 3 | #DIV/0! | 1 | #DIV/0! | #DIV/0! |  |  | 1
0 | 0 | 0 | 0 | 1 | 1 | 16:09 | 3500 |  | 495.0737 | 83.1658 | 83.1658 | 49.8789 | 49.8789 | 3.5527e-16 | 0 | 83.1658 |  | -474.2176 | #DIV/0! | #DIV/0! | 49.5 | 3 | #DIV/0! | 1 | #DIV/0! | #DIV/0! |  |  | 1
0 | 0 | 0 | 0 | 1 | 1 | 16:09 | 3504 |  | 494.869 | 83.3705 | 83.3705 | 49.8789 | 49.8789 | 3.5527e-16 | 0 | 83.3705 |  | -474.0129 | #DIV/0! | #DIV/0! | 49.5 | 3 | #DIV/0! | 1 | #DIV/0! | #DIV/0! |  |  | 1
0 | 0 | 0 | 0 | 1 | 1 | 16:09 | 3508 |  | 494.6643 | 83.5751 | 83.5751 | 49.8789 | 49.8789 | 3.5527e-16 | 0 | 83.5751 |  | -473.8083 | #DIV/0! | #DIV/0! | 49.5 | 3 | #DIV/0! | 1 | #DIV/0! | #DIV/0! |  |  | 1
0 | 0 | 0 | 0 | 1 | 1 | 16:09 | 3512 |  | 494.4597 | 83.7798 | 83.7798 | 49.8789 | 49.8789 | 3.5527e-16 | 0 | 83.7798 |  | -473.6036 | #DIV/0! | #DIV/0! | 49.5 | 3 | #DIV/0! | 1 | #DIV/0! | #DIV/0! |  |  | 1
0 | 0 | 0 | 0 | 1 | 1 | 16:09 | 3516 |  | 494.255 | 83.9845 | 83.9845 | 49.8789 | 49.8789 | 3.5527e-16 | 0 | 83.9845 |  | -473.3989 | #DIV/0! | #DIV/0! | 49.5 | 3 | #DIV/0! | 1 | #DIV/0! | #DIV/0! |  |  | 1
0 | 0 | 0 | 0 | 1 | 1 | 16:09 | 3520 |  | 494.0503 | 84.1891 | 84.1891 | 49.8789 | 49.8789 | 3.5527e-16 | 0 | 84.1891 |  | -473.1943 | #DIV/0! | #DIV/0! | 49.5 | 3 | #DIV/0! | 1 | #DIV/0! | #DIV/0! |  |  | 1
0 | 0 | 0 | 0 | 1 | 1 | 16:09 | 3524 |  | 493.8457 | 84.3938 | 84.3938 | 49.8789 | 49.8789 | 3.5527e-16 | 0 | 84.3938 |  | -472.9896 | #DIV/0! | #DIV/0! | 49.5 | 3 | #DIV/0! | 1 | #DIV/0! | #DIV/0! |  |  | 1
0 | 0 | 0 | 0 | 1 | 1 | 16:09 | 3528 |  | 493.641 | 84.5985 | 84.5985 | 49.8789 | 49.8789 | 3.5527e-16 | 0 | 84.5985 |  | -472.7849 | #DIV/0! | #DIV/0! | 49.5 | 3 | #DIV/0! | 1 | #DIV/0! | #DIV/0! |  |  | 1
0 | 0 | 0 | 0 | 1 | 1 | 16:09 | 3532 |  | 493.4363 | 84.8031 | 84.8031 | 49.8789 | 49.8789 | 3.5527e-16 | 0 | 84.8031 |  | -472.5803 | #DIV/0! | #DIV/0! | 49.5 | 3 | #DIV/0! | 1 | #DIV/0! | #DIV/0! |  |  | 1
0 | 0 | 0 | 0 | 1 | 1 | 16:10 | 3536 |  | 493.2317 | 85.0078 | 85.0078 | 49.8789 | 49.8789 | 3.5527e-16 | 0 | 85.0078 |  | -472.3756 | #DIV/0! | #DIV/0! | 49.5 | 3 | #DIV/0! | 1 | #DIV/0! | #DIV/0! |  |  | 1
0 | 0 | 0 | 0 | 1 | 1 | 16:10 | 3540 |  | 493.027 | 85.2125 | 85.2125 | 49.8789 | 49.8789 | 3.5527e-16 | 0 | 85.2125 |  | -472.1709 | #DIV/0! | #DIV/0! | 49.5 | 3 | #DIV/0! | 1 | #DIV/0! | #DIV/0! |  |  | 1
0 | 0 | 0 | 0 | 1 | 1 | 16:10 | 3544 |  | 492.8223 | 85.4171 | 85.4171 | 49.8789 | 49.8789 | 3.5527e-16 | 0 | 85.4171 |  | -471.9663 | #DIV/0! | #DIV/0! | 49.5 | 3 | #DIV/0! | 1 | #DIV/0! | #DIV/0! |  |  | 1
0 | 0 | 0 | 0 | 1 | 1 | 16:10 | 3548 |  | 492.6177 | 85.6218 | 85.6218 | 49.8789 | 49.8789 | 3.5527e-16 | 0 | 85.6218 |  | -471.7616 | #DIV/0! | #DIV/0! | 49.5 | 3 | #DIV/0! | 1 | #DIV/0! | #DIV/0! |  |  | 1
0 | 0 | 0 | 0 | 1 | 1 | 16:10 | 3552 |  | 492.413 | 85.8265 | 85.8265 | 49.8789 | 49.8789 | 3.5527e-16 | 0 | 85.8265 |  | -471.5569 | #DIV/0! | #DIV/0! | 49.5 | 3 | #DIV/0! | 1 | #DIV/0! | #DIV/0! |  |  | 1
0 | 0 | 0 | 0 | 1 | 1 | 16:10 | 3556 |  | 492.2083 | 86.0311 | 86.0311 | 49.8789 | 49.8789 | 3.5527e-16 | 0 | 86.0311 |  | -471.3523 | #DIV/0! | #DIV/0! | 49.5 | 3 | #DIV/0! | 1 | #DIV/0! | #DIV/0! |  |  | 1
0 | 0 | 0 | 0 | 1 | 1 | 16:10 | 3560 |  | 492.0037 | 86.2358 | 86.2358 | 49.8789 | 49.8789 | 3.5527e-16 | 0 | 86.2358 |  | -471.1476 | #DIV/0! | #DIV/0! | 49.5 | 3 | #DIV/0! | 1 | #DIV/0! | #DIV/0! |  |  | 1
0 | 0 | 0 | 0 | 1 | 1 | 16:10 | 3564 |  | 491.799 | 86.4405 | 86.4405 | 49.8789 | 49.8789 | 3.5527e-16 | 0 | 86.4405 |  | -470.9429 | #DIV/0! | #DIV/0! | 49.5 | 3 | #DIV/0! | 1 | #DIV/0! | #DIV/0! |  |  | 1
0 | 0 | 0 | 0 | 1 | 1 | 16:10 | 3568 |  | 491.5943 | 86.6451 | 86.6451 | 49.8789 | 49.8789 | 3.5527e-16 | 0 | 86.6451 |  | -470.7383 | #DIV/0! | #DIV/0! | 49.5 | 3 | #DIV/0! | 1 | #DIV/0! | #DIV/0! |  |  | 1
0 | 0 | 0 | 0 | 1 | 1 | 16:10 | 3572 |  | 491.3897 | 86.8498 | 86.8498 | 49.8789 | 49.8789 | 3.5527e-16 | 0 | 86.8498 |  | -470.5336 | #DIV/0! | #DIV/0! | 49.5 | 3 | #DIV/0! | 1 | #DIV/0! | #DIV/0! |  |  | 1
0 | 0 | 0 | 0 | 1 | 1 | 16:10 | 3576 |  | 491.185 | 87.0545 | 87.0545 | 49.8789 | 49.8789 | 3.5527e-16 | 0 | 87.0545 |  | -470.3289 | #DIV/0! | #DIV/0! | 49.5 | 3 | #DIV/0! | 1 | #DIV/0! | #DIV/0! |  |  | 1
0 | 0 | 0 | 0 | 1 | 1 | 16:10 | 3580 |  | 490.9803 | 87.2591 | 87.2591 | 49.8789 | 49.8789 | 3.5527e-16 | 0 | 87.2591 |  | -470.1243 | #DIV/0! | #DIV/0! | 49.5 | 3 | #DIV/0! | 1 | #DIV/0! | #DIV/0! |  |  | 1
0 | 0 | 0 | 0 | 1 | 1 | 16:10 | 3584 |  | 490.7757 | 87.4638 | 87.4638 | 49.8789 | 49.8789 | 3.5527e-16 | 0 | 87.4638 |  | -469.9196 | #DIV/0! | #DIV/0! | 49.5 | 3 | #DIV/0! | 1 | #DIV/0! | #DIV/0! |  |  | 1
0 | 0 | 0 | 0 | 1 | 1 | 16:10 | 3588 |  | 490.571 | 87.6685 | 87.6685 | 49.8789 | 49.8789 | 3.5527e-16 | 0 | 87.6685 |  | -469.7149 | #DIV/0! | #DIV/0! | 49.5 | 3 | #DIV/0! | 1 | #DIV/0! | #DIV/0! |  |  | 1
0 | 0 | 0 | 0 | 1 | 1 | 16:10 | 3592 |  | 490.3663 | 87.8731 | 87.8731 | 49.8789 | 49.8789 | 3.5527e-16 | 0 | 87.8731 |  | -469.5103 | #DIV/0! | #DIV/0! | 49.5 | 3 | #DIV/0! | 1 | #DIV/0! | #DIV/0! |  |  | 1
0 | 0 | 0 | 0 | 1 | 1 | 16:11 | 3596 |  | 490.1617 | 88.0778 | 88.0778 | 49.8789 | 49.8789 | 3.5527e-16 | 0 | 88.0778 |  | -469.3056 | #DIV/0! | #DIV/0! | 49.5 | 3 | #DIV/0! | 1 | #DIV/0! | #DIV/0! |  |  | 1
0 | 0 | 0 | 0 | 1 | 1 | 16:11 | 3600 |  | 489.957 | 88.2825 | 88.2825 | 49.8789 | 49.8789 | 3.5527e-16 | 0 | 88.2825 |  | -469.1009 | #DIV/0! | #DIV/0! | 49.5 | 3 | #DIV/0! | 1 | #DIV/0! | #DIV/0! |  |  | 1
0 | 0 | 0 | 0 | 1 | 1 | 16:11 | 3604 |  | 489.7523 | 88.4871 | 88.4871 | 49.8789 | 49.8789 | 3.5527e-16 | 0 | 88.4871 |  | -468.8963 | #DIV/0! | #DIV/0! | 49.5 | 3 | #DIV/0! | 1 | #DIV/0! | #DIV/0! |  |  | 1
0 | 0 | 0 | 0 | 1 | 1 | 16:11 | 3608 |  | 489.5477 | 88.6918 | 88.6918 | 49.8789 | 49.8789 | 3.5527e-16 | 0 | 88.6918 |  | -468.6916 | #DIV/0! | #DIV/0! | 49.5 | 3 | #DIV/0! | 1 | #DIV/0! | #DIV/0! |  |  | 1
0 | 0 | 0 | 0 | 1 | 1 | 16:11 | 3612 |  | 489.343 | 88.8965 | 88.8965 | 49.8789 | 49.8789 | 3.5527e-16 | 0 | 88.8965 |  | -468.4869 | #DIV/0! | #DIV/0! | 49.5 | 3 | #DIV/0! | 1 | #DIV/0! | #DIV/0! |  |  | 1
0 | 0 | 0 | 0 | 1 | 1 | 16:11 | 3616 |  | 489.1384 | 89.1011 | 89.1011 | 49.8789 | 49.8789 | 3.5527e-16 | 0 | 89.1011 |  | -468.2823 | #DIV/0! | #DIV/0! | 49.5 | 3 | #DIV/0! | 1 | #DIV/0! | #DIV/0! |  |  | 1
0 | 0 | 0 | 0 | 1 | 1 | 16:11 | 3620 |  | 488.9337 | 89.3058 | 89.3058 | 49.8789 | 49.8789 | 3.5527e-16 | 0 | 89.3058 |  | -468.0776 | #DIV/0! | #DIV/0! | 49.5 | 3 | #DIV/0! | 1 | #DIV/0! | #DIV/0! |  |  | 1
0 | 0 | 0 | 0 | 1 | 1 | 16:11 | 3624 |  | 488.729 | 89.5105 | 89.5105 | 49.8789 | 49.8789 | 3.5527e-16 | 0 | 89.5105 |  | -467.8729 | #DIV/0! | #DIV/0! | 49.5 | 3 | #DIV/0! | 1 | #DIV/0! | #DIV/0! |  |  | 1
0 | 0 | 0 | 0 | 1 | 1 | 16:11 | 3628 |  | 488.5244 | 89.7151 | 89.7151 | 49.8789 | 49.8789 | 3.5527e-16 | 0 | 89.7151 |  | -467.6683 | #DIV/0! | #DIV/0! | 49.5 | 3 | #DIV/0! | 1 | #DIV/0! | #DIV/0! |  |  | 1
0 | 0 | 0 | 0 | 1 | 1 | 16:11 | 3632 |  | 488.3197 | 89.9198 | 89.9198 | 49.8789 | 49.8789 | 3.5527e-16 | 0 | 89.9198 |  | -467.4636 | #DIV/0! | #DIV/0! | 49.5 | 3 | #DIV/0! | 1 | #DIV/0! | #DIV/0! |  |  | 1
0 | 0 | 0 | 0 | 1 | 1 | 16:11 | 3636 |  | 488.115 | 90.1245 | 90.1245 | 49.8789 | 49.8789 | 3.5527e-16 | 0 | 90.1245 |  | -467.2589 | #DIV/0! | #DIV/0! | 49.5 | 3 | #DIV/0! | 1 | #DIV/0! | #DIV/0! |  |  | 1
0 | 0 | 0 | 0 | 1 | 1 | 16:11 | 3640 |  | 487.9104 | 90.3291 | 90.3291 | 49.8789 | 49.8789 | 3.5527e-16 | 0 | 90.3291 |  | -467.0543 | #DIV/0! | #DIV/0! | 49.5 | 3 | #DIV/0! | 1 | #DIV/0! | #DIV/0! |  |  | 1
0 | 0 | 0 | 0 | 1 | 1 | 16:11 | 3644 |  | 487.7057 | 90.5338 | 90.5338 | 49.8789 | 49.8789 | 3.5527e-16 | 0 | 90.5338 |  | -466.8496 | #DIV/0! | #DIV/0! | 49.5 | 3 | #DIV/0! | 1 | #DIV/0! | #DIV/0! |  |  | 1
0 | 0 | 0 | 0 | 1 | 1 | 16:11 | 3648 |  | 487.501 | 90.7385 | 90.7385 | 49.8789 | 49.8789 | 3.5527e-16 | 0 | 90.7385 |  | -466.6449 | #DIV/0! | #DIV/0! | 49.5 | 3 | #DIV/0! | 1 | #DIV/0! | #DIV/0! |  |  | 1
0 | 0 | 0 | 0 | 1 | 1 | 16:11 | 3652 |  | 487.2964 | 90.9431 | 90.9431 | 49.8789 | 49.8789 | 3.5527e-16 | 0 | 90.9431 |  | -466.4403 | #DIV/0! | #DIV/0! | 49.5 | 3 | #DIV/0! | 1 | #DIV/0! | #DIV/0! |  |  | 1
0 | 0 | 0 | 0 | 1 | 1 | 16:12 | 3656 |  | 487.0917 | 91.1478 | 91.1478 | 49.8789 | 49.8789 | 3.5527e-16 | 0 | 91.1478 |  | -466.2356 | #DIV/0! | #DIV/0! | 49.5 | 3 | #DIV/0! | 1 | #DIV/0! | #DIV/0! |  |  | 1
0 | 0 | 0 | 0 | 1 | 1 | 16:12 | 3660 |  | 486.887 | 91.3525 | 91.3525 | 49.8789 | 49.8789 | 3.5527e-16 | 0 | 91.3525 |  | -466.0309 | #DIV/0! | #DIV/0! | 49.5 | 3 | #DIV/0! | 1 | #DIV/0! | #DIV/0! |  |  | 1
0 | 0 | 0 | 0 | 1 | 1 | 16:12 | 3664 |  | 486.6824 | 91.5571 | 91.5571 | 49.8789 | 49.8789 | 3.5527e-16 | 0 | 91.5571 |  | -465.8263 | #DIV/0! | #DIV/0! | 49.5 | 3 | #DIV/0! | 1 | #DIV/0! | #DIV/0! |  |  | 1
0 | 0 | 0 | 0 | 1 | 1 | 16:12 | 3668 |  | 486.4777 | 91.7618 | 91.7618 | 49.8789 | 49.8789 | 3.5527e-16 | 0 | 91.7618 |  | -465.6216 | #DIV/0! | #DIV/0! | 49.5 | 3 | #DIV/0! | 1 | #DIV/0! | #DIV/0! |  |  | 1
0 | 0 | 0 | 0 | 1 | 1 | 16:12 | 3672 |  | 486.273 | 91.9665 | 91.9665 | 49.8789 | 49.8789 | 3.5527e-16 | 0 | 91.9665 |  | -465.4169 | #DIV/0! | #DIV/0! | 49.5 | 3 | #DIV/0! | 1 | #DIV/0! | #DIV/0! |  |  | 1
0 | 0 | 0 | 0 | 1 | 1 | 16:12 | 3676 |  | 486.0684 | 92.1711 | 92.1711 | 49.8789 | 49.8789 | 3.5527e-16 | 0 | 92.1711 |  | -465.2123 | #DIV/0! | #DIV/0! | 49.5 | 3 | #DIV/0! | 1 | #DIV/0! | #DIV/0! |  |  | 1
0 | 0 | 0 | 0 | 1 | 1 | 16:12 | 3680 |  | 485.8637 | 92.3758 | 92.3758 | 49.8789 | 49.8789 | 3.5527e-16 | 0 | 92.3758 |  | -465.0076 | #DIV/0! | #DIV/0! | 49.5 | 3 | #DIV/0! | 1 | #DIV/0! | #DIV/0! |  |  | 1
0 | 0 | 0 | 0 | 1 | 1 | 16:12 | 3684 |  | 485.659 | 92.5805 | 92.5805 | 49.8789 | 49.8789 | 3.5527e-16 | 0 | 92.5805 |  | -464.8029 | #DIV/0! | #DIV/0! | 49.5 | 3 | #DIV/0! | 1 | #DIV/0! | #DIV/0! |  |  | 1
0 | 0 | 0 | 0 | 1 | 1 | 16:12 | 3688 |  | 485.4544 | 92.7851 | 92.7851 | 49.8789 | 49.8789 | 3.5527e-16 | 0 | 92.7851 |  | -464.5983 | #DIV/0! | #DIV/0! | 49.5 | 3 | #DIV/0! | 1 | #DIV/0! | #DIV/0! |  |  | 1
0 | 0 | 0 | 0 | 1 | 1 | 16:12 | 3692 |  | 485.2497 | 92.9898 | 92.9898 | 49.8789 | 49.8789 | 3.5527e-16 | 0 | 92.9898 |  | -464.3936 | #DIV/0! | #DIV/0! | 49.5 | 3 | #DIV/0! | 1 | #DIV/0! | #DIV/0! |  |  | 1
0 | 0 | 0 | 0 | 1 | 1 | 16:12 | 3696 |  | 485.045 | 93.1945 | 93.1945 | 49.8789 | 49.8789 | 3.5527e-16 | 0 | 93.1945 |  | -464.1889 | #DIV/0! | #DIV/0! | 49.5 | 3 | #DIV/0! | 1 | #DIV/0! | #DIV/0! |  |  | 1
0 | 0 | 0 | 0 | 1 | 1 | 16:12 | 3700 |  | 484.8404 | 93.3991 | 93.3991 | 49.8789 | 49.8789 | 3.5527e-16 | 0 | 93.3991 |  | -463.9843 | #DIV/0! | #DIV/0! | 49.5 | 3 | #DIV/0! | 1 | #DIV/0! | #DIV/0! |  |  | 1
0 | 0 | 0 | 0 | 1 | 1 | 16:12 | 3704 |  | 484.6357 | 93.6038 | 93.6038 | 49.8789 | 49.8789 | 3.5527e-16 | 0 | 93.6038 |  | -463.7796 | #DIV/0! | #DIV/0! | 49.5 | 3 | #DIV/0! | 1 | #DIV/0! | #DIV/0! |  |  | 1
0 | 0 | 0 | 0 | 1 | 1 | 16:12 | 3708 |  | 484.431 | 93.8085 | 93.8085 | 49.8789 | 49.8789 | 3.5527e-16 | 0 | 93.8085 |  | -463.5749 | #DIV/0! | #DIV/0! | 49.5 | 3 | #DIV/0! | 1 | #DIV/0! | #DIV/0! |  |  | 1
0 | 0 | 0 | 0 | 1 | 1 | 16:12 | 3712 |  | 484.2264 | 94.0131 | 94.0131 | 49.8789 | 49.8789 | 3.5527e-16 | 0 | 94.0131 |  | -463.3703 | #DIV/0! | #DIV/0! | 49.5 | 3 | #DIV/0! | 1 | #DIV/0! | #DIV/0! |  |  | 1
0 | 0 | 0 | 0 | 1 | 1 | 16:13 | 3716 |  | 484.0217 | 94.2178 | 94.2178 | 49.8789 | 49.8789 | 3.5527e-16 | 0 | 94.2178 |  | -463.1656 | #DIV/0! | #DIV/0! | 49.5 | 3 | #DIV/0! | 1 | #DIV/0! | #DIV/0! |  |  | 1
0 | 0 | 0 | 0 | 1 | 1 | 16:13 | 3720 |  | 483.817 | 94.4225 | 94.4225 | 49.8789 | 49.8789 | 3.5527e-16 | 0 | 94.4225 |  | -462.9609 | #DIV/0! | #DIV/0! | 49.5 | 3 | #DIV/0! | 1 | #DIV/0! | #DIV/0! |  |  | 1
0 | 0 | 0 | 0 | 1 | 1 | 16:13 | 3724 |  | 483.6124 | 94.6271 | 94.6271 | 49.8789 | 49.8789 | 3.5527e-16 | 0 | 94.6271 |  | -462.7563 | #DIV/0! | #DIV/0! | 49.5 | 3 | #DIV/0! | 1 | #DIV/0! | #DIV/0! |  |  | 1
0 | 0 | 0 | 0 | 1 | 1 | 16:13 | 3728 |  | 483.4077 | 94.8318 | 94.8318 | 49.8789 | 49.8789 | 3.5527e-16 | 0 | 94.8318 |  | -462.5516 | #DIV/0! | #DIV/0! | 49.5 | 3 | #DIV/0! | 1 | #DIV/0! | #DIV/0! |  |  | 1
0 | 0 | 0 | 0 | 1 | 1 | 16:13 | 3732 |  | 483.203 | 95.0365 | 95.0365 | 49.8789 | 49.8789 | 3.5527e-16 | 0 | 95.0365 |  | -462.3469 | #DIV/0! | #DIV/0! | 49.5 | 3 | #DIV/0! | 1 | #DIV/0! | #DIV/0! |  |  | 1
0 | 0 | 0 | 0 | 1 | 1 | 16:13 | 3736 |  | 482.9984 | 95.2411 | 95.2411 | 49.8789 | 49.8789 | 3.5527e-16 | 0 | 95.2411 |  | -462.1423 | #DIV/0! | #DIV/0! | 49.5 | 3 | #DIV/0! | 1 | #DIV/0! | #DIV/0! |  |  | 1
0 | 0 | 0 | 0 | 1 | 1 | 16:13 | 3740 |  | 482.7937 | 95.4458 | 95.4458 | 49.8789 | 49.8789 | 3.5527e-16 | 0 | 95.4458 |  | -461.9376 | #DIV/0! | #DIV/0! | 49.5 | 3 | #DIV/0! | 1 | #DIV/0! | #DIV/0! |  |  | 1
0 | 0 | 0 | 0 | 1 | 1 | 16:13 | 3744 |  | 482.589 | 95.6505 | 95.6505 | 49.8789 | 49.8789 | 3.5527e-16 | 0 | 95.6505 |  | -461.7329 | #DIV/0! | #DIV/0! | 49.5 | 3 | #DIV/0! | 1 | #DIV/0! | #DIV/0! |  |  | 1
0 | 0 | 0 | 0 | 1 | 1 | 16:13 | 3748 |  | 482.3844 | 95.8551 | 95.8551 | 49.8789 | 49.8789 | 3.5527e-16 | 0 | 95.8551 |  | -461.5283 | #DIV/0! | #DIV/0! | 49.5 | 3 | #DIV/0! | 1 | #DIV/0! | #DIV/0! |  |  | 1
0 | 0 | 0 | 0 | 1 | 1 | 16:13 | 3752 |  | 482.1797 | 96.0598 | 96.0598 | 49.8789 | 49.8789 | 3.5527e-16 | 0 | 96.0598 |  | -461.3236 | #DIV/0! | #DIV/0! | 49.5 | 3 | #DIV/0! | 1 | #DIV/0! | #DIV/0! |  |  | 1
0 | 0 | 0 | 0 | 1 | 1 | 16:13 | 3756 |  | 481.975 | 96.2645 | 96.2645 | 49.8789 | 49.8789 | 3.5527e-16 | 0 | 96.2645 |  | -461.1189 | #DIV/0! | #DIV/0! | 49.5 | 3 | #DIV/0! | 1 | #DIV/0! | #DIV/0! |  |  | 1
0 | 0 | 0 | 0 | 1 | 1 | 16:13 | 3760 |  | 481.7704 | 96.4691 | 96.4691 | 49.8789 | 49.8789 | 3.5527e-16 | 0 | 96.4691 |  | -460.9143 | #DIV/0! | #DIV/0! | 49.5 | 3 | #DIV/0! | 1 | #DIV/0! | #DIV/0! |  |  | 1
0 | 0 | 0 | 0 | 1 | 1 | 16:13 | 3764 |  | 481.5657 | 96.6738 | 96.6738 | 49.8789 | 49.8789 | 3.5527e-16 | 0 | 96.6738 |  | -460.7096 | #DIV/0! | #DIV/0! | 49.5 | 3 | #DIV/0! | 1 | #DIV/0! | #DIV/0! |  |  | 1
0 | 0 | 0 | 0 | 1 | 1 | 16:13 | 3768 |  | 481.361 | 96.8785 | 96.8785 | 49.8789 | 49.8789 | 3.5527e-16 | 0 | 96.8785 |  | -460.5049 | #DIV/0! | #DIV/0! | 49.5 | 3 | #DIV/0! | 1 | #DIV/0! | #DIV/0! |  |  | 1
0 | 0 | 0 | 0 | 1 | 1 | 16:13 | 3772 |  | 481.1564 | 97.0831 | 97.0831 | 49.8789 | 49.8789 | 3.5527e-16 | 0 | 97.0831 |  | -460.3003 | #DIV/0! | #DIV/0! | 49.5 | 3 | #DIV/0! | 1 | #DIV/0! | #DIV/0! |  |  | 1
0 | 0 | 0 | 0 | 1 | 1 | 16:14 | 3776 |  | 480.9517 | 97.2878 | 97.2878 | 49.8789 | 49.8789 | 3.5527e-16 | 0 | 97.2878 |  | -460.0956 | #DIV/0! | #DIV/0! | 49.5 | 3 | #DIV/0! | 1 | #DIV/0! | #DIV/0! |  |  | 1
0 | 0 | 0 | 0 | 1 | 1 | 16:14 | 3780 |  | 480.747 | 97.4925 | 97.4925 | 49.8789 | 49.8789 | 3.5527e-16 | 0 | 97.4925 |  | -459.8909 | #DIV/0! | #DIV/0! | 49.5 | 3 | #DIV/0! | 1 | #DIV/0! | #DIV/0! |  |  | 1
0 | 0 | 0 | 0 | 1 | 1 | 16:14 | 3784 |  | 480.5424 | 97.6971 | 97.6971 | 49.8789 | 49.8789 | 3.5527e-16 | 0 | 97.6971 |  | -459.6863 | #DIV/0! | #DIV/0! | 49.5 | 3 | #DIV/0! | 1 | #DIV/0! | #DIV/0! |  |  | 1
0 | 0 | 0 | 0 | 1 | 1 | 16:14 | 3788 |  | 480.3377 | 97.9018 | 97.9018 | 49.8789 | 49.8789 | 3.5527e-16 | 0 | 97.9018 |  | -459.4816 | #DIV/0! | #DIV/0! | 49.5 | 3 | #DIV/0! | 1 | #DIV/0! | #DIV/0! |  |  | 1
0 | 0 | 0 | 0 | 1 | 1 | 16:14 | 3792 |  | 480.133 | 98.1065 | 98.1065 | 49.8789 | 49.8789 | 3.5527e-16 | 0 | 98.1065 |  | -459.2769 | #DIV/0! | #DIV/0! | 49.5 | 3 | #DIV/0! | 1 | #DIV/0! | #DIV/0! |  |  | 1
0 | 0 | 0 | 0 | 1 | 1 | 16:14 | 3796 |  | 479.9284 | 98.3111 | 98.3111 | 49.8789 | 49.8789 | 3.5527e-16 | 0 | 98.3111 |  | -459.0723 | #DIV/0! | #DIV/0! | 49.5 | 3 | #DIV/0! | 1 | #DIV/0! | #DIV/0! |  |  | 1
0 | 0 | 0 | 0 | 1 | 1 | 16:14 | 3800 |  | 479.7237 | 98.5158 | 98.5158 | 49.8789 | 49.8789 | 3.5527e-16 | 0 | 98.5158 |  | -458.8676 | #DIV/0! | #DIV/0! | 49.5 | 3 | #DIV/0! | 1 | #DIV/0! | #DIV/0! |  |  | 1
0 | 0 | 0 | 0 | 1 | 1 | 16:14 | 3804 |  | 479.519 | 98.7205 | 98.7205 | 49.8789 | 49.8789 | 3.5527e-16 | 0 | 98.7205 |  | -458.6629 | #DIV/0! | #DIV/0! | 49.5 | 3 | #DIV/0! | 1 | #DIV/0! | #DIV/0! |  |  | 1
0 | 0 | 0 | 0 | 1 | 1 | 16:14 | 3808 |  | 479.3144 | 98.9251 | 98.9251 | 49.8789 | 49.8789 | 3.5527e-16 | 0 | 98.9251 |  | -458.4583 | #DIV/0! | #DIV/0! | 49.5 | 3 | #DIV/0! | 1 | #DIV/0! | #DIV/0! |  |  | 1
0 | 0 | 0 | 0 | 1 | 1 | 16:14 | 3812 |  | 479.1097 | 99.1298 | 99.1298 | 49.8789 | 49.8789 | 3.5527e-16 | 0 | 99.1298 |  | -458.2536 | #DIV/0! | #DIV/0! | 49.5 | 3 | #DIV/0! | 1 | #DIV/0! | #DIV/0! |  |  | 1
0 | 0 | 0 | 0 | 1 | 1 | 16:14 | 3816 |  | 478.905 | 99.3345 | 99.3345 | 49.8789 | 49.8789 | 3.5527e-16 | 0 | 99.3345 |  | -458.0489 | #DIV/0! | #DIV/0! | 49.5 | 3 | #DIV/0! | 1 | #DIV/0! | #DIV/0! |  |  | 1
0 | 0 | 0 | 0 | 1 | 1 | 16:14 | 3820 |  | 478.7004 | 99.5391 | 99.5391 | 49.8789 | 49.8789 | 3.5527e-16 | 0 | 99.5391 |  | -457.8443 | #DIV/0! | #DIV/0! | 49.5 | 3 | #DIV/0! | 1 | #DIV/0! | #DIV/0! |  |  | 1
0 | 0 | 0 | 0 | 1 | 1 | 16:14 | 3824 |  | 478.4957 | 99.7438 | 99.7438 | 49.8789 | 49.8789 | 3.5527e-16 | 0 | 99.7438 |  | -457.6396 | #DIV/0! | #DIV/0! | 49.5 | 3 | #DIV/0! | 1 | #DIV/0! | #DIV/0! |  |  | 1
0 | 0 | 0 | 0 | 1 | 1 | 16:14 | 3828 |  | 478.291 | 99.9485 | 99.9485 | 49.8789 | 49.8789 | 3.5527e-16 | 0 | 99.9485 |  | -457.4349 | #DIV/0! | #DIV/0! | 49.5 | 3 | #DIV/0! | 1 | #DIV/0! | #DIV/0! |  |  | 1
0 | 0 | 0 | 0 | 1 | 1 | 16:14 | 3832 |  | 478.0864 | 100.1531 | 100.1531 | 49.8789 | 49.8789 | 3.5527e-16 | 0 | 100.1531 |  | -457.2303 | #DIV/0! | #DIV/0! | 49.5 | 3 | #DIV/0! | 1 | #DIV/0! | #DIV/0! |  |  | 1
0 | 0 | 0 | 0 | 1 | 1 | 16:15 | 3836 |  | 477.8817 | 100.3578 | 100.3578 | 49.8789 | 49.8789 | 3.5527e-16 | 0 | 100.3578 |  | -457.0256 | #DIV/0! | #DIV/0! | 49.5 | 3 | #DIV/0! | 1 | #DIV/0! | #DIV/0! |  |  | 1
0 | 0 | 0 | 0 | 1 | 1 | 16:15 | 3840 |  | 477.677 | 100.5625 | 100.5625 | 49.8789 | 49.8789 | 3.5527e-16 | 0 | 100.5625 |  | -456.8209 | #DIV/0! | #DIV/0! | 49.5 | 3 | #DIV/0! | 1 | #DIV/0! | #DIV/0! |  |  | 1
0 | 0 | 0 | 0 | 1 | 1 | 16:15 | 3844 |  | 477.4724 | 100.7671 | 100.7671 | 49.8789 | 49.8789 | 3.5527e-16 | 0 | 100.7671 |  | -456.6163 | #DIV/0! | #DIV/0! | 49.5 | 3 | #DIV/0! | 1 | #DIV/0! | #DIV/0! |  |  | 1
0 | 0 | 0 | 0 | 1 | 1 | 16:15 | 3848 |  | 477.2677 | 100.9718 | 100.9718 | 49.8789 | 49.8789 | 3.5527e-16 | 0 | 100.9718 |  | -456.4116 | #DIV/0! | #DIV/0! | 49.5 | 3 | #DIV/0! | 1 | #DIV/0! | #DIV/0! |  |  | 1
0 | 0 | 0 | 0 | 1 | 1 | 16:15 | 3852 |  | 477.063 | 101.1765 | 101.1765 | 49.8789 | 49.8789 | 3.5527e-16 | 0 | 101.1765 |  | -456.2069 | #DIV/0! | #DIV/0! | 49.5 | 3 | #DIV/0! | 1 | #DIV/0! | #DIV/0! |  |  | 1
0 | 0 | 0 | 0 | 1 | 1 | 16:15 | 3856 |  | 476.8584 | 101.3811 | 101.3811 | 49.8789 | 49.8789 | 3.5527e-16 | 0 | 101.3811 |  | -456.0023 | #DIV/0! | #DIV/0! | 49.5 | 3 | #DIV/0! | 1 | #DIV/0! | #DIV/0! |  |  | 1
0 | 0 | 0 | 0 | 1 | 1 | 16:15 | 3860 |  | 476.6537 | 101.5858 | 101.5858 | 49.8789 | 49.8789 | 3.5527e-16 | 0 | 101.5858 |  | -455.7976 | #DIV/0! | #DIV/0! | 49.5 | 3 | #DIV/0! | 1 | #DIV/0! | #DIV/0! |  |  | 1
0 | 0 | 0 | 0 | 1 | 1 | 16:15 | 3864 |  | 476.449 | 101.7905 | 101.7905 | 49.8789 | 49.8789 | 3.5527e-16 | 0 | 101.7905 |  | -455.5929 | #DIV/0! | #DIV/0! | 49.5 | 3 | #DIV/0! | 1 | #DIV/0! | #DIV/0! |  |  | 1
0 | 0 | 0 | 0 | 1 | 1 | 16:15 | 3868 |  | 476.2444 | 101.9951 | 101.9951 | 49.8789 | 49.8789 | 3.5527e-16 | 0 | 101.9951 |  | -455.3883 | #DIV/0! | #DIV/0! | 49.5 | 3 | #DIV/0! | 1 | #DIV/0! | #DIV/0! |  |  | 1
0 | 0 | 0 | 0 | 1 | 1 | 16:15 | 3872 |  | 476.0397 | 102.1998 | 102.1998 | 49.8789 | 49.8789 | 3.5527e-16 | 0 | 102.1998 |  | -455.1836 | #DIV/0! | #DIV/0! | 49.5 | 3 | #DIV/0! | 1 | #DIV/0! | #DIV/0! |  |  | 1
0 | 0 | 0 | 0 | 1 | 1 | 16:15 | 3876 |  | 475.835 | 102.4045 | 102.4045 | 49.8789 | 49.8789 | 3.5527e-16 | 0 | 102.4045 |  | -454.9789 | #DIV/0! | #DIV/0! | 49.5 | 3 | #DIV/0! | 1 | #DIV/0! | #DIV/0! |  |  | 1
0 | 0 | 0 | 0 | 1 | 1 | 16:15 | 3880 |  | 475.6304 | 102.6091 | 102.6091 | 49.8789 | 49.8789 | 3.5527e-16 | 0 | 102.6091 |  | -454.7743 | #DIV/0! | #DIV/0! | 49.5 | 3 | #DIV/0! | 1 | #DIV/0! | #DIV/0! |  |  | 1
0 | 0 | 0 | 0 | 1 | 1 | 16:15 | 3884 |  | 475.4257 | 102.8138 | 102.8138 | 49.8789 | 49.8789 | 3.5527e-16 | 0 | 102.8138 |  | -454.5696 | #DIV/0! | #DIV/0! | 49.5 | 3 | #DIV/0! | 1 | #DIV/0! | #DIV/0! |  |  | 1
0 | 0 | 0 | 0 | 1 | 1 | 16:15 | 3888 |  | 475.221 | 103.0185 | 103.0185 | 49.8789 | 49.8789 | 3.5527e-16 | 0 | 103.0185 |  | -454.3649 | #DIV/0! | #DIV/0! | 49.5 | 3 | #DIV/0! | 1 | #DIV/0! | #DIV/0! |  |  | 1
0 | 0 | 0 | 0 | 1 | 1 | 16:15 | 3892 |  | 475.0164 | 103.2231 | 103.2231 | 49.8789 | 49.8789 | 3.5527e-16 | 0 | 103.2231 |  | -454.1603 | #DIV/0! | #DIV/0! | 49.5 | 3 | #DIV/0! | 1 | #DIV/0! | #DIV/0! |  |  | 1
0 | 0 | 0 | 0 | 1 | 1 | 16:16 | 3896 |  | 474.8117 | 103.4278 | 103.4278 | 49.8789 | 49.8789 | 3.5527e-16 | 0 | 103.4278 |  | -453.9556 | #DIV/0! | #DIV/0! | 49.5 | 3 | #DIV/0! | 1 | #DIV/0! | #DIV/0! |  |  | 1
0 | 0 | 0 | 0 | 1 | 1 | 16:16 | 3900 |  | 474.607 | 103.6325 | 103.6325 | 49.8789 | 49.8789 | 3.5527e-16 | 0 | 103.6325 |  | -453.7509 | #DIV/0! | #DIV/0! | 49.5 | 3 | #DIV/0! | 1 | #DIV/0! | #DIV/0! |  |  | 1
0 | 0 | 0 | 0 | 1 | 1 | 16:16 | 3904 |  | 474.4024 | 103.8371 | 103.8371 | 49.8789 | 49.8789 | 3.5527e-16 | 0 | 103.8371 |  | -453.5463 | #DIV/0! | #DIV/0! | 49.5 | 3 | #DIV/0! | 1 | #DIV/0! | #DIV/0! |  |  | 1
0 | 0 | 0 | 0 | 1 | 1 | 16:16 | 3908 |  | 474.1977 | 104.0418 | 104.0418 | 49.8789 | 49.8789 | 3.5527e-16 | 0 | 104.0418 |  | -453.3416 | #DIV/0! | #DIV/0! | 49.5 | 3 | #DIV/0! | 1 | #DIV/0! | #DIV/0! |  |  | 1
0 | 0 | 0 | 0 | 1 | 1 | 16:16 | 3912 |  | 473.993 | 104.2465 | 104.2465 | 49.8789 | 49.8789 | 3.5527e-16 | 0 | 104.2465 |  | -453.1369 | #DIV/0! | #DIV/0! | 49.5 | 3 | #DIV/0! | 1 | #DIV/0! | #DIV/0! |  |  | 1
0 | 0 | 0 | 0 | 1 | 1 | 16:16 | 3916 |  | 473.7884 | 104.4511 | 104.4511 | 49.8789 | 49.8789 | 3.5527e-16 | 0 | 104.4511 |  | -452.9323 | #DIV/0! | #DIV/0! | 49.5 | 3 | #DIV/0! | 1 | #DIV/0! | #DIV/0! |  |  | 1
0 | 0 | 0 | 0 | 1 | 1 | 16:16 | 3920 |  | 473.5837 | 104.6558 | 104.6558 | 49.8789 | 49.8789 | 3.5527e-16 | 0 | 104.6558 |  | -452.7276 | #DIV/0! | #DIV/0! | 49.5 | 3 | #DIV/0! | 1 | #DIV/0! | #DIV/0! |  |  | 1
0 | 0 | 0 | 0 | 1 | 1 | 16:16 | 3924 |  | 473.379 | 104.8605 | 104.8605 | 49.8789 | 49.8789 | 3.5527e-16 | 0 | 104.8605 |  | -452.5229 | #DIV/0! | #DIV/0! | 49.5 | 3 | #DIV/0! | 1 | #DIV/0! | #DIV/0! |  |  | 1
0 | 0 | 0 | 0 | 1 | 1 | 16:16 | 3928 |  | 473.1744 | 105.0651 | 105.0651 | 49.8789 | 49.8789 | 3.5527e-16 | 0 | 105.0651 |  | -452.3183 | #DIV/0! | #DIV/0! | 49.5 | 3 | #DIV/0! | 1 | #DIV/0! | #DIV/0! |  |  | 1
0 | 0 | 0 | 0 | 1 | 1 | 16:16 | 3932 |  | 472.9697 | 105.2698 | 105.2698 | 49.8789 | 49.8789 | 3.5527e-16 | 0 | 105.2698 |  | -452.1136 | #DIV/0! | #DIV/0! | 49.5 | 3 | #DIV/0! | 1 | #DIV/0! | #DIV/0! |  |  | 1
0 | 0 | 0 | 0 | 1 | 1 | 16:16 | 3936 |  | 472.765 | 105.4745 | 105.4745 | 49.8789 | 49.8789 | 3.5527e-16 | 0 | 105.4745 |  | -451.9089 | #DIV/0! | #DIV/0! | 49.5 | 3 | #DIV/0! | 1 | #DIV/0! | #DIV/0! |  |  | 1
0 | 0 | 0 | 0 | 1 | 1 | 16:16 | 3940 |  | 472.5604 | 105.6791 | 105.6791 | 49.8789 | 49.8789 | 3.5527e-16 | 0 | 105.6791 |  | -451.7043 | #DIV/0! | #DIV/0! | 49.5 | 3 | #DIV/0! | 1 | #DIV/0! | #DIV/0! |  |  | 1
0 | 0 | 0 | 0 | 1 | 1 | 16:16 | 3944 |  | 472.3557 | 105.8838 | 105.8838 | 49.8789 | 49.8789 | 3.5527e-16 | 0 | 105.8838 |  | -451.4996 | #DIV/0! | #DIV/0! | 49.5 | 3 | #DIV/0! | 1 | #DIV/0! | #DIV/0! |  |  | 1
0 | 0 | 0 | 0 | 1 | 1 | 16:16 | 3948 |  | 472.151 | 106.0885 | 106.0885 | 49.8789 | 49.8789 | 3.5527e-16 | 0 | 106.0885 |  | -451.2949 | #DIV/0! | #DIV/0! | 49.5 | 3 | #DIV/0! | 1 | #DIV/0! | #DIV/0! |  |  | 1
0 | 0 | 0 | 0 | 1 | 1 | 16:16 | 3952 |  | 471.9464 | 106.2931 | 106.2931 | 49.8789 | 49.8789 | 3.5527e-16 | 0 | 106.2931 |  | -451.0903 | #DIV/0! | #DIV/0! | 49.5 | 3 | #DIV/0! | 1 | #DIV/0! | #DIV/0! |  |  | 1
0 | 0 | 0 | 0 | 1 | 1 | 16:17 | 3956 |  | 471.7417 | 106.4978 | 106.4978 | 49.8789 | 49.8789 | 3.5527e-16 | 0 | 106.4978 |  | -450.8856 | #DIV/0! | #DIV/0! | 49.5 | 3 | #DIV/0! | 1 | #DIV/0! | #DIV/0! |  |  | 1
0 | 0 | 0 | 0 | 1 | 1 | 16:17 | 3960 |  | 471.537 | 106.7025 | 106.7025 | 49.8789 | 49.8789 | 3.5527e-16 | 0 | 106.7025 |  | -450.6809 | #DIV/0! | #DIV/0! | 49.5 | 3 | #DIV/0! | 1 | #DIV/0! | #DIV/0! |  |  | 1
0 | 0 | 0 | 0 | 1 | 1 | 16:17 | 3964 |  | 471.3324 | 106.9071 | 106.9071 | 49.8789 | 49.8789 | 3.5527e-16 | 0 | 106.9071 |  | -450.4763 | #DIV/0! | #DIV/0! | 49.5 | 3 | #DIV/0! | 1 | #DIV/0! | #DIV/0! |  |  | 1
0 | 0 | 0 | 0 | 1 | 1 | 16:17 | 3968 |  | 471.1277 | 107.1118 | 107.1118 | 49.8789 | 49.8789 | 3.5527e-16 | 0 | 107.1118 |  | -450.2716 | #DIV/0! | #DIV/0! | 49.5 | 3 | #DIV/0! | 1 | #DIV/0! | #DIV/0! |  |  | 1
0 | 0 | 0 | 0 | 1 | 1 | 16:17 | 3972 |  | 470.923 | 107.3165 | 107.3165 | 49.8789 | 49.8789 | 3.5527e-16 | 0 | 107.3165 |  | -450.0669 | #DIV/0! | #DIV/0! | 49.5 | 3 | #DIV/0! | 1 | #DIV/0! | #DIV/0! |  |  | 1
0 | 0 | 0 | 0 | 1 | 1 | 16:17 | 3976 |  | 470.7184 | 107.5211 | 107.5211 | 49.8789 | 49.8789 | 3.5527e-16 | 0 | 107.5211 |  | -449.8623 | #DIV/0! | #DIV/0! | 49.5 | 3 | #DIV/0! | 1 | #DIV/0! | #DIV/0! |  |  | 1
0 | 0 | 0 | 0 | 1 | 1 | 16:17 | 3980 |  | 470.5137 | 107.7258 | 107.7258 | 49.8789 | 49.8789 | 3.5527e-16 | 0 | 107.7258 |  | -449.6576 | #DIV/0! | #DIV/0! | 49.5 | 3 | #DIV/0! | 1 | #DIV/0! | #DIV/0! |  |  | 1
0 | 0 | 0 | 0 | 1 | 1 | 16:17 | 3984 |  | 470.309 | 107.9304 | 107.9304 | 49.8789 | 49.8789 | 3.5527e-16 | 0 | 107.9304 |  | -449.4529 | #DIV/0! | #DIV/0! | 49.5 | 3 | #DIV/0! | 1 | #DIV/0! | #DIV/0! |  |  | 1
0 | 0 | 0 | 0 | 1 | 1 | 16:17 | 3988 |  | 470.1044 | 108.1351 | 108.1351 | 49.8789 | 49.8789 | 3.5527e-16 | 0 | 108.1351 |  | -449.2483 | #DIV/0! | #DIV/0! | 49.5 | 3 | #DIV/0! | 1 | #DIV/0! | #DIV/0! |  |  | 1
0 | 0 | 0 | 0 | 1 | 1 | 16:17 | 3992 |  | 469.8997 | 108.3398 | 108.3398 | 49.8789 | 49.8789 | 3.5527e-16 | 0 | 108.3398 |  | -449.0436 | #DIV/0! | #DIV/0! | 49.5 | 3 | #DIV/0! | 1 | #DIV/0! | #DIV/0! |  |  | 1
0 | 0 | 0 | 0 | 1 | 1 | 16:17 | 3996 |  | 469.695 | 108.5444 | 108.5444 | 49.8789 | 49.8789 | 3.5527e-16 | 0 | 108.5444 |  | -448.839 | #DIV/0! | #DIV/0! | 49.5 | 3 | #DIV/0! | 1 | #DIV/0! | #DIV/0! |  |  | 1
0 | 0 | 0 | 0 | 1 | 1 | 16:17 | 4000 |  | 469.4904 | 108.7491 | 108.7491 | 49.8789 | 49.8789 | 3.5527e-16 | 0 | 108.7491 |  | -448.6343 | #DIV/0! | #DIV/0! | 49.5 | 3 | #DIV/0! | 1 | #DIV/0! | #DIV/0! |  |  | 1
0 | 0 | 0 | 0 | 1 | 1 | 16:17 | 4004 |  | 469.2857 | 108.9538 | 108.9538 | 49.8789 | 49.8789 | 3.5527e-16 | 0 | 108.9538 |  | -448.4296 | #DIV/0! | #DIV/0! | 49.5 | 3 | #DIV/0! | 1 | #DIV/0! | #DIV/0! |  |  | 1
0 | 0 | 0 | 0 | 1 | 1 | 16:17 | 4008 |  | 469.081 | 109.1584 | 109.1584 | 49.8789 | 49.8789 | 3.5527e-16 | 0 | 109.1584 |  | -448.225 | #DIV/0! | #DIV/0! | 49.5 | 3 | #DIV/0! | 1 | #DIV/0! | #DIV/0! |  |  | 1
0 | 0 | 0 | 0 | 1 | 1 | 16:17 | 4012 |  | 468.8764 | 109.3631 | 109.3631 | 49.8789 | 49.8789 | 3.5527e-16 | 0 | 109.3631 |  | -448.0203 | #DIV/0! | #DIV/0! | 49.5 | 3 | #DIV/0! | 1 | #DIV/0! | #DIV/0! |  |  | 1
0 | 0 | 0 | 0 | 1 | 1 | 16:18 | 4016 |  | 468.6717 | 109.5678 | 109.5678 | 49.8789 | 49.8789 | 3.5527e-16 | 0 | 109.5678 |  | -447.8156 | #DIV/0! | #DIV/0! | 49.5 | 3 | #DIV/0! | 1 | #DIV/0! | #DIV/0! |  |  | 1
0 | 0 | 0 | 0 | 1 | 1 | 16:18 | 4020 |  | 468.467 | 109.7724 | 109.7724 | 49.8789 | 49.8789 | 3.5527e-16 | 0 | 109.7724 |  | -447.611 | #DIV/0! | #DIV/0! | 49.5 | 3 | #DIV/0! | 1 | #DIV/0! | #DIV/0! |  |  | 1
0 | 0 | 0 | 0 | 1 | 1 | 16:18 | 4024 |  | 468.2624 | 109.9771 | 109.9771 | 49.8789 | 49.8789 | 3.5527e-16 | 0 | 109.9771 |  | -447.4063 | #DIV/0! | #DIV/0! | 49.5 | 3 | #DIV/0! | 1 | #DIV/0! | #DIV/0! |  |  | 1
0 | 0 | 0 | 0 | 1 | 1 | 16:18 | 4028 |  | 468.0577 | 110.1818 | 110.1818 | 49.8789 | 49.8789 | 3.5527e-16 | 0 | 110.1818 |  | -447.2016 | #DIV/0! | #DIV/0! | 49.5 | 3 | #DIV/0! | 1 | #DIV/0! | #DIV/0! |  |  | 1
0 | 0 | 0 | 0 | 1 | 1 | 16:18 | 4032 |  | 467.853 | 110.3864 | 110.3864 | 49.8789 | 49.8789 | 3.5527e-16 | 0 | 110.3864 |  | -446.997 | #DIV/0! | #DIV/0! | 49.5 | 3 | #DIV/0! | 1 | #DIV/0! | #DIV/0! |  |  | 1
0 | 0 | 0 | 0 | 1 | 1 | 16:18 | 4036 |  | 467.6484 | 110.5911 | 110.5911 | 49.8789 | 49.8789 | 3.5527e-16 | 0 | 110.5911 |  | -446.7923 | #DIV/0! | #DIV/0! | 49.5 | 3 | #DIV/0! | 1 | #DIV/0! | #DIV/0! |  |  | 1
0 | 0 | 0 | 0 | 1 | 1 | 16:18 | 4040 |  | 467.4437 | 110.7958 | 110.7958 | 49.8789 | 49.8789 | 3.5527e-16 | 0 | 110.7958 |  | -446.5876 | #DIV/0! | #DIV/0! | 49.5 | 3 | #DIV/0! | 1 | #DIV/0! | #DIV/0! |  |  | 1
0 | 0 | 0 | 0 | 1 | 1 | 16:18 | 4044 |  | 467.239 | 111.0004 | 111.0004 | 49.8789 | 49.8789 | 3.5527e-16 | 0 | 111.0004 |  | -446.383 | #DIV/0! | #DIV/0! | 49.5 | 3 | #DIV/0! | 1 | #DIV/0! | #DIV/0! |  |  | 1
0 | 0 | 0 | 0 | 1 | 1 | 16:18 | 4048 |  | 467.0344 | 111.2051 | 111.2051 | 49.8789 | 49.8789 | 3.5527e-16 | 0 | 111.2051 |  | -446.1783 | #DIV/0! | #DIV/0! | 49.5 | 3 | #DIV/0! | 1 | #DIV/0! | #DIV/0! |  |  | 1
0 | 0 | 0 | 0 | 1 | 1 | 16:18 | 4052 |  | 466.8297 | 111.4098 | 111.4098 | 49.8789 | 49.8789 | 3.5527e-16 | 0 | 111.4098 |  | -445.9736 | #DIV/0! | #DIV/0! | 49.5 | 3 | #DIV/0! | 1 | #DIV/0! | #DIV/0! |  |  | 1
0 | 0 | 0 | 0 | 1 | 1 | 16:18 | 4056 |  | 466.625 | 111.6144 | 111.6144 | 49.8789 | 49.8789 | 3.5527e-16 | 0 | 111.6144 |  | -445.769 | #DIV/0! | #DIV/0! | 49.5 | 3 | #DIV/0! | 1 | #DIV/0! | #DIV/0! |  |  | 1
0 | 0 | 0 | 0 | 1 | 1 | 16:18 | 4060 |  | 466.4204 | 111.8191 | 111.8191 | 49.8789 | 49.8789 | 3.5527e-16 | 0 | 111.8191 |  | -445.5643 | #DIV/0! | #DIV/0! | 49.5 | 3 | #DIV/0! | 1 | #DIV/0! | #DIV/0! |  |  | 1
0 | 0 | 0 | 0 | 1 | 1 | 16:18 | 4064 |  | 466.2157 | 112.0238 | 112.0238 | 49.8789 | 49.8789 | 3.5527e-16 | 0 | 112.0238 |  | -445.3596 | #DIV/0! | #DIV/0! | 49.5 | 3 | #DIV/0! | 1 | #DIV/0! | #DIV/0! |  |  | 1
0 | 0 | 0 | 0 | 1 | 1 | 16:18 | 4068 |  | 466.011 | 112.2284 | 112.2284 | 49.8789 | 49.8789 | 3.5527e-16 | 0 | 112.2284 |  | -445.155 | #DIV/0! | #DIV/0! | 49.5 | 3 | #DIV/0! | 1 | #DIV/0! | #DIV/0! |  |  | 1
0 | 0 | 0 | 0 | 1 | 1 | 16:18 | 4072 |  | 465.8064 | 112.4331 | 112.4331 | 49.8789 | 49.8789 | 3.5527e-16 | 0 | 112.4331 |  | -444.9503 | #DIV/0! | #DIV/0! | 49.5 | 3 | #DIV/0! | 1 | #DIV/0! | #DIV/0! |  |  | 1
0 | 0 | 0 | 0 | 1 | 1 | 16:19 | 4076 |  | 465.6017 | 112.6378 | 112.6378 | 49.8789 | 49.8789 | 3.5527e-16 | 0 | 112.6378 |  | -444.7456 | #DIV/0! | #DIV/0! | 49.5 | 3 | #DIV/0! | 1 | #DIV/0! | #DIV/0! |  |  | 1
0 | 0 | 0 | 0 | 1 | 1 | 16:19 | 4080 |  | 465.397 | 112.8424 | 112.8424 | 49.8789 | 49.8789 | 3.5527e-16 | 0 | 112.8424 |  | -444.541 | #DIV/0! | #DIV/0! | 49.5 | 3 | #DIV/0! | 1 | #DIV/0! | #DIV/0! |  |  | 1
0 | 0 | 0 | 0 | 1 | 1 | 16:19 | 4084 |  | 465.1924 | 113.0471 | 113.0471 | 49.8789 | 49.8789 | 3.5527e-16 | 0 | 113.0471 |  | -444.3363 | #DIV/0! | #DIV/0! | 49.5 | 3 | #DIV/0! | 1 | #DIV/0! | #DIV/0! |  |  | 1
0 | 0 | 0 | 0 | 1 | 1 | 16:19 | 4088 |  | 464.9877 | 113.2518 | 113.2518 | 49.8789 | 49.8789 | 3.5527e-16 | 0 | 113.2518 |  | -444.1316 | #DIV/0! | #DIV/0! | 49.5 | 3 | #DIV/0! | 1 | #DIV/0! | #DIV/0! |  |  | 1
0 | 0 | 0 | 0 | 1 | 1 | 16:19 | 4092 |  | 464.783 | 113.4564 | 113.4564 | 49.8789 | 49.8789 | 3.5527e-16 | 0 | 113.4564 |  | -443.927 | #DIV/0! | #DIV/0! | 49.5 | 3 | #DIV/0! | 1 | #DIV/0! | #DIV/0! |  |  | 1
0 | 0 | 0 | 0 | 1 | 1 | 16:19 | 4096 |  | 464.5784 | 113.6611 | 113.6611 | 49.8789 | 49.8789 | 3.5527e-16 | 0 | 113.6611 |  | -443.7223 | #DIV/0! | #DIV/0! | 49.5 | 3 | #DIV/0! | 1 | #DIV/0! | #DIV/0! |  |  | 1
0 | 0 | 0 | 0 | 1 | 1 | 16:19 | 4100 |  | 464.3737 | 113.8658 | 113.8658 | 49.8789 | 49.8789 | 3.5527e-16 | 0 | 113.8658 |  | -443.5176 | #DIV/0! | #DIV/0! | 49.5 | 3 | #DIV/0! | 1 | #DIV/0! | #DIV/0! |  |  | 1
0 | 0 | 0 | 0 | 1 | 1 | 16:19 | 4104 |  | 464.169 | 114.0704 | 114.0704 | 49.8789 | 49.8789 | 3.5527e-16 | 0 | 114.0704 |  | -443.313 | #DIV/0! | #DIV/0! | 49.5 | 3 | #DIV/0! | 1 | #DIV/0! | #DIV/0! |  |  | 1
0 | 0 | 0 | 0 | 1 | 1 | 16:19 | 4108 |  | 463.9644 | 114.2751 | 114.2751 | 49.8789 | 49.8789 | 3.5527e-16 | 0 | 114.2751 |  | -443.1083 | #DIV/0! | #DIV/0! | 49.5 | 3 | #DIV/0! | 1 | #DIV/0! | #DIV/0! |  |  | 1
0 | 0 | 0 | 0 | 1 | 1 | 16:19 | 4112 |  | 463.7597 | 114.4798 | 114.4798 | 49.8789 | 49.8789 | 3.5527e-16 | 0 | 114.4798 |  | -442.9036 | #DIV/0! | #DIV/0! | 49.5 | 3 | #DIV/0! | 1 | #DIV/0! | #DIV/0! |  |  | 1
0 | 0 | 0 | 0 | 1 | 1 | 16:19 | 4116 |  | 463.5551 | 114.6844 | 114.6844 | 49.8789 | 49.8789 | 3.5527e-16 | 0 | 114.6844 |  | -442.699 | #DIV/0! | #DIV/0! | 49.5 | 3 | #DIV/0! | 1 | #DIV/0! | #DIV/0! |  |  | 1
0 | 0 | 0 | 0 | 1 | 1 | 16:19 | 4120 |  | 463.3504 | 114.8891 | 114.8891 | 49.8789 | 49.8789 | 3.5527e-16 | 0 | 114.8891 |  | -442.4943 | #DIV/0! | #DIV/0! | 49.5 | 3 | #DIV/0! | 1 | #DIV/0! | #DIV/0! |  |  | 1
0 | 0 | 0 | 0 | 1 | 1 | 16:19 | 4124 |  | 463.1457 | 115.0938 | 115.0938 | 49.8789 | 49.8789 | 3.5527e-16 | 0 | 115.0938 |  | -442.2896 | #DIV/0! | #DIV/0! | 49.5 | 3 | #DIV/0! | 1 | #DIV/0! | #DIV/0! |  |  | 1
0 | 0 | 0 | 0 | 1 | 1 | 16:19 | 4128 |  | 462.9411 | 115.2984 | 115.2984 | 49.8789 | 49.8789 | 3.5527e-16 | 0 | 115.2984 |  | -442.085 | #DIV/0! | #DIV/0! | 49.5 | 3 | #DIV/0! | 1 | #DIV/0! | #DIV/0! |  |  | 1
0 | 0 | 0 | 0 | 1 | 1 | 16:19 | 4132 |  | 462.7364 | 115.5031 | 115.5031 | 49.8789 | 49.8789 | 3.5527e-16 | 0 | 115.5031 |  | -441.8803 | #DIV/0! | #DIV/0! | 49.5 | 3 | #DIV/0! | 1 | #DIV/0! | #DIV/0! |  |  | 1
0 | 0 | 0 | 0 | 1 | 1 | 16:20 | 4136 |  | 462.5317 | 115.7078 | 115.7078 | 49.8789 | 49.8789 | 3.5527e-16 | 0 | 115.7078 |  | -441.6756 | #DIV/0! | #DIV/0! | 49.5 | 3 | #DIV/0! | 1 | #DIV/0! | #DIV/0! |  |  | 1
0 | 0 | 0 | 0 | 1 | 1 | 16:20 | 4140 |  | 462.3271 | 115.9124 | 115.9124 | 49.8789 | 49.8789 | 3.5527e-16 | 0 | 115.9124 |  | -441.471 | #DIV/0! | #DIV/0! | 49.5 | 3 | #DIV/0! | 1 | #DIV/0! | #DIV/0! |  |  | 1
0 | 0 | 0 | 0 | 1 | 1 | 16:20 | 4144 |  | 462.1224 | 116.1171 | 116.1171 | 49.8789 | 49.8789 | 3.5527e-16 | 0 | 116.1171 |  | -441.2663 | #DIV/0! | #DIV/0! | 49.5 | 3 | #DIV/0! | 1 | #DIV/0! | #DIV/0! |  |  | 1
0 | 0 | 0 | 0 | 1 | 1 | 16:20 | 4148 |  | 461.9177 | 116.3218 | 116.3218 | 49.8789 | 49.8789 | 3.5527e-16 | 0 | 116.3218 |  | -441.0616 | #DIV/0! | #DIV/0! | 49.5 | 3 | #DIV/0! | 1 | #DIV/0! | #DIV/0! |  |  | 1
0 | 0 | 0 | 0 | 1 | 1 | 16:20 | 4152 |  | 461.7131 | 116.5264 | 116.5264 | 49.8789 | 49.8789 | 3.5527e-16 | 0 | 116.5264 |  | -440.857 | #DIV/0! | #DIV/0! | 49.5 | 3 | #DIV/0! | 1 | #DIV/0! | #DIV/0! |  |  | 1
0 | 0 | 0 | 0 | 1 | 1 | 16:20 | 4156 |  | 461.5084 | 116.7311 | 116.7311 | 49.8789 | 49.8789 | 3.5527e-16 | 0 | 116.7311 |  | -440.6523 | #DIV/0! | #DIV/0! | 49.5 | 3 | #DIV/0! | 1 | #DIV/0! | #DIV/0! |  |  | 1
0 | 0 | 0 | 0 | 1 | 1 | 16:20 | 4160 |  | 461.3037 | 116.9358 | 116.9358 | 49.8789 | 49.8789 | 3.5527e-16 | 0 | 116.9358 |  | -440.4476 | #DIV/0! | #DIV/0! | 49.5 | 3 | #DIV/0! | 1 | #DIV/0! | #DIV/0! |  |  | 1
0 | 0 | 0 | 0 | 1 | 1 | 16:20 | 4164 |  | 461.0991 | 117.1404 | 117.1404 | 49.8789 | 49.8789 | 3.5527e-16 | 0 | 117.1404 |  | -440.243 | #DIV/0! | #DIV/0! | 49.5 | 3 | #DIV/0! | 1 | #DIV/0! | #DIV/0! |  |  | 1
0 | 0 | 0 | 0 | 1 | 1 | 16:20 | 4168 |  | 460.8944 | 117.3451 | 117.3451 | 49.8789 | 49.8789 | 3.5527e-16 | 0 | 117.3451 |  | -440.0383 | #DIV/0! | #DIV/0! | 49.5 | 3 | #DIV/0! | 1 | #DIV/0! | #DIV/0! |  |  | 1
0 | 0 | 0 | 0 | 1 | 1 | 16:20 | 4172 |  | 460.6897 | 117.5498 | 117.5498 | 49.8789 | 49.8789 | 3.5527e-16 | 0 | 117.5498 |  | -439.8336 | #DIV/0! | #DIV/0! | 49.5 | 3 | #DIV/0! | 1 | #DIV/0! | #DIV/0! |  |  | 1
0 | 0 | 0 | 0 | 1 | 1 | 16:20 | 4176 |  | 460.4851 | 117.7544 | 117.7544 | 49.8789 | 49.8789 | 3.5527e-16 | 0 | 117.7544 |  | -439.629 | #DIV/0! | #DIV/0! | 49.5 | 3 | #DIV/0! | 1 | #DIV/0! | #DIV/0! |  |  | 1
0 | 0 | 0 | 0 | 1 | 1 | 16:20 | 4180 |  | 460.2804 | 117.9591 | 117.9591 | 49.8789 | 49.8789 | 3.5527e-16 | 0 | 117.9591 |  | -439.4243 | #DIV/0! | #DIV/0! | 49.5 | 3 | #DIV/0! | 1 | #DIV/0! | #DIV/0! |  |  | 1
0 | 0 | 0 | 0 | 1 | 1 | 16:20 | 4184 |  | 460.0757 | 118.1638 | 118.1638 | 49.8789 | 49.8789 | 3.5527e-16 | 0 | 118.1638 |  | -439.2196 | #DIV/0! | #DIV/0! | 49.5 | 3 | #DIV/0! | 1 | #DIV/0! | #DIV/0! |  |  | 1
0 | 0 | 0 | 0 | 1 | 1 | 16:20 | 4188 |  | 459.8711 | 118.3684 | 118.3684 | 49.8789 | 49.8789 | 3.5527e-16 | 0 | 118.3684 |  | -439.015 | #DIV/0! | #DIV/0! | 49.5 | 3 | #DIV/0! | 1 | #DIV/0! | #DIV/0! |  |  | 1
0 | 0 | 0 | 0 | 1 | 1 | 16:20 | 4192 |  | 459.6664 | 118.5731 | 118.5731 | 49.8789 | 49.8789 | 3.5527e-16 | 0 | 118.5731 |  | -438.8103 | #DIV/0! | #DIV/0! | 49.5 | 3 | #DIV/0! | 1 | #DIV/0! | #DIV/0! |  |  | 1
0 | 0 | 0 | 0 | 1 | 1 | 16:21 | 4196 |  | 459.4617 | 118.7778 | 118.7778 | 49.8789 | 49.8789 | 3.5527e-16 | 0 | 118.7778 |  | -438.6056 | #DIV/0! | #DIV/0! | 49.5 | 3 | #DIV/0! | 1 | #DIV/0! | #DIV/0! |  |  | 1
0 | 0 | 0 | 0 | 1 | 1 | 16:21 | 4200 |  | 459.2571 | 118.9824 | 118.9824 | 49.8789 | 49.8789 | 3.5527e-16 | 0 | 118.9824 |  | -438.401 | #DIV/0! | #DIV/0! | 49.5 | 3 | #DIV/0! | 1 | #DIV/0! | #DIV/0! |  |  | 1
0 | 0 | 0 | 0 | 1 | 1 | 16:21 | 4204 |  | 459.0524 | 119.1871 | 119.1871 | 49.8789 | 49.8789 | 3.5527e-16 | 0 | 119.1871 |  | -438.1963 | #DIV/0! | #DIV/0! | 49.5 | 3 | #DIV/0! | 1 | #DIV/0! | #DIV/0! |  |  | 1
0 | 0 | 0 | 0 | 1 | 1 | 16:21 | 4208 |  | 458.8477 | 119.3918 | 119.3918 | 49.8789 | 49.8789 | 3.5527e-16 | 0 | 119.3918 |  | -437.9916 | #DIV/0! | #DIV/0! | 49.5 | 3 | #DIV/0! | 1 | #DIV/0! | #DIV/0! |  |  | 1
0 | 0 | 0 | 0 | 1 | 1 | 16:21 | 4212 |  | 458.6431 | 119.5964 | 119.5964 | 49.8789 | 49.8789 | 3.5527e-16 | 0 | 119.5964 |  | -437.787 | #DIV/0! | #DIV/0! | 49.5 | 3 | #DIV/0! | 1 | #DIV/0! | #DIV/0! |  |  | 1
0 | 0 | 0 | 0 | 1 | 1 | 16:21 | 4216 |  | 458.4384 | 119.8011 | 119.8011 | 49.8789 | 49.8789 | 3.5527e-16 | 0 | 119.8011 |  | -437.5823 | #DIV/0! | #DIV/0! | 49.5 | 3 | #DIV/0! | 1 | #DIV/0! | #DIV/0! |  |  | 1
0 | 0 | 0 | 0 | 1 | 1 | 16:21 | 4220 |  | 458.2337 | 120.0058 | 120.0058 | 49.8789 | 49.8789 | 3.5527e-16 | 0 | 120.0058 |  | -437.3776 | #DIV/0! | #DIV/0! | 49.5 | 3 | #DIV/0! | 1 | #DIV/0! | #DIV/0! |  |  | 1
0 | 0 | 0 | 0 | 1 | 1 | 16:21 | 4224 |  | 458.0291 | 120.2104 | 120.2104 | 49.8789 | 49.8789 | 3.5527e-16 | 0 | 120.2104 |  | -437.173 | #DIV/0! | #DIV/0! | 49.5 | 3 | #DIV/0! | 1 | #DIV/0! | #DIV/0! |  |  | 1
0 | 0 | 0 | 0 | 1 | 1 | 16:21 | 4228 |  | 457.8244 | 120.4151 | 120.4151 | 49.8789 | 49.8789 | 3.5527e-16 | 0 | 120.4151 |  | -436.9683 | #DIV/0! | #DIV/0! | 49.5 | 3 | #DIV/0! | 1 | #DIV/0! | #DIV/0! |  |  | 1
0 | 0 | 0 | 0 | 1 | 1 | 16:21 | 4232 |  | 457.6197 | 120.6198 | 120.6198 | 49.8789 | 49.8789 | 3.5527e-16 | 0 | 120.6198 |  | -436.7636 | #DIV/0! | #DIV/0! | 49.5 | 3 | #DIV/0! | 1 | #DIV/0! | #DIV/0! |  |  | 1
0 | 0 | 0 | 0 | 1 | 1 | 16:21 | 4236 |  | 457.4151 | 120.8244 | 120.8244 | 49.8789 | 49.8789 | 3.5527e-16 | 0 | 120.8244 |  | -436.559 | #DIV/0! | #DIV/0! | 49.5 | 3 | #DIV/0! | 1 | #DIV/0! | #DIV/0! |  |  | 1
0 | 0 | 0 | 0 | 1 | 1 | 16:21 | 4240 |  | 457.2104 | 121.0291 | 121.0291 | 49.8789 | 49.8789 | 3.5527e-16 | 0 | 121.0291 |  | -436.3543 | #DIV/0! | #DIV/0! | 49.5 | 3 | #DIV/0! | 1 | #DIV/0! | #DIV/0! |  |  | 1
0 | 0 | 0 | 0 | 1 | 1 | 16:21 | 4244 |  | 457.0057 | 121.2338 | 121.2338 | 49.8789 | 49.8789 | 3.5527e-16 | 0 | 121.2338 |  | -436.1496 | #DIV/0! | #DIV/0! | 49.5 | 3 | #DIV/0! | 1 | #DIV/0! | #DIV/0! |  |  | 1
0 | 0 | 0 | 0 | 1 | 1 | 16:21 | 4248 |  | 456.8011 | 121.4384 | 121.4384 | 49.8789 | 49.8789 | 3.5527e-16 | 0 | 121.4384 |  | -435.945 | #DIV/0! | #DIV/0! | 49.5 | 3 | #DIV/0! | 1 | #DIV/0! | #DIV/0! |  |  | 1
0 | 0 | 0 | 0 | 1 | 1 | 16:21 | 4252 |  | 456.5964 | 121.6431 | 121.6431 | 49.8789 | 49.8789 | 3.5527e-16 | 0 | 121.6431 |  | -435.7403 | #DIV/0! | #DIV/0! | 49.5 | 3 | #DIV/0! | 1 | #DIV/0! | #DIV/0! |  |  | 1
0 | 0 | 0 | 0 | 1 | 1 | 16:22 | 4256 |  | 456.3917 | 121.8478 | 121.8478 | 49.8789 | 49.8789 | 3.5527e-16 | 0 | 121.8478 |  | -435.5356 | #DIV/0! | #DIV/0! | 49.5 | 3 | #DIV/0! | 1 | #DIV/0! | #DIV/0! |  |  | 1
0 | 0 | 0 | 0 | 1 | 1 | 16:22 | 4260 |  | 456.1871 | 122.0524 | 122.0524 | 49.8789 | 49.8789 | 3.5527e-16 | 0 | 122.0524 |  | -435.331 | #DIV/0! | #DIV/0! | 49.5 | 3 | #DIV/0! | 1 | #DIV/0! | #DIV/0! |  |  | 1
0 | 0 | 0 | 0 | 1 | 1 | 16:22 | 4264 |  | 455.9824 | 122.2571 | 122.2571 | 49.8789 | 49.8789 | 3.5527e-16 | 0 | 122.2571 |  | -435.1263 | #DIV/0! | #DIV/0! | 49.5 | 3 | #DIV/0! | 1 | #DIV/0! | #DIV/0! |  |  | 1
0 | 0 | 0 | 0 | 1 | 1 | 16:22 | 4268 |  | 455.7777 | 122.4618 | 122.4618 | 49.8789 | 49.8789 | 3.5527e-16 | 0 | 122.4618 |  | -434.9216 | #DIV/0! | #DIV/0! | 49.5 | 3 | #DIV/0! | 1 | #DIV/0! | #DIV/0! |  |  | 1
0 | 0 | 0 | 0 | 1 | 1 | 16:22 | 4272 |  | 455.5731 | 122.6664 | 122.6664 | 49.8789 | 49.8789 | 3.5527e-16 | 0 | 122.6664 |  | -434.717 | #DIV/0! | #DIV/0! | 49.5 | 3 | #DIV/0! | 1 | #DIV/0! | #DIV/0! |  |  | 1
0 | 0 | 0 | 0 | 1 | 1 | 16:22 | 4276 |  | 455.3684 | 122.8711 | 122.8711 | 49.8789 | 49.8789 | 3.5527e-16 | 0 | 122.8711 |  | -434.5123 | #DIV/0! | #DIV/0! | 49.5 | 3 | #DIV/0! | 1 | #DIV/0! | #DIV/0! |  |  | 1
0 | 0 | 0 | 0 | 1 | 1 | 16:22 | 4280 |  | 455.1637 | 123.0758 | 123.0758 | 49.8789 | 49.8789 | 3.5527e-16 | 0 | 123.0758 |  | -434.3076 | #DIV/0! | #DIV/0! | 49.5 | 3 | #DIV/0! | 1 | #DIV/0! | #DIV/0! |  |  | 1
0 | 0 | 0 | 0 | 1 | 1 | 16:22 | 4284 |  | 454.9591 | 123.2804 | 123.2804 | 49.8789 | 49.8789 | 3.5527e-16 | 0 | 123.2804 |  | -434.103 | #DIV/0! | #DIV/0! | 49.5 | 3 | #DIV/0! | 1 | #DIV/0! | #DIV/0! |  |  | 1
0 | 0 | 0 | 0 | 1 | 1 | 16:22 | 4288 |  | 454.7544 | 123.4851 | 123.4851 | 49.8789 | 49.8789 | 3.5527e-16 | 0 | 123.4851 |  | -433.8983 | #DIV/0! | #DIV/0! | 49.5 | 3 | #DIV/0! | 1 | #DIV/0! | #DIV/0! |  |  | 1
0 | 0 | 0 | 0 | 1 | 1 | 16:22 | 4292 |  | 454.5497 | 123.6898 | 123.6898 | 49.8789 | 49.8789 | 3.5527e-16 | 0 | 123.6898 |  | -433.6936 | #DIV/0! | #DIV/0! | 49.5 | 3 | #DIV/0! | 1 | #DIV/0! | #DIV/0! |  |  | 1
0 | 0 | 0 | 0 | 1 | 1 | 16:22 | 4296 |  | 454.3451 | 123.8944 | 123.8944 | 49.8789 | 49.8789 | 3.5527e-16 | 0 | 123.8944 |  | -433.489 | #DIV/0! | #DIV/0! | 49.5 | 3 | #DIV/0! | 1 | #DIV/0! | #DIV/0! |  |  | 1
0 | 0 | 0 | 0 | 1 | 1 | 16:22 | 4300 |  | 454.1404 | 124.0991 | 124.0991 | 49.8789 | 49.8789 | 3.5527e-16 | 0 | 124.0991 |  | -433.2843 | #DIV/0! | #DIV/0! | 49.5 | 3 | #DIV/0! | 1 | #DIV/0! | #DIV/0! |  |  | 1
0 | 0 | 0 | 0 | 1 | 1 | 16:22 | 4304 |  | 453.9357 | 124.3038 | 124.3038 | 49.8789 | 49.8789 | 3.5527e-16 | 0 | 124.3038 |  | -433.0796 | #DIV/0! | #DIV/0! | 49.5 | 3 | #DIV/0! | 1 | #DIV/0! | #DIV/0! |  |  | 1
0 | 0 | 0 | 0 | 1 | 1 | 16:22 | 4308 |  | 453.7311 | 124.5084 | 124.5084 | 49.8789 | 49.8789 | 3.5527e-16 | 0 | 124.5084 |  | -432.875 | #DIV/0! | #DIV/0! | 49.5 | 3 | #DIV/0! | 1 | #DIV/0! | #DIV/0! |  |  | 1
0 | 0 | 0 | 0 | 1 | 1 | 16:22 | 4312 |  | 453.5264 | 124.7131 | 124.7131 | 49.8789 | 49.8789 | 3.5527e-16 | 0 | 124.7131 |  | -432.6703 | #DIV/0! | #DIV/0! | 49.5 | 3 | #DIV/0! | 1 | #DIV/0! | #DIV/0! |  |  | 1
0 | 0 | 0 | 0 | 1 | 1 | 16:23 | 4316 |  | 453.3217 | 124.9178 | 124.9178 | 49.8789 | 49.8789 | 3.5527e-16 | 0 | 124.9178 |  | -432.4656 | #DIV/0! | #DIV/0! | 49.5 | 3 | #DIV/0! | 1 | #DIV/0! | #DIV/0! |  |  | 1
0 | 0 | 0 | 0 | 1 | 1 | 16:23 | 4320 |  | 453.1171 | 125.1224 | 125.1224 | 49.8789 | 49.8789 | 3.5527e-16 | 0 | 125.1224 |  | -432.261 | #DIV/0! | #DIV/0! | 49.5 | 3 | #DIV/0! | 1 | #DIV/0! | #DIV/0! |  |  | 1
0 | 0 | 0 | 0 | 1 | 1 | 16:23 | 4324 |  | 452.9124 | 125.3271 | 125.3271 | 49.8789 | 49.8789 | 3.5527e-16 | 0 | 125.3271 |  | -432.0563 | #DIV/0! | #DIV/0! | 49.5 | 3 | #DIV/0! | 1 | #DIV/0! | #DIV/0! |  |  | 1
0 | 0 | 0 | 0 | 1 | 1 | 16:23 | 4328 |  | 452.7077 | 125.5318 | 125.5318 | 49.8789 | 49.8789 | 3.5527e-16 | 0 | 125.5318 |  | -431.8516 | #DIV/0! | #DIV/0! | 49.5 | 3 | #DIV/0! | 1 | #DIV/0! | #DIV/0! |  |  | 1
0 | 0 | 0 | 0 | 1 | 1 | 16:23 | 4332 |  | 452.5031 | 125.7364 | 125.7364 | 49.8789 | 49.8789 | 3.5527e-16 | 0 | 125.7364 |  | -431.647 | #DIV/0! | #DIV/0! | 49.5 | 3 | #DIV/0! | 1 | #DIV/0! | #DIV/0! |  |  | 1
0 | 0 | 0 | 0 | 1 | 1 | 16:23 | 4336 |  | 452.2984 | 125.9411 | 125.9411 | 49.8789 | 49.8789 | 3.5527e-16 | 0 | 125.9411 |  | -431.4423 | #DIV/0! | #DIV/0! | 49.5 | 3 | #DIV/0! | 1 | #DIV/0! | #DIV/0! |  |  | 1
0 | 0 | 0 | 0 | 1 | 1 | 16:23 | 4340 |  | 452.0937 | 126.1458 | 126.1458 | 49.8789 | 49.8789 | 3.5527e-16 | 0 | 126.1458 |  | -431.2376 | #DIV/0! | #DIV/0! | 49.5 | 3 | #DIV/0! | 1 | #DIV/0! | #DIV/0! |  |  | 1
0 | 0 | 0 | 0 | 1 | 1 | 16:23 | 4344 |  | 451.8891 | 126.3504 | 126.3504 | 49.8789 | 49.8789 | 3.5527e-16 | 0 | 126.3504 |  | -431.033 | #DIV/0! | #DIV/0! | 49.5 | 3 | #DIV/0! | 1 | #DIV/0! | #DIV/0! |  |  | 1
0 | 0 | 0 | 0 | 1 | 1 | 16:23 | 4348 |  | 451.6844 | 126.5551 | 126.5551 | 49.8789 | 49.8789 | 3.5527e-16 | 0 | 126.5551 |  | -430.8283 | #DIV/0! | #DIV/0! | 49.5 | 3 | #DIV/0! | 1 | #DIV/0! | #DIV/0! |  |  | 1
0 | 0 | 0 | 0 | 1 | 1 | 16:23 | 4352 |  | 451.4797 | 126.7598 | 126.7598 | 49.8789 | 49.8789 | 3.5527e-16 | 0 | 126.7598 |  | -430.6236 | #DIV/0! | #DIV/0! | 49.5 | 3 | #DIV/0! | 1 | #DIV/0! | #DIV/0! |  |  | 1
0 | 0 | 0 | 0 | 1 | 1 | 16:23 | 4356 |  | 451.2751 | 126.9644 | 126.9644 | 49.8789 | 49.8789 | 3.5527e-16 | 0 | 126.9644 |  | -430.419 | #DIV/0! | #DIV/0! | 49.5 | 3 | #DIV/0! | 1 | #DIV/0! | #DIV/0! |  |  | 1
0 | 0 | 0 | 0 | 1 | 1 | 16:23 | 4360 |  | 451.0704 | 127.1691 | 127.1691 | 49.8789 | 49.8789 | 3.5527e-16 | 0 | 127.1691 |  | -430.2143 | #DIV/0! | #DIV/0! | 49.5 | 3 | #DIV/0! | 1 | #DIV/0! | #DIV/0! |  |  | 1
0 | 0 | 0 | 0 | 1 | 1 | 16:23 | 4364 |  | 450.8657 | 127.3738 | 127.3738 | 49.8789 | 49.8789 | 3.5527e-16 | 0 | 127.3738 |  | -430.0096 | #DIV/0! | #DIV/0! | 49.5 | 3 | #DIV/0! | 1 | #DIV/0! | #DIV/0! |  |  | 1
0 | 0 | 0 | 0 | 1 | 1 | 16:23 | 4368 |  | 450.6611 | 127.5784 | 127.5784 | 49.8789 | 49.8789 | 3.5527e-16 | 0 | 127.5784 |  | -429.805 | #DIV/0! | #DIV/0! | 49.5 | 3 | #DIV/0! | 1 | #DIV/0! | #DIV/0! |  |  | 1
0 | 0 | 0 | 0 | 1 | 1 | 16:23 | 4372 |  | 450.4564 | 127.7831 | 127.7831 | 49.8789 | 49.8789 | 3.5527e-16 | 0 | 127.7831 |  | -429.6003 | #DIV/0! | #DIV/0! | 49.5 | 3 | #DIV/0! | 1 | #DIV/0! | #DIV/0! |  |  | 1
0 | 0 | 0 | 0 | 1 | 1 | 16:24 | 4376 |  | 450.2517 | 127.9878 | 127.9878 | 49.8789 | 49.8789 | 3.5527e-16 | 0 | 127.9878 |  | -429.3956 | #DIV/0! | #DIV/0! | 49.5 | 3 | #DIV/0! | 1 | #DIV/0! | #DIV/0! |  |  | 1
0 | 0 | 0 | 0 | 1 | 1 | 16:24 | 4380 |  | 450.0471 | 128.1924 | 128.1924 | 49.8789 | 49.8789 | 3.5527e-16 | 0 | 128.1924 |  | -429.191 | #DIV/0! | #DIV/0! | 49.5 | 3 | #DIV/0! | 1 | #DIV/0! | #DIV/0! |  |  | 1
0 | 0 | 0 | 0 | 1 | 1 | 16:24 | 4384 |  | 449.8424 | 128.3971 | 128.3971 | 49.8789 | 49.8789 | 3.5527e-16 | 0 | 128.3971 |  | -428.9863 | #DIV/0! | #DIV/0! | 49.5 | 3 | #DIV/0! | 1 | #DIV/0! | #DIV/0! |  |  | 1
0 | 0 | 0 | 0 | 1 | 1 | 16:24 | 4388 |  | 449.6377 | 128.6018 | 128.6018 | 49.8789 | 49.8789 | 3.5527e-16 | 0 | 128.6018 |  | -428.7816 | #DIV/0! | #DIV/0! | 49.5 | 3 | #DIV/0! | 1 | #DIV/0! | #DIV/0! |  |  | 1
0 | 0 | 0 | 0 | 1 | 1 | 16:24 | 4392 |  | 449.4331 | 128.8064 | 128.8064 | 49.8789 | 49.8789 | 3.5527e-16 | 0 | 128.8064 |  | -428.577 | #DIV/0! | #DIV/0! | 49.5 | 3 | #DIV/0! | 1 | #DIV/0! | #DIV/0! |  |  | 1
0 | 0 | 0 | 0 | 1 | 1 | 16:24 | 4396 |  | 449.2284 | 129.0111 | 129.0111 | 49.8789 | 49.8789 | 3.5527e-16 | 0 | 129.0111 |  | -428.3723 | #DIV/0! | #DIV/0! | 49.5 | 3 | #DIV/0! | 1 | #DIV/0! | #DIV/0! |  |  | 1
0 | 0 | 0 | 0 | 1 | 1 | 16:24 | 4400 |  | 449.0237 | 129.2158 | 129.2158 | 49.8789 | 49.8789 | 3.5527e-16 | 0 | 129.2158 |  | -428.1676 | #DIV/0! | #DIV/0! | 49.5 | 3 | #DIV/0! | 1 | #DIV/0! | #DIV/0! |  |  | 1
0 | 0 | 0 | 0 | 1 | 1 | 16:24 | 4404 |  | 448.8191 | 129.4204 | 129.4204 | 49.8789 | 49.8789 | 3.5527e-16 | 0 | 129.4204 |  | -427.963 | #DIV/0! | #DIV/0! | 49.5 | 3 | #DIV/0! | 1 | #DIV/0! | #DIV/0! |  |  | 1
0 | 0 | 0 | 0 | 1 | 1 | 16:24 | 4408 |  | 448.6144 | 129.6251 | 129.6251 | 49.8789 | 49.8789 | 3.5527e-16 | 0 | 129.6251 |  | -427.7583 | #DIV/0! | #DIV/0! | 49.5 | 3 | #DIV/0! | 1 | #DIV/0! | #DIV/0! |  |  | 1
0 | 0 | 0 | 0 | 1 | 1 | 16:24 | 4412 |  | 448.4097 | 129.8298 | 129.8298 | 49.8789 | 49.8789 | 3.5527e-16 | 0 | 129.8298 |  | -427.5536 | #DIV/0! | #DIV/0! | 49.5 | 3 | #DIV/0! | 1 | #DIV/0! | #DIV/0! |  |  | 1
0 | 0 | 0 | 0 | 1 | 1 | 16:24 | 4416 |  | 448.2051 | 130.0344 | 130.0344 | 49.8789 | 49.8789 | 3.5527e-16 | 0 | 130.0344 |  | -427.349 | #DIV/0! | #DIV/0! | 49.5 | 3 | #DIV/0! | 1 | #DIV/0! | #DIV/0! |  |  | 1
0 | 0 | 0 | 0 | 1 | 1 | 16:24 | 4420 |  | 448.0004 | 130.2391 | 130.2391 | 49.8789 | 49.8789 | 3.5527e-16 | 0 | 130.2391 |  | -427.1443 | #DIV/0! | #DIV/0! | 49.5 | 3 | #DIV/0! | 1 | #DIV/0! | #DIV/0! |  |  | 1
0 | 0 | 0 | 0 | 1 | 1 | 16:24 | 4424 |  | 447.7957 | 130.4438 | 130.4438 | 49.8789 | 49.8789 | 3.5527e-16 | 0 | 130.4438 |  | -426.9396 | #DIV/0! | #DIV/0! | 49.5 | 3 | #DIV/0! | 1 | #DIV/0! | #DIV/0! |  |  | 1
0 | 0 | 0 | 0 | 1 | 1 | 16:24 | 4428 |  | 447.5911 | 130.6484 | 130.6484 | 49.8789 | 49.8789 | 3.5527e-16 | 0 | 130.6484 |  | -426.735 | #DIV/0! | #DIV/0! | 49.5 | 3 | #DIV/0! | 1 | #DIV/0! | #DIV/0! |  |  | 1
0 | 0 | 0 | 0 | 1 | 1 | 16:24 | 4432 |  | 447.3864 | 130.8531 | 130.8531 | 49.8789 | 49.8789 | 3.5527e-16 | 0 | 130.8531 |  | -426.5303 | #DIV/0! | #DIV/0! | 49.5 | 3 | #DIV/0! | 1 | #DIV/0! | #DIV/0! |  |  | 1
0 | 0 | 0 | 0 | 1 | 1 | 16:25 | 4436 |  | 447.1817 | 131.0578 | 131.0578 | 49.8789 | 49.8789 | 3.5527e-16 | 0 | 131.0578 |  | -426.3256 | #DIV/0! | #DIV/0! | 49.5 | 3 | #DIV/0! | 1 | #DIV/0! | #DIV/0! |  |  | 1
0 | 0 | 0 | 0 | 1 | 1 | 16:25 | 4440 |  | 446.9771 | 131.2624 | 131.2624 | 49.8789 | 49.8789 | 3.5527e-16 | 0 | 131.2624 |  | -426.121 | #DIV/0! | #DIV/0! | 49.5 | 3 | #DIV/0! | 1 | #DIV/0! | #DIV/0! |  |  | 1
0 | 0 | 0 | 0 | 1 | 1 | 16:25 | 4444 |  | 446.7724 | 131.4671 | 131.4671 | 49.8789 | 49.8789 | 3.5527e-16 | 0 | 131.4671 |  | -425.9163 | #DIV/0! | #DIV/0! | 49.5 | 3 | #DIV/0! | 1 | #DIV/0! | #DIV/0! |  |  | 1
0 | 0 | 0 | 0 | 1 | 1 | 16:25 | 4448 |  | 446.5677 | 131.6718 | 131.6718 | 49.8789 | 49.8789 | 3.5527e-16 | 0 | 131.6718 |  | -425.7116 | #DIV/0! | #DIV/0! | 49.5 | 3 | #DIV/0! | 1 | #DIV/0! | #DIV/0! |  |  | 1
0 | 0 | 0 | 0 | 1 | 1 | 16:25 | 4452 |  | 446.3631 | 131.8764 | 131.8764 | 49.8789 | 49.8789 | 3.5527e-16 | 0 | 131.8764 |  | -425.507 | #DIV/0! | #DIV/0! | 49.5 | 3 | #DIV/0! | 1 | #DIV/0! | #DIV/0! |  |  | 1
0 | 0 | 0 | 0 | 1 | 1 | 16:25 | 4456 |  | 446.1584 | 132.0811 | 132.0811 | 49.8789 | 49.8789 | 3.5527e-16 | 0 | 132.0811 |  | -425.3023 | #DIV/0! | #DIV/0! | 49.5 | 3 | #DIV/0! | 1 | #DIV/0! | #DIV/0! |  |  | 1
0 | 0 | 0 | 0 | 1 | 1 | 16:25 | 4460 |  | 445.9537 | 132.2858 | 132.2858 | 49.8789 | 49.8789 | 3.5527e-16 | 0 | 132.2858 |  | -425.0976 | #DIV/0! | #DIV/0! | 49.5 | 3 | #DIV/0! | 1 | #DIV/0! | #DIV/0! |  |  | 1
0 | 0 | 0 | 0 | 1 | 1 | 16:25 | 4464 |  | 445.7491 | 132.4904 | 132.4904 | 49.8789 | 49.8789 | 3.5527e-16 | 0 | 132.4904 |  | -424.893 | #DIV/0! | #DIV/0! | 49.5 | 3 | #DIV/0! | 1 | #DIV/0! | #DIV/0! |  |  | 1
0 | 0 | 0 | 0 | 1 | 1 | 16:25 | 4468 |  | 445.5444 | 132.6951 | 132.6951 | 49.8789 | 49.8789 | 3.5527e-16 | 0 | 132.6951 |  | -424.6883 | #DIV/0! | #DIV/0! | 49.5 | 3 | #DIV/0! | 1 | #DIV/0! | #DIV/0! |  |  | 1
0 | 0 | 0 | 0 | 1 | 1 | 16:25 | 4472 |  | 445.3397 | 132.8998 | 132.8998 | 49.8789 | 49.8789 | 3.5527e-16 | 0 | 132.8998 |  | -424.4836 | #DIV/0! | #DIV/0! | 49.5 | 3 | #DIV/0! | 1 | #DIV/0! | #DIV/0! |  |  | 1
0 | 0 | 0 | 0 | 1 | 1 | 16:25 | 4476 |  | 445.1351 | 133.1044 | 133.1044 | 49.8789 | 49.8789 | 3.5527e-16 | 0 | 133.1044 |  | -424.279 | #DIV/0! | #DIV/0! | 49.5 | 3 | #DIV/0! | 1 | #DIV/0! | #DIV/0! |  |  | 1
0 | 0 | 0 | 0 | 1 | 1 | 16:25 | 4480 |  | 444.9304 | 133.3091 | 133.3091 | 49.8789 | 49.8789 | 3.5527e-16 | 0 | 133.3091 |  | -424.0743 | #DIV/0! | #DIV/0! | 49.5 | 3 | #DIV/0! | 1 | #DIV/0! | #DIV/0! |  |  | 1
0 | 0 | 0 | 0 | 1 | 1 | 16:25 | 4484 |  | 444.7257 | 133.5137 | 133.5137 | 49.8789 | 49.8789 | 3.5527e-16 | 0 | 133.5137 |  | -423.8696 | #DIV/0! | #DIV/0! | 49.5 | 3 | #DIV/0! | 1 | #DIV/0! | #DIV/0! |  |  | 1
0 | 0 | 0 | 0 | 1 | 1 | 16:25 | 4488 |  | 444.5211 | 133.7184 | 133.7184 | 49.8789 | 49.8789 | 3.5527e-16 | 0 | 133.7184 |  | -423.665 | #DIV/0! | #DIV/0! | 49.5 | 3 | #DIV/0! | 1 | #DIV/0! | #DIV/0! |  |  | 1
0 | 0 | 0 | 0 | 1 | 1 | 16:25 | 4492 |  | 444.3164 | 133.9231 | 133.9231 | 49.8789 | 49.8789 | 3.5527e-16 | 0 | 133.9231 |  | -423.4603 | #DIV/0! | #DIV/0! | 49.5 | 3 | #DIV/0! | 1 | #DIV/0! | #DIV/0! |  |  | 1
0 | 0 | 0 | 0 | 1 | 1 | 16:26 | 4496 |  | 444.1117 | 134.1277 | 134.1277 | 49.8789 | 49.8789 | 3.5527e-16 | 0 | 134.1277 |  | -423.2557 | #DIV/0! | #DIV/0! | 49.5 | 3 | #DIV/0! | 1 | #DIV/0! | #DIV/0! |  |  | 1
0 | 0 | 0 | 0 | 1 | 1 | 16:26 | 4500 |  | 443.9071 | 134.3324 | 134.3324 | 49.8789 | 49.8789 | 3.5527e-16 | 0 | 134.3324 |  | -423.051 | #DIV/0! | #DIV/0! | 49.5 | 3 | #DIV/0! | 1 | #DIV/0! | #DIV/0! |  |  | 1
0 | 0 | 0 | 0 | 1 | 1 | 16:26 | 4504 |  | 443.7024 | 134.5371 | 134.5371 | 49.8789 | 49.8789 | 3.5527e-16 | 0 | 134.5371 |  | -422.8463 | #DIV/0! | #DIV/0! | 49.5 | 3 | #DIV/0! | 1 | #DIV/0! | #DIV/0! |  |  | 1
0 | 0 | 0 | 0 | 1 | 1 | 16:26 | 4508 |  | 443.4977 | 134.7417 | 134.7417 | 49.8789 | 49.8789 | 3.5527e-16 | 0 | 134.7417 |  | -422.6417 | #DIV/0! | #DIV/0! | 49.5 | 3 | #DIV/0! | 1 | #DIV/0! | #DIV/0! |  |  | 1
0 | 0 | 0 | 0 | 1 | 1 | 16:26 | 4512 |  | 443.2931 | 134.9464 | 134.9464 | 49.8789 | 49.8789 | 3.5527e-16 | 0 | 134.9464 |  | -422.437 | #DIV/0! | #DIV/0! | 49.5 | 3 | #DIV/0! | 1 | #DIV/0! | #DIV/0! |  |  | 1
0 | 0 | 0 | 0 | 1 | 1 | 16:26 | 4516 |  | 443.0884 | 135.1511 | 135.1511 | 49.8789 | 49.8789 | 3.5527e-16 | 0 | 135.1511 |  | -422.2323 | #DIV/0! | #DIV/0! | 49.5 | 3 | #DIV/0! | 1 | #DIV/0! | #DIV/0! |  |  | 1
0 | 0 | 0 | 0 | 1 | 1 | 16:26 | 4520 |  | 442.8837 | 135.3557 | 135.3557 | 49.8789 | 49.8789 | 3.5527e-16 | 0 | 135.3557 |  | -422.0277 | #DIV/0! | #DIV/0! | 49.5 | 3 | #DIV/0! | 1 | #DIV/0! | #DIV/0! |  |  | 1
0 | 0 | 0 | 0 | 1 | 1 | 16:26 | 4524 |  | 442.6791 | 135.5604 | 135.5604 | 49.8789 | 49.8789 | 3.5527e-16 | 0 | 135.5604 |  | -421.823 | #DIV/0! | #DIV/0! | 49.5 | 3 | #DIV/0! | 1 | #DIV/0! | #DIV/0! |  |  | 1
0 | 0 | 0 | 0 | 1 | 1 | 16:26 | 4528 |  | 442.4744 | 135.7651 | 135.7651 | 49.8789 | 49.8789 | 3.5527e-16 | 0 | 135.7651 |  | -421.6183 | #DIV/0! | #DIV/0! | 49.5 | 3 | #DIV/0! | 1 | #DIV/0! | #DIV/0! |  |  | 1
0 | 0 | 0 | 0 | 1 | 1 | 16:26 | 4532 |  | 442.2697 | 135.9697 | 135.9697 | 49.8789 | 49.8789 | 3.5527e-16 | 0 | 135.9697 |  | -421.4137 | #DIV/0! | #DIV/0! | 49.5 | 3 | #DIV/0! | 1 | #DIV/0! | #DIV/0! |  |  | 1
0 | 0 | 0 | 0 | 1 | 1 | 16:26 | 4536 |  | 442.0651 | 136.1744 | 136.1744 | 49.8789 | 49.8789 | 3.5527e-16 | 0 | 136.1744 |  | -421.209 | #DIV/0! | #DIV/0! | 49.5 | 3 | #DIV/0! | 1 | #DIV/0! | #DIV/0! |  |  | 1
0 | 0 | 0 | 0 | 1 | 1 | 16:26 | 4540 |  | 441.8604 | 136.3791 | 136.3791 | 49.8789 | 49.8789 | 3.5527e-16 | 0 | 136.3791 |  | -421.0043 | #DIV/0! | #DIV/0! | 49.5 | 3 | #DIV/0! | 1 | #DIV/0! | #DIV/0! |  |  | 1
0 | 0 | 0 | 0 | 1 | 1 | 16:26 | 4544 |  | 441.6557 | 136.5837 | 136.5837 | 49.8789 | 49.8789 | 3.5527e-16 | 0 | 136.5837 |  | -420.7997 | #DIV/0! | #DIV/0! | 49.5 | 3 | #DIV/0! | 1 | #DIV/0! | #DIV/0! |  |  | 1
0 | 0 | 0 | 0 | 1 | 1 | 16:26 | 4548 |  | 441.4511 | 136.7884 | 136.7884 | 49.8789 | 49.8789 | 3.5527e-16 | 0 | 136.7884 |  | -420.595 | #DIV/0! | #DIV/0! | 49.5 | 3 | #DIV/0! | 1 | #DIV/0! | #DIV/0! |  |  | 1
0 | 0 | 0 | 0 | 1 | 1 | 16:26 | 4552 |  | 441.2464 | 136.9931 | 136.9931 | 49.8789 | 49.8789 | 3.5527e-16 | 0 | 136.9931 |  | -420.3903 | #DIV/0! | #DIV/0! | 49.5 | 3 | #DIV/0! | 1 | #DIV/0! | #DIV/0! |  |  | 1
0 | 0 | 0 | 0 | 1 | 1 | 16:27 | 4556 |  | 441.0417 | 137.1977 | 137.1977 | 49.8789 | 49.8789 | 3.5527e-16 | 0 | 137.1977 |  | -420.1857 | #DIV/0! | #DIV/0! | 49.5 | 3 | #DIV/0! | 1 | #DIV/0! | #DIV/0! |  |  | 1
0 | 0 | 0 | 0 | 1 | 1 | 16:27 | 4560 |  | 440.8371 | 137.4024 | 137.4024 | 49.8789 | 49.8789 | 3.5527e-16 | 0 | 137.4024 |  | -419.981 | #DIV/0! | #DIV/0! | 49.5 | 3 | #DIV/0! | 1 | #DIV/0! | #DIV/0! |  |  | 1
0 | 0 | 0 | 0 | 1 | 1 | 16:27 | 4564 |  | 440.6324 | 137.6071 | 137.6071 | 49.8789 | 49.8789 | 3.5527e-16 | 0 | 137.6071 |  | -419.7763 | #DIV/0! | #DIV/0! | 49.5 | 3 | #DIV/0! | 1 | #DIV/0! | #DIV/0! |  |  | 1
0 | 0 | 0 | 0 | 1 | 1 | 16:27 | 4568 |  | 440.4277 | 137.8117 | 137.8117 | 49.8789 | 49.8789 | 3.5527e-16 | 0 | 137.8117 |  | -419.5717 | #DIV/0! | #DIV/0! | 49.5 | 3 | #DIV/0! | 1 | #DIV/0! | #DIV/0! |  |  | 1
0 | 0 | 0 | 0 | 1 | 1 | 16:27 | 4572 |  | 440.2231 | 138.0164 | 138.0164 | 49.8789 | 49.8789 | 3.5527e-16 | 0 | 138.0164 |  | -419.367 | #DIV/0! | #DIV/0! | 49.5 | 3 | #DIV/0! | 1 | #DIV/0! | #DIV/0! |  |  | 1
0 | 0 | 0 | 0 | 1 | 1 | 16:27 | 4576 |  | 440.0184 | 138.2211 | 138.2211 | 49.8789 | 49.8789 | 3.5527e-16 | 0 | 138.2211 |  | -419.1623 | #DIV/0! | #DIV/0! | 49.5 | 3 | #DIV/0! | 1 | #DIV/0! | #DIV/0! |  |  | 1
0 | 0 | 0 | 0 | 1 | 1 | 16:27 | 4580 |  | 439.8137 | 138.4257 | 138.4257 | 49.8789 | 49.8789 | 3.5527e-16 | 0 | 138.4257 |  | -418.9577 | #DIV/0! | #DIV/0! | 49.5 | 3 | #DIV/0! | 1 | #DIV/0! | #DIV/0! |  |  | 1
0 | 0 | 0 | 0 | 1 | 1 | 16:27 | 4584 |  | 439.6091 | 138.6304 | 138.6304 | 49.8789 | 49.8789 | 3.5527e-16 | 0 | 138.6304 |  | -418.753 | #DIV/0! | #DIV/0! | 49.5 | 3 | #DIV/0! | 1 | #DIV/0! | #DIV/0! |  |  | 1
0 | 0 | 0 | 0 | 1 | 1 | 16:27 | 4588 |  | 439.4044 | 138.8351 | 138.8351 | 49.8789 | 49.8789 | 3.5527e-16 | 0 | 138.8351 |  | -418.5483 | #DIV/0! | #DIV/0! | 49.5 | 3 | #DIV/0! | 1 | #DIV/0! | #DIV/0! |  |  | 1
0 | 0 | 0 | 0 | 1 | 1 | 16:27 | 4592 |  | 439.1997 | 139.0397 | 139.0397 | 49.8789 | 49.8789 | 3.5527e-16 | 0 | 139.0397 |  | -418.3437 | #DIV/0! | #DIV/0! | 49.5 | 3 | #DIV/0! | 1 | #DIV/0! | #DIV/0! |  |  | 1
0 | 0 | 0 | 0 | 1 | 1 | 16:27 | 4596 |  | 438.9951 | 139.2444 | 139.2444 | 49.8789 | 49.8789 | 3.5527e-16 | 0 | 139.2444 |  | -418.139 | #DIV/0! | #DIV/0! | 49.5 | 3 | #DIV/0! | 1 | #DIV/0! | #DIV/0! |  |  | 1
0 | 0 | 0 | 0 | 1 | 1 | 16:27 | 4600 |  | 438.7904 | 139.4491 | 139.4491 | 49.8789 | 49.8789 | 3.5527e-16 | 0 | 139.4491 |  | -417.9343 | #DIV/0! | #DIV/0! | 49.5 | 3 | #DIV/0! | 1 | #DIV/0! | #DIV/0! |  |  | 1
0 | 0 | 0 | 0 | 1 | 1 | 16:27 | 4604 |  | 438.5857 | 139.6537 | 139.6537 | 49.8789 | 49.8789 | 3.5527e-16 | 0 | 139.6537 |  | -417.7297 | #DIV/0! | #DIV/0! | 49.5 | 3 | #DIV/0! | 1 | #DIV/0! | #DIV/0! |  |  | 1
0 | 0 | 0 | 0 | 1 | 1 | 16:27 | 4608 |  | 438.3811 | 139.8584 | 139.8584 | 49.8789 | 49.8789 | 3.5527e-16 | 0 | 139.8584 |  | -417.525 | #DIV/0! | #DIV/0! | 49.5 | 3 | #DIV/0! | 1 | #DIV/0! | #DIV/0! |  |  | 1
0 | 0 | 0 | 0 | 1 | 1 | 16:27 | 4612 |  | 438.1764 | 140.0631 | 140.0631 | 49.8789 | 49.8789 | 3.5527e-16 | 0 | 140.0631 |  | -417.3203 | #DIV/0! | #DIV/0! | 49.5 | 3 | #DIV/0! | 1 | #DIV/0! | #DIV/0! |  |  | 1
0 | 0 | 0 | 0 | 1 | 1 | 16:28 | 4616 |  | 437.9718 | 140.2677 | 140.2677 | 49.8789 | 49.8789 | 3.5527e-16 | 0 | 140.2677 |  | -417.1157 | #DIV/0! | #DIV/0! | 49.5 | 3 | #DIV/0! | 1 | #DIV/0! | #DIV/0! |  |  | 1
0 | 0 | 0 | 0 | 1 | 1 | 16:28 | 4620 |  | 437.7671 | 140.4724 | 140.4724 | 49.8789 | 49.8789 | 3.5527e-16 | 0 | 140.4724 |  | -416.911 | #DIV/0! | #DIV/0! | 49.5 | 3 | #DIV/0! | 1 | #DIV/0! | #DIV/0! |  |  | 1
0 | 0 | 0 | 0 | 1 | 1 | 16:28 | 4624 |  | 437.5624 | 140.6771 | 140.6771 | 49.8789 | 49.8789 | 3.5527e-16 | 0 | 140.6771 |  | -416.7063 | #DIV/0! | #DIV/0! | 49.5 | 3 | #DIV/0! | 1 | #DIV/0! | #DIV/0! |  |  | 1
0 | 0 | 0 | 0 | 1 | 1 | 16:28 | 4628 |  | 437.3578 | 140.8817 | 140.8817 | 49.8789 | 49.8789 | 3.5527e-16 | 0 | 140.8817 |  | -416.5017 | #DIV/0! | #DIV/0! | 49.5 | 3 | #DIV/0! | 1 | #DIV/0! | #DIV/0! |  |  | 1
0 | 0 | 0 | 0 | 1 | 1 | 16:28 | 4632 |  | 437.1531 | 141.0864 | 141.0864 | 49.8789 | 49.8789 | 3.5527e-16 | 0 | 141.0864 |  | -416.297 | #DIV/0! | #DIV/0! | 49.5 | 3 | #DIV/0! | 1 | #DIV/0! | #DIV/0! |  |  | 1
0 | 0 | 0 | 0 | 1 | 1 | 16:28 | 4636 |  | 436.9484 | 141.2911 | 141.2911 | 49.8789 | 49.8789 | 3.5527e-16 | 0 | 141.2911 |  | -416.0923 | #DIV/0! | #DIV/0! | 49.5 | 3 | #DIV/0! | 1 | #DIV/0! | #DIV/0! |  |  | 1
0 | 0 | 0 | 0 | 1 | 1 | 16:28 | 4640 |  | 436.7438 | 141.4957 | 141.4957 | 49.8789 | 49.8789 | 3.5527e-16 | 0 | 141.4957 |  | -415.8877 | #DIV/0! | #DIV/0! | 49.5 | 3 | #DIV/0! | 1 | #DIV/0! | #DIV/0! |  |  | 1
0 | 0 | 0 | 0 | 1 | 1 | 16:28 | 4644 |  | 436.5391 | 141.7004 | 141.7004 | 49.8789 | 49.8789 | 3.5527e-16 | 0 | 141.7004 |  | -415.683 | #DIV/0! | #DIV/0! | 49.5 | 3 | #DIV/0! | 1 | #DIV/0! | #DIV/0! |  |  | 1
0 | 0 | 0 | 0 | 1 | 1 | 16:28 | 4648 |  | 436.3344 | 141.9051 | 141.9051 | 49.8789 | 49.8789 | 3.5527e-16 | 0 | 141.9051 |  | -415.4783 | #DIV/0! | #DIV/0! | 49.5 | 3 | #DIV/0! | 1 | #DIV/0! | #DIV/0! |  |  | 1
0 | 0 | 0 | 0 | 1 | 1 | 16:28 | 4652 |  | 436.1298 | 142.1097 | 142.1097 | 49.8789 | 49.8789 | 3.5527e-16 | 0 | 142.1097 |  | -415.2737 | #DIV/0! | #DIV/0! | 49.5 | 3 | #DIV/0! | 1 | #DIV/0! | #DIV/0! |  |  | 1
0 | 0 | 0 | 0 | 1 | 1 | 16:28 | 4656 |  | 435.9251 | 142.3144 | 142.3144 | 49.8789 | 49.8789 | 3.5527e-16 | 0 | 142.3144 |  | -415.069 | #DIV/0! | #DIV/0! | 49.5 | 3 | #DIV/0! | 1 | #DIV/0! | #DIV/0! |  |  | 1
0 | 0 | 0 | 0 | 1 | 1 | 16:28 | 4660 |  | 435.7204 | 142.5191 | 142.5191 | 49.8789 | 49.8789 | 3.5527e-16 | 0 | 142.5191 |  | -414.8643 | #DIV/0! | #DIV/0! | 49.5 | 3 | #DIV/0! | 1 | #DIV/0! | #DIV/0! |  |  | 1
0 | 0 | 0 | 0 | 1 | 1 | 16:28 | 4664 |  | 435.5158 | 142.7237 | 142.7237 | 49.8789 | 49.8789 | 3.5527e-16 | 0 | 142.7237 |  | -414.6597 | #DIV/0! | #DIV/0! | 49.5 | 3 | #DIV/0! | 1 | #DIV/0! | #DIV/0! |  |  | 1
0 | 0 | 0 | 0 | 1 | 1 | 16:28 | 4668 |  | 435.3111 | 142.9284 | 142.9284 | 49.8789 | 49.8789 | 3.5527e-16 | 0 | 142.9284 |  | -414.455 | #DIV/0! | #DIV/0! | 49.5 | 3 | #DIV/0! | 1 | #DIV/0! | #DIV/0! |  |  | 1
0 | 0 | 0 | 0 | 1 | 1 | 16:28 | 4672 |  | 435.1064 | 143.1331 | 143.1331 | 49.8789 | 49.8789 | 3.5527e-16 | 0 | 143.1331 |  | -414.2503 | #DIV/0! | #DIV/0! | 49.5 | 3 | #DIV/0! | 1 | #DIV/0! | #DIV/0! |  |  | 1
0 | 0 | 0 | 0 | 1 | 1 | 16:29 | 4676 |  | 434.9018 | 143.3377 | 143.3377 | 49.8789 | 49.8789 | 3.5527e-16 | 0 | 143.3377 |  | -414.0457 | #DIV/0! | #DIV/0! | 49.5 | 3 | #DIV/0! | 1 | #DIV/0! | #DIV/0! |  |  | 1
0 | 0 | 0 | 0 | 1 | 1 | 16:29 | 4680 |  | 434.6971 | 143.5424 | 143.5424 | 49.8789 | 49.8789 | 3.5527e-16 | 0 | 143.5424 |  | -413.841 | #DIV/0! | #DIV/0! | 49.5 | 3 | #DIV/0! | 1 | #DIV/0! | #DIV/0! |  |  | 1
0 | 0 | 0 | 0 | 1 | 1 | 16:29 | 4684 |  | 434.4924 | 143.7471 | 143.7471 | 49.8789 | 49.8789 | 3.5527e-16 | 0 | 143.7471 |  | -413.6363 | #DIV/0! | #DIV/0! | 49.5 | 3 | #DIV/0! | 1 | #DIV/0! | #DIV/0! |  |  | 1
0 | 0 | 0 | 0 | 1 | 1 | 16:29 | 4688 |  | 434.2878 | 143.9517 | 143.9517 | 49.8789 | 49.8789 | 3.5527e-16 | 0 | 143.9517 |  | -413.4317 | #DIV/0! | #DIV/0! | 49.5 | 3 | #DIV/0! | 1 | #DIV/0! | #DIV/0! |  |  | 1
0 | 0 | 0 | 0 | 1 | 1 | 16:29 | 4692 |  | 434.0831 | 144.1564 | 144.1564 | 49.8789 | 49.8789 | 3.5527e-16 | 0 | 144.1564 |  | -413.227 | #DIV/0! | #DIV/0! | 49.5 | 3 | #DIV/0! | 1 | #DIV/0! | #DIV/0! |  |  | 1
0 | 0 | 0 | 0 | 1 | 1 | 16:29 | 4696 |  | 433.8784 | 144.3611 | 144.3611 | 49.8789 | 49.8789 | 3.5527e-16 | 0 | 144.3611 |  | -413.0223 | #DIV/0! | #DIV/0! | 49.5 | 3 | #DIV/0! | 1 | #DIV/0! | #DIV/0! |  |  | 1
0 | 0 | 0 | 0 | 1 | 1 | 16:29 | 4700 |  | 433.6738 | 144.5657 | 144.5657 | 49.8789 | 49.8789 | 3.5527e-16 | 0 | 144.5657 |  | -412.8177 | #DIV/0! | #DIV/0! | 49.5 | 3 | #DIV/0! | 1 | #DIV/0! | #DIV/0! |  |  | 1
0 | 0 | 0 | 0 | 1 | 1 | 16:29 | 4704 |  | 433.4691 | 144.7704 | 144.7704 | 49.8789 | 49.8789 | 3.5527e-16 | 0 | 144.7704 |  | -412.613 | #DIV/0! | #DIV/0! | 49.5 | 3 | #DIV/0! | 1 | #DIV/0! | #DIV/0! |  |  | 1
0 | 0 | 0 | 0 | 1 | 1 | 16:29 | 4708 |  | 433.2644 | 144.9751 | 144.9751 | 49.8789 | 49.8789 | 3.5527e-16 | 0 | 144.9751 |  | -412.4083 | #DIV/0! | #DIV/0! | 49.5 | 3 | #DIV/0! | 1 | #DIV/0! | #DIV/0! |  |  | 1
0 | 0 | 0 | 0 | 1 | 1 | 16:29 | 4712 |  | 433.0598 | 145.1797 | 145.1797 | 49.8789 | 49.8789 | 3.5527e-16 | 0 | 145.1797 |  | -412.2037 | #DIV/0! | #DIV/0! | 49.5 | 3 | #DIV/0! | 1 | #DIV/0! | #DIV/0! |  |  | 1
0 | 0 | 0 | 0 | 1 | 1 | 16:29 | 4716 |  | 432.8551 | 145.3844 | 145.3844 | 49.8789 | 49.8789 | 3.5527e-16 | 0 | 145.3844 |  | -411.999 | #DIV/0! | #DIV/0! | 49.5 | 3 | #DIV/0! | 1 | #DIV/0! | #DIV/0! |  |  | 1
0 | 0 | 0 | 0 | 1 | 1 | 16:29 | 4720 |  | 432.6504 | 145.5891 | 145.5891 | 49.8789 | 49.8789 | 3.5527e-16 | 0 | 145.5891 |  | -411.7943 | #DIV/0! | #DIV/0! | 49.5 | 3 | #DIV/0! | 1 | #DIV/0! | #DIV/0! |  |  | 1
0 | 0 | 0 | 0 | 1 | 1 | 16:29 | 4724 |  | 432.4458 | 145.7937 | 145.7937 | 49.8789 | 49.8789 | 3.5527e-16 | 0 | 145.7937 |  | -411.5897 | #DIV/0! | #DIV/0! | 49.5 | 3 | #DIV/0! | 1 | #DIV/0! | #DIV/0! |  |  | 1
0 | 0 | 0 | 0 | 1 | 1 | 16:29 | 4728 |  | 432.2411 | 145.9984 | 145.9984 | 49.8789 | 49.8789 | 3.5527e-16 | 0 | 145.9984 |  | -411.385 | #DIV/0! | #DIV/0! | 49.5 | 3 | #DIV/0! | 1 | #DIV/0! | #DIV/0! |  |  | 1
0 | 0 | 0 | 0 | 1 | 1 | 16:29 | 4732 |  | 432.0364 | 146.2031 | 146.2031 | 49.8789 | 49.8789 | 3.5527e-16 | 0 | 146.2031 |  | -411.1803 | #DIV/0! | #DIV/0! | 49.5 | 3 | #DIV/0! | 1 | #DIV/0! | #DIV/0! |  |  | 1
0 | 0 | 0 | 0 | 1 | 1 | 16:30 | 4736 |  | 431.8318 | 146.4077 | 146.4077 | 49.8789 | 49.8789 | 3.5527e-16 | 0 | 146.4077 |  | -410.9757 | #DIV/0! | #DIV/0! | 49.5 | 3 | #DIV/0! | 1 | #DIV/0! | #DIV/0! |  |  | 1
0 | 0 | 0 | 0 | 1 | 1 | 16:30 | 4740 |  | 431.6271 | 146.6124 | 146.6124 | 49.8789 | 49.8789 | 3.5527e-16 | 0 | 146.6124 |  | -410.771 | #DIV/0! | #DIV/0! | 49.5 | 3 | #DIV/0! | 1 | #DIV/0! | #DIV/0! |  |  | 1
0 | 0 | 0 | 0 | 1 | 1 | 16:30 | 4744 |  | 431.4224 | 146.8171 | 146.8171 | 49.8789 | 49.8789 | 3.5527e-16 | 0 | 146.8171 |  | -410.5663 | #DIV/0! | #DIV/0! | 49.5 | 3 | #DIV/0! | 1 | #DIV/0! | #DIV/0! |  |  | 1
0 | 0 | 0 | 0 | 1 | 1 | 16:30 | 4748 |  | 431.2178 | 147.0217 | 147.0217 | 49.8789 | 49.8789 | 3.5527e-16 | 0 | 147.0217 |  | -410.3617 | #DIV/0! | #DIV/0! | 49.5 | 3 | #DIV/0! | 1 | #DIV/0! | #DIV/0! |  |  | 1
0 | 0 | 0 | 0 | 1 | 1 | 16:30 | 4752 |  | 431.0131 | 147.2264 | 147.2264 | 49.8789 | 49.8789 | 3.5527e-16 | 0 | 147.2264 |  | -410.157 | #DIV/0! | #DIV/0! | 49.5 | 3 | #DIV/0! | 1 | #DIV/0! | #DIV/0! |  |  | 1
0 | 0 | 0 | 0 | 1 | 1 | 16:30 | 4756 |  | 430.8084 | 147.4311 | 147.4311 | 49.8789 | 49.8789 | 3.5527e-16 | 0 | 147.4311 |  | -409.9523 | #DIV/0! | #DIV/0! | 49.5 | 3 | #DIV/0! | 1 | #DIV/0! | #DIV/0! |  |  | 1
0 | 0 | 0 | 0 | 1 | 1 | 16:30 | 4760 |  | 430.6038 | 147.6357 | 147.6357 | 49.8789 | 49.8789 | 3.5527e-16 | 0 | 147.6357 |  | -409.7477 | #DIV/0! | #DIV/0! | 49.5 | 3 | #DIV/0! | 1 | #DIV/0! | #DIV/0! |  |  | 1
0 | 0 | 0 | 0 | 1 | 1 | 16:30 | 4764 |  | 430.3991 | 147.8404 | 147.8404 | 49.8789 | 49.8789 | 3.5527e-16 | 0 | 147.8404 |  | -409.543 | #DIV/0! | #DIV/0! | 49.5 | 3 | #DIV/0! | 1 | #DIV/0! | #DIV/0! |  |  | 1
0 | 0 | 0 | 0 | 1 | 1 | 16:30 | 4768 |  | 430.1944 | 148.0451 | 148.0451 | 49.8789 | 49.8789 | 3.5527e-16 | 0 | 148.0451 |  | -409.3383 | #DIV/0! | #DIV/0! | 49.5 | 3 | #DIV/0! | 1 | #DIV/0! | #DIV/0! |  |  | 1
0 | 0 | 0 | 0 | 1 | 1 | 16:30 | 4772 |  | 429.9898 | 148.2497 | 148.2497 | 49.8789 | 49.8789 | 3.5527e-16 | 0 | 148.2497 |  | -409.1337 | #DIV/0! | #DIV/0! | 49.5 | 3 | #DIV/0! | 1 | #DIV/0! | #DIV/0! |  |  | 1
0 | 0 | 0 | 0 | 1 | 1 | 16:30 | 4776 |  | 429.7851 | 148.4544 | 148.4544 | 49.8789 | 49.8789 | 3.5527e-16 | 0 | 148.4544 |  | -408.929 | #DIV/0! | #DIV/0! | 49.5 | 3 | #DIV/0! | 1 | #DIV/0! | #DIV/0! |  |  | 1
0 | 0 | 0 | 0 | 1 | 1 | 16:30 | 4780 |  | 429.5804 | 148.6591 | 148.6591 | 49.8789 | 49.8789 | 3.5527e-16 | 0 | 148.6591 |  | -408.7243 | #DIV/0! | #DIV/0! | 49.5 | 3 | #DIV/0! | 1 | #DIV/0! | #DIV/0! |  |  | 1
0 | 0 | 0 | 0 | 1 | 1 | 16:30 | 4784 |  | 429.3758 | 148.8637 | 148.8637 | 49.8789 | 49.8789 | 3.5527e-16 | 0 | 148.8637 |  | -408.5197 | #DIV/0! | #DIV/0! | 49.5 | 3 | #DIV/0! | 1 | #DIV/0! | #DIV/0! |  |  | 1
0 | 0 | 0 | 0 | 1 | 1 | 16:30 | 4788 |  | 429.1711 | 149.0684 | 149.0684 | 49.8789 | 49.8789 | 3.5527e-16 | 0 | 149.0684 |  | -408.315 | #DIV/0! | #DIV/0! | 49.5 | 3 | #DIV/0! | 1 | #DIV/0! | #DIV/0! |  |  | 1
0 | 0 | 0 | 0 | 1 | 1 | 16:30 | 4792 |  | 428.9664 | 149.2731 | 149.2731 | 49.8789 | 49.8789 | 3.5527e-16 | 0 | 149.2731 |  | -408.1103 | #DIV/0! | #DIV/0! | 49.5 | 3 | #DIV/0! | 1 | #DIV/0! | #DIV/0! |  |  | 1
0 | 0 | 0 | 0 | 1 | 1 | 16:31 | 4796 |  | 428.7618 | 149.4777 | 149.4777 | 49.8789 | 49.8789 | 3.5527e-16 | 0 | 149.4777 |  | -407.9057 | #DIV/0! | #DIV/0! | 49.5 | 3 | #DIV/0! | 1 | #DIV/0! | #DIV/0! |  |  | 1
0 | 0 | 0 | 0 | 1 | 1 | 16:31 | 4800 |  | 428.5571 | 149.6824 | 149.6824 | 49.8789 | 49.8789 | 3.5527e-16 | 0 | 149.6824 |  | -407.701 | #DIV/0! | #DIV/0! | 49.5 | 3 | #DIV/0! | 1 | #DIV/0! | #DIV/0! |  |  | 1
0 | 0 | 0 | 0 | 1 | 1 | 16:31 | 4804 |  | 428.3524 | 149.8871 | 149.8871 | 49.8789 | 49.8789 | 3.5527e-16 | 0 | 149.8871 |  | -407.4963 | #DIV/0! | #DIV/0! | 49.5 | 3 | #DIV/0! | 1 | #DIV/0! | #DIV/0! |  |  | 1
0 | 0 | 0 | 0 | 1 | 1 | 16:31 | 4808 |  | 428.1478 | 150.0917 | 150.0917 | 49.8789 | 49.8789 | 3.5527e-16 | 0 | 150.0917 |  | -407.2917 | #DIV/0! | #DIV/0! | 49.5 | 3 | #DIV/0! | 1 | #DIV/0! | #DIV/0! |  |  | 1
0 | 0 | 0 | 0 | 1 | 1 | 16:31 | 4812 |  | 427.9431 | 150.2964 | 150.2964 | 49.8789 | 49.8789 | 3.5527e-16 | 0 | 150.2964 |  | -407.087 | #DIV/0! | #DIV/0! | 49.5 | 3 | #DIV/0! | 1 | #DIV/0! | #DIV/0! |  |  | 1
0 | 0 | 0 | 0 | 1 | 1 | 16:31 | 4816 |  | 427.7384 | 150.5011 | 150.5011 | 49.8789 | 49.8789 | 3.5527e-16 | 0 | 150.5011 |  | -406.8823 | #DIV/0! | #DIV/0! | 49.5 | 3 | #DIV/0! | 1 | #DIV/0! | #DIV/0! |  |  | 1
0 | 0 | 0 | 0 | 1 | 1 | 16:31 | 4820 |  | 427.5338 | 150.7057 | 150.7057 | 49.8789 | 49.8789 | 3.5527e-16 | 0 | 150.7057 |  | -406.6777 | #DIV/0! | #DIV/0! | 49.5 | 3 | #DIV/0! | 1 | #DIV/0! | #DIV/0! |  |  | 1
0 | 0 | 0 | 0 | 1 | 1 | 16:31 | 4824 |  | 427.3291 | 150.9104 | 150.9104 | 49.8789 | 49.8789 | 3.5527e-16 | 0 | 150.9104 |  | -406.473 | #DIV/0! | #DIV/0! | 49.5 | 3 | #DIV/0! | 1 | #DIV/0! | #DIV/0! |  |  | 1
0 | 0 | 0 | 0 | 1 | 1 | 16:31 | 4828 |  | 427.1244 | 151.1151 | 151.1151 | 49.8789 | 49.8789 | 3.5527e-16 | 0 | 151.1151 |  | -406.2683 | #DIV/0! | #DIV/0! | 49.5 | 3 | #DIV/0! | 1 | #DIV/0! | #DIV/0! |  |  | 1
0 | 0 | 0 | 0 | 1 | 1 | 16:31 | 4832 |  | 426.9198 | 151.3197 | 151.3197 | 49.8789 | 49.8789 | 3.5527e-16 | 0 | 151.3197 |  | -406.0637 | #DIV/0! | #DIV/0! | 49.5 | 3 | #DIV/0! | 1 | #DIV/0! | #DIV/0! |  |  | 1
0 | 0 | 0 | 0 | 1 | 1 | 16:31 | 4836 |  | 426.7151 | 151.5244 | 151.5244 | 49.8789 | 49.8789 | 3.5527e-16 | 0 | 151.5244 |  | -405.859 | #DIV/0! | #DIV/0! | 49.5 | 3 | #DIV/0! | 1 | #DIV/0! | #DIV/0! |  |  | 1
0 | 0 | 0 | 0 | 1 | 1 | 16:31 | 4840 |  | 426.5104 | 151.7291 | 151.7291 | 49.8789 | 49.8789 | 3.5527e-16 | 0 | 151.7291 |  | -405.6543 | #DIV/0! | #DIV/0! | 49.5 | 3 | #DIV/0! | 1 | #DIV/0! | #DIV/0! |  |  | 1
0 | 0 | 0 | 0 | 1 | 1 | 16:31 | 4844 |  | 426.3058 | 151.9337 | 151.9337 | 49.8789 | 49.8789 | 3.5527e-16 | 0 | 151.9337 |  | -405.4497 | #DIV/0! | #DIV/0! | 49.5 | 3 | #DIV/0! | 1 | #DIV/0! | #DIV/0! |  |  | 1
0 | 0 | 0 | 0 | 1 | 1 | 16:31 | 4848 |  | 426.1011 | 152.1384 | 152.1384 | 49.8789 | 49.8789 | 3.5527e-16 | 0 | 152.1384 |  | -405.245 | #DIV/0! | #DIV/0! | 49.5 | 3 | #DIV/0! | 1 | #DIV/0! | #DIV/0! |  |  | 1
0 | 0 | 0 | 0 | 1 | 1 | 16:31 | 4852 |  | 425.8964 | 152.3431 | 152.3431 | 49.8789 | 49.8789 | 3.5527e-16 | 0 | 152.3431 |  | -405.0403 | #DIV/0! | #DIV/0! | 49.5 | 3 | #DIV/0! | 1 | #DIV/0! | #DIV/0! |  |  | 1
0 | 0 | 0 | 0 | 1 | 1 | 16:32 | 4856 |  | 425.6918 | 152.5477 | 152.5477 | 49.8789 | 49.8789 | 3.5527e-16 | 0 | 152.5477 |  | -404.8357 | #DIV/0! | #DIV/0! | 49.5 | 3 | #DIV/0! | 1 | #DIV/0! | #DIV/0! |  |  | 1
0 | 0 | 0 | 0 | 1 | 1 | 16:32 | 4860 |  | 425.4871 | 152.7524 | 152.7524 | 49.8789 | 49.8789 | 3.5527e-16 | 0 | 152.7524 |  | -404.631 | #DIV/0! | #DIV/0! | 49.5 | 3 | #DIV/0! | 1 | #DIV/0! | #DIV/0! |  |  | 1
0 | 0 | 0 | 0 | 1 | 1 | 16:32 | 4864 |  | 425.2824 | 152.9571 | 152.9571 | 49.8789 | 49.8789 | 3.5527e-16 | 0 | 152.9571 |  | -404.4263 | #DIV/0! | #DIV/0! | 49.5 | 3 | #DIV/0! | 1 | #DIV/0! | #DIV/0! |  |  | 1
0 | 0 | 0 | 0 | 1 | 1 | 16:32 | 4868 |  | 425.0778 | 153.1617 | 153.1617 | 49.8789 | 49.8789 | 3.5527e-16 | 0 | 153.1617 |  | -404.2217 | #DIV/0! | #DIV/0! | 49.5 | 3 | #DIV/0! | 1 | #DIV/0! | #DIV/0! |  |  | 1
0 | 0 | 0 | 0 | 1 | 1 | 16:32 | 4872 |  | 424.8731 | 153.3664 | 153.3664 | 49.8789 | 49.8789 | 3.5527e-16 | 0 | 153.3664 |  | -404.017 | #DIV/0! | #DIV/0! | 49.5 | 3 | #DIV/0! | 1 | #DIV/0! | #DIV/0! |  |  | 1
0 | 0 | 0 | 0 | 1 | 1 | 16:32 | 4876 |  | 424.6684 | 153.5711 | 153.5711 | 49.8789 | 49.8789 | 3.5527e-16 | 0 | 153.5711 |  | -403.8123 | #DIV/0! | #DIV/0! | 49.5 | 3 | #DIV/0! | 1 | #DIV/0! | #DIV/0! |  |  | 1
0 | 0 | 0 | 0 | 1 | 1 | 16:32 | 4880 |  | 424.4638 | 153.7757 | 153.7757 | 49.8789 | 49.8789 | 3.5527e-16 | 0 | 153.7757 |  | -403.6077 | #DIV/0! | #DIV/0! | 49.5 | 3 | #DIV/0! | 1 | #DIV/0! | #DIV/0! |  |  | 1
0 | 0 | 0 | 0 | 1 | 1 | 16:32 | 4884 |  | 424.2591 | 153.9804 | 153.9804 | 49.8789 | 49.8789 | 3.5527e-16 | 0 | 153.9804 |  | -403.403 | #DIV/0! | #DIV/0! | 49.5 | 3 | #DIV/0! | 1 | #DIV/0! | #DIV/0! |  |  | 1
0 | 0 | 0 | 0 | 1 | 1 | 16:32 | 4888 |  | 424.0544 | 154.1851 | 154.1851 | 49.8789 | 49.8789 | 3.5527e-16 | 0 | 154.1851 |  | -403.1983 | #DIV/0! | #DIV/0! | 49.5 | 3 | #DIV/0! | 1 | #DIV/0! | #DIV/0! |  |  | 1
0 | 0 | 0 | 0 | 1 | 1 | 16:32 | 4892 |  | 423.8498 | 154.3897 | 154.3897 | 49.8789 | 49.8789 | 3.5527e-16 | 0 | 154.3897 |  | -402.9937 | #DIV/0! | #DIV/0! | 49.5 | 3 | #DIV/0! | 1 | #DIV/0! | #DIV/0! |  |  | 1
0 | 0 | 0 | 0 | 1 | 1 | 16:32 | 4896 |  | 423.6451 | 154.5944 | 154.5944 | 49.8789 | 49.8789 | 3.5527e-16 | 0 | 154.5944 |  | -402.789 | #DIV/0! | #DIV/0! | 49.5 | 3 | #DIV/0! | 1 | #DIV/0! | #DIV/0! |  |  | 1
0 | 0 | 0 | 0 | 1 | 1 | 16:32 | 4900 |  | 423.4404 | 154.7991 | 154.7991 | 49.8789 | 49.8789 | 3.5527e-16 | 0 | 154.7991 |  | -402.5843 | #DIV/0! | #DIV/0! | 49.5 | 3 | #DIV/0! | 1 | #DIV/0! | #DIV/0! |  |  | 1
0 | 0 | 0 | 0 | 1 | 1 | 16:32 | 4904 |  | 423.2358 | 155.0037 | 155.0037 | 49.8789 | 49.8789 | 3.5527e-16 | 0 | 155.0037 |  | -402.3797 | #DIV/0! | #DIV/0! | 49.5 | 3 | #DIV/0! | 1 | #DIV/0! | #DIV/0! |  |  | 1
0 | 0 | 0 | 0 | 1 | 1 | 16:32 | 4908 |  | 423.0311 | 155.2084 | 155.2084 | 49.8789 | 49.8789 | 3.5527e-16 | 0 | 155.2084 |  | -402.175 | #DIV/0! | #DIV/0! | 49.5 | 3 | #DIV/0! | 1 | #DIV/0! | #DIV/0! |  |  | 1
0 | 0 | 0 | 0 | 1 | 1 | 16:32 | 4912 |  | 422.8264 | 155.4131 | 155.4131 | 49.8789 | 49.8789 | 3.5527e-16 | 0 | 155.4131 |  | -401.9703 | #DIV/0! | #DIV/0! | 49.5 | 3 | #DIV/0! | 1 | #DIV/0! | #DIV/0! |  |  | 1
0 | 0 | 0 | 0 | 1 | 1 | 16:33 | 4916 |  | 422.6218 | 155.6177 | 155.6177 | 49.8789 | 49.8789 | 3.5527e-16 | 0 | 155.6177 |  | -401.7657 | #DIV/0! | #DIV/0! | 49.5 | 3 | #DIV/0! | 1 | #DIV/0! | #DIV/0! |  |  | 1
0 | 0 | 0 | 0 | 1 | 1 | 16:33 | 4920 |  | 422.4171 | 155.8224 | 155.8224 | 49.8789 | 49.8789 | 3.5527e-16 | 0 | 155.8224 |  | -401.561 | #DIV/0! | #DIV/0! | 49.5 | 3 | #DIV/0! | 1 | #DIV/0! | #DIV/0! |  |  | 1
0 | 0 | 0 | 0 | 1 | 1 | 16:33 | 4924 |  | 422.2124 | 156.0271 | 156.0271 | 49.8789 | 49.8789 | 3.5527e-16 | 0 | 156.0271 |  | -401.3563 | #DIV/0! | #DIV/0! | 49.5 | 3 | #DIV/0! | 1 | #DIV/0! | #DIV/0! |  |  | 1
0 | 0 | 0 | 0 | 1 | 1 | 16:33 | 4928 |  | 422.0078 | 156.2317 | 156.2317 | 49.8789 | 49.8789 | 3.5527e-16 | 0 | 156.2317 |  | -401.1517 | #DIV/0! | #DIV/0! | 49.5 | 3 | #DIV/0! | 1 | #DIV/0! | #DIV/0! |  |  | 1
0 | 0 | 0 | 0 | 1 | 1 | 16:33 | 4932 |  | 421.8031 | 156.4364 | 156.4364 | 49.8789 | 49.8789 | 3.5527e-16 | 0 | 156.4364 |  | -400.947 | #DIV/0! | #DIV/0! | 49.5 | 3 | #DIV/0! | 1 | #DIV/0! | #DIV/0! |  |  | 1
0 | 0 | 0 | 0 | 1 | 1 | 16:33 | 4936 |  | 421.5984 | 156.6411 | 156.6411 | 49.8789 | 49.8789 | 3.5527e-16 | 0 | 156.6411 |  | -400.7423 | #DIV/0! | #DIV/0! | 49.5 | 3 | #DIV/0! | 1 | #DIV/0! | #DIV/0! |  |  | 1
0 | 0 | 0 | 0 | 1 | 1 | 16:33 | 4940 |  | 421.3938 | 156.8457 | 156.8457 | 49.8789 | 49.8789 | 3.5527e-16 | 0 | 156.8457 |  | -400.5377 | #DIV/0! | #DIV/0! | 49.5 | 3 | #DIV/0! | 1 | #DIV/0! | #DIV/0! |  |  | 1
0 | 0 | 0 | 0 | 1 | 1 | 16:33 | 4944 |  | 421.1891 | 157.0504 | 157.0504 | 49.8789 | 49.8789 | 3.5527e-16 | 0 | 157.0504 |  | -400.333 | #DIV/0! | #DIV/0! | 49.5 | 3 | #DIV/0! | 1 | #DIV/0! | #DIV/0! |  |  | 1
0 | 0 | 0 | 0 | 1 | 1 | 16:33 | 4948 |  | 420.9844 | 157.2551 | 157.2551 | 49.8789 | 49.8789 | 3.5527e-16 | 0 | 157.2551 |  | -400.1283 | #DIV/0! | #DIV/0! | 49.5 | 3 | #DIV/0! | 1 | #DIV/0! | #DIV/0! |  |  | 1
0 | 0 | 0 | 0 | 1 | 1 | 16:33 | 4952 |  | 420.7798 | 157.4597 | 157.4597 | 49.8789 | 49.8789 | 3.5527e-16 | 0 | 157.4597 |  | -399.9237 | #DIV/0! | #DIV/0! | 49.5 | 3 | #DIV/0! | 1 | #DIV/0! | #DIV/0! |  |  | 1
0 | 0 | 0 | 0 | 1 | 1 | 16:33 | 4956 |  | 420.5751 | 157.6644 | 157.6644 | 49.8789 | 49.8789 | 3.5527e-16 | 0 | 157.6644 |  | -399.719 | #DIV/0! | #DIV/0! | 49.5 | 3 | #DIV/0! | 1 | #DIV/0! | #DIV/0! |  |  | 1
0 | 0 | 0 | 0 | 1 | 1 | 16:33 | 4960 |  | 420.3704 | 157.8691 | 157.8691 | 49.8789 | 49.8789 | 3.5527e-16 | 0 | 157.8691 |  | -399.5143 | #DIV/0! | #DIV/0! | 49.5 | 3 | #DIV/0! | 1 | #DIV/0! | #DIV/0! |  |  | 1
0 | 0 | 0 | 0 | 1 | 1 | 16:33 | 4964 |  | 420.1658 | 158.0737 | 158.0737 | 49.8789 | 49.8789 | 3.5527e-16 | 0 | 158.0737 |  | -399.3097 | #DIV/0! | #DIV/0! | 49.5 | 3 | #DIV/0! | 1 | #DIV/0! | #DIV/0! |  |  | 1
0 | 0 | 0 | 0 | 1 | 1 | 16:33 | 4968 |  | 419.9611 | 158.2784 | 158.2784 | 49.8789 | 49.8789 | 3.5527e-16 | 0 | 158.2784 |  | -399.105 | #DIV/0! | #DIV/0! | 49.5 | 3 | #DIV/0! | 1 | #DIV/0! | #DIV/0! |  |  | 1
0 | 0 | 0 | 0 | 1 | 1 | 16:33 | 4972 |  | 419.7564 | 158.4831 | 158.4831 | 49.8789 | 49.8789 | 3.5527e-16 | 0 | 158.4831 |  | -398.9003 | #DIV/0! | #DIV/0! | 49.5 | 3 | #DIV/0! | 1 | #DIV/0! | #DIV/0! |  |  | 1
0 | 0 | 0 | 0 | 1 | 1 | 16:34 | 4976 |  | 419.5518 | 158.6877 | 158.6877 | 49.8789 | 49.8789 | 3.5527e-16 | 0 | 158.6877 |  | -398.6957 | #DIV/0! | #DIV/0! | 49.5 | 3 | #DIV/0! | 1 | #DIV/0! | #DIV/0! |  |  | 1
0 | 0 | 0 | 0 | 1 | 1 | 16:34 | 4980 |  | 419.3471 | 158.8924 | 158.8924 | 49.8789 | 49.8789 | 3.5527e-16 | 0 | 158.8924 |  | -398.491 | #DIV/0! | #DIV/0! | 49.5 | 3 | #DIV/0! | 1 | #DIV/0! | #DIV/0! |  |  | 1
0 | 0 | 0 | 0 | 1 | 1 | 16:34 | 4984 |  | 419.1424 | 159.097 | 159.097 | 49.8789 | 49.8789 | 3.5527e-16 | 0 | 159.097 |  | -398.2863 | #DIV/0! | #DIV/0! | 49.5 | 3 | #DIV/0! | 1 | #DIV/0! | #DIV/0! |  |  | 1
0 | 0 | 0 | 0 | 1 | 1 | 16:34 | 4988 |  | 418.9378 | 159.3017 | 159.3017 | 49.8789 | 49.8789 | 3.5527e-16 | 0 | 159.3017 |  | -398.0817 | #DIV/0! | #DIV/0! | 49.5 | 3 | #DIV/0! | 1 | #DIV/0! | #DIV/0! |  |  | 1
0 | 0 | 0 | 0 | 1 | 1 | 16:34 | 4992 |  | 418.7331 | 159.5064 | 159.5064 | 49.8789 | 49.8789 | 3.5527e-16 | 0 | 159.5064 |  | -397.877 | #DIV/0! | #DIV/0! | 49.5 | 3 | #DIV/0! | 1 | #DIV/0! | #DIV/0! |  |  | 1
0 | 0 | 0 | 0 | 1 | 1 | 16:34 | 4996 |  | 418.5284 | 159.711 | 159.711 | 49.8789 | 49.8789 | 3.5527e-16 | 0 | 159.711 |  | -397.6724 | #DIV/0! | #DIV/0! | 49.5 | 3 | #DIV/0! | 1 | #DIV/0! | #DIV/0! |  |  | 1
0 | 0 | 0 | 0 | 1 | 1 | 16:34 | 5000 |  | 418.3238 | 159.9157 | 159.9157 | 49.8789 | 49.8789 | 3.5527e-16 | 0 | 159.9157 |  | -397.4677 | #DIV/0! | #DIV/0! | 49.5 | 3 | #DIV/0! | 1 | #DIV/0! | #DIV/0! |  |  | 1
0 | 0 | 0 | 0 | 1 | 1 | 16:34 | 5004 |  | 418.1191 | 160.1204 | 160.1204 | 49.8789 | 49.8789 | 3.5527e-16 | 0 | 160.1204 |  | -397.263 | #DIV/0! | #DIV/0! | 49.5 | 3 | #DIV/0! | 1 | #DIV/0! | #DIV/0! |  |  | 1
0 | 0 | 0 | 0 | 1 | 1 | 16:34 | 5008 |  | 417.9144 | 160.325 | 160.325 | 49.8789 | 49.8789 | 3.5527e-16 | 0 | 160.325 |  | -397.0584 | #DIV/0! | #DIV/0! | 49.5 | 3 | #DIV/0! | 1 | #DIV/0! | #DIV/0! |  |  | 1
0 | 0 | 0 | 0 | 1 | 1 | 16:34 | 5012 |  | 417.7098 | 160.5297 | 160.5297 | 49.8789 | 49.8789 | 3.5527e-16 | 0 | 160.5297 |  | -396.8537 | #DIV/0! | #DIV/0! | 49.5 | 3 | #DIV/0! | 1 | #DIV/0! | #DIV/0! |  |  | 1
0 | 0 | 0 | 0 | 1 | 1 | 16:34 | 5016 |  | 417.5051 | 160.7344 | 160.7344 | 49.8789 | 49.8789 | 3.5527e-16 | 0 | 160.7344 |  | -396.649 | #DIV/0! | #DIV/0! | 49.5 | 3 | #DIV/0! | 1 | #DIV/0! | #DIV/0! |  |  | 1
0 | 0 | 0 | 0 | 1 | 1 | 16:34 | 5020 |  | 417.3004 | 160.939 | 160.939 | 49.8789 | 49.8789 | 3.5527e-16 | 0 | 160.939 |  | -396.4444 | #DIV/0! | #DIV/0! | 49.5 | 3 | #DIV/0! | 1 | #DIV/0! | #DIV/0! |  |  | 1
0 | 0 | 0 | 0 | 1 | 1 | 16:34 | 5024 |  | 417.0958 | 161.1437 | 161.1437 | 49.8789 | 49.8789 | 3.5527e-16 | 0 | 161.1437 |  | -396.2397 | #DIV/0! | #DIV/0! | 49.5 | 3 | #DIV/0! | 1 | #DIV/0! | #DIV/0! |  |  | 1
0 | 0 | 0 | 0 | 1 | 1 | 16:34 | 5028 |  | 416.8911 | 161.3484 | 161.3484 | 49.8789 | 49.8789 | 3.5527e-16 | 0 | 161.3484 |  | -396.035 | #DIV/0! | #DIV/0! | 49.5 | 3 | #DIV/0! | 1 | #DIV/0! | #DIV/0! |  |  | 1
0 | 0 | 0 | 0 | 1 | 1 | 16:34 | 5032 |  | 416.6864 | 161.553 | 161.553 | 49.8789 | 49.8789 | 3.5527e-16 | 0 | 161.553 |  | -395.8304 | #DIV/0! | #DIV/0! | 49.5 | 3 | #DIV/0! | 1 | #DIV/0! | #DIV/0! |  |  | 1
0 | 0 | 0 | 0 | 1 | 1 | 16:35 | 5036 |  | 416.4818 | 161.7577 | 161.7577 | 49.8789 | 49.8789 | 3.5527e-16 | 0 | 161.7577 |  | -395.6257 | #DIV/0! | #DIV/0! | 49.5 | 3 | #DIV/0! | 1 | #DIV/0! | #DIV/0! |  |  | 1
0 | 0 | 0 | 0 | 1 | 1 | 16:35 | 5040 |  | 416.2771 | 161.9624 | 161.9624 | 49.8789 | 49.8789 | 3.5527e-16 | 0 | 161.9624 |  | -395.421 | #DIV/0! | #DIV/0! | 49.5 | 3 | #DIV/0! | 1 | #DIV/0! | #DIV/0! |  |  | 1
0 | 0 | 0 | 0 | 1 | 1 | 16:35 | 5044 |  | 416.0724 | 162.167 | 162.167 | 49.8789 | 49.8789 | 3.5527e-16 | 0 | 162.167 |  | -395.2164 | #DIV/0! | #DIV/0! | 49.5 | 3 | #DIV/0! | 1 | #DIV/0! | #DIV/0! |  |  | 1
0 | 0 | 0 | 0 | 1 | 1 | 16:35 | 5048 |  | 415.8678 | 162.3717 | 162.3717 | 49.8789 | 49.8789 | 3.5527e-16 | 0 | 162.3717 |  | -395.0117 | #DIV/0! | #DIV/0! | 49.5 | 3 | #DIV/0! | 1 | #DIV/0! | #DIV/0! |  |  | 1
0 | 0 | 0 | 0 | 1 | 1 | 16:35 | 5052 |  | 415.6631 | 162.5764 | 162.5764 | 49.8789 | 49.8789 | 3.5527e-16 | 0 | 162.5764 |  | -394.807 | #DIV/0! | #DIV/0! | 49.5 | 3 | #DIV/0! | 1 | #DIV/0! | #DIV/0! |  |  | 1
0 | 0 | 0 | 0 | 1 | 1 | 16:35 | 5056 |  | 415.4584 | 162.781 | 162.781 | 49.8789 | 49.8789 | 3.5527e-16 | 0 | 162.781 |  | -394.6024 | #DIV/0! | #DIV/0! | 49.5 | 3 | #DIV/0! | 1 | #DIV/0! | #DIV/0! |  |  | 1
0 | 0 | 0 | 0 | 1 | 1 | 16:35 | 5060 |  | 415.2538 | 162.9857 | 162.9857 | 49.8789 | 49.8789 | 3.5527e-16 | 0 | 162.9857 |  | -394.3977 | #DIV/0! | #DIV/0! | 49.5 | 3 | #DIV/0! | 1 | #DIV/0! | #DIV/0! |  |  | 1
0 | 0 | 0 | 0 | 1 | 1 | 16:35 | 5064 |  | 415.0491 | 163.1904 | 163.1904 | 49.8789 | 49.8789 | 3.5527e-16 | 0 | 163.1904 |  | -394.193 | #DIV/0! | #DIV/0! | 49.5 | 3 | #DIV/0! | 1 | #DIV/0! | #DIV/0! |  |  | 1
0 | 0 | 0 | 0 | 1 | 1 | 16:35 | 5068 |  | 414.8444 | 163.395 | 163.395 | 49.8789 | 49.8789 | 3.5527e-16 | 0 | 163.395 |  | -393.9884 | #DIV/0! | #DIV/0! | 49.5 | 3 | #DIV/0! | 1 | #DIV/0! | #DIV/0! |  |  | 1
0 | 0 | 0 | 0 | 1 | 1 | 16:35 | 5072 |  | 414.6398 | 163.5997 | 163.5997 | 49.8789 | 49.8789 | 3.5527e-16 | 0 | 163.5997 |  | -393.7837 | #DIV/0! | #DIV/0! | 49.5 | 3 | #DIV/0! | 1 | #DIV/0! | #DIV/0! |  |  | 1
0 | 0 | 0 | 0 | 1 | 1 | 16:35 | 5076 |  | 414.4351 | 163.8044 | 163.8044 | 49.8789 | 49.8789 | 3.5527e-16 | 0 | 163.8044 |  | -393.579 | #DIV/0! | #DIV/0! | 49.5 | 3 | #DIV/0! | 1 | #DIV/0! | #DIV/0! |  |  | 1
0 | 0 | 0 | 0 | 1 | 1 | 16:35 | 5080 |  | 414.2304 | 164.009 | 164.009 | 49.8789 | 49.8789 | 3.5527e-16 | 0 | 164.009 |  | -393.3744 | #DIV/0! | #DIV/0! | 49.5 | 3 | #DIV/0! | 1 | #DIV/0! | #DIV/0! |  |  | 1
0 | 0 | 0 | 0 | 1 | 1 | 16:35 | 5084 |  | 414.0258 | 164.2137 | 164.2137 | 49.8789 | 49.8789 | 3.5527e-16 | 0 | 164.2137 |  | -393.1697 | #DIV/0! | #DIV/0! | 49.5 | 3 | #DIV/0! | 1 | #DIV/0! | #DIV/0! |  |  | 1
0 | 0 | 0 | 0 | 1 | 1 | 16:35 | 5088 |  | 413.8211 | 164.4184 | 164.4184 | 49.8789 | 49.8789 | 3.5527e-16 | 0 | 164.4184 |  | -392.965 | #DIV/0! | #DIV/0! | 49.5 | 3 | #DIV/0! | 1 | #DIV/0! | #DIV/0! |  |  | 1
0 | 0 | 0 | 0 | 1 | 1 | 16:35 | 5092 |  | 413.6164 | 164.623 | 164.623 | 49.8789 | 49.8789 | 3.5527e-16 | 0 | 164.623 |  | -392.7604 | #DIV/0! | #DIV/0! | 49.5 | 3 | #DIV/0! | 1 | #DIV/0! | #DIV/0! |  |  | 1
0 | 0 | 0 | 0 | 1 | 1 | 16:36 | 5096 |  | 413.4118 | 164.8277 | 164.8277 | 49.8789 | 49.8789 | 3.5527e-16 | 0 | 164.8277 |  | -392.5557 | #DIV/0! | #DIV/0! | 49.5 | 3 | #DIV/0! | 1 | #DIV/0! | #DIV/0! |  |  | 1
0 | 0 | 0 | 0 | 1 | 1 | 16:36 | 5100 |  | 413.2071 | 165.0324 | 165.0324 | 49.8789 | 49.8789 | 3.5527e-16 | 0 | 165.0324 |  | -392.351 | #DIV/0! | #DIV/0! | 49.5 | 3 | #DIV/0! | 1 | #DIV/0! | #DIV/0! |  |  | 1
0 | 0 | 0 | 0 | 1 | 1 | 16:36 | 5104 |  | 413.0024 | 165.237 | 165.237 | 49.8789 | 49.8789 | 3.5527e-16 | 0 | 165.237 |  | -392.1464 | #DIV/0! | #DIV/0! | 49.5 | 3 | #DIV/0! | 1 | #DIV/0! | #DIV/0! |  |  | 1
0 | 0 | 0 | 0 | 1 | 1 | 16:36 | 5108 |  | 412.7978 | 165.4417 | 165.4417 | 49.8789 | 49.8789 | 3.5527e-16 | 0 | 165.4417 |  | -391.9417 | #DIV/0! | #DIV/0! | 49.5 | 3 | #DIV/0! | 1 | #DIV/0! | #DIV/0! |  |  | 1
0 | 0 | 0 | 0 | 1 | 1 | 16:36 | 5112 |  | 412.5931 | 165.6464 | 165.6464 | 49.8789 | 49.8789 | 3.5527e-16 | 0 | 165.6464 |  | -391.737 | #DIV/0! | #DIV/0! | 49.5 | 3 | #DIV/0! | 1 | #DIV/0! | #DIV/0! |  |  | 1
0 | 0 | 0 | 0 | 1 | 1 | 16:36 | 5116 |  | 412.3885 | 165.851 | 165.851 | 49.8789 | 49.8789 | 3.5527e-16 | 0 | 165.851 |  | -391.5324 | #DIV/0! | #DIV/0! | 49.5 | 3 | #DIV/0! | 1 | #DIV/0! | #DIV/0! |  |  | 1
0 | 0 | 0 | 0 | 1 | 1 | 16:36 | 5120 |  | 412.1838 | 166.0557 | 166.0557 | 49.8789 | 49.8789 | 3.5527e-16 | 0 | 166.0557 |  | -391.3277 | #DIV/0! | #DIV/0! | 49.5 | 3 | #DIV/0! | 1 | #DIV/0! | #DIV/0! |  |  | 1
0 | 0 | 0 | 0 | 1 | 1 | 16:36 | 5124 |  | 411.9791 | 166.2604 | 166.2604 | 49.8789 | 49.8789 | 3.5527e-16 | 0 | 166.2604 |  | -391.123 | #DIV/0! | #DIV/0! | 49.5 | 3 | #DIV/0! | 1 | #DIV/0! | #DIV/0! |  |  | 1
0 | 0 | 0 | 0 | 1 | 1 | 16:36 | 5128 |  | 411.7745 | 166.465 | 166.465 | 49.8789 | 49.8789 | 3.5527e-16 | 0 | 166.465 |  | -390.9184 | #DIV/0! | #DIV/0! | 49.5 | 3 | #DIV/0! | 1 | #DIV/0! | #DIV/0! |  |  | 1
0 | 0 | 0 | 0 | 1 | 1 | 16:36 | 5132 |  | 411.5698 | 166.6697 | 166.6697 | 49.8789 | 49.8789 | 3.5527e-16 | 0 | 166.6697 |  | -390.7137 | #DIV/0! | #DIV/0! | 49.5 | 3 | #DIV/0! | 1 | #DIV/0! | #DIV/0! |  |  | 1
0 | 0 | 0 | 0 | 1 | 1 | 16:36 | 5136 |  | 411.3651 | 166.8744 | 166.8744 | 49.8789 | 49.8789 | 3.5527e-16 | 0 | 166.8744 |  | -390.509 | #DIV/0! | #DIV/0! | 49.5 | 3 | #DIV/0! | 1 | #DIV/0! | #DIV/0! |  |  | 1
0 | 0 | 0 | 0 | 1 | 1 | 16:36 | 5140 |  | 411.1605 | 167.079 | 167.079 | 49.8789 | 49.8789 | 3.5527e-16 | 0 | 167.079 |  | -390.3044 | #DIV/0! | #DIV/0! | 49.5 | 3 | #DIV/0! | 1 | #DIV/0! | #DIV/0! |  |  | 1
0 | 0 | 0 | 0 | 1 | 1 | 16:36 | 5144 |  | 410.9558 | 167.2837 | 167.2837 | 49.8789 | 49.8789 | 3.5527e-16 | 0 | 167.2837 |  | -390.0997 | #DIV/0! | #DIV/0! | 49.5 | 3 | #DIV/0! | 1 | #DIV/0! | #DIV/0! |  |  | 1
0 | 0 | 0 | 0 | 1 | 1 | 16:36 | 5148 |  | 410.7511 | 167.4884 | 167.4884 | 49.8789 | 49.8789 | 3.5527e-16 | 0 | 167.4884 |  | -389.895 | #DIV/0! | #DIV/0! | 49.5 | 3 | #DIV/0! | 1 | #DIV/0! | #DIV/0! |  |  | 1
0 | 0 | 0 | 0 | 1 | 1 | 16:36 | 5152 |  | 410.5465 | 167.693 | 167.693 | 49.8789 | 49.8789 | 3.5527e-16 | 0 | 167.693 |  | -389.6904 | #DIV/0! | #DIV/0! | 49.5 | 3 | #DIV/0! | 1 | #DIV/0! | #DIV/0! |  |  | 1
0 | 0 | 0 | 0 | 1 | 1 | 16:37 | 5156 |  | 410.3418 | 167.8977 | 167.8977 | 49.8789 | 49.8789 | 3.5527e-16 | 0 | 167.8977 |  | -389.4857 | #DIV/0! | #DIV/0! | 49.5 | 3 | #DIV/0! | 1 | #DIV/0! | #DIV/0! |  |  | 1
0 | 0 | 0 | 0 | 1 | 1 | 16:37 | 5160 |  | 410.1371 | 168.1024 | 168.1024 | 49.8789 | 49.8789 | 3.5527e-16 | 0 | 168.1024 |  | -389.281 | #DIV/0! | #DIV/0! | 49.5 | 3 | #DIV/0! | 1 | #DIV/0! | #DIV/0! |  |  | 1
0 | 0 | 0 | 0 | 1 | 1 | 16:37 | 5164 |  | 409.9325 | 168.307 | 168.307 | 49.8789 | 49.8789 | 3.5527e-16 | 0 | 168.307 |  | -389.0764 | #DIV/0! | #DIV/0! | 49.5 | 3 | #DIV/0! | 1 | #DIV/0! | #DIV/0! |  |  | 1
0 | 0 | 0 | 0 | 1 | 1 | 16:37 | 5168 |  | 409.7278 | 168.5117 | 168.5117 | 49.8789 | 49.8789 | 3.5527e-16 | 0 | 168.5117 |  | -388.8717 | #DIV/0! | #DIV/0! | 49.5 | 3 | #DIV/0! | 1 | #DIV/0! | #DIV/0! |  |  | 1
0 | 0 | 0 | 0 | 1 | 1 | 16:37 | 5172 |  | 409.5231 | 168.7164 | 168.7164 | 49.8789 | 49.8789 | 3.5527e-16 | 0 | 168.7164 |  | -388.667 | #DIV/0! | #DIV/0! | 49.5 | 3 | #DIV/0! | 1 | #DIV/0! | #DIV/0! |  |  | 1
0 | 0 | 0 | 0 | 1 | 1 | 16:37 | 5176 |  | 409.3185 | 168.921 | 168.921 | 49.8789 | 49.8789 | 3.5527e-16 | 0 | 168.921 |  | -388.4624 | #DIV/0! | #DIV/0! | 49.5 | 3 | #DIV/0! | 1 | #DIV/0! | #DIV/0! |  |  | 1
0 | 0 | 0 | 0 | 1 | 1 | 16:37 | 5180 |  | 409.1138 | 169.1257 | 169.1257 | 49.8789 | 49.8789 | 3.5527e-16 | 0 | 169.1257 |  | -388.2577 | #DIV/0! | #DIV/0! | 49.5 | 3 | #DIV/0! | 1 | #DIV/0! | #DIV/0! |  |  | 1
0 | 0 | 0 | 0 | 1 | 1 | 16:37 | 5184 |  | 408.9091 | 169.3304 | 169.3304 | 49.8789 | 49.8789 | 3.5527e-16 | 0 | 169.3304 |  | -388.053 | #DIV/0! | #DIV/0! | 49.5 | 3 | #DIV/0! | 1 | #DIV/0! | #DIV/0! |  |  | 1
0 | 0 | 0 | 0 | 1 | 1 | 16:37 | 5188 |  | 408.7045 | 169.535 | 169.535 | 49.8789 | 49.8789 | 3.5527e-16 | 0 | 169.535 |  | -387.8484 | #DIV/0! | #DIV/0! | 49.5 | 3 | #DIV/0! | 1 | #DIV/0! | #DIV/0! |  |  | 1
0 | 0 | 0 | 0 | 1 | 1 | 16:37 | 5192 |  | 408.4998 | 169.7397 | 169.7397 | 49.8789 | 49.8789 | 3.5527e-16 | 0 | 169.7397 |  | -387.6437 | #DIV/0! | #DIV/0! | 49.5 | 3 | #DIV/0! | 1 | #DIV/0! | #DIV/0! |  |  | 1
0 | 0 | 0 | 0 | 1 | 1 | 16:37 | 5196 |  | 408.2951 | 169.9444 | 169.9444 | 49.8789 | 49.8789 | 3.5527e-16 | 0 | 169.9444 |  | -387.439 | #DIV/0! | #DIV/0! | 49.5 | 3 | #DIV/0! | 1 | #DIV/0! | #DIV/0! |  |  | 1
0 | 0 | 0 | 0 | 1 | 1 | 16:37 | 5200 |  | 408.0905 | 170.149 | 170.149 | 49.8789 | 49.8789 | 3.5527e-16 | 0 | 170.149 |  | -387.2344 | #DIV/0! | #DIV/0! | 49.5 | 3 | #DIV/0! | 1 | #DIV/0! | #DIV/0! |  |  | 1
0 | 0 | 0 | 0 | 1 | 1 | 16:37 | 5204 |  | 407.8858 | 170.3537 | 170.3537 | 49.8789 | 49.8789 | 3.5527e-16 | 0 | 170.3537 |  | -387.0297 | #DIV/0! | #DIV/0! | 49.5 | 3 | #DIV/0! | 1 | #DIV/0! | #DIV/0! |  |  | 1
0 | 0 | 0 | 0 | 1 | 1 | 16:37 | 5208 |  | 407.6811 | 170.5584 | 170.5584 | 49.8789 | 49.8789 | 3.5527e-16 | 0 | 170.5584 |  | -386.825 | #DIV/0! | #DIV/0! | 49.5 | 3 | #DIV/0! | 1 | #DIV/0! | #DIV/0! |  |  | 1
0 | 0 | 0 | 0 | 1 | 1 | 16:37 | 5212 |  | 407.4765 | 170.763 | 170.763 | 49.8789 | 49.8789 | 3.5527e-16 | 0 | 170.763 |  | -386.6204 | #DIV/0! | #DIV/0! | 49.5 | 3 | #DIV/0! | 1 | #DIV/0! | #DIV/0! |  |  | 1
0 | 0 | 0 | 0 | 1 | 1 | 16:38 | 5216 |  | 407.2718 | 170.9677 | 170.9677 | 49.8789 | 49.8789 | 3.5527e-16 | 0 | 170.9677 |  | -386.4157 | #DIV/0! | #DIV/0! | 49.5 | 3 | #DIV/0! | 1 | #DIV/0! | #DIV/0! |  |  | 1
0 | 0 | 0 | 0 | 1 | 1 | 16:38 | 5220 |  | 407.0671 | 171.1724 | 171.1724 | 49.8789 | 49.8789 | 3.5527e-16 | 0 | 171.1724 |  | -386.211 | #DIV/0! | #DIV/0! | 49.5 | 3 | #DIV/0! | 1 | #DIV/0! | #DIV/0! |  |  | 1
0 | 0 | 0 | 0 | 1 | 1 | 16:38 | 5224 |  | 406.8625 | 171.377 | 171.377 | 49.8789 | 49.8789 | 3.5527e-16 | 0 | 171.377 |  | -386.0064 | #DIV/0! | #DIV/0! | 49.5 | 3 | #DIV/0! | 1 | #DIV/0! | #DIV/0! |  |  | 1
0 | 0 | 0 | 0 | 1 | 1 | 16:38 | 5228 |  | 406.6578 | 171.5817 | 171.5817 | 49.8789 | 49.8789 | 3.5527e-16 | 0 | 171.5817 |  | -385.8017 | #DIV/0! | #DIV/0! | 49.5 | 3 | #DIV/0! | 1 | #DIV/0! | #DIV/0! |  |  | 1
0 | 0 | 0 | 0 | 1 | 1 | 16:38 | 5232 |  | 406.4531 | 171.7864 | 171.7864 | 49.8789 | 49.8789 | 3.5527e-16 | 0 | 171.7864 |  | -385.597 | #DIV/0! | #DIV/0! | 49.5 | 3 | #DIV/0! | 1 | #DIV/0! | #DIV/0! |  |  | 1
0 | 0 | 0 | 0 | 1 | 1 | 16:38 | 5236 |  | 406.2485 | 171.991 | 171.991 | 49.8789 | 49.8789 | 3.5527e-16 | 0 | 171.991 |  | -385.3924 | #DIV/0! | #DIV/0! | 49.5 | 3 | #DIV/0! | 1 | #DIV/0! | #DIV/0! |  |  | 1
0 | 0 | 0 | 0 | 1 | 1 | 16:38 | 5240 |  | 406.0438 | 172.1957 | 172.1957 | 49.8789 | 49.8789 | 3.5527e-16 | 0 | 172.1957 |  | -385.1877 | #DIV/0! | #DIV/0! | 49.5 | 3 | #DIV/0! | 1 | #DIV/0! | #DIV/0! |  |  | 1
0 | 0 | 0 | 0 | 1 | 1 | 16:38 | 5244 |  | 405.8391 | 172.4004 | 172.4004 | 49.8789 | 49.8789 | 3.5527e-16 | 0 | 172.4004 |  | -384.983 | #DIV/0! | #DIV/0! | 49.5 | 3 | #DIV/0! | 1 | #DIV/0! | #DIV/0! |  |  | 1
0 | 0 | 0 | 0 | 1 | 1 | 16:38 | 5248 |  | 405.6345 | 172.605 | 172.605 | 49.8789 | 49.8789 | 3.5527e-16 | 0 | 172.605 |  | -384.7784 | #DIV/0! | #DIV/0! | 49.5 | 3 | #DIV/0! | 1 | #DIV/0! | #DIV/0! |  |  | 1
0 | 0 | 0 | 0 | 1 | 1 | 16:38 | 5252 |  | 405.4298 | 172.8097 | 172.8097 | 49.8789 | 49.8789 | 3.5527e-16 | 0 | 172.8097 |  | -384.5737 | #DIV/0! | #DIV/0! | 49.5 | 3 | #DIV/0! | 1 | #DIV/0! | #DIV/0! |  |  | 1
0 | 0 | 0 | 0 | 1 | 1 | 16:38 | 5256 |  | 405.2251 | 173.0144 | 173.0144 | 49.8789 | 49.8789 | 3.5527e-16 | 0 | 173.0144 |  | -384.369 | #DIV/0! | #DIV/0! | 49.5 | 3 | #DIV/0! | 1 | #DIV/0! | #DIV/0! |  |  | 1
0 | 0 | 0 | 0 | 1 | 1 | 16:38 | 5260 |  | 405.0205 | 173.219 | 173.219 | 49.8789 | 49.8789 | 3.5527e-16 | 0 | 173.219 |  | -384.1644 | #DIV/0! | #DIV/0! | 49.5 | 3 | #DIV/0! | 1 | #DIV/0! | #DIV/0! |  |  | 1
0 | 0 | 0 | 0 | 1 | 1 | 16:38 | 5264 |  | 404.8158 | 173.4237 | 173.4237 | 49.8789 | 49.8789 | 3.5527e-16 | 0 | 173.4237 |  | -383.9597 | #DIV/0! | #DIV/0! | 49.5 | 3 | #DIV/0! | 1 | #DIV/0! | #DIV/0! |  |  | 1
0 | 0 | 0 | 0 | 1 | 1 | 16:38 | 5268 |  | 404.6111 | 173.6284 | 173.6284 | 49.8789 | 49.8789 | 3.5527e-16 | 0 | 173.6284 |  | -383.755 | #DIV/0! | #DIV/0! | 49.5 | 3 | #DIV/0! | 1 | #DIV/0! | #DIV/0! |  |  | 1
0 | 0 | 0 | 0 | 1 | 1 | 16:38 | 5272 |  | 404.4065 | 173.833 | 173.833 | 49.8789 | 49.8789 | 3.5527e-16 | 0 | 173.833 |  | -383.5504 | #DIV/0! | #DIV/0! | 49.5 | 3 | #DIV/0! | 1 | #DIV/0! | #DIV/0! |  |  | 1
0 | 0 | 0 | 0 | 1 | 1 | 16:39 | 5276 |  | 404.2018 | 174.0377 | 174.0377 | 49.8789 | 49.8789 | 3.5527e-16 | 0 | 174.0377 |  | -383.3457 | #DIV/0! | #DIV/0! | 49.5 | 3 | #DIV/0! | 1 | #DIV/0! | #DIV/0! |  |  | 1
0 | 0 | 0 | 0 | 1 | 1 | 16:39 | 5280 |  | 403.9971 | 174.2424 | 174.2424 | 49.8789 | 49.8789 | 3.5527e-16 | 0 | 174.2424 |  | -383.141 | #DIV/0! | #DIV/0! | 49.5 | 3 | #DIV/0! | 1 | #DIV/0! | #DIV/0! |  |  | 1
0 | 0 | 0 | 0 | 1 | 1 | 16:39 | 5284 |  | 403.7925 | 174.447 | 174.447 | 49.8789 | 49.8789 | 3.5527e-16 | 0 | 174.447 |  | -382.9364 | #DIV/0! | #DIV/0! | 49.5 | 3 | #DIV/0! | 1 | #DIV/0! | #DIV/0! |  |  | 1
0 | 0 | 0 | 0 | 1 | 1 | 16:39 | 5288 |  | 403.5878 | 174.6517 | 174.6517 | 49.8789 | 49.8789 | 3.5527e-16 | 0 | 174.6517 |  | -382.7317 | #DIV/0! | #DIV/0! | 49.5 | 3 | #DIV/0! | 1 | #DIV/0! | #DIV/0! |  |  | 1
0 | 0 | 0 | 0 | 1 | 1 | 16:39 | 5292 |  | 403.3831 | 174.8564 | 174.8564 | 49.8789 | 49.8789 | 3.5527e-16 | 0 | 174.8564 |  | -382.527 | #DIV/0! | #DIV/0! | 49.5 | 3 | #DIV/0! | 1 | #DIV/0! | #DIV/0! |  |  | 1
0 | 0 | 0 | 0 | 1 | 1 | 16:39 | 5296 |  | 403.1785 | 175.061 | 175.061 | 49.8789 | 49.8789 | 3.5527e-16 | 0 | 175.061 |  | -382.3224 | #DIV/0! | #DIV/0! | 49.5 | 3 | #DIV/0! | 1 | #DIV/0! | #DIV/0! |  |  | 1
0 | 0 | 0 | 0 | 1 | 1 | 16:39 | 5300 |  | 402.9738 | 175.2657 | 175.2657 | 49.8789 | 49.8789 | 3.5527e-16 | 0 | 175.2657 |  | -382.1177 | #DIV/0! | #DIV/0! | 49.5 | 3 | #DIV/0! | 1 | #DIV/0! | #DIV/0! |  |  | 1
0 | 0 | 0 | 0 | 1 | 1 | 16:39 | 5304 |  | 402.7691 | 175.4704 | 175.4704 | 49.8789 | 49.8789 | 3.5527e-16 | 0 | 175.4704 |  | -381.913 | #DIV/0! | #DIV/0! | 49.5 | 3 | #DIV/0! | 1 | #DIV/0! | #DIV/0! |  |  | 1
0 | 0 | 0 | 0 | 1 | 1 | 16:39 | 5308 |  | 402.5645 | 175.675 | 175.675 | 49.8789 | 49.8789 | 3.5527e-16 | 0 | 175.675 |  | -381.7084 | #DIV/0! | #DIV/0! | 49.5 | 3 | #DIV/0! | 1 | #DIV/0! | #DIV/0! |  |  | 1
0 | 0 | 0 | 0 | 1 | 1 | 16:39 | 5312 |  | 402.3598 | 175.8797 | 175.8797 | 49.8789 | 49.8789 | 3.5527e-16 | 0 | 175.8797 |  | -381.5037 | #DIV/0! | #DIV/0! | 49.5 | 3 | #DIV/0! | 1 | #DIV/0! | #DIV/0! |  |  | 1
0 | 0 | 0 | 0 | 1 | 1 | 16:39 | 5316 |  | 402.1551 | 176.0844 | 176.0844 | 49.8789 | 49.8789 | 3.5527e-16 | 0 | 176.0844 |  | -381.299 | #DIV/0! | #DIV/0! | 49.5 | 3 | #DIV/0! | 1 | #DIV/0! | #DIV/0! |  |  | 1
0 | 0 | 0 | 0 | 1 | 1 | 16:39 | 5320 |  | 401.9505 | 176.289 | 176.289 | 49.8789 | 49.8789 | 3.5527e-16 | 0 | 176.289 |  | -381.0944 | #DIV/0! | #DIV/0! | 49.5 | 3 | #DIV/0! | 1 | #DIV/0! | #DIV/0! |  |  | 1
0 | 0 | 0 | 0 | 1 | 1 | 16:39 | 5324 |  | 401.7458 | 176.4937 | 176.4937 | 49.8789 | 49.8789 | 3.5527e-16 | 0 | 176.4937 |  | -380.8897 | #DIV/0! | #DIV/0! | 49.5 | 3 | #DIV/0! | 1 | #DIV/0! | #DIV/0! |  |  | 1
0 | 0 | 0 | 0 | 1 | 1 | 16:39 | 5328 |  | 401.5411 | 176.6984 | 176.6984 | 49.8789 | 49.8789 | 3.5527e-16 | 0 | 176.6984 |  | -380.685 | #DIV/0! | #DIV/0! | 49.5 | 3 | #DIV/0! | 1 | #DIV/0! | #DIV/0! |  |  | 1
0 | 0 | 0 | 0 | 1 | 1 | 16:39 | 5332 |  | 401.3365 | 176.903 | 176.903 | 49.8789 | 49.8789 | 3.5527e-16 | 0 | 176.903 |  | -380.4804 | #DIV/0! | #DIV/0! | 49.5 | 3 | #DIV/0! | 1 | #DIV/0! | #DIV/0! |  |  | 1
0 | 0 | 0 | 0 | 1 | 1 | 16:40 | 5336 |  | 401.1318 | 177.1077 | 177.1077 | 49.8789 | 49.8789 | 3.5527e-16 | 0 | 177.1077 |  | -380.2757 | #DIV/0! | #DIV/0! | 49.5 | 3 | #DIV/0! | 1 | #DIV/0! | #DIV/0! |  |  | 1
0 | 0 | 0 | 0 | 1 | 1 | 16:40 | 5340 |  | 400.9271 | 177.3124 | 177.3124 | 49.8789 | 49.8789 | 3.5527e-16 | 0 | 177.3124 |  | -380.071 | #DIV/0! | #DIV/0! | 49.5 | 3 | #DIV/0! | 1 | #DIV/0! | #DIV/0! |  |  | 1
0 | 0 | 0 | 0 | 1 | 1 | 16:40 | 5344 |  | 400.7225 | 177.517 | 177.517 | 49.8789 | 49.8789 | 3.5527e-16 | 0 | 177.517 |  | -379.8664 | #DIV/0! | #DIV/0! | 49.5 | 3 | #DIV/0! | 1 | #DIV/0! | #DIV/0! |  |  | 1
0 | 0 | 0 | 0 | 1 | 1 | 16:40 | 5348 |  | 400.5178 | 177.7217 | 177.7217 | 49.8789 | 49.8789 | 3.5527e-16 | 0 | 177.7217 |  | -379.6617 | #DIV/0! | #DIV/0! | 49.5 | 3 | #DIV/0! | 1 | #DIV/0! | #DIV/0! |  |  | 1
0 | 0 | 0 | 0 | 1 | 1 | 16:40 | 5352 |  | 400.3131 | 177.9264 | 177.9264 | 49.8789 | 49.8789 | 3.5527e-16 | 0 | 177.9264 |  | -379.457 | #DIV/0! | #DIV/0! | 49.5 | 3 | #DIV/0! | 1 | #DIV/0! | #DIV/0! |  |  | 1
0 | 0 | 0 | 0 | 1 | 1 | 16:40 | 5356 |  | 400.1085 | 178.131 | 178.131 | 49.8789 | 49.8789 | 3.5527e-16 | 0 | 178.131 |  | -379.2524 | #DIV/0! | #DIV/0! | 49.5 | 3 | #DIV/0! | 1 | #DIV/0! | #DIV/0! |  |  | 1
0 | 0 | 0 | 0 | 1 | 1 | 16:40 | 5360 |  | 399.9038 | 178.3357 | 178.3357 | 49.8789 | 49.8789 | 3.5527e-16 | 0 | 178.3357 |  | -379.0477 | #DIV/0! | #DIV/0! | 49.5 | 3 | #DIV/0! | 1 | #DIV/0! | #DIV/0! |  |  | 1
0 | 0 | 0 | 0 | 1 | 1 | 16:40 | 5364 |  | 399.6991 | 178.5404 | 178.5404 | 49.8789 | 49.8789 | 3.5527e-16 | 0 | 178.5404 |  | -378.843 | #DIV/0! | #DIV/0! | 49.5 | 3 | #DIV/0! | 1 | #DIV/0! | #DIV/0! |  |  | 1
0 | 0 | 0 | 0 | 1 | 1 | 16:40 | 5368 |  | 399.4945 | 178.745 | 178.745 | 49.8789 | 49.8789 | 3.5527e-16 | 0 | 178.745 |  | -378.6384 | #DIV/0! | #DIV/0! | 49.5 | 3 | #DIV/0! | 1 | #DIV/0! | #DIV/0! |  |  | 1
0 | 0 | 0 | 0 | 1 | 1 | 16:40 | 5372 |  | 399.2898 | 178.9497 | 178.9497 | 49.8789 | 49.8789 | 3.5527e-16 | 0 | 178.9497 |  | -378.4337 | #DIV/0! | #DIV/0! | 49.5 | 3 | #DIV/0! | 1 | #DIV/0! | #DIV/0! |  |  | 1
0 | 0 | 0 | 0 | 1 | 1 | 16:40 | 5376 |  | 399.0851 | 179.1544 | 179.1544 | 49.8789 | 49.8789 | 3.5527e-16 | 0 | 179.1544 |  | -378.229 | #DIV/0! | #DIV/0! | 49.5 | 3 | #DIV/0! | 1 | #DIV/0! | #DIV/0! |  |  | 1
0 | 0 | 0 | 0 | 1 | 1 | 16:40 | 5380 |  | 398.8805 | 179.359 | 179.359 | 49.8789 | 49.8789 | 3.5527e-16 | 0 | 179.359 |  | -378.0244 | #DIV/0! | #DIV/0! | 49.5 | 3 | #DIV/0! | 1 | #DIV/0! | #DIV/0! |  |  | 1
0 | 0 | 0 | 0 | 1 | 1 | 16:40 | 5384 |  | 398.6758 | 179.5637 | 179.5637 | 49.8789 | 49.8789 | 3.5527e-16 | 0 | 179.5637 |  | -377.8197 | #DIV/0! | #DIV/0! | 49.5 | 3 | #DIV/0! | 1 | #DIV/0! | #DIV/0! |  |  | 1
0 | 0 | 0 | 0 | 1 | 1 | 16:40 | 5388 |  | 398.4711 | 179.7684 | 179.7684 | 49.8789 | 49.8789 | 3.5527e-16 | 0 | 179.7684 |  | -377.615 | #DIV/0! | #DIV/0! | 49.5 | 3 | #DIV/0! | 1 | #DIV/0! | #DIV/0! |  |  | 1
0 | 0 | 0 | 0 | 1 | 1 | 16:40 | 5392 |  | 398.2665 | 179.973 | 179.973 | 49.8789 | 49.8789 | 3.5527e-16 | 0 | 179.973 |  | -377.4104 | #DIV/0! | #DIV/0! | 49.5 | 3 | #DIV/0! | 1 | #DIV/0! | #DIV/0! |  |  | 1
0 | 0 | 0 | 0 | 1 | 1 | 16:41 | 5396 |  | 398.0618 | 180.1777 | 180.1777 | 49.8789 | 49.8789 | 3.5527e-16 | 0 | 180.1777 |  | -377.2057 | #DIV/0! | #DIV/0! | 49.5 | 3 | #DIV/0! | 1 | #DIV/0! | #DIV/0! |  |  | 1
0 | 0 | 0 | 0 | 1 | 1 | 16:41 | 5400 |  | 397.8571 | 180.3824 | 180.3824 | 49.8789 | 49.8789 | 3.5527e-16 | 0 | 180.3824 |  | -377.001 | #DIV/0! | #DIV/0! | 49.5 | 3 | #DIV/0! | 1 | #DIV/0! | #DIV/0! |  |  | 1
0 | 0 | 0 | 0 | 1 | 1 | 16:41 | 5404 |  | 397.6525 | 180.587 | 180.587 | 49.8789 | 49.8789 | 3.5527e-16 | 0 | 180.587 |  | -376.7964 | #DIV/0! | #DIV/0! | 49.5 | 3 | #DIV/0! | 1 | #DIV/0! | #DIV/0! |  |  | 1
0 | 0 | 0 | 0 | 1 | 1 | 16:41 | 5408 |  | 397.4478 | 180.7917 | 180.7917 | 49.8789 | 49.8789 | 3.5527e-16 | 0 | 180.7917 |  | -376.5917 | #DIV/0! | #DIV/0! | 49.5 | 3 | #DIV/0! | 1 | #DIV/0! | #DIV/0! |  |  | 1
0 | 0 | 0 | 0 | 1 | 1 | 16:41 | 5412 |  | 397.2431 | 180.9964 | 180.9964 | 49.8789 | 49.8789 | 3.5527e-16 | 0 | 180.9964 |  | -376.387 | #DIV/0! | #DIV/0! | 49.5 | 3 | #DIV/0! | 1 | #DIV/0! | #DIV/0! |  |  | 1
0 | 0 | 0 | 0 | 1 | 1 | 16:41 | 5416 |  | 397.0385 | 181.201 | 181.201 | 49.8789 | 49.8789 | 3.5527e-16 | 0 | 181.201 |  | -376.1824 | #DIV/0! | #DIV/0! | 49.5 | 3 | #DIV/0! | 1 | #DIV/0! | #DIV/0! |  |  | 1
0 | 0 | 0 | 0 | 1 | 1 | 16:41 | 5420 |  | 396.8338 | 181.4057 | 181.4057 | 49.8789 | 49.8789 | 3.5527e-16 | 0 | 181.4057 |  | -375.9777 | #DIV/0! | #DIV/0! | 49.5 | 3 | #DIV/0! | 1 | #DIV/0! | #DIV/0! |  |  | 1
0 | 0 | 0 | 0 | 1 | 1 | 16:41 | 5424 |  | 396.6291 | 181.6104 | 181.6104 | 49.8789 | 49.8789 | 3.5527e-16 | 0 | 181.6104 |  | -375.773 | #DIV/0! | #DIV/0! | 49.5 | 3 | #DIV/0! | 1 | #DIV/0! | #DIV/0! |  |  | 1
0 | 0 | 0 | 0 | 1 | 1 | 16:41 | 5428 |  | 396.4245 | 181.815 | 181.815 | 49.8789 | 49.8789 | 3.5527e-16 | 0 | 181.815 |  | -375.5684 | #DIV/0! | #DIV/0! | 49.5 | 3 | #DIV/0! | 1 | #DIV/0! | #DIV/0! |  |  | 1
0 | 0 | 0 | 0 | 1 | 1 | 16:41 | 5432 |  | 396.2198 | 182.0197 | 182.0197 | 49.8789 | 49.8789 | 3.5527e-16 | 0 | 182.0197 |  | -375.3637 | #DIV/0! | #DIV/0! | 49.5 | 3 | #DIV/0! | 1 | #DIV/0! | #DIV/0! |  |  | 1
0 | 0 | 0 | 0 | 1 | 1 | 16:41 | 5436 |  | 396.0151 | 182.2244 | 182.2244 | 49.8789 | 49.8789 | 3.5527e-16 | 0 | 182.2244 |  | -375.159 | #DIV/0! | #DIV/0! | 49.5 | 3 | #DIV/0! | 1 | #DIV/0! | #DIV/0! |  |  | 1
0 | 0 | 0 | 0 | 1 | 1 | 16:41 | 5440 |  | 395.8105 | 182.429 | 182.429 | 49.8789 | 49.8789 | 3.5527e-16 | 0 | 182.429 |  | -374.9544 | #DIV/0! | #DIV/0! | 49.5 | 3 | #DIV/0! | 1 | #DIV/0! | #DIV/0! |  |  | 1
0 | 0 | 0 | 0 | 1 | 1 | 16:41 | 5444 |  | 395.6058 | 182.6337 | 182.6337 | 49.8789 | 49.8789 | 3.5527e-16 | 0 | 182.6337 |  | -374.7497 | #DIV/0! | #DIV/0! | 49.5 | 3 | #DIV/0! | 1 | #DIV/0! | #DIV/0! |  |  | 1
0 | 0 | 0 | 0 | 1 | 1 | 16:41 | 5448 |  | 395.4011 | 182.8384 | 182.8384 | 49.8789 | 49.8789 | 3.5527e-16 | 0 | 182.8384 |  | -374.545 | #DIV/0! | #DIV/0! | 49.5 | 3 | #DIV/0! | 1 | #DIV/0! | #DIV/0! |  |  | 1
0 | 0 | 0 | 0 | 1 | 1 | 16:41 | 5452 |  | 395.1965 | 183.043 | 183.043 | 49.8789 | 49.8789 | 3.5527e-16 | 0 | 183.043 |  | -374.3404 | #DIV/0! | #DIV/0! | 49.5 | 3 | #DIV/0! | 1 | #DIV/0! | #DIV/0! |  |  | 1
0 | 0 | 0 | 0 | 1 | 1 | 16:42 | 5456 |  | 394.9918 | 183.2477 | 183.2477 | 49.8789 | 49.8789 | 3.5527e-16 | 0 | 183.2477 |  | -374.1357 | #DIV/0! | #DIV/0! | 49.5 | 3 | #DIV/0! | 1 | #DIV/0! | #DIV/0! |  |  | 1
0 | 0 | 0 | 0 | 1 | 1 | 16:42 | 5460 |  | 394.7871 | 183.4524 | 183.4524 | 49.8789 | 49.8789 | 3.5527e-16 | 0 | 183.4524 |  | -373.931 | #DIV/0! | #DIV/0! | 49.5 | 3 | #DIV/0! | 1 | #DIV/0! | #DIV/0! |  |  | 1
0 | 0 | 0 | 0 | 1 | 1 | 16:42 | 5464 |  | 394.5825 | 183.657 | 183.657 | 49.8789 | 49.8789 | 3.5527e-16 | 0 | 183.657 |  | -373.7264 | #DIV/0! | #DIV/0! | 49.5 | 3 | #DIV/0! | 1 | #DIV/0! | #DIV/0! |  |  | 1
0 | 0 | 0 | 0 | 1 | 1 | 16:42 | 5468 |  | 394.3778 | 183.8617 | 183.8617 | 49.8789 | 49.8789 | 3.5527e-16 | 0 | 183.8617 |  | -373.5217 | #DIV/0! | #DIV/0! | 49.5 | 3 | #DIV/0! | 1 | #DIV/0! | #DIV/0! |  |  | 1
0 | 0 | 0 | 0 | 1 | 1 | 16:42 | 5472 |  | 394.1731 | 184.0664 | 184.0664 | 49.8789 | 49.8789 | 3.5527e-16 | 0 | 184.0664 |  | -373.317 | #DIV/0! | #DIV/0! | 49.5 | 3 | #DIV/0! | 1 | #DIV/0! | #DIV/0! |  |  | 1
0 | 0 | 0 | 0 | 1 | 1 | 16:42 | 5476 |  | 393.9685 | 184.271 | 184.271 | 49.8789 | 49.8789 | 3.5527e-16 | 0 | 184.271 |  | -373.1124 | #DIV/0! | #DIV/0! | 49.5 | 3 | #DIV/0! | 1 | #DIV/0! | #DIV/0! |  |  | 1
0 | 0 | 0 | 0 | 1 | 1 | 16:42 | 5480 |  | 393.7638 | 184.4757 | 184.4757 | 49.8789 | 49.8789 | 3.5527e-16 | 0 | 184.4757 |  | -372.9077 | #DIV/0! | #DIV/0! | 49.5 | 3 | #DIV/0! | 1 | #DIV/0! | #DIV/0! |  |  | 1
0 | 0 | 0 | 0 | 1 | 1 | 16:42 | 5484 |  | 393.5591 | 184.6803 | 184.6803 | 49.8789 | 49.8789 | 3.5527e-16 | 0 | 184.6803 |  | -372.703 | #DIV/0! | #DIV/0! | 49.5 | 3 | #DIV/0! | 1 | #DIV/0! | #DIV/0! |  |  | 1
0 | 0 | 0 | 0 | 1 | 1 | 16:42 | 5488 |  | 393.3545 | 184.885 | 184.885 | 49.8789 | 49.8789 | 3.5527e-16 | 0 | 184.885 |  | -372.4984 | #DIV/0! | #DIV/0! | 49.5 | 3 | #DIV/0! | 1 | #DIV/0! | #DIV/0! |  |  | 1
0 | 0 | 0 | 0 | 1 | 1 | 16:42 | 5492 |  | 393.1498 | 185.0897 | 185.0897 | 49.8789 | 49.8789 | 3.5527e-16 | 0 | 185.0897 |  | -372.2937 | #DIV/0! | #DIV/0! | 49.5 | 3 | #DIV/0! | 1 | #DIV/0! | #DIV/0! |  |  | 1
0 | 0 | 0 | 0 | 1 | 1 | 16:42 | 5496 |  | 392.9451 | 185.2943 | 185.2943 | 49.8789 | 49.8789 | 3.5527e-16 | 0 | 185.2943 |  | -372.0891 | #DIV/0! | #DIV/0! | 49.5 | 3 | #DIV/0! | 1 | #DIV/0! | #DIV/0! |  |  | 1
0 | 0 | 0 | 0 | 1 | 1 | 16:42 | 5500 |  | 392.7405 | 185.499 | 185.499 | 49.8789 | 49.8789 | 3.5527e-16 | 0 | 185.499 |  | -371.8844 | #DIV/0! | #DIV/0! | 49.5 | 3 | #DIV/0! | 1 | #DIV/0! | #DIV/0! |  |  | 1
0 | 0 | 0 | 0 | 1 | 1 | 16:42 | 5504 |  | 392.5358 | 185.7037 | 185.7037 | 49.8789 | 49.8789 | 3.5527e-16 | 0 | 185.7037 |  | -371.6797 | #DIV/0! | #DIV/0! | 49.5 | 3 | #DIV/0! | 1 | #DIV/0! | #DIV/0! |  |  | 1
0 | 0 | 0 | 0 | 1 | 1 | 16:42 | 5508 |  | 392.3311 | 185.9083 | 185.9083 | 49.8789 | 49.8789 | 3.5527e-16 | 0 | 185.9083 |  | -371.4751 | #DIV/0! | #DIV/0! | 49.5 | 3 | #DIV/0! | 1 | #DIV/0! | #DIV/0! |  |  | 1
0 | 0 | 0 | 0 | 1 | 1 | 16:42 | 5512 |  | 392.1265 | 186.113 | 186.113 | 49.8789 | 49.8789 | 3.5527e-16 | 0 | 186.113 |  | -371.2704 | #DIV/0! | #DIV/0! | 49.5 | 3 | #DIV/0! | 1 | #DIV/0! | #DIV/0! |  |  | 1
0 | 0 | 0 | 0 | 1 | 1 | 16:43 | 5516 |  | 391.9218 | 186.3177 | 186.3177 | 49.8789 | 49.8789 | 3.5527e-16 | 0 | 186.3177 |  | -371.0657 | #DIV/0! | #DIV/0! | 49.5 | 3 | #DIV/0! | 1 | #DIV/0! | #DIV/0! |  |  | 1
0 | 0 | 0 | 0 | 1 | 1 | 16:43 | 5520 |  | 391.7171 | 186.5223 | 186.5223 | 49.8789 | 49.8789 | 3.5527e-16 | 0 | 186.5223 |  | -370.8611 | #DIV/0! | #DIV/0! | 49.5 | 3 | #DIV/0! | 1 | #DIV/0! | #DIV/0! |  |  | 1
0 | 0 | 0 | 0 | 1 | 1 | 16:43 | 5524 |  | 391.5125 | 186.727 | 186.727 | 49.8789 | 49.8789 | 3.5527e-16 | 0 | 186.727 |  | -370.6564 | #DIV/0! | #DIV/0! | 49.5 | 3 | #DIV/0! | 1 | #DIV/0! | #DIV/0! |  |  | 1
0 | 0 | 0 | 0 | 1 | 1 | 16:43 | 5528 |  | 391.3078 | 186.9317 | 186.9317 | 49.8789 | 49.8789 | 3.5527e-16 | 0 | 186.9317 |  | -370.4517 | #DIV/0! | #DIV/0! | 49.5 | 3 | #DIV/0! | 1 | #DIV/0! | #DIV/0! |  |  | 1
0 | 0 | 0 | 0 | 1 | 1 | 16:43 | 5532 |  | 391.1031 | 187.1363 | 187.1363 | 49.8789 | 49.8789 | 3.5527e-16 | 0 | 187.1363 |  | -370.2471 | #DIV/0! | #DIV/0! | 49.5 | 3 | #DIV/0! | 1 | #DIV/0! | #DIV/0! |  |  | 1
0 | 0 | 0 | 0 | 1 | 1 | 16:43 | 5536 |  | 390.8985 | 187.341 | 187.341 | 49.8789 | 49.8789 | 3.5527e-16 | 0 | 187.341 |  | -370.0424 | #DIV/0! | #DIV/0! | 49.5 | 3 | #DIV/0! | 1 | #DIV/0! | #DIV/0! |  |  | 1
0 | 0 | 0 | 0 | 1 | 1 | 16:43 | 5540 |  | 390.6938 | 187.5457 | 187.5457 | 49.8789 | 49.8789 | 3.5527e-16 | 0 | 187.5457 |  | -369.8377 | #DIV/0! | #DIV/0! | 49.5 | 3 | #DIV/0! | 1 | #DIV/0! | #DIV/0! |  |  | 1
0 | 0 | 0 | 0 | 1 | 1 | 16:43 | 5544 |  | 390.4891 | 187.7503 | 187.7503 | 49.8789 | 49.8789 | 3.5527e-16 | 0 | 187.7503 |  | -369.6331 | #DIV/0! | #DIV/0! | 49.5 | 3 | #DIV/0! | 1 | #DIV/0! | #DIV/0! |  |  | 1
0 | 0 | 0 | 0 | 1 | 1 | 16:43 | 5548 |  | 390.2845 | 187.955 | 187.955 | 49.8789 | 49.8789 | 3.5527e-16 | 0 | 187.955 |  | -369.4284 | #DIV/0! | #DIV/0! | 49.5 | 3 | #DIV/0! | 1 | #DIV/0! | #DIV/0! |  |  | 1
0 | 0 | 0 | 0 | 1 | 1 | 16:43 | 5552 |  | 390.0798 | 188.1597 | 188.1597 | 49.8789 | 49.8789 | 3.5527e-16 | 0 | 188.1597 |  | -369.2237 | #DIV/0! | #DIV/0! | 49.5 | 3 | #DIV/0! | 1 | #DIV/0! | #DIV/0! |  |  | 1
0 | 0 | 0 | 0 | 1 | 1 | 16:43 | 5556 |  | 389.8751 | 188.3643 | 188.3643 | 49.8789 | 49.8789 | 3.5527e-16 | 0 | 188.3643 |  | -369.0191 | #DIV/0! | #DIV/0! | 49.5 | 3 | #DIV/0! | 1 | #DIV/0! | #DIV/0! |  |  | 1
0 | 0 | 0 | 0 | 1 | 1 | 16:43 | 5560 |  | 389.6705 | 188.569 | 188.569 | 49.8789 | 49.8789 | 3.5527e-16 | 0 | 188.569 |  | -368.8144 | #DIV/0! | #DIV/0! | 49.5 | 3 | #DIV/0! | 1 | #DIV/0! | #DIV/0! |  |  | 1
0 | 0 | 0 | 0 | 1 | 1 | 16:43 | 5564 |  | 389.4658 | 188.7737 | 188.7737 | 49.8789 | 49.8789 | 3.5527e-16 | 0 | 188.7737 |  | -368.6097 | #DIV/0! | #DIV/0! | 49.5 | 3 | #DIV/0! | 1 | #DIV/0! | #DIV/0! |  |  | 1
0 | 0 | 0 | 0 | 1 | 1 | 16:43 | 5568 |  | 389.2611 | 188.9783 | 188.9783 | 49.8789 | 49.8789 | 3.5527e-16 | 0 | 188.9783 |  | -368.4051 | #DIV/0! | #DIV/0! | 49.5 | 3 | #DIV/0! | 1 | #DIV/0! | #DIV/0! |  |  | 1
0 | 0 | 0 | 0 | 1 | 1 | 16:43 | 5572 |  | 389.0565 | 189.183 | 189.183 | 49.8789 | 49.8789 | 3.5527e-16 | 0 | 189.183 |  | -368.2004 | #DIV/0! | #DIV/0! | 49.5 | 3 | #DIV/0! | 1 | #DIV/0! | #DIV/0! |  |  | 1
0 | 0 | 0 | 0 | 1 | 1 | 16:44 | 5576 |  | 388.8518 | 189.3877 | 189.3877 | 49.8789 | 49.8789 | 3.5527e-16 | 0 | 189.3877 |  | -367.9957 | #DIV/0! | #DIV/0! | 49.5 | 3 | #DIV/0! | 1 | #DIV/0! | #DIV/0! |  |  | 1
0 | 0 | 0 | 0 | 1 | 1 | 16:44 | 5580 |  | 388.6471 | 189.5923 | 189.5923 | 49.8789 | 49.8789 | 3.5527e-16 | 0 | 189.5923 |  | -367.7911 | #DIV/0! | #DIV/0! | 49.5 | 3 | #DIV/0! | 1 | #DIV/0! | #DIV/0! |  |  | 1
0 | 0 | 0 | 0 | 1 | 1 | 16:44 | 5584 |  | 388.4425 | 189.797 | 189.797 | 49.8789 | 49.8789 | 3.5527e-16 | 0 | 189.797 |  | -367.5864 | #DIV/0! | #DIV/0! | 49.5 | 3 | #DIV/0! | 1 | #DIV/0! | #DIV/0! |  |  | 1
0 | 0 | 0 | 0 | 1 | 1 | 16:44 | 5588 |  | 388.2378 | 190.0017 | 190.0017 | 49.8789 | 49.8789 | 3.5527e-16 | 0 | 190.0017 |  | -367.3817 | #DIV/0! | #DIV/0! | 49.5 | 3 | #DIV/0! | 1 | #DIV/0! | #DIV/0! |  |  | 1
0 | 0 | 0 | 0 | 1 | 1 | 16:44 | 5592 |  | 388.0331 | 190.2063 | 190.2063 | 49.8789 | 49.8789 | 3.5527e-16 | 0 | 190.2063 |  | -367.1771 | #DIV/0! | #DIV/0! | 49.5 | 3 | #DIV/0! | 1 | #DIV/0! | #DIV/0! |  |  | 1
0 | 0 | 0 | 0 | 1 | 1 | 16:44 | 5596 |  | 387.8285 | 190.411 | 190.411 | 49.8789 | 49.8789 | 3.5527e-16 | 0 | 190.411 |  | -366.9724 | #DIV/0! | #DIV/0! | 49.5 | 3 | #DIV/0! | 1 | #DIV/0! | #DIV/0! |  |  | 1
0 | 0 | 0 | 0 | 1 | 1 | 16:44 | 5600 |  | 387.6238 | 190.6157 | 190.6157 | 49.8789 | 49.8789 | 3.5527e-16 | 0 | 190.6157 |  | -366.7677 | #DIV/0! | #DIV/0! | 49.5 | 3 | #DIV/0! | 1 | #DIV/0! | #DIV/0! |  |  | 1
0 | 0 | 0 | 0 | 1 | 1 | 16:44 | 5604 |  | 387.4191 | 190.8203 | 190.8203 | 49.8789 | 49.8789 | 3.5527e-16 | 0 | 190.8203 |  | -366.5631 | #DIV/0! | #DIV/0! | 49.5 | 3 | #DIV/0! | 1 | #DIV/0! | #DIV/0! |  |  | 1
0 | 0 | 0 | 0 | 1 | 1 | 16:44 | 5608 |  | 387.2145 | 191.025 | 191.025 | 49.8789 | 49.8789 | 3.5527e-16 | 0 | 191.025 |  | -366.3584 | #DIV/0! | #DIV/0! | 49.5 | 3 | #DIV/0! | 1 | #DIV/0! | #DIV/0! |  |  | 1
0 | 0 | 0 | 0 | 1 | 1 | 16:44 | 5612 |  | 387.0098 | 191.2297 | 191.2297 | 49.8789 | 49.8789 | 3.5527e-16 | 0 | 191.2297 |  | -366.1537 | #DIV/0! | #DIV/0! | 49.5 | 3 | #DIV/0! | 1 | #DIV/0! | #DIV/0! |  |  | 1
0 | 0 | 0 | 0 | 1 | 1 | 16:44 | 5616 |  | 386.8052 | 191.4343 | 191.4343 | 49.8789 | 49.8789 | 3.5527e-16 | 0 | 191.4343 |  | -365.9491 | #DIV/0! | #DIV/0! | 49.5 | 3 | #DIV/0! | 1 | #DIV/0! | #DIV/0! |  |  | 1
0 | 0 | 0 | 0 | 1 | 1 | 16:44 | 5620 |  | 386.6005 | 191.639 | 191.639 | 49.8789 | 49.8789 | 3.5527e-16 | 0 | 191.639 |  | -365.7444 | #DIV/0! | #DIV/0! | 49.5 | 3 | #DIV/0! | 1 | #DIV/0! | #DIV/0! |  |  | 1
0 | 0 | 0 | 0 | 1 | 1 | 16:44 | 5624 |  | 386.3958 | 191.8437 | 191.8437 | 49.8789 | 49.8789 | 3.5527e-16 | 0 | 191.8437 |  | -365.5397 | #DIV/0! | #DIV/0! | 49.5 | 3 | #DIV/0! | 1 | #DIV/0! | #DIV/0! |  |  | 1
0 | 0 | 0 | 0 | 1 | 1 | 16:44 | 5628 |  | 386.1912 | 192.0483 | 192.0483 | 49.8789 | 49.8789 | 3.5527e-16 | 0 | 192.0483 |  | -365.3351 | #DIV/0! | #DIV/0! | 49.5 | 3 | #DIV/0! | 1 | #DIV/0! | #DIV/0! |  |  | 1
0 | 0 | 0 | 0 | 1 | 1 | 16:44 | 5632 |  | 385.9865 | 192.253 | 192.253 | 49.8789 | 49.8789 | 3.5527e-16 | 0 | 192.253 |  | -365.1304 | #DIV/0! | #DIV/0! | 49.5 | 3 | #DIV/0! | 1 | #DIV/0! | #DIV/0! |  |  | 1
0 | 0 | 0 | 0 | 1 | 1 | 16:45 | 5636 |  | 385.7818 | 192.4577 | 192.4577 | 49.8789 | 49.8789 | 3.5527e-16 | 0 | 192.4577 |  | -364.9257 | #DIV/0! | #DIV/0! | 49.5 | 3 | #DIV/0! | 1 | #DIV/0! | #DIV/0! |  |  | 1
0 | 0 | 0 | 0 | 1 | 1 | 16:45 | 5640 |  | 385.5772 | 192.6623 | 192.6623 | 49.8789 | 49.8789 | 3.5527e-16 | 0 | 192.6623 |  | -364.7211 | #DIV/0! | #DIV/0! | 49.5 | 3 | #DIV/0! | 1 | #DIV/0! | #DIV/0! |  |  | 1
0 | 0 | 0 | 0 | 1 | 1 | 16:45 | 5644 |  | 385.3725 | 192.867 | 192.867 | 49.8789 | 49.8789 | 3.5527e-16 | 0 | 192.867 |  | -364.5164 | #DIV/0! | #DIV/0! | 49.5 | 3 | #DIV/0! | 1 | #DIV/0! | #DIV/0! |  |  | 1
0 | 0 | 0 | 0 | 1 | 1 | 16:45 | 5648 |  | 385.1678 | 193.0717 | 193.0717 | 49.8789 | 49.8789 | 3.5527e-16 | 0 | 193.0717 |  | -364.3117 | #DIV/0! | #DIV/0! | 49.5 | 3 | #DIV/0! | 1 | #DIV/0! | #DIV/0! |  |  | 1
0 | 0 | 0 | 0 | 1 | 1 | 16:45 | 5652 |  | 384.9632 | 193.2763 | 193.2763 | 49.8789 | 49.8789 | 3.5527e-16 | 0 | 193.2763 |  | -364.1071 | #DIV/0! | #DIV/0! | 49.5 | 3 | #DIV/0! | 1 | #DIV/0! | #DIV/0! |  |  | 1
0 | 0 | 0 | 0 | 1 | 1 | 16:45 | 5656 |  | 384.7585 | 193.481 | 193.481 | 49.8789 | 49.8789 | 3.5527e-16 | 0 | 193.481 |  | -363.9024 | #DIV/0! | #DIV/0! | 49.5 | 3 | #DIV/0! | 1 | #DIV/0! | #DIV/0! |  |  | 1
0 | 0 | 0 | 0 | 1 | 1 | 16:45 | 5660 |  | 384.5538 | 193.6857 | 193.6857 | 49.8789 | 49.8789 | 3.5527e-16 | 0 | 193.6857 |  | -363.6977 | #DIV/0! | #DIV/0! | 49.5 | 3 | #DIV/0! | 1 | #DIV/0! | #DIV/0! |  |  | 1
0 | 0 | 0 | 0 | 1 | 1 | 16:45 | 5664 |  | 384.3492 | 193.8903 | 193.8903 | 49.8789 | 49.8789 | 3.5527e-16 | 0 | 193.8903 |  | -363.4931 | #DIV/0! | #DIV/0! | 49.5 | 3 | #DIV/0! | 1 | #DIV/0! | #DIV/0! |  |  | 1
0 | 0 | 0 | 0 | 1 | 1 | 16:45 | 5668 |  | 384.1445 | 194.095 | 194.095 | 49.8789 | 49.8789 | 3.5527e-16 | 0 | 194.095 |  | -363.2884 | #DIV/0! | #DIV/0! | 49.5 | 3 | #DIV/0! | 1 | #DIV/0! | #DIV/0! |  |  | 1
0 | 0 | 0 | 0 | 1 | 1 | 16:45 | 5672 |  | 383.9398 | 194.2997 | 194.2997 | 49.8789 | 49.8789 | 3.5527e-16 | 0 | 194.2997 |  | -363.0837 | #DIV/0! | #DIV/0! | 49.5 | 3 | #DIV/0! | 1 | #DIV/0! | #DIV/0! |  |  | 1
0 | 0 | 0 | 0 | 1 | 1 | 16:45 | 5676 |  | 383.7352 | 194.5043 | 194.5043 | 49.8789 | 49.8789 | 3.5527e-16 | 0 | 194.5043 |  | -362.8791 | #DIV/0! | #DIV/0! | 49.5 | 3 | #DIV/0! | 1 | #DIV/0! | #DIV/0! |  |  | 1
0 | 0 | 0 | 0 | 1 | 1 | 16:45 | 5680 |  | 383.5305 | 194.709 | 194.709 | 49.8789 | 49.8789 | 3.5527e-16 | 0 | 194.709 |  | -362.6744 | #DIV/0! | #DIV/0! | 49.5 | 3 | #DIV/0! | 1 | #DIV/0! | #DIV/0! |  |  | 1
0 | 0 | 0 | 0 | 1 | 1 | 16:45 | 5684 |  | 383.3258 | 194.9137 | 194.9137 | 49.8789 | 49.8789 | 3.5527e-16 | 0 | 194.9137 |  | -362.4697 | #DIV/0! | #DIV/0! | 49.5 | 3 | #DIV/0! | 1 | #DIV/0! | #DIV/0! |  |  | 1
0 | 0 | 0 | 0 | 1 | 1 | 16:45 | 5688 |  | 383.1212 | 195.1183 | 195.1183 | 49.8789 | 49.8789 | 3.5527e-16 | 0 | 195.1183 |  | -362.2651 | #DIV/0! | #DIV/0! | 49.5 | 3 | #DIV/0! | 1 | #DIV/0! | #DIV/0! |  |  | 1
0 | 0 | 0 | 0 | 1 | 1 | 16:45 | 5692 |  | 382.9165 | 195.323 | 195.323 | 49.8789 | 49.8789 | 3.5527e-16 | 0 | 195.323 |  | -362.0604 | #DIV/0! | #DIV/0! | 49.5 | 3 | #DIV/0! | 1 | #DIV/0! | #DIV/0! |  |  | 1
0 | 0 | 0 | 0 | 1 | 1 | 16:46 | 5696 |  | 382.7118 | 195.5277 | 195.5277 | 49.8789 | 49.8789 | 3.5527e-16 | 0 | 195.5277 |  | -361.8557 | #DIV/0! | #DIV/0! | 49.5 | 3 | #DIV/0! | 1 | #DIV/0! | #DIV/0! |  |  | 1
0 | 0 | 0 | 0 | 1 | 1 | 16:46 | 5700 |  | 382.5072 | 195.7323 | 195.7323 | 49.8789 | 49.8789 | 3.5527e-16 | 0 | 195.7323 |  | -361.6511 | #DIV/0! | #DIV/0! | 49.5 | 3 | #DIV/0! | 1 | #DIV/0! | #DIV/0! |  |  | 1
0 | 0 | 0 | 0 | 1 | 1 | 16:46 | 5704 |  | 382.3025 | 195.937 | 195.937 | 49.8789 | 49.8789 | 3.5527e-16 | 0 | 195.937 |  | -361.4464 | #DIV/0! | #DIV/0! | 49.5 | 3 | #DIV/0! | 1 | #DIV/0! | #DIV/0! |  |  | 1
0 | 0 | 0 | 0 | 1 | 1 | 16:46 | 5708 |  | 382.0978 | 196.1417 | 196.1417 | 49.8789 | 49.8789 | 3.5527e-16 | 0 | 196.1417 |  | -361.2417 | #DIV/0! | #DIV/0! | 49.5 | 3 | #DIV/0! | 1 | #DIV/0! | #DIV/0! |  |  | 1
0 | 0 | 0 | 0 | 1 | 1 | 16:46 | 5712 |  | 381.8932 | 196.3463 | 196.3463 | 49.8789 | 49.8789 | 3.5527e-16 | 0 | 196.3463 |  | -361.0371 | #DIV/0! | #DIV/0! | 49.5 | 3 | #DIV/0! | 1 | #DIV/0! | #DIV/0! |  |  | 1
0 | 0 | 0 | 0 | 1 | 1 | 16:46 | 5716 |  | 381.6885 | 196.551 | 196.551 | 49.8789 | 49.8789 | 3.5527e-16 | 0 | 196.551 |  | -360.8324 | #DIV/0! | #DIV/0! | 49.5 | 3 | #DIV/0! | 1 | #DIV/0! | #DIV/0! |  |  | 1
0 | 0 | 0 | 0 | 1 | 1 | 16:46 | 5720 |  | 381.4838 | 196.7557 | 196.7557 | 49.8789 | 49.8789 | 3.5527e-16 | 0 | 196.7557 |  | -360.6277 | #DIV/0! | #DIV/0! | 49.5 | 3 | #DIV/0! | 1 | #DIV/0! | #DIV/0! |  |  | 1
0 | 0 | 0 | 0 | 1 | 1 | 16:46 | 5724 |  | 381.2792 | 196.9603 | 196.9603 | 49.8789 | 49.8789 | 3.5527e-16 | 0 | 196.9603 |  | -360.4231 | #DIV/0! | #DIV/0! | 49.5 | 3 | #DIV/0! | 1 | #DIV/0! | #DIV/0! |  |  | 1
0 | 0 | 0 | 0 | 1 | 1 | 16:46 | 5728 |  | 381.0745 | 197.165 | 197.165 | 49.8789 | 49.8789 | 3.5527e-16 | 0 | 197.165 |  | -360.2184 | #DIV/0! | #DIV/0! | 49.5 | 3 | #DIV/0! | 1 | #DIV/0! | #DIV/0! |  |  | 1
0 | 0 | 0 | 0 | 1 | 1 | 16:46 | 5732 |  | 380.8698 | 197.3697 | 197.3697 | 49.8789 | 49.8789 | 3.5527e-16 | 0 | 197.3697 |  | -360.0137 | #DIV/0! | #DIV/0! | 49.5 | 3 | #DIV/0! | 1 | #DIV/0! | #DIV/0! |  |  | 1
0 | 0 | 0 | 0 | 1 | 1 | 16:46 | 5736 |  | 380.6652 | 197.5743 | 197.5743 | 49.8789 | 49.8789 | 3.5527e-16 | 0 | 197.5743 |  | -359.8091 | #DIV/0! | #DIV/0! | 49.5 | 3 | #DIV/0! | 1 | #DIV/0! | #DIV/0! |  |  | 1
0 | 0 | 0 | 0 | 1 | 1 | 16:46 | 5740 |  | 380.4605 | 197.779 | 197.779 | 49.8789 | 49.8789 | 3.5527e-16 | 0 | 197.779 |  | -359.6044 | #DIV/0! | #DIV/0! | 49.5 | 3 | #DIV/0! | 1 | #DIV/0! | #DIV/0! |  |  | 1
0 | 0 | 0 | 0 | 1 | 1 | 16:46 | 5744 |  | 380.2558 | 197.9837 | 197.9837 | 49.8789 | 49.8789 | 3.5527e-16 | 0 | 197.9837 |  | -359.3997 | #DIV/0! | #DIV/0! | 49.5 | 3 | #DIV/0! | 1 | #DIV/0! | #DIV/0! |  |  | 1
0 | 0 | 0 | 0 | 1 | 1 | 16:46 | 5748 |  | 380.0512 | 198.1883 | 198.1883 | 49.8789 | 49.8789 | 3.5527e-16 | 0 | 198.1883 |  | -359.1951 | #DIV/0! | #DIV/0! | 49.5 | 3 | #DIV/0! | 1 | #DIV/0! | #DIV/0! |  |  | 1
0 | 0 | 0 | 0 | 1 | 1 | 16:46 | 5752 |  | 379.8465 | 198.393 | 198.393 | 49.8789 | 49.8789 | 3.5527e-16 | 0 | 198.393 |  | -358.9904 | #DIV/0! | #DIV/0! | 49.5 | 3 | #DIV/0! | 1 | #DIV/0! | #DIV/0! |  |  | 1
0 | 0 | 0 | 0 | 1 | 1 | 16:47 | 5756 |  | 379.6418 | 198.5977 | 198.5977 | 49.8789 | 49.8789 | 3.5527e-16 | 0 | 198.5977 |  | -358.7857 | #DIV/0! | #DIV/0! | 49.5 | 3 | #DIV/0! | 1 | #DIV/0! | #DIV/0! |  |  | 1
0 | 0 | 0 | 0 | 1 | 1 | 16:47 | 5760 |  | 379.4372 | 198.8023 | 198.8023 | 49.8789 | 49.8789 | 3.5527e-16 | 0 | 198.8023 |  | -358.5811 | #DIV/0! | #DIV/0! | 49.5 | 3 | #DIV/0! | 1 | #DIV/0! | #DIV/0! |  |  | 1
0 | 0 | 0 | 0 | 1 | 1 | 16:47 | 5764 |  | 379.2325 | 199.007 | 199.007 | 49.8789 | 49.8789 | 3.5527e-16 | 0 | 199.007 |  | -358.3764 | #DIV/0! | #DIV/0! | 49.5 | 3 | #DIV/0! | 1 | #DIV/0! | #DIV/0! |  |  | 1
0 | 0 | 0 | 0 | 1 | 1 | 16:47 | 5768 |  | 379.0278 | 199.2117 | 199.2117 | 49.8789 | 49.8789 | 3.5527e-16 | 0 | 199.2117 |  | -358.1717 | #DIV/0! | #DIV/0! | 49.5 | 3 | #DIV/0! | 1 | #DIV/0! | #DIV/0! |  |  | 1
0 | 0 | 0 | 0 | 1 | 1 | 16:47 | 5772 |  | 378.8232 | 199.4163 | 199.4163 | 49.8789 | 49.8789 | 3.5527e-16 | 0 | 199.4163 |  | -357.9671 | #DIV/0! | #DIV/0! | 49.5 | 3 | #DIV/0! | 1 | #DIV/0! | #DIV/0! |  |  | 1
0 | 0 | 0 | 0 | 1 | 1 | 16:47 | 5776 |  | 378.6185 | 199.621 | 199.621 | 49.8789 | 49.8789 | 3.5527e-16 | 0 | 199.621 |  | -357.7624 | #DIV/0! | #DIV/0! | 49.5 | 3 | #DIV/0! | 1 | #DIV/0! | #DIV/0! |  |  | 1
0 | 0 | 0 | 0 | 1 | 1 | 16:47 | 5780 |  | 378.4138 | 199.8257 | 199.8257 | 49.8789 | 49.8789 | 3.5527e-16 | 0 | 199.8257 |  | -357.5577 | #DIV/0! | #DIV/0! | 49.5 | 3 | #DIV/0! | 1 | #DIV/0! | #DIV/0! |  |  | 1
0 | 0 | 0 | 0 | 1 | 1 | 16:47 | 5784 |  | 378.2092 | 200.0303 | 200.0303 | 49.8789 | 49.8789 | 3.5527e-16 | 0 | 200.0303 |  | -357.3531 | #DIV/0! | #DIV/0! | 49.5 | 3 | #DIV/0! | 1 | #DIV/0! | #DIV/0! |  |  | 1
0 | 0 | 0 | 0 | 1 | 1 | 16:47 | 5788 |  | 378.0045 | 200.235 | 200.235 | 49.8789 | 49.8789 | 3.5527e-16 | 0 | 200.235 |  | -357.1484 | #DIV/0! | #DIV/0! | 49.5 | 3 | #DIV/0! | 1 | #DIV/0! | #DIV/0! |  |  | 1
0 | 0 | 0 | 0 | 1 | 1 | 16:47 | 5792 |  | 377.7998 | 200.4397 | 200.4397 | 49.8789 | 49.8789 | 3.5527e-16 | 0 | 200.4397 |  | -356.9437 | #DIV/0! | #DIV/0! | 49.5 | 3 | #DIV/0! | 1 | #DIV/0! | #DIV/0! |  |  | 1
0 | 0 | 0 | 0 | 1 | 1 | 16:47 | 5796 |  | 377.5952 | 200.6443 | 200.6443 | 49.8789 | 49.8789 | 3.5527e-16 | 0 | 200.6443 |  | -356.7391 | #DIV/0! | #DIV/0! | 49.5 | 3 | #DIV/0! | 1 | #DIV/0! | #DIV/0! |  |  | 1
0 | 0 | 0 | 0 | 1 | 1 | 16:47 | 5800 |  | 377.3905 | 200.849 | 200.849 | 49.8789 | 49.8789 | 3.5527e-16 | 0 | 200.849 |  | -356.5344 | #DIV/0! | #DIV/0! | 49.5 | 3 | #DIV/0! | 1 | #DIV/0! | #DIV/0! |  |  | 1
0 | 0 | 0 | 0 | 1 | 1 | 16:47 | 5804 |  | 377.1858 | 201.0537 | 201.0537 | 49.8789 | 49.8789 | 3.5527e-16 | 0 | 201.0537 |  | -356.3297 | #DIV/0! | #DIV/0! | 49.5 | 3 | #DIV/0! | 1 | #DIV/0! | #DIV/0! |  |  | 1
0 | 0 | 0 | 0 | 1 | 1 | 16:47 | 5808 |  | 376.9812 | 201.2583 | 201.2583 | 49.8789 | 49.8789 | 3.5527e-16 | 0 | 201.2583 |  | -356.1251 | #DIV/0! | #DIV/0! | 49.5 | 3 | #DIV/0! | 1 | #DIV/0! | #DIV/0! |  |  | 1
0 | 0 | 0 | 0 | 1 | 1 | 16:47 | 5812 |  | 376.7765 | 201.463 | 201.463 | 49.8789 | 49.8789 | 3.5527e-16 | 0 | 201.463 |  | -355.9204 | #DIV/0! | #DIV/0! | 49.5 | 3 | #DIV/0! | 1 | #DIV/0! | #DIV/0! |  |  | 1
0 | 0 | 0 | 0 | 1 | 1 | 16:48 | 5816 |  | 376.5718 | 201.6677 | 201.6677 | 49.8789 | 49.8789 | 3.5527e-16 | 0 | 201.6677 |  | -355.7157 | #DIV/0! | #DIV/0! | 49.5 | 3 | #DIV/0! | 1 | #DIV/0! | #DIV/0! |  |  | 1
0 | 0 | 0 | 0 | 1 | 1 | 16:48 | 5820 |  | 376.3672 | 201.8723 | 201.8723 | 49.8789 | 49.8789 | 3.5527e-16 | 0 | 201.8723 |  | -355.5111 | #DIV/0! | #DIV/0! | 49.5 | 3 | #DIV/0! | 1 | #DIV/0! | #DIV/0! |  |  | 1
0 | 0 | 0 | 0 | 1 | 1 | 16:48 | 5824 |  | 376.1625 | 202.077 | 202.077 | 49.8789 | 49.8789 | 3.5527e-16 | 0 | 202.077 |  | -355.3064 | #DIV/0! | #DIV/0! | 49.5 | 3 | #DIV/0! | 1 | #DIV/0! | #DIV/0! |  |  | 1
0 | 0 | 0 | 0 | 1 | 1 | 16:48 | 5828 |  | 375.9578 | 202.2817 | 202.2817 | 49.8789 | 49.8789 | 3.5527e-16 | 0 | 202.2817 |  | -355.1017 | #DIV/0! | #DIV/0! | 49.5 | 3 | #DIV/0! | 1 | #DIV/0! | #DIV/0! |  |  | 1
0 | 0 | 0 | 0 | 1 | 1 | 16:48 | 5832 |  | 375.7532 | 202.4863 | 202.4863 | 49.8789 | 49.8789 | 3.5527e-16 | 0 | 202.4863 |  | -354.8971 | #DIV/0! | #DIV/0! | 49.5 | 3 | #DIV/0! | 1 | #DIV/0! | #DIV/0! |  |  | 1
0 | 0 | 0 | 0 | 1 | 1 | 16:48 | 5836 |  | 375.5485 | 202.691 | 202.691 | 49.8789 | 49.8789 | 3.5527e-16 | 0 | 202.691 |  | -354.6924 | #DIV/0! | #DIV/0! | 49.5 | 3 | #DIV/0! | 1 | #DIV/0! | #DIV/0! |  |  | 1
0 | 0 | 0 | 0 | 1 | 1 | 16:48 | 5840 |  | 375.3438 | 202.8957 | 202.8957 | 49.8789 | 49.8789 | 3.5527e-16 | 0 | 202.8957 |  | -354.4877 | #DIV/0! | #DIV/0! | 49.5 | 3 | #DIV/0! | 1 | #DIV/0! | #DIV/0! |  |  | 1
0 | 0 | 0 | 0 | 1 | 1 | 16:48 | 5844 |  | 375.1392 | 203.1003 | 203.1003 | 49.8789 | 49.8789 | 3.5527e-16 | 0 | 203.1003 |  | -354.2831 | #DIV/0! | #DIV/0! | 49.5 | 3 | #DIV/0! | 1 | #DIV/0! | #DIV/0! |  |  | 1
0 | 0 | 0 | 0 | 1 | 1 | 16:48 | 5848 |  | 374.9345 | 203.305 | 203.305 | 49.8789 | 49.8789 | 3.5527e-16 | 0 | 203.305 |  | -354.0784 | #DIV/0! | #DIV/0! | 49.5 | 3 | #DIV/0! | 1 | #DIV/0! | #DIV/0! |  |  | 1
0 | 0 | 0 | 0 | 1 | 1 | 16:48 | 5852 |  | 374.7298 | 203.5097 | 203.5097 | 49.8789 | 49.8789 | 3.5527e-16 | 0 | 203.5097 |  | -353.8737 | #DIV/0! | #DIV/0! | 49.5 | 3 | #DIV/0! | 1 | #DIV/0! | #DIV/0! |  |  | 1
0 | 0 | 0 | 0 | 1 | 1 | 16:48 | 5856 |  | 374.5252 | 203.7143 | 203.7143 | 49.8789 | 49.8789 | 3.5527e-16 | 0 | 203.7143 |  | -353.6691 | #DIV/0! | #DIV/0! | 49.5 | 3 | #DIV/0! | 1 | #DIV/0! | #DIV/0! |  |  | 1
0 | 0 | 0 | 0 | 1 | 1 | 16:48 | 5860 |  | 374.3205 | 203.919 | 203.919 | 49.8789 | 49.8789 | 3.5527e-16 | 0 | 203.919 |  | -353.4644 | #DIV/0! | #DIV/0! | 49.5 | 3 | #DIV/0! | 1 | #DIV/0! | #DIV/0! |  |  | 1
0 | 0 | 0 | 0 | 1 | 1 | 16:48 | 5864 |  | 374.1158 | 204.1237 | 204.1237 | 49.8789 | 49.8789 | 3.5527e-16 | 0 | 204.1237 |  | -353.2597 | #DIV/0! | #DIV/0! | 49.5 | 3 | #DIV/0! | 1 | #DIV/0! | #DIV/0! |  |  | 1
0 | 0 | 0 | 0 | 1 | 1 | 16:48 | 5868 |  | 373.9112 | 204.3283 | 204.3283 | 49.8789 | 49.8789 | 3.5527e-16 | 0 | 204.3283 |  | -353.0551 | #DIV/0! | #DIV/0! | 49.5 | 3 | #DIV/0! | 1 | #DIV/0! | #DIV/0! |  |  | 1
0 | 0 | 0 | 0 | 1 | 1 | 16:48 | 5872 |  | 373.7065 | 204.533 | 204.533 | 49.8789 | 49.8789 | 3.5527e-16 | 0 | 204.533 |  | -352.8504 | #DIV/0! | #DIV/0! | 49.5 | 3 | #DIV/0! | 1 | #DIV/0! | #DIV/0! |  |  | 1
0 | 0 | 0 | 0 | 1 | 1 | 16:49 | 5876 |  | 373.5018 | 204.7377 | 204.7377 | 49.8789 | 49.8789 | 3.5527e-16 | 0 | 204.7377 |  | -352.6457 | #DIV/0! | #DIV/0! | 49.5 | 3 | #DIV/0! | 1 | #DIV/0! | #DIV/0! |  |  | 1
0 | 0 | 0 | 0 | 1 | 1 | 16:49 | 5880 |  | 373.2972 | 204.9423 | 204.9423 | 49.8789 | 49.8789 | 3.5527e-16 | 0 | 204.9423 |  | -352.4411 | #DIV/0! | #DIV/0! | 49.5 | 3 | #DIV/0! | 1 | #DIV/0! | #DIV/0! |  |  | 1
0 | 0 | 0 | 0 | 1 | 1 | 16:49 | 5884 |  | 373.0925 | 205.147 | 205.147 | 49.8789 | 49.8789 | 3.5527e-16 | 0 | 205.147 |  | -352.2364 | #DIV/0! | #DIV/0! | 49.5 | 3 | #DIV/0! | 1 | #DIV/0! | #DIV/0! |  |  | 1
0 | 0 | 0 | 0 | 1 | 1 | 16:49 | 5888 |  | 372.8878 | 205.3517 | 205.3517 | 49.8789 | 49.8789 | 3.5527e-16 | 0 | 205.3517 |  | -352.0317 | #DIV/0! | #DIV/0! | 49.5 | 3 | #DIV/0! | 1 | #DIV/0! | #DIV/0! |  |  | 1
0 | 0 | 0 | 0 | 1 | 1 | 16:49 | 5892 |  | 372.6832 | 205.5563 | 205.5563 | 49.8789 | 49.8789 | 3.5527e-16 | 0 | 205.5563 |  | -351.8271 | #DIV/0! | #DIV/0! | 49.5 | 3 | #DIV/0! | 1 | #DIV/0! | #DIV/0! |  |  | 1
0 | 0 | 0 | 0 | 1 | 1 | 16:49 | 5896 |  | 372.4785 | 205.761 | 205.761 | 49.8789 | 49.8789 | 3.5527e-16 | 0 | 205.761 |  | -351.6224 | #DIV/0! | #DIV/0! | 49.5 | 3 | #DIV/0! | 1 | #DIV/0! | #DIV/0! |  |  | 1
0 | 0 | 0 | 0 | 1 | 1 | 16:49 | 5900 |  | 372.2738 | 205.9657 | 205.9657 | 49.8789 | 49.8789 | 3.5527e-16 | 0 | 205.9657 |  | -351.4177 | #DIV/0! | #DIV/0! | 49.5 | 3 | #DIV/0! | 1 | #DIV/0! | #DIV/0! |  |  | 1
0 | 0 | 0 | 0 | 1 | 1 | 16:49 | 5904 |  | 372.0692 | 206.1703 | 206.1703 | 49.8789 | 49.8789 | 3.5527e-16 | 0 | 206.1703 |  | -351.2131 | #DIV/0! | #DIV/0! | 49.5 | 3 | #DIV/0! | 1 | #DIV/0! | #DIV/0! |  |  | 1
0 | 0 | 0 | 0 | 1 | 1 | 16:49 | 5908 |  | 371.8645 | 206.375 | 206.375 | 49.8789 | 49.8789 | 3.5527e-16 | 0 | 206.375 |  | -351.0084 | #DIV/0! | #DIV/0! | 49.5 | 3 | #DIV/0! | 1 | #DIV/0! | #DIV/0! |  |  | 1
0 | 0 | 0 | 0 | 1 | 1 | 16:49 | 5912 |  | 371.6598 | 206.5797 | 206.5797 | 49.8789 | 49.8789 | 3.5527e-16 | 0 | 206.5797 |  | -350.8037 | #DIV/0! | #DIV/0! | 49.5 | 3 | #DIV/0! | 1 | #DIV/0! | #DIV/0! |  |  | 1
0 | 0 | 0 | 0 | 1 | 1 | 16:49 | 5916 |  | 371.4552 | 206.7843 | 206.7843 | 49.8789 | 49.8789 | 3.5527e-16 | 0 | 206.7843 |  | -350.5991 | #DIV/0! | #DIV/0! | 49.5 | 3 | #DIV/0! | 1 | #DIV/0! | #DIV/0! |  |  | 1
0 | 0 | 0 | 0 | 1 | 1 | 16:49 | 5920 |  | 371.2505 | 206.989 | 206.989 | 49.8789 | 49.8789 | 3.5527e-16 | 0 | 206.989 |  | -350.3944 | #DIV/0! | #DIV/0! | 49.5 | 3 | #DIV/0! | 1 | #DIV/0! | #DIV/0! |  |  | 1
0 | 0 | 0 | 0 | 1 | 1 | 16:49 | 5924 |  | 371.0458 | 207.1937 | 207.1937 | 49.8789 | 49.8789 | 3.5527e-16 | 0 | 207.1937 |  | -350.1897 | #DIV/0! | #DIV/0! | 49.5 | 3 | #DIV/0! | 1 | #DIV/0! | #DIV/0! |  |  | 1
0 | 0 | 0 | 0 | 1 | 1 | 16:49 | 5928 |  | 370.8412 | 207.3983 | 207.3983 | 49.8789 | 49.8789 | 3.5527e-16 | 0 | 207.3983 |  | -349.9851 | #DIV/0! | #DIV/0! | 49.5 | 3 | #DIV/0! | 1 | #DIV/0! | #DIV/0! |  |  | 1
0 | 0 | 0 | 0 | 1 | 1 | 16:49 | 5932 |  | 370.6365 | 207.603 | 207.603 | 49.8789 | 49.8789 | 3.5527e-16 | 0 | 207.603 |  | -349.7804 | #DIV/0! | #DIV/0! | 49.5 | 3 | #DIV/0! | 1 | #DIV/0! | #DIV/0! |  |  | 1
0 | 0 | 0 | 0 | 1 | 1 | 16:50 | 5936 |  | 370.4318 | 207.8077 | 207.8077 | 49.8789 | 49.8789 | 3.5527e-16 | 0 | 207.8077 |  | -349.5757 | #DIV/0! | #DIV/0! | 49.5 | 3 | #DIV/0! | 1 | #DIV/0! | #DIV/0! |  |  | 1
0 | 0 | 0 | 0 | 1 | 1 | 16:50 | 5940 |  | 370.2272 | 208.0123 | 208.0123 | 49.8789 | 49.8789 | 3.5527e-16 | 0 | 208.0123 |  | -349.3711 | #DIV/0! | #DIV/0! | 49.5 | 3 | #DIV/0! | 1 | #DIV/0! | #DIV/0! |  |  | 1
0 | 0 | 0 | 0 | 1 | 1 | 16:50 | 5944 |  | 370.0225 | 208.217 | 208.217 | 49.8789 | 49.8789 | 3.5527e-16 | 0 | 208.217 |  | -349.1664 | #DIV/0! | #DIV/0! | 49.5 | 3 | #DIV/0! | 1 | #DIV/0! | #DIV/0! |  |  | 1
0 | 0 | 0 | 0 | 1 | 1 | 16:50 | 5948 |  | 369.8178 | 208.4217 | 208.4217 | 49.8789 | 49.8789 | 3.5527e-16 | 0 | 208.4217 |  | -348.9617 | #DIV/0! | #DIV/0! | 49.5 | 3 | #DIV/0! | 1 | #DIV/0! | #DIV/0! |  |  | 1
0 | 0 | 0 | 0 | 1 | 1 | 16:50 | 5952 |  | 369.6132 | 208.6263 | 208.6263 | 49.8789 | 49.8789 | 3.5527e-16 | 0 | 208.6263 |  | -348.7571 | #DIV/0! | #DIV/0! | 49.5 | 3 | #DIV/0! | 1 | #DIV/0! | #DIV/0! |  |  | 1
0 | 0 | 0 | 0 | 1 | 1 | 16:50 | 5956 |  | 369.4085 | 208.831 | 208.831 | 49.8789 | 49.8789 | 3.5527e-16 | 0 | 208.831 |  | -348.5524 | #DIV/0! | #DIV/0! | 49.5 | 3 | #DIV/0! | 1 | #DIV/0! | #DIV/0! |  |  | 1
0 | 0 | 0 | 0 | 1 | 1 | 16:50 | 5960 |  | 369.2038 | 209.0357 | 209.0357 | 49.8789 | 49.8789 | 3.5527e-16 | 0 | 209.0357 |  | -348.3477 | #DIV/0! | #DIV/0! | 49.5 | 3 | #DIV/0! | 1 | #DIV/0! | #DIV/0! |  |  | 1
0 | 0 | 0 | 0 | 1 | 1 | 16:50 | 5964 |  | 368.9992 | 209.2403 | 209.2403 | 49.8789 | 49.8789 | 3.5527e-16 | 0 | 209.2403 |  | -348.1431 | #DIV/0! | #DIV/0! | 49.5 | 3 | #DIV/0! | 1 | #DIV/0! | #DIV/0! |  |  | 1
0 | 0 | 0 | 0 | 1 | 1 | 16:50 | 5968 |  | 368.7945 | 209.445 | 209.445 | 49.8789 | 49.8789 | 3.5527e-16 | 0 | 209.445 |  | -347.9384 | #DIV/0! | #DIV/0! | 49.5 | 3 | #DIV/0! | 1 | #DIV/0! | #DIV/0! |  |  | 1
0 | 0 | 0 | 0 | 1 | 1 | 16:50 | 5972 |  | 368.5898 | 209.6497 | 209.6497 | 49.8789 | 49.8789 | 3.5527e-16 | 0 | 209.6497 |  | -347.7337 | #DIV/0! | #DIV/0! | 49.5 | 3 | #DIV/0! | 1 | #DIV/0! | #DIV/0! |  |  | 1
0 | 0 | 0 | 0 | 1 | 1 | 16:50 | 5976 |  | 368.3852 | 209.8543 | 209.8543 | 49.8789 | 49.8789 | 3.5527e-16 | 0 | 209.8543 |  | -347.5291 | #DIV/0! | #DIV/0! | 49.5 | 3 | #DIV/0! | 1 | #DIV/0! | #DIV/0! |  |  | 1
0 | 0 | 0 | 0 | 1 | 1 | 16:50 | 5980 |  | 368.1805 | 210.059 | 210.059 | 49.8789 | 49.8789 | 3.5527e-16 | 0 | 210.059 |  | -347.3244 | #DIV/0! | #DIV/0! | 49.5 | 3 | #DIV/0! | 1 | #DIV/0! | #DIV/0! |  |  | 1
0 | 0 | 0 | 0 | 1 | 1 | 16:50 | 5984 |  | 367.9758 | 210.2636 | 210.2636 | 49.8789 | 49.8789 | 3.5527e-16 | 0 | 210.2636 |  | -347.1197 | #DIV/0! | #DIV/0! | 49.5 | 3 | #DIV/0! | 1 | #DIV/0! | #DIV/0! |  |  | 1
0 | 0 | 0 | 0 | 1 | 1 | 16:50 | 5988 |  | 367.7712 | 210.4683 | 210.4683 | 49.8789 | 49.8789 | 3.5527e-16 | 0 | 210.4683 |  | -346.9151 | #DIV/0! | #DIV/0! | 49.5 | 3 | #DIV/0! | 1 | #DIV/0! | #DIV/0! |  |  | 1
0 | 0 | 0 | 0 | 1 | 1 | 16:50 | 5992 |  | 367.5665 | 210.673 | 210.673 | 49.8789 | 49.8789 | 3.5527e-16 | 0 | 210.673 |  | -346.7104 | #DIV/0! | #DIV/0! | 49.5 | 3 | #DIV/0! | 1 | #DIV/0! | #DIV/0! |  |  | 1
0 | 0 | 0 | 0 | 1 | 1 | 16:51 | 5996 |  | 367.3618 | 210.8776 | 210.8776 | 49.8789 | 49.8789 | 3.5527e-16 | 0 | 210.8776 |  | -346.5058 | #DIV/0! | #DIV/0! | 49.5 | 3 | #DIV/0! | 1 | #DIV/0! | #DIV/0! |  |  | 1
0 | 0 | 0 | 0 | 1 | 1 | 16:51 | 6000 |  | 367.1572 | 211.0823 | 211.0823 | 49.8789 | 49.8789 | 3.5527e-16 | 0 | 211.0823 |  | -346.3011 | #DIV/0! | #DIV/0! | 49.5 | 3 | #DIV/0! | 1 | #DIV/0! | #DIV/0! |  |  | 1
0 | 0 | 0 | 0 | 1 | 1 | 16:51 | 6004 |  | 366.9525 | 211.287 | 211.287 | 49.8789 | 49.8789 | 3.5527e-16 | 0 | 211.287 |  | -346.0964 | #DIV/0! | #DIV/0! | 49.5 | 3 | #DIV/0! | 1 | #DIV/0! | #DIV/0! |  |  | 1
0 | 0 | 0 | 0 | 1 | 1 | 16:51 | 6008 |  | 366.7478 | 211.4916 | 211.4916 | 49.8789 | 49.8789 | 3.5527e-16 | 0 | 211.4916 |  | -345.8918 | #DIV/0! | #DIV/0! | 49.5 | 3 | #DIV/0! | 1 | #DIV/0! | #DIV/0! |  |  | 1
0 | 0 | 0 | 0 | 1 | 1 | 16:51 | 6012 |  | 366.5432 | 211.6963 | 211.6963 | 49.8789 | 49.8789 | 3.5527e-16 | 0 | 211.6963 |  | -345.6871 | #DIV/0! | #DIV/0! | 49.5 | 3 | #DIV/0! | 1 | #DIV/0! | #DIV/0! |  |  | 1
0 | 0 | 0 | 0 | 1 | 1 | 16:51 | 6016 |  | 366.3385 | 211.901 | 211.901 | 49.8789 | 49.8789 | 3.5527e-16 | 0 | 211.901 |  | -345.4824 | #DIV/0! | #DIV/0! | 49.5 | 3 | #DIV/0! | 1 | #DIV/0! | #DIV/0! |  |  | 1
0 | 0 | 0 | 0 | 1 | 1 | 16:51 | 6020 |  | 366.1338 | 212.1056 | 212.1056 | 49.8789 | 49.8789 | 3.5527e-16 | 0 | 212.1056 |  | -345.2778 | #DIV/0! | #DIV/0! | 49.5 | 3 | #DIV/0! | 1 | #DIV/0! | #DIV/0! |  |  | 1
0 | 0 | 0 | 0 | 1 | 1 | 16:51 | 6024 |  | 365.9292 | 212.3103 | 212.3103 | 49.8789 | 49.8789 | 3.5527e-16 | 0 | 212.3103 |  | -345.0731 | #DIV/0! | #DIV/0! | 49.5 | 3 | #DIV/0! | 1 | #DIV/0! | #DIV/0! |  |  | 1
0 | 0 | 0 | 0 | 1 | 1 | 16:51 | 6028 |  | 365.7245 | 212.515 | 212.515 | 49.8789 | 49.8789 | 3.5527e-16 | 0 | 212.515 |  | -344.8684 | #DIV/0! | #DIV/0! | 49.5 | 3 | #DIV/0! | 1 | #DIV/0! | #DIV/0! |  |  | 1
0 | 0 | 0 | 0 | 1 | 1 | 16:51 | 6032 |  | 365.5198 | 212.7196 | 212.7196 | 49.8789 | 49.8789 | 3.5527e-16 | 0 | 212.7196 |  | -344.6638 | #DIV/0! | #DIV/0! | 49.5 | 3 | #DIV/0! | 1 | #DIV/0! | #DIV/0! |  |  | 1
0 | 0 | 0 | 0 | 1 | 1 | 16:51 | 6036 |  | 365.3152 | 212.9243 | 212.9243 | 49.8789 | 49.8789 | 3.5527e-16 | 0 | 212.9243 |  | -344.4591 | #DIV/0! | #DIV/0! | 49.5 | 3 | #DIV/0! | 1 | #DIV/0! | #DIV/0! |  |  | 1
0 | 0 | 0 | 0 | 1 | 1 | 16:51 | 6040 |  | 365.1105 | 213.129 | 213.129 | 49.8789 | 49.8789 | 3.5527e-16 | 0 | 213.129 |  | -344.2544 | #DIV/0! | #DIV/0! | 49.5 | 3 | #DIV/0! | 1 | #DIV/0! | #DIV/0! |  |  | 1
0 | 0 | 0 | 0 | 1 | 1 | 16:51 | 6044 |  | 364.9058 | 213.3336 | 213.3336 | 49.8789 | 49.8789 | 3.5527e-16 | 0 | 213.3336 |  | -344.0498 | #DIV/0! | #DIV/0! | 49.5 | 3 | #DIV/0! | 1 | #DIV/0! | #DIV/0! |  |  | 1
0 | 0 | 0 | 0 | 1 | 1 | 16:51 | 6048 |  | 364.7012 | 213.5383 | 213.5383 | 49.8789 | 49.8789 | 3.5527e-16 | 0 | 213.5383 |  | -343.8451 | #DIV/0! | #DIV/0! | 49.5 | 3 | #DIV/0! | 1 | #DIV/0! | #DIV/0! |  |  | 1
0 | 0 | 0 | 0 | 1 | 1 | 16:51 | 6052 |  | 364.4965 | 213.743 | 213.743 | 49.8789 | 49.8789 | 3.5527e-16 | 0 | 213.743 |  | -343.6404 | #DIV/0! | #DIV/0! | 49.5 | 3 | #DIV/0! | 1 | #DIV/0! | #DIV/0! |  |  | 1
0 | 0 | 0 | 0 | 1 | 1 | 16:52 | 6056 |  | 364.2918 | 213.9476 | 213.9476 | 49.8789 | 49.8789 | 3.5527e-16 | 0 | 213.9476 |  | -343.4358 | #DIV/0! | #DIV/0! | 49.5 | 3 | #DIV/0! | 1 | #DIV/0! | #DIV/0! |  |  | 1
0 | 0 | 0 | 0 | 1 | 1 | 16:52 | 6060 |  | 364.0872 | 214.1523 | 214.1523 | 49.8789 | 49.8789 | 3.5527e-16 | 0 | 214.1523 |  | -343.2311 | #DIV/0! | #DIV/0! | 49.5 | 3 | #DIV/0! | 1 | #DIV/0! | #DIV/0! |  |  | 1
0 | 0 | 0 | 0 | 1 | 1 | 16:52 | 6064 |  | 363.8825 | 214.357 | 214.357 | 49.8789 | 49.8789 | 3.5527e-16 | 0 | 214.357 |  | -343.0264 | #DIV/0! | #DIV/0! | 49.5 | 3 | #DIV/0! | 1 | #DIV/0! | #DIV/0! |  |  | 1
0 | 0 | 0 | 0 | 1 | 1 | 16:52 | 6068 |  | 363.6778 | 214.5616 | 214.5616 | 49.8789 | 49.8789 | 3.5527e-16 | 0 | 214.5616 |  | -342.8218 | #DIV/0! | #DIV/0! | 49.5 | 3 | #DIV/0! | 1 | #DIV/0! | #DIV/0! |  |  | 1
0 | 0 | 0 | 0 | 1 | 1 | 16:52 | 6072 |  | 363.4732 | 214.7663 | 214.7663 | 49.8789 | 49.8789 | 3.5527e-16 | 0 | 214.7663 |  | -342.6171 | #DIV/0! | #DIV/0! | 49.5 | 3 | #DIV/0! | 1 | #DIV/0! | #DIV/0! |  |  | 1
0 | 0 | 0 | 0 | 1 | 1 | 16:52 | 6076 |  | 363.2685 | 214.971 | 214.971 | 49.8789 | 49.8789 | 3.5527e-16 | 0 | 214.971 |  | -342.4124 | #DIV/0! | #DIV/0! | 49.5 | 3 | #DIV/0! | 1 | #DIV/0! | #DIV/0! |  |  | 1
0 | 0 | 0 | 0 | 1 | 1 | 16:52 | 6080 |  | 363.0638 | 215.1756 | 215.1756 | 49.8789 | 49.8789 | 3.5527e-16 | 0 | 215.1756 |  | -342.2078 | #DIV/0! | #DIV/0! | 49.5 | 3 | #DIV/0! | 1 | #DIV/0! | #DIV/0! |  |  | 1
0 | 0 | 0 | 0 | 1 | 1 | 16:52 | 6084 |  | 362.8592 | 215.3803 | 215.3803 | 49.8789 | 49.8789 | 3.5527e-16 | 0 | 215.3803 |  | -342.0031 | #DIV/0! | #DIV/0! | 49.5 | 3 | #DIV/0! | 1 | #DIV/0! | #DIV/0! |  |  | 1
0 | 0 | 0 | 0 | 1 | 1 | 16:52 | 6088 |  | 362.6545 | 215.585 | 215.585 | 49.8789 | 49.8789 | 3.5527e-16 | 0 | 215.585 |  | -341.7984 | #DIV/0! | #DIV/0! | 49.5 | 3 | #DIV/0! | 1 | #DIV/0! | #DIV/0! |  |  | 1
0 | 0 | 0 | 0 | 1 | 1 | 16:52 | 6092 |  | 362.4498 | 215.7896 | 215.7896 | 49.8789 | 49.8789 | 3.5527e-16 | 0 | 215.7896 |  | -341.5938 | #DIV/0! | #DIV/0! | 49.5 | 3 | #DIV/0! | 1 | #DIV/0! | #DIV/0! |  |  | 1
0 | 0 | 0 | 0 | 1 | 1 | 16:52 | 6096 |  | 362.2452 | 215.9943 | 215.9943 | 49.8789 | 49.8789 | 3.5527e-16 | 0 | 215.9943 |  | -341.3891 | #DIV/0! | #DIV/0! | 49.5 | 3 | #DIV/0! | 1 | #DIV/0! | #DIV/0! |  |  | 1
0 | 0 | 0 | 0 | 1 | 1 | 16:52 | 6100 |  | 362.0405 | 216.199 | 216.199 | 49.8789 | 49.8789 | 3.5527e-16 | 0 | 216.199 |  | -341.1844 | #DIV/0! | #DIV/0! | 49.5 | 3 | #DIV/0! | 1 | #DIV/0! | #DIV/0! |  |  | 1
0 | 0 | 0 | 0 | 1 | 1 | 16:52 | 6104 |  | 361.8358 | 216.4036 | 216.4036 | 49.8789 | 49.8789 | 3.5527e-16 | 0 | 216.4036 |  | -340.9798 | #DIV/0! | #DIV/0! | 49.5 | 3 | #DIV/0! | 1 | #DIV/0! | #DIV/0! |  |  | 1
0 | 0 | 0 | 0 | 1 | 1 | 16:52 | 6108 |  | 361.6312 | 216.6083 | 216.6083 | 49.8789 | 49.8789 | 3.5527e-16 | 0 | 216.6083 |  | -340.7751 | #DIV/0! | #DIV/0! | 49.5 | 3 | #DIV/0! | 1 | #DIV/0! | #DIV/0! |  |  | 1
0 | 0 | 0 | 0 | 1 | 1 | 16:52 | 6112 |  | 361.4265 | 216.813 | 216.813 | 49.8789 | 49.8789 | 3.5527e-16 | 0 | 216.813 |  | -340.5704 | #DIV/0! | #DIV/0! | 49.5 | 3 | #DIV/0! | 1 | #DIV/0! | #DIV/0! |  |  | 1
0 | 0 | 0 | 0 | 1 | 1 | 16:53 | 6116 |  | 361.2219 | 217.0176 | 217.0176 | 49.8789 | 49.8789 | 3.5527e-16 | 0 | 217.0176 |  | -340.3658 | #DIV/0! | #DIV/0! | 49.5 | 3 | #DIV/0! | 1 | #DIV/0! | #DIV/0! |  |  | 1
0 | 0 | 0 | 0 | 1 | 1 | 16:53 | 6120 |  | 361.0172 | 217.2223 | 217.2223 | 49.8789 | 49.8789 | 3.5527e-16 | 0 | 217.2223 |  | -340.1611 | #DIV/0! | #DIV/0! | 49.5 | 3 | #DIV/0! | 1 | #DIV/0! | #DIV/0! |  |  | 1
0 | 0 | 0 | 0 | 1 | 1 | 16:53 | 6124 |  | 360.8125 | 217.427 | 217.427 | 49.8789 | 49.8789 | 3.5527e-16 | 0 | 217.427 |  | -339.9564 | #DIV/0! | #DIV/0! | 49.5 | 3 | #DIV/0! | 1 | #DIV/0! | #DIV/0! |  |  | 1
0 | 0 | 0 | 0 | 1 | 1 | 16:53 | 6128 |  | 360.6079 | 217.6316 | 217.6316 | 49.8789 | 49.8789 | 3.5527e-16 | 0 | 217.6316 |  | -339.7518 | #DIV/0! | #DIV/0! | 49.5 | 3 | #DIV/0! | 1 | #DIV/0! | #DIV/0! |  |  | 1
0 | 0 | 0 | 0 | 1 | 1 | 16:53 | 6132 |  | 360.4032 | 217.8363 | 217.8363 | 49.8789 | 49.8789 | 3.5527e-16 | 0 | 217.8363 |  | -339.5471 | #DIV/0! | #DIV/0! | 49.5 | 3 | #DIV/0! | 1 | #DIV/0! | #DIV/0! |  |  | 1
0 | 0 | 0 | 0 | 1 | 1 | 16:53 | 6136 |  | 360.1985 | 218.041 | 218.041 | 49.8789 | 49.8789 | 3.5527e-16 | 0 | 218.041 |  | -339.3424 | #DIV/0! | #DIV/0! | 49.5 | 3 | #DIV/0! | 1 | #DIV/0! | #DIV/0! |  |  | 1
0 | 0 | 0 | 0 | 1 | 1 | 16:53 | 6140 |  | 359.9939 | 218.2456 | 218.2456 | 49.8789 | 49.8789 | 3.5527e-16 | 0 | 218.2456 |  | -339.1378 | #DIV/0! | #DIV/0! | 49.5 | 3 | #DIV/0! | 1 | #DIV/0! | #DIV/0! |  |  | 1
0 | 0 | 0 | 0 | 1 | 1 | 16:53 | 6144 |  | 359.7892 | 218.4503 | 218.4503 | 49.8789 | 49.8789 | 3.5527e-16 | 0 | 218.4503 |  | -338.9331 | #DIV/0! | #DIV/0! | 49.5 | 3 | #DIV/0! | 1 | #DIV/0! | #DIV/0! |  |  | 1
0 | 0 | 0 | 0 | 1 | 1 | 16:53 | 6148 |  | 359.5845 | 218.655 | 218.655 | 49.8789 | 49.8789 | 3.5527e-16 | 0 | 218.655 |  | -338.7284 | #DIV/0! | #DIV/0! | 49.5 | 3 | #DIV/0! | 1 | #DIV/0! | #DIV/0! |  |  | 1
0 | 0 | 0 | 0 | 1 | 1 | 16:53 | 6152 |  | 359.3799 | 218.8596 | 218.8596 | 49.8789 | 49.8789 | 3.5527e-16 | 0 | 218.8596 |  | -338.5238 | #DIV/0! | #DIV/0! | 49.5 | 3 | #DIV/0! | 1 | #DIV/0! | #DIV/0! |  |  | 1
0 | 0 | 0 | 0 | 1 | 1 | 16:53 | 6156 |  | 359.1752 | 219.0643 | 219.0643 | 49.8789 | 49.8789 | 3.5527e-16 | 0 | 219.0643 |  | -338.3191 | #DIV/0! | #DIV/0! | 49.5 | 3 | #DIV/0! | 1 | #DIV/0! | #DIV/0! |  |  | 1
0 | 0 | 0 | 0 | 1 | 1 | 16:53 | 6160 |  | 358.9705 | 219.269 | 219.269 | 49.8789 | 49.8789 | 3.5527e-16 | 0 | 219.269 |  | -338.1144 | #DIV/0! | #DIV/0! | 49.5 | 3 | #DIV/0! | 1 | #DIV/0! | #DIV/0! |  |  | 1
0 | 0 | 0 | 0 | 1 | 1 | 16:53 | 6164 |  | 358.7659 | 219.4736 | 219.4736 | 49.8789 | 49.8789 | 3.5527e-16 | 0 | 219.4736 |  | -337.9098 | #DIV/0! | #DIV/0! | 49.5 | 3 | #DIV/0! | 1 | #DIV/0! | #DIV/0! |  |  | 1
0 | 0 | 0 | 0 | 1 | 1 | 16:53 | 6168 |  | 358.5612 | 219.6783 | 219.6783 | 49.8789 | 49.8789 | 3.5527e-16 | 0 | 219.6783 |  | -337.7051 | #DIV/0! | #DIV/0! | 49.5 | 3 | #DIV/0! | 1 | #DIV/0! | #DIV/0! |  |  | 1
0 | 0 | 0 | 0 | 1 | 1 | 16:53 | 6172 |  | 358.3565 | 219.883 | 219.883 | 49.8789 | 49.8789 | 3.5527e-16 | 0 | 219.883 |  | -337.5004 | #DIV/0! | #DIV/0! | 49.5 | 3 | #DIV/0! | 1 | #DIV/0! | #DIV/0! |  |  | 1
0 | 0 | 0 | 0 | 1 | 1 | 16:54 | 6176 |  | 358.1519 | 220.0876 | 220.0876 | 49.8789 | 49.8789 | 3.5527e-16 | 0 | 220.0876 |  | -337.2958 | #DIV/0! | #DIV/0! | 49.5 | 3 | #DIV/0! | 1 | #DIV/0! | #DIV/0! |  |  | 1
0 | 0 | 0 | 0 | 1 | 1 | 16:54 | 6180 |  | 357.9472 | 220.2923 | 220.2923 | 49.8789 | 49.8789 | 3.5527e-16 | 0 | 220.2923 |  | -337.0911 | #DIV/0! | #DIV/0! | 49.5 | 3 | #DIV/0! | 1 | #DIV/0! | #DIV/0! |  |  | 1
0 | 0 | 0 | 0 | 1 | 1 | 16:54 | 6184 |  | 357.7425 | 220.497 | 220.497 | 49.8789 | 49.8789 | 3.5527e-16 | 0 | 220.497 |  | -336.8864 | #DIV/0! | #DIV/0! | 49.5 | 3 | #DIV/0! | 1 | #DIV/0! | #DIV/0! |  |  | 1
0 | 0 | 0 | 0 | 1 | 1 | 16:54 | 6188 |  | 357.5379 | 220.7016 | 220.7016 | 49.8789 | 49.8789 | 3.5527e-16 | 0 | 220.7016 |  | -336.6818 | #DIV/0! | #DIV/0! | 49.5 | 3 | #DIV/0! | 1 | #DIV/0! | #DIV/0! |  |  | 1
0 | 0 | 0 | 0 | 1 | 1 | 16:54 | 6192 |  | 357.3332 | 220.9063 | 220.9063 | 49.8789 | 49.8789 | 3.5527e-16 | 0 | 220.9063 |  | -336.4771 | #DIV/0! | #DIV/0! | 49.5 | 3 | #DIV/0! | 1 | #DIV/0! | #DIV/0! |  |  | 1
0 | 0 | 0 | 0 | 1 | 1 | 16:54 | 6196 |  | 357.1285 | 221.111 | 221.111 | 49.8789 | 49.8789 | 3.5527e-16 | 0 | 221.111 |  | -336.2724 | #DIV/0! | #DIV/0! | 49.5 | 3 | #DIV/0! | 1 | #DIV/0! | #DIV/0! |  |  | 1
0 | 0 | 0 | 0 | 1 | 1 | 16:54 | 6200 |  | 356.9239 | 221.3156 | 221.3156 | 49.8789 | 49.8789 | 3.5527e-16 | 0 | 221.3156 |  | -336.0678 | #DIV/0! | #DIV/0! | 49.5 | 3 | #DIV/0! | 1 | #DIV/0! | #DIV/0! |  |  | 1
0 | 0 | 0 | 0 | 1 | 1 | 16:54 | 6204 |  | 356.7192 | 221.5203 | 221.5203 | 49.8789 | 49.8789 | 3.5527e-16 | 0 | 221.5203 |  | -335.8631 | #DIV/0! | #DIV/0! | 49.5 | 3 | #DIV/0! | 1 | #DIV/0! | #DIV/0! |  |  | 1
0 | 0 | 0 | 0 | 1 | 1 | 16:54 | 6208 |  | 356.5145 | 221.725 | 221.725 | 49.8789 | 49.8789 | 3.5527e-16 | 0 | 221.725 |  | -335.6584 | #DIV/0! | #DIV/0! | 49.5 | 3 | #DIV/0! | 1 | #DIV/0! | #DIV/0! |  |  | 1
0 | 0 | 0 | 0 | 1 | 1 | 16:54 | 6212 |  | 356.3099 | 221.9296 | 221.9296 | 49.8789 | 49.8789 | 3.5527e-16 | 0 | 221.9296 |  | -335.4538 | #DIV/0! | #DIV/0! | 49.5 | 3 | #DIV/0! | 1 | #DIV/0! | #DIV/0! |  |  | 1
0 | 0 | 0 | 0 | 1 | 1 | 16:54 | 6216 |  | 356.1052 | 222.1343 | 222.1343 | 49.8789 | 49.8789 | 3.5527e-16 | 0 | 222.1343 |  | -335.2491 | #DIV/0! | #DIV/0! | 49.5 | 3 | #DIV/0! | 1 | #DIV/0! | #DIV/0! |  |  | 1
0 | 0 | 0 | 0 | 1 | 1 | 16:54 | 6220 |  | 355.9005 | 222.339 | 222.339 | 49.8789 | 49.8789 | 3.5527e-16 | 0 | 222.339 |  | -335.0444 | #DIV/0! | #DIV/0! | 49.5 | 3 | #DIV/0! | 1 | #DIV/0! | #DIV/0! |  |  | 1
0 | 0 | 0 | 0 | 1 | 1 | 16:54 | 6224 |  | 355.6959 | 222.5436 | 222.5436 | 49.8789 | 49.8789 | 3.5527e-16 | 0 | 222.5436 |  | -334.8398 | #DIV/0! | #DIV/0! | 49.5 | 3 | #DIV/0! | 1 | #DIV/0! | #DIV/0! |  |  | 1
0 | 0 | 0 | 0 | 1 | 1 | 16:54 | 6228 |  | 355.4912 | 222.7483 | 222.7483 | 49.8789 | 49.8789 | 3.5527e-16 | 0 | 222.7483 |  | -334.6351 | #DIV/0! | #DIV/0! | 49.5 | 3 | #DIV/0! | 1 | #DIV/0! | #DIV/0! |  |  | 1
0 | 0 | 0 | 0 | 1 | 1 | 16:54 | 6232 |  | 355.2865 | 222.953 | 222.953 | 49.8789 | 49.8789 | 3.5527e-16 | 0 | 222.953 |  | -334.4304 | #DIV/0! | #DIV/0! | 49.5 | 3 | #DIV/0! | 1 | #DIV/0! | #DIV/0! |  |  | 1
0 | 0 | 0 | 0 | 1 | 1 | 16:55 | 6236 |  | 355.0819 | 223.1576 | 223.1576 | 49.8789 | 49.8789 | 3.5527e-16 | 0 | 223.1576 |  | -334.2258 | #DIV/0! | #DIV/0! | 49.5 | 3 | #DIV/0! | 1 | #DIV/0! | #DIV/0! |  |  | 1
0 | 0 | 0 | 0 | 1 | 1 | 16:55 | 6240 |  | 354.8772 | 223.3623 | 223.3623 | 49.8789 | 49.8789 | 3.5527e-16 | 0 | 223.3623 |  | -334.0211 | #DIV/0! | #DIV/0! | 49.5 | 3 | #DIV/0! | 1 | #DIV/0! | #DIV/0! |  |  | 1
0 | 0 | 0 | 0 | 1 | 1 | 16:55 | 6244 |  | 354.6725 | 223.567 | 223.567 | 49.8789 | 49.8789 | 3.5527e-16 | 0 | 223.567 |  | -333.8164 | #DIV/0! | #DIV/0! | 49.5 | 3 | #DIV/0! | 1 | #DIV/0! | #DIV/0! |  |  | 1
0 | 0 | 0 | 0 | 1 | 1 | 16:55 | 6248 |  | 354.4679 | 223.7716 | 223.7716 | 49.8789 | 49.8789 | 3.5527e-16 | 0 | 223.7716 |  | -333.6118 | #DIV/0! | #DIV/0! | 49.5 | 3 | #DIV/0! | 1 | #DIV/0! | #DIV/0! |  |  | 1
0 | 0 | 0 | 0 | 1 | 1 | 16:55 | 6252 |  | 354.2632 | 223.9763 | 223.9763 | 49.8789 | 49.8789 | 3.5527e-16 | 0 | 223.9763 |  | -333.4071 | #DIV/0! | #DIV/0! | 49.5 | 3 | #DIV/0! | 1 | #DIV/0! | #DIV/0! |  |  | 1
0 | 0 | 0 | 0 | 1 | 1 | 16:55 | 6256 |  | 354.0585 | 224.181 | 224.181 | 49.8789 | 49.8789 | 3.5527e-16 | 0 | 224.181 |  | -333.2024 | #DIV/0! | #DIV/0! | 49.5 | 3 | #DIV/0! | 1 | #DIV/0! | #DIV/0! |  |  | 1
0 | 0 | 0 | 0 | 1 | 1 | 16:55 | 6260 |  | 353.8539 | 224.3856 | 224.3856 | 49.8789 | 49.8789 | 3.5527e-16 | 0 | 224.3856 |  | -332.9978 | #DIV/0! | #DIV/0! | 49.5 | 3 | #DIV/0! | 1 | #DIV/0! | #DIV/0! |  |  | 1
0 | 0 | 0 | 0 | 1 | 1 | 16:55 | 6264 |  | 353.6492 | 224.5903 | 224.5903 | 49.8789 | 49.8789 | 3.5527e-16 | 0 | 224.5903 |  | -332.7931 | #DIV/0! | #DIV/0! | 49.5 | 3 | #DIV/0! | 1 | #DIV/0! | #DIV/0! |  |  | 1
0 | 0 | 0 | 0 | 1 | 1 | 16:55 | 6268 |  | 353.4445 | 224.795 | 224.795 | 49.8789 | 49.8789 | 3.5527e-16 | 0 | 224.795 |  | -332.5884 | #DIV/0! | #DIV/0! | 49.5 | 3 | #DIV/0! | 1 | #DIV/0! | #DIV/0! |  |  | 1
0 | 0 | 0 | 0 | 1 | 1 | 16:55 | 6272 |  | 353.2399 | 224.9996 | 224.9996 | 49.8789 | 49.8789 | 3.5527e-16 | 0 | 224.9996 |  | -332.3838 | #DIV/0! | #DIV/0! | 49.5 | 3 | #DIV/0! | 1 | #DIV/0! | #DIV/0! |  |  | 1
0 | 0 | 0 | 0 | 1 | 1 | 16:55 | 6276 |  | 353.0352 | 225.2043 | 225.2043 | 49.8789 | 49.8789 | 3.5527e-16 | 0 | 225.2043 |  | -332.1791 | #DIV/0! | #DIV/0! | 49.5 | 3 | #DIV/0! | 1 | #DIV/0! | #DIV/0! |  |  | 1
0 | 0 | 0 | 0 | 1 | 1 | 16:55 | 6280 |  | 352.8305 | 225.409 | 225.409 | 49.8789 | 49.8789 | 3.5527e-16 | 0 | 225.409 |  | -331.9744 | #DIV/0! | #DIV/0! | 49.5 | 3 | #DIV/0! | 1 | #DIV/0! | #DIV/0! |  |  | 1
0 | 0 | 0 | 0 | 1 | 1 | 16:55 | 6284 |  | 352.6259 | 225.6136 | 225.6136 | 49.8789 | 49.8789 | 3.5527e-16 | 0 | 225.6136 |  | -331.7698 | #DIV/0! | #DIV/0! | 49.5 | 3 | #DIV/0! | 1 | #DIV/0! | #DIV/0! |  |  | 1
0 | 0 | 0 | 0 | 1 | 1 | 16:55 | 6288 |  | 352.4212 | 225.8183 | 225.8183 | 49.8789 | 49.8789 | 3.5527e-16 | 0 | 225.8183 |  | -331.5651 | #DIV/0! | #DIV/0! | 49.5 | 3 | #DIV/0! | 1 | #DIV/0! | #DIV/0! |  |  | 1
0 | 0 | 0 | 0 | 1 | 1 | 16:55 | 6292 |  | 352.2165 | 226.023 | 226.023 | 49.8789 | 49.8789 | 3.5527e-16 | 0 | 226.023 |  | -331.3604 | #DIV/0! | #DIV/0! | 49.5 | 3 | #DIV/0! | 1 | #DIV/0! | #DIV/0! |  |  | 1
0 | 0 | 0 | 0 | 1 | 1 | 16:56 | 6296 |  | 352.0119 | 226.2276 | 226.2276 | 49.8789 | 49.8789 | 3.5527e-16 | 0 | 226.2276 |  | -331.1558 | #DIV/0! | #DIV/0! | 49.5 | 3 | #DIV/0! | 1 | #DIV/0! | #DIV/0! |  |  | 1
0 | 0 | 0 | 0 | 1 | 1 | 16:56 | 6300 |  | 351.8072 | 226.4323 | 226.4323 | 49.8789 | 49.8789 | 3.5527e-16 | 0 | 226.4323 |  | -330.9511 | #DIV/0! | #DIV/0! | 49.5 | 3 | #DIV/0! | 1 | #DIV/0! | #DIV/0! |  |  | 1
0 | 0 | 0 | 0 | 1 | 1 | 16:56 | 6304 |  | 351.6025 | 226.637 | 226.637 | 49.8789 | 49.8789 | 3.5527e-16 | 0 | 226.637 |  | -330.7464 | #DIV/0! | #DIV/0! | 49.5 | 3 | #DIV/0! | 1 | #DIV/0! | #DIV/0! |  |  | 1
0 | 0 | 0 | 0 | 1 | 1 | 16:56 | 6308 |  | 351.3979 | 226.8416 | 226.8416 | 49.8789 | 49.8789 | 3.5527e-16 | 0 | 226.8416 |  | -330.5418 | #DIV/0! | #DIV/0! | 49.5 | 3 | #DIV/0! | 1 | #DIV/0! | #DIV/0! |  |  | 1
0 | 0 | 0 | 0 | 1 | 1 | 16:56 | 6312 |  | 351.1932 | 227.0463 | 227.0463 | 49.8789 | 49.8789 | 3.5527e-16 | 0 | 227.0463 |  | -330.3371 | #DIV/0! | #DIV/0! | 49.5 | 3 | #DIV/0! | 1 | #DIV/0! | #DIV/0! |  |  | 1
0 | 0 | 0 | 0 | 1 | 1 | 16:56 | 6316 |  | 350.9885 | 227.251 | 227.251 | 49.8789 | 49.8789 | 3.5527e-16 | 0 | 227.251 |  | -330.1324 | #DIV/0! | #DIV/0! | 49.5 | 3 | #DIV/0! | 1 | #DIV/0! | #DIV/0! |  |  | 1
0 | 0 | 0 | 0 | 1 | 1 | 16:56 | 6320 |  | 350.7839 | 227.4556 | 227.4556 | 49.8789 | 49.8789 | 3.5527e-16 | 0 | 227.4556 |  | -329.9278 | #DIV/0! | #DIV/0! | 49.5 | 3 | #DIV/0! | 1 | #DIV/0! | #DIV/0! |  |  | 1
0 | 0 | 0 | 0 | 1 | 1 | 16:56 | 6324 |  | 350.5792 | 227.6603 | 227.6603 | 49.8789 | 49.8789 | 3.5527e-16 | 0 | 227.6603 |  | -329.7231 | #DIV/0! | #DIV/0! | 49.5 | 3 | #DIV/0! | 1 | #DIV/0! | #DIV/0! |  |  | 1
0 | 0 | 0 | 0 | 1 | 1 | 16:56 | 6328 |  | 350.3745 | 227.865 | 227.865 | 49.8789 | 49.8789 | 3.5527e-16 | 0 | 227.865 |  | -329.5184 | #DIV/0! | #DIV/0! | 49.5 | 3 | #DIV/0! | 1 | #DIV/0! | #DIV/0! |  |  | 1
0 | 0 | 0 | 0 | 1 | 1 | 16:56 | 6332 |  | 350.1699 | 228.0696 | 228.0696 | 49.8789 | 49.8789 | 3.5527e-16 | 0 | 228.0696 |  | -329.3138 | #DIV/0! | #DIV/0! | 49.5 | 3 | #DIV/0! | 1 | #DIV/0! | #DIV/0! |  |  | 1
0 | 0 | 0 | 0 | 1 | 1 | 16:56 | 6336 |  | 349.9652 | 228.2743 | 228.2743 | 49.8789 | 49.8789 | 3.5527e-16 | 0 | 228.2743 |  | -329.1091 | #DIV/0! | #DIV/0! | 49.5 | 3 | #DIV/0! | 1 | #DIV/0! | #DIV/0! |  |  | 1
0 | 0 | 0 | 0 | 1 | 1 | 16:56 | 6340 |  | 349.7605 | 228.479 | 228.479 | 49.8789 | 49.8789 | 3.5527e-16 | 0 | 228.479 |  | -328.9044 | #DIV/0! | #DIV/0! | 49.5 | 3 | #DIV/0! | 1 | #DIV/0! | #DIV/0! |  |  | 1
0 | 0 | 0 | 0 | 1 | 1 | 16:56 | 6344 |  | 349.5559 | 228.6836 | 228.6836 | 49.8789 | 49.8789 | 3.5527e-16 | 0 | 228.6836 |  | -328.6998 | #DIV/0! | #DIV/0! | 49.5 | 3 | #DIV/0! | 1 | #DIV/0! | #DIV/0! |  |  | 1
0 | 0 | 0 | 0 | 1 | 1 | 16:56 | 6348 |  | 349.3512 | 228.8883 | 228.8883 | 49.8789 | 49.8789 | 3.5527e-16 | 0 | 228.8883 |  | -328.4951 | #DIV/0! | #DIV/0! | 49.5 | 3 | #DIV/0! | 1 | #DIV/0! | #DIV/0! |  |  | 1
0 | 0 | 0 | 0 | 1 | 1 | 16:56 | 6352 |  | 349.1465 | 229.093 | 229.093 | 49.8789 | 49.8789 | 3.5527e-16 | 0 | 229.093 |  | -328.2904 | #DIV/0! | #DIV/0! | 49.5 | 3 | #DIV/0! | 1 | #DIV/0! | #DIV/0! |  |  | 1
0 | 0 | 0 | 0 | 1 | 1 | 16:57 | 6356 |  | 348.9419 | 229.2976 | 229.2976 | 49.8789 | 49.8789 | 3.5527e-16 | 0 | 229.2976 |  | -328.0858 | #DIV/0! | #DIV/0! | 49.5 | 3 | #DIV/0! | 1 | #DIV/0! | #DIV/0! |  |  | 1
0 | 0 | 0 | 0 | 1 | 1 | 16:57 | 6360 |  | 348.7372 | 229.5023 | 229.5023 | 49.8789 | 49.8789 | 3.5527e-16 | 0 | 229.5023 |  | -327.8811 | #DIV/0! | #DIV/0! | 49.5 | 3 | #DIV/0! | 1 | #DIV/0! | #DIV/0! |  |  | 1
0 | 0 | 0 | 0 | 1 | 1 | 16:57 | 6364 |  | 348.5325 | 229.707 | 229.707 | 49.8789 | 49.8789 | 3.5527e-16 | 0 | 229.707 |  | -327.6764 | #DIV/0! | #DIV/0! | 49.5 | 3 | #DIV/0! | 1 | #DIV/0! | #DIV/0! |  |  | 1
0 | 0 | 0 | 0 | 1 | 1 | 16:57 | 6368 |  | 348.3279 | 229.9116 | 229.9116 | 49.8789 | 49.8789 | 3.5527e-16 | 0 | 229.9116 |  | -327.4718 | #DIV/0! | #DIV/0! | 49.5 | 3 | #DIV/0! | 1 | #DIV/0! | #DIV/0! |  |  | 1
0 | 0 | 0 | 0 | 1 | 1 | 16:57 | 6372 |  | 348.1232 | 230.1163 | 230.1163 | 49.8789 | 49.8789 | 3.5527e-16 | 0 | 230.1163 |  | -327.2671 | #DIV/0! | #DIV/0! | 49.5 | 3 | #DIV/0! | 1 | #DIV/0! | #DIV/0! |  |  | 1
0 | 0 | 0 | 0 | 1 | 1 | 16:57 | 6376 |  | 347.9185 | 230.321 | 230.321 | 49.8789 | 49.8789 | 3.5527e-16 | 0 | 230.321 |  | -327.0624 | #DIV/0! | #DIV/0! | 49.5 | 3 | #DIV/0! | 1 | #DIV/0! | #DIV/0! |  |  | 1
0 | 0 | 0 | 0 | 1 | 1 | 16:57 | 6380 |  | 347.7139 | 230.5256 | 230.5256 | 49.8789 | 49.8789 | 3.5527e-16 | 0 | 230.5256 |  | -326.8578 | #DIV/0! | #DIV/0! | 49.5 | 3 | #DIV/0! | 1 | #DIV/0! | #DIV/0! |  |  | 1
0 | 0 | 0 | 0 | 1 | 1 | 16:57 | 6384 |  | 347.5092 | 230.7303 | 230.7303 | 49.8789 | 49.8789 | 3.5527e-16 | 0 | 230.7303 |  | -326.6531 | #DIV/0! | #DIV/0! | 49.5 | 3 | #DIV/0! | 1 | #DIV/0! | #DIV/0! |  |  | 1
0 | 0 | 0 | 0 | 1 | 1 | 16:57 | 6388 |  | 347.3045 | 230.935 | 230.935 | 49.8789 | 49.8789 | 3.5527e-16 | 0 | 230.935 |  | -326.4484 | #DIV/0! | #DIV/0! | 49.5 | 3 | #DIV/0! | 1 | #DIV/0! | #DIV/0! |  |  | 1
0 | 0 | 0 | 0 | 1 | 1 | 16:57 | 6392 |  | 347.0999 | 231.1396 | 231.1396 | 49.8789 | 49.8789 | 3.5527e-16 | 0 | 231.1396 |  | -326.2438 | #DIV/0! | #DIV/0! | 49.5 | 3 | #DIV/0! | 1 | #DIV/0! | #DIV/0! |  |  | 1
0 | 0 | 0 | 0 | 1 | 1 | 16:57 | 6396 |  | 346.8952 | 231.3443 | 231.3443 | 49.8789 | 49.8789 | 3.5527e-16 | 0 | 231.3443 |  | -326.0391 | #DIV/0! | #DIV/0! | 49.5 | 3 | #DIV/0! | 1 | #DIV/0! | #DIV/0! |  |  | 1
0 | 0 | 0 | 0 | 1 | 1 | 16:57 | 6400 |  | 346.6905 | 231.549 | 231.549 | 49.8789 | 49.8789 | 3.5527e-16 | 0 | 231.549 |  | -325.8344 | #DIV/0! | #DIV/0! | 49.5 | 3 | #DIV/0! | 1 | #DIV/0! | #DIV/0! |  |  | 1
0 | 0 | 0 | 0 | 1 | 1 | 16:57 | 6404 |  | 346.4859 | 231.7536 | 231.7536 | 49.8789 | 49.8789 | 3.5527e-16 | 0 | 231.7536 |  | -325.6298 | #DIV/0! | #DIV/0! | 49.5 | 3 | #DIV/0! | 1 | #DIV/0! | #DIV/0! |  |  | 1
0 | 0 | 0 | 0 | 1 | 1 | 16:57 | 6408 |  | 346.2812 | 231.9583 | 231.9583 | 49.8789 | 49.8789 | 3.5527e-16 | 0 | 231.9583 |  | -325.4251 | #DIV/0! | #DIV/0! | 49.5 | 3 | #DIV/0! | 1 | #DIV/0! | #DIV/0! |  |  | 1
0 | 0 | 0 | 0 | 1 | 1 | 16:57 | 6412 |  | 346.0765 | 232.163 | 232.163 | 49.8789 | 49.8789 | 3.5527e-16 | 0 | 232.163 |  | -325.2204 | #DIV/0! | #DIV/0! | 49.5 | 3 | #DIV/0! | 1 | #DIV/0! | #DIV/0! |  |  | 1
0 | 0 | 0 | 0 | 1 | 1 | 16:58 | 6416 |  | 345.8719 | 232.3676 | 232.3676 | 49.8789 | 49.8789 | 3.5527e-16 | 0 | 232.3676 |  | -325.0158 | #DIV/0! | #DIV/0! | 49.5 | 3 | #DIV/0! | 1 | #DIV/0! | #DIV/0! |  |  | 1
0 | 0 | 0 | 0 | 1 | 1 | 16:58 | 6420 |  | 345.6672 | 232.5723 | 232.5723 | 49.8789 | 49.8789 | 3.5527e-16 | 0 | 232.5723 |  | -324.8111 | #DIV/0! | #DIV/0! | 49.5 | 3 | #DIV/0! | 1 | #DIV/0! | #DIV/0! |  |  | 1
0 | 0 | 0 | 0 | 1 | 1 | 16:58 | 6424 |  | 345.4625 | 232.777 | 232.777 | 49.8789 | 49.8789 | 3.5527e-16 | 0 | 232.777 |  | -324.6064 | #DIV/0! | #DIV/0! | 49.5 | 3 | #DIV/0! | 1 | #DIV/0! | #DIV/0! |  |  | 1
0 | 0 | 0 | 0 | 1 | 1 | 16:58 | 6428 |  | 345.2579 | 232.9816 | 232.9816 | 49.8789 | 49.8789 | 3.5527e-16 | 0 | 232.9816 |  | -324.4018 | #DIV/0! | #DIV/0! | 49.5 | 3 | #DIV/0! | 1 | #DIV/0! | #DIV/0! |  |  | 1
0 | 0 | 0 | 0 | 1 | 1 | 16:58 | 6432 |  | 345.0532 | 233.1863 | 233.1863 | 49.8789 | 49.8789 | 3.5527e-16 | 0 | 233.1863 |  | -324.1971 | #DIV/0! | #DIV/0! | 49.5 | 3 | #DIV/0! | 1 | #DIV/0! | #DIV/0! |  |  | 1
0 | 0 | 0 | 0 | 1 | 1 | 16:58 | 6436 |  | 344.8485 | 233.391 | 233.391 | 49.8789 | 49.8789 | 3.5527e-16 | 0 | 233.391 |  | -323.9924 | #DIV/0! | #DIV/0! | 49.5 | 3 | #DIV/0! | 1 | #DIV/0! | #DIV/0! |  |  | 1
0 | 0 | 0 | 0 | 1 | 1 | 16:58 | 6440 |  | 344.6439 | 233.5956 | 233.5956 | 49.8789 | 49.8789 | 3.5527e-16 | 0 | 233.5956 |  | -323.7878 | #DIV/0! | #DIV/0! | 49.5 | 3 | #DIV/0! | 1 | #DIV/0! | #DIV/0! |  |  | 1
0 | 0 | 0 | 0 | 1 | 1 | 16:58 | 6444 |  | 344.4392 | 233.8003 | 233.8003 | 49.8789 | 49.8789 | 3.5527e-16 | 0 | 233.8003 |  | -323.5831 | #DIV/0! | #DIV/0! | 49.5 | 3 | #DIV/0! | 1 | #DIV/0! | #DIV/0! |  |  | 1
0 | 0 | 0 | 0 | 1 | 1 | 16:58 | 6448 |  | 344.2345 | 234.005 | 234.005 | 49.8789 | 49.8789 | 3.5527e-16 | 0 | 234.005 |  | -323.3784 | #DIV/0! | #DIV/0! | 49.5 | 3 | #DIV/0! | 1 | #DIV/0! | #DIV/0! |  |  | 1
0 | 0 | 0 | 0 | 1 | 1 | 16:58 | 6452 |  | 344.0299 | 234.2096 | 234.2096 | 49.8789 | 49.8789 | 3.5527e-16 | 0 | 234.2096 |  | -323.1738 | #DIV/0! | #DIV/0! | 49.5 | 3 | #DIV/0! | 1 | #DIV/0! | #DIV/0! |  |  | 1
0 | 0 | 0 | 0 | 1 | 1 | 16:58 | 6456 |  | 343.8252 | 234.4143 | 234.4143 | 49.8789 | 49.8789 | 3.5527e-16 | 0 | 234.4143 |  | -322.9691 | #DIV/0! | #DIV/0! | 49.5 | 3 | #DIV/0! | 1 | #DIV/0! | #DIV/0! |  |  | 1
0 | 0 | 0 | 0 | 1 | 1 | 16:58 | 6460 |  | 343.6205 | 234.619 | 234.619 | 49.8789 | 49.8789 | 3.5527e-16 | 0 | 234.619 |  | -322.7644 | #DIV/0! | #DIV/0! | 49.5 | 3 | #DIV/0! | 1 | #DIV/0! | #DIV/0! |  |  | 1
0 | 0 | 0 | 0 | 1 | 1 | 16:58 | 6464 |  | 343.4159 | 234.8236 | 234.8236 | 49.8789 | 49.8789 | 3.5527e-16 | 0 | 234.8236 |  | -322.5598 | #DIV/0! | #DIV/0! | 49.5 | 3 | #DIV/0! | 1 | #DIV/0! | #DIV/0! |  |  | 1
0 | 0 | 0 | 0 | 1 | 1 | 16:58 | 6468 |  | 343.2112 | 235.0283 | 235.0283 | 49.8789 | 49.8789 | 3.5527e-16 | 0 | 235.0283 |  | -322.3551 | #DIV/0! | #DIV/0! | 49.5 | 3 | #DIV/0! | 1 | #DIV/0! | #DIV/0! |  |  | 1
0 | 0 | 0 | 0 | 1 | 1 | 16:58 | 6472 |  | 343.0065 | 235.233 | 235.233 | 49.8789 | 49.8789 | 3.5527e-16 | 0 | 235.233 |  | -322.1504 | #DIV/0! | #DIV/0! | 49.5 | 3 | #DIV/0! | 1 | #DIV/0! | #DIV/0! |  |  | 1
0 | 0 | 0 | 0 | 1 | 1 | 16:59 | 6476 |  | 342.8019 | 235.4376 | 235.4376 | 49.8789 | 49.8789 | 3.5527e-16 | 0 | 235.4376 |  | -321.9458 | #DIV/0! | #DIV/0! | 49.5 | 3 | #DIV/0! | 1 | #DIV/0! | #DIV/0! |  |  | 1
0 | 0 | 0 | 0 | 1 | 1 | 16:59 | 6480 |  | 342.5972 | 235.6423 | 235.6423 | 49.8789 | 49.8789 | 3.5527e-16 | 0 | 235.6423 |  | -321.7411 | #DIV/0! | #DIV/0! | 49.5 | 3 | #DIV/0! | 1 | #DIV/0! | #DIV/0! |  |  | 1
0 | 0 | 0 | 0 | 1 | 1 | 16:59 | 6484 |  | 342.3925 | 235.8469 | 235.8469 | 49.8789 | 49.8789 | 3.5527e-16 | 0 | 235.8469 |  | -321.5364 | #DIV/0! | #DIV/0! | 49.5 | 3 | #DIV/0! | 1 | #DIV/0! | #DIV/0! |  |  | 1
0 | 0 | 0 | 0 | 1 | 1 | 16:59 | 6488 |  | 342.1879 | 236.0516 | 236.0516 | 49.8789 | 49.8789 | 3.5527e-16 | 0 | 236.0516 |  | -321.3318 | #DIV/0! | #DIV/0! | 49.5 | 3 | #DIV/0! | 1 | #DIV/0! | #DIV/0! |  |  | 1
0 | 0 | 0 | 0 | 1 | 1 | 16:59 | 6492 |  | 341.9832 | 236.2563 | 236.2563 | 49.8789 | 49.8789 | 3.5527e-16 | 0 | 236.2563 |  | -321.1271 | #DIV/0! | #DIV/0! | 49.5 | 3 | #DIV/0! | 1 | #DIV/0! | #DIV/0! |  |  | 1
0 | 0 | 0 | 0 | 1 | 1 | 16:59 | 6496 |  | 341.7785 | 236.4609 | 236.4609 | 49.8789 | 49.8789 | 3.5527e-16 | 0 | 236.4609 |  | -320.9225 | #DIV/0! | #DIV/0! | 49.5 | 3 | #DIV/0! | 1 | #DIV/0! | #DIV/0! |  |  | 1
0 | 0 | 0 | 0 | 1 | 1 | 16:59 | 6500 |  | 341.5739 | 236.6656 | 236.6656 | 49.8789 | 49.8789 | 3.5527e-16 | 0 | 236.6656 |  | -320.7178 | #DIV/0! | #DIV/0! | 49.5 | 3 | #DIV/0! | 1 | #DIV/0! | #DIV/0! |  |  | 1
0 | 0 | 0 | 0 | 1 | 1 | 16:59 | 6504 |  | 341.3692 | 236.8703 | 236.8703 | 49.8789 | 49.8789 | 3.5527e-16 | 0 | 236.8703 |  | -320.5131 | #DIV/0! | #DIV/0! | 49.5 | 3 | #DIV/0! | 1 | #DIV/0! | #DIV/0! |  |  | 1
0 | 0 | 0 | 0 | 1 | 1 | 16:59 | 6508 |  | 341.1645 | 237.0749 | 237.0749 | 49.8789 | 49.8789 | 3.5527e-16 | 0 | 237.0749 |  | -320.3085 | #DIV/0! | #DIV/0! | 49.5 | 3 | #DIV/0! | 1 | #DIV/0! | #DIV/0! |  |  | 1
0 | 0 | 0 | 0 | 1 | 1 | 16:59 | 6512 |  | 340.9599 | 237.2796 | 237.2796 | 49.8789 | 49.8789 | 3.5527e-16 | 0 | 237.2796 |  | -320.1038 | #DIV/0! | #DIV/0! | 49.5 | 3 | #DIV/0! | 1 | #DIV/0! | #DIV/0! |  |  | 1
0 | 0 | 0 | 0 | 1 | 1 | 16:59 | 6516 |  | 340.7552 | 237.4843 | 237.4843 | 49.8789 | 49.8789 | 3.5527e-16 | 0 | 237.4843 |  | -319.8991 | #DIV/0! | #DIV/0! | 49.5 | 3 | #DIV/0! | 1 | #DIV/0! | #DIV/0! |  |  | 1
0 | 0 | 0 | 0 | 1 | 1 | 16:59 | 6520 |  | 340.5505 | 237.6889 | 237.6889 | 49.8789 | 49.8789 | 3.5527e-16 | 0 | 237.6889 |  | -319.6945 | #DIV/0! | #DIV/0! | 49.5 | 3 | #DIV/0! | 1 | #DIV/0! | #DIV/0! |  |  | 1
0 | 0 | 0 | 0 | 1 | 1 | 16:59 | 6524 |  | 340.3459 | 237.8936 | 237.8936 | 49.8789 | 49.8789 | 3.5527e-16 | 0 | 237.8936 |  | -319.4898 | #DIV/0! | #DIV/0! | 49.5 | 3 | #DIV/0! | 1 | #DIV/0! | #DIV/0! |  |  | 1
0 | 0 | 0 | 0 | 1 | 1 | 16:59 | 6528 |  | 340.1412 | 238.0983 | 238.0983 | 49.8789 | 49.8789 | 3.5527e-16 | 0 | 238.0983 |  | -319.2851 | #DIV/0! | #DIV/0! | 49.5 | 3 | #DIV/0! | 1 | #DIV/0! | #DIV/0! |  |  | 1
0 | 0 | 0 | 0 | 1 | 1 | 16:59 | 6532 |  | 339.9365 | 238.3029 | 238.3029 | 49.8789 | 49.8789 | 3.5527e-16 | 0 | 238.3029 |  | -319.0805 | #DIV/0! | #DIV/0! | 49.5 | 3 | #DIV/0! | 1 | #DIV/0! | #DIV/0! |  |  | 1
0 | 0 | 0 | 0 | 1 | 1 | 17:00 | 6536 |  | 339.7319 | 238.5076 | 238.5076 | 49.8789 | 49.8789 | 3.5527e-16 | 0 | 238.5076 |  | -318.8758 | #DIV/0! | #DIV/0! | 49.5 | 3 | #DIV/0! | 1 | #DIV/0! | #DIV/0! |  |  | 1
0 | 0 | 0 | 0 | 1 | 1 | 17:00 | 6540 |  | 339.5272 | 238.7123 | 238.7123 | 49.8789 | 49.8789 | 3.5527e-16 | 0 | 238.7123 |  | -318.6711 | #DIV/0! | #DIV/0! | 49.5 | 3 | #DIV/0! | 1 | #DIV/0! | #DIV/0! |  |  | 1
0 | 0 | 0 | 0 | 1 | 1 | 17:00 | 6544 |  | 339.3225 | 238.9169 | 238.9169 | 49.8789 | 49.8789 | 3.5527e-16 | 0 | 238.9169 |  | -318.4665 | #DIV/0! | #DIV/0! | 49.5 | 3 | #DIV/0! | 1 | #DIV/0! | #DIV/0! |  |  | 1
0 | 0 | 0 | 0 | 1 | 1 | 17:00 | 6548 |  | 339.1179 | 239.1216 | 239.1216 | 49.8789 | 49.8789 | 3.5527e-16 | 0 | 239.1216 |  | -318.2618 | #DIV/0! | #DIV/0! | 49.5 | 3 | #DIV/0! | 1 | #DIV/0! | #DIV/0! |  |  | 1
0 | 0 | 0 | 0 | 1 | 1 | 17:00 | 6552 |  | 338.9132 | 239.3263 | 239.3263 | 49.8789 | 49.8789 | 3.5527e-16 | 0 | 239.3263 |  | -318.0571 | #DIV/0! | #DIV/0! | 49.5 | 3 | #DIV/0! | 1 | #DIV/0! | #DIV/0! |  |  | 1
0 | 0 | 0 | 0 | 1 | 1 | 17:00 | 6556 |  | 338.7085 | 239.5309 | 239.5309 | 49.8789 | 49.8789 | 3.5527e-16 | 0 | 239.5309 |  | -317.8525 | #DIV/0! | #DIV/0! | 49.5 | 3 | #DIV/0! | 1 | #DIV/0! | #DIV/0! |  |  | 1
0 | 0 | 0 | 0 | 1 | 1 | 17:00 | 6560 |  | 338.5039 | 239.7356 | 239.7356 | 49.8789 | 49.8789 | 3.5527e-16 | 0 | 239.7356 |  | -317.6478 | #DIV/0! | #DIV/0! | 49.5 | 3 | #DIV/0! | 1 | #DIV/0! | #DIV/0! |  |  | 1
0 | 0 | 0 | 0 | 1 | 1 | 17:00 | 6564 |  | 338.2992 | 239.9403 | 239.9403 | 49.8789 | 49.8789 | 3.5527e-16 | 0 | 239.9403 |  | -317.4431 | #DIV/0! | #DIV/0! | 49.5 | 3 | #DIV/0! | 1 | #DIV/0! | #DIV/0! |  |  | 1
0 | 0 | 0 | 0 | 1 | 1 | 17:00 | 6568 |  | 338.0945 | 240.1449 | 240.1449 | 49.8789 | 49.8789 | 3.5527e-16 | 0 | 240.1449 |  | -317.2385 | #DIV/0! | #DIV/0! | 49.5 | 3 | #DIV/0! | 1 | #DIV/0! | #DIV/0! |  |  | 1
0 | 0 | 0 | 0 | 1 | 1 | 17:00 | 6572 |  | 337.8899 | 240.3496 | 240.3496 | 49.8789 | 49.8789 | 3.5527e-16 | 0 | 240.3496 |  | -317.0338 | #DIV/0! | #DIV/0! | 49.5 | 3 | #DIV/0! | 1 | #DIV/0! | #DIV/0! |  |  | 1
0 | 0 | 0 | 0 | 1 | 1 | 17:00 | 6576 |  | 337.6852 | 240.5543 | 240.5543 | 49.8789 | 49.8789 | 3.5527e-16 | 0 | 240.5543 |  | -316.8291 | #DIV/0! | #DIV/0! | 49.5 | 3 | #DIV/0! | 1 | #DIV/0! | #DIV/0! |  |  | 1
0 | 0 | 0 | 0 | 1 | 1 | 17:00 | 6580 |  | 337.4805 | 240.7589 | 240.7589 | 49.8789 | 49.8789 | 3.5527e-16 | 0 | 240.7589 |  | -316.6245 | #DIV/0! | #DIV/0! | 49.5 | 3 | #DIV/0! | 1 | #DIV/0! | #DIV/0! |  |  | 1
0 | 0 | 0 | 0 | 1 | 1 | 17:00 | 6584 |  | 337.2759 | 240.9636 | 240.9636 | 49.8789 | 49.8789 | 3.5527e-16 | 0 | 240.9636 |  | -316.4198 | #DIV/0! | #DIV/0! | 49.5 | 3 | #DIV/0! | 1 | #DIV/0! | #DIV/0! |  |  | 1
0 | 0 | 0 | 0 | 1 | 1 | 17:00 | 6588 |  | 337.0712 | 241.1683 | 241.1683 | 49.8789 | 49.8789 | 3.5527e-16 | 0 | 241.1683 |  | -316.2151 | #DIV/0! | #DIV/0! | 49.5 | 3 | #DIV/0! | 1 | #DIV/0! | #DIV/0! |  |  | 1
0 | 0 | 0 | 0 | 1 | 1 | 17:00 | 6592 |  | 336.8665 | 241.3729 | 241.3729 | 49.8789 | 49.8789 | 3.5527e-16 | 0 | 241.3729 |  | -316.0105 | #DIV/0! | #DIV/0! | 49.5 | 3 | #DIV/0! | 1 | #DIV/0! | #DIV/0! |  |  | 1
0 | 0 | 0 | 0 | 1 | 1 | 17:01 | 6596 |  | 336.6619 | 241.5776 | 241.5776 | 49.8789 | 49.8789 | 3.5527e-16 | 0 | 241.5776 |  | -315.8058 | #DIV/0! | #DIV/0! | 49.5 | 3 | #DIV/0! | 1 | #DIV/0! | #DIV/0! |  |  | 1
0 | 0 | 0 | 0 | 1 | 1 | 17:01 | 6600 |  | 336.4572 | 241.7823 | 241.7823 | 49.8789 | 49.8789 | 3.5527e-16 | 0 | 241.7823 |  | -315.6011 | #DIV/0! | #DIV/0! | 49.5 | 3 | #DIV/0! | 1 | #DIV/0! | #DIV/0! |  |  | 1
0 | 0 | 0 | 0 | 1 | 1 | 17:01 | 6604 |  | 336.2525 | 241.9869 | 241.9869 | 49.8789 | 49.8789 | 3.5527e-16 | 0 | 241.9869 |  | -315.3965 | #DIV/0! | #DIV/0! | 49.5 | 3 | #DIV/0! | 1 | #DIV/0! | #DIV/0! |  |  | 1
0 | 0 | 0 | 0 | 1 | 1 | 17:01 | 6608 |  | 336.0479 | 242.1916 | 242.1916 | 49.8789 | 49.8789 | 3.5527e-16 | 0 | 242.1916 |  | -315.1918 | #DIV/0! | #DIV/0! | 49.5 | 3 | #DIV/0! | 1 | #DIV/0! | #DIV/0! |  |  | 1
0 | 0 | 0 | 0 | 1 | 1 | 17:01 | 6612 |  | 335.8432 | 242.3963 | 242.3963 | 49.8789 | 49.8789 | 3.5527e-16 | 0 | 242.3963 |  | -314.9871 | #DIV/0! | #DIV/0! | 49.5 | 3 | #DIV/0! | 1 | #DIV/0! | #DIV/0! |  |  | 1
0 | 0 | 0 | 0 | 1 | 1 | 17:01 | 6616 |  | 335.6386 | 242.6009 | 242.6009 | 49.8789 | 49.8789 | 3.5527e-16 | 0 | 242.6009 |  | -314.7825 | #DIV/0! | #DIV/0! | 49.5 | 3 | #DIV/0! | 1 | #DIV/0! | #DIV/0! |  |  | 1
0 | 0 | 0 | 0 | 1 | 1 | 17:01 | 6620 |  | 335.4339 | 242.8056 | 242.8056 | 49.8789 | 49.8789 | 3.5527e-16 | 0 | 242.8056 |  | -314.5778 | #DIV/0! | #DIV/0! | 49.5 | 3 | #DIV/0! | 1 | #DIV/0! | #DIV/0! |  |  | 1
0 | 0 | 0 | 0 | 1 | 1 | 17:01 | 6624 |  | 335.2292 | 243.0103 | 243.0103 | 49.8789 | 49.8789 | 3.5527e-16 | 0 | 243.0103 |  | -314.3731 | #DIV/0! | #DIV/0! | 49.5 | 3 | #DIV/0! | 1 | #DIV/0! | #DIV/0! |  |  | 1
0 | 0 | 0 | 0 | 1 | 1 | 17:01 | 6628 |  | 335.0246 | 243.2149 | 243.2149 | 49.8789 | 49.8789 | 3.5527e-16 | 0 | 243.2149 |  | -314.1685 | #DIV/0! | #DIV/0! | 49.5 | 3 | #DIV/0! | 1 | #DIV/0! | #DIV/0! |  |  | 1
0 | 0 | 0 | 0 | 1 | 1 | 17:01 | 6632 |  | 334.8199 | 243.4196 | 243.4196 | 49.8789 | 49.8789 | 3.5527e-16 | 0 | 243.4196 |  | -313.9638 | #DIV/0! | #DIV/0! | 49.5 | 3 | #DIV/0! | 1 | #DIV/0! | #DIV/0! |  |  | 1
0 | 0 | 0 | 0 | 1 | 1 | 17:01 | 6636 |  | 334.6152 | 243.6243 | 243.6243 | 49.8789 | 49.8789 | 3.5527e-16 | 0 | 243.6243 |  | -313.7591 | #DIV/0! | #DIV/0! | 49.5 | 3 | #DIV/0! | 1 | #DIV/0! | #DIV/0! |  |  | 1
0 | 0 | 0 | 0 | 1 | 1 | 17:01 | 6640 |  | 334.4106 | 243.8289 | 243.8289 | 49.8789 | 49.8789 | 3.5527e-16 | 0 | 243.8289 |  | -313.5545 | #DIV/0! | #DIV/0! | 49.5 | 3 | #DIV/0! | 1 | #DIV/0! | #DIV/0! |  |  | 1
0 | 0 | 0 | 0 | 1 | 1 | 17:01 | 6644 |  | 334.2059 | 244.0336 | 244.0336 | 49.8789 | 49.8789 | 3.5527e-16 | 0 | 244.0336 |  | -313.3498 | #DIV/0! | #DIV/0! | 49.5 | 3 | #DIV/0! | 1 | #DIV/0! | #DIV/0! |  |  | 1
0 | 0 | 0 | 0 | 1 | 1 | 17:01 | 6648 |  | 334.0012 | 244.2383 | 244.2383 | 49.8789 | 49.8789 | 3.5527e-16 | 0 | 244.2383 |  | -313.1451 | #DIV/0! | #DIV/0! | 49.5 | 3 | #DIV/0! | 1 | #DIV/0! | #DIV/0! |  |  | 1
0 | 0 | 0 | 0 | 1 | 1 | 17:01 | 6652 |  | 333.7966 | 244.4429 | 244.4429 | 49.8789 | 49.8789 | 3.5527e-16 | 0 | 244.4429 |  | -312.9405 | #DIV/0! | #DIV/0! | 49.5 | 3 | #DIV/0! | 1 | #DIV/0! | #DIV/0! |  |  | 1
0 | 0 | 0 | 0 | 1 | 1 | 17:02 | 6656 |  | 333.5919 | 244.6476 | 244.6476 | 49.8789 | 49.8789 | 3.5527e-16 | 0 | 244.6476 |  | -312.7358 | #DIV/0! | #DIV/0! | 49.5 | 3 | #DIV/0! | 1 | #DIV/0! | #DIV/0! |  |  | 1
0 | 0 | 0 | 0 | 1 | 1 | 17:02 | 6660 |  | 333.3872 | 244.8523 | 244.8523 | 49.8789 | 49.8789 | 3.5527e-16 | 0 | 244.8523 |  | -312.5311 | #DIV/0! | #DIV/0! | 49.5 | 3 | #DIV/0! | 1 | #DIV/0! | #DIV/0! |  |  | 1
0 | 0 | 0 | 0 | 1 | 1 | 17:02 | 6664 |  | 333.1826 | 245.0569 | 245.0569 | 49.8789 | 49.8789 | 3.5527e-16 | 0 | 245.0569 |  | -312.3265 | #DIV/0! | #DIV/0! | 49.5 | 3 | #DIV/0! | 1 | #DIV/0! | #DIV/0! |  |  | 1
0 | 0 | 0 | 0 | 1 | 1 | 17:02 | 6668 |  | 332.9779 | 245.2616 | 245.2616 | 49.8789 | 49.8789 | 3.5527e-16 | 0 | 245.2616 |  | -312.1218 | #DIV/0! | #DIV/0! | 49.5 | 3 | #DIV/0! | 1 | #DIV/0! | #DIV/0! |  |  | 1
0 | 0 | 0 | 0 | 1 | 1 | 17:02 | 6672 |  | 332.7732 | 245.4663 | 245.4663 | 49.8789 | 49.8789 | 3.5527e-16 | 0 | 245.4663 |  | -311.9171 | #DIV/0! | #DIV/0! | 49.5 | 3 | #DIV/0! | 1 | #DIV/0! | #DIV/0! |  |  | 1
0 | 0 | 0 | 0 | 1 | 1 | 17:02 | 6676 |  | 332.5686 | 245.6709 | 245.6709 | 49.8789 | 49.8789 | 3.5527e-16 | 0 | 245.6709 |  | -311.7125 | #DIV/0! | #DIV/0! | 49.5 | 3 | #DIV/0! | 1 | #DIV/0! | #DIV/0! |  |  | 1
0 | 0 | 0 | 0 | 1 | 1 | 17:02 | 6680 |  | 332.3639 | 245.8756 | 245.8756 | 49.8789 | 49.8789 | 3.5527e-16 | 0 | 245.8756 |  | -311.5078 | #DIV/0! | #DIV/0! | 49.5 | 3 | #DIV/0! | 1 | #DIV/0! | #DIV/0! |  |  | 1
0 | 0 | 0 | 0 | 1 | 1 | 17:02 | 6684 |  | 332.1592 | 246.0803 | 246.0803 | 49.8789 | 49.8789 | 3.5527e-16 | 0 | 246.0803 |  | -311.3031 | #DIV/0! | #DIV/0! | 49.5 | 3 | #DIV/0! | 1 | #DIV/0! | #DIV/0! |  |  | 1
0 | 0 | 0 | 0 | 1 | 1 | 17:02 | 6688 |  | 331.9546 | 246.2849 | 246.2849 | 49.8789 | 49.8789 | 3.5527e-16 | 0 | 246.2849 |  | -311.0985 | #DIV/0! | #DIV/0! | 49.5 | 3 | #DIV/0! | 1 | #DIV/0! | #DIV/0! |  |  | 1
0 | 0 | 0 | 0 | 1 | 1 | 17:02 | 6692 |  | 331.7499 | 246.4896 | 246.4896 | 49.8789 | 49.8789 | 3.5527e-16 | 0 | 246.4896 |  | -310.8938 | #DIV/0! | #DIV/0! | 49.5 | 3 | #DIV/0! | 1 | #DIV/0! | #DIV/0! |  |  | 1
0 | 0 | 0 | 0 | 1 | 1 | 17:02 | 6696 |  | 331.5452 | 246.6943 | 246.6943 | 49.8789 | 49.8789 | 3.5527e-16 | 0 | 246.6943 |  | -310.6891 | #DIV/0! | #DIV/0! | 49.5 | 3 | #DIV/0! | 1 | #DIV/0! | #DIV/0! |  |  | 1
0 | 0 | 0 | 0 | 1 | 1 | 17:02 | 6700 |  | 331.3406 | 246.8989 | 246.8989 | 49.8789 | 49.8789 | 3.5527e-16 | 0 | 246.8989 |  | -310.4845 | #DIV/0! | #DIV/0! | 49.5 | 3 | #DIV/0! | 1 | #DIV/0! | #DIV/0! |  |  | 1
0 | 0 | 0 | 0 | 1 | 1 | 17:02 | 6704 |  | 331.1359 | 247.1036 | 247.1036 | 49.8789 | 49.8789 | 3.5527e-16 | 0 | 247.1036 |  | -310.2798 | #DIV/0! | #DIV/0! | 49.5 | 3 | #DIV/0! | 1 | #DIV/0! | #DIV/0! |  |  | 1
0 | 0 | 0 | 0 | 1 | 1 | 17:02 | 6708 |  | 330.9312 | 247.3083 | 247.3083 | 49.8789 | 49.8789 | 3.5527e-16 | 0 | 247.3083 |  | -310.0751 | #DIV/0! | #DIV/0! | 49.5 | 3 | #DIV/0! | 1 | #DIV/0! | #DIV/0! |  |  | 1
0 | 0 | 0 | 0 | 1 | 1 | 17:02 | 6712 |  | 330.7266 | 247.5129 | 247.5129 | 49.8789 | 49.8789 | 3.5527e-16 | 0 | 247.5129 |  | -309.8705 | #DIV/0! | #DIV/0! | 49.5 | 3 | #DIV/0! | 1 | #DIV/0! | #DIV/0! |  |  | 1
0 | 0 | 0 | 0 | 1 | 1 | 17:03 | 6716 |  | 330.5219 | 247.7176 | 247.7176 | 49.8789 | 49.8789 | 3.5527e-16 | 0 | 247.7176 |  | -309.6658 | #DIV/0! | #DIV/0! | 49.5 | 3 | #DIV/0! | 1 | #DIV/0! | #DIV/0! |  |  | 1
0 | 0 | 0 | 0 | 1 | 1 | 17:03 | 6720 |  | 330.3172 | 247.9223 | 247.9223 | 49.8789 | 49.8789 | 3.5527e-16 | 0 | 247.9223 |  | -309.4611 | #DIV/0! | #DIV/0! | 49.5 | 3 | #DIV/0! | 1 | #DIV/0! | #DIV/0! |  |  | 1
0 | 0 | 0 | 0 | 1 | 1 | 17:03 | 6724 |  | 330.1126 | 248.1269 | 248.1269 | 49.8789 | 49.8789 | 3.5527e-16 | 0 | 248.1269 |  | -309.2565 | #DIV/0! | #DIV/0! | 49.5 | 3 | #DIV/0! | 1 | #DIV/0! | #DIV/0! |  |  | 1
0 | 0 | 0 | 0 | 1 | 1 | 17:03 | 6728 |  | 329.9079 | 248.3316 | 248.3316 | 49.8789 | 49.8789 | 3.5527e-16 | 0 | 248.3316 |  | -309.0518 | #DIV/0! | #DIV/0! | 49.5 | 3 | #DIV/0! | 1 | #DIV/0! | #DIV/0! |  |  | 1
0 | 0 | 0 | 0 | 1 | 1 | 17:03 | 6732 |  | 329.7032 | 248.5363 | 248.5363 | 49.8789 | 49.8789 | 3.5527e-16 | 0 | 248.5363 |  | -308.8471 | #DIV/0! | #DIV/0! | 49.5 | 3 | #DIV/0! | 1 | #DIV/0! | #DIV/0! |  |  | 1
0 | 0 | 0 | 0 | 1 | 1 | 17:03 | 6736 |  | 329.4986 | 248.7409 | 248.7409 | 49.8789 | 49.8789 | 3.5527e-16 | 0 | 248.7409 |  | -308.6425 | #DIV/0! | #DIV/0! | 49.5 | 3 | #DIV/0! | 1 | #DIV/0! | #DIV/0! |  |  | 1
0 | 0 | 0 | 0 | 1 | 1 | 17:03 | 6740 |  | 329.2939 | 248.9456 | 248.9456 | 49.8789 | 49.8789 | 3.5527e-16 | 0 | 248.9456 |  | -308.4378 | #DIV/0! | #DIV/0! | 49.5 | 3 | #DIV/0! | 1 | #DIV/0! | #DIV/0! |  |  | 1
0 | 0 | 0 | 0 | 1 | 1 | 17:03 | 6744 |  | 329.0892 | 249.1503 | 249.1503 | 49.8789 | 49.8789 | 3.5527e-16 | 0 | 249.1503 |  | -308.2331 | #DIV/0! | #DIV/0! | 49.5 | 3 | #DIV/0! | 1 | #DIV/0! | #DIV/0! |  |  | 1
0 | 0 | 0 | 0 | 1 | 1 | 17:03 | 6748 |  | 328.8846 | 249.3549 | 249.3549 | 49.8789 | 49.8789 | 3.5527e-16 | 0 | 249.3549 |  | -308.0285 | #DIV/0! | #DIV/0! | 49.5 | 3 | #DIV/0! | 1 | #DIV/0! | #DIV/0! |  |  | 1
0 | 0 | 0 | 0 | 1 | 1 | 17:03 | 6752 |  | 328.6799 | 249.5596 | 249.5596 | 49.8789 | 49.8789 | 3.5527e-16 | 0 | 249.5596 |  | -307.8238 | #DIV/0! | #DIV/0! | 49.5 | 3 | #DIV/0! | 1 | #DIV/0! | #DIV/0! |  |  | 1
0 | 0 | 0 | 0 | 1 | 1 | 17:03 | 6756 |  | 328.4752 | 249.7643 | 249.7643 | 49.8789 | 49.8789 | 3.5527e-16 | 0 | 249.7643 |  | -307.6191 | #DIV/0! | #DIV/0! | 49.5 | 3 | #DIV/0! | 1 | #DIV/0! | #DIV/0! |  |  | 1
0 | 0 | 0 | 0 | 1 | 1 | 17:03 | 6760 |  | 328.2706 | 249.9689 | 249.9689 | 49.8789 | 49.8789 | 3.5527e-16 | 0 | 249.9689 |  | -307.4145 | #DIV/0! | #DIV/0! | 49.5 | 3 | #DIV/0! | 1 | #DIV/0! | #DIV/0! |  |  | 1
0 | 0 | 0 | 0 | 1 | 1 | 17:03 | 6764 |  | 328.0659 | 250.1736 | 250.1736 | 49.8789 | 49.8789 | 3.5527e-16 | 0 | 250.1736 |  | -307.2098 | #DIV/0! | #DIV/0! | 49.5 | 3 | #DIV/0! | 1 | #DIV/0! | #DIV/0! |  |  | 1
0 | 0 | 0 | 0 | 1 | 1 | 17:03 | 6768 |  | 327.8612 | 250.3783 | 250.3783 | 49.8789 | 49.8789 | 3.5527e-16 | 0 | 250.3783 |  | -307.0051 | #DIV/0! | #DIV/0! | 49.5 | 3 | #DIV/0! | 1 | #DIV/0! | #DIV/0! |  |  | 1
0 | 0 | 0 | 0 | 1 | 1 | 17:03 | 6772 |  | 327.6566 | 250.5829 | 250.5829 | 49.8789 | 49.8789 | 3.5527e-16 | 0 | 250.5829 |  | -306.8005 | #DIV/0! | #DIV/0! | 49.5 | 3 | #DIV/0! | 1 | #DIV/0! | #DIV/0! |  |  | 1
0 | 0 | 0 | 0 | 1 | 1 | 17:04 | 6776 |  | 327.4519 | 250.7876 | 250.7876 | 49.8789 | 49.8789 | 3.5527e-16 | 0 | 250.7876 |  | -306.5958 | #DIV/0! | #DIV/0! | 49.5 | 3 | #DIV/0! | 1 | #DIV/0! | #DIV/0! |  |  | 1
0 | 0 | 0 | 0 | 1 | 1 | 17:04 | 6780 |  | 327.2472 | 250.9923 | 250.9923 | 49.8789 | 49.8789 | 3.5527e-16 | 0 | 250.9923 |  | -306.3911 | #DIV/0! | #DIV/0! | 49.5 | 3 | #DIV/0! | 1 | #DIV/0! | #DIV/0! |  |  | 1
0 | 0 | 0 | 0 | 1 | 1 | 17:04 | 6784 |  | 327.0426 | 251.1969 | 251.1969 | 49.8789 | 49.8789 | 3.5527e-16 | 0 | 251.1969 |  | -306.1865 | #DIV/0! | #DIV/0! | 49.5 | 3 | #DIV/0! | 1 | #DIV/0! | #DIV/0! |  |  | 1
0 | 0 | 0 | 0 | 1 | 1 | 17:04 | 6788 |  | 326.8379 | 251.4016 | 251.4016 | 49.8789 | 49.8789 | 3.5527e-16 | 0 | 251.4016 |  | -305.9818 | #DIV/0! | #DIV/0! | 49.5 | 3 | #DIV/0! | 1 | #DIV/0! | #DIV/0! |  |  | 1
0 | 0 | 0 | 0 | 1 | 1 | 17:04 | 6792 |  | 326.6332 | 251.6063 | 251.6063 | 49.8789 | 49.8789 | 3.5527e-16 | 0 | 251.6063 |  | -305.7771 | #DIV/0! | #DIV/0! | 49.5 | 3 | #DIV/0! | 1 | #DIV/0! | #DIV/0! |  |  | 1
0 | 0 | 0 | 0 | 1 | 1 | 17:04 | 6796 |  | 326.4286 | 251.8109 | 251.8109 | 49.8789 | 49.8789 | 3.5527e-16 | 0 | 251.8109 |  | -305.5725 | #DIV/0! | #DIV/0! | 49.5 | 3 | #DIV/0! | 1 | #DIV/0! | #DIV/0! |  |  | 1
0 | 0 | 0 | 0 | 1 | 1 | 17:04 | 6800 |  | 326.2239 | 252.0156 | 252.0156 | 49.8789 | 49.8789 | 3.5527e-16 | 0 | 252.0156 |  | -305.3678 | #DIV/0! | #DIV/0! | 49.5 | 3 | #DIV/0! | 1 | #DIV/0! | #DIV/0! |  |  | 1
0 | 0 | 0 | 0 | 1 | 1 | 17:04 | 6804 |  | 326.0192 | 252.2203 | 252.2203 | 49.8789 | 49.8789 | 3.5527e-16 | 0 | 252.2203 |  | -305.1631 | #DIV/0! | #DIV/0! | 49.5 | 3 | #DIV/0! | 1 | #DIV/0! | #DIV/0! |  |  | 1
0 | 0 | 0 | 0 | 1 | 1 | 17:04 | 6808 |  | 325.8146 | 252.4249 | 252.4249 | 49.8789 | 49.8789 | 3.5527e-16 | 0 | 252.4249 |  | -304.9585 | #DIV/0! | #DIV/0! | 49.5 | 3 | #DIV/0! | 1 | #DIV/0! | #DIV/0! |  |  | 1
0 | 0 | 0 | 0 | 1 | 1 | 17:04 | 6812 |  | 325.6099 | 252.6296 | 252.6296 | 49.8789 | 49.8789 | 3.5527e-16 | 0 | 252.6296 |  | -304.7538 | #DIV/0! | #DIV/0! | 49.5 | 3 | #DIV/0! | 1 | #DIV/0! | #DIV/0! |  |  | 1
0 | 0 | 0 | 0 | 1 | 1 | 17:04 | 6816 |  | 325.4052 | 252.8343 | 252.8343 | 49.8789 | 49.8789 | 3.5527e-16 | 0 | 252.8343 |  | -304.5491 | #DIV/0! | #DIV/0! | 49.5 | 3 | #DIV/0! | 1 | #DIV/0! | #DIV/0! |  |  | 1
0 | 0 | 0 | 0 | 1 | 1 | 17:04 | 6820 |  | 325.2006 | 253.0389 | 253.0389 | 49.8789 | 49.8789 | 3.5527e-16 | 0 | 253.0389 |  | -304.3445 | #DIV/0! | #DIV/0! | 49.5 | 3 | #DIV/0! | 1 | #DIV/0! | #DIV/0! |  |  | 1
0 | 0 | 0 | 0 | 1 | 1 | 17:04 | 6824 |  | 324.9959 | 253.2436 | 253.2436 | 49.8789 | 49.8789 | 3.5527e-16 | 0 | 253.2436 |  | -304.1398 | #DIV/0! | #DIV/0! | 49.5 | 3 | #DIV/0! | 1 | #DIV/0! | #DIV/0! |  |  | 1
0 | 0 | 0 | 0 | 1 | 1 | 17:04 | 6828 |  | 324.7912 | 253.4483 | 253.4483 | 49.8789 | 49.8789 | 3.5527e-16 | 0 | 253.4483 |  | -303.9351 | #DIV/0! | #DIV/0! | 49.5 | 3 | #DIV/0! | 1 | #DIV/0! | #DIV/0! |  |  | 1
0 | 0 | 0 | 0 | 1 | 1 | 17:04 | 6832 |  | 324.5866 | 253.6529 | 253.6529 | 49.8789 | 49.8789 | 3.5527e-16 | 0 | 253.6529 |  | -303.7305 | #DIV/0! | #DIV/0! | 49.5 | 3 | #DIV/0! | 1 | #DIV/0! | #DIV/0! |  |  | 1
0 | 0 | 0 | 0 | 1 | 1 | 17:05 | 6836 |  | 324.3819 | 253.8576 | 253.8576 | 49.8789 | 49.8789 | 3.5527e-16 | 0 | 253.8576 |  | -303.5258 | #DIV/0! | #DIV/0! | 49.5 | 3 | #DIV/0! | 1 | #DIV/0! | #DIV/0! |  |  | 1
0 | 0 | 0 | 0 | 1 | 1 | 17:05 | 6840 |  | 324.1772 | 254.0623 | 254.0623 | 49.8789 | 49.8789 | 3.5527e-16 | 0 | 254.0623 |  | -303.3211 | #DIV/0! | #DIV/0! | 49.5 | 3 | #DIV/0! | 1 | #DIV/0! | #DIV/0! |  |  | 1
0 | 0 | 0 | 0 | 1 | 1 | 17:05 | 6844 |  | 323.9726 | 254.2669 | 254.2669 | 49.8789 | 49.8789 | 3.5527e-16 | 0 | 254.2669 |  | -303.1165 | #DIV/0! | #DIV/0! | 49.5 | 3 | #DIV/0! | 1 | #DIV/0! | #DIV/0! |  |  | 1
0 | 0 | 0 | 0 | 1 | 1 | 17:05 | 6848 |  | 323.7679 | 254.4716 | 254.4716 | 49.8789 | 49.8789 | 3.5527e-16 | 0 | 254.4716 |  | -302.9118 | #DIV/0! | #DIV/0! | 49.5 | 3 | #DIV/0! | 1 | #DIV/0! | #DIV/0! |  |  | 1
0 | 0 | 0 | 0 | 1 | 1 | 17:05 | 6852 |  | 323.5632 | 254.6763 | 254.6763 | 49.8789 | 49.8789 | 3.5527e-16 | 0 | 254.6763 |  | -302.7071 | #DIV/0! | #DIV/0! | 49.5 | 3 | #DIV/0! | 1 | #DIV/0! | #DIV/0! |  |  | 1
0 | 0 | 0 | 0 | 1 | 1 | 17:05 | 6856 |  | 323.3586 | 254.8809 | 254.8809 | 49.8789 | 49.8789 | 3.5527e-16 | 0 | 254.8809 |  | -302.5025 | #DIV/0! | #DIV/0! | 49.5 | 3 | #DIV/0! | 1 | #DIV/0! | #DIV/0! |  |  | 1
0 | 0 | 0 | 0 | 1 | 1 | 17:05 | 6860 |  | 323.1539 | 255.0856 | 255.0856 | 49.8789 | 49.8789 | 3.5527e-16 | 0 | 255.0856 |  | -302.2978 | #DIV/0! | #DIV/0! | 49.5 | 3 | #DIV/0! | 1 | #DIV/0! | #DIV/0! |  |  | 1
0 | 0 | 0 | 0 | 1 | 1 | 17:05 | 6864 |  | 322.9492 | 255.2903 | 255.2903 | 49.8789 | 49.8789 | 3.5527e-16 | 0 | 255.2903 |  | -302.0931 | #DIV/0! | #DIV/0! | 49.5 | 3 | #DIV/0! | 1 | #DIV/0! | #DIV/0! |  |  | 1
0 | 0 | 0 | 0 | 1 | 1 | 17:05 | 6868 |  | 322.7446 | 255.4949 | 255.4949 | 49.8789 | 49.8789 | 3.5527e-16 | 0 | 255.4949 |  | -301.8885 | #DIV/0! | #DIV/0! | 49.5 | 3 | #DIV/0! | 1 | #DIV/0! | #DIV/0! |  |  | 1
0 | 0 | 0 | 0 | 1 | 1 | 17:05 | 6872 |  | 322.5399 | 255.6996 | 255.6996 | 49.8789 | 49.8789 | 3.5527e-16 | 0 | 255.6996 |  | -301.6838 | #DIV/0! | #DIV/0! | 49.5 | 3 | #DIV/0! | 1 | #DIV/0! | #DIV/0! |  |  | 1
0 | 0 | 0 | 0 | 1 | 1 | 17:05 | 6876 |  | 322.3352 | 255.9043 | 255.9043 | 49.8789 | 49.8789 | 3.5527e-16 | 0 | 255.9043 |  | -301.4791 | #DIV/0! | #DIV/0! | 49.5 | 3 | #DIV/0! | 1 | #DIV/0! | #DIV/0! |  |  | 1
0 | 0 | 0 | 0 | 1 | 1 | 17:05 | 6880 |  | 322.1306 | 256.1089 | 256.1089 | 49.8789 | 49.8789 | 3.5527e-16 | 0 | 256.1089 |  | -301.2745 | #DIV/0! | #DIV/0! | 49.5 | 3 | #DIV/0! | 1 | #DIV/0! | #DIV/0! |  |  | 1
0 | 0 | 0 | 0 | 1 | 1 | 17:05 | 6884 |  | 321.9259 | 256.3136 | 256.3136 | 49.8789 | 49.8789 | 3.5527e-16 | 0 | 256.3136 |  | -301.0698 | #DIV/0! | #DIV/0! | 49.5 | 3 | #DIV/0! | 1 | #DIV/0! | #DIV/0! |  |  | 1
0 | 0 | 0 | 0 | 1 | 1 | 17:05 | 6888 |  | 321.7212 | 256.5183 | 256.5183 | 49.8789 | 49.8789 | 3.5527e-16 | 0 | 256.5183 |  | -300.8651 | #DIV/0! | #DIV/0! | 49.5 | 3 | #DIV/0! | 1 | #DIV/0! | #DIV/0! |  |  | 1
0 | 0 | 0 | 0 | 1 | 1 | 17:05 | 6892 |  | 321.5166 | 256.7229 | 256.7229 | 49.8789 | 49.8789 | 3.5527e-16 | 0 | 256.7229 |  | -300.6605 | #DIV/0! | #DIV/0! | 49.5 | 3 | #DIV/0! | 1 | #DIV/0! | #DIV/0! |  |  | 1
0 | 0 | 0 | 0 | 1 | 1 | 17:06 | 6896 |  | 321.3119 | 256.9276 | 256.9276 | 49.8789 | 49.8789 | 3.5527e-16 | 0 | 256.9276 |  | -300.4558 | #DIV/0! | #DIV/0! | 49.5 | 3 | #DIV/0! | 1 | #DIV/0! | #DIV/0! |  |  | 1
0 | 0 | 0 | 0 | 1 | 1 | 17:06 | 6900 |  | 321.1072 | 257.1323 | 257.1323 | 49.8789 | 49.8789 | 3.5527e-16 | 0 | 257.1323 |  | -300.2511 | #DIV/0! | #DIV/0! | 49.5 | 3 | #DIV/0! | 1 | #DIV/0! | #DIV/0! |  |  | 1
0 | 0 | 0 | 0 | 1 | 1 | 17:06 | 6904 |  | 320.9026 | 257.3369 | 257.3369 | 49.8789 | 49.8789 | 3.5527e-16 | 0 | 257.3369 |  | -300.0465 | #DIV/0! | #DIV/0! | 49.5 | 3 | #DIV/0! | 1 | #DIV/0! | #DIV/0! |  |  | 1
0 | 0 | 0 | 0 | 1 | 1 | 17:06 | 6908 |  | 320.6979 | 257.5416 | 257.5416 | 49.8789 | 49.8789 | 3.5527e-16 | 0 | 257.5416 |  | -299.8418 | #DIV/0! | #DIV/0! | 49.5 | 3 | #DIV/0! | 1 | #DIV/0! | #DIV/0! |  |  | 1
0 | 0 | 0 | 0 | 1 | 1 | 17:06 | 6912 |  | 320.4932 | 257.7463 | 257.7463 | 49.8789 | 49.8789 | 3.5527e-16 | 0 | 257.7463 |  | -299.6371 | #DIV/0! | #DIV/0! | 49.5 | 3 | #DIV/0! | 1 | #DIV/0! | #DIV/0! |  |  | 1
0 | 0 | 0 | 0 | 1 | 1 | 17:06 | 6916 |  | 320.2886 | 257.9509 | 257.9509 | 49.8789 | 49.8789 | 3.5527e-16 | 0 | 257.9509 |  | -299.4325 | #DIV/0! | #DIV/0! | 49.5 | 3 | #DIV/0! | 1 | #DIV/0! | #DIV/0! |  |  | 1
0 | 0 | 0 | 0 | 1 | 1 | 17:06 | 6920 |  | 320.0839 | 258.1556 | 258.1556 | 49.8789 | 49.8789 | 3.5527e-16 | 0 | 258.1556 |  | -299.2278 | #DIV/0! | #DIV/0! | 49.5 | 3 | #DIV/0! | 1 | #DIV/0! | #DIV/0! |  |  | 1
0 | 0 | 0 | 0 | 1 | 1 | 17:06 | 6924 |  | 319.8792 | 258.3603 | 258.3603 | 49.8789 | 49.8789 | 3.5527e-16 | 0 | 258.3603 |  | -299.0231 | #DIV/0! | #DIV/0! | 49.5 | 3 | #DIV/0! | 1 | #DIV/0! | #DIV/0! |  |  | 1
0 | 0 | 0 | 0 | 1 | 1 | 17:06 | 6928 |  | 319.6746 | 258.5649 | 258.5649 | 49.8789 | 49.8789 | 3.5527e-16 | 0 | 258.5649 |  | -298.8185 | #DIV/0! | #DIV/0! | 49.5 | 3 | #DIV/0! | 1 | #DIV/0! | #DIV/0! |  |  | 1
0 | 0 | 0 | 0 | 1 | 1 | 17:06 | 6932 |  | 319.4699 | 258.7696 | 258.7696 | 49.8789 | 49.8789 | 3.5527e-16 | 0 | 258.7696 |  | -298.6138 | #DIV/0! | #DIV/0! | 49.5 | 3 | #DIV/0! | 1 | #DIV/0! | #DIV/0! |  |  | 1
0 | 0 | 0 | 0 | 1 | 1 | 17:06 | 6936 |  | 319.2652 | 258.9743 | 258.9743 | 49.8789 | 49.8789 | 3.5527e-16 | 0 | 258.9743 |  | -298.4091 | #DIV/0! | #DIV/0! | 49.5 | 3 | #DIV/0! | 1 | #DIV/0! | #DIV/0! |  |  | 1
0 | 0 | 0 | 0 | 1 | 1 | 17:06 | 6940 |  | 319.0606 | 259.1789 | 259.1789 | 49.8789 | 49.8789 | 3.5527e-16 | 0 | 259.1789 |  | -298.2045 | #DIV/0! | #DIV/0! | 49.5 | 3 | #DIV/0! | 1 | #DIV/0! | #DIV/0! |  |  | 1
0 | 0 | 0 | 0 | 1 | 1 | 17:06 | 6944 |  | 318.8559 | 259.3836 | 259.3836 | 49.8789 | 49.8789 | 3.5527e-16 | 0 | 259.3836 |  | -297.9998 | #DIV/0! | #DIV/0! | 49.5 | 3 | #DIV/0! | 1 | #DIV/0! | #DIV/0! |  |  | 1
0 | 0 | 0 | 0 | 1 | 1 | 17:06 | 6948 |  | 318.6512 | 259.5883 | 259.5883 | 49.8789 | 49.8789 | 3.5527e-16 | 0 | 259.5883 |  | -297.7951 | #DIV/0! | #DIV/0! | 49.5 | 3 | #DIV/0! | 1 | #DIV/0! | #DIV/0! |  |  | 1
0 | 0 | 0 | 0 | 1 | 1 | 17:06 | 6952 |  | 318.4466 | 259.7929 | 259.7929 | 49.8789 | 49.8789 | 3.5527e-16 | 0 | 259.7929 |  | -297.5905 | #DIV/0! | #DIV/0! | 49.5 | 3 | #DIV/0! | 1 | #DIV/0! | #DIV/0! |  |  | 1
0 | 0 | 0 | 0 | 1 | 1 | 17:07 | 6956 |  | 318.2419 | 259.9976 | 259.9976 | 49.8789 | 49.8789 | 3.5527e-16 | 0 | 259.9976 |  | -297.3858 | #DIV/0! | #DIV/0! | 49.5 | 3 | #DIV/0! | 1 | #DIV/0! | #DIV/0! |  |  | 1
0 | 0 | 0 | 0 | 1 | 1 | 17:07 | 6960 |  | 318.0372 | 260.2023 | 260.2023 | 49.8789 | 49.8789 | 3.5527e-16 | 0 | 260.2023 |  | -297.1811 | #DIV/0! | #DIV/0! | 49.5 | 3 | #DIV/0! | 1 | #DIV/0! | #DIV/0! |  |  | 1
0 | 0 | 0 | 0 | 1 | 1 | 17:07 | 6964 |  | 317.8326 | 260.4069 | 260.4069 | 49.8789 | 49.8789 | 3.5527e-16 | 0 | 260.4069 |  | -296.9765 | #DIV/0! | #DIV/0! | 49.5 | 3 | #DIV/0! | 1 | #DIV/0! | #DIV/0! |  |  | 1
0 | 0 | 0 | 0 | 1 | 1 | 17:07 | 6968 |  | 317.6279 | 260.6116 | 260.6116 | 49.8789 | 49.8789 | 3.5527e-16 | 0 | 260.6116 |  | -296.7718 | #DIV/0! | #DIV/0! | 49.5 | 3 | #DIV/0! | 1 | #DIV/0! | #DIV/0! |  |  | 1
0 | 0 | 0 | 0 | 1 | 1 | 17:07 | 6972 |  | 317.4232 | 260.8163 | 260.8163 | 49.8789 | 49.8789 | 3.5527e-16 | 0 | 260.8163 |  | -296.5671 | #DIV/0! | #DIV/0! | 49.5 | 3 | #DIV/0! | 1 | #DIV/0! | #DIV/0! |  |  | 1
0 | 0 | 0 | 0 | 1 | 1 | 17:07 | 6976 |  | 317.2186 | 261.0209 | 261.0209 | 49.8789 | 49.8789 | 3.5527e-16 | 0 | 261.0209 |  | -296.3625 | #DIV/0! | #DIV/0! | 49.5 | 3 | #DIV/0! | 1 | #DIV/0! | #DIV/0! |  |  | 1
0 | 0 | 0 | 0 | 1 | 1 | 17:07 | 6980 |  | 317.0139 | 261.2256 | 261.2256 | 49.8789 | 49.8789 | 3.5527e-16 | 0 | 261.2256 |  | -296.1578 | #DIV/0! | #DIV/0! | 49.5 | 3 | #DIV/0! | 1 | #DIV/0! | #DIV/0! |  |  | 1
0 | 0 | 0 | 0 | 1 | 1 | 17:07 | 6984 |  | 316.8092 | 261.4302 | 261.4302 | 49.8789 | 49.8789 | 3.5527e-16 | 0 | 261.4302 |  | -295.9531 | #DIV/0! | #DIV/0! | 49.5 | 3 | #DIV/0! | 1 | #DIV/0! | #DIV/0! |  |  | 1
0 | 0 | 0 | 0 | 1 | 1 | 17:07 | 6988 |  | 316.6046 | 261.6349 | 261.6349 | 49.8789 | 49.8789 | 3.5527e-16 | 0 | 261.6349 |  | -295.7485 | #DIV/0! | #DIV/0! | 49.5 | 3 | #DIV/0! | 1 | #DIV/0! | #DIV/0! |  |  | 1
0 | 0 | 0 | 0 | 1 | 1 | 17:07 | 6992 |  | 316.3999 | 261.8396 | 261.8396 | 49.8789 | 49.8789 | 3.5527e-16 | 0 | 261.8396 |  | -295.5438 | #DIV/0! | #DIV/0! | 49.5 | 3 | #DIV/0! | 1 | #DIV/0! | #DIV/0! |  |  | 1
0 | 0 | 0 | 0 | 1 | 1 | 17:07 | 6996 |  | 316.1952 | 262.0442 | 262.0442 | 49.8789 | 49.8789 | 3.5527e-16 | 0 | 262.0442 |  | -295.3392 | #DIV/0! | #DIV/0! | 49.5 | 3 | #DIV/0! | 1 | #DIV/0! | #DIV/0! |  |  | 1
0 | 0 | 0 | 0 | 1 | 1 | 17:07 | 7000 |  | 315.9906 | 262.2489 | 262.2489 | 49.8789 | 49.8789 | 3.5527e-16 | 0 | 262.2489 |  | -295.1345 | #DIV/0! | #DIV/0! | 49.5 | 3 | #DIV/0! | 1 | #DIV/0! | #DIV/0! |  |  | 1
0 | 0 | 0 | 0 | 1 | 1 | 17:07 | 7004 |  | 315.7859 | 262.4536 | 262.4536 | 49.8789 | 49.8789 | 3.5527e-16 | 0 | 262.4536 |  | -294.9298 | #DIV/0! | #DIV/0! | 49.5 | 3 | #DIV/0! | 1 | #DIV/0! | #DIV/0! |  |  | 1
0 | 0 | 0 | 0 | 1 | 1 | 17:07 | 7008 |  | 315.5812 | 262.6582 | 262.6582 | 49.8789 | 49.8789 | 3.5527e-16 | 0 | 262.6582 |  | -294.7252 | #DIV/0! | #DIV/0! | 49.5 | 3 | #DIV/0! | 1 | #DIV/0! | #DIV/0! |  |  | 1
0 | 0 | 0 | 0 | 1 | 1 | 17:07 | 7012 |  | 315.3766 | 262.8629 | 262.8629 | 49.8789 | 49.8789 | 3.5527e-16 | 0 | 262.8629 |  | -294.5205 | #DIV/0! | #DIV/0! | 49.5 | 3 | #DIV/0! | 1 | #DIV/0! | #DIV/0! |  |  | 1
0 | 0 | 0 | 0 | 1 | 1 | 17:08 | 7016 |  | 315.1719 | 263.0676 | 263.0676 | 49.8789 | 49.8789 | 3.5527e-16 | 0 | 263.0676 |  | -294.3158 | #DIV/0! | #DIV/0! | 49.5 | 3 | #DIV/0! | 1 | #DIV/0! | #DIV/0! |  |  | 1
0 | 0 | 0 | 0 | 1 | 1 | 17:08 | 7020 |  | 314.9672 | 263.2722 | 263.2722 | 49.8789 | 49.8789 | 3.5527e-16 | 0 | 263.2722 |  | -294.1112 | #DIV/0! | #DIV/0! | 49.5 | 3 | #DIV/0! | 1 | #DIV/0! | #DIV/0! |  |  | 1
0 | 0 | 0 | 0 | 1 | 1 | 17:08 | 7024 |  | 314.7626 | 263.4769 | 263.4769 | 49.8789 | 49.8789 | 3.5527e-16 | 0 | 263.4769 |  | -293.9065 | #DIV/0! | #DIV/0! | 49.5 | 3 | #DIV/0! | 1 | #DIV/0! | #DIV/0! |  |  | 1
0 | 0 | 0 | 0 | 1 | 1 | 17:08 | 7028 |  | 314.5579 | 263.6816 | 263.6816 | 49.8789 | 49.8789 | 3.5527e-16 | 0 | 263.6816 |  | -293.7018 | #DIV/0! | #DIV/0! | 49.5 | 3 | #DIV/0! | 1 | #DIV/0! | #DIV/0! |  |  | 1
0 | 0 | 0 | 0 | 1 | 1 | 17:08 | 7032 |  | 314.3532 | 263.8862 | 263.8862 | 49.8789 | 49.8789 | 3.5527e-16 | 0 | 263.8862 |  | -293.4972 | #DIV/0! | #DIV/0! | 49.5 | 3 | #DIV/0! | 1 | #DIV/0! | #DIV/0! |  |  | 1
0 | 0 | 0 | 0 | 1 | 1 | 17:08 | 7036 |  | 314.1486 | 264.0909 | 264.0909 | 49.8789 | 49.8789 | 3.5527e-16 | 0 | 264.0909 |  | -293.2925 | #DIV/0! | #DIV/0! | 49.5 | 3 | #DIV/0! | 1 | #DIV/0! | #DIV/0! |  |  | 1
0 | 0 | 0 | 0 | 1 | 1 | 17:08 | 7040 |  | 313.9439 | 264.2956 | 264.2956 | 49.8789 | 49.8789 | 3.5527e-16 | 0 | 264.2956 |  | -293.0878 | #DIV/0! | #DIV/0! | 49.5 | 3 | #DIV/0! | 1 | #DIV/0! | #DIV/0! |  |  | 1
0 | 0 | 0 | 0 | 1 | 1 | 17:08 | 7044 |  | 313.7392 | 264.5002 | 264.5002 | 49.8789 | 49.8789 | 3.5527e-16 | 0 | 264.5002 |  | -292.8832 | #DIV/0! | #DIV/0! | 49.5 | 3 | #DIV/0! | 1 | #DIV/0! | #DIV/0! |  |  | 1
0 | 0 | 0 | 0 | 1 | 1 | 17:08 | 7048 |  | 313.5346 | 264.7049 | 264.7049 | 49.8789 | 49.8789 | 3.5527e-16 | 0 | 264.7049 |  | -292.6785 | #DIV/0! | #DIV/0! | 49.5 | 3 | #DIV/0! | 1 | #DIV/0! | #DIV/0! |  |  | 1
0 | 0 | 0 | 0 | 1 | 1 | 17:08 | 7052 |  | 313.3299 | 264.9096 | 264.9096 | 49.8789 | 49.8789 | 3.5527e-16 | 0 | 264.9096 |  | -292.4738 | #DIV/0! | #DIV/0! | 49.5 | 3 | #DIV/0! | 1 | #DIV/0! | #DIV/0! |  |  | 1
0 | 0 | 0 | 0 | 1 | 1 | 17:08 | 7056 |  | 313.1252 | 265.1142 | 265.1142 | 49.8789 | 49.8789 | 3.5527e-16 | 0 | 265.1142 |  | -292.2692 | #DIV/0! | #DIV/0! | 49.5 | 3 | #DIV/0! | 1 | #DIV/0! | #DIV/0! |  |  | 1
0 | 0 | 0 | 0 | 1 | 1 | 17:08 | 7060 |  | 312.9206 | 265.3189 | 265.3189 | 49.8789 | 49.8789 | 3.5527e-16 | 0 | 265.3189 |  | -292.0645 | #DIV/0! | #DIV/0! | 49.5 | 3 | #DIV/0! | 1 | #DIV/0! | #DIV/0! |  |  | 1
0 | 0 | 0 | 0 | 1 | 1 | 17:08 | 7064 |  | 312.7159 | 265.5236 | 265.5236 | 49.8789 | 49.8789 | 3.5527e-16 | 0 | 265.5236 |  | -291.8598 | #DIV/0! | #DIV/0! | 49.5 | 3 | #DIV/0! | 1 | #DIV/0! | #DIV/0! |  |  | 1
0 | 0 | 0 | 0 | 1 | 1 | 17:08 | 7068 |  | 312.5112 | 265.7282 | 265.7282 | 49.8789 | 49.8789 | 3.5527e-16 | 0 | 265.7282 |  | -291.6552 | #DIV/0! | #DIV/0! | 49.5 | 3 | #DIV/0! | 1 | #DIV/0! | #DIV/0! |  |  | 1
0 | 0 | 0 | 0 | 1 | 1 | 17:08 | 7072 |  | 312.3066 | 265.9329 | 265.9329 | 49.8789 | 49.8789 | 3.5527e-16 | 0 | 265.9329 |  | -291.4505 | #DIV/0! | #DIV/0! | 49.5 | 3 | #DIV/0! | 1 | #DIV/0! | #DIV/0! |  |  | 1
0 | 0 | 0 | 0 | 1 | 1 | 17:09 | 7076 |  | 312.1019 | 266.1376 | 266.1376 | 49.8789 | 49.8789 | 3.5527e-16 | 0 | 266.1376 |  | -291.2458 | #DIV/0! | #DIV/0! | 49.5 | 3 | #DIV/0! | 1 | #DIV/0! | #DIV/0! |  |  | 1
0 | 0 | 0 | 0 | 1 | 1 | 17:09 | 7080 |  | 311.8972 | 266.3422 | 266.3422 | 49.8789 | 49.8789 | 3.5527e-16 | 0 | 266.3422 |  | -291.0412 | #DIV/0! | #DIV/0! | 49.5 | 3 | #DIV/0! | 1 | #DIV/0! | #DIV/0! |  |  | 1
0 | 0 | 0 | 0 | 1 | 1 | 17:09 | 7084 |  | 311.6926 | 266.5469 | 266.5469 | 49.8789 | 49.8789 | 3.5527e-16 | 0 | 266.5469 |  | -290.8365 | #DIV/0! | #DIV/0! | 49.5 | 3 | #DIV/0! | 1 | #DIV/0! | #DIV/0! |  |  | 1
0 | 0 | 0 | 0 | 1 | 1 | 17:09 | 7088 |  | 311.4879 | 266.7516 | 266.7516 | 49.8789 | 49.8789 | 3.5527e-16 | 0 | 266.7516 |  | -290.6318 | #DIV/0! | #DIV/0! | 49.5 | 3 | #DIV/0! | 1 | #DIV/0! | #DIV/0! |  |  | 1
0 | 0 | 0 | 0 | 1 | 1 | 17:09 | 7092 |  | 311.2832 | 266.9562 | 266.9562 | 49.8789 | 49.8789 | 3.5527e-16 | 0 | 266.9562 |  | -290.4272 | #DIV/0! | #DIV/0! | 49.5 | 3 | #DIV/0! | 1 | #DIV/0! | #DIV/0! |  |  | 1
0 | 0 | 0 | 0 | 1 | 1 | 17:09 | 7096 |  | 311.0786 | 267.1609 | 267.1609 | 49.8789 | 49.8789 | 3.5527e-16 | 0 | 267.1609 |  | -290.2225 | #DIV/0! | #DIV/0! | 49.5 | 3 | #DIV/0! | 1 | #DIV/0! | #DIV/0! |  |  | 1
0 | 0 | 0 | 0 | 1 | 1 | 17:09 | 7100 |  | 310.8739 | 267.3656 | 267.3656 | 49.8789 | 49.8789 | 3.5527e-16 | 0 | 267.3656 |  | -290.0178 | #DIV/0! | #DIV/0! | 49.5 | 3 | #DIV/0! | 1 | #DIV/0! | #DIV/0! |  |  | 1
0 | 0 | 0 | 0 | 1 | 1 | 17:09 | 7104 |  | 310.6692 | 267.5702 | 267.5702 | 49.8789 | 49.8789 | 3.5527e-16 | 0 | 267.5702 |  | -289.8132 | #DIV/0! | #DIV/0! | 49.5 | 3 | #DIV/0! | 1 | #DIV/0! | #DIV/0! |  |  | 1
0 | 0 | 0 | 0 | 1 | 1 | 17:09 | 7108 |  | 310.4646 | 267.7749 | 267.7749 | 49.8789 | 49.8789 | 3.5527e-16 | 0 | 267.7749 |  | -289.6085 | #DIV/0! | #DIV/0! | 49.5 | 3 | #DIV/0! | 1 | #DIV/0! | #DIV/0! |  |  | 1
0 | 0 | 0 | 0 | 1 | 1 | 17:09 | 7112 |  | 310.2599 | 267.9796 | 267.9796 | 49.8789 | 49.8789 | 3.5527e-16 | 0 | 267.9796 |  | -289.4038 | #DIV/0! | #DIV/0! | 49.5 | 3 | #DIV/0! | 1 | #DIV/0! | #DIV/0! |  |  | 1
0 | 0 | 0 | 0 | 1 | 1 | 17:09 | 7116 |  | 310.0553 | 268.1842 | 268.1842 | 49.8789 | 49.8789 | 3.5527e-16 | 0 | 268.1842 |  | -289.1992 | #DIV/0! | #DIV/0! | 49.5 | 3 | #DIV/0! | 1 | #DIV/0! | #DIV/0! |  |  | 1
0 | 0 | 0 | 0 | 1 | 1 | 17:09 | 7120 |  | 309.8506 | 268.3889 | 268.3889 | 49.8789 | 49.8789 | 3.5527e-16 | 0 | 268.3889 |  | -288.9945 | #DIV/0! | #DIV/0! | 49.5 | 3 | #DIV/0! | 1 | #DIV/0! | #DIV/0! |  |  | 1
0 | 0 | 0 | 0 | 1 | 1 | 17:09 | 7124 |  | 309.6459 | 268.5936 | 268.5936 | 49.8789 | 49.8789 | 3.5527e-16 | 0 | 268.5936 |  | -288.7898 | #DIV/0! | #DIV/0! | 49.5 | 3 | #DIV/0! | 1 | #DIV/0! | #DIV/0! |  |  | 1
0 | 0 | 0 | 0 | 1 | 1 | 17:09 | 7128 |  | 309.4413 | 268.7982 | 268.7982 | 49.8789 | 49.8789 | 3.5527e-16 | 0 | 268.7982 |  | -288.5852 | #DIV/0! | #DIV/0! | 49.5 | 3 | #DIV/0! | 1 | #DIV/0! | #DIV/0! |  |  | 1
0 | 0 | 0 | 0 | 1 | 1 | 17:09 | 7132 |  | 309.2366 | 269.0029 | 269.0029 | 49.8789 | 49.8789 | 3.5527e-16 | 0 | 269.0029 |  | -288.3805 | #DIV/0! | #DIV/0! | 49.5 | 3 | #DIV/0! | 1 | #DIV/0! | #DIV/0! |  |  | 1
0 | 0 | 0 | 0 | 1 | 1 | 17:10 | 7136 |  | 309.0319 | 269.2076 | 269.2076 | 49.8789 | 49.8789 | 3.5527e-16 | 0 | 269.2076 |  | -288.1758 | #DIV/0! | #DIV/0! | 49.5 | 3 | #DIV/0! | 1 | #DIV/0! | #DIV/0! |  |  | 1
0 | 0 | 0 | 0 | 1 | 1 | 17:10 | 7140 |  | 308.8273 | 269.4122 | 269.4122 | 49.8789 | 49.8789 | 3.5527e-16 | 0 | 269.4122 |  | -287.9712 | #DIV/0! | #DIV/0! | 49.5 | 3 | #DIV/0! | 1 | #DIV/0! | #DIV/0! |  |  | 1
0 | 0 | 0 | 0 | 1 | 1 | 17:10 | 7144 |  | 308.6226 | 269.6169 | 269.6169 | 49.8789 | 49.8789 | 3.5527e-16 | 0 | 269.6169 |  | -287.7665 | #DIV/0! | #DIV/0! | 49.5 | 3 | #DIV/0! | 1 | #DIV/0! | #DIV/0! |  |  | 1
0 | 0 | 0 | 0 | 1 | 1 | 17:10 | 7148 |  | 308.4179 | 269.8216 | 269.8216 | 49.8789 | 49.8789 | 3.5527e-16 | 0 | 269.8216 |  | -287.5618 | #DIV/0! | #DIV/0! | 49.5 | 3 | #DIV/0! | 1 | #DIV/0! | #DIV/0! |  |  | 1
0 | 0 | 0 | 0 | 1 | 1 | 17:10 | 7152 |  | 308.2133 | 270.0262 | 270.0262 | 49.8789 | 49.8789 | 3.5527e-16 | 0 | 270.0262 |  | -287.3572 | #DIV/0! | #DIV/0! | 49.5 | 3 | #DIV/0! | 1 | #DIV/0! | #DIV/0! |  |  | 1
0 | 0 | 0 | 0 | 1 | 1 | 17:10 | 7156 |  | 308.0086 | 270.2309 | 270.2309 | 49.8789 | 49.8789 | 3.5527e-16 | 0 | 270.2309 |  | -287.1525 | #DIV/0! | #DIV/0! | 49.5 | 3 | #DIV/0! | 1 | #DIV/0! | #DIV/0! |  |  | 1
0 | 0 | 0 | 0 | 1 | 1 | 17:10 | 7160 |  | 307.8039 | 270.4356 | 270.4356 | 49.8789 | 49.8789 | 3.5527e-16 | 0 | 270.4356 |  | -286.9478 | #DIV/0! | #DIV/0! | 49.5 | 3 | #DIV/0! | 1 | #DIV/0! | #DIV/0! |  |  | 1
0 | 0 | 0 | 0 | 1 | 1 | 17:10 | 7164 |  | 307.5993 | 270.6402 | 270.6402 | 49.8789 | 49.8789 | 3.5527e-16 | 0 | 270.6402 |  | -286.7432 | #DIV/0! | #DIV/0! | 49.5 | 3 | #DIV/0! | 1 | #DIV/0! | #DIV/0! |  |  | 1
0 | 0 | 0 | 0 | 1 | 1 | 17:10 | 7168 |  | 307.3946 | 270.8449 | 270.8449 | 49.8789 | 49.8789 | 3.5527e-16 | 0 | 270.8449 |  | -286.5385 | #DIV/0! | #DIV/0! | 49.5 | 3 | #DIV/0! | 1 | #DIV/0! | #DIV/0! |  |  | 1
0 | 0 | 0 | 0 | 1 | 1 | 17:10 | 7172 |  | 307.1899 | 271.0496 | 271.0496 | 49.8789 | 49.8789 | 3.5527e-16 | 0 | 271.0496 |  | -286.3338 | #DIV/0! | #DIV/0! | 49.5 | 3 | #DIV/0! | 1 | #DIV/0! | #DIV/0! |  |  | 1
0 | 0 | 0 | 0 | 1 | 1 | 17:10 | 7176 |  | 306.9853 | 271.2542 | 271.2542 | 49.8789 | 49.8789 | 3.5527e-16 | 0 | 271.2542 |  | -286.1292 | #DIV/0! | #DIV/0! | 49.5 | 3 | #DIV/0! | 1 | #DIV/0! | #DIV/0! |  |  | 1
0 | 0 | 0 | 0 | 1 | 1 | 17:10 | 7180 |  | 306.7806 | 271.4589 | 271.4589 | 49.8789 | 49.8789 | 3.5527e-16 | 0 | 271.4589 |  | -285.9245 | #DIV/0! | #DIV/0! | 49.5 | 3 | #DIV/0! | 1 | #DIV/0! | #DIV/0! |  |  | 1
0 | 0 | 0 | 0 | 1 | 1 | 17:10 | 7184 |  | 306.5759 | 271.6636 | 271.6636 | 49.8789 | 49.8789 | 3.5527e-16 | 0 | 271.6636 |  | -285.7198 | #DIV/0! | #DIV/0! | 49.5 | 3 | #DIV/0! | 1 | #DIV/0! | #DIV/0! |  |  | 1
0 | 0 | 0 | 0 | 1 | 1 | 17:10 | 7188 |  | 306.3713 | 271.8682 | 271.8682 | 49.8789 | 49.8789 | 3.5527e-16 | 0 | 271.8682 |  | -285.5152 | #DIV/0! | #DIV/0! | 49.5 | 3 | #DIV/0! | 1 | #DIV/0! | #DIV/0! |  |  | 1
0 | 0 | 0 | 0 | 1 | 1 | 17:10 | 7192 |  | 306.1666 | 272.0729 | 272.0729 | 49.8789 | 49.8789 | 3.5527e-16 | 0 | 272.0729 |  | -285.3105 | #DIV/0! | #DIV/0! | 49.5 | 3 | #DIV/0! | 1 | #DIV/0! | #DIV/0! |  |  | 1
0 | 0 | 0 | 0 | 1 | 1 | 17:11 | 7196 |  | 305.9619 | 272.2776 | 272.2776 | 49.8789 | 49.8789 | 3.5527e-16 | 0 | 272.2776 |  | -285.1058 | #DIV/0! | #DIV/0! | 49.5 | 3 | #DIV/0! | 1 | #DIV/0! | #DIV/0! |  |  | 1
0 | 0 | 0 | 0 | 1 | 1 | 17:11 | 7200 |  | 305.7573 | 272.4822 | 272.4822 | 49.8789 | 49.8789 | 3.5527e-16 | 0 | 272.4822 |  | -284.9012 | #DIV/0! | #DIV/0! | 49.5 | 3 | #DIV/0! | 1 | #DIV/0! | #DIV/0! |  |  | 1
0 | 0 | 0 | 0 | 1 | 1 | 17:11 | 7204 |  | 305.5526 | 272.6869 | 272.6869 | 49.8789 | 49.8789 | 3.5527e-16 | 0 | 272.6869 |  | -284.6965 | #DIV/0! | #DIV/0! | 49.5 | 3 | #DIV/0! | 1 | #DIV/0! | #DIV/0! |  |  | 1
0 | 0 | 0 | 0 | 1 | 1 | 17:11 | 7208 |  | 305.3479 | 272.8916 | 272.8916 | 49.8789 | 49.8789 | 3.5527e-16 | 0 | 272.8916 |  | -284.4918 | #DIV/0! | #DIV/0! | 49.5 | 3 | #DIV/0! | 1 | #DIV/0! | #DIV/0! |  |  | 1
0 | 0 | 0 | 0 | 1 | 1 | 17:11 | 7212 |  | 305.1433 | 273.0962 | 273.0962 | 49.8789 | 49.8789 | 3.5527e-16 | 0 | 273.0962 |  | -284.2872 | #DIV/0! | #DIV/0! | 49.5 | 3 | #DIV/0! | 1 | #DIV/0! | #DIV/0! |  |  | 1
0 | 0 | 0 | 0 | 1 | 1 | 17:11 | 7216 |  | 304.9386 | 273.3009 | 273.3009 | 49.8789 | 49.8789 | 3.5527e-16 | 0 | 273.3009 |  | -284.0825 | #DIV/0! | #DIV/0! | 49.5 | 3 | #DIV/0! | 1 | #DIV/0! | #DIV/0! |  |  | 1
0 | 0 | 0 | 0 | 1 | 1 | 17:11 | 7220 |  | 304.7339 | 273.5056 | 273.5056 | 49.8789 | 49.8789 | 3.5527e-16 | 0 | 273.5056 |  | -283.8778 | #DIV/0! | #DIV/0! | 49.5 | 3 | #DIV/0! | 1 | #DIV/0! | #DIV/0! |  |  | 1
0 | 0 | 0 | 0 | 1 | 1 | 17:11 | 7224 |  | 304.5293 | 273.7102 | 273.7102 | 49.8789 | 49.8789 | 3.5527e-16 | 0 | 273.7102 |  | -283.6732 | #DIV/0! | #DIV/0! | 49.5 | 3 | #DIV/0! | 1 | #DIV/0! | #DIV/0! |  |  | 1
0 | 0 | 0 | 0 | 1 | 1 | 17:11 | 7228 |  | 304.3246 | 273.9149 | 273.9149 | 49.8789 | 49.8789 | 3.5527e-16 | 0 | 273.9149 |  | -283.4685 | #DIV/0! | #DIV/0! | 49.5 | 3 | #DIV/0! | 1 | #DIV/0! | #DIV/0! |  |  | 1
0 | 0 | 0 | 0 | 1 | 1 | 17:11 | 7232 |  | 304.1199 | 274.1196 | 274.1196 | 49.8789 | 49.8789 | 3.5527e-16 | 0 | 274.1196 |  | -283.2638 | #DIV/0! | #DIV/0! | 49.5 | 3 | #DIV/0! | 1 | #DIV/0! | #DIV/0! |  |  | 1
0 | 0 | 0 | 0 | 1 | 1 | 17:11 | 7236 |  | 303.9153 | 274.3242 | 274.3242 | 49.8789 | 49.8789 | 3.5527e-16 | 0 | 274.3242 |  | -283.0592 | #DIV/0! | #DIV/0! | 49.5 | 3 | #DIV/0! | 1 | #DIV/0! | #DIV/0! |  |  | 1
0 | 0 | 0 | 0 | 1 | 1 | 17:11 | 7240 |  | 303.7106 | 274.5289 | 274.5289 | 49.8789 | 49.8789 | 3.5527e-16 | 0 | 274.5289 |  | -282.8545 | #DIV/0! | #DIV/0! | 49.5 | 3 | #DIV/0! | 1 | #DIV/0! | #DIV/0! |  |  | 1
0 | 0 | 0 | 0 | 1 | 1 | 17:11 | 7244 |  | 303.5059 | 274.7336 | 274.7336 | 49.8789 | 49.8789 | 3.5527e-16 | 0 | 274.7336 |  | -282.6498 | #DIV/0! | #DIV/0! | 49.5 | 3 | #DIV/0! | 1 | #DIV/0! | #DIV/0! |  |  | 1
0 | 0 | 0 | 0 | 1 | 1 | 17:11 | 7248 |  | 303.3013 | 274.9382 | 274.9382 | 49.8789 | 49.8789 | 3.5527e-16 | 0 | 274.9382 |  | -282.4452 | #DIV/0! | #DIV/0! | 49.5 | 3 | #DIV/0! | 1 | #DIV/0! | #DIV/0! |  |  | 1
0 | 0 | 0 | 0 | 1 | 1 | 17:11 | 7252 |  | 303.0966 | 275.1429 | 275.1429 | 49.8789 | 49.8789 | 3.5527e-16 | 0 | 275.1429 |  | -282.2405 | #DIV/0! | #DIV/0! | 49.5 | 3 | #DIV/0! | 1 | #DIV/0! | #DIV/0! |  |  | 1
0 | 0 | 0 | 0 | 1 | 1 | 17:12 | 7256 |  | 302.8919 | 275.3476 | 275.3476 | 49.8789 | 49.8789 | 3.5527e-16 | 0 | 275.3476 |  | -282.0358 | #DIV/0! | #DIV/0! | 49.5 | 3 | #DIV/0! | 1 | #DIV/0! | #DIV/0! |  |  | 1
0 | 0 | 0 | 0 | 1 | 1 | 17:12 | 7260 |  | 302.6873 | 275.5522 | 275.5522 | 49.8789 | 49.8789 | 3.5527e-16 | 0 | 275.5522 |  | -281.8312 | #DIV/0! | #DIV/0! | 49.5 | 3 | #DIV/0! | 1 | #DIV/0! | #DIV/0! |  |  | 1
0 | 0 | 0 | 0 | 1 | 1 | 17:12 | 7264 |  | 302.4826 | 275.7569 | 275.7569 | 49.8789 | 49.8789 | 3.5527e-16 | 0 | 275.7569 |  | -281.6265 | #DIV/0! | #DIV/0! | 49.5 | 3 | #DIV/0! | 1 | #DIV/0! | #DIV/0! |  |  | 1
0 | 0 | 0 | 0 | 1 | 1 | 17:12 | 7268 |  | 302.2779 | 275.9616 | 275.9616 | 49.8789 | 49.8789 | 3.5527e-16 | 0 | 275.9616 |  | -281.4218 | #DIV/0! | #DIV/0! | 49.5 | 3 | #DIV/0! | 1 | #DIV/0! | #DIV/0! |  |  | 1
0 | 0 | 0 | 0 | 1 | 1 | 17:12 | 7272 |  | 302.0733 | 276.1662 | 276.1662 | 49.8789 | 49.8789 | 3.5527e-16 | 0 | 276.1662 |  | -281.2172 | #DIV/0! | #DIV/0! | 49.5 | 3 | #DIV/0! | 1 | #DIV/0! | #DIV/0! |  |  | 1
0 | 0 | 0 | 0 | 1 | 1 | 17:12 | 7276 |  | 301.8686 | 276.3709 | 276.3709 | 49.8789 | 49.8789 | 3.5527e-16 | 0 | 276.3709 |  | -281.0125 | #DIV/0! | #DIV/0! | 49.5 | 3 | #DIV/0! | 1 | #DIV/0! | #DIV/0! |  |  | 1
0 | 0 | 0 | 0 | 1 | 1 | 17:12 | 7280 |  | 301.6639 | 276.5756 | 276.5756 | 49.8789 | 49.8789 | 3.5527e-16 | 0 | 276.5756 |  | -280.8078 | #DIV/0! | #DIV/0! | 49.5 | 3 | #DIV/0! | 1 | #DIV/0! | #DIV/0! |  |  | 1
0 | 0 | 0 | 0 | 1 | 1 | 17:12 | 7284 |  | 301.4593 | 276.7802 | 276.7802 | 49.8789 | 49.8789 | 3.5527e-16 | 0 | 276.7802 |  | -280.6032 | #DIV/0! | #DIV/0! | 49.5 | 3 | #DIV/0! | 1 | #DIV/0! | #DIV/0! |  |  | 1
0 | 0 | 0 | 0 | 1 | 1 | 17:12 | 7288 |  | 301.2546 | 276.9849 | 276.9849 | 49.8789 | 49.8789 | 3.5527e-16 | 0 | 276.9849 |  | -280.3985 | #DIV/0! | #DIV/0! | 49.5 | 3 | #DIV/0! | 1 | #DIV/0! | #DIV/0! |  |  | 1
0 | 0 | 0 | 0 | 1 | 1 | 17:12 | 7292 |  | 301.0499 | 277.1896 | 277.1896 | 49.8789 | 49.8789 | 3.5527e-16 | 0 | 277.1896 |  | -280.1938 | #DIV/0! | #DIV/0! | 49.5 | 3 | #DIV/0! | 1 | #DIV/0! | #DIV/0! |  |  | 1
0 | 0 | 0 | 0 | 1 | 1 | 17:12 | 7296 |  | 300.8453 | 277.3942 | 277.3942 | 49.8789 | 49.8789 | 3.5527e-16 | 0 | 277.3942 |  | -279.9892 | #DIV/0! | #DIV/0! | 49.5 | 3 | #DIV/0! | 1 | #DIV/0! | #DIV/0! |  |  | 1
0 | 0 | 0 | 0 | 1 | 1 | 17:12 | 7300 |  | 300.6406 | 277.5989 | 277.5989 | 49.8789 | 49.8789 | 3.5527e-16 | 0 | 277.5989 |  | -279.7845 | #DIV/0! | #DIV/0! | 49.5 | 3 | #DIV/0! | 1 | #DIV/0! | #DIV/0! |  |  | 1
0 | 0 | 0 | 0 | 1 | 1 | 17:12 | 7304 |  | 300.4359 | 277.8036 | 277.8036 | 49.8789 | 49.8789 | 3.5527e-16 | 0 | 277.8036 |  | -279.5798 | #DIV/0! | #DIV/0! | 49.5 | 3 | #DIV/0! | 1 | #DIV/0! | #DIV/0! |  |  | 1
0 | 0 | 0 | 0 | 1 | 1 | 17:12 | 7308 |  | 300.2313 | 278.0082 | 278.0082 | 49.8789 | 49.8789 | 3.5527e-16 | 0 | 278.0082 |  | -279.3752 | #DIV/0! | #DIV/0! | 49.5 | 3 | #DIV/0! | 1 | #DIV/0! | #DIV/0! |  |  | 1
0 | 0 | 0 | 0 | 1 | 1 | 17:12 | 7312 |  | 300.0266 | 278.2129 | 278.2129 | 49.8789 | 49.8789 | 3.5527e-16 | 0 | 278.2129 |  | -279.1705 | #DIV/0! | #DIV/0! | 49.5 | 3 | #DIV/0! | 1 | #DIV/0! | #DIV/0! |  |  | 1
0 | 0 | 0 | 0 | 1 | 1 | 17:13 | 7316 |  | 299.8219 | 278.4176 | 278.4176 | 49.8789 | 49.8789 | 3.5527e-16 | 0 | 278.4176 |  | -278.9658 | #DIV/0! | #DIV/0! | 49.5 | 3 | #DIV/0! | 1 | #DIV/0! | #DIV/0! |  |  | 1
0 | 0 | 0 | 0 | 1 | 1 | 17:13 | 7320 |  | 299.6173 | 278.6222 | 278.6222 | 49.8789 | 49.8789 | 3.5527e-16 | 0 | 278.6222 |  | -278.7612 | #DIV/0! | #DIV/0! | 49.5 | 3 | #DIV/0! | 1 | #DIV/0! | #DIV/0! |  |  | 1
0 | 0 | 0 | 0 | 1 | 1 | 17:13 | 7324 |  | 299.4126 | 278.8269 | 278.8269 | 49.8789 | 49.8789 | 3.5527e-16 | 0 | 278.8269 |  | -278.5565 | #DIV/0! | #DIV/0! | 49.5 | 3 | #DIV/0! | 1 | #DIV/0! | #DIV/0! |  |  | 1
0 | 0 | 0 | 0 | 1 | 1 | 17:13 | 7328 |  | 299.2079 | 279.0316 | 279.0316 | 49.8789 | 49.8789 | 3.5527e-16 | 0 | 279.0316 |  | -278.3518 | #DIV/0! | #DIV/0! | 49.5 | 3 | #DIV/0! | 1 | #DIV/0! | #DIV/0! |  |  | 1
0 | 0 | 0 | 0 | 1 | 1 | 17:13 | 7332 |  | 299.0033 | 279.2362 | 279.2362 | 49.8789 | 49.8789 | 3.5527e-16 | 0 | 279.2362 |  | -278.1472 | #DIV/0! | #DIV/0! | 49.5 | 3 | #DIV/0! | 1 | #DIV/0! | #DIV/0! |  |  | 1
0 | 0 | 0 | 0 | 1 | 1 | 17:13 | 7336 |  | 298.7986 | 279.4409 | 279.4409 | 49.8789 | 49.8789 | 3.5527e-16 | 0 | 279.4409 |  | -277.9425 | #DIV/0! | #DIV/0! | 49.5 | 3 | #DIV/0! | 1 | #DIV/0! | #DIV/0! |  |  | 1
0 | 0 | 0 | 0 | 1 | 1 | 17:13 | 7340 |  | 298.5939 | 279.6456 | 279.6456 | 49.8789 | 49.8789 | 3.5527e-16 | 0 | 279.6456 |  | -277.7378 | #DIV/0! | #DIV/0! | 49.5 | 3 | #DIV/0! | 1 | #DIV/0! | #DIV/0! |  |  | 1
0 | 0 | 0 | 0 | 1 | 1 | 17:13 | 7344 |  | 298.3893 | 279.8502 | 279.8502 | 49.8789 | 49.8789 | 3.5527e-16 | 0 | 279.8502 |  | -277.5332 | #DIV/0! | #DIV/0! | 49.5 | 3 | #DIV/0! | 1 | #DIV/0! | #DIV/0! |  |  | 1
0 | 0 | 0 | 0 | 1 | 1 | 17:13 | 7348 |  | 298.1846 | 280.0549 | 280.0549 | 49.8789 | 49.8789 | 3.5527e-16 | 0 | 280.0549 |  | -277.3285 | #DIV/0! | #DIV/0! | 49.5 | 3 | #DIV/0! | 1 | #DIV/0! | #DIV/0! |  |  | 1
0 | 0 | 0 | 0 | 1 | 1 | 17:13 | 7352 |  | 297.9799 | 280.2596 | 280.2596 | 49.8789 | 49.8789 | 3.5527e-16 | 0 | 280.2596 |  | -277.1238 | #DIV/0! | #DIV/0! | 49.5 | 3 | #DIV/0! | 1 | #DIV/0! | #DIV/0! |  |  | 1
0 | 0 | 0 | 0 | 1 | 1 | 17:13 | 7356 |  | 297.7753 | 280.4642 | 280.4642 | 49.8789 | 49.8789 | 3.5527e-16 | 0 | 280.4642 |  | -276.9192 | #DIV/0! | #DIV/0! | 49.5 | 3 | #DIV/0! | 1 | #DIV/0! | #DIV/0! |  |  | 1
0 | 0 | 0 | 0 | 1 | 1 | 17:13 | 7360 |  | 297.5706 | 280.6689 | 280.6689 | 49.8789 | 49.8789 | 3.5527e-16 | 0 | 280.6689 |  | -276.7145 | #DIV/0! | #DIV/0! | 49.5 | 3 | #DIV/0! | 1 | #DIV/0! | #DIV/0! |  |  | 1
0 | 0 | 0 | 0 | 1 | 1 | 17:13 | 7364 |  | 297.3659 | 280.8736 | 280.8736 | 49.8789 | 49.8789 | 3.5527e-16 | 0 | 280.8736 |  | -276.5098 | #DIV/0! | #DIV/0! | 49.5 | 3 | #DIV/0! | 1 | #DIV/0! | #DIV/0! |  |  | 1
0 | 0 | 0 | 0 | 1 | 1 | 17:13 | 7368 |  | 297.1613 | 281.0782 | 281.0782 | 49.8789 | 49.8789 | 3.5527e-16 | 0 | 281.0782 |  | -276.3052 | #DIV/0! | #DIV/0! | 49.5 | 3 | #DIV/0! | 1 | #DIV/0! | #DIV/0! |  |  | 1
0 | 0 | 0 | 0 | 1 | 1 | 17:13 | 7372 |  | 296.9566 | 281.2829 | 281.2829 | 49.8789 | 49.8789 | 3.5527e-16 | 0 | 281.2829 |  | -276.1005 | #DIV/0! | #DIV/0! | 49.5 | 3 | #DIV/0! | 1 | #DIV/0! | #DIV/0! |  |  | 1
0 | 0 | 0 | 0 | 1 | 1 | 17:14 | 7376 |  | 296.7519 | 281.4876 | 281.4876 | 49.8789 | 49.8789 | 3.5527e-16 | 0 | 281.4876 |  | -275.8958 | #DIV/0! | #DIV/0! | 49.5 | 3 | #DIV/0! | 1 | #DIV/0! | #DIV/0! |  |  | 1
0 | 0 | 0 | 0 | 1 | 1 | 17:14 | 7380 |  | 296.5473 | 281.6922 | 281.6922 | 49.8789 | 49.8789 | 3.5527e-16 | 0 | 281.6922 |  | -275.6912 | #DIV/0! | #DIV/0! | 49.5 | 3 | #DIV/0! | 1 | #DIV/0! | #DIV/0! |  |  | 1
0 | 0 | 0 | 0 | 1 | 1 | 17:14 | 7384 |  | 296.3426 | 281.8969 | 281.8969 | 49.8789 | 49.8789 | 3.5527e-16 | 0 | 281.8969 |  | -275.4865 | #DIV/0! | #DIV/0! | 49.5 | 3 | #DIV/0! | 1 | #DIV/0! | #DIV/0! |  |  | 1
0 | 0 | 0 | 0 | 1 | 1 | 17:14 | 7388 |  | 296.1379 | 282.1016 | 282.1016 | 49.8789 | 49.8789 | 3.5527e-16 | 0 | 282.1016 |  | -275.2818 | #DIV/0! | #DIV/0! | 49.5 | 3 | #DIV/0! | 1 | #DIV/0! | #DIV/0! |  |  | 1
0 | 0 | 0 | 0 | 1 | 1 | 17:14 | 7392 |  | 295.9333 | 282.3062 | 282.3062 | 49.8789 | 49.8789 | 3.5527e-16 | 0 | 282.3062 |  | -275.0772 | #DIV/0! | #DIV/0! | 49.5 | 3 | #DIV/0! | 1 | #DIV/0! | #DIV/0! |  |  | 1
0 | 0 | 0 | 0 | 1 | 1 | 17:14 | 7396 |  | 295.7286 | 282.5109 | 282.5109 | 49.8789 | 49.8789 | 3.5527e-16 | 0 | 282.5109 |  | -274.8725 | #DIV/0! | #DIV/0! | 49.5 | 3 | #DIV/0! | 1 | #DIV/0! | #DIV/0! |  |  | 1
0 | 0 | 0 | 0 | 1 | 1 | 17:14 | 7400 |  | 295.5239 | 282.7156 | 282.7156 | 49.8789 | 49.8789 | 3.5527e-16 | 0 | 282.7156 |  | -274.6678 | #DIV/0! | #DIV/0! | 49.5 | 3 | #DIV/0! | 1 | #DIV/0! | #DIV/0! |  |  | 1
0 | 0 | 0 | 0 | 1 | 1 | 17:14 | 7404 |  | 295.3193 | 282.9202 | 282.9202 | 49.8789 | 49.8789 | 3.5527e-16 | 0 | 282.9202 |  | -274.4632 | #DIV/0! | #DIV/0! | 49.5 | 3 | #DIV/0! | 1 | #DIV/0! | #DIV/0! |  |  | 1
0 | 0 | 0 | 0 | 1 | 1 | 17:14 | 7408 |  | 295.1146 | 283.1249 | 283.1249 | 49.8789 | 49.8789 | 3.5527e-16 | 0 | 283.1249 |  | -274.2585 | #DIV/0! | #DIV/0! | 49.5 | 3 | #DIV/0! | 1 | #DIV/0! | #DIV/0! |  |  | 1
0 | 0 | 0 | 0 | 1 | 1 | 17:14 | 7412 |  | 294.9099 | 283.3296 | 283.3296 | 49.8789 | 49.8789 | 3.5527e-16 | 0 | 283.3296 |  | -274.0538 | #DIV/0! | #DIV/0! | 49.5 | 3 | #DIV/0! | 1 | #DIV/0! | #DIV/0! |  |  | 1
0 | 0 | 0 | 0 | 1 | 1 | 17:14 | 7416 |  | 294.7053 | 283.5342 | 283.5342 | 49.8789 | 49.8789 | 3.5527e-16 | 0 | 283.5342 |  | -273.8492 | #DIV/0! | #DIV/0! | 49.5 | 3 | #DIV/0! | 1 | #DIV/0! | #DIV/0! |  |  | 1
0 | 0 | 0 | 0 | 1 | 1 | 17:14 | 7420 |  | 294.5006 | 283.7389 | 283.7389 | 49.8789 | 49.8789 | 3.5527e-16 | 0 | 283.7389 |  | -273.6445 | #DIV/0! | #DIV/0! | 49.5 | 3 | #DIV/0! | 1 | #DIV/0! | #DIV/0! |  |  | 1
0 | 0 | 0 | 0 | 1 | 1 | 17:14 | 7424 |  | 294.2959 | 283.9436 | 283.9436 | 49.8789 | 49.8789 | 3.5527e-16 | 0 | 283.9436 |  | -273.4398 | #DIV/0! | #DIV/0! | 49.5 | 3 | #DIV/0! | 1 | #DIV/0! | #DIV/0! |  |  | 1
0 | 0 | 0 | 0 | 1 | 1 | 17:14 | 7428 |  | 294.0913 | 284.1482 | 284.1482 | 49.8789 | 49.8789 | 3.5527e-16 | 0 | 284.1482 |  | -273.2352 | #DIV/0! | #DIV/0! | 49.5 | 3 | #DIV/0! | 1 | #DIV/0! | #DIV/0! |  |  | 1
0 | 0 | 0 | 0 | 1 | 1 | 17:14 | 7432 |  | 293.8866 | 284.3529 | 284.3529 | 49.8789 | 49.8789 | 3.5527e-16 | 0 | 284.3529 |  | -273.0305 | #DIV/0! | #DIV/0! | 49.5 | 3 | #DIV/0! | 1 | #DIV/0! | #DIV/0! |  |  | 1
0 | 0 | 0 | 0 | 1 | 1 | 17:15 | 7436 |  | 293.6819 | 284.5576 | 284.5576 | 49.8789 | 49.8789 | 3.5527e-16 | 0 | 284.5576 |  | -272.8258 | #DIV/0! | #DIV/0! | 49.5 | 3 | #DIV/0! | 1 | #DIV/0! | #DIV/0! |  |  | 1
0 | 0 | 0 | 0 | 1 | 1 | 17:15 | 7440 |  | 293.4773 | 284.7622 | 284.7622 | 49.8789 | 49.8789 | 3.5527e-16 | 0 | 284.7622 |  | -272.6212 | #DIV/0! | #DIV/0! | 49.5 | 3 | #DIV/0! | 1 | #DIV/0! | #DIV/0! |  |  | 1
0 | 0 | 0 | 0 | 1 | 1 | 17:15 | 7444 |  | 293.2726 | 284.9669 | 284.9669 | 49.8789 | 49.8789 | 3.5527e-16 | 0 | 284.9669 |  | -272.4165 | #DIV/0! | #DIV/0! | 49.5 | 3 | #DIV/0! | 1 | #DIV/0! | #DIV/0! |  |  | 1
0 | 0 | 0 | 0 | 1 | 1 | 17:15 | 7448 |  | 293.0679 | 285.1716 | 285.1716 | 49.8789 | 49.8789 | 3.5527e-16 | 0 | 285.1716 |  | -272.2118 | #DIV/0! | #DIV/0! | 49.5 | 3 | #DIV/0! | 1 | #DIV/0! | #DIV/0! |  |  | 1
0 | 0 | 0 | 0 | 1 | 1 | 17:15 | 7452 |  | 292.8633 | 285.3762 | 285.3762 | 49.8789 | 49.8789 | 3.5527e-16 | 0 | 285.3762 |  | -272.0072 | #DIV/0! | #DIV/0! | 49.5 | 3 | #DIV/0! | 1 | #DIV/0! | #DIV/0! |  |  | 1
0 | 0 | 0 | 0 | 1 | 1 | 17:15 | 7456 |  | 292.6586 | 285.5809 | 285.5809 | 49.8789 | 49.8789 | 3.5527e-16 | 0 | 285.5809 |  | -271.8025 | #DIV/0! | #DIV/0! | 49.5 | 3 | #DIV/0! | 1 | #DIV/0! | #DIV/0! |  |  | 1
0 | 0 | 0 | 0 | 1 | 1 | 17:15 | 7460 |  | 292.4539 | 285.7856 | 285.7856 | 49.8789 | 49.8789 | 3.5527e-16 | 0 | 285.7856 |  | -271.5978 | #DIV/0! | #DIV/0! | 49.5 | 3 | #DIV/0! | 1 | #DIV/0! | #DIV/0! |  |  | 1
0 | 0 | 0 | 0 | 1 | 1 | 17:15 | 7464 |  | 292.2493 | 285.9902 | 285.9902 | 49.8789 | 49.8789 | 3.5527e-16 | 0 | 285.9902 |  | -271.3932 | #DIV/0! | #DIV/0! | 49.5 | 3 | #DIV/0! | 1 | #DIV/0! | #DIV/0! |  |  | 1
0 | 0 | 0 | 0 | 1 | 1 | 17:15 | 7468 |  | 292.0446 | 286.1949 | 286.1949 | 49.8789 | 49.8789 | 3.5527e-16 | 0 | 286.1949 |  | -271.1885 | #DIV/0! | #DIV/0! | 49.5 | 3 | #DIV/0! | 1 | #DIV/0! | #DIV/0! |  |  | 1
0 | 0 | 0 | 0 | 1 | 1 | 17:15 | 7472 |  | 291.8399 | 286.3996 | 286.3996 | 49.8789 | 49.8789 | 3.5527e-16 | 0 | 286.3996 |  | -270.9838 | #DIV/0! | #DIV/0! | 49.5 | 3 | #DIV/0! | 1 | #DIV/0! | #DIV/0! |  |  | 1
0 | 0 | 0 | 0 | 1 | 1 | 17:15 | 7476 |  | 291.6353 | 286.6042 | 286.6042 | 49.8789 | 49.8789 | 3.5527e-16 | 0 | 286.6042 |  | -270.7792 | #DIV/0! | #DIV/0! | 49.5 | 3 | #DIV/0! | 1 | #DIV/0! | #DIV/0! |  |  | 1
0 | 0 | 0 | 0 | 1 | 1 | 17:15 | 7480 |  | 291.4306 | 286.8089 | 286.8089 | 49.8789 | 49.8789 | 3.5527e-16 | 0 | 286.8089 |  | -270.5745 | #DIV/0! | #DIV/0! | 49.5 | 3 | #DIV/0! | 1 | #DIV/0! | #DIV/0! |  |  | 1
0 | 0 | 0 | 0 | 1 | 1 | 17:15 | 7484 |  | 291.2259 | 287.0135 | 287.0135 | 49.8789 | 49.8789 | 3.5527e-16 | 0 | 287.0135 |  | -270.3698 | #DIV/0! | #DIV/0! | 49.5 | 3 | #DIV/0! | 1 | #DIV/0! | #DIV/0! |  |  | 1
0 | 0 | 0 | 0 | 1 | 1 | 17:15 | 7488 |  | 291.0213 | 287.2182 | 287.2182 | 49.8789 | 49.8789 | 3.5527e-16 | 0 | 287.2182 |  | -270.1652 | #DIV/0! | #DIV/0! | 49.5 | 3 | #DIV/0! | 1 | #DIV/0! | #DIV/0! |  |  | 1
0 | 0 | 0 | 0 | 1 | 1 | 17:15 | 7492 |  | 290.8166 | 287.4229 | 287.4229 | 49.8789 | 49.8789 | 3.5527e-16 | 0 | 287.4229 |  | -269.9605 | #DIV/0! | #DIV/0! | 49.5 | 3 | #DIV/0! | 1 | #DIV/0! | #DIV/0! |  |  | 1
0 | 0 | 0 | 0 | 1 | 1 | 17:16 | 7496 |  | 290.6119 | 287.6275 | 287.6275 | 49.8789 | 49.8789 | 3.5527e-16 | 0 | 287.6275 |  | -269.7559 | #DIV/0! | #DIV/0! | 49.5 | 3 | #DIV/0! | 1 | #DIV/0! | #DIV/0! |  |  | 1
0 | 0 | 0 | 0 | 1 | 1 | 17:16 | 7500 |  | 290.4073 | 287.8322 | 287.8322 | 49.8789 | 49.8789 | 3.5527e-16 | 0 | 287.8322 |  | -269.5512 | #DIV/0! | #DIV/0! | 49.5 | 3 | #DIV/0! | 1 | #DIV/0! | #DIV/0! |  |  | 1
0 | 0 | 0 | 0 | 1 | 1 | 17:16 | 7504 |  | 290.2026 | 288.0369 | 288.0369 | 49.8789 | 49.8789 | 3.5527e-16 | 0 | 288.0369 |  | -269.3465 | #DIV/0! | #DIV/0! | 49.5 | 3 | #DIV/0! | 1 | #DIV/0! | #DIV/0! |  |  | 1
0 | 0 | 0 | 0 | 1 | 1 | 17:16 | 7508 |  | 289.9979 | 288.2415 | 288.2415 | 49.8789 | 49.8789 | 3.5527e-16 | 0 | 288.2415 |  | -269.1419 | #DIV/0! | #DIV/0! | 49.5 | 3 | #DIV/0! | 1 | #DIV/0! | #DIV/0! |  |  | 1
0 | 0 | 0 | 0 | 1 | 1 | 17:16 | 7512 |  | 289.7933 | 288.4462 | 288.4462 | 49.8789 | 49.8789 | 3.5527e-16 | 0 | 288.4462 |  | -268.9372 | #DIV/0! | #DIV/0! | 49.5 | 3 | #DIV/0! | 1 | #DIV/0! | #DIV/0! |  |  | 1
0 | 0 | 0 | 0 | 1 | 1 | 17:16 | 7516 |  | 289.5886 | 288.6509 | 288.6509 | 49.8789 | 49.8789 | 3.5527e-16 | 0 | 288.6509 |  | -268.7325 | #DIV/0! | #DIV/0! | 49.5 | 3 | #DIV/0! | 1 | #DIV/0! | #DIV/0! |  |  | 1
0 | 0 | 0 | 0 | 1 | 1 | 17:16 | 7520 |  | 289.3839 | 288.8555 | 288.8555 | 49.8789 | 49.8789 | 3.5527e-16 | 0 | 288.8555 |  | -268.5279 | #DIV/0! | #DIV/0! | 49.5 | 3 | #DIV/0! | 1 | #DIV/0! | #DIV/0! |  |  | 1
0 | 0 | 0 | 0 | 1 | 1 | 17:16 | 7524 |  | 289.1793 | 289.0602 | 289.0602 | 49.8789 | 49.8789 | 3.5527e-16 | 0 | 289.0602 |  | -268.3232 | #DIV/0! | #DIV/0! | 49.5 | 3 | #DIV/0! | 1 | #DIV/0! | #DIV/0! |  |  | 1
0 | 0 | 0 | 0 | 1 | 1 | 17:16 | 7528 |  | 288.9746 | 289.2649 | 289.2649 | 49.8789 | 49.8789 | 3.5527e-16 | 0 | 289.2649 |  | -268.1185 | #DIV/0! | #DIV/0! | 49.5 | 3 | #DIV/0! | 1 | #DIV/0! | #DIV/0! |  |  | 1
0 | 0 | 0 | 0 | 1 | 1 | 17:16 | 7532 |  | 288.7699 | 289.4695 | 289.4695 | 49.8789 | 49.8789 | 3.5527e-16 | 0 | 289.4695 |  | -267.9139 | #DIV/0! | #DIV/0! | 49.5 | 3 | #DIV/0! | 1 | #DIV/0! | #DIV/0! |  |  | 1
0 | 0 | 0 | 0 | 1 | 1 | 17:16 | 7536 |  | 288.5653 | 289.6742 | 289.6742 | 49.8789 | 49.8789 | 3.5527e-16 | 0 | 289.6742 |  | -267.7092 | #DIV/0! | #DIV/0! | 49.5 | 3 | #DIV/0! | 1 | #DIV/0! | #DIV/0! |  |  | 1
0 | 0 | 0 | 0 | 1 | 1 | 17:16 | 7540 |  | 288.3606 | 289.8789 | 289.8789 | 49.8789 | 49.8789 | 3.5527e-16 | 0 | 289.8789 |  | -267.5045 | #DIV/0! | #DIV/0! | 49.5 | 3 | #DIV/0! | 1 | #DIV/0! | #DIV/0! |  |  | 1
0 | 0 | 0 | 0 | 1 | 1 | 17:16 | 7544 |  | 288.1559 | 290.0835 | 290.0835 | 49.8789 | 49.8789 | 3.5527e-16 | 0 | 290.0835 |  | -267.2999 | #DIV/0! | #DIV/0! | 49.5 | 3 | #DIV/0! | 1 | #DIV/0! | #DIV/0! |  |  | 1
0 | 0 | 0 | 0 | 1 | 1 | 17:16 | 7548 |  | 287.9513 | 290.2882 | 290.2882 | 49.8789 | 49.8789 | 3.5527e-16 | 0 | 290.2882 |  | -267.0952 | #DIV/0! | #DIV/0! | 49.5 | 3 | #DIV/0! | 1 | #DIV/0! | #DIV/0! |  |  | 1
0 | 0 | 0 | 0 | 1 | 1 | 17:16 | 7552 |  | 287.7466 | 290.4929 | 290.4929 | 49.8789 | 49.8789 | 3.5527e-16 | 0 | 290.4929 |  | -266.8905 | #DIV/0! | #DIV/0! | 49.5 | 3 | #DIV/0! | 1 | #DIV/0! | #DIV/0! |  |  | 1
0 | 0 | 0 | 0 | 1 | 1 | 17:17 | 7556 |  | 287.5419 | 290.6975 | 290.6975 | 49.8789 | 49.8789 | 3.5527e-16 | 0 | 290.6975 |  | -266.6859 | #DIV/0! | #DIV/0! | 49.5 | 3 | #DIV/0! | 1 | #DIV/0! | #DIV/0! |  |  | 1
0 | 0 | 0 | 0 | 1 | 1 | 17:17 | 7560 |  | 287.3373 | 290.9022 | 290.9022 | 49.8789 | 49.8789 | 3.5527e-16 | 0 | 290.9022 |  | -266.4812 | #DIV/0! | #DIV/0! | 49.5 | 3 | #DIV/0! | 1 | #DIV/0! | #DIV/0! |  |  | 1
0 | 0 | 0 | 0 | 1 | 1 | 17:17 | 7564 |  | 287.1326 | 291.1069 | 291.1069 | 49.8789 | 49.8789 | 3.5527e-16 | 0 | 291.1069 |  | -266.2765 | #DIV/0! | #DIV/0! | 49.5 | 3 | #DIV/0! | 1 | #DIV/0! | #DIV/0! |  |  | 1
0 | 0 | 0 | 0 | 1 | 1 | 17:17 | 7568 |  | 286.9279 | 291.3115 | 291.3115 | 49.8789 | 49.8789 | 3.5527e-16 | 0 | 291.3115 |  | -266.0719 | #DIV/0! | #DIV/0! | 49.5 | 3 | #DIV/0! | 1 | #DIV/0! | #DIV/0! |  |  | 1
0 | 0 | 0 | 0 | 1 | 1 | 17:17 | 7572 |  | 286.7233 | 291.5162 | 291.5162 | 49.8789 | 49.8789 | 3.5527e-16 | 0 | 291.5162 |  | -265.8672 | #DIV/0! | #DIV/0! | 49.5 | 3 | #DIV/0! | 1 | #DIV/0! | #DIV/0! |  |  | 1
0 | 0 | 0 | 0 | 1 | 1 | 17:17 | 7576 |  | 286.5186 | 291.7209 | 291.7209 | 49.8789 | 49.8789 | 3.5527e-16 | 0 | 291.7209 |  | -265.6625 | #DIV/0! | #DIV/0! | 49.5 | 3 | #DIV/0! | 1 | #DIV/0! | #DIV/0! |  |  | 1
0 | 0 | 0 | 0 | 1 | 1 | 17:17 | 7580 |  | 286.3139 | 291.9255 | 291.9255 | 49.8789 | 49.8789 | 3.5527e-16 | 0 | 291.9255 |  | -265.4579 | #DIV/0! | #DIV/0! | 49.5 | 3 | #DIV/0! | 1 | #DIV/0! | #DIV/0! |  |  | 1
0 | 0 | 0 | 0 | 1 | 1 | 17:17 | 7584 |  | 286.1093 | 292.1302 | 292.1302 | 49.8789 | 49.8789 | 3.5527e-16 | 0 | 292.1302 |  | -265.2532 | #DIV/0! | #DIV/0! | 49.5 | 3 | #DIV/0! | 1 | #DIV/0! | #DIV/0! |  |  | 1
0 | 0 | 0 | 0 | 1 | 1 | 17:17 | 7588 |  | 285.9046 | 292.3349 | 292.3349 | 49.8789 | 49.8789 | 3.5527e-16 | 0 | 292.3349 |  | -265.0485 | #DIV/0! | #DIV/0! | 49.5 | 3 | #DIV/0! | 1 | #DIV/0! | #DIV/0! |  |  | 1
0 | 0 | 0 | 0 | 1 | 1 | 17:17 | 7592 |  | 285.6999 | 292.5395 | 292.5395 | 49.8789 | 49.8789 | 3.5527e-16 | 0 | 292.5395 |  | -264.8439 | #DIV/0! | #DIV/0! | 49.5 | 3 | #DIV/0! | 1 | #DIV/0! | #DIV/0! |  |  | 1
0 | 0 | 0 | 0 | 1 | 1 | 17:17 | 7596 |  | 285.4953 | 292.7442 | 292.7442 | 49.8789 | 49.8789 | 3.5527e-16 | 0 | 292.7442 |  | -264.6392 | #DIV/0! | #DIV/0! | 49.5 | 3 | #DIV/0! | 1 | #DIV/0! | #DIV/0! |  |  | 1
0 | 0 | 0 | 0 | 1 | 1 | 17:17 | 7600 |  | 285.2906 | 292.9489 | 292.9489 | 49.8789 | 49.8789 | 3.5527e-16 | 0 | 292.9489 |  | -264.4345 | #DIV/0! | #DIV/0! | 49.5 | 3 | #DIV/0! | 1 | #DIV/0! | #DIV/0! |  |  | 1
0 | 0 | 0 | 0 | 1 | 1 | 17:17 | 7604 |  | 285.0859 | 293.1535 | 293.1535 | 49.8789 | 49.8789 | 3.5527e-16 | 0 | 293.1535 |  | -264.2299 | #DIV/0! | #DIV/0! | 49.5 | 3 | #DIV/0! | 1 | #DIV/0! | #DIV/0! |  |  | 1
0 | 0 | 0 | 0 | 1 | 1 | 17:17 | 7608 |  | 284.8813 | 293.3582 | 293.3582 | 49.8789 | 49.8789 | 3.5527e-16 | 0 | 293.3582 |  | -264.0252 | #DIV/0! | #DIV/0! | 49.5 | 3 | #DIV/0! | 1 | #DIV/0! | #DIV/0! |  |  | 1
0 | 0 | 0 | 0 | 1 | 1 | 17:17 | 7612 |  | 284.6766 | 293.5629 | 293.5629 | 49.8789 | 49.8789 | 3.5527e-16 | 0 | 293.5629 |  | -263.8205 | #DIV/0! | #DIV/0! | 49.5 | 3 | #DIV/0! | 1 | #DIV/0! | #DIV/0! |  |  | 1
0 | 0 | 0 | 0 | 1 | 1 | 17:18 | 7616 |  | 284.472 | 293.7675 | 293.7675 | 49.8789 | 49.8789 | 3.5527e-16 | 0 | 293.7675 |  | -263.6159 | #DIV/0! | #DIV/0! | 49.5 | 3 | #DIV/0! | 1 | #DIV/0! | #DIV/0! |  |  | 1
0 | 0 | 0 | 0 | 1 | 1 | 17:18 | 7620 |  | 284.2673 | 293.9722 | 293.9722 | 49.8789 | 49.8789 | 3.5527e-16 | 0 | 293.9722 |  | -263.4112 | #DIV/0! | #DIV/0! | 49.5 | 3 | #DIV/0! | 1 | #DIV/0! | #DIV/0! |  |  | 1
0 | 0 | 0 | 0 | 1 | 1 | 17:18 | 7624 |  | 284.0626 | 294.1769 | 294.1769 | 49.8789 | 49.8789 | 3.5527e-16 | 0 | 294.1769 |  | -263.2065 | #DIV/0! | #DIV/0! | 49.5 | 3 | #DIV/0! | 1 | #DIV/0! | #DIV/0! |  |  | 1
0 | 0 | 0 | 0 | 1 | 1 | 17:18 | 7628 |  | 283.858 | 294.3815 | 294.3815 | 49.8789 | 49.8789 | 3.5527e-16 | 0 | 294.3815 |  | -263.0019 | #DIV/0! | #DIV/0! | 49.5 | 3 | #DIV/0! | 1 | #DIV/0! | #DIV/0! |  |  | 1
0 | 0 | 0 | 0 | 1 | 1 | 17:18 | 7632 |  | 283.6533 | 294.5862 | 294.5862 | 49.8789 | 49.8789 | 3.5527e-16 | 0 | 294.5862 |  | -262.7972 | #DIV/0! | #DIV/0! | 49.5 | 3 | #DIV/0! | 1 | #DIV/0! | #DIV/0! |  |  | 1
0 | 0 | 0 | 0 | 1 | 1 | 17:18 | 7636 |  | 283.4486 | 294.7909 | 294.7909 | 49.8789 | 49.8789 | 3.5527e-16 | 0 | 294.7909 |  | -262.5925 | #DIV/0! | #DIV/0! | 49.5 | 3 | #DIV/0! | 1 | #DIV/0! | #DIV/0! |  |  | 1
0 | 0 | 0 | 0 | 1 | 1 | 17:18 | 7640 |  | 283.244 | 294.9955 | 294.9955 | 49.8789 | 49.8789 | 3.5527e-16 | 0 | 294.9955 |  | -262.3879 | #DIV/0! | #DIV/0! | 49.5 | 3 | #DIV/0! | 1 | #DIV/0! | #DIV/0! |  |  | 1
0 | 0 | 0 | 0 | 1 | 1 | 17:18 | 7644 |  | 283.0393 | 295.2002 | 295.2002 | 49.8789 | 49.8789 | 3.5527e-16 | 0 | 295.2002 |  | -262.1832 | #DIV/0! | #DIV/0! | 49.5 | 3 | #DIV/0! | 1 | #DIV/0! | #DIV/0! |  |  | 1
0 | 0 | 0 | 0 | 1 | 1 | 17:18 | 7648 |  | 282.8346 | 295.4049 | 295.4049 | 49.8789 | 49.8789 | 3.5527e-16 | 0 | 295.4049 |  | -261.9785 | #DIV/0! | #DIV/0! | 49.5 | 3 | #DIV/0! | 1 | #DIV/0! | #DIV/0! |  |  | 1
0 | 0 | 0 | 0 | 1 | 1 | 17:18 | 7652 |  | 282.63 | 295.6095 | 295.6095 | 49.8789 | 49.8789 | 3.5527e-16 | 0 | 295.6095 |  | -261.7739 | #DIV/0! | #DIV/0! | 49.5 | 3 | #DIV/0! | 1 | #DIV/0! | #DIV/0! |  |  | 1
0 | 0 | 0 | 0 | 1 | 1 | 17:18 | 7656 |  | 282.4253 | 295.8142 | 295.8142 | 49.8789 | 49.8789 | 3.5527e-16 | 0 | 295.8142 |  | -261.5692 | #DIV/0! | #DIV/0! | 49.5 | 3 | #DIV/0! | 1 | #DIV/0! | #DIV/0! |  |  | 1
0 | 0 | 0 | 0 | 1 | 1 | 17:18 | 7660 |  | 282.2206 | 296.0189 | 296.0189 | 49.8789 | 49.8789 | 3.5527e-16 | 0 | 296.0189 |  | -261.3645 | #DIV/0! | #DIV/0! | 49.5 | 3 | #DIV/0! | 1 | #DIV/0! | #DIV/0! |  |  | 1
0 | 0 | 0 | 0 | 1 | 1 | 17:18 | 7664 |  | 282.016 | 296.2235 | 296.2235 | 49.8789 | 49.8789 | 3.5527e-16 | 0 | 296.2235 |  | -261.1599 | #DIV/0! | #DIV/0! | 49.5 | 3 | #DIV/0! | 1 | #DIV/0! | #DIV/0! |  |  | 1
0 | 0 | 0 | 0 | 1 | 1 | 17:18 | 7668 |  | 281.8113 | 296.4282 | 296.4282 | 49.8789 | 49.8789 | 3.5527e-16 | 0 | 296.4282 |  | -260.9552 | #DIV/0! | #DIV/0! | 49.5 | 3 | #DIV/0! | 1 | #DIV/0! | #DIV/0! |  |  | 1
0 | 0 | 0 | 0 | 1 | 1 | 17:18 | 7672 |  | 281.6066 | 296.6329 | 296.6329 | 49.8789 | 49.8789 | 3.5527e-16 | 0 | 296.6329 |  | -260.7505 | #DIV/0! | #DIV/0! | 49.5 | 3 | #DIV/0! | 1 | #DIV/0! | #DIV/0! |  |  | 1
0 | 0 | 0 | 0 | 1 | 1 | 17:19 | 7676 |  | 281.402 | 296.8375 | 296.8375 | 49.8789 | 49.8789 | 3.5527e-16 | 0 | 296.8375 |  | -260.5459 | #DIV/0! | #DIV/0! | 49.5 | 3 | #DIV/0! | 1 | #DIV/0! | #DIV/0! |  |  | 1
0 | 0 | 0 | 0 | 1 | 1 | 17:19 | 7680 |  | 281.1973 | 297.0422 | 297.0422 | 49.8789 | 49.8789 | 3.5527e-16 | 0 | 297.0422 |  | -260.3412 | #DIV/0! | #DIV/0! | 49.5 | 3 | #DIV/0! | 1 | #DIV/0! | #DIV/0! |  |  | 1
0 | 0 | 0 | 0 | 1 | 1 | 17:19 | 7684 |  | 280.9926 | 297.2469 | 297.2469 | 49.8789 | 49.8789 | 3.5527e-16 | 0 | 297.2469 |  | -260.1365 | #DIV/0! | #DIV/0! | 49.5 | 3 | #DIV/0! | 1 | #DIV/0! | #DIV/0! |  |  | 1
0 | 0 | 0 | 0 | 1 | 1 | 17:19 | 7688 |  | 280.788 | 297.4515 | 297.4515 | 49.8789 | 49.8789 | 3.5527e-16 | 0 | 297.4515 |  | -259.9319 | #DIV/0! | #DIV/0! | 49.5 | 3 | #DIV/0! | 1 | #DIV/0! | #DIV/0! |  |  | 1
0 | 0 | 0 | 0 | 1 | 1 | 17:19 | 7692 |  | 280.5833 | 297.6562 | 297.6562 | 49.8789 | 49.8789 | 3.5527e-16 | 0 | 297.6562 |  | -259.7272 | #DIV/0! | #DIV/0! | 49.5 | 3 | #DIV/0! | 1 | #DIV/0! | #DIV/0! |  |  | 1
0 | 0 | 0 | 0 | 1 | 1 | 17:19 | 7696 |  | 280.3786 | 297.8609 | 297.8609 | 49.8789 | 49.8789 | 3.5527e-16 | 0 | 297.8609 |  | -259.5225 | #DIV/0! | #DIV/0! | 49.5 | 3 | #DIV/0! | 1 | #DIV/0! | #DIV/0! |  |  | 1
0 | 0 | 0 | 0 | 1 | 1 | 17:19 | 7700 |  | 280.174 | 298.0655 | 298.0655 | 49.8789 | 49.8789 | 3.5527e-16 | 0 | 298.0655 |  | -259.3179 | #DIV/0! | #DIV/0! | 49.5 | 3 | #DIV/0! | 1 | #DIV/0! | #DIV/0! |  |  | 1
0 | 0 | 0 | 0 | 1 | 1 | 17:19 | 7704 |  | 279.9693 | 298.2702 | 298.2702 | 49.8789 | 49.8789 | 3.5527e-16 | 0 | 298.2702 |  | -259.1132 | #DIV/0! | #DIV/0! | 49.5 | 3 | #DIV/0! | 1 | #DIV/0! | #DIV/0! |  |  | 1
0 | 0 | 0 | 0 | 1 | 1 | 17:19 | 7708 |  | 279.7646 | 298.4749 | 298.4749 | 49.8789 | 49.8789 | 3.5527e-16 | 0 | 298.4749 |  | -258.9085 | #DIV/0! | #DIV/0! | 49.5 | 3 | #DIV/0! | 1 | #DIV/0! | #DIV/0! |  |  | 1
0 | 0 | 0 | 0 | 1 | 1 | 17:19 | 7712 |  | 279.56 | 298.6795 | 298.6795 | 49.8789 | 49.8789 | 3.5527e-16 | 0 | 298.6795 |  | -258.7039 | #DIV/0! | #DIV/0! | 49.5 | 3 | #DIV/0! | 1 | #DIV/0! | #DIV/0! |  |  | 1
0 | 0 | 0 | 0 | 1 | 1 | 17:19 | 7716 |  | 279.3553 | 298.8842 | 298.8842 | 49.8789 | 49.8789 | 3.5527e-16 | 0 | 298.8842 |  | -258.4992 | #DIV/0! | #DIV/0! | 49.5 | 3 | #DIV/0! | 1 | #DIV/0! | #DIV/0! |  |  | 1
0 | 0 | 0 | 0 | 1 | 1 | 17:19 | 7720 |  | 279.1506 | 299.0889 | 299.0889 | 49.8789 | 49.8789 | 3.5527e-16 | 0 | 299.0889 |  | -258.2945 | #DIV/0! | #DIV/0! | 49.5 | 3 | #DIV/0! | 1 | #DIV/0! | #DIV/0! |  |  | 1
0 | 0 | 0 | 0 | 1 | 1 | 17:19 | 7724 |  | 278.946 | 299.2935 | 299.2935 | 49.8789 | 49.8789 | 3.5527e-16 | 0 | 299.2935 |  | -258.0899 | #DIV/0! | #DIV/0! | 49.5 | 3 | #DIV/0! | 1 | #DIV/0! | #DIV/0! |  |  | 1
0 | 0 | 0 | 0 | 1 | 1 | 17:19 | 7728 |  | 278.7413 | 299.4982 | 299.4982 | 49.8789 | 49.8789 | 3.5527e-16 | 0 | 299.4982 |  | -257.8852 | #DIV/0! | #DIV/0! | 49.5 | 3 | #DIV/0! | 1 | #DIV/0! | #DIV/0! |  |  | 1
0 | 0 | 0 | 0 | 1 | 1 | 17:19 | 7732 |  | 278.5366 | 299.7029 | 299.7029 | 49.8789 | 49.8789 | 3.5527e-16 | 0 | 299.7029 |  | -257.6805 | #DIV/0! | #DIV/0! | 49.5 | 3 | #DIV/0! | 1 | #DIV/0! | #DIV/0! |  |  | 1
0 | 0 | 0 | 0 | 1 | 1 | 17:20 | 7736 |  | 278.332 | 299.9075 | 299.9075 | 49.8789 | 49.8789 | 3.5527e-16 | 0 | 299.9075 |  | -257.4759 | #DIV/0! | #DIV/0! | 49.5 | 3 | #DIV/0! | 1 | #DIV/0! | #DIV/0! |  |  | 1
0 | 0 | 0 | 0 | 1 | 1 | 17:20 | 7740 |  | 278.1273 | 300.1122 | 300.1122 | 49.8789 | 49.8789 | 3.5527e-16 | 0 | 300.1122 |  | -257.2712 | #DIV/0! | #DIV/0! | 49.5 | 3 | #DIV/0! | 1 | #DIV/0! | #DIV/0! |  |  | 1
0 | 0 | 0 | 0 | 1 | 1 | 17:20 | 7744 |  | 277.9226 | 300.3169 | 300.3169 | 49.8789 | 49.8789 | 3.5527e-16 | 0 | 300.3169 |  | -257.0665 | #DIV/0! | #DIV/0! | 49.5 | 3 | #DIV/0! | 1 | #DIV/0! | #DIV/0! |  |  | 1
0 | 0 | 0 | 0 | 1 | 1 | 17:20 | 7748 |  | 277.718 | 300.5215 | 300.5215 | 49.8789 | 49.8789 | 3.5527e-16 | 0 | 300.5215 |  | -256.8619 | #DIV/0! | #DIV/0! | 49.5 | 3 | #DIV/0! | 1 | #DIV/0! | #DIV/0! |  |  | 1
0 | 0 | 0 | 0 | 1 | 1 | 17:20 | 7752 |  | 277.5133 | 300.7262 | 300.7262 | 49.8789 | 49.8789 | 3.5527e-16 | 0 | 300.7262 |  | -256.6572 | #DIV/0! | #DIV/0! | 49.5 | 3 | #DIV/0! | 1 | #DIV/0! | #DIV/0! |  |  | 1
0 | 0 | 0 | 0 | 1 | 1 | 17:20 | 7756 |  | 277.3086 | 300.9309 | 300.9309 | 49.8789 | 49.8789 | 3.5527e-16 | 0 | 300.9309 |  | -256.4525 | #DIV/0! | #DIV/0! | 49.5 | 3 | #DIV/0! | 1 | #DIV/0! | #DIV/0! |  |  | 1
0 | 0 | 0 | 0 | 1 | 1 | 17:20 | 7760 |  | 277.104 | 301.1355 | 301.1355 | 49.8789 | 49.8789 | 3.5527e-16 | 0 | 301.1355 |  | -256.2479 | #DIV/0! | #DIV/0! | 49.5 | 3 | #DIV/0! | 1 | #DIV/0! | #DIV/0! |  |  | 1
0 | 0 | 0 | 0 | 1 | 1 | 17:20 | 7764 |  | 276.8993 | 301.3402 | 301.3402 | 49.8789 | 49.8789 | 3.5527e-16 | 0 | 301.3402 |  | -256.0432 | #DIV/0! | #DIV/0! | 49.5 | 3 | #DIV/0! | 1 | #DIV/0! | #DIV/0! |  |  | 1
0 | 0 | 0 | 0 | 1 | 1 | 17:20 | 7768 |  | 276.6946 | 301.5449 | 301.5449 | 49.8789 | 49.8789 | 3.5527e-16 | 0 | 301.5449 |  | -255.8385 | #DIV/0! | #DIV/0! | 49.5 | 3 | #DIV/0! | 1 | #DIV/0! | #DIV/0! |  |  | 1
0 | 0 | 0 | 0 | 1 | 1 | 17:20 | 7772 |  | 276.49 | 301.7495 | 301.7495 | 49.8789 | 49.8789 | 3.5527e-16 | 0 | 301.7495 |  | -255.6339 | #DIV/0! | #DIV/0! | 49.5 | 3 | #DIV/0! | 1 | #DIV/0! | #DIV/0! |  |  | 1
0 | 0 | 0 | 0 | 1 | 1 | 17:20 | 7776 |  | 276.2853 | 301.9542 | 301.9542 | 49.8789 | 49.8789 | 3.5527e-16 | 0 | 301.9542 |  | -255.4292 | #DIV/0! | #DIV/0! | 49.5 | 3 | #DIV/0! | 1 | #DIV/0! | #DIV/0! |  |  | 1
0 | 0 | 0 | 0 | 1 | 1 | 17:20 | 7780 |  | 276.0806 | 302.1589 | 302.1589 | 49.8789 | 49.8789 | 3.5527e-16 | 0 | 302.1589 |  | -255.2245 | #DIV/0! | #DIV/0! | 49.5 | 3 | #DIV/0! | 1 | #DIV/0! | #DIV/0! |  |  | 1
0 | 0 | 0 | 0 | 1 | 1 | 17:20 | 7784 |  | 275.876 | 302.3635 | 302.3635 | 49.8789 | 49.8789 | 3.5527e-16 | 0 | 302.3635 |  | -255.0199 | #DIV/0! | #DIV/0! | 49.5 | 3 | #DIV/0! | 1 | #DIV/0! | #DIV/0! |  |  | 1
0 | 0 | 0 | 0 | 1 | 1 | 17:20 | 7788 |  | 275.6713 | 302.5682 | 302.5682 | 49.8789 | 49.8789 | 3.5527e-16 | 0 | 302.5682 |  | -254.8152 | #DIV/0! | #DIV/0! | 49.5 | 3 | #DIV/0! | 1 | #DIV/0! | #DIV/0! |  |  | 1
0 | 0 | 0 | 0 | 1 | 1 | 17:20 | 7792 |  | 275.4666 | 302.7729 | 302.7729 | 49.8789 | 49.8789 | 3.5527e-16 | 0 | 302.7729 |  | -254.6105 | #DIV/0! | #DIV/0! | 49.5 | 3 | #DIV/0! | 1 | #DIV/0! | #DIV/0! |  |  | 1
0 | 0 | 0 | 0 | 1 | 1 | 17:21 | 7796 |  | 275.262 | 302.9775 | 302.9775 | 49.8789 | 49.8789 | 3.5527e-16 | 0 | 302.9775 |  | -254.4059 | #DIV/0! | #DIV/0! | 49.5 | 3 | #DIV/0! | 1 | #DIV/0! | #DIV/0! |  |  | 1
0 | 0 | 0 | 0 | 1 | 1 | 17:21 | 7800 |  | 275.0573 | 303.1822 | 303.1822 | 49.8789 | 49.8789 | 3.5527e-16 | 0 | 303.1822 |  | -254.2012 | #DIV/0! | #DIV/0! | 49.5 | 3 | #DIV/0! | 1 | #DIV/0! | #DIV/0! |  |  | 1
0 | 0 | 0 | 0 | 1 | 1 | 17:21 | 7804 |  | 274.8526 | 303.3869 | 303.3869 | 49.8789 | 49.8789 | 3.5527e-16 | 0 | 303.3869 |  | -253.9965 | #DIV/0! | #DIV/0! | 49.5 | 3 | #DIV/0! | 1 | #DIV/0! | #DIV/0! |  |  | 1
0 | 0 | 0 | 0 | 1 | 1 | 17:21 | 7808 |  | 274.648 | 303.5915 | 303.5915 | 49.8789 | 49.8789 | 3.5527e-16 | 0 | 303.5915 |  | -253.7919 | #DIV/0! | #DIV/0! | 49.5 | 3 | #DIV/0! | 1 | #DIV/0! | #DIV/0! |  |  | 1
0 | 0 | 0 | 0 | 1 | 1 | 17:21 | 7812 |  | 274.4433 | 303.7962 | 303.7962 | 49.8789 | 49.8789 | 3.5527e-16 | 0 | 303.7962 |  | -253.5872 | #DIV/0! | #DIV/0! | 49.5 | 3 | #DIV/0! | 1 | #DIV/0! | #DIV/0! |  |  | 1
0 | 0 | 0 | 0 | 1 | 1 | 17:21 | 7816 |  | 274.2386 | 304.0009 | 304.0009 | 49.8789 | 49.8789 | 3.5527e-16 | 0 | 304.0009 |  | -253.3825 | #DIV/0! | #DIV/0! | 49.5 | 3 | #DIV/0! | 1 | #DIV/0! | #DIV/0! |  |  | 1
0 | 0 | 0 | 0 | 1 | 1 | 17:21 | 7820 |  | 274.034 | 304.2055 | 304.2055 | 49.8789 | 49.8789 | 3.5527e-16 | 0 | 304.2055 |  | -253.1779 | #DIV/0! | #DIV/0! | 49.5 | 3 | #DIV/0! | 1 | #DIV/0! | #DIV/0! |  |  | 1
0 | 0 | 0 | 0 | 1 | 1 | 17:21 | 7824 |  | 273.8293 | 304.4102 | 304.4102 | 49.8789 | 49.8789 | 3.5527e-16 | 0 | 304.4102 |  | -252.9732 | #DIV/0! | #DIV/0! | 49.5 | 3 | #DIV/0! | 1 | #DIV/0! | #DIV/0! |  |  | 1
0 | 0 | 0 | 0 | 1 | 1 | 17:21 | 7828 |  | 273.6246 | 304.6149 | 304.6149 | 49.8789 | 49.8789 | 3.5527e-16 | 0 | 304.6149 |  | -252.7685 | #DIV/0! | #DIV/0! | 49.5 | 3 | #DIV/0! | 1 | #DIV/0! | #DIV/0! |  |  | 1
0 | 0 | 0 | 0 | 1 | 1 | 17:21 | 7832 |  | 273.42 | 304.8195 | 304.8195 | 49.8789 | 49.8789 | 3.5527e-16 | 0 | 304.8195 |  | -252.5639 | #DIV/0! | #DIV/0! | 49.5 | 3 | #DIV/0! | 1 | #DIV/0! | #DIV/0! |  |  | 1
0 | 0 | 0 | 0 | 1 | 1 | 17:21 | 7836 |  | 273.2153 | 305.0242 | 305.0242 | 49.8789 | 49.8789 | 3.5527e-16 | 0 | 305.0242 |  | -252.3592 | #DIV/0! | #DIV/0! | 49.5 | 3 | #DIV/0! | 1 | #DIV/0! | #DIV/0! |  |  | 1
0 | 0 | 0 | 0 | 1 | 1 | 17:21 | 7840 |  | 273.0106 | 305.2289 | 305.2289 | 49.8789 | 49.8789 | 3.5527e-16 | 0 | 305.2289 |  | -252.1545 | #DIV/0! | #DIV/0! | 49.5 | 3 | #DIV/0! | 1 | #DIV/0! | #DIV/0! |  |  | 1
0 | 0 | 0 | 0 | 1 | 1 | 17:21 | 7844 |  | 272.806 | 305.4335 | 305.4335 | 49.8789 | 49.8789 | 3.5527e-16 | 0 | 305.4335 |  | -251.9499 | #DIV/0! | #DIV/0! | 49.5 | 3 | #DIV/0! | 1 | #DIV/0! | #DIV/0! |  |  | 1
0 | 0 | 0 | 0 | 1 | 1 | 17:21 | 7848 |  | 272.6013 | 305.6382 | 305.6382 | 49.8789 | 49.8789 | 3.5527e-16 | 0 | 305.6382 |  | -251.7452 | #DIV/0! | #DIV/0! | 49.5 | 3 | #DIV/0! | 1 | #DIV/0! | #DIV/0! |  |  | 1
0 | 0 | 0 | 0 | 1 | 1 | 17:21 | 7852 |  | 272.3966 | 305.8429 | 305.8429 | 49.8789 | 49.8789 | 3.5527e-16 | 0 | 305.8429 |  | -251.5405 | #DIV/0! | #DIV/0! | 49.5 | 3 | #DIV/0! | 1 | #DIV/0! | #DIV/0! |  |  | 1
0 | 0 | 0 | 0 | 1 | 1 | 17:22 | 7856 |  | 272.192 | 306.0475 | 306.0475 | 49.8789 | 49.8789 | 3.5527e-16 | 0 | 306.0475 |  | -251.3359 | #DIV/0! | #DIV/0! | 49.5 | 3 | #DIV/0! | 1 | #DIV/0! | #DIV/0! |  |  | 1
0 | 0 | 0 | 0 | 1 | 1 | 17:22 | 7860 |  | 271.9873 | 306.2522 | 306.2522 | 49.8789 | 49.8789 | 3.5527e-16 | 0 | 306.2522 |  | -251.1312 | #DIV/0! | #DIV/0! | 49.5 | 3 | #DIV/0! | 1 | #DIV/0! | #DIV/0! |  |  | 1
0 | 0 | 0 | 0 | 1 | 1 | 17:22 | 7864 |  | 271.7826 | 306.4569 | 306.4569 | 49.8789 | 49.8789 | 3.5527e-16 | 0 | 306.4569 |  | -250.9265 | #DIV/0! | #DIV/0! | 49.5 | 3 | #DIV/0! | 1 | #DIV/0! | #DIV/0! |  |  | 1
0 | 0 | 0 | 0 | 1 | 1 | 17:22 | 7868 |  | 271.578 | 306.6615 | 306.6615 | 49.8789 | 49.8789 | 3.5527e-16 | 0 | 306.6615 |  | -250.7219 | #DIV/0! | #DIV/0! | 49.5 | 3 | #DIV/0! | 1 | #DIV/0! | #DIV/0! |  |  | 1
0 | 0 | 0 | 0 | 1 | 1 | 17:22 | 7872 |  | 271.3733 | 306.8662 | 306.8662 | 49.8789 | 49.8789 | 3.5527e-16 | 0 | 306.8662 |  | -250.5172 | #DIV/0! | #DIV/0! | 49.5 | 3 | #DIV/0! | 1 | #DIV/0! | #DIV/0! |  |  | 1
0 | 0 | 0 | 0 | 1 | 1 | 17:22 | 7876 |  | 271.1686 | 307.0709 | 307.0709 | 49.8789 | 49.8789 | 3.5527e-16 | 0 | 307.0709 |  | -250.3125 | #DIV/0! | #DIV/0! | 49.5 | 3 | #DIV/0! | 1 | #DIV/0! | #DIV/0! |  |  | 1
0 | 0 | 0 | 0 | 1 | 1 | 17:22 | 7880 |  | 270.964 | 307.2755 | 307.2755 | 49.8789 | 49.8789 | 3.5527e-16 | 0 | 307.2755 |  | -250.1079 | #DIV/0! | #DIV/0! | 49.5 | 3 | #DIV/0! | 1 | #DIV/0! | #DIV/0! |  |  | 1
0 | 0 | 0 | 0 | 1 | 1 | 17:22 | 7884 |  | 270.7593 | 307.4802 | 307.4802 | 49.8789 | 49.8789 | 3.5527e-16 | 0 | 307.4802 |  | -249.9032 | #DIV/0! | #DIV/0! | 49.5 | 3 | #DIV/0! | 1 | #DIV/0! | #DIV/0! |  |  | 1
0 | 0 | 0 | 0 | 1 | 1 | 17:22 | 7888 |  | 270.5546 | 307.6849 | 307.6849 | 49.8789 | 49.8789 | 3.5527e-16 | 0 | 307.6849 |  | -249.6985 | #DIV/0! | #DIV/0! | 49.5 | 3 | #DIV/0! | 1 | #DIV/0! | #DIV/0! |  |  | 1
0 | 0 | 0 | 0 | 1 | 1 | 17:22 | 7892 |  | 270.35 | 307.8895 | 307.8895 | 49.8789 | 49.8789 | 3.5527e-16 | 0 | 307.8895 |  | -249.4939 | #DIV/0! | #DIV/0! | 49.5 | 3 | #DIV/0! | 1 | #DIV/0! | #DIV/0! |  |  | 1
0 | 0 | 0 | 0 | 1 | 1 | 17:22 | 7896 |  | 270.1453 | 308.0942 | 308.0942 | 49.8789 | 49.8789 | 3.5527e-16 | 0 | 308.0942 |  | -249.2892 | #DIV/0! | #DIV/0! | 49.5 | 3 | #DIV/0! | 1 | #DIV/0! | #DIV/0! |  |  | 1
0 | 0 | 0 | 0 | 1 | 1 | 17:22 | 7900 |  | 269.9406 | 308.2989 | 308.2989 | 49.8789 | 49.8789 | 3.5527e-16 | 0 | 308.2989 |  | -249.0845 | #DIV/0! | #DIV/0! | 49.5 | 3 | #DIV/0! | 1 | #DIV/0! | #DIV/0! |  |  | 1
0 | 0 | 0 | 0 | 1 | 1 | 17:22 | 7904 |  | 269.736 | 308.5035 | 308.5035 | 49.8789 | 49.8789 | 3.5527e-16 | 0 | 308.5035 |  | -248.8799 | #DIV/0! | #DIV/0! | 49.5 | 3 | #DIV/0! | 1 | #DIV/0! | #DIV/0! |  |  | 1
0 | 0 | 0 | 0 | 1 | 1 | 17:22 | 7908 |  | 269.5313 | 308.7082 | 308.7082 | 49.8789 | 49.8789 | 3.5527e-16 | 0 | 308.7082 |  | -248.6752 | #DIV/0! | #DIV/0! | 49.5 | 3 | #DIV/0! | 1 | #DIV/0! | #DIV/0! |  |  | 1
0 | 0 | 0 | 0 | 1 | 1 | 17:22 | 7912 |  | 269.3266 | 308.9129 | 308.9129 | 49.8789 | 49.8789 | 3.5527e-16 | 0 | 308.9129 |  | -248.4705 | #DIV/0! | #DIV/0! | 49.5 | 3 | #DIV/0! | 1 | #DIV/0! | #DIV/0! |  |  | 1
0 | 0 | 0 | 0 | 1 | 1 | 17:23 | 7916 |  | 269.122 | 309.1175 | 309.1175 | 49.8789 | 49.8789 | 3.5527e-16 | 0 | 309.1175 |  | -248.2659 | #DIV/0! | #DIV/0! | 49.5 | 3 | #DIV/0! | 1 | #DIV/0! | #DIV/0! |  |  | 1
0 | 0 | 0 | 0 | 1 | 1 | 17:23 | 7920 |  | 268.9173 | 309.3222 | 309.3222 | 49.8789 | 49.8789 | 3.5527e-16 | 0 | 309.3222 |  | -248.0612 | #DIV/0! | #DIV/0! | 49.5 | 3 | #DIV/0! | 1 | #DIV/0! | #DIV/0! |  |  | 1
0 | 0 | 0 | 0 | 1 | 1 | 17:23 | 7924 |  | 268.7126 | 309.5269 | 309.5269 | 49.8789 | 49.8789 | 3.5527e-16 | 0 | 309.5269 |  | -247.8565 | #DIV/0! | #DIV/0! | 49.5 | 3 | #DIV/0! | 1 | #DIV/0! | #DIV/0! |  |  | 1
0 | 0 | 0 | 0 | 1 | 1 | 17:23 | 7928 |  | 268.508 | 309.7315 | 309.7315 | 49.8789 | 49.8789 | 3.5527e-16 | 0 | 309.7315 |  | -247.6519 | #DIV/0! | #DIV/0! | 49.5 | 3 | #DIV/0! | 1 | #DIV/0! | #DIV/0! |  |  | 1
0 | 0 | 0 | 0 | 1 | 1 | 17:23 | 7932 |  | 268.3033 | 309.9362 | 309.9362 | 49.8789 | 49.8789 | 3.5527e-16 | 0 | 309.9362 |  | -247.4472 | #DIV/0! | #DIV/0! | 49.5 | 3 | #DIV/0! | 1 | #DIV/0! | #DIV/0! |  |  | 1
0 | 0 | 0 | 0 | 1 | 1 | 17:23 | 7936 |  | 268.0986 | 310.1409 | 310.1409 | 49.8789 | 49.8789 | 3.5527e-16 | 0 | 310.1409 |  | -247.2425 | #DIV/0! | #DIV/0! | 49.5 | 3 | #DIV/0! | 1 | #DIV/0! | #DIV/0! |  |  | 1
0 | 0 | 0 | 0 | 1 | 1 | 17:23 | 7940 |  | 267.894 | 310.3455 | 310.3455 | 49.8789 | 49.8789 | 3.5527e-16 | 0 | 310.3455 |  | -247.0379 | #DIV/0! | #DIV/0! | 49.5 | 3 | #DIV/0! | 1 | #DIV/0! | #DIV/0! |  |  | 1
0 | 0 | 0 | 0 | 1 | 1 | 17:23 | 7944 |  | 267.6893 | 310.5502 | 310.5502 | 49.8789 | 49.8789 | 3.5527e-16 | 0 | 310.5502 |  | -246.8332 | #DIV/0! | #DIV/0! | 49.5 | 3 | #DIV/0! | 1 | #DIV/0! | #DIV/0! |  |  | 1
0 | 0 | 0 | 0 | 1 | 1 | 17:23 | 7948 |  | 267.4846 | 310.7549 | 310.7549 | 49.8789 | 49.8789 | 3.5527e-16 | 0 | 310.7549 |  | -246.6285 | #DIV/0! | #DIV/0! | 49.5 | 3 | #DIV/0! | 1 | #DIV/0! | #DIV/0! |  |  | 1
0 | 0 | 0 | 0 | 1 | 1 | 17:23 | 7952 |  | 267.28 | 310.9595 | 310.9595 | 49.8789 | 49.8789 | 3.5527e-16 | 0 | 310.9595 |  | -246.4239 | #DIV/0! | #DIV/0! | 49.5 | 3 | #DIV/0! | 1 | #DIV/0! | #DIV/0! |  |  | 1
0 | 0 | 0 | 0 | 1 | 1 | 17:23 | 7956 |  | 267.0753 | 311.1642 | 311.1642 | 49.8789 | 49.8789 | 3.5527e-16 | 0 | 311.1642 |  | -246.2192 | #DIV/0! | #DIV/0! | 49.5 | 3 | #DIV/0! | 1 | #DIV/0! | #DIV/0! |  |  | 1
0 | 0 | 0 | 0 | 1 | 1 | 17:23 | 7960 |  | 266.8706 | 311.3689 | 311.3689 | 49.8789 | 49.8789 | 3.5527e-16 | 0 | 311.3689 |  | -246.0145 | #DIV/0! | #DIV/0! | 49.5 | 3 | #DIV/0! | 1 | #DIV/0! | #DIV/0! |  |  | 1
0 | 0 | 0 | 0 | 1 | 1 | 17:23 | 7964 |  | 266.666 | 311.5735 | 311.5735 | 49.8789 | 49.8789 | 3.5527e-16 | 0 | 311.5735 |  | -245.8099 | #DIV/0! | #DIV/0! | 49.5 | 3 | #DIV/0! | 1 | #DIV/0! | #DIV/0! |  |  | 1
0 | 0 | 0 | 0 | 1 | 1 | 17:23 | 7968 |  | 266.4613 | 311.7782 | 311.7782 | 49.8789 | 49.8789 | 3.5527e-16 | 0 | 311.7782 |  | -245.6052 | #DIV/0! | #DIV/0! | 49.5 | 3 | #DIV/0! | 1 | #DIV/0! | #DIV/0! |  |  | 1
0 | 0 | 0 | 0 | 1 | 1 | 17:23 | 7972 |  | 266.2566 | 311.9829 | 311.9829 | 49.8789 | 49.8789 | 3.5527e-16 | 0 | 311.9829 |  | -245.4005 | #DIV/0! | #DIV/0! | 49.5 | 3 | #DIV/0! | 1 | #DIV/0! | #DIV/0! |  |  | 1
0 | 0 | 0 | 0 | 1 | 1 | 17:24 | 7976 |  | 266.052 | 312.1875 | 312.1875 | 49.8789 | 49.8789 | 3.5527e-16 | 0 | 312.1875 |  | -245.1959 | #DIV/0! | #DIV/0! | 49.5 | 3 | #DIV/0! | 1 | #DIV/0! | #DIV/0! |  |  | 1
0 | 0 | 0 | 0 | 1 | 1 | 17:24 | 7980 |  | 265.8473 | 312.3922 | 312.3922 | 49.8789 | 49.8789 | 3.5527e-16 | 0 | 312.3922 |  | -244.9912 | #DIV/0! | #DIV/0! | 49.5 | 3 | #DIV/0! | 1 | #DIV/0! | #DIV/0! |  |  | 1
0 | 0 | 0 | 0 | 1 | 1 | 17:24 | 7984 |  | 265.6426 | 312.5968 | 312.5968 | 49.8789 | 49.8789 | 3.5527e-16 | 0 | 312.5968 |  | -244.7865 | #DIV/0! | #DIV/0! | 49.5 | 3 | #DIV/0! | 1 | #DIV/0! | #DIV/0! |  |  | 1
0 | 0 | 0 | 0 | 1 | 1 | 17:24 | 7988 |  | 265.438 | 312.8015 | 312.8015 | 49.8789 | 49.8789 | 3.5527e-16 | 0 | 312.8015 |  | -244.5819 | #DIV/0! | #DIV/0! | 49.5 | 3 | #DIV/0! | 1 | #DIV/0! | #DIV/0! |  |  | 1
0 | 0 | 0 | 0 | 1 | 1 | 17:24 | 7992 |  | 265.2333 | 313.0062 | 313.0062 | 49.8789 | 49.8789 | 3.5527e-16 | 0 | 313.0062 |  | -244.3772 | #DIV/0! | #DIV/0! | 49.5 | 3 | #DIV/0! | 1 | #DIV/0! | #DIV/0! |  |  | 1
0 | 0 | 0 | 0 | 1 | 1 | 17:24 | 7996 |  | 265.0286 | 313.2108 | 313.2108 | 49.8789 | 49.8789 | 3.5527e-16 | 0 | 313.2108 |  | -244.1726 | #DIV/0! | #DIV/0! | 49.5 | 3 | #DIV/0! | 1 | #DIV/0! | #DIV/0! |  |  | 1
0 | 0 | 0 | 0 | 1 | 1 | 17:24 | 8000 |  | 264.824 | 313.4155 | 313.4155 | 49.8789 | 49.8789 | 3.5527e-16 | 0 | 313.4155 |  | -243.9679 | #DIV/0! | #DIV/0! | 49.5 | 3 | #DIV/0! | 1 | #DIV/0! | #DIV/0! |  |  | 1
0 | 0 | 0 | 0 | 1 | 1 | 17:24 | 8004 |  | 264.6193 | 313.6202 | 313.6202 | 49.8789 | 49.8789 | 3.5527e-16 | 0 | 313.6202 |  | -243.7632 | #DIV/0! | #DIV/0! | 49.5 | 3 | #DIV/0! | 1 | #DIV/0! | #DIV/0! |  |  | 1
0 | 0 | 0 | 0 | 1 | 1 | 17:24 | 8008 |  | 264.4146 | 313.8248 | 313.8248 | 49.8789 | 49.8789 | 3.5527e-16 | 0 | 313.8248 |  | -243.5586 | #DIV/0! | #DIV/0! | 49.5 | 3 | #DIV/0! | 1 | #DIV/0! | #DIV/0! |  |  | 1
0 | 0 | 0 | 0 | 1 | 1 | 17:24 | 8012 |  | 264.21 | 314.0295 | 314.0295 | 49.8789 | 49.8789 | 3.5527e-16 | 0 | 314.0295 |  | -243.3539 | #DIV/0! | #DIV/0! | 49.5 | 3 | #DIV/0! | 1 | #DIV/0! | #DIV/0! |  |  | 1
0 | 0 | 0 | 0 | 1 | 1 | 17:24 | 8016 |  | 264.0053 | 314.2342 | 314.2342 | 49.8789 | 49.8789 | 3.5527e-16 | 0 | 314.2342 |  | -243.1492 | #DIV/0! | #DIV/0! | 49.5 | 3 | #DIV/0! | 1 | #DIV/0! | #DIV/0! |  |  | 1
0 | 0 | 0 | 0 | 1 | 1 | 17:24 | 8020 |  | 263.8006 | 314.4388 | 314.4388 | 49.8789 | 49.8789 | 3.5527e-16 | 0 | 314.4388 |  | -242.9446 | #DIV/0! | #DIV/0! | 49.5 | 3 | #DIV/0! | 1 | #DIV/0! | #DIV/0! |  |  | 1
0 | 0 | 0 | 0 | 1 | 1 | 17:24 | 8024 |  | 263.596 | 314.6435 | 314.6435 | 49.8789 | 49.8789 | 3.5527e-16 | 0 | 314.6435 |  | -242.7399 | #DIV/0! | #DIV/0! | 49.5 | 3 | #DIV/0! | 1 | #DIV/0! | #DIV/0! |  |  | 1
0 | 0 | 0 | 0 | 1 | 1 | 17:24 | 8028 |  | 263.3913 | 314.8482 | 314.8482 | 49.8789 | 49.8789 | 3.5527e-16 | 0 | 314.8482 |  | -242.5352 | #DIV/0! | #DIV/0! | 49.5 | 3 | #DIV/0! | 1 | #DIV/0! | #DIV/0! |  |  | 1
0 | 0 | 0 | 0 | 1 | 1 | 17:24 | 8032 |  | 263.1866 | 315.0528 | 315.0528 | 49.8789 | 49.8789 | 3.5527e-16 | 0 | 315.0528 |  | -242.3306 | #DIV/0! | #DIV/0! | 49.5 | 3 | #DIV/0! | 1 | #DIV/0! | #DIV/0! |  |  | 1
0 | 0 | 0 | 0 | 1 | 1 | 17:25 | 8036 |  | 262.982 | 315.2575 | 315.2575 | 49.8789 | 49.8789 | 3.5527e-16 | 0 | 315.2575 |  | -242.1259 | #DIV/0! | #DIV/0! | 49.5 | 3 | #DIV/0! | 1 | #DIV/0! | #DIV/0! |  |  | 1
0 | 0 | 0 | 0 | 1 | 1 | 17:25 | 8040 |  | 262.7773 | 315.4622 | 315.4622 | 49.8789 | 49.8789 | 3.5527e-16 | 0 | 315.4622 |  | -241.9212 | #DIV/0! | #DIV/0! | 49.5 | 3 | #DIV/0! | 1 | #DIV/0! | #DIV/0! |  |  | 1
0 | 0 | 0 | 0 | 1 | 1 | 17:25 | 8044 |  | 262.5726 | 315.6668 | 315.6668 | 49.8789 | 49.8789 | 3.5527e-16 | 0 | 315.6668 |  | -241.7166 | #DIV/0! | #DIV/0! | 49.5 | 3 | #DIV/0! | 1 | #DIV/0! | #DIV/0! |  |  | 1
0 | 0 | 0 | 0 | 1 | 1 | 17:25 | 8048 |  | 262.368 | 315.8715 | 315.8715 | 49.8789 | 49.8789 | 3.5527e-16 | 0 | 315.8715 |  | -241.5119 | #DIV/0! | #DIV/0! | 49.5 | 3 | #DIV/0! | 1 | #DIV/0! | #DIV/0! |  |  | 1
0 | 0 | 0 | 0 | 1 | 1 | 17:25 | 8052 |  | 262.1633 | 316.0762 | 316.0762 | 49.8789 | 49.8789 | 3.5527e-16 | 0 | 316.0762 |  | -241.3072 | #DIV/0! | #DIV/0! | 49.5 | 3 | #DIV/0! | 1 | #DIV/0! | #DIV/0! |  |  | 1
0 | 0 | 0 | 0 | 1 | 1 | 17:25 | 8056 |  | 261.9586 | 316.2808 | 316.2808 | 49.8789 | 49.8789 | 3.5527e-16 | 0 | 316.2808 |  | -241.1026 | #DIV/0! | #DIV/0! | 49.5 | 3 | #DIV/0! | 1 | #DIV/0! | #DIV/0! |  |  | 1
0 | 0 | 0 | 0 | 1 | 1 | 17:25 | 8060 |  | 261.754 | 316.4855 | 316.4855 | 49.8789 | 49.8789 | 3.5527e-16 | 0 | 316.4855 |  | -240.8979 | #DIV/0! | #DIV/0! | 49.5 | 3 | #DIV/0! | 1 | #DIV/0! | #DIV/0! |  |  | 1
0 | 0 | 0 | 0 | 1 | 1 | 17:25 | 8064 |  | 261.5493 | 316.6902 | 316.6902 | 49.8789 | 49.8789 | 3.5527e-16 | 0 | 316.6902 |  | -240.6932 | #DIV/0! | #DIV/0! | 49.5 | 3 | #DIV/0! | 1 | #DIV/0! | #DIV/0! |  |  | 1
0 | 0 | 0 | 0 | 1 | 1 | 17:25 | 8068 |  | 261.3446 | 316.8948 | 316.8948 | 49.8789 | 49.8789 | 3.5527e-16 | 0 | 316.8948 |  | -240.4886 | #DIV/0! | #DIV/0! | 49.5 | 3 | #DIV/0! | 1 | #DIV/0! | #DIV/0! |  |  | 1
0 | 0 | 0 | 0 | 1 | 1 | 17:25 | 8072 |  | 261.14 | 317.0995 | 317.0995 | 49.8789 | 49.8789 | 3.5527e-16 | 0 | 317.0995 |  | -240.2839 | #DIV/0! | #DIV/0! | 49.5 | 3 | #DIV/0! | 1 | #DIV/0! | #DIV/0! |  |  | 1
0 | 0 | 0 | 0 | 1 | 1 | 17:25 | 8076 |  | 260.9353 | 317.3042 | 317.3042 | 49.8789 | 49.8789 | 3.5527e-16 | 0 | 317.3042 |  | -240.0792 | #DIV/0! | #DIV/0! | 49.5 | 3 | #DIV/0! | 1 | #DIV/0! | #DIV/0! |  |  | 1
0 | 0 | 0 | 0 | 1 | 1 | 17:25 | 8080 |  | 260.7306 | 317.5088 | 317.5088 | 49.8789 | 49.8789 | 3.5527e-16 | 0 | 317.5088 |  | -239.8746 | #DIV/0! | #DIV/0! | 49.5 | 3 | #DIV/0! | 1 | #DIV/0! | #DIV/0! |  |  | 1
0 | 0 | 0 | 0 | 1 | 1 | 17:25 | 8084 |  | 260.526 | 317.7135 | 317.7135 | 49.8789 | 49.8789 | 3.5527e-16 | 0 | 317.7135 |  | -239.6699 | #DIV/0! | #DIV/0! | 49.5 | 3 | #DIV/0! | 1 | #DIV/0! | #DIV/0! |  |  | 1
0 | 0 | 0 | 0 | 1 | 1 | 17:25 | 8088 |  | 260.3213 | 317.9182 | 317.9182 | 49.8789 | 49.8789 | 3.5527e-16 | 0 | 317.9182 |  | -239.4652 | #DIV/0! | #DIV/0! | 49.5 | 3 | #DIV/0! | 1 | #DIV/0! | #DIV/0! |  |  | 1
0 | 0 | 0 | 0 | 1 | 1 | 17:25 | 8092 |  | 260.1166 | 318.1228 | 318.1228 | 49.8789 | 49.8789 | 3.5527e-16 | 0 | 318.1228 |  | -239.2606 | #DIV/0! | #DIV/0! | 49.5 | 3 | #DIV/0! | 1 | #DIV/0! | #DIV/0! |  |  | 1
0 | 0 | 0 | 0 | 1 | 1 | 17:26 | 8096 |  | 259.912 | 318.3275 | 318.3275 | 49.8789 | 49.8789 | 3.5527e-16 | 0 | 318.3275 |  | -239.0559 | #DIV/0! | #DIV/0! | 49.5 | 3 | #DIV/0! | 1 | #DIV/0! | #DIV/0! |  |  | 1
0 | 0 | 0 | 0 | 1 | 1 | 17:26 | 8100 |  | 259.7073 | 318.5322 | 318.5322 | 49.8789 | 49.8789 | 3.5527e-16 | 0 | 318.5322 |  | -238.8512 | #DIV/0! | #DIV/0! | 49.5 | 3 | #DIV/0! | 1 | #DIV/0! | #DIV/0! |  |  | 1
0 | 0 | 0 | 0 | 1 | 1 | 17:26 | 8104 |  | 259.5026 | 318.7368 | 318.7368 | 49.8789 | 49.8789 | 3.5527e-16 | 0 | 318.7368 |  | -238.6466 | #DIV/0! | #DIV/0! | 49.5 | 3 | #DIV/0! | 1 | #DIV/0! | #DIV/0! |  |  | 1
0 | 0 | 0 | 0 | 1 | 1 | 17:26 | 8108 |  | 259.298 | 318.9415 | 318.9415 | 49.8789 | 49.8789 | 3.5527e-16 | 0 | 318.9415 |  | -238.4419 | #DIV/0! | #DIV/0! | 49.5 | 3 | #DIV/0! | 1 | #DIV/0! | #DIV/0! |  |  | 1
0 | 0 | 0 | 0 | 1 | 1 | 17:26 | 8112 |  | 259.0933 | 319.1462 | 319.1462 | 49.8789 | 49.8789 | 3.5527e-16 | 0 | 319.1462 |  | -238.2372 | #DIV/0! | #DIV/0! | 49.5 | 3 | #DIV/0! | 1 | #DIV/0! | #DIV/0! |  |  | 1
0 | 0 | 0 | 0 | 1 | 1 | 17:26 | 8116 |  | 258.8887 | 319.3508 | 319.3508 | 49.8789 | 49.8789 | 3.5527e-16 | 0 | 319.3508 |  | -238.0326 | #DIV/0! | #DIV/0! | 49.5 | 3 | #DIV/0! | 1 | #DIV/0! | #DIV/0! |  |  | 1
0 | 0 | 0 | 0 | 1 | 1 | 17:26 | 8120 |  | 258.684 | 319.5555 | 319.5555 | 49.8789 | 49.8789 | 3.5527e-16 | 0 | 319.5555 |  | -237.8279 | #DIV/0! | #DIV/0! | 49.5 | 3 | #DIV/0! | 1 | #DIV/0! | #DIV/0! |  |  | 1
0 | 0 | 0 | 0 | 1 | 1 | 17:26 | 8124 |  | 258.4793 | 319.7602 | 319.7602 | 49.8789 | 49.8789 | 3.5527e-16 | 0 | 319.7602 |  | -237.6232 | #DIV/0! | #DIV/0! | 49.5 | 3 | #DIV/0! | 1 | #DIV/0! | #DIV/0! |  |  | 1
0 | 0 | 0 | 0 | 1 | 1 | 17:26 | 8128 |  | 258.2747 | 319.9648 | 319.9648 | 49.8789 | 49.8789 | 3.5527e-16 | 0 | 319.9648 |  | -237.4186 | #DIV/0! | #DIV/0! | 49.5 | 3 | #DIV/0! | 1 | #DIV/0! | #DIV/0! |  |  | 1
0 | 0 | 0 | 0 | 1 | 1 | 17:26 | 8132 |  | 258.07 | 320.1695 | 320.1695 | 49.8789 | 49.8789 | 3.5527e-16 | 0 | 320.1695 |  | -237.2139 | #DIV/0! | #DIV/0! | 49.5 | 3 | #DIV/0! | 1 | #DIV/0! | #DIV/0! |  |  | 1
0 | 0 | 0 | 0 | 1 | 1 | 17:26 | 8136 |  | 257.8653 | 320.3742 | 320.3742 | 49.8789 | 49.8789 | 3.5527e-16 | 0 | 320.3742 |  | -237.0092 | #DIV/0! | #DIV/0! | 49.5 | 3 | #DIV/0! | 1 | #DIV/0! | #DIV/0! |  |  | 1
0 | 0 | 0 | 0 | 1 | 1 | 17:26 | 8140 |  | 257.6607 | 320.5788 | 320.5788 | 49.8789 | 49.8789 | 3.5527e-16 | 0 | 320.5788 |  | -236.8046 | #DIV/0! | #DIV/0! | 49.5 | 3 | #DIV/0! | 1 | #DIV/0! | #DIV/0! |  |  | 1
0 | 0 | 0 | 0 | 1 | 1 | 17:26 | 8144 |  | 257.456 | 320.7835 | 320.7835 | 49.8789 | 49.8789 | 3.5527e-16 | 0 | 320.7835 |  | -236.5999 | #DIV/0! | #DIV/0! | 49.5 | 3 | #DIV/0! | 1 | #DIV/0! | #DIV/0! |  |  | 1
0 | 0 | 0 | 0 | 1 | 1 | 17:26 | 8148 |  | 257.2513 | 320.9882 | 320.9882 | 49.8789 | 49.8789 | 3.5527e-16 | 0 | 320.9882 |  | -236.3952 | #DIV/0! | #DIV/0! | 49.5 | 3 | #DIV/0! | 1 | #DIV/0! | #DIV/0! |  |  | 1
0 | 0 | 0 | 0 | 1 | 1 | 17:26 | 8152 |  | 257.0467 | 321.1928 | 321.1928 | 49.8789 | 49.8789 | 3.5527e-16 | 0 | 321.1928 |  | -236.1906 | #DIV/0! | #DIV/0! | 49.5 | 3 | #DIV/0! | 1 | #DIV/0! | #DIV/0! |  |  | 1
0 | 0 | 0 | 0 | 1 | 1 | 17:27 | 8156 |  | 256.842 | 321.3975 | 321.3975 | 49.8789 | 49.8789 | 3.5527e-16 | 0 | 321.3975 |  | -235.9859 | #DIV/0! | #DIV/0! | 49.5 | 3 | #DIV/0! | 1 | #DIV/0! | #DIV/0! |  |  | 1
0 | 0 | 0 | 0 | 1 | 1 | 17:27 | 8160 |  | 256.6373 | 321.6022 | 321.6022 | 49.8789 | 49.8789 | 3.5527e-16 | 0 | 321.6022 |  | -235.7812 | #DIV/0! | #DIV/0! | 49.5 | 3 | #DIV/0! | 1 | #DIV/0! | #DIV/0! |  |  | 1
0 | 0 | 0 | 0 | 1 | 1 | 17:27 | 8164 |  | 256.4327 | 321.8068 | 321.8068 | 49.8789 | 49.8789 | 3.5527e-16 | 0 | 321.8068 |  | -235.5766 | #DIV/0! | #DIV/0! | 49.5 | 3 | #DIV/0! | 1 | #DIV/0! | #DIV/0! |  |  | 1
0 | 0 | 0 | 0 | 1 | 1 | 17:27 | 8168 |  | 256.228 | 322.0115 | 322.0115 | 49.8789 | 49.8789 | 3.5527e-16 | 0 | 322.0115 |  | -235.3719 | #DIV/0! | #DIV/0! | 49.5 | 3 | #DIV/0! | 1 | #DIV/0! | #DIV/0! |  |  | 1
0 | 0 | 0 | 0 | 1 | 1 | 17:27 | 8172 |  | 256.0233 | 322.2162 | 322.2162 | 49.8789 | 49.8789 | 3.5527e-16 | 0 | 322.2162 |  | -235.1672 | #DIV/0! | #DIV/0! | 49.5 | 3 | #DIV/0! | 1 | #DIV/0! | #DIV/0! |  |  | 1
0 | 0 | 0 | 0 | 1 | 1 | 17:27 | 8176 |  | 255.8187 | 322.4208 | 322.4208 | 49.8789 | 49.8789 | 3.5527e-16 | 0 | 322.4208 |  | -234.9626 | #DIV/0! | #DIV/0! | 49.5 | 3 | #DIV/0! | 1 | #DIV/0! | #DIV/0! |  |  | 1
0 | 0 | 0 | 0 | 1 | 1 | 17:27 | 8180 |  | 255.614 | 322.6255 | 322.6255 | 49.8789 | 49.8789 | 3.5527e-16 | 0 | 322.6255 |  | -234.7579 | #DIV/0! | #DIV/0! | 49.5 | 3 | #DIV/0! | 1 | #DIV/0! | #DIV/0! |  |  | 1
0 | 0 | 0 | 0 | 1 | 1 | 17:27 | 8184 |  | 255.4093 | 322.8302 | 322.8302 | 49.8789 | 49.8789 | 3.5527e-16 | 0 | 322.8302 |  | -234.5532 | #DIV/0! | #DIV/0! | 49.5 | 3 | #DIV/0! | 1 | #DIV/0! | #DIV/0! |  |  | 1
0 | 0 | 0 | 0 | 1 | 1 | 17:27 | 8188 |  | 255.2047 | 323.0348 | 323.0348 | 49.8789 | 49.8789 | 3.5527e-16 | 0 | 323.0348 |  | -234.3486 | #DIV/0! | #DIV/0! | 49.5 | 3 | #DIV/0! | 1 | #DIV/0! | #DIV/0! |  |  | 1
0 | 0 | 0 | 0 | 1 | 1 | 17:27 | 8192 |  | 255 | 323.2395 | 323.2395 | 49.8789 | 49.8789 | 3.5527e-16 | 0 | 323.2395 |  | -234.1439 | #DIV/0! | #DIV/0! | 49.5 | 3 | #DIV/0! | 1 | #DIV/0! | #DIV/0! |  |  | 1
0 | 0 | 0 | 0 | 1 | 1 | 17:27 | 8196 |  | 254.7953 | 323.4442 | 323.4442 | 49.8789 | 49.8789 | 3.5527e-16 | 0 | 323.4442 |  | -233.9392 | #DIV/0! | #DIV/0! | 49.5 | 3 | #DIV/0! | 1 | #DIV/0! | #DIV/0! |  |  | 1
0 | 0 | 0 | 0 | 1 | 1 | 17:27 | 8200 |  | 254.5907 | 323.6488 | 323.6488 | 49.8789 | 49.8789 | 3.5527e-16 | 0 | 323.6488 |  | -233.7346 | #DIV/0! | #DIV/0! | 49.5 | 3 | #DIV/0! | 1 | #DIV/0! | #DIV/0! |  |  | 1
0 | 0 | 0 | 0 | 1 | 1 | 17:27 | 8204 |  | 254.386 | 323.8535 | 323.8535 | 49.8789 | 49.8789 | 3.5527e-16 | 0 | 323.8535 |  | -233.5299 | #DIV/0! | #DIV/0! | 49.5 | 3 | #DIV/0! | 1 | #DIV/0! | #DIV/0! |  |  | 1
0 | 0 | 0 | 0 | 1 | 1 | 17:27 | 8208 |  | 254.1813 | 324.0582 | 324.0582 | 49.8789 | 49.8789 | 3.5527e-16 | 0 | 324.0582 |  | -233.3252 | #DIV/0! | #DIV/0! | 49.5 | 3 | #DIV/0! | 1 | #DIV/0! | #DIV/0! |  |  | 1
0 | 0 | 0 | 0 | 1 | 1 | 17:27 | 8212 |  | 253.9767 | 324.2628 | 324.2628 | 49.8789 | 49.8789 | 3.5527e-16 | 0 | 324.2628 |  | -233.1206 | #DIV/0! | #DIV/0! | 49.5 | 3 | #DIV/0! | 1 | #DIV/0! | #DIV/0! |  |  | 1
0 | 0 | 0 | 0 | 1 | 1 | 17:28 | 8216 |  | 253.772 | 324.4675 | 324.4675 | 49.8789 | 49.8789 | 3.5527e-16 | 0 | 324.4675 |  | -232.9159 | #DIV/0! | #DIV/0! | 49.5 | 3 | #DIV/0! | 1 | #DIV/0! | #DIV/0! |  |  | 1
0 | 0 | 0 | 0 | 1 | 1 | 17:28 | 8220 |  | 253.5673 | 324.6722 | 324.6722 | 49.8789 | 49.8789 | 3.5527e-16 | 0 | 324.6722 |  | -232.7112 | #DIV/0! | #DIV/0! | 49.5 | 3 | #DIV/0! | 1 | #DIV/0! | #DIV/0! |  |  | 1
0 | 0 | 0 | 0 | 1 | 1 | 17:28 | 8224 |  | 253.3627 | 324.8768 | 324.8768 | 49.8789 | 49.8789 | 3.5527e-16 | 0 | 324.8768 |  | -232.5066 | #DIV/0! | #DIV/0! | 49.5 | 3 | #DIV/0! | 1 | #DIV/0! | #DIV/0! |  |  | 1
0 | 0 | 0 | 0 | 1 | 1 | 17:28 | 8228 |  | 253.158 | 325.0815 | 325.0815 | 49.8789 | 49.8789 | 3.5527e-16 | 0 | 325.0815 |  | -232.3019 | #DIV/0! | #DIV/0! | 49.5 | 3 | #DIV/0! | 1 | #DIV/0! | #DIV/0! |  |  | 1
0 | 0 | 0 | 0 | 1 | 1 | 17:28 | 8232 |  | 252.9533 | 325.2862 | 325.2862 | 49.8789 | 49.8789 | 3.5527e-16 | 0 | 325.2862 |  | -232.0972 | #DIV/0! | #DIV/0! | 49.5 | 3 | #DIV/0! | 1 | #DIV/0! | #DIV/0! |  |  | 1
0 | 0 | 0 | 0 | 1 | 1 | 17:28 | 8236 |  | 252.7487 | 325.4908 | 325.4908 | 49.8789 | 49.8789 | 3.5527e-16 | 0 | 325.4908 |  | -231.8926 | #DIV/0! | #DIV/0! | 49.5 | 3 | #DIV/0! | 1 | #DIV/0! | #DIV/0! |  |  | 1
0 | 0 | 0 | 0 | 1 | 1 | 17:28 | 8240 |  | 252.544 | 325.6955 | 325.6955 | 49.8789 | 49.8789 | 3.5527e-16 | 0 | 325.6955 |  | -231.6879 | #DIV/0! | #DIV/0! | 49.5 | 3 | #DIV/0! | 1 | #DIV/0! | #DIV/0! |  |  | 1
0 | 0 | 0 | 0 | 1 | 1 | 17:28 | 8244 |  | 252.3393 | 325.9002 | 325.9002 | 49.8789 | 49.8789 | 3.5527e-16 | 0 | 325.9002 |  | -231.4832 | #DIV/0! | #DIV/0! | 49.5 | 3 | #DIV/0! | 1 | #DIV/0! | #DIV/0! |  |  | 1
0 | 0 | 0 | 0 | 1 | 1 | 17:28 | 8248 |  | 252.1347 | 326.1048 | 326.1048 | 49.8789 | 49.8789 | 3.5527e-16 | 0 | 326.1048 |  | -231.2786 | #DIV/0! | #DIV/0! | 49.5 | 3 | #DIV/0! | 1 | #DIV/0! | #DIV/0! |  |  | 1
0 | 0 | 0 | 0 | 1 | 1 | 17:28 | 8252 |  | 251.93 | 326.3095 | 326.3095 | 49.8789 | 49.8789 | 3.5527e-16 | 0 | 326.3095 |  | -231.0739 | #DIV/0! | #DIV/0! | 49.5 | 3 | #DIV/0! | 1 | #DIV/0! | #DIV/0! |  |  | 1
0 | 0 | 0 | 0 | 1 | 1 | 17:28 | 8256 |  | 251.7253 | 326.5142 | 326.5142 | 49.8789 | 49.8789 | 3.5527e-16 | 0 | 326.5142 |  | -230.8692 | #DIV/0! | #DIV/0! | 49.5 | 3 | #DIV/0! | 1 | #DIV/0! | #DIV/0! |  |  | 1
0 | 0 | 0 | 0 | 1 | 1 | 17:28 | 8260 |  | 251.5207 | 326.7188 | 326.7188 | 49.8789 | 49.8789 | 3.5527e-16 | 0 | 326.7188 |  | -230.6646 | #DIV/0! | #DIV/0! | 49.5 | 3 | #DIV/0! | 1 | #DIV/0! | #DIV/0! |  |  | 1
0 | 0 | 0 | 0 | 1 | 1 | 17:28 | 8264 |  | 251.316 | 326.9235 | 326.9235 | 49.8789 | 49.8789 | 3.5527e-16 | 0 | 326.9235 |  | -230.4599 | #DIV/0! | #DIV/0! | 49.5 | 3 | #DIV/0! | 1 | #DIV/0! | #DIV/0! |  |  | 1
0 | 0 | 0 | 0 | 1 | 1 | 17:28 | 8268 |  | 251.1113 | 327.1282 | 327.1282 | 49.8789 | 49.8789 | 3.5527e-16 | 0 | 327.1282 |  | -230.2552 | #DIV/0! | #DIV/0! | 49.5 | 3 | #DIV/0! | 1 | #DIV/0! | #DIV/0! |  |  | 1
0 | 0 | 0 | 0 | 1 | 1 | 17:28 | 8272 |  | 250.9067 | 327.3328 | 327.3328 | 49.8789 | 49.8789 | 3.5527e-16 | 0 | 327.3328 |  | -230.0506 | #DIV/0! | #DIV/0! | 49.5 | 3 | #DIV/0! | 1 | #DIV/0! | #DIV/0! |  |  | 1
0 | 0 | 0 | 0 | 1 | 1 | 17:29 | 8276 |  | 250.702 | 327.5375 | 327.5375 | 49.8789 | 49.8789 | 3.5527e-16 | 0 | 327.5375 |  | -229.8459 | #DIV/0! | #DIV/0! | 49.5 | 3 | #DIV/0! | 1 | #DIV/0! | #DIV/0! |  |  | 1
0 | 0 | 0 | 0 | 1 | 1 | 17:29 | 8280 |  | 250.4973 | 327.7422 | 327.7422 | 49.8789 | 49.8789 | 3.5527e-16 | 0 | 327.7422 |  | -229.6412 | #DIV/0! | #DIV/0! | 49.5 | 3 | #DIV/0! | 1 | #DIV/0! | #DIV/0! |  |  | 1
0 | 0 | 0 | 0 | 1 | 1 | 17:29 | 8284 |  | 250.2927 | 327.9468 | 327.9468 | 49.8789 | 49.8789 | 3.5527e-16 | 0 | 327.9468 |  | -229.4366 | #DIV/0! | #DIV/0! | 49.5 | 3 | #DIV/0! | 1 | #DIV/0! | #DIV/0! |  |  | 1
0 | 0 | 0 | 0 | 1 | 1 | 17:29 | 8288 |  | 250.088 | 328.1515 | 328.1515 | 49.8789 | 49.8789 | 3.5527e-16 | 0 | 328.1515 |  | -229.2319 | #DIV/0! | #DIV/0! | 49.5 | 3 | #DIV/0! | 1 | #DIV/0! | #DIV/0! |  |  | 1
0 | 0 | 0 | 0 | 1 | 1 | 17:29 | 8292 |  | 249.8833 | 328.3562 | 328.3562 | 49.8789 | 49.8789 | 3.5527e-16 | 0 | 328.3562 |  | -229.0272 | #DIV/0! | #DIV/0! | 49.5 | 3 | #DIV/0! | 1 | #DIV/0! | #DIV/0! |  |  | 1
0 | 0 | 0 | 0 | 1 | 1 | 17:29 | 8296 |  | 249.6787 | 328.5608 | 328.5608 | 49.8789 | 49.8789 | 3.5527e-16 | 0 | 328.5608 |  | -228.8226 | #DIV/0! | #DIV/0! | 49.5 | 3 | #DIV/0! | 1 | #DIV/0! | #DIV/0! |  |  | 1
0 | 0 | 0 | 0 | 1 | 1 | 17:29 | 8300 |  | 249.474 | 328.7655 | 328.7655 | 49.8789 | 49.8789 | 3.5527e-16 | 0 | 328.7655 |  | -228.6179 | #DIV/0! | #DIV/0! | 49.5 | 3 | #DIV/0! | 1 | #DIV/0! | #DIV/0! |  |  | 1
0 | 0 | 0 | 0 | 1 | 1 | 17:29 | 8304 |  | 249.2693 | 328.9702 | 328.9702 | 49.8789 | 49.8789 | 3.5527e-16 | 0 | 328.9702 |  | -228.4132 | #DIV/0! | #DIV/0! | 49.5 | 3 | #DIV/0! | 1 | #DIV/0! | #DIV/0! |  |  | 1
0 | 0 | 0 | 0 | 1 | 1 | 17:29 | 8308 |  | 249.0647 | 329.1748 | 329.1748 | 49.8789 | 49.8789 | 3.5527e-16 | 0 | 329.1748 |  | -228.2086 | #DIV/0! | #DIV/0! | 49.5 | 3 | #DIV/0! | 1 | #DIV/0! | #DIV/0! |  |  | 1
0 | 0 | 0 | 0 | 1 | 1 | 17:29 | 8312 |  | 248.86 | 329.3795 | 329.3795 | 49.8789 | 49.8789 | 3.5527e-16 | 0 | 329.3795 |  | -228.0039 | #DIV/0! | #DIV/0! | 49.5 | 3 | #DIV/0! | 1 | #DIV/0! | #DIV/0! |  |  | 1
0 | 0 | 0 | 0 | 1 | 1 | 17:29 | 8316 |  | 248.6553 | 329.5842 | 329.5842 | 49.8789 | 49.8789 | 3.5527e-16 | 0 | 329.5842 |  | -227.7992 | #DIV/0! | #DIV/0! | 49.5 | 3 | #DIV/0! | 1 | #DIV/0! | #DIV/0! |  |  | 1
0 | 0 | 0 | 0 | 1 | 1 | 17:29 | 8320 |  | 248.4507 | 329.7888 | 329.7888 | 49.8789 | 49.8789 | 3.5527e-16 | 0 | 329.7888 |  | -227.5946 | #DIV/0! | #DIV/0! | 49.5 | 3 | #DIV/0! | 1 | #DIV/0! | #DIV/0! |  |  | 1
0 | 0 | 0 | 0 | 1 | 1 | 17:29 | 8324 |  | 248.246 | 329.9935 | 329.9935 | 49.8789 | 49.8789 | 3.5527e-16 | 0 | 329.9935 |  | -227.3899 | #DIV/0! | #DIV/0! | 49.5 | 3 | #DIV/0! | 1 | #DIV/0! | #DIV/0! |  |  | 1
0 | 0 | 0 | 0 | 1 | 1 | 17:29 | 8328 |  | 248.0413 | 330.1982 | 330.1982 | 49.8789 | 49.8789 | 3.5527e-16 | 0 | 330.1982 |  | -227.1852 | #DIV/0! | #DIV/0! | 49.5 | 3 | #DIV/0! | 1 | #DIV/0! | #DIV/0! |  |  | 1
0 | 0 | 0 | 0 | 1 | 1 | 17:29 | 8332 |  | 247.8367 | 330.4028 | 330.4028 | 49.8789 | 49.8789 | 3.5527e-16 | 0 | 330.4028 |  | -226.9806 | #DIV/0! | #DIV/0! | 49.5 | 3 | #DIV/0! | 1 | #DIV/0! | #DIV/0! |  |  | 1
0 | 0 | 0 | 0 | 1 | 1 | 17:30 | 8336 |  | 247.632 | 330.6075 | 330.6075 | 49.8789 | 49.8789 | 3.5527e-16 | 0 | 330.6075 |  | -226.7759 | #DIV/0! | #DIV/0! | 49.5 | 3 | #DIV/0! | 1 | #DIV/0! | #DIV/0! |  |  | 1
0 | 0 | 0 | 0 | 1 | 1 | 17:30 | 8340 |  | 247.4273 | 330.8122 | 330.8122 | 49.8789 | 49.8789 | 3.5527e-16 | 0 | 330.8122 |  | -226.5712 | #DIV/0! | #DIV/0! | 49.5 | 3 | #DIV/0! | 1 | #DIV/0! | #DIV/0! |  |  | 1
0 | 0 | 0 | 0 | 1 | 1 | 17:30 | 8344 |  | 247.2227 | 331.0168 | 331.0168 | 49.8789 | 49.8789 | 3.5527e-16 | 0 | 331.0168 |  | -226.3666 | #DIV/0! | #DIV/0! | 49.5 | 3 | #DIV/0! | 1 | #DIV/0! | #DIV/0! |  |  | 1
0 | 0 | 0 | 0 | 1 | 1 | 17:30 | 8348 |  | 247.018 | 331.2215 | 331.2215 | 49.8789 | 49.8789 | 3.5527e-16 | 0 | 331.2215 |  | -226.1619 | #DIV/0! | #DIV/0! | 49.5 | 3 | #DIV/0! | 1 | #DIV/0! | #DIV/0! |  |  | 1
0 | 0 | 0 | 0 | 1 | 1 | 17:30 | 8352 |  | 246.8133 | 331.4262 | 331.4262 | 49.8789 | 49.8789 | 3.5527e-16 | 0 | 331.4262 |  | -225.9572 | #DIV/0! | #DIV/0! | 49.5 | 3 | #DIV/0! | 1 | #DIV/0! | #DIV/0! |  |  | 1
0 | 0 | 0 | 0 | 1 | 1 | 17:30 | 8356 |  | 246.6087 | 331.6308 | 331.6308 | 49.8789 | 49.8789 | 3.5527e-16 | 0 | 331.6308 |  | -225.7526 | #DIV/0! | #DIV/0! | 49.5 | 3 | #DIV/0! | 1 | #DIV/0! | #DIV/0! |  |  | 1
0 | 0 | 0 | 0 | 1 | 1 | 17:30 | 8360 |  | 246.404 | 331.8355 | 331.8355 | 49.8789 | 49.8789 | 3.5527e-16 | 0 | 331.8355 |  | -225.5479 | #DIV/0! | #DIV/0! | 49.5 | 3 | #DIV/0! | 1 | #DIV/0! | #DIV/0! |  |  | 1
0 | 0 | 0 | 0 | 1 | 1 | 17:30 | 8364 |  | 246.1993 | 332.0402 | 332.0402 | 49.8789 | 49.8789 | 3.5527e-16 | 0 | 332.0402 |  | -225.3432 | #DIV/0! | #DIV/0! | 49.5 | 3 | #DIV/0! | 1 | #DIV/0! | #DIV/0! |  |  | 1
0 | 0 | 0 | 0 | 1 | 1 | 17:30 | 8368 |  | 245.9947 | 332.2448 | 332.2448 | 49.8789 | 49.8789 | 3.5527e-16 | 0 | 332.2448 |  | -225.1386 | #DIV/0! | #DIV/0! | 49.5 | 3 | #DIV/0! | 1 | #DIV/0! | #DIV/0! |  |  | 1
0 | 0 | 0 | 0 | 1 | 1 | 17:30 | 8372 |  | 245.79 | 332.4495 | 332.4495 | 49.8789 | 49.8789 | 3.5527e-16 | 0 | 332.4495 |  | -224.9339 | #DIV/0! | #DIV/0! | 49.5 | 3 | #DIV/0! | 1 | #DIV/0! | #DIV/0! |  |  | 1
0 | 0 | 0 | 0 | 1 | 1 | 17:30 | 8376 |  | 245.5853 | 332.6542 | 332.6542 | 49.8789 | 49.8789 | 3.5527e-16 | 0 | 332.6542 |  | -224.7292 | #DIV/0! | #DIV/0! | 49.5 | 3 | #DIV/0! | 1 | #DIV/0! | #DIV/0! |  |  | 1
0 | 0 | 0 | 0 | 1 | 1 | 17:30 | 8380 |  | 245.3807 | 332.8588 | 332.8588 | 49.8789 | 49.8789 | 3.5527e-16 | 0 | 332.8588 |  | -224.5246 | #DIV/0! | #DIV/0! | 49.5 | 3 | #DIV/0! | 1 | #DIV/0! | #DIV/0! |  |  | 1
0 | 0 | 0 | 0 | 1 | 1 | 17:30 | 8384 |  | 245.176 | 333.0635 | 333.0635 | 49.8789 | 49.8789 | 3.5527e-16 | 0 | 333.0635 |  | -224.3199 | #DIV/0! | #DIV/0! | 49.5 | 3 | #DIV/0! | 1 | #DIV/0! | #DIV/0! |  |  | 1
0 | 0 | 0 | 0 | 1 | 1 | 17:30 | 8388 |  | 244.9713 | 333.2682 | 333.2682 | 49.8789 | 49.8789 | 3.5527e-16 | 0 | 333.2682 |  | -224.1152 | #DIV/0! | #DIV/0! | 49.5 | 3 | #DIV/0! | 1 | #DIV/0! | #DIV/0! |  |  | 1
0 | 0 | 0 | 0 | 1 | 1 | 17:30 | 8392 |  | 244.7667 | 333.4728 | 333.4728 | 49.8789 | 49.8789 | 3.5527e-16 | 0 | 333.4728 |  | -223.9106 | #DIV/0! | #DIV/0! | 49.5 | 3 | #DIV/0! | 1 | #DIV/0! | #DIV/0! |  |  | 1
0 | 0 | 0 | 0 | 1 | 1 | 17:31 | 8396 |  | 244.562 | 333.6775 | 333.6775 | 49.8789 | 49.8789 | 3.5527e-16 | 0 | 333.6775 |  | -223.7059 | #DIV/0! | #DIV/0! | 49.5 | 3 | #DIV/0! | 1 | #DIV/0! | #DIV/0! |  |  | 1
0 | 0 | 0 | 0 | 1 | 1 | 17:31 | 8400 |  | 244.3573 | 333.8822 | 333.8822 | 49.8789 | 49.8789 | 3.5527e-16 | 0 | 333.8822 |  | -223.5012 | #DIV/0! | #DIV/0! | 49.5 | 3 | #DIV/0! | 1 | #DIV/0! | #DIV/0! |  |  | 1
0 | 0 | 0 | 0 | 1 | 1 | 17:31 | 8404 |  | 244.1527 | 334.0868 | 334.0868 | 49.8789 | 49.8789 | 3.5527e-16 | 0 | 334.0868 |  | -223.2966 | #DIV/0! | #DIV/0! | 49.5 | 3 | #DIV/0! | 1 | #DIV/0! | #DIV/0! |  |  | 1
0 | 0 | 0 | 0 | 1 | 1 | 17:31 | 8408 |  | 243.948 | 334.2915 | 334.2915 | 49.8789 | 49.8789 | 3.5527e-16 | 0 | 334.2915 |  | -223.0919 | #DIV/0! | #DIV/0! | 49.5 | 3 | #DIV/0! | 1 | #DIV/0! | #DIV/0! |  |  | 1
0 | 0 | 0 | 0 | 1 | 1 | 17:31 | 8412 |  | 243.7433 | 334.4962 | 334.4962 | 49.8789 | 49.8789 | 3.5527e-16 | 0 | 334.4962 |  | -222.8872 | #DIV/0! | #DIV/0! | 49.5 | 3 | #DIV/0! | 1 | #DIV/0! | #DIV/0! |  |  | 1
0 | 0 | 0 | 0 | 1 | 1 | 17:31 | 8416 |  | 243.5387 | 334.7008 | 334.7008 | 49.8789 | 49.8789 | 3.5527e-16 | 0 | 334.7008 |  | -222.6826 | #DIV/0! | #DIV/0! | 49.5 | 3 | #DIV/0! | 1 | #DIV/0! | #DIV/0! |  |  | 1
0 | 0 | 0 | 0 | 1 | 1 | 17:31 | 8420 |  | 243.334 | 334.9055 | 334.9055 | 49.8789 | 49.8789 | 3.5527e-16 | 0 | 334.9055 |  | -222.4779 | #DIV/0! | #DIV/0! | 49.5 | 3 | #DIV/0! | 1 | #DIV/0! | #DIV/0! |  |  | 1
0 | 0 | 0 | 0 | 1 | 1 | 17:31 | 8424 |  | 243.1293 | 335.1102 | 335.1102 | 49.8789 | 49.8789 | 3.5527e-16 | 0 | 335.1102 |  | -222.2732 | #DIV/0! | #DIV/0! | 49.5 | 3 | #DIV/0! | 1 | #DIV/0! | #DIV/0! |  |  | 1
0 | 0 | 0 | 0 | 1 | 1 | 17:31 | 8428 |  | 242.9247 | 335.3148 | 335.3148 | 49.8789 | 49.8789 | 3.5527e-16 | 0 | 335.3148 |  | -222.0686 | #DIV/0! | #DIV/0! | 49.5 | 3 | #DIV/0! | 1 | #DIV/0! | #DIV/0! |  |  | 1
0 | 0 | 0 | 0 | 1 | 1 | 17:31 | 8432 |  | 242.72 | 335.5195 | 335.5195 | 49.8789 | 49.8789 | 3.5527e-16 | 0 | 335.5195 |  | -221.8639 | #DIV/0! | #DIV/0! | 49.5 | 3 | #DIV/0! | 1 | #DIV/0! | #DIV/0! |  |  | 1
0 | 0 | 0 | 0 | 1 | 1 | 17:31 | 8436 |  | 242.5153 | 335.7242 | 335.7242 | 49.8789 | 49.8789 | 3.5527e-16 | 0 | 335.7242 |  | -221.6592 | #DIV/0! | #DIV/0! | 49.5 | 3 | #DIV/0! | 1 | #DIV/0! | #DIV/0! |  |  | 1
0 | 0 | 0 | 0 | 1 | 1 | 17:31 | 8440 |  | 242.3107 | 335.9288 | 335.9288 | 49.8789 | 49.8789 | 3.5527e-16 | 0 | 335.9288 |  | -221.4546 | #DIV/0! | #DIV/0! | 49.5 | 3 | #DIV/0! | 1 | #DIV/0! | #DIV/0! |  |  | 1
0 | 0 | 0 | 0 | 1 | 1 | 17:31 | 8444 |  | 242.106 | 336.1335 | 336.1335 | 49.8789 | 49.8789 | 3.5527e-16 | 0 | 336.1335 |  | -221.2499 | #DIV/0! | #DIV/0! | 49.5 | 3 | #DIV/0! | 1 | #DIV/0! | #DIV/0! |  |  | 1
0 | 0 | 0 | 0 | 1 | 1 | 17:31 | 8448 |  | 241.9013 | 336.3382 | 336.3382 | 49.8789 | 49.8789 | 3.5527e-16 | 0 | 336.3382 |  | -221.0452 | #DIV/0! | #DIV/0! | 49.5 | 3 | #DIV/0! | 1 | #DIV/0! | #DIV/0! |  |  | 1
0 | 0 | 0 | 0 | 1 | 1 | 17:31 | 8452 |  | 241.6967 | 336.5428 | 336.5428 | 49.8789 | 49.8789 | 3.5527e-16 | 0 | 336.5428 |  | -220.8406 | #DIV/0! | #DIV/0! | 49.5 | 3 | #DIV/0! | 1 | #DIV/0! | #DIV/0! |  |  | 1
0 | 0 | 0 | 0 | 1 | 1 | 17:32 | 8456 |  | 241.492 | 336.7475 | 336.7475 | 49.8789 | 49.8789 | 3.5527e-16 | 0 | 336.7475 |  | -220.6359 | #DIV/0! | #DIV/0! | 49.5 | 3 | #DIV/0! | 1 | #DIV/0! | #DIV/0! |  |  | 1
0 | 0 | 0 | 0 | 1 | 1 | 17:32 | 8460 |  | 241.2873 | 336.9522 | 336.9522 | 49.8789 | 49.8789 | 3.5527e-16 | 0 | 336.9522 |  | -220.4312 | #DIV/0! | #DIV/0! | 49.5 | 3 | #DIV/0! | 1 | #DIV/0! | #DIV/0! |  |  | 1
0 | 0 | 0 | 0 | 1 | 1 | 17:32 | 8464 |  | 241.0827 | 337.1568 | 337.1568 | 49.8789 | 49.8789 | 3.5527e-16 | 0 | 337.1568 |  | -220.2266 | #DIV/0! | #DIV/0! | 49.5 | 3 | #DIV/0! | 1 | #DIV/0! | #DIV/0! |  |  | 1
0 | 0 | 0 | 0 | 1 | 1 | 17:32 | 8468 |  | 240.878 | 337.3615 | 337.3615 | 49.8789 | 49.8789 | 3.5527e-16 | 0 | 337.3615 |  | -220.0219 | #DIV/0! | #DIV/0! | 49.5 | 3 | #DIV/0! | 1 | #DIV/0! | #DIV/0! |  |  | 1
0 | 0 | 0 | 0 | 1 | 1 | 17:32 | 8472 |  | 240.6733 | 337.5662 | 337.5662 | 49.8789 | 49.8789 | 3.5527e-16 | 0 | 337.5662 |  | -219.8172 | #DIV/0! | #DIV/0! | 49.5 | 3 | #DIV/0! | 1 | #DIV/0! | #DIV/0! |  |  | 1
0 | 0 | 0 | 0 | 1 | 1 | 17:32 | 8476 |  | 240.4687 | 337.7708 | 337.7708 | 49.8789 | 49.8789 | 3.5527e-16 | 0 | 337.7708 |  | -219.6126 | #DIV/0! | #DIV/0! | 49.5 | 3 | #DIV/0! | 1 | #DIV/0! | #DIV/0! |  |  | 1
0 | 0 | 0 | 0 | 1 | 1 | 17:32 | 8480 |  | 240.264 | 337.9755 | 337.9755 | 49.8789 | 49.8789 | 3.5527e-16 | 0 | 337.9755 |  | -219.4079 | #DIV/0! | #DIV/0! | 49.5 | 3 | #DIV/0! | 1 | #DIV/0! | #DIV/0! |  |  | 1
0 | 0 | 0 | 0 | 1 | 1 | 17:32 | 8484 |  | 240.0593 | 338.1801 | 338.1801 | 49.8789 | 49.8789 | 3.5527e-16 | 0 | 338.1801 |  | -219.2032 | #DIV/0! | #DIV/0! | 49.5 | 3 | #DIV/0! | 1 | #DIV/0! | #DIV/0! |  |  | 1
0 | 0 | 0 | 0 | 1 | 1 | 17:32 | 8488 |  | 239.8547 | 338.3848 | 338.3848 | 49.8789 | 49.8789 | 3.5527e-16 | 0 | 338.3848 |  | -218.9986 | #DIV/0! | #DIV/0! | 49.5 | 3 | #DIV/0! | 1 | #DIV/0! | #DIV/0! |  |  | 1
0 | 0 | 0 | 0 | 1 | 1 | 17:32 | 8492 |  | 239.65 | 338.5895 | 338.5895 | 49.8789 | 49.8789 | 3.5527e-16 | 0 | 338.5895 |  | -218.7939 | #DIV/0! | #DIV/0! | 49.5 | 3 | #DIV/0! | 1 | #DIV/0! | #DIV/0! |  |  | 1
0 | 0 | 0 | 0 | 1 | 1 | 17:32 | 8496 |  | 239.4453 | 338.7941 | 338.7941 | 49.8789 | 49.8789 | 3.5527e-16 | 0 | 338.7941 |  | -218.5893 | #DIV/0! | #DIV/0! | 49.5 | 3 | #DIV/0! | 1 | #DIV/0! | #DIV/0! |  |  | 1
0 | 0 | 0 | 0 | 1 | 1 | 17:32 | 8500 |  | 239.2407 | 338.9988 | 338.9988 | 49.8789 | 49.8789 | 3.5527e-16 | 0 | 338.9988 |  | -218.3846 | #DIV/0! | #DIV/0! | 49.5 | 3 | #DIV/0! | 1 | #DIV/0! | #DIV/0! |  |  | 1
0 | 0 | 0 | 0 | 1 | 1 | 17:32 | 8504 |  | 239.036 | 339.2035 | 339.2035 | 49.8789 | 49.8789 | 3.5527e-16 | 0 | 339.2035 |  | -218.1799 | #DIV/0! | #DIV/0! | 49.5 | 3 | #DIV/0! | 1 | #DIV/0! | #DIV/0! |  |  | 1
0 | 0 | 0 | 0 | 1 | 1 | 17:32 | 8508 |  | 238.8313 | 339.4081 | 339.4081 | 49.8789 | 49.8789 | 3.5527e-16 | 0 | 339.4081 |  | -217.9753 | #DIV/0! | #DIV/0! | 49.5 | 3 | #DIV/0! | 1 | #DIV/0! | #DIV/0! |  |  | 1
0 | 0 | 0 | 0 | 1 | 1 | 17:32 | 8512 |  | 238.6267 | 339.6128 | 339.6128 | 49.8789 | 49.8789 | 3.5527e-16 | 0 | 339.6128 |  | -217.7706 | #DIV/0! | #DIV/0! | 49.5 | 3 | #DIV/0! | 1 | #DIV/0! | #DIV/0! |  |  | 1
0 | 0 | 0 | 0 | 1 | 1 | 17:33 | 8516 |  | 238.422 | 339.8175 | 339.8175 | 49.8789 | 49.8789 | 3.5527e-16 | 0 | 339.8175 |  | -217.5659 | #DIV/0! | #DIV/0! | 49.5 | 3 | #DIV/0! | 1 | #DIV/0! | #DIV/0! |  |  | 1
0 | 0 | 0 | 0 | 1 | 1 | 17:33 | 8520 |  | 238.2173 | 340.0221 | 340.0221 | 49.8789 | 49.8789 | 3.5527e-16 | 0 | 340.0221 |  | -217.3613 | #DIV/0! | #DIV/0! | 49.5 | 3 | #DIV/0! | 1 | #DIV/0! | #DIV/0! |  |  | 1
0 | 0 | 0 | 0 | 1 | 1 | 17:33 | 8524 |  | 238.0127 | 340.2268 | 340.2268 | 49.8789 | 49.8789 | 3.5527e-16 | 0 | 340.2268 |  | -217.1566 | #DIV/0! | #DIV/0! | 49.5 | 3 | #DIV/0! | 1 | #DIV/0! | #DIV/0! |  |  | 1
0 | 0 | 0 | 0 | 1 | 1 | 17:33 | 8528 |  | 237.808 | 340.4315 | 340.4315 | 49.8789 | 49.8789 | 3.5527e-16 | 0 | 340.4315 |  | -216.9519 | #DIV/0! | #DIV/0! | 49.5 | 3 | #DIV/0! | 1 | #DIV/0! | #DIV/0! |  |  | 1
0 | 0 | 0 | 0 | 1 | 1 | 17:33 | 8532 |  | 237.6033 | 340.6361 | 340.6361 | 49.8789 | 49.8789 | 3.5527e-16 | 0 | 340.6361 |  | -216.7473 | #DIV/0! | #DIV/0! | 49.5 | 3 | #DIV/0! | 1 | #DIV/0! | #DIV/0! |  |  | 1
0 | 0 | 0 | 0 | 1 | 1 | 17:33 | 8536 |  | 237.3987 | 340.8408 | 340.8408 | 49.8789 | 49.8789 | 3.5527e-16 | 0 | 340.8408 |  | -216.5426 | #DIV/0! | #DIV/0! | 49.5 | 3 | #DIV/0! | 1 | #DIV/0! | #DIV/0! |  |  | 1
0 | 0 | 0 | 0 | 1 | 1 | 17:33 | 8540 |  | 237.194 | 341.0455 | 341.0455 | 49.8789 | 49.8789 | 3.5527e-16 | 0 | 341.0455 |  | -216.3379 | #DIV/0! | #DIV/0! | 49.5 | 3 | #DIV/0! | 1 | #DIV/0! | #DIV/0! |  |  | 1
0 | 0 | 0 | 0 | 1 | 1 | 17:33 | 8544 |  | 236.9893 | 341.2501 | 341.2501 | 49.8789 | 49.8789 | 3.5527e-16 | 0 | 341.2501 |  | -216.1333 | #DIV/0! | #DIV/0! | 49.5 | 3 | #DIV/0! | 1 | #DIV/0! | #DIV/0! |  |  | 1
0 | 0 | 0 | 0 | 1 | 1 | 17:33 | 8548 |  | 236.7847 | 341.4548 | 341.4548 | 49.8789 | 49.8789 | 3.5527e-16 | 0 | 341.4548 |  | -215.9286 | #DIV/0! | #DIV/0! | 49.5 | 3 | #DIV/0! | 1 | #DIV/0! | #DIV/0! |  |  | 1
0 | 0 | 0 | 0 | 1 | 1 | 17:33 | 8552 |  | 236.58 | 341.6595 | 341.6595 | 49.8789 | 49.8789 | 3.5527e-16 | 0 | 341.6595 |  | -215.7239 | #DIV/0! | #DIV/0! | 49.5 | 3 | #DIV/0! | 1 | #DIV/0! | #DIV/0! |  |  | 1
0 | 0 | 0 | 0 | 1 | 1 | 17:33 | 8556 |  | 236.3753 | 341.8641 | 341.8641 | 49.8789 | 49.8789 | 3.5527e-16 | 0 | 341.8641 |  | -215.5193 | #DIV/0! | #DIV/0! | 49.5 | 3 | #DIV/0! | 1 | #DIV/0! | #DIV/0! |  |  | 1
0 | 0 | 0 | 0 | 1 | 1 | 17:33 | 8560 |  | 236.1707 | 342.0688 | 342.0688 | 49.8789 | 49.8789 | 3.5527e-16 | 0 | 342.0688 |  | -215.3146 | #DIV/0! | #DIV/0! | 49.5 | 3 | #DIV/0! | 1 | #DIV/0! | #DIV/0! |  |  | 1
0 | 0 | 0 | 0 | 1 | 1 | 17:33 | 8564 |  | 235.966 | 342.2735 | 342.2735 | 49.8789 | 49.8789 | 3.5527e-16 | 0 | 342.2735 |  | -215.1099 | #DIV/0! | #DIV/0! | 49.5 | 3 | #DIV/0! | 1 | #DIV/0! | #DIV/0! |  |  | 1
0 | 0 | 0 | 0 | 1 | 1 | 17:33 | 8568 |  | 235.7613 | 342.4781 | 342.4781 | 49.8789 | 49.8789 | 3.5527e-16 | 0 | 342.4781 |  | -214.9053 | #DIV/0! | #DIV/0! | 49.5 | 3 | #DIV/0! | 1 | #DIV/0! | #DIV/0! |  |  | 1
0 | 0 | 0 | 0 | 1 | 1 | 17:33 | 8572 |  | 235.5567 | 342.6828 | 342.6828 | 49.8789 | 49.8789 | 3.5527e-16 | 0 | 342.6828 |  | -214.7006 | #DIV/0! | #DIV/0! | 49.5 | 3 | #DIV/0! | 1 | #DIV/0! | #DIV/0! |  |  | 1
0 | 0 | 0 | 0 | 1 | 1 | 17:34 | 8576 |  | 235.352 | 342.8875 | 342.8875 | 49.8789 | 49.8789 | 3.5527e-16 | 0 | 342.8875 |  | -214.4959 | #DIV/0! | #DIV/0! | 49.5 | 3 | #DIV/0! | 1 | #DIV/0! | #DIV/0! |  |  | 1
0 | 0 | 0 | 0 | 1 | 1 | 17:34 | 8580 |  | 235.1473 | 343.0921 | 343.0921 | 49.8789 | 49.8789 | 3.5527e-16 | 0 | 343.0921 |  | -214.2913 | #DIV/0! | #DIV/0! | 49.5 | 3 | #DIV/0! | 1 | #DIV/0! | #DIV/0! |  |  | 1
0 | 0 | 0 | 0 | 1 | 1 | 17:34 | 8584 |  | 234.9427 | 343.2968 | 343.2968 | 49.8789 | 49.8789 | 3.5527e-16 | 0 | 343.2968 |  | -214.0866 | #DIV/0! | #DIV/0! | 49.5 | 3 | #DIV/0! | 1 | #DIV/0! | #DIV/0! |  |  | 1
0 | 0 | 0 | 0 | 1 | 1 | 17:34 | 8588 |  | 234.738 | 343.5015 | 343.5015 | 49.8789 | 49.8789 | 3.5527e-16 | 0 | 343.5015 |  | -213.8819 | #DIV/0! | #DIV/0! | 49.5 | 3 | #DIV/0! | 1 | #DIV/0! | #DIV/0! |  |  | 1
0 | 0 | 0 | 0 | 1 | 1 | 17:34 | 8592 |  | 234.5333 | 343.7061 | 343.7061 | 49.8789 | 49.8789 | 3.5527e-16 | 0 | 343.7061 |  | -213.6773 | #DIV/0! | #DIV/0! | 49.5 | 3 | #DIV/0! | 1 | #DIV/0! | #DIV/0! |  |  | 1
0 | 0 | 0 | 0 | 1 | 1 | 17:34 | 8596 |  | 234.3287 | 343.9108 | 343.9108 | 49.8789 | 49.8789 | 3.5527e-16 | 0 | 343.9108 |  | -213.4726 | #DIV/0! | #DIV/0! | 49.5 | 3 | #DIV/0! | 1 | #DIV/0! | #DIV/0! |  |  | 1
0 | 0 | 0 | 0 | 1 | 1 | 17:34 | 8600 |  | 234.124 | 344.1155 | 344.1155 | 49.8789 | 49.8789 | 3.5527e-16 | 0 | 344.1155 |  | -213.2679 | #DIV/0! | #DIV/0! | 49.5 | 3 | #DIV/0! | 1 | #DIV/0! | #DIV/0! |  |  | 1
0 | 0 | 0 | 0 | 1 | 1 | 17:34 | 8604 |  | 233.9193 | 344.3201 | 344.3201 | 49.8789 | 49.8789 | 3.5527e-16 | 0 | 344.3201 |  | -213.0633 | #DIV/0! | #DIV/0! | 49.5 | 3 | #DIV/0! | 1 | #DIV/0! | #DIV/0! |  |  | 1
0 | 0 | 0 | 0 | 1 | 1 | 17:34 | 8608 |  | 233.7147 | 344.5248 | 344.5248 | 49.8789 | 49.8789 | 3.5527e-16 | 0 | 344.5248 |  | -212.8586 | #DIV/0! | #DIV/0! | 49.5 | 3 | #DIV/0! | 1 | #DIV/0! | #DIV/0! |  |  | 1
0 | 0 | 0 | 0 | 1 | 1 | 17:34 | 8612 |  | 233.51 | 344.7295 | 344.7295 | 49.8789 | 49.8789 | 3.5527e-16 | 0 | 344.7295 |  | -212.6539 | #DIV/0! | #DIV/0! | 49.5 | 3 | #DIV/0! | 1 | #DIV/0! | #DIV/0! |  |  | 1
0 | 0 | 0 | 0 | 1 | 1 | 17:34 | 8616 |  | 233.3054 | 344.9341 | 344.9341 | 49.8789 | 49.8789 | 3.5527e-16 | 0 | 344.9341 |  | -212.4493 | #DIV/0! | #DIV/0! | 49.5 | 3 | #DIV/0! | 1 | #DIV/0! | #DIV/0! |  |  | 1
0 | 0 | 0 | 0 | 1 | 1 | 17:34 | 8620 |  | 233.1007 | 345.1388 | 345.1388 | 49.8789 | 49.8789 | 3.5527e-16 | 0 | 345.1388 |  | -212.2446 | #DIV/0! | #DIV/0! | 49.5 | 3 | #DIV/0! | 1 | #DIV/0! | #DIV/0! |  |  | 1
0 | 0 | 0 | 0 | 1 | 1 | 17:34 | 8624 |  | 232.896 | 345.3435 | 345.3435 | 49.8789 | 49.8789 | 3.5527e-16 | 0 | 345.3435 |  | -212.0399 | #DIV/0! | #DIV/0! | 49.5 | 3 | #DIV/0! | 1 | #DIV/0! | #DIV/0! |  |  | 1
0 | 0 | 0 | 0 | 1 | 1 | 17:34 | 8628 |  | 232.6914 | 345.5481 | 345.5481 | 49.8789 | 49.8789 | 3.5527e-16 | 0 | 345.5481 |  | -211.8353 | #DIV/0! | #DIV/0! | 49.5 | 3 | #DIV/0! | 1 | #DIV/0! | #DIV/0! |  |  | 1
0 | 0 | 0 | 0 | 1 | 1 | 17:34 | 8632 |  | 232.4867 | 345.7528 | 345.7528 | 49.8789 | 49.8789 | 3.5527e-16 | 0 | 345.7528 |  | -211.6306 | #DIV/0! | #DIV/0! | 49.5 | 3 | #DIV/0! | 1 | #DIV/0! | #DIV/0! |  |  | 1
0 | 0 | 0 | 0 | 1 | 1 | 17:35 | 8636 |  | 232.282 | 345.9575 | 345.9575 | 49.8789 | 49.8789 | 3.5527e-16 | 0 | 345.9575 |  | -211.4259 | #DIV/0! | #DIV/0! | 49.5 | 3 | #DIV/0! | 1 | #DIV/0! | #DIV/0! |  |  | 1
0 | 0 | 0 | 0 | 1 | 1 | 17:35 | 8640 |  | 232.0774 | 346.1621 | 346.1621 | 49.8789 | 49.8789 | 3.5527e-16 | 0 | 346.1621 |  | -211.2213 | #DIV/0! | #DIV/0! | 49.5 | 3 | #DIV/0! | 1 | #DIV/0! | #DIV/0! |  |  | 1
0 | 0 | 0 | 0 | 1 | 1 | 17:35 | 8644 |  | 231.8727 | 346.3668 | 346.3668 | 49.8789 | 49.8789 | 3.5527e-16 | 0 | 346.3668 |  | -211.0166 | #DIV/0! | #DIV/0! | 49.5 | 3 | #DIV/0! | 1 | #DIV/0! | #DIV/0! |  |  | 1
0 | 0 | 0 | 0 | 1 | 1 | 17:35 | 8648 |  | 231.668 | 346.5715 | 346.5715 | 49.8789 | 49.8789 | 3.5527e-16 | 0 | 346.5715 |  | -210.8119 | #DIV/0! | #DIV/0! | 49.5 | 3 | #DIV/0! | 1 | #DIV/0! | #DIV/0! |  |  | 1
0 | 0 | 0 | 0 | 1 | 1 | 17:35 | 8652 |  | 231.4634 | 346.7761 | 346.7761 | 49.8789 | 49.8789 | 3.5527e-16 | 0 | 346.7761 |  | -210.6073 | #DIV/0! | #DIV/0! | 49.5 | 3 | #DIV/0! | 1 | #DIV/0! | #DIV/0! |  |  | 1
0 | 0 | 0 | 0 | 1 | 1 | 17:35 | 8656 |  | 231.2587 | 346.9808 | 346.9808 | 49.8789 | 49.8789 | 3.5527e-16 | 0 | 346.9808 |  | -210.4026 | #DIV/0! | #DIV/0! | 49.5 | 3 | #DIV/0! | 1 | #DIV/0! | #DIV/0! |  |  | 1
0 | 0 | 0 | 0 | 1 | 1 | 17:35 | 8660 |  | 231.054 | 347.1855 | 347.1855 | 49.8789 | 49.8789 | 3.5527e-16 | 0 | 347.1855 |  | -210.1979 | #DIV/0! | #DIV/0! | 49.5 | 3 | #DIV/0! | 1 | #DIV/0! | #DIV/0! |  |  | 1
0 | 0 | 0 | 0 | 1 | 1 | 17:35 | 8664 |  | 230.8494 | 347.3901 | 347.3901 | 49.8789 | 49.8789 | 3.5527e-16 | 0 | 347.3901 |  | -209.9933 | #DIV/0! | #DIV/0! | 49.5 | 3 | #DIV/0! | 1 | #DIV/0! | #DIV/0! |  |  | 1
0 | 0 | 0 | 0 | 1 | 1 | 17:35 | 8668 |  | 230.6447 | 347.5948 | 347.5948 | 49.8789 | 49.8789 | 3.5527e-16 | 0 | 347.5948 |  | -209.7886 | #DIV/0! | #DIV/0! | 49.5 | 3 | #DIV/0! | 1 | #DIV/0! | #DIV/0! |  |  | 1
0 | 0 | 0 | 0 | 1 | 1 | 17:35 | 8672 |  | 230.44 | 347.7995 | 347.7995 | 49.8789 | 49.8789 | 3.5527e-16 | 0 | 347.7995 |  | -209.5839 | #DIV/0! | #DIV/0! | 49.5 | 3 | #DIV/0! | 1 | #DIV/0! | #DIV/0! |  |  | 1
0 | 0 | 0 | 0 | 1 | 1 | 17:35 | 8676 |  | 230.2354 | 348.0041 | 348.0041 | 49.8789 | 49.8789 | 3.5527e-16 | 0 | 348.0041 |  | -209.3793 | #DIV/0! | #DIV/0! | 49.5 | 3 | #DIV/0! | 1 | #DIV/0! | #DIV/0! |  |  | 1
0 | 0 | 0 | 0 | 1 | 1 | 17:35 | 8680 |  | 230.0307 | 348.2088 | 348.2088 | 49.8789 | 49.8789 | 3.5527e-16 | 0 | 348.2088 |  | -209.1746 | #DIV/0! | #DIV/0! | 49.5 | 3 | #DIV/0! | 1 | #DIV/0! | #DIV/0! |  |  | 1
0 | 0 | 0 | 0 | 1 | 1 | 17:35 | 8684 |  | 229.826 | 348.4135 | 348.4135 | 49.8789 | 49.8789 | 3.5527e-16 | 0 | 348.4135 |  | -208.9699 | #DIV/0! | #DIV/0! | 49.5 | 3 | #DIV/0! | 1 | #DIV/0! | #DIV/0! |  |  | 1
0 | 0 | 0 | 0 | 1 | 1 | 17:35 | 8688 |  | 229.6214 | 348.6181 | 348.6181 | 49.8789 | 49.8789 | 3.5527e-16 | 0 | 348.6181 |  | -208.7653 | #DIV/0! | #DIV/0! | 49.5 | 3 | #DIV/0! | 1 | #DIV/0! | #DIV/0! |  |  | 1
0 | 0 | 0 | 0 | 1 | 1 | 17:35 | 8692 |  | 229.4167 | 348.8228 | 348.8228 | 49.8789 | 49.8789 | 3.5527e-16 | 0 | 348.8228 |  | -208.5606 | #DIV/0! | #DIV/0! | 49.5 | 3 | #DIV/0! | 1 | #DIV/0! | #DIV/0! |  |  | 1
0 | 0 | 0 | 0 | 1 | 1 | 17:36 | 8696 |  | 229.212 | 349.0275 | 349.0275 | 49.8789 | 49.8789 | 3.5527e-16 | 0 | 349.0275 |  | -208.3559 | #DIV/0! | #DIV/0! | 49.5 | 3 | #DIV/0! | 1 | #DIV/0! | #DIV/0! |  |  | 1
0 | 0 | 0 | 0 | 1 | 1 | 17:36 | 8700 |  | 229.0074 | 349.2321 | 349.2321 | 49.8789 | 49.8789 | 3.5527e-16 | 0 | 349.2321 |  | -208.1513 | #DIV/0! | #DIV/0! | 49.5 | 3 | #DIV/0! | 1 | #DIV/0! | #DIV/0! |  |  | 1
0 | 0 | 0 | 0 | 1 | 1 | 17:36 | 8704 |  | 228.8027 | 349.4368 | 349.4368 | 49.8789 | 49.8789 | 3.5527e-16 | 0 | 349.4368 |  | -207.9466 | #DIV/0! | #DIV/0! | 49.5 | 3 | #DIV/0! | 1 | #DIV/0! | #DIV/0! |  |  | 1
0 | 0 | 0 | 0 | 1 | 1 | 17:36 | 8708 |  | 228.598 | 349.6415 | 349.6415 | 49.8789 | 49.8789 | 3.5527e-16 | 0 | 349.6415 |  | -207.7419 | #DIV/0! | #DIV/0! | 49.5 | 3 | #DIV/0! | 1 | #DIV/0! | #DIV/0! |  |  | 1
0 | 0 | 0 | 0 | 1 | 1 | 17:36 | 8712 |  | 228.3934 | 349.8461 | 349.8461 | 49.8789 | 49.8789 | 3.5527e-16 | 0 | 349.8461 |  | -207.5373 | #DIV/0! | #DIV/0! | 49.5 | 3 | #DIV/0! | 1 | #DIV/0! | #DIV/0! |  |  | 1
0 | 0 | 0 | 0 | 1 | 1 | 17:36 | 8716 |  | 228.1887 | 350.0508 | 350.0508 | 49.8789 | 49.8789 | 3.5527e-16 | 0 | 350.0508 |  | -207.3326 | #DIV/0! | #DIV/0! | 49.5 | 3 | #DIV/0! | 1 | #DIV/0! | #DIV/0! |  |  | 1
0 | 0 | 0 | 0 | 1 | 1 | 17:36 | 8720 |  | 227.984 | 350.2555 | 350.2555 | 49.8789 | 49.8789 | 3.5527e-16 | 0 | 350.2555 |  | -207.1279 | #DIV/0! | #DIV/0! | 49.5 | 3 | #DIV/0! | 1 | #DIV/0! | #DIV/0! |  |  | 1
0 | 0 | 0 | 0 | 1 | 1 | 17:36 | 8724 |  | 227.7794 | 350.4601 | 350.4601 | 49.8789 | 49.8789 | 3.5527e-16 | 0 | 350.4601 |  | -206.9233 | #DIV/0! | #DIV/0! | 49.5 | 3 | #DIV/0! | 1 | #DIV/0! | #DIV/0! |  |  | 1
0 | 0 | 0 | 0 | 1 | 1 | 17:36 | 8728 |  | 227.5747 | 350.6648 | 350.6648 | 49.8789 | 49.8789 | 3.5527e-16 | 0 | 350.6648 |  | -206.7186 | #DIV/0! | #DIV/0! | 49.5 | 3 | #DIV/0! | 1 | #DIV/0! | #DIV/0! |  |  | 1
0 | 0 | 0 | 0 | 1 | 1 | 17:36 | 8732 |  | 227.37 | 350.8695 | 350.8695 | 49.8789 | 49.8789 | 3.5527e-16 | 0 | 350.8695 |  | -206.5139 | #DIV/0! | #DIV/0! | 49.5 | 3 | #DIV/0! | 1 | #DIV/0! | #DIV/0! |  |  | 1
0 | 0 | 0 | 0 | 1 | 1 | 17:36 | 8736 |  | 227.1654 | 351.0741 | 351.0741 | 49.8789 | 49.8789 | 3.5527e-16 | 0 | 351.0741 |  | -206.3093 | #DIV/0! | #DIV/0! | 49.5 | 3 | #DIV/0! | 1 | #DIV/0! | #DIV/0! |  |  | 1
0 | 0 | 0 | 0 | 1 | 1 | 17:36 | 8740 |  | 226.9607 | 351.2788 | 351.2788 | 49.8789 | 49.8789 | 3.5527e-16 | 0 | 351.2788 |  | -206.1046 | #DIV/0! | #DIV/0! | 49.5 | 3 | #DIV/0! | 1 | #DIV/0! | #DIV/0! |  |  | 1
0 | 0 | 0 | 0 | 1 | 1 | 17:36 | 8744 |  | 226.756 | 351.4835 | 351.4835 | 49.8789 | 49.8789 | 3.5527e-16 | 0 | 351.4835 |  | -205.8999 | #DIV/0! | #DIV/0! | 49.5 | 3 | #DIV/0! | 1 | #DIV/0! | #DIV/0! |  |  | 1
0 | 0 | 0 | 0 | 1 | 1 | 17:36 | 8748 |  | 226.5514 | 351.6881 | 351.6881 | 49.8789 | 49.8789 | 3.5527e-16 | 0 | 351.6881 |  | -205.6953 | #DIV/0! | #DIV/0! | 49.5 | 3 | #DIV/0! | 1 | #DIV/0! | #DIV/0! |  |  | 1
0 | 0 | 0 | 0 | 1 | 1 | 17:36 | 8752 |  | 226.3467 | 351.8928 | 351.8928 | 49.8789 | 49.8789 | 3.5527e-16 | 0 | 351.8928 |  | -205.4906 | #DIV/0! | #DIV/0! | 49.5 | 3 | #DIV/0! | 1 | #DIV/0! | #DIV/0! |  |  | 1
0 | 0 | 0 | 0 | 1 | 1 | 17:37 | 8756 |  | 226.142 | 352.0975 | 352.0975 | 49.8789 | 49.8789 | 3.5527e-16 | 0 | 352.0975 |  | -205.2859 | #DIV/0! | #DIV/0! | 49.5 | 3 | #DIV/0! | 1 | #DIV/0! | #DIV/0! |  |  | 1
0 | 0 | 0 | 0 | 1 | 1 | 17:37 | 8760 |  | 225.9374 | 352.3021 | 352.3021 | 49.8789 | 49.8789 | 3.5527e-16 | 0 | 352.3021 |  | -205.0813 | #DIV/0! | #DIV/0! | 49.5 | 3 | #DIV/0! | 1 | #DIV/0! | #DIV/0! |  |  | 1
0 | 0 | 0 | 0 | 1 | 1 | 17:37 | 8764 |  | 225.7327 | 352.5068 | 352.5068 | 49.8789 | 49.8789 | 3.5527e-16 | 0 | 352.5068 |  | -204.8766 | #DIV/0! | #DIV/0! | 49.5 | 3 | #DIV/0! | 1 | #DIV/0! | #DIV/0! |  |  | 1
0 | 0 | 0 | 0 | 1 | 1 | 17:37 | 8768 |  | 225.528 | 352.7115 | 352.7115 | 49.8789 | 49.8789 | 3.5527e-16 | 0 | 352.7115 |  | -204.6719 | #DIV/0! | #DIV/0! | 49.5 | 3 | #DIV/0! | 1 | #DIV/0! | #DIV/0! |  |  | 1
0 | 0 | 0 | 0 | 1 | 1 | 17:37 | 8772 |  | 225.3234 | 352.9161 | 352.9161 | 49.8789 | 49.8789 | 3.5527e-16 | 0 | 352.9161 |  | -204.4673 | #DIV/0! | #DIV/0! | 49.5 | 3 | #DIV/0! | 1 | #DIV/0! | #DIV/0! |  |  | 1
0 | 0 | 0 | 0 | 1 | 1 | 17:37 | 8776 |  | 225.1187 | 353.1208 | 353.1208 | 49.8789 | 49.8789 | 3.5527e-16 | 0 | 353.1208 |  | -204.2626 | #DIV/0! | #DIV/0! | 49.5 | 3 | #DIV/0! | 1 | #DIV/0! | #DIV/0! |  |  | 1
0 | 0 | 0 | 0 | 1 | 1 | 17:37 | 8780 |  | 224.914 | 353.3255 | 353.3255 | 49.8789 | 49.8789 | 3.5527e-16 | 0 | 353.3255 |  | -204.0579 | #DIV/0! | #DIV/0! | 49.5 | 3 | #DIV/0! | 1 | #DIV/0! | #DIV/0! |  |  | 1
0 | 0 | 0 | 0 | 1 | 1 | 17:37 | 8784 |  | 224.7094 | 353.5301 | 353.5301 | 49.8789 | 49.8789 | 3.5527e-16 | 0 | 353.5301 |  | -203.8533 | #DIV/0! | #DIV/0! | 49.5 | 3 | #DIV/0! | 1 | #DIV/0! | #DIV/0! |  |  | 1
0 | 0 | 0 | 0 | 1 | 1 | 17:37 | 8788 |  | 224.5047 | 353.7348 | 353.7348 | 49.8789 | 49.8789 | 3.5527e-16 | 0 | 353.7348 |  | -203.6486 | #DIV/0! | #DIV/0! | 49.5 | 3 | #DIV/0! | 1 | #DIV/0! | #DIV/0! |  |  | 1
0 | 0 | 0 | 0 | 1 | 1 | 17:37 | 8792 |  | 224.3 | 353.9395 | 353.9395 | 49.8789 | 49.8789 | 3.5527e-16 | 0 | 353.9395 |  | -203.4439 | #DIV/0! | #DIV/0! | 49.5 | 3 | #DIV/0! | 1 | #DIV/0! | #DIV/0! |  |  | 1
0 | 0 | 0 | 0 | 1 | 1 | 17:37 | 8796 |  | 224.0954 | 354.1441 | 354.1441 | 49.8789 | 49.8789 | 3.5527e-16 | 0 | 354.1441 |  | -203.2393 | #DIV/0! | #DIV/0! | 49.5 | 3 | #DIV/0! | 1 | #DIV/0! | #DIV/0! |  |  | 1
0 | 0 | 0 | 0 | 1 | 1 | 17:37 | 8800 |  | 223.8907 | 354.3488 | 354.3488 | 49.8789 | 49.8789 | 3.5527e-16 | 0 | 354.3488 |  | -203.0346 | #DIV/0! | #DIV/0! | 49.5 | 3 | #DIV/0! | 1 | #DIV/0! | #DIV/0! |  |  | 1
0 | 0 | 0 | 0 | 1 | 1 | 17:37 | 8804 |  | 223.686 | 354.5535 | 354.5535 | 49.8789 | 49.8789 | 3.5527e-16 | 0 | 354.5535 |  | -202.8299 | #DIV/0! | #DIV/0! | 49.5 | 3 | #DIV/0! | 1 | #DIV/0! | #DIV/0! |  |  | 1
0 | 0 | 0 | 0 | 1 | 1 | 17:37 | 8808 |  | 223.4814 | 354.7581 | 354.7581 | 49.8789 | 49.8789 | 3.5527e-16 | 0 | 354.7581 |  | -202.6253 | #DIV/0! | #DIV/0! | 49.5 | 3 | #DIV/0! | 1 | #DIV/0! | #DIV/0! |  |  | 1
0 | 0 | 0 | 0 | 1 | 1 | 17:37 | 8812 |  | 223.2767 | 354.9628 | 354.9628 | 49.8789 | 49.8789 | 3.5527e-16 | 0 | 354.9628 |  | -202.4206 | #DIV/0! | #DIV/0! | 49.5 | 3 | #DIV/0! | 1 | #DIV/0! | #DIV/0! |  |  | 1
0 | 0 | 0 | 0 | 1 | 1 | 17:38 | 8816 |  | 223.072 | 355.1675 | 355.1675 | 49.8789 | 49.8789 | 3.5527e-16 | 0 | 355.1675 |  | -202.2159 | #DIV/0! | #DIV/0! | 49.5 | 3 | #DIV/0! | 1 | #DIV/0! | #DIV/0! |  |  | 1
0 | 0 | 0 | 0 | 1 | 1 | 17:38 | 8820 |  | 222.8674 | 355.3721 | 355.3721 | 49.8789 | 49.8789 | 3.5527e-16 | 0 | 355.3721 |  | -202.0113 | #DIV/0! | #DIV/0! | 49.5 | 3 | #DIV/0! | 1 | #DIV/0! | #DIV/0! |  |  | 1
0 | 0 | 0 | 0 | 1 | 1 | 17:38 | 8824 |  | 222.6627 | 355.5768 | 355.5768 | 49.8789 | 49.8789 | 3.5527e-16 | 0 | 355.5768 |  | -201.8066 | #DIV/0! | #DIV/0! | 49.5 | 3 | #DIV/0! | 1 | #DIV/0! | #DIV/0! |  |  | 1
0 | 0 | 0 | 0 | 1 | 1 | 17:38 | 8828 |  | 222.458 | 355.7815 | 355.7815 | 49.8789 | 49.8789 | 3.5527e-16 | 0 | 355.7815 |  | -201.6019 | #DIV/0! | #DIV/0! | 49.5 | 3 | #DIV/0! | 1 | #DIV/0! | #DIV/0! |  |  | 1
0 | 0 | 0 | 0 | 1 | 1 | 17:38 | 8832 |  | 222.2534 | 355.9861 | 355.9861 | 49.8789 | 49.8789 | 3.5527e-16 | 0 | 355.9861 |  | -201.3973 | #DIV/0! | #DIV/0! | 49.5 | 3 | #DIV/0! | 1 | #DIV/0! | #DIV/0! |  |  | 1
0 | 0 | 0 | 0 | 1 | 1 | 17:38 | 8836 |  | 222.0487 | 356.1908 | 356.1908 | 49.8789 | 49.8789 | 3.5527e-16 | 0 | 356.1908 |  | -201.1926 | #DIV/0! | #DIV/0! | 49.5 | 3 | #DIV/0! | 1 | #DIV/0! | #DIV/0! |  |  | 1
0 | 0 | 0 | 0 | 1 | 1 | 17:38 | 8840 |  | 221.844 | 356.3955 | 356.3955 | 49.8789 | 49.8789 | 3.5527e-16 | 0 | 356.3955 |  | -200.9879 | #DIV/0! | #DIV/0! | 49.5 | 3 | #DIV/0! | 1 | #DIV/0! | #DIV/0! |  |  | 1
0 | 0 | 0 | 0 | 1 | 1 | 17:38 | 8844 |  | 221.6394 | 356.6001 | 356.6001 | 49.8789 | 49.8789 | 3.5527e-16 | 0 | 356.6001 |  | -200.7833 | #DIV/0! | #DIV/0! | 49.5 | 3 | #DIV/0! | 1 | #DIV/0! | #DIV/0! |  |  | 1
0 | 0 | 0 | 0 | 1 | 1 | 17:38 | 8848 |  | 221.4347 | 356.8048 | 356.8048 | 49.8789 | 49.8789 | 3.5527e-16 | 0 | 356.8048 |  | -200.5786 | #DIV/0! | #DIV/0! | 49.5 | 3 | #DIV/0! | 1 | #DIV/0! | #DIV/0! |  |  | 1
0 | 0 | 0 | 0 | 1 | 1 | 17:38 | 8852 |  | 221.23 | 357.0095 | 357.0095 | 49.8789 | 49.8789 | 3.5527e-16 | 0 | 357.0095 |  | -200.3739 | #DIV/0! | #DIV/0! | 49.5 | 3 | #DIV/0! | 1 | #DIV/0! | #DIV/0! |  |  | 1
0 | 0 | 0 | 0 | 1 | 1 | 17:38 | 8856 |  | 221.0254 | 357.2141 | 357.2141 | 49.8789 | 49.8789 | 3.5527e-16 | 0 | 357.2141 |  | -200.1693 | #DIV/0! | #DIV/0! | 49.5 | 3 | #DIV/0! | 1 | #DIV/0! | #DIV/0! |  |  | 1
0 | 0 | 0 | 0 | 1 | 1 | 17:38 | 8860 |  | 220.8207 | 357.4188 | 357.4188 | 49.8789 | 49.8789 | 3.5527e-16 | 0 | 357.4188 |  | -199.9646 | #DIV/0! | #DIV/0! | 49.5 | 3 | #DIV/0! | 1 | #DIV/0! | #DIV/0! |  |  | 1
0 | 0 | 0 | 0 | 1 | 1 | 17:38 | 8864 |  | 220.616 | 357.6235 | 357.6235 | 49.8789 | 49.8789 | 3.5527e-16 | 0 | 357.6235 |  | -199.7599 | #DIV/0! | #DIV/0! | 49.5 | 3 | #DIV/0! | 1 | #DIV/0! | #DIV/0! |  |  | 1
0 | 0 | 0 | 0 | 1 | 1 | 17:38 | 8868 |  | 220.4114 | 357.8281 | 357.8281 | 49.8789 | 49.8789 | 3.5527e-16 | 0 | 357.8281 |  | -199.5553 | #DIV/0! | #DIV/0! | 49.5 | 3 | #DIV/0! | 1 | #DIV/0! | #DIV/0! |  |  | 1
0 | 0 | 0 | 0 | 1 | 1 | 17:38 | 8872 |  | 220.2067 | 358.0328 | 358.0328 | 49.8789 | 49.8789 | 3.5527e-16 | 0 | 358.0328 |  | -199.3506 | #DIV/0! | #DIV/0! | 49.5 | 3 | #DIV/0! | 1 | #DIV/0! | #DIV/0! |  |  | 1
0 | 0 | 0 | 0 | 1 | 1 | 17:39 | 8876 |  | 220.002 | 358.2375 | 358.2375 | 49.8789 | 49.8789 | 3.5527e-16 | 0 | 358.2375 |  | -199.1459 | #DIV/0! | #DIV/0! | 49.5 | 3 | #DIV/0! | 1 | #DIV/0! | #DIV/0! |  |  | 1
0 | 0 | 0 | 0 | 1 | 1 | 17:39 | 8880 |  | 219.7974 | 358.4421 | 358.4421 | 49.8789 | 49.8789 | 3.5527e-16 | 0 | 358.4421 |  | -198.9413 | #DIV/0! | #DIV/0! | 49.5 | 3 | #DIV/0! | 1 | #DIV/0! | #DIV/0! |  |  | 1
0 | 0 | 0 | 0 | 1 | 1 | 17:39 | 8884 |  | 219.5927 | 358.6468 | 358.6468 | 49.8789 | 49.8789 | 3.5527e-16 | 0 | 358.6468 |  | -198.7366 | #DIV/0! | #DIV/0! | 49.5 | 3 | #DIV/0! | 1 | #DIV/0! | #DIV/0! |  |  | 1
0 | 0 | 0 | 0 | 1 | 1 | 17:39 | 8888 |  | 219.388 | 358.8515 | 358.8515 | 49.8789 | 49.8789 | 3.5527e-16 | 0 | 358.8515 |  | -198.5319 | #DIV/0! | #DIV/0! | 49.5 | 3 | #DIV/0! | 1 | #DIV/0! | #DIV/0! |  |  | 1
0 | 0 | 0 | 0 | 1 | 1 | 17:39 | 8892 |  | 219.1834 | 359.0561 | 359.0561 | 49.8789 | 49.8789 | 3.5527e-16 | 0 | 359.0561 |  | -198.3273 | #DIV/0! | #DIV/0! | 49.5 | 3 | #DIV/0! | 1 | #DIV/0! | #DIV/0! |  |  | 1
0 | 0 | 0 | 0 | 1 | 1 | 17:39 | 8896 |  | 218.9787 | 359.2608 | 359.2608 | 49.8789 | 49.8789 | 3.5527e-16 | 0 | 359.2608 |  | -198.1226 | #DIV/0! | #DIV/0! | 49.5 | 3 | #DIV/0! | 1 | #DIV/0! | #DIV/0! |  |  | 1
0 | 0 | 0 | 0 | 1 | 1 | 17:39 | 8900 |  | 218.774 | 359.4655 | 359.4655 | 49.8789 | 49.8789 | 3.5527e-16 | 0 | 359.4655 |  | -197.9179 | #DIV/0! | #DIV/0! | 49.5 | 3 | #DIV/0! | 1 | #DIV/0! | #DIV/0! |  |  | 1
0 | 0 | 0 | 0 | 1 | 1 | 17:39 | 8904 |  | 218.5694 | 359.6701 | 359.6701 | 49.8789 | 49.8789 | 3.5527e-16 | 0 | 359.6701 |  | -197.7133 | #DIV/0! | #DIV/0! | 49.5 | 3 | #DIV/0! | 1 | #DIV/0! | #DIV/0! |  |  | 1
0 | 0 | 0 | 0 | 1 | 1 | 17:39 | 8908 |  | 218.3647 | 359.8748 | 359.8748 | 49.8789 | 49.8789 | 3.5527e-16 | 0 | 359.8748 |  | -197.5086 | #DIV/0! | #DIV/0! | 49.5 | 3 | #DIV/0! | 1 | #DIV/0! | #DIV/0! |  |  | 1
0 | 0 | 0 | 0 | 1 | 1 | 17:39 | 8912 |  | 218.16 | 360.0795 | 360.0795 | 49.8789 | 49.8789 | 3.5527e-16 | 0 | 360.0795 |  | -197.3039 | #DIV/0! | #DIV/0! | 49.5 | 3 | #DIV/0! | 1 | #DIV/0! | #DIV/0! |  |  | 1
0 | 0 | 0 | 0 | 1 | 1 | 17:39 | 8916 |  | 217.9554 | 360.2841 | 360.2841 | 49.8789 | 49.8789 | 3.5527e-16 | 0 | 360.2841 |  | -197.0993 | #DIV/0! | #DIV/0! | 49.5 | 3 | #DIV/0! | 1 | #DIV/0! | #DIV/0! |  |  | 1
0 | 0 | 0 | 0 | 1 | 1 | 17:39 | 8920 |  | 217.7507 | 360.4888 | 360.4888 | 49.8789 | 49.8789 | 3.5527e-16 | 0 | 360.4888 |  | -196.8946 | #DIV/0! | #DIV/0! | 49.5 | 3 | #DIV/0! | 1 | #DIV/0! | #DIV/0! |  |  | 1
0 | 0 | 0 | 0 | 1 | 1 | 17:39 | 8924 |  | 217.546 | 360.6935 | 360.6935 | 49.8789 | 49.8789 | 3.5527e-16 | 0 | 360.6935 |  | -196.6899 | #DIV/0! | #DIV/0! | 49.5 | 3 | #DIV/0! | 1 | #DIV/0! | #DIV/0! |  |  | 1
0 | 0 | 0 | 0 | 1 | 1 | 17:39 | 8928 |  | 217.3414 | 360.8981 | 360.8981 | 49.8789 | 49.8789 | 3.5527e-16 | 0 | 360.8981 |  | -196.4853 | #DIV/0! | #DIV/0! | 49.5 | 3 | #DIV/0! | 1 | #DIV/0! | #DIV/0! |  |  | 1
0 | 0 | 0 | 0 | 1 | 1 | 17:39 | 8932 |  | 217.1367 | 361.1028 | 361.1028 | 49.8789 | 49.8789 | 3.5527e-16 | 0 | 361.1028 |  | -196.2806 | #DIV/0! | #DIV/0! | 49.5 | 3 | #DIV/0! | 1 | #DIV/0! | #DIV/0! |  |  | 1
0 | 0 | 0 | 0 | 1 | 1 | 17:40 | 8936 |  | 216.932 | 361.3075 | 361.3075 | 49.8789 | 49.8789 | 3.5527e-16 | 0 | 361.3075 |  | -196.0759 | #DIV/0! | #DIV/0! | 49.5 | 3 | #DIV/0! | 1 | #DIV/0! | #DIV/0! |  |  | 1
0 | 0 | 0 | 0 | 1 | 1 | 17:40 | 8940 |  | 216.7274 | 361.5121 | 361.5121 | 49.8789 | 49.8789 | 3.5527e-16 | 0 | 361.5121 |  | -195.8713 | #DIV/0! | #DIV/0! | 49.5 | 3 | #DIV/0! | 1 | #DIV/0! | #DIV/0! |  |  | 1
0 | 0 | 0 | 0 | 1 | 1 | 17:40 | 8944 |  | 216.5227 | 361.7168 | 361.7168 | 49.8789 | 49.8789 | 3.5527e-16 | 0 | 361.7168 |  | -195.6666 | #DIV/0! | #DIV/0! | 49.5 | 3 | #DIV/0! | 1 | #DIV/0! | #DIV/0! |  |  | 1
0 | 0 | 0 | 0 | 1 | 1 | 17:40 | 8948 |  | 216.318 | 361.9215 | 361.9215 | 49.8789 | 49.8789 | 3.5527e-16 | 0 | 361.9215 |  | -195.4619 | #DIV/0! | #DIV/0! | 49.5 | 3 | #DIV/0! | 1 | #DIV/0! | #DIV/0! |  |  | 1
0 | 0 | 0 | 0 | 1 | 1 | 17:40 | 8952 |  | 216.1134 | 362.1261 | 362.1261 | 49.8789 | 49.8789 | 3.5527e-16 | 0 | 362.1261 |  | -195.2573 | #DIV/0! | #DIV/0! | 49.5 | 3 | #DIV/0! | 1 | #DIV/0! | #DIV/0! |  |  | 1
0 | 0 | 0 | 0 | 1 | 1 | 17:40 | 8956 |  | 215.9087 | 362.3308 | 362.3308 | 49.8789 | 49.8789 | 3.5527e-16 | 0 | 362.3308 |  | -195.0526 | #DIV/0! | #DIV/0! | 49.5 | 3 | #DIV/0! | 1 | #DIV/0! | #DIV/0! |  |  | 1
0 | 0 | 0 | 0 | 1 | 1 | 17:40 | 8960 |  | 215.704 | 362.5355 | 362.5355 | 49.8789 | 49.8789 | 3.5527e-16 | 0 | 362.5355 |  | -194.8479 | #DIV/0! | #DIV/0! | 49.5 | 3 | #DIV/0! | 1 | #DIV/0! | #DIV/0! |  |  | 1
0 | 0 | 0 | 0 | 1 | 1 | 17:40 | 8964 |  | 215.4994 | 362.7401 | 362.7401 | 49.8789 | 49.8789 | 3.5527e-16 | 0 | 362.7401 |  | -194.6433 | #DIV/0! | #DIV/0! | 49.5 | 3 | #DIV/0! | 1 | #DIV/0! | #DIV/0! |  |  | 1
0 | 0 | 0 | 0 | 1 | 1 | 17:40 | 8968 |  | 215.2947 | 362.9448 | 362.9448 | 49.8789 | 49.8789 | 3.5527e-16 | 0 | 362.9448 |  | -194.4386 | #DIV/0! | #DIV/0! | 49.5 | 3 | #DIV/0! | 1 | #DIV/0! | #DIV/0! |  |  | 1
0 | 0 | 0 | 0 | 1 | 1 | 17:40 | 8972 |  | 215.09 | 363.1495 | 363.1495 | 49.8789 | 49.8789 | 3.5527e-16 | 0 | 363.1495 |  | -194.2339 | #DIV/0! | #DIV/0! | 49.5 | 3 | #DIV/0! | 1 | #DIV/0! | #DIV/0! |  |  | 1
0 | 0 | 0 | 0 | 1 | 1 | 17:40 | 8976 |  | 214.8854 | 363.3541 | 363.3541 | 49.8789 | 49.8789 | 3.5527e-16 | 0 | 363.3541 |  | -194.0293 | #DIV/0! | #DIV/0! | 49.5 | 3 | #DIV/0! | 1 | #DIV/0! | #DIV/0! |  |  | 1
0 | 0 | 0 | 0 | 1 | 1 | 17:40 | 8980 |  | 214.6807 | 363.5588 | 363.5588 | 49.8789 | 49.8789 | 3.5527e-16 | 0 | 363.5588 |  | -193.8246 | #DIV/0! | #DIV/0! | 49.5 | 3 | #DIV/0! | 1 | #DIV/0! | #DIV/0! |  |  | 1
0 | 0 | 0 | 0 | 1 | 1 | 17:40 | 8984 |  | 214.476 | 363.7634 | 363.7634 | 49.8789 | 49.8789 | 3.5527e-16 | 0 | 363.7634 |  | -193.6199 | #DIV/0! | #DIV/0! | 49.5 | 3 | #DIV/0! | 1 | #DIV/0! | #DIV/0! |  |  | 1
0 | 0 | 0 | 0 | 1 | 1 | 17:40 | 8988 |  | 214.2714 | 363.9681 | 363.9681 | 49.8789 | 49.8789 | 3.5527e-16 | 0 | 363.9681 |  | -193.4153 | #DIV/0! | #DIV/0! | 49.5 | 3 | #DIV/0! | 1 | #DIV/0! | #DIV/0! |  |  | 1
0 | 0 | 0 | 0 | 1 | 1 | 17:40 | 8992 |  | 214.0667 | 364.1728 | 364.1728 | 49.8789 | 49.8789 | 3.5527e-16 | 0 | 364.1728 |  | -193.2106 | #DIV/0! | #DIV/0! | 49.5 | 3 | #DIV/0! | 1 | #DIV/0! | #DIV/0! |  |  | 1
0 | 0 | 0 | 0 | 1 | 1 | 17:41 | 8996 |  | 213.862 | 364.3774 | 364.3774 | 49.8789 | 49.8789 | 3.5527e-16 | 0 | 364.3774 |  | -193.006 | #DIV/0! | #DIV/0! | 49.5 | 3 | #DIV/0! | 1 | #DIV/0! | #DIV/0! |  |  | 1
0 | 0 | 0 | 0 | 1 | 1 | 17:41 | 9000 |  | 213.6574 | 364.5821 | 364.5821 | 49.8789 | 49.8789 | 3.5527e-16 | 0 | 364.5821 |  | -192.8013 | #DIV/0! | #DIV/0! | 49.5 | 3 | #DIV/0! | 1 | #DIV/0! | #DIV/0! |  |  | 1
0 | 0 | 0 | 0 | 1 | 1 | 17:41 | 9004 |  | 213.4527 | 364.7868 | 364.7868 | 49.8789 | 49.8789 | 3.5527e-16 | 0 | 364.7868 |  | -192.5966 | #DIV/0! | #DIV/0! | 49.5 | 3 | #DIV/0! | 1 | #DIV/0! | #DIV/0! |  |  | 1
0 | 0 | 0 | 0 | 1 | 1 | 17:41 | 9008 |  | 213.248 | 364.9914 | 364.9914 | 49.8789 | 49.8789 | 3.5527e-16 | 0 | 364.9914 |  | -192.392 | #DIV/0! | #DIV/0! | 49.5 | 3 | #DIV/0! | 1 | #DIV/0! | #DIV/0! |  |  | 1
0 | 0 | 0 | 0 | 1 | 1 | 17:41 | 9012 |  | 213.0434 | 365.1961 | 365.1961 | 49.8789 | 49.8789 | 3.5527e-16 | 0 | 365.1961 |  | -192.1873 | #DIV/0! | #DIV/0! | 49.5 | 3 | #DIV/0! | 1 | #DIV/0! | #DIV/0! |  |  | 1
0 | 0 | 0 | 0 | 1 | 1 | 17:41 | 9016 |  | 212.8387 | 365.4008 | 365.4008 | 49.8789 | 49.8789 | 3.5527e-16 | 0 | 365.4008 |  | -191.9826 | #DIV/0! | #DIV/0! | 49.5 | 3 | #DIV/0! | 1 | #DIV/0! | #DIV/0! |  |  | 1
0 | 0 | 0 | 0 | 1 | 1 | 17:41 | 9020 |  | 212.634 | 365.6054 | 365.6054 | 49.8789 | 49.8789 | 3.5527e-16 | 0 | 365.6054 |  | -191.778 | #DIV/0! | #DIV/0! | 49.5 | 3 | #DIV/0! | 1 | #DIV/0! | #DIV/0! |  |  | 1
0 | 0 | 0 | 0 | 1 | 1 | 17:41 | 9024 |  | 212.4294 | 365.8101 | 365.8101 | 49.8789 | 49.8789 | 3.5527e-16 | 0 | 365.8101 |  | -191.5733 | #DIV/0! | #DIV/0! | 49.5 | 3 | #DIV/0! | 1 | #DIV/0! | #DIV/0! |  |  | 1
0 | 0 | 0 | 0 | 1 | 1 | 17:41 | 9028 |  | 212.2247 | 366.0148 | 366.0148 | 49.8789 | 49.8789 | 3.5527e-16 | 0 | 366.0148 |  | -191.3686 | #DIV/0! | #DIV/0! | 49.5 | 3 | #DIV/0! | 1 | #DIV/0! | #DIV/0! |  |  | 1
0 | 0 | 0 | 0 | 1 | 1 | 17:41 | 9032 |  | 212.02 | 366.2194 | 366.2194 | 49.8789 | 49.8789 | 3.5527e-16 | 0 | 366.2194 |  | -191.164 | #DIV/0! | #DIV/0! | 49.5 | 3 | #DIV/0! | 1 | #DIV/0! | #DIV/0! |  |  | 1
0 | 0 | 0 | 0 | 1 | 1 | 17:41 | 9036 |  | 211.8154 | 366.4241 | 366.4241 | 49.8789 | 49.8789 | 3.5527e-16 | 0 | 366.4241 |  | -190.9593 | #DIV/0! | #DIV/0! | 49.5 | 3 | #DIV/0! | 1 | #DIV/0! | #DIV/0! |  |  | 1
0 | 0 | 0 | 0 | 1 | 1 | 17:41 | 9040 |  | 211.6107 | 366.6288 | 366.6288 | 49.8789 | 49.8789 | 3.5527e-16 | 0 | 366.6288 |  | -190.7546 | #DIV/0! | #DIV/0! | 49.5 | 3 | #DIV/0! | 1 | #DIV/0! | #DIV/0! |  |  | 1
0 | 0 | 0 | 0 | 1 | 1 | 17:41 | 9044 |  | 211.406 | 366.8334 | 366.8334 | 49.8789 | 49.8789 | 3.5527e-16 | 0 | 366.8334 |  | -190.55 | #DIV/0! | #DIV/0! | 49.5 | 3 | #DIV/0! | 1 | #DIV/0! | #DIV/0! |  |  | 1
0 | 0 | 0 | 0 | 1 | 1 | 17:41 | 9048 |  | 211.2014 | 367.0381 | 367.0381 | 49.8789 | 49.8789 | 3.5527e-16 | 0 | 367.0381 |  | -190.3453 | #DIV/0! | #DIV/0! | 49.5 | 3 | #DIV/0! | 1 | #DIV/0! | #DIV/0! |  |  | 1
0 | 0 | 0 | 0 | 1 | 1 | 17:41 | 9052 |  | 210.9967 | 367.2428 | 367.2428 | 49.8789 | 49.8789 | 3.5527e-16 | 0 | 367.2428 |  | -190.1406 | #DIV/0! | #DIV/0! | 49.5 | 3 | #DIV/0! | 1 | #DIV/0! | #DIV/0! |  |  | 1
0 | 0 | 0 | 0 | 1 | 1 | 17:42 | 9056 |  | 210.792 | 367.4474 | 367.4474 | 49.8789 | 49.8789 | 3.5527e-16 | 0 | 367.4474 |  | -189.936 | #DIV/0! | #DIV/0! | 49.5 | 3 | #DIV/0! | 1 | #DIV/0! | #DIV/0! |  |  | 1
0 | 0 | 0 | 0 | 1 | 1 | 17:42 | 9060 |  | 210.5874 | 367.6521 | 367.6521 | 49.8789 | 49.8789 | 3.5527e-16 | 0 | 367.6521 |  | -189.7313 | #DIV/0! | #DIV/0! | 49.5 | 3 | #DIV/0! | 1 | #DIV/0! | #DIV/0! |  |  | 1
0 | 0 | 0 | 0 | 1 | 1 | 17:42 | 9064 |  | 210.3827 | 367.8568 | 367.8568 | 49.8789 | 49.8789 | 3.5527e-16 | 0 | 367.8568 |  | -189.5266 | #DIV/0! | #DIV/0! | 49.5 | 3 | #DIV/0! | 1 | #DIV/0! | #DIV/0! |  |  | 1
0 | 0 | 0 | 0 | 1 | 1 | 17:42 | 9068 |  | 210.178 | 368.0614 | 368.0614 | 49.8789 | 49.8789 | 3.5527e-16 | 0 | 368.0614 |  | -189.322 | #DIV/0! | #DIV/0! | 49.5 | 3 | #DIV/0! | 1 | #DIV/0! | #DIV/0! |  |  | 1
0 | 0 | 0 | 0 | 1 | 1 | 17:42 | 9072 |  | 209.9734 | 368.2661 | 368.2661 | 49.8789 | 49.8789 | 3.5527e-16 | 0 | 368.2661 |  | -189.1173 | #DIV/0! | #DIV/0! | 49.5 | 3 | #DIV/0! | 1 | #DIV/0! | #DIV/0! |  |  | 1
0 | 0 | 0 | 0 | 1 | 1 | 17:42 | 9076 |  | 209.7687 | 368.4708 | 368.4708 | 49.8789 | 49.8789 | 3.5527e-16 | 0 | 368.4708 |  | -188.9126 | #DIV/0! | #DIV/0! | 49.5 | 3 | #DIV/0! | 1 | #DIV/0! | #DIV/0! |  |  | 1
0 | 0 | 0 | 0 | 1 | 1 | 17:42 | 9080 |  | 209.564 | 368.6754 | 368.6754 | 49.8789 | 49.8789 | 3.5527e-16 | 0 | 368.6754 |  | -188.708 | #DIV/0! | #DIV/0! | 49.5 | 3 | #DIV/0! | 1 | #DIV/0! | #DIV/0! |  |  | 1
0 | 0 | 0 | 0 | 1 | 1 | 17:42 | 9084 |  | 209.3594 | 368.8801 | 368.8801 | 49.8789 | 49.8789 | 3.5527e-16 | 0 | 368.8801 |  | -188.5033 | #DIV/0! | #DIV/0! | 49.5 | 3 | #DIV/0! | 1 | #DIV/0! | #DIV/0! |  |  | 1
0 | 0 | 0 | 0 | 1 | 1 | 17:42 | 9088 |  | 209.1547 | 369.0848 | 369.0848 | 49.8789 | 49.8789 | 3.5527e-16 | 0 | 369.0848 |  | -188.2986 | #DIV/0! | #DIV/0! | 49.5 | 3 | #DIV/0! | 1 | #DIV/0! | #DIV/0! |  |  | 1
0 | 0 | 0 | 0 | 1 | 1 | 17:42 | 9092 |  | 208.95 | 369.2894 | 369.2894 | 49.8789 | 49.8789 | 3.5527e-16 | 0 | 369.2894 |  | -188.094 | #DIV/0! | #DIV/0! | 49.5 | 3 | #DIV/0! | 1 | #DIV/0! | #DIV/0! |  |  | 1
0 | 0 | 0 | 0 | 1 | 1 | 17:42 | 9096 |  | 208.7454 | 369.4941 | 369.4941 | 49.8789 | 49.8789 | 3.5527e-16 | 0 | 369.4941 |  | -187.8893 | #DIV/0! | #DIV/0! | 49.5 | 3 | #DIV/0! | 1 | #DIV/0! | #DIV/0! |  |  | 1
0 | 0 | 0 | 0 | 1 | 1 | 17:42 | 9100 |  | 208.5407 | 369.6988 | 369.6988 | 49.8789 | 49.8789 | 3.5527e-16 | 0 | 369.6988 |  | -187.6846 | #DIV/0! | #DIV/0! | 49.5 | 3 | #DIV/0! | 1 | #DIV/0! | #DIV/0! |  |  | 1
0 | 0 | 0 | 0 | 1 | 1 | 17:42 | 9104 |  | 208.336 | 369.9034 | 369.9034 | 49.8789 | 49.8789 | 3.5527e-16 | 0 | 369.9034 |  | -187.48 | #DIV/0! | #DIV/0! | 49.5 | 3 | #DIV/0! | 1 | #DIV/0! | #DIV/0! |  |  | 1
0 | 0 | 0 | 0 | 1 | 1 | 17:42 | 9108 |  | 208.1314 | 370.1081 | 370.1081 | 49.8789 | 49.8789 | 3.5527e-16 | 0 | 370.1081 |  | -187.2753 | #DIV/0! | #DIV/0! | 49.5 | 3 | #DIV/0! | 1 | #DIV/0! | #DIV/0! |  |  | 1
0 | 0 | 0 | 0 | 1 | 1 | 17:42 | 9112 |  | 207.9267 | 370.3128 | 370.3128 | 49.8789 | 49.8789 | 3.5527e-16 | 0 | 370.3128 |  | -187.0706 | #DIV/0! | #DIV/0! | 49.5 | 3 | #DIV/0! | 1 | #DIV/0! | #DIV/0! |  |  | 1
0 | 0 | 0 | 0 | 1 | 1 | 17:43 | 9116 |  | 207.7221 | 370.5174 | 370.5174 | 49.8789 | 49.8789 | 3.5527e-16 | 0 | 370.5174 |  | -186.866 | #DIV/0! | #DIV/0! | 49.5 | 3 | #DIV/0! | 1 | #DIV/0! | #DIV/0! |  |  | 1
0 | 0 | 0 | 0 | 1 | 1 | 17:43 | 9120 |  | 207.5174 | 370.7221 | 370.7221 | 49.8789 | 49.8789 | 3.5527e-16 | 0 | 370.7221 |  | -186.6613 | #DIV/0! | #DIV/0! | 49.5 | 3 | #DIV/0! | 1 | #DIV/0! | #DIV/0! |  |  | 1
0 | 0 | 0 | 0 | 1 | 1 | 17:43 | 9124 |  | 207.3127 | 370.9268 | 370.9268 | 49.8789 | 49.8789 | 3.5527e-16 | 0 | 370.9268 |  | -186.4566 | #DIV/0! | #DIV/0! | 49.5 | 3 | #DIV/0! | 1 | #DIV/0! | #DIV/0! |  |  | 1
0 | 0 | 0 | 0 | 1 | 1 | 17:43 | 9128 |  | 207.1081 | 371.1314 | 371.1314 | 49.8789 | 49.8789 | 3.5527e-16 | 0 | 371.1314 |  | -186.252 | #DIV/0! | #DIV/0! | 49.5 | 3 | #DIV/0! | 1 | #DIV/0! | #DIV/0! |  |  | 1
0 | 0 | 0 | 0 | 1 | 1 | 17:43 | 9132 |  | 206.9034 | 371.3361 | 371.3361 | 49.8789 | 49.8789 | 3.5527e-16 | 0 | 371.3361 |  | -186.0473 | #DIV/0! | #DIV/0! | 49.5 | 3 | #DIV/0! | 1 | #DIV/0! | #DIV/0! |  |  | 1
0 | 0 | 0 | 0 | 1 | 1 | 17:43 | 9136 |  | 206.6987 | 371.5408 | 371.5408 | 49.8789 | 49.8789 | 3.5527e-16 | 0 | 371.5408 |  | -185.8426 | #DIV/0! | #DIV/0! | 49.5 | 3 | #DIV/0! | 1 | #DIV/0! | #DIV/0! |  |  | 1
0 | 0 | 0 | 0 | 1 | 1 | 17:43 | 9140 |  | 206.4941 | 371.7454 | 371.7454 | 49.8789 | 49.8789 | 3.5527e-16 | 0 | 371.7454 |  | -185.638 | #DIV/0! | #DIV/0! | 49.5 | 3 | #DIV/0! | 1 | #DIV/0! | #DIV/0! |  |  | 1
0 | 0 | 0 | 0 | 1 | 1 | 17:43 | 9144 |  | 206.2894 | 371.9501 | 371.9501 | 49.8789 | 49.8789 | 3.5527e-16 | 0 | 371.9501 |  | -185.4333 | #DIV/0! | #DIV/0! | 49.5 | 3 | #DIV/0! | 1 | #DIV/0! | #DIV/0! |  |  | 1
0 | 0 | 0 | 0 | 1 | 1 | 17:43 | 9148 |  | 206.0847 | 372.1548 | 372.1548 | 49.8789 | 49.8789 | 3.5527e-16 | 0 | 372.1548 |  | -185.2286 | #DIV/0! | #DIV/0! | 49.5 | 3 | #DIV/0! | 1 | #DIV/0! | #DIV/0! |  |  | 1
0 | 0 | 0 | 0 | 1 | 1 | 17:43 | 9152 |  | 205.8801 | 372.3594 | 372.3594 | 49.8789 | 49.8789 | 3.5527e-16 | 0 | 372.3594 |  | -185.024 | #DIV/0! | #DIV/0! | 49.5 | 3 | #DIV/0! | 1 | #DIV/0! | #DIV/0! |  |  | 1
0 | 0 | 0 | 0 | 1 | 1 | 17:43 | 9156 |  | 205.6754 | 372.5641 | 372.5641 | 49.8789 | 49.8789 | 3.5527e-16 | 0 | 372.5641 |  | -184.8193 | #DIV/0! | #DIV/0! | 49.5 | 3 | #DIV/0! | 1 | #DIV/0! | #DIV/0! |  |  | 1
0 | 0 | 0 | 0 | 1 | 1 | 17:43 | 9160 |  | 205.4707 | 372.7688 | 372.7688 | 49.8789 | 49.8789 | 3.5527e-16 | 0 | 372.7688 |  | -184.6146 | #DIV/0! | #DIV/0! | 49.5 | 3 | #DIV/0! | 1 | #DIV/0! | #DIV/0! |  |  | 1
0 | 0 | 0 | 0 | 1 | 1 | 17:43 | 9164 |  | 205.2661 | 372.9734 | 372.9734 | 49.8789 | 49.8789 | 3.5527e-16 | 0 | 372.9734 |  | -184.41 | #DIV/0! | #DIV/0! | 49.5 | 3 | #DIV/0! | 1 | #DIV/0! | #DIV/0! |  |  | 1
0 | 0 | 0 | 0 | 1 | 1 | 17:43 | 9168 |  | 205.0614 | 373.1781 | 373.1781 | 49.8789 | 49.8789 | 3.5527e-16 | 0 | 373.1781 |  | -184.2053 | #DIV/0! | #DIV/0! | 49.5 | 3 | #DIV/0! | 1 | #DIV/0! | #DIV/0! |  |  | 1
0 | 0 | 0 | 0 | 1 | 1 | 17:43 | 9172 |  | 204.8567 | 373.3828 | 373.3828 | 49.8789 | 49.8789 | 3.5527e-16 | 0 | 373.3828 |  | -184.0006 | #DIV/0! | #DIV/0! | 49.5 | 3 | #DIV/0! | 1 | #DIV/0! | #DIV/0! |  |  | 1
0 | 0 | 0 | 0 | 1 | 1 | 17:44 | 9176 |  | 204.6521 | 373.5874 | 373.5874 | 49.8789 | 49.8789 | 3.5527e-16 | 0 | 373.5874 |  | -183.796 | #DIV/0! | #DIV/0! | 49.5 | 3 | #DIV/0! | 1 | #DIV/0! | #DIV/0! |  |  | 1
0 | 0 | 0 | 0 | 1 | 1 | 17:44 | 9180 |  | 204.4474 | 373.7921 | 373.7921 | 49.8789 | 49.8789 | 3.5527e-16 | 0 | 373.7921 |  | -183.5913 | #DIV/0! | #DIV/0! | 49.5 | 3 | #DIV/0! | 1 | #DIV/0! | #DIV/0! |  |  | 1
0 | 0 | 0 | 0 | 1 | 1 | 17:44 | 9184 |  | 204.2427 | 373.9968 | 373.9968 | 49.8789 | 49.8789 | 3.5527e-16 | 0 | 373.9968 |  | -183.3866 | #DIV/0! | #DIV/0! | 49.5 | 3 | #DIV/0! | 1 | #DIV/0! | #DIV/0! |  |  | 1
0 | 0 | 0 | 0 | 1 | 1 | 17:44 | 9188 |  | 204.0381 | 374.2014 | 374.2014 | 49.8789 | 49.8789 | 3.5527e-16 | 0 | 374.2014 |  | -183.182 | #DIV/0! | #DIV/0! | 49.5 | 3 | #DIV/0! | 1 | #DIV/0! | #DIV/0! |  |  | 1
0 | 0 | 0 | 0 | 1 | 1 | 17:44 | 9192 |  | 203.8334 | 374.4061 | 374.4061 | 49.8789 | 49.8789 | 3.5527e-16 | 0 | 374.4061 |  | -182.9773 | #DIV/0! | #DIV/0! | 49.5 | 3 | #DIV/0! | 1 | #DIV/0! | #DIV/0! |  |  | 1
0 | 0 | 0 | 0 | 1 | 1 | 17:44 | 9196 |  | 203.6287 | 374.6108 | 374.6108 | 49.8789 | 49.8789 | 3.5527e-16 | 0 | 374.6108 |  | -182.7726 | #DIV/0! | #DIV/0! | 49.5 | 3 | #DIV/0! | 1 | #DIV/0! | #DIV/0! |  |  | 1
0 | 0 | 0 | 0 | 1 | 1 | 17:44 | 9200 |  | 203.4241 | 374.8154 | 374.8154 | 49.8789 | 49.8789 | 3.5527e-16 | 0 | 374.8154 |  | -182.568 | #DIV/0! | #DIV/0! | 49.5 | 3 | #DIV/0! | 1 | #DIV/0! | #DIV/0! |  |  | 1
0 | 0 | 0 | 0 | 1 | 1 | 17:44 | 9204 |  | 203.2194 | 375.0201 | 375.0201 | 49.8789 | 49.8789 | 3.5527e-16 | 0 | 375.0201 |  | -182.3633 | #DIV/0! | #DIV/0! | 49.5 | 3 | #DIV/0! | 1 | #DIV/0! | #DIV/0! |  |  | 1
0 | 0 | 0 | 0 | 1 | 1 | 17:44 | 9208 |  | 203.0147 | 375.2248 | 375.2248 | 49.8789 | 49.8789 | 3.5527e-16 | 0 | 375.2248 |  | -182.1586 | #DIV/0! | #DIV/0! | 49.5 | 3 | #DIV/0! | 1 | #DIV/0! | #DIV/0! |  |  | 1
0 | 0 | 0 | 0 | 1 | 1 | 17:44 | 9212 |  | 202.8101 | 375.4294 | 375.4294 | 49.8789 | 49.8789 | 3.5527e-16 | 0 | 375.4294 |  | -181.954 | #DIV/0! | #DIV/0! | 49.5 | 3 | #DIV/0! | 1 | #DIV/0! | #DIV/0! |  |  | 1
0 | 0 | 0 | 0 | 1 | 1 | 17:44 | 9216 |  | 202.6054 | 375.6341 | 375.6341 | 49.8789 | 49.8789 | 3.5527e-16 | 0 | 375.6341 |  | -181.7493 | #DIV/0! | #DIV/0! | 49.5 | 3 | #DIV/0! | 1 | #DIV/0! | #DIV/0! |  |  | 1
0 | 0 | 0 | 0 | 1 | 1 | 17:44 | 9220 |  | 202.4007 | 375.8388 | 375.8388 | 49.8789 | 49.8789 | 3.5527e-16 | 0 | 375.8388 |  | -181.5446 | #DIV/0! | #DIV/0! | 49.5 | 3 | #DIV/0! | 1 | #DIV/0! | #DIV/0! |  |  | 1
0 | 0 | 0 | 0 | 1 | 1 | 17:44 | 9224 |  | 202.1961 | 376.0434 | 376.0434 | 49.8789 | 49.8789 | 3.5527e-16 | 0 | 376.0434 |  | -181.34 | #DIV/0! | #DIV/0! | 49.5 | 3 | #DIV/0! | 1 | #DIV/0! | #DIV/0! |  |  | 1
0 | 0 | 0 | 0 | 1 | 1 | 17:44 | 9228 |  | 201.9914 | 376.2481 | 376.2481 | 49.8789 | 49.8789 | 3.5527e-16 | 0 | 376.2481 |  | -181.1353 | #DIV/0! | #DIV/0! | 49.5 | 3 | #DIV/0! | 1 | #DIV/0! | #DIV/0! |  |  | 1
0 | 0 | 0 | 0 | 1 | 1 | 17:44 | 9232 |  | 201.7867 | 376.4528 | 376.4528 | 49.8789 | 49.8789 | 3.5527e-16 | 0 | 376.4528 |  | -180.9306 | #DIV/0! | #DIV/0! | 49.5 | 3 | #DIV/0! | 1 | #DIV/0! | #DIV/0! |  |  | 1
0 | 0 | 0 | 0 | 1 | 1 | 17:45 | 9236 |  | 201.5821 | 376.6574 | 376.6574 | 49.8789 | 49.8789 | 3.5527e-16 | 0 | 376.6574 |  | -180.726 | #DIV/0! | #DIV/0! | 49.5 | 3 | #DIV/0! | 1 | #DIV/0! | #DIV/0! |  |  | 1
0 | 0 | 0 | 0 | 1 | 1 | 17:45 | 9240 |  | 201.3774 | 376.8621 | 376.8621 | 49.8789 | 49.8789 | 3.5527e-16 | 0 | 376.8621 |  | -180.5213 | #DIV/0! | #DIV/0! | 49.5 | 3 | #DIV/0! | 1 | #DIV/0! | #DIV/0! |  |  | 1
0 | 0 | 0 | 0 | 1 | 1 | 17:45 | 9244 |  | 201.1727 | 377.0668 | 377.0668 | 49.8789 | 49.8789 | 3.5527e-16 | 0 | 377.0668 |  | -180.3166 | #DIV/0! | #DIV/0! | 49.5 | 3 | #DIV/0! | 1 | #DIV/0! | #DIV/0! |  |  | 1
0 | 0 | 0 | 0 | 1 | 1 | 17:45 | 9248 |  | 200.9681 | 377.2714 | 377.2714 | 49.8789 | 49.8789 | 3.5527e-16 | 0 | 377.2714 |  | -180.112 | #DIV/0! | #DIV/0! | 49.5 | 3 | #DIV/0! | 1 | #DIV/0! | #DIV/0! |  |  | 1
0 | 0 | 0 | 0 | 1 | 1 | 17:45 | 9252 |  | 200.7634 | 377.4761 | 377.4761 | 49.8789 | 49.8789 | 3.5527e-16 | 0 | 377.4761 |  | -179.9073 | #DIV/0! | #DIV/0! | 49.5 | 3 | #DIV/0! | 1 | #DIV/0! | #DIV/0! |  |  | 1
0 | 0 | 0 | 0 | 1 | 1 | 17:45 | 9256 |  | 200.5587 | 377.6808 | 377.6808 | 49.8789 | 49.8789 | 3.5527e-16 | 0 | 377.6808 |  | -179.7026 | #DIV/0! | #DIV/0! | 49.5 | 3 | #DIV/0! | 1 | #DIV/0! | #DIV/0! |  |  | 1
0 | 0 | 0 | 0 | 1 | 1 | 17:45 | 9260 |  | 200.3541 | 377.8854 | 377.8854 | 49.8789 | 49.8789 | 3.5527e-16 | 0 | 377.8854 |  | -179.498 | #DIV/0! | #DIV/0! | 49.5 | 3 | #DIV/0! | 1 | #DIV/0! | #DIV/0! |  |  | 1
0 | 0 | 0 | 0 | 1 | 1 | 17:45 | 9264 |  | 200.1494 | 378.0901 | 378.0901 | 49.8789 | 49.8789 | 3.5527e-16 | 0 | 378.0901 |  | -179.2933 | #DIV/0! | #DIV/0! | 49.5 | 3 | #DIV/0! | 1 | #DIV/0! | #DIV/0! |  |  | 1
0 | 0 | 0 | 0 | 1 | 1 | 17:45 | 9268 |  | 199.9447 | 378.2948 | 378.2948 | 49.8789 | 49.8789 | 3.5527e-16 | 0 | 378.2948 |  | -179.0886 | #DIV/0! | #DIV/0! | 49.5 | 3 | #DIV/0! | 1 | #DIV/0! | #DIV/0! |  |  | 1
0 | 0 | 0 | 0 | 1 | 1 | 17:45 | 9272 |  | 199.7401 | 378.4994 | 378.4994 | 49.8789 | 49.8789 | 3.5527e-16 | 0 | 378.4994 |  | -178.884 | #DIV/0! | #DIV/0! | 49.5 | 3 | #DIV/0! | 1 | #DIV/0! | #DIV/0! |  |  | 1
0 | 0 | 0 | 0 | 1 | 1 | 17:45 | 9276 |  | 199.5354 | 378.7041 | 378.7041 | 49.8789 | 49.8789 | 3.5527e-16 | 0 | 378.7041 |  | -178.6793 | #DIV/0! | #DIV/0! | 49.5 | 3 | #DIV/0! | 1 | #DIV/0! | #DIV/0! |  |  | 1
0 | 0 | 0 | 0 | 1 | 1 | 17:45 | 9280 |  | 199.3307 | 378.9088 | 378.9088 | 49.8789 | 49.8789 | 3.5527e-16 | 0 | 378.9088 |  | -178.4746 | #DIV/0! | #DIV/0! | 49.5 | 3 | #DIV/0! | 1 | #DIV/0! | #DIV/0! |  |  | 1
0 | 0 | 0 | 0 | 1 | 1 | 17:45 | 9284 |  | 199.1261 | 379.1134 | 379.1134 | 49.8789 | 49.8789 | 3.5527e-16 | 0 | 379.1134 |  | -178.27 | #DIV/0! | #DIV/0! | 49.5 | 3 | #DIV/0! | 1 | #DIV/0! | #DIV/0! |  |  | 1
0 | 0 | 0 | 0 | 1 | 1 | 17:45 | 9288 |  | 198.9214 | 379.3181 | 379.3181 | 49.8789 | 49.8789 | 3.5527e-16 | 0 | 379.3181 |  | -178.0653 | #DIV/0! | #DIV/0! | 49.5 | 3 | #DIV/0! | 1 | #DIV/0! | #DIV/0! |  |  | 1
0 | 0 | 0 | 0 | 1 | 1 | 17:45 | 9292 |  | 198.7167 | 379.5228 | 379.5228 | 49.8789 | 49.8789 | 3.5527e-16 | 0 | 379.5228 |  | -177.8606 | #DIV/0! | #DIV/0! | 49.5 | 3 | #DIV/0! | 1 | #DIV/0! | #DIV/0! |  |  | 1
0 | 0 | 0 | 0 | 1 | 1 | 17:46 | 9296 |  | 198.5121 | 379.7274 | 379.7274 | 49.8789 | 49.8789 | 3.5527e-16 | 0 | 379.7274 |  | -177.656 | #DIV/0! | #DIV/0! | 49.5 | 3 | #DIV/0! | 1 | #DIV/0! | #DIV/0! |  |  | 1
0 | 0 | 0 | 0 | 1 | 1 | 17:46 | 9300 |  | 198.3074 | 379.9321 | 379.9321 | 49.8789 | 49.8789 | 3.5527e-16 | 0 | 379.9321 |  | -177.4513 | #DIV/0! | #DIV/0! | 49.5 | 3 | #DIV/0! | 1 | #DIV/0! | #DIV/0! |  |  | 1
0 | 0 | 0 | 0 | 1 | 1 | 17:46 | 9304 |  | 198.1027 | 380.1368 | 380.1368 | 49.8789 | 49.8789 | 3.5527e-16 | 0 | 380.1368 |  | -177.2466 | #DIV/0! | #DIV/0! | 49.5 | 3 | #DIV/0! | 1 | #DIV/0! | #DIV/0! |  |  | 1
0 | 0 | 0 | 0 | 1 | 1 | 17:46 | 9308 |  | 197.8981 | 380.3414 | 380.3414 | 49.8789 | 49.8789 | 3.5527e-16 | 0 | 380.3414 |  | -177.042 | #DIV/0! | #DIV/0! | 49.5 | 3 | #DIV/0! | 1 | #DIV/0! | #DIV/0! |  |  | 1
0 | 0 | 0 | 0 | 1 | 1 | 17:46 | 9312 |  | 197.6934 | 380.5461 | 380.5461 | 49.8789 | 49.8789 | 3.5527e-16 | 0 | 380.5461 |  | -176.8373 | #DIV/0! | #DIV/0! | 49.5 | 3 | #DIV/0! | 1 | #DIV/0! | #DIV/0! |  |  | 1
0 | 0 | 0 | 0 | 1 | 1 | 17:46 | 9316 |  | 197.4887 | 380.7508 | 380.7508 | 49.8789 | 49.8789 | 3.5527e-16 | 0 | 380.7508 |  | -176.6326 | #DIV/0! | #DIV/0! | 49.5 | 3 | #DIV/0! | 1 | #DIV/0! | #DIV/0! |  |  | 1
0 | 0 | 0 | 0 | 1 | 1 | 17:46 | 9320 |  | 197.2841 | 380.9554 | 380.9554 | 49.8789 | 49.8789 | 3.5527e-16 | 0 | 380.9554 |  | -176.428 | #DIV/0! | #DIV/0! | 49.5 | 3 | #DIV/0! | 1 | #DIV/0! | #DIV/0! |  |  | 1
0 | 0 | 0 | 0 | 1 | 1 | 17:46 | 9324 |  | 197.0794 | 381.1601 | 381.1601 | 49.8789 | 49.8789 | 3.5527e-16 | 0 | 381.1601 |  | -176.2233 | #DIV/0! | #DIV/0! | 49.5 | 3 | #DIV/0! | 1 | #DIV/0! | #DIV/0! |  |  | 1
0 | 0 | 0 | 0 | 1 | 1 | 17:46 | 9328 |  | 196.8747 | 381.3648 | 381.3648 | 49.8789 | 49.8789 | 3.5527e-16 | 0 | 381.3648 |  | -176.0186 | #DIV/0! | #DIV/0! | 49.5 | 3 | #DIV/0! | 1 | #DIV/0! | #DIV/0! |  |  | 1
0 | 0 | 0 | 0 | 1 | 1 | 17:46 | 9332 |  | 196.6701 | 381.5694 | 381.5694 | 49.8789 | 49.8789 | 3.5527e-16 | 0 | 381.5694 |  | -175.814 | #DIV/0! | #DIV/0! | 49.5 | 3 | #DIV/0! | 1 | #DIV/0! | #DIV/0! |  |  | 1
0 | 0 | 0 | 0 | 1 | 1 | 17:46 | 9336 |  | 196.4654 | 381.7741 | 381.7741 | 49.8789 | 49.8789 | 3.5527e-16 | 0 | 381.7741 |  | -175.6093 | #DIV/0! | #DIV/0! | 49.5 | 3 | #DIV/0! | 1 | #DIV/0! | #DIV/0! |  |  | 1
0 | 0 | 0 | 0 | 1 | 1 | 17:46 | 9340 |  | 196.2607 | 381.9788 | 381.9788 | 49.8789 | 49.8789 | 3.5527e-16 | 0 | 381.9788 |  | -175.4046 | #DIV/0! | #DIV/0! | 49.5 | 3 | #DIV/0! | 1 | #DIV/0! | #DIV/0! |  |  | 1
0 | 0 | 0 | 0 | 1 | 1 | 17:46 | 9344 |  | 196.0561 | 382.1834 | 382.1834 | 49.8789 | 49.8789 | 3.5527e-16 | 0 | 382.1834 |  | -175.2 | #DIV/0! | #DIV/0! | 49.5 | 3 | #DIV/0! | 1 | #DIV/0! | #DIV/0! |  |  | 1
0 | 0 | 0 | 0 | 1 | 1 | 17:46 | 9348 |  | 195.8514 | 382.3881 | 382.3881 | 49.8789 | 49.8789 | 3.5527e-16 | 0 | 382.3881 |  | -174.9953 | #DIV/0! | #DIV/0! | 49.5 | 3 | #DIV/0! | 1 | #DIV/0! | #DIV/0! |  |  | 1
0 | 0 | 0 | 0 | 1 | 1 | 17:46 | 9352 |  | 195.6467 | 382.5928 | 382.5928 | 49.8789 | 49.8789 | 3.5527e-16 | 0 | 382.5928 |  | -174.7906 | #DIV/0! | #DIV/0! | 49.5 | 3 | #DIV/0! | 1 | #DIV/0! | #DIV/0! |  |  | 1
0 | 0 | 0 | 0 | 1 | 1 | 17:47 | 9356 |  | 195.4421 | 382.7974 | 382.7974 | 49.8789 | 49.8789 | 3.5527e-16 | 0 | 382.7974 |  | -174.586 | #DIV/0! | #DIV/0! | 49.5 | 3 | #DIV/0! | 1 | #DIV/0! | #DIV/0! |  |  | 1
0 | 0 | 0 | 0 | 1 | 1 | 17:47 | 9360 |  | 195.2374 | 383.0021 | 383.0021 | 49.8789 | 49.8789 | 3.5527e-16 | 0 | 383.0021 |  | -174.3813 | #DIV/0! | #DIV/0! | 49.5 | 3 | #DIV/0! | 1 | #DIV/0! | #DIV/0! |  |  | 1
0 | 0 | 0 | 0 | 1 | 1 | 17:47 | 9364 |  | 195.0327 | 383.2068 | 383.2068 | 49.8789 | 49.8789 | 3.5527e-16 | 0 | 383.2068 |  | -174.1766 | #DIV/0! | #DIV/0! | 49.5 | 3 | #DIV/0! | 1 | #DIV/0! | #DIV/0! |  |  | 1
0 | 0 | 0 | 0 | 1 | 1 | 17:47 | 9368 |  | 194.8281 | 383.4114 | 383.4114 | 49.8789 | 49.8789 | 3.5527e-16 | 0 | 383.4114 |  | -173.972 | #DIV/0! | #DIV/0! | 49.5 | 3 | #DIV/0! | 1 | #DIV/0! | #DIV/0! |  |  | 1
0 | 0 | 0 | 0 | 1 | 1 | 17:47 | 9372 |  | 194.6234 | 383.6161 | 383.6161 | 49.8789 | 49.8789 | 3.5527e-16 | 0 | 383.6161 |  | -173.7673 | #DIV/0! | #DIV/0! | 49.5 | 3 | #DIV/0! | 1 | #DIV/0! | #DIV/0! |  |  | 1
0 | 0 | 0 | 0 | 1 | 1 | 17:47 | 9376 |  | 194.4187 | 383.8208 | 383.8208 | 49.8789 | 49.8789 | 3.5527e-16 | 0 | 383.8208 |  | -173.5626 | #DIV/0! | #DIV/0! | 49.5 | 3 | #DIV/0! | 1 | #DIV/0! | #DIV/0! |  |  | 1
0 | 0 | 0 | 0 | 1 | 1 | 17:47 | 9380 |  | 194.2141 | 384.0254 | 384.0254 | 49.8789 | 49.8789 | 3.5527e-16 | 0 | 384.0254 |  | -173.358 | #DIV/0! | #DIV/0! | 49.5 | 3 | #DIV/0! | 1 | #DIV/0! | #DIV/0! |  |  | 1
0 | 0 | 0 | 0 | 1 | 1 | 17:47 | 9384 |  | 194.0094 | 384.2301 | 384.2301 | 49.8789 | 49.8789 | 3.5527e-16 | 0 | 384.2301 |  | -173.1533 | #DIV/0! | #DIV/0! | 49.5 | 3 | #DIV/0! | 1 | #DIV/0! | #DIV/0! |  |  | 1
0 | 0 | 0 | 0 | 1 | 1 | 17:47 | 9388 |  | 193.8047 | 384.4348 | 384.4348 | 49.8789 | 49.8789 | 3.5527e-16 | 0 | 384.4348 |  | -172.9486 | #DIV/0! | #DIV/0! | 49.5 | 3 | #DIV/0! | 1 | #DIV/0! | #DIV/0! |  |  | 1
0 | 0 | 0 | 0 | 1 | 1 | 17:47 | 9392 |  | 193.6001 | 384.6394 | 384.6394 | 49.8789 | 49.8789 | 3.5527e-16 | 0 | 384.6394 |  | -172.744 | #DIV/0! | #DIV/0! | 49.5 | 3 | #DIV/0! | 1 | #DIV/0! | #DIV/0! |  |  | 1
0 | 0 | 0 | 0 | 1 | 1 | 17:47 | 9396 |  | 193.3954 | 384.8441 | 384.8441 | 49.8789 | 49.8789 | 3.5527e-16 | 0 | 384.8441 |  | -172.5393 | #DIV/0! | #DIV/0! | 49.5 | 3 | #DIV/0! | 1 | #DIV/0! | #DIV/0! |  |  | 1
0 | 0 | 0 | 0 | 1 | 1 | 17:47 | 9400 |  | 193.1907 | 385.0488 | 385.0488 | 49.8789 | 49.8789 | 3.5527e-16 | 0 | 385.0488 |  | -172.3346 | #DIV/0! | #DIV/0! | 49.5 | 3 | #DIV/0! | 1 | #DIV/0! | #DIV/0! |  |  | 1
0 | 0 | 0 | 0 | 1 | 1 | 17:47 | 9404 |  | 192.9861 | 385.2534 | 385.2534 | 49.8789 | 49.8789 | 3.5527e-16 | 0 | 385.2534 |  | -172.13 | #DIV/0! | #DIV/0! | 49.5 | 3 | #DIV/0! | 1 | #DIV/0! | #DIV/0! |  |  | 1
0 | 0 | 0 | 0 | 1 | 1 | 17:47 | 9408 |  | 192.7814 | 385.4581 | 385.4581 | 49.8789 | 49.8789 | 3.5527e-16 | 0 | 385.4581 |  | -171.9253 | #DIV/0! | #DIV/0! | 49.5 | 3 | #DIV/0! | 1 | #DIV/0! | #DIV/0! |  |  | 1
0 | 0 | 0 | 0 | 1 | 1 | 17:47 | 9412 |  | 192.5767 | 385.6628 | 385.6628 | 49.8789 | 49.8789 | 3.5527e-16 | 0 | 385.6628 |  | -171.7206 | #DIV/0! | #DIV/0! | 49.5 | 3 | #DIV/0! | 1 | #DIV/0! | #DIV/0! |  |  | 1
0 | 0 | 0 | 0 | 1 | 1 | 17:48 | 9416 |  | 192.3721 | 385.8674 | 385.8674 | 49.8789 | 49.8789 | 3.5527e-16 | 0 | 385.8674 |  | -171.516 | #DIV/0! | #DIV/0! | 49.5 | 3 | #DIV/0! | 1 | #DIV/0! | #DIV/0! |  |  | 1
0 | 0 | 0 | 0 | 1 | 1 | 17:48 | 9420 |  | 192.1674 | 386.0721 | 386.0721 | 49.8789 | 49.8789 | 3.5527e-16 | 0 | 386.0721 |  | -171.3113 | #DIV/0! | #DIV/0! | 49.5 | 3 | #DIV/0! | 1 | #DIV/0! | #DIV/0! |  |  | 1
0 | 0 | 0 | 0 | 1 | 1 | 17:48 | 9424 |  | 191.9627 | 386.2768 | 386.2768 | 49.8789 | 49.8789 | 3.5527e-16 | 0 | 386.2768 |  | -171.1066 | #DIV/0! | #DIV/0! | 49.5 | 3 | #DIV/0! | 1 | #DIV/0! | #DIV/0! |  |  | 1
0 | 0 | 0 | 0 | 1 | 1 | 17:48 | 9428 |  | 191.7581 | 386.4814 | 386.4814 | 49.8789 | 49.8789 | 3.5527e-16 | 0 | 386.4814 |  | -170.902 | #DIV/0! | #DIV/0! | 49.5 | 3 | #DIV/0! | 1 | #DIV/0! | #DIV/0! |  |  | 1
0 | 0 | 0 | 0 | 1 | 1 | 17:48 | 9432 |  | 191.5534 | 386.6861 | 386.6861 | 49.8789 | 49.8789 | 3.5527e-16 | 0 | 386.6861 |  | -170.6973 | #DIV/0! | #DIV/0! | 49.5 | 3 | #DIV/0! | 1 | #DIV/0! | #DIV/0! |  |  | 1
0 | 0 | 0 | 0 | 1 | 1 | 17:48 | 9436 |  | 191.3487 | 386.8908 | 386.8908 | 49.8789 | 49.8789 | 3.5527e-16 | 0 | 386.8908 |  | -170.4926 | #DIV/0! | #DIV/0! | 49.5 | 3 | #DIV/0! | 1 | #DIV/0! | #DIV/0! |  |  | 1
0 | 0 | 0 | 0 | 1 | 1 | 17:48 | 9440 |  | 191.1441 | 387.0954 | 387.0954 | 49.8789 | 49.8789 | 3.5527e-16 | 0 | 387.0954 |  | -170.288 | #DIV/0! | #DIV/0! | 49.5 | 3 | #DIV/0! | 1 | #DIV/0! | #DIV/0! |  |  | 1
0 | 0 | 0 | 0 | 1 | 1 | 17:48 | 9444 |  | 190.9394 | 387.3001 | 387.3001 | 49.8789 | 49.8789 | 3.5527e-16 | 0 | 387.3001 |  | -170.0833 | #DIV/0! | #DIV/0! | 49.5 | 3 | #DIV/0! | 1 | #DIV/0! | #DIV/0! |  |  | 1
0 | 0 | 0 | 0 | 1 | 1 | 17:48 | 9448 |  | 190.7347 | 387.5048 | 387.5048 | 49.8789 | 49.8789 | 3.5527e-16 | 0 | 387.5048 |  | -169.8786 | #DIV/0! | #DIV/0! | 49.5 | 3 | #DIV/0! | 1 | #DIV/0! | #DIV/0! |  |  | 1
0 | 0 | 0 | 0 | 1 | 1 | 17:48 | 9452 |  | 190.5301 | 387.7094 | 387.7094 | 49.8789 | 49.8789 | 3.5527e-16 | 0 | 387.7094 |  | -169.674 | #DIV/0! | #DIV/0! | 49.5 | 3 | #DIV/0! | 1 | #DIV/0! | #DIV/0! |  |  | 1
0 | 0 | 0 | 0 | 1 | 1 | 17:48 | 9456 |  | 190.3254 | 387.9141 | 387.9141 | 49.8789 | 49.8789 | 3.5527e-16 | 0 | 387.9141 |  | -169.4693 | #DIV/0! | #DIV/0! | 49.5 | 3 | #DIV/0! | 1 | #DIV/0! | #DIV/0! |  |  | 1
0 | 0 | 0 | 0 | 1 | 1 | 17:48 | 9460 |  | 190.1207 | 388.1188 | 388.1188 | 49.8789 | 49.8789 | 3.5527e-16 | 0 | 388.1188 |  | -169.2646 | #DIV/0! | #DIV/0! | 49.5 | 3 | #DIV/0! | 1 | #DIV/0! | #DIV/0! |  |  | 1
0 | 0 | 0 | 0 | 1 | 1 | 17:48 | 9464 |  | 189.9161 | 388.3234 | 388.3234 | 49.8789 | 49.8789 | 3.5527e-16 | 0 | 388.3234 |  | -169.06 | #DIV/0! | #DIV/0! | 49.5 | 3 | #DIV/0! | 1 | #DIV/0! | #DIV/0! |  |  | 1
0 | 0 | 0 | 0 | 1 | 1 | 17:48 | 9468 |  | 189.7114 | 388.5281 | 388.5281 | 49.8789 | 49.8789 | 3.5527e-16 | 0 | 388.5281 |  | -168.8553 | #DIV/0! | #DIV/0! | 49.5 | 3 | #DIV/0! | 1 | #DIV/0! | #DIV/0! |  |  | 1
0 | 0 | 0 | 0 | 1 | 1 | 17:48 | 9472 |  | 189.5067 | 388.7328 | 388.7328 | 49.8789 | 49.8789 | 3.5527e-16 | 0 | 388.7328 |  | -168.6506 | #DIV/0! | #DIV/0! | 49.5 | 3 | #DIV/0! | 1 | #DIV/0! | #DIV/0! |  |  | 1
0 | 0 | 0 | 0 | 1 | 1 | 17:49 | 9476 |  | 189.3021 | 388.9374 | 388.9374 | 49.8789 | 49.8789 | 3.5527e-16 | 0 | 388.9374 |  | -168.446 | #DIV/0! | #DIV/0! | 49.5 | 3 | #DIV/0! | 1 | #DIV/0! | #DIV/0! |  |  | 1
0 | 0 | 0 | 0 | 1 | 1 | 17:49 | 9480 |  | 189.0974 | 389.1421 | 389.1421 | 49.8789 | 49.8789 | 3.5527e-16 | 0 | 389.1421 |  | -168.2413 | #DIV/0! | #DIV/0! | 49.5 | 3 | #DIV/0! | 1 | #DIV/0! | #DIV/0! |  |  | 1
0 | 0 | 0 | 0 | 1 | 1 | 17:49 | 9484 |  | 188.8927 | 389.3467 | 389.3467 | 49.8789 | 49.8789 | 3.5527e-16 | 0 | 389.3467 |  | -168.0366 | #DIV/0! | #DIV/0! | 49.5 | 3 | #DIV/0! | 1 | #DIV/0! | #DIV/0! |  |  | 1
0 | 0 | 0 | 0 | 1 | 1 | 17:49 | 9488 |  | 188.6881 | 389.5514 | 389.5514 | 49.8789 | 49.8789 | 3.5527e-16 | 0 | 389.5514 |  | -167.832 | #DIV/0! | #DIV/0! | 49.5 | 3 | #DIV/0! | 1 | #DIV/0! | #DIV/0! |  |  | 1
0 | 0 | 0 | 0 | 1 | 1 | 17:49 | 9492 |  | 188.4834 | 389.7561 | 389.7561 | 49.8789 | 49.8789 | 3.5527e-16 | 0 | 389.7561 |  | -167.6273 | #DIV/0! | #DIV/0! | 49.5 | 3 | #DIV/0! | 1 | #DIV/0! | #DIV/0! |  |  | 1
0 | 0 | 0 | 0 | 1 | 1 | 17:49 | 9496 |  | 188.2787 | 389.9607 | 389.9607 | 49.8789 | 49.8789 | 3.5527e-16 | 0 | 389.9607 |  | -167.4227 | #DIV/0! | #DIV/0! | 49.5 | 3 | #DIV/0! | 1 | #DIV/0! | #DIV/0! |  |  | 1
0 | 0 | 0 | 0 | 1 | 1 | 17:49 | 9500 |  | 188.0741 | 390.1654 | 390.1654 | 49.8789 | 49.8789 | 3.5527e-16 | 0 | 390.1654 |  | -167.218 | #DIV/0! | #DIV/0! | 49.5 | 3 | #DIV/0! | 1 | #DIV/0! | #DIV/0! |  |  | 1
0 | 0 | 0 | 0 | 1 | 1 | 17:49 | 9504 |  | 187.8694 | 390.3701 | 390.3701 | 49.8789 | 49.8789 | 3.5527e-16 | 0 | 390.3701 |  | -167.0133 | #DIV/0! | #DIV/0! | 49.5 | 3 | #DIV/0! | 1 | #DIV/0! | #DIV/0! |  |  | 1
0 | 0 | 0 | 0 | 1 | 1 | 17:49 | 9508 |  | 187.6647 | 390.5747 | 390.5747 | 49.8789 | 49.8789 | 3.5527e-16 | 0 | 390.5747 |  | -166.8087 | #DIV/0! | #DIV/0! | 49.5 | 3 | #DIV/0! | 1 | #DIV/0! | #DIV/0! |  |  | 1
0 | 0 | 0 | 0 | 1 | 1 | 17:49 | 9512 |  | 187.4601 | 390.7794 | 390.7794 | 49.8789 | 49.8789 | 3.5527e-16 | 0 | 390.7794 |  | -166.604 | #DIV/0! | #DIV/0! | 49.5 | 3 | #DIV/0! | 1 | #DIV/0! | #DIV/0! |  |  | 1
0 | 0 | 0 | 0 | 1 | 1 | 17:49 | 9516 |  | 187.2554 | 390.9841 | 390.9841 | 49.8789 | 49.8789 | 3.5527e-16 | 0 | 390.9841 |  | -166.3993 | #DIV/0! | #DIV/0! | 49.5 | 3 | #DIV/0! | 1 | #DIV/0! | #DIV/0! |  |  | 1
0 | 0 | 0 | 0 | 1 | 1 | 17:49 | 9520 |  | 187.0507 | 391.1887 | 391.1887 | 49.8789 | 49.8789 | 3.5527e-16 | 0 | 391.1887 |  | -166.1947 | #DIV/0! | #DIV/0! | 49.5 | 3 | #DIV/0! | 1 | #DIV/0! | #DIV/0! |  |  | 1
0 | 0 | 0 | 0 | 1 | 1 | 17:49 | 9524 |  | 186.8461 | 391.3934 | 391.3934 | 49.8789 | 49.8789 | 3.5527e-16 | 0 | 391.3934 |  | -165.99 | #DIV/0! | #DIV/0! | 49.5 | 3 | #DIV/0! | 1 | #DIV/0! | #DIV/0! |  |  | 1
0 | 0 | 0 | 0 | 1 | 1 | 17:49 | 9528 |  | 186.6414 | 391.5981 | 391.5981 | 49.8789 | 49.8789 | 3.5527e-16 | 0 | 391.5981 |  | -165.7853 | #DIV/0! | #DIV/0! | 49.5 | 3 | #DIV/0! | 1 | #DIV/0! | #DIV/0! |  |  | 1
0 | 0 | 0 | 0 | 1 | 1 | 17:49 | 9532 |  | 186.4367 | 391.8027 | 391.8027 | 49.8789 | 49.8789 | 3.5527e-16 | 0 | 391.8027 |  | -165.5807 | #DIV/0! | #DIV/0! | 49.5 | 3 | #DIV/0! | 1 | #DIV/0! | #DIV/0! |  |  | 1
0 | 0 | 0 | 0 | 1 | 1 | 17:50 | 9536 |  | 186.2321 | 392.0074 | 392.0074 | 49.8789 | 49.8789 | 3.5527e-16 | 0 | 392.0074 |  | -165.376 | #DIV/0! | #DIV/0! | 49.5 | 3 | #DIV/0! | 1 | #DIV/0! | #DIV/0! |  |  | 1
0 | 0 | 0 | 0 | 1 | 1 | 17:50 | 9540 |  | 186.0274 | 392.2121 | 392.2121 | 49.8789 | 49.8789 | 3.5527e-16 | 0 | 392.2121 |  | -165.1713 | #DIV/0! | #DIV/0! | 49.5 | 3 | #DIV/0! | 1 | #DIV/0! | #DIV/0! |  |  | 1
0 | 0 | 0 | 0 | 1 | 1 | 17:50 | 9544 |  | 185.8227 | 392.4167 | 392.4167 | 49.8789 | 49.8789 | 3.5527e-16 | 0 | 392.4167 |  | -164.9667 | #DIV/0! | #DIV/0! | 49.5 | 3 | #DIV/0! | 1 | #DIV/0! | #DIV/0! |  |  | 1
0 | 0 | 0 | 0 | 1 | 1 | 17:50 | 9548 |  | 185.6181 | 392.6214 | 392.6214 | 49.8789 | 49.8789 | 3.5527e-16 | 0 | 392.6214 |  | -164.762 | #DIV/0! | #DIV/0! | 49.5 | 3 | #DIV/0! | 1 | #DIV/0! | #DIV/0! |  |  | 1
0 | 0 | 0 | 0 | 1 | 1 | 17:50 | 9552 |  | 185.4134 | 392.8261 | 392.8261 | 49.8789 | 49.8789 | 3.5527e-16 | 0 | 392.8261 |  | -164.5573 | #DIV/0! | #DIV/0! | 49.5 | 3 | #DIV/0! | 1 | #DIV/0! | #DIV/0! |  |  | 1
0 | 0 | 0 | 0 | 1 | 1 | 17:50 | 9556 |  | 185.2087 | 393.0307 | 393.0307 | 49.8789 | 49.8789 | 3.5527e-16 | 0 | 393.0307 |  | -164.3527 | #DIV/0! | #DIV/0! | 49.5 | 3 | #DIV/0! | 1 | #DIV/0! | #DIV/0! |  |  | 1
0 | 0 | 0 | 0 | 1 | 1 | 17:50 | 9560 |  | 185.0041 | 393.2354 | 393.2354 | 49.8789 | 49.8789 | 3.5527e-16 | 0 | 393.2354 |  | -164.148 | #DIV/0! | #DIV/0! | 49.5 | 3 | #DIV/0! | 1 | #DIV/0! | #DIV/0! |  |  | 1
0 | 0 | 0 | 0 | 1 | 1 | 17:50 | 9564 |  | 184.7994 | 393.4401 | 393.4401 | 49.8789 | 49.8789 | 3.5527e-16 | 0 | 393.4401 |  | -163.9433 | #DIV/0! | #DIV/0! | 49.5 | 3 | #DIV/0! | 1 | #DIV/0! | #DIV/0! |  |  | 1
0 | 0 | 0 | 0 | 1 | 1 | 17:50 | 9568 |  | 184.5947 | 393.6447 | 393.6447 | 49.8789 | 49.8789 | 3.5527e-16 | 0 | 393.6447 |  | -163.7387 | #DIV/0! | #DIV/0! | 49.5 | 3 | #DIV/0! | 1 | #DIV/0! | #DIV/0! |  |  | 1
0 | 0 | 0 | 0 | 1 | 1 | 17:50 | 9572 |  | 184.3901 | 393.8494 | 393.8494 | 49.8789 | 49.8789 | 3.5527e-16 | 0 | 393.8494 |  | -163.534 | #DIV/0! | #DIV/0! | 49.5 | 3 | #DIV/0! | 1 | #DIV/0! | #DIV/0! |  |  | 1
0 | 0 | 0 | 0 | 1 | 1 | 17:50 | 9576 |  | 184.1854 | 394.0541 | 394.0541 | 49.8789 | 49.8789 | 3.5527e-16 | 0 | 394.0541 |  | -163.3293 | #DIV/0! | #DIV/0! | 49.5 | 3 | #DIV/0! | 1 | #DIV/0! | #DIV/0! |  |  | 1
0 | 0 | 0 | 0 | 1 | 1 | 17:50 | 9580 |  | 183.9807 | 394.2587 | 394.2587 | 49.8789 | 49.8789 | 3.5527e-16 | 0 | 394.2587 |  | -163.1247 | #DIV/0! | #DIV/0! | 49.5 | 3 | #DIV/0! | 1 | #DIV/0! | #DIV/0! |  |  | 1
0 | 0 | 0 | 0 | 1 | 1 | 17:50 | 9584 |  | 183.7761 | 394.4634 | 394.4634 | 49.8789 | 49.8789 | 3.5527e-16 | 0 | 394.4634 |  | -162.92 | #DIV/0! | #DIV/0! | 49.5 | 3 | #DIV/0! | 1 | #DIV/0! | #DIV/0! |  |  | 1
0 | 0 | 0 | 0 | 1 | 1 | 17:50 | 9588 |  | 183.5714 | 394.6681 | 394.6681 | 49.8789 | 49.8789 | 3.5527e-16 | 0 | 394.6681 |  | -162.7153 | #DIV/0! | #DIV/0! | 49.5 | 3 | #DIV/0! | 1 | #DIV/0! | #DIV/0! |  |  | 1
0 | 0 | 0 | 0 | 1 | 1 | 17:50 | 9592 |  | 183.3667 | 394.8727 | 394.8727 | 49.8789 | 49.8789 | 3.5527e-16 | 0 | 394.8727 |  | -162.5107 | #DIV/0! | #DIV/0! | 49.5 | 3 | #DIV/0! | 1 | #DIV/0! | #DIV/0! |  |  | 1
0 | 0 | 0 | 0 | 1 | 1 | 17:51 | 9596 |  | 183.1621 | 395.0774 | 395.0774 | 49.8789 | 49.8789 | 3.5527e-16 | 0 | 395.0774 |  | -162.306 | #DIV/0! | #DIV/0! | 49.5 | 3 | #DIV/0! | 1 | #DIV/0! | #DIV/0! |  |  | 1
0 | 0 | 0 | 0 | 1 | 1 | 17:51 | 9600 |  | 182.9574 | 395.2821 | 395.2821 | 49.8789 | 49.8789 | 3.5527e-16 | 0 | 395.2821 |  | -162.1013 | #DIV/0! | #DIV/0! | 49.5 | 3 | #DIV/0! | 1 | #DIV/0! | #DIV/0! |  |  | 1
0 | 0 | 0 | 0 | 1 | 1 | 17:51 | 9604 |  | 182.7527 | 395.4867 | 395.4867 | 49.8789 | 49.8789 | 3.5527e-16 | 0 | 395.4867 |  | -161.8967 | #DIV/0! | #DIV/0! | 49.5 | 3 | #DIV/0! | 1 | #DIV/0! | #DIV/0! |  |  | 1
0 | 0 | 0 | 0 | 1 | 1 | 17:51 | 9608 |  | 182.5481 | 395.6914 | 395.6914 | 49.8789 | 49.8789 | 3.5527e-16 | 0 | 395.6914 |  | -161.692 | #DIV/0! | #DIV/0! | 49.5 | 3 | #DIV/0! | 1 | #DIV/0! | #DIV/0! |  |  | 1
0 | 0 | 0 | 0 | 1 | 1 | 17:51 | 9612 |  | 182.3434 | 395.8961 | 395.8961 | 49.8789 | 49.8789 | 3.5527e-16 | 0 | 395.8961 |  | -161.4873 | #DIV/0! | #DIV/0! | 49.5 | 3 | #DIV/0! | 1 | #DIV/0! | #DIV/0! |  |  | 1
0 | 0 | 0 | 0 | 1 | 1 | 17:51 | 9616 |  | 182.1388 | 396.1007 | 396.1007 | 49.8789 | 49.8789 | 3.5527e-16 | 0 | 396.1007 |  | -161.2827 | #DIV/0! | #DIV/0! | 49.5 | 3 | #DIV/0! | 1 | #DIV/0! | #DIV/0! |  |  | 1
0 | 0 | 0 | 0 | 1 | 1 | 17:51 | 9620 |  | 181.9341 | 396.3054 | 396.3054 | 49.8789 | 49.8789 | 3.5527e-16 | 0 | 396.3054 |  | -161.078 | #DIV/0! | #DIV/0! | 49.5 | 3 | #DIV/0! | 1 | #DIV/0! | #DIV/0! |  |  | 1
0 | 0 | 0 | 0 | 1 | 1 | 17:51 | 9624 |  | 181.7294 | 396.5101 | 396.5101 | 49.8789 | 49.8789 | 3.5527e-16 | 0 | 396.5101 |  | -160.8733 | #DIV/0! | #DIV/0! | 49.5 | 3 | #DIV/0! | 1 | #DIV/0! | #DIV/0! |  |  | 1
0 | 0 | 0 | 0 | 1 | 1 | 17:51 | 9628 |  | 181.5248 | 396.7147 | 396.7147 | 49.8789 | 49.8789 | 3.5527e-16 | 0 | 396.7147 |  | -160.6687 | #DIV/0! | #DIV/0! | 49.5 | 3 | #DIV/0! | 1 | #DIV/0! | #DIV/0! |  |  | 1
0 | 0 | 0 | 0 | 1 | 1 | 17:51 | 9632 |  | 181.3201 | 396.9194 | 396.9194 | 49.8789 | 49.8789 | 3.5527e-16 | 0 | 396.9194 |  | -160.464 | #DIV/0! | #DIV/0! | 49.5 | 3 | #DIV/0! | 1 | #DIV/0! | #DIV/0! |  |  | 1
0 | 0 | 0 | 0 | 1 | 1 | 17:51 | 9636 |  | 181.1154 | 397.1241 | 397.1241 | 49.8789 | 49.8789 | 3.5527e-16 | 0 | 397.1241 |  | -160.2593 | #DIV/0! | #DIV/0! | 49.5 | 3 | #DIV/0! | 1 | #DIV/0! | #DIV/0! |  |  | 1
0 | 0 | 0 | 0 | 1 | 1 | 17:51 | 9640 |  | 180.9108 | 397.3287 | 397.3287 | 49.8789 | 49.8789 | 3.5527e-16 | 0 | 397.3287 |  | -160.0547 | #DIV/0! | #DIV/0! | 49.5 | 3 | #DIV/0! | 1 | #DIV/0! | #DIV/0! |  |  | 1
0 | 0 | 0 | 0 | 1 | 1 | 17:51 | 9644 |  | 180.7061 | 397.5334 | 397.5334 | 49.8789 | 49.8789 | 3.5527e-16 | 0 | 397.5334 |  | -159.85 | #DIV/0! | #DIV/0! | 49.5 | 3 | #DIV/0! | 1 | #DIV/0! | #DIV/0! |  |  | 1
0 | 0 | 0 | 0 | 1 | 1 | 17:51 | 9648 |  | 180.5014 | 397.7381 | 397.7381 | 49.8789 | 49.8789 | 3.5527e-16 | 0 | 397.7381 |  | -159.6453 | #DIV/0! | #DIV/0! | 49.5 | 3 | #DIV/0! | 1 | #DIV/0! | #DIV/0! |  |  | 1
0 | 0 | 0 | 0 | 1 | 1 | 17:51 | 9652 |  | 180.2968 | 397.9427 | 397.9427 | 49.8789 | 49.8789 | 3.5527e-16 | 0 | 397.9427 |  | -159.4407 | #DIV/0! | #DIV/0! | 49.5 | 3 | #DIV/0! | 1 | #DIV/0! | #DIV/0! |  |  | 1
0 | 0 | 0 | 0 | 1 | 1 | 17:52 | 9656 |  | 180.0921 | 398.1474 | 398.1474 | 49.8789 | 49.8789 | 3.5527e-16 | 0 | 398.1474 |  | -159.236 | #DIV/0! | #DIV/0! | 49.5 | 3 | #DIV/0! | 1 | #DIV/0! | #DIV/0! |  |  | 1
0 | 0 | 0 | 0 | 1 | 1 | 17:52 | 9660 |  | 179.8874 | 398.3521 | 398.3521 | 49.8789 | 49.8789 | 3.5527e-16 | 0 | 398.3521 |  | -159.0313 | #DIV/0! | #DIV/0! | 49.5 | 3 | #DIV/0! | 1 | #DIV/0! | #DIV/0! |  |  | 1
0 | 0 | 0 | 0 | 1 | 1 | 17:52 | 9664 |  | 179.6828 | 398.5567 | 398.5567 | 49.8789 | 49.8789 | 3.5527e-16 | 0 | 398.5567 |  | -158.8267 | #DIV/0! | #DIV/0! | 49.5 | 3 | #DIV/0! | 1 | #DIV/0! | #DIV/0! |  |  | 1
0 | 0 | 0 | 0 | 1 | 1 | 17:52 | 9668 |  | 179.4781 | 398.7614 | 398.7614 | 49.8789 | 49.8789 | 3.5527e-16 | 0 | 398.7614 |  | -158.622 | #DIV/0! | #DIV/0! | 49.5 | 3 | #DIV/0! | 1 | #DIV/0! | #DIV/0! |  |  | 1
0 | 0 | 0 | 0 | 1 | 1 | 17:52 | 9672 |  | 179.2734 | 398.9661 | 398.9661 | 49.8789 | 49.8789 | 3.5527e-16 | 0 | 398.9661 |  | -158.4173 | #DIV/0! | #DIV/0! | 49.5 | 3 | #DIV/0! | 1 | #DIV/0! | #DIV/0! |  |  | 1
0 | 0 | 0 | 0 | 1 | 1 | 17:52 | 9676 |  | 179.0688 | 399.1707 | 399.1707 | 49.8789 | 49.8789 | 3.5527e-16 | 0 | 399.1707 |  | -158.2127 | #DIV/0! | #DIV/0! | 49.5 | 3 | #DIV/0! | 1 | #DIV/0! | #DIV/0! |  |  | 1
0 | 0 | 0 | 0 | 1 | 1 | 17:52 | 9680 |  | 178.8641 | 399.3754 | 399.3754 | 49.8789 | 49.8789 | 3.5527e-16 | 0 | 399.3754 |  | -158.008 | #DIV/0! | #DIV/0! | 49.5 | 3 | #DIV/0! | 1 | #DIV/0! | #DIV/0! |  |  | 1
0 | 0 | 0 | 0 | 1 | 1 | 17:52 | 9684 |  | 178.6594 | 399.5801 | 399.5801 | 49.8789 | 49.8789 | 3.5527e-16 | 0 | 399.5801 |  | -157.8033 | #DIV/0! | #DIV/0! | 49.5 | 3 | #DIV/0! | 1 | #DIV/0! | #DIV/0! |  |  | 1
0 | 0 | 0 | 0 | 1 | 1 | 17:52 | 9688 |  | 178.4548 | 399.7847 | 399.7847 | 49.8789 | 49.8789 | 3.5527e-16 | 0 | 399.7847 |  | -157.5987 | #DIV/0! | #DIV/0! | 49.5 | 3 | #DIV/0! | 1 | #DIV/0! | #DIV/0! |  |  | 1
0 | 0 | 0 | 0 | 1 | 1 | 17:52 | 9692 |  | 178.2501 | 399.9894 | 399.9894 | 49.8789 | 49.8789 | 3.5527e-16 | 0 | 399.9894 |  | -157.394 | #DIV/0! | #DIV/0! | 49.5 | 3 | #DIV/0! | 1 | #DIV/0! | #DIV/0! |  |  | 1
0 | 0 | 0 | 0 | 1 | 1 | 17:52 | 9696 |  | 178.0454 | 400.1941 | 400.1941 | 49.8789 | 49.8789 | 3.5527e-16 | 0 | 400.1941 |  | -157.1893 | #DIV/0! | #DIV/0! | 49.5 | 3 | #DIV/0! | 1 | #DIV/0! | #DIV/0! |  |  | 1
0 | 0 | 0 | 0 | 1 | 1 | 17:52 | 9700 |  | 177.8408 | 400.3987 | 400.3987 | 49.8789 | 49.8789 | 3.5527e-16 | 0 | 400.3987 |  | -156.9847 | #DIV/0! | #DIV/0! | 49.5 | 3 | #DIV/0! | 1 | #DIV/0! | #DIV/0! |  |  | 1
0 | 0 | 0 | 0 | 1 | 1 | 17:52 | 9704 |  | 177.6361 | 400.6034 | 400.6034 | 49.8789 | 49.8789 | 3.5527e-16 | 0 | 400.6034 |  | -156.78 | #DIV/0! | #DIV/0! | 49.5 | 3 | #DIV/0! | 1 | #DIV/0! | #DIV/0! |  |  | 1
0 | 0 | 0 | 0 | 1 | 1 | 17:52 | 9708 |  | 177.4314 | 400.8081 | 400.8081 | 49.8789 | 49.8789 | 3.5527e-16 | 0 | 400.8081 |  | -156.5753 | #DIV/0! | #DIV/0! | 49.5 | 3 | #DIV/0! | 1 | #DIV/0! | #DIV/0! |  |  | 1
0 | 0 | 0 | 0 | 1 | 1 | 17:52 | 9712 |  | 177.2268 | 401.0127 | 401.0127 | 49.8789 | 49.8789 | 3.5527e-16 | 0 | 401.0127 |  | -156.3707 | #DIV/0! | #DIV/0! | 49.5 | 3 | #DIV/0! | 1 | #DIV/0! | #DIV/0! |  |  | 1
0 | 0 | 0 | 0 | 1 | 1 | 17:53 | 9716 |  | 177.0221 | 401.2174 | 401.2174 | 49.8789 | 49.8789 | 3.5527e-16 | 0 | 401.2174 |  | -156.166 | #DIV/0! | #DIV/0! | 49.5 | 3 | #DIV/0! | 1 | #DIV/0! | #DIV/0! |  |  | 1
0 | 0 | 0 | 0 | 1 | 1 | 17:53 | 9720 |  | 176.8174 | 401.4221 | 401.4221 | 49.8789 | 49.8789 | 3.5527e-16 | 0 | 401.4221 |  | -155.9613 | #DIV/0! | #DIV/0! | 49.5 | 3 | #DIV/0! | 1 | #DIV/0! | #DIV/0! |  |  | 1
0 | 0 | 0 | 0 | 1 | 1 | 17:53 | 9724 |  | 176.6128 | 401.6267 | 401.6267 | 49.8789 | 49.8789 | 3.5527e-16 | 0 | 401.6267 |  | -155.7567 | #DIV/0! | #DIV/0! | 49.5 | 3 | #DIV/0! | 1 | #DIV/0! | #DIV/0! |  |  | 1
0 | 0 | 0 | 0 | 1 | 1 | 17:53 | 9728 |  | 176.4081 | 401.8314 | 401.8314 | 49.8789 | 49.8789 | 3.5527e-16 | 0 | 401.8314 |  | -155.552 | #DIV/0! | #DIV/0! | 49.5 | 3 | #DIV/0! | 1 | #DIV/0! | #DIV/0! |  |  | 1
0 | 0 | 0 | 0 | 1 | 1 | 17:53 | 9732 |  | 176.2034 | 402.0361 | 402.0361 | 49.8789 | 49.8789 | 3.5527e-16 | 0 | 402.0361 |  | -155.3473 | #DIV/0! | #DIV/0! | 49.5 | 3 | #DIV/0! | 1 | #DIV/0! | #DIV/0! |  |  | 1
0 | 0 | 0 | 0 | 1 | 1 | 17:53 | 9736 |  | 175.9988 | 402.2407 | 402.2407 | 49.8789 | 49.8789 | 3.5527e-16 | 0 | 402.2407 |  | -155.1427 | #DIV/0! | #DIV/0! | 49.5 | 3 | #DIV/0! | 1 | #DIV/0! | #DIV/0! |  |  | 1
0 | 0 | 0 | 0 | 1 | 1 | 17:53 | 9740 |  | 175.7941 | 402.4454 | 402.4454 | 49.8789 | 49.8789 | 3.5527e-16 | 0 | 402.4454 |  | -154.938 | #DIV/0! | #DIV/0! | 49.5 | 3 | #DIV/0! | 1 | #DIV/0! | #DIV/0! |  |  | 1
0 | 0 | 0 | 0 | 1 | 1 | 17:53 | 9744 |  | 175.5894 | 402.6501 | 402.6501 | 49.8789 | 49.8789 | 3.5527e-16 | 0 | 402.6501 |  | -154.7333 | #DIV/0! | #DIV/0! | 49.5 | 3 | #DIV/0! | 1 | #DIV/0! | #DIV/0! |  |  | 1
0 | 0 | 0 | 0 | 1 | 1 | 17:53 | 9748 |  | 175.3848 | 402.8547 | 402.8547 | 49.8789 | 49.8789 | 3.5527e-16 | 0 | 402.8547 |  | -154.5287 | #DIV/0! | #DIV/0! | 49.5 | 3 | #DIV/0! | 1 | #DIV/0! | #DIV/0! |  |  | 1
0 | 0 | 0 | 0 | 1 | 1 | 17:53 | 9752 |  | 175.1801 | 403.0594 | 403.0594 | 49.8789 | 49.8789 | 3.5527e-16 | 0 | 403.0594 |  | -154.324 | #DIV/0! | #DIV/0! | 49.5 | 3 | #DIV/0! | 1 | #DIV/0! | #DIV/0! |  |  | 1
0 | 0 | 0 | 0 | 1 | 1 | 17:53 | 9756 |  | 174.9754 | 403.2641 | 403.2641 | 49.8789 | 49.8789 | 3.5527e-16 | 0 | 403.2641 |  | -154.1193 | #DIV/0! | #DIV/0! | 49.5 | 3 | #DIV/0! | 1 | #DIV/0! | #DIV/0! |  |  | 1
0 | 0 | 0 | 0 | 1 | 1 | 17:53 | 9760 |  | 174.7708 | 403.4687 | 403.4687 | 49.8789 | 49.8789 | 3.5527e-16 | 0 | 403.4687 |  | -153.9147 | #DIV/0! | #DIV/0! | 49.5 | 3 | #DIV/0! | 1 | #DIV/0! | #DIV/0! |  |  | 1
0 | 0 | 0 | 0 | 1 | 1 | 17:53 | 9764 |  | 174.5661 | 403.6734 | 403.6734 | 49.8789 | 49.8789 | 3.5527e-16 | 0 | 403.6734 |  | -153.71 | #DIV/0! | #DIV/0! | 49.5 | 3 | #DIV/0! | 1 | #DIV/0! | #DIV/0! |  |  | 1
0 | 0 | 0 | 0 | 1 | 1 | 17:53 | 9768 |  | 174.3614 | 403.8781 | 403.8781 | 49.8789 | 49.8789 | 3.5527e-16 | 0 | 403.8781 |  | -153.5053 | #DIV/0! | #DIV/0! | 49.5 | 3 | #DIV/0! | 1 | #DIV/0! | #DIV/0! |  |  | 1
0 | 0 | 0 | 0 | 1 | 1 | 17:53 | 9772 |  | 174.1568 | 404.0827 | 404.0827 | 49.8789 | 49.8789 | 3.5527e-16 | 0 | 404.0827 |  | -153.3007 | #DIV/0! | #DIV/0! | 49.5 | 3 | #DIV/0! | 1 | #DIV/0! | #DIV/0! |  |  | 1
0 | 0 | 0 | 0 | 1 | 1 | 17:54 | 9776 |  | 173.9521 | 404.2874 | 404.2874 | 49.8789 | 49.8789 | 3.5527e-16 | 0 | 404.2874 |  | -153.096 | #DIV/0! | #DIV/0! | 49.5 | 3 | #DIV/0! | 1 | #DIV/0! | #DIV/0! |  |  | 1
0 | 0 | 0 | 0 | 1 | 1 | 17:54 | 9780 |  | 173.7474 | 404.4921 | 404.4921 | 49.8789 | 49.8789 | 3.5527e-16 | 0 | 404.4921 |  | -152.8913 | #DIV/0! | #DIV/0! | 49.5 | 3 | #DIV/0! | 1 | #DIV/0! | #DIV/0! |  |  | 1
0 | 0 | 0 | 0 | 1 | 1 | 17:54 | 9784 |  | 173.5428 | 404.6967 | 404.6967 | 49.8789 | 49.8789 | 3.5527e-16 | 0 | 404.6967 |  | -152.6867 | #DIV/0! | #DIV/0! | 49.5 | 3 | #DIV/0! | 1 | #DIV/0! | #DIV/0! |  |  | 1
0 | 0 | 0 | 0 | 1 | 1 | 17:54 | 9788 |  | 173.3381 | 404.9014 | 404.9014 | 49.8789 | 49.8789 | 3.5527e-16 | 0 | 404.9014 |  | -152.482 | #DIV/0! | #DIV/0! | 49.5 | 3 | #DIV/0! | 1 | #DIV/0! | #DIV/0! |  |  | 1
0 | 0 | 0 | 0 | 1 | 1 | 17:54 | 9792 |  | 173.1334 | 405.1061 | 405.1061 | 49.8789 | 49.8789 | 3.5527e-16 | 0 | 405.1061 |  | -152.2773 | #DIV/0! | #DIV/0! | 49.5 | 3 | #DIV/0! | 1 | #DIV/0! | #DIV/0! |  |  | 1
0 | 0 | 0 | 0 | 1 | 1 | 17:54 | 9796 |  | 172.9288 | 405.3107 | 405.3107 | 49.8789 | 49.8789 | 3.5527e-16 | 0 | 405.3107 |  | -152.0727 | #DIV/0! | #DIV/0! | 49.5 | 3 | #DIV/0! | 1 | #DIV/0! | #DIV/0! |  |  | 1
0 | 0 | 0 | 0 | 1 | 1 | 17:54 | 9800 |  | 172.7241 | 405.5154 | 405.5154 | 49.8789 | 49.8789 | 3.5527e-16 | 0 | 405.5154 |  | -151.868 | #DIV/0! | #DIV/0! | 49.5 | 3 | #DIV/0! | 1 | #DIV/0! | #DIV/0! |  |  | 1
0 | 0 | 0 | 0 | 1 | 1 | 17:54 | 9804 |  | 172.5194 | 405.7201 | 405.7201 | 49.8789 | 49.8789 | 3.5527e-16 | 0 | 405.7201 |  | -151.6633 | #DIV/0! | #DIV/0! | 49.5 | 3 | #DIV/0! | 1 | #DIV/0! | #DIV/0! |  |  | 1
0 | 0 | 0 | 0 | 1 | 1 | 17:54 | 9808 |  | 172.3148 | 405.9247 | 405.9247 | 49.8789 | 49.8789 | 3.5527e-16 | 0 | 405.9247 |  | -151.4587 | #DIV/0! | #DIV/0! | 49.5 | 3 | #DIV/0! | 1 | #DIV/0! | #DIV/0! |  |  | 1
0 | 0 | 0 | 0 | 1 | 1 | 17:54 | 9812 |  | 172.1101 | 406.1294 | 406.1294 | 49.8789 | 49.8789 | 3.5527e-16 | 0 | 406.1294 |  | -151.254 | #DIV/0! | #DIV/0! | 49.5 | 3 | #DIV/0! | 1 | #DIV/0! | #DIV/0! |  |  | 1
0 | 0 | 0 | 0 | 1 | 1 | 17:54 | 9816 |  | 171.9054 | 406.3341 | 406.3341 | 49.8789 | 49.8789 | 3.5527e-16 | 0 | 406.3341 |  | -151.0493 | #DIV/0! | #DIV/0! | 49.5 | 3 | #DIV/0! | 1 | #DIV/0! | #DIV/0! |  |  | 1
0 | 0 | 0 | 0 | 1 | 1 | 17:54 | 9820 |  | 171.7008 | 406.5387 | 406.5387 | 49.8789 | 49.8789 | 3.5527e-16 | 0 | 406.5387 |  | -150.8447 | #DIV/0! | #DIV/0! | 49.5 | 3 | #DIV/0! | 1 | #DIV/0! | #DIV/0! |  |  | 1
0 | 0 | 0 | 0 | 1 | 1 | 17:54 | 9824 |  | 171.4961 | 406.7434 | 406.7434 | 49.8789 | 49.8789 | 3.5527e-16 | 0 | 406.7434 |  | -150.64 | #DIV/0! | #DIV/0! | 49.5 | 3 | #DIV/0! | 1 | #DIV/0! | #DIV/0! |  |  | 1
0 | 0 | 0 | 0 | 1 | 1 | 17:54 | 9828 |  | 171.2914 | 406.9481 | 406.9481 | 49.8789 | 49.8789 | 3.5527e-16 | 0 | 406.9481 |  | -150.4353 | #DIV/0! | #DIV/0! | 49.5 | 3 | #DIV/0! | 1 | #DIV/0! | #DIV/0! |  |  | 1
0 | 0 | 0 | 0 | 1 | 1 | 17:54 | 9832 |  | 171.0868 | 407.1527 | 407.1527 | 49.8789 | 49.8789 | 3.5527e-16 | 0 | 407.1527 |  | -150.2307 | #DIV/0! | #DIV/0! | 49.5 | 3 | #DIV/0! | 1 | #DIV/0! | #DIV/0! |  |  | 1
0 | 0 | 0 | 0 | 1 | 1 | 17:55 | 9836 |  | 170.8821 | 407.3574 | 407.3574 | 49.8789 | 49.8789 | 3.5527e-16 | 0 | 407.3574 |  | -150.026 | #DIV/0! | #DIV/0! | 49.5 | 3 | #DIV/0! | 1 | #DIV/0! | #DIV/0! |  |  | 1
0 | 0 | 0 | 0 | 1 | 1 | 17:55 | 9840 |  | 170.6774 | 407.5621 | 407.5621 | 49.8789 | 49.8789 | 3.5527e-16 | 0 | 407.5621 |  | -149.8213 | #DIV/0! | #DIV/0! | 49.5 | 3 | #DIV/0! | 1 | #DIV/0! | #DIV/0! |  |  | 1
0 | 0 | 0 | 0 | 1 | 1 | 17:55 | 9844 |  | 170.4728 | 407.7667 | 407.7667 | 49.8789 | 49.8789 | 3.5527e-16 | 0 | 407.7667 |  | -149.6167 | #DIV/0! | #DIV/0! | 49.5 | 3 | #DIV/0! | 1 | #DIV/0! | #DIV/0! |  |  | 1
0 | 0 | 0 | 0 | 1 | 1 | 17:55 | 9848 |  | 170.2681 | 407.9714 | 407.9714 | 49.8789 | 49.8789 | 3.5527e-16 | 0 | 407.9714 |  | -149.412 | #DIV/0! | #DIV/0! | 49.5 | 3 | #DIV/0! | 1 | #DIV/0! | #DIV/0! |  |  | 1
0 | 0 | 0 | 0 | 1 | 1 | 17:55 | 9852 |  | 170.0634 | 408.1761 | 408.1761 | 49.8789 | 49.8789 | 3.5527e-16 | 0 | 408.1761 |  | -149.2073 | #DIV/0! | #DIV/0! | 49.5 | 3 | #DIV/0! | 1 | #DIV/0! | #DIV/0! |  |  | 1
0 | 0 | 0 | 0 | 1 | 1 | 17:55 | 9856 |  | 169.8588 | 408.3807 | 408.3807 | 49.8789 | 49.8789 | 3.5527e-16 | 0 | 408.3807 |  | -149.0027 | #DIV/0! | #DIV/0! | 49.5 | 3 | #DIV/0! | 1 | #DIV/0! | #DIV/0! |  |  | 1
0 | 0 | 0 | 0 | 1 | 1 | 17:55 | 9860 |  | 169.6541 | 408.5854 | 408.5854 | 49.8789 | 49.8789 | 3.5527e-16 | 0 | 408.5854 |  | -148.798 | #DIV/0! | #DIV/0! | 49.5 | 3 | #DIV/0! | 1 | #DIV/0! | #DIV/0! |  |  | 1
0 | 0 | 0 | 0 | 1 | 1 | 17:55 | 9864 |  | 169.4494 | 408.7901 | 408.7901 | 49.8789 | 49.8789 | 3.5527e-16 | 0 | 408.7901 |  | -148.5933 | #DIV/0! | #DIV/0! | 49.5 | 3 | #DIV/0! | 1 | #DIV/0! | #DIV/0! |  |  | 1
0 | 0 | 0 | 0 | 1 | 1 | 17:55 | 9868 |  | 169.2448 | 408.9947 | 408.9947 | 49.8789 | 49.8789 | 3.5527e-16 | 0 | 408.9947 |  | -148.3887 | #DIV/0! | #DIV/0! | 49.5 | 3 | #DIV/0! | 1 | #DIV/0! | #DIV/0! |  |  | 1
0 | 0 | 0 | 0 | 1 | 1 | 17:55 | 9872 |  | 169.0401 | 409.1994 | 409.1994 | 49.8789 | 49.8789 | 3.5527e-16 | 0 | 409.1994 |  | -148.184 | #DIV/0! | #DIV/0! | 49.5 | 3 | #DIV/0! | 1 | #DIV/0! | #DIV/0! |  |  | 1
0 | 0 | 0 | 0 | 1 | 1 | 17:55 | 9876 |  | 168.8354 | 409.4041 | 409.4041 | 49.8789 | 49.8789 | 3.5527e-16 | 0 | 409.4041 |  | -147.9793 | #DIV/0! | #DIV/0! | 49.5 | 3 | #DIV/0! | 1 | #DIV/0! | #DIV/0! |  |  | 1
0 | 0 | 0 | 0 | 1 | 1 | 17:55 | 9880 |  | 168.6308 | 409.6087 | 409.6087 | 49.8789 | 49.8789 | 3.5527e-16 | 0 | 409.6087 |  | -147.7747 | #DIV/0! | #DIV/0! | 49.5 | 3 | #DIV/0! | 1 | #DIV/0! | #DIV/0! |  |  | 1
0 | 0 | 0 | 0 | 1 | 1 | 17:55 | 9884 |  | 168.4261 | 409.8134 | 409.8134 | 49.8789 | 49.8789 | 3.5527e-16 | 0 | 409.8134 |  | -147.57 | #DIV/0! | #DIV/0! | 49.5 | 3 | #DIV/0! | 1 | #DIV/0! | #DIV/0! |  |  | 1
0 | 0 | 0 | 0 | 1 | 1 | 17:55 | 9888 |  | 168.2214 | 410.0181 | 410.0181 | 49.8789 | 49.8789 | 3.5527e-16 | 0 | 410.0181 |  | -147.3653 | #DIV/0! | #DIV/0! | 49.5 | 3 | #DIV/0! | 1 | #DIV/0! | #DIV/0! |  |  | 1
0 | 0 | 0 | 0 | 1 | 1 | 17:55 | 9892 |  | 168.0168 | 410.2227 | 410.2227 | 49.8789 | 49.8789 | 3.5527e-16 | 0 | 410.2227 |  | -147.1607 | #DIV/0! | #DIV/0! | 49.5 | 3 | #DIV/0! | 1 | #DIV/0! | #DIV/0! |  |  | 1
0 | 0 | 0 | 0 | 1 | 1 | 17:56 | 9896 |  | 167.8121 | 410.4274 | 410.4274 | 49.8789 | 49.8789 | 3.5527e-16 | 0 | 410.4274 |  | -146.956 | #DIV/0! | #DIV/0! | 49.5 | 3 | #DIV/0! | 1 | #DIV/0! | #DIV/0! |  |  | 1
0 | 0 | 0 | 0 | 1 | 1 | 17:56 | 9900 |  | 167.6074 | 410.6321 | 410.6321 | 49.8789 | 49.8789 | 3.5527e-16 | 0 | 410.6321 |  | -146.7513 | #DIV/0! | #DIV/0! | 49.5 | 3 | #DIV/0! | 1 | #DIV/0! | #DIV/0! |  |  | 1
0 | 0 | 0 | 0 | 1 | 1 | 17:56 | 9904 |  | 167.4028 | 410.8367 | 410.8367 | 49.8789 | 49.8789 | 3.5527e-16 | 0 | 410.8367 |  | -146.5467 | #DIV/0! | #DIV/0! | 49.5 | 3 | #DIV/0! | 1 | #DIV/0! | #DIV/0! |  |  | 1
0 | 0 | 0 | 0 | 1 | 1 | 17:56 | 9908 |  | 167.1981 | 411.0414 | 411.0414 | 49.8789 | 49.8789 | 3.5527e-16 | 0 | 411.0414 |  | -146.342 | #DIV/0! | #DIV/0! | 49.5 | 3 | #DIV/0! | 1 | #DIV/0! | #DIV/0! |  |  | 1
0 | 0 | 0 | 0 | 1 | 1 | 17:56 | 9912 |  | 166.9934 | 411.2461 | 411.2461 | 49.8789 | 49.8789 | 3.5527e-16 | 0 | 411.2461 |  | -146.1373 | #DIV/0! | #DIV/0! | 49.5 | 3 | #DIV/0! | 1 | #DIV/0! | #DIV/0! |  |  | 1
0 | 0 | 0 | 0 | 1 | 1 | 17:56 | 9916 |  | 166.7888 | 411.4507 | 411.4507 | 49.8789 | 49.8789 | 3.5527e-16 | 0 | 411.4507 |  | -145.9327 | #DIV/0! | #DIV/0! | 49.5 | 3 | #DIV/0! | 1 | #DIV/0! | #DIV/0! |  |  | 1
0 | 0 | 0 | 0 | 1 | 1 | 17:56 | 9920 |  | 166.5841 | 411.6554 | 411.6554 | 49.8789 | 49.8789 | 3.5527e-16 | 0 | 411.6554 |  | -145.728 | #DIV/0! | #DIV/0! | 49.5 | 3 | #DIV/0! | 1 | #DIV/0! | #DIV/0! |  |  | 1
0 | 0 | 0 | 0 | 1 | 1 | 17:56 | 9924 |  | 166.3794 | 411.8601 | 411.8601 | 49.8789 | 49.8789 | 3.5527e-16 | 0 | 411.8601 |  | -145.5233 | #DIV/0! | #DIV/0! | 49.5 | 3 | #DIV/0! | 1 | #DIV/0! | #DIV/0! |  |  | 1
0 | 0 | 0 | 0 | 1 | 1 | 17:56 | 9928 |  | 166.1748 | 412.0647 | 412.0647 | 49.8789 | 49.8789 | 3.5527e-16 | 0 | 412.0647 |  | -145.3187 | #DIV/0! | #DIV/0! | 49.5 | 3 | #DIV/0! | 1 | #DIV/0! | #DIV/0! |  |  | 1
0 | 0 | 0 | 0 | 1 | 1 | 17:56 | 9932 |  | 165.9701 | 412.2694 | 412.2694 | 49.8789 | 49.8789 | 3.5527e-16 | 0 | 412.2694 |  | -145.114 | #DIV/0! | #DIV/0! | 49.5 | 3 | #DIV/0! | 1 | #DIV/0! | #DIV/0! |  |  | 1
0 | 0 | 0 | 0 | 1 | 1 | 17:56 | 9936 |  | 165.7654 | 412.4741 | 412.4741 | 49.8789 | 49.8789 | 3.5527e-16 | 0 | 412.4741 |  | -144.9093 | #DIV/0! | #DIV/0! | 49.5 | 3 | #DIV/0! | 1 | #DIV/0! | #DIV/0! |  |  | 1
0 | 0 | 0 | 0 | 1 | 1 | 17:56 | 9940 |  | 165.5608 | 412.6787 | 412.6787 | 49.8789 | 49.8789 | 3.5527e-16 | 0 | 412.6787 |  | -144.7047 | #DIV/0! | #DIV/0! | 49.5 | 3 | #DIV/0! | 1 | #DIV/0! | #DIV/0! |  |  | 1
0 | 0 | 0 | 0 | 1 | 1 | 17:56 | 9944 |  | 165.3561 | 412.8834 | 412.8834 | 49.8789 | 49.8789 | 3.5527e-16 | 0 | 412.8834 |  | -144.5 | #DIV/0! | #DIV/0! | 49.5 | 3 | #DIV/0! | 1 | #DIV/0! | #DIV/0! |  |  | 1
0 | 0 | 0 | 0 | 1 | 1 | 17:56 | 9948 |  | 165.1514 | 413.0881 | 413.0881 | 49.8789 | 49.8789 | 3.5527e-16 | 0 | 413.0881 |  | -144.2953 | #DIV/0! | #DIV/0! | 49.5 | 3 | #DIV/0! | 1 | #DIV/0! | #DIV/0! |  |  | 1
0 | 0 | 0 | 0 | 1 | 1 | 17:56 | 9952 |  | 164.9468 | 413.2927 | 413.2927 | 49.8789 | 49.8789 | 3.5527e-16 | 0 | 413.2927 |  | -144.0907 | #DIV/0! | #DIV/0! | 49.5 | 3 | #DIV/0! | 1 | #DIV/0! | #DIV/0! |  |  | 1
0 | 0 | 0 | 0 | 1 | 1 | 17:57 | 9956 |  | 164.7421 | 413.4974 | 413.4974 | 49.8789 | 49.8789 | 3.5527e-16 | 0 | 413.4974 |  | -143.886 | #DIV/0! | #DIV/0! | 49.5 | 3 | #DIV/0! | 1 | #DIV/0! | #DIV/0! |  |  | 1
0 | 0 | 0 | 0 | 1 | 1 | 17:57 | 9960 |  | 164.5374 | 413.7021 | 413.7021 | 49.8789 | 49.8789 | 3.5527e-16 | 0 | 413.7021 |  | -143.6813 | #DIV/0! | #DIV/0! | 49.5 | 3 | #DIV/0! | 1 | #DIV/0! | #DIV/0! |  |  | 1
0 | 0 | 0 | 0 | 1 | 1 | 17:57 | 9964 |  | 164.3328 | 413.9067 | 413.9067 | 49.8789 | 49.8789 | 3.5527e-16 | 0 | 413.9067 |  | -143.4767 | #DIV/0! | #DIV/0! | 49.5 | 3 | #DIV/0! | 1 | #DIV/0! | #DIV/0! |  |  | 1
0 | 0 | 0 | 0 | 1 | 1 | 17:57 | 9968 |  | 164.1281 | 414.1114 | 414.1114 | 49.8789 | 49.8789 | 3.5527e-16 | 0 | 414.1114 |  | -143.272 | #DIV/0! | #DIV/0! | 49.5 | 3 | #DIV/0! | 1 | #DIV/0! | #DIV/0! |  |  | 1
0 | 0 | 0 | 0 | 1 | 1 | 17:57 | 9972 |  | 163.9234 | 414.3161 | 414.3161 | 49.8789 | 49.8789 | 3.5527e-16 | 0 | 414.3161 |  | -143.0673 | #DIV/0! | #DIV/0! | 49.5 | 3 | #DIV/0! | 1 | #DIV/0! | #DIV/0! |  |  | 1
0 | 0 | 0 | 0 | 1 | 1 | 17:57 | 9976 |  | 163.7188 | 414.5207 | 414.5207 | 49.8789 | 49.8789 | 3.5527e-16 | 0 | 414.5207 |  | -142.8627 | #DIV/0! | #DIV/0! | 49.5 | 3 | #DIV/0! | 1 | #DIV/0! | #DIV/0! |  |  | 1
0 | 0 | 0 | 0 | 1 | 1 | 17:57 | 9980 |  | 163.5141 | 414.7254 | 414.7254 | 49.8789 | 49.8789 | 3.5527e-16 | 0 | 414.7254 |  | -142.658 | #DIV/0! | #DIV/0! | 49.5 | 3 | #DIV/0! | 1 | #DIV/0! | #DIV/0! |  |  | 1
0 | 0 | 0 | 0 | 1 | 1 | 17:57 | 9984 |  | 163.3094 | 414.93 | 414.93 | 49.8789 | 49.8789 | 3.5527e-16 | 0 | 414.93 |  | -142.4533 | #DIV/0! | #DIV/0! | 49.5 | 3 | #DIV/0! | 1 | #DIV/0! | #DIV/0! |  |  | 1
0 | 0 | 0 | 0 | 1 | 1 | 17:57 | 9988 |  | 163.1048 | 415.1347 | 415.1347 | 49.8789 | 49.8789 | 3.5527e-16 | 0 | 415.1347 |  | -142.2487 | #DIV/0! | #DIV/0! | 49.5 | 3 | #DIV/0! | 1 | #DIV/0! | #DIV/0! |  |  | 1
0 | 0 | 0 | 0 | 1 | 1 | 17:57 | 9992 |  | 162.9001 | 415.3394 | 415.3394 | 49.8789 | 49.8789 | 3.5527e-16 | 0 | 415.3394 |  | -142.044 | #DIV/0! | #DIV/0! | 49.5 | 3 | #DIV/0! | 1 | #DIV/0! | #DIV/0! |  |  | 1
0 | 0 | 0 | 0 | 1 | 1 | 17:57 | 9996 |  | 162.6954 | 415.544 | 415.544 | 49.8789 | 49.8789 | 3.5527e-16 | 0 | 415.544 |  | -141.8394 | #DIV/0! | #DIV/0! | 49.5 | 3 | #DIV/0! | 1 | #DIV/0! | #DIV/0! |  |  | 1
0 | 0 | 0 | 0 | 1 | 1 | 17:57 | 10000 |  | 162.4908 | 415.7487 | 415.7487 | 49.8789 | 49.8789 | 3.5527e-16 | 0 | 415.7487 |  | -141.6347 | #DIV/0! | #DIV/0! | 49.5 | 3 | #DIV/0! | 1 | #DIV/0! | #DIV/0! |  |  | 1
0 | 0 | 0 | 0 | 1 | 1 | 17:57 | 10004 |  | 162.2861 | 415.9534 | 415.9534 | 49.8789 | 49.8789 | 3.5527e-16 | 0 | 415.9534 |  | -141.43 | #DIV/0! | #DIV/0! | 49.5 | 3 | #DIV/0! | 1 | #DIV/0! | #DIV/0! |  |  | 1
0 | 0 | 0 | 0 | 1 | 1 | 17:57 | 10008 |  | 162.0814 | 416.158 | 416.158 | 49.8789 | 49.8789 | 3.5527e-16 | 0 | 416.158 |  | -141.2254 | #DIV/0! | #DIV/0! | 49.5 | 3 | #DIV/0! | 1 | #DIV/0! | #DIV/0! |  |  | 1
0 | 0 | 0 | 0 | 1 | 1 | 17:57 | 10012 |  | 161.8768 | 416.3627 | 416.3627 | 49.8789 | 49.8789 | 3.5527e-16 | 0 | 416.3627 |  | -141.0207 | #DIV/0! | #DIV/0! | 49.5 | 3 | #DIV/0! | 1 | #DIV/0! | #DIV/0! |  |  | 1
0 | 0 | 0 | 0 | 1 | 1 | 17:58 | 10016 |  | 161.6721 | 416.5674 | 416.5674 | 49.8789 | 49.8789 | 3.5527e-16 | 0 | 416.5674 |  | -140.816 | #DIV/0! | #DIV/0! | 49.5 | 3 | #DIV/0! | 1 | #DIV/0! | #DIV/0! |  |  | 1
0 | 0 | 0 | 0 | 1 | 1 | 17:58 | 10020 |  | 161.4674 | 416.772 | 416.772 | 49.8789 | 49.8789 | 3.5527e-16 | 0 | 416.772 |  | -140.6114 | #DIV/0! | #DIV/0! | 49.5 | 3 | #DIV/0! | 1 | #DIV/0! | #DIV/0! |  |  | 1
0 | 0 | 0 | 0 | 1 | 1 | 17:58 | 10024 |  | 161.2628 | 416.9767 | 416.9767 | 49.8789 | 49.8789 | 3.5527e-16 | 0 | 416.9767 |  | -140.4067 | #DIV/0! | #DIV/0! | 49.5 | 3 | #DIV/0! | 1 | #DIV/0! | #DIV/0! |  |  | 1
0 | 0 | 0 | 0 | 1 | 1 | 17:58 | 10028 |  | 161.0581 | 417.1814 | 417.1814 | 49.8789 | 49.8789 | 3.5527e-16 | 0 | 417.1814 |  | -140.202 | #DIV/0! | #DIV/0! | 49.5 | 3 | #DIV/0! | 1 | #DIV/0! | #DIV/0! |  |  | 1
0 | 0 | 0 | 0 | 1 | 1 | 17:58 | 10032 |  | 160.8534 | 417.386 | 417.386 | 49.8789 | 49.8789 | 3.5527e-16 | 0 | 417.386 |  | -139.9974 | #DIV/0! | #DIV/0! | 49.5 | 3 | #DIV/0! | 1 | #DIV/0! | #DIV/0! |  |  | 1
0 | 0 | 0 | 0 | 1 | 1 | 17:58 | 10036 |  | 160.6488 | 417.5907 | 417.5907 | 49.8789 | 49.8789 | 3.5527e-16 | 0 | 417.5907 |  | -139.7927 | #DIV/0! | #DIV/0! | 49.5 | 3 | #DIV/0! | 1 | #DIV/0! | #DIV/0! |  |  | 1
0 | 0 | 0 | 0 | 1 | 1 | 17:58 | 10040 |  | 160.4441 | 417.7954 | 417.7954 | 49.8789 | 49.8789 | 3.5527e-16 | 0 | 417.7954 |  | -139.588 | #DIV/0! | #DIV/0! | 49.5 | 3 | #DIV/0! | 1 | #DIV/0! | #DIV/0! |  |  | 1
0 | 0 | 0 | 0 | 1 | 1 | 17:58 | 10044 |  | 160.2394 | 418 | 418 | 49.8789 | 49.8789 | 3.5527e-16 | 0 | 418 |  | -139.3834 | #DIV/0! | #DIV/0! | 49.5 | 3 | #DIV/0! | 1 | #DIV/0! | #DIV/0! |  |  | 1
0 | 0 | 0 | 0 | 1 | 1 | 17:58 | 10048 |  | 160.0348 | 418.2047 | 418.2047 | 49.8789 | 49.8789 | 3.5527e-16 | 0 | 418.2047 |  | -139.1787 | #DIV/0! | #DIV/0! | 49.5 | 3 | #DIV/0! | 1 | #DIV/0! | #DIV/0! |  |  | 1
0 | 0 | 0 | 0 | 1 | 1 | 17:58 | 10052 |  | 159.8301 | 418.4094 | 418.4094 | 49.8789 | 49.8789 | 3.5527e-16 | 0 | 418.4094 |  | -138.974 | #DIV/0! | #DIV/0! | 49.5 | 3 | #DIV/0! | 1 | #DIV/0! | #DIV/0! |  |  | 1
0 | 0 | 0 | 0 | 1 | 1 | 17:58 | 10056 |  | 159.6254 | 418.614 | 418.614 | 49.8789 | 49.8789 | 3.5527e-16 | 0 | 418.614 |  | -138.7694 | #DIV/0! | #DIV/0! | 49.5 | 3 | #DIV/0! | 1 | #DIV/0! | #DIV/0! |  |  | 1
0 | 0 | 0 | 0 | 1 | 1 | 17:58 | 10060 |  | 159.4208 | 418.8187 | 418.8187 | 49.8789 | 49.8789 | 3.5527e-16 | 0 | 418.8187 |  | -138.5647 | #DIV/0! | #DIV/0! | 49.5 | 3 | #DIV/0! | 1 | #DIV/0! | #DIV/0! |  |  | 1
0 | 0 | 0 | 0 | 1 | 1 | 17:58 | 10064 |  | 159.2161 | 419.0234 | 419.0234 | 49.8789 | 49.8789 | 3.5527e-16 | 0 | 419.0234 |  | -138.36 | #DIV/0! | #DIV/0! | 49.5 | 3 | #DIV/0! | 1 | #DIV/0! | #DIV/0! |  |  | 1
0 | 0 | 0 | 0 | 1 | 1 | 17:58 | 10068 |  | 159.0114 | 419.228 | 419.228 | 49.8789 | 49.8789 | 3.5527e-16 | 0 | 419.228 |  | -138.1554 | #DIV/0! | #DIV/0! | 49.5 | 3 | #DIV/0! | 1 | #DIV/0! | #DIV/0! |  |  | 1
0 | 0 | 0 | 0 | 1 | 1 | 17:58 | 10072 |  | 158.8068 | 419.4327 | 419.4327 | 49.8789 | 49.8789 | 3.5527e-16 | 0 | 419.4327 |  | -137.9507 | #DIV/0! | #DIV/0! | 49.5 | 3 | #DIV/0! | 1 | #DIV/0! | #DIV/0! |  |  | 1
0 | 0 | 0 | 0 | 1 | 1 | 17:59 | 10076 |  | 158.6021 | 419.6374 | 419.6374 | 49.8789 | 49.8789 | 3.5527e-16 | 0 | 419.6374 |  | -137.746 | #DIV/0! | #DIV/0! | 49.5 | 3 | #DIV/0! | 1 | #DIV/0! | #DIV/0! |  |  | 1
0 | 0 | 0 | 0 | 1 | 1 | 17:59 | 10080 |  | 158.3974 | 419.842 | 419.842 | 49.8789 | 49.8789 | 3.5527e-16 | 0 | 419.842 |  | -137.5414 | #DIV/0! | #DIV/0! | 49.5 | 3 | #DIV/0! | 1 | #DIV/0! | #DIV/0! |  |  | 1
0 | 0 | 0 | 0 | 1 | 1 | 17:59 | 10084 |  | 158.1928 | 420.0467 | 420.0467 | 49.8789 | 49.8789 | 3.5527e-16 | 0 | 420.0467 |  | -137.3367 | #DIV/0! | #DIV/0! | 49.5 | 3 | #DIV/0! | 1 | #DIV/0! | #DIV/0! |  |  | 1
0 | 0 | 0 | 0 | 1 | 1 | 17:59 | 10088 |  | 157.9881 | 420.2514 | 420.2514 | 49.8789 | 49.8789 | 3.5527e-16 | 0 | 420.2514 |  | -137.132 | #DIV/0! | #DIV/0! | 49.5 | 3 | #DIV/0! | 1 | #DIV/0! | #DIV/0! |  |  | 1
0 | 0 | 0 | 0 | 1 | 1 | 17:59 | 10092 |  | 157.7834 | 420.456 | 420.456 | 49.8789 | 49.8789 | 3.5527e-16 | 0 | 420.456 |  | -136.9274 | #DIV/0! | #DIV/0! | 49.5 | 3 | #DIV/0! | 1 | #DIV/0! | #DIV/0! |  |  | 1
0 | 0 | 0 | 0 | 1 | 1 | 17:59 | 10096 |  | 157.5788 | 420.6607 | 420.6607 | 49.8789 | 49.8789 | 3.5527e-16 | 0 | 420.6607 |  | -136.7227 | #DIV/0! | #DIV/0! | 49.5 | 3 | #DIV/0! | 1 | #DIV/0! | #DIV/0! |  |  | 1
0 | 0 | 0 | 0 | 1 | 1 | 17:59 | 10100 |  | 157.3741 | 420.8654 | 420.8654 | 49.8789 | 49.8789 | 3.5527e-16 | 0 | 420.8654 |  | -136.518 | #DIV/0! | #DIV/0! | 49.5 | 3 | #DIV/0! | 1 | #DIV/0! | #DIV/0! |  |  | 1
0 | 0 | 0 | 0 | 1 | 1 | 17:59 | 10104 |  | 157.1694 | 421.07 | 421.07 | 49.8789 | 49.8789 | 3.5527e-16 | 0 | 421.07 |  | -136.3134 | #DIV/0! | #DIV/0! | 49.5 | 3 | #DIV/0! | 1 | #DIV/0! | #DIV/0! |  |  | 1
0 | 0 | 0 | 0 | 1 | 1 | 17:59 | 10108 |  | 156.9648 | 421.2747 | 421.2747 | 49.8789 | 49.8789 | 3.5527e-16 | 0 | 421.2747 |  | -136.1087 | #DIV/0! | #DIV/0! | 49.5 | 3 | #DIV/0! | 1 | #DIV/0! | #DIV/0! |  |  | 1
0 | 0 | 0 | 0 | 1 | 1 | 17:59 | 10112 |  | 156.7601 | 421.4794 | 421.4794 | 49.8789 | 49.8789 | 3.5527e-16 | 0 | 421.4794 |  | -135.904 | #DIV/0! | #DIV/0! | 49.5 | 3 | #DIV/0! | 1 | #DIV/0! | #DIV/0! |  |  | 1
0 | 0 | 0 | 0 | 1 | 1 | 17:59 | 10116 |  | 156.5555 | 421.684 | 421.684 | 49.8789 | 49.8789 | 3.5527e-16 | 0 | 421.684 |  | -135.6994 | #DIV/0! | #DIV/0! | 49.5 | 3 | #DIV/0! | 1 | #DIV/0! | #DIV/0! |  |  | 1
0 | 0 | 0 | 0 | 1 | 1 | 17:59 | 10120 |  | 156.3508 | 421.8887 | 421.8887 | 49.8789 | 49.8789 | 3.5527e-16 | 0 | 421.8887 |  | -135.4947 | #DIV/0! | #DIV/0! | 49.5 | 3 | #DIV/0! | 1 | #DIV/0! | #DIV/0! |  |  | 1
0 | 0 | 0 | 0 | 1 | 1 | 17:59 | 10124 |  | 156.1461 | 422.0934 | 422.0934 | 49.8789 | 49.8789 | 3.5527e-16 | 0 | 422.0934 |  | -135.29 | #DIV/0! | #DIV/0! | 49.5 | 3 | #DIV/0! | 1 | #DIV/0! | #DIV/0! |  |  | 1
0 | 0 | 0 | 0 | 1 | 1 | 17:59 | 10128 |  | 155.9415 | 422.298 | 422.298 | 49.8789 | 49.8789 | 3.5527e-16 | 0 | 422.298 |  | -135.0854 | #DIV/0! | #DIV/0! | 49.5 | 3 | #DIV/0! | 1 | #DIV/0! | #DIV/0! |  |  | 1
0 | 0 | 0 | 0 | 1 | 1 | 17:59 | 10132 |  | 155.7368 | 422.5027 | 422.5027 | 49.8789 | 49.8789 | 3.5527e-16 | 0 | 422.5027 |  | -134.8807 | #DIV/0! | #DIV/0! | 49.5 | 3 | #DIV/0! | 1 | #DIV/0! | #DIV/0! |  |  | 1
0 | 0 | 0 | 0 | 1 | 1 | 18:00 | 10136 |  | 155.5321 | 422.7074 | 422.7074 | 49.8789 | 49.8789 | 3.5527e-16 | 0 | 422.7074 |  | -134.676 | #DIV/0! | #DIV/0! | 49.5 | 3 | #DIV/0! | 1 | #DIV/0! | #DIV/0! |  |  | 1
0 | 0 | 0 | 0 | 1 | 1 | 18:00 | 10140 |  | 155.3275 | 422.912 | 422.912 | 49.8789 | 49.8789 | 3.5527e-16 | 0 | 422.912 |  | -134.4714 | #DIV/0! | #DIV/0! | 49.5 | 3 | #DIV/0! | 1 | #DIV/0! | #DIV/0! |  |  | 1
0 | 0 | 0 | 0 | 1 | 1 | 18:00 | 10144 |  | 155.1228 | 423.1167 | 423.1167 | 49.8789 | 49.8789 | 3.5527e-16 | 0 | 423.1167 |  | -134.2667 | #DIV/0! | #DIV/0! | 49.5 | 3 | #DIV/0! | 1 | #DIV/0! | #DIV/0! |  |  | 1
0 | 0 | 0 | 0 | 1 | 1 | 18:00 | 10148 |  | 154.9181 | 423.3214 | 423.3214 | 49.8789 | 49.8789 | 3.5527e-16 | 0 | 423.3214 |  | -134.062 | #DIV/0! | #DIV/0! | 49.5 | 3 | #DIV/0! | 1 | #DIV/0! | #DIV/0! |  |  | 1
0 | 0 | 0 | 0 | 1 | 1 | 18:00 | 10152 |  | 154.7135 | 423.526 | 423.526 | 49.8789 | 49.8789 | 3.5527e-16 | 0 | 423.526 |  | -133.8574 | #DIV/0! | #DIV/0! | 49.5 | 3 | #DIV/0! | 1 | #DIV/0! | #DIV/0! |  |  | 1
0 | 0 | 0 | 0 | 1 | 1 | 18:00 | 10156 |  | 154.5088 | 423.7307 | 423.7307 | 49.8789 | 49.8789 | 3.5527e-16 | 0 | 423.7307 |  | -133.6527 | #DIV/0! | #DIV/0! | 49.5 | 3 | #DIV/0! | 1 | #DIV/0! | #DIV/0! |  |  | 1
0 | 0 | 0 | 0 | 1 | 1 | 18:00 | 10160 |  | 154.3041 | 423.9354 | 423.9354 | 49.8789 | 49.8789 | 3.5527e-16 | 0 | 423.9354 |  | -133.448 | #DIV/0! | #DIV/0! | 49.5 | 3 | #DIV/0! | 1 | #DIV/0! | #DIV/0! |  |  | 1
0 | 0 | 0 | 0 | 1 | 1 | 18:00 | 10164 |  | 154.0995 | 424.14 | 424.14 | 49.8789 | 49.8789 | 3.5527e-16 | 0 | 424.14 |  | -133.2434 | #DIV/0! | #DIV/0! | 49.5 | 3 | #DIV/0! | 1 | #DIV/0! | #DIV/0! |  |  | 1
0 | 0 | 0 | 0 | 1 | 1 | 18:00 | 10168 |  | 153.8948 | 424.3447 | 424.3447 | 49.8789 | 49.8789 | 3.5527e-16 | 0 | 424.3447 |  | -133.0387 | #DIV/0! | #DIV/0! | 49.5 | 3 | #DIV/0! | 1 | #DIV/0! | #DIV/0! |  |  | 1
0 | 0 | 0 | 0 | 1 | 1 | 18:00 | 10172 |  | 153.6901 | 424.5494 | 424.5494 | 49.8789 | 49.8789 | 3.5527e-16 | 0 | 424.5494 |  | -132.834 | #DIV/0! | #DIV/0! | 49.5 | 3 | #DIV/0! | 1 | #DIV/0! | #DIV/0! |  |  | 1
0 | 0 | 0 | 0 | 1 | 1 | 18:00 | 10176 |  | 153.4855 | 424.754 | 424.754 | 49.8789 | 49.8789 | 3.5527e-16 | 0 | 424.754 |  | -132.6294 | #DIV/0! | #DIV/0! | 49.5 | 3 | #DIV/0! | 1 | #DIV/0! | #DIV/0! |  |  | 1
0 | 0 | 0 | 0 | 1 | 1 | 18:00 | 10180 |  | 153.2808 | 424.9587 | 424.9587 | 49.8789 | 49.8789 | 3.5527e-16 | 0 | 424.9587 |  | -132.4247 | #DIV/0! | #DIV/0! | 49.5 | 3 | #DIV/0! | 1 | #DIV/0! | #DIV/0! |  |  | 1
0 | 0 | 0 | 0 | 1 | 1 | 18:00 | 10184 |  | 153.0761 | 425.1634 | 425.1634 | 49.8789 | 49.8789 | 3.5527e-16 | 0 | 425.1634 |  | -132.22 | #DIV/0! | #DIV/0! | 49.5 | 3 | #DIV/0! | 1 | #DIV/0! | #DIV/0! |  |  | 1
0 | 0 | 0 | 0 | 1 | 1 | 18:00 | 10188 |  | 152.8715 | 425.368 | 425.368 | 49.8789 | 49.8789 | 3.5527e-16 | 0 | 425.368 |  | -132.0154 | #DIV/0! | #DIV/0! | 49.5 | 3 | #DIV/0! | 1 | #DIV/0! | #DIV/0! |  |  | 1
0 | 0 | 0 | 0 | 1 | 1 | 18:00 | 10192 |  | 152.6668 | 425.5727 | 425.5727 | 49.8789 | 49.8789 | 3.5527e-16 | 0 | 425.5727 |  | -131.8107 | #DIV/0! | #DIV/0! | 49.5 | 3 | #DIV/0! | 1 | #DIV/0! | #DIV/0! |  |  | 1
0 | 0 | 0 | 0 | 1 | 1 | 18:01 | 10196 |  | 152.4621 | 425.7774 | 425.7774 | 49.8789 | 49.8789 | 3.5527e-16 | 0 | 425.7774 |  | -131.606 | #DIV/0! | #DIV/0! | 49.5 | 3 | #DIV/0! | 1 | #DIV/0! | #DIV/0! |  |  | 1
0 | 0 | 0 | 0 | 1 | 1 | 18:01 | 10200 |  | 152.2575 | 425.982 | 425.982 | 49.8789 | 49.8789 | 3.5527e-16 | 0 | 425.982 |  | -131.4014 | #DIV/0! | #DIV/0! | 49.5 | 3 | #DIV/0! | 1 | #DIV/0! | #DIV/0! |  |  | 1
0 | 0 | 0 | 0 | 1 | 1 | 18:01 | 10204 |  | 152.0528 | 426.1867 | 426.1867 | 49.8789 | 49.8789 | 3.5527e-16 | 0 | 426.1867 |  | -131.1967 | #DIV/0! | #DIV/0! | 49.5 | 3 | #DIV/0! | 1 | #DIV/0! | #DIV/0! |  |  | 1
0 | 0 | 0 | 0 | 1 | 1 | 18:01 | 10208 |  | 151.8481 | 426.3914 | 426.3914 | 49.8789 | 49.8789 | 3.5527e-16 | 0 | 426.3914 |  | -130.992 | #DIV/0! | #DIV/0! | 49.5 | 3 | #DIV/0! | 1 | #DIV/0! | #DIV/0! |  |  | 1
0 | 0 | 0 | 0 | 1 | 1 | 18:01 | 10212 |  | 151.6435 | 426.596 | 426.596 | 49.8789 | 49.8789 | 3.5527e-16 | 0 | 426.596 |  | -130.7874 | #DIV/0! | #DIV/0! | 49.5 | 3 | #DIV/0! | 1 | #DIV/0! | #DIV/0! |  |  | 1
0 | 0 | 0 | 0 | 1 | 1 | 18:01 | 10216 |  | 151.4388 | 426.8007 | 426.8007 | 49.8789 | 49.8789 | 3.5527e-16 | 0 | 426.8007 |  | -130.5827 | #DIV/0! | #DIV/0! | 49.5 | 3 | #DIV/0! | 1 | #DIV/0! | #DIV/0! |  |  | 1
0 | 0 | 0 | 0 | 1 | 1 | 18:01 | 10220 |  | 151.2341 | 427.0054 | 427.0054 | 49.8789 | 49.8789 | 3.5527e-16 | 0 | 427.0054 |  | -130.378 | #DIV/0! | #DIV/0! | 49.5 | 3 | #DIV/0! | 1 | #DIV/0! | #DIV/0! |  |  | 1
0 | 0 | 0 | 0 | 1 | 1 | 18:01 | 10224 |  | 151.0295 | 427.21 | 427.21 | 49.8789 | 49.8789 | 3.5527e-16 | 0 | 427.21 |  | -130.1734 | #DIV/0! | #DIV/0! | 49.5 | 3 | #DIV/0! | 1 | #DIV/0! | #DIV/0! |  |  | 1
0 | 0 | 0 | 0 | 1 | 1 | 18:01 | 10228 |  | 150.8248 | 427.4147 | 427.4147 | 49.8789 | 49.8789 | 3.5527e-16 | 0 | 427.4147 |  | -129.9687 | #DIV/0! | #DIV/0! | 49.5 | 3 | #DIV/0! | 1 | #DIV/0! | #DIV/0! |  |  | 1
0 | 0 | 0 | 0 | 1 | 1 | 18:01 | 10232 |  | 150.6201 | 427.6194 | 427.6194 | 49.8789 | 49.8789 | 3.5527e-16 | 0 | 427.6194 |  | -129.764 | #DIV/0! | #DIV/0! | 49.5 | 3 | #DIV/0! | 1 | #DIV/0! | #DIV/0! |  |  | 1
0 | 0 | 0 | 0 | 1 | 1 | 18:01 | 10236 |  | 150.4155 | 427.824 | 427.824 | 49.8789 | 49.8789 | 3.5527e-16 | 0 | 427.824 |  | -129.5594 | #DIV/0! | #DIV/0! | 49.5 | 3 | #DIV/0! | 1 | #DIV/0! | #DIV/0! |  |  | 1
0 | 0 | 0 | 0 | 1 | 1 | 18:01 | 10240 |  | 150.2108 | 428.0287 | 428.0287 | 49.8789 | 49.8789 | 3.5527e-16 | 0 | 428.0287 |  | -129.3547 | #DIV/0! | #DIV/0! | 49.5 | 3 | #DIV/0! | 1 | #DIV/0! | #DIV/0! |  |  | 1
0 | 0 | 0 | 0 | 1 | 1 | 18:01 | 10244 |  | 150.0061 | 428.2334 | 428.2334 | 49.8789 | 49.8789 | 3.5527e-16 | 0 | 428.2334 |  | -129.15 | #DIV/0! | #DIV/0! | 49.5 | 3 | #DIV/0! | 1 | #DIV/0! | #DIV/0! |  |  | 1
0 | 0 | 0 | 0 | 1 | 1 | 18:01 | 10248 |  | 149.8015 | 428.438 | 428.438 | 49.8789 | 49.8789 | 3.5527e-16 | 0 | 428.438 |  | -128.9454 | #DIV/0! | #DIV/0! | 49.5 | 3 | #DIV/0! | 1 | #DIV/0! | #DIV/0! |  |  | 1
0 | 0 | 0 | 0 | 1 | 1 | 18:01 | 10252 |  | 149.5968 | 428.6427 | 428.6427 | 49.8789 | 49.8789 | 3.5527e-16 | 0 | 428.6427 |  | -128.7407 | #DIV/0! | #DIV/0! | 49.5 | 3 | #DIV/0! | 1 | #DIV/0! | #DIV/0! |  |  | 1
0 | 0 | 0 | 0 | 1 | 1 | 18:02 | 10256 |  | 149.3921 | 428.8474 | 428.8474 | 49.8789 | 49.8789 | 3.5527e-16 | 0 | 428.8474 |  | -128.536 | #DIV/0! | #DIV/0! | 49.5 | 3 | #DIV/0! | 1 | #DIV/0! | #DIV/0! |  |  | 1
0 | 0 | 0 | 0 | 1 | 1 | 18:02 | 10260 |  | 149.1875 | 429.052 | 429.052 | 49.8789 | 49.8789 | 3.5527e-16 | 0 | 429.052 |  | -128.3314 | #DIV/0! | #DIV/0! | 49.5 | 3 | #DIV/0! | 1 | #DIV/0! | #DIV/0! |  |  | 1
0 | 0 | 0 | 0 | 1 | 1 | 18:02 | 10264 |  | 148.9828 | 429.2567 | 429.2567 | 49.8789 | 49.8789 | 3.5527e-16 | 0 | 429.2567 |  | -128.1267 | #DIV/0! | #DIV/0! | 49.5 | 3 | #DIV/0! | 1 | #DIV/0! | #DIV/0! |  |  | 1
0 | 0 | 0 | 0 | 1 | 1 | 18:02 | 10268 |  | 148.7781 | 429.4614 | 429.4614 | 49.8789 | 49.8789 | 3.5527e-16 | 0 | 429.4614 |  | -127.922 | #DIV/0! | #DIV/0! | 49.5 | 3 | #DIV/0! | 1 | #DIV/0! | #DIV/0! |  |  | 1
0 | 0 | 0 | 0 | 1 | 1 | 18:02 | 10272 |  | 148.5735 | 429.666 | 429.666 | 49.8789 | 49.8789 | 3.5527e-16 | 0 | 429.666 |  | -127.7174 | #DIV/0! | #DIV/0! | 49.5 | 3 | #DIV/0! | 1 | #DIV/0! | #DIV/0! |  |  | 1
0 | 0 | 0 | 0 | 1 | 1 | 18:02 | 10276 |  | 148.3688 | 429.8707 | 429.8707 | 49.8789 | 49.8789 | 3.5527e-16 | 0 | 429.8707 |  | -127.5127 | #DIV/0! | #DIV/0! | 49.5 | 3 | #DIV/0! | 1 | #DIV/0! | #DIV/0! |  |  | 1
0 | 0 | 0 | 0 | 1 | 1 | 18:02 | 10280 |  | 148.1641 | 430.0754 | 430.0754 | 49.8789 | 49.8789 | 3.5527e-16 | 0 | 430.0754 |  | -127.308 | #DIV/0! | #DIV/0! | 49.5 | 3 | #DIV/0! | 1 | #DIV/0! | #DIV/0! |  |  | 1
0 | 0 | 0 | 0 | 1 | 1 | 18:02 | 10284 |  | 147.9595 | 430.28 | 430.28 | 49.8789 | 49.8789 | 3.5527e-16 | 0 | 430.28 |  | -127.1034 | #DIV/0! | #DIV/0! | 49.5 | 3 | #DIV/0! | 1 | #DIV/0! | #DIV/0! |  |  | 1
0 | 0 | 0 | 0 | 1 | 1 | 18:02 | 10288 |  | 147.7548 | 430.4847 | 430.4847 | 49.8789 | 49.8789 | 3.5527e-16 | 0 | 430.4847 |  | -126.8987 | #DIV/0! | #DIV/0! | 49.5 | 3 | #DIV/0! | 1 | #DIV/0! | #DIV/0! |  |  | 1
0 | 0 | 0 | 0 | 1 | 1 | 18:02 | 10292 |  | 147.5501 | 430.6894 | 430.6894 | 49.8789 | 49.8789 | 3.5527e-16 | 0 | 430.6894 |  | -126.694 | #DIV/0! | #DIV/0! | 49.5 | 3 | #DIV/0! | 1 | #DIV/0! | #DIV/0! |  |  | 1
0 | 0 | 0 | 0 | 1 | 1 | 18:02 | 10296 |  | 147.3455 | 430.894 | 430.894 | 49.8789 | 49.8789 | 3.5527e-16 | 0 | 430.894 |  | -126.4894 | #DIV/0! | #DIV/0! | 49.5 | 3 | #DIV/0! | 1 | #DIV/0! | #DIV/0! |  |  | 1
0 | 0 | 0 | 0 | 1 | 1 | 18:02 | 10300 |  | 147.1408 | 431.0987 | 431.0987 | 49.8789 | 49.8789 | 3.5527e-16 | 0 | 431.0987 |  | -126.2847 | #DIV/0! | #DIV/0! | 49.5 | 3 | #DIV/0! | 1 | #DIV/0! | #DIV/0! |  |  | 1
0 | 0 | 0 | 0 | 1 | 1 | 18:02 | 10304 |  | 146.9361 | 431.3034 | 431.3034 | 49.8789 | 49.8789 | 3.5527e-16 | 0 | 431.3034 |  | -126.08 | #DIV/0! | #DIV/0! | 49.5 | 3 | #DIV/0! | 1 | #DIV/0! | #DIV/0! |  |  | 1
0 | 0 | 0 | 0 | 1 | 1 | 18:02 | 10308 |  | 146.7315 | 431.508 | 431.508 | 49.8789 | 49.8789 | 3.5527e-16 | 0 | 431.508 |  | -125.8754 | #DIV/0! | #DIV/0! | 49.5 | 3 | #DIV/0! | 1 | #DIV/0! | #DIV/0! |  |  | 1
0 | 0 | 0 | 0 | 1 | 1 | 18:02 | 10312 |  | 146.5268 | 431.7127 | 431.7127 | 49.8789 | 49.8789 | 3.5527e-16 | 0 | 431.7127 |  | -125.6707 | #DIV/0! | #DIV/0! | 49.5 | 3 | #DIV/0! | 1 | #DIV/0! | #DIV/0! |  |  | 1
0 | 0 | 0 | 0 | 1 | 1 | 18:03 | 10316 |  | 146.3221 | 431.9174 | 431.9174 | 49.8789 | 49.8789 | 3.5527e-16 | 0 | 431.9174 |  | -125.466 | #DIV/0! | #DIV/0! | 49.5 | 3 | #DIV/0! | 1 | #DIV/0! | #DIV/0! |  |  | 1
0 | 0 | 0 | 0 | 1 | 1 | 18:03 | 10320 |  | 146.1175 | 432.122 | 432.122 | 49.8789 | 49.8789 | 3.5527e-16 | 0 | 432.122 |  | -125.2614 | #DIV/0! | #DIV/0! | 49.5 | 3 | #DIV/0! | 1 | #DIV/0! | #DIV/0! |  |  | 1
0 | 0 | 0 | 0 | 1 | 1 | 18:03 | 10324 |  | 145.9128 | 432.3267 | 432.3267 | 49.8789 | 49.8789 | 3.5527e-16 | 0 | 432.3267 |  | -125.0567 | #DIV/0! | #DIV/0! | 49.5 | 3 | #DIV/0! | 1 | #DIV/0! | #DIV/0! |  |  | 1
0 | 0 | 0 | 0 | 1 | 1 | 18:03 | 10328 |  | 145.7081 | 432.5314 | 432.5314 | 49.8789 | 49.8789 | 3.5527e-16 | 0 | 432.5314 |  | -124.852 | #DIV/0! | #DIV/0! | 49.5 | 3 | #DIV/0! | 1 | #DIV/0! | #DIV/0! |  |  | 1
0 | 0 | 0 | 0 | 1 | 1 | 18:03 | 10332 |  | 145.5035 | 432.736 | 432.736 | 49.8789 | 49.8789 | 3.5527e-16 | 0 | 432.736 |  | -124.6474 | #DIV/0! | #DIV/0! | 49.5 | 3 | #DIV/0! | 1 | #DIV/0! | #DIV/0! |  |  | 1
0 | 0 | 0 | 0 | 1 | 1 | 18:03 | 10336 |  | 145.2988 | 432.9407 | 432.9407 | 49.8789 | 49.8789 | 3.5527e-16 | 0 | 432.9407 |  | -124.4427 | #DIV/0! | #DIV/0! | 49.5 | 3 | #DIV/0! | 1 | #DIV/0! | #DIV/0! |  |  | 1
0 | 0 | 0 | 0 | 1 | 1 | 18:03 | 10340 |  | 145.0941 | 433.1454 | 433.1454 | 49.8789 | 49.8789 | 3.5527e-16 | 0 | 433.1454 |  | -124.238 | #DIV/0! | #DIV/0! | 49.5 | 3 | #DIV/0! | 1 | #DIV/0! | #DIV/0! |  |  | 1
0 | 0 | 0 | 0 | 1 | 1 | 18:03 | 10344 |  | 144.8895 | 433.35 | 433.35 | 49.8789 | 49.8789 | 3.5527e-16 | 0 | 433.35 |  | -124.0334 | #DIV/0! | #DIV/0! | 49.5 | 3 | #DIV/0! | 1 | #DIV/0! | #DIV/0! |  |  | 1
0 | 0 | 0 | 0 | 1 | 1 | 18:03 | 10348 |  | 144.6848 | 433.5547 | 433.5547 | 49.8789 | 49.8789 | 3.5527e-16 | 0 | 433.5547 |  | -123.8287 | #DIV/0! | #DIV/0! | 49.5 | 3 | #DIV/0! | 1 | #DIV/0! | #DIV/0! |  |  | 1
0 | 0 | 0 | 0 | 1 | 1 | 18:03 | 10352 |  | 144.4801 | 433.7594 | 433.7594 | 49.8789 | 49.8789 | 3.5527e-16 | 0 | 433.7594 |  | -123.624 | #DIV/0! | #DIV/0! | 49.5 | 3 | #DIV/0! | 1 | #DIV/0! | #DIV/0! |  |  | 1
0 | 0 | 0 | 0 | 1 | 1 | 18:03 | 10356 |  | 144.2755 | 433.964 | 433.964 | 49.8789 | 49.8789 | 3.5527e-16 | 0 | 433.964 |  | -123.4194 | #DIV/0! | #DIV/0! | 49.5 | 3 | #DIV/0! | 1 | #DIV/0! | #DIV/0! |  |  | 1
0 | 0 | 0 | 0 | 1 | 1 | 18:03 | 10360 |  | 144.0708 | 434.1687 | 434.1687 | 49.8789 | 49.8789 | 3.5527e-16 | 0 | 434.1687 |  | -123.2147 | #DIV/0! | #DIV/0! | 49.5 | 3 | #DIV/0! | 1 | #DIV/0! | #DIV/0! |  |  | 1
0 | 0 | 0 | 0 | 1 | 1 | 18:03 | 10364 |  | 143.8661 | 434.3734 | 434.3734 | 49.8789 | 49.8789 | 3.5527e-16 | 0 | 434.3734 |  | -123.01 | #DIV/0! | #DIV/0! | 49.5 | 3 | #DIV/0! | 1 | #DIV/0! | #DIV/0! |  |  | 1
0 | 0 | 0 | 0 | 1 | 1 | 18:03 | 10368 |  | 143.6615 | 434.578 | 434.578 | 49.8789 | 49.8789 | 3.5527e-16 | 0 | 434.578 |  | -122.8054 | #DIV/0! | #DIV/0! | 49.5 | 3 | #DIV/0! | 1 | #DIV/0! | #DIV/0! |  |  | 1
0 | 0 | 0 | 0 | 1 | 1 | 18:03 | 10372 |  | 143.4568 | 434.7827 | 434.7827 | 49.8789 | 49.8789 | 3.5527e-16 | 0 | 434.7827 |  | -122.6007 | #DIV/0! | #DIV/0! | 49.5 | 3 | #DIV/0! | 1 | #DIV/0! | #DIV/0! |  |  | 1
0 | 0 | 0 | 0 | 1 | 1 | 18:04 | 10376 |  | 143.2521 | 434.9874 | 434.9874 | 49.8789 | 49.8789 | 3.5527e-16 | 0 | 434.9874 |  | -122.396 | #DIV/0! | #DIV/0! | 49.5 | 3 | #DIV/0! | 1 | #DIV/0! | #DIV/0! |  |  | 1
0 | 0 | 0 | 0 | 1 | 1 | 18:04 | 10380 |  | 143.0475 | 435.192 | 435.192 | 49.8789 | 49.8789 | 3.5527e-16 | 0 | 435.192 |  | -122.1914 | #DIV/0! | #DIV/0! | 49.5 | 3 | #DIV/0! | 1 | #DIV/0! | #DIV/0! |  |  | 1
0 | 0 | 0 | 0 | 1 | 1 | 18:04 | 10384 |  | 142.8428 | 435.3967 | 435.3967 | 49.8789 | 49.8789 | 3.5527e-16 | 0 | 435.3967 |  | -121.9867 | #DIV/0! | #DIV/0! | 49.5 | 3 | #DIV/0! | 1 | #DIV/0! | #DIV/0! |  |  | 1
0 | 0 | 0 | 0 | 1 | 1 | 18:04 | 10388 |  | 142.6381 | 435.6014 | 435.6014 | 49.8789 | 49.8789 | 3.5527e-16 | 0 | 435.6014 |  | -121.782 | #DIV/0! | #DIV/0! | 49.5 | 3 | #DIV/0! | 1 | #DIV/0! | #DIV/0! |  |  | 1
0 | 0 | 0 | 0 | 1 | 1 | 18:04 | 10392 |  | 142.4335 | 435.806 | 435.806 | 49.8789 | 49.8789 | 3.5527e-16 | 0 | 435.806 |  | -121.5774 | #DIV/0! | #DIV/0! | 49.5 | 3 | #DIV/0! | 1 | #DIV/0! | #DIV/0! |  |  | 1
0 | 0 | 0 | 0 | 1 | 1 | 18:04 | 10396 |  | 142.2288 | 436.0107 | 436.0107 | 49.8789 | 49.8789 | 3.5527e-16 | 0 | 436.0107 |  | -121.3727 | #DIV/0! | #DIV/0! | 49.5 | 3 | #DIV/0! | 1 | #DIV/0! | #DIV/0! |  |  | 1
0 | 0 | 0 | 0 | 1 | 1 | 18:04 | 10400 |  | 142.0241 | 436.2154 | 436.2154 | 49.8789 | 49.8789 | 3.5527e-16 | 0 | 436.2154 |  | -121.168 | #DIV/0! | #DIV/0! | 49.5 | 3 | #DIV/0! | 1 | #DIV/0! | #DIV/0! |  |  | 1
0 | 0 | 0 | 0 | 1 | 1 | 18:04 | 10404 |  | 141.8195 | 436.42 | 436.42 | 49.8789 | 49.8789 | 3.5527e-16 | 0 | 436.42 |  | -120.9634 | #DIV/0! | #DIV/0! | 49.5 | 3 | #DIV/0! | 1 | #DIV/0! | #DIV/0! |  |  | 1
0 | 0 | 0 | 0 | 1 | 1 | 18:04 | 10408 |  | 141.6148 | 436.6247 | 436.6247 | 49.8789 | 49.8789 | 3.5527e-16 | 0 | 436.6247 |  | -120.7587 | #DIV/0! | #DIV/0! | 49.5 | 3 | #DIV/0! | 1 | #DIV/0! | #DIV/0! |  |  | 1
0 | 0 | 0 | 0 | 1 | 1 | 18:04 | 10412 |  | 141.4101 | 436.8294 | 436.8294 | 49.8789 | 49.8789 | 3.5527e-16 | 0 | 436.8294 |  | -120.554 | #DIV/0! | #DIV/0! | 49.5 | 3 | #DIV/0! | 1 | #DIV/0! | #DIV/0! |  |  | 1
0 | 0 | 0 | 0 | 1 | 1 | 18:04 | 10416 |  | 141.2055 | 437.034 | 437.034 | 49.8789 | 49.8789 | 3.5527e-16 | 0 | 437.034 |  | -120.3494 | #DIV/0! | #DIV/0! | 49.5 | 3 | #DIV/0! | 1 | #DIV/0! | #DIV/0! |  |  | 1
0 | 0 | 0 | 0 | 1 | 1 | 18:04 | 10420 |  | 141.0008 | 437.2387 | 437.2387 | 49.8789 | 49.8789 | 3.5527e-16 | 0 | 437.2387 |  | -120.1447 | #DIV/0! | #DIV/0! | 49.5 | 3 | #DIV/0! | 1 | #DIV/0! | #DIV/0! |  |  | 1
0 | 0 | 0 | 0 | 1 | 1 | 18:04 | 10424 |  | 140.7961 | 437.4434 | 437.4434 | 49.8789 | 49.8789 | 3.5527e-16 | 0 | 437.4434 |  | -119.94 | #DIV/0! | #DIV/0! | 49.5 | 3 | #DIV/0! | 1 | #DIV/0! | #DIV/0! |  |  | 1
0 | 0 | 0 | 0 | 1 | 1 | 18:04 | 10428 |  | 140.5915 | 437.648 | 437.648 | 49.8789 | 49.8789 | 3.5527e-16 | 0 | 437.648 |  | -119.7354 | #DIV/0! | #DIV/0! | 49.5 | 3 | #DIV/0! | 1 | #DIV/0! | #DIV/0! |  |  | 1
0 | 0 | 0 | 0 | 1 | 1 | 18:04 | 10432 |  | 140.3868 | 437.8527 | 437.8527 | 49.8789 | 49.8789 | 3.5527e-16 | 0 | 437.8527 |  | -119.5307 | #DIV/0! | #DIV/0! | 49.5 | 3 | #DIV/0! | 1 | #DIV/0! | #DIV/0! |  |  | 1
0 | 0 | 0 | 0 | 1 | 1 | 18:05 | 10436 |  | 140.1821 | 438.0574 | 438.0574 | 49.8789 | 49.8789 | 3.5527e-16 | 0 | 438.0574 |  | -119.326 | #DIV/0! | #DIV/0! | 49.5 | 3 | #DIV/0! | 1 | #DIV/0! | #DIV/0! |  |  | 1
0 | 0 | 0 | 0 | 1 | 1 | 18:05 | 10440 |  | 139.9775 | 438.262 | 438.262 | 49.8789 | 49.8789 | 3.5527e-16 | 0 | 438.262 |  | -119.1214 | #DIV/0! | #DIV/0! | 49.5 | 3 | #DIV/0! | 1 | #DIV/0! | #DIV/0! |  |  | 1
0 | 0 | 0 | 0 | 1 | 1 | 18:05 | 10444 |  | 139.7728 | 438.4667 | 438.4667 | 49.8789 | 49.8789 | 3.5527e-16 | 0 | 438.4667 |  | -118.9167 | #DIV/0! | #DIV/0! | 49.5 | 3 | #DIV/0! | 1 | #DIV/0! | #DIV/0! |  |  | 1
0 | 0 | 0 | 0 | 1 | 1 | 18:05 | 10448 |  | 139.5681 | 438.6714 | 438.6714 | 49.8789 | 49.8789 | 3.5527e-16 | 0 | 438.6714 |  | -118.712 | #DIV/0! | #DIV/0! | 49.5 | 3 | #DIV/0! | 1 | #DIV/0! | #DIV/0! |  |  | 1
0 | 0 | 0 | 0 | 1 | 1 | 18:05 | 10452 |  | 139.3635 | 438.876 | 438.876 | 49.8789 | 49.8789 | 3.5527e-16 | 0 | 438.876 |  | -118.5074 | #DIV/0! | #DIV/0! | 49.5 | 3 | #DIV/0! | 1 | #DIV/0! | #DIV/0! |  |  | 1
0 | 0 | 0 | 0 | 1 | 1 | 18:05 | 10456 |  | 139.1588 | 439.0807 | 439.0807 | 49.8789 | 49.8789 | 3.5527e-16 | 0 | 439.0807 |  | -118.3027 | #DIV/0! | #DIV/0! | 49.5 | 3 | #DIV/0! | 1 | #DIV/0! | #DIV/0! |  |  | 1
0 | 0 | 0 | 0 | 1 | 1 | 18:05 | 10460 |  | 138.9541 | 439.2854 | 439.2854 | 49.8789 | 49.8789 | 3.5527e-16 | 0 | 439.2854 |  | -118.098 | #DIV/0! | #DIV/0! | 49.5 | 3 | #DIV/0! | 1 | #DIV/0! | #DIV/0! |  |  | 1
0 | 0 | 0 | 0 | 1 | 1 | 18:05 | 10464 |  | 138.7495 | 439.49 | 439.49 | 49.8789 | 49.8789 | 3.5527e-16 | 0 | 439.49 |  | -117.8934 | #DIV/0! | #DIV/0! | 49.5 | 3 | #DIV/0! | 1 | #DIV/0! | #DIV/0! |  |  | 1
0 | 0 | 0 | 0 | 1 | 1 | 18:05 | 10468 |  | 138.5448 | 439.6947 | 439.6947 | 49.8789 | 49.8789 | 3.5527e-16 | 0 | 439.6947 |  | -117.6887 | #DIV/0! | #DIV/0! | 49.5 | 3 | #DIV/0! | 1 | #DIV/0! | #DIV/0! |  |  | 1
0 | 0 | 0 | 0 | 1 | 1 | 18:05 | 10472 |  | 138.3401 | 439.8994 | 439.8994 | 49.8789 | 49.8789 | 3.5527e-16 | 0 | 439.8994 |  | -117.484 | #DIV/0! | #DIV/0! | 49.5 | 3 | #DIV/0! | 1 | #DIV/0! | #DIV/0! |  |  | 1
0 | 0 | 0 | 0 | 1 | 1 | 18:05 | 10476 |  | 138.1355 | 440.104 | 440.104 | 49.8789 | 49.8789 | 3.5527e-16 | 0 | 440.104 |  | -117.2794 | #DIV/0! | #DIV/0! | 49.5 | 3 | #DIV/0! | 1 | #DIV/0! | #DIV/0! |  |  | 1
0 | 0 | 0 | 0 | 1 | 1 | 18:05 | 10480 |  | 137.9308 | 440.3087 | 440.3087 | 49.8789 | 49.8789 | 3.5527e-16 | 0 | 440.3087 |  | -117.0747 | #DIV/0! | #DIV/0! | 49.5 | 3 | #DIV/0! | 1 | #DIV/0! | #DIV/0! |  |  | 1
0 | 0 | 0 | 0 | 1 | 1 | 18:05 | 10484 |  | 137.7261 | 440.5133 | 440.5133 | 49.8789 | 49.8789 | 3.5527e-16 | 0 | 440.5133 |  | -116.87 | #DIV/0! | #DIV/0! | 49.5 | 3 | #DIV/0! | 1 | #DIV/0! | #DIV/0! |  |  | 1
0 | 0 | 0 | 0 | 1 | 1 | 18:05 | 10488 |  | 137.5215 | 440.718 | 440.718 | 49.8789 | 49.8789 | 3.5527e-16 | 0 | 440.718 |  | -116.6654 | #DIV/0! | #DIV/0! | 49.5 | 3 | #DIV/0! | 1 | #DIV/0! | #DIV/0! |  |  | 1
0 | 0 | 0 | 0 | 1 | 1 | 18:05 | 10492 |  | 137.3168 | 440.9227 | 440.9227 | 49.8789 | 49.8789 | 3.5527e-16 | 0 | 440.9227 |  | -116.4607 | #DIV/0! | #DIV/0! | 49.5 | 3 | #DIV/0! | 1 | #DIV/0! | #DIV/0! |  |  | 1
0 | 0 | 0 | 0 | 1 | 1 | 18:06 | 10496 |  | 137.1121 | 441.1273 | 441.1273 | 49.8789 | 49.8789 | 3.5527e-16 | 0 | 441.1273 |  | -116.2561 | #DIV/0! | #DIV/0! | 49.5 | 3 | #DIV/0! | 1 | #DIV/0! | #DIV/0! |  |  | 1
0 | 0 | 0 | 0 | 1 | 1 | 18:06 | 10500 |  | 136.9075 | 441.332 | 441.332 | 49.8789 | 49.8789 | 3.5527e-16 | 0 | 441.332 |  | -116.0514 | #DIV/0! | #DIV/0! | 49.5 | 3 | #DIV/0! | 1 | #DIV/0! | #DIV/0! |  |  | 1
0 | 0 | 0 | 0 | 1 | 1 | 18:06 | 10504 |  | 136.7028 | 441.5367 | 441.5367 | 49.8789 | 49.8789 | 3.5527e-16 | 0 | 441.5367 |  | -115.8467 | #DIV/0! | #DIV/0! | 49.5 | 3 | #DIV/0! | 1 | #DIV/0! | #DIV/0! |  |  | 1
0 | 0 | 0 | 0 | 1 | 1 | 18:06 | 10508 |  | 136.4981 | 441.7413 | 441.7413 | 49.8789 | 49.8789 | 3.5527e-16 | 0 | 441.7413 |  | -115.6421 | #DIV/0! | #DIV/0! | 49.5 | 3 | #DIV/0! | 1 | #DIV/0! | #DIV/0! |  |  | 1
0 | 0 | 0 | 0 | 1 | 1 | 18:06 | 10512 |  | 136.2935 | 441.946 | 441.946 | 49.8789 | 49.8789 | 3.5527e-16 | 0 | 441.946 |  | -115.4374 | #DIV/0! | #DIV/0! | 49.5 | 3 | #DIV/0! | 1 | #DIV/0! | #DIV/0! |  |  | 1
0 | 0 | 0 | 0 | 1 | 1 | 18:06 | 10516 |  | 136.0888 | 442.1507 | 442.1507 | 49.8789 | 49.8789 | 3.5527e-16 | 0 | 442.1507 |  | -115.2327 | #DIV/0! | #DIV/0! | 49.5 | 3 | #DIV/0! | 1 | #DIV/0! | #DIV/0! |  |  | 1
0 | 0 | 0 | 0 | 1 | 1 | 18:06 | 10520 |  | 135.8841 | 442.3553 | 442.3553 | 49.8789 | 49.8789 | 3.5527e-16 | 0 | 442.3553 |  | -115.0281 | #DIV/0! | #DIV/0! | 49.5 | 3 | #DIV/0! | 1 | #DIV/0! | #DIV/0! |  |  | 1
0 | 0 | 0 | 0 | 1 | 1 | 18:06 | 10524 |  | 135.6795 | 442.56 | 442.56 | 49.8789 | 49.8789 | 3.5527e-16 | 0 | 442.56 |  | -114.8234 | #DIV/0! | #DIV/0! | 49.5 | 3 | #DIV/0! | 1 | #DIV/0! | #DIV/0! |  |  | 1
0 | 0 | 0 | 0 | 1 | 1 | 18:06 | 10528 |  | 135.4748 | 442.7647 | 442.7647 | 49.8789 | 49.8789 | 3.5527e-16 | 0 | 442.7647 |  | -114.6187 | #DIV/0! | #DIV/0! | 49.5 | 3 | #DIV/0! | 1 | #DIV/0! | #DIV/0! |  |  | 1
0 | 0 | 0 | 0 | 1 | 1 | 18:06 | 10532 |  | 135.2701 | 442.9693 | 442.9693 | 49.8789 | 49.8789 | 3.5527e-16 | 0 | 442.9693 |  | -114.4141 | #DIV/0! | #DIV/0! | 49.5 | 3 | #DIV/0! | 1 | #DIV/0! | #DIV/0! |  |  | 1
0 | 0 | 0 | 0 | 1 | 1 | 18:06 | 10536 |  | 135.0655 | 443.174 | 443.174 | 49.8789 | 49.8789 | 3.5527e-16 | 0 | 443.174 |  | -114.2094 | #DIV/0! | #DIV/0! | 49.5 | 3 | #DIV/0! | 1 | #DIV/0! | #DIV/0! |  |  | 1
0 | 0 | 0 | 0 | 1 | 1 | 18:06 | 10540 |  | 134.8608 | 443.3787 | 443.3787 | 49.8789 | 49.8789 | 3.5527e-16 | 0 | 443.3787 |  | -114.0047 | #DIV/0! | #DIV/0! | 49.5 | 3 | #DIV/0! | 1 | #DIV/0! | #DIV/0! |  |  | 1
0 | 0 | 0 | 0 | 1 | 1 | 18:06 | 10544 |  | 134.6561 | 443.5833 | 443.5833 | 49.8789 | 49.8789 | 3.5527e-16 | 0 | 443.5833 |  | -113.8001 | #DIV/0! | #DIV/0! | 49.5 | 3 | #DIV/0! | 1 | #DIV/0! | #DIV/0! |  |  | 1
0 | 0 | 0 | 0 | 1 | 1 | 18:06 | 10548 |  | 134.4515 | 443.788 | 443.788 | 49.8789 | 49.8789 | 3.5527e-16 | 0 | 443.788 |  | -113.5954 | #DIV/0! | #DIV/0! | 49.5 | 3 | #DIV/0! | 1 | #DIV/0! | #DIV/0! |  |  | 1
0 | 0 | 0 | 0 | 1 | 1 | 18:06 | 10552 |  | 134.2468 | 443.9927 | 443.9927 | 49.8789 | 49.8789 | 3.5527e-16 | 0 | 443.9927 |  | -113.3907 | #DIV/0! | #DIV/0! | 49.5 | 3 | #DIV/0! | 1 | #DIV/0! | #DIV/0! |  |  | 1
0 | 0 | 0 | 0 | 1 | 1 | 18:07 | 10556 |  | 134.0421 | 444.1973 | 444.1973 | 49.8789 | 49.8789 | 3.5527e-16 | 0 | 444.1973 |  | -113.1861 | #DIV/0! | #DIV/0! | 49.5 | 3 | #DIV/0! | 1 | #DIV/0! | #DIV/0! |  |  | 1
0 | 0 | 0 | 0 | 1 | 1 | 18:07 | 10560 |  | 133.8375 | 444.402 | 444.402 | 49.8789 | 49.8789 | 3.5527e-16 | 0 | 444.402 |  | -112.9814 | #DIV/0! | #DIV/0! | 49.5 | 3 | #DIV/0! | 1 | #DIV/0! | #DIV/0! |  |  | 1
0 | 0 | 0 | 0 | 1 | 1 | 18:07 | 10564 |  | 133.6328 | 444.6067 | 444.6067 | 49.8789 | 49.8789 | 3.5527e-16 | 0 | 444.6067 |  | -112.7767 | #DIV/0! | #DIV/0! | 49.5 | 3 | #DIV/0! | 1 | #DIV/0! | #DIV/0! |  |  | 1
0 | 0 | 0 | 0 | 1 | 1 | 18:07 | 10568 |  | 133.4281 | 444.8113 | 444.8113 | 49.8789 | 49.8789 | 3.5527e-16 | 0 | 444.8113 |  | -112.5721 | #DIV/0! | #DIV/0! | 49.5 | 3 | #DIV/0! | 1 | #DIV/0! | #DIV/0! |  |  | 1
0 | 0 | 0 | 0 | 1 | 1 | 18:07 | 10572 |  | 133.2235 | 445.016 | 445.016 | 49.8789 | 49.8789 | 3.5527e-16 | 0 | 445.016 |  | -112.3674 | #DIV/0! | #DIV/0! | 49.5 | 3 | #DIV/0! | 1 | #DIV/0! | #DIV/0! |  |  | 1
0 | 0 | 0 | 0 | 1 | 1 | 18:07 | 10576 |  | 133.0188 | 445.2207 | 445.2207 | 49.8789 | 49.8789 | 3.5527e-16 | 0 | 445.2207 |  | -112.1627 | #DIV/0! | #DIV/0! | 49.5 | 3 | #DIV/0! | 1 | #DIV/0! | #DIV/0! |  |  | 1
0 | 0 | 0 | 0 | 1 | 1 | 18:07 | 10580 |  | 132.8141 | 445.4253 | 445.4253 | 49.8789 | 49.8789 | 3.5527e-16 | 0 | 445.4253 |  | -111.9581 | #DIV/0! | #DIV/0! | 49.5 | 3 | #DIV/0! | 1 | #DIV/0! | #DIV/0! |  |  | 1
0 | 0 | 0 | 0 | 1 | 1 | 18:07 | 10584 |  | 132.6095 | 445.63 | 445.63 | 49.8789 | 49.8789 | 3.5527e-16 | 0 | 445.63 |  | -111.7534 | #DIV/0! | #DIV/0! | 49.5 | 3 | #DIV/0! | 1 | #DIV/0! | #DIV/0! |  |  | 1
0 | 0 | 0 | 0 | 1 | 1 | 18:07 | 10588 |  | 132.4048 | 445.8347 | 445.8347 | 49.8789 | 49.8789 | 3.5527e-16 | 0 | 445.8347 |  | -111.5487 | #DIV/0! | #DIV/0! | 49.5 | 3 | #DIV/0! | 1 | #DIV/0! | #DIV/0! |  |  | 1
0 | 0 | 0 | 0 | 1 | 1 | 18:07 | 10592 |  | 132.2001 | 446.0393 | 446.0393 | 49.8789 | 49.8789 | 3.5527e-16 | 0 | 446.0393 |  | -111.3441 | #DIV/0! | #DIV/0! | 49.5 | 3 | #DIV/0! | 1 | #DIV/0! | #DIV/0! |  |  | 1
0 | 0 | 0 | 0 | 1 | 1 | 18:07 | 10596 |  | 131.9955 | 446.244 | 446.244 | 49.8789 | 49.8789 | 3.5527e-16 | 0 | 446.244 |  | -111.1394 | #DIV/0! | #DIV/0! | 49.5 | 3 | #DIV/0! | 1 | #DIV/0! | #DIV/0! |  |  | 1
0 | 0 | 0 | 0 | 1 | 1 | 18:07 | 10600 |  | 131.7908 | 446.4487 | 446.4487 | 49.8789 | 49.8789 | 3.5527e-16 | 0 | 446.4487 |  | -110.9347 | #DIV/0! | #DIV/0! | 49.5 | 3 | #DIV/0! | 1 | #DIV/0! | #DIV/0! |  |  | 1
0 | 0 | 0 | 0 | 1 | 1 | 18:07 | 10604 |  | 131.5861 | 446.6533 | 446.6533 | 49.8789 | 49.8789 | 3.5527e-16 | 0 | 446.6533 |  | -110.7301 | #DIV/0! | #DIV/0! | 49.5 | 3 | #DIV/0! | 1 | #DIV/0! | #DIV/0! |  |  | 1
0 | 0 | 0 | 0 | 1 | 1 | 18:07 | 10608 |  | 131.3815 | 446.858 | 446.858 | 49.8789 | 49.8789 | 3.5527e-16 | 0 | 446.858 |  | -110.5254 | #DIV/0! | #DIV/0! | 49.5 | 3 | #DIV/0! | 1 | #DIV/0! | #DIV/0! |  |  | 1
0 | 0 | 0 | 0 | 1 | 1 | 18:07 | 10612 |  | 131.1768 | 447.0627 | 447.0627 | 49.8789 | 49.8789 | 3.5527e-16 | 0 | 447.0627 |  | -110.3207 | #DIV/0! | #DIV/0! | 49.5 | 3 | #DIV/0! | 1 | #DIV/0! | #DIV/0! |  |  | 1
0 | 0 | 0 | 0 | 1 | 1 | 18:08 | 10616 |  | 130.9722 | 447.2673 | 447.2673 | 49.8789 | 49.8789 | 3.5527e-16 | 0 | 447.2673 |  | -110.1161 | #DIV/0! | #DIV/0! | 49.5 | 3 | #DIV/0! | 1 | #DIV/0! | #DIV/0! |  |  | 1
0 | 0 | 0 | 0 | 1 | 1 | 18:08 | 10620 |  | 130.7675 | 447.472 | 447.472 | 49.8789 | 49.8789 | 3.5527e-16 | 0 | 447.472 |  | -109.9114 | #DIV/0! | #DIV/0! | 49.5 | 3 | #DIV/0! | 1 | #DIV/0! | #DIV/0! |  |  | 1
0 | 0 | 0 | 0 | 1 | 1 | 18:08 | 10624 |  | 130.5628 | 447.6767 | 447.6767 | 49.8789 | 49.8789 | 3.5527e-16 | 0 | 447.6767 |  | -109.7067 | #DIV/0! | #DIV/0! | 49.5 | 3 | #DIV/0! | 1 | #DIV/0! | #DIV/0! |  |  | 1
0 | 0 | 0 | 0 | 1 | 1 | 18:08 | 10628 |  | 130.3582 | 447.8813 | 447.8813 | 49.8789 | 49.8789 | 3.5527e-16 | 0 | 447.8813 |  | -109.5021 | #DIV/0! | #DIV/0! | 49.5 | 3 | #DIV/0! | 1 | #DIV/0! | #DIV/0! |  |  | 1
0 | 0 | 0 | 0 | 1 | 1 | 18:08 | 10632 |  | 130.1535 | 448.086 | 448.086 | 49.8789 | 49.8789 | 3.5527e-16 | 0 | 448.086 |  | -109.2974 | #DIV/0! | #DIV/0! | 49.5 | 3 | #DIV/0! | 1 | #DIV/0! | #DIV/0! |  |  | 1
0 | 0 | 0 | 0 | 1 | 1 | 18:08 | 10636 |  | 129.9488 | 448.2907 | 448.2907 | 49.8789 | 49.8789 | 3.5527e-16 | 0 | 448.2907 |  | -109.0927 | #DIV/0! | #DIV/0! | 49.5 | 3 | #DIV/0! | 1 | #DIV/0! | #DIV/0! |  |  | 1
0 | 0 | 0 | 0 | 1 | 1 | 18:08 | 10640 |  | 129.7442 | 448.4953 | 448.4953 | 49.8789 | 49.8789 | 3.5527e-16 | 0 | 448.4953 |  | -108.8881 | #DIV/0! | #DIV/0! | 49.5 | 3 | #DIV/0! | 1 | #DIV/0! | #DIV/0! |  |  | 1
0 | 0 | 0 | 0 | 1 | 1 | 18:08 | 10644 |  | 129.5395 | 448.7 | 448.7 | 49.8789 | 49.8789 | 3.5527e-16 | 0 | 448.7 |  | -108.6834 | #DIV/0! | #DIV/0! | 49.5 | 3 | #DIV/0! | 1 | #DIV/0! | #DIV/0! |  |  | 1
0 | 0 | 0 | 0 | 1 | 1 | 18:08 | 10648 |  | 129.3348 | 448.9047 | 448.9047 | 49.8789 | 49.8789 | 3.5527e-16 | 0 | 448.9047 |  | -108.4787 | #DIV/0! | #DIV/0! | 49.5 | 3 | #DIV/0! | 1 | #DIV/0! | #DIV/0! |  |  | 1
0 | 0 | 0 | 0 | 1 | 1 | 18:08 | 10652 |  | 129.1302 | 449.1093 | 449.1093 | 49.8789 | 49.8789 | 3.5527e-16 | 0 | 449.1093 |  | -108.2741 | #DIV/0! | #DIV/0! | 49.5 | 3 | #DIV/0! | 1 | #DIV/0! | #DIV/0! |  |  | 1
0 | 0 | 0 | 0 | 1 | 1 | 18:08 | 10656 |  | 128.9255 | 449.314 | 449.314 | 49.8789 | 49.8789 | 3.5527e-16 | 0 | 449.314 |  | -108.0694 | #DIV/0! | #DIV/0! | 49.5 | 3 | #DIV/0! | 1 | #DIV/0! | #DIV/0! |  |  | 1
0 | 0 | 0 | 0 | 1 | 1 | 18:08 | 10660 |  | 128.7208 | 449.5187 | 449.5187 | 49.8789 | 49.8789 | 3.5527e-16 | 0 | 449.5187 |  | -107.8647 | #DIV/0! | #DIV/0! | 49.5 | 3 | #DIV/0! | 1 | #DIV/0! | #DIV/0! |  |  | 1
0 | 0 | 0 | 0 | 1 | 1 | 18:08 | 10664 |  | 128.5162 | 449.7233 | 449.7233 | 49.8789 | 49.8789 | 3.5527e-16 | 0 | 449.7233 |  | -107.6601 | #DIV/0! | #DIV/0! | 49.5 | 3 | #DIV/0! | 1 | #DIV/0! | #DIV/0! |  |  | 1
0 | 0 | 0 | 0 | 1 | 1 | 18:08 | 10668 |  | 128.3115 | 449.928 | 449.928 | 49.8789 | 49.8789 | 3.5527e-16 | 0 | 449.928 |  | -107.4554 | #DIV/0! | #DIV/0! | 49.5 | 3 | #DIV/0! | 1 | #DIV/0! | #DIV/0! |  |  | 1
0 | 0 | 0 | 0 | 1 | 1 | 18:08 | 10672 |  | 128.1068 | 450.1327 | 450.1327 | 49.8789 | 49.8789 | 3.5527e-16 | 0 | 450.1327 |  | -107.2507 | #DIV/0! | #DIV/0! | 49.5 | 3 | #DIV/0! | 1 | #DIV/0! | #DIV/0! |  |  | 1
0 | 0 | 0 | 0 | 1 | 1 | 18:09 | 10676 |  | 127.9022 | 450.3373 | 450.3373 | 49.8789 | 49.8789 | 3.5527e-16 | 0 | 450.3373 |  | -107.0461 | #DIV/0! | #DIV/0! | 49.5 | 3 | #DIV/0! | 1 | #DIV/0! | #DIV/0! |  |  | 1
0 | 0 | 0 | 0 | 1 | 1 | 18:09 | 10680 |  | 127.6975 | 450.542 | 450.542 | 49.8789 | 49.8789 | 3.5527e-16 | 0 | 450.542 |  | -106.8414 | #DIV/0! | #DIV/0! | 49.5 | 3 | #DIV/0! | 1 | #DIV/0! | #DIV/0! |  |  | 1
0 | 0 | 0 | 0 | 1 | 1 | 18:09 | 10684 |  | 127.4928 | 450.7467 | 450.7467 | 49.8789 | 49.8789 | 3.5527e-16 | 0 | 450.7467 |  | -106.6367 | #DIV/0! | #DIV/0! | 49.5 | 3 | #DIV/0! | 1 | #DIV/0! | #DIV/0! |  |  | 1
0 | 0 | 0 | 0 | 1 | 1 | 18:09 | 10688 |  | 127.2882 | 450.9513 | 450.9513 | 49.8789 | 49.8789 | 3.5527e-16 | 0 | 450.9513 |  | -106.4321 | #DIV/0! | #DIV/0! | 49.5 | 3 | #DIV/0! | 1 | #DIV/0! | #DIV/0! |  |  | 1
0 | 0 | 0 | 0 | 1 | 1 | 18:09 | 10692 |  | 127.0835 | 451.156 | 451.156 | 49.8789 | 49.8789 | 3.5527e-16 | 0 | 451.156 |  | -106.2274 | #DIV/0! | #DIV/0! | 49.5 | 3 | #DIV/0! | 1 | #DIV/0! | #DIV/0! |  |  | 1
0 | 0 | 0 | 0 | 1 | 1 | 18:09 | 10696 |  | 126.8788 | 451.3607 | 451.3607 | 49.8789 | 49.8789 | 3.5527e-16 | 0 | 451.3607 |  | -106.0227 | #DIV/0! | #DIV/0! | 49.5 | 3 | #DIV/0! | 1 | #DIV/0! | #DIV/0! |  |  | 1
0 | 0 | 0 | 0 | 1 | 1 | 18:09 | 10700 |  | 126.6742 | 451.5653 | 451.5653 | 49.8789 | 49.8789 | 3.5527e-16 | 0 | 451.5653 |  | -105.8181 | #DIV/0! | #DIV/0! | 49.5 | 3 | #DIV/0! | 1 | #DIV/0! | #DIV/0! |  |  | 1
0 | 0 | 0 | 0 | 1 | 1 | 18:09 | 10704 |  | 126.4695 | 451.77 | 451.77 | 49.8789 | 49.8789 | 3.5527e-16 | 0 | 451.77 |  | -105.6134 | #DIV/0! | #DIV/0! | 49.5 | 3 | #DIV/0! | 1 | #DIV/0! | #DIV/0! |  |  | 1
0 | 0 | 0 | 0 | 1 | 1 | 18:09 | 10708 |  | 126.2648 | 451.9747 | 451.9747 | 49.8789 | 49.8789 | 3.5527e-16 | 0 | 451.9747 |  | -105.4087 | #DIV/0! | #DIV/0! | 49.5 | 3 | #DIV/0! | 1 | #DIV/0! | #DIV/0! |  |  | 1
0 | 0 | 0 | 0 | 1 | 1 | 18:09 | 10712 |  | 126.0602 | 452.1793 | 452.1793 | 49.8789 | 49.8789 | 3.5527e-16 | 0 | 452.1793 |  | -105.2041 | #DIV/0! | #DIV/0! | 49.5 | 3 | #DIV/0! | 1 | #DIV/0! | #DIV/0! |  |  | 1
0 | 0 | 0 | 0 | 1 | 1 | 18:09 | 10716 |  | 125.8555 | 452.384 | 452.384 | 49.8789 | 49.8789 | 3.5527e-16 | 0 | 452.384 |  | -104.9994 | #DIV/0! | #DIV/0! | 49.5 | 3 | #DIV/0! | 1 | #DIV/0! | #DIV/0! |  |  | 1
0 | 0 | 0 | 0 | 1 | 1 | 18:09 | 10720 |  | 125.6508 | 452.5887 | 452.5887 | 49.8789 | 49.8789 | 3.5527e-16 | 0 | 452.5887 |  | -104.7947 | #DIV/0! | #DIV/0! | 49.5 | 3 | #DIV/0! | 1 | #DIV/0! | #DIV/0! |  |  | 1
0 | 0 | 0 | 0 | 1 | 1 | 18:09 | 10724 |  | 125.4462 | 452.7933 | 452.7933 | 49.8789 | 49.8789 | 3.5527e-16 | 0 | 452.7933 |  | -104.5901 | #DIV/0! | #DIV/0! | 49.5 | 3 | #DIV/0! | 1 | #DIV/0! | #DIV/0! |  |  | 1
0 | 0 | 0 | 0 | 1 | 1 | 18:09 | 10728 |  | 125.2415 | 452.998 | 452.998 | 49.8789 | 49.8789 | 3.5527e-16 | 0 | 452.998 |  | -104.3854 | #DIV/0! | #DIV/0! | 49.5 | 3 | #DIV/0! | 1 | #DIV/0! | #DIV/0! |  |  | 1
0 | 0 | 0 | 0 | 1 | 1 | 18:09 | 10732 |  | 125.0368 | 453.2027 | 453.2027 | 49.8789 | 49.8789 | 3.5527e-16 | 0 | 453.2027 |  | -104.1807 | #DIV/0! | #DIV/0! | 49.5 | 3 | #DIV/0! | 1 | #DIV/0! | #DIV/0! |  |  | 1
0 | 0 | 0 | 0 | 1 | 1 | 18:10 | 10736 |  | 124.8322 | 453.4073 | 453.4073 | 49.8789 | 49.8789 | 3.5527e-16 | 0 | 453.4073 |  | -103.9761 | #DIV/0! | #DIV/0! | 49.5 | 3 | #DIV/0! | 1 | #DIV/0! | #DIV/0! |  |  | 1
0 | 0 | 0 | 0 | 1 | 1 | 18:10 | 10740 |  | 124.6275 | 453.612 | 453.612 | 49.8789 | 49.8789 | 3.5527e-16 | 0 | 453.612 |  | -103.7714 | #DIV/0! | #DIV/0! | 49.5 | 3 | #DIV/0! | 1 | #DIV/0! | #DIV/0! |  |  | 1
0 | 0 | 0 | 0 | 1 | 1 | 18:10 | 10744 |  | 124.4228 | 453.8167 | 453.8167 | 49.8789 | 49.8789 | 3.5527e-16 | 0 | 453.8167 |  | -103.5667 | #DIV/0! | #DIV/0! | 49.5 | 3 | #DIV/0! | 1 | #DIV/0! | #DIV/0! |  |  | 1
0 | 0 | 0 | 0 | 1 | 1 | 18:10 | 10748 |  | 124.2182 | 454.0213 | 454.0213 | 49.8789 | 49.8789 | 3.5527e-16 | 0 | 454.0213 |  | -103.3621 | #DIV/0! | #DIV/0! | 49.5 | 3 | #DIV/0! | 1 | #DIV/0! | #DIV/0! |  |  | 1
0 | 0 | 0 | 0 | 1 | 1 | 18:10 | 10752 |  | 124.0135 | 454.226 | 454.226 | 49.8789 | 49.8789 | 3.5527e-16 | 0 | 454.226 |  | -103.1574 | #DIV/0! | #DIV/0! | 49.5 | 3 | #DIV/0! | 1 | #DIV/0! | #DIV/0! |  |  | 1
0 | 0 | 0 | 0 | 1 | 1 | 18:10 | 10756 |  | 123.8088 | 454.4307 | 454.4307 | 49.8789 | 49.8789 | 3.5527e-16 | 0 | 454.4307 |  | -102.9527 | #DIV/0! | #DIV/0! | 49.5 | 3 | #DIV/0! | 1 | #DIV/0! | #DIV/0! |  |  | 1
0 | 0 | 0 | 0 | 1 | 1 | 18:10 | 10760 |  | 123.6042 | 454.6353 | 454.6353 | 49.8789 | 49.8789 | 3.5527e-16 | 0 | 454.6353 |  | -102.7481 | #DIV/0! | #DIV/0! | 49.5 | 3 | #DIV/0! | 1 | #DIV/0! | #DIV/0! |  |  | 1
0 | 0 | 0 | 0 | 1 | 1 | 18:10 | 10764 |  | 123.3995 | 454.84 | 454.84 | 49.8789 | 49.8789 | 3.5527e-16 | 0 | 454.84 |  | -102.5434 | #DIV/0! | #DIV/0! | 49.5 | 3 | #DIV/0! | 1 | #DIV/0! | #DIV/0! |  |  | 1
0 | 0 | 0 | 0 | 1 | 1 | 18:10 | 10768 |  | 123.1948 | 455.0447 | 455.0447 | 49.8789 | 49.8789 | 3.5527e-16 | 0 | 455.0447 |  | -102.3387 | #DIV/0! | #DIV/0! | 49.5 | 3 | #DIV/0! | 1 | #DIV/0! | #DIV/0! |  |  | 1
0 | 0 | 0 | 0 | 1 | 1 | 18:10 | 10772 |  | 122.9902 | 455.2493 | 455.2493 | 49.8789 | 49.8789 | 3.5527e-16 | 0 | 455.2493 |  | -102.1341 | #DIV/0! | #DIV/0! | 49.5 | 3 | #DIV/0! | 1 | #DIV/0! | #DIV/0! |  |  | 1
0 | 0 | 0 | 0 | 1 | 1 | 18:10 | 10776 |  | 122.7855 | 455.454 | 455.454 | 49.8789 | 49.8789 | 3.5527e-16 | 0 | 455.454 |  | -101.9294 | #DIV/0! | #DIV/0! | 49.5 | 3 | #DIV/0! | 1 | #DIV/0! | #DIV/0! |  |  | 1
0 | 0 | 0 | 0 | 1 | 1 | 18:10 | 10780 |  | 122.5808 | 455.6587 | 455.6587 | 49.8789 | 49.8789 | 3.5527e-16 | 0 | 455.6587 |  | -101.7247 | #DIV/0! | #DIV/0! | 49.5 | 3 | #DIV/0! | 1 | #DIV/0! | #DIV/0! |  |  | 1
0 | 0 | 0 | 0 | 1 | 1 | 18:10 | 10784 |  | 122.3762 | 455.8633 | 455.8633 | 49.8789 | 49.8789 | 3.5527e-16 | 0 | 455.8633 |  | -101.5201 | #DIV/0! | #DIV/0! | 49.5 | 3 | #DIV/0! | 1 | #DIV/0! | #DIV/0! |  |  | 1
0 | 0 | 0 | 0 | 1 | 1 | 18:10 | 10788 |  | 122.1715 | 456.068 | 456.068 | 49.8789 | 49.8789 | 3.5527e-16 | 0 | 456.068 |  | -101.3154 | #DIV/0! | #DIV/0! | 49.5 | 3 | #DIV/0! | 1 | #DIV/0! | #DIV/0! |  |  | 1
0 | 0 | 0 | 0 | 1 | 1 | 18:10 | 10792 |  | 121.9668 | 456.2727 | 456.2727 | 49.8789 | 49.8789 | 3.5527e-16 | 0 | 456.2727 |  | -101.1107 | #DIV/0! | #DIV/0! | 49.5 | 3 | #DIV/0! | 1 | #DIV/0! | #DIV/0! |  |  | 1
0 | 0 | 0 | 0 | 1 | 1 | 18:11 | 10796 |  | 121.7622 | 456.4773 | 456.4773 | 49.8789 | 49.8789 | 3.5527e-16 | 0 | 456.4773 |  | -100.9061 | #DIV/0! | #DIV/0! | 49.5 | 3 | #DIV/0! | 1 | #DIV/0! | #DIV/0! |  |  | 1
0 | 0 | 0 | 0 | 1 | 1 | 18:11 | 10800 |  | 121.5575 | 456.682 | 456.682 | 49.8789 | 49.8789 | 3.5527e-16 | 0 | 456.682 |  | -100.7014 | #DIV/0! | #DIV/0! | 49.5 | 3 | #DIV/0! | 1 | #DIV/0! | #DIV/0! |  |  | 1
0 | 0 | 0 | 0 | 1 | 1 | 18:11 | 10804 |  | 121.3528 | 456.8867 | 456.8867 | 49.8789 | 49.8789 | 3.5527e-16 | 0 | 456.8867 |  | -100.4967 | #DIV/0! | #DIV/0! | 49.5 | 3 | #DIV/0! | 1 | #DIV/0! | #DIV/0! |  |  | 1
0 | 0 | 0 | 0 | 1 | 1 | 18:11 | 10808 |  | 121.1482 | 457.0913 | 457.0913 | 49.8789 | 49.8789 | 3.5527e-16 | 0 | 457.0913 |  | -100.2921 | #DIV/0! | #DIV/0! | 49.5 | 3 | #DIV/0! | 1 | #DIV/0! | #DIV/0! |  |  | 1
0 | 0 | 0 | 0 | 1 | 1 | 18:11 | 10812 |  | 120.9435 | 457.296 | 457.296 | 49.8789 | 49.8789 | 3.5527e-16 | 0 | 457.296 |  | -100.0874 | #DIV/0! | #DIV/0! | 49.5 | 3 | #DIV/0! | 1 | #DIV/0! | #DIV/0! |  |  | 1
0 | 0 | 0 | 0 | 1 | 1 | 18:11 | 10816 |  | 120.7388 | 457.5007 | 457.5007 | 49.8789 | 49.8789 | 3.5527e-16 | 0 | 457.5007 |  | -99.8827 | #DIV/0! | #DIV/0! | 49.5 | 3 | #DIV/0! | 1 | #DIV/0! | #DIV/0! |  |  | 1
0 | 0 | 0 | 0 | 1 | 1 | 18:11 | 10820 |  | 120.5342 | 457.7053 | 457.7053 | 49.8789 | 49.8789 | 3.5527e-16 | 0 | 457.7053 |  | -99.6781 | #DIV/0! | #DIV/0! | 49.5 | 3 | #DIV/0! | 1 | #DIV/0! | #DIV/0! |  |  | 1
0 | 0 | 0 | 0 | 1 | 1 | 18:11 | 10824 |  | 120.3295 | 457.91 | 457.91 | 49.8789 | 49.8789 | 3.5527e-16 | 0 | 457.91 |  | -99.4734 | #DIV/0! | #DIV/0! | 49.5 | 3 | #DIV/0! | 1 | #DIV/0! | #DIV/0! |  |  | 1
0 | 0 | 0 | 0 | 1 | 1 | 18:11 | 10828 |  | 120.1248 | 458.1147 | 458.1147 | 49.8789 | 49.8789 | 3.5527e-16 | 0 | 458.1147 |  | -99.2687 | #DIV/0! | #DIV/0! | 49.5 | 3 | #DIV/0! | 1 | #DIV/0! | #DIV/0! |  |  | 1
0 | 0 | 0 | 0 | 1 | 1 | 18:11 | 10832 |  | 119.9202 | 458.3193 | 458.3193 | 49.8789 | 49.8789 | 3.5527e-16 | 0 | 458.3193 |  | -99.0641 | #DIV/0! | #DIV/0! | 49.5 | 3 | #DIV/0! | 1 | #DIV/0! | #DIV/0! |  |  | 1
0 | 0 | 0 | 0 | 1 | 1 | 18:11 | 10836 |  | 119.7155 | 458.524 | 458.524 | 49.8789 | 49.8789 | 3.5527e-16 | 0 | 458.524 |  | -98.8594 | #DIV/0! | #DIV/0! | 49.5 | 3 | #DIV/0! | 1 | #DIV/0! | #DIV/0! |  |  | 1
0 | 0 | 0 | 0 | 1 | 1 | 18:11 | 10840 |  | 119.5108 | 458.7287 | 458.7287 | 49.8789 | 49.8789 | 3.5527e-16 | 0 | 458.7287 |  | -98.6547 | #DIV/0! | #DIV/0! | 49.5 | 3 | #DIV/0! | 1 | #DIV/0! | #DIV/0! |  |  | 1
0 | 0 | 0 | 0 | 1 | 1 | 18:11 | 10844 |  | 119.3062 | 458.9333 | 458.9333 | 49.8789 | 49.8789 | 3.5527e-16 | 0 | 458.9333 |  | -98.4501 | #DIV/0! | #DIV/0! | 49.5 | 3 | #DIV/0! | 1 | #DIV/0! | #DIV/0! |  |  | 1
0 | 0 | 0 | 0 | 1 | 1 | 18:11 | 10848 |  | 119.1015 | 459.138 | 459.138 | 49.8789 | 49.8789 | 3.5527e-16 | 0 | 459.138 |  | -98.2454 | #DIV/0! | #DIV/0! | 49.5 | 3 | #DIV/0! | 1 | #DIV/0! | #DIV/0! |  |  | 1
0 | 0 | 0 | 0 | 1 | 1 | 18:11 | 10852 |  | 118.8968 | 459.3427 | 459.3427 | 49.8789 | 49.8789 | 3.5527e-16 | 0 | 459.3427 |  | -98.0407 | #DIV/0! | #DIV/0! | 49.5 | 3 | #DIV/0! | 1 | #DIV/0! | #DIV/0! |  |  | 1
0 | 0 | 0 | 0 | 1 | 1 | 18:12 | 10856 |  | 118.6922 | 459.5473 | 459.5473 | 49.8789 | 49.8789 | 3.5527e-16 | 0 | 459.5473 |  | -97.8361 | #DIV/0! | #DIV/0! | 49.5 | 3 | #DIV/0! | 1 | #DIV/0! | #DIV/0! |  |  | 1
0 | 0 | 0 | 0 | 1 | 1 | 18:12 | 10860 |  | 118.4875 | 459.752 | 459.752 | 49.8789 | 49.8789 | 3.5527e-16 | 0 | 459.752 |  | -97.6314 | #DIV/0! | #DIV/0! | 49.5 | 3 | #DIV/0! | 1 | #DIV/0! | #DIV/0! |  |  | 1
0 | 0 | 0 | 0 | 1 | 1 | 18:12 | 10864 |  | 118.2828 | 459.9567 | 459.9567 | 49.8789 | 49.8789 | 3.5527e-16 | 0 | 459.9567 |  | -97.4267 | #DIV/0! | #DIV/0! | 49.5 | 3 | #DIV/0! | 1 | #DIV/0! | #DIV/0! |  |  | 1
0 | 0 | 0 | 0 | 1 | 1 | 18:12 | 10868 |  | 118.0782 | 460.1613 | 460.1613 | 49.8789 | 49.8789 | 3.5527e-16 | 0 | 460.1613 |  | -97.2221 | #DIV/0! | #DIV/0! | 49.5 | 3 | #DIV/0! | 1 | #DIV/0! | #DIV/0! |  |  | 1
0 | 0 | 0 | 0 | 1 | 1 | 18:12 | 10872 |  | 117.8735 | 460.366 | 460.366 | 49.8789 | 49.8789 | 3.5527e-16 | 0 | 460.366 |  | -97.0174 | #DIV/0! | #DIV/0! | 49.5 | 3 | #DIV/0! | 1 | #DIV/0! | #DIV/0! |  |  | 1
0 | 0 | 0 | 0 | 1 | 1 | 18:12 | 10876 |  | 117.6688 | 460.5707 | 460.5707 | 49.8789 | 49.8789 | 3.5527e-16 | 0 | 460.5707 |  | -96.8127 | #DIV/0! | #DIV/0! | 49.5 | 3 | #DIV/0! | 1 | #DIV/0! | #DIV/0! |  |  | 1
0 | 0 | 0 | 0 | 1 | 1 | 18:12 | 10880 |  | 117.4642 | 460.7753 | 460.7753 | 49.8789 | 49.8789 | 3.5527e-16 | 0 | 460.7753 |  | -96.6081 | #DIV/0! | #DIV/0! | 49.5 | 3 | #DIV/0! | 1 | #DIV/0! | #DIV/0! |  |  | 1
0 | 0 | 0 | 0 | 1 | 1 | 18:12 | 10884 |  | 117.2595 | 460.98 | 460.98 | 49.8789 | 49.8789 | 3.5527e-16 | 0 | 460.98 |  | -96.4034 | #DIV/0! | #DIV/0! | 49.5 | 3 | #DIV/0! | 1 | #DIV/0! | #DIV/0! |  |  | 1
0 | 0 | 0 | 0 | 1 | 1 | 18:12 | 10888 |  | 117.0548 | 461.1847 | 461.1847 | 49.8789 | 49.8789 | 3.5527e-16 | 0 | 461.1847 |  | -96.1987 | #DIV/0! | #DIV/0! | 49.5 | 3 | #DIV/0! | 1 | #DIV/0! | #DIV/0! |  |  | 1
0 | 0 | 0 | 0 | 1 | 1 | 18:12 | 10892 |  | 116.8502 | 461.3893 | 461.3893 | 49.8789 | 49.8789 | 3.5527e-16 | 0 | 461.3893 |  | -95.9941 | #DIV/0! | #DIV/0! | 49.5 | 3 | #DIV/0! | 1 | #DIV/0! | #DIV/0! |  |  | 1
0 | 0 | 0 | 0 | 1 | 1 | 18:12 | 10896 |  | 116.6455 | 461.594 | 461.594 | 49.8789 | 49.8789 | 3.5527e-16 | 0 | 461.594 |  | -95.7894 | #DIV/0! | #DIV/0! | 49.5 | 3 | #DIV/0! | 1 | #DIV/0! | #DIV/0! |  |  | 1
0 | 0 | 0 | 0 | 1 | 1 | 18:12 | 10900 |  | 116.4408 | 461.7987 | 461.7987 | 49.8789 | 49.8789 | 3.5527e-16 | 0 | 461.7987 |  | -95.5847 | #DIV/0! | #DIV/0! | 49.5 | 3 | #DIV/0! | 1 | #DIV/0! | #DIV/0! |  |  | 1
0 | 0 | 0 | 0 | 1 | 1 | 18:12 | 10904 |  | 116.2362 | 462.0033 | 462.0033 | 49.8789 | 49.8789 | 3.5527e-16 | 0 | 462.0033 |  | -95.3801 | #DIV/0! | #DIV/0! | 49.5 | 3 | #DIV/0! | 1 | #DIV/0! | #DIV/0! |  |  | 1
0 | 0 | 0 | 0 | 1 | 1 | 18:12 | 10908 |  | 116.0315 | 462.208 | 462.208 | 49.8789 | 49.8789 | 3.5527e-16 | 0 | 462.208 |  | -95.1754 | #DIV/0! | #DIV/0! | 49.5 | 3 | #DIV/0! | 1 | #DIV/0! | #DIV/0! |  |  | 1
0 | 0 | 0 | 0 | 1 | 1 | 18:12 | 10912 |  | 115.8268 | 462.4127 | 462.4127 | 49.8789 | 49.8789 | 3.5527e-16 | 0 | 462.4127 |  | -94.9707 | #DIV/0! | #DIV/0! | 49.5 | 3 | #DIV/0! | 1 | #DIV/0! | #DIV/0! |  |  | 1
0 | 0 | 0 | 0 | 1 | 1 | 18:13 | 10916 |  | 115.6222 | 462.6173 | 462.6173 | 49.8789 | 49.8789 | 3.5527e-16 | 0 | 462.6173 |  | -94.7661 | #DIV/0! | #DIV/0! | 49.5 | 3 | #DIV/0! | 1 | #DIV/0! | #DIV/0! |  |  | 1
0 | 0 | 0 | 0 | 1 | 1 | 18:13 | 10920 |  | 115.4175 | 462.822 | 462.822 | 49.8789 | 49.8789 | 3.5527e-16 | 0 | 462.822 |  | -94.5614 | #DIV/0! | #DIV/0! | 49.5 | 3 | #DIV/0! | 1 | #DIV/0! | #DIV/0! |  |  | 1
0 | 0 | 0 | 0 | 1 | 1 | 18:13 | 10924 |  | 115.2128 | 463.0267 | 463.0267 | 49.8789 | 49.8789 | 3.5527e-16 | 0 | 463.0267 |  | -94.3567 | #DIV/0! | #DIV/0! | 49.5 | 3 | #DIV/0! | 1 | #DIV/0! | #DIV/0! |  |  | 1
0 | 0 | 0 | 0 | 1 | 1 | 18:13 | 10928 |  | 115.0082 | 463.2313 | 463.2313 | 49.8789 | 49.8789 | 3.5527e-16 | 0 | 463.2313 |  | -94.1521 | #DIV/0! | #DIV/0! | 49.5 | 3 | #DIV/0! | 1 | #DIV/0! | #DIV/0! |  |  | 1
0 | 0 | 0 | 0 | 1 | 1 | 18:13 | 10932 |  | 114.8035 | 463.436 | 463.436 | 49.8789 | 49.8789 | 3.5527e-16 | 0 | 463.436 |  | -93.9474 | #DIV/0! | #DIV/0! | 49.5 | 3 | #DIV/0! | 1 | #DIV/0! | #DIV/0! |  |  | 1
0 | 0 | 0 | 0 | 1 | 1 | 18:13 | 10936 |  | 114.5988 | 463.6407 | 463.6407 | 49.8789 | 49.8789 | 3.5527e-16 | 0 | 463.6407 |  | -93.7427 | #DIV/0! | #DIV/0! | 49.5 | 3 | #DIV/0! | 1 | #DIV/0! | #DIV/0! |  |  | 1
0 | 0 | 0 | 0 | 1 | 1 | 18:13 | 10940 |  | 114.3942 | 463.8453 | 463.8453 | 49.8789 | 49.8789 | 3.5527e-16 | 0 | 463.8453 |  | -93.5381 | #DIV/0! | #DIV/0! | 49.5 | 3 | #DIV/0! | 1 | #DIV/0! | #DIV/0! |  |  | 1
0 | 0 | 0 | 0 | 1 | 1 | 18:13 | 10944 |  | 114.1895 | 464.05 | 464.05 | 49.8789 | 49.8789 | 3.5527e-16 | 0 | 464.05 |  | -93.3334 | #DIV/0! | #DIV/0! | 49.5 | 3 | #DIV/0! | 1 | #DIV/0! | #DIV/0! |  |  | 1
0 | 0 | 0 | 0 | 1 | 1 | 18:13 | 10948 |  | 113.9848 | 464.2547 | 464.2547 | 49.8789 | 49.8789 | 3.5527e-16 | 0 | 464.2547 |  | -93.1287 | #DIV/0! | #DIV/0! | 49.5 | 3 | #DIV/0! | 1 | #DIV/0! | #DIV/0! |  |  | 1
0 | 0 | 0 | 0 | 1 | 1 | 18:13 | 10952 |  | 113.7802 | 464.4593 | 464.4593 | 49.8789 | 49.8789 | 3.5527e-16 | 0 | 464.4593 |  | -92.9241 | #DIV/0! | #DIV/0! | 49.5 | 3 | #DIV/0! | 1 | #DIV/0! | #DIV/0! |  |  | 1
0 | 0 | 0 | 0 | 1 | 1 | 18:13 | 10956 |  | 113.5755 | 464.664 | 464.664 | 49.8789 | 49.8789 | 3.5527e-16 | 0 | 464.664 |  | -92.7194 | #DIV/0! | #DIV/0! | 49.5 | 3 | #DIV/0! | 1 | #DIV/0! | #DIV/0! |  |  | 1
0 | 0 | 0 | 0 | 1 | 1 | 18:13 | 10960 |  | 113.3708 | 464.8687 | 464.8687 | 49.8789 | 49.8789 | 3.5527e-16 | 0 | 464.8687 |  | -92.5147 | #DIV/0! | #DIV/0! | 49.5 | 3 | #DIV/0! | 1 | #DIV/0! | #DIV/0! |  |  | 1
0 | 0 | 0 | 0 | 1 | 1 | 18:13 | 10964 |  | 113.1662 | 465.0733 | 465.0733 | 49.8789 | 49.8789 | 3.5527e-16 | 0 | 465.0733 |  | -92.3101 | #DIV/0! | #DIV/0! | 49.5 | 3 | #DIV/0! | 1 | #DIV/0! | #DIV/0! |  |  | 1
0 | 0 | 0 | 0 | 1 | 1 | 18:13 | 10968 |  | 112.9615 | 465.278 | 465.278 | 49.8789 | 49.8789 | 3.5527e-16 | 0 | 465.278 |  | -92.1054 | #DIV/0! | #DIV/0! | 49.5 | 3 | #DIV/0! | 1 | #DIV/0! | #DIV/0! |  |  | 1
0 | 0 | 0 | 0 | 1 | 1 | 18:13 | 10972 |  | 112.7568 | 465.4827 | 465.4827 | 49.8789 | 49.8789 | 3.5527e-16 | 0 | 465.4827 |  | -91.9007 | #DIV/0! | #DIV/0! | 49.5 | 3 | #DIV/0! | 1 | #DIV/0! | #DIV/0! |  |  | 1
0 | 0 | 0 | 0 | 1 | 1 | 18:14 | 10976 |  | 112.5522 | 465.6873 | 465.6873 | 49.8789 | 49.8789 | 3.5527e-16 | 0 | 465.6873 |  | -91.6961 | #DIV/0! | #DIV/0! | 49.5 | 3 | #DIV/0! | 1 | #DIV/0! | #DIV/0! |  |  | 1
0 | 0 | 0 | 0 | 1 | 1 | 18:14 | 10980 |  | 112.3475 | 465.892 | 465.892 | 49.8789 | 49.8789 | 3.5527e-16 | 0 | 465.892 |  | -91.4914 | #DIV/0! | #DIV/0! | 49.5 | 3 | #DIV/0! | 1 | #DIV/0! | #DIV/0! |  |  | 1
0 | 0 | 0 | 0 | 1 | 1 | 18:14 | 10984 |  | 112.1428 | 466.0966 | 466.0966 | 49.8789 | 49.8789 | 3.5527e-16 | 0 | 466.0966 |  | -91.2867 | #DIV/0! | #DIV/0! | 49.5 | 3 | #DIV/0! | 1 | #DIV/0! | #DIV/0! |  |  | 1
0 | 0 | 0 | 0 | 1 | 1 | 18:14 | 10988 |  | 111.9382 | 466.3013 | 466.3013 | 49.8789 | 49.8789 | 3.5527e-16 | 0 | 466.3013 |  | -91.0821 | #DIV/0! | #DIV/0! | 49.5 | 3 | #DIV/0! | 1 | #DIV/0! | #DIV/0! |  |  | 1
0 | 0 | 0 | 0 | 1 | 1 | 18:14 | 10992 |  | 111.7335 | 466.506 | 466.506 | 49.8789 | 49.8789 | 3.5527e-16 | 0 | 466.506 |  | -90.8774 | #DIV/0! | #DIV/0! | 49.5 | 3 | #DIV/0! | 1 | #DIV/0! | #DIV/0! |  |  | 1
0 | 0 | 0 | 0 | 1 | 1 | 18:14 | 10996 |  | 111.5288 | 466.7106 | 466.7106 | 49.8789 | 49.8789 | 3.5527e-16 | 0 | 466.7106 |  | -90.6728 | #DIV/0! | #DIV/0! | 49.5 | 3 | #DIV/0! | 1 | #DIV/0! | #DIV/0! |  |  | 1
0 | 0 | 0 | 0 | 1 | 1 | 18:14 | 11000 |  | 111.3242 | 466.9153 | 466.9153 | 49.8789 | 49.8789 | 3.5527e-16 | 0 | 466.9153 |  | -90.4681 | #DIV/0! | #DIV/0! | 49.5 | 3 | #DIV/0! | 1 | #DIV/0! | #DIV/0! |  |  | 1
0 | 0 | 0 | 0 | 1 | 1 | 18:14 | 11004 |  | 111.1195 | 467.12 | 467.12 | 49.8789 | 49.8789 | 3.5527e-16 | 0 | 467.12 |  | -90.2634 | #DIV/0! | #DIV/0! | 49.5 | 3 | #DIV/0! | 1 | #DIV/0! | #DIV/0! |  |  | 1
0 | 0 | 0 | 0 | 1 | 1 | 18:14 | 11008 |  | 110.9148 | 467.3246 | 467.3246 | 49.8789 | 49.8789 | 3.5527e-16 | 0 | 467.3246 |  | -90.0588 | #DIV/0! | #DIV/0! | 49.5 | 3 | #DIV/0! | 1 | #DIV/0! | #DIV/0! |  |  | 1
0 | 0 | 0 | 0 | 1 | 1 | 18:14 | 11012 |  | 110.7102 | 467.5293 | 467.5293 | 49.8789 | 49.8789 | 3.5527e-16 | 0 | 467.5293 |  | -89.8541 | #DIV/0! | #DIV/0! | 49.5 | 3 | #DIV/0! | 1 | #DIV/0! | #DIV/0! |  |  | 1
0 | 0 | 0 | 0 | 1 | 1 | 18:14 | 11016 |  | 110.5055 | 467.734 | 467.734 | 49.8789 | 49.8789 | 3.5527e-16 | 0 | 467.734 |  | -89.6494 | #DIV/0! | #DIV/0! | 49.5 | 3 | #DIV/0! | 1 | #DIV/0! | #DIV/0! |  |  | 1
0 | 0 | 0 | 0 | 1 | 1 | 18:14 | 11020 |  | 110.3008 | 467.9386 | 467.9386 | 49.8789 | 49.8789 | 3.5527e-16 | 0 | 467.9386 |  | -89.4448 | #DIV/0! | #DIV/0! | 49.5 | 3 | #DIV/0! | 1 | #DIV/0! | #DIV/0! |  |  | 1
0 | 0 | 0 | 0 | 1 | 1 | 18:14 | 11024 |  | 110.0962 | 468.1433 | 468.1433 | 49.8789 | 49.8789 | 3.5527e-16 | 0 | 468.1433 |  | -89.2401 | #DIV/0! | #DIV/0! | 49.5 | 3 | #DIV/0! | 1 | #DIV/0! | #DIV/0! |  |  | 1
0 | 0 | 0 | 0 | 1 | 1 | 18:14 | 11028 |  | 109.8915 | 468.348 | 468.348 | 49.8789 | 49.8789 | 3.5527e-16 | 0 | 468.348 |  | -89.0354 | #DIV/0! | #DIV/0! | 49.5 | 3 | #DIV/0! | 1 | #DIV/0! | #DIV/0! |  |  | 1
0 | 0 | 0 | 0 | 1 | 1 | 18:14 | 11032 |  | 109.6868 | 468.5526 | 468.5526 | 49.8789 | 49.8789 | 3.5527e-16 | 0 | 468.5526 |  | -88.8308 | #DIV/0! | #DIV/0! | 49.5 | 3 | #DIV/0! | 1 | #DIV/0! | #DIV/0! |  |  | 1
0 | 0 | 0 | 0 | 1 | 1 | 18:15 | 11036 |  | 109.4822 | 468.7573 | 468.7573 | 49.8789 | 49.8789 | 3.5527e-16 | 0 | 468.7573 |  | -88.6261 | #DIV/0! | #DIV/0! | 49.5 | 3 | #DIV/0! | 1 | #DIV/0! | #DIV/0! |  |  | 1
0 | 0 | 0 | 0 | 1 | 1 | 18:15 | 11040 |  | 109.2775 | 468.962 | 468.962 | 49.8789 | 49.8789 | 3.5527e-16 | 0 | 468.962 |  | -88.4214 | #DIV/0! | #DIV/0! | 49.5 | 3 | #DIV/0! | 1 | #DIV/0! | #DIV/0! |  |  | 1
0 | 0 | 0 | 0 | 1 | 1 | 18:15 | 11044 |  | 109.0728 | 469.1666 | 469.1666 | 49.8789 | 49.8789 | 3.5527e-16 | 0 | 469.1666 |  | -88.2168 | #DIV/0! | #DIV/0! | 49.5 | 3 | #DIV/0! | 1 | #DIV/0! | #DIV/0! |  |  | 1
0 | 0 | 0 | 0 | 1 | 1 | 18:15 | 11048 |  | 108.8682 | 469.3713 | 469.3713 | 49.8789 | 49.8789 | 3.5527e-16 | 0 | 469.3713 |  | -88.0121 | #DIV/0! | #DIV/0! | 49.5 | 3 | #DIV/0! | 1 | #DIV/0! | #DIV/0! |  |  | 1
0 | 0 | 0 | 0 | 1 | 1 | 18:15 | 11052 |  | 108.6635 | 469.576 | 469.576 | 49.8789 | 49.8789 | 3.5527e-16 | 0 | 469.576 |  | -87.8074 | #DIV/0! | #DIV/0! | 49.5 | 3 | #DIV/0! | 1 | #DIV/0! | #DIV/0! |  |  | 1
0 | 0 | 0 | 0 | 1 | 1 | 18:15 | 11056 |  | 108.4588 | 469.7806 | 469.7806 | 49.8789 | 49.8789 | 3.5527e-16 | 0 | 469.7806 |  | -87.6028 | #DIV/0! | #DIV/0! | 49.5 | 3 | #DIV/0! | 1 | #DIV/0! | #DIV/0! |  |  | 1
0 | 0 | 0 | 0 | 1 | 1 | 18:15 | 11060 |  | 108.2542 | 469.9853 | 469.9853 | 49.8789 | 49.8789 | 3.5527e-16 | 0 | 469.9853 |  | -87.3981 | #DIV/0! | #DIV/0! | 49.5 | 3 | #DIV/0! | 1 | #DIV/0! | #DIV/0! |  |  | 1
0 | 0 | 0 | 0 | 1 | 1 | 18:15 | 11064 |  | 108.0495 | 470.19 | 470.19 | 49.8789 | 49.8789 | 3.5527e-16 | 0 | 470.19 |  | -87.1934 | #DIV/0! | #DIV/0! | 49.5 | 3 | #DIV/0! | 1 | #DIV/0! | #DIV/0! |  |  | 1
0 | 0 | 0 | 0 | 1 | 1 | 18:15 | 11068 |  | 107.8448 | 470.3946 | 470.3946 | 49.8789 | 49.8789 | 3.5527e-16 | 0 | 470.3946 |  | -86.9888 | #DIV/0! | #DIV/0! | 49.5 | 3 | #DIV/0! | 1 | #DIV/0! | #DIV/0! |  |  | 1
0 | 0 | 0 | 0 | 1 | 1 | 18:15 | 11072 |  | 107.6402 | 470.5993 | 470.5993 | 49.8789 | 49.8789 | 3.5527e-16 | 0 | 470.5993 |  | -86.7841 | #DIV/0! | #DIV/0! | 49.5 | 3 | #DIV/0! | 1 | #DIV/0! | #DIV/0! |  |  | 1
0 | 0 | 0 | 0 | 1 | 1 | 18:15 | 11076 |  | 107.4355 | 470.804 | 470.804 | 49.8789 | 49.8789 | 3.5527e-16 | 0 | 470.804 |  | -86.5794 | #DIV/0! | #DIV/0! | 49.5 | 3 | #DIV/0! | 1 | #DIV/0! | #DIV/0! |  |  | 1
0 | 0 | 0 | 0 | 1 | 1 | 18:15 | 11080 |  | 107.2308 | 471.0086 | 471.0086 | 49.8789 | 49.8789 | 3.5527e-16 | 0 | 471.0086 |  | -86.3748 | #DIV/0! | #DIV/0! | 49.5 | 3 | #DIV/0! | 1 | #DIV/0! | #DIV/0! |  |  | 1
0 | 0 | 0 | 0 | 1 | 1 | 18:15 | 11084 |  | 107.0262 | 471.2133 | 471.2133 | 49.8789 | 49.8789 | 3.5527e-16 | 0 | 471.2133 |  | -86.1701 | #DIV/0! | #DIV/0! | 49.5 | 3 | #DIV/0! | 1 | #DIV/0! | #DIV/0! |  |  | 1
0 | 0 | 0 | 0 | 1 | 1 | 18:15 | 11088 |  | 106.8215 | 471.418 | 471.418 | 49.8789 | 49.8789 | 3.5527e-16 | 0 | 471.418 |  | -85.9654 | #DIV/0! | #DIV/0! | 49.5 | 3 | #DIV/0! | 1 | #DIV/0! | #DIV/0! |  |  | 1
0 | 0 | 0 | 0 | 1 | 1 | 18:15 | 11092 |  | 106.6168 | 471.6226 | 471.6226 | 49.8789 | 49.8789 | 3.5527e-16 | 0 | 471.6226 |  | -85.7608 | #DIV/0! | #DIV/0! | 49.5 | 3 | #DIV/0! | 1 | #DIV/0! | #DIV/0! |  |  | 1
0 | 0 | 0 | 0 | 1 | 1 | 18:16 | 11096 |  | 106.4122 | 471.8273 | 471.8273 | 49.8789 | 49.8789 | 3.5527e-16 | 0 | 471.8273 |  | -85.5561 | #DIV/0! | #DIV/0! | 49.5 | 3 | #DIV/0! | 1 | #DIV/0! | #DIV/0! |  |  | 1
0 | 0 | 0 | 0 | 1 | 1 | 18:16 | 11100 |  | 106.2075 | 472.032 | 472.032 | 49.8789 | 49.8789 | 3.5527e-16 | 0 | 472.032 |  | -85.3514 | #DIV/0! | #DIV/0! | 49.5 | 3 | #DIV/0! | 1 | #DIV/0! | #DIV/0! |  |  | 1
0 | 0 | 0 | 0 | 1 | 1 | 18:16 | 11104 |  | 106.0028 | 472.2366 | 472.2366 | 49.8789 | 49.8789 | 3.5527e-16 | 0 | 472.2366 |  | -85.1468 | #DIV/0! | #DIV/0! | 49.5 | 3 | #DIV/0! | 1 | #DIV/0! | #DIV/0! |  |  | 1
0 | 0 | 0 | 0 | 1 | 1 | 18:16 | 11108 |  | 105.7982 | 472.4413 | 472.4413 | 49.8789 | 49.8789 | 3.5527e-16 | 0 | 472.4413 |  | -84.9421 | #DIV/0! | #DIV/0! | 49.5 | 3 | #DIV/0! | 1 | #DIV/0! | #DIV/0! |  |  | 1
0 | 0 | 0 | 0 | 1 | 1 | 18:16 | 11112 |  | 105.5935 | 472.646 | 472.646 | 49.8789 | 49.8789 | 3.5527e-16 | 0 | 472.646 |  | -84.7374 | #DIV/0! | #DIV/0! | 49.5 | 3 | #DIV/0! | 1 | #DIV/0! | #DIV/0! |  |  | 1
0 | 0 | 0 | 0 | 1 | 1 | 18:16 | 11116 |  | 105.3889 | 472.8506 | 472.8506 | 49.8789 | 49.8789 | 3.5527e-16 | 0 | 472.8506 |  | -84.5328 | #DIV/0! | #DIV/0! | 49.5 | 3 | #DIV/0! | 1 | #DIV/0! | #DIV/0! |  |  | 1
0 | 0 | 0 | 0 | 1 | 1 | 18:16 | 11120 |  | 105.1842 | 473.0553 | 473.0553 | 49.8789 | 49.8789 | 3.5527e-16 | 0 | 473.0553 |  | -84.3281 | #DIV/0! | #DIV/0! | 49.5 | 3 | #DIV/0! | 1 | #DIV/0! | #DIV/0! |  |  | 1
0 | 0 | 0 | 0 | 1 | 1 | 18:16 | 11124 |  | 104.9795 | 473.26 | 473.26 | 49.8789 | 49.8789 | 3.5527e-16 | 0 | 473.26 |  | -84.1234 | #DIV/0! | #DIV/0! | 49.5 | 3 | #DIV/0! | 1 | #DIV/0! | #DIV/0! |  |  | 1
0 | 0 | 0 | 0 | 1 | 1 | 18:16 | 11128 |  | 104.7749 | 473.4646 | 473.4646 | 49.8789 | 49.8789 | 3.5527e-16 | 0 | 473.4646 |  | -83.9188 | #DIV/0! | #DIV/0! | 49.5 | 3 | #DIV/0! | 1 | #DIV/0! | #DIV/0! |  |  | 1
0 | 0 | 0 | 0 | 1 | 1 | 18:16 | 11132 |  | 104.5702 | 473.6693 | 473.6693 | 49.8789 | 49.8789 | 3.5527e-16 | 0 | 473.6693 |  | -83.7141 | #DIV/0! | #DIV/0! | 49.5 | 3 | #DIV/0! | 1 | #DIV/0! | #DIV/0! |  |  | 1
0 | 0 | 0 | 0 | 1 | 1 | 18:16 | 11136 |  | 104.3655 | 473.874 | 473.874 | 49.8789 | 49.8789 | 3.5527e-16 | 0 | 473.874 |  | -83.5094 | #DIV/0! | #DIV/0! | 49.5 | 3 | #DIV/0! | 1 | #DIV/0! | #DIV/0! |  |  | 1
0 | 0 | 0 | 0 | 1 | 1 | 18:16 | 11140 |  | 104.1609 | 474.0786 | 474.0786 | 49.8789 | 49.8789 | 3.5527e-16 | 0 | 474.0786 |  | -83.3048 | #DIV/0! | #DIV/0! | 49.5 | 3 | #DIV/0! | 1 | #DIV/0! | #DIV/0! |  |  | 1
0 | 0 | 0 | 0 | 1 | 1 | 18:16 | 11144 |  | 103.9562 | 474.2833 | 474.2833 | 49.8789 | 49.8789 | 3.5527e-16 | 0 | 474.2833 |  | -83.1001 | #DIV/0! | #DIV/0! | 49.5 | 3 | #DIV/0! | 1 | #DIV/0! | #DIV/0! |  |  | 1
0 | 0 | 0 | 0 | 1 | 1 | 18:16 | 11148 |  | 103.7515 | 474.488 | 474.488 | 49.8789 | 49.8789 | 3.5527e-16 | 0 | 474.488 |  | -82.8954 | #DIV/0! | #DIV/0! | 49.5 | 3 | #DIV/0! | 1 | #DIV/0! | #DIV/0! |  |  | 1
0 | 0 | 0 | 0 | 1 | 1 | 18:16 | 11152 |  | 103.5469 | 474.6926 | 474.6926 | 49.8789 | 49.8789 | 3.5527e-16 | 0 | 474.6926 |  | -82.6908 | #DIV/0! | #DIV/0! | 49.5 | 3 | #DIV/0! | 1 | #DIV/0! | #DIV/0! |  |  | 1
0 | 0 | 0 | 0 | 1 | 1 | 18:17 | 11156 |  | 103.3422 | 474.8973 | 474.8973 | 49.8789 | 49.8789 | 3.5527e-16 | 0 | 474.8973 |  | -82.4861 | #DIV/0! | #DIV/0! | 49.5 | 3 | #DIV/0! | 1 | #DIV/0! | #DIV/0! |  |  | 1
0 | 0 | 0 | 0 | 1 | 1 | 18:17 | 11160 |  | 103.1375 | 475.102 | 475.102 | 49.8789 | 49.8789 | 3.5527e-16 | 0 | 475.102 |  | -82.2814 | #DIV/0! | #DIV/0! | 49.5 | 3 | #DIV/0! | 1 | #DIV/0! | #DIV/0! |  |  | 1
0 | 0 | 0 | 0 | 1 | 1 | 18:17 | 11164 |  | 102.9329 | 475.3066 | 475.3066 | 49.8789 | 49.8789 | 3.5527e-16 | 0 | 475.3066 |  | -82.0768 | #DIV/0! | #DIV/0! | 49.5 | 3 | #DIV/0! | 1 | #DIV/0! | #DIV/0! |  |  | 1
0 | 0 | 0 | 0 | 1 | 1 | 18:17 | 11168 |  | 102.7282 | 475.5113 | 475.5113 | 49.8789 | 49.8789 | 3.5527e-16 | 0 | 475.5113 |  | -81.8721 | #DIV/0! | #DIV/0! | 49.5 | 3 | #DIV/0! | 1 | #DIV/0! | #DIV/0! |  |  | 1
0 | 0 | 0 | 0 | 1 | 1 | 18:17 | 11172 |  | 102.5235 | 475.716 | 475.716 | 49.8789 | 49.8789 | 3.5527e-16 | 0 | 475.716 |  | -81.6674 | #DIV/0! | #DIV/0! | 49.5 | 3 | #DIV/0! | 1 | #DIV/0! | #DIV/0! |  |  | 1
0 | 0 | 0 | 0 | 1 | 1 | 18:17 | 11176 |  | 102.3189 | 475.9206 | 475.9206 | 49.8789 | 49.8789 | 3.5527e-16 | 0 | 475.9206 |  | -81.4628 | #DIV/0! | #DIV/0! | 49.5 | 3 | #DIV/0! | 1 | #DIV/0! | #DIV/0! |  |  | 1
0 | 0 | 0 | 0 | 1 | 1 | 18:17 | 11180 |  | 102.1142 | 476.1253 | 476.1253 | 49.8789 | 49.8789 | 3.5527e-16 | 0 | 476.1253 |  | -81.2581 | #DIV/0! | #DIV/0! | 49.5 | 3 | #DIV/0! | 1 | #DIV/0! | #DIV/0! |  |  | 1
0 | 0 | 0 | 0 | 1 | 1 | 18:17 | 11184 |  | 101.9095 | 476.33 | 476.33 | 49.8789 | 49.8789 | 3.5527e-16 | 0 | 476.33 |  | -81.0534 | #DIV/0! | #DIV/0! | 49.5 | 3 | #DIV/0! | 1 | #DIV/0! | #DIV/0! |  |  | 1
0 | 0 | 0 | 0 | 1 | 1 | 18:17 | 11188 |  | 101.7049 | 476.5346 | 476.5346 | 49.8789 | 49.8789 | 3.5527e-16 | 0 | 476.5346 |  | -80.8488 | #DIV/0! | #DIV/0! | 49.5 | 3 | #DIV/0! | 1 | #DIV/0! | #DIV/0! |  |  | 1
0 | 0 | 0 | 0 | 1 | 1 | 18:17 | 11192 |  | 101.5002 | 476.7393 | 476.7393 | 49.8789 | 49.8789 | 3.5527e-16 | 0 | 476.7393 |  | -80.6441 | #DIV/0! | #DIV/0! | 49.5 | 3 | #DIV/0! | 1 | #DIV/0! | #DIV/0! |  |  | 1
0 | 0 | 0 | 0 | 1 | 1 | 18:17 | 11196 |  | 101.2955 | 476.944 | 476.944 | 49.8789 | 49.8789 | 3.5527e-16 | 0 | 476.944 |  | -80.4394 | #DIV/0! | #DIV/0! | 49.5 | 3 | #DIV/0! | 1 | #DIV/0! | #DIV/0! |  |  | 1
0 | 0 | 0 | 0 | 1 | 1 | 18:17 | 11200 |  | 101.0909 | 477.1486 | 477.1486 | 49.8789 | 49.8789 | 3.5527e-16 | 0 | 477.1486 |  | -80.2348 | #DIV/0! | #DIV/0! | 49.5 | 3 | #DIV/0! | 1 | #DIV/0! | #DIV/0! |  |  | 1
0 | 0 | 0 | 0 | 1 | 1 | 18:17 | 11204 |  | 100.8862 | 477.3533 | 477.3533 | 49.8789 | 49.8789 | 3.5527e-16 | 0 | 477.3533 |  | -80.0301 | #DIV/0! | #DIV/0! | 49.5 | 3 | #DIV/0! | 1 | #DIV/0! | #DIV/0! |  |  | 1
0 | 0 | 0 | 0 | 1 | 1 | 18:17 | 11208 |  | 100.6815 | 477.558 | 477.558 | 49.8789 | 49.8789 | 3.5527e-16 | 0 | 477.558 |  | -79.8254 | #DIV/0! | #DIV/0! | 49.5 | 3 | #DIV/0! | 1 | #DIV/0! | #DIV/0! |  |  | 1
0 | 0 | 0 | 0 | 1 | 1 | 18:17 | 11212 |  | 100.4769 | 477.7626 | 477.7626 | 49.8789 | 49.8789 | 3.5527e-16 | 0 | 477.7626 |  | -79.6208 | #DIV/0! | #DIV/0! | 49.5 | 3 | #DIV/0! | 1 | #DIV/0! | #DIV/0! |  |  | 1
0 | 0 | 0 | 0 | 1 | 1 | 18:18 | 11216 |  | 100.2722 | 477.9673 | 477.9673 | 49.8789 | 49.8789 | 3.5527e-16 | 0 | 477.9673 |  | -79.4161 | #DIV/0! | #DIV/0! | 49.5 | 3 | #DIV/0! | 1 | #DIV/0! | #DIV/0! |  |  | 1
0 | 0 | 0 | 0 | 1 | 1 | 18:18 | 11220 |  | 100.0675 | 478.172 | 478.172 | 49.8789 | 49.8789 | 3.5527e-16 | 0 | 478.172 |  | -79.2114 | #DIV/0! | #DIV/0! | 49.5 | 3 | #DIV/0! | 1 | #DIV/0! | #DIV/0! |  |  | 1
0 | 0 | 0 | 0 | 1 | 1 | 18:18 | 11224 |  | 99.8629 | 478.3766 | 478.3766 | 49.8789 | 49.8789 | 3.5527e-16 | 0 | 478.3766 |  | -79.0068 | #DIV/0! | #DIV/0! | 49.5 | 3 | #DIV/0! | 1 | #DIV/0! | #DIV/0! |  |  | 1
0 | 0 | 0 | 0 | 1 | 1 | 18:18 | 11228 |  | 99.6582 | 478.5813 | 478.5813 | 49.8789 | 49.8789 | 3.5527e-16 | 0 | 478.5813 |  | -78.8021 | #DIV/0! | #DIV/0! | 49.5 | 3 | #DIV/0! | 1 | #DIV/0! | #DIV/0! |  |  | 1
0 | 0 | 0 | 0 | 1 | 1 | 18:18 | 11232 |  | 99.4535 | 478.786 | 478.786 | 49.8789 | 49.8789 | 3.5527e-16 | 0 | 478.786 |  | -78.5974 | #DIV/0! | #DIV/0! | 49.5 | 3 | #DIV/0! | 1 | #DIV/0! | #DIV/0! |  |  | 1
0 | 0 | 0 | 0 | 1 | 1 | 18:18 | 11236 |  | 99.2489 | 478.9906 | 478.9906 | 49.8789 | 49.8789 | 3.5527e-16 | 0 | 478.9906 |  | -78.3928 | #DIV/0! | #DIV/0! | 49.5 | 3 | #DIV/0! | 1 | #DIV/0! | #DIV/0! |  |  | 1
0 | 0 | 0 | 0 | 1 | 1 | 18:18 | 11240 |  | 99.0442 | 479.1953 | 479.1953 | 49.8789 | 49.8789 | 3.5527e-16 | 0 | 479.1953 |  | -78.1881 | #DIV/0! | #DIV/0! | 49.5 | 3 | #DIV/0! | 1 | #DIV/0! | #DIV/0! |  |  | 1
0 | 0 | 0 | 0 | 1 | 1 | 18:18 | 11244 |  | 98.8395 | 479.4 | 479.4 | 49.8789 | 49.8789 | 3.5527e-16 | 0 | 479.4 |  | -77.9834 | #DIV/0! | #DIV/0! | 49.5 | 3 | #DIV/0! | 1 | #DIV/0! | #DIV/0! |  |  | 1
0 | 0 | 0 | 0 | 1 | 1 | 18:18 | 11248 |  | 98.6349 | 479.6046 | 479.6046 | 49.8789 | 49.8789 | 3.5527e-16 | 0 | 479.6046 |  | -77.7788 | #DIV/0! | #DIV/0! | 49.5 | 3 | #DIV/0! | 1 | #DIV/0! | #DIV/0! |  |  | 1
0 | 0 | 0 | 0 | 1 | 1 | 18:18 | 11252 |  | 98.4302 | 479.8093 | 479.8093 | 49.8789 | 49.8789 | 3.5527e-16 | 0 | 479.8093 |  | -77.5741 | #DIV/0! | #DIV/0! | 49.5 | 3 | #DIV/0! | 1 | #DIV/0! | #DIV/0! |  |  | 1
0 | 0 | 0 | 0 | 1 | 1 | 18:18 | 11256 |  | 98.2255 | 480.014 | 480.014 | 49.8789 | 49.8789 | 3.5527e-16 | 0 | 480.014 |  | -77.3694 | #DIV/0! | #DIV/0! | 49.5 | 3 | #DIV/0! | 1 | #DIV/0! | #DIV/0! |  |  | 1
0 | 0 | 0 | 0 | 1 | 1 | 18:18 | 11260 |  | 98.0209 | 480.2186 | 480.2186 | 49.8789 | 49.8789 | 3.5527e-16 | 0 | 480.2186 |  | -77.1648 | #DIV/0! | #DIV/0! | 49.5 | 3 | #DIV/0! | 1 | #DIV/0! | #DIV/0! |  |  | 1
0 | 0 | 0 | 0 | 1 | 1 | 18:18 | 11264 |  | 97.8162 | 480.4233 | 480.4233 | 49.8789 | 49.8789 | 3.5527e-16 | 0 | 480.4233 |  | -76.9601 | #DIV/0! | #DIV/0! | 49.5 | 3 | #DIV/0! | 1 | #DIV/0! | #DIV/0! |  |  | 1
0 | 0 | 0 | 0 | 1 | 1 | 18:18 | 11268 |  | 97.6115 | 480.628 | 480.628 | 49.8789 | 49.8789 | 3.5527e-16 | 0 | 480.628 |  | -76.7554 | #DIV/0! | #DIV/0! | 49.5 | 3 | #DIV/0! | 1 | #DIV/0! | #DIV/0! |  |  | 1
0 | 0 | 0 | 0 | 1 | 1 | 18:18 | 11272 |  | 97.4069 | 480.8326 | 480.8326 | 49.8789 | 49.8789 | 3.5527e-16 | 0 | 480.8326 |  | -76.5508 | #DIV/0! | #DIV/0! | 49.5 | 3 | #DIV/0! | 1 | #DIV/0! | #DIV/0! |  |  | 1
0 | 0 | 0 | 0 | 1 | 1 | 18:19 | 11276 |  | 97.2022 | 481.0373 | 481.0373 | 49.8789 | 49.8789 | 3.5527e-16 | 0 | 481.0373 |  | -76.3461 | #DIV/0! | #DIV/0! | 49.5 | 3 | #DIV/0! | 1 | #DIV/0! | #DIV/0! |  |  | 1
0 | 0 | 0 | 0 | 1 | 1 | 18:19 | 11280 |  | 96.9975 | 481.242 | 481.242 | 49.8789 | 49.8789 | 3.5527e-16 | 0 | 481.242 |  | -76.1414 | #DIV/0! | #DIV/0! | 49.5 | 3 | #DIV/0! | 1 | #DIV/0! | #DIV/0! |  |  | 1
0 | 0 | 0 | 0 | 1 | 1 | 18:19 | 11284 |  | 96.7929 | 481.4466 | 481.4466 | 49.8789 | 49.8789 | 3.5527e-16 | 0 | 481.4466 |  | -75.9368 | #DIV/0! | #DIV/0! | 49.5 | 3 | #DIV/0! | 1 | #DIV/0! | #DIV/0! |  |  | 1
0 | 0 | 0 | 0 | 1 | 1 | 18:19 | 11288 |  | 96.5882 | 481.6513 | 481.6513 | 49.8789 | 49.8789 | 3.5527e-16 | 0 | 481.6513 |  | -75.7321 | #DIV/0! | #DIV/0! | 49.5 | 3 | #DIV/0! | 1 | #DIV/0! | #DIV/0! |  |  | 1
0 | 0 | 0 | 0 | 1 | 1 | 18:19 | 11292 |  | 96.3835 | 481.856 | 481.856 | 49.8789 | 49.8789 | 3.5527e-16 | 0 | 481.856 |  | -75.5274 | #DIV/0! | #DIV/0! | 49.5 | 3 | #DIV/0! | 1 | #DIV/0! | #DIV/0! |  |  | 1
0 | 0 | 0 | 0 | 1 | 1 | 18:19 | 11296 |  | 96.1789 | 482.0606 | 482.0606 | 49.8789 | 49.8789 | 3.5527e-16 | 0 | 482.0606 |  | -75.3228 | #DIV/0! | #DIV/0! | 49.5 | 3 | #DIV/0! | 1 | #DIV/0! | #DIV/0! |  |  | 1
0 | 0 | 0 | 0 | 1 | 1 | 18:19 | 11300 |  | 95.9742 | 482.2653 | 482.2653 | 49.8789 | 49.8789 | 3.5527e-16 | 0 | 482.2653 |  | -75.1181 | #DIV/0! | #DIV/0! | 49.5 | 3 | #DIV/0! | 1 | #DIV/0! | #DIV/0! |  |  | 1
0 | 0 | 0 | 0 | 1 | 1 | 18:19 | 11304 |  | 95.7695 | 482.47 | 482.47 | 49.8789 | 49.8789 | 3.5527e-16 | 0 | 482.47 |  | -74.9134 | #DIV/0! | #DIV/0! | 49.5 | 3 | #DIV/0! | 1 | #DIV/0! | #DIV/0! |  |  | 1
0 | 0 | 0 | 0 | 1 | 1 | 18:19 | 11308 |  | 95.5649 | 482.6746 | 482.6746 | 49.8789 | 49.8789 | 3.5527e-16 | 0 | 482.6746 |  | -74.7088 | #DIV/0! | #DIV/0! | 49.5 | 3 | #DIV/0! | 1 | #DIV/0! | #DIV/0! |  |  | 1
0 | 0 | 0 | 0 | 1 | 1 | 18:19 | 11312 |  | 95.3602 | 482.8793 | 482.8793 | 49.8789 | 49.8789 | 3.5527e-16 | 0 | 482.8793 |  | -74.5041 | #DIV/0! | #DIV/0! | 49.5 | 3 | #DIV/0! | 1 | #DIV/0! | #DIV/0! |  |  | 1
0 | 0 | 0 | 0 | 1 | 1 | 18:19 | 11316 |  | 95.1555 | 483.084 | 483.084 | 49.8789 | 49.8789 | 3.5527e-16 | 0 | 483.084 |  | -74.2994 | #DIV/0! | #DIV/0! | 49.5 | 3 | #DIV/0! | 1 | #DIV/0! | #DIV/0! |  |  | 1
0 | 0 | 0 | 0 | 1 | 1 | 18:19 | 11320 |  | 94.9509 | 483.2886 | 483.2886 | 49.8789 | 49.8789 | 3.5527e-16 | 0 | 483.2886 |  | -74.0948 | #DIV/0! | #DIV/0! | 49.5 | 3 | #DIV/0! | 1 | #DIV/0! | #DIV/0! |  |  | 1
0 | 0 | 0 | 0 | 1 | 1 | 18:19 | 11324 |  | 94.7462 | 483.4933 | 483.4933 | 49.8789 | 49.8789 | 3.5527e-16 | 0 | 483.4933 |  | -73.8901 | #DIV/0! | #DIV/0! | 49.5 | 3 | #DIV/0! | 1 | #DIV/0! | #DIV/0! |  |  | 1
0 | 0 | 0 | 0 | 1 | 1 | 18:19 | 11328 |  | 94.5415 | 483.698 | 483.698 | 49.8789 | 49.8789 | 3.5527e-16 | 0 | 483.698 |  | -73.6854 | #DIV/0! | #DIV/0! | 49.5 | 3 | #DIV/0! | 1 | #DIV/0! | #DIV/0! |  |  | 1
0 | 0 | 0 | 0 | 1 | 1 | 18:19 | 11332 |  | 94.3369 | 483.9026 | 483.9026 | 49.8789 | 49.8789 | 3.5527e-16 | 0 | 483.9026 |  | -73.4808 | #DIV/0! | #DIV/0! | 49.5 | 3 | #DIV/0! | 1 | #DIV/0! | #DIV/0! |  |  | 1
0 | 0 | 0 | 0 | 1 | 1 | 18:20 | 11336 |  | 94.1322 | 484.1073 | 484.1073 | 49.8789 | 49.8789 | 3.5527e-16 | 0 | 484.1073 |  | -73.2761 | #DIV/0! | #DIV/0! | 49.5 | 3 | #DIV/0! | 1 | #DIV/0! | #DIV/0! |  |  | 1
0 | 0 | 0 | 0 | 1 | 1 | 18:20 | 11340 |  | 93.9275 | 484.312 | 484.312 | 49.8789 | 49.8789 | 3.5527e-16 | 0 | 484.312 |  | -73.0714 | #DIV/0! | #DIV/0! | 49.5 | 3 | #DIV/0! | 1 | #DIV/0! | #DIV/0! |  |  | 1
0 | 0 | 0 | 0 | 1 | 1 | 18:20 | 11344 |  | 93.7229 | 484.5166 | 484.5166 | 49.8789 | 49.8789 | 3.5527e-16 | 0 | 484.5166 |  | -72.8668 | #DIV/0! | #DIV/0! | 49.5 | 3 | #DIV/0! | 1 | #DIV/0! | #DIV/0! |  |  | 1
0 | 0 | 0 | 0 | 1 | 1 | 18:20 | 11348 |  | 93.5182 | 484.7213 | 484.7213 | 49.8789 | 49.8789 | 3.5527e-16 | 0 | 484.7213 |  | -72.6621 | #DIV/0! | #DIV/0! | 49.5 | 3 | #DIV/0! | 1 | #DIV/0! | #DIV/0! |  |  | 1
0 | 0 | 0 | 0 | 1 | 1 | 18:20 | 11352 |  | 93.3135 | 484.926 | 484.926 | 49.8789 | 49.8789 | 3.5527e-16 | 0 | 484.926 |  | -72.4574 | #DIV/0! | #DIV/0! | 49.5 | 3 | #DIV/0! | 1 | #DIV/0! | #DIV/0! |  |  | 1
0 | 0 | 0 | 0 | 1 | 1 | 18:20 | 11356 |  | 93.1089 | 485.1306 | 485.1306 | 49.8789 | 49.8789 | 3.5527e-16 | 0 | 485.1306 |  | -72.2528 | #DIV/0! | #DIV/0! | 49.5 | 3 | #DIV/0! | 1 | #DIV/0! | #DIV/0! |  |  | 1
0 | 0 | 0 | 0 | 1 | 1 | 18:20 | 11360 |  | 92.9042 | 485.3353 | 485.3353 | 49.8789 | 49.8789 | 3.5527e-16 | 0 | 485.3353 |  | -72.0481 | #DIV/0! | #DIV/0! | 49.5 | 3 | #DIV/0! | 1 | #DIV/0! | #DIV/0! |  |  | 1
0 | 0 | 0 | 0 | 1 | 1 | 18:20 | 11364 |  | 92.6995 | 485.54 | 485.54 | 49.8789 | 49.8789 | 3.5527e-16 | 0 | 485.54 |  | -71.8434 | #DIV/0! | #DIV/0! | 49.5 | 3 | #DIV/0! | 1 | #DIV/0! | #DIV/0! |  |  | 1
0 | 0 | 0 | 0 | 1 | 1 | 18:20 | 11368 |  | 92.4949 | 485.7446 | 485.7446 | 49.8789 | 49.8789 | 3.5527e-16 | 0 | 485.7446 |  | -71.6388 | #DIV/0! | #DIV/0! | 49.5 | 3 | #DIV/0! | 1 | #DIV/0! | #DIV/0! |  |  | 1
0 | 0 | 0 | 0 | 1 | 1 | 18:20 | 11372 |  | 92.2902 | 485.9493 | 485.9493 | 49.8789 | 49.8789 | 3.5527e-16 | 0 | 485.9493 |  | -71.4341 | #DIV/0! | #DIV/0! | 49.5 | 3 | #DIV/0! | 1 | #DIV/0! | #DIV/0! |  |  | 1
0 | 0 | 0 | 0 | 1 | 1 | 18:20 | 11376 |  | 92.0855 | 486.154 | 486.154 | 49.8789 | 49.8789 | 3.5527e-16 | 0 | 486.154 |  | -71.2294 | #DIV/0! | #DIV/0! | 49.5 | 3 | #DIV/0! | 1 | #DIV/0! | #DIV/0! |  |  | 1
0 | 0 | 0 | 0 | 1 | 1 | 18:20 | 11380 |  | 91.8809 | 486.3586 | 486.3586 | 49.8789 | 49.8789 | 3.5527e-16 | 0 | 486.3586 |  | -71.0248 | #DIV/0! | #DIV/0! | 49.5 | 3 | #DIV/0! | 1 | #DIV/0! | #DIV/0! |  |  | 1
0 | 0 | 0 | 0 | 1 | 1 | 18:20 | 11384 |  | 91.6762 | 486.5633 | 486.5633 | 49.8789 | 49.8789 | 3.5527e-16 | 0 | 486.5633 |  | -70.8201 | #DIV/0! | #DIV/0! | 49.5 | 3 | #DIV/0! | 1 | #DIV/0! | #DIV/0! |  |  | 1
0 | 0 | 0 | 0 | 1 | 1 | 18:20 | 11388 |  | 91.4715 | 486.768 | 486.768 | 49.8789 | 49.8789 | 3.5527e-16 | 0 | 486.768 |  | -70.6154 | #DIV/0! | #DIV/0! | 49.5 | 3 | #DIV/0! | 1 | #DIV/0! | #DIV/0! |  |  | 1
0 | 0 | 0 | 0 | 1 | 1 | 18:20 | 11392 |  | 91.2669 | 486.9726 | 486.9726 | 49.8789 | 49.8789 | 3.5527e-16 | 0 | 486.9726 |  | -70.4108 | #DIV/0! | #DIV/0! | 49.5 | 3 | #DIV/0! | 1 | #DIV/0! | #DIV/0! |  |  | 1
0 | 0 | 0 | 0 | 1 | 1 | 18:21 | 11396 |  | 91.0622 | 487.1773 | 487.1773 | 49.8789 | 49.8789 | 3.5527e-16 | 0 | 487.1773 |  | -70.2061 | #DIV/0! | #DIV/0! | 49.5 | 3 | #DIV/0! | 1 | #DIV/0! | #DIV/0! |  |  | 1
0 | 0 | 0 | 0 | 1 | 1 | 18:21 | 11400 |  | 90.8575 | 487.382 | 487.382 | 49.8789 | 49.8789 | 3.5527e-16 | 0 | 487.382 |  | -70.0014 | #DIV/0! | #DIV/0! | 49.5 | 3 | #DIV/0! | 1 | #DIV/0! | #DIV/0! |  |  | 1
0 | 0 | 0 | 0 | 1 | 1 | 18:21 | 11404 |  | 90.6529 | 487.5866 | 487.5866 | 49.8789 | 49.8789 | 3.5527e-16 | 0 | 487.5866 |  | -69.7968 | #DIV/0! | #DIV/0! | 49.5 | 3 | #DIV/0! | 1 | #DIV/0! | #DIV/0! |  |  | 1
0 | 0 | 0 | 0 | 1 | 1 | 18:21 | 11408 |  | 90.4482 | 487.7913 | 487.7913 | 49.8789 | 49.8789 | 3.5527e-16 | 0 | 487.7913 |  | -69.5921 | #DIV/0! | #DIV/0! | 49.5 | 3 | #DIV/0! | 1 | #DIV/0! | #DIV/0! |  |  | 1
0 | 0 | 0 | 0 | 1 | 1 | 18:21 | 11412 |  | 90.2435 | 487.996 | 487.996 | 49.8789 | 49.8789 | 3.5527e-16 | 0 | 487.996 |  | -69.3874 | #DIV/0! | #DIV/0! | 49.5 | 3 | #DIV/0! | 1 | #DIV/0! | #DIV/0! |  |  | 1
0 | 0 | 0 | 0 | 1 | 1 | 18:21 | 11416 |  | 90.0389 | 488.2006 | 488.2006 | 49.8789 | 49.8789 | 3.5527e-16 | 0 | 488.2006 |  | -69.1828 | #DIV/0! | #DIV/0! | 49.5 | 3 | #DIV/0! | 1 | #DIV/0! | #DIV/0! |  |  | 1
0 | 0 | 0 | 0 | 1 | 1 | 18:21 | 11420 |  | 89.8342 | 488.4053 | 488.4053 | 49.8789 | 49.8789 | 3.5527e-16 | 0 | 488.4053 |  | -68.9781 | #DIV/0! | #DIV/0! | 49.5 | 3 | #DIV/0! | 1 | #DIV/0! | #DIV/0! |  |  | 1
0 | 0 | 0 | 0 | 1 | 1 | 18:21 | 11424 |  | 89.6295 | 488.61 | 488.61 | 49.8789 | 49.8789 | 3.5527e-16 | 0 | 488.61 |  | -68.7734 | #DIV/0! | #DIV/0! | 49.5 | 3 | #DIV/0! | 1 | #DIV/0! | #DIV/0! |  |  | 1
0 | 0 | 0 | 0 | 1 | 1 | 18:21 | 11428 |  | 89.4249 | 488.8146 | 488.8146 | 49.8789 | 49.8789 | 3.5527e-16 | 0 | 488.8146 |  | -68.5688 | #DIV/0! | #DIV/0! | 49.5 | 3 | #DIV/0! | 1 | #DIV/0! | #DIV/0! |  |  | 1
0 | 0 | 0 | 0 | 1 | 1 | 18:21 | 11432 |  | 89.2202 | 489.0193 | 489.0193 | 49.8789 | 49.8789 | 3.5527e-16 | 0 | 489.0193 |  | -68.3641 | #DIV/0! | #DIV/0! | 49.5 | 3 | #DIV/0! | 1 | #DIV/0! | #DIV/0! |  |  | 1
0 | 0 | 0 | 0 | 1 | 1 | 18:21 | 11436 |  | 89.0155 | 489.224 | 489.224 | 49.8789 | 49.8789 | 3.5527e-16 | 0 | 489.224 |  | -68.1594 | #DIV/0! | #DIV/0! | 49.5 | 3 | #DIV/0! | 1 | #DIV/0! | #DIV/0! |  |  | 1
0 | 0 | 0 | 0 | 1 | 1 | 18:21 | 11440 |  | 88.8109 | 489.4286 | 489.4286 | 49.8789 | 49.8789 | 3.5527e-16 | 0 | 489.4286 |  | -67.9548 | #DIV/0! | #DIV/0! | 49.5 | 3 | #DIV/0! | 1 | #DIV/0! | #DIV/0! |  |  | 1
0 | 0 | 0 | 0 | 1 | 1 | 18:21 | 11444 |  | 88.6062 | 489.6333 | 489.6333 | 49.8789 | 49.8789 | 3.5527e-16 | 0 | 489.6333 |  | -67.7501 | #DIV/0! | #DIV/0! | 49.5 | 3 | #DIV/0! | 1 | #DIV/0! | #DIV/0! |  |  | 1
0 | 0 | 0 | 0 | 1 | 1 | 18:21 | 11448 |  | 88.4015 | 489.838 | 489.838 | 49.8789 | 49.8789 | 3.5527e-16 | 0 | 489.838 |  | -67.5454 | #DIV/0! | #DIV/0! | 49.5 | 3 | #DIV/0! | 1 | #DIV/0! | #DIV/0! |  |  | 1
0 | 0 | 0 | 0 | 1 | 1 | 18:21 | 11452 |  | 88.1969 | 490.0426 | 490.0426 | 49.8789 | 49.8789 | 3.5527e-16 | 0 | 490.0426 |  | -67.3408 | #DIV/0! | #DIV/0! | 49.5 | 3 | #DIV/0! | 1 | #DIV/0! | #DIV/0! |  |  | 1
0 | 0 | 0 | 0 | 1 | 1 | 18:22 | 11456 |  | 87.9922 | 490.2473 | 490.2473 | 49.8789 | 49.8789 | 3.5527e-16 | 0 | 490.2473 |  | -67.1361 | #DIV/0! | #DIV/0! | 49.5 | 3 | #DIV/0! | 1 | #DIV/0! | #DIV/0! |  |  | 1
0 | 0 | 0 | 0 | 1 | 1 | 18:22 | 11460 |  | 87.7875 | 490.452 | 490.452 | 49.8789 | 49.8789 | 3.5527e-16 | 0 | 490.452 |  | -66.9314 | #DIV/0! | #DIV/0! | 49.5 | 3 | #DIV/0! | 1 | #DIV/0! | #DIV/0! |  |  | 1
0 | 0 | 0 | 0 | 1 | 1 | 18:22 | 11464 |  | 87.5829 | 490.6566 | 490.6566 | 49.8789 | 49.8789 | 3.5527e-16 | 0 | 490.6566 |  | -66.7268 | #DIV/0! | #DIV/0! | 49.5 | 3 | #DIV/0! | 1 | #DIV/0! | #DIV/0! |  |  | 1
0 | 0 | 0 | 0 | 1 | 1 | 18:22 | 11468 |  | 87.3782 | 490.8613 | 490.8613 | 49.8789 | 49.8789 | 3.5527e-16 | 0 | 490.8613 |  | -66.5221 | #DIV/0! | #DIV/0! | 49.5 | 3 | #DIV/0! | 1 | #DIV/0! | #DIV/0! |  |  | 1
0 | 0 | 0 | 0 | 1 | 1 | 18:22 | 11472 |  | 87.1735 | 491.066 | 491.066 | 49.8789 | 49.8789 | 3.5527e-16 | 0 | 491.066 |  | -66.3174 | #DIV/0! | #DIV/0! | 49.5 | 3 | #DIV/0! | 1 | #DIV/0! | #DIV/0! |  |  | 1
0 | 0 | 0 | 0 | 1 | 1 | 18:22 | 11476 |  | 86.9689 | 491.2706 | 491.2706 | 49.8789 | 49.8789 | 3.5527e-16 | 0 | 491.2706 |  | -66.1128 | #DIV/0! | #DIV/0! | 49.5 | 3 | #DIV/0! | 1 | #DIV/0! | #DIV/0! |  |  | 1
0 | 0 | 0 | 0 | 1 | 1 | 18:22 | 11480 |  | 86.7642 | 491.4753 | 491.4753 | 49.8789 | 49.8789 | 3.5527e-16 | 0 | 491.4753 |  | -65.9081 | #DIV/0! | #DIV/0! | 49.5 | 3 | #DIV/0! | 1 | #DIV/0! | #DIV/0! |  |  | 1
0 | 0 | 0 | 0 | 1 | 1 | 18:22 | 11484 |  | 86.5595 | 491.6799 | 491.6799 | 49.8789 | 49.8789 | 3.5527e-16 | 0 | 491.6799 |  | -65.7034 | #DIV/0! | #DIV/0! | 49.5 | 3 | #DIV/0! | 1 | #DIV/0! | #DIV/0! |  |  | 1
0 | 0 | 0 | 0 | 1 | 1 | 18:22 | 11488 |  | 86.3549 | 491.8846 | 491.8846 | 49.8789 | 49.8789 | 3.5527e-16 | 0 | 491.8846 |  | -65.4988 | #DIV/0! | #DIV/0! | 49.5 | 3 | #DIV/0! | 1 | #DIV/0! | #DIV/0! |  |  | 1
0 | 0 | 0 | 0 | 1 | 1 | 18:22 | 11492 |  | 86.1502 | 492.0893 | 492.0893 | 49.8789 | 49.8789 | 3.5527e-16 | 0 | 492.0893 |  | -65.2941 | #DIV/0! | #DIV/0! | 49.5 | 3 | #DIV/0! | 1 | #DIV/0! | #DIV/0! |  |  | 1
0 | 0 | 0 | 0 | 1 | 1 | 18:22 | 11496 |  | 85.9455 | 492.2939 | 492.2939 | 49.8789 | 49.8789 | 3.5527e-16 | 0 | 492.2939 |  | -65.0895 | #DIV/0! | #DIV/0! | 49.5 | 3 | #DIV/0! | 1 | #DIV/0! | #DIV/0! |  |  | 1
0 | 0 | 0 | 0 | 1 | 1 | 18:22 | 11500 |  | 85.7409 | 492.4986 | 492.4986 | 49.8789 | 49.8789 | 3.5527e-16 | 0 | 492.4986 |  | -64.8848 | #DIV/0! | #DIV/0! | 49.5 | 3 | #DIV/0! | 1 | #DIV/0! | #DIV/0! |  |  | 1
0 | 0 | 0 | 0 | 1 | 1 | 18:22 | 11504 |  | 85.5362 | 492.7033 | 492.7033 | 49.8789 | 49.8789 | 3.5527e-16 | 0 | 492.7033 |  | -64.6801 | #DIV/0! | #DIV/0! | 49.5 | 3 | #DIV/0! | 1 | #DIV/0! | #DIV/0! |  |  | 1
0 | 0 | 0 | 0 | 1 | 1 | 18:22 | 11508 |  | 85.3315 | 492.9079 | 492.9079 | 49.8789 | 49.8789 | 3.5527e-16 | 0 | 492.9079 |  | -64.4755 | #DIV/0! | #DIV/0! | 49.5 | 3 | #DIV/0! | 1 | #DIV/0! | #DIV/0! |  |  | 1
0 | 0 | 0 | 0 | 1 | 1 | 18:22 | 11512 |  | 85.1269 | 493.1126 | 493.1126 | 49.8789 | 49.8789 | 3.5527e-16 | 0 | 493.1126 |  | -64.2708 | #DIV/0! | #DIV/0! | 49.5 | 3 | #DIV/0! | 1 | #DIV/0! | #DIV/0! |  |  | 1
0 | 0 | 0 | 0 | 1 | 1 | 18:23 | 11516 |  | 84.9222 | 493.3173 | 493.3173 | 49.8789 | 49.8789 | 3.5527e-16 | 0 | 493.3173 |  | -64.0661 | #DIV/0! | #DIV/0! | 49.5 | 3 | #DIV/0! | 1 | #DIV/0! | #DIV/0! |  |  | 1
0 | 0 | 0 | 0 | 1 | 1 | 18:23 | 11520 |  | 84.7175 | 493.5219 | 493.5219 | 49.8789 | 49.8789 | 3.5527e-16 | 0 | 493.5219 |  | -63.8615 | #DIV/0! | #DIV/0! | 49.5 | 3 | #DIV/0! | 1 | #DIV/0! | #DIV/0! |  |  | 1
0 | 0 | 0 | 0 | 1 | 1 | 18:23 | 11524 |  | 84.5129 | 493.7266 | 493.7266 | 49.8789 | 49.8789 | 3.5527e-16 | 0 | 493.7266 |  | -63.6568 | #DIV/0! | #DIV/0! | 49.5 | 3 | #DIV/0! | 1 | #DIV/0! | #DIV/0! |  |  | 1
0 | 0 | 0 | 0 | 1 | 1 | 18:23 | 11528 |  | 84.3082 | 493.9313 | 493.9313 | 49.8789 | 49.8789 | 3.5527e-16 | 0 | 493.9313 |  | -63.4521 | #DIV/0! | #DIV/0! | 49.5 | 3 | #DIV/0! | 1 | #DIV/0! | #DIV/0! |  |  | 1
0 | 0 | 0 | 0 | 1 | 1 | 18:23 | 11532 |  | 84.1035 | 494.1359 | 494.1359 | 49.8789 | 49.8789 | 3.5527e-16 | 0 | 494.1359 |  | -63.2475 | #DIV/0! | #DIV/0! | 49.5 | 3 | #DIV/0! | 1 | #DIV/0! | #DIV/0! |  |  | 1
0 | 0 | 0 | 0 | 1 | 1 | 18:23 | 11536 |  | 83.8989 | 494.3406 | 494.3406 | 49.8789 | 49.8789 | 3.5527e-16 | 0 | 494.3406 |  | -63.0428 | #DIV/0! | #DIV/0! | 49.5 | 3 | #DIV/0! | 1 | #DIV/0! | #DIV/0! |  |  | 1
0 | 0 | 0 | 0 | 1 | 1 | 18:23 | 11540 |  | 83.6942 | 494.5453 | 494.5453 | 49.8789 | 49.8789 | 3.5527e-16 | 0 | 494.5453 |  | -62.8381 | #DIV/0! | #DIV/0! | 49.5 | 3 | #DIV/0! | 1 | #DIV/0! | #DIV/0! |  |  | 1
0 | 0 | 0 | 0 | 1 | 1 | 18:23 | 11544 |  | 83.4895 | 494.7499 | 494.7499 | 49.8789 | 49.8789 | 3.5527e-16 | 0 | 494.7499 |  | -62.6335 | #DIV/0! | #DIV/0! | 49.5 | 3 | #DIV/0! | 1 | #DIV/0! | #DIV/0! |  |  | 1
0 | 0 | 0 | 0 | 1 | 1 | 18:23 | 11548 |  | 83.2849 | 494.9546 | 494.9546 | 49.8789 | 49.8789 | 3.5527e-16 | 0 | 494.9546 |  | -62.4288 | #DIV/0! | #DIV/0! | 49.5 | 3 | #DIV/0! | 1 | #DIV/0! | #DIV/0! |  |  | 1
0 | 0 | 0 | 0 | 1 | 1 | 18:23 | 11552 |  | 83.0802 | 495.1593 | 495.1593 | 49.8789 | 49.8789 | 3.5527e-16 | 0 | 495.1593 |  | -62.2241 | #DIV/0! | #DIV/0! | 49.5 | 3 | #DIV/0! | 1 | #DIV/0! | #DIV/0! |  |  | 1
0 | 0 | 0 | 0 | 1 | 1 | 18:23 | 11556 |  | 82.8755 | 495.3639 | 495.3639 | 49.8789 | 49.8789 | 3.5527e-16 | 0 | 495.3639 |  | -62.0195 | #DIV/0! | #DIV/0! | 49.5 | 3 | #DIV/0! | 1 | #DIV/0! | #DIV/0! |  |  | 1
0 | 0 | 0 | 0 | 1 | 1 | 18:23 | 11560 |  | 82.6709 | 495.5686 | 495.5686 | 49.8789 | 49.8789 | 3.5527e-16 | 0 | 495.5686 |  | -61.8148 | #DIV/0! | #DIV/0! | 49.5 | 3 | #DIV/0! | 1 | #DIV/0! | #DIV/0! |  |  | 1
0 | 0 | 0 | 0 | 1 | 1 | 18:23 | 11564 |  | 82.4662 | 495.7733 | 495.7733 | 49.8789 | 49.8789 | 3.5527e-16 | 0 | 495.7733 |  | -61.6101 | #DIV/0! | #DIV/0! | 49.5 | 3 | #DIV/0! | 1 | #DIV/0! | #DIV/0! |  |  | 1
0 | 0 | 0 | 0 | 1 | 1 | 18:23 | 11568 |  | 82.2615 | 495.9779 | 495.9779 | 49.8789 | 49.8789 | 3.5527e-16 | 0 | 495.9779 |  | -61.4055 | #DIV/0! | #DIV/0! | 49.5 | 3 | #DIV/0! | 1 | #DIV/0! | #DIV/0! |  |  | 1
0 | 0 | 0 | 0 | 1 | 1 | 18:23 | 11572 |  | 82.0569 | 496.1826 | 496.1826 | 49.8789 | 49.8789 | 3.5527e-16 | 0 | 496.1826 |  | -61.2008 | #DIV/0! | #DIV/0! | 49.5 | 3 | #DIV/0! | 1 | #DIV/0! | #DIV/0! |  |  | 1
0 | 0 | 0 | 0 | 1 | 1 | 18:24 | 11576 |  | 81.8522 | 496.3873 | 496.3873 | 49.8789 | 49.8789 | 3.5527e-16 | 0 | 496.3873 |  | -60.9961 | #DIV/0! | #DIV/0! | 49.5 | 3 | #DIV/0! | 1 | #DIV/0! | #DIV/0! |  |  | 1
0 | 0 | 0 | 0 | 1 | 1 | 18:24 | 11580 |  | 81.6475 | 496.5919 | 496.5919 | 49.8789 | 49.8789 | 3.5527e-16 | 0 | 496.5919 |  | -60.7915 | #DIV/0! | #DIV/0! | 49.5 | 3 | #DIV/0! | 1 | #DIV/0! | #DIV/0! |  |  | 1
0 | 0 | 0 | 0 | 1 | 1 | 18:24 | 11584 |  | 81.4429 | 496.7966 | 496.7966 | 49.8789 | 49.8789 | 3.5527e-16 | 0 | 496.7966 |  | -60.5868 | #DIV/0! | #DIV/0! | 49.5 | 3 | #DIV/0! | 1 | #DIV/0! | #DIV/0! |  |  | 1
0 | 0 | 0 | 0 | 1 | 1 | 18:24 | 11588 |  | 81.2382 | 497.0013 | 497.0013 | 49.8789 | 49.8789 | 3.5527e-16 | 0 | 497.0013 |  | -60.3821 | #DIV/0! | #DIV/0! | 49.5 | 3 | #DIV/0! | 1 | #DIV/0! | #DIV/0! |  |  | 1
0 | 0 | 0 | 0 | 1 | 1 | 18:24 | 11592 |  | 81.0335 | 497.2059 | 497.2059 | 49.8789 | 49.8789 | 3.5527e-16 | 0 | 497.2059 |  | -60.1775 | #DIV/0! | #DIV/0! | 49.5 | 3 | #DIV/0! | 1 | #DIV/0! | #DIV/0! |  |  | 1
0 | 0 | 0 | 0 | 1 | 1 | 18:24 | 11596 |  | 80.8289 | 497.4106 | 497.4106 | 49.8789 | 49.8789 | 3.5527e-16 | 0 | 497.4106 |  | -59.9728 | #DIV/0! | #DIV/0! | 49.5 | 3 | #DIV/0! | 1 | #DIV/0! | #DIV/0! |  |  | 1
0 | 0 | 0 | 0 | 1 | 1 | 18:24 | 11600 |  | 80.6242 | 497.6153 | 497.6153 | 49.8789 | 49.8789 | 3.5527e-16 | 0 | 497.6153 |  | -59.7681 | #DIV/0! | #DIV/0! | 49.5 | 3 | #DIV/0! | 1 | #DIV/0! | #DIV/0! |  |  | 1
0 | 0 | 0 | 0 | 1 | 1 | 18:24 | 11604 |  | 80.4195 | 497.8199 | 497.8199 | 49.8789 | 49.8789 | 3.5527e-16 | 0 | 497.8199 |  | -59.5635 | #DIV/0! | #DIV/0! | 49.5 | 3 | #DIV/0! | 1 | #DIV/0! | #DIV/0! |  |  | 1
0 | 0 | 0 | 0 | 1 | 1 | 18:24 | 11608 |  | 80.2149 | 498.0246 | 498.0246 | 49.8789 | 49.8789 | 3.5527e-16 | 0 | 498.0246 |  | -59.3588 | #DIV/0! | #DIV/0! | 49.5 | 3 | #DIV/0! | 1 | #DIV/0! | #DIV/0! |  |  | 1
0 | 0 | 0 | 0 | 1 | 1 | 18:24 | 11612 |  | 80.0102 | 498.2293 | 498.2293 | 49.8789 | 49.8789 | 3.5527e-16 | 0 | 498.2293 |  | -59.1541 | #DIV/0! | #DIV/0! | 49.5 | 3 | #DIV/0! | 1 | #DIV/0! | #DIV/0! |  |  | 1
0 | 0 | 0 | 0 | 1 | 1 | 18:24 | 11616 |  | 79.8056 | 498.4339 | 498.4339 | 49.8789 | 49.8789 | 3.5527e-16 | 0 | 498.4339 |  | -58.9495 | #DIV/0! | #DIV/0! | 49.5 | 3 | #DIV/0! | 1 | #DIV/0! | #DIV/0! |  |  | 1
0 | 0 | 0 | 0 | 1 | 1 | 18:24 | 11620 |  | 79.6009 | 498.6386 | 498.6386 | 49.8789 | 49.8789 | 3.5527e-16 | 0 | 498.6386 |  | -58.7448 | #DIV/0! | #DIV/0! | 49.5 | 3 | #DIV/0! | 1 | #DIV/0! | #DIV/0! |  |  | 1
0 | 0 | 0 | 0 | 1 | 1 | 18:24 | 11624 |  | 79.3962 | 498.8433 | 498.8433 | 49.8789 | 49.8789 | 3.5527e-16 | 0 | 498.8433 |  | -58.5401 | #DIV/0! | #DIV/0! | 49.5 | 3 | #DIV/0! | 1 | #DIV/0! | #DIV/0! |  |  | 1
0 | 0 | 0 | 0 | 1 | 1 | 18:24 | 11628 |  | 79.1916 | 499.0479 | 499.0479 | 49.8789 | 49.8789 | 3.5527e-16 | 0 | 499.0479 |  | -58.3355 | #DIV/0! | #DIV/0! | 49.5 | 3 | #DIV/0! | 1 | #DIV/0! | #DIV/0! |  |  | 1
0 | 0 | 0 | 0 | 1 | 1 | 18:24 | 11632 |  | 78.9869 | 499.2526 | 499.2526 | 49.8789 | 49.8789 | 3.5527e-16 | 0 | 499.2526 |  | -58.1308 | #DIV/0! | #DIV/0! | 49.5 | 3 | #DIV/0! | 1 | #DIV/0! | #DIV/0! |  |  | 1
0 | 0 | 0 | 0 | 1 | 1 | 18:25 | 11636 |  | 78.7822 | 499.4573 | 499.4573 | 49.8789 | 49.8789 | 3.5527e-16 | 0 | 499.4573 |  | -57.9261 | #DIV/0! | #DIV/0! | 49.5 | 3 | #DIV/0! | 1 | #DIV/0! | #DIV/0! |  |  | 1
0 | 0 | 0 | 0 | 1 | 1 | 18:25 | 11640 |  | 78.5776 | 499.6619 | 499.6619 | 49.8789 | 49.8789 | 3.5527e-16 | 0 | 499.6619 |  | -57.7215 | #DIV/0! | #DIV/0! | 49.5 | 3 | #DIV/0! | 1 | #DIV/0! | #DIV/0! |  |  | 1
0 | 0 | 0 | 0 | 1 | 1 | 18:25 | 11644 |  | 78.3729 | 499.8666 | 499.8666 | 49.8789 | 49.8789 | 3.5527e-16 | 0 | 499.8666 |  | -57.5168 | #DIV/0! | #DIV/0! | 49.5 | 3 | #DIV/0! | 1 | #DIV/0! | #DIV/0! |  |  | 1
0 | 0 | 0 | 0 | 1 | 1 | 18:25 | 11648 |  | 78.1682 | 500.0713 | 500.0713 | 49.8789 | 49.8789 | 3.5527e-16 | 0 | 500.0713 |  | -57.3121 | #DIV/0! | #DIV/0! | 49.5 | 3 | #DIV/0! | 1 | #DIV/0! | #DIV/0! |  |  | 1
0 | 0 | 0 | 0 | 1 | 1 | 18:25 | 11652 |  | 77.9636 | 500.2759 | 500.2759 | 49.8789 | 49.8789 | 3.5527e-16 | 0 | 500.2759 |  | -57.1075 | #DIV/0! | #DIV/0! | 49.5 | 3 | #DIV/0! | 1 | #DIV/0! | #DIV/0! |  |  | 1
0 | 0 | 0 | 0 | 1 | 1 | 18:25 | 11656 |  | 77.7589 | 500.4806 | 500.4806 | 49.8789 | 49.8789 | 3.5527e-16 | 0 | 500.4806 |  | -56.9028 | #DIV/0! | #DIV/0! | 49.5 | 3 | #DIV/0! | 1 | #DIV/0! | #DIV/0! |  |  | 1
0 | 0 | 0 | 0 | 1 | 1 | 18:25 | 11660 |  | 77.5542 | 500.6853 | 500.6853 | 49.8789 | 49.8789 | 3.5527e-16 | 0 | 500.6853 |  | -56.6981 | #DIV/0! | #DIV/0! | 49.5 | 3 | #DIV/0! | 1 | #DIV/0! | #DIV/0! |  |  | 1
0 | 0 | 0 | 0 | 1 | 1 | 18:25 | 11664 |  | 77.3496 | 500.8899 | 500.8899 | 49.8789 | 49.8789 | 3.5527e-16 | 0 | 500.8899 |  | -56.4935 | #DIV/0! | #DIV/0! | 49.5 | 3 | #DIV/0! | 1 | #DIV/0! | #DIV/0! |  |  | 1
0 | 0 | 0 | 0 | 1 | 1 | 18:25 | 11668 |  | 77.1449 | 501.0946 | 501.0946 | 49.8789 | 49.8789 | 3.5527e-16 | 0 | 501.0946 |  | -56.2888 | #DIV/0! | #DIV/0! | 49.5 | 3 | #DIV/0! | 1 | #DIV/0! | #DIV/0! |  |  | 1
0 | 0 | 0 | 0 | 1 | 1 | 18:25 | 11672 |  | 76.9402 | 501.2993 | 501.2993 | 49.8789 | 49.8789 | 3.5527e-16 | 0 | 501.2993 |  | -56.0841 | #DIV/0! | #DIV/0! | 49.5 | 3 | #DIV/0! | 1 | #DIV/0! | #DIV/0! |  |  | 1
0 | 0 | 0 | 0 | 1 | 1 | 18:25 | 11676 |  | 76.7356 | 501.5039 | 501.5039 | 49.8789 | 49.8789 | 3.5527e-16 | 0 | 501.5039 |  | -55.8795 | #DIV/0! | #DIV/0! | 49.5 | 3 | #DIV/0! | 1 | #DIV/0! | #DIV/0! |  |  | 1
0 | 0 | 0 | 0 | 1 | 1 | 18:25 | 11680 |  | 76.5309 | 501.7086 | 501.7086 | 49.8789 | 49.8789 | 3.5527e-16 | 0 | 501.7086 |  | -55.6748 | #DIV/0! | #DIV/0! | 49.5 | 3 | #DIV/0! | 1 | #DIV/0! | #DIV/0! |  |  | 1
0 | 0 | 0 | 0 | 1 | 1 | 18:25 | 11684 |  | 76.3262 | 501.9133 | 501.9133 | 49.8789 | 49.8789 | 3.5527e-16 | 0 | 501.9133 |  | -55.4701 | #DIV/0! | #DIV/0! | 49.5 | 3 | #DIV/0! | 1 | #DIV/0! | #DIV/0! |  |  | 1
0 | 0 | 0 | 0 | 1 | 1 | 18:25 | 11688 |  | 76.1216 | 502.1179 | 502.1179 | 49.8789 | 49.8789 | 3.5527e-16 | 0 | 502.1179 |  | -55.2655 | #DIV/0! | #DIV/0! | 49.5 | 3 | #DIV/0! | 1 | #DIV/0! | #DIV/0! |  |  | 1
0 | 0 | 0 | 0 | 1 | 1 | 18:25 | 11692 |  | 75.9169 | 502.3226 | 502.3226 | 49.8789 | 49.8789 | 3.5527e-16 | 0 | 502.3226 |  | -55.0608 | #DIV/0! | #DIV/0! | 49.5 | 3 | #DIV/0! | 1 | #DIV/0! | #DIV/0! |  |  | 1
0 | 0 | 0 | 0 | 1 | 1 | 18:26 | 11696 |  | 75.7122 | 502.5273 | 502.5273 | 49.8789 | 49.8789 | 3.5527e-16 | 0 | 502.5273 |  | -54.8561 | #DIV/0! | #DIV/0! | 49.5 | 3 | #DIV/0! | 1 | #DIV/0! | #DIV/0! |  |  | 1
0 | 0 | 0 | 0 | 1 | 1 | 18:26 | 11700 |  | 75.5076 | 502.7319 | 502.7319 | 49.8789 | 49.8789 | 3.5527e-16 | 0 | 502.7319 |  | -54.6515 | #DIV/0! | #DIV/0! | 49.5 | 3 | #DIV/0! | 1 | #DIV/0! | #DIV/0! |  |  | 1
0 | 0 | 0 | 0 | 1 | 1 | 18:26 | 11704 |  | 75.3029 | 502.9366 | 502.9366 | 49.8789 | 49.8789 | 3.5527e-16 | 0 | 502.9366 |  | -54.4468 | #DIV/0! | #DIV/0! | 49.5 | 3 | #DIV/0! | 1 | #DIV/0! | #DIV/0! |  |  | 1
0 | 0 | 0 | 0 | 1 | 1 | 18:26 | 11708 |  | 75.0982 | 503.1413 | 503.1413 | 49.8789 | 49.8789 | 3.5527e-16 | 0 | 503.1413 |  | -54.2421 | #DIV/0! | #DIV/0! | 49.5 | 3 | #DIV/0! | 1 | #DIV/0! | #DIV/0! |  |  | 1
0 | 0 | 0 | 0 | 1 | 1 | 18:26 | 11712 |  | 74.8936 | 503.3459 | 503.3459 | 49.8789 | 49.8789 | 3.5527e-16 | 0 | 503.3459 |  | -54.0375 | #DIV/0! | #DIV/0! | 49.5 | 3 | #DIV/0! | 1 | #DIV/0! | #DIV/0! |  |  | 1
0 | 0 | 0 | 0 | 1 | 1 | 18:26 | 11716 |  | 74.6889 | 503.5506 | 503.5506 | 49.8789 | 49.8789 | 3.5527e-16 | 0 | 503.5506 |  | -53.8328 | #DIV/0! | #DIV/0! | 49.5 | 3 | #DIV/0! | 1 | #DIV/0! | #DIV/0! |  |  | 1
0 | 0 | 0 | 0 | 1 | 1 | 18:26 | 11720 |  | 74.4842 | 503.7553 | 503.7553 | 49.8789 | 49.8789 | 3.5527e-16 | 0 | 503.7553 |  | -53.6281 | #DIV/0! | #DIV/0! | 49.5 | 3 | #DIV/0! | 1 | #DIV/0! | #DIV/0! |  |  | 1
0 | 0 | 0 | 0 | 1 | 1 | 18:26 | 11724 |  | 74.2796 | 503.9599 | 503.9599 | 49.8789 | 49.8789 | 3.5527e-16 | 0 | 503.9599 |  | -53.4235 | #DIV/0! | #DIV/0! | 49.5 | 3 | #DIV/0! | 1 | #DIV/0! | #DIV/0! |  |  | 1
0 | 0 | 0 | 0 | 1 | 1 | 18:26 | 11728 |  | 74.0749 | 504.1646 | 504.1646 | 49.8789 | 49.8789 | 3.5527e-16 | 0 | 504.1646 |  | -53.2188 | #DIV/0! | #DIV/0! | 49.5 | 3 | #DIV/0! | 1 | #DIV/0! | #DIV/0! |  |  | 1
0 | 0 | 0 | 0 | 1 | 1 | 18:26 | 11732 |  | 73.8702 | 504.3693 | 504.3693 | 49.8789 | 49.8789 | 3.5527e-16 | 0 | 504.3693 |  | -53.0141 | #DIV/0! | #DIV/0! | 49.5 | 3 | #DIV/0! | 1 | #DIV/0! | #DIV/0! |  |  | 1
0 | 0 | 0 | 0 | 1 | 1 | 18:26 | 11736 |  | 73.6656 | 504.5739 | 504.5739 | 49.8789 | 49.8789 | 3.5527e-16 | 0 | 504.5739 |  | -52.8095 | #DIV/0! | #DIV/0! | 49.5 | 3 | #DIV/0! | 1 | #DIV/0! | #DIV/0! |  |  | 1
0 | 0 | 0 | 0 | 1 | 1 | 18:26 | 11740 |  | 73.4609 | 504.7786 | 504.7786 | 49.8789 | 49.8789 | 3.5527e-16 | 0 | 504.7786 |  | -52.6048 | #DIV/0! | #DIV/0! | 49.5 | 3 | #DIV/0! | 1 | #DIV/0! | #DIV/0! |  |  | 1
0 | 0 | 0 | 0 | 1 | 1 | 18:26 | 11744 |  | 73.2562 | 504.9833 | 504.9833 | 49.8789 | 49.8789 | 3.5527e-16 | 0 | 504.9833 |  | -52.4001 | #DIV/0! | #DIV/0! | 49.5 | 3 | #DIV/0! | 1 | #DIV/0! | #DIV/0! |  |  | 1
0 | 0 | 0 | 0 | 1 | 1 | 18:26 | 11748 |  | 73.0516 | 505.1879 | 505.1879 | 49.8789 | 49.8789 | 3.5527e-16 | 0 | 505.1879 |  | -52.1955 | #DIV/0! | #DIV/0! | 49.5 | 3 | #DIV/0! | 1 | #DIV/0! | #DIV/0! |  |  | 1
0 | 0 | 0 | 0 | 1 | 1 | 18:26 | 11752 |  | 72.8469 | 505.3926 | 505.3926 | 49.8789 | 49.8789 | 3.5527e-16 | 0 | 505.3926 |  | -51.9908 | #DIV/0! | #DIV/0! | 49.5 | 3 | #DIV/0! | 1 | #DIV/0! | #DIV/0! |  |  | 1
0 | 0 | 0 | 0 | 1 | 1 | 18:27 | 11756 |  | 72.6422 | 505.5973 | 505.5973 | 49.8789 | 49.8789 | 3.5527e-16 | 0 | 505.5973 |  | -51.7861 | #DIV/0! | #DIV/0! | 49.5 | 3 | #DIV/0! | 1 | #DIV/0! | #DIV/0! |  |  | 1
0 | 0 | 0 | 0 | 1 | 1 | 18:27 | 11760 |  | 72.4376 | 505.8019 | 505.8019 | 49.8789 | 49.8789 | 3.5527e-16 | 0 | 505.8019 |  | -51.5815 | #DIV/0! | #DIV/0! | 49.5 | 3 | #DIV/0! | 1 | #DIV/0! | #DIV/0! |  |  | 1
0 | 0 | 0 | 0 | 1 | 1 | 18:27 | 11764 |  | 72.2329 | 506.0066 | 506.0066 | 49.8789 | 49.8789 | 3.5527e-16 | 0 | 506.0066 |  | -51.3768 | #DIV/0! | #DIV/0! | 49.5 | 3 | #DIV/0! | 1 | #DIV/0! | #DIV/0! |  |  | 1
0 | 0 | 0 | 0 | 1 | 1 | 18:27 | 11768 |  | 72.0282 | 506.2113 | 506.2113 | 49.8789 | 49.8789 | 3.5527e-16 | 0 | 506.2113 |  | -51.1721 | #DIV/0! | #DIV/0! | 49.5 | 3 | #DIV/0! | 1 | #DIV/0! | #DIV/0! |  |  | 1
0 | 0 | 0 | 0 | 1 | 1 | 18:27 | 11772 |  | 71.8236 | 506.4159 | 506.4159 | 49.8789 | 49.8789 | 3.5527e-16 | 0 | 506.4159 |  | -50.9675 | #DIV/0! | #DIV/0! | 49.5 | 3 | #DIV/0! | 1 | #DIV/0! | #DIV/0! |  |  | 1
0 | 0 | 0 | 0 | 1 | 1 | 18:27 | 11776 |  | 71.6189 | 506.6206 | 506.6206 | 49.8789 | 49.8789 | 3.5527e-16 | 0 | 506.6206 |  | -50.7628 | #DIV/0! | #DIV/0! | 49.5 | 3 | #DIV/0! | 1 | #DIV/0! | #DIV/0! |  |  | 1
0 | 0 | 0 | 0 | 1 | 1 | 18:27 | 11780 |  | 71.4142 | 506.8253 | 506.8253 | 49.8789 | 49.8789 | 3.5527e-16 | 0 | 506.8253 |  | -50.5581 | #DIV/0! | #DIV/0! | 49.5 | 3 | #DIV/0! | 1 | #DIV/0! | #DIV/0! |  |  | 1
0 | 0 | 0 | 0 | 1 | 1 | 18:27 | 11784 |  | 71.2096 | 507.0299 | 507.0299 | 49.8789 | 49.8789 | 3.5527e-16 | 0 | 507.0299 |  | -50.3535 | #DIV/0! | #DIV/0! | 49.5 | 3 | #DIV/0! | 1 | #DIV/0! | #DIV/0! |  |  | 1
0 | 0 | 0 | 0 | 1 | 1 | 18:27 | 11788 |  | 71.0049 | 507.2346 | 507.2346 | 49.8789 | 49.8789 | 3.5527e-16 | 0 | 507.2346 |  | -50.1488 | #DIV/0! | #DIV/0! | 49.5 | 3 | #DIV/0! | 1 | #DIV/0! | #DIV/0! |  |  | 1
0 | 0 | 0 | 0 | 1 | 1 | 18:27 | 11792 |  | 70.8002 | 507.4393 | 507.4393 | 49.8789 | 49.8789 | 3.5527e-16 | 0 | 507.4393 |  | -49.9441 | #DIV/0! | #DIV/0! | 49.5 | 3 | #DIV/0! | 1 | #DIV/0! | #DIV/0! |  |  | 1
0 | 0 | 0 | 0 | 1 | 1 | 18:27 | 11796 |  | 70.5956 | 507.6439 | 507.6439 | 49.8789 | 49.8789 | 3.5527e-16 | 0 | 507.6439 |  | -49.7395 | #DIV/0! | #DIV/0! | 49.5 | 3 | #DIV/0! | 1 | #DIV/0! | #DIV/0! |  |  | 1
0 | 0 | 0 | 0 | 1 | 1 | 18:27 | 11800 |  | 70.3909 | 507.8486 | 507.8486 | 49.8789 | 49.8789 | 3.5527e-16 | 0 | 507.8486 |  | -49.5348 | #DIV/0! | #DIV/0! | 49.5 | 3 | #DIV/0! | 1 | #DIV/0! | #DIV/0! |  |  | 1
0 | 0 | 0 | 0 | 1 | 1 | 18:27 | 11804 |  | 70.1862 | 508.0533 | 508.0533 | 49.8789 | 49.8789 | 3.5527e-16 | 0 | 508.0533 |  | -49.3301 | #DIV/0! | #DIV/0! | 49.5 | 3 | #DIV/0! | 1 | #DIV/0! | #DIV/0! |  |  | 1
0 | 0 | 0 | 0 | 1 | 1 | 18:27 | 11808 |  | 69.9816 | 508.2579 | 508.2579 | 49.8789 | 49.8789 | 3.5527e-16 | 0 | 508.2579 |  | -49.1255 | #DIV/0! | #DIV/0! | 49.5 | 3 | #DIV/0! | 1 | #DIV/0! | #DIV/0! |  |  | 1
0 | 0 | 0 | 0 | 1 | 1 | 18:27 | 11812 |  | 69.7769 | 508.4626 | 508.4626 | 49.8789 | 49.8789 | 3.5527e-16 | 0 | 508.4626 |  | -48.9208 | #DIV/0! | #DIV/0! | 49.5 | 3 | #DIV/0! | 1 | #DIV/0! | #DIV/0! |  |  | 1
0 | 0 | 0 | 0 | 1 | 1 | 18:28 | 11816 |  | 69.5722 | 508.6673 | 508.6673 | 49.8789 | 49.8789 | 3.5527e-16 | 0 | 508.6673 |  | -48.7161 | #DIV/0! | #DIV/0! | 49.5 | 3 | #DIV/0! | 1 | #DIV/0! | #DIV/0! |  |  | 1
0 | 0 | 0 | 0 | 1 | 1 | 18:28 | 11820 |  | 69.3676 | 508.8719 | 508.8719 | 49.8789 | 49.8789 | 3.5527e-16 | 0 | 508.8719 |  | -48.5115 | #DIV/0! | #DIV/0! | 49.5 | 3 | #DIV/0! | 1 | #DIV/0! | #DIV/0! |  |  | 1
0 | 0 | 0 | 0 | 1 | 1 | 18:28 | 11824 |  | 69.1629 | 509.0766 | 509.0766 | 49.8789 | 49.8789 | 3.5527e-16 | 0 | 509.0766 |  | -48.3068 | #DIV/0! | #DIV/0! | 49.5 | 3 | #DIV/0! | 1 | #DIV/0! | #DIV/0! |  |  | 1
0 | 0 | 0 | 0 | 1 | 1 | 18:28 | 11828 |  | 68.9582 | 509.2813 | 509.2813 | 49.8789 | 49.8789 | 3.5527e-16 | 0 | 509.2813 |  | -48.1021 | #DIV/0! | #DIV/0! | 49.5 | 3 | #DIV/0! | 1 | #DIV/0! | #DIV/0! |  |  | 1
0 | 0 | 0 | 0 | 1 | 1 | 18:28 | 11832 |  | 68.7536 | 509.4859 | 509.4859 | 49.8789 | 49.8789 | 3.5527e-16 | 0 | 509.4859 |  | -47.8975 | #DIV/0! | #DIV/0! | 49.5 | 3 | #DIV/0! | 1 | #DIV/0! | #DIV/0! |  |  | 1
0 | 0 | 0 | 0 | 1 | 1 | 18:28 | 11836 |  | 68.5489 | 509.6906 | 509.6906 | 49.8789 | 49.8789 | 3.5527e-16 | 0 | 509.6906 |  | -47.6928 | #DIV/0! | #DIV/0! | 49.5 | 3 | #DIV/0! | 1 | #DIV/0! | #DIV/0! |  |  | 1
0 | 0 | 0 | 0 | 1 | 1 | 18:28 | 11840 |  | 68.3442 | 509.8953 | 509.8953 | 49.8789 | 49.8789 | 3.5527e-16 | 0 | 509.8953 |  | -47.4881 | #DIV/0! | #DIV/0! | 49.5 | 3 | #DIV/0! | 1 | #DIV/0! | #DIV/0! |  |  | 1
0 | 0 | 0 | 0 | 1 | 1 | 18:28 | 11844 |  | 68.1396 | 510.0999 | 510.0999 | 49.8789 | 49.8789 | 3.5527e-16 | 0 | 510.0999 |  | -47.2835 | #DIV/0! | #DIV/0! | 49.5 | 3 | #DIV/0! | 1 | #DIV/0! | #DIV/0! |  |  | 1
0 | 0 | 0 | 0 | 1 | 1 | 18:28 | 11848 |  | 67.9349 | 510.3046 | 510.3046 | 49.8789 | 49.8789 | 3.5527e-16 | 0 | 510.3046 |  | -47.0788 | #DIV/0! | #DIV/0! | 49.5 | 3 | #DIV/0! | 1 | #DIV/0! | #DIV/0! |  |  | 1
0 | 0 | 0 | 0 | 1 | 1 | 18:28 | 11852 |  | 67.7302 | 510.5093 | 510.5093 | 49.8789 | 49.8789 | 3.5527e-16 | 0 | 510.5093 |  | -46.8741 | #DIV/0! | #DIV/0! | 49.5 | 3 | #DIV/0! | 1 | #DIV/0! | #DIV/0! |  |  | 1
0 | 0 | 0 | 0 | 1 | 1 | 18:28 | 11856 |  | 67.5256 | 510.7139 | 510.7139 | 49.8789 | 49.8789 | 3.5527e-16 | 0 | 510.7139 |  | -46.6695 | #DIV/0! | #DIV/0! | 49.5 | 3 | #DIV/0! | 1 | #DIV/0! | #DIV/0! |  |  | 1
0 | 0 | 0 | 0 | 1 | 1 | 18:28 | 11860 |  | 67.3209 | 510.9186 | 510.9186 | 49.8789 | 49.8789 | 3.5527e-16 | 0 | 510.9186 |  | -46.4648 | #DIV/0! | #DIV/0! | 49.5 | 3 | #DIV/0! | 1 | #DIV/0! | #DIV/0! |  |  | 1
0 | 0 | 0 | 0 | 1 | 1 | 18:28 | 11864 |  | 67.1162 | 511.1233 | 511.1233 | 49.8789 | 49.8789 | 3.5527e-16 | 0 | 511.1233 |  | -46.2601 | #DIV/0! | #DIV/0! | 49.5 | 3 | #DIV/0! | 1 | #DIV/0! | #DIV/0! |  |  | 1
0 | 0 | 0 | 0 | 1 | 1 | 18:28 | 11868 |  | 66.9116 | 511.3279 | 511.3279 | 49.8789 | 49.8789 | 3.5527e-16 | 0 | 511.3279 |  | -46.0555 | #DIV/0! | #DIV/0! | 49.5 | 3 | #DIV/0! | 1 | #DIV/0! | #DIV/0! |  |  | 1
0 | 0 | 0 | 0 | 1 | 1 | 18:28 | 11872 |  | 66.7069 | 511.5326 | 511.5326 | 49.8789 | 49.8789 | 3.5527e-16 | 0 | 511.5326 |  | -45.8508 | #DIV/0! | #DIV/0! | 49.5 | 3 | #DIV/0! | 1 | #DIV/0! | #DIV/0! |  |  | 1
0 | 0 | 0 | 0 | 1 | 1 | 18:29 | 11876 |  | 66.5022 | 511.7373 | 511.7373 | 49.8789 | 49.8789 | 3.5527e-16 | 0 | 511.7373 |  | -45.6461 | #DIV/0! | #DIV/0! | 49.5 | 3 | #DIV/0! | 1 | #DIV/0! | #DIV/0! |  |  | 1
0 | 0 | 0 | 0 | 1 | 1 | 18:29 | 11880 |  | 66.2976 | 511.9419 | 511.9419 | 49.8789 | 49.8789 | 3.5527e-16 | 0 | 511.9419 |  | -45.4415 | #DIV/0! | #DIV/0! | 49.5 | 3 | #DIV/0! | 1 | #DIV/0! | #DIV/0! |  |  | 1
0 | 0 | 0 | 0 | 1 | 1 | 18:29 | 11884 |  | 66.0929 | 512.1466 | 512.1466 | 49.8789 | 49.8789 | 3.5527e-16 | 0 | 512.1466 |  | -45.2368 | #DIV/0! | #DIV/0! | 49.5 | 3 | #DIV/0! | 1 | #DIV/0! | #DIV/0! |  |  | 1
0 | 0 | 0 | 0 | 1 | 1 | 18:29 | 11888 |  | 65.8882 | 512.3513 | 512.3513 | 49.8789 | 49.8789 | 3.5527e-16 | 0 | 512.3513 |  | -45.0321 | #DIV/0! | #DIV/0! | 49.5 | 3 | #DIV/0! | 1 | #DIV/0! | #DIV/0! |  |  | 1
0 | 0 | 0 | 0 | 1 | 1 | 18:29 | 11892 |  | 65.6836 | 512.5559 | 512.5559 | 49.8789 | 49.8789 | 3.5527e-16 | 0 | 512.5559 |  | -44.8275 | #DIV/0! | #DIV/0! | 49.5 | 3 | #DIV/0! | 1 | #DIV/0! | #DIV/0! |  |  | 1
0 | 0 | 0 | 0 | 1 | 1 | 18:29 | 11896 |  | 65.4789 | 512.7606 | 512.7606 | 49.8789 | 49.8789 | 3.5527e-16 | 0 | 512.7606 |  | -44.6228 | #DIV/0! | #DIV/0! | 49.5 | 3 | #DIV/0! | 1 | #DIV/0! | #DIV/0! |  |  | 1
0 | 0 | 0 | 0 | 1 | 1 | 18:29 | 11900 |  | 65.2742 | 512.9653 | 512.9653 | 49.8789 | 49.8789 | 3.5527e-16 | 0 | 512.9653 |  | -44.4181 | #DIV/0! | #DIV/0! | 49.5 | 3 | #DIV/0! | 1 | #DIV/0! | #DIV/0! |  |  | 1
0 | 0 | 0 | 0 | 1 | 1 | 18:29 | 11904 |  | 65.0696 | 513.1699 | 513.1699 | 49.8789 | 49.8789 | 3.5527e-16 | 0 | 513.1699 |  | -44.2135 | #DIV/0! | #DIV/0! | 49.5 | 3 | #DIV/0! | 1 | #DIV/0! | #DIV/0! |  |  | 1
0 | 0 | 0 | 0 | 1 | 1 | 18:29 | 11908 |  | 64.8649 | 513.3746 | 513.3746 | 49.8789 | 49.8789 | 3.5527e-16 | 0 | 513.3746 |  | -44.0088 | #DIV/0! | #DIV/0! | 49.5 | 3 | #DIV/0! | 1 | #DIV/0! | #DIV/0! |  |  | 1
0 | 0 | 0 | 0 | 1 | 1 | 18:29 | 11912 |  | 64.6602 | 513.5793 | 513.5793 | 49.8789 | 49.8789 | 3.5527e-16 | 0 | 513.5793 |  | -43.8041 | #DIV/0! | #DIV/0! | 49.5 | 3 | #DIV/0! | 1 | #DIV/0! | #DIV/0! |  |  | 1
0 | 0 | 0 | 0 | 1 | 1 | 18:29 | 11916 |  | 64.4556 | 513.7839 | 513.7839 | 49.8789 | 49.8789 | 3.5527e-16 | 0 | 513.7839 |  | -43.5995 | #DIV/0! | #DIV/0! | 49.5 | 3 | #DIV/0! | 1 | #DIV/0! | #DIV/0! |  |  | 1
0 | 0 | 0 | 0 | 1 | 1 | 18:29 | 11920 |  | 64.2509 | 513.9886 | 513.9886 | 49.8789 | 49.8789 | 3.5527e-16 | 0 | 513.9886 |  | -43.3948 | #DIV/0! | #DIV/0! | 49.5 | 3 | #DIV/0! | 1 | #DIV/0! | #DIV/0! |  |  | 1
0 | 0 | 0 | 0 | 1 | 1 | 18:29 | 11924 |  | 64.0462 | 514.1933 | 514.1933 | 49.8789 | 49.8789 | 3.5527e-16 | 0 | 514.1933 |  | -43.1901 | #DIV/0! | #DIV/0! | 49.5 | 3 | #DIV/0! | 1 | #DIV/0! | #DIV/0! |  |  | 1
0 | 0 | 0 | 0 | 1 | 1 | 18:29 | 11928 |  | 63.8416 | 514.3979 | 514.3979 | 49.8789 | 49.8789 | 3.5527e-16 | 0 | 514.3979 |  | -42.9855 | #DIV/0! | #DIV/0! | 49.5 | 3 | #DIV/0! | 1 | #DIV/0! | #DIV/0! |  |  | 1
0 | 0 | 0 | 0 | 1 | 1 | 18:29 | 11932 |  | 63.6369 | 514.6026 | 514.6026 | 49.8789 | 49.8789 | 3.5527e-16 | 0 | 514.6026 |  | -42.7808 | #DIV/0! | #DIV/0! | 49.5 | 3 | #DIV/0! | 1 | #DIV/0! | #DIV/0! |  |  | 1
0 | 0 | 0 | 0 | 1 | 1 | 18:30 | 11936 |  | 63.4322 | 514.8073 | 514.8073 | 49.8789 | 49.8789 | 3.5527e-16 | 0 | 514.8073 |  | -42.5761 | #DIV/0! | #DIV/0! | 49.5 | 3 | #DIV/0! | 1 | #DIV/0! | #DIV/0! |  |  | 1
0 | 0 | 0 | 0 | 1 | 1 | 18:30 | 11940 |  | 63.2276 | 515.0119 | 515.0119 | 49.8789 | 49.8789 | 3.5527e-16 | 0 | 515.0119 |  | -42.3715 | #DIV/0! | #DIV/0! | 49.5 | 3 | #DIV/0! | 1 | #DIV/0! | #DIV/0! |  |  | 1
0 | 0 | 0 | 0 | 1 | 1 | 18:30 | 11944 |  | 63.0229 | 515.2166 | 515.2166 | 49.8789 | 49.8789 | 3.5527e-16 | 0 | 515.2166 |  | -42.1668 | #DIV/0! | #DIV/0! | 49.5 | 3 | #DIV/0! | 1 | #DIV/0! | #DIV/0! |  |  | 1
0 | 0 | 0 | 0 | 1 | 1 | 18:30 | 11948 |  | 62.8182 | 515.4213 | 515.4213 | 49.8789 | 49.8789 | 3.5527e-16 | 0 | 515.4213 |  | -41.9621 | #DIV/0! | #DIV/0! | 49.5 | 3 | #DIV/0! | 1 | #DIV/0! | #DIV/0! |  |  | 1
0 | 0 | 0 | 0 | 1 | 1 | 18:30 | 11952 |  | 62.6136 | 515.6259 | 515.6259 | 49.8789 | 49.8789 | 3.5527e-16 | 0 | 515.6259 |  | -41.7575 | #DIV/0! | #DIV/0! | 49.5 | 3 | #DIV/0! | 1 | #DIV/0! | #DIV/0! |  |  | 1
0 | 0 | 0 | 0 | 1 | 1 | 18:30 | 11956 |  | 62.4089 | 515.8306 | 515.8306 | 49.8789 | 49.8789 | 3.5527e-16 | 0 | 515.8306 |  | -41.5528 | #DIV/0! | #DIV/0! | 49.5 | 3 | #DIV/0! | 1 | #DIV/0! | #DIV/0! |  |  | 1
0 | 0 | 0 | 0 | 1 | 1 | 18:30 | 11960 |  | 62.2042 | 516.0353 | 516.0353 | 49.8789 | 49.8789 | 3.5527e-16 | 0 | 516.0353 |  | -41.3481 | #DIV/0! | #DIV/0! | 49.5 | 3 | #DIV/0! | 1 | #DIV/0! | #DIV/0! |  |  | 1
0 | 0 | 0 | 0 | 1 | 1 | 18:30 | 11964 |  | 61.9996 | 516.2399 | 516.2399 | 49.8789 | 49.8789 | 3.5527e-16 | 0 | 516.2399 |  | -41.1435 | #DIV/0! | #DIV/0! | 49.5 | 3 | #DIV/0! | 1 | #DIV/0! | #DIV/0! |  |  | 1
0 | 0 | 0 | 0 | 1 | 1 | 18:30 | 11968 |  | 61.7949 | 516.4446 | 516.4446 | 49.8789 | 49.8789 | 3.5527e-16 | 0 | 516.4446 |  | -40.9388 | #DIV/0! | #DIV/0! | 49.5 | 3 | #DIV/0! | 1 | #DIV/0! | #DIV/0! |  |  | 1
0 | 0 | 0 | 0 | 1 | 1 | 18:30 | 11972 |  | 61.5902 | 516.6493 | 516.6493 | 49.8789 | 49.8789 | 3.5527e-16 | 0 | 516.6493 |  | -40.7341 | #DIV/0! | #DIV/0! | 49.5 | 3 | #DIV/0! | 1 | #DIV/0! | #DIV/0! |  |  | 1
0 | 0 | 0 | 0 | 1 | 1 | 18:30 | 11976 |  | 61.3856 | 516.8539 | 516.8539 | 49.8789 | 49.8789 | 3.5527e-16 | 0 | 516.8539 |  | -40.5295 | #DIV/0! | #DIV/0! | 49.5 | 3 | #DIV/0! | 1 | #DIV/0! | #DIV/0! |  |  | 1
0 | 0 | 0 | 0 | 1 | 1 | 18:30 | 11980 |  | 61.1809 | 517.0586 | 517.0586 | 49.8789 | 49.8789 | 3.5527e-16 | 0 | 517.0586 |  | -40.3248 | #DIV/0! | #DIV/0! | 49.5 | 3 | #DIV/0! | 1 | #DIV/0! | #DIV/0! |  |  | 1
0 | 0 | 0 | 0 | 1 | 1 | 18:30 | 11984 |  | 60.9762 | 517.2632 | 517.2632 | 49.8789 | 49.8789 | 3.5527e-16 | 0 | 517.2632 |  | -40.1201 | #DIV/0! | #DIV/0! | 49.5 | 3 | #DIV/0! | 1 | #DIV/0! | #DIV/0! |  |  | 1
0 | 0 | 0 | 0 | 1 | 1 | 18:30 | 11988 |  | 60.7716 | 517.4679 | 517.4679 | 49.8789 | 49.8789 | 3.5527e-16 | 0 | 517.4679 |  | -39.9155 | #DIV/0! | #DIV/0! | 49.5 | 3 | #DIV/0! | 1 | #DIV/0! | #DIV/0! |  |  | 1
0 | 0 | 0 | 0 | 1 | 1 | 18:30 | 11992 |  | 60.5669 | 517.6726 | 517.6726 | 49.8789 | 49.8789 | 3.5527e-16 | 0 | 517.6726 |  | -39.7108 | #DIV/0! | #DIV/0! | 49.5 | 3 | #DIV/0! | 1 | #DIV/0! | #DIV/0! |  |  | 1
0 | 0 | 0 | 0 | 1 | 1 | 18:31 | 11996 |  | 60.3622 | 517.8772 | 517.8772 | 49.8789 | 49.8789 | 3.5527e-16 | 0 | 517.8772 |  | -39.5062 | #DIV/0! | #DIV/0! | 49.5 | 3 | #DIV/0! | 1 | #DIV/0! | #DIV/0! |  |  | 1
0 | 0 | 0 | 0 | 1 | 1 | 18:31 | 12000 |  | 60.1576 | 518.0819 | 518.0819 | 49.8789 | 49.8789 | 3.5527e-16 | 0 | 518.0819 |  | -39.3015 | #DIV/0! | #DIV/0! | 49.5 | 3 | #DIV/0! | 1 | #DIV/0! | #DIV/0! |  |  | 1
0 | 0 | 0 | 0 | 1 | 1 | 18:31 | 12004 |  | 59.9529 | 518.2866 | 518.2866 | 49.8789 | 49.8789 | 3.5527e-16 | 0 | 518.2866 |  | -39.0968 | #DIV/0! | #DIV/0! | 49.5 | 3 | #DIV/0! | 1 | #DIV/0! | #DIV/0! |  |  | 1
0 | 0 | 0 | 0 | 1 | 1 | 18:31 | 12008 |  | 59.7482 | 518.4912 | 518.4912 | 49.8789 | 49.8789 | 3.5527e-16 | 0 | 518.4912 |  | -38.8922 | #DIV/0! | #DIV/0! | 49.5 | 3 | #DIV/0! | 1 | #DIV/0! | #DIV/0! |  |  | 1
0 | 0 | 0 | 0 | 1 | 1 | 18:31 | 12012 |  | 59.5436 | 518.6959 | 518.6959 | 49.8789 | 49.8789 | 3.5527e-16 | 0 | 518.6959 |  | -38.6875 | #DIV/0! | #DIV/0! | 49.5 | 3 | #DIV/0! | 1 | #DIV/0! | #DIV/0! |  |  | 1
0 | 0 | 0 | 0 | 1 | 1 | 18:31 | 12016 |  | 59.3389 | 518.9006 | 518.9006 | 49.8789 | 49.8789 | 3.5527e-16 | 0 | 518.9006 |  | -38.4828 | #DIV/0! | #DIV/0! | 49.5 | 3 | #DIV/0! | 1 | #DIV/0! | #DIV/0! |  |  | 1
0 | 0 | 0 | 0 | 1 | 1 | 18:31 | 12020 |  | 59.1342 | 519.1052 | 519.1052 | 49.8789 | 49.8789 | 3.5527e-16 | 0 | 519.1052 |  | -38.2782 | #DIV/0! | #DIV/0! | 49.5 | 3 | #DIV/0! | 1 | #DIV/0! | #DIV/0! |  |  | 1
0 | 0 | 0 | 0 | 1 | 1 | 18:31 | 12024 |  | 58.9296 | 519.3099 | 519.3099 | 49.8789 | 49.8789 | 3.5527e-16 | 0 | 519.3099 |  | -38.0735 | #DIV/0! | #DIV/0! | 49.5 | 3 | #DIV/0! | 1 | #DIV/0! | #DIV/0! |  |  | 1
0 | 0 | 0 | 0 | 1 | 1 | 18:31 | 12028 |  | 58.7249 | 519.5146 | 519.5146 | 49.8789 | 49.8789 | 3.5527e-16 | 0 | 519.5146 |  | -37.8688 | #DIV/0! | #DIV/0! | 49.5 | 3 | #DIV/0! | 1 | #DIV/0! | #DIV/0! |  |  | 1
0 | 0 | 0 | 0 | 1 | 1 | 18:31 | 12032 |  | 58.5202 | 519.7192 | 519.7192 | 49.8789 | 49.8789 | 3.5527e-16 | 0 | 519.7192 |  | -37.6642 | #DIV/0! | #DIV/0! | 49.5 | 3 | #DIV/0! | 1 | #DIV/0! | #DIV/0! |  |  | 1
0 | 0 | 0 | 0 | 1 | 1 | 18:31 | 12036 |  | 58.3156 | 519.9239 | 519.9239 | 49.8789 | 49.8789 | 3.5527e-16 | 0 | 519.9239 |  | -37.4595 | #DIV/0! | #DIV/0! | 49.5 | 3 | #DIV/0! | 1 | #DIV/0! | #DIV/0! |  |  | 1
0 | 0 | 0 | 0 | 1 | 1 | 18:31 | 12040 |  | 58.1109 | 520.1286 | 520.1286 | 49.8789 | 49.8789 | 3.5527e-16 | 0 | 520.1286 |  | -37.2548 | #DIV/0! | #DIV/0! | 49.5 | 3 | #DIV/0! | 1 | #DIV/0! | #DIV/0! |  |  | 1
0 | 0 | 0 | 0 | 1 | 1 | 18:31 | 12044 |  | 57.9062 | 520.3332 | 520.3332 | 49.8789 | 49.8789 | 3.5527e-16 | 0 | 520.3332 |  | -37.0502 | #DIV/0! | #DIV/0! | 49.5 | 3 | #DIV/0! | 1 | #DIV/0! | #DIV/0! |  |  | 1
0 | 0 | 0 | 0 | 1 | 1 | 18:31 | 12048 |  | 57.7016 | 520.5379 | 520.5379 | 49.8789 | 49.8789 | 3.5527e-16 | 0 | 520.5379 |  | -36.8455 | #DIV/0! | #DIV/0! | 49.5 | 3 | #DIV/0! | 1 | #DIV/0! | #DIV/0! |  |  | 1
0 | 0 | 0 | 0 | 1 | 1 | 18:31 | 12052 |  | 57.4969 | 520.7426 | 520.7426 | 49.8789 | 49.8789 | 3.5527e-16 | 0 | 520.7426 |  | -36.6408 | #DIV/0! | #DIV/0! | 49.5 | 3 | #DIV/0! | 1 | #DIV/0! | #DIV/0! |  |  | 1
0 | 0 | 0 | 0 | 1 | 1 | 18:32 | 12056 |  | 57.2922 | 520.9472 | 520.9472 | 49.8789 | 49.8789 | 3.5527e-16 | 0 | 520.9472 |  | -36.4362 | #DIV/0! | #DIV/0! | 49.5 | 3 | #DIV/0! | 1 | #DIV/0! | #DIV/0! |  |  | 1
0 | 0 | 0 | 0 | 1 | 1 | 18:32 | 12060 |  | 57.0876 | 521.1519 | 521.1519 | 49.8789 | 49.8789 | 3.5527e-16 | 0 | 521.1519 |  | -36.2315 | #DIV/0! | #DIV/0! | 49.5 | 3 | #DIV/0! | 1 | #DIV/0! | #DIV/0! |  |  | 1
0 | 0 | 0 | 0 | 1 | 1 | 18:32 | 12064 |  | 56.8829 | 521.3566 | 521.3566 | 49.8789 | 49.8789 | 3.5527e-16 | 0 | 521.3566 |  | -36.0268 | #DIV/0! | #DIV/0! | 49.5 | 3 | #DIV/0! | 1 | #DIV/0! | #DIV/0! |  |  | 1
0 | 0 | 0 | 0 | 1 | 1 | 18:32 | 12068 |  | 56.6782 | 521.5612 | 521.5612 | 49.8789 | 49.8789 | 3.5527e-16 | 0 | 521.5612 |  | -35.8222 | #DIV/0! | #DIV/0! | 49.5 | 3 | #DIV/0! | 1 | #DIV/0! | #DIV/0! |  |  | 1
0 | 0 | 0 | 0 | 1 | 1 | 18:32 | 12072 |  | 56.4736 | 521.7659 | 521.7659 | 49.8789 | 49.8789 | 3.5527e-16 | 0 | 521.7659 |  | -35.6175 | #DIV/0! | #DIV/0! | 49.5 | 3 | #DIV/0! | 1 | #DIV/0! | #DIV/0! |  |  | 1
0 | 0 | 0 | 0 | 1 | 1 | 18:32 | 12076 |  | 56.2689 | 521.9706 | 521.9706 | 49.8789 | 49.8789 | 3.5527e-16 | 0 | 521.9706 |  | -35.4128 | #DIV/0! | #DIV/0! | 49.5 | 3 | #DIV/0! | 1 | #DIV/0! | #DIV/0! |  |  | 1
0 | 0 | 0 | 0 | 1 | 1 | 18:32 | 12080 |  | 56.0642 | 522.1752 | 522.1752 | 49.8789 | 49.8789 | 3.5527e-16 | 0 | 522.1752 |  | -35.2082 | #DIV/0! | #DIV/0! | 49.5 | 3 | #DIV/0! | 1 | #DIV/0! | #DIV/0! |  |  | 1
0 | 0 | 0 | 0 | 1 | 1 | 18:32 | 12084 |  | 55.8596 | 522.3799 | 522.3799 | 49.8789 | 49.8789 | 3.5527e-16 | 0 | 522.3799 |  | -35.0035 | #DIV/0! | #DIV/0! | 49.5 | 3 | #DIV/0! | 1 | #DIV/0! | #DIV/0! |  |  | 1
0 | 0 | 0 | 0 | 1 | 1 | 18:32 | 12088 |  | 55.6549 | 522.5846 | 522.5846 | 49.8789 | 49.8789 | 3.5527e-16 | 0 | 522.5846 |  | -34.7988 | #DIV/0! | #DIV/0! | 49.5 | 3 | #DIV/0! | 1 | #DIV/0! | #DIV/0! |  |  | 1
0 | 0 | 0 | 0 | 1 | 1 | 18:32 | 12092 |  | 55.4502 | 522.7892 | 522.7892 | 49.8789 | 49.8789 | 3.5527e-16 | 0 | 522.7892 |  | -34.5942 | #DIV/0! | #DIV/0! | 49.5 | 3 | #DIV/0! | 1 | #DIV/0! | #DIV/0! |  |  | 1
0 | 0 | 0 | 0 | 1 | 1 | 18:32 | 12096 |  | 55.2456 | 522.9939 | 522.9939 | 49.8789 | 49.8789 | 3.5527e-16 | 0 | 522.9939 |  | -34.3895 | #DIV/0! | #DIV/0! | 49.5 | 3 | #DIV/0! | 1 | #DIV/0! | #DIV/0! |  |  | 1
0 | 0 | 0 | 0 | 1 | 1 | 18:32 | 12100 |  | 55.0409 | 523.1986 | 523.1986 | 49.8789 | 49.8789 | 3.5527e-16 | 0 | 523.1986 |  | -34.1848 | #DIV/0! | #DIV/0! | 49.5 | 3 | #DIV/0! | 1 | #DIV/0! | #DIV/0! |  |  | 1
0 | 0 | 0 | 0 | 1 | 1 | 18:32 | 12104 |  | 54.8362 | 523.4032 | 523.4032 | 49.8789 | 49.8789 | 3.5527e-16 | 0 | 523.4032 |  | -33.9802 | #DIV/0! | #DIV/0! | 49.5 | 3 | #DIV/0! | 1 | #DIV/0! | #DIV/0! |  |  | 1
0 | 0 | 0 | 0 | 1 | 1 | 18:32 | 12108 |  | 54.6316 | 523.6079 | 523.6079 | 49.8789 | 49.8789 | 3.5527e-16 | 0 | 523.6079 |  | -33.7755 | #DIV/0! | #DIV/0! | 49.5 | 3 | #DIV/0! | 1 | #DIV/0! | #DIV/0! |  |  | 1
0 | 0 | 0 | 0 | 1 | 1 | 18:32 | 12112 |  | 54.4269 | 523.8126 | 523.8126 | 49.8789 | 49.8789 | 3.5527e-16 | 0 | 523.8126 |  | -33.5708 | #DIV/0! | #DIV/0! | 49.5 | 3 | #DIV/0! | 1 | #DIV/0! | #DIV/0! |  |  | 1
0 | 0 | 0 | 0 | 1 | 1 | 18:33 | 12116 |  | 54.2223 | 524.0172 | 524.0172 | 49.8789 | 49.8789 | 3.5527e-16 | 0 | 524.0172 |  | -33.3662 | #DIV/0! | #DIV/0! | 49.5 | 3 | #DIV/0! | 1 | #DIV/0! | #DIV/0! |  |  | 1
0 | 0 | 0 | 0 | 1 | 1 | 18:33 | 12120 |  | 54.0176 | 524.2219 | 524.2219 | 49.8789 | 49.8789 | 3.5527e-16 | 0 | 524.2219 |  | -33.1615 | #DIV/0! | #DIV/0! | 49.5 | 3 | #DIV/0! | 1 | #DIV/0! | #DIV/0! |  |  | 1
0 | 0 | 0 | 0 | 1 | 1 | 18:33 | 12124 |  | 53.8129 | 524.4266 | 524.4266 | 49.8789 | 49.8789 | 3.5527e-16 | 0 | 524.4266 |  | -32.9568 | #DIV/0! | #DIV/0! | 49.5 | 3 | #DIV/0! | 1 | #DIV/0! | #DIV/0! |  |  | 1
0 | 0 | 0 | 0 | 1 | 1 | 18:33 | 12128 |  | 53.6083 | 524.6312 | 524.6312 | 49.8789 | 49.8789 | 3.5527e-16 | 0 | 524.6312 |  | -32.7522 | #DIV/0! | #DIV/0! | 49.5 | 3 | #DIV/0! | 1 | #DIV/0! | #DIV/0! |  |  | 1
0 | 0 | 0 | 0 | 1 | 1 | 18:33 | 12132 |  | 53.4036 | 524.8359 | 524.8359 | 49.8789 | 49.8789 | 3.5527e-16 | 0 | 524.8359 |  | -32.5475 | #DIV/0! | #DIV/0! | 49.5 | 3 | #DIV/0! | 1 | #DIV/0! | #DIV/0! |  |  | 1
0 | 0 | 0 | 0 | 1 | 1 | 18:33 | 12136 |  | 53.1989 | 525.0406 | 525.0406 | 49.8789 | 49.8789 | 3.5527e-16 | 0 | 525.0406 |  | -32.3428 | #DIV/0! | #DIV/0! | 49.5 | 3 | #DIV/0! | 1 | #DIV/0! | #DIV/0! |  |  | 1
0 | 0 | 0 | 0 | 1 | 1 | 18:33 | 12140 |  | 52.9943 | 525.2452 | 525.2452 | 49.8789 | 49.8789 | 3.5527e-16 | 0 | 525.2452 |  | -32.1382 | #DIV/0! | #DIV/0! | 49.5 | 3 | #DIV/0! | 1 | #DIV/0! | #DIV/0! |  |  | 1
0 | 0 | 0 | 0 | 1 | 1 | 18:33 | 12144 |  | 52.7896 | 525.4499 | 525.4499 | 49.8789 | 49.8789 | 3.5527e-16 | 0 | 525.4499 |  | -31.9335 | #DIV/0! | #DIV/0! | 49.5 | 3 | #DIV/0! | 1 | #DIV/0! | #DIV/0! |  |  | 1
0 | 0 | 0 | 0 | 1 | 1 | 18:33 | 12148 |  | 52.5849 | 525.6546 | 525.6546 | 49.8789 | 49.8789 | 3.5527e-16 | 0 | 525.6546 |  | -31.7288 | #DIV/0! | #DIV/0! | 49.5 | 3 | #DIV/0! | 1 | #DIV/0! | #DIV/0! |  |  | 1
0 | 0 | 0 | 0 | 1 | 1 | 18:33 | 12152 |  | 52.3803 | 525.8592 | 525.8592 | 49.8789 | 49.8789 | 3.5527e-16 | 0 | 525.8592 |  | -31.5242 | #DIV/0! | #DIV/0! | 49.5 | 3 | #DIV/0! | 1 | #DIV/0! | #DIV/0! |  |  | 1
0 | 0 | 0 | 0 | 1 | 1 | 18:33 | 12156 |  | 52.1756 | 526.0639 | 526.0639 | 49.8789 | 49.8789 | 3.5527e-16 | 0 | 526.0639 |  | -31.3195 | #DIV/0! | #DIV/0! | 49.5 | 3 | #DIV/0! | 1 | #DIV/0! | #DIV/0! |  |  | 1
0 | 0 | 0 | 0 | 1 | 1 | 18:33 | 12160 |  | 51.9709 | 526.2686 | 526.2686 | 49.8789 | 49.8789 | 3.5527e-16 | 0 | 526.2686 |  | -31.1148 | #DIV/0! | #DIV/0! | 49.5 | 3 | #DIV/0! | 1 | #DIV/0! | #DIV/0! |  |  | 1
0 | 0 | 0 | 0 | 1 | 1 | 18:33 | 12164 |  | 51.7663 | 526.4732 | 526.4732 | 49.8789 | 49.8789 | 3.5527e-16 | 0 | 526.4732 |  | -30.9102 | #DIV/0! | #DIV/0! | 49.5 | 3 | #DIV/0! | 1 | #DIV/0! | #DIV/0! |  |  | 1
0 | 0 | 0 | 0 | 1 | 1 | 18:33 | 12168 |  | 51.5616 | 526.6779 | 526.6779 | 49.8789 | 49.8789 | 3.5527e-16 | 0 | 526.6779 |  | -30.7055 | #DIV/0! | #DIV/0! | 49.5 | 3 | #DIV/0! | 1 | #DIV/0! | #DIV/0! |  |  | 1
0 | 0 | 0 | 0 | 1 | 1 | 18:33 | 12172 |  | 51.3569 | 526.8826 | 526.8826 | 49.8789 | 49.8789 | 3.5527e-16 | 0 | 526.8826 |  | -30.5008 | #DIV/0! | #DIV/0! | 49.5 | 3 | #DIV/0! | 1 | #DIV/0! | #DIV/0! |  |  | 1
0 | 0 | 0 | 0 | 1 | 1 | 18:34 | 12176 |  | 51.1523 | 527.0872 | 527.0872 | 49.8789 | 49.8789 | 3.5527e-16 | 0 | 527.0872 |  | -30.2962 | #DIV/0! | #DIV/0! | 49.5 | 3 | #DIV/0! | 1 | #DIV/0! | #DIV/0! |  |  | 1
0 | 0 | 0 | 0 | 1 | 1 | 18:34 | 12180 |  | 50.9476 | 527.2919 | 527.2919 | 49.8789 | 49.8789 | 3.5527e-16 | 0 | 527.2919 |  | -30.0915 | #DIV/0! | #DIV/0! | 49.5 | 3 | #DIV/0! | 1 | #DIV/0! | #DIV/0! |  |  | 1
0 | 0 | 0 | 0 | 1 | 1 | 18:34 | 12184 |  | 50.7429 | 527.4966 | 527.4966 | 49.8789 | 49.8789 | 3.5527e-16 | 0 | 527.4966 |  | -29.8868 | #DIV/0! | #DIV/0! | 49.5 | 3 | #DIV/0! | 1 | #DIV/0! | #DIV/0! |  |  | 1
0 | 0 | 0 | 0 | 1 | 1 | 18:34 | 12188 |  | 50.5383 | 527.7012 | 527.7012 | 49.8789 | 49.8789 | 3.5527e-16 | 0 | 527.7012 |  | -29.6822 | #DIV/0! | #DIV/0! | 49.5 | 3 | #DIV/0! | 1 | #DIV/0! | #DIV/0! |  |  | 1
0 | 0 | 0 | 0 | 1 | 1 | 18:34 | 12192 |  | 50.3336 | 527.9059 | 527.9059 | 49.8789 | 49.8789 | 3.5527e-16 | 0 | 527.9059 |  | -29.4775 | #DIV/0! | #DIV/0! | 49.5 | 3 | #DIV/0! | 1 | #DIV/0! | #DIV/0! |  |  | 1
0 | 0 | 0 | 0 | 1 | 1 | 18:34 | 12196 |  | 50.1289 | 528.1106 | 528.1106 | 49.8789 | 49.8789 | 3.5527e-16 | 0 | 528.1106 |  | -29.2728 | #DIV/0! | #DIV/0! | 49.5 | 3 | #DIV/0! | 1 | #DIV/0! | #DIV/0! |  |  | 1
0 | 0 | 0 | 0 | 1 | 1 | 18:34 | 12200 |  | 49.9243 | 528.3152 | 528.3152 | 49.8789 | 49.8789 | 3.5527e-16 | 0 | 528.3152 |  | -29.0682 | #DIV/0! | #DIV/0! | 49.5 | 3 | #DIV/0! | 1 | #DIV/0! | #DIV/0! |  |  | 1
0 | 0 | 0 | 0 | 1 | 1 | 18:34 | 12204 |  | 49.7196 | 528.5199 | 528.5199 | 49.8789 | 49.8789 | 3.5527e-16 | 0 | 528.5199 |  | -28.8635 | #DIV/0! | #DIV/0! | 49.5 | 3 | #DIV/0! | 1 | #DIV/0! | #DIV/0! |  |  | 1
0 | 0 | 0 | 0 | 1 | 1 | 18:34 | 12208 |  | 49.5149 | 528.7246 | 528.7246 | 49.8789 | 49.8789 | 3.5527e-16 | 0 | 528.7246 |  | -28.6588 | #DIV/0! | #DIV/0! | 49.5 | 3 | #DIV/0! | 1 | #DIV/0! | #DIV/0! |  |  | 1
0 | 0 | 0 | 0 | 1 | 1 | 18:34 | 12212 |  | 49.3103 | 528.9292 | 528.9292 | 49.8789 | 49.8789 | 3.5527e-16 | 0 | 528.9292 |  | -28.4542 | #DIV/0! | #DIV/0! | 49.5 | 3 | #DIV/0! | 1 | #DIV/0! | #DIV/0! |  |  | 1
0 | 0 | 0 | 0 | 1 | 1 | 18:34 | 12216 |  | 49.1056 | 529.1339 | 529.1339 | 49.8789 | 49.8789 | 3.5527e-16 | 0 | 529.1339 |  | -28.2495 | #DIV/0! | #DIV/0! | 49.5 | 3 | #DIV/0! | 1 | #DIV/0! | #DIV/0! |  |  | 1
0 | 0 | 0 | 0 | 1 | 1 | 18:34 | 12220 |  | 48.9009 | 529.3386 | 529.3386 | 49.8789 | 49.8789 | 3.5527e-16 | 0 | 529.3386 |  | -28.0448 | #DIV/0! | #DIV/0! | 49.5 | 3 | #DIV/0! | 1 | #DIV/0! | #DIV/0! |  |  | 1
0 | 0 | 0 | 0 | 1 | 1 | 18:34 | 12224 |  | 48.6963 | 529.5432 | 529.5432 | 49.8789 | 49.8789 | 3.5527e-16 | 0 | 529.5432 |  | -27.8402 | #DIV/0! | #DIV/0! | 49.5 | 3 | #DIV/0! | 1 | #DIV/0! | #DIV/0! |  |  | 1
0 | 0 | 0 | 0 | 1 | 1 | 18:34 | 12228 |  | 48.4916 | 529.7479 | 529.7479 | 49.8789 | 49.8789 | 3.5527e-16 | 0 | 529.7479 |  | -27.6355 | #DIV/0! | #DIV/0! | 49.5 | 3 | #DIV/0! | 1 | #DIV/0! | #DIV/0! |  |  | 1
0 | 0 | 0 | 0 | 1 | 1 | 18:34 | 12232 |  | 48.2869 | 529.9526 | 529.9526 | 49.8789 | 49.8789 | 3.5527e-16 | 0 | 529.9526 |  | -27.4308 | #DIV/0! | #DIV/0! | 49.5 | 3 | #DIV/0! | 1 | #DIV/0! | #DIV/0! |  |  | 1
0 | 0 | 0 | 0 | 1 | 1 | 18:35 | 12236 |  | 48.0823 | 530.1572 | 530.1572 | 49.8789 | 49.8789 | 3.5527e-16 | 0 | 530.1572 |  | -27.2262 | #DIV/0! | #DIV/0! | 49.5 | 3 | #DIV/0! | 1 | #DIV/0! | #DIV/0! |  |  | 1
0 | 0 | 0 | 0 | 1 | 1 | 18:35 | 12240 |  | 47.8776 | 530.3619 | 530.3619 | 49.8789 | 49.8789 | 3.5527e-16 | 0 | 530.3619 |  | -27.0215 | #DIV/0! | #DIV/0! | 49.5 | 3 | #DIV/0! | 1 | #DIV/0! | #DIV/0! |  |  | 1
0 | 0 | 0 | 0 | 1 | 1 | 18:35 | 12244 |  | 47.6729 | 530.5666 | 530.5666 | 49.8789 | 49.8789 | 3.5527e-16 | 0 | 530.5666 |  | -26.8168 | #DIV/0! | #DIV/0! | 49.5 | 3 | #DIV/0! | 1 | #DIV/0! | #DIV/0! |  |  | 1
0 | 0 | 0 | 0 | 1 | 1 | 18:35 | 12248 |  | 47.4683 | 530.7712 | 530.7712 | 49.8789 | 49.8789 | 3.5527e-16 | 0 | 530.7712 |  | -26.6122 | #DIV/0! | #DIV/0! | 49.5 | 3 | #DIV/0! | 1 | #DIV/0! | #DIV/0! |  |  | 1
0 | 0 | 0 | 0 | 1 | 1 | 18:35 | 12252 |  | 47.2636 | 530.9759 | 530.9759 | 49.8789 | 49.8789 | 3.5527e-16 | 0 | 530.9759 |  | -26.4075 | #DIV/0! | #DIV/0! | 49.5 | 3 | #DIV/0! | 1 | #DIV/0! | #DIV/0! |  |  | 1
0 | 0 | 0 | 0 | 1 | 1 | 18:35 | 12256 |  | 47.0589 | 531.1806 | 531.1806 | 49.8789 | 49.8789 | 3.5527e-16 | 0 | 531.1806 |  | -26.2028 | #DIV/0! | #DIV/0! | 49.5 | 3 | #DIV/0! | 1 | #DIV/0! | #DIV/0! |  |  | 1
0 | 0 | 0 | 0 | 1 | 1 | 18:35 | 12260 |  | 46.8543 | 531.3852 | 531.3852 | 49.8789 | 49.8789 | 3.5527e-16 | 0 | 531.3852 |  | -25.9982 | #DIV/0! | #DIV/0! | 49.5 | 3 | #DIV/0! | 1 | #DIV/0! | #DIV/0! |  |  | 1
0 | 0 | 0 | 0 | 1 | 1 | 18:35 | 12264 |  | 46.6496 | 531.5899 | 531.5899 | 49.8789 | 49.8789 | 3.5527e-16 | 0 | 531.5899 |  | -25.7935 | #DIV/0! | #DIV/0! | 49.5 | 3 | #DIV/0! | 1 | #DIV/0! | #DIV/0! |  |  | 1
0 | 0 | 0 | 0 | 1 | 1 | 18:35 | 12268 |  | 46.4449 | 531.7946 | 531.7946 | 49.8789 | 49.8789 | 3.5527e-16 | 0 | 531.7946 |  | -25.5888 | #DIV/0! | #DIV/0! | 49.5 | 3 | #DIV/0! | 1 | #DIV/0! | #DIV/0! |  |  | 1
0 | 0 | 0 | 0 | 1 | 1 | 18:35 | 12272 |  | 46.2403 | 531.9992 | 531.9992 | 49.8789 | 49.8789 | 3.5527e-16 | 0 | 531.9992 |  | -25.3842 | #DIV/0! | #DIV/0! | 49.5 | 3 | #DIV/0! | 1 | #DIV/0! | #DIV/0! |  |  | 1
0 | 0 | 0 | 0 | 1 | 1 | 18:35 | 12276 |  | 46.0356 | 532.2039 | 532.2039 | 49.8789 | 49.8789 | 3.5527e-16 | 0 | 532.2039 |  | -25.1795 | #DIV/0! | #DIV/0! | 49.5 | 3 | #DIV/0! | 1 | #DIV/0! | #DIV/0! |  |  | 1
0 | 0 | 0 | 0 | 1 | 1 | 18:35 | 12280 |  | 45.8309 | 532.4086 | 532.4086 | 49.8789 | 49.8789 | 3.5527e-16 | 0 | 532.4086 |  | -24.9748 | #DIV/0! | #DIV/0! | 49.5 | 3 | #DIV/0! | 1 | #DIV/0! | #DIV/0! |  |  | 1
0 | 0 | 0 | 0 | 1 | 1 | 18:35 | 12284 |  | 45.6263 | 532.6132 | 532.6132 | 49.8789 | 49.8789 | 3.5527e-16 | 0 | 532.6132 |  | -24.7702 | #DIV/0! | #DIV/0! | 49.5 | 3 | #DIV/0! | 1 | #DIV/0! | #DIV/0! |  |  | 1
0 | 0 | 0 | 0 | 1 | 1 | 18:35 | 12288 |  | 45.4216 | 532.8179 | 532.8179 | 49.8789 | 49.8789 | 3.5527e-16 | 0 | 532.8179 |  | -24.5655 | #DIV/0! | #DIV/0! | 49.5 | 3 | #DIV/0! | 1 | #DIV/0! | #DIV/0! |  |  | 1
0 | 0 | 0 | 0 | 1 | 1 | 18:35 | 12292 |  | 45.2169 | 533.0226 | 533.0226 | 49.8789 | 49.8789 | 3.5527e-16 | 0 | 533.0226 |  | -24.3608 | #DIV/0! | #DIV/0! | 49.5 | 3 | #DIV/0! | 1 | #DIV/0! | #DIV/0! |  |  | 1
0 | 0 | 0 | 0 | 1 | 1 | 18:36 | 12296 |  | 45.0123 | 533.2272 | 533.2272 | 49.8789 | 49.8789 | 3.5527e-16 | 0 | 533.2272 |  | -24.1562 | #DIV/0! | #DIV/0! | 49.5 | 3 | #DIV/0! | 1 | #DIV/0! | #DIV/0! |  |  | 1
0 | 0 | 0 | 0 | 1 | 1 | 18:36 | 12300 |  | 44.8076 | 533.4319 | 533.4319 | 49.8789 | 49.8789 | 3.5527e-16 | 0 | 533.4319 |  | -23.9515 | #DIV/0! | #DIV/0! | 49.5 | 3 | #DIV/0! | 1 | #DIV/0! | #DIV/0! |  |  | 1
0 | 0 | 0 | 0 | 1 | 1 | 18:36 | 12304 |  | 44.6029 | 533.6366 | 533.6366 | 49.8789 | 49.8789 | 3.5527e-16 | 0 | 533.6366 |  | -23.7468 | #DIV/0! | #DIV/0! | 49.5 | 3 | #DIV/0! | 1 | #DIV/0! | #DIV/0! |  |  | 1
0 | 0 | 0 | 0 | 1 | 1 | 18:36 | 12308 |  | 44.3983 | 533.8412 | 533.8412 | 49.8789 | 49.8789 | 3.5527e-16 | 0 | 533.8412 |  | -23.5422 | #DIV/0! | #DIV/0! | 49.5 | 3 | #DIV/0! | 1 | #DIV/0! | #DIV/0! |  |  | 1
0 | 0 | 0 | 0 | 1 | 1 | 18:36 | 12312 |  | 44.1936 | 534.0459 | 534.0459 | 49.8789 | 49.8789 | 3.5527e-16 | 0 | 534.0459 |  | -23.3375 | #DIV/0! | #DIV/0! | 49.5 | 3 | #DIV/0! | 1 | #DIV/0! | #DIV/0! |  |  | 1
0 | 0 | 0 | 0 | 1 | 1 | 18:36 | 12316 |  | 43.9889 | 534.2506 | 534.2506 | 49.8789 | 49.8789 | 3.5527e-16 | 0 | 534.2506 |  | -23.1328 | #DIV/0! | #DIV/0! | 49.5 | 3 | #DIV/0! | 1 | #DIV/0! | #DIV/0! |  |  | 1
0 | 0 | 0 | 0 | 1 | 1 | 18:36 | 12320 |  | 43.7843 | 534.4552 | 534.4552 | 49.8789 | 49.8789 | 3.5527e-16 | 0 | 534.4552 |  | -22.9282 | #DIV/0! | #DIV/0! | 49.5 | 3 | #DIV/0! | 1 | #DIV/0! | #DIV/0! |  |  | 1
0 | 0 | 0 | 0 | 1 | 1 | 18:36 | 12324 |  | 43.5796 | 534.6599 | 534.6599 | 49.8789 | 49.8789 | 3.5527e-16 | 0 | 534.6599 |  | -22.7235 | #DIV/0! | #DIV/0! | 49.5 | 3 | #DIV/0! | 1 | #DIV/0! | #DIV/0! |  |  | 1
0 | 0 | 0 | 0 | 1 | 1 | 18:36 | 12328 |  | 43.3749 | 534.8646 | 534.8646 | 49.8789 | 49.8789 | 3.5527e-16 | 0 | 534.8646 |  | -22.5188 | #DIV/0! | #DIV/0! | 49.5 | 3 | #DIV/0! | 1 | #DIV/0! | #DIV/0! |  |  | 1
0 | 0 | 0 | 0 | 1 | 1 | 18:36 | 12332 |  | 43.1703 | 535.0692 | 535.0692 | 49.8789 | 49.8789 | 3.5527e-16 | 0 | 535.0692 |  | -22.3142 | #DIV/0! | #DIV/0! | 49.5 | 3 | #DIV/0! | 1 | #DIV/0! | #DIV/0! |  |  | 1
0 | 0 | 0 | 0 | 1 | 1 | 18:36 | 12336 |  | 42.9656 | 535.2739 | 535.2739 | 49.8789 | 49.8789 | 3.5527e-16 | 0 | 535.2739 |  | -22.1095 | #DIV/0! | #DIV/0! | 49.5 | 3 | #DIV/0! | 1 | #DIV/0! | #DIV/0! |  |  | 1
0 | 0 | 0 | 0 | 1 | 1 | 18:36 | 12340 |  | 42.7609 | 535.4786 | 535.4786 | 49.8789 | 49.8789 | 3.5527e-16 | 0 | 535.4786 |  | -21.9048 | #DIV/0! | #DIV/0! | 49.5 | 3 | #DIV/0! | 1 | #DIV/0! | #DIV/0! |  |  | 1
0 | 0 | 0 | 0 | 1 | 1 | 18:36 | 12344 |  | 42.5563 | 535.6832 | 535.6832 | 49.8789 | 49.8789 | 3.5527e-16 | 0 | 535.6832 |  | -21.7002 | #DIV/0! | #DIV/0! | 49.5 | 3 | #DIV/0! | 1 | #DIV/0! | #DIV/0! |  |  | 1
0 | 0 | 0 | 0 | 1 | 1 | 18:36 | 12348 |  | 42.3516 | 535.8879 | 535.8879 | 49.8789 | 49.8789 | 3.5527e-16 | 0 | 535.8879 |  | -21.4955 | #DIV/0! | #DIV/0! | 49.5 | 3 | #DIV/0! | 1 | #DIV/0! | #DIV/0! |  |  | 1
0 | 0 | 0 | 0 | 1 | 1 | 18:36 | 12352 |  | 42.1469 | 536.0926 | 536.0926 | 49.8789 | 49.8789 | 3.5527e-16 | 0 | 536.0926 |  | -21.2908 | #DIV/0! | #DIV/0! | 49.5 | 3 | #DIV/0! | 1 | #DIV/0! | #DIV/0! |  |  | 1
0 | 0 | 0 | 0 | 1 | 1 | 18:37 | 12356 |  | 41.9423 | 536.2972 | 536.2972 | 49.8789 | 49.8789 | 3.5527e-16 | 0 | 536.2972 |  | -21.0862 | #DIV/0! | #DIV/0! | 49.5 | 3 | #DIV/0! | 1 | #DIV/0! | #DIV/0! |  |  | 1
0 | 0 | 0 | 0 | 1 | 1 | 18:37 | 12360 |  | 41.7376 | 536.5019 | 536.5019 | 49.8789 | 49.8789 | 3.5527e-16 | 0 | 536.5019 |  | -20.8815 | #DIV/0! | #DIV/0! | 49.5 | 3 | #DIV/0! | 1 | #DIV/0! | #DIV/0! |  |  | 1
0 | 0 | 0 | 0 | 1 | 1 | 18:37 | 12364 |  | 41.5329 | 536.7066 | 536.7066 | 49.8789 | 49.8789 | 3.5527e-16 | 0 | 536.7066 |  | -20.6768 | #DIV/0! | #DIV/0! | 49.5 | 3 | #DIV/0! | 1 | #DIV/0! | #DIV/0! |  |  | 1
0 | 0 | 0 | 0 | 1 | 1 | 18:37 | 12368 |  | 41.3283 | 536.9112 | 536.9112 | 49.8789 | 49.8789 | 3.5527e-16 | 0 | 536.9112 |  | -20.4722 | #DIV/0! | #DIV/0! | 49.5 | 3 | #DIV/0! | 1 | #DIV/0! | #DIV/0! |  |  | 1
0 | 0 | 0 | 0 | 1 | 1 | 18:37 | 12372 |  | 41.1236 | 537.1159 | 537.1159 | 49.8789 | 49.8789 | 3.5527e-16 | 0 | 537.1159 |  | -20.2675 | #DIV/0! | #DIV/0! | 49.5 | 3 | #DIV/0! | 1 | #DIV/0! | #DIV/0! |  |  | 1
0 | 0 | 0 | 0 | 1 | 1 | 18:37 | 12376 |  | 40.9189 | 537.3206 | 537.3206 | 49.8789 | 49.8789 | 3.5527e-16 | 0 | 537.3206 |  | -20.0628 | #DIV/0! | #DIV/0! | 49.5 | 3 | #DIV/0! | 1 | #DIV/0! | #DIV/0! |  |  | 1
0 | 0 | 0 | 0 | 1 | 1 | 18:37 | 12380 |  | 40.7143 | 537.5252 | 537.5252 | 49.8789 | 49.8789 | 3.5527e-16 | 0 | 537.5252 |  | -19.8582 | #DIV/0! | #DIV/0! | 49.5 | 3 | #DIV/0! | 1 | #DIV/0! | #DIV/0! |  |  | 1
0 | 0 | 0 | 0 | 1 | 1 | 18:37 | 12384 |  | 40.5096 | 537.7299 | 537.7299 | 49.8789 | 49.8789 | 3.5527e-16 | 0 | 537.7299 |  | -19.6535 | #DIV/0! | #DIV/0! | 49.5 | 3 | #DIV/0! | 1 | #DIV/0! | #DIV/0! |  |  | 1
0 | 0 | 0 | 0 | 1 | 1 | 18:37 | 12388 |  | 40.3049 | 537.9346 | 537.9346 | 49.8789 | 49.8789 | 3.5527e-16 | 0 | 537.9346 |  | -19.4488 | #DIV/0! | #DIV/0! | 49.5 | 3 | #DIV/0! | 1 | #DIV/0! | #DIV/0! |  |  | 1
0 | 0 | 0 | 0 | 1 | 1 | 18:37 | 12392 |  | 40.1003 | 538.1392 | 538.1392 | 49.8789 | 49.8789 | 3.5527e-16 | 0 | 538.1392 |  | -19.2442 | #DIV/0! | #DIV/0! | 49.5 | 3 | #DIV/0! | 1 | #DIV/0! | #DIV/0! |  |  | 1
0 | 0 | 0 | 0 | 1 | 1 | 18:37 | 12396 |  | 39.8956 | 538.3439 | 538.3439 | 49.8789 | 49.8789 | 3.5527e-16 | 0 | 538.3439 |  | -19.0395 | #DIV/0! | #DIV/0! | 49.5 | 3 | #DIV/0! | 1 | #DIV/0! | #DIV/0! |  |  | 1
0 | 0 | 0 | 0 | 1 | 1 | 18:37 | 12400 |  | 39.6909 | 538.5486 | 538.5486 | 49.8789 | 49.8789 | 3.5527e-16 | 0 | 538.5486 |  | -18.8348 | #DIV/0! | #DIV/0! | 49.5 | 3 | #DIV/0! | 1 | #DIV/0! | #DIV/0! |  |  | 1
0 | 0 | 0 | 0 | 1 | 1 | 18:37 | 12404 |  | 39.4863 | 538.7532 | 538.7532 | 49.8789 | 49.8789 | 3.5527e-16 | 0 | 538.7532 |  | -18.6302 | #DIV/0! | #DIV/0! | 49.5 | 3 | #DIV/0! | 1 | #DIV/0! | #DIV/0! |  |  | 1
0 | 0 | 0 | 0 | 1 | 1 | 18:37 | 12408 |  | 39.2816 | 538.9579 | 538.9579 | 49.8789 | 49.8789 | 3.5527e-16 | 0 | 538.9579 |  | -18.4255 | #DIV/0! | #DIV/0! | 49.5 | 3 | #DIV/0! | 1 | #DIV/0! | #DIV/0! |  |  | 1
0 | 0 | 0 | 0 | 1 | 1 | 18:37 | 12412 |  | 39.0769 | 539.1626 | 539.1626 | 49.8789 | 49.8789 | 3.5527e-16 | 0 | 539.1626 |  | -18.2208 | #DIV/0! | #DIV/0! | 49.5 | 3 | #DIV/0! | 1 | #DIV/0! | #DIV/0! |  |  | 1
0 | 0 | 0 | 0 | 1 | 1 | 18:38 | 12416 |  | 38.8723 | 539.3672 | 539.3672 | 49.8789 | 49.8789 | 3.5527e-16 | 0 | 539.3672 |  | -18.0162 | #DIV/0! | #DIV/0! | 49.5 | 3 | #DIV/0! | 1 | #DIV/0! | #DIV/0! |  |  | 1
0 | 0 | 0 | 0 | 1 | 1 | 18:38 | 12420 |  | 38.6676 | 539.5719 | 539.5719 | 49.8789 | 49.8789 | 3.5527e-16 | 0 | 539.5719 |  | -17.8115 | #DIV/0! | #DIV/0! | 49.5 | 3 | #DIV/0! | 1 | #DIV/0! | #DIV/0! |  |  | 1
0 | 0 | 0 | 0 | 1 | 1 | 18:38 | 12424 |  | 38.4629 | 539.7766 | 539.7766 | 49.8789 | 49.8789 | 3.5527e-16 | 0 | 539.7766 |  | -17.6068 | #DIV/0! | #DIV/0! | 49.5 | 3 | #DIV/0! | 1 | #DIV/0! | #DIV/0! |  |  | 1
0 | 0 | 0 | 0 | 1 | 1 | 18:38 | 12428 |  | 38.2583 | 539.9812 | 539.9812 | 49.8789 | 49.8789 | 3.5527e-16 | 0 | 539.9812 |  | -17.4022 | #DIV/0! | #DIV/0! | 49.5 | 3 | #DIV/0! | 1 | #DIV/0! | #DIV/0! |  |  | 1
0 | 0 | 0 | 0 | 1 | 1 | 18:38 | 12432 |  | 38.0536 | 540.1859 | 540.1859 | 49.8789 | 49.8789 | 3.5527e-16 | 0 | 540.1859 |  | -17.1975 | #DIV/0! | #DIV/0! | 49.5 | 3 | #DIV/0! | 1 | #DIV/0! | #DIV/0! |  |  | 1
0 | 0 | 0 | 0 | 1 | 1 | 18:38 | 12436 |  | 37.8489 | 540.3906 | 540.3906 | 49.8789 | 49.8789 | 3.5527e-16 | 0 | 540.3906 |  | -16.9928 | #DIV/0! | #DIV/0! | 49.5 | 3 | #DIV/0! | 1 | #DIV/0! | #DIV/0! |  |  | 1
0 | 0 | 0 | 0 | 1 | 1 | 18:38 | 12440 |  | 37.6443 | 540.5952 | 540.5952 | 49.8789 | 49.8789 | 3.5527e-16 | 0 | 540.5952 |  | -16.7882 | #DIV/0! | #DIV/0! | 49.5 | 3 | #DIV/0! | 1 | #DIV/0! | #DIV/0! |  |  | 1
0 | 0 | 0 | 0 | 1 | 1 | 18:38 | 12444 |  | 37.4396 | 540.7999 | 540.7999 | 49.8789 | 49.8789 | 3.5527e-16 | 0 | 540.7999 |  | -16.5835 | #DIV/0! | #DIV/0! | 49.5 | 3 | #DIV/0! | 1 | #DIV/0! | #DIV/0! |  |  | 1
0 | 0 | 0 | 0 | 1 | 1 | 18:38 | 12448 |  | 37.2349 | 541.0046 | 541.0046 | 49.8789 | 49.8789 | 3.5527e-16 | 0 | 541.0046 |  | -16.3788 | #DIV/0! | #DIV/0! | 49.5 | 3 | #DIV/0! | 1 | #DIV/0! | #DIV/0! |  |  | 1
0 | 0 | 0 | 0 | 1 | 1 | 18:38 | 12452 |  | 37.0303 | 541.2092 | 541.2092 | 49.8789 | 49.8789 | 3.5527e-16 | 0 | 541.2092 |  | -16.1742 | #DIV/0! | #DIV/0! | 49.5 | 3 | #DIV/0! | 1 | #DIV/0! | #DIV/0! |  |  | 1
0 | 0 | 0 | 0 | 1 | 1 | 18:38 | 12456 |  | 36.8256 | 541.4139 | 541.4139 | 49.8789 | 49.8789 | 3.5527e-16 | 0 | 541.4139 |  | -15.9695 | #DIV/0! | #DIV/0! | 49.5 | 3 | #DIV/0! | 1 | #DIV/0! | #DIV/0! |  |  | 1
0 | 0 | 0 | 0 | 1 | 1 | 18:38 | 12460 |  | 36.6209 | 541.6186 | 541.6186 | 49.8789 | 49.8789 | 3.5527e-16 | 0 | 541.6186 |  | -15.7648 | #DIV/0! | #DIV/0! | 49.5 | 3 | #DIV/0! | 1 | #DIV/0! | #DIV/0! |  |  | 1
0 | 0 | 0 | 0 | 1 | 1 | 18:38 | 12464 |  | 36.4163 | 541.8232 | 541.8232 | 49.8789 | 49.8789 | 3.5527e-16 | 0 | 541.8232 |  | -15.5602 | #DIV/0! | #DIV/0! | 49.5 | 3 | #DIV/0! | 1 | #DIV/0! | #DIV/0! |  |  | 1
0 | 0 | 0 | 0 | 1 | 1 | 18:38 | 12468 |  | 36.2116 | 542.0279 | 542.0279 | 49.8789 | 49.8789 | 3.5527e-16 | 0 | 542.0279 |  | -15.3555 | #DIV/0! | #DIV/0! | 49.5 | 3 | #DIV/0! | 1 | #DIV/0! | #DIV/0! |  |  | 1
0 | 0 | 0 | 0 | 1 | 1 | 18:38 | 12472 |  | 36.0069 | 542.2326 | 542.2326 | 49.8789 | 49.8789 | 3.5527e-16 | 0 | 542.2326 |  | -15.1508 | #DIV/0! | #DIV/0! | 49.5 | 3 | #DIV/0! | 1 | #DIV/0! | #DIV/0! |  |  | 1
0 | 0 | 0 | 0 | 1 | 1 | 18:39 | 12476 |  | 35.8023 | 542.4372 | 542.4372 | 49.8789 | 49.8789 | 3.5527e-16 | 0 | 542.4372 |  | -14.9462 | #DIV/0! | #DIV/0! | 49.5 | 3 | #DIV/0! | 1 | #DIV/0! | #DIV/0! |  |  | 1
0 | 0 | 0 | 0 | 1 | 1 | 18:39 | 12480 |  | 35.5976 | 542.6419 | 542.6419 | 49.8789 | 49.8789 | 3.5527e-16 | 0 | 542.6419 |  | -14.7415 | #DIV/0! | #DIV/0! | 49.5 | 3 | #DIV/0! | 1 | #DIV/0! | #DIV/0! |  |  | 1
0 | 0 | 0 | 0 | 1 | 1 | 18:39 | 12484 |  | 35.3929 | 542.8465 | 542.8465 | 49.8789 | 49.8789 | 3.5527e-16 | 0 | 542.8465 |  | -14.5368 | #DIV/0! | #DIV/0! | 49.5 | 3 | #DIV/0! | 1 | #DIV/0! | #DIV/0! |  |  | 1
0 | 0 | 0 | 0 | 1 | 1 | 18:39 | 12488 |  | 35.1883 | 543.0512 | 543.0512 | 49.8789 | 49.8789 | 3.5527e-16 | 0 | 543.0512 |  | -14.3322 | #DIV/0! | #DIV/0! | 49.5 | 3 | #DIV/0! | 1 | #DIV/0! | #DIV/0! |  |  | 1
0 | 0 | 0 | 0 | 1 | 1 | 18:39 | 12492 |  | 34.9836 | 543.2559 | 543.2559 | 49.8789 | 49.8789 | 3.5527e-16 | 0 | 543.2559 |  | -14.1275 | #DIV/0! | #DIV/0! | 49.5 | 3 | #DIV/0! | 1 | #DIV/0! | #DIV/0! |  |  | 1
0 | 0 | 0 | 0 | 1 | 1 | 18:39 | 12496 |  | 34.7789 | 543.4605 | 543.4605 | 49.8789 | 49.8789 | 3.5527e-16 | 0 | 543.4605 |  | -13.9229 | #DIV/0! | #DIV/0! | 49.5 | 3 | #DIV/0! | 1 | #DIV/0! | #DIV/0! |  |  | 1
0 | 0 | 0 | 0 | 1 | 1 | 18:39 | 12500 |  | 34.5743 | 543.6652 | 543.6652 | 49.8789 | 49.8789 | 3.5527e-16 | 0 | 543.6652 |  | -13.7182 | #DIV/0! | #DIV/0! | 49.5 | 3 | #DIV/0! | 1 | #DIV/0! | #DIV/0! |  |  | 1
0 | 0 | 0 | 0 | 1 | 1 | 18:39 | 12504 |  | 34.3696 | 543.8699 | 543.8699 | 49.8789 | 49.8789 | 3.5527e-16 | 0 | 543.8699 |  | -13.5135 | #DIV/0! | #DIV/0! | 49.5 | 3 | #DIV/0! | 1 | #DIV/0! | #DIV/0! |  |  | 1
0 | 0 | 0 | 0 | 1 | 1 | 18:39 | 12508 |  | 34.1649 | 544.0745 | 544.0745 | 49.8789 | 49.8789 | 3.5527e-16 | 0 | 544.0745 |  | -13.3089 | #DIV/0! | #DIV/0! | 49.5 | 3 | #DIV/0! | 1 | #DIV/0! | #DIV/0! |  |  | 1
0 | 0 | 0 | 0 | 1 | 1 | 18:39 | 12512 |  | 33.9603 | 544.2792 | 544.2792 | 49.8789 | 49.8789 | 3.5527e-16 | 0 | 544.2792 |  | -13.1042 | #DIV/0! | #DIV/0! | 49.5 | 3 | #DIV/0! | 1 | #DIV/0! | #DIV/0! |  |  | 1
0 | 0 | 0 | 0 | 1 | 1 | 18:39 | 12516 |  | 33.7556 | 544.4839 | 544.4839 | 49.8789 | 49.8789 | 3.5527e-16 | 0 | 544.4839 |  | -12.8995 | #DIV/0! | #DIV/0! | 49.5 | 3 | #DIV/0! | 1 | #DIV/0! | #DIV/0! |  |  | 1
0 | 0 | 0 | 0 | 1 | 1 | 18:39 | 12520 |  | 33.5509 | 544.6885 | 544.6885 | 49.8789 | 49.8789 | 3.5527e-16 | 0 | 544.6885 |  | -12.6949 | #DIV/0! | #DIV/0! | 49.5 | 3 | #DIV/0! | 1 | #DIV/0! | #DIV/0! |  |  | 1
0 | 0 | 0 | 0 | 1 | 1 | 18:39 | 12524 |  | 33.3463 | 544.8932 | 544.8932 | 49.8789 | 49.8789 | 3.5527e-16 | 0 | 544.8932 |  | -12.4902 | #DIV/0! | #DIV/0! | 49.5 | 3 | #DIV/0! | 1 | #DIV/0! | #DIV/0! |  |  | 1
0 | 0 | 0 | 0 | 1 | 1 | 18:39 | 12528 |  | 33.1416 | 545.0979 | 545.0979 | 49.8789 | 49.8789 | 3.5527e-16 | 0 | 545.0979 |  | -12.2855 | #DIV/0! | #DIV/0! | 49.5 | 3 | #DIV/0! | 1 | #DIV/0! | #DIV/0! |  |  | 1
0 | 0 | 0 | 0 | 1 | 1 | 18:39 | 12532 |  | 32.9369 | 545.3025 | 545.3025 | 49.8789 | 49.8789 | 3.5527e-16 | 0 | 545.3025 |  | -12.0809 | #DIV/0! | #DIV/0! | 49.5 | 3 | #DIV/0! | 1 | #DIV/0! | #DIV/0! |  |  | 1
0 | 0 | 0 | 0 | 1 | 1 | 18:40 | 12536 |  | 32.7323 | 545.5072 | 545.5072 | 49.8789 | 49.8789 | 3.5527e-16 | 0 | 545.5072 |  | -11.8762 | #DIV/0! | #DIV/0! | 49.5 | 3 | #DIV/0! | 1 | #DIV/0! | #DIV/0! |  |  | 1
0 | 0 | 0 | 0 | 1 | 1 | 18:40 | 12540 |  | 32.5276 | 545.7119 | 545.7119 | 49.8789 | 49.8789 | 3.5527e-16 | 0 | 545.7119 |  | -11.6715 | #DIV/0! | #DIV/0! | 49.5 | 3 | #DIV/0! | 1 | #DIV/0! | #DIV/0! |  |  | 1
0 | 0 | 0 | 0 | 1 | 1 | 18:40 | 12544 |  | 32.3229 | 545.9165 | 545.9165 | 49.8789 | 49.8789 | 3.5527e-16 | 0 | 545.9165 |  | -11.4669 | #DIV/0! | #DIV/0! | 49.5 | 3 | #DIV/0! | 1 | #DIV/0! | #DIV/0! |  |  | 1
0 | 0 | 0 | 0 | 1 | 1 | 18:40 | 12548 |  | 32.1183 | 546.1212 | 546.1212 | 49.8789 | 49.8789 | 3.5527e-16 | 0 | 546.1212 |  | -11.2622 | #DIV/0! | #DIV/0! | 49.5 | 3 | #DIV/0! | 1 | #DIV/0! | #DIV/0! |  |  | 1
0 | 0 | 0 | 0 | 1 | 1 | 18:40 | 12552 |  | 31.9136 | 546.3259 | 546.3259 | 49.8789 | 49.8789 | 3.5527e-16 | 0 | 546.3259 |  | -11.0575 | #DIV/0! | #DIV/0! | 49.5 | 3 | #DIV/0! | 1 | #DIV/0! | #DIV/0! |  |  | 1
0 | 0 | 0 | 0 | 1 | 1 | 18:40 | 12556 |  | 31.7089 | 546.5305 | 546.5305 | 49.8789 | 49.8789 | 3.5527e-16 | 0 | 546.5305 |  | -10.8529 | #DIV/0! | #DIV/0! | 49.5 | 3 | #DIV/0! | 1 | #DIV/0! | #DIV/0! |  |  | 1
0 | 0 | 0 | 0 | 1 | 1 | 18:40 | 12560 |  | 31.5043 | 546.7352 | 546.7352 | 49.8789 | 49.8789 | 3.5527e-16 | 0 | 546.7352 |  | -10.6482 | #DIV/0! | #DIV/0! | 49.5 | 3 | #DIV/0! | 1 | #DIV/0! | #DIV/0! |  |  | 1
0 | 0 | 0 | 0 | 1 | 1 | 18:40 | 12564 |  | 31.2996 | 546.9399 | 546.9399 | 49.8789 | 49.8789 | 3.5527e-16 | 0 | 546.9399 |  | -10.4435 | #DIV/0! | #DIV/0! | 49.5 | 3 | #DIV/0! | 1 | #DIV/0! | #DIV/0! |  |  | 1
0 | 0 | 0 | 0 | 1 | 1 | 18:40 | 12568 |  | 31.0949 | 547.1445 | 547.1445 | 49.8789 | 49.8789 | 3.5527e-16 | 0 | 547.1445 |  | -10.2389 | #DIV/0! | #DIV/0! | 49.5 | 3 | #DIV/0! | 1 | #DIV/0! | #DIV/0! |  |  | 1
0 | 0 | 0 | 0 | 1 | 1 | 18:40 | 12572 |  | 30.8903 | 547.3492 | 547.3492 | 49.8789 | 49.8789 | 3.5527e-16 | 0 | 547.3492 |  | -10.0342 | #DIV/0! | #DIV/0! | 49.5 | 3 | #DIV/0! | 1 | #DIV/0! | #DIV/0! |  |  | 1
0 | 0 | 0 | 0 | 1 | 1 | 18:40 | 12576 |  | 30.6856 | 547.5539 | 547.5539 | 49.8789 | 49.8789 | 3.5527e-16 | 0 | 547.5539 |  | -9.8295 | #DIV/0! | #DIV/0! | 49.5 | 3 | #DIV/0! | 1 | #DIV/0! | #DIV/0! |  |  | 1
0 | 0 | 0 | 0 | 1 | 1 | 18:40 | 12580 |  | 30.4809 | 547.7585 | 547.7585 | 49.8789 | 49.8789 | 3.5527e-16 | 0 | 547.7585 |  | -9.6249 | #DIV/0! | #DIV/0! | 49.5 | 3 | #DIV/0! | 1 | #DIV/0! | #DIV/0! |  |  | 1
0 | 0 | 0 | 0 | 1 | 1 | 18:40 | 12584 |  | 30.2763 | 547.9632 | 547.9632 | 49.8789 | 49.8789 | 3.5527e-16 | 0 | 547.9632 |  | -9.4202 | #DIV/0! | #DIV/0! | 49.5 | 3 | #DIV/0! | 1 | #DIV/0! | #DIV/0! |  |  | 1
0 | 0 | 0 | 0 | 1 | 1 | 18:40 | 12588 |  | 30.0716 | 548.1679 | 548.1679 | 49.8789 | 49.8789 | 3.5527e-16 | 0 | 548.1679 |  | -9.2155 | #DIV/0! | #DIV/0! | 49.5 | 3 | #DIV/0! | 1 | #DIV/0! | #DIV/0! |  |  | 1
0 | 0 | 0 | 0 | 1 | 1 | 18:40 | 12592 |  | 29.8669 | 548.3725 | 548.3725 | 49.8789 | 49.8789 | 3.5527e-16 | 0 | 548.3725 |  | -9.0109 | #DIV/0! | #DIV/0! | 49.5 | 3 | #DIV/0! | 1 | #DIV/0! | #DIV/0! |  |  | 1
0 | 0 | 0 | 0 | 1 | 1 | 18:41 | 12596 |  | 29.6623 | 548.5772 | 548.5772 | 49.8789 | 49.8789 | 3.5527e-16 | 0 | 548.5772 |  | -8.8062 | #DIV/0! | #DIV/0! | 49.5 | 3 | #DIV/0! | 1 | #DIV/0! | #DIV/0! |  |  | 1
0 | 0 | 0 | 0 | 1 | 1 | 18:41 | 12600 |  | 29.4576 | 548.7819 | 548.7819 | 49.8789 | 49.8789 | 3.5527e-16 | 0 | 548.7819 |  | -8.6015 | #DIV/0! | #DIV/0! | 49.5 | 3 | #DIV/0! | 1 | #DIV/0! | #DIV/0! |  |  | 1
0 | 0 | 0 | 0 | 1 | 1 | 18:41 | 12604 |  | 29.2529 | 548.9865 | 548.9865 | 49.8789 | 49.8789 | 3.5527e-16 | 0 | 548.9865 |  | -8.3969 | #DIV/0! | #DIV/0! | 49.5 | 3 | #DIV/0! | 1 | #DIV/0! | #DIV/0! |  |  | 1
0 | 0 | 0 | 0 | 1 | 1 | 18:41 | 12608 |  | 29.0483 | 549.1912 | 549.1912 | 49.8789 | 49.8789 | 3.5527e-16 | 0 | 549.1912 |  | -8.1922 | #DIV/0! | #DIV/0! | 49.5 | 3 | #DIV/0! | 1 | #DIV/0! | #DIV/0! |  |  | 1
0 | 0 | 0 | 0 | 1 | 1 | 18:41 | 12612 |  | 28.8436 | 549.3959 | 549.3959 | 49.8789 | 49.8789 | 3.5527e-16 | 0 | 549.3959 |  | -7.9875 | #DIV/0! | #DIV/0! | 49.5 | 3 | #DIV/0! | 1 | #DIV/0! | #DIV/0! |  |  | 1
0 | 0 | 0 | 0 | 1 | 1 | 18:41 | 12616 |  | 28.639 | 549.6005 | 549.6005 | 49.8789 | 49.8789 | 3.5527e-16 | 0 | 549.6005 |  | -7.7829 | #DIV/0! | #DIV/0! | 49.5 | 3 | #DIV/0! | 1 | #DIV/0! | #DIV/0! |  |  | 1
0 | 0 | 0 | 0 | 1 | 1 | 18:41 | 12620 |  | 28.4343 | 549.8052 | 549.8052 | 49.8789 | 49.8789 | 3.5527e-16 | 0 | 549.8052 |  | -7.5782 | #DIV/0! | #DIV/0! | 49.5 | 3 | #DIV/0! | 1 | #DIV/0! | #DIV/0! |  |  | 1
0 | 0 | 0 | 0 | 1 | 1 | 18:41 | 12624 |  | 28.2296 | 550.0099 | 550.0099 | 49.8789 | 49.8789 | 3.5527e-16 | 0 | 550.0099 |  | -7.3735 | #DIV/0! | #DIV/0! | 49.5 | 3 | #DIV/0! | 1 | #DIV/0! | #DIV/0! |  |  | 1
0 | 0 | 0 | 0 | 1 | 1 | 18:41 | 12628 |  | 28.025 | 550.2145 | 550.2145 | 49.8789 | 49.8789 | 3.5527e-16 | 0 | 550.2145 |  | -7.1689 | #DIV/0! | #DIV/0! | 49.5 | 3 | #DIV/0! | 1 | #DIV/0! | #DIV/0! |  |  | 1
0 | 0 | 0 | 0 | 1 | 1 | 18:41 | 12632 |  | 27.8203 | 550.4192 | 550.4192 | 49.8789 | 49.8789 | 3.5527e-16 | 0 | 550.4192 |  | -6.9642 | #DIV/0! | #DIV/0! | 49.5 | 3 | #DIV/0! | 1 | #DIV/0! | #DIV/0! |  |  | 1
0 | 0 | 0 | 0 | 1 | 1 | 18:41 | 12636 |  | 27.6156 | 550.6239 | 550.6239 | 49.8789 | 49.8789 | 3.5527e-16 | 0 | 550.6239 |  | -6.7595 | #DIV/0! | #DIV/0! | 49.5 | 3 | #DIV/0! | 1 | #DIV/0! | #DIV/0! |  |  | 1
0 | 0 | 0 | 0 | 1 | 1 | 18:41 | 12640 |  | 27.411 | 550.8285 | 550.8285 | 49.8789 | 49.8789 | 3.5527e-16 | 0 | 550.8285 |  | -6.5549 | #DIV/0! | #DIV/0! | 49.5 | 3 | #DIV/0! | 1 | #DIV/0! | #DIV/0! |  |  | 1
0 | 0 | 0 | 0 | 1 | 1 | 18:41 | 12644 |  | 27.2063 | 551.0332 | 551.0332 | 49.8789 | 49.8789 | 3.5527e-16 | 0 | 551.0332 |  | -6.3502 | #DIV/0! | #DIV/0! | 49.5 | 3 | #DIV/0! | 1 | #DIV/0! | #DIV/0! |  |  | 1
0 | 0 | 0 | 0 | 1 | 1 | 18:41 | 12648 |  | 27.0016 | 551.2379 | 551.2379 | 49.8789 | 49.8789 | 3.5527e-16 | 0 | 551.2379 |  | -6.1455 | #DIV/0! | #DIV/0! | 49.5 | 3 | #DIV/0! | 1 | #DIV/0! | #DIV/0! |  |  | 1
0 | 0 | 0 | 0 | 1 | 1 | 18:41 | 12652 |  | 26.797 | 551.4425 | 551.4425 | 49.8789 | 49.8789 | 3.5527e-16 | 0 | 551.4425 |  | -5.9409 | #DIV/0! | #DIV/0! | 49.5 | 3 | #DIV/0! | 1 | #DIV/0! | #DIV/0! |  |  | 1
0 | 0 | 0 | 0 | 1 | 1 | 18:42 | 12656 |  | 26.5923 | 551.6472 | 551.6472 | 49.8789 | 49.8789 | 3.5527e-16 | 0 | 551.6472 |  | -5.7362 | #DIV/0! | #DIV/0! | 49.5 | 3 | #DIV/0! | 1 | #DIV/0! | #DIV/0! |  |  | 1
0 | 0 | 0 | 0 | 1 | 1 | 18:42 | 12660 |  | 26.3876 | 551.8519 | 551.8519 | 49.8789 | 49.8789 | 3.5527e-16 | 0 | 551.8519 |  | -5.5315 | #DIV/0! | #DIV/0! | 49.5 | 3 | #DIV/0! | 1 | #DIV/0! | #DIV/0! |  |  | 1
0 | 0 | 0 | 0 | 1 | 1 | 18:42 | 12664 |  | 26.183 | 552.0565 | 552.0565 | 49.8789 | 49.8789 | 3.5527e-16 | 0 | 552.0565 |  | -5.3269 | #DIV/0! | #DIV/0! | 49.5 | 3 | #DIV/0! | 1 | #DIV/0! | #DIV/0! |  |  | 1
0 | 0 | 0 | 0 | 1 | 1 | 18:42 | 12668 |  | 25.9783 | 552.2612 | 552.2612 | 49.8789 | 49.8789 | 3.5527e-16 | 0 | 552.2612 |  | -5.1222 | #DIV/0! | #DIV/0! | 49.5 | 3 | #DIV/0! | 1 | #DIV/0! | #DIV/0! |  |  | 1
0 | 0 | 0 | 0 | 1 | 1 | 18:42 | 12672 |  | 25.7736 | 552.4659 | 552.4659 | 49.8789 | 49.8789 | 3.5527e-16 | 0 | 552.4659 |  | -4.9175 | #DIV/0! | #DIV/0! | 49.5 | 3 | #DIV/0! | 1 | #DIV/0! | #DIV/0! |  |  | 1
0 | 0 | 0 | 0 | 1 | 1 | 18:42 | 12676 |  | 25.569 | 552.6705 | 552.6705 | 49.8789 | 49.8789 | 3.5527e-16 | 0 | 552.6705 |  | -4.7129 | #DIV/0! | #DIV/0! | 49.5 | 3 | #DIV/0! | 1 | #DIV/0! | #DIV/0! |  |  | 1
0 | 0 | 0 | 0 | 1 | 1 | 18:42 | 12680 |  | 25.3643 | 552.8752 | 552.8752 | 49.8789 | 49.8789 | 3.5527e-16 | 0 | 552.8752 |  | -4.5082 | #DIV/0! | #DIV/0! | 49.5 | 3 | #DIV/0! | 1 | #DIV/0! | #DIV/0! |  |  | 1
0 | 0 | 0 | 0 | 1 | 1 | 18:42 | 12684 |  | 25.1596 | 553.0799 | 553.0799 | 49.8789 | 49.8789 | 3.5527e-16 | 0 | 553.0799 |  | -4.3035 | #DIV/0! | #DIV/0! | 49.5 | 3 | #DIV/0! | 1 | #DIV/0! | #DIV/0! |  |  | 1
0 | 0 | 0 | 0 | 1 | 1 | 18:42 | 12688 |  | 24.955 | 553.2845 | 553.2845 | 49.8789 | 49.8789 | 3.5527e-16 | 0 | 553.2845 |  | -4.0989 | #DIV/0! | #DIV/0! | 49.5 | 3 | #DIV/0! | 1 | #DIV/0! | #DIV/0! |  |  | 1
0 | 0 | 0 | 0 | 1 | 1 | 18:42 | 12692 |  | 24.7503 | 553.4892 | 553.4892 | 49.8789 | 49.8789 | 3.5527e-16 | 0 | 553.4892 |  | -3.8942 | #DIV/0! | #DIV/0! | 49.5 | 3 | #DIV/0! | 1 | #DIV/0! | #DIV/0! |  |  | 1
0 | 0 | 0 | 0 | 1 | 1 | 18:42 | 12696 |  | 24.5456 | 553.6939 | 553.6939 | 49.8789 | 49.8789 | 3.5527e-16 | 0 | 553.6939 |  | -3.6895 | #DIV/0! | #DIV/0! | 49.5 | 3 | #DIV/0! | 1 | #DIV/0! | #DIV/0! |  |  | 1
0 | 0 | 0 | 0 | 1 | 1 | 18:42 | 12700 |  | 24.341 | 553.8985 | 553.8985 | 49.8789 | 49.8789 | 3.5527e-16 | 0 | 553.8985 |  | -3.4849 | #DIV/0! | #DIV/0! | 49.5 | 3 | #DIV/0! | 1 | #DIV/0! | #DIV/0! |  |  | 1
0 | 0 | 0 | 0 | 1 | 1 | 18:42 | 12704 |  | 24.1363 | 554.1032 | 554.1032 | 49.8789 | 49.8789 | 3.5527e-16 | 0 | 554.1032 |  | -3.2802 | #DIV/0! | #DIV/0! | 49.5 | 3 | #DIV/0! | 1 | #DIV/0! | #DIV/0! |  |  | 1
0 | 0 | 0 | 0 | 1 | 1 | 18:42 | 12708 |  | 23.9316 | 554.3079 | 554.3079 | 49.8789 | 49.8789 | 3.5527e-16 | 0 | 554.3079 |  | -3.0755 | #DIV/0! | #DIV/0! | 49.5 | 3 | #DIV/0! | 1 | #DIV/0! | #DIV/0! |  |  | 1
0 | 0 | 0 | 0 | 1 | 1 | 18:42 | 12712 |  | 23.727 | 554.5125 | 554.5125 | 49.8789 | 49.8789 | 3.5527e-16 | 0 | 554.5125 |  | -2.8709 | #DIV/0! | #DIV/0! | 49.5 | 3 | #DIV/0! | 1 | #DIV/0! | #DIV/0! |  |  | 1
0 | 0 | 0 | 0 | 1 | 1 | 18:43 | 12716 |  | 23.5223 | 554.7172 | 554.7172 | 49.8789 | 49.8789 | 3.5527e-16 | 0 | 554.7172 |  | -2.6662 | #DIV/0! | #DIV/0! | 49.5 | 3 | #DIV/0! | 1 | #DIV/0! | #DIV/0! |  |  | 1
0 | 0 | 0 | 0 | 1 | 1 | 18:43 | 12720 |  | 23.3176 | 554.9219 | 554.9219 | 49.8789 | 49.8789 | 3.5527e-16 | 0 | 554.9219 |  | -2.4615 | #DIV/0! | #DIV/0! | 49.5 | 3 | #DIV/0! | 1 | #DIV/0! | #DIV/0! |  |  | 1
0 | 0 | 0 | 0 | 1 | 1 | 18:43 | 12724 |  | 23.113 | 555.1265 | 555.1265 | 49.8789 | 49.8789 | 3.5527e-16 | 0 | 555.1265 |  | -2.2569 | #DIV/0! | #DIV/0! | 49.5 | 3 | #DIV/0! | 1 | #DIV/0! | #DIV/0! |  |  | 1
0 | 0 | 0 | 0 | 1 | 1 | 18:43 | 12728 |  | 22.9083 | 555.3312 | 555.3312 | 49.8789 | 49.8789 | 3.5527e-16 | 0 | 555.3312 |  | -2.0522 | #DIV/0! | #DIV/0! | 49.5 | 3 | #DIV/0! | 1 | #DIV/0! | #DIV/0! |  |  | 1
0 | 0 | 0 | 0 | 1 | 1 | 18:43 | 12732 |  | 22.7036 | 555.5359 | 555.5359 | 49.8789 | 49.8789 | 3.5527e-16 | 0 | 555.5359 |  | -1.8475 | #DIV/0! | #DIV/0! | 49.5 | 3 | #DIV/0! | 1 | #DIV/0! | #DIV/0! |  |  | 1
0 | 0 | 0 | 0 | 1 | 1 | 18:43 | 12736 |  | 22.499 | 555.7405 | 555.7405 | 49.8789 | 49.8789 | 3.5527e-16 | 0 | 555.7405 |  | -1.6429 | #DIV/0! | #DIV/0! | 49.5 | 3 | #DIV/0! | 1 | #DIV/0! | #DIV/0! |  |  | 1
0 | 0 | 0 | 0 | 1 | 1 | 18:43 | 12740 |  | 22.2943 | 555.9452 | 555.9452 | 49.8789 | 49.8789 | 3.5527e-16 | 0 | 555.9452 |  | -1.4382 | #DIV/0! | #DIV/0! | 49.5 | 3 | #DIV/0! | 1 | #DIV/0! | #DIV/0! |  |  | 1
0 | 0 | 0 | 0 | 1 | 1 | 18:43 | 12744 |  | 22.0896 | 556.1499 | 556.1499 | 49.8789 | 49.8789 | 3.5527e-16 | 0 | 556.1499 |  | -1.2335 | #DIV/0! | #DIV/0! | 49.5 | 3 | #DIV/0! | 1 | #DIV/0! | #DIV/0! |  |  | 1
0 | 0 | 0 | 0 | 1 | 1 | 18:43 | 12748 |  | 21.885 | 556.3545 | 556.3545 | 49.8789 | 49.8789 | 3.5527e-16 | 0 | 556.3545 |  | -1.0289 | #DIV/0! | #DIV/0! | 49.5 | 3 | #DIV/0! | 1 | #DIV/0! | #DIV/0! |  |  | 1
0 | 0 | 0 | 0 | 1 | 1 | 18:43 | 12752 |  | 21.6803 | 556.5592 | 556.5592 | 49.8789 | 49.8789 | 3.5527e-16 | 0 | 556.5592 |  | -0.8242 | #DIV/0! | #DIV/0! | 49.5 | 3 | #DIV/0! | 1 | #DIV/0! | #DIV/0! |  |  | 1
0 | 0 | 0 | 0 | 1 | 1 | 18:43 | 12756 |  | 21.4756 | 556.7639 | 556.7639 | 49.8789 | 49.8789 | 3.5527e-16 | 0 | 556.7639 |  | -0.61953 | #DIV/0! | #DIV/0! | 49.5 | 3 | #DIV/0! | 1 | #DIV/0! | #DIV/0! |  |  | 1
0 | 0 | 0 | 0 | 1 | 1 | 18:43 | 12760 |  | 21.271 | 556.9685 | 556.9685 | 49.8789 | 49.8789 | 3.5527e-16 | 0 | 556.9685 |  | -0.41487 | #DIV/0! | #DIV/0! | 49.5 | 3 | #DIV/0! | 1 | #DIV/0! | #DIV/0! |  |  | 1
0 | 0 | 0 | 0 | 1 | 1 | 18:43 | 12764 |  | 21.0663 | 557.1732 | 557.1732 | 49.8789 | 49.8789 | 3.5527e-16 | 0 | 557.1732 |  | -0.2102 | #DIV/0! | #DIV/0! | 49.5 | 3 | #DIV/0! | 1 | #DIV/0! | #DIV/0! |  |  | 1
0 | 0 | 0 | 0 | 1 | 1 | 18:43 | 12768 |  | 20.8616 | 557.3779 | 557.3779 | 49.8789 | 49.8789 | 3.5527e-16 | 0 | 557.3779 |  | -0.0055354 | #DIV/0! | #DIV/0! | 49.5 | 3 | #DIV/0! | 1 | #DIV/0! | #DIV/0! |  |  | 1
0 | 0 | 0 | 0 | 1 | 1 | 18:43 | 12772 |  | 20.657 | 557.5825 | 557.5825 | 49.8789 | 49.8789 | 3.5527e-16 | 0 | 557.5825 |  | 0.19913 | #DIV/0! | #DIV/0! | 49.5 | 3 | #DIV/0! | 1 | #DIV/0! | #DIV/0! |  |  | 1
0 | 0 | 0 | 0 | 1 | 1 | 18:44 | 12776 |  | 20.4523 | 557.7872 | 557.7872 | 49.8789 | 49.8789 | 3.5527e-16 | 0 | 557.7872 |  | 0.4038 | #DIV/0! | #DIV/0! | 49.5 | 3 | #DIV/0! | 1 | #DIV/0! | #DIV/0! |  |  | 1
0 | 0 | 0 | 0 | 1 | 1 | 18:44 | 12780 |  | 20.2476 | 557.9919 | 557.9919 | 49.8789 | 49.8789 | 3.5527e-16 | 0 | 557.9919 |  | 0.60846 | #DIV/0! | #DIV/0! | 49.5 | 3 | #DIV/0! | 1 | #DIV/0! | #DIV/0! |  |  | 1
0 | 0 | 0 | 0 | 1 | 1 | 18:44 | 12784 |  | 20.043 | 558.1965 | 558.1965 | 49.8789 | 49.8789 | 3.5527e-16 | 0 | 558.1965 |  | 0.81313 | #DIV/0! | #DIV/0! | 49.5 | 3 | #DIV/0! | 1 | #DIV/0! | #DIV/0! |  |  | 1
0 | 0 | 0 | 0 | 1 | 1 | 18:44 | 12788 |  | 19.8383 | 558.4012 | 558.4012 | 49.8789 | 49.8789 | 3.5527e-16 | 0 | 558.4012 |  | 1.0178 | #DIV/0! | #DIV/0! | 49.5 | 3 | #DIV/0! | 1 | #DIV/0! | #DIV/0! |  |  | 1
0 | 0 | 0 | 0 | 1 | 1 | 18:44 | 12792 |  | 19.6336 | 558.6059 | 558.6059 | 49.8789 | 49.8789 | 3.5527e-16 | 0 | 558.6059 |  | 1.2225 | #DIV/0! | #DIV/0! | 49.5 | 3 | #DIV/0! | 1 | #DIV/0! | #DIV/0! |  |  | 1
0 | 0 | 0 | 0 | 1 | 1 | 18:44 | 12796 |  | 19.429 | 558.8105 | 558.8105 | 49.8789 | 49.8789 | 3.5527e-16 | 0 | 558.8105 |  | 1.4271 | #DIV/0! | #DIV/0! | 49.5 | 3 | #DIV/0! | 1 | #DIV/0! | #DIV/0! |  |  | 1
0 | 0 | 0 | 0 | 1 | 1 | 18:44 | 12800 |  | 19.2243 | 559.0152 | 559.0152 | 49.8789 | 49.8789 | 3.5527e-16 | 0 | 559.0152 |  | 1.6318 | #DIV/0! | #DIV/0! | 49.5 | 3 | #DIV/0! | 1 | #DIV/0! | #DIV/0! |  |  | 1
0 | 0 | 0 | 0 | 1 | 1 | 18:44 | 12804 |  | 19.0196 | 559.2199 | 559.2199 | 49.8789 | 49.8789 | 3.5527e-16 | 0 | 559.2199 |  | 1.8365 | #DIV/0! | #DIV/0! | 49.5 | 3 | #DIV/0! | 1 | #DIV/0! | #DIV/0! |  |  | 1
0 | 0 | 0 | 0 | 1 | 1 | 18:44 | 12808 |  | 18.815 | 559.4245 | 559.4245 | 49.8789 | 49.8789 | 3.5527e-16 | 0 | 559.4245 |  | 2.0411 | #DIV/0! | #DIV/0! | 49.5 | 3 | #DIV/0! | 1 | #DIV/0! | #DIV/0! |  |  | 1
0 | 0 | 0 | 0 | 1 | 1 | 18:44 | 12812 |  | 18.6103 | 559.6292 | 559.6292 | 49.8789 | 49.8789 | 3.5527e-16 | 0 | 559.6292 |  | 2.2458 | #DIV/0! | #DIV/0! | 49.5 | 3 | #DIV/0! | 1 | #DIV/0! | #DIV/0! |  |  | 1
0 | 0 | 0 | 0 | 1 | 1 | 18:44 | 12816 |  | 18.4056 | 559.8339 | 559.8339 | 49.8789 | 49.8789 | 3.5527e-16 | 0 | 559.8339 |  | 2.4505 | #DIV/0! | #DIV/0! | 49.5 | 3 | #DIV/0! | 1 | #DIV/0! | #DIV/0! |  |  | 1
0 | 0 | 0 | 0 | 1 | 1 | 18:44 | 12820 |  | 18.201 | 560.0385 | 560.0385 | 49.8789 | 49.8789 | 3.5527e-16 | 0 | 560.0385 |  | 2.6551 | #DIV/0! | #DIV/0! | 49.5 | 3 | #DIV/0! | 1 | #DIV/0! | #DIV/0! |  |  | 1
0 | 0 | 0 | 0 | 1 | 1 | 18:44 | 12824 |  | 17.9963 | 560.2432 | 560.2432 | 49.8789 | 49.8789 | 3.5527e-16 | 0 | 560.2432 |  | 2.8598 | #DIV/0! | #DIV/0! | 49.5 | 3 | #DIV/0! | 1 | #DIV/0! | #DIV/0! |  |  | 1
0 | 0 | 0 | 0 | 1 | 1 | 18:44 | 12828 |  | 17.7916 | 560.4479 | 560.4479 | 49.8789 | 49.8789 | 3.5527e-16 | 0 | 560.4479 |  | 3.0645 | #DIV/0! | #DIV/0! | 49.5 | 3 | #DIV/0! | 1 | #DIV/0! | #DIV/0! |  |  | 1
0 | 0 | 0 | 0 | 1 | 1 | 18:44 | 12832 |  | 17.587 | 560.6525 | 560.6525 | 49.8789 | 49.8789 | 3.5527e-16 | 0 | 560.6525 |  | 3.2691 | #DIV/0! | #DIV/0! | 49.5 | 3 | #DIV/0! | 1 | #DIV/0! | #DIV/0! |  |  | 1
0 | 0 | 0 | 0 | 1 | 1 | 18:45 | 12836 |  | 17.3823 | 560.8572 | 560.8572 | 49.8789 | 49.8789 | 3.5527e-16 | 0 | 560.8572 |  | 3.4738 | #DIV/0! | #DIV/0! | 49.5 | 3 | #DIV/0! | 1 | #DIV/0! | #DIV/0! |  |  | 1
0 | 0 | 0 | 0 | 1 | 1 | 18:45 | 12840 |  | 17.1776 | 561.0619 | 561.0619 | 49.8789 | 49.8789 | 3.5527e-16 | 0 | 561.0619 |  | 3.6785 | #DIV/0! | #DIV/0! | 49.5 | 3 | #DIV/0! | 1 | #DIV/0! | #DIV/0! |  |  | 1
0 | 0 | 0 | 0 | 1 | 1 | 18:45 | 12844 |  | 16.973 | 561.2665 | 561.2665 | 49.8789 | 49.8789 | 3.5527e-16 | 0 | 561.2665 |  | 3.8831 | #DIV/0! | #DIV/0! | 49.5 | 3 | #DIV/0! | 1 | #DIV/0! | #DIV/0! |  |  | 1
0 | 0 | 0 | 0 | 1 | 1 | 18:45 | 12848 |  | 16.7683 | 561.4712 | 561.4712 | 49.8789 | 49.8789 | 3.5527e-16 | 0 | 561.4712 |  | 4.0878 | #DIV/0! | #DIV/0! | 49.5 | 3 | #DIV/0! | 1 | #DIV/0! | #DIV/0! |  |  | 1
0 | 0 | 0 | 0 | 1 | 1 | 18:45 | 12852 |  | 16.5636 | 561.6759 | 561.6759 | 49.8789 | 49.8789 | 3.5527e-16 | 0 | 561.6759 |  | 4.2925 | #DIV/0! | #DIV/0! | 49.5 | 3 | #DIV/0! | 1 | #DIV/0! | #DIV/0! |  |  | 1
0 | 0 | 0 | 0 | 1 | 1 | 18:45 | 12856 |  | 16.359 | 561.8805 | 561.8805 | 49.8789 | 49.8789 | 3.5527e-16 | 0 | 561.8805 |  | 4.4971 | #DIV/0! | #DIV/0! | 49.5 | 3 | #DIV/0! | 1 | #DIV/0! | #DIV/0! |  |  | 1
0 | 0 | 0 | 0 | 1 | 1 | 18:45 | 12860 |  | 16.1543 | 562.0852 | 562.0852 | 49.8789 | 49.8789 | 3.5527e-16 | 0 | 562.0852 |  | 4.7018 | #DIV/0! | #DIV/0! | 49.5 | 3 | #DIV/0! | 1 | #DIV/0! | #DIV/0! |  |  | 1
0 | 0 | 0 | 0 | 1 | 1 | 18:45 | 12864 |  | 15.9496 | 562.2899 | 562.2899 | 49.8789 | 49.8789 | 3.5527e-16 | 0 | 562.2899 |  | 4.9065 | #DIV/0! | #DIV/0! | 49.5 | 3 | #DIV/0! | 1 | #DIV/0! | #DIV/0! |  |  | 1
0 | 0 | 0 | 0 | 1 | 1 | 18:45 | 12868 |  | 15.745 | 562.4945 | 562.4945 | 49.8789 | 49.8789 | 3.5527e-16 | 0 | 562.4945 |  | 5.1111 | #DIV/0! | #DIV/0! | 49.5 | 3 | #DIV/0! | 1 | #DIV/0! | #DIV/0! |  |  | 1
0 | 0 | 0 | 0 | 1 | 1 | 18:45 | 12872 |  | 15.5403 | 562.6992 | 562.6992 | 49.8789 | 49.8789 | 3.5527e-16 | 0 | 562.6992 |  | 5.3158 | #DIV/0! | #DIV/0! | 49.5 | 3 | #DIV/0! | 1 | #DIV/0! | #DIV/0! |  |  | 1
0 | 0 | 0 | 0 | 1 | 1 | 18:45 | 12876 |  | 15.3356 | 562.9039 | 562.9039 | 49.8789 | 49.8789 | 3.5527e-16 | 0 | 562.9039 |  | 5.5205 | #DIV/0! | #DIV/0! | 49.5 | 3 | #DIV/0! | 1 | #DIV/0! | #DIV/0! |  |  | 1
0 | 0 | 0 | 0 | 1 | 1 | 18:45 | 12880 |  | 15.131 | 563.1085 | 563.1085 | 49.8789 | 49.8789 | 3.5527e-16 | 0 | 563.1085 |  | 5.7251 | #DIV/0! | #DIV/0! | 49.5 | 3 | #DIV/0! | 1 | #DIV/0! | #DIV/0! |  |  | 1
0 | 0 | 0 | 0 | 1 | 1 | 18:45 | 12884 |  | 14.9263 | 563.3132 | 563.3132 | 49.8789 | 49.8789 | 3.5527e-16 | 0 | 563.3132 |  | 5.9298 | #DIV/0! | #DIV/0! | 49.5 | 3 | #DIV/0! | 1 | #DIV/0! | #DIV/0! |  |  | 1
0 | 0 | 0 | 0 | 1 | 1 | 18:45 | 12888 |  | 14.7216 | 563.5179 | 563.5179 | 49.8789 | 49.8789 | 3.5527e-16 | 0 | 563.5179 |  | 6.1345 | #DIV/0! | #DIV/0! | 49.5 | 3 | #DIV/0! | 1 | #DIV/0! | #DIV/0! |  |  | 1
0 | 0 | 0 | 0 | 1 | 1 | 18:45 | 12892 |  | 14.517 | 563.7225 | 563.7225 | 49.8789 | 49.8789 | 3.5527e-16 | 0 | 563.7225 |  | 6.3391 | #DIV/0! | #DIV/0! | 49.5 | 3 | #DIV/0! | 1 | #DIV/0! | #DIV/0! |  |  | 1
0 | 0 | 0 | 0 | 1 | 1 | 18:46 | 12896 |  | 14.3123 | 563.9272 | 563.9272 | 49.8789 | 49.8789 | 3.5527e-16 | 0 | 563.9272 |  | 6.5438 | #DIV/0! | #DIV/0! | 49.5 | 3 | #DIV/0! | 1 | #DIV/0! | #DIV/0! |  |  | 1
0 | 0 | 0 | 0 | 1 | 1 | 18:46 | 12900 |  | 14.1076 | 564.1319 | 564.1319 | 49.8789 | 49.8789 | 3.5527e-16 | 0 | 564.1319 |  | 6.7485 | #DIV/0! | #DIV/0! | 49.5 | 3 | #DIV/0! | 1 | #DIV/0! | #DIV/0! |  |  | 1
0 | 0 | 0 | 0 | 1 | 1 | 18:46 | 12904 |  | 13.903 | 564.3365 | 564.3365 | 49.8789 | 49.8789 | 3.5527e-16 | 0 | 564.3365 |  | 6.9531 | #DIV/0! | #DIV/0! | 49.5 | 3 | #DIV/0! | 1 | #DIV/0! | #DIV/0! |  |  | 1
0 | 0 | 0 | 0 | 1 | 1 | 18:46 | 12908 |  | 13.6983 | 564.5412 | 564.5412 | 49.8789 | 49.8789 | 3.5527e-16 | 0 | 564.5412 |  | 7.1578 | #DIV/0! | #DIV/0! | 49.5 | 3 | #DIV/0! | 1 | #DIV/0! | #DIV/0! |  |  | 1
0 | 0 | 0 | 0 | 1 | 1 | 18:46 | 12912 |  | 13.4936 | 564.7459 | 564.7459 | 49.8789 | 49.8789 | 3.5527e-16 | 0 | 564.7459 |  | 7.3625 | #DIV/0! | #DIV/0! | 49.5 | 3 | #DIV/0! | 1 | #DIV/0! | #DIV/0! |  |  | 1
0 | 0 | 0 | 0 | 1 | 1 | 18:46 | 12916 |  | 13.289 | 564.9505 | 564.9505 | 49.8789 | 49.8789 | 3.5527e-16 | 0 | 564.9505 |  | 7.5671 | #DIV/0! | #DIV/0! | 49.5 | 3 | #DIV/0! | 1 | #DIV/0! | #DIV/0! |  |  | 1
0 | 0 | 0 | 0 | 1 | 1 | 18:46 | 12920 |  | 13.0843 | 565.1552 | 565.1552 | 49.8789 | 49.8789 | 3.5527e-16 | 0 | 565.1552 |  | 7.7718 | #DIV/0! | #DIV/0! | 49.5 | 3 | #DIV/0! | 1 | #DIV/0! | #DIV/0! |  |  | 1
0 | 0 | 0 | 0 | 1 | 1 | 18:46 | 12924 |  | 12.8796 | 565.3599 | 565.3599 | 49.8789 | 49.8789 | 3.5527e-16 | 0 | 565.3599 |  | 7.9765 | #DIV/0! | #DIV/0! | 49.5 | 3 | #DIV/0! | 1 | #DIV/0! | #DIV/0! |  |  | 1
0 | 0 | 0 | 0 | 1 | 1 | 18:46 | 12928 |  | 12.675 | 565.5645 | 565.5645 | 49.8789 | 49.8789 | 3.5527e-16 | 0 | 565.5645 |  | 8.1811 | #DIV/0! | #DIV/0! | 49.5 | 3 | #DIV/0! | 1 | #DIV/0! | #DIV/0! |  |  | 1
0 | 0 | 0 | 0 | 1 | 1 | 18:46 | 12932 |  | 12.4703 | 565.7692 | 565.7692 | 49.8789 | 49.8789 | 3.5527e-16 | 0 | 565.7692 |  | 8.3858 | #DIV/0! | #DIV/0! | 49.5 | 3 | #DIV/0! | 1 | #DIV/0! | #DIV/0! |  |  | 1
0 | 0 | 0 | 0 | 1 | 1 | 18:46 | 12936 |  | 12.2656 | 565.9739 | 565.9739 | 49.8789 | 49.8789 | 3.5527e-16 | 0 | 565.9739 |  | 8.5905 | #DIV/0! | #DIV/0! | 49.5 | 3 | #DIV/0! | 1 | #DIV/0! | #DIV/0! |  |  | 1
0 | 0 | 0 | 0 | 1 | 1 | 18:46 | 12940 |  | 12.061 | 566.1785 | 566.1785 | 49.8789 | 49.8789 | 3.5527e-16 | 0 | 566.1785 |  | 8.7951 | #DIV/0! | #DIV/0! | 49.5 | 3 | #DIV/0! | 1 | #DIV/0! | #DIV/0! |  |  | 1
0 | 0 | 0 | 0 | 1 | 1 | 18:46 | 12944 |  | 11.8563 | 566.3832 | 566.3832 | 49.8789 | 49.8789 | 3.5527e-16 | 0 | 566.3832 |  | 8.9998 | #DIV/0! | #DIV/0! | 49.5 | 3 | #DIV/0! | 1 | #DIV/0! | #DIV/0! |  |  | 1
0 | 0 | 0 | 0 | 1 | 1 | 18:46 | 12948 |  | 11.6516 | 566.5879 | 566.5879 | 49.8789 | 49.8789 | 3.5527e-16 | 0 | 566.5879 |  | 9.2045 | #DIV/0! | #DIV/0! | 49.5 | 3 | #DIV/0! | 1 | #DIV/0! | #DIV/0! |  |  | 1
0 | 0 | 0 | 0 | 1 | 1 | 18:46 | 12952 |  | 11.447 | 566.7925 | 566.7925 | 49.8789 | 49.8789 | 3.5527e-16 | 0 | 566.7925 |  | 9.4091 | #DIV/0! | #DIV/0! | 49.5 | 3 | #DIV/0! | 1 | #DIV/0! | #DIV/0! |  |  | 1
0 | 0 | 0 | 0 | 1 | 1 | 18:47 | 12956 |  | 11.2423 | 566.9972 | 566.9972 | 49.8789 | 49.8789 | 3.5527e-16 | 0 | 566.9972 |  | 9.6138 | #DIV/0! | #DIV/0! | 49.5 | 3 | #DIV/0! | 1 | #DIV/0! | #DIV/0! |  |  | 1
0 | 0 | 0 | 0 | 1 | 1 | 18:47 | 12960 |  | 11.0376 | 567.2019 | 567.2019 | 49.8789 | 49.8789 | 3.5527e-16 | 0 | 567.2019 |  | 9.8185 | #DIV/0! | #DIV/0! | 49.5 | 3 | #DIV/0! | 1 | #DIV/0! | #DIV/0! |  |  | 1
0 | 0 | 0 | 0 | 1 | 1 | 18:47 | 12964 |  | 10.833 | 567.4065 | 567.4065 | 49.8789 | 49.8789 | 3.5527e-16 | 0 | 567.4065 |  | 10.0231 | #DIV/0! | #DIV/0! | 49.5 | 3 | #DIV/0! | 1 | #DIV/0! | #DIV/0! |  |  | 1
0 | 0 | 0 | 0 | 1 | 1 | 18:47 | 12968 |  | 10.6283 | 567.6112 | 567.6112 | 49.8789 | 49.8789 | 3.5527e-16 | 0 | 567.6112 |  | 10.2278 | #DIV/0! | #DIV/0! | 49.5 | 3 | #DIV/0! | 1 | #DIV/0! | #DIV/0! |  |  | 1
0 | 0 | 0 | 0 | 1 | 1 | 18:47 | 12972 |  | 10.4236 | 567.8159 | 567.8159 | 49.8789 | 49.8789 | 3.5527e-16 | 0 | 567.8159 |  | 10.4325 | #DIV/0! | #DIV/0! | 49.5 | 3 | #DIV/0! | 1 | #DIV/0! | #DIV/0! |  |  | 1
0 | 0 | 0 | 0 | 1 | 1 | 18:47 | 12976 |  | 10.219 | 568.0205 | 568.0205 | 49.8789 | 49.8789 | 3.5527e-16 | 0 | 568.0205 |  | 10.6371 | #DIV/0! | #DIV/0! | 49.5 | 3 | #DIV/0! | 1 | #DIV/0! | #DIV/0! |  |  | 1
0 | 0 | 0 | 0 | 1 | 1 | 18:47 | 12980 |  | 10.0143 | 568.2252 | 568.2252 | 49.8789 | 49.8789 | 3.5527e-16 | 0 | 568.2252 |  | 10.8418 | #DIV/0! | #DIV/0! | 49.5 | 3 | #DIV/0! | 1 | #DIV/0! | #DIV/0! |  |  | 1
0 | 0 | 0 | 0 | 1 | 1 | 18:47 | 12984 |  | 9.8096 | 568.4298 | 568.4298 | 49.8789 | 49.8789 | 3.5527e-16 | 0 | 568.4298 |  | 11.0465 | #DIV/0! | #DIV/0! | 49.5 | 3 | #DIV/0! | 1 | #DIV/0! | #DIV/0! |  |  | 1
0 | 0 | 0 | 0 | 1 | 1 | 18:47 | 12988 |  | 9.605 | 568.6345 | 568.6345 | 49.8789 | 49.8789 | 3.5527e-16 | 0 | 568.6345 |  | 11.2511 | #DIV/0! | #DIV/0! | 49.5 | 3 | #DIV/0! | 1 | #DIV/0! | #DIV/0! |  |  | 1
0 | 0 | 0 | 0 | 1 | 1 | 18:47 | 12992 |  | 9.4003 | 568.8392 | 568.8392 | 49.8789 | 49.8789 | 3.5527e-16 | 0 | 568.8392 |  | 11.4558 | #DIV/0! | #DIV/0! | 49.5 | 3 | #DIV/0! | 1 | #DIV/0! | #DIV/0! |  |  | 1
0 | 0 | 0 | 0 | 1 | 1 | 18:47 | 12996 |  | 9.1956 | 569.0438 | 569.0438 | 49.8789 | 49.8789 | 3.5527e-16 | 0 | 569.0438 |  | 11.6604 | #DIV/0! | #DIV/0! | 49.5 | 3 | #DIV/0! | 1 | #DIV/0! | #DIV/0! |  |  | 1
0 | 0 | 0 | 0 | 1 | 1 | 18:47 | 13000 |  | 8.991 | 569.2485 | 569.2485 | 49.8789 | 49.8789 | 3.5527e-16 | 0 | 569.2485 |  | 11.8651 | #DIV/0! | #DIV/0! | 49.5 | 3 | #DIV/0! | 1 | #DIV/0! | #DIV/0! |  |  | 1
0 | 0 | 0 | 0 | 1 | 1 | 18:47 | 13004 |  | 8.7863 | 569.4532 | 569.4532 | 49.8789 | 49.8789 | 3.5527e-16 | 0 | 569.4532 |  | 12.0698 | #DIV/0! | #DIV/0! | 49.5 | 3 | #DIV/0! | 1 | #DIV/0! | #DIV/0! |  |  | 1
0 | 0 | 0 | 0 | 1 | 1 | 18:47 | 13008 |  | 8.5816 | 569.6578 | 569.6578 | 49.8789 | 49.8789 | 3.5527e-16 | 0 | 569.6578 |  | 12.2744 | #DIV/0! | #DIV/0! | 49.5 | 3 | #DIV/0! | 1 | #DIV/0! | #DIV/0! |  |  | 1
0 | 0 | 0 | 0 | 1 | 1 | 18:47 | 13012 |  | 8.377 | 569.8625 | 569.8625 | 49.8789 | 49.8789 | 3.5527e-16 | 0 | 569.8625 |  | 12.4791 | #DIV/0! | #DIV/0! | 49.5 | 3 | #DIV/0! | 1 | #DIV/0! | #DIV/0! |  |  | 1
0 | 0 | 0 | 0 | 1 | 1 | 18:48 | 13016 |  | 8.1723 | 570.0672 | 570.0672 | 49.8789 | 49.8789 | 3.5527e-16 | 0 | 570.0672 |  | 12.6838 | #DIV/0! | #DIV/0! | 49.5 | 3 | #DIV/0! | 1 | #DIV/0! | #DIV/0! |  |  | 1
0 | 0 | 0 | 0 | 1 | 1 | 18:48 | 13020 |  | 7.9676 | 570.2718 | 570.2718 | 49.8789 | 49.8789 | 3.5527e-16 | 0 | 570.2718 |  | 12.8884 | #DIV/0! | #DIV/0! | 49.5 | 3 | #DIV/0! | 1 | #DIV/0! | #DIV/0! |  |  | 1
0 | 0 | 0 | 0 | 1 | 1 | 18:48 | 13024 |  | 7.763 | 570.4765 | 570.4765 | 49.8789 | 49.8789 | 3.5527e-16 | 0 | 570.4765 |  | 13.0931 | #DIV/0! | #DIV/0! | 49.5 | 3 | #DIV/0! | 1 | #DIV/0! | #DIV/0! |  |  | 1
0 | 0 | 0 | 0 | 1 | 1 | 18:48 | 13028 |  | 7.5583 | 570.6812 | 570.6812 | 49.8789 | 49.8789 | 3.5527e-16 | 0 | 570.6812 |  | 13.2978 | #DIV/0! | #DIV/0! | 49.5 | 3 | #DIV/0! | 1 | #DIV/0! | #DIV/0! |  |  | 1
0 | 0 | 0 | 0 | 1 | 1 | 18:48 | 13032 |  | 7.3536 | 570.8858 | 570.8858 | 49.8789 | 49.8789 | 3.5527e-16 | 0 | 570.8858 |  | 13.5024 | #DIV/0! | #DIV/0! | 49.5 | 3 | #DIV/0! | 1 | #DIV/0! | #DIV/0! |  |  | 1
0 | 0 | 0 | 0 | 1 | 1 | 18:48 | 13036 |  | 7.149 | 571.0905 | 571.0905 | 49.8789 | 49.8789 | 3.5527e-16 | 0 | 571.0905 |  | 13.7071 | #DIV/0! | #DIV/0! | 49.5 | 3 | #DIV/0! | 1 | #DIV/0! | #DIV/0! |  |  | 1
0 | 0 | 0 | 0 | 1 | 1 | 18:48 | 13040 |  | 6.9443 | 571.2952 | 571.2952 | 49.8789 | 49.8789 | 3.5527e-16 | 0 | 571.2952 |  | 13.9118 | #DIV/0! | #DIV/0! | 49.5 | 3 | #DIV/0! | 1 | #DIV/0! | #DIV/0! |  |  | 1
0 | 0 | 0 | 0 | 1 | 1 | 18:48 | 13044 |  | 6.7396 | 571.4998 | 571.4998 | 49.8789 | 49.8789 | 3.5527e-16 | 0 | 571.4998 |  | 14.1164 | #DIV/0! | #DIV/0! | 49.5 | 3 | #DIV/0! | 1 | #DIV/0! | #DIV/0! |  |  | 1
0 | 0 | 0 | 0 | 1 | 1 | 18:48 | 13048 |  | 6.535 | 571.7045 | 571.7045 | 49.8789 | 49.8789 | 3.5527e-16 | 0 | 571.7045 |  | 14.3211 | #DIV/0! | #DIV/0! | 49.5 | 3 | #DIV/0! | 1 | #DIV/0! | #DIV/0! |  |  | 1
0 | 0 | 0 | 0 | 1 | 1 | 18:48 | 13052 |  | 6.3303 | 571.9092 | 571.9092 | 49.8789 | 49.8789 | 3.5527e-16 | 0 | 571.9092 |  | 14.5258 | #DIV/0! | #DIV/0! | 49.5 | 3 | #DIV/0! | 1 | #DIV/0! | #DIV/0! |  |  | 1
0 | 0 | 0 | 0 | 1 | 1 | 18:48 | 13056 |  | 6.1256 | 572.1138 | 572.1138 | 49.8789 | 49.8789 | 3.5527e-16 | 0 | 572.1138 |  | 14.7304 | #DIV/0! | #DIV/0! | 49.5 | 3 | #DIV/0! | 1 | #DIV/0! | #DIV/0! |  |  | 1
0 | 0 | 0 | 0 | 1 | 1 | 18:48 | 13060 |  | 5.921 | 572.3185 | 572.3185 | 49.8789 | 49.8789 | 3.5527e-16 | 0 | 572.3185 |  | 14.9351 | #DIV/0! | #DIV/0! | 49.5 | 3 | #DIV/0! | 1 | #DIV/0! | #DIV/0! |  |  | 1
0 | 0 | 0 | 0 | 1 | 1 | 18:48 | 13064 |  | 5.7163 | 572.5232 | 572.5232 | 49.8789 | 49.8789 | 3.5527e-16 | 0 | 572.5232 |  | 15.1398 | #DIV/0! | #DIV/0! | 49.5 | 3 | #DIV/0! | 1 | #DIV/0! | #DIV/0! |  |  | 1
0 | 0 | 0 | 0 | 1 | 1 | 18:48 | 13068 |  | 5.5116 | 572.7278 | 572.7278 | 49.8789 | 49.8789 | 3.5527e-16 | 0 | 572.7278 |  | 15.3444 | #DIV/0! | #DIV/0! | 49.5 | 3 | #DIV/0! | 1 | #DIV/0! | #DIV/0! |  |  | 1
0 | 0 | 0 | 0 | 1 | 1 | 18:48 | 13072 |  | 5.307 | 572.9325 | 572.9325 | 49.8789 | 49.8789 | 3.5527e-16 | 0 | 572.9325 |  | 15.5491 | #DIV/0! | #DIV/0! | 49.5 | 3 | #DIV/0! | 1 | #DIV/0! | #DIV/0! |  |  | 1
0 | 0 | 0 | 0 | 1 | 1 | 18:49 | 13076 |  | 5.1023 | 573.1372 | 573.1372 | 49.8789 | 49.8789 | 3.5527e-16 | 0 | 573.1372 |  | 15.7538 | #DIV/0! | #DIV/0! | 49.5 | 3 | #DIV/0! | 1 | #DIV/0! | #DIV/0! |  |  | 1
0 | 0 | 0 | 0 | 1 | 1 | 18:49 | 13080 |  | 4.8976 | 573.3418 | 573.3418 | 49.8789 | 49.8789 | 3.5527e-16 | 0 | 573.3418 |  | 15.9584 | #DIV/0! | #DIV/0! | 49.5 | 3 | #DIV/0! | 1 | #DIV/0! | #DIV/0! |  |  | 1
0 | 0 | 0 | 0 | 1 | 1 | 18:49 | 13084 |  | 4.693 | 573.5465 | 573.5465 | 49.8789 | 49.8789 | 3.5527e-16 | 0 | 573.5465 |  | 16.1631 | #DIV/0! | #DIV/0! | 49.5 | 3 | #DIV/0! | 1 | #DIV/0! | #DIV/0! |  |  | 1
0 | 0 | 0 | 0 | 1 | 1 | 18:49 | 13088 |  | 4.4883 | 573.7512 | 573.7512 | 49.8789 | 49.8789 | 3.5527e-16 | 0 | 573.7512 |  | 16.3678 | #DIV/0! | #DIV/0! | 49.5 | 3 | #DIV/0! | 1 | #DIV/0! | #DIV/0! |  |  | 1
0 | 0 | 0 | 0 | 1 | 1 | 18:49 | 13092 |  | 4.2836 | 573.9558 | 573.9558 | 49.8789 | 49.8789 | 3.5527e-16 | 0 | 573.9558 |  | 16.5724 | #DIV/0! | #DIV/0! | 49.5 | 3 | #DIV/0! | 1 | #DIV/0! | #DIV/0! |  |  | 1
0 | 0 | 0 | 0 | 1 | 1 | 18:49 | 13096 |  | 4.079 | 574.1605 | 574.1605 | 49.8789 | 49.8789 | 3.5527e-16 | 0 | 574.1605 |  | 16.7771 | #DIV/0! | #DIV/0! | 49.5 | 3 | #DIV/0! | 1 | #DIV/0! | #DIV/0! |  |  | 1
0 | 0 | 0 | 0 | 1 | 1 | 18:49 | 13100 |  | 3.8743 | 574.3652 | 574.3652 | 49.8789 | 49.8789 | 3.5527e-16 | 0 | 574.3652 |  | 16.9818 | #DIV/0! | #DIV/0! | 49.5 | 3 | #DIV/0! | 1 | #DIV/0! | #DIV/0! |  |  | 1
0 | 0 | 0 | 0 | 1 | 1 | 18:49 | 13104 |  | 3.6696 | 574.5698 | 574.5698 | 49.8789 | 49.8789 | 3.5527e-16 | 0 | 574.5698 |  | 17.1864 | #DIV/0! | #DIV/0! | 49.5 | 3 | #DIV/0! | 1 | #DIV/0! | #DIV/0! |  |  | 1
0 | 0 | 0 | 0 | 1 | 1 | 18:49 | 13108 |  | 3.465 | 574.7745 | 574.7745 | 49.8789 | 49.8789 | 3.5527e-16 | 0 | 574.7745 |  | 17.3911 | #DIV/0! | #DIV/0! | 49.5 | 3 | #DIV/0! | 1 | #DIV/0! | #DIV/0! |  |  | 1
0 | 0 | 0 | 0 | 1 | 1 | 18:49 | 13112 |  | 3.2603 | 574.9792 | 574.9792 | 49.8789 | 49.8789 | 3.5527e-16 | 0 | 574.9792 |  | 17.5958 | #DIV/0! | #DIV/0! | 49.5 | 3 | #DIV/0! | 1 | #DIV/0! | #DIV/0! |  |  | 1
0 | 0 | 0 | 0 | 1 | 1 | 18:49 | 13116 |  | 3.0557 | 575.1838 | 575.1838 | 49.8789 | 49.8789 | 3.5527e-16 | 0 | 575.1838 |  | 17.8004 | #DIV/0! | #DIV/0! | 49.5 | 3 | #DIV/0! | 1 | #DIV/0! | #DIV/0! |  |  | 1
0 | 0 | 0 | 0 | 1 | 1 | 18:49 | 13120 |  | 2.851 | 575.3885 | 575.3885 | 49.8789 | 49.8789 | 3.5527e-16 | 0 | 575.3885 |  | 18.0051 | #DIV/0! | #DIV/0! | 49.5 | 3 | #DIV/0! | 1 | #DIV/0! | #DIV/0! |  |  | 1
0 | 0 | 0 | 0 | 1 | 1 | 18:49 | 13124 |  | 2.6463 | 575.5932 | 575.5932 | 49.8789 | 49.8789 | 3.5527e-16 | 0 | 575.5932 |  | 18.2098 | #DIV/0! | #DIV/0! | 49.5 | 3 | #DIV/0! | 1 | #DIV/0! | #DIV/0! |  |  | 1
0 | 0 | 0 | 0 | 1 | 1 | 18:49 | 13128 |  | 2.4417 | 575.7978 | 575.7978 | 49.8789 | 49.8789 | 3.5527e-16 | 0 | 575.7978 |  | 18.4144 | #DIV/0! | #DIV/0! | 49.5 | 3 | #DIV/0! | 1 | #DIV/0! | #DIV/0! |  |  | 1
0 | 0 | 0 | 0 | 1 | 1 | 18:49 | 13132 |  | 2.237 | 576.0025 | 576.0025 | 49.8789 | 49.8789 | 3.5527e-16 | 0 | 576.0025 |  | 18.6191 | #DIV/0! | #DIV/0! | 49.5 | 3 | #DIV/0! | 1 | #DIV/0! | #DIV/0! |  |  | 1
0 | 0 | 0 | 0 | 1 | 1 | 18:50 | 13136 |  | 2.0323 | 576.2072 | 576.2072 | 49.8789 | 49.8789 | 3.5527e-16 | 0 | 576.2072 |  | 18.8238 | #DIV/0! | #DIV/0! | 49.5 | 3 | #DIV/0! | 1 | #DIV/0! | #DIV/0! |  |  | 1
0 | 0 | 0 | 0 | 1 | 1 | 18:50 | 13140 |  | 1.8277 | 576.4118 | 576.4118 | 49.8789 | 49.8789 | 3.5527e-16 | 0 | 576.4118 |  | 19.0284 | #DIV/0! | #DIV/0! | 49.5 | 3 | #DIV/0! | 1 | #DIV/0! | #DIV/0! |  |  | 1
0 | 0 | 0 | 0 | 1 | 1 | 18:50 | 13144 |  | 1.623 | 576.6165 | 576.6165 | 49.8789 | 49.8789 | 3.5527e-16 | 0 | 576.6165 |  | 19.2331 | #DIV/0! | #DIV/0! | 49.5 | 3 | #DIV/0! | 1 | #DIV/0! | #DIV/0! |  |  | 1
0 | 0 | 0 | 0 | 1 | 1 | 18:50 | 13148 |  | 1.4183 | 576.8212 | 576.8212 | 49.8789 | 49.8789 | 3.5527e-16 | 0 | 576.8212 |  | 19.4378 | #DIV/0! | #DIV/0! | 49.5 | 3 | #DIV/0! | 1 | #DIV/0! | #DIV/0! |  |  | 1
0 | 0 | 0 | 0 | 1 | 1 | 18:50 | 13152 |  | 1.2137 | 577.0258 | 577.0258 | 49.8789 | 49.8789 | 3.5527e-16 | 0 | 577.0258 |  | 19.6424 | #DIV/0! | #DIV/0! | 49.5 | 3 | #DIV/0! | 1 | #DIV/0! | #DIV/0! |  |  | 1
0 | 0 | 0 | 0 | 1 | 1 | 18:50 | 13156 |  | 1.009 | 577.2305 | 577.2305 | 49.8789 | 49.8789 | 3.5527e-16 | 0 | 577.2305 |  | 19.8471 | #DIV/0! | #DIV/0! | 49.5 | 3 | #DIV/0! | 1 | #DIV/0! | #DIV/0! |  |  | 1
0 | 0 | 0 | 0 | 1 | 1 | 18:50 | 13160 |  | 0.80432 | 577.4352 | 577.4352 | 49.8789 | 49.8789 | 3.5527e-16 | 0 | 577.4352 |  | 20.0518 | #DIV/0! | #DIV/0! | 49.5 | 3 | #DIV/0! | 1 | #DIV/0! | #DIV/0! |  |  | 1
0 | 0 | 0 | 0 | 1 | 1 | 18:50 | 13164 |  | 0.59965 | 577.6398 | 577.6398 | 49.8789 | 49.8789 | 3.5527e-16 | 0 | 577.6398 |  | 20.2564 | #DIV/0! | #DIV/0! | 49.5 | 3 | #DIV/0! | 1 | #DIV/0! | #DIV/0! |  |  | 1
0 | 0 | 0 | 0 | 1 | 1 | 18:50 | 13168 |  | 0.39499 | 577.8445 | 577.8445 | 49.8789 | 49.8789 | 3.5527e-16 | 0 | 577.8445 |  | 20.4611 | #DIV/0! | #DIV/0! | 49.5 | 3 | #DIV/0! | 1 | #DIV/0! | #DIV/0! |  |  | 1
0 | 0 | 0 | 0 | 1 | 1 | 18:50 | 13172 |  | 0.19032 | 578.0492 | 578.0492 | 49.8789 | 49.8789 | 3.5527e-16 | 0 | 578.0492 |  | 20.6658 | #DIV/0! | #DIV/0! | 49.5 | 3 | #DIV/0! | 1 | #DIV/0! | #DIV/0! |  |  | 1
0 | 0 | 0 | 0 | 1 | 1 | 18:50 | 13176 |  | -0.014346 | 578.2538 | 578.2538 | 49.8789 | 49.8789 | 3.5527e-16 | 0 | 578.2538 |  | 20.8704 | #DIV/0! | #DIV/0! | 49.5 | 3 | #DIV/0! | 1 | #DIV/0! | #DIV/0! |  |  | 1
0 | 0 | 0 | 0 | 1 | 1 | 18:50 | 13180 |  | -0.21901 | 578.4585 | 578.4585 | 49.8789 | 49.8789 | 3.5527e-16 | 0 | 578.4585 |  | 21.0751 | #DIV/0! | #DIV/0! | 49.5 | 3 | #DIV/0! | 1 | #DIV/0! | #DIV/0! |  |  | 1
0 | 0 | 0 | 0 | 1 | 1 | 18:50 | 13184 |  | -0.42368 | 578.6632 | 578.6632 | 49.8789 | 49.8789 | 3.5527e-16 | 0 | 578.6632 |  | 21.2798 | #DIV/0! | #DIV/0! | 49.5 | 3 | #DIV/0! | 1 | #DIV/0! | #DIV/0! |  |  | 1
0 | 0 | 0 | 0 | 1 | 1 | 18:50 | 13188 |  | -0.62834 | 578.8678 | 578.8678 | 49.8789 | 49.8789 | 3.5527e-16 | 0 | 578.8678 |  | 21.4844 | #DIV/0! | #DIV/0! | 49.5 | 3 | #DIV/0! | 1 | #DIV/0! | #DIV/0! |  |  | 1
0 | 0 | 0 | 0 | 1 | 1 | 18:50 | 13192 |  | -0.83301 | 579.0725 | 579.0725 | 49.8789 | 49.8789 | 3.5527e-16 | 0 | 579.0725 |  | 21.6891 | #DIV/0! | #DIV/0! | 49.5 | 3 | #DIV/0! | 1 | #DIV/0! | #DIV/0! |  |  | 1
0 | 0 | 0 | 0 | 1 | 1 | 18:51 | 13196 |  | -1.0377 | 579.2772 | 579.2772 | 49.8789 | 49.8789 | 3.5527e-16 | 0 | 579.2772 |  | 21.8938 | #DIV/0! | #DIV/0! | 49.5 | 3 | #DIV/0! | 1 | #DIV/0! | #DIV/0! |  |  | 1
0 | 0 | 0 | 0 | 1 | 1 | 18:51 | 13200 |  | -1.2423 | 579.4818 | 579.4818 | 49.8789 | 49.8789 | 3.5527e-16 | 0 | 579.4818 |  | 22.0984 | #DIV/0! | #DIV/0! | 49.5 | 3 | #DIV/0! | 1 | #DIV/0! | #DIV/0! |  |  | 1
0 | 0 | 0 | 0 | 1 | 1 | 18:51 | 13204 |  | -1.447 | 579.6865 | 579.6865 | 49.8789 | 49.8789 | 3.5527e-16 | 0 | 579.6865 |  | 22.3031 | #DIV/0! | #DIV/0! | 49.5 | 3 | #DIV/0! | 1 | #DIV/0! | #DIV/0! |  |  | 1
0 | 0 | 0 | 0 | 1 | 1 | 18:51 | 13208 |  | -1.6517 | 579.8912 | 579.8912 | 49.8789 | 49.8789 | 3.5527e-16 | 0 | 579.8912 |  | 22.5078 | #DIV/0! | #DIV/0! | 49.5 | 3 | #DIV/0! | 1 | #DIV/0! | #DIV/0! |  |  | 1
0 | 0 | 0 | 0 | 1 | 1 | 18:51 | 13212 |  | -1.8563 | 580.0958 | 580.0958 | 49.8789 | 49.8789 | 3.5527e-16 | 0 | 580.0958 |  | 22.7124 | #DIV/0! | #DIV/0! | 49.5 | 3 | #DIV/0! | 1 | #DIV/0! | #DIV/0! |  |  | 1
0 | 0 | 0 | 0 | 1 | 1 | 18:51 | 13216 |  | -2.061 | 580.3005 | 580.3005 | 49.8789 | 49.8789 | 3.5527e-16 | 0 | 580.3005 |  | 22.9171 | #DIV/0! | #DIV/0! | 49.5 | 3 | #DIV/0! | 1 | #DIV/0! | #DIV/0! |  |  | 1
0 | 0 | 0 | 0 | 1 | 1 | 18:51 | 13220 |  | -2.2657 | 580.5052 | 580.5052 | 49.8789 | 49.8789 | 3.5527e-16 | 0 | 580.5052 |  | 23.1218 | #DIV/0! | #DIV/0! | 49.5 | 3 | #DIV/0! | 1 | #DIV/0! | #DIV/0! |  |  | 1
0 | 0 | 0 | 0 | 1 | 1 | 18:51 | 13224 |  | -2.4703 | 580.7098 | 580.7098 | 49.8789 | 49.8789 | 3.5527e-16 | 0 | 580.7098 |  | 23.3264 | #DIV/0! | #DIV/0! | 49.5 | 3 | #DIV/0! | 1 | #DIV/0! | #DIV/0! |  |  | 1
0 | 0 | 0 | 0 | 1 | 1 | 18:51 | 13228 |  | -2.675 | 580.9145 | 580.9145 | 49.8789 | 49.8789 | 3.5527e-16 | 0 | 580.9145 |  | 23.5311 | #DIV/0! | #DIV/0! | 49.5 | 3 | #DIV/0! | 1 | #DIV/0! | #DIV/0! |  |  | 1
0 | 0 | 0 | 0 | 1 | 1 | 18:51 | 13232 |  | -2.8797 | 581.1192 | 581.1192 | 49.8789 | 49.8789 | 3.5527e-16 | 0 | 581.1192 |  | 23.7358 | #DIV/0! | #DIV/0! | 49.5 | 3 | #DIV/0! | 1 | #DIV/0! | #DIV/0! |  |  | 1
0 | 0 | 0 | 0 | 1 | 1 | 18:51 | 13236 |  | -3.0843 | 581.3238 | 581.3238 | 49.8789 | 49.8789 | 3.5527e-16 | 0 | 581.3238 |  | 23.9404 | #DIV/0! | #DIV/0! | 49.5 | 3 | #DIV/0! | 1 | #DIV/0! | #DIV/0! |  |  | 1
0 | 0 | 0 | 0 | 1 | 1 | 18:51 | 13240 |  | -3.289 | 581.5285 | 581.5285 | 49.8789 | 49.8789 | 3.5527e-16 | 0 | 581.5285 |  | 24.1451 | #DIV/0! | #DIV/0! | 49.5 | 3 | #DIV/0! | 1 | #DIV/0! | #DIV/0! |  |  | 1
0 | 0 | 0 | 0 | 1 | 1 | 18:51 | 13244 |  | -3.4937 | 581.7332 | 581.7332 | 49.8789 | 49.8789 | 3.5527e-16 | 0 | 581.7332 |  | 24.3498 | #DIV/0! | #DIV/0! | 49.5 | 3 | #DIV/0! | 1 | #DIV/0! | #DIV/0! |  |  | 1
0 | 0 | 0 | 0 | 1 | 1 | 18:51 | 13248 |  | -3.6983 | 581.9378 | 581.9378 | 49.8789 | 49.8789 | 3.5527e-16 | 0 | 581.9378 |  | 24.5544 | #DIV/0! | #DIV/0! | 49.5 | 3 | #DIV/0! | 1 | #DIV/0! | #DIV/0! |  |  | 1
0 | 0 | 0 | 0 | 1 | 1 | 18:51 | 13252 |  | -3.903 | 582.1425 | 582.1425 | 49.8789 | 49.8789 | 3.5527e-16 | 0 | 582.1425 |  | 24.7591 | #DIV/0! | #DIV/0! | 49.5 | 3 | #DIV/0! | 1 | #DIV/0! | #DIV/0! |  |  | 1
0 | 0 | 0 | 0 | 1 | 1 | 18:52 | 13256 |  | -4.1077 | 582.3472 | 582.3472 | 49.8789 | 49.8789 | 3.5527e-16 | 0 | 582.3472 |  | 24.9638 | #DIV/0! | #DIV/0! | 49.5 | 3 | #DIV/0! | 1 | #DIV/0! | #DIV/0! |  |  | 1
0 | 0 | 0 | 0 | 1 | 1 | 18:52 | 13260 |  | -4.3123 | 582.5518 | 582.5518 | 49.8789 | 49.8789 | 3.5527e-16 | 0 | 582.5518 |  | 25.1684 | #DIV/0! | #DIV/0! | 49.5 | 3 | #DIV/0! | 1 | #DIV/0! | #DIV/0! |  |  | 1
0 | 0 | 0 | 0 | 1 | 1 | 18:52 | 13264 |  | -4.517 | 582.7565 | 582.7565 | 49.8789 | 49.8789 | 3.5527e-16 | 0 | 582.7565 |  | 25.3731 | #DIV/0! | #DIV/0! | 49.5 | 3 | #DIV/0! | 1 | #DIV/0! | #DIV/0! |  |  | 1
0 | 0 | 0 | 0 | 1 | 1 | 18:52 | 13268 |  | -4.7217 | 582.9612 | 582.9612 | 49.8789 | 49.8789 | 3.5527e-16 | 0 | 582.9612 |  | 25.5778 | #DIV/0! | #DIV/0! | 49.5 | 3 | #DIV/0! | 1 | #DIV/0! | #DIV/0! |  |  | 1
0 | 0 | 0 | 0 | 1 | 1 | 18:52 | 13272 |  | -4.9263 | 583.1658 | 583.1658 | 49.8789 | 49.8789 | 3.5527e-16 | 0 | 583.1658 |  | 25.7824 | #DIV/0! | #DIV/0! | 49.5 | 3 | #DIV/0! | 1 | #DIV/0! | #DIV/0! |  |  | 1
0 | 0 | 0 | 0 | 1 | 1 | 18:52 | 13276 |  | -5.131 | 583.3705 | 583.3705 | 49.8789 | 49.8789 | 3.5527e-16 | 0 | 583.3705 |  | 25.9871 | #DIV/0! | #DIV/0! | 49.5 | 3 | #DIV/0! | 1 | #DIV/0! | #DIV/0! |  |  | 1
0 | 0 | 0 | 0 | 1 | 1 | 18:52 | 13280 |  | -5.3357 | 583.5752 | 583.5752 | 49.8789 | 49.8789 | 3.5527e-16 | 0 | 583.5752 |  | 26.1918 | #DIV/0! | #DIV/0! | 49.5 | 3 | #DIV/0! | 1 | #DIV/0! | #DIV/0! |  |  | 1
0 | 0 | 0 | 0 | 1 | 1 | 18:52 | 13284 |  | -5.5403 | 583.7798 | 583.7798 | 49.8789 | 49.8789 | 3.5527e-16 | 0 | 583.7798 |  | 26.3964 | #DIV/0! | #DIV/0! | 49.5 | 3 | #DIV/0! | 1 | #DIV/0! | #DIV/0! |  |  | 1
0 | 0 | 0 | 0 | 1 | 1 | 18:52 | 13288 |  | -5.745 | 583.9845 | 583.9845 | 49.8789 | 49.8789 | 3.5527e-16 | 0 | 583.9845 |  | 26.6011 | #DIV/0! | #DIV/0! | 49.5 | 3 | #DIV/0! | 1 | #DIV/0! | #DIV/0! |  |  | 1
0 | 0 | 0 | 0 | 1 | 1 | 18:52 | 13292 |  | -5.9497 | 584.1892 | 584.1892 | 49.8789 | 49.8789 | 3.5527e-16 | 0 | 584.1892 |  | 26.8058 | #DIV/0! | #DIV/0! | 49.5 | 3 | #DIV/0! | 1 | #DIV/0! | #DIV/0! |  |  | 1
0 | 0 | 0 | 0 | 1 | 1 | 18:52 | 13296 |  | -6.1543 | 584.3938 | 584.3938 | 49.8789 | 49.8789 | 3.5527e-16 | 0 | 584.3938 |  | 27.0104 | #DIV/0! | #DIV/0! | 49.5 | 3 | #DIV/0! | 1 | #DIV/0! | #DIV/0! |  |  | 1
0 | 0 | 0 | 0 | 1 | 1 | 18:52 | 13300 |  | -6.359 | 584.5985 | 584.5985 | 49.8789 | 49.8789 | 3.5527e-16 | 0 | 584.5985 |  | 27.2151 | #DIV/0! | #DIV/0! | 49.5 | 3 | #DIV/0! | 1 | #DIV/0! | #DIV/0! |  |  | 1
0 | 0 | 0 | 0 | 1 | 1 | 18:52 | 13304 |  | -6.5637 | 584.8032 | 584.8032 | 49.8789 | 49.8789 | 3.5527e-16 | 0 | 584.8032 |  | 27.4198 | #DIV/0! | #DIV/0! | 49.5 | 3 | #DIV/0! | 1 | #DIV/0! | #DIV/0! |  |  | 1
0 | 0 | 0 | 0 | 1 | 1 | 18:52 | 13308 |  | -6.7683 | 585.0078 | 585.0078 | 49.8789 | 49.8789 | 3.5527e-16 | 0 | 585.0078 |  | 27.6244 | #DIV/0! | #DIV/0! | 49.5 | 3 | #DIV/0! | 1 | #DIV/0! | #DIV/0! |  |  | 1
0 | 0 | 0 | 0 | 1 | 1 | 18:52 | 13312 |  | -6.973 | 585.2125 | 585.2125 | 49.8789 | 49.8789 | 3.5527e-16 | 0 | 585.2125 |  | 27.8291 | #DIV/0! | #DIV/0! | 49.5 | 3 | #DIV/0! | 1 | #DIV/0! | #DIV/0! |  |  | 1
0 | 0 | 0 | 0 | 1 | 1 | 18:53 | 13316 |  | -7.1777 | 585.4172 | 585.4172 | 49.8789 | 49.8789 | 3.5527e-16 | 0 | 585.4172 |  | 28.0338 | #DIV/0! | #DIV/0! | 49.5 | 3 | #DIV/0! | 1 | #DIV/0! | #DIV/0! |  |  | 1
0 | 0 | 0 | 0 | 1 | 1 | 18:53 | 13320 |  | -7.3823 | 585.6218 | 585.6218 | 49.8789 | 49.8789 | 3.5527e-16 | 0 | 585.6218 |  | 28.2384 | #DIV/0! | #DIV/0! | 49.5 | 3 | #DIV/0! | 1 | #DIV/0! | #DIV/0! |  |  | 1
0 | 0 | 0 | 0 | 1 | 1 | 18:53 | 13324 |  | -7.587 | 585.8265 | 585.8265 | 49.8789 | 49.8789 | 3.5527e-16 | 0 | 585.8265 |  | 28.4431 | #DIV/0! | #DIV/0! | 49.5 | 3 | #DIV/0! | 1 | #DIV/0! | #DIV/0! |  |  | 1
0 | 0 | 0 | 0 | 1 | 1 | 18:53 | 13328 |  | -7.7917 | 586.0312 | 586.0312 | 49.8789 | 49.8789 | 3.5527e-16 | 0 | 586.0312 |  | 28.6478 | #DIV/0! | #DIV/0! | 49.5 | 3 | #DIV/0! | 1 | #DIV/0! | #DIV/0! |  |  | 1
0 | 0 | 0 | 0 | 1 | 1 | 18:53 | 13332 |  | -7.9963 | 586.2358 | 586.2358 | 49.8789 | 49.8789 | 3.5527e-16 | 0 | 586.2358 |  | 28.8524 | #DIV/0! | #DIV/0! | 49.5 | 3 | #DIV/0! | 1 | #DIV/0! | #DIV/0! |  |  | 1
0 | 0 | 0 | 0 | 1 | 1 | 18:53 | 13336 |  | -8.201 | 586.4405 | 586.4405 | 49.8789 | 49.8789 | 3.5527e-16 | 0 | 586.4405 |  | 29.0571 | #DIV/0! | #DIV/0! | 49.5 | 3 | #DIV/0! | 1 | #DIV/0! | #DIV/0! |  |  | 1
0 | 0 | 0 | 0 | 1 | 1 | 18:53 | 13340 |  | -8.4057 | 586.6452 | 586.6452 | 49.8789 | 49.8789 | 3.5527e-16 | 0 | 586.6452 |  | 29.2618 | #DIV/0! | #DIV/0! | 49.5 | 3 | #DIV/0! | 1 | #DIV/0! | #DIV/0! |  |  | 1
0 | 0 | 0 | 0 | 1 | 1 | 18:53 | 13344 |  | -8.6103 | 586.8498 | 586.8498 | 49.8789 | 49.8789 | 3.5527e-16 | 0 | 586.8498 |  | 29.4664 | #DIV/0! | #DIV/0! | 49.5 | 3 | #DIV/0! | 1 | #DIV/0! | #DIV/0! |  |  | 1
0 | 0 | 0 | 0 | 1 | 1 | 18:53 | 13348 |  | -8.815 | 587.0545 | 587.0545 | 49.8789 | 49.8789 | 3.5527e-16 | 0 | 587.0545 |  | 29.6711 | #DIV/0! | #DIV/0! | 49.5 | 3 | #DIV/0! | 1 | #DIV/0! | #DIV/0! |  |  | 1
0 | 0 | 0 | 0 | 1 | 1 | 18:53 | 13352 |  | -9.0197 | 587.2592 | 587.2592 | 49.8789 | 49.8789 | 3.5527e-16 | 0 | 587.2592 |  | 29.8758 | #DIV/0! | #DIV/0! | 49.5 | 3 | #DIV/0! | 1 | #DIV/0! | #DIV/0! |  |  | 1
0 | 0 | 0 | 0 | 1 | 1 | 18:53 | 13356 |  | -9.2243 | 587.4638 | 587.4638 | 49.8789 | 49.8789 | 3.5527e-16 | 0 | 587.4638 |  | 30.0804 | #DIV/0! | #DIV/0! | 49.5 | 3 | #DIV/0! | 1 | #DIV/0! | #DIV/0! |  |  | 1
0 | 0 | 0 | 0 | 1 | 1 | 18:53 | 13360 |  | -9.429 | 587.6685 | 587.6685 | 49.8789 | 49.8789 | 3.5527e-16 | 0 | 587.6685 |  | 30.2851 | #DIV/0! | #DIV/0! | 49.5 | 3 | #DIV/0! | 1 | #DIV/0! | #DIV/0! |  |  | 1
0 | 0 | 0 | 0 | 1 | 1 | 18:53 | 13364 |  | -9.6337 | 587.8732 | 587.8732 | 49.8789 | 49.8789 | 3.5527e-16 | 0 | 587.8732 |  | 30.4898 | #DIV/0! | #DIV/0! | 49.5 | 3 | #DIV/0! | 1 | #DIV/0! | #DIV/0! |  |  | 1
0 | 0 | 0 | 0 | 1 | 1 | 18:53 | 13368 |  | -9.8383 | 588.0778 | 588.0778 | 49.8789 | 49.8789 | 3.5527e-16 | 0 | 588.0778 |  | 30.6944 | #DIV/0! | #DIV/0! | 49.5 | 3 | #DIV/0! | 1 | #DIV/0! | #DIV/0! |  |  | 1
0 | 0 | 0 | 0 | 1 | 1 | 18:53 | 13372 |  | -10.043 | 588.2825 | 588.2825 | 49.8789 | 49.8789 | 3.5527e-16 | 0 | 588.2825 |  | 30.8991 | #DIV/0! | #DIV/0! | 49.5 | 3 | #DIV/0! | 1 | #DIV/0! | #DIV/0! |  |  | 1
0 | 0 | 0 | 0 | 1 | 1 | 18:54 | 13376 |  | -10.2477 | 588.4872 | 588.4872 | 49.8789 | 49.8789 | 3.5527e-16 | 0 | 588.4872 |  | 31.1038 | #DIV/0! | #DIV/0! | 49.5 | 3 | #DIV/0! | 1 | #DIV/0! | #DIV/0! |  |  | 1
0 | 0 | 0 | 0 | 1 | 1 | 18:54 | 13380 |  | -10.4523 | 588.6918 | 588.6918 | 49.8789 | 49.8789 | 3.5527e-16 | 0 | 588.6918 |  | 31.3084 | #DIV/0! | #DIV/0! | 49.5 | 3 | #DIV/0! | 1 | #DIV/0! | #DIV/0! |  |  | 1
0 | 0 | 0 | 0 | 1 | 1 | 18:54 | 13384 |  | -10.657 | 588.8965 | 588.8965 | 49.8789 | 49.8789 | 3.5527e-16 | 0 | 588.8965 |  | 31.5131 | #DIV/0! | #DIV/0! | 49.5 | 3 | #DIV/0! | 1 | #DIV/0! | #DIV/0! |  |  | 1
0 | 0 | 0 | 0 | 1 | 1 | 18:54 | 13388 |  | -10.8617 | 589.1012 | 589.1012 | 49.8789 | 49.8789 | 3.5527e-16 | 0 | 589.1012 |  | 31.7178 | #DIV/0! | #DIV/0! | 49.5 | 3 | #DIV/0! | 1 | #DIV/0! | #DIV/0! |  |  | 1
0 | 0 | 0 | 0 | 1 | 1 | 18:54 | 13392 |  | -11.0663 | 589.3058 | 589.3058 | 49.8789 | 49.8789 | 3.5527e-16 | 0 | 589.3058 |  | 31.9224 | #DIV/0! | #DIV/0! | 49.5 | 3 | #DIV/0! | 1 | #DIV/0! | #DIV/0! |  |  | 1
0 | 0 | 0 | 0 | 1 | 1 | 18:54 | 13396 |  | -11.271 | 589.5105 | 589.5105 | 49.8789 | 49.8789 | 3.5527e-16 | 0 | 589.5105 |  | 32.1271 | #DIV/0! | #DIV/0! | 49.5 | 3 | #DIV/0! | 1 | #DIV/0! | #DIV/0! |  |  | 1
0 | 0 | 0 | 0 | 1 | 1 | 18:54 | 13400 |  | -11.4757 | 589.7152 | 589.7152 | 49.8789 | 49.8789 | 3.5527e-16 | 0 | 589.7152 |  | 32.3318 | #DIV/0! | #DIV/0! | 49.5 | 3 | #DIV/0! | 1 | #DIV/0! | #DIV/0! |  |  | 1
0 | 0 | 0 | 0 | 1 | 1 | 18:54 | 13404 |  | -11.6803 | 589.9198 | 589.9198 | 49.8789 | 49.8789 | 3.5527e-16 | 0 | 589.9198 |  | 32.5364 | #DIV/0! | #DIV/0! | 49.5 | 3 | #DIV/0! | 1 | #DIV/0! | #DIV/0! |  |  | 1
0 | 0 | 0 | 0 | 1 | 1 | 18:54 | 13408 |  | -11.885 | 590.1245 | 590.1245 | 49.8789 | 49.8789 | 3.5527e-16 | 0 | 590.1245 |  | 32.7411 | #DIV/0! | #DIV/0! | 49.5 | 3 | #DIV/0! | 1 | #DIV/0! | #DIV/0! |  |  | 1
0 | 0 | 0 | 0 | 1 | 1 | 18:54 | 13412 |  | -12.0897 | 590.3292 | 590.3292 | 49.8789 | 49.8789 | 3.5527e-16 | 0 | 590.3292 |  | 32.9458 | #DIV/0! | #DIV/0! | 49.5 | 3 | #DIV/0! | 1 | #DIV/0! | #DIV/0! |  |  | 1
0 | 0 | 0 | 0 | 1 | 1 | 18:54 | 13416 |  | -12.2943 | 590.5338 | 590.5338 | 49.8789 | 49.8789 | 3.5527e-16 | 0 | 590.5338 |  | 33.1504 | #DIV/0! | #DIV/0! | 49.5 | 3 | #DIV/0! | 1 | #DIV/0! | #DIV/0! |  |  | 1
0 | 0 | 0 | 0 | 1 | 1 | 18:54 | 13420 |  | -12.499 | 590.7385 | 590.7385 | 49.8789 | 49.8789 | 3.5527e-16 | 0 | 590.7385 |  | 33.3551 | #DIV/0! | #DIV/0! | 49.5 | 3 | #DIV/0! | 1 | #DIV/0! | #DIV/0! |  |  | 1
0 | 0 | 0 | 0 | 1 | 1 | 18:54 | 13424 |  | -12.7037 | 590.9432 | 590.9432 | 49.8789 | 49.8789 | 3.5527e-16 | 0 | 590.9432 |  | 33.5598 | #DIV/0! | #DIV/0! | 49.5 | 3 | #DIV/0! | 1 | #DIV/0! | #DIV/0! |  |  | 1
0 | 0 | 0 | 0 | 1 | 1 | 18:54 | 13428 |  | -12.9083 | 591.1478 | 591.1478 | 49.8789 | 49.8789 | 3.5527e-16 | 0 | 591.1478 |  | 33.7644 | #DIV/0! | #DIV/0! | 49.5 | 3 | #DIV/0! | 1 | #DIV/0! | #DIV/0! |  |  | 1
0 | 0 | 0 | 0 | 1 | 1 | 18:54 | 13432 |  | -13.113 | 591.3525 | 591.3525 | 49.8789 | 49.8789 | 3.5527e-16 | 0 | 591.3525 |  | 33.9691 | #DIV/0! | #DIV/0! | 49.5 | 3 | #DIV/0! | 1 | #DIV/0! | #DIV/0! |  |  | 1
0 | 0 | 0 | 0 | 1 | 1 | 18:55 | 13436 |  | -13.3177 | 591.5572 | 591.5572 | 49.8789 | 49.8789 | 3.5527e-16 | 0 | 591.5572 |  | 34.1738 | #DIV/0! | #DIV/0! | 49.5 | 3 | #DIV/0! | 1 | #DIV/0! | #DIV/0! |  |  | 1
0 | 0 | 0 | 0 | 1 | 1 | 18:55 | 13440 |  | -13.5223 | 591.7618 | 591.7618 | 49.8789 | 49.8789 | 3.5527e-16 | 0 | 591.7618 |  | 34.3784 | #DIV/0! | #DIV/0! | 49.5 | 3 | #DIV/0! | 1 | #DIV/0! | #DIV/0! |  |  | 1
0 | 0 | 0 | 0 | 1 | 1 | 18:55 | 13444 |  | -13.727 | 591.9665 | 591.9665 | 49.8789 | 49.8789 | 3.5527e-16 | 0 | 591.9665 |  | 34.5831 | #DIV/0! | #DIV/0! | 49.5 | 3 | #DIV/0! | 1 | #DIV/0! | #DIV/0! |  |  | 1
0 | 0 | 0 | 0 | 1 | 1 | 18:55 | 13448 |  | -13.9317 | 592.1712 | 592.1712 | 49.8789 | 49.8789 | 3.5527e-16 | 0 | 592.1712 |  | 34.7878 | #DIV/0! | #DIV/0! | 49.5 | 3 | #DIV/0! | 1 | #DIV/0! | #DIV/0! |  |  | 1
0 | 0 | 0 | 0 | 1 | 1 | 18:55 | 13452 |  | -14.1363 | 592.3758 | 592.3758 | 49.8789 | 49.8789 | 3.5527e-16 | 0 | 592.3758 |  | 34.9924 | #DIV/0! | #DIV/0! | 49.5 | 3 | #DIV/0! | 1 | #DIV/0! | #DIV/0! |  |  | 1
0 | 0 | 0 | 0 | 1 | 1 | 18:55 | 13456 |  | -14.341 | 592.5805 | 592.5805 | 49.8789 | 49.8789 | 3.5527e-16 | 0 | 592.5805 |  | 35.1971 | #DIV/0! | #DIV/0! | 49.5 | 3 | #DIV/0! | 1 | #DIV/0! | #DIV/0! |  |  | 1
0 | 0 | 0 | 0 | 1 | 1 | 18:55 | 13460 |  | -14.5457 | 592.7852 | 592.7852 | 49.8789 | 49.8789 | 3.5527e-16 | 0 | 592.7852 |  | 35.4018 | #DIV/0! | #DIV/0! | 49.5 | 3 | #DIV/0! | 1 | #DIV/0! | #DIV/0! |  |  | 1
0 | 0 | 0 | 0 | 1 | 1 | 18:55 | 13464 |  | -14.7503 | 592.9898 | 592.9898 | 49.8789 | 49.8789 | 3.5527e-16 | 0 | 592.9898 |  | 35.6064 | #DIV/0! | #DIV/0! | 49.5 | 3 | #DIV/0! | 1 | #DIV/0! | #DIV/0! |  |  | 1
0 | 0 | 0 | 0 | 1 | 1 | 18:55 | 13468 |  | -14.955 | 593.1945 | 593.1945 | 49.8789 | 49.8789 | 3.5527e-16 | 0 | 593.1945 |  | 35.8111 | #DIV/0! | #DIV/0! | 49.5 | 3 | #DIV/0! | 1 | #DIV/0! | #DIV/0! |  |  | 1
0 | 0 | 0 | 0 | 1 | 1 | 18:55 | 13472 |  | -15.1597 | 593.3992 | 593.3992 | 49.8789 | 49.8789 | 3.5527e-16 | 0 | 593.3992 |  | 36.0158 | #DIV/0! | #DIV/0! | 49.5 | 3 | #DIV/0! | 1 | #DIV/0! | #DIV/0! |  |  | 1
0 | 0 | 0 | 0 | 1 | 1 | 18:55 | 13476 |  | -15.3643 | 593.6038 | 593.6038 | 49.8789 | 49.8789 | 3.5527e-16 | 0 | 593.6038 |  | 36.2204 | #DIV/0! | #DIV/0! | 49.5 | 3 | #DIV/0! | 1 | #DIV/0! | #DIV/0! |  |  | 1
0 | 0 | 0 | 0 | 1 | 1 | 18:55 | 13480 |  | -15.569 | 593.8085 | 593.8085 | 49.8789 | 49.8789 | 3.5527e-16 | 0 | 593.8085 |  | 36.4251 | #DIV/0! | #DIV/0! | 49.5 | 3 | #DIV/0! | 1 | #DIV/0! | #DIV/0! |  |  | 1
0 | 0 | 0 | 0 | 1 | 1 | 18:55 | 13484 |  | -15.7737 | 594.0131 | 594.0131 | 49.8789 | 49.8789 | 3.5527e-16 | 0 | 594.0131 |  | 36.6298 | #DIV/0! | #DIV/0! | 49.5 | 3 | #DIV/0! | 1 | #DIV/0! | #DIV/0! |  |  | 1
0 | 0 | 0 | 0 | 1 | 1 | 18:55 | 13488 |  | -15.9783 | 594.2178 | 594.2178 | 49.8789 | 49.8789 | 3.5527e-16 | 0 | 594.2178 |  | 36.8344 | #DIV/0! | #DIV/0! | 49.5 | 3 | #DIV/0! | 1 | #DIV/0! | #DIV/0! |  |  | 1
0 | 0 | 0 | 0 | 1 | 1 | 18:55 | 13492 |  | -16.183 | 594.4225 | 594.4225 | 49.8789 | 49.8789 | 3.5527e-16 | 0 | 594.4225 |  | 37.0391 | #DIV/0! | #DIV/0! | 49.5 | 3 | #DIV/0! | 1 | #DIV/0! | #DIV/0! |  |  | 1
0 | 0 | 0 | 0 | 1 | 1 | 18:56 | 13496 |  | -16.3877 | 594.6271 | 594.6271 | 49.8789 | 49.8789 | 3.5527e-16 | 0 | 594.6271 |  | 37.2437 | #DIV/0! | #DIV/0! | 49.5 | 3 | #DIV/0! | 1 | #DIV/0! | #DIV/0! |  |  | 1
0 | 0 | 0 | 0 | 1 | 1 | 18:56 | 13500 |  | -16.5923 | 594.8318 | 594.8318 | 49.8789 | 49.8789 | 3.5527e-16 | 0 | 594.8318 |  | 37.4484 | #DIV/0! | #DIV/0! | 49.5 | 3 | #DIV/0! | 1 | #DIV/0! | #DIV/0! |  |  | 1
0 | 0 | 0 | 0 | 1 | 1 | 18:56 | 13504 |  | -16.797 | 595.0365 | 595.0365 | 49.8789 | 49.8789 | 3.5527e-16 | 0 | 595.0365 |  | 37.6531 | #DIV/0! | #DIV/0! | 49.5 | 3 | #DIV/0! | 1 | #DIV/0! | #DIV/0! |  |  | 1
0 | 0 | 0 | 0 | 1 | 1 | 18:56 | 13508 |  | -17.0017 | 595.2411 | 595.2411 | 49.8789 | 49.8789 | 3.5527e-16 | 0 | 595.2411 |  | 37.8577 | #DIV/0! | #DIV/0! | 49.5 | 3 | #DIV/0! | 1 | #DIV/0! | #DIV/0! |  |  | 1
0 | 0 | 0 | 0 | 1 | 1 | 18:56 | 13512 |  | -17.2063 | 595.4458 | 595.4458 | 49.8789 | 49.8789 | 3.5527e-16 | 0 | 595.4458 |  | 38.0624 | #DIV/0! | #DIV/0! | 49.5 | 3 | #DIV/0! | 1 | #DIV/0! | #DIV/0! |  |  | 1
0 | 0 | 0 | 0 | 1 | 1 | 18:56 | 13516 |  | -17.411 | 595.6505 | 595.6505 | 49.8789 | 49.8789 | 3.5527e-16 | 0 | 595.6505 |  | 38.2671 | #DIV/0! | #DIV/0! | 49.5 | 3 | #DIV/0! | 1 | #DIV/0! | #DIV/0! |  |  | 1
0 | 0 | 0 | 0 | 1 | 1 | 18:56 | 13520 |  | -17.6157 | 595.8551 | 595.8551 | 49.8789 | 49.8789 | 3.5527e-16 | 0 | 595.8551 |  | 38.4717 | #DIV/0! | #DIV/0! | 49.5 | 3 | #DIV/0! | 1 | #DIV/0! | #DIV/0! |  |  | 1
0 | 0 | 0 | 0 | 1 | 1 | 18:56 | 13524 |  | -17.8203 | 596.0598 | 596.0598 | 49.8789 | 49.8789 | 3.5527e-16 | 0 | 596.0598 |  | 38.6764 | #DIV/0! | #DIV/0! | 49.5 | 3 | #DIV/0! | 1 | #DIV/0! | #DIV/0! |  |  | 1
0 | 0 | 0 | 0 | 1 | 1 | 18:56 | 13528 |  | -18.025 | 596.2645 | 596.2645 | 49.8789 | 49.8789 | 3.5527e-16 | 0 | 596.2645 |  | 38.8811 | #DIV/0! | #DIV/0! | 49.5 | 3 | #DIV/0! | 1 | #DIV/0! | #DIV/0! |  |  | 1
0 | 0 | 0 | 0 | 1 | 1 | 18:56 | 13532 |  | -18.2297 | 596.4691 | 596.4691 | 49.8789 | 49.8789 | 3.5527e-16 | 0 | 596.4691 |  | 39.0857 | #DIV/0! | #DIV/0! | 49.5 | 3 | #DIV/0! | 1 | #DIV/0! | #DIV/0! |  |  | 1
0 | 0 | 0 | 0 | 1 | 1 | 18:56 | 13536 |  | -18.4343 | 596.6738 | 596.6738 | 49.8789 | 49.8789 | 3.5527e-16 | 0 | 596.6738 |  | 39.2904 | #DIV/0! | #DIV/0! | 49.5 | 3 | #DIV/0! | 1 | #DIV/0! | #DIV/0! |  |  | 1
0 | 0 | 0 | 0 | 1 | 1 | 18:56 | 13540 |  | -18.639 | 596.8785 | 596.8785 | 49.8789 | 49.8789 | 3.5527e-16 | 0 | 596.8785 |  | 39.4951 | #DIV/0! | #DIV/0! | 49.5 | 3 | #DIV/0! | 1 | #DIV/0! | #DIV/0! |  |  | 1
0 | 0 | 0 | 0 | 1 | 1 | 18:56 | 13544 |  | -18.8437 | 597.0831 | 597.0831 | 49.8789 | 49.8789 | 3.5527e-16 | 0 | 597.0831 |  | 39.6997 | #DIV/0! | #DIV/0! | 49.5 | 3 | #DIV/0! | 1 | #DIV/0! | #DIV/0! |  |  | 1
0 | 0 | 0 | 0 | 1 | 1 | 18:56 | 13548 |  | -19.0483 | 597.2878 | 597.2878 | 49.8789 | 49.8789 | 3.5527e-16 | 0 | 597.2878 |  | 39.9044 | #DIV/0! | #DIV/0! | 49.5 | 3 | #DIV/0! | 1 | #DIV/0! | #DIV/0! |  |  | 1
0 | 0 | 0 | 0 | 1 | 1 | 18:56 | 13552 |  | -19.253 | 597.4925 | 597.4925 | 49.8789 | 49.8789 | 3.5527e-16 | 0 | 597.4925 |  | 40.1091 | #DIV/0! | #DIV/0! | 49.5 | 3 | #DIV/0! | 1 | #DIV/0! | #DIV/0! |  |  | 1
0 | 0 | 0 | 0 | 1 | 1 | 18:57 | 13556 |  | -19.4577 | 597.6971 | 597.6971 | 49.8789 | 49.8789 | 3.5527e-16 | 0 | 597.6971 |  | 40.3137 | #DIV/0! | #DIV/0! | 49.5 | 3 | #DIV/0! | 1 | #DIV/0! | #DIV/0! |  |  | 1
0 | 0 | 0 | 0 | 1 | 1 | 18:57 | 13560 |  | -19.6623 | 597.9018 | 597.9018 | 49.8789 | 49.8789 | 3.5527e-16 | 0 | 597.9018 |  | 40.5184 | #DIV/0! | #DIV/0! | 49.5 | 3 | #DIV/0! | 1 | #DIV/0! | #DIV/0! |  |  | 1
0 | 0 | 0 | 0 | 1 | 1 | 18:57 | 13564 |  | -19.867 | 598.1065 | 598.1065 | 49.8789 | 49.8789 | 3.5527e-16 | 0 | 598.1065 |  | 40.7231 | #DIV/0! | #DIV/0! | 49.5 | 3 | #DIV/0! | 1 | #DIV/0! | #DIV/0! |  |  | 1
0 | 0 | 0 | 0 | 1 | 1 | 18:57 | 13568 |  | -20.0717 | 598.3111 | 598.3111 | 49.8789 | 49.8789 | 3.5527e-16 | 0 | 598.3111 |  | 40.9277 | #DIV/0! | #DIV/0! | 49.5 | 3 | #DIV/0! | 1 | #DIV/0! | #DIV/0! |  |  | 1
0 | 0 | 0 | 0 | 1 | 1 | 18:57 | 13572 |  | -20.2763 | 598.5158 | 598.5158 | 49.8789 | 49.8789 | 3.5527e-16 | 0 | 598.5158 |  | 41.1324 | #DIV/0! | #DIV/0! | 49.5 | 3 | #DIV/0! | 1 | #DIV/0! | #DIV/0! |  |  | 1
0 | 0 | 0 | 0 | 1 | 1 | 18:57 | 13576 |  | -20.481 | 598.7205 | 598.7205 | 49.8789 | 49.8789 | 3.5527e-16 | 0 | 598.7205 |  | 41.3371 | #DIV/0! | #DIV/0! | 49.5 | 3 | #DIV/0! | 1 | #DIV/0! | #DIV/0! |  |  | 1
0 | 0 | 0 | 0 | 1 | 1 | 18:57 | 13580 |  | -20.6857 | 598.9251 | 598.9251 | 49.8789 | 49.8789 | 3.5527e-16 | 0 | 598.9251 |  | 41.5417 | #DIV/0! | #DIV/0! | 49.5 | 3 | #DIV/0! | 1 | #DIV/0! | #DIV/0! |  |  | 1
0 | 0 | 0 | 0 | 1 | 1 | 18:57 | 13584 |  | -20.8903 | 599.1298 | 599.1298 | 49.8789 | 49.8789 | 3.5527e-16 | 0 | 599.1298 |  | 41.7464 | #DIV/0! | #DIV/0! | 49.5 | 3 | #DIV/0! | 1 | #DIV/0! | #DIV/0! |  |  | 1
0 | 0 | 0 | 0 | 1 | 1 | 18:57 | 13588 |  | -21.095 | 599.3345 | 599.3345 | 49.8789 | 49.8789 | 3.5527e-16 | 0 | 599.3345 |  | 41.9511 | #DIV/0! | #DIV/0! | 49.5 | 3 | #DIV/0! | 1 | #DIV/0! | #DIV/0! |  |  | 1
0 | 0 | 0 | 0 | 1 | 1 | 18:57 | 13592 |  | -21.2997 | 599.5391 | 599.5391 | 49.8789 | 49.8789 | 3.5527e-16 | 0 | 599.5391 |  | 42.1557 | #DIV/0! | #DIV/0! | 49.5 | 3 | #DIV/0! | 1 | #DIV/0! | #DIV/0! |  |  | 1
0 | 0 | 0 | 0 | 1 | 1 | 18:57 | 13596 |  | -21.5043 | 599.7438 | 599.7438 | 49.8789 | 49.8789 | 3.5527e-16 | 0 | 599.7438 |  | 42.3604 | #DIV/0! | #DIV/0! | 49.5 | 3 | #DIV/0! | 1 | #DIV/0! | #DIV/0! |  |  | 1
0 | 0 | 0 | 0 | 1 | 1 | 18:57 | 13600 |  | -21.709 | 599.9485 | 599.9485 | 49.8789 | 49.8789 | 3.5527e-16 | 0 | 599.9485 |  | 42.5651 | #DIV/0! | #DIV/0! | 49.5 | 3 | #DIV/0! | 1 | #DIV/0! | #DIV/0! |  |  | 1
0 | 0 | 0 | 0 | 1 | 1 | 18:57 | 13604 |  | -21.9137 | 600.1531 | 600.1531 | 49.8789 | 49.8789 | 3.5527e-16 | 0 | 600.1531 |  | 42.7697 | #DIV/0! | #DIV/0! | 49.5 | 3 | #DIV/0! | 1 | #DIV/0! | #DIV/0! |  |  | 1
0 | 0 | 0 | 0 | 1 | 1 | 18:57 | 13608 |  | -22.1183 | 600.3578 | 600.3578 | 49.8789 | 49.8789 | 3.5527e-16 | 0 | 600.3578 |  | 42.9744 | #DIV/0! | #DIV/0! | 49.5 | 3 | #DIV/0! | 1 | #DIV/0! | #DIV/0! |  |  | 1
0 | 0 | 0 | 0 | 1 | 1 | 18:57 | 13612 |  | -22.323 | 600.5625 | 600.5625 | 49.8789 | 49.8789 | 3.5527e-16 | 0 | 600.5625 |  | 43.1791 | #DIV/0! | #DIV/0! | 49.5 | 3 | #DIV/0! | 1 | #DIV/0! | #DIV/0! |  |  | 1
0 | 0 | 0 | 0 | 1 | 1 | 18:58 | 13616 |  | -22.5276 | 600.7671 | 600.7671 | 49.8789 | 49.8789 | 3.5527e-16 | 0 | 600.7671 |  | 43.3837 | #DIV/0! | #DIV/0! | 49.5 | 3 | #DIV/0! | 1 | #DIV/0! | #DIV/0! |  |  | 1
0 | 0 | 0 | 0 | 1 | 1 | 18:58 | 13620 |  | -22.7323 | 600.9718 | 600.9718 | 49.8789 | 49.8789 | 3.5527e-16 | 0 | 600.9718 |  | 43.5884 | #DIV/0! | #DIV/0! | 49.5 | 3 | #DIV/0! | 1 | #DIV/0! | #DIV/0! |  |  | 1
0 | 0 | 0 | 0 | 1 | 1 | 18:58 | 13624 |  | -22.937 | 601.1765 | 601.1765 | 49.8789 | 49.8789 | 3.5527e-16 | 0 | 601.1765 |  | 43.7931 | #DIV/0! | #DIV/0! | 49.5 | 3 | #DIV/0! | 1 | #DIV/0! | #DIV/0! |  |  | 1
0 | 0 | 0 | 0 | 1 | 1 | 18:58 | 13628 |  | -23.1416 | 601.3811 | 601.3811 | 49.8789 | 49.8789 | 3.5527e-16 | 0 | 601.3811 |  | 43.9977 | #DIV/0! | #DIV/0! | 49.5 | 3 | #DIV/0! | 1 | #DIV/0! | #DIV/0! |  |  | 1
0 | 0 | 0 | 0 | 1 | 1 | 18:58 | 13632 |  | -23.3463 | 601.5858 | 601.5858 | 49.8789 | 49.8789 | 3.5527e-16 | 0 | 601.5858 |  | 44.2024 | #DIV/0! | #DIV/0! | 49.5 | 3 | #DIV/0! | 1 | #DIV/0! | #DIV/0! |  |  | 1
0 | 0 | 0 | 0 | 1 | 1 | 18:58 | 13636 |  | -23.551 | 601.7905 | 601.7905 | 49.8789 | 49.8789 | 3.5527e-16 | 0 | 601.7905 |  | 44.4071 | #DIV/0! | #DIV/0! | 49.5 | 3 | #DIV/0! | 1 | #DIV/0! | #DIV/0! |  |  | 1
0 | 0 | 0 | 0 | 1 | 1 | 18:58 | 13640 |  | -23.7556 | 601.9951 | 601.9951 | 49.8789 | 49.8789 | 3.5527e-16 | 0 | 601.9951 |  | 44.6117 | #DIV/0! | #DIV/0! | 49.5 | 3 | #DIV/0! | 1 | #DIV/0! | #DIV/0! |  |  | 1
0 | 0 | 0 | 0 | 1 | 1 | 18:58 | 13644 |  | -23.9603 | 602.1998 | 602.1998 | 49.8789 | 49.8789 | 3.5527e-16 | 0 | 602.1998 |  | 44.8164 | #DIV/0! | #DIV/0! | 49.5 | 3 | #DIV/0! | 1 | #DIV/0! | #DIV/0! |  |  | 1
0 | 0 | 0 | 0 | 1 | 1 | 18:58 | 13648 |  | -24.165 | 602.4045 | 602.4045 | 49.8789 | 49.8789 | 3.5527e-16 | 0 | 602.4045 |  | 45.0211 | #DIV/0! | #DIV/0! | 49.5 | 3 | #DIV/0! | 1 | #DIV/0! | #DIV/0! |  |  | 1
0 | 0 | 0 | 0 | 1 | 1 | 18:58 | 13652 |  | -24.3696 | 602.6091 | 602.6091 | 49.8789 | 49.8789 | 3.5527e-16 | 0 | 602.6091 |  | 45.2257 | #DIV/0! | #DIV/0! | 49.5 | 3 | #DIV/0! | 1 | #DIV/0! | #DIV/0! |  |  | 1
0 | 0 | 0 | 0 | 1 | 1 | 18:58 | 13656 |  | -24.5743 | 602.8138 | 602.8138 | 49.8789 | 49.8789 | 3.5527e-16 | 0 | 602.8138 |  | 45.4304 | #DIV/0! | #DIV/0! | 49.5 | 3 | #DIV/0! | 1 | #DIV/0! | #DIV/0! |  |  | 1
0 | 0 | 0 | 0 | 1 | 1 | 18:58 | 13660 |  | -24.779 | 603.0185 | 603.0185 | 49.8789 | 49.8789 | 3.5527e-16 | 0 | 603.0185 |  | 45.6351 | #DIV/0! | #DIV/0! | 49.5 | 3 | #DIV/0! | 1 | #DIV/0! | #DIV/0! |  |  | 1
0 | 0 | 0 | 0 | 1 | 1 | 18:58 | 13664 |  | -24.9836 | 603.2231 | 603.2231 | 49.8789 | 49.8789 | 3.5527e-16 | 0 | 603.2231 |  | 45.8397 | #DIV/0! | #DIV/0! | 49.5 | 3 | #DIV/0! | 1 | #DIV/0! | #DIV/0! |  |  | 1
0 | 0 | 0 | 0 | 1 | 1 | 18:58 | 13668 |  | -25.1883 | 603.4278 | 603.4278 | 49.8789 | 49.8789 | 3.5527e-16 | 0 | 603.4278 |  | 46.0444 | #DIV/0! | #DIV/0! | 49.5 | 3 | #DIV/0! | 1 | #DIV/0! | #DIV/0! |  |  | 1
0 | 0 | 0 | 0 | 1 | 1 | 18:58 | 13672 |  | -25.393 | 603.6325 | 603.6325 | 49.8789 | 49.8789 | 3.5527e-16 | 0 | 603.6325 |  | 46.2491 | #DIV/0! | #DIV/0! | 49.5 | 3 | #DIV/0! | 1 | #DIV/0! | #DIV/0! |  |  | 1
0 | 0 | 0 | 0 | 1 | 1 | 18:59 | 13676 |  | -25.5976 | 603.8371 | 603.8371 | 49.8789 | 49.8789 | 3.5527e-16 | 0 | 603.8371 |  | 46.4537 | #DIV/0! | #DIV/0! | 49.5 | 3 | #DIV/0! | 1 | #DIV/0! | #DIV/0! |  |  | 1
0 | 0 | 0 | 0 | 1 | 1 | 18:59 | 13680 |  | -25.8023 | 604.0418 | 604.0418 | 49.8789 | 49.8789 | 3.5527e-16 | 0 | 604.0418 |  | 46.6584 | #DIV/0! | #DIV/0! | 49.5 | 3 | #DIV/0! | 1 | #DIV/0! | #DIV/0! |  |  | 1
0 | 0 | 0 | 0 | 1 | 1 | 18:59 | 13684 |  | -26.007 | 604.2465 | 604.2465 | 49.8789 | 49.8789 | 3.5527e-16 | 0 | 604.2465 |  | 46.8631 | #DIV/0! | #DIV/0! | 49.5 | 3 | #DIV/0! | 1 | #DIV/0! | #DIV/0! |  |  | 1
0 | 0 | 0 | 0 | 1 | 1 | 18:59 | 13688 |  | -26.2116 | 604.4511 | 604.4511 | 49.8789 | 49.8789 | 3.5527e-16 | 0 | 604.4511 |  | 47.0677 | #DIV/0! | #DIV/0! | 49.5 | 3 | #DIV/0! | 1 | #DIV/0! | #DIV/0! |  |  | 1
0 | 0 | 0 | 0 | 1 | 1 | 18:59 | 13692 |  | -26.4163 | 604.6558 | 604.6558 | 49.8789 | 49.8789 | 3.5527e-16 | 0 | 604.6558 |  | 47.2724 | #DIV/0! | #DIV/0! | 49.5 | 3 | #DIV/0! | 1 | #DIV/0! | #DIV/0! |  |  | 1
0 | 0 | 0 | 0 | 1 | 1 | 18:59 | 13696 |  | -26.621 | 604.8605 | 604.8605 | 49.8789 | 49.8789 | 3.5527e-16 | 0 | 604.8605 |  | 47.4771 | #DIV/0! | #DIV/0! | 49.5 | 3 | #DIV/0! | 1 | #DIV/0! | #DIV/0! |  |  | 1
0 | 0 | 0 | 0 | 1 | 1 | 18:59 | 13700 |  | -26.8256 | 605.0651 | 605.0651 | 49.8789 | 49.8789 | 3.5527e-16 | 0 | 605.0651 |  | 47.6817 | #DIV/0! | #DIV/0! | 49.5 | 3 | #DIV/0! | 1 | #DIV/0! | #DIV/0! |  |  | 1
0 | 0 | 0 | 0 | 1 | 1 | 18:59 | 13704 |  | -27.0303 | 605.2698 | 605.2698 | 49.8789 | 49.8789 | 3.5527e-16 | 0 | 605.2698 |  | 47.8864 | #DIV/0! | #DIV/0! | 49.5 | 3 | #DIV/0! | 1 | #DIV/0! | #DIV/0! |  |  | 1
0 | 0 | 0 | 0 | 1 | 1 | 18:59 | 13708 |  | -27.235 | 605.4745 | 605.4745 | 49.8789 | 49.8789 | 3.5527e-16 | 0 | 605.4745 |  | 48.0911 | #DIV/0! | #DIV/0! | 49.5 | 3 | #DIV/0! | 1 | #DIV/0! | #DIV/0! |  |  | 1
0 | 0 | 0 | 0 | 1 | 1 | 18:59 | 13712 |  | -27.4396 | 605.6791 | 605.6791 | 49.8789 | 49.8789 | 3.5527e-16 | 0 | 605.6791 |  | 48.2957 | #DIV/0! | #DIV/0! | 49.5 | 3 | #DIV/0! | 1 | #DIV/0! | #DIV/0! |  |  | 1
0 | 0 | 0 | 0 | 1 | 1 | 18:59 | 13716 |  | -27.6443 | 605.8838 | 605.8838 | 49.8789 | 49.8789 | 3.5527e-16 | 0 | 605.8838 |  | 48.5004 | #DIV/0! | #DIV/0! | 49.5 | 3 | #DIV/0! | 1 | #DIV/0! | #DIV/0! |  |  | 1
0 | 0 | 0 | 0 | 1 | 1 | 18:59 | 13720 |  | -27.849 | 606.0885 | 606.0885 | 49.8789 | 49.8789 | 3.5527e-16 | 0 | 606.0885 |  | 48.7051 | #DIV/0! | #DIV/0! | 49.5 | 3 | #DIV/0! | 1 | #DIV/0! | #DIV/0! |  |  | 1
0 | 0 | 0 | 0 | 1 | 1 | 18:59 | 13724 |  | -28.0536 | 606.2931 | 606.2931 | 49.8789 | 49.8789 | 3.5527e-16 | 0 | 606.2931 |  | 48.9097 | #DIV/0! | #DIV/0! | 49.5 | 3 | #DIV/0! | 1 | #DIV/0! | #DIV/0! |  |  | 1
0 | 0 | 0 | 0 | 1 | 1 | 18:59 | 13728 |  | -28.2583 | 606.4978 | 606.4978 | 49.8789 | 49.8789 | 3.5527e-16 | 0 | 606.4978 |  | 49.1144 | #DIV/0! | #DIV/0! | 49.5 | 3 | #DIV/0! | 1 | #DIV/0! | #DIV/0! |  |  | 1
0 | 0 | 0 | 0 | 1 | 1 | 18:59 | 13732 |  | -28.463 | 606.7025 | 606.7025 | 49.8789 | 49.8789 | 3.5527e-16 | 0 | 606.7025 |  | 49.3191 | #DIV/0! | #DIV/0! | 49.5 | 3 | #DIV/0! | 1 | #DIV/0! | #DIV/0! |  |  | 1
0 | 0 | 0 | 0 | 1 | 1 | 19:00 | 13736 |  | -28.6676 | 606.9071 | 606.9071 | 49.8789 | 49.8789 | 3.5527e-16 | 0 | 606.9071 |  | 49.5237 | #DIV/0! | #DIV/0! | 49.5 | 3 | #DIV/0! | 1 | #DIV/0! | #DIV/0! |  |  | 1
0 | 0 | 0 | 0 | 1 | 1 | 19:00 | 13740 |  | -28.8723 | 607.1118 | 607.1118 | 49.8789 | 49.8789 | 3.5527e-16 | 0 | 607.1118 |  | 49.7284 | #DIV/0! | #DIV/0! | 49.5 | 3 | #DIV/0! | 1 | #DIV/0! | #DIV/0! |  |  | 1
0 | 0 | 0 | 0 | 1 | 1 | 19:00 | 13744 |  | -29.077 | 607.3165 | 607.3165 | 49.8789 | 49.8789 | 3.5527e-16 | 0 | 607.3165 |  | 49.9331 | #DIV/0! | #DIV/0! | 49.5 | 3 | #DIV/0! | 1 | #DIV/0! | #DIV/0! |  |  | 1
0 | 0 | 0 | 0 | 1 | 1 | 19:00 | 13748 |  | -29.2816 | 607.5211 | 607.5211 | 49.8789 | 49.8789 | 3.5527e-16 | 0 | 607.5211 |  | 50.1377 | #DIV/0! | #DIV/0! | 49.5 | 3 | #DIV/0! | 1 | #DIV/0! | #DIV/0! |  |  | 1
0 | 0 | 0 | 0 | 1 | 1 | 19:00 | 13752 |  | -29.4863 | 607.7258 | 607.7258 | 49.8789 | 49.8789 | 3.5527e-16 | 0 | 607.7258 |  | 50.3424 | #DIV/0! | #DIV/0! | 49.5 | 3 | #DIV/0! | 1 | #DIV/0! | #DIV/0! |  |  | 1
0 | 0 | 0 | 0 | 1 | 1 | 19:00 | 13756 |  | -29.691 | 607.9305 | 607.9305 | 49.8789 | 49.8789 | 3.5527e-16 | 0 | 607.9305 |  | 50.5471 | #DIV/0! | #DIV/0! | 49.5 | 3 | #DIV/0! | 1 | #DIV/0! | #DIV/0! |  |  | 1
0 | 0 | 0 | 0 | 1 | 1 | 19:00 | 13760 |  | -29.8956 | 608.1351 | 608.1351 | 49.8789 | 49.8789 | 3.5527e-16 | 0 | 608.1351 |  | 50.7517 | #DIV/0! | #DIV/0! | 49.5 | 3 | #DIV/0! | 1 | #DIV/0! | #DIV/0! |  |  | 1
0 | 0 | 0 | 0 | 1 | 1 | 19:00 | 13764 |  | -30.1003 | 608.3398 | 608.3398 | 49.8789 | 49.8789 | 3.5527e-16 | 0 | 608.3398 |  | 50.9564 | #DIV/0! | #DIV/0! | 49.5 | 3 | #DIV/0! | 1 | #DIV/0! | #DIV/0! |  |  | 1
0 | 0 | 0 | 0 | 1 | 1 | 19:00 | 13768 |  | -30.305 | 608.5445 | 608.5445 | 49.8789 | 49.8789 | 3.5527e-16 | 0 | 608.5445 |  | 51.1611 | #DIV/0! | #DIV/0! | 49.5 | 3 | #DIV/0! | 1 | #DIV/0! | #DIV/0! |  |  | 1
0 | 0 | 0 | 0 | 1 | 1 | 19:00 | 13772 |  | -30.5096 | 608.7491 | 608.7491 | 49.8789 | 49.8789 | 3.5527e-16 | 0 | 608.7491 |  | 51.3657 | #DIV/0! | #DIV/0! | 49.5 | 3 | #DIV/0! | 1 | #DIV/0! | #DIV/0! |  |  | 1
0 | 0 | 0 | 0 | 1 | 1 | 19:00 | 13776 |  | -30.7143 | 608.9538 | 608.9538 | 49.8789 | 49.8789 | 3.5527e-16 | 0 | 608.9538 |  | 51.5704 | #DIV/0! | #DIV/0! | 49.5 | 3 | #DIV/0! | 1 | #DIV/0! | #DIV/0! |  |  | 1
0 | 0 | 0 | 0 | 1 | 1 | 19:00 | 13780 |  | -30.919 | 609.1585 | 609.1585 | 49.8789 | 49.8789 | 3.5527e-16 | 0 | 609.1585 |  | 51.7751 | #DIV/0! | #DIV/0! | 49.5 | 3 | #DIV/0! | 1 | #DIV/0! | #DIV/0! |  |  | 1
0 | 0 | 0 | 0 | 1 | 1 | 19:00 | 13784 |  | -31.1236 | 609.3631 | 609.3631 | 49.8789 | 49.8789 | 3.5527e-16 | 0 | 609.3631 |  | 51.9797 | #DIV/0! | #DIV/0! | 49.5 | 3 | #DIV/0! | 1 | #DIV/0! | #DIV/0! |  |  | 1
0 | 0 | 0 | 0 | 1 | 1 | 19:00 | 13788 |  | -31.3283 | 609.5678 | 609.5678 | 49.8789 | 49.8789 | 3.5527e-16 | 0 | 609.5678 |  | 52.1844 | #DIV/0! | #DIV/0! | 49.5 | 3 | #DIV/0! | 1 | #DIV/0! | #DIV/0! |  |  | 1
0 | 0 | 0 | 0 | 1 | 1 | 19:00 | 13792 |  | -31.533 | 609.7725 | 609.7725 | 49.8789 | 49.8789 | 3.5527e-16 | 0 | 609.7725 |  | 52.3891 | #DIV/0! | #DIV/0! | 49.5 | 3 | #DIV/0! | 1 | #DIV/0! | #DIV/0! |  |  | 1
0 | 0 | 0 | 0 | 1 | 1 | 19:01 | 13796 |  | -31.7376 | 609.9771 | 609.9771 | 49.8789 | 49.8789 | 3.5527e-16 | 0 | 609.9771 |  | 52.5937 | #DIV/0! | #DIV/0! | 49.5 | 3 | #DIV/0! | 1 | #DIV/0! | #DIV/0! |  |  | 1
0 | 0 | 0 | 0 | 1 | 1 | 19:01 | 13800 |  | -31.9423 | 610.1818 | 610.1818 | 49.8789 | 49.8789 | 3.5527e-16 | 0 | 610.1818 |  | 52.7984 | #DIV/0! | #DIV/0! | 49.5 | 3 | #DIV/0! | 1 | #DIV/0! | #DIV/0! |  |  | 1
0 | 0 | 0 | 0 | 1 | 1 | 19:01 | 13804 |  | -32.147 | 610.3865 | 610.3865 | 49.8789 | 49.8789 | 3.5527e-16 | 0 | 610.3865 |  | 53.0031 | #DIV/0! | #DIV/0! | 49.5 | 3 | #DIV/0! | 1 | #DIV/0! | #DIV/0! |  |  | 1
0 | 0 | 0 | 0 | 1 | 1 | 19:01 | 13808 |  | -32.3516 | 610.5911 | 610.5911 | 49.8789 | 49.8789 | 3.5527e-16 | 0 | 610.5911 |  | 53.2077 | #DIV/0! | #DIV/0! | 49.5 | 3 | #DIV/0! | 1 | #DIV/0! | #DIV/0! |  |  | 1
0 | 0 | 0 | 0 | 1 | 1 | 19:01 | 13812 |  | -32.5563 | 610.7958 | 610.7958 | 49.8789 | 49.8789 | 3.5527e-16 | 0 | 610.7958 |  | 53.4124 | #DIV/0! | #DIV/0! | 49.5 | 3 | #DIV/0! | 1 | #DIV/0! | #DIV/0! |  |  | 1
0 | 0 | 0 | 0 | 1 | 1 | 19:01 | 13816 |  | -32.761 | 611.0005 | 611.0005 | 49.8789 | 49.8789 | 3.5527e-16 | 0 | 611.0005 |  | 53.6171 | #DIV/0! | #DIV/0! | 49.5 | 3 | #DIV/0! | 1 | #DIV/0! | #DIV/0! |  |  | 1
0 | 0 | 0 | 0 | 1 | 1 | 19:01 | 13820 |  | -32.9656 | 611.2051 | 611.2051 | 49.8789 | 49.8789 | 3.5527e-16 | 0 | 611.2051 |  | 53.8217 | #DIV/0! | #DIV/0! | 49.5 | 3 | #DIV/0! | 1 | #DIV/0! | #DIV/0! |  |  | 1
0 | 0 | 0 | 0 | 1 | 1 | 19:01 | 13824 |  | -33.1703 | 611.4098 | 611.4098 | 49.8789 | 49.8789 | 3.5527e-16 | 0 | 611.4098 |  | 54.0264 | #DIV/0! | #DIV/0! | 49.5 | 3 | #DIV/0! | 1 | #DIV/0! | #DIV/0! |  |  | 1
0 | 0 | 0 | 0 | 1 | 1 | 19:01 | 13828 |  | -33.375 | 611.6145 | 611.6145 | 49.8789 | 49.8789 | 3.5527e-16 | 0 | 611.6145 |  | 54.2311 | #DIV/0! | #DIV/0! | 49.5 | 3 | #DIV/0! | 1 | #DIV/0! | #DIV/0! |  |  | 1
0 | 0 | 0 | 0 | 1 | 1 | 19:01 | 13832 |  | -33.5796 | 611.8191 | 611.8191 | 49.8789 | 49.8789 | 3.5527e-16 | 0 | 611.8191 |  | 54.4357 | #DIV/0! | #DIV/0! | 49.5 | 3 | #DIV/0! | 1 | #DIV/0! | #DIV/0! |  |  | 1
0 | 0 | 0 | 0 | 1 | 1 | 19:01 | 13836 |  | -33.7843 | 612.0238 | 612.0238 | 49.8789 | 49.8789 | 3.5527e-16 | 0 | 612.0238 |  | 54.6404 | #DIV/0! | #DIV/0! | 49.5 | 3 | #DIV/0! | 1 | #DIV/0! | #DIV/0! |  |  | 1
0 | 0 | 0 | 0 | 1 | 1 | 19:01 | 13840 |  | -33.989 | 612.2285 | 612.2285 | 49.8789 | 49.8789 | 3.5527e-16 | 0 | 612.2285 |  | 54.8451 | #DIV/0! | #DIV/0! | 49.5 | 3 | #DIV/0! | 1 | #DIV/0! | #DIV/0! |  |  | 1
0 | 0 | 0 | 0 | 1 | 1 | 19:01 | 13844 |  | -34.1936 | 612.4331 | 612.4331 | 49.8789 | 49.8789 | 3.5527e-16 | 0 | 612.4331 |  | 55.0497 | #DIV/0! | #DIV/0! | 49.5 | 3 | #DIV/0! | 1 | #DIV/0! | #DIV/0! |  |  | 1
0 | 0 | 0 | 0 | 1 | 1 | 19:01 | 13848 |  | -34.3983 | 612.6378 | 612.6378 | 49.8789 | 49.8789 | 3.5527e-16 | 0 | 612.6378 |  | 55.2544 | #DIV/0! | #DIV/0! | 49.5 | 3 | #DIV/0! | 1 | #DIV/0! | #DIV/0! |  |  | 1
0 | 0 | 0 | 0 | 1 | 1 | 19:01 | 13852 |  | -34.603 | 612.8425 | 612.8425 | 49.8789 | 49.8789 | 3.5527e-16 | 0 | 612.8425 |  | 55.4591 | #DIV/0! | #DIV/0! | 49.5 | 3 | #DIV/0! | 1 | #DIV/0! | #DIV/0! |  |  | 1
0 | 0 | 0 | 0 | 1 | 1 | 19:02 | 13856 |  | -34.8076 | 613.0471 | 613.0471 | 49.8789 | 49.8789 | 3.5527e-16 | 0 | 613.0471 |  | 55.6637 | #DIV/0! | #DIV/0! | 49.5 | 3 | #DIV/0! | 1 | #DIV/0! | #DIV/0! |  |  | 1
0 | 0 | 0 | 0 | 1 | 1 | 19:02 | 13860 |  | -35.0123 | 613.2518 | 613.2518 | 49.8789 | 49.8789 | 3.5527e-16 | 0 | 613.2518 |  | 55.8684 | #DIV/0! | #DIV/0! | 49.5 | 3 | #DIV/0! | 1 | #DIV/0! | #DIV/0! |  |  | 1
0 | 0 | 0 | 0 | 1 | 1 | 19:02 | 13864 |  | -35.217 | 613.4565 | 613.4565 | 49.8789 | 49.8789 | 3.5527e-16 | 0 | 613.4565 |  | 56.0731 | #DIV/0! | #DIV/0! | 49.5 | 3 | #DIV/0! | 1 | #DIV/0! | #DIV/0! |  |  | 1
0 | 0 | 0 | 0 | 1 | 1 | 19:02 | 13868 |  | -35.4216 | 613.6611 | 613.6611 | 49.8789 | 49.8789 | 3.5527e-16 | 0 | 613.6611 |  | 56.2777 | #DIV/0! | #DIV/0! | 49.5 | 3 | #DIV/0! | 1 | #DIV/0! | #DIV/0! |  |  | 1
0 | 0 | 0 | 0 | 1 | 1 | 19:02 | 13872 |  | -35.6263 | 613.8658 | 613.8658 | 49.8789 | 49.8789 | 3.5527e-16 | 0 | 613.8658 |  | 56.4824 | #DIV/0! | #DIV/0! | 49.5 | 3 | #DIV/0! | 1 | #DIV/0! | #DIV/0! |  |  | 1
0 | 0 | 0 | 0 | 1 | 1 | 19:02 | 13876 |  | -35.831 | 614.0705 | 614.0705 | 49.8789 | 49.8789 | 3.5527e-16 | 0 | 614.0705 |  | 56.6871 | #DIV/0! | #DIV/0! | 49.5 | 3 | #DIV/0! | 1 | #DIV/0! | #DIV/0! |  |  | 1
0 | 0 | 0 | 0 | 1 | 1 | 19:02 | 13880 |  | -36.0356 | 614.2751 | 614.2751 | 49.8789 | 49.8789 | 3.5527e-16 | 0 | 614.2751 |  | 56.8917 | #DIV/0! | #DIV/0! | 49.5 | 3 | #DIV/0! | 1 | #DIV/0! | #DIV/0! |  |  | 1
0 | 0 | 0 | 0 | 1 | 1 | 19:02 | 13884 |  | -36.2403 | 614.4798 | 614.4798 | 49.8789 | 49.8789 | 3.5527e-16 | 0 | 614.4798 |  | 57.0964 | #DIV/0! | #DIV/0! | 49.5 | 3 | #DIV/0! | 1 | #DIV/0! | #DIV/0! |  |  | 1
0 | 0 | 0 | 0 | 1 | 1 | 19:02 | 13888 |  | -36.445 | 614.6845 | 614.6845 | 49.8789 | 49.8789 | 3.5527e-16 | 0 | 614.6845 |  | 57.3011 | #DIV/0! | #DIV/0! | 49.5 | 3 | #DIV/0! | 1 | #DIV/0! | #DIV/0! |  |  | 1
0 | 0 | 0 | 0 | 1 | 1 | 19:02 | 13892 |  | -36.6496 | 614.8891 | 614.8891 | 49.8789 | 49.8789 | 3.5527e-16 | 0 | 614.8891 |  | 57.5057 | #DIV/0! | #DIV/0! | 49.5 | 3 | #DIV/0! | 1 | #DIV/0! | #DIV/0! |  |  | 1
0 | 0 | 0 | 0 | 1 | 1 | 19:02 | 13896 |  | -36.8543 | 615.0938 | 615.0938 | 49.8789 | 49.8789 | 3.5527e-16 | 0 | 615.0938 |  | 57.7104 | #DIV/0! | #DIV/0! | 49.5 | 3 | #DIV/0! | 1 | #DIV/0! | #DIV/0! |  |  | 1
0 | 0 | 0 | 0 | 1 | 1 | 19:02 | 13900 |  | -37.059 | 615.2985 | 615.2985 | 49.8789 | 49.8789 | 3.5527e-16 | 0 | 615.2985 |  | 57.9151 | #DIV/0! | #DIV/0! | 49.5 | 3 | #DIV/0! | 1 | #DIV/0! | #DIV/0! |  |  | 1
0 | 0 | 0 | 0 | 1 | 1 | 19:02 | 13904 |  | -37.2636 | 615.5031 | 615.5031 | 49.8789 | 49.8789 | 3.5527e-16 | 0 | 615.5031 |  | 58.1197 | #DIV/0! | #DIV/0! | 49.5 | 3 | #DIV/0! | 1 | #DIV/0! | #DIV/0! |  |  | 1
0 | 0 | 0 | 0 | 1 | 1 | 19:02 | 13908 |  | -37.4683 | 615.7078 | 615.7078 | 49.8789 | 49.8789 | 3.5527e-16 | 0 | 615.7078 |  | 58.3244 | #DIV/0! | #DIV/0! | 49.5 | 3 | #DIV/0! | 1 | #DIV/0! | #DIV/0! |  |  | 1
0 | 0 | 0 | 0 | 1 | 1 | 19:02 | 13912 |  | -37.673 | 615.9125 | 615.9125 | 49.8789 | 49.8789 | 3.5527e-16 | 0 | 615.9125 |  | 58.5291 | #DIV/0! | #DIV/0! | 49.5 | 3 | #DIV/0! | 1 | #DIV/0! | #DIV/0! |  |  | 1
0 | 0 | 0 | 0 | 1 | 1 | 19:03 | 13916 |  | -37.8776 | 616.1171 | 616.1171 | 49.8789 | 49.8789 | 3.5527e-16 | 0 | 616.1171 |  | 58.7337 | #DIV/0! | #DIV/0! | 49.5 | 3 | #DIV/0! | 1 | #DIV/0! | #DIV/0! |  |  | 1
0 | 0 | 0 | 0 | 1 | 1 | 19:03 | 13920 |  | -38.0823 | 616.3218 | 616.3218 | 49.8789 | 49.8789 | 3.5527e-16 | 0 | 616.3218 |  | 58.9384 | #DIV/0! | #DIV/0! | 49.5 | 3 | #DIV/0! | 1 | #DIV/0! | #DIV/0! |  |  | 1
0 | 0 | 0 | 0 | 1 | 1 | 19:03 | 13924 |  | -38.287 | 616.5265 | 616.5265 | 49.8789 | 49.8789 | 3.5527e-16 | 0 | 616.5265 |  | 59.1431 | #DIV/0! | #DIV/0! | 49.5 | 3 | #DIV/0! | 1 | #DIV/0! | #DIV/0! |  |  | 1
0 | 0 | 0 | 0 | 1 | 1 | 19:03 | 13928 |  | -38.4916 | 616.7311 | 616.7311 | 49.8789 | 49.8789 | 3.5527e-16 | 0 | 616.7311 |  | 59.3477 | #DIV/0! | #DIV/0! | 49.5 | 3 | #DIV/0! | 1 | #DIV/0! | #DIV/0! |  |  | 1
0 | 0 | 0 | 0 | 1 | 1 | 19:03 | 13932 |  | -38.6963 | 616.9358 | 616.9358 | 49.8789 | 49.8789 | 3.5527e-16 | 0 | 616.9358 |  | 59.5524 | #DIV/0! | #DIV/0! | 49.5 | 3 | #DIV/0! | 1 | #DIV/0! | #DIV/0! |  |  | 1
0 | 0 | 0 | 0 | 1 | 1 | 19:03 | 13936 |  | -38.901 | 617.1405 | 617.1405 | 49.8789 | 49.8789 | 3.5527e-16 | 0 | 617.1405 |  | 59.7571 | #DIV/0! | #DIV/0! | 49.5 | 3 | #DIV/0! | 1 | #DIV/0! | #DIV/0! |  |  | 1
0 | 0 | 0 | 0 | 1 | 1 | 19:03 | 13940 |  | -39.1056 | 617.3451 | 617.3451 | 49.8789 | 49.8789 | 3.5527e-16 | 0 | 617.3451 |  | 59.9617 | #DIV/0! | #DIV/0! | 49.5 | 3 | #DIV/0! | 1 | #DIV/0! | #DIV/0! |  |  | 1
0 | 0 | 0 | 0 | 1 | 1 | 19:03 | 13944 |  | -39.3103 | 617.5498 | 617.5498 | 49.8789 | 49.8789 | 3.5527e-16 | 0 | 617.5498 |  | 60.1664 | #DIV/0! | #DIV/0! | 49.5 | 3 | #DIV/0! | 1 | #DIV/0! | #DIV/0! |  |  | 1
0 | 0 | 0 | 0 | 1 | 1 | 19:03 | 13948 |  | -39.515 | 617.7545 | 617.7545 | 49.8789 | 49.8789 | 3.5527e-16 | 0 | 617.7545 |  | 60.3711 | #DIV/0! | #DIV/0! | 49.5 | 3 | #DIV/0! | 1 | #DIV/0! | #DIV/0! |  |  | 1
0 | 0 | 0 | 0 | 1 | 1 | 19:03 | 13952 |  | -39.7196 | 617.9591 | 617.9591 | 49.8789 | 49.8789 | 3.5527e-16 | 0 | 617.9591 |  | 60.5757 | #DIV/0! | #DIV/0! | 49.5 | 3 | #DIV/0! | 1 | #DIV/0! | #DIV/0! |  |  | 1
0 | 0 | 0 | 0 | 1 | 1 | 19:03 | 13956 |  | -39.9243 | 618.1638 | 618.1638 | 49.8789 | 49.8789 | 3.5527e-16 | 0 | 618.1638 |  | 60.7804 | #DIV/0! | #DIV/0! | 49.5 | 3 | #DIV/0! | 1 | #DIV/0! | #DIV/0! |  |  | 1
0 | 0 | 0 | 0 | 1 | 1 | 19:03 | 13960 |  | -40.129 | 618.3685 | 618.3685 | 49.8789 | 49.8789 | 3.5527e-16 | 0 | 618.3685 |  | 60.9851 | #DIV/0! | #DIV/0! | 49.5 | 3 | #DIV/0! | 1 | #DIV/0! | #DIV/0! |  |  | 1
0 | 0 | 0 | 0 | 1 | 1 | 19:03 | 13964 |  | -40.3336 | 618.5731 | 618.5731 | 49.8789 | 49.8789 | 3.5527e-16 | 0 | 618.5731 |  | 61.1897 | #DIV/0! | #DIV/0! | 49.5 | 3 | #DIV/0! | 1 | #DIV/0! | #DIV/0! |  |  | 1
0 | 0 | 0 | 0 | 1 | 1 | 19:03 | 13968 |  | -40.5383 | 618.7778 | 618.7778 | 49.8789 | 49.8789 | 3.5527e-16 | 0 | 618.7778 |  | 61.3944 | #DIV/0! | #DIV/0! | 49.5 | 3 | #DIV/0! | 1 | #DIV/0! | #DIV/0! |  |  | 1
0 | 0 | 0 | 0 | 1 | 1 | 19:03 | 13972 |  | -40.743 | 618.9825 | 618.9825 | 49.8789 | 49.8789 | 3.5527e-16 | 0 | 618.9825 |  | 61.5991 | #DIV/0! | #DIV/0! | 49.5 | 3 | #DIV/0! | 1 | #DIV/0! | #DIV/0! |  |  | 1
0 | 0 | 0 | 0 | 1 | 1 | 19:04 | 13976 |  | -40.9476 | 619.1871 | 619.1871 | 49.8789 | 49.8789 | 3.5527e-16 | 0 | 619.1871 |  | 61.8037 | #DIV/0! | #DIV/0! | 49.5 | 3 | #DIV/0! | 1 | #DIV/0! | #DIV/0! |  |  | 1
0 | 0 | 0 | 0 | 1 | 1 | 19:04 | 13980 |  | -41.1523 | 619.3918 | 619.3918 | 49.8789 | 49.8789 | 3.5527e-16 | 0 | 619.3918 |  | 62.0084 | #DIV/0! | #DIV/0! | 49.5 | 3 | #DIV/0! | 1 | #DIV/0! | #DIV/0! |  |  | 1
0 | 0 | 0 | 0 | 1 | 1 | 19:04 | 13984 |  | -41.357 | 619.5964 | 619.5964 | 49.8789 | 49.8789 | 3.5527e-16 | 0 | 619.5964 |  | 62.2131 | #DIV/0! | #DIV/0! | 49.5 | 3 | #DIV/0! | 1 | #DIV/0! | #DIV/0! |  |  | 1
0 | 0 | 0 | 0 | 1 | 1 | 19:04 | 13988 |  | -41.5616 | 619.8011 | 619.8011 | 49.8789 | 49.8789 | 3.5527e-16 | 0 | 619.8011 |  | 62.4177 | #DIV/0! | #DIV/0! | 49.5 | 3 | #DIV/0! | 1 | #DIV/0! | #DIV/0! |  |  | 1
0 | 0 | 0 | 0 | 1 | 1 | 19:04 | 13992 |  | -41.7663 | 620.0058 | 620.0058 | 49.8789 | 49.8789 | 3.5527e-16 | 0 | 620.0058 |  | 62.6224 | #DIV/0! | #DIV/0! | 49.5 | 3 | #DIV/0! | 1 | #DIV/0! | #DIV/0! |  |  | 1
0 | 0 | 0 | 0 | 1 | 1 | 19:04 | 13996 |  | -41.971 | 620.2104 | 620.2104 | 49.8789 | 49.8789 | 3.5527e-16 | 0 | 620.2104 |  | 62.827 | #DIV/0! | #DIV/0! | 49.5 | 3 | #DIV/0! | 1 | #DIV/0! | #DIV/0! |  |  | 1
0 | 0 | 0 | 0 | 1 | 1 | 19:04 | 14000 |  | -42.1756 | 620.4151 | 620.4151 | 49.8789 | 49.8789 | 3.5527e-16 | 0 | 620.4151 |  | 63.0317 | #DIV/0! | #DIV/0! | 49.5 | 3 | #DIV/0! | 1 | #DIV/0! | #DIV/0! |  |  | 1
0 | 0 | 0 | 0 | 1 | 1 | 19:04 | 14004 |  | -42.3803 | 620.6198 | 620.6198 | 49.8789 | 49.8789 | 3.5527e-16 | 0 | 620.6198 |  | 63.2364 | #DIV/0! | #DIV/0! | 49.5 | 3 | #DIV/0! | 1 | #DIV/0! | #DIV/0! |  |  | 1
0 | 0 | 0 | 0 | 1 | 1 | 19:04 | 14008 |  | -42.585 | 620.8244 | 620.8244 | 49.8789 | 49.8789 | 3.5527e-16 | 0 | 620.8244 |  | 63.441 | #DIV/0! | #DIV/0! | 49.5 | 3 | #DIV/0! | 1 | #DIV/0! | #DIV/0! |  |  | 1
0 | 0 | 0 | 0 | 1 | 1 | 19:04 | 14012 |  | -42.7896 | 621.0291 | 621.0291 | 49.8789 | 49.8789 | 3.5527e-16 | 0 | 621.0291 |  | 63.6457 | #DIV/0! | #DIV/0! | 49.5 | 3 | #DIV/0! | 1 | #DIV/0! | #DIV/0! |  |  | 1
0 | 0 | 0 | 0 | 1 | 1 | 19:04 | 14016 |  | -42.9943 | 621.2338 | 621.2338 | 49.8789 | 49.8789 | 3.5527e-16 | 0 | 621.2338 |  | 63.8504 | #DIV/0! | #DIV/0! | 49.5 | 3 | #DIV/0! | 1 | #DIV/0! | #DIV/0! |  |  | 1
0 | 0 | 0 | 0 | 1 | 1 | 19:04 | 14020 |  | -43.199 | 621.4384 | 621.4384 | 49.8789 | 49.8789 | 3.5527e-16 | 0 | 621.4384 |  | 64.055 | #DIV/0! | #DIV/0! | 49.5 | 3 | #DIV/0! | 1 | #DIV/0! | #DIV/0! |  |  | 1
0 | 0 | 0 | 0 | 1 | 1 | 19:04 | 14024 |  | -43.4036 | 621.6431 | 621.6431 | 49.8789 | 49.8789 | 3.5527e-16 | 0 | 621.6431 |  | 64.2597 | #DIV/0! | #DIV/0! | 49.5 | 3 | #DIV/0! | 1 | #DIV/0! | #DIV/0! |  |  | 1
0 | 0 | 0 | 0 | 1 | 1 | 19:04 | 14028 |  | -43.6083 | 621.8478 | 621.8478 | 49.8789 | 49.8789 | 3.5527e-16 | 0 | 621.8478 |  | 64.4644 | #DIV/0! | #DIV/0! | 49.5 | 3 | #DIV/0! | 1 | #DIV/0! | #DIV/0! |  |  | 1
0 | 0 | 0 | 0 | 1 | 1 | 19:04 | 14032 |  | -43.813 | 622.0524 | 622.0524 | 49.8789 | 49.8789 | 3.5527e-16 | 0 | 622.0524 |  | 64.669 | #DIV/0! | #DIV/0! | 49.5 | 3 | #DIV/0! | 1 | #DIV/0! | #DIV/0! |  |  | 1
0 | 0 | 0 | 0 | 1 | 1 | 19:05 | 14036 |  | -44.0176 | 622.2571 | 622.2571 | 49.8789 | 49.8789 | 3.5527e-16 | 0 | 622.2571 |  | 64.8737 | #DIV/0! | #DIV/0! | 49.5 | 3 | #DIV/0! | 1 | #DIV/0! | #DIV/0! |  |  | 1
0 | 0 | 0 | 0 | 1 | 1 | 19:05 | 14040 |  | -44.2223 | 622.4618 | 622.4618 | 49.8789 | 49.8789 | 3.5527e-16 | 0 | 622.4618 |  | 65.0784 | #DIV/0! | #DIV/0! | 49.5 | 3 | #DIV/0! | 1 | #DIV/0! | #DIV/0! |  |  | 1
0 | 0 | 0 | 0 | 1 | 1 | 19:05 | 14044 |  | -44.427 | 622.6664 | 622.6664 | 49.8789 | 49.8789 | 3.5527e-16 | 0 | 622.6664 |  | 65.283 | #DIV/0! | #DIV/0! | 49.5 | 3 | #DIV/0! | 1 | #DIV/0! | #DIV/0! |  |  | 1
0 | 0 | 0 | 0 | 1 | 1 | 19:05 | 14048 |  | -44.6316 | 622.8711 | 622.8711 | 49.8789 | 49.8789 | 3.5527e-16 | 0 | 622.8711 |  | 65.4877 | #DIV/0! | #DIV/0! | 49.5 | 3 | #DIV/0! | 1 | #DIV/0! | #DIV/0! |  |  | 1
0 | 0 | 0 | 0 | 1 | 1 | 19:05 | 14052 |  | -44.8363 | 623.0758 | 623.0758 | 49.8789 | 49.8789 | 3.5527e-16 | 0 | 623.0758 |  | 65.6924 | #DIV/0! | #DIV/0! | 49.5 | 3 | #DIV/0! | 1 | #DIV/0! | #DIV/0! |  |  | 1
0 | 0 | 0 | 0 | 1 | 1 | 19:05 | 14056 |  | -45.041 | 623.2804 | 623.2804 | 49.8789 | 49.8789 | 3.5527e-16 | 0 | 623.2804 |  | 65.897 | #DIV/0! | #DIV/0! | 49.5 | 3 | #DIV/0! | 1 | #DIV/0! | #DIV/0! |  |  | 1
0 | 0 | 0 | 0 | 1 | 1 | 19:05 | 14060 |  | -45.2456 | 623.4851 | 623.4851 | 49.8789 | 49.8789 | 3.5527e-16 | 0 | 623.4851 |  | 66.1017 | #DIV/0! | #DIV/0! | 49.5 | 3 | #DIV/0! | 1 | #DIV/0! | #DIV/0! |  |  | 1
0 | 0 | 0 | 0 | 1 | 1 | 19:05 | 14064 |  | -45.4503 | 623.6898 | 623.6898 | 49.8789 | 49.8789 | 3.5527e-16 | 0 | 623.6898 |  | 66.3064 | #DIV/0! | #DIV/0! | 49.5 | 3 | #DIV/0! | 1 | #DIV/0! | #DIV/0! |  |  | 1
0 | 0 | 0 | 0 | 1 | 1 | 19:05 | 14068 |  | -45.655 | 623.8944 | 623.8944 | 49.8789 | 49.8789 | 3.5527e-16 | 0 | 623.8944 |  | 66.511 | #DIV/0! | #DIV/0! | 49.5 | 3 | #DIV/0! | 1 | #DIV/0! | #DIV/0! |  |  | 1
0 | 0 | 0 | 0 | 1 | 1 | 19:05 | 14072 |  | -45.8596 | 624.0991 | 624.0991 | 49.8789 | 49.8789 | 3.5527e-16 | 0 | 624.0991 |  | 66.7157 | #DIV/0! | #DIV/0! | 49.5 | 3 | #DIV/0! | 1 | #DIV/0! | #DIV/0! |  |  | 1
0 | 0 | 0 | 0 | 1 | 1 | 19:05 | 14076 |  | -46.0643 | 624.3038 | 624.3038 | 49.8789 | 49.8789 | 3.5527e-16 | 0 | 624.3038 |  | 66.9204 | #DIV/0! | #DIV/0! | 49.5 | 3 | #DIV/0! | 1 | #DIV/0! | #DIV/0! |  |  | 1
0 | 0 | 0 | 0 | 1 | 1 | 19:05 | 14080 |  | -46.269 | 624.5084 | 624.5084 | 49.8789 | 49.8789 | 3.5527e-16 | 0 | 624.5084 |  | 67.125 | #DIV/0! | #DIV/0! | 49.5 | 3 | #DIV/0! | 1 | #DIV/0! | #DIV/0! |  |  | 1
0 | 0 | 0 | 0 | 1 | 1 | 19:05 | 14084 |  | -46.4736 | 624.7131 | 624.7131 | 49.8789 | 49.8789 | 3.5527e-16 | 0 | 624.7131 |  | 67.3297 | #DIV/0! | #DIV/0! | 49.5 | 3 | #DIV/0! | 1 | #DIV/0! | #DIV/0! |  |  | 1
0 | 0 | 0 | 0 | 1 | 1 | 19:05 | 14088 |  | -46.6783 | 624.9178 | 624.9178 | 49.8789 | 49.8789 | 3.5527e-16 | 0 | 624.9178 |  | 67.5344 | #DIV/0! | #DIV/0! | 49.5 | 3 | #DIV/0! | 1 | #DIV/0! | #DIV/0! |  |  | 1
0 | 0 | 0 | 0 | 1 | 1 | 19:05 | 14092 |  | -46.883 | 625.1224 | 625.1224 | 49.8789 | 49.8789 | 3.5527e-16 | 0 | 625.1224 |  | 67.739 | #DIV/0! | #DIV/0! | 49.5 | 3 | #DIV/0! | 1 | #DIV/0! | #DIV/0! |  |  | 1
0 | 0 | 0 | 0 | 1 | 1 | 19:06 | 14096 |  | -47.0876 | 625.3271 | 625.3271 | 49.8789 | 49.8789 | 3.5527e-16 | 0 | 625.3271 |  | 67.9437 | #DIV/0! | #DIV/0! | 49.5 | 3 | #DIV/0! | 1 | #DIV/0! | #DIV/0! |  |  | 1
0 | 0 | 0 | 0 | 1 | 1 | 19:06 | 14100 |  | -47.2923 | 625.5318 | 625.5318 | 49.8789 | 49.8789 | 3.5527e-16 | 0 | 625.5318 |  | 68.1484 | #DIV/0! | #DIV/0! | 49.5 | 3 | #DIV/0! | 1 | #DIV/0! | #DIV/0! |  |  | 1
0 | 0 | 0 | 0 | 1 | 1 | 19:06 | 14104 |  | -47.497 | 625.7364 | 625.7364 | 49.8789 | 49.8789 | 3.5527e-16 | 0 | 625.7364 |  | 68.353 | #DIV/0! | #DIV/0! | 49.5 | 3 | #DIV/0! | 1 | #DIV/0! | #DIV/0! |  |  | 1
0 | 0 | 0 | 0 | 1 | 1 | 19:06 | 14108 |  | -47.7016 | 625.9411 | 625.9411 | 49.8789 | 49.8789 | 3.5527e-16 | 0 | 625.9411 |  | 68.5577 | #DIV/0! | #DIV/0! | 49.5 | 3 | #DIV/0! | 1 | #DIV/0! | #DIV/0! |  |  | 1
0 | 0 | 0 | 0 | 1 | 1 | 19:06 | 14112 |  | -47.9063 | 626.1458 | 626.1458 | 49.8789 | 49.8789 | 3.5527e-16 | 0 | 626.1458 |  | 68.7624 | #DIV/0! | #DIV/0! | 49.5 | 3 | #DIV/0! | 1 | #DIV/0! | #DIV/0! |  |  | 1
0 | 0 | 0 | 0 | 1 | 1 | 19:06 | 14116 |  | -48.1109 | 626.3504 | 626.3504 | 49.8789 | 49.8789 | 3.5527e-16 | 0 | 626.3504 |  | 68.967 | #DIV/0! | #DIV/0! | 49.5 | 3 | #DIV/0! | 1 | #DIV/0! | #DIV/0! |  |  | 1
0 | 0 | 0 | 0 | 1 | 1 | 19:06 | 14120 |  | -48.3156 | 626.5551 | 626.5551 | 49.8789 | 49.8789 | 3.5527e-16 | 0 | 626.5551 |  | 69.1717 | #DIV/0! | #DIV/0! | 49.5 | 3 | #DIV/0! | 1 | #DIV/0! | #DIV/0! |  |  | 1
0 | 0 | 0 | 0 | 1 | 1 | 19:06 | 14124 |  | -48.5203 | 626.7598 | 626.7598 | 49.8789 | 49.8789 | 3.5527e-16 | 0 | 626.7598 |  | 69.3764 | #DIV/0! | #DIV/0! | 49.5 | 3 | #DIV/0! | 1 | #DIV/0! | #DIV/0! |  |  | 1
0 | 0 | 0 | 0 | 1 | 1 | 19:06 | 14128 |  | -48.7249 | 626.9644 | 626.9644 | 49.8789 | 49.8789 | 3.5527e-16 | 0 | 626.9644 |  | 69.581 | #DIV/0! | #DIV/0! | 49.5 | 3 | #DIV/0! | 1 | #DIV/0! | #DIV/0! |  |  | 1
0 | 0 | 0 | 0 | 1 | 1 | 19:06 | 14132 |  | -48.9296 | 627.1691 | 627.1691 | 49.8789 | 49.8789 | 3.5527e-16 | 0 | 627.1691 |  | 69.7857 | #DIV/0! | #DIV/0! | 49.5 | 3 | #DIV/0! | 1 | #DIV/0! | #DIV/0! |  |  | 1
0 | 0 | 0 | 0 | 1 | 1 | 19:06 | 14136 |  | -49.1343 | 627.3738 | 627.3738 | 49.8789 | 49.8789 | 3.5527e-16 | 0 | 627.3738 |  | 69.9904 | #DIV/0! | #DIV/0! | 49.5 | 3 | #DIV/0! | 1 | #DIV/0! | #DIV/0! |  |  | 1
0 | 0 | 0 | 0 | 1 | 1 | 19:06 | 14140 |  | -49.3389 | 627.5784 | 627.5784 | 49.8789 | 49.8789 | 3.5527e-16 | 0 | 627.5784 |  | 70.195 | #DIV/0! | #DIV/0! | 49.5 | 3 | #DIV/0! | 1 | #DIV/0! | #DIV/0! |  |  | 1
0 | 0 | 0 | 0 | 1 | 1 | 19:06 | 14144 |  | -49.5436 | 627.7831 | 627.7831 | 49.8789 | 49.8789 | 3.5527e-16 | 0 | 627.7831 |  | 70.3997 | #DIV/0! | #DIV/0! | 49.5 | 3 | #DIV/0! | 1 | #DIV/0! | #DIV/0! |  |  | 1
0 | 0 | 0 | 0 | 1 | 1 | 19:06 | 14148 |  | -49.7483 | 627.9878 | 627.9878 | 49.8789 | 49.8789 | 3.5527e-16 | 0 | 627.9878 |  | 70.6044 | #DIV/0! | #DIV/0! | 49.5 | 3 | #DIV/0! | 1 | #DIV/0! | #DIV/0! |  |  | 1
0 | 0 | 0 | 0 | 1 | 1 | 19:06 | 14152 |  | -49.9529 | 628.1924 | 628.1924 | 49.8789 | 49.8789 | 3.5527e-16 | 0 | 628.1924 |  | 70.809 | #DIV/0! | #DIV/0! | 49.5 | 3 | #DIV/0! | 1 | #DIV/0! | #DIV/0! |  |  | 1
0 | 0 | 0 | 0 | 1 | 1 | 19:07 | 14156 |  | -50.1576 | 628.3971 | 628.3971 | 49.8789 | 49.8789 | 3.5527e-16 | 0 | 628.3971 |  | 71.0137 | #DIV/0! | #DIV/0! | 49.5 | 3 | #DIV/0! | 1 | #DIV/0! | #DIV/0! |  |  | 1
0 | 0 | 0 | 0 | 1 | 1 | 19:07 | 14160 |  | -50.3623 | 628.6018 | 628.6018 | 49.8789 | 49.8789 | 3.5527e-16 | 0 | 628.6018 |  | 71.2184 | #DIV/0! | #DIV/0! | 49.5 | 3 | #DIV/0! | 1 | #DIV/0! | #DIV/0! |  |  | 1
0 | 0 | 0 | 0 | 1 | 1 | 19:07 | 14164 |  | -50.5669 | 628.8064 | 628.8064 | 49.8789 | 49.8789 | 3.5527e-16 | 0 | 628.8064 |  | 71.423 | #DIV/0! | #DIV/0! | 49.5 | 3 | #DIV/0! | 1 | #DIV/0! | #DIV/0! |  |  | 1
0 | 0 | 0 | 0 | 1 | 1 | 19:07 | 14168 |  | -50.7716 | 629.0111 | 629.0111 | 49.8789 | 49.8789 | 3.5527e-16 | 0 | 629.0111 |  | 71.6277 | #DIV/0! | #DIV/0! | 49.5 | 3 | #DIV/0! | 1 | #DIV/0! | #DIV/0! |  |  | 1
0 | 0 | 0 | 0 | 1 | 1 | 19:07 | 14172 |  | -50.9763 | 629.2158 | 629.2158 | 49.8789 | 49.8789 | 3.5527e-16 | 0 | 629.2158 |  | 71.8324 | #DIV/0! | #DIV/0! | 49.5 | 3 | #DIV/0! | 1 | #DIV/0! | #DIV/0! |  |  | 1
0 | 0 | 0 | 0 | 1 | 1 | 19:07 | 14176 |  | -51.1809 | 629.4204 | 629.4204 | 49.8789 | 49.8789 | 3.5527e-16 | 0 | 629.4204 |  | 72.037 | #DIV/0! | #DIV/0! | 49.5 | 3 | #DIV/0! | 1 | #DIV/0! | #DIV/0! |  |  | 1
0 | 0 | 0 | 0 | 1 | 1 | 19:07 | 14180 |  | -51.3856 | 629.6251 | 629.6251 | 49.8789 | 49.8789 | 3.5527e-16 | 0 | 629.6251 |  | 72.2417 | #DIV/0! | #DIV/0! | 49.5 | 3 | #DIV/0! | 1 | #DIV/0! | #DIV/0! |  |  | 1
0 | 0 | 0 | 0 | 1 | 1 | 19:07 | 14184 |  | -51.5903 | 629.8298 | 629.8298 | 49.8789 | 49.8789 | 3.5527e-16 | 0 | 629.8298 |  | 72.4464 | #DIV/0! | #DIV/0! | 49.5 | 3 | #DIV/0! | 1 | #DIV/0! | #DIV/0! |  |  | 1
0 | 0 | 0 | 0 | 1 | 1 | 19:07 | 14188 |  | -51.7949 | 630.0344 | 630.0344 | 49.8789 | 49.8789 | 3.5527e-16 | 0 | 630.0344 |  | 72.651 | #DIV/0! | #DIV/0! | 49.5 | 3 | #DIV/0! | 1 | #DIV/0! | #DIV/0! |  |  | 1
0 | 0 | 0 | 0 | 1 | 1 | 19:07 | 14192 |  | -51.9996 | 630.2391 | 630.2391 | 49.8789 | 49.8789 | 3.5527e-16 | 0 | 630.2391 |  | 72.8557 | #DIV/0! | #DIV/0! | 49.5 | 3 | #DIV/0! | 1 | #DIV/0! | #DIV/0! |  |  | 1
0 | 0 | 0 | 0 | 1 | 1 | 19:07 | 14196 |  | -52.2043 | 630.4438 | 630.4438 | 49.8789 | 49.8789 | 3.5527e-16 | 0 | 630.4438 |  | 73.0604 | #DIV/0! | #DIV/0! | 49.5 | 3 | #DIV/0! | 1 | #DIV/0! | #DIV/0! |  |  | 1
0 | 0 | 0 | 0 | 1 | 1 | 19:07 | 14200 |  | -52.4089 | 630.6484 | 630.6484 | 49.8789 | 49.8789 | 3.5527e-16 | 0 | 630.6484 |  | 73.265 | #DIV/0! | #DIV/0! | 49.5 | 3 | #DIV/0! | 1 | #DIV/0! | #DIV/0! |  |  | 1
0 | 0 | 0 | 0 | 1 | 1 | 19:07 | 14204 |  | -52.6136 | 630.8531 | 630.8531 | 49.8789 | 49.8789 | 3.5527e-16 | 0 | 630.8531 |  | 73.4697 | #DIV/0! | #DIV/0! | 49.5 | 3 | #DIV/0! | 1 | #DIV/0! | #DIV/0! |  |  | 1
0 | 0 | 0 | 0 | 1 | 1 | 19:07 | 14208 |  | -52.8183 | 631.0578 | 631.0578 | 49.8789 | 49.8789 | 3.5527e-16 | 0 | 631.0578 |  | 73.6744 | #DIV/0! | #DIV/0! | 49.5 | 3 | #DIV/0! | 1 | #DIV/0! | #DIV/0! |  |  | 1
0 | 0 | 0 | 0 | 1 | 1 | 19:07 | 14212 |  | -53.0229 | 631.2624 | 631.2624 | 49.8789 | 49.8789 | 3.5527e-16 | 0 | 631.2624 |  | 73.879 | #DIV/0! | #DIV/0! | 49.5 | 3 | #DIV/0! | 1 | #DIV/0! | #DIV/0! |  |  | 1
0 | 0 | 0 | 0 | 1 | 1 | 19:08 | 14216 |  | -53.2276 | 631.4671 | 631.4671 | 49.8789 | 49.8789 | 3.5527e-16 | 0 | 631.4671 |  | 74.0837 | #DIV/0! | #DIV/0! | 49.5 | 3 | #DIV/0! | 1 | #DIV/0! | #DIV/0! |  |  | 1
0 | 0 | 0 | 0 | 1 | 1 | 19:08 | 14220 |  | -53.4323 | 631.6718 | 631.6718 | 49.8789 | 49.8789 | 3.5527e-16 | 0 | 631.6718 |  | 74.2884 | #DIV/0! | #DIV/0! | 49.5 | 3 | #DIV/0! | 1 | #DIV/0! | #DIV/0! |  |  | 1
0 | 0 | 0 | 0 | 1 | 1 | 19:08 | 14224 |  | -53.6369 | 631.8764 | 631.8764 | 49.8789 | 49.8789 | 3.5527e-16 | 0 | 631.8764 |  | 74.493 | #DIV/0! | #DIV/0! | 49.5 | 3 | #DIV/0! | 1 | #DIV/0! | #DIV/0! |  |  | 1
0 | 0 | 0 | 0 | 1 | 1 | 19:08 | 14228 |  | -53.8416 | 632.0811 | 632.0811 | 49.8789 | 49.8789 | 3.5527e-16 | 0 | 632.0811 |  | 74.6977 | #DIV/0! | #DIV/0! | 49.5 | 3 | #DIV/0! | 1 | #DIV/0! | #DIV/0! |  |  | 1
0 | 0 | 0 | 0 | 1 | 1 | 19:08 | 14232 |  | -54.0463 | 632.2858 | 632.2858 | 49.8789 | 49.8789 | 3.5527e-16 | 0 | 632.2858 |  | 74.9024 | #DIV/0! | #DIV/0! | 49.5 | 3 | #DIV/0! | 1 | #DIV/0! | #DIV/0! |  |  | 1
0 | 0 | 0 | 0 | 1 | 1 | 19:08 | 14236 |  | -54.2509 | 632.4904 | 632.4904 | 49.8789 | 49.8789 | 3.5527e-16 | 0 | 632.4904 |  | 75.107 | #DIV/0! | #DIV/0! | 49.5 | 3 | #DIV/0! | 1 | #DIV/0! | #DIV/0! |  |  | 1
0 | 0 | 0 | 0 | 1 | 1 | 19:08 | 14240 |  | -54.4556 | 632.6951 | 632.6951 | 49.8789 | 49.8789 | 3.5527e-16 | 0 | 632.6951 |  | 75.3117 | #DIV/0! | #DIV/0! | 49.5 | 3 | #DIV/0! | 1 | #DIV/0! | #DIV/0! |  |  | 1
0 | 0 | 0 | 0 | 1 | 1 | 19:08 | 14244 |  | -54.6603 | 632.8998 | 632.8998 | 49.8789 | 49.8789 | 3.5527e-16 | 0 | 632.8998 |  | 75.5164 | #DIV/0! | #DIV/0! | 49.5 | 3 | #DIV/0! | 1 | #DIV/0! | #DIV/0! |  |  | 1
0 | 0 | 0 | 0 | 1 | 1 | 19:08 | 14248 |  | -54.8649 | 633.1044 | 633.1044 | 49.8789 | 49.8789 | 3.5527e-16 | 0 | 633.1044 |  | 75.721 | #DIV/0! | #DIV/0! | 49.5 | 3 | #DIV/0! | 1 | #DIV/0! | #DIV/0! |  |  | 1
0 | 0 | 0 | 0 | 1 | 1 | 19:08 | 14252 |  | -55.0696 | 633.3091 | 633.3091 | 49.8789 | 49.8789 | 3.5527e-16 | 0 | 633.3091 |  | 75.9257 | #DIV/0! | #DIV/0! | 49.5 | 3 | #DIV/0! | 1 | #DIV/0! | #DIV/0! |  |  | 1
0 | 0 | 0 | 0 | 1 | 1 | 19:08 | 14256 |  | -55.2743 | 633.5138 | 633.5138 | 49.8789 | 49.8789 | 3.5527e-16 | 0 | 633.5138 |  | 76.1304 | #DIV/0! | #DIV/0! | 49.5 | 3 | #DIV/0! | 1 | #DIV/0! | #DIV/0! |  |  | 1
0 | 0 | 0 | 0 | 1 | 1 | 19:08 | 14260 |  | -55.4789 | 633.7184 | 633.7184 | 49.8789 | 49.8789 | 3.5527e-16 | 0 | 633.7184 |  | 76.335 | #DIV/0! | #DIV/0! | 49.5 | 3 | #DIV/0! | 1 | #DIV/0! | #DIV/0! |  |  | 1
0 | 0 | 0 | 0 | 1 | 1 | 19:08 | 14264 |  | -55.6836 | 633.9231 | 633.9231 | 49.8789 | 49.8789 | 3.5527e-16 | 0 | 633.9231 |  | 76.5397 | #DIV/0! | #DIV/0! | 49.5 | 3 | #DIV/0! | 1 | #DIV/0! | #DIV/0! |  |  | 1
0 | 0 | 0 | 0 | 1 | 1 | 19:08 | 14268 |  | -55.8883 | 634.1278 | 634.1278 | 49.8789 | 49.8789 | 3.5527e-16 | 0 | 634.1278 |  | 76.7444 | #DIV/0! | #DIV/0! | 49.5 | 3 | #DIV/0! | 1 | #DIV/0! | #DIV/0! |  |  | 1
0 | 0 | 0 | 0 | 1 | 1 | 19:08 | 14272 |  | -56.0929 | 634.3324 | 634.3324 | 49.8789 | 49.8789 | 3.5527e-16 | 0 | 634.3324 |  | 76.949 | #DIV/0! | #DIV/0! | 49.5 | 3 | #DIV/0! | 1 | #DIV/0! | #DIV/0! |  |  | 1
0 | 0 | 0 | 0 | 1 | 1 | 19:09 | 14276 |  | -56.2976 | 634.5371 | 634.5371 | 49.8789 | 49.8789 | 3.5527e-16 | 0 | 634.5371 |  | 77.1537 | #DIV/0! | #DIV/0! | 49.5 | 3 | #DIV/0! | 1 | #DIV/0! | #DIV/0! |  |  | 1
0 | 0 | 0 | 0 | 1 | 1 | 19:09 | 14280 |  | -56.5023 | 634.7418 | 634.7418 | 49.8789 | 49.8789 | 3.5527e-16 | 0 | 634.7418 |  | 77.3584 | #DIV/0! | #DIV/0! | 49.5 | 3 | #DIV/0! | 1 | #DIV/0! | #DIV/0! |  |  | 1
0 | 0 | 0 | 0 | 1 | 1 | 19:09 | 14284 |  | -56.7069 | 634.9464 | 634.9464 | 49.8789 | 49.8789 | 3.5527e-16 | 0 | 634.9464 |  | 77.563 | #DIV/0! | #DIV/0! | 49.5 | 3 | #DIV/0! | 1 | #DIV/0! | #DIV/0! |  |  | 1
0 | 0 | 0 | 0 | 1 | 1 | 19:09 | 14288 |  | -56.9116 | 635.1511 | 635.1511 | 49.8789 | 49.8789 | 3.5527e-16 | 0 | 635.1511 |  | 77.7677 | #DIV/0! | #DIV/0! | 49.5 | 3 | #DIV/0! | 1 | #DIV/0! | #DIV/0! |  |  | 1
0 | 0 | 0 | 0 | 1 | 1 | 19:09 | 14292 |  | -57.1163 | 635.3558 | 635.3558 | 49.8789 | 49.8789 | 3.5527e-16 | 0 | 635.3558 |  | 77.9724 | #DIV/0! | #DIV/0! | 49.5 | 3 | #DIV/0! | 1 | #DIV/0! | #DIV/0! |  |  | 1
0 | 0 | 0 | 0 | 1 | 1 | 19:09 | 14296 |  | -57.3209 | 635.5604 | 635.5604 | 49.8789 | 49.8789 | 3.5527e-16 | 0 | 635.5604 |  | 78.177 | #DIV/0! | #DIV/0! | 49.5 | 3 | #DIV/0! | 1 | #DIV/0! | #DIV/0! |  |  | 1
0 | 0 | 0 | 0 | 1 | 1 | 19:09 | 14300 |  | -57.5256 | 635.7651 | 635.7651 | 49.8789 | 49.8789 | 3.5527e-16 | 0 | 635.7651 |  | 78.3817 | #DIV/0! | #DIV/0! | 49.5 | 3 | #DIV/0! | 1 | #DIV/0! | #DIV/0! |  |  | 1
0 | 0 | 0 | 0 | 1 | 1 | 19:09 | 14304 |  | -57.7303 | 635.9698 | 635.9698 | 49.8789 | 49.8789 | 3.5527e-16 | 0 | 635.9698 |  | 78.5864 | #DIV/0! | #DIV/0! | 49.5 | 3 | #DIV/0! | 1 | #DIV/0! | #DIV/0! |  |  | 1
0 | 0 | 0 | 0 | 1 | 1 | 19:09 | 14308 |  | -57.9349 | 636.1744 | 636.1744 | 49.8789 | 49.8789 | 3.5527e-16 | 0 | 636.1744 |  | 78.791 | #DIV/0! | #DIV/0! | 49.5 | 3 | #DIV/0! | 1 | #DIV/0! | #DIV/0! |  |  | 1
0 | 0 | 0 | 0 | 1 | 1 | 19:09 | 14312 |  | -58.1396 | 636.3791 | 636.3791 | 49.8789 | 49.8789 | 3.5527e-16 | 0 | 636.3791 |  | 78.9957 | #DIV/0! | #DIV/0! | 49.5 | 3 | #DIV/0! | 1 | #DIV/0! | #DIV/0! |  |  | 1
0 | 0 | 0 | 0 | 1 | 1 | 19:09 | 14316 |  | -58.3443 | 636.5838 | 636.5838 | 49.8789 | 49.8789 | 3.5527e-16 | 0 | 636.5838 |  | 79.2004 | #DIV/0! | #DIV/0! | 49.5 | 3 | #DIV/0! | 1 | #DIV/0! | #DIV/0! |  |  | 1
0 | 0 | 0 | 0 | 1 | 1 | 19:09 | 14320 |  | -58.5489 | 636.7884 | 636.7884 | 49.8789 | 49.8789 | 3.5527e-16 | 0 | 636.7884 |  | 79.405 | #DIV/0! | #DIV/0! | 49.5 | 3 | #DIV/0! | 1 | #DIV/0! | #DIV/0! |  |  | 1
0 | 0 | 0 | 0 | 1 | 1 | 19:09 | 14324 |  | -58.7536 | 636.9931 | 636.9931 | 49.8789 | 49.8789 | 3.5527e-16 | 0 | 636.9931 |  | 79.6097 | #DIV/0! | #DIV/0! | 49.5 | 3 | #DIV/0! | 1 | #DIV/0! | #DIV/0! |  |  | 1
0 | 0 | 0 | 0 | 1 | 1 | 19:09 | 14328 |  | -58.9583 | 637.1978 | 637.1978 | 49.8789 | 49.8789 | 3.5527e-16 | 0 | 637.1978 |  | 79.8144 | #DIV/0! | #DIV/0! | 49.5 | 3 | #DIV/0! | 1 | #DIV/0! | #DIV/0! |  |  | 1
0 | 0 | 0 | 0 | 1 | 1 | 19:09 | 14332 |  | -59.1629 | 637.4024 | 637.4024 | 49.8789 | 49.8789 | 3.5527e-16 | 0 | 637.4024 |  | 80.019 | #DIV/0! | #DIV/0! | 49.5 | 3 | #DIV/0! | 1 | #DIV/0! | #DIV/0! |  |  | 1
0 | 0 | 0 | 0 | 1 | 1 | 19:10 | 14336 |  | -59.3676 | 637.6071 | 637.6071 | 49.8789 | 49.8789 | 3.5527e-16 | 0 | 637.6071 |  | 80.2237 | #DIV/0! | #DIV/0! | 49.5 | 3 | #DIV/0! | 1 | #DIV/0! | #DIV/0! |  |  | 1
0 | 0 | 0 | 0 | 1 | 1 | 19:10 | 14340 |  | -59.5723 | 637.8118 | 637.8118 | 49.8789 | 49.8789 | 3.5527e-16 | 0 | 637.8118 |  | 80.4284 | #DIV/0! | #DIV/0! | 49.5 | 3 | #DIV/0! | 1 | #DIV/0! | #DIV/0! |  |  | 1
0 | 0 | 0 | 0 | 1 | 1 | 19:10 | 14344 |  | -59.7769 | 638.0164 | 638.0164 | 49.8789 | 49.8789 | 3.5527e-16 | 0 | 638.0164 |  | 80.633 | #DIV/0! | #DIV/0! | 49.5 | 3 | #DIV/0! | 1 | #DIV/0! | #DIV/0! |  |  | 1
0 | 0 | 0 | 0 | 1 | 1 | 19:10 | 14348 |  | -59.9816 | 638.2211 | 638.2211 | 49.8789 | 49.8789 | 3.5527e-16 | 0 | 638.2211 |  | 80.8377 | #DIV/0! | #DIV/0! | 49.5 | 3 | #DIV/0! | 1 | #DIV/0! | #DIV/0! |  |  | 1
0 | 0 | 0 | 0 | 1 | 1 | 19:10 | 14352 |  | -60.1863 | 638.4258 | 638.4258 | 49.8789 | 49.8789 | 3.5527e-16 | 0 | 638.4258 |  | 81.0424 | #DIV/0! | #DIV/0! | 49.5 | 3 | #DIV/0! | 1 | #DIV/0! | #DIV/0! |  |  | 1
0 | 0 | 0 | 0 | 1 | 1 | 19:10 | 14356 |  | -60.3909 | 638.6304 | 638.6304 | 49.8789 | 49.8789 | 3.5527e-16 | 0 | 638.6304 |  | 81.247 | #DIV/0! | #DIV/0! | 49.5 | 3 | #DIV/0! | 1 | #DIV/0! | #DIV/0! |  |  | 1
0 | 0 | 0 | 0 | 1 | 1 | 19:10 | 14360 |  | -60.5956 | 638.8351 | 638.8351 | 49.8789 | 49.8789
0 | 0 | 0 | 0 | 1 | 1 | 19:10 | 14364 |  | -60.8003 | 639.0398 | 639.0398 | 49.8789 | 49.8789
0 | 0 | 0 | 0 | 1 | 1 | 19:10 | 14368 |  | -61.0049 | 639.2444 | 639.2444 | 49.8789
0 | 0 | 0 | 0 | 1 | 1 | 19:10 | 14372 |  | -61.2096 | 639.4491 | 639.4491 | 49.8789
0 | 0 | 0 | 0 | 1 | 1 | 19:10 | 14376 |  | -61.4143 | 639.6538 | 639.6538 | 49.8789
0 | 0 | 0 | 0 | 1 | 1 | 19:10 | 14380 |  | -61.6189 | 639.8584 | 639.8584 | 49.8789
0 | 0 | 0 | 0 | 1 | 1 | 19:10 | 14384 |  | -61.8236 | 640.0631 | 640.0631 | 49.8789
0 | 0 | 0 | 0 | 1 | 1 | 19:10 | 14388 |  | -62.0283 | 640.2678 | 640.2678 | 49.8789
0 | 0 | 0 | 0 | 1 | 1 | 19:10 | 14392 |  | -62.2329 | 640.4724 | 640.4724 | 49.8789
0 | 0 | 0 | 0 | 1 | 1 | 19:11 | 14396 |  | -62.4376 | 640.6771 | 640.6771 | 49.8789
0 | 0 | 0 | 0 | 1 | 1 | 19:11 | 14400 |  | -62.6423 | 640.8818 | 640.8818 | 49.8789
Note on G3: jstevens: MIN(SB, SC)
Note on G4: jstevens: FC-MIN(FC, Fast Service Enabled)

## RaiseSlow
Intermediate Data - Do not Change |  |  |  |  | Section references are to User Guide v3.0
Time conversion | 0:00 | RT0 | 581.9845 |  | 2.2(b) - Results
Time interval | 0:00 | Frequency Setting | 0 |  | SLOW RAISE | 69.5 | MW
Smoothing Constant | 0.1 | Disturbance time | 15:11 |  | SE | 171 | MW
G | 1 | Reference time | 398.8 |  | SB | 152.2
freq. ramp rate | 0.125 |  |  |  | SC | 181
freq. ref time | 2.8 |  |  |  | FD | 69.5 | Participant supplied fast data used for calculation.
Deadband Lower Limit | 50 | Combined Controller | NO |  | Slow Enablement | 10
[19 empty] | Section 2.2 (a)(x) | Section 2.2(a)(xi)
[11 empty] | Section 2.2 (a)(v) | [7 empty] | SB | SC
[8 empty] | Section 2.2 (a)(i) |  | Section 2.2 (a)(iii) | SA | Section 2.2 (a)(vi) | Section 2.2 (a)(vii) |  | Section 2.2 (a)(viii) |  |  | Section 3.6 (a)(ix) | 152.2 | 181
Raw Data |  |  |  | Checking |  |  | Checking |  |  |  | 557.3834 | [7 empty] | 6 < t < 60 | 60 < t < 300
Local frequency | FS - Switched | FP - Proportional | Power flow | disturbance | Time | Relative time | frequency at |  |  |  | PRE-EVENT (-20<t<-8) | POST-EVENT (t>0) |  |  |  |  | Proportionally Compensated |  | Compensated | Compensated | Frequency
Hz - Raw | MW | MW | MW | time | hh:mm:ss.00 | sec | t = 0 | Reference Trajectory | Adjustment | Adjusted Power | MW | Basic response (MW) | SS (Raw) | SP (Raw) | Fresp-rate | Proportional Control Comp | Basic response (MW) - FP | Adjusted Response | Basic response (MW) | Basic response (MW) | Recovery?
49.8854 | 0 | 556.5164 | 556.5164 |  | 15:10 | -32 |  | 579.7925 | 2.192 | 558.7084 |  | 0 | 0 | 0 | [6 empty] | 0
49.8666 | 0 | 556.1486 | 556.1486 |  | 15:10 | -28 |  | 580.0665 | 1.918 | 558.0666 |  | 0 | 0 | 0 | [6 empty] | 0
49.8666 | 0 | 556.3324 | 556.3324 |  | 15:10 | -24 |  | 580.3405 | 1.644 | 557.9764 |  | 0 | 0 | 0 | [6 empty] | 0
49.8654 | 0 | 556.5164 | 556.5164 |  | 15:10 | -20 |  | 580.6145 | 1.37 | 557.8864 | 557.8864 | 0 | 0 | 0 | [6 empty] | 0
49.8666 | 0 | 556.3324 | 556.3324 |  | 15:10 | -16 |  | 580.8885 | 1.096 | 557.4284 | 557.4284 | 0 | 0 | 0 | [6 empty] | 0
49.8804 | 0 | 556.3324 | 556.3324 |  | 15:10 | -12 |  | 581.1625 | 0.822 | 557.1544 | 557.1544 | 0 | 0 | 0 | [6 empty] | 0
49.8978 | 0 | 556.5164 | 556.5164 |  | 15:10 | -8 |  | 581.4365 | 0.548 | 557.0644 | 557.0644 | 0 | 0 | 0 | [6 empty] | 0
49.8929 | 0 | 555.7808 | 555.7808 |  | 15:11 | -4 |  | 581.7105 | 0.274 | 556.0548 |  | 0 | 0 | 0 | [6 empty] | 0
49.7253 | 0 | 567.9188 | 567.9188 | 1 | 15:11 | 0 | 49.7253 | 581.9845 | 0 | 567.9188 |  | 0 | 0 | 0 | [6 empty] | 0
49.548 | 0 | 589.8043 | 589.8043 | 1 | 15:11 | 4 |  | 582.2585 | 0 | 589.8043 |  | 32.4209 | 0 | 32.4209 | 49.5 | 1.1062 | 35.8654 | 35.8654 |  |  | 0
49.5369 | 0 | 597.1608 | 597.1608 | 1 | 15:11 | 8 |  | 582.5325 | 0 | 597.1608 |  | 39.7774 | 0 | 39.7774 | 49.5 | 1.0796 | 42.945 | 42.945 | 42.945 |  | 0
49.6118 | 0 | 605.069 | 605.069 | 1 | 15:11 | 12 |  | 582.8065 | 0 | 605.069 |  | 47.6856 | 0 | 47.6856 | 49.5 | 1.288 | 61.4189 | 61.4189 | 61.4189 |  | 0
49.6686 | 0 | 610.9542 | 610.9542 | 1 | 15:11 | 16 |  | 583.0805 | 0 | 610.9542 |  | 53.5708 | 0 | 53.5708 | 49.5 | 1.5086 | 80.8177 | 80.8177 | 80.8177 |  | 0
49.6673 | 0 | 615.368 | 615.368 | 1 | 15:11 | 20 |  | 583.3545 | 0 | 615.368 |  | 57.9846 | 0 | 57.9846 | 49.5 | 1.5031 | 87.1556 | 87.1556 | 87.1556 |  | 0
49.6414 | 0 | 618.3107 | 618.3107 | 1 | 15:11 | 24 |  | 583.6285 | 0 | 618.3107 |  | 60.9273 | 0 | 60.9273 | 49.5 | 1.3944 | 84.954 | 84.954 | 84.954 |  | 0
49.6217 | 0 | 619.0463 | 619.0463 | 1 | 15:11 | 28 |  | 583.9025 | 0 | 619.0463 |  | 61.6629 | 0 | 61.6629 | 49.5 | 1.3218 | 81.5043 | 81.5043 | 81.5043 |  | 0
49.5824 | 0 | 620.8854 | 620.8854 | 1 | 15:11 | 32 |  | 584.1765 | 0 | 620.8854 |  | 63.502 | 0 | 63.502 | 49.5 | 1.1972 | 76.0248 | 76.0248 | 76.0248 |  | 0
49.5541 | 0 | 620.1498 | 620.1498 | 1 | 15:11 | 36 |  | 584.4505 | 0 | 620.1498 |  | 62.7664 | 0 | 62.7664 | 49.5 | 1.1214 | 70.3849 | 70.3849 | 70.3849 |  | 0
49.57 | 0 | 620.1498 | 620.1498 | 1 | 15:11 | 40 |  | 584.7245 | 0 | 620.1498 |  | 62.7664 | 0 | 62.7664 | 49.5 | 1.1628 | 72.9842 | 72.9842 | 72.9842 |  | 0
49.5996 | 0 | 619.9659 | 619.9659 | 1 | 15:11 | 44 |  | 584.9985 | 0 | 619.9659 |  | 62.5825 | 0 | 62.5825 | 49.5 | 1.2488 | 78.15 | 78.15 | 78.15 |  | 0
49.6254 | 0 | 622.3568 | 622.3568 | 1 | 15:11 | 48 |  | 585.2725 | 0 | 622.3568 |  | 64.9734 | 0 | 64.9734 | 49.5 | 1.3347 | 86.7214 | 86.7214 | 86.7214 |  | 0
49.6193 | 0 | 621.2532 | 621.2532 | 1 | 15:11 | 52 |  | 585.5465 | 0 | 621.2532 |  | 63.8698 | 0 | 63.8698 | 49.5 | 1.3133 | 83.8803 | 83.8803 | 83.8803 |  | 0
49.6057 | 0 | 621.4371 | 621.4371 | 1 | 15:12 | 56 |  | 585.8205 | 0 | 621.4371 |  | 64.0537 | 0 | 64.0537 | 49.5 | 1.2681 | 81.2246 | 81.2246 | 81.2246 |  | 0
49.5972 | 0 | 619.5981 | 619.5981 | 1 | 15:12 | 60 |  | 586.0945 | 0 | 619.5981 |  | 62.2147 | 0 | 62.2147 | 49.5 | 1.2412 | 77.2201 | 77.2201 | 77.2201 |  | 0
49.6045 | 0 | 619.5981 | 619.5981 | 1 | 15:12 | 64 |  | 586.3685 | 0 | 619.5981 |  | 62.2147 | 0 | 62.2147 | 49.5 | 1.2642 | 78.6492 | 78.6492 |  | 78.6492 | 0
49.6266 | 0 | 619.2302 | 619.2302 | 1 | 15:12 | 68 |  | 586.6425 | 0 | 619.2302 |  | 61.8468 | 0 | 61.8468 | 49.5 | 1.3391 | 82.818 | 82.818 |  | 82.818 | 0
49.6341 | 0 | 618.3107 | 618.3107 | 1 | 15:12 | 72 |  | 586.9165 | 0 | 618.3107 |  | 60.9273 | 0 | 60.9273 | 49.5 | 1.3664 | 83.2522 | 83.2522 |  | 83.2522 | 0
49.629 | 0 | 619.0463 | 619.0463 | 1 | 15:12 | 76 |  | 587.1905 | 0 | 619.0463 |  | 61.6629 | 0 | 61.6629 | 49.5 | 1.3479 | 83.1148 | 83.1148 |  | 83.1148 | 0
49.6229 | 0 | 618.4946 | 618.4946 | 1 | 15:12 | 80 |  | 587.4645 | 0 | 618.4946 |  | 61.1112 | 0 | 61.1112 | 49.5 | 1.326 | 81.0364 | 81.0364 |  | 81.0364 | 0
49.5996 | 0 | 617.3911 | 617.3911 | 1 | 15:12 | 84 |  | 587.7385 | 0 | 617.3911 |  | 60.0077 | 0 | 60.0077 | 49.5 | 1.2488 | 74.9347 | 74.9347 |  | 74.9347 | 0
49.5909 | 0 | 615.5519 | 615.5519 | 1 | 15:12 | 88 |  | 588.0125 | 0 | 615.5519 |  | 58.1685 | 0 | 58.1685 | 49.5 | 1.2222 | 71.0933 | 71.0933 |  | 71.0933 | 0
49.6057 | 0 | 614.6324 | 614.6324 | 1 | 15:12 | 92 |  | 588.2865 | 0 | 614.6324 |  | 57.249 | 0 | 57.249 | 49.5 | 1.2681 | 72.5957 | 72.5957 |  | 72.5957 | 0
49.602 | 0 | 614.6324 | 614.6324 | 1 | 15:12 | 96 |  | 588.5605 | 0 | 614.6324 |  | 57.249 | 0 | 57.249 | 49.5 | 1.2564 | 71.9281 | 71.9281 |  | 71.9281 | 0
49.6008 | 0 | 613.7129 | 613.7129 | 1 | 15:12 | 100 |  | 588.8345 | 0 | 613.7129 |  | 56.3295 | 0 | 56.3295 | 49.5 | 1.2526 | 70.5565 | 70.5565 |  | 70.5565 | 0
49.6081 | 0 | 612.7933 | 612.7933 | 1 | 15:12 | 104 |  | 589.1085 | 0 | 612.7933 |  | 55.4099 | 0 | 55.4099 | 49.5 | 1.276 | 70.7011 | 70.7011 |  | 70.7011 | 0
49.6156 | 0 | 613.345 | 613.345 | 1 | 15:12 | 108 |  | 589.3825 | 0 | 613.345 |  | 55.9616 | 0 | 55.9616 | 49.5 | 1.3008 | 72.7946 | 72.7946 |  | 72.7946 | 0
49.6106 | 0 | 613.345 | 613.345 | 1 | 15:12 | 112 |  | 589.6565 | 0 | 613.345 |  | 55.9616 | 0 | 55.9616 | 49.5 | 1.284 | 71.8525 | 71.8525 |  | 71.8525 | 0
49.6242 | 0 | 611.5059 | 611.5059 | 1 | 15:13 | 116 |  | 589.9305 | 0 | 611.5059 |  | 54.1225 | 0 | 54.1225 | 49.5 | 1.3304 | 72.002 | 72.002 |  | 72.002 | 0
49.6501 | 0 | 609.8508 | 609.8508 | 1 | 15:13 | 120 |  | 590.2045 | 0 | 609.8508 |  | 52.4674 | 0 | 52.4674 | 49.5 | 1.429 | 74.9749 | 74.9749 |  | 74.9749 | 0
49.6735 | 0 | 612.0577 | 612.0577 | 1 | 15:13 | 124 |  | 590.4785 | 0 | 612.0577 |  | 54.6743 | 0 | 54.6743 | 49.5 | 1.5312 | 83.7151 | 83.7151 |  | 83.7151 | 0
49.6809 | 0 | 610.0347 | 610.0347 | 1 | 15:13 | 128 |  | 590.7525 | 0 | 610.0347 |  | 52.6513 | 0 | 52.6513 | 49.5 | 1.5671 | 82.5074 | 82.5074 |  | 82.5074 | 0
49.6771 | 0 | 610.2186 | 610.2186 | 1 | 15:13 | 132 |  | 591.0265 | 0 | 610.2186 |  | 52.8352 | 0 | 52.8352 | 49.5 | 1.5485 | 81.8161 | 81.8161 |  | 81.8161 | 0
49.6797 | 0 | 609.8508 | 609.8508 | 1 | 15:13 | 136 |  | 591.3005 | 0 | 609.8508 |  | 52.4674 | 0 | 52.4674 | 49.5 | 1.5611 | 81.9061 | 81.9061 |  | 81.9061 | 0
49.6747 | 0 | 609.299 | 609.299 | 1 | 15:13 | 140 |  | 591.5745 | 0 | 609.299 |  | 51.9156 | 0 | 51.9156 | 49.5 | 1.5369 | 79.7891 | 79.7891 |  | 79.7891 | 0
49.6599 | 0 | 610.2186 | 610.2186 | 1 | 15:13 | 144 |  | 591.8485 | 0 | 610.2186 |  | 52.8352 | 0 | 52.8352 | 49.5 | 1.47 | 77.6691 | 77.6691 |  | 77.6691 | 0
49.6501 | 0 | 609.8508 | 609.8508 | 1 | 15:13 | 148 |  | 592.1225 | 0 | 609.8508 |  | 52.4674 | 0 | 52.4674 | 49.5 | 1.429 | 74.9749 | 74.9749 |  | 74.9749 | 0
49.6414 | 0 | 608.9312 | 608.9312 | 1 | 15:13 | 152 |  | 592.3965 | 0 | 608.9312 |  | 51.5478 | 0 | 51.5478 | 49.5 | 1.3944 | 71.8757 | 71.8757 |  | 71.8757 | 0
49.6513 | 0 | 609.6667 | 609.6667 | 1 | 15:13 | 156 |  | 592.6705 | 0 | 609.6667 |  | 52.2833 | 0 | 52.2833 | 49.5 | 1.434 | 74.9753 | 74.9753 |  | 74.9753 | 0
49.6661 | 0 | 609.6667 | 609.6667 | 1 | 15:13 | 160 |  | 592.9445 | 0 | 609.6667 |  | 52.2833 | 0 | 52.2833 | 49.5 | 1.4976 | 78.2989 | 78.2989 |  | 78.2989 | 0
49.6834 | 0 | 609.6667 | 609.6667 | 1 | 15:13 | 164 |  | 593.2185 | 0 | 609.6667 |  | 52.2833 | 0 | 52.2833 | 49.5 | 1.5791 | 82.5621 | 82.5621 |  | 82.5621 | 0
49.6957 | 0 | 610.4024 | 610.4024 | 1 | 15:13 | 168 |  | 593.4925 | 0 | 610.4024 |  | 53.019 | 0 | 53.019 | 49.5 | 1.6433 | 87.1249 | 87.1249 |  | 87.1249 | 0
49.7081 | 0 | 610.5864 | 610.5864 | 1 | 15:13 | 172 |  | 593.7665 | 0 | 610.5864 |  | 53.203 | 0 | 53.203 | 49.5 | 1.7129 | 91.1291 | 91.1291 |  | 91.1291 | 0
49.7302 | 0 | 611.5059 | 611.5059 | 1 | 15:14 | 176 |  | 594.0405 | 0 | 611.5059 |  | 54.1225 | 0 | 54.1225 | 49.5 | 1.8534 | 100.3086 | 100.3086 |  | 100.3086 | 0
49.7427 | 0 | 612.6094 | 612.6094 | 1 | 15:14 | 180 |  | 594.3145 | 0 | 612.6094 |  | 55.226 | 0 | 55.226 | 49.5 | 1.9435 | 107.3308 | 107.3308 |  | 107.3308 | 0
49.7192 | 0 | 613.345 | 613.345 | 1 | 15:14 | 184 |  | 594.5885 | 0 | 613.345 |  | 55.9616 | 0 | 55.9616 | 49.5 | 1.7808 | 99.6574 | 99.6574 |  | 99.6574 | 0
49.6783 | 0 | 614.8163 | 614.8163 | 1 | 15:14 | 188 |  | 594.8625 | 0 | 614.8163 |  | 57.4329 | 0 | 57.4329 | 49.5 | 1.5544 | 89.273 | 89.273 |  | 89.273 | 0
49.6759 | 0 | 613.1611 | 613.1611 | 1 | 15:14 | 192 |  | 595.1365 | 0 | 613.1611 |  | 55.7777 | 0 | 55.7777 | 49.5 | 1.5427 | 86.0475 | 86.0475 |  | 86.0475 | 0
49.7118 | 0 | 612.4255 | 612.4255 | 1 | 15:14 | 196 |  | 595.4105 | 0 | 612.4255 |  | 55.0421 | 0 | 55.0421 | 49.5 | 1.7346 | 95.4763 | 95.4763 |  | 95.4763 | 0
49.7316 | 0 | 613.5289 | 613.5289 | 1 | 15:14 | 200 |  | 595.6845 | 0 | 613.5289 |  | 56.1455 | 0 | 56.1455 | 49.5 | 1.8628 | 104.5891 | 104.5891 |  | 104.5891 | 0
49.7439 | 0 | 614.8163 | 614.8163 | 1 | 15:14 | 204 |  | 595.9585 | 0 | 614.8163 |  | 57.4329 | 0 | 57.4329 | 49.5 | 1.9527 | 112.1517 | 112.1517 |  | 112.1517 | 0
49.7302 | 0 | 616.4716 | 616.4716 | 1 | 15:14 | 208 |  | 596.2325 | 0 | 616.4716 |  | 59.0882 | 0 | 59.0882 | 49.5 | 1.8534 | 109.5118 | 109.5118 |  | 109.5118 | 0
49.7043 | 0 | 616.6555 | 616.6555 | 1 | 15:14 | 212 |  | 596.5065 | 0 | 616.6555 |  | 59.2721 | 0 | 59.2721 | 49.5 | 1.6908 | 100.2166 | 100.2166 |  | 100.2166 | 0
49.6747 | 0 | 616.8394 | 616.8394 | 1 | 15:14 | 216 |  | 596.7805 | 0 | 616.8394 |  | 59.456 | 0 | 59.456 | 49.5 | 1.5369 | 91.378 | 91.378 |  | 91.378 | 0
49.6846 | 0 | 617.0233 | 617.0233 | 1 | 15:14 | 220 |  | 597.0545 | 0 | 617.0233 |  | 59.6399 | 0 | 59.6399 | 49.5 | 1.5852 | 94.5435 | 94.5435 |  | 94.5435 | 0
49.6846 | 0 | 615.368 | 615.368 | 1 | 15:14 | 224 |  | 597.3285 | 0 | 615.368 |  | 57.9846 | 0 | 57.9846 | 49.5 | 1.5852 | 91.9194 | 91.9194 |  | 91.9194 | 0
49.7081 | 0 | 617.3911 | 617.3911 | 1 | 15:14 | 228 |  | 597.6025 | 0 | 617.3911 |  | 60.0077 | 0 | 60.0077 | 49.5 | 1.7129 | 102.7846 | 102.7846 |  | 102.7846 | 0
49.7253 | 0 | 617.2072 | 617.2072 | 1 | 15:14 | 232 |  | 597.8765 | 0 | 617.2072 |  | 59.8238 | 0 | 59.8238 | 49.5 | 1.8204 | 108.9012 | 108.9012 |  | 108.9012 | 0
49.7316 | 0 | 618.4946 | 618.4946 | 1 | 15:15 | 236 |  | 598.1505 | 0 | 618.4946 |  | 61.1112 | 0 | 61.1112 | 49.5 | 1.8628 | 113.8393 | 113.8393 |  | 113.8393 | 0
49.7266 | 0 | 619.782 | 619.782 | 1 | 15:15 | 240 |  | 598.4245 | 0 | 619.782 |  | 62.3986 | 0 | 62.3986 | 49.5 | 1.8285 | 114.0951 | 114.0951 |  | 114.0951 | 0
49.7278 | 0 | 619.9659 | 619.9659 | 1 | 15:15 | 244 |  | 598.6985 | 0 | 619.9659 |  | 62.5825 | 0 | 62.5825 | 49.5 | 1.8367 | 114.9484 | 114.9484 |  | 114.9484 | 0
49.7266 | 0 | 620.1498 | 620.1498 | 1 | 15:15 | 248 |  | 598.9725 | 0 | 620.1498 |  | 62.7664 | 0 | 62.7664 | 49.5 | 1.8285 | 114.7676 | 114.7676 |  | 114.7676 | 0
49.7439 | 0 | 620.5176 | 620.5176 | 1 | 15:15 | 252 |  | 599.2465 | 0 | 620.5176 |  | 63.1342 | 0 | 63.1342 | 49.5 | 1.9527 | 123.2849 | 123.2849 |  | 123.2849 | 0
49.7551 | 0 | 621.4371 | 621.4371 | 1 | 15:15 | 256 |  | 599.5205 | 0 | 621.4371 |  | 64.0537 | 0 | 64.0537 | 49.5 | 2.0416 | 130.7699 | 130.7699 |  | 130.7699 | 0
49.7711 | 0 | 621.805 | 621.805 | 1 | 15:15 | 260 |  | 599.7945 | 0 | 621.805 |  | 64.4216 | 0 | 64.4216 | 49.5 | 2.1845 | 140.7261 | 140.7261 |  | 140.7261 | 0
49.7762 | 0 | 620.3337 | 620.3337 | 1 | 15:15 | 264 |  | 645.2666 | 0 | 620.3337 |  | 62.9503 | 0 | 62.9503 | 49.5 | 2.2336 | 140.6082 | 140.6082 |  | 140.6082 | 0
49.7922 | 0 | 604.3334 | 604.3334 | 1 | 15:15 | 268 |  | 644.9333 | 0 | 604.3334 |  | 46.95 | 0 | 46.95 | 49.5 | 2.4058 | 112.9529 | 112.9529 |  | 112.9529 | 0
49.7723 | 0 | 598.4482 | 598.4482 | 1 | 15:15 | 272 |  | 644.6 | 0 | 598.4482 |  | 41.0648 | 0 | 41.0648 | 49.5 | 2.1962 | 90.1849 | 90.1849 |  | 90.1849 | 0
49.7414 | 0 | 596.2413 | 596.2413 | 1 | 15:15 | 276 |  | 644.2666 | 0 | 596.2413 |  | 38.8579 | 0 | 38.8579 | 49.5 | 1.9332 | 75.1197 | 75.1197 |  | 75.1197 | 0
49.7427 | 0 | 599.7356 | 599.7356 | 1 | 15:15 | 280 |  | 643.9333 | 0 | 599.7356 |  | 42.3522 | 0 | 42.3522 | 49.5 | 1.9435 | 82.3108 | 82.3108 |  | 82.3108 | 0
49.7662 | 0 | 597.5286 | 597.5286 | 1 | 15:15 | 284 |  | 643.6 | 0 | 597.5286 |  | 40.1452 | 0 | 40.1452 | 49.5 | 2.1389 | 85.8647 | 85.8647 |  | 85.8647 | 0
49.7847 | 0 | 596.793 | 596.793 | 1 | 15:15 | 288 |  | 643.2666 | 0 | 596.793 |  | 39.4096 | 0 | 39.4096 | 49.5 | 2.3222 | 91.5183 | 91.5183 |  | 91.5183 | 0
49.7984 | 0 | 591.2757 | 591.2757 | 1 | 15:15 | 292 |  | 642.9333 | 0 | 591.2757 |  | 33.8923 | 0 | 33.8923 | 49.5 | 2.4804 | 84.0666 | 84.0666 |  | 84.0666 | 0
49.7774 | 0 | 589.4365 | 589.4365 | 1 | 15:16 | 296 |  | 642.6 | 0 | 589.4365 |  | 32.0531 | 0 | 32.0531 | 49.5 | 2.2459 | 71.9874 | 71.9874 |  | 71.9874 | 0
49.7452 | 0 | 592.1953 | 592.1953 | 1 | 15:16 | 300 |  | 642.2666 | 0 | 592.1953 |  | 34.8119 | 0 | 34.8119 | 49.5 | 1.9621 | 68.3042 | 68.3042 |  | 68.3042 | 0
49.7217 | 0 | 606.3564 | 606.3564 | 1 | 15:16 | 304 |  | 641.9333 | 0 | 606.3564 |  | 48.973 | 0 | 48.973 | 49.5 | 1.7964 | 87.9765 | 87.9765 |  |  | 0
49.7241 | 0 | 611.6899 | 611.6899 | 1 | 15:16 | 308 |  | 641.6 | 0 | 611.6899 |  | 54.3065 | 0 | 54.3065 | 49.5 | 1.8123 | 98.4206 | 98.4206 |  |  | 0
49.7353 | 0 | 615.5519 | 615.5519 | 1 | 15:16 | 312 |  | 641.2666 | 0 | 615.5519 |  | 58.1685 | 0 | 58.1685 | 49.5 | 1.8886 | 109.8555 | 109.8555 |  |  | 0
49.7316 | 0 | 613.7129 | 613.7129 | 1 | 15:16 | 316 |  | 640.9333 | 0 | 613.7129 |  | 56.3295 | 0 | 56.3295 | 49.5 | 1.8628 | 104.9318 | 104.9318 |  |  | 0
49.7229 | 0 | 612.9772 | 612.9772 | 1 | 15:16 | 320 |  | 640.6 | 0 | 612.9772 |  | 55.5938 | 0 | 55.5938 | 49.5 | 1.8043 | 100.31 | 100.31 |  |  | 0
49.7118 | 0 | 613.345 | 613.345 | 1 | 15:16 | 324 |  | 640.2666 | 0 | 613.345 |  | 55.9616 | 0 | 55.9616 | 49.5 | 1.7346 | 97.0713 | 97.0713 |  |  | 0
49.713 | 0 | 613.8969 | 613.8969 | 1 | 15:16 | 328 |  | 639.9333 | 0 | 613.8969 |  | 56.5135 | 0 | 56.5135 | 49.5 | 1.742 | 98.4453 | 98.4453 |  |  | 0
49.7081 | 0 | 613.1611 | 613.1611 | 1 | 15:16 | 332 |  | 639.6 | 0 | 613.1611 |  | 55.7777 | 0 | 55.7777 | 49.5 | 1.7129 | 95.5392 | 95.5392 |  |  | 0
49.7043 | 0 | 612.0577 | 612.0577 | 1 | 15:16 | 336 |  | 639.2666 | 0 | 612.0577 |  | 54.6743 | 0 | 54.6743 | 49.5 | 1.6908 | 92.4427 | 92.4427 |  |  | 0
49.697 | 0 | 611.8738 | 611.8738 | 1 | 15:16 | 340 |  | 638.9333 | 0 | 611.8738 |  | 54.4904 | 0 | 54.4904 | 49.5 | 1.6499 | 89.9033 | 89.9033 |  |  | 0
49.6895 | 0 | 611.8738 | 611.8738 | 1 | 15:16 | 344 |  | 638.6 | 0 | 611.8738 |  | 54.4904 | 0 | 54.4904 | 49.5 | 1.6102 | 87.7406 | 87.7406 |  |  | 0
49.6933 | 0 | 612.4255 | 612.4255 | 1 | 15:16 | 348 |  | 638.2666 | 0 | 612.4255 |  | 55.0421 | 0 | 55.0421 | 49.5 | 1.6302 | 89.7299 | 89.7299 |  |  | 0
49.7118 | 0 | 612.9772 | 612.9772 | 1 | 15:16 | 352 |  | 637.9333 | 0 | 612.9772 |  | 55.5938 | 0 | 55.5938 | 49.5 | 1.7346 | 96.4333 | 96.4333 |  |  | 0
49.7069 | 0 | 612.7933 | 612.7933 | 1 | 15:17 | 356 |  | 637.6 | 0 | 612.7933 |  | 55.4099 | 0 | 55.4099 | 49.5 | 1.7057 | 94.5142 | 94.5142 |  |  | 0
49.6649 | 0 | 613.8969 | 613.8969 | 1 | 15:17 | 360 |  | 637.2666 | 0 | 613.8969 |  | 56.5135 | 0 | 56.5135 | 49.5 | 1.4921 | 84.3259 | 84.3259 |  |  | 0
49.6254 | 0 | 614.8163 | 614.8163 | 1 | 15:17 | 364 |  | 636.9333 | 0 | 614.8163 |  | 57.4329 | 0 | 57.4329 | 49.5 | 1.3347 | 76.6569 | 76.6569 |  |  | 0
49.6266 | 0 | 617.575 | 617.575 | 1 | 15:17 | 368 |  | 636.6 | 0 | 617.575 |  | 60.1916 | 0 | 60.1916 | 49.5 | 1.3391 | 80.6015 | 80.6015 |  |  | 0
49.6439 | 0 | 618.6785 | 618.6785 | 1 | 15:17 | 372 |  | 636.2666 | 0 | 618.6785 |  | 61.2951 | 0 | 61.2951 | 49.5 | 1.4039 | 86.0524 | 86.0524 |  |  | 0
49.6611 | 0 | 618.1267 | 618.1267 | 1 | 15:17 | 376 |  | 635.9333 | 0 | 618.1267 |  | 60.7433 | 0 | 60.7433 | 49.5 | 1.4753 | 89.6157 | 89.6157 |  |  | 0
49.6501 | 0 | 618.4946 | 618.4946 | 1 | 15:17 | 380 |  | 635.6 | 0 | 618.4946 |  | 61.1112 | 0 | 61.1112 | 49.5 | 1.429 | 87.3267 | 87.3267 |  |  | 0
49.6193 | 0 | 617.759 | 617.759 | 1 | 15:17 | 384 |  | 635.2666 | 0 | 617.759 |  | 60.3756 | 0 | 60.3756 | 49.5 | 1.3133 | 79.2913 | 79.2913 |  |  | 0
49.6156 | 0 | 618.8623 | 618.8623 | 1 | 15:17 | 388 |  | 634.9333 | 0 | 618.8623 |  | 61.4789 | 0 | 61.4789 | 49.5 | 1.3008 | 79.9715 | 79.9715 |  |  | 0
49.6303 | 0 | 617.2072 | 617.2072 | 1 | 15:17 | 392 |  | 634.6 | 0 | 617.2072 |  | 59.8238 | 0 | 59.8238 | 49.5 | 1.3523 | 80.902 | 80.902 |  |  | 0
49.655 | 0 | 616.6555 | 616.6555 | 1 | 15:17 | 396 |  | 634.2666 | 0 | 616.6555 |  | 59.2721 | 0 | 59.2721 | 49.5 | 1.4492 | 85.8991 | 85.8991 |  |  | 0
49.6562 | 0 | 615.368 | 615.368 | 1 | 15:17 | 400 |  | 633.9333 | 0 | 615.368 |  | 57.9846 | 0 | 57.9846 | 49.5 | 1.4544 | 84.3314 | 84.3314 |  |  | 0
49.6587 | 0 | 615.5519 | 615.5519 | 1 | 15:17 | 404 |  | 633.6 | 0 | 615.5519 |  | 58.1685 | 0 | 58.1685 | 49.5 | 1.4648 | 85.2036 | 85.2036 |  |  | 0
49.6538 | 0 | 615.0002 | 615.0002 | 1 | 15:17 | 408 |  | 633.2666 | 0 | 615.0002 |  | 57.6168 | 0 | 57.6168 | 49.5 | 1.4441 | 83.206 | 83.206 |  |  | 0
49.6611 | 0 | 614.6324 | 614.6324 | 1 | 15:17 | 412 |  | 632.9333 | 0 | 614.6324 |  | 57.249 | 0 | 57.249 | 49.5 | 1.4753 | 84.4605 | 84.4605 |  |  | 0
49.6661 | 0 | 616.1038 | 616.1038 | 1 | 15:18 | 416 |  | 632.6 | 0 | 616.1038 |  | 58.7204 | 0 | 58.7204 | 49.5 | 1.4976 | 87.939 | 87.939 |  |  | 0
49.6525 | 0 | 616.6555 | 616.6555 | 1 | 15:18 | 420 |  | 632.2666 | 0 | 616.6555 |  | 59.2721 | 0 | 59.2721 | 49.5 | 1.4391 | 85.2959 | 85.2959 |  |  | 0
49.6414 | 0 | 616.8394 | 616.8394 | 1 | 15:18 | 424 |  | 631.9333 | 0 | 616.8394 |  | 59.456 | 0 | 59.456 | 49.5 | 1.3944 | 82.9025 | 82.9025 |  |  | 0
49.6414 | 0 | 618.4946 | 618.4946 | 1 | 15:18 | 428 |  | 631.6 | 0 | 618.4946 |  | 61.1112 | 0 | 61.1112 | 49.5 | 1.3944 | 85.2104 | 85.2104 |  |  | 0
49.6475 | 0 | 618.3107 | 618.3107 | 1 | 15:18 | 432 |  | 631.2666 | 0 | 618.3107 |  | 60.9273 | 0 | 60.9273 | 49.5 | 1.4185 | 86.4242 | 86.4242 |  |  | 0
49.6475 | 0 | 619.0463 | 619.0463 | 1 | 15:18 | 436 |  | 630.9333 | 0 | 619.0463 |  | 61.6629 | 0 | 61.6629 | 49.5 | 1.4185 | 87.4676 | 87.4676 |  |  | 0
49.6538 | 0 | 620.3337 | 620.3337 | 1 | 15:18 | 440 |  | 630.6 | 0 | 620.3337 |  | 62.9503 | 0 | 62.9503 | 49.5 | 1.4441 | 90.9082 | 90.9082 |  |  | 0
49.655 | 0 | 620.3337 | 620.3337 | 1 | 15:18 | 444 |  | 630.2666 | 0 | 620.3337 |  | 62.9503 | 0 | 62.9503 | 49.5 | 1.4492 | 91.2297 | 91.2297 |  |  | 0
49.6661 | 0 | 621.989 | 621.989 | 1 | 15:18 | 448 |  | 629.9333 | 0 | 621.989 |  | 64.6056 | 0 | 64.6056 | 49.5 | 1.4976 | 96.7526 | 96.7526 |  |  | 0
49.6809 | 0 | 621.0693 | 621.0693 | 1 | 15:18 | 452 |  | 629.6 | 0 | 621.0693 |  | 63.6859 | 0 | 63.6859 | 49.5 | 1.5671 | 99.7993 | 99.7993 |  |  | 0
49.6661 | 0 | 621.6211 | 621.6211 | 1 | 15:18 | 456 |  | 629.2666 | 0 | 621.6211 |  | 64.2377 | 0 | 64.2377 | 49.5 | 1.4976 | 96.2017 | 96.2017 |  |  | 0
49.6377 | 0 | 622.3568 | 622.3568 | 1 | 15:18 | 460 |  | 628.9333 | 0 | 622.3568 |  | 64.9734 | 0 | 64.9734 | 49.5 | 1.3802 | 89.6779 | 89.6779 |  |  | 0
49.6353 | 0 | 622.3568 | 622.3568 | 1 | 15:18 | 464 |  | 628.6 | 0 | 622.3568 |  | 64.9734 | 0 | 64.9734 | 49.5 | 1.371 | 89.0779 | 89.0779 |  |  | 0
49.6402 | 0 | 625.1154 | 625.1154 | 1 | 15:18 | 468 |  | 628.2666 | 0 | 625.1154 |  | 67.732 | 0 | 67.732 | 49.5 | 1.3896 | 94.1219 | 94.1219 |  |  | 0
49.6266 | 0 | 624.3798 | 624.3798 | 1 | 15:18 | 472 |  | 627.9333 | 0 | 624.3798 |  | 66.9964 | 0 | 66.9964 | 49.5 | 1.3391 | 89.7137 | 89.7137 |  |  | 0
49.6341 | 0 | 625.1154 | 625.1154 | 1 | 15:19 | 476 |  | 627.6 | 0 | 625.1154 |  | 67.732 | 0 | 67.732 | 49.5 | 1.3664 | 92.5503 | 92.5503 |  |  | 0
49.6635 | 0 | 623.0923 | 623.0923 | 1 | 15:19 | 480 |  | 627.2666 | 0 | 623.0923 |  | 65.7089 | 0 | 65.7089 | 49.5 | 1.486 | 97.6445 | 97.6445 |  |  | 0
49.697 | 0 | 622.1729 | 622.1729 | 1 | 15:19 | 484 |  | 626.9333 | 0 | 622.1729 |  | 64.7895 | 0 | 64.7895 | 49.5 | 1.6499 | 106.8957 | 106.8957 |  |  | 0
49.6834 | 0 | 622.1729 | 622.1729 | 1 | 15:19 | 488 |  | 626.6 | 0 | 622.1729 |  | 64.7895 | 0 | 64.7895 | 49.5 | 1.5791 | 102.3111 | 102.3111 |  |  | 0
49.6611 | 0 | 621.805 | 621.805 | 1 | 15:19 | 492 |  | 626.2666 | 0 | 621.805 |  | 64.4216 | 0 | 64.4216 | 49.5 | 1.4753 | 95.0423 | 95.0423 |  |  | 0
49.655 | 0 | 621.4371 | 621.4371 | 1 | 15:19 | 496 |  | 625.9333 | 0 | 621.4371 |  | 64.0537 | 0 | 64.0537 | 49.5 | 1.4492 | 92.8288 | 92.8288 |  |  | 0
49.6735 | 0 | 620.1498 | 620.1498 | 1 | 15:19 | 500 |  | 625.6 | 0 | 620.1498 |  | 62.7664 | 0 | 62.7664 | 49.5 | 1.5312 | 96.1053 | 96.1053 |  |  | 0
49.6846 | 0 | 622.7245 | 622.7245 | 1 | 15:19 | 504 |  | 625.2666 | 0 | 622.7245 |  | 65.3411 | 0 | 65.3411 | 49.5 | 1.5852 | 103.5812 | 103.5812 |  |  | 0
49.6599 | 0 | 622.7245 | 622.7245 | 1 | 15:19 | 508 |  | 624.9333 | 0 | 622.7245 |  | 65.3411 | 0 | 65.3411 | 49.5 | 1.47 | 96.0531 | 96.0531 |  |  | 0
49.6538 | 0 | 623.6442 | 623.6442 | 1 | 15:19 | 512 |  | 624.6 | 0 | 623.6442 |  | 66.2608 | 0 | 66.2608 | 49.5 | 1.4441 | 95.689 | 95.689 |  |  | 0
49.6489 | 0 | 623.2762 | 623.2762 | 1 | 15:19 | 516 |  | 624.2666 | 0 | 623.2762 |  | 65.8928 | 0 | 65.8928 | 49.5 | 1.424 | 93.8323 | 93.8323 |  |  | 0
49.6562 | 0 | 624.3798 | 624.3798 | 1 | 15:19 | 520 |  | 623.9333 | 0 | 624.3798 |  | 66.9964 | 0 | 66.9964 | 49.5 | 1.4544 | 97.438 | 97.438 |  |  | 0
49.6673 | 0 | 624.9315 | 624.9315 | 1 | 15:19 | 524 |  | 623.6 | 0 | 624.9315 |  | 67.5481 | 0 | 67.5481 | 49.5 | 1.5031 | 101.5303 | 101.5303 |  |  | 0
49.687 | 0 | 625.6671 | 625.6671 | 1 | 15:19 | 528 |  | 623.2666 | 0 | 625.6671 |  | 68.2837 | 0 | 68.2837 | 49.5 | 1.5976 | 109.0898 | 109.0898 |  |  | 0
49.7006 | 0 | 625.6671 | 625.6671 | 1 | 15:19 | 532 |  | 622.9333 | 0 | 625.6671 |  | 68.2837 | 0 | 68.2837 | 49.5 | 1.6701 | 114.038 | 114.038 |  |  | 0
49.6994 | 0 | 626.2189 | 626.2189 | 1 | 15:20 | 536 |  | 622.6 | 0 | 626.2189 |  | 68.8355 | 0 | 68.8355 | 49.5 | 1.6633 | 114.493 | 114.493 |  |  | 0
49.6797 | 0 | 626.5867 | 626.5867 | 1 | 15:20 | 540 |  | 622.2666 | 0 | 626.5867 |  | 69.2033 | 0 | 69.2033 | 49.5 | 1.5611 | 108.0323 | 108.0323 |  |  | 0
49.655 | 0 | 626.2189 | 626.2189 | 1 | 15:20 | 544 |  | 621.9333 | 0 | 626.2189 |  | 68.8355 | 0 | 68.8355 | 49.5 | 1.4492 | 99.7587 | 99.7587 |  |  | 0
49.6587 | 0 | 625.1154 | 625.1154 | 1 | 15:20 | 548 |  | 621.6 | 0 | 625.1154 |  | 67.732 | 0 | 67.732 | 49.5 | 1.4648 | 99.212 | 99.212 |  |  | 0
49.6747 | 0 | 626.5867 | 626.5867 | 1 | 15:20 | 552 |  | 621.2666 | 0 | 626.5867 |  | 69.2033 | 0 | 69.2033 | 49.5 | 1.5369 | 106.3586 | 106.3586 |  |  | 0
49.6834 | 0 | 626.035 | 626.035 | 1 | 15:20 | 556 |  | 620.9333 | 0 | 626.035 |  | 68.6516 | 0 | 68.6516 | 49.5 | 1.5791 | 108.4098 | 108.4098 |  |  | 0
49.6686 | 0 | 626.4028 | 626.4028 | 1 | 15:20 | 560 |  | 620.6 | 0 | 626.4028 |  | 69.0194 | 0 | 69.0194 | 49.5 | 1.5086 | 104.1236 | 104.1236 |  |  | 0
49.6623 | 0 | 625.8511 | 625.8511 | 1 | 15:20 | 564 |  | 651.0546 | 0 | 625.8511 |  | 68.4677 | 0 | 68.4677 | 49.5 | 1.4806 | 101.3766 | 101.3766 |  |  | 0
49.6673 | 0 | 627.1384 | 627.1384 | 1 | 15:20 | 568 |  | 650.7729 | 0 | 627.1384 |  | 69.755 | 0 | 69.755 | 49.5 | 1.5031 | 104.8474 | 104.8474 |  |  | 0
49.6747 | 0 | 626.9545 | 626.9545 | 1 | 15:20 | 572 |  | 650.4913 | 0 | 626.9545 |  | 69.5711 | 0 | 69.5711 | 49.5 | 1.5369 | 106.9239 | 106.9239 |  |  | 0
49.6673 | 0 | 628.058 | 628.058 | 1 | 15:20 | 576 |  | 650.2096 | 0 | 628.058 |  | 70.6746 | 0 | 70.6746 | 49.5 | 1.5031 | 106.2297 | 106.2297 |  |  | 0
49.6599 | 0 | 627.6902 | 627.6902 | 1 | 15:20 | 580 |  | 649.9279 | 0 | 627.6902 |  | 70.3068 | 0 | 70.3068 | 49.5 | 1.47 | 103.3528 | 103.3528 |  |  | 0
49.6414 | 0 | 627.5063 | 627.5063 | 1 | 15:20 | 584 |  | 649.6463 | 0 | 627.5063 |  | 70.1229 | 0 | 70.1229 | 49.5 | 1.3944 | 97.7759 | 97.7759 |  |  | 0
49.6303 | 0 | 628.7936 | 628.7936 | 1 | 15:20 | 588 |  | 649.3646 | 0 | 628.7936 |  | 71.4102 | 0 | 71.4102 | 49.5 | 1.3523 | 96.5707 | 96.5707 |  |  | 0
49.6562 | 0 | 627.3223 | 627.3223 | 1 | 15:20 | 592 |  | 649.0829 | 0 | 627.3223 |  | 69.9389 | 0 | 69.9389 | 49.5 | 1.4544 | 101.7175 | 101.7175 |  |  | 0
49.6919 | 0 | 626.5867 | 626.5867 | 1 | 15:21 | 596 |  | 648.8013 | 0 | 626.5867 |  | 69.2033 | 0 | 69.2033 | 49.5 | 1.623 | 112.3138 | 112.3138 |  |  | 0
49.6834 | 0 | 626.7706 | 626.7706 | 1 | 15:21 | 600 |  | 648.5196 | 0 | 626.7706 |  | 69.3872 | 0 | 69.3872 | 49.5 | 1.5791 | 109.5714 | 109.5714 |  |  | 0
49.6635 | 0 | 627.1384 | 627.1384 | 1 | 15:21 | 604 |  | 648.2379 | 0 | 627.1384 |  | 69.755 | 0 | 69.755 | 49.5 | 1.486 | 103.6571 | 103.6571 |  |  | 0
49.6501 | 0 | 626.7706 | 626.7706 | 1 | 15:21 | 608 |  | 647.9563 | 0 | 626.7706 |  | 69.3872 | 0 | 69.3872 | 49.5 | 1.429 | 99.1529 | 99.1529 |  |  | 0
49.6094 | 0 | 629.3453 | 629.3453 | 1 | 15:21 | 612 |  | 647.6746 | 0 | 629.3453 |  | 71.9619 | 0 | 71.9619 | 49.5 | 1.28 | 92.1077 | 92.1077 |  |  | 0
49.5947 | 0 | 629.7132 | 629.7132 | 1 | 15:21 | 616 |  | 647.3929 | 0 | 629.7132 |  | 72.3298 | 0 | 72.3298 | 49.5 | 1.2337 | 89.2344 | 89.2344 |  |  | 0
49.6081 | 0 | 630.2649 | 630.2649 | 1 | 15:21 | 620 |  | 647.1113 | 0 | 630.2649 |  | 72.8815 | 0 | 72.8815 | 49.5 | 1.276 | 92.9943 | 92.9943 |  |  | 0
49.6278 | 0 | 630.8167 | 630.8167 | 1 | 15:21 | 624 |  | 646.8296 | 0 | 630.8167 |  | 73.4333 | 0 | 73.4333 | 49.5 | 1.3435 | 98.6556 | 98.6556 |  |  | 0
49.6303 | 0 | 630.081 | 630.081 | 1 | 15:21 | 628 |  | 646.5479 | 0 | 630.081 |  | 72.6976 | 0 | 72.6976 | 49.5 | 1.3523 | 98.3117 | 98.3117 |  |  | 0
49.6266 | 0 | 629.3453 | 629.3453 | 1 | 15:21 | 632 |  | 646.2663 | 0 | 629.3453 |  | 71.9619 | 0 | 71.9619 | 49.5 | 1.3391 | 96.3629 | 96.3629 |  |  | 0
49.6144 | 0 | 628.6097 | 628.6097 | 1 | 15:21 | 636 |  | 645.9846 | 0 | 628.6097 |  | 71.2263 | 0 | 71.2263 | 49.5 | 1.2967 | 92.3578 | 92.3578 |  |  | 0
49.6094 | 0 | 630.2649 | 630.2649 | 1 | 15:21 | 640 |  | 645.7029 | 0 | 630.2649 |  | 72.8815 | 0 | 72.8815 | 49.5 | 1.28 | 93.2847 | 93.2847 |  |  | 0
49.6144 | 0 | 630.081 | 630.081 | 1 | 15:21 | 644 |  | 645.4213 | 0 | 630.081 |  | 72.6976 | 0 | 72.6976 | 49.5 | 1.2967 | 94.2656 | 94.2656 |  |  | 0
49.6181 | 0 | 629.5293 | 629.5293 | 1 | 15:21 | 648 |  | 645.1396 | 0 | 629.5293 |  | 72.1459 | 0 | 72.1459 | 49.5 | 1.3091 | 94.4466 | 94.4466 |  |  | 0
49.6402 | 0 | 628.2419 | 628.2419 | 1 | 15:21 | 652 |  | 644.8579 | 0 | 628.2419 |  | 70.8585 | 0 | 70.8585 | 49.5 | 1.3896 | 98.4666 | 98.4666 |  |  | 0
49.6587 | 0 | 626.5867 | 626.5867 | 1 | 15:22 | 656 |  | 644.5763 | 0 | 626.5867 |  | 69.2033 | 0 | 69.2033 | 49.5 | 1.4648 | 101.3671 | 101.3671 |  |  | 0
49.6747 | 0 | 625.6671 | 625.6671 | 1 | 15:22 | 660 |  | 644.2946 | 0 | 625.6671 |  | 68.2837 | 0 | 68.2837 | 49.5 | 1.5369 | 104.9453 | 104.9453 |  |  | 0
49.6686 | 0 | 627.1384 | 627.1384 | 1 | 15:22 | 664 |  | 644.0129 | 0 | 627.1384 |  | 69.755 | 0 | 69.755 | 49.5 | 1.5086 | 105.2334 | 105.2334 |  |  | 0
49.6574 | 0 | 626.4028 | 626.4028 | 1 | 15:22 | 668 |  | 643.7313 | 0 | 626.4028 |  | 69.0194 | 0 | 69.0194 | 49.5 | 1.4596 | 100.7377 | 100.7377 |  |  | 0
49.6525 | 0 | 626.035 | 626.035 | 1 | 15:22 | 672 |  | 643.4496 | 0 | 626.035 |  | 68.6516 | 0 | 68.6516 | 49.5 | 1.4391 | 98.7935 | 98.7935 |  |  | 0
49.6562 | 0 | 626.9545 | 626.9545 | 1 | 15:22 | 676 |  | 643.1679 | 0 | 626.9545 |  | 69.5711 | 0 | 69.5711 | 49.5 | 1.4544 | 101.1826 | 101.1826 |  |  | 0
49.6611 | 0 | 626.4028 | 626.4028 | 1 | 15:22 | 680 |  | 642.8863 | 0 | 626.4028 |  | 69.0194 | 0 | 69.0194 | 49.5 | 1.4753 | 101.8256 | 101.8256 |  |  | 0
49.6599 | 0 | 627.3223 | 627.3223 | 1 | 15:22 | 684 |  | 642.6046 | 0 | 627.3223 |  | 69.9389 | 0 | 69.9389 | 49.5 | 1.47 | 102.812 | 102.812 |  |  | 0
49.6771 | 0 | 627.5063 | 627.5063 | 1 | 15:22 | 688 |  | 642.3229 | 0 | 627.5063 |  | 70.1229 | 0 | 70.1229 | 49.5 | 1.5485 | 108.5864 | 108.5864 |  |  | 0
49.6957 | 0 | 627.5063 | 627.5063 | 1 | 15:22 | 692 |  | 642.0413 | 0 | 627.5063 |  | 70.1229 | 0 | 70.1229 | 49.5 | 1.6433 | 115.2314 | 115.2314 |  |  | 0
49.6834 | 0 | 628.4258 | 628.4258 | 1 | 15:22 | 696 |  | 641.7596 | 0 | 628.4258 |  | 71.0424 | 0 | 71.0424 | 49.5 | 1.5791 | 112.1852 | 112.1852 |  |  | 0
49.6907 | 0 | 627.874 | 627.874 | 1 | 15:22 | 700 |  | 641.4779 | 0 | 627.874 |  | 70.4906 | 0 | 70.4906 | 49.5 | 1.6166 | 113.9518 | 113.9518 |  |  | 0
49.7069 | 0 | 628.058 | 628.058 | 1 | 15:22 | 704 |  | 641.1963 | 0 | 628.058 |  | 70.6746 | 0 | 70.6746 | 49.5 | 1.7057 | 120.5516 | 120.5516 |  |  | 0
49.7401 | 0 | 626.5867 | 626.5867 | 1 | 15:22 | 708 |  | 640.9146 | 0 | 626.5867 |  | 69.2033 | 0 | 69.2033 | 49.5 | 1.9241 | 133.155 | 133.155 |  |  | 0
49.7674 | 0 | 625.4833 | 625.4833 | 1 | 15:22 | 712 |  | 640.6329 | 0 | 625.4833 |  | 68.0999 | 0 | 68.0999 | 49.5 | 2.1501 | 146.4199 | 146.4199 |  |  | 0
49.7624 | 0 | 625.8511 | 625.8511 | 1 | 15:23 | 716 |  | 640.3513 | 0 | 625.8511 |  | 68.4677 | 0 | 68.4677 | 49.5 | 2.1045 | 144.0879 | 144.0879 |  |  | 0
49.7452 | 0 | 627.3223 | 627.3223 | 1 | 15:23 | 720 |  | 640.0696 | 0 | 627.3223 |  | 69.9389 | 0 | 69.9389 | 49.5 | 1.9621 | 137.2266 | 137.2266 |  |  | 0
49.7377 | 0 | 627.6902 | 627.6902 | 1 | 15:23 | 724 |  | 639.7879 | 0 | 627.6902 |  | 70.3068 | 0 | 70.3068 | 49.5 | 1.9061 | 134.0147 | 134.0147 |  |  | 0
49.7389 | 0 | 628.9775 | 628.9775 | 1 | 15:23 | 728 |  | 639.5063 | 0 | 628.9775 |  | 71.5941 | 0 | 71.5941 | 49.5 | 1.915 | 137.1062 | 137.1062 |  |  | 0
49.7439 | 0 | 630.4489 | 630.4489 | 1 | 15:23 | 732 |  | 639.2246 | 0 | 630.4489 |  | 73.0655 | 0 | 73.0655 | 49.5 | 1.9527 | 142.6782 | 142.6782 |  |  | 0
49.7353 | 0 | 631.3684 | 631.3684 | 1 | 15:23 | 736 |  | 638.9429 | 0 | 631.3684 |  | 73.985 | 0 | 73.985 | 49.5 | 1.8886 | 139.7262 | 139.7262 |  |  | 0
49.7389 | 0 | 631.7362 | 631.7362 | 1 | 15:23 | 740 |  | 638.6613 | 0 | 631.7362 |  | 74.3528 | 0 | 74.3528 | 49.5 | 1.915 | 142.3892 | 142.3892 |  |  | 0
49.7539 | 0 | 632.8397 | 632.8397 | 1 | 15:23 | 744 |  | 638.3796 | 0 | 632.8397 |  | 75.4563 | 0 | 75.4563 | 49.5 | 2.0314 | 153.2855 | 153.2855 |  |  | 0
49.76 | 0 | 634.127 | 634.127 | 1 | 15:23 | 748 |  | 638.0979 | 0 | 634.127 |  | 76.7436 | 0 | 76.7436 | 49.5 | 2.0831 | 159.8625 | 159.8625 |  |  | 0
49.7488 | 0 | 634.311 | 634.311 | 1 | 15:23 | 752 |  | 637.8163 | 0 | 634.311 |  | 76.9276 | 0 | 76.9276 | 49.5 | 1.9907 | 153.1385 | 153.1385 |  |  | 0
49.7377 | 0 | 633.2075 | 633.2075 | 1 | 15:23 | 756 |  | 637.5346 | 0 | 633.2075 |  | 75.8241 | 0 | 75.8241 | 49.5 | 1.9061 | 144.5315 | 144.5315 |  |  | 0
49.7414 | 0 | 632.1041 | 632.1041 | 1 | 15:23 | 760 |  | 637.2529 | 0 | 632.1041 |  | 74.7207 | 0 | 74.7207 | 49.5 | 1.9332 | 144.4492 | 144.4492 |  |  | 0
49.7662 | 0 | 632.4719 | 632.4719 | 1 | 15:23 | 764 |  | 636.9713 | 0 | 632.4719 |  | 75.0885 | 0 | 75.0885 | 49.5 | 2.1389 | 160.6034 | 160.6034 |  |  | 0
49.7687 | 0 | 633.2075 | 633.2075 | 1 | 15:23 | 768 |  | 636.6896 | 0 | 633.2075 |  | 75.8241 | 0 | 75.8241 | 49.5 | 2.1614 | 163.8873 | 163.8873 |  |  | 0
49.7551 | 0 | 632.1041 | 632.1041 | 1 | 15:23 | 772 |  | 636.4079 | 0 | 632.1041 |  | 74.7207 | 0 | 74.7207 | 49.5 | 2.0416 | 152.5473 | 152.5473 |  |  | 0
49.7736 | 0 | 631.3684 | 631.3684 | 1 | 15:24 | 776 |  | 636.1263 | 0 | 631.3684 |  | 73.985 | 0 | 73.985 | 49.5 | 2.208 | 163.3584 | 163.3584 |  |  | 0
49.8183 | 0 | 628.4258 | 628.4258 | 1 | 15:24 | 780 |  | 635.8446 | 0 | 628.4258 |  | 71.0424 | 0 | 71.0424 | 49.5 | 2.7512 | 195.4506 | 195.4506 |  |  | 0
49.8393 | 0 | 625.8511 | 625.8511 | 1 | 15:24 | 784 |  | 635.5629 | 0 | 625.8511 |  | 68.4677 | 0 | 68.4677 | 49.5 | 3 | 205.4031 | 205.4031 |  |  | 0
49.8231 | 0 | 622.9085 | 622.9085 | 1 | 15:24 | 788 |  | 635.2813 | 0 | 622.9085 |  | 65.5251 | 0 | 65.5251 | 49.5 | 2.8273 | 185.2562 | 185.2562 |  |  | 0
49.7922 | 0 | 628.7936 | 628.7936 | 1 | 15:24 | 792 |  | 634.9996 | 0 | 628.7936 |  | 71.4102 | 0 | 71.4102 | 49.5 | 2.4058 | 171.7995 | 171.7995 |  |  | 0
49.7922 | 0 | 629.3453 | 629.3453 | 1 | 15:24 | 796 |  | 634.7179 | 0 | 629.3453 |  | 71.9619 | 0 | 71.9619 | 49.5 | 2.4058 | 173.1268 | 173.1268 |  |  | 0
49.796 | 0 | 631.0005 | 631.0005 | 1 | 15:24 | 800 |  | 634.4363 | 0 | 631.0005 |  | 73.6171 | 0 | 73.6171 | 49.5 | 2.4507 | 180.4164 | 180.4164 |  |  | 0
49.7972 | 0 | 633.9432 | 633.9432 | 1 | 15:24 | 804 |  | 634.1546 | 0 | 633.9432 |  | 76.5598 | 0 | 76.5598 | 49.5 | 2.4655 | 188.7569 | 188.7569 |  |  | 0
49.7847 | 0 | 633.9432 | 633.9432 | 1 | 15:24 | 808 |  | 633.8729 | 0 | 633.9432 |  | 76.5598 | 0 | 76.5598 | 49.5 | 2.3222 | 177.7897 | 177.7897 |  |  | 0
49.7762 | 0 | 635.2305 | 635.2305 | 1 | 15:24 | 812 |  | 633.5913 | 0 | 635.2305 |  | 77.8471 | 0 | 77.8471 | 49.5 | 2.2336 | 173.8823 | 173.8823 |  |  | 0
49.7798 | 0 | 635.2305 | 635.2305 | 1 | 15:24 | 816 |  | 633.3096 | 0 | 635.2305 |  | 77.8471 | 0 | 77.8471 | 49.5 | 2.2708 | 176.7726 | 176.7726 |  |  | 0
49.781 | 0 | 636.334 | 636.334 | 1 | 15:24 | 820 |  | 633.0279 | 0 | 636.334 |  | 78.9506 | 0 | 78.9506 | 49.5 | 2.2834 | 180.2772 | 180.2772 |  |  | 0
49.7711 | 0 | 637.0696 | 637.0696 | 1 | 15:24 | 824 |  | 632.7463 | 0 | 637.0696 |  | 79.6862 | 0 | 79.6862 | 49.5 | 2.1845 | 174.071 | 174.071 |  |  | 0
49.7414 | 0 | 638.1731 | 638.1731 | 1 | 15:24 | 828 |  | 632.4646 | 0 | 638.1731 |  | 80.7897 | 0 | 80.7897 | 49.5 | 1.9332 | 156.1818 | 156.1818 |  |  | 0
49.7587 | 0 | 637.6214 | 637.6214 | 1 | 15:24 | 832 |  | 632.1829 | 0 | 637.6214 |  | 80.238 | 0 | 80.238 | 49.5 | 2.0725 | 166.2964 | 166.2964 |  |  | 0
49.7612 | 0 | 639.0927 | 639.0927 | 1 | 15:25 | 836 |  | 631.9013 | 0 | 639.0927 |  | 81.7093 | 0 | 81.7093 | 49.5 | 2.0937 | 171.076 | 171.076 |  |  | 0
49.7563 | 0 | 640.1962 | 640.1962 | 1 | 15:25 | 840 |  | 631.6196 | 0 | 640.1962 |  | 82.8128 | 0 | 82.8128 | 49.5 | 2.0518 | 169.9142 | 169.9142 |  |  | 0
49.7563 | 0 | 639.2766 | 639.2766 | 1 | 15:25 | 844 |  | 631.3379 | 0 | 639.2766 |  | 81.8932 | 0 | 81.8932 | 49.5 | 2.0518 | 168.0274 | 168.0274 |  |  | 0
49.7612 | 0 | 638.9088 | 638.9088 | 1 | 15:25 | 848 |  | 631.0563 | 0 | 638.9088 |  | 81.5254 | 0 | 81.5254 | 49.5 | 2.0937 | 170.6909 | 170.6909 |  |  | 0
49.7711 | 0 | 636.5179 | 636.5179 | 1 | 15:25 | 852 |  | 630.7746 | 0 | 636.5179 |  | 79.1345 | 0 | 79.1345 | 49.5 | 2.1845 | 172.8658 | 172.8658 |  |  | 0
49.7762 | 0 | 637.0696 | 637.0696 | 1 | 15:25 | 856 |  | 630.4929 | 0 | 637.0696 |  | 79.6862 | 0 | 79.6862 | 49.5 | 2.2336 | 177.9902 | 177.9902 |  |  | 0
49.7711 | 0 | 635.9662 | 635.9662 | 1 | 15:25 | 860 |  | 630.2113 | 0 | 635.9662 |  | 78.5828 | 0 | 78.5828 | 49.5 | 2.1845 | 171.6606 | 171.6606 |  |  | 0
49.7476 | 0 | 635.4145 | 635.4145 | 1 | 15:25 | 864 |  | 629.9296 | 0 | 635.4145 |  | 78.0311 | 0 | 78.0311 | 49.5 | 1.9811 | 154.5844 | 154.5844 |  |  | 0
49.7365 | 0 | 635.5983 | 635.5983 | 1 | 15:25 | 868 |  | 629.6479 | 0 | 635.5983 |  | 78.2149 | 0 | 78.2149 | 49.5 | 1.8973 | 148.3985 | 148.3985 |  |  | 0
49.7575 | 0 | 634.8627 | 634.8627 | 1 | 15:25 | 872 |  | 629.3663 | 0 | 634.8627 |  | 77.4793 | 0 | 77.4793 | 49.5 | 2.0621 | 159.7709 | 159.7709 |  |  | 0
49.7587 | 0 | 636.1501 | 636.1501 | 1 | 15:25 | 876 |  | 629.0846 | 0 | 636.1501 |  | 78.7667 | 0 | 78.7667 | 49.5 | 2.0725 | 163.247 | 163.247 |  |  | 0
49.7539 | 0 | 635.0466 | 635.0466 | 1 | 15:25 | 880 |  | 628.8029 | 0 | 635.0466 |  | 77.6632 | 0 | 77.6632 | 49.5 | 2.0314 | 157.7687 | 157.7687 |  |  | 0
49.7353 | 0 | 635.4145 | 635.4145 | 1 | 15:25 | 884 |  | 628.5213 | 0 | 635.4145 |  | 78.0311 | 0 | 78.0311 | 49.5 | 1.8886 | 147.3675 | 147.3675 |  |  | 0
49.7353 | 0 | 636.334 | 636.334 | 1 | 15:25 | 888 |  | 628.2396 | 0 | 636.334 |  | 78.9506 | 0 | 78.9506 | 49.5 | 1.8886 | 149.1041 | 149.1041 |  |  | 0
49.7476 | 0 | 637.2535 | 637.2535 | 1 | 15:25 | 892 |  | 627.9579 | 0 | 637.2535 |  | 79.8701 | 0 | 79.8701 | 49.5 | 1.9811 | 158.2275 | 158.2275 |  |  | 0
49.7539 | 0 | 637.8053 | 637.8053 | 1 | 15:26 | 896 |  | 627.6763 | 0 | 637.8053 |  | 80.4219 | 0 | 80.4219 | 49.5 | 2.0314 | 163.3728 | 163.3728 |  |  | 0
49.7563 | 0 | 638.9088 | 638.9088 | 1 | 15:26 | 900 |  | 627.3946 | 0 | 638.9088 |  | 81.5254 | 0 | 81.5254 | 49.5 | 2.0518 | 167.2728 | 167.2728 |  |  | 0
49.729 | 0 | 639.8284 | 639.8284 | 1 | 15:26 | 904 |  | 627.1129 | 0 | 639.8284 |  | 82.445 | 0 | 82.445 | 49.5 | 1.845 | 152.1125 | 152.1125 |  |  | 0
49.7229 | 0 | 641.1157 | 641.1157 | 1 | 15:26 | 908 |  | 626.8313 | 0 | 641.1157 |  | 83.7323 | 0 | 83.7323 | 49.5 | 1.8043 | 151.0813 | 151.0813 |  |  | 0
49.713 | 0 | 641.4835 | 641.4835 | 1 | 15:26 | 912 |  | 626.5496 | 0 | 641.4835 |  | 84.1001 | 0 | 84.1001 | 49.5 | 1.742 | 146.5005 | 146.5005 |  |  | 0
49.713 | 0 | 642.9548 | 642.9548 | 1 | 15:26 | 916 |  | 626.2679 | 0 | 642.9548 |  | 85.5714 | 0 | 85.5714 | 49.5 | 1.742 | 149.0635 | 149.0635 |  |  | 0
49.7093 | 0 | 642.5869 | 642.5869 | 1 | 15:26 | 920 |  | 625.9863 | 0 | 642.5869 |  | 85.2035 | 0 | 85.2035 | 49.5 | 1.72 | 146.5539 | 146.5539 |  |  | 0
49.7229 | 0 | 642.2192 | 642.2192 | 1 | 15:26 | 924 |  | 625.7046 | 0 | 642.2192 |  | 84.8358 | 0 | 84.8358 | 49.5 | 1.8043 | 153.0724 | 153.0724 |  |  | 0
49.7365 | 0 | 642.5869 | 642.5869 | 1 | 15:26 | 928 |  | 625.4229 | 0 | 642.5869 |  | 85.2035 | 0 | 85.2035 | 49.5 | 1.8973 | 161.6581 | 161.6581 |  |  | 0
49.7204 | 0 | 642.4031 | 642.4031 | 1 | 15:26 | 932 |  | 625.1413 | 0 | 642.4031 |  | 85.0197 | 0 | 85.0197 | 49.5 | 1.7886 | 152.0653 | 152.0653 |  |  | 0
49.7154 | 0 | 641.2996 | 641.2996 | 1 | 15:26 | 936 |  | 624.8596 | 0 | 641.2996 |  | 83.9162 | 0 | 83.9162 | 49.5 | 1.757 | 147.4387 | 147.4387 |  |  | 0
49.7316 | 0 | 643.1387 | 643.1387 | 1 | 15:26 | 940 |  | 624.5779 | 0 | 643.1387 |  | 85.7553 | 0 | 85.7553 | 49.5 | 1.8628 | 159.7468 | 159.7468 |  |  | 0
49.7328 | 0 | 642.9548 | 642.9548 | 1 | 15:26 | 944 |  | 624.2963 | 0 | 642.9548 |  | 85.5714 | 0 | 85.5714 | 49.5 | 1.8713 | 160.1321 | 160.1321 |  |  | 0
49.7389 | 0 | 642.9548 | 642.9548 | 1 | 15:26 | 948 |  | 624.0146 | 0 | 642.9548 |  | 85.5714 | 0 | 85.5714 | 49.5 | 1.915 | 163.8734 | 163.8734 |  |  | 0
49.76 | 0 | 643.5067 | 643.5067 | 1 | 15:26 | 952 |  | 623.7329 | 0 | 643.5067 |  | 86.1233 | 0 | 86.1233 | 49.5 | 2.0831 | 179.4011 | 179.4011 |  |  | 0
49.7736 | 0 | 642.7709 | 642.7709 | 1 | 15:27 | 956 |  | 623.4513 | 0 | 642.7709 |  | 85.3875 | 0 | 85.3875 | 49.5 | 2.208 | 188.535 | 188.535 |  |  | 0
49.7798 | 0 | 643.8744 | 643.8744 | 1 | 15:27 | 960 |  | 623.1696 | 0 | 643.8744 |  | 86.491 | 0 | 86.491 | 49.5 | 2.2708 | 196.4008 | 196.4008 |  |  | 0
49.765 | 0 | 644.7939 | 644.7939 | 1 | 15:27 | 964 |  | 622.8879 | 0 | 644.7939 |  | 87.4105 | 0 | 87.4105 | 49.5 | 2.1278 | 185.9877 | 185.9877 |  |  | 0
49.7525 | 0 | 645.8974 | 645.8974 | 1 | 15:27 | 968 |  | 622.6063 | 0 | 645.8974 |  | 88.514 | 0 | 88.514 | 49.5 | 2.0201 | 178.8089 | 178.8089 |  |  | 0
49.7551 | 0 | 645.1617 | 645.1617 | 1 | 15:27 | 972 |  | 622.3246 | 0 | 645.1617 |  | 87.7783 | 0 | 87.7783 | 49.5 | 2.0416 | 179.2052 | 179.2052 |  |  | 0
49.765 | 0 | 645.5296 | 645.5296 | 1 | 15:27 | 976 |  | 622.0429 | 0 | 645.5296 |  | 88.1462 | 0 | 88.1462 | 49.5 | 2.1278 | 187.5531 | 187.5531 |  |  | 0
49.765 | 0 | 645.7134 | 645.7134 | 1 | 15:27 | 980 |  | 621.7613 | 0 | 645.7134 |  | 88.33 | 0 | 88.33 | 49.5 | 2.1278 | 187.9442 | 187.9442 |  |  | 0
49.7612 | 0 | 645.5296 | 645.5296 | 1 | 15:27 | 984 |  | 621.4796 | 0 | 645.5296 |  | 88.1462 | 0 | 88.1462 | 49.5 | 2.0937 | 184.553 | 184.553 |  |  | 0
49.7563 | 0 | 645.7134 | 645.7134 | 1 | 15:27 | 988 |  | 621.1979 | 0 | 645.7134 |  | 88.33 | 0 | 88.33 | 49.5 | 2.0518 | 181.2344 | 181.2344 |  |  | 0
49.7389 | 0 | 646.2652 | 646.2652 | 1 | 15:27 | 992 |  | 620.9163 | 0 | 646.2652 |  | 88.8818 | 0 | 88.8818 | 49.5 | 1.915 | 170.213 | 170.213 |  |  | 0
49.7389 | 0 | 646.2652 | 646.2652 | 1 | 15:27 | 996 |  | 620.6346 | 0 | 646.2652 |  | 88.8818 | 0 | 88.8818 | 49.5 | 1.915 | 170.213 | 170.213 |  |  | 0
49.7476 | 0 | 646.6331 | 646.6331 | 1 | 15:27 | 1000 |  | 620.3529 | 0 | 646.6331 |  | 89.2497 | 0 | 89.2497 | 49.5 | 1.9811 | 176.8091 | 176.8091 |  |  | 0
49.7575 | 0 | 645.8974 | 645.8974 | 1 | 15:27 | 1004 |  | 620.0713 | 0 | 645.8974 |  | 88.514 | 0 | 88.514 | 49.5 | 2.0621 | 182.5257 | 182.5257 |  |  | 0
49.7711 | 0 | 644.9778 | 644.9778 | 1 | 15:27 | 1008 |  | 619.7896 | 0 | 644.9778 |  | 87.5944 | 0 | 87.5944 | 49.5 | 2.1845 | 191.3461 | 191.3461 |  |  | 0
49.7996 | 0 | 646.0814 | 646.0814 | 1 | 15:27 | 1012 |  | 619.5079 | 0 | 646.0814 |  | 88.698 | 0 | 88.698 | 49.5 | 2.4955 | 221.3466 | 221.3466 |  |  | 0
49.7984 | 0 | 644.2422 | 644.2422 | 1 | 15:28 | 1016 |  | 619.2263 | 0 | 644.2422 |  | 86.8588 | 0 | 86.8588 | 49.5 | 2.4804 | 215.445 | 215.445 |  |  | 0
49.8009 | 0 | 645.1617 | 645.1617 | 1 | 15:28 | 1020 |  | 618.9446 | 0 | 645.1617 |  | 87.7783 | 0 | 87.7783 | 49.5 | 2.5109 | 220.4045 | 220.4045 |  |  | 0
49.7885 | 0 | 643.8744 | 643.8744 | 1 | 15:28 | 1024 |  | 618.6629 | 0 | 643.8744 |  | 86.491 | 0 | 86.491 | 49.5 | 2.3642 | 204.4801 | 204.4801 |  |  | 0
49.7835 | 0 | 641.6675 | 641.6675 | 1 | 15:28 | 1028 |  | 618.3813 | 0 | 641.6675 |  | 84.2841 | 0 | 84.2841 | 49.5 | 2.3091 | 194.6245 | 194.6245 |  |  | 0
49.8033 | 0 | 641.4835 | 641.4835 | 1 | 15:28 | 1032 |  | 618.0996 | 0 | 641.4835 |  | 84.1001 | 0 | 84.1001 | 49.5 | 2.5421 | 213.7885 | 213.7885 |  |  | 0
49.8231 | 0 | 639.0927 | 639.0927 | 1 | 15:28 | 1036 |  | 617.8179 | 0 | 639.0927 |  | 81.7093 | 0 | 81.7093 | 49.5 | 2.8273 | 231.013 | 231.013 |  |  | 0
49.8158 | 0 | 631.7362 | 631.7362 | 1 | 15:28 | 1040 |  | 617.5363 | 0 | 631.7362 |  | 74.3528 | 0 | 74.3528 | 49.5 | 2.7147 | 201.8482 | 201.8482 |  |  | 0
49.8294 | 0 | 635.5983 | 635.5983 | 1 | 15:28 | 1044 |  | 617.2546 | 0 | 635.5983 |  | 78.2149 | 0 | 78.2149 | 49.5 | 2.9308 | 229.2348 | 229.2348 |  |  | 0
49.8282 | 0 | 628.058 | 628.058 | 1 | 15:28 | 1048 |  | 616.9729 | 0 | 628.058 |  | 70.6746 | 0 | 70.6746 | 49.5 | 2.91 | 205.6647 | 205.6647 |  |  | 0
49.8306 | 0 | 625.2993 | 625.2993 | 1 | 15:28 | 1052 |  | 616.6913 | 0 | 625.2993 |  | 67.9159 | 0 | 67.9159 | 49.5 | 2.9519 | 200.4838 | 200.4838 |  |  | 0
49.8357 | 0 | 629.3453 | 629.3453 | 1 | 15:28 | 1056 |  | 616.4096 | 0 | 629.3453 |  | 71.9619 | 0 | 71.9619 | 49.5 | 3 | 215.8857 | 215.8857 |  |  | 0
49.8468 | 0 | 624.5637 | 624.5637 | 1 | 15:28 | 1060 |  | 616.1279 | 0 | 624.5637 |  | 67.1803 | 0 | 67.1803 | 49.5 | 3 | 201.5409 | 201.5409 |  |  | 0
49.8654 | 0 | 622.7245 | 622.7245 |  | 15:28 | 1064 |  | 615.8463 | 0 | 622.7245 |  | 65.3411 | 0 | 65.3411 | 49.5 | 3 | 196.0233 | 196.0233 |  |  | 0
49.8741 | 0 | 634.127 | 634.127 |  | 15:28 | 1068 |  | 615.5646 | 0 | 634.127 |  | 76.7436 | 0 | 76.7436 | 49.5 | 3 | 230.2308 | 230.2308 |  |  | 0
49.8978 | 0 | 618.1267 | 618.1267 |  | 15:28 | 1072 |  | 615.2829 | 0 | 618.1267 |  | 60.7433 | 0 | 60.7433 | 49.5 | 3 | 182.2299 | 182.2299 |  |  | 0
49.9028 | 0 | 616.8394 | 616.8394 |  | 15:29 | 1076 |  | 615.0013 | 0 | 616.8394 |  | 59.456 | 0 | 59.456 | 49.5 | 3 | 178.368 | 178.368 |  |  | 1
49.9152 | 0 | 615.368 | 615.368 |  | 15:29 | 1080 |  | 614.7196 | 0 | 615.368 |  | 57.9846 | 0 | 57.9846 | 49.5 | 3 | 173.9538 | 173.9538 |  |  | 1
49.9339 | 0 | 617.2072 | 617.2072 |  | 15:29 | 1084 |  | 614.4379 | 0 | 617.2072 |  | 59.8238 | 0 | 59.8238 | 49.5 | 3 | 179.4714 | 179.4714 |  |  | 1
49.9402 | 0 | 616.8394 | 616.8394 |  | 15:29 | 1088 |  | 614.1563 | 0 | 616.8394 |  | 59.456 | 0 | 59.456 | 49.5 | 3 | 178.368 | 178.368 |  |  | 1
49.919 | 0 | 618.3107 | 618.3107 |  | 15:29 | 1092 |  | 613.8746 | 0 | 618.3107 |  | 60.9273 | 0 | 60.9273 | 49.5 | 3 | 182.7819 | 182.7819 |  |  | 1
49.9091 | 0 | 617.3911 | 617.3911 |  | 15:29 | 1096 |  | 613.5929 | 0 | 617.3911 |  | 60.0077 | 0 | 60.0077 | 49.5 | 3 | 180.0231 | 180.0231 |  |  | 1
49.9177 | 0 | 617.2072 | 617.2072 |  | 15:29 | 1100 |  | 613.3113 | 0 | 617.2072 |  | 59.8238 | 0 | 59.8238 | 49.5 | 3 | 179.4714 | 179.4714 |  |  | 1
49.9226 | 0 | 621.4371 | 621.4371 |  | 15:29 | 1104 |  | 613.0296 | 0 | 621.4371 |  | 64.0537 | 0 | 64.0537 | 49.5 | 3 | 192.1611 | 192.1611 |  |  | 1
49.9115 | 0 | 616.2876 | 616.2876 |  | 15:29 | 1108 |  | 612.7479 | 0 | 616.2876 |  | 58.9042 | 0 | 58.9042 | 49.5 | 3 | 176.7126 | 176.7126 |  |  | 1
Note on G3: jstevens: =IF(Fast Service Enabled=0, MIN(SB, SC), MIN(SC, MAX(0, FD)))
Note on G4: jstevens: = SC - MIN(SC, Slow Raise Service Enabled)

## RaiseDelayed
Intermediate Data - Do not Change |  |  |  |  | Section references are to User Guide v3.0
Time conversion | 0:00 | RT0 | 581.9845 |  | 2.3(b) - Results
Time interval | 0:00 | Frequency Setting | 0 |  | DELAYED RAISE | 62.8 | MW
Smoothing Constant | 0.1 | Disturbance time | 15:11 |  | DB | 109
G | 1 | Reference time | 398.8 |  | DC | 62.8
freq. ramp rate | 0.125 |  |  |  | SE | 171
freq. ref time | 2.8 |  |  |  | Delayed Enablement | 10
Deadband Lower Limit | 50 | Combined Controller | NO
[13 empty] | Section 2.3 (a) (vi) | Section 2.3 (a)(vii)
[11 empty] | Section 2.3 (a)(iv) |  | DB | DC
[8 empty] | Section 2.3 (a)(i) |  | Section 2.3 (a)(iii) | DA | Section 2.3 (a)(v) | 109 | 62.8
Raw Data |  |  |  | Checking |  |  | Checking |  |  |  | 557.3834 |  | 60 < t < 300 | 300 < t < 600
Local frequency | FS - Switched | FP - Proportional | Power flow | disturbance | Time | Relative time | frequency at |  |  |  | PRE-EVENT (-20<t<-8) | POST-EVENT (t>0) | Compensated | Compensated | Frequency
Hz - Raw | MW | MW | MW | time | hh:mm:ss.00 | sec | t = 0 | Reference Trajectory | Adjustment | Adjusted Power | MW | Basic response (MW) | Basic response (MW) | Basic response (MW) | Recovery?
49.8854 | 0 | 556.5164 | 556.5164 |  | 15:10 | -32 |  | 579.7925 | 2.192 | 558.7084 |  | 0 |  |  | 0
49.8666 | 0 | 556.1486 | 556.1486 |  | 15:10 | -28 |  | 580.0665 | 1.918 | 558.0666 |  | 0 |  |  | 0
49.8666 | 0 | 556.3324 | 556.3324 |  | 15:10 | -24 |  | 580.3405 | 1.644 | 557.9764 |  | 0 |  |  | 0
49.8654 | 0 | 556.5164 | 556.5164 |  | 15:10 | -20 |  | 580.6145 | 1.37 | 557.8864 | 557.8864 | 0 |  |  | 0
49.8666 | 0 | 556.3324 | 556.3324 |  | 15:10 | -16 |  | 580.8885 | 1.096 | 557.4284 | 557.4284 | 0 |  |  | 0
49.8804 | 0 | 556.3324 | 556.3324 |  | 15:10 | -12 |  | 581.1625 | 0.822 | 557.1544 | 557.1544 | 0 |  |  | 0
49.8978 | 0 | 556.5164 | 556.5164 |  | 15:10 | -8 |  | 581.4365 | 0.548 | 557.0644 | 557.0644 | 0 |  |  | 0
49.8929 | 0 | 555.7808 | 555.7808 |  | 15:11 | -4 |  | 581.7105 | 0.274 | 556.0548 |  | 0 |  |  | 0
49.7253 | 0 | 567.9188 | 567.9188 | 1 | 15:11 | 0 | 49.7253 | 581.9845 | 0 | 567.9188 |  | 0 |  |  | 0
49.548 | 0 | 589.8043 | 589.8043 | 1 | 15:11 | 4 |  | 582.2585 | 0 | 589.8043 |  | 32.4209 |  |  | 0
49.5369 | 0 | 597.1608 | 597.1608 | 1 | 15:11 | 8 |  | 582.5325 | 0 | 597.1608 |  | 39.7774 |  |  | 0
49.6118 | 0 | 605.069 | 605.069 | 1 | 15:11 | 12 |  | 582.8065 | 0 | 605.069 |  | 47.6856 |  |  | 0
49.6686 | 0 | 610.9542 | 610.9542 | 1 | 15:11 | 16 |  | 583.0805 | 0 | 610.9542 |  | 53.5708 |  |  | 0
49.6673 | 0 | 615.368 | 615.368 | 1 | 15:11 | 20 |  | 583.3545 | 0 | 615.368 |  | 57.9846 |  |  | 0
49.6414 | 0 | 618.3107 | 618.3107 | 1 | 15:11 | 24 |  | 583.6285 | 0 | 618.3107 |  | 60.9273 |  |  | 0
49.6217 | 0 | 619.0463 | 619.0463 | 1 | 15:11 | 28 |  | 583.9025 | 0 | 619.0463 |  | 61.6629 |  |  | 0
49.5824 | 0 | 620.8854 | 620.8854 | 1 | 15:11 | 32 |  | 584.1765 | 0 | 620.8854 |  | 63.502 |  |  | 0
49.5541 | 0 | 620.1498 | 620.1498 | 1 | 15:11 | 36 |  | 584.4505 | 0 | 620.1498 |  | 62.7664 |  |  | 0
49.57 | 0 | 620.1498 | 620.1498 | 1 | 15:11 | 40 |  | 584.7245 | 0 | 620.1498 |  | 62.7664 |  |  | 0
49.5996 | 0 | 619.9659 | 619.9659 | 1 | 15:11 | 44 |  | 584.9985 | 0 | 619.9659 |  | 62.5825 |  |  | 0
49.6254 | 0 | 622.3568 | 622.3568 | 1 | 15:11 | 48 |  | 585.2725 | 0 | 622.3568 |  | 64.9734 |  |  | 0
49.6193 | 0 | 621.2532 | 621.2532 | 1 | 15:11 | 52 |  | 585.5465 | 0 | 621.2532 |  | 63.8698 |  |  | 0
49.6057 | 0 | 621.4371 | 621.4371 | 1 | 15:12 | 56 |  | 585.8205 | 0 | 621.4371 |  | 64.0537 |  |  | 0
49.5972 | 0 | 619.5981 | 619.5981 | 1 | 15:12 | 60 |  | 586.0945 | 0 | 619.5981 |  | 62.2147 |  |  | 0
49.6045 | 0 | 619.5981 | 619.5981 | 1 | 15:12 | 64 |  | 586.3685 | 0 | 619.5981 |  | 62.2147 | 62.2147 |  | 0
49.6266 | 0 | 619.2302 | 619.2302 | 1 | 15:12 | 68 |  | 586.6425 | 0 | 619.2302 |  | 61.8468 | 61.8468 |  | 0
49.6341 | 0 | 618.3107 | 618.3107 | 1 | 15:12 | 72 |  | 586.9165 | 0 | 618.3107 |  | 60.9273 | 60.9273 |  | 0
49.629 | 0 | 619.0463 | 619.0463 | 1 | 15:12 | 76 |  | 587.1905 | 0 | 619.0463 |  | 61.6629 | 61.6629 |  | 0
49.6229 | 0 | 618.4946 | 618.4946 | 1 | 15:12 | 80 |  | 587.4645 | 0 | 618.4946 |  | 61.1112 | 61.1112 |  | 0
49.5996 | 0 | 617.3911 | 617.3911 | 1 | 15:12 | 84 |  | 587.7385 | 0 | 617.3911 |  | 60.0077 | 60.0077 |  | 0
49.5909 | 0 | 615.5519 | 615.5519 | 1 | 15:12 | 88 |  | 588.0125 | 0 | 615.5519 |  | 58.1685 | 58.1685 |  | 0
49.6057 | 0 | 614.6324 | 614.6324 | 1 | 15:12 | 92 |  | 588.2865 | 0 | 614.6324 |  | 57.249 | 57.249 |  | 0
49.602 | 0 | 614.6324 | 614.6324 | 1 | 15:12 | 96 |  | 588.5605 | 0 | 614.6324 |  | 57.249 | 57.249 |  | 0
49.6008 | 0 | 613.7129 | 613.7129 | 1 | 15:12 | 100 |  | 588.8345 | 0 | 613.7129 |  | 56.3295 | 56.3295 |  | 0
49.6081 | 0 | 612.7933 | 612.7933 | 1 | 15:12 | 104 |  | 589.1085 | 0 | 612.7933 |  | 55.4099 | 55.4099 |  | 0
49.6156 | 0 | 613.345 | 613.345 | 1 | 15:12 | 108 |  | 589.3825 | 0 | 613.345 |  | 55.9616 | 55.9616 |  | 0
49.6106 | 0 | 613.345 | 613.345 | 1 | 15:12 | 112 |  | 589.6565 | 0 | 613.345 |  | 55.9616 | 55.9616 |  | 0
49.6242 | 0 | 611.5059 | 611.5059 | 1 | 15:13 | 116 |  | 589.9305 | 0 | 611.5059 |  | 54.1225 | 54.1225 |  | 0
49.6501 | 0 | 609.8508 | 609.8508 | 1 | 15:13 | 120 |  | 590.2045 | 0 | 609.8508 |  | 52.4674 | 52.4674 |  | 0
49.6735 | 0 | 612.0577 | 612.0577 | 1 | 15:13 | 124 |  | 590.4785 | 0 | 612.0577 |  | 54.6743 | 54.6743 |  | 0
49.6809 | 0 | 610.0347 | 610.0347 | 1 | 15:13 | 128 |  | 590.7525 | 0 | 610.0347 |  | 52.6513 | 52.6513 |  | 0
49.6771 | 0 | 610.2186 | 610.2186 | 1 | 15:13 | 132 |  | 591.0265 | 0 | 610.2186 |  | 52.8352 | 52.8352 |  | 0
49.6797 | 0 | 609.8508 | 609.8508 | 1 | 15:13 | 136 |  | 591.3005 | 0 | 609.8508 |  | 52.4674 | 52.4674 |  | 0
49.6747 | 0 | 609.299 | 609.299 | 1 | 15:13 | 140 |  | 591.5745 | 0 | 609.299 |  | 51.9156 | 51.9156 |  | 0
49.6599 | 0 | 610.2186 | 610.2186 | 1 | 15:13 | 144 |  | 591.8485 | 0 | 610.2186 |  | 52.8352 | 52.8352 |  | 0
49.6501 | 0 | 609.8508 | 609.8508 | 1 | 15:13 | 148 |  | 592.1225 | 0 | 609.8508 |  | 52.4674 | 52.4674 |  | 0
49.6414 | 0 | 608.9312 | 608.9312 | 1 | 15:13 | 152 |  | 592.3965 | 0 | 608.9312 |  | 51.5478 | 51.5478 |  | 0
49.6513 | 0 | 609.6667 | 609.6667 | 1 | 15:13 | 156 |  | 592.6705 | 0 | 609.6667 |  | 52.2833 | 52.2833 |  | 0
49.6661 | 0 | 609.6667 | 609.6667 | 1 | 15:13 | 160 |  | 592.9445 | 0 | 609.6667 |  | 52.2833 | 52.2833 |  | 0
49.6834 | 0 | 609.6667 | 609.6667 | 1 | 15:13 | 164 |  | 593.2185 | 0 | 609.6667 |  | 52.2833 | 52.2833 |  | 0
49.6957 | 0 | 610.4024 | 610.4024 | 1 | 15:13 | 168 |  | 593.4925 | 0 | 610.4024 |  | 53.019 | 53.019 |  | 0
49.7081 | 0 | 610.5864 | 610.5864 | 1 | 15:13 | 172 |  | 593.7665 | 0 | 610.5864 |  | 53.203 | 53.203 |  | 0
49.7302 | 0 | 611.5059 | 611.5059 | 1 | 15:14 | 176 |  | 594.0405 | 0 | 611.5059 |  | 54.1225 | 54.1225 |  | 0
49.7427 | 0 | 612.6094 | 612.6094 | 1 | 15:14 | 180 |  | 594.3145 | 0 | 612.6094 |  | 55.226 | 55.226 |  | 0
49.7192 | 0 | 613.345 | 613.345 | 1 | 15:14 | 184 |  | 594.5885 | 0 | 613.345 |  | 55.9616 | 55.9616 |  | 0
49.6783 | 0 | 614.8163 | 614.8163 | 1 | 15:14 | 188 |  | 594.8625 | 0 | 614.8163 |  | 57.4329 | 57.4329 |  | 0
49.6759 | 0 | 613.1611 | 613.1611 | 1 | 15:14 | 192 |  | 595.1365 | 0 | 613.1611 |  | 55.7777 | 55.7777 |  | 0
49.7118 | 0 | 612.4255 | 612.4255 | 1 | 15:14 | 196 |  | 595.4105 | 0 | 612.4255 |  | 55.0421 | 55.0421 |  | 0
49.7316 | 0 | 613.5289 | 613.5289 | 1 | 15:14 | 200 |  | 595.6845 | 0 | 613.5289 |  | 56.1455 | 56.1455 |  | 0
49.7439 | 0 | 614.8163 | 614.8163 | 1 | 15:14 | 204 |  | 595.9585 | 0 | 614.8163 |  | 57.4329 | 57.4329 |  | 0
49.7302 | 0 | 616.4716 | 616.4716 | 1 | 15:14 | 208 |  | 596.2325 | 0 | 616.4716 |  | 59.0882 | 59.0882 |  | 0
49.7043 | 0 | 616.6555 | 616.6555 | 1 | 15:14 | 212 |  | 596.5065 | 0 | 616.6555 |  | 59.2721 | 59.2721 |  | 0
49.6747 | 0 | 616.8394 | 616.8394 | 1 | 15:14 | 216 |  | 596.7805 | 0 | 616.8394 |  | 59.456 | 59.456 |  | 0
49.6846 | 0 | 617.0233 | 617.0233 | 1 | 15:14 | 220 |  | 597.0545 | 0 | 617.0233 |  | 59.6399 | 59.6399 |  | 0
49.6846 | 0 | 615.368 | 615.368 | 1 | 15:14 | 224 |  | 597.3285 | 0 | 615.368 |  | 57.9846 | 57.9846 |  | 0
49.7081 | 0 | 617.3911 | 617.3911 | 1 | 15:14 | 228 |  | 597.6025 | 0 | 617.3911 |  | 60.0077 | 60.0077 |  | 0
49.7253 | 0 | 617.2072 | 617.2072 | 1 | 15:14 | 232 |  | 597.8765 | 0 | 617.2072 |  | 59.8238 | 59.8238 |  | 0
49.7316 | 0 | 618.4946 | 618.4946 | 1 | 15:15 | 236 |  | 598.1505 | 0 | 618.4946 |  | 61.1112 | 61.1112 |  | 0
49.7266 | 0 | 619.782 | 619.782 | 1 | 15:15 | 240 |  | 598.4245 | 0 | 619.782 |  | 62.3986 | 62.3986 |  | 0
49.7278 | 0 | 619.9659 | 619.9659 | 1 | 15:15 | 244 |  | 598.6985 | 0 | 619.9659 |  | 62.5825 | 62.5825 |  | 0
49.7266 | 0 | 620.1498 | 620.1498 | 1 | 15:15 | 248 |  | 598.9725 | 0 | 620.1498 |  | 62.7664 | 62.7664 |  | 0
49.7439 | 0 | 620.5176 | 620.5176 | 1 | 15:15 | 252 |  | 599.2465 | 0 | 620.5176 |  | 63.1342 | 63.1342 |  | 0
49.7551 | 0 | 621.4371 | 621.4371 | 1 | 15:15 | 256 |  | 599.5205 | 0 | 621.4371 |  | 64.0537 | 64.0537 |  | 0
49.7711 | 0 | 621.805 | 621.805 | 1 | 15:15 | 260 |  | 599.7945 | 0 | 621.805 |  | 64.4216 | 64.4216 |  | 0
49.7762 | 0 | 620.3337 | 620.3337 | 1 | 15:15 | 264 |  | 645.2666 | 0 | 620.3337 |  | 62.9503 | 62.9503 |  | 0
49.7922 | 0 | 604.3334 | 604.3334 | 1 | 15:15 | 268 |  | 644.9333 | 0 | 604.3334 |  | 46.95 | 46.95 |  | 0
49.7723 | 0 | 598.4482 | 598.4482 | 1 | 15:15 | 272 |  | 644.6 | 0 | 598.4482 |  | 41.0648 | 41.0648 |  | 0
49.7414 | 0 | 596.2413 | 596.2413 | 1 | 15:15 | 276 |  | 644.2666 | 0 | 596.2413 |  | 38.8579 | 38.8579 |  | 0
49.7427 | 0 | 599.7356 | 599.7356 | 1 | 15:15 | 280 |  | 643.9333 | 0 | 599.7356 |  | 42.3522 | 42.3522 |  | 0
49.7662 | 0 | 597.5286 | 597.5286 | 1 | 15:15 | 284 |  | 643.6 | 0 | 597.5286 |  | 40.1452 | 40.1452 |  | 0
49.7847 | 0 | 596.793 | 596.793 | 1 | 15:15 | 288 |  | 643.2666 | 0 | 596.793 |  | 39.4096 | 39.4096 |  | 0
49.7984 | 0 | 591.2757 | 591.2757 | 1 | 15:15 | 292 |  | 642.9333 | 0 | 591.2757 |  | 33.8923 | 33.8923 |  | 0
49.7774 | 0 | 589.4365 | 589.4365 | 1 | 15:16 | 296 |  | 642.6 | 0 | 589.4365 |  | 32.0531 | 32.0531 |  | 0
49.7452 | 0 | 592.1953 | 592.1953 | 1 | 15:16 | 300 |  | 642.2666 | 0 | 592.1953 |  | 34.8119 | 34.8119 |  | 0
49.7217 | 0 | 606.3564 | 606.3564 | 1 | 15:16 | 304 |  | 641.9333 | 0 | 606.3564 |  | 48.973 |  | 48.973 | 0
49.7241 | 0 | 611.6899 | 611.6899 | 1 | 15:16 | 308 |  | 641.6 | 0 | 611.6899 |  | 54.3065 |  | 54.3065 | 0
49.7353 | 0 | 615.5519 | 615.5519 | 1 | 15:16 | 312 |  | 641.2666 | 0 | 615.5519 |  | 58.1685 |  | 58.1685 | 0
49.7316 | 0 | 613.7129 | 613.7129 | 1 | 15:16 | 316 |  | 640.9333 | 0 | 613.7129 |  | 56.3295 |  | 56.3295 | 0
49.7229 | 0 | 612.9772 | 612.9772 | 1 | 15:16 | 320 |  | 640.6 | 0 | 612.9772 |  | 55.5938 |  | 55.5938 | 0
49.7118 | 0 | 613.345 | 613.345 | 1 | 15:16 | 324 |  | 640.2666 | 0 | 613.345 |  | 55.9616 |  | 55.9616 | 0
49.713 | 0 | 613.8969 | 613.8969 | 1 | 15:16 | 328 |  | 639.9333 | 0 | 613.8969 |  | 56.5135 |  | 56.5135 | 0
49.7081 | 0 | 613.1611 | 613.1611 | 1 | 15:16 | 332 |  | 639.6 | 0 | 613.1611 |  | 55.7777 |  | 55.7777 | 0
49.7043 | 0 | 612.0577 | 612.0577 | 1 | 15:16 | 336 |  | 639.2666 | 0 | 612.0577 |  | 54.6743 |  | 54.6743 | 0
49.697 | 0 | 611.8738 | 611.8738 | 1 | 15:16 | 340 |  | 638.9333 | 0 | 611.8738 |  | 54.4904 |  | 54.4904 | 0
49.6895 | 0 | 611.8738 | 611.8738 | 1 | 15:16 | 344 |  | 638.6 | 0 | 611.8738 |  | 54.4904 |  | 54.4904 | 0
49.6933 | 0 | 612.4255 | 612.4255 | 1 | 15:16 | 348 |  | 638.2666 | 0 | 612.4255 |  | 55.0421 |  | 55.0421 | 0
49.7118 | 0 | 612.9772 | 612.9772 | 1 | 15:16 | 352 |  | 637.9333 | 0 | 612.9772 |  | 55.5938 |  | 55.5938 | 0
49.7069 | 0 | 612.7933 | 612.7933 | 1 | 15:17 | 356 |  | 637.6 | 0 | 612.7933 |  | 55.4099 |  | 55.4099 | 0
49.6649 | 0 | 613.8969 | 613.8969 | 1 | 15:17 | 360 |  | 637.2666 | 0 | 613.8969 |  | 56.5135 |  | 56.5135 | 0
49.6254 | 0 | 614.8163 | 614.8163 | 1 | 15:17 | 364 |  | 636.9333 | 0 | 614.8163 |  | 57.4329 |  | 57.4329 | 0
49.6266 | 0 | 617.575 | 617.575 | 1 | 15:17 | 368 |  | 636.6 | 0 | 617.575 |  | 60.1916 |  | 60.1916 | 0
49.6439 | 0 | 618.6785 | 618.6785 | 1 | 15:17 | 372 |  | 636.2666 | 0 | 618.6785 |  | 61.2951 |  | 61.2951 | 0
49.6611 | 0 | 618.1267 | 618.1267 | 1 | 15:17 | 376 |  | 635.9333 | 0 | 618.1267 |  | 60.7433 |  | 60.7433 | 0
49.6501 | 0 | 618.4946 | 618.4946 | 1 | 15:17 | 380 |  | 635.6 | 0 | 618.4946 |  | 61.1112 |  | 61.1112 | 0
49.6193 | 0 | 617.759 | 617.759 | 1 | 15:17 | 384 |  | 635.2666 | 0 | 617.759 |  | 60.3756 |  | 60.3756 | 0
49.6156 | 0 | 618.8623 | 618.8623 | 1 | 15:17 | 388 |  | 634.9333 | 0 | 618.8623 |  | 61.4789 |  | 61.4789 | 0
49.6303 | 0 | 617.2072 | 617.2072 | 1 | 15:17 | 392 |  | 634.6 | 0 | 617.2072 |  | 59.8238 |  | 59.8238 | 0
49.655 | 0 | 616.6555 | 616.6555 | 1 | 15:17 | 396 |  | 634.2666 | 0 | 616.6555 |  | 59.2721 |  | 59.2721 | 0
49.6562 | 0 | 615.368 | 615.368 | 1 | 15:17 | 400 |  | 633.9333 | 0 | 615.368 |  | 57.9846 |  | 57.9846 | 0
49.6587 | 0 | 615.5519 | 615.5519 | 1 | 15:17 | 404 |  | 633.6 | 0 | 615.5519 |  | 58.1685 |  | 58.1685 | 0
49.6538 | 0 | 615.0002 | 615.0002 | 1 | 15:17 | 408 |  | 633.2666 | 0 | 615.0002 |  | 57.6168 |  | 57.6168 | 0
49.6611 | 0 | 614.6324 | 614.6324 | 1 | 15:17 | 412 |  | 632.9333 | 0 | 614.6324 |  | 57.249 |  | 57.249 | 0
49.6661 | 0 | 616.1038 | 616.1038 | 1 | 15:18 | 416 |  | 632.6 | 0 | 616.1038 |  | 58.7204 |  | 58.7204 | 0
49.6525 | 0 | 616.6555 | 616.6555 | 1 | 15:18 | 420 |  | 632.2666 | 0 | 616.6555 |  | 59.2721 |  | 59.2721 | 0
49.6414 | 0 | 616.8394 | 616.8394 | 1 | 15:18 | 424 |  | 631.9333 | 0 | 616.8394 |  | 59.456 |  | 59.456 | 0
49.6414 | 0 | 618.4946 | 618.4946 | 1 | 15:18 | 428 |  | 631.6 | 0 | 618.4946 |  | 61.1112 |  | 61.1112 | 0
49.6475 | 0 | 618.3107 | 618.3107 | 1 | 15:18 | 432 |  | 631.2666 | 0 | 618.3107 |  | 60.9273 |  | 60.9273 | 0
49.6475 | 0 | 619.0463 | 619.0463 | 1 | 15:18 | 436 |  | 630.9333 | 0 | 619.0463 |  | 61.6629 |  | 61.6629 | 0
49.6538 | 0 | 620.3337 | 620.3337 | 1 | 15:18 | 440 |  | 630.6 | 0 | 620.3337 |  | 62.9503 |  | 62.9503 | 0
49.655 | 0 | 620.3337 | 620.3337 | 1 | 15:18 | 444 |  | 630.2666 | 0 | 620.3337 |  | 62.9503 |  | 62.9503 | 0
49.6661 | 0 | 621.989 | 621.989 | 1 | 15:18 | 448 |  | 629.9333 | 0 | 621.989 |  | 64.6056 |  | 64.6056 | 0
49.6809 | 0 | 621.0693 | 621.0693 | 1 | 15:18 | 452 |  | 629.6 | 0 | 621.0693 |  | 63.6859 |  | 63.6859 | 0
49.6661 | 0 | 621.6211 | 621.6211 | 1 | 15:18 | 456 |  | 629.2666 | 0 | 621.6211 |  | 64.2377 |  | 64.2377 | 0
49.6377 | 0 | 622.3568 | 622.3568 | 1 | 15:18 | 460 |  | 628.9333 | 0 | 622.3568 |  | 64.9734 |  | 64.9734 | 0
49.6353 | 0 | 622.3568 | 622.3568 | 1 | 15:18 | 464 |  | 628.6 | 0 | 622.3568 |  | 64.9734 |  | 64.9734 | 0
49.6402 | 0 | 625.1154 | 625.1154 | 1 | 15:18 | 468 |  | 628.2666 | 0 | 625.1154 |  | 67.732 |  | 67.732 | 0
49.6266 | 0 | 624.3798 | 624.3798 | 1 | 15:18 | 472 |  | 627.9333 | 0 | 624.3798 |  | 66.9964 |  | 66.9964 | 0
49.6341 | 0 | 625.1154 | 625.1154 | 1 | 15:19 | 476 |  | 627.6 | 0 | 625.1154 |  | 67.732 |  | 67.732 | 0
49.6635 | 0 | 623.0923 | 623.0923 | 1 | 15:19 | 480 |  | 627.2666 | 0 | 623.0923 |  | 65.7089 |  | 65.7089 | 0
49.697 | 0 | 622.1729 | 622.1729 | 1 | 15:19 | 484 |  | 626.9333 | 0 | 622.1729 |  | 64.7895 |  | 64.7895 | 0
49.6834 | 0 | 622.1729 | 622.1729 | 1 | 15:19 | 488 |  | 626.6 | 0 | 622.1729 |  | 64.7895 |  | 64.7895 | 0
49.6611 | 0 | 621.805 | 621.805 | 1 | 15:19 | 492 |  | 626.2666 | 0 | 621.805 |  | 64.4216 |  | 64.4216 | 0
49.655 | 0 | 621.4371 | 621.4371 | 1 | 15:19 | 496 |  | 625.9333 | 0 | 621.4371 |  | 64.0537 |  | 64.0537 | 0
49.6735 | 0 | 620.1498 | 620.1498 | 1 | 15:19 | 500 |  | 625.6 | 0 | 620.1498 |  | 62.7664 |  | 62.7664 | 0
49.6846 | 0 | 622.7245 | 622.7245 | 1 | 15:19 | 504 |  | 625.2666 | 0 | 622.7245 |  | 65.3411 |  | 65.3411 | 0
49.6599 | 0 | 622.7245 | 622.7245 | 1 | 15:19 | 508 |  | 624.9333 | 0 | 622.7245 |  | 65.3411 |  | 65.3411 | 0
49.6538 | 0 | 623.6442 | 623.6442 | 1 | 15:19 | 512 |  | 624.6 | 0 | 623.6442 |  | 66.2608 |  | 66.2608 | 0
49.6489 | 0 | 623.2762 | 623.2762 | 1 | 15:19 | 516 |  | 624.2666 | 0 | 623.2762 |  | 65.8928 |  | 65.8928 | 0
49.6562 | 0 | 624.3798 | 624.3798 | 1 | 15:19 | 520 |  | 623.9333 | 0 | 624.3798 |  | 66.9964 |  | 66.9964 | 0
49.6673 | 0 | 624.9315 | 624.9315 | 1 | 15:19 | 524 |  | 623.6 | 0 | 624.9315 |  | 67.5481 |  | 67.5481 | 0
49.687 | 0 | 625.6671 | 625.6671 | 1 | 15:19 | 528 |  | 623.2666 | 0 | 625.6671 |  | 68.2837 |  | 68.2837 | 0
49.7006 | 0 | 625.6671 | 625.6671 | 1 | 15:19 | 532 |  | 622.9333 | 0 | 625.6671 |  | 68.2837 |  | 68.2837 | 0
49.6994 | 0 | 626.2189 | 626.2189 | 1 | 15:20 | 536 |  | 622.6 | 0 | 626.2189 |  | 68.8355 |  | 68.8355 | 0
49.6797 | 0 | 626.5867 | 626.5867 | 1 | 15:20 | 540 |  | 622.2666 | 0 | 626.5867 |  | 69.2033 |  | 69.2033 | 0
49.655 | 0 | 626.2189 | 626.2189 | 1 | 15:20 | 544 |  | 621.9333 | 0 | 626.2189 |  | 68.8355 |  | 68.8355 | 0
49.6587 | 0 | 625.1154 | 625.1154 | 1 | 15:20 | 548 |  | 621.6 | 0 | 625.1154 |  | 67.732 |  | 67.732 | 0
49.6747 | 0 | 626.5867 | 626.5867 | 1 | 15:20 | 552 |  | 621.2666 | 0 | 626.5867 |  | 69.2033 |  | 69.2033 | 0
49.6834 | 0 | 626.035 | 626.035 | 1 | 15:20 | 556 |  | 620.9333 | 0 | 626.035 |  | 68.6516 |  | 68.6516 | 0
49.6686 | 0 | 626.4028 | 626.4028 | 1 | 15:20 | 560 |  | 620.6 | 0 | 626.4028 |  | 69.0194 |  | 69.0194 | 0
49.6623 | 0 | 625.8511 | 625.8511 | 1 | 15:20 | 564 |  | 651.0546 | 0 | 625.8511 |  | 68.4677 |  | 68.4677 | 0
49.6673 | 0 | 627.1384 | 627.1384 | 1 | 15:20 | 568 |  | 650.7729 | 0 | 627.1384 |  | 69.755 |  | 69.755 | 0
49.6747 | 0 | 626.9545 | 626.9545 | 1 | 15:20 | 572 |  | 650.4913 | 0 | 626.9545 |  | 69.5711 |  | 69.5711 | 0
49.6673 | 0 | 628.058 | 628.058 | 1 | 15:20 | 576 |  | 650.2096 | 0 | 628.058 |  | 70.6746 |  | 70.6746 | 0
49.6599 | 0 | 627.6902 | 627.6902 | 1 | 15:20 | 580 |  | 649.9279 | 0 | 627.6902 |  | 70.3068 |  | 70.3068 | 0
49.6414 | 0 | 627.5063 | 627.5063 | 1 | 15:20 | 584 |  | 649.6463 | 0 | 627.5063 |  | 70.1229 |  | 70.1229 | 0
49.6303 | 0 | 628.7936 | 628.7936 | 1 | 15:20 | 588 |  | 649.3646 | 0 | 628.7936 |  | 71.4102 |  | 71.4102 | 0
49.6562 | 0 | 627.3223 | 627.3223 | 1 | 15:20 | 592 |  | 649.0829 | 0 | 627.3223 |  | 69.9389 |  | 69.9389 | 0
49.6919 | 0 | 626.5867 | 626.5867 | 1 | 15:21 | 596 |  | 648.8013 | 0 | 626.5867 |  | 69.2033 |  | 69.2033 | 0
49.6834 | 0 | 626.7706 | 626.7706 | 1 | 15:21 | 600 |  | 648.5196 | 0 | 626.7706 |  | 69.3872 |  | 69.3872 | 0
49.6635 | 0 | 627.1384 | 627.1384 | 1 | 15:21 | 604 |  | 648.2379 | 0 | 627.1384 |  | 69.755 |  |  | 0
49.6501 | 0 | 626.7706 | 626.7706 | 1 | 15:21 | 608 |  | 647.9563 | 0 | 626.7706 |  | 69.3872 |  |  | 0
49.6094 | 0 | 629.3453 | 629.3453 | 1 | 15:21 | 612 |  | 647.6746 | 0 | 629.3453 |  | 71.9619 |  |  | 0
49.5947 | 0 | 629.7132 | 629.7132 | 1 | 15:21 | 616 |  | 647.3929 | 0 | 629.7132 |  | 72.3298 |  |  | 0
49.6081 | 0 | 630.2649 | 630.2649 | 1 | 15:21 | 620 |  | 647.1113 | 0 | 630.2649 |  | 72.8815 |  |  | 0
49.6278 | 0 | 630.8167 | 630.8167 | 1 | 15:21 | 624 |  | 646.8296 | 0 | 630.8167 |  | 73.4333 |  |  | 0
49.6303 | 0 | 630.081 | 630.081 | 1 | 15:21 | 628 |  | 646.5479 | 0 | 630.081 |  | 72.6976 |  |  | 0
49.6266 | 0 | 629.3453 | 629.3453 | 1 | 15:21 | 632 |  | 646.2663 | 0 | 629.3453 |  | 71.9619 |  |  | 0
49.6144 | 0 | 628.6097 | 628.6097 | 1 | 15:21 | 636 |  | 645.9846 | 0 | 628.6097 |  | 71.2263 |  |  | 0
49.6094 | 0 | 630.2649 | 630.2649 | 1 | 15:21 | 640 |  | 645.7029 | 0 | 630.2649 |  | 72.8815 |  |  | 0
49.6144 | 0 | 630.081 | 630.081 | 1 | 15:21 | 644 |  | 645.4213 | 0 | 630.081 |  | 72.6976 |  |  | 0
49.6181 | 0 | 629.5293 | 629.5293 | 1 | 15:21 | 648 |  | 645.1396 | 0 | 629.5293 |  | 72.1459 |  |  | 0
49.6402 | 0 | 628.2419 | 628.2419 | 1 | 15:21 | 652 |  | 644.8579 | 0 | 628.2419 |  | 70.8585 |  |  | 0
49.6587 | 0 | 626.5867 | 626.5867 | 1 | 15:22 | 656 |  | 644.5763 | 0 | 626.5867 |  | 69.2033 |  |  | 0
49.6747 | 0 | 625.6671 | 625.6671 | 1 | 15:22 | 660 |  | 644.2946 | 0 | 625.6671 |  | 68.2837 |  |  | 0
49.6686 | 0 | 627.1384 | 627.1384 | 1 | 15:22 | 664 |  | 644.0129 | 0 | 627.1384 |  | 69.755 |  |  | 0
49.6574 | 0 | 626.4028 | 626.4028 | 1 | 15:22 | 668 |  | 643.7313 | 0 | 626.4028 |  | 69.0194 |  |  | 0
49.6525 | 0 | 626.035 | 626.035 | 1 | 15:22 | 672 |  | 643.4496 | 0 | 626.035 |  | 68.6516 |  |  | 0
49.6562 | 0 | 626.9545 | 626.9545 | 1 | 15:22 | 676 |  | 643.1679 | 0 | 626.9545 |  | 69.5711 |  |  | 0
49.6611 | 0 | 626.4028 | 626.4028 | 1 | 15:22 | 680 |  | 642.8863 | 0 | 626.4028 |  | 69.0194 |  |  | 0
49.6599 | 0 | 627.3223 | 627.3223 | 1 | 15:22 | 684 |  | 642.6046 | 0 | 627.3223 |  | 69.9389 |  |  | 0
49.6771 | 0 | 627.5063 | 627.5063 | 1 | 15:22 | 688 |  | 642.3229 | 0 | 627.5063 |  | 70.1229 |  |  | 0
49.6957 | 0 | 627.5063 | 627.5063 | 1 | 15:22 | 692 |  | 642.0413 | 0 | 627.5063 |  | 70.1229 |  |  | 0
49.6834 | 0 | 628.4258 | 628.4258 | 1 | 15:22 | 696 |  | 641.7596 | 0 | 628.4258 |  | 71.0424 |  |  | 0
49.6907 | 0 | 627.874 | 627.874 | 1 | 15:22 | 700 |  | 641.4779 | 0 | 627.874 |  | 70.4906 |  |  | 0
49.7069 | 0 | 628.058 | 628.058 | 1 | 15:22 | 704 |  | 641.1963 | 0 | 628.058 |  | 70.6746 |  |  | 0
49.7401 | 0 | 626.5867 | 626.5867 | 1 | 15:22 | 708 |  | 640.9146 | 0 | 626.5867 |  | 69.2033 |  |  | 0
49.7674 | 0 | 625.4833 | 625.4833 | 1 | 15:22 | 712 |  | 640.6329 | 0 | 625.4833 |  | 68.0999 |  |  | 0
49.7624 | 0 | 625.8511 | 625.8511 | 1 | 15:23 | 716 |  | 640.3513 | 0 | 625.8511 |  | 68.4677 |  |  | 0
49.7452 | 0 | 627.3223 | 627.3223 | 1 | 15:23 | 720 |  | 640.0696 | 0 | 627.3223 |  | 69.9389 |  |  | 0
49.7377 | 0 | 627.6902 | 627.6902 | 1 | 15:23 | 724 |  | 639.7879 | 0 | 627.6902 |  | 70.3068 |  |  | 0
49.7389 | 0 | 628.9775 | 628.9775 | 1 | 15:23 | 728 |  | 639.5063 | 0 | 628.9775 |  | 71.5941 |  |  | 0
49.7439 | 0 | 630.4489 | 630.4489 | 1 | 15:23 | 732 |  | 639.2246 | 0 | 630.4489 |  | 73.0655 |  |  | 0
49.7353 | 0 | 631.3684 | 631.3684 | 1 | 15:23 | 736 |  | 638.9429 | 0 | 631.3684 |  | 73.985 |  |  | 0
49.7389 | 0 | 631.7362 | 631.7362 | 1 | 15:23 | 740 |  | 638.6613 | 0 | 631.7362 |  | 74.3528 |  |  | 0
49.7539 | 0 | 632.8397 | 632.8397 | 1 | 15:23 | 744 |  | 638.3796 | 0 | 632.8397 |  | 75.4563 |  |  | 0
49.76 | 0 | 634.127 | 634.127 | 1 | 15:23 | 748 |  | 638.0979 | 0 | 634.127 |  | 76.7436 |  |  | 0
49.7488 | 0 | 634.311 | 634.311 | 1 | 15:23 | 752 |  | 637.8163 | 0 | 634.311 |  | 76.9276 |  |  | 0
49.7377 | 0 | 633.2075 | 633.2075 | 1 | 15:23 | 756 |  | 637.5346 | 0 | 633.2075 |  | 75.8241 |  |  | 0
49.7414 | 0 | 632.1041 | 632.1041 | 1 | 15:23 | 760 |  | 637.2529 | 0 | 632.1041 |  | 74.7207 |  |  | 0
49.7662 | 0 | 632.4719 | 632.4719 | 1 | 15:23 | 764 |  | 636.9713 | 0 | 632.4719 |  | 75.0885 |  |  | 0
49.7687 | 0 | 633.2075 | 633.2075 | 1 | 15:23 | 768 |  | 636.6896 | 0 | 633.2075 |  | 75.8241 |  |  | 0
49.7551 | 0 | 632.1041 | 632.1041 | 1 | 15:23 | 772 |  | 636.4079 | 0 | 632.1041 |  | 74.7207 |  |  | 0
49.7736 | 0 | 631.3684 | 631.3684 | 1 | 15:24 | 776 |  | 636.1263 | 0 | 631.3684 |  | 73.985 |  |  | 0
49.8183 | 0 | 628.4258 | 628.4258 | 1 | 15:24 | 780 |  | 635.8446 | 0 | 628.4258 |  | 71.0424 |  |  | 0
49.8393 | 0 | 625.8511 | 625.8511 | 1 | 15:24 | 784 |  | 635.5629 | 0 | 625.8511 |  | 68.4677 |  |  | 0
49.8231 | 0 | 622.9085 | 622.9085 | 1 | 15:24 | 788 |  | 635.2813 | 0 | 622.9085 |  | 65.5251 |  |  | 0
49.7922 | 0 | 628.7936 | 628.7936 | 1 | 15:24 | 792 |  | 634.9996 | 0 | 628.7936 |  | 71.4102 |  |  | 0
49.7922 | 0 | 629.3453 | 629.3453 | 1 | 15:24 | 796 |  | 634.7179 | 0 | 629.3453 |  | 71.9619 |  |  | 0
49.796 | 0 | 631.0005 | 631.0005 | 1 | 15:24 | 800 |  | 634.4363 | 0 | 631.0005 |  | 73.6171 |  |  | 0
49.7972 | 0 | 633.9432 | 633.9432 | 1 | 15:24 | 804 |  | 634.1546 | 0 | 633.9432 |  | 76.5598 |  |  | 0
49.7847 | 0 | 633.9432 | 633.9432 | 1 | 15:24 | 808 |  | 633.8729 | 0 | 633.9432 |  | 76.5598 |  |  | 0
49.7762 | 0 | 635.2305 | 635.2305 | 1 | 15:24 | 812 |  | 633.5913 | 0 | 635.2305 |  | 77.8471 |  |  | 0
49.7798 | 0 | 635.2305 | 635.2305 | 1 | 15:24 | 816 |  | 633.3096 | 0 | 635.2305 |  | 77.8471 |  |  | 0
49.781 | 0 | 636.334 | 636.334 | 1 | 15:24 | 820 |  | 633.0279 | 0 | 636.334 |  | 78.9506 |  |  | 0
49.7711 | 0 | 637.0696 | 637.0696 | 1 | 15:24 | 824 |  | 632.7463 | 0 | 637.0696 |  | 79.6862 |  |  | 0
49.7414 | 0 | 638.1731 | 638.1731 | 1 | 15:24 | 828 |  | 632.4646 | 0 | 638.1731 |  | 80.7897 |  |  | 0
49.7587 | 0 | 637.6214 | 637.6214 | 1 | 15:24 | 832 |  | 632.1829 | 0 | 637.6214 |  | 80.238 |  |  | 0
49.7612 | 0 | 639.0927 | 639.0927 | 1 | 15:25 | 836 |  | 631.9013 | 0 | 639.0927 |  | 81.7093 |  |  | 0
49.7563 | 0 | 640.1962 | 640.1962 | 1 | 15:25 | 840 |  | 631.6196 | 0 | 640.1962 |  | 82.8128 |  |  | 0
49.7563 | 0 | 639.2766 | 639.2766 | 1 | 15:25 | 844 |  | 631.3379 | 0 | 639.2766 |  | 81.8932 |  |  | 0
49.7612 | 0 | 638.9088 | 638.9088 | 1 | 15:25 | 848 |  | 631.0563 | 0 | 638.9088 |  | 81.5254 |  |  | 0
49.7711 | 0 | 636.5179 | 636.5179 | 1 | 15:25 | 852 |  | 630.7746 | 0 | 636.5179 |  | 79.1345 |  |  | 0
49.7762 | 0 | 637.0696 | 637.0696 | 1 | 15:25 | 856 |  | 630.4929 | 0 | 637.0696 |  | 79.6862 |  |  | 0
49.7711 | 0 | 635.9662 | 635.9662 | 1 | 15:25 | 860 |  | 630.2113 | 0 | 635.9662 |  | 78.5828 |  |  | 0
49.7476 | 0 | 635.4145 | 635.4145 | 1 | 15:25 | 864 |  | 629.9296 | 0 | 635.4145 |  | 78.0311 |  |  | 0
49.7365 | 0 | 635.5983 | 635.5983 | 1 | 15:25 | 868 |  | 629.6479 | 0 | 635.5983 |  | 78.2149 |  |  | 0
49.7575 | 0 | 634.8627 | 634.8627 | 1 | 15:25 | 872 |  | 629.3663 | 0 | 634.8627 |  | 77.4793 |  |  | 0
49.7587 | 0 | 636.1501 | 636.1501 | 1 | 15:25 | 876 |  | 629.0846 | 0 | 636.1501 |  | 78.7667 |  |  | 0
49.7539 | 0 | 635.0466 | 635.0466 | 1 | 15:25 | 880 |  | 628.8029 | 0 | 635.0466 |  | 77.6632 |  |  | 0
49.7353 | 0 | 635.4145 | 635.4145 | 1 | 15:25 | 884 |  | 628.5213 | 0 | 635.4145 |  | 78.0311 |  |  | 0
49.7353 | 0 | 636.334 | 636.334 | 1 | 15:25 | 888 |  | 628.2396 | 0 | 636.334 |  | 78.9506 |  |  | 0
49.7476 | 0 | 637.2535 | 637.2535 | 1 | 15:25 | 892 |  | 627.9579 | 0 | 637.2535 |  | 79.8701 |  |  | 0
49.7539 | 0 | 637.8053 | 637.8053 | 1 | 15:26 | 896 |  | 627.6763 | 0 | 637.8053 |  | 80.4219 |  |  | 0
49.7563 | 0 | 638.9088 | 638.9088 | 1 | 15:26 | 900 |  | 627.3946 | 0 | 638.9088 |  | 81.5254 |  |  | 0
49.729 | 0 | 639.8284 | 639.8284 | 1 | 15:26 | 904 |  | 627.1129 | 0 | 639.8284 |  | 82.445 |  |  | 0
49.7229 | 0 | 641.1157 | 641.1157 | 1 | 15:26 | 908 |  | 626.8313 | 0 | 641.1157 |  | 83.7323 |  |  | 0
49.713 | 0 | 641.4835 | 641.4835 | 1 | 15:26 | 912 |  | 626.5496 | 0 | 641.4835 |  | 84.1001 |  |  | 0
49.713 | 0 | 642.9548 | 642.9548 | 1 | 15:26 | 916 |  | 626.2679 | 0 | 642.9548 |  | 85.5714 |  |  | 0
49.7093 | 0 | 642.5869 | 642.5869 | 1 | 15:26 | 920 |  | 625.9863 | 0 | 642.5869 |  | 85.2035 |  |  | 0
49.7229 | 0 | 642.2192 | 642.2192 | 1 | 15:26 | 924 |  | 625.7046 | 0 | 642.2192 |  | 84.8358 |  |  | 0
49.7365 | 0 | 642.5869 | 642.5869 | 1 | 15:26 | 928 |  | 625.4229 | 0 | 642.5869 |  | 85.2035 |  |  | 0
49.7204 | 0 | 642.4031 | 642.4031 | 1 | 15:26 | 932 |  | 625.1413 | 0 | 642.4031 |  | 85.0197 |  |  | 0
49.7154 | 0 | 641.2996 | 641.2996 | 1 | 15:26 | 936 |  | 624.8596 | 0 | 641.2996 |  | 83.9162 |  |  | 0
49.7316 | 0 | 643.1387 | 643.1387 | 1 | 15:26 | 940 |  | 624.5779 | 0 | 643.1387 |  | 85.7553 |  |  | 0
49.7328 | 0 | 642.9548 | 642.9548 | 1 | 15:26 | 944 |  | 624.2963 | 0 | 642.9548 |  | 85.5714 |  |  | 0
49.7389 | 0 | 642.9548 | 642.9548 | 1 | 15:26 | 948 |  | 624.0146 | 0 | 642.9548 |  | 85.5714 |  |  | 0
49.76 | 0 | 643.5067 | 643.5067 | 1 | 15:26 | 952 |  | 623.7329 | 0 | 643.5067 |  | 86.1233 |  |  | 0
49.7736 | 0 | 642.7709 | 642.7709 | 1 | 15:27 | 956 |  | 623.4513 | 0 | 642.7709 |  | 85.3875 |  |  | 0
49.7798 | 0 | 643.8744 | 643.8744 | 1 | 15:27 | 960 |  | 623.1696 | 0 | 643.8744 |  | 86.491 |  |  | 0
49.765 | 0 | 644.7939 | 644.7939 | 1 | 15:27 | 964 |  | 622.8879 | 0 | 644.7939 |  | 87.4105 |  |  | 0
49.7525 | 0 | 645.8974 | 645.8974 | 1 | 15:27 | 968 |  | 622.6063 | 0 | 645.8974 |  | 88.514 |  |  | 0
49.7551 | 0 | 645.1617 | 645.1617 | 1 | 15:27 | 972 |  | 622.3246 | 0 | 645.1617 |  | 87.7783 |  |  | 0
49.765 | 0 | 645.5296 | 645.5296 | 1 | 15:27 | 976 |  | 622.0429 | 0 | 645.5296 |  | 88.1462 |  |  | 0
49.765 | 0 | 645.7134 | 645.7134 | 1 | 15:27 | 980 |  | 621.7613 | 0 | 645.7134 |  | 88.33 |  |  | 0
49.7612 | 0 | 645.5296 | 645.5296 | 1 | 15:27 | 984 |  | 621.4796 | 0 | 645.5296 |  | 88.1462 |  |  | 0
49.7563 | 0 | 645.7134 | 645.7134 | 1 | 15:27 | 988 |  | 621.1979 | 0 | 645.7134 |  | 88.33 |  |  | 0
49.7389 | 0 | 646.2652 | 646.2652 | 1 | 15:27 | 992 |  | 620.9163 | 0 | 646.2652 |  | 88.8818 |  |  | 0
49.7389 | 0 | 646.2652 | 646.2652 | 1 | 15:27 | 996 |  | 620.6346 | 0 | 646.2652 |  | 88.8818 |  |  | 0
49.7476 | 0 | 646.6331 | 646.6331 | 1 | 15:27 | 1000 |  | 620.3529 | 0 | 646.6331 |  | 89.2497 |  |  | 0
49.7575 | 0 | 645.8974 | 645.8974 | 1 | 15:27 | 1004 |  | 620.0713 | 0 | 645.8974 |  | 88.514 |  |  | 0
49.7711 | 0 | 644.9778 | 644.9778 | 1 | 15:27 | 1008 |  | 619.7896 | 0 | 644.9778 |  | 87.5944 |  |  | 0
49.7996 | 0 | 646.0814 | 646.0814 | 1 | 15:27 | 1012 |  | 619.5079 | 0 | 646.0814 |  | 88.698 |  |  | 0
49.7984 | 0 | 644.2422 | 644.2422 | 1 | 15:28 | 1016 |  | 619.2263 | 0 | 644.2422 |  | 86.8588 |  |  | 0
49.8009 | 0 | 645.1617 | 645.1617 | 1 | 15:28 | 1020 |  | 618.9446 | 0 | 645.1617 |  | 87.7783 |  |  | 0
49.7885 | 0 | 643.8744 | 643.8744 | 1 | 15:28 | 1024 |  | 618.6629 | 0 | 643.8744 |  | 86.491 |  |  | 0
49.7835 | 0 | 641.6675 | 641.6675 | 1 | 15:28 | 1028 |  | 618.3813 | 0 | 641.6675 |  | 84.2841 |  |  | 0
49.8033 | 0 | 641.4835 | 641.4835 | 1 | 15:28 | 1032 |  | 618.0996 | 0 | 641.4835 |  | 84.1001 |  |  | 0
49.8231 | 0 | 639.0927 | 639.0927 | 1 | 15:28 | 1036 |  | 617.8179 | 0 | 639.0927 |  | 81.7093 |  |  | 0
49.8158 | 0 | 631.7362 | 631.7362 | 1 | 15:28 | 1040 |  | 617.5363 | 0 | 631.7362 |  | 74.3528 |  |  | 0
49.8294 | 0 | 635.5983 | 635.5983 | 1 | 15:28 | 1044 |  | 617.2546 | 0 | 635.5983 |  | 78.2149 |  |  | 0
49.8282 | 0 | 628.058 | 628.058 | 1 | 15:28 | 1048 |  | 616.9729 | 0 | 628.058 |  | 70.6746 |  |  | 0
49.8306 | 0 | 625.2993 | 625.2993 | 1 | 15:28 | 1052 |  | 616.6913 | 0 | 625.2993 |  | 67.9159 |  |  | 0
49.8357 | 0 | 629.3453 | 629.3453 | 1 | 15:28 | 1056 |  | 616.4096 | 0 | 629.3453 |  | 71.9619 |  |  | 0
49.8468 | 0 | 624.5637 | 624.5637 | 1 | 15:28 | 1060 |  | 616.1279 | 0 | 624.5637 |  | 67.1803 |  |  | 0
49.8654 | 0 | 622.7245 | 622.7245 |  | 15:28 | 1064 |  | 615.8463 | 0 | 622.7245 |  | 65.3411 |  |  | 0
49.8741 | 0 | 634.127 | 634.127 |  | 15:28 | 1068 |  | 615.5646 | 0 | 634.127 |  | 76.7436 |  |  | 0
49.8978 | 0 | 618.1267 | 618.1267 |  | 15:28 | 1072 |  | 615.2829 | 0 | 618.1267 |  | 60.7433 |  |  | 0
49.9028 | 0 | 616.8394 | 616.8394 |  | 15:29 | 1076 |  | 615.0013 | 0 | 616.8394 |  | 59.456 |  |  | 1
49.9152 | 0 | 615.368 | 615.368 |  | 15:29 | 1080 |  | 614.7196 | 0 | 615.368 |  | 57.9846 |  |  | 1
49.9339 | 0 | 617.2072 | 617.2072 |  | 15:29 | 1084 |  | 614.4379 | 0 | 617.2072 |  | 59.8238 |  |  | 1
49.9402 | 0 | 616.8394 | 616.8394 |  | 15:29 | 1088 |  | 614.1563 | 0 | 616.8394 |  | 59.456 |  |  | 1
49.919 | 0 | 618.3107 | 618.3107 |  | 15:29 | 1092 |  | 613.8746 | 0 | 618.3107 |  | 60.9273 |  |  | 1
49.9091 | 0 | 617.3911 | 617.3911 |  | 15:29 | 1096 |  | 613.5929 | 0 | 617.3911 |  | 60.0077 |  |  | 1
49.9177 | 0 | 617.2072 | 617.2072 |  | 15:29 | 1100 |  | 613.3113 | 0 | 617.2072 |  | 59.8238 |  |  | 1
49.9226 | 0 | 621.4371 | 621.4371 |  | 15:29 | 1104 |  | 613.0296 | 0 | 621.4371 |  | 64.0537 |  |  | 1
49.9115 | 0 | 616.2876 | 616.2876 |  | 15:29 | 1108 |  | 612.7479 | 0 | 616.2876 |  | 58.9042 |  |  | 1
Note on G3: jstevens: =IF(Slow Service Enabled=0, MIN(DB, DC), MIN(DC, MAX(0, SE)))

## LowerInformation
INPUTS | [5 empty] | RESULTS
| [HELP] |  |  |  |  | [HELP]
Plant Information | Value | Comment |  |  | = Inputs to be entered | Fast Lower (MW) | 49.7 | [HELP]
Plant Name | MyGenUnit2 | For information only |  |  | by user in cells of this colour | FA | 527.2939
Plant Inertia | 0.022913 | In MW sec^3 (or kg.m^2/1000) [HELP] |  |  |  | FB | -49.7
Allocated Frequency Setting |  | In Hz, corresponding to allocated frequency level - see table 3 or 4 in the MASS. This is only applicable to Switching controllers (S) |  |  |  | FC | -106.1
Boost | 1 | G [HELP] |  |  |  | FD | -92.1
Sample Rate of Frequency Recorder for high speed data (<= 50ms) for Fast services | 0.02 | In seconds
Sample Rate of Frequency Recorder for low speed data (<= 4s) for estimation of the FD parameter | 4 | In seconds [HELP] |  |  |  | Fast Lower 4s (MW) (NOT a reliable estimate of Fast Lower) | n/a | [HELP]
Sample Rate of Frequency Recorder for low speed data (<= 4s) for Slow services | 4 | In seconds |  |  |  | FA (estimate) | 550.391
Sample Rate of Frequency Recorder for low speed data (<= 4s) for Delayed services | 4 | In seconds |  |  |  | FB (estimate) | -22.5
Frequency Dead-band Upper Limit | 50 | In Hz, as defined in the MASS |  |  |  | FC (estimate) | -155.8
Generator or Load? | GENERATOR |  |  |  |  | FD (estimate) | -141.8
Incident and Dispatch Information | Value | Comment
High speed data start time | 15:10 | Time only (no date) exact precision not required - This is used for determining the DI (has to be in the same DI as the PI data) |  |  |  | Slow Lower (MW) | 92.1 | Participant supplied fast data used for calculation.
Low speed data Start time | 15:10 | Time only (no date) exact precision not required - This is used for determining the dispatch |  |  |  | SA | 550.391
Contingency Event Offset | 2.2 | Time in seconds between Contingency Event Time and Frequency Disturbance Time (NOFB crossing). Supplied by AEMO for each FCAS assessment event upon request. Fast Service assessment window begins from Contingency Event Time. Prior to 1 July 2020 Fast Service assessment began from NOFB crossing. |  |  |  | SB | -127.6
Fast Service Enabled (NEMDE target) | 14 | MW value of Fast Lower service enabled |  |  |  | SC | -149.8
Slow Service Enabled (NEMDE target) | 80 | MW value of Slow Lower service enabled |  |  |  | SE | -69.8
Delayed Service Enabled (NEMDE target) | 30 | MW value of Delayed Lower service enabled
Initial MW for dispatch interval: | [5 empty] | Delayed Lower (MW) | 38
15:10 | 506.8 | In MW, initial MW at the start of the dispatch interval, for scheduled generating units and loads only |  |  |  | DA | 550.391
15:15 | 545.1 |  |  |  |  | DB | -54.2
15:20 | 520.7 |  |  |  |  | DC | -38
15:25 | 520.3
Energy Dispatch Targets for dispatch interval:
15:10 | 556.8 | In MW, dispatch target for the dispatch interval, for scheduled generating units and loads only
15:15 | 495.1
15:20 | 550
15:25 | 550
Region | MAINLAND
MASS Parameters | Value | Comment
Lower Reference Frequency: | 50.5 | In Hz, as specified in table 2 of the MASS
Normal Frequency Operating Band Upper Limit: | 50.15 | In Hz, as defined in the Frequency Operating Standards
Frequency Recovery Upper Limit: | 50.1 | In Hz, as defined in the Frequency Operating Standards
Frequency Ramp Rate: | 0.125 | In Hz/second, as specified in table 2 of the MASS - note this will be different for Tasmania and Mainland
Controller R6 | P | Controller type for this service
Controller R60 | P | Controller type for this service
Controller R5 | P | Controller type for this service
Inputs for Fast Lower (High speed data) |  |  | Inputs for Slow and Delayed Lower (Low speed data)
[HELP] |  |  | [HELP]
Raw Data for Fast Raise (<=50 ms sample rate) |  |  | Raw Data for Slow and Delayed Raise (4s sample rate)
Local frequency | Plant output |  | Local frequency | Plant output
(Hz) | (MW) |  | (Hz) | (MW)
49.8639 | 527.1914 |  | 49.9024 | 546.6152
49.8639 | 527.1914 |  | 49.8952 | 547.743
49.8639 | 528.4146 |  | 49.8816 | 547.743
49.8639 | 527.1914 |  | 49.8637 | 546.2393
49.8639 | 527.1914 |  | 49.8622 | 547.743
49.8639 | 527.1914 |  | 49.8611 | 548.4949
49.8639 | 527.1914 |  | 49.8653 | 550.3747
49.8639 | 527.1914 |  | 49.8662 | 552.6304
49.8639 | 527.1914 |  | 49.8898 | 553.3823
49.8639 | 527.1914 |  | 49.8902 | 554.5101
49.8639 | 527.1914 |  | 50.0862 | 553.3823
49.8639 | 527.1914 |  | 50.3828 | 552.6304
49.8639 | 527.1914 |  | 50.1766 | 541.7278
49.8639 | 527.1914 |  | 50.2176 | 505.6367
49.8639 | 527.1914 |  | 50.2045 | 512.0278
49.8639 | 527.1914 |  | 50.2113 | 523.3063
49.8639 | 527.1914 |  | 50.2036 | 526.3139
49.8639 | 527.1914 |  | 50.232 | 526.3139
49.8639 | 527.1914 |  | 50.2197 | 527.0658
49.8639 | 525.9682 |  | 50.2194 | 526.6899
49.8639 | 527.1914 |  | 50.2099 | 524.8101
49.8639 | 527.1914 |  | 50.2099 | 523.6823
49.8639 | 528.4146 |  | 50.208 | 523.6823
49.8639 | 527.1914 |  | 50.2175 | 525.562
49.8639 | 527.1914 |  | 50.2129 | 525.562
49.8639 | 527.1914 |  | 50.2061 | 526.6899
49.8639 | 527.1914 |  | 50.2397 | 525.1861
49.8639 | 528.4146 |  | 50.2178 | 525.1861
49.8639 | 528.4146 |  | 50.2166 | 524.8101
49.8639 | 527.1914 |  | 50.2132 | 522.9304
49.8639 | 527.1914 |  | 50.211 | 524.4342
49.8639 | 528.4146 |  | 50.2121 | 524.4342
49.8639 | 527.1914 |  | 50.2182 | 525.1861
49.8639 | 528.4146 |  | 50.2206 | 525.562
49.8639 | 527.1914 |  | 50.2047 | 525.562
49.8639 | 527.1914 |  | 50.2119 | 524.4342
49.8639 | 528.4146 |  | 50.2131 | 525.938
49.8639 | 528.4146 |  | 50.2066 | 525.938
49.8639 | 528.4146 |  | 50.2097 | 525.1861
49.8639 | 527.1914 |  | 50.2071 | 525.1861
49.8639 | 527.1914 |  | 50.2137 | 525.562
49.8639 | 527.1914 |  | 50.2044 | 525.562
49.8639 | 525.9682 |  | 50.2086 | 525.1861
49.8639 | 527.1914 |  | 50.2004 | 525.938
49.8639 | 527.1914 |  | 50.2032 | 524.0582
49.8639 | 527.1914 |  | 50.198 | 524.0582
49.8639 | 528.4146 |  | 50.1947 | 524.0582
49.8639 | 527.1914 |  | 50.2017 | 524.0582
49.8639 | 528.4146 |  | 50.1909 | 521.8026
49.8605 | 527.1914 |  | 50.1981 | 522.9304
49.8605 | 527.1914 |  | 50.1745 | 521.8026
49.8605 | 527.1914 |  | 50.1798 | 521.8026
49.8605 | 527.1914 |  | 50.1879 | 524.0582
49.8605 | 528.4146 |  | 50.1801 | 524.0582
49.8605 | 527.1914 |  | 50.1831 | 524.4342
49.8605 | 528.4146 |  | 50.1716 | 523.3063
49.8605 | 527.1914 |  | 50.1612 | 524.4342
49.8605 | 527.1914 |  | 50.1614 | 524.4342
49.8605 | 527.1914 |  | 50.1627 | 526.6899
49.8605 | 527.1914 |  | 50.1604 | 526.6899
49.8605 | 528.4146 |  | 50.158 | 526.6899
49.8605 | 527.1914 |  | 50.162 | 527.0658
49.8605 | 527.1914 |  | 50.1563 | 525.562
49.8605 | 527.1914 |  | 50.162 | 525.938
49.8605 | 527.1914 |  | 50.155 | 524.8101
49.8605 | 527.1914 |  | 50.1505 | 524.0582
49.8605 | 527.1914 |  | 50.1521 | 524.0582
49.8605 | 527.1914 |  | 50.1449 | 524.0582
49.8605 | 527.1914 |  | 50.1536 | 524.0582
49.8605 | 527.1914 |  | 50.1559 | 523.3063
49.8605 | 527.1914 |  | 50.1502 | 523.3063
49.8605 | 527.1914 |  | 50.145 | 522.5544
49.8605 | 527.1914 |  | 50.1515 | 521.8026
49.8605 | 528.4146 |  | 50.157 | 521.8026
49.8605 | 527.1914 |  | 50.156 | 520.6747
49.8605 | 527.1914 |  | 50.1481 | 519.9228
49.8605 | 528.4146 |  | 50.1464 | 518.7949
49.8605 | 527.1914 |  | 50.1478 | 518.7949
49.8605 | 527.1914 |  | 50.1557 | 519.1709
49.8605 | 525.9682 |  | 50.1436 | 519.1709
49.8605 | 528.4146 |  | 50.1524 | 520.2987
49.8605 | 527.1914 |  | 50.1548 | 519.5468
49.8605 | 528.4146 |  | 50.1453 | 519.5468
49.8605 | 528.4146 |  | 50.1437 | 518.7949
49.8605 | 525.9682 |  | 50.1516 | 518.7949
49.8605 | 528.4146 |  | 50.1373 | 518.419
49.8605 | 527.1914 |  | 50.1496 | 518.043
49.8605 | 528.4146 |  | 50.144 | 516.9152
49.8605 | 528.4146 |  | 50.153 | 518.043
49.8605 | 525.9682 |  | 50.1427 | 516.5392
49.8605 | 529.6378 |  | 50.1479 | 515.4114
49.8605 | 527.1914 |  | 50.1425 | 514.2836
49.8605 | 527.1914 |  | 50.1501 | 513.1557
49.8605 | 528.4146 |  | 50.1494 | 513.1557
49.8605 | 525.9682 |  | 50.1493 | 512.0278
49.8605 | 527.1914 |  | 50.1366 | 511.2759
49.8605 | 527.1914 |  | 50.1311 | 510.524
49.8605 | 528.4146 |  | 50.1283 | 510.524
49.8605 | 527.1914 |  | 50.1288 | 512.0278
49.8605 | 527.1914 |  | 50.1307 | 512.0278
49.8605 | 528.4146 |  | 50.1373 | 512.0278
49.8605 | 528.4146 |  | 50.1408 | 511.2759
49.8605 | 527.1914 |  | 50.1318 | 510.1481
49.8605 | 527.1914 |  | 50.1329 | 508.6443
49.8605 | 525.9682 |  | 50.139 | 508.6443
49.8605 | 527.1914 |  | 50.1308 | 509.3962
49.8605 | 528.4146 |  | 50.1308 | 509.3962
49.8605 | 525.9682 |  | 50.1379 | 508.2683
49.8605 | 528.4146 |  | 50.1571 | 509.7722
49.8605 | 527.1914 |  | 50.1374 | 509.7722
49.8605 | 527.1914 |  | 50.1523 | 508.6443
49.8605 | 527.1914 |  | 50.1365 | 507.1405
49.8605 | 527.1914 |  | 50.1265 | 506.7646
49.8605 | 525.9682 |  | 50.1367 | 508.2683
49.8605 | 525.9682 |  | 50.1539 | 508.2683
49.8605 | 527.1914 |  | 50.139 | 511.6519
49.8605 | 527.1914 |  | 50.1505 | 511.6519
49.8605 | 528.4146 |  | 50.1443 | 510.524
49.8605 | 528.4146 |  | 50.1502 | 512.0278
49.8639 | 527.1914 |  | 50.1455 | 512.0278
49.8639 | 527.1914 |  | 50.1551 | 512.4038
49.8605 | 527.1914 |  | 50.1391 | 512.4038
49.8605 | 527.1914 |  | 50.1522 | 512.4038
49.8605 | 528.4146 |  | 50.1498 | 513.5316
49.8605 | 527.1914 |  | 50.1484 | 515.0355
49.8605 | 528.4146 |  | 50.1538 | 515.4114
49.8605 | 527.1914 |  | 50.1464 | 515.4114
49.8605 | 528.4146 |  | 50.1532 | 516.1633
49.8605 | 525.9682 |  | 50.1536 | 517.2911
49.8605 | 528.4146 |  | 50.1538 | 517.2911
49.8605 | 527.1914 |  | 50.1538 | 517.6671
49.8605 | 527.1914 |  | 50.1507 | 517.6671
49.8605 | 528.4146 |  | 50.149 | 516.9152
49.8605 | 527.1914 |  | 50.1456 | 517.2911
49.8605 | 528.4146 |  | 50.1472 | 517.2911
49.8639 | 527.1914 |  | 50.1627 | 518.043
49.8639 | 528.4146 |  | 50.1487 | 518.043
49.8639 | 528.4146 |  | 50.1552 | 518.043
49.8639 | 527.1914 |  | 50.1501 | 518.7949
49.8639 | 528.4146 |  | 50.1492 | 518.043
49.8639 | 528.4146 |  | 50.1548 | 518.7949
49.8639 | 528.4146 |  | 50.1515 | 519.1709
49.8605 | 528.4146 |  | 50.1368 | 519.1709
49.8605 | 527.1914 |  | 50.154 | 519.1709
49.8605 | 528.4146 |  | 50.1367 | 519.1709
49.8605 | 527.1914 |  | 50.157 | 519.9228
49.8605 | 527.1914 |  | 50.1479 | 521.0507
49.8605 | 527.1914 |  | 50.1531 | 521.8026
49.8605 | 527.1914 |  | 50.155 | 520.2987
49.8605 | 528.4146 |  | 50.1488 | 520.2987
49.8605 | 528.4146 |  | 50.148 | 520.6747
49.8605 | 527.1914 |  | 50.1498 | 520.6747
49.8605 | 527.1914 |  | 50.1537 | 520.2987
49.8605 | 527.1914 |  | 50.1505 | 520.2987
49.8605 | 527.1914 |  | 50.142 | 520.2987
49.8605 | 527.1914 |  | 50.1546 | 520.6747
49.8605 | 527.1914 |  | 50.1534 | 520.6747
49.8605 | 527.1914 |  | 50.1493 | 521.4266
49.8605 | 527.1914 |  | 50.1505 | 520.2987
49.8605 | 528.4146 |  | 50.1531 | 521.4266
49.8605 | 527.1914 |  | 50.142 | 521.4266
49.8605 | 527.1914 |  | 50.1498 | 521.4266
49.8605 | 528.4146 |  | 50.1531 | 521.4266
49.8605 | 527.1914 |  | 50.1402 | 522.1785
49.8605 | 528.4146 |  | 50.1532 | 522.1785
49.8605 | 527.1914 |  | 50.1454 | 521.4266
49.8605 | 527.1914 |  | 50.1479 | 521.8026
49.8605 | 528.4146 |  | 50.1539 | 522.5544
49.8605 | 527.1914 |  | 50.1457 | 522.1785
49.8605 | 527.1914 |  | 50.1436 | 522.1785
49.8605 | 527.1914 |  | 50.1371 | 522.5544
49.8605 | 527.1914 |  | 50.1396 | 522.9304
49.8605 | 528.4146 |  | 50.1482 | 524.0582
49.8605 | 527.1914 |  | 50.1414 | 525.1861
49.8605 | 527.1914 |  | 50.1292 | 524.4342
49.8605 | 528.4146 |  | 50.1244 | 523.3063
49.8605 | 525.9682 |  | 50.1227 | 524.4342
49.8605 | 528.4146 |  | 50.1282 | 526.3139
49.8605 | 527.1914 |  | 50.151 | 527.4418
49.8605 | 527.1914 |  | 50.1316 | 528.5696
49.8605 | 527.1914 |  | 50.1275 | 526.6899
49.8605 | 527.1914 |  | 50.131 | 524.8101
49.8605 | 528.4146 |  | 50.1365 | 526.3139
49.8605 | 527.1914 |  | 50.1474 | 526.3139
49.857 | 527.1914 |  | 50.1398 | 527.0658
49.857 | 528.4146 |  | 50.1459 | 527.0658
49.857 | 527.1914 |  | 50.1488 | 524.4342
49.8605 | 527.1914 |  | 50.1531 | 525.1861
49.8605 | 527.1914 |  | 50.1401 | 523.6823
49.857 | 528.4146 |  | 50.1493 | 523.6823
49.857 | 528.4146 |  | 50.1429 | 522.9304
49.857 | 528.4146 |  | 50.147 | 524.4342
49.857 | 528.4146 |  | 50.1461 | 524.4342
49.857 | 528.4146 |  | 50.1442 | 524.0582
49.857 | 528.4146 |  | 50.1504 | 524.4342
49.857 | 528.4146 |  | 50.1406 | 524.4342
49.857 | 527.1914 |  | 50.1449 | 524.4342
49.857 | 528.4146 |  | 50.1521 | 524.4342
49.857 | 528.4146 |  | 50.1416 | 525.1861
49.857 | 525.9682 |  | 50.1525 | 525.1861
49.857 | 527.1914 |  | 50.1254 | 524.0582
49.857 | 528.4146 |  | 50.1014 | 524.8101
49.857 | 527.1914 |  | 50.0912 | 523.6823
49.857 | 528.4146 |  | 50.0924 | 527.0658
49.857 | 528.4146 |  | 50.1121 | 531.2013
49.857 | 525.9682 |  | 50.1233 | 532.7051
49.857 | 527.1914 |  | 50.1409 | 533.457
49.857 | 527.1914 |  | 50.1494 | 533.457
49.857 | 525.9682 |  | 50.152 | 531.9532
49.857 | 528.4146 |  | 50.1344 | 527.8177
49.857 | 528.4146 |  | 50.1295 | 526.3139
49.857 | 525.9682 |  | 50.1299 | 524.8101
49.857 | 527.1914 |  | 50.1258 | 525.938
49.8605 | 527.1914 |  | 50.1264 | 526.6899
49.8605 | 527.1914 |  | 50.1302 | 527.8177
49.8605 | 527.1914 |  | 50.126 | 528.5696
49.8605 | 527.1914 |  | 50.1229 | 528.9456
49.8605 | 527.1914 |  | 50.1297 | 530.0734
49.8605 | 527.1914 |  | 50.1308 | 530.0734
49.8605 | 527.1914 |  | 50.1458 | 531.2013
49.8605 | 528.4146 |  | 50.1362 | 531.2013
49.8605 | 527.1914 |  | 50.1184 | 531.2013
49.8605 | 527.1914 |  | 50.1171 | 529.3215
49.8605 | 528.4146 |  | 50.1319 | 530.8253
49.8605 | 525.9682 |  | 50.1299 | 533.457
49.8605 | 528.4146 |  | 50.1265 | 533.457
49.8639 | 527.1914
49.8639 | 525.9682
49.8639 | 528.4146
49.8639 | 527.1914
49.8639 | 528.4146
49.8639 | 525.9682
49.8639 | 527.1914
49.8639 | 527.1914
49.8639 | 527.1914
49.8639 | 527.1914
49.8639 | 525.9682
49.8639 | 527.1914
49.8639 | 528.4146
49.8639 | 527.1914
49.8639 | 527.1914
49.8639 | 525.9682
49.8639 | 527.1914
49.8639 | 528.4146
49.8639 | 527.1914
49.8639 | 527.1914
49.8639 | 527.1914
49.8639 | 527.1914
49.8639 | 527.1914
49.8639 | 527.1914
49.8639 | 527.1914
49.8639 | 527.1914
49.8639 | 527.1914
49.8639 | 528.4146
49.8674 | 527.1914
49.8674 | 527.1914
49.8674 | 527.1914
49.8674 | 527.1914
49.8674 | 527.1914
49.8674 | 527.1914
49.8674 | 528.4146
49.8674 | 527.1914
49.8674 | 527.1914
49.8674 | 527.1914
49.8674 | 527.1914
49.8674 | 528.4146
49.8674 | 527.1914
49.8674 | 528.4146
49.8674 | 527.1914
49.8674 | 528.4146
49.8674 | 528.4146
49.8674 | 528.4146
49.8674 | 528.4146
49.8674 | 528.4146
49.8674 | 528.4146
49.8674 | 528.4146
49.8674 | 528.4146
49.8674 | 527.1914
49.8674 | 528.4146
49.8674 | 528.4146
49.8674 | 528.4146
49.8674 | 527.1914
49.8674 | 527.1914
49.8674 | 528.4146
49.8674 | 528.4146
49.8674 | 527.1914
49.8674 | 528.4146
49.8674 | 527.1914
49.8674 | 528.4146
49.8674 | 527.1914
49.8674 | 527.1914
49.8674 | 528.4146
49.8674 | 527.1914
49.8674 | 528.4146
49.8674 | 528.4146
49.8674 | 527.1914
49.8674 | 528.4146
49.8674 | 527.1914
49.8674 | 527.1914
49.8674 | 528.4146
49.8674 | 527.1914
49.8639 | 528.4146
49.8639 | 528.4146
49.8639 | 527.1914
49.8639 | 528.4146
49.8639 | 528.4146
49.8639 | 528.4146
49.8639 | 528.4146
49.8639 | 527.1914
49.8639 | 527.1914
49.8639 | 527.1914
49.8639 | 528.4146
49.8639 | 528.4146
49.8639 | 527.1914
49.8639 | 527.1914
49.8639 | 528.4146
49.8639 | 527.1914
49.8639 | 528.4146
49.8639 | 527.1914
49.8639 | 528.4146
49.8639 | 528.4146
49.8639 | 528.4146
49.8639 | 528.4146
49.8639 | 527.1914
49.8639 | 527.1914
49.8639 | 528.4146
49.8639 | 528.4146
49.8639 | 527.1914
49.8639 | 527.1914
49.8605 | 527.1914
49.8605 | 528.4146
49.8605 | 528.4146
49.8605 | 529.6378
49.8605 | 527.1914
49.8605 | 527.1914
49.8605 | 528.4146
49.8605 | 528.4146
49.8605 | 525.9682
49.8605 | 527.1914
49.8605 | 527.1914
49.8605 | 527.1914
49.8605 | 527.1914
49.8605 | 527.1914
49.8605 | 525.9682
49.8605 | 527.1914
49.8605 | 527.1914
49.8605 | 527.1914
49.8605 | 527.1914
49.8605 | 525.9682
49.8605 | 527.1914
49.8605 | 527.1914
49.8605 | 528.4146
49.8605 | 527.1914
49.8605 | 527.1914
49.8605 | 527.1914
49.8639 | 527.1914
49.8639 | 525.9682
49.8639 | 525.9682
49.8639 | 525.9682
49.8639 | 527.1914
49.8639 | 525.9682
49.8639 | 525.9682
49.8639 | 527.1914
49.8639 | 527.1914
49.8639 | 527.1914
49.8639 | 525.9682
49.8639 | 527.1914
49.8639 | 525.9682
49.8674 | 527.1914
49.8674 | 527.1914
49.8674 | 525.9682
49.8674 | 527.1914
49.8674 | 527.1914
49.8674 | 527.1914
49.8674 | 525.9682
49.8674 | 527.1914
49.8674 | 527.1914
49.8674 | 525.9682
49.8674 | 527.1914
49.8674 | 525.9682
49.8674 | 527.1914
49.8674 | 527.1914
49.8708 | 527.1914
49.8708 | 527.1914
49.8708 | 525.9682
49.8708 | 527.1914
49.8708 | 527.1914
49.8708 | 527.1914
49.8708 | 527.1914
49.8708 | 527.1914
49.8708 | 527.1914
49.8708 | 528.4146
49.8708 | 528.4146
49.8708 | 528.4146
49.8708 | 527.1914
49.8708 | 527.1914
49.8708 | 528.4146
49.8708 | 528.4146
49.8708 | 528.4146
49.8708 | 528.4146
49.8708 | 528.4146
49.8708 | 528.4146
49.8708 | 528.4146
49.8708 | 528.4146
49.8708 | 527.1914
49.8708 | 527.1914
49.8708 | 528.4146
49.8708 | 528.4146
49.8708 | 528.4146
49.8708 | 527.1914
49.8708 | 528.4146
49.8708 | 528.4146
49.8708 | 527.1914
49.8708 | 528.4146
49.8708 | 527.1914
49.8708 | 528.4146
49.8708 | 527.1914
49.8708 | 528.4146
49.8708 | 528.4146
49.8708 | 527.1914
49.8708 | 527.1914
49.8708 | 527.1914
49.8708 | 527.1914
49.8708 | 528.4146
49.8708 | 527.1914
49.8708 | 528.4146
49.8708 | 527.1914
49.8708 | 528.4146
49.8708 | 528.4146
49.8708 | 528.4146
49.8708 | 528.4146
49.8708 | 528.4146
49.8708 | 528.4146
49.8708 | 528.4146
49.8708 | 527.1914
49.8708 | 528.4146
49.8708 | 529.6378
49.8708 | 528.4146
49.8708 | 528.4146
49.8708 | 528.4146
49.8708 | 528.4146
49.8708 | 529.6378
49.8708 | 528.4146
49.8708 | 529.6378
49.8708 | 527.1914
49.8708 | 528.4146
49.8708 | 529.6378
49.8708 | 528.4146
49.8708 | 527.1914
49.8708 | 527.1914
49.8708 | 527.1914
49.8708 | 527.1914
49.8708 | 528.4146
49.8708 | 528.4146
49.8708 | 525.9682
49.8708 | 528.4146
49.8708 | 528.4146
49.8708 | 528.4146
49.8674 | 529.6378
49.8674 | 529.6378
49.8674 | 529.6378
49.8674 | 529.6378
49.8674 | 528.4146
49.8674 | 529.6378
49.8674 | 529.6378
49.8674 | 529.6378
49.8674 | 528.4146
49.8674 | 529.6378
49.8674 | 528.4146
49.8674 | 529.6378
49.8639 | 529.6378
49.8639 | 528.4146
49.8639 | 528.4146
49.8639 | 528.4146
49.8639 | 528.4146
49.8639 | 529.6378
49.8639 | 528.4146
49.8639 | 527.1914
49.8639 | 527.1914
49.8639 | 527.1914
49.8639 | 527.1914
49.8639 | 527.1914
49.8639 | 525.9682
49.8639 | 525.9682
49.8639 | 525.9682
49.8639 | 525.9682
49.8639 | 525.9682
49.8639 | 525.9682
49.8639 | 525.9682
49.8639 | 525.9682
49.8639 | 525.9682
49.8639 | 525.9682
49.8639 | 525.9682
49.8639 | 525.9682
49.8639 | 524.745
49.8639 | 525.9682
49.8639 | 525.9682
49.8674 | 527.1914
49.8674 | 525.9682
49.8674 | 524.745
49.8674 | 525.9682
49.8674 | 525.9682
49.8674 | 525.9682
49.8708 | 525.9682
49.8708 | 524.745
49.8708 | 527.1914
49.8708 | 525.9682
49.8708 | 527.1914
49.8708 | 525.9682
49.8708 | 524.745
49.8743 | 525.9682
49.8743 | 527.1914
49.8743 | 525.9682
49.8743 | 527.1914
49.8743 | 525.9682
49.8777 | 525.9682
49.8777 | 527.1914
49.8777 | 527.1914
49.8777 | 527.1914
49.8777 | 525.9682
49.8777 | 525.9682
49.8777 | 527.1914
49.8777 | 527.1914
49.8812 | 527.1914
49.8812 | 525.9682
49.8812 | 525.9682
49.8812 | 527.1914
49.8812 | 527.1914
49.8812 | 527.1914
49.8812 | 525.9682
49.8812 | 525.9682
49.8846 | 527.1914
49.8846 | 525.9682
49.8846 | 527.1914
49.8846 | 525.9682
49.8846 | 525.9682
49.8846 | 525.9682
49.8846 | 527.1914
49.8846 | 527.1914
49.8846 | 525.9682
49.8846 | 525.9682
49.8846 | 528.4146
49.8846 | 527.1914
49.8881 | 527.1914
49.8881 | 525.9682
49.8881 | 525.9682
49.8881 | 525.9682
49.8881 | 528.4146
49.8881 | 527.1914
49.8881 | 527.1914
49.8881 | 527.1914
49.8881 | 527.1914
49.8881 | 527.1914
49.8881 | 527.1914
49.8881 | 527.1914
49.8881 | 527.1914
49.8881 | 527.1914
49.8915 | 528.4146
49.8915 | 528.4146
49.8915 | 527.1914
49.8915 | 527.1914
49.8915 | 528.4146
49.8915 | 527.1914
49.8915 | 528.4146
49.8915 | 528.4146
49.8915 | 528.4146
49.8915 | 527.1914
49.8915 | 528.4146
49.8915 | 528.4146
49.8915 | 528.4146
49.8915 | 528.4146
49.8915 | 528.4146
49.8915 | 527.1914
49.8915 | 528.4146
49.8915 | 528.4146
49.8915 | 529.6378
49.8915 | 528.4146
49.8915 | 528.4146
49.8915 | 527.1914
49.8915 | 528.4146
49.8915 | 529.6378
49.8915 | 528.4146
49.8915 | 528.4146
49.8915 | 528.4146
49.8915 | 528.4146
49.8915 | 528.4146
49.8915 | 527.1914
49.8915 | 528.4146
49.8915 | 528.4146
49.8915 | 527.1914
49.8915 | 527.1914
49.8915 | 528.4146
49.8915 | 527.1914
49.8915 | 528.4146
49.8915 | 527.1914
49.8915 | 528.4146
49.8881 | 528.4146
49.8915 | 527.1914
49.8915 | 527.1914
49.8915 | 528.4146
49.8915 | 528.4146
49.8915 | 528.4146
49.8915 | 527.1914
49.8915 | 527.1914
49.8915 | 528.4146
49.8915 | 528.4146
49.8915 | 528.4146
49.8915 | 527.1914
49.8915 | 528.4146
49.8915 | 528.4146
49.8915 | 528.4146
49.8915 | 528.4146
49.8915 | 527.1914
49.8915 | 528.4146
49.8915 | 528.4146
49.8915 | 528.4146
49.8915 | 527.1914
49.8915 | 528.4146
49.8915 | 528.4146
49.8915 | 527.1914
49.8915 | 528.4146
49.8915 | 527.1914
49.8915 | 528.4146
49.8915 | 528.4146
49.8915 | 528.4146
49.8915 | 528.4146
49.8915 | 527.1914
49.8915 | 527.1914
49.8915 | 528.4146
49.8915 | 528.4146
49.8915 | 528.4146
49.8915 | 528.4146
49.8915 | 528.4146
49.8915 | 528.4146
49.8915 | 527.1914
49.8915 | 528.4146
49.8915 | 528.4146
49.8915 | 528.4146
49.8915 | 528.4146
49.8915 | 528.4146
49.8915 | 528.4146
49.8915 | 528.4146
49.8915 | 528.4146
49.8915 | 528.4146
49.8915 | 528.4146
49.8915 | 529.6378
49.8915 | 528.4146
49.8915 | 527.1914
49.8915 | 528.4146
49.8915 | 528.4146
49.8915 | 528.4146
49.8915 | 528.4146
49.8915 | 528.4146
49.8915 | 528.4146
49.8915 | 528.4146
49.8915 | 528.4146
49.8915 | 528.4146
49.8915 | 528.4146
49.8915 | 528.4146
49.8915 | 527.1914
49.8915 | 528.4146
49.8915 | 529.6378
49.8915 | 529.6378
49.8915 | 528.4146
49.8915 | 528.4146
49.8915 | 528.4146
49.8915 | 527.1914
49.8915 | 529.6378
49.8915 | 529.6378
49.8915 | 528.4146
49.8915 | 528.4146
49.8915 | 528.4146
49.8915 | 528.4146
49.8915 | 527.1914
49.8915 | 528.4146
49.8915 | 528.4146
49.8915 | 528.4146
49.8915 | 528.4146
49.8915 | 527.1914
49.8915 | 528.4146
49.8915 | 528.4146
49.8881 | 528.4146
49.8915 | 527.1914
49.8915 | 528.4146
49.8915 | 528.4146
49.8915 | 528.4146
49.8915 | 527.1914
49.8915 | 527.1914
49.8915 | 528.4146
49.8915 | 528.4146
49.8915 | 527.1914
49.8915 | 528.4146
49.8915 | 527.1914
49.8915 | 525.9682
49.8915 | 528.4146
49.8915 | 527.1914
49.8915 | 528.4146
49.8915 | 527.1914
49.8915 | 527.1914
49.8915 | 528.4146
49.8915 | 527.1914
49.8915 | 528.4146
49.8915 | 527.1914
49.8915 | 527.1914
49.8915 | 528.4146
49.8915 | 527.1914
49.8915 | 528.4146
49.8915 | 527.1914
49.895 | 527.1914
49.895 | 527.1914
49.895 | 528.4146
49.895 | 527.1914
49.895 | 527.1914
49.895 | 527.1914
49.895 | 527.1914
49.895 | 527.1914
49.895 | 527.1914
49.895 | 527.1914
49.895 | 527.1914
49.895 | 527.1914
49.895 | 528.4146
49.895 | 527.1914
49.895 | 528.4146
49.895 | 527.1914
49.895 | 527.1914
49.895 | 528.4146
49.895 | 527.1914
49.895 | 528.4146
49.895 | 527.1914
49.895 | 528.4146
49.895 | 528.4146
49.895 | 527.1914
49.895 | 528.4146
49.895 | 527.1914
49.895 | 527.1914
49.895 | 528.4146
49.895 | 528.4146
49.895 | 528.4146
49.895 | 527.1914
49.895 | 528.4146
49.895 | 528.4146
49.895 | 528.4146
49.895 | 527.1914
49.895 | 528.4146
49.8984 | 529.6378
49.8984 | 528.4146
49.8984 | 528.4146
49.8984 | 529.6378
49.8984 | 528.4146
49.8984 | 529.6378
49.8984 | 528.4146
49.8984 | 528.4146
49.8984 | 529.6378
49.8984 | 529.6378
49.8984 | 529.6378
49.8984 | 528.4146
49.8984 | 528.4146
49.895 | 529.6378
49.895 | 528.4146
49.895 | 529.6378
49.895 | 528.4146
49.895 | 528.4146
49.895 | 529.6378
49.895 | 529.6378
49.895 | 529.6378
49.895 | 529.6378
49.895 | 529.6378
49.895 | 528.4146
49.895 | 529.6378
49.895 | 528.4146
49.895 | 528.4146
49.895 | 529.6378
49.895 | 527.1914
49.895 | 529.6378
49.895 | 528.4146
49.895 | 527.1914
49.895 | 528.4146
49.895 | 528.4146
49.8915 | 529.6378
49.8915 | 528.4146
49.8915 | 528.4146
49.8915 | 528.4146
49.8915 | 527.1914
49.8915 | 528.4146
49.8915 | 527.1914
49.8915 | 528.4146
49.8915 | 528.4146
49.8915 | 529.6378
49.8915 | 529.6378
49.8915 | 528.4146
49.8915 | 529.6378
49.8915 | 528.4146
49.8915 | 528.4146
49.8915 | 527.1914
49.8915 | 527.1914
49.8915 | 528.4146
49.8915 | 528.4146
49.8915 | 528.4146
49.8915 | 527.1914
49.8915 | 528.4146
49.8915 | 528.4146
49.8915 | 528.4146
49.8915 | 528.4146
49.8915 | 528.4146
49.8915 | 528.4146
49.8915 | 528.4146
49.8915 | 528.4146
49.8915 | 528.4146
49.8915 | 528.4146
49.8915 | 528.4146
49.8915 | 528.4146
49.8915 | 527.1914
49.8915 | 527.1914
49.8915 | 528.4146
49.8915 | 525.9682
49.8915 | 527.1914
49.8915 | 528.4146
49.8915 | 528.4146
49.8915 | 528.4146
49.8915 | 528.4146
49.8915 | 527.1914
49.8915 | 528.4146
49.8915 | 528.4146
49.8915 | 528.4146
49.8915 | 528.4146
49.8915 | 527.1914
49.8915 | 528.4146
49.8915 | 528.4146
49.8915 | 528.4146
49.8915 | 527.1914
49.8915 | 528.4146
49.8915 | 528.4146
49.8915 | 527.1914
49.8915 | 528.4146
49.8915 | 527.1914
49.8915 | 527.1914
49.8915 | 528.4146
49.8915 | 528.4146
49.8915 | 527.1914
49.8915 | 527.1914
49.8915 | 527.1914
49.8915 | 528.4146
49.8915 | 528.4146
49.8915 | 528.4146
49.8915 | 527.1914
49.8915 | 527.1914
49.8915 | 527.1914
49.8915 | 529.6378
49.8915 | 528.4146
49.8915 | 527.1914
49.8915 | 527.1914
49.8915 | 527.1914
49.8915 | 528.4146
49.895 | 528.4146
49.895 | 527.1914
49.895 | 528.4146
49.895 | 527.1914
49.895 | 528.4146
49.895 | 528.4146
49.895 | 527.1914
49.895 | 528.4146
49.895 | 529.6378
49.895 | 528.4146
49.895 | 529.6378
49.895 | 528.4146
49.895 | 528.4146
49.895 | 529.6378
49.895 | 529.6378
49.895 | 529.6378
49.895 | 528.4146
49.895 | 529.6378
49.895 | 529.6378
49.8915 | 528.4146
49.8915 | 529.6378
49.8915 | 528.4146
49.8915 | 529.6378
49.8915 | 529.6378
49.8915 | 528.4146
49.8915 | 528.4146
49.8915 | 528.4146
49.8915 | 529.6378
49.8915 | 529.6378
49.8915 | 529.6378
49.8915 | 529.6378
49.8915 | 529.6378
49.8915 | 529.6378
49.8915 | 529.6378
49.8915 | 529.6378
49.8915 | 529.6378
49.8915 | 528.4146
49.8915 | 529.6378
49.8915 | 529.6378
49.8915 | 529.6378
49.8915 | 528.4146
49.8915 | 529.6378
49.8915 | 529.6378
49.8915 | 528.4146
49.8915 | 528.4146
49.8915 | 529.6378
49.8915 | 528.4146
49.8915 | 529.6378
49.8915 | 527.1914
49.8915 | 528.4146
49.8915 | 528.4146
49.8915 | 529.6378
49.8915 | 528.4146
49.8915 | 528.4146
49.8915 | 528.4146
49.8915 | 528.4146
49.8915 | 529.6378
49.8915 | 529.6378
49.8915 | 527.1914
49.8915 | 528.4146
49.8881 | 528.4146
49.8881 | 528.4146
49.8881 | 528.4146
49.8881 | 528.4146
49.8881 | 528.4146
49.8881 | 528.4146
49.8881 | 528.4146
49.8881 | 529.6378
49.8881 | 528.4146
49.8881 | 529.6378
49.8881 | 528.4146
49.8881 | 528.4146
49.8881 | 529.6378
49.8881 | 528.4146
49.8881 | 528.4146
49.8881 | 528.4146
49.8881 | 528.4146
49.8881 | 528.4146
49.8881 | 528.4146
49.8881 | 529.6378
49.8881 | 528.4146
49.8881 | 528.4146
49.8881 | 528.4146
49.8881 | 528.4146
49.8881 | 528.4146
49.8881 | 529.6378
49.8881 | 528.4146
49.8881 | 528.4146
49.8881 | 528.4146
49.8881 | 528.4146
49.8881 | 528.4146
49.8881 | 528.4146
49.8881 | 528.4146
49.8881 | 528.4146
49.8881 | 528.4146
49.8881 | 529.6378
49.8881 | 528.4146
49.8881 | 528.4146
49.8881 | 528.4146
49.8881 | 528.4146
49.8881 | 525.9682
49.8881 | 528.4146
49.8881 | 528.4146
49.8881 | 528.4146
49.8881 | 528.4146
49.8881 | 528.4146
49.8881 | 528.4146
49.8881 | 527.1914
49.8881 | 527.1914
49.8881 | 528.4146
49.8881 | 528.4146
49.8881 | 528.4146
49.8881 | 528.4146
49.8881 | 527.1914
49.8881 | 528.4146
49.8881 | 527.1914
49.8881 | 528.4146
49.8881 | 528.4146
49.8881 | 528.4146
49.8881 | 528.4146
49.8881 | 528.4146
49.8881 | 528.4146
49.8881 | 529.6378
49.8881 | 528.4146
49.8881 | 527.1914
49.8881 | 528.4146
49.8881 | 528.4146
49.8881 | 529.6378
49.8881 | 527.1914
49.8881 | 528.4146
49.8881 | 527.1914
49.8881 | 528.4146
49.8881 | 529.6378
49.8881 | 527.1914
49.8881 | 528.4146
49.8881 | 527.1914
49.8881 | 528.4146
49.8881 | 528.4146
49.8881 | 528.4146
49.8881 | 528.4146
49.8881 | 525.9682
49.8881 | 524.745
49.8915 | 524.745
49.9019 | 527.1914
49.8915 | 524.745
49.8984 | 528.4146
49.9088 | 523.5218
49.9019 | 517.4059
49.9157 | 511.29
49.9226 | 510.0669
49.9226 | 510.0669
49.9226 | 510.0669
49.9226 | 511.29
49.9226 | 511.29
49.9226 | 511.29
49.926 | 510.0669
49.9295 | 511.29
49.9295 | 510.0669
49.9329 | 511.29
49.9364 | 510.0669
49.9398 | 512.5132
49.9433 | 512.5132
49.9468 | 513.7364
49.9502 | 513.7364
49.9537 | 514.9596
49.9571 | 517.4059
49.9606 | 517.4059
49.9675 | 518.6291
49.9675 | 518.6291
49.9709 | 521.0755
49.9744 | 521.0755
49.9778 | 522.2987
49.9813 | 522.2987
49.9847 | 522.2987
49.9847 | 524.745
49.9882 | 524.745
49.9916 | 525.9682
49.9951 | 525.9682
49.9951 | 525.9682
49.9985 | 525.9682
49.9985 | 528.4146
50.002 | 525.9682
50.002 | 528.4146
50.0054 | 527.1914
50.0054 | 528.4146
50.0089 | 528.4146
50.0089 | 529.6378
50.0123 | 527.1914
50.0123 | 527.1914
50.0123 | 527.1914
50.0158 | 527.1914
50.0158 | 527.1914
50.0158 | 528.4146
50.0192 | 525.9682
50.0192 | 527.1914
50.0192 | 527.1914
50.0192 | 525.9682
50.0227 | 524.745
50.0227 | 525.9682
50.0261 | 524.745
50.0261 | 525.9682
50.0261 | 525.9682
50.0261 | 524.745
50.0296 | 525.9682
50.0296 | 525.9682
50.0296 | 524.745
50.033 | 524.745
50.033 | 524.745
50.033 | 525.9682
50.033 | 524.745
50.0365 | 525.9682
50.0365 | 524.745
50.0399 | 525.9682
50.0399 | 525.9682
50.0399 | 525.9682
50.0434 | 525.9682
50.0434 | 525.9682
50.0434 | 525.9682
50.0434 | 525.9682
50.0469 | 525.9682
50.0469 | 524.745
50.0469 | 525.9682
50.0469 | 525.9682
50.0503 | 525.9682
50.0503 | 524.745
50.0538 | 523.5218
50.0538 | 525.9682
50.0538 | 524.745
50.0538 | 522.2987
50.0572 | 521.0755
50.0607 | 519.8523
50.0607 | 522.2987
50.0607 | 522.2987
50.0607 | 519.8523
50.0641 | 519.8523
50.0676 | 517.4059
50.071 | 522.2987
50.071 | 522.2987
50.0641 | 519.8523
50.0676 | 516.1828
50.071 | 512.5132
50.0745 | 510.0669
50.0745 | 506.3973
50.0779 | 505.1742
50.0848 | 503.951
50.0917 | 503.951
50.0986 | 502.7277
50.1021 | 501.5046
50.109 | 501.5046
50.1159 | 501.5046
50.1228 | 501.5046
50.1297 | 502.7277
50.1366 | 502.7277
50.14 | 503.951
50.147 | 503.951
50.1539 | 505.1742
50.1608 | 506.3973
50.1677 | 506.3973
50.1711 | 507.6205
50.178 | 510.0669
50.1849 | 511.29
50.1884 | 511.29
50.1918 | 511.29
50.1987 | 511.29
50.2056 | 513.7364
50.2091 | 514.9596
50.216 | 514.9596
50.2194 | 514.9596
50.2263 | 517.4059
50.2298 | 518.6291
50.2332 | 518.6291
50.2367 | 519.8523
50.2401 | 518.6291
50.2471 | 521.0755
50.2505 | 521.0755
50.254 | 519.8523
50.2574 | 522.2987
50.2609 | 521.0755
50.2609 | 521.0755
50.2643 | 521.0755
50.2678 | 519.8523
50.2712 | 519.8523
50.2712 | 519.8523
50.2747 | 519.8523
50.2747 | 521.0755
50.2781 | 519.8523
50.2816 | 518.6291
50.285 | 518.6291
50.285 | 517.4059
50.2885 | 516.1828
50.2919 | 516.1828
50.2954 | 514.9596
50.2988 | 513.7364
50.2988 | 513.7364
50.3023 | 513.7364
50.3092 | 512.5132
50.3126 | 512.5132
50.3161 | 511.29
50.3195 | 511.29
50.323 | 510.0669
50.3264 | 510.0669
50.3299 | 508.8437
50.3333 | 508.8437
50.3368 | 508.8437
50.3368 | 507.6205
50.3402 | 506.3973
50.3472 | 508.8437
50.3506 | 508.8437
50.3506 | 507.6205
50.3541 | 507.6205
50.361 | 507.6205
50.361 | 508.8437
50.3644 | 508.8437
50.3679 | 508.8437
50.3713 | 508.8437
50.3748 | 508.8437
50.3782 | 510.0669
50.3782 | 510.0669
50.3817 | 510.0669
50.3851 | 511.29
50.3886 | 511.29
50.3886 | 511.29
50.392 | 512.5132
50.3955 | 511.29
50.3989 | 512.5132
50.3989 | 513.7364
50.4024 | 512.5132
50.4024 | 512.5132
50.4058 | 513.7364
50.4058 | 514.9596
50.4093 | 513.7364
50.4093 | 513.7364
50.4127 | 513.7364
50.4127 | 513.7364
50.4162 | 513.7364
50.4162 | 514.9596
50.4196 | 513.7364
50.4196 | 513.7364
50.4231 | 513.7364
50.4231 | 513.7364
50.4231 | 514.9596
50.4265 | 513.7364
50.4265 | 512.5132
50.4265 | 511.29
50.4265 | 512.5132
50.4265 | 511.29
50.43 | 511.29
50.43 | 510.0669
50.4334 | 510.0669
50.4334 | 508.8437
50.4334 | 507.6205
50.4334 | 506.3973
50.4334 | 506.3973
50.4334 | 505.1742
50.4369 | 505.1742
50.4369 | 502.7277
50.4369 | 502.7277
50.4369 | 503.951
50.4369 | 502.7277
50.4369 | 502.7277
50.4403 | 501.5046
50.4403 | 502.7277
50.4403 | 501.5046
50.4403 | 501.5046
50.4403 | 500.2814
50.4403 | 500.2814
50.4403 | 499.0582
50.4403 | 499.0582
50.4403 | 499.0582
50.4403 | 496.6119
50.4403 | 496.6119
50.4507 | 495.3887
50.4507 | 497.835
50.4473 | 499.0582
50.4438 | 499.0582
50.4438 | 497.835
50.4473 | 499.0582
50.4473 | 497.835
50.4473 | 496.6119
50.4438 | 497.835
50.4438 | 495.3887
50.4438 | 497.835
50.4438 | 497.835
50.4403 | 495.3887
50.4403 | 495.3887
50.4403 | 496.6119
50.4403 | 494.1655
50.4403 | 495.3887
50.4403 | 495.3887
50.4403 | 492.9423
50.4403 | 492.9423
50.4403 | 496.6119
50.4403 | 496.6119
50.4334 | 496.6119
50.43 | 494.1655
50.4334 | 492.9423
50.4334 | 491.7191
50.4334 | 491.7191
50.4334 | 492.9423
50.43 | 491.7191
50.4265 | 491.7191
50.4265 | 491.7191
50.4265 | 490.4959
50.4265 | 491.7191
50.4231 | 491.7191
50.4231 | 491.7191
50.4231 | 492.9423
50.4196 | 492.9423
50.4231 | 491.7191
50.4196 | 491.7191
50.4196 | 490.4959
50.4162 | 492.9423
50.4162 | 490.4959
50.4162 | 490.4959
50.4127 | 491.7191
50.4127 | 490.4959
50.4127 | 490.4959
50.4093 | 490.4959
50.4093 | 491.7191
50.4093 | 490.4959
50.4093 | 490.4959
50.4058 | 490.4959
50.4058 | 490.4959
50.4024 | 490.4959
50.4024 | 491.7191
50.4024 | 491.7191
50.3989 | 490.4959
50.3989 | 490.4959
50.3989 | 491.7191
50.3989 | 490.4959
50.3955 | 491.7191
50.3955 | 491.7191
50.3955 | 490.4959
50.392 | 490.4959
50.392 | 490.4959
50.3886 | 490.4959
50.3886 | 490.4959
50.3886 | 488.0496
50.392 | 488.0496
50.392 | 492.9423
50.3851 | 496.6119
50.3817 | 499.0582
50.3817 | 503.951
50.3679 | 505.1742
50.361 | 499.0582
50.3748 | 492.9423
50.3748 | 490.4959
50.3713 | 494.1655
50.3679 | 495.3887
50.3575 | 492.9423
50.3644 | 491.7191
50.361 | 490.4959
50.3541 | 490.4959
50.3506 | 488.0496
50.3472 | 489.2728
50.3437 | 489.2728
50.3402 | 489.2728
50.3402 | 489.2728
50.3368 | 490.4959
50.3368 | 490.4959
50.3368 | 489.2728
50.3368 | 490.4959
50.3333 | 491.7191
50.3333 | 491.7191
50.3333 | 494.1655
50.3333 | 492.9423
50.3299 | 495.3887
50.3264 | 495.3887
50.3264 | 497.835
50.3264 | 497.835
50.323 | 497.835
50.323 | 499.0582
50.323 | 500.2814
50.3195 | 500.2814
50.3195 | 501.5046
50.3195 | 501.5046
50.3161 | 501.5046
50.3161 | 502.7277
50.3161 | 502.7277
50.3126 | 502.7277
50.3126 | 502.7277
50.3126 | 502.7277
50.3092 | 503.951
50.3092 | 502.7277
50.3057 | 503.951
50.3057 | 502.7277
50.3023 | 502.7277
50.3023 | 502.7277
50.3023 | 502.7277
50.2988 | 501.5046
50.2988 | 502.7277
50.2988 | 501.5046
50.2954 | 502.7277
50.2954 | 501.5046
50.2954 | 503.951
50.2919 | 502.7277
50.2919 | 501.5046
50.2885 | 501.5046
50.2885 | 502.7277
50.2885 | 501.5046
50.285 | 502.7277
50.285 | 502.7277
50.285 | 502.7277
50.2816 | 503.951
50.2816 | 503.951
50.2781 | 503.951
50.2781 | 502.7277
50.2747 | 502.7277
50.2747 | 503.951
50.2747 | 503.951
50.2712 | 503.951
50.2712 | 503.951
50.2712 | 499.0582
50.2678 | 494.1655
50.2781 | 497.835
50.285 | 511.29
50.2781 | 518.6291
50.2574 | 517.4059
50.2574 | 511.29
50.2609 | 506.3973
50.2643 | 505.1742
50.2609 | 503.951
50.2574 | 503.951
50.254 | 503.951
50.254 | 506.3973
50.254 | 506.3973
50.2505 | 506.3973
50.2505 | 506.3973
50.2471 | 505.1742
50.2471 | 505.1742
50.2471 | 505.1742
50.2471 | 503.951
50.2436 | 503.951
50.2436 | 503.951
50.2401 | 505.1742
50.2401 | 505.1742
50.2367 | 506.3973
50.2367 | 506.3973
50.2367 | 505.1742
50.2332 | 506.3973
50.2332 | 505.1742
50.2332 | 506.3973
50.2298 | 507.6205
50.2298 | 506.3973
50.2298 | 506.3973
50.2298 | 507.6205
50.2263 | 506.3973
50.2263 | 507.6205
50.2229 | 507.6205
50.2229 | 506.3973
50.2229 | 507.6205
50.2229 | 506.3973
50.2229 | 507.6205
50.2194 | 507.6205
50.2194 | 507.6205
50.2194 | 507.6205
50.216 | 506.3973
50.216 | 507.6205
50.216 | 507.6205
50.216 | 507.6205
50.2125 | 507.6205
50.2125 | 508.8437
50.2125 | 507.6205
50.2091 | 507.6205
50.2091 | 506.3973
50.2091 | 507.6205
50.2091 | 507.6205
50.2091 | 507.6205
50.2056 | 508.8437
50.2056 | 508.8437
50.2056 | 508.8437
50.2056 | 508.8437
50.2022 | 508.8437
50.2022 | 508.8437
50.2022 | 508.8437
50.2022 | 510.0669
50.1987 | 510.0669
50.1987 | 508.8437
50.1987 | 510.0669
50.1953 | 511.29
50.1953 | 510.0669
50.1953 | 510.0669
50.1953 | 510.0669
50.1953 | 511.29
50.1918 | 511.29
50.1918 | 511.29
50.1918 | 511.29
50.1918 | 512.5132
50.1884 | 512.5132
50.1884 | 512.5132
50.1884 | 511.29
50.1884 | 511.29
50.1884 | 511.29
50.1849 | 511.29
50.1849 | 510.0669
50.1849 | 510.0669
50.1849 | 510.0669
50.1849 | 510.0669
50.1849 | 508.8437
50.1849 | 510.0669
50.1849 | 510.0669
50.1849 | 508.8437
50.1849 | 508.8437
50.1849 | 508.8437
50.1849 | 507.6205
50.1815 | 508.8437
50.1815 | 508.8437
50.1815 | 508.8437
50.1815 | 507.6205
50.1815 | 507.6205
50.1815 | 508.8437
50.1815 | 508.8437
50.1815 | 508.8437
50.1815 | 508.8437
50.1815 | 507.6205
50.1815 | 508.8437
50.1815 | 508.8437
50.1815 | 508.8437
50.1815 | 510.0669
50.1815 | 510.0669
50.1815 | 508.8437
50.1815 | 510.0669
50.1815 | 508.8437
50.1815 | 508.8437
50.178 | 510.0669
50.178 | 508.8437
50.178 | 510.0669
50.178 | 510.0669
50.178 | 508.8437
50.178 | 510.0669
50.178 | 508.8437
50.178 | 510.0669
50.178 | 510.0669
50.178 | 508.8437
50.178 | 508.8437
50.178 | 508.8437
50.178 | 510.0669
50.178 | 510.0669
50.178 | 508.8437
50.178 | 510.0669
50.178 | 508.8437
50.1746 | 508.8437
50.1746 | 508.8437
50.1746 | 507.6205
50.1746 | 507.6205
50.1815 | 507.6205
50.1815 | 510.0669
50.178 | 512.5132
50.1711 | 511.29
50.1711 | 511.29
50.1711 | 510.0669
50.1711 | 508.8437
50.1711 | 508.8437
50.1711 | 510.0669
50.1711 | 508.8437
50.1711 | 510.0669
50.1711 | 508.8437
50.1711 | 508.8437
50.1711 | 510.0669
50.1711 | 508.8437
50.1711 | 508.8437
50.1711 | 508.8437
50.1711 | 508.8437
50.1711 | 510.0669
50.1711 | 507.6205
50.1711 | 508.8437
50.1711 | 508.8437
50.1711 | 508.8437
50.1711 | 508.8437
50.1711 | 507.6205
50.1711 | 508.8437
50.1711 | 508.8437
50.1711 | 510.0669
50.1711 | 510.0669
50.1711 | 510.0669
50.1711 | 508.8437
50.1711 | 507.6205
50.1711 | 510.0669
50.1746 | 508.8437
50.1746 | 508.8437
50.1746 | 508.8437
50.1746 | 507.6205
50.1746 | 508.8437
50.1746 | 510.0669
50.1746 | 508.8437
50.1746 | 508.8437
50.1746 | 507.6205
50.1746 | 508.8437
50.1746 | 510.0669
50.1746 | 508.8437
50.1746 | 507.6205
50.1746 | 508.8437
50.1746 | 507.6205
50.1746 | 508.8437
50.1746 | 508.8437
50.1746 | 508.8437
50.178 | 508.8437
50.178 | 508.8437
50.178 | 507.6205
50.178 | 508.8437
50.1815 | 507.6205
50.1815 | 508.8437
50.1815 | 507.6205
50.1815 | 507.6205
50.1815 | 508.8437
50.1815 | 507.6205
50.1815 | 508.8437
50.1815 | 507.6205
50.1815 | 507.6205
50.1815 | 507.6205
50.1815 | 507.6205
50.1815 | 508.8437
50.1815 | 506.3973
50.1849 | 507.6205
50.1849 | 508.8437
50.1849 | 507.6205
50.1849 | 508.8437
50.1849 | 507.6205
50.1849 | 506.3973
50.1849 | 507.6205
50.1849 | 508.8437
50.1849 | 508.8437
50.1849 | 507.6205
50.1884 | 507.6205
50.1884 | 508.8437
50.1884 | 508.8437
50.1884 | 507.6205
50.1884 | 508.8437
50.1884 | 508.8437
50.1884 | 508.8437
50.1918 | 507.6205
50.1918 | 508.8437
50.1918 | 507.6205
50.1953 | 507.6205
50.1953 | 507.6205
50.1953 | 508.8437
50.1953 | 507.6205
50.1953 | 507.6205
50.1953 | 507.6205
50.1987 | 507.6205
50.1987 | 506.3973
50.1987 | 507.6205
50.1987 | 506.3973
50.1987 | 507.6205
50.1987 | 507.6205
50.1987 | 506.3973
50.1987 | 506.3973
50.2022 | 507.6205
50.2022 | 508.8437
50.2022 | 508.8437
50.2022 | 507.6205
50.2056 | 507.6205
50.2056 | 507.6205
50.2056 | 507.6205
50.2056 | 508.8437
50.2056 | 507.6205
50.2056 | 507.6205
50.2056 | 507.6205
50.2056 | 507.6205
50.2091 | 508.8437
50.2091 | 507.6205
50.2091 | 507.6205
50.2091 | 507.6205
50.2091 | 507.6205
50.2091 | 507.6205
50.2091 | 507.6205
50.2091 | 508.8437
50.2091 | 507.6205
50.2091 | 508.8437
50.2125 | 507.6205
50.2125 | 507.6205
50.2125 | 508.8437
50.2125 | 508.8437
50.2125 | 508.8437
50.2125 | 508.8437
50.2125 | 508.8437
50.2125 | 508.8437
50.2125 | 510.0669
50.2125 | 508.8437
50.2125 | 510.0669
50.2125 | 508.8437
50.216 | 507.6205
50.216 | 508.8437
50.216 | 507.6205
50.216 | 507.6205
50.216 | 508.8437
50.216 | 507.6205
50.216 | 507.6205
50.216 | 507.6205
50.216 | 508.8437
50.216 | 508.8437
50.216 | 510.0669
50.216 | 508.8437
50.216 | 508.8437
50.216 | 508.8437
50.2194 | 508.8437
50.2194 | 507.6205
50.2194 | 508.8437
50.2194 | 508.8437
50.2194 | 508.8437
50.2194 | 508.8437
50.2194 | 510.0669
50.2194 | 508.8437
50.2194 | 508.8437
50.2194 | 508.8437
50.2194 | 507.6205
50.2194 | 507.6205
50.2194 | 510.0669
50.2194 | 507.6205
50.2194 | 510.0669
50.2194 | 507.6205
50.2194 | 508.8437
50.2194 | 507.6205
50.2194 | 507.6205
50.2194 | 508.8437
50.2194 | 507.6205
50.2194 | 507.6205
50.2194 | 508.8437
50.2194 | 508.8437
50.2194 | 508.8437
50.2194 | 507.6205
50.2194 | 510.0669
50.2194 | 507.6205
50.2194 | 508.8437
50.2194 | 507.6205
50.2194 | 508.8437
50.2194 | 508.8437
50.2194 | 508.8437
50.2194 | 508.8437
50.2194 | 510.0669
50.2194 | 508.8437
50.2194 | 508.8437
50.2194 | 508.8437
50.2194 | 508.8437
50.2194 | 508.8437
50.2194 | 508.8437
50.2194 | 507.6205
50.2194 | 508.8437
50.2194 | 508.8437
50.2194 | 507.6205
50.2194 | 508.8437
50.2194 | 507.6205
50.2194 | 508.8437
50.2194 | 507.6205
50.2194 | 508.8437
50.2194 | 508.8437
50.2194 | 507.6205
50.2194 | 507.6205
50.2194 | 508.8437
50.2194 | 508.8437
50.2194 | 508.8437
50.2194 | 508.8437
50.2194 | 506.3973
50.2194 | 508.8437
50.2194 | 508.8437
50.2194 | 508.8437
50.2194 | 508.8437
50.2194 | 508.8437
50.2194 | 508.8437
50.2194 | 508.8437
50.2194 | 507.6205
50.2194 | 508.8437
50.2194 | 508.8437
50.2194 | 508.8437
50.2194 | 508.8437
50.2194 | 508.8437
50.2194 | 508.8437
50.2194 | 508.8437
50.2194 | 507.6205
50.2194 | 508.8437
50.2194 | 508.8437
50.2194 | 508.8437
50.2194 | 508.8437
50.2194 | 508.8437
50.2194 | 508.8437
50.2194 | 508.8437
50.2194 | 508.8437
50.2194 | 508.8437
50.2194 | 508.8437
50.2194 | 508.8437
50.2194 | 508.8437
50.2194 | 508.8437
50.2194 | 507.6205
50.2194 | 508.8437
50.2194 | 508.8437
50.2194 | 508.8437
50.2194 | 506.3973
50.2194 | 507.6205
50.2194 | 508.8437
50.216 | 507.6205
50.216 | 508.8437
50.2194 | 507.6205
50.2194 | 507.6205
50.216 | 507.6205
50.216 | 508.8437
50.216 | 507.6205
50.216 | 508.8437
50.216 | 508.8437
50.216 | 507.6205
50.216 | 508.8437
50.216 | 507.6205
50.216 | 508.8437
50.216 | 508.8437
50.216 | 507.6205
50.216 | 507.6205
50.216 | 507.6205
50.216 | 508.8437
50.216 | 508.8437
50.216 | 510.0669
50.216 | 507.6205
50.216 | 507.6205
50.216 | 508.8437
50.216 | 508.8437
50.2125 | 508.8437
50.2125 | 507.6205
50.2125 | 508.8437
50.2125 | 508.8437
50.2125 | 507.6205
50.2125 | 508.8437
50.2125 | 507.6205
50.2125 | 508.8437
50.2125 | 507.6205
50.2125 | 507.6205
50.2125 | 508.8437
50.2125 | 510.0669
50.2125 | 508.8437
50.2125 | 510.0669
50.2125 | 508.8437
50.2125 | 508.8437
50.2125 | 508.8437
50.2125 | 507.6205
50.2125 | 507.6205
50.2125 | 507.6205
50.2125 | 508.8437
50.2125 | 508.8437
50.2125 | 507.6205
50.2125 | 507.6205
50.2125 | 507.6205
50.2125 | 507.6205
50.2125 | 508.8437
50.2125 | 507.6205
50.2125 | 507.6205
50.2125 | 507.6205
50.2125 | 507.6205
50.2091 | 508.8437
50.2091 | 507.6205
50.2091 | 507.6205
50.2091 | 507.6205
50.2091 | 507.6205
50.2091 | 507.6205
50.2091 | 508.8437
50.2091 | 508.8437
50.2091 | 507.6205
50.2091 | 508.8437
50.2091 | 507.6205
50.2091 | 507.6205
50.2091 | 508.8437
50.2091 | 508.8437
50.2091 | 507.6205
50.2091 | 508.8437
50.2091 | 507.6205
50.2091 | 508.8437
50.2091 | 507.6205
50.2091 | 507.6205
50.2091 | 508.8437
50.2091 | 510.0669
50.2091 | 508.8437
50.2091 | 507.6205
50.2091 | 507.6205
50.2091 | 507.6205
50.2091 | 507.6205
50.2091 | 507.6205
50.2091 | 507.6205
50.2091 | 507.6205
50.2091 | 507.6205
50.2091 | 507.6205
50.2056 | 507.6205
50.2056 | 508.8437
50.2056 | 508.8437
50.2056 | 508.8437
50.2056 | 508.8437
50.2056 | 507.6205
50.2056 | 507.6205
50.2056 | 507.6205
50.2056 | 508.8437
50.2056 | 507.6205
50.2056 | 507.6205
50.2056 | 507.6205
50.2056 | 508.8437
50.2056 | 508.8437
50.2056 | 508.8437
50.2056 | 508.8437
50.2056 | 508.8437
50.2056 | 507.6205
50.2056 | 507.6205
50.2056 | 507.6205
50.2056 | 507.6205
50.2056 | 507.6205
50.2056 | 507.6205
50.2056 | 507.6205
50.2056 | 507.6205
50.2056 | 508.8437
50.2056 | 506.3973
50.2056 | 508.8437
50.2056 | 507.6205
50.2056 | 507.6205
50.2056 | 507.6205
50.2056 | 507.6205
50.2056 | 507.6205
50.2056 | 507.6205
50.2022 | 507.6205
50.2022 | 507.6205
50.2022 | 506.3973
50.2022 | 507.6205
50.2022 | 506.3973
50.2022 | 507.6205
50.2022 | 507.6205
50.2022 | 507.6205
50.2022 | 507.6205
50.2022 | 506.3973
50.2022 | 507.6205
50.2022 | 507.6205
50.2022 | 507.6205
50.2022 | 507.6205
50.2022 | 508.8437
50.2022 | 507.6205
50.2022 | 507.6205
50.2022 | 507.6205
50.2022 | 507.6205
50.2022 | 507.6205
50.2022 | 507.6205
50.2022 | 507.6205
50.2022 | 507.6205
50.2022 | 508.8437
50.2022 | 507.6205
50.2022 | 507.6205
50.2022 | 507.6205
50.2022 | 508.8437
50.2022 | 508.8437
50.2022 | 510.0669
50.2022 | 508.8437
50.2022 | 510.0669
50.2022 | 507.6205
50.2022 | 508.8437
50.2022 | 507.6205
50.2022 | 507.6205
50.2022 | 508.8437
50.2022 | 507.6205
50.2022 | 507.6205
50.2022 | 508.8437
50.2022 | 507.6205
50.2022 | 506.3973
50.2022 | 507.6205
50.2022 | 507.6205
50.2022 | 507.6205
50.2022 | 507.6205
50.2022 | 507.6205
50.2022 | 507.6205
50.2056 | 507.6205
50.2056 | 508.8437
50.2056 | 508.8437
50.2056 | 507.6205
50.2056 | 507.6205
50.2056 | 507.6205
50.2056 | 507.6205
50.2056 | 508.8437
50.2056 | 507.6205
50.2056 | 507.6205
50.2056 | 507.6205
50.2056 | 508.8437
50.2056 | 507.6205
50.2056 | 507.6205
50.2056 | 508.8437
50.2056 | 508.8437
50.2056 | 507.6205
50.2056 | 508.8437
50.2056 | 507.6205
50.2056 | 508.8437
50.2056 | 508.8437
50.2056 | 508.8437
50.2056 | 508.8437
50.2056 | 507.6205
50.2056 | 508.8437
50.2056 | 508.8437
50.2056 | 508.8437
50.2056 | 508.8437
50.2056 | 507.6205
50.2056 | 508.8437
50.2056 | 507.6205
50.2056 | 508.8437
50.2056 | 507.6205
50.2056 | 507.6205
50.2056 | 508.8437
50.2056 | 508.8437
50.2056 | 507.6205
50.2056 | 508.8437
50.2056 | 508.8437
50.2056 | 507.6205
50.2056 | 508.8437
50.2056 | 507.6205
50.2056 | 510.0669
50.2056 | 507.6205
50.2056 | 508.8437
50.2056 | 508.8437
50.2056 | 508.8437
50.2056 | 508.8437
50.2056 | 508.8437
50.2056 | 508.8437
50.2056 | 507.6205
50.2056 | 507.6205
50.2056 | 508.8437
50.2056 | 508.8437
50.2056 | 508.8437
50.2056 | 508.8437
50.2056 | 507.6205
50.2091 | 508.8437
50.2091 | 507.6205
50.2091 | 507.6205
50.2091 | 508.8437
50.2091 | 507.6205
50.2091 | 508.8437
50.2091 | 507.6205
50.2091 | 507.6205
50.2091 | 508.8437
50.2091 | 507.6205
50.2091 | 508.8437
50.2091 | 508.8437
50.2091 | 507.6205
50.2091 | 507.6205
50.2091 | 507.6205
50.2091 | 508.8437
50.2091 | 508.8437
50.2091 | 508.8437
50.2091 | 507.6205
50.2091 | 507.6205
50.2091 | 507.6205
50.2091 | 508.8437
50.2091 | 508.8437
50.2091 | 507.6205
50.2091 | 507.6205
50.2091 | 507.6205
50.2091 | 508.8437
50.2091 | 508.8437
50.2091 | 507.6205
50.2091 | 507.6205
50.2091 | 507.6205
50.2091 | 508.8437
50.2091 | 508.8437
50.2091 | 507.6205
50.2091 | 507.6205
50.2091 | 507.6205
50.2091 | 507.6205
50.2091 | 508.8437
50.2091 | 508.8437
50.2091 | 507.6205
50.2091 | 508.8437
50.2091 | 507.6205
50.2091 | 507.6205
50.2091 | 507.6205
50.2091 | 507.6205
50.2125 | 508.8437
50.2125 | 507.6205
50.2125 | 506.3973
50.2125 | 508.8437
50.2125 | 507.6205
50.2125 | 508.8437
50.2125 | 507.6205
50.2125 | 506.3973
50.2125 | 508.8437
50.2125 | 506.3973
50.2125 | 507.6205
50.2125 | 507.6205
50.2125 | 508.8437
50.2125 | 506.3973
50.2125 | 507.6205
50.2125 | 507.6205
50.2125 | 507.6205
50.2125 | 508.8437
50.2125 | 508.8437
50.2125 | 508.8437
50.2125 | 507.6205
50.2125 | 508.8437
50.2125 | 507.6205
50.2125 | 507.6205
50.2125 | 508.8437
50.2125 | 507.6205
50.2125 | 507.6205
50.2125 | 508.8437
50.2125 | 507.6205
50.2125 | 507.6205
50.2125 | 507.6205
50.2125 | 508.8437
50.2125 | 507.6205
50.2125 | 507.6205
50.2125 | 507.6205
50.2125 | 507.6205
50.2125 | 507.6205
50.2125 | 507.6205
50.2125 | 508.8437
50.2125 | 507.6205
50.2125 | 507.6205
50.2125 | 508.8437
50.2125 | 507.6205
50.2125 | 507.6205
50.2125 | 507.6205
50.2125 | 506.3973
50.2125 | 507.6205
50.2125 | 507.6205
50.2125 | 507.6205
50.2125 | 507.6205
50.2125 | 506.3973
50.2125 | 507.6205
50.2125 | 507.6205
50.2125 | 507.6205
50.2125 | 508.8437
50.2125 | 507.6205
50.2125 | 507.6205
50.2125 | 507.6205
50.2125 | 507.6205
50.2125 | 507.6205
50.2125 | 507.6205
50.2125 | 506.3973
50.2125 | 506.3973
50.2125 | 507.6205
50.2125 | 507.6205
50.2125 | 507.6205
50.2125 | 507.6205
50.2125 | 508.8437
50.2125 | 507.6205
50.2125 | 508.8437
50.2125 | 508.8437
50.2125 | 507.6205
50.2125 | 507.6205
50.2125 | 507.6205
50.2125 | 507.6205
50.2125 | 507.6205
50.2125 | 507.6205
50.2125 | 507.6205
50.2125 | 506.3973
50.2125 | 507.6205
50.2125 | 507.6205
50.2125 | 507.6205
50.2125 | 508.8437
50.2125 | 507.6205
50.2125 | 507.6205
50.2125 | 507.6205
50.2125 | 507.6205
50.2125 | 508.8437
50.2125 | 507.6205
50.2125 | 506.3973
50.2091 | 507.6205
50.2091 | 507.6205
50.2125 | 507.6205
50.2091 | 507.6205
50.2091 | 510.0669
50.2091 | 508.8437
50.2091 | 507.6205
50.2091 | 507.6205
50.2091 | 507.6205
50.2091 | 507.6205
50.2091 | 508.8437
50.2091 | 507.6205
50.2091 | 507.6205
50.2091 | 507.6205
50.2091 | 507.6205
50.2091 | 508.8437
50.2091 | 507.6205
50.2091 | 507.6205
50.2091 | 507.6205
50.2091 | 508.8437
50.2091 | 508.8437
50.2091 | 506.3973
50.2091 | 507.6205
50.2091 | 508.8437
50.2091 | 507.6205
50.2091 | 507.6205
50.2091 | 506.3973
50.2091 | 506.3973
50.2091 | 507.6205
50.2091 | 506.3973
50.2091 | 507.6205
50.2091 | 506.3973
50.2091 | 506.3973
50.2091 | 507.6205
50.2091 | 507.6205
50.2091 | 507.6205
50.2091 | 506.3973
50.2091 | 507.6205
50.2091 | 507.6205
50.2091 | 507.6205
50.2091 | 507.6205
50.2091 | 506.3973
50.2091 | 507.6205
50.2091 | 507.6205
50.2091 | 507.6205
50.2091 | 507.6205
50.2091 | 507.6205
50.2091 | 507.6205
50.2091 | 506.3973
50.2091 | 507.6205
50.2091 | 508.8437
50.2091 | 507.6205
50.2091 | 507.6205
50.2091 | 507.6205
50.2091 | 506.3973
50.2091 | 507.6205
50.2091 | 507.6205
50.2091 | 507.6205
50.2091 | 508.8437
50.2091 | 507.6205
50.2091 | 508.8437
50.2091 | 507.6205
50.2091 | 508.8437
50.2091 | 508.8437
50.2091 | 507.6205
50.2091 | 507.6205
50.2091 | 507.6205
50.2091 | 507.6205
50.2091 | 506.3973
50.2091 | 507.6205
50.2091 | 507.6205
50.2091 | 507.6205
50.2091 | 507.6205
50.2091 | 507.6205
50.2091 | 507.6205
50.2091 | 506.3973
50.2091 | 507.6205
50.2091 | 507.6205
50.2091 | 507.6205
50.2056 | 507.6205
50.2056 | 507.6205
50.2056 | 507.6205
50.2056 | 507.6205
50.2056 | 507.6205
50.2056 | 507.6205
50.2056 | 508.8437
50.2056 | 507.6205
50.2056 | 507.6205
50.2056 | 508.8437
50.2056 | 507.6205
50.2056 | 507.6205
50.2056 | 506.3973
50.2056 | 508.8437
50.2056 | 507.6205
50.2056 | 507.6205
50.2056 | 506.3973
50.2056 | 508.8437
50.2056 | 507.6205
50.2056 | 507.6205
50.2056 | 507.6205
50.2056 | 507.6205
50.2056 | 507.6205
50.2056 | 508.8437
50.2056 | 506.3973
50.2056 | 506.3973
50.2056 | 507.6205
50.2056 | 506.3973
50.2056 | 507.6205
50.2056 | 508.8437
50.2056 | 507.6205
50.2056 | 507.6205
50.2056 | 507.6205
50.2056 | 507.6205
50.2056 | 506.3973
50.2056 | 507.6205
50.2056 | 508.8437
50.2056 | 507.6205
50.2056 | 507.6205
50.2056 | 507.6205
50.2056 | 507.6205
50.2056 | 508.8437
50.2056 | 507.6205
50.2056 | 507.6205
50.2056 | 507.6205
50.2056 | 507.6205
50.2056 | 507.6205
50.2056 | 506.3973
50.2056 | 507.6205
50.2056 | 507.6205
50.2056 | 507.6205
50.2056 | 507.6205
50.2056 | 508.8437
50.2056 | 508.8437
50.2056 | 507.6205
50.2056 | 507.6205
50.2056 | 506.3973
50.2056 | 508.8437
50.2056 | 508.8437
50.2056 | 506.3973
50.2056 | 507.6205
50.2056 | 507.6205
50.2056 | 506.3973
50.2056 | 506.3973
50.2056 | 506.3973
50.2056 | 507.6205
50.2056 | 506.3973
50.2056 | 507.6205
50.2056 | 507.6205
50.2056 | 506.3973
50.2056 | 507.6205
50.2056 | 507.6205
50.2056 | 508.8437
50.2056 | 506.3973
50.2056 | 507.6205
50.2056 | 507.6205
50.2056 | 507.6205
50.2056 | 506.3973
50.2056 | 506.3973
50.2056 | 507.6205
50.2056 | 506.3973
50.2056 | 507.6205
50.2056 | 507.6205
50.2056 | 507.6205
50.2056 | 506.3973
50.2056 | 508.8437
50.2056 | 507.6205
50.2056 | 507.6205
50.2056 | 507.6205
50.2056 | 506.3973
50.2056 | 508.8437
50.2056 | 507.6205
50.2056 | 506.3973
50.2056 | 508.8437
50.2056 | 507.6205
50.2056 | 508.8437
50.2056 | 507.6205
50.2056 | 506.3973
50.2056 | 508.8437
50.2056 | 507.6205
50.2056 | 507.6205
50.2056 | 507.6205
50.2056 | 507.6205
50.2056 | 506.3973
50.2056 | 507.6205
50.2056 | 508.8437
50.2056 | 507.6205
50.2056 | 507.6205
50.2056 | 507.6205
50.2056 | 507.6205
50.2056 | 507.6205
50.2056 | 507.6205
50.2056 | 507.6205
50.2056 | 507.6205
50.2022 | 506.3973
50.2022 | 506.3973
50.2022 | 506.3973
50.2022 | 506.3973
50.2022 | 507.6205
50.2022 | 507.6205
50.2022 | 506.3973
50.2022 | 506.3973
50.2022 | 506.3973
50.2022 | 506.3973
50.2022 | 507.6205
50.2022 | 507.6205
50.2056 | 506.3973
50.2056 | 506.3973
50.2056 | 507.6205
50.2056 | 505.1742
50.2056 | 506.3973
50.2056 | 506.3973
50.2056 | 506.3973
50.2056 | 506.3973
50.2056 | 506.3973
50.2056 | 507.6205
50.2056 | 505.1742
50.2056 | 506.3973
50.2056 | 506.3973
50.2056 | 506.3973
50.2056 | 506.3973
50.2056 | 506.3973
50.2056 | 506.3973
50.2056 | 506.3973
50.2056 | 506.3973
50.2056 | 506.3973
50.2056 | 506.3973
50.2056 | 506.3973
50.2056 | 506.3973
50.2056 | 505.1742
50.2056 | 506.3973
50.2091 | 506.3973
50.2091 | 506.3973
50.2091 | 506.3973
50.2091 | 507.6205
50.2091 | 507.6205
50.2091 | 506.3973
50.2091 | 506.3973
50.2091 | 506.3973
50.2091 | 506.3973
50.2091 | 506.3973
50.2091 | 506.3973
50.2091 | 506.3973
50.2091 | 506.3973
50.2091 | 506.3973
50.2091 | 506.3973
50.2091 | 506.3973
50.2091 | 506.3973
50.2091 | 506.3973
50.2091 | 507.6205
50.2091 | 506.3973
50.2091 | 505.1742
50.2091 | 506.3973
50.2091 | 506.3973
50.2091 | 507.6205
50.2091 | 506.3973
50.2091 | 505.1742
50.2091 | 506.3973
50.2091 | 507.6205
50.2091 | 506.3973
50.2091 | 506.3973
50.2125 | 505.1742
50.2125 | 506.3973
50.2125 | 506.3973
50.2125 | 505.1742
50.2125 | 505.1742
50.2125 | 505.1742
50.2125 | 506.3973
50.2125 | 506.3973
50.2125 | 506.3973
50.2125 | 506.3973
50.2125 | 506.3973
50.2125 | 506.3973
50.2125 | 506.3973
50.2125 | 506.3973
50.2125 | 506.3973
50.216 | 505.1742
50.216 | 506.3973
50.216 | 506.3973
50.216 | 506.3973
50.216 | 506.3973
50.216 | 507.6205
50.216 | 506.3973
50.216 | 506.3973
50.216 | 505.1742
50.216 | 505.1742
50.216 | 506.3973
50.2194 | 506.3973
50.2194 | 505.1742
50.2194 | 505.1742
50.2194 | 506.3973
50.2194 | 505.1742
50.2194 | 506.3973
50.2194 | 506.3973
50.2194 | 506.3973
50.2194 | 506.3973
50.2194 | 505.1742
50.2194 | 506.3973
50.2194 | 506.3973
50.2194 | 506.3973
50.2194 | 506.3973
50.2194 | 505.1742
50.2194 | 506.3973
50.2194 | 505.1742
50.2229 | 506.3973
50.2229 | 506.3973
50.2229 | 506.3973
50.2229 | 505.1742
50.2229 | 505.1742
50.2229 | 505.1742
50.2229 | 505.1742
50.2229 | 505.1742
50.2229 | 503.951
50.2229 | 506.3973
50.2229 | 506.3973
50.2229 | 505.1742
50.2229 | 505.1742
50.2229 | 505.1742
50.2263 | 506.3973
50.2263 | 506.3973
50.2263 | 505.1742
50.2263 | 506.3973
50.2263 | 505.1742
50.2263 | 506.3973
50.2263 | 505.1742
50.2263 | 506.3973
50.2263 | 506.3973
50.2263 | 506.3973
50.2263 | 505.1742
50.2263 | 505.1742
50.2263 | 503.951
50.2263 | 505.1742
50.2263 | 505.1742
50.2263 | 505.1742
50.2263 | 505.1742
50.2263 | 505.1742
50.2263 | 506.3973
50.2263 | 505.1742
50.2298 | 505.1742
50.2298 | 506.3973
50.2298 | 506.3973
50.2298 | 505.1742
50.2298 | 505.1742
50.2298 | 505.1742
50.2298 | 505.1742
50.2298 | 506.3973
50.2298 | 505.1742
50.2298 | 505.1742
50.2298 | 506.3973
50.2298 | 505.1742
50.2298 | 505.1742
50.2298 | 505.1742
50.2298 | 506.3973
50.2298 | 505.1742
50.2298 | 505.1742
50.2298 | 505.1742
50.2298 | 505.1742
50.2298 | 505.1742
50.2298 | 505.1742
50.2298 | 505.1742
50.2298 | 506.3973
50.2298 | 506.3973
50.2298 | 505.1742
50.2298 | 505.1742
50.2298 | 505.1742
50.2298 | 506.3973
50.2298 | 506.3973
50.2298 | 505.1742
50.2298 | 505.1742
50.2298 | 505.1742
50.2298 | 505.1742
50.2298 | 506.3973
50.2298 | 505.1742
50.2298 | 505.1742
50.2298 | 506.3973
50.2298 | 503.951
50.2298 | 505.1742
50.2298 | 505.1742
50.2298 | 506.3973
50.2298 | 506.3973
50.2332 | 505.1742
50.2332 | 506.3973
50.2332 | 505.1742
50.2332 | 506.3973
50.2332 | 505.1742
50.2332 | 506.3973
50.2332 | 505.1742
50.2332 | 506.3973
50.2332 | 505.1742
50.2332 | 505.1742
50.2332 | 506.3973
50.2332 | 505.1742
50.2332 | 506.3973
50.2332 | 506.3973
50.2332 | 506.3973
50.2332 | 505.1742
50.2332 | 506.3973
50.2332 | 506.3973
50.2332 | 505.1742
50.2332 | 505.1742
50.2332 | 505.1742
50.2332 | 503.951
50.2332 | 505.1742
50.2332 | 505.1742
50.2332 | 505.1742
50.2332 | 505.1742
50.2332 | 505.1742
50.2332 | 505.1742
50.2332 | 506.3973
50.2332 | 505.1742
50.2332 | 506.3973
50.2332 | 505.1742
50.2332 | 505.1742
50.2332 | 506.3973
50.2332 | 505.1742
50.2332 | 503.951
50.2332 | 505.1742
50.2332 | 505.1742
50.2332 | 503.951
50.2332 | 505.1742
50.2332 | 505.1742
50.2332 | 505.1742
50.2332 | 505.1742
50.2332 | 505.1742
50.2332 | 505.1742
50.2332 | 505.1742
50.2332 | 503.951
50.2332 | 505.1742
50.2332 | 503.951
50.2332 | 505.1742
50.2332 | 503.951
50.2332 | 505.1742
50.2332 | 505.1742
50.2332 | 503.951
50.2332 | 503.951
50.2332 | 503.951
50.2332 | 503.951
50.2332 | 506.3973
50.2332 | 505.1742
50.2332 | 505.1742
50.2332 | 503.951
50.2332 | 505.1742
50.2332 | 503.951
50.2332 | 505.1742
50.2332 | 503.951
50.2332 | 505.1742
50.2332 | 505.1742
50.2332 | 503.951
50.2332 | 503.951
50.2332 | 503.951
50.2332 | 503.951
50.2332 | 503.951
50.2332 | 503.951
50.2332 | 503.951
50.2332 | 503.951
50.2332 | 503.951
50.2332 | 503.951
50.2332 | 503.951
50.2332 | 503.951
50.2332 | 505.1742
50.2332 | 503.951
50.2332 | 503.951
50.2332 | 503.951
50.2332 | 503.951
50.2332 | 503.951
50.2332 | 505.1742
50.2332 | 505.1742
50.2332 | 503.951
50.2332 | 503.951
50.2332 | 503.951
50.2332 | 505.1742
50.2332 | 505.1742
50.2332 | 503.951
50.2332 | 503.951
50.2332 | 503.951
50.2332 | 505.1742
50.2332 | 505.1742
50.2332 | 503.951
50.2332 | 505.1742
50.2332 | 503.951
50.2332 | 505.1742
50.2298 | 505.1742
50.2298 | 503.951
50.2298 | 503.951
50.2298 | 505.1742
50.2298 | 503.951
50.2298 | 505.1742
50.2298 | 505.1742
50.2298 | 505.1742
50.2298 | 505.1742
50.2298 | 503.951
50.2298 | 503.951
50.2298 | 505.1742
50.2298 | 505.1742
50.2298 | 503.951
50.2298 | 503.951
50.2298 | 503.951
50.2298 | 503.951
50.2298 | 505.1742
50.2298 | 503.951
50.2298 | 503.951
50.2298 | 503.951
50.2298 | 503.951
50.2298 | 503.951
50.2298 | 503.951
50.2298 | 503.951
50.2298 | 503.951
50.2298 | 502.7277
50.2298 | 503.951
50.2298 | 505.1742
50.2298 | 503.951
50.2298 | 505.1742
50.2298 | 503.951
50.2298 | 503.951
50.2298 | 502.7277
50.2298 | 503.951
50.2263 | 505.1742
50.2263 | 503.951
50.2263 | 505.1742
50.2263 | 505.1742
50.2263 | 502.7277
50.2263 | 505.1742
50.2263 | 503.951
50.2263 | 505.1742
50.2263 | 505.1742
50.2263 | 505.1742
50.2263 | 505.1742
50.2263 | 503.951
50.2263 | 505.1742
50.2263 | 505.1742
50.2263 | 503.951
50.2263 | 505.1742
50.2263 | 503.951
50.2263 | 503.951
50.2263 | 503.951
50.2263 | 505.1742
50.2263 | 505.1742
50.2263 | 503.951
50.2263 | 505.1742
50.2263 | 505.1742
50.2263 | 505.1742
50.2263 | 505.1742
50.2263 | 505.1742
50.2263 | 505.1742
50.2263 | 505.1742
50.2263 | 503.951
50.2263 | 505.1742
50.2229 | 505.1742
50.2229 | 505.1742
50.2229 | 505.1742
50.2229 | 503.951
50.2229 | 505.1742
50.2229 | 505.1742
50.2229 | 503.951
50.2229 | 503.951
50.2229 | 503.951
50.2229 | 505.1742
50.2229 | 503.951
50.2229 | 505.1742
50.2229 | 503.951
50.2229 | 503.951
50.2229 | 503.951
50.2229 | 503.951
50.2229 | 505.1742
50.2229 | 505.1742
50.2229 | 505.1742
50.2229 | 505.1742
50.2229 | 503.951
50.2229 | 503.951
50.2229 | 505.1742
50.2229 | 503.951
50.2229 | 505.1742
50.2229 | 503.951
50.2229 | 505.1742
50.2229 | 503.951
50.2229 | 503.951
50.2229 | 505.1742
50.2229 | 503.951
50.2229 | 503.951
50.2229 | 503.951
50.2229 | 505.1742
50.2229 | 505.1742
50.2229 | 505.1742
50.2229 | 505.1742
50.2229 | 503.951
50.2229 | 503.951
50.2194 | 503.951
50.2194 | 505.1742
50.2194 | 505.1742
50.2194 | 503.951
50.2194 | 505.1742
50.2194 | 505.1742
50.2194 | 505.1742
50.2194 | 505.1742
50.2194 | 505.1742
50.2194 | 503.951
50.2194 | 505.1742
50.2194 | 503.951
50.2194 | 505.1742
50.2194 | 505.1742
50.2194 | 503.951
50.2194 | 505.1742
50.2194 | 505.1742
50.2194 | 505.1742
50.2194 | 505.1742
50.2194 | 502.7277
50.2194 | 503.951
50.2194 | 503.951
50.2194 | 503.951
50.2194 | 503.951
50.2194 | 503.951
50.2194 | 503.951
50.2194 | 503.951
50.2194 | 503.951
50.2194 | 505.1742
50.2194 | 505.1742
50.2194 | 503.951
50.2194 | 503.951
50.2194 | 505.1742
50.2194 | 505.1742
50.2194 | 505.1742
50.216 | 503.951
50.216 | 505.1742
50.216 | 505.1742
50.216 | 503.951
50.216 | 503.951
50.216 | 503.951
50.216 | 505.1742
50.216 | 503.951
50.216 | 503.951
50.216 | 505.1742
50.216 | 503.951
50.216 | 503.951
50.216 | 503.951
50.216 | 503.951
50.216 | 503.951
50.216 | 503.951
50.216 | 503.951
50.216 | 503.951
50.216 | 503.951
50.216 | 503.951
50.216 | 503.951
50.216 | 503.951
50.216 | 503.951
50.216 | 505.1742
50.216 | 505.1742
50.216 | 505.1742
50.216 | 503.951
50.216 | 503.951
50.216 | 505.1742
50.216 | 503.951
50.216 | 503.951
50.216 | 502.7277
50.216 | 503.951
50.216 | 503.951
50.216 | 503.951
50.2125 | 503.951
50.216 | 503.951
50.216 | 503.951
50.216 | 503.951
50.216 | 503.951
50.216 | 503.951
50.216 | 505.1742
50.216 | 502.7277
50.216 | 502.7277
50.2125 | 505.1742
50.2125 | 503.951
50.2125 | 502.7277
50.2125 | 503.951
50.2125 | 503.951
50.2125 | 503.951
50.216 | 503.951
50.216 | 502.7277
50.216 | 503.951
50.216 | 503.951
50.216 | 503.951
50.216 | 503.951
50.216 | 503.951
50.216 | 503.951
50.216 | 503.951
50.2125 | 503.951
50.216 | 503.951
50.216 | 503.951
50.216 | 503.951
50.216 | 503.951
50.216 | 503.951
50.216 | 503.951
50.216 | 503.951
50.216 | 502.7277
50.216 | 503.951
50.216 | 503.951
50.216 | 503.951
50.216 | 503.951
50.216 | 503.951
50.216 | 503.951
50.216 | 502.7277
50.216 | 503.951
50.216 | 503.951
50.216 | 503.951
50.216 | 503.951
50.216 | 502.7277
50.216 | 503.951
50.216 | 503.951
50.216 | 503.951
50.216 | 503.951
50.216 | 502.7277
50.216 | 505.1742
50.2194 | 503.951
50.2194 | 503.951
50.2194 | 503.951
50.2194 | 503.951
50.2194 | 505.1742
50.2194 | 502.7277
50.2194 | 503.951
50.2194 | 503.951
50.2194 | 503.951
50.2194 | 503.951
50.2194 | 502.7277
50.2194 | 502.7277
50.2194 | 502.7277
50.2194 | 502.7277
50.2194 | 503.951
50.2194 | 502.7277
50.2194 | 502.7277
50.2194 | 503.951
50.2194 | 502.7277
50.2194 | 503.951
50.2194 | 502.7277
50.2194 | 502.7277
50.2194 | 503.951
50.2194 | 503.951
50.2194 | 502.7277
50.2194 | 503.951
50.2194 | 502.7277
50.2194 | 503.951
50.2194 | 503.951
50.2194 | 503.951
50.2194 | 503.951
50.2194 | 503.951
50.2194 | 502.7277
50.2194 | 502.7277
50.2194 | 502.7277
50.2194 | 503.951
50.2194 | 503.951
50.2194 | 502.7277
50.2194 | 503.951
50.2194 | 502.7277
50.2194 | 503.951
50.2229 | 503.951
50.2229 | 503.951
50.2229 | 503.951
50.2229 | 503.951
50.2229 | 503.951
50.2229 | 503.951
50.2229 | 505.1742
50.2229 | 503.951
50.2229 | 503.951
50.2229 | 503.951
50.2229 | 503.951
50.2229 | 503.951
50.2229 | 503.951
50.2229 | 503.951
50.2229 | 503.951
50.2229 | 503.951
50.2229 | 502.7277
50.2229 | 503.951
50.2229 | 502.7277
50.2229 | 503.951
50.2229 | 503.951
50.2229 | 502.7277
50.2229 | 503.951
50.2229 | 502.7277
50.2229 | 503.951
50.2229 | 503.951
50.2229 | 503.951
50.2229 | 503.951
50.2229 | 502.7277
50.2229 | 503.951
50.2229 | 503.951
50.2229 | 503.951
50.2229 | 503.951
50.2229 | 502.7277
50.2229 | 502.7277
50.2229 | 503.951
50.2229 | 502.7277
50.2229 | 502.7277
50.2229 | 503.951
50.2229 | 502.7277
50.2229 | 502.7277
50.2229 | 503.951
50.2229 | 502.7277
50.2194 | 502.7277
50.2194 | 502.7277
50.2194 | 503.951
50.2194 | 502.7277
50.2194 | 503.951
50.2194 | 503.951
50.2194 | 502.7277
50.2194 | 503.951
50.2194 | 503.951
50.2194 | 503.951
50.2194 | 505.1742
50.2194 | 503.951
50.2194 | 503.951
50.2194 | 503.951
50.2194 | 503.951
50.2194 | 502.7277
50.2194 | 502.7277
50.2194 | 503.951
50.2194 | 503.951
50.2194 | 503.951
50.2194 | 502.7277
50.2194 | 502.7277
50.2194 | 502.7277
50.2194 | 503.951
50.2194 | 503.951
50.2194 | 502.7277
50.2194 | 503.951
50.2194 | 503.951
50.2194 | 502.7277
50.2194 | 502.7277
50.2194 | 502.7277
50.2194 | 502.7277
50.2194 | 502.7277
50.2194 | 502.7277
50.2194 | 503.951
50.2194 | 502.7277
50.2194 | 501.5046
50.2194 | 502.7277
50.2194 | 502.7277
50.2194 | 502.7277
50.2194 | 503.951
50.2194 | 502.7277
50.2194 | 502.7277
50.2194 | 502.7277
50.2194 | 502.7277
50.2194 | 503.951
50.2194 | 502.7277
50.2194 | 502.7277
50.2194 | 502.7277
50.2194 | 502.7277
50.2194 | 503.951
50.2194 | 502.7277
50.2194 | 503.951
50.2194 | 502.7277
50.2194 | 502.7277
50.2194 | 503.951
50.2194 | 503.951
50.2194 | 502.7277
50.2194 | 502.7277
50.2194 | 502.7277
50.2194 | 503.951
50.2194 | 502.7277
50.2194 | 502.7277
50.2194 | 503.951
50.2194 | 502.7277
50.2194 | 502.7277
50.2194 | 502.7277
50.2194 | 502.7277
50.2194 | 503.951
50.2194 | 502.7277
50.2194 | 503.951
50.2194 | 503.951
50.2194 | 502.7277
50.2194 | 502.7277
50.2194 | 502.7277
50.2194 | 502.7277
50.2194 | 502.7277
50.2194 | 503.951
50.2194 | 502.7277
50.2194 | 502.7277
50.2194 | 502.7277
50.2194 | 502.7277
50.2194 | 503.951
50.2194 | 503.951
50.2194 | 502.7277
50.2194 | 502.7277
50.2194 | 502.7277
50.2194 | 503.951
50.2194 | 503.951
50.2194 | 503.951
50.2194 | 502.7277
50.2194 | 502.7277
50.2194 | 503.951
50.2194 | 503.951
50.2194 | 503.951
50.2194 | 502.7277
50.2194 | 503.951
50.2194 | 502.7277
50.2194 | 503.951
50.2194 | 503.951
50.2194 | 503.951
50.216 | 502.7277
50.216 | 502.7277
50.216 | 503.951
50.216 | 505.1742
50.216 | 503.951
50.216 | 502.7277
50.216 | 503.951
50.216 | 503.951
50.216 | 505.1742
50.216 | 503.951
50.216 | 505.1742
50.216 | 503.951
50.216 | 503.951
50.216 | 503.951
50.216 | 503.951
50.216 | 503.951
50.216 | 503.951
50.2125 | 503.951
50.2125 | 503.951
50.2125 | 503.951
50.2125 | 503.951
50.2125 | 502.7277
50.2125 | 503.951
50.2125 | 503.951
50.2125 | 503.951
50.2125 | 503.951
50.2125 | 502.7277
50.2125 | 502.7277
50.2125 | 502.7277
50.2125 | 503.951
50.2125 | 503.951
50.2125 | 503.951
50.2125 | 503.951
50.2125 | 502.7277
50.2125 | 503.951
50.2125 | 503.951
50.2125 | 502.7277
50.2125 | 503.951
50.2125 | 502.7277
50.2125 | 502.7277
50.2125 | 502.7277
50.2125 | 503.951
50.2125 | 503.951
50.2125 | 503.951
50.2125 | 503.951
50.2125 | 502.7277
50.2125 | 503.951
50.2125 | 503.951
50.2125 | 503.951
50.2125 | 501.5046
50.2125 | 502.7277
50.2125 | 502.7277
50.2125 | 502.7277
50.2125 | 502.7277
50.2125 | 502.7277
50.2125 | 502.7277
50.2125 | 502.7277
50.2125 | 502.7277
50.2125 | 503.951
50.2125 | 503.951
50.2125 | 502.7277
50.2125 | 502.7277
50.2125 | 503.951
50.2125 | 502.7277
50.2125 | 503.951
50.2125 | 502.7277
50.2125 | 503.951
50.2125 | 503.951
50.2125 | 502.7277
50.2125 | 503.951
50.2125 | 503.951
50.2125 | 503.951
50.2125 | 502.7277
50.2125 | 503.951
50.2125 | 503.951
50.2125 | 502.7277
50.2125 | 503.951
50.2091 | 502.7277
50.2091 | 503.951
50.2091 | 503.951
50.2091 | 503.951
50.2091 | 503.951
50.2091 | 502.7277
50.2091 | 503.951
50.2091 | 502.7277
50.2091 | 503.951
50.2091 | 503.951
50.2091 | 503.951
50.2091 | 502.7277
50.2091 | 503.951
50.2091 | 503.951
50.2091 | 503.951
50.2091 | 503.951
50.2091 | 503.951
50.2091 | 503.951
50.2091 | 503.951
50.2091 | 503.951
50.2091 | 502.7277
50.2091 | 503.951
50.2091 | 502.7277
50.2091 | 503.951
50.2091 | 502.7277
50.2091 | 502.7277
50.2091 | 503.951
50.2091 | 502.7277
50.2125 | 503.951
50.2091 | 503.951
50.2091 | 502.7277
50.2091 | 503.951
50.2091 | 503.951
50.2091 | 502.7277
50.2091 | 502.7277
50.2091 | 502.7277
50.2091 | 503.951
50.2091 | 502.7277
50.2091 | 503.951
50.2091 | 503.951
50.2091 | 503.951
50.2091 | 503.951
50.2091 | 502.7277
50.2091 | 502.7277
50.2091 | 502.7277
50.2091 | 503.951
50.2091 | 503.951
50.2091 | 502.7277
50.2091 | 502.7277
50.2091 | 502.7277
50.2091 | 502.7277
50.2091 | 502.7277
50.2091 | 502.7277
50.2091 | 502.7277
50.2091 | 502.7277
50.2091 | 502.7277
50.2091 | 503.951
50.2091 | 502.7277
50.2091 | 502.7277
50.2091 | 502.7277
50.2091 | 501.5046
50.2091 | 502.7277
50.2091 | 502.7277
50.2091 | 502.7277
50.2091 | 502.7277
50.2091 | 502.7277
50.2091 | 503.951
50.2091 | 502.7277
50.2091 | 502.7277
50.2091 | 502.7277
50.2091 | 502.7277
50.2091 | 503.951
50.2091 | 502.7277
50.2091 | 503.951
50.2091 | 502.7277
50.2091 | 502.7277
50.2091 | 502.7277
50.2091 | 503.951
50.2091 | 502.7277
50.2091 | 501.5046
50.2091 | 503.951
50.2091 | 502.7277
50.2091 | 502.7277
50.2091 | 501.5046
50.2091 | 502.7277
50.2091 | 502.7277
50.2091 | 503.951
50.2091 | 502.7277
50.2091 | 501.5046
50.2091 | 502.7277
50.2091 | 502.7277
50.2091 | 503.951
50.2091 | 502.7277
50.2091 | 502.7277
50.2091 | 502.7277
50.2091 | 502.7277
50.2091 | 503.951
50.2091 | 502.7277
50.2091 | 502.7277
50.2091 | 502.7277
50.2091 | 502.7277
50.2091 | 502.7277
50.2091 | 503.951
50.2091 | 502.7277
50.2091 | 502.7277
50.2091 | 503.951
50.2091 | 502.7277
50.2091 | 503.951
50.2091 | 503.951
50.2091 | 503.951
50.2091 | 502.7277
50.2091 | 502.7277
50.2091 | 503.951
50.2091 | 502.7277
50.2091 | 503.951
50.2091 | 502.7277
50.2091 | 505.1742
50.2091 | 503.951
50.2091 | 503.951
50.2091 | 503.951
50.2091 | 503.951
50.2091 | 502.7277
50.2091 | 503.951
50.2091 | 502.7277
50.2091 | 502.7277
50.2091 | 503.951
50.2091 | 502.7277
50.2091 | 503.951
50.2091 | 502.7277
50.2091 | 502.7277
50.2091 | 503.951
50.2091 | 502.7277
50.2091 | 503.951
50.2091 | 502.7277
50.2091 | 502.7277
50.2091 | 503.951
50.2091 | 502.7277
50.2091 | 502.7277
50.2091 | 502.7277
50.2091 | 503.951
50.2091 | 502.7277
50.2091 | 502.7277
50.2091 | 502.7277
50.2091 | 502.7277
50.2091 | 502.7277
50.2091 | 502.7277
50.2091 | 503.951
50.2091 | 502.7277
50.2091 | 502.7277
50.2091 | 502.7277
50.2091 | 503.951
50.2091 | 503.951
50.2091 | 502.7277
50.2091 | 502.7277
50.2091 | 502.7277
50.2091 | 503.951
50.2091 | 503.951
50.2091 | 502.7277
50.2091 | 502.7277
50.2091 | 502.7277
50.2091 | 502.7277
50.2091 | 503.951
50.2091 | 502.7277
50.2091 | 502.7277
50.2091 | 502.7277
50.2091 | 502.7277
50.2091 | 502.7277
50.2091 | 503.951
50.2091 | 502.7277
50.2091 | 502.7277
50.2091 | 502.7277
50.2091 | 503.951
50.2091 | 503.951
50.2091 | 502.7277
50.2091 | 503.951
50.2091 | 503.951
50.2091 | 503.951
50.2091 | 503.951
50.2091 | 502.7277
50.2091 | 502.7277
50.2091 | 502.7277
50.2091 | 503.951
50.2091 | 502.7277
50.2091 | 503.951
50.2091 | 502.7277
50.2091 | 502.7277
50.2091 | 503.951
50.2091 | 502.7277
50.2091 | 503.951
50.2091 | 502.7277
50.2091 | 502.7277
50.2091 | 502.7277
50.2091 | 502.7277
50.2091 | 503.951
50.2091 | 502.7277
50.2091 | 502.7277
50.2091 | 502.7277
50.2091 | 501.5046
50.2091 | 503.951
50.2091 | 503.951
50.2091 | 503.951
50.2091 | 502.7277
50.2091 | 501.5046
50.2091 | 502.7277
50.2091 | 502.7277
50.2091 | 502.7277
50.2091 | 502.7277
50.2091 | 501.5046
50.2091 | 502.7277
50.2091 | 502.7277
50.2091 | 501.5046
50.2091 | 502.7277
50.2091 | 501.5046
50.2091 | 502.7277
50.2091 | 502.7277
50.2091 | 501.5046
50.2091 | 502.7277
50.2091 | 503.951
50.2091 | 502.7277
50.2091 | 502.7277
50.2125 | 503.951
50.2125 | 502.7277
50.2125 | 503.951
50.2125 | 502.7277
50.2125 | 503.951
50.2125 | 503.951
50.2125 | 502.7277
50.2125 | 503.951
50.2125 | 502.7277
50.2125 | 503.951
50.2125 | 503.951
50.2125 | 503.951
50.2125 | 503.951
50.2125 | 502.7277
50.2125 | 503.951
50.2125 | 502.7277
50.2091 | 503.951
50.2091 | 502.7277
50.2091 | 502.7277
50.2091 | 503.951
50.2091 | 502.7277
50.2091 | 502.7277
50.2091 | 501.5046
50.2091 | 501.5046
50.2091 | 501.5046
50.2125 | 502.7277
50.2125 | 502.7277
50.2125 | 501.5046
50.2125 | 502.7277
50.2125 | 501.5046
50.2125 | 501.5046
50.2125 | 502.7277
50.2125 | 501.5046
50.2125 | 503.951
50.2125 | 501.5046
50.2125 | 502.7277
50.2125 | 502.7277
50.2125 | 501.5046
50.2125 | 503.951
50.2125 | 502.7277
50.2125 | 502.7277
50.2125 | 503.951
50.2125 | 502.7277
50.2125 | 502.7277
50.2125 | 502.7277
50.2125 | 502.7277
50.2125 | 502.7277
50.2125 | 502.7277
50.2125 | 503.951
50.2125 | 502.7277
50.2125 | 502.7277
50.2125 | 502.7277
50.2125 | 502.7277
50.2125 | 502.7277
50.2125 | 502.7277
50.2125 | 502.7277
50.2125 | 503.951
50.2125 | 502.7277
50.2125 | 502.7277
50.2125 | 502.7277
50.2125 | 502.7277
50.2125 | 503.951
50.2125 | 502.7277
50.2125 | 501.5046
50.2125 | 502.7277
50.2125 | 502.7277
50.2125 | 502.7277
50.2125 | 502.7277
50.2125 | 502.7277
50.2125 | 501.5046
50.2125 | 502.7277
50.2125 | 502.7277
50.2125 | 502.7277
50.2125 | 502.7277
50.2125 | 502.7277
50.2125 | 501.5046
50.2125 | 502.7277
50.2125 | 501.5046
50.2125 | 502.7277
50.2125 | 502.7277
50.2125 | 501.5046
50.2125 | 503.951
50.2125 | 501.5046
50.2125 | 502.7277
50.2125 | 502.7277
50.2125 | 502.7277
50.2125 | 502.7277
50.2125 | 501.5046
50.2125 | 502.7277
50.2125 | 502.7277
50.2125 | 502.7277
50.2125 | 502.7277
50.2125 | 502.7277
50.2125 | 501.5046
50.2125 | 503.951
50.2125 | 502.7277
50.2125 | 502.7277
50.2125 | 502.7277
50.2125 | 501.5046
50.2125 | 502.7277
50.2125 | 502.7277
50.2125 | 502.7277
50.2125 | 502.7277
50.2125 | 501.5046
50.2125 | 501.5046
50.2125 | 502.7277
50.2125 | 503.951
50.2125 | 502.7277
50.2125 | 501.5046
50.2125 | 502.7277
50.2125 | 502.7277
50.2125 | 502.7277
50.2125 | 502.7277
50.2125 | 502.7277
50.2125 | 502.7277
50.2125 | 502.7277
50.2125 | 502.7277
50.2125 | 502.7277
50.2125 | 502.7277
50.2125 | 502.7277
50.2125 | 501.5046
50.2125 | 502.7277
50.2125 | 502.7277
50.2125 | 502.7277
50.2125 | 502.7277
50.2125 | 502.7277
50.2125 | 502.7277
50.2125 | 502.7277
50.2125 | 502.7277
50.2125 | 502.7277
50.2125 | 502.7277
50.2125 | 501.5046
50.2125 | 502.7277
50.2091 | 502.7277
50.2091 | 501.5046
50.2125 | 502.7277
50.2125 | 501.5046
50.2091 | 502.7277
50.2091 | 502.7277
50.2091 | 501.5046
50.2091 | 502.7277
50.2091 | 502.7277
50.2091 | 501.5046
50.2091 | 501.5046
50.2091 | 502.7277
50.2091 | 503.951
50.2091 | 502.7277
50.2091 | 502.7277
50.2091 | 501.5046
50.2091 | 502.7277
50.2091 | 502.7277
50.2091 | 502.7277
50.2091 | 502.7277
50.2091 | 501.5046
50.2091 | 502.7277
50.2091 | 502.7277
50.2091 | 502.7277
50.2091 | 502.7277
50.2091 | 502.7277
50.2091 | 502.7277
50.2091 | 502.7277
50.2091 | 502.7277
50.2091 | 502.7277
50.2091 | 502.7277
50.2091 | 502.7277
50.2091 | 502.7277
50.2091 | 502.7277
50.2091 | 502.7277
50.2091 | 502.7277
50.2091 | 502.7277
50.2091 | 502.7277
50.2091 | 501.5046
50.2091 | 502.7277
50.2091 | 502.7277
50.2091 | 502.7277
50.2091 | 502.7277
50.2091 | 502.7277
50.2091 | 502.7277
50.2091 | 502.7277
50.2091 | 502.7277
50.2091 | 501.5046
50.2091 | 503.951
50.2091 | 501.5046
50.2091 | 502.7277
50.2091 | 502.7277
50.2091 | 502.7277
50.2091 | 501.5046
50.2091 | 501.5046
50.2091 | 502.7277
50.2091 | 501.5046
50.2091 | 502.7277
50.2091 | 501.5046
50.2091 | 502.7277
50.2091 | 503.951
50.2091 | 502.7277
50.2091 | 502.7277
50.2091 | 503.951
50.2091 | 503.951
50.2091 | 502.7277
50.2091 | 503.951
50.2091 | 502.7277
50.2091 | 502.7277
50.2091 | 502.7277
50.2091 | 503.951
50.2091 | 502.7277
50.2091 | 502.7277
50.2091 | 502.7277
50.2091 | 501.5046
50.2091 | 502.7277
50.2091 | 502.7277
50.2091 | 502.7277
50.2091 | 502.7277
50.2091 | 502.7277
50.2091 | 501.5046
50.2091 | 502.7277
50.2091 | 503.951
50.2091 | 502.7277
50.2091 | 501.5046
50.2091 | 502.7277
50.2091 | 502.7277
50.2091 | 502.7277
50.2091 | 502.7277
50.2091 | 501.5046
50.2091 | 502.7277
50.2091 | 502.7277
50.2091 | 501.5046
50.2091 | 502.7277
50.2091 | 502.7277
50.2091 | 502.7277
50.2091 | 501.5046
50.2091 | 501.5046
50.2091 | 502.7277
50.2091 | 501.5046
50.2091 | 502.7277
50.2056 | 502.7277
50.2056 | 501.5046
50.2091 | 502.7277
50.2091 | 501.5046
50.2091 | 502.7277
50.2056 | 502.7277
50.2056 | 501.5046
50.2056 | 502.7277
50.2056 | 501.5046
50.2056 | 502.7277
50.2056 | 502.7277
50.2056 | 501.5046
50.2056 | 501.5046
50.2056 | 503.951
50.2056 | 502.7277
50.2056 | 502.7277
50.2056 | 502.7277
50.2056 | 501.5046
50.2056 | 503.951
50.2056 | 502.7277
50.2056 | 502.7277
50.2056 | 501.5046
50.2091 | 501.5046
50.2091 | 501.5046
50.2091 | 502.7277
50.2091 | 502.7277
50.2091 | 502.7277
50.2091 | 502.7277
50.2091 | 501.5046
50.2091 | 503.951
50.2091 | 501.5046
50.2091 | 502.7277
50.2091 | 502.7277
50.2091 | 501.5046
50.2091 | 503.951
50.2056 | 501.5046
50.2056 | 501.5046
50.2056 | 502.7277
50.2056 | 502.7277
50.2056 | 503.951
50.2056 | 501.5046
50.2056 | 501.5046
50.2056 | 502.7277
50.2056 | 501.5046
50.2056 | 502.7277
50.2056 | 502.7277
50.2056 | 502.7277
50.2056 | 501.5046
50.2056 | 501.5046
50.2056 | 502.7277
50.2056 | 501.5046
50.2056 | 502.7277
50.2056 | 502.7277
50.2056 | 502.7277
50.2056 | 501.5046
50.2056 | 501.5046
50.2056 | 501.5046
50.2056 | 501.5046
50.2056 | 502.7277
50.2056 | 501.5046
50.2056 | 501.5046
50.2056 | 501.5046
50.2056 | 502.7277
50.2056 | 502.7277
50.2056 | 501.5046
50.2056 | 501.5046
50.2056 | 501.5046
50.2091 | 502.7277
50.2056 | 502.7277
50.2056 | 501.5046
50.2056 | 501.5046
50.2056 | 502.7277
50.2056 | 502.7277
50.2056 | 502.7277
50.2056 | 501.5046
50.2056 | 501.5046
50.2056 | 501.5046
50.2056 | 502.7277
50.2056 | 501.5046
50.2091 | 502.7277
50.2091 | 502.7277
50.2091 | 502.7277
50.2091 | 502.7277
50.2091 | 501.5046
50.2091 | 502.7277
50.2091 | 502.7277
50.2091 | 501.5046
50.2091 | 501.5046
50.2091 | 501.5046
50.2091 | 502.7277
50.2091 | 502.7277
50.2091 | 501.5046
50.2091 | 501.5046
50.2091 | 501.5046
50.2091 | 502.7277
50.2091 | 501.5046
50.2091 | 501.5046
50.2091 | 502.7277
50.2091 | 501.5046
50.2091 | 501.5046
50.2091 | 501.5046
50.2091 | 501.5046
50.2091 | 501.5046
50.2091 | 501.5046
50.2091 | 501.5046
50.2091 | 501.5046
50.2091 | 501.5046
50.2091 | 502.7277
50.2091 | 502.7277
50.2091 | 501.5046
50.2091 | 501.5046
50.2091 | 502.7277
50.2091 | 502.7277
50.2091 | 501.5046
50.2091 | 501.5046
50.2091 | 502.7277
50.2091 | 502.7277
50.2125 | 502.7277
50.2125 | 502.7277
50.2125 | 501.5046
50.2125 | 502.7277
50.2125 | 501.5046
50.2125 | 502.7277
50.2125 | 501.5046
50.2125 | 501.5046
50.2125 | 502.7277
50.2125 | 501.5046
50.2125 | 502.7277
50.2125 | 501.5046
50.2125 | 501.5046
50.2125 | 502.7277
50.2125 | 501.5046
50.2125 | 501.5046
50.2125 | 501.5046
50.2125 | 502.7277
50.2125 | 502.7277
50.2125 | 502.7277
50.2125 | 502.7277
50.2125 | 501.5046
50.2125 | 500.2814
50.2125 | 501.5046
50.2125 | 501.5046
50.2125 | 501.5046
50.2125 | 501.5046
50.2125 | 501.5046
50.216 | 501.5046
50.216 | 501.5046
50.216 | 501.5046
50.216 | 501.5046
50.216 | 501.5046
50.216 | 501.5046
50.216 | 500.2814
50.216 | 501.5046
50.216 | 501.5046
50.216 | 501.5046
50.216 | 501.5046
50.2194 | 500.2814
50.2194 | 501.5046
50.2194 | 501.5046
50.2194 | 501.5046
50.2194 | 500.2814
50.2194 | 501.5046
50.2194 | 501.5046
50.2194 | 501.5046
50.2194 | 502.7277
50.2194 | 501.5046
50.2194 | 501.5046
50.2194 | 501.5046
50.2194 | 501.5046
50.2194 | 501.5046
50.2194 | 501.5046
50.2194 | 501.5046
50.2194 | 501.5046
50.2194 | 502.7277
50.2194 | 501.5046
50.2194 | 502.7277
50.2194 | 500.2814
50.2194 | 500.2814
50.2194 | 502.7277
50.2194 | 502.7277
50.2194 | 502.7277
50.2194 | 501.5046
50.2194 | 501.5046
50.2194 | 502.7277
50.2194 | 502.7277
50.2194 | 501.5046
50.2194 | 502.7277
50.2194 | 501.5046
50.2194 | 501.5046
50.2194 | 502.7277
50.2194 | 501.5046
50.2194 | 502.7277
50.2194 | 501.5046
50.2194 | 501.5046
50.2194 | 501.5046
50.2194 | 503.951
50.2194 | 500.2814
50.2194 | 502.7277
50.2194 | 500.2814
50.2229 | 502.7277
50.2229 | 501.5046
50.2229 | 501.5046
50.2229 | 501.5046
50.2229 | 502.7277
50.2229 | 500.2814
50.2229 | 501.5046
50.2229 | 502.7277
50.2229 | 501.5046
50.2229 | 500.2814
50.2229 | 501.5046
50.2229 | 502.7277
50.2229 | 501.5046
50.2229 | 502.7277
50.2229 | 501.5046
50.2229 | 501.5046
50.2229 | 502.7277
50.2229 | 502.7277
50.2229 | 502.7277
50.2229 | 501.5046
50.2229 | 502.7277
50.2229 | 501.5046
50.2229 | 500.2814
50.2229 | 501.5046
50.2229 | 501.5046
50.2229 | 501.5046
50.2229 | 501.5046
50.2229 | 501.5046
50.2229 | 501.5046
50.2229 | 501.5046
50.2229 | 501.5046
50.2229 | 501.5046
50.2229 | 501.5046
50.2229 | 501.5046
50.2229 | 501.5046
50.2229 | 502.7277
50.2229 | 501.5046
50.2229 | 501.5046
50.2229 | 500.2814
50.2229 | 501.5046
50.2229 | 502.7277
50.2229 | 501.5046
50.2229 | 500.2814
50.2229 | 502.7277
50.2229 | 500.2814
50.2229 | 501.5046
50.2229 | 501.5046
50.2229 | 501.5046
50.2229 | 501.5046
50.2229 | 500.2814
50.2229 | 501.5046
50.2229 | 501.5046
50.2229 | 501.5046
50.2229 | 501.5046
50.2229 | 501.5046
50.2229 | 501.5046
50.2229 | 500.2814
50.2229 | 502.7277
50.2229 | 501.5046
50.2229 | 501.5046
50.2229 | 501.5046
50.2229 | 500.2814
50.2229 | 502.7277
50.2229 | 502.7277
50.2229 | 501.5046
50.2229 | 500.2814
50.2229 | 501.5046
50.2229 | 501.5046
50.2229 | 502.7277
50.2229 | 501.5046
50.2229 | 501.5046
50.2229 | 501.5046
50.2229 | 501.5046
50.2229 | 501.5046
50.2229 | 501.5046
50.2229 | 500.2814
50.2229 | 501.5046
50.2229 | 501.5046
50.2229 | 501.5046
50.2229 | 501.5046
50.2229 | 501.5046
50.2229 | 501.5046
50.2229 | 501.5046
50.2229 | 501.5046
50.2229 | 501.5046
50.2229 | 501.5046
50.2229 | 501.5046
50.2194 | 502.7277
50.2194 | 502.7277
50.2194 | 501.5046
50.2194 | 501.5046
50.2194 | 501.5046
50.2194 | 501.5046
50.2194 | 500.2814
50.2194 | 502.7277
50.2194 | 502.7277
50.2194 | 501.5046
50.2194 | 501.5046
50.2194 | 501.5046
50.2194 | 502.7277
50.2194 | 501.5046
50.2194 | 501.5046
50.2194 | 501.5046
50.2194 | 501.5046
50.2194 | 501.5046
50.2194 | 501.5046
50.2194 | 501.5046
50.2194 | 501.5046
50.2194 | 502.7277
50.2194 | 502.7277
50.2194 | 502.7277
50.216 | 501.5046
50.216 | 501.5046
50.2194 | 501.5046
50.2194 | 501.5046
50.2194 | 502.7277
50.2194 | 501.5046
50.2194 | 501.5046
50.2194 | 502.7277
50.2194 | 501.5046
50.2194 | 501.5046
50.2194 | 501.5046
50.2194 | 501.5046
50.2194 | 501.5046
50.2194 | 501.5046
50.2194 | 502.7277
50.216 | 501.5046
50.216 | 501.5046
50.216 | 502.7277
50.216 | 501.5046
50.216 | 501.5046
50.216 | 501.5046
50.216 | 501.5046
50.216 | 501.5046
50.216 | 501.5046
50.216 | 501.5046
50.216 | 501.5046
50.216 | 500.2814
50.216 | 501.5046
50.216 | 501.5046
50.216 | 501.5046
50.216 | 501.5046
50.216 | 501.5046
50.216 | 500.2814
50.216 | 502.7277
50.216 | 501.5046
50.216 | 501.5046
50.216 | 502.7277
50.216 | 501.5046
50.216 | 501.5046
50.216 | 501.5046
50.216 | 502.7277
50.216 | 501.5046
50.216 | 501.5046
50.216 | 501.5046
50.216 | 501.5046
50.216 | 502.7277
50.216 | 501.5046
50.216 | 502.7277
50.2125 | 501.5046
50.2125 | 502.7277
50.2125 | 502.7277
50.2125 | 501.5046
50.2125 | 501.5046
50.2125 | 500.2814
50.2125 | 502.7277
50.2125 | 501.5046
50.2125 | 502.7277
50.2125 | 501.5046
50.2125 | 501.5046
50.2125 | 501.5046
50.2125 | 501.5046
50.2125 | 501.5046
50.2125 | 501.5046
50.2125 | 500.2814
50.2125 | 501.5046
50.2125 | 501.5046
50.2125 | 501.5046
50.2125 | 501.5046
50.2125 | 500.2814
50.2125 | 501.5046
50.2125 | 501.5046
50.2125 | 500.2814
50.2125 | 501.5046
50.2125 | 501.5046
50.2125 | 501.5046
50.2125 | 502.7277
50.2125 | 500.2814
50.2125 | 502.7277
50.2125 | 501.5046
50.2125 | 501.5046
50.2125 | 500.2814
50.2125 | 501.5046
50.2125 | 501.5046
50.2125 | 501.5046
50.2125 | 501.5046
50.2125 | 501.5046
50.2125 | 501.5046
50.2125 | 502.7277
50.2125 | 501.5046
50.2125 | 502.7277
50.2125 | 501.5046
50.2125 | 501.5046
50.2125 | 501.5046
50.2125 | 502.7277
50.2125 | 502.7277
50.2125 | 502.7277
50.2125 | 501.5046
50.2125 | 501.5046
50.2125 | 502.7277
50.2125 | 502.7277
50.2091 | 502.7277
50.2091 | 501.5046
50.2091 | 501.5046
50.2091 | 502.7277
50.2091 | 502.7277
50.2091 | 501.5046
50.2091 | 501.5046
50.2091 | 501.5046
50.2091 | 501.5046
50.2091 | 502.7277
50.2091 | 501.5046
50.2091 | 501.5046
50.2091 | 501.5046
50.2091 | 500.2814
50.2091 | 501.5046
50.2091 | 501.5046
50.2091 | 501.5046
50.2091 | 501.5046
50.2091 | 501.5046
50.2091 | 502.7277
50.2091 | 501.5046
50.2091 | 502.7277
50.2091 | 500.2814
50.2091 | 502.7277
50.2091 | 502.7277
50.2091 | 502.7277
50.2091 | 502.7277
50.2091 | 500.2814
50.2091 | 501.5046
50.2091 | 501.5046
50.2091 | 502.7277
50.2091 | 501.5046
50.2091 | 500.2814
50.2091 | 501.5046
50.2091 | 500.2814
50.2091 | 502.7277
50.2091 | 500.2814
50.2091 | 501.5046
50.2091 | 501.5046
50.2091 | 500.2814
50.2091 | 501.5046
50.2091 | 500.2814
50.2091 | 500.2814
50.2091 | 501.5046
50.2091 | 500.2814
50.2091 | 500.2814
50.2091 | 500.2814
50.2091 | 501.5046
50.2056 | 501.5046
50.2056 | 501.5046
50.2091 | 501.5046
50.2091 | 501.5046
50.2091 | 501.5046
50.2091 | 501.5046
50.2091 | 501.5046
50.2091 | 501.5046
50.2091 | 501.5046
50.2091 | 501.5046
50.2056 | 501.5046
50.2056 | 502.7277
50.2056 | 501.5046
50.2056 | 501.5046
50.2056 | 502.7277
50.2056 | 501.5046
50.2056 | 502.7277
50.2056 | 501.5046
50.2056 | 501.5046
50.2056 | 501.5046
50.2056 | 501.5046
50.2056 | 502.7277
50.2056 | 501.5046
50.2056 | 501.5046
50.2056 | 501.5046
50.2056 | 501.5046
50.2056 | 502.7277
50.2056 | 502.7277
50.2056 | 501.5046
50.2056 | 501.5046
50.2056 | 500.2814
50.2056 | 500.2814
50.2056 | 501.5046
50.2056 | 501.5046
50.2056 | 501.5046
50.2056 | 501.5046
50.2056 | 500.2814
50.2056 | 500.2814
50.2056 | 502.7277
50.2056 | 501.5046
50.2056 | 501.5046
50.2056 | 501.5046
50.2056 | 501.5046
50.2056 | 501.5046
50.2056 | 501.5046
50.2056 | 501.5046
50.2056 | 501.5046
50.2056 | 501.5046
50.2056 | 501.5046
50.2056 | 502.7277
50.2056 | 501.5046
50.2056 | 500.2814
50.2056 | 501.5046
50.2056 | 501.5046
50.2056 | 501.5046
50.2056 | 501.5046
50.2056 | 500.2814
50.2056 | 501.5046
50.2056 | 500.2814
50.2056 | 501.5046
50.2056 | 501.5046
50.2056 | 500.2814
50.2056 | 501.5046
50.2056 | 502.7277
50.2056 | 501.5046
50.2056 | 502.7277
50.2056 | 501.5046
50.2056 | 501.5046
50.2056 | 501.5046
50.2056 | 502.7277
50.2056 | 501.5046
50.2056 | 501.5046
50.2056 | 501.5046
50.2056 | 501.5046
50.2056 | 500.2814
50.2056 | 502.7277
50.2056 | 501.5046
50.2056 | 501.5046
50.2056 | 501.5046
50.2056 | 500.2814
50.2056 | 501.5046
50.2056 | 501.5046
50.2056 | 501.5046
50.2056 | 500.2814
50.2056 | 500.2814
50.2056 | 501.5046
50.2056 | 501.5046
50.2056 | 501.5046
50.2056 | 501.5046
50.2056 | 501.5046
50.2056 | 501.5046
50.2056 | 502.7277
50.2056 | 501.5046
50.2056 | 501.5046
50.2056 | 501.5046
50.2056 | 501.5046
50.2056 | 501.5046
50.2056 | 500.2814
50.2056 | 501.5046
50.2056 | 501.5046
50.2056 | 501.5046
50.2056 | 501.5046
50.2056 | 500.2814
50.2056 | 501.5046
50.2056 | 500.2814
50.2056 | 501.5046
50.2056 | 501.5046
50.2056 | 501.5046
50.2056 | 500.2814
50.2056 | 501.5046
50.2056 | 501.5046
50.2056 | 501.5046
50.2056 | 501.5046
50.2056 | 501.5046
50.2056 | 501.5046
50.2056 | 502.7277
50.2056 | 501.5046
50.2056 | 501.5046
50.2056 | 501.5046
50.2056 | 501.5046
50.2056 | 501.5046
50.2056 | 501.5046
50.2056 | 501.5046
50.2056 | 501.5046
50.2056 | 500.2814
50.2056 | 502.7277
50.2056 | 501.5046
50.2056 | 501.5046
50.2056 | 501.5046
50.2056 | 500.2814
50.2056 | 502.7277
50.2056 | 501.5046
50.2056 | 501.5046
50.2056 | 501.5046
50.2056 | 502.7277
50.2056 | 501.5046
50.2056 | 501.5046
50.2056 | 502.7277
50.2056 | 501.5046
50.2056 | 501.5046
50.2056 | 501.5046
50.2056 | 500.2814
50.2056 | 501.5046
50.2056 | 501.5046
50.2056 | 502.7277
50.2056 | 500.2814
50.2056 | 500.2814
50.2056 | 501.5046
50.2056 | 502.7277
50.2056 | 501.5046
50.2056 | 501.5046
50.2056 | 501.5046
50.2056 | 501.5046
50.2056 | 501.5046
50.2091 | 501.5046
50.2091 | 500.2814
50.2091 | 501.5046
50.2091 | 501.5046
50.2091 | 500.2814
50.2091 | 501.5046
50.2091 | 500.2814
50.2091 | 501.5046
50.2091 | 501.5046
50.2091 | 500.2814
50.2091 | 501.5046
50.2091 | 501.5046
50.2091 | 500.2814
50.2091 | 501.5046
50.2091 | 500.2814
50.2091 | 501.5046
50.2091 | 500.2814
50.2091 | 501.5046
50.2091 | 501.5046
50.2091 | 501.5046
50.2091 | 501.5046
50.2091 | 500.2814
50.2091 | 501.5046
50.2091 | 501.5046
50.2091 | 501.5046
50.2091 | 501.5046
50.2091 | 502.7277
50.2091 | 501.5046
50.2091 | 501.5046
50.2091 | 501.5046
50.2091 | 501.5046
50.2091 | 502.7277
50.2091 | 501.5046
50.2091 | 501.5046
50.2091 | 500.2814
50.2091 | 502.7277
50.2091 | 501.5046
50.2091 | 501.5046
50.2091 | 501.5046
50.2091 | 501.5046
50.2091 | 500.2814
50.2091 | 501.5046
50.2091 | 502.7277
50.2091 | 502.7277
50.2091 | 501.5046
50.2091 | 501.5046
50.2091 | 501.5046
50.2091 | 500.2814
50.2125 | 500.2814
50.2125 | 501.5046
50.2125 | 501.5046
50.2125 | 500.2814
50.2125 | 501.5046
50.2125 | 501.5046
50.2125 | 500.2814
50.2125 | 501.5046
50.2125 | 500.2814
50.2125 | 500.2814
50.2125 | 500.2814
50.2125 | 500.2814
50.2125 | 500.2814
50.2125 | 500.2814
50.2125 | 500.2814
50.2125 | 501.5046
50.2125 | 501.5046
50.2125 | 500.2814
50.2125 | 500.2814
50.2125 | 500.2814
50.2125 | 500.2814
50.2125 | 501.5046
50.2125 | 500.2814
50.2125 | 500.2814
50.2125 | 500.2814
50.2125 | 499.0582
50.2125 | 500.2814
50.2125 | 500.2814
50.2125 | 500.2814
50.2125 | 500.2814
50.2125 | 500.2814
50.2125 | 500.2814
50.2125 | 499.0582
50.2125 | 501.5046
50.2125 | 500.2814
50.2125 | 500.2814
50.2125 | 500.2814
50.2125 | 500.2814
50.2125 | 501.5046
50.2125 | 500.2814
50.2125 | 500.2814
50.216 | 501.5046
50.216 | 501.5046
50.216 | 501.5046
50.216 | 501.5046
50.216 | 501.5046
50.216 | 501.5046
50.216 | 501.5046
50.216 | 501.5046
50.216 | 500.2814
50.216 | 501.5046
50.216 | 499.0582
50.2194 | 492.9423
50.2229 | 492.9423
50.2298 | 496.6119
50.2263 | 499.0582
50.2263 | 500.2814
50.2229 | 502.7277
50.2263 | 500.2814
50.2263 | 501.5046
50.2263 | 500.2814
50.2263 | 499.0582
50.2298 | 499.0582
50.2298 | 500.2814
50.2298 | 500.2814
50.2298 | 500.2814
50.2298 | 500.2814
50.2298 | 500.2814
50.2298 | 501.5046
50.2332 | 499.0582
50.2332 | 500.2814
50.2332 | 499.0582
50.2332 | 499.0582
50.2332 | 499.0582
50.2332 | 499.0582
50.2332 | 499.0582
50.2332 | 499.0582
50.2332 | 499.0582
50.2332 | 497.835
50.2367 | 499.0582
50.2367 | 499.0582
50.2367 | 499.0582
50.2367 | 499.0582
50.2367 | 499.0582
50.2367 | 500.2814
50.2367 | 499.0582
50.2367 | 500.2814
50.2367 | 500.2814
50.2367 | 500.2814
50.2367 | 500.2814
50.2367 | 500.2814
50.2367 | 499.0582
50.2367 | 500.2814
50.2367 | 500.2814
50.2367 | 501.5046
50.2367 | 501.5046
50.2401 | 500.2814
50.2401 | 501.5046
50.2401 | 502.7277
50.2401 | 501.5046
50.2401 | 502.7277
50.2401 | 501.5046
50.2401 | 501.5046
50.2401 | 500.2814
50.2401 | 501.5046
50.2401 | 501.5046
50.2401 | 501.5046
50.2401 | 500.2814
50.2436 | 500.2814
50.2401 | 501.5046
50.2401 | 501.5046
50.2401 | 500.2814
50.2401 | 500.2814
50.2401 | 500.2814
50.2401 | 500.2814
50.2401 | 501.5046
50.2401 | 501.5046
50.2401 | 500.2814
50.2436 | 500.2814
50.2436 | 500.2814
50.2436 | 500.2814
50.2436 | 501.5046
50.2436 | 500.2814
50.2436 | 501.5046
50.2436 | 501.5046
50.2436 | 500.2814
50.2436 | 501.5046
50.2436 | 501.5046
50.2436 | 501.5046
50.2436 | 501.5046
50.2436 | 501.5046
50.2436 | 500.2814
50.2436 | 501.5046
50.2436 | 500.2814
50.2436 | 501.5046
50.2436 | 501.5046
50.2436 | 501.5046
50.2436 | 502.7277
50.2401 | 501.5046
50.2401 | 501.5046
50.2401 | 501.5046
50.2401 | 501.5046
50.2401 | 501.5046
50.2401 | 501.5046
50.2401 | 501.5046
50.2401 | 501.5046
50.2401 | 501.5046
50.2401 | 501.5046
50.2401 | 502.7277
50.2401 | 500.2814
50.2401 | 500.2814
50.2401 | 501.5046
50.2401 | 501.5046
50.2401 | 501.5046
50.2401 | 501.5046
50.2401 | 501.5046
50.2401 | 501.5046
50.2401 | 501.5046
50.2401 | 501.5046
50.2401 | 500.2814
50.2401 | 500.2814
50.2367 | 501.5046
50.2367 | 501.5046
50.2367 | 501.5046
50.2367 | 500.2814
50.2367 | 501.5046
50.2367 | 501.5046
50.2367 | 501.5046
50.2367 | 501.5046
50.2367 | 502.7277
50.2367 | 501.5046
50.2367 | 500.2814
50.2367 | 501.5046
50.2367 | 500.2814
50.2367 | 501.5046
50.2367 | 501.5046
50.2367 | 500.2814
50.2367 | 501.5046
50.2367 | 501.5046
50.2367 | 501.5046
50.2367 | 501.5046
50.2367 | 501.5046
50.2367 | 500.2814
50.2367 | 500.2814
50.2367 | 501.5046
50.2332 | 500.2814
50.2332 | 500.2814
50.2332 | 501.5046
50.2332 | 500.2814
50.2332 | 501.5046
50.2332 | 501.5046
50.2332 | 501.5046
50.2332 | 501.5046
50.2332 | 501.5046
50.2332 | 501.5046
50.2332 | 500.2814
50.2332 | 501.5046
50.2332 | 501.5046
50.2332 | 501.5046
50.2332 | 501.5046
50.2332 | 500.2814
50.2332 | 500.2814
50.2298 | 500.2814
50.2298 | 501.5046
50.2298 | 500.2814
50.2298 | 501.5046
50.2298 | 500.2814
50.2298 | 500.2814
50.2298 | 501.5046
50.2298 | 501.5046
50.2298 | 500.2814
50.2298 | 501.5046
50.2298 | 501.5046
50.2298 | 500.2814
50.2298 | 502.7277
50.2298 | 500.2814
50.2298 | 501.5046
50.2298 | 501.5046
50.2298 | 500.2814
50.2263 | 501.5046
50.2263 | 501.5046
50.2263 | 500.2814
50.2263 | 501.5046
50.2263 | 501.5046
50.2263 | 500.2814
50.2263 | 500.2814
50.2263 | 500.2814
50.2263 | 500.2814
50.2263 | 500.2814
50.2263 | 500.2814
50.2263 | 500.2814
50.2263 | 500.2814
50.2263 | 500.2814
50.2263 | 500.2814
50.2263 | 500.2814
50.2263 | 501.5046
50.2263 | 501.5046
50.2263 | 501.5046
50.2263 | 501.5046
50.2263 | 500.2814
50.2229 | 501.5046
50.2229 | 500.2814
50.2229 | 500.2814
50.2229 | 501.5046
50.2229 | 500.2814
50.2229 | 500.2814
50.2229 | 500.2814
50.2229 | 501.5046
50.2229 | 501.5046
50.2229 | 500.2814
50.2229 | 500.2814
50.2229 | 500.2814
50.2229 | 501.5046
50.2229 | 501.5046
50.2229 | 500.2814
50.2229 | 500.2814
50.2229 | 500.2814
50.2229 | 500.2814
50.2229 | 500.2814
50.2229 | 500.2814
50.2229 | 500.2814
50.2229 | 501.5046
50.2229 | 501.5046
50.2229 | 500.2814
50.2229 | 500.2814
50.2229 | 500.2814
50.2229 | 500.2814
50.2229 | 500.2814
50.2229 | 500.2814
50.2229 | 500.2814
50.2229 | 499.0582
50.2229 | 500.2814
50.2194 | 500.2814
50.2194 | 500.2814
50.2194 | 500.2814
50.2194 | 500.2814
50.2194 | 500.2814
50.2194 | 501.5046
50.2194 | 500.2814
50.2194 | 500.2814
50.2194 | 500.2814
50.2194 | 500.2814
50.2194 | 500.2814
50.2194 | 501.5046
50.2194 | 500.2814
50.2194 | 500.2814
50.2194 | 500.2814
50.2194 | 500.2814
50.2194 | 501.5046
50.2194 | 500.2814
50.2194 | 500.2814
50.2194 | 501.5046
50.2194 | 500.2814
50.2194 | 501.5046
50.2194 | 501.5046
50.2194 | 501.5046
50.2194 | 500.2814
50.2194 | 500.2814
50.2194 | 500.2814
50.2194 | 500.2814
50.2194 | 501.5046
50.2194 | 501.5046
50.2194 | 501.5046
50.2194 | 501.5046
50.2194 | 500.2814
50.2194 | 501.5046
50.2194 | 501.5046
50.2194 | 501.5046
50.2194 | 501.5046
50.2194 | 500.2814
50.2194 | 500.2814
50.2194 | 501.5046
50.2194 | 500.2814
50.2194 | 501.5046
50.2194 | 501.5046
Note on B2: [HELP] Enter information regarding the plant here. This includes: * static parameters * sampling information * approximate time of incident * dispatch information
Note on J2: [HELP] Results are displayed instantaneously as input data is entered.There is no need to press any buttons etc.
Note on L3: [HELP] If high speed data is not available, then values will error out
Note on C5: [HELP] In order to calculate plant inertia, use the following equation: Plant inertia = HS/(2π2f2) where, H = Plant inertia constant on machine base (seconds) S = Plant MVA base (MVA) f = 50 (Hz)
Note on C7: [HELP] This parameter is equal to 1 unless a different value as been agreed to with AEMO. See clause 2.1(a)(viii) of the User Guide V2.0
Note on C9: [HELP] If a plant is enabled for fast services and high speed data is not available, then R60 and L60 cannot be calculated because the parameter FD which is an input to R60 and L60 calculation has to be calculated from high speed data. However, this spreadsheet will still calculate R60 and L60 using an estimate of FD as long as low speed data is available. This parameter specifices the sampling rate of the low speed data. Refer to clause 2.2(b) of the User Guide V2.0 for further details
Note on L9: [HELP] Fast Raise 4s is used to "estimate" the parameter FD that is required for the Slow Raise calculation if * the plant has been enabled for Fast Raise; and, * high speed MW and frequency data is not available. Note that Fast Raise 4s (MW) is not an accurate estimation of the Fast Raise of the plant Refer to clause 2.2(b) of the User Guide V2.0 for further details
Note on A45: [HELP] Enter high speed frequency and MW traces here for Fast Lower here. Ensure that the sampling rate of the data matches the sampling rate indicated in the table above. Usually the data is sampled at 50ms intervals but can be less. Preferably should be at least 4s of data prior to the start of the incident.
Note on E45: [HELP] Enter low speed frequency and MW traces here for Slow and Delayed Raise here. Ensure that the sampling rate of the data matches the sampling rate indicated in the table above. Usually the data is sampled at 4s intervals but can be less. Preferably should be at least 4s of data prior to the start of the incident.

## LowerFast
Intermediate Data - Do not Change |  |  |  |  | Section references are to User Guide v3.0
Time conversion | 0:00 | RT0 | 505.4756 |  | 2.1(b) - Results
Time interval | 0:00 | Frequency Setting | 0 |  | FAST LOWER | 49.7 | MW
Smoothing Constant | 0.1 | Disturbance time | 15:11 |  | FD | -92.1 | MW
G | 1 | Reference time | -401.2 |  | FB | -49.7
freq. ramp rate | 0.125 | Tinitiate | 1000 |  | FC | -106.1
freq. ref time | 2.8 | Switched Comp. Factor | 0 |  | Fast Enablement | 14
Deadband Upper Limit | 50 | Combined Controller | NO
[27 empty] | Section 2.1 (a)(xi) | Section 2.1 (a)(xii)
[17 empty] | Section 2.1 (a)(v) | [9 empty] | FB | FC
[9 empty] | Section 2.6 (a)(i) |  | Section 2.6 (a)(iii) | Section 2.1 (a)(iv) |  |  |  |  | FA | Section 2.1 (a)(vi) | Section 2.1 (a)(vii) |  | Section 2.1 (a)(viii) |  |  | Section 2.1 (a)(ix) |  | Section 2.1 (a)(x) | -49.7 | -106.1
Raw Data |  |  |  | Checking | Checking |  |  | Checking |  |  |  | Smoothed | Offset Smoothed | CALCULATED DATA |  |  | 527.2939 | [9 empty] | CET < t < 6 | 6 < t < 60
Local frequency | FS - Switched | FP - Proportional | Power flow | disturbance | initiate | Time | Relative time | frequency at |  |  |  | Local frequency | Local frequency | df/dt | Inertial response | Adjusted generation | PRE-EVENT (-20<t<-8) | POST-EVENT (t>CET) |  |  |  |  | Proportionally Compensated |  |  |  | Compensated | Compensated | Frequency
Hz - Raw | MW | MW | MW | time | time | hh:mm:ss.00 | sec | t = 0 | Reference Trajectory | Adjustment | Adjusted Power | Hz - Smoothed | Hz - Smoothed off | Hz/sec | MW | MW | MW | Basic response (MW) | FS (Raw) | FP (Raw) | Fresp-rate | Proportional Control Comp | Basic response (MW) - FP | Switched Compensation | Adjusted FS | Adjusted Response | Basic response (MW) | Basic response (MW) | Recovery?
49.8639 | 0 | 527.1914 | 527.1914 |  | 1 | 15:10 | -22.16 |  | 506.254 | -0.77844 | 526.413 | 49.8639 | 49.8639 | 0 | 0 | 526.413 |  | 0 | 0 | 0 |  |  |  | 1 |  |  |  |  | 0
49.8639 | 0 | 527.1914 | 527.1914 |  | 1 | 15:10 | -22.14 |  | 506.2532 | -0.77766 | 526.4137 | 49.8639 | 49.8639 | 0 | 0 | 526.4137 |  | 0 | 0 | 0 |  |  |  | 1 |  |  |  |  | 0
49.8639 | 0 | 528.4146 | 528.4146 |  | 1 | 15:10 | -22.12 |  | 506.2524 | -0.77688 | 527.6377 | 49.8639 | 49.8639 | 0 | 0 | 527.6377 |  | 0 | 0 | 0 |  |  |  | 1 |  |  |  |  | 0
49.8639 | 0 | 527.1914 | 527.1914 |  | 1 | 15:10 | -22.1 |  | 506.2517 | -0.7761 | 526.4153 | 49.8639 | 49.8639 | 0 | 0 | 526.4153 |  | 0 | 0 | 0 |  |  |  | 1 |  |  |  |  | 0
49.8639 | 0 | 527.1914 | 527.1914 |  | 1 | 15:10 | -22.08 |  | 506.2509 | -0.77532 | 526.4161 | 49.8639 | 49.8639 | 0 | 0 | 526.4161 |  | 0 | 0 | 0 |  |  |  | 1 |  |  |  |  | 0
49.8639 | 0 | 527.1914 | 527.1914 |  | 1 | 15:10 | -22.06 |  | 506.2501 | -0.77454 | 526.4169 | 49.8639 | 49.8639 | 0 | 0 | 526.4169 |  | 0 | 0 | 0 |  |  |  | 1 |  |  |  |  | 0
49.8639 | 0 | 527.1914 | 527.1914 |  | 1 | 15:10 | -22.04 |  | 506.2493 | -0.77376 | 526.4176 | 49.8639 | 49.8639 | 0 | 0 | 526.4176 |  | 0 | 0 | 0 |  |  |  | 1 |  |  |  |  | 0
49.8639 | 0 | 527.1914 | 527.1914 |  | 1 | 15:10 | -22.02 |  | 506.2485 | -0.77298 | 526.4184 | 49.8639 | 49.8639 | 0 | 0 | 526.4184 |  | 0 | 0 | 0 |  |  |  | 1 |  |  |  |  | 0
49.8639 | 0 | 527.1914 | 527.1914 |  | 1 | 15:10 | -22 |  | 506.2478 | -0.7722 | 526.4192 | 49.8639 | 49.8639 | 0 | 0 | 526.4192 |  | 0 | 0 | 0 |  |  |  | 1 |  |  |  |  | 0
49.8639 | 0 | 527.1914 | 527.1914 |  | 1 | 15:10 | -21.98 |  | 506.247 | -0.77142 | 526.42 | 49.8639 | 49.8639 | 0 | 0 | 526.42 |  | 0 | 0 | 0 |  |  |  | 1 |  |  |  |  | 0
49.8639 | 0 | 527.1914 | 527.1914 |  | 1 | 15:10 | -21.96 |  | 506.2462 | -0.77064 | 526.4208 | 49.8639 | 49.8639 | 0 | 0 | 526.4208 |  | 0 | 0 | 0 |  |  |  | 1 |  |  |  |  | 0
49.8639 | 0 | 527.1914 | 527.1914 |  | 1 | 15:10 | -21.94 |  | 506.2454 | -0.76986 | 526.4215 | 49.8639 | 49.8639 | 0 | 0 | 526.4215 |  | 0 | 0 | 0 |  |  |  | 1 |  |  |  |  | 0
49.8639 | 0 | 527.1914 | 527.1914 |  | 1 | 15:10 | -21.92 |  | 506.2446 | -0.76908 | 526.4223 | 49.8639 | 49.8639 | 0 | 0 | 526.4223 |  | 0 | 0 | 0 |  |  |  | 1 |  |  |  |  | 0
49.8639 | 0 | 527.1914 | 527.1914 |  | 1 | 15:10 | -21.9 |  | 506.2439 | -0.7683 | 526.4231 | 49.8639 | 49.8639 | 0 | 0 | 526.4231 |  | 0 | 0 | 0 |  |  |  | 1 |  |  |  |  | 0
49.8639 | 0 | 527.1914 | 527.1914 |  | 1 | 15:10 | -21.88 |  | 506.2431 | -0.76752 | 526.4239 | 49.8639 | 49.8639 | 0 | 0 | 526.4239 |  | 0 | 0 | 0 |  |  |  | 1 |  |  |  |  | 0
49.8639 | 0 | 527.1914 | 527.1914 |  | 1 | 15:10 | -21.86 |  | 506.2423 | -0.76674 | 526.4247 | 49.8639 | 49.8639 | 0 | 0 | 526.4247 |  | 0 | 0 | 0 |  |  |  | 1 |  |  |  |  | 0
49.8639 | 0 | 527.1914 | 527.1914 |  | 1 | 15:10 | -21.84 |  | 506.2415 | -0.76596 | 526.4254 | 49.8639 | 49.8639 | 0 | 0 | 526.4254 |  | 0 | 0 | 0 |  |  |  | 1 |  |  |  |  | 0
49.8639 | 0 | 527.1914 | 527.1914 |  | 1 | 15:10 | -21.82 |  | 506.2407 | -0.76518 | 526.4262 | 49.8639 | 49.8639 | 0 | 0 | 526.4262 |  | 0 | 0 | 0 |  |  |  | 1 |  |  |  |  | 0
49.8639 | 0 | 527.1914 | 527.1914 |  | 1 | 15:10 | -21.8 |  | 506.24 | -0.7644 | 526.427 | 49.8639 | 49.8639 | 0 | 0 | 526.427 |  | 0 | 0 | 0 |  |  |  | 1 |  |  |  |  | 0
49.8639 | 0 | 525.9682 | 525.9682 |  | 1 | 15:10 | -21.78 |  | 506.2392 | -0.76362 | 525.2046 | 49.8639 | 49.8639 | 0 | 0 | 525.2046 |  | 0 | 0 | 0 |  |  |  | 1 |  |  |  |  | 0
49.8639 | 0 | 527.1914 | 527.1914 |  | 1 | 15:10 | -21.76 |  | 506.2384 | -0.76284 | 526.4286 | 49.8639 | 49.8639 | 0 | 0 | 526.4286 |  | 0 | 0 | 0 |  |  |  | 1 |  |  |  |  | 0
49.8639 | 0 | 527.1914 | 527.1914 |  | 1 | 15:10 | -21.74 |  | 506.2376 | -0.76206 | 526.4293 | 49.8639 | 49.8639 | 0 | 0 | 526.4293 |  | 0 | 0 | 0 |  |  |  | 1 |  |  |  |  | 0
49.8639 | 0 | 528.4146 | 528.4146 |  | 1 | 15:10 | -21.72 |  | 506.2368 | -0.76128 | 527.6533 | 49.8639 | 49.8639 | 0 | 0 | 527.6533 |  | 0 | 0 | 0 |  |  |  | 1 |  |  |  |  | 0
49.8639 | 0 | 527.1914 | 527.1914 |  | 1 | 15:10 | -21.7 |  | 506.2361 | -0.7605 | 526.4309 | 49.8639 | 49.8639 | 0 | 0 | 526.4309 |  | 0 | 0 | 0 |  |  |  | 1 |  |  |  |  | 0
49.8639 | 0 | 527.1914 | 527.1914 |  | 1 | 15:10 | -21.68 |  | 506.2353 | -0.75972 | 526.4317 | 49.8639 | 49.8639 | 0 | 0 | 526.4317 |  | 0 | 0 | 0 |  |  |  | 1 |  |  |  |  | 0
49.8639 | 0 | 527.1914 | 527.1914 |  | 1 | 15:10 | -21.66 |  | 506.2345 | -0.75894 | 526.4325 | 49.8639 | 49.8639 | 0 | 0 | 526.4325 |  | 0 | 0 | 0 |  |  |  | 1 |  |  |  |  | 0
49.8639 | 0 | 527.1914 | 527.1914 |  | 1 | 15:10 | -21.64 |  | 506.2337 | -0.75816 | 526.4332 | 49.8639 | 49.8639 | 0 | 0 | 526.4332 |  | 0 | 0 | 0 |  |  |  | 1 |  |  |  |  | 0
49.8639 | 0 | 528.4146 | 528.4146 |  | 1 | 15:10 | -21.62 |  | 506.2329 | -0.75738 | 527.6572 | 49.8639 | 49.8639 | 0 | 0 | 527.6572 |  | 0 | 0 | 0 |  |  |  | 1 |  |  |  |  | 0
49.8639 | 0 | 528.4146 | 528.4146 |  | 1 | 15:10 | -21.6 |  | 506.2322 | -0.7566 | 527.658 | 49.8639 | 49.8639 | 0 | 0 | 527.658 |  | 0 | 0 | 0 |  |  |  | 1 |  |  |  |  | 0
49.8639 | 0 | 527.1914 | 527.1914 |  | 1 | 15:10 | -21.58 |  | 506.2314 | -0.75582 | 526.4356 | 49.8639 | 49.8639 | 0 | 0 | 526.4356 |  | 0 | 0 | 0 |  |  |  | 1 |  |  |  |  | 0
49.8639 | 0 | 527.1914 | 527.1914 |  | 1 | 15:10 | -21.56 |  | 506.2306 | -0.75504 | 526.4364 | 49.8639 | 49.8639 | 0 | 0 | 526.4364 |  | 0 | 0 | 0 |  |  |  | 1 |  |  |  |  | 0
49.8639 | 0 | 528.4146 | 528.4146 |  | 1 | 15:10 | -21.54 |  | 506.2298 | -0.75426 | 527.6603 | 49.8639 | 49.8639 | 0 | 0 | 527.6603 |  | 0 | 0 | 0 |  |  |  | 1 |  |  |  |  | 0
49.8639 | 0 | 527.1914 | 527.1914 |  | 1 | 15:10 | -21.52 |  | 506.229 | -0.75348 | 526.4379 | 49.8639 | 49.8639 | 0 | 0 | 526.4379 |  | 0 | 0 | 0 |  |  |  | 1 |  |  |  |  | 0
49.8639 | 0 | 528.4146 | 528.4146 |  | 1 | 15:10 | -21.5 |  | 506.2283 | -0.7527 | 527.6619 | 49.8639 | 49.8639 | 0 | 0 | 527.6619 |  | 0 | 0 | 0 |  |  |  | 1 |  |  |  |  | 0
49.8639 | 0 | 527.1914 | 527.1914 |  | 1 | 15:10 | -21.48 |  | 506.2275 | -0.75192 | 526.4395 | 49.8639 | 49.8639 | 0 | 0 | 526.4395 |  | 0 | 0 | 0 |  |  |  | 1 |  |  |  |  | 0
49.8639 | 0 | 527.1914 | 527.1914 |  | 1 | 15:10 | -21.46 |  | 506.2267 | -0.75114 | 526.4403 | 49.8639 | 49.8639 | 0 | 0 | 526.4403 |  | 0 | 0 | 0 |  |  |  | 1 |  |  |  |  | 0
49.8639 | 0 | 528.4146 | 528.4146 |  | 1 | 15:10 | -21.44 |  | 506.2259 | -0.75036 | 527.6642 | 49.8639 | 49.8639 | 0 | 0 | 527.6642 |  | 0 | 0 | 0 |  |  |  | 1 |  |  |  |  | 0
49.8639 | 0 | 528.4146 | 528.4146 |  | 1 | 15:10 | -21.42 |  | 506.2251 | -0.74958 | 527.665 | 49.8639 | 49.8639 | 0 | 0 | 527.665 |  | 0 | 0 | 0 |  |  |  | 1 |  |  |  |  | 0
49.8639 | 0 | 528.4146 | 528.4146 |  | 1 | 15:10 | -21.4 |  | 506.2244 | -0.7488 | 527.6658 | 49.8639 | 49.8639 | -0.0034 | -0.15336 | 527.5124 |  | 0 | 0 | 0 |  |  |  | 1 |  |  |  |  | 0
49.8639 | 0 | 527.1914 | 527.1914 |  | 1 | 15:10 | -21.38 |  | 506.2236 | -0.74802 | 526.4434 | 49.8639 | 49.8639 | -0.00816 | -0.36806 | 526.0753 |  | 0 | 0 | 0 |  |  |  | 1 |  |  |  |  | 0
49.8639 | 0 | 527.1914 | 527.1914 |  | 1 | 15:10 | -21.36 |  | 506.2228 | -0.74724 | 526.4442 | 49.8639 | 49.8636 | -0.012444 | -0.5613 | 525.8829 |  | 0 | 0 | 0 |  |  |  | 1 |  |  |  |  | 0
49.8639 | 0 | 527.1914 | 527.1914 |  | 1 | 15:10 | -21.34 |  | 506.222 | -0.74646 | 526.4449 | 49.8639 | 49.8633 | -0.0146 | -0.65853 | 525.7864 |  | 0 | 0 | 0 |  |  |  | 1 |  |  |  |  | 0
49.8639 | 0 | 525.9682 | 525.9682 |  | 1 | 15:10 | -21.32 |  | 506.2212 | -0.74568 | 525.2225 | 49.8639 | 49.863 | -0.01314 | -0.59267 | 524.6298 |  | 0 | 0 | 0 |  |  |  | 1 |  |  |  |  | 0
49.8639 | 0 | 527.1914 | 527.1914 |  | 1 | 15:10 | -21.3 |  | 506.2205 | -0.7449 | 526.4465 | 49.8639 | 49.8627 | -0.011826 | -0.53341 | 525.9131 |  | 0 | 0 | 0 |  |  |  | 1 |  |  |  |  | 0
49.8639 | 0 | 527.1914 | 527.1914 |  | 1 | 15:10 | -21.28 |  | 506.2197 | -0.74412 | 526.4473 | 49.8639 | 49.8625 | -0.010643 | -0.48006 | 525.9672 |  | 0 | 0 | 0 |  |  |  | 1 |  |  |  |  | 0
49.8639 | 0 | 527.1914 | 527.1914 |  | 1 | 15:10 | -21.26 |  | 506.2189 | -0.74334 | 526.4481 | 49.8639 | 49.8623 | -0.0095788 | -0.43206 | 526.016 |  | 0 | 0 | 0 |  |  |  | 1 |  |  |  |  | 0
49.8639 | 0 | 528.4146 | 528.4146 |  | 1 | 15:10 | -21.24 |  | 506.2181 | -0.74256 | 527.672 | 49.8639 | 49.8621 | -0.0086209 | -0.38885 | 527.2832 |  | 0 | 0 | 0 |  |  |  | 1 |  |  |  |  | 0
49.8639 | 0 | 527.1914 | 527.1914 |  | 1 | 15:10 | -21.22 |  | 506.2173 | -0.74178 | 526.4496 | 49.8639 | 49.862 | -0.0077588 | -0.34997 | 526.0997 |  | 0 | 0 | 0 |  |  |  | 1 |  |  |  |  | 0
49.8639 | 0 | 528.4146 | 528.4146 |  | 1 | 15:10 | -21.2 |  | 506.2166 | -0.741 | 527.6736 | 49.8639 | 49.8618 | -0.0069829 | -0.31497 | 527.3586 |  | 0 | 0 | 0 |  |  |  | 1 |  |  |  |  | 0
49.8605 | 0 | 527.1914 | 527.1914 |  | 1 | 15:10 | -21.18 |  | 506.2158 | -0.74022 | 526.4512 | 49.8636 | 49.8617 | -0.0062846 | -0.28345 | 526.1677 |  | 0 | 0 | 0 |  |  |  | 1 |  |  |  |  | 0
49.8605 | 0 | 527.1914 | 527.1914 |  | 1 | 15:10 | -21.16 |  | 506.215 | -0.73944 | 526.452 | 49.8633 | 49.8616 | -0.0056562 | -0.25511 | 526.1969 |  | 0 | 0 | 0 |  |  |  | 1 |  |  |  |  | 0
49.8605 | 0 | 527.1914 | 527.1914 |  | 1 | 15:10 | -21.14 |  | 506.2142 | -0.73866 | 526.4527 | 49.863 | 49.8615 | -0.0050906 | -0.2296 | 526.2231 |  | 0 | 0 | 0 |  |  |  | 1 |  |  |  |  | 0
49.8605 | 0 | 527.1914 | 527.1914 |  | 1 | 15:10 | -21.12 |  | 506.2134 | -0.73788 | 526.4535 | 49.8627 | 49.8614 | -0.0045815 | -0.20664 | 526.2469 |  | 0 | 0 | 0 |  |  |  | 1 |  |  |  |  | 0
49.8605 | 0 | 528.4146 | 528.4146 |  | 1 | 15:10 | -21.1 |  | 506.2127 | -0.7371 | 527.6775 | 49.8625 | 49.8613 | -0.0041234 | -0.18597 | 527.4915 |  | 0 | 0 | 0 |  |  |  | 1 |  |  |  |  | 0
49.8605 | 0 | 527.1914 | 527.1914 |  | 1 | 15:10 | -21.08 |  | 506.2119 | -0.73632 | 526.4551 | 49.8623 | 49.8612 | -0.003711 | -0.16738 | 526.2877 |  | 0 | 0 | 0 |  |  |  | 1 |  |  |  |  | 0
49.8605 | 0 | 528.4146 | 528.4146 |  | 1 | 15:10 | -21.06 |  | 506.2111 | -0.73554 | 527.6791 | 49.8621 | 49.8611 | -0.0033399 | -0.15064 | 527.5284 |  | 0 | 0 | 0 |  |  |  | 1 |  |  |  |  | 0
49.8605 | 0 | 527.1914 | 527.1914 |  | 1 | 15:10 | -21.04 |  | 506.2103 | -0.73476 | 526.4566 | 49.862 | 49.8611 | -0.0030059 | -0.13558 | 526.3211 |  | 0 | 0 | 0 |  |  |  | 1 |  |  |  |  | 0
49.8605 | 0 | 527.1914 | 527.1914 |  | 1 | 15:10 | -21.02 |  | 506.2095 | -0.73398 | 526.4574 | 49.8618 | 49.861 | -0.0027053 | -0.12202 | 526.3354 |  | 0 | 0 | 0 |  |  |  | 1 |  |  |  |  | 0
49.8605 | 0 | 527.1914 | 527.1914 |  | 1 | 15:10 | -21 |  | 506.2088 | -0.7332 | 526.4582 | 49.8617 | 49.861 | -0.0024348 | -0.10982 | 526.3484 |  | 0 | 0 | 0 |  |  |  | 1 |  |  |  |  | 0
49.8605 | 0 | 527.1914 | 527.1914 |  | 1 | 15:10 | -20.98 |  | 506.208 | -0.73242 | 526.459 | 49.8616 | 49.8609 | -0.0021913 | -0.098834 | 526.3601 |  | 0 | 0 | 0 |  |  |  | 1 |  |  |  |  | 0
49.8605 | 0 | 528.4146 | 528.4146 |  | 1 | 15:10 | -20.96 |  | 506.2072 | -0.73164 | 527.683 | 49.8615 | 49.8609 | -0.0019722 | -0.088951 | 527.594 |  | 0 | 0 | 0 |  |  |  | 1 |  |  |  |  | 0
49.8605 | 0 | 527.1914 | 527.1914 |  | 1 | 15:10 | -20.94 |  | 506.2064 | -0.73086 | 526.4605 | 49.8614 | 49.8608 | -0.001775 | -0.080056 | 526.3805 |  | 0 | 0 | 0 |  |  |  | 1 |  |  |  |  | 0
49.8605 | 0 | 527.1914 | 527.1914 |  | 1 | 15:10 | -20.92 |  | 506.2056 | -0.73008 | 526.4613 | 49.8613 | 49.8608 | -0.0015975 | -0.07205 | 526.3893 |  | 0 | 0 | 0 |  |  |  | 1 |  |  |  |  | 0
49.8605 | 0 | 527.1914 | 527.1914 |  | 1 | 15:10 | -20.9 |  | 506.2049 | -0.7293 | 526.4621 | 49.8612 | 49.8608 | -0.0014377 | -0.064845 | 526.3973 |  | 0 | 0 | 0 |  |  |  | 1 |  |  |  |  | 0
49.8605 | 0 | 527.1914 | 527.1914 |  | 1 | 15:10 | -20.88 |  | 506.2041 | -0.72852 | 526.4629 | 49.8611 | 49.8607 | -0.001294 | -0.058361 | 526.4045 |  | 0 | 0 | 0 |  |  |  | 1 |  |  |  |  | 0
49.8605 | 0 | 527.1914 | 527.1914 |  | 1 | 15:10 | -20.86 |  | 506.2033 | -0.72774 | 526.4637 | 49.8611 | 49.8607 | -0.0011646 | -0.052525 | 526.4111 |  | 0 | 0 | 0 |  |  |  | 1 |  |  |  |  | 0
49.8605 | 0 | 527.1914 | 527.1914 |  | 1 | 15:10 | -20.84 |  | 506.2025 | -0.72696 | 526.4644 | 49.861 | 49.8607 | -0.0010481 | -0.047272 | 526.4172 |  | 0 | 0 | 0 |  |  |  | 1 |  |  |  |  | 0
49.8605 | 0 | 527.1914 | 527.1914 |  | 1 | 15:10 | -20.82 |  | 506.2017 | -0.72618 | 526.4652 | 49.861 | 49.8607 | -0.00094329 | -0.042545 | 526.4227 |  | 0 | 0 | 0 |  |  |  | 1 |  |  |  |  | 0
49.8605 | 0 | 527.1914 | 527.1914 |  | 1 | 15:10 | -20.8 |  | 506.201 | -0.7254 | 526.466 | 49.8609 | 49.8607 | -0.00084896 | -0.03829 | 526.4277 |  | 0 | 0 | 0 |  |  |  | 1 |  |  |  |  | 0
49.8605 | 0 | 527.1914 | 527.1914 |  | 1 | 15:10 | -20.78 |  | 506.2002 | -0.72462 | 526.4668 | 49.8609 | 49.8606 | -0.00076407 | -0.034461 | 526.4323 |  | 0 | 0 | 0 |  |  |  | 1 |  |  |  |  | 0
49.8605 | 0 | 527.1914 | 527.1914 |  | 1 | 15:10 | -20.76 |  | 506.1994 | -0.72384 | 526.4676 | 49.8608 | 49.8606 | -0.00068766 | -0.031015 | 526.4365 |  | 0 | 0 | 0 |  |  |  | 1 |  |  |  |  | 0
49.8605 | 0 | 527.1914 | 527.1914 |  | 1 | 15:10 | -20.74 |  | 506.1986 | -0.72306 | 526.4683 | 49.8608 | 49.8606 | -0.00061889 | -0.027914 | 526.4404 |  | 0 | 0 | 0 |  |  |  | 1 |  |  |  |  | 0
49.8605 | 0 | 527.1914 | 527.1914 |  | 1 | 15:10 | -20.72 |  | 506.1978 | -0.72228 | 526.4691 | 49.8608 | 49.8606 | -0.000557 | -0.025122 | 526.444 |  | 0 | 0 | 0 |  |  |  | 1 |  |  |  |  | 0
49.8605 | 0 | 528.4146 | 528.4146 |  | 1 | 15:10 | -20.7 |  | 506.1971 | -0.7215 | 527.6931 | 49.8607 | 49.8606 | -0.0005013 | -0.02261 | 527.6705 |  | 0 | 0 | 0 |  |  |  | 1 |  |  |  |  | 0
49.8605 | 0 | 527.1914 | 527.1914 |  | 1 | 15:10 | -20.68 |  | 506.1963 | -0.72072 | 526.4707 | 49.8607 | 49.8606 | -0.00045117 | -0.020349 | 526.4503 |  | 0 | 0 | 0 |  |  |  | 1 |  |  |  |  | 0
49.8605 | 0 | 527.1914 | 527.1914 |  | 1 | 15:10 | -20.66 |  | 506.1955 | -0.71994 | 526.4715 | 49.8607 | 49.8606 | -0.00040606 | -0.018314 | 526.4531 |  | 0 | 0 | 0 |  |  |  | 1 |  |  |  |  | 0
49.8605 | 0 | 528.4146 | 528.4146 |  | 1 | 15:10 | -20.64 |  | 506.1947 | -0.71916 | 527.6954 | 49.8607 | 49.8606 | -0.00036545 | -0.016483 | 527.679 |  | 0 | 0 | 0 |  |  |  | 1 |  |  |  |  | 0
49.8605 | 0 | 527.1914 | 527.1914 |  | 1 | 15:10 | -20.62 |  | 506.1939 | -0.71838 | 526.473 | 49.8607 | 49.8606 | -0.00032891 | -0.014835 | 526.4582 |  | 0 | 0 | 0 |  |  |  | 1 |  |  |  |  | 0
49.8605 | 0 | 527.1914 | 527.1914 |  | 1 | 15:10 | -20.6 |  | 506.1932 | -0.7176 | 526.4738 | 49.8606 | 49.8606 | -0.00029602 | -0.013351 | 526.4604 |  | 0 | 0 | 0 |  |  |  | 1 |  |  |  |  | 0
49.8605 | 0 | 525.9682 | 525.9682 |  | 1 | 15:10 | -20.58 |  | 506.1924 | -0.71682 | 525.2514 | 49.8606 | 49.8606 | -0.00026641 | -0.012016 | 525.2394 |  | 0 | 0 | 0 |  |  |  | 1 |  |  |  |  | 0
49.8605 | 0 | 528.4146 | 528.4146 |  | 1 | 15:10 | -20.56 |  | 506.1916 | -0.71604 | 527.6986 | 49.8606 | 49.8605 | -0.00023977 | -0.010814 | 527.6878 |  | 0 | 0 | 0 |  |  |  | 1 |  |  |  |  | 0
49.8605 | 0 | 527.1914 | 527.1914 |  | 1 | 15:10 | -20.54 |  | 506.1908 | -0.71526 | 526.4761 | 49.8606 | 49.8605 | -0.00021579 | -0.0097329 | 526.4664 |  | 0 | 0 | 0 |  |  |  | 1 |  |  |  |  | 0
49.8605 | 0 | 528.4146 | 528.4146 |  | 1 | 15:10 | -20.52 |  | 506.19 | -0.71448 | 527.7001 | 49.8606 | 49.8605 | -0.00019422 | -0.0087596 | 527.6914 |  | 0 | 0 | 0 |  |  |  | 1 |  |  |  |  | 0
49.8605 | 0 | 528.4146 | 528.4146 |  | 1 | 15:10 | -20.5 |  | 506.1893 | -0.7137 | 527.7009 | 49.8606 | 49.8605 | -0.00017479 | -0.0078837 | 527.693 |  | 0 | 0 | 0 |  |  |  | 1 |  |  |  |  | 0
49.8605 | 0 | 525.9682 | 525.9682 |  | 1 | 15:10 | -20.48 |  | 506.1885 | -0.71292 | 525.2553 | 49.8606 | 49.8605 | -0.00015731 | -0.0070953 | 525.2482 |  | 0 | 0 | 0 |  |  |  | 1 |  |  |  |  | 0
49.8605 | 0 | 528.4146 | 528.4146 |  | 1 | 15:10 | -20.46 |  | 506.1877 | -0.71214 | 527.7025 | 49.8606 | 49.8605 | -0.00014158 | -0.0063858 | 527.6961 |  | 0 | 0 | 0 |  |  |  | 1 |  |  |  |  | 0
49.8605 | 0 | 527.1914 | 527.1914 |  | 1 | 15:10 | -20.44 |  | 506.1869 | -0.71136 | 526.48 | 49.8606 | 49.8605 | -0.00012742 | -0.0057472 | 526.4743 |  | 0 | 0 | 0 |  |  |  | 1 |  |  |  |  | 0
49.8605 | 0 | 528.4146 | 528.4146 |  | 1 | 15:10 | -20.42 |  | 506.1861 | -0.71058 | 527.704 | 49.8606 | 49.8605 | -0.00011468 | -0.0051725 | 527.6989 |  | 0 | 0 | 0 |  |  |  | 1 |  |  |  |  | 0
49.8605 | 0 | 528.4146 | 528.4146 |  | 1 | 15:10 | -20.4 |  | 506.1854 | -0.7098 | 527.7048 | 49.8606 | 49.8605 | -0.00010321 | -0.0046552 | 527.7002 |  | 0 | 0 | 0 |  |  |  | 1 |  |  |  |  | 0
49.8605 | 0 | 525.9682 | 525.9682 |  | 1 | 15:10 | -20.38 |  | 506.1846 | -0.70902 | 525.2592 | 49.8605 | 49.8605 | -9.2893e-05 | -0.0041897 | 525.255 |  | 0 | 0 | 0 |  |  |  | 1 |  |  |  |  | 0
49.8605 | 0 | 529.6378 | 529.6378 |  | 1 | 15:10 | -20.36 |  | 506.1838 | -0.70824 | 528.9295 | 49.8605 | 49.8605 | -8.3603e-05 | -0.0037707 | 528.9257 |  | 0 | 0 | 0 |  |  |  | 1 |  |  |  |  | 0
49.8605 | 0 | 527.1914 | 527.1914 |  | 1 | 15:10 | -20.34 |  | 506.183 | -0.70746 | 526.4839 | 49.8605 | 49.8605 | -7.5243e-05 | -0.0033937 | 526.4805 |  | 0 | 0 | 0 |  |  |  | 1 |  |  |  |  | 0
49.8605 | 0 | 527.1914 | 527.1914 |  | 1 | 15:10 | -20.32 |  | 506.1822 | -0.70668 | 526.4847 | 49.8605 | 49.8605 | -6.7719e-05 | -0.0030543 | 526.4817 |  | 0 | 0 | 0 |  |  |  | 1 |  |  |  |  | 0
49.8605 | 0 | 528.4146 | 528.4146 |  | 1 | 15:10 | -20.3 |  | 506.1815 | -0.7059 | 527.7087 | 49.8605 | 49.8605 | -6.0947e-05 | -0.0027489 | 527.706 |  | 0 | 0 | 0 |  |  |  | 1 |  |  |  |  | 0
49.8605 | 0 | 525.9682 | 525.9682 |  | 1 | 15:10 | -20.28 |  | 506.1807 | -0.70512 | 525.2631 | 49.8605 | 49.8605 | -5.4852e-05 | -0.002474 | 525.2606 |  | 0 | 0 | 0 |  |  |  | 1 |  |  |  |  | 0
49.8605 | 0 | 527.1914 | 527.1914 |  | 1 | 15:10 | -20.26 |  | 506.1799 | -0.70434 | 526.4871 | 49.8605 | 49.8605 | -4.9367e-05 | -0.0022266 | 526.4848 |  | 0 | 0 | 0 |  |  |  | 1 |  |  |  |  | 0
49.8605 | 0 | 527.1914 | 527.1914 |  | 1 | 15:10 | -20.24 |  | 506.1791 | -0.70356 | 526.4878 | 49.8605 | 49.8605 | -4.443e-05 | -0.0020039 | 526.4858 |  | 0 | 0 | 0 |  |  |  | 1 |  |  |  |  | 0
49.8605 | 0 | 528.4146 | 528.4146 |  | 1 | 15:10 | -20.22 |  | 506.1783 | -0.70278 | 527.7118 | 49.8605 | 49.8605 | -3.9987e-05 | -0.0018035 | 527.71 |  | 0 | 0 | 0 |  |  |  | 1 |  |  |  |  | 0
49.8605 | 0 | 527.1914 | 527.1914 |  | 1 | 15:10 | -20.2 |  | 506.1776 | -0.702 | 526.4894 | 49.8605 | 49.8605 | -3.5989e-05 | -0.0016232 | 526.4878 |  | 0 | 0 | 0 |  |  |  | 1 |  |  |  |  | 0
49.8605 | 0 | 527.1914 | 527.1914 |  | 1 | 15:10 | -20.18 |  | 506.1768 | -0.70122 | 526.4902 | 49.8605 | 49.8605 | -3.239e-05 | -0.0014609 | 526.4887 |  | 0 | 0 | 0 |  |  |  | 1 |  |  |  |  | 0
49.8605 | 0 | 528.4146 | 528.4146 |  | 1 | 15:10 | -20.16 |  | 506.176 | -0.70044 | 527.7142 | 49.8605 | 49.8605 | -2.9151e-05 | -0.0013148 | 527.7129 |  | 0 | 0 | 0 |  |  |  | 1 |  |  |  |  | 0
49.8605 | 0 | 528.4146 | 528.4146 |  | 1 | 15:10 | -20.14 |  | 506.1752 | -0.69966 | 527.7149 | 49.8605 | 49.8605 | -2.6236e-05 | -0.0011833 | 527.7138 |  | 0 | 0 | 0 |  |  |  | 1 |  |  |  |  | 0
49.8605 | 0 | 527.1914 | 527.1914 |  | 1 | 15:10 | -20.12 |  | 506.1744 | -0.69888 | 526.4925 | 49.8605 | 49.8605 | -2.3612e-05 | -0.001065 | 526.4915 |  | 0 | 0 | 0 |  |  |  | 1 |  |  |  |  | 0
49.8605 | 0 | 527.1914 | 527.1914 |  | 1 | 15:10 | -20.1 |  | 506.1737 | -0.6981 | 526.4933 | 49.8605 | 49.8605 | -2.1251e-05 | -0.00095847 | 526.4923 |  | 0 | 0 | 0 |  |  |  | 1 |  |  |  |  | 0
49.8605 | 0 | 525.9682 | 525.9682 |  | 1 | 15:10 | -20.08 |  | 506.1729 | -0.69732 | 525.2709 | 49.8605 | 49.8605 | -1.9126e-05 | -0.00086262 | 525.27 |  | 0 | 0 | 0 |  |  |  | 1 |  |  |  |  | 0
49.8605 | 0 | 527.1914 | 527.1914 |  | 1 | 15:10 | -20.06 |  | 506.1721 | -0.69654 | 526.4949 | 49.8605 | 49.8605 | -1.7213e-05 | -0.00077636 | 526.4941 |  | 0 | 0 | 0 |  |  |  | 1 |  |  |  |  | 0
49.8605 | 0 | 528.4146 | 528.4146 |  | 1 | 15:10 | -20.04 |  | 506.1713 | -0.69576 | 527.7188 | 49.8605 | 49.8605 | -1.5492e-05 | -0.00069872 | 527.7181 |  | 0 | 0 | 0 |  |  |  | 1 |  |  |  |  | 0
49.8605 | 0 | 525.9682 | 525.9682 |  | 1 | 15:10 | -20.02 |  | 506.1705 | -0.69498 | 525.2732 | 49.8605 | 49.8605 | -1.3943e-05 | -0.00062885 | 525.2726 |  | 0 | 0 | 0 |  |  |  | 1 |  |  |  |  | 0
49.8605 | 0 | 528.4146 | 528.4146 |  | 1 | 15:10 | -20 |  | 506.1698 | -0.6942 | 527.7204 | 49.8605 | 49.8605 | 0.0033875 | 0.15278 | 527.8732 | 527.8732 | 0 | 0 | 0 |  |  |  | 1 |  |  |  |  | 0
49.8605 | 0 | 527.1914 | 527.1914 |  | 1 | 15:10 | -19.98 |  | 506.169 | -0.69342 | 526.498 | 49.8605 | 49.8605 | 0.0081487 | 0.36753 | 526.8655 | 526.8655 | 0 | 0 | 0 |  |  |  | 1 |  |  |  |  | 0
49.8605 | 0 | 527.1914 | 527.1914 |  | 1 | 15:10 | -19.96 |  | 506.1682 | -0.69264 | 526.4988 | 49.8605 | 49.8608 | 0.0090338 | 0.40745 | 526.9062 | 526.9062 | 0 | 0 | 0 |  |  |  | 1 |  |  |  |  | 0
49.8605 | 0 | 527.1914 | 527.1914 |  | 1 | 15:10 | -19.94 |  | 506.1674 | -0.69186 | 526.4995 | 49.8605 | 49.8611 | 0.0064305 | 0.29003 | 526.7896 | 526.7896 | 0 | 0 | 0 |  |  |  | 1 |  |  |  |  | 0
49.8605 | 0 | 527.1914 | 527.1914 |  | 1 | 15:10 | -19.92 |  | 506.1666 | -0.69108 | 526.5003 | 49.8605 | 49.8611 | 0.00068741 | 0.031004 | 526.5313 | 526.5313 | 0 | 0 | 0 |  |  |  | 1 |  |  |  |  | 0
49.8605 | 0 | 525.9682 | 525.9682 |  | 1 | 15:10 | -19.9 |  | 506.1659 | -0.6903 | 525.2779 | 49.8605 | 49.861 | -0.0027813 | -0.12545 | 525.1524 | 525.1524 | 0 | 0 | 0 |  |  |  | 1 |  |  |  |  | 0
49.8605 | 0 | 525.9682 | 525.9682 |  | 1 | 15:10 | -19.88 |  | 506.1651 | -0.68952 | 525.2787 | 49.8605 | 49.861 | -0.0025032 | -0.1129 | 525.1658 | 525.1658 | 0 | 0 | 0 |  |  |  | 1 |  |  |  |  | 0
49.8605 | 0 | 527.1914 | 527.1914 |  | 1 | 15:10 | -19.86 |  | 506.1643 | -0.68874 | 526.5027 | 49.8605 | 49.8609 | -0.0022529 | -0.10161 | 526.401 | 526.401 | 0 | 0 | 0 |  |  |  | 1 |  |  |  |  | 0
49.8605 | 0 | 527.1914 | 527.1914 |  | 1 | 15:10 | -19.84 |  | 506.1635 | -0.68796 | 526.5034 | 49.8605 | 49.8609 | -0.0020276 | -0.09145 | 526.412 | 526.412 | 0 | 0 | 0 |  |  |  | 1 |  |  |  |  | 0
49.8605 | 0 | 528.4146 | 528.4146 |  | 1 | 15:10 | -19.82 |  | 506.1627 | -0.68718 | 527.7274 | 49.8605 | 49.8608 | -0.0018248 | -0.082305 | 527.6451 | 527.6451 | 0 | 0 | 0 |  |  |  | 1 |  |  |  |  | 0
49.8605 | 0 | 528.4146 | 528.4146 |  | 1 | 15:10 | -19.8 |  | 506.162 | -0.6864 | 527.7282 | 49.8605 | 49.8608 | -0.0016423 | -0.074074 | 527.6541 | 527.6541 | 0 | 0 | 0 |  |  |  | 1 |  |  |  |  | 0
49.8639 | 0 | 527.1914 | 527.1914 |  | 1 | 15:10 | -19.78 |  | 506.1612 | -0.68562 | 526.5058 | 49.8608 | 49.8608 | -0.0014781 | -0.066671 | 526.4391 | 526.4391 | 0 | 0 | 0 |  |  |  | 1 |  |  |  |  | 0
49.8639 | 0 | 527.1914 | 527.1914 |  | 1 | 15:10 | -19.76 |  | 506.1604 | -0.68484 | 526.5066 | 49.8611 | 49.8608 | -0.0013303 | -0.060004 | 526.4466 | 526.4466 | 0 | 0 | 0 |  |  |  | 1 |  |  |  |  | 0
49.8605 | 0 | 527.1914 | 527.1914 |  | 1 | 15:10 | -19.74 |  | 506.1596 | -0.68406 | 526.5073 | 49.8611 | 49.8607 | -0.0011973 | -0.054 | 526.4533 | 526.4533 | 0 | 0 | 0 |  |  |  | 1 |  |  |  |  | 0
49.8605 | 0 | 527.1914 | 527.1914 |  | 1 | 15:10 | -19.72 |  | 506.1588 | -0.68328 | 526.5081 | 49.861 | 49.8607 | -0.0010775 | -0.0486 | 526.4595 | 526.4595 | 0 | 0 | 0 |  |  |  | 1 |  |  |  |  | 0
49.8605 | 0 | 528.4146 | 528.4146 |  | 1 | 15:10 | -19.7 |  | 506.1581 | -0.6825 | 527.7321 | 49.861 | 49.8607 | -0.00096979 | -0.04374 | 527.6884 | 527.6884 | 0 | 0 | 0 |  |  |  | 1 |  |  |  |  | 0
49.8605 | 0 | 527.1914 | 527.1914 |  | 1 | 15:10 | -19.68 |  | 506.1573 | -0.68172 | 526.5097 | 49.8609 | 49.8607 | 0.0025272 | 0.11398 | 526.6237 | 526.6237 | 0 | 0 | 0 |  |  |  | 1 |  |  |  |  | 0
49.8605 | 0 | 528.4146 | 528.4146 |  | 1 | 15:10 | -19.66 |  | 506.1565 | -0.68094 | 527.7337 | 49.8609 | 49.8606 | 0.0073745 | 0.33261 | 528.0663 | 528.0663 | 0 | 0 | 0 |  |  |  | 1 |  |  |  |  | 0
49.8605 | 0 | 527.1914 | 527.1914 |  | 1 | 15:10 | -19.64 |  | 506.1557 | -0.68016 | 526.5112 | 49.8608 | 49.861 | 0.011737 | 0.52937 | 527.0406 | 527.0406 | 0 | 0 | 0 |  |  |  | 1 |  |  |  |  | 0
49.8605 | 0 | 528.4146 | 528.4146 |  | 1 | 15:10 | -19.62 |  | 506.1549 | -0.67938 | 527.7352 | 49.8608 | 49.8613 | 0.013963 | 0.62978 | 528.365 | 528.365 | 0 | 0 | 0 |  |  |  | 1 |  |  |  |  | 0
49.8605 | 0 | 525.9682 | 525.9682 |  | 1 | 15:10 | -19.6 |  | 506.1542 | -0.6786 | 525.2896 | 49.8608 | 49.8615 | 0.012567 | 0.5668 | 525.8564 | 525.8564 | 0 | 0 | 0 |  |  |  | 1 |  |  |  |  | 0
49.8605 | 0 | 528.4146 | 528.4146 |  | 1 | 15:10 | -19.58 |  | 506.1534 | -0.67782 | 527.7368 | 49.8608 | 49.8618 | 0.01131 | 0.51012 | 528.2469 | 528.2469 | 0 | 0 | 0 |  |  |  | 1 |  |  |  |  | 0
49.8605 | 0 | 527.1914 | 527.1914 |  | 1 | 15:10 | -19.56 |  | 506.1526 | -0.67704 | 526.5144 | 49.8607 | 49.862 | 0.010179 | 0.45911 | 526.9735 | 526.9735 | 0 | 0 | 0 |  |  |  | 1 |  |  |  |  | 0
49.8605 | 0 | 527.1914 | 527.1914 |  | 1 | 15:10 | -19.54 |  | 506.1518 | -0.67626 | 526.5151 | 49.8607 | 49.8622 | 0.0057613 | 0.25985 | 526.775 | 526.775 | 0 | 0 | 0 |  |  |  | 1 |  |  |  |  | 0
49.8605 | 0 | 528.4146 | 528.4146 |  | 1 | 15:10 | -19.52 |  | 506.151 | -0.67548 | 527.7391 | 49.8607 | 49.8623 | 8.5201e-05 | 0.0038428 | 527.743 | 527.743 | 0 | 0 | 0 |  |  |  | 1 |  |  |  |  | 0
49.8605 | 0 | 527.1914 | 527.1914 |  | 1 | 15:10 | -19.5 |  | 506.1503 | -0.6747 | 526.5167 | 49.8607 | 49.8622 | -0.0050233 | -0.22656 | 526.2901 | 526.2901 | 0 | 0 | 0 |  |  |  | 1 |  |  |  |  | 0
49.8605 | 0 | 528.4146 | 528.4146 |  | 1 | 15:10 | -19.48 |  | 506.1495 | -0.67392 | 527.7407 | 49.8606 | 49.862 | -0.007921 | -0.35726 | 527.3834 | 527.3834 | 0 | 0 | 0 |  |  |  | 1 |  |  |  |  | 0
49.8639 | 0 | 527.1914 | 527.1914 |  | 1 | 15:10 | -19.46 |  | 506.1487 | -0.67314 | 526.5183 | 49.861 | 49.8618 | -0.0071289 | -0.32155 | 526.1967 | 526.1967 | 0 | 0 | 0 |  |  |  | 1 |  |  |  |  | 0
49.8639 | 0 | 528.4146 | 528.4146 |  | 1 | 15:10 | -19.44 |  | 506.1479 | -0.67236 | 527.7422 | 49.8613 | 49.8617 | -0.006416 | -0.2894 | 527.4528 | 527.4528 | 0 | 0 | 0 |  |  |  | 1 |  |  |  |  | 0
49.8639 | 0 | 528.4146 | 528.4146 |  | 1 | 15:10 | -19.42 |  | 506.1471 | -0.67158 | 527.743 | 49.8615 | 49.8616 | -0.0057744 | -0.26046 | 527.4826 | 527.4826 | 0 | 0 | 0 |  |  |  | 1 |  |  |  |  | 0
49.8639 | 0 | 527.1914 | 527.1914 |  | 1 | 15:10 | -19.4 |  | 506.1464 | -0.6708 | 526.5206 | 49.8618 | 49.8615 | -0.005197 | -0.23441 | 526.2862 | 526.2862 | 0 | 0 | 0 |  |  |  | 1 |  |  |  |  | 0
49.8639 | 0 | 528.4146 | 528.4146 |  | 1 | 15:10 | -19.38 |  | 506.1456 | -0.67002 | 527.7446 | 49.862 | 49.8614 | -0.0046773 | -0.21097 | 527.5336 | 527.5336 | 0 | 0 | 0 |  |  |  | 1 |  |  |  |  | 0
49.8639 | 0 | 528.4146 | 528.4146 |  | 1 | 15:10 | -19.36 |  | 506.1448 | -0.66924 | 527.7454 | 49.8622 | 49.8613 | -0.0042095 | -0.18987 | 527.5555 | 527.5555 | 0 | 0 | 0 |  |  |  | 1 |  |  |  |  | 0
49.8639 | 0 | 528.4146 | 528.4146 |  | 1 | 15:10 | -19.34 |  | 506.144 | -0.66846 | 527.7461 | 49.8623 | 49.8612 | -0.0037886 | -0.17089 | 527.5753 | 527.5753 | 0 | 0 | 0 |  |  |  | 1 |  |  |  |  | 0
49.8605 | 0 | 528.4146 | 528.4146 |  | 1 | 15:10 | -19.32 |  | 506.1432 | -0.66768 | 527.7469 | 49.8622 | 49.8611 | -0.0034097 | -0.15379 | 527.5931 | 527.5931 | 0 | 0 | 0 |  |  |  | 1 |  |  |  |  | 0
49.8605 | 0 | 527.1914 | 527.1914 |  | 1 | 15:10 | -19.3 |  | 506.1425 | -0.6669 | 526.5245 | 49.862 | 49.8611 | -0.0030688 | -0.13841 | 526.3861 | 526.3861 | 0 | 0 | 0 |  |  |  | 1 |  |  |  |  | 0
49.8605 | 0 | 528.4146 | 528.4146 |  | 1 | 15:10 | -19.28 |  | 506.1417 | -0.66612 | 527.7485 | 49.8618 | 49.861 | -0.0027619 | -0.12457 | 527.6239 | 527.6239 | 0 | 0 | 0 |  |  |  | 1 |  |  |  |  | 0
49.8605 | 0 | 527.1914 | 527.1914 |  | 1 | 15:10 | -19.26 |  | 506.1409 | -0.66534 | 526.5261 | 49.8617 | 49.861 | -0.0024857 | -0.11211 | 526.4139 | 526.4139 | 0 | 0 | 0 |  |  |  | 1 |  |  |  |  | 0
49.8605 | 0 | 527.1914 | 527.1914 |  | 1 | 15:10 | -19.24 |  | 506.1401 | -0.66456 | 526.5268 | 49.8616 | 49.8609 | -0.0022371 | -0.1009 | 526.4259 | 526.4259 | 0 | 0 | 0 |  |  |  | 1 |  |  |  |  | 0
49.8605 | 0 | 527.1914 | 527.1914 |  | 1 | 15:10 | -19.22 |  | 506.1393 | -0.66378 | 526.5276 | 49.8615 | 49.8609 | -0.0020134 | -0.09081 | 526.4368 | 526.4368 | 0 | 0 | 0 |  |  |  | 1 |  |  |  |  | 0
49.8605 | 0 | 527.1914 | 527.1914 |  | 1 | 15:10 | -19.2 |  | 506.1386 | -0.663 | 526.5284 | 49.8614 | 49.8608 | -0.0018121 | -0.081729 | 526.4467 | 526.4467 | 0 | 0 | 0 |  |  |  | 1 |  |  |  |  | 0
49.8605 | 0 | 528.4146 | 528.4146 |  | 1 | 15:10 | -19.18 |  | 506.1378 | -0.66222 | 527.7524 | 49.8613 | 49.8608 | -0.0016309 | -0.073556 | 527.6788 | 527.6788 | 0 | 0 | 0 |  |  |  | 1 |  |  |  |  | 0
49.8605 | 0 | 528.4146 | 528.4146 |  | 1 | 15:10 | -19.16 |  | 506.137 | -0.66144 | 527.7532 | 49.8612 | 49.8608 | -0.0014678 | -0.0662 | 527.687 | 527.687 | 0 | 0 | 0 |  |  |  | 1 |  |  |  |  | 0
49.8605 | 0 | 527.1914 | 527.1914 |  | 1 | 15:10 | -19.14 |  | 506.1362 | -0.66066 | 526.5307 | 49.8611 | 49.8607 | -0.001321 | -0.05958 | 526.4712 | 526.4712 | 0 | 0 | 0 |  |  |  | 1 |  |  |  |  | 0
49.8605 | 0 | 527.1914 | 527.1914 |  | 1 | 15:10 | -19.12 |  | 506.1354 | -0.65988 | 526.5315 | 49.8611 | 49.8607 | -0.0011889 | -0.053622 | 526.4779 | 526.4779 | 0 | 0 | 0 |  |  |  | 1 |  |  |  |  | 0
49.8605 | 0 | 527.1914 | 527.1914 |  | 1 | 15:10 | -19.1 |  | 506.1347 | -0.6591 | 526.5323 | 49.861 | 49.8607 | -0.00107 | -0.04826 | 526.484 | 526.484 | 0 | 0 | 0 |  |  |  | 1 |  |  |  |  | 0
49.8605 | 0 | 527.1914 | 527.1914 |  | 1 | 15:10 | -19.08 |  | 506.1339 | -0.65832 | 526.5331 | 49.861 | 49.8607 | -0.00096301 | -0.043434 | 526.4896 | 526.4896 | 0 | 0 | 0 |  |  |  | 1 |  |  |  |  | 0
49.8605 | 0 | 527.1914 | 527.1914 |  | 1 | 15:10 | -19.06 |  | 506.1331 | -0.65754 | 526.5339 | 49.8609 | 49.8607 | -0.00086671 | -0.039091 | 526.4948 | 526.4948 | 0 | 0 | 0 |  |  |  | 1 |  |  |  |  | 0
49.8605 | 0 | 527.1914 | 527.1914 |  | 1 | 15:10 | -19.04 |  | 506.1323 | -0.65676 | 526.5346 | 49.8609 | 49.8606 | -0.00078004 | -0.035182 | 526.4995 | 526.4995 | 0 | 0 | 0 |  |  |  | 1 |  |  |  |  | 0
49.8605 | 0 | 527.1914 | 527.1914 |  | 1 | 15:10 | -19.02 |  | 506.1315 | -0.65598 | 526.5354 | 49.8608 | 49.8606 | -0.00070203 | -0.031663 | 526.5038 | 526.5038 | 0 | 0 | 0 |  |  |  | 1 |  |  |  |  | 0
49.8605 | 0 | 527.1914 | 527.1914 |  | 1 | 15:10 | -19 |  | 506.1308 | -0.6552 | 526.5362 | 49.8608 | 49.8606 | -0.00063183 | -0.028497 | 526.5077 | 526.5077 | 0 | 0 | 0 |  |  |  | 1 |  |  |  |  | 0
49.8605 | 0 | 528.4146 | 528.4146 |  | 1 | 15:10 | -18.98 |  | 506.13 | -0.65442 | 527.7602 | 49.8608 | 49.8606 | -0.00056865 | -0.025647 | 527.7345 | 527.7345 | 0 | 0 | 0 |  |  |  | 1 |  |  |  |  | 0
49.8605 | 0 | 527.1914 | 527.1914 |  | 1 | 15:10 | -18.96 |  | 506.1292 | -0.65364 | 526.5378 | 49.8607 | 49.8606 | -0.00051178 | -0.023083 | 526.5147 | 526.5147 | 0 | 0 | 0 |  |  |  | 1 |  |  |  |  | 0
49.8605 | 0 | 527.1914 | 527.1914 |  | 1 | 15:10 | -18.94 |  | 506.1284 | -0.65286 | 526.5385 | 49.8607 | 49.8606 | -0.0004606 | -0.020774 | 526.5178 | 526.5178 | 0 | 0 | 0 |  |  |  | 1 |  |  |  |  | 0
49.8605 | 0 | 528.4146 | 528.4146 |  | 1 | 15:10 | -18.92 |  | 506.1276 | -0.65208 | 527.7625 | 49.8607 | 49.8606 | -0.00041454 | -0.018697 | 527.7438 | 527.7438 | 0 | 0 | 0 |  |  |  | 1 |  |  |  |  | 0
49.8605 | 0 | 527.1914 | 527.1914 |  | 1 | 15:10 | -18.9 |  | 506.1269 | -0.6513 | 526.5401 | 49.8607 | 49.8606 | -0.00037309 | -0.016827 | 526.5233 | 526.5233 | 0 | 0 | 0 |  |  |  | 1 |  |  |  |  | 0
49.8605 | 0 | 528.4146 | 528.4146 |  | 1 | 15:10 | -18.88 |  | 506.1261 | -0.65052 | 527.7641 | 49.8607 | 49.8606 | -0.00033578 | -0.015145 | 527.7489 | 527.7489 | 0 | 0 | 0 |  |  |  | 1 |  |  |  |  | 0
49.8605 | 0 | 527.1914 | 527.1914 |  | 1 | 15:10 | -18.86 |  | 506.1253 | -0.64974 | 526.5417 | 49.8606 | 49.8606 | -0.0003022 | -0.01363 | 526.528 | 526.528 | 0 | 0 | 0 |  |  |  | 1 |  |  |  |  | 0
49.8605 | 0 | 527.1914 | 527.1914 |  | 1 | 15:10 | -18.84 |  | 506.1245 | -0.64896 | 526.5424 | 49.8606 | 49.8606 | -0.00027198 | -0.012267 | 526.5302 | 526.5302 | 0 | 0 | 0 |  |  |  | 1 |  |  |  |  | 0
49.8605 | 0 | 528.4146 | 528.4146 |  | 1 | 15:10 | -18.82 |  | 506.1237 | -0.64818 | 527.7664 | 49.8606 | 49.8605 | -0.00024478 | -0.01104 | 527.7554 | 527.7554 | 0 | 0 | 0 |  |  |  | 1 |  |  |  |  | 0
49.8605 | 0 | 527.1914 | 527.1914 |  | 1 | 15:10 | -18.8 |  | 506.123 | -0.6474 | 526.544 | 49.8606 | 49.8605 | -0.00022031 | -0.0099363 | 526.5341 | 526.5341 | 0 | 0 | 0 |  |  |  | 1 |  |  |  |  | 0
49.8605 | 0 | 527.1914 | 527.1914 |  | 1 | 15:10 | -18.78 |  | 506.1222 | -0.64662 | 526.5448 | 49.8606 | 49.8605 | -0.00019827 | -0.0089427 | 526.5358 | 526.5358 | 0 | 0 | 0 |  |  |  | 1 |  |  |  |  | 0
49.8605 | 0 | 527.1914 | 527.1914 |  | 1 | 15:10 | -18.76 |  | 506.1214 | -0.64584 | 526.5456 | 49.8606 | 49.8605 | -0.00017845 | -0.0080484 | 526.5375 | 526.5375 | 0 | 0 | 0 |  |  |  | 1 |  |  |  |  | 0
49.8605 | 0 | 527.1914 | 527.1914 |  | 1 | 15:10 | -18.74 |  | 506.1206 | -0.64506 | 526.5463 | 49.8606 | 49.8605 | -0.0001606 | -0.0072436 | 526.5391 | 526.5391 | 0 | 0 | 0 |  |  |  | 1 |  |  |  |  | 0
49.8605 | 0 | 528.4146 | 528.4146 |  | 1 | 15:10 | -18.72 |  | 506.1198 | -0.64428 | 527.7703 | 49.8606 | 49.8605 | -0.00014454 | -0.0065192 | 527.7638 | 527.7638 | 0 | 0 | 0 |  |  |  | 1 |  |  |  |  | 0
49.8605 | 0 | 527.1914 | 527.1914 |  | 1 | 15:10 | -18.7 |  | 506.1191 | -0.6435 | 526.5479 | 49.8606 | 49.8605 | -0.0036301 | -0.16373 | 526.3842 | 526.3842 | 0 | 0 | 0 |  |  |  | 1 |  |  |  |  | 0
49.8605 | 0 | 527.1914 | 527.1914 |  | 1 | 15:10 | -18.68 |  | 506.1183 | -0.64272 | 526.5487 | 49.8606 | 49.8605 | -0.0085171 | -0.38414 | 526.1645 | 526.1645 | 0 | 0 | 0 |  |  |  | 1 |  |  |  |  | 0
49.8605 | 0 | 528.4146 | 528.4146 |  | 1 | 15:10 | -18.66 |  | 506.1175 | -0.64194 | 527.7727 | 49.8606 | 49.8602 | -0.012915 | -0.58252 | 527.1902 | 527.1902 | 0 | 0 | 0 |  |  |  | 1 |  |  |  |  | 0
49.8605 | 0 | 525.9682 | 525.9682 |  | 1 | 15:10 | -18.64 |  | 506.1167 | -0.64116 | 525.327 | 49.8605 | 49.8599 | -0.011624 | -0.52427 | 524.8028 | 524.8028 | 0 | 0 | 0 |  |  |  | 1 |  |  |  |  | 0
49.8605 | 0 | 528.4146 | 528.4146 |  | 1 | 15:10 | -18.62 |  | 506.1159 | -0.64038 | 527.7742 | 49.8605 | 49.8596 | -0.0052115 | -0.23505 | 527.5392 | 527.5392 | 0 | 0 | 0 |  |  |  | 1 |  |  |  |  | 0
49.8605 | 0 | 527.1914 | 527.1914 |  | 1 | 15:10 | -18.6 |  | 506.1152 | -0.6396 | 526.5518 | 49.8605 | 49.8597 | -0.0029403 | -0.13262 | 526.4192 | 526.4192 | 0 | 0 | 0 |  |  |  | 1 |  |  |  |  | 0
49.8605 | 0 | 527.1914 | 527.1914 |  | 1 | 15:10 | -18.58 |  | 506.1144 | -0.63882 | 526.5526 | 49.8605 | 49.8597 | -0.0043963 | -0.19828 | 526.3543 | 526.3543 | 0 | 0 | 0 |  |  |  | 1 |  |  |  |  | 0
49.8605 | 0 | 527.1914 | 527.1914 |  | 1 | 15:10 | -18.56 |  | 506.1136 | -0.63804 | 526.5534 | 49.8605 | 49.8595 | -0.0092066 | -0.41524 | 526.1381 | 526.1381 | 0 | 0 | 0 |  |  |  | 1 |  |  |  |  | 0
49.8605 | 0 | 527.1914 | 527.1914 |  | 1 | 15:10 | -18.54 |  | 506.1128 | -0.63726 | 526.5541 | 49.8605 | 49.8592 | -0.011786 | -0.53158 | 526.0226 | 526.0226 | 0 | 0 | 0 |  |  |  | 1 |  |  |  |  | 0
49.8605 | 0 | 528.4146 | 528.4146 |  | 1 | 15:10 | -18.52 |  | 506.112 | -0.63648 | 527.7781 | 49.8605 | 49.859 | -0.010607 | -0.47842 | 527.2997 | 527.2997 | 0 | 0 | 0 |  |  |  | 1 |  |  |  |  | 0
49.8605 | 0 | 527.1914 | 527.1914 |  | 1 | 15:10 | -18.5 |  | 506.1113 | -0.6357 | 526.5557 | 49.8605 | 49.8588 | -0.0095466 | -0.43058 | 526.1251 | 526.1251 | 0 | 0 | 0 |  |  |  | 1 |  |  |  |  | 0
49.857 | 0 | 527.1914 | 527.1914 |  | 1 | 15:10 | -18.48 |  | 506.1105 | -0.63492 | 526.5565 | 49.8602 | 49.8586 | -0.008592 | -0.38749 | 526.169 | 526.169 | 0 | 0 | 0 |  |  |  | 1 |  |  |  |  | 0
49.857 | 0 | 528.4146 | 528.4146 |  | 1 | 15:10 | -18.46 |  | 506.1097 | -0.63414 | 527.7805 | 49.8599 | 49.8585 | -0.0077328 | -0.34874 | 527.4317 | 527.4317 | 0 | 0 | 0 |  |  |  | 1 |  |  |  |  | 0
49.857 | 0 | 527.1914 | 527.1914 |  | 1 | 15:10 | -18.44 |  | 506.1089 | -0.63336 | 526.558 | 49.8596 | 49.8583 | -0.0069595 | -0.31387 | 526.2442 | 526.2442 | 0 | 0 | 0 |  |  |  | 1 |  |  |  |  | 0
49.8605 | 0 | 527.1914 | 527.1914 |  | 1 | 15:10 | -18.42 |  | 506.1081 | -0.63258 | 526.5588 | 49.8597 | 49.8582 | -0.0062636 | -0.2825 | 526.2763 | 526.2763 | 0 | 0 | 0 |  |  |  | 1 |  |  |  |  | 0
49.8605 | 0 | 527.1914 | 527.1914 |  | 1 | 15:10 | -18.4 |  | 506.1074 | -0.6318 | 526.5596 | 49.8597 | 49.8581 | -0.0056372 | -0.25425 | 526.3053 | 526.3053 | 0 | 0 | 0 |  |  |  | 1 |  |  |  |  | 0
49.857 | 0 | 528.4146 | 528.4146 |  | 1 | 15:10 | -18.38 |  | 506.1066 | -0.63102 | 527.7836 | 49.8595 | 49.858 | -0.0050735 | -0.22881 | 527.5548 | 527.5548 | 0 | 0 | 0 |  |  |  | 1 |  |  |  |  | 0
49.857 | 0 | 528.4146 | 528.4146 |  | 1 | 15:10 | -18.36 |  | 506.1058 | -0.63024 | 527.7844 | 49.8592 | 49.8579 | -0.0045661 | -0.20593 | 527.5784 | 527.5784 | 0 | 0 | 0 |  |  |  | 1 |  |  |  |  | 0
49.857 | 0 | 528.4146 | 528.4146 |  | 1 | 15:10 | -18.34 |  | 506.105 | -0.62946 | 527.7851 | 49.859 | 49.8578 | -0.0041095 | -0.18534 | 527.5998 | 527.5998 | 0 | 0 | 0 |  |  |  | 1 |  |  |  |  | 0
49.857 | 0 | 528.4146 | 528.4146 |  | 1 | 15:10 | -18.32 |  | 506.1042 | -0.62868 | 527.7859 | 49.8588 | 49.8577 | -0.0036986 | -0.1668 | 527.6191 | 527.6191 | 0 | 0 | 0 |  |  |  | 1 |  |  |  |  | 0
49.857 | 0 | 528.4146 | 528.4146 |  | 1 | 15:10 | -18.3 |  | 506.1035 | -0.6279 | 527.7867 | 49.8586 | 49.8576 | -0.0033287 | -0.15012 | 527.6366 | 527.6366 | 0 | 0 | 0 |  |  |  | 1 |  |  |  |  | 0
49.857 | 0 | 528.4146 | 528.4146 |  | 1 | 15:10 | -18.28 |  | 506.1027 | -0.62712 | 527.7875 | 49.8585 | 49.8576 | -0.0029958 | -0.13511 | 527.6524 | 527.6524 | 0 | 0 | 0 |  |  |  | 1 |  |  |  |  | 0
49.857 | 0 | 528.4146 | 528.4146 |  | 1 | 15:10 | -18.26 |  | 506.1019 | -0.62634 | 527.7883 | 49.8583 | 49.8575 | -0.0026963 | -0.1216 | 527.6667 | 527.6667 | 0 | 0 | 0 |  |  |  | 1 |  |  |  |  | 0
49.857 | 0 | 527.1914 | 527.1914 |  | 1 | 15:10 | -18.24 |  | 506.1011 | -0.62556 | 526.5658 | 49.8582 | 49.8575 | -0.0024266 | -0.10944 | 526.4564 | 526.4564 | 0 | 0 | 0 |  |  |  | 1 |  |  |  |  | 0
49.857 | 0 | 528.4146 | 528.4146 |  | 1 | 15:10 | -18.22 |  | 506.1003 | -0.62478 | 527.7898 | 49.8581 | 49.8574 | -0.002184 | -0.098496 | 527.6913 | 527.6913 | 0 | 0 | 0 |  |  |  | 1 |  |  |  |  | 0
49.857 | 0 | 528.4146 | 528.4146 |  | 1 | 15:10 | -18.2 |  | 506.0996 | -0.624 | 527.7906 | 49.858 | 49.8574 | -0.0019656 | -0.088646 | 527.702 | 527.702 | 0 | 0 | 0 |  |  |  | 1 |  |  |  |  | 0
49.857 | 0 | 525.9682 | 525.9682 |  | 1 | 15:10 | -18.18 |  | 506.0988 | -0.62322 | 525.345 | 49.8579 | 49.8573 | -0.001769 | -0.079781 | 525.2652 | 525.2652 | 0 | 0 | 0 |  |  |  | 1 |  |  |  |  | 0
49.857 | 0 | 527.1914 | 527.1914 |  | 1 | 15:10 | -18.16 |  | 506.098 | -0.62244 | 526.569 | 49.8578 | 49.8573 | -0.0015921 | -0.071803 | 526.4972 | 526.4972 | 0 | 0 | 0 |  |  |  | 1 |  |  |  |  | 0
49.857 | 0 | 528.4146 | 528.4146 |  | 1 | 15:10 | -18.14 |  | 506.0972 | -0.62166 | 527.7929 | 49.8577 | 49.8573 | -0.0014329 | -0.064623 | 527.7283 | 527.7283 | 0 | 0 | 0 |  |  |  | 1 |  |  |  |  | 0
49.857 | 0 | 527.1914 | 527.1914 |  | 1 | 15:10 | -18.12 |  | 506.0964 | -0.62088 | 526.5705 | 49.8576 | 49.8572 | 0.0022104 | 0.099687 | 526.6702 | 526.6702 | 0 | 0 | 0 |  |  |  | 1 |  |  |  |  | 0
49.857 | 0 | 528.4146 | 528.4146 |  | 1 | 15:10 | -18.1 |  | 506.0957 | -0.6201 | 527.7945 | 49.8576 | 49.8572 | 0.0072394 | 0.32649 | 528.121 | 528.121 | 0 | 0 | 0 |  |  |  | 1 |  |  |  |  | 0
49.857 | 0 | 528.4146 | 528.4146 |  | 1 | 15:10 | -18.08 |  | 506.0949 | -0.61932 | 527.7953 | 49.8575 | 49.8575 | 0.011765 | 0.53061 | 528.3259 | 528.3259 | 0 | 0 | 0 |  |  |  | 1 |  |  |  |  | 0
49.857 | 0 | 525.9682 | 525.9682 |  | 1 | 15:10 | -18.06 |  | 506.0941 | -0.61854 | 525.3497 | 49.8575 | 49.8578 | 0.014089 | 0.6354 | 525.9851 | 525.9851 | 0 | 0 | 0 |  |  |  | 1 |  |  |  |  | 0
49.857 | 0 | 527.1914 | 527.1914 |  | 1 | 15:10 | -18.04 |  | 506.0933 | -0.61776 | 526.5736 | 49.8574 | 49.8581 | 0.01268 | 0.57186 | 527.1455 | 527.1455 | 0 | 0 | 0 |  |  |  | 1 |  |  |  |  | 0
49.857 | 0 | 527.1914 | 527.1914 |  | 1 | 15:10 | -18.02 |  | 506.0925 | -0.61698 | 526.5744 | 49.8574 | 49.8583 | 0.011412 | 0.51467 | 527.0891 | 527.0891 | 0 | 0 | 0 |  |  |  | 1 |  |  |  |  | 0
49.857 | 0 | 525.9682 | 525.9682 |  | 1 | 15:10 | -18 |  | 506.0918 | -0.6162 | 525.352 | 49.8573 | 49.8586 | 0.010271 | 0.46321 | 525.8152 | 525.8152 | 0 | 0 | 0 |  |  |  | 1 |  |  |  |  | 0
49.857 | 0 | 528.4146 | 528.4146 |  | 1 | 15:10 | -17.98 |  | 506.091 | -0.61542 | 527.7992 | 49.8573 | 49.8588 | 0.0092437 | 0.41689 | 528.2161 | 528.2161 | 0 | 0 | 0 |  |  |  | 1 |  |  |  |  | 0
49.857 | 0 | 528.4146 | 528.4146 |  | 1 | 15:10 | -17.96 |  | 506.0902 | -0.61464 | 527.8 | 49.8573 | 49.8589 | 0.0083193 | 0.3752 | 528.1752 | 528.1752 | 0 | 0 | 0 |  |  |  | 1 |  |  |  |  | 0
49.857 | 0 | 525.9682 | 525.9682 |  | 1 | 15:10 | -17.94 |  | 506.0894 | -0.61386 | 525.3543 | 49.8572 | 49.8591 | 0.0074874 | 0.33768 | 525.692 | 525.692 | 0 | 0 | 0 |  |  |  | 1 |  |  |  |  | 0
49.857 | 0 | 527.1914 | 527.1914 |  | 1 | 15:10 | -17.92 |  | 506.0886 | -0.61308 | 526.5783 | 49.8572 | 49.8592 | 0.0067387 | 0.30391 | 526.8822 | 526.8822 | 0 | 0 | 0 |  |  |  | 1 |  |  |  |  | 0
49.8605 | 0 | 527.1914 | 527.1914 |  | 1 | 15:10 | -17.9 |  | 506.0879 | -0.6123 | 526.5791 | 49.8575 | 49.8594 | 0.0060648 | 0.27354 | 526.8526 | 526.8526 | 0 | 0 | 0 |  |  |  | 1 |  |  |  |  | 0
49.8605 | 0 | 527.1914 | 527.1914 |  | 1 | 15:10 | -17.88 |  | 506.0871 | -0.61152 | 526.5799 | 49.8578 | 49.8595 | 0.0054583 | 0.24618 | 526.8261 | 526.8261 | 0 | 0 | 0 |  |  |  | 1 |  |  |  |  | 0
49.8605 | 0 | 527.1914 | 527.1914 |  | 1 | 15:10 | -17.86 |  | 506.0863 | -0.61074 | 526.5807 | 49.8581 | 49.8596 | 0.0083125 | 0.37491 | 526.9556 | 526.9556 | 0 | 0 | 0 |  |  |  | 1 |  |  |  |  | 0
49.8605 | 0 | 527.1914 | 527.1914 |  | 1 | 15:10 | -17.84 |  | 506.0855 | -0.60996 | 526.5814 | 49.8583 | 49.8597 | 0.012581 | 0.56745 | 527.1489 | 527.1489 | 0 | 0 | 0 |  |  |  | 1 |  |  |  |  | 0
49.8605 | 0 | 527.1914 | 527.1914 |  | 1 | 15:10 | -17.82 |  | 506.0847 | -0.60918 | 526.5822 | 49.8586 | 49.8601 | 0.016423 | 0.74073 | 527.3229 | 527.3229 | 0 | 0 | 0 |  |  |  | 1 |  |  |  |  | 0
49.8605 | 0 | 527.1914 | 527.1914 |  | 1 | 15:10 | -17.8 |  | 506.084 | -0.6084 | 526.583 | 49.8588 | 49.8605 | 0.018181 | 0.82 | 527.403 | 527.403 | 0 | 0 | 0 |  |  |  | 1 |  |  |  |  | 0
49.8605 | 0 | 527.1914 | 527.1914 |  | 1 | 15:10 | -17.78 |  | 506.0832 | -0.60762 | 526.5838 | 49.8589 | 49.8608 | 0.016363 | 0.738 | 527.3218 | 527.3218 | 0 | 0 | 0 |  |  |  | 1 |  |  |  |  | 0
49.8605 | 0 | 528.4146 | 528.4146 |  | 1 | 15:10 | -17.76 |  | 506.0824 | -0.60684 | 527.8078 | 49.8591 | 49.8611 | 0.014726 | 0.6642 | 528.472 | 528.472 | 0 | 0 | 0 |  |  |  | 1 |  |  |  |  | 0
49.8605 | 0 | 527.1914 | 527.1914 |  | 1 | 15:10 | -17.74 |  | 506.0816 | -0.60606 | 526.5853 | 49.8592 | 49.8614 | 0.013254 | 0.59778 | 527.1831 | 527.1831 | 0 | 0 | 0 |  |  |  | 1 |  |  |  |  | 0
49.8605 | 0 | 527.1914 | 527.1914 |  | 1 | 15:10 | -17.72 |  | 506.0808 | -0.60528 | 526.5861 | 49.8594 | 49.8616 | 0.011928 | 0.538 | 527.1241 | 527.1241 | 0 | 0 | 0 |  |  |  | 1 |  |  |  |  | 0
49.8605 | 0 | 528.4146 | 528.4146 |  | 1 | 15:10 | -17.7 |  | 506.0801 | -0.6045 | 527.8101 | 49.8595 | 49.8619 | 0.010736 | 0.4842 | 528.2943 | 528.2943 | 0 | 0 | 0 |  |  |  | 1 |  |  |  |  | 0
49.8605 | 0 | 525.9682 | 525.9682 |  | 1 | 15:10 | -17.68 |  | 506.0793 | -0.60372 | 525.3645 | 49.8596 | 49.8621 | 0.009662 | 0.43578 | 525.8003 | 525.8003 | 0 | 0 | 0 |  |  |  | 1 |  |  |  |  | 0
49.8605 | 0 | 528.4146 | 528.4146 |  | 1 | 15:10 | -17.66 |  | 506.0785 | -0.60294 | 527.8117 | 49.8597 | 49.8623 | 0.0086958 | 0.3922 | 528.2039 | 528.2039 | 0 | 0 | 0 |  |  |  | 1 |  |  |  |  | 0
49.8639 | 0 | 527.1914 | 527.1914 |  | 1 | 15:10 | -17.64 |  | 506.0777 | -0.60216 | 526.5892 | 49.8601 | 49.8624 | 0.0078262 | 0.35301 | 526.9422 | 526.9422 | 0 | 0 | 0 |  |  |  | 1 |  |  |  |  | 0
49.8639 | 0 | 525.9682 | 525.9682 |  | 1 | 15:10 | -17.62 |  | 506.0769 | -0.60138 | 525.3668 | 49.8605 | 49.8626 | 0.0070436 | 0.31771 | 525.6845 | 525.6845 | 0 | 0 | 0 |  |  |  | 1 |  |  |  |  | 0
49.8639 | 0 | 528.4146 | 528.4146 |  | 1 | 15:10 | -17.6 |  | 506.0762 | -0.6006 | 527.814 | 49.8608 | 49.8627 | 0.0063393 | 0.28594 | 528.0999 | 528.0999 | 0 | 0 | 0 |  |  |  | 1 |  |  |  |  | 0
49.8639 | 0 | 527.1914 | 527.1914 |  | 1 | 15:10 | -17.58 |  | 506.0754 | -0.59982 | 526.5916 | 49.8611 | 49.8628 | 0.0057053 | 0.25734 | 526.8489 | 526.8489 | 0 | 0 | 0 |  |  |  | 1 |  |  |  |  | 0
49.8639 | 0 | 528.4146 | 528.4146 |  | 1 | 15:10 | -17.56 |  | 506.0746 | -0.59904 | 527.8156 | 49.8614 | 49.8629 | 0.0051348 | 0.23161 | 528.0472 | 528.0472 | 0 | 0 | 0 |  |  |  | 1 |  |  |  |  | 0
49.8639 | 0 | 525.9682 | 525.9682 |  | 1 | 15:10 | -17.54 |  | 506.0738 | -0.59826 | 525.3699 | 49.8616 | 49.863 | 0.0046213 | 0.20845 | 525.5784 | 525.5784 | 0 | 0 | 0 |  |  |  | 1 |  |  |  |  | 0
49.8639 | 0 | 527.1914 | 527.1914 |  | 1 | 15:10 | -17.52 |  | 506.073 | -0.59748 | 526.5939 | 49.8619 | 49.8631 | 0.0041592 | 0.1876 | 526.7815 | 526.7815 | 0 | 0 | 0 |  |  |  | 1 |  |  |  |  | 0
49.8639 | 0 | 527.1914 | 527.1914 |  | 1 | 15:10 | -17.5 |  | 506.0723 | -0.5967 | 526.5947 | 49.8621 | 49.8632 | 0.0037433 | 0.16884 | 526.7635 | 526.7635 | 0 | 0 | 0 |  |  |  | 1 |  |  |  |  | 0
49.8639 | 0 | 527.1914 | 527.1914 |  | 1 | 15:10 | -17.48 |  | 506.0715 | -0.59592 | 526.5955 | 49.8623 | 49.8633 | 0.0033689 | 0.15196 | 526.7474 | 526.7474 | 0 | 0 | 0 |  |  |  | 1 |  |  |  |  | 0
49.8639 | 0 | 527.1914 | 527.1914 |  | 1 | 15:10 | -17.46 |  | 506.0707 | -0.59514 | 526.5963 | 49.8624 | 49.8633 | 0.003032 | 0.13676 | 526.733 | 526.733 | 0 | 0 | 0 |  |  |  | 1 |  |  |  |  | 0
49.8639 | 0 | 525.9682 | 525.9682 |  | 1 | 15:10 | -17.44 |  | 506.0699 | -0.59436 | 525.3738 | 49.8626 | 49.8634 | 0.0027288 | 0.12309 | 525.4969 | 525.4969 | 0 | 0 | 0 |  |  |  | 1 |  |  |  |  | 0
49.8639 | 0 | 527.1914 | 527.1914 |  | 1 | 15:10 | -17.42 |  | 506.0691 | -0.59358 | 526.5978 | 49.8627 | 49.8634 | 0.002456 | 0.11078 | 526.7086 | 526.7086 | 0 | 0 | 0 |  |  |  | 1 |  |  |  |  | 0
49.8639 | 0 | 528.4146 | 528.4146 |  | 1 | 15:10 | -17.4 |  | 506.0684 | -0.5928 | 527.8218 | 49.8628 | 49.8635 | 0.0022104 | 0.0997 | 527.9215 | 527.9215 | 0 | 0 | 0 |  |  |  | 1 |  |  |  |  | 0
49.8639 | 0 | 527.1914 | 527.1914 |  | 1 | 15:10 | -17.38 |  | 506.0676 | -0.59202 | 526.5994 | 49.8629 | 49.8635 | 0.0019893 | 0.08973 | 526.6891 | 526.6891 | 0 | 0 | 0 |  |  |  | 1 |  |  |  |  | 0
49.8639 | 0 | 527.1914 | 527.1914 |  | 1 | 15:10 | -17.36 |  | 506.0668 | -0.59124 | 526.6002 | 49.863 | 49.8636 | 0.0017904 | 0.080757 | 526.6809 | 526.6809 | 0 | 0 | 0 |  |  |  | 1 |  |  |  |  | 0
49.8639 | 0 | 525.9682 | 525.9682 |  | 1 | 15:10 | -17.34 |  | 506.066 | -0.59046 | 525.3777 | 49.8631 | 49.8636 | 0.0016114 | 0.072681 | 525.4504 | 525.4504 | 0 | 0 | 0 |  |  |  | 1 |  |  |  |  | 0
49.8639 | 0 | 527.1914 | 527.1914 |  | 1 | 15:10 | -17.32 |  | 506.0652 | -0.58968 | 526.6017 | 49.8632 | 49.8636 | 0.0014502 | 0.065413 | 526.6671 | 526.6671 | 0 | 0 | 0 |  |  |  | 1 |  |  |  |  | 0
49.8639 | 0 | 528.4146 | 528.4146 |  | 1 | 15:10 | -17.3 |  | 506.0645 | -0.5889 | 527.8257 | 49.8633 | 49.8637 | 0.0048052 | 0.21674 | 528.0424 | 528.0424 | 0 | 0 | 0 |  |  |  | 1 |  |  |  |  | 0
49.8639 | 0 | 527.1914 | 527.1914 |  | 1 | 15:10 | -17.28 |  | 506.0637 | -0.58812 | 526.6033 | 49.8633 | 49.8637 | 0.0095747 | 0.43187 | 527.0352 | 527.0352 | 0 | 0 | 0 |  |  |  | 1 |  |  |  |  | 0
49.8639 | 0 | 527.1914 | 527.1914 |  | 1 | 15:10 | -17.26 |  | 506.0629 | -0.58734 | 526.6041 | 49.8634 | 49.8641 | 0.013867 | 0.62549 | 527.2296 | 527.2296 | 0 | 0 | 0 |  |  |  | 1 |  |  |  |  | 0
49.8639 | 0 | 527.1914 | 527.1914 |  | 1 | 15:10 | -17.24 |  | 506.0621 | -0.58656 | 526.6048 | 49.8634 | 49.8644 | 0.01598 | 0.72081 | 527.3257 | 527.3257 | 0 | 0 | 0 |  |  |  | 1 |  |  |  |  | 0
49.8639 | 0 | 527.1914 | 527.1914 |  | 1 | 15:10 | -17.22 |  | 506.0613 | -0.58578 | 526.6056 | 49.8635 | 49.8647 | 0.014382 | 0.64873 | 527.2544 | 527.2544 | 0 | 0 | 0 |  |  |  | 1 |  |  |  |  | 0
49.8639 | 0 | 527.1914 | 527.1914 |  | 1 | 15:10 | -17.2 |  | 506.0606 | -0.585 | 526.6064 | 49.8635 | 49.865 | 0.012944 | 0.58386 | 527.1903 | 527.1903 | 0 | 0 | 0 |  |  |  | 1 |  |  |  |  | 0
49.8639 | 0 | 527.1914 | 527.1914 |  | 1 | 15:10 | -17.18 |  | 506.0598 | -0.58422 | 526.6072 | 49.8636 | 49.8652 | 0.01165 | 0.52547 | 527.1327 | 527.1327 | 0 | 0 | 0 |  |  |  | 1 |  |  |  |  | 0
49.8639 | 0 | 527.1914 | 527.1914 |  | 1 | 15:10 | -17.16 |  | 506.059 | -0.58344 | 526.608 | 49.8636 | 49.8654 | 0.010485 | 0.47292 | 527.0809 | 527.0809 | 0 | 0 | 0 |  |  |  | 1 |  |  |  |  | 0
49.8639 | 0 | 527.1914 | 527.1914 |  | 1 | 15:10 | -17.14 |  | 506.0582 | -0.58266 | 526.6087 | 49.8636 | 49.8656 | 0.0094363 | 0.42563 | 527.0344 | 527.0344 | 0 | 0 | 0 |  |  |  | 1 |  |  |  |  | 0
49.8639 | 0 | 527.1914 | 527.1914 |  | 1 | 15:10 | -17.12 |  | 506.0574 | -0.58188 | 526.6095 | 49.8637 | 49.8658 | 0.0084927 | 0.38307 | 526.9926 | 526.9926 | 0 | 0 | 0 |  |  |  | 1 |  |  |  |  | 0
49.8639 | 0 | 528.4146 | 528.4146 |  | 1 | 15:10 | -17.1 |  | 506.0567 | -0.5811 | 527.8335 | 49.8637 | 49.866 | 0.0076434 | 0.34476 | 528.1783 | 528.1783 | 0 | 0 | 0 |  |  |  | 1 |  |  |  |  | 0
49.8674 | 0 | 527.1914 | 527.1914 |  | 1 | 15:10 | -17.08 |  | 506.0559 | -0.58032 | 526.6111 | 49.8641 | 49.8661 | 0.0068791 | 0.31031 | 526.9214 | 526.9214 | 0 | 0 | 0 |  |  |  | 1 |  |  |  |  | 0
49.8674 | 0 | 527.1914 | 527.1914 |  | 1 | 15:10 | -17.06 |  | 506.0551 | -0.57954 | 526.6119 | 49.8644 | 49.8662 | 0.0061912 | 0.27928 | 526.8911 | 526.8911 | 0 | 0 | 0 |  |  |  | 1 |  |  |  |  | 0
49.8674 | 0 | 527.1914 | 527.1914 |  | 1 | 15:10 | -17.04 |  | 506.0543 | -0.57876 | 526.6126 | 49.8647 | 49.8663 | 0.0055721 | 0.25135 | 526.864 | 526.864 | 0 | 0 | 0 |  |  |  | 1 |  |  |  |  | 0
49.8674 | 0 | 527.1914 | 527.1914 |  | 1 | 15:10 | -17.02 |  | 506.0535 | -0.57798 | 526.6134 | 49.865 | 49.8665 | 0.0050148 | 0.22621 | 526.8396 | 526.8396 | 0 | 0 | 0 |  |  |  | 1 |  |  |  |  | 0
49.8674 | 0 | 527.1914 | 527.1914 |  | 1 | 15:10 | -17 |  | 506.0528 | -0.5772 | 526.6142 | 49.8652 | 49.8665 | 0.0045134 | 0.20359 | 526.8178 | 526.8178 | 0 | 0 | 0 |  |  |  | 1 |  |  |  |  | 0
49.8674 | 0 | 527.1914 | 527.1914 |  | 1 | 15:10 | -16.98 |  | 506.052 | -0.57642 | 526.615 | 49.8654 | 49.8666 | 0.004062 | 0.18323 | 526.7982 | 526.7982 | 0 | 0 | 0 |  |  |  | 1 |  |  |  |  | 0
49.8674 | 0 | 528.4146 | 528.4146 |  | 1 | 15:10 | -16.96 |  | 506.0512 | -0.57564 | 527.839 | 49.8656 | 49.8667 | 0.0036558 | 0.16491 | 528.0039 | 528.0039 | 0 | 0 | 0 |  |  |  | 1 |  |  |  |  | 0
49.8674 | 0 | 527.1914 | 527.1914 |  | 1 | 15:10 | -16.94 |  | 506.0504 | -0.57486 | 526.6165 | 49.8658 | 49.8668 | 0.0032902 | 0.14842 | 526.765 | 526.765 | 0 | 0 | 0 |  |  |  | 1 |  |  |  |  | 0
49.8674 | 0 | 527.1914 | 527.1914 |  | 1 | 15:10 | -16.92 |  | 506.0496 | -0.57408 | 526.6173 | 49.866 | 49.8668 | 0.0029612 | 0.13358 | 526.7509 | 526.7509 | 0 | 0 | 0 |  |  |  | 1 |  |  |  |  | 0
49.8674 | 0 | 527.1914 | 527.1914 |  | 1 | 15:10 | -16.9 |  | 506.0489 | -0.5733 | 526.6181 | 49.8661 | 49.8669 | 0.0026651 | 0.12022 | 526.7383 | 526.7383 | 0 | 0 | 0 |  |  |  | 1 |  |  |  |  | 0
49.8674 | 0 | 527.1914 | 527.1914 |  | 1 | 15:10 | -16.88 |  | 506.0481 | -0.57252 | 526.6189 | 49.8662 | 49.8669 | 0.0023986 | 0.1082 | 526.7271 | 526.7271 | 0 | 0 | 0 |  |  |  | 1 |  |  |  |  | 0
49.8674 | 0 | 528.4146 | 528.4146 |  | 1 | 15:10 | -16.86 |  | 506.0473 | -0.57174 | 527.8429 | 49.8663 | 49.867 | 0.0021587 | 0.097378 | 527.9402 | 527.9402 | 0 | 0 | 0 |  |  |  | 1 |  |  |  |  | 0
49.8674 | 0 | 527.1914 | 527.1914 |  | 1 | 15:10 | -16.84 |  | 506.0465 | -0.57096 | 526.6204 | 49.8665 | 49.867 | 0.0019429 | 0.08764 | 526.7081 | 526.7081 | 0 | 0 | 0 |  |  |  | 1 |  |  |  |  | 0
49.8674 | 0 | 528.4146 | 528.4146 |  | 1 | 15:10 | -16.82 |  | 506.0457 | -0.57018 | 527.8444 | 49.8665 | 49.8671 | 0.0017486 | 0.078876 | 527.9233 | 527.9233 | 0 | 0 | 0 |  |  |  | 1 |  |  |  |  | 0
49.8674 | 0 | 527.1914 | 527.1914 |  | 1 | 15:10 | -16.8 |  | 506.045 | -0.5694 | 526.622 | 49.8666 | 49.8671 | 0.0015737 | 0.070988 | 526.693 | 526.693 | 0 | 0 | 0 |  |  |  | 1 |  |  |  |  | 0
49.8674 | 0 | 528.4146 | 528.4146 |  | 1 | 15:10 | -16.78 |  | 506.0442 | -0.56862 | 527.846 | 49.8667 | 49.8671 | 0.0014163 | 0.06389 | 527.9099 | 527.9099 | 0 | 0 | 0 |  |  |  | 1 |  |  |  |  | 0
49.8674 | 0 | 528.4146 | 528.4146 |  | 1 | 15:10 | -16.76 |  | 506.0434 | -0.56784 | 527.8468 | 49.8668 | 49.8672 | 0.0012747 | 0.057501 | 527.9043 | 527.9043 | 0 | 0 | 0 |  |  |  | 1 |  |  |  |  | 0
49.8674 | 0 | 528.4146 | 528.4146 |  | 1 | 15:10 | -16.74 |  | 506.0426 | -0.56706 | 527.8475 | 49.8668 | 49.8672 | 0.0011472 | 0.051751 | 527.8993 | 527.8993 | 0 | 0 | 0 |  |  |  | 1 |  |  |  |  | 0
49.8674 | 0 | 528.4146 | 528.4146 |  | 1 | 15:10 | -16.72 |  | 506.0418 | -0.56628 | 527.8483 | 49.8669 | 49.8672 | 0.0010325 | 0.046575 | 527.8949 | 527.8949 | 0 | 0 | 0 |  |  |  | 1 |  |  |  |  | 0
49.8674 | 0 | 528.4146 | 528.4146 |  | 1 | 15:10 | -16.7 |  | 506.0411 | -0.5655 | 527.8491 | 49.8669 | 49.8672 | 0.00092926 | 0.041918 | 527.891 | 527.891 | 0 | 0 | 0 |  |  |  | 1 |  |  |  |  | 0
49.8674 | 0 | 528.4146 | 528.4146 |  | 1 | 15:10 | -16.68 |  | 506.0403 | -0.56472 | 527.8499 | 49.867 | 49.8672 | 0.00083634 | 0.037726 | 527.8876 | 527.8876 | 0 | 0 | 0 |  |  |  | 1 |  |  |  |  | 0
49.8674 | 0 | 528.4146 | 528.4146 |  | 1 | 15:10 | -16.66 |  | 506.0395 | -0.56394 | 527.8507 | 49.867 | 49.8673 | 0.0007527 | 0.033954 | 527.8846 | 527.8846 | 0 | 0 | 0 |  |  |  | 1 |  |  |  |  | 0
49.8674 | 0 | 528.4146 | 528.4146 |  | 1 | 15:10 | -16.64 |  | 506.0387 | -0.56316 | 527.8514 | 49.8671 | 49.8673 | 0.00067743 | 0.030558 | 527.882 | 527.882 | 0 | 0 | 0 |  |  |  | 1 |  |  |  |  | 0
49.8674 | 0 | 527.1914 | 527.1914 |  | 1 | 15:10 | -16.62 |  | 506.0379 | -0.56238 | 526.629 | 49.8671 | 49.8673 | 0.00060969 | 0.027502 | 526.6565 | 526.6565 | 0 | 0 | 0 |  |  |  | 1 |  |  |  |  | 0
49.8674 | 0 | 528.4146 | 528.4146 |  | 1 | 15:10 | -16.6 |  | 506.0372 | -0.5616 | 527.853 | 49.8671 | 49.8673 | 0.00054872 | 0.024752 | 527.8778 | 527.8778 | 0 | 0 | 0 |  |  |  | 1 |  |  |  |  | 0
49.8674 | 0 | 528.4146 | 528.4146 |  | 1 | 15:10 | -16.58 |  | 506.0364 | -0.56082 | 527.8538 | 49.8672 | 49.8673 | 0.00049385 | 0.022277 | 527.8761 | 527.8761 | 0 | 0 | 0 |  |  |  | 1 |  |  |  |  | 0
49.8674 | 0 | 528.4146 | 528.4146 |  | 1 | 15:10 | -16.56 |  | 506.0356 | -0.56004 | 527.8546 | 49.8672 | 49.8673 | 0.00044446 | 0.020049 | 527.8746 | 527.8746 | 0 | 0 | 0 |  |  |  | 1 |  |  |  |  | 0
49.8674 | 0 | 527.1914 | 527.1914 |  | 1 | 15:10 | -16.54 |  | 506.0348 | -0.55926 | 526.6321 | 49.8672 | 49.8673 | 0.00040002 | 0.018044 | 526.6502 | 526.6502 | 0 | 0 | 0 |  |  |  | 1 |  |  |  |  | 0
49.8674 | 0 | 527.1914 | 527.1914 |  | 1 | 15:10 | -16.52 |  | 506.034 | -0.55848 | 526.6329 | 49.8672 | 49.8673 | 0.00036001 | 0.01624 | 526.6492 | 526.6492 | 0 | 0 | 0 |  |  |  | 1 |  |  |  |  | 0
49.8674 | 0 | 528.4146 | 528.4146 |  | 1 | 15:10 | -16.5 |  | 506.0333 | -0.5577 | 527.8569 | 49.8672 | 49.8673 | 0.00032401 | 0.014616 | 527.8715 | 527.8715 | 0 | 0 | 0 |  |  |  | 1 |  |  |  |  | 0
49.8674 | 0 | 528.4146 | 528.4146 |  | 1 | 15:10 | -16.48 |  | 506.0325 | -0.55692 | 527.8577 | 49.8673 | 49.8673 | 0.00029161 | 0.013154 | 527.8708 | 527.8708 | 0 | 0 | 0 |  |  |  | 1 |  |  |  |  | 0
49.8674 | 0 | 527.1914 | 527.1914 |  | 1 | 15:10 | -16.46 |  | 506.0317 | -0.55614 | 526.6353 | 49.8673 | 49.8674 | 0.00026245 | 0.011839 | 526.6471 | 526.6471 | 0 | 0 | 0 |  |  |  | 1 |  |  |  |  | 0
49.8674 | 0 | 528.4146 | 528.4146 |  | 1 | 15:10 | -16.44 |  | 506.0309 | -0.55536 | 527.8592 | 49.8673 | 49.8674 | 0.00023621 | 0.010655 | 527.8699 | 527.8699 | 0 | 0 | 0 |  |  |  | 1 |  |  |  |  | 0
49.8674 | 0 | 527.1914 | 527.1914 |  | 1 | 15:10 | -16.42 |  | 506.0301 | -0.55458 | 526.6368 | 49.8673 | 49.8674 | 0.00021259 | 0.0095895 | 526.6464 | 526.6464 | 0 | 0 | 0 |  |  |  | 1 |  |  |  |  | 0
49.8674 | 0 | 528.4146 | 528.4146 |  | 1 | 15:10 | -16.4 |  | 506.0294 | -0.5538 | 527.8608 | 49.8673 | 49.8674 | 0.00019133 | 0.0086305 | 527.8694 | 527.8694 | 0 | 0 | 0 |  |  |  | 1 |  |  |  |  | 0
49.8674 | 0 | 527.1914 | 527.1914 |  | 1 | 15:10 | -16.38 |  | 506.0286 | -0.55302 | 526.6384 | 49.8673 | 49.8674 | 0.00017219 | 0.0077675 | 526.6461 | 526.6461 | 0 | 0 | 0 |  |  |  | 1 |  |  |  |  | 0
49.8674 | 0 | 527.1914 | 527.1914 |  | 1 | 15:10 | -16.36 |  | 506.0278 | -0.55224 | 526.6392 | 49.8673 | 49.8674 | -0.003345 | -0.15089 | 526.4883 | 526.4883 | 0 | 0 | 0 |  |  |  | 1 |  |  |  |  | 0
49.8674 | 0 | 528.4146 | 528.4146 |  | 1 | 15:10 | -16.34 |  | 506.027 | -0.55146 | 527.8631 | 49.8673 | 49.8674 | -0.0082605 | -0.37262 | 527.4905 | 527.4905 | 0 | 0 | 0 |  |  |  | 1 |  |  |  |  | 0
49.8674 | 0 | 527.1914 | 527.1914 |  | 1 | 15:10 | -16.32 |  | 506.0262 | -0.55068 | 526.6407 | 49.8673 | 49.867 | -0.012684 | -0.57218 | 526.0685 | 526.0685 | 0 | 0 | 0 |  |  |  | 1 |  |  |  |  | 0
49.8674 | 0 | 528.4146 | 528.4146 |  | 1 | 15:10 | -16.3 |  | 506.0255 | -0.5499 | 527.8647 | 49.8673 | 49.8667 | -0.014916 | -0.67284 | 527.1919 | 527.1919 | 0 | 0 | 0 |  |  |  | 1 |  |  |  |  | 0
49.8674 | 0 | 528.4146 | 528.4146 |  | 1 | 15:10 | -16.28 |  | 506.0247 | -0.54912 | 527.8655 | 49.8674 | 49.8664 | -0.013424 | -0.60556 | 527.2599 | 527.2599 | 0 | 0 | 0 |  |  |  | 1 |  |  |  |  | 0
49.8674 | 0 | 527.1914 | 527.1914 |  | 1 | 15:10 | -16.26 |  | 506.0239 | -0.54834 | 526.6431 | 49.8674 | 49.8662 | -0.012082 | -0.545 | 526.0981 | 526.0981 | 0 | 0 | 0 |  |  |  | 1 |  |  |  |  | 0
49.8674 | 0 | 528.4146 | 528.4146 |  | 1 | 15:10 | -16.24 |  | 506.0231 | -0.54756 | 527.867 | 49.8674 | 49.866 | -0.010874 | -0.4905 | 527.3765 | 527.3765 | 0 | 0 | 0 |  |  |  | 1 |  |  |  |  | 0
49.8674 | 0 | 527.1914 | 527.1914 |  | 1 | 15:10 | -16.22 |  | 506.0223 | -0.54678 | 526.6446 | 49.8674 | 49.8657 | -0.0097864 | -0.44145 | 526.2032 | 526.2032 | 0 | 0 | 0 |  |  |  | 1 |  |  |  |  | 0
49.8674 | 0 | 527.1914 | 527.1914 |  | 1 | 15:10 | -16.2 |  | 506.0216 | -0.546 | 526.6454 | 49.8674 | 49.8656 | -0.0088078 | -0.39731 | 526.2481 | 526.2481 | 0 | 0 | 0 |  |  |  | 1 |  |  |  |  | 0
49.8674 | 0 | 528.4146 | 528.4146 |  | 1 | 15:10 | -16.18 |  | 506.0208 | -0.54522 | 527.8694 | 49.8674 | 49.8654 | -0.007927 | -0.35758 | 527.5118 | 527.5118 | 0 | 0 | 0 |  |  |  | 1 |  |  |  |  | 0
49.8674 | 0 | 527.1914 | 527.1914 |  | 1 | 15:10 | -16.16 |  | 506.02 | -0.54444 | 526.647 | 49.8674 | 49.8652 | -0.0071343 | -0.32182 | 526.3251 | 526.3251 | 0 | 0 | 0 |  |  |  | 1 |  |  |  |  | 0
49.8639 | 0 | 528.4146 | 528.4146 |  | 1 | 15:10 | -16.14 |  | 506.0192 | -0.54366 | 527.8709 | 49.867 | 49.8651 | -0.0064209 | -0.28962 | 527.5813 | 527.5813 | 0 | 0 | 0 |  |  |  | 1 |  |  |  |  | 0
49.8639 | 0 | 528.4146 | 528.4146 |  | 1 | 15:10 | -16.12 |  | 506.0184 | -0.54288 | 527.8717 | 49.8667 | 49.865 | -0.0057788 | -0.26066 | 527.6111 | 527.6111 | 0 | 0 | 0 |  |  |  | 1 |  |  |  |  | 0
49.8639 | 0 | 527.1914 | 527.1914 |  | 1 | 15:10 | -16.1 |  | 506.0177 | -0.5421 | 526.6493 | 49.8664 | 49.8649 | -0.0052009 | -0.23459 | 526.4147 | 526.4147 | 0 | 0 | 0 |  |  |  | 1 |  |  |  |  | 0
49.8639 | 0 | 528.4146 | 528.4146 |  | 1 | 15:10 | -16.08 |  | 506.0169 | -0.54132 | 527.8733 | 49.8662 | 49.8648 | -0.0046808 | -0.21113 | 527.6622 | 527.6622 | 0 | 0 | 0 |  |  |  | 1 |  |  |  |  | 0
49.8639 | 0 | 528.4146 | 528.4146 |  | 1 | 15:10 | -16.06 |  | 506.0161 | -0.54054 | 527.8741 | 49.866 | 49.8647 | -0.0042127 | -0.19002 | 527.684 | 527.684 | 0 | 0 | 0 |  |  |  | 1 |  |  |  |  | 0
49.8639 | 0 | 528.4146 | 528.4146 |  | 1 | 15:10 | -16.04 |  | 506.0153 | -0.53976 | 527.8748 | 49.8657 | 49.8646 | -0.0037915 | -0.17102 | 527.7038 | 527.7038 | 0 | 0 | 0 |  |  |  | 1 |  |  |  |  | 0
49.8639 | 0 | 528.4146 | 528.4146 |  | 1 | 15:10 | -16.02 |  | 506.0145 | -0.53898 | 527.8756 | 49.8656 | 49.8645 | -0.0034123 | -0.15391 | 527.7217 | 527.7217 | 0 | 0 | 0 |  |  |  | 1 |  |  |  |  | 0
49.8639 | 0 | 527.1914 | 527.1914 |  | 1 | 15:10 | -16 |  | 506.0138 | -0.5382 | 526.6532 | 49.8654 | 49.8645 | -0.0030711 | -0.13852 | 526.5147 | 526.5147 | 0 | 0 | 0 |  |  |  | 1 |  |  |  |  | 0
49.8639 | 0 | 527.1914 | 527.1914 |  | 1 | 15:10 | -15.98 |  | 506.013 | -0.53742 | 526.654 | 49.8652 | 49.8644 | -0.002764 | -0.12467 | 526.5293 | 526.5293 | 0 | 0 | 0 |  |  |  | 1 |  |  |  |  | 0
49.8639 | 0 | 527.1914 | 527.1914 |  | 1 | 15:10 | -15.96 |  | 506.0122 | -0.53664 | 526.6548 | 49.8651 | 49.8644 | -0.0024876 | -0.1122 | 526.5426 | 526.5426 | 0 | 0 | 0 |  |  |  | 1 |  |  |  |  | 0
49.8639 | 0 | 528.4146 | 528.4146 |  | 1 | 15:10 | -15.94 |  | 506.0114 | -0.53586 | 527.8787 | 49.865 | 49.8643 | -0.0022388 | -0.10098 | 527.7778 | 527.7778 | 0 | 0 | 0 |  |  |  | 1 |  |  |  |  | 0
49.8639 | 0 | 528.4146 | 528.4146 |  | 1 | 15:10 | -15.92 |  | 506.0106 | -0.53508 | 527.8795 | 49.8649 | 49.8643 | -0.0020149 | -0.090885 | 527.7886 | 527.7886 | 0 | 0 | 0 |  |  |  | 1 |  |  |  |  | 0
49.8639 | 0 | 527.1914 | 527.1914 |  | 1 | 15:10 | -15.9 |  | 506.0099 | -0.5343 | 526.6571 | 49.8648 | 49.8642 | -0.0018134 | -0.081796 | 526.5753 | 526.5753 | 0 | 0 | 0 |  |  |  | 1 |  |  |  |  | 0
49.8639 | 0 | 527.1914 | 527.1914 |  | 1 | 15:10 | -15.88 |  | 506.0091 | -0.53352 | 526.6579 | 49.8647 | 49.8642 | -0.0016321 | -0.073617 | 526.5843 | 526.5843 | 0 | 0 | 0 |  |  |  | 1 |  |  |  |  | 0
49.8639 | 0 | 528.4146 | 528.4146 |  | 1 | 15:10 | -15.86 |  | 506.0083 | -0.53274 | 527.8819 | 49.8646 | 49.8642 | -0.0014689 | -0.066255 | 527.8156 | 527.8156 | 0 | 0 | 0 |  |  |  | 1 |  |  |  |  | 0
49.8639 | 0 | 527.1914 | 527.1914 |  | 1 | 15:10 | -15.84 |  | 506.0075 | -0.53196 | 526.6594 | 49.8645 | 49.8641 | -0.001322 | -0.05963 | 526.5998 | 526.5998 | 0 | 0 | 0 |  |  |  | 1 |  |  |  |  | 0
49.8639 | 0 | 528.4146 | 528.4146 |  | 1 | 15:10 | -15.82 |  | 506.0067 | -0.53118 | 527.8834 | 49.8645 | 49.8641 | -0.0011898 | -0.053667 | 527.8298 | 527.8298 | 0 | 0 | 0 |  |  |  | 1 |  |  |  |  | 0
49.8639 | 0 | 527.1914 | 527.1914 |  | 1 | 15:10 | -15.8 |  | 506.006 | -0.5304 | 526.661 | 49.8644 | 49.8641 | -0.0044708 | -0.20166 | 526.4593 | 526.4593 | 0 | 0 | 0 |  |  |  | 1 |  |  |  |  | 0
49.8639 | 0 | 528.4146 | 528.4146 |  | 1 | 15:10 | -15.78 |  | 506.0052 | -0.52962 | 527.885 | 49.8644 | 49.8641 | -0.0091237 | -0.41153 | 527.4735 | 527.4735 | 0 | 0 | 0 |  |  |  | 1 |  |  |  |  | 0
49.8639 | 0 | 528.4146 | 528.4146 |  | 1 | 15:10 | -15.76 |  | 506.0044 | -0.52884 | 527.8858 | 49.8643 | 49.8637 | -0.013311 | -0.60042 | 527.2853 | 527.2853 | 0 | 0 | 0 |  |  |  | 1 |  |  |  |  | 0
49.8639 | 0 | 528.4146 | 528.4146 |  | 1 | 15:10 | -15.74 |  | 506.0036 | -0.52806 | 527.8865 | 49.8643 | 49.8634 | -0.01538 | -0.69374 | 527.1928 | 527.1928 | 0 | 0 | 0 |  |  |  | 1 |  |  |  |  | 0
49.8639 | 0 | 528.4146 | 528.4146 |  | 1 | 15:10 | -15.72 |  | 506.0028 | -0.52728 | 527.8873 | 49.8642 | 49.8631 | -0.013842 | -0.62436 | 527.263 | 527.263 | 0 | 0 | 0 |  |  |  | 1 |  |  |  |  | 0
49.8639 | 0 | 527.1914 | 527.1914 |  | 1 | 15:10 | -15.7 |  | 506.0021 | -0.5265 | 526.6649 | 49.8642 | 49.8629 | -0.012458 | -0.56193 | 526.103 | 526.103 | 0 | 0 | 0 |  |  |  | 1 |  |  |  |  | 0
49.8639 | 0 | 527.1914 | 527.1914 |  | 1 | 15:10 | -15.68 |  | 506.0013 | -0.52572 | 526.6657 | 49.8642 | 49.8626 | -0.011212 | -0.50573 | 526.1599 | 526.1599 | 0 | 0 | 0 |  |  |  | 1 |  |  |  |  | 0
49.8639 | 0 | 528.4146 | 528.4146 |  | 1 | 15:10 | -15.66 |  | 506.0005 | -0.52494 | 527.8897 | 49.8641 | 49.8624 | -0.010091 | -0.45516 | 527.4345 | 527.4345 | 0 | 0 | 0 |  |  |  | 1 |  |  |  |  | 0
49.8639 | 0 | 528.4146 | 528.4146 |  | 1 | 15:10 | -15.64 |  | 505.9997 | -0.52416 | 527.8904 | 49.8641 | 49.8622 | -0.0090819 | -0.40964 | 527.4808 | 527.4808 | 0 | 0 | 0 |  |  |  | 1 |  |  |  |  | 0
49.8639 | 0 | 527.1914 | 527.1914 |  | 1 | 15:10 | -15.62 |  | 505.9989 | -0.52338 | 526.668 | 49.8641 | 49.862 | -0.0081737 | -0.36868 | 526.2993 | 526.2993 | 0 | 0 | 0 |  |  |  | 1 |  |  |  |  | 0
49.8639 | 0 | 527.1914 | 527.1914 |  | 1 | 15:10 | -15.6 |  | 505.9982 | -0.5226 | 526.6688 | 49.8641 | 49.8619 | -0.0073563 | -0.33181 | 526.337 | 526.337 | 0 | 0 | 0 |  |  |  | 1 |  |  |  |  | 0
49.8605 | 0 | 527.1914 | 527.1914 |  | 1 | 15:10 | -15.58 |  | 505.9974 | -0.52182 | 526.6696 | 49.8637 | 49.8617 | -0.0066207 | -0.29861 | 526.371 | 526.371 | 0 | 0 | 0 |  |  |  | 1 |  |  |  |  | 0
49.8605 | 0 | 528.4146 | 528.4146 |  | 1 | 15:10 | -15.56 |  | 505.9966 | -0.52104 | 527.8936 | 49.8634 | 49.8616 | -0.0059586 | -0.26875 | 527.6248 | 527.6248 | 0 | 0 | 0 |  |  |  | 1 |  |  |  |  | 0
49.8605 | 0 | 528.4146 | 528.4146 |  | 1 | 15:10 | -15.54 |  | 505.9958 | -0.52026 | 527.8943 | 49.8631 | 49.8615 | -0.0053628 | -0.24187 | 527.6525 | 527.6525 | 0 | 0 | 0 |  |  |  | 1 |  |  |  |  | 0
49.8605 | 0 | 529.6378 | 529.6378 |  | 1 | 15:10 | -15.52 |  | 505.995 | -0.51948 | 529.1183 | 49.8629 | 49.8614 | -0.0048265 | -0.21769 | 528.9006 | 528.9006 | 0 | 0 | 0 |  |  |  | 1 |  |  |  |  | 0
49.8605 | 0 | 527.1914 | 527.1914 |  | 1 | 15:10 | -15.5 |  | 505.9943 | -0.5187 | 526.6727 | 49.8626 | 49.8613 | -0.0043438 | -0.19592 | 526.4768 | 526.4768 | 0 | 0 | 0 |  |  |  | 1 |  |  |  |  | 0
49.8605 | 0 | 527.1914 | 527.1914 |  | 1 | 15:10 | -15.48 |  | 505.9935 | -0.51792 | 526.6735 | 49.8624 | 49.8612 | -0.0039094 | -0.17633 | 526.4972 | 526.4972 | 0 | 0 | 0 |  |  |  | 1 |  |  |  |  | 0
49.8605 | 0 | 528.4146 | 528.4146 |  | 1 | 15:10 | -15.46 |  | 505.9927 | -0.51714 | 527.8975 | 49.8622 | 49.8612 | -0.0035185 | -0.15869 | 527.7388 | 527.7388 | 0 | 0 | 0 |  |  |  | 1 |  |  |  |  | 0
49.8605 | 0 | 528.4146 | 528.4146 |  | 1 | 15:10 | -15.44 |  | 505.9919 | -0.51636 | 527.8982 | 49.862 | 49.8611 | -0.0031667 | -0.14282 | 527.7554 | 527.7554 | 0 | 0 | 0 |  |  |  | 1 |  |  |  |  | 0
49.8605 | 0 | 525.9682 | 525.9682 |  | 1 | 15:10 | -15.42 |  | 505.9911 | -0.51558 | 525.4526 | 49.8619 | 49.861 | -0.00285 | -0.12854 | 525.3241 | 525.3241 | 0 | 0 | 0 |  |  |  | 1 |  |  |  |  | 0
49.8605 | 0 | 527.1914 | 527.1914 |  | 1 | 15:10 | -15.4 |  | 505.9904 | -0.5148 | 526.6766 | 49.8617 | 49.861 | -0.002565 | -0.11569 | 526.5609 | 526.5609 | 0 | 0 | 0 |  |  |  | 1 |  |  |  |  | 0
49.8605 | 0 | 527.1914 | 527.1914 |  | 1 | 15:10 | -15.38 |  | 505.9896 | -0.51402 | 526.6774 | 49.8616 | 49.8609 | -0.0023085 | -0.10412 | 526.5733 | 526.5733 | 0 | 0 | 0 |  |  |  | 1 |  |  |  |  | 0
49.8605 | 0 | 527.1914 | 527.1914 |  | 1 | 15:10 | -15.36 |  | 505.9888 | -0.51324 | 526.6782 | 49.8615 | 49.8609 | -0.0020776 | -0.093707 | 526.5845 | 526.5845 | 0 | 0 | 0 |  |  |  | 1 |  |  |  |  | 0
49.8605 | 0 | 527.1914 | 527.1914 |  | 1 | 15:10 | -15.34 |  | 505.988 | -0.51246 | 526.6789 | 49.8614 | 49.8609 | -0.0018699 | -0.084336 | 526.5946 | 526.5946 | 0 | 0 | 0 |  |  |  | 1 |  |  |  |  | 0
49.8605 | 0 | 527.1914 | 527.1914 |  | 1 | 15:10 | -15.32 |  | 505.9872 | -0.51168 | 526.6797 | 49.8613 | 49.8608 | -0.0016829 | -0.075903 | 526.6038 | 526.6038 | 0 | 0 | 0 |  |  |  | 1 |  |  |  |  | 0
49.8605 | 0 | 525.9682 | 525.9682 |  | 1 | 15:10 | -15.3 |  | 505.9865 | -0.5109 | 525.4573 | 49.8612 | 49.8608 | -0.0015146 | -0.068312 | 525.389 | 525.389 | 0 | 0 | 0 |  |  |  | 1 |  |  |  |  | 0
49.8605 | 0 | 527.1914 | 527.1914 |  | 1 | 15:10 | -15.28 |  | 505.9857 | -0.51012 | 526.6813 | 49.8612 | 49.8608 | 0.0020369 | 0.091868 | 526.7731 | 526.7731 | 0 | 0 | 0 |  |  |  | 1 |  |  |  |  | 0
49.8605 | 0 | 527.1914 | 527.1914 |  | 1 | 15:10 | -15.26 |  | 505.9849 | -0.50934 | 526.6821 | 49.8611 | 49.8607 | 0.0069332 | 0.3127 | 526.9948 | 526.9948 | 0 | 0 | 0 |  |  |  | 1 |  |  |  |  | 0
49.8605 | 0 | 527.1914 | 527.1914 |  | 1 | 15:10 | -15.24 |  | 505.9841 | -0.50856 | 526.6828 | 49.861 | 49.861 | 0.01134 | 0.51146 | 527.1943 | 527.1943 | 0 | 0 | 0 |  |  |  | 1 |  |  |  |  | 0
49.8605 | 0 | 527.1914 | 527.1914 |  | 1 | 15:10 | -15.22 |  | 505.9833 | -0.50778 | 526.6836 | 49.861 | 49.8613 | 0.013606 | 0.61366 | 527.2973 | 527.2973 | 0 | 0 | 0 |  |  |  | 1 |  |  |  |  | 0
49.8605 | 0 | 525.9682 | 525.9682 |  | 1 | 15:10 | -15.2 |  | 505.9826 | -0.507 | 525.4612 | 49.8609 | 49.8616 | 0.012245 | 0.55229 | 526.0135 | 526.0135 | 0 | 0 | 0 |  |  |  | 1 |  |  |  |  | 0
49.8605 | 0 | 527.1914 | 527.1914 |  | 1 | 15:10 | -15.18 |  | 505.9818 | -0.50622 | 526.6852 | 49.8609 | 49.8618 | 0.011021 | 0.49706 | 527.1822 | 527.1822 | 0 | 0 | 0 |  |  |  | 1 |  |  |  |  | 0
49.8605 | 0 | 527.1914 | 527.1914 |  | 1 | 15:10 | -15.16 |  | 505.981 | -0.50544 | 526.686 | 49.8609 | 49.862 | 0.0099187 | 0.44736 | 527.1333 | 527.1333 | 0 | 0 | 0 |  |  |  | 1 |  |  |  |  | 0
49.8605 | 0 | 528.4146 | 528.4146 |  | 1 | 15:10 | -15.14 |  | 505.9802 | -0.50466 | 527.9099 | 49.8608 | 49.8622 | 0.0089268 | 0.40262 | 528.3126 | 528.3126 | 0 | 0 | 0 |  |  |  | 1 |  |  |  |  | 0
49.8605 | 0 | 527.1914 | 527.1914 |  | 1 | 15:10 | -15.12 |  | 505.9794 | -0.50388 | 526.6875 | 49.8608 | 49.8624 | 0.0080341 | 0.36236 | 527.0499 | 527.0499 | 0 | 0 | 0 |  |  |  | 1 |  |  |  |  | 0
49.8605 | 0 | 527.1914 | 527.1914 |  | 1 | 15:10 | -15.1 |  | 505.9787 | -0.5031 | 526.6883 | 49.8608 | 49.8625 | 0.0072307 | 0.32612 | 527.0144 | 527.0144 | 0 | 0 | 0 |  |  |  | 1 |  |  |  |  | 0
49.8605 | 0 | 527.1914 | 527.1914 |  | 1 | 15:10 | -15.08 |  | 505.9779 | -0.50232 | 526.6891 | 49.8607 | 49.8627 | 0.0065076 | 0.29351 | 526.9826 | 526.9826 | 0 | 0 | 0 |  |  |  | 1 |  |  |  |  | 0
49.8639 | 0 | 527.1914 | 527.1914 |  | 1 | 15:10 | -15.06 |  | 505.9771 | -0.50154 | 526.6899 | 49.861 | 49.8628 | 0.0058569 | 0.26418 | 526.954 | 526.954 | 0 | 0 | 0 |  |  |  | 1 |  |  |  |  | 0
49.8639 | 0 | 525.9682 | 525.9682 |  | 1 | 15:10 | -15.04 |  | 505.9763 | -0.50076 | 525.4674 | 49.8613 | 49.8629 | 0.0052712 | 0.23776 | 525.7052 | 525.7052 | 0 | 0 | 0 |  |  |  | 1 |  |  |  |  | 0
49.8639 | 0 | 525.9682 | 525.9682 |  | 1 | 15:10 | -15.02 |  | 505.9755 | -0.49998 | 525.4682 | 49.8616 | 49.863 | 0.0082441 | 0.37185 | 525.8401 | 525.8401 | 0 | 0 | 0 |  |  |  | 1 |  |  |  |  | 0
49.8639 | 0 | 525.9682 | 525.9682 |  | 1 | 15:10 | -15 |  | 505.9748 | -0.4992 | 525.469 | 49.8618 | 49.8631 | 0.01267 | 0.57147 | 526.0405 | 526.0405 | 0 | 0 | 0 |  |  |  | 1 |  |  |  |  | 0
49.8639 | 0 | 527.1914 | 527.1914 |  | 1 | 15:10 | -14.98 |  | 505.974 | -0.49842 | 526.693 | 49.862 | 49.8635 | 0.016653 | 0.75113 | 527.4441 | 527.4441 | 0 | 0 | 0 |  |  |  | 1 |  |  |  |  | 0
49.8639 | 0 | 525.9682 | 525.9682 |  | 1 | 15:10 | -14.96 |  | 505.9732 | -0.49764 | 525.4706 | 49.8622 | 49.8639 | 0.018487 | 0.83389 | 526.3044 | 526.3044 | 0 | 0 | 0 |  |  |  | 1 |  |  |  |  | 0
49.8639 | 0 | 525.9682 | 525.9682 |  | 1 | 15:10 | -14.94 |  | 505.9724 | -0.49686 | 525.4713 | 49.8624 | 49.8643 | 0.016639 | 0.7505 | 526.2218 | 526.2218 | 0 | 0 | 0 |  |  |  | 1 |  |  |  |  | 0
49.8639 | 0 | 527.1914 | 527.1914 |  | 1 | 15:10 | -14.92 |  | 505.9716 | -0.49608 | 526.6953 | 49.8625 | 49.8646 | 0.014975 | 0.67545 | 527.3708 | 527.3708 | 0 | 0 | 0 |  |  |  | 1 |  |  |  |  | 0
49.8639 | 0 | 527.1914 | 527.1914 |  | 1 | 15:10 | -14.9 |  | 505.9709 | -0.4953 | 526.6961 | 49.8627 | 49.8649 | 0.013477 | 0.6079 | 527.304 | 527.304 | 0 | 0 | 0 |  |  |  | 1 |  |  |  |  | 0
49.8639 | 0 | 527.1914 | 527.1914 |  | 1 | 15:10 | -14.88 |  | 505.9701 | -0.49452 | 526.6969 | 49.8628 | 49.8651 | 0.01213 | 0.54711 | 527.244 | 527.244 | 0 | 0 | 0 |  |  |  | 1 |  |  |  |  | 0
49.8639 | 0 | 525.9682 | 525.9682 |  | 1 | 15:10 | -14.86 |  | 505.9693 | -0.49374 | 525.4745 | 49.8629 | 49.8653 | 0.010917 | 0.4924 | 525.9669 | 525.9669 | 0 | 0 | 0 |  |  |  | 1 |  |  |  |  | 0
49.8639 | 0 | 527.1914 | 527.1914 |  | 1 | 15:10 | -14.84 |  | 505.9685 | -0.49296 | 526.6984 | 49.863 | 49.8655 | 0.009825 | 0.44316 | 527.1416 | 527.1416 | 0 | 0 | 0 |  |  |  | 1 |  |  |  |  | 0
49.8639 | 0 | 525.9682 | 525.9682 |  | 1 | 15:10 | -14.82 |  | 505.9677 | -0.49218 | 525.476 | 49.8631 | 49.8657 | 0.0088425 | 0.39885 | 525.8749 | 525.8749 | 0 | 0 | 0 |  |  |  | 1 |  |  |  |  | 0
49.8674 | 0 | 527.1914 | 527.1914 |  | 1 | 15:10 | -14.8 |  | 505.967 | -0.4914 | 526.7 | 49.8635 | 49.8659 | 0.0079582 | 0.35899 | 527.059 | 527.059 | 0 | 0 | 0 |  |  |  | 1 |  |  |  |  | 0
49.8674 | 0 | 527.1914 | 527.1914 |  | 1 | 15:10 | -14.78 |  | 505.9662 | -0.49062 | 526.7008 | 49.8639 | 49.866 | 0.0071624 | 0.32309 | 527.0239 | 527.0239 | 0 | 0 | 0 |  |  |  | 1 |  |  |  |  | 0
49.8674 | 0 | 525.9682 | 525.9682 |  | 1 | 15:10 | -14.76 |  | 505.9654 | -0.48984 | 525.4784 | 49.8643 | 49.8662 | 0.0064462 | 0.29078 | 525.7691 | 525.7691 | 0 | 0 | 0 |  |  |  | 1 |  |  |  |  | 0
49.8674 | 0 | 527.1914 | 527.1914 |  | 1 | 15:10 | -14.74 |  | 505.9646 | -0.48906 | 526.7023 | 49.8646 | 49.8663 | 0.0092016 | 0.41507 | 527.1174 | 527.1174 | 0 | 0 | 0 |  |  |  | 1 |  |  |  |  | 0
49.8674 | 0 | 527.1914 | 527.1914 |  | 1 | 15:10 | -14.72 |  | 505.9638 | -0.48828 | 526.7031 | 49.8649 | 49.8664 | 0.013381 | 0.60362 | 527.3067 | 527.3067 | 0 | 0 | 0 |  |  |  | 1 |  |  |  |  | 0
49.8674 | 0 | 527.1914 | 527.1914 |  | 1 | 15:10 | -14.7 |  | 505.9631 | -0.4875 | 526.7039 | 49.8651 | 49.8669 | 0.017143 | 0.77331 | 527.4772 | 527.4772 | 0 | 0 | 0 |  |  |  | 1 |  |  |  |  | 0
49.8674 | 0 | 525.9682 | 525.9682 |  | 1 | 15:10 | -14.68 |  | 505.9623 | -0.48672 | 525.4815 | 49.8653 | 49.8672 | 0.018829 | 0.84935 | 526.3308 | 526.3308 | 0 | 0 | 0 |  |  |  | 1 |  |  |  |  | 0
49.8674 | 0 | 527.1914 | 527.1914 |  | 1 | 15:10 | -14.66 |  | 505.9615 | -0.48594 | 526.7055 | 49.8655 | 49.8676 | 0.016946 | 0.76442 | 527.4699 | 527.4699 | 0 | 0 | 0 |  |  |  | 1 |  |  |  |  | 0
49.8674 | 0 | 527.1914 | 527.1914 |  | 1 | 15:10 | -14.64 |  | 505.9607 | -0.48516 | 526.7062 | 49.8657 | 49.8679 | 0.015251 | 0.68797 | 527.3942 | 527.3942 | 0 | 0 | 0 |  |  |  | 1 |  |  |  |  | 0
49.8674 | 0 | 525.9682 | 525.9682 |  | 1 | 15:10 | -14.62 |  | 505.9599 | -0.48438 | 525.4838 | 49.8659 | 49.8682 | 0.013726 | 0.61918 | 526.103 | 526.103 | 0 | 0 | 0 |  |  |  | 1 |  |  |  |  | 0
49.8674 | 0 | 527.1914 | 527.1914 |  | 1 | 15:10 | -14.6 |  | 505.9592 | -0.4836 | 526.7078 | 49.866 | 49.8685 | 0.012354 | 0.55726 | 527.2651 | 527.2651 | 0 | 0 | 0 |  |  |  | 1 |  |  |  |  | 0
49.8674 | 0 | 525.9682 | 525.9682 |  | 1 | 15:10 | -14.58 |  | 505.9584 | -0.48282 | 525.4854 | 49.8662 | 49.8687 | 0.011118 | 0.50153 | 525.9869 | 525.9869 | 0 | 0 | 0 |  |  |  | 1 |  |  |  |  | 0
49.8674 | 0 | 527.1914 | 527.1914 |  | 1 | 15:10 | -14.56 |  | 505.9576 | -0.48204 | 526.7094 | 49.8663 | 49.8689 | 0.010006 | 0.45138 | 527.1607 | 527.1607 | 0 | 0 | 0 |  |  |  | 1 |  |  |  |  | 0
49.8674 | 0 | 527.1914 | 527.1914 |  | 1 | 15:10 | -14.54 |  | 505.9568 | -0.48126 | 526.7101 | 49.8664 | 49.8691 | 0.0090058 | 0.40624 | 527.1164 | 527.1164 | 0 | 0 | 0 |  |  |  | 1 |  |  |  |  | 0
49.8708 | 0 | 527.1914 | 527.1914 |  | 1 | 15:10 | -14.52 |  | 505.956 | -0.48048 | 526.7109 | 49.8669 | 49.8693 | 0.0081052 | 0.36564 | 527.0766 | 527.0766 | 0 | 0 | 0 |  |  |  | 1 |  |  |  |  | 0
49.8708 | 0 | 527.1914 | 527.1914 |  | 1 | 15:10 | -14.5 |  | 505.9553 | -0.4797 | 526.7117 | 49.8672 | 49.8694 | 0.0072947 | 0.32908 | 527.0408 | 527.0408 | 0 | 0 | 0 |  |  |  | 1 |  |  |  |  | 0
49.8708 | 0 | 525.9682 | 525.9682 |  | 1 | 15:10 | -14.48 |  | 505.9545 | -0.47892 | 525.4893 | 49.8676 | 49.8696 | 0.0065652 | 0.29617 | 525.7854 | 525.7854 | 0 | 0 | 0 |  |  |  | 1 |  |  |  |  | 0
49.8708 | 0 | 527.1914 | 527.1914 |  | 1 | 15:10 | -14.46 |  | 505.9537 | -0.47814 | 526.7133 | 49.8679 | 49.8697 | 0.0059087 | 0.26655 | 526.9798 | 526.9798 | 0 | 0 | 0 |  |  |  | 1 |  |  |  |  | 0
49.8708 | 0 | 527.1914 | 527.1914 |  | 1 | 15:10 | -14.44 |  | 505.9529 | -0.47736 | 526.714 | 49.8682 | 49.8698 | 0.0053178 | 0.2399 | 526.9539 | 526.9539 | 0 | 0 | 0 |  |  |  | 1 |  |  |  |  | 0
49.8708 | 0 | 527.1914 | 527.1914 |  | 1 | 15:10 | -14.42 |  | 505.9521 | -0.47658 | 526.7148 | 49.8685 | 49.8699 | 0.0047861 | 0.21591 | 526.9307 | 526.9307 | 0 | 0 | 0 |  |  |  | 1 |  |  |  |  | 0
49.8708 | 0 | 527.1914 | 527.1914 |  | 1 | 15:10 | -14.4 |  | 505.9514 | -0.4758 | 526.7156 | 49.8687 | 49.87 | 0.0043075 | 0.19432 | 526.9099 | 526.9099 | 0 | 0 | 0 |  |  |  | 1 |  |  |  |  | 0
49.8708 | 0 | 527.1914 | 527.1914 |  | 1 | 15:10 | -14.38 |  | 505.9506 | -0.47502 | 526.7164 | 49.8689 | 49.8701 | 0.0038767 | 0.17489 | 526.8913 | 526.8913 | 0 | 0 | 0 |  |  |  | 1 |  |  |  |  | 0
49.8708 | 0 | 527.1914 | 527.1914 |  | 1 | 15:10 | -14.36 |  | 505.9498 | -0.47424 | 526.7172 | 49.8691 | 49.8701 | 0.003489 | 0.1574 | 526.8746 | 526.8746 | 0 | 0 | 0 |  |  |  | 1 |  |  |  |  | 0
49.8708 | 0 | 528.4146 | 528.4146 |  | 1 | 15:10 | -14.34 |  | 505.949 | -0.47346 | 527.9411 | 49.8693 | 49.8702 | 0.0031401 | 0.14166 | 528.0828 | 528.0828 | 0 | 0 | 0 |  |  |  | 1 |  |  |  |  | 0
49.8708 | 0 | 528.4146 | 528.4146 |  | 1 | 15:10 | -14.32 |  | 505.9482 | -0.47268 | 527.9419 | 49.8694 | 49.8703 | 0.0028261 | 0.12749 | 528.0694 | 528.0694 | 0 | 0 | 0 |  |  |  | 1 |  |  |  |  | 0
49.8708 | 0 | 528.4146 | 528.4146 |  | 1 | 15:10 | -14.3 |  | 505.9475 | -0.4719 | 527.9427 | 49.8696 | 49.8703 | 0.0025435 | 0.11474 | 528.0574 | 528.0574 | 0 | 0 | 0 |  |  |  | 1 |  |  |  |  | 0
49.8708 | 0 | 527.1914 | 527.1914 |  | 1 | 15:10 | -14.28 |  | 505.9467 | -0.47112 | 526.7203 | 49.8697 | 49.8704 | 0.0022892 | 0.10327 | 526.8235 | 526.8235 | 0 | 0 | 0 |  |  |  | 1 |  |  |  |  | 0
49.8708 | 0 | 527.1914 | 527.1914 |  | 1 | 15:10 | -14.26 |  | 505.9459 | -0.47034 | 526.7211 | 49.8698 | 49.8704 | 0.0020602 | 0.092942 | 526.814 | 526.814 | 0 | 0 | 0 |  |  |  | 1 |  |  |  |  | 0
49.8708 | 0 | 528.4146 | 528.4146 |  | 1 | 15:10 | -14.24 |  | 505.9451 | -0.46956 | 527.945 | 49.8699 | 49.8705 | 0.0018542 | 0.083647 | 528.0287 | 528.0287 | 0 | 0 | 0 |  |  |  | 1 |  |  |  |  | 0
49.8708 | 0 | 528.4146 | 528.4146 |  | 1 | 15:10 | -14.22 |  | 505.9443 | -0.46878 | 527.9458 | 49.87 | 49.8705 | 0.0016688 | 0.075283 | 528.0211 | 528.0211 | 0 | 0 | 0 |  |  |  | 1 |  |  |  |  | 0
49.8708 | 0 | 528.4146 | 528.4146 |  | 1 | 15:10 | -14.2 |  | 505.9436 | -0.468 | 527.9466 | 49.8701 | 49.8705 | 0.0015019 | 0.067754 | 528.0144 | 528.0144 | 0 | 0 | 0 |  |  |  | 1 |  |  |  |  | 0
49.8708 | 0 | 528.4146 | 528.4146 |  | 1 | 15:10 | -14.18 |  | 505.9428 | -0.46722 | 527.9474 | 49.8701 | 49.8705 | 0.0013517 | 0.060979 | 528.0084 | 528.0084 | 0 | 0 | 0 |  |  |  | 1 |  |  |  |  | 0
49.8708 | 0 | 528.4146 | 528.4146 |  | 1 | 15:10 | -14.16 |  | 505.942 | -0.46644 | 527.9482 | 49.8702 | 49.8706 | 0.0012166 | 0.054881 | 528.003 | 528.003 | 0 | 0 | 0 |  |  |  | 1 |  |  |  |  | 0
49.8708 | 0 | 528.4146 | 528.4146 |  | 1 | 15:10 | -14.14 |  | 505.9412 | -0.46566 | 527.9489 | 49.8703 | 49.8706 | 0.0010949 | 0.049393 | 527.9983 | 527.9983 | 0 | 0 | 0 |  |  |  | 1 |  |  |  |  | 0
49.8708 | 0 | 528.4146 | 528.4146 |  | 1 | 15:10 | -14.12 |  | 505.9404 | -0.46488 | 527.9497 | 49.8703 | 49.8706 | 0.00098541 | 0.044454 | 527.9942 | 527.9942 | 0 | 0 | 0 |  |  |  | 1 |  |  |  |  | 0
49.8708 | 0 | 528.4146 | 528.4146 |  | 1 | 15:10 | -14.1 |  | 505.9397 | -0.4641 | 527.9505 | 49.8704 | 49.8706 | 0.00088687 | 0.040008 | 527.9905 | 527.9905 | 0 | 0 | 0 |  |  |  | 1 |  |  |  |  | 0
49.8708 | 0 | 527.1914 | 527.1914 |  | 1 | 15:10 | -14.08 |  | 505.9389 | -0.46332 | 526.7281 | 49.8704 | 49.8706 | 0.00079818 | 0.036007 | 526.7641 | 526.7641 | 0 | 0 | 0 |  |  |  | 1 |  |  |  |  | 0
49.8708 | 0 | 527.1914 | 527.1914 |  | 1 | 15:10 | -14.06 |  | 505.9381 | -0.46254 | 526.7289 | 49.8705 | 49.8707 | 0.00071836 | 0.032407 | 526.7613 | 526.7613 | 0 | 0 | 0 |  |  |  | 1 |  |  |  |  | 0
49.8708 | 0 | 528.4146 | 528.4146 |  | 1 | 15:10 | -14.04 |  | 505.9373 | -0.46176 | 527.9528 | 49.8705 | 49.8707 | 0.00064653 | 0.029166 | 527.982 | 527.982 | 0 | 0 | 0 |  |  |  | 1 |  |  |  |  | 0
49.8708 | 0 | 528.4146 | 528.4146 |  | 1 | 15:10 | -14.02 |  | 505.9365 | -0.46098 | 527.9536 | 49.8705 | 49.8707 | 0.00058187 | 0.026249 | 527.9799 | 527.9799 | 0 | 0 | 0 |  |  |  | 1 |  |  |  |  | 0
49.8708 | 0 | 528.4146 | 528.4146 |  | 1 | 15:10 | -14 |  | 505.9358 | -0.4602 | 527.9544 | 49.8705 | 49.8707 | 0.00052369 | 0.023624 | 527.978 | 527.978 | 0 | 0 | 0 |  |  |  | 1 |  |  |  |  | 0
49.8708 | 0 | 527.1914 | 527.1914 |  | 1 | 15:10 | -13.98 |  | 505.935 | -0.45942 | 526.732 | 49.8706 | 49.8707 | 0.00047132 | 0.021262 | 526.7532 | 526.7532 | 0 | 0 | 0 |  |  |  | 1 |  |  |  |  | 0
49.8708 | 0 | 528.4146 | 528.4146 |  | 1 | 15:10 | -13.96 |  | 505.9342 | -0.45864 | 527.956 | 49.8706 | 49.8707 | 0.00042419 | 0.019136 | 527.9751 | 527.9751 | 0 | 0 | 0 |  |  |  | 1 |  |  |  |  | 0
49.8708 | 0 | 528.4146 | 528.4146 |  | 1 | 15:10 | -13.94 |  | 505.9334 | -0.45786 | 527.9567 | 49.8706 | 49.8707 | 0.00038177 | 0.017222 | 527.974 | 527.974 | 0 | 0 | 0 |  |  |  | 1 |  |  |  |  | 0
49.8708 | 0 | 527.1914 | 527.1914 |  | 1 | 15:10 | -13.92 |  | 505.9326 | -0.45708 | 526.7343 | 49.8706 | 49.8707 | 0.00034359 | 0.0155 | 526.7498 | 526.7498 | 0 | 0 | 0 |  |  |  | 1 |  |  |  |  | 0
49.8708 | 0 | 528.4146 | 528.4146 |  | 1 | 15:10 | -13.9 |  | 505.9319 | -0.4563 | 527.9583 | 49.8706 | 49.8707 | 0.00030923 | 0.01395 | 527.9723 | 527.9723 | 0 | 0 | 0 |  |  |  | 1 |  |  |  |  | 0
49.8708 | 0 | 527.1914 | 527.1914 |  | 1 | 15:10 | -13.88 |  | 505.9311 | -0.45552 | 526.7359 | 49.8707 | 49.8707 | 0.00027831 | 0.012555 | 526.7484 | 526.7484 | 0 | 0 | 0 |  |  |  | 1 |  |  |  |  | 0
49.8708 | 0 | 528.4146 | 528.4146 |  | 1 | 15:10 | -13.86 |  | 505.9303 | -0.45474 | 527.9599 | 49.8707 | 49.8708 | 0.00025048 | 0.0113 | 527.9712 | 527.9712 | 0 | 0 | 0 |  |  |  | 1 |  |  |  |  | 0
49.8708 | 0 | 527.1914 | 527.1914 |  | 1 | 15:10 | -13.84 |  | 505.9295 | -0.45396 | 526.7374 | 49.8707 | 49.8708 | 0.00022543 | 0.01017 | 526.7476 | 526.7476 | 0 | 0 | 0 |  |  |  | 1 |  |  |  |  | 0
49.8708 | 0 | 528.4146 | 528.4146 |  | 1 | 15:10 | -13.82 |  | 505.9287 | -0.45318 | 527.9614 | 49.8707 | 49.8708 | 0.00020289 | 0.0091526 | 527.9706 | 527.9706 | 0 | 0 | 0 |  |  |  | 1 |  |  |  |  | 0
49.8708 | 0 | 528.4146 | 528.4146 |  | 1 | 15:10 | -13.8 |  | 505.928 | -0.4524 | 527.9622 | 49.8707 | 49.8708 | 0.0001826 | 0.0082373 | 527.9704 | 527.9704 | 0 | 0 | 0 |  |  |  | 1 |  |  |  |  | 0
49.8708 | 0 | 527.1914 | 527.1914 |  | 1 | 15:10 | -13.78 |  | 505.9272 | -0.45162 | 526.7398 | 49.8707 | 49.8708 | 0.00016434 | 0.0074136 | 526.7472 | 526.7472 | 0 | 0 | 0 |  |  |  | 1 |  |  |  |  | 0
49.8708 | 0 | 527.1914 | 527.1914 |  | 1 | 15:10 | -13.76 |  | 505.9264 | -0.45084 | 526.7406 | 49.8707 | 49.8708 | 0.0001479 | 0.0066723 | 526.7472 | 526.7472 | 0 | 0 | 0 |  |  |  | 1 |  |  |  |  | 0
49.8708 | 0 | 527.1914 | 527.1914 |  | 1 | 15:10 | -13.74 |  | 505.9256 | -0.45006 | 526.7413 | 49.8707 | 49.8708 | 0.00013311 | 0.006005 | 526.7473 | 526.7473 | 0 | 0 | 0 |  |  |  | 1 |  |  |  |  | 0
49.8708 | 0 | 527.1914 | 527.1914 |  | 1 | 15:10 | -13.72 |  | 505.9248 | -0.44928 | 526.7421 | 49.8707 | 49.8708 | 0.0001198 | 0.0054045 | 526.7475 | 526.7475 | 0 | 0 | 0 |  |  |  | 1 |  |  |  |  | 0
49.8708 | 0 | 528.4146 | 528.4146 |  | 1 | 15:10 | -13.7 |  | 505.9241 | -0.4485 | 527.9661 | 49.8707 | 49.8708 | 0.00010782 | 0.0048641 | 527.971 | 527.971 | 0 | 0 | 0 |  |  |  | 1 |  |  |  |  | 0
49.8708 | 0 | 527.1914 | 527.1914 |  | 1 | 15:10 | -13.68 |  | 505.9233 | -0.44772 | 526.7437 | 49.8708 | 49.8708 | 9.704e-05 | 0.0043777 | 526.7481 | 526.7481 | 0 | 0 | 0 |  |  |  | 1 |  |  |  |  | 0
49.8708 | 0 | 528.4146 | 528.4146 |  | 1 | 15:10 | -13.66 |  | 505.9225 | -0.44694 | 527.9677 | 49.8708 | 49.8708 | 8.7336e-05 | 0.0039399 | 527.9716 | 527.9716 | 0 | 0 | 0 |  |  |  | 1 |  |  |  |  | 0
49.8708 | 0 | 527.1914 | 527.1914 |  | 1 | 15:10 | -13.64 |  | 505.9217 | -0.44616 | 526.7452 | 49.8708 | 49.8708 | 7.8602e-05 | 0.0035459 | 526.7488 | 526.7488 | 0 | 0 | 0 |  |  |  | 1 |  |  |  |  | 0
49.8708 | 0 | 528.4146 | 528.4146 |  | 1 | 15:10 | -13.62 |  | 505.9209 | -0.44538 | 527.9692 | 49.8708 | 49.8708 | 7.0742e-05 | 0.0031913 | 527.9724 | 527.9724 | 0 | 0 | 0 |  |  |  | 1 |  |  |  |  | 0
49.8708 | 0 | 528.4146 | 528.4146 |  | 1 | 15:10 | -13.6 |  | 505.9202 | -0.4446 | 527.97 | 49.8708 | 49.8708 | 6.3668e-05 | 0.0028722 | 527.9729 | 527.9729 | 0 | 0 | 0 |  |  |  | 1 |  |  |  |  | 0
49.8708 | 0 | 528.4146 | 528.4146 |  | 1 | 15:10 | -13.58 |  | 505.9194 | -0.44382 | 527.9708 | 49.8708 | 49.8708 | 5.7301e-05 | 0.002585 | 527.9734 | 527.9734 | 0 | 0 | 0 |  |  |  | 1 |  |  |  |  | 0
49.8708 | 0 | 528.4146 | 528.4146 |  | 1 | 15:10 | -13.56 |  | 505.9186 | -0.44304 | 527.9716 | 49.8708 | 49.8708 | 5.1571e-05 | 0.0023265 | 527.9739 | 527.9739 | 0 | 0 | 0 |  |  |  | 1 |  |  |  |  | 0
49.8708 | 0 | 528.4146 | 528.4146 |  | 1 | 15:10 | -13.54 |  | 505.9178 | -0.44226 | 527.9723 | 49.8708 | 49.8708 | 4.6414e-05 | 0.0020938 | 527.9744 | 527.9744 | 0 | 0 | 0 |  |  |  | 1 |  |  |  |  | 0
49.8708 | 0 | 528.4146 | 528.4146 |  | 1 | 15:10 | -13.52 |  | 505.917 | -0.44148 | 527.9731 | 49.8708 | 49.8708 | 4.1773e-05 | 0.0018844 | 527.975 | 527.975 | 0 | 0 | 0 |  |  |  | 1 |  |  |  |  | 0
49.8708 | 0 | 528.4146 | 528.4146 |  | 1 | 15:10 | -13.5 |  | 505.9163 | -0.4407 | 527.9739 | 49.8708 | 49.8708 | 3.7595e-05 | 0.001696 | 527.9756 | 527.9756 | 0 | 0 | 0 |  |  |  | 1 |  |  |  |  | 0
49.8708 | 0 | 527.1914 | 527.1914 |  | 1 | 15:10 | -13.48 |  | 505.9155 | -0.43992 | 526.7515 | 49.8708 | 49.8708 | 3.3836e-05 | 0.0015264 | 526.753 | 526.753 | 0 | 0 | 0 |  |  |  | 1 |  |  |  |  | 0
49.8708 | 0 | 528.4146 | 528.4146 |  | 1 | 15:10 | -13.46 |  | 505.9147 | -0.43914 | 527.9755 | 49.8708 | 49.8708 | 3.0452e-05 | 0.0013738 | 527.9768 | 527.9768 | 0 | 0 | 0 |  |  |  | 1 |  |  |  |  | 0
49.8708 | 0 | 529.6378 | 529.6378 |  | 1 | 15:10 | -13.44 |  | 505.9139 | -0.43836 | 529.1994 | 49.8708 | 49.8708 | 2.7407e-05 | 0.0012364 | 529.2006 | 529.2006 | 0 | 0 | 0 |  |  |  | 1 |  |  |  |  | 0
49.8708 | 0 | 528.4146 | 528.4146 |  | 1 | 15:10 | -13.42 |  | 505.9131 | -0.43758 | 527.977 | 49.8708 | 49.8708 | 2.4666e-05 | 0.0011127 | 527.9781 | 527.9781 | 0 | 0 | 0 |  |  |  | 1 |  |  |  |  | 0
49.8708 | 0 | 528.4146 | 528.4146 |  | 1 | 15:10 | -13.4 |  | 505.9124 | -0.4368 | 527.9778 | 49.8708 | 49.8708 | 2.22e-05 | 0.0010015 | 527.9788 | 527.9788 | 0 | 0 | 0 |  |  |  | 1 |  |  |  |  | 0
49.8708 | 0 | 528.4146 | 528.4146 |  | 1 | 15:10 | -13.38 |  | 505.9116 | -0.43602 | 527.9786 | 49.8708 | 49.8708 | 1.998e-05 | 0.00090132 | 527.9795 | 527.9795 | 0 | 0 | 0 |  |  |  | 1 |  |  |  |  | 0
49.8708 | 0 | 528.4146 | 528.4146 |  | 1 | 15:10 | -13.36 |  | 505.9108 | -0.43524 | 527.9794 | 49.8708 | 49.8708 | 1.7982e-05 | 0.00081119 | 527.9802 | 527.9802 | 0 | 0 | 0 |  |  |  | 1 |  |  |  |  | 0
49.8708 | 0 | 529.6378 | 529.6378 |  | 1 | 15:10 | -13.34 |  | 505.91 | -0.43446 | 529.2033 | 49.8708 | 49.8708 | 1.6184e-05 | 0.00073007 | 529.204 | 529.204 | 0 | 0 | 0 |  |  |  | 1 |  |  |  |  | 0
49.8708 | 0 | 528.4146 | 528.4146 |  | 1 | 15:10 | -13.32 |  | 505.9092 | -0.43368 | 527.9809 | 49.8708 | 49.8708 | 1.4565e-05 | 0.00065706 | 527.9816 | 527.9816 | 0 | 0 | 0 |  |  |  | 1 |  |  |  |  | 0
49.8708 | 0 | 529.6378 | 529.6378 |  | 1 | 15:10 | -13.3 |  | 505.9085 | -0.4329 | 529.2049 | 49.8708 | 49.8708 | 1.3109e-05 | 0.00059136 | 529.2054 | 529.2054 | 0 | 0 | 0 |  |  |  | 1 |  |  |  |  | 0
49.8708 | 0 | 527.1914 | 527.1914 |  | 1 | 15:10 | -13.28 |  | 505.9077 | -0.43212 | 526.7593 | 49.8708 | 49.8708 | 1.1798e-05 | 0.00053222 | 526.7598 | 526.7598 | 0 | 0 | 0 |  |  |  | 1 |  |  |  |  | 0
49.8708 | 0 | 528.4146 | 528.4146 |  | 1 | 15:10 | -13.26 |  | 505.9069 | -0.43134 | 527.9833 | 49.8708 | 49.8708 | 1.0618e-05 | 0.000479 | 527.9837 | 527.9837 | 0 | 0 | 0 |  |  |  | 1 |  |  |  |  | 0
49.8708 | 0 | 529.6378 | 529.6378 |  | 1 | 15:10 | -13.24 |  | 505.9061 | -0.43056 | 529.2072 | 49.8708 | 49.8708 | 9.5562e-06 | 0.0004311 | 529.2076 | 529.2076 | 0 | 0 | 0 |  |  |  | 1 |  |  |  |  | 0
49.8708 | 0 | 528.4146 | 528.4146 |  | 1 | 15:10 | -13.22 |  | 505.9053 | -0.42978 | 527.9848 | 49.8708 | 49.8708 | -0.0033914 | -0.15299 | 527.8318 | 527.8318 | 0 | 0 | 0 |  |  |  | 1 |  |  |  |  | 0
49.8708 | 0 | 527.1914 | 527.1914 |  | 1 | 15:10 | -13.2 |  | 505.9046 | -0.429 | 526.7624 | 49.8708 | 49.8708 | -0.0081523 | -0.36776 | 526.3946 | 526.3946 | 0 | 0 | 0 |  |  |  | 1 |  |  |  |  | 0
49.8708 | 0 | 527.1914 | 527.1914 |  | 1 | 15:10 | -13.18 |  | 505.9038 | -0.42822 | 526.7632 | 49.8708 | 49.8705 | -0.012437 | -0.56106 | 526.2021 | 526.2021 | 0 | 0 | 0 |  |  |  | 1 |  |  |  |  | 0
49.8708 | 0 | 527.1914 | 527.1914 |  | 1 | 15:10 | -13.16 |  | 505.903 | -0.42744 | 526.764 | 49.8708 | 49.8702 | -0.014593 | -0.65833 | 526.1056 | 526.1056 | 0 | 0 | 0 |  |  |  | 1 |  |  |  |  | 0
49.8708 | 0 | 527.1914 | 527.1914 |  | 1 | 15:10 | -13.14 |  | 505.9022 | -0.42666 | 526.7647 | 49.8708 | 49.8699 | -0.013134 | -0.5925 | 526.1722 | 526.1722 | 0 | 0 | 0 |  |  |  | 1 |  |  |  |  | 0
49.8708 | 0 | 528.4146 | 528.4146 |  | 1 | 15:10 | -13.12 |  | 505.9014 | -0.42588 | 527.9887 | 49.8708 | 49.8696 | -0.011821 | -0.53325 | 527.4555 | 527.4555 | 0 | 0 | 0 |  |  |  | 1 |  |  |  |  | 0
49.8708 | 0 | 528.4146 | 528.4146 |  | 1 | 15:10 | -13.1 |  | 505.9007 | -0.4251 | 527.9895 | 49.8708 | 49.8694 | -0.010639 | -0.47992 | 527.5096 | 527.5096 | 0 | 0 | 0 |  |  |  | 1 |  |  |  |  | 0
49.8708 | 0 | 525.9682 | 525.9682 |  | 1 | 15:10 | -13.08 |  | 505.8999 | -0.42432 | 525.5439 | 49.8708 | 49.8692 | -0.0095747 | -0.43193 | 525.1119 | 525.1119 | 0 | 0 | 0 |  |  |  | 1 |  |  |  |  | 0
49.8708 | 0 | 528.4146 | 528.4146 |  | 1 | 15:10 | -13.06 |  | 505.8991 | -0.42354 | 527.9911 | 49.8708 | 49.869 | -0.0086172 | -0.38874 | 527.6023 | 527.6023 | 0 | 0 | 0 |  |  |  | 1 |  |  |  |  | 0
49.8708 | 0 | 528.4146 | 528.4146 |  | 1 | 15:10 | -13.04 |  | 505.8983 | -0.42276 | 527.9918 | 49.8708 | 49.8689 | -0.0077555 | -0.34987 | 527.642 | 527.642 | 0 | 0 | 0 |  |  |  | 1 |  |  |  |  | 0
49.8708 | 0 | 528.4146 | 528.4146 |  | 1 | 15:10 | -13.02 |  | 505.8975 | -0.42198 | 527.9926 | 49.8708 | 49.8687 | -0.0069799 | -0.31488 | 527.6777 | 527.6777 | 0 | 0 | 0 |  |  |  | 1 |  |  |  |  | 0
49.8674 | 0 | 529.6378 | 529.6378 |  | 1 | 15:10 | -13 |  | 505.8968 | -0.4212 | 529.2166 | 49.8705 | 49.8686 | -0.006282 | -0.28337 | 528.9332 | 528.9332 | 0 | 0 | 0 |  |  |  | 1 |  |  |  |  | 0
49.8674 | 0 | 529.6378 | 529.6378 |  | 1 | 15:10 | -12.98 |  | 505.896 | -0.42042 | 529.2173 | 49.8702 | 49.8685 | -0.0091538 | -0.41292 | 528.8044 | 528.8044 | 0 | 0 | 0 |  |  |  | 1 |  |  |  |  | 0
49.8674 | 0 | 529.6378 | 529.6378 |  | 1 | 15:10 | -12.96 |  | 505.8952 | -0.41964 | 529.2181 | 49.8699 | 49.8684 | -0.013488 | -0.60845 | 528.6097 | 528.6097 | 0 | 0 | 0 |  |  |  | 1 |  |  |  |  | 0
49.8674 | 0 | 529.6378 | 529.6378 |  | 1 | 15:10 | -12.94 |  | 505.8944 | -0.41886 | 529.2189 | 49.8696 | 49.8679 | -0.01739 | -0.78442 | 528.4345 | 528.4345 | 0 | 0 | 0 |  |  |  | 1 |  |  |  |  | 0
49.8674 | 0 | 528.4146 | 528.4146 |  | 1 | 15:10 | -12.92 |  | 505.8936 | -0.41808 | 527.9965 | 49.8694 | 49.8675 | -0.019151 | -0.86386 | 527.1327 | 527.1327 | 0 | 0 | 0 |  |  |  | 1 |  |  |  |  | 0
49.8674 | 0 | 529.6378 | 529.6378 |  | 1 | 15:10 | -12.9 |  | 505.8929 | -0.4173 | 529.2205 | 49.8692 | 49.8672 | -0.017236 | -0.77747 | 528.443 | 528.443 | 0 | 0 | 0 |  |  |  | 1 |  |  |  |  | 0
49.8674 | 0 | 529.6378 | 529.6378 |  | 1 | 15:10 | -12.88 |  | 505.8921 | -0.41652 | 529.2212 | 49.869 | 49.8668 | -0.015512 | -0.69973 | 528.5215 | 528.5215 | 0 | 0 | 0 |  |  |  | 1 |  |  |  |  | 0
49.8674 | 0 | 529.6378 | 529.6378 |  | 1 | 15:10 | -12.86 |  | 505.8913 | -0.41574 | 529.222 | 49.8689 | 49.8665 | -0.013961 | -0.62975 | 528.5923 | 528.5923 | 0 | 0 | 0 |  |  |  | 1 |  |  |  |  | 0
49.8674 | 0 | 528.4146 | 528.4146 |  | 1 | 15:10 | -12.84 |  | 505.8905 | -0.41496 | 527.9996 | 49.8687 | 49.8663 | -0.012565 | -0.56678 | 527.4329 | 527.4329 | 0 | 0 | 0 |  |  |  | 1 |  |  |  |  | 0
49.8674 | 0 | 529.6378 | 529.6378 |  | 1 | 15:10 | -12.82 |  | 505.8897 | -0.41418 | 529.2236 | 49.8686 | 49.866 | -0.011308 | -0.5101 | 528.7135 | 528.7135 | 0 | 0 | 0 |  |  |  | 1 |  |  |  |  | 0
49.8674 | 0 | 528.4146 | 528.4146 |  | 1 | 15:10 | -12.8 |  | 505.889 | -0.4134 | 528.0012 | 49.8685 | 49.8658 | -0.010177 | -0.45909 | 527.5421 | 527.5421 | 0 | 0 | 0 |  |  |  | 1 |  |  |  |  | 0
49.8674 | 0 | 529.6378 | 529.6378 |  | 1 | 15:10 | -12.78 |  | 505.8882 | -0.41262 | 529.2251 | 49.8684 | 49.8656 | -0.0091597 | -0.41318 | 528.812 | 528.812 | 0 | 0 | 0 |  |  |  | 1 |  |  |  |  | 0
49.8639 | 0 | 529.6378 | 529.6378 |  | 1 | 15:10 | -12.76 |  | 505.8874 | -0.41184 | 529.2259 | 49.8679 | 49.8655 | -0.0082437 | -0.37184 | 528.8541 | 528.8541 | 0 | 0 | 0 |  |  |  | 1 |  |  |  |  | 0
49.8639 | 0 | 528.4146 | 528.4146 |  | 1 | 15:10 | -12.74 |  | 505.8866 | -0.41106 | 528.0035 | 49.8675 | 49.8653 | -0.0074193 | -0.33465 | 527.6689 | 527.6689 | 0 | 0 | 0 |  |  |  | 1 |  |  |  |  | 0
49.8639 | 0 | 528.4146 | 528.4146 |  | 1 | 15:10 | -12.72 |  | 505.8858 | -0.41028 | 528.0043 | 49.8672 | 49.8652 | -0.0066774 | -0.30119 | 527.7031 | 527.7031 | 0 | 0 | 0 |  |  |  | 1 |  |  |  |  | 0
49.8639 | 0 | 528.4146 | 528.4146 |  | 1 | 15:10 | -12.7 |  | 505.8851 | -0.4095 | 528.0051 | 49.8668 | 49.865 | -0.0060097 | -0.27107 | 527.734 | 527.734 | 0 | 0 | 0 |  |  |  | 1 |  |  |  |  | 0
49.8639 | 0 | 528.4146 | 528.4146 |  | 1 | 15:10 | -12.68 |  | 505.8843 | -0.40872 | 528.0059 | 49.8665 | 49.8649 | -0.0054087 | -0.24396 | 527.7619 | 527.7619 | 0 | 0 | 0 |  |  |  | 1 |  |  |  |  | 0
49.8639 | 0 | 529.6378 | 529.6378 |  | 1 | 15:10 | -12.66 |  | 505.8835 | -0.40794 | 529.2298 | 49.8663 | 49.8648 | -0.0048678 | -0.21957 | 529.0102 | 529.0102 | 0 | 0 | 0 |  |  |  | 1 |  |  |  |  | 0
49.8639 | 0 | 528.4146 | 528.4146 |  | 1 | 15:10 | -12.64 |  | 505.8827 | -0.40716 | 528.0074 | 49.866 | 49.8647 | -0.004381 | -0.19761 | 527.8098 | 527.8098 | 0 | 0 | 0 |  |  |  | 1 |  |  |  |  | 0
49.8639 | 0 | 527.1914 | 527.1914 |  | 1 | 15:10 | -12.62 |  | 505.8819 | -0.40638 | 526.785 | 49.8658 | 49.8646 | -0.0039429 | -0.17785 | 526.6072 | 526.6072 | 0 | 0 | 0 |  |  |  | 1 |  |  |  |  | 0
49.8639 | 0 | 527.1914 | 527.1914 |  | 1 | 15:10 | -12.6 |  | 505.8812 | -0.4056 | 526.7858 | 49.8656 | 49.8646 | -0.0035486 | -0.16006 | 526.6257 | 526.6257 | 0 | 0 | 0 |  |  |  | 1 |  |  |  |  | 0
49.8639 | 0 | 527.1914 | 527.1914 |  | 1 | 15:10 | -12.58 |  | 505.8804 | -0.40482 | 526.7866 | 49.8655 | 49.8645 | -0.0031938 | -0.14406 | 526.6425 | 526.6425 | 0 | 0 | 0 |  |  |  | 1 |  |  |  |  | 0
49.8639 | 0 | 527.1914 | 527.1914 |  | 1 | 15:10 | -12.56 |  | 505.8796 | -0.40404 | 526.7874 | 49.8653 | 49.8644 | -0.0028744 | -0.12965 | 526.6577 | 526.6577 | 0 | 0 | 0 |  |  |  | 1 |  |  |  |  | 0
49.8639 | 0 | 527.1914 | 527.1914 |  | 1 | 15:10 | -12.54 |  | 505.8788 | -0.40326 | 526.7881 | 49.8652 | 49.8644 | -0.002587 | -0.11669 | 526.6715 | 526.6715 | 0 | 0 | 0 |  |  |  | 1 |  |  |  |  | 0
49.8639 | 0 | 525.9682 | 525.9682 |  | 1 | 15:10 | -12.52 |  | 505.878 | -0.40248 | 525.5657 | 49.865 | 49.8643 | -0.0023283 | -0.10502 | 525.4607 | 525.4607 | 0 | 0 | 0 |  |  |  | 1 |  |  |  |  | 0
49.8639 | 0 | 525.9682 | 525.9682 |  | 1 | 15:10 | -12.5 |  | 505.8773 | -0.4017 | 525.5665 | 49.8649 | 49.8643 | -0.0020954 | -0.094516 | 525.472 | 525.472 | 0 | 0 | 0 |  |  |  | 1 |  |  |  |  | 0
49.8639 | 0 | 525.9682 | 525.9682 |  | 1 | 15:10 | -12.48 |  | 505.8765 | -0.40092 | 525.5673 | 49.8648 | 49.8643 | -0.0018859 | -0.085065 | 525.4822 | 525.4822 | 0 | 0 | 0 |  |  |  | 1 |  |  |  |  | 0
49.8639 | 0 | 525.9682 | 525.9682 |  | 1 | 15:10 | -12.46 |  | 505.8757 | -0.40014 | 525.5681 | 49.8647 | 49.8642 | -0.0016973 | -0.076558 | 525.4915 | 525.4915 | 0 | 0 | 0 |  |  |  | 1 |  |  |  |  | 0
49.8639 | 0 | 525.9682 | 525.9682 |  | 1 | 15:10 | -12.44 |  | 505.8749 | -0.39936 | 525.5688 | 49.8646 | 49.8642 | 0.0019724 | 0.088968 | 525.6578 | 525.6578 | 0 | 0 | 0 |  |  |  | 1 |  |  |  |  | 0
49.8639 | 0 | 525.9682 | 525.9682 |  | 1 | 15:10 | -12.42 |  | 505.8741 | -0.39858 | 525.5696 | 49.8646 | 49.8642 | 0.0070252 | 0.31688 | 525.8865 | 525.8865 | 0 | 0 | 0 |  |  |  | 1 |  |  |  |  | 0
49.8639 | 0 | 525.9682 | 525.9682 |  | 1 | 15:10 | -12.4 |  | 505.8734 | -0.3978 | 525.5704 | 49.8645 | 49.8645 | 0.011573 | 0.52199 | 526.0924 | 526.0924 | 0 | 0 | 0 |  |  |  | 1 |  |  |  |  | 0
49.8639 | 0 | 525.9682 | 525.9682 |  | 1 | 15:10 | -12.38 |  | 505.8726 | -0.39702 | 525.5712 | 49.8644 | 49.8648 | 0.013915 | 0.62766 | 526.1988 | 526.1988 | 0 | 0 | 0 |  |  |  | 1 |  |  |  |  | 0
49.8639 | 0 | 525.9682 | 525.9682 |  | 1 | 15:10 | -12.36 |  | 505.8718 | -0.39624 | 525.572 | 49.8644 | 49.865 | 0.012524 | 0.5649 | 526.1369 | 526.1369 | 0 | 0 | 0 |  |  |  | 1 |  |  |  |  | 0
49.8639 | 0 | 525.9682 | 525.9682 |  | 1 | 15:10 | -12.34 |  | 505.871 | -0.39546 | 525.5727 | 49.8643 | 49.8653 | 0.011271 | 0.50841 | 526.0811 | 526.0811 | 0 | 0 | 0 |  |  |  | 1 |  |  |  |  | 0
49.8639 | 0 | 525.9682 | 525.9682 |  | 1 | 15:10 | -12.32 |  | 505.8702 | -0.39468 | 525.5735 | 49.8643 | 49.8655 | 0.013544 | 0.61093 | 526.1844 | 526.1844 | 0 | 0 | 0 |  |  |  | 1 |  |  |  |  | 0
49.8639 | 0 | 525.9682 | 525.9682 |  | 1 | 15:10 | -12.3 |  | 505.8695 | -0.3939 | 525.5743 | 49.8643 | 49.8657 | 0.01729 | 0.77987 | 526.3542 | 526.3542 | 0 | 0 | 0 |  |  |  | 1 |  |  |  |  | 0
49.8639 | 0 | 524.745 | 524.745 |  | 1 | 15:10 | -12.28 |  | 505.8687 | -0.39312 | 524.3519 | 49.8642 | 49.8662 | 0.020661 | 0.93192 | 525.2839 | 525.2839 | 0 | 0 | 0 |  |  |  | 1 |  |  |  |  | 0
49.8639 | 0 | 525.9682 | 525.9682 |  | 1 | 15:10 | -12.26 |  | 505.8679 | -0.39234 | 525.5759 | 49.8642 | 49.8667 | 0.021995 | 0.99209 | 526.5679 | 526.5679 | 0 | 0 | 0 |  |  |  | 1 |  |  |  |  | 0
49.8639 | 0 | 525.9682 | 525.9682 |  | 1 | 15:10 | -12.24 |  | 505.8671 | -0.39156 | 525.5766 | 49.8642 | 49.8671 | 0.019795 | 0.89288 | 526.4695 | 526.4695 | 0 | 0 | 0 |  |  |  | 1 |  |  |  |  | 0
49.8674 | 0 | 527.1914 | 527.1914 |  | 1 | 15:10 | -12.22 |  | 505.8663 | -0.39078 | 526.8006 | 49.8645 | 49.8674 | 0.017816 | 0.80365 | 527.6043 | 527.6043 | 0 | 0 | 0 |  |  |  | 1 |  |  |  |  | 0
49.8674 | 0 | 525.9682 | 525.9682 |  | 1 | 15:10 | -12.2 |  | 505.8656 | -0.39 | 525.5782 | 49.8648 | 49.8678 | 0.016034 | 0.72329 | 526.3015 | 526.3015 | 0 | 0 | 0 |  |  |  | 1 |  |  |  |  | 0
49.8674 | 0 | 524.745 | 524.745 |  | 1 | 15:10 | -12.18 |  | 505.8648 | -0.38922 | 524.3558 | 49.865 | 49.8681 | 0.017931 | 0.80884 | 525.1647 | 525.1647 | 0 | 0 | 0 |  |  |  | 1 |  |  |  |  | 0
49.8674 | 0 | 525.9682 | 525.9682 |  | 1 | 15:10 | -12.16 |  | 505.864 | -0.38844 | 525.5798 | 49.8653 | 49.8684 | 0.021388 | 0.96478 | 526.5445 | 526.5445 | 0 | 0 | 0 |  |  |  | 1 |  |  |  |  | 0
49.8674 | 0 | 525.9682 | 525.9682 |  | 1 | 15:10 | -12.14 |  | 505.8632 | -0.38766 | 525.5805 | 49.8655 | 49.8689 | 0.024499 | 1.1051 | 526.6857 | 526.6857 | 0 | 0 | 0 |  |  |  | 1 |  |  |  |  | 0
49.8674 | 0 | 525.9682 | 525.9682 |  | 1 | 15:10 | -12.12 |  | 505.8624 | -0.38688 | 525.5813 | 49.8657 | 49.8695 | 0.025549 | 1.1525 | 526.7338 | 526.7338 | 0 | 0 | 0 |  |  |  | 1 |  |  |  |  | 0
49.8708 | 0 | 525.9682 | 525.9682 |  | 1 | 15:10 | -12.1 |  | 505.8617 | -0.3861 | 525.5821 | 49.8662 | 49.87 | 0.022994 | 1.0373 | 526.6194 | 526.6194 | 0 | 0 | 0 |  |  |  | 1 |  |  |  |  | 0
49.8708 | 0 | 524.745 | 524.745 |  | 1 | 15:10 | -12.08 |  | 505.8609 | -0.38532 | 524.3597 | 49.8667 | 49.8704 | 0.024095 | 1.087 | 525.4467 | 525.4467 | 0 | 0 | 0 |  |  |  | 1 |  |  |  |  | 0
49.8708 | 0 | 527.1914 | 527.1914 |  | 1 | 15:10 | -12.06 |  | 505.8601 | -0.38454 | 526.8069 | 49.8671 | 49.8708 | 0.026785 | 1.2083 | 528.0152 | 528.0152 | 0 | 0 | 0 |  |  |  | 1 |  |  |  |  | 0
49.8708 | 0 | 525.9682 | 525.9682 |  | 1 | 15:10 | -12.04 |  | 505.8593 | -0.38376 | 525.5844 | 49.8674 | 49.8715 | 0.029207 | 1.3176 | 526.902 | 526.902 | 0 | 0 | 0 |  |  |  | 1 |  |  |  |  | 0
49.8708 | 0 | 527.1914 | 527.1914 |  | 1 | 15:10 | -12.02 |  | 505.8585 | -0.38298 | 526.8084 | 49.8678 | 49.8721 | 0.029686 | 1.3392 | 528.1476 | 528.1476 | 0 | 0 | 0 |  |  |  | 1 |  |  |  |  | 0
49.8708 | 0 | 525.9682 | 525.9682 |  | 1 | 15:10 | -12 |  | 505.8578 | -0.3822 | 525.586 | 49.8681 | 49.8727 | 0.026717 | 1.2053 | 526.7913 | 526.7913 | 0 | 0 | 0 |  |  |  | 1 |  |  |  |  | 0
49.8708 | 0 | 524.745 | 524.745 |  | 1 | 15:10 | -11.98 |  | 505.857 | -0.38142 | 524.3636 | 49.8684 | 49.8732 | 0.024046 | 1.0847 | 525.4484 | 525.4484 | 0 | 0 | 0 |  |  |  | 1 |  |  |  |  | 0
49.8743 | 0 | 525.9682 | 525.9682 |  | 1 | 15:10 | -11.96 |  | 505.8562 | -0.38064 | 525.5876 | 49.8689 | 49.8736 | 0.021641 | 0.97634 | 526.5639 | 526.5639 | 0 | 0 | 0 |  |  |  | 1 |  |  |  |  | 0
49.8743 | 0 | 527.1914 | 527.1914 |  | 1 | 15:10 | -11.94 |  | 505.8554 | -0.37986 | 526.8115 | 49.8695 | 49.874 | 0.019477 | 0.87871 | 527.6902 | 527.6902 | 0 | 0 | 0 |  |  |  | 1 |  |  |  |  | 0
49.8743 | 0 | 525.9682 | 525.9682 |  | 1 | 15:10 | -11.92 |  | 505.8546 | -0.37908 | 525.5891 | 49.87 | 49.8744 | 0.021029 | 0.94874 | 526.5379 | 526.5379 | 0 | 0 | 0 |  |  |  | 1 |  |  |  |  | 0
49.8743 | 0 | 527.1914 | 527.1914 |  | 1 | 15:10 | -11.9 |  | 505.8539 | -0.3783 | 526.8131 | 49.8704 | 49.8747 | 0.024176 | 1.0907 | 527.9038 | 527.9038 | 0 | 0 | 0 |  |  |  | 1 |  |  |  |  | 0
49.8743 | 0 | 525.9682 | 525.9682 |  | 1 | 15:10 | -11.88 |  | 505.8531 | -0.37752 | 525.5907 | 49.8708 | 49.8754 | 0.027009 | 1.2185 | 526.8092 | 526.8092 | 0 | 0 | 0 |  |  |  | 1 |  |  |  |  | 0
49.8777 | 0 | 525.9682 | 525.9682 |  | 1 | 15:10 | -11.86 |  | 505.8523 | -0.37674 | 525.5915 | 49.8715 | 49.876 | 0.027808 | 1.2546 | 526.8461 | 526.8461 | 0 | 0 | 0 |  |  |  | 1 |  |  |  |  | 0
49.8777 | 0 | 527.1914 | 527.1914 |  | 1 | 15:10 | -11.84 |  | 505.8515 | -0.37596 | 526.8154 | 49.8721 | 49.8765 | 0.025027 | 1.1292 | 527.9446 | 527.9446 | 0 | 0 | 0 |  |  |  | 1 |  |  |  |  | 0
49.8777 | 0 | 527.1914 | 527.1914 |  | 1 | 15:10 | -11.82 |  | 505.8507 | -0.37518 | 526.8162 | 49.8727 | 49.877 | 0.022524 | 1.0163 | 527.8325 | 527.8325 | 0 | 0 | 0 |  |  |  | 1 |  |  |  |  | 0
49.8777 | 0 | 527.1914 | 527.1914 |  | 1 | 15:10 | -11.8 |  | 505.85 | -0.3744 | 526.817 | 49.8732 | 49.8774 | 0.020272 | 0.91463 | 527.7316 | 527.7316 | 0 | 0 | 0 |  |  |  | 1 |  |  |  |  | 0
49.8777 | 0 | 525.9682 | 525.9682 |  | 1 | 15:10 | -11.78 |  | 505.8492 | -0.37362 | 525.5946 | 49.8736 | 49.8778 | 0.018245 | 0.82317 | 526.4177 | 526.4177 | 0 | 0 | 0 |  |  |  | 1 |  |  |  |  | 0
49.8777 | 0 | 525.9682 | 525.9682 |  | 1 | 15:10 | -11.76 |  | 505.8484 | -0.37284 | 525.5954 | 49.874 | 49.8781 | 0.01982 | 0.89425 | 526.4896 | 526.4896 | 0 | 0 | 0 |  |  |  | 1 |  |  |  |  | 0
49.8777 | 0 | 527.1914 | 527.1914 |  | 1 | 15:10 | -11.74 |  | 505.8476 | -0.37206 | 526.8193 | 49.8744 | 49.8784 | 0.022938 | 1.0349 | 527.8543 | 527.8543 | 0 | 0 | 0 |  |  |  | 1 |  |  |  |  | 0
49.8777 | 0 | 527.1914 | 527.1914 |  | 1 | 15:10 | -11.72 |  | 505.8468 | -0.37128 | 526.8201 | 49.8747 | 49.879 | 0.025744 | 1.1615 | 527.9817 | 527.9817 | 0 | 0 | 0 |  |  |  | 1 |  |  |  |  | 0
49.8812 | 0 | 527.1914 | 527.1914 |  | 1 | 15:10 | -11.7 |  | 505.8461 | -0.3705 | 526.8209 | 49.8754 | 49.8796 | 0.02657 | 1.1989 | 528.0198 | 528.0198 | 0 | 0 | 0 |  |  |  | 1 |  |  |  |  | 0
49.8812 | 0 | 525.9682 | 525.9682 |  | 1 | 15:10 | -11.68 |  | 505.8453 | -0.36972 | 525.5985 | 49.876 | 49.8801 | 0.023913 | 1.079 | 526.6775 | 526.6775 | 0 | 0 | 0 |  |  |  | 1 |  |  |  |  | 0
49.8812 | 0 | 525.9682 | 525.9682 |  | 1 | 15:10 | -11.66 |  | 505.8445 | -0.36894 | 525.5993 | 49.8765 | 49.8805 | 0.021522 | 0.97109 | 526.5703 | 526.5703 | 0 | 0 | 0 |  |  |  | 1 |  |  |  |  | 0
49.8812 | 0 | 527.1914 | 527.1914 |  | 1 | 15:10 | -11.64 |  | 505.8437 | -0.36816 | 526.8232 | 49.877 | 49.8809 | 0.01937 | 0.87398 | 527.6972 | 527.6972 | 0 | 0 | 0 |  |  |  | 1 |  |  |  |  | 0
49.8812 | 0 | 527.1914 | 527.1914 |  | 1 | 15:10 | -11.62 |  | 505.8429 | -0.36738 | 526.824 | 49.8774 | 49.8813 | 0.017433 | 0.78658 | 527.6106 | 527.6106 | 0 | 0 | 0 |  |  |  | 1 |  |  |  |  | 0
49.8812 | 0 | 527.1914 | 527.1914 |  | 1 | 15:10 | -11.6 |  | 505.8422 | -0.3666 | 526.8248 | 49.8778 | 49.8816 | 0.015689 | 0.70792 | 527.5327 | 527.5327 | 0 | 0 | 0 |  |  |  | 1 |  |  |  |  | 0
49.8812 | 0 | 525.9682 | 525.9682 |  | 1 | 15:10 | -11.58 |  | 505.8414 | -0.36582 | 525.6024 | 49.8781 | 49.8819 | 0.01412 | 0.63713 | 526.2395 | 526.2395 | 0 | 0 | 0 |  |  |  | 1 |  |  |  |  | 0
49.8812 | 0 | 525.9682 | 525.9682 |  | 1 | 15:10 | -11.56 |  | 505.8406 | -0.36504 | 525.6032 | 49.8784 | 49.8822 | 0.012708 | 0.57342 | 526.1766 | 526.1766 | 0 | 0 | 0 |  |  |  | 1 |  |  |  |  | 0
49.8846 | 0 | 527.1914 | 527.1914 |  | 1 | 15:10 | -11.54 |  | 505.8398 | -0.36426 | 526.8271 | 49.879 | 49.8824 | 0.011438 | 0.51611 | 527.3433 | 527.3433 | 0 | 0 | 0 |  |  |  | 1 |  |  |  |  | 0
49.8846 | 0 | 525.9682 | 525.9682 |  | 1 | 15:10 | -11.52 |  | 505.839 | -0.36348 | 525.6047 | 49.8796 | 49.8827 | 0.013794 | 0.62244 | 526.2271 | 526.2271 | 0 | 0 | 0 |  |  |  | 1 |  |  |  |  | 0
49.8846 | 0 | 527.1914 | 527.1914 |  | 1 | 15:10 | -11.5 |  | 505.8383 | -0.3627 | 526.8287 | 49.8801 | 49.8829 | 0.017664 | 0.79709 | 527.6258 | 527.6258 | 0 | 0 | 0 |  |  |  | 1 |  |  |  |  | 0
49.8846 | 0 | 525.9682 | 525.9682 |  | 1 | 15:10 | -11.48 |  | 505.8375 | -0.36192 | 525.6063 | 49.8805 | 49.8834 | 0.021148 | 0.95429 | 526.5606 | 526.5606 | 0 | 0 | 0 |  |  |  | 1 |  |  |  |  | 0
49.8846 | 0 | 525.9682 | 525.9682 |  | 1 | 15:10 | -11.46 |  | 505.8367 | -0.36114 | 525.6071 | 49.8809 | 49.8838 | 0.022533 | 1.0168 | 526.6238 | 526.6238 | 0 | 0 | 0 |  |  |  | 1 |  |  |  |  | 0
49.8846 | 0 | 525.9682 | 525.9682 |  | 1 | 15:10 | -11.44 |  | 505.8359 | -0.36036 | 525.6078 | 49.8813 | 49.8843 | 0.02028 | 0.91512 | 526.5229 | 526.5229 | 0 | 0 | 0 |  |  |  | 1 |  |  |  |  | 0
49.8846 | 0 | 527.1914 | 527.1914 |  | 1 | 15:10 | -11.42 |  | 505.8351 | -0.35958 | 526.8318 | 49.8816 | 49.8847 | 0.018252 | 0.8236 | 527.6554 | 527.6554 | 0 | 0 | 0 |  |  |  | 1 |  |  |  |  | 0
49.8846 | 0 | 527.1914 | 527.1914 |  | 1 | 15:10 | -11.4 |  | 505.8344 | -0.3588 | 526.8326 | 49.8819 | 49.885 | 0.016427 | 0.74124 | 527.5738 | 527.5738 | 0 | 0 | 0 |  |  |  | 1 |  |  |  |  | 0
49.8846 | 0 | 525.9682 | 525.9682 |  | 1 | 15:10 | -11.38 |  | 505.8336 | -0.35802 | 525.6102 | 49.8822 | 49.8853 | 0.014784 | 0.66712 | 526.2773 | 526.2773 | 0 | 0 | 0 |  |  |  | 1 |  |  |  |  | 0
49.8846 | 0 | 525.9682 | 525.9682 |  | 1 | 15:10 | -11.36 |  | 505.8328 | -0.35724 | 525.611 | 49.8824 | 49.8856 | 0.013306 | 0.60041 | 526.2114 | 526.2114 | 0 | 0 | 0 |  |  |  | 1 |  |  |  |  | 0
49.8846 | 0 | 528.4146 | 528.4146 |  | 1 | 15:10 | -11.34 |  | 505.832 | -0.35646 | 528.0581 | 49.8827 | 49.8858 | 0.011975 | 0.54037 | 528.5985 | 528.5985 | 0 | 0 | 0 |  |  |  | 1 |  |  |  |  | 0
49.8846 | 0 | 527.1914 | 527.1914 |  | 1 | 15:10 | -11.32 |  | 505.8312 | -0.35568 | 526.8357 | 49.8829 | 49.8861 | 0.010778 | 0.48633 | 527.3221 | 527.3221 | 0 | 0 | 0 |  |  |  | 1 |  |  |  |  | 0
49.8881 | 0 | 527.1914 | 527.1914 |  | 1 | 15:10 | -11.3 |  | 505.8305 | -0.3549 | 526.8365 | 49.8834 | 49.8863 | 0.0096998 | 0.43773 | 527.2742 | 527.2742 | 0 | 0 | 0 |  |  |  | 1 |  |  |  |  | 0
49.8881 | 0 | 525.9682 | 525.9682 |  | 1 | 15:10 | -11.28 |  | 505.8297 | -0.35412 | 525.6141 | 49.8838 | 49.8865 | 0.0087298 | 0.39395 | 526.008 | 526.008 | 0 | 0 | 0 |  |  |  | 1 |  |  |  |  | 0
49.8881 | 0 | 525.9682 | 525.9682 |  | 1 | 15:10 | -11.26 |  | 505.8289 | -0.35334 | 525.6149 | 49.8843 | 49.8866 | 0.0078568 | 0.35456 | 525.9694 | 525.9694 | 0 | 0 | 0 |  |  |  | 1 |  |  |  |  | 0
49.8881 | 0 | 525.9682 | 525.9682 |  | 1 | 15:10 | -11.24 |  | 505.8281 | -0.35256 | 525.6156 | 49.8847 | 49.8868 | 0.010471 | 0.47254 | 526.0882 | 526.0882 | 0 | 0 | 0 |  |  |  | 1 |  |  |  |  | 0
49.8881 | 0 | 528.4146 | 528.4146 |  | 1 | 15:10 | -11.22 |  | 505.8273 | -0.35178 | 528.0628 | 49.885 | 49.8869 | 0.014524 | 0.65543 | 528.7183 | 528.7183 | 0 | 0 | 0 |  |  |  | 1 |  |  |  |  | 0
49.8881 | 0 | 527.1914 | 527.1914 |  | 1 | 15:10 | -11.2 |  | 505.8266 | -0.351 | 526.8404 | 49.8853 | 49.8874 | 0.018172 | 0.82004 | 527.6604 | 527.6604 | 0 | 0 | 0 |  |  |  | 1 |  |  |  |  | 0
49.8881 | 0 | 527.1914 | 527.1914 |  | 1 | 15:10 | -11.18 |  | 505.8258 | -0.35022 | 526.8412 | 49.8856 | 49.8878 | 0.019754 | 0.89147 | 527.7327 | 527.7327 | 0 | 0 | 0 |  |  |  | 1 |  |  |  |  | 0
49.8881 | 0 | 527.1914 | 527.1914 |  | 1 | 15:10 | -11.16 |  | 505.825 | -0.34944 | 526.842 | 49.8858 | 49.8881 | 0.017779 | 0.80232 | 527.6443 | 527.6443 | 0 | 0 | 0 |  |  |  | 1 |  |  |  |  | 0
49.8881 | 0 | 527.1914 | 527.1914 |  | 1 | 15:10 | -11.14 |  | 505.8242 | -0.34866 | 526.8427 | 49.8861 | 49.8885 | 0.016001 | 0.72209 | 527.5648 | 527.5648 | 0 | 0 | 0 |  |  |  | 1 |  |  |  |  | 0
49.8881 | 0 | 527.1914 | 527.1914 |  | 1 | 15:10 | -11.12 |  | 505.8234 | -0.34788 | 526.8435 | 49.8863 | 49.8888 | 0.014401 | 0.64988 | 527.4934 | 527.4934 | 0 | 0 | 0 |  |  |  | 1 |  |  |  |  | 0
49.8881 | 0 | 527.1914 | 527.1914 |  | 1 | 15:10 | -11.1 |  | 505.8227 | -0.3471 | 526.8443 | 49.8865 | 49.8891 | 0.012961 | 0.58489 | 527.4292 | 527.4292 | 0 | 0 | 0 |  |  |  | 1 |  |  |  |  | 0
49.8881 | 0 | 527.1914 | 527.1914 |  | 1 | 15:10 | -11.08 |  | 505.8219 | -0.34632 | 526.8451 | 49.8866 | 49.8893 | 0.011665 | 0.5264 | 527.3715 | 527.3715 | 0 | 0 | 0 |  |  |  | 1 |  |  |  |  | 0
49.8881 | 0 | 527.1914 | 527.1914 |  | 1 | 15:10 | -11.06 |  | 505.8211 | -0.34554 | 526.8459 | 49.8868 | 49.8895 | 0.010498 | 0.47376 | 527.3196 | 527.3196 | 0 | 0 | 0 |  |  |  | 1 |  |  |  |  | 0
49.8881 | 0 | 527.1914 | 527.1914 |  | 1 | 15:10 | -11.04 |  | 505.8203 | -0.34476 | 526.8466 | 49.8869 | 49.8897 | 0.0094485 | 0.42639 | 527.273 | 527.273 | 0 | 0 | 0 |  |  |  | 1 |  |  |  |  | 0
49.8915 | 0 | 528.4146 | 528.4146 |  | 1 | 15:10 | -11.02 |  | 505.8195 | -0.34398 | 528.0706 | 49.8874 | 49.8899 | 0.0085036 | 0.38378 | 528.4544 | 528.4544 | 0 | 0 | 0 |  |  |  | 1 |  |  |  |  | 0
49.8915 | 0 | 528.4146 | 528.4146 |  | 1 | 15:10 | -11 |  | 505.8188 | -0.3432 | 528.0714 | 49.8878 | 49.8901 | 0.0076533 | 0.3454 | 528.4168 | 528.4168 | 0 | 0 | 0 |  |  |  | 1 |  |  |  |  | 0
49.8915 | 0 | 527.1914 | 527.1914 |  | 1 | 15:10 | -10.98 |  | 505.818 | -0.34242 | 526.849 | 49.8881 | 49.8902 | 0.006888 | 0.31086 | 527.1598 | 527.1598 | 0 | 0 | 0 |  |  |  | 1 |  |  |  |  | 0
49.8915 | 0 | 527.1914 | 527.1914 |  | 1 | 15:10 | -10.96 |  | 505.8172 | -0.34164 | 526.8498 | 49.8885 | 49.8903 | 0.0061992 | 0.27977 | 527.1295 | 527.1295 | 0 | 0 | 0 |  |  |  | 1 |  |  |  |  | 0
49.8915 | 0 | 528.4146 | 528.4146 |  | 1 | 15:10 | -10.94 |  | 505.8164 | -0.34086 | 528.0737 | 49.8888 | 49.8904 | 0.0055792 | 0.25179 | 528.3255 | 528.3255 | 0 | 0 | 0 |  |  |  | 1 |  |  |  |  | 0
49.8915 | 0 | 527.1914 | 527.1914 |  | 1 | 15:10 | -10.92 |  | 505.8156 | -0.34008 | 526.8513 | 49.8891 | 49.8906 | 0.0050213 | 0.22662 | 527.0779 | 527.0779 | 0 | 0 | 0 |  |  |  | 1 |  |  |  |  | 0
49.8915 | 0 | 528.4146 | 528.4146 |  | 1 | 15:10 | -10.9 |  | 505.8149 | -0.3393 | 528.0753 | 49.8893 | 49.8906 | 0.0045192 | 0.20395 | 528.2793 | 528.2793 | 0 | 0 | 0 |  |  |  | 1 |  |  |  |  | 0
49.8915 | 0 | 528.4146 | 528.4146 |  | 1 | 15:10 | -10.88 |  | 505.8141 | -0.33852 | 528.0761 | 49.8895 | 49.8907 | 0.0040673 | 0.18356 | 528.2596 | 528.2596 | 0 | 0 | 0 |  |  |  | 1 |  |  |  |  | 0
49.8915 | 0 | 528.4146 | 528.4146 |  | 1 | 15:10 | -10.86 |  | 505.8133 | -0.33774 | 528.0769 | 49.8897 | 49.8908 | 0.0036605 | 0.1652 | 528.2421 | 528.2421 | 0 | 0 | 0 |  |  |  | 1 |  |  |  |  | 0
49.8915 | 0 | 527.1914 | 527.1914 |  | 1 | 15:10 | -10.84 |  | 505.8125 | -0.33696 | 526.8544 | 49.8899 | 49.8909 | 0.0032945 | 0.14868 | 527.0031 | 527.0031 | 0 | 0 | 0 |  |  |  | 1 |  |  |  |  | 0
49.8915 | 0 | 528.4146 | 528.4146 |  | 1 | 15:10 | -10.82 |  | 505.8117 | -0.33618 | 528.0784 | 49.8901 | 49.8909 | 0.002965 | 0.13381 | 528.2122 | 528.2122 | 0 | 0 | 0 |  |  |  | 1 |  |  |  |  | 0
49.8915 | 0 | 528.4146 | 528.4146 |  | 1 | 15:10 | -10.8 |  | 505.811 | -0.3354 | 528.0792 | 49.8902 | 49.891 | 0.0026685 | 0.12043 | 528.1996 | 528.1996 | 0 | 0 | 0 |  |  |  | 1 |  |  |  |  | 0
49.8915 | 0 | 528.4146 | 528.4146 |  | 1 | 15:10 | -10.78 |  | 505.8102 | -0.33462 | 528.08 | 49.8903 | 49.891 | 0.0024017 | 0.10839 | 528.1884 | 528.1884 | 0 | 0 | 0 |  |  |  | 1 |  |  |  |  | 0
49.8915 | 0 | 528.4146 | 528.4146 |  | 1 | 15:10 | -10.76 |  | 505.8094 | -0.33384 | 528.0808 | 49.8904 | 49.8911 | 0.0021615 | 0.097551 | 528.1783 | 528.1783 | 0 | 0 | 0 |  |  |  | 1 |  |  |  |  | 0
49.8915 | 0 | 528.4146 | 528.4146 |  | 1 | 15:10 | -10.74 |  | 505.8086 | -0.33306 | 528.0815 | 49.8906 | 49.8911 | 0.0019454 | 0.087795 | 528.1693 | 528.1693 | 0 | 0 | 0 |  |  |  | 1 |  |  |  |  | 0
49.8915 | 0 | 527.1914 | 527.1914 |  | 1 | 15:10 | -10.72 |  | 505.8078 | -0.33228 | 526.8591 | 49.8906 | 49.8912 | 0.0017508 | 0.079016 | 526.9381 | 526.9381 | 0 | 0 | 0 |  |  |  | 1 |  |  |  |  | 0
49.8915 | 0 | 528.4146 | 528.4146 |  | 1 | 15:10 | -10.7 |  | 505.8071 | -0.3315 | 528.0831 | 49.8907 | 49.8912 | 0.0015757 | 0.071114 | 528.1542 | 528.1542 | 0 | 0 | 0 |  |  |  | 1 |  |  |  |  | 0
49.8915 | 0 | 528.4146 | 528.4146 |  | 1 | 15:10 | -10.68 |  | 505.8063 | -0.33072 | 528.0839 | 49.8908 | 49.8912 | 0.0014182 | 0.064003 | 528.1479 | 528.1479 | 0 | 0 | 0 |  |  |  | 1 |  |  |  |  | 0
49.8915 | 0 | 529.6378 | 529.6378 |  | 1 | 15:10 | -10.66 |  | 505.8055 | -0.32994 | 529.3078 | 49.8909 | 49.8913 | 0.0012764 | 0.057603 | 529.3654 | 529.3654 | 0 | 0 | 0 |  |  |  | 1 |  |  |  |  | 0
49.8915 | 0 | 528.4146 | 528.4146 |  | 1 | 15:10 | -10.64 |  | 505.8047 | -0.32916 | 528.0854 | 49.8909 | 49.8913 | 0.0011487 | 0.051842 | 528.1373 | 528.1373 | 0 | 0 | 0 |  |  |  | 1 |  |  |  |  | 0
49.8915 | 0 | 528.4146 | 528.4146 |  | 1 | 15:10 | -10.62 |  | 505.8039 | -0.32838 | 528.0862 | 49.891 | 49.8913 | 0.0010338 | 0.046658 | 528.1329 | 528.1329 | 0 | 0 | 0 |  |  |  | 1 |  |  |  |  | 0
49.8915 | 0 | 527.1914 | 527.1914 |  | 1 | 15:10 | -10.6 |  | 505.8032 | -0.3276 | 526.8638 | 49.891 | 49.8913 | 0.00093046 | 0.041992 | 526.9058 | 526.9058 | 0 | 0 | 0 |  |  |  | 1 |  |  |  |  | 0
49.8915 | 0 | 528.4146 | 528.4146 |  | 1 | 15:10 | -10.58 |  | 505.8024 | -0.32682 | 528.0878 | 49.8911 | 49.8913 | 0.00083741 | 0.037793 | 528.1256 | 528.1256 | 0 | 0 | 0 |  |  |  | 1 |  |  |  |  | 0
49.8915 | 0 | 529.6378 | 529.6378 |  | 1 | 15:10 | -10.56 |  | 505.8016 | -0.32604 | 529.3117 | 49.8911 | 49.8914 | 0.00075367 | 0.034014 | 529.3457 | 529.3457 | 0 | 0 | 0 |  |  |  | 1 |  |  |  |  | 0
49.8915 | 0 | 528.4146 | 528.4146 |  | 1 | 15:10 | -10.54 |  | 505.8008 | -0.32526 | 528.0893 | 49.8912 | 49.8914 | 0.00067831 | 0.030612 | 528.12 | 528.12 | 0 | 0 | 0 |  |  |  | 1 |  |  |  |  | 0
49.8915 | 0 | 528.4146 | 528.4146 |  | 1 | 15:10 | -10.52 |  | 505.8 | -0.32448 | 528.0901 | 49.8912 | 49.8914 | 0.00061048 | 0.027551 | 528.1177 | 528.1177 | 0 | 0 | 0 |  |  |  | 1 |  |  |  |  | 0
49.8915 | 0 | 528.4146 | 528.4146 |  | 1 | 15:10 | -10.5 |  | 505.7993 | -0.3237 | 528.0909 | 49.8912 | 49.8914 | 0.00054943 | 0.024796 | 528.1157 | 528.1157 | 0 | 0 | 0 |  |  |  | 1 |  |  |  |  | 0
49.8915 | 0 | 528.4146 | 528.4146 |  | 1 | 15:10 | -10.48 |  | 505.7985 | -0.32292 | 528.0917 | 49.8913 | 49.8914 | 0.00049448 | 0.022316 | 528.114 | 528.114 | 0 | 0 | 0 |  |  |  | 1 |  |  |  |  | 0
49.8915 | 0 | 528.4146 | 528.4146 |  | 1 | 15:10 | -10.46 |  | 505.7977 | -0.32214 | 528.0925 | 49.8913 | 49.8914 | -0.002955 | -0.13336 | 527.9591 | 527.9591 | 0 | 0 | 0 |  |  |  | 1 |  |  |  |  | 0
49.8915 | 0 | 527.1914 | 527.1914 |  | 1 | 15:10 | -10.44 |  | 505.7969 | -0.32136 | 526.87 | 49.8913 | 49.8914 | -0.0043595 | -0.19675 | 526.6733 | 526.6733 | 0 | 0 | 0 |  |  |  | 1 |  |  |  |  | 0
49.8915 | 0 | 528.4146 | 528.4146 |  | 1 | 15:10 | -10.42 |  | 505.7961 | -0.32058 | 528.094 | 49.8913 | 49.8911 | -0.0039235 | -0.17707 | 527.917 | 527.917 | 0 | 0 | 0 |  |  |  | 1 |  |  |  |  | 0
49.8915 | 0 | 528.4146 | 528.4146 |  | 1 | 15:10 | -10.4 |  | 505.7954 | -0.3198 | 528.0948 | 49.8913 | 49.8911 | -0.0018312 | -0.082642 | 528.0122 | 528.0122 | 0 | 0 | 0 |  |  |  | 1 |  |  |  |  | 0
49.8915 | 0 | 527.1914 | 527.1914 |  | 1 | 15:10 | -10.38 |  | 505.7946 | -0.31902 | 526.8724 | 49.8914 | 49.8912 | 0.0017519 | 0.079067 | 526.9514 | 526.9514 | 0 | 0 | 0 |  |  |  | 1 |  |  |  |  | 0
49.8915 | 0 | 527.1914 | 527.1914 |  | 1 | 15:10 | -10.36 |  | 505.7938 | -0.31824 | 526.8732 | 49.8914 | 49.8912 | 0.0015768 | 0.07116 | 526.9443 | 526.9443 | 0 | 0 | 0 |  |  |  | 1 |  |  |  |  | 0
49.8915 | 0 | 528.4146 | 528.4146 |  | 1 | 15:10 | -10.34 |  | 505.793 | -0.31746 | 528.0971 | 49.8914 | 49.8912 | 0.0014191 | 0.064044 | 528.1612 | 528.1612 | 0 | 0 | 0 |  |  |  | 1 |  |  |  |  | 0
49.8915 | 0 | 527.1914 | 527.1914 |  | 1 | 15:10 | -10.32 |  | 505.7922 | -0.31668 | 526.8747 | 49.8914 | 49.8913 | 0.0012772 | 0.05764 | 526.9324 | 526.9324 | 0 | 0 | 0 |  |  |  | 1 |  |  |  |  | 0
49.8915 | 0 | 528.4146 | 528.4146 |  | 1 | 15:10 | -10.3 |  | 505.7915 | -0.3159 | 528.0987 | 49.8914 | 49.8913 | 0.0011495 | 0.051876 | 528.1506 | 528.1506 | 0 | 0 | 0 |  |  |  | 1 |  |  |  |  | 0
49.8915 | 0 | 527.1914 | 527.1914 |  | 1 | 15:10 | -10.28 |  | 505.7907 | -0.31512 | 526.8763 | 49.8914 | 49.8913 | 0.0010345 | 0.046688 | 526.923 | 526.923 | 0 | 0 | 0 |  |  |  | 1 |  |  |  |  | 0
49.8915 | 0 | 528.4146 | 528.4146 |  | 1 | 15:10 | -10.26 |  | 505.7899 | -0.31434 | 528.1003 | 49.8914 | 49.8913 | 0.00093106 | 0.042019 | 528.1423 | 528.1423 | 0 | 0 | 0 |  |  |  | 1 |  |  |  |  | 0
49.8881 | 0 | 528.4146 | 528.4146 |  | 1 | 15:10 | -10.24 |  | 505.7891 | -0.31356 | 528.101 | 49.8911 | 49.8913 | 0.00083795 | 0.037815 | 528.1389 | 528.1389 | 0 | 0 | 0 |  |  |  | 1 |  |  |  |  | 0
49.8915 | 0 | 527.1914 | 527.1914 |  | 1 | 15:10 | -10.22 |  | 505.7883 | -0.31278 | 526.8786 | 49.8911 | 49.8914 | 0.00075416 | 0.034036 | 526.9127 | 526.9127 | 0 | 0 | 0 |  |  |  | 1 |  |  |  |  | 0
49.8915 | 0 | 527.1914 | 527.1914 |  | 1 | 15:10 | -10.2 |  | 505.7876 | -0.312 | 526.8794 | 49.8912 | 49.8914 | 0.00067874 | 0.030632 | 526.91 | 526.91 | 0 | 0 | 0 |  |  |  | 1 |  |  |  |  | 0
49.8915 | 0 | 528.4146 | 528.4146 |  | 1 | 15:10 | -10.18 |  | 505.7868 | -0.31122 | 528.1034 | 49.8912 | 49.8914 | 0.00061087 | 0.027569 | 528.131 | 528.131 | 0 | 0 | 0 |  |  |  | 1 |  |  |  |  | 0
49.8915 | 0 | 528.4146 | 528.4146 |  | 1 | 15:10 | -10.16 |  | 505.786 | -0.31044 | 528.1042 | 49.8912 | 49.8914 | 0.00054978 | 0.024812 | 528.129 | 528.129 | 0 | 0 | 0 |  |  |  | 1 |  |  |  |  | 0
49.8915 | 0 | 528.4146 | 528.4146 |  | 1 | 15:10 | -10.14 |  | 505.7852 | -0.30966 | 528.1049 | 49.8913 | 49.8914 | 0.0004948 | 0.022331 | 528.1273 | 528.1273 | 0 | 0 | 0 |  |  |  | 1 |  |  |  |  | 0
49.8915 | 0 | 527.1914 | 527.1914 |  | 1 | 15:10 | -10.12 |  | 505.7844 | -0.30888 | 526.8825 | 49.8913 | 49.8914 | 0.00044532 | 0.020098 | 526.9026 | 526.9026 | 0 | 0 | 0 |  |  |  | 1 |  |  |  |  | 0
49.8915 | 0 | 527.1914 | 527.1914 |  | 1 | 15:10 | -10.1 |  | 505.7837 | -0.3081 | 526.8833 | 49.8913 | 49.8914 | 0.00040079 | 0.018088 | 526.9014 | 526.9014 | 0 | 0 | 0 |  |  |  | 1 |  |  |  |  | 0
49.8915 | 0 | 528.4146 | 528.4146 |  | 1 | 15:10 | -10.08 |  | 505.7829 | -0.30732 | 528.1073 | 49.8913 | 49.8914 | 0.00036071 | 0.016279 | 528.1236 | 528.1236 | 0 | 0 | 0 |  |  |  | 1 |  |  |  |  | 0
49.8915 | 0 | 528.4146 | 528.4146 |  | 1 | 15:10 | -10.06 |  | 505.7821 | -0.30654 | 528.1081 | 49.8913 | 49.8914 | 0.00032464 | 0.014651 | 528.1227 | 528.1227 | 0 | 0 | 0 |  |  |  | 1 |  |  |  |  | 0
49.8915 | 0 | 528.4146 | 528.4146 |  | 1 | 15:10 | -10.04 |  | 505.7813 | -0.30576 | 528.1088 | 49.8914 | 49.8914 | 0.00029218 | 0.013186 | 528.122 | 528.122 | 0 | 0 | 0 |  |  |  | 1 |  |  |  |  | 0
49.8915 | 0 | 527.1914 | 527.1914 |  | 1 | 15:10 | -10.02 |  | 505.7805 | -0.30498 | 526.8864 | 49.8914 | 49.8915 | 0.00026296 | 0.011867 | 526.8983 | 526.8983 | 0 | 0 | 0 |  |  |  | 1 |  |  |  |  | 0
49.8915 | 0 | 528.4146 | 528.4146 |  | 1 | 15:10 | -10 |  | 505.7798 | -0.3042 | 528.1104 | 49.8914 | 49.8915 | 0.00023666 | 0.010681 | 528.1211 | 528.1211 | 0 | 0 | 0 |  |  |  | 1 |  |  |  |  | 0
49.8915 | 0 | 528.4146 | 528.4146 |  | 1 | 15:10 | -9.98 |  | 505.779 | -0.30342 | 528.1112 | 49.8914 | 49.8915 | 0.000213 | 0.0096127 | 528.1208 | 528.1208 | 0 | 0 | 0 |  |  |  | 1 |  |  |  |  | 0
49.8915 | 0 | 528.4146 | 528.4146 |  | 1 | 15:10 | -9.96 |  | 505.7782 | -0.30264 | 528.112 | 49.8914 | 49.8915 | 0.0001917 | 0.0086514 | 528.1206 | 528.1206 | 0 | 0 | 0 |  |  |  | 1 |  |  |  |  | 0
49.8915 | 0 | 528.4146 | 528.4146 |  | 1 | 15:10 | -9.94 |  | 505.7774 | -0.30186 | 528.1127 | 49.8914 | 49.8915 | 0.00017253 | 0.0077862 | 528.1205 | 528.1205 | 0 | 0 | 0 |  |  |  | 1 |  |  |  |  | 0
49.8915 | 0 | 527.1914 | 527.1914 |  | 1 | 15:10 | -9.92 |  | 505.7766 | -0.30108 | 526.8903 | 49.8914 | 49.8915 | 0.00015527 | 0.0070076 | 526.8973 | 526.8973 | 0 | 0 | 0 |  |  |  | 1 |  |  |  |  | 0
49.8915 | 0 | 528.4146 | 528.4146 |  | 1 | 15:10 | -9.9 |  | 505.7759 | -0.3003 | 528.1143 | 49.8914 | 49.8915 | 0.00013975 | 0.0063069 | 528.1206 | 528.1206 | 0 | 0 | 0 |  |  |  | 1 |  |  |  |  | 0
49.8915 | 0 | 528.4146 | 528.4146 |  | 1 | 15:10 | -9.88 |  | 505.7751 | -0.29952 | 528.1151 | 49.8914 | 49.8915 | 0.00012577 | 0.0056762 | 528.1208 | 528.1208 | 0 | 0 | 0 |  |  |  | 1 |  |  |  |  | 0
49.8915 | 0 | 528.4146 | 528.4146 |  | 1 | 15:10 | -9.86 |  | 505.7743 | -0.29874 | 528.1159 | 49.8914 | 49.8915 | 0.00011319 | 0.0051086 | 528.121 | 528.121 | 0 | 0 | 0 |  |  |  | 1 |  |  |  |  | 0
49.8915 | 0 | 527.1914 | 527.1914 |  | 1 | 15:10 | -9.84 |  | 505.7735 | -0.29796 | 526.8934 | 49.8915 | 49.8915 | 0.00010188 | 0.0045977 | 526.898 | 526.898 | 0 | 0 | 0 |  |  |  | 1 |  |  |  |  | 0
49.8915 | 0 | 528.4146 | 528.4146 |  | 1 | 15:10 | -9.82 |  | 505.7727 | -0.29718 | 528.1174 | 49.8915 | 49.8915 | 9.1688e-05 | 0.0041379 | 528.1216 | 528.1216 | 0 | 0 | 0 |  |  |  | 1 |  |  |  |  | 0
49.8915 | 0 | 528.4146 | 528.4146 |  | 1 | 15:10 | -9.8 |  | 505.772 | -0.2964 | 528.1182 | 49.8915 | 49.8915 | 8.2519e-05 | 0.0037241 | 528.1219 | 528.1219 | 0 | 0 | 0 |  |  |  | 1 |  |  |  |  | 0
49.8915 | 0 | 527.1914 | 527.1914 |  | 1 | 15:10 | -9.78 |  | 505.7712 | -0.29562 | 526.8958 | 49.8915 | 49.8915 | 7.4267e-05 | 0.0033517 | 526.8991 | 526.8991 | 0 | 0 | 0 |  |  |  | 1 |  |  |  |  | 0
49.8915 | 0 | 528.4146 | 528.4146 |  | 1 | 15:10 | -9.76 |  | 505.7704 | -0.29484 | 528.1198 | 49.8915 | 49.8915 | 6.684e-05 | 0.0030166 | 528.1228 | 528.1228 | 0 | 0 | 0 |  |  |  | 1 |  |  |  |  | 0
49.8915 | 0 | 527.1914 | 527.1914 |  | 1 | 15:10 | -9.74 |  | 505.7696 | -0.29406 | 526.8973 | 49.8915 | 49.8915 | 6.0156e-05 | 0.0027149 | 526.9001 | 526.9001 | 0 | 0 | 0 |  |  |  | 1 |  |  |  |  | 0
49.8915 | 0 | 528.4146 | 528.4146 |  | 1 | 15:10 | -9.72 |  | 505.7688 | -0.29328 | 528.1213 | 49.8915 | 49.8915 | 5.4141e-05 | 0.0024434 | 528.1238 | 528.1238 | 0 | 0 | 0 |  |  |  | 1 |  |  |  |  | 0
49.8915 | 0 | 528.4146 | 528.4146 |  | 1 | 15:10 | -9.7 |  | 505.7681 | -0.2925 | 528.1221 | 49.8915 | 49.8915 | 4.8727e-05 | 0.0021991 | 528.1243 | 528.1243 | 0 | 0 | 0 |  |  |  | 1 |  |  |  |  | 0
49.8915 | 0 | 528.4146 | 528.4146 |  | 1 | 15:10 | -9.68 |  | 505.7673 | -0.29172 | 528.1229 | 49.8915 | 49.8915 | 4.3854e-05 | 0.0019792 | 528.1249 | 528.1249 | 0 | 0 | 0 |  |  |  | 1 |  |  |  |  | 0
49.8915 | 0 | 528.4146 | 528.4146 |  | 1 | 15:10 | -9.66 |  | 505.7665 | -0.29094 | 528.1237 | 49.8915 | 49.8915 | 3.9469e-05 | 0.0017812 | 528.1254 | 528.1254 | 0 | 0 | 0 |  |  |  | 1 |  |  |  |  | 0
49.8915 | 0 | 527.1914 | 527.1914 |  | 1 | 15:10 | -9.64 |  | 505.7657 | -0.29016 | 526.9012 | 49.8915 | 49.8915 | 3.5522e-05 | 0.0016031 | 526.9028 | 526.9028 | 0 | 0 | 0 |  |  |  | 1 |  |  |  |  | 0
49.8915 | 0 | 527.1914 | 527.1914 |  | 1 | 15:10 | -9.62 |  | 505.7649 | -0.28938 | 526.902 | 49.8915 | 49.8915 | 3.197e-05 | 0.0014428 | 526.9035 | 526.9035 | 0 | 0 | 0 |  |  |  | 1 |  |  |  |  | 0
49.8915 | 0 | 528.4146 | 528.4146 |  | 1 | 15:10 | -9.6 |  | 505.7642 | -0.2886 | 528.126 | 49.8915 | 49.8915 | 2.8773e-05 | 0.0012985 | 528.1273 | 528.1273 | 0 | 0 | 0 |  |  |  | 1 |  |  |  |  | 0
49.8915 | 0 | 528.4146 | 528.4146 |  | 1 | 15:10 | -9.58 |  | 505.7634 | -0.28782 | 528.1268 | 49.8915 | 49.8915 | 2.5895e-05 | 0.0011687 | 528.128 | 528.128 | 0 | 0 | 0 |  |  |  | 1 |  |  |  |  | 0
49.8915 | 0 | 528.4146 | 528.4146 |  | 1 | 15:10 | -9.56 |  | 505.7626 | -0.28704 | 528.1276 | 49.8915 | 49.8915 | 2.3306e-05 | 0.0010518 | 528.1286 | 528.1286 | 0 | 0 | 0 |  |  |  | 1 |  |  |  |  | 0
49.8915 | 0 | 528.4146 | 528.4146 |  | 1 | 15:10 | -9.54 |  | 505.7618 | -0.28626 | 528.1283 | 49.8915 | 49.8915 | 2.0975e-05 | 0.00094663 | 528.1293 | 528.1293 | 0 | 0 | 0 |  |  |  | 1 |  |  |  |  | 0
49.8915 | 0 | 528.4146 | 528.4146 |  | 1 | 15:10 | -9.52 |  | 505.761 | -0.28548 | 528.1291 | 49.8915 | 49.8915 | 1.8878e-05 | 0.00085196 | 528.13 | 528.13 | 0 | 0 | 0 |  |  |  | 1 |  |  |  |  | 0
49.8915 | 0 | 528.4146 | 528.4146 |  | 1 | 15:10 | -9.5 |  | 505.7603 | -0.2847 | 528.1299 | 49.8915 | 49.8915 | 1.699e-05 | 0.00076677 | 528.1307 | 528.1307 | 0 | 0 | 0 |  |  |  | 1 |  |  |  |  | 0
49.8915 | 0 | 527.1914 | 527.1914 |  | 1 | 15:10 | -9.48 |  | 505.7595 | -0.28392 | 526.9075 | 49.8915 | 49.8915 | 1.5291e-05 | 0.00069009 | 526.9082 | 526.9082 | 0 | 0 | 0 |  |  |  | 1 |  |  |  |  | 0
49.8915 | 0 | 528.4146 | 528.4146 |  | 1 | 15:10 | -9.46 |  | 505.7587 | -0.28314 | 528.1315 | 49.8915 | 49.8915 | 1.3762e-05 | 0.00062108 | 528.1321 | 528.1321 | 0 | 0 | 0 |  |  |  | 1 |  |  |  |  | 0
49.8915 | 0 | 528.4146 | 528.4146 |  | 1 | 15:10 | -9.44 |  | 505.7579 | -0.28236 | 528.1322 | 49.8915 | 49.8915 | 1.2386e-05 | 0.00055897 | 528.1328 | 528.1328 | 0 | 0 | 0 |  |  |  | 1 |  |  |  |  | 0
49.8915 | 0 | 528.4146 | 528.4146 |  | 1 | 15:10 | -9.42 |  | 505.7571 | -0.28158 | 528.133 | 49.8915 | 49.8915 | 1.1147e-05 | 0.00050308 | 528.1335 | 528.1335 | 0 | 0 | 0 |  |  |  | 1 |  |  |  |  | 0
49.8915 | 0 | 528.4146 | 528.4146 |  | 1 | 15:10 | -9.4 |  | 505.7564 | -0.2808 | 528.1338 | 49.8915 | 49.8915 | 1.0032e-05 | 0.00045277 | 528.1343 | 528.1343 | 0 | 0 | 0 |  |  |  | 1 |  |  |  |  | 0
49.8915 | 0 | 528.4146 | 528.4146 |  | 1 | 15:10 | -9.38 |  | 505.7556 | -0.28002 | 528.1346 | 49.8915 | 49.8915 | 9.0291e-06 | 0.00040749 | 528.135 | 528.135 | 0 | 0 | 0 |  |  |  | 1 |  |  |  |  | 0
49.8915 | 0 | 528.4146 | 528.4146 |  | 1 | 15:10 | -9.36 |  | 505.7548 | -0.27924 | 528.1354 | 49.8915 | 49.8915 | 8.1262e-06 | 0.00036674 | 528.1357 | 528.1357 | 0 | 0 | 0 |  |  |  | 1 |  |  |  |  | 0
49.8915 | 0 | 528.4146 | 528.4146 |  | 1 | 15:10 | -9.34 |  | 505.754 | -0.27846 | 528.1361 | 49.8915 | 49.8915 | 7.3136e-06 | 0.00033007 | 528.1365 | 528.1365 | 0 | 0 | 0 |  |  |  | 1 |  |  |  |  | 0
49.8915 | 0 | 528.4146 | 528.4146 |  | 1 | 15:10 | -9.32 |  | 505.7532 | -0.27768 | 528.1369 | 49.8915 | 49.8915 | 6.5822e-06 | 0.00029706 | 528.1372 | 528.1372 | 0 | 0 | 0 |  |  |  | 1 |  |  |  |  | 0
49.8915 | 0 | 528.4146 | 528.4146 |  | 1 | 15:10 | -9.3 |  | 505.7525 | -0.2769 | 528.1377 | 49.8915 | 49.8915 | 5.924e-06 | 0.00026736 | 528.138 | 528.138 | 0 | 0 | 0 |  |  |  | 1 |  |  |  |  | 0
49.8915 | 0 | 528.4146 | 528.4146 |  | 1 | 15:10 | -9.28 |  | 505.7517 | -0.27612 | 528.1385 | 49.8915 | 49.8915 | 5.3316e-06 | 0.00024062 | 528.1387 | 528.1387 | 0 | 0 | 0 |  |  |  | 1 |  |  |  |  | 0
49.8915 | 0 | 529.6378 | 529.6378 |  | 1 | 15:10 | -9.26 |  | 505.7509 | -0.27534 | 529.3624 | 49.8915 | 49.8915 | 4.7985e-06 | 0.00021656 | 529.3626 | 529.3626 | 0 | 0 | 0 |  |  |  | 1 |  |  |  |  | 0
49.8915 | 0 | 528.4146 | 528.4146 |  | 1 | 15:10 | -9.24 |  | 505.7501 | -0.27456 | 528.14 | 49.8915 | 49.8915 | 4.3186e-06 | 0.0001949 | 528.1402 | 528.1402 | 0 | 0 | 0 |  |  |  | 1 |  |  |  |  | 0
49.8915 | 0 | 527.1914 | 527.1914 |  | 1 | 15:10 | -9.22 |  | 505.7493 | -0.27378 | 526.9176 | 49.8915 | 49.8915 | 3.8868e-06 | 0.00017541 | 526.9178 | 526.9178 | 0 | 0 | 0 |  |  |  | 1 |  |  |  |  | 0
49.8915 | 0 | 528.4146 | 528.4146 |  | 1 | 15:10 | -9.2 |  | 505.7486 | -0.273 | 528.1416 | 49.8915 | 49.8915 | 3.4981e-06 | 0.00015787 | 528.1418 | 528.1418 | 0 | 0 | 0 |  |  |  | 1 |  |  |  |  | 0
49.8915 | 0 | 528.4146 | 528.4146 |  | 1 | 15:10 | -9.18 |  | 505.7478 | -0.27222 | 528.1424 | 49.8915 | 49.8915 | 3.1483e-06 | 0.00014208 | 528.1425 | 528.1425 | 0 | 0 | 0 |  |  |  | 1 |  |  |  |  | 0
49.8915 | 0 | 528.4146 | 528.4146 |  | 1 | 15:10 | -9.16 |  | 505.747 | -0.27144 | 528.1432 | 49.8915 | 49.8915 | 2.8334e-06 | 0.00012788 | 528.1433 | 528.1433 | 0 | 0 | 0 |  |  |  | 1 |  |  |  |  | 0
49.8915 | 0 | 528.4146 | 528.4146 |  | 1 | 15:10 | -9.14 |  | 505.7462 | -0.27066 | 528.1439 | 49.8915 | 49.8915 | 2.5501e-06 | 0.00011509 | 528.1441 | 528.1441 | 0 | 0 | 0 |  |  |  | 1 |  |  |  |  | 0
49.8915 | 0 | 528.4146 | 528.4146 |  | 1 | 15:10 | -9.12 |  | 505.7454 | -0.26988 | 528.1447 | 49.8915 | 49.8915 | 2.2951e-06 | 0.00010358 | 528.1448 | 528.1448 | 0 | 0 | 0 |  |  |  | 1 |  |  |  |  | 0
49.8915 | 0 | 528.4146 | 528.4146 |  | 1 | 15:10 | -9.1 |  | 505.7447 | -0.2691 | 528.1455 | 49.8915 | 49.8915 | 2.0656e-06 | 9.3221e-05 | 528.1456 | 528.1456 | 0 | 0 | 0 |  |  |  | 1 |  |  |  |  | 0
49.8915 | 0 | 528.4146 | 528.4146 |  | 1 | 15:10 | -9.08 |  | 505.7439 | -0.26832 | 528.1463 | 49.8915 | 49.8915 | 1.859e-06 | 8.3899e-05 | 528.1464 | 528.1464 | 0 | 0 | 0 |  |  |  | 1 |  |  |  |  | 0
49.8915 | 0 | 528.4146 | 528.4146 |  | 1 | 15:10 | -9.06 |  | 505.7431 | -0.26754 | 528.1471 | 49.8915 | 49.8915 | 1.6731e-06 | 7.5509e-05 | 528.1471 | 528.1471 | 0 | 0 | 0 |  |  |  | 1 |  |  |  |  | 0
49.8915 | 0 | 528.4146 | 528.4146 |  | 1 | 15:10 | -9.04 |  | 505.7423 | -0.26676 | 528.1478 | 49.8915 | 49.8915 | 1.5058e-06 | 6.7958e-05 | 528.1479 | 528.1479 | 0 | 0 | 0 |  |  |  | 1 |  |  |  |  | 0
49.8915 | 0 | 528.4146 | 528.4146 |  | 1 | 15:10 | -9.02 |  | 505.7415 | -0.26598 | 528.1486 | 49.8915 | 49.8915 | 1.3552e-06 | 6.1162e-05 | 528.1487 | 528.1487 | 0 | 0 | 0 |  |  |  | 1 |  |  |  |  | 0
49.8915 | 0 | 528.4146 | 528.4146 |  | 1 | 15:10 | -9 |  | 505.7408 | -0.2652 | 528.1494 | 49.8915 | 49.8915 | 1.2197e-06 | 5.5046e-05 | 528.1495 | 528.1495 | 0 | 0 | 0 |  |  |  | 1 |  |  |  |  | 0
49.8915 | 0 | 527.1914 | 527.1914 |  | 1 | 15:10 | -8.98 |  | 505.74 | -0.26442 | 526.927 | 49.8915 | 49.8915 | 1.0977e-06 | 4.9541e-05 | 526.927 | 526.927 | 0 | 0 | 0 |  |  |  | 1 |  |  |  |  | 0
49.8915 | 0 | 528.4146 | 528.4146 |  | 1 | 15:10 | -8.96 |  | 505.7392 | -0.26364 | 528.151 | 49.8915 | 49.8915 | 9.8796e-07 | 4.4587e-05 | 528.151 | 528.151 | 0 | 0 | 0 |  |  |  | 1 |  |  |  |  | 0
49.8915 | 0 | 529.6378 | 529.6378 |  | 1 | 15:10 | -8.94 |  | 505.7384 | -0.26286 | 529.3749 | 49.8915 | 49.8915 | 8.8916e-07 | 4.0129e-05 | 529.3749 | 529.3749 | 0 | 0 | 0 |  |  |  | 1 |  |  |  |  | 0
49.8915 | 0 | 529.6378 | 529.6378 |  | 1 | 15:10 | -8.92 |  | 505.7376 | -0.26208 | 529.3757 | 49.8915 | 49.8915 | 8.0025e-07 | 3.6116e-05 | 529.3757 | 529.3757 | 0 | 0 | 0 |  |  |  | 1 |  |  |  |  | 0
49.8915 | 0 | 528.4146 | 528.4146 |  | 1 | 15:10 | -8.9 |  | 505.7369 | -0.2613 | 528.1533 | 49.8915 | 49.8915 | 7.2022e-07 | 3.2504e-05 | 528.1533 | 528.1533 | 0 | 0 | 0 |  |  |  | 1 |  |  |  |  | 0
49.8915 | 0 | 528.4146 | 528.4146 |  | 1 | 15:10 | -8.88 |  | 505.7361 | -0.26052 | 528.1541 | 49.8915 | 49.8915 | 6.482e-07 | 2.9254e-05 | 528.1541 | 528.1541 | 0 | 0 | 0 |  |  |  | 1 |  |  |  |  | 0
49.8915 | 0 | 528.4146 | 528.4146 |  | 1 | 15:10 | -8.86 |  | 505.7353 | -0.25974 | 528.1549 | 49.8915 | 49.8915 | 5.8338e-07 | 2.6328e-05 | 528.1549 | 528.1549 | 0 | 0 | 0 |  |  |  | 1 |  |  |  |  | 0
49.8915 | 0 | 527.1914 | 527.1914 |  | 1 | 15:10 | -8.84 |  | 505.7345 | -0.25896 | 526.9324 | 49.8915 | 49.8915 | 5.2504e-07 | 2.3696e-05 | 526.9325 | 526.9325 | 0 | 0 | 0 |  |  |  | 1 |  |  |  |  | 0
49.8915 | 0 | 529.6378 | 529.6378 |  | 1 | 15:10 | -8.82 |  | 505.7337 | -0.25818 | 529.3796 | 49.8915 | 49.8915 | 4.7254e-07 | 2.1326e-05 | 529.3796 | 529.3796 | 0 | 0 | 0 |  |  |  | 1 |  |  |  |  | 0
49.8915 | 0 | 529.6378 | 529.6378 |  | 1 | 15:10 | -8.8 |  | 505.733 | -0.2574 | 529.3804 | 49.8915 | 49.8915 | 4.2528e-07 | 1.9193e-05 | 529.3804 | 529.3804 | 0 | 0 | 0 |  |  |  | 1 |  |  |  |  | 0
49.8915 | 0 | 528.4146 | 528.4146 |  | 1 | 15:10 | -8.78 |  | 505.7322 | -0.25662 | 528.158 | 49.8915 | 49.8915 | 3.8276e-07 | 1.7274e-05 | 528.158 | 528.158 | 0 | 0 | 0 |  |  |  | 1 |  |  |  |  | 0
49.8915 | 0 | 528.4146 | 528.4146 |  | 1 | 15:10 | -8.76 |  | 505.7314 | -0.25584 | 528.1588 | 49.8915 | 49.8915 | -0.0033997 | -0.15343 | 528.0053 | 528.0053 | 0 | 0 | 0 |  |  |  | 1 |  |  |  |  | 0
49.8915 | 0 | 528.4146 | 528.4146 |  | 1 | 15:10 | -8.74 |  | 505.7306 | -0.25506 | 528.1595 | 49.8915 | 49.8915 | -0.0047597 | -0.21481 | 527.9447 | 527.9447 | 0 | 0 | 0 |  |  |  | 1 |  |  |  |  | 0
49.8915 | 0 | 528.4146 | 528.4146 |  | 1 | 15:10 | -8.72 |  | 505.7298 | -0.25428 | 528.1603 | 49.8915 | 49.8912 | -0.0042837 | -0.19333 | 527.967 | 527.967 | 0 | 0 | 0 |  |  |  | 1 |  |  |  |  | 0
49.8915 | 0 | 527.1914 | 527.1914 |  | 1 | 15:10 | -8.7 |  | 505.7291 | -0.2535 | 526.9379 | 49.8915 | 49.8912 | -0.0021553 | -0.097272 | 526.8406 | 526.8406 | 0 | 0 | 0 |  |  |  | 1 |  |  |  |  | 0
49.8915 | 0 | 528.4146 | 528.4146 |  | 1 | 15:10 | -8.68 |  | 505.7283 | -0.25272 | 528.1619 | 49.8915 | 49.8912 | 0.0014602 | 0.065899 | 528.2278 | 528.2278 | 0 | 0 | 0 |  |  |  | 1 |  |  |  |  | 0
49.8915 | 0 | 528.4146 | 528.4146 |  | 1 | 15:10 | -8.66 |  | 505.7275 | -0.25194 | 528.1627 | 49.8915 | 49.8913 | 0.0013142 | 0.059309 | 528.222 | 528.222 | 0 | 0 | 0 |  |  |  | 1 |  |  |  |  | 0
49.8915 | 0 | 528.4146 | 528.4146 |  | 1 | 15:10 | -8.64 |  | 505.7267 | -0.25116 | 528.1634 | 49.8915 | 49.8913 | 0.0011828 | 0.053378 | 528.2168 | 528.2168 | 0 | 0 | 0 |  |  |  | 1 |  |  |  |  | 0
49.8915 | 0 | 528.4146 | 528.4146 |  | 1 | 15:10 | -8.62 |  | 505.7259 | -0.25038 | 528.1642 | 49.8915 | 49.8913 | 0.0010645 | 0.04804 | 528.2123 | 528.2123 | 0 | 0 | 0 |  |  |  | 1 |  |  |  |  | 0
49.8915 | 0 | 527.1914 | 527.1914 |  | 1 | 15:10 | -8.6 |  | 505.7252 | -0.2496 | 526.9418 | 49.8915 | 49.8913 | 0.00095803 | 0.043236 | 526.985 | 526.985 | 0 | 0 | 0 |  |  |  | 1 |  |  |  |  | 0
49.8915 | 0 | 528.4146 | 528.4146 |  | 1 | 15:10 | -8.58 |  | 505.7244 | -0.24882 | 528.1658 | 49.8915 | 49.8913 | 0.00086223 | 0.038913 | 528.2047 | 528.2047 | 0 | 0 | 0 |  |  |  | 1 |  |  |  |  | 0
49.8915 | 0 | 528.4146 | 528.4146 |  | 1 | 15:10 | -8.56 |  | 505.7236 | -0.24804 | 528.1666 | 49.8915 | 49.8914 | 0.000776 | 0.035022 | 528.2016 | 528.2016 | 0 | 0 | 0 |  |  |  | 1 |  |  |  |  | 0
49.8881 | 0 | 528.4146 | 528.4146 |  | 1 | 15:10 | -8.54 |  | 505.7228 | -0.24726 | 528.1673 | 49.8912 | 49.8914 | 0.0006984 | 0.031517 | 528.1989 | 528.1989 | 0 | 0 | 0 |  |  |  | 1 |  |  |  |  | 0
49.8915 | 0 | 527.1914 | 527.1914 |  | 1 | 15:10 | -8.52 |  | 505.722 | -0.24648 | 526.9449 | 49.8912 | 49.8914 | 0.00062856 | 0.028367 | 526.9733 | 526.9733 | 0 | 0 | 0 |  |  |  | 1 |  |  |  |  | 0
49.8915 | 0 | 528.4146 | 528.4146 |  | 1 | 15:10 | -8.5 |  | 505.7213 | -0.2457 | 528.1689 | 49.8912 | 49.8914 | 0.00056571 | 0.025531 | 528.1944 | 528.1944 | 0 | 0 | 0 |  |  |  | 1 |  |  |  |  | 0
49.8915 | 0 | 528.4146 | 528.4146 |  | 1 | 15:10 | -8.48 |  | 505.7205 | -0.24492 | 528.1697 | 49.8913 | 49.8914 | 0.00050914 | 0.022978 | 528.1927 | 528.1927 | 0 | 0 | 0 |  |  |  | 1 |  |  |  |  | 0
49.8915 | 0 | 528.4146 | 528.4146 |  | 1 | 15:10 | -8.46 |  | 505.7197 | -0.24414 | 528.1705 | 49.8913 | 49.8914 | 0.00045822 | 0.02068 | 528.1911 | 528.1911 | 0 | 0 | 0 |  |  |  | 1 |  |  |  |  | 0
49.8915 | 0 | 527.1914 | 527.1914 |  | 1 | 15:10 | -8.44 |  | 505.7189 | -0.24336 | 526.948 | 49.8913 | 49.8914 | 0.0004124 | 0.018612 | 526.9667 | 526.9667 | 0 | 0 | 0 |  |  |  | 1 |  |  |  |  | 0
49.8915 | 0 | 527.1914 | 527.1914 |  | 1 | 15:10 | -8.42 |  | 505.7181 | -0.24258 | 526.9488 | 49.8913 | 49.8914 | 0.00037116 | 0.016751 | 526.9656 | 526.9656 | 0 | 0 | 0 |  |  |  | 1 |  |  |  |  | 0
49.8915 | 0 | 528.4146 | 528.4146 |  | 1 | 15:10 | -8.4 |  | 505.7174 | -0.2418 | 528.1728 | 49.8913 | 49.8914 | 0.00033404 | 0.015076 | 528.1879 | 528.1879 | 0 | 0 | 0 |  |  |  | 1 |  |  |  |  | 0
49.8915 | 0 | 528.4146 | 528.4146 |  | 1 | 15:10 | -8.38 |  | 505.7166 | -0.24102 | 528.1736 | 49.8914 | 49.8914 | 0.00030064 | 0.013568 | 528.1872 | 528.1872 | 0 | 0 | 0 |  |  |  | 1 |  |  |  |  | 0
49.8915 | 0 | 527.1914 | 527.1914 |  | 1 | 15:10 | -8.36 |  | 505.7158 | -0.24024 | 526.9512 | 49.8914 | 49.8914 | 0.00027058 | 0.012211 | 526.9634 | 526.9634 | 0 | 0 | 0 |  |  |  | 1 |  |  |  |  | 0
49.8915 | 0 | 528.4146 | 528.4146 |  | 1 | 15:10 | -8.34 |  | 505.715 | -0.23946 | 528.1751 | 49.8914 | 49.8915 | 0.00024352 | 0.01099 | 528.1861 | 528.1861 | 0 | 0 | 0 |  |  |  | 1 |  |  |  |  | 0
49.8915 | 0 | 527.1914 | 527.1914 |  | 1 | 15:10 | -8.32 |  | 505.7142 | -0.23868 | 526.9527 | 49.8914 | 49.8915 | 0.00021917 | 0.0098911 | 526.9626 | 526.9626 | 0 | 0 | 0 |  |  |  | 1 |  |  |  |  | 0
49.8915 | 0 | 525.9682 | 525.9682 |  | 1 | 15:10 | -8.3 |  | 505.7135 | -0.2379 | 525.7303 | 49.8914 | 49.8915 | 0.00019725 | 0.008902 | 525.7392 | 525.7392 | 0 | 0 | 0 |  |  |  | 1 |  |  |  |  | 0
49.8915 | 0 | 528.4146 | 528.4146 |  | 1 | 15:10 | -8.28 |  | 505.7127 | -0.23712 | 528.1775 | 49.8914 | 49.8915 | 0.00017752 | 0.0080118 | 528.1855 | 528.1855 | 0 | 0 | 0 |  |  |  | 1 |  |  |  |  | 0
49.8915 | 0 | 527.1914 | 527.1914 |  | 1 | 15:10 | -8.26 |  | 505.7119 | -0.23634 | 526.9551 | 49.8914 | 49.8915 | 0.00015977 | 0.0072106 | 526.9623 | 526.9623 | 0 | 0 | 0 |  |  |  | 1 |  |  |  |  | 0
49.8915 | 0 | 528.4146 | 528.4146 |  | 1 | 15:10 | -8.24 |  | 505.7111 | -0.23556 | 528.179 | 49.8914 | 49.8915 | 0.00014379 | 0.0064896 | 528.1855 | 528.1855 | 0 | 0 | 0 |  |  |  | 1 |  |  |  |  | 0
49.8915 | 0 | 527.1914 | 527.1914 |  | 1 | 15:10 | -8.22 |  | 505.7103 | -0.23478 | 526.9566 | 49.8914 | 49.8915 | 0.0036294 | 0.1638 | 527.1204 | 527.1204 | 0 | 0 | 0 |  |  |  | 1 |  |  |  |  | 0
49.8915 | 0 | 527.1914 | 527.1914 |  | 1 | 15:10 | -8.2 |  | 505.7096 | -0.234 | 526.9574 | 49.8914 | 49.8915 | 0.0085165 | 0.38435 | 527.3418 | 527.3418 | 0 | 0 | 0 |  |  |  | 1 |  |  |  |  | 0
49.8915 | 0 | 528.4146 | 528.4146 |  | 1 | 15:10 | -8.18 |  | 505.7088 | -0.23322 | 528.1814 | 49.8914 | 49.8918 | 0.012915 | 0.58285 | 528.7642 | 528.7642 | 0 | 0 | 0 |  |  |  | 1 |  |  |  |  | 0
49.8915 | 0 | 527.1914 | 527.1914 |  | 1 | 15:10 | -8.16 |  | 505.708 | -0.23244 | 526.959 | 49.8915 | 49.8921 | 0.015123 | 0.68253 | 527.6415 | 527.6415 | 0 | 0 | 0 |  |  |  | 1 |  |  |  |  | 0
49.8915 | 0 | 528.4146 | 528.4146 |  | 1 | 15:10 | -8.14 |  | 505.7072 | -0.23166 | 528.1829 | 49.8915 | 49.8924 | 0.013611 | 0.61427 | 528.7972 | 528.7972 | 0 | 0 | 0 |  |  |  | 1 |  |  |  |  | 0
49.8915 | 0 | 527.1914 | 527.1914 |  | 1 | 15:10 | -8.12 |  | 505.7064 | -0.23088 | 526.9605 | 49.8915 | 49.8927 | 0.01225 | 0.55285 | 527.5134 | 527.5134 | 0 | 0 | 0 |  |  |  | 1 |  |  |  |  | 0
49.8915 | 0 | 527.1914 | 527.1914 |  | 1 | 15:10 | -8.1 |  | 505.7057 | -0.2301 | 526.9613 | 49.8915 | 49.8929 | 0.011025 | 0.49756 | 527.4589 | 527.4589 | 0 | 0 | 0 |  |  |  | 1 |  |  |  |  | 0
49.8915 | 0 | 528.4146 | 528.4146 |  | 1 | 15:10 | -8.08 |  | 505.7049 | -0.22932 | 528.1853 | 49.8915 | 49.8931 | 0.0099224 | 0.44781 | 528.6331 | 528.6331 | 0 | 0 | 0 |  |  |  | 1 |  |  |  |  | 0
49.8915 | 0 | 527.1914 | 527.1914 |  | 1 | 15:10 | -8.06 |  | 505.7041 | -0.22854 | 526.9629 | 49.8915 | 49.8933 | 0.0089302 | 0.40303 | 527.3659 | 527.3659 | 0 | 0 | 0 |  |  |  | 1 |  |  |  |  | 0
49.8915 | 0 | 528.4146 | 528.4146 |  | 1 | 15:10 | -8.04 |  | 505.7033 | -0.22776 | 528.1868 | 49.8915 | 49.8935 | 0.0080372 | 0.36272 | 528.5496 | 528.5496 | 0 | 0 | 0 |  |  |  | 1 |  |  |  |  | 0
49.8915 | 0 | 527.1914 | 527.1914 |  | 1 | 15:10 | -8.02 |  | 505.7025 | -0.22698 | 526.9644 | 49.8915 | 49.8936 | 0.0072334 | 0.32645 | 527.2909 | 527.2909 | 0 | 0 | 0 |  |  |  | 1 |  |  |  |  | 0
49.895 | 0 | 527.1914 | 527.1914 |  | 1 | 15:10 | -8 |  | 505.7018 | -0.2262 | 526.9652 | 49.8918 | 49.8938 | 0.0065101 | 0.29383 | 527.259 | 527.259 | 0 | 0 | 0 |  |  |  | 1 |  |  |  |  | 0
49.895 | 0 | 527.1914 | 527.1914 |  | 1 | 15:10 | -7.98 |  | 505.701 | -0.22542 | 526.966 | 49.8921 | 49.8939 | 0.0058591 | 0.26444 | 527.2304 |  | 0 | 0 | 0 |  |  |  | 1 |  |  |  |  | 0
49.895 | 0 | 528.4146 | 528.4146 |  | 1 | 15:10 | -7.96 |  | 505.7002 | -0.22464 | 528.19 | 49.8924 | 49.894 | 0.0052732 | 0.238 | 528.428 |  | 0 | 0 | 0 |  |  |  | 1 |  |  |  |  | 0
49.895 | 0 | 527.1914 | 527.1914 |  | 1 | 15:10 | -7.94 |  | 505.6994 | -0.22386 | 526.9675 | 49.8927 | 49.8941 | 0.0047459 | 0.2142 | 527.1817 |  | 0 | 0 | 0 |  |  |  | 1 |  |  |  |  | 0
49.895 | 0 | 527.1914 | 527.1914 |  | 1 | 15:10 | -7.92 |  | 505.6986 | -0.22308 | 526.9683 | 49.8929 | 49.8942 | 0.0042713 | 0.19278 | 527.1611 |  | 0 | 0 | 0 |  |  |  | 1 |  |  |  |  | 0
49.895 | 0 | 527.1914 | 527.1914 |  | 1 | 15:10 | -7.9 |  | 505.6979 | -0.2223 | 526.9691 | 49.8931 | 49.8943 | 0.0038442 | 0.1735 | 527.1426 |  | 0 | 0 | 0 |  |  |  | 1 |  |  |  |  | 0
49.895 | 0 | 527.1914 | 527.1914 |  | 1 | 15:10 | -7.88 |  | 505.6971 | -0.22152 | 526.9699 | 49.8933 | 49.8943 | 0.0034597 | 0.15615 | 527.126 |  | 0 | 0 | 0 |  |  |  | 1 |  |  |  |  | 0
49.895 | 0 | 527.1914 | 527.1914 |  | 1 | 15:10 | -7.86 |  | 505.6963 | -0.22074 | 526.9707 | 49.8935 | 49.8944 | 0.0031138 | 0.14054 | 527.1112 |  | 0 | 0 | 0 |  |  |  | 1 |  |  |  |  | 0
49.895 | 0 | 527.1914 | 527.1914 |  | 1 | 15:10 | -7.84 |  | 505.6955 | -0.21996 | 526.9714 | 49.8936 | 49.8945 | 0.0028024 | 0.12648 | 527.0979 |  | 0 | 0 | 0 |  |  |  | 1 |  |  |  |  | 0
49.895 | 0 | 527.1914 | 527.1914 |  | 1 | 15:10 | -7.82 |  | 505.6947 | -0.21918 | 526.9722 | 49.8938 | 49.8945 | 0.0025221 | 0.11383 | 527.0861 |  | 0 | 0 | 0 |  |  |  | 1 |  |  |  |  | 0
49.895 | 0 | 527.1914 | 527.1914 |  | 1 | 15:10 | -7.8 |  | 505.694 | -0.2184 | 526.973 | 49.8939 | 49.8946 | 0.0022699 | 0.10245 | 527.0755 |  | 0 | 0 | 0 |  |  |  | 1 |  |  |  |  | 0
49.895 | 0 | 527.1914 | 527.1914 |  | 1 | 15:10 | -7.78 |  | 505.6932 | -0.21762 | 526.9738 | 49.894 | 49.8946 | 0.0020429 | 0.092206 | 527.066 |  | 0 | 0 | 0 |  |  |  | 1 |  |  |  |  | 0
49.895 | 0 | 528.4146 | 528.4146 |  | 1 | 15:10 | -7.76 |  | 505.6924 | -0.21684 | 528.1978 | 49.8941 | 49.8947 | 0.0018386 | 0.082985 | 528.2808 |  | 0 | 0 | 0 |  |  |  | 1 |  |  |  |  | 0
49.895 | 0 | 527.1914 | 527.1914 |  | 1 | 15:10 | -7.74 |  | 505.6916 | -0.21606 | 526.9753 | 49.8942 | 49.8947 | 0.0016548 | 0.074687 | 527.05 |  | 0 | 0 | 0 |  |  |  | 1 |  |  |  |  | 0
49.895 | 0 | 528.4146 | 528.4146 |  | 1 | 15:10 | -7.72 |  | 505.6908 | -0.21528 | 528.1993 | 49.8943 | 49.8947 | 0.0014893 | 0.067218 | 528.2665 |  | 0 | 0 | 0 |  |  |  | 1 |  |  |  |  | 0
49.895 | 0 | 527.1914 | 527.1914 |  | 1 | 15:10 | -7.7 |  | 505.6901 | -0.2145 | 526.9769 | 49.8943 | 49.8947 | 0.0013404 | 0.060496 | 527.0374 |  | 0 | 0 | 0 |  |  |  | 1 |  |  |  |  | 0
49.895 | 0 | 527.1914 | 527.1914 |  | 1 | 15:10 | -7.68 |  | 505.6893 | -0.21372 | 526.9777 | 49.8944 | 49.8948 | 0.0012063 | 0.054447 | 527.0321 |  | 0 | 0 | 0 |  |  |  | 1 |  |  |  |  | 0
49.895 | 0 | 528.4146 | 528.4146 |  | 1 | 15:10 | -7.66 |  | 505.6885 | -0.21294 | 528.2017 | 49.8945 | 49.8948 | 0.0010857 | 0.049002 | 528.2507 |  | 0 | 0 | 0 |  |  |  | 1 |  |  |  |  | 0
49.895 | 0 | 527.1914 | 527.1914 |  | 1 | 15:10 | -7.64 |  | 505.6877 | -0.21216 | 526.9792 | 49.8945 | 49.8948 | 0.00097713 | 0.044102 | 527.0233 |  | 0 | 0 | 0 |  |  |  | 1 |  |  |  |  | 0
49.895 | 0 | 528.4146 | 528.4146 |  | 1 | 15:10 | -7.62 |  | 505.6869 | -0.21138 | 528.2032 | 49.8946 | 49.8948 | 0.00087942 | 0.039692 | 528.2429 |  | 0 | 0 | 0 |  |  |  | 1 |  |  |  |  | 0
49.895 | 0 | 527.1914 | 527.1914 |  | 1 | 15:10 | -7.6 |  | 505.6862 | -0.2106 | 526.9808 | 49.8946 | 49.8949 | 0.00079148 | 0.035722 | 527.0165 |  | 0 | 0 | 0 |  |  |  | 1 |  |  |  |  | 0
49.895 | 0 | 528.4146 | 528.4146 |  | 1 | 15:10 | -7.58 |  | 505.6854 | -0.20982 | 528.2048 | 49.8947 | 49.8949 | 0.00071233 | 0.03215 | 528.2369 |  | 0 | 0 | 0 |  |  |  | 1 |  |  |  |  | 0
49.895 | 0 | 528.4146 | 528.4146 |  | 1 | 15:10 | -7.56 |  | 505.6846 | -0.20904 | 528.2056 | 49.8947 | 49.8949 | 0.0006411 | 0.028935 | 528.2345 |  | 0 | 0 | 0 |  |  |  | 1 |  |  |  |  | 0
49.895 | 0 | 527.1914 | 527.1914 |  | 1 | 15:10 | -7.54 |  | 505.6838 | -0.20826 | 526.9831 | 49.8947 | 49.8949 | 0.00057699 | 0.026042 | 527.0092 |  | 0 | 0 | 0 |  |  |  | 1 |  |  |  |  | 0
49.895 | 0 | 528.4146 | 528.4146 |  | 1 | 15:10 | -7.52 |  | 505.683 | -0.20748 | 528.2071 | 49.8947 | 49.8949 | 0.00051929 | 0.023437 | 528.2306 |  | 0 | 0 | 0 |  |  |  | 1 |  |  |  |  | 0
49.895 | 0 | 527.1914 | 527.1914 |  | 1 | 15:10 | -7.5 |  | 505.6823 | -0.2067 | 526.9847 | 49.8948 | 49.8949 | 0.0038674 | 0.17455 | 527.1592 |  | 0 | 0 | 0 |  |  |  | 1 |  |  |  |  | 0
49.895 | 0 | 527.1914 | 527.1914 |  | 1 | 15:10 | -7.48 |  | 505.6815 | -0.20592 | 526.9855 | 49.8948 | 49.8949 | 0.0085806 | 0.38728 | 527.3728 |  | 0 | 0 | 0 |  |  |  | 1 |  |  |  |  | 0
49.895 | 0 | 528.4146 | 528.4146 |  | 1 | 15:10 | -7.46 |  | 505.6807 | -0.20514 | 528.2095 | 49.8948 | 49.8953 | 0.012823 | 0.57873 | 528.7882 |  | 0 | 0 | 0 |  |  |  | 1 |  |  |  |  | 0
49.895 | 0 | 528.4146 | 528.4146 |  | 1 | 15:10 | -7.44 |  | 505.6799 | -0.20436 | 528.2102 | 49.8948 | 49.8956 | 0.01494 | 0.67431 | 528.8846 |  | 0 | 0 | 0 |  |  |  | 1 |  |  |  |  | 0
49.895 | 0 | 528.4146 | 528.4146 |  | 1 | 15:10 | -7.42 |  | 505.6791 | -0.20358 | 528.211 | 49.8949 | 49.8959 | 0.013446 | 0.60688 | 528.8179 |  | 0 | 0 | 0 |  |  |  | 1 |  |  |  |  | 0
49.895 | 0 | 527.1914 | 527.1914 |  | 1 | 15:10 | -7.4 |  | 505.6784 | -0.2028 | 526.9886 | 49.8949 | 49.8961 | 0.012102 | 0.54619 | 527.5348 |  | 0 | 0 | 0 |  |  |  | 1 |  |  |  |  | 0
49.895 | 0 | 528.4146 | 528.4146 |  | 1 | 15:10 | -7.38 |  | 505.6776 | -0.20202 | 528.2126 | 49.8949 | 49.8963 | 0.010891 | 0.49157 | 528.7042 |  | 0 | 0 | 0 |  |  |  | 1 |  |  |  |  | 0
49.895 | 0 | 528.4146 | 528.4146 |  | 1 | 15:10 | -7.36 |  | 505.6768 | -0.20124 | 528.2134 | 49.8949 | 49.8966 | 0.0098023 | 0.44242 | 528.6558 |  | 0 | 0 | 0 |  |  |  | 1 |  |  |  |  | 0
49.895 | 0 | 528.4146 | 528.4146 |  | 1 | 15:10 | -7.34 |  | 505.676 | -0.20046 | 528.2141 | 49.8949 | 49.8967 | 0.0088221 | 0.39818 | 528.6123 |  | 0 | 0 | 0 |  |  |  | 1 |  |  |  |  | 0
49.895 | 0 | 527.1914 | 527.1914 |  | 1 | 15:10 | -7.32 |  | 505.6752 | -0.19968 | 526.9917 | 49.8949 | 49.8969 | 0.0079399 | 0.35836 | 527.3501 |  | 0 | 0 | 0 |  |  |  | 1 |  |  |  |  | 0
49.895 | 0 | 528.4146 | 528.4146 |  | 1 | 15:10 | -7.3 |  | 505.6745 | -0.1989 | 528.2157 | 49.8949 | 49.8971 | 0.0071459 | 0.32252 | 528.5382 |  | 0 | 0 | 0 |  |  |  | 1 |  |  |  |  | 0
49.8984 | 0 | 529.6378 | 529.6378 |  | 1 | 15:10 | -7.28 |  | 505.6737 | -0.19812 | 529.4396 | 49.8953 | 49.8972 | 0.0064313 | 0.29029 | 529.7299 |  | 0 | 0 | 0 |  |  |  | 1 |  |  |  |  | 0
49.8984 | 0 | 528.4146 | 528.4146 |  | 1 | 15:10 | -7.26 |  | 505.6729 | -0.19734 | 528.2173 | 49.8956 | 49.8973 | 0.0057882 | 0.26126 | 528.4785 |  | 0 | 0 | 0 |  |  |  | 1 |  |  |  |  | 0
49.8984 | 0 | 528.4146 | 528.4146 |  | 1 | 15:10 | -7.24 |  | 505.6721 | -0.19656 | 528.218 | 49.8959 | 49.8974 | 0.0018094 | 0.081669 | 528.2997 |  | 0 | 0 | 0 |  |  |  | 1 |  |  |  |  | 0
49.8984 | 0 | 529.6378 | 529.6378 |  | 1 | 15:10 | -7.22 |  | 505.6713 | -0.19578 | 529.442 | 49.8961 | 49.8975 | -0.0034716 | -0.1567 | 529.2853 |  | 0 | 0 | 0 |  |  |  | 1 |  |  |  |  | 0
49.8984 | 0 | 528.4146 | 528.4146 |  | 1 | 15:10 | -7.2 |  | 505.6706 | -0.195 | 528.2196 | 49.8963 | 49.8973 | -0.0082244 | -0.37122 | 527.8484 |  | 0 | 0 | 0 |  |  |  | 1 |  |  |  |  | 0
49.8984 | 0 | 529.6378 | 529.6378 |  | 1 | 15:10 | -7.18 |  | 505.6698 | -0.19422 | 529.4435 | 49.8966 | 49.897 | -0.010802 | -0.48757 | 528.956 |  | 0 | 0 | 0 |  |  |  | 1 |  |  |  |  | 0
49.8984 | 0 | 528.4146 | 528.4146 |  | 1 | 15:10 | -7.16 |  | 505.669 | -0.19344 | 528.2212 | 49.8967 | 49.8968 | -0.0097218 | -0.43881 | 527.7824 |  | 0 | 0 | 0 |  |  |  | 1 |  |  |  |  | 0
49.8984 | 0 | 528.4146 | 528.4146 |  | 1 | 15:10 | -7.14 |  | 505.6682 | -0.19266 | 528.2219 | 49.8969 | 49.8967 | -0.0087496 | -0.39493 | 527.827 |  | 0 | 0 | 0 |  |  |  | 1 |  |  |  |  | 0
49.8984 | 0 | 529.6378 | 529.6378 |  | 1 | 15:10 | -7.12 |  | 505.6674 | -0.19188 | 529.4459 | 49.8971 | 49.8965 | -0.0078746 | -0.35544 | 529.0904 |  | 0 | 0 | 0 |  |  |  | 1 |  |  |  |  | 0
49.8984 | 0 | 529.6378 | 529.6378 |  | 1 | 15:10 | -7.1 |  | 505.6667 | -0.1911 | 529.4467 | 49.8972 | 49.8963 | -0.0070872 | -0.31989 | 529.1268 |  | 0 | 0 | 0 |  |  |  | 1 |  |  |  |  | 0
49.8984 | 0 | 529.6378 | 529.6378 |  | 1 | 15:10 | -7.08 |  | 505.6659 | -0.19032 | 529.4474 | 49.8973 | 49.8962 | -0.0063785 | -0.2879 | 529.1595 |  | 0 | 0 | 0 |  |  |  | 1 |  |  |  |  | 0
49.8984 | 0 | 528.4146 | 528.4146 |  | 1 | 15:10 | -7.06 |  | 505.6651 | -0.18954 | 528.2251 | 49.8974 | 49.8961 | -0.0057406 | -0.25911 | 527.966 |  | 0 | 0 | 0 |  |  |  | 1 |  |  |  |  | 0
49.8984 | 0 | 528.4146 | 528.4146 |  | 1 | 15:10 | -7.04 |  | 505.6643 | -0.18876 | 528.2258 | 49.8975 | 49.896 | -0.0051666 | -0.2332 | 527.9926 |  | 0 | 0 | 0 |  |  |  | 1 |  |  |  |  | 0
49.895 | 0 | 529.6378 | 529.6378 |  | 1 | 15:10 | -7.02 |  | 505.6635 | -0.18798 | 529.4498 | 49.8973 | 49.8959 | -0.0046499 | -0.20987 | 529.2399 |  | 0 | 0 | 0 |  |  |  | 1 |  |  |  |  | 0
49.895 | 0 | 528.4146 | 528.4146 |  | 1 | 15:10 | -7 |  | 505.6628 | -0.1872 | 528.2274 | 49.897 | 49.8958 | -0.0041849 | -0.18888 | 528.0385 |  | 0 | 0 | 0 |  |  |  | 1 |  |  |  |  | 0
49.895 | 0 | 529.6378 | 529.6378 |  | 1 | 15:10 | -6.98 |  | 505.662 | -0.18642 | 529.4513 | 49.8968 | 49.8957 | -0.0037664 | -0.16999 | 529.2813 |  | 0 | 0 | 0 |  |  |  | 1 |  |  |  |  | 0
49.895 | 0 | 528.4146 | 528.4146 |  | 1 | 15:10 | -6.96 |  | 505.6612 | -0.18564 | 528.229 | 49.8967 | 49.8956 | -0.0033898 | -0.15299 | 528.076 |  | 0 | 0 | 0 |  |  |  | 1 |  |  |  |  | 0
49.895 | 0 | 528.4146 | 528.4146 |  | 1 | 15:10 | -6.94 |  | 505.6604 | -0.18486 | 528.2297 | 49.8965 | 49.8956 | -0.0030508 | -0.13769 | 528.0921 |  | 0 | 0 | 0 |  |  |  | 1 |  |  |  |  | 0
49.895 | 0 | 529.6378 | 529.6378 |  | 1 | 15:10 | -6.92 |  | 505.6596 | -0.18408 | 529.4537 | 49.8963 | 49.8955 | -0.0027457 | -0.12392 | 529.3297 |  | 0 | 0 | 0 |  |  |  | 1 |  |  |  |  | 0
49.895 | 0 | 529.6378 | 529.6378 |  | 1 | 15:10 | -6.9 |  | 505.6589 | -0.1833 | 529.4545 | 49.8962 | 49.8955 | -0.0024711 | -0.11153 | 529.3429 |  | 0 | 0 | 0 |  |  |  | 1 |  |  |  |  | 0
49.895 | 0 | 529.6378 | 529.6378 |  | 1 | 15:10 | -6.88 |  | 505.6581 | -0.18252 | 529.4552 | 49.8961 | 49.8954 | -0.002224 | -0.10038 | 529.3549 |  | 0 | 0 | 0 |  |  |  | 1 |  |  |  |  | 0
49.895 | 0 | 529.6378 | 529.6378 |  | 1 | 15:10 | -6.86 |  | 505.6573 | -0.18174 | 529.456 | 49.896 | 49.8954 | -0.0020016 | -0.090341 | 529.3657 |  | 0 | 0 | 0 |  |  |  | 1 |  |  |  |  | 0
49.895 | 0 | 529.6378 | 529.6378 |  | 1 | 15:10 | -6.84 |  | 505.6565 | -0.18096 | 529.4568 | 49.8959 | 49.8953 | -0.0018015 | -0.081307 | 529.3755 |  | 0 | 0 | 0 |  |  |  | 1 |  |  |  |  | 0
49.895 | 0 | 528.4146 | 528.4146 |  | 1 | 15:10 | -6.82 |  | 505.6557 | -0.18018 | 528.2344 | 49.8958 | 49.8953 | -0.0051213 | -0.23114 | 528.0033 |  | 0 | 0 | 0 |  |  |  | 1 |  |  |  |  | 0
49.895 | 0 | 529.6378 | 529.6378 |  | 1 | 15:10 | -6.8 |  | 505.655 | -0.1794 | 529.4584 | 49.8957 | 49.8953 | -0.0098592 | -0.44498 | 529.0134 |  | 0 | 0 | 0 |  |  |  | 1 |  |  |  |  | 0
49.895 | 0 | 528.4146 | 528.4146 |  | 1 | 15:10 | -6.78 |  | 505.6542 | -0.17862 | 528.236 | 49.8956 | 49.8949 | -0.014123 | -0.63744 | 527.5985 |  | 0 | 0 | 0 |  |  |  | 1 |  |  |  |  | 0
49.895 | 0 | 528.4146 | 528.4146 |  | 1 | 15:10 | -6.76 |  | 505.6534 | -0.17784 | 528.2368 | 49.8956 | 49.8946 | -0.016211 | -0.73166 | 527.5051 |  | 0 | 0 | 0 |  |  |  | 1 |  |  |  |  | 0
49.895 | 0 | 529.6378 | 529.6378 |  | 1 | 15:10 | -6.74 |  | 505.6526 | -0.17706 | 529.4607 | 49.8955 | 49.8943 | -0.01459 | -0.6585 | 528.8022 |  | 0 | 0 | 0 |  |  |  | 1 |  |  |  |  | 0
49.895 | 0 | 527.1914 | 527.1914 |  | 1 | 15:10 | -6.72 |  | 505.6518 | -0.17628 | 527.0151 | 49.8955 | 49.894 | -0.013131 | -0.59265 | 526.4225 |  | 0 | 0 | 0 |  |  |  | 1 |  |  |  |  | 0
49.895 | 0 | 529.6378 | 529.6378 |  | 1 | 15:10 | -6.7 |  | 505.6511 | -0.1755 | 529.4623 | 49.8954 | 49.8937 | -0.011818 | -0.53338 | 528.9289 |  | 0 | 0 | 0 |  |  |  | 1 |  |  |  |  | 0
49.895 | 0 | 528.4146 | 528.4146 |  | 1 | 15:10 | -6.68 |  | 505.6503 | -0.17472 | 528.2399 | 49.8954 | 49.8935 | -0.010636 | -0.48004 | 527.7598 |  | 0 | 0 | 0 |  |  |  | 1 |  |  |  |  | 0
49.895 | 0 | 527.1914 | 527.1914 |  | 1 | 15:10 | -6.66 |  | 505.6495 | -0.17394 | 527.0175 | 49.8953 | 49.8933 | -0.0095724 | -0.43204 | 526.5854 |  | 0 | 0 | 0 |  |  |  | 1 |  |  |  |  | 0
49.895 | 0 | 528.4146 | 528.4146 |  | 1 | 15:10 | -6.64 |  | 505.6487 | -0.17316 | 528.2414 | 49.8953 | 49.8931 | -0.0086152 | -0.38884 | 527.8526 |  | 0 | 0 | 0 |  |  |  | 1 |  |  |  |  | 0
49.895 | 0 | 528.4146 | 528.4146 |  | 1 | 15:10 | -6.62 |  | 505.6479 | -0.17238 | 528.2422 | 49.8953 | 49.893 | -0.0077536 | -0.34995 | 527.8923 |  | 0 | 0 | 0 |  |  |  | 1 |  |  |  |  | 0
49.8915 | 0 | 529.6378 | 529.6378 |  | 1 | 15:10 | -6.6 |  | 505.6472 | -0.1716 | 529.4662 | 49.8949 | 49.8928 | -0.0069783 | -0.31493 | 529.1512 |  | 0 | 0 | 0 |  |  |  | 1 |  |  |  |  | 0
49.8915 | 0 | 528.4146 | 528.4146 |  | 1 | 15:10 | -6.58 |  | 505.6464 | -0.17082 | 528.2438 | 49.8946 | 49.8927 | -0.0062805 | -0.28344 | 527.9603 |  | 0 | 0 | 0 |  |  |  | 1 |  |  |  |  | 0
49.8915 | 0 | 528.4146 | 528.4146 |  | 1 | 15:10 | -6.56 |  | 505.6456 | -0.17004 | 528.2446 | 49.8943 | 49.8926 | -0.0056524 | -0.2551 | 527.9895 |  | 0 | 0 | 0 |  |  |  | 1 |  |  |  |  | 0
49.8915 | 0 | 528.4146 | 528.4146 |  | 1 | 15:10 | -6.54 |  | 505.6448 | -0.16926 | 528.2453 | 49.894 | 49.8925 | -0.0050872 | -0.22959 | 528.0158 |  | 0 | 0 | 0 |  |  |  | 1 |  |  |  |  | 0
49.8915 | 0 | 527.1914 | 527.1914 |  | 1 | 15:10 | -6.52 |  | 505.644 | -0.16848 | 527.0229 | 49.8937 | 49.8924 | -0.0045784 | -0.20663 | 526.8163 |  | 0 | 0 | 0 |  |  |  | 1 |  |  |  |  | 0
49.8915 | 0 | 528.4146 | 528.4146 |  | 1 | 15:10 | -6.5 |  | 505.6433 | -0.1677 | 528.2469 | 49.8935 | 49.8923 | -0.0041206 | -0.18597 | 528.0609 |  | 0 | 0 | 0 |  |  |  | 1 |  |  |  |  | 0
49.8915 | 0 | 527.1914 | 527.1914 |  | 1 | 15:10 | -6.48 |  | 505.6425 | -0.16692 | 527.0245 | 49.8933 | 49.8922 | -0.0037085 | -0.16737 | 526.8571 |  | 0 | 0 | 0 |  |  |  | 1 |  |  |  |  | 0
49.8915 | 0 | 528.4146 | 528.4146 |  | 1 | 15:10 | -6.46 |  | 505.6417 | -0.16614 | 528.2485 | 49.8931 | 49.8921 | -0.0033377 | -0.15063 | 528.0978 |  | 0 | 0 | 0 |  |  |  | 1 |  |  |  |  | 0
49.8915 | 0 | 528.4146 | 528.4146 |  | 1 | 15:10 | -6.44 |  | 505.6409 | -0.16536 | 528.2492 | 49.893 | 49.8921 | -0.0030039 | -0.13557 | 528.1137 |  | 0 | 0 | 0 |  |  |  | 1 |  |  |  |  | 0
49.8915 | 0 | 529.6378 | 529.6378 |  | 1 | 15:10 | -6.42 |  | 505.6401 | -0.16458 | 529.4732 | 49.8928 | 49.892 | -0.0027035 | -0.12201 | 529.3512 |  | 0 | 0 | 0 |  |  |  | 1 |  |  |  |  | 0
49.8915 | 0 | 529.6378 | 529.6378 |  | 1 | 15:10 | -6.4 |  | 505.6394 | -0.1638 | 529.474 | 49.8927 | 49.892 | -0.0024332 | -0.10981 | 529.3641 |  | 0 | 0 | 0 |  |  |  | 1 |  |  |  |  | 0
49.8915 | 0 | 528.4146 | 528.4146 |  | 1 | 15:10 | -6.38 |  | 505.6386 | -0.16302 | 528.2516 | 49.8926 | 49.8919 | -0.0021899 | -0.09883 | 528.1528 |  | 0 | 0 | 0 |  |  |  | 1 |  |  |  |  | 0
49.8915 | 0 | 529.6378 | 529.6378 |  | 1 | 15:10 | -6.36 |  | 505.6378 | -0.16224 | 529.4755 | 49.8925 | 49.8919 | -0.0019709 | -0.088947 | 529.3866 |  | 0 | 0 | 0 |  |  |  | 1 |  |  |  |  | 0
49.8915 | 0 | 528.4146 | 528.4146 |  | 1 | 15:10 | -6.34 |  | 505.637 | -0.16146 | 528.2531 | 49.8924 | 49.8918 | -0.0017738 | -0.080052 | 528.1731 |  | 0 | 0 | 0 |  |  |  | 1 |  |  |  |  | 0
49.8915 | 0 | 528.4146 | 528.4146 |  | 1 | 15:10 | -6.32 |  | 505.6362 | -0.16068 | 528.2539 | 49.8923 | 49.8918 | -0.0015964 | -0.072047 | 528.1819 |  | 0 | 0 | 0 |  |  |  | 1 |  |  |  |  | 0
49.8915 | 0 | 527.1914 | 527.1914 |  | 1 | 15:10 | -6.3 |  | 505.6355 | -0.1599 | 527.0315 | 49.8922 | 49.8918 | -0.0014368 | -0.064842 | 526.9667 |  | 0 | 0 | 0 |  |  |  | 1 |  |  |  |  | 0
49.8915 | 0 | 527.1914 | 527.1914 |  | 1 | 15:10 | -6.28 |  | 505.6347 | -0.15912 | 527.0323 | 49.8921 | 49.8917 | -0.0012931 | -0.058358 | 526.9739 |  | 0 | 0 | 0 |  |  |  | 1 |  |  |  |  | 0
49.8915 | 0 | 528.4146 | 528.4146 |  | 1 | 15:10 | -6.26 |  | 505.6339 | -0.15834 | 528.2563 | 49.8921 | 49.8917 | -0.0011638 | -0.052522 | 528.2037 |  | 0 | 0 | 0 |  |  |  | 1 |  |  |  |  | 0
49.8915 | 0 | 528.4146 | 528.4146 |  | 1 | 15:10 | -6.24 |  | 505.6331 | -0.15756 | 528.257 | 49.892 | 49.8917 | -0.0010474 | -0.04727 | 528.2098 |  | 0 | 0 | 0 |  |  |  | 1 |  |  |  |  | 0
49.8915 | 0 | 528.4146 | 528.4146 |  | 1 | 15:10 | -6.22 |  | 505.6323 | -0.15678 | 528.2578 | 49.892 | 49.8917 | -0.00094266 | -0.042543 | 528.2153 |  | 0 | 0 | 0 |  |  |  | 1 |  |  |  |  | 0
49.8915 | 0 | 527.1914 | 527.1914 |  | 1 | 15:10 | -6.2 |  | 505.6316 | -0.156 | 527.0354 | 49.8919 | 49.8917 | -0.0008484 | -0.038289 | 526.9971 |  | 0 | 0 | 0 |  |  |  | 1 |  |  |  |  | 0
49.8915 | 0 | 528.4146 | 528.4146 |  | 1 | 15:10 | -6.18 |  | 505.6308 | -0.15522 | 528.2594 | 49.8919 | 49.8916 | -0.00076356 | -0.03446 | 528.2249 |  | 0 | 0 | 0 |  |  |  | 1 |  |  |  |  | 0
49.8915 | 0 | 528.4146 | 528.4146 |  | 1 | 15:10 | -6.16 |  | 505.63 | -0.15444 | 528.2602 | 49.8918 | 49.8916 | -0.0006872 | -0.031014 | 528.2292 |  | 0 | 0 | 0 |  |  |  | 1 |  |  |  |  | 0
49.8915 | 0 | 528.4146 | 528.4146 |  | 1 | 15:11 | -6.14 |  | 505.6292 | -0.15366 | 528.2609 | 49.8918 | 49.8916 | -0.00061848 | -0.027912 | 528.233 |  | 0 | 0 | 0 |  |  |  | 1 |  |  |  |  | 0
49.8915 | 0 | 528.4146 | 528.4146 |  | 1 | 15:11 | -6.12 |  | 505.6284 | -0.15288 | 528.2617 | 49.8918 | 49.8916 | -0.00055663 | -0.025121 | 528.2366 |  | 0 | 0 | 0 |  |  |  | 1 |  |  |  |  | 0
49.8915 | 0 | 528.4146 | 528.4146 |  | 1 | 15:11 | -6.1 |  | 505.6277 | -0.1521 | 528.2625 | 49.8917 | 49.8916 | -0.00050097 | -0.022609 | 528.2399 |  | 0 | 0 | 0 |  |  |  | 1 |  |  |  |  | 0
49.8915 | 0 | 528.4146 | 528.4146 |  | 1 | 15:11 | -6.08 |  | 505.6269 | -0.15132 | 528.2633 | 49.8917 | 49.8916 | -0.00045087 | -0.020348 | 528.2429 |  | 0 | 0 | 0 |  |  |  | 1 |  |  |  |  | 0
49.8915 | 0 | 528.4146 | 528.4146 |  | 1 | 15:11 | -6.06 |  | 505.6261 | -0.15054 | 528.2641 | 49.8917 | 49.8916 | -0.00040579 | -0.018313 | 528.2458 |  | 0 | 0 | 0 |  |  |  | 1 |  |  |  |  | 0
49.8915 | 0 | 528.4146 | 528.4146 |  | 1 | 15:11 | -6.04 |  | 505.6253 | -0.14976 | 528.2648 | 49.8917 | 49.8916 | -0.00036521 | -0.016482 | 528.2484 |  | 0 | 0 | 0 |  |  |  | 1 |  |  |  |  | 0
49.8915 | 0 | 528.4146 | 528.4146 |  | 1 | 15:11 | -6.02 |  | 505.6245 | -0.14898 | 528.2656 | 49.8917 | 49.8916 | -0.00032869 | -0.014834 | 528.2508 |  | 0 | 0 | 0 |  |  |  | 1 |  |  |  |  | 0
49.8915 | 0 | 528.4146 | 528.4146 |  | 1 | 15:11 | -6 |  | 505.6238 | -0.1482 | 528.2664 | 49.8916 | 49.8916 | -0.00029582 | -0.01335 | 528.2531 |  | 0 | 0 | 0 |  |  |  | 1 |  |  |  |  | 0
49.8915 | 0 | 528.4146 | 528.4146 |  | 1 | 15:11 | -5.98 |  | 505.623 | -0.14742 | 528.2672 | 49.8916 | 49.8916 | -0.00026624 | -0.012015 | 528.2552 |  | 0 | 0 | 0 |  |  |  | 1 |  |  |  |  | 0
49.8915 | 0 | 528.4146 | 528.4146 |  | 1 | 15:11 | -5.96 |  | 505.6222 | -0.14664 | 528.268 | 49.8916 | 49.8915 | -0.00023961 | -0.010814 | 528.2572 |  | 0 | 0 | 0 |  |  |  | 1 |  |  |  |  | 0
49.8915 | 0 | 527.1914 | 527.1914 |  | 1 | 15:11 | -5.94 |  | 505.6214 | -0.14586 | 527.0455 | 49.8916 | 49.8915 | -0.00021565 | -0.0097325 | 527.0358 |  | 0 | 0 | 0 |  |  |  | 1 |  |  |  |  | 0
49.8915 | 0 | 527.1914 | 527.1914 |  | 1 | 15:11 | -5.92 |  | 505.6206 | -0.14508 | 527.0463 | 49.8916 | 49.8915 | -0.00019409 | -0.0087592 | 527.0376 |  | 0 | 0 | 0 |  |  |  | 1 |  |  |  |  | 0
49.8915 | 0 | 528.4146 | 528.4146 |  | 1 | 15:11 | -5.9 |  | 505.6199 | -0.1443 | 528.2703 | 49.8916 | 49.8915 | -0.00017468 | -0.0078833 | 528.2624 |  | 0 | 0 | 0 |  |  |  | 1 |  |  |  |  | 0
49.8915 | 0 | 525.9682 | 525.9682 |  | 1 | 15:11 | -5.88 |  | 505.6191 | -0.14352 | 525.8247 | 49.8916 | 49.8915 | -0.00015721 | -0.007095 | 525.8176 |  | 0 | 0 | 0 |  |  |  | 1 |  |  |  |  | 0
49.8915 | 0 | 527.1914 | 527.1914 |  | 1 | 15:11 | -5.86 |  | 505.6183 | -0.14274 | 527.0487 | 49.8916 | 49.8915 | -0.00014149 | -0.0063855 | 527.0423 |  | 0 | 0 | 0 |  |  |  | 1 |  |  |  |  | 0
49.8915 | 0 | 528.4146 | 528.4146 |  | 1 | 15:11 | -5.84 |  | 505.6175 | -0.14196 | 528.2726 | 49.8916 | 49.8915 | -0.00012734 | -0.0057469 | 528.2669 |  | 0 | 0 | 0 |  |  |  | 1 |  |  |  |  | 0
49.8915 | 0 | 528.4146 | 528.4146 |  | 1 | 15:11 | -5.82 |  | 505.6167 | -0.14118 | 528.2734 | 49.8916 | 49.8915 | -0.00011461 | -0.0051722 | 528.2683 |  | 0 | 0 | 0 |  |  |  | 1 |  |  |  |  | 0
49.8915 | 0 | 528.4146 | 528.4146 |  | 1 | 15:11 | -5.8 |  | 505.616 | -0.1404 | 528.2742 | 49.8916 | 49.8915 | -0.00010315 | -0.004655 | 528.2696 |  | 0 | 0 | 0 |  |  |  | 1 |  |  |  |  | 0
49.8915 | 0 | 528.4146 | 528.4146 |  | 1 | 15:11 | -5.78 |  | 505.6152 | -0.13962 | 528.275 | 49.8915 | 49.8915 | -9.2831e-05 | -0.0041895 | 528.2708 |  | 0 | 0 | 0 |  |  |  | 1 |  |  |  |  | 0
49.8915 | 0 | 527.1914 | 527.1914 |  | 1 | 15:11 | -5.76 |  | 505.6144 | -0.13884 | 527.0526 | 49.8915 | 49.8915 | -8.3548e-05 | -0.0037706 | 527.0488 |  | 0 | 0 | 0 |  |  |  | 1 |  |  |  |  | 0
49.8915 | 0 | 528.4146 | 528.4146 |  | 1 | 15:11 | -5.74 |  | 505.6136 | -0.13806 | 528.2765 | 49.8915 | 49.8915 | -7.5193e-05 | -0.0033935 | 528.2732 |  | 0 | 0 | 0 |  |  |  | 1 |  |  |  |  | 0
49.8915 | 0 | 528.4146 | 528.4146 |  | 1 | 15:11 | -5.72 |  | 505.6128 | -0.13728 | 528.2773 | 49.8915 | 49.8915 | -6.7674e-05 | -0.0030541 | 528.2743 |  | 0 | 0 | 0 |  |  |  | 1 |  |  |  |  | 0
49.8915 | 0 | 528.4146 | 528.4146 |  | 1 | 15:11 | -5.7 |  | 505.6121 | -0.1365 | 528.2781 | 49.8915 | 49.8915 | -6.0906e-05 | -0.0027487 | 528.2754 |  | 0 | 0 | 0 |  |  |  | 1 |  |  |  |  | 0
49.8915 | 0 | 528.4146 | 528.4146 |  | 1 | 15:11 | -5.68 |  | 505.6113 | -0.13572 | 528.2789 | 49.8915 | 49.8915 | -5.4816e-05 | -0.0024739 | 528.2764 |  | 0 | 0 | 0 |  |  |  | 1 |  |  |  |  | 0
49.8915 | 0 | 527.1914 | 527.1914 |  | 1 | 15:11 | -5.66 |  | 505.6105 | -0.13494 | 527.0565 | 49.8915 | 49.8915 | -4.9334e-05 | -0.0022265 | 527.0542 |  | 0 | 0 | 0 |  |  |  | 1 |  |  |  |  | 0
49.8915 | 0 | 528.4146 | 528.4146 |  | 1 | 15:11 | -5.64 |  | 505.6097 | -0.13416 | 528.2804 | 49.8915 | 49.8915 | -4.4401e-05 | -0.0020038 | 528.2784 |  | 0 | 0 | 0 |  |  |  | 1 |  |  |  |  | 0
49.8915 | 0 | 528.4146 | 528.4146 |  | 1 | 15:11 | -5.62 |  | 505.6089 | -0.13338 | 528.2812 | 49.8915 | 49.8915 | -3.9961e-05 | -0.0018034 | 528.2794 |  | 0 | 0 | 0 |  |  |  | 1 |  |  |  |  | 0
49.8915 | 0 | 528.4146 | 528.4146 |  | 1 | 15:11 | -5.6 |  | 505.6082 | -0.1326 | 528.282 | 49.8915 | 49.8915 | -3.5964e-05 | -0.0016231 | 528.2804 |  | 0 | 0 | 0 |  |  |  | 1 |  |  |  |  | 0
49.8915 | 0 | 527.1914 | 527.1914 |  | 1 | 15:11 | -5.58 |  | 505.6074 | -0.13182 | 527.0596 | 49.8915 | 49.8915 | -3.2368e-05 | -0.0014608 | 527.0581 |  | 0 | 0 | 0 |  |  |  | 1 |  |  |  |  | 0
49.8915 | 0 | 528.4146 | 528.4146 |  | 1 | 15:11 | -5.56 |  | 505.6066 | -0.13104 | 528.2836 | 49.8915 | 49.8915 | -2.9131e-05 | -0.0013147 | 528.2823 |  | 0 | 0 | 0 |  |  |  | 1 |  |  |  |  | 0
49.8915 | 0 | 528.4146 | 528.4146 |  | 1 | 15:11 | -5.54 |  | 505.6058 | -0.13026 | 528.2843 | 49.8915 | 49.8915 | -2.6218e-05 | -0.0011832 | 528.2832 |  | 0 | 0 | 0 |  |  |  | 1 |  |  |  |  | 0
49.8915 | 0 | 527.1914 | 527.1914 |  | 1 | 15:11 | -5.52 |  | 505.605 | -0.12948 | 527.0619 | 49.8915 | 49.8915 | -2.3596e-05 | -0.0010649 | 527.0609 |  | 0 | 0 | 0 |  |  |  | 1 |  |  |  |  | 0
49.8915 | 0 | 528.4146 | 528.4146 |  | 1 | 15:11 | -5.5 |  | 505.6043 | -0.1287 | 528.2859 | 49.8915 | 49.8915 | -2.1237e-05 | -0.00095842 | 528.2849 |  | 0 | 0 | 0 |  |  |  | 1 |  |  |  |  | 0
49.8915 | 0 | 527.1914 | 527.1914 |  | 1 | 15:11 | -5.48 |  | 505.6035 | -0.12792 | 527.0635 | 49.8915 | 49.8915 | -1.9113e-05 | -0.00086258 | 527.0626 |  | 0 | 0 | 0 |  |  |  | 1 |  |  |  |  | 0
49.8915 | 0 | 527.1914 | 527.1914 |  | 1 | 15:11 | -5.46 |  | 505.6027 | -0.12714 | 527.0643 | 49.8915 | 49.8915 | -1.7202e-05 | -0.00077632 | 527.0635 |  | 0 | 0 | 0 |  |  |  | 1 |  |  |  |  | 0
49.8915 | 0 | 528.4146 | 528.4146 |  | 1 | 15:11 | -5.44 |  | 505.6019 | -0.12636 | 528.2882 | 49.8915 | 49.8915 | -1.5482e-05 | -0.00069869 | 528.2875 |  | 0 | 0 | 0 |  |  |  | 1 |  |  |  |  | 0
49.8915 | 0 | 528.4146 | 528.4146 |  | 1 | 15:11 | -5.42 |  | 505.6011 | -0.12558 | 528.289 | 49.8915 | 49.8915 | -1.3933e-05 | -0.00062882 | 528.2884 |  | 0 | 0 | 0 |  |  |  | 1 |  |  |  |  | 0
49.8915 | 0 | 527.1914 | 527.1914 |  | 1 | 15:11 | -5.4 |  | 505.6004 | -0.1248 | 527.0666 | 49.8915 | 49.8915 | -1.254e-05 | -0.00056594 | 527.066 |  | 0 | 0 | 0 |  |  |  | 1 |  |  |  |  | 0
49.8915 | 0 | 527.1914 | 527.1914 |  | 1 | 15:11 | -5.38 |  | 505.5996 | -0.12402 | 527.0674 | 49.8915 | 49.8915 | -1.1286e-05 | -0.00050935 | 527.0669 |  | 0 | 0 | 0 |  |  |  | 1 |  |  |  |  | 0
49.8915 | 0 | 527.1914 | 527.1914 |  | 1 | 15:11 | -5.36 |  | 505.5988 | -0.12324 | 527.0682 | 49.8915 | 49.8915 | -1.0157e-05 | -0.00045841 | 527.0677 |  | 0 | 0 | 0 |  |  |  | 1 |  |  |  |  | 0
49.8915 | 0 | 528.4146 | 528.4146 |  | 1 | 15:11 | -5.34 |  | 505.598 | -0.12246 | 528.2921 | 49.8915 | 49.8915 | -9.1417e-06 | -0.00041257 | 528.2917 |  | 0 | 0 | 0 |  |  |  | 1 |  |  |  |  | 0
49.8915 | 0 | 528.4146 | 528.4146 |  | 1 | 15:11 | -5.32 |  | 505.5972 | -0.12168 | 528.2929 | 49.8915 | 49.8915 | 0.0034918 | 0.15759 | 528.4505 |  | 0 | 0 | 0 |  |  |  | 1 |  |  |  |  | 0
49.8915 | 0 | 528.4146 | 528.4146 |  | 1 | 15:11 | -5.3 |  | 505.5965 | -0.1209 | 528.2937 | 49.8915 | 49.8915 | 0.0083926 | 0.37876 | 528.6725 |  | 0 | 0 | 0 |  |  |  | 1 |  |  |  |  | 0
49.8915 | 0 | 527.1914 | 527.1914 |  | 1 | 15:11 | -5.28 |  | 505.5957 | -0.12012 | 527.0713 | 49.8915 | 49.8919 | 0.012803 | 0.57782 | 527.6491 |  | 0 | 0 | 0 |  |  |  | 1 |  |  |  |  | 0
49.8915 | 0 | 527.1914 | 527.1914 |  | 1 | 15:11 | -5.26 |  | 505.5949 | -0.11934 | 527.0721 | 49.8915 | 49.8922 | 0.015023 | 0.678 | 527.7501 |  | 0 | 0 | 0 |  |  |  | 1 |  |  |  |  | 0
49.8915 | 0 | 527.1914 | 527.1914 |  | 1 | 15:11 | -5.24 |  | 505.5941 | -0.11856 | 527.0728 | 49.8915 | 49.8924 | 0.013521 | 0.6102 | 527.683 |  | 0 | 0 | 0 |  |  |  | 1 |  |  |  |  | 0
49.8915 | 0 | 529.6378 | 529.6378 |  | 1 | 15:11 | -5.22 |  | 505.5933 | -0.11778 | 529.52 | 49.8915 | 49.8927 | 0.012169 | 0.54918 | 530.0692 |  | 0 | 0 | 0 |  |  |  | 1 |  |  |  |  | 0
49.8915 | 0 | 528.4146 | 528.4146 |  | 1 | 15:11 | -5.2 |  | 505.5926 | -0.117 | 528.2976 | 49.8915 | 49.8929 | 0.010952 | 0.49426 | 528.7919 |  | 0 | 0 | 0 |  |  |  | 1 |  |  |  |  | 0
49.8915 | 0 | 527.1914 | 527.1914 |  | 1 | 15:11 | -5.18 |  | 505.5918 | -0.11622 | 527.0752 | 49.8915 | 49.8931 | 0.0098566 | 0.44483 | 527.52 |  | 0 | 0 | 0 |  |  |  | 1 |  |  |  |  | 0
49.8915 | 0 | 527.1914 | 527.1914 |  | 1 | 15:11 | -5.16 |  | 505.591 | -0.11544 | 527.076 | 49.8915 | 49.8933 | 0.0088709 | 0.40035 | 527.4763 |  | 0 | 0 | 0 |  |  |  | 1 |  |  |  |  | 0
49.8915 | 0 | 527.1914 | 527.1914 |  | 1 | 15:11 | -5.14 |  | 505.5902 | -0.11466 | 527.0767 | 49.8915 | 49.8935 | 0.0079838 | 0.36032 | 527.4371 |  | 0 | 0 | 0 |  |  |  | 1 |  |  |  |  | 0
49.8915 | 0 | 528.4146 | 528.4146 |  | 1 | 15:11 | -5.12 |  | 505.5894 | -0.11388 | 528.3007 | 49.8915 | 49.8936 | 0.0071855 | 0.32428 | 528.625 |  | 0 | 0 | 0 |  |  |  | 1 |  |  |  |  | 0
49.895 | 0 | 528.4146 | 528.4146 |  | 1 | 15:11 | -5.1 |  | 505.5887 | -0.1131 | 528.3015 | 49.8919 | 49.8938 | 0.0064669 | 0.29188 | 528.5934 |  | 0 | 0 | 0 |  |  |  | 1 |  |  |  |  | 0
49.895 | 0 | 527.1914 | 527.1914 |  | 1 | 15:11 | -5.08 |  | 505.5879 | -0.11232 | 527.0791 | 49.8922 | 49.8939 | 0.0058202 | 0.26269 | 527.3418 |  | 0 | 0 | 0 |  |  |  | 1 |  |  |  |  | 0
49.895 | 0 | 528.4146 | 528.4146 |  | 1 | 15:11 | -5.06 |  | 505.5871 | -0.11154 | 528.3031 | 49.8924 | 49.894 | 0.0052382 | 0.23642 | 528.5395 |  | 0 | 0 | 0 |  |  |  | 1 |  |  |  |  | 0
49.895 | 0 | 527.1914 | 527.1914 |  | 1 | 15:11 | -5.04 |  | 505.5863 | -0.11076 | 527.0806 | 49.8927 | 49.8941 | 0.0047144 | 0.21278 | 527.2934 |  | 0 | 0 | 0 |  |  |  | 1 |  |  |  |  | 0
49.895 | 0 | 528.4146 | 528.4146 |  | 1 | 15:11 | -5.02 |  | 505.5855 | -0.10998 | 528.3046 | 49.8929 | 49.8942 | 0.0042429 | 0.1915 | 528.4961 |  | 0 | 0 | 0 |  |  |  | 1 |  |  |  |  | 0
49.895 | 0 | 528.4146 | 528.4146 |  | 1 | 15:11 | -5 |  | 505.5848 | -0.1092 | 528.3054 | 49.8931 | 49.8943 | 0.0038186 | 0.17235 | 528.4778 |  | 0 | 0 | 0 |  |  |  | 1 |  |  |  |  | 0
49.895 | 0 | 527.1914 | 527.1914 |  | 1 | 15:11 | -4.98 |  | 505.584 | -0.10842 | 527.083 | 49.8933 | 49.8944 | 0.0034368 | 0.15512 | 527.2381 |  | 0 | 0 | 0 |  |  |  | 1 |  |  |  |  | 0
49.895 | 0 | 528.4146 | 528.4146 |  | 1 | 15:11 | -4.96 |  | 505.5832 | -0.10764 | 528.307 | 49.8935 | 49.8944 | 0.0030931 | 0.1396 | 528.4466 |  | 0 | 0 | 0 |  |  |  | 1 |  |  |  |  | 0
49.895 | 0 | 529.6378 | 529.6378 |  | 1 | 15:11 | -4.94 |  | 505.5824 | -0.10686 | 529.5309 | 49.8936 | 49.8945 | -0.00071621 | -0.032325 | 529.4986 |  | 0 | 0 | 0 |  |  |  | 1 |  |  |  |  | 0
49.895 | 0 | 528.4146 | 528.4146 |  | 1 | 15:11 | -4.92 |  | 505.5816 | -0.10608 | 528.3085 | 49.8938 | 49.8945 | -0.0058946 | -0.26605 | 528.0425 |  | 0 | 0 | 0 |  |  |  | 1 |  |  |  |  | 0
49.895 | 0 | 529.6378 | 529.6378 |  | 1 | 15:11 | -4.9 |  | 505.5809 | -0.1053 | 529.5325 | 49.8939 | 49.8942 | -0.010555 | -0.47639 | 529.0561 |  | 0 | 0 | 0 |  |  |  | 1 |  |  |  |  | 0
49.895 | 0 | 528.4146 | 528.4146 |  | 1 | 15:11 | -4.88 |  | 505.5801 | -0.10452 | 528.3101 | 49.894 | 49.894 | -0.013 | -0.58672 | 527.7234 |  | 0 | 0 | 0 |  |  |  | 1 |  |  |  |  | 0
49.895 | 0 | 528.4146 | 528.4146 |  | 1 | 15:11 | -4.86 |  | 505.5793 | -0.10374 | 528.3109 | 49.8941 | 49.8937 | -0.0117 | -0.52805 | 527.7828 |  | 0 | 0 | 0 |  |  |  | 1 |  |  |  |  | 0
49.895 | 0 | 529.6378 | 529.6378 |  | 1 | 15:11 | -4.84 |  | 505.5785 | -0.10296 | 529.5348 | 49.8942 | 49.8935 | -0.01053 | -0.47525 | 529.0595 |  | 0 | 0 | 0 |  |  |  | 1 |  |  |  |  | 0
49.895 | 0 | 529.6378 | 529.6378 |  | 1 | 15:11 | -4.82 |  | 505.5777 | -0.10218 | 529.5356 | 49.8943 | 49.8933 | -0.0094767 | -0.42772 | 529.1079 |  | 0 | 0 | 0 |  |  |  | 1 |  |  |  |  | 0
49.895 | 0 | 529.6378 | 529.6378 |  | 1 | 15:11 | -4.8 |  | 505.577 | -0.1014 | 529.5364 | 49.8944 | 49.8931 | -0.008529 | -0.38495 | 529.1514 |  | 0 | 0 | 0 |  |  |  | 1 |  |  |  |  | 0
49.895 | 0 | 528.4146 | 528.4146 |  | 1 | 15:11 | -4.78 |  | 505.5762 | -0.10062 | 528.314 | 49.8944 | 49.8929 | -0.0076761 | -0.34645 | 527.9675 |  | 0 | 0 | 0 |  |  |  | 1 |  |  |  |  | 0
49.895 | 0 | 529.6378 | 529.6378 |  | 1 | 15:11 | -4.76 |  | 505.5754 | -0.09984 | 529.5379 | 49.8945 | 49.8928 | -0.0069085 | -0.31181 | 529.2261 |  | 0 | 0 | 0 |  |  |  | 1 |  |  |  |  | 0
49.895 | 0 | 529.6378 | 529.6378 |  | 1 | 15:11 | -4.74 |  | 505.5746 | -0.09906 | 529.5387 | 49.8945 | 49.8927 | -0.0062177 | -0.28063 | 529.2581 |  | 0 | 0 | 0 |  |  |  | 1 |  |  |  |  | 0
49.8915 | 0 | 528.4146 | 528.4146 |  | 1 | 15:11 | -4.72 |  | 505.5738 | -0.09828 | 528.3163 | 49.8942 | 49.8926 | -0.0055959 | -0.25255 | 528.0638 |  | 0 | 0 | 0 |  |  |  | 1 |  |  |  |  | 0
49.8915 | 0 | 529.6378 | 529.6378 |  | 1 | 15:11 | -4.7 |  | 505.5731 | -0.0975 | 529.5403 | 49.894 | 49.8925 | -0.0050363 | -0.22729 | 529.313 |  | 0 | 0 | 0 |  |  |  | 1 |  |  |  |  | 0
49.8915 | 0 | 528.4146 | 528.4146 |  | 1 | 15:11 | -4.68 |  | 505.5723 | -0.09672 | 528.3179 | 49.8937 | 49.8924 | -0.0045327 | -0.20456 | 528.1133 |  | 0 | 0 | 0 |  |  |  | 1 |  |  |  |  | 0
49.8915 | 0 | 529.6378 | 529.6378 |  | 1 | 15:11 | -4.66 |  | 505.5715 | -0.09594 | 529.5418 | 49.8935 | 49.8923 | -0.0040794 | -0.18411 | 529.3577 |  | 0 | 0 | 0 |  |  |  | 1 |  |  |  |  | 0
49.8915 | 0 | 529.6378 | 529.6378 |  | 1 | 15:11 | -4.64 |  | 505.5707 | -0.09516 | 529.5426 | 49.8933 | 49.8922 | -0.0036715 | -0.1657 | 529.3769 |  | 0 | 0 | 0 |  |  |  | 1 |  |  |  |  | 0
49.8915 | 0 | 528.4146 | 528.4146 |  | 1 | 15:11 | -4.62 |  | 505.5699 | -0.09438 | 528.3202 | 49.8931 | 49.8921 | -0.0033043 | -0.14913 | 528.1711 |  | 0 | 0 | 0 |  |  |  | 1 |  |  |  |  | 0
49.8915 | 0 | 528.4146 | 528.4146 |  | 1 | 15:11 | -4.6 |  | 505.5692 | -0.0936 | 528.321 | 49.8929 | 49.8921 | -0.0029739 | -0.13421 | 528.1868 |  | 0 | 0 | 0 |  |  |  | 1 |  |  |  |  | 0
49.8915 | 0 | 528.4146 | 528.4146 |  | 1 | 15:11 | -4.58 |  | 505.5684 | -0.09282 | 528.3218 | 49.8928 | 49.892 | -0.0026765 | -0.12079 | 528.201 |  | 0 | 0 | 0 |  |  |  | 1 |  |  |  |  | 0
49.8915 | 0 | 529.6378 | 529.6378 |  | 1 | 15:11 | -4.56 |  | 505.5676 | -0.09204 | 529.5457 | 49.8927 | 49.892 | -0.0024089 | -0.10871 | 529.437 |  | 0 | 0 | 0 |  |  |  | 1 |  |  |  |  | 0
49.8915 | 0 | 529.6378 | 529.6378 |  | 1 | 15:11 | -4.54 |  | 505.5668 | -0.09126 | 529.5465 | 49.8926 | 49.8919 | -0.002168 | -0.097842 | 529.4487 |  | 0 | 0 | 0 |  |  |  | 1 |  |  |  |  | 0
49.8915 | 0 | 529.6378 | 529.6378 |  | 1 | 15:11 | -4.52 |  | 505.566 | -0.09048 | 529.5473 | 49.8925 | 49.8919 | -0.0019512 | -0.088058 | 529.4592 |  | 0 | 0 | 0 |  |  |  | 1 |  |  |  |  | 0
49.8915 | 0 | 529.6378 | 529.6378 |  | 1 | 15:11 | -4.5 |  | 505.5653 | -0.0897 | 529.5481 | 49.8924 | 49.8918 | -0.0017561 | -0.079252 | 529.4688 |  | 0 | 0 | 0 |  |  |  | 1 |  |  |  |  | 0
49.8915 | 0 | 529.6378 | 529.6378 |  | 1 | 15:11 | -4.48 |  | 505.5645 | -0.08892 | 529.5488 | 49.8923 | 49.8918 | -0.0015804 | -0.071327 | 529.4775 |  | 0 | 0 | 0 |  |  |  | 1 |  |  |  |  | 0
49.8915 | 0 | 529.6378 | 529.6378 |  | 1 | 15:11 | -4.46 |  | 505.5637 | -0.08814 | 529.5496 | 49.8922 | 49.8918 | -0.0014224 | -0.064194 | 529.4854 |  | 0 | 0 | 0 |  |  |  | 1 |  |  |  |  | 0
49.8915 | 0 | 529.6378 | 529.6378 |  | 1 | 15:11 | -4.44 |  | 505.5629 | -0.08736 | 529.5504 | 49.8921 | 49.8917 | -0.0012802 | -0.057775 | 529.4926 |  | 0 | 0 | 0 |  |  |  | 1 |  |  |  |  | 0
49.8915 | 0 | 529.6378 | 529.6378 |  | 1 | 15:11 | -4.42 |  | 505.5621 | -0.08658 | 529.5512 | 49.8921 | 49.8917 | -0.0011521 | -0.051997 | 529.4992 |  | 0 | 0 | 0 |  |  |  | 1 |  |  |  |  | 0
49.8915 | 0 | 529.6378 | 529.6378 |  | 1 | 15:11 | -4.4 |  | 505.5614 | -0.0858 | 529.552 | 49.892 | 49.8917 | -0.0010369 | -0.046797 | 529.5052 |  | 0 | 0 | 0 |  |  |  | 1 |  |  |  |  | 0
49.8915 | 0 | 528.4146 | 528.4146 |  | 1 | 15:11 | -4.38 |  | 505.5606 | -0.08502 | 528.3296 | 49.892 | 49.8917 | -0.00093324 | -0.042118 | 528.2875 |  | 0 | 0 | 0 |  |  |  | 1 |  |  |  |  | 0
49.8915 | 0 | 529.6378 | 529.6378 |  | 1 | 15:11 | -4.36 |  | 505.5598 | -0.08424 | 529.5535 | 49.8919 | 49.8917 | -0.00083992 | -0.037906 | 529.5156 |  | 0 | 0 | 0 |  |  |  | 1 |  |  |  |  | 0
49.8915 | 0 | 529.6378 | 529.6378 |  | 1 | 15:11 | -4.34 |  | 505.559 | -0.08346 | 529.5543 | 49.8919 | 49.8916 | -0.00075592 | -0.034115 | 529.5202 |  | 0 | 0 | 0 |  |  |  | 1 |  |  |  |  | 0
49.8915 | 0 | 529.6378 | 529.6378 |  | 1 | 15:11 | -4.32 |  | 505.5582 | -0.08268 | 529.5551 | 49.8918 | 49.8916 | -0.00068033 | -0.030704 | 529.5244 |  | 0 | 0 | 0 |  |  |  | 1 |  |  |  |  | 0
49.8915 | 0 | 528.4146 | 528.4146 |  | 1 | 15:11 | -4.3 |  | 505.5575 | -0.0819 | 528.3327 | 49.8918 | 49.8916 | -0.0006123 | -0.027633 | 528.3051 |  | 0 | 0 | 0 |  |  |  | 1 |  |  |  |  | 0
49.8915 | 0 | 529.6378 | 529.6378 |  | 1 | 15:11 | -4.28 |  | 505.5567 | -0.08112 | 529.5566 | 49.8918 | 49.8916 | -0.00055107 | -0.02487 | 529.5318 |  | 0 | 0 | 0 |  |  |  | 1 |  |  |  |  | 0
49.8915 | 0 | 529.6378 | 529.6378 |  | 1 | 15:11 | -4.26 |  | 505.5559 | -0.08034 | 529.5574 | 49.8917 | 49.8916 | -0.00049596 | -0.022383 | 529.535 |  | 0 | 0 | 0 |  |  |  | 1 |  |  |  |  | 0
49.8915 | 0 | 528.4146 | 528.4146 |  | 1 | 15:11 | -4.24 |  | 505.5551 | -0.07956 | 528.335 | 49.8917 | 49.8916 | -0.00044637 | -0.020145 | 528.3149 |  | 0 | 0 | 0 |  |  |  | 1 |  |  |  |  | 0
49.8915 | 0 | 528.4146 | 528.4146 |  | 1 | 15:11 | -4.22 |  | 505.5543 | -0.07878 | 528.3358 | 49.8917 | 49.8916 | -0.00040173 | -0.01813 | 528.3177 |  | 0 | 0 | 0 |  |  |  | 1 |  |  |  |  | 0
49.8915 | 0 | 529.6378 | 529.6378 |  | 1 | 15:11 | -4.2 |  | 505.5536 | -0.078 | 529.5598 | 49.8917 | 49.8916 | -0.00036156 | -0.016317 | 529.5434 |  | 0 | 0 | 0 |  |  |  | 1 |  |  |  |  | 0
49.8915 | 0 | 528.4146 | 528.4146 |  | 1 | 15:11 | -4.18 |  | 505.5528 | -0.07722 | 528.3374 | 49.8917 | 49.8916 | -0.0003254 | -0.014686 | 528.3227 |  | 0 | 0 | 0 |  |  |  | 1 |  |  |  |  | 0
49.8915 | 0 | 529.6378 | 529.6378 |  | 1 | 15:11 | -4.16 |  | 505.552 | -0.07644 | 529.5613 | 49.8916 | 49.8916 | -0.00029286 | -0.013217 | 529.5481 |  | 0 | 0 | 0 |  |  |  | 1 |  |  |  |  | 0
49.8915 | 0 | 527.1914 | 527.1914 |  | 1 | 15:11 | -4.14 |  | 505.5512 | -0.07566 | 527.1157 | 49.8916 | 49.8915 | -0.00026357 | -0.011895 | 527.1038 |  | 0 | 0 | 0 |  |  |  | 1 |  |  |  |  | 0
49.8915 | 0 | 528.4146 | 528.4146 |  | 1 | 15:11 | -4.12 |  | 505.5504 | -0.07488 | 528.3397 | 49.8916 | 49.8915 | -0.0036372 | -0.16415 | 528.1756 |  | 0 | 0 | 0 |  |  |  | 1 |  |  |  |  | 0
49.8915 | 0 | 528.4146 | 528.4146 |  | 1 | 15:11 | -4.1 |  | 505.5497 | -0.0741 | 528.3405 | 49.8916 | 49.8915 | -0.0083735 | -0.3779 | 527.9626 |  | 0 | 0 | 0 |  |  |  | 1 |  |  |  |  | 0
49.8915 | 0 | 529.6378 | 529.6378 |  | 1 | 15:11 | -4.08 |  | 505.5489 | -0.07332 | 529.5644 | 49.8916 | 49.8912 | -0.012636 | -0.57028 | 528.9942 |  | 0 | 0 | 0 |  |  |  | 1 |  |  |  |  | 0
49.8915 | 0 | 528.4146 | 528.4146 |  | 1 | 15:11 | -4.06 |  | 505.5481 | -0.07254 | 528.3421 | 49.8916 | 49.8909 | -0.014773 | -0.66669 | 527.6754 |  | 0 | 0 | 0 |  |  |  | 1 |  |  |  |  | 0
49.8915 | 0 | 528.4146 | 528.4146 |  | 1 | 15:11 | -4.04 |  | 505.5473 | -0.07176 | 528.3428 | 49.8916 | 49.8906 | -0.013295 | -0.60002 | 527.7428 |  | 0 | 0 | 0 |  |  |  | 1 |  |  |  |  | 0
49.8915 | 0 | 528.4146 | 528.4146 |  | 1 | 15:11 | -4.02 |  | 505.5465 | -0.07098 | 528.3436 | 49.8916 | 49.8904 | -0.011966 | -0.54002 | 527.8036 |  | 0 | 0 | 0 |  |  |  | 1 |  |  |  |  | 0
49.8915 | 0 | 528.4146 | 528.4146 |  | 1 | 15:11 | -4 |  | 505.5458 | -0.0702 | 528.3444 | 49.8916 | 49.8901 | -0.010769 | -0.48602 | 527.8584 |  | 0 | 0 | 0 |  |  |  | 1 |  |  |  |  | 0
49.8915 | 0 | 529.6378 | 529.6378 |  | 1 | 15:11 | -3.98 |  | 505.545 | -0.06942 | 529.5683 | 49.8916 | 49.8899 | -0.0096923 | -0.43742 | 529.1309 |  | 0 | 0 | 0 |  |  |  | 1 |  |  |  |  | 0
49.8915 | 0 | 529.6378 | 529.6378 |  | 1 | 15:11 | -3.96 |  | 505.5442 | -0.06864 | 529.5691 | 49.8915 | 49.8897 | -0.008723 | -0.39368 | 529.1754 |  | 0 | 0 | 0 |  |  |  | 1 |  |  |  |  | 0
49.8915 | 0 | 527.1914 | 527.1914 |  | 1 | 15:11 | -3.94 |  | 505.5434 | -0.06786 | 527.1235 | 49.8915 | 49.8896 | -0.0078507 | -0.35431 | 526.7692 |  | 0 | 0 | 0 |  |  |  | 1 |  |  |  |  | 0
49.8915 | 0 | 528.4146 | 528.4146 |  | 1 | 15:11 | -3.92 |  | 505.5426 | -0.06708 | 528.3475 | 49.8915 | 49.8894 | -0.0070657 | -0.31888 | 528.0286 |  | 0 | 0 | 0 |  |  |  | 1 |  |  |  |  | 0
49.8881 | 0 | 528.4146 | 528.4146 |  | 1 | 15:11 | -3.9 |  | 505.5419 | -0.0663 | 528.3483 | 49.8912 | 49.8893 | -0.0063591 | -0.28697 | 528.0613 |  | 0 | 0 | 0 |  |  |  | 1 |  |  |  |  | 0
49.8881 | 0 | 528.4146 | 528.4146 |  | 1 | 15:11 | -3.88 |  | 505.5411 | -0.06552 | 528.3491 | 49.8909 | 49.8892 | -0.0057232 | -0.25827 | 528.0908 |  | 0 | 0 | 0 |  |  |  | 1 |  |  |  |  | 0
49.8881 | 0 | 528.4146 | 528.4146 |  | 1 | 15:11 | -3.86 |  | 505.5403 | -0.06474 | 528.3499 | 49.8906 | 49.8891 | -0.0051509 | -0.23245 | 528.1174 |  | 0 | 0 | 0 |  |  |  | 1 |  |  |  |  | 0
49.8881 | 0 | 528.4146 | 528.4146 |  | 1 | 15:11 | -3.84 |  | 505.5395 | -0.06396 | 528.3506 | 49.8904 | 49.889 | -0.0046358 | -0.2092 | 528.1414 |  | 0 | 0 | 0 |  |  |  | 1 |  |  |  |  | 0
49.8881 | 0 | 528.4146 | 528.4146 |  | 1 | 15:11 | -3.82 |  | 505.5387 | -0.06318 | 528.3514 | 49.8901 | 49.8889 | -0.0041722 | -0.18828 | 528.1631 |  | 0 | 0 | 0 |  |  |  | 1 |  |  |  |  | 0
49.8881 | 0 | 528.4146 | 528.4146 |  | 1 | 15:11 | -3.8 |  | 505.538 | -0.0624 | 528.3522 | 49.8899 | 49.8888 | -0.003755 | -0.16945 | 528.1828 |  | 0 | 0 | 0 |  |  |  | 1 |  |  |  |  | 0
49.8881 | 0 | 528.4146 | 528.4146 |  | 1 | 15:11 | -3.78 |  | 505.5372 | -0.06162 | 528.353 | 49.8897 | 49.8887 | -0.0033795 | -0.15251 | 528.2005 |  | 0 | 0 | 0 |  |  |  | 1 |  |  |  |  | 0
49.8881 | 0 | 529.6378 | 529.6378 |  | 1 | 15:11 | -3.76 |  | 505.5364 | -0.06084 | 529.5769 | 49.8896 | 49.8887 | -0.0030415 | -0.13726 | 529.4397 |  | 0 | 0 | 0 |  |  |  | 1 |  |  |  |  | 0
49.8881 | 0 | 528.4146 | 528.4146 |  | 1 | 15:11 | -3.74 |  | 505.5356 | -0.06006 | 528.3545 | 49.8894 | 49.8886 | -0.0027374 | -0.12353 | 528.231 |  | 0 | 0 | 0 |  |  |  | 1 |  |  |  |  | 0
49.8881 | 0 | 529.6378 | 529.6378 |  | 1 | 15:11 | -3.72 |  | 505.5348 | -0.05928 | 529.5785 | 49.8893 | 49.8886 | -0.0024636 | -0.11118 | 529.4673 |  | 0 | 0 | 0 |  |  |  | 1 |  |  |  |  | 0
49.8881 | 0 | 528.4146 | 528.4146 |  | 1 | 15:11 | -3.7 |  | 505.5341 | -0.0585 | 528.3561 | 49.8892 | 49.8885 | -0.0022173 | -0.10006 | 528.256 |  | 0 | 0 | 0 |  |  |  | 1 |  |  |  |  | 0
49.8881 | 0 | 528.4146 | 528.4146 |  | 1 | 15:11 | -3.68 |  | 505.5333 | -0.05772 | 528.3569 | 49.8891 | 49.8885 | -0.0019955 | -0.090054 | 528.2668 |  | 0 | 0 | 0 |  |  |  | 1 |  |  |  |  | 0
49.8881 | 0 | 529.6378 | 529.6378 |  | 1 | 15:11 | -3.66 |  | 505.5325 | -0.05694 | 529.5808 | 49.889 | 49.8884 | -0.001796 | -0.081049 | 529.4998 |  | 0 | 0 | 0 |  |  |  | 1 |  |  |  |  | 0
49.8881 | 0 | 528.4146 | 528.4146 |  | 1 | 15:11 | -3.64 |  | 505.5317 | -0.05616 | 528.3584 | 49.8889 | 49.8884 | -0.0016164 | -0.072944 | 528.2855 |  | 0 | 0 | 0 |  |  |  | 1 |  |  |  |  | 0
49.8881 | 0 | 528.4146 | 528.4146 |  | 1 | 15:11 | -3.62 |  | 505.5309 | -0.05538 | 528.3592 | 49.8888 | 49.8884 | -0.0014548 | -0.06565 | 528.2936 |  | 0 | 0 | 0 |  |  |  | 1 |  |  |  |  | 0
49.8881 | 0 | 528.4146 | 528.4146 |  | 1 | 15:11 | -3.6 |  | 505.5302 | -0.0546 | 528.36 | 49.8887 | 49.8883 | -0.0013093 | -0.059085 | 528.3009 |  | 0 | 0 | 0 |  |  |  | 1 |  |  |  |  | 0
49.8881 | 0 | 528.4146 | 528.4146 |  | 1 | 15:11 | -3.58 |  | 505.5294 | -0.05382 | 528.3608 | 49.8887 | 49.8883 | -0.0011784 | -0.053176 | 528.3076 |  | 0 | 0 | 0 |  |  |  | 1 |  |  |  |  | 0
49.8881 | 0 | 528.4146 | 528.4146 |  | 1 | 15:11 | -3.56 |  | 505.5286 | -0.05304 | 528.3616 | 49.8886 | 49.8883 | -0.0010605 | -0.047859 | 528.3137 |  | 0 | 0 | 0 |  |  |  | 1 |  |  |  |  | 0
49.8881 | 0 | 528.4146 | 528.4146 |  | 1 | 15:11 | -3.54 |  | 505.5278 | -0.05226 | 528.3623 | 49.8886 | 49.8883 | -0.00095447 | -0.043073 | 528.3193 |  | 0 | 0 | 0 |  |  |  | 1 |  |  |  |  | 0
49.8881 | 0 | 529.6378 | 529.6378 |  | 1 | 15:11 | -3.52 |  | 505.527 | -0.05148 | 529.5863 | 49.8885 | 49.8883 | -0.00085902 | -0.038765 | 529.5475 |  | 0 | 0 | 0 |  |  |  | 1 |  |  |  |  | 0
49.8881 | 0 | 528.4146 | 528.4146 |  | 1 | 15:11 | -3.5 |  | 505.5263 | -0.0507 | 528.3639 | 49.8885 | 49.8882 | -0.00077312 | -0.034889 | 528.329 |  | 0 | 0 | 0 |  |  |  | 1 |  |  |  |  | 0
49.8881 | 0 | 528.4146 | 528.4146 |  | 1 | 15:11 | -3.48 |  | 505.5255 | -0.04992 | 528.3647 | 49.8884 | 49.8882 | -0.00069581 | -0.0314 | 528.3333 |  | 0 | 0 | 0 |  |  |  | 1 |  |  |  |  | 0
49.8881 | 0 | 528.4146 | 528.4146 |  | 1 | 15:11 | -3.46 |  | 505.5247 | -0.04914 | 528.3655 | 49.8884 | 49.8882 | -0.00062622 | -0.02826 | 528.3372 |  | 0 | 0 | 0 |  |  |  | 1 |  |  |  |  | 0
49.8881 | 0 | 528.4146 | 528.4146 |  | 1 | 15:11 | -3.44 |  | 505.5239 | -0.04836 | 528.3662 | 49.8884 | 49.8882 | -0.0005636 | -0.025434 | 528.3408 |  | 0 | 0 | 0 |  |  |  | 1 |  |  |  |  | 0
49.8881 | 0 | 528.4146 | 528.4146 |  | 1 | 15:11 | -3.42 |  | 505.5231 | -0.04758 | 528.367 | 49.8883 | 49.8882 | -0.00050724 | -0.022891 | 528.3441 |  | 0 | 0 | 0 |  |  |  | 1 |  |  |  |  | 0
49.8881 | 0 | 529.6378 | 529.6378 |  | 1 | 15:11 | -3.4 |  | 505.5224 | -0.0468 | 529.591 | 49.8883 | 49.8882 | -0.00045652 | -0.020602 | 529.5704 |  | 0 | 0 | 0 |  |  |  | 1 |  |  |  |  | 0
49.8881 | 0 | 528.4146 | 528.4146 |  | 1 | 15:11 | -3.38 |  | 505.5216 | -0.04602 | 528.3686 | 49.8883 | 49.8882 | -0.00041087 | -0.018541 | 528.35 |  | 0 | 0 | 0 |  |  |  | 1 |  |  |  |  | 0
49.8881 | 0 | 528.4146 | 528.4146 |  | 1 | 15:11 | -3.36 |  | 505.5208 | -0.04524 | 528.3694 | 49.8883 | 49.8882 | -0.00036978 | -0.016687 | 528.3527 |  | 0 | 0 | 0 |  |  |  | 1 |  |  |  |  | 0
49.8881 | 0 | 528.4146 | 528.4146 |  | 1 | 15:11 | -3.34 |  | 505.52 | -0.04446 | 528.3701 | 49.8883 | 49.8882 | -0.0003328 | -0.015019 | 528.3551 |  | 0 | 0 | 0 |  |  |  | 1 |  |  |  |  | 0
49.8881 | 0 | 528.4146 | 528.4146 |  | 1 | 15:11 | -3.32 |  | 505.5192 | -0.04368 | 528.3709 | 49.8882 | 49.8882 | -0.00029952 | -0.013517 | 528.3574 |  | 0 | 0 | 0 |  |  |  | 1 |  |  |  |  | 0
49.8881 | 0 | 528.4146 | 528.4146 |  | 1 | 15:11 | -3.3 |  | 505.5185 | -0.0429 | 528.3717 | 49.8882 | 49.8882 | -0.00026957 | -0.012165 | 528.3595 |  | 0 | 0 | 0 |  |  |  | 1 |  |  |  |  | 0
49.8881 | 0 | 528.4146 | 528.4146 |  | 1 | 15:11 | -3.28 |  | 505.5177 | -0.04212 | 528.3725 | 49.8882 | 49.8881 | -0.00024261 | -0.010949 | 528.3615 |  | 0 | 0 | 0 |  |  |  | 1 |  |  |  |  | 0
49.8881 | 0 | 528.4146 | 528.4146 |  | 1 | 15:11 | -3.26 |  | 505.5169 | -0.04134 | 528.3733 | 49.8882 | 49.8881 | -0.00021835 | -0.0098537 | 528.3634 |  | 0 | 0 | 0 |  |  |  | 1 |  |  |  |  | 0
49.8881 | 0 | 528.4146 | 528.4146 |  | 1 | 15:11 | -3.24 |  | 505.5161 | -0.04056 | 528.374 | 49.8882 | 49.8881 | -0.00019652 | -0.0088683 | 528.3652 |  | 0 | 0 | 0 |  |  |  | 1 |  |  |  |  | 0
49.8881 | 0 | 528.4146 | 528.4146 |  | 1 | 15:11 | -3.22 |  | 505.5153 | -0.03978 | 528.3748 | 49.8882 | 49.8881 | -0.00017686 | -0.0079815 | 528.3668 |  | 0 | 0 | 0 |  |  |  | 1 |  |  |  |  | 0
49.8881 | 0 | 529.6378 | 529.6378 |  | 1 | 15:11 | -3.2 |  | 505.5146 | -0.039 | 529.5988 | 49.8882 | 49.8881 | -0.00015918 | -0.0071833 | 529.5916 |  | 0 | 0 | 0 |  |  |  | 1 |  |  |  |  | 0
49.8881 | 0 | 528.4146 | 528.4146 |  | 1 | 15:11 | -3.18 |  | 505.5138 | -0.03822 | 528.3764 | 49.8882 | 49.8881 | -0.00014326 | -0.006465 | 528.3699 |  | 0 | 0 | 0 |  |  |  | 1 |  |  |  |  | 0
49.8881 | 0 | 528.4146 | 528.4146 |  | 1 | 15:11 | -3.16 |  | 505.513 | -0.03744 | 528.3772 | 49.8882 | 49.8881 | -0.00012893 | -0.0058185 | 528.3713 |  | 0 | 0 | 0 |  |  |  | 1 |  |  |  |  | 0
49.8881 | 0 | 528.4146 | 528.4146 |  | 1 | 15:11 | -3.14 |  | 505.5122 | -0.03666 | 528.3779 | 49.8882 | 49.8881 | -0.00011604 | -0.0052366 | 528.3727 |  | 0 | 0 | 0 |  |  |  | 1 |  |  |  |  | 0
49.8881 | 0 | 528.4146 | 528.4146 |  | 1 | 15:11 | -3.12 |  | 505.5114 | -0.03588 | 528.3787 | 49.8882 | 49.8881 | -0.00010444 | -0.004713 | 528.374 |  | 0 | 0 | 0 |  |  |  | 1 |  |  |  |  | 0
49.8881 | 0 | 525.9682 | 525.9682 |  | 1 | 15:11 | -3.1 |  | 505.5107 | -0.0351 | 525.9331 | 49.8881 | 49.8881 | -9.3993e-05 | -0.0042417 | 525.9289 |  | 0 | 0 | 0 |  |  |  | 1 |  |  |  |  | 0
49.8881 | 0 | 528.4146 | 528.4146 |  | 1 | 15:11 | -3.08 |  | 505.5099 | -0.03432 | 528.3803 | 49.8881 | 49.8881 | -8.4594e-05 | -0.0038175 | 528.3765 |  | 0 | 0 | 0 |  |  |  | 1 |  |  |  |  | 0
49.8881 | 0 | 528.4146 | 528.4146 |  | 1 | 15:11 | -3.06 |  | 505.5091 | -0.03354 | 528.3811 | 49.8881 | 49.8881 | -7.6134e-05 | -0.0034358 | 528.3776 |  | 0 | 0 | 0 |  |  |  | 1 |  |  |  |  | 0
49.8881 | 0 | 528.4146 | 528.4146 |  | 1 | 15:11 | -3.04 |  | 505.5083 | -0.03276 | 528.3818 | 49.8881 | 49.8881 | -6.8521e-05 | -0.0030922 | 528.3788 |  | 0 | 0 | 0 |  |  |  | 1 |  |  |  |  | 0
49.8881 | 0 | 528.4146 | 528.4146 |  | 1 | 15:11 | -3.02 |  | 505.5075 | -0.03198 | 528.3826 | 49.8881 | 49.8881 | -6.1669e-05 | -0.002783 | 528.3798 |  | 0 | 0 | 0 |  |  |  | 1 |  |  |  |  | 0
49.8881 | 0 | 528.4146 | 528.4146 |  | 1 | 15:11 | -3 |  | 505.5068 | -0.0312 | 528.3834 | 49.8881 | 49.8881 | -5.5502e-05 | -0.0025047 | 528.3809 |  | 0 | 0 | 0 |  |  |  | 1 |  |  |  |  | 0
49.8881 | 0 | 528.4146 | 528.4146 |  | 1 | 15:11 | -2.98 |  | 505.506 | -0.03042 | 528.3842 | 49.8881 | 49.8881 | -4.9952e-05 | -0.0022542 | 528.3819 |  | 0 | 0 | 0 |  |  |  | 1 |  |  |  |  | 0
49.8881 | 0 | 527.1914 | 527.1914 |  | 1 | 15:11 | -2.96 |  | 505.5052 | -0.02964 | 527.1618 | 49.8881 | 49.8881 | -4.4957e-05 | -0.0020288 | 527.1597 |  | 0 | 0 | 0 |  |  |  | 1 |  |  |  |  | 0
49.8881 | 0 | 527.1914 | 527.1914 |  | 1 | 15:11 | -2.94 |  | 505.5044 | -0.02886 | 527.1625 | 49.8881 | 49.8881 | -4.0461e-05 | -0.0018259 | 527.1607 |  | 0 | 0 | 0 |  |  |  | 1 |  |  |  |  | 0
49.8881 | 0 | 528.4146 | 528.4146 |  | 1 | 15:11 | -2.92 |  | 505.5036 | -0.02808 | 528.3865 | 49.8881 | 49.8881 | -3.6415e-05 | -0.0016433 | 528.3849 |  | 0 | 0 | 0 |  |  |  | 1 |  |  |  |  | 0
49.8881 | 0 | 528.4146 | 528.4146 |  | 1 | 15:11 | -2.9 |  | 505.5029 | -0.0273 | 528.3873 | 49.8881 | 49.8881 | -3.2773e-05 | -0.001479 | 528.3858 |  | 0 | 0 | 0 |  |  |  | 1 |  |  |  |  | 0
49.8881 | 0 | 528.4146 | 528.4146 |  | 1 | 15:11 | -2.88 |  | 505.5021 | -0.02652 | 528.3881 | 49.8881 | 49.8881 | -2.9496e-05 | -0.0013311 | 528.3868 |  | 0 | 0 | 0 |  |  |  | 1 |  |  |  |  | 0
49.8881 | 0 | 528.4146 | 528.4146 |  | 1 | 15:11 | -2.86 |  | 505.5013 | -0.02574 | 528.3889 | 49.8881 | 49.8881 | -2.6546e-05 | -0.001198 | 528.3877 |  | 0 | 0 | 0 |  |  |  | 1 |  |  |  |  | 0
49.8881 | 0 | 527.1914 | 527.1914 |  | 1 | 15:11 | -2.84 |  | 505.5005 | -0.02496 | 527.1664 | 49.8881 | 49.8881 | -2.3892e-05 | -0.0010782 | 527.1654 |  | 0 | 0 | 0 |  |  |  | 1 |  |  |  |  | 0
49.8881 | 0 | 528.4146 | 528.4146 |  | 1 | 15:11 | -2.82 |  | 505.4997 | -0.02418 | 528.3904 | 49.8881 | 49.8881 | -2.1503e-05 | -0.00097036 | 528.3895 |  | 0 | 0 | 0 |  |  |  | 1 |  |  |  |  | 0
49.8881 | 0 | 527.1914 | 527.1914 |  | 1 | 15:11 | -2.8 |  | 505.499 | -0.0234 | 527.168 | 49.8881 | 49.8881 | -1.9352e-05 | -0.00087332 | 527.1671 |  | 0 | 0 | 0 |  |  |  | 1 |  |  |  |  | 0
49.8881 | 0 | 528.4146 | 528.4146 |  | 1 | 15:11 | -2.78 |  | 505.4982 | -0.02262 | 528.392 | 49.8881 | 49.8881 | -1.7417e-05 | -0.00078599 | 528.3912 |  | 0 | 0 | 0 |  |  |  | 1 |  |  |  |  | 0
49.8881 | 0 | 528.4146 | 528.4146 |  | 1 | 15:11 | -2.76 |  | 505.4974 | -0.02184 | 528.3928 | 49.8881 | 49.8881 | -1.5675e-05 | -0.00070739 | 528.3921 |  | 0 | 0 | 0 |  |  |  | 1 |  |  |  |  | 0
49.8881 | 0 | 528.4146 | 528.4146 |  | 1 | 15:11 | -2.74 |  | 505.4966 | -0.02106 | 528.3935 | 49.8881 | 49.8881 | -1.4108e-05 | -0.00063665 | 528.3929 |  | 0 | 0 | 0 |  |  |  | 1 |  |  |  |  | 0
49.8881 | 0 | 528.4146 | 528.4146 |  | 1 | 15:11 | -2.72 |  | 505.4958 | -0.02028 | 528.3943 | 49.8881 | 49.8881 | -1.2697e-05 | -0.00057299 | 528.3938 |  | 0 | 0 | 0 |  |  |  | 1 |  |  |  |  | 0
49.8881 | 0 | 528.4146 | 528.4146 |  | 1 | 15:11 | -2.7 |  | 505.4951 | -0.0195 | 528.3951 | 49.8881 | 49.8881 | -1.1427e-05 | -0.00051569 | 528.3946 |  | 0 | 0 | 0 |  |  |  | 1 |  |  |  |  | 0
49.8881 | 0 | 528.4146 | 528.4146 |  | 1 | 15:11 | -2.68 |  | 505.4943 | -0.01872 | 528.3959 | 49.8881 | 49.8881 | -1.0285e-05 | -0.00046412 | 528.3954 |  | 0 | 0 | 0 |  |  |  | 1 |  |  |  |  | 0
49.8881 | 0 | 529.6378 | 529.6378 |  | 1 | 15:11 | -2.66 |  | 505.4935 | -0.01794 | 529.6198 | 49.8881 | 49.8881 | -9.2562e-06 | -0.00041771 | 529.6194 |  | 0 | 0 | 0 |  |  |  | 1 |  |  |  |  | 0
49.8881 | 0 | 528.4146 | 528.4146 |  | 1 | 15:11 | -2.64 |  | 505.4927 | -0.01716 | 528.3974 | 49.8881 | 49.8881 | -8.3305e-06 | -0.00037594 | 528.3971 |  | 0 | 0 | 0 |  |  |  | 1 |  |  |  |  | 0
49.8881 | 0 | 527.1914 | 527.1914 |  | 1 | 15:11 | -2.62 |  | 505.4919 | -0.01638 | 527.175 | 49.8881 | 49.8881 | -7.4975e-06 | -0.00033834 | 527.1747 |  | 0 | 0 | 0 |  |  |  | 1 |  |  |  |  | 0
49.8881 | 0 | 528.4146 | 528.4146 |  | 1 | 15:11 | -2.6 |  | 505.4912 | -0.0156 | 528.399 | 49.8881 | 49.8881 | -6.7477e-06 | -0.00030451 | 528.3987 |  | 0 | 0 | 0 |  |  |  | 1 |  |  |  |  | 0
49.8881 | 0 | 528.4146 | 528.4146 |  | 1 | 15:11 | -2.58 |  | 505.4904 | -0.01482 | 528.3998 | 49.8881 | 49.8881 | -6.073e-06 | -0.00027406 | 528.3995 |  | 0 | 0 | 0 |  |  |  | 1 |  |  |  |  | 0
49.8881 | 0 | 529.6378 | 529.6378 |  | 1 | 15:11 | -2.56 |  | 505.4896 | -0.01404 | 529.6237 | 49.8881 | 49.8881 | -5.4657e-06 | -0.00024665 | 529.6235 |  | 0 | 0 | 0 |  |  |  | 1 |  |  |  |  | 0
49.8881 | 0 | 527.1914 | 527.1914 |  | 1 | 15:11 | -2.54 |  | 505.4888 | -0.01326 | 527.1781 | 49.8881 | 49.8881 | -4.9191e-06 | -0.00022199 | 527.1779 |  | 0 | 0 | 0 |  |  |  | 1 |  |  |  |  | 0
49.8881 | 0 | 528.4146 | 528.4146 |  | 1 | 15:11 | -2.52 |  | 505.488 | -0.01248 | 528.4021 | 49.8881 | 49.8881 | -4.4272e-06 | -0.00019979 | 528.4019 |  | 0 | 0 | 0 |  |  |  | 1 |  |  |  |  | 0
49.8881 | 0 | 527.1914 | 527.1914 |  | 1 | 15:11 | -2.5 |  | 505.4873 | -0.0117 | 527.1797 | 49.8881 | 49.8881 | -3.9845e-06 | -0.00017981 | 527.1795 |  | 0 | 0 | 0 |  |  |  | 1 |  |  |  |  | 0
49.8881 | 0 | 528.4146 | 528.4146 |  | 1 | 15:11 | -2.48 |  | 505.4865 | -0.01092 | 528.4037 | 49.8881 | 49.8881 | 0.0033964 | 0.15327 | 528.557 |  | 0 | 0 | 0 |  |  |  | 1 |  |  |  |  | 0
49.8881 | 0 | 529.6378 | 529.6378 |  | 1 | 15:11 | -2.46 |  | 505.4857 | -0.01014 | 529.6276 | 49.8881 | 49.8881 | 0.018557 | 0.83742 | 530.465 |  | 0 | 0 | 0 |  |  |  | 1 |  |  |  |  | 0
49.8881 | 0 | 527.1914 | 527.1914 |  | 1 | 15:11 | -2.44 |  | 505.4849 | -0.00936 | 527.182 | 49.8881 | 49.8884 | 0.027001 | 1.2185 | 528.4005 |  | 0 | 0 | 0 |  |  |  | 1 |  |  |  |  | 0
49.8881 | 0 | 528.4146 | 528.4146 |  | 1 | 15:11 | -2.42 |  | 505.4841 | -0.00858 | 528.406 | 49.8881 | 49.8898 | 0.034601 | 1.5615 | 529.9675 |  | 0 | 0 | 0 |  |  |  | 1 |  |  |  |  | 0
49.8881 | 0 | 527.1914 | 527.1914 |  | 1 | 15:11 | -2.4 |  | 505.4834 | -0.0078 | 527.1836 | 49.8881 | 49.89 | 0.046691 | 2.107 | 529.2906 |  | 0 | 0 | 0 |  |  |  | 1 |  |  |  |  | 0
49.8881 | 0 | 528.4146 | 528.4146 |  | 1 | 15:11 | -2.38 |  | 505.4826 | -0.00702 | 528.4076 | 49.8881 | 49.8908 | 0.050672 | 2.2867 | 530.6943 |  | 0 | 0 | 0 |  |  |  | 1 |  |  |  |  | 0
49.8881 | 0 | 528.4146 | 528.4146 |  | 1 | 15:11 | -2.36 |  | 505.4818 | -0.00624 | 528.4084 | 49.8881 | 49.8926 | 0.071555 | 3.2291 | 531.6375 |  | 0 | 0 | 0 |  |  |  | 1 |  |  |  |  | 0
49.8881 | 0 | 528.4146 | 528.4146 |  | 1 | 15:11 | -2.34 |  | 505.481 | -0.00546 | 528.4091 | 49.8881 | 49.8935 | 0.092049 | 4.154 | 532.5631 |  | 0 | 0 | 0 |  |  |  | 1 |  |  |  |  | 0
49.8881 | 0 | 528.4146 | 528.4146 |  | 1 | 15:11 | -2.32 |  | 505.4802 | -0.00468 | 528.4099 | 49.8881 | 49.8957 | 0.10699 | 4.8284 | 533.2383 |  | 0 | 0 | 0 |  |  |  | 1 |  |  |  |  | 0
49.8881 | 0 | 525.9682 | 525.9682 |  | 1 | 15:11 | -2.3 |  | 505.4795 | -0.0039 | 525.9643 | 49.8881 | 49.8984 | 0.12044 | 5.4354 | 531.3997 |  | 0 | 0 | 0 |  |  |  | 1 |  |  |  |  | 0
49.8881 | 0 | 524.745 | 524.745 |  | 1 | 15:11 | -2.28 |  | 505.4787 | -0.00312 | 524.7419 | 49.8881 | 49.9009 | 0.1153 | 5.2032 | 529.9452 |  | 0 | 0 | 0 |  |  |  | 1 |  |  |  |  | 0
49.8915 | 0 | 524.745 | 524.745 |  | 1 | 15:11 | -2.26 |  | 505.4779 | -0.00234 | 524.7427 | 49.8884 | 49.903 | 0.10377 | 4.6832 | 529.4259 |  | 0 | 0 | 0 |  |  |  | 1 |  |  |  |  | 0
49.9019 | 0 | 527.1914 | 527.1914 |  | 1 | 15:11 | -2.24 |  | 505.4771 | -0.00156 | 527.1898 | 49.8898 | 49.905 | 0.093393 | 4.2158 | 531.4056 |  | 0 | 0 | 0 |  |  |  | 1 |  |  |  |  | 0
49.8915 | 0 | 524.745 | 524.745 |  | 1 | 15:11 | -2.22 |  | 505.4763 | -0.00078 | 524.7443 | 49.89 | 49.9067 | 0.087454 | 3.9469 | 528.6911 |  | 0 | 0 | 0 |  |  |  | 1 |  |  |  |  | 0
49.8984 | 0 | 528.4146 | 528.4146 |  | 1 | 15:11 | -2.2 |  | 505.4756 | 0 | 528.4146 | 49.8908 | 49.9083 | 0.087309 | 3.9408 | 532.3554 |  | 0 | 0 | 0 |  |  |  | 1 |  |  |  |  | 0
49.9088 | 0 | 523.5218 | 523.5218 |  | 1 | 15:11 | -2.18 |  | 505.4748 | 0 | 523.5218 | 49.8926 | 49.9101 | 0.088928 | 4.0148 | 527.5366 |  | 0.24272 | 0 | 0.24272 | 49.8775 | 1.3626 | 0.33073 | 1 | 0 | 0.33073 | 0.33073 |  | 0
49.9019 | 0 | 517.4059 | 517.4059 |  | 1 | 15:11 | -2.16 |  | 505.474 | 0 | 517.4059 | 49.8935 | 49.912 | 0.092085 | 4.1567 | 521.5626 |  | -5.7312 | 0 | -5.7312 | 49.88 | 1.3642 | -7.8186 | 1 | 0 | -7.8186 | -7.8186 |  | 0
49.9157 | 0 | 511.29 | 511.29 |  | 1 | 15:11 | -2.14 |  | 505.4732 | 0 | 511.29 | 49.8957 | 49.9138 | 0.094976 | 4.2884 | 515.5784 |  | -11.7154 | 0 | -11.7154 | 49.8825 | 1.3628 | -15.9664 | 1 | 0 | -15.9664 | -15.9664 |  | 0
49.9226 | 0 | 510.0669 | 510.0669 |  | 1 | 15:11 | -2.12 |  | 505.4724 | 0 | 510.0669 | 49.8984 | 49.9157 | 0.099229 | 4.4811 | 514.5479 |  | -12.746 | 0 | -12.746 | 49.885 | 1.3641 | -17.3867 | 1 | 0 | -17.3867 | -17.3867 |  | 0
49.9226 | 0 | 510.0669 | 510.0669 |  | 1 | 15:11 | -2.1 |  | 505.4717 | 0 | 510.0669 | 49.9009 | 49.9178 | 0.10656 | 4.8119 | 514.8788 |  | -12.4151 | 0 | -12.4151 | 49.8875 | 1.368 | -16.9843 | 1 | 0 | -16.9843 | -16.9843 |  | 0
49.9226 | 0 | 510.0669 | 510.0669 |  | 1 | 15:11 | -2.08 |  | 505.4709 | 0 | 510.0669 | 49.903 | 49.92 | 0.11325 | 5.1142 | 515.1811 |  | -12.1128 | 0 | -12.1128 | 49.89 | 1.3745 | -16.6486 | 1 | 0 | -16.6486 | -16.6486 |  | 0
49.9226 | 0 | 511.29 | 511.29 |  | 1 | 15:11 | -2.06 |  | 505.4701 | 0 | 511.29 | 49.905 | 49.9223 | 0.11923 | 5.3841 | 516.6741 |  | -10.6198 | 0 | -10.6198 | 49.8925 | 1.3836 | -14.6932 | 1 | 0 | -14.6932 | -14.6932 |  | 0
49.9226 | 0 | 511.29 | 511.29 |  | 1 | 15:11 | -2.04 |  | 505.4693 | 0 | 511.29 | 49.9067 | 49.9248 | 0.12465 | 5.6292 | 516.9192 |  | -10.3747 | 0 | -10.3747 | 49.895 | 1.3954 | -14.4767 | 1 | 0 | -14.4767 | -14.4767 |  | 0
49.9226 | 0 | 511.29 | 511.29 |  | 1 | 15:11 | -2.02 |  | 505.4685 | 0 | 511.29 | 49.9083 | 49.9273 | 0.12944 | 5.8452 | 517.1353 |  | -10.1586 | 0 | -10.1586 | 49.8975 | 1.4098 | -14.322 | 1 | 0 | -14.322 | -14.322 |  | 0
49.926 | 0 | 510.0669 | 510.0669 |  | 1 | 15:11 | -2 |  | 505.4678 | 0 | 510.0669 | 49.9101 | 49.9299 | 0.13374 | 6.0401 | 516.107 |  | -11.1869 | 0 | -11.1869 | 49.9 | 1.4273 | -15.9669 | 1 | 0 | -15.9669 | -15.9669 |  | 0
49.9295 | 0 | 511.29 | 511.29 |  | 1 | 15:11 | -1.98 |  | 505.467 | 0 | 511.29 | 49.912 | 49.9327 | 0.14112 | 6.3737 | 517.6637 |  | -9.6302 | 0 | -9.6302 | 49.9025 | 1.4477 | -13.942 | 1 | 0 | -13.942 | -13.942 |  | 0
49.9295 | 0 | 510.0669 | 510.0669 |  | 1 | 15:11 | -1.96 |  | 505.4662 | 0 | 510.0669 | 49.9138 | 49.9354 | 0.14601 | 6.5944 | 516.6613 |  | -10.6326 | 0 | -10.6326 | 49.905 | 1.4717 | -15.6478 | 1 | 0 | -15.6478 | -15.6478 |  | 0
49.9329 | 0 | 511.29 | 511.29 |  | 1 | 15:11 | -1.94 |  | 505.4654 | 0 | 511.29 | 49.9157 | 49.9387 | 0.14866 | 6.7145 | 518.0046 |  | -9.2893 | 0 | -9.2893 | 49.9075 | 1.5078 | -14.0066 | 1 | 0 | -14.0066 | -14.0066 |  | 0
49.9364 | 0 | 510.0669 | 510.0669 |  | 1 | 15:11 | -1.92 |  | 505.4646 | 0 | 510.0669 | 49.9178 | 49.9415 | 0.14929 | 6.7437 | 516.8105 |  | -10.4833 | 0 | -10.4833 | 49.91 | 1.5395 | -16.1387 | 1 | 0 | -16.1387 | -16.1387 |  | 0
49.9398 | 0 | 512.5132 | 512.5132 |  | 1 | 15:11 | -1.9 |  | 505.4639 | 0 | 512.5132 | 49.92 | 49.9445 | 0.14811 | 6.6909 | 519.2041 |  | -8.0898 | 0 | -8.0898 | 49.9125 | 1.5758 | -12.7482 | 1 | 0 | -12.7482 | -12.7482 |  | 0
49.9433 | 0 | 512.5132 | 512.5132 |  | 1 | 15:11 | -1.88 |  | 505.4631 | 0 | 512.5132 | 49.9223 | 49.9475 | 0.15055 | 6.8015 | 519.3147 |  | -7.9791 | 0 | -7.9791 | 49.915 | 1.618 | -12.9104 | 1 | 0 | -12.9104 | -12.9104 |  | 0
49.9468 | 0 | 513.7364 | 513.7364 |  | 1 | 15:11 | -1.86 |  | 505.4623 | 0 | 513.7364 | 49.9248 | 49.9505 | 0.15275 | 6.9012 | 520.6376 |  | -6.6563 | 0 | -6.6563 | 49.9175 | 1.6667 | -11.0938 | 1 | 0 | -11.0938 | -11.0938 |  | 0
49.9502 | 0 | 513.7364 | 513.7364 |  | 1 | 15:11 | -1.84 |  | 505.4615 | 0 | 513.7364 | 49.9273 | 49.9536 | 0.15122 | 6.8327 | 520.5692 |  | -6.7247 | 0 | -6.7247 | 49.92 | 1.7234 | -11.5893 | 1 | 0 | -11.5893 | -11.5893 |  | 0
49.9537 | 0 | 514.9596 | 514.9596 |  | 1 | 15:11 | -1.82 |  | 505.4607 | 0 | 514.9596 | 49.9299 | 49.9567 | 0.1482 | 6.6967 | 521.6562 |  | -5.6376 | 0 | -5.6376 | 49.9225 | 1.7895 | -10.0886 | 1 | 0 | -10.0886 | -10.0886 |  | 0
49.9571 | 0 | 517.4059 | 517.4059 |  | 1 | 15:11 | -1.8 |  | 505.46 | 0 | 517.4059 | 49.9327 | 49.9595 | 0.14543 | 6.5719 | 523.9779 |  | -3.316 | 0 | -3.316 | 49.925 | 1.8515 | -6.1397 | 1 | 0 | -6.1397 | -6.1397 |  | 0
49.9606 | 0 | 517.4059 | 517.4059 |  | 1 | 15:11 | -1.78 |  | 505.4592 | 0 | 517.4059 | 49.9354 | 49.9624 | 0.14474 | 6.5411 | 523.947 |  | -3.3469 | 0 | -3.3469 | 49.9275 | 1.9263 | -6.4471 | 1 | 0 | -6.4471 | -6.4471 |  | 0
49.9675 | 0 | 518.6291 | 518.6291 |  | 1 | 15:11 | -1.76 |  | 505.4584 | 0 | 518.6291 | 49.9387 | 49.9653 | 0.14411 | 6.5138 | 525.1429 |  | -2.1509 | 0 | -2.1509 | 49.93 | 2.0165 | -4.3375 | 1 | 0 | -4.3375 | -4.3375 |  | 0
49.9675 | 0 | 518.6291 | 518.6291 |  | 1 | 15:11 | -1.74 |  | 505.4576 | 0 | 518.6291 | 49.9415 | 49.9683 | 0.14175 | 6.4071 | 525.0362 |  | -2.2577 | 0 | -2.2577 | 49.9325 | 2.1272 | -4.8026 | 1 | 0 | -4.8026 | -4.8026 |  | 0
49.9709 | 0 | 521.0755 | 521.0755 |  | 1 | 15:11 | -1.72 |  | 505.4568 | 0 | 521.0755 | 49.9445 | 49.971 | 0.13618 | 6.1555 | 527.231 |  | -0.062885 | 0 | -0.062885 | 49.935 | 2.2376 | -0.14072 | 1 | 0 | -0.14072 | -0.14072 |  | 0
49.9744 | 0 | 521.0755 | 521.0755 |  | 1 | 15:11 | -1.7 |  | 505.4561 | 0 | 521.0755 | 49.9475 | 49.9737 | 0.13116 | 5.9291 | 527.0046 |  | -0.28928 | 0 | -0.28928 | 49.9375 | 2.377 | -0.68762 | 1 | 0 | -0.68762 | -0.68762 |  | 0
49.9778 | 0 | 522.2987 | 522.2987 |  | 1 | 15:11 | -1.68 |  | 505.4553 | 0 | 522.2987 | 49.9505 | 49.9762 | 0.12669 | 5.7276 | 528.0263 |  | 0.73244 | 0 | 0.73244 | 49.94 | 2.5195 | 1.8454 | 1 | 0 | 1.8454 | 1.8454 |  | 0
49.9813 | 0 | 522.2987 | 522.2987 |  | 1 | 15:11 | -1.66 |  | 505.4545 | 0 | 522.2987 | 49.9536 | 49.9788 | 0.12267 | 5.5463 | 527.845 |  | 0.55112 | 0 | 0.55112 | 49.9425 | 2.7081 | 1.4925 | 1 | 0 | 1.4925 | 1.4925 |  | 0
49.9847 | 0 | 522.2987 | 522.2987 |  | 1 | 15:11 | -1.64 |  | 505.4537 | 0 | 522.2987 | 49.9567 | 49.9811 | 0.11901 | 5.3809 | 527.6795 |  | 0.38568 | 0 | 0.38568 | 49.945 | 2.9086 | 1.1218 | 1 | 0 | 1.1218 | 1.1218 |  | 0
49.9847 | 0 | 524.745 | 524.745 |  | 1 | 15:11 | -1.62 |  | 505.4529 | 0 | 524.745 | 49.9595 | 49.9835 | 0.11571 | 5.2316 | 529.9767 |  | 2.6828 | 0 | 2.6828 | 49.9475 | 3 | 8.0484 | 1 | 0 | 8.0484 | 8.0484 |  | 0
49.9882 | 0 | 524.745 | 524.745 |  | 1 | 15:11 | -1.6 |  | 505.4522 | 0 | 524.745 | 49.9624 | 49.9857 | 0.11278 | 5.0999 | 529.845 |  | 2.5511 | 0 | 2.5511 | 49.95 | 3 | 7.6533 | 1 | 0 | 7.6533 | 7.6533 |  | 0
49.9916 | 0 | 525.9682 | 525.9682 |  | 1 | 15:11 | -1.58 |  | 505.4514 | 0 | 525.9682 | 49.9653 | 49.988 | 0.11016 | 4.9814 | 530.9496 |  | 3.6557 | 0 | 3.6557 | 49.9525 | 3 | 10.9672 | 1 | 0 | 10.9672 | 10.9672 |  | 0
49.9951 | 0 | 525.9682 | 525.9682 |  | 1 | 15:11 | -1.56 |  | 505.4506 | 0 | 525.9682 | 49.9683 | 49.9901 | 0.10774 | 4.8725 | 530.8407 |  | 3.5468 | 0 | 3.5468 | 49.955 | 3 | 10.6405 | 1 | 0 | 10.6405 | 10.6405 |  | 0
49.9951 | 0 | 525.9682 | 525.9682 |  | 1 | 15:11 | -1.54 |  | 505.4498 | 0 | 525.9682 | 49.971 | 49.9923 | 0.10207 | 4.6159 | 530.5841 |  | 3.2902 | 0 | 3.2902 | 49.9575 | 3 | 9.8707 | 1 | 0 | 9.8707 | 9.8707 |  | 0
49.9985 | 0 | 525.9682 | 525.9682 |  | 1 | 15:11 | -1.52 |  | 505.449 | 0 | 525.9682 | 49.9737 | 49.9943 | 0.09876 | 4.4667 | 530.4349 |  | 3.141 | 0 | 3.141 | 49.96 | 3 | 9.423 | 1 | 0 | 9.423 | 9.423 |  | 0
49.9985 | 0 | 528.4146 | 528.4146 |  | 1 | 15:11 | -1.5 |  | 505.4483 | 0 | 528.4146 | 49.9762 | 49.9961 | 0.094134 | 4.2574 | 532.672 |  | 5.3782 | 0 | 5.3782 | 49.9625 | 3 | 16.1345 | 1 | 0 | 16.1345 | 16.1345 |  | 0
50.002 | 0 | 525.9682 | 525.9682 |  | 1 | 15:11 | -1.48 |  | 505.4475 | 0 | 525.9682 | 49.9788 | 49.9981 | 0.089971 | 4.0694 | 530.0376 |  | 2.7437 | 0 | 2.7437 | 49.965 | 3 | 8.2312 | 1 | 0 | 8.2312 | 8.2312 |  | 0
50.002 | 0 | 528.4146 | 528.4146 |  | 1 | 15:11 | -1.46 |  | 505.4467 | 0 | 528.4146 | 49.9811 | 49.9999 | 0.087874 | 3.9746 | 532.3892 |  | 5.0953 | 0 | 5.0953 | 49.9675 | 3 | 15.2859 | 1 | 0 | 15.2859 | 15.2859 |  | 0
50.0054 | 0 | 527.1914 | 527.1914 |  | 1 | 15:11 | -1.44 |  | 505.4459 | 0 | 527.1914 | 49.9835 | 50.0015 | 0.084186 | 3.8081 | 530.9995 |  | 3.7056 | 0 | 3.7056 | 49.97 | 3 | 11.1167 | 1 | 0 | 11.1167 | 11.1167 |  | 0
50.0054 | 0 | 528.4146 | 528.4146 |  | 1 | 15:11 | -1.42 |  | 505.4451 | 0 | 528.4146 | 49.9857 | 50.0032 | 0.080868 | 3.6579 | 532.0725 |  | 4.7787 | 0 | 4.7787 | 49.9725 | 3 | 14.336 | 1 | 0 | 14.336 | 14.336 |  | 0
50.0089 | 0 | 528.4146 | 528.4146 |  | 1 | 15:11 | -1.4 |  | 505.4444 | 0 | 528.4146 | 49.988 | 50.0048 | 0.076181 | 3.4462 | 531.8608 |  | 4.5669 | 0 | 4.5669 | 49.975 | 3 | 13.7007 | 1 | 0 | 13.7007 | 13.7007 |  | 0
50.0089 | 0 | 529.6378 | 529.6378 |  | 1 | 15:11 | -1.38 |  | 505.4436 | 0 | 529.6378 | 49.9901 | 50.0063 | 0.072063 | 3.2599 | 532.8976 |  | 5.6038 | 0 | 5.6038 | 49.9775 | 3 | 16.8113 | 1 | 0 | 16.8113 | 16.8113 |  | 0
50.0123 | 0 | 527.1914 | 527.1914 |  | 1 | 15:11 | -1.36 |  | 505.4428 | 0 | 527.1914 | 49.9923 | 50.0076 | 0.070106 | 3.1716 | 530.363 |  | 3.0691 | 0 | 3.0691 | 49.98 | 2.6455 | 8.1194 | 1 | 0 | 8.1194 | 8.1194 |  | 0
50.0123 | 0 | 527.1914 | 527.1914 |  | 1 | 15:11 | -1.34 |  | 505.442 | 0 | 527.1914 | 49.9943 | 50.0091 | 0.071746 | 3.2458 | 530.4372 |  | 3.1433 | 0 | 3.1433 | 49.9825 | 1.9286 | 6.0621 | 1 | 0 | 6.0621 | 6.0621 |  | 0
50.0123 | 0 | 527.1914 | 527.1914 |  | 1 | 15:11 | -1.32 |  | 505.4412 | 0 | 527.1914 | 49.9961 | 50.0104 | 0.073171 | 3.3103 | 530.5017 |  | 3.2078 | 0 | 3.2078 | 49.985 | 1.4373 | 4.6104 | 1 | 0 | 4.6104 | 4.6104 |  | 0
50.0158 | 0 | 527.1914 | 527.1914 |  | 1 | 15:11 | -1.3 |  | 505.4405 | 0 | 527.1914 | 49.9981 | 50.012 | 0.070954 | 3.2102 | 530.4016 |  | 3.1077 | 0 | 3.1077 | 49.9875 | 1.0414 | 3.2364 | 1 | 0 | 3.2364 | 3.2364 |  | 0
50.0158 | 0 | 527.1914 | 527.1914 |  | 1 | 15:11 | -1.28 |  | 505.4397 | 0 | 527.1914 | 49.9999 | 50.0134 | 0.067259 | 3.043 | 530.2344 |  | 2.9405 | 0 | 2.9405 | 49.99 | 1 | 2.9405 | 1 | 0 | 2.9405 | 2.9405 |  | 0
50.0158 | 0 | 528.4146 | 528.4146 |  | 1 | 15:11 | -1.26 |  | 505.4389 | 0 | 528.4146 | 50.0015 | 50.0147 | 0.064033 | 2.897 | 531.3117 |  | 4.0178 | 0 | 4.0178 | 49.9925 | 1 | 4.0178 | 1 | 0 | 4.0178 | 4.0178 |  | 0
50.0192 | 0 | 525.9682 | 525.9682 |  | 1 | 15:11 | -1.24 |  | 505.4381 | 0 | 525.9682 | 50.0032 | 50.0158 | 0.06288 | 2.8451 | 528.8133 |  | 1.5194 | 0 | 1.5194 | 49.995 | 1 | 1.5194 | 1 | 0 | 1.5194 | 1.5194 |  | 0
50.0192 | 0 | 527.1914 | 527.1914 |  | 1 | 15:11 | -1.22 |  | 505.4373 | 0 | 527.1914 | 50.0048 | 50.0172 | 0.061842 | 2.7981 | 529.9895 |  | 2.6956 | 0 | 2.6956 | 49.9975 | 1 | 2.6956 | 1 | 0 | 2.6956 | 2.6956 |  | 0
50.0192 | 0 | 527.1914 | 527.1914 |  | 1 | 15:11 | -1.2 |  | 505.4366 | 0 | 527.1914 | 50.0063 | 50.0184 | 0.062557 | 2.8305 | 530.0219 |  | 2.728 | 0 | 2.728 | 50 | 1 | 2.728 | 1 | 0 | 2.728 | 2.728 |  | 0
50.0192 | 0 | 525.9682 | 525.9682 |  | 1 | 15:11 | -1.18 |  | 505.4358 | 0 | 525.9682 | 50.0076 | 50.0196 | 0.061402 | 2.7782 | 528.7464 |  | 1.4525 | 0 | 1.4525 | 50.0025 | 1 | 1.4525 | 1 | 0 | 1.4525 | 1.4525 |  | 0
50.0227 | 0 | 524.745 | 524.745 |  | 1 | 15:11 | -1.16 |  | 505.435 | 0 | 524.745 | 50.0091 | 50.0209 | 0.060362 | 2.7313 | 527.4764 |  | 0.18249 | 0 | 0.18249 | 50.005 | 1 | 0.18249 | 1 | 0 | 0.18249 | 0.18249 |  | 0
50.0227 | 0 | 525.9682 | 525.9682 |  | 1 | 15:11 | -1.14 |  | 505.4342 | 0 | 525.9682 | 50.0104 | 50.0221 | 0.057725 | 2.612 | 528.5802 |  | 1.2864 | 0 | 1.2864 | 50.0075 | 1 | 1.2864 | 1 | 0 | 1.2864 | 1.2864 |  | 0
50.0261 | 0 | 524.745 | 524.745 |  | 1 | 15:11 | -1.12 |  | 505.4334 | 0 | 524.745 | 50.012 | 50.0232 | 0.055453 | 2.5094 | 527.2544 |  | -0.039451 | 0 | -0.039451 | 50.01 | 1 | -0.039451 | 1 | 0 | -0.039451 | -0.039451 |  | 0
50.0261 | 0 | 525.9682 | 525.9682 |  | 1 | 15:11 | -1.1 |  | 505.4327 | 0 | 525.9682 | 50.0134 | 50.0242 | 0.055158 | 2.496 | 528.4642 |  | 1.1703 | 0 | 1.1703 | 50.0125 | 1 | 1.1703 | 1 | 0 | 1.1703 | 1.1703 |  | 0
50.0261 | 0 | 525.9682 | 525.9682 |  | 1 | 15:11 | -1.08 |  | 505.4319 | 0 | 525.9682 | 50.0147 | 50.0254 | 0.058292 | 2.6378 | 528.606 |  | 1.3122 | 0 | 1.3122 | 50.015 | 1 | 1.3122 | 1 | 0 | 1.3122 | 1.3122 |  | 0
50.0261 | 0 | 524.745 | 524.745 |  | 1 | 15:11 | -1.06 |  | 505.4311 | 0 | 524.745 | 50.0158 | 50.0265 | 0.061063 | 2.7632 | 527.5083 |  | 0.2144 | 0 | 0.2144 | 50.0175 | 1 | 0.2144 | 1 | 0 | 0.2144 | 0.2144 |  | 0
50.0296 | 0 | 525.9682 | 525.9682 |  | 1 | 15:11 | -1.04 |  | 505.4303 | 0 | 525.9682 | 50.0172 | 50.0279 | 0.060056 | 2.7179 | 528.6861 |  | 1.3922 | 0 | 1.3922 | 50.02 | 1 | 1.3922 | 1 | 0 | 1.3922 | 1.3922 |  | 0
50.0296 | 0 | 525.9682 | 525.9682 |  | 1 | 15:11 | -1.02 |  | 505.4295 | 0 | 525.9682 | 50.0184 | 50.0291 | 0.060951 | 2.7584 | 528.7266 |  | 1.4327 | 0 | 1.4327 | 50.0225 | 1 | 1.4327 | 1 | 0 | 1.4327 | 1.4327 |  | 0
50.0296 | 0 | 524.745 | 524.745 |  | 1 | 15:11 | -1 |  | 505.4288 | 0 | 524.745 | 50.0196 | 50.0301 | 0.060106 | 2.7201 | 527.4652 |  | 0.17129 | 0 | 0.17129 | 50.025 | 1 | 0.17129 | 1 | 0 | 0.17129 | 0.17129 |  | 0
50.033 | 0 | 524.745 | 524.745 |  | 1 | 15:11 | -0.98 |  | 505.428 | 0 | 524.745 | 50.0209 | 50.0315 | 0.059345 | 2.6859 | 527.4309 |  | 0.13705 | 0 | 0.13705 | 50.0275 | 1 | 0.13705 | 1 | 0 | 0.13705 | 0.13705 |  | 0
50.033 | 0 | 524.745 | 524.745 |  | 1 | 15:11 | -0.96 |  | 505.4272 | 0 | 524.745 | 50.0221 | 50.0327 | 0.056911 | 2.5757 | 527.3207 |  | 0.02687 | 0 | 0.02687 | 50.03 | 1 | 0.02687 | 1 | 0 | 0.02687 | 0.02687 |  | 0
50.033 | 0 | 525.9682 | 525.9682 |  | 1 | 15:11 | -0.94 |  | 505.4264 | 0 | 525.9682 | 50.0232 | 50.0337 | 0.05472 | 2.4765 | 528.4447 |  | 1.1509 | 0 | 1.1509 | 50.0325 | 1 | 1.1509 | 1 | 0 | 1.1509 | 1.1509 |  | 0
50.033 | 0 | 524.745 | 524.745 |  | 1 | 15:11 | -0.92 |  | 505.4256 | 0 | 524.745 | 50.0242 | 50.0347 | 0.054498 | 2.4665 | 527.2115 |  | -0.082339 | 0 | -0.082339 | 50.035 | 1.0085 | -0.083041 | 1 | 0 | -0.083041 | -0.083041 |  | 0
50.0365 | 0 | 525.9682 | 525.9682 |  | 1 | 15:11 | -0.9 |  | 505.4249 | 0 | 525.9682 | 50.0254 | 50.0359 | 0.054298 | 2.4576 | 528.4258 |  | 1.1319 | 0 | 1.1319 | 50.0375 | 1.0439 | 1.1816 | 1 | 0 | 1.1816 | 1.1816 |  | 0
50.0365 | 0 | 524.745 | 524.745 |  | 1 | 15:11 | -0.88 |  | 505.4241 | 0 | 524.745 | 50.0265 | 50.037 | 0.052368 | 2.3703 | 527.1153 |  | -0.17855 | 0 | -0.17855 | 50.04 | 1.0805 | -0.19292 | 1 | 0 | -0.19292 | -0.19292 |  | 0
50.0399 | 0 | 525.9682 | 525.9682 |  | 1 | 15:11 | -0.86 |  | 505.4233 | 0 | 525.9682 | 50.0279 | 50.038 | 0.050531 | 2.2873 | 528.2555 |  | 0.96161 | 0 | 0.96161 | 50.0425 | 1.1181 | 1.0752 | 1 | 0 | 1.0752 | 1.0752 |  | 0
50.0399 | 0 | 525.9682 | 525.9682 |  | 1 | 15:11 | -0.84 |  | 505.4225 | 0 | 525.9682 | 50.0291 | 50.0389 | 0.050578 | 2.2894 | 528.2576 |  | 0.96373 | 0 | 0.96373 | 50.045 | 1.1569 | 1.1149 | 1 | 0 | 1.1149 | 1.1149 |  | 0
50.0399 | 0 | 525.9682 | 525.9682 |  | 1 | 15:11 | -0.82 |  | 505.4217 | 0 | 525.9682 | 50.0301 | 50.04 | 0.05412 | 2.4497 | 528.4179 |  | 1.1241 | 0 | 1.1241 | 50.0475 | 1.1864 | 1.3335 | 1 | 0 | 1.3335 | 1.3335 |  | 0
50.0434 | 0 | 525.9682 | 525.9682 |  | 1 | 15:11 | -0.8 |  | 505.421 | 0 | 525.9682 | 50.0315 | 50.0411 | 0.057358 | 2.5965 | 528.5647 |  | 1.2708 | 0 | 1.2708 | 50.05 | 1.2176 | 1.5473 | 1 | 0 | 1.5473 | 1.5473 |  | 0
50.0434 | 0 | 525.9682 | 525.9682 |  | 1 | 15:11 | -0.78 |  | 505.4202 | 0 | 525.9682 | 50.0327 | 50.0423 | 0.056872 | 2.5745 | 528.5427 |  | 1.2488 | 0 | 1.2488 | 50.0525 | 1.24 | 1.5486 | 1 | 0 | 1.5486 | 1.5486 |  | 0
50.0434 | 0 | 525.9682 | 525.9682 |  | 1 | 15:11 | -0.76 |  | 505.4194 | 0 | 525.9682 | 50.0337 | 50.0435 | 0.054685 | 2.4755 | 528.4437 |  | 1.1498 | 0 | 1.1498 | 50.055 | 1.2648 | 1.4543 | 1 | 0 | 1.4543 | 1.4543 |  | 0
50.0434 | 0 | 525.9682 | 525.9682 |  | 1 | 15:11 | -0.74 |  | 505.4186 | 0 | 525.9682 | 50.0347 | 50.0445 | 0.052617 | 2.3819 | 528.35 |  | 1.0562 | 0 | 1.0562 | 50.0575 | 1.2917 | 1.3642 | 1 | 0 | 1.3642 | 1.3642 |  | 0
50.0469 | 0 | 525.9682 | 525.9682 |  | 1 | 15:11 | -0.72 |  | 505.4178 | 0 | 525.9682 | 50.0359 | 50.0454 | 0.055955 | 2.5332 | 528.5013 |  | 1.2075 | 0 | 1.2075 | 50.06 | 1.3203 | 1.5942 | 1 | 0 | 1.5942 | 1.5942 |  | 0
50.0469 | 0 | 524.745 | 524.745 |  | 1 | 15:11 | -0.7 |  | 505.4171 | 0 | 524.745 | 50.037 | 50.0466 | 0.06071 | 2.7484 | 527.4934 |  | 0.19957 | 0 | 0.19957 | 50.0625 | 1.3406 | 0.26755 | 1 | 0 | 0.26755 | 0.26755 |  | 0
50.0469 | 0 | 525.9682 | 525.9682 |  | 1 | 15:11 | -0.68 |  | 505.4163 | 0 | 525.9682 | 50.038 | 50.048 | 0.063289 | 2.8652 | 528.8333 |  | 1.5395 | 0 | 1.5395 | 50.065 | 1.3534 | 2.0835 | 1 | 0 | 2.0835 | 2.0835 |  | 0
50.0469 | 0 | 525.9682 | 525.9682 |  | 1 | 15:11 | -0.66 |  | 505.4155 | 0 | 525.9682 | 50.0389 | 50.0493 | 0.06046 | 2.7371 | 528.7053 |  | 1.4114 | 0 | 1.4114 | 50.0675 | 1.3693 | 1.9326 | 1 | 0 | 1.9326 | 1.9326 |  | 0
50.0503 | 0 | 525.9682 | 525.9682 |  | 1 | 15:11 | -0.64 |  | 505.4147 | 0 | 525.9682 | 50.04 | 50.0504 | 0.057814 | 2.6175 | 528.5857 |  | 1.2918 | 0 | 1.2918 | 50.07 | 1.3879 | 1.7929 | 1 | 0 | 1.7929 | 1.7929 |  | 0
50.0503 | 0 | 524.745 | 524.745 |  | 1 | 15:11 | -0.62 |  | 505.4139 | 0 | 524.745 | 50.0411 | 50.0515 | 0.060632 | 2.7451 | 527.4901 |  | 0.19626 | 0 | 0.19626 | 50.0725 | 1.4088 | 0.27649 | 1 | 0 | 0.27649 | 0.27649 |  | 0
50.0538 | 0 | 523.5218 | 523.5218 |  | 1 | 15:11 | -0.6 |  | 505.4132 | 0 | 523.5218 | 50.0423 | 50.0527 | 0.068319 | 3.0933 | 526.6152 |  | -0.67872 | 0 | -0.67872 | 50.075 | 1.4225 | -0.96544 | 1 | 0 | -0.96544 | -0.96544 |  | 0
50.0538 | 0 | 525.9682 | 525.9682 |  | 1 | 15:11 | -0.58 |  | 505.4124 | 0 | 525.9682 | 50.0435 | 50.0542 | 0.075237 | 3.4066 | 529.3747 |  | 2.0809 | 0 | 2.0809 | 50.0775 | 1.4295 | 2.9747 | 1 | 0 | 2.9747 | 2.9747 |  | 0
50.0538 | 0 | 524.745 | 524.745 |  | 1 | 15:11 | -0.56 |  | 505.4116 | 0 | 524.745 | 50.0445 | 50.0559 | 0.069413 | 3.1429 | 527.8879 |  | 0.59404 | 0 | 0.59404 | 50.08 | 1.4313 | 0.85027 | 1 | 0 | 0.85027 | 0.85027 |  | 0
50.0538 | 0 | 522.2987 | 522.2987 |  | 1 | 15:11 | -0.54 |  | 505.4108 | 0 | 522.2987 | 50.0454 | 50.0574 | 0.059022 | 2.6724 | 524.9711 |  | -2.3228 | 0 | -2.3228 | 50.0825 | 1.4372 | -3.3384 | 1 | 0 | -3.3384 | -3.3384 |  | 0
50.0572 | 0 | 521.0755 | 521.0755 |  | 1 | 15:11 | -0.52 |  | 505.41 | 0 | 521.0755 | 50.0466 | 50.0581 | 0.05142 | 2.3283 | 523.4038 |  | -3.8901 | 0 | -3.8901 | 50.085 | 1.4637 | -5.6938 | 1 | 0 | -5.6938 | -5.6938 |  | 0
50.0607 | 0 | 519.8523 | 519.8523 |  | 1 | 15:11 | -0.5 |  | 505.4093 | 0 | 519.8523 | 50.048 | 50.059 | 0.053228 | 2.4104 | 522.2627 |  | -5.0312 | 0 | -5.0312 | 50.0875 | 1.4824 | -7.4583 | 1 | 0 | -7.4583 | -7.4583 |  | 0
50.0607 | 0 | 522.2987 | 522.2987 |  | 1 | 15:11 | -0.48 |  | 505.4085 | 0 | 522.2987 | 50.0493 | 50.0602 | 0.061755 | 2.7965 | 525.0952 |  | -2.1987 | 0 | -2.1987 | 50.09 | 1.4945 | -3.2858 | 1 | 0 | -3.2858 | -3.2858 |  | 0
50.0607 | 0 | 522.2987 | 522.2987 |  | 1 | 15:11 | -0.46 |  | 505.4077 | 0 | 522.2987 | 50.0504 | 50.0617 | 0.06763 | 3.0625 | 525.3612 |  | -1.9327 | 0 | -1.9327 | 50.0925 | 1.5004 | -2.8998 | 1 | 0 | -2.8998 | -2.8998 |  | 0
50.0607 | 0 | 519.8523 | 519.8523 |  | 1 | 15:11 | -0.44 |  | 505.4069 | 0 | 519.8523 | 50.0515 | 50.0629 | 0.076367 | 3.4582 | 523.3105 |  | -3.9834 | 0 | -3.9834 | 50.095 | 1.5095 | -6.0128 | 1 | 0 | -6.0128 | -6.0128 |  | 0
50.0641 | 0 | 519.8523 | 519.8523 |  | 1 | 15:11 | -0.42 |  | 505.4061 | 0 | 519.8523 | 50.0527 | 50.0644 | 0.09108 | 4.1247 | 523.9771 |  | -3.3168 | 0 | -3.3168 | 50.0975 | 1.5132 | -5.0191 | 1 | 0 | -5.0191 | -5.0191 |  | 0
50.0676 | 0 | 517.4059 | 517.4059 |  | 1 | 15:11 | -0.4 |  | 505.4054 | 0 | 517.4059 | 50.0542 | 50.0665 | 0.11297 | 5.1165 | 522.5224 |  | -4.7714 | 0 | -4.7714 | 50.1 | 1.5045 | -7.1785 | 1 | 0 | -7.1785 | -7.1785 |  | 0
50.071 | 0 | 522.2987 | 522.2987 |  | 1 | 15:11 | -0.38 |  | 505.4046 | 0 | 522.2987 | 50.0559 | 50.069 | 0.13277 | 6.0138 | 528.3125 |  | 1.0186 | 0 | 1.0186 | 50.1025 | 1.4857 | 1.5133 | 1 | 0 | 1.5133 | 1.5133 |  | 0
50.071 | 0 | 522.2987 | 522.2987 |  | 1 | 15:11 | -0.36 |  | 505.4038 | 0 | 522.2987 | 50.0574 | 50.072 | 0.1489 | 6.744 | 529.0427 |  | 1.7488 | 0 | 1.7488 | 50.105 | 1.4593 | 2.5521 | 1 | 0 | 2.5521 | 2.5521 |  | 0
50.0641 | 0 | 519.8523 | 519.8523 |  | 1 | 15:11 | -0.34 |  | 505.403 | 0 | 519.8523 | 50.0581 | 50.075 | 0.16341 | 7.4002 | 527.2525 |  | -0.041328 | 0 | -0.041328 | 50.1075 | 1.434 | -0.059263 | 1 | 0 | -0.059263 | -0.059263 |  | 0
50.0676 | 0 | 516.1828 | 516.1828 |  | 1 | 15:11 | -0.32 |  | 505.4022 | 0 | 516.1828 | 50.059 | 50.0784 | 0.17817 | 8.0692 | 524.2519 |  | -3.0419 | 0 | -3.0419 | 50.11 | 1.4036 | -4.2696 | 1 | 0 | -4.2696 | -4.2696 |  | 0
50.071 | 0 | 512.5132 | 512.5132 |  | 1 | 15:11 | -0.3 |  | 505.4015 | 0 | 512.5132 | 50.0602 | 50.0821 | 0.19485 | 8.8254 | 521.3386 |  | -5.9553 | 0 | -5.9553 | 50.1125 | 1.3699 | -8.1581 | 1 | 0 | -8.1581 | -8.1581 |  | 0
50.0745 | 0 | 510.0669 | 510.0669 |  | 1 | 15:11 | -0.28 |  | 505.4007 | 0 | 510.0669 | 50.0617 | 50.0862 | 0.20987 | 9.5061 | 519.573 |  | -7.7209 | 0 | -7.7209 | 50.115 | 1.3342 | -10.3016 | 1 | 0 | -10.3016 | -10.3016 |  | 0
50.0745 | 0 | 506.3973 | 506.3973 |  | 1 | 15:11 | -0.26 |  | 505.3999 | 0 | 506.3973 | 50.0629 | 50.0905 | 0.21988 | 9.9597 | 516.357 |  | -10.9369 | 0 | -10.9369 | 50.1175 | 1.2977 | -14.1932 | 1 | 0 | -14.1932 | -14.1932 |  | 0
50.0779 | 0 | 505.1742 | 505.1742 |  | 1 | 15:11 | -0.24 |  | 505.3991 | 0 | 505.1742 | 50.0644 | 50.0951 | 0.22724 | 10.2938 | 515.468 |  | -11.8259 | 0 | -11.8259 | 50.12 | 1.2612 | -14.9147 | 1 | 0 | -14.9147 | -14.9147 |  | 0
50.0848 | 0 | 503.951 | 503.951 |  | 1 | 15:11 | -0.22 |  | 505.3983 | 0 | 503.951 | 50.0665 | 50.0996 | 0.23392 | 10.5977 | 514.5487 |  | -12.7452 | 0 | -12.7452 | 50.1225 | 1.2295 | -15.6704 | 1 | 0 | -15.6704 | -15.6704 |  | 0
50.0917 | 0 | 503.951 | 503.951 |  | 1 | 15:11 | -0.2 |  | 505.3976 | 0 | 503.951 | 50.069 | 50.1044 | 0.24168 | 10.9507 | 514.9017 |  | -12.3922 | 0 | -12.3922 | 50.125 | 1.1977 | -14.8417 | 1 | 0 | -14.8417 | -14.8417 |  | 0
50.0986 | 0 | 502.7277 | 502.7277 |  | 1 | 15:11 | -0.18 |  | 505.3968 | 0 | 502.7277 | 50.072 | 50.1093 | 0.25211 | 11.425 | 514.1528 |  | -13.1411 | 0 | -13.1411 | 50.1275 | 1.1663 | -15.3261 | 1 | 0 | -15.3261 | -15.3261 |  | 0
50.1021 | 0 | 501.5046 | 501.5046 |  | 1 | 15:11 | -0.16 |  | 505.396 | 0 | 501.5046 | 50.075 | 50.1145 | 0.2579 | 11.6882 | 513.1928 |  | -14.1011 | 0 | -14.1011 | 50.13 | 1.1357 | -16.0141 | 1 | 0 | -16.0141 | -16.0141 |  | 0
50.109 | 0 | 501.5046 | 501.5046 |  | 1 | 15:11 | -0.14 |  | 505.3952 | 0 | 501.5046 | 50.0784 | 50.1198 | 0.26136 | 11.8466 | 513.3512 |  | -13.9426 | 0 | -13.9426 | 50.1325 | 1.1061 | -15.4215 | 1 | 0 | -15.4215 | -15.4215 |  | 0
50.1159 | 0 | 501.5046 | 501.5046 |  | 1 | 15:11 | -0.12 |  | 505.3944 | 0 | 501.5046 | 50.0821 | 50.1249 | 0.26447 | 11.9895 | 513.4941 |  | -13.7998 | 0 | -13.7998 | 50.135 | 1.0807 | -14.9129 | 1 | 0 | -14.9129 | -14.9129 |  | 0
50.1228 | 0 | 501.5046 | 501.5046 |  | 1 | 15:11 | -0.1 |  | 505.3937 | 0 | 501.5046 | 50.0862 | 50.1302 | 0.26562 | 12.0434 | 513.548 |  | -13.7459 | 0 | -13.7459 | 50.1375 | 1.0558 | -14.5131 | 1 | 0 | -14.5131 | -14.5131 |  | 0
50.1297 | 0 | 502.7277 | 502.7277 |  | 1 | 15:11 | -0.08 |  | 505.3929 | 0 | 502.7277 | 50.0905 | 50.1357 | 0.26496 | 12.015 | 514.7427 |  | -12.5511 | 0 | -12.5511 | 50.14 | 1.0317 | -12.949 | 1 | 0 | -12.949 | -12.949 |  | 0
50.1366 | 0 | 502.7277 | 502.7277 |  | 1 | 15:11 | -0.06 |  | 505.3921 | 0 | 502.7277 | 50.0951 | 50.141 | 0.26262 | 11.9102 | 514.638 |  | -12.6559 | 0 | -12.6559 | 50.1425 | 1.0109 | -12.7934 | 1 | 0 | -12.7934 | -12.7934 |  | 0
50.14 | 0 | 503.951 | 503.951 |  | 1 | 15:11 | -0.04 |  | 505.3913 | 0 | 503.951 | 50.0996 | 50.1461 | 0.2622 | 11.8924 | 515.8433 |  | -11.4505 | 0 | -11.4505 | 50.145 | 1 | -11.4505 | 1 | 0 | -11.4505 | -11.4505 |  | 0
50.147 | 0 | 503.951 | 503.951 |  | 1 | 15:11 | -0.02 |  | 505.3905 | 0 | 503.951 | 50.1044 | 50.1513 | 0.26358 | 11.9566 | 515.9076 |  | -11.3863 | 0 | -11.3863 | 50.1475 | 1 | -11.3863 | 1 | 0 | -11.3863 | -11.3863 |  | 0
50.1539 | 0 | 505.1742 | 505.1742 | 1 | 1 | 15:11 | 0 |  | 505.3898 | 0 | 505.1742 | 50.1093 | 50.1567 | 0.26663 | 12.0963 | 517.2704 |  | -10.0235 | 0 | -10.0235 | 50.15 | 1 | -10.0235 | 1 | 0 | -10.0235 | -10.0235 |  | 0
50.1608 | 0 | 506.3973 | 506.3973 | 1 | 1 | 15:11 | 0.02 |  | 505.389 | 0 | 506.3973 | 50.1145 | 50.162 | 0.26586 | 12.0633 | 518.4606 |  | -8.8332 | 0 | -8.8332 | 50.1525 | 1 | -8.8332 | 1 | 0 | -8.8332 | -8.8332 |  | 0
50.1677 | 0 | 506.3973 | 506.3973 | 1 | 1 | 15:11 | 0.04 |  | 505.3882 | 0 | 506.3973 | 50.1198 | 50.1674 | 0.26513 | 12.0316 | 518.4289 |  | -8.865 | 0 | -8.865 | 50.155 | 1 | -8.865 | 1 | 0 | -8.865 | -8.865 |  | 0
50.1711 | 0 | 507.6205 | 507.6205 | 1 | 1 | 15:11 | 0.06 |  | 505.3874 | 0 | 507.6205 | 50.1249 | 50.1726 | 0.26446 | 12.0023 | 519.6228 |  | -7.671 | 0 | -7.671 | 50.1575 | 1 | -7.671 | 1 | 0 | -7.671 | -7.671 |  | 0
50.178 | 0 | 510.0669 | 510.0669 | 1 | 1 | 15:11 | 0.08 |  | 505.3866 | 0 | 510.0669 | 50.1302 | 50.178 | 0.26042 | 11.8203 | 521.8872 |  | -5.4067 | 0 | -5.4067 | 50.16 | 1 | -5.4067 | 1 | 0 | -5.4067 | -5.4067 |  | 0
50.1849 | 0 | 511.29 | 511.29 | 1 | 1 | 15:11 | 0.1 |  | 505.3859 | 0 | 511.29 | 50.1357 | 50.1831 | 0.25513 | 11.5817 | 522.8717 |  | -4.4222 | 0 | -4.4222 | 50.1625 | 1 | -4.4222 | 1 | 0 | -4.4222 | -4.4222 |  | 0
50.1884 | 0 | 511.29 | 511.29 | 1 | 1 | 15:11 | 0.12 |  | 505.3851 | 0 | 511.29 | 50.141 | 50.1881 | 0.24686 | 11.2074 | 522.4974 |  | -4.7965 | 0 | -4.7965 | 50.165 | 1 | -4.7965 | 1 | 0 | -4.7965 | -4.7965 |  | 0
50.1918 | 0 | 511.29 | 511.29 | 1 | 1 | 15:11 | 0.14 |  | 505.3843 | 0 | 511.29 | 50.1461 | 50.193 | 0.24293 | 11.0294 | 522.3195 |  | -4.9744 | 0 | -4.9744 | 50.1675 | 1 | -4.9744 | 1 | 0 | -4.9744 | -4.9744 |  | 0
50.1987 | 0 | 511.29 | 511.29 | 1 | 1 | 15:11 | 0.16 |  | 505.3835 | 0 | 511.29 | 50.1513 | 50.1977 | 0.24113 | 10.9495 | 522.2396 |  | -5.0543 | 0 | -5.0543 | 50.17 | 1 | -5.0543 | 1 | 0 | -5.0543 | -5.0543 |  | 0
50.2056 | 0 | 513.7364 | 513.7364 | 1 | 1 | 15:11 | 0.18 |  | 505.3827 | 0 | 513.7364 | 50.1567 | 50.2027 | 0.23952 | 10.8778 | 524.6142 |  | -2.6797 | 0 | -2.6797 | 50.1725 | 1 | -2.6797 | 1 | 0 | -2.6797 | -2.6797 |  | 0
50.2091 | 0 | 514.9596 | 514.9596 | 1 | 1 | 15:11 | 0.2 |  | 505.382 | 0 | 514.9596 | 50.162 | 50.2074 | 0.23632 | 10.7331 | 525.6927 |  | -1.6012 | 0 | -1.6012 | 50.175 | 1 | -1.6012 | 1 | 0 | -1.6012 | -1.6012 |  | 0
50.216 | 0 | 514.9596 | 514.9596 | 1 | 1 | 15:11 | 0.22 |  | 505.3812 | 0 | 514.9596 | 50.1674 | 50.2121 | 0.22994 | 10.4447 | 525.4043 |  | -1.8896 | 0 | -1.8896 | 50.1775 | 1 | -1.8896 | 1 | 0 | -1.8896 | -1.8896 |  | 0
50.2194 | 0 | 514.9596 | 514.9596 | 1 | 1 | 15:11 | 0.24 |  | 505.3804 | 0 | 514.9596 | 50.1726 | 50.2166 | 0.22079 | 10.03 | 524.9896 |  | -2.3043 | 0 | -2.3043 | 50.18 | 1 | -2.3043 | 1 | 0 | -2.3043 | -2.3043 |  | 0
50.2263 | 0 | 517.4059 | 517.4059 | 1 | 1 | 15:11 | 0.26 |  | 505.3796 | 0 | 517.4059 | 50.178 | 50.2211 | 0.21076 | 9.5757 | 526.9817 |  | -0.31221 | 0 | -0.31221 | 50.1825 | 1 | -0.31221 | 1 | 0 | -0.31221 | -0.31221 |  | 0
50.2298 | 0 | 518.6291 | 518.6291 | 1 | 1 | 15:11 | 0.28 |  | 505.3788 | 0 | 518.6291 | 50.1831 | 50.225 | 0.20179 | 9.1685 | 527.7977 |  | 0.50381 | 0 | 0.50381 | 50.185 | 1 | 0.50381 | 1 | 0 | 0.50381 | 0.50381 |  | 0
50.2332 | 0 | 518.6291 | 518.6291 | 1 | 1 | 15:11 | 0.3 |  | 505.3781 | 0 | 518.6291 | 50.1881 | 50.229 | 0.19536 | 8.877 | 527.5062 |  | 0.21231 | 0 | 0.21231 | 50.1875 | 1 | 0.21231 | 1 | 0 | 0.21231 | 0.21231 |  | 0
50.2367 | 0 | 519.8523 | 519.8523 | 1 | 1 | 15:11 | 0.32 |  | 505.3773 | 0 | 519.8523 | 50.193 | 50.2328 | 0.18957 | 8.6147 | 528.4671 |  | 1.1732 | 0 | 1.1732 | 50.19 | 1 | 1.1732 | 1 | 0 | 1.1732 | 1.1732 |  | 0
50.2401 | 0 | 518.6291 | 518.6291 | 1 | 1 | 15:11 | 0.34 |  | 505.3765 | 0 | 518.6291 | 50.1977 | 50.2367 | 0.18272 | 8.3037 | 526.9328 |  | -0.36105 | 0 | -0.36105 | 50.1925 | 1 | -0.36105 | 1 | 0 | -0.36105 | -0.36105 |  | 0
50.2471 | 0 | 521.0755 | 521.0755 | 1 | 1 | 15:11 | 0.36 |  | 505.3757 | 0 | 521.0755 | 50.2027 | 50.2401 | 0.17309 | 7.8675 | 528.943 |  | 1.6491 | 0 | 1.6491 | 50.195 | 1 | 1.6491 | 1 | 0 | 1.6491 | 1.6491 |  | 0
50.2505 | 0 | 521.0755 | 521.0755 | 1 | 1 | 15:11 | 0.38 |  | 505.3749 | 0 | 521.0755 | 50.2074 | 50.2436 | 0.16443 | 7.4744 | 528.5499 |  | 1.2561 | 0 | 1.2561 | 50.1975 | 1 | 1.2561 | 1 | 0 | 1.2561 | 1.2561 |  | 0
50.254 | 0 | 519.8523 | 519.8523 | 1 | 1 | 15:11 | 0.4 |  | 505.3742 | 0 | 519.8523 | 50.2121 | 50.2467 | 0.16009 | 7.2775 | 527.1299 |  | -0.16402 | 0 | -0.16402 | 50.2 | 1 | -0.16402 | 1 | 0 | -0.16402 | -0.16402 |  | 0
50.2574 | 0 | 522.2987 | 522.2987 | 1 | 1 | 15:11 | 0.42 |  | 505.3734 | 0 | 522.2987 | 50.2166 | 50.2498 | 0.15783 | 7.1753 | 529.474 |  | 2.1801 | 0 | 2.1801 | 50.2025 | 1 | 2.1801 | 1 | 0 | 2.1801 | 2.1801 |  | 0
50.2609 | 0 | 521.0755 | 521.0755 | 1 | 1 | 15:11 | 0.44 |  | 505.3726 | 0 | 521.0755 | 50.2211 | 50.253 | 0.1558 | 7.0834 | 528.1588 |  | 0.86498 | 0 | 0.86498 | 50.205 | 1 | 0.86498 | 1 | 0 | 0.86498 | 0.86498 |  | 0
50.2609 | 0 | 521.0755 | 521.0755 | 1 | 1 | 15:11 | 0.46 |  | 505.3718 | 0 | 521.0755 | 50.225 | 50.2562 | 0.15232 | 6.9252 | 528.0006 |  | 0.70676 | 0 | 0.70676 | 50.2075 | 1 | 0.70676 | 1 | 0 | 0.70676 | 0.70676 |  | 0
50.2643 | 0 | 521.0755 | 521.0755 | 1 | 1 | 15:11 | 0.48 |  | 505.371 | 0 | 521.0755 | 50.229 | 50.2591 | 0.14914 | 6.7809 | 527.8564 |  | 0.56256 | 0 | 0.56256 | 50.21 | 1 | 0.56256 | 1 | 0 | 0.56256 | 0.56256 |  | 0
50.2678 | 0 | 519.8523 | 519.8523 | 1 | 1 | 15:11 | 0.5 |  | 505.3703 | 0 | 519.8523 | 50.2328 | 50.262 | 0.14807 | 6.733 | 526.5854 |  | -0.70848 | 0 | -0.70848 | 50.2125 | 1 | -0.70848 | 1 | 0 | -0.70848 | -0.70848 |  | 0
50.2712 | 0 | 519.8523 | 519.8523 | 1 | 1 | 15:11 | 0.52 |  | 505.3695 | 0 | 519.8523 | 50.2367 | 50.265 | 0.15052 | 6.8446 | 526.6969 |  | -0.59695 | 0 | -0.59695 | 50.215 | 1 | -0.59695 | 1 | 0 | -0.59695 | -0.59695 |  | 0
50.2712 | 0 | 519.8523 | 519.8523 | 1 | 1 | 15:11 | 0.54 |  | 505.3687 | 0 | 519.8523 | 50.2401 | 50.2681 | 0.14921 | 6.7854 | 526.6377 |  | -0.65614 | 0 | -0.65614 | 50.2175 | 1 | -0.65614 | 1 | 0 | -0.65614 | -0.65614 |  | 0
50.2747 | 0 | 519.8523 | 519.8523 | 1 | 1 | 15:11 | 0.56 |  | 505.3679 | 0 | 519.8523 | 50.2436 | 50.2711 | 0.14639 | 6.6576 | 526.5099 |  | -0.78398 | 0 | -0.78398 | 50.22 | 1 | -0.78398 | 1 | 0 | -0.78398 | -0.78398 |  | 0
50.2747 | 0 | 521.0755 | 521.0755 | 1 | 1 | 15:11 | 0.58 |  | 505.3671 | 0 | 521.0755 | 50.2467 | 50.2739 | 0.1473 | 6.699 | 527.7745 |  | 0.48059 | 0 | 0.48059 | 50.2225 | 1 | 0.48059 | 1 | 0 | 0.48059 | 0.48059 |  | 0
50.2781 | 0 | 519.8523 | 519.8523 | 1 | 1 | 15:11 | 0.6 |  | 505.3664 | 0 | 519.8523 | 50.2498 | 50.2767 | 0.15157 | 6.8936 | 526.7459 |  | -0.54792 | 0 | -0.54792 | 50.225 | 1 | -0.54792 | 1 | 0 | -0.54792 | -0.54792 |  | 0
50.2816 | 0 | 518.6291 | 518.6291 | 1 | 1 | 15:11 | 0.62 |  | 505.3656 | 0 | 518.6291 | 50.253 | 50.28 | 0.15887 | 7.2258 | 525.8549 |  | -1.439 | 0 | -1.439 | 50.2275 | 1 | -1.439 | 1 | 0 | -1.439 | -1.439 |  | 0
50.285 | 0 | 518.6291 | 518.6291 | 1 | 1 | 15:11 | 0.64 |  | 505.3648 | 0 | 518.6291 | 50.2562 | 50.2832 | 0.16363 | 7.4429 | 526.0721 |  | -1.2218 | 0 | -1.2218 | 50.23 | 1 | -1.2218 | 1 | 0 | -1.2218 | -1.2218 |  | 0
50.285 | 0 | 517.4059 | 517.4059 | 1 | 1 | 15:11 | 0.66 |  | 505.364 | 0 | 517.4059 | 50.2591 | 50.2865 | 0.16452 | 7.4833 | 524.8892 |  | -2.4047 | 0 | -2.4047 | 50.2325 | 1 | -2.4047 | 1 | 0 | -2.4047 | -2.4047 |  | 0
50.2885 | 0 | 516.1828 | 516.1828 | 1 | 1 | 15:11 | 0.68 |  | 505.3632 | 0 | 516.1828 | 50.262 | 50.2898 | 0.16531 | 7.5201 | 523.7029 |  | -3.591 | 0 | -3.591 | 50.235 | 1 | -3.591 | 1 | 0 | -3.591 | -3.591 |  | 0
50.2919 | 0 | 516.1828 | 516.1828 | 1 | 1 | 15:11 | 0.7 |  | 505.3625 | 0 | 516.1828 | 50.265 | 50.2931 | 0.16603 | 7.5533 | 523.7361 |  | -3.5578 | 0 | -3.5578 | 50.2375 | 1 | -3.5578 | 1 | 0 | -3.5578 | -3.5578 |  | 0
50.2954 | 0 | 514.9596 | 514.9596 | 1 | 1 | 15:11 | 0.72 |  | 505.3617 | 0 | 514.9596 | 50.2681 | 50.2965 | 0.16668 | 7.5833 | 522.5428 |  | -4.751 | 0 | -4.751 | 50.24 | 1 | -4.751 | 1 | 0 | -4.751 | -4.751 |  | 0
50.2988 | 0 | 513.7364 | 513.7364 | 1 | 1 | 15:11 | 0.74 |  | 505.3609 | 0 | 513.7364 | 50.2711 | 50.2998 | 0.16726 | 7.6103 | 521.3467 |  | -5.9472 | 0 | -5.9472 | 50.2425 | 1 | -5.9472 | 1 | 0 | -5.9472 | -5.9472 |  | 0
50.2988 | 0 | 513.7364 | 513.7364 | 1 | 1 | 15:11 | 0.76 |  | 505.3601 | 0 | 513.7364 | 50.2739 | 50.3032 | 0.16439 | 7.4794 | 521.2158 |  | -6.078 | 0 | -6.078 | 50.245 | 1 | -6.078 | 1 | 0 | -6.078 | -6.078 |  | 0
50.3023 | 0 | 513.7364 | 513.7364 | 1 | 1 | 15:11 | 0.78 |  | 505.3593 | 0 | 513.7364 | 50.2767 | 50.3065 | 0.16 | 7.2802 | 521.0167 |  | -6.2772 | 0 | -6.2772 | 50.2475 | 1 | -6.2772 | 1 | 0 | -6.2772 | -6.2772 |  | 0
50.3092 | 0 | 512.5132 | 512.5132 | 1 | 1 | 15:11 | 0.8 |  | 505.3586 | 0 | 512.5132 | 50.28 | 50.3096 | 0.1596 | 7.263 | 519.7763 |  | -7.5176 | 0 | -7.5176 | 50.25 | 1 | -7.5176 | 1 | 0 | -7.5176 | -7.5176 |  | 0
50.3126 | 0 | 512.5132 | 512.5132 | 1 | 1 | 15:11 | 0.82 |  | 505.3578 | 0 | 512.5132 | 50.2832 | 50.3126 | 0.16264 | 7.4019 | 519.9151 |  | -7.3788 | 0 | -7.3788 | 50.2525 | 1 | -7.3788 | 1 | 0 | -7.3788 | -7.3788 |  | 0
50.3161 | 0 | 511.29 | 511.29 | 1 | 1 | 15:11 | 0.84 |  | 505.357 | 0 | 511.29 | 50.2865 | 50.3161 | 0.16537 | 7.527 | 518.817 |  | -8.4769 | 0 | -8.4769 | 50.255 | 1 | -8.4769 | 1 | 0 | -8.4769 | -8.4769 |  | 0
50.3195 | 0 | 511.29 | 511.29 | 1 | 1 | 15:11 | 0.86 |  | 505.3562 | 0 | 511.29 | 50.2898 | 50.3195 | 0.16444 | 7.4848 | 518.7748 |  | -8.5191 | 0 | -8.5191 | 50.2575 | 1 | -8.5191 | 1 | 0 | -8.5191 | -8.5191 |  | 0
50.323 | 0 | 510.0669 | 510.0669 | 1 | 1 | 15:11 | 0.88 |  | 505.3554 | 0 | 510.0669 | 50.2931 | 50.3226 | 0.16354 | 7.4446 | 517.5115 |  | -9.7824 | 0 | -9.7824 | 50.26 | 1 | -9.7824 | 1 | 0 | -9.7824 | -9.7824 |  | 0
50.3264 | 0 | 510.0669 | 510.0669 | 1 | 1 | 15:11 | 0.9 |  | 505.3547 | 0 | 510.0669 | 50.2965 | 50.3258 | 0.16279 | 7.4108 | 517.4777 |  | -9.8162 | 0 | -9.8162 | 50.2625 | 1 | -9.8162 | 1 | 0 | -9.8162 | -9.8162 |  | 0
50.3299 | 0 | 508.8437 | 508.8437 | 1 | 1 | 15:11 | 0.92 |  | 505.3539 | 0 | 508.8437 | 50.2998 | 50.3293 | 0.16376 | 7.4555 | 516.2992 |  | -10.9947 | 0 | -10.9947 | 50.265 | 1 | -10.9947 | 1 | 0 | -10.9947 | -10.9947 |  | 0
50.3333 | 0 | 508.8437 | 508.8437 | 1 | 1 | 15:11 | 0.94 |  | 505.3531 | 0 | 508.8437 | 50.3032 | 50.3325 | 0.16288 | 7.4161 | 516.2598 |  | -11.0341 | 0 | -11.0341 | 50.2675 | 1 | -11.0341 | 1 | 0 | -11.0341 | -11.0341 |  | 0
50.3368 | 0 | 508.8437 | 508.8437 | 1 | 1 | 15:11 | 0.96 |  | 505.3523 | 0 | 508.8437 | 50.3065 | 50.3357 | 0.16035 | 7.3011 | 516.1447 |  | -11.1491 | 0 | -11.1491 | 50.27 | 1 | -11.1491 | 1 | 0 | -11.1491 | -11.1491 |  | 0
50.3368 | 0 | 507.6205 | 507.6205 | 1 | 1 | 15:11 | 0.98 |  | 505.3515 | 0 | 507.6205 | 50.3096 | 50.3389 | 0.16156 | 7.3564 | 514.9769 |  | -12.3169 | 0 | -12.3169 | 50.2725 | 1 | -12.3169 | 1 | 0 | -12.3169 | -12.3169 |  | 0
50.3402 | 0 | 506.3973 | 506.3973 | 1 | 1 | 15:11 | 1 |  | 505.3508 | 0 | 506.3973 | 50.3126 | 50.3421 | 0.16265 | 7.4067 | 513.804 |  | -13.4898 | 0 | -13.4898 | 50.275 | 1 | -13.4898 | 1 | 0 | -13.4898 | -13.4898 |  | 0
50.3472 | 0 | 508.8437 | 508.8437 | 1 | 1 | 15:11 | 1.02 |  | 505.35 | 0 | 508.8437 | 50.3161 | 50.3454 | 0.16014 | 7.2932 | 516.1369 |  | -11.157 | 0 | -11.157 | 50.2775 | 1 | -11.157 | 1 | 0 | -11.157 | -11.157 |  | 0
50.3506 | 0 | 508.8437 | 508.8437 | 1 | 1 | 15:11 | 1.04 |  | 505.3492 | 0 | 508.8437 | 50.3195 | 50.3487 | 0.15623 | 7.1154 | 515.9591 |  | -11.3348 | 0 | -11.3348 | 50.28 | 1 | -11.3348 | 1 | 0 | -11.3348 | -11.3348 |  | 0
50.3506 | 0 | 507.6205 | 507.6205 | 1 | 1 | 15:11 | 1.06 |  | 505.3484 | 0 | 507.6205 | 50.3226 | 50.3516 | 0.15265 | 6.9527 | 514.5732 |  | -12.7206 | 0 | -12.7206 | 50.2825 | 1 | -12.7206 | 1 | 0 | -12.7206 | -12.7206 |  | 0
50.3541 | 0 | 507.6205 | 507.6205 | 1 | 1 | 15:11 | 1.08 |  | 505.3476 | 0 | 507.6205 | 50.3258 | 50.3546 | 0.15124 | 6.8887 | 514.5092 |  | -12.7846 | 0 | -12.7846 | 50.285 | 1 | -12.7846 | 1 | 0 | -12.7846 | -12.7846 |  | 0
50.361 | 0 | 507.6205 | 507.6205 | 1 | 1 | 15:11 | 1.1 |  | 505.3469 | 0 | 507.6205 | 50.3293 | 50.3577 | 0.14996 | 6.8317 | 514.4522 |  | -12.8417 | 0 | -12.8417 | 50.2875 | 1 | -12.8417 | 1 | 0 | -12.8417 | -12.8417 |  | 0
50.361 | 0 | 508.8437 | 508.8437 | 1 | 1 | 15:11 | 1.12 |  | 505.3461 | 0 | 508.8437 | 50.3325 | 50.3608 | 0.14702 | 6.6974 | 515.5411 |  | -11.7528 | 0 | -11.7528 | 50.29 | 1 | -11.7528 | 1 | 0 | -11.7528 | -11.7528 |  | 0
50.3644 | 0 | 508.8437 | 508.8437 | 1 | 1 | 15:11 | 1.14 |  | 505.3453 | 0 | 508.8437 | 50.3357 | 50.3636 | 0.14442 | 6.5794 | 515.423 |  | -11.8709 | 0 | -11.8709 | 50.2925 | 1 | -11.8709 | 1 | 0 | -11.8709 | -11.8709 |  | 0
50.3679 | 0 | 508.8437 | 508.8437 | 1 | 1 | 15:11 | 1.16 |  | 505.3445 | 0 | 508.8437 | 50.3389 | 50.3664 | 0.14372 | 6.5483 | 515.392 |  | -11.9019 | 0 | -11.9019 | 50.295 | 1 | -11.9019 | 1 | 0 | -11.9019 | -11.9019 |  | 0
50.3713 | 0 | 508.8437 | 508.8437 | 1 | 1 | 15:11 | 1.18 |  | 505.3437 | 0 | 508.8437 | 50.3421 | 50.3693 | 0.1431 | 6.5204 | 515.364 |  | -11.9298 | 0 | -11.9298 | 50.2975 | 1 | -11.9298 | 1 | 0 | -11.9298 | -11.9298 |  | 0
50.3748 | 0 | 508.8437 | 508.8437 | 1 | 1 | 15:11 | 1.2 |  | 505.343 | 0 | 508.8437 | 50.3454 | 50.3723 | 0.14089 | 6.4201 | 515.2638 |  | -12.0301 | 0 | -12.0301 | 50.3 | 1 | -12.0301 | 1 | 0 | -12.0301 | -12.0301 |  | 0
50.3782 | 0 | 510.0669 | 510.0669 | 1 | 1 | 15:11 | 1.22 |  | 505.3422 | 0 | 510.0669 | 50.3487 | 50.3749 | 0.13545 | 6.1727 | 516.2396 |  | -11.0543 | 0 | -11.0543 | 50.3025 | 1 | -11.0543 | 1 | 0 | -11.0543 | -11.0543 |  | 0
50.3782 | 0 | 510.0669 | 510.0669 | 1 | 1 | 15:11 | 1.24 |  | 505.3414 | 0 | 510.0669 | 50.3516 | 50.3777 | 0.13056 | 5.9496 | 516.0165 |  | -11.2774 | 0 | -11.2774 | 50.305 | 1 | -11.2774 | 1 | 0 | -11.2774 | -11.2774 |  | 0
50.3817 | 0 | 510.0669 | 510.0669 | 1 | 1 | 15:11 | 1.26 |  | 505.3406 | 0 | 510.0669 | 50.3546 | 50.3802 | 0.1261 | 5.747 | 515.8138 |  | -11.48 | 0 | -11.48 | 50.3075 | 1 | -11.48 | 1 | 0 | -11.48 | -11.48 |  | 0
50.3851 | 0 | 511.29 | 511.29 | 1 | 1 | 15:11 | 1.28 |  | 505.3398 | 0 | 511.29 | 50.3577 | 50.3827 | 0.12209 | 5.5646 | 516.8546 |  | -10.4393 | 0 | -10.4393 | 50.31 | 1 | -10.4393 | 1 | 0 | -10.4393 | -10.4393 |  | 0
50.3886 | 0 | 511.29 | 511.29 | 1 | 1 | 15:11 | 1.3 |  | 505.3391 | 0 | 511.29 | 50.3608 | 50.385 | 0.11853 | 5.4027 | 516.6927 |  | -10.6011 | 0 | -10.6011 | 50.3125 | 1 | -10.6011 | 1 | 0 | -10.6011 | -10.6011 |  | 0
50.3886 | 0 | 511.29 | 511.29 | 1 | 1 | 15:11 | 1.32 |  | 505.3383 | 0 | 511.29 | 50.3636 | 50.3875 | 0.11533 | 5.2567 | 516.5467 |  | -10.7471 | 0 | -10.7471 | 50.315 | 1 | -10.7471 | 1 | 0 | -10.7471 | -10.7471 |  | 0
50.392 | 0 | 512.5132 | 512.5132 | 1 | 1 | 15:11 | 1.34 |  | 505.3375 | 0 | 512.5132 | 50.3664 | 50.3896 | 0.1124 | 5.1234 | 517.6366 |  | -9.6573 | 0 | -9.6573 | 50.3175 | 1 | -9.6573 | 1 | 0 | -9.6573 | -9.6573 |  | 0
50.3955 | 0 | 511.29 | 511.29 | 1 | 1 | 15:11 | 1.36 |  | 505.3367 | 0 | 511.29 | 50.3693 | 50.3919 | 0.10976 | 5.0034 | 516.2934 |  | -11.0004 | 0 | -11.0004 | 50.32 | 1 | -11.0004 | 1 | 0 | -11.0004 | -11.0004 |  | 0
50.3989 | 0 | 512.5132 | 512.5132 | 1 | 1 | 15:11 | 1.38 |  | 505.3359 | 0 | 512.5132 | 50.3723 | 50.394 | 0.10743 | 4.8977 | 517.411 |  | -9.8829 | 0 | -9.8829 | 50.3225 | 1 | -9.8829 | 1 | 0 | -9.8829 | -9.8829 |  | 0
50.3989 | 0 | 513.7364 | 513.7364 | 1 | 1 | 15:11 | 1.4 |  | 505.3352 | 0 | 513.7364 | 50.3749 | 50.3962 | 0.10534 | 4.8023 | 518.5387 |  | -8.7551 | 0 | -8.7551 | 50.325 | 1 | -8.7551 | 1 | 0 | -8.7551 | -8.7551 |  | 0
50.4024 | 0 | 512.5132 | 512.5132 | 1 | 1 | 15:11 | 1.42 |  | 505.3344 | 0 | 512.5132 | 50.3777 | 50.3982 | 0.1034 | 4.7145 | 517.2277 |  | -10.0662 | 0 | -10.0662 | 50.3275 | 1 | -10.0662 | 1 | 0 | -10.0662 | -10.0662 |  | 0
50.4024 | 0 | 512.5132 | 512.5132 | 1 | 1 | 15:11 | 1.44 |  | 505.3336 | 0 | 512.5132 | 50.3802 | 50.4004 | 0.10166 | 4.6351 | 517.1483 |  | -10.1455 | 0 | -10.1455 | 50.33 | 1 | -10.1455 | 1 | 0 | -10.1455 | -10.1455 |  | 0
50.4058 | 0 | 513.7364 | 513.7364 | 1 | 1 | 15:11 | 1.46 |  | 505.3328 | 0 | 513.7364 | 50.3827 | 50.4023 | 0.10015 | 4.5663 | 518.3027 |  | -8.9911 | 0 | -8.9911 | 50.3325 | 1 | -8.9911 | 1 | 0 | -8.9911 | -8.9911 |  | 0
50.4058 | 0 | 514.9596 | 514.9596 | 1 | 1 | 15:11 | 1.48 |  | 505.332 | 0 | 514.9596 | 50.385 | 50.4044 | 0.095382 | 4.349 | 519.3086 |  | -7.9853 | 0 | -7.9853 | 50.335 | 1 | -7.9853 | 1 | 0 | -7.9853 | -7.9853 |  | 0
50.4093 | 0 | 513.7364 | 513.7364 | 1 | 1 | 15:11 | 1.5 |  | 505.3313 | 0 | 513.7364 | 50.3875 | 50.4062 | 0.092744 | 4.229 | 517.9655 |  | -9.3284 | 0 | -9.3284 | 50.3375 | 1 | -9.3284 | 1 | 0 | -9.3284 | -9.3284 |  | 0
50.4093 | 0 | 513.7364 | 513.7364 | 1 | 1 | 15:11 | 1.52 |  | 505.3305 | 0 | 513.7364 | 50.3896 | 50.4079 | 0.08857 | 4.0387 | 517.7751 |  | -9.5187 | 0 | -9.5187 | 50.34 | 1 | -9.5187 | 1 | 0 | -9.5187 | -9.5187 |  | 0
50.4127 | 0 | 513.7364 | 513.7364 | 1 | 1 | 15:11 | 1.54 |  | 505.3297 | 0 | 513.7364 | 50.3919 | 50.4098 | 0.084813 | 3.8676 | 517.6041 |  | -9.6898 | 0 | -9.6898 | 50.3425 | 1 | -9.6898 | 1 | 0 | -9.6898 | -9.6898 |  | 0
50.4127 | 0 | 513.7364 | 513.7364 | 1 | 1 | 15:11 | 1.56 |  | 505.3289 | 0 | 513.7364 | 50.394 | 50.4115 | 0.079732 | 3.6359 | 517.3724 |  | -9.9215 | 0 | -9.9215 | 50.345 | 1 | -9.9215 | 1 | 0 | -9.9215 | -9.9215 |  | 0
50.4162 | 0 | 513.7364 | 513.7364 | 1 | 1 | 15:11 | 1.58 |  | 505.3281 | 0 | 513.7364 | 50.3962 | 50.413 | 0.071758 | 3.2726 | 517.009 |  | -10.2849 | 0 | -10.2849 | 50.3475 | 1 | -10.2849 | 1 | 0 | -10.2849 | -10.2849 |  | 0
50.4162 | 0 | 514.9596 | 514.9596 | 1 | 1 | 15:11 | 1.6 |  | 505.3274 | 0 | 514.9596 | 50.3982 | 50.4143 | 0.068083 | 3.1049 | 518.0645 |  | -9.2294 | 0 | -9.2294 | 50.35 | 1 | -9.2294 | 1 | 0 | -9.2294 | -9.2294 |  | 0
50.4196 | 0 | 513.7364 | 513.7364 | 1 | 1 | 15:11 | 1.62 |  | 505.3266 | 0 | 513.7364 | 50.4004 | 50.4155 | 0.066524 | 3.0341 | 516.7705 |  | -10.5234 | 0 | -10.5234 | 50.3525 | 1 | -10.5234 | 1 | 0 | -10.5234 | -10.5234 |  | 0
50.4196 | 0 | 513.7364 | 513.7364 | 1 | 1 | 15:11 | 1.64 |  | 505.3258 | 0 | 513.7364 | 50.4023 | 50.417 | 0.068522 | 3.1252 | 516.8616 |  | -10.4323 | 0 | -10.4323 | 50.355 | 1 | -10.4323 | 1 | 0 | -10.4323 | -10.4323 |  | 0
50.4231 | 0 | 513.7364 | 513.7364 | 1 | 1 | 15:11 | 1.66 |  | 505.325 | 0 | 513.7364 | 50.4044 | 50.4183 | 0.07027 | 3.2051 | 516.9415 |  | -10.3523 | 0 | -10.3523 | 50.3575 | 1 | -10.3523 | 1 | 0 | -10.3523 | -10.3523 |  | 0
50.4231 | 0 | 513.7364 | 513.7364 | 1 | 1 | 15:11 | 1.68 |  | 505.3242 | 0 | 513.7364 | 50.4062 | 50.4198 | 0.068343 | 3.1172 | 516.8536 |  | -10.4402 | 0 | -10.4402 | 50.36 | 1 | -10.4402 | 1 | 0 | -10.4402 | -10.4402 |  | 0
50.4231 | 0 | 514.9596 | 514.9596 | 1 | 1 | 15:11 | 1.7 |  | 505.3235 | 0 | 514.9596 | 50.4079 | 50.4212 | 0.064908 | 2.9606 | 517.9201 |  | -9.3737 | 0 | -9.3737 | 50.3625 | 1 | -9.3737 | 1 | 0 | -9.3737 | -9.3737 |  | 0
50.4265 | 0 | 513.7364 | 513.7364 | 1 | 1 | 15:11 | 1.72 |  | 505.3227 | 0 | 513.7364 | 50.4098 | 50.4224 | 0.058418 | 2.6647 | 516.4011 |  | -10.8928 | 0 | -10.8928 | 50.365 | 1 | -10.8928 | 1 | 0 | -10.8928 | -10.8928 |  | 0
50.4265 | 0 | 512.5132 | 512.5132 | 1 | 1 | 15:11 | 1.74 |  | 505.3219 | 0 | 512.5132 | 50.4115 | 50.4235 | 0.052576 | 2.3982 | 514.9114 |  | -12.3824 | 0 | -12.3824 | 50.3675 | 1 | -12.3824 | 1 | 0 | -12.3824 | -12.3824 |  | 0
50.4265 | 0 | 511.29 | 511.29 | 1 | 1 | 15:11 | 1.76 |  | 505.3211 | 0 | 511.29 | 50.413 | 50.4245 | 0.050818 | 2.3181 | 513.6081 |  | -13.6858 | 0 | -13.6858 | 50.37 | 1 | -13.6858 | 1 | 0 | -13.6858 | -13.6858 |  | 0
50.4265 | 0 | 512.5132 | 512.5132 | 1 | 1 | 15:11 | 1.78 |  | 505.3203 | 0 | 512.5132 | 50.4143 | 50.4254 | 0.050986 | 2.3257 | 514.8389 |  | -12.4549 | 0 | -12.4549 | 50.3725 | 1 | -12.4549 | 1 | 0 | -12.4549 | -12.4549 |  | 0
50.4265 | 0 | 511.29 | 511.29 | 1 | 1 | 15:11 | 1.8 |  | 505.3196 | 0 | 511.29 | 50.4155 | 50.4265 | 0.051138 | 2.3326 | 513.6226 |  | -13.6712 | 0 | -13.6712 | 50.375 | 1 | -13.6712 | 1 | 0 | -13.6712 | -13.6712 |  | 0
50.43 | 0 | 511.29 | 511.29 | 1 | 1 | 15:11 | 1.82 |  | 505.3188 | 0 | 511.29 | 50.417 | 50.4276 | 0.049524 | 2.2592 | 513.5492 |  | -13.7447 | 0 | -13.7447 | 50.3775 | 1 | -13.7447 | 1 | 0 | -13.7447 | -13.7447 |  | 0
50.43 | 0 | 510.0669 | 510.0669 | 1 | 1 | 15:11 | 1.84 |  | 505.318 | 0 | 510.0669 | 50.4183 | 50.4285 | 0.044572 | 2.0333 | 512.1001 |  | -15.1937 | 0 | -15.1937 | 50.38 | 1 | -15.1937 | 1 | 0 | -15.1937 | -15.1937 |  | 0
50.4334 | 0 | 510.0669 | 510.0669 | 1 | 1 | 15:11 | 1.86 |  | 505.3172 | 0 | 510.0669 | 50.4198 | 50.4293 | 0.040114 | 1.8301 | 511.8969 |  | -15.397 | 0 | -15.397 | 50.3825 | 1 | -15.397 | 1 | 0 | -15.397 | -15.397 |  | 0
50.4334 | 0 | 508.8437 | 508.8437 | 1 | 1 | 15:11 | 1.88 |  | 505.3164 | 0 | 508.8437 | 50.4212 | 50.4301 | 0.039503 | 1.8022 | 510.6458 |  | -16.6481 | 0 | -16.6481 | 50.385 | 1 | -16.6481 | 1 | 0 | -16.6481 | -16.6481 |  | 0
50.4334 | 0 | 507.6205 | 507.6205 | 1 | 1 | 15:11 | 1.9 |  | 505.3157 | 0 | 507.6205 | 50.4224 | 50.4308 | 0.040653 | 1.8546 | 509.4751 |  | -17.8187 | 0 | -17.8187 | 50.3875 | 1 | -17.8187 | 1 | 0 | -17.8187 | -17.8187 |  | 0
50.4334 | 0 | 506.3973 | 506.3973 | 1 | 1 | 15:11 | 1.92 |  | 505.3149 | 0 | 506.3973 | 50.4235 | 50.4317 | 0.041687 | 1.9018 | 508.2991 |  | -18.9948 | 0 | -18.9948 | 50.39 | 1 | -18.9948 | 1 | 0 | -18.9948 | -18.9948 |  | 0
50.4334 | 0 | 506.3973 | 506.3973 | 1 | 1 | 15:11 | 1.94 |  | 505.3141 | 0 | 506.3973 | 50.4245 | 50.4326 | 0.040919 | 1.8667 | 508.2641 |  | -19.0298 | 0 | -19.0298 | 50.3925 | 1 | -19.0298 | 1 | 0 | -19.0298 | -19.0298 |  | 0
50.4334 | 0 | 505.1742 | 505.1742 | 1 | 1 | 15:11 | 1.96 |  | 505.3133 | 0 | 505.1742 | 50.4254 | 50.4334 | 0.036827 | 1.6801 | 506.8542 |  | -20.4396 | 0 | -20.4396 | 50.395 | 1 | -20.4396 | 1 | 0 | -20.4396 | -20.4396 |  | 0
50.4369 | 0 | 505.1742 | 505.1742 | 1 | 1 | 15:11 | 1.98 |  | 505.3125 | 0 | 505.1742 | 50.4265 | 50.434 | 0.033144 | 1.5122 | 506.6863 |  | -20.6075 | 0 | -20.6075 | 50.3975 | 1 | -20.6075 | 1 | 0 | -20.6075 | -20.6075 |  | 0
50.4369 | 0 | 502.7277 | 502.7277 | 1 | 1 | 15:11 | 2 |  | 505.3118 | 0 | 502.7277 | 50.4276 | 50.4347 | 0.02983 | 1.361 | 504.0887 |  | -23.2052 | 0 | -23.2052 | 50.4 | 1 | -23.2052 | 1 | 0 | -23.2052 | -23.2052 |  | 0
50.4369 | 0 | 502.7277 | 502.7277 | 1 | 1 | 15:11 | 2.02 |  | 505.311 | 0 | 502.7277 | 50.4285 | 50.4352 | 0.026847 | 1.2249 | 503.9526 |  | -23.3413 | 0 | -23.3413 | 50.4025 | 1 | -23.3413 | 1 | 0 | -23.3413 | -23.3413 |  | 0
50.4369 | 0 | 503.951 | 503.951 | 1 | 1 | 15:11 | 2.04 |  | 505.3102 | 0 | 503.951 | 50.4293 | 50.4357 | 0.024162 | 1.1024 | 505.0533 |  | -22.2405 | 0 | -22.2405 | 50.405 | 1 | -22.2405 | 1 | 0 | -22.2405 | -22.2405 |  | 0
50.4369 | 0 | 502.7277 | 502.7277 | 1 | 1 | 15:11 | 2.06 |  | 505.3094 | 0 | 502.7277 | 50.4301 | 50.4362 | 0.021746 | 0.99213 | 503.7199 |  | -23.574 | 0 | -23.574 | 50.4075 | 1 | -23.574 | 1 | 0 | -23.574 | -23.574 |  | 0
50.4369 | 0 | 502.7277 | 502.7277 | 1 | 1 | 15:11 | 2.08 |  | 505.3086 | 0 | 502.7277 | 50.4308 | 50.4366 | 0.019571 | 0.89292 | 503.6207 |  | -23.6732 | 0 | -23.6732 | 50.41 | 1 | -23.6732 | 1 | 0 | -23.6732 | -23.6732 |  | 0
50.4403 | 0 | 501.5046 | 501.5046 | 1 | 1 | 15:11 | 2.1 |  | 505.3079 | 0 | 501.5046 | 50.4317 | 50.437 | 0.028014 | 1.2782 | 502.7828 |  | -24.5111 | 0 | -24.5111 | 50.4125 | 1 | -24.5111 | 1 | 0 | -24.5111 | -24.5111 |  | 0
50.4403 | 0 | 502.7277 | 502.7277 | 1 | 1 | 15:11 | 2.12 |  | 505.3071 | 0 | 502.7277 | 50.4326 | 50.4373 | 0.040813 | 1.8622 | 504.5899 |  | -22.704 | 0 | -22.704 | 50.415 | 1 | -22.704 | 1 | 0 | -22.704 | -22.704 |  | 0
50.4403 | 0 | 501.5046 | 501.5046 | 1 | 1 | 15:11 | 2.14 |  | 505.3063 | 0 | 501.5046 | 50.4334 | 50.4386 | 0.048931 | 2.2326 | 503.7372 |  | -23.5567 | 0 | -23.5567 | 50.4175 | 1 | -23.5567 | 1 | 0 | -23.5567 | -23.5567 |  | 0
50.4403 | 0 | 501.5046 | 501.5046 | 1 | 1 | 15:11 | 2.16 |  | 505.3055 | 0 | 501.5046 | 50.434 | 50.4399 | 0.045838 | 2.0915 | 503.5961 |  | -23.6978 | 0 | -23.6978 | 50.42 | 1 | -23.6978 | 1 | 0 | -23.6978 | -23.6978 |  | 0
50.4403 | 0 | 500.2814 | 500.2814 | 1 | 1 | 15:11 | 2.18 |  | 505.3047 | 0 | 500.2814 | 50.4347 | 50.4406 | 0.030904 | 1.4101 | 501.6915 |  | -25.6024 | 0 | -25.6024 | 50.4225 | 1 | -25.6024 | 1 | 0 | -25.6024 | -25.6024 |  | 0
50.4403 | 0 | 500.2814 | 500.2814 | 1 | 1 | 15:11 | 2.2 |  | 505.304 | 0 | 500.2814 | 50.4352 | 50.4409 | 0.022664 | 1.0341 | 501.3155 |  | -25.9784 | 0 | -25.9784 | 50.425 | 1 | -25.9784 | 1 | 0 | -25.9784 | -25.9784 |  | 0
50.4403 | 0 | 499.0582 | 499.0582 | 1 | 1 | 15:11 | 2.22 |  | 505.3032 | 0 | 499.0582 | 50.4357 | 50.4412 | 0.022148 | 1.0105 | 500.0687 |  | -27.2251 | 0 | -27.2251 | 50.4275 | 1 | -27.2251 | 1 | 0 | -27.2251 | -27.2251 |  | 0
50.4403 | 0 | 499.0582 | 499.0582 | 1 | 1 | 15:11 | 2.24 |  | 505.3024 | 0 | 499.0582 | 50.4362 | 50.4418 | 0.025183 | 1.149 | 500.2072 |  | -27.0866 | 0 | -27.0866 | 50.43 | 1 | -27.0866 | 1 | 0 | -27.0866 | -27.0866 |  | 0
50.4403 | 0 | 499.0582 | 499.0582 | 1 | 1 | 15:11 | 2.26 |  | 505.3016 | 0 | 499.0582 | 50.4366 | 50.4424 | 0.022665 | 1.0341 | 500.0923 |  | -27.2015 | 0 | -27.2015 | 50.4325 | 1 | -27.2015 | 1 | 0 | -27.2015 | -27.2015 |  | 0
50.4403 | 0 | 496.6119 | 496.6119 | 1 | 1 | 15:11 | 2.28 |  | 505.3008 | 0 | 496.6119 | 50.437 | 50.4429 | 0.015148 | 0.69116 | 497.303 |  | -29.9908 | 0 | -29.9908 | 50.435 | 1 | -29.9908 | 1 | 0 | -29.9908 | -29.9908 |  | 0
50.4403 | 0 | 496.6119 | 496.6119 | 1 | 1 | 15:11 | 2.3 |  | 505.3001 | 0 | 496.6119 | 50.4373 | 50.443 | 0.0083833 | 0.38251 | 496.9944 |  | -30.2995 | 0 | -30.2995 | 50.4375 | 1 | -30.2995 | 1 | 0 | -30.2995 | -30.2995 |  | 0
50.4507 | 0 | 495.3887 | 495.3887 | 1 | 1 | 15:11 | 2.32 |  | 505.2993 | 0 | 495.3887 | 50.4386 | 50.443 | 0.004045 | 0.1846 | 495.5733 |  | -31.7206 | 0 | -31.7206 | 50.44 | 1 | -31.7206 | 1 | 0 | -31.7206 | -31.7206 |  | 0
50.4507 | 0 | 497.835 | 497.835 | 1 | 1 | 15:11 | 2.34 |  | 505.2985 | 0 | 497.835 | 50.4399 | 50.4431 | 0.00014048 | 0.0064112 | 497.8415 |  | -29.4524 | 0 | -29.4524 | 50.4425 | 1 | -29.4524 | 1 | 0 | -29.4524 | -29.4524 |  | 0
50.4473 | 0 | 499.0582 | 499.0582 | 1 | 1 | 15:11 | 2.36 |  | 505.2977 | 0 | 499.0582 | 50.4406 | 50.4432 | -0.0051236 | -0.23381 | 498.8244 |  | -28.4695 | 0 | -28.4695 | 50.445 | 1.0041 | -28.5863 | 1 | 0 | -28.5863 | -28.5863 |  | 0
50.4438 | 0 | 499.0582 | 499.0582 | 1 | 1 | 15:11 | 2.38 |  | 505.2969 | 0 | 499.0582 | 50.4409 | 50.4429 | -0.0098612 | -0.44997 | 498.6082 |  | -28.6856 | 0 | -28.6856 | 50.4475 | 1.0104 | -28.984 | 1 | 0 | -28.984 | -28.984 |  | 0
50.4438 | 0 | 497.835 | 497.835 | 1 | 1 | 15:11 | 2.4 |  | 505.2962 | 0 | 497.835 | 50.4412 | 50.4426 | -0.012375 | -0.56468 | 497.2704 |  | -30.0235 | 0 | -30.0235 | 50.45 | 1.0166 | -30.5231 | 1 | 0 | -30.5231 | -30.5231 |  | 0
50.4473 | 0 | 499.0582 | 499.0582 | 1 | 1 | 15:11 | 2.42 |  | 505.2954 | 0 | 499.0582 | 50.4418 | 50.4424 | -0.011138 | -0.50825 | 498.55 |  | -28.7439 | 0 | -28.7439 | 50.4525 | 1.0228 | -29.4001 | 1 | 0 | -29.4001 | -29.4001 |  | 0
50.4473 | 0 | 497.835 | 497.835 | 1 | 1 | 15:11 | 2.44 |  | 505.2946 | 0 | 497.835 | 50.4424 | 50.4422 | -0.010024 | -0.45742 | 497.3776 |  | -29.9163 | 0 | -29.9163 | 50.455 | 1.029 | -30.7829 | 1 | 0 | -30.7829 | -30.7829 |  | 0
50.4473 | 0 | 496.6119 | 496.6119 | 1 | 1 | 15:11 | 2.46 |  | 505.2938 | 0 | 496.6119 | 50.4429 | 50.442 | -0.0090214 | -0.41168 | 496.2002 |  | -31.0937 | 0 | -31.0937 | 50.4575 | 1.0351 | -32.1839 | 1 | 0 | -32.1839 | -32.1839 |  | 0
50.4438 | 0 | 497.835 | 497.835 | 1 | 1 | 15:11 | 2.48 |  | 505.293 | 0 | 497.835 | 50.443 | 50.4418 | -0.0081193 | -0.37049 | 497.4646 |  | -29.8293 | 0 | -29.8293 | 50.46 | 1.0411 | -31.0559 | 1 | 0 | -31.0559 | -31.0559 |  | 0
50.4438 | 0 | 495.3887 | 495.3887 | 1 | 1 | 15:11 | 2.5 |  | 505.2923 | 0 | 495.3887 | 50.443 | 50.4417 | -0.0073074 | -0.33344 | 495.0552 |  | -32.2386 | 0 | -32.2386 | 50.4625 | 1.0471 | -33.7584 | 1 | 0 | -33.7584 | -33.7584 |  | 0
50.4438 | 0 | 497.835 | 497.835 | 1 | 1 | 15:11 | 2.52 |  | 505.2915 | 0 | 497.835 | 50.4431 | 50.4415 | -0.0065766 | -0.30009 | 497.5349 |  | -29.7589 | 0 | -29.7589 | 50.465 | 1.0531 | -31.34 | 1 | 0 | -31.34 | -31.34 |  | 0
50.4438 | 0 | 497.835 | 497.835 | 1 | 1 | 15:11 | 2.54 |  | 505.2907 | 0 | 497.835 | 50.4432 | 50.4414 | -0.012819 | -0.58493 | 497.2501 |  | -30.0438 | 0 | -30.0438 | 50.4675 | 1.0591 | -31.8191 | 1 | 0 | -31.8191 | -31.8191 |  | 0
50.4403 | 0 | 495.3887 | 495.3887 | 1 | 1 | 15:11 | 2.56 |  | 505.2899 | 0 | 495.3887 | 50.4429 | 50.4413 | -0.025287 | -1.1538 | 494.2349 |  | -33.059 | 0 | -33.059 | 50.47 | 1.065 | -35.2086 | 1 | 0 | -35.2086 | -35.2086 |  | 0
50.4403 | 0 | 495.3887 | 495.3887 | 1 | 1 | 15:11 | 2.58 |  | 505.2891 | 0 | 495.3887 | 50.4426 | 50.4405 | -0.034808 | -1.5882 | 493.8005 |  | -33.4934 | 0 | -33.4934 | 50.4725 | 1.0726 | -35.9253 | 1 | 0 | -35.9253 | -35.9253 |  | 0
50.4403 | 0 | 496.6119 | 496.6119 | 1 | 1 | 15:11 | 2.6 |  | 505.2884 | 0 | 496.6119 | 50.4424 | 50.4395 | -0.038228 | -1.7442 | 494.8677 |  | -32.4262 | 0 | -32.4262 | 50.475 | 1.0809 | -35.0484 | 1 | 0 | -35.0484 | -35.0484 |  | 0
50.4403 | 0 | 494.1655 | 494.1655 | 1 | 1 | 15:11 | 2.62 |  | 505.2876 | 0 | 494.1655 | 50.4422 | 50.4389 | -0.032705 | -1.4922 | 492.6733 |  | -34.6206 | 0 | -34.6206 | 50.4775 | 1.0881 | -37.6691 | 1 | 0 | -37.6691 | -37.6691 |  | 0
50.4403 | 0 | 495.3887 | 495.3887 | 1 | 1 | 15:11 | 2.64 |  | 505.2868 | 0 | 495.3887 | 50.442 | 50.4383 | -0.026034 | -1.1879 | 494.2008 |  | -33.0931 | 0 | -33.0931 | 50.48 | 1.0951 | -36.2406 | 1 | 0 | -36.2406 | -36.2406 |  | 0
50.4403 | 0 | 495.3887 | 495.3887 | 1 | 1 | 15:11 | 2.66 |  | 505.286 | 0 | 495.3887 | 50.4418 | 50.4378 | -0.026831 | -1.2242 | 494.1645 |  | -33.1294 | 0 | -33.1294 | 50.4825 | 1.1021 | -36.5103 | 1 | 0 | -36.5103 | -36.5103 |  | 0
50.4403 | 0 | 492.9423 | 492.9423 | 1 | 1 | 15:11 | 2.68 |  | 505.2852 | 0 | 492.9423 | 50.4417 | 50.4374 | -0.032748 | -1.4942 | 491.4481 |  | -35.8458 | 0 | -35.8458 | 50.485 | 1.1089 | -39.7487 | 1 | 0 | -39.7487 | -39.7487 |  | 0
50.4403 | 0 | 492.9423 | 492.9423 | 1 | 1 | 15:11 | 2.7 |  | 505.2845 | 0 | 492.9423 | 50.4415 | 50.4366 | -0.039823 | -1.817 | 491.1253 |  | -36.1686 | 0 | -36.1686 | 50.4875 | 1.1165 | -40.3815 | 1 | 0 | -40.3815 | -40.3815 |  | 0
50.4403 | 0 | 496.6119 | 496.6119 | 1 | 1 | 15:11 | 2.72 |  | 505.2837 | 0 | 496.6119 | 50.4414 | 50.4356 | -0.044491 | -2.03 | 494.5819 |  | -32.712 | 0 | -32.712 | 50.49 | 1.1248 | -36.795 | 1 | 0 | -36.795 | -36.795 |  | 0
50.4403 | 0 | 496.6119 | 496.6119 | 1 | 1 | 15:11 | 2.74 |  | 505.2829 | 0 | 496.6119 | 50.4413 | 50.4347 | -0.043542 | -1.9867 | 494.6252 |  | -32.6687 | 0 | -32.6687 | 50.4925 | 1.1329 | -37.0113 | 1 | 0 | -37.0113 | -37.0113 |  | 0
50.4334 | 0 | 496.6119 | 496.6119 | 1 | 1 | 15:11 | 2.76 |  | 505.2821 | 0 | 496.6119 | 50.4405 | 50.4339 | -0.042587 | -1.9429 | 494.669 |  | -32.6249 | 0 | -32.6249 | 50.495 | 1.1408 | -37.2197 | 1 | 0 | -37.2197 | -37.2197 |  | 0
50.43 | 0 | 494.1655 | 494.1655 | 1 | 1 | 15:11 | 2.78 |  | 505.2813 | 0 | 494.1655 | 50.4395 | 50.4332 | -0.043429 | -1.9811 | 492.1844 |  | -35.1095 | 0 | -35.1095 | 50.4975 | 1.1486 | -40.3252 | 1 | 0 | -40.3252 | -40.3252 |  | 0
50.4334 | 0 | 492.9423 | 492.9423 | 1 | 1 | 15:11 | 2.8 |  | 505.2806 | 0 | 492.9423 | 50.4389 | 50.4321 | -0.044186 | -2.0158 | 490.9265 |  | -36.3674 | 0 | -36.3674 | 50.5 | 1.157 | -42.0775 | 1 | 0 | -42.0775 | -42.0775 |  | 0
50.4334 | 0 | 491.7191 | 491.7191 | 1 | 1 | 15:11 | 2.82 |  | 505.2798 | 0 | 491.7191 | 50.4383 | 50.4312 | -0.046667 | -2.129 | 489.5901 |  | -37.7037 | 0 | -37.7037 | 50.5 | 1.1594 | -43.7152 | 1 | 0 | -43.7152 | -43.7152 |  | 0
50.4334 | 0 | 491.7191 | 491.7191 | 1 | 1 | 15:11 | 2.84 |  | 505.279 | 0 | 491.7191 | 50.4378 | 50.4304 | -0.043751 | -1.9959 | 489.7232 |  | -37.5707 | 0 | -37.5707 | 50.5 | 1.1616 | -43.6433 | 1 | 0 | -43.6433 | -43.6433 |  | 0
50.4334 | 0 | 492.9423 | 492.9423 | 1 | 1 | 15:11 | 2.86 |  | 505.2782 | 0 | 492.9423 | 50.4374 | 50.4293 | -0.042875 | -1.956 | 490.9863 |  | -36.3076 | 0 | -36.3076 | 50.5 | 1.1646 | -42.2825 | 1 | 0 | -42.2825 | -42.2825 |  | 0
50.43 | 0 | 491.7191 | 491.7191 | 1 | 1 | 15:11 | 2.88 |  | 505.2774 | 0 | 491.7191 | 50.4366 | 50.4287 | -0.042088 | -1.92 | 489.7992 |  | -37.4947 | 0 | -37.4947 | 50.5 | 1.1663 | -43.7285 | 1 | 0 | -43.7285 | -43.7285 |  | 0
50.4265 | 0 | 491.7191 | 491.7191 | 1 | 1 | 15:11 | 2.9 |  | 505.2767 | 0 | 491.7191 | 50.4356 | 50.4278 | -0.043029 | -1.9628 | 489.7564 |  | -37.5375 | 0 | -37.5375 | 50.5 | 1.1687 | -43.8718 | 1 | 0 | -43.8718 | -43.8718 |  | 0
50.4265 | 0 | 491.7191 | 491.7191 | 1 | 1 | 15:11 | 2.92 |  | 505.2759 | 0 | 491.7191 | 50.4347 | 50.427 | -0.047326 | -2.1588 | 489.5604 |  | -37.7335 | 0 | -37.7335 | 50.5 | 1.171 | -44.1857 | 1 | 0 | -44.1857 | -44.1857 |  | 0
50.4265 | 0 | 490.4959 | 490.4959 | 1 | 1 | 15:11 | 2.94 |  | 505.2751 | 0 | 490.4959 | 50.4339 | 50.4259 | -0.047694 | -2.1755 | 488.3204 |  | -38.9734 | 0 | -38.9734 | 50.5 | 1.174 | -45.7532 | 1 | 0 | -45.7532 | -45.7532 |  | 0
50.4265 | 0 | 491.7191 | 491.7191 | 1 | 1 | 15:11 | 2.96 |  | 505.2743 | 0 | 491.7191 | 50.4332 | 50.4249 | -0.049824 | -2.2727 | 489.4464 |  | -37.8475 | 0 | -37.8475 | 50.5 | 1.1766 | -44.5329 | 1 | 0 | -44.5329 | -44.5329 |  | 0
50.4231 | 0 | 491.7191 | 491.7191 | 1 | 1 | 15:11 | 2.98 |  | 505.2735 | 0 | 491.7191 | 50.4321 | 50.4241 | -0.050092 | -2.2848 | 489.4344 |  | -37.8595 | 0 | -37.8595 | 50.5 | 1.1791 | -44.6389 | 1 | 0 | -44.6389 | -44.6389 |  | 0
50.4231 | 0 | 491.7191 | 491.7191 | 1 | 1 | 15:11 | 3 |  | 505.2728 | 0 | 491.7191 | 50.4312 | 50.4229 | -0.050333 | -2.2957 | 489.4234 |  | -37.8705 | 0 | -37.8705 | 50.5 | 1.1822 | -44.7718 | 1 | 0 | -44.7718 | -44.7718 |  | 0
50.4231 | 0 | 492.9423 | 492.9423 | 1 | 1 | 15:11 | 3.02 |  | 505.272 | 0 | 492.9423 | 50.4304 | 50.4219 | -0.052199 | -2.3809 | 490.5614 |  | -36.7325 | 0 | -36.7325 | 50.5 | 1.1851 | -43.5316 | 1 | 0 | -43.5316 | -43.5316 |  | 0
50.4196 | 0 | 492.9423 | 492.9423 | 1 | 1 | 15:11 | 3.04 |  | 505.2712 | 0 | 492.9423 | 50.4293 | 50.421 | -0.052079 | -2.3753 | 490.567 |  | -36.7268 | 0 | -36.7268 | 50.5 | 1.1877 | -43.6201 | 1 | 0 | -43.6201 | -43.6201 |  | 0
50.4231 | 0 | 491.7191 | 491.7191 | 1 | 1 | 15:11 | 3.06 |  | 505.2704 | 0 | 491.7191 | 50.4287 | 50.4198 | -0.051971 | -2.3705 | 489.3486 |  | -37.9452 | 0 | -37.9452 | 50.5 | 1.191 | -45.1927 | 1 | 0 | -45.1927 | -45.1927 |  | 0
50.4196 | 0 | 491.7191 | 491.7191 | 1 | 1 | 15:11 | 3.08 |  | 505.2696 | 0 | 491.7191 | 50.4278 | 50.4188 | -0.050174 | -2.2884 | 489.4308 |  | -37.8631 | 0 | -37.8631 | 50.5 | 1.194 | -45.2081 | 1 | 0 | -45.2081 | -45.2081 |  | 0
50.4196 | 0 | 490.4959 | 490.4959 | 1 | 1 | 15:11 | 3.1 |  | 505.2689 | 0 | 490.4959 | 50.427 | 50.4178 | -0.048657 | -2.2192 | 488.2768 |  | -39.0171 | 0 | -39.0171 | 50.5 | 1.1967 | -46.6915 | 1 | 0 | -46.6915 | -46.6915 |  | 0
50.4162 | 0 | 492.9423 | 492.9423 | 1 | 1 | 15:11 | 3.12 |  | 505.2681 | 0 | 492.9423 | 50.4259 | 50.417 | -0.049041 | -2.2365 | 490.7058 |  | -36.5881 | 0 | -36.5881 | 50.5 | 1.1991 | -43.8742 | 1 | 0 | -43.8742 | -43.8742 |  | 0
50.4162 | 0 | 490.4959 | 490.4959 | 1 | 1 | 15:11 | 3.14 |  | 505.2673 | 0 | 490.4959 | 50.4249 | 50.4158 | -0.052787 | -2.4074 | 488.0886 |  | -39.2053 | 0 | -39.2053 | 50.5 | 1.2024 | -47.1388 | 1 | 0 | -47.1388 | -47.1388 |  | 0
50.4162 | 0 | 490.4959 | 490.4959 | 1 | 1 | 15:11 | 3.16 |  | 505.2665 | 0 | 490.4959 | 50.4241 | 50.4148 | -0.056108 | -2.5588 | 487.9371 |  | -39.3568 | 0 | -39.3568 | 50.5 | 1.2053 | -47.4355 | 1 | 0 | -47.4355 | -47.4355 |  | 0
50.4127 | 0 | 491.7191 | 491.7191 | 1 | 1 | 15:11 | 3.18 |  | 505.2657 | 0 | 491.7191 | 50.4229 | 50.4136 | -0.055598 | -2.5354 | 489.1838 |  | -38.1101 | 0 | -38.1101 | 50.5 | 1.2089 | -46.0712 | 1 | 0 | -46.0712 | -46.0712 |  | 0
50.4127 | 0 | 490.4959 | 490.4959 | 1 | 1 | 15:11 | 3.2 |  | 505.265 | 0 | 490.4959 | 50.4219 | 50.4125 | -0.056938 | -2.5965 | 487.8995 |  | -39.3944 | 0 | -39.3944 | 50.5 | 1.2122 | -47.7531 | 1 | 0 | -47.7531 | -47.7531 |  | 0
50.4127 | 0 | 490.4959 | 490.4959 | 1 | 1 | 15:11 | 3.22 |  | 505.2642 | 0 | 490.4959 | 50.421 | 50.4115 | -0.056494 | -2.5762 | 487.9197 |  | -39.3742 | 0 | -39.3742 | 50.5 | 1.2151 | -47.8455 | 1 | 0 | -47.8455 | -47.8455 |  | 0
50.4093 | 0 | 490.4959 | 490.4959 | 1 | 1 | 15:11 | 3.24 |  | 505.2634 | 0 | 490.4959 | 50.4198 | 50.4102 | -0.056095 | -2.5579 | 487.9381 |  | -39.3558 | 0 | -39.3558 | 50.5 | 1.2189 | -47.9697 | 1 | 0 | -47.9697 | -47.9697 |  | 0
50.4093 | 0 | 491.7191 | 491.7191 | 1 | 1 | 15:11 | 3.26 |  | 505.2626 | 0 | 491.7191 | 50.4188 | 50.4091 | -0.053985 | -2.4617 | 489.2575 |  | -38.0364 | 0 | -38.0364 | 50.5 | 1.2222 | -46.4898 | 1 | 0 | -46.4898 | -46.4898 |  | 0
50.4093 | 0 | 490.4959 | 490.4959 | 1 | 1 | 15:11 | 3.28 |  | 505.2618 | 0 | 490.4959 | 50.4178 | 50.4081 | -0.051987 | -2.3705 | 488.1254 |  | -39.1685 | 0 | -39.1685 | 50.5 | 1.2253 | -47.9929 | 1 | 0 | -47.9929 | -47.9929 |  | 0
50.4093 | 0 | 490.4959 | 490.4959 | 1 | 1 | 15:11 | 3.3 |  | 505.2611 | 0 | 490.4959 | 50.417 | 50.4071 | -0.051888 | -2.366 | 488.1299 |  | -39.164 | 0 | -39.164 | 50.5 | 1.2281 | -48.0954 | 1 | 0 | -48.0954 | -48.0954 |  | 0
50.4058 | 0 | 490.4959 | 490.4959 | 1 | 1 | 15:11 | 3.32 |  | 505.2603 | 0 | 490.4959 | 50.4158 | 50.406 | -0.051799 | -2.3618 | 488.1341 |  | -39.1598 | 0 | -39.1598 | 50.5 | 1.2316 | -48.2282 | 1 | 0 | -48.2282 | -48.2282 |  | 0
50.4058 | 0 | 490.4959 | 490.4959 | 1 | 1 | 15:11 | 3.34 |  | 505.2595 | 0 | 490.4959 | 50.4148 | 50.4049 | -0.053519 | -2.4403 | 488.0557 |  | -39.2382 | 0 | -39.2382 | 50.5 | 1.2348 | -48.4499 | 1 | 0 | -48.4499 | -48.4499 |  | 0
50.4024 | 0 | 490.4959 | 490.4959 | 1 | 1 | 15:11 | 3.36 |  | 505.2587 | 0 | 490.4959 | 50.4136 | 50.404 | -0.053417 | -2.4354 | 488.0605 |  | -39.2334 | 0 | -39.2334 | 50.5 | 1.2376 | -48.5571 | 1 | 0 | -48.5571 | -48.5571 |  | 0
50.4024 | 0 | 491.7191 | 491.7191 | 1 | 1 | 15:11 | 3.38 |  | 505.2579 | 0 | 491.7191 | 50.4125 | 50.4028 | -0.056726 | -2.5863 | 489.1328 |  | -38.161 | 0 | -38.161 | 50.5 | 1.2413 | -47.3706 | 1 | 0 | -47.3706 | -47.3706 |  | 0
50.4024 | 0 | 491.7191 | 491.7191 | 1 | 1 | 15:11 | 3.4 |  | 505.2572 | 0 | 491.7191 | 50.4115 | 50.4017 | -0.059653 | -2.7197 | 488.9994 |  | -38.2945 | 0 | -38.2945 | 50.5 | 1.2447 | -47.664 | 1 | 0 | -47.664 | -47.664 |  | 0
50.3989 | 0 | 490.4959 | 490.4959 | 1 | 1 | 15:11 | 3.42 |  | 505.2564 | 0 | 490.4959 | 50.4102 | 50.4004 | -0.058788 | -2.6801 | 487.8158 |  | -39.478 | 0 | -39.478 | 50.5 | 1.2487 | -49.298 | 1 | 0 | -49.298 | -49.298 |  | 0
50.3989 | 0 | 490.4959 | 490.4959 | 1 | 1 | 15:11 | 3.44 |  | 505.2556 | 0 | 490.4959 | 50.4091 | 50.3992 | -0.052909 | -2.4121 | 488.0838 |  | -39.21 | 0 | -39.21 | 50.5 | 1.2524 | -49.1081 | 1 | 0 | -49.1081 | -49.1081 |  | 0
50.3989 | 0 | 491.7191 | 491.7191 | 1 | 1 | 15:11 | 3.46 |  | 505.2548 | 0 | 491.7191 | 50.4081 | 50.3982 | -0.042518 | -1.9384 | 489.7807 |  | -37.5131 | 0 | -37.5131 | 50.5 | 1.2558 | -47.1081 | 1 | 0 | -47.1081 | -47.1081 |  | 0
50.3989 | 0 | 490.4959 | 490.4959 | 1 | 1 | 15:11 | 3.48 |  | 505.254 | 0 | 490.4959 | 50.4071 | 50.3975 | -0.040066 | -1.8266 | 488.6693 |  | -38.6245 | 0 | -38.6245 | 50.5 | 1.2577 | -48.579 | 1 | 0 | -48.579 | -48.579 |  | 0
50.3955 | 0 | 491.7191 | 491.7191 | 1 | 1 | 15:11 | 3.5 |  | 505.2533 | 0 | 491.7191 | 50.406 | 50.397 | -0.04641 | -2.1157 | 489.6035 |  | -37.6904 | 0 | -37.6904 | 50.5 | 1.2595 | -47.4703 | 1 | 0 | -47.4703 | -47.4703 |  | 0
50.3955 | 0 | 491.7191 | 491.7191 | 1 | 1 | 15:11 | 3.52 |  | 505.2525 | 0 | 491.7191 | 50.4049 | 50.3958 | -0.057219 | -2.6084 | 489.1107 |  | -38.1831 | 0 | -38.1831 | 50.5 | 1.2633 | -48.2354 | 1 | 0 | -48.2354 | -48.2354 |  | 0
50.3955 | 0 | 490.4959 | 490.4959 | 1 | 1 | 15:11 | 3.54 |  | 505.2517 | 0 | 490.4959 | 50.404 | 50.3944 | -0.077297 | -3.5237 | 486.9723 |  | -40.3216 | 0 | -40.3216 | 50.5 | 1.2678 | -51.1189 | 1 | 0 | -51.1189 | -51.1189 |  | 0
50.392 | 0 | 490.4959 | 490.4959 | 1 | 1 | 15:11 | 3.56 |  | 505.2509 | 0 | 490.4959 | 50.4028 | 50.3931 | -0.10057 | -4.5842 | 485.9118 |  | -41.3821 | 0 | -41.3821 | 50.5 | 1.2719 | -52.6328 | 1 | 0 | -52.6328 | -52.6328 |  | 0
50.392 | 0 | 490.4959 | 490.4959 | 1 | 1 | 15:11 | 3.58 |  | 505.2501 | 0 | 490.4959 | 50.4017 | 50.3906 | -0.10776 | -4.9121 | 485.5839 |  | -41.71 | 0 | -41.71 | 50.5 | 1.2801 | -53.3923 | 1 | 0 | -53.3923 | -53.3923 |  | 0
50.3886 | 0 | 490.4959 | 490.4959 | 1 | 1 | 15:11 | 3.6 |  | 505.2494 | 0 | 490.4959 | 50.4004 | 50.3876 | -0.10043 | -4.5778 | 485.9181 |  | -41.3758 | 0 | -41.3758 | 50.5 | 1.2899 | -53.3689 | 1 | 0 | -53.3689 | -53.3689 |  | 0
50.3886 | 0 | 490.4959 | 490.4959 | 1 | 1 | 15:11 | 3.62 |  | 505.2486 | 0 | 490.4959 | 50.3992 | 50.3864 | -0.080091 | -3.6506 | 486.8454 |  | -40.4485 | 0 | -40.4485 | 50.5 | 1.2941 | -52.3462 | 1 | 0 | -52.3462 | -52.3462 |  | 0
50.3886 | 0 | 488.0496 | 488.0496 | 1 | 1 | 15:11 | 3.64 |  | 505.2478 | 0 | 488.0496 | 50.3982 | 50.3852 | -0.066932 | -3.0508 | 484.9988 |  | -42.2951 | 0 | -42.2951 | 50.5 | 1.298 | -54.9001 | 1 | 0 | -54.9001 | -54.9001 |  | 0
50.392 | 0 | 488.0496 | 488.0496 | 1 | 1 | 15:11 | 3.66 |  | 505.247 | 0 | 488.0496 | 50.3975 | 50.3838 | -0.080989 | -3.6917 | 484.3579 |  | -42.936 | 0 | -42.936 | 50.5 | 1.3027 | -55.934 | 1 | 0 | -55.934 | -55.934 |  | 0
50.392 | 0 | 492.9423 | 492.9423 | 1 | 1 | 15:11 | 3.68 |  | 505.2462 | 0 | 492.9423 | 50.397 | 50.3822 | -0.09019 | -4.1112 | 488.8311 |  | -38.4627 | 0 | -38.4627 | 50.5 | 1.3082 | -50.3151 | 1 | 0 | -50.3151 | -50.3151 |  | 0
50.3851 | 0 | 496.6119 | 496.6119 | 1 | 1 | 15:11 | 3.7 |  | 505.2455 | 0 | 496.6119 | 50.3958 | 50.3797 | -0.093221 | -4.2487 | 492.3631 |  | -34.9307 | 0 | -34.9307 | 50.5 | 1.3167 | -45.9921 | 1 | 0 | -45.9921 | -45.9921 |  | 0
50.3817 | 0 | 499.0582 | 499.0582 | 1 | 1 | 15:11 | 3.72 |  | 505.2447 | 0 | 499.0582 | 50.3944 | 50.3782 | -0.095949 | -4.3728 | 494.6854 |  | -32.6084 | 0 | -32.6084 | 50.5 | 1.322 | -43.1086 | 1 | 0 | -43.1086 | -43.1086 |  | 0
50.3817 | 0 | 503.951 | 503.951 | 1 | 1 | 15:11 | 3.74 |  | 505.2439 | 0 | 503.951 | 50.3931 | 50.3765 | -0.098404 | -4.4847 | 499.4663 |  | -27.8276 | 0 | -27.8276 | 50.5 | 1.3281 | -36.9565 | 1 | 0 | -36.9565 | -36.9565 |  | 0
50.3679 | 0 | 505.1742 | 505.1742 | 1 | 1 | 15:11 | 3.76 |  | 505.2431 | 0 | 505.1742 | 50.3906 | 50.3743 | -0.11096 | -5.0557 | 500.1185 |  | -27.1754 | 0 | -27.1754 | 50.5 | 1.336 | -36.3063 | 1 | 0 | -36.3063 | -36.3063 |  | 0
50.361 | 0 | 499.0582 | 499.0582 | 1 | 1 | 15:11 | 3.78 |  | 505.2423 | 0 | 499.0582 | 50.3876 | 50.3719 | -0.12062 | -5.4948 | 493.5635 |  | -33.7304 | 0 | -33.7304 | 50.5 | 1.3445 | -45.3504 | 1 | 0 | -45.3504 | -45.3504 |  | 0
50.3748 | 0 | 492.9423 | 492.9423 | 1 | 1 | 15:11 | 3.8 |  | 505.2416 | 0 | 492.9423 | 50.3864 | 50.3694 | -0.12591 | -5.7372 | 487.2051 |  | -40.0888 | 0 | -40.0888 | 50.5 | 1.3535 | -54.2594 | 1 | 0 | -54.2594 | -54.2594 |  | 0
50.3748 | 0 | 490.4959 | 490.4959 | 1 | 1 | 15:11 | 3.82 |  | 505.2408 | 0 | 490.4959 | 50.3852 | 50.3668 | -0.12721 | -5.7969 | 484.699 |  | -42.5948 | 0 | -42.5948 | 50.5 | 1.363 | -58.0554 | 1 | 0 | -58.0554 | -58.0554 |  | 0
50.3713 | 0 | 494.1655 | 494.1655 | 1 | 1 | 15:11 | 3.84 |  | 505.24 | 0 | 494.1655 | 50.3838 | 50.3642 | -0.12664 | -5.7705 | 488.395 |  | -38.8989 | 0 | -38.8989 | 50.5 | 1.3729 | -53.4058 | 1 | 0 | -53.4058 | -53.4058 |  | 0
50.3679 | 0 | 495.3887 | 495.3887 | 1 | 1 | 15:11 | 3.86 |  | 505.2392 | 0 | 495.3887 | 50.3822 | 50.3618 | -0.12258 | -5.5849 | 489.8038 |  | -37.4901 | 0 | -37.4901 | 50.5 | 1.382 | -51.8129 | 1 | 0 | -51.8129 | -51.8129 |  | 0
50.3575 | 0 | 492.9423 | 492.9423 | 1 | 1 | 15:11 | 3.88 |  | 505.2384 | 0 | 492.9423 | 50.3797 | 50.3593 | -0.11542 | -5.2577 | 487.6846 |  | -39.6093 | 0 | -39.6093 | 50.5 | 1.3917 | -55.1223 | 1 | 0 | -55.1223 | -55.1223 |  | 0
50.3644 | 0 | 491.7191 | 491.7191 | 1 | 1 | 15:11 | 3.9 |  | 505.2377 | 0 | 491.7191 | 50.3782 | 50.357 | -0.10728 | -4.8875 | 486.8317 |  | -40.4622 | 0 | -40.4622 | 50.5 | 1.4004 | -56.664 | 1 | 0 | -56.664 | -56.664 |  | 0
50.361 | 0 | 490.4959 | 490.4959 | 1 | 1 | 15:11 | 3.92 |  | 505.2369 | 0 | 490.4959 | 50.3765 | 50.355 | -0.10005 | -4.5579 | 485.9381 |  | -41.3558 | 0 | -41.3558 | 50.5 | 1.4084 | -58.2455 | 1 | 0 | -58.2455 | -58.2455 |  | 0
50.3541 | 0 | 490.4959 | 490.4959 | 1 | 1 | 15:11 | 3.94 |  | 505.2361 | 0 | 490.4959 | 50.3743 | 50.3532 | -0.095296 | -4.3406 | 486.1553 |  | -41.1386 | 0 | -41.1386 | 50.5 | 1.4157 | -58.2383 | 1 | 0 | -58.2383 | -58.2383 |  | 0
50.3506 | 0 | 488.0496 | 488.0496 | 1 | 1 | 15:11 | 3.96 |  | 505.2353 | 0 | 488.0496 | 50.3719 | 50.3512 | -0.091016 | -4.1454 | 483.9042 |  | -43.3897 | 0 | -43.3897 | 50.5 | 1.4237 | -61.7731 | 1 | 0 | -61.7731 | -61.7731 |  | 0
50.3472 | 0 | 489.2728 | 489.2728 | 1 | 1 | 15:11 | 3.98 |  | 505.2345 | 0 | 489.2728 | 50.3694 | 50.3494 | -0.085415 | -3.89 | 485.3827 |  | -41.9111 | 0 | -41.9111 | 50.5 | 1.431 | -59.9738 | 1 | 0 | -59.9738 | -59.9738 |  | 0
50.3437 | 0 | 489.2728 | 489.2728 | 1 | 1 | 15:11 | 4 |  | 505.2338 | 0 | 489.2728 | 50.3668 | 50.3478 | -0.080273 | -3.6556 | 485.6172 |  | -41.6767 | 0 | -41.6767 | 50.5 | 1.4376 | -59.9146 | 1 | 0 | -59.9146 | -59.9146 |  | 0
50.3402 | 0 | 489.2728 | 489.2728 | 1 | 1 | 15:11 | 4.02 |  | 505.233 | 0 | 489.2728 | 50.3642 | 50.3464 | -0.080846 | -3.6814 | 485.5913 |  | -41.7025 | 0 | -41.7025 | 50.5 | 1.4436 | -60.2027 | 1 | 0 | -60.2027 | -60.2027 |  | 0
50.3402 | 0 | 489.2728 | 489.2728 | 1 | 1 | 15:11 | 4.04 |  | 505.2322 | 0 | 489.2728 | 50.3618 | 50.3447 | -0.083111 | -3.7846 | 485.4882 |  | -41.8057 | 0 | -41.8057 | 50.5 | 1.4505 | -60.6397 | 1 | 0 | -60.6397 | -60.6397 |  | 0
50.3368 | 0 | 490.4959 | 490.4959 | 1 | 1 | 15:11 | 4.06 |  | 505.2314 | 0 | 490.4959 | 50.3593 | 50.3429 | -0.08345 | -3.7998 | 486.6962 |  | -40.5977 | 0 | -40.5977 | 50.5 | 1.4583 | -59.2019 | 1 | 0 | -59.2019 | -59.2019 |  | 0
50.3368 | 0 | 490.4959 | 490.4959 | 1 | 1 | 15:11 | 4.08 |  | 505.2306 | 0 | 490.4959 | 50.357 | 50.3412 | -0.082005 | -3.734 | 486.762 |  | -40.5319 | 0 | -40.5319 | 50.5 | 1.4653 | -59.3913 | 1 | 0 | -59.3913 | -59.3913 |  | 0
50.3368 | 0 | 489.2728 | 489.2728 | 1 | 1 | 15:11 | 4.1 |  | 505.2299 | 0 | 489.2728 | 50.355 | 50.3397 | -0.078905 | -3.5928 | 485.68 |  | -41.6139 | 0 | -41.6139 | 50.5 | 1.4717 | -61.2429 | 1 | 0 | -61.2429 | -61.2429 |  | 0
50.3368 | 0 | 490.4959 | 490.4959 | 1 | 1 | 15:11 | 4.12 |  | 505.2291 | 0 | 490.4959 | 50.3532 | 50.3381 | -0.076114 | -3.4657 | 487.0302 |  | -40.2637 | 0 | -40.2637 | 50.5 | 1.479 | -59.5492 | 1 | 0 | -59.5492 | -59.5492 |  | 0
50.3333 | 0 | 491.7191 | 491.7191 | 1 | 1 | 15:11 | 4.14 |  | 505.2283 | 0 | 491.7191 | 50.3512 | 50.3366 | -0.075403 | -3.4331 | 488.286 |  | -39.0079 | 0 | -39.0079 | 50.5 | 1.4856 | -57.9502 | 1 | 0 | -57.9502 | -57.9502 |  | 0
50.3333 | 0 | 491.7191 | 491.7191 | 1 | 1 | 15:11 | 4.16 |  | 505.2275 | 0 | 491.7191 | 50.3494 | 50.3352 | -0.073113 | -3.3288 | 488.3903 |  | -38.9036 | 0 | -38.9036 | 50.5 | 1.4916 | -58.0292 | 1 | 0 | -58.0292 | -58.0292 |  | 0
50.3333 | 0 | 494.1655 | 494.1655 | 1 | 1 | 15:11 | 4.18 |  | 505.2267 | 0 | 494.1655 | 50.3478 | 50.3336 | -0.071051 | -3.235 | 490.9305 |  | -36.3634 | 0 | -36.3634 | 50.5 | 1.4986 | -54.4955 | 1 | 0 | -54.4955 | -54.4955 |  | 0
50.3333 | 0 | 492.9423 | 492.9423 | 1 | 1 | 15:11 | 4.2 |  | 505.226 | 0 | 492.9423 | 50.3464 | 50.3322 | -0.070846 | -3.2256 | 489.7167 |  | -37.5772 | 0 | -37.5772 | 50.5 | 1.505 | -56.5543 | 1 | 0 | -56.5543 | -56.5543 |  | 0
50.3299 | 0 | 495.3887 | 495.3887 | 1 | 1 | 15:11 | 4.22 |  | 505.2252 | 0 | 495.3887 | 50.3447 | 50.331 | -0.068862 | -3.1351 | 492.2536 |  | -35.0403 | 0 | -35.0403 | 50.5 | 1.5108 | -52.9388 | 1 | 0 | -52.9388 | -52.9388 |  | 0
50.3264 | 0 | 495.3887 | 495.3887 | 1 | 1 | 15:11 | 4.24 |  | 505.2244 | 0 | 495.3887 | 50.3429 | 50.3295 | -0.067075 | -3.0535 | 492.3351 |  | -34.9587 | 0 | -34.9587 | 50.5 | 1.5176 | -53.0537 | 1 | 0 | -53.0537 | -53.0537 |  | 0
50.3264 | 0 | 497.835 | 497.835 | 1 | 1 | 15:11 | 4.26 |  | 505.2236 | 0 | 497.835 | 50.3412 | 50.3281 | -0.067268 | -3.0623 | 494.7727 |  | -32.5211 | 0 | -32.5211 | 50.5 | 1.5238 | -49.5554 | 1 | 0 | -49.5554 | -49.5554 |  | 0
50.3264 | 0 | 497.835 | 497.835 | 1 | 1 | 15:11 | 4.28 |  | 505.2228 | 0 | 497.835 | 50.3397 | 50.3269 | -0.065791 | -2.9951 | 494.84 |  | -32.4539 | 0 | -32.4539 | 50.5 | 1.5294 | -49.6349 | 1 | 0 | -49.6349 | -49.6349 |  | 0
50.323 | 0 | 497.835 | 497.835 | 1 | 1 | 15:11 | 4.3 |  | 505.2221 | 0 | 497.835 | 50.3381 | 50.3255 | -0.064462 | -2.9344 | 494.9007 |  | -32.3932 | 0 | -32.3932 | 50.5 | 1.5361 | -49.7602 | 1 | 0 | -49.7602 | -49.7602 |  | 0
50.323 | 0 | 499.0582 | 499.0582 | 1 | 1 | 15:11 | 4.32 |  | 505.2213 | 0 | 499.0582 | 50.3366 | 50.3242 | -0.064916 | -2.955 | 496.1032 |  | -31.1907 | 0 | -31.1907 | 50.5 | 1.5422 | -48.1035 | 1 | 0 | -48.1035 | -48.1035 |  | 0
50.323 | 0 | 500.2814 | 500.2814 | 1 | 1 | 15:11 | 4.34 |  | 505.2205 | 0 | 500.2814 | 50.3352 | 50.323 | -0.063524 | -2.8917 | 497.3897 |  | -29.9042 | 0 | -29.9042 | 50.5 | 1.5478 | -46.285 | 1 | 0 | -46.285 | -46.285 |  | 0
50.3195 | 0 | 500.2814 | 500.2814 | 1 | 1 | 15:11 | 4.36 |  | 505.2197 | 0 | 500.2814 | 50.3336 | 50.3217 | -0.065772 | -2.9938 | 497.2876 |  | -30.0063 | 0 | -30.0063 | 50.5 | 1.5544 | -46.6429 | 1 | 0 | -46.6429 | -46.6429 |  | 0
50.3195 | 0 | 501.5046 | 501.5046 | 1 | 1 | 15:11 | 4.38 |  | 505.2189 | 0 | 501.5046 | 50.3322 | 50.3204 | -0.067845 | -3.0881 | 498.4165 |  | -28.8774 | 0 | -28.8774 | 50.5 | 1.5605 | -45.0627 | 1 | 0 | -45.0627 | -45.0627 |  | 0
50.3195 | 0 | 501.5046 | 501.5046 | 1 | 1 | 15:11 | 4.4 |  | 505.2182 | 0 | 501.5046 | 50.331 | 50.3189 | -0.06971 | -3.1731 | 498.3315 |  | -28.9623 | 0 | -28.9623 | 50.5 | 1.5677 | -45.4037 | 1 | 0 | -45.4037 | -45.4037 |  | 0
50.3161 | 0 | 501.5046 | 501.5046 | 1 | 1 | 15:11 | 4.42 |  | 505.2174 | 0 | 501.5046 | 50.3295 | 50.3176 | -0.071339 | -3.247 | 498.2576 |  | -29.0363 | 0 | -29.0363 | 50.5 | 1.5742 | -45.7094 | 1 | 0 | -45.7094 | -45.7094 |  | 0
50.3161 | 0 | 502.7277 | 502.7277 | 1 | 1 | 15:11 | 4.44 |  | 505.2166 | 0 | 502.7277 | 50.3281 | 50.3161 | -0.069305 | -3.1544 | 499.5733 |  | -27.7205 | 0 | -27.7205 | 50.5 | 1.5818 | -43.8497 | 1 | 0 | -43.8497 | -43.8497 |  | 0
50.3161 | 0 | 502.7277 | 502.7277 | 1 | 1 | 15:11 | 4.46 |  | 505.2158 | 0 | 502.7277 | 50.3269 | 50.3147 | -0.069275 | -3.153 | 499.5747 |  | -27.7191 | 0 | -27.7191 | 50.5 | 1.5888 | -44.0395 | 1 | 0 | -44.0395 | -44.0395 |  | 0
50.3126 | 0 | 502.7277 | 502.7277 | 1 | 1 | 15:11 | 4.48 |  | 505.215 | 0 | 502.7277 | 50.3255 | 50.3135 | -0.067597 | -3.0765 | 499.6513 |  | -27.6426 | 0 | -27.6426 | 50.5 | 1.5951 | -44.0917 | 1 | 0 | -44.0917 | -44.0917 |  | 0
50.3126 | 0 | 502.7277 | 502.7277 | 1 | 1 | 15:11 | 4.5 |  | 505.2143 | 0 | 502.7277 | 50.3242 | 50.312 | -0.066087 | -3.0077 | 499.72 |  | -27.5739 | 0 | -27.5739 | 50.5 | 1.6026 | -44.1889 | 1 | 0 | -44.1889 | -44.1889 |  | 0
50.3126 | 0 | 502.7277 | 502.7277 | 1 | 1 | 15:11 | 4.52 |  | 505.2135 | 0 | 502.7277 | 50.323 | 50.3107 | -0.066379 | -3.021 | 499.7067 |  | -27.5871 | 0 | -27.5871 | 50.5 | 1.6094 | -44.398 | 1 | 0 | -44.398 | -44.398 |  | 0
50.3092 | 0 | 503.951 | 503.951 | 1 | 1 | 15:11 | 4.54 |  | 505.2127 | 0 | 503.951 | 50.3217 | 50.3095 | -0.064841 | -2.9508 | 501.0001 |  | -26.2937 | 0 | -26.2937 | 50.5 | 1.6156 | -42.4789 | 1 | 0 | -42.4789 | -42.4789 |  | 0
50.3092 | 0 | 502.7277 | 502.7277 | 1 | 1 | 15:11 | 4.56 |  | 505.2119 | 0 | 502.7277 | 50.3204 | 50.3081 | -0.063457 | -2.8878 | 499.8399 |  | -27.4539 | 0 | -27.4539 | 50.5 | 1.6229 | -44.5561 | 1 | 0 | -44.5561 | -44.5561 |  | 0
50.3057 | 0 | 503.951 | 503.951 | 1 | 1 | 15:11 | 4.58 |  | 505.2111 | 0 | 503.951 | 50.3189 | 50.3068 | -0.064011 | -2.9128 | 501.0381 |  | -26.2558 | 0 | -26.2558 | 50.5 | 1.6296 | -42.7877 | 1 | 0 | -42.7877 | -42.7877 |  | 0
50.3057 | 0 | 502.7277 | 502.7277 | 1 | 1 | 15:11 | 4.6 |  | 505.2104 | 0 | 502.7277 | 50.3176 | 50.3057 | -0.06286 | -2.8605 | 499.8673 |  | -27.4266 | 0 | -27.4266 | 50.5 | 1.6357 | -44.8626 | 1 | 0 | -44.8626 | -44.8626 |  | 0
50.3023 | 0 | 502.7277 | 502.7277 | 1 | 1 | 15:11 | 4.62 |  | 505.2096 | 0 | 502.7277 | 50.3161 | 50.3043 | -0.065224 | -2.9678 | 499.7599 |  | -27.534 | 0 | -27.534 | 50.5 | 1.6431 | -45.2421 | 1 | 0 | -45.2421 | -45.2421 |  | 0
50.3023 | 0 | 502.7277 | 502.7277 | 1 | 1 | 15:11 | 4.64 |  | 505.2088 | 0 | 502.7277 | 50.3147 | 50.3031 | -0.067302 | -3.0624 | 499.6654 |  | -27.6285 | 0 | -27.6285 | 50.5 | 1.6499 | -45.5831 | 1 | 0 | -45.5831 | -45.5831 |  | 0
50.3023 | 0 | 502.7277 | 502.7277 | 1 | 1 | 15:11 | 4.66 |  | 505.208 | 0 | 502.7277 | 50.3135 | 50.3016 | -0.065671 | -2.9882 | 499.7395 |  | -27.5543 | 0 | -27.5543 | 50.5 | 1.6578 | -45.6802 | 1 | 0 | -45.6802 | -45.6802 |  | 0
50.2988 | 0 | 501.5046 | 501.5046 | 1 | 1 | 15:11 | 4.68 |  | 505.2072 | 0 | 501.5046 | 50.312 | 50.3003 | -0.066004 | -3.0031 | 498.5015 |  | -28.7924 | 0 | -28.7924 | 50.5 | 1.6651 | -47.9409 | 1 | 0 | -47.9409 | -47.9409 |  | 0
50.2988 | 0 | 502.7277 | 502.7277 | 1 | 1 | 15:11 | 4.7 |  | 505.2065 | 0 | 502.7277 | 50.3107 | 50.2991 | -0.064654 | -2.9417 | 499.7861 |  | -27.5078 | 0 | -27.5078 | 50.5 | 1.6716 | -45.9826 | 1 | 0 | -45.9826 | -45.9826 |  | 0
50.2988 | 0 | 501.5046 | 501.5046 | 1 | 1 | 15:11 | 4.72 |  | 505.2057 | 0 | 501.5046 | 50.3095 | 50.2977 | -0.063438 | -2.8864 | 498.6182 |  | -28.6757 | 0 | -28.6757 | 50.5 | 1.6795 | -48.162 | 1 | 0 | -48.162 | -48.162 |  | 0
50.2954 | 0 | 502.7277 | 502.7277 | 1 | 1 | 15:11 | 4.74 |  | 505.2049 | 0 | 502.7277 | 50.3081 | 50.2964 | -0.063995 | -2.9115 | 499.8162 |  | -27.4776 | 0 | -27.4776 | 50.5 | 1.6867 | -46.3475 | 1 | 0 | -46.3475 | -46.3475 |  | 0
50.2954 | 0 | 501.5046 | 501.5046 | 1 | 1 | 15:11 | 4.76 |  | 505.2041 | 0 | 501.5046 | 50.3068 | 50.2953 | -0.062695 | -2.8524 | 498.6522 |  | -28.6417 | 0 | -28.6417 | 50.5 | 1.6933 | -48.4979 | 1 | 0 | -48.4979 | -48.4979 |  | 0
50.2954 | 0 | 503.951 | 503.951 | 1 | 1 | 15:11 | 4.78 |  | 505.2033 | 0 | 503.951 | 50.3057 | 50.2939 | -0.065026 | -2.9584 | 500.9925 |  | -26.3013 | 0 | -26.3013 | 50.5 | 1.7012 | -44.7425 | 1 | 0 | -44.7425 | -44.7425 |  | 0
50.2919 | 0 | 502.7277 | 502.7277 | 1 | 1 | 15:11 | 4.8 |  | 505.2026 | 0 | 502.7277 | 50.3043 | 50.2927 | -0.067173 | -3.0559 | 499.6719 |  | -27.622 | 0 | -27.622 | 50.5 | 1.7083 | -47.187 | 1 | 0 | -47.187 | -47.187 |  | 0
50.2919 | 0 | 501.5046 | 501.5046 | 1 | 1 | 15:11 | 4.82 |  | 505.2018 | 0 | 501.5046 | 50.3031 | 50.2912 | -0.069106 | -3.1438 | 498.3608 |  | -28.9331 | 0 | -28.9331 | 50.5 | 1.7169 | -49.6743 | 1 | 0 | -49.6743 | -49.6743 |  | 0
50.2885 | 0 | 501.5046 | 501.5046 | 1 | 1 | 15:11 | 4.84 |  | 505.201 | 0 | 501.5046 | 50.3016 | 50.2899 | -0.070795 | -3.2205 | 498.2841 |  | -29.0097 | 0 | -29.0097 | 50.5 | 1.7246 | -50.0314 | 1 | 0 | -50.0314 | -50.0314 |  | 0
50.2885 | 0 | 502.7277 | 502.7277 | 1 | 1 | 15:11 | 4.86 |  | 505.2002 | 0 | 502.7277 | 50.3003 | 50.2884 | -0.068816 | -3.1304 | 499.5973 |  | -27.6965 | 0 | -27.6965 | 50.5 | 1.7337 | -48.0186 | 1 | 0 | -48.0186 | -48.0186 |  | 0
50.2885 | 0 | 501.5046 | 501.5046 | 1 | 1 | 15:11 | 4.88 |  | 505.1994 | 0 | 501.5046 | 50.2991 | 50.287 | -0.068834 | -3.1312 | 498.3734 |  | -28.9205 | 0 | -28.9205 | 50.5 | 1.742 | -50.3799 | 1 | 0 | -50.3799 | -50.3799 |  | 0
50.285 | 0 | 502.7277 | 502.7277 | 1 | 1 | 15:11 | 4.9 |  | 505.1987 | 0 | 502.7277 | 50.2977 | 50.2858 | -0.067201 | -3.0567 | 499.671 |  | -27.6229 | 0 | -27.6229 | 50.5 | 1.7495 | -48.3269 | 1 | 0 | -48.3269 | -48.3269 |  | 0
50.285 | 0 | 502.7277 | 502.7277 | 1 | 1 | 15:11 | 4.92 |  | 505.1979 | 0 | 502.7277 | 50.2964 | 50.2843 | -0.065731 | -2.9899 | 499.7379 |  | -27.556 | 0 | -27.556 | 50.5 | 1.7585 | -48.4573 | 1 | 0 | -48.4573 | -48.4573 |  | 0
50.285 | 0 | 502.7277 | 502.7277 | 1 | 1 | 15:11 | 4.94 |  | 505.1971 | 0 | 502.7277 | 50.2953 | 50.283 | -0.066058 | -3.0047 | 499.723 |  | -27.5709 | 0 | -27.5709 | 50.5 | 1.7667 | -48.7084 | 1 | 0 | -48.7084 | -48.7084 |  | 0
50.2816 | 0 | 503.951 | 503.951 | 1 | 1 | 15:11 | 4.96 |  | 505.1963 | 0 | 503.951 | 50.2939 | 50.2818 | -0.054252 | -2.4676 | 501.4834 |  | -25.8105 | 0 | -25.8105 | 50.5 | 1.7741 | -45.7897 | 1 | 0 | -45.7897 | -45.7897 |  | 0
50.2816 | 0 | 503.951 | 503.951 | 1 | 1 | 15:11 | 4.98 |  | 505.1955 | 0 | 503.951 | 50.2927 | 50.2804 | -0.031577 | -1.4362 | 502.5147 |  | -24.7791 | 0 | -24.7791 | 50.5 | 1.783 | -44.18 | 1 | 0 | -44.18 | -44.18 |  | 0
50.2781 | 0 | 503.951 | 503.951 | 1 | 1 | 15:11 | 5 |  | 505.1948 | 0 | 503.951 | 50.2912 | 50.2802 | -0.012919 | -0.58756 | 503.3634 |  | -23.9305 | 0 | -23.9305 | 50.5 | 1.7844 | -42.7024 | 1 | 0 | -42.7024 | -42.7024 |  | 0
50.2781 | 0 | 502.7277 | 502.7277 | 1 | 1 | 15:11 | 5.02 |  | 505.194 | 0 | 502.7277 | 50.2899 | 50.2807 | -0.022027 | -1.0018 | 501.7259 |  | -25.5679 | 0 | -25.5679 | 50.5 | 1.7814 | -45.5463 | 1 | 0 | -45.5463 | -45.5463 |  | 0
50.2747 | 0 | 502.7277 | 502.7277 | 1 | 1 | 15:11 | 5.04 |  | 505.1932 | 0 | 502.7277 | 50.2884 | 50.2804 | -0.054324 | -2.4705 | 500.2572 |  | -27.0367 | 0 | -27.0367 | 50.5 | 1.783 | -48.207 | 1 | 0 | -48.207 | -48.207 |  | 0
50.2747 | 0 | 503.951 | 503.951 | 1 | 1 | 15:11 | 5.06 |  | 505.1924 | 0 | 503.951 | 50.287 | 50.2781 | -0.083342 | -3.7902 | 500.1608 |  | -27.1331 | 0 | -27.1331 | 50.5 | 1.7978 | -48.7794 | 1 | 0 | -48.7794 | -48.7794 |  | 0
50.2747 | 0 | 503.951 | 503.951 | 1 | 1 | 15:11 | 5.08 |  | 505.1916 | 0 | 503.951 | 50.2858 | 50.276 | -0.087058 | -3.9591 | 499.9918 |  | -27.3021 | 0 | -27.3021 | 50.5 | 1.8113 | -49.4517 | 1 | 0 | -49.4517 | -49.4517 |  | 0
50.2712 | 0 | 503.951 | 503.951 | 1 | 1 | 15:11 | 5.1 |  | 505.1909 | 0 | 503.951 | 50.2843 | 50.2745 | -0.071402 | -3.2469 | 500.704 |  | -26.5899 | 0 | -26.5899 | 50.5 | 1.8213 | -48.4274 | 1 | 0 | -48.4274 | -48.4274 |  | 0
50.2712 | 0 | 503.951 | 503.951 | 1 | 1 | 15:11 | 5.12 |  | 505.1901 | 0 | 503.951 | 50.283 | 50.2735 | -0.064262 | -2.9222 | 501.0287 |  | -26.2652 | 0 | -26.2652 | 50.5 | 1.8281 | -48.015 | 1 | 0 | -48.015 | -48.015 |  | 0
50.2712 | 0 | 499.0582 | 499.0582 | 1 | 1 | 15:11 | 5.14 |  | 505.1893 | 0 | 499.0582 | 50.2818 | 50.2722 | -0.068186 | -3.1007 | 495.9575 |  | -31.3363 | 0 | -31.3363 | 50.5 | 1.8366 | -57.5509 | 1 | 0 | -57.5509 | -57.5509 |  | 0
50.2678 | 0 | 494.1655 | 494.1655 | 1 | 1 | 15:11 | 5.16 |  | 505.1885 | 0 | 494.1655 | 50.2804 | 50.2708 | -0.075117 | -3.4156 | 490.7498 |  | -36.544 | 0 | -36.544 | 50.5 | 1.8466 | -67.4832 | 1 | 0 | -67.4832 | -67.4832 |  | 0
50.2781 | 0 | 497.835 | 497.835 | 1 | 1 | 15:11 | 5.18 |  | 505.1877 | 0 | 497.835 | 50.2802 | 50.2691 | -0.076205 | -3.4658 | 494.3692 |  | -32.9247 | 0 | -32.9247 | 50.5 | 1.8581 | -61.1784 | 1 | 0 | -61.1784 | -61.1784 |  | 0
50.285 | 0 | 511.29 | 511.29 | 1 | 1 | 15:11 | 5.2 |  | 505.187 | 0 | 511.29 | 50.2807 | 50.2676 | -0.075485 | -3.4335 | 507.8565 |  | -19.4374 | 0 | -19.4374 | 50.5 | 1.8686 | -36.3209 | 1 | 0 | -36.3209 | -36.3209 |  | 0
50.2781 | 0 | 518.6291 | 518.6291 | 1 | 1 | 15:11 | 5.22 |  | 505.1862 | 0 | 518.6291 | 50.2804 | 50.2662 | -0.073186 | -3.3285 | 515.3006 |  | -11.9933 | 0 | -11.9933 | 50.5 | 1.8781 | -22.525 | 1 | 0 | -22.525 | -22.525 |  | 0
50.2574 | 0 | 517.4059 | 517.4059 | 1 | 1 | 15:11 | 5.24 |  | 505.1854 | 0 | 517.4059 | 50.2781 | 50.2646 | -0.074518 | -3.3877 | 514.0182 |  | -13.2756 | 0 | -13.2756 | 50.5 | 1.8893 | -25.0816 | 1 | 0 | -25.0816 | -25.0816 |  | 0
50.2574 | 0 | 511.29 | 511.29 | 1 | 1 | 15:11 | 5.26 |  | 505.1846 | 0 | 511.29 | 50.276 | 50.2632 | -0.075666 | -3.4399 | 507.8501 |  | -19.4438 | 0 | -19.4438 | 50.5 | 1.8995 | -36.9325 | 1 | 0 | -36.9325 | -36.9325 |  | 0
50.2609 | 0 | 506.3973 | 506.3973 | 1 | 1 | 15:11 | 5.28 |  | 505.1838 | 0 | 506.3973 | 50.2745 | 50.2616 | -0.073199 | -3.328 | 503.0693 |  | -24.2246 | 0 | -24.2246 | 50.5 | 1.9112 | -46.2971 | 1 | 0 | -46.2971 | -46.2971 |  | 0
50.2643 | 0 | 505.1742 | 505.1742 | 1 | 1 | 15:11 | 5.3 |  | 505.1831 | 0 | 505.1742 | 50.2735 | 50.2602 | -0.069279 | -3.15 | 502.0242 |  | -25.2697 | 0 | -25.2697 | 50.5 | 1.9218 | -48.5641 | 1 | 0 | -48.5641 | -48.5641 |  | 0
50.2609 | 0 | 503.951 | 503.951 | 1 | 1 | 15:11 | 5.32 |  | 505.1823 | 0 | 503.951 | 50.2722 | 50.2589 | -0.065851 | -2.9939 | 500.957 |  | -26.3368 | 0 | -26.3368 | 50.5 | 1.9315 | -50.8705 | 1 | 0 | -50.8705 | -50.8705 |  | 0
50.2574 | 0 | 503.951 | 503.951 | 1 | 1 | 15:11 | 5.34 |  | 505.1815 | 0 | 503.951 | 50.2708 | 50.2577 | -0.064516 | -2.933 | 501.0179 |  | -26.2759 | 0 | -26.2759 | 50.5 | 1.9403 | -50.9845 | 1 | 0 | -50.9845 | -50.9845 |  | 0
50.254 | 0 | 503.951 | 503.951 | 1 | 1 | 15:11 | 5.36 |  | 505.1807 | 0 | 503.951 | 50.2691 | 50.2563 | -0.066815 | -3.0373 | 500.9137 |  | -26.3802 | 0 | -26.3802 | 50.5 | 1.951 | -51.4682 | 1 | 0 | -51.4682 | -51.4682 |  | 0
50.254 | 0 | 506.3973 | 506.3973 | 1 | 1 | 15:11 | 5.38 |  | 505.1799 | 0 | 506.3973 | 50.2676 | 50.255 | -0.068883 | -3.1313 | 503.266 |  | -24.0279 | 0 | -24.0279 | 50.5 | 1.9607 | -47.1118 | 1 | 0 | -47.1118 | -47.1118 |  | 0
50.254 | 0 | 506.3973 | 506.3973 | 1 | 1 | 15:11 | 5.4 |  | 505.1792 | 0 | 506.3973 | 50.2662 | 50.2535 | -0.070645 | -3.2114 | 503.1859 |  | -24.108 | 0 | -24.108 | 50.5 | 1.9722 | -47.5468 | 1 | 0 | -47.5468 | -47.5468 |  | 0
50.2505 | 0 | 506.3973 | 506.3973 | 1 | 1 | 15:11 | 5.42 |  | 505.1784 | 0 | 506.3973 | 50.2646 | 50.2522 | -0.07218 | -3.281 | 503.1163 |  | -24.1776 | 0 | -24.1776 | 50.5 | 1.9827 | -47.9378 | 1 | 0 | -47.9378 | -47.9378 |  | 0
50.2505 | 0 | 506.3973 | 506.3973 | 1 | 1 | 15:11 | 5.44 |  | 505.1776 | 0 | 506.3973 | 50.2632 | 50.2506 | -0.070062 | -3.1847 | 503.2126 |  | -24.0813 | 0 | -24.0813 | 50.5 | 1.995 | -48.0417 | 1 | 0 | -48.0417 | -48.0417 |  | 0
50.2471 | 0 | 505.1742 | 505.1742 | 1 | 1 | 15:11 | 5.46 |  | 505.1768 | 0 | 505.1742 | 50.2616 | 50.2492 | -0.069956 | -3.1797 | 501.9945 |  | -25.2994 | 0 | -25.2994 | 50.5 | 2.0061 | -50.7539 | 1 | 0 | -50.7539 | -50.7539 |  | 0
50.2471 | 0 | 505.1742 | 505.1742 | 1 | 1 | 15:11 | 5.48 |  | 505.176 | 0 | 505.1742 | 50.2602 | 50.248 | -0.068211 | -3.1003 | 502.0738 |  | -25.22 | 0 | -25.22 | 50.5 | 2.0163 | -50.8505 | 1 | 0 | -50.8505 | -50.8505 |  | 0
50.2471 | 0 | 505.1742 | 505.1742 | 1 | 1 | 15:11 | 5.5 |  | 505.1753 | 0 | 505.1742 | 50.2589 | 50.2465 | -0.066639 | -3.0289 | 502.1452 |  | -25.1486 | 0 | -25.1486 | 50.5 | 2.0284 | -51.0106 | 1 | 0 | -51.0106 | -51.0106 |  | 0
50.2471 | 0 | 503.951 | 503.951 | 1 | 1 | 15:11 | 5.52 |  | 505.1745 | 0 | 503.951 | 50.2577 | 50.2452 | -0.066876 | -3.0396 | 500.9113 |  | -26.3826 | 0 | -26.3826 | 50.5 | 2.0394 | -53.8038 | 1 | 0 | -53.8038 | -53.8038 |  | 0
50.2436 | 0 | 503.951 | 503.951 | 1 | 1 | 15:11 | 5.54 |  | 505.1737 | 0 | 503.951 | 50.2563 | 50.244 | -0.065288 | -2.9673 | 500.9837 |  | -26.3102 | 0 | -26.3102 | 50.5 | 2.0494 | -53.9196 | 1 | 0 | -53.9196 | -53.9196 |  | 0
50.2436 | 0 | 503.951 | 503.951 | 1 | 1 | 15:11 | 5.56 |  | 505.1729 | 0 | 503.951 | 50.255 | 50.2426 | -0.063859 | -2.9023 | 501.0486 |  | -26.2453 | 0 | -26.2453 | 50.5 | 2.0614 | -54.1008 | 1 | 0 | -54.1008 | -54.1008 |  | 0
50.2401 | 0 | 505.1742 | 505.1742 | 1 | 1 | 15:11 | 5.58 |  | 505.1721 | 0 | 505.1742 | 50.2535 | 50.2413 | -0.060873 | -2.7664 | 502.4077 |  | -24.8862 | 0 | -24.8862 | 50.5 | 2.0723 | -51.5705 | 1 | 0 | -51.5705 | -51.5705 |  | 0
50.2401 | 0 | 505.1742 | 505.1742 | 1 | 1 | 15:11 | 5.6 |  | 505.1714 | 0 | 505.1742 | 50.2522 | 50.2401 | -0.058286 | -2.6489 | 502.5253 |  | -24.7686 | 0 | -24.7686 | 50.5 | 2.0822 | -51.5723 | 1 | 0 | -51.5723 | -51.5723 |  | 0
50.2367 | 0 | 506.3973 | 506.3973 | 1 | 1 | 15:11 | 5.62 |  | 505.1706 | 0 | 506.3973 | 50.2506 | 50.2391 | -0.057707 | -2.6224 | 503.7749 |  | -23.519 | 0 | -23.519 | 50.5 | 2.0912 | -49.182 | 1 | 0 | -49.182 | -49.182 |  | 0
50.2367 | 0 | 506.3973 | 506.3973 | 1 | 1 | 15:11 | 5.64 |  | 505.1698 | 0 | 506.3973 | 50.2492 | 50.2378 | -0.060587 | -2.7532 | 503.6441 |  | -23.6498 | 0 | -23.6498 | 50.5 | 2.1024 | -49.7218 | 1 | 0 | -49.7218 | -49.7218 |  | 0
50.2367 | 0 | 505.1742 | 505.1742 | 1 | 1 | 15:11 | 5.66 |  | 505.169 | 0 | 505.1742 | 50.248 | 50.2367 | -0.063128 | -2.8687 | 502.3054 |  | -24.9884 | 0 | -24.9884 | 50.5 | 2.1127 | -52.792 | 1 | 0 | -52.792 | -52.792 |  | 0
50.2332 | 0 | 506.3973 | 506.3973 | 1 | 1 | 15:11 | 5.68 |  | 505.1682 | 0 | 506.3973 | 50.2465 | 50.2353 | -0.061915 | -2.8134 | 503.5839 |  | -23.71 | 0 | -23.71 | 50.5 | 2.125 | -50.3841 | 1 | 0 | -50.3841 | -50.3841 |  | 0
50.2332 | 0 | 505.1742 | 505.1742 | 1 | 1 | 15:11 | 5.7 |  | 505.1675 | 0 | 505.1742 | 50.2452 | 50.2341 | -0.059124 | -2.6866 | 502.4876 |  | -24.8063 | 0 | -24.8063 | 50.5 | 2.1363 | -52.9929 | 1 | 0 | -52.9929 | -52.9929 |  | 0
50.2332 | 0 | 506.3973 | 506.3973 | 1 | 1 | 15:11 | 5.72 |  | 505.1667 | 0 | 506.3973 | 50.244 | 50.2329 | -0.053211 | -2.4179 | 503.9794 |  | -23.3145 | 0 | -23.3145 | 50.5 | 2.1465 | -50.0445 | 1 | 0 | -50.0445 | -50.0445 |  | 0
50.2298 | 0 | 507.6205 | 507.6205 | 1 | 1 | 15:11 | 5.74 |  | 505.1659 | 0 | 507.6205 | 50.2426 | 50.2319 | -0.05139 | -2.335 | 505.2855 |  | -22.0084 | 0 | -22.0084 | 50.5 | 2.1558 | -47.4453 | 1 | 0 | -47.4453 | -47.4453 |  | 0
50.2298 | 0 | 506.3973 | 506.3973 | 1 | 1 | 15:11 | 5.76 |  | 505.1651 | 0 | 506.3973 | 50.2413 | 50.231 | -0.051501 | -2.34 | 504.0573 |  | -23.2366 | 0 | -23.2366 | 50.5 | 2.1642 | -50.2891 | 1 | 0 | -50.2891 | -50.2891 |  | 0
50.2298 | 0 | 506.3973 | 506.3973 | 1 | 1 | 15:11 | 5.78 |  | 505.1643 | 0 | 506.3973 | 50.2401 | 50.2299 | -0.051601 | -2.3446 | 504.0527 |  | -23.2411 | 0 | -23.2411 | 50.5 | 2.1752 | -50.5534 | 1 | 0 | -50.5534 | -50.5534 |  | 0
50.2298 | 0 | 507.6205 | 507.6205 | 1 | 1 | 15:11 | 5.8 |  | 505.1636 | 0 | 507.6205 | 50.2391 | 50.2288 | -0.053341 | -2.4236 | 505.1969 |  | -22.097 | 0 | -22.097 | 50.5 | 2.1851 | -48.2845 | 1 | 0 | -48.2845 | -48.2845 |  | 0
50.2263 | 0 | 506.3973 | 506.3973 | 1 | 1 | 15:11 | 5.82 |  | 505.1628 | 0 | 506.3973 | 50.2378 | 50.2279 | -0.053107 | -2.4128 | 503.9845 |  | -23.3094 | 0 | -23.3094 | 50.5 | 2.1942 | -51.1443 | 1 | 0 | -51.1443 | -51.1443 |  | 0
50.2263 | 0 | 507.6205 | 507.6205 | 1 | 1 | 15:11 | 5.84 |  | 505.162 | 0 | 507.6205 | 50.2367 | 50.2267 | -0.052896 | -2.4033 | 505.2173 |  | -22.0766 | 0 | -22.0766 | 50.5 | 2.2056 | -48.6933 | 1 | 0 | -48.6933 | -48.6933 |  | 0
50.2229 | 0 | 507.6205 | 507.6205 | 1 | 1 | 15:11 | 5.86 |  | 505.1612 | 0 | 507.6205 | 50.2353 | 50.2256 | -0.051007 | -2.3172 | 505.3033 |  | -21.9906 | 0 | -21.9906 | 50.5 | 2.2161 | -48.7334 | 1 | 0 | -48.7334 | -48.7334 |  | 0
50.2229 | 0 | 506.3973 | 506.3973 | 1 | 1 | 15:11 | 5.88 |  | 505.1604 | 0 | 506.3973 | 50.2341 | 50.2247 | -0.049406 | -2.2445 | 504.1528 |  | -23.1411 | 0 | -23.1411 | 50.5 | 2.2256 | -51.5026 | 1 | 0 | -51.5026 | -51.5026 |  | 0
50.2229 | 0 | 507.6205 | 507.6205 | 1 | 1 | 15:11 | 5.9 |  | 505.1597 | 0 | 507.6205 | 50.2329 | 50.2238 | -0.049715 | -2.2586 | 505.3619 |  | -21.9319 | 0 | -21.9319 | 50.5 | 2.2342 | -49.0004 | 1 | 0 | -49.0004 | -49.0004 |  | 0
50.2229 | 0 | 506.3973 | 506.3973 | 1 | 1 | 15:11 | 5.92 |  | 505.1589 | 0 | 506.3973 | 50.2319 | 50.2227 | -0.049994 | -2.2712 | 504.1261 |  | -23.1678 | 0 | -23.1678 | 50.5 | 2.2455 | -52.0241 | 1 | 0 | -52.0241 | -52.0241 |  | 0
50.2229 | 0 | 507.6205 | 507.6205 | 1 | 1 | 15:11 | 5.94 |  | 505.1581 | 0 | 507.6205 | 50.231 | 50.2216 | -0.051894 | -2.3576 | 505.2629 |  | -22.0309 | 0 | -22.0309 | 50.5 | 2.2558 | -49.6981 | 1 | 0 | -49.6981 | -49.6981 |  | 0
50.2194 | 0 | 507.6205 | 507.6205 | 1 | 1 | 15:11 | 5.96 |  | 505.1573 | 0 | 507.6205 | 50.2299 | 50.2207 | -0.051805 | -2.3534 | 505.2672 |  | -22.0267 | 0 | -22.0267 | 50.5 | 2.2652 | -49.8945 | 1 | 0 | -49.8945 | -49.8945 |  | 0
50.2194 | 0 | 507.6205 | 507.6205 | 1 | 1 | 15:11 | 5.98 |  | 505.1565 | 0 | 507.6205 | 50.2288 | 50.2196 | -0.051724 | -2.3497 | 505.2708 |  | -22.0231 | 0 | -22.0231 | 50.5 | 2.2772 | -50.1505 | 1 | 0 | -50.1505 | -50.1505 |  | 0
50.2194 | 0 | 507.6205 | 507.6205 | 1 | 1 | 15:11 | 6 |  | 505.1558 | 0 | 507.6205 | 50.2279 | 50.2185 | -0.049952 | -2.2692 | 505.3513 |  | -21.9425 | 0 | -21.9425 | 50.5 | 2.2881 | -50.2065 | 1 | 0 | -50.2065 | -50.2065 |  | 0
50.216 | 0 | 506.3973 | 506.3973 | 1 | 1 | 15:11 | 6.02 |  | 505.155 | 0 | 506.3973 | 50.2267 | 50.2176 | -0.044957 | -2.0421 | 504.3552 |  | -22.9387 | 0 | -22.9387 | 50.5 | 2.298 | -52.7131 | 1 | 0 | -52.7131 |  | -52.7131 | 0
50.216 | 0 | 507.6205 | 507.6205 | 1 | 1 | 15:11 | 6.04 |  | 505.1542 | 0 | 507.6205 | 50.2256 | 50.2167 | -0.043961 | -1.9969 | 505.6236 |  | -21.6703 | 0 | -21.6703 | 50.5 | 2.307 | -49.9931 | 1 | 0 | -49.9931 |  | -49.9931 | 0
50.216 | 0 | 507.6205 | 507.6205 | 1 | 1 | 15:11 | 6.06 |  | 505.1534 | 0 | 507.6205 | 50.2247 | 50.216 | -0.044815 | -2.0357 | 505.5848 |  | -21.709 | 0 | -21.709 | 50.5 | 2.3151 | -50.2596 | 1 | 0 | -50.2596 |  | -50.2596 | 0
50.216 | 0 | 507.6205 | 507.6205 | 1 | 1 | 15:11 | 6.08 |  | 505.1526 | 0 | 507.6205 | 50.2238 | 50.2149 | -0.045584 | -2.0706 | 505.5499 |  | -21.744 | 0 | -21.744 | 50.5 | 2.3263 | -50.5833 | 1 | 0 | -50.5833 |  | -50.5833 | 0
50.2125 | 0 | 507.6205 | 507.6205 | 1 | 1 | 15:11 | 6.1 |  | 505.1519 | 0 | 507.6205 | 50.2227 | 50.214 | -0.044525 | -2.0224 | 505.5981 |  | -21.6957 | 0 | -21.6957 | 50.5 | 2.3365 | -50.6912 | 1 | 0 | -50.6912 |  | -50.6912 | 0
50.2125 | 0 | 508.8437 | 508.8437 | 1 | 1 | 15:11 | 6.12 |  | 505.1511 | 0 | 508.8437 | 50.2216 | 50.2132 | -0.043473 | -1.9746 | 506.8691 |  | -20.4248 | 0 | -20.4248 | 50.5 | 2.3457 | -47.9097 | 1 | 0 | -47.9097 |  | -47.9097 | 0
50.2125 | 0 | 507.6205 | 507.6205 | 1 | 1 | 15:11 | 6.14 |  | 505.1503 | 0 | 507.6205 | 50.2207 | 50.2124 | -0.044225 | -2.0088 | 505.6118 |  | -21.6821 | 0 | -21.6821 | 50.5 | 2.354 | -51.04 | 1 | 0 | -51.04 |  | -51.04 | 0
50.2091 | 0 | 507.6205 | 507.6205 | 1 | 1 | 15:11 | 6.16 |  | 505.1495 | 0 | 507.6205 | 50.2196 | 50.2114 | -0.044903 | -2.0394 | 505.5811 |  | -21.7128 | 0 | -21.7128 | 50.5 | 2.3654 | -51.3588 | 1 | 0 | -51.3588 |  | -51.3588 | 0
50.2091 | 0 | 506.3973 | 506.3973 | 1 | 1 | 15:11 | 6.18 |  | 505.1487 | 0 | 506.3973 | 50.2185 | 50.2105 | -0.043813 | -1.9899 | 504.4074 |  | -22.8864 | 0 | -22.8864 | 50.5 | 2.3757 | -54.3712 | 1 | 0 | -54.3712 |  | -54.3712 | 0
50.2091 | 0 | 507.6205 | 507.6205 | 1 | 1 | 15:11 | 6.2 |  | 505.148 | 0 | 507.6205 | 50.2176 | 50.2096 | -0.042931 | -1.9499 | 505.6707 |  | -21.6232 | 0 | -21.6232 | 50.5 | 2.3851 | -51.5727 | 1 | 0 | -51.5727 |  | -51.5727 | 0
50.2091 | 0 | 507.6205 | 507.6205 | 1 | 1 | 15:11 | 6.22 |  | 505.1472 | 0 | 507.6205 | 50.2167 | 50.2089 | -0.043888 | -1.9933 | 505.6272 |  | -21.6667 | 0 | -21.6667 | 50.5 | 2.3936 | -51.8604 | 1 | 0 | -51.8604 |  | -51.8604 | 0
50.2091 | 0 | 507.6205 | 507.6205 | 1 | 1 | 15:11 | 6.24 |  | 505.1464 | 0 | 507.6205 | 50.216 | 50.2079 | -0.044749 | -2.0324 | 505.5881 |  | -21.7058 | 0 | -21.7058 | 50.5 | 2.4053 | -52.2088 | 1 | 0 | -52.2088 |  | -52.2088 | 0
50.2056 | 0 | 508.8437 | 508.8437 | 1 | 1 | 15:11 | 6.26 |  | 505.1456 | 0 | 508.8437 | 50.2149 | 50.207 | -0.047174 | -2.1424 | 506.7012 |  | -20.5926 | 0 | -20.5926 | 50.5 | 2.416 | -49.7509 | 1 | 0 | -49.7509 |  | -49.7509 | 0
50.2056 | 0 | 508.8437 | 508.8437 | 1 | 1 | 15:11 | 6.28 |  | 505.1448 | 0 | 508.8437 | 50.214 | 50.2061 | -0.047557 | -2.1598 | 506.6839 |  | -20.61 | 0 | -20.61 | 50.5 | 2.4256 | -49.9923 | 1 | 0 | -49.9923 |  | -49.9923 | 0
50.2056 | 0 | 508.8437 | 508.8437 | 1 | 1 | 15:11 | 6.3 |  | 505.1441 | 0 | 508.8437 | 50.2132 | 50.205 | -0.047901 | -2.1754 | 506.6682 |  | -20.6256 | 0 | -20.6256 | 50.5 | 2.4384 | -50.2945 | 1 | 0 | -50.2945 |  | -50.2945 | 0
50.2056 | 0 | 508.8437 | 508.8437 | 1 | 1 | 15:11 | 6.32 |  | 505.1433 | 0 | 508.8437 | 50.2124 | 50.2041 | -0.046511 | -2.1123 | 506.7314 |  | -20.5625 | 0 | -20.5625 | 50.5 | 2.4501 | -50.3801 | 1 | 0 | -50.3801 |  | -50.3801 | 0
50.2022 | 0 | 508.8437 | 508.8437 | 1 | 1 | 15:11 | 6.34 |  | 505.1425 | 0 | 508.8437 | 50.2114 | 50.2032 | -0.04186 | -1.9009 | 506.9427 |  | -20.3511 | 0 | -20.3511 | 50.5 | 2.4607 | -50.0776 | 1 | 0 | -50.0776 |  | -50.0776 | 0
50.2022 | 0 | 508.8437 | 508.8437 | 1 | 1 | 15:11 | 6.36 |  | 505.1417 | 0 | 508.8437 | 50.2105 | 50.2024 | -0.041174 | -1.8698 | 506.9739 |  | -20.32 | 0 | -20.32 | 50.5 | 2.4703 | -50.196 | 1 | 0 | -50.196 |  | -50.196 | 0
50.2022 | 0 | 508.8437 | 508.8437 | 1 | 1 | 15:11 | 6.38 |  | 505.1409 | 0 | 508.8437 | 50.2096 | 50.2017 | -0.042307 | -1.9212 | 506.9224 |  | -20.3714 | 0 | -20.3714 | 50.5 | 2.479 | -50.5003 | 1 | 0 | -50.5003 |  | -50.5003 | 0
50.2022 | 0 | 510.0669 | 510.0669 | 1 | 1 | 15:11 | 6.4 |  | 505.1402 | 0 | 510.0669 | 50.2089 | 50.2007 | -0.043326 | -1.9675 | 508.0994 |  | -19.1945 | 0 | -19.1945 | 50.5 | 2.4912 | -47.8174 | 1 | 0 | -47.8174 |  | -47.8174 | 0
50.1987 | 0 | 510.0669 | 510.0669 | 1 | 1 | 15:11 | 6.42 |  | 505.1394 | 0 | 510.0669 | 50.2079 | 50.1998 | -0.042493 | -1.9296 | 508.1373 |  | -19.1566 | 0 | -19.1566 | 50.5 | 2.5023 | -47.9356 | 1 | 0 | -47.9356 |  | -47.9356 | 0
50.1987 | 0 | 508.8437 | 508.8437 | 1 | 1 | 15:11 | 6.44 |  | 505.1386 | 0 | 508.8437 | 50.207 | 50.199 | -0.041644 | -1.891 | 506.9527 |  | -20.3412 | 0 | -20.3412 | 50.5 | 2.5124 | -51.1049 | 1 | 0 | -51.1049 |  | -51.1049 | 0
50.1987 | 0 | 510.0669 | 510.0669 | 1 | 1 | 15:11 | 6.46 |  | 505.1378 | 0 | 510.0669 | 50.2061 | 50.1983 | -0.04258 | -1.9335 | 508.1334 |  | -19.1605 | 0 | -19.1605 | 50.5 | 2.5215 | -48.3136 | 1 | 0 | -48.3136 |  | -48.3136 | 0
50.1953 | 0 | 511.29 | 511.29 | 1 | 1 | 15:11 | 6.48 |  | 505.137 | 0 | 511.29 | 50.205 | 50.1973 | -0.043422 | -1.9716 | 509.3184 |  | -17.9754 | 0 | -17.9754 | 50.5 | 2.5342 | -45.5528 | 1 | 0 | -45.5528 |  | -45.5528 | 0
50.1953 | 0 | 510.0669 | 510.0669 | 1 | 1 | 15:11 | 6.5 |  | 505.1363 | 0 | 510.0669 | 50.2041 | 50.1964 | -0.042479 | -1.9288 | 508.1381 |  | -19.1558 | 0 | -19.1558 | 50.5 | 2.5457 | -48.7641 | 1 | 0 | -48.7641 |  | -48.7641 | 0
50.1953 | 0 | 510.0669 | 510.0669 | 1 | 1 | 15:11 | 6.52 |  | 505.1355 | 0 | 510.0669 | 50.2032 | 50.1956 | -0.038232 | -1.7359 | 508.3309 |  | -18.9629 | 0 | -18.9629 | 50.5 | 2.5561 | -48.4708 | 1 | 0 | -48.4708 |  | -48.4708 | 0
50.1953 | 0 | 510.0669 | 510.0669 | 1 | 1 | 15:11 | 6.54 |  | 505.1347 | 0 | 510.0669 | 50.2024 | 50.1949 | -0.037908 | -1.7212 | 508.3456 |  | -18.9483 | 0 | -18.9483 | 50.5 | 2.5655 | -48.6125 | 1 | 0 | -48.6125 |  | -48.6125 | 0
50.1953 | 0 | 511.29 | 511.29 | 1 | 1 | 15:11 | 6.56 |  | 505.1339 | 0 | 511.29 | 50.2017 | 50.1942 | -0.039368 | -1.7875 | 509.5025 |  | -17.7914 | 0 | -17.7914 | 50.5 | 2.5741 | -45.797 | 1 | 0 | -45.797 |  | -45.797 | 0
50.1918 | 0 | 511.29 | 511.29 | 1 | 1 | 15:11 | 6.58 |  | 505.1331 | 0 | 511.29 | 50.2007 | 50.1933 | -0.040681 | -1.847 | 509.443 |  | -17.8509 | 0 | -17.8509 | 50.5 | 2.5866 | -46.1722 | 1 | 0 | -46.1722 |  | -46.1722 | 0
50.1918 | 0 | 511.29 | 511.29 | 1 | 1 | 15:11 | 6.6 |  | 505.1324 | 0 | 511.29 | 50.1998 | 50.1925 | -0.040113 | -1.8212 | 509.4688 |  | -17.8251 | 0 | -17.8251 | 50.5 | 2.5979 | -46.3069 | 1 | 0 | -46.3069 |  | -46.3069 | 0
50.1918 | 0 | 511.29 | 511.29 | 1 | 1 | 15:11 | 6.62 |  | 505.1316 | 0 | 511.29 | 50.199 | 50.1917 | -0.036101 | -1.6391 | 509.6509 |  | -17.6429 | 0 | -17.6429 | 50.5 | 2.6081 | -46.0147 | 1 | 0 | -46.0147 |  | -46.0147 | 0
50.1918 | 0 | 512.5132 | 512.5132 | 1 | 1 | 15:11 | 6.64 |  | 505.1308 | 0 | 512.5132 | 50.1983 | 50.191 | -0.032491 | -1.4752 | 511.038 |  | -16.2558 | 0 | -16.2558 | 50.5 | 2.6174 | -42.5481 | 1 | 0 | -42.5481 |  | -42.5481 | 0
50.1884 | 0 | 512.5132 | 512.5132 | 1 | 1 | 15:11 | 6.66 |  | 505.13 | 0 | 512.5132 | 50.1973 | 50.1904 | -0.029242 | -1.3276 | 511.1856 |  | -16.1082 | 0 | -16.1082 | 50.5 | 2.6258 | -42.2974 | 1 | 0 | -42.2974 |  | -42.2974 | 0
50.1884 | 0 | 512.5132 | 512.5132 | 1 | 1 | 15:11 | 6.68 |  | 505.1292 | 0 | 512.5132 | 50.1964 | 50.1899 | -0.026318 | -1.1948 | 511.3184 |  | -15.9755 | 0 | -15.9755 | 50.5 | 2.6335 | -42.0707 | 1 | 0 | -42.0707 |  | -42.0707 | 0
50.1884 | 0 | 511.29 | 511.29 | 1 | 1 | 15:11 | 6.7 |  | 505.1285 | 0 | 511.29 | 50.1956 | 50.1894 | -0.023686 | -1.0753 | 510.2147 |  | -17.0792 | 0 | -17.0792 | 50.5 | 2.6404 | -45.0952 | 1 | 0 | -45.0952 |  | -45.0952 | 0
50.1884 | 0 | 511.29 | 511.29 | 1 | 1 | 15:11 | 6.72 |  | 505.1277 | 0 | 511.29 | 50.1949 | 50.1889 | -0.021318 | -0.9678 | 510.3222 |  | -16.9717 | 0 | -16.9717 | 50.5 | 2.6466 | -44.9173 | 1 | 0 | -44.9173 |  | -44.9173 | 0
50.1884 | 0 | 511.29 | 511.29 | 1 | 1 | 15:11 | 6.74 |  | 505.1269 | 0 | 511.29 | 50.1942 | 50.1885 | -0.019186 | -0.87102 | 510.419 |  | -16.8749 | 0 | -16.8749 | 50.5 | 2.6523 | -44.7564 | 1 | 0 | -44.7564 |  | -44.7564 | 0
50.1849 | 0 | 511.29 | 511.29 | 1 | 1 | 15:11 | 6.76 |  | 505.1261 | 0 | 511.29 | 50.1933 | 50.1882 | -0.017267 | -0.78386 | 510.5062 |  | -16.7877 | 0 | -16.7877 | 50.5 | 2.6574 | -44.6109 | 1 | 0 | -44.6109 |  | -44.6109 | 0
50.1849 | 0 | 510.0669 | 510.0669 | 1 | 1 | 15:11 | 6.78 |  | 505.1253 | 0 | 510.0669 | 50.1925 | 50.1878 | -0.01894 | -0.85982 | 509.207 |  | -18.0868 | 0 | -18.0868 | 50.5 | 2.662 | -48.1464 | 1 | 0 | -48.1464 |  | -48.1464 | 0
50.1849 | 0 | 510.0669 | 510.0669 | 1 | 1 | 15:11 | 6.8 |  | 505.1246 | 0 | 510.0669 | 50.1917 | 50.1875 | -0.022146 | -1.0054 | 509.0615 |  | -18.2324 | 0 | -18.2324 | 50.5 | 2.6661 | -48.6097 | 1 | 0 | -48.6097 |  | -48.6097 | 0
50.1849 | 0 | 510.0669 | 510.0669 | 1 | 1 | 15:11 | 6.82 |  | 505.1238 | 0 | 510.0669 | 50.191 | 50.1869 | -0.025032 | -1.1363 | 508.9305 |  | -18.3634 | 0 | -18.3634 | 50.5 | 2.6747 | -49.1171 | 1 | 0 | -49.1171 |  | -49.1171 | 0
50.1849 | 0 | 510.0669 | 510.0669 | 1 | 1 | 15:11 | 6.84 |  | 505.123 | 0 | 510.0669 | 50.1904 | 50.1864 | -0.025929 | -1.1771 | 508.8898 |  | -18.4041 | 0 | -18.4041 | 50.5 | 2.6825 | -49.3695 | 1 | 0 | -49.3695 |  | -49.3695 | 0
50.1849 | 0 | 508.8437 | 508.8437 | 1 | 1 | 15:11 | 6.86 |  | 505.1222 | 0 | 508.8437 | 50.1899 | 50.1859 | -0.023336 | -1.0594 | 507.7843 |  | -19.5096 | 0 | -19.5096 | 50.5 | 2.6896 | -52.4727 | 1 | 0 | -52.4727 |  | -52.4727 | 0
50.1849 | 0 | 510.0669 | 510.0669 | 1 | 1 | 15:11 | 6.88 |  | 505.1214 | 0 | 510.0669 | 50.1894 | 50.1855 | -0.021002 | -0.95342 | 509.1135 |  | -18.1804 | 0 | -18.1804 | 50.5 | 2.696 | -49.0139 | 1 | 0 | -49.0139 |  | -49.0139 | 0
50.1849 | 0 | 510.0669 | 510.0669 | 1 | 1 | 15:11 | 6.9 |  | 505.1207 | 0 | 510.0669 | 50.1889 | 50.1851 | -0.018902 | -0.85807 | 509.2088 |  | -18.0851 | 0 | -18.0851 | 50.5 | 2.7017 | -48.8613 | 1 | 0 | -48.8613 |  | -48.8613 | 0
50.1849 | 0 | 508.8437 | 508.8437 | 1 | 1 | 15:11 | 6.92 |  | 505.1199 | 0 | 508.8437 | 50.1885 | 50.1847 | -0.017012 | -0.77227 | 508.0714 |  | -19.2225 | 0 | -19.2225 | 50.5 | 2.707 | -52.0345 | 1 | 0 | -52.0345 |  | -52.0345 | 0
50.1849 | 0 | 508.8437 | 508.8437 | 1 | 1 | 15:11 | 6.94 |  | 505.1191 | 0 | 508.8437 | 50.1882 | 50.1844 | -0.015311 | -0.69504 | 508.1486 |  | -19.1453 | 0 | -19.1453 | 50.5 | 2.7117 | -51.9156 | 1 | 0 | -51.9156 |  | -51.9156 | 0
50.1849 | 0 | 508.8437 | 508.8437 | 1 | 1 | 15:11 | 6.96 |  | 505.1183 | 0 | 508.8437 | 50.1878 | 50.1841 | -0.01378 | -0.62554 | 508.2181 |  | -19.0757 | 0 | -19.0757 | 50.5 | 2.7159 | -51.8083 | 1 | 0 | -51.8083 |  | -51.8083 | 0
50.1849 | 0 | 507.6205 | 507.6205 | 1 | 1 | 15:11 | 6.98 |  | 505.1175 | 0 | 507.6205 | 50.1875 | 50.1838 | -0.012402 | -0.56298 | 507.0575 |  | -20.2363 | 0 | -20.2363 | 50.5 | 2.7198 | -55.0381 | 1 | 0 | -55.0381 |  | -55.0381 | 0
50.1815 | 0 | 508.8437 | 508.8437 | 1 | 1 | 15:11 | 7 |  | 505.1168 | 0 | 508.8437 | 50.1869 | 50.1836 | -0.011161 | -0.50665 | 508.337 |  | -18.9569 | 0 | -18.9569 | 50.5 | 2.7232 | -51.6239 | 1 | 0 | -51.6239 |  | -51.6239 | 0
50.1815 | 0 | 508.8437 | 508.8437 | 1 | 1 | 15:11 | 7.02 |  | 505.116 | 0 | 508.8437 | 50.1864 | 50.1834 | -0.010045 | -0.45599 | 508.3877 |  | -18.9062 | 0 | -18.9062 | 50.5 | 2.7264 | -51.545 | 1 | 0 | -51.545 |  | -51.545 | 0
50.1815 | 0 | 508.8437 | 508.8437 | 1 | 1 | 15:11 | 7.04 |  | 505.1152 | 0 | 508.8437 | 50.1859 | 50.1832 | -0.0090407 | -0.41039 | 508.4333 |  | -18.8606 | 0 | -18.8606 | 50.5 | 2.7292 | -51.4739 | 1 | 0 | -51.4739 |  | -51.4739 | 0
50.1815 | 0 | 507.6205 | 507.6205 | 1 | 1 | 15:11 | 7.06 |  | 505.1144 | 0 | 507.6205 | 50.1855 | 50.183 | -0.0081367 | -0.36935 | 507.2512 |  | -20.0427 | 0 | -20.0427 | 50.5 | 2.7317 | -54.7511 | 1 | 0 | -54.7511 |  | -54.7511 | 0
50.1815 | 0 | 507.6205 | 507.6205 | 1 | 1 | 15:11 | 7.08 |  | 505.1136 | 0 | 507.6205 | 50.1851 | 50.1829 | -0.007323 | -0.33241 | 507.2881 |  | -20.0058 | 0 | -20.0058 | 50.5 | 2.734 | -54.696 | 1 | 0 | -54.696 |  | -54.696 | 0
50.1815 | 0 | 508.8437 | 508.8437 | 1 | 1 | 15:11 | 7.1 |  | 505.1129 | 0 | 508.8437 | 50.1847 | 50.1827 | -0.0065907 | -0.29917 | 508.5445 |  | -18.7494 | 0 | -18.7494 | 50.5 | 2.7361 | -51.2998 | 1 | 0 | -51.2998 |  | -51.2998 | 0
50.1815 | 0 | 508.8437 | 508.8437 | 1 | 1 | 15:11 | 7.12 |  | 505.1121 | 0 | 508.8437 | 50.1844 | 50.1826 | -0.0059316 | -0.26925 | 508.5744 |  | -18.7195 | 0 | -18.7195 | 50.5 | 2.7379 | -51.2528 | 1 | 0 | -51.2528 |  | -51.2528 | 0
50.1815 | 0 | 508.8437 | 508.8437 | 1 | 1 | 15:11 | 7.14 |  | 505.1113 | 0 | 508.8437 | 50.1841 | 50.1825 | -0.0053385 | -0.24233 | 508.6013 |  | -18.6925 | 0 | -18.6925 | 50.5 | 2.7396 | -51.2105 | 1 | 0 | -51.2105 |  | -51.2105 | 0
50.1815 | 0 | 508.8437 | 508.8437 | 1 | 1 | 15:11 | 7.16 |  | 505.1105 | 0 | 508.8437 | 50.1838 | 50.1824 | -0.0083046 | -0.37697 | 508.4667 |  | -18.8272 | 0 | -18.8272 | 50.5 | 2.7411 | -51.6078 | 1 | 0 | -51.6078 |  | -51.6078 | 0
50.1815 | 0 | 507.6205 | 507.6205 | 1 | 1 | 15:11 | 7.18 |  | 505.1097 | 0 | 507.6205 | 50.1836 | 50.1823 | -0.012724 | -0.57759 | 507.0429 |  | -20.2509 | 0 | -20.2509 | 50.5 | 2.7425 | -55.5381 | 1 | 0 | -55.5381 |  | -55.5381 | 0
50.1815 | 0 | 508.8437 | 508.8437 | 1 | 1 | 15:11 | 7.2 |  | 505.109 | 0 | 508.8437 | 50.1834 | 50.1819 | -0.016702 | -0.75814 | 508.0855 |  | -19.2084 | 0 | -19.2084 | 50.5 | 2.749 | -52.8038 | 1 | 0 | -52.8038 |  | -52.8038 | 0
50.1815 | 0 | 508.8437 | 508.8437 | 1 | 1 | 15:11 | 7.22 |  | 505.1082 | 0 | 508.8437 | 50.1832 | 50.1815 | -0.018532 | -0.8412 | 508.0025 |  | -19.2914 | 0 | -19.2914 | 50.5 | 2.7549 | -53.1457 | 1 | 0 | -53.1457 |  | -53.1457 | 0
50.1815 | 0 | 508.8437 | 508.8437 | 1 | 1 | 15:11 | 7.24 |  | 505.1074 | 0 | 508.8437 | 50.183 | 50.1811 | -0.016678 | -0.75708 | 508.0866 |  | -19.2073 | 0 | -19.2073 | 50.5 | 2.7602 | -53.016 | 1 | 0 | -53.016 |  | -53.016 | 0
50.1815 | 0 | 510.0669 | 510.0669 | 1 | 1 | 15:11 | 7.26 |  | 505.1066 | 0 | 510.0669 | 50.1829 | 50.1808 | -0.015011 | -0.68137 | 509.3855 |  | -17.9084 | 0 | -17.9084 | 50.5 | 2.765 | -49.5168 | 1 | 0 | -49.5168 |  | -49.5168 | 0
50.1815 | 0 | 510.0669 | 510.0669 | 1 | 1 | 15:11 | 7.28 |  | 505.1058 | 0 | 510.0669 | 50.1827 | 50.1805 | -0.01351 | -0.61324 | 509.4536 |  | -17.8402 | 0 | -17.8402 | 50.5 | 2.7693 | -49.4057 | 1 | 0 | -49.4057 |  | -49.4057 | 0
50.1815 | 0 | 508.8437 | 508.8437 | 1 | 1 | 15:11 | 7.3 |  | 505.1051 | 0 | 508.8437 | 50.1826 | 50.1803 | -0.012159 | -0.55191 | 508.2917 |  | -19.0021 | 0 | -19.0021 | 50.5 | 2.7733 | -52.6977 | 1 | 0 | -52.6977 |  | -52.6977 | 0
50.1815 | 0 | 510.0669 | 510.0669 | 1 | 1 | 15:11 | 7.32 |  | 505.1043 | 0 | 510.0669 | 50.1825 | 50.1801 | -0.010943 | -0.49672 | 509.5701 |  | -17.7237 | 0 | -17.7237 | 50.5 | 2.7768 | -49.215 | 1 | 0 | -49.215 |  | -49.215 | 0
50.1815 | 0 | 508.8437 | 508.8437 | 1 | 1 | 15:11 | 7.34 |  | 505.1035 | 0 | 508.8437 | 50.1824 | 50.1799 | -0.0098484 | -0.44705 | 508.3966 |  | -18.8973 | 0 | -18.8973 | 50.5 | 2.78 | -52.5339 | 1 | 0 | -52.5339 |  | -52.5339 | 0
50.1815 | 0 | 508.8437 | 508.8437 | 1 | 1 | 15:11 | 7.36 |  | 505.1027 | 0 | 508.8437 | 50.1823 | 50.1797 | -0.0088636 | -0.40234 | 508.4413 |  | -18.8526 | 0 | -18.8526 | 50.5 | 2.7828 | -52.4638 | 1 | 0 | -52.4638 |  | -52.4638 | 0
50.178 | 0 | 510.0669 | 510.0669 | 1 | 1 | 15:11 | 7.38 |  | 505.1019 | 0 | 510.0669 | 50.1819 | 50.1795 | -0.0079772 | -0.36209 | 509.7048 |  | -17.5891 | 0 | -17.5891 | 50.5 | 2.7854 | -48.9934 | 1 | 0 | -48.9934 |  | -48.9934 | 0
50.178 | 0 | 508.8437 | 508.8437 | 1 | 1 | 15:11 | 7.4 |  | 505.1012 | 0 | 508.8437 | 50.1815 | 50.1794 | -0.0071795 | -0.32588 | 508.5178 |  | -18.7761 | 0 | -18.7761 | 50.5 | 2.7878 | -52.3436 | 1 | 0 | -52.3436 |  | -52.3436 | 0
50.178 | 0 | 510.0669 | 510.0669 | 1 | 1 | 15:11 | 7.42 |  | 505.1004 | 0 | 510.0669 | 50.1811 | 50.1792 | -0.0064616 | -0.29329 | 509.7736 |  | -17.5203 | 0 | -17.5203 | 50.5 | 2.7899 | -48.8796 | 1 | 0 | -48.8796 |  | -48.8796 | 0
50.178 | 0 | 510.0669 | 510.0669 | 1 | 1 | 15:11 | 7.44 |  | 505.0996 | 0 | 510.0669 | 50.1808 | 50.1791 | -0.0058154 | -0.26396 | 509.8029 |  | -17.491 | 0 | -17.491 | 50.5 | 2.7918 | -48.831 | 1 | 0 | -48.831 |  | -48.831 | 0
50.178 | 0 | 508.8437 | 508.8437 | 1 | 1 | 15:11 | 7.46 |  | 505.0988 | 0 | 508.8437 | 50.1805 | 50.179 | -0.0052339 | -0.23756 | 508.6061 |  | -18.6878 | 0 | -18.6878 | 50.5 | 2.7935 | -52.2042 | 1 | 0 | -52.2042 |  | -52.2042 | 0
50.178 | 0 | 510.0669 | 510.0669 | 1 | 1 | 15:11 | 7.48 |  | 505.098 | 0 | 510.0669 | 50.1803 | 50.1789 | -0.0047105 | -0.21381 | 509.8531 |  | -17.4408 | 0 | -17.4408 | 50.5 | 2.795 | -48.7477 | 1 | 0 | -48.7477 |  | -48.7477 | 0
50.178 | 0 | 508.8437 | 508.8437 | 1 | 1 | 15:11 | 7.5 |  | 505.0973 | 0 | 508.8437 | 50.1801 | 50.1788 | -0.0076394 | -0.34675 | 508.4969 |  | -18.797 | 0 | -18.797 | 50.5 | 2.7964 | -52.5643 | 1 | 0 | -52.5643 |  | -52.5643 | 0
50.178 | 0 | 510.0669 | 510.0669 | 1 | 1 | 15:11 | 7.52 |  | 505.0965 | 0 | 510.0669 | 50.1799 | 50.1787 | -0.011975 | -0.54357 | 509.5233 |  | -17.7706 | 0 | -17.7706 | 50.5 | 2.7977 | -49.7163 | 1 | 0 | -49.7163 |  | -49.7163 | 0
50.178 | 0 | 510.0669 | 510.0669 | 1 | 1 | 15:11 | 7.54 |  | 505.0957 | 0 | 510.0669 | 50.1797 | 50.1783 | -0.015878 | -0.7207 | 509.3462 |  | -17.9477 | 0 | -17.9477 | 50.5 | 2.8041 | -50.3279 | 1 | 0 | -50.3279 |  | -50.3279 | 0
50.178 | 0 | 508.8437 | 508.8437 | 1 | 1 | 15:11 | 7.56 |  | 505.0949 | 0 | 508.8437 | 50.1795 | 50.1779 | -0.01769 | -0.80295 | 508.0407 |  | -19.2532 | 0 | -19.2532 | 50.5 | 2.81 | -54.1011 | 1 | 0 | -54.1011 |  | -54.1011 | 0
50.178 | 0 | 508.8437 | 508.8437 | 1 | 1 | 15:11 | 7.58 |  | 505.0941 | 0 | 508.8437 | 50.1794 | 50.1776 | -0.0090211 | -0.40947 | 508.4342 |  | -18.8597 | 0 | -18.8597 | 50.5 | 2.8153 | -53.095 | 1 | 0 | -53.095 |  | -53.095 | 0
50.178 | 0 | 508.8437 | 508.8437 | 1 | 1 | 15:11 | 7.6 |  | 505.0934 | 0 | 508.8437 | 50.1792 | 50.1773 | 0.002231 | 0.10126 | 508.9449 |  | -18.3489 | 0 | -18.3489 | 50.5 | 2.82 | -51.7446 | 1 | 0 | -51.7446 |  | -51.7446 | 0
50.178 | 0 | 510.0669 | 510.0669 | 1 | 1 | 15:11 | 7.62 |  | 505.0926 | 0 | 510.0669 | 50.1791 | 50.1777 | 0.0088579 | 0.40206 | 510.4689 |  | -16.8249 | 0 | -16.8249 | 50.5 | 2.8134 | -47.3348 | 1 | 0 | -47.3348 |  | -47.3348 | 0
50.178 | 0 | 510.0669 | 510.0669 | 1 | 1 | 15:11 | 7.64 |  | 505.0918 | 0 | 510.0669 | 50.179 | 50.1781 | 0.0027221 | 0.12356 | 510.1904 |  | -17.1035 | 0 | -17.1035 | 50.5 | 2.8074 | -48.0163 | 1 | 0 | -48.0163 |  | -48.0163 | 0
50.178 | 0 | 508.8437 | 508.8437 | 1 | 1 | 15:11 | 7.66 |  | 505.091 | 0 | 508.8437 | 50.1789 | 50.1781 | -0.01315 | -0.59688 | 508.2468 |  | -19.0471 | 0 | -19.0471 | 50.5 | 2.8076 | -53.4759 | 1 | 0 | -53.4759 |  | -53.4759 | 0
50.178 | 0 | 510.0669 | 510.0669 | 1 | 1 | 15:11 | 7.68 |  | 505.0902 | 0 | 510.0669 | 50.1788 | 50.1774 | -0.025685 | -1.1658 | 508.901 |  | -18.3928 | 0 | -18.3928 | 50.5 | 2.8186 | -51.8426 | 1 | 0 | -51.8426 |  | -51.8426 | 0
50.178 | 0 | 508.8437 | 508.8437 | 1 | 1 | 15:11 | 7.7 |  | 505.0895 | 0 | 508.8437 | 50.1787 | 50.1768 | -0.030017 | -1.3624 | 507.4812 |  | -19.8127 | 0 | -19.8127 | 50.5 | 2.8287 | -56.0433 | 1 | 0 | -56.0433 |  | -56.0433 | 0
50.1746 | 0 | 508.8437 | 508.8437 | 1 | 1 | 15:11 | 7.72 |  | 505.0887 | 0 | 508.8437 | 50.1783 | 50.1762 | -0.027015 | -1.2261 | 507.6175 |  | -19.6763 | 0 | -19.6763 | 50.5 | 2.8377 | -55.8365 | 1 | 0 | -55.8365 |  | -55.8365 | 0
50.1746 | 0 | 508.8437 | 508.8437 | 1 | 1 | 15:11 | 7.74 |  | 505.0879 | 0 | 508.8437 | 50.1779 | 50.1757 | -0.024313 | -1.1035 | 507.7402 |  | -19.5537 | 0 | -19.5537 | 50.5 | 2.846 | -55.6495 | 1 | 0 | -55.6495 |  | -55.6495 | 0
50.1746 | 0 | 507.6205 | 507.6205 | 1 | 1 | 15:11 | 7.76 |  | 505.0871 | 0 | 507.6205 | 50.1776 | 50.1752 | -0.021882 | -0.99316 | 506.6274 |  | -20.6665 | 0 | -20.6665 | 50.5 | 2.8534 | -58.9704 | 1 | 0 | -58.9704 |  | -58.9704 | 0
50.1746 | 0 | 507.6205 | 507.6205 | 1 | 1 | 15:11 | 7.78 |  | 505.0863 | 0 | 507.6205 | 50.1773 | 50.1748 | -0.019694 | -0.89384 | 506.7267 |  | -20.5672 | 0 | -20.5672 | 50.5 | 2.8602 | -58.8256 | 1 | 0 | -58.8256 |  | -58.8256 | 0
50.1815 | 0 | 507.6205 | 507.6205 | 1 | 1 | 15:11 | 7.8 |  | 505.0856 | 0 | 507.6205 | 50.1777 | 50.1744 | -0.017724 | -0.80457 | 506.8159 |  | -20.4779 | 0 | -20.4779 | 50.5 | 2.8663 | -58.695 | 1 | 0 | -58.695 |  | -58.695 | 0
50.1815 | 0 | 510.0669 | 510.0669 | 1 | 1 | 15:11 | 7.82 |  | 505.0848 | 0 | 510.0669 | 50.1781 | 50.1741 | -0.015952 | -0.72411 | 509.3428 |  | -17.9511 | 0 | -17.9511 | 50.5 | 2.8718 | -51.5513 | 1 | 0 | -51.5513 |  | -51.5513 | 0
50.178 | 0 | 512.5132 | 512.5132 | 1 | 1 | 15:11 | 7.84 |  | 505.084 | 0 | 512.5132 | 50.1781 | 50.1738 | -0.014357 | -0.65165 | 511.8616 |  | -15.4323 | 0 | -15.4323 | 50.5 | 2.8767 | -44.3946 | 1 | 0 | -44.3946 |  | -44.3946 | 0
50.1711 | 0 | 511.29 | 511.29 | 1 | 1 | 15:11 | 7.86 |  | 505.0832 | 0 | 511.29 | 50.1774 | 50.1735 | -0.012921 | -0.58641 | 510.7036 |  | -16.5903 | 0 | -16.5903 | 50.5 | 2.8812 | -47.8003 | 1 | 0 | -47.8003 |  | -47.8003 | 0
50.1711 | 0 | 511.29 | 511.29 | 1 | 1 | 15:11 | 7.88 |  | 505.0824 | 0 | 511.29 | 50.1768 | 50.1733 | -0.011629 | -0.52777 | 510.7622 |  | -16.5316 | 0 | -16.5316 | 50.5 | 2.8853 | -47.6983 | 1 | 0 | -47.6983 |  | -47.6983 | 0
50.1711 | 0 | 510.0669 | 510.0669 | 1 | 1 | 15:11 | 7.9 |  | 505.0817 | 0 | 510.0669 | 50.1762 | 50.1731 | -0.010466 | -0.47499 | 509.5919 |  | -17.702 | 0 | -17.702 | 50.5 | 2.8889 | -51.1399 | 1 | 0 | -51.1399 |  | -51.1399 | 0
50.1711 | 0 | 508.8437 | 508.8437 | 1 | 1 | 15:11 | 7.92 |  | 505.0809 | 0 | 508.8437 | 50.1757 | 50.1729 | -0.0094195 | -0.42749 | 508.4162 |  | -18.8777 | 0 | -18.8777 | 50.5 | 2.8922 | -54.5987 | 1 | 0 | -54.5987 |  | -54.5987 | 0
50.1711 | 0 | 508.8437 | 508.8437 | 1 | 1 | 15:11 | 7.94 |  | 505.0801 | 0 | 508.8437 | 50.1752 | 50.1727 | -0.0084776 | -0.38474 | 508.4589 |  | -18.835 | 0 | -18.835 | 50.5 | 2.8952 | -54.5311 | 1 | 0 | -54.5311 |  | -54.5311 | 0
50.1711 | 0 | 510.0669 | 510.0669 | 1 | 1 | 15:11 | 7.96 |  | 505.0793 | 0 | 510.0669 | 50.1748 | 50.1725 | -0.0076298 | -0.34627 | 509.7206 |  | -17.5733 | 0 | -17.5733 | 50.5 | 2.8979 | -50.9254 | 1 | 0 | -50.9254 |  | -50.9254 | 0
50.1711 | 0 | 508.8437 | 508.8437 | 1 | 1 | 15:11 | 7.98 |  | 505.0785 | 0 | 508.8437 | 50.1744 | 50.1724 | -0.0068668 | -0.31164 | 508.532 |  | -18.7619 | 0 | -18.7619 | 50.5 | 2.9003 | -54.4152 | 1 | 0 | -54.4152 |  | -54.4152 | 0
50.1711 | 0 | 510.0669 | 510.0669 | 1 | 1 | 15:11 | 8 |  | 505.0778 | 0 | 510.0669 | 50.1741 | 50.1723 | -0.0061802 | -0.28048 | 509.7864 |  | -17.5075 | 0 | -17.5075 | 50.5 | 2.9025 | -50.8153 | 1 | 0 | -50.8153 |  | -50.8153 | 0
50.1711 | 0 | 508.8437 | 508.8437 | 1 | 1 | 15:11 | 8.02 |  | 505.077 | 0 | 508.8437 | 50.1738 | 50.1721 | -0.0055621 | -0.25243 | 508.5912 |  | -18.7026 | 0 | -18.7026 | 50.5 | 2.9045 | -54.321 | 1 | 0 | -54.321 |  | -54.321 | 0
50.1711 | 0 | 508.8437 | 508.8437 | 1 | 1 | 15:11 | 8.04 |  | 505.0762 | 0 | 508.8437 | 50.1735 | 50.172 | -0.0050059 | -0.22719 | 508.6165 |  | -18.6774 | 0 | -18.6774 | 50.5 | 2.9062 | -54.2808 | 1 | 0 | -54.2808 |  | -54.2808 | 0
50.1711 | 0 | 510.0669 | 510.0669 | 1 | 1 | 15:11 | 8.06 |  | 505.0754 | 0 | 510.0669 | 50.1733 | 50.1719 | -0.0045053 | -0.20447 | 509.8624 |  | -17.4315 | 0 | -17.4315 | 50.5 | 2.9078 | -50.6877 | 1 | 0 | -50.6877 |  | -50.6877 | 0
50.1711 | 0 | 508.8437 | 508.8437 | 1 | 1 | 15:11 | 8.08 |  | 505.0746 | 0 | 508.8437 | 50.1731 | 50.1719 | -0.0040548 | -0.18402 | 508.6596 |  | -18.6342 | 0 | -18.6342 | 50.5 | 2.9093 | -54.2119 | 1 | 0 | -54.2119 |  | -54.2119 | 0
50.1711 | 0 | 508.8437 | 508.8437 | 1 | 1 | 15:11 | 8.1 |  | 505.0739 | 0 | 508.8437 | 50.1729 | 50.1718 | -0.0036493 | -0.16562 | 508.678 |  | -18.6158 | 0 | -18.6158 | 50.5 | 2.9106 | -54.1824 | 1 | 0 | -54.1824 |  | -54.1824 | 0
50.1711 | 0 | 508.8437 | 508.8437 | 1 | 1 | 15:11 | 8.12 |  | 505.0731 | 0 | 508.8437 | 50.1727 | 50.1717 | -0.0032844 | -0.14906 | 508.6946 |  | -18.5993 | 0 | -18.5993 | 50.5 | 2.9117 | -54.1559 | 1 | 0 | -54.1559 |  | -54.1559 | 0
50.1711 | 0 | 508.8437 | 508.8437 | 1 | 1 | 15:11 | 8.14 |  | 505.0723 | 0 | 508.8437 | 50.1725 | 50.1717 | -0.0029559 | -0.13415 | 508.7095 |  | -18.5844 | 0 | -18.5844 | 50.5 | 2.9128 | -54.1321 | 1 | 0 | -54.1321 |  | -54.1321 | 0
50.1711 | 0 | 510.0669 | 510.0669 | 1 | 1 | 15:11 | 8.16 |  | 505.0715 | 0 | 510.0669 | 50.1724 | 50.1716 | -0.0026604 | -0.12074 | 509.9461 |  | -17.3477 | 0 | -17.3477 | 50.5 | 2.9137 | -50.5465 | 1 | 0 | -50.5465 |  | -50.5465 | 0
50.1711 | 0 | 507.6205 | 507.6205 | 1 | 1 | 15:11 | 8.18 |  | 505.0707 | 0 | 507.6205 | 50.1723 | 50.1716 | -0.0023943 | -0.10866 | 507.5119 |  | -19.782 | 0 | -19.782 | 50.5 | 2.9146 | -57.6562 | 1 | 0 | -57.6562 |  | -57.6562 | 0
50.1711 | 0 | 508.8437 | 508.8437 | 1 | 1 | 15:11 | 8.2 |  | 505.07 | 0 | 508.8437 | 50.1721 | 50.1715 | -0.0021549 | -0.097796 | 508.7459 |  | -18.548 | 0 | -18.548 | 50.5 | 2.9153 | -54.0738 | 1 | 0 | -54.0738 |  | -54.0738 | 0
50.1711 | 0 | 508.8437 | 508.8437 | 1 | 1 | 15:11 | 8.22 |  | 505.0692 | 0 | 508.8437 | 50.172 | 50.1715 | -0.0019394 | -0.088017 | 508.7556 |  | -18.5382 | 0 | -18.5382 | 50.5 | 2.916 | -54.0581 | 1 | 0 | -54.0581 |  | -54.0581 | 0
50.1711 | 0 | 508.8437 | 508.8437 | 1 | 1 | 15:11 | 8.24 |  | 505.0684 | 0 | 508.8437 | 50.1719 | 50.1714 | 0.0017545 | 0.079627 | 508.9233 |  | -18.3706 | 0 | -18.3706 | 50.5 | 2.9167 | -53.5807 | 1 | 0 | -53.5807 |  | -53.5807 | 0
50.1711 | 0 | 508.8437 | 508.8437 | 1 | 1 | 15:11 | 8.26 |  | 505.0676 | 0 | 508.8437 | 50.1719 | 50.1714 | 0.0068291 | 0.30993 | 509.1536 |  | -18.1403 | 0 | -18.1403 | 50.5 | 2.9172 | -52.9191 | 1 | 0 | -52.9191 |  | -52.9191 | 0
50.1711 | 0 | 507.6205 | 507.6205 | 1 | 1 | 15:11 | 8.28 |  | 505.0668 | 0 | 507.6205 | 50.1718 | 50.1717 | 0.011396 | 0.5172 | 508.1377 |  | -19.1562 | 0 | -19.1562 | 50.5 | 2.9118 | -55.7784 | 1 | 0 | -55.7784 |  | -55.7784 | 0
50.1711 | 0 | 508.8437 | 508.8437 | 1 | 1 | 15:11 | 8.3 |  | 505.0661 | 0 | 508.8437 | 50.1717 | 50.172 | 0.013757 | 0.62432 | 509.468 |  | -17.8259 | 0 | -17.8259 | 50.5 | 2.9069 | -51.8179 | 1 | 0 | -51.8179 |  | -51.8179 | 0
50.1711 | 0 | 508.8437 | 508.8437 | 1 | 1 | 15:11 | 8.32 |  | 505.0653 | 0 | 508.8437 | 50.1717 | 50.1723 | 0.012381 | 0.56189 | 509.4056 |  | -17.8883 | 0 | -17.8883 | 50.5 | 2.9025 | -51.9211 | 1 | 0 | -51.9211 |  | -51.9211 | 0
50.1711 | 0 | 510.0669 | 510.0669 | 1 | 1 | 15:11 | 8.34 |  | 505.0645 | 0 | 510.0669 | 50.1716 | 50.1725 | 0.011143 | 0.5057 | 510.5726 |  | -16.7213 | 0 | -16.7213 | 50.5 | 2.8986 | -48.4681 | 1 | 0 | -48.4681 |  | -48.4681 | 0
50.1711 | 0 | 510.0669 | 510.0669 | 1 | 1 | 15:11 | 8.36 |  | 505.0637 | 0 | 510.0669 | 50.1716 | 50.1727 | 0.010029 | 0.45513 | 510.522 |  | -16.7719 | 0 | -16.7719 | 50.5 | 2.8951 | -48.5555 | 1 | 0 | -48.5555 |  | -48.5555 | 0
50.1711 | 0 | 510.0669 | 510.0669 | 1 | 1 | 15:11 | 8.38 |  | 505.0629 | 0 | 510.0669 | 50.1715 | 50.1729 | 0.0090257 | 0.40962 | 510.4765 |  | -16.8174 | 0 | -16.8174 | 50.5 | 2.8919 | -48.634 | 1 | 0 | -48.634 |  | -48.634 | 0
50.1711 | 0 | 508.8437 | 508.8437 | 1 | 1 | 15:11 | 8.4 |  | 505.0622 | 0 | 508.8437 | 50.1715 | 50.1731 | 0.0081231 | 0.36866 | 509.2123 |  | -18.0816 | 0 | -18.0816 | 50.5 | 2.889 | -52.2384 | 1 | 0 | -52.2384 |  | -52.2384 | 0
50.1711 | 0 | 507.6205 | 507.6205 | 1 | 1 | 15:11 | 8.42 |  | 505.0614 | 0 | 507.6205 | 50.1714 | 50.1732 | 0.0073108 | 0.33179 | 507.9523 |  | -19.3416 | 0 | -19.3416 | 50.5 | 2.8865 | -55.8292 | 1 | 0 | -55.8292 |  | -55.8292 | 0
50.1711 | 0 | 510.0669 | 510.0669 | 1 | 1 | 15:11 | 8.44 |  | 505.0606 | 0 | 510.0669 | 50.1714 | 50.1734 | 0.0065797 | 0.29861 | 510.3655 |  | -16.9284 | 0 | -16.9284 | 50.5 | 2.8842 | -48.8247 | 1 | 0 | -48.8247 |  | -48.8247 | 0
50.1746 | 0 | 508.8437 | 508.8437 | 1 | 1 | 15:11 | 8.46 |  | 505.0598 | 0 | 508.8437 | 50.1717 | 50.1735 | 0.0059217 | 0.26877 | 509.1124 |  | -18.1814 | 0 | -18.1814 | 50.5 | 2.8821 | -52.4012 | 1 | 0 | -52.4012 |  | -52.4012 | 0
50.1746 | 0 | 508.8437 | 508.8437 | 1 | 1 | 15:11 | 8.48 |  | 505.059 | 0 | 508.8437 | 50.172 | 50.1736 | 0.0053296 | 0.24189 | 509.0856 |  | -18.2083 | 0 | -18.2083 | 50.5 | 2.8803 | -52.4449 | 1 | 0 | -52.4449 |  | -52.4449 | 0
50.1746 | 0 | 508.8437 | 508.8437 | 1 | 1 | 15:11 | 8.5 |  | 505.0583 | 0 | 508.8437 | 50.1723 | 50.1737 | 0.0047966 | 0.2177 | 509.0614 |  | -18.2325 | 0 | -18.2325 | 50.5 | 2.8786 | -52.4842 | 1 | 0 | -52.4842 |  | -52.4842 | 0
50.1746 | 0 | 507.6205 | 507.6205 | 1 | 1 | 15:11 | 8.52 |  | 505.0575 | 0 | 507.6205 | 50.1725 | 50.1738 | 0.004317 | 0.19593 | 507.8164 |  | -19.4774 | 0 | -19.4774 | 50.5 | 2.8771 | -56.0386 | 1 | 0 | -56.0386 |  | -56.0386 | 0
50.1746 | 0 | 508.8437 | 508.8437 | 1 | 1 | 15:11 | 8.54 |  | 505.0567 | 0 | 508.8437 | 50.1727 | 50.1739 | 0.0038853 | 0.17634 | 509.02 |  | -18.2739 | 0 | -18.2739 | 50.5 | 2.8758 | -52.5513 | 1 | 0 | -52.5513 |  | -52.5513 | 0
50.1746 | 0 | 510.0669 | 510.0669 | 1 | 1 | 15:11 | 8.56 |  | 505.0559 | 0 | 510.0669 | 50.1729 | 50.1739 | 0.0034967 | 0.15871 | 510.2256 |  | -17.0683 | 0 | -17.0683 | 50.5 | 2.8745 | -49.0636 | 1 | 0 | -49.0636 |  | -49.0636 | 0
50.1746 | 0 | 508.8437 | 508.8437 | 1 | 1 | 15:11 | 8.58 |  | 505.0551 | 0 | 508.8437 | 50.1731 | 50.174 | 0.0031471 | 0.14283 | 508.9865 |  | -18.3074 | 0 | -18.3074 | 50.5 | 2.8735 | -52.6055 | 1 | 0 | -52.6055 |  | -52.6055 | 0
50.1746 | 0 | 508.8437 | 508.8437 | 1 | 1 | 15:11 | 8.6 |  | 505.0544 | 0 | 508.8437 | 50.1732 | 50.1741 | 0.0062324 | 0.28287 | 509.1265 |  | -18.1673 | 0 | -18.1673 | 50.5 | 2.8725 | -52.1853 | 1 | 0 | -52.1853 |  | -52.1853 | 0
50.1746 | 0 | 507.6205 | 507.6205 | 1 | 1 | 15:11 | 8.62 |  | 505.0536 | 0 | 507.6205 | 50.1734 | 50.1741 | 0.010709 | 0.48605 | 508.1066 |  | -19.1873 | 0 | -19.1873 | 50.5 | 2.8716 | -55.0982 | 1 | 0 | -55.0982 |  | -55.0982 | 0
50.1746 | 0 | 508.8437 | 508.8437 | 1 | 1 | 15:11 | 8.64 |  | 505.0528 | 0 | 508.8437 | 50.1735 | 50.1745 | 0.014738 | 0.66892 | 509.5126 |  | -17.7813 | 0 | -17.7813 | 50.5 | 2.8652 | -50.9472 | 1 | 0 | -50.9472 |  | -50.9472 | 0
50.1746 | 0 | 510.0669 | 510.0669 | 1 | 1 | 15:11 | 8.66 |  | 505.052 | 0 | 510.0669 | 50.1736 | 50.1749 | 0.016664 | 0.75634 | 510.8232 |  | -16.4707 | 0 | -16.4707 | 50.5 | 2.8595 | -47.0977 | 1 | 0 | -47.0977 |  | -47.0977 | 0
50.1746 | 0 | 508.8437 | 508.8437 | 1 | 1 | 15:11 | 8.68 |  | 505.0512 | 0 | 508.8437 | 50.1737 | 50.1752 | 0.018498 | 0.83956 | 509.6832 |  | -17.6107 | 0 | -17.6107 | 50.5 | 2.8544 | -50.2671 | 1 | 0 | -50.2671 |  | -50.2671 | 0
50.1746 | 0 | 507.6205 | 507.6205 | 1 | 1 | 15:11 | 8.7 |  | 505.0505 | 0 | 507.6205 | 50.1738 | 50.1755 | 0.021898 | 0.99389 | 508.6144 |  | -18.6795 | 0 | -18.6795 | 50.5 | 2.8498 | -53.2319 | 1 | 0 | -53.2319 |  | -53.2319 | 0
50.1746 | 0 | 508.8437 | 508.8437 | 1 | 1 | 15:11 | 8.72 |  | 505.0497 | 0 | 508.8437 | 50.1739 | 50.1761 | 0.024958 | 1.1328 | 509.9764 |  | -17.3174 | 0 | -17.3174 | 50.5 | 2.84 | -49.1809 | 1 | 0 | -49.1809 |  | -49.1809 | 0
50.1746 | 0 | 507.6205 | 507.6205 | 1 | 1 | 15:11 | 8.74 |  | 505.0489 | 0 | 507.6205 | 50.1739 | 50.1766 | 0.025963 | 1.1784 | 508.7989 |  | -18.495 | 0 | -18.495 | 50.5 | 2.8312 | -52.3634 | 1 | 0 | -52.3634 |  | -52.3634 | 0
50.1746 | 0 | 508.8437 | 508.8437 | 1 | 1 | 15:11 | 8.76 |  | 505.0481 | 0 | 508.8437 | 50.174 | 50.1771 | 0.023366 | 1.0605 | 509.9042 |  | -17.3897 | 0 | -17.3897 | 50.5 | 2.8234 | -49.0978 | 1 | 0 | -49.0978 |  | -49.0978 | 0
50.1746 | 0 | 508.8437 | 508.8437 | 1 | 1 | 15:11 | 8.78 |  | 505.0473 | 0 | 508.8437 | 50.1741 | 50.1775 | 0.02103 | 0.95447 | 509.7981 |  | -17.4957 | 0 | -17.4957 | 50.5 | 2.8164 | -49.2746 | 1 | 0 | -49.2746 |  | -49.2746 | 0
50.1746 | 0 | 508.8437 | 508.8437 | 1 | 1 | 15:11 | 8.8 |  | 505.0466 | 0 | 508.8437 | 50.1741 | 50.1779 | 0.018927 | 0.85902 | 509.7027 |  | -17.5912 | 0 | -17.5912 | 50.5 | 2.8101 | -49.433 | 1 | 0 | -49.433 |  | -49.433 | 0
50.178 | 0 | 508.8437 | 508.8437 | 1 | 1 | 15:11 | 8.82 |  | 505.0458 | 0 | 508.8437 | 50.1745 | 50.1783 | 0.017034 | 0.77317 | 509.6168 |  | -17.677 | 0 | -17.677 | 50.5 | 2.8045 | -49.5747 | 1 | 0 | -49.5747 |  | -49.5747 | 0
50.178 | 0 | 508.8437 | 508.8437 | 1 | 1 | 15:11 | 8.84 |  | 505.045 | 0 | 508.8437 | 50.1749 | 50.1786 | 0.015331 | 0.69585 | 509.5395 |  | -17.7544 | 0 | -17.7544 | 50.5 | 2.7994 | -49.702 | 1 | 0 | -49.702 |  | -49.702 | 0
50.178 | 0 | 507.6205 | 507.6205 | 1 | 1 | 15:11 | 8.86 |  | 505.0442 | 0 | 507.6205 | 50.1752 | 50.1789 | 0.013798 | 0.62627 | 508.2468 |  | -19.0471 | 0 | -19.0471 | 50.5 | 2.7949 | -53.2347 | 1 | 0 | -53.2347 |  | -53.2347 | 0
50.178 | 0 | 508.8437 | 508.8437 | 1 | 1 | 15:11 | 8.88 |  | 505.0434 | 0 | 508.8437 | 50.1755 | 50.1792 | 0.012418 | 0.56364 | 509.4073 |  | -17.8866 | 0 | -17.8866 | 50.5 | 2.7908 | -49.9185 | 1 | 0 | -49.9185 |  | -49.9185 | 0
50.1815 | 0 | 507.6205 | 507.6205 | 1 | 1 | 15:11 | 8.9 |  | 505.0427 | 0 | 507.6205 | 50.1761 | 50.1794 | 0.011176 | 0.50731 | 508.1278 |  | -19.166 | 0 | -19.166 | 50.5 | 2.7872 | -53.4195 | 1 | 0 | -53.4195 |  | -53.4195 | 0
50.1815 | 0 | 508.8437 | 508.8437 | 1 | 1 | 15:11 | 8.92 |  | 505.0419 | 0 | 508.8437 | 50.1766 | 50.1796 | 0.010058 | 0.45658 | 509.3002 |  | -17.9936 | 0 | -17.9936 | 50.5 | 2.7839 | -50.0929 | 1 | 0 | -50.0929 |  | -50.0929 | 0
50.1815 | 0 | 507.6205 | 507.6205 | 1 | 1 | 15:11 | 8.94 |  | 505.0411 | 0 | 507.6205 | 50.1771 | 50.1798 | 0.012453 | 0.56526 | 508.1858 |  | -19.1081 | 0 | -19.1081 | 50.5 | 2.781 | -53.1394 | 1 | 0 | -53.1394 |  | -53.1394 | 0
50.1815 | 0 | 507.6205 | 507.6205 | 1 | 1 | 15:11 | 8.96 |  | 505.0403 | 0 | 507.6205 | 50.1775 | 50.18 | 0.016307 | 0.74024 | 508.3608 |  | -18.9331 | 0 | -18.9331 | 50.5 | 2.7783 | -52.6028 | 1 | 0 | -52.6028 |  | -52.6028 | 0
50.1815 | 0 | 508.8437 | 508.8437 | 1 | 1 | 15:11 | 8.98 |  | 505.0395 | 0 | 508.8437 | 50.1779 | 50.1805 | 0.019777 | 0.89772 | 509.7414 |  | -17.5525 | 0 | -17.5525 | 50.5 | 2.7707 | -48.6335 | 1 | 0 | -48.6335 |  | -48.6335 | 0
50.1815 | 0 | 507.6205 | 507.6205 | 1 | 1 | 15:11 | 9 |  | 505.0388 | 0 | 507.6205 | 50.1783 | 50.1809 | 0.021199 | 0.96228 | 508.5828 |  | -18.7111 | 0 | -18.7111 | 50.5 | 2.7639 | -51.7163 | 1 | 0 | -51.7163 |  | -51.7163 | 0
50.1815 | 0 | 508.8437 | 508.8437 | 1 | 1 | 15:11 | 9.02 |  | 505.038 | 0 | 508.8437 | 50.1786 | 50.1813 | 0.019079 | 0.86605 | 509.7097 |  | -17.5842 | 0 | -17.5842 | 50.5 | 2.7578 | -48.4944 | 1 | 0 | -48.4944 |  | -48.4944 | 0
50.1815 | 0 | 507.6205 | 507.6205 | 1 | 1 | 15:11 | 9.04 |  | 505.0372 | 0 | 507.6205 | 50.1789 | 50.1817 | 0.017171 | 0.77945 | 508.4 |  | -18.8939 | 0 | -18.8939 | 50.5 | 2.7524 | -52.0032 | 1 | 0 | -52.0032 |  | -52.0032 | 0
50.1815 | 0 | 507.6205 | 507.6205 | 1 | 1 | 15:11 | 9.06 |  | 505.0364 | 0 | 507.6205 | 50.1792 | 50.182 | 0.015454 | 0.7015 | 508.322 |  | -18.9719 | 0 | -18.9719 | 50.5 | 2.7475 | -52.1248 | 1 | 0 | -52.1248 |  | -52.1248 | 0
50.1815 | 0 | 507.6205 | 507.6205 | 1 | 1 | 15:11 | 9.08 |  | 505.0356 | 0 | 507.6205 | 50.1794 | 50.1823 | 0.013909 | 0.63135 | 508.2519 |  | -19.042 | 0 | -19.042 | 50.5 | 2.7431 | -52.2339 | 1 | 0 | -52.2339 |  | -52.2339 | 0
50.1815 | 0 | 507.6205 | 507.6205 | 1 | 1 | 15:11 | 9.1 |  | 505.0349 | 0 | 507.6205 | 50.1796 | 50.1825 | 0.012518 | 0.56822 | 508.1887 |  | -19.1051 | 0 | -19.1051 | 50.5 | 2.7391 | -52.3318 | 1 | 0 | -52.3318 |  | -52.3318 | 0
50.1815 | 0 | 508.8437 | 508.8437 | 1 | 1 | 15:11 | 9.12 |  | 505.0341 | 0 | 508.8437 | 50.1798 | 50.1828 | 0.011266 | 0.5114 | 509.3551 |  | -17.9388 | 0 | -17.9388 | 50.5 | 2.7356 | -49.0735 | 1 | 0 | -49.0735 |  | -49.0735 | 0
50.1815 | 0 | 506.3973 | 506.3973 | 1 | 1 | 15:11 | 9.14 |  | 505.0333 | 0 | 506.3973 | 50.18 | 50.183 | 0.013639 | 0.61913 | 507.0164 |  | -20.2774 | 0 | -20.2774 | 50.5 | 2.7324 | -55.4067 | 1 | 0 | -55.4067 |  | -55.4067 | 0
50.1849 | 0 | 507.6205 | 507.6205 | 1 | 1 | 15:11 | 9.16 |  | 505.0325 | 0 | 507.6205 | 50.1805 | 50.1832 | 0.017525 | 0.79559 | 508.4161 |  | -18.8778 | 0 | -18.8778 | 50.5 | 2.7296 | -51.5283 | 1 | 0 | -51.5283 |  | -51.5283 | 0
50.1849 | 0 | 508.8437 | 508.8437 | 1 | 1 | 15:11 | 9.18 |  | 505.0317 | 0 | 508.8437 | 50.1809 | 50.1837 | 0.021023 | 0.95436 | 509.798 |  | -17.4959 | 0 | -17.4959 | 50.5 | 2.7218 | -47.6205 | 1 | 0 | -47.6205 |  | -47.6205 | 0
50.1849 | 0 | 507.6205 | 507.6205 | 1 | 1 | 15:11 | 9.2 |  | 505.031 | 0 | 507.6205 | 50.1813 | 50.1842 | 0.022421 | 1.0178 | 508.6383 |  | -18.6556 | 0 | -18.6556 | 50.5 | 2.7149 | -50.6475 | 1 | 0 | -50.6475 |  | -50.6475 | 0
50.1849 | 0 | 508.8437 | 508.8437 | 1 | 1 | 15:11 | 9.22 |  | 505.0302 | 0 | 508.8437 | 50.1817 | 50.1846 | 0.020179 | 0.91603 | 509.7597 |  | -17.5342 | 0 | -17.5342 | 50.5 | 2.7087 | -47.494 | 1 | 0 | -47.494 |  | -47.494 | 0
50.1849 | 0 | 507.6205 | 507.6205 | 1 | 1 | 15:11 | 9.24 |  | 505.0294 | 0 | 507.6205 | 50.182 | 50.185 | 0.018161 | 0.82442 | 508.4449 |  | -18.8489 | 0 | -18.8489 | 50.5 | 2.7031 | -50.9502 | 1 | 0 | -50.9502 |  | -50.9502 | 0
50.1849 | 0 | 506.3973 | 506.3973 | 1 | 1 | 15:11 | 9.26 |  | 505.0286 | 0 | 506.3973 | 50.1823 | 50.1853 | 0.016345 | 0.74198 | 507.1393 |  | -20.1546 | 0 | -20.1546 | 50.5 | 2.6981 | -54.3787 | 1 | 0 | -54.3787 |  | -54.3787 | 0
50.1849 | 0 | 507.6205 | 507.6205 | 1 | 1 | 15:11 | 9.28 |  | 505.0278 | 0 | 507.6205 | 50.1825 | 50.1856 | 0.01811 | 0.82213 | 508.4426 |  | -18.8512 | 0 | -18.8512 | 50.5 | 2.6936 | -50.7777 | 1 | 0 | -50.7777 |  | -50.7777 | 0
50.1849 | 0 | 508.8437 | 508.8437 | 1 | 1 | 15:11 | 9.3 |  | 505.0271 | 0 | 508.8437 | 50.1828 | 50.1859 | 0.021399 | 0.97144 | 509.8151 |  | -17.4788 | 0 | -17.4788 | 50.5 | 2.6896 | -47.0106 | 1 | 0 | -47.0106 |  | -47.0106 | 0
50.1849 | 0 | 508.8437 | 508.8437 | 1 | 1 | 15:11 | 9.32 |  | 505.0263 | 0 | 508.8437 | 50.183 | 50.1865 | 0.024359 | 1.1058 | 509.9495 |  | -17.3444 | 0 | -17.3444 | 50.5 | 2.6811 | -46.5016 | 1 | 0 | -46.5016 |  | -46.5016 | 0
50.1849 | 0 | 507.6205 | 507.6205 | 1 | 1 | 15:11 | 9.34 |  | 505.0255 | 0 | 507.6205 | 50.1832 | 50.187 | 0.028823 | 1.3085 | 508.929 |  | -18.3649 | 0 | -18.3649 | 50.5 | 2.6735 | -49.0979 | 1 | 0 | -49.0979 |  | -49.0979 | 0
50.1884 | 0 | 507.6205 | 507.6205 | 1 | 1 | 15:11 | 9.36 |  | 505.0247 | 0 | 507.6205 | 50.1837 | 50.1875 | 0.031191 | 1.416 | 509.0366 |  | -18.2573 | 0 | -18.2573 | 50.5 | 2.6667 | -48.686 | 1 | 0 | -48.686 |  | -48.686 | 0
50.1884 | 0 | 508.8437 | 508.8437 | 1 | 1 | 15:11 | 9.38 |  | 505.0239 | 0 | 508.8437 | 50.1842 | 50.1883 | 0.033322 | 1.5128 | 510.3564 |  | -16.9374 | 0 | -16.9374 | 50.5 | 2.6556 | -44.9792 | 1 | 0 | -44.9792 |  | -44.9792 | 0
50.1884 | 0 | 508.8437 | 508.8437 | 1 | 1 | 15:11 | 9.4 |  | 505.0232 | 0 | 508.8437 | 50.1846 | 50.189 | 0.03349 | 1.5204 | 510.3641 |  | -16.9298 | 0 | -16.9298 | 50.5 | 2.6457 | -44.792 | 1 | 0 | -44.792 |  | -44.792 | 0
50.1884 | 0 | 507.6205 | 507.6205 | 1 | 1 | 15:11 | 9.42 |  | 505.0224 | 0 | 507.6205 | 50.185 | 50.1896 | 0.030141 | 1.3684 | 508.9889 |  | -18.305 | 0 | -18.305 | 50.5 | 2.6369 | -48.269 | 1 | 0 | -48.269 |  | -48.269 | 0
50.1884 | 0 | 508.8437 | 508.8437 | 1 | 1 | 15:11 | 9.44 |  | 505.0216 | 0 | 508.8437 | 50.1853 | 50.1902 | 0.027127 | 1.2315 | 510.0752 |  | -17.2187 | 0 | -17.2187 | 50.5 | 2.629 | -45.2687 | 1 | 0 | -45.2687 |  | -45.2687 | 0
50.1884 | 0 | 508.8437 | 508.8437 | 1 | 1 | 15:11 | 9.46 |  | 505.0208 | 0 | 508.8437 | 50.1856 | 50.1907 | 0.027814 | 1.2627 | 510.1064 |  | -17.1875 | 0 | -17.1875 | 50.5 | 2.622 | -45.0654 | 1 | 0 | -45.0654 |  | -45.0654 | 0
50.1884 | 0 | 508.8437 | 508.8437 | 1 | 1 | 15:11 | 9.48 |  | 505.02 | 0 | 508.8437 | 50.1859 | 50.1912 | 0.030133 | 1.368 | 510.2117 |  | -17.0822 | 0 | -17.0822 | 50.5 | 2.6157 | -44.6815 | 1 | 0 | -44.6815 |  | -44.6815 | 0
50.1918 | 0 | 507.6205 | 507.6205 | 1 | 1 | 15:11 | 9.5 |  | 505.0193 | 0 | 507.6205 | 50.1865 | 50.1919 | 0.032219 | 1.4628 | 509.0833 |  | -18.2105 | 0 | -18.2105 | 50.5 | 2.6054 | -47.4456 | 1 | 0 | -47.4456 |  | -47.4456 | 0
50.1918 | 0 | 508.8437 | 508.8437 | 1 | 1 | 15:11 | 9.52 |  | 505.0185 | 0 | 508.8437 | 50.187 | 50.1926 | 0.032397 | 1.4709 | 510.3146 |  | -16.9793 | 0 | -16.9793 | 50.5 | 2.5962 | -44.0818 | 1 | 0 | -44.0818 |  | -44.0818 | 0
50.1918 | 0 | 507.6205 | 507.6205 | 1 | 1 | 15:11 | 9.54 |  | 505.0177 | 0 | 507.6205 | 50.1875 | 50.1932 | 0.029158 | 1.3238 | 508.9443 |  | -18.3495 | 0 | -18.3495 | 50.5 | 2.588 | -47.4885 | 1 | 0 | -47.4885 |  | -47.4885 | 0
50.1953 | 0 | 507.6205 | 507.6205 | 1 | 1 | 15:11 | 9.56 |  | 505.0169 | 0 | 507.6205 | 50.1883 | 50.1937 | 0.026242 | 1.1915 | 508.812 |  | -18.4818 | 0 | -18.4818 | 50.5 | 2.5806 | -47.6951 | 1 | 0 | -47.6951 |  | -47.6951 | 0
50.1953 | 0 | 507.6205 | 507.6205 | 1 | 1 | 15:11 | 9.58 |  | 505.0161 | 0 | 507.6205 | 50.189 | 50.1942 | 0.023618 | 1.0724 | 508.6929 |  | -18.601 | 0 | -18.601 | 50.5 | 2.5741 | -47.8803 | 1 | 0 | -47.8803 |  | -47.8803 | 0
50.1953 | 0 | 508.8437 | 508.8437 | 1 | 1 | 15:11 | 9.6 |  | 505.0154 | 0 | 508.8437 | 50.1896 | 50.1947 | 0.021256 | 0.96514 | 509.8088 |  | -17.4851 | 0 | -17.4851 | 50.5 | 2.5682 | -44.9048 | 1 | 0 | -44.9048 |  | -44.9048 | 0
50.1953 | 0 | 507.6205 | 507.6205 | 1 | 1 | 15:11 | 9.62 |  | 505.0146 | 0 | 507.6205 | 50.1902 | 50.1951 | 0.02263 | 1.0275 | 508.6481 |  | -18.6458 | 0 | -18.6458 | 50.5 | 2.5629 | -47.7874 | 1 | 0 | -47.7874 |  | -47.7874 | 0
50.1953 | 0 | 507.6205 | 507.6205 | 1 | 1 | 15:11 | 9.64 |  | 505.0138 | 0 | 507.6205 | 50.1907 | 50.1955 | 0.025617 | 1.1632 | 508.7837 |  | -18.5102 | 0 | -18.5102 | 50.5 | 2.5582 | -47.3522 | 1 | 0 | -47.3522 |  | -47.3522 | 0
50.1953 | 0 | 507.6205 | 507.6205 | 1 | 1 | 15:11 | 9.66 |  | 505.013 | 0 | 507.6205 | 50.1912 | 50.1961 | 0.028306 | 1.2852 | 508.9057 |  | -18.3881 | 0 | -18.3881 | 50.5 | 2.5494 | -46.8781 | 1 | 0 | -46.8781 |  | -46.8781 | 0
50.1987 | 0 | 507.6205 | 507.6205 | 1 | 1 | 15:11 | 9.68 |  | 505.0122 | 0 | 507.6205 | 50.1919 | 50.1967 | 0.028975 | 1.3157 | 508.9362 |  | -18.3576 | 0 | -18.3576 | 50.5 | 2.5415 | -46.6559 | 1 | 0 | -46.6559 |  | -46.6559 | 0
50.1987 | 0 | 506.3973 | 506.3973 | 1 | 1 | 15:11 | 9.7 |  | 505.0115 | 0 | 506.3973 | 50.1926 | 50.1973 | 0.029478 | 1.3385 | 507.7358 |  | -19.558 | 0 | -19.558 | 50.5 | 2.5345 | -49.569 | 1 | 0 | -49.569 |  | -49.569 | 0
50.1987 | 0 | 507.6205 | 507.6205 | 1 | 1 | 15:11 | 9.72 |  | 505.0107 | 0 | 507.6205 | 50.1932 | 50.1978 | 0.03163 | 1.4363 | 509.0568 |  | -18.2371 | 0 | -18.2371 | 50.5 | 2.5282 | -46.1062 | 1 | 0 | -46.1062 |  | -46.1062 | 0
50.1987 | 0 | 506.3973 | 506.3973 | 1 | 1 | 15:11 | 9.74 |  | 505.0099 | 0 | 506.3973 | 50.1937 | 50.1986 | 0.033567 | 1.5242 | 507.9215 |  | -19.3723 | 0 | -19.3723 | 50.5 | 2.5182 | -48.7832 | 1 | 0 | -48.7832 |  | -48.7832 | 0
50.1987 | 0 | 507.6205 | 507.6205 | 1 | 1 | 15:11 | 9.76 |  | 505.0091 | 0 | 507.6205 | 50.1942 | 50.1993 | 0.03361 | 1.5262 | 509.1467 |  | -18.1472 | 0 | -18.1472 | 50.5 | 2.5093 | -45.5364 | 1 | 0 | -45.5364 |  | -45.5364 | 0
50.1987 | 0 | 507.6205 | 507.6205 | 1 | 1 | 15:11 | 9.78 |  | 505.0083 | 0 | 507.6205 | 50.1947 | 50.1999 | 0.030249 | 1.3736 | 508.9941 |  | -18.2998 | 0 | -18.2998 | 50.5 | 2.5013 | -45.7738 | 1 | 0 | -45.7738 |  | -45.7738 | 0
50.1987 | 0 | 506.3973 | 506.3973 | 1 | 1 | 15:11 | 9.8 |  | 505.0076 | 0 | 506.3973 | 50.1951 | 50.2005 | 0.027224 | 1.2362 | 507.6335 |  | -19.6604 | 0 | -19.6604 | 50.5 | 2.4942 | -49.037 | 1 | 0 | -49.037 |  | -49.037 | 0
50.1987 | 0 | 506.3973 | 506.3973 | 1 | 1 | 15:11 | 9.82 |  | 505.0068 | 0 | 506.3973 | 50.1955 | 50.201 | 0.024502 | 1.1126 | 507.5099 |  | -19.784 | 0 | -19.784 | 50.5 | 2.4878 | -49.2192 | 1 | 0 | -49.2192 |  | -49.2192 | 0
50.2022 | 0 | 507.6205 | 507.6205 | 1 | 1 | 15:11 | 9.84 |  | 505.006 | 0 | 507.6205 | 50.1961 | 50.2014 | 0.022052 | 1.0014 | 508.6219 |  | -18.672 | 0 | -18.672 | 50.5 | 2.4821 | -46.3461 | 1 | 0 | -46.3461 |  | -46.3461 | 0
50.2022 | 0 | 508.8437 | 508.8437 | 1 | 1 | 15:11 | 9.86 |  | 505.0052 | 0 | 508.8437 | 50.1967 | 50.2019 | 0.023346 | 1.0602 | 509.9039 |  | -17.39 | 0 | -17.39 | 50.5 | 2.477 | -43.0752 | 1 | 0 | -43.0752 |  | -43.0752 | 0
50.2022 | 0 | 508.8437 | 508.8437 | 1 | 1 | 15:11 | 9.88 |  | 505.0044 | 0 | 508.8437 | 50.1973 | 50.2022 | 0.026262 | 1.1926 | 510.0363 |  | -17.2576 | 0 | -17.2576 | 50.5 | 2.4724 | -42.6682 | 1 | 0 | -42.6682 |  | -42.6682 | 0
50.2022 | 0 | 507.6205 | 507.6205 | 1 | 1 | 15:11 | 9.9 |  | 505.0037 | 0 | 507.6205 | 50.1978 | 50.2029 | 0.028886 | 1.3117 | 508.9323 |  | -18.3616 | 0 | -18.3616 | 50.5 | 2.4641 | -45.244 | 1 | 0 | -45.244 |  | -45.244 | 0
50.2056 | 0 | 507.6205 | 507.6205 | 1 | 1 | 15:11 | 9.92 |  | 505.0029 | 0 | 507.6205 | 50.1986 | 50.2035 | 0.029497 | 1.3396 | 508.9601 |  | -18.3338 | 0 | -18.3338 | 50.5 | 2.4566 | -45.0382 | 1 | 0 | -45.0382 |  | -45.0382 | 0
50.2056 | 0 | 507.6205 | 507.6205 | 1 | 1 | 15:11 | 9.94 |  | 505.0021 | 0 | 507.6205 | 50.1993 | 50.2041 | 0.026547 | 1.2056 | 508.8262 |  | -18.4677 | 0 | -18.4677 | 50.5 | 2.4499 | -45.2436 | 1 | 0 | -45.2436 |  | -45.2436 | 0
50.2056 | 0 | 507.6205 | 507.6205 | 1 | 1 | 15:11 | 9.96 |  | 505.0013 | 0 | 507.6205 | 50.1999 | 50.2046 | 0.023893 | 1.0851 | 508.7056 |  | -18.5883 | 0 | -18.5883 | 50.5 | 2.4439 | -45.4275 | 1 | 0 | -45.4275 |  | -45.4275 | 0
50.2056 | 0 | 508.8437 | 508.8437 | 1 | 1 | 15:11 | 9.98 |  | 505.0005 | 0 | 508.8437 | 50.2005 | 50.205 | 0.021503 | 0.97657 | 509.8202 |  | -17.4736 | 0 | -17.4736 | 50.5 | 2.4385 | -42.6096 | 1 | 0 | -42.6096 |  | -42.6096 | 0
50.2056 | 0 | 507.6205 | 507.6205 | 1 | 1 | 15:11 | 10 |  | 504.9998 | 0 | 507.6205 | 50.201 | 50.2054 | 0.019353 | 0.87891 | 508.4994 |  | -18.7944 | 0 | -18.7944 | 50.5 | 2.4337 | -45.7399 | 1 | 0 | -45.7399 |  | -45.7399 | 0
50.2056 | 0 | 507.6205 | 507.6205 | 1 | 1 | 15:11 | 10.02 |  | 504.999 | 0 | 507.6205 | 50.2014 | 50.2058 | 0.017418 | 0.79102 | 508.4115 |  | -18.8823 | 0 | -18.8823 | 50.5 | 2.4294 | -45.8722 | 1 | 0 | -45.8722 |  | -45.8722 | 0
50.2056 | 0 | 507.6205 | 507.6205 | 1 | 1 | 15:11 | 10.04 |  | 504.9982 | 0 | 507.6205 | 50.2019 | 50.2061 | 0.015676 | 0.71192 | 508.3324 |  | -18.9614 | 0 | -18.9614 | 50.5 | 2.4255 | -45.991 | 1 | 0 | -45.991 |  | -45.991 | 0
50.2056 | 0 | 507.6205 | 507.6205 | 1 | 1 | 15:11 | 10.06 |  | 504.9974 | 0 | 507.6205 | 50.2022 | 50.2064 | 0.017508 | 0.79514 | 508.4157 |  | -18.8782 | 0 | -18.8782 | 50.5 | 2.422 | -45.7236 | 1 | 0 | -45.7236 |  | -45.7236 | 0
50.2091 | 0 | 508.8437 | 508.8437 | 1 | 1 | 15:11 | 10.08 |  | 504.9966 | 0 | 508.8437 | 50.2029 | 50.2067 | 0.020858 | 0.94731 | 509.791 |  | -17.5029 | 0 | -17.5029 | 50.5 | 2.4189 | -42.3379 | 1 | 0 | -42.3379 |  | -42.3379 | 0
50.2091 | 0 | 507.6205 | 507.6205 | 1 | 1 | 15:11 | 10.1 |  | 504.9959 | 0 | 507.6205 | 50.2035 | 50.2073 | 0.023872 | 1.0842 | 508.7047 |  | -18.5892 | 0 | -18.5892 | 50.5 | 2.4121 | -44.8397 | 1 | 0 | -44.8397 |  | -44.8397 | 0
50.2091 | 0 | 507.6205 | 507.6205 | 1 | 1 | 15:11 | 10.12 |  | 504.9951 | 0 | 507.6205 | 50.2041 | 50.2078 | 0.024885 | 1.1302 | 508.7507 |  | -18.5432 | 0 | -18.5432 | 50.5 | 2.4061 | -44.6165 | 1 | 0 | -44.6165 |  | -44.6165 | 0
50.2091 | 0 | 507.6205 | 507.6205 | 1 | 1 | 15:11 | 10.14 |  | 504.9943 | 0 | 507.6205 | 50.2046 | 50.2083 | 0.022396 | 1.0172 | 508.6377 |  | -18.6562 | 0 | -18.6562 | 50.5 | 2.4007 | -44.7873 | 1 | 0 | -44.7873 |  | -44.7873 | 0
50.2091 | 0 | 507.6205 | 507.6205 | 1 | 1 | 15:11 | 10.16 |  | 504.9935 | 0 | 507.6205 | 50.205 | 50.2087 | 0.020157 | 0.91547 | 508.536 |  | -18.7579 | 0 | -18.7579 | 50.5 | 2.3958 | -44.9403 | 1 | 0 | -44.9403 |  | -44.9403 | 0
50.2091 | 0 | 507.6205 | 507.6205 | 1 | 1 | 15:11 | 10.18 |  | 504.9927 | 0 | 507.6205 | 50.2054 | 50.2091 | 0.018141 | 0.82392 | 508.4444 |  | -18.8494 | 0 | -18.8494 | 50.5 | 2.3915 | -45.0775 | 1 | 0 | -45.0775 |  | -45.0775 | 0
50.2091 | 0 | 507.6205 | 507.6205 | 1 | 1 | 15:11 | 10.2 |  | 504.992 | 0 | 507.6205 | 50.2058 | 50.2094 | 0.016327 | 0.74153 | 508.362 |  | -18.9318 | 0 | -18.9318 | 50.5 | 2.3875 | -45.2006 | 1 | 0 | -45.2006 |  | -45.2006 | 0
50.2091 | 0 | 508.8437 | 508.8437 | 1 | 1 | 15:11 | 10.22 |  | 504.9912 | 0 | 508.8437 | 50.2061 | 50.2097 | 0.014694 | 0.66738 | 509.511 |  | -17.7828 | 0 | -17.7828 | 50.5 | 2.384 | -42.395 | 1 | 0 | -42.395 |  | -42.395 | 0
50.2091 | 0 | 507.6205 | 507.6205 | 1 | 1 | 15:11 | 10.24 |  | 504.9904 | 0 | 507.6205 | 50.2064 | 50.21 | 0.013225 | 0.60064 | 508.2212 |  | -19.0727 | 0 | -19.0727 | 50.5 | 2.3809 | -45.4101 | 1 | 0 | -45.4101 |  | -45.4101 | 0
50.2091 | 0 | 508.8437 | 508.8437 | 1 | 1 | 15:11 | 10.26 |  | 504.9896 | 0 | 508.8437 | 50.2067 | 50.2103 | 0.011902 | 0.54057 | 509.3842 |  | -17.9096 | 0 | -17.9096 | 50.5 | 2.3781 | -42.5903 | 1 | 0 | -42.5903 |  | -42.5903 | 0
50.2125 | 0 | 507.6205 | 507.6205 | 1 | 1 | 15:11 | 10.28 |  | 504.9888 | 0 | 507.6205 | 50.2073 | 50.2105 | 0.010712 | 0.48655 | 508.1071 |  | -19.1868 | 0 | -19.1868 | 50.5 | 2.3755 | -45.5788 | 1 | 0 | -45.5788 |  | -45.5788 | 0
50.2125 | 0 | 507.6205 | 507.6205 | 1 | 1 | 15:11 | 10.3 |  | 504.9881 | 0 | 507.6205 | 50.2078 | 50.2107 | 0.013141 | 0.59687 | 508.2174 |  | -19.0765 | 0 | -19.0765 | 50.5 | 2.3733 | -45.2733 | 1 | 0 | -45.2733 |  | -45.2733 | 0
50.2125 | 0 | 508.8437 | 508.8437 | 1 | 1 | 15:11 | 10.32 |  | 504.9873 | 0 | 508.8437 | 50.2083 | 50.2109 | 0.017077 | 0.77564 | 509.6193 |  | -17.6746 | 0 | -17.6746 | 50.5 | 2.3712 | -41.91 | 1 | 0 | -41.91 |  | -41.91 | 0
50.2125 | 0 | 508.8437 | 508.8437 | 1 | 1 | 15:11 | 10.34 |  | 504.9865 | 0 | 508.8437 | 50.2087 | 50.2114 | 0.020619 | 0.93654 | 509.7802 |  | -17.5137 | 0 | -17.5137 | 50.5 | 2.3654 | -41.4276 | 1 | 0 | -41.4276 |  | -41.4276 | 0
50.2125 | 0 | 508.8437 | 508.8437 | 1 | 1 | 15:11 | 10.36 |  | 504.9857 | 0 | 508.8437 | 50.2091 | 50.2118 | 0.022057 | 1.0019 | 509.8455 |  | -17.4484 | 0 | -17.4484 | 50.5 | 2.3603 | -41.183 | 1 | 0 | -41.183 |  | -41.183 | 0
50.2125 | 0 | 508.8437 | 508.8437 | 1 | 1 | 15:11 | 10.38 |  | 504.9849 | 0 | 508.8437 | 50.2094 | 50.2123 | 0.019851 | 0.90167 | 509.7453 |  | -17.5485 | 0 | -17.5485 | 50.5 | 2.3557 | -41.3383 | 1 | 0 | -41.3383 |  | -41.3383 | 0
50.2125 | 0 | 508.8437 | 508.8437 | 1 | 1 | 15:11 | 10.4 |  | 504.9842 | 0 | 508.8437 | 50.2097 | 50.2126 | 0.017866 | 0.8115 | 509.6552 |  | -17.6387 | 0 | -17.6387 | 50.5 | 2.3515 | -41.4775 | 1 | 0 | -41.4775 |  | -41.4775 | 0
50.2125 | 0 | 508.8437 | 508.8437 | 1 | 1 | 15:11 | 10.42 |  | 504.9834 | 0 | 508.8437 | 50.21 | 50.213 | 0.01608 | 0.73035 | 509.574 |  | -17.7199 | 0 | -17.7199 | 50.5 | 2.3478 | -41.6024 | 1 | 0 | -41.6024 |  | -41.6024 | 0
50.2125 | 0 | 510.0669 | 510.0669 | 1 | 1 | 15:11 | 10.44 |  | 504.9826 | 0 | 510.0669 | 50.2103 | 50.2133 | 0.014472 | 0.65732 | 510.7242 |  | -16.5697 | 0 | -16.5697 | 50.5 | 2.3444 | -38.8467 | 1 | 0 | -38.8467 |  | -38.8467 | 0
50.2125 | 0 | 508.8437 | 508.8437 | 1 | 1 | 15:11 | 10.46 |  | 504.9818 | 0 | 508.8437 | 50.2105 | 50.2135 | 0.013025 | 0.59159 | 509.4352 |  | -17.8586 | 0 | -17.8586 | 50.5 | 2.3414 | -41.815 | 1 | 0 | -41.815 |  | -41.815 | 0
50.2125 | 0 | 510.0669 | 510.0669 | 1 | 1 | 15:11 | 10.48 |  | 504.981 | 0 | 510.0669 | 50.2107 | 50.2138 | 0.011722 | 0.53243 | 510.5993 |  | -16.6946 | 0 | -16.6946 | 50.5 | 2.3388 | -39.0446 | 1 | 0 | -39.0446 |  | -39.0446 | 0
50.2125 | 0 | 508.8437 | 508.8437 | 1 | 1 | 15:11 | 10.5 |  | 504.9803 | 0 | 508.8437 | 50.2109 | 50.214 | 0.01055 | 0.47919 | 509.3228 |  | -17.971 | 0 | -17.971 | 50.5 | 2.3363 | -41.9864 | 1 | 0 | -41.9864 |  | -41.9864 | 0
50.216 | 0 | 507.6205 | 507.6205 | 1 | 1 | 15:11 | 10.52 |  | 504.9795 | 0 | 507.6205 | 50.2114 | 50.2142 | 0.0094949 | 0.4313 | 508.0518 |  | -19.2421 | 0 | -19.2421 | 50.5 | 2.3342 | -44.9142 | 1 | 0 | -44.9142 |  | -44.9142 | 0
50.216 | 0 | 508.8437 | 508.8437 | 1 | 1 | 15:11 | 10.54 |  | 504.9787 | 0 | 508.8437 | 50.2118 | 50.2144 | 0.0085454 | 0.38817 | 509.2318 |  | -18.062 | 0 | -18.062 | 50.5 | 2.3322 | -42.1247 | 1 | 0 | -42.1247 |  | -42.1247 | 0
50.216 | 0 | 507.6205 | 507.6205 | 1 | 1 | 15:11 | 10.56 |  | 504.9779 | 0 | 507.6205 | 50.2123 | 50.2145 | 0.0076908 | 0.34935 | 507.9699 |  | -19.324 | 0 | -19.324 | 50.5 | 2.3305 | -45.034 | 1 | 0 | -45.034 |  | -45.034 | 0
50.216 | 0 | 507.6205 | 507.6205 | 1 | 1 | 15:11 | 10.58 |  | 504.9771 | 0 | 507.6205 | 50.2126 | 50.2147 | 0.010322 | 0.46886 | 508.0894 |  | -19.2045 | 0 | -19.2045 | 50.5 | 2.3289 | -44.7252 | 1 | 0 | -44.7252 |  | -44.7252 | 0
50.216 | 0 | 508.8437 | 508.8437 | 1 | 1 | 15:11 | 10.6 |  | 504.9764 | 0 | 508.8437 | 50.213 | 50.2148 | 0.01439 | 0.65364 | 509.4973 |  | -17.7966 | 0 | -17.7966 | 50.5 | 2.3275 | -41.4211 | 1 | 0 | -41.4211 |  | -41.4211 | 0
50.216 | 0 | 507.6205 | 507.6205 | 1 | 1 | 15:11 | 10.62 |  | 504.9756 | 0 | 507.6205 | 50.2133 | 50.2153 | 0.018051 | 0.81994 | 508.4404 |  | -18.8534 | 0 | -18.8534 | 50.5 | 2.3225 | -43.7877 | 1 | 0 | -43.7877 |  | -43.7877 | 0
50.216 | 0 | 507.6205 | 507.6205 | 1 | 1 | 15:11 | 10.64 |  | 504.9748 | 0 | 507.6205 | 50.2135 | 50.2157 | 0.019646 | 0.89238 | 508.5129 |  | -18.781 | 0 | -18.781 | 50.5 | 2.3181 | -43.5361 | 1 | 0 | -43.5361 |  | -43.5361 | 0
50.216 | 0 | 507.6205 | 507.6205 | 1 | 1 | 15:11 | 10.66 |  | 504.974 | 0 | 507.6205 | 50.2138 | 50.2161 | 0.017681 | 0.80315 | 508.4237 |  | -18.8702 | 0 | -18.8702 | 50.5 | 2.3141 | -43.668 | 1 | 0 | -43.668 |  | -43.668 | 0
50.216 | 0 | 508.8437 | 508.8437 | 1 | 1 | 15:11 | 10.68 |  | 504.9732 | 0 | 508.8437 | 50.214 | 50.2164 | 0.015913 | 0.72283 | 509.5665 |  | -17.7274 | 0 | -17.7274 | 50.5 | 2.3106 | -40.9601 | 1 | 0 | -40.9601 |  | -40.9601 | 0
50.216 | 0 | 508.8437 | 508.8437 | 1 | 1 | 15:11 | 10.7 |  | 504.9725 | 0 | 508.8437 | 50.2142 | 50.2167 | 0.014322 | 0.65055 | 509.4942 |  | -17.7997 | 0 | -17.7997 | 50.5 | 2.3074 | -41.0701 | 1 | 0 | -41.0701 |  | -41.0701 | 0
50.216 | 0 | 510.0669 | 510.0669 | 1 | 1 | 15:11 | 10.72 |  | 504.9717 | 0 | 510.0669 | 50.2144 | 50.217 | 0.012889 | 0.58549 | 510.6524 |  | -16.6415 | 0 | -16.6415 | 50.5 | 2.3045 | -38.3501 | 1 | 0 | -38.3501 |  | -38.3501 | 0
50.216 | 0 | 508.8437 | 508.8437 | 1 | 1 | 15:11 | 10.74 |  | 504.9709 | 0 | 508.8437 | 50.2145 | 50.2172 | 0.011601 | 0.52694 | 509.3706 |  | -17.9233 | 0 | -17.9233 | 50.5 | 2.3019 | -41.2576 | 1 | 0 | -41.2576 |  | -41.2576 | 0
50.216 | 0 | 508.8437 | 508.8437 | 1 | 1 | 15:11 | 10.76 |  | 504.9701 | 0 | 508.8437 | 50.2147 | 50.2174 | 0.01044 | 0.47425 | 509.3179 |  | -17.976 | 0 | -17.976 | 50.5 | 2.2996 | -41.3373 | 1 | 0 | -41.3373 |  | -41.3373 | 0
50.216 | 0 | 508.8437 | 508.8437 | 1 | 1 | 15:11 | 10.78 |  | 504.9693 | 0 | 508.8437 | 50.2148 | 50.2176 | 0.0093964 | 0.42682 | 509.2705 |  | -18.0234 | 0 | -18.0234 | 50.5 | 2.2975 | -41.4088 | 1 | 0 | -41.4088 |  | -41.4088 | 0
50.2194 | 0 | 508.8437 | 508.8437 | 1 | 1 | 15:11 | 10.8 |  | 504.9686 | 0 | 508.8437 | 50.2153 | 50.2178 | 0.0084568 | 0.38417 | 509.2278 |  | -18.066 | 0 | -18.066 | 50.5 | 2.2956 | -41.473 | 1 | 0 | -41.473 |  | -41.473 | 0
50.2194 | 0 | 507.6205 | 507.6205 | 1 | 1 | 15:11 | 10.82 |  | 504.9678 | 0 | 507.6205 | 50.2157 | 50.218 | 0.0076111 | 0.34575 | 507.9663 |  | -19.3276 | 0 | -19.3276 | 50.5 | 2.294 | -44.3366 | 1 | 0 | -44.3366 |  | -44.3366 | 0
50.2194 | 0 | 508.8437 | 508.8437 | 1 | 1 | 15:11 | 10.84 |  | 504.967 | 0 | 508.8437 | 50.2161 | 50.2181 | 0.00685 | 0.31118 | 509.1548 |  | -18.139 | 0 | -18.139 | 50.5 | 2.2924 | -41.5827 | 1 | 0 | -41.5827 |  | -41.5827 | 0
50.2194 | 0 | 508.8437 | 508.8437 | 1 | 1 | 15:11 | 10.86 |  | 504.9662 | 0 | 508.8437 | 50.2164 | 50.2182 | 0.006165 | 0.28006 | 509.1237 |  | -18.1702 | 0 | -18.1702 | 50.5 | 2.2911 | -41.6294 | 1 | 0 | -41.6294 |  | -41.6294 | 0
50.2194 | 0 | 508.8437 | 508.8437 | 1 | 1 | 15:11 | 10.88 |  | 504.9654 | 0 | 508.8437 | 50.2167 | 50.2184 | 0.0055485 | 0.25205 | 509.0957 |  | -18.1982 | 0 | -18.1982 | 50.5 | 2.2899 | -41.6714 | 1 | 0 | -41.6714 |  | -41.6714 | 0
50.2194 | 0 | 508.8437 | 508.8437 | 1 | 1 | 15:11 | 10.9 |  | 504.9647 | 0 | 508.8437 | 50.217 | 50.2185 | 0.0049936 | 0.22685 | 509.0705 |  | -18.2234 | 0 | -18.2234 | 50.5 | 2.2888 | -41.7091 | 1 | 0 | -41.7091 |  | -41.7091 | 0
50.2194 | 0 | 510.0669 | 510.0669 | 1 | 1 | 15:11 | 10.92 |  | 504.9639 | 0 | 510.0669 | 50.2172 | 50.2186 | 0.0044943 | 0.20416 | 510.271 |  | -17.0228 | 0 | -17.0228 | 50.5 | 2.2878 | -38.9446 | 1 | 0 | -38.9446 |  | -38.9446 | 0
50.2194 | 0 | 508.8437 | 508.8437 | 1 | 1 | 15:11 | 10.94 |  | 504.9631 | 0 | 508.8437 | 50.2174 | 50.2186 | 0.0040448 | 0.18375 | 509.0274 |  | -18.2665 | 0 | -18.2665 | 50.5 | 2.2869 | -41.7735 | 1 | 0 | -41.7735 |  | -41.7735 | 0
50.2194 | 0 | 508.8437 | 508.8437 | 1 | 1 | 15:11 | 10.96 |  | 504.9623 | 0 | 508.8437 | 50.2176 | 50.2187 | 0.0036404 | 0.16537 | 509.009 |  | -18.2848 | 0 | -18.2848 | 50.5 | 2.2861 | -41.8009 | 1 | 0 | -41.8009 |  | -41.8009 | 0
50.2194 | 0 | 508.8437 | 508.8437 | 1 | 1 | 15:11 | 10.98 |  | 504.9615 | 0 | 508.8437 | 50.2178 | 50.2188 | 0.0032763 | 0.14883 | 508.9925 |  | -18.3014 | 0 | -18.3014 | 50.5 | 2.2854 | -41.8256 | 1 | 0 | -41.8256 |  | -41.8256 | 0
50.2194 | 0 | 507.6205 | 507.6205 | 1 | 1 | 15:11 | 11 |  | 504.9608 | 0 | 507.6205 | 50.218 | 50.2188 | 0.0029487 | 0.13395 | 507.7545 |  | -19.5394 | 0 | -19.5394 | 50.5 | 2.2847 | -44.6424 | 1 | 0 | -44.6424 |  | -44.6424 | 0
50.2194 | 0 | 507.6205 | 507.6205 | 1 | 1 | 15:11 | 11.02 |  | 504.96 | 0 | 507.6205 | 50.2181 | 50.2189 | 0.0026538 | 0.12056 | 507.7411 |  | -19.5528 | 0 | -19.5528 | 50.5 | 2.2842 | -44.6616 | 1 | 0 | -44.6616 |  | -44.6616 | 0
50.2194 | 0 | 510.0669 | 510.0669 | 1 | 1 | 15:11 | 11.04 |  | 504.9592 | 0 | 510.0669 | 50.2182 | 50.2189 | 0.0023884 | 0.1085 | 510.1754 |  | -17.1185 | 0 | -17.1185 | 50.5 | 2.2836 | -39.0924 | 1 | 0 | -39.0924 |  | -39.0924 | 0
50.2194 | 0 | 507.6205 | 507.6205 | 1 | 1 | 15:11 | 11.06 |  | 504.9584 | 0 | 507.6205 | 50.2184 | 50.219 | 0.0021496 | 0.09765 | 507.7182 |  | -19.5757 | 0 | -19.5757 | 50.5 | 2.2832 | -44.6945 | 1 | 0 | -44.6945 |  | -44.6945 | 0
50.2194 | 0 | 510.0669 | 510.0669 | 1 | 1 | 15:11 | 11.08 |  | 504.9576 | 0 | 510.0669 | 50.2185 | 50.219 | 0.0019346 | 0.087885 | 510.1548 |  | -17.1391 | 0 | -17.1391 | 50.5 | 2.2827 | -39.1241 | 1 | 0 | -39.1241 |  | -39.1241 | 0
50.2194 | 0 | 507.6205 | 507.6205 | 1 | 1 | 15:11 | 11.1 |  | 504.9569 | 0 | 507.6205 | 50.2186 | 50.2191 | 0.0017412 | 0.079097 | 507.6996 |  | -19.5943 | 0 | -19.5943 | 50.5 | 2.2824 | -44.7211 | 1 | 0 | -44.7211 |  | -44.7211 | 0
50.2194 | 0 | 508.8437 | 508.8437 | 1 | 1 | 15:11 | 11.12 |  | 504.9561 | 0 | 508.8437 | 50.2186 | 50.2191 | 0.0015671 | 0.071187 | 508.9148 |  | -18.379 | 0 | -18.379 | 50.5 | 2.282 | -41.9413 | 1 | 0 | -41.9413 |  | -41.9413 | 0
50.2194 | 0 | 507.6205 | 507.6205 | 1 | 1 | 15:11 | 11.14 |  | 504.9553 | 0 | 507.6205 | 50.2187 | 50.2191 | 0.0014104 | 0.064068 | 507.6846 |  | -19.6093 | 0 | -19.6093 | 50.5 | 2.2817 | -44.7427 | 1 | 0 | -44.7427 |  | -44.7427 | 0
50.2194 | 0 | 507.6205 | 507.6205 | 1 | 1 | 15:11 | 11.16 |  | 504.9545 | 0 | 507.6205 | 50.2188 | 50.2192 | 0.0012693 | 0.057662 | 507.6782 |  | -19.6157 | 0 | -19.6157 | 50.5 | 2.2814 | -44.7519 | 1 | 0 | -44.7519 |  | -44.7519 | 0
50.2194 | 0 | 508.8437 | 508.8437 | 1 | 1 | 15:11 | 11.18 |  | 504.9537 | 0 | 508.8437 | 50.2188 | 50.2192 | 0.0011424 | 0.051895 | 508.8956 |  | -18.3983 | 0 | -18.3983 | 50.5 | 2.2812 | -41.9699 | 1 | 0 | -41.9699 |  | -41.9699 | 0
50.2194 | 0 | 507.6205 | 507.6205 | 1 | 1 | 15:11 | 11.2 |  | 504.953 | 0 | 507.6205 | 50.2189 | 50.2192 | 0.0010281 | 0.046706 | 507.6672 |  | -19.6267 | 0 | -19.6267 | 50.5 | 2.281 | -44.7676 | 1 | 0 | -44.7676 |  | -44.7676 | 0
50.2194 | 0 | 507.6205 | 507.6205 | 1 | 1 | 15:11 | 11.22 |  | 504.9522 | 0 | 507.6205 | 50.2189 | 50.2192 | 0.00092533 | 0.042035 | 507.6625 |  | -19.6313 | 0 | -19.6313 | 50.5 | 2.2808 | -44.7743 | 1 | 0 | -44.7743 |  | -44.7743 | 0
50.2194 | 0 | 508.8437 | 508.8437 | 1 | 1 | 15:11 | 11.24 |  | 504.9514 | 0 | 508.8437 | 50.219 | 50.2192 | 0.0008328 | 0.037832 | 508.8815 |  | -18.4124 | 0 | -18.4124 | 50.5 | 2.2806 | -41.9908 | 1 | 0 | -41.9908 |  | -41.9908 | 0
50.2194 | 0 | 508.8437 | 508.8437 | 1 | 1 | 15:11 | 11.26 |  | 504.9506 | 0 | 508.8437 | 50.219 | 50.2193 | 0.00074952 | 0.034049 | 508.8777 |  | -18.4162 | 0 | -18.4162 | 50.5 | 2.2804 | -41.9964 | 1 | 0 | -41.9964 |  | -41.9964 | 0
50.2194 | 0 | 508.8437 | 508.8437 | 1 | 1 | 15:11 | 11.28 |  | 504.9498 | 0 | 508.8437 | 50.2191 | 50.2193 | 0.00067457 | 0.030644 | 508.8743 |  | -18.4196 | 0 | -18.4196 | 50.5 | 2.2803 | -42.0015 | 1 | 0 | -42.0015 |  | -42.0015 | 0
50.2194 | 0 | 507.6205 | 507.6205 | 1 | 1 | 15:11 | 11.3 |  | 504.9491 | 0 | 507.6205 | 50.2191 | 50.2193 | 0.00060711 | 0.027579 | 507.6481 |  | -19.6458 | 0 | -19.6458 | 50.5 | 2.2801 | -44.795 | 1 | 0 | -44.795 |  | -44.795 | 0
50.2194 | 0 | 510.0669 | 510.0669 | 1 | 1 | 15:11 | 11.32 |  | 504.9483 | 0 | 510.0669 | 50.2191 | 50.2193 | 0.0005464 | 0.024821 | 510.0917 |  | -17.2022 | 0 | -17.2022 | 50.5 | 2.28 | -39.2212 | 1 | 0 | -39.2212 |  | -39.2212 | 0
50.2194 | 0 | 507.6205 | 507.6205 | 1 | 1 | 15:11 | 11.34 |  | 504.9475 | 0 | 507.6205 | 50.2192 | 50.2193 | 0.00049176 | 0.022339 | 507.6429 |  | -19.651 | 0 | -19.651 | 50.5 | 2.2799 | -44.8025 | 1 | 0 | -44.8025 |  | -44.8025 | 0
50.2194 | 0 | 508.8437 | 508.8437 | 1 | 1 | 15:11 | 11.36 |  | 504.9467 | 0 | 508.8437 | 50.2192 | 50.2193 | 0.00044258 | 0.020105 | 508.8638 |  | -18.4301 | 0 | -18.4301 | 50.5 | 2.2798 | -42.0171 | 1 | 0 | -42.0171 |  | -42.0171 | 0
50.2194 | 0 | 507.6205 | 507.6205 | 1 | 1 | 15:11 | 11.38 |  | 504.9459 | 0 | 507.6205 | 50.2192 | 50.2193 | 0.00039832 | 0.018095 | 507.6386 |  | -19.6553 | 0 | -19.6553 | 50.5 | 2.2797 | -44.8086 | 1 | 0 | -44.8086 |  | -44.8086 | 0
50.2194 | 0 | 508.8437 | 508.8437 | 1 | 1 | 15:11 | 11.4 |  | 504.9452 | 0 | 508.8437 | 50.2192 | 50.2193 | 0.00035849 | 0.016285 | 508.8599 |  | -18.4339 | 0 | -18.4339 | 50.5 | 2.2796 | -42.0228 | 1 | 0 | -42.0228 |  | -42.0228 | 0
50.2194 | 0 | 508.8437 | 508.8437 | 1 | 1 | 15:11 | 11.42 |  | 504.9444 | 0 | 508.8437 | 50.2192 | 50.2193 | 0.00032264 | 0.014657 | 508.8583 |  | -18.4356 | 0 | -18.4356 | 50.5 | 2.2796 | -42.0252 | 1 | 0 | -42.0252 |  | -42.0252 | 0
50.2194 | 0 | 508.8437 | 508.8437 | 1 | 1 | 15:11 | 11.44 |  | 504.9436 | 0 | 508.8437 | 50.2193 | 50.2193 | 0.00029038 | 0.013191 | 508.8569 |  | -18.437 | 0 | -18.437 | 50.5 | 2.2795 | -42.0274 | 1 | 0 | -42.0274 |  | -42.0274 | 0
50.2194 | 0 | 508.8437 | 508.8437 | 1 | 1 | 15:11 | 11.46 |  | 504.9428 | 0 | 508.8437 | 50.2193 | 50.2194 | 0.00026134 | 0.011872 | 508.8555 |  | -18.4383 | 0 | -18.4383 | 50.5 | 2.2795 | -42.0294 | 1 | 0 | -42.0294 |  | -42.0294 | 0
50.2194 | 0 | 510.0669 | 510.0669 | 1 | 1 | 15:11 | 11.48 |  | 504.942 | 0 | 510.0669 | 50.2193 | 50.2194 | 0.00023521 | 0.010685 | 510.0776 |  | -17.2163 | 0 | -17.2163 | 50.5 | 2.2794 | -39.2429 | 1 | 0 | -39.2429 |  | -39.2429 | 0
50.2194 | 0 | 508.8437 | 508.8437 | 1 | 1 | 15:11 | 11.5 |  | 504.9413 | 0 | 508.8437 | 50.2193 | 50.2194 | 0.00021169 | 0.0096163 | 508.8533 |  | -18.4406 | 0 | -18.4406 | 50.5 | 2.2794 | -42.0327 | 1 | 0 | -42.0327 |  | -42.0327 | 0
50.2194 | 0 | 508.8437 | 508.8437 | 1 | 1 | 15:11 | 11.52 |  | 504.9405 | 0 | 508.8437 | 50.2193 | 50.2194 | 0.00019052 | 0.0086547 | 508.8523 |  | -18.4416 | 0 | -18.4416 | 50.5 | 2.2793 | -42.0341 | 1 | 0 | -42.0341 |  | -42.0341 | 0
50.2194 | 0 | 508.8437 | 508.8437 | 1 | 1 | 15:11 | 11.54 |  | 504.9397 | 0 | 508.8437 | 50.2193 | 50.2194 | 0.00017147 | 0.0077892 | 508.8514 |  | -18.4424 | 0 | -18.4424 | 50.5 | 2.2793 | -42.0354 | 1 | 0 | -42.0354 |  | -42.0354 | 0
50.2194 | 0 | 508.8437 | 508.8437 | 1 | 1 | 15:11 | 11.56 |  | 504.9389 | 0 | 508.8437 | 50.2193 | 50.2194 | 0.00015432 | 0.0070103 | 508.8507 |  | -18.4432 | 0 | -18.4432 | 50.5 | 2.2792 | -42.0366 | 1 | 0 | -42.0366 |  | -42.0366 | 0
50.2194 | 0 | 508.8437 | 508.8437 | 1 | 1 | 15:11 | 11.58 |  | 504.9381 | 0 | 508.8437 | 50.2193 | 50.2194 | 0.00013889 | 0.0063093 | 508.85 |  | -18.4439 | 0 | -18.4439 | 50.5 | 2.2792 | -42.0376 | 1 | 0 | -42.0376 |  | -42.0376 | 0
50.2194 | 0 | 508.8437 | 508.8437 | 1 | 1 | 15:11 | 11.6 |  | 504.9374 | 0 | 508.8437 | 50.2193 | 50.2194 | 0.000125 | 0.0056783 | 508.8493 |  | -18.4445 | 0 | -18.4445 | 50.5 | 2.2792 | -42.0386 | 1 | 0 | -42.0386 |  | -42.0386 | 0
50.2194 | 0 | 507.6205 | 507.6205 | 1 | 1 | 15:11 | 11.62 |  | 504.9366 | 0 | 507.6205 | 50.2193 | 50.2194 | 0.0001125 | 0.0051105 | 507.6256 |  | -19.6682 | 0 | -19.6682 | 50.5 | 2.2792 | -44.8271 | 1 | 0 | -44.8271 |  | -44.8271 | 0
50.2194 | 0 | 508.8437 | 508.8437 | 1 | 1 | 15:11 | 11.64 |  | 504.9358 | 0 | 508.8437 | 50.2194 | 50.2194 | 0.00010125 | 0.0045995 | 508.8483 |  | -18.4456 | 0 | -18.4456 | 50.5 | 2.2791 | -42.0402 | 1 | 0 | -42.0402 |  | -42.0402 | 0
50.2194 | 0 | 508.8437 | 508.8437 | 1 | 1 | 15:11 | 11.66 |  | 504.935 | 0 | 508.8437 | 50.2194 | 50.2194 | 9.1124e-05 | 0.0041395 | 508.8478 |  | -18.4461 | 0 | -18.4461 | 50.5 | 2.2791 | -42.0408 | 1 | 0 | -42.0408 |  | -42.0408 | 0
50.2194 | 0 | 507.6205 | 507.6205 | 1 | 1 | 15:11 | 11.68 |  | 504.9342 | 0 | 507.6205 | 50.2194 | 50.2194 | 8.2012e-05 | 0.0037256 | 507.6242 |  | -19.6696 | 0 | -19.6696 | 50.5 | 2.2791 | -44.8291 | 1 | 0 | -44.8291 |  | -44.8291 | 0
50.2194 | 0 | 508.8437 | 508.8437 | 1 | 1 | 15:11 | 11.7 |  | 504.9335 | 0 | 508.8437 | 50.2194 | 50.2194 | 7.381e-05 | 0.003353 | 508.847 |  | -18.4469 | 0 | -18.4469 | 50.5 | 2.2791 | -42.042 | 1 | 0 | -42.042 |  | -42.042 | 0
50.2194 | 0 | 507.6205 | 507.6205 | 1 | 1 | 15:11 | 11.72 |  | 504.9327 | 0 | 507.6205 | 50.2194 | 50.2194 | 6.6429e-05 | 0.0030177 | 507.6235 |  | -19.6703 | 0 | -19.6703 | 50.5 | 2.2791 | -44.8301 | 1 | 0 | -44.8301 |  | -44.8301 | 0
50.2194 | 0 | 508.8437 | 508.8437 | 1 | 1 | 15:11 | 11.74 |  | 504.9319 | 0 | 508.8437 | 50.2194 | 50.2194 | 5.9786e-05 | 0.0027159 | 508.8464 |  | -18.4475 | 0 | -18.4475 | 50.5 | 2.2791 | -42.0429 | 1 | 0 | -42.0429 |  | -42.0429 | 0
50.2194 | 0 | 507.6205 | 507.6205 | 1 | 1 | 15:11 | 11.76 |  | 504.9311 | 0 | 507.6205 | 50.2194 | 50.2194 | 5.3808e-05 | 0.0024443 | 507.623 |  | -19.6709 | 0 | -19.6709 | 50.5 | 2.279 | -44.831 | 1 | 0 | -44.831 |  | -44.831 | 0
50.2194 | 0 | 508.8437 | 508.8437 | 1 | 1 | 15:11 | 11.78 |  | 504.9303 | 0 | 508.8437 | 50.2194 | 50.2194 | 4.8427e-05 | 0.0021999 | 508.8459 |  | -18.448 | 0 | -18.448 | 50.5 | 2.279 | -42.0437 | 1 | 0 | -42.0437 |  | -42.0437 | 0
50.2194 | 0 | 508.8437 | 508.8437 | 1 | 1 | 15:11 | 11.8 |  | 504.9296 | 0 | 508.8437 | 50.2194 | 50.2194 | 4.3584e-05 | 0.0019799 | 508.8456 |  | -18.4482 | 0 | -18.4482 | 50.5 | 2.279 | -42.044 | 1 | 0 | -42.044 |  | -42.044 | 0
50.2194 | 0 | 507.6205 | 507.6205 | 1 | 1 | 15:11 | 11.82 |  | 504.9288 | 0 | 507.6205 | 50.2194 | 50.2194 | 3.9226e-05 | 0.0017819 | 507.6223 |  | -19.6716 | 0 | -19.6716 | 50.5 | 2.279 | -44.8319 | 1 | 0 | -44.8319 |  | -44.8319 | 0
50.2194 | 0 | 507.6205 | 507.6205 | 1 | 1 | 15:11 | 11.84 |  | 504.928 | 0 | 507.6205 | 50.2194 | 50.2194 | 3.5303e-05 | 0.0016037 | 507.6221 |  | -19.6718 | 0 | -19.6718 | 50.5 | 2.279 | -44.8322 | 1 | 0 | -44.8322 |  | -44.8322 | 0
50.2194 | 0 | 508.8437 | 508.8437 | 1 | 1 | 15:11 | 11.86 |  | 504.9272 | 0 | 508.8437 | 50.2194 | 50.2194 | 3.1773e-05 | 0.0014434 | 508.8451 |  | -18.4488 | 0 | -18.4488 | 50.5 | 2.279 | -42.0448 | 1 | 0 | -42.0448 |  | -42.0448 | 0
50.2194 | 0 | 508.8437 | 508.8437 | 1 | 1 | 15:11 | 11.88 |  | 504.9264 | 0 | 508.8437 | 50.2194 | 50.2194 | 2.8596e-05 | 0.001299 | 508.845 |  | -18.4489 | 0 | -18.4489 | 50.5 | 2.279 | -42.045 | 1 | 0 | -42.045 |  | -42.045 | 0
50.2194 | 0 | 508.8437 | 508.8437 | 1 | 1 | 15:11 | 11.9 |  | 504.9257 | 0 | 508.8437 | 50.2194 | 50.2194 | 2.5736e-05 | 0.0011691 | 508.8448 |  | -18.449 | 0 | -18.449 | 50.5 | 2.279 | -42.0452 | 1 | 0 | -42.0452 |  | -42.0452 | 0
50.2194 | 0 | 508.8437 | 508.8437 | 1 | 1 | 15:11 | 11.92 |  | 504.9249 | 0 | 508.8437 | 50.2194 | 50.2194 | 2.3162e-05 | 0.0010522 | 508.8447 |  | -18.4492 | 0 | -18.4492 | 50.5 | 2.279 | -42.0454 | 1 | 0 | -42.0454 |  | -42.0454 | 0
50.2194 | 0 | 506.3973 | 506.3973 | 1 | 1 | 15:11 | 11.94 |  | 504.9241 | 0 | 506.3973 | 50.2194 | 50.2194 | 2.0846e-05 | 0.00094699 | 506.3983 |  | -20.8956 | 0 | -20.8956 | 50.5 | 2.279 | -47.6208 | 1 | 0 | -47.6208 |  | -47.6208 | 0
50.2194 | 0 | 508.8437 | 508.8437 | 1 | 1 | 15:11 | 11.96 |  | 504.9233 | 0 | 508.8437 | 50.2194 | 50.2194 | 1.8762e-05 | 0.00085229 | 508.8445 |  | -18.4494 | 0 | -18.4494 | 50.5 | 2.279 | -42.0457 | 1 | 0 | -42.0457 |  | -42.0457 | 0
50.2194 | 0 | 508.8437 | 508.8437 | 1 | 1 | 15:11 | 11.98 |  | 504.9225 | 0 | 508.8437 | 50.2194 | 50.2194 | 1.6885e-05 | 0.00076706 | 508.8444 |  | -18.4494 | 0 | -18.4494 | 50.5 | 2.279 | -42.0458 | 1 | 0 | -42.0458 |  | -42.0458 | 0
50.2194 | 0 | 508.8437 | 508.8437 | 1 | 1 | 15:11 | 12 |  | 504.9218 | 0 | 508.8437 | 50.2194 | 50.2194 | 1.5197e-05 | 0.00069035 | 508.8444 |  | -18.4495 | 0 | -18.4495 | 50.5 | 2.279 | -42.046 | 1 | 0 | -42.046 |  | -42.046 | 0
50.2194 | 0 | 508.8437 | 508.8437 | 1 | 1 | 15:11 | 12.02 |  | 504.921 | 0 | 508.8437 | 50.2194 | 50.2194 | 1.3677e-05 | 0.00062132 | 508.8443 |  | -18.4496 | 0 | -18.4496 | 50.5 | 2.279 | -42.0461 | 1 | 0 | -42.0461 |  | -42.0461 | 0
50.2194 | 0 | 508.8437 | 508.8437 | 1 | 1 | 15:11 | 12.04 |  | 504.9202 | 0 | 508.8437 | 50.2194 | 50.2194 | 1.2309e-05 | 0.00055919 | 508.8442 |  | -18.4497 | 0 | -18.4497 | 50.5 | 2.279 | -42.0461 | 1 | 0 | -42.0461 |  | -42.0461 | 0
50.2194 | 0 | 508.8437 | 508.8437 | 1 | 1 | 15:11 | 12.06 |  | 504.9194 | 0 | 508.8437 | 50.2194 | 50.2194 | 1.1079e-05 | 0.00050327 | 508.8442 |  | -18.4497 | 0 | -18.4497 | 50.5 | 2.279 | -42.0462 | 1 | 0 | -42.0462 |  | -42.0462 | 0
50.2194 | 0 | 508.8437 | 508.8437 | 1 | 1 | 15:11 | 12.08 |  | 504.9186 | 0 | 508.8437 | 50.2194 | 50.2194 | 9.9707e-06 | 0.00045294 | 508.8441 |  | -18.4498 | 0 | -18.4498 | 50.5 | 2.279 | -42.0463 | 1 | 0 | -42.0463 |  | -42.0463 | 0
50.2194 | 0 | 507.6205 | 507.6205 | 1 | 1 | 15:11 | 12.1 |  | 504.9179 | 0 | 507.6205 | 50.2194 | 50.2194 | 8.9736e-06 | 0.00040765 | 507.6209 |  | -19.673 | 0 | -19.673 | 50.5 | 2.279 | -44.8339 | 1 | 0 | -44.8339 |  | -44.8339 | 0
50.2194 | 0 | 508.8437 | 508.8437 | 1 | 1 | 15:11 | 12.12 |  | 504.9171 | 0 | 508.8437 | 50.2194 | 50.2194 | 8.0763e-06 | 0.00036688 | 508.844 |  | -18.4498 | 0 | -18.4498 | 50.5 | 2.279 | -42.0464 | 1 | 0 | -42.0464 |  | -42.0464 | 0
50.2194 | 0 | 508.8437 | 508.8437 | 1 | 1 | 15:11 | 12.14 |  | 504.9163 | 0 | 508.8437 | 50.2194 | 50.2194 | 7.2686e-06 | 0.00033019 | 508.844 |  | -18.4499 | 0 | -18.4499 | 50.5 | 2.279 | -42.0465 | 1 | 0 | -42.0465 |  | -42.0465 | 0
50.2194 | 0 | 508.8437 | 508.8437 | 1 | 1 | 15:11 | 12.16 |  | 504.9155 | 0 | 508.8437 | 50.2194 | 50.2194 | 6.5418e-06 | 0.00029717 | 508.844 |  | -18.4499 | 0 | -18.4499 | 50.5 | 2.279 | -42.0465 | 1 | 0 | -42.0465 |  | -42.0465 | 0
50.2194 | 0 | 508.8437 | 508.8437 | 1 | 1 | 15:11 | 12.18 |  | 504.9147 | 0 | 508.8437 | 50.2194 | 50.2194 | 5.8876e-06 | 0.00026746 | 508.8439 |  | -18.4499 | 0 | -18.4499 | 50.5 | 2.279 | -42.0466 | 1 | 0 | -42.0466 |  | -42.0466 | 0
50.2194 | 0 | 508.8437 | 508.8437 | 1 | 1 | 15:11 | 12.2 |  | 504.914 | 0 | 508.8437 | 50.2194 | 50.2194 | 5.2988e-06 | 0.00024071 | 508.8439 |  | -18.45 | 0 | -18.45 | 50.5 | 2.279 | -42.0466 | 1 | 0 | -42.0466 |  | -42.0466 | 0
50.2194 | 0 | 508.8437 | 508.8437 | 1 | 1 | 15:11 | 12.22 |  | 504.9132 | 0 | 508.8437 | 50.2194 | 50.2194 | 4.769e-06 | 0.00021664 | 508.8439 |  | -18.45 | 0 | -18.45 | 50.5 | 2.279 | -42.0467 | 1 | 0 | -42.0467 |  | -42.0467 | 0
50.2194 | 0 | 508.8437 | 508.8437 | 1 | 1 | 15:11 | 12.24 |  | 504.9124 | 0 | 508.8437 | 50.2194 | 50.2194 | 4.2921e-06 | 0.00019498 | 508.8439 |  | -18.45 | 0 | -18.45 | 50.5 | 2.279 | -42.0467 | 1 | 0 | -42.0467 |  | -42.0467 | 0
50.2194 | 0 | 507.6205 | 507.6205 | 1 | 1 | 15:11 | 12.26 |  | 504.9116 | 0 | 507.6205 | 50.2194 | 50.2194 | 3.8628e-06 | 0.00017548 | 507.6207 |  | -19.6732 | 0 | -19.6732 | 50.5 | 2.279 | -44.8342 | 1 | 0 | -44.8342 |  | -44.8342 | 0
50.2194 | 0 | 508.8437 | 508.8437 | 1 | 1 | 15:11 | 12.28 |  | 504.9108 | 0 | 508.8437 | 50.2194 | 50.2194 | 3.4766e-06 | 0.00015793 | 508.8438 |  | -18.4501 | 0 | -18.4501 | 50.5 | 2.2789 | -42.0467 | 1 | 0 | -42.0467 |  | -42.0467 | 0
50.2194 | 0 | 508.8437 | 508.8437 | 1 | 1 | 15:11 | 12.3 |  | 504.9101 | 0 | 508.8437 | 50.2194 | 50.2194 | 3.1289e-06 | 0.00014214 | 508.8438 |  | -18.4501 | 0 | -18.4501 | 50.5 | 2.2789 | -42.0468 | 1 | 0 | -42.0468 |  | -42.0468 | 0
50.2194 | 0 | 508.8437 | 508.8437 | 1 | 1 | 15:11 | 12.32 |  | 504.9093 | 0 | 508.8437 | 50.2194 | 50.2194 | 2.816e-06 | 0.00012792 | 508.8438 |  | -18.4501 | 0 | -18.4501 | 50.5 | 2.2789 | -42.0468 | 1 | 0 | -42.0468 |  | -42.0468 | 0
50.2194 | 0 | 508.8437 | 508.8437 | 1 | 1 | 15:11 | 12.34 |  | 504.9085 | 0 | 508.8437 | 50.2194 | 50.2194 | 2.5344e-06 | 0.00011513 | 508.8438 |  | -18.4501 | 0 | -18.4501 | 50.5 | 2.2789 | -42.0468 | 1 | 0 | -42.0468 |  | -42.0468 | 0
50.2194 | 0 | 508.8437 | 508.8437 | 1 | 1 | 15:11 | 12.36 |  | 504.9077 | 0 | 508.8437 | 50.2194 | 50.2194 | 2.281e-06 | 0.00010362 | 508.8438 |  | -18.4501 | 0 | -18.4501 | 50.5 | 2.2789 | -42.0468 | 1 | 0 | -42.0468 |  | -42.0468 | 0
50.2194 | 0 | 508.8437 | 508.8437 | 1 | 1 | 15:11 | 12.38 |  | 504.9069 | 0 | 508.8437 | 50.2194 | 50.2194 | 2.0529e-06 | 9.3257e-05 | 508.8438 |  | -18.4501 | 0 | -18.4501 | 50.5 | 2.2789 | -42.0468 | 1 | 0 | -42.0468 |  | -42.0468 | 0
50.2194 | 0 | 508.8437 | 508.8437 | 1 | 1 | 15:11 | 12.4 |  | 504.9062 | 0 | 508.8437 | 50.2194 | 50.2194 | 1.8476e-06 | 8.3931e-05 | 508.8437 |  | -18.4501 | 0 | -18.4501 | 50.5 | 2.2789 | -42.0469 | 1 | 0 | -42.0469 |  | -42.0469 | 0
50.2194 | 0 | 508.8437 | 508.8437 | 1 | 1 | 15:11 | 12.42 |  | 504.9054 | 0 | 508.8437 | 50.2194 | 50.2194 | 1.6628e-06 | 7.5538e-05 | 508.8437 |  | -18.4501 | 0 | -18.4501 | 50.5 | 2.2789 | -42.0469 | 1 | 0 | -42.0469 |  | -42.0469 | 0
50.2194 | 0 | 508.8437 | 508.8437 | 1 | 1 | 15:11 | 12.44 |  | 504.9046 | 0 | 508.8437 | 50.2194 | 50.2194 | 1.4965e-06 | 6.7984e-05 | 508.8437 |  | -18.4501 | 0 | -18.4501 | 50.5 | 2.2789 | -42.0469 | 1 | 0 | -42.0469 |  | -42.0469 | 0
50.2194 | 0 | 508.8437 | 508.8437 | 1 | 1 | 15:11 | 12.46 |  | 504.9038 | 0 | 508.8437 | 50.2194 | 50.2194 | -0.0033987 | -0.15439 | 508.6893 |  | -18.6046 | 0 | -18.6046 | 50.5 | 2.2789 | -42.3989 | 1 | 0 | -42.3989 |  | -42.3989 | 0
50.2194 | 0 | 508.8437 | 508.8437 | 1 | 1 | 15:11 | 12.48 |  | 504.903 | 0 | 508.8437 | 50.2194 | 50.2194 | -0.0081588 | -0.37063 | 508.473 |  | -18.8208 | 0 | -18.8208 | 50.5 | 2.2789 | -42.8917 | 1 | 0 | -42.8917 |  | -42.8917 | 0
50.2194 | 0 | 508.8437 | 508.8437 | 1 | 1 | 15:11 | 12.5 |  | 504.9023 | 0 | 508.8437 | 50.2194 | 50.2191 | -0.0090429 | -0.41079 | 508.4329 |  | -18.861 | 0 | -18.861 | 50.5 | 2.2825 | -43.0499 | 1 | 0 | -43.0499 |  | -43.0499 | 0
50.2194 | 0 | 508.8437 | 508.8437 | 1 | 1 | 15:11 | 12.52 |  | 504.9015 | 0 | 508.8437 | 50.2194 | 50.2188 | -0.0064386 | -0.29249 | 508.5512 |  | -18.7427 | 0 | -18.7427 | 50.5 | 2.2857 | -42.8397 | 1 | 0 | -42.8397 |  | -42.8397 | 0
50.2194 | 0 | 507.6205 | 507.6205 | 1 | 1 | 15:11 | 12.54 |  | 504.9007 | 0 | 507.6205 | 50.2194 | 50.2188 | -0.0040948 | -0.18601 | 507.4345 |  | -19.8594 | 0 | -19.8594 | 50.5 | 2.285 | -45.3787 | 1 | 0 | -45.3787 |  | -45.3787 | 0
50.2194 | 0 | 508.8437 | 508.8437 | 1 | 1 | 15:11 | 12.56 |  | 504.8999 | 0 | 508.8437 | 50.2194 | 50.2189 | -0.0053853 | -0.24464 | 508.599 |  | -18.6949 | 0 | -18.6949 | 50.5 | 2.2844 | -42.7064 | 1 | 0 | -42.7064 |  | -42.7064 | 0
50.2194 | 0 | 508.8437 | 508.8437 | 1 | 1 | 15:11 | 12.58 |  | 504.8991 | 0 | 508.8437 | 50.2194 | 50.2186 | -0.0099468 | -0.45185 | 508.3918 |  | -18.9021 | 0 | -18.9021 | 50.5 | 2.2874 | -43.2366 | 1 | 0 | -43.2366 |  | -43.2366 | 0
50.2194 | 0 | 508.8437 | 508.8437 | 1 | 1 | 15:11 | 12.6 |  | 504.8984 | 0 | 508.8437 | 50.2194 | 50.2183 | -0.012352 | -0.56112 | 508.2825 |  | -19.0113 | 0 | -19.0113 | 50.5 | 2.2901 | -43.5381 | 1 | 0 | -43.5381 |  | -43.5381 | 0
50.2194 | 0 | 506.3973 | 506.3973 | 1 | 1 | 15:11 | 12.62 |  | 504.8976 | 0 | 506.3973 | 50.2194 | 50.2181 | -0.011117 | -0.50501 | 505.8923 |  | -21.4016 | 0 | -21.4016 | 50.5 | 2.2926 | -49.0643 | 1 | 0 | -49.0643 |  | -49.0643 | 0
50.2194 | 0 | 507.6205 | 507.6205 | 1 | 1 | 15:11 | 12.64 |  | 504.8968 | 0 | 507.6205 | 50.2194 | 50.2179 | -0.010005 | -0.45451 | 507.166 |  | -20.1279 | 0 | -20.1279 | 50.5 | 2.2948 | -46.1887 | 1 | 0 | -46.1887 |  | -46.1887 | 0
50.2194 | 0 | 508.8437 | 508.8437 | 1 | 1 | 15:11 | 12.66 |  | 504.896 | 0 | 508.8437 | 50.2194 | 50.2177 | -0.0090047 | -0.40906 | 508.4346 |  | -18.8593 | 0 | -18.8593 | 50.5 | 2.2968 | -43.3151 | 1 | 0 | -43.3151 |  | -43.3151 | 0
50.216 | 0 | 507.6205 | 507.6205 | 1 | 1 | 15:11 | 12.68 |  | 504.8952 | 0 | 507.6205 | 50.2191 | 50.2175 | -0.0081042 | -0.36813 | 507.2524 |  | -20.0415 | 0 | -20.0415 | 50.5 | 2.2985 | -46.0663 | 1 | 0 | -46.0663 |  | -46.0663 | 0
50.216 | 0 | 508.8437 | 508.8437 | 1 | 1 | 15:11 | 12.7 |  | 504.8945 | 0 | 508.8437 | 50.2188 | 50.2174 | -0.0072938 | -0.33131 | 508.5123 |  | -18.7815 | 0 | -18.7815 | 50.5 | 2.3002 | -43.2006 | 1 | 0 | -43.2006 |  | -43.2006 | 0
50.2194 | 0 | 507.6205 | 507.6205 | 1 | 1 | 15:11 | 12.72 |  | 504.8937 | 0 | 507.6205 | 50.2188 | 50.2172 | -0.0065644 | -0.2982 | 507.3223 |  | -19.9716 | 0 | -19.9716 | 50.5 | 2.3016 | -45.967 | 1 | 0 | -45.967 |  | -45.967 | 0
50.2194 | 0 | 507.6205 | 507.6205 | 1 | 1 | 15:11 | 12.74 |  | 504.8929 | 0 | 507.6205 | 50.2189 | 50.2171 | -0.005908 | -0.26838 | 507.3521 |  | -19.9417 | 0 | -19.9417 | 50.5 | 2.3029 | -45.9245 | 1 | 0 | -45.9245 |  | -45.9245 | 0
50.216 | 0 | 507.6205 | 507.6205 | 1 | 1 | 15:11 | 12.76 |  | 504.8921 | 0 | 507.6205 | 50.2186 | 50.217 | -0.0053172 | -0.24153 | 507.379 |  | -19.9149 | 0 | -19.9149 | 50.5 | 2.3041 | -45.8862 | 1 | 0 | -45.8862 |  | -45.8862 | 0
50.216 | 0 | 508.8437 | 508.8437 | 1 | 1 | 15:11 | 12.78 |  | 504.8913 | 0 | 508.8437 | 50.2183 | 50.2169 | -0.0047854 | -0.21738 | 508.6263 |  | -18.6676 | 0 | -18.6676 | 50.5 | 2.3052 | -43.0322 | 1 | 0 | -43.0322 |  | -43.0322 | 0
50.216 | 0 | 507.6205 | 507.6205 | 1 | 1 | 15:11 | 12.8 |  | 504.8906 | 0 | 507.6205 | 50.2181 | 50.2168 | -0.0043069 | -0.19564 | 507.4249 |  | -19.869 | 0 | -19.869 | 50.5 | 2.3061 | -45.8207 | 1 | 0 | -45.8207 |  | -45.8207 | 0
50.216 | 0 | 508.8437 | 508.8437 | 1 | 1 | 15:11 | 12.82 |  | 504.8898 | 0 | 508.8437 | 50.2179 | 50.2167 | -0.0038762 | -0.17607 | 508.6676 |  | -18.6263 | 0 | -18.6263 | 50.5 | 2.307 | -42.9709 | 1 | 0 | -42.9709 |  | -42.9709 | 0
50.216 | 0 | 508.8437 | 508.8437 | 1 | 1 | 15:11 | 12.84 |  | 504.889 | 0 | 508.8437 | 50.2177 | 50.2167 | -0.0034886 | -0.15847 | 508.6852 |  | -18.6087 | 0 | -18.6087 | 50.5 | 2.3078 | -42.9448 | 1 | 0 | -42.9448 |  | -42.9448 | 0
50.216 | 0 | 507.6205 | 507.6205 | 1 | 1 | 15:11 | 12.86 |  | 504.8882 | 0 | 507.6205 | 50.2175 | 50.2166 | -0.0031397 | -0.14262 | 507.4779 |  | -19.816 | 0 | -19.816 | 50.5 | 2.3085 | -45.7449 | 1 | 0 | -45.7449 |  | -45.7449 | 0
50.216 | 0 | 508.8437 | 508.8437 | 1 | 1 | 15:11 | 12.88 |  | 504.8874 | 0 | 508.8437 | 50.2174 | 50.2165 | -0.0028258 | -0.12836 | 508.7153 |  | -18.5786 | 0 | -18.5786 | 50.5 | 2.3091 | -42.9001 | 1 | 0 | -42.9001 |  | -42.9001 | 0
50.216 | 0 | 507.6205 | 507.6205 | 1 | 1 | 15:11 | 12.9 |  | 504.8867 | 0 | 507.6205 | 50.2172 | 50.2165 | -0.0025432 | -0.11552 | 507.505 |  | -19.7889 | 0 | -19.7889 | 50.5 | 2.3097 | -45.7061 | 1 | 0 | -45.7061 |  | -45.7061 | 0
50.216 | 0 | 508.8437 | 508.8437 | 1 | 1 | 15:11 | 12.92 |  | 504.8859 | 0 | 508.8437 | 50.2171 | 50.2164 | -0.0022889 | -0.10397 | 508.7397 |  | -18.5542 | 0 | -18.5542 | 50.5 | 2.3102 | -42.8638 | 1 | 0 | -42.8638 |  | -42.8638 | 0
50.216 | 0 | 508.8437 | 508.8437 | 1 | 1 | 15:11 | 12.94 |  | 504.8851 | 0 | 508.8437 | 50.217 | 50.2164 | -0.00556 | -0.25256 | 508.5911 |  | -18.7028 | 0 | -18.7028 | 50.5 | 2.3107 | -43.2157 | 1 | 0 | -43.2157 |  | -43.2157 | 0
50.216 | 0 | 507.6205 | 507.6205 | 1 | 1 | 15:11 | 12.96 |  | 504.8843 | 0 | 507.6205 | 50.2169 | 50.2163 | -0.010254 | -0.46578 | 507.1547 |  | -20.1391 | 0 | -20.1391 | 50.5 | 2.3111 | -46.543 | 1 | 0 | -46.543 |  | -46.543 | 0
50.216 | 0 | 507.6205 | 507.6205 | 1 | 1 | 15:11 | 12.98 |  | 504.8835 | 0 | 507.6205 | 50.2168 | 50.216 | -0.014479 | -0.65768 | 506.9628 |  | -20.331 | 0 | -20.331 | 50.5 | 2.3152 | -47.0703 | 1 | 0 | -47.0703 |  | -47.0703 | 0
50.216 | 0 | 507.6205 | 507.6205 | 1 | 1 | 15:11 | 13 |  | 504.8828 | 0 | 507.6205 | 50.2167 | 50.2156 | -0.016531 | -0.75089 | 506.8696 |  | -20.4243 | 0 | -20.4243 | 50.5 | 2.3189 | -47.3621 | 1 | 0 | -47.3621 |  | -47.3621 | 0
50.216 | 0 | 508.8437 | 508.8437 | 1 | 1 | 15:11 | 13.02 |  | 504.882 | 0 | 508.8437 | 50.2167 | 50.2153 | -0.014878 | -0.67581 | 508.1679 |  | -19.126 | 0 | -19.126 | 50.5 | 2.3223 | -44.4158 | 1 | 0 | -44.4158 |  | -44.4158 | 0
50.216 | 0 | 508.8437 | 508.8437 | 1 | 1 | 15:11 | 13.04 |  | 504.8812 | 0 | 508.8437 | 50.2166 | 50.215 | -0.01339 | -0.60822 | 508.2354 |  | -19.0584 | 0 | -19.0584 | 50.5 | 2.3253 | -44.3166 | 1 | 0 | -44.3166 |  | -44.3166 | 0
50.216 | 0 | 510.0669 | 510.0669 | 1 | 1 | 15:11 | 13.06 |  | 504.8804 | 0 | 510.0669 | 50.2165 | 50.2148 | -0.012051 | -0.5474 | 509.5195 |  | -17.7744 | 0 | -17.7744 | 50.5 | 2.328 | -41.3795 | 1 | 0 | -41.3795 |  | -41.3795 | 0
50.216 | 0 | 507.6205 | 507.6205 | 1 | 1 | 15:11 | 13.08 |  | 504.8796 | 0 | 507.6205 | 50.2165 | 50.2145 | -0.010846 | -0.49266 | 507.1279 |  | -20.166 | 0 | -20.166 | 50.5 | 2.3305 | -46.997 | 1 | 0 | -46.997 |  | -46.997 | 0
50.216 | 0 | 507.6205 | 507.6205 | 1 | 1 | 15:11 | 13.1 |  | 504.8789 | 0 | 507.6205 | 50.2164 | 50.2143 | -0.0097612 | -0.4434 | 507.1771 |  | -20.1168 | 0 | -20.1168 | 50.5 | 2.3327 | -46.9269 | 1 | 0 | -46.9269 |  | -46.9269 | 0
50.216 | 0 | 508.8437 | 508.8437 | 1 | 1 | 15:11 | 13.12 |  | 504.8781 | 0 | 508.8437 | 50.2164 | 50.2142 | -0.0087851 | -0.39906 | 508.4446 |  | -18.8493 | 0 | -18.8493 | 50.5 | 2.3347 | -44.008 | 1 | 0 | -44.008 |  | -44.008 | 0
50.216 | 0 | 508.8437 | 508.8437 | 1 | 1 | 15:11 | 13.14 |  | 504.8773 | 0 | 508.8437 | 50.2163 | 50.214 | -0.0079066 | -0.35915 | 508.4845 |  | -18.8094 | 0 | -18.8094 | 50.5 | 2.3365 | -43.9489 | 1 | 0 | -43.9489 |  | -43.9489 | 0
50.2125 | 0 | 508.8437 | 508.8437 | 1 | 1 | 15:11 | 13.16 |  | 504.8765 | 0 | 508.8437 | 50.216 | 50.2138 | -0.0071159 | -0.32321 | 508.5204 |  | -18.7734 | 0 | -18.7734 | 50.5 | 2.3382 | -43.8955 | 1 | 0 | -43.8955 |  | -43.8955 | 0
50.2125 | 0 | 507.6205 | 507.6205 | 1 | 1 | 15:11 | 13.18 |  | 504.8757 | 0 | 507.6205 | 50.2156 | 50.2137 | -0.0064043 | -0.29089 | 507.3296 |  | -19.9643 | 0 | -19.9643 | 50.5 | 2.3396 | -46.7092 | 1 | 0 | -46.7092 |  | -46.7092 | 0
50.2125 | 0 | 508.8437 | 508.8437 | 1 | 1 | 15:11 | 13.2 |  | 504.875 | 0 | 508.8437 | 50.2153 | 50.2136 | -0.0057639 | -0.2618 | 508.5819 |  | -18.712 | 0 | -18.712 | 50.5 | 2.341 | -43.8041 | 1 | 0 | -43.8041 |  | -43.8041 | 0
50.2125 | 0 | 508.8437 | 508.8437 | 1 | 1 | 15:11 | 13.22 |  | 504.8742 | 0 | 508.8437 | 50.215 | 50.2135 | -0.0051875 | -0.23562 | 508.608 |  | -18.6858 | 0 | -18.6858 | 50.5 | 2.3422 | -43.7651 | 1 | 0 | -43.7651 |  | -43.7651 | 0
50.2125 | 0 | 507.6205 | 507.6205 | 1 | 1 | 15:11 | 13.24 |  | 504.8734 | 0 | 507.6205 | 50.2148 | 50.2134 | -0.0046688 | -0.21206 | 507.4085 |  | -19.8854 | 0 | -19.8854 | 50.5 | 2.3432 | -46.5961 | 1 | 0 | -46.5961 |  | -46.5961 | 0
50.2125 | 0 | 508.8437 | 508.8437 | 1 | 1 | 15:11 | 13.26 |  | 504.8726 | 0 | 508.8437 | 50.2145 | 50.2133 | -0.0042019 | -0.19085 | 508.6528 |  | -18.6411 | 0 | -18.6411 | 50.5 | 2.3442 | -43.6983 | 1 | 0 | -43.6983 |  | -43.6983 | 0
50.2125 | 0 | 507.6205 | 507.6205 | 1 | 1 | 15:11 | 13.28 |  | 504.8718 | 0 | 507.6205 | 50.2143 | 50.2132 | -0.0037817 | -0.17177 | 507.4487 |  | -19.8451 | 0 | -19.8451 | 50.5 | 2.3451 | -46.5382 | 1 | 0 | -46.5382 |  | -46.5382 | 0
50.2125 | 0 | 508.8437 | 508.8437 | 1 | 1 | 15:11 | 13.3 |  | 504.8711 | 0 | 508.8437 | 50.2142 | 50.2131 | -0.0034035 | -0.15459 | 508.6891 |  | -18.6048 | 0 | -18.6048 | 50.5 | 2.3459 | -43.6441 | 1 | 0 | -43.6441 |  | -43.6441 | 0
50.2125 | 0 | 507.6205 | 507.6205 | 1 | 1 | 15:11 | 13.32 |  | 504.8703 | 0 | 507.6205 | 50.214 | 50.2131 | -0.0030632 | -0.13913 | 507.4814 |  | -19.8125 | 0 | -19.8125 | 50.5 | 2.3466 | -46.4912 | 1 | 0 | -46.4912 |  | -46.4912 | 0
50.2125 | 0 | 507.6205 | 507.6205 | 1 | 1 | 15:11 | 13.34 |  | 504.8695 | 0 | 507.6205 | 50.2138 | 50.213 | -0.0027569 | -0.12522 | 507.4953 |  | -19.7986 | 0 | -19.7986 | 50.5 | 2.3472 | -46.4712 | 1 | 0 | -46.4712 |  | -46.4712 | 0
50.2125 | 0 | 508.8437 | 508.8437 | 1 | 1 | 15:11 | 13.36 |  | 504.8687 | 0 | 508.8437 | 50.2137 | 50.213 | -0.0024812 | -0.1127 | 508.731 |  | -18.5629 | 0 | -18.5629 | 50.5 | 2.3478 | -43.5814 | 1 | 0 | -43.5814 |  | -43.5814 | 0
50.2125 | 0 | 510.0669 | 510.0669 | 1 | 1 | 15:11 | 13.38 |  | 504.8679 | 0 | 510.0669 | 50.2136 | 50.2129 | -0.0022331 | -0.10143 | 509.9654 |  | -17.3284 | 0 | -17.3284 | 50.5 | 2.3483 | -40.6921 | 1 | 0 | -40.6921 |  | -40.6921 | 0
50.2125 | 0 | 508.8437 | 508.8437 | 1 | 1 | 15:11 | 13.4 |  | 504.8672 | 0 | 508.8437 | 50.2135 | 50.2129 | -0.0020098 | -0.091285 | 508.7524 |  | -18.5415 | 0 | -18.5415 | 50.5 | 2.3488 | -43.5494 | 1 | 0 | -43.5494 |  | -43.5494 | 0
50.2125 | 0 | 510.0669 | 510.0669 | 1 | 1 | 15:11 | 13.42 |  | 504.8664 | 0 | 510.0669 | 50.2134 | 50.2128 | -0.0018088 | -0.082156 | 509.9847 |  | -17.3092 | 0 | -17.3092 | 50.5 | 2.3492 | -40.6622 | 1 | 0 | -40.6622 |  | -40.6622 | 0
50.2125 | 0 | 508.8437 | 508.8437 | 1 | 1 | 15:11 | 13.44 |  | 504.8656 | 0 | 508.8437 | 50.2133 | 50.2128 | -0.0016279 | -0.073941 | 508.7697 |  | -18.5242 | 0 | -18.5242 | 50.5 | 2.3495 | -43.5233 | 1 | 0 | -43.5233 |  | -43.5233 | 0
50.2125 | 0 | 508.8437 | 508.8437 | 1 | 1 | 15:11 | 13.46 |  | 504.8648 | 0 | 508.8437 | 50.2132 | 50.2128 | -0.0014651 | -0.066547 | 508.7771 |  | -18.5168 | 0 | -18.5168 | 50.5 | 2.3499 | -43.5123 | 1 | 0 | -43.5123 |  | -43.5123 | 0
50.2125 | 0 | 508.8437 | 508.8437 | 1 | 1 | 15:11 | 13.48 |  | 504.864 | 0 | 508.8437 | 50.2131 | 50.2127 | -0.0013186 | -0.059892 | 508.7838 |  | -18.5101 | 0 | -18.5101 | 50.5 | 2.3502 | -43.5023 | 1 | 0 | -43.5023 |  | -43.5023 | 0
50.2125 | 0 | 507.6205 | 507.6205 | 1 | 1 | 15:11 | 13.5 |  | 504.8633 | 0 | 507.6205 | 50.2131 | 50.2127 | -0.0011867 | -0.053903 | 507.5666 |  | -19.7273 | 0 | -19.7273 | 50.5 | 2.3505 | -46.3682 | 1 | 0 | -46.3682 |  | -46.3682 | 0
50.2125 | 0 | 507.6205 | 507.6205 | 1 | 1 | 15:11 | 13.52 |  | 504.8625 | 0 | 507.6205 | 50.213 | 50.2127 | -0.0010681 | -0.048513 | 507.572 |  | -19.7219 | 0 | -19.7219 | 50.5 | 2.3507 | -46.3604 | 1 | 0 | -46.3604 |  | -46.3604 | 0
50.2125 | 0 | 507.6205 | 507.6205 | 1 | 1 | 15:11 | 13.54 |  | 504.8617 | 0 | 507.6205 | 50.213 | 50.2127 | -0.00096126 | -0.043661 | 507.5769 |  | -19.717 | 0 | -19.717 | 50.5 | 2.3509 | -46.3534 | 1 | 0 | -46.3534 |  | -46.3534 | 0
50.2125 | 0 | 508.8437 | 508.8437 | 1 | 1 | 15:11 | 13.56 |  | 504.8609 | 0 | 508.8437 | 50.2129 | 50.2127 | -0.0042651 | -0.19373 | 508.6499 |  | -18.6439 | 0 | -18.6439 | 50.5 | 2.3511 | -43.8344 | 1 | 0 | -43.8344 |  | -43.8344 | 0
50.2125 | 0 | 508.8437 | 508.8437 | 1 | 1 | 15:11 | 13.58 |  | 504.8601 | 0 | 508.8437 | 50.2129 | 50.2126 | -0.0089386 | -0.406 | 508.4377 |  | -18.8562 | 0 | -18.8562 | 50.5 | 2.3513 | -44.3369 | 1 | 0 | -44.3369 |  | -44.3369 | 0
50.2125 | 0 | 507.6205 | 507.6205 | 1 | 1 | 15:11 | 13.6 |  | 504.8594 | 0 | 507.6205 | 50.2128 | 50.2123 | -0.013145 | -0.59705 | 507.0235 |  | -20.2704 | 0 | -20.2704 | 50.5 | 2.3552 | -47.7418 | 1 | 0 | -47.7418 |  | -47.7418 | 0
50.2125 | 0 | 507.6205 | 507.6205 | 1 | 1 | 15:11 | 13.62 |  | 504.8586 | 0 | 507.6205 | 50.2128 | 50.212 | -0.01523 | -0.69177 | 506.9287 |  | -20.3651 | 0 | -20.3651 | 50.5 | 2.3588 | -48.0371 | 1 | 0 | -48.0371 |  | -48.0371 | 0
50.2125 | 0 | 507.6205 | 507.6205 | 1 | 1 | 15:11 | 13.64 |  | 504.8578 | 0 | 507.6205 | 50.2128 | 50.2117 | -0.013707 | -0.6226 | 506.9979 |  | -20.296 | 0 | -20.296 | 50.5 | 2.362 | -47.9389 | 1 | 0 | -47.9389 |  | -47.9389 | 0
50.2125 | 0 | 507.6205 | 507.6205 | 1 | 1 | 15:11 | 13.66 |  | 504.857 | 0 | 507.6205 | 50.2127 | 50.2114 | -0.012337 | -0.56034 | 507.0602 |  | -20.2337 | 0 | -20.2337 | 50.5 | 2.3649 | -47.8503 | 1 | 0 | -47.8503 |  | -47.8503 | 0
50.2125 | 0 | 508.8437 | 508.8437 | 1 | 1 | 15:11 | 13.68 |  | 504.8562 | 0 | 508.8437 | 50.2127 | 50.2112 | -0.011103 | -0.5043 | 508.3394 |  | -18.9545 | 0 | -18.9545 | 50.5 | 2.3675 | -44.8746 | 1 | 0 | -44.8746 |  | -44.8746 | 0
50.2125 | 0 | 507.6205 | 507.6205 | 1 | 1 | 15:11 | 13.7 |  | 504.8555 | 0 | 507.6205 | 50.2127 | 50.211 | -0.0099926 | -0.45387 | 507.1666 |  | -20.1272 | 0 | -20.1272 | 50.5 | 2.3698 | -47.6983 | 1 | 0 | -47.6983 |  | -47.6983 | 0
50.2125 | 0 | 507.6205 | 507.6205 | 1 | 1 | 15:11 | 13.72 |  | 504.8547 | 0 | 507.6205 | 50.2127 | 50.2108 | -0.0089933 | -0.40849 | 507.212 |  | -20.0818 | 0 | -20.0818 | 50.5 | 2.372 | -47.6333 | 1 | 0 | -47.6333 |  | -47.6333 | 0
50.2125 | 0 | 507.6205 | 507.6205 | 1 | 1 | 15:11 | 13.74 |  | 504.8539 | 0 | 507.6205 | 50.2127 | 50.2106 | -0.008094 | -0.36764 | 507.2529 |  | -20.041 | 0 | -20.041 | 50.5 | 2.3739 | -47.5747 | 1 | 0 | -47.5747 |  | -47.5747 | 0
50.2125 | 0 | 507.6205 | 507.6205 | 1 | 1 | 15:11 | 13.76 |  | 504.8531 | 0 | 507.6205 | 50.2126 | 50.2105 | -0.0072846 | -0.33087 | 507.2896 |  | -20.0042 | 0 | -20.0042 | 50.5 | 2.3756 | -47.5218 | 1 | 0 | -47.5218 |  | -47.5218 | 0
50.2091 | 0 | 508.8437 | 508.8437 | 1 | 1 | 15:11 | 13.78 |  | 504.8523 | 0 | 508.8437 | 50.2123 | 50.2103 | -0.0065561 | -0.29777 | 508.5459 |  | -18.748 | 0 | -18.748 | 50.5 | 2.3771 | -44.5666 | 1 | 0 | -44.5666 |  | -44.5666 | 0
50.2091 | 0 | 507.6205 | 507.6205 | 1 | 1 | 15:11 | 13.8 |  | 504.8516 | 0 | 507.6205 | 50.212 | 50.2102 | -0.0059005 | -0.26799 | 507.3525 |  | -19.9413 | 0 | -19.9413 | 50.5 | 2.3785 | -47.4313 | 1 | 0 | -47.4313 |  | -47.4313 | 0
50.2091 | 0 | 507.6205 | 507.6205 | 1 | 1 | 15:11 | 13.82 |  | 504.8508 | 0 | 507.6205 | 50.2117 | 50.2101 | -0.0053105 | -0.24119 | 507.3793 |  | -19.9146 | 0 | -19.9146 | 50.5 | 2.3798 | -47.3926 | 1 | 0 | -47.3926 |  | -47.3926 | 0
50.2091 | 0 | 507.6205 | 507.6205 | 1 | 1 | 15:11 | 13.84 |  | 504.85 | 0 | 507.6205 | 50.2114 | 50.21 | -0.0047794 | -0.21707 | 507.4034 |  | -19.8904 | 0 | -19.8904 | 50.5 | 2.3809 | -47.3578 | 1 | 0 | -47.3578 |  | -47.3578 | 0
50.2091 | 0 | 507.6205 | 507.6205 | 1 | 1 | 15:11 | 13.86 |  | 504.8492 | 0 | 507.6205 | 50.2112 | 50.2099 | -0.0043015 | -0.19536 | 507.4251 |  | -19.8687 | 0 | -19.8687 | 50.5 | 2.382 | -47.3265 | 1 | 0 | -47.3265 |  | -47.3265 | 0
50.2091 | 0 | 507.6205 | 507.6205 | 1 | 1 | 15:11 | 13.88 |  | 504.8484 | 0 | 507.6205 | 50.211 | 50.2098 | -0.0038713 | -0.17583 | 507.4447 |  | -19.8492 | 0 | -19.8492 | 50.5 | 2.3829 | -47.2982 | 1 | 0 | -47.2982 |  | -47.2982 | 0
50.2091 | 0 | 508.8437 | 508.8437 | 1 | 1 | 15:11 | 13.9 |  | 504.8477 | 0 | 508.8437 | 50.2108 | 50.2098 | -0.0034842 | -0.15825 | 508.6854 |  | -18.6085 | 0 | -18.6085 | 50.5 | 2.3837 | -44.3571 | 1 | 0 | -44.3571 |  | -44.3571 | 0
50.2091 | 0 | 508.8437 | 508.8437 | 1 | 1 | 15:11 | 13.92 |  | 504.8469 | 0 | 508.8437 | 50.2106 | 50.2097 | -0.0031358 | -0.14242 | 508.7012 |  | -18.5926 | 0 | -18.5926 | 50.5 | 2.3845 | -44.3333 | 1 | 0 | -44.3333 |  | -44.3333 | 0
50.2091 | 0 | 507.6205 | 507.6205 | 1 | 1 | 15:11 | 13.94 |  | 504.8461 | 0 | 507.6205 | 50.2105 | 50.2096 | -0.0028222 | -0.12818 | 507.4923 |  | -19.8015 | 0 | -19.8015 | 50.5 | 2.3851 | -47.2292 | 1 | 0 | -47.2292 |  | -47.2292 | 0
50.2091 | 0 | 508.8437 | 508.8437 | 1 | 1 | 15:11 | 13.96 |  | 504.8453 | 0 | 508.8437 | 50.2103 | 50.2096 | -0.00254 | -0.11536 | 508.7283 |  | -18.5656 | 0 | -18.5656 | 50.5 | 2.3857 | -44.2925 | 1 | 0 | -44.2925 |  | -44.2925 | 0
50.2091 | 0 | 507.6205 | 507.6205 | 1 | 1 | 15:11 | 13.98 |  | 504.8445 | 0 | 507.6205 | 50.2102 | 50.2095 | -0.002286 | -0.10382 | 507.5167 |  | -19.7772 | 0 | -19.7772 | 50.5 | 2.3863 | -47.1939 | 1 | 0 | -47.1939 |  | -47.1939 | 0
50.2091 | 0 | 507.6205 | 507.6205 | 1 | 1 | 15:11 | 14 |  | 504.8438 | 0 | 507.6205 | 50.2101 | 50.2095 | -0.0020574 | -0.093442 | 507.5271 |  | -19.7668 | 0 | -19.7668 | 50.5 | 2.3868 | -47.1788 | 1 | 0 | -47.1788 |  | -47.1788 | 0
50.2091 | 0 | 508.8437 | 508.8437 | 1 | 1 | 15:11 | 14.02 |  | 504.843 | 0 | 508.8437 | 50.21 | 50.2094 | -0.0018516 | -0.084098 | 508.7596 |  | -18.5343 | 0 | -18.5343 | 50.5 | 2.3872 | -44.2453 | 1 | 0 | -44.2453 |  | -44.2453 | 0
50.2091 | 0 | 508.8437 | 508.8437 | 1 | 1 | 15:11 | 14.04 |  | 504.8422 | 0 | 508.8437 | 50.2099 | 50.2094 | -0.0016665 | -0.075688 | 508.768 |  | -18.5259 | 0 | -18.5259 | 50.5 | 2.3876 | -44.2326 | 1 | 0 | -44.2326 |  | -44.2326 | 0
50.2091 | 0 | 507.6205 | 507.6205 | 1 | 1 | 15:11 | 14.06 |  | 504.8414 | 0 | 507.6205 | 50.2098 | 50.2094 | -0.0014998 | -0.068119 | 507.5524 |  | -19.7415 | 0 | -19.7415 | 50.5 | 2.388 | -47.142 | 1 | 0 | -47.142 |  | -47.142 | 0
50.2091 | 0 | 508.8437 | 508.8437 | 1 | 1 | 15:11 | 14.08 |  | 504.8406 | 0 | 508.8437 | 50.2098 | 50.2094 | -0.0013499 | -0.061307 | 508.7824 |  | -18.5115 | 0 | -18.5115 | 50.5 | 2.3883 | -44.2109 | 1 | 0 | -44.2109 |  | -44.2109 | 0
50.2091 | 0 | 507.6205 | 507.6205 | 1 | 1 | 15:11 | 14.1 |  | 504.8399 | 0 | 507.6205 | 50.2097 | 50.2093 | -0.0012149 | -0.055177 | 507.5653 |  | -19.7285 | 0 | -19.7285 | 50.5 | 2.3886 | -47.1232 | 1 | 0 | -47.1232 |  | -47.1232 | 0
50.2091 | 0 | 508.8437 | 508.8437 | 1 | 1 | 15:11 | 14.12 |  | 504.8391 | 0 | 508.8437 | 50.2096 | 50.2093 | -0.0010934 | -0.049659 | 508.794 |  | -18.4999 | 0 | -18.4999 | 50.5 | 2.3888 | -44.1933 | 1 | 0 | -44.1933 |  | -44.1933 | 0
50.2091 | 0 | 507.6205 | 507.6205 | 1 | 1 | 15:11 | 14.14 |  | 504.8383 | 0 | 507.6205 | 50.2096 | 50.2093 | -0.00098404 | -0.044693 | 507.5758 |  | -19.7181 | 0 | -19.7181 | 50.5 | 2.3891 | -47.108 | 1 | 0 | -47.108 |  | -47.108 | 0
50.2091 | 0 | 507.6205 | 507.6205 | 1 | 1 | 15:11 | 14.16 |  | 504.8375 | 0 | 507.6205 | 50.2095 | 50.2093 | -0.00088564 | -0.040224 | 507.5803 |  | -19.7136 | 0 | -19.7136 | 50.5 | 2.3893 | -47.1015 | 1 | 0 | -47.1015 |  | -47.1015 | 0
50.2091 | 0 | 508.8437 | 508.8437 | 1 | 1 | 15:11 | 14.18 |  | 504.8367 | 0 | 508.8437 | 50.2095 | 50.2093 | -0.00079707 | -0.036201 | 508.8075 |  | -18.4864 | 0 | -18.4864 | 50.5 | 2.3895 | -44.173 | 1 | 0 | -44.173 |  | -44.173 | 0
50.2091 | 0 | 510.0669 | 510.0669 | 1 | 1 | 15:11 | 14.2 |  | 504.836 | 0 | 510.0669 | 50.2094 | 50.2092 | -0.0042174 | -0.19154 | 509.8753 |  | -17.4186 | 0 | -17.4186 | 50.5 | 2.3897 | -41.6243 | 1 | 0 | -41.6243 |  | -41.6243 | 0
50.2091 | 0 | 508.8437 | 508.8437 | 1 | 1 | 15:11 | 14.22 |  | 504.8352 | 0 | 508.8437 | 50.2094 | 50.2092 | -0.0090456 | -0.41083 | 508.4328 |  | -18.861 | 0 | -18.861 | 50.5 | 2.3898 | -45.0743 | 1 | 0 | -45.0743 |  | -45.0743 | 0
50.2091 | 0 | 507.6205 | 507.6205 | 1 | 1 | 15:11 | 14.24 |  | 504.8344 | 0 | 507.6205 | 50.2094 | 50.2089 | -0.013391 | -0.60819 | 507.0123 |  | -20.2816 | 0 | -20.2816 | 50.5 | 2.394 | -48.5531 | 1 | 0 | -48.5531 |  | -48.5531 | 0
50.2091 | 0 | 507.6205 | 507.6205 | 1 | 1 | 15:11 | 14.26 |  | 504.8336 | 0 | 507.6205 | 50.2094 | 50.2085 | -0.015552 | -0.70634 | 506.9142 |  | -20.3797 | 0 | -20.3797 | 50.5 | 2.3977 | -48.8643 | 1 | 0 | -48.8643 |  | -48.8643 | 0
50.2091 | 0 | 507.6205 | 507.6205 | 1 | 1 | 15:11 | 14.28 |  | 504.8328 | 0 | 507.6205 | 50.2093 | 50.2082 | -0.013997 | -0.6357 | 506.9848 |  | -20.3091 | 0 | -20.3091 | 50.5 | 2.4011 | -48.7635 | 1 | 0 | -48.7635 |  | -48.7635 | 0
50.2091 | 0 | 507.6205 | 507.6205 | 1 | 1 | 15:11 | 14.3 |  | 504.8321 | 0 | 507.6205 | 50.2093 | 50.208 | -0.012597 | -0.57213 | 507.0484 |  | -20.2455 | 0 | -20.2455 | 50.5 | 2.4041 | -48.6726 | 1 | 0 | -48.6726 |  | -48.6726 | 0
50.2091 | 0 | 507.6205 | 507.6205 | 1 | 1 | 15:11 | 14.32 |  | 504.8313 | 0 | 507.6205 | 50.2093 | 50.2077 | -0.011337 | -0.51492 | 507.1056 |  | -20.1883 | 0 | -20.1883 | 50.5 | 2.4069 | -48.5906 | 1 | 0 | -48.5906 |  | -48.5906 | 0
50.2091 | 0 | 507.6205 | 507.6205 | 1 | 1 | 15:11 | 14.34 |  | 504.8305 | 0 | 507.6205 | 50.2093 | 50.2075 | -0.010204 | -0.46343 | 507.1571 |  | -20.1368 | 0 | -20.1368 | 50.5 | 2.4094 | -48.5166 | 1 | 0 | -48.5166 |  | -48.5166 | 0
50.2091 | 0 | 507.6205 | 507.6205 | 1 | 1 | 15:11 | 14.36 |  | 504.8297 | 0 | 507.6205 | 50.2093 | 50.2073 | -0.0091833 | -0.41709 | 507.2034 |  | -20.0904 | 0 | -20.0904 | 50.5 | 2.4116 | -48.4499 | 1 | 0 | -48.4499 |  | -48.4499 | 0
50.2091 | 0 | 507.6205 | 507.6205 | 1 | 1 | 15:11 | 14.38 |  | 504.8289 | 0 | 507.6205 | 50.2092 | 50.2072 | -0.0082649 | -0.37538 | 507.2451 |  | -20.0487 | 0 | -20.0487 | 50.5 | 2.4136 | -48.3897 | 1 | 0 | -48.3897 |  | -48.3897 | 0
50.2091 | 0 | 507.6205 | 507.6205 | 1 | 1 | 15:11 | 14.4 |  | 504.8282 | 0 | 507.6205 | 50.2092 | 50.207 | -0.0074385 | -0.33784 | 507.2827 |  | -20.0112 | 0 | -20.0112 | 50.5 | 2.4154 | -48.3355 | 1 | 0 | -48.3355 |  | -48.3355 | 0
50.2056 | 0 | 507.6205 | 507.6205 | 1 | 1 | 15:11 | 14.42 |  | 504.8274 | 0 | 507.6205 | 50.2089 | 50.2069 | -0.0066946 | -0.30403 | 507.3165 |  | -19.9774 | 0 | -19.9774 | 50.5 | 2.4171 | -48.2866 | 1 | 0 | -48.2866 |  | -48.2866 | 0
50.2056 | 0 | 508.8437 | 508.8437 | 1 | 1 | 15:11 | 14.44 |  | 504.8266 | 0 | 508.8437 | 50.2085 | 50.2067 | -0.0060251 | -0.27363 | 508.57 |  | -18.7238 | 0 | -18.7238 | 50.5 | 2.4185 | -45.2843 | 1 | 0 | -45.2843 |  | -45.2843 | 0
50.2056 | 0 | 508.8437 | 508.8437 | 1 | 1 | 15:11 | 14.46 |  | 504.8258 | 0 | 508.8437 | 50.2082 | 50.2066 | -0.0054226 | -0.24627 | 508.5974 |  | -18.6965 | 0 | -18.6965 | 50.5 | 2.4199 | -45.243 | 1 | 0 | -45.243 |  | -45.243 | 0
50.2056 | 0 | 508.8437 | 508.8437 | 1 | 1 | 15:11 | 14.48 |  | 504.825 | 0 | 508.8437 | 50.208 | 50.2065 | -0.0048804 | -0.22164 | 508.622 |  | -18.6719 | 0 | -18.6719 | 50.5 | 2.4211 | -45.2058 | 1 | 0 | -45.2058 |  | -45.2058 | 0
50.2056 | 0 | 508.8437 | 508.8437 | 1 | 1 | 15:11 | 14.5 |  | 504.8243 | 0 | 508.8437 | 50.2077 | 50.2064 | -0.0043923 | -0.19948 | 508.6442 |  | -18.6497 | 0 | -18.6497 | 50.5 | 2.4221 | -45.1723 | 1 | 0 | -45.1723 |  | -45.1723 | 0
50.2056 | 0 | 507.6205 | 507.6205 | 1 | 1 | 15:11 | 14.52 |  | 504.8235 | 0 | 507.6205 | 50.2075 | 50.2063 | -0.0039531 | -0.17953 | 507.441 |  | -19.8529 | 0 | -19.8529 | 50.5 | 2.4231 | -48.1059 | 1 | 0 | -48.1059 |  | -48.1059 | 0
50.2056 | 0 | 507.6205 | 507.6205 | 1 | 1 | 15:11 | 14.54 |  | 504.8227 | 0 | 507.6205 | 50.2073 | 50.2063 | -0.0035578 | -0.16158 | 507.4589 |  | -19.8349 | 0 | -19.8349 | 50.5 | 2.424 | -48.0798 | 1 | 0 | -48.0798 |  | -48.0798 | 0
50.2056 | 0 | 507.6205 | 507.6205 | 1 | 1 | 15:11 | 14.56 |  | 504.8219 | 0 | 507.6205 | 50.2072 | 50.2062 | -0.003202 | -0.14542 | 507.4751 |  | -19.8188 | 0 | -19.8188 | 50.5 | 2.4248 | -48.0562 | 1 | 0 | -48.0562 |  | -48.0562 | 0
50.2056 | 0 | 508.8437 | 508.8437 | 1 | 1 | 15:11 | 14.58 |  | 504.8211 | 0 | 508.8437 | 50.207 | 50.2061 | -0.0028818 | -0.13088 | 508.7128 |  | -18.5811 | 0 | -18.5811 | 50.5 | 2.4255 | -45.0683 | 1 | 0 | -45.0683 |  | -45.0683 | 0
50.2056 | 0 | 507.6205 | 507.6205 | 1 | 1 | 15:11 | 14.6 |  | 504.8204 | 0 | 507.6205 | 50.2069 | 50.2061 | -0.0025936 | -0.11779 | 507.5027 |  | -19.7911 | 0 | -19.7911 | 50.5 | 2.4261 | -48.016 | 1 | 0 | -48.016 |  | -48.016 | 0
50.2056 | 0 | 507.6205 | 507.6205 | 1 | 1 | 15:11 | 14.62 |  | 504.8196 | 0 | 507.6205 | 50.2067 | 50.206 | -0.0023343 | -0.10601 | 507.5145 |  | -19.7794 | 0 | -19.7794 | 50.5 | 2.4267 | -47.9988 | 1 | 0 | -47.9988 |  | -47.9988 | 0
50.2056 | 0 | 507.6205 | 507.6205 | 1 | 1 | 15:11 | 14.64 |  | 504.8188 | 0 | 507.6205 | 50.2066 | 50.206 | -0.0021008 | -0.095409 | 507.5251 |  | -19.7688 | 0 | -19.7688 | 50.5 | 2.4272 | -47.9833 | 1 | 0 | -47.9833 |  | -47.9833 | 0
50.2056 | 0 | 508.8437 | 508.8437 | 1 | 1 | 15:11 | 14.66 |  | 504.818 | 0 | 508.8437 | 50.2065 | 50.206 | -0.0018908 | -0.085868 | 508.7578 |  | -18.5361 | 0 | -18.5361 | 50.5 | 2.4277 | -45 | 1 | 0 | -45 |  | -45 | 0
50.2056 | 0 | 508.8437 | 508.8437 | 1 | 1 | 15:11 | 14.68 |  | 504.8172 | 0 | 508.8437 | 50.2064 | 50.2059 | -0.0017017 | -0.077281 | 508.7664 |  | -18.5275 | 0 | -18.5275 | 50.5 | 2.4281 | -44.9869 | 1 | 0 | -44.9869 |  | -44.9869 | 0
50.2056 | 0 | 508.8437 | 508.8437 | 1 | 1 | 15:11 | 14.7 |  | 504.8165 | 0 | 508.8437 | 50.2063 | 50.2059 | -0.0015315 | -0.069553 | 508.7741 |  | -18.5198 | 0 | -18.5198 | 50.5 | 2.4285 | -44.9751 | 1 | 0 | -44.9751 |  | -44.9751 | 0
50.2056 | 0 | 508.8437 | 508.8437 | 1 | 1 | 15:11 | 14.72 |  | 504.8157 | 0 | 508.8437 | 50.2063 | 50.2059 | -0.0013784 | -0.062598 | 508.7811 |  | -18.5128 | 0 | -18.5128 | 50.5 | 2.4288 | -44.9646 | 1 | 0 | -44.9646 |  | -44.9646 | 0
50.2056 | 0 | 508.8437 | 508.8437 | 1 | 1 | 15:11 | 14.74 |  | 504.8149 | 0 | 508.8437 | 50.2062 | 50.2058 | -0.0012405 | -0.056338 | 508.7873 |  | -18.5066 | 0 | -18.5066 | 50.5 | 2.4291 | -44.955 | 1 | 0 | -44.955 |  | -44.955 | 0
50.2056 | 0 | 507.6205 | 507.6205 | 1 | 1 | 15:11 | 14.76 |  | 504.8141 | 0 | 507.6205 | 50.2061 | 50.2058 | -0.0011165 | -0.050704 | 507.5698 |  | -19.7241 | 0 | -19.7241 | 50.5 | 2.4294 | -47.918 | 1 | 0 | -47.918 |  | -47.918 | 0
50.2056 | 0 | 507.6205 | 507.6205 | 1 | 1 | 15:11 | 14.78 |  | 504.8133 | 0 | 507.6205 | 50.2061 | 50.2058 | -0.0010048 | -0.045634 | 507.5749 |  | -19.719 | 0 | -19.719 | 50.5 | 2.4297 | -47.9106 | 1 | 0 | -47.9106 |  | -47.9106 | 0
50.2056 | 0 | 507.6205 | 507.6205 | 1 | 1 | 15:11 | 14.8 |  | 504.8126 | 0 | 507.6205 | 50.206 | 50.2058 | -0.00090434 | -0.041071 | 507.5794 |  | -19.7144 | 0 | -19.7144 | 50.5 | 2.4299 | -47.9039 | 1 | 0 | -47.9039 |  | -47.9039 | 0
50.2056 | 0 | 507.6205 | 507.6205 | 1 | 1 | 15:11 | 14.82 |  | 504.8118 | 0 | 507.6205 | 50.206 | 50.2058 | -0.00081391 | -0.036963 | 507.5835 |  | -19.7103 | 0 | -19.7103 | 50.5 | 2.4301 | -47.8979 | 1 | 0 | -47.8979 |  | -47.8979 | 0
50.2056 | 0 | 507.6205 | 507.6205 | 1 | 1 | 15:11 | 14.84 |  | 504.811 | 0 | 507.6205 | 50.206 | 50.2057 | -0.00073252 | -0.033267 | 507.5872 |  | -19.7066 | 0 | -19.7066 | 50.5 | 2.4303 | -47.8925 | 1 | 0 | -47.8925 |  | -47.8925 | 0
50.2056 | 0 | 507.6205 | 507.6205 | 1 | 1 | 15:11 | 14.86 |  | 504.8102 | 0 | 507.6205 | 50.2059 | 50.2057 | -0.00065927 | -0.02994 | 507.5906 |  | -19.7033 | 0 | -19.7033 | 50.5 | 2.4304 | -47.8876 | 1 | 0 | -47.8876 |  | -47.8876 | 0
50.2056 | 0 | 507.6205 | 507.6205 | 1 | 1 | 15:11 | 14.88 |  | 504.8094 | 0 | 507.6205 | 50.2059 | 50.2057 | -0.0039933 | -0.18136 | 507.4392 |  | -19.8547 | 0 | -19.8547 | 50.5 | 2.4306 | -48.2585 | 1 | 0 | -48.2585 |  | -48.2585 | 0
50.2056 | 0 | 507.6205 | 507.6205 | 1 | 1 | 15:11 | 14.9 |  | 504.8087 | 0 | 507.6205 | 50.2059 | 50.2057 | -0.008694 | -0.39484 | 507.2257 |  | -20.0682 | 0 | -20.0682 | 50.5 | 2.4307 | -48.7801 | 1 | 0 | -48.7801 |  | -48.7801 | 0
50.2056 | 0 | 508.8437 | 508.8437 | 1 | 1 | 15:11 | 14.92 |  | 504.8079 | 0 | 508.8437 | 50.2058 | 50.2054 | -0.012925 | -0.58697 | 508.2567 |  | -19.0372 | 0 | -19.0372 | 50.5 | 2.4349 | -46.3529 | 1 | 0 | -46.3529 |  | -46.3529 | 0
50.2056 | 0 | 506.3973 | 506.3973 | 1 | 1 | 15:11 | 14.94 |  | 504.8071 | 0 | 506.3973 | 50.2058 | 50.205 | -0.015032 | -0.68268 | 505.7146 |  | -21.5792 | 0 | -21.5792 | 50.5 | 2.4386 | -52.6232 | 1 | 0 | -52.6232 |  | -52.6232 | 0
50.2056 | 0 | 508.8437 | 508.8437 | 1 | 1 | 15:11 | 14.96 |  | 504.8063 | 0 | 508.8437 | 50.2058 | 50.2048 | -0.013529 | -0.61441 | 508.2292 |  | -19.0646 | 0 | -19.0646 | 50.5 | 2.442 | -46.5554 | 1 | 0 | -46.5554 |  | -46.5554 | 0
50.2056 | 0 | 507.6205 | 507.6205 | 1 | 1 | 15:11 | 14.98 |  | 504.8055 | 0 | 507.6205 | 50.2058 | 50.2045 | -0.012176 | -0.55297 | 507.0675 |  | -20.2263 | 0 | -20.2263 | 50.5 | 2.445 | -49.4539 | 1 | 0 | -49.4539 |  | -49.4539 | 0
50.2056 | 0 | 507.6205 | 507.6205 | 1 | 1 | 15:11 | 15 |  | 504.8048 | 0 | 507.6205 | 50.2058 | 50.2043 | -0.010958 | -0.49767 | 507.1228 |  | -20.171 | 0 | -20.171 | 50.5 | 2.4478 | -49.3742 | 1 | 0 | -49.3742 |  | -49.3742 | 0
50.2056 | 0 | 507.6205 | 507.6205 | 1 | 1 | 15:11 | 15.02 |  | 504.804 | 0 | 507.6205 | 50.2057 | 50.2041 | -0.0098626 | -0.44791 | 507.1726 |  | -20.1213 | 0 | -20.1213 | 50.5 | 2.4503 | -49.3022 | 1 | 0 | -49.3022 |  | -49.3022 | 0
50.2056 | 0 | 507.6205 | 507.6205 | 1 | 1 | 15:11 | 15.04 |  | 504.8032 | 0 | 507.6205 | 50.2057 | 50.2039 | -0.0088763 | -0.40312 | 507.2174 |  | -20.0765 | 0 | -20.0765 | 50.5 | 2.4525 | -49.2374 | 1 | 0 | -49.2374 |  | -49.2374 | 0
50.2056 | 0 | 507.6205 | 507.6205 | 1 | 1 | 15:11 | 15.06 |  | 504.8024 | 0 | 507.6205 | 50.2057 | 50.2037 | -0.0079887 | -0.3628 | 507.2577 |  | -20.0362 | 0 | -20.0362 | 50.5 | 2.4545 | -49.1789 | 1 | 0 | -49.1789 |  | -49.1789 | 0
50.2056 | 0 | 507.6205 | 507.6205 | 1 | 1 | 15:11 | 15.08 |  | 504.8016 | 0 | 507.6205 | 50.2057 | 50.2036 | -0.0071898 | -0.32652 | 507.294 |  | -19.9999 | 0 | -19.9999 | 50.5 | 2.4563 | -49.1262 | 1 | 0 | -49.1262 |  | -49.1262 | 0
50.2022 | 0 | 507.6205 | 507.6205 | 1 | 1 | 15:11 | 15.1 |  | 504.8009 | 0 | 507.6205 | 50.2054 | 50.2034 | -0.0064708 | -0.29385 | 507.3267 |  | -19.9672 | 0 | -19.9672 | 50.5 | 2.458 | -49.0786 | 1 | 0 | -49.0786 |  | -49.0786 | 0
50.2022 | 0 | 507.6205 | 507.6205 | 1 | 1 | 15:11 | 15.12 |  | 504.8001 | 0 | 507.6205 | 50.205 | 50.2033 | -0.0058238 | -0.26447 | 507.356 |  | -19.9378 | 0 | -19.9378 | 50.5 | 2.4594 | -49.0358 | 1 | 0 | -49.0358 |  | -49.0358 | 0
50.2022 | 0 | 506.3973 | 506.3973 | 1 | 1 | 15:11 | 15.14 |  | 504.7993 | 0 | 506.3973 | 50.2048 | 50.2032 | -0.0052414 | -0.23802 | 506.1593 |  | -21.1346 | 0 | -21.1346 | 50.5 | 2.4608 | -52.0073 | 1 | 0 | -52.0073 |  | -52.0073 | 0
50.2022 | 0 | 507.6205 | 507.6205 | 1 | 1 | 15:11 | 15.16 |  | 504.7985 | 0 | 507.6205 | 50.2045 | 50.2031 | -0.0047172 | -0.21422 | 507.4063 |  | -19.8876 | 0 | -19.8876 | 50.5 | 2.462 | -48.9625 | 1 | 0 | -48.9625 |  | -48.9625 | 0
50.2022 | 0 | 506.3973 | 506.3973 | 1 | 1 | 15:11 | 15.18 |  | 504.7977 | 0 | 506.3973 | 50.2043 | 50.203 | -0.0042455 | -0.1928 | 506.2045 |  | -21.0894 | 0 | -21.0894 | 50.5 | 2.463 | -51.944 | 1 | 0 | -51.944 |  | -51.944 | 0
50.2022 | 0 | 507.6205 | 507.6205 | 1 | 1 | 15:11 | 15.2 |  | 504.797 | 0 | 507.6205 | 50.2041 | 50.2029 | -0.003821 | -0.17352 | 507.447 |  | -19.8469 | 0 | -19.8469 | 50.5 | 2.464 | -48.903 | 1 | 0 | -48.903 |  | -48.903 | 0
50.2022 | 0 | 507.6205 | 507.6205 | 1 | 1 | 15:11 | 15.22 |  | 504.7962 | 0 | 507.6205 | 50.2039 | 50.2028 | -0.0034389 | -0.15617 | 507.4643 |  | -19.8295 | 0 | -19.8295 | 50.5 | 2.4649 | -48.8776 | 1 | 0 | -48.8776 |  | -48.8776 | 0
50.2022 | 0 | 507.6205 | 507.6205 | 1 | 1 | 15:11 | 15.24 |  | 504.7954 | 0 | 507.6205 | 50.2037 | 50.2028 | -0.003095 | -0.14055 | 507.48 |  | -19.8139 | 0 | -19.8139 | 50.5 | 2.4657 | -48.8548 | 1 | 0 | -48.8548 |  | -48.8548 | 0
50.2022 | 0 | 507.6205 | 507.6205 | 1 | 1 | 15:11 | 15.26 |  | 504.7946 | 0 | 507.6205 | 50.2036 | 50.2027 | -0.0027855 | -0.12649 | 507.494 |  | -19.7999 | 0 | -19.7999 | 50.5 | 2.4664 | -48.8342 | 1 | 0 | -48.8342 |  | -48.8342 | 0
50.2022 | 0 | 506.3973 | 506.3973 | 1 | 1 | 15:11 | 15.28 |  | 504.7938 | 0 | 506.3973 | 50.2034 | 50.2027 | -0.0025069 | -0.11384 | 506.2835 |  | -21.0104 | 0 | -21.0104 | 50.5 | 2.467 | -51.8333 | 1 | 0 | -51.8333 |  | -51.8333 | 0
50.2022 | 0 | 507.6205 | 507.6205 | 1 | 1 | 15:11 | 15.3 |  | 504.7931 | 0 | 507.6205 | 50.2033 | 50.2026 | -0.0022562 | -0.10246 | 507.5181 |  | -19.7758 | 0 | -19.7758 | 50.5 | 2.4676 | -48.7989 | 1 | 0 | -48.7989 |  | -48.7989 | 0
50.2022 | 0 | 507.6205 | 507.6205 | 1 | 1 | 15:11 | 15.32 |  | 504.7923 | 0 | 507.6205 | 50.2032 | 50.2026 | -0.0020306 | -0.092214 | 507.5283 |  | -19.7656 | 0 | -19.7656 | 50.5 | 2.4681 | -48.7839 | 1 | 0 | -48.7839 |  | -48.7839 | 0
50.2022 | 0 | 507.6205 | 507.6205 | 1 | 1 | 15:11 | 15.34 |  | 504.7915 | 0 | 507.6205 | 50.2031 | 50.2025 | -0.0018276 | -0.082993 | 507.5375 |  | -19.7564 | 0 | -19.7564 | 50.5 | 2.4686 | -48.7703 | 1 | 0 | -48.7703 |  | -48.7703 | 0
50.2022 | 0 | 507.6205 | 507.6205 | 1 | 1 | 15:11 | 15.36 |  | 504.7907 | 0 | 507.6205 | 50.203 | 50.2025 | -0.0016448 | -0.074693 | 507.5458 |  | -19.7481 | 0 | -19.7481 | 50.5 | 2.469 | -48.7582 | 1 | 0 | -48.7582 |  | -48.7582 | 0
50.2022 | 0 | 508.8437 | 508.8437 | 1 | 1 | 15:11 | 15.38 |  | 504.7899 | 0 | 508.8437 | 50.2029 | 50.2025 | -0.0014803 | -0.067224 | 508.7764 |  | -18.5174 | 0 | -18.5174 | 50.5 | 2.4694 | -45.7268 | 1 | 0 | -45.7268 |  | -45.7268 | 0
50.2022 | 0 | 507.6205 | 507.6205 | 1 | 1 | 15:11 | 15.4 |  | 504.7892 | 0 | 507.6205 | 50.2028 | 50.2025 | -0.0013323 | -0.060502 | 507.56 |  | -19.7339 | 0 | -19.7339 | 50.5 | 2.4697 | -48.7373 | 1 | 0 | -48.7373 |  | -48.7373 | 0
50.2022 | 0 | 507.6205 | 507.6205 | 1 | 1 | 15:11 | 15.42 |  | 504.7884 | 0 | 507.6205 | 50.2028 | 50.2024 | -0.0011991 | -0.054451 | 507.5661 |  | -19.7278 | 0 | -19.7278 | 50.5 | 2.47 | -48.7284 | 1 | 0 | -48.7284 |  | -48.7284 | 0
50.2022 | 0 | 507.6205 | 507.6205 | 1 | 1 | 15:11 | 15.44 |  | 504.7876 | 0 | 507.6205 | 50.2027 | 50.2024 | -0.0010792 | -0.049006 | 507.5715 |  | -19.7224 | 0 | -19.7224 | 50.5 | 2.4703 | -48.7204 | 1 | 0 | -48.7204 |  | -48.7204 | 0
50.2022 | 0 | 507.6205 | 507.6205 | 1 | 1 | 15:11 | 15.46 |  | 504.7868 | 0 | 507.6205 | 50.2027 | 50.2024 | -0.00097124 | -0.044106 | 507.5764 |  | -19.7175 | 0 | -19.7175 | 50.5 | 2.4706 | -48.7132 | 1 | 0 | -48.7132 |  | -48.7132 | 0
50.2022 | 0 | 507.6205 | 507.6205 | 1 | 1 | 15:11 | 15.48 |  | 504.786 | 0 | 507.6205 | 50.2026 | 50.2024 | -0.00087412 | -0.039695 | 507.5808 |  | -19.7131 | 0 | -19.7131 | 50.5 | 2.4708 | -48.7067 | 1 | 0 | -48.7067 |  | -48.7067 | 0
50.2022 | 0 | 507.6205 | 507.6205 | 1 | 1 | 15:11 | 15.5 |  | 504.7853 | 0 | 507.6205 | 50.2026 | 50.2023 | -0.0007867 | -0.035726 | 507.5848 |  | -19.7091 | 0 | -19.7091 | 50.5 | 2.471 | -48.7009 | 1 | 0 | -48.7009 |  | -48.7009 | 0
50.2022 | 0 | 507.6205 | 507.6205 | 1 | 1 | 15:11 | 15.52 |  | 504.7845 | 0 | 507.6205 | 50.2025 | 50.2023 | -0.00070803 | -0.032153 | 507.5884 |  | -19.7055 | 0 | -19.7055 | 50.5 | 2.4712 | -48.6956 | 1 | 0 | -48.6956 |  | -48.6956 | 0
50.2022 | 0 | 507.6205 | 507.6205 | 1 | 1 | 15:11 | 15.54 |  | 504.7837 | 0 | 507.6205 | 50.2025 | 50.2023 | -0.00063723 | -0.028938 | 507.5916 |  | -19.7023 | 0 | -19.7023 | 50.5 | 2.4713 | -48.6909 | 1 | 0 | -48.6909 |  | -48.6909 | 0
50.2022 | 0 | 508.8437 | 508.8437 | 1 | 1 | 15:11 | 15.56 |  | 504.7829 | 0 | 508.8437 | 50.2025 | 50.2023 | -0.00057351 | -0.026044 | 508.8176 |  | -18.4763 | 0 | -18.4763 | 50.5 | 2.4715 | -45.6636 | 1 | 0 | -45.6636 |  | -45.6636 | 0
50.2022 | 0 | 507.6205 | 507.6205 | 1 | 1 | 15:11 | 15.58 |  | 504.7821 | 0 | 507.6205 | 50.2025 | 50.2023 | -0.00051616 | -0.02344 | 507.5971 |  | -19.6968 | 0 | -19.6968 | 50.5 | 2.4716 | -48.6828 | 1 | 0 | -48.6828 |  | -48.6828 | 0
50.2022 | 0 | 507.6205 | 507.6205 | 1 | 1 | 15:11 | 15.6 |  | 504.7814 | 0 | 507.6205 | 50.2024 | 50.2023 | -0.00046454 | -0.021096 | 507.5994 |  | -19.6945 | 0 | -19.6945 | 50.5 | 2.4717 | -48.6793 | 1 | 0 | -48.6793 |  | -48.6793 | 0
50.2022 | 0 | 507.6205 | 507.6205 | 1 | 1 | 15:11 | 15.62 |  | 504.7806 | 0 | 507.6205 | 50.2024 | 50.2023 | -0.00041809 | -0.018986 | 507.6015 |  | -19.6923 | 0 | -19.6923 | 50.5 | 2.4718 | -48.6762 | 1 | 0 | -48.6762 |  | -48.6762 | 0
50.2022 | 0 | 508.8437 | 508.8437 | 1 | 1 | 15:11 | 15.64 |  | 504.7798 | 0 | 508.8437 | 50.2024 | 50.2023 | -0.00037628 | -0.017087 | 508.8266 |  | -18.4673 | 0 | -18.4673 | 50.5 | 2.4719 | -45.6499 | 1 | 0 | -45.6499 |  | -45.6499 | 0
50.2022 | 0 | 508.8437 | 508.8437 | 1 | 1 | 15:11 | 15.66 |  | 504.779 | 0 | 508.8437 | 50.2024 | 50.2023 | -0.00033865 | -0.015379 | 508.8283 |  | -18.4656 | 0 | -18.4656 | 50.5 | 2.472 | -45.6473 | 1 | 0 | -45.6473 |  | -45.6473 | 0
50.2022 | 0 | 510.0669 | 510.0669 | 1 | 1 | 15:11 | 15.68 |  | 504.7782 | 0 | 510.0669 | 50.2023 | 50.2023 | -0.00030479 | -0.013841 | 510.053 |  | -17.2408 | 0 | -17.2408 | 50.5 | 2.4721 | -42.621 | 1 | 0 | -42.621 |  | -42.621 | 0
50.2022 | 0 | 508.8437 | 508.8437 | 1 | 1 | 15:11 | 15.7 |  | 504.7775 | 0 | 508.8437 | 50.2023 | 50.2023 | -0.00027431 | -0.012457 | 508.8312 |  | -18.4627 | 0 | -18.4627 | 50.5 | 2.4722 | -45.6428 | 1 | 0 | -45.6428 |  | -45.6428 | 0
50.2022 | 0 | 510.0669 | 510.0669 | 1 | 1 | 15:11 | 15.72 |  | 504.7767 | 0 | 510.0669 | 50.2023 | 50.2022 | -0.00024688 | -0.011211 | 510.0557 |  | -17.2382 | 0 | -17.2382 | 50.5 | 2.4722 | -42.6168 | 1 | 0 | -42.6168 |  | -42.6168 | 0
50.2022 | 0 | 507.6205 | 507.6205 | 1 | 1 | 15:11 | 15.74 |  | 504.7759 | 0 | 507.6205 | 50.2023 | 50.2022 | -0.00022219 | -0.01009 | 507.6104 |  | -19.6834 | 0 | -19.6834 | 50.5 | 2.4723 | -48.6631 | 1 | 0 | -48.6631 |  | -48.6631 | 0
50.2022 | 0 | 508.8437 | 508.8437 | 1 | 1 | 15:11 | 15.76 |  | 504.7751 | 0 | 508.8437 | 50.2023 | 50.2022 | -0.00019997 | -0.009081 | 508.8346 |  | -18.4593 | 0 | -18.4593 | 50.5 | 2.4723 | -45.6376 | 1 | 0 | -45.6376 |  | -45.6376 | 0
50.2022 | 0 | 507.6205 | 507.6205 | 1 | 1 | 15:11 | 15.78 |  | 504.7743 | 0 | 507.6205 | 50.2023 | 50.2022 | -0.00017997 | -0.0081729 | 507.6123 |  | -19.6815 | 0 | -19.6815 | 50.5 | 2.4724 | -48.6603 | 1 | 0 | -48.6603 |  | -48.6603 | 0
50.2022 | 0 | 507.6205 | 507.6205 | 1 | 1 | 15:11 | 15.8 |  | 504.7736 | 0 | 507.6205 | 50.2023 | 50.2022 | -0.00016198 | -0.0073556 | 507.6132 |  | -19.6807 | 0 | -19.6807 | 50.5 | 2.4724 | -48.6591 | 1 | 0 | -48.6591 |  | -48.6591 | 0
50.2022 | 0 | 508.8437 | 508.8437 | 1 | 1 | 15:11 | 15.82 |  | 504.7728 | 0 | 508.8437 | 50.2023 | 50.2022 | -0.00014578 | -0.00662 | 508.837 |  | -18.4568 | 0 | -18.4568 | 50.5 | 2.4725 | -45.6338 | 1 | 0 | -45.6338 |  | -45.6338 | 0
50.2022 | 0 | 507.6205 | 507.6205 | 1 | 1 | 15:11 | 15.84 |  | 504.772 | 0 | 507.6205 | 50.2023 | 50.2022 | 0.0032688 | 0.14844 | 507.769 |  | -19.5249 | 0 | -19.5249 | 50.5 | 2.4725 | -48.2753 | 1 | 0 | -48.2753 |  | -48.2753 | 0
50.2022 | 0 | 507.6205 | 507.6205 | 1 | 1 | 15:11 | 15.86 |  | 504.7712 | 0 | 507.6205 | 50.2023 | 50.2022 | 0.0080419 | 0.3652 | 507.9857 |  | -19.3082 | 0 | -19.3082 | 50.5 | 2.4725 | -47.7399 | 1 | 0 | -47.7399 |  | -47.7399 | 0
50.2022 | 0 | 508.8437 | 508.8437 | 1 | 1 | 15:11 | 15.88 |  | 504.7704 | 0 | 508.8437 | 50.2023 | 50.2026 | 0.012338 | 0.56028 | 509.4039 |  | -17.8899 | 0 | -17.8899 | 50.5 | 2.4684 | -44.1596 | 1 | 0 | -44.1596 |  | -44.1596 | 0
50.2022 | 0 | 507.6205 | 507.6205 | 1 | 1 | 15:11 | 15.9 |  | 504.7697 | 0 | 507.6205 | 50.2022 | 50.2029 | 0.014504 | 0.65865 | 508.2792 |  | -19.0147 | 0 | -19.0147 | 50.5 | 2.4647 | -46.8656 | 1 | 0 | -46.8656 |  | -46.8656 | 0
50.2022 | 0 | 506.3973 | 506.3973 | 1 | 1 | 15:11 | 15.92 |  | 504.7689 | 0 | 506.3973 | 50.2022 | 50.2031 | 0.013054 | 0.59278 | 506.9901 |  | -20.3038 | 0 | -20.3038 | 50.5 | 2.4614 | -49.9754 | 1 | 0 | -49.9754 |  | -49.9754 | 0
50.2022 | 0 | 507.6205 | 507.6205 | 1 | 1 | 15:11 | 15.94 |  | 504.7681 | 0 | 507.6205 | 50.2022 | 50.2034 | 0.011748 | 0.53351 | 508.154 |  | -19.1399 | 0 | -19.1399 | 50.5 | 2.4584 | -47.0535 | 1 | 0 | -47.0535 |  | -47.0535 | 0
50.2022 | 0 | 507.6205 | 507.6205 | 1 | 1 | 15:11 | 15.96 |  | 504.7673 | 0 | 507.6205 | 50.2022 | 50.2036 | 0.010573 | 0.48016 | 508.1007 |  | -19.1932 | 0 | -19.1932 | 50.5 | 2.4557 | -47.1333 | 1 | 0 | -47.1333 |  | -47.1333 | 0
50.2022 | 0 | 507.6205 | 507.6205 | 1 | 1 | 15:11 | 15.98 |  | 504.7665 | 0 | 507.6205 | 50.2022 | 50.2038 | 0.009516 | 0.43214 | 508.0527 |  | -19.2412 | 0 | -19.2412 | 50.5 | 2.4533 | -47.205 | 1 | 0 | -47.205 |  | -47.205 | 0
50.2022 | 0 | 507.6205 | 507.6205 | 1 | 1 | 15:11 | 16 |  | 504.7658 | 0 | 507.6205 | 50.2022 | 50.204 | 0.0085644 | 0.38893 | 508.0094 |  | -19.2844 | 0 | -19.2844 | 50.5 | 2.4512 | -47.2694 | 1 | 0 | -47.2694 |  | -47.2694 | 0
50.2022 | 0 | 507.6205 | 507.6205 | 1 | 1 | 15:11 | 16.02 |  | 504.765 | 0 | 507.6205 | 50.2022 | 50.2041 | 0.007708 | 0.35003 | 507.9705 |  | -19.3233 | 0 | -19.3233 | 50.5 | 2.4492 | -47.3272 | 1 | 0 | -47.3272 |  | -47.3272 | 0
50.2022 | 0 | 507.6205 | 507.6205 | 1 | 1 | 15:11 | 16.04 |  | 504.7642 | 0 | 507.6205 | 50.2022 | 50.2043 | 0.0069372 | 0.31503 | 507.9355 |  | -19.3583 | 0 | -19.3583 | 50.5 | 2.4475 | -47.3792 | 1 | 0 | -47.3792 |  | -47.3792 | 0
50.2056 | 0 | 507.6205 | 507.6205 | 1 | 1 | 15:11 | 16.06 |  | 504.7634 | 0 | 507.6205 | 50.2026 | 50.2044 | 0.0062435 | 0.28355 | 507.9041 |  | -19.3898 | 0 | -19.3898 | 50.5 | 2.4459 | -47.4259 | 1 | 0 | -47.4259 |  | -47.4259 | 0
50.2056 | 0 | 508.8437 | 508.8437 | 1 | 1 | 15:11 | 16.08 |  | 504.7626 | 0 | 508.8437 | 50.2029 | 50.2045 | 0.0056191 | 0.25519 | 509.0989 |  | -18.195 | 0 | -18.195 | 50.5 | 2.4445 | -44.4779 | 1 | 0 | -44.4779 |  | -44.4779 | 0
50.2056 | 0 | 508.8437 | 508.8437 | 1 | 1 | 15:11 | 16.1 |  | 504.7619 | 0 | 508.8437 | 50.2031 | 50.2046 | 0.0050572 | 0.22967 | 509.0733 |  | -18.2205 | 0 | -18.2205 | 50.5 | 2.4432 | -44.5172 | 1 | 0 | -44.5172 |  | -44.5172 | 0
50.2056 | 0 | 507.6205 | 507.6205 | 1 | 1 | 15:11 | 16.12 |  | 504.7611 | 0 | 507.6205 | 50.2034 | 50.2047 | 0.0045515 | 0.20671 | 507.8272 |  | -19.4667 | 0 | -19.4667 | 50.5 | 2.4421 | -47.5396 | 1 | 0 | -47.5396 |  | -47.5396 | 0
50.2056 | 0 | 507.6205 | 507.6205 | 1 | 1 | 15:11 | 16.14 |  | 504.7603 | 0 | 507.6205 | 50.2036 | 50.2048 | 0.0040963 | 0.18603 | 507.8065 |  | -19.4873 | 0 | -19.4873 | 50.5 | 2.4411 | -47.5701 | 1 | 0 | -47.5701 |  | -47.5701 | 0
50.2056 | 0 | 507.6205 | 507.6205 | 1 | 1 | 15:11 | 16.16 |  | 504.7595 | 0 | 507.6205 | 50.2038 | 50.2049 | 0.0036867 | 0.16743 | 507.7879 |  | -19.5059 | 0 | -19.5059 | 50.5 | 2.4402 | -47.5976 | 1 | 0 | -47.5976 |  | -47.5976 | 0
50.2056 | 0 | 507.6205 | 507.6205 | 1 | 1 | 15:11 | 16.18 |  | 504.7587 | 0 | 507.6205 | 50.204 | 50.205 | 0.003318 | 0.15069 | 507.7712 |  | -19.5227 | 0 | -19.5227 | 50.5 | 2.4393 | -47.6223 | 1 | 0 | -47.6223 |  | -47.6223 | 0
50.2056 | 0 | 508.8437 | 508.8437 | 1 | 1 | 15:11 | 16.2 |  | 504.758 | 0 | 508.8437 | 50.2041 | 50.205 | 0.0029862 | 0.13562 | 508.9793 |  | -18.3146 | 0 | -18.3146 | 50.5 | 2.4386 | -44.6617 | 1 | 0 | -44.6617 |  | -44.6617 | 0
50.2056 | 0 | 507.6205 | 507.6205 | 1 | 1 | 15:11 | 16.22 |  | 504.7572 | 0 | 507.6205 | 50.2043 | 50.2051 | 0.0026876 | 0.12206 | 507.7426 |  | -19.5513 | 0 | -19.5513 | 50.5 | 2.4379 | -47.6645 | 1 | 0 | -47.6645 |  | -47.6645 | 0
50.2056 | 0 | 507.6205 | 507.6205 | 1 | 1 | 15:11 | 16.24 |  | 504.7564 | 0 | 507.6205 | 50.2044 | 50.2051 | 0.0024189 | 0.10985 | 507.7304 |  | -19.5635 | 0 | -19.5635 | 50.5 | 2.4373 | -47.6824 | 1 | 0 | -47.6824 |  | -47.6824 | 0
50.2056 | 0 | 507.6205 | 507.6205 | 1 | 1 | 15:11 | 16.26 |  | 504.7556 | 0 | 507.6205 | 50.2045 | 50.2052 | 0.002177 | 0.098866 | 507.7194 |  | -19.5745 | 0 | -19.5745 | 50.5 | 2.4368 | -47.6986 | 1 | 0 | -47.6986 |  | -47.6986 | 0
50.2056 | 0 | 508.8437 | 508.8437 | 1 | 1 | 15:11 | 16.28 |  | 504.7548 | 0 | 508.8437 | 50.2046 | 50.2052 | 0.0019593 | 0.08898 | 508.9326 |  | -18.3612 | 0 | -18.3612 | 50.5 | 2.4363 | -44.7332 | 1 | 0 | -44.7332 |  | -44.7332 | 0
50.2056 | 0 | 507.6205 | 507.6205 | 1 | 1 | 15:11 | 16.3 |  | 504.7541 | 0 | 507.6205 | 50.2047 | 50.2053 | 0.0017633 | 0.080082 | 507.7006 |  | -19.5933 | 0 | -19.5933 | 50.5 | 2.4358 | -47.7262 | 1 | 0 | -47.7262 |  | -47.7262 | 0
50.2056 | 0 | 507.6205 | 507.6205 | 1 | 1 | 15:11 | 16.32 |  | 504.7533 | 0 | 507.6205 | 50.2048 | 50.2053 | 0.001587 | 0.072074 | 507.6926 |  | -19.6013 | 0 | -19.6013 | 50.5 | 2.4355 | -47.738 | 1 | 0 | -47.738 |  | -47.738 | 0
50.2056 | 0 | 508.8437 | 508.8437 | 1 | 1 | 15:11 | 16.34 |  | 504.7525 | 0 | 508.8437 | 50.2049 | 50.2053 | 0.0014283 | 0.064866 | 508.9085 |  | -18.3853 | 0 | -18.3853 | 50.5 | 2.4351 | -44.7701 | 1 | 0 | -44.7701 |  | -44.7701 | 0
50.2056 | 0 | 508.8437 | 508.8437 | 1 | 1 | 15:11 | 16.36 |  | 504.7517 | 0 | 508.8437 | 50.205 | 50.2054 | 0.0012855 | 0.05838 | 508.902 |  | -18.3918 | 0 | -18.3918 | 50.5 | 2.4348 | -44.78 | 1 | 0 | -44.78 |  | -44.78 | 0
50.2056 | 0 | 507.6205 | 507.6205 | 1 | 1 | 15:11 | 16.38 |  | 504.7509 | 0 | 507.6205 | 50.205 | 50.2054 | 0.0011569 | 0.052542 | 507.6731 |  | -19.6208 | 0 | -19.6208 | 50.5 | 2.4345 | -47.7667 | 1 | 0 | -47.7667 |  | -47.7667 | 0
50.2056 | 0 | 508.8437 | 508.8437 | 1 | 1 | 15:11 | 16.4 |  | 504.7502 | 0 | 508.8437 | 50.2051 | 50.2054 | 0.0010412 | 0.047288 | 508.8909 |  | -18.4029 | 0 | -18.4029 | 50.5 | 2.4342 | -44.797 | 1 | 0 | -44.797 |  | -44.797 | 0
50.2056 | 0 | 507.6205 | 507.6205 | 1 | 1 | 15:11 | 16.42 |  | 504.7494 | 0 | 507.6205 | 50.2051 | 50.2054 | 0.00093711 | 0.042559 | 507.6631 |  | -19.6308 | 0 | -19.6308 | 50.5 | 2.434 | -47.7814 | 1 | 0 | -47.7814 |  | -47.7814 | 0
50.2056 | 0 | 508.8437 | 508.8437 | 1 | 1 | 15:11 | 16.44 |  | 504.7486 | 0 | 508.8437 | 50.2052 | 50.2054 | 0.0008434 | 0.038303 | 508.882 |  | -18.4119 | 0 | -18.4119 | 50.5 | 2.4338 | -44.8107 | 1 | 0 | -44.8107 |  | -44.8107 | 0
50.2056 | 0 | 508.8437 | 508.8437 | 1 | 1 | 15:11 | 16.46 |  | 504.7478 | 0 | 508.8437 | 50.2052 | 50.2055 | 0.00075906 | 0.034473 | 508.8781 |  | -18.4157 | 0 | -18.4157 | 50.5 | 2.4336 | -44.8166 | 1 | 0 | -44.8166 |  | -44.8166 | 0
50.2056 | 0 | 508.8437 | 508.8437 | 1 | 1 | 15:11 | 16.48 |  | 504.747 | 0 | 508.8437 | 50.2053 | 50.2055 | 0.00068315 | 0.031025 | 508.8747 |  | -18.4192 | 0 | -18.4192 | 50.5 | 2.4334 | -44.8218 | 1 | 0 | -44.8218 |  | -44.8218 | 0
50.2056 | 0 | 508.8437 | 508.8437 | 1 | 1 | 15:11 | 16.5 |  | 504.7463 | 0 | 508.8437 | 50.2053 | 50.2055 | 0.00061484 | 0.027923 | 508.8716 |  | -18.4223 | 0 | -18.4223 | 50.5 | 2.4333 | -44.8266 | 1 | 0 | -44.8266 |  | -44.8266 | 0
50.2056 | 0 | 507.6205 | 507.6205 | 1 | 1 | 15:11 | 16.52 |  | 504.7455 | 0 | 507.6205 | 50.2053 | 50.2055 | 0.00055336 | 0.025131 | 507.6456 |  | -19.6482 | 0 | -19.6482 | 50.5 | 2.4331 | -47.8069 | 1 | 0 | -47.8069 |  | -47.8069 | 0
50.2056 | 0 | 508.8437 | 508.8437 | 1 | 1 | 15:11 | 16.54 |  | 504.7447 | 0 | 508.8437 | 50.2054 | 50.2055 | 0.00049802 | 0.022617 | 508.8663 |  | -18.4276 | 0 | -18.4276 | 50.5 | 2.433 | -44.8347 | 1 | 0 | -44.8347 |  | -44.8347 | 0
50.2056 | 0 | 508.8437 | 508.8437 | 1 | 1 | 15:11 | 16.56 |  | 504.7439 | 0 | 508.8437 | 50.2054 | 50.2055 | 0.00044822 | 0.020356 | 508.864 |  | -18.4299 | 0 | -18.4299 | 50.5 | 2.4329 | -44.8381 | 1 | 0 | -44.8381 |  | -44.8381 | 0
50.2056 | 0 | 508.8437 | 508.8437 | 1 | 1 | 15:11 | 16.58 |  | 504.7431 | 0 | 508.8437 | 50.2054 | 50.2055 | 0.0004034 | 0.01832 | 508.862 |  | -18.4319 | 0 | -18.4319 | 50.5 | 2.4328 | -44.8412 | 1 | 0 | -44.8412 |  | -44.8412 | 0
50.2056 | 0 | 508.8437 | 508.8437 | 1 | 1 | 15:11 | 16.6 |  | 504.7424 | 0 | 508.8437 | 50.2054 | 50.2055 | 0.00036306 | 0.016488 | 508.8601 |  | -18.4337 | 0 | -18.4337 | 50.5 | 2.4327 | -44.844 | 1 | 0 | -44.844 |  | -44.844 | 0
50.2056 | 0 | 507.6205 | 507.6205 | 1 | 1 | 15:11 | 16.62 |  | 504.7416 | 0 | 507.6205 | 50.2054 | 50.2055 | 0.00032675 | 0.014839 | 507.6354 |  | -19.6585 | 0 | -19.6585 | 50.5 | 2.4326 | -47.822 | 1 | 0 | -47.822 |  | -47.822 | 0
50.2056 | 0 | 508.8437 | 508.8437 | 1 | 1 | 15:11 | 16.64 |  | 504.7408 | 0 | 508.8437 | 50.2055 | 50.2055 | 0.00029408 | 0.013355 | 508.857 |  | -18.4369 | 0 | -18.4369 | 50.5 | 2.4326 | -44.8488 | 1 | 0 | -44.8488 |  | -44.8488 | 0
50.2056 | 0 | 507.6205 | 507.6205 | 1 | 1 | 15:11 | 16.66 |  | 504.74 | 0 | 507.6205 | 50.2055 | 50.2056 | 0.00026467 | 0.01202 | 507.6325 |  | -19.6613 | 0 | -19.6613 | 50.5 | 2.4325 | -47.8262 | 1 | 0 | -47.8262 |  | -47.8262 | 0
50.2056 | 0 | 508.8437 | 508.8437 | 1 | 1 | 15:11 | 16.68 |  | 504.7392 | 0 | 508.8437 | 50.2055 | 50.2056 | 0.0002382 | 0.010818 | 508.8545 |  | -18.4394 | 0 | -18.4394 | 50.5 | 2.4324 | -44.8527 | 1 | 0 | -44.8527 |  | -44.8527 | 0
50.2056 | 0 | 507.6205 | 507.6205 | 1 | 1 | 15:11 | 16.7 |  | 504.7385 | 0 | 507.6205 | 50.2055 | 50.2056 | 0.00021438 | 0.0097361 | 507.6302 |  | -19.6636 | 0 | -19.6636 | 50.5 | 2.4324 | -47.8295 | 1 | 0 | -47.8295 |  | -47.8295 | 0
50.2056 | 0 | 507.6205 | 507.6205 | 1 | 1 | 15:11 | 16.72 |  | 504.7377 | 0 | 507.6205 | 50.2055 | 50.2056 | 0.00019294 | 0.0087625 | 507.6293 |  | -19.6646 | 0 | -19.6646 | 50.5 | 2.4323 | -47.8309 | 1 | 0 | -47.8309 |  | -47.8309 | 0
50.2056 | 0 | 508.8437 | 508.8437 | 1 | 1 | 15:11 | 16.74 |  | 504.7369 | 0 | 508.8437 | 50.2055 | 50.2056 | 0.00017365 | 0.0078862 | 508.8515 |  | -18.4423 | 0 | -18.4423 | 50.5 | 2.4323 | -44.8572 | 1 | 0 | -44.8572 |  | -44.8572 | 0
50.2056 | 0 | 508.8437 | 508.8437 | 1 | 1 | 15:11 | 16.76 |  | 504.7361 | 0 | 508.8437 | 50.2055 | 50.2056 | 0.00015628 | 0.0070976 | 508.8508 |  | -18.4431 | 0 | -18.4431 | 50.5 | 2.4323 | -44.8584 | 1 | 0 | -44.8584 |  | -44.8584 | 0
50.2056 | 0 | 507.6205 | 507.6205 | 1 | 1 | 15:11 | 16.78 |  | 504.7353 | 0 | 507.6205 | 50.2055 | 50.2056 | 0.00014066 | 0.0063878 | 507.6269 |  | -19.667 | 0 | -19.667 | 50.5 | 2.4322 | -47.8344 | 1 | 0 | -47.8344 |  | -47.8344 | 0
50.2056 | 0 | 508.8437 | 508.8437 | 1 | 1 | 15:11 | 16.8 |  | 504.7346 | 0 | 508.8437 | 50.2055 | 50.2056 | 0.00012659 | 0.0057491 | 508.8494 |  | -18.4445 | 0 | -18.4445 | 50.5 | 2.4322 | -44.8604 | 1 | 0 | -44.8604 |  | -44.8604 | 0
50.2056 | 0 | 508.8437 | 508.8437 | 1 | 1 | 15:11 | 16.82 |  | 504.7338 | 0 | 508.8437 | 50.2055 | 50.2056 | 0.00011393 | 0.0051742 | 508.8488 |  | -18.445 | 0 | -18.445 | 50.5 | 2.4322 | -44.8613 | 1 | 0 | -44.8613 |  | -44.8613 | 0
50.2056 | 0 | 507.6205 | 507.6205 | 1 | 1 | 15:11 | 16.84 |  | 504.733 | 0 | 507.6205 | 50.2056 | 50.2056 | 0.00010254 | 0.0046567 | 507.6252 |  | -19.6687 | 0 | -19.6687 | 50.5 | 2.4321 | -47.8369 | 1 | 0 | -47.8369 |  | -47.8369 | 0
50.2056 | 0 | 508.8437 | 508.8437 | 1 | 1 | 15:11 | 16.86 |  | 504.7322 | 0 | 508.8437 | 50.2056 | 50.2056 | 9.2284e-05 | 0.0041911 | 508.8479 |  | -18.446 | 0 | -18.446 | 50.5 | 2.4321 | -44.8628 | 1 | 0 | -44.8628 |  | -44.8628 | 0
50.2056 | 0 | 507.6205 | 507.6205 | 1 | 1 | 15:11 | 16.88 |  | 504.7314 | 0 | 507.6205 | 50.2056 | 50.2056 | 8.3056e-05 | 0.003772 | 507.6243 |  | -19.6696 | 0 | -19.6696 | 50.5 | 2.4321 | -47.8382 | 1 | 0 | -47.8382 |  | -47.8382 | 0
50.2056 | 0 | 510.0669 | 510.0669 | 1 | 1 | 15:11 | 16.9 |  | 504.7307 | 0 | 510.0669 | 50.2056 | 50.2056 | 7.475e-05 | 0.0033948 | 510.0703 |  | -17.2236 | 0 | -17.2236 | 50.5 | 2.4321 | -41.8891 | 1 | 0 | -41.8891 |  | -41.8891 | 0
50.2056 | 0 | 507.6205 | 507.6205 | 1 | 1 | 15:11 | 16.92 |  | 504.7299 | 0 | 507.6205 | 50.2056 | 50.2056 | 6.7275e-05 | 0.0030553 | 507.6236 |  | -19.6703 | 0 | -19.6703 | 50.5 | 2.4321 | -47.8393 | 1 | 0 | -47.8393 |  | -47.8393 | 0
50.2056 | 0 | 508.8437 | 508.8437 | 1 | 1 | 15:11 | 16.94 |  | 504.7291 | 0 | 508.8437 | 50.2056 | 50.2056 | 6.0548e-05 | 0.0027498 | 508.8464 |  | -18.4475 | 0 | -18.4475 | 50.5 | 2.432 | -44.865 | 1 | 0 | -44.865 |  | -44.865 | 0
50.2056 | 0 | 508.8437 | 508.8437 | 1 | 1 | 15:11 | 16.96 |  | 504.7283 | 0 | 508.8437 | 50.2056 | 50.2056 | 5.4493e-05 | 0.0024748 | 508.8461 |  | -18.4477 | 0 | -18.4477 | 50.5 | 2.432 | -44.8654 | 1 | 0 | -44.8654 |  | -44.8654 | 0
50.2056 | 0 | 508.8437 | 508.8437 | 1 | 1 | 15:11 | 16.98 |  | 504.7275 | 0 | 508.8437 | 50.2056 | 50.2056 | 0.003549 | 0.16118 | 509.0048 |  | -18.289 | 0 | -18.289 | 50.5 | 2.432 | -44.4792 | 1 | 0 | -44.4792 |  | -44.4792 | 0
50.2056 | 0 | 508.8437 | 508.8437 | 1 | 1 | 15:11 | 17 |  | 504.7268 | 0 | 508.8437 | 50.2056 | 50.2056 | 0.0084441 | 0.38349 | 509.2271 |  | -18.0667 | 0 | -18.0667 | 50.5 | 2.432 | -43.9384 | 1 | 0 | -43.9384 |  | -43.9384 | 0
50.2056 | 0 | 508.8437 | 508.8437 | 1 | 1 | 15:11 | 17.02 |  | 504.726 | 0 | 508.8437 | 50.2056 | 50.2059 | 0.01285 | 0.58357 | 509.4272 |  | -17.8666 | 0 | -17.8666 | 50.5 | 2.4279 | -43.3777 | 1 | 0 | -43.3777 |  | -43.3777 | 0
50.2056 | 0 | 508.8437 | 508.8437 | 1 | 1 | 15:11 | 17.04 |  | 504.7252 | 0 | 508.8437 | 50.2056 | 50.2063 | 0.015065 | 0.68416 | 509.5278 |  | -17.7661 | 0 | -17.7661 | 50.5 | 2.4241 | -43.0675 | 1 | 0 | -43.0675 |  | -43.0675 | 0
50.2056 | 0 | 507.6205 | 507.6205 | 1 | 1 | 15:11 | 17.06 |  | 504.7244 | 0 | 507.6205 | 50.2056 | 50.2065 | 0.013558 | 0.61575 | 508.2363 |  | -19.0576 | 0 | -19.0576 | 50.5 | 2.4208 | -46.1349 | 1 | 0 | -46.1349 |  | -46.1349 | 0
50.2056 | 0 | 507.6205 | 507.6205 | 1 | 1 | 15:11 | 17.08 |  | 504.7236 | 0 | 507.6205 | 50.2056 | 50.2068 | 0.012202 | 0.55417 | 508.1747 |  | -19.1192 | 0 | -19.1192 | 50.5 | 2.4178 | -46.2267 | 1 | 0 | -46.2267 |  | -46.2267 | 0
50.2056 | 0 | 508.8437 | 508.8437 | 1 | 1 | 15:11 | 17.1 |  | 504.7229 | 0 | 508.8437 | 50.2056 | 50.207 | 0.010982 | 0.49875 | 509.3424 |  | -17.9515 | 0 | -17.9515 | 50.5 | 2.4151 | -43.3551 | 1 | 0 | -43.3551 |  | -43.3551 | 0
50.2056 | 0 | 508.8437 | 508.8437 | 1 | 1 | 15:11 | 17.12 |  | 504.7221 | 0 | 508.8437 | 50.2056 | 50.2072 | 0.009884 | 0.44888 | 509.2925 |  | -18.0013 | 0 | -18.0013 | 50.5 | 2.4127 | -43.4321 | 1 | 0 | -43.4321 |  | -43.4321 | 0
50.2056 | 0 | 508.8437 | 508.8437 | 1 | 1 | 15:11 | 17.14 |  | 504.7213 | 0 | 508.8437 | 50.2056 | 50.2074 | 0.0088956 | 0.40399 | 509.2477 |  | -18.0462 | 0 | -18.0462 | 50.5 | 2.4105 | -43.5012 | 1 | 0 | -43.5012 |  | -43.5012 | 0
50.2056 | 0 | 508.8437 | 508.8437 | 1 | 1 | 15:11 | 17.16 |  | 504.7205 | 0 | 508.8437 | 50.2056 | 50.2076 | 0.008006 | 0.36359 | 509.2073 |  | -18.0866 | 0 | -18.0866 | 50.5 | 2.4086 | -43.5634 | 1 | 0 | -43.5634 |  | -43.5634 | 0
50.2056 | 0 | 507.6205 | 507.6205 | 1 | 1 | 15:11 | 17.18 |  | 504.7197 | 0 | 507.6205 | 50.2056 | 50.2077 | 0.0072054 | 0.32723 | 507.9477 |  | -19.3461 | 0 | -19.3461 | 50.5 | 2.4068 | -46.5631 | 1 | 0 | -46.5631 |  | -46.5631 | 0
50.2091 | 0 | 508.8437 | 508.8437 | 1 | 1 | 15:11 | 17.2 |  | 504.719 | 0 | 508.8437 | 50.2059 | 50.2079 | 0.0064849 | 0.29453 | 509.1382 |  | -18.1557 | 0 | -18.1557 | 50.5 | 2.4053 | -43.6693 | 1 | 0 | -43.6693 |  | -43.6693 | 0
50.2091 | 0 | 507.6205 | 507.6205 | 1 | 1 | 15:11 | 17.22 |  | 504.7182 | 0 | 507.6205 | 50.2063 | 50.208 | 0.0058364 | 0.26508 | 507.8856 |  | -19.4083 | 0 | -19.4083 | 50.5 | 2.4039 | -46.6547 | 1 | 0 | -46.6547 |  | -46.6547 | 0
50.2091 | 0 | 507.6205 | 507.6205 | 1 | 1 | 15:11 | 17.24 |  | 504.7174 | 0 | 507.6205 | 50.2065 | 50.2081 | 0.0052528 | 0.23857 | 507.8591 |  | -19.4348 | 0 | -19.4348 | 50.5 | 2.4026 | -46.6937 | 1 | 0 | -46.6937 |  | -46.6937 | 0
50.2091 | 0 | 508.8437 | 508.8437 | 1 | 1 | 15:11 | 17.26 |  | 504.7166 | 0 | 508.8437 | 50.2068 | 50.2082 | 0.0047275 | 0.21471 | 509.0584 |  | -18.2355 | 0 | -18.2355 | 50.5 | 2.4014 | -43.7915 | 1 | 0 | -43.7915 |  | -43.7915 | 0
50.2091 | 0 | 507.6205 | 507.6205 | 1 | 1 | 15:11 | 17.28 |  | 504.7158 | 0 | 507.6205 | 50.207 | 50.2083 | 0.0042547 | 0.19324 | 507.8138 |  | -19.4801 | 0 | -19.4801 | 50.5 | 2.4004 | -46.7603 | 1 | 0 | -46.7603 |  | -46.7603 | 0
50.2091 | 0 | 508.8437 | 508.8437 | 1 | 1 | 15:11 | 17.3 |  | 504.7151 | 0 | 508.8437 | 50.2072 | 50.2084 | 0.0038293 | 0.17392 | 509.0176 |  | -18.2763 | 0 | -18.2763 | 50.5 | 2.3995 | -43.8538 | 1 | 0 | -43.8538 |  | -43.8538 | 0
50.2091 | 0 | 507.6205 | 507.6205 | 1 | 1 | 15:11 | 17.32 |  | 504.7143 | 0 | 507.6205 | 50.2074 | 50.2084 | 0.0034463 | 0.15653 | 507.777 |  | -19.5168 | 0 | -19.5168 | 50.5 | 2.3987 | -46.8142 | 1 | 0 | -46.8142 |  | -46.8142 | 0
50.2091 | 0 | 507.6205 | 507.6205 | 1 | 1 | 15:11 | 17.34 |  | 504.7135 | 0 | 507.6205 | 50.2076 | 50.2085 | 0.0031017 | 0.14087 | 507.7614 |  | -19.5325 | 0 | -19.5325 | 50.5 | 2.3979 | -46.8371 | 1 | 0 | -46.8371 |  | -46.8371 | 0
50.2091 | 0 | 508.8437 | 508.8437 | 1 | 1 | 15:11 | 17.36 |  | 504.7127 | 0 | 508.8437 | 50.2077 | 50.2086 | 0.0027915 | 0.12679 | 508.9704 |  | -18.3234 | 0 | -18.3234 | 50.5 | 2.3972 | -43.9256 | 1 | 0 | -43.9256 |  | -43.9256 | 0
50.2091 | 0 | 507.6205 | 507.6205 | 1 | 1 | 15:11 | 17.38 |  | 504.7119 | 0 | 507.6205 | 50.2079 | 50.2086 | 0.0025124 | 0.11411 | 507.7346 |  | -19.5593 | 0 | -19.5593 | 50.5 | 2.3966 | -46.8763 | 1 | 0 | -46.8763 |  | -46.8763 | 0
50.2091 | 0 | 508.8437 | 508.8437 | 1 | 1 | 15:11 | 17.4 |  | 504.7112 | 0 | 508.8437 | 50.208 | 50.2087 | 0.0022611 | 0.1027 | 508.9464 |  | -18.3475 | 0 | -18.3475 | 50.5 | 2.3961 | -43.9623 | 1 | 0 | -43.9623 |  | -43.9623 | 0
50.2091 | 0 | 508.8437 | 508.8437 | 1 | 1 | 15:11 | 17.42 |  | 504.7104 | 0 | 508.8437 | 50.2081 | 50.2087 | 0.002035 | 0.092427 | 508.9361 |  | -18.3578 | 0 | -18.3578 | 50.5 | 2.3956 | -43.9779 | 1 | 0 | -43.9779 |  | -43.9779 | 0
50.2091 | 0 | 507.6205 | 507.6205 | 1 | 1 | 15:11 | 17.44 |  | 504.7096 | 0 | 507.6205 | 50.2082 | 50.2088 | 0.0018315 | 0.083184 | 507.7037 |  | -19.5902 | 0 | -19.5902 | 50.5 | 2.3952 | -46.9216 | 1 | 0 | -46.9216 |  | -46.9216 | 0
50.2091 | 0 | 507.6205 | 507.6205 | 1 | 1 | 15:11 | 17.46 |  | 504.7088 | 0 | 507.6205 | 50.2083 | 50.2088 | 0.0016484 | 0.074866 | 507.6954 |  | -19.5985 | 0 | -19.5985 | 50.5 | 2.3948 | -46.9337 | 1 | 0 | -46.9337 |  | -46.9337 | 0
50.2091 | 0 | 507.6205 | 507.6205 | 1 | 1 | 15:11 | 17.48 |  | 504.708 | 0 | 507.6205 | 50.2084 | 50.2088 | 0.0014835 | 0.067379 | 507.6879 |  | -19.606 | 0 | -19.606 | 50.5 | 2.3944 | -46.9447 | 1 | 0 | -46.9447 |  | -46.9447 | 0
50.2091 | 0 | 508.8437 | 508.8437 | 1 | 1 | 15:11 | 17.5 |  | 504.7073 | 0 | 508.8437 | 50.2084 | 50.2088 | 0.0013352 | 0.060641 | 508.9043 |  | -18.3896 | 0 | -18.3896 | 50.5 | 2.3941 | -44.0262 | 1 | 0 | -44.0262 |  | -44.0262 | 0
50.2091 | 0 | 508.8437 | 508.8437 | 1 | 1 | 15:11 | 17.52 |  | 504.7065 | 0 | 508.8437 | 50.2085 | 50.2089 | 0.0012017 | 0.054577 | 508.8982 |  | -18.3956 | 0 | -18.3956 | 50.5 | 2.3938 | -44.0354 | 1 | 0 | -44.0354 |  | -44.0354 | 0
50.2091 | 0 | 508.8437 | 508.8437 | 1 | 1 | 15:11 | 17.54 |  | 504.7057 | 0 | 508.8437 | 50.2086 | 50.2089 | 0.0010815 | 0.049119 | 508.8928 |  | -18.4011 | 0 | -18.4011 | 50.5 | 2.3935 | -44.0437 | 1 | 0 | -44.0437 |  | -44.0437 | 0
50.2091 | 0 | 507.6205 | 507.6205 | 1 | 1 | 15:11 | 17.56 |  | 504.7049 | 0 | 507.6205 | 50.2086 | 50.2089 | 0.00097335 | 0.044207 | 507.6647 |  | -19.6292 | 0 | -19.6292 | 50.5 | 2.3933 | -46.9785 | 1 | 0 | -46.9785 |  | -46.9785 | 0
50.2091 | 0 | 507.6205 | 507.6205 | 1 | 1 | 15:11 | 17.58 |  | 504.7041 | 0 | 507.6205 | 50.2087 | 50.2089 | 0.00087601 | 0.039787 | 507.6603 |  | -19.6336 | 0 | -19.6336 | 50.5 | 2.3931 | -46.9849 | 1 | 0 | -46.9849 |  | -46.9849 | 0
50.2091 | 0 | 507.6205 | 507.6205 | 1 | 1 | 15:11 | 17.6 |  | 504.7034 | 0 | 507.6205 | 50.2087 | 50.209 | 0.00078841 | 0.035808 | 507.6563 |  | -19.6376 | 0 | -19.6376 | 50.5 | 2.3929 | -46.9907 | 1 | 0 | -46.9907 |  | -46.9907 | 0
50.2091 | 0 | 508.8437 | 508.8437 | 1 | 1 | 15:11 | 17.62 |  | 504.7026 | 0 | 508.8437 | 50.2088 | 50.209 | 0.00070957 | 0.032227 | 508.8759 |  | -18.418 | 0 | -18.418 | 50.5 | 2.3927 | -44.0693 | 1 | 0 | -44.0693 |  | -44.0693 | 0
50.2091 | 0 | 508.8437 | 508.8437 | 1 | 1 | 15:11 | 17.64 |  | 504.7018 | 0 | 508.8437 | 50.2088 | 50.209 | 0.00063861 | 0.029004 | 508.8727 |  | -18.4212 | 0 | -18.4212 | 50.5 | 2.3926 | -44.0742 | 1 | 0 | -44.0742 |  | -44.0742 | 0
50.2091 | 0 | 507.6205 | 507.6205 | 1 | 1 | 15:11 | 17.66 |  | 504.701 | 0 | 507.6205 | 50.2088 | 50.209 | 0.00057475 | 0.026104 | 507.6466 |  | -19.6473 | 0 | -19.6473 | 50.5 | 2.3924 | -47.0049 | 1 | 0 | -47.0049 |  | -47.0049 | 0
50.2091 | 0 | 507.6205 | 507.6205 | 1 | 1 | 15:11 | 17.68 |  | 504.7002 | 0 | 507.6205 | 50.2088 | 50.209 | 0.00051728 | 0.023494 | 507.644 |  | -19.6499 | 0 | -19.6499 | 50.5 | 2.3923 | -47.0087 | 1 | 0 | -47.0087 |  | -47.0087 | 0
50.2091 | 0 | 507.6205 | 507.6205 | 1 | 1 | 15:11 | 17.7 |  | 504.6995 | 0 | 507.6205 | 50.2089 | 50.209 | 0.00046555 | 0.021144 | 507.6417 |  | -19.6522 | 0 | -19.6522 | 50.5 | 2.3922 | -47.0121 | 1 | 0 | -47.0121 |  | -47.0121 | 0
50.2091 | 0 | 508.8437 | 508.8437 | 1 | 1 | 15:11 | 17.72 |  | 504.6987 | 0 | 508.8437 | 50.2089 | 50.209 | 0.00041899 | 0.01903 | 508.8627 |  | -18.4312 | 0 | -18.4312 | 50.5 | 2.3921 | -44.0893 | 1 | 0 | -44.0893 |  | -44.0893 | 0
50.2091 | 0 | 508.8437 | 508.8437 | 1 | 1 | 15:11 | 17.74 |  | 504.6979 | 0 | 508.8437 | 50.2089 | 50.209 | 0.00037709 | 0.017127 | 508.8608 |  | -18.4331 | 0 | -18.4331 | 50.5 | 2.392 | -44.0922 | 1 | 0 | -44.0922 |  | -44.0922 | 0
50.2091 | 0 | 507.6205 | 507.6205 | 1 | 1 | 15:11 | 17.76 |  | 504.6971 | 0 | 507.6205 | 50.2089 | 50.209 | 0.00033938 | 0.015414 | 507.6359 |  | -19.6579 | 0 | -19.6579 | 50.5 | 2.3919 | -47.0205 | 1 | 0 | -47.0205 |  | -47.0205 | 0
50.2091 | 0 | 507.6205 | 507.6205 | 1 | 1 | 15:11 | 17.78 |  | 504.6963 | 0 | 507.6205 | 50.209 | 50.209 | 0.00030545 | 0.013873 | 507.6344 |  | -19.6595 | 0 | -19.6595 | 50.5 | 2.3919 | -47.0227 | 1 | 0 | -47.0227 |  | -47.0227 | 0
50.2091 | 0 | 507.6205 | 507.6205 | 1 | 1 | 15:11 | 17.8 |  | 504.6956 | 0 | 507.6205 | 50.209 | 50.209 | 0.0002749 | 0.012485 | 507.633 |  | -19.6609 | 0 | -19.6609 | 50.5 | 2.3918 | -47.0248 | 1 | 0 | -47.0248 |  | -47.0248 | 0
50.2091 | 0 | 508.8437 | 508.8437 | 1 | 1 | 15:11 | 17.82 |  | 504.6948 | 0 | 508.8437 | 50.209 | 50.2091 | 0.00024741 | 0.011237 | 508.8549 |  | -18.439 | 0 | -18.439 | 50.5 | 2.3917 | -44.1011 | 1 | 0 | -44.1011 |  | -44.1011 | 0
50.2091 | 0 | 508.8437 | 508.8437 | 1 | 1 | 15:11 | 17.84 |  | 504.694 | 0 | 508.8437 | 50.209 | 50.2091 | 0.00022267 | 0.010113 | 508.8538 |  | -18.4401 | 0 | -18.4401 | 50.5 | 2.3917 | -44.1028 | 1 | 0 | -44.1028 |  | -44.1028 | 0
50.2091 | 0 | 507.6205 | 507.6205 | 1 | 1 | 15:11 | 17.86 |  | 504.6932 | 0 | 507.6205 | 50.209 | 50.2091 | 0.0002004 | 0.0091019 | 507.6296 |  | -19.6643 | 0 | -19.6643 | 50.5 | 2.3916 | -47.0297 | 1 | 0 | -47.0297 |  | -47.0297 | 0
50.2091 | 0 | 507.6205 | 507.6205 | 1 | 1 | 15:11 | 17.88 |  | 504.6924 | 0 | 507.6205 | 50.209 | 50.2091 | 0.0035804 | 0.16261 | 507.7831 |  | -19.5107 | 0 | -19.5107 | 50.5 | 2.3916 | -46.6617 | 1 | 0 | -46.6617 |  | -46.6617 | 0
50.2091 | 0 | 507.6205 | 507.6205 | 1 | 1 | 15:11 | 17.9 |  | 504.6917 | 0 | 507.6205 | 50.209 | 50.2091 | 0.0083223 | 0.37798 | 507.9985 |  | -19.2954 | 0 | -19.2954 | 50.5 | 2.3916 | -46.1459 | 1 | 0 | -46.1459 |  | -46.1459 | 0
50.2091 | 0 | 507.6205 | 507.6205 | 1 | 1 | 15:11 | 17.92 |  | 504.6909 | 0 | 507.6205 | 50.209 | 50.2094 | 0.01259 | 0.57182 | 508.1923 |  | -19.1015 | 0 | -19.1015 | 50.5 | 2.3876 | -45.6075 | 1 | 0 | -45.6075 |  | -45.6075 | 0
50.2091 | 0 | 508.8437 | 508.8437 | 1 | 1 | 15:11 | 17.94 |  | 504.6901 | 0 | 508.8437 | 50.209 | 50.2097 | 0.014731 | 0.66906 | 509.5127 |  | -17.7812 | 0 | -17.7812 | 50.5 | 2.3841 | -42.3924 | 1 | 0 | -42.3924 |  | -42.3924 | 0
50.2091 | 0 | 508.8437 | 508.8437 | 1 | 1 | 15:11 | 17.96 |  | 504.6893 | 0 | 508.8437 | 50.209 | 50.21 | 0.013258 | 0.60215 | 509.4458 |  | -17.8481 | 0 | -17.8481 | 50.5 | 2.381 | -42.4956 | 1 | 0 | -42.4956 |  | -42.4956 | 0
50.2091 | 0 | 507.6205 | 507.6205 | 1 | 1 | 15:11 | 17.98 |  | 504.6885 | 0 | 507.6205 | 50.209 | 50.2102 | 0.011932 | 0.54194 | 508.1624 |  | -19.1314 | 0 | -19.1314 | 50.5 | 2.3781 | -45.497 | 1 | 0 | -45.497 |  | -45.497 | 0
50.2091 | 0 | 508.8437 | 508.8437 | 1 | 1 | 15:11 | 18 |  | 504.6878 | 0 | 508.8437 | 50.2091 | 50.2105 | 0.010739 | 0.48774 | 509.3314 |  | -17.9625 | 0 | -17.9625 | 50.5 | 2.3756 | -42.6714 | 1 | 0 | -42.6714 |  | -42.6714 | 0
50.2091 | 0 | 507.6205 | 507.6205 | 1 | 1 | 15:11 | 18.02 |  | 504.687 | 0 | 507.6205 | 50.2091 | 50.2107 | 0.0096651 | 0.43897 | 508.0595 |  | -19.2344 | 0 | -19.2344 | 50.5 | 2.3733 | -45.649 | 1 | 0 | -45.649 |  | -45.649 | 0
50.2091 | 0 | 507.6205 | 507.6205 | 1 | 1 | 15:11 | 18.04 |  | 504.6862 | 0 | 507.6205 | 50.2091 | 50.2109 | 0.0086986 | 0.39507 | 508.0156 |  | -19.2783 | 0 | -19.2783 | 50.5 | 2.3713 | -45.7137 | 1 | 0 | -45.7137 |  | -45.7137 | 0
50.2091 | 0 | 507.6205 | 507.6205 | 1 | 1 | 15:11 | 18.06 |  | 504.6854 | 0 | 507.6205 | 50.2091 | 50.211 | 0.0078287 | 0.35556 | 507.9761 |  | -19.3178 | 0 | -19.3178 | 50.5 | 2.3694 | -45.7717 | 1 | 0 | -45.7717 |  | -45.7717 | 0
50.2091 | 0 | 507.6205 | 507.6205 | 1 | 1 | 15:11 | 18.08 |  | 504.6846 | 0 | 507.6205 | 50.2091 | 50.2112 | 0.0070458 | 0.32001 | 507.9405 |  | -19.3534 | 0 | -19.3534 | 50.5 | 2.3678 | -45.8239 | 1 | 0 | -45.8239 |  | -45.8239 | 0
50.2125 | 0 | 508.8437 | 508.8437 | 1 | 1 | 15:11 | 18.1 |  | 504.6839 | 0 | 508.8437 | 50.2094 | 50.2113 | 0.0063412 | 0.28803 | 509.1317 |  | -18.1622 | 0 | -18.1622 | 50.5 | 2.3663 | -42.9765 | 1 | 0 | -42.9765 |  | -42.9765 | 0
50.2125 | 0 | 507.6205 | 507.6205 | 1 | 1 | 15:11 | 18.12 |  | 504.6831 | 0 | 507.6205 | 50.2097 | 50.2114 | 0.0057071 | 0.25922 | 507.8797 |  | -19.4141 | 0 | -19.4141 | 50.5 | 2.3649 | -45.9129 | 1 | 0 | -45.9129 |  | -45.9129 | 0
50.2125 | 0 | 506.3973 | 506.3973 | 1 | 1 | 15:11 | 18.14 |  | 504.6823 | 0 | 506.3973 | 50.21 | 50.2115 | 0.0051364 | 0.2333 | 506.6306 |  | -20.6633 | 0 | -20.6633 | 50.5 | 2.3637 | -48.8421 | 1 | 0 | -48.8421 |  | -48.8421 | 0
50.2125 | 0 | 508.8437 | 508.8437 | 1 | 1 | 15:11 | 18.16 |  | 504.6815 | 0 | 508.8437 | 50.2102 | 50.2116 | 0.0046228 | 0.20997 | 509.0536 |  | -18.2402 | 0 | -18.2402 | 50.5 | 2.3626 | -43.0951 | 1 | 0 | -43.0951 |  | -43.0951 | 0
50.2125 | 0 | 507.6205 | 507.6205 | 1 | 1 | 15:11 | 18.18 |  | 504.6807 | 0 | 507.6205 | 50.2105 | 50.2117 | 0.0041605 | 0.18897 | 507.8095 |  | -19.4844 | 0 | -19.4844 | 50.5 | 2.3617 | -46.0156 | 1 | 0 | -46.0156 |  | -46.0156 | 0
50.2125 | 0 | 508.8437 | 508.8437 | 1 | 1 | 15:11 | 18.2 |  | 504.68 | 0 | 508.8437 | 50.2107 | 50.2118 | 0.0037444 | 0.17008 | 509.0137 |  | -18.2801 | 0 | -18.2801 | 50.5 | 2.3608 | -43.1555 | 1 | 0 | -43.1555 |  | -43.1555 | 0
50.2125 | 0 | 507.6205 | 507.6205 | 1 | 1 | 15:11 | 18.22 |  | 504.6792 | 0 | 507.6205 | 50.2109 | 50.2119 | 0.00337 | 0.15307 | 507.7736 |  | -19.5203 | 0 | -19.5203 | 50.5 | 2.36 | -46.0679 | 1 | 0 | -46.0679 |  | -46.0679 | 0
50.2125 | 0 | 506.3973 | 506.3973 | 1 | 1 | 15:11 | 18.24 |  | 504.6784 | 0 | 506.3973 | 50.211 | 50.2119 | 0.003033 | 0.13776 | 506.5351 |  | -20.7588 | 0 | -20.7588 | 50.5 | 2.3593 | -48.9761 | 1 | 0 | -48.9761 |  | -48.9761 | 0
50.2125 | 0 | 508.8437 | 508.8437 | 1 | 1 | 15:11 | 18.26 |  | 504.6776 | 0 | 508.8437 | 50.2112 | 50.212 | 0.0027297 | 0.12399 | 508.9676 |  | -18.3262 | 0 | -18.3262 | 50.5 | 2.3587 | -43.2253 | 1 | 0 | -43.2253 |  | -43.2253 | 0
50.2125 | 0 | 506.3973 | 506.3973 | 1 | 1 | 15:11 | 18.28 |  | 504.6768 | 0 | 506.3973 | 50.2113 | 50.212 | 0.0024567 | 0.11159 | 506.5089 |  | -20.785 | 0 | -20.785 | 50.5 | 2.3581 | -49.0127 | 1 | 0 | -49.0127 |  | -49.0127 | 0
50.2125 | 0 | 507.6205 | 507.6205 | 1 | 1 | 15:11 | 18.3 |  | 504.6761 | 0 | 507.6205 | 50.2114 | 50.2121 | 0.0022111 | 0.10043 | 507.7209 |  | -19.5729 | 0 | -19.5729 | 50.5 | 2.3576 | -46.1445 | 1 | 0 | -46.1445 |  | -46.1445 | 0
50.2125 | 0 | 507.6205 | 507.6205 | 1 | 1 | 15:11 | 18.32 |  | 504.6753 | 0 | 507.6205 | 50.2115 | 50.2121 | 0.00199 | 0.090386 | 507.7109 |  | -19.583 | 0 | -19.583 | 50.5 | 2.3571 | -46.1591 | 1 | 0 | -46.1591 |  | -46.1591 | 0
50.2125 | 0 | 508.8437 | 508.8437 | 1 | 1 | 15:11 | 18.34 |  | 504.6745 | 0 | 508.8437 | 50.2116 | 50.2122 | 0.001791 | 0.081347 | 508.925 |  | -18.3689 | 0 | -18.3689 | 50.5 | 2.3567 | -43.2897 | 1 | 0 | -43.2897 |  | -43.2897 | 0
50.2125 | 0 | 506.3973 | 506.3973 | 1 | 1 | 15:11 | 18.36 |  | 504.6737 | 0 | 506.3973 | 50.2117 | 50.2122 | 0.0016119 | 0.073212 | 506.4705 |  | -20.8234 | 0 | -20.8234 | 50.5 | 2.3563 | -49.0663 | 1 | 0 | -49.0663 |  | -49.0663 | 0
50.2125 | 0 | 507.6205 | 507.6205 | 1 | 1 | 15:11 | 18.38 |  | 504.6729 | 0 | 507.6205 | 50.2118 | 50.2122 | 0.0014507 | 0.065891 | 507.6864 |  | -19.6075 | 0 | -19.6075 | 50.5 | 2.356 | -46.1947 | 1 | 0 | -46.1947 |  | -46.1947 | 0
50.2125 | 0 | 507.6205 | 507.6205 | 1 | 1 | 15:11 | 18.4 |  | 504.6722 | 0 | 507.6205 | 50.2119 | 50.2123 | 0.0013056 | 0.059302 | 507.6798 |  | -19.6141 | 0 | -19.6141 | 50.5 | 2.3557 | -46.2043 | 1 | 0 | -46.2043 |  | -46.2043 | 0
50.2125 | 0 | 507.6205 | 507.6205 | 1 | 1 | 15:11 | 18.42 |  | 504.6714 | 0 | 507.6205 | 50.2119 | 50.2123 | 0.001175 | 0.053372 | 507.6739 |  | -19.62 | 0 | -19.62 | 50.5 | 2.3554 | -46.2129 | 1 | 0 | -46.2129 |  | -46.2129 | 0
50.2125 | 0 | 508.8437 | 508.8437 | 1 | 1 | 15:11 | 18.44 |  | 504.6706 | 0 | 508.8437 | 50.212 | 50.2123 | 0.0010575 | 0.048035 | 508.8917 |  | -18.4022 | 0 | -18.4022 | 50.5 | 2.3552 | -43.3399 | 1 | 0 | -43.3399 |  | -43.3399 | 0
50.2125 | 0 | 508.8437 | 508.8437 | 1 | 1 | 15:11 | 18.46 |  | 504.6698 | 0 | 508.8437 | 50.212 | 50.2123 | 0.00095179 | 0.043231 | 508.8869 |  | -18.407 | 0 | -18.407 | 50.5 | 2.3549 | -43.3472 | 1 | 0 | -43.3472 |  | -43.3472 | 0
50.2125 | 0 | 508.8437 | 508.8437 | 1 | 1 | 15:11 | 18.48 |  | 504.669 | 0 | 508.8437 | 50.2121 | 50.2123 | 0.00085661 | 0.038908 | 508.8826 |  | -18.4113 | 0 | -18.4113 | 50.5 | 2.3547 | -43.3537 | 1 | 0 | -43.3537 |  | -43.3537 | 0
50.2125 | 0 | 507.6205 | 507.6205 | 1 | 1 | 15:11 | 18.5 |  | 504.6683 | 0 | 507.6205 | 50.2121 | 50.2124 | 0.00077095 | 0.035017 | 507.6555 |  | -19.6383 | 0 | -19.6383 | 50.5 | 2.3546 | -46.2395 | 1 | 0 | -46.2395 |  | -46.2395 | 0
50.2125 | 0 | 508.8437 | 508.8437 | 1 | 1 | 15:11 | 18.52 |  | 504.6675 | 0 | 508.8437 | 50.2122 | 50.2124 | 0.00069385 | 0.031516 | 508.8752 |  | -18.4187 | 0 | -18.4187 | 50.5 | 2.3544 | -43.3648 | 1 | 0 | -43.3648 |  | -43.3648 | 0
50.2125 | 0 | 507.6205 | 507.6205 | 1 | 1 | 15:11 | 18.54 |  | 504.6667 | 0 | 507.6205 | 50.2122 | 50.2124 | 0.00062447 | 0.028364 | 507.6489 |  | -19.645 | 0 | -19.645 | 50.5 | 2.3542 | -46.2492 | 1 | 0 | -46.2492 |  | -46.2492 | 0
50.2125 | 0 | 507.6205 | 507.6205 | 1 | 1 | 15:11 | 18.56 |  | 504.6659 | 0 | 507.6205 | 50.2122 | 50.2124 | 0.00056202 | 0.025528 | 507.646 |  | -19.6478 | 0 | -19.6478 | 50.5 | 2.3541 | -46.2533 | 1 | 0 | -46.2533 |  | -46.2533 | 0
50.2125 | 0 | 508.8437 | 508.8437 | 1 | 1 | 15:11 | 18.58 |  | 504.6651 | 0 | 508.8437 | 50.2123 | 50.2124 | 0.00050582 | 0.022975 | 508.8666 |  | -18.4272 | 0 | -18.4272 | 50.5 | 2.354 | -43.3777 | 1 | 0 | -43.3777 |  | -43.3777 | 0
50.2125 | 0 | 507.6205 | 507.6205 | 1 | 1 | 15:11 | 18.6 |  | 504.6644 | 0 | 507.6205 | 50.2123 | 50.2124 | 0.00045524 | 0.020677 | 507.6412 |  | -19.6527 | 0 | -19.6527 | 50.5 | 2.3539 | -46.2603 | 1 | 0 | -46.2603 |  | -46.2603 | 0
50.2125 | 0 | 507.6205 | 507.6205 | 1 | 1 | 15:11 | 18.62 |  | 504.6636 | 0 | 507.6205 | 50.2123 | 50.2124 | 0.00040971 | 0.01861 | 507.6391 |  | -19.6547 | 0 | -19.6547 | 50.5 | 2.3538 | -46.2633 | 1 | 0 | -46.2633 |  | -46.2633 | 0
50.2125 | 0 | 508.8437 | 508.8437 | 1 | 1 | 15:11 | 18.64 |  | 504.6628 | 0 | 508.8437 | 50.2123 | 50.2124 | 0.00036874 | 0.016749 | 508.8604 |  | -18.4335 | 0 | -18.4335 | 50.5 | 2.3537 | -43.3871 | 1 | 0 | -43.3871 |  | -43.3871 | 0
50.2125 | 0 | 507.6205 | 507.6205 | 1 | 1 | 15:11 | 18.66 |  | 504.662 | 0 | 507.6205 | 50.2123 | 50.2124 | 0.00033187 | 0.015074 | 507.6356 |  | -19.6583 | 0 | -19.6583 | 50.5 | 2.3536 | -46.2684 | 1 | 0 | -46.2684 |  | -46.2684 | 0
50.2125 | 0 | 507.6205 | 507.6205 | 1 | 1 | 15:11 | 18.68 |  | 504.6612 | 0 | 507.6205 | 50.2124 | 50.2124 | 0.00029868 | 0.013566 | 507.6341 |  | -19.6598 | 0 | -19.6598 | 50.5 | 2.3536 | -46.2706 | 1 | 0 | -46.2706 |  | -46.2706 | 0
50.2125 | 0 | 507.6205 | 507.6205 | 1 | 1 | 15:11 | 18.7 |  | 504.6605 | 0 | 507.6205 | 50.2124 | 50.2124 | 0.00026881 | 0.01221 | 507.6327 |  | -19.6611 | 0 | -19.6611 | 50.5 | 2.3535 | -46.2726 | 1 | 0 | -46.2726 |  | -46.2726 | 0
50.2125 | 0 | 508.8437 | 508.8437 | 1 | 1 | 15:11 | 18.72 |  | 504.6597 | 0 | 508.8437 | 50.2124 | 50.2125 | 0.00024193 | 0.010989 | 508.8546 |  | -18.4392 | 0 | -18.4392 | 50.5 | 2.3534 | -43.3957 | 1 | 0 | -43.3957 |  | -43.3957 | 0
50.2125 | 0 | 507.6205 | 507.6205 | 1 | 1 | 15:11 | 18.74 |  | 504.6589 | 0 | 507.6205 | 50.2124 | 50.2125 | 0.00021774 | 0.0098899 | 507.6304 |  | -19.6635 | 0 | -19.6635 | 50.5 | 2.3534 | -46.2759 | 1 | 0 | -46.2759 |  | -46.2759 | 0
50.2125 | 0 | 507.6205 | 507.6205 | 1 | 1 | 15:11 | 18.76 |  | 504.6581 | 0 | 507.6205 | 50.2124 | 50.2125 | 0.00019596 | 0.0089009 | 507.6294 |  | -19.6645 | 0 | -19.6645 | 50.5 | 2.3534 | -46.2774 | 1 | 0 | -46.2774 |  | -46.2774 | 0
50.2125 | 0 | 507.6205 | 507.6205 | 1 | 1 | 15:11 | 18.78 |  | 504.6573 | 0 | 507.6205 | 50.2124 | 50.2125 | 0.00017637 | 0.0080108 | 507.6285 |  | -19.6653 | 0 | -19.6653 | 50.5 | 2.3533 | -46.2787 | 1 | 0 | -46.2787 |  | -46.2787 | 0
50.2125 | 0 | 507.6205 | 507.6205 | 1 | 1 | 15:11 | 18.8 |  | 504.6566 | 0 | 507.6205 | 50.2124 | 50.2125 | 0.00015873 | 0.0072097 | 507.6277 |  | -19.6661 | 0 | -19.6661 | 50.5 | 2.3533 | -46.2798 | 1 | 0 | -46.2798 |  | -46.2798 | 0
50.2125 | 0 | 507.6205 | 507.6205 | 1 | 1 | 15:11 | 18.82 |  | 504.6558 | 0 | 507.6205 | 50.2124 | 50.2125 | 0.00014286 | 0.0064888 | 507.627 |  | -19.6669 | 0 | -19.6669 | 50.5 | 2.3532 | -46.2809 | 1 | 0 | -46.2809 |  | -46.2809 | 0
50.2125 | 0 | 507.6205 | 507.6205 | 1 | 1 | 15:11 | 18.84 |  | 504.655 | 0 | 507.6205 | 50.2124 | 50.2125 | 0.00012857 | 0.0058399 | 507.6264 |  | -19.6675 | 0 | -19.6675 | 50.5 | 2.3532 | -46.2818 | 1 | 0 | -46.2818 |  | -46.2818 | 0
50.2125 | 0 | 508.8437 | 508.8437 | 1 | 1 | 15:11 | 18.86 |  | 504.6542 | 0 | 508.8437 | 50.2124 | 50.2125 | 0.00011572 | 0.0052559 | 508.8489 |  | -18.445 | 0 | -18.445 | 50.5 | 2.3532 | -43.4044 | 1 | 0 | -43.4044 |  | -43.4044 | 0
50.2125 | 0 | 507.6205 | 507.6205 | 1 | 1 | 15:11 | 18.88 |  | 504.6534 | 0 | 507.6205 | 50.2124 | 50.2125 | 0.00010414 | 0.0047303 | 507.6252 |  | -19.6686 | 0 | -19.6686 | 50.5 | 2.3532 | -46.2834 | 1 | 0 | -46.2834 |  | -46.2834 | 0
50.2125 | 0 | 507.6205 | 507.6205 | 1 | 1 | 15:11 | 18.9 |  | 504.6527 | 0 | 507.6205 | 50.2125 | 50.2125 | 9.3729e-05 | 0.0042573 | 507.6248 |  | -19.6691 | 0 | -19.6691 | 50.5 | 2.3531 | -46.2841 | 1 | 0 | -46.2841 |  | -46.2841 | 0
50.2125 | 0 | 508.8437 | 508.8437 | 1 | 1 | 15:11 | 18.92 |  | 504.6519 | 0 | 508.8437 | 50.2125 | 50.2125 | 8.4356e-05 | 0.0038316 | 508.8475 |  | -18.4464 | 0 | -18.4464 | 50.5 | 2.3531 | -43.4065 | 1 | 0 | -43.4065 |  | -43.4065 | 0
50.2125 | 0 | 507.6205 | 507.6205 | 1 | 1 | 15:11 | 18.94 |  | 504.6511 | 0 | 507.6205 | 50.2125 | 50.2125 | 7.5921e-05 | 0.0034484 | 507.624 |  | -19.6699 | 0 | -19.6699 | 50.5 | 2.3531 | -46.2853 | 1 | 0 | -46.2853 |  | -46.2853 | 0
50.2125 | 0 | 507.6205 | 507.6205 | 1 | 1 | 15:11 | 18.96 |  | 504.6503 | 0 | 507.6205 | 50.2125 | 50.2125 | 6.8329e-05 | 0.0031036 | 507.6236 |  | -19.6703 | 0 | -19.6703 | 50.5 | 2.3531 | -46.2858 | 1 | 0 | -46.2858 |  | -46.2858 | 0
50.2125 | 0 | 507.6205 | 507.6205 | 1 | 1 | 15:11 | 18.98 |  | 504.6495 | 0 | 507.6205 | 50.2125 | 50.2125 | 6.1496e-05 | 0.0027932 | 507.6233 |  | -19.6706 | 0 | -19.6706 | 50.5 | 2.3531 | -46.2862 | 1 | 0 | -46.2862 |  | -46.2862 | 0
50.2125 | 0 | 506.3973 | 506.3973 | 1 | 1 | 15:11 | 19 |  | 504.6488 | 0 | 506.3973 | 50.2125 | 50.2125 | 5.5346e-05 | 0.0025139 | 506.3998 |  | -20.8941 | 0 | -20.8941 | 50.5 | 2.3531 | -49.1649 | 1 | 0 | -49.1649 |  | -49.1649 | 0
50.2125 | 0 | 507.6205 | 507.6205 | 1 | 1 | 15:11 | 19.02 |  | 504.648 | 0 | 507.6205 | 50.2125 | 50.2125 | 4.9812e-05 | 0.0022625 | 507.6228 |  | -19.6711 | 0 | -19.6711 | 50.5 | 2.353 | -46.287 | 1 | 0 | -46.287 |  | -46.287 | 0
50.2125 | 0 | 507.6205 | 507.6205 | 1 | 1 | 15:11 | 19.04 |  | 504.6472 | 0 | 507.6205 | 50.2125 | 50.2125 | 4.483e-05 | 0.0020362 | 507.6225 |  | -19.6713 | 0 | -19.6713 | 50.5 | 2.353 | -46.2873 | 1 | 0 | -46.2873 |  | -46.2873 | 0
50.2125 | 0 | 507.6205 | 507.6205 | 1 | 1 | 15:11 | 19.06 |  | 504.6464 | 0 | 507.6205 | 50.2125 | 50.2125 | 4.0347e-05 | 0.0018326 | 507.6223 |  | -19.6715 | 0 | -19.6715 | 50.5 | 2.353 | -46.2876 | 1 | 0 | -46.2876 |  | -46.2876 | 0
50.2125 | 0 | 507.6205 | 507.6205 | 1 | 1 | 15:11 | 19.08 |  | 504.6456 | 0 | 507.6205 | 50.2125 | 50.2125 | 3.6313e-05 | 0.0016494 | 507.6222 |  | -19.6717 | 0 | -19.6717 | 50.5 | 2.353 | -46.2879 | 1 | 0 | -46.2879 |  | -46.2879 | 0
50.2125 | 0 | 506.3973 | 506.3973 | 1 | 1 | 15:11 | 19.1 |  | 504.6449 | 0 | 506.3973 | 50.2125 | 50.2125 | 3.2681e-05 | 0.0014844 | 506.3988 |  | -20.8951 | 0 | -20.8951 | 50.5 | 2.353 | -49.1663 | 1 | 0 | -49.1663 |  | -49.1663 | 0
50.2125 | 0 | 507.6205 | 507.6205 | 1 | 1 | 15:11 | 19.12 |  | 504.6441 | 0 | 507.6205 | 50.2125 | 50.2125 | 2.9413e-05 | 0.001336 | 507.6218 |  | -19.672 | 0 | -19.672 | 50.5 | 2.353 | -46.2883 | 1 | 0 | -46.2883 |  | -46.2883 | 0
50.2125 | 0 | 507.6205 | 507.6205 | 1 | 1 | 15:11 | 19.14 |  | 504.6433 | 0 | 507.6205 | 50.2125 | 50.2125 | 2.6472e-05 | 0.0012024 | 507.6217 |  | -19.6722 | 0 | -19.6722 | 50.5 | 2.353 | -46.2885 | 1 | 0 | -46.2885 |  | -46.2885 | 0
50.2125 | 0 | 507.6205 | 507.6205 | 1 | 1 | 15:11 | 19.16 |  | 504.6425 | 0 | 507.6205 | 50.2125 | 50.2125 | 2.3825e-05 | 0.0010821 | 507.6216 |  | -19.6723 | 0 | -19.6723 | 50.5 | 2.353 | -46.2887 | 1 | 0 | -46.2887 |  | -46.2887 | 0
50.2125 | 0 | 508.8437 | 508.8437 | 1 | 1 | 15:11 | 19.18 |  | 504.6417 | 0 | 508.8437 | 50.2125 | 50.2125 | 2.1442e-05 | 0.00097393 | 508.8446 |  | -18.4492 | 0 | -18.4492 | 50.5 | 2.353 | -43.4108 | 1 | 0 | -43.4108 |  | -43.4108 | 0
50.2125 | 0 | 507.6205 | 507.6205 | 1 | 1 | 15:11 | 19.2 |  | 504.641 | 0 | 507.6205 | 50.2125 | 50.2125 | 1.9298e-05 | 0.00087654 | 507.6214 |  | -19.6725 | 0 | -19.6725 | 50.5 | 2.353 | -46.289 | 1 | 0 | -46.289 |  | -46.289 | 0
50.2125 | 0 | 507.6205 | 507.6205 | 1 | 1 | 15:11 | 19.22 |  | 504.6402 | 0 | 507.6205 | 50.2125 | 50.2125 | 1.7368e-05 | 0.00078888 | 507.6213 |  | -19.6726 | 0 | -19.6726 | 50.5 | 2.353 | -46.2891 | 1 | 0 | -46.2891 |  | -46.2891 | 0
50.2125 | 0 | 507.6205 | 507.6205 | 1 | 1 | 15:11 | 19.24 |  | 504.6394 | 0 | 507.6205 | 50.2125 | 50.2125 | 1.5631e-05 | 0.00070999 | 507.6212 |  | -19.6726 | 0 | -19.6726 | 50.5 | 2.353 | -46.2892 | 1 | 0 | -46.2892 |  | -46.2892 | 0
50.2125 | 0 | 507.6205 | 507.6205 | 1 | 1 | 15:11 | 19.26 |  | 504.6386 | 0 | 507.6205 | 50.2125 | 50.2125 | 1.4068e-05 | 0.00063899 | 507.6212 |  | -19.6727 | 0 | -19.6727 | 50.5 | 2.353 | -46.2893 | 1 | 0 | -46.2893 |  | -46.2893 | 0
50.2125 | 0 | 507.6205 | 507.6205 | 1 | 1 | 15:11 | 19.28 |  | 504.6378 | 0 | 507.6205 | 50.2125 | 50.2125 | 1.2661e-05 | 0.0005751 | 507.6211 |  | -19.6728 | 0 | -19.6728 | 50.5 | 2.353 | -46.2894 | 1 | 0 | -46.2894 |  | -46.2894 | 0
50.2125 | 0 | 507.6205 | 507.6205 | 1 | 1 | 15:11 | 19.3 |  | 504.6371 | 0 | 507.6205 | 50.2125 | 50.2125 | 1.1395e-05 | 0.00051759 | 507.621 |  | -19.6728 | 0 | -19.6728 | 50.5 | 2.353 | -46.2895 | 1 | 0 | -46.2895 |  | -46.2895 | 0
50.2125 | 0 | 506.3973 | 506.3973 | 1 | 1 | 15:11 | 19.32 |  | 504.6363 | 0 | 506.3973 | 50.2125 | 50.2125 | 1.0256e-05 | 0.00046583 | 506.3978 |  | -20.8961 | 0 | -20.8961 | 50.5 | 2.353 | -49.1677 | 1 | 0 | -49.1677 |  | -49.1677 | 0
50.2125 | 0 | 506.3973 | 506.3973 | 1 | 1 | 15:11 | 19.34 |  | 504.6355 | 0 | 506.3973 | 50.2125 | 50.2125 | 9.2302e-06 | 0.00041924 | 506.3977 |  | -20.8961 | 0 | -20.8961 | 50.5 | 2.353 | -49.1678 | 1 | 0 | -49.1678 |  | -49.1678 | 0
50.2125 | 0 | 507.6205 | 507.6205 | 1 | 1 | 15:11 | 19.36 |  | 504.6347 | 0 | 507.6205 | 50.2125 | 50.2125 | 8.3072e-06 | 0.00037732 | 507.6209 |  | -19.673 | 0 | -19.673 | 50.5 | 2.353 | -46.2897 | 1 | 0 | -46.2897 |  | -46.2897 | 0
50.2125 | 0 | 507.6205 | 507.6205 | 1 | 1 | 15:11 | 19.38 |  | 504.6339 | 0 | 507.6205 | 50.2125 | 50.2125 | 7.4764e-06 | 0.00033959 | 507.6209 |  | -19.673 | 0 | -19.673 | 50.5 | 2.353 | -46.2898 | 1 | 0 | -46.2898 |  | -46.2898 | 0
50.2125 | 0 | 507.6205 | 507.6205 | 1 | 1 | 15:11 | 19.4 |  | 504.6332 | 0 | 507.6205 | 50.2125 | 50.2125 | 6.7288e-06 | 0.00030563 | 507.6208 |  | -19.6731 | 0 | -19.6731 | 50.5 | 2.353 | -46.2898 | 1 | 0 | -46.2898 |  | -46.2898 | 0
50.2125 | 0 | 507.6205 | 507.6205 | 1 | 1 | 15:11 | 19.42 |  | 504.6324 | 0 | 507.6205 | 50.2125 | 50.2125 | 6.0559e-06 | 0.00027507 | 507.6208 |  | -19.6731 | 0 | -19.6731 | 50.5 | 2.353 | -46.2899 | 1 | 0 | -46.2899 |  | -46.2899 | 0
50.2125 | 0 | 508.8437 | 508.8437 | 1 | 1 | 15:11 | 19.44 |  | 504.6316 | 0 | 508.8437 | 50.2125 | 50.2125 | 5.4503e-06 | 0.00024756 | 508.8439 |  | -18.45 | 0 | -18.45 | 50.5 | 2.353 | -43.4119 | 1 | 0 | -43.4119 |  | -43.4119 | 0
50.2125 | 0 | 507.6205 | 507.6205 | 1 | 1 | 15:11 | 19.46 |  | 504.6308 | 0 | 507.6205 | 50.2125 | 50.2125 | 4.9053e-06 | 0.0002228 | 507.6207 |  | -19.6731 | 0 | -19.6731 | 50.5 | 2.353 | -46.2899 | 1 | 0 | -46.2899 |  | -46.2899 | 0
50.2125 | 0 | 508.8437 | 508.8437 | 1 | 1 | 15:11 | 19.48 |  | 504.63 | 0 | 508.8437 | 50.2125 | 50.2125 | 4.4148e-06 | 0.00020052 | 508.8439 |  | -18.45 | 0 | -18.45 | 50.5 | 2.353 | -43.412 | 1 | 0 | -43.412 |  | -43.412 | 0
50.2125 | 0 | 508.8437 | 508.8437 | 1 | 1 | 15:11 | 19.5 |  | 504.6293 | 0 | 508.8437 | 50.2125 | 50.2125 | 3.9733e-06 | 0.00018047 | 508.8438 |  | -18.45 | 0 | -18.45 | 50.5 | 2.3529 | -43.412 | 1 | 0 | -43.412 |  | -43.412 | 0
50.2125 | 0 | 507.6205 | 507.6205 | 1 | 1 | 15:11 | 19.52 |  | 504.6285 | 0 | 507.6205 | 50.2125 | 50.2125 | 3.576e-06 | 0.00016242 | 507.6207 |  | -19.6732 | 0 | -19.6732 | 50.5 | 2.3529 | -46.29 | 1 | 0 | -46.29 |  | -46.29 | 0
50.2125 | 0 | 507.6205 | 507.6205 | 1 | 1 | 15:11 | 19.54 |  | 504.6277 | 0 | 507.6205 | 50.2125 | 50.2125 | 3.2184e-06 | 0.00014618 | 507.6207 |  | -19.6732 | 0 | -19.6732 | 50.5 | 2.3529 | -46.29 | 1 | 0 | -46.29 |  | -46.29 | 0
50.2125 | 0 | 507.6205 | 507.6205 | 1 | 1 | 15:11 | 19.56 |  | 504.6269 | 0 | 507.6205 | 50.2125 | 50.2125 | 2.8965e-06 | 0.00013156 | 507.6206 |  | -19.6732 | 0 | -19.6732 | 50.5 | 2.3529 | -46.2901 | 1 | 0 | -46.2901 |  | -46.2901 | 0
50.2125 | 0 | 507.6205 | 507.6205 | 1 | 1 | 15:11 | 19.58 |  | 504.6261 | 0 | 507.6205 | 50.2125 | 50.2125 | 2.6069e-06 | 0.00011841 | 507.6206 |  | -19.6732 | 0 | -19.6732 | 50.5 | 2.3529 | -46.2901 | 1 | 0 | -46.2901 |  | -46.2901 | 0
50.2125 | 0 | 507.6205 | 507.6205 | 1 | 1 | 15:11 | 19.6 |  | 504.6254 | 0 | 507.6205 | 50.2125 | 50.2125 | 2.3462e-06 | 0.00010657 | 507.6206 |  | -19.6733 | 0 | -19.6733 | 50.5 | 2.3529 | -46.2901 | 1 | 0 | -46.2901 |  | -46.2901 | 0
50.2125 | 0 | 507.6205 | 507.6205 | 1 | 1 | 15:11 | 19.62 |  | 504.6246 | 0 | 507.6205 | 50.2125 | 50.2125 | 2.1116e-06 | 9.591e-05 | 507.6206 |  | -19.6733 | 0 | -19.6733 | 50.5 | 2.3529 | -46.2901 | 1 | 0 | -46.2901 |  | -46.2901 | 0
50.2125 | 0 | 507.6205 | 507.6205 | 1 | 1 | 15:11 | 19.64 |  | 504.6238 | 0 | 507.6205 | 50.2125 | 50.2125 | 1.9004e-06 | 8.6319e-05 | 507.6206 |  | -19.6733 | 0 | -19.6733 | 50.5 | 2.3529 | -46.2901 | 1 | 0 | -46.2901 |  | -46.2901 | 0
50.2125 | 0 | 506.3973 | 506.3973 | 1 | 1 | 15:11 | 19.66 |  | 504.623 | 0 | 506.3973 | 50.2125 | 50.2125 | 1.7104e-06 | 7.7687e-05 | 506.3974 |  | -20.8965 | 0 | -20.8965 | 50.5 | 2.3529 | -49.1683 | 1 | 0 | -49.1683 |  | -49.1683 | 0
50.2125 | 0 | 507.6205 | 507.6205 | 1 | 1 | 15:11 | 19.68 |  | 504.6222 | 0 | 507.6205 | 50.2125 | 50.2125 | -0.0033985 | -0.15436 | 507.4662 |  | -19.8277 | 0 | -19.8277 | 50.5 | 2.3529 | -46.6535 | 1 | 0 | -46.6535 |  | -46.6535 | 0
50.2125 | 0 | 507.6205 | 507.6205 | 1 | 1 | 15:11 | 19.7 |  | 504.6215 | 0 | 507.6205 | 50.2125 | 50.2125 | -0.0081586 | -0.37057 | 507.2499 |  | -20.0439 | 0 | -20.0439 | 50.5 | 2.3529 | -47.1623 | 1 | 0 | -47.1623 |  | -47.1623 | 0
50.2125 | 0 | 507.6205 | 507.6205 | 1 | 1 | 15:11 | 19.72 |  | 504.6207 | 0 | 507.6205 | 50.2125 | 50.2122 | -0.0090428 | -0.41073 | 507.2098 |  | -20.0841 | 0 | -20.0841 | 50.5 | 2.3567 | -47.3325 | 1 | 0 | -47.3325 |  | -47.3325 | 0
50.2125 | 0 | 508.8437 | 508.8437 | 1 | 1 | 15:11 | 19.74 |  | 504.6199 | 0 | 508.8437 | 50.2125 | 50.2119 | -0.0098385 | -0.44687 | 508.3968 |  | -18.8971 | 0 | -18.8971 | 50.5 | 2.3601 | -44.5994 | 1 | 0 | -44.5994 |  | -44.5994 | 0
50.2125 | 0 | 507.6205 | 507.6205 | 1 | 1 | 15:11 | 19.76 |  | 504.6191 | 0 | 507.6205 | 50.2125 | 50.2119 | -0.0088546 | -0.40219 | 507.2183 |  | -20.0755 | 0 | -20.0755 | 50.5 | 2.3594 | -47.3662 | 1 | 0 | -47.3662 |  | -47.3662 | 0
50.2125 | 0 | 507.6205 | 507.6205 | 1 | 1 | 15:11 | 19.78 |  | 504.6183 | 0 | 507.6205 | 50.2125 | 50.2116 | -0.0096692 | -0.43918 | 507.1813 |  | -20.1125 | 0 | -20.1125 | 50.5 | 2.3625 | -47.5167 | 1 | 0 | -47.5167 |  | -47.5167 | 0
50.2125 | 0 | 507.6205 | 507.6205 | 1 | 1 | 15:11 | 19.8 |  | 504.6176 | 0 | 507.6205 | 50.2125 | 50.2114 | -0.012102 | -0.5497 | 507.0708 |  | -20.2231 | 0 | -20.2231 | 50.5 | 2.3654 | -47.8351 | 1 | 0 | -47.8351 |  | -47.8351 | 0
50.2125 | 0 | 507.6205 | 507.6205 | 1 | 1 | 15:11 | 19.82 |  | 504.6168 | 0 | 507.6205 | 50.2125 | 50.2112 | -0.010892 | -0.49473 | 507.1258 |  | -20.1681 | 0 | -20.1681 | 50.5 | 2.3679 | -47.7567 | 1 | 0 | -47.7567 |  | -47.7567 | 0
50.2125 | 0 | 508.8437 | 508.8437 | 1 | 1 | 15:11 | 19.84 |  | 504.616 | 0 | 508.8437 | 50.2125 | 50.2109 | -0.0098028 | -0.44525 | 508.3984 |  | -18.8955 | 0 | -18.8955 | 50.5 | 2.3702 | -44.7868 | 1 | 0 | -44.7868 |  | -44.7868 | 0
50.2125 | 0 | 507.6205 | 507.6205 | 1 | 1 | 15:11 | 19.86 |  | 504.6152 | 0 | 507.6205 | 50.2125 | 50.2108 | -0.0088225 | -0.40073 | 507.2198 |  | -20.0741 | 0 | -20.0741 | 50.5 | 2.3723 | -47.6221 | 1 | 0 | -47.6221 |  | -47.6221 | 0
50.2125 | 0 | 506.3973 | 506.3973 | 1 | 1 | 15:11 | 19.88 |  | 504.6144 | 0 | 506.3973 | 50.2125 | 50.2106 | -0.0079403 | -0.36066 | 506.0367 |  | -21.2572 | 0 | -21.2572 | 50.5 | 2.3742 | -50.4688 | 1 | 0 | -50.4688 |  | -50.4688 | 0
50.2091 | 0 | 507.6205 | 507.6205 | 1 | 1 | 15:11 | 19.9 |  | 504.6137 | 0 | 507.6205 | 50.2122 | 50.2104 | -0.0071463 | -0.32457 | 507.2959 |  | -19.9979 | 0 | -19.9979 | 50.5 | 2.3759 | -47.5127 | 1 | 0 | -47.5127 |  | -47.5127 | 0
50.2091 | 0 | 507.6205 | 507.6205 | 1 | 1 | 15:11 | 19.92 |  | 504.6129 | 0 | 507.6205 | 50.2119 | 50.2103 | -0.0064316 | -0.29211 | 507.3284 |  | -19.9655 | 0 | -19.9655 | 50.5 | 2.3774 | -47.466 | 1 | 0 | -47.466 |  | -47.466 | 0
50.2125 | 0 | 507.6205 | 507.6205 | 1 | 1 | 15:11 | 19.94 |  | 504.6121 | 0 | 507.6205 | 50.2119 | 50.2102 | -0.0057885 | -0.26292 | 507.3576 |  | -19.9363 | 0 | -19.9363 | 50.5 | 2.3788 | -47.424 | 1 | 0 | -47.424 |  | -47.424 | 0
50.2091 | 0 | 507.6205 | 507.6205 | 1 | 1 | 15:11 | 19.96 |  | 504.6113 | 0 | 507.6205 | 50.2116 | 50.2101 | -0.0052096 | -0.23661 | 507.3839 |  | -19.91 | 0 | -19.91 | 50.5 | 2.38 | -47.386 | 1 | 0 | -47.386 |  | -47.386 | 0
50.2091 | 0 | 510.0669 | 510.0669 | 1 | 1 | 15:11 | 19.98 |  | 504.6105 | 0 | 510.0669 | 50.2114 | 50.21 | -0.0046887 | -0.21295 | 509.8539 |  | -17.44 | 0 | -17.44 | 50.5 | 2.3811 | -41.5268 | 1 | 0 | -41.5268 |  | -41.5268 | 0
50.2091 | 0 | 508.8437 | 508.8437 | 1 | 1 | 15:11 | 20 |  | 504.6098 | 0 | 508.8437 | 50.2112 | 50.2099 | -0.0042198 | -0.19165 | 508.652 |  | -18.6419 | 0 | -18.6419 | 50.5 | 2.3821 | -44.4074 | 1 | 0 | -44.4074 |  | -44.4074 | 0
50.2091 | 0 | 507.6205 | 507.6205 | 1 | 1 | 15:11 | 20.02 |  | 504.609 | 0 | 507.6205 | 50.2109 | 50.2098 | -0.0037978 | -0.17249 | 507.448 |  | -19.8458 | 0 | -19.8458 | 50.5 | 2.383 | -47.2934 | 1 | 0 | -47.2934 |  | -47.2934 | 0
50.2091 | 0 | 507.6205 | 507.6205 | 1 | 1 | 15:11 | 20.04 |  | 504.6082 | 0 | 507.6205 | 50.2108 | 50.2097 | -0.003418 | -0.15524 | 507.4653 |  | -19.8286 | 0 | -19.8286 | 50.5 | 2.3838 | -47.2684 | 1 | 0 | -47.2684 |  | -47.2684 | 0
50.2091 | 0 | 507.6205 | 507.6205 | 1 | 1 | 15:11 | 20.06 |  | 504.6074 | 0 | 507.6205 | 50.2106 | 50.2097 | -0.0030762 | -0.13972 | 507.4808 |  | -19.8131 | 0 | -19.8131 | 50.5 | 2.3846 | -47.2459 | 1 | 0 | -47.2459 |  | -47.2459 | 0
50.2091 | 0 | 507.6205 | 507.6205 | 1 | 1 | 15:11 | 20.08 |  | 504.6066 | 0 | 507.6205 | 50.2104 | 50.2096 | -0.0027686 | -0.12574 | 507.4948 |  | -19.7991 | 0 | -19.7991 | 50.5 | 2.3852 | -47.2257 | 1 | 0 | -47.2257 |  | -47.2257 | 0
50.2091 | 0 | 508.8437 | 508.8437 | 1 | 1 | 15:11 | 20.1 |  | 504.6059 | 0 | 508.8437 | 50.2103 | 50.2096 | -0.0024917 | -0.11317 | 508.7305 |  | -18.5634 | 0 | -18.5634 | 50.5 | 2.3858 | -44.2892 | 1 | 0 | -44.2892 |  | -44.2892 | 0
50.2091 | 0 | 507.6205 | 507.6205 | 1 | 1 | 15:11 | 20.12 |  | 504.6051 | 0 | 507.6205 | 50.2102 | 50.2095 | -0.0022426 | -0.10185 | 507.5187 |  | -19.7752 | 0 | -19.7752 | 50.5 | 2.3864 | -47.191 | 1 | 0 | -47.191 |  | -47.191 | 0
50.2091 | 0 | 507.6205 | 507.6205 | 1 | 1 | 15:11 | 20.14 |  | 504.6043 | 0 | 507.6205 | 50.2101 | 50.2095 | -0.0020183 | -0.091668 | 507.5288 |  | -19.765 | 0 | -19.765 | 50.5 | 2.3869 | -47.1762 | 1 | 0 | -47.1762 |  | -47.1762 | 0
50.2091 | 0 | 507.6205 | 507.6205 | 1 | 1 | 15:11 | 20.16 |  | 504.6035 | 0 | 507.6205 | 50.21 | 50.2094 | -0.0018165 | -0.082501 | 507.538 |  | -19.7559 | 0 | -19.7559 | 50.5 | 2.3873 | -47.1629 | 1 | 0 | -47.1629 |  | -47.1629 | 0
50.2091 | 0 | 507.6205 | 507.6205 | 1 | 1 | 15:11 | 20.18 |  | 504.6027 | 0 | 507.6205 | 50.2099 | 50.2094 | -0.0016348 | -0.074251 | 507.5463 |  | -19.7476 | 0 | -19.7476 | 50.5 | 2.3877 | -47.151 | 1 | 0 | -47.151 |  | -47.151 | 0
50.2091 | 0 | 508.8437 | 508.8437 | 1 | 1 | 15:11 | 20.2 |  | 504.602 | 0 | 508.8437 | 50.2098 | 50.2094 | -0.0014714 | -0.066826 | 508.7768 |  | -18.517 | 0 | -18.517 | 50.5 | 2.388 | -44.2193 | 1 | 0 | -44.2193 |  | -44.2193 | 0
50.2091 | 0 | 507.6205 | 507.6205 | 1 | 1 | 15:11 | 20.22 |  | 504.6012 | 0 | 507.6205 | 50.2097 | 50.2093 | -0.0013242 | -0.060143 | 507.5604 |  | -19.7335 | 0 | -19.7335 | 50.5 | 2.3883 | -47.1305 | 1 | 0 | -47.1305 |  | -47.1305 | 0
50.2091 | 0 | 507.6205 | 507.6205 | 1 | 1 | 15:11 | 20.24 |  | 504.6004 | 0 | 507.6205 | 50.2097 | 50.2093 | -0.0011918 | -0.054129 | 507.5664 |  | -19.7275 | 0 | -19.7275 | 50.5 | 2.3886 | -47.1217 | 1 | 0 | -47.1217 |  | -47.1217 | 0
50.2091 | 0 | 507.6205 | 507.6205 | 1 | 1 | 15:11 | 20.26 |  | 504.5996 | 0 | 507.6205 | 50.2096 | 50.2093 | -0.0010726 | -0.048716 | 507.5718 |  | -19.7221 | 0 | -19.7221 | 50.5 | 2.3889 | -47.1138 | 1 | 0 | -47.1138 |  | -47.1138 | 0
50.2091 | 0 | 508.8437 | 508.8437 | 1 | 1 | 15:11 | 20.28 |  | 504.5988 | 0 | 508.8437 | 50.2096 | 50.2093 | -0.00096535 | -0.043844 | 508.7998 |  | -18.4941 | 0 | -18.4941 | 50.5 | 2.3891 | -44.1845 | 1 | 0 | -44.1845 |  | -44.1845 | 0
50.2091 | 0 | 508.8437 | 508.8437 | 1 | 1 | 15:11 | 20.3 |  | 504.5981 | 0 | 508.8437 | 50.2095 | 50.2093 | -0.00086882 | -0.03946 | 508.8042 |  | -18.4897 | 0 | -18.4897 | 50.5 | 2.3893 | -44.1779 | 1 | 0 | -44.1779 |  | -44.1779 | 0
50.2091 | 0 | 506.3973 | 506.3973 | 1 | 1 | 15:11 | 20.32 |  | 504.5973 | 0 | 506.3973 | 50.2095 | 50.2092 | -0.00078194 | -0.035514 | 506.3618 |  | -20.9321 | 0 | -20.9321 | 50.5 | 2.3895 | -50.0175 | 1 | 0 | -50.0175 |  | -50.0175 | 0
50.2091 | 0 | 507.6205 | 507.6205 | 1 | 1 | 15:11 | 20.34 |  | 504.5965 | 0 | 507.6205 | 50.2094 | 50.2092 | -0.00070374 | -0.031963 | 507.5886 |  | -19.7053 | 0 | -19.7053 | 50.5 | 2.3897 | -47.0895 | 1 | 0 | -47.0895 |  | -47.0895 | 0
50.2091 | 0 | 508.8437 | 508.8437 | 1 | 1 | 15:11 | 20.36 |  | 504.5957 | 0 | 508.8437 | 50.2094 | 50.2092 | -0.00063337 | -0.028766 | 508.8149 |  | -18.479 | 0 | -18.479 | 50.5 | 2.3898 | -44.1617 | 1 | 0 | -44.1617 |  | -44.1617 | 0
50.2091 | 0 | 507.6205 | 507.6205 | 1 | 1 | 15:11 | 20.38 |  | 504.5949 | 0 | 507.6205 | 50.2094 | 50.2092 | -0.00057003 | -0.02589 | 507.5946 |  | -19.6992 | 0 | -19.6992 | 50.5 | 2.39 | -47.0806 | 1 | 0 | -47.0806 |  | -47.0806 | 0
50.2091 | 0 | 507.6205 | 507.6205 | 1 | 1 | 15:11 | 20.4 |  | 504.5942 | 0 | 507.6205 | 50.2093 | 50.2092 | -0.00051303 | -0.023301 | 507.5972 |  | -19.6967 | 0 | -19.6967 | 50.5 | 2.3901 | -47.0769 | 1 | 0 | -47.0769 |  | -47.0769 | 0
50.2091 | 0 | 506.3973 | 506.3973 | 1 | 1 | 15:11 | 20.42 |  | 504.5934 | 0 | 506.3973 | 50.2093 | 50.2092 | -0.00046173 | -0.020971 | 506.3763 |  | -20.9175 | 0 | -20.9175 | 50.5 | 2.3902 | -49.9972 | 1 | 0 | -49.9972 |  | -49.9972 | 0
50.2091 | 0 | 506.3973 | 506.3973 | 1 | 1 | 15:11 | 20.44 |  | 504.5926 | 0 | 506.3973 | 50.2093 | 50.2092 | -0.00041555 | -0.018874 | 506.3784 |  | -20.9154 | 0 | -20.9154 | 50.5 | 2.3903 | -49.9943 | 1 | 0 | -49.9943 |  | -49.9943 | 0
50.2091 | 0 | 507.6205 | 507.6205 | 1 | 1 | 15:11 | 20.46 |  | 504.5918 | 0 | 507.6205 | 50.2093 | 50.2092 | -0.000374 | -0.016986 | 507.6035 |  | -19.6903 | 0 | -19.6903 | 50.5 | 2.3904 | -47.0677 | 1 | 0 | -47.0677 |  | -47.0677 | 0
50.2091 | 0 | 506.3973 | 506.3973 | 1 | 1 | 15:11 | 20.48 |  | 504.591 | 0 | 506.3973 | 50.2093 | 50.2092 | -0.0003366 | -0.015288 | 506.382 |  | -20.9119 | 0 | -20.9119 | 50.5 | 2.3905 | -49.9893 | 1 | 0 | -49.9893 |  | -49.9893 | 0
50.2091 | 0 | 507.6205 | 507.6205 | 1 | 1 | 15:11 | 20.5 |  | 504.5903 | 0 | 507.6205 | 50.2092 | 50.2092 | -0.00030294 | -0.013759 | 507.6068 |  | -19.6871 | 0 | -19.6871 | 50.5 | 2.3905 | -47.063 | 1 | 0 | -47.063 |  | -47.063 | 0
50.2091 | 0 | 506.3973 | 506.3973 | 1 | 1 | 15:11 | 20.52 |  | 504.5895 | 0 | 506.3973 | 50.2092 | 50.2092 | -0.00027264 | -0.012383 | 506.3849 |  | -20.9089 | 0 | -20.9089 | 50.5 | 2.3906 | -49.9852 | 1 | 0 | -49.9852 |  | -49.9852 | 0
50.2091 | 0 | 506.3973 | 506.3973 | 1 | 1 | 15:11 | 20.54 |  | 504.5887 | 0 | 506.3973 | 50.2092 | 50.2091 | -0.00024538 | -0.011145 | 506.3862 |  | -20.9077 | 0 | -20.9077 | 50.5 | 2.3907 | -49.9835 | 1 | 0 | -49.9835 |  | -49.9835 | 0
50.2091 | 0 | 507.6205 | 507.6205 | 1 | 1 | 15:11 | 20.56 |  | 504.5879 | 0 | 507.6205 | 50.2092 | 50.2091 | -0.00022084 | -0.01003 | 507.6105 |  | -19.6834 | 0 | -19.6834 | 50.5 | 2.3907 | -47.0576 | 1 | 0 | -47.0576 |  | -47.0576 | 0
50.2091 | 0 | 507.6205 | 507.6205 | 1 | 1 | 15:11 | 20.58 |  | 504.5871 | 0 | 507.6205 | 50.2092 | 50.2091 | -0.00019876 | -0.0090272 | 507.6115 |  | -19.6824 | 0 | -19.6824 | 50.5 | 2.3908 | -47.0561 | 1 | 0 | -47.0561 |  | -47.0561 | 0
50.2091 | 0 | 507.6205 | 507.6205 | 1 | 1 | 15:11 | 20.6 |  | 504.5864 | 0 | 507.6205 | 50.2092 | 50.2091 | -0.00017888 | -0.0081245 | 507.6124 |  | -19.6815 | 0 | -19.6815 | 50.5 | 2.3908 | -47.0548 | 1 | 0 | -47.0548 |  | -47.0548 | 0
50.2091 | 0 | 506.3973 | 506.3973 | 1 | 1 | 15:11 | 20.62 |  | 504.5856 | 0 | 506.3973 | 50.2092 | 50.2091 | -0.00016099 | -0.007312 | 506.39 |  | -20.9039 | 0 | -20.9039 | 50.5 | 2.3909 | -49.9781 | 1 | 0 | -49.9781 |  | -49.9781 | 0
50.2091 | 0 | 507.6205 | 507.6205 | 1 | 1 | 15:11 | 20.64 |  | 504.5848 | 0 | 507.6205 | 50.2092 | 50.2091 | -0.00014489 | -0.0065808 | 507.6139 |  | -19.6799 | 0 | -19.6799 | 50.5 | 2.3909 | -47.0525 | 1 | 0 | -47.0525 |  | -47.0525 | 0
50.2091 | 0 | 507.6205 | 507.6205 | 1 | 1 | 15:11 | 20.66 |  | 504.584 | 0 | 507.6205 | 50.2092 | 50.2091 | -0.0001304 | -0.0059227 | 507.6146 |  | -19.6793 | 0 | -19.6793 | 50.5 | 2.3909 | -47.0516 | 1 | 0 | -47.0516 |  | -47.0516 | 0
50.2091 | 0 | 507.6205 | 507.6205 | 1 | 1 | 15:11 | 20.68 |  | 504.5832 | 0 | 507.6205 | 50.2092 | 50.2091 | -0.00011736 | -0.0053305 | 507.6152 |  | -19.6787 | 0 | -19.6787 | 50.5 | 2.3909 | -47.0507 | 1 | 0 | -47.0507 |  | -47.0507 | 0
50.2091 | 0 | 507.6205 | 507.6205 | 1 | 1 | 15:11 | 20.7 |  | 504.5825 | 0 | 507.6205 | 50.2092 | 50.2091 | -0.00010563 | -0.0047974 | 507.6157 |  | -19.6782 | 0 | -19.6782 | 50.5 | 2.391 | -47.0499 | 1 | 0 | -47.0499 |  | -47.0499 | 0
50.2091 | 0 | 506.3973 | 506.3973 | 1 | 1 | 15:11 | 20.72 |  | 504.5817 | 0 | 506.3973 | 50.2091 | 50.2091 | -9.5065e-05 | -0.0043177 | 506.393 |  | -20.9009 | 0 | -20.9009 | 50.5 | 2.391 | -49.9739 | 1 | 0 | -49.9739 |  | -49.9739 | 0
50.2091 | 0 | 507.6205 | 507.6205 | 1 | 1 | 15:11 | 20.74 |  | 504.5809 | 0 | 507.6205 | 50.2091 | 50.2091 | -8.5559e-05 | -0.0038859 | 507.6166 |  | -19.6772 | 0 | -19.6772 | 50.5 | 2.391 | -47.0486 | 1 | 0 | -47.0486 |  | -47.0486 | 0
50.2091 | 0 | 507.6205 | 507.6205 | 1 | 1 | 15:11 | 20.76 |  | 504.5801 | 0 | 507.6205 | 50.2091 | 50.2091 | -7.7003e-05 | -0.0034973 | 507.617 |  | -19.6769 | 0 | -19.6769 | 50.5 | 2.391 | -47.048 | 1 | 0 | -47.048 |  | -47.048 | 0
50.2091 | 0 | 507.6205 | 507.6205 | 1 | 1 | 15:11 | 20.78 |  | 504.5793 | 0 | 507.6205 | 50.2091 | 50.2091 | -6.9303e-05 | -0.0031476 | 507.6174 |  | -19.6765 | 0 | -19.6765 | 50.5 | 2.3911 | -47.0475 | 1 | 0 | -47.0475 |  | -47.0475 | 0
50.2091 | 0 | 507.6205 | 507.6205 | 1 | 1 | 15:11 | 20.8 |  | 504.5786 | 0 | 507.6205 | 50.2091 | 50.2091 | -6.2372e-05 | -0.0028328 | 507.6177 |  | -19.6762 | 0 | -19.6762 | 50.5 | 2.3911 | -47.0471 | 1 | 0 | -47.0471 |  | -47.0471 | 0
50.2091 | 0 | 507.6205 | 507.6205 | 1 | 1 | 15:11 | 20.82 |  | 504.5778 | 0 | 507.6205 | 50.2091 | 50.2091 | -5.6135e-05 | -0.0025495 | 507.618 |  | -19.6759 | 0 | -19.6759 | 50.5 | 2.3911 | -47.0467 | 1 | 0 | -47.0467 |  | -47.0467 | 0
50.2091 | 0 | 507.6205 | 507.6205 | 1 | 1 | 15:11 | 20.84 |  | 504.577 | 0 | 507.6205 | 50.2091 | 50.2091 | -5.0522e-05 | -0.0022946 | 507.6182 |  | -19.6757 | 0 | -19.6757 | 50.5 | 2.3911 | -47.0463 | 1 | 0 | -47.0463 |  | -47.0463 | 0
50.2091 | 0 | 506.3973 | 506.3973 | 1 | 1 | 15:11 | 20.86 |  | 504.5762 | 0 | 506.3973 | 50.2091 | 50.2091 | -4.5469e-05 | -0.0020651 | 506.3952 |  | -20.8986 | 0 | -20.8986 | 50.5 | 2.3911 | -49.9708 | 1 | 0 | -49.9708 |  | -49.9708 | 0
50.2091 | 0 | 507.6205 | 507.6205 | 1 | 1 | 15:11 | 20.88 |  | 504.5754 | 0 | 507.6205 | 50.2091 | 50.2091 | -4.0922e-05 | -0.0018586 | 507.6187 |  | -19.6752 | 0 | -19.6752 | 50.5 | 2.3911 | -47.0457 | 1 | 0 | -47.0457 |  | -47.0457 | 0
50.2091 | 0 | 508.8437 | 508.8437 | 1 | 1 | 15:11 | 20.9 |  | 504.5747 | 0 | 508.8437 | 50.2091 | 50.2091 | -3.683e-05 | -0.0016728 | 508.842 |  | -18.4519 | 0 | -18.4519 | 50.5 | 2.3911 | -44.1207 | 1 | 0 | -44.1207 |  | -44.1207 | 0
50.2091 | 0 | 507.6205 | 507.6205 | 1 | 1 | 15:11 | 20.92 |  | 504.5739 | 0 | 507.6205 | 50.2091 | 50.2091 | -3.3147e-05 | -0.0015055 | 507.619 |  | -19.6749 | 0 | -19.6749 | 50.5 | 2.3911 | -47.0451 | 1 | 0 | -47.0451 |  | -47.0451 | 0
50.2091 | 0 | 507.6205 | 507.6205 | 1 | 1 | 15:11 | 20.94 |  | 504.5731 | 0 | 507.6205 | 50.2091 | 50.2091 | -2.9832e-05 | -0.0013549 | 507.6192 |  | -19.6747 | 0 | -19.6747 | 50.5 | 2.3911 | -47.0449 | 1 | 0 | -47.0449 |  | -47.0449 | 0
50.2091 | 0 | 507.6205 | 507.6205 | 1 | 1 | 15:11 | 20.96 |  | 504.5723 | 0 | 507.6205 | 50.2091 | 50.2091 | -2.6849e-05 | -0.0012194 | 507.6193 |  | -19.6746 | 0 | -19.6746 | 50.5 | 2.3911 | -47.0447 | 1 | 0 | -47.0447 |  | -47.0447 | 0
50.2091 | 0 | 506.3973 | 506.3973 | 1 | 1 | 15:11 | 20.98 |  | 504.5715 | 0 | 506.3973 | 50.2091 | 50.2091 | -2.4164e-05 | -0.0010975 | 506.3962 |  | -20.8977 | 0 | -20.8977 | 50.5 | 2.3911 | -49.9694 | 1 | 0 | -49.9694 |  | -49.9694 | 0
50.2091 | 0 | 507.6205 | 507.6205 | 1 | 1 | 15:11 | 21 |  | 504.5708 | 0 | 507.6205 | 50.2091 | 50.2091 | -2.1748e-05 | -0.00098774 | 507.6195 |  | -19.6743 | 0 | -19.6743 | 50.5 | 2.3912 | -47.0444 | 1 | 0 | -47.0444 |  | -47.0444 | 0
50.2091 | 0 | 507.6205 | 507.6205 | 1 | 1 | 15:11 | 21.02 |  | 504.57 | 0 | 507.6205 | 50.2091 | 50.2091 | -1.9573e-05 | -0.00088897 | 507.6196 |  | -19.6742 | 0 | -19.6742 | 50.5 | 2.3912 | -47.0442 | 1 | 0 | -47.0442 |  | -47.0442 | 0
50.2091 | 0 | 507.6205 | 507.6205 | 1 | 1 | 15:11 | 21.04 |  | 504.5692 | 0 | 507.6205 | 50.2091 | 50.2091 | -1.7616e-05 | -0.00080007 | 507.6197 |  | -19.6742 | 0 | -19.6742 | 50.5 | 2.3912 | -47.0441 | 1 | 0 | -47.0441 |  | -47.0441 | 0
50.2091 | 0 | 508.8437 | 508.8437 | 1 | 1 | 15:11 | 21.06 |  | 504.5684 | 0 | 508.8437 | 50.2091 | 50.2091 | -1.5854e-05 | -0.00072007 | 508.8429 |  | -18.4509 | 0 | -18.4509 | 50.5 | 2.3912 | -44.1192 | 1 | 0 | -44.1192 |  | -44.1192 | 0
50.2091 | 0 | 507.6205 | 507.6205 | 1 | 1 | 15:11 | 21.08 |  | 504.5676 | 0 | 507.6205 | 50.2091 | 50.2091 | -1.4269e-05 | -0.00064806 | 507.6199 |  | -19.674 | 0 | -19.674 | 50.5 | 2.3912 | -47.0439 | 1 | 0 | -47.0439 |  | -47.0439 | 0
50.2091 | 0 | 508.8437 | 508.8437 | 1 | 1 | 15:11 | 21.1 |  | 504.5669 | 0 | 508.8437 | 50.2091 | 50.2091 | -1.2842e-05 | -0.00058325 | 508.8431 |  | -18.4508 | 0 | -18.4508 | 50.5 | 2.3912 | -44.119 | 1 | 0 | -44.119 |  | -44.119 | 0
50.2091 | 0 | 507.6205 | 507.6205 | 1 | 1 | 15:11 | 21.12 |  | 504.5661 | 0 | 507.6205 | 50.2091 | 50.2091 | -1.1558e-05 | -0.00052493 | 507.62 |  | -19.6739 | 0 | -19.6739 | 50.5 | 2.3912 | -47.0437 | 1 | 0 | -47.0437 |  | -47.0437 | 0
50.2091 | 0 | 508.8437 | 508.8437 | 1 | 1 | 15:11 | 21.14 |  | 504.5653 | 0 | 508.8437 | 50.2091 | 50.2091 | -1.0402e-05 | -0.00047243 | 508.8432 |  | -18.4507 | 0 | -18.4507 | 50.5 | 2.3912 | -44.1189 | 1 | 0 | -44.1189 |  | -44.1189 | 0
50.2091 | 0 | 508.8437 | 508.8437 | 1 | 1 | 15:11 | 21.16 |  | 504.5645 | 0 | 508.8437 | 50.2091 | 50.2091 | -9.3617e-06 | -0.00042519 | 508.8432 |  | -18.4506 | 0 | -18.4506 | 50.5 | 2.3912 | -44.1188 | 1 | 0 | -44.1188 |  | -44.1188 | 0
50.2091 | 0 | 507.6205 | 507.6205 | 1 | 1 | 15:11 | 21.18 |  | 504.5637 | 0 | 507.6205 | 50.2091 | 50.2091 | -8.4256e-06 | -0.00038267 | 507.6201 |  | -19.6737 | 0 | -19.6737 | 50.5 | 2.3912 | -47.0435 | 1 | 0 | -47.0435 |  | -47.0435 | 0
50.2091 | 0 | 507.6205 | 507.6205 | 1 | 1 | 15:11 | 21.2 |  | 504.563 | 0 | 507.6205 | 50.2091 | 50.2091 | -7.583e-06 | -0.0003444 | 507.6202 |  | -19.6737 | 0 | -19.6737 | 50.5 | 2.3912 | -47.0434 | 1 | 0 | -47.0434 |  | -47.0434 | 0
50.2091 | 0 | 507.6205 | 507.6205 | 1 | 1 | 15:11 | 21.22 |  | 504.5622 | 0 | 507.6205 | 50.2091 | 50.2091 | -6.8247e-06 | -0.00030996 | 507.6202 |  | -19.6737 | 0 | -19.6737 | 50.5 | 2.3912 | -47.0434 | 1 | 0 | -47.0434 |  | -47.0434 | 0
50.2091 | 0 | 507.6205 | 507.6205 | 1 | 1 | 15:11 | 21.24 |  | 504.5614 | 0 | 507.6205 | 50.2091 | 50.2091 | -6.1422e-06 | -0.00027897 | 507.6202 |  | -19.6736 | 0 | -19.6736 | 50.5 | 2.3912 | -47.0434 | 1 | 0 | -47.0434 |  | -47.0434 | 0
50.2091 | 0 | 506.3973 | 506.3973 | 1 | 1 | 15:11 | 21.26 |  | 504.5606 | 0 | 506.3973 | 50.2091 | 50.2091 | -0.0035055 | -0.15921 | 506.2381 |  | -21.0558 | 0 | -21.0558 | 50.5 | 2.3912 | -50.3483 | 1 | 0 | -50.3483 |  | -50.3483 | 0
50.2091 | 0 | 507.6205 | 507.6205 | 1 | 1 | 15:11 | 21.28 |  | 504.5598 | 0 | 507.6205 | 50.2091 | 50.2091 | -0.008405 | -0.38174 | 507.2388 |  | -20.0551 | 0 | -20.0551 | 50.5 | 2.3912 | -47.9555 | 1 | 0 | -47.9555 |  | -47.9555 | 0
50.2091 | 0 | 507.6205 | 507.6205 | 1 | 1 | 15:11 | 21.3 |  | 504.5591 | 0 | 507.6205 | 50.2091 | 50.2088 | -0.012814 | -0.58201 | 507.0385 |  | -20.2554 | 0 | -20.2554 | 50.5 | 2.3952 | -48.5157 | 1 | 0 | -48.5157 |  | -48.5157 | 0
50.2091 | 0 | 507.6205 | 507.6205 | 1 | 1 | 15:11 | 21.32 |  | 504.5583 | 0 | 507.6205 | 50.2091 | 50.2084 | -0.015033 | -0.68277 | 506.9377 |  | -20.3561 | 0 | -20.3561 | 50.5 | 2.3988 | -48.8307 | 1 | 0 | -48.8307 |  | -48.8307 | 0
50.2091 | 0 | 507.6205 | 507.6205 | 1 | 1 | 15:11 | 21.34 |  | 504.5575 | 0 | 507.6205 | 50.2091 | 50.2082 | -0.01353 | -0.61449 | 507.006 |  | -20.2879 | 0 | -20.2879 | 50.5 | 2.4021 | -48.7332 | 1 | 0 | -48.7332 |  | -48.7332 | 0
50.2091 | 0 | 507.6205 | 507.6205 | 1 | 1 | 15:11 | 21.36 |  | 504.5567 | 0 | 507.6205 | 50.2091 | 50.2079 | -0.012177 | -0.55304 | 507.0675 |  | -20.2264 | 0 | -20.2264 | 50.5 | 2.405 | -48.6453 | 1 | 0 | -48.6453 |  | -48.6453 | 0
50.2091 | 0 | 507.6205 | 507.6205 | 1 | 1 | 15:11 | 21.38 |  | 504.5559 | 0 | 507.6205 | 50.2091 | 50.2077 | -0.010959 | -0.49774 | 507.1228 |  | -20.1711 | 0 | -20.1711 | 50.5 | 2.4077 | -48.5659 | 1 | 0 | -48.5659 |  | -48.5659 | 0
50.2091 | 0 | 506.3973 | 506.3973 | 1 | 1 | 15:11 | 21.4 |  | 504.5552 | 0 | 506.3973 | 50.2091 | 50.2075 | -0.0098632 | -0.44796 | 505.9493 |  | -21.3445 | 0 | -21.3445 | 50.5 | 2.4101 | -51.4424 | 1 | 0 | -51.4424 |  | -51.4424 | 0
50.2091 | 0 | 507.6205 | 507.6205 | 1 | 1 | 15:11 | 21.42 |  | 504.5544 | 0 | 507.6205 | 50.2091 | 50.2073 | -0.0088769 | -0.40317 | 507.2173 |  | -20.0765 | 0 | -20.0765 | 50.5 | 2.4123 | -48.4298 | 1 | 0 | -48.4298 |  | -48.4298 | 0
50.2091 | 0 | 507.6205 | 507.6205 | 1 | 1 | 15:11 | 21.44 |  | 504.5536 | 0 | 507.6205 | 50.2091 | 50.2071 | -0.0079892 | -0.36285 | 507.2577 |  | -20.0362 | 0 | -20.0362 | 50.5 | 2.4142 | -48.3716 | 1 | 0 | -48.3716 |  | -48.3716 | 0
50.2091 | 0 | 507.6205 | 507.6205 | 1 | 1 | 15:11 | 21.46 |  | 504.5528 | 0 | 507.6205 | 50.2091 | 50.207 | -0.0071903 | -0.32657 | 507.2939 |  | -19.9999 | 0 | -19.9999 | 50.5 | 2.416 | -48.3192 | 1 | 0 | -48.3192 |  | -48.3192 | 0
50.2056 | 0 | 507.6205 | 507.6205 | 1 | 1 | 15:11 | 21.48 |  | 504.552 | 0 | 507.6205 | 50.2088 | 50.2068 | -0.0064712 | -0.29389 | 507.3266 |  | -19.9672 | 0 | -19.9672 | 50.5 | 2.4176 | -48.2719 | 1 | 0 | -48.2719 |  | -48.2719 | 0
50.2056 | 0 | 507.6205 | 507.6205 | 1 | 1 | 15:11 | 21.5 |  | 504.5513 | 0 | 507.6205 | 50.2084 | 50.2067 | -0.0058241 | -0.2645 | 507.356 |  | -19.9379 | 0 | -19.9379 | 50.5 | 2.419 | -48.2293 | 1 | 0 | -48.2293 |  | -48.2293 | 0
50.2056 | 0 | 507.6205 | 507.6205 | 1 | 1 | 15:11 | 21.52 |  | 504.5505 | 0 | 507.6205 | 50.2082 | 50.2066 | -0.0052417 | -0.23805 | 507.3825 |  | -19.9114 | 0 | -19.9114 | 50.5 | 2.4203 | -48.1909 | 1 | 0 | -48.1909 |  | -48.1909 | 0
50.2056 | 0 | 507.6205 | 507.6205 | 1 | 1 | 15:11 | 21.54 |  | 504.5497 | 0 | 507.6205 | 50.2079 | 50.2065 | -0.0047175 | -0.21425 | 507.4063 |  | -19.8876 | 0 | -19.8876 | 50.5 | 2.4214 | -48.1564 | 1 | 0 | -48.1564 |  | -48.1564 | 0
50.2056 | 0 | 507.6205 | 507.6205 | 1 | 1 | 15:11 | 21.56 |  | 504.5489 | 0 | 507.6205 | 50.2077 | 50.2064 | -0.0042458 | -0.19282 | 507.4277 |  | -19.8662 | 0 | -19.8662 | 50.5 | 2.4225 | -48.1252 | 1 | 0 | -48.1252 |  | -48.1252 | 0
50.2056 | 0 | 507.6205 | 507.6205 | 1 | 1 | 15:11 | 21.58 |  | 504.5481 | 0 | 507.6205 | 50.2075 | 50.2063 | -0.0038212 | -0.17354 | 507.447 |  | -19.8469 | 0 | -19.8469 | 50.5 | 2.4234 | -48.0972 | 1 | 0 | -48.0972 |  | -48.0972 | 0
50.2056 | 0 | 508.8437 | 508.8437 | 1 | 1 | 15:11 | 21.6 |  | 504.5474 | 0 | 508.8437 | 50.2073 | 50.2062 | -0.0034391 | -0.15618 | 508.6875 |  | -18.6064 | 0 | -18.6064 | 50.5 | 2.4243 | -45.1067 | 1 | 0 | -45.1067 |  | -45.1067 | 0
50.2056 | 0 | 507.6205 | 507.6205 | 1 | 1 | 15:11 | 21.62 |  | 504.5466 | 0 | 507.6205 | 50.2071 | 50.2062 | -0.0030952 | -0.14057 | 507.4799 |  | -19.8139 | 0 | -19.8139 | 50.5 | 2.425 | -48.0492 | 1 | 0 | -48.0492 |  | -48.0492 | 0
50.2056 | 0 | 507.6205 | 507.6205 | 1 | 1 | 15:11 | 21.64 |  | 504.5458 | 0 | 507.6205 | 50.207 | 50.2061 | -0.0027857 | -0.12651 | 507.494 |  | -19.7999 | 0 | -19.7999 | 50.5 | 2.4257 | -48.0287 | 1 | 0 | -48.0287 |  | -48.0287 | 0
50.2056 | 0 | 508.8437 | 508.8437 | 1 | 1 | 15:11 | 21.66 |  | 504.545 | 0 | 508.8437 | 50.2068 | 50.2061 | -0.0025071 | -0.11386 | 508.7298 |  | -18.5641 | 0 | -18.5641 | 50.5 | 2.4263 | -45.0425 | 1 | 0 | -45.0425 |  | -45.0425 | 0
50.2056 | 0 | 507.6205 | 507.6205 | 1 | 1 | 15:11 | 21.68 |  | 504.5442 | 0 | 507.6205 | 50.2067 | 50.206 | -0.0022564 | -0.10247 | 507.518 |  | -19.7758 | 0 | -19.7758 | 50.5 | 2.4269 | -47.9936 | 1 | 0 | -47.9936 |  | -47.9936 | 0
50.2056 | 0 | 507.6205 | 507.6205 | 1 | 1 | 15:11 | 21.7 |  | 504.5435 | 0 | 507.6205 | 50.2066 | 50.206 | -0.0020307 | -0.092226 | 507.5283 |  | -19.7656 | 0 | -19.7656 | 50.5 | 2.4274 | -47.9787 | 1 | 0 | -47.9787 |  | -47.9787 | 0
50.2056 | 0 | 506.3973 | 506.3973 | 1 | 1 | 15:11 | 21.72 |  | 504.5427 | 0 | 506.3973 | 50.2065 | 50.2059 | -0.0018277 | -0.083003 | 506.3143 |  | -20.9796 | 0 | -20.9796 | 50.5 | 2.4278 | -50.9349 | 1 | 0 | -50.9349 |  | -50.9349 | 0
50.2056 | 0 | 508.8437 | 508.8437 | 1 | 1 | 15:11 | 21.74 |  | 504.5419 | 0 | 508.8437 | 50.2064 | 50.2059 | -0.0016449 | -0.074703 | 508.769 |  | -18.5249 | 0 | -18.5249 | 50.5 | 2.4282 | -44.983 | 1 | 0 | -44.983 |  | -44.983 | 0
50.2056 | 0 | 507.6205 | 507.6205 | 1 | 1 | 15:11 | 21.76 |  | 504.5411 | 0 | 507.6205 | 50.2063 | 50.2059 | -0.0014804 | -0.067232 | 507.5533 |  | -19.7406 | 0 | -19.7406 | 50.5 | 2.4286 | -47.9422 | 1 | 0 | -47.9422 |  | -47.9422 | 0
50.2056 | 0 | 507.6205 | 507.6205 | 1 | 1 | 15:11 | 21.78 |  | 504.5403 | 0 | 507.6205 | 50.2062 | 50.2059 | -0.0013324 | -0.060509 | 507.56 |  | -19.7339 | 0 | -19.7339 | 50.5 | 2.4289 | -47.9323 | 1 | 0 | -47.9323 |  | -47.9323 | 0
50.2056 | 0 | 506.3973 | 506.3973 | 1 | 1 | 15:11 | 21.8 |  | 504.5396 | 0 | 506.3973 | 50.2062 | 50.2058 | -0.0011991 | -0.054458 | 506.3428 |  | -20.951 | 0 | -20.951 | 50.5 | 2.4292 | -50.8949 | 1 | 0 | -50.8949 |  | -50.8949 | 0
50.2056 | 0 | 508.8437 | 508.8437 | 1 | 1 | 15:11 | 21.82 |  | 504.5388 | 0 | 508.8437 | 50.2061 | 50.2058 | -0.0010792 | -0.049012 | 508.7946 |  | -18.4992 | 0 | -18.4992 | 50.5 | 2.4295 | -44.9439 | 1 | 0 | -44.9439 |  | -44.9439 | 0
50.2056 | 0 | 507.6205 | 507.6205 | 1 | 1 | 15:11 | 21.84 |  | 504.538 | 0 | 507.6205 | 50.2061 | 50.2058 | -0.0009713 | -0.044111 | 507.5764 |  | -19.7175 | 0 | -19.7175 | 50.5 | 2.4297 | -47.9084 | 1 | 0 | -47.9084 |  | -47.9084 | 0
50.2056 | 0 | 507.6205 | 507.6205 | 1 | 1 | 15:11 | 21.86 |  | 504.5372 | 0 | 507.6205 | 50.206 | 50.2058 | -0.00087417 | -0.0397 | 507.5808 |  | -19.7131 | 0 | -19.7131 | 50.5 | 2.43 | -47.9019 | 1 | 0 | -47.9019 |  | -47.9019 | 0
50.2056 | 0 | 507.6205 | 507.6205 | 1 | 1 | 15:11 | 21.88 |  | 504.5364 | 0 | 507.6205 | 50.206 | 50.2057 | -0.00078675 | -0.03573 | 507.5848 |  | -19.7091 | 0 | -19.7091 | 50.5 | 2.4302 | -47.8961 | 1 | 0 | -47.8961 |  | -47.8961 | 0
50.2056 | 0 | 507.6205 | 507.6205 | 1 | 1 | 15:11 | 21.9 |  | 504.5357 | 0 | 507.6205 | 50.2059 | 50.2057 | -0.00070808 | -0.032157 | 507.5884 |  | -19.7055 | 0 | -19.7055 | 50.5 | 2.4303 | -47.8909 | 1 | 0 | -47.8909 |  | -47.8909 | 0
50.2056 | 0 | 507.6205 | 507.6205 | 1 | 1 | 15:11 | 21.92 |  | 504.5349 | 0 | 507.6205 | 50.2059 | 50.2057 | -0.00063727 | -0.028941 | 507.5916 |  | -19.7023 | 0 | -19.7023 | 50.5 | 2.4305 | -47.8862 | 1 | 0 | -47.8862 |  | -47.8862 | 0
50.2056 | 0 | 508.8437 | 508.8437 | 1 | 1 | 15:11 | 21.94 |  | 504.5341 | 0 | 508.8437 | 50.2059 | 50.2057 | -0.00057354 | -0.026047 | 508.8176 |  | -18.4763 | 0 | -18.4763 | 50.5 | 2.4306 | -44.9089 | 1 | 0 | -44.9089 |  | -44.9089 | 0
50.2056 | 0 | 506.3973 | 506.3973 | 1 | 1 | 15:11 | 21.96 |  | 504.5333 | 0 | 506.3973 | 50.2059 | 50.2057 | -0.00051619 | -0.023443 | 506.3739 |  | -20.92 | 0 | -20.92 | 50.5 | 2.4308 | -50.8514 | 1 | 0 | -50.8514 |  | -50.8514 | 0
50.2056 | 0 | 506.3973 | 506.3973 | 1 | 1 | 15:11 | 21.98 |  | 504.5325 | 0 | 506.3973 | 50.2058 | 50.2057 | -0.00046457 | -0.021098 | 506.3762 |  | -20.9177 | 0 | -20.9177 | 50.5 | 2.4309 | -50.8481 | 1 | 0 | -50.8481 |  | -50.8481 | 0
50.2056 | 0 | 507.6205 | 507.6205 | 1 | 1 | 15:11 | 22 |  | 504.5318 | 0 | 507.6205 | 50.2058 | 50.2057 | -0.00041811 | -0.018988 | 507.6015 |  | -19.6923 | 0 | -19.6923 | 50.5 | 2.431 | -47.8716 | 1 | 0 | -47.8716 |  | -47.8716 | 0
50.2056 | 0 | 506.3973 | 506.3973 | 1 | 1 | 15:11 | 22.02 |  | 504.531 | 0 | 506.3973 | 50.2058 | 50.2057 | -0.0003763 | -0.01709 | 506.3802 |  | -20.9137 | 0 | -20.9137 | 50.5 | 2.4311 | -50.8425 | 1 | 0 | -50.8425 |  | -50.8425 | 0
50.2056 | 0 | 507.6205 | 507.6205 | 1 | 1 | 15:11 | 22.04 |  | 504.5302 | 0 | 507.6205 | 50.2058 | 50.2057 | -0.00033867 | -0.015381 | 507.6051 |  | -19.6887 | 0 | -19.6887 | 50.5 | 2.4312 | -47.8663 | 1 | 0 | -47.8663 |  | -47.8663 | 0
50.2056 | 0 | 508.8437 | 508.8437 | 1 | 1 | 15:11 | 22.06 |  | 504.5294 | 0 | 508.8437 | 50.2057 | 50.2057 | -0.0003048 | -0.013843 | 508.8298 |  | -18.4641 | 0 | -18.4641 | 50.5 | 2.4312 | -44.8903 | 1 | 0 | -44.8903 |  | -44.8903 | 0
50.2056 | 0 | 507.6205 | 507.6205 | 1 | 1 | 15:11 | 22.08 |  | 504.5286 | 0 | 507.6205 | 50.2057 | 50.2057 | -0.00027432 | -0.012458 | 507.6081 |  | -19.6858 | 0 | -19.6858 | 50.5 | 2.4313 | -47.862 | 1 | 0 | -47.862 |  | -47.862 | 0
50.2056 | 0 | 507.6205 | 507.6205 | 1 | 1 | 15:11 | 22.1 |  | 504.5279 | 0 | 507.6205 | 50.2057 | 50.2056 | -0.00024689 | -0.011212 | 507.6093 |  | -19.6846 | 0 | -19.6846 | 50.5 | 2.4314 | -47.8602 | 1 | 0 | -47.8602 |  | -47.8602 | 0
50.2056 | 0 | 507.6205 | 507.6205 | 1 | 1 | 15:11 | 22.12 |  | 504.5271 | 0 | 507.6205 | 50.2057 | 50.2056 | -0.0002222 | -0.010091 | 507.6104 |  | -19.6835 | 0 | -19.6835 | 50.5 | 2.4314 | -47.8586 | 1 | 0 | -47.8586 |  | -47.8586 | 0
50.2056 | 0 | 507.6205 | 507.6205 | 1 | 1 | 15:11 | 22.14 |  | 504.5263 | 0 | 507.6205 | 50.2057 | 50.2056 | -0.00019998 | -0.0090821 | 507.6114 |  | -19.6824 | 0 | -19.6824 | 50.5 | 2.4315 | -47.8571 | 1 | 0 | -47.8571 |  | -47.8571 | 0
50.2056 | 0 | 506.3973 | 506.3973 | 1 | 1 | 15:11 | 22.16 |  | 504.5255 | 0 | 506.3973 | 50.2057 | 50.2056 | -0.00017998 | -0.0081739 | 506.3891 |  | -20.9047 | 0 | -20.9047 | 50.5 | 2.4315 | -50.83 | 1 | 0 | -50.83 |  | -50.83 | 0
50.2056 | 0 | 507.6205 | 507.6205 | 1 | 1 | 15:11 | 22.18 |  | 504.5247 | 0 | 507.6205 | 50.2057 | 50.2056 | -0.00016198 | -0.0073565 | 507.6132 |  | -19.6807 | 0 | -19.6807 | 50.5 | 2.4315 | -47.8546 | 1 | 0 | -47.8546 |  | -47.8546 | 0
50.2056 | 0 | 508.8437 | 508.8437 | 1 | 1 | 15:11 | 22.2 |  | 504.524 | 0 | 508.8437 | 50.2057 | 50.2056 | -0.00014579 | -0.0066209 | 508.837 |  | -18.4568 | 0 | -18.4568 | 50.5 | 2.4316 | -44.8793 | 1 | 0 | -44.8793 |  | -44.8793 | 0
50.2056 | 0 | 507.6205 | 507.6205 | 1 | 1 | 15:11 | 22.22 |  | 504.5232 | 0 | 507.6205 | 50.2057 | 50.2056 | -0.00013121 | -0.0059588 | 507.6146 |  | -19.6793 | 0 | -19.6793 | 50.5 | 2.4316 | -47.8525 | 1 | 0 | -47.8525 |  | -47.8525 | 0
50.2056 | 0 | 507.6205 | 507.6205 | 1 | 1 | 15:11 | 22.24 |  | 504.5224 | 0 | 507.6205 | 50.2057 | 50.2056 | -0.00011809 | -0.0053629 | 507.6152 |  | -19.6787 | 0 | -19.6787 | 50.5 | 2.4316 | -47.8516 | 1 | 0 | -47.8516 |  | -47.8516 | 0
50.2056 | 0 | 507.6205 | 507.6205 | 1 | 1 | 15:11 | 22.26 |  | 504.5216 | 0 | 507.6205 | 50.2057 | 50.2056 | -0.00010628 | -0.0048266 | 507.6157 |  | -19.6782 | 0 | -19.6782 | 50.5 | 2.4317 | -47.8508 | 1 | 0 | -47.8508 |  | -47.8508 | 0
50.2056 | 0 | 507.6205 | 507.6205 | 1 | 1 | 15:11 | 22.28 |  | 504.5208 | 0 | 507.6205 | 50.2056 | 50.2056 | -9.565e-05 | -0.0043439 | 507.6162 |  | -19.6777 | 0 | -19.6777 | 50.5 | 2.4317 | -47.8501 | 1 | 0 | -47.8501 |  | -47.8501 | 0
50.2056 | 0 | 508.8437 | 508.8437 | 1 | 1 | 15:11 | 22.3 |  | 504.5201 | 0 | 508.8437 | 50.2056 | 50.2056 | -8.6085e-05 | -0.0039095 | 508.8398 |  | -18.4541 | 0 | -18.4541 | 50.5 | 2.4317 | -44.8752 | 1 | 0 | -44.8752 |  | -44.8752 | 0
50.2056 | 0 | 507.6205 | 507.6205 | 1 | 1 | 15:11 | 22.32 |  | 504.5193 | 0 | 507.6205 | 50.2056 | 50.2056 | -7.7477e-05 | -0.0035186 | 507.617 |  | -19.6769 | 0 | -19.6769 | 50.5 | 2.4317 | -47.8489 | 1 | 0 | -47.8489 |  | -47.8489 | 0
50.2056 | 0 | 507.6205 | 507.6205 | 1 | 1 | 15:11 | 22.34 |  | 504.5185 | 0 | 507.6205 | 50.2056 | 50.2056 | -6.9729e-05 | -0.0031667 | 507.6173 |  | -19.6765 | 0 | -19.6765 | 50.5 | 2.4318 | -47.8484 | 1 | 0 | -47.8484 |  | -47.8484 | 0
50.2056 | 0 | 507.6205 | 507.6205 | 1 | 1 | 15:11 | 22.36 |  | 504.5177 | 0 | 507.6205 | 50.2056 | 50.2056 | -6.2756e-05 | -0.0028501 | 507.6177 |  | -19.6762 | 0 | -19.6762 | 50.5 | 2.4318 | -47.8479 | 1 | 0 | -47.8479 |  | -47.8479 | 0
50.2056 | 0 | 507.6205 | 507.6205 | 1 | 1 | 15:11 | 22.38 |  | 504.5169 | 0 | 507.6205 | 50.2056 | 50.2056 | -5.6481e-05 | -0.0025651 | 507.6179 |  | -19.6759 | 0 | -19.6759 | 50.5 | 2.4318 | -47.8475 | 1 | 0 | -47.8475 |  | -47.8475 | 0
50.2056 | 0 | 507.6205 | 507.6205 | 1 | 1 | 15:11 | 22.4 |  | 504.5162 | 0 | 507.6205 | 50.2056 | 50.2056 | -5.0833e-05 | -0.0023085 | 507.6182 |  | -19.6757 | 0 | -19.6757 | 50.5 | 2.4318 | -47.8472 | 1 | 0 | -47.8472 |  | -47.8472 | 0
50.2056 | 0 | 506.3973 | 506.3973 | 1 | 1 | 15:11 | 22.42 |  | 504.5154 | 0 | 506.3973 | 50.2056 | 50.2056 | -4.5749e-05 | -0.0020777 | 506.3952 |  | -20.8986 | 0 | -20.8986 | 50.5 | 2.4318 | -50.8214 | 1 | 0 | -50.8214 |  | -50.8214 | 0
50.2056 | 0 | 507.6205 | 507.6205 | 1 | 1 | 15:11 | 22.44 |  | 504.5146 | 0 | 507.6205 | 50.2056 | 50.2056 | -4.1174e-05 | -0.0018699 | 507.6186 |  | -19.6752 | 0 | -19.6752 | 50.5 | 2.4318 | -47.8465 | 1 | 0 | -47.8465 |  | -47.8465 | 0
50.2056 | 0 | 507.6205 | 507.6205 | 1 | 1 | 15:11 | 22.46 |  | 504.5138 | 0 | 507.6205 | 50.2056 | 50.2056 | -3.7057e-05 | -0.0016829 | 507.6188 |  | -19.675 | 0 | -19.675 | 50.5 | 2.4318 | -47.8462 | 1 | 0 | -47.8462 |  | -47.8462 | 0
50.2056 | 0 | 507.6205 | 507.6205 | 1 | 1 | 15:11 | 22.48 |  | 504.513 | 0 | 507.6205 | 50.2056 | 50.2056 | -3.3351e-05 | -0.0015146 | 507.619 |  | -19.6749 | 0 | -19.6749 | 50.5 | 2.4318 | -47.846 | 1 | 0 | -47.846 |  | -47.846 | 0
50.2056 | 0 | 507.6205 | 507.6205 | 1 | 1 | 15:11 | 22.5 |  | 504.5123 | 0 | 507.6205 | 50.2056 | 50.2056 | -3.0016e-05 | -0.0013632 | 507.6192 |  | -19.6747 | 0 | -19.6747 | 50.5 | 2.4318 | -47.8458 | 1 | 0 | -47.8458 |  | -47.8458 | 0
50.2056 | 0 | 508.8437 | 508.8437 | 1 | 1 | 15:11 | 22.52 |  | 504.5115 | 0 | 508.8437 | 50.2056 | 50.2056 | -2.7015e-05 | -0.0012269 | 508.8424 |  | -18.4514 | 0 | -18.4514 | 50.5 | 2.4318 | -44.8711 | 1 | 0 | -44.8711 |  | -44.8711 | 0
50.2056 | 0 | 508.8437 | 508.8437 | 1 | 1 | 15:11 | 22.54 |  | 504.5107 | 0 | 508.8437 | 50.2056 | 50.2056 | -2.4313e-05 | -0.0011042 | 508.8426 |  | -18.4513 | 0 | -18.4513 | 50.5 | 2.4319 | -44.8709 | 1 | 0 | -44.8709 |  | -44.8709 | 0
50.2056 | 0 | 507.6205 | 507.6205 | 1 | 1 | 15:11 | 22.56 |  | 504.5099 | 0 | 507.6205 | 50.2056 | 50.2056 | -2.1882e-05 | -0.00099376 | 507.6195 |  | -19.6744 | 0 | -19.6744 | 50.5 | 2.4319 | -47.8452 | 1 | 0 | -47.8452 |  | -47.8452 | 0
50.2056 | 0 | 507.6205 | 507.6205 | 1 | 1 | 15:11 | 22.58 |  | 504.5091 | 0 | 507.6205 | 50.2056 | 50.2056 | -1.9694e-05 | -0.00089438 | 507.6196 |  | -19.6743 | 0 | -19.6743 | 50.5 | 2.4319 | -47.8451 | 1 | 0 | -47.8451 |  | -47.8451 | 0
50.2056 | 0 | 506.3973 | 506.3973 | 1 | 1 | 15:11 | 22.6 |  | 504.5084 | 0 | 506.3973 | 50.2056 | 50.2056 | -1.7724e-05 | -0.00080494 | 506.3965 |  | -20.8974 | 0 | -20.8974 | 50.5 | 2.4319 | -50.8196 | 1 | 0 | -50.8196 |  | -50.8196 | 0
50.2056 | 0 | 508.8437 | 508.8437 | 1 | 1 | 15:11 | 22.62 |  | 504.5076 | 0 | 508.8437 | 50.2056 | 50.2056 | -1.5952e-05 | -0.00072445 | 508.8429 |  | -18.4509 | 0 | -18.4509 | 50.5 | 2.4319 | -44.8703 | 1 | 0 | -44.8703 |  | -44.8703 | 0
50.2056 | 0 | 508.8437 | 508.8437 | 1 | 1 | 15:11 | 22.64 |  | 504.5068 | 0 | 508.8437 | 50.2056 | 50.2056 | -1.4357e-05 | -0.000652 | 508.843 |  | -18.4509 | 0 | -18.4509 | 50.5 | 2.4319 | -44.8702 | 1 | 0 | -44.8702 |  | -44.8702 | 0
50.2056 | 0 | 506.3973 | 506.3973 | 1 | 1 | 15:11 | 22.66 |  | 504.506 | 0 | 506.3973 | 50.2056 | 50.2056 | -1.2921e-05 | -0.0005868 | 506.3967 |  | -20.8972 | 0 | -20.8972 | 50.5 | 2.4319 | -50.8193 | 1 | 0 | -50.8193 |  | -50.8193 | 0
50.2056 | 0 | 507.6205 | 507.6205 | 1 | 1 | 15:11 | 22.68 |  | 504.5052 | 0 | 507.6205 | 50.2056 | 50.2056 | -1.1629e-05 | -0.00052812 | 507.62 |  | -19.6739 | 0 | -19.6739 | 50.5 | 2.4319 | -47.8445 | 1 | 0 | -47.8445 |  | -47.8445 | 0
50.2056 | 0 | 507.6205 | 507.6205 | 1 | 1 | 15:11 | 22.7 |  | 504.5045 | 0 | 507.6205 | 50.2056 | 50.2056 | -1.0466e-05 | -0.00047531 | 507.62 |  | -19.6738 | 0 | -19.6738 | 50.5 | 2.4319 | -47.8445 | 1 | 0 | -47.8445 |  | -47.8445 | 0
50.2056 | 0 | 506.3973 | 506.3973 | 1 | 1 | 15:11 | 22.72 |  | 504.5037 | 0 | 506.3973 | 50.2056 | 50.2056 | -9.4194e-06 | -0.00042778 | 506.3969 |  | -20.897 | 0 | -20.897 | 50.5 | 2.4319 | -50.8191 | 1 | 0 | -50.8191 |  | -50.8191 | 0
50.2056 | 0 | 506.3973 | 506.3973 | 1 | 1 | 15:11 | 22.74 |  | 504.5029 | 0 | 506.3973 | 50.2056 | 50.2056 | -8.4774e-06 | -0.000385 | 506.3969 |  | -20.897 | 0 | -20.897 | 50.5 | 2.4319 | -50.819 | 1 | 0 | -50.819 |  | -50.819 | 0
50.2056 | 0 | 506.3973 | 506.3973 | 1 | 1 | 15:11 | 22.76 |  | 504.5021 | 0 | 506.3973 | 50.2056 | 50.2056 | -7.6297e-06 | -0.0003465 | 506.397 |  | -20.8969 | 0 | -20.8969 | 50.5 | 2.4319 | -50.819 | 1 | 0 | -50.819 |  | -50.819 | 0
50.2056 | 0 | 507.6205 | 507.6205 | 1 | 1 | 15:11 | 22.78 |  | 504.5013 | 0 | 507.6205 | 50.2056 | 50.2056 | -6.8667e-06 | -0.00031185 | 507.6202 |  | -19.6737 | 0 | -19.6737 | 50.5 | 2.4319 | -47.8442 | 1 | 0 | -47.8442 |  | -47.8442 | 0
50.2056 | 0 | 506.3973 | 506.3973 | 1 | 1 | 15:11 | 22.8 |  | 504.5006 | 0 | 506.3973 | 50.2056 | 50.2056 | -6.1801e-06 | -0.00028067 | 506.397 |  | -20.8968 | 0 | -20.8968 | 50.5 | 2.4319 | -50.8189 | 1 | 0 | -50.8189 |  | -50.8189 | 0
50.2056 | 0 | 507.6205 | 507.6205 | 1 | 1 | 15:11 | 22.82 |  | 504.4998 | 0 | 507.6205 | 50.2056 | 50.2056 | -5.562e-06 | -0.0002526 | 507.6203 |  | -19.6736 | 0 | -19.6736 | 50.5 | 2.4319 | -47.8441 | 1 | 0 | -47.8441 |  | -47.8441 | 0
50.2056 | 0 | 507.6205 | 507.6205 | 1 | 1 | 15:11 | 22.84 |  | 504.499 | 0 | 507.6205 | 50.2056 | 50.2056 | -5.0058e-06 | -0.00022734 | 507.6203 |  | -19.6736 | 0 | -19.6736 | 50.5 | 2.4319 | -47.8441 | 1 | 0 | -47.8441 |  | -47.8441 | 0
50.2056 | 0 | 506.3973 | 506.3973 | 1 | 1 | 15:11 | 22.86 |  | 504.4982 | 0 | 506.3973 | 50.2056 | 50.2056 | -4.5053e-06 | -0.00020461 | 506.3971 |  | -20.8968 | 0 | -20.8968 | 50.5 | 2.4319 | -50.8188 | 1 | 0 | -50.8188 |  | -50.8188 | 0
50.2056 | 0 | 507.6205 | 507.6205 | 1 | 1 | 15:11 | 22.88 |  | 504.4974 | 0 | 507.6205 | 50.2056 | 50.2056 | -4.0547e-06 | -0.00018414 | 507.6203 |  | -19.6735 | 0 | -19.6735 | 50.5 | 2.4319 | -47.844 | 1 | 0 | -47.844 |  | -47.844 | 0
50.2056 | 0 | 507.6205 | 507.6205 | 1 | 1 | 15:11 | 22.9 |  | 504.4967 | 0 | 507.6205 | 50.2056 | 50.2056 | -3.6493e-06 | -0.00016573 | 507.6203 |  | -19.6735 | 0 | -19.6735 | 50.5 | 2.4319 | -47.844 | 1 | 0 | -47.844 |  | -47.844 | 0
50.2056 | 0 | 508.8437 | 508.8437 | 1 | 1 | 15:11 | 22.92 |  | 504.4959 | 0 | 508.8437 | 50.2056 | 50.2056 | -3.2843e-06 | -0.00014916 | 508.8435 |  | -18.4504 | 0 | -18.4504 | 50.5 | 2.4319 | -44.8694 | 1 | 0 | -44.8694 |  | -44.8694 | 0
50.2056 | 0 | 506.3973 | 506.3973 | 1 | 1 | 15:11 | 22.94 |  | 504.4951 | 0 | 506.3973 | 50.2056 | 50.2056 | -2.9559e-06 | -0.00013424 | 506.3972 |  | -20.8967 | 0 | -20.8967 | 50.5 | 2.4319 | -50.8187 | 1 | 0 | -50.8187 |  | -50.8187 | 0
50.2056 | 0 | 507.6205 | 507.6205 | 1 | 1 | 15:11 | 22.96 |  | 504.4943 | 0 | 507.6205 | 50.2056 | 50.2056 | -2.6603e-06 | -0.00012082 | 507.6204 |  | -19.6735 | 0 | -19.6735 | 50.5 | 2.4319 | -47.844 | 1 | 0 | -47.844 |  | -47.844 | 0
50.2056 | 0 | 507.6205 | 507.6205 | 1 | 1 | 15:11 | 22.98 |  | 504.4935 | 0 | 507.6205 | 50.2056 | 50.2056 | -2.3943e-06 | -0.00010874 | 507.6204 |  | -19.6735 | 0 | -19.6735 | 50.5 | 2.4319 | -47.8439 | 1 | 0 | -47.8439 |  | -47.8439 | 0
50.2056 | 0 | 507.6205 | 507.6205 | 1 | 1 | 15:11 | 23 |  | 504.4928 | 0 | 507.6205 | 50.2056 | 50.2056 | -2.1549e-06 | -9.7862e-05 | 507.6204 |  | -19.6735 | 0 | -19.6735 | 50.5 | 2.4319 | -47.8439 | 1 | 0 | -47.8439 |  | -47.8439 | 0
50.2056 | 0 | 506.3973 | 506.3973 | 1 | 1 | 15:11 | 23.02 |  | 504.492 | 0 | 506.3973 | 50.2056 | 50.2056 | -1.9394e-06 | -8.8076e-05 | 506.3972 |  | -20.8967 | 0 | -20.8967 | 50.5 | 2.4319 | -50.8186 | 1 | 0 | -50.8186 |  | -50.8186 | 0
50.2056 | 0 | 506.3973 | 506.3973 | 1 | 1 | 15:11 | 23.04 |  | 504.4912 | 0 | 506.3973 | 50.2056 | 50.2056 | -1.7454e-06 | -7.9268e-05 | 506.3972 |  | -20.8966 | 0 | -20.8966 | 50.5 | 2.4319 | -50.8186 | 1 | 0 | -50.8186 |  | -50.8186 | 0
50.2056 | 0 | 507.6205 | 507.6205 | 1 | 1 | 15:11 | 23.06 |  | 504.4904 | 0 | 507.6205 | 50.2056 | 50.2056 | -1.5709e-06 | -7.1341e-05 | 507.6204 |  | -19.6734 | 0 | -19.6734 | 50.5 | 2.4319 | -47.8439 | 1 | 0 | -47.8439 |  | -47.8439 | 0
50.2056 | 0 | 506.3973 | 506.3973 | 1 | 1 | 15:11 | 23.08 |  | 504.4896 | 0 | 506.3973 | 50.2056 | 50.2056 | -1.4138e-06 | -6.4207e-05 | 506.3972 |  | -20.8966 | 0 | -20.8966 | 50.5 | 2.4319 | -50.8186 | 1 | 0 | -50.8186 |  | -50.8186 | 0
50.2056 | 0 | 507.6205 | 507.6205 | 1 | 1 | 15:11 | 23.1 |  | 504.4889 | 0 | 507.6205 | 50.2056 | 50.2056 | -1.2724e-06 | -5.7787e-05 | 507.6205 |  | -19.6734 | 0 | -19.6734 | 50.5 | 2.4319 | -47.8439 | 1 | 0 | -47.8439 |  | -47.8439 | 0
50.2056 | 0 | 507.6205 | 507.6205 | 1 | 1 | 15:11 | 23.12 |  | 504.4881 | 0 | 507.6205 | 50.2056 | 50.2056 | -1.1452e-06 | -5.2008e-05 | 507.6205 |  | -19.6734 | 0 | -19.6734 | 50.5 | 2.4319 | -47.8438 | 1 | 0 | -47.8438 |  | -47.8438 | 0
50.2056 | 0 | 507.6205 | 507.6205 | 1 | 1 | 15:11 | 23.14 |  | 504.4873 | 0 | 507.6205 | 50.2056 | 50.2056 | -1.0307e-06 | -4.6807e-05 | 507.6205 |  | -19.6734 | 0 | -19.6734 | 50.5 | 2.4319 | -47.8438 | 1 | 0 | -47.8438 |  | -47.8438 | 0
50.2056 | 0 | 506.3973 | 506.3973 | 1 | 1 | 15:11 | 23.16 |  | 504.4865 | 0 | 506.3973 | 50.2056 | 50.2056 | -9.2759e-07 | -4.2126e-05 | 506.3973 |  | -20.8966 | 0 | -20.8966 | 50.5 | 2.4319 | -50.8186 | 1 | 0 | -50.8186 |  | -50.8186 | 0
50.2056 | 0 | 508.8437 | 508.8437 | 1 | 1 | 15:11 | 23.18 |  | 504.4857 | 0 | 508.8437 | 50.2056 | 50.2056 | -8.3483e-07 | -3.7914e-05 | 508.8436 |  | -18.4503 | 0 | -18.4503 | 50.5 | 2.4319 | -44.8693 | 1 | 0 | -44.8693 |  | -44.8693 | 0
50.2056 | 0 | 507.6205 | 507.6205 | 1 | 1 | 15:11 | 23.2 |  | 504.485 | 0 | 507.6205 | 50.2056 | 50.2056 | -7.5135e-07 | -3.4122e-05 | 507.6205 |  | -19.6734 | 0 | -19.6734 | 50.5 | 2.4319 | -47.8438 | 1 | 0 | -47.8438 |  | -47.8438 | 0
50.2056 | 0 | 507.6205 | 507.6205 | 1 | 1 | 15:11 | 23.22 |  | 504.4842 | 0 | 507.6205 | 50.2056 | 50.2056 | -6.7622e-07 | -3.071e-05 | 507.6205 |  | -19.6734 | 0 | -19.6734 | 50.5 | 2.4319 | -47.8438 | 1 | 0 | -47.8438 |  | -47.8438 | 0
50.2056 | 0 | 507.6205 | 507.6205 | 1 | 1 | 15:11 | 23.24 |  | 504.4834 | 0 | 507.6205 | 50.2056 | 50.2056 | -6.0859e-07 | -2.7639e-05 | 507.6205 |  | -19.6734 | 0 | -19.6734 | 50.5 | 2.4319 | -47.8438 | 1 | 0 | -47.8438 |  | -47.8438 | 0
50.2056 | 0 | 506.3973 | 506.3973 | 1 | 1 | 15:11 | 23.26 |  | 504.4826 | 0 | 506.3973 | 50.2056 | 50.2056 | -5.4773e-07 | -2.4875e-05 | 506.3973 |  | -20.8966 | 0 | -20.8966 | 50.5 | 2.4319 | -50.8185 | 1 | 0 | -50.8185 |  | -50.8185 | 0
50.2056 | 0 | 508.8437 | 508.8437 | 1 | 1 | 15:11 | 23.28 |  | 504.4818 | 0 | 508.8437 | 50.2056 | 50.2056 | -4.9296e-07 | -2.2388e-05 | 508.8436 |  | -18.4502 | 0 | -18.4502 | 50.5 | 2.4319 | -44.8692 | 1 | 0 | -44.8692 |  | -44.8692 | 0
50.2056 | 0 | 507.6205 | 507.6205 | 1 | 1 | 15:11 | 23.3 |  | 504.4811 | 0 | 507.6205 | 50.2056 | 50.2056 | -4.4366e-07 | -2.0149e-05 | 507.6205 |  | -19.6734 | 0 | -19.6734 | 50.5 | 2.4319 | -47.8438 | 1 | 0 | -47.8438 |  | -47.8438 | 0
50.2056 | 0 | 506.3973 | 506.3973 | 1 | 1 | 15:11 | 23.32 |  | 504.4803 | 0 | 506.3973 | 50.2056 | 50.2056 | -3.993e-07 | -1.8134e-05 | 506.3973 |  | -20.8966 | 0 | -20.8966 | 50.5 | 2.4319 | -50.8185 | 1 | 0 | -50.8185 |  | -50.8185 | 0
50.2056 | 0 | 508.8437 | 508.8437 | 1 | 1 | 15:11 | 23.34 |  | 504.4795 | 0 | 508.8437 | 50.2056 | 50.2056 | -3.5937e-07 | -1.6321e-05 | 508.8436 |  | -18.4502 | 0 | -18.4502 | 50.5 | 2.4319 | -44.8692 | 1 | 0 | -44.8692 |  | -44.8692 | 0
50.2056 | 0 | 507.6205 | 507.6205 | 1 | 1 | 15:11 | 23.36 |  | 504.4787 | 0 | 507.6205 | 50.2056 | 50.2056 | -3.2343e-07 | -1.4689e-05 | 507.6205 |  | -19.6734 | 0 | -19.6734 | 50.5 | 2.4319 | -47.8438 | 1 | 0 | -47.8438 |  | -47.8438 | 0
50.2056 | 0 | 508.8437 | 508.8437 | 1 | 1 | 15:11 | 23.38 |  | 504.4779 | 0 | 508.8437 | 50.2056 | 50.2056 | -2.9109e-07 | -1.322e-05 | 508.8436 |  | -18.4502 | 0 | -18.4502 | 50.5 | 2.4319 | -44.8692 | 1 | 0 | -44.8692 |  | -44.8692 | 0
50.2056 | 0 | 507.6205 | 507.6205 | 1 | 1 | 15:11 | 23.4 |  | 504.4772 | 0 | 507.6205 | 50.2056 | 50.2056 | -2.6198e-07 | -1.1898e-05 | 507.6205 |  | -19.6734 | 0 | -19.6734 | 50.5 | 2.4319 | -47.8438 | 1 | 0 | -47.8438 |  | -47.8438 | 0
50.2056 | 0 | 506.3973 | 506.3973 | 1 | 1 | 15:11 | 23.42 |  | 504.4764 | 0 | 506.3973 | 50.2056 | 50.2056 | -2.3578e-07 | -1.0708e-05 | 506.3973 |  | -20.8966 | 0 | -20.8966 | 50.5 | 2.4319 | -50.8185 | 1 | 0 | -50.8185 |  | -50.8185 | 0
50.2056 | 0 | 508.8437 | 508.8437 | 1 | 1 | 15:11 | 23.44 |  | 504.4756 | 0 | 508.8437 | 50.2056 | 50.2056 | -2.122e-07 | -9.6372e-06 | 508.8437 |  | -18.4502 | 0 | -18.4502 | 50.5 | 2.4319 | -44.8692 | 1 | 0 | -44.8692 |  | -44.8692 | 0
50.2056 | 0 | 507.6205 | 507.6205 | 1 | 1 | 15:11 | 23.46 |  | 504.4748 | 0 | 507.6205 | 50.2056 | 50.2056 | -1.9098e-07 | -8.6735e-06 | 507.6205 |  | -19.6734 | 0 | -19.6734 | 50.5 | 2.4319 | -47.8438 | 1 | 0 | -47.8438 |  | -47.8438 | 0
50.2056 | 0 | 507.6205 | 507.6205 | 1 | 1 | 15:11 | 23.48 |  | 504.474 | 0 | 507.6205 | 50.2056 | 50.2056 | -1.7188e-07 | -7.8061e-06 | 507.6205 |  | -19.6734 | 0 | -19.6734 | 50.5 | 2.4319 | -47.8438 | 1 | 0 | -47.8438 |  | -47.8438 | 0
50.2056 | 0 | 507.6205 | 507.6205 | 1 | 1 | 15:11 | 23.5 |  | 504.4733 | 0 | 507.6205 | 50.2056 | 50.2056 | -1.547e-07 | -7.0255e-06 | 507.6205 |  | -19.6734 | 0 | -19.6734 | 50.5 | 2.4319 | -47.8438 | 1 | 0 | -47.8438 |  | -47.8438 | 0
50.2056 | 0 | 507.6205 | 507.6205 | 1 | 1 | 15:11 | 23.52 |  | 504.4725 | 0 | 507.6205 | 50.2056 | 50.2056 | -1.3923e-07 | -6.3229e-06 | 507.6205 |  | -19.6734 | 0 | -19.6734 | 50.5 | 2.4319 | -47.8438 | 1 | 0 | -47.8438 |  | -47.8438 | 0
50.2056 | 0 | 506.3973 | 506.3973 | 1 | 1 | 15:11 | 23.54 |  | 504.4717 | 0 | 506.3973 | 50.2056 | 50.2056 | -0.0034001 | -0.15442 | 506.2429 |  | -21.051 | 0 | -21.051 | 50.5 | 2.4319 | -51.194 | 1 | 0 | -51.194 |  | -51.194 | 0
50.2056 | 0 | 507.6205 | 507.6205 | 1 | 1 | 15:11 | 23.56 |  | 504.4709 | 0 | 507.6205 | 50.2056 | 50.2056 | -0.0081601 | -0.37059 | 507.2499 |  | -20.0439 | 0 | -20.0439 | 50.5 | 2.4319 | -48.745 | 1 | 0 | -48.745 |  | -48.745 | 0
50.2056 | 0 | 508.8437 | 508.8437 | 1 | 1 | 15:11 | 23.58 |  | 504.4701 | 0 | 508.8437 | 50.2056 | 50.2053 | -0.012444 | -0.56515 | 508.2785 |  | -19.0154 | 0 | -19.0154 | 50.5 | 2.4359 | -46.3202 | 1 | 0 | -46.3202 |  | -46.3202 | 0
50.2056 | 0 | 507.6205 | 507.6205 | 1 | 1 | 15:11 | 23.6 |  | 504.4694 | 0 | 507.6205 | 50.2056 | 50.205 | -0.0146 | -0.66304 | 506.9575 |  | -20.3364 | 0 | -20.3364 | 50.5 | 2.4396 | -49.6121 | 1 | 0 | -49.6121 |  | -49.6121 | 0
50.2056 | 0 | 507.6205 | 507.6205 | 1 | 1 | 15:11 | 23.62 |  | 504.4686 | 0 | 507.6205 | 50.2056 | 50.2047 | -0.01314 | -0.59674 | 507.0238 |  | -20.2701 | 0 | -20.2701 | 50.5 | 2.4429 | -49.5169 | 1 | 0 | -49.5169 |  | -49.5169 | 0
50.2056 | 0 | 507.6205 | 507.6205 | 1 | 1 | 15:11 | 23.64 |  | 504.4678 | 0 | 507.6205 | 50.2056 | 50.2044 | -0.011826 | -0.53706 | 507.0834 |  | -20.2104 | 0 | -20.2104 | 50.5 | 2.4458 | -49.431 | 1 | 0 | -49.431 |  | -49.431 | 0
50.2056 | 0 | 507.6205 | 507.6205 | 1 | 1 | 15:11 | 23.66 |  | 504.467 | 0 | 507.6205 | 50.2056 | 50.2042 | -0.010643 | -0.48336 | 507.1372 |  | -20.1567 | 0 | -20.1567 | 50.5 | 2.4485 | -49.3535 | 1 | 0 | -49.3535 |  | -49.3535 | 0
50.2056 | 0 | 507.6205 | 507.6205 | 1 | 1 | 15:11 | 23.68 |  | 504.4662 | 0 | 507.6205 | 50.2056 | 50.204 | -0.0095789 | -0.43502 | 507.1855 |  | -20.1084 | 0 | -20.1084 | 50.5 | 2.4509 | -49.2836 | 1 | 0 | -49.2836 |  | -49.2836 | 0
50.2056 | 0 | 507.6205 | 507.6205 | 1 | 1 | 15:11 | 23.7 |  | 504.4655 | 0 | 507.6205 | 50.2056 | 50.2038 | -0.008621 | -0.39152 | 507.229 |  | -20.0649 | 0 | -20.0649 | 50.5 | 2.4531 | -49.2206 | 1 | 0 | -49.2206 |  | -49.2206 | 0
50.2056 | 0 | 507.6205 | 507.6205 | 1 | 1 | 15:11 | 23.72 |  | 504.4647 | 0 | 507.6205 | 50.2056 | 50.2037 | -0.0077589 | -0.35237 | 507.2681 |  | -20.0257 | 0 | -20.0257 | 50.5 | 2.455 | -49.1637 | 1 | 0 | -49.1637 |  | -49.1637 | 0
50.2056 | 0 | 507.6205 | 507.6205 | 1 | 1 | 15:11 | 23.74 |  | 504.4639 | 0 | 507.6205 | 50.2056 | 50.2035 | -0.006983 | -0.31713 | 507.3034 |  | -19.9905 | 0 | -19.9905 | 50.5 | 2.4568 | -49.1125 | 1 | 0 | -49.1125 |  | -49.1125 | 0
50.2022 | 0 | 506.3973 | 506.3973 | 1 | 1 | 15:11 | 23.76 |  | 504.4631 | 0 | 506.3973 | 50.2053 | 50.2034 | -0.0062847 | -0.2854 | 506.1119 |  | -21.182 | 0 | -21.182 | 50.5 | 2.4584 | -52.0734 | 1 | 0 | -52.0734 |  | -52.0734 | 0
50.2022 | 0 | 506.3973 | 506.3973 | 1 | 1 | 15:11 | 23.78 |  | 504.4623 | 0 | 506.3973 | 50.205 | 50.2033 | -0.0022562 | -0.10246 | 506.2948 |  | -20.999 | 0 | -20.999 | 50.5 | 2.4598 | -51.6538 | 1 | 0 | -51.6538 |  | -51.6538 | 0
50.2022 | 0 | 506.3973 | 506.3973 | 1 | 1 | 15:11 | 23.8 |  | 504.4616 | 0 | 506.3973 | 50.2047 | 50.2032 | 0.0030694 | 0.13939 | 506.5367 |  | -20.7572 | 0 | -20.7572 | 50.5 | 2.4611 | -51.0857 | 1 | 0 | -51.0857 |  | -51.0857 | 0
50.2022 | 0 | 506.3973 | 506.3973 | 1 | 1 | 15:11 | 23.82 |  | 504.4608 | 0 | 506.3973 | 50.2044 | 50.2034 | 0.0078625 | 0.35705 | 506.7544 |  | -20.5395 | 0 | -20.5395 | 50.5 | 2.4582 | -50.4894 | 1 | 0 | -50.4894 |  | -50.4894 | 0
50.2022 | 0 | 507.6205 | 507.6205 | 1 | 1 | 15:11 | 23.84 |  | 504.46 | 0 | 507.6205 | 50.2042 | 50.2036 | 0.010476 | 0.47574 | 508.0963 |  | -19.1976 | 0 | -19.1976 | 50.5 | 2.4555 | -47.1399 | 1 | 0 | -47.1399 |  | -47.1399 | 0
50.2022 | 0 | 507.6205 | 507.6205 | 1 | 1 | 15:11 | 23.86 |  | 504.4592 | 0 | 507.6205 | 50.204 | 50.2038 | 0.0094286 | 0.42817 | 508.0487 |  | -19.2452 | 0 | -19.2452 | 50.5 | 2.4531 | -47.2109 | 1 | 0 | -47.2109 |  | -47.2109 | 0
50.2022 | 0 | 506.3973 | 506.3973 | 1 | 1 | 15:11 | 23.88 |  | 504.4584 | 0 | 506.3973 | 50.2038 | 50.204 | 0.0084857 | 0.38535 | 506.7827 |  | -20.5112 | 0 | -20.5112 | 50.5 | 2.451 | -50.2728 | 1 | 0 | -50.2728 |  | -50.2728 | 0
50.2022 | 0 | 506.3973 | 506.3973 | 1 | 1 | 15:11 | 23.9 |  | 504.4577 | 0 | 506.3973 | 50.2037 | 50.2042 | 0.0076372 | 0.34682 | 506.7441 |  | -20.5497 | 0 | -20.5497 | 50.5 | 2.4491 | -50.3277 | 1 | 0 | -50.3277 |  | -50.3277 | 0
50.2022 | 0 | 506.3973 | 506.3973 | 1 | 1 | 15:11 | 23.92 |  | 504.4569 | 0 | 506.3973 | 50.2035 | 50.2043 | 0.0068734 | 0.31213 | 506.7094 |  | -20.5844 | 0 | -20.5844 | 50.5 | 2.4473 | -50.3771 | 1 | 0 | -50.3771 |  | -50.3771 | 0
50.2022 | 0 | 506.3973 | 506.3973 | 1 | 1 | 15:11 | 23.94 |  | 504.4561 | 0 | 506.3973 | 50.2034 | 50.2044 | 0.0061861 | 0.28092 | 506.6782 |  | -20.6156 | 0 | -20.6156 | 50.5 | 2.4458 | -50.4215 | 1 | 0 | -50.4215 |  | -50.4215 | 0
50.2022 | 0 | 507.6205 | 507.6205 | 1 | 1 | 15:11 | 23.96 |  | 504.4553 | 0 | 507.6205 | 50.2033 | 50.2045 | 0.0055675 | 0.25283 | 507.8733 |  | -19.4205 | 0 | -19.4205 | 50.5 | 2.4444 | -47.4714 | 1 | 0 | -47.4714 |  | -47.4714 | 0
50.2022 | 0 | 507.6205 | 507.6205 | 1 | 1 | 15:11 | 23.98 |  | 504.4545 | 0 | 507.6205 | 50.2032 | 50.2047 | 0.0050107 | 0.22755 | 507.8481 |  | -19.4458 | 0 | -19.4458 | 50.5 | 2.4431 | -47.5088 | 1 | 0 | -47.5088 |  | -47.5088 | 0
50.2056 | 0 | 506.3973 | 506.3973 | 1 | 1 | 15:11 | 24 |  | 504.4538 | 0 | 506.3973 | 50.2034 | 50.2047 | 0.0045097 | 0.20481 | 506.6021 |  | -20.6918 | 0 | -20.6918 | 50.5 | 2.442 | -50.5295 | 1 | 0 | -50.5295 |  | -50.5295 | 0
50.2056 | 0 | 506.3973 | 506.3973 | 1 | 1 | 15:11 | 24.02 |  | 504.453 | 0 | 506.3973 | 50.2036 | 50.2048 | 0.0040587 | 0.18433 | 506.5816 |  | -20.7122 | 0 | -20.7122 | 50.5 | 2.441 | -50.5585 | 1 | 0 | -50.5585 |  | -50.5585 | 0
50.2056 | 0 | 507.6205 | 507.6205 | 1 | 1 | 15:11 | 24.04 |  | 504.4522 | 0 | 507.6205 | 50.2038 | 50.2049 | 0.0036528 | 0.16589 | 507.7864 |  | -19.5075 | 0 | -19.5075 | 50.5 | 2.4401 | -47.5999 | 1 | 0 | -47.5999 |  | -47.5999 | 0
50.2056 | 0 | 505.1742 | 505.1742 | 1 | 1 | 15:11 | 24.06 |  | 504.4514 | 0 | 505.1742 | 50.204 | 50.205 | 0.0032875 | 0.1493 | 505.3235 |  | -21.9704 | 0 | -21.9704 | 50.5 | 2.4393 | -53.5916 | 1 | 0 | -53.5916 |  | -53.5916 | 0
50.2056 | 0 | 506.3973 | 506.3973 | 1 | 1 | 15:11 | 24.08 |  | 504.4506 | 0 | 506.3973 | 50.2042 | 50.205 | 0.0029588 | 0.13437 | 506.5317 |  | -20.7622 | 0 | -20.7622 | 50.5 | 2.4385 | -50.6292 | 1 | 0 | -50.6292 |  | -50.6292 | 0
50.2056 | 0 | 506.3973 | 506.3973 | 1 | 1 | 15:11 | 24.1 |  | 504.4499 | 0 | 506.3973 | 50.2043 | 50.2051 | 0.0026629 | 0.12094 | 506.5182 |  | -20.7756 | 0 | -20.7756 | 50.5 | 2.4379 | -50.6481 | 1 | 0 | -50.6481 |  | -50.6481 | 0
50.2056 | 0 | 506.3973 | 506.3973 | 1 | 1 | 15:11 | 24.12 |  | 504.4491 | 0 | 506.3973 | 50.2044 | 50.2051 | 0.0023966 | 0.10884 | 506.5061 |  | -20.7877 | 0 | -20.7877 | 50.5 | 2.4373 | -50.6652 | 1 | 0 | -50.6652 |  | -50.6652 | 0
50.2056 | 0 | 506.3973 | 506.3973 | 1 | 1 | 15:11 | 24.14 |  | 504.4483 | 0 | 506.3973 | 50.2045 | 50.2052 | 0.002157 | 0.097958 | 506.4953 |  | -20.7986 | 0 | -20.7986 | 50.5 | 2.4367 | -50.6806 | 1 | 0 | -50.6806 |  | -50.6806 | 0
50.2056 | 0 | 506.3973 | 506.3973 | 1 | 1 | 15:11 | 24.16 |  | 504.4475 | 0 | 506.3973 | 50.2047 | 50.2052 | 0.0019413 | 0.088162 | 506.4855 |  | -20.8084 | 0 | -20.8084 | 50.5 | 2.4362 | -50.6944 | 1 | 0 | -50.6944 |  | -50.6944 | 0
50.2056 | 0 | 507.6205 | 507.6205 | 1 | 1 | 15:11 | 24.18 |  | 504.4467 | 0 | 507.6205 | 50.2047 | 50.2053 | 0.0017471 | 0.079346 | 507.6999 |  | -19.594 | 0 | -19.594 | 50.5 | 2.4358 | -47.7273 | 1 | 0 | -47.7273 |  | -47.7273 | 0
50.2056 | 0 | 505.1742 | 505.1742 | 1 | 1 | 15:11 | 24.2 |  | 504.446 | 0 | 505.1742 | 50.2048 | 50.2053 | 0.0015724 | 0.071411 | 505.2456 |  | -22.0483 | 0 | -22.0483 | 50.5 | 2.4354 | -53.6969 | 1 | 0 | -53.6969 |  | -53.6969 | 0
50.2056 | 0 | 506.3973 | 506.3973 | 1 | 1 | 15:11 | 24.22 |  | 504.4452 | 0 | 506.3973 | 50.2049 | 50.2053 | 0.0014152 | 0.06427 | 506.4616 |  | -20.8323 | 0 | -20.8323 | 50.5 | 2.4351 | -50.7281 | 1 | 0 | -50.7281 |  | -50.7281 | 0
50.2056 | 0 | 506.3973 | 506.3973 | 1 | 1 | 15:11 | 24.24 |  | 504.4444 | 0 | 506.3973 | 50.205 | 50.2054 | 0.0012737 | 0.057843 | 506.4552 |  | -20.8387 | 0 | -20.8387 | 50.5 | 2.4348 | -50.7371 | 1 | 0 | -50.7371 |  | -50.7371 | 0
50.2056 | 0 | 506.3973 | 506.3973 | 1 | 1 | 15:11 | 24.26 |  | 504.4436 | 0 | 506.3973 | 50.205 | 50.2054 | 0.0011463 | 0.052059 | 506.4494 |  | -20.8445 | 0 | -20.8445 | 50.5 | 2.4345 | -50.7453 | 1 | 0 | -50.7453 |  | -50.7453 | 0
50.2056 | 0 | 506.3973 | 506.3973 | 1 | 1 | 15:11 | 24.28 |  | 504.4428 | 0 | 506.3973 | 50.2051 | 50.2054 | 0.0045317 | 0.2058 | 506.6031 |  | -20.6908 | 0 | -20.6908 | 50.5 | 2.4342 | -50.3657 | 1 | 0 | -50.3657 |  | -50.3657 | 0
50.2056 | 0 | 506.3973 | 506.3973 | 1 | 1 | 15:11 | 24.3 |  | 504.4421 | 0 | 506.3973 | 50.2051 | 50.2054 | 0.0093285 | 0.42365 | 506.821 |  | -20.4729 | 0 | -20.4729 | 50.5 | 2.434 | -49.8307 | 1 | 0 | -49.8307 |  | -49.8307 | 0
50.2056 | 0 | 506.3973 | 506.3973 | 1 | 1 | 15:11 | 24.32 |  | 504.4413 | 0 | 506.3973 | 50.2052 | 50.2058 | 0.013646 | 0.61971 | 507.017 |  | -20.2769 | 0 | -20.2769 | 50.5 | 2.4296 | -49.2653 | 1 | 0 | -49.2653 |  | -49.2653 | 0
50.2056 | 0 | 506.3973 | 506.3973 | 1 | 1 | 15:11 | 24.34 |  | 504.4405 | 0 | 506.3973 | 50.2052 | 50.2061 | 0.015781 | 0.71669 | 507.114 |  | -20.1799 | 0 | -20.1799 | 50.5 | 2.4257 | -48.951 | 1 | 0 | -48.951 |  | -48.951 | 0
50.2056 | 0 | 506.3973 | 506.3973 | 1 | 1 | 15:11 | 24.36 |  | 504.4397 | 0 | 506.3973 | 50.2053 | 50.2064 | 0.014203 | 0.64503 | 507.0423 |  | -20.2515 | 0 | -20.2515 | 50.5 | 2.4222 | -49.054 | 1 | 0 | -49.054 |  | -49.054 | 0
50.2056 | 0 | 506.3973 | 506.3973 | 1 | 1 | 15:11 | 24.38 |  | 504.4389 | 0 | 506.3973 | 50.2053 | 50.2067 | 0.012783 | 0.58052 | 506.9778 |  | -20.316 | 0 | -20.316 | 50.5 | 2.4191 | -49.1465 | 1 | 0 | -49.1465 |  | -49.1465 | 0
50.2056 | 0 | 506.3973 | 506.3973 | 1 | 1 | 15:11 | 24.4 |  | 504.4382 | 0 | 506.3973 | 50.2053 | 50.2069 | 0.011504 | 0.52247 | 506.9198 |  | -20.3741 | 0 | -20.3741 | 50.5 | 2.4163 | -49.2295 | 1 | 0 | -49.2295 |  | -49.2295 | 0
50.2056 | 0 | 506.3973 | 506.3973 | 1 | 1 | 15:11 | 24.42 |  | 504.4374 | 0 | 506.3973 | 50.2054 | 50.2071 | 0.010354 | 0.47022 | 506.8675 |  | -20.4263 | 0 | -20.4263 | 50.5 | 2.4137 | -49.304 | 1 | 0 | -49.304 |  | -49.304 | 0
50.2056 | 0 | 506.3973 | 506.3973 | 1 | 1 | 15:11 | 24.44 |  | 504.4366 | 0 | 506.3973 | 50.2054 | 50.2073 | 0.0093186 | 0.4232 | 506.8205 |  | -20.4734 | 0 | -20.4734 | 50.5 | 2.4115 | -49.371 | 1 | 0 | -49.371 |  | -49.371 | 0
50.2056 | 0 | 505.1742 | 505.1742 | 1 | 1 | 15:11 | 24.46 |  | 504.4358 | 0 | 505.1742 | 50.2054 | 50.2075 | 0.0083867 | 0.38088 | 505.555 |  | -21.7388 | 0 | -21.7388 | 50.5 | 2.4094 | -52.3782 | 1 | 0 | -52.3782 |  | -52.3782 | 0
50.2056 | 0 | 506.3973 | 506.3973 | 1 | 1 | 15:11 | 24.48 |  | 504.435 | 0 | 506.3973 | 50.2054 | 50.2077 | 0.007548 | 0.34279 | 506.7401 |  | -20.5538 | 0 | -20.5538 | 50.5 | 2.4076 | -49.4852 | 1 | 0 | -49.4852 |  | -49.4852 | 0
50.2091 | 0 | 506.3973 | 506.3973 | 1 | 1 | 15:11 | 24.5 |  | 504.4343 | 0 | 506.3973 | 50.2058 | 50.2078 | 0.0067932 | 0.30854 | 506.7058 |  | -20.588 | 0 | -20.588 | 50.5 | 2.4059 | -49.5337 | 1 | 0 | -49.5337 |  | -49.5337 | 0
50.2091 | 0 | 506.3973 | 506.3973 | 1 | 1 | 15:11 | 24.52 |  | 504.4335 | 0 | 506.3973 | 50.2061 | 50.2079 | 0.0061139 | 0.27768 | 506.675 |  | -20.6189 | 0 | -20.6189 | 50.5 | 2.4045 | -49.5773 | 1 | 0 | -49.5773 |  | -49.5773 | 0
50.2091 | 0 | 506.3973 | 506.3973 | 1 | 1 | 15:11 | 24.54 |  | 504.4327 | 0 | 506.3973 | 50.2064 | 50.2081 | 0.0055025 | 0.24991 | 506.6472 |  | -20.6467 | 0 | -20.6467 | 50.5 | 2.4031 | -49.6166 | 1 | 0 | -49.6166 |  | -49.6166 | 0
50.2091 | 0 | 507.6205 | 507.6205 | 1 | 1 | 15:11 | 24.56 |  | 504.4319 | 0 | 507.6205 | 50.2067 | 50.2082 | 0.0049523 | 0.22492 | 507.8454 |  | -19.4484 | 0 | -19.4484 | 50.5 | 2.4019 | -46.7138 | 1 | 0 | -46.7138 |  | -46.7138 | 0
50.2091 | 0 | 507.6205 | 507.6205 | 1 | 1 | 15:11 | 24.58 |  | 504.4311 | 0 | 507.6205 | 50.2069 | 50.2083 | 0.004457 | 0.20243 | 507.8229 |  | -19.4709 | 0 | -19.4709 | 50.5 | 2.4009 | -46.7469 | 1 | 0 | -46.7469 |  | -46.7469 | 0
50.2091 | 0 | 506.3973 | 506.3973 | 1 | 1 | 15:11 | 24.6 |  | 504.4304 | 0 | 506.3973 | 50.2071 | 50.2083 | 0.0040113 | 0.18219 | 506.5795 |  | -20.7144 | 0 | -20.7144 | 50.5 | 2.3999 | -49.7121 | 1 | 0 | -49.7121 |  | -49.7121 | 0
50.2091 | 0 | 506.3973 | 506.3973 | 1 | 1 | 15:11 | 24.62 |  | 504.4296 | 0 | 506.3973 | 50.2073 | 50.2084 | 0.0036102 | 0.16397 | 506.5613 |  | -20.7326 | 0 | -20.7326 | 50.5 | 2.399 | -49.7378 | 1 | 0 | -49.7378 |  | -49.7378 | 0
50.2091 | 0 | 506.3973 | 506.3973 | 1 | 1 | 15:11 | 24.64 |  | 504.4288 | 0 | 506.3973 | 50.2075 | 50.2085 | 0.0032492 | 0.14757 | 506.5449 |  | -20.749 | 0 | -20.749 | 50.5 | 2.3982 | -49.7609 | 1 | 0 | -49.7609 |  | -49.7609 | 0
50.2091 | 0 | 506.3973 | 506.3973 | 1 | 1 | 15:11 | 24.66 |  | 504.428 | 0 | 506.3973 | 50.2077 | 50.2085 | 0.0029243 | 0.13281 | 506.5301 |  | -20.7638 | 0 | -20.7638 | 50.5 | 2.3975 | -49.7816 | 1 | 0 | -49.7816 |  | -49.7816 | 0
50.2091 | 0 | 506.3973 | 506.3973 | 1 | 1 | 15:11 | 24.68 |  | 504.4272 | 0 | 506.3973 | 50.2078 | 50.2086 | 0.0026318 | 0.11953 | 506.5168 |  | -20.777 | 0 | -20.777 | 50.5 | 2.3969 | -49.8003 | 1 | 0 | -49.8003 |  | -49.8003 | 0
50.2091 | 0 | 506.3973 | 506.3973 | 1 | 1 | 15:11 | 24.7 |  | 504.4265 | 0 | 506.3973 | 50.2079 | 50.2087 | 0.0023687 | 0.10758 | 506.5049 |  | -20.789 | 0 | -20.789 | 50.5 | 2.3963 | -49.8171 | 1 | 0 | -49.8171 |  | -49.8171 | 0
50.2091 | 0 | 506.3973 | 506.3973 | 1 | 1 | 15:11 | 24.72 |  | 504.4257 | 0 | 506.3973 | 50.2081 | 50.2087 | 0.0021318 | 0.096822 | 506.4941 |  | -20.7997 | 0 | -20.7997 | 50.5 | 2.3958 | -49.8322 | 1 | 0 | -49.8322 |  | -49.8322 | 0
50.2091 | 0 | 506.3973 | 506.3973 | 1 | 1 | 15:11 | 24.74 |  | 504.4249 | 0 | 506.3973 | 50.2082 | 50.2087 | 0.0019186 | 0.087139 | 506.4844 |  | -20.8094 | 0 | -20.8094 | 50.5 | 2.3953 | -49.8458 | 1 | 0 | -49.8458 |  | -49.8458 | 0
50.2091 | 0 | 506.3973 | 506.3973 | 1 | 1 | 15:11 | 24.76 |  | 504.4241 | 0 | 506.3973 | 50.2083 | 50.2088 | 0.0017268 | 0.078425 | 506.4757 |  | -20.8181 | 0 | -20.8181 | 50.5 | 2.3949 | -49.858 | 1 | 0 | -49.858 |  | -49.858 | 0
50.2091 | 0 | 506.3973 | 506.3973 | 1 | 1 | 15:11 | 24.78 |  | 504.4233 | 0 | 506.3973 | 50.2083 | 50.2088 | 0.0015541 | 0.070583 | 506.4679 |  | -20.826 | 0 | -20.826 | 50.5 | 2.3946 | -49.869 | 1 | 0 | -49.869 |  | -49.869 | 0
50.2091 | 0 | 506.3973 | 506.3973 | 1 | 1 | 15:11 | 24.8 |  | 504.4226 | 0 | 506.3973 | 50.2084 | 50.2088 | 0.0013987 | 0.063525 | 506.4608 |  | -20.833 | 0 | -20.833 | 50.5 | 2.3942 | -49.8789 | 1 | 0 | -49.8789 |  | -49.8789 | 0
50.2091 | 0 | 506.3973 | 506.3973 | 1 | 1 | 15:11 | 24.82 |  | 504.4218 | 0 | 506.3973 | 50.2085 | 50.2089 | 0.0012588 | 0.057172 | 506.4545 |  | -20.8394 | 0 | -20.8394 | 50.5 | 2.3939 | -49.8878 | 1 | 0 | -49.8878 |  | -49.8878 | 0
50.2091 | 0 | 506.3973 | 506.3973 | 1 | 1 | 15:11 | 24.84 |  | 504.421 | 0 | 506.3973 | 50.2085 | 50.2089 | 0.0011329 | 0.051455 | 506.4488 |  | -20.8451 | 0 | -20.8451 | 50.5 | 2.3936 | -49.8958 | 1 | 0 | -49.8958 |  | -49.8958 | 0
50.2091 | 0 | 507.6205 | 507.6205 | 1 | 1 | 15:11 | 24.86 |  | 504.4202 | 0 | 507.6205 | 50.2086 | 50.2089 | 0.0010196 | 0.046309 | 507.6668 |  | -19.627 | 0 | -19.627 | 50.5 | 2.3934 | -46.9754 | 1 | 0 | -46.9754 |  | -46.9754 | 0
50.2091 | 0 | 506.3973 | 506.3973 | 1 | 1 | 15:11 | 24.88 |  | 504.4194 | 0 | 506.3973 | 50.2087 | 50.2089 | 0.0043177 | 0.1961 | 506.5934 |  | -20.7005 | 0 | -20.7005 | 50.5 | 2.3932 | -49.54 | 1 | 0 | -49.54 |  | -49.54 | 0
50.2091 | 0 | 505.1742 | 505.1742 | 1 | 1 | 15:11 | 24.9 |  | 504.4187 | 0 | 505.1742 | 50.2087 | 50.2089 | 0.0089859 | 0.40812 | 505.5823 |  | -21.7116 | 0 | -21.7116 | 50.5 | 2.393 | -51.9555 | 1 | 0 | -51.9555 |  | -51.9555 | 0
50.2091 | 0 | 506.3973 | 506.3973 | 1 | 1 | 15:11 | 24.92 |  | 504.4179 | 0 | 506.3973 | 50.2087 | 50.2093 | 0.013187 | 0.59894 | 506.9962 |  | -20.2976 | 0 | -20.2976 | 50.5 | 2.3889 | -48.4894 | 1 | 0 | -48.4894 |  | -48.4894 | 0
50.2091 | 0 | 506.3973 | 506.3973 | 1 | 1 | 15:11 | 24.94 |  | 504.4171 | 0 | 506.3973 | 50.2088 | 50.2096 | 0.015269 | 0.69347 | 507.0908 |  | -20.2031 | 0 | -20.2031 | 50.5 | 2.3853 | -48.1899 | 1 | 0 | -48.1899 |  | -48.1899 | 0
50.2091 | 0 | 507.6205 | 507.6205 | 1 | 1 | 15:11 | 24.96 |  | 504.4163 | 0 | 507.6205 | 50.2088 | 50.2099 | 0.013742 | 0.62412 | 508.2446 |  | -19.0492 | 0 | -19.0492 | 50.5 | 2.382 | -45.3752 | 1 | 0 | -45.3752 |  | -45.3752 | 0
50.2091 | 0 | 506.3973 | 506.3973 | 1 | 1 | 15:11 | 24.98 |  | 504.4155 | 0 | 506.3973 | 50.2088 | 50.2102 | 0.012368 | 0.56171 | 506.959 |  | -20.3349 | 0 | -20.3349 | 50.5 | 2.3791 | -48.3778 | 1 | 0 | -48.3778 |  | -48.3778 | 0
50.2091 | 0 | 505.1742 | 505.1742 | 1 | 1 | 15:11 | 25 |  | 504.4148 | 0 | 505.1742 | 50.2089 | 50.2104 | 0.011131 | 0.50554 | 505.6797 |  | -21.6142 | 0 | -21.6142 | 50.5 | 2.3764 | -51.3644 | 1 | 0 | -51.3644 |  | -51.3644 | 0
50.2091 | 0 | 506.3973 | 506.3973 | 1 | 1 | 15:11 | 25.02 |  | 504.414 | 0 | 506.3973 | 50.2089 | 50.2106 | 0.010018 | 0.45498 | 506.8523 |  | -20.4416 | 0 | -20.4416 | 50.5 | 2.3741 | -48.5294 | 1 | 0 | -48.5294 |  | -48.5294 | 0
50.2091 | 0 | 507.6205 | 507.6205 | 1 | 1 | 15:11 | 25.04 |  | 504.4132 | 0 | 507.6205 | 50.2089 | 50.2108 | 0.0090159 | 0.40949 | 508.03 |  | -19.2639 | 0 | -19.2639 | 50.5 | 2.3719 | -45.6925 | 1 | 0 | -45.6925 |  | -45.6925 | 0
50.2091 | 0 | 506.3973 | 506.3973 | 1 | 1 | 15:11 | 25.06 |  | 504.4124 | 0 | 506.3973 | 50.2089 | 50.211 | 0.0081143 | 0.36854 | 506.7658 |  | -20.528 | 0 | -20.528 | 50.5 | 2.37 | -48.6517 | 1 | 0 | -48.6517 |  | -48.6517 | 0
50.2091 | 0 | 506.3973 | 506.3973 | 1 | 1 | 15:11 | 25.08 |  | 504.4116 | 0 | 506.3973 | 50.2089 | 50.2111 | 0.0073029 | 0.33168 | 506.729 |  | -20.5649 | 0 | -20.5649 | 50.5 | 2.3683 | -48.7037 | 1 | 0 | -48.7037 |  | -48.7037 | 0
50.2125 | 0 | 505.1742 | 505.1742 | 1 | 1 | 15:11 | 25.1 |  | 504.4109 | 0 | 505.1742 | 50.2093 | 50.2113 | 0.0065726 | 0.29854 | 505.4727 |  | -21.8212 | 0 | -21.8212 | 50.5 | 2.3667 | -51.6453 | 1 | 0 | -51.6453 |  | -51.6453 | 0
50.2125 | 0 | 506.3973 | 506.3973 | 1 | 1 | 15:11 | 25.12 |  | 504.4101 | 0 | 506.3973 | 50.2096 | 50.2114 | 0.0059154 | 0.26868 | 506.666 |  | -20.6279 | 0 | -20.6279 | 50.5 | 2.3654 | -48.7924 | 1 | 0 | -48.7924 |  | -48.7924 | 0
50.2125 | 0 | 506.3973 | 506.3973 | 1 | 1 | 15:11 | 25.14 |  | 504.4093 | 0 | 506.3973 | 50.2099 | 50.2115 | 0.0053238 | 0.24181 | 506.6391 |  | -20.6548 | 0 | -20.6548 | 50.5 | 2.3641 | -48.8302 | 1 | 0 | -48.8302 |  | -48.8302 | 0
50.2125 | 0 | 505.1742 | 505.1742 | 1 | 1 | 15:11 | 25.16 |  | 504.4085 | 0 | 505.1742 | 50.2102 | 50.2116 | 0.0047914 | 0.21763 | 505.3918 |  | -21.9021 | 0 | -21.9021 | 50.5 | 2.363 | -51.7544 | 1 | 0 | -51.7544 |  | -51.7544 | 0
50.2125 | 0 | 505.1742 | 505.1742 | 1 | 1 | 15:11 | 25.18 |  | 504.4077 | 0 | 505.1742 | 50.2104 | 50.2117 | 0.0078123 | 0.35484 | 505.529 |  | -21.7649 | 0 | -21.7649 | 50.5 | 2.362 | -51.4083 | 1 | 0 | -51.4083 |  | -51.4083 | 0
50.2125 | 0 | 505.1742 | 505.1742 | 1 | 1 | 15:11 | 25.2 |  | 504.407 | 0 | 505.1742 | 50.2106 | 50.2118 | 0.012281 | 0.55782 | 505.732 |  | -21.5619 | 0 | -21.5619 | 50.5 | 2.3611 | -50.9093 | 1 | 0 | -50.9093 |  | -50.9093 | 0
50.2125 | 0 | 506.3973 | 506.3973 | 1 | 1 | 15:11 | 25.22 |  | 504.4062 | 0 | 506.3973 | 50.2108 | 50.2122 | 0.016303 | 0.7405 | 507.1378 |  | -20.1561 | 0 | -20.1561 | 50.5 | 2.3564 | -47.4951 | 1 | 0 | -47.4951 |  | -47.4951 | 0
50.2125 | 0 | 506.3973 | 506.3973 | 1 | 1 | 15:11 | 25.24 |  | 504.4054 | 0 | 506.3973 | 50.211 | 50.2126 | 0.018173 | 0.82542 | 507.2227 |  | -20.0711 | 0 | -20.0711 | 50.5 | 2.3521 | -47.2102 | 1 | 0 | -47.2102 |  | -47.2102 | 0
50.2125 | 0 | 506.3973 | 506.3973 | 1 | 1 | 15:11 | 25.26 |  | 504.4046 | 0 | 506.3973 | 50.2111 | 50.2129 | 0.016355 | 0.74288 | 507.1402 |  | -20.1537 | 0 | -20.1537 | 50.5 | 2.3484 | -47.3281 | 1 | 0 | -47.3281 |  | -47.3281 | 0
50.2125 | 0 | 506.3973 | 506.3973 | 1 | 1 | 15:11 | 25.28 |  | 504.4038 | 0 | 506.3973 | 50.2113 | 50.2132 | 0.01472 | 0.66859 | 507.0659 |  | -20.228 | 0 | -20.228 | 50.5 | 2.345 | -47.4338 | 1 | 0 | -47.4338 |  | -47.4338 | 0
50.2125 | 0 | 506.3973 | 506.3973 | 1 | 1 | 15:11 | 25.3 |  | 504.4031 | 0 | 506.3973 | 50.2114 | 50.2135 | 0.013248 | 0.60173 | 506.999 |  | -20.2948 | 0 | -20.2948 | 50.5 | 2.3419 | -47.5287 | 1 | 0 | -47.5287 |  | -47.5287 | 0
50.2125 | 0 | 506.3973 | 506.3973 | 1 | 1 | 15:11 | 25.32 |  | 504.4023 | 0 | 506.3973 | 50.2115 | 50.2138 | 0.011923 | 0.54156 | 506.9389 |  | -20.355 | 0 | -20.355 | 50.5 | 2.3392 | -47.6139 | 1 | 0 | -47.6139 |  | -47.6139 | 0
50.2125 | 0 | 506.3973 | 506.3973 | 1 | 1 | 15:11 | 25.34 |  | 504.4015 | 0 | 506.3973 | 50.2116 | 50.214 | 0.010731 | 0.4874 | 506.8847 |  | -20.4092 | 0 | -20.4092 | 50.5 | 2.3367 | -47.6904 | 1 | 0 | -47.6904 |  | -47.6904 | 0
50.2125 | 0 | 506.3973 | 506.3973 | 1 | 1 | 15:11 | 25.36 |  | 504.4007 | 0 | 506.3973 | 50.2117 | 50.2142 | 0.0096577 | 0.43866 | 506.836 |  | -20.4579 | 0 | -20.4579 | 50.5 | 2.3345 | -47.7591 | 1 | 0 | -47.7591 |  | -47.7591 | 0
50.2125 | 0 | 506.3973 | 506.3973 | 1 | 1 | 15:11 | 25.38 |  | 504.3999 | 0 | 506.3973 | 50.2118 | 50.2144 | 0.0086919 | 0.3948 | 506.7921 |  | -20.5018 | 0 | -20.5018 | 50.5 | 2.3325 | -47.8208 | 1 | 0 | -47.8208 |  | -47.8208 | 0
50.216 | 0 | 505.1742 | 505.1742 | 1 | 1 | 15:11 | 25.4 |  | 504.3992 | 0 | 505.1742 | 50.2122 | 50.2145 | 0.011223 | 0.50978 | 505.6839 |  | -21.6099 | 0 | -21.6099 | 50.5 | 2.3307 | -50.3671 | 1 | 0 | -50.3671 |  | -50.3671 | 0
50.216 | 0 | 506.3973 | 506.3973 | 1 | 1 | 15:11 | 25.42 |  | 504.3984 | 0 | 506.3973 | 50.2126 | 50.2147 | 0.0152 | 0.69047 | 507.0878 |  | -20.2061 | 0 | -20.2061 | 50.5 | 2.3291 | -47.0627 | 1 | 0 | -47.0627 |  | -47.0627 | 0
50.216 | 0 | 506.3973 | 506.3973 | 1 | 1 | 15:11 | 25.44 |  | 504.3976 | 0 | 506.3973 | 50.2129 | 50.2151 | 0.01878 | 0.85309 | 507.2504 |  | -20.0435 | 0 | -20.0435 | 50.5 | 2.324 | -46.5814 | 1 | 0 | -46.5814 |  | -46.5814 | 0
50.216 | 0 | 506.3973 | 506.3973 | 1 | 1 | 15:11 | 25.46 |  | 504.3968 | 0 | 506.3973 | 50.2132 | 50.2156 | 0.020302 | 0.92222 | 507.3195 |  | -19.9743 | 0 | -19.9743 | 50.5 | 2.3194 | -46.3291 | 1 | 0 | -46.3291 |  | -46.3291 | 0
50.216 | 0 | 506.3973 | 506.3973 | 1 | 1 | 15:11 | 25.48 |  | 504.396 | 0 | 506.3973 | 50.2135 | 50.216 | 0.018272 | 0.83 | 507.2273 |  | -20.0666 | 0 | -20.0666 | 50.5 | 2.3153 | -46.4605 | 1 | 0 | -46.4605 |  | -46.4605 | 0
50.216 | 0 | 507.6205 | 507.6205 | 1 | 1 | 15:11 | 25.5 |  | 504.3953 | 0 | 507.6205 | 50.2138 | 50.2163 | 0.016445 | 0.747 | 508.3675 |  | -18.9264 | 0 | -18.9264 | 50.5 | 2.3116 | -43.7507 | 1 | 0 | -43.7507 |  | -43.7507 | 0
50.216 | 0 | 506.3973 | 506.3973 | 1 | 1 | 15:11 | 25.52 |  | 504.3945 | 0 | 506.3973 | 50.214 | 50.2166 | 0.0148 | 0.6723 | 507.0696 |  | -20.2243 | 0 | -20.2243 | 50.5 | 2.3083 | -46.684 | 1 | 0 | -46.684 |  | -46.684 | 0
50.216 | 0 | 506.3973 | 506.3973 | 1 | 1 | 15:11 | 25.54 |  | 504.3937 | 0 | 506.3973 | 50.2142 | 50.2169 | 0.01332 | 0.60507 | 507.0024 |  | -20.2915 | 0 | -20.2915 | 50.5 | 2.3053 | -46.7789 | 1 | 0 | -46.7789 |  | -46.7789 | 0
50.216 | 0 | 505.1742 | 505.1742 | 1 | 1 | 15:11 | 25.56 |  | 504.3929 | 0 | 505.1742 | 50.2144 | 50.2171 | 0.011988 | 0.54456 | 505.7187 |  | -21.5752 | 0 | -21.5752 | 50.5 | 2.3027 | -49.6806 | 1 | 0 | -49.6806 |  | -49.6806 | 0
50.216 | 0 | 505.1742 | 505.1742 | 1 | 1 | 15:11 | 25.58 |  | 504.3921 | 0 | 505.1742 | 50.2145 | 50.2174 | 0.01079 | 0.4901 | 505.6643 |  | -21.6296 | 0 | -21.6296 | 50.5 | 2.3003 | -49.7542 | 1 | 0 | -49.7542 |  | -49.7542 | 0
50.216 | 0 | 506.3973 | 506.3973 | 1 | 1 | 15:11 | 25.6 |  | 504.3914 | 0 | 506.3973 | 50.2147 | 50.2176 | 0.0097106 | 0.44109 | 506.8384 |  | -20.4555 | 0 | -20.4555 | 50.5 | 2.2981 | -47.0093 | 1 | 0 | -47.0093 |  | -47.0093 | 0
50.2194 | 0 | 506.3973 | 506.3973 | 1 | 1 | 15:11 | 25.62 |  | 504.3906 | 0 | 506.3973 | 50.2151 | 50.2178 | 0.0087395 | 0.39701 | 506.7943 |  | -20.4996 | 0 | -20.4996 | 50.5 | 2.2962 | -47.071 | 1 | 0 | -47.071 |  | -47.071 | 0
50.2194 | 0 | 505.1742 | 505.1742 | 1 | 1 | 15:11 | 25.64 |  | 504.3898 | 0 | 505.1742 | 50.2156 | 50.2179 | 0.0078656 | 0.35731 | 505.5315 |  | -21.7624 | 0 | -21.7624 | 50.5 | 2.2945 | -49.9329 | 1 | 0 | -49.9329 |  | -49.9329 | 0
50.2194 | 0 | 505.1742 | 505.1742 | 1 | 1 | 15:11 | 25.66 |  | 504.389 | 0 | 505.1742 | 50.216 | 50.2181 | 0.007079 | 0.32158 | 505.4957 |  | -21.7981 | 0 | -21.7981 | 50.5 | 2.2929 | -49.9809 | 1 | 0 | -49.9809 |  | -49.9809 | 0
50.2194 | 0 | 506.3973 | 506.3973 | 1 | 1 | 15:11 | 25.68 |  | 504.3882 | 0 | 506.3973 | 50.2163 | 50.2182 | 0.0063711 | 0.28942 | 506.6867 |  | -20.6071 | 0 | -20.6071 | 50.5 | 2.2915 | -47.2212 | 1 | 0 | -47.2212 |  | -47.2212 | 0
50.2194 | 0 | 505.1742 | 505.1742 | 1 | 1 | 15:11 | 25.7 |  | 504.3875 | 0 | 505.1742 | 50.2166 | 50.2183 | 0.005734 | 0.26048 | 505.4346 |  | -21.8592 | 0 | -21.8592 | 50.5 | 2.2902 | -50.0627 | 1 | 0 | -50.0627 |  | -50.0627 | 0
50.2194 | 0 | 506.3973 | 506.3973 | 1 | 1 | 15:11 | 25.72 |  | 504.3867 | 0 | 506.3973 | 50.2169 | 50.2184 | 0.0051606 | 0.23443 | 506.6317 |  | -20.6621 | 0 | -20.6621 | 50.5 | 2.2891 | -47.2977 | 1 | 0 | -47.2977 |  | -47.2977 | 0
50.2194 | 0 | 506.3973 | 506.3973 | 1 | 1 | 15:11 | 25.74 |  | 504.3859 | 0 | 506.3973 | 50.2171 | 50.2185 | 0.0081445 | 0.36998 | 506.7673 |  | -20.5266 | 0 | -20.5266 | 50.5 | 2.2881 | -46.9665 | 1 | 0 | -46.9665 |  | -46.9665 | 0
50.2194 | 0 | 506.3973 | 506.3973 | 1 | 1 | 15:11 | 25.76 |  | 504.3851 | 0 | 506.3973 | 50.2174 | 50.2186 | 0.01258 | 0.57148 | 506.9688 |  | -20.3251 | 0 | -20.3251 | 50.5 | 2.2872 | -46.4868 | 1 | 0 | -46.4868 |  | -46.4868 | 0
50.2194 | 0 | 506.3973 | 506.3973 | 1 | 1 | 15:11 | 25.78 |  | 504.3843 | 0 | 506.3973 | 50.2176 | 50.219 | 0.016572 | 0.75282 | 507.1501 |  | -20.1437 | 0 | -20.1437 | 50.5 | 2.2827 | -45.9818 | 1 | 0 | -45.9818 |  | -45.9818 | 0
50.2194 | 0 | 505.1742 | 505.1742 | 1 | 1 | 15:11 | 25.8 |  | 504.3836 | 0 | 505.1742 | 50.2178 | 50.2194 | 0.018415 | 0.83654 | 506.0107 |  | -21.2832 | 0 | -21.2832 | 50.5 | 2.2787 | -48.4973 | 1 | 0 | -48.4973 |  | -48.4973 | 0
50.2194 | 0 | 506.3973 | 506.3973 | 1 | 1 | 15:11 | 25.82 |  | 504.3828 | 0 | 506.3973 | 50.2179 | 50.2198 | 0.016573 | 0.75288 | 507.1502 |  | -20.1437 | 0 | -20.1437 | 50.5 | 2.2751 | -45.8282 | 1 | 0 | -45.8282 |  | -45.8282 | 0
50.2194 | 0 | 506.3973 | 506.3973 | 1 | 1 | 15:11 | 25.84 |  | 504.382 | 0 | 506.3973 | 50.2181 | 50.2201 | 0.014916 | 0.67759 | 507.0749 |  | -20.219 | 0 | -20.219 | 50.5 | 2.2718 | -45.9342 | 1 | 0 | -45.9342 |  | -45.9342 | 0
50.2194 | 0 | 506.3973 | 506.3973 | 1 | 1 | 15:11 | 25.86 |  | 504.3812 | 0 | 506.3973 | 50.2182 | 50.2204 | 0.013424 | 0.60984 | 507.0071 |  | -20.2867 | 0 | -20.2867 | 50.5 | 2.2689 | -46.0293 | 1 | 0 | -46.0293 |  | -46.0293 | 0
50.2194 | 0 | 506.3973 | 506.3973 | 1 | 1 | 15:11 | 25.88 |  | 504.3804 | 0 | 506.3973 | 50.2183 | 50.2206 | 0.012082 | 0.54885 | 506.9462 |  | -20.3477 | 0 | -20.3477 | 50.5 | 2.2663 | -46.1147 | 1 | 0 | -46.1147 |  | -46.1147 | 0
50.2194 | 0 | 505.1742 | 505.1742 | 1 | 1 | 15:11 | 25.9 |  | 504.3797 | 0 | 505.1742 | 50.2184 | 50.2208 | 0.010874 | 0.49397 | 505.6681 |  | -21.6257 | 0 | -21.6257 | 50.5 | 2.264 | -48.9605 | 1 | 0 | -48.9605 |  | -48.9605 | 0
50.2194 | 0 | 506.3973 | 506.3973 | 1 | 1 | 15:11 | 25.92 |  | 504.3789 | 0 | 506.3973 | 50.2185 | 50.2211 | 0.0097864 | 0.44457 | 506.8419 |  | -20.452 | 0 | -20.452 | 50.5 | 2.2619 | -46.2602 | 1 | 0 | -46.2602 |  | -46.2602 | 0
50.2194 | 0 | 505.1742 | 505.1742 | 1 | 1 | 15:11 | 25.94 |  | 504.3781 | 0 | 505.1742 | 50.2186 | 50.2212 | 0.0088078 | 0.40011 | 505.5743 |  | -21.7196 | 0 | -21.7196 | 50.5 | 2.26 | -49.0864 | 1 | 0 | -49.0864 |  | -49.0864 | 0
50.2229 | 0 | 506.3973 | 506.3973 | 1 | 1 | 15:11 | 25.96 |  | 504.3773 | 0 | 506.3973 | 50.219 | 50.2214 | 0.007927 | 0.36013 | 506.7574 |  | -20.5364 | 0 | -20.5364 | 50.5 | 2.2583 | -46.3776 | 1 | 0 | -46.3776 |  | -46.3776 | 0
50.2229 | 0 | 506.3973 | 506.3973 | 1 | 1 | 15:11 | 25.98 |  | 504.3765 | 0 | 506.3973 | 50.2194 | 50.2216 | 0.0071343 | 0.32411 | 506.7214 |  | -20.5725 | 0 | -20.5725 | 50.5 | 2.2568 | -46.4276 | 1 | 0 | -46.4276 |  | -46.4276 | 0
50.2229 | 0 | 506.3973 | 506.3973 | 1 | 1 | 15:11 | 26 |  | 504.3758 | 0 | 506.3973 | 50.2198 | 50.2217 | 0.0064209 | 0.2917 | 506.689 |  | -20.6049 | 0 | -20.6049 | 50.5 | 2.2554 | -46.4725 | 1 | 0 | -46.4725 |  | -46.4725 | 0
50.2229 | 0 | 505.1742 | 505.1742 | 1 | 1 | 15:11 | 26.02 |  | 504.375 | 0 | 505.1742 | 50.2201 | 50.2218 | 0.0091788 | 0.417 | 505.5912 |  | -21.7027 | 0 | -21.7027 | 50.5 | 2.2542 | -48.9219 | 1 | 0 | -48.9219 |  | -48.9219 | 0
50.2229 | 0 | 505.1742 | 505.1742 | 1 | 1 | 15:11 | 26.04 |  | 504.3742 | 0 | 505.1742 | 50.2204 | 50.2219 | 0.013361 | 0.60699 | 505.7812 |  | -21.5127 | 0 | -21.5127 | 50.5 | 2.2531 | -48.4698 | 1 | 0 | -48.4698 |  | -48.4698 | 0
50.2229 | 0 | 505.1742 | 505.1742 | 1 | 1 | 15:11 | 26.06 |  | 504.3734 | 0 | 505.1742 | 50.2206 | 50.2224 | 0.017125 | 0.77799 | 505.9521 |  | -21.3417 | 0 | -21.3417 | 50.5 | 2.2486 | -47.9898 | 1 | 0 | -47.9898 |  | -47.9898 | 0
50.2229 | 0 | 505.1742 | 505.1742 | 1 | 1 | 15:11 | 26.08 |  | 504.3726 | 0 | 505.1742 | 50.2208 | 50.2228 | 0.018812 | 0.85465 | 506.0288 |  | -21.2651 | 0 | -21.2651 | 50.5 | 2.2447 | -47.7327 | 1 | 0 | -47.7327 |  | -47.7327 | 0
50.2229 | 0 | 505.1742 | 505.1742 | 1 | 1 | 15:11 | 26.1 |  | 504.3719 | 0 | 505.1742 | 50.2211 | 50.2231 | 0.016931 | 0.76919 | 505.9433 |  | -21.3505 | 0 | -21.3505 | 50.5 | 2.2411 | -47.8483 | 1 | 0 | -47.8483 |  | -47.8483 | 0
50.2229 | 0 | 503.951 | 503.951 | 1 | 1 | 15:11 | 26.12 |  | 504.3711 | 0 | 503.951 | 50.2212 | 50.2234 | 0.015238 | 0.69227 | 504.6432 |  | -22.6507 | 0 | -22.6507 | 50.5 | 2.2379 | -50.6895 | 1 | 0 | -50.6895 |  | -50.6895 | 0
50.2229 | 0 | 506.3973 | 506.3973 | 1 | 1 | 15:11 | 26.14 |  | 504.3703 | 0 | 506.3973 | 50.2214 | 50.2237 | 0.013714 | 0.62304 | 507.0203 |  | -20.2735 | 0 | -20.2735 | 50.5 | 2.235 | -45.3115 | 1 | 0 | -45.3115 |  | -45.3115 | 0
50.2229 | 0 | 506.3973 | 506.3973 | 1 | 1 | 15:11 | 26.16 |  | 504.3695 | 0 | 506.3973 | 50.2216 | 50.224 | 0.012343 | 0.56074 | 506.958 |  | -20.3358 | 0 | -20.3358 | 50.5 | 2.2324 | -45.3982 | 1 | 0 | -45.3982 |  | -45.3982 | 0
50.2229 | 0 | 505.1742 | 505.1742 | 1 | 1 | 15:11 | 26.18 |  | 504.3687 | 0 | 505.1742 | 50.2217 | 50.2242 | 0.011108 | 0.50466 | 505.6788 |  | -21.615 | 0 | -21.615 | 50.5 | 2.2301 | -48.2039 | 1 | 0 | -48.2039 |  | -48.2039 | 0
50.2229 | 0 | 505.1742 | 505.1742 | 1 | 1 | 15:11 | 26.2 |  | 504.368 | 0 | 505.1742 | 50.2218 | 50.2244 | 0.0099976 | 0.4542 | 505.6284 |  | -21.6655 | 0 | -21.6655 | 50.5 | 2.228 | -48.2713 | 1 | 0 | -48.2713 |  | -48.2713 | 0
50.2229 | 0 | 505.1742 | 505.1742 | 1 | 1 | 15:11 | 26.22 |  | 504.3672 | 0 | 505.1742 | 50.2219 | 50.2246 | 0.0089979 | 0.40878 | 505.5829 |  | -21.7109 | 0 | -21.7109 | 50.5 | 2.2262 | -48.3319 | 1 | 0 | -48.3319 |  | -48.3319 | 0
50.2263 | 0 | 506.3973 | 506.3973 | 1 | 1 | 15:11 | 26.24 |  | 504.3664 | 0 | 506.3973 | 50.2224 | 50.2248 | 0.0080981 | 0.36792 | 506.7652 |  | -20.5286 | 0 | -20.5286 | 50.5 | 2.2245 | -45.6654 | 1 | 0 | -45.6654 |  | -45.6654 | 0
50.2263 | 0 | 506.3973 | 506.3973 | 1 | 1 | 15:11 | 26.26 |  | 504.3656 | 0 | 506.3973 | 50.2228 | 50.2249 | 0.0072883 | 0.33113 | 506.7284 |  | -20.5654 | 0 | -20.5654 | 50.5 | 2.223 | -45.7162 | 1 | 0 | -45.7162 |  | -45.7162 | 0
50.2263 | 0 | 505.1742 | 505.1742 | 1 | 1 | 15:11 | 26.28 |  | 504.3648 | 0 | 505.1742 | 50.2231 | 50.2251 | 0.0065595 | 0.29802 | 505.4722 |  | -21.8217 | 0 | -21.8217 | 50.5 | 2.2216 | -48.4792 | 1 | 0 | -48.4792 |  | -48.4792 | 0
50.2263 | 0 | 506.3973 | 506.3973 | 1 | 1 | 15:11 | 26.3 |  | 504.3641 | 0 | 506.3973 | 50.2234 | 50.2252 | 0.0059035 | 0.26822 | 506.6655 |  | -20.6283 | 0 | -20.6283 | 50.5 | 2.2204 | -45.8028 | 1 | 0 | -45.8028 |  | -45.8028 | 0
50.2263 | 0 | 505.1742 | 505.1742 | 1 | 1 | 15:11 | 26.32 |  | 504.3633 | 0 | 505.1742 | 50.2237 | 50.2253 | 0.0053132 | 0.2414 | 505.4156 |  | -21.8783 | 0 | -21.8783 | 50.5 | 2.2193 | -48.5542 | 1 | 0 | -48.5542 |  | -48.5542 | 0
50.2263 | 0 | 506.3973 | 506.3973 | 1 | 1 | 15:11 | 26.34 |  | 504.3625 | 0 | 506.3973 | 50.224 | 50.2254 | 0.0047818 | 0.21726 | 506.6146 |  | -20.6793 | 0 | -20.6793 | 50.5 | 2.2183 | -45.8729 | 1 | 0 | -45.8729 |  | -45.8729 | 0
50.2263 | 0 | 505.1742 | 505.1742 | 1 | 1 | 15:11 | 26.36 |  | 504.3617 | 0 | 505.1742 | 50.2242 | 50.2255 | 0.0043037 | 0.19553 | 505.3697 |  | -21.9242 | 0 | -21.9242 | 50.5 | 2.2174 | -48.6149 | 1 | 0 | -48.6149 |  | -48.6149 | 0
50.2263 | 0 | 506.3973 | 506.3973 | 1 | 1 | 15:11 | 26.38 |  | 504.3609 | 0 | 506.3973 | 50.2244 | 50.2256 | 0.0038733 | 0.17598 | 506.5733 |  | -20.7206 | 0 | -20.7206 | 50.5 | 2.2166 | -45.9295 | 1 | 0 | -45.9295 |  | -45.9295 | 0
50.2263 | 0 | 506.3973 | 506.3973 | 1 | 1 | 15:11 | 26.4 |  | 504.3602 | 0 | 506.3973 | 50.2246 | 50.2256 | 0.003486 | 0.15838 | 506.5557 |  | -20.7382 | 0 | -20.7382 | 50.5 | 2.2159 | -45.9537 | 1 | 0 | -45.9537 |  | -45.9537 | 0
50.2263 | 0 | 506.3973 | 506.3973 | 1 | 1 | 15:11 | 26.42 |  | 504.3594 | 0 | 506.3973 | 50.2248 | 50.2257 | 0.0066374 | 0.30156 | 506.6989 |  | -20.595 | 0 | -20.595 | 50.5 | 2.2152 | -45.6231 | 1 | 0 | -45.6231 |  | -45.6231 | 0
50.2263 | 0 | 505.1742 | 505.1742 | 1 | 1 | 15:11 | 26.44 |  | 504.3586 | 0 | 505.1742 | 50.2249 | 50.2258 | 0.011224 | 0.50993 | 505.6841 |  | -21.6098 | 0 | -21.6098 | 50.5 | 2.2147 | -47.8585 | 1 | 0 | -47.8585 |  | -47.8585 | 0
50.2263 | 0 | 505.1742 | 505.1742 | 1 | 1 | 15:11 | 26.46 |  | 504.3578 | 0 | 505.1742 | 50.2251 | 50.2262 | 0.015351 | 0.69746 | 505.8716 |  | -21.4223 | 0 | -21.4223 | 50.5 | 2.2107 | -47.3586 | 1 | 0 | -47.3586 |  | -47.3586 | 0
50.2263 | 0 | 503.951 | 503.951 | 1 | 1 | 15:11 | 26.48 |  | 504.357 | 0 | 503.951 | 50.2252 | 50.2265 | 0.017316 | 0.78673 | 504.7377 |  | -22.5562 | 0 | -22.5562 | 50.5 | 2.2072 | -49.7855 | 1 | 0 | -49.7855 |  | -49.7855 | 0
50.2263 | 0 | 505.1742 | 505.1742 | 1 | 1 | 15:11 | 26.5 |  | 504.3563 | 0 | 505.1742 | 50.2253 | 50.2269 | 0.015585 | 0.70806 | 505.8822 |  | -21.4117 | 0 | -21.4117 | 50.5 | 2.204 | -47.1913 | 1 | 0 | -47.1913 |  | -47.1913 | 0
50.2263 | 0 | 505.1742 | 505.1742 | 1 | 1 | 15:11 | 26.52 |  | 504.3555 | 0 | 505.1742 | 50.2254 | 50.2272 | 0.014026 | 0.63725 | 505.8114 |  | -21.4825 | 0 | -21.4825 | 50.5 | 2.2011 | -47.2861 | 1 | 0 | -47.2861 |  | -47.2861 | 0
50.2263 | 0 | 505.1742 | 505.1742 | 1 | 1 | 15:11 | 26.54 |  | 504.3547 | 0 | 505.1742 | 50.2255 | 50.2274 | 0.012623 | 0.57353 | 505.7477 |  | -21.5462 | 0 | -21.5462 | 50.5 | 2.1986 | -47.3712 | 1 | 0 | -47.3712 |  | -47.3712 | 0
50.2263 | 0 | 505.1742 | 505.1742 | 1 | 1 | 15:11 | 26.56 |  | 504.3539 | 0 | 505.1742 | 50.2256 | 50.2277 | 0.011361 | 0.51618 | 505.6903 |  | -21.6035 | 0 | -21.6035 | 50.5 | 2.1963 | -47.4476 | 1 | 0 | -47.4476 |  | -47.4476 | 0
50.2263 | 0 | 505.1742 | 505.1742 | 1 | 1 | 15:11 | 26.58 |  | 504.3531 | 0 | 505.1742 | 50.2256 | 50.2279 | 0.010225 | 0.46456 | 505.6387 |  | -21.6552 | 0 | -21.6552 | 50.5 | 2.1942 | -47.5162 | 1 | 0 | -47.5162 |  | -47.5162 | 0
50.2263 | 0 | 506.3973 | 506.3973 | 1 | 1 | 15:11 | 26.6 |  | 504.3524 | 0 | 506.3973 | 50.2257 | 50.2281 | 0.0092025 | 0.4181 | 506.8154 |  | -20.4785 | 0 | -20.4785 | 50.5 | 2.1924 | -44.8963 | 1 | 0 | -44.8963 |  | -44.8963 | 0
50.2263 | 0 | 505.1742 | 505.1742 | 1 | 1 | 15:11 | 26.62 |  | 504.3516 | 0 | 505.1742 | 50.2258 | 50.2282 | 0.0082823 | 0.37629 | 505.5505 |  | -21.7434 | 0 | -21.7434 | 50.5 | 2.1907 | -47.6333 | 1 | 0 | -47.6333 |  | -47.6333 | 0
50.2298 | 0 | 505.1742 | 505.1742 | 1 | 1 | 15:11 | 26.64 |  | 504.3508 | 0 | 505.1742 | 50.2262 | 50.2284 | 0.007454 | 0.33869 | 505.5128 |  | -21.781 | 0 | -21.781 | 50.5 | 2.1892 | -47.683 | 1 | 0 | -47.683 |  | -47.683 | 0
50.2298 | 0 | 506.3973 | 506.3973 | 1 | 1 | 15:11 | 26.66 |  | 504.35 | 0 | 506.3973 | 50.2265 | 50.2285 | 0.0067086 | 0.30482 | 506.7021 |  | -20.5917 | 0 | -20.5917 | 50.5 | 2.1879 | -45.0517 | 1 | 0 | -45.0517 |  | -45.0517 | 0
50.2298 | 0 | 506.3973 | 506.3973 | 1 | 1 | 15:11 | 26.68 |  | 504.3492 | 0 | 506.3973 | 50.2269 | 50.2287 | 0.0060378 | 0.27434 | 506.6716 |  | -20.6222 | 0 | -20.6222 | 50.5 | 2.1866 | -45.0934 | 1 | 0 | -45.0934 |  | -45.0934 | 0
50.2298 | 0 | 505.1742 | 505.1742 | 1 | 1 | 15:11 | 26.7 |  | 504.3485 | 0 | 505.1742 | 50.2272 | 50.2288 | 0.005434 | 0.2469 | 505.4211 |  | -21.8728 | 0 | -21.8728 | 50.5 | 2.1856 | -47.8042 | 1 | 0 | -47.8042 |  | -47.8042 | 0
50.2298 | 0 | 505.1742 | 505.1742 | 1 | 1 | 15:11 | 26.72 |  | 504.3477 | 0 | 505.1742 | 50.2274 | 50.2289 | 0.0048906 | 0.22221 | 505.3964 |  | -21.8975 | 0 | -21.8975 | 50.5 | 2.1846 | -47.8367 | 1 | 0 | -47.8367 |  | -47.8367 | 0
50.2298 | 0 | 505.1742 | 505.1742 | 1 | 1 | 15:11 | 26.74 |  | 504.3469 | 0 | 505.1742 | 50.2277 | 50.229 | 0.0044015 | 0.19999 | 505.3742 |  | -21.9197 | 0 | -21.9197 | 50.5 | 2.1837 | -47.866 | 1 | 0 | -47.866 |  | -47.866 | 0
50.2298 | 0 | 505.1742 | 505.1742 | 1 | 1 | 15:11 | 26.76 |  | 504.3461 | 0 | 505.1742 | 50.2279 | 50.2291 | 0.0039614 | 0.17999 | 505.3542 |  | -21.9397 | 0 | -21.9397 | 50.5 | 2.1829 | -47.8923 | 1 | 0 | -47.8923 |  | -47.8923 | 0
50.2298 | 0 | 506.3973 | 506.3973 | 1 | 1 | 15:11 | 26.78 |  | 504.3453 | 0 | 506.3973 | 50.2281 | 50.2291 | 0.0035652 | 0.16199 | 506.5593 |  | -20.7346 | 0 | -20.7346 | 50.5 | 2.1822 | -45.2468 | 1 | 0 | -45.2468 |  | -45.2468 | 0
50.2298 | 0 | 505.1742 | 505.1742 | 1 | 1 | 15:11 | 26.8 |  | 504.3446 | 0 | 505.1742 | 50.2282 | 50.2292 | 0.0032087 | 0.14579 | 505.32 |  | -21.9739 | 0 | -21.9739 | 50.5 | 2.1816 | -47.9372 | 1 | 0 | -47.9372 |  | -47.9372 | 0
50.2298 | 0 | 505.1742 | 505.1742 | 1 | 1 | 15:11 | 26.82 |  | 504.3438 | 0 | 505.1742 | 50.2284 | 50.2293 | 0.0028878 | 0.13121 | 505.3054 |  | -21.9885 | 0 | -21.9885 | 50.5 | 2.181 | -47.9564 | 1 | 0 | -47.9564 |  | -47.9564 | 0
50.2298 | 0 | 506.3973 | 506.3973 | 1 | 1 | 15:11 | 26.84 |  | 504.343 | 0 | 506.3973 | 50.2285 | 50.2293 | 0.0025991 | 0.11809 | 506.5154 |  | -20.7785 | 0 | -20.7785 | 50.5 | 2.1805 | -45.3066 | 1 | 0 | -45.3066 |  | -45.3066 | 0
50.2298 | 0 | 505.1742 | 505.1742 | 1 | 1 | 15:11 | 26.86 |  | 504.3422 | 0 | 505.1742 | 50.2287 | 50.2294 | 0.0023392 | 0.10628 | 505.2804 |  | -22.0134 | 0 | -22.0134 | 50.5 | 2.18 | -47.9891 | 1 | 0 | -47.9891 |  | -47.9891 | 0
50.2298 | 0 | 505.1742 | 505.1742 | 1 | 1 | 15:11 | 26.88 |  | 504.3414 | 0 | 505.1742 | 50.2288 | 50.2294 | 0.0021052 | 0.095655 | 505.2698 |  | -22.0241 | 0 | -22.0241 | 50.5 | 2.1796 | -48.003 | 1 | 0 | -48.003 |  | -48.003 | 0
50.2298 | 0 | 505.1742 | 505.1742 | 1 | 1 | 15:11 | 26.9 |  | 504.3407 | 0 | 505.1742 | 50.2289 | 50.2294 | 0.0018947 | 0.08609 | 505.2602 |  | -22.0336 | 0 | -22.0336 | 50.5 | 2.1792 | -48.0155 | 1 | 0 | -48.0155 |  | -48.0155 | 0
50.2298 | 0 | 506.3973 | 506.3973 | 1 | 1 | 15:11 | 26.92 |  | 504.3399 | 0 | 506.3973 | 50.229 | 50.2295 | 0.0017052 | 0.077481 | 506.4748 |  | -20.8191 | 0 | -20.8191 | 50.5 | 2.1789 | -45.3618 | 1 | 0 | -45.3618 |  | -45.3618 | 0
50.2298 | 0 | 505.1742 | 505.1742 | 1 | 1 | 15:11 | 26.94 |  | 504.3391 | 0 | 505.1742 | 50.2291 | 50.2295 | 0.0015347 | 0.069733 | 505.2439 |  | -22.05 | 0 | -22.05 | 50.5 | 2.1785 | -48.037 | 1 | 0 | -48.037 |  | -48.037 | 0
50.2298 | 0 | 505.1742 | 505.1742 | 1 | 1 | 15:11 | 26.96 |  | 504.3383 | 0 | 505.1742 | 50.2291 | 50.2295 | 0.0013812 | 0.062759 | 505.2369 |  | -22.057 | 0 | -22.057 | 50.5 | 2.1783 | -48.0461 | 1 | 0 | -48.0461 |  | -48.0461 | 0
50.2298 | 0 | 505.1742 | 505.1742 | 1 | 1 | 15:11 | 26.98 |  | 504.3375 | 0 | 505.1742 | 50.2292 | 50.2296 | 0.0012431 | 0.056483 | 505.2306 |  | -22.0632 | 0 | -22.0632 | 50.5 | 2.178 | -48.0543 | 1 | 0 | -48.0543 |  | -48.0543 | 0
50.2298 | 0 | 505.1742 | 505.1742 | 1 | 1 | 15:11 | 27 |  | 504.3368 | 0 | 505.1742 | 50.2293 | 50.2296 | 0.0011188 | 0.050835 | 505.225 |  | -22.0689 | 0 | -22.0689 | 50.5 | 2.1778 | -48.0617 | 1 | 0 | -48.0617 |  | -48.0617 | 0
50.2298 | 0 | 505.1742 | 505.1742 | 1 | 1 | 15:11 | 27.02 |  | 504.336 | 0 | 505.1742 | 50.2293 | 50.2296 | 0.0010069 | 0.045752 | 505.2199 |  | -22.074 | 0 | -22.074 | 50.5 | 2.1776 | -48.0684 | 1 | 0 | -48.0684 |  | -48.0684 | 0
50.2298 | 0 | 505.1742 | 505.1742 | 1 | 1 | 15:11 | 27.04 |  | 504.3352 | 0 | 505.1742 | 50.2294 | 50.2296 | 0.00090624 | 0.041176 | 505.2153 |  | -22.0785 | 0 | -22.0785 | 50.5 | 2.1774 | -48.0744 | 1 | 0 | -48.0744 |  | -48.0744 | 0
50.2298 | 0 | 505.1742 | 505.1742 | 1 | 1 | 15:11 | 27.06 |  | 504.3344 | 0 | 505.1742 | 50.2294 | 50.2296 | 0.00081561 | 0.037059 | 505.2112 |  | -22.0827 | 0 | -22.0827 | 50.5 | 2.1773 | -48.0797 | 1 | 0 | -48.0797 |  | -48.0797 | 0
50.2298 | 0 | 506.3973 | 506.3973 | 1 | 1 | 15:11 | 27.08 |  | 504.3336 | 0 | 506.3973 | 50.2294 | 50.2297 | 0.00073405 | 0.033353 | 506.4307 |  | -20.8632 | 0 | -20.8632 | 50.5 | 2.1771 | -45.4217 | 1 | 0 | -45.4217 |  | -45.4217 | 0
50.2298 | 0 | 506.3973 | 506.3973 | 1 | 1 | 15:11 | 27.1 |  | 504.3329 | 0 | 506.3973 | 50.2295 | 50.2297 | 0.00066065 | 0.030018 | 506.4273 |  | -20.8665 | 0 | -20.8665 | 50.5 | 2.177 | -45.4262 | 1 | 0 | -45.4262 |  | -45.4262 | 0
50.2298 | 0 | 505.1742 | 505.1742 | 1 | 1 | 15:11 | 27.12 |  | 504.3321 | 0 | 505.1742 | 50.2295 | 50.2297 | 0.00059458 | 0.027016 | 505.2012 |  | -22.0927 | 0 | -22.0927 | 50.5 | 2.1769 | -48.0929 | 1 | 0 | -48.0929 |  | -48.0929 | 0
50.2298 | 0 | 505.1742 | 505.1742 | 1 | 1 | 15:11 | 27.14 |  | 504.3313 | 0 | 505.1742 | 50.2295 | 50.2297 | 0.00053512 | 0.024314 | 505.1985 |  | -22.0954 | 0 | -22.0954 | 50.5 | 2.1768 | -48.0964 | 1 | 0 | -48.0964 |  | -48.0964 | 0
50.2298 | 0 | 505.1742 | 505.1742 | 1 | 1 | 15:11 | 27.16 |  | 504.3305 | 0 | 505.1742 | 50.2296 | 50.2297 | 0.00048161 | 0.021883 | 505.196 |  | -22.0978 | 0 | -22.0978 | 50.5 | 2.1767 | -48.0996 | 1 | 0 | -48.0996 |  | -48.0996 | 0
50.2298 | 0 | 506.3973 | 506.3973 | 1 | 1 | 15:11 | 27.18 |  | 504.3297 | 0 | 506.3973 | 50.2296 | 50.2297 | 0.00043345 | 0.019695 | 506.417 |  | -20.8769 | 0 | -20.8769 | 50.5 | 2.1766 | -45.4402 | 1 | 0 | -45.4402 |  | -45.4402 | 0
50.2298 | 0 | 506.3973 | 506.3973 | 1 | 1 | 15:11 | 27.2 |  | 504.329 | 0 | 506.3973 | 50.2296 | 50.2297 | 0.0003901 | 0.017725 | 506.415 |  | -20.8788 | 0 | -20.8788 | 50.5 | 2.1765 | -45.4428 | 1 | 0 | -45.4428 |  | -45.4428 | 0
50.2298 | 0 | 505.1742 | 505.1742 | 1 | 1 | 15:11 | 27.22 |  | 504.3282 | 0 | 505.1742 | 50.2296 | 50.2297 | 0.00035109 | 0.015953 | 505.1901 |  | -22.1038 | 0 | -22.1038 | 50.5 | 2.1764 | -48.1073 | 1 | 0 | -48.1073 |  | -48.1073 | 0
50.2298 | 0 | 505.1742 | 505.1742 | 1 | 1 | 15:11 | 27.24 |  | 504.3274 | 0 | 505.1742 | 50.2296 | 50.2297 | 0.00031598 | 0.014357 | 505.1885 |  | -22.1054 | 0 | -22.1054 | 50.5 | 2.1764 | -48.1094 | 1 | 0 | -48.1094 |  | -48.1094 | 0
50.2298 | 0 | 505.1742 | 505.1742 | 1 | 1 | 15:11 | 27.26 |  | 504.3266 | 0 | 505.1742 | 50.2297 | 50.2297 | 0.0036844 | 0.16741 | 505.3416 |  | -21.9523 | 0 | -21.9523 | 50.5 | 2.1763 | -47.7751 | 1 | 0 | -47.7751 |  | -47.7751 | 0
50.2298 | 0 | 505.1742 | 505.1742 | 1 | 1 | 15:11 | 27.28 |  | 504.3258 | 0 | 505.1742 | 50.2297 | 50.2298 | 0.0084159 | 0.38239 | 505.5566 |  | -21.7373 | 0 | -21.7373 | 50.5 | 2.1763 | -47.3061 | 1 | 0 | -47.3061 |  | -47.3061 | 0
50.2298 | 0 | 506.3973 | 506.3973 | 1 | 1 | 15:11 | 27.3 |  | 504.3251 | 0 | 506.3973 | 50.2297 | 50.2301 | 0.012674 | 0.57588 | 506.9732 |  | -20.3207 | 0 | -20.3207 | 50.5 | 2.173 | -44.1569 | 1 | 0 | -44.1569 |  | -44.1569 | 0
50.2298 | 0 | 505.1742 | 505.1742 | 1 | 1 | 15:11 | 27.32 |  | 504.3243 | 0 | 505.1742 | 50.2297 | 50.2304 | 0.014807 | 0.67278 | 505.8469 |  | -21.4469 | 0 | -21.4469 | 50.5 | 2.1701 | -46.5414 | 1 | 0 | -46.5414 |  | -46.5414 | 0
50.2298 | 0 | 505.1742 | 505.1742 | 1 | 1 | 15:11 | 27.34 |  | 504.3235 | 0 | 505.1742 | 50.2297 | 50.2307 | 0.013326 | 0.6055 | 505.7797 |  | -21.5142 | 0 | -21.5142 | 50.5 | 2.1674 | -46.6309 | 1 | 0 | -46.6309 |  | -46.6309 | 0
50.2298 | 0 | 506.3973 | 506.3973 | 1 | 1 | 15:11 | 27.36 |  | 504.3227 | 0 | 506.3973 | 50.2297 | 50.2309 | 0.011994 | 0.54495 | 506.9423 |  | -20.3516 | 0 | -20.3516 | 50.5 | 2.1651 | -44.063 | 1 | 0 | -44.063 |  | -44.063 | 0
50.2298 | 0 | 503.951 | 503.951 | 1 | 1 | 15:11 | 27.38 |  | 504.3219 | 0 | 503.951 | 50.2297 | 50.2312 | 0.010794 | 0.49045 | 504.4414 |  | -22.8525 | 0 | -22.8525 | 50.5 | 2.163 | -49.4292 | 1 | 0 | -49.4292 |  | -49.4292 | 0
50.2298 | 0 | 505.1742 | 505.1742 | 1 | 1 | 15:11 | 27.4 |  | 504.3212 | 0 | 505.1742 | 50.2297 | 50.2314 | 0.0097148 | 0.44141 | 505.6156 |  | -21.6783 | 0 | -21.6783 | 50.5 | 2.1611 | -46.8482 | 1 | 0 | -46.8482 |  | -46.8482 | 0
50.2298 | 0 | 505.1742 | 505.1742 | 1 | 1 | 15:11 | 27.42 |  | 504.3204 | 0 | 505.1742 | 50.2297 | 50.2316 | 0.0087433 | 0.39727 | 505.5714 |  | -21.7224 | 0 | -21.7224 | 50.5 | 2.1594 | -46.9065 | 1 | 0 | -46.9065 |  | -46.9065 | 0
50.2298 | 0 | 506.3973 | 506.3973 | 1 | 1 | 15:11 | 27.44 |  | 504.3196 | 0 | 506.3973 | 50.2297 | 50.2317 | 0.007869 | 0.35754 | 506.7548 |  | -20.539 | 0 | -20.539 | 50.5 | 2.1578 | -44.3195 | 1 | 0 | -44.3195 |  | -44.3195 | 0
50.2298 | 0 | 506.3973 | 506.3973 | 1 | 1 | 15:11 | 27.46 |  | 504.3188 | 0 | 506.3973 | 50.2298 | 50.2319 | 0.0070821 | 0.32179 | 506.7191 |  | -20.5748 | 0 | -20.5748 | 50.5 | 2.1564 | -44.3682 | 1 | 0 | -44.3682 |  | -44.3682 | 0
50.2332 | 0 | 505.1742 | 505.1742 | 1 | 1 | 15:11 | 27.48 |  | 504.318 | 0 | 505.1742 | 50.2301 | 50.232 | 0.0063739 | 0.28963 | 505.4638 |  | -21.8301 | 0 | -21.8301 | 50.5 | 2.1552 | -47.0481 | 1 | 0 | -47.0481 |  | -47.0481 | 0
50.2332 | 0 | 506.3973 | 506.3973 | 1 | 1 | 15:11 | 27.5 |  | 504.3173 | 0 | 506.3973 | 50.2304 | 50.2321 | 0.0057365 | 0.26067 | 506.658 |  | -20.6359 | 0 | -20.6359 | 50.5 | 2.1541 | -44.4513 | 1 | 0 | -44.4513 |  | -44.4513 | 0
50.2332 | 0 | 505.1742 | 505.1742 | 1 | 1 | 15:11 | 27.52 |  | 504.3165 | 0 | 505.1742 | 50.2307 | 50.2322 | 0.0051629 | 0.2346 | 505.4088 |  | -21.8851 | 0 | -21.8851 | 50.5 | 2.1531 | -47.1203 | 1 | 0 | -47.1203 |  | -47.1203 | 0
50.2332 | 0 | 506.3973 | 506.3973 | 1 | 1 | 15:11 | 27.54 |  | 504.3157 | 0 | 506.3973 | 50.2309 | 50.2323 | 0.0046466 | 0.21114 | 506.6084 |  | -20.6854 | 0 | -20.6854 | 50.5 | 2.1522 | -44.5186 | 1 | 0 | -44.5186 |  | -44.5186 | 0
50.2332 | 0 | 505.1742 | 505.1742 | 1 | 1 | 15:11 | 27.56 |  | 504.3149 | 0 | 505.1742 | 50.2312 | 50.2324 | 0.0041819 | 0.19002 | 505.3642 |  | -21.9297 | 0 | -21.9297 | 50.5 | 2.1514 | -47.1786 | 1 | 0 | -47.1786 |  | -47.1786 | 0
50.2332 | 0 | 506.3973 | 506.3973 | 1 | 1 | 15:11 | 27.58 |  | 504.3141 | 0 | 506.3973 | 50.2314 | 50.2325 | 0.0037637 | 0.17102 | 506.5683 |  | -20.7255 | 0 | -20.7255 | 50.5 | 2.1506 | -44.573 | 1 | 0 | -44.573 |  | -44.573 | 0
50.2332 | 0 | 505.1742 | 505.1742 | 1 | 1 | 15:11 | 27.6 |  | 504.3134 | 0 | 505.1742 | 50.2316 | 50.2326 | 0.0033873 | 0.15392 | 505.3281 |  | -21.9658 | 0 | -21.9658 | 50.5 | 2.15 | -47.2259 | 1 | 0 | -47.2259 |  | -47.2259 | 0
50.2332 | 0 | 506.3973 | 506.3973 | 1 | 1 | 15:11 | 27.62 |  | 504.3126 | 0 | 506.3973 | 50.2317 | 50.2326 | 0.0030486 | 0.13853 | 506.5358 |  | -20.758 | 0 | -20.758 | 50.5 | 2.1494 | -44.617 | 1 | 0 | -44.617 |  | -44.617 | 0
50.2332 | 0 | 505.1742 | 505.1742 | 1 | 1 | 15:11 | 27.64 |  | 504.3118 | 0 | 505.1742 | 50.2319 | 50.2327 | 0.0027438 | 0.12468 | 505.2988 |  | -21.995 | 0 | -21.995 | 50.5 | 2.1489 | -47.2641 | 1 | 0 | -47.2641 |  | -47.2641 | 0
50.2332 | 0 | 505.1742 | 505.1742 | 1 | 1 | 15:11 | 27.66 |  | 504.311 | 0 | 505.1742 | 50.232 | 50.2327 | 0.0024694 | 0.11221 | 505.2864 |  | -22.0075 | 0 | -22.0075 | 50.5 | 2.1484 | -47.2803 | 1 | 0 | -47.2803 |  | -47.2803 | 0
50.2332 | 0 | 506.3973 | 506.3973 | 1 | 1 | 15:11 | 27.68 |  | 504.3102 | 0 | 506.3973 | 50.2321 | 50.2328 | 0.0022224 | 0.10099 | 506.4983 |  | -20.7956 | 0 | -20.7956 | 50.5 | 2.1479 | -44.6677 | 1 | 0 | -44.6677 |  | -44.6677 | 0
50.2332 | 0 | 505.1742 | 505.1742 | 1 | 1 | 15:11 | 27.7 |  | 504.3095 | 0 | 505.1742 | 50.2322 | 50.2328 | 0.0020002 | 0.090888 | 505.265 |  | -22.0288 | 0 | -22.0288 | 50.5 | 2.1476 | -47.3082 | 1 | 0 | -47.3082 |  | -47.3082 | 0
50.2332 | 0 | 506.3973 | 506.3973 | 1 | 1 | 15:11 | 27.72 |  | 504.3087 | 0 | 506.3973 | 50.2323 | 50.2329 | 0.0018002 | 0.0818 | 506.4791 |  | -20.8148 | 0 | -20.8148 | 50.5 | 2.1472 | -44.6937 | 1 | 0 | -44.6937 |  | -44.6937 | 0
50.2332 | 0 | 506.3973 | 506.3973 | 1 | 1 | 15:11 | 27.74 |  | 504.3079 | 0 | 506.3973 | 50.2324 | 50.2329 | 0.0016202 | 0.07362 | 506.4709 |  | -20.8229 | 0 | -20.8229 | 50.5 | 2.1469 | -44.7047 | 1 | 0 | -44.7047 |  | -44.7047 | 0
50.2332 | 0 | 506.3973 | 506.3973 | 1 | 1 | 15:11 | 27.76 |  | 504.3071 | 0 | 506.3973 | 50.2325 | 50.2329 | 0.0014581 | 0.066258 | 506.4636 |  | -20.8303 | 0 | -20.8303 | 50.5 | 2.1466 | -44.7146 | 1 | 0 | -44.7146 |  | -44.7146 | 0
50.2332 | 0 | 505.1742 | 505.1742 | 1 | 1 | 15:11 | 27.78 |  | 504.3063 | 0 | 505.1742 | 50.2326 | 50.233 | 0.0013123 | 0.059632 | 505.2338 |  | -22.0601 | 0 | -22.0601 | 50.5 | 2.1464 | -47.3489 | 1 | 0 | -47.3489 |  | -47.3489 | 0
50.2332 | 0 | 506.3973 | 506.3973 | 1 | 1 | 15:11 | 27.8 |  | 504.3056 | 0 | 506.3973 | 50.2326 | 50.233 | 0.0011811 | 0.053669 | 506.451 |  | -20.8429 | 0 | -20.8429 | 50.5 | 2.1461 | -44.7316 | 1 | 0 | -44.7316 |  | -44.7316 | 0
50.2332 | 0 | 506.3973 | 506.3973 | 1 | 1 | 15:11 | 27.82 |  | 504.3048 | 0 | 506.3973 | 50.2327 | 50.233 | 0.001063 | 0.048302 | 506.4456 |  | -20.8483 | 0 | -20.8483 | 50.5 | 2.1459 | -44.7389 | 1 | 0 | -44.7389 |  | -44.7389 | 0
50.2332 | 0 | 505.1742 | 505.1742 | 1 | 1 | 15:11 | 27.84 |  | 504.304 | 0 | 505.1742 | 50.2327 | 50.233 | 0.00095669 | 0.043472 | 505.2176 |  | -22.0762 | 0 | -22.0762 | 50.5 | 2.1457 | -47.3699 | 1 | 0 | -47.3699 |  | -47.3699 | 0
50.2332 | 0 | 505.1742 | 505.1742 | 1 | 1 | 15:11 | 27.86 |  | 504.3032 | 0 | 505.1742 | 50.2328 | 50.233 | 0.00086102 | 0.039124 | 505.2133 |  | -22.0806 | 0 | -22.0806 | 50.5 | 2.1456 | -47.3756 | 1 | 0 | -47.3756 |  | -47.3756 | 0
50.2332 | 0 | 505.1742 | 505.1742 | 1 | 1 | 15:11 | 27.88 |  | 504.3024 | 0 | 505.1742 | 50.2328 | 50.2331 | 0.00077492 | 0.035212 | 505.2094 |  | -22.0845 | 0 | -22.0845 | 50.5 | 2.1454 | -47.3807 | 1 | 0 | -47.3807 |  | -47.3807 | 0
50.2332 | 0 | 503.951 | 503.951 | 1 | 1 | 15:11 | 27.9 |  | 504.3017 | 0 | 503.951 | 50.2329 | 50.2331 | 0.00069742 | 0.031691 | 503.9826 |  | -23.3112 | 0 | -23.3112 | 50.5 | 2.1453 | -50.0094 | 1 | 0 | -50.0094 |  | -50.0094 | 0
50.2332 | 0 | 505.1742 | 505.1742 | 1 | 1 | 15:11 | 27.92 |  | 504.3009 | 0 | 505.1742 | 50.2329 | 50.2331 | 0.00062768 | 0.028522 | 505.2027 |  | -22.0912 | 0 | -22.0912 | 50.5 | 2.1452 | -47.3894 | 1 | 0 | -47.3894 |  | -47.3894 | 0
50.2332 | 0 | 505.1742 | 505.1742 | 1 | 1 | 15:11 | 27.94 |  | 504.3001 | 0 | 505.1742 | 50.2329 | 50.2331 | 0.00056491 | 0.02567 | 505.1998 |  | -22.094 | 0 | -22.094 | 50.5 | 2.1451 | -47.3931 | 1 | 0 | -47.3931 |  | -47.3931 | 0
50.2332 | 0 | 505.1742 | 505.1742 | 1 | 1 | 15:11 | 27.96 |  | 504.2993 | 0 | 505.1742 | 50.233 | 50.2331 | 0.00050842 | 0.023103 | 505.1973 |  | -22.0966 | 0 | -22.0966 | 50.5 | 2.145 | -47.3964 | 1 | 0 | -47.3964 |  | -47.3964 | 0
50.2332 | 0 | 505.1742 | 505.1742 | 1 | 1 | 15:11 | 27.98 |  | 504.2985 | 0 | 505.1742 | 50.233 | 50.2331 | 0.00045758 | 0.020792 | 505.195 |  | -22.0989 | 0 | -22.0989 | 50.5 | 2.1449 | -47.3994 | 1 | 0 | -47.3994 |  | -47.3994 | 0
50.2332 | 0 | 505.1742 | 505.1742 | 1 | 1 | 15:11 | 28 |  | 504.2978 | 0 | 505.1742 | 50.233 | 50.2331 | 0.00041182 | 0.018713 | 505.1929 |  | -22.101 | 0 | -22.101 | 50.5 | 2.1448 | -47.4022 | 1 | 0 | -47.4022 |  | -47.4022 | 0
50.2332 | 0 | 505.1742 | 505.1742 | 1 | 1 | 15:11 | 28.02 |  | 504.297 | 0 | 505.1742 | 50.233 | 50.2331 | 0.00037064 | 0.016842 | 505.191 |  | -22.1029 | 0 | -22.1029 | 50.5 | 2.1447 | -47.4046 | 1 | 0 | -47.4046 |  | -47.4046 | 0
50.2332 | 0 | 506.3973 | 506.3973 | 1 | 1 | 15:11 | 28.04 |  | 504.2962 | 0 | 506.3973 | 50.233 | 50.2331 | 0.00033358 | 0.015158 | 506.4125 |  | -20.8814 | 0 | -20.8814 | 50.5 | 2.1447 | -44.7835 | 1 | 0 | -44.7835 |  | -44.7835 | 0
50.2332 | 0 | 505.1742 | 505.1742 | 1 | 1 | 15:11 | 28.06 |  | 504.2954 | 0 | 505.1742 | 50.2331 | 50.2331 | 0.00030022 | 0.013642 | 505.1878 |  | -22.1061 | 0 | -22.1061 | 50.5 | 2.1446 | -47.4087 | 1 | 0 | -47.4087 |  | -47.4087 | 0
50.2332 | 0 | 506.3973 | 506.3973 | 1 | 1 | 15:11 | 28.08 |  | 504.2946 | 0 | 506.3973 | 50.2331 | 50.2331 | 0.0002702 | 0.012278 | 506.4096 |  | -20.8843 | 0 | -20.8843 | 50.5 | 2.1446 | -44.7874 | 1 | 0 | -44.7874 |  | -44.7874 | 0
50.2332 | 0 | 505.1742 | 505.1742 | 1 | 1 | 15:11 | 28.1 |  | 504.2939 | 0 | 505.1742 | 50.2331 | 50.2332 | 0.00024318 | 0.01105 | 505.1852 |  | -22.1087 | 0 | -22.1087 | 50.5 | 2.1445 | -47.4121 | 1 | 0 | -47.4121 |  | -47.4121 | 0
50.2332 | 0 | 505.1742 | 505.1742 | 1 | 1 | 15:11 | 28.12 |  | 504.2931 | 0 | 505.1742 | 50.2331 | 50.2332 | 0.00021886 | 0.0099449 | 505.1841 |  | -22.1098 | 0 | -22.1098 | 50.5 | 2.1445 | -47.4136 | 1 | 0 | -47.4136 |  | -47.4136 | 0
50.2332 | 0 | 506.3973 | 506.3973 | 1 | 1 | 15:11 | 28.14 |  | 504.2923 | 0 | 506.3973 | 50.2331 | 50.2332 | 0.00019697 | 0.0089504 | 506.4063 |  | -20.8876 | 0 | -20.8876 | 50.5 | 2.1444 | -44.7919 | 1 | 0 | -44.7919 |  | -44.7919 | 0
50.2332 | 0 | 505.1742 | 505.1742 | 1 | 1 | 15:11 | 28.16 |  | 504.2915 | 0 | 505.1742 | 50.2331 | 50.2332 | 0.00017728 | 0.0080554 | 505.1822 |  | -22.1117 | 0 | -22.1117 | 50.5 | 2.1444 | -47.416 | 1 | 0 | -47.416 |  | -47.416 | 0
50.2332 | 0 | 503.951 | 503.951 | 1 | 1 | 15:11 | 28.18 |  | 504.2907 | 0 | 503.951 | 50.2331 | 50.2332 | 0.00015955 | 0.0072498 | 503.9582 |  | -23.3357 | 0 | -23.3357 | 50.5 | 2.1444 | -50.0401 | 1 | 0 | -50.0401 |  | -50.0401 | 0
50.2332 | 0 | 505.1742 | 505.1742 | 1 | 1 | 15:11 | 28.2 |  | 504.29 | 0 | 505.1742 | 50.2331 | 50.2332 | 0.00014359 | 0.0065249 | 505.1807 |  | -22.1132 | 0 | -22.1132 | 50.5 | 2.1443 | -47.418 | 1 | 0 | -47.418 |  | -47.418 | 0
50.2332 | 0 | 505.1742 | 505.1742 | 1 | 1 | 15:11 | 28.22 |  | 504.2892 | 0 | 505.1742 | 50.2331 | 50.2332 | 0.00012923 | 0.0058724 | 505.18 |  | -22.1138 | 0 | -22.1138 | 50.5 | 2.1443 | -47.4189 | 1 | 0 | -47.4189 |  | -47.4189 | 0
50.2332 | 0 | 503.951 | 503.951 | 1 | 1 | 15:11 | 28.24 |  | 504.2884 | 0 | 503.951 | 50.2331 | 50.2332 | 0.00011631 | 0.0052851 | 503.9562 |  | -23.3376 | 0 | -23.3376 | 50.5 | 2.1443 | -50.0425 | 1 | 0 | -50.0425 |  | -50.0425 | 0
50.2332 | 0 | 505.1742 | 505.1742 | 1 | 1 | 15:11 | 28.26 |  | 504.2876 | 0 | 505.1742 | 50.2331 | 50.2332 | 0.00010468 | 0.0047566 | 505.1789 |  | -22.115 | 0 | -22.115 | 50.5 | 2.1443 | -47.4203 | 1 | 0 | -47.4203 |  | -47.4203 | 0
50.2332 | 0 | 505.1742 | 505.1742 | 1 | 1 | 15:11 | 28.28 |  | 504.2868 | 0 | 505.1742 | 50.2332 | 50.2332 | 9.4212e-05 | 0.004281 | 505.1784 |  | -22.1154 | 0 | -22.1154 | 50.5 | 2.1442 | -47.4209 | 1 | 0 | -47.4209 |  | -47.4209 | 0
50.2332 | 0 | 505.1742 | 505.1742 | 1 | 1 | 15:11 | 28.3 |  | 504.2861 | 0 | 505.1742 | 50.2332 | 50.2332 | 8.4791e-05 | 0.0038529 | 505.178 |  | -22.1159 | 0 | -22.1159 | 50.5 | 2.1442 | -47.4215 | 1 | 0 | -47.4215 |  | -47.4215 | 0
50.2332 | 0 | 505.1742 | 505.1742 | 1 | 1 | 15:11 | 28.32 |  | 504.2853 | 0 | 505.1742 | 50.2332 | 50.2332 | 7.6312e-05 | 0.0034676 | 505.1776 |  | -22.1162 | 0 | -22.1162 | 50.5 | 2.1442 | -47.422 | 1 | 0 | -47.422 |  | -47.422 | 0
50.2332 | 0 | 505.1742 | 505.1742 | 1 | 1 | 15:11 | 28.34 |  | 504.2845 | 0 | 505.1742 | 50.2332 | 50.2332 | 6.868e-05 | 0.0031208 | 505.1773 |  | -22.1166 | 0 | -22.1166 | 50.5 | 2.1442 | -47.4224 | 1 | 0 | -47.4224 |  | -47.4224 | 0
50.2332 | 0 | 505.1742 | 505.1742 | 1 | 1 | 15:11 | 28.36 |  | 504.2837 | 0 | 505.1742 | 50.2332 | 50.2332 | 6.1812e-05 | 0.0028087 | 505.177 |  | -22.1169 | 0 | -22.1169 | 50.5 | 2.1442 | -47.4228 | 1 | 0 | -47.4228 |  | -47.4228 | 0
50.2332 | 0 | 505.1742 | 505.1742 | 1 | 1 | 15:11 | 28.38 |  | 504.2829 | 0 | 505.1742 | 50.2332 | 50.2332 | 5.5631e-05 | 0.0025279 | 505.1767 |  | -22.1172 | 0 | -22.1172 | 50.5 | 2.1442 | -47.4232 | 1 | 0 | -47.4232 |  | -47.4232 | 0
50.2332 | 0 | 503.951 | 503.951 | 1 | 1 | 15:11 | 28.4 |  | 504.2822 | 0 | 503.951 | 50.2332 | 50.2332 | 5.0068e-05 | 0.0022751 | 503.9532 |  | -23.3406 | 0 | -23.3406 | 50.5 | 2.1442 | -50.0463 | 1 | 0 | -50.0463 |  | -50.0463 | 0
50.2332 | 0 | 505.1742 | 505.1742 | 1 | 1 | 15:11 | 28.42 |  | 504.2814 | 0 | 505.1742 | 50.2332 | 50.2332 | 4.5061e-05 | 0.0020476 | 505.1762 |  | -22.1177 | 0 | -22.1177 | 50.5 | 2.1442 | -47.4238 | 1 | 0 | -47.4238 |  | -47.4238 | 0
50.2332 | 0 | 503.951 | 503.951 | 1 | 1 | 15:11 | 28.44 |  | 504.2806 | 0 | 503.951 | 50.2332 | 50.2332 | 4.0555e-05 | 0.0018428 | 503.9528 |  | -23.3411 | 0 | -23.3411 | 50.5 | 2.1442 | -50.0468 | 1 | 0 | -50.0468 |  | -50.0468 | 0
50.2332 | 0 | 505.1742 | 505.1742 | 1 | 1 | 15:11 | 28.46 |  | 504.2798 | 0 | 505.1742 | 50.2332 | 50.2332 | 3.65e-05 | 0.0016585 | 505.1758 |  | -22.1181 | 0 | -22.1181 | 50.5 | 2.1441 | -47.4243 | 1 | 0 | -47.4243 |  | -47.4243 | 0
50.2332 | 0 | 503.951 | 503.951 | 1 | 1 | 15:11 | 28.48 |  | 504.279 | 0 | 503.951 | 50.2332 | 50.2332 | 3.285e-05 | 0.0014927 | 503.9524 |  | -23.3414 | 0 | -23.3414 | 50.5 | 2.1441 | -50.0473 | 1 | 0 | -50.0473 |  | -50.0473 | 0
50.2332 | 0 | 505.1742 | 505.1742 | 1 | 1 | 15:11 | 28.5 |  | 504.2783 | 0 | 505.1742 | 50.2332 | 50.2332 | 2.9565e-05 | 0.0013434 | 505.1755 |  | -22.1184 | 0 | -22.1184 | 50.5 | 2.1441 | -47.4247 | 1 | 0 | -47.4247 |  | -47.4247 | 0
50.2332 | 0 | 505.1742 | 505.1742 | 1 | 1 | 15:11 | 28.52 |  | 504.2775 | 0 | 505.1742 | 50.2332 | 50.2332 | 2.6608e-05 | 0.0012091 | 505.1754 |  | -22.1185 | 0 | -22.1185 | 50.5 | 2.1441 | -47.4249 | 1 | 0 | -47.4249 |  | -47.4249 | 0
50.2332 | 0 | 503.951 | 503.951 | 1 | 1 | 15:11 | 28.54 |  | 504.2767 | 0 | 503.951 | 50.2332 | 50.2332 | 2.3947e-05 | 0.0010882 | 503.952 |  | -23.3418 | 0 | -23.3418 | 50.5 | 2.1441 | -50.0478 | 1 | 0 | -50.0478 |  | -50.0478 | 0
50.2332 | 0 | 503.951 | 503.951 | 1 | 1 | 15:11 | 28.56 |  | 504.2759 | 0 | 503.951 | 50.2332 | 50.2332 | 2.1553e-05 | 0.00097935 | 503.9519 |  | -23.3419 | 0 | -23.3419 | 50.5 | 2.1441 | -50.0479 | 1 | 0 | -50.0479 |  | -50.0479 | 0
50.2332 | 0 | 503.951 | 503.951 | 1 | 1 | 15:11 | 28.58 |  | 504.2751 | 0 | 503.951 | 50.2332 | 50.2332 | 1.9397e-05 | 0.00088141 | 503.9518 |  | -23.342 | 0 | -23.342 | 50.5 | 2.1441 | -50.048 | 1 | 0 | -50.048 |  | -50.048 | 0
50.2332 | 0 | 503.951 | 503.951 | 1 | 1 | 15:11 | 28.6 |  | 504.2744 | 0 | 503.951 | 50.2332 | 50.2332 | 1.7458e-05 | 0.00079327 | 503.9517 |  | -23.3421 | 0 | -23.3421 | 50.5 | 2.1441 | -50.0481 | 1 | 0 | -50.0481 |  | -50.0481 | 0
50.2332 | 0 | 506.3973 | 506.3973 | 1 | 1 | 15:11 | 28.62 |  | 504.2736 | 0 | 506.3973 | 50.2332 | 50.2332 | 1.5712e-05 | 0.00071394 | 506.398 |  | -20.8959 | 0 | -20.8959 | 50.5 | 2.1441 | -44.803 | 1 | 0 | -44.803 |  | -44.803 | 0
50.2332 | 0 | 505.1742 | 505.1742 | 1 | 1 | 15:11 | 28.64 |  | 504.2728 | 0 | 505.1742 | 50.2332 | 50.2332 | 1.4141e-05 | 0.00064255 | 505.1748 |  | -22.1191 | 0 | -22.1191 | 50.5 | 2.1441 | -47.4257 | 1 | 0 | -47.4257 |  | -47.4257 | 0
50.2332 | 0 | 505.1742 | 505.1742 | 1 | 1 | 15:11 | 28.66 |  | 504.272 | 0 | 505.1742 | 50.2332 | 50.2332 | 1.2727e-05 | 0.00057829 | 505.1747 |  | -22.1191 | 0 | -22.1191 | 50.5 | 2.1441 | -47.4257 | 1 | 0 | -47.4257 |  | -47.4257 | 0
50.2332 | 0 | 503.951 | 503.951 | 1 | 1 | 15:11 | 28.68 |  | 504.2712 | 0 | 503.951 | 50.2332 | 50.2332 | 1.1454e-05 | 0.00052046 | 503.9515 |  | -23.3424 | 0 | -23.3424 | 50.5 | 2.1441 | -50.0485 | 1 | 0 | -50.0485 |  | -50.0485 | 0
50.2332 | 0 | 505.1742 | 505.1742 | 1 | 1 | 15:11 | 28.7 |  | 504.2705 | 0 | 505.1742 | 50.2332 | 50.2332 | 1.0309e-05 | 0.00046842 | 505.1746 |  | -22.1192 | 0 | -22.1192 | 50.5 | 2.1441 | -47.4259 | 1 | 0 | -47.4259 |  | -47.4259 | 0
50.2332 | 0 | 503.951 | 503.951 | 1 | 1 | 15:11 | 28.72 |  | 504.2697 | 0 | 503.951 | 50.2332 | 50.2332 | 9.2777e-06 | 0.00042158 | 503.9514 |  | -23.3425 | 0 | -23.3425 | 50.5 | 2.1441 | -50.0486 | 1 | 0 | -50.0486 |  | -50.0486 | 0
50.2332 | 0 | 505.1742 | 505.1742 | 1 | 1 | 15:11 | 28.74 |  | 504.2689 | 0 | 505.1742 | 50.2332 | 50.2332 | 8.3499e-06 | 0.00037942 | 505.1745 |  | -22.1193 | 0 | -22.1193 | 50.5 | 2.1441 | -47.426 | 1 | 0 | -47.426 |  | -47.426 | 0
50.2332 | 0 | 503.951 | 503.951 | 1 | 1 | 15:11 | 28.76 |  | 504.2681 | 0 | 503.951 | 50.2332 | 50.2332 | 7.5149e-06 | 0.00034148 | 503.9513 |  | -23.3426 | 0 | -23.3426 | 50.5 | 2.1441 | -50.0487 | 1 | 0 | -50.0487 |  | -50.0487 | 0
50.2332 | 0 | 505.1742 | 505.1742 | 1 | 1 | 15:11 | 28.78 |  | 504.2673 | 0 | 505.1742 | 50.2332 | 50.2332 | 6.7634e-06 | 0.00030733 | 505.1745 |  | -22.1194 | 0 | -22.1194 | 50.5 | 2.1441 | -47.4261 | 1 | 0 | -47.4261 |  | -47.4261 | 0
50.2332 | 0 | 505.1742 | 505.1742 | 1 | 1 | 15:11 | 28.8 |  | 504.2666 | 0 | 505.1742 | 50.2332 | 50.2332 | 6.0871e-06 | 0.0002766 | 505.1744 |  | -22.1194 | 0 | -22.1194 | 50.5 | 2.1441 | -47.4261 | 1 | 0 | -47.4261 |  | -47.4261 | 0
50.2332 | 0 | 503.951 | 503.951 | 1 | 1 | 15:11 | 28.82 |  | 504.2658 | 0 | 503.951 | 50.2332 | 50.2332 | 5.4784e-06 | 0.00024894 | 503.9512 |  | -23.3427 | 0 | -23.3427 | 50.5 | 2.1441 | -50.0488 | 1 | 0 | -50.0488 |  | -50.0488 | 0
50.2332 | 0 | 503.951 | 503.951 | 1 | 1 | 15:11 | 28.84 |  | 504.265 | 0 | 503.951 | 50.2332 | 50.2332 | 4.9306e-06 | 0.00022404 | 503.9512 |  | -23.3427 | 0 | -23.3427 | 50.5 | 2.1441 | -50.0489 | 1 | 0 | -50.0489 |  | -50.0489 | 0
50.2332 | 0 | 503.951 | 503.951 | 1 | 1 | 15:11 | 28.86 |  | 504.2642 | 0 | 503.951 | 50.2332 | 50.2332 | 4.4375e-06 | 0.00020164 | 503.9512 |  | -23.3427 | 0 | -23.3427 | 50.5 | 2.1441 | -50.0489 | 1 | 0 | -50.0489 |  | -50.0489 | 0
50.2332 | 0 | 503.951 | 503.951 | 1 | 1 | 15:11 | 28.88 |  | 504.2634 | 0 | 503.951 | 50.2332 | 50.2332 | 3.9937e-06 | 0.00018147 | 503.9511 |  | -23.3427 | 0 | -23.3427 | 50.5 | 2.1441 | -50.0489 | 1 | 0 | -50.0489 |  | -50.0489 | 0
50.2332 | 0 | 503.951 | 503.951 | 1 | 1 | 15:11 | 28.9 |  | 504.2627 | 0 | 503.951 | 50.2332 | 50.2332 | 3.5944e-06 | 0.00016333 | 503.9511 |  | -23.3428 | 0 | -23.3428 | 50.5 | 2.1441 | -50.0489 | 1 | 0 | -50.0489 |  | -50.0489 | 0
50.2332 | 0 | 503.951 | 503.951 | 1 | 1 | 15:11 | 28.92 |  | 504.2619 | 0 | 503.951 | 50.2332 | 50.2332 | 3.2349e-06 | 0.00014699 | 503.9511 |  | -23.3428 | 0 | -23.3428 | 50.5 | 2.1441 | -50.049 | 1 | 0 | -50.049 |  | -50.049 | 0
50.2332 | 0 | 503.951 | 503.951 | 1 | 1 | 15:11 | 28.94 |  | 504.2611 | 0 | 503.951 | 50.2332 | 50.2332 | 2.9114e-06 | 0.0001323 | 503.9511 |  | -23.3428 | 0 | -23.3428 | 50.5 | 2.1441 | -50.049 | 1 | 0 | -50.049 |  | -50.049 | 0
50.2332 | 0 | 503.951 | 503.951 | 1 | 1 | 15:11 | 28.96 |  | 504.2603 | 0 | 503.951 | 50.2332 | 50.2332 | 2.6203e-06 | 0.00011907 | 503.9511 |  | -23.3428 | 0 | -23.3428 | 50.5 | 2.1441 | -50.049 | 1 | 0 | -50.049 |  | -50.049 | 0
50.2332 | 0 | 503.951 | 503.951 | 1 | 1 | 15:11 | 28.98 |  | 504.2595 | 0 | 503.951 | 50.2332 | 50.2332 | 2.3583e-06 | 0.00010716 | 503.9511 |  | -23.3428 | 0 | -23.3428 | 50.5 | 2.1441 | -50.049 | 1 | 0 | -50.049 |  | -50.049 | 0
50.2332 | 0 | 503.951 | 503.951 | 1 | 1 | 15:11 | 29 |  | 504.2588 | 0 | 503.951 | 50.2332 | 50.2332 | 2.1224e-06 | 9.6443e-05 | 503.951 |  | -23.3428 | 0 | -23.3428 | 50.5 | 2.1441 | -50.049 | 1 | 0 | -50.049 |  | -50.049 | 0
50.2332 | 0 | 503.951 | 503.951 | 1 | 1 | 15:11 | 29.02 |  | 504.258 | 0 | 503.951 | 50.2332 | 50.2332 | 1.9102e-06 | 8.6799e-05 | 503.951 |  | -23.3428 | 0 | -23.3428 | 50.5 | 2.1441 | -50.049 | 1 | 0 | -50.049 |  | -50.049 | 0
50.2332 | 0 | 503.951 | 503.951 | 1 | 1 | 15:11 | 29.04 |  | 504.2572 | 0 | 503.951 | 50.2332 | 50.2332 | 1.7192e-06 | 7.8119e-05 | 503.951 |  | -23.3428 | 0 | -23.3428 | 50.5 | 2.1441 | -50.049 | 1 | 0 | -50.049 |  | -50.049 | 0
50.2332 | 0 | 505.1742 | 505.1742 | 1 | 1 | 15:11 | 29.06 |  | 504.2564 | 0 | 505.1742 | 50.2332 | 50.2332 | 1.5473e-06 | 7.0307e-05 | 505.1742 |  | -22.1196 | 0 | -22.1196 | 50.5 | 2.1441 | -47.4264 | 1 | 0 | -47.4264 |  | -47.4264 | 0
50.2332 | 0 | 503.951 | 503.951 | 1 | 1 | 15:11 | 29.08 |  | 504.2556 | 0 | 503.951 | 50.2332 | 50.2332 | 1.3925e-06 | 6.3276e-05 | 503.951 |  | -23.3429 | 0 | -23.3429 | 50.5 | 2.1441 | -50.0491 | 1 | 0 | -50.0491 |  | -50.0491 | 0
50.2332 | 0 | 503.951 | 503.951 | 1 | 1 | 15:11 | 29.1 |  | 504.2549 | 0 | 503.951 | 50.2332 | 50.2332 | 1.2533e-06 | 5.6949e-05 | 503.951 |  | -23.3429 | 0 | -23.3429 | 50.5 | 2.1441 | -50.0491 | 1 | 0 | -50.0491 |  | -50.0491 | 0
50.2332 | 0 | 503.951 | 503.951 | 1 | 1 | 15:11 | 29.12 |  | 504.2541 | 0 | 503.951 | 50.2332 | 50.2332 | 1.128e-06 | 5.1254e-05 | 503.951 |  | -23.3429 | 0 | -23.3429 | 50.5 | 2.1441 | -50.0491 | 1 | 0 | -50.0491 |  | -50.0491 | 0
50.2332 | 0 | 503.951 | 503.951 | 1 | 1 | 15:11 | 29.14 |  | 504.2533 | 0 | 503.951 | 50.2332 | 50.2332 | 1.0152e-06 | 4.6128e-05 | 503.951 |  | -23.3429 | 0 | -23.3429 | 50.5 | 2.1441 | -50.0491 | 1 | 0 | -50.0491 |  | -50.0491 | 0
50.2332 | 0 | 503.951 | 503.951 | 1 | 1 | 15:11 | 29.16 |  | 504.2525 | 0 | 503.951 | 50.2332 | 50.2332 | 9.1364e-07 | 4.1516e-05 | 503.951 |  | -23.3429 | 0 | -23.3429 | 50.5 | 2.1441 | -50.0491 | 1 | 0 | -50.0491 |  | -50.0491 | 0
50.2332 | 0 | 505.1742 | 505.1742 | 1 | 1 | 15:11 | 29.18 |  | 504.2517 | 0 | 505.1742 | 50.2332 | 50.2332 | 8.2228e-07 | 3.7364e-05 | 505.1742 |  | -22.1197 | 0 | -22.1197 | 50.5 | 2.1441 | -47.4264 | 1 | 0 | -47.4264 |  | -47.4264 | 0
50.2332 | 0 | 505.1742 | 505.1742 | 1 | 1 | 15:11 | 29.2 |  | 504.251 | 0 | 505.1742 | 50.2332 | 50.2332 | 7.4005e-07 | 3.3628e-05 | 505.1742 |  | -22.1197 | 0 | -22.1197 | 50.5 | 2.1441 | -47.4264 | 1 | 0 | -47.4264 |  | -47.4264 | 0
50.2332 | 0 | 503.951 | 503.951 | 1 | 1 | 15:11 | 29.22 |  | 504.2502 | 0 | 503.951 | 50.2332 | 50.2332 | 6.6604e-07 | 3.0265e-05 | 503.951 |  | -23.3429 | 0 | -23.3429 | 50.5 | 2.1441 | -50.0491 | 1 | 0 | -50.0491 |  | -50.0491 | 0
50.2332 | 0 | 503.951 | 503.951 | 1 | 1 | 15:11 | 29.24 |  | 504.2494 | 0 | 503.951 | 50.2332 | 50.2332 | 5.9944e-07 | 2.7238e-05 | 503.951 |  | -23.3429 | 0 | -23.3429 | 50.5 | 2.1441 | -50.0491 | 1 | 0 | -50.0491 |  | -50.0491 | 0
50.2332 | 0 | 503.951 | 503.951 | 1 | 1 | 15:11 | 29.26 |  | 504.2486 | 0 | 503.951 | 50.2332 | 50.2332 | 5.395e-07 | 2.4515e-05 | 503.951 |  | -23.3429 | 0 | -23.3429 | 50.5 | 2.1441 | -50.0491 | 1 | 0 | -50.0491 |  | -50.0491 | 0
50.2332 | 0 | 505.1742 | 505.1742 | 1 | 1 | 15:11 | 29.28 |  | 504.2478 | 0 | 505.1742 | 50.2332 | 50.2332 | -0.0033995 | -0.15447 | 505.0197 |  | -22.2742 | 0 | -22.2742 | 50.5 | 2.1441 | -47.7577 | 1 | 0 | -47.7577 |  | -47.7577 | 0
50.2332 | 0 | 505.1742 | 505.1742 | 1 | 1 | 15:11 | 29.3 |  | 504.2471 | 0 | 505.1742 | 50.2332 | 50.2332 | -0.0081596 | -0.37077 | 504.8034 |  | -22.4905 | 0 | -22.4905 | 50.5 | 2.1441 | -48.2215 | 1 | 0 | -48.2215 |  | -48.2215 | 0
50.2332 | 0 | 503.951 | 503.951 | 1 | 1 | 15:11 | 29.32 |  | 504.2463 | 0 | 503.951 | 50.2332 | 50.2329 | -0.012444 | -0.56543 | 503.3855 |  | -23.9084 | 0 | -23.9084 | 50.5 | 2.1472 | -51.3363 | 1 | 0 | -51.3363 |  | -51.3363 | 0
50.2332 | 0 | 503.951 | 503.951 | 1 | 1 | 15:11 | 29.34 |  | 504.2455 | 0 | 503.951 | 50.2332 | 50.2326 | -0.014599 | -0.66339 | 503.2876 |  | -24.0063 | 0 | -24.0063 | 50.5 | 2.15 | -51.6145 | 1 | 0 | -51.6145 |  | -51.6145 | 0
50.2332 | 0 | 503.951 | 503.951 | 1 | 1 | 15:11 | 29.36 |  | 504.2447 | 0 | 503.951 | 50.2332 | 50.2323 | -0.013139 | -0.59705 | 503.3539 |  | -23.94 | 0 | -23.94 | 50.5 | 2.1526 | -51.5329 | 1 | 0 | -51.5329 |  | -51.5329 | 0
50.2332 | 0 | 505.1742 | 505.1742 | 1 | 1 | 15:11 | 29.38 |  | 504.2439 | 0 | 505.1742 | 50.2332 | 50.232 | -0.011825 | -0.53734 | 504.6368 |  | -22.6571 | 0 | -22.6571 | 50.5 | 2.1549 | -48.8234 | 1 | 0 | -48.8234 |  | -48.8234 | 0
50.2332 | 0 | 505.1742 | 505.1742 | 1 | 1 | 15:11 | 29.4 |  | 504.2432 | 0 | 505.1742 | 50.2332 | 50.2318 | -0.010643 | -0.48361 | 504.6906 |  | -22.6033 | 0 | -22.6033 | 50.5 | 2.157 | -48.7545 | 1 | 0 | -48.7545 |  | -48.7545 | 0
50.2332 | 0 | 503.951 | 503.951 | 1 | 1 | 15:11 | 29.42 |  | 504.2424 | 0 | 503.951 | 50.2332 | 50.2316 | -0.0095786 | -0.43525 | 503.5157 |  | -23.7782 | 0 | -23.7782 | 50.5 | 2.1588 | -51.333 | 1 | 0 | -51.333 |  | -51.333 | 0
50.2332 | 0 | 505.1742 | 505.1742 | 1 | 1 | 15:11 | 29.44 |  | 504.2416 | 0 | 505.1742 | 50.2332 | 50.2314 | -0.0086207 | -0.39172 | 504.7824 |  | -22.5114 | 0 | -22.5114 | 50.5 | 2.1605 | -48.6363 | 1 | 0 | -48.6363 |  | -48.6363 | 0
50.2332 | 0 | 503.951 | 503.951 | 1 | 1 | 15:11 | 29.46 |  | 504.2408 | 0 | 503.951 | 50.2332 | 50.2313 | -0.0077586 | -0.35255 | 503.5984 |  | -23.6955 | 0 | -23.6955 | 50.5 | 2.162 | -51.2304 | 1 | 0 | -51.2304 |  | -51.2304 | 0
50.2332 | 0 | 505.1742 | 505.1742 | 1 | 1 | 15:11 | 29.48 |  | 504.24 | 0 | 505.1742 | 50.2332 | 50.2311 | -0.0069828 | -0.3173 | 504.8569 |  | -22.437 | 0 | -22.437 | 50.5 | 2.1634 | -48.5403 | 1 | 0 | -48.5403 |  | -48.5403 | 0
50.2298 | 0 | 505.1742 | 505.1742 | 1 | 1 | 15:11 | 29.5 |  | 504.2393 | 0 | 505.1742 | 50.2329 | 50.231 | -0.0062845 | -0.28555 | 504.8886 |  | -22.4053 | 0 | -22.4053 | 50.5 | 2.1646 | -48.4993 | 1 | 0 | -48.4993 |  | -48.4993 | 0
50.2298 | 0 | 503.951 | 503.951 | 1 | 1 | 15:11 | 29.52 |  | 504.2385 | 0 | 503.951 | 50.2326 | 50.2309 | -0.005656 | -0.25699 | 503.694 |  | -23.5999 | 0 | -23.5999 | 50.5 | 2.1657 | -51.1115 | 1 | 0 | -51.1115 |  | -51.1115 | 0
50.2298 | 0 | 503.951 | 503.951 | 1 | 1 | 15:11 | 29.54 |  | 504.2377 | 0 | 503.951 | 50.2323 | 50.2308 | -0.0050904 | -0.23129 | 503.7197 |  | -23.5742 | 0 | -23.5742 | 50.5 | 2.1668 | -51.0795 | 1 | 0 | -51.0795 |  | -51.0795 | 0
50.2298 | 0 | 505.1742 | 505.1742 | 1 | 1 | 15:11 | 29.56 |  | 504.2369 | 0 | 505.1742 | 50.232 | 50.2307 | -0.0045814 | -0.20816 | 504.966 |  | -22.3279 | 0 | -22.3279 | 50.5 | 2.1677 | -48.3991 | 1 | 0 | -48.3991 |  | -48.3991 | 0
50.2298 | 0 | 503.951 | 503.951 | 1 | 1 | 15:11 | 29.58 |  | 504.2361 | 0 | 503.951 | 50.2318 | 50.2306 | -0.0041233 | -0.18735 | 503.7636 |  | -23.5303 | 0 | -23.5303 | 50.5 | 2.1685 | -51.0246 | 1 | 0 | -51.0246 |  | -51.0246 | 0
50.2298 | 0 | 505.1742 | 505.1742 | 1 | 1 | 15:11 | 29.6 |  | 504.2354 | 0 | 505.1742 | 50.2316 | 50.2305 | -0.0037109 | -0.16861 | 505.0055 |  | -22.2883 | 0 | -22.2883 | 50.5 | 2.1692 | -48.3478 | 1 | 0 | -48.3478 |  | -48.3478 | 0
50.2298 | 0 | 505.1742 | 505.1742 | 1 | 1 | 15:11 | 29.62 |  | 504.2346 | 0 | 505.1742 | 50.2314 | 50.2304 | -0.0033398 | -0.15175 | 505.0224 |  | -22.2715 | 0 | -22.2715 | 50.5 | 2.1699 | -48.3259 | 1 | 0 | -48.3259 |  | -48.3259 | 0
50.2298 | 0 | 505.1742 | 505.1742 | 1 | 1 | 15:11 | 29.64 |  | 504.2338 | 0 | 505.1742 | 50.2313 | 50.2304 | -0.0030059 | -0.13658 | 505.0376 |  | -22.2563 | 0 | -22.2563 | 50.5 | 2.1704 | -48.3062 | 1 | 0 | -48.3062 |  | -48.3062 | 0
50.2298 | 0 | 505.1742 | 505.1742 | 1 | 1 | 15:11 | 29.66 |  | 504.233 | 0 | 505.1742 | 50.2311 | 50.2303 | -0.0027053 | -0.12292 | 505.0512 |  | -22.2426 | 0 | -22.2426 | 50.5 | 2.171 | -48.2884 | 1 | 0 | -48.2884 |  | -48.2884 | 0
50.2298 | 0 | 503.951 | 503.951 | 1 | 1 | 15:11 | 29.68 |  | 504.2322 | 0 | 503.951 | 50.231 | 50.2303 | -0.0024347 | -0.11063 | 503.8403 |  | -23.4535 | 0 | -23.4535 | 50.5 | 2.1715 | -50.9286 | 1 | 0 | -50.9286 |  | -50.9286 | 0
50.2298 | 0 | 503.951 | 503.951 | 1 | 1 | 15:11 | 29.7 |  | 504.2315 | 0 | 503.951 | 50.2309 | 50.2302 | -0.0021913 | -0.099564 | 503.8514 |  | -23.4425 | 0 | -23.4425 | 50.5 | 2.1719 | -50.9147 | 1 | 0 | -50.9147 |  | -50.9147 | 0
50.2298 | 0 | 505.1742 | 505.1742 | 1 | 1 | 15:11 | 29.72 |  | 504.2307 | 0 | 505.1742 | 50.2308 | 50.2302 | -0.0019721 | -0.089608 | 505.0846 |  | -22.2093 | 0 | -22.2093 | 50.5 | 2.1723 | -48.245 | 1 | 0 | -48.245 |  | -48.245 | 0
50.2298 | 0 | 505.1742 | 505.1742 | 1 | 1 | 15:11 | 29.74 |  | 504.2299 | 0 | 505.1742 | 50.2307 | 50.2301 | -0.0017749 | -0.080647 | 505.0935 |  | -22.2004 | 0 | -22.2004 | 50.5 | 2.1726 | -48.2334 | 1 | 0 | -48.2334 |  | -48.2334 | 0
50.2298 | 0 | 503.951 | 503.951 | 1 | 1 | 15:11 | 29.76 |  | 504.2291 | 0 | 503.951 | 50.2306 | 50.2301 | -0.0015974 | -0.072582 | 503.8784 |  | -23.4155 | 0 | -23.4155 | 50.5 | 2.173 | -50.8808 | 1 | 0 | -50.8808 |  | -50.8808 | 0
50.2298 | 0 | 503.951 | 503.951 | 1 | 1 | 15:11 | 29.78 |  | 504.2283 | 0 | 503.951 | 50.2305 | 50.2301 | -0.0014377 | -0.065324 | 503.8856 |  | -23.4082 | 0 | -23.4082 | 50.5 | 2.1732 | -50.8717 | 1 | 0 | -50.8717 |  | -50.8717 | 0
50.2298 | 0 | 503.951 | 503.951 | 1 | 1 | 15:11 | 29.8 |  | 504.2276 | 0 | 503.951 | 50.2304 | 50.23 | -0.0012939 | -0.058792 | 503.8922 |  | -23.4017 | 0 | -23.4017 | 50.5 | 2.1735 | -50.8635 | 1 | 0 | -50.8635 |  | -50.8635 | 0
50.2298 | 0 | 503.951 | 503.951 | 1 | 1 | 15:11 | 29.82 |  | 504.2268 | 0 | 503.951 | 50.2304 | 50.23 | -0.0011645 | -0.052912 | 503.898 |  | -23.3958 | 0 | -23.3958 | 50.5 | 2.1737 | -50.8562 | 1 | 0 | -50.8562 |  | -50.8562 | 0
50.2298 | 0 | 505.1742 | 505.1742 | 1 | 1 | 15:11 | 29.84 |  | 504.226 | 0 | 505.1742 | 50.2303 | 50.23 | -0.0010481 | -0.047621 | 505.1265 |  | -22.1673 | 0 | -22.1673 | 50.5 | 2.1739 | -48.1903 | 1 | 0 | -48.1903 |  | -48.1903 | 0
50.2298 | 0 | 503.951 | 503.951 | 1 | 1 | 15:11 | 29.86 |  | 504.2252 | 0 | 503.951 | 50.2303 | 50.23 | -0.00094327 | -0.042859 | 503.9081 |  | -23.3858 | 0 | -23.3858 | 50.5 | 2.1741 | -50.8435 | 1 | 0 | -50.8435 |  | -50.8435 | 0
50.2298 | 0 | 503.951 | 503.951 | 1 | 1 | 15:11 | 29.88 |  | 504.2244 | 0 | 503.951 | 50.2302 | 50.23 | -0.00084894 | -0.038573 | 503.9124 |  | -23.3815 | 0 | -23.3815 | 50.5 | 2.1743 | -50.8381 | 1 | 0 | -50.8381 |  | -50.8381 | 0
50.2298 | 0 | 503.951 | 503.951 | 1 | 1 | 15:11 | 29.9 |  | 504.2237 | 0 | 503.951 | 50.2302 | 50.2299 | -0.00076405 | -0.034716 | 503.9162 |  | -23.3776 | 0 | -23.3776 | 50.5 | 2.1744 | -50.8333 | 1 | 0 | -50.8333 |  | -50.8333 | 0
50.2298 | 0 | 503.951 | 503.951 | 1 | 1 | 15:11 | 29.92 |  | 504.2229 | 0 | 503.951 | 50.2301 | 50.2299 | -0.00068764 | -0.031244 | 503.9197 |  | -23.3742 | 0 | -23.3742 | 50.5 | 2.1746 | -50.8289 | 1 | 0 | -50.8289 |  | -50.8289 | 0
50.2298 | 0 | 503.951 | 503.951 | 1 | 1 | 15:11 | 29.94 |  | 504.2221 | 0 | 503.951 | 50.2301 | 50.2299 | -0.00061888 | -0.02812 | 503.9228 |  | -23.371 | 0 | -23.371 | 50.5 | 2.1747 | -50.825 | 1 | 0 | -50.825 |  | -50.825 | 0
50.2298 | 0 | 503.951 | 503.951 | 1 | 1 | 15:11 | 29.96 |  | 504.2213 | 0 | 503.951 | 50.2301 | 50.2299 | -0.00055699 | -0.025308 | 503.9256 |  | -23.3682 | 0 | -23.3682 | 50.5 | 2.1748 | -50.8215 | 1 | 0 | -50.8215 |  | -50.8215 | 0
50.2298 | 0 | 503.951 | 503.951 | 1 | 1 | 15:11 | 29.98 |  | 504.2205 | 0 | 503.951 | 50.23 | 50.2299 | -0.0040013 | -0.18181 | 503.7691 |  | -23.5247 | 0 | -23.5247 | 50.5 | 2.1749 | -51.1642 | 1 | 0 | -51.1642 |  | -51.1642 | 0
50.2298 | 0 | 503.951 | 503.951 | 1 | 1 | 15:11 | 30 |  | 504.2198 | 0 | 503.951 | 50.23 | 50.2299 | -0.0088512 | -0.40217 | 503.5488 |  | -23.7451 | 0 | -23.7451 | 50.5 | 2.175 | -51.6456 | 1 | 0 | -51.6456 |  | -51.6456 | 0
50.2298 | 0 | 502.7277 | 502.7277 | 1 | 1 | 15:11 | 30.02 |  | 504.219 | 0 | 502.7277 | 50.23 | 50.2295 | -0.013216 | -0.60049 | 502.1273 |  | -25.1666 | 0 | -25.1666 | 50.5 | 2.1784 | -54.8229 | 1 | 0 | -54.8229 |  | -54.8229 | 0
50.2298 | 0 | 503.951 | 503.951 | 1 | 1 | 15:11 | 30.04 |  | 504.2182 | 0 | 503.951 | 50.23 | 50.2292 | -0.015394 | -0.69947 | 503.2515 |  | -24.0424 | 0 | -24.0424 | 50.5 | 2.1815 | -52.4476 | 1 | 0 | -52.4476 |  | -52.4476 | 0
50.2298 | 0 | 505.1742 | 505.1742 | 1 | 1 | 15:11 | 30.06 |  | 504.2174 | 0 | 505.1742 | 50.23 | 50.2289 | -0.013855 | -0.62952 | 504.5446 |  | -22.7492 | 0 | -22.7492 | 50.5 | 2.1842 | -49.6896 | 1 | 0 | -49.6896 |  | -49.6896 | 0
50.2298 | 0 | 503.951 | 503.951 | 1 | 1 | 15:11 | 30.08 |  | 504.2166 | 0 | 503.951 | 50.2299 | 50.2287 | -0.012469 | -0.56657 | 503.3844 |  | -23.9095 | 0 | -23.9095 | 50.5 | 2.1867 | -52.2835 | 1 | 0 | -52.2835 |  | -52.2835 | 0
50.2298 | 0 | 505.1742 | 505.1742 | 1 | 1 | 15:11 | 30.1 |  | 504.2159 | 0 | 505.1742 | 50.2299 | 50.2284 | -0.011223 | -0.50992 | 504.6642 |  | -22.6296 | 0 | -22.6296 | 50.5 | 2.189 | -49.5358 | 1 | 0 | -49.5358 |  | -49.5358 | 0
50.2298 | 0 | 503.951 | 503.951 | 1 | 1 | 15:11 | 30.12 |  | 504.2151 | 0 | 503.951 | 50.2299 | 50.2282 | -0.0101 | -0.45892 | 503.492 |  | -23.8018 | 0 | -23.8018 | 50.5 | 2.191 | -52.1501 | 1 | 0 | -52.1501 |  | -52.1501 | 0
50.2298 | 0 | 503.951 | 503.951 | 1 | 1 | 15:11 | 30.14 |  | 504.2143 | 0 | 503.951 | 50.2299 | 50.228 | -0.0090903 | -0.41303 | 503.5379 |  | -23.756 | 0 | -23.756 | 50.5 | 2.1928 | -52.093 | 1 | 0 | -52.093 |  | -52.093 | 0
50.2298 | 0 | 502.7277 | 502.7277 | 1 | 1 | 15:11 | 30.16 |  | 504.2135 | 0 | 502.7277 | 50.2299 | 50.2278 | -0.0081812 | -0.37173 | 502.356 |  | -24.9379 | 0 | -24.9379 | 50.5 | 2.1945 | -54.7259 | 1 | 0 | -54.7259 |  | -54.7259 | 0
50.2298 | 0 | 503.951 | 503.951 | 1 | 1 | 15:11 | 30.18 |  | 504.2127 | 0 | 503.951 | 50.2299 | 50.2277 | -0.0073631 | -0.33456 | 503.6164 |  | -23.6775 | 0 | -23.6775 | 50.5 | 2.196 | -51.9952 | 1 | 0 | -51.9952 |  | -51.9952 | 0
50.2263 | 0 | 505.1742 | 505.1742 | 1 | 1 | 15:11 | 30.2 |  | 504.212 | 0 | 505.1742 | 50.2295 | 50.2276 | -0.0066268 | -0.30108 | 504.8731 |  | -22.4208 | 0 | -22.4208 | 50.5 | 2.1973 | -49.2656 | 1 | 0 | -49.2656 |  | -49.2656 | 0
50.2263 | 0 | 503.951 | 503.951 | 1 | 1 | 15:11 | 30.22 |  | 504.2112 | 0 | 503.951 | 50.2292 | 50.2274 | -0.0059641 | -0.27097 | 503.68 |  | -23.6139 | 0 | -23.6139 | 50.5 | 2.1985 | -51.9158 | 1 | 0 | -51.9158 |  | -51.9158 | 0
50.2263 | 0 | 505.1742 | 505.1742 | 1 | 1 | 15:11 | 30.24 |  | 504.2104 | 0 | 505.1742 | 50.2289 | 50.2273 | -0.0053677 | -0.24387 | 504.9303 |  | -22.3636 | 0 | -22.3636 | 50.5 | 2.1996 | -49.1913 | 1 | 0 | -49.1913 |  | -49.1913 | 0
50.2263 | 0 | 505.1742 | 505.1742 | 1 | 1 | 15:11 | 30.26 |  | 504.2096 | 0 | 505.1742 | 50.2287 | 50.2272 | -0.0048309 | -0.21949 | 504.9547 |  | -22.3392 | 0 | -22.3392 | 50.5 | 2.2006 | -49.1595 | 1 | 0 | -49.1595 |  | -49.1595 | 0
50.2263 | 0 | 502.7277 | 502.7277 | 1 | 1 | 15:11 | 30.28 |  | 504.2088 | 0 | 502.7277 | 50.2284 | 50.2271 | -0.0043478 | -0.19754 | 502.5302 |  | -24.7637 | 0 | -24.7637 | 50.5 | 2.2015 | -54.5167 | 1 | 0 | -54.5167 |  | -54.5167 | 0
50.2263 | 0 | 505.1742 | 505.1742 | 1 | 1 | 15:11 | 30.3 |  | 504.2081 | 0 | 505.1742 | 50.2282 | 50.227 | -0.0039131 | -0.17778 | 504.9964 |  | -22.2975 | 0 | -22.2975 | 50.5 | 2.2023 | -49.1052 | 1 | 0 | -49.1052 |  | -49.1052 | 0
50.2263 | 0 | 503.951 | 503.951 | 1 | 1 | 15:11 | 30.32 |  | 504.2073 | 0 | 503.951 | 50.228 | 50.227 | -0.0035218 | -0.16001 | 503.7909 |  | -23.5029 | 0 | -23.5029 | 50.5 | 2.203 | -51.7767 | 1 | 0 | -51.7767 |  | -51.7767 | 0
50.2263 | 0 | 505.1742 | 505.1742 | 1 | 1 | 15:11 | 30.34 |  | 504.2065 | 0 | 505.1742 | 50.2278 | 50.2269 | -0.0031696 | -0.14401 | 505.0302 |  | -22.2637 | 0 | -22.2637 | 50.5 | 2.2036 | -49.0611 | 1 | 0 | -49.0611 |  | -49.0611 | 0
50.2263 | 0 | 505.1742 | 505.1742 | 1 | 1 | 15:11 | 30.36 |  | 504.2057 | 0 | 505.1742 | 50.2277 | 50.2268 | -0.0028526 | -0.1296 | 505.0446 |  | -22.2493 | 0 | -22.2493 | 50.5 | 2.2042 | -49.0423 | 1 | 0 | -49.0423 |  | -49.0423 | 0
50.2263 | 0 | 505.1742 | 505.1742 | 1 | 1 | 15:11 | 30.38 |  | 504.2049 | 0 | 505.1742 | 50.2276 | 50.2268 | -0.0025674 | -0.11664 | 505.0575 |  | -22.2364 | 0 | -22.2364 | 50.5 | 2.2047 | -49.0253 | 1 | 0 | -49.0253 |  | -49.0253 | 0
50.2263 | 0 | 505.1742 | 505.1742 | 1 | 1 | 15:11 | 30.4 |  | 504.2042 | 0 | 505.1742 | 50.2274 | 50.2267 | -0.0023106 | -0.10498 | 505.0692 |  | -22.2247 | 0 | -22.2247 | 50.5 | 2.2052 | -49.0101 | 1 | 0 | -49.0101 |  | -49.0101 | 0
50.2263 | 0 | 503.951 | 503.951 | 1 | 1 | 15:11 | 30.42 |  | 504.2034 | 0 | 503.951 | 50.2273 | 50.2267 | -0.0020796 | -0.094482 | 503.8565 |  | -23.4374 | 0 | -23.4374 | 50.5 | 2.2056 | -51.6943 | 1 | 0 | -51.6943 |  | -51.6943 | 0
50.2263 | 0 | 505.1742 | 505.1742 | 1 | 1 | 15:11 | 30.44 |  | 504.2026 | 0 | 505.1742 | 50.2272 | 50.2267 | -0.0018716 | -0.085034 | 505.0891 |  | -22.2047 | 0 | -22.2047 | 50.5 | 2.206 | -48.984 | 1 | 0 | -48.984 |  | -48.984 | 0
50.2263 | 0 | 505.1742 | 505.1742 | 1 | 1 | 15:11 | 30.46 |  | 504.2018 | 0 | 505.1742 | 50.2271 | 50.2266 | -0.0016844 | -0.07653 | 505.0976 |  | -22.1962 | 0 | -22.1962 | 50.5 | 2.2064 | -48.9729 | 1 | 0 | -48.9729 |  | -48.9729 | 0
50.2263 | 0 | 503.951 | 503.951 | 1 | 1 | 15:11 | 30.48 |  | 504.201 | 0 | 503.951 | 50.227 | 50.2266 | -0.001516 | -0.068877 | 503.8821 |  | -23.4118 | 0 | -23.4118 | 50.5 | 2.2067 | -51.6621 | 1 | 0 | -51.6621 |  | -51.6621 | 0
50.2263 | 0 | 505.1742 | 505.1742 | 1 | 1 | 15:11 | 30.5 |  | 504.2003 | 0 | 505.1742 | 50.227 | 50.2266 | -0.0013644 | -0.061989 | 505.1122 |  | -22.1817 | 0 | -22.1817 | 50.5 | 2.2069 | -48.9538 | 1 | 0 | -48.9538 |  | -48.9538 | 0
50.2263 | 0 | 503.951 | 503.951 | 1 | 1 | 15:11 | 30.52 |  | 504.1995 | 0 | 503.951 | 50.2269 | 50.2265 | -0.001228 | -0.055791 | 503.8952 |  | -23.3987 | 0 | -23.3987 | 50.5 | 2.2072 | -51.6456 | 1 | 0 | -51.6456 |  | -51.6456 | 0
50.2263 | 0 | 503.951 | 503.951 | 1 | 1 | 15:11 | 30.54 |  | 504.1987 | 0 | 503.951 | 50.2268 | 50.2265 | -0.0011052 | -0.050211 | 503.9007 |  | -23.3931 | 0 | -23.3931 | 50.5 | 2.2074 | -51.6385 | 1 | 0 | -51.6385 |  | -51.6385 | 0
50.2263 | 0 | 503.951 | 503.951 | 1 | 1 | 15:11 | 30.56 |  | 504.1979 | 0 | 503.951 | 50.2268 | 50.2265 | -0.00099465 | -0.04519 | 503.9058 |  | -23.3881 | 0 | -23.3881 | 50.5 | 2.2076 | -51.6322 | 1 | 0 | -51.6322 |  | -51.6322 | 0
50.2263 | 0 | 505.1742 | 505.1742 | 1 | 1 | 15:11 | 30.58 |  | 504.1971 | 0 | 505.1742 | 50.2267 | 50.2265 | -0.00089518 | -0.040671 | 505.1335 |  | -22.1604 | 0 | -22.1604 | 50.5 | 2.2078 | -48.9259 | 1 | 0 | -48.9259 |  | -48.9259 | 0
50.2263 | 0 | 505.1742 | 505.1742 | 1 | 1 | 15:11 | 30.6 |  | 504.1964 | 0 | 505.1742 | 50.2267 | 50.2265 | -0.0042057 | -0.19108 | 504.9831 |  | -22.3108 | 0 | -22.3108 | 50.5 | 2.208 | -49.2616 | 1 | 0 | -49.2616 |  | -49.2616 | 0
50.2263 | 0 | 503.951 | 503.951 | 1 | 1 | 15:11 | 30.62 |  | 504.1956 | 0 | 503.951 | 50.2267 | 50.2264 | -0.0088851 | -0.40368 | 503.5473 |  | -23.7466 | 0 | -23.7466 | 50.5 | 2.2081 | -52.4354 | 1 | 0 | -52.4354 |  | -52.4354 | 0
50.2263 | 0 | 505.1742 | 505.1742 | 1 | 1 | 15:11 | 30.64 |  | 504.1948 | 0 | 505.1742 | 50.2266 | 50.2261 | -0.013097 | -0.59502 | 504.5791 |  | -22.7147 | 0 | -22.7147 | 50.5 | 2.2116 | -50.2354 | 1 | 0 | -50.2354 |  | -50.2354 | 0
50.2263 | 0 | 505.1742 | 505.1742 | 1 | 1 | 15:11 | 30.66 |  | 504.194 | 0 | 505.1742 | 50.2266 | 50.2258 | -0.015187 | -0.69 | 504.4842 |  | -22.8097 | 0 | -22.8097 | 50.5 | 2.2147 | -50.5165 | 1 | 0 | -50.5165 |  | -50.5165 | 0
50.2263 | 0 | 505.1742 | 505.1742 | 1 | 1 | 15:11 | 30.68 |  | 504.1932 | 0 | 505.1742 | 50.2266 | 50.2255 | -0.013668 | -0.621 | 504.5532 |  | -22.7407 | 0 | -22.7407 | 50.5 | 2.2175 | -50.4277 | 1 | 0 | -50.4277 |  | -50.4277 | 0
50.2263 | 0 | 505.1742 | 505.1742 | 1 | 1 | 15:11 | 30.7 |  | 504.1925 | 0 | 505.1742 | 50.2265 | 50.2252 | -0.012301 | -0.5589 | 504.6153 |  | -22.6786 | 0 | -22.6786 | 50.5 | 2.22 | -50.3476 | 1 | 0 | -50.3476 |  | -50.3476 | 0
50.2263 | 0 | 505.1742 | 505.1742 | 1 | 1 | 15:11 | 30.72 |  | 504.1917 | 0 | 505.1742 | 50.2265 | 50.225 | -0.011071 | -0.50301 | 504.6712 |  | -22.6227 | 0 | -22.6227 | 50.5 | 2.2223 | -50.2753 | 1 | 0 | -50.2753 |  | -50.2753 | 0
50.2263 | 0 | 505.1742 | 505.1742 | 1 | 1 | 15:11 | 30.74 |  | 504.1909 | 0 | 505.1742 | 50.2265 | 50.2248 | -0.0099641 | -0.45271 | 504.7215 |  | -22.5724 | 0 | -22.5724 | 50.5 | 2.2244 | -50.2101 | 1 | 0 | -50.2101 |  | -50.2101 | 0
50.2263 | 0 | 505.1742 | 505.1742 | 1 | 1 | 15:11 | 30.76 |  | 504.1901 | 0 | 505.1742 | 50.2265 | 50.2246 | -0.0089677 | -0.40744 | 504.7667 |  | -22.5271 | 0 | -22.5271 | 50.5 | 2.2263 | -50.1514 | 1 | 0 | -50.1514 |  | -50.1514 | 0
50.2263 | 0 | 503.951 | 503.951 | 1 | 1 | 15:11 | 30.78 |  | 504.1893 | 0 | 503.951 | 50.2265 | 50.2244 | -0.008071 | -0.36669 | 503.5843 |  | -23.7096 | 0 | -23.7096 | 50.5 | 2.2279 | -52.8236 | 1 | 0 | -52.8236 |  | -52.8236 | 0
50.2263 | 0 | 505.1742 | 505.1742 | 1 | 1 | 15:11 | 30.8 |  | 504.1886 | 0 | 505.1742 | 50.2264 | 50.2243 | -0.0072639 | -0.33002 | 504.8441 |  | -22.4497 | 0 | -22.4497 | 50.5 | 2.2295 | -50.0506 | 1 | 0 | -50.0506 |  | -50.0506 | 0
50.2229 | 0 | 505.1742 | 505.1742 | 1 | 1 | 15:11 | 30.82 |  | 504.1878 | 0 | 505.1742 | 50.2261 | 50.2241 | -0.0065375 | -0.297 | 504.8772 |  | -22.4167 | 0 | -22.4167 | 50.5 | 2.2308 | -50.0076 | 1 | 0 | -50.0076 |  | -50.0076 | 0
50.2229 | 0 | 505.1742 | 505.1742 | 1 | 1 | 15:11 | 30.84 |  | 504.187 | 0 | 505.1742 | 50.2258 | 50.224 | -0.0058837 | -0.2673 | 504.9069 |  | -22.387 | 0 | -22.387 | 50.5 | 2.232 | -49.9688 | 1 | 0 | -49.9688 |  | -49.9688 | 0
50.2229 | 0 | 505.1742 | 505.1742 | 1 | 1 | 15:11 | 30.86 |  | 504.1862 | 0 | 505.1742 | 50.2255 | 50.2239 | -0.0052954 | -0.24057 | 504.9336 |  | -22.3603 | 0 | -22.3603 | 50.5 | 2.2332 | -49.9339 | 1 | 0 | -49.9339 |  | -49.9339 | 0
50.2229 | 0 | 503.951 | 503.951 | 1 | 1 | 15:11 | 30.88 |  | 504.1854 | 0 | 503.951 | 50.2252 | 50.2238 | -0.0047658 | -0.21651 | 503.7344 |  | -23.5594 | 0 | -23.5594 | 50.5 | 2.2341 | -52.6352 | 1 | 0 | -52.6352 |  | -52.6352 | 0
50.2229 | 0 | 505.1742 | 505.1742 | 1 | 1 | 15:11 | 30.9 |  | 504.1847 | 0 | 505.1742 | 50.225 | 50.2237 | -0.0042892 | -0.19486 | 504.9793 |  | -22.3146 | 0 | -22.3146 | 50.5 | 2.235 | -49.8741 | 1 | 0 | -49.8741 |  | -49.8741 | 0
50.2229 | 0 | 505.1742 | 505.1742 | 1 | 1 | 15:11 | 30.92 |  | 504.1839 | 0 | 505.1742 | 50.2248 | 50.2236 | -0.0038603 | -0.17538 | 504.9988 |  | -22.2951 | 0 | -22.2951 | 50.5 | 2.2359 | -49.8486 | 1 | 0 | -49.8486 |  | -49.8486 | 0
50.2229 | 0 | 503.951 | 503.951 | 1 | 1 | 15:11 | 30.94 |  | 504.1831 | 0 | 503.951 | 50.2246 | 50.2236 | -0.0034743 | -0.15784 | 503.7931 |  | -23.5008 | 0 | -23.5008 | 50.5 | 2.2366 | -52.5614 | 1 | 0 | -52.5614 |  | -52.5614 | 0
50.2229 | 0 | 503.951 | 503.951 | 1 | 1 | 15:11 | 30.96 |  | 504.1823 | 0 | 503.951 | 50.2244 | 50.2235 | -0.0031269 | -0.14205 | 503.8089 |  | -23.485 | 0 | -23.485 | 50.5 | 2.2372 | -52.5415 | 1 | 0 | -52.5415 |  | -52.5415 | 0
50.2229 | 0 | 503.951 | 503.951 | 1 | 1 | 15:11 | 30.98 |  | 504.1815 | 0 | 503.951 | 50.2243 | 50.2234 | -0.0028142 | -0.12785 | 503.8231 |  | -23.4708 | 0 | -23.4708 | 50.5 | 2.2378 | -52.5236 | 1 | 0 | -52.5236 |  | -52.5236 | 0
50.2229 | 0 | 505.1742 | 505.1742 | 1 | 1 | 15:11 | 31 |  | 504.1808 | 0 | 505.1742 | 50.2241 | 50.2234 | -0.0025328 | -0.11506 | 505.0591 |  | -22.2348 | 0 | -22.2348 | 50.5 | 2.2384 | -49.7694 | 1 | 0 | -49.7694 |  | -49.7694 | 0
50.2229 | 0 | 503.951 | 503.951 | 1 | 1 | 15:11 | 31.02 |  | 504.18 | 0 | 503.951 | 50.224 | 50.2233 | -0.0022795 | -0.10356 | 503.8474 |  | -23.4465 | 0 | -23.4465 | 50.5 | 2.2388 | -52.4929 | 1 | 0 | -52.4929 |  | -52.4929 | 0
50.2229 | 0 | 505.1742 | 505.1742 | 1 | 1 | 15:11 | 31.04 |  | 504.1792 | 0 | 505.1742 | 50.2239 | 50.2233 | -0.0020515 | -0.093202 | 505.081 |  | -22.2129 | 0 | -22.2129 | 50.5 | 2.2393 | -49.7407 | 1 | 0 | -49.7407 |  | -49.7407 | 0
50.2229 | 0 | 503.951 | 503.951 | 1 | 1 | 15:11 | 31.06 |  | 504.1784 | 0 | 503.951 | 50.2238 | 50.2232 | -0.0018464 | -0.083882 | 503.8671 |  | -23.4268 | 0 | -23.4268 | 50.5 | 2.2397 | -52.468 | 1 | 0 | -52.468 |  | -52.468 | 0
50.2229 | 0 | 503.951 | 503.951 | 1 | 1 | 15:11 | 31.08 |  | 504.1776 | 0 | 503.951 | 50.2237 | 50.2232 | -0.0016617 | -0.075493 | 503.8755 |  | -23.4184 | 0 | -23.4184 | 50.5 | 2.24 | -52.4574 | 1 | 0 | -52.4574 |  | -52.4574 | 0
50.2229 | 0 | 503.951 | 503.951 | 1 | 1 | 15:11 | 31.1 |  | 504.1769 | 0 | 503.951 | 50.2236 | 50.2232 | -0.0014956 | -0.067944 | 503.883 |  | -23.4109 | 0 | -23.4109 | 50.5 | 2.2403 | -52.4479 | 1 | 0 | -52.4479 |  | -52.4479 | 0
50.2229 | 0 | 503.951 | 503.951 | 1 | 1 | 15:11 | 31.12 |  | 504.1761 | 0 | 503.951 | 50.2236 | 50.2232 | -0.001346 | -0.06115 | 503.8898 |  | -23.4041 | 0 | -23.4041 | 50.5 | 2.2406 | -52.4393 | 1 | 0 | -52.4393 |  | -52.4393 | 0
50.2229 | 0 | 505.1742 | 505.1742 | 1 | 1 | 15:11 | 31.14 |  | 504.1753 | 0 | 505.1742 | 50.2235 | 50.2231 | -0.0012114 | -0.055035 | 505.1191 |  | -22.1747 | 0 | -22.1747 | 50.5 | 2.2409 | -49.6905 | 1 | 0 | -49.6905 |  | -49.6905 | 0
50.2229 | 0 | 505.1742 | 505.1742 | 1 | 1 | 15:11 | 31.16 |  | 504.1745 | 0 | 505.1742 | 50.2234 | 50.2231 | -0.0010903 | -0.049531 | 505.1246 |  | -22.1692 | 0 | -22.1692 | 50.5 | 2.2411 | -49.6833 | 1 | 0 | -49.6833 |  | -49.6833 | 0
50.2229 | 0 | 505.1742 | 505.1742 | 1 | 1 | 15:11 | 31.18 |  | 504.1737 | 0 | 505.1742 | 50.2234 | 50.2231 | -0.00098124 | -0.044578 | 505.1296 |  | -22.1643 | 0 | -22.1643 | 50.5 | 2.2413 | -49.6768 | 1 | 0 | -49.6768 |  | -49.6768 | 0
50.2229 | 0 | 505.1742 | 505.1742 | 1 | 1 | 15:11 | 31.2 |  | 504.173 | 0 | 505.1742 | 50.2233 | 50.2231 | -0.00088312 | -0.04012 | 505.134 |  | -22.1598 | 0 | -22.1598 | 50.5 | 2.2415 | -49.6709 | 1 | 0 | -49.6709 |  | -49.6709 | 0
50.2229 | 0 | 503.951 | 503.951 | 1 | 1 | 15:11 | 31.22 |  | 504.1722 | 0 | 503.951 | 50.2233 | 50.223 | -0.0007948 | -0.036108 | 503.9148 |  | -23.379 | 0 | -23.379 | 50.5 | 2.2417 | -52.4076 | 1 | 0 | -52.4076 |  | -52.4076 | 0
50.2229 | 0 | 503.951 | 503.951 | 1 | 1 | 15:11 | 31.24 |  | 504.1714 | 0 | 503.951 | 50.2232 | 50.223 | -0.00071532 | -0.032497 | 503.9185 |  | -23.3754 | 0 | -23.3754 | 50.5 | 2.2418 | -52.403 | 1 | 0 | -52.403 |  | -52.403 | 0
50.2229 | 0 | 505.1742 | 505.1742 | 1 | 1 | 15:11 | 31.26 |  | 504.1706 | 0 | 505.1742 | 50.2232 | 50.223 | -0.00064379 | -0.029248 | 505.1449 |  | -22.149 | 0 | -22.149 | 50.5 | 2.2419 | -49.6566 | 1 | 0 | -49.6566 |  | -49.6566 | 0
50.2229 | 0 | 503.951 | 503.951 | 1 | 1 | 15:11 | 31.28 |  | 504.1698 | 0 | 503.951 | 50.2232 | 50.223 | -0.00057941 | -0.026323 | 503.9246 |  | -23.3692 | 0 | -23.3692 | 50.5 | 2.2421 | -52.3952 | 1 | 0 | -52.3952 |  | -52.3952 | 0
50.2229 | 0 | 505.1742 | 505.1742 | 1 | 1 | 15:11 | 31.3 |  | 504.1691 | 0 | 505.1742 | 50.2232 | 50.223 | -0.00052147 | -0.023691 | 505.1505 |  | -22.1434 | 0 | -22.1434 | 50.5 | 2.2422 | -49.6493 | 1 | 0 | -49.6493 |  | -49.6493 | 0
50.2229 | 0 | 503.951 | 503.951 | 1 | 1 | 15:11 | 31.32 |  | 504.1683 | 0 | 503.951 | 50.2231 | 50.223 | -0.00046932 | -0.021322 | 503.9296 |  | -23.3642 | 0 | -23.3642 | 50.5 | 2.2423 | -52.3889 | 1 | 0 | -52.3889 |  | -52.3889 | 0
50.2229 | 0 | 505.1742 | 505.1742 | 1 | 1 | 15:11 | 31.34 |  | 504.1675 | 0 | 505.1742 | 50.2231 | 50.223 | -0.00042239 | -0.019189 | 505.155 |  | -22.1389 | 0 | -22.1389 | 50.5 | 2.2424 | -49.6433 | 1 | 0 | -49.6433 |  | -49.6433 | 0
50.2229 | 0 | 503.951 | 503.951 | 1 | 1 | 15:11 | 31.36 |  | 504.1667 | 0 | 503.951 | 50.2231 | 50.223 | -0.00038015 | -0.01727 | 503.9337 |  | -23.3602 | 0 | -23.3602 | 50.5 | 2.2424 | -52.3838 | 1 | 0 | -52.3838 |  | -52.3838 | 0
50.2229 | 0 | 503.951 | 503.951 | 1 | 1 | 15:11 | 31.38 |  | 504.1659 | 0 | 503.951 | 50.2231 | 50.223 | -0.0038421 | -0.17455 | 503.7764 |  | -23.5175 | 0 | -23.5175 | 50.5 | 2.2425 | -52.7381 | 1 | 0 | -52.7381 |  | -52.7381 | 0
50.2229 | 0 | 505.1742 | 505.1742 | 1 | 1 | 15:11 | 31.4 |  | 504.1652 | 0 | 505.1742 | 50.223 | 50.223 | -0.0087079 | -0.3956 | 504.7786 |  | -22.5153 | 0 | -22.5153 | 50.5 | 2.2426 | -50.4923 | 1 | 0 | -50.4923 |  | -50.4923 | 0
50.2229 | 0 | 503.951 | 503.951 | 1 | 1 | 15:11 | 31.42 |  | 504.1644 | 0 | 503.951 | 50.223 | 50.2226 | -0.013087 | -0.59455 | 503.3564 |  | -23.9375 | 0 | -23.9375 | 50.5 | 2.2462 | -53.7674 | 1 | 0 | -53.7674 |  | -53.7674 | 0
50.2229 | 0 | 503.951 | 503.951 | 1 | 1 | 15:11 | 31.44 |  | 504.1636 | 0 | 503.951 | 50.223 | 50.2223 | -0.015278 | -0.69411 | 503.2568 |  | -24.037 | 0 | -24.037 | 50.5 | 2.2494 | -54.0687 | 1 | 0 | -54.0687 |  | -54.0687 | 0
50.2229 | 0 | 503.951 | 503.951 | 1 | 1 | 15:11 | 31.46 |  | 504.1628 | 0 | 503.951 | 50.223 | 50.222 | -0.013751 | -0.62469 | 503.3263 |  | -23.9676 | 0 | -23.9676 | 50.5 | 2.2523 | -53.9826 | 1 | 0 | -53.9826 |  | -53.9826 | 0
50.2229 | 0 | 505.1742 | 505.1742 | 1 | 1 | 15:11 | 31.48 |  | 504.162 | 0 | 505.1742 | 50.223 | 50.2217 | -0.012376 | -0.56223 | 504.6119 |  | -22.6819 | 0 | -22.6819 | 50.5 | 2.2549 | -51.1466 | 1 | 0 | -51.1466 |  | -51.1466 | 0
50.2229 | 0 | 505.1742 | 505.1742 | 1 | 1 | 15:11 | 31.5 |  | 504.1613 | 0 | 505.1742 | 50.223 | 50.2215 | -0.011138 | -0.506 | 504.6682 |  | -22.6257 | 0 | -22.6257 | 50.5 | 2.2573 | -51.0736 | 1 | 0 | -51.0736 |  | -51.0736 | 0
50.2229 | 0 | 505.1742 | 505.1742 | 1 | 1 | 15:11 | 31.52 |  | 504.1605 | 0 | 505.1742 | 50.223 | 50.2213 | -0.010024 | -0.4554 | 504.7188 |  | -22.5751 | 0 | -22.5751 | 50.5 | 2.2595 | -51.0078 | 1 | 0 | -51.0078 |  | -51.0078 | 0
50.2229 | 0 | 505.1742 | 505.1742 | 1 | 1 | 15:11 | 31.54 |  | 504.1597 | 0 | 505.1742 | 50.223 | 50.2211 | -0.0090218 | -0.40986 | 504.7643 |  | -22.5296 | 0 | -22.5296 | 50.5 | 2.2614 | -50.9484 | 1 | 0 | -50.9484 |  | -50.9484 | 0
50.2229 | 0 | 503.951 | 503.951 | 1 | 1 | 15:11 | 31.56 |  | 504.1589 | 0 | 503.951 | 50.223 | 50.2209 | -0.0081196 | -0.36888 | 503.5821 |  | -23.7118 | 0 | -23.7118 | 50.5 | 2.2631 | -53.6632 | 1 | 0 | -53.6632 |  | -53.6632 | 0
50.2229 | 0 | 503.951 | 503.951 | 1 | 1 | 15:11 | 31.58 |  | 504.1581 | 0 | 503.951 | 50.223 | 50.2208 | -0.0073076 | -0.33199 | 503.619 |  | -23.6749 | 0 | -23.6749 | 50.5 | 2.2647 | -53.6169 | 1 | 0 | -53.6169 |  | -53.6169 | 0
50.2194 | 0 | 503.951 | 503.951 | 1 | 1 | 15:11 | 31.6 |  | 504.1574 | 0 | 503.951 | 50.2226 | 50.2206 | -0.0065769 | -0.29877 | 503.6522 |  | -23.6417 | 0 | -23.6417 | 50.5 | 2.2661 | -53.5751 | 1 | 0 | -53.5751 |  | -53.5751 | 0
50.2194 | 0 | 505.1742 | 505.1742 | 1 | 1 | 15:11 | 31.62 |  | 504.1566 | 0 | 505.1742 | 50.2223 | 50.2205 | -0.0059192 | -0.26889 | 504.9053 |  | -22.3886 | 0 | -22.3886 | 50.5 | 2.2674 | -50.764 | 1 | 0 | -50.764 |  | -50.764 | 0
50.2194 | 0 | 505.1742 | 505.1742 | 1 | 1 | 15:11 | 31.64 |  | 504.1558 | 0 | 505.1742 | 50.222 | 50.2204 | -0.0053273 | -0.242 | 504.9322 |  | -22.3617 | 0 | -22.3617 | 50.5 | 2.2686 | -50.7287 | 1 | 0 | -50.7287 |  | -50.7287 | 0
50.2194 | 0 | 503.951 | 503.951 | 1 | 1 | 15:11 | 31.66 |  | 504.155 | 0 | 503.951 | 50.2217 | 50.2203 | -0.0047945 | -0.2178 | 503.7332 |  | -23.5607 | 0 | -23.5607 | 50.5 | 2.2696 | -53.4731 | 1 | 0 | -53.4731 |  | -53.4731 | 0
50.2194 | 0 | 505.1742 | 505.1742 | 1 | 1 | 15:11 | 31.68 |  | 504.1542 | 0 | 505.1742 | 50.2215 | 50.2202 | -0.0043151 | -0.19602 | 504.9781 |  | -22.3157 | 0 | -22.3157 | 50.5 | 2.2705 | -50.6683 | 1 | 0 | -50.6683 |  | -50.6683 | 0
50.2194 | 0 | 505.1742 | 505.1742 | 1 | 1 | 15:11 | 31.7 |  | 504.1535 | 0 | 505.1742 | 50.2213 | 50.2201 | -0.0038836 | -0.17642 | 504.9977 |  | -22.2961 | 0 | -22.2961 | 50.5 | 2.2714 | -50.6425 | 1 | 0 | -50.6425 |  | -50.6425 | 0
50.2194 | 0 | 505.1742 | 505.1742 | 1 | 1 | 15:11 | 31.72 |  | 504.1527 | 0 | 505.1742 | 50.2211 | 50.2201 | -0.0034952 | -0.15878 | 505.0154 |  | -22.2785 | 0 | -22.2785 | 50.5 | 2.2721 | -50.6193 | 1 | 0 | -50.6193 |  | -50.6193 | 0
50.2194 | 0 | 505.1742 | 505.1742 | 1 | 1 | 15:11 | 31.74 |  | 504.1519 | 0 | 505.1742 | 50.2209 | 50.22 | -0.0031457 | -0.1429 | 505.0313 |  | -22.2626 | 0 | -22.2626 | 50.5 | 2.2728 | -50.5984 | 1 | 0 | -50.5984 |  | -50.5984 | 0
50.2194 | 0 | 505.1742 | 505.1742 | 1 | 1 | 15:11 | 31.76 |  | 504.1511 | 0 | 505.1742 | 50.2208 | 50.2199 | -0.0028311 | -0.12861 | 505.0455 |  | -22.2483 | 0 | -22.2483 | 50.5 | 2.2734 | -50.5795 | 1 | 0 | -50.5795 |  | -50.5795 | 0
50.2194 | 0 | 503.951 | 503.951 | 1 | 1 | 15:11 | 31.78 |  | 504.1503 | 0 | 503.951 | 50.2206 | 50.2199 | -0.002548 | -0.11575 | 503.8352 |  | -23.4587 | 0 | -23.4587 | 50.5 | 2.274 | -53.3441 | 1 | 0 | -53.3441 |  | -53.3441 | 0
50.2194 | 0 | 505.1742 | 505.1742 | 1 | 1 | 15:11 | 31.8 |  | 504.1496 | 0 | 505.1742 | 50.2205 | 50.2198 | -0.0022932 | -0.10417 | 505.07 |  | -22.2239 | 0 | -22.2239 | 50.5 | 2.2745 | -50.5473 | 1 | 0 | -50.5473 |  | -50.5473 | 0
50.2194 | 0 | 503.951 | 503.951 | 1 | 1 | 15:11 | 31.82 |  | 504.1488 | 0 | 503.951 | 50.2204 | 50.2198 | -0.0020639 | -0.093757 | 503.8572 |  | -23.4367 | 0 | -23.4367 | 50.5 | 2.2749 | -53.3162 | 1 | 0 | -53.3162 |  | -53.3162 | 0
50.2194 | 0 | 505.1742 | 505.1742 | 1 | 1 | 15:11 | 31.84 |  | 504.148 | 0 | 505.1742 | 50.2203 | 50.2198 | -0.0018575 | -0.084381 | 505.0898 |  | -22.2041 | 0 | -22.2041 | 50.5 | 2.2753 | -50.5212 | 1 | 0 | -50.5212 |  | -50.5212 | 0
50.2194 | 0 | 505.1742 | 505.1742 | 1 | 1 | 15:11 | 31.86 |  | 504.1472 | 0 | 505.1742 | 50.2202 | 50.2197 | -0.0016717 | -0.075943 | 505.0982 |  | -22.1957 | 0 | -22.1957 | 50.5 | 2.2757 | -50.51 | 1 | 0 | -50.51 |  | -50.51 | 0
50.2194 | 0 | 503.951 | 503.951 | 1 | 1 | 15:11 | 31.88 |  | 504.1464 | 0 | 503.951 | 50.2201 | 50.2197 | -0.0015046 | -0.068349 | 503.8826 |  | -23.4113 | 0 | -23.4113 | 50.5 | 2.276 | -53.284 | 1 | 0 | -53.284 |  | -53.284 | 0
50.2194 | 0 | 505.1742 | 505.1742 | 1 | 1 | 15:11 | 31.9 |  | 504.1457 | 0 | 505.1742 | 50.2201 | 50.2197 | -0.0013541 | -0.061514 | 505.1126 |  | -22.1812 | 0 | -22.1812 | 50.5 | 2.2763 | -50.491 | 1 | 0 | -50.491 |  | -50.491 | 0
50.2194 | 0 | 505.1742 | 505.1742 | 1 | 1 | 15:11 | 31.92 |  | 504.1449 | 0 | 505.1742 | 50.22 | 50.2196 | -0.0012187 | -0.055362 | 505.1188 |  | -22.1751 | 0 | -22.1751 | 50.5 | 2.2766 | -50.4828 | 1 | 0 | -50.4828 |  | -50.4828 | 0
50.2194 | 0 | 505.1742 | 505.1742 | 1 | 1 | 15:11 | 31.94 |  | 504.1441 | 0 | 505.1742 | 50.2199 | 50.2196 | -0.0010968 | -0.049826 | 505.1243 |  | -22.1695 | 0 | -22.1695 | 50.5 | 2.2768 | -50.4755 | 1 | 0 | -50.4755 |  | -50.4755 | 0
50.2194 | 0 | 505.1742 | 505.1742 | 1 | 1 | 15:11 | 31.96 |  | 504.1433 | 0 | 505.1742 | 50.2199 | 50.2196 | -0.00098715 | -0.044844 | 505.1293 |  | -22.1646 | 0 | -22.1646 | 50.5 | 2.277 | -50.4689 | 1 | 0 | -50.4689 |  | -50.4689 | 0
50.2194 | 0 | 502.7277 | 502.7277 | 1 | 1 | 15:11 | 31.98 |  | 504.1425 | 0 | 502.7277 | 50.2198 | 50.2196 | -0.00088844 | -0.040359 | 502.6874 |  | -24.6065 | 0 | -24.6065 | 50.5 | 2.2772 | -56.034 | 1 | 0 | -56.034 |  | -56.034 | 0
50.2194 | 0 | 503.951 | 503.951 | 1 | 1 | 15:11 | 32 |  | 504.1418 | 0 | 503.951 | 50.2198 | 50.2196 | -0.00079959 | -0.036323 | 503.9146 |  | -23.3792 | 0 | -23.3792 | 50.5 | 2.2774 | -53.2433 | 1 | 0 | -53.2433 |  | -53.2433 | 0
50.2194 | 0 | 503.951 | 503.951 | 1 | 1 | 15:11 | 32.02 |  | 504.141 | 0 | 503.951 | 50.2198 | 50.2195 | -0.00071963 | -0.032691 | 503.9183 |  | -23.3756 | 0 | -23.3756 | 50.5 | 2.2775 | -53.2387 | 1 | 0 | -53.2387 |  | -53.2387 | 0
50.2194 | 0 | 503.951 | 503.951 | 1 | 1 | 15:11 | 32.04 |  | 504.1402 | 0 | 503.951 | 50.2197 | 50.2195 | -0.00064767 | -0.029422 | 503.9215 |  | -23.3723 | 0 | -23.3723 | 50.5 | 2.2777 | -53.2346 | 1 | 0 | -53.2346 |  | -53.2346 | 0
50.2194 | 0 | 503.951 | 503.951 | 1 | 1 | 15:11 | 32.06 |  | 504.1394 | 0 | 503.951 | 50.2197 | 50.2195 | -0.0005829 | -0.02648 | 503.9245 |  | -23.3694 | 0 | -23.3694 | 50.5 | 2.2778 | -53.2308 | 1 | 0 | -53.2308 |  | -53.2308 | 0
50.2194 | 0 | 503.951 | 503.951 | 1 | 1 | 15:11 | 32.08 |  | 504.1386 | 0 | 503.951 | 50.2197 | 50.2195 | -0.0039246 | -0.17828 | 503.7727 |  | -23.5212 | 0 | -23.5212 | 50.5 | 2.2779 | -53.5793 | 1 | 0 | -53.5793 |  | -53.5793 | 0
50.2194 | 0 | 503.951 | 503.951 | 1 | 1 | 15:11 | 32.1 |  | 504.1379 | 0 | 503.951 | 50.2196 | 50.2195 | -0.0086322 | -0.39214 | 503.5588 |  | -23.7351 | 0 | -23.7351 | 50.5 | 2.278 | -54.0689 | 1 | 0 | -54.0689 |  | -54.0689 | 0
50.2194 | 0 | 503.951 | 503.951 | 1 | 1 | 15:11 | 32.12 |  | 504.1371 | 0 | 503.951 | 50.2196 | 50.2191 | -0.012869 | -0.5846 | 503.3664 |  | -23.9275 | 0 | -23.9275 | 50.5 | 2.2816 | -54.5941 | 1 | 0 | -54.5941 |  | -54.5941 | 0
50.2194 | 0 | 503.951 | 503.951 | 1 | 1 | 15:11 | 32.14 |  | 504.1363 | 0 | 503.951 | 50.2196 | 50.2188 | -0.014982 | -0.68059 | 503.2704 |  | -24.0235 | 0 | -24.0235 | 50.5 | 2.2849 | -54.8918 | 1 | 0 | -54.8918 |  | -54.8918 | 0
50.2194 | 0 | 505.1742 | 505.1742 | 1 | 1 | 15:11 | 32.16 |  | 504.1355 | 0 | 505.1742 | 50.2196 | 50.2185 | -0.013484 | -0.61253 | 504.5616 |  | -22.7322 | 0 | -22.7322 | 50.5 | 2.2879 | -52.0085 | 1 | 0 | -52.0085 |  | -52.0085 | 0
50.2194 | 0 | 505.1742 | 505.1742 | 1 | 1 | 15:11 | 32.18 |  | 504.1347 | 0 | 505.1742 | 50.2196 | 50.2183 | -0.012135 | -0.55128 | 504.6229 |  | -22.671 | 0 | -22.671 | 50.5 | 2.2905 | -51.9288 | 1 | 0 | -51.9288 |  | -51.9288 | 0
50.2194 | 0 | 503.951 | 503.951 | 1 | 1 | 15:11 | 32.2 |  | 504.134 | 0 | 503.951 | 50.2195 | 50.2181 | -0.010922 | -0.49615 | 503.4548 |  | -23.8391 | 0 | -23.8391 | 50.5 | 2.2929 | -54.6617 | 1 | 0 | -54.6617 |  | -54.6617 | 0
50.2194 | 0 | 503.951 | 503.951 | 1 | 1 | 15:11 | 32.22 |  | 504.1332 | 0 | 503.951 | 50.2195 | 50.2179 | -0.0098297 | -0.44654 | 503.5044 |  | -23.7895 | 0 | -23.7895 | 50.5 | 2.2951 | -54.5995 | 1 | 0 | -54.5995 |  | -54.5995 | 0
50.2194 | 0 | 505.1742 | 505.1742 | 1 | 1 | 15:11 | 32.24 |  | 504.1324 | 0 | 505.1742 | 50.2195 | 50.2177 | -0.0088467 | -0.40188 | 504.7723 |  | -22.5216 | 0 | -22.5216 | 50.5 | 2.2971 | -51.7336 | 1 | 0 | -51.7336 |  | -51.7336 | 0
50.2194 | 0 | 505.1742 | 505.1742 | 1 | 1 | 15:11 | 32.26 |  | 504.1316 | 0 | 505.1742 | 50.2195 | 50.2175 | -0.0079621 | -0.3617 | 504.8125 |  | -22.4814 | 0 | -22.4814 | 50.5 | 2.2988 | -51.6809 | 1 | 0 | -51.6809 |  | -51.6809 | 0
50.2194 | 0 | 505.1742 | 505.1742 | 1 | 1 | 15:11 | 32.28 |  | 504.1308 | 0 | 505.1742 | 50.2195 | 50.2174 | -0.0071659 | -0.32553 | 504.8486 |  | -22.4452 | 0 | -22.4452 | 50.5 | 2.3004 | -51.6334 | 1 | 0 | -51.6334 |  | -51.6334 | 0
50.216 | 0 | 503.951 | 503.951 | 1 | 1 | 15:11 | 32.3 |  | 504.1301 | 0 | 503.951 | 50.2191 | 50.2172 | -0.0064493 | -0.29295 | 503.658 |  | -23.6359 | 0 | -23.6359 | 50.5 | 2.3019 | -54.4062 | 1 | 0 | -54.4062 |  | -54.4062 | 0
50.216 | 0 | 505.1742 | 505.1742 | 1 | 1 | 15:11 | 32.32 |  | 504.1293 | 0 | 505.1742 | 50.2188 | 50.2171 | -0.0058044 | -0.26366 | 504.9105 |  | -22.3834 | 0 | -22.3834 | 50.5 | 2.3031 | -51.552 | 1 | 0 | -51.552 |  | -51.552 | 0
50.216 | 0 | 505.1742 | 505.1742 | 1 | 1 | 15:11 | 32.34 |  | 504.1285 | 0 | 505.1742 | 50.2185 | 50.217 | -0.0052239 | -0.23729 | 504.9369 |  | -22.357 | 0 | -22.357 | 50.5 | 2.3043 | -51.5173 | 1 | 0 | -51.5173 |  | -51.5173 | 0
50.216 | 0 | 503.951 | 503.951 | 1 | 1 | 15:11 | 32.36 |  | 504.1277 | 0 | 503.951 | 50.2183 | 50.2169 | -0.0047015 | -0.21356 | 503.7374 |  | -23.5565 | 0 | -23.5565 | 50.5 | 2.3053 | -54.3059 | 1 | 0 | -54.3059 |  | -54.3059 | 0
50.216 | 0 | 503.951 | 503.951 | 1 | 1 | 15:11 | 32.38 |  | 504.1269 | 0 | 503.951 | 50.2181 | 50.2168 | -0.0042314 | -0.19221 | 503.7587 |  | -23.5351 | 0 | -23.5351 | 50.5 | 2.3063 | -54.2789 | 1 | 0 | -54.2789 |  | -54.2789 | 0
50.216 | 0 | 503.951 | 503.951 | 1 | 1 | 15:11 | 32.4 |  | 504.1262 | 0 | 503.951 | 50.2179 | 50.2167 | -0.0038082 | -0.17299 | 503.778 |  | -23.5159 | 0 | -23.5159 | 50.5 | 2.3071 | -54.2545 | 1 | 0 | -54.2545 |  | -54.2545 | 0
50.216 | 0 | 505.1742 | 505.1742 | 1 | 1 | 15:11 | 32.42 |  | 504.1254 | 0 | 505.1742 | 50.2177 | 50.2166 | -0.0034274 | -0.15569 | 505.0185 |  | -22.2754 | 0 | -22.2754 | 50.5 | 2.3079 | -51.4095 | 1 | 0 | -51.4095 |  | -51.4095 | 0
50.216 | 0 | 503.951 | 503.951 | 1 | 1 | 15:11 | 32.44 |  | 504.1246 | 0 | 503.951 | 50.2175 | 50.2166 | -0.0030847 | -0.14012 | 503.8108 |  | -23.483 | 0 | -23.483 | 50.5 | 2.3086 | -54.2128 | 1 | 0 | -54.2128 |  | -54.2128 | 0
50.216 | 0 | 503.951 | 503.951 | 1 | 1 | 15:11 | 32.46 |  | 504.1238 | 0 | 503.951 | 50.2174 | 50.2165 | -0.0027762 | -0.12611 | 503.8248 |  | -23.469 | 0 | -23.469 | 50.5 | 2.3092 | -54.1951 | 1 | 0 | -54.1951 |  | -54.1951 | 0
50.216 | 0 | 505.1742 | 505.1742 | 1 | 1 | 15:11 | 32.48 |  | 504.123 | 0 | 505.1742 | 50.2172 | 50.2165 | -0.0024986 | -0.1135 | 505.0607 |  | -22.2332 | 0 | -22.2332 | 50.5 | 2.3098 | -51.3537 | 1 | 0 | -51.3537 |  | -51.3537 | 0
50.216 | 0 | 503.951 | 503.951 | 1 | 1 | 15:11 | 32.5 |  | 504.1223 | 0 | 503.951 | 50.2171 | 50.2164 | -0.0022487 | -0.10215 | 503.8488 |  | -23.4451 | 0 | -23.4451 | 50.5 | 2.3103 | -54.1646 | 1 | 0 | -54.1646 |  | -54.1646 | 0
50.216 | 0 | 503.951 | 503.951 | 1 | 1 | 15:11 | 32.52 |  | 504.1215 | 0 | 503.951 | 50.217 | 50.2164 | -0.0020239 | -0.091932 | 503.859 |  | -23.4349 | 0 | -23.4349 | 50.5 | 2.3107 | -54.1516 | 1 | 0 | -54.1516 |  | -54.1516 | 0
50.216 | 0 | 503.951 | 503.951 | 1 | 1 | 15:11 | 32.54 |  | 504.1207 | 0 | 503.951 | 50.2169 | 50.2163 | -0.0018215 | -0.082739 | 503.8682 |  | -23.4257 | 0 | -23.4257 | 50.5 | 2.3111 | -54.1399 | 1 | 0 | -54.1399 |  | -54.1399 | 0
50.216 | 0 | 503.951 | 503.951 | 1 | 1 | 15:11 | 32.56 |  | 504.1199 | 0 | 503.951 | 50.2168 | 50.2163 | -0.0016393 | -0.074465 | 503.8765 |  | -23.4174 | 0 | -23.4174 | 50.5 | 2.3115 | -54.1294 | 1 | 0 | -54.1294 |  | -54.1294 | 0
50.216 | 0 | 503.951 | 503.951 | 1 | 1 | 15:11 | 32.58 |  | 504.1191 | 0 | 503.951 | 50.2167 | 50.2163 | -0.0014754 | -0.067018 | 503.8839 |  | -23.4099 | 0 | -23.4099 | 50.5 | 2.3118 | -54.1199 | 1 | 0 | -54.1199 |  | -54.1199 | 0
50.216 | 0 | 503.951 | 503.951 | 1 | 1 | 15:11 | 32.6 |  | 504.1184 | 0 | 503.951 | 50.2166 | 50.2163 | -0.0013278 | -0.060316 | 503.8906 |  | -23.4032 | 0 | -23.4032 | 50.5 | 2.3121 | -54.1114 | 1 | 0 | -54.1114 |  | -54.1114 | 0
50.216 | 0 | 503.951 | 503.951 | 1 | 1 | 15:11 | 32.62 |  | 504.1176 | 0 | 503.951 | 50.2166 | 50.2162 | -0.0011951 | -0.054285 | 503.8967 |  | -23.3972 | 0 | -23.3972 | 50.5 | 2.3124 | -54.1037 | 1 | 0 | -54.1037 |  | -54.1037 | 0
50.216 | 0 | 503.951 | 503.951 | 1 | 1 | 15:11 | 32.64 |  | 504.1168 | 0 | 503.951 | 50.2165 | 50.2162 | -0.0010756 | -0.048856 | 503.9021 |  | -23.3918 | 0 | -23.3918 | 50.5 | 2.3126 | -54.0968 | 1 | 0 | -54.0968 |  | -54.0968 | 0
50.216 | 0 | 503.951 | 503.951 | 1 | 1 | 15:11 | 32.66 |  | 504.116 | 0 | 503.951 | 50.2165 | 50.2162 | -0.000968 | -0.043971 | 503.907 |  | -23.3869 | 0 | -23.3869 | 50.5 | 2.3129 | -54.0906 | 1 | 0 | -54.0906 |  | -54.0906 | 0
50.216 | 0 | 503.951 | 503.951 | 1 | 1 | 15:11 | 32.68 |  | 504.1152 | 0 | 503.951 | 50.2164 | 50.2162 | -0.0008712 | -0.039574 | 503.9114 |  | -23.3825 | 0 | -23.3825 | 50.5 | 2.3131 | -54.085 | 1 | 0 | -54.085 |  | -54.085 | 0
50.216 | 0 | 503.951 | 503.951 | 1 | 1 | 15:11 | 32.7 |  | 504.1145 | 0 | 503.951 | 50.2164 | 50.2161 | -0.00078408 | -0.035616 | 503.9153 |  | -23.3785 | 0 | -23.3785 | 50.5 | 2.3132 | -54.0799 | 1 | 0 | -54.0799 |  | -54.0799 | 0
50.216 | 0 | 503.951 | 503.951 | 1 | 1 | 15:11 | 32.72 |  | 504.1137 | 0 | 503.951 | 50.2163 | 50.2161 | -0.00070567 | -0.032055 | 503.9189 |  | -23.375 | 0 | -23.375 | 50.5 | 2.3134 | -54.0754 | 1 | 0 | -54.0754 |  | -54.0754 | 0
50.216 | 0 | 503.951 | 503.951 | 1 | 1 | 15:11 | 32.74 |  | 504.1129 | 0 | 503.951 | 50.2163 | 50.2161 | -0.00063511 | -0.028849 | 503.9221 |  | -23.3718 | 0 | -23.3718 | 50.5 | 2.3135 | -54.0713 | 1 | 0 | -54.0713 |  | -54.0713 | 0
50.216 | 0 | 505.1742 | 505.1742 | 1 | 1 | 15:11 | 32.76 |  | 504.1121 | 0 | 505.1742 | 50.2163 | 50.2161 | -0.0005716 | -0.025964 | 505.1482 |  | -22.1457 | 0 | -22.1457 | 50.5 | 2.3137 | -51.2376 | 1 | 0 | -51.2376 |  | -51.2376 | 0
50.216 | 0 | 505.1742 | 505.1742 | 1 | 1 | 15:11 | 32.78 |  | 504.1113 | 0 | 505.1742 | 50.2163 | 50.2161 | -0.0040144 | -0.18235 | 504.9918 |  | -22.3021 | 0 | -22.3021 | 50.5 | 2.3138 | -51.602 | 1 | 0 | -51.602 |  | -51.602 | 0
50.216 | 0 | 505.1742 | 505.1742 | 1 | 1 | 15:11 | 32.8 |  | 504.1106 | 0 | 505.1742 | 50.2162 | 50.2161 | -0.005363 | -0.24361 | 504.9306 |  | -22.3633 | 0 | -22.3633 | 50.5 | 2.3139 | -51.746 | 1 | 0 | -51.746 |  | -51.746 | 0
50.216 | 0 | 503.951 | 503.951 | 1 | 1 | 15:11 | 32.82 |  | 504.1098 | 0 | 503.951 | 50.2162 | 50.2157 | -0.0048267 | -0.21925 | 503.7317 |  | -23.5622 | 0 | -23.5622 | 50.5 | 2.3177 | -54.6107 | 1 | 0 | -54.6107 |  | -54.6107 | 0
50.216 | 0 | 503.951 | 503.951 | 1 | 1 | 15:11 | 32.84 |  | 504.109 | 0 | 503.951 | 50.2162 | 50.2158 | -0.002594 | -0.11783 | 503.8331 |  | -23.4608 | 0 | -23.4608 | 50.5 | 2.3174 | -54.3688 | 1 | 0 | -54.3688 |  | -54.3688 | 0
50.216 | 0 | 505.1742 | 505.1742 | 1 | 1 | 15:11 | 32.86 |  | 504.1082 | 0 | 505.1742 | 50.2162 | 50.2158 | 0.0011654 | 0.052936 | 505.2271 |  | -22.0668 | 0 | -22.0668 | 50.5 | 2.3172 | -51.1325 | 1 | 0 | -51.1325 |  | -51.1325 | 0
50.216 | 0 | 503.951 | 503.951 | 1 | 1 | 15:11 | 32.88 |  | 504.1074 | 0 | 503.951 | 50.2161 | 50.2158 | 0.0010488 | 0.047643 | 503.9986 |  | -23.2953 | 0 | -23.2953 | 50.5 | 2.3169 | -53.9737 | 1 | 0 | -53.9737 |  | -53.9737 | 0
50.216 | 0 | 503.951 | 503.951 | 1 | 1 | 15:11 | 32.9 |  | 504.1067 | 0 | 503.951 | 50.2161 | 50.2158 | 0.00094396 | 0.042878 | 503.9938 |  | -23.3 | 0 | -23.3 | 50.5 | 2.3167 | -53.9798 | 1 | 0 | -53.9798 |  | -53.9798 | 0
50.216 | 0 | 502.7277 | 502.7277 | 1 | 1 | 15:11 | 32.92 |  | 504.1059 | 0 | 502.7277 | 50.2161 | 50.2158 | 0.00084956 | 0.038591 | 502.7663 |  | -24.5275 | 0 | -24.5275 | 50.5 | 2.3165 | -56.8189 | 1 | 0 | -56.8189 |  | -56.8189 | 0
50.216 | 0 | 503.951 | 503.951 | 1 | 1 | 15:11 | 32.94 |  | 504.1051 | 0 | 503.951 | 50.2161 | 50.2159 | 0.0007646 | 0.034732 | 503.9857 |  | -23.3082 | 0 | -23.3082 | 50.5 | 2.3164 | -53.9902 | 1 | 0 | -53.9902 |  | -53.9902 | 0
50.216 | 0 | 503.951 | 503.951 | 1 | 1 | 15:11 | 32.96 |  | 504.1043 | 0 | 503.951 | 50.2161 | 50.2159 | -0.0028119 | -0.12773 | 503.8232 |  | -23.4706 | 0 | -23.4706 | 50.5 | 2.3162 | -54.3629 | 1 | 0 | -54.3629 |  | -54.3629 | 0
50.216 | 0 | 503.951 | 503.951 | 1 | 1 | 15:11 | 32.98 |  | 504.1035 | 0 | 503.951 | 50.2161 | 50.2159 | -0.0077807 | -0.35343 | 503.5975 |  | -23.6964 | 0 | -23.6964 | 50.5 | 2.3161 | -54.8823 | 1 | 0 | -54.8823 |  | -54.8823 | 0
50.2125 | 0 | 503.951 | 503.951 | 1 | 1 | 15:11 | 33 |  | 504.1028 | 0 | 503.951 | 50.2157 | 50.2155 | -0.012253 | -0.55653 | 503.3944 |  | -23.8994 | 0 | -23.8994 | 50.5 | 2.3197 | -55.4396 | 1 | 0 | -55.4396 |  | -55.4396 | 0
50.216 | 0 | 503.951 | 503.951 | 1 | 1 | 15:11 | 33.02 |  | 504.102 | 0 | 503.951 | 50.2158 | 50.2152 | -0.014527 | -0.65989 | 503.2911 |  | -24.0028 | 0 | -24.0028 | 50.5 | 2.323 | -55.7582 | 1 | 0 | -55.7582 |  | -55.7582 | 0
50.216 | 0 | 503.951 | 503.951 | 1 | 1 | 15:11 | 33.04 |  | 504.1012 | 0 | 503.951 | 50.2158 | 50.215 | -0.013075 | -0.5939 | 503.357 |  | -23.9368 | 0 | -23.9368 | 50.5 | 2.3259 | -55.6757 | 1 | 0 | -55.6757 |  | -55.6757 | 0
50.216 | 0 | 503.951 | 503.951 | 1 | 1 | 15:11 | 33.06 |  | 504.1004 | 0 | 503.951 | 50.2158 | 50.2147 | -0.011767 | -0.53451 | 503.4164 |  | -23.8774 | 0 | -23.8774 | 50.5 | 2.3286 | -55.6014 | 1 | 0 | -55.6014 |  | -55.6014 | 0
50.216 | 0 | 503.951 | 503.951 | 1 | 1 | 15:11 | 33.08 |  | 504.0996 | 0 | 503.951 | 50.2158 | 50.2145 | -0.0070904 | -0.32208 | 503.6289 |  | -23.665 | 0 | -23.665 | 50.5 | 2.331 | -55.1637 | 1 | 0 | -55.1637 |  | -55.1637 | 0
50.216 | 0 | 503.951 | 503.951 | 1 | 1 | 15:11 | 33.1 |  | 504.0989 | 0 | 503.951 | 50.2158 | 50.2143 | -0.0011314 | -0.051392 | 503.8996 |  | -23.3943 | 0 | -23.3943 | 50.5 | 2.3332 | -54.5836 | 1 | 0 | -54.5836 |  | -54.5836 | 0
50.216 | 0 | 505.1742 | 505.1742 | 1 | 1 | 15:11 | 33.12 |  | 504.0981 | 0 | 505.1742 | 50.2159 | 50.2145 | 0.0042317 | 0.19222 | 505.3664 |  | -21.9275 | 0 | -21.9275 | 50.5 | 2.3313 | -51.1206 | 1 | 0 | -51.1206 |  | -51.1206 | 0
50.216 | 0 | 502.7277 | 502.7277 | 1 | 1 | 15:11 | 33.14 |  | 504.0973 | 0 | 502.7277 | 50.2159 | 50.2146 | 0.0073086 | 0.33199 | 503.0597 |  | -24.2341 | 0 | -24.2341 | 50.5 | 2.3297 | -56.4579 | 1 | 0 | -56.4579 |  | -56.4579 | 0
50.216 | 0 | 502.7277 | 502.7277 | 1 | 1 | 15:11 | 33.16 |  | 504.0965 | 0 | 502.7277 | 50.2159 | 50.2148 | 0.0065777 | 0.29879 | 503.0265 |  | -24.2673 | 0 | -24.2673 | 50.5 | 2.3282 | -56.4989 | 1 | 0 | -56.4989 |  | -56.4989 | 0
50.2125 | 0 | 505.1742 | 505.1742 | 1 | 1 | 15:11 | 33.18 |  | 504.0957 | 0 | 505.1742 | 50.2155 | 50.2149 | 0.0059199 | 0.26889 | 505.443 |  | -21.8508 | 0 | -21.8508 | 50.5 | 2.3268 | -50.8435 | 1 | 0 | -50.8435 |  | -50.8435 | 0
50.2125 | 0 | 503.951 | 503.951 | 1 | 1 | 15:11 | 33.2 |  | 504.095 | 0 | 503.951 | 50.2152 | 50.215 | 0.005328 | 0.242 | 504.193 |  | -23.1009 | 0 | -23.1009 | 50.5 | 2.3256 | -53.7243 | 1 | 0 | -53.7243 |  | -53.7243 | 0
50.2125 | 0 | 502.7277 | 502.7277 | 1 | 1 | 15:11 | 33.22 |  | 504.0942 | 0 | 502.7277 | 50.215 | 50.2151 | 0.0047952 | 0.2178 | 502.9455 |  | -24.3483 | 0 | -24.3483 | 50.5 | 2.3245 | -56.5989 | 1 | 0 | -56.5989 |  | -56.5989 | 0
50.2125 | 0 | 503.951 | 503.951 | 1 | 1 | 15:11 | 33.24 |  | 504.0934 | 0 | 503.951 | 50.2147 | 50.2152 | 0.0043156 | 0.19602 | 504.147 |  | -23.1469 | 0 | -23.1469 | 50.5 | 2.3236 | -53.7835 | 1 | 0 | -53.7835 |  | -53.7835 | 0
50.2125 | 0 | 503.951 | 503.951 | 1 | 1 | 15:11 | 33.26 |  | 504.0926 | 0 | 503.951 | 50.2145 | 50.2153 | 0.00038408 | 0.017445 | 503.9684 |  | -23.3255 | 0 | -23.3255 | 50.5 | 2.3227 | -54.1779 | 1 | 0 | -54.1779 |  | -54.1779 | 0
50.2125 | 0 | 503.951 | 503.951 | 1 | 1 | 15:11 | 33.28 |  | 504.0918 | 0 | 503.951 | 50.2143 | 50.2153 | -0.0014043 | -0.063786 | 503.8872 |  | -23.4067 | 0 | -23.4067 | 50.5 | 2.3219 | -54.3481 | 1 | 0 | -54.3481 |  | -54.3481 | 0
50.216 | 0 | 503.951 | 503.951 | 1 | 1 | 15:11 | 33.3 |  | 504.0911 | 0 | 503.951 | 50.2145 | 50.2151 | -0.0012639 | -0.057412 | 503.8935 |  | -23.4003 | 0 | -23.4003 | 50.5 | 2.325 | -54.4051 | 1 | 0 | -54.4051 |  | -54.4051 | 0
50.216 | 0 | 502.7277 | 502.7277 | 1 | 1 | 15:11 | 33.32 |  | 504.0903 | 0 | 502.7277 | 50.2146 | 50.2152 | 0.00061249 | 0.027822 | 502.7556 |  | -24.5383 | 0 | -24.5383 | 50.5 | 2.324 | -57.0258 | 1 | 0 | -57.0258 |  | -57.0258 | 0
50.216 | 0 | 503.951 | 503.951 | 1 | 1 | 15:11 | 33.34 |  | 504.0895 | 0 | 503.951 | 50.2148 | 50.2152 | 0.0040512 | 0.18402 | 504.135 |  | -23.1589 | 0 | -23.1589 | 50.5 | 2.323 | -53.7989 | 1 | 0 | -53.7989 |  | -53.7989 | 0
50.216 | 0 | 503.951 | 503.951 | 1 | 1 | 15:11 | 33.36 |  | 504.0887 | 0 | 503.951 | 50.2149 | 50.2153 | 0.0036461 | 0.16562 | 504.1166 |  | -23.1773 | 0 | -23.1773 | 50.5 | 2.3222 | -53.8225 | 1 | 0 | -53.8225 |  | -53.8225 | 0
50.216 | 0 | 503.951 | 503.951 | 1 | 1 | 15:11 | 33.38 |  | 504.0879 | 0 | 503.951 | 50.215 | 50.2154 | 0.0032815 | 0.14906 | 504.1 |  | -23.1939 | 0 | -23.1939 | 50.5 | 2.3215 | -53.8438 | 1 | 0 | -53.8438 |  | -53.8438 | 0
50.216 | 0 | 503.951 | 503.951 | 1 | 1 | 15:11 | 33.4 |  | 504.0872 | 0 | 503.951 | 50.2151 | 50.2154 | 0.0029534 | 0.13415 | 504.0851 |  | -23.2088 | 0 | -23.2088 | 50.5 | 2.3208 | -53.8629 | 1 | 0 | -53.8629 |  | -53.8629 | 0
50.216 | 0 | 503.951 | 503.951 | 1 | 1 | 15:11 | 33.42 |  | 504.0864 | 0 | 503.951 | 50.2152 | 50.2155 | 0.002658 | 0.12074 | 504.0717 |  | -23.2222 | 0 | -23.2222 | 50.5 | 2.3202 | -53.8801 | 1 | 0 | -53.8801 |  | -53.8801 | 0
50.216 | 0 | 503.951 | 503.951 | 1 | 1 | 15:11 | 33.44 |  | 504.0856 | 0 | 503.951 | 50.2153 | 50.2155 | 0.0023922 | 0.10866 | 504.0596 |  | -23.2343 | 0 | -23.2343 | 50.5 | 2.3197 | -53.8956 | 1 | 0 | -53.8956 |  | -53.8956 | 0
50.216 | 0 | 503.951 | 503.951 | 1 | 1 | 15:11 | 33.46 |  | 504.0848 | 0 | 503.951 | 50.2153 | 50.2156 | 0.002153 | 0.097798 | 504.0488 |  | -23.2451 | 0 | -23.2451 | 50.5 | 2.3192 | -53.9095 | 1 | 0 | -53.9095 |  | -53.9095 | 0
50.2125 | 0 | 503.951 | 503.951 | 1 | 1 | 15:11 | 33.48 |  | 504.084 | 0 | 503.951 | 50.2151 | 50.2156 | 0.0019377 | 0.088012 | 504.039 |  | -23.2549 | 0 | -23.2549 | 50.5 | 2.3187 | -53.9221 | 1 | 0 | -53.9221 |  | -53.9221 | 0
50.216 | 0 | 503.951 | 503.951 | 1 | 1 | 15:11 | 33.5 |  | 504.0833 | 0 | 503.951 | 50.2152 | 50.2157 | 0.0017439 | 0.079216 | 504.0302 |  | -23.2637 | 0 | -23.2637 | 50.5 | 2.3183 | -53.9333 | 1 | 0 | -53.9333 |  | -53.9333 | 0
50.216 | 0 | 503.951 | 503.951 | 1 | 1 | 15:11 | 33.52 |  | 504.0825 | 0 | 503.951 | 50.2152 | 50.2157 | 0.0015695 | 0.071295 | 504.0222 |  | -23.2716 | 0 | -23.2716 | 50.5 | 2.318 | -53.9434 | 1 | 0 | -53.9434 |  | -53.9434 | 0
50.216 | 0 | 503.951 | 503.951 | 1 | 1 | 15:11 | 33.54 |  | 504.0817 | 0 | 503.951 | 50.2153 | 50.2157 | 0.0014126 | 0.064165 | 504.0151 |  | -23.2788 | 0 | -23.2788 | 50.5 | 2.3177 | -53.9526 | 1 | 0 | -53.9526 |  | -53.9526 | 0
50.216 | 0 | 503.951 | 503.951 | 1 | 1 | 15:11 | 33.56 |  | 504.0809 | 0 | 503.951 | 50.2154 | 50.2158 | 0.0012713 | 0.057749 | 504.0087 |  | -23.2852 | 0 | -23.2852 | 50.5 | 2.3174 | -53.9608 | 1 | 0 | -53.9608 |  | -53.9608 | 0
50.216 | 0 | 503.951 | 503.951 | 1 | 1 | 15:11 | 33.58 |  | 504.0801 | 0 | 503.951 | 50.2154 | 50.2158 | 0.0011442 | 0.051974 | 504.0029 |  | -23.2909 | 0 | -23.2909 | 50.5 | 2.3171 | -53.9682 | 1 | 0 | -53.9682 |  | -53.9682 | 0
50.216 | 0 | 503.951 | 503.951 | 1 | 1 | 15:11 | 33.6 |  | 504.0794 | 0 | 503.951 | 50.2155 | 50.2158 | 0.0010298 | 0.046777 | 503.9977 |  | -23.2961 | 0 | -23.2961 | 50.5 | 2.3169 | -53.9748 | 1 | 0 | -53.9748 |  | -53.9748 | 0
50.216 | 0 | 503.951 | 503.951 | 1 | 1 | 15:11 | 33.62 |  | 504.0786 | 0 | 503.951 | 50.2155 | 50.2158 | 0.00092679 | 0.042099 | 503.9931 |  | -23.3008 | 0 | -23.3008 | 50.5 | 2.3167 | -53.9808 | 1 | 0 | -53.9808 |  | -53.9808 | 0
50.216 | 0 | 502.7277 | 502.7277 | 1 | 1 | 15:11 | 33.64 |  | 504.0778 | 0 | 502.7277 | 50.2156 | 50.2158 | 0.00083411 | 0.037889 | 502.7656 |  | -24.5282 | 0 | -24.5282 | 50.5 | 2.3165 | -56.8197 | 1 | 0 | -56.8197 |  | -56.8197 | 0
50.216 | 0 | 503.951 | 503.951 | 1 | 1 | 15:11 | 33.66 |  | 504.077 | 0 | 503.951 | 50.2156 | 50.2159 | 0.0007507 | 0.0341 | 503.9851 |  | -23.3088 | 0 | -23.3088 | 50.5 | 2.3163 | -53.991 | 1 | 0 | -53.991 |  | -53.991 | 0
50.216 | 0 | 503.951 | 503.951 | 1 | 1 | 15:11 | 33.68 |  | 504.0762 | 0 | 503.951 | 50.2157 | 50.2159 | 0.00067563 | 0.03069 | 503.9816 |  | -23.3122 | 0 | -23.3122 | 50.5 | 2.3162 | -53.9954 | 1 | 0 | -53.9954 |  | -53.9954 | 0
50.216 | 0 | 503.951 | 503.951 | 1 | 1 | 15:11 | 33.7 |  | 504.0755 | 0 | 503.951 | 50.2157 | 50.2159 | 0.00060807 | 0.027621 | 503.9786 |  | -23.3153 | 0 | -23.3153 | 50.5 | 2.316 | -53.9993 | 1 | 0 | -53.9993 |  | -53.9993 | 0
50.216 | 0 | 503.951 | 503.951 | 1 | 1 | 15:11 | 33.72 |  | 504.0747 | 0 | 503.951 | 50.2157 | 50.2159 | 0.00054726 | 0.024859 | 503.9758 |  | -23.3181 | 0 | -23.3181 | 50.5 | 2.3159 | -54.0028 | 1 | 0 | -54.0028 |  | -54.0028 | 0
50.216 | 0 | 503.951 | 503.951 | 1 | 1 | 15:11 | 33.74 |  | 504.0739 | 0 | 503.951 | 50.2158 | 50.2159 | 0.00049254 | 0.022373 | 503.9733 |  | -23.3205 | 0 | -23.3205 | 50.5 | 2.3158 | -54.006 | 1 | 0 | -54.006 |  | -54.006 | 0
50.216 | 0 | 503.951 | 503.951 | 1 | 1 | 15:11 | 33.76 |  | 504.0731 | 0 | 503.951 | 50.2158 | 50.2159 | 0.00044328 | 0.020136 | 503.9711 |  | -23.3228 | 0 | -23.3228 | 50.5 | 2.3157 | -54.0088 | 1 | 0 | -54.0088 |  | -54.0088 | 0
50.216 | 0 | 502.7277 | 502.7277 | 1 | 1 | 15:11 | 33.78 |  | 504.0723 | 0 | 502.7277 | 50.2158 | 50.2159 | 0.00039895 | 0.018122 | 502.7459 |  | -24.548 | 0 | -24.548 | 50.5 | 2.3156 | -56.8439 | 1 | 0 | -56.8439 |  | -56.8439 | 0
50.216 | 0 | 503.951 | 503.951 | 1 | 1 | 15:11 | 33.8 |  | 504.0716 | 0 | 503.951 | 50.2158 | 50.2159 | 0.0037591 | 0.17075 | 504.1217 |  | -23.1722 | 0 | -23.1722 | 50.5 | 2.3155 | -53.6561 | 1 | 0 | -53.6561 |  | -53.6561 | 0
50.216 | 0 | 503.951 | 503.951 | 1 | 1 | 15:11 | 33.82 |  | 504.0708 | 0 | 503.951 | 50.2158 | 50.2159 | 0.0084832 | 0.38534 | 504.3363 |  | -22.9576 | 0 | -22.9576 | 50.5 | 2.3155 | -53.1575 | 1 | 0 | -53.1575 |  | -53.1575 | 0
50.216 | 0 | 503.951 | 503.951 | 1 | 1 | 15:11 | 33.84 |  | 504.07 | 0 | 503.951 | 50.2159 | 50.2163 | 0.012735 | 0.57847 | 504.5294 |  | -22.7644 | 0 | -22.7644 | 50.5 | 2.3118 | -52.626 | 1 | 0 | -52.626 |  | -52.626 | 0
50.216 | 0 | 503.951 | 503.951 | 1 | 1 | 15:11 | 33.86 |  | 504.0692 | 0 | 503.951 | 50.2159 | 50.2166 | 0.014861 | 0.67506 | 504.626 |  | -22.6679 | 0 | -22.6679 | 50.5 | 2.3084 | -52.3273 | 1 | 0 | -52.3273 |  | -52.3273 | 0
50.216 | 0 | 502.7277 | 502.7277 | 1 | 1 | 15:11 | 33.88 |  | 504.0684 | 0 | 502.7277 | 50.2159 | 50.2169 | 0.013375 | 0.60756 | 503.3353 |  | -23.9586 | 0 | -23.9586 | 50.5 | 2.3055 | -55.2354 | 1 | 0 | -55.2354 |  | -55.2354 | 0
50.216 | 0 | 503.951 | 503.951 | 1 | 1 | 15:11 | 33.9 |  | 504.0677 | 0 | 503.951 | 50.2159 | 50.2171 | 0.012038 | 0.5468 | 504.4978 |  | -22.7961 | 0 | -22.7961 | 50.5 | 2.3028 | -52.4943 | 1 | 0 | -52.4943 |  | -52.4943 | 0
50.216 | 0 | 503.951 | 503.951 | 1 | 1 | 15:11 | 33.92 |  | 504.0669 | 0 | 503.951 | 50.2159 | 50.2174 | 0.010834 | 0.49212 | 504.4431 |  | -22.8508 | 0 | -22.8508 | 50.5 | 2.3004 | -52.5653 | 1 | 0 | -52.5653 |  | -52.5653 | 0
50.216 | 0 | 503.951 | 503.951 | 1 | 1 | 15:11 | 33.94 |  | 504.0661 | 0 | 503.951 | 50.2159 | 50.2176 | 0.0097505 | 0.44291 | 504.3939 |  | -22.9 | 0 | -22.9 | 50.5 | 2.2982 | -52.629 | 1 | 0 | -52.629 |  | -52.629 | 0
50.216 | 0 | 503.951 | 503.951 | 1 | 1 | 15:11 | 33.96 |  | 504.0653 | 0 | 503.951 | 50.2159 | 50.2177 | 0.0087755 | 0.39862 | 504.3496 |  | -22.9443 | 0 | -22.9443 | 50.5 | 2.2963 | -52.6863 | 1 | 0 | -52.6863 |  | -52.6863 | 0
50.216 | 0 | 502.7277 | 502.7277 | 1 | 1 | 15:11 | 33.98 |  | 504.0645 | 0 | 502.7277 | 50.2159 | 50.2179 | 0.0078979 | 0.35876 | 503.0865 |  | -24.2074 | 0 | -24.2074 | 50.5 | 2.2945 | -55.5444 | 1 | 0 | -55.5444 |  | -55.5444 | 0
50.216 | 0 | 505.1742 | 505.1742 | 1 | 1 | 15:11 | 34 |  | 504.0638 | 0 | 505.1742 | 50.2159 | 50.2181 | 0.0071081 | 0.32288 | 505.497 |  | -21.7968 | 0 | -21.7968 | 50.5 | 2.293 | -49.9792 | 1 | 0 | -49.9792 |  | -49.9792 | 0
50.2194 | 0 | 503.951 | 503.951 | 1 | 1 | 15:11 | 34.02 |  | 504.063 | 0 | 503.951 | 50.2163 | 50.2182 | 0.0063973 | 0.29061 | 504.2416 |  | -23.0523 | 0 | -23.0523 | 50.5 | 2.2915 | -52.8254 | 1 | 0 | -52.8254 |  | -52.8254 | 0
50.2194 | 0 | 503.951 | 503.951 | 1 | 1 | 15:11 | 34.04 |  | 504.0622 | 0 | 503.951 | 50.2166 | 50.2183 | 0.0057576 | 0.26155 | 504.2125 |  | -23.0814 | 0 | -23.0814 | 50.5 | 2.2903 | -52.8628 | 1 | 0 | -52.8628 |  | -52.8628 | 0
50.2194 | 0 | 503.951 | 503.951 | 1 | 1 | 15:11 | 34.06 |  | 504.0614 | 0 | 503.951 | 50.2169 | 50.2184 | 0.0051818 | 0.2354 | 504.1864 |  | -23.1075 | 0 | -23.1075 | 50.5 | 2.2891 | -52.8964 | 1 | 0 | -52.8964 |  | -52.8964 | 0
50.2194 | 0 | 503.951 | 503.951 | 1 | 1 | 15:11 | 34.08 |  | 504.0606 | 0 | 503.951 | 50.2171 | 50.2185 | 0.0046637 | 0.21186 | 504.1628 |  | -23.1311 | 0 | -23.1311 | 50.5 | 2.2881 | -52.9266 | 1 | 0 | -52.9266 |  | -52.9266 | 0
50.2194 | 0 | 505.1742 | 505.1742 | 1 | 1 | 15:11 | 34.1 |  | 504.0599 | 0 | 505.1742 | 50.2174 | 50.2186 | 0.0041973 | 0.19067 | 505.3648 |  | -21.929 | 0 | -21.929 | 50.5 | 2.2872 | -50.156 | 1 | 0 | -50.156 |  | -50.156 | 0
50.2194 | 0 | 502.7277 | 502.7277 | 1 | 1 | 15:11 | 34.12 |  | 504.0591 | 0 | 502.7277 | 50.2176 | 50.2187 | 0.0037776 | 0.1716 | 502.8994 |  | -24.3945 | 0 | -24.3945 | 50.5 | 2.2864 | -55.7749 | 1 | 0 | -55.7749 |  | -55.7749 | 0
50.2194 | 0 | 503.951 | 503.951 | 1 | 1 | 15:11 | 34.14 |  | 504.0583 | 0 | 503.951 | 50.2177 | 50.2188 | 0.0033998 | 0.15444 | 504.1054 |  | -23.1885 | 0 | -23.1885 | 50.5 | 2.2856 | -53.0001 | 1 | 0 | -53.0001 |  | -53.0001 | 0
50.2194 | 0 | 503.951 | 503.951 | 1 | 1 | 15:11 | 34.16 |  | 504.0575 | 0 | 503.951 | 50.2179 | 50.2188 | 0.0030598 | 0.139 | 504.09 |  | -23.2039 | 0 | -23.2039 | 50.5 | 2.285 | -53.0199 | 1 | 0 | -53.0199 |  | -53.0199 | 0
50.2194 | 0 | 503.951 | 503.951 | 1 | 1 | 15:11 | 34.18 |  | 504.0567 | 0 | 503.951 | 50.2181 | 50.2189 | 0.0027538 | 0.1251 | 504.0761 |  | -23.2178 | 0 | -23.2178 | 50.5 | 2.2844 | -53.0377 | 1 | 0 | -53.0377 |  | -53.0377 | 0
50.2194 | 0 | 503.951 | 503.951 | 1 | 1 | 15:11 | 34.2 |  | 504.056 | 0 | 503.951 | 50.2182 | 50.2189 | 0.0024785 | 0.11259 | 504.0635 |  | -23.2303 | 0 | -23.2303 | 50.5 | 2.2838 | -53.0536 | 1 | 0 | -53.0536 |  | -53.0536 | 0
50.2194 | 0 | 502.7277 | 502.7277 | 1 | 1 | 15:11 | 34.22 |  | 504.0552 | 0 | 502.7277 | 50.2183 | 50.219 | 0.0022306 | 0.10133 | 502.8291 |  | -24.4648 | 0 | -24.4648 | 50.5 | 2.2833 | -55.861 | 1 | 0 | -55.861 |  | -55.861 | 0
50.2194 | 0 | 502.7277 | 502.7277 | 1 | 1 | 15:11 | 34.24 |  | 504.0544 | 0 | 502.7277 | 50.2184 | 50.219 | 0.0020075 | 0.091197 | 502.8189 |  | -24.4749 | 0 | -24.4749 | 50.5 | 2.2829 | -55.8734 | 1 | 0 | -55.8734 |  | -55.8734 | 0
50.2194 | 0 | 502.7277 | 502.7277 | 1 | 1 | 15:11 | 34.26 |  | 504.0536 | 0 | 502.7277 | 50.2185 | 50.2191 | 0.0018068 | 0.082078 | 502.8098 |  | -24.484 | 0 | -24.484 | 50.5 | 2.2825 | -55.8846 | 1 | 0 | -55.8846 |  | -55.8846 | 0
50.2194 | 0 | 502.7277 | 502.7277 | 1 | 1 | 15:11 | 34.28 |  | 504.0528 | 0 | 502.7277 | 50.2186 | 50.2191 | 0.0016261 | 0.07387 | 502.8016 |  | -24.4923 | 0 | -24.4923 | 50.5 | 2.2821 | -55.8946 | 1 | 0 | -55.8946 |  | -55.8946 | 0
50.2194 | 0 | 503.951 | 503.951 | 1 | 1 | 15:11 | 34.3 |  | 504.0521 | 0 | 503.951 | 50.2187 | 50.2191 | 0.0014635 | 0.066483 | 504.0174 |  | -23.2764 | 0 | -23.2764 | 50.5 | 2.2818 | -53.1125 | 1 | 0 | -53.1125 |  | -53.1125 | 0
50.2194 | 0 | 502.7277 | 502.7277 | 1 | 1 | 15:11 | 34.32 |  | 504.0513 | 0 | 502.7277 | 50.2188 | 50.2192 | 0.0013172 | 0.059835 | 502.7876 |  | -24.5063 | 0 | -24.5063 | 50.5 | 2.2815 | -55.9117 | 1 | 0 | -55.9117 |  | -55.9117 | 0
50.2194 | 0 | 502.7277 | 502.7277 | 1 | 1 | 15:11 | 34.34 |  | 504.0505 | 0 | 502.7277 | 50.2188 | 50.2192 | 0.0011854 | 0.053851 | 502.7816 |  | -24.5123 | 0 | -24.5123 | 50.5 | 2.2813 | -55.9191 | 1 | 0 | -55.9191 |  | -55.9191 | 0
50.2194 | 0 | 503.951 | 503.951 | 1 | 1 | 15:11 | 34.36 |  | 504.0497 | 0 | 503.951 | 50.2189 | 50.2192 | 0.0010669 | 0.048466 | 503.9994 |  | -23.2945 | 0 | -23.2945 | 50.5 | 2.281 | -53.1355 | 1 | 0 | -53.1355 |  | -53.1355 | 0
50.2194 | 0 | 502.7277 | 502.7277 | 1 | 1 | 15:11 | 34.38 |  | 504.0489 | 0 | 502.7277 | 50.2189 | 50.2192 | 0.0009602 | 0.043619 | 502.7714 |  | -24.5225 | 0 | -24.5225 | 50.5 | 2.2808 | -55.9316 | 1 | 0 | -55.9316 |  | -55.9316 | 0
50.2194 | 0 | 503.951 | 503.951 | 1 | 1 | 15:11 | 34.4 |  | 504.0482 | 0 | 503.951 | 50.219 | 50.2192 | 0.00086418 | 0.039258 | 503.9902 |  | -23.3037 | 0 | -23.3037 | 50.5 | 2.2806 | -53.1472 | 1 | 0 | -53.1472 |  | -53.1472 | 0
50.2194 | 0 | 502.7277 | 502.7277 | 1 | 1 | 15:11 | 34.42 |  | 504.0474 | 0 | 502.7277 | 50.219 | 50.2193 | 0.00077777 | 0.035332 | 502.7631 |  | -24.5308 | 0 | -24.5308 | 50.5 | 2.2805 | -55.9417 | 1 | 0 | -55.9417 |  | -55.9417 | 0
50.2194 | 0 | 502.7277 | 502.7277 | 1 | 1 | 15:11 | 34.44 |  | 504.0466 | 0 | 502.7277 | 50.2191 | 50.2193 | 0.00069999 | 0.031799 | 502.7595 |  | -24.5343 | 0 | -24.5343 | 50.5 | 2.2803 | -55.946 | 1 | 0 | -55.946 |  | -55.946 | 0
50.2194 | 0 | 503.951 | 503.951 | 1 | 1 | 15:11 | 34.46 |  | 504.0458 | 0 | 503.951 | 50.2191 | 50.2193 | 0.00062999 | 0.028619 | 503.9796 |  | -23.3143 | 0 | -23.3143 | 50.5 | 2.2802 | -53.1607 | 1 | 0 | -53.1607 |  | -53.1607 | 0
50.2194 | 0 | 503.951 | 503.951 | 1 | 1 | 15:11 | 34.48 |  | 504.045 | 0 | 503.951 | 50.2191 | 50.2193 | 0.00056699 | 0.025757 | 503.9767 |  | -23.3172 | 0 | -23.3172 | 50.5 | 2.2801 | -53.1644 | 1 | 0 | -53.1644 |  | -53.1644 | 0
50.2194 | 0 | 502.7277 | 502.7277 | 1 | 1 | 15:11 | 34.5 |  | 504.0443 | 0 | 502.7277 | 50.2192 | 50.2193 | 0.00051029 | 0.023181 | 502.7509 |  | -24.5429 | 0 | -24.5429 | 50.5 | 2.2799 | -55.9565 | 1 | 0 | -55.9565 |  | -55.9565 | 0
50.2194 | 0 | 503.951 | 503.951 | 1 | 1 | 15:11 | 34.52 |  | 504.0435 | 0 | 503.951 | 50.2192 | 50.2193 | 0.00045926 | 0.020863 | 503.9718 |  | -23.3221 | 0 | -23.3221 | 50.5 | 2.2798 | -53.1706 | 1 | 0 | -53.1706 |  | -53.1706 | 0
50.2194 | 0 | 502.7277 | 502.7277 | 1 | 1 | 15:11 | 34.54 |  | 504.0427 | 0 | 502.7277 | 50.2192 | 50.2193 | 0.00041334 | 0.018777 | 502.7465 |  | -24.5473 | 0 | -24.5473 | 50.5 | 2.2798 | -55.9619 | 1 | 0 | -55.9619 |  | -55.9619 | 0
50.2194 | 0 | 503.951 | 503.951 | 1 | 1 | 15:11 | 34.56 |  | 504.0419 | 0 | 503.951 | 50.2192 | 50.2193 | 0.000372 | 0.016899 | 503.9679 |  | -23.326 | 0 | -23.326 | 50.5 | 2.2797 | -53.1757 | 1 | 0 | -53.1757 |  | -53.1757 | 0
50.2194 | 0 | 503.951 | 503.951 | 1 | 1 | 15:11 | 34.58 |  | 504.0411 | 0 | 503.951 | 50.2192 | 50.2193 | 0.0003348 | 0.015209 | 503.9662 |  | -23.3277 | 0 | -23.3277 | 50.5 | 2.2796 | -53.1778 | 1 | 0 | -53.1778 |  | -53.1778 | 0
50.2194 | 0 | 503.951 | 503.951 | 1 | 1 | 15:11 | 34.6 |  | 504.0404 | 0 | 503.951 | 50.2193 | 50.2193 | 0.00030132 | 0.013688 | 503.9646 |  | -23.3292 | 0 | -23.3292 | 50.5 | 2.2795 | -53.1798 | 1 | 0 | -53.1798 |  | -53.1798 | 0
50.2194 | 0 | 503.951 | 503.951 | 1 | 1 | 15:11 | 34.62 |  | 504.0396 | 0 | 503.951 | 50.2193 | 50.2193 | 0.0037712 | 0.17131 | 504.1223 |  | -23.1716 | 0 | -23.1716 | 50.5 | 2.2795 | -52.8191 | 1 | 0 | -52.8191 |  | -52.8191 | 0
50.2194 | 0 | 503.951 | 503.951 | 1 | 1 | 15:11 | 34.64 |  | 504.0388 | 0 | 503.951 | 50.2193 | 50.2194 | 0.0086441 | 0.39268 | 504.3436 |  | -22.9502 | 0 | -22.9502 | 50.5 | 2.2794 | -52.3133 | 1 | 0 | -52.3133 |  | -52.3133 | 0
50.2194 | 0 | 502.7277 | 502.7277 | 1 | 1 | 15:11 | 34.66 |  | 504.038 | 0 | 502.7277 | 50.2193 | 50.2197 | 0.01303 | 0.5919 | 503.3196 |  | -23.9742 | 0 | -23.9742 | 50.5 | 2.2757 | -54.5591 | 1 | 0 | -54.5591 |  | -54.5591 | 0
50.2194 | 0 | 502.7277 | 502.7277 | 1 | 1 | 15:11 | 34.68 |  | 504.0372 | 0 | 502.7277 | 50.2193 | 50.22 | 0.015227 | 0.69171 | 503.4195 |  | -23.8744 | 0 | -23.8744 | 50.5 | 2.2724 | -54.2532 | 1 | 0 | -54.2532 |  | -54.2532 | 0
50.2194 | 0 | 502.7277 | 502.7277 | 1 | 1 | 15:11 | 34.7 |  | 504.0365 | 0 | 502.7277 | 50.2193 | 50.2203 | 0.013704 | 0.62254 | 503.3503 |  | -23.9436 | 0 | -23.9436 | 50.5 | 2.2695 | -54.3395 | 1 | 0 | -54.3395 |  | -54.3395 | 0
50.2194 | 0 | 503.951 | 503.951 | 1 | 1 | 15:11 | 34.72 |  | 504.0357 | 0 | 503.951 | 50.2193 | 50.2206 | 0.012334 | 0.56028 | 504.5112 |  | -22.7826 | 0 | -22.7826 | 50.5 | 2.2668 | -51.6441 | 1 | 0 | -51.6441 |  | -51.6441 | 0
50.2194 | 0 | 503.951 | 503.951 | 1 | 1 | 15:11 | 34.74 |  | 504.0349 | 0 | 503.951 | 50.2193 | 50.2208 | 0.0111 | 0.50425 | 504.4552 |  | -22.8387 | 0 | -22.8387 | 50.5 | 2.2644 | -51.7166 | 1 | 0 | -51.7166 |  | -51.7166 | 0
50.2194 | 0 | 502.7277 | 502.7277 | 1 | 1 | 15:11 | 34.76 |  | 504.0341 | 0 | 502.7277 | 50.2193 | 50.221 | 0.0099902 | 0.45383 | 503.1816 |  | -24.1123 | 0 | -24.1123 | 50.5 | 2.2623 | -54.5489 | 1 | 0 | -54.5489 |  | -54.5489 | 0
50.2194 | 0 | 503.951 | 503.951 | 1 | 1 | 15:11 | 34.78 |  | 504.0333 | 0 | 503.951 | 50.2193 | 50.2212 | 0.0089912 | 0.40845 | 504.3594 |  | -22.9345 | 0 | -22.9345 | 50.5 | 2.2604 | -51.8401 | 1 | 0 | -51.8401 |  | -51.8401 | 0
50.2194 | 0 | 502.7277 | 502.7277 | 1 | 1 | 15:11 | 34.8 |  | 504.0326 | 0 | 502.7277 | 50.2193 | 50.2214 | 0.0080921 | 0.3676 | 503.0953 |  | -24.1985 | 0 | -24.1985 | 50.5 | 2.2586 | -54.6554 | 1 | 0 | -54.6554 |  | -54.6554 | 0
50.2194 | 0 | 503.951 | 503.951 | 1 | 1 | 15:11 | 34.82 |  | 504.0318 | 0 | 503.951 | 50.2194 | 50.2215 | 0.0072829 | 0.33084 | 504.2818 |  | -23.0121 | 0 | -23.0121 | 50.5 | 2.2571 | -51.9399 | 1 | 0 | -51.9399 |  | -51.9399 | 0
50.2229 | 0 | 503.951 | 503.951 | 1 | 1 | 15:11 | 34.84 |  | 504.031 | 0 | 503.951 | 50.2197 | 50.2217 | 0.0065546 | 0.29778 | 504.2487 |  | -23.0451 | 0 | -23.0451 | 50.5 | 2.2557 | -51.9822 | 1 | 0 | -51.9822 |  | -51.9822 | 0
50.2229 | 0 | 503.951 | 503.951 | 1 | 1 | 15:11 | 34.86 |  | 504.0302 | 0 | 503.951 | 50.22 | 50.2218 | 0.0058991 | 0.268 | 504.219 |  | -23.0749 | 0 | -23.0749 | 50.5 | 2.2544 | -52.0204 | 1 | 0 | -52.0204 |  | -52.0204 | 0
50.2229 | 0 | 503.951 | 503.951 | 1 | 1 | 15:11 | 34.88 |  | 504.0294 | 0 | 503.951 | 50.2203 | 50.2219 | 0.0053092 | 0.2412 | 504.1922 |  | -23.1017 | 0 | -23.1017 | 50.5 | 2.2533 | -52.0547 | 1 | 0 | -52.0547 |  | -52.0547 | 0
50.2229 | 0 | 503.951 | 503.951 | 1 | 1 | 15:11 | 34.9 |  | 504.0287 | 0 | 503.951 | 50.2206 | 50.222 | 0.0047783 | 0.21708 | 504.168 |  | -23.1258 | 0 | -23.1258 | 50.5 | 2.2523 | -52.0855 | 1 | 0 | -52.0855 |  | -52.0855 | 0
50.2229 | 0 | 503.951 | 503.951 | 1 | 1 | 15:11 | 34.92 |  | 504.0279 | 0 | 503.951 | 50.2208 | 50.2221 | 0.0043005 | 0.19537 | 504.1463 |  | -23.1475 | 0 | -23.1475 | 50.5 | 2.2514 | -52.1133 | 1 | 0 | -52.1133 |  | -52.1133 | 0
50.2229 | 0 | 503.951 | 503.951 | 1 | 1 | 15:11 | 34.94 |  | 504.0271 | 0 | 503.951 | 50.221 | 50.2222 | 0.0038704 | 0.17583 | 504.1268 |  | -23.1671 | 0 | -23.1671 | 50.5 | 2.2505 | -52.1382 | 1 | 0 | -52.1382 |  | -52.1382 | 0
50.2229 | 0 | 505.1742 | 505.1742 | 1 | 1 | 15:11 | 34.96 |  | 504.0263 | 0 | 505.1742 | 50.2212 | 50.2222 | 0.0034834 | 0.15825 | 505.3324 |  | -21.9615 | 0 | -21.9615 | 50.5 | 2.2498 | -49.4087 | 1 | 0 | -49.4087 |  | -49.4087 | 0
50.2229 | 0 | 503.951 | 503.951 | 1 | 1 | 15:11 | 34.98 |  | 504.0255 | 0 | 503.951 | 50.2214 | 50.2223 | 0.003135 | 0.14243 | 504.0934 |  | -23.2005 | 0 | -23.2005 | 50.5 | 2.2491 | -52.1808 | 1 | 0 | -52.1808 |  | -52.1808 | 0
50.2229 | 0 | 503.951 | 503.951 | 1 | 1 | 15:11 | 35 |  | 504.0248 | 0 | 503.951 | 50.2215 | 50.2224 | 0.0028215 | 0.12818 | 504.0791 |  | -23.2147 | 0 | -23.2147 | 50.5 | 2.2485 | -52.199 | 1 | 0 | -52.199 |  | -52.199 | 0
50.2229 | 0 | 503.951 | 503.951 | 1 | 1 | 15:11 | 35.02 |  | 504.024 | 0 | 503.951 | 50.2217 | 50.2224 | 0.0025394 | 0.11537 | 504.0663 |  | -23.2276 | 0 | -23.2276 | 50.5 | 2.248 | -52.2153 | 1 | 0 | -52.2153 |  | -52.2153 | 0
50.2229 | 0 | 503.951 | 503.951 | 1 | 1 | 15:11 | 35.04 |  | 504.0232 | 0 | 503.951 | 50.2218 | 50.2225 | 0.0022854 | 0.10383 | 504.0548 |  | -23.2391 | 0 | -23.2391 | 50.5 | 2.2475 | -52.23 | 1 | 0 | -52.23 |  | -52.23 | 0
50.2229 | 0 | 503.951 | 503.951 | 1 | 1 | 15:11 | 35.06 |  | 504.0224 | 0 | 503.951 | 50.2219 | 50.2225 | 0.0020569 | 0.093446 | 504.0444 |  | -23.2495 | 0 | -23.2495 | 50.5 | 2.2471 | -52.2432 | 1 | 0 | -52.2432 |  | -52.2432 | 0
50.2229 | 0 | 503.951 | 503.951 | 1 | 1 | 15:11 | 35.08 |  | 504.0216 | 0 | 503.951 | 50.222 | 50.2226 | 0.0018512 | 0.084101 | 504.0351 |  | -23.2588 | 0 | -23.2588 | 50.5 | 2.2467 | -52.2551 | 1 | 0 | -52.2551 |  | -52.2551 | 0
50.2229 | 0 | 503.951 | 503.951 | 1 | 1 | 15:11 | 35.1 |  | 504.0209 | 0 | 503.951 | 50.2221 | 50.2226 | 0.0016661 | 0.075691 | 504.0266 |  | -23.2672 | 0 | -23.2672 | 50.5 | 2.2463 | -52.2658 | 1 | 0 | -52.2658 |  | -52.2658 | 0
50.2229 | 0 | 503.951 | 503.951 | 1 | 1 | 15:11 | 35.12 |  | 504.0201 | 0 | 503.951 | 50.2222 | 50.2226 | 0.0014995 | 0.068122 | 504.0191 |  | -23.2748 | 0 | -23.2748 | 50.5 | 2.246 | -52.2754 | 1 | 0 | -52.2754 |  | -52.2754 | 0
50.2229 | 0 | 503.951 | 503.951 | 1 | 1 | 15:11 | 35.14 |  | 504.0193 | 0 | 503.951 | 50.2222 | 50.2226 | 0.0013495 | 0.06131 | 504.0123 |  | -23.2816 | 0 | -23.2816 | 50.5 | 2.2457 | -52.284 | 1 | 0 | -52.284 |  | -52.284 | 0
50.2229 | 0 | 502.7277 | 502.7277 | 1 | 1 | 15:11 | 35.16 |  | 504.0185 | 0 | 502.7277 | 50.2223 | 50.2227 | 0.0012146 | 0.055179 | 502.7829 |  | -24.5109 | 0 | -24.5109 | 50.5 | 2.2455 | -55.0385 | 1 | 0 | -55.0385 |  | -55.0385 | 0
50.2229 | 0 | 503.951 | 503.951 | 1 | 1 | 15:11 | 35.18 |  | 504.0177 | 0 | 503.951 | 50.2224 | 50.2227 | 0.0010931 | 0.049661 | 504.0006 |  | -23.2933 | 0 | -23.2933 | 50.5 | 2.2452 | -52.2988 | 1 | 0 | -52.2988 |  | -52.2988 | 0
50.2229 | 0 | 502.7277 | 502.7277 | 1 | 1 | 15:11 | 35.2 |  | 504.017 | 0 | 502.7277 | 50.2224 | 50.2227 | 0.00098381 | 0.044695 | 502.7724 |  | -24.5214 | 0 | -24.5214 | 50.5 | 2.245 | -55.0513 | 1 | 0 | -55.0513 |  | -55.0513 | 0
50.2229 | 0 | 503.951 | 503.951 | 1 | 1 | 15:11 | 35.22 |  | 504.0162 | 0 | 503.951 | 50.2225 | 50.2227 | 0.00088543 | 0.040225 | 503.9912 |  | -23.3027 | 0 | -23.3027 | 50.5 | 2.2448 | -52.3108 | 1 | 0 | -52.3108 |  | -52.3108 | 0
50.2229 | 0 | 503.951 | 503.951 | 1 | 1 | 15:11 | 35.24 |  | 504.0154 | 0 | 503.951 | 50.2225 | 50.2227 | 0.00079689 | 0.036203 | 503.9872 |  | -23.3067 | 0 | -23.3067 | 50.5 | 2.2447 | -52.3159 | 1 | 0 | -52.3159 |  | -52.3159 | 0
50.2229 | 0 | 502.7277 | 502.7277 | 1 | 1 | 15:11 | 35.26 |  | 504.0146 | 0 | 502.7277 | 50.2226 | 50.2228 | 0.0007172 | 0.032583 | 502.7603 |  | -24.5335 | 0 | -24.5335 | 50.5 | 2.2445 | -55.066 | 1 | 0 | -55.066 |  | -55.066 | 0
50.2229 | 0 | 503.951 | 503.951 | 1 | 1 | 15:11 | 35.28 |  | 504.0138 | 0 | 503.951 | 50.2226 | 50.2228 | 0.00064548 | 0.029324 | 503.9803 |  | -23.3136 | 0 | -23.3136 | 50.5 | 2.2444 | -52.3247 | 1 | 0 | -52.3247 |  | -52.3247 | 0
50.2229 | 0 | 502.7277 | 502.7277 | 1 | 1 | 15:11 | 35.3 |  | 504.0131 | 0 | 502.7277 | 50.2226 | 50.2228 | 0.00058093 | 0.026392 | 502.7541 |  | -24.5397 | 0 | -24.5397 | 50.5 | 2.2443 | -55.0736 | 1 | 0 | -55.0736 |  | -55.0736 | 0
50.2229 | 0 | 503.951 | 503.951 | 1 | 1 | 15:11 | 35.32 |  | 504.0123 | 0 | 503.951 | 50.2226 | 50.2228 | 0.00052284 | 0.023753 | 503.9747 |  | -23.3192 | 0 | -23.3192 | 50.5 | 2.2442 | -52.3317 | 1 | 0 | -52.3317 |  | -52.3317 | 0
50.2229 | 0 | 503.951 | 503.951 | 1 | 1 | 15:11 | 35.34 |  | 504.0115 | 0 | 503.951 | 50.2227 | 50.2228 | 0.00047055 | 0.021377 | 503.9723 |  | -23.3215 | 0 | -23.3215 | 50.5 | 2.2441 | -52.3348 | 1 | 0 | -52.3348 |  | -52.3348 | 0
50.2229 | 0 | 503.951 | 503.951 | 1 | 1 | 15:11 | 35.36 |  | 504.0107 | 0 | 503.951 | 50.2227 | 50.2228 | 0.0004235 | 0.01924 | 503.9702 |  | -23.3237 | 0 | -23.3237 | 50.5 | 2.244 | -52.3375 | 1 | 0 | -52.3375 |  | -52.3375 | 0
50.2229 | 0 | 503.951 | 503.951 | 1 | 1 | 15:11 | 35.38 |  | 504.0099 | 0 | 503.951 | 50.2227 | 50.2228 | 0.00038115 | 0.017316 | 503.9683 |  | -23.3256 | 0 | -23.3256 | 50.5 | 2.2439 | -52.3399 | 1 | 0 | -52.3399 |  | -52.3399 | 0
50.2229 | 0 | 502.7277 | 502.7277 | 1 | 1 | 15:11 | 35.4 |  | 504.0092 | 0 | 502.7277 | 50.2227 | 50.2228 | 0.00034303 | 0.015584 | 502.7433 |  | -24.5505 | 0 | -24.5505 | 50.5 | 2.2438 | -55.0867 | 1 | 0 | -55.0867 |  | -55.0867 | 0
50.2229 | 0 | 503.951 | 503.951 | 1 | 1 | 15:11 | 35.42 |  | 504.0084 | 0 | 503.951 | 50.2227 | 50.2228 | 0.00030873 | 0.014026 | 503.965 |  | -23.3289 | 0 | -23.3289 | 50.5 | 2.2437 | -52.3441 | 1 | 0 | -52.3441 |  | -52.3441 | 0
50.2229 | 0 | 503.951 | 503.951 | 1 | 1 | 15:11 | 35.44 |  | 504.0076 | 0 | 503.951 | 50.2228 | 50.2228 | 0.00027786 | 0.012623 | 503.9636 |  | -23.3303 | 0 | -23.3303 | 50.5 | 2.2437 | -52.3459 | 1 | 0 | -52.3459 |  | -52.3459 | 0
50.2229 | 0 | 503.951 | 503.951 | 1 | 1 | 15:11 | 35.46 |  | 504.0068 | 0 | 503.951 | 50.2228 | 50.2229 | 0.00025007 | 0.011361 | 503.9623 |  | -23.3316 | 0 | -23.3316 | 50.5 | 2.2436 | -52.3475 | 1 | 0 | -52.3475 |  | -52.3475 | 0
50.2229 | 0 | 503.951 | 503.951 | 1 | 1 | 15:11 | 35.48 |  | 504.006 | 0 | 503.951 | 50.2228 | 50.2229 | -0.0032749 | -0.14878 | 503.8022 |  | -23.4917 | 0 | -23.4917 | 50.5 | 2.2436 | -52.7056 | 1 | 0 | -52.7056 |  | -52.7056 | 0
50.2229 | 0 | 502.7277 | 502.7277 | 1 | 1 | 15:11 | 35.5 |  | 504.0053 | 0 | 502.7277 | 50.2228 | 50.2229 | -0.0081974 | -0.37241 | 502.3553 |  | -24.9385 | 0 | -24.9385 | 50.5 | 2.2435 | -55.9507 | 1 | 0 | -55.9507 |  | -55.9507 | 0
50.2229 | 0 | 502.7277 | 502.7277 | 1 | 1 | 15:11 | 35.52 |  | 504.0045 | 0 | 502.7277 | 50.2228 | 50.2225 | -0.012628 | -0.57368 | 502.1541 |  | -25.1398 | 0 | -25.1398 | 50.5 | 2.247 | -56.49 | 1 | 0 | -56.49 |  | -56.49 | 0
50.2229 | 0 | 503.951 | 503.951 | 1 | 1 | 15:11 | 35.54 |  | 504.0037 | 0 | 503.951 | 50.2228 | 50.2222 | -0.014865 | -0.67532 | 503.2756 |  | -24.0182 | 0 | -24.0182 | 50.5 | 2.2502 | -54.0455 | 1 | 0 | -54.0455 |  | -54.0455 | 0
50.2229 | 0 | 502.7277 | 502.7277 | 1 | 1 | 15:11 | 35.56 |  | 504.0029 | 0 | 502.7277 | 50.2228 | 50.2219 | -0.013378 | -0.60779 | 502.12 |  | -25.1739 | 0 | -25.1739 | 50.5 | 2.253 | -56.7175 | 1 | 0 | -56.7175 |  | -56.7175 | 0
50.2229 | 0 | 502.7277 | 502.7277 | 1 | 1 | 15:11 | 35.58 |  | 504.0021 | 0 | 502.7277 | 50.2228 | 50.2217 | -0.012041 | -0.54701 | 502.1807 |  | -25.1131 | 0 | -25.1131 | 50.5 | 2.2556 | -56.645 | 1 | 0 | -56.645 |  | -56.645 | 0
50.2229 | 0 | 503.951 | 503.951 | 1 | 1 | 15:11 | 35.6 |  | 504.0014 | 0 | 503.951 | 50.2228 | 50.2214 | -0.010837 | -0.49231 | 503.4586 |  | -23.8352 | 0 | -23.8352 | 50.5 | 2.2579 | -53.8177 | 1 | 0 | -53.8177 |  | -53.8177 | 0
50.2229 | 0 | 502.7277 | 502.7277 | 1 | 1 | 15:11 | 35.62 |  | 504.0006 | 0 | 502.7277 | 50.2228 | 50.2212 | -0.0097529 | -0.44308 | 502.2847 |  | -25.0092 | 0 | -25.0092 | 50.5 | 2.26 | -56.5206 | 1 | 0 | -56.5206 |  | -56.5206 | 0
50.2229 | 0 | 502.7277 | 502.7277 | 1 | 1 | 15:11 | 35.64 |  | 503.9998 | 0 | 502.7277 | 50.2229 | 50.2211 | -0.0087776 | -0.39877 | 502.329 |  | -24.9649 | 0 | -24.9649 | 50.5 | 2.2619 | -56.4674 | 1 | 0 | -56.4674 |  | -56.4674 | 0
50.2229 | 0 | 503.951 | 503.951 | 1 | 1 | 15:11 | 35.66 |  | 503.999 | 0 | 503.951 | 50.2229 | 50.2209 | -0.0078998 | -0.35889 | 503.5921 |  | -23.7018 | 0 | -23.7018 | 50.5 | 2.2636 | -53.6507 | 1 | 0 | -53.6507 |  | -53.6507 | 0
50.2229 | 0 | 502.7277 | 502.7277 | 1 | 1 | 15:11 | 35.68 |  | 503.9982 | 0 | 502.7277 | 50.2229 | 50.2207 | -0.0071098 | -0.323 | 502.4047 |  | -24.8891 | 0 | -24.8891 | 50.5 | 2.2651 | -56.3763 | 1 | 0 | -56.3763 |  | -56.3763 | 0
50.2194 | 0 | 502.7277 | 502.7277 | 1 | 1 | 15:11 | 35.7 |  | 503.9975 | 0 | 502.7277 | 50.2225 | 50.2206 | -0.0063989 | -0.29068 | 502.4371 |  | -24.8568 | 0 | -24.8568 | 50.5 | 2.2665 | -56.3373 | 1 | 0 | -56.3373 |  | -56.3373 | 0
50.2194 | 0 | 502.7277 | 502.7277 | 1 | 1 | 15:11 | 35.72 |  | 503.9967 | 0 | 502.7277 | 50.2222 | 50.2205 | -0.005759 | -0.26161 | 502.4661 |  | -24.8277 | 0 | -24.8277 | 50.5 | 2.2677 | -56.3022 | 1 | 0 | -56.3022 |  | -56.3022 | 0
50.2194 | 0 | 503.951 | 503.951 | 1 | 1 | 15:11 | 35.74 |  | 503.9959 | 0 | 503.951 | 50.2219 | 50.2204 | -0.0051831 | -0.23545 | 503.7155 |  | -23.5784 | 0 | -23.5784 | 50.5 | 2.2688 | -53.4954 | 1 | 0 | -53.4954 |  | -53.4954 | 0
50.2194 | 0 | 502.7277 | 502.7277 | 1 | 1 | 15:11 | 35.76 |  | 503.9951 | 0 | 502.7277 | 50.2217 | 50.2203 | -0.0046648 | -0.21191 | 502.5158 |  | -24.778 | 0 | -24.778 | 50.5 | 2.2698 | -56.2421 | 1 | 0 | -56.2421 |  | -56.2421 | 0
50.2194 | 0 | 503.951 | 503.951 | 1 | 1 | 15:11 | 35.78 |  | 503.9943 | 0 | 503.951 | 50.2214 | 50.2202 | -0.0041983 | -0.19072 | 503.7602 |  | -23.5336 | 0 | -23.5336 | 50.5 | 2.2707 | -53.4389 | 1 | 0 | -53.4389 |  | -53.4389 | 0
50.2194 | 0 | 503.951 | 503.951 | 1 | 1 | 15:11 | 35.8 |  | 503.9936 | 0 | 503.951 | 50.2212 | 50.2201 | -0.0037785 | -0.17165 | 503.7793 |  | -23.5146 | 0 | -23.5146 | 50.5 | 2.2716 | -53.4148 | 1 | 0 | -53.4148 |  | -53.4148 | 0
50.2194 | 0 | 502.7277 | 502.7277 | 1 | 1 | 15:11 | 35.82 |  | 503.9928 | 0 | 502.7277 | 50.2211 | 50.22 | -0.0034006 | -0.15448 | 502.5733 |  | -24.7206 | 0 | -24.7206 | 50.5 | 2.2723 | -56.1726 | 1 | 0 | -56.1726 |  | -56.1726 | 0
50.2194 | 0 | 503.951 | 503.951 | 1 | 1 | 15:11 | 35.84 |  | 503.992 | 0 | 503.951 | 50.2209 | 50.22 | -0.0030606 | -0.13903 | 503.8119 |  | -23.482 | 0 | -23.482 | 50.5 | 2.273 | -53.3736 | 1 | 0 | -53.3736 |  | -53.3736 | 0
50.2194 | 0 | 503.951 | 503.951 | 1 | 1 | 15:11 | 35.86 |  | 503.9912 | 0 | 503.951 | 50.2207 | 50.2199 | -0.0027545 | -0.12513 | 503.8258 |  | -23.468 | 0 | -23.468 | 50.5 | 2.2736 | -53.356 | 1 | 0 | -53.356 |  | -53.356 | 0
50.2194 | 0 | 503.951 | 503.951 | 1 | 1 | 15:11 | 35.88 |  | 503.9904 | 0 | 503.951 | 50.2206 | 50.2199 | -0.0024791 | -0.11262 | 503.8383 |  | -23.4555 | 0 | -23.4555 | 50.5 | 2.2741 | -53.3401 | 1 | 0 | -53.3401 |  | -53.3401 | 0
50.2194 | 0 | 505.1742 | 505.1742 | 1 | 1 | 15:11 | 35.9 |  | 503.9897 | 0 | 505.1742 | 50.2205 | 50.2198 | -0.0022311 | -0.10135 | 505.0728 |  | -22.2211 | 0 | -22.2211 | 50.5 | 2.2746 | -50.5436 | 1 | 0 | -50.5436 |  | -50.5436 | 0
50.2194 | 0 | 503.951 | 503.951 | 1 | 1 | 15:11 | 35.92 |  | 503.9889 | 0 | 503.951 | 50.2204 | 50.2198 | -0.002008 | -0.091219 | 503.8597 |  | -23.4341 | 0 | -23.4341 | 50.5 | 2.275 | -53.313 | 1 | 0 | -53.313 |  | -53.313 | 0
50.2194 | 0 | 503.951 | 503.951 | 1 | 1 | 15:11 | 35.94 |  | 503.9881 | 0 | 503.951 | 50.2203 | 50.2197 | -0.0018072 | -0.082097 | 503.8689 |  | -23.425 | 0 | -23.425 | 50.5 | 2.2754 | -53.3014 | 1 | 0 | -53.3014 |  | -53.3014 | 0
50.2194 | 0 | 503.951 | 503.951 | 1 | 1 | 15:11 | 35.96 |  | 503.9873 | 0 | 503.951 | 50.2202 | 50.2197 | -0.0016265 | -0.073888 | 503.8771 |  | -23.4168 | 0 | -23.4168 | 50.5 | 2.2758 | -53.291 | 1 | 0 | -53.291 |  | -53.291 | 0
50.2194 | 0 | 503.951 | 503.951 | 1 | 1 | 15:11 | 35.98 |  | 503.9865 | 0 | 503.951 | 50.2201 | 50.2197 | -0.0014639 | -0.066499 | 503.8845 |  | -23.4094 | 0 | -23.4094 | 50.5 | 2.2761 | -53.2817 | 1 | 0 | -53.2817 |  | -53.2817 | 0
50.2194 | 0 | 502.7277 | 502.7277 | 1 | 1 | 15:11 | 36 |  | 503.9858 | 0 | 502.7277 | 50.22 | 50.2196 | -0.0013175 | -0.059849 | 502.6679 |  | -24.626 | 0 | -24.626 | 50.5 | 2.2764 | -56.0577 | 1 | 0 | -56.0577 |  | -56.0577 | 0
50.2194 | 0 | 502.7277 | 502.7277 | 1 | 1 | 15:11 | 36.02 |  | 503.985 | 0 | 502.7277 | 50.22 | 50.2196 | -0.0011857 | -0.053864 | 502.6739 |  | -24.62 | 0 | -24.62 | 50.5 | 2.2766 | -56.0504 | 1 | 0 | -56.0504 |  | -56.0504 | 0
50.2194 | 0 | 503.951 | 503.951 | 1 | 1 | 15:11 | 36.04 |  | 503.9842 | 0 | 503.951 | 50.2199 | 50.2196 | -0.0010672 | -0.048478 | 503.9025 |  | -23.3914 | 0 | -23.3914 | 50.5 | 2.2769 | -53.2588 | 1 | 0 | -53.2588 |  | -53.2588 | 0
50.2194 | 0 | 503.951 | 503.951 | 1 | 1 | 15:11 | 36.06 |  | 503.9834 | 0 | 503.951 | 50.2199 | 50.2196 | -0.00096044 | -0.04363 | 503.9073 |  | -23.3865 | 0 | -23.3865 | 50.5 | 2.2771 | -53.2526 | 1 | 0 | -53.2526 |  | -53.2526 | 0
50.2194 | 0 | 503.951 | 503.951 | 1 | 1 | 15:11 | 36.08 |  | 503.9826 | 0 | 503.951 | 50.2198 | 50.2196 | -0.00086439 | -0.039267 | 503.9117 |  | -23.3822 | 0 | -23.3822 | 50.5 | 2.2773 | -53.2471 | 1 | 0 | -53.2471 |  | -53.2471 | 0
50.2194 | 0 | 502.7277 | 502.7277 | 1 | 1 | 15:11 | 36.1 |  | 503.9819 | 0 | 502.7277 | 50.2198 | 50.2195 | -0.00077795 | -0.03534 | 502.6924 |  | -24.6015 | 0 | -24.6015 | 50.5 | 2.2774 | -56.0279 | 1 | 0 | -56.0279 |  | -56.0279 | 0
50.2194 | 0 | 502.7277 | 502.7277 | 1 | 1 | 15:11 | 36.12 |  | 503.9811 | 0 | 502.7277 | 50.2197 | 50.2195 | -0.00070016 | -0.031806 | 502.6959 |  | -24.5979 | 0 | -24.5979 | 50.5 | 2.2776 | -56.0235 | 1 | 0 | -56.0235 |  | -56.0235 | 0
50.2194 | 0 | 502.7277 | 502.7277 | 1 | 1 | 15:11 | 36.14 |  | 503.9803 | 0 | 502.7277 | 50.2197 | 50.2195 | -0.00063014 | -0.028626 | 502.6991 |  | -24.5948 | 0 | -24.5948 | 50.5 | 2.2777 | -56.0197 | 1 | 0 | -56.0197 |  | -56.0197 | 0
50.2194 | 0 | 503.951 | 503.951 | 1 | 1 | 15:11 | 36.16 |  | 503.9795 | 0 | 503.951 | 50.2197 | 50.2195 | -0.00056713 | -0.025763 | 503.9252 |  | -23.3687 | 0 | -23.3687 | 50.5 | 2.2778 | -53.2299 | 1 | 0 | -53.2299 |  | -53.2299 | 0
50.2194 | 0 | 503.951 | 503.951 | 1 | 1 | 15:11 | 36.18 |  | 503.9787 | 0 | 503.951 | 50.2196 | 50.2195 | -0.00051041 | -0.023187 | 503.9278 |  | -23.3661 | 0 | -23.3661 | 50.5 | 2.2779 | -53.2267 | 1 | 0 | -53.2267 |  | -53.2267 | 0
50.2194 | 0 | 502.7277 | 502.7277 | 1 | 1 | 15:11 | 36.2 |  | 503.978 | 0 | 502.7277 | 50.2196 | 50.2195 | -0.00045937 | -0.020868 | 502.7069 |  | -24.587 | 0 | -24.587 | 50.5 | 2.278 | -56.0102 | 1 | 0 | -56.0102 |  | -56.0102 | 0
50.2194 | 0 | 503.951 | 503.951 | 1 | 1 | 15:11 | 36.22 |  | 503.9772 | 0 | 503.951 | 50.2196 | 50.2195 | -0.00041344 | -0.018781 | 503.9322 |  | -23.3617 | 0 | -23.3617 | 50.5 | 2.2781 | -53.2211 | 1 | 0 | -53.2211 |  | -53.2211 | 0
50.2194 | 0 | 503.951 | 503.951 | 1 | 1 | 15:11 | 36.24 |  | 503.9764 | 0 | 503.951 | 50.2196 | 50.2195 | -0.00037209 | -0.016903 | 503.9341 |  | -23.3598 | 0 | -23.3598 | 50.5 | 2.2782 | -53.2187 | 1 | 0 | -53.2187 |  | -53.2187 | 0
50.2194 | 0 | 502.7277 | 502.7277 | 1 | 1 | 15:11 | 36.26 |  | 503.9756 | 0 | 502.7277 | 50.2196 | 50.2195 | -0.00033488 | -0.015213 | 502.7125 |  | -24.5813 | 0 | -24.5813 | 50.5 | 2.2783 | -56.0033 | 1 | 0 | -56.0033 |  | -56.0033 | 0
50.2194 | 0 | 502.7277 | 502.7277 | 1 | 1 | 15:11 | 36.28 |  | 503.9748 | 0 | 502.7277 | 50.2195 | 50.2195 | -0.00030139 | -0.013692 | 502.7141 |  | -24.5798 | 0 | -24.5798 | 50.5 | 2.2784 | -56.0015 | 1 | 0 | -56.0015 |  | -56.0015 | 0
50.2194 | 0 | 502.7277 | 502.7277 | 1 | 1 | 15:11 | 36.3 |  | 503.9741 | 0 | 502.7277 | 50.2195 | 50.2195 | -0.00027126 | -0.012322 | 502.7154 |  | -24.5784 | 0 | -24.5784 | 50.5 | 2.2784 | -55.9998 | 1 | 0 | -55.9998 |  | -55.9998 | 0
50.2194 | 0 | 502.7277 | 502.7277 | 1 | 1 | 15:11 | 36.32 |  | 503.9733 | 0 | 502.7277 | 50.2195 | 50.2194 | -0.00024413 | -0.01109 | 502.7167 |  | -24.5772 | 0 | -24.5772 | 50.5 | 2.2785 | -55.9983 | 1 | 0 | -55.9983 |  | -55.9983 | 0
50.2194 | 0 | 502.7277 | 502.7277 | 1 | 1 | 15:11 | 36.34 |  | 503.9725 | 0 | 502.7277 | 50.2195 | 50.2194 | -0.00021972 | -0.0099811 | 502.7178 |  | -24.5761 | 0 | -24.5761 | 50.5 | 2.2785 | -55.997 | 1 | 0 | -55.997 |  | -55.997 | 0
50.2194 | 0 | 502.7277 | 502.7277 | 1 | 1 | 15:11 | 36.36 |  | 503.9717 | 0 | 502.7277 | 50.2195 | 50.2194 | -0.00019775 | -0.008983 | 502.7188 |  | -24.5751 | 0 | -24.5751 | 50.5 | 2.2786 | -55.9957 | 1 | 0 | -55.9957 |  | -55.9957 | 0
50.2194 | 0 | 503.951 | 503.951 | 1 | 1 | 15:11 | 36.38 |  | 503.9709 | 0 | 503.951 | 50.2195 | 50.2194 | -0.00017797 | -0.0080847 | 503.9429 |  | -23.351 | 0 | -23.351 | 50.5 | 2.2786 | -53.2075 | 1 | 0 | -53.2075 |  | -53.2075 | 0
50.2194 | 0 | 502.7277 | 502.7277 | 1 | 1 | 15:11 | 36.4 |  | 503.9702 | 0 | 502.7277 | 50.2195 | 50.2194 | -0.00016017 | -0.0072762 | 502.7205 |  | -24.5734 | 0 | -24.5734 | 50.5 | 2.2786 | -55.9937 | 1 | 0 | -55.9937 |  | -55.9937 | 0
50.2194 | 0 | 501.5046 | 501.5046 | 1 | 1 | 15:11 | 36.42 |  | 503.9694 | 0 | 501.5046 | 50.2195 | 50.2194 | -0.00014416 | -0.0065486 | 501.4981 |  | -25.7958 | 0 | -25.7958 | 50.5 | 2.2787 | -58.7799 | 1 | 0 | -58.7799 |  | -58.7799 | 0
50.2194 | 0 | 502.7277 | 502.7277 | 1 | 1 | 15:11 | 36.44 |  | 503.9686 | 0 | 502.7277 | 50.2195 | 50.2194 | -0.00012974 | -0.0058938 | 502.7219 |  | -24.572 | 0 | -24.572 | 50.5 | 2.2787 | -55.992 | 1 | 0 | -55.992 |  | -55.992 | 0
50.2194 | 0 | 502.7277 | 502.7277 | 1 | 1 | 15:11 | 36.46 |  | 503.9678 | 0 | 502.7277 | 50.2195 | 50.2194 | -0.00011677 | -0.0053044 | 502.7224 |  | -24.5714 | 0 | -24.5714 | 50.5 | 2.2787 | -55.9913 | 1 | 0 | -55.9913 |  | -55.9913 | 0
50.2194 | 0 | 502.7277 | 502.7277 | 1 | 1 | 15:11 | 36.48 |  | 503.967 | 0 | 502.7277 | 50.2195 | 50.2194 | -0.00010509 | -0.0047739 | 502.723 |  | -24.5709 | 0 | -24.5709 | 50.5 | 2.2787 | -55.9906 | 1 | 0 | -55.9906 |  | -55.9906 | 0
50.2194 | 0 | 503.951 | 503.951 | 1 | 1 | 15:11 | 36.5 |  | 503.9663 | 0 | 503.951 | 50.2194 | 50.2194 | -9.4581e-05 | -0.0042965 | 503.9467 |  | -23.3472 | 0 | -23.3472 | 50.5 | 2.2788 | -53.2026 | 1 | 0 | -53.2026 |  | -53.2026 | 0
50.2194 | 0 | 502.7277 | 502.7277 | 1 | 1 | 15:11 | 36.52 |  | 503.9655 | 0 | 502.7277 | 50.2194 | 50.2194 | -8.5123e-05 | -0.0038669 | 502.7239 |  | -24.57 | 0 | -24.57 | 50.5 | 2.2788 | -55.9895 | 1 | 0 | -55.9895 |  | -55.9895 | 0
50.2194 | 0 | 502.7277 | 502.7277 | 1 | 1 | 15:11 | 36.54 |  | 503.9647 | 0 | 502.7277 | 50.2194 | 50.2194 | -7.661e-05 | -0.0034802 | 502.7243 |  | -24.5696 | 0 | -24.5696 | 50.5 | 2.2788 | -55.989 | 1 | 0 | -55.989 |  | -55.989 | 0
50.2194 | 0 | 502.7277 | 502.7277 | 1 | 1 | 15:11 | 36.56 |  | 503.9639 | 0 | 502.7277 | 50.2194 | 50.2194 | -6.8949e-05 | -0.0031322 | 502.7246 |  | -24.5693 | 0 | -24.5693 | 50.5 | 2.2788 | -55.9886 | 1 | 0 | -55.9886 |  | -55.9886 | 0
50.2194 | 0 | 502.7277 | 502.7277 | 1 | 1 | 15:11 | 36.58 |  | 503.9631 | 0 | 502.7277 | 50.2194 | 50.2194 | -6.2055e-05 | -0.002819 | 502.7249 |  | -24.5689 | 0 | -24.5689 | 50.5 | 2.2788 | -55.9882 | 1 | 0 | -55.9882 |  | -55.9882 | 0
50.2194 | 0 | 503.951 | 503.951 | 1 | 1 | 15:11 | 36.6 |  | 503.9624 | 0 | 503.951 | 50.2194 | 50.2194 | -5.5849e-05 | -0.0025371 | 503.9484 |  | -23.3455 | 0 | -23.3455 | 50.5 | 2.2788 | -53.2004 | 1 | 0 | -53.2004 |  | -53.2004 | 0
50.2194 | 0 | 502.7277 | 502.7277 | 1 | 1 | 15:11 | 36.62 |  | 503.9616 | 0 | 502.7277 | 50.2194 | 50.2194 | -5.0264e-05 | -0.0022834 | 502.7255 |  | -24.5684 | 0 | -24.5684 | 50.5 | 2.2788 | -55.9876 | 1 | 0 | -55.9876 |  | -55.9876 | 0
50.2194 | 0 | 502.7277 | 502.7277 | 1 | 1 | 15:11 | 36.64 |  | 503.9608 | 0 | 502.7277 | 50.2194 | 50.2194 | -4.5238e-05 | -0.002055 | 502.7257 |  | -24.5682 | 0 | -24.5682 | 50.5 | 2.2789 | -55.9873 | 1 | 0 | -55.9873 |  | -55.9873 | 0
50.2194 | 0 | 502.7277 | 502.7277 | 1 | 1 | 15:11 | 36.66 |  | 503.96 | 0 | 502.7277 | 50.2194 | 50.2194 | -4.0714e-05 | -0.0018495 | 502.7259 |  | -24.568 | 0 | -24.568 | 50.5 | 2.2789 | -55.987 | 1 | 0 | -55.987 |  | -55.987 | 0
50.2194 | 0 | 502.7277 | 502.7277 | 1 | 1 | 15:11 | 36.68 |  | 503.9592 | 0 | 502.7277 | 50.2194 | 50.2194 | -3.6643e-05 | -0.0016646 | 502.7261 |  | -24.5678 | 0 | -24.5678 | 50.5 | 2.2789 | -55.9868 | 1 | 0 | -55.9868 |  | -55.9868 | 0
50.2194 | 0 | 503.951 | 503.951 | 1 | 1 | 15:11 | 36.7 |  | 503.9585 | 0 | 503.951 | 50.2194 | 50.2194 | -3.2978e-05 | -0.0014981 | 503.9495 |  | -23.3444 | 0 | -23.3444 | 50.5 | 2.2789 | -53.1991 | 1 | 0 | -53.1991 |  | -53.1991 | 0
50.2194 | 0 | 502.7277 | 502.7277 | 1 | 1 | 15:11 | 36.72 |  | 503.9577 | 0 | 502.7277 | 50.2194 | 50.2194 | -2.968e-05 | -0.0013483 | 502.7264 |  | -24.5675 | 0 | -24.5675 | 50.5 | 2.2789 | -55.9864 | 1 | 0 | -55.9864 |  | -55.9864 | 0
50.2194 | 0 | 503.951 | 503.951 | 1 | 1 | 15:11 | 36.74 |  | 503.9569 | 0 | 503.951 | 50.2194 | 50.2194 | -2.6712e-05 | -0.0012135 | 503.9497 |  | -23.3441 | 0 | -23.3441 | 50.5 | 2.2789 | -53.1987 | 1 | 0 | -53.1987 |  | -53.1987 | 0
50.2194 | 0 | 502.7277 | 502.7277 | 1 | 1 | 15:11 | 36.76 |  | 503.9561 | 0 | 502.7277 | 50.2194 | 50.2194 | -2.4041e-05 | -0.0010921 | 502.7267 |  | -24.5672 | 0 | -24.5672 | 50.5 | 2.2789 | -55.9861 | 1 | 0 | -55.9861 |  | -55.9861 | 0
50.2194 | 0 | 502.7277 | 502.7277 | 1 | 1 | 15:11 | 36.78 |  | 503.9553 | 0 | 502.7277 | 50.2194 | 50.2194 | -2.1637e-05 | -0.00098291 | 502.7268 |  | -24.5671 | 0 | -24.5671 | 50.5 | 2.2789 | -55.986 | 1 | 0 | -55.986 |  | -55.986 | 0
50.2194 | 0 | 503.951 | 503.951 | 1 | 1 | 15:11 | 36.8 |  | 503.9546 | 0 | 503.951 | 50.2194 | 50.2194 | -1.9473e-05 | -0.00088462 | 503.9501 |  | -23.3438 | 0 | -23.3438 | 50.5 | 2.2789 | -53.1983 | 1 | 0 | -53.1983 |  | -53.1983 | 0
50.2194 | 0 | 503.951 | 503.951 | 1 | 1 | 15:11 | 36.82 |  | 503.9538 | 0 | 503.951 | 50.2194 | 50.2194 | -1.7526e-05 | -0.00079616 | 503.9502 |  | -23.3437 | 0 | -23.3437 | 50.5 | 2.2789 | -53.1982 | 1 | 0 | -53.1982 |  | -53.1982 | 0
50.2194 | 0 | 502.7277 | 502.7277 | 1 | 1 | 15:11 | 36.84 |  | 503.953 | 0 | 502.7277 | 50.2194 | 50.2194 | -1.5773e-05 | -0.00071654 | 502.727 |  | -24.5668 | 0 | -24.5668 | 50.5 | 2.2789 | -55.9857 | 1 | 0 | -55.9857 |  | -55.9857 | 0
50.2194 | 0 | 502.7277 | 502.7277 | 1 | 1 | 15:11 | 36.86 |  | 503.9522 | 0 | 502.7277 | 50.2194 | 50.2194 | -1.4196e-05 | -0.00064489 | 502.7271 |  | -24.5668 | 0 | -24.5668 | 50.5 | 2.2789 | -55.9856 | 1 | 0 | -55.9856 |  | -55.9856 | 0
50.2194 | 0 | 502.7277 | 502.7277 | 1 | 1 | 15:11 | 36.88 |  | 503.9514 | 0 | 502.7277 | 50.2194 | 50.2194 | -1.2776e-05 | -0.0005804 | 502.7272 |  | -24.5667 | 0 | -24.5667 | 50.5 | 2.2789 | -55.9855 | 1 | 0 | -55.9855 |  | -55.9855 | 0
50.2194 | 0 | 503.951 | 503.951 | 1 | 1 | 15:11 | 36.9 |  | 503.9507 | 0 | 503.951 | 50.2194 | 50.2194 | -1.1499e-05 | -0.00052236 | 503.9504 |  | -23.3434 | 0 | -23.3434 | 50.5 | 2.2789 | -53.1978 | 1 | 0 | -53.1978 |  | -53.1978 | 0
50.2194 | 0 | 502.7277 | 502.7277 | 1 | 1 | 15:11 | 36.92 |  | 503.9499 | 0 | 502.7277 | 50.2194 | 50.2194 | -1.0349e-05 | -0.00047012 | 502.7273 |  | -24.5666 | 0 | -24.5666 | 50.5 | 2.2789 | -55.9854 | 1 | 0 | -55.9854 |  | -55.9854 | 0
50.2194 | 0 | 502.7277 | 502.7277 | 1 | 1 | 15:11 | 36.94 |  | 503.9491 | 0 | 502.7277 | 50.2194 | 50.2194 | -9.314e-06 | -0.00042311 | 502.7273 |  | -24.5665 | 0 | -24.5665 | 50.5 | 2.2789 | -55.9853 | 1 | 0 | -55.9853 |  | -55.9853 | 0
50.2194 | 0 | 503.951 | 503.951 | 1 | 1 | 15:11 | 36.96 |  | 503.9483 | 0 | 503.951 | 50.2194 | 50.2194 | -8.3826e-06 | -0.0003808 | 503.9506 |  | -23.3433 | 0 | -23.3433 | 50.5 | 2.2789 | -53.1977 | 1 | 0 | -53.1977 |  | -53.1977 | 0
50.2194 | 0 | 502.7277 | 502.7277 | 1 | 1 | 15:11 | 36.98 |  | 503.9475 | 0 | 502.7277 | 50.2194 | 50.2194 | -7.5444e-06 | -0.00034272 | 502.7274 |  | -24.5665 | 0 | -24.5665 | 50.5 | 2.2789 | -55.9852 | 1 | 0 | -55.9852 |  | -55.9852 | 0
50.2194 | 0 | 502.7277 | 502.7277 | 1 | 1 | 15:11 | 37 |  | 503.9468 | 0 | 502.7277 | 50.2194 | 50.2194 | -6.7899e-06 | -0.00030845 | 502.7274 |  | -24.5664 | 0 | -24.5664 | 50.5 | 2.2789 | -55.9852 | 1 | 0 | -55.9852 |  | -55.9852 | 0
50.2194 | 0 | 502.7277 | 502.7277 | 1 | 1 | 15:11 | 37.02 |  | 503.946 | 0 | 502.7277 | 50.2194 | 50.2194 | -6.1109e-06 | -0.0002776 | 502.7275 |  | -24.5664 | 0 | -24.5664 | 50.5 | 2.2789 | -55.9851 | 1 | 0 | -55.9851 |  | -55.9851 | 0
50.2194 | 0 | 502.7277 | 502.7277 | 1 | 1 | 15:11 | 37.04 |  | 503.9452 | 0 | 502.7277 | 50.2194 | 50.2194 | -5.4999e-06 | -0.00024984 | 502.7275 |  | -24.5664 | 0 | -24.5664 | 50.5 | 2.2789 | -55.9851 | 1 | 0 | -55.9851 |  | -55.9851 | 0
50.2194 | 0 | 503.951 | 503.951 | 1 | 1 | 15:11 | 37.06 |  | 503.9444 | 0 | 503.951 | 50.2194 | 50.2194 | -4.9499e-06 | -0.00022486 | 503.9507 |  | -23.3431 | 0 | -23.3431 | 50.5 | 2.2789 | -53.1975 | 1 | 0 | -53.1975 |  | -53.1975 | 0
50.2194 | 0 | 502.7277 | 502.7277 | 1 | 1 | 15:11 | 37.08 |  | 503.9436 | 0 | 502.7277 | 50.2194 | 50.2194 | -4.4549e-06 | -0.00020237 | 502.7275 |  | -24.5663 | 0 | -24.5663 | 50.5 | 2.2789 | -55.985 | 1 | 0 | -55.985 |  | -55.985 | 0
50.2194 | 0 | 503.951 | 503.951 | 1 | 1 | 15:11 | 37.1 |  | 503.9429 | 0 | 503.951 | 50.2194 | 50.2194 | -4.0094e-06 | -0.00018214 | 503.9508 |  | -23.3431 | 0 | -23.3431 | 50.5 | 2.2789 | -53.1974 | 1 | 0 | -53.1974 |  | -53.1974 | 0
50.2194 | 0 | 503.951 | 503.951 | 1 | 1 | 15:11 | 37.12 |  | 503.9421 | 0 | 503.951 | 50.2194 | 50.2194 | -3.6085e-06 | -0.00016392 | 503.9508 |  | -23.3431 | 0 | -23.3431 | 50.5 | 2.2789 | -53.1974 | 1 | 0 | -53.1974 |  | -53.1974 | 0
50.2194 | 0 | 502.7277 | 502.7277 | 1 | 1 | 15:11 | 37.14 |  | 503.9413 | 0 | 502.7277 | 50.2194 | 50.2194 | -3.2476e-06 | -0.00014753 | 502.7276 |  | -24.5663 | 0 | -24.5663 | 50.5 | 2.2789 | -55.985 | 1 | 0 | -55.985 |  | -55.985 | 0
50.2194 | 0 | 502.7277 | 502.7277 | 1 | 1 | 15:11 | 37.16 |  | 503.9405 | 0 | 502.7277 | 50.2194 | 50.2194 | -2.9228e-06 | -0.00013278 | 502.7276 |  | -24.5663 | 0 | -24.5663 | 50.5 | 2.2789 | -55.985 | 1 | 0 | -55.985 |  | -55.985 | 0
50.2194 | 0 | 502.7277 | 502.7277 | 1 | 1 | 15:11 | 37.18 |  | 503.9397 | 0 | 502.7277 | 50.2194 | 50.2194 | -2.6306e-06 | -0.0001195 | 502.7276 |  | -24.5662 | 0 | -24.5662 | 50.5 | 2.2789 | -55.9849 | 1 | 0 | -55.9849 |  | -55.9849 | 0
50.2194 | 0 | 502.7277 | 502.7277 | 1 | 1 | 15:11 | 37.2 |  | 503.939 | 0 | 502.7277 | 50.2194 | 50.2194 | -2.3675e-06 | -0.00010755 | 502.7276 |  | -24.5662 | 0 | -24.5662 | 50.5 | 2.2789 | -55.9849 | 1 | 0 | -55.9849 |  | -55.9849 | 0
50.2194 | 0 | 502.7277 | 502.7277 | 1 | 1 | 15:11 | 37.22 |  | 503.9382 | 0 | 502.7277 | 50.2194 | 50.2194 | -2.1308e-06 | -9.6794e-05 | 502.7277 |  | -24.5662 | 0 | -24.5662 | 50.5 | 2.2789 | -55.9849 | 1 | 0 | -55.9849 |  | -55.9849 | 0
50.2194 | 0 | 503.951 | 503.951 | 1 | 1 | 15:11 | 37.24 |  | 503.9374 | 0 | 503.951 | 50.2194 | 50.2194 | -1.9177e-06 | -8.7115e-05 | 503.9509 |  | -23.343 | 0 | -23.343 | 50.5 | 2.2789 | -53.1973 | 1 | 0 | -53.1973 |  | -53.1973 | 0
50.2194 | 0 | 502.7277 | 502.7277 | 1 | 1 | 15:11 | 37.26 |  | 503.9366 | 0 | 502.7277 | 50.2194 | 50.2194 | -1.7259e-06 | -7.8403e-05 | 502.7277 |  | -24.5662 | 0 | -24.5662 | 50.5 | 2.2789 | -55.9849 | 1 | 0 | -55.9849 |  | -55.9849 | 0
50.2194 | 0 | 502.7277 | 502.7277 | 1 | 1 | 15:11 | 37.28 |  | 503.9358 | 0 | 502.7277 | 50.2194 | 50.2194 | -1.5533e-06 | -7.0563e-05 | 502.7277 |  | -24.5662 | 0 | -24.5662 | 50.5 | 2.2789 | -55.9849 | 1 | 0 | -55.9849 |  | -55.9849 | 0
50.2194 | 0 | 502.7277 | 502.7277 | 1 | 1 | 15:11 | 37.3 |  | 503.9351 | 0 | 502.7277 | 50.2194 | 50.2194 | -1.398e-06 | -6.3507e-05 | 502.7277 |  | -24.5662 | 0 | -24.5662 | 50.5 | 2.2789 | -55.9849 | 1 | 0 | -55.9849 |  | -55.9849 | 0
50.2194 | 0 | 502.7277 | 502.7277 | 1 | 1 | 15:11 | 37.32 |  | 503.9343 | 0 | 502.7277 | 50.2194 | 50.2194 | -1.2582e-06 | -5.7156e-05 | 502.7277 |  | -24.5662 | 0 | -24.5662 | 50.5 | 2.2789 | -55.9849 | 1 | 0 | -55.9849 |  | -55.9849 | 0
50.2194 | 0 | 503.951 | 503.951 | 1 | 1 | 15:11 | 37.34 |  | 503.9335 | 0 | 503.951 | 50.2194 | 50.2194 | -1.1324e-06 | -5.1441e-05 | 503.9509 |  | -23.343 | 0 | -23.343 | 50.5 | 2.2789 | -53.1972 | 1 | 0 | -53.1972 |  | -53.1972 | 0
50.2194 | 0 | 503.951 | 503.951 | 1 | 1 | 15:11 | 37.36 |  | 503.9327 | 0 | 503.951 | 50.2194 | 50.2194 | -1.0191e-06 | -4.6296e-05 | 503.9509 |  | -23.343 | 0 | -23.343 | 50.5 | 2.2789 | -53.1972 | 1 | 0 | -53.1972 |  | -53.1972 | 0
50.2194 | 0 | 502.7277 | 502.7277 | 1 | 1 | 15:11 | 37.38 |  | 503.9319 | 0 | 502.7277 | 50.2194 | 50.2194 | -9.1722e-07 | -4.1667e-05 | 502.7277 |  | -24.5662 | 0 | -24.5662 | 50.5 | 2.2789 | -55.9848 | 1 | 0 | -55.9848 |  | -55.9848 | 0
50.2194 | 0 | 502.7277 | 502.7277 | 1 | 1 | 15:11 | 37.4 |  | 503.9312 | 0 | 502.7277 | 50.2194 | 50.2194 | -8.255e-07 | -3.75e-05 | 502.7277 |  | -24.5662 | 0 | -24.5662 | 50.5 | 2.2789 | -55.9848 | 1 | 0 | -55.9848 |  | -55.9848 | 0
50.2194 | 0 | 502.7277 | 502.7277 | 1 | 1 | 15:11 | 37.42 |  | 503.9304 | 0 | 502.7277 | 50.2194 | 50.2194 | -7.4295e-07 | -3.375e-05 | 502.7277 |  | -24.5662 | 0 | -24.5662 | 50.5 | 2.2789 | -55.9848 | 1 | 0 | -55.9848 |  | -55.9848 | 0
50.2194 | 0 | 503.951 | 503.951 | 1 | 1 | 15:11 | 37.44 |  | 503.9296 | 0 | 503.951 | 50.2194 | 50.2194 | -6.6865e-07 | -3.0375e-05 | 503.9509 |  | -23.3429 | 0 | -23.3429 | 50.5 | 2.2789 | -53.1972 | 1 | 0 | -53.1972 |  | -53.1972 | 0
50.2194 | 0 | 503.951 | 503.951 | 1 | 1 | 15:11 | 37.46 |  | 503.9288 | 0 | 503.951 | 50.2194 | 50.2194 | -6.0179e-07 | -2.7338e-05 | 503.9509 |  | -23.3429 | 0 | -23.3429 | 50.5 | 2.2789 | -53.1972 | 1 | 0 | -53.1972 |  | -53.1972 | 0
50.2194 | 0 | 503.951 | 503.951 | 1 | 1 | 15:11 | 37.48 |  | 503.928 | 0 | 503.951 | 50.2194 | 50.2194 | -5.4161e-07 | -2.4604e-05 | 503.9509 |  | -23.3429 | 0 | -23.3429 | 50.5 | 2.2789 | -53.1972 | 1 | 0 | -53.1972 |  | -53.1972 | 0
50.2194 | 0 | 502.7277 | 502.7277 | 1 | 1 | 15:11 | 37.5 |  | 503.9273 | 0 | 502.7277 | 50.2194 | 50.2194 | -0.0034005 | -0.15447 | 502.5733 |  | -24.7206 | 0 | -24.7206 | 50.5 | 2.2789 | -56.3368 | 1 | 0 | -56.3368 |  | -56.3368 | 0
50.2194 | 0 | 502.7277 | 502.7277 | 1 | 1 | 15:11 | 37.52 |  | 503.9265 | 0 | 502.7277 | 50.2194 | 50.2194 | -0.0081604 | -0.37071 | 502.357 |  | -24.9368 | 0 | -24.9368 | 50.5 | 2.2789 | -56.8296 | 1 | 0 | -56.8296 |  | -56.8296 | 0
50.2194 | 0 | 503.951 | 503.951 | 1 | 1 | 15:11 | 37.54 |  | 503.9257 | 0 | 503.951 | 50.2194 | 50.2191 | -0.012444 | -0.56531 | 503.3856 |  | -23.9082 | 0 | -23.9082 | 50.5 | 2.2825 | -54.57 | 1 | 0 | -54.57 |  | -54.57 | 0
50.2194 | 0 | 503.951 | 503.951 | 1 | 1 | 15:11 | 37.56 |  | 503.9249 | 0 | 503.951 | 50.2194 | 50.2188 | -0.0146 | -0.66324 | 503.2877 |  | -24.0062 | 0 | -24.0062 | 50.5 | 2.2857 | -54.8702 | 1 | 0 | -54.8702 |  | -54.8702 | 0
50.2194 | 0 | 503.951 | 503.951 | 1 | 1 | 15:11 | 37.58 |  | 503.9241 | 0 | 503.951 | 50.2194 | 50.2185 | -0.01314 | -0.59691 | 503.354 |  | -23.9398 | 0 | -23.9398 | 50.5 | 2.2886 | -54.7876 | 1 | 0 | -54.7876 |  | -54.7876 | 0
50.2194 | 0 | 502.7277 | 502.7277 | 1 | 1 | 15:11 | 37.6 |  | 503.9234 | 0 | 502.7277 | 50.2194 | 50.2182 | -0.011826 | -0.53722 | 502.1905 |  | -25.1033 | 0 | -25.1033 | 50.5 | 2.2912 | -57.5156 | 1 | 0 | -57.5156 |  | -57.5156 | 0
50.2194 | 0 | 503.951 | 503.951 | 1 | 1 | 15:11 | 37.62 |  | 503.9226 | 0 | 503.951 | 50.2194 | 50.218 | -0.010643 | -0.4835 | 503.4675 |  | -23.8264 | 0 | -23.8264 | 50.5 | 2.2935 | -54.6458 | 1 | 0 | -54.6458 |  | -54.6458 | 0
50.2194 | 0 | 502.7277 | 502.7277 | 1 | 1 | 15:11 | 37.64 |  | 503.9218 | 0 | 502.7277 | 50.2194 | 50.2178 | -0.009579 | -0.43515 | 502.2926 |  | -25.0013 | 0 | -25.0013 | 50.5 | 2.2956 | -57.3932 | 1 | 0 | -57.3932 |  | -57.3932 | 0
50.2194 | 0 | 503.951 | 503.951 | 1 | 1 | 15:11 | 37.66 |  | 503.921 | 0 | 503.951 | 50.2194 | 50.2176 | -0.0086211 | -0.39163 | 503.5593 |  | -23.7346 | 0 | -23.7346 | 50.5 | 2.2975 | -54.5305 | 1 | 0 | -54.5305 |  | -54.5305 | 0
50.2194 | 0 | 503.951 | 503.951 | 1 | 1 | 15:11 | 37.68 |  | 503.9202 | 0 | 503.951 | 50.2194 | 50.2175 | -0.007759 | -0.35247 | 503.5985 |  | -23.6954 | 0 | -23.6954 | 50.5 | 2.2992 | -54.4813 | 1 | 0 | -54.4813 |  | -54.4813 | 0
50.2194 | 0 | 503.951 | 503.951 | 1 | 1 | 15:11 | 37.7 |  | 503.9195 | 0 | 503.951 | 50.2194 | 50.2173 | -0.0069831 | -0.31722 | 503.6337 |  | -23.6601 | 0 | -23.6601 | 50.5 | 2.3008 | -54.4369 | 1 | 0 | -54.4369 |  | -54.4369 | 0
50.216 | 0 | 502.7277 | 502.7277 | 1 | 1 | 15:11 | 37.72 |  | 503.9187 | 0 | 502.7277 | 50.2191 | 50.2172 | -0.0062848 | -0.28548 | 502.4423 |  | -24.8516 | 0 | -24.8516 | 50.5 | 2.3022 | -57.2129 | 1 | 0 | -57.2129 |  | -57.2129 | 0
50.216 | 0 | 502.7277 | 502.7277 | 1 | 1 | 15:11 | 37.74 |  | 503.9179 | 0 | 502.7277 | 50.2188 | 50.2171 | -0.0056563 | -0.25693 | 502.4708 |  | -24.8231 | 0 | -24.8231 | 50.5 | 2.3034 | -57.1783 | 1 | 0 | -57.1783 |  | -57.1783 | 0
50.216 | 0 | 503.951 | 503.951 | 1 | 1 | 15:11 | 37.76 |  | 503.9171 | 0 | 503.951 | 50.2185 | 50.217 | -0.0050907 | -0.23124 | 503.7197 |  | -23.5742 | 0 | -23.5742 | 50.5 | 2.3046 | -54.3283 | 1 | 0 | -54.3283 |  | -54.3283 | 0
50.216 | 0 | 505.1742 | 505.1742 | 1 | 1 | 15:11 | 37.78 |  | 503.9163 | 0 | 505.1742 | 50.2182 | 50.2169 | -0.0045816 | -0.20812 | 504.966 |  | -22.3278 | 0 | -22.3278 | 50.5 | 2.3056 | -51.4788 | 1 | 0 | -51.4788 |  | -51.4788 | 0
50.216 | 0 | 503.951 | 503.951 | 1 | 1 | 15:11 | 37.8 |  | 503.9156 | 0 | 503.951 | 50.218 | 50.2168 | -0.0041235 | -0.1873 | 503.7636 |  | -23.5302 | 0 | -23.5302 | 50.5 | 2.3065 | -54.2727 | 1 | 0 | -54.2727 |  | -54.2727 | 0
50.216 | 0 | 502.7277 | 502.7277 | 1 | 1 | 15:11 | 37.82 |  | 503.9148 | 0 | 502.7277 | 50.2178 | 50.2167 | -0.0037111 | -0.16857 | 502.5592 |  | -24.7347 | 0 | -24.7347 | 50.5 | 2.3073 | -57.0713 | 1 | 0 | -57.0713 |  | -57.0713 | 0
50.216 | 0 | 503.951 | 503.951 | 1 | 1 | 15:11 | 37.84 |  | 503.914 | 0 | 503.951 | 50.2176 | 50.2166 | -0.00684 | -0.3107 | 503.6403 |  | -23.6536 | 0 | -23.6536 | 50.5 | 2.3081 | -54.5945 | 1 | 0 | -54.5945 |  | -54.5945 | 0
50.216 | 0 | 503.951 | 503.951 | 1 | 1 | 15:11 | 37.86 |  | 503.9132 | 0 | 503.951 | 50.2175 | 50.2166 | -0.011406 | -0.51811 | 503.4328 |  | -23.861 | 0 | -23.861 | 50.5 | 2.3088 | -55.0892 | 1 | 0 | -55.0892 |  | -55.0892 | 0
50.216 | 0 | 505.1742 | 505.1742 | 1 | 1 | 15:11 | 37.88 |  | 503.9124 | 0 | 505.1742 | 50.2173 | 50.2162 | -0.015515 | -0.70477 | 504.4694 |  | -22.8245 | 0 | -22.8245 | 50.5 | 2.3131 | -52.7953 | 1 | 0 | -52.7953 |  | -52.7953 | 0
50.216 | 0 | 503.951 | 503.951 | 1 | 1 | 15:11 | 37.9 |  | 503.9117 | 0 | 503.951 | 50.2172 | 50.2158 | -0.017464 | -0.79328 | 503.1577 |  | -24.1362 | 0 | -24.1362 | 50.5 | 2.317 | -55.9241 | 1 | 0 | -55.9241 |  | -55.9241 | 0
50.216 | 0 | 505.1742 | 505.1742 | 1 | 1 | 15:11 | 37.92 |  | 503.9109 | 0 | 505.1742 | 50.2171 | 50.2155 | -0.015717 | -0.71395 | 504.4602 |  | -22.8337 | 0 | -22.8337 | 50.5 | 2.3206 | -52.987 | 1 | 0 | -52.987 |  | -52.987 | 0
50.216 | 0 | 503.951 | 503.951 | 1 | 1 | 15:11 | 37.94 |  | 503.9101 | 0 | 503.951 | 50.217 | 50.2152 | -0.014146 | -0.64256 | 503.3084 |  | -23.9855 | 0 | -23.9855 | 50.5 | 2.3238 | -55.7365 | 1 | 0 | -55.7365 |  | -55.7365 | 0
50.216 | 0 | 503.951 | 503.951 | 1 | 1 | 15:11 | 37.96 |  | 503.9093 | 0 | 503.951 | 50.2169 | 50.2149 | -0.012731 | -0.5783 | 503.3727 |  | -23.9212 | 0 | -23.9212 | 50.5 | 2.3266 | -55.6562 | 1 | 0 | -55.6562 |  | -55.6562 | 0
50.216 | 0 | 503.951 | 503.951 | 1 | 1 | 15:11 | 37.98 |  | 503.9085 | 0 | 503.951 | 50.2168 | 50.2147 | -0.011458 | -0.52047 | 503.4305 |  | -23.8634 | 0 | -23.8634 | 50.5 | 2.3292 | -55.5838 | 1 | 0 | -55.5838 |  | -55.5838 | 0
50.216 | 0 | 503.951 | 503.951 | 1 | 1 | 15:11 | 38 |  | 503.9078 | 0 | 503.951 | 50.2167 | 50.2144 | -0.010312 | -0.46842 | 503.4825 |  | -23.8113 | 0 | -23.8113 | 50.5 | 2.3316 | -55.5185 | 1 | 0 | -55.5185 |  | -55.5185 | 0
50.216 | 0 | 503.951 | 503.951 | 1 | 1 | 15:11 | 38.02 |  | 503.907 | 0 | 503.951 | 50.2166 | 50.2143 | -0.009281 | -0.42158 | 503.5294 |  | -23.7645 | 0 | -23.7645 | 50.5 | 2.3337 | -55.4596 | 1 | 0 | -55.4596 |  | -55.4596 | 0
50.216 | 0 | 503.951 | 503.951 | 1 | 1 | 15:11 | 38.04 |  | 503.9062 | 0 | 503.951 | 50.2166 | 50.2141 | -0.0083529 | -0.37942 | 503.5715 |  | -23.7223 | 0 | -23.7223 | 50.5 | 2.3356 | -55.4064 | 1 | 0 | -55.4064 |  | -55.4064 | 0
50.2125 | 0 | 503.951 | 503.951 | 1 | 1 | 15:11 | 38.06 |  | 503.9054 | 0 | 503.951 | 50.2162 | 50.2139 | -0.0075176 | -0.34146 | 503.6095 |  | -23.6844 | 0 | -23.6844 | 50.5 | 2.3373 | -55.3585 | 1 | 0 | -55.3585 |  | -55.3585 | 0
50.2125 | 0 | 503.951 | 503.951 | 1 | 1 | 15:11 | 38.08 |  | 503.9046 | 0 | 503.951 | 50.2158 | 50.2138 | -0.0067659 | -0.30731 | 503.6436 |  | -23.6502 | 0 | -23.6502 | 50.5 | 2.3389 | -55.3154 | 1 | 0 | -55.3154 |  | -55.3154 | 0
50.2125 | 0 | 503.951 | 503.951 | 1 | 1 | 15:11 | 38.1 |  | 503.9039 | 0 | 503.951 | 50.2155 | 50.2136 | -0.0060893 | -0.27658 | 503.6744 |  | -23.6195 | 0 | -23.6195 | 50.5 | 2.3403 | -55.2765 | 1 | 0 | -55.2765 |  | -55.2765 | 0
50.2125 | 0 | 503.951 | 503.951 | 1 | 1 | 15:11 | 38.12 |  | 503.9031 | 0 | 503.951 | 50.2152 | 50.2135 | -0.0054803 | -0.24892 | 503.702 |  | -23.5918 | 0 | -23.5918 | 50.5 | 2.3415 | -55.2415 | 1 | 0 | -55.2415 |  | -55.2415 | 0
50.2125 | 0 | 502.7277 | 502.7277 | 1 | 1 | 15:11 | 38.14 |  | 503.9023 | 0 | 502.7277 | 50.2149 | 50.2134 | -0.0049323 | -0.22403 | 502.5037 |  | -24.7902 | 0 | -24.7902 | 50.5 | 2.3427 | -58.0755 | 1 | 0 | -58.0755 |  | -58.0755 | 0
50.2125 | 0 | 503.951 | 503.951 | 1 | 1 | 15:11 | 38.16 |  | 503.9015 | 0 | 503.951 | 50.2147 | 50.2133 | -0.0044391 | -0.20163 | 503.7493 |  | -23.5445 | 0 | -23.5445 | 50.5 | 2.3437 | -55.1815 | 1 | 0 | -55.1815 |  | -55.1815 | 0
50.2125 | 0 | 503.951 | 503.951 | 1 | 1 | 15:11 | 38.18 |  | 503.9007 | 0 | 503.951 | 50.2144 | 50.2133 | -0.0039952 | -0.18146 | 503.7695 |  | -23.5244 | 0 | -23.5244 | 50.5 | 2.3446 | -55.1559 | 1 | 0 | -55.1559 |  | -55.1559 | 0
50.2125 | 0 | 503.951 | 503.951 | 1 | 1 | 15:11 | 38.2 |  | 503.9 | 0 | 503.951 | 50.2143 | 50.2132 | -0.0035957 | -0.16332 | 503.7876 |  | -23.5062 | 0 | -23.5062 | 50.5 | 2.3455 | -55.1328 | 1 | 0 | -55.1328 |  | -55.1328 | 0
50.2125 | 0 | 503.951 | 503.951 | 1 | 1 | 15:11 | 38.22 |  | 503.8992 | 0 | 503.951 | 50.2141 | 50.2131 | -0.0032361 | -0.14699 | 503.804 |  | -23.4899 | 0 | -23.4899 | 50.5 | 2.3462 | -55.112 | 1 | 0 | -55.112 |  | -55.112 | 0
50.2125 | 0 | 502.7277 | 502.7277 | 1 | 1 | 15:11 | 38.24 |  | 503.8984 | 0 | 502.7277 | 50.2139 | 50.213 | -0.0029125 | -0.13229 | 502.5955 |  | -24.6984 | 0 | -24.6984 | 50.5 | 2.3469 | -57.9641 | 1 | 0 | -57.9641 |  | -57.9641 | 0
50.2125 | 0 | 502.7277 | 502.7277 | 1 | 1 | 15:11 | 38.26 |  | 503.8976 | 0 | 502.7277 | 50.2138 | 50.213 | -0.0026212 | -0.11906 | 502.6087 |  | -24.6852 | 0 | -24.6852 | 50.5 | 2.3475 | -57.948 | 1 | 0 | -57.948 |  | -57.948 | 0
50.2125 | 0 | 502.7277 | 502.7277 | 1 | 1 | 15:11 | 38.28 |  | 503.8968 | 0 | 502.7277 | 50.2136 | 50.2129 | -0.0023591 | -0.10715 | 502.6206 |  | -24.6733 | 0 | -24.6733 | 50.5 | 2.348 | -57.9335 | 1 | 0 | -57.9335 |  | -57.9335 | 0
50.2125 | 0 | 503.951 | 503.951 | 1 | 1 | 15:11 | 38.3 |  | 503.8961 | 0 | 503.951 | 50.2135 | 50.2129 | -0.0021232 | -0.096438 | 503.8545 |  | -23.4394 | 0 | -23.4394 | 50.5 | 2.3485 | -55.0477 | 1 | 0 | -55.0477 |  | -55.0477 | 0
50.2125 | 0 | 503.951 | 503.951 | 1 | 1 | 15:11 | 38.32 |  | 503.8953 | 0 | 503.951 | 50.2134 | 50.2129 | -0.0019109 | -0.086794 | 503.8642 |  | -23.4297 | 0 | -23.4297 | 50.5 | 2.349 | -55.0354 | 1 | 0 | -55.0354 |  | -55.0354 | 0
50.2125 | 0 | 503.951 | 503.951 | 1 | 1 | 15:11 | 38.34 |  | 503.8945 | 0 | 503.951 | 50.2133 | 50.2128 | -0.0017198 | -0.078115 | 503.8728 |  | -23.421 | 0 | -23.421 | 50.5 | 2.3494 | -55.0243 | 1 | 0 | -55.0243 |  | -55.0243 | 0
50.2125 | 0 | 503.951 | 503.951 | 1 | 1 | 15:11 | 38.36 |  | 503.8937 | 0 | 503.951 | 50.2133 | 50.2128 | -0.0015478 | -0.070303 | 503.8807 |  | -23.4132 | 0 | -23.4132 | 50.5 | 2.3497 | -55.0143 | 1 | 0 | -55.0143 |  | -55.0143 | 0
50.2125 | 0 | 502.7277 | 502.7277 | 1 | 1 | 15:11 | 38.38 |  | 503.8929 | 0 | 502.7277 | 50.2132 | 50.2128 | -0.001393 | -0.063273 | 502.6645 |  | -24.6294 | 0 | -24.6294 | 50.5 | 2.35 | -57.88 | 1 | 0 | -57.88 |  | -57.88 | 0
50.2125 | 0 | 503.951 | 503.951 | 1 | 1 | 15:11 | 38.4 |  | 503.8922 | 0 | 503.951 | 50.2131 | 50.2127 | -0.0012537 | -0.056946 | 503.894 |  | -23.3999 | 0 | -23.3999 | 50.5 | 2.3503 | -54.9973 | 1 | 0 | -54.9973 |  | -54.9973 | 0
50.2125 | 0 | 503.951 | 503.951 | 1 | 1 | 15:11 | 38.42 |  | 503.8914 | 0 | 503.951 | 50.213 | 50.2127 | -0.0011284 | -0.051251 | 503.8997 |  | -23.3942 | 0 | -23.3942 | 50.5 | 2.3506 | -54.99 | 1 | 0 | -54.99 |  | -54.99 | 0
50.2125 | 0 | 502.7277 | 502.7277 | 1 | 1 | 15:11 | 38.44 |  | 503.8906 | 0 | 502.7277 | 50.213 | 50.2127 | -0.0010155 | -0.046126 | 502.6816 |  | -24.6123 | 0 | -24.6123 | 50.5 | 2.3508 | -57.859 | 1 | 0 | -57.859 |  | -57.859 | 0
50.2125 | 0 | 503.951 | 503.951 | 1 | 1 | 15:11 | 38.46 |  | 503.8898 | 0 | 503.951 | 50.2129 | 50.2127 | -0.00091397 | -0.041513 | 503.9094 |  | -23.3844 | 0 | -23.3844 | 50.5 | 2.351 | -54.9776 | 1 | 0 | -54.9776 |  | -54.9776 | 0
50.2125 | 0 | 502.7277 | 502.7277 | 1 | 1 | 15:11 | 38.48 |  | 503.889 | 0 | 502.7277 | 50.2129 | 50.2127 | -0.00082257 | -0.037362 | 502.6904 |  | -24.6035 | 0 | -24.6035 | 50.5 | 2.3512 | -57.8483 | 1 | 0 | -57.8483 |  | -57.8483 | 0
50.2125 | 0 | 502.7277 | 502.7277 | 1 | 1 | 15:11 | 38.5 |  | 503.8883 | 0 | 502.7277 | 50.2129 | 50.2126 | -0.00074031 | -0.033626 | 502.6941 |  | -24.5998 | 0 | -24.5998 | 50.5 | 2.3514 | -57.8438 | 1 | 0 | -57.8438 |  | -57.8438 | 0
50.2125 | 0 | 502.7277 | 502.7277 | 1 | 1 | 15:11 | 38.52 |  | 503.8875 | 0 | 502.7277 | 50.2128 | 50.2126 | -0.00066628 | -0.030263 | 502.6975 |  | -24.5964 | 0 | -24.5964 | 50.5 | 2.3516 | -57.8396 | 1 | 0 | -57.8396 |  | -57.8396 | 0
50.2125 | 0 | 503.951 | 503.951 | 1 | 1 | 15:11 | 38.54 |  | 503.8867 | 0 | 503.951 | 50.2128 | 50.2126 | -0.00059965 | -0.027237 | 503.9237 |  | -23.3702 | 0 | -23.3702 | 50.5 | 2.3517 | -54.9593 | 1 | 0 | -54.9593 |  | -54.9593 | 0
50.2125 | 0 | 503.951 | 503.951 | 1 | 1 | 15:11 | 38.56 |  | 503.8859 | 0 | 503.951 | 50.2128 | 50.2126 | -0.00053969 | -0.024513 | 503.9264 |  | -23.3674 | 0 | -23.3674 | 50.5 | 2.3518 | -54.9559 | 1 | 0 | -54.9559 |  | -54.9559 | 0
50.2125 | 0 | 503.951 | 503.951 | 1 | 1 | 15:11 | 38.58 |  | 503.8851 | 0 | 503.951 | 50.2127 | 50.2126 | -0.00048572 | -0.022062 | 503.9289 |  | -23.365 | 0 | -23.365 | 50.5 | 2.3519 | -54.9527 | 1 | 0 | -54.9527 |  | -54.9527 | 0
50.2125 | 0 | 503.951 | 503.951 | 1 | 1 | 15:11 | 38.6 |  | 503.8844 | 0 | 503.951 | 50.2127 | 50.2126 | -0.00043715 | -0.019856 | 503.9311 |  | -23.3628 | 0 | -23.3628 | 50.5 | 2.352 | -54.9499 | 1 | 0 | -54.9499 |  | -54.9499 | 0
50.2125 | 0 | 502.7277 | 502.7277 | 1 | 1 | 15:11 | 38.62 |  | 503.8836 | 0 | 502.7277 | 50.2127 | 50.2126 | -0.00039343 | -0.01787 | 502.7099 |  | -24.584 | 0 | -24.584 | 50.5 | 2.3521 | -57.8245 | 1 | 0 | -57.8245 |  | -57.8245 | 0
50.2125 | 0 | 503.951 | 503.951 | 1 | 1 | 15:11 | 38.64 |  | 503.8828 | 0 | 503.951 | 50.2127 | 50.2126 | -0.00035409 | -0.016083 | 503.9349 |  | -23.359 | 0 | -23.359 | 50.5 | 2.3522 | -54.9451 | 1 | 0 | -54.9451 |  | -54.9451 | 0
50.2125 | 0 | 503.951 | 503.951 | 1 | 1 | 15:11 | 38.66 |  | 503.882 | 0 | 503.951 | 50.2127 | 50.2126 | -0.00031868 | -0.014475 | 503.9365 |  | -23.3574 | 0 | -23.3574 | 50.5 | 2.3523 | -54.943 | 1 | 0 | -54.943 |  | -54.943 | 0
50.2125 | 0 | 503.951 | 503.951 | 1 | 1 | 15:11 | 38.68 |  | 503.8812 | 0 | 503.951 | 50.2126 | 50.2126 | -0.00028681 | -0.013027 | 503.9379 |  | -23.3559 | 0 | -23.3559 | 50.5 | 2.3523 | -54.9412 | 1 | 0 | -54.9412 |  | -54.9412 | 0
50.2125 | 0 | 501.5046 | 501.5046 | 1 | 1 | 15:11 | 38.7 |  | 503.8805 | 0 | 501.5046 | 50.2126 | 50.2125 | -0.00025813 | -0.011725 | 501.4929 |  | -25.801 | 0 | -25.801 | 50.5 | 2.3524 | -60.6943 | 1 | 0 | -60.6943 |  | -60.6943 | 0
50.2125 | 0 | 502.7277 | 502.7277 | 1 | 1 | 15:11 | 38.72 |  | 503.8797 | 0 | 502.7277 | 50.2126 | 50.2125 | -0.00023232 | -0.010552 | 502.7172 |  | -24.5767 | 0 | -24.5767 | 50.5 | 2.3525 | -57.8156 | 1 | 0 | -57.8156 |  | -57.8156 | 0
50.2125 | 0 | 502.7277 | 502.7277 | 1 | 1 | 15:11 | 38.74 |  | 503.8789 | 0 | 502.7277 | 50.2126 | 50.2125 | -0.00020909 | -0.0094969 | 502.7183 |  | -24.5756 | 0 | -24.5756 | 50.5 | 2.3525 | -57.8143 | 1 | 0 | -57.8143 |  | -57.8143 | 0
50.2125 | 0 | 502.7277 | 502.7277 | 1 | 1 | 15:11 | 38.76 |  | 503.8781 | 0 | 502.7277 | 50.2126 | 50.2125 | -0.00018818 | -0.0085472 | 502.7192 |  | -24.5747 | 0 | -24.5747 | 50.5 | 2.3525 | -57.8131 | 1 | 0 | -57.8131 |  | -57.8131 | 0
50.2125 | 0 | 502.7277 | 502.7277 | 1 | 1 | 15:11 | 38.78 |  | 503.8773 | 0 | 502.7277 | 50.2126 | 50.2125 | -0.00016936 | -0.0076925 | 502.7201 |  | -24.5738 | 0 | -24.5738 | 50.5 | 2.3526 | -57.8121 | 1 | 0 | -57.8121 |  | -57.8121 | 0
50.2125 | 0 | 502.7277 | 502.7277 | 1 | 1 | 15:11 | 38.8 |  | 503.8766 | 0 | 502.7277 | 50.2126 | 50.2125 | -0.00015242 | -0.0069233 | 502.7208 |  | -24.573 | 0 | -24.573 | 50.5 | 2.3526 | -57.8111 | 1 | 0 | -57.8111 |  | -57.8111 | 0
50.2125 | 0 | 502.7277 | 502.7277 | 1 | 1 | 15:11 | 38.82 |  | 503.8758 | 0 | 502.7277 | 50.2126 | 50.2125 | -0.00013718 | -0.0062309 | 502.7215 |  | -24.5724 | 0 | -24.5724 | 50.5 | 2.3527 | -57.8103 | 1 | 0 | -57.8103 |  | -57.8103 | 0
50.2125 | 0 | 502.7277 | 502.7277 | 1 | 1 | 15:11 | 38.84 |  | 503.875 | 0 | 502.7277 | 50.2126 | 50.2125 | -0.00012346 | -0.0056078 | 502.7221 |  | -24.5717 | 0 | -24.5717 | 50.5 | 2.3527 | -57.8095 | 1 | 0 | -57.8095 |  | -57.8095 | 0
50.2125 | 0 | 502.7277 | 502.7277 | 1 | 1 | 15:11 | 38.86 |  | 503.8742 | 0 | 502.7277 | 50.2126 | 50.2125 | -0.00011112 | -0.0050471 | 502.7227 |  | -24.5712 | 0 | -24.5712 | 50.5 | 2.3527 | -57.8088 | 1 | 0 | -57.8088 |  | -57.8088 | 0
50.2125 | 0 | 503.951 | 503.951 | 1 | 1 | 15:11 | 38.88 |  | 503.8734 | 0 | 503.951 | 50.2125 | 50.2125 | -0.00010001 | -0.0045423 | 503.9464 |  | -23.3475 | 0 | -23.3475 | 50.5 | 2.3527 | -54.9303 | 1 | 0 | -54.9303 |  | -54.9303 | 0
50.2125 | 0 | 503.951 | 503.951 | 1 | 1 | 15:11 | 38.9 |  | 503.8727 | 0 | 503.951 | 50.2125 | 50.2125 | -9.0005e-05 | -0.0040881 | 503.9469 |  | -23.347 | 0 | -23.347 | 50.5 | 2.3528 | -54.9297 | 1 | 0 | -54.9297 |  | -54.9297 | 0
50.2125 | 0 | 502.7277 | 502.7277 | 1 | 1 | 15:11 | 38.92 |  | 503.8719 | 0 | 502.7277 | 50.2125 | 50.2125 | -8.1004e-05 | -0.0036793 | 502.7241 |  | -24.5698 | 0 | -24.5698 | 50.5 | 2.3528 | -57.8071 | 1 | 0 | -57.8071 |  | -57.8071 | 0
50.2125 | 0 | 502.7277 | 502.7277 | 1 | 1 | 15:11 | 38.94 |  | 503.8711 | 0 | 502.7277 | 50.2125 | 50.2125 | -7.2904e-05 | -0.0033114 | 502.7244 |  | -24.5694 | 0 | -24.5694 | 50.5 | 2.3528 | -57.8067 | 1 | 0 | -57.8067 |  | -57.8067 | 0
50.2125 | 0 | 503.951 | 503.951 | 1 | 1 | 15:11 | 38.96 |  | 503.8703 | 0 | 503.951 | 50.2125 | 50.2125 | -6.5614e-05 | -0.0029802 | 503.948 |  | -23.3459 | 0 | -23.3459 | 50.5 | 2.3528 | -54.9283 | 1 | 0 | -54.9283 |  | -54.9283 | 0
50.2125 | 0 | 502.7277 | 502.7277 | 1 | 1 | 15:11 | 38.98 |  | 503.8695 | 0 | 502.7277 | 50.2125 | 50.2125 | -5.9052e-05 | -0.0026822 | 502.7251 |  | -24.5688 | 0 | -24.5688 | 50.5 | 2.3528 | -57.8059 | 1 | 0 | -57.8059 |  | -57.8059 | 0
50.2125 | 0 | 503.951 | 503.951 | 1 | 1 | 15:11 | 39 |  | 503.8688 | 0 | 503.951 | 50.2125 | 50.2125 | -5.3147e-05 | -0.002414 | 503.9485 |  | -23.3453 | 0 | -23.3453 | 50.5 | 2.3528 | -54.9276 | 1 | 0 | -54.9276 |  | -54.9276 | 0
50.2125 | 0 | 502.7277 | 502.7277 | 1 | 1 | 15:11 | 39.02 |  | 503.868 | 0 | 502.7277 | 50.2125 | 50.2125 | -4.7832e-05 | -0.0021726 | 502.7256 |  | -24.5683 | 0 | -24.5683 | 50.5 | 2.3528 | -57.8053 | 1 | 0 | -57.8053 |  | -57.8053 | 0
50.2125 | 0 | 503.951 | 503.951 | 1 | 1 | 15:11 | 39.04 |  | 503.8672 | 0 | 503.951 | 50.2125 | 50.2125 | -0.003443 | -0.15639 | 503.7946 |  | -23.4993 | 0 | -23.4993 | 50.5 | 2.3529 | -55.2904 | 1 | 0 | -55.2904 |  | -55.2904 | 0
50.2125 | 0 | 503.951 | 503.951 | 1 | 1 | 15:11 | 39.06 |  | 503.8664 | 0 | 503.951 | 50.2125 | 50.2125 | -0.0081987 | -0.3724 | 503.5786 |  | -23.7153 | 0 | -23.7153 | 50.5 | 2.3529 | -55.7988 | 1 | 0 | -55.7988 |  | -55.7988 | 0
50.2125 | 0 | 502.7277 | 502.7277 | 1 | 1 | 15:11 | 39.08 |  | 503.8656 | 0 | 502.7277 | 50.2125 | 50.2122 | -0.012479 | -0.5668 | 502.1609 |  | -25.1329 | 0 | -25.1329 | 50.5 | 2.3566 | -59.2292 | 1 | 0 | -59.2292 |  | -59.2292 | 0
50.2125 | 0 | 503.951 | 503.951 | 1 | 1 | 15:11 | 39.1 |  | 503.8649 | 0 | 503.951 | 50.2125 | 50.2119 | -0.014631 | -0.66455 | 503.2864 |  | -24.0075 | 0 | -24.0075 | 50.5 | 2.36 | -56.6588 | 1 | 0 | -56.6588 |  | -56.6588 | 0
50.2125 | 0 | 503.951 | 503.951 | 1 | 1 | 15:11 | 39.12 |  | 503.8641 | 0 | 503.951 | 50.2125 | 50.2116 | -0.013168 | -0.5981 | 503.3529 |  | -23.941 | 0 | -23.941 | 50.5 | 2.3631 | -56.5757 | 1 | 0 | -56.5757 |  | -56.5757 | 0
50.2125 | 0 | 503.951 | 503.951 | 1 | 1 | 15:11 | 39.14 |  | 503.8633 | 0 | 503.951 | 50.2125 | 50.2113 | -0.011851 | -0.53829 | 503.4127 |  | -23.8812 | 0 | -23.8812 | 50.5 | 2.3659 | -56.5007 | 1 | 0 | -56.5007 |  | -56.5007 | 0
50.2125 | 0 | 502.7277 | 502.7277 | 1 | 1 | 15:11 | 39.16 |  | 503.8625 | 0 | 502.7277 | 50.2125 | 50.2111 | -0.010666 | -0.48446 | 502.2433 |  | -25.0506 | 0 | -25.0506 | 50.5 | 2.3684 | -59.3301 | 1 | 0 | -59.3301 |  | -59.3301 | 0
50.2125 | 0 | 503.951 | 503.951 | 1 | 1 | 15:11 | 39.18 |  | 503.8617 | 0 | 503.951 | 50.2125 | 50.2109 | -0.0095994 | -0.43601 | 503.5149 |  | -23.7789 | 0 | -23.7789 | 50.5 | 2.3707 | -56.372 | 1 | 0 | -56.372 |  | -56.372 | 0
50.2125 | 0 | 503.951 | 503.951 | 1 | 1 | 15:11 | 39.2 |  | 503.861 | 0 | 503.951 | 50.2125 | 50.2107 | -0.0086394 | -0.39241 | 503.5585 |  | -23.7353 | 0 | -23.7353 | 50.5 | 2.3727 | -56.317 | 1 | 0 | -56.317 |  | -56.317 | 0
50.2125 | 0 | 502.7277 | 502.7277 | 1 | 1 | 15:11 | 39.22 |  | 503.8602 | 0 | 502.7277 | 50.2125 | 50.2106 | -0.0077755 | -0.35317 | 502.3746 |  | -24.9193 | 0 | -24.9193 | 50.5 | 2.3745 | -59.172 | 1 | 0 | -59.172 |  | -59.172 | 0
50.2125 | 0 | 503.951 | 503.951 | 1 | 1 | 15:11 | 39.24 |  | 503.8594 | 0 | 503.951 | 50.2125 | 50.2104 | -0.006998 | -0.31785 | 503.6331 |  | -23.6608 | 0 | -23.6608 | 50.5 | 2.3762 | -56.2227 | 1 | 0 | -56.2227 |  | -56.2227 | 0
50.2091 | 0 | 502.7277 | 502.7277 | 1 | 1 | 15:11 | 39.26 |  | 503.8586 | 0 | 502.7277 | 50.2122 | 50.2103 | -0.0062982 | -0.28605 | 502.4417 |  | -24.8522 | 0 | -24.8522 | 50.5 | 2.3777 | -59.0908 | 1 | 0 | -59.0908 |  | -59.0908 | 0
50.2091 | 0 | 503.951 | 503.951 | 1 | 1 | 15:11 | 39.28 |  | 503.8578 | 0 | 503.951 | 50.2119 | 50.2102 | -0.0056683 | -0.25744 | 503.6935 |  | -23.6004 | 0 | -23.6004 | 50.5 | 2.379 | -56.1461 | 1 | 0 | -56.1461 |  | -56.1461 | 0
50.2091 | 0 | 503.951 | 503.951 | 1 | 1 | 15:11 | 39.3 |  | 503.8571 | 0 | 503.951 | 50.2116 | 50.2101 | -0.0051015 | -0.2317 | 503.7193 |  | -23.5746 | 0 | -23.5746 | 50.5 | 2.3802 | -56.1134 | 1 | 0 | -56.1134 |  | -56.1134 | 0
50.2091 | 0 | 503.951 | 503.951 | 1 | 1 | 15:11 | 39.32 |  | 503.8563 | 0 | 503.951 | 50.2113 | 50.21 | -0.0045914 | -0.20853 | 503.7424 |  | -23.5514 | 0 | -23.5514 | 50.5 | 2.3813 | -56.0839 | 1 | 0 | -56.0839 |  | -56.0839 | 0
50.2091 | 0 | 503.951 | 503.951 | 1 | 1 | 15:11 | 39.34 |  | 503.8555 | 0 | 503.951 | 50.2111 | 50.2099 | -0.0041322 | -0.18768 | 503.7633 |  | -23.5306 | 0 | -23.5306 | 50.5 | 2.3823 | -56.0574 | 1 | 0 | -56.0574 |  | -56.0574 | 0
50.2091 | 0 | 502.7277 | 502.7277 | 1 | 1 | 15:11 | 39.36 |  | 503.8547 | 0 | 502.7277 | 50.2109 | 50.2098 | -0.003719 | -0.16891 | 502.5588 |  | -24.735 | 0 | -24.735 | 50.5 | 2.3832 | -58.9487 | 1 | 0 | -58.9487 |  | -58.9487 | 0
50.2091 | 0 | 503.951 | 503.951 | 1 | 1 | 15:11 | 39.38 |  | 503.8539 | 0 | 503.951 | 50.2107 | 50.2097 | -0.0033471 | -0.15202 | 503.7989 |  | -23.4949 | 0 | -23.4949 | 50.5 | 2.384 | -56.012 | 1 | 0 | -56.012 |  | -56.012 | 0
50.2091 | 0 | 502.7277 | 502.7277 | 1 | 1 | 15:11 | 39.4 |  | 503.8532 | 0 | 502.7277 | 50.2106 | 50.2097 | -0.0030124 | -0.13682 | 502.5909 |  | -24.7029 | 0 | -24.7029 | 50.5 | 2.3847 | -58.9096 | 1 | 0 | -58.9096 |  | -58.9096 | 0
50.2091 | 0 | 503.951 | 503.951 | 1 | 1 | 15:11 | 39.42 |  | 503.8524 | 0 | 503.951 | 50.2104 | 50.2096 | -0.0027112 | -0.12313 | 503.8278 |  | -23.4661 | 0 | -23.4661 | 50.5 | 2.3854 | -55.9751 | 1 | 0 | -55.9751 |  | -55.9751 | 0
50.2091 | 0 | 503.951 | 503.951 | 1 | 1 | 15:11 | 39.44 |  | 503.8516 | 0 | 503.951 | 50.2103 | 50.2096 | -0.00244 | -0.11082 | 503.8401 |  | -23.4537 | 0 | -23.4537 | 50.5 | 2.3859 | -55.9594 | 1 | 0 | -55.9594 |  | -55.9594 | 0
50.2091 | 0 | 503.951 | 503.951 | 1 | 1 | 15:11 | 39.46 |  | 503.8508 | 0 | 503.951 | 50.2102 | 50.2095 | -0.002196 | -0.099739 | 503.8512 |  | -23.4427 | 0 | -23.4427 | 50.5 | 2.3865 | -55.9453 | 1 | 0 | -55.9453 |  | -55.9453 | 0
50.2091 | 0 | 502.7277 | 502.7277 | 1 | 1 | 15:11 | 39.48 |  | 503.85 | 0 | 502.7277 | 50.2101 | 50.2095 | -0.0019764 | -0.089765 | 502.638 |  | -24.6559 | 0 | -24.6559 | 50.5 | 2.3869 | -58.8522 | 1 | 0 | -58.8522 |  | -58.8522 | 0
50.2091 | 0 | 503.951 | 503.951 | 1 | 1 | 15:11 | 39.5 |  | 503.8493 | 0 | 503.951 | 50.21 | 50.2094 | -0.0017788 | -0.080789 | 503.8702 |  | -23.4237 | 0 | -23.4237 | 50.5 | 2.3874 | -55.921 | 1 | 0 | -55.921 |  | -55.921 | 0
50.2091 | 0 | 503.951 | 503.951 | 1 | 1 | 15:11 | 39.52 |  | 503.8485 | 0 | 503.951 | 50.2099 | 50.2094 | -0.0016009 | -0.07271 | 503.8782 |  | -23.4156 | 0 | -23.4156 | 50.5 | 2.3878 | -55.9107 | 1 | 0 | -55.9107 |  | -55.9107 | 0
50.2091 | 0 | 503.951 | 503.951 | 1 | 1 | 15:11 | 39.54 |  | 503.8477 | 0 | 503.951 | 50.2098 | 50.2094 | -0.0014408 | -0.065439 | 503.8855 |  | -23.4084 | 0 | -23.4084 | 50.5 | 2.3881 | -55.9014 | 1 | 0 | -55.9014 |  | -55.9014 | 0
50.2091 | 0 | 503.951 | 503.951 | 1 | 1 | 15:11 | 39.56 |  | 503.8469 | 0 | 503.951 | 50.2097 | 50.2093 | -0.0012967 | -0.058895 | 503.8921 |  | -23.4018 | 0 | -23.4018 | 50.5 | 2.3884 | -55.893 | 1 | 0 | -55.893 |  | -55.893 | 0
50.2091 | 0 | 503.951 | 503.951 | 1 | 1 | 15:11 | 39.58 |  | 503.8461 | 0 | 503.951 | 50.2097 | 50.2093 | -0.0011671 | -0.053006 | 503.8979 |  | -23.3959 | 0 | -23.3959 | 50.5 | 2.3887 | -55.8855 | 1 | 0 | -55.8855 |  | -55.8855 | 0
50.2091 | 0 | 503.951 | 503.951 | 1 | 1 | 15:11 | 39.6 |  | 503.8454 | 0 | 503.951 | 50.2096 | 50.2093 | 0.0023496 | 0.10672 | 504.0577 |  | -23.2362 | 0 | -23.2362 | 50.5 | 2.3889 | -55.5098 | 1 | 0 | -55.5098 |  | -55.5098 | 0
50.2091 | 0 | 503.951 | 503.951 | 1 | 1 | 15:11 | 39.62 |  | 503.8446 | 0 | 503.951 | 50.2096 | 50.2093 | 0.0038147 | 0.17325 | 504.1242 |  | -23.1697 | 0 | -23.1697 | 50.5 | 2.3892 | -55.3561 | 1 | 0 | -55.3561 |  | -55.3561 | 0
50.2091 | 0 | 503.951 | 503.951 | 1 | 1 | 15:11 | 39.64 |  | 503.8438 | 0 | 503.951 | 50.2095 | 50.2096 | 0.0034332 | 0.15593 | 504.1069 |  | -23.187 | 0 | -23.187 | 50.5 | 2.3855 | -55.3123 | 1 | 0 | -55.3123 |  | -55.3123 | 0
50.2091 | 0 | 502.7277 | 502.7277 | 1 | 1 | 15:11 | 39.66 |  | 503.843 | 0 | 502.7277 | 50.2095 | 50.2096 | 0.0013899 | 0.063126 | 502.7909 |  | -24.503 | 0 | -24.503 | 50.5 | 2.3861 | -58.4656 | 1 | 0 | -58.4656 |  | -58.4656 | 0
50.2091 | 0 | 503.951 | 503.951 | 1 | 1 | 15:11 | 39.68 |  | 503.8422 | 0 | 503.951 | 50.2094 | 50.2095 | -0.0021491 | -0.097608 | 503.8533 |  | -23.4405 | 0 | -23.4405 | 50.5 | 2.3866 | -55.9425 | 1 | 0 | -55.9425 |  | -55.9425 | 0
50.2091 | 0 | 502.7277 | 502.7277 | 1 | 1 | 15:11 | 39.7 |  | 503.8415 | 0 | 502.7277 | 50.2094 | 50.2095 | -0.0019342 | -0.087847 | 502.6399 |  | -24.654 | 0 | -24.654 | 50.5 | 2.387 | -58.8499 | 1 | 0 | -58.8499 |  | -58.8499 | 0
50.2091 | 0 | 503.951 | 503.951 | 1 | 1 | 15:11 | 39.72 |  | 503.8407 | 0 | 503.951 | 50.2094 | 50.2094 | -0.0017408 | -0.079062 | 503.8719 |  | -23.422 | 0 | -23.422 | 50.5 | 2.3875 | -55.9188 | 1 | 0 | -55.9188 |  | -55.9188 | 0
50.2091 | 0 | 502.7277 | 502.7277 | 1 | 1 | 15:11 | 39.74 |  | 503.8399 | 0 | 502.7277 | 50.2093 | 50.2094 | -0.0015667 | -0.071156 | 502.6566 |  | -24.6373 | 0 | -24.6373 | 50.5 | 2.3878 | -58.8295 | 1 | 0 | -58.8295 |  | -58.8295 | 0
50.2091 | 0 | 502.7277 | 502.7277 | 1 | 1 | 15:11 | 39.76 |  | 503.8391 | 0 | 502.7277 | 50.2093 | 50.2094 | -0.00141 | -0.06404 | 502.6637 |  | -24.6302 | 0 | -24.6302 | 50.5 | 2.3882 | -58.8208 | 1 | 0 | -58.8208 |  | -58.8208 | 0
50.2091 | 0 | 503.951 | 503.951 | 1 | 1 | 15:11 | 39.78 |  | 503.8383 | 0 | 503.951 | 50.2093 | 50.2093 | -0.001269 | -0.057636 | 503.8933 |  | -23.4006 | 0 | -23.4006 | 50.5 | 2.3885 | -55.8914 | 1 | 0 | -55.8914 |  | -55.8914 | 0
50.2091 | 0 | 502.7277 | 502.7277 | 1 | 1 | 15:11 | 39.8 |  | 503.8376 | 0 | 502.7277 | 50.2093 | 50.2093 | -0.0011421 | -0.051873 | 502.6759 |  | -24.618 | 0 | -24.618 | 50.5 | 2.3887 | -58.806 | 1 | 0 | -58.806 |  | -58.806 | 0
50.2125 | 0 | 503.951 | 503.951 | 1 | 1 | 15:11 | 39.82 |  | 503.8368 | 0 | 503.951 | 50.2096 | 50.2093 | -0.0010279 | -0.046689 | 503.9043 |  | -23.3896 | 0 | -23.3896 | 50.5 | 2.389 | -55.8774 | 1 | 0 | -55.8774 |  | -55.8774 | 0
50.2091 | 0 | 503.951 | 503.951 | 1 | 1 | 15:11 | 39.84 |  | 503.836 | 0 | 503.951 | 50.2096 | 50.2093 | -0.00092512 | -0.042017 | 503.9089 |  | -23.3849 | 0 | -23.3849 | 50.5 | 2.3892 | -55.8714 | 1 | 0 | -55.8714 |  | -55.8714 | 0
50.2091 | 0 | 502.7277 | 502.7277 | 1 | 1 | 15:11 | 39.86 |  | 503.8352 | 0 | 502.7277 | 50.2095 | 50.2093 | -0.0008326 | -0.037815 | 502.6899 |  | -24.6039 | 0 | -24.6039 | 50.5 | 2.3894 | -58.7888 | 1 | 0 | -58.7888 |  | -58.7888 | 0
50.2091 | 0 | 503.951 | 503.951 | 1 | 1 | 15:11 | 39.88 |  | 503.8344 | 0 | 503.951 | 50.2095 | 50.2092 | -0.00074934 | -0.034034 | 503.9169 |  | -23.377 | 0 | -23.377 | 50.5 | 2.3896 | -55.8612 | 1 | 0 | -55.8612 |  | -55.8612 | 0
50.2091 | 0 | 503.951 | 503.951 | 1 | 1 | 15:11 | 39.9 |  | 503.8337 | 0 | 503.951 | 50.2094 | 50.2092 | -0.00067441 | -0.03063 | 503.9203 |  | -23.3735 | 0 | -23.3735 | 50.5 | 2.3897 | -55.8569 | 1 | 0 | -55.8569 |  | -55.8569 | 0
50.2091 | 0 | 502.7277 | 502.7277 | 1 | 1 | 15:11 | 39.92 |  | 503.8329 | 0 | 502.7277 | 50.2094 | 50.2092 | -0.00060697 | -0.027567 | 502.7002 |  | -24.5937 | 0 | -24.5937 | 50.5 | 2.3899 | -58.7763 | 1 | 0 | -58.7763 |  | -58.7763 | 0
50.2091 | 0 | 502.7277 | 502.7277 | 1 | 1 | 15:11 | 39.94 |  | 503.8321 | 0 | 502.7277 | 50.2094 | 50.2092 | -0.00054627 | -0.024811 | 502.7029 |  | -24.5909 | 0 | -24.5909 | 50.5 | 2.39 | -58.7729 | 1 | 0 | -58.7729 |  | -58.7729 | 0
50.2091 | 0 | 502.7277 | 502.7277 | 1 | 1 | 15:11 | 39.96 |  | 503.8313 | 0 | 502.7277 | 50.2093 | 50.2092 | -0.00049164 | -0.022329 | 502.7054 |  | -24.5885 | 0 | -24.5885 | 50.5 | 2.3901 | -58.7699 | 1 | 0 | -58.7699 |  | -58.7699 | 0
50.2091 | 0 | 503.951 | 503.951 | 1 | 1 | 15:11 | 39.98 |  | 503.8305 | 0 | 503.951 | 50.2093 | 50.2092 | -0.00044248 | -0.020097 | 503.9309 |  | -23.363 | 0 | -23.363 | 50.5 | 2.3902 | -55.8434 | 1 | 0 | -55.8434 |  | -55.8434 | 0
50.2091 | 0 | 502.7277 | 502.7277 | 1 | 1 | 15:11 | 40 |  | 503.8298 | 0 | 502.7277 | 50.2093 | 50.2092 | -0.00039823 | -0.018087 | 502.7097 |  | -24.5842 | 0 | -24.5842 | 50.5 | 2.3903 | -58.7647 | 1 | 0 | -58.7647 |  | -58.7647 | 0
50.2091 | 0 | 503.951 | 503.951 | 1 | 1 | 15:11 | 40.02 |  | 503.829 | 0 | 503.951 | 50.2093 | 50.2092 | -0.00035841 | -0.016278 | 503.9347 |  | -23.3592 | 0 | -23.3592 | 50.5 | 2.3904 | -55.8385 | 1 | 0 | -55.8385 |  | -55.8385 | 0
50.2091 | 0 | 503.951 | 503.951 | 1 | 1 | 15:11 | 40.04 |  | 503.8282 | 0 | 503.951 | 50.2093 | 50.2092 | -0.00032257 | -0.01465 | 503.9363 |  | -23.3576 | 0 | -23.3576 | 50.5 | 2.3905 | -55.8364 | 1 | 0 | -55.8364 |  | -55.8364 | 0
50.2091 | 0 | 503.951 | 503.951 | 1 | 1 | 15:11 | 40.06 |  | 503.8274 | 0 | 503.951 | 50.2092 | 50.2092 | -0.00029031 | -0.013185 | 503.9378 |  | -23.3561 | 0 | -23.3561 | 50.5 | 2.3906 | -55.8345 | 1 | 0 | -55.8345 |  | -55.8345 | 0
50.2091 | 0 | 503.951 | 503.951 | 1 | 1 | 15:11 | 40.08 |  | 503.8266 | 0 | 503.951 | 50.2092 | 50.2091 | -0.00026128 | -0.011867 | 503.9391 |  | -23.3548 | 0 | -23.3548 | 50.5 | 2.3906 | -55.8328 | 1 | 0 | -55.8328 |  | -55.8328 | 0
50.2091 | 0 | 502.7277 | 502.7277 | 1 | 1 | 15:11 | 40.1 |  | 503.8259 | 0 | 502.7277 | 50.2092 | 50.2091 | -0.00023515 | -0.01068 | 502.7171 |  | -24.5768 | 0 | -24.5768 | 50.5 | 2.3907 | -58.7556 | 1 | 0 | -58.7556 |  | -58.7556 | 0
50.2091 | 0 | 502.7277 | 502.7277 | 1 | 1 | 15:11 | 40.12 |  | 503.8251 | 0 | 502.7277 | 50.2092 | 50.2091 | -0.00021164 | -0.0096121 | 502.7181 |  | -24.5757 | 0 | -24.5757 | 50.5 | 2.3907 | -58.7543 | 1 | 0 | -58.7543 |  | -58.7543 | 0
50.2091 | 0 | 502.7277 | 502.7277 | 1 | 1 | 15:11 | 40.14 |  | 503.8243 | 0 | 502.7277 | 50.2092 | 50.2091 | -0.00019047 | -0.0086509 | 502.7191 |  | -24.5748 | 0 | -24.5748 | 50.5 | 2.3908 | -58.7531 | 1 | 0 | -58.7531 |  | -58.7531 | 0
50.2091 | 0 | 503.951 | 503.951 | 1 | 1 | 15:11 | 40.16 |  | 503.8235 | 0 | 503.951 | 50.2092 | 50.2091 | -0.00017143 | -0.0077858 | 503.9432 |  | -23.3507 | 0 | -23.3507 | 50.5 | 2.3908 | -55.8276 | 1 | 0 | -55.8276 |  | -55.8276 | 0
50.2091 | 0 | 503.951 | 503.951 | 1 | 1 | 15:11 | 40.18 |  | 503.8227 | 0 | 503.951 | 50.2092 | 50.2091 | -0.00015428 | -0.0070072 | 503.9439 |  | -23.3499 | 0 | -23.3499 | 50.5 | 2.3909 | -55.8266 | 1 | 0 | -55.8266 |  | -55.8266 | 0
50.2091 | 0 | 502.7277 | 502.7277 | 1 | 1 | 15:11 | 40.2 |  | 503.822 | 0 | 502.7277 | 50.2092 | 50.2091 | -0.00013885 | -0.0063065 | 502.7214 |  | -24.5724 | 0 | -24.5724 | 50.5 | 2.3909 | -58.7503 | 1 | 0 | -58.7503 |  | -58.7503 | 0
50.2091 | 0 | 502.7277 | 502.7277 | 1 | 1 | 15:11 | 40.22 |  | 503.8212 | 0 | 502.7277 | 50.2092 | 50.2091 | -0.00012497 | -0.0056759 | 502.7221 |  | -24.5718 | 0 | -24.5718 | 50.5 | 2.3909 | -58.7495 | 1 | 0 | -58.7495 |  | -58.7495 | 0
50.2091 | 0 | 502.7277 | 502.7277 | 1 | 1 | 15:11 | 40.24 |  | 503.8204 | 0 | 502.7277 | 50.2092 | 50.2091 | -0.00011247 | -0.0051083 | 502.7226 |  | -24.5712 | 0 | -24.5712 | 50.5 | 2.391 | -58.7488 | 1 | 0 | -58.7488 |  | -58.7488 | 0
50.2091 | 0 | 502.7277 | 502.7277 | 1 | 1 | 15:11 | 40.26 |  | 503.8196 | 0 | 502.7277 | 50.2091 | 50.2091 | -0.00010123 | -0.0045974 | 502.7231 |  | -24.5707 | 0 | -24.5707 | 50.5 | 2.391 | -58.7482 | 1 | 0 | -58.7482 |  | -58.7482 | 0
50.2091 | 0 | 502.7277 | 502.7277 | 1 | 1 | 15:11 | 40.28 |  | 503.8188 | 0 | 502.7277 | 50.2091 | 50.2091 | -9.1103e-05 | -0.0041377 | 502.7236 |  | -24.5703 | 0 | -24.5703 | 50.5 | 2.391 | -58.7476 | 1 | 0 | -58.7476 |  | -58.7476 | 0
50.2091 | 0 | 502.7277 | 502.7277 | 1 | 1 | 15:11 | 40.3 |  | 503.8181 | 0 | 502.7277 | 50.2091 | 50.2091 | -8.1992e-05 | -0.0037239 | 502.724 |  | -24.5698 | 0 | -24.5698 | 50.5 | 2.391 | -58.7471 | 1 | 0 | -58.7471 |  | -58.7471 | 0
50.2091 | 0 | 502.7277 | 502.7277 | 1 | 1 | 15:11 | 40.32 |  | 503.8173 | 0 | 502.7277 | 50.2091 | 50.2091 | -7.3793e-05 | -0.0033515 | 502.7244 |  | -24.5695 | 0 | -24.5695 | 50.5 | 2.391 | -58.7466 | 1 | 0 | -58.7466 |  | -58.7466 | 0
50.2091 | 0 | 502.7277 | 502.7277 | 1 | 1 | 15:11 | 40.34 |  | 503.8165 | 0 | 502.7277 | 50.2091 | 50.2091 | -6.6414e-05 | -0.0030164 | 502.7247 |  | -24.5691 | 0 | -24.5691 | 50.5 | 2.3911 | -58.7462 | 1 | 0 | -58.7462 |  | -58.7462 | 0
50.2091 | 0 | 502.7277 | 502.7277 | 1 | 1 | 15:11 | 40.36 |  | 503.8157 | 0 | 502.7277 | 50.2091 | 50.2091 | -5.9773e-05 | -0.0027147 | 502.725 |  | -24.5688 | 0 | -24.5688 | 50.5 | 2.3911 | -58.7459 | 1 | 0 | -58.7459 |  | -58.7459 | 0
50.2091 | 0 | 503.951 | 503.951 | 1 | 1 | 15:11 | 40.38 |  | 503.8149 | 0 | 503.951 | 50.2091 | 50.2091 | -5.3795e-05 | -0.0024433 | 503.9485 |  | -23.3454 | 0 | -23.3454 | 50.5 | 2.3911 | -55.8207 | 1 | 0 | -55.8207 |  | -55.8207 | 0
50.2091 | 0 | 502.7277 | 502.7277 | 1 | 1 | 15:11 | 40.4 |  | 503.8142 | 0 | 502.7277 | 50.2091 | 50.2091 | -4.8416e-05 | -0.0021989 | 502.7255 |  | -24.5683 | 0 | -24.5683 | 50.5 | 2.3911 | -58.7452 | 1 | 0 | -58.7452 |  | -58.7452 | 0
50.2091 | 0 | 502.7277 | 502.7277 | 1 | 1 | 15:11 | 40.42 |  | 503.8134 | 0 | 502.7277 | 50.2091 | 50.2091 | -4.3574e-05 | -0.001979 | 502.7258 |  | -24.5681 | 0 | -24.5681 | 50.5 | 2.3911 | -58.745 | 1 | 0 | -58.745 |  | -58.745 | 0
50.2091 | 0 | 502.7277 | 502.7277 | 1 | 1 | 15:11 | 40.44 |  | 503.8126 | 0 | 502.7277 | 50.2091 | 50.2091 | -3.9217e-05 | -0.0017811 | 502.726 |  | -24.5679 | 0 | -24.5679 | 50.5 | 2.3911 | -58.7447 | 1 | 0 | -58.7447 |  | -58.7447 | 0
50.2091 | 0 | 501.5046 | 501.5046 | 1 | 1 | 15:11 | 40.46 |  | 503.8118 | 0 | 501.5046 | 50.2091 | 50.2091 | -3.5295e-05 | -0.001603 | 501.503 |  | -25.7909 | 0 | -25.7909 | 50.5 | 2.3911 | -61.6692 | 1 | 0 | -61.6692 |  | -61.6692 | 0
50.2091 | 0 | 502.7277 | 502.7277 | 1 | 1 | 15:11 | 40.48 |  | 503.811 | 0 | 502.7277 | 50.2091 | 50.2091 | -3.1766e-05 | -0.0014427 | 502.7263 |  | -24.5676 | 0 | -24.5676 | 50.5 | 2.3911 | -58.7443 | 1 | 0 | -58.7443 |  | -58.7443 | 0
50.2091 | 0 | 502.7277 | 502.7277 | 1 | 1 | 15:11 | 40.5 |  | 503.8103 | 0 | 502.7277 | 50.2091 | 50.2091 | -2.8589e-05 | -0.0012985 | 502.7264 |  | -24.5674 | 0 | -24.5674 | 50.5 | 2.3911 | -58.7441 | 1 | 0 | -58.7441 |  | -58.7441 | 0
50.2091 | 0 | 502.7277 | 502.7277 | 1 | 1 | 15:11 | 40.52 |  | 503.8095 | 0 | 502.7277 | 50.2091 | 50.2091 | -2.573e-05 | -0.0011686 | 502.7266 |  | -24.5673 | 0 | -24.5673 | 50.5 | 2.3911 | -58.744 | 1 | 0 | -58.744 |  | -58.744 | 0
50.2091 | 0 | 502.7277 | 502.7277 | 1 | 1 | 15:11 | 40.54 |  | 503.8087 | 0 | 502.7277 | 50.2091 | 50.2091 | -2.3157e-05 | -0.0010517 | 502.7267 |  | -24.5672 | 0 | -24.5672 | 50.5 | 2.3912 | -58.7438 | 1 | 0 | -58.7438 |  | -58.7438 | 0
50.2091 | 0 | 502.7277 | 502.7277 | 1 | 1 | 15:11 | 40.56 |  | 503.8079 | 0 | 502.7277 | 50.2091 | 50.2091 | -2.0841e-05 | -0.00094657 | 502.7268 |  | -24.5671 | 0 | -24.5671 | 50.5 | 2.3912 | -58.7437 | 1 | 0 | -58.7437 |  | -58.7437 | 0
50.2091 | 0 | 503.951 | 503.951 | 1 | 1 | 15:11 | 40.58 |  | 503.8071 | 0 | 503.951 | 50.2091 | 50.2091 | -1.8757e-05 | -0.00085192 | 503.9501 |  | -23.3438 | 0 | -23.3438 | 50.5 | 2.3912 | -55.8187 | 1 | 0 | -55.8187 |  | -55.8187 | 0
50.2091 | 0 | 502.7277 | 502.7277 | 1 | 1 | 15:11 | 40.6 |  | 503.8064 | 0 | 502.7277 | 50.2091 | 50.2091 | -1.6882e-05 | -0.00076672 | 502.727 |  | -24.5669 | 0 | -24.5669 | 50.5 | 2.3912 | -58.7435 | 1 | 0 | -58.7435 |  | -58.7435 | 0
50.2091 | 0 | 502.7277 | 502.7277 | 1 | 1 | 15:11 | 40.62 |  | 503.8056 | 0 | 502.7277 | 50.2091 | 50.2091 | -1.5193e-05 | -0.00069005 | 502.7271 |  | -24.5668 | 0 | -24.5668 | 50.5 | 2.3912 | -58.7434 | 1 | 0 | -58.7434 |  | -58.7434 | 0
50.2091 | 0 | 502.7277 | 502.7277 | 1 | 1 | 15:11 | 40.64 |  | 503.8048 | 0 | 502.7277 | 50.2091 | 50.2091 | -1.3674e-05 | -0.00062105 | 502.7271 |  | -24.5667 | 0 | -24.5667 | 50.5 | 2.3912 | -58.7433 | 1 | 0 | -58.7433 |  | -58.7433 | 0
50.2091 | 0 | 502.7277 | 502.7277 | 1 | 1 | 15:11 | 40.66 |  | 503.804 | 0 | 502.7277 | 50.2091 | 50.2091 | -1.2307e-05 | -0.00055894 | 502.7272 |  | -24.5667 | 0 | -24.5667 | 50.5 | 2.3912 | -58.7432 | 1 | 0 | -58.7432 |  | -58.7432 | 0
50.2091 | 0 | 503.951 | 503.951 | 1 | 1 | 15:11 | 40.68 |  | 503.8032 | 0 | 503.951 | 50.2091 | 50.2091 | -1.1076e-05 | -0.00050305 | 503.9505 |  | -23.3434 | 0 | -23.3434 | 50.5 | 2.3912 | -55.8182 | 1 | 0 | -55.8182 |  | -55.8182 | 0
50.2091 | 0 | 502.7277 | 502.7277 | 1 | 1 | 15:11 | 40.7 |  | 503.8025 | 0 | 502.7277 | 50.2091 | 50.2091 | -9.9684e-06 | -0.00045274 | 502.7273 |  | -24.5666 | 0 | -24.5666 | 50.5 | 2.3912 | -58.7431 | 1 | 0 | -58.7431 |  | -58.7431 | 0
50.2091 | 0 | 503.951 | 503.951 | 1 | 1 | 15:11 | 40.72 |  | 503.8017 | 0 | 503.951 | 50.2091 | 50.2091 | -8.9715e-06 | -0.00040747 | 503.9505 |  | -23.3433 | 0 | -23.3433 | 50.5 | 2.3912 | -55.8181 | 1 | 0 | -55.8181 |  | -55.8181 | 0
50.2091 | 0 | 502.7277 | 502.7277 | 1 | 1 | 15:11 | 40.74 |  | 503.8009 | 0 | 502.7277 | 50.2091 | 50.2091 | -8.0744e-06 | -0.00036672 | 502.7274 |  | -24.5665 | 0 | -24.5665 | 50.5 | 2.3912 | -58.743 | 1 | 0 | -58.743 |  | -58.743 | 0
50.2091 | 0 | 502.7277 | 502.7277 | 1 | 1 | 15:11 | 40.76 |  | 503.8001 | 0 | 502.7277 | 50.2091 | 50.2091 | -7.2669e-06 | -0.00033005 | 502.7274 |  | -24.5665 | 0 | -24.5665 | 50.5 | 2.3912 | -58.7429 | 1 | 0 | -58.7429 |  | -58.7429 | 0
50.2091 | 0 | 502.7277 | 502.7277 | 1 | 1 | 15:11 | 40.78 |  | 503.7993 | 0 | 502.7277 | 50.2091 | 50.2091 | -6.5402e-06 | -0.00029704 | 502.7274 |  | -24.5664 | 0 | -24.5664 | 50.5 | 2.3912 | -58.7429 | 1 | 0 | -58.7429 |  | -58.7429 | 0
50.2091 | 0 | 503.951 | 503.951 | 1 | 1 | 15:11 | 40.8 |  | 503.7986 | 0 | 503.951 | 50.2091 | 50.2091 | -5.8862e-06 | -0.00026734 | 503.9507 |  | -23.3432 | 0 | -23.3432 | 50.5 | 2.3912 | -55.8179 | 1 | 0 | -55.8179 |  | -55.8179 | 0
50.2091 | 0 | 502.7277 | 502.7277 | 1 | 1 | 15:11 | 40.82 |  | 503.7978 | 0 | 502.7277 | 50.2091 | 50.2091 | -5.2976e-06 | -0.00024061 | 502.7275 |  | -24.5664 | 0 | -24.5664 | 50.5 | 2.3912 | -58.7428 | 1 | 0 | -58.7428 |  | -58.7428 | 0
50.2091 | 0 | 501.5046 | 501.5046 | 1 | 1 | 15:11 | 40.84 |  | 503.797 | 0 | 501.5046 | 50.2091 | 50.2091 | -4.7678e-06 | -0.00021655 | 501.5044 |  | -25.7895 | 0 | -25.7895 | 50.5 | 2.3912 | -61.6676 | 1 | 0 | -61.6676 |  | -61.6676 | 0
50.2091 | 0 | 503.951 | 503.951 | 1 | 1 | 15:11 | 40.86 |  | 503.7962 | 0 | 503.951 | 50.2091 | 50.2091 | -4.2911e-06 | -0.00019489 | 503.9508 |  | -23.3431 | 0 | -23.3431 | 50.5 | 2.3912 | -55.8178 | 1 | 0 | -55.8178 |  | -55.8178 | 0
50.2091 | 0 | 502.7277 | 502.7277 | 1 | 1 | 15:11 | 40.88 |  | 503.7954 | 0 | 502.7277 | 50.2091 | 50.2091 | -3.862e-06 | -0.0001754 | 502.7276 |  | -24.5663 | 0 | -24.5663 | 50.5 | 2.3912 | -58.7427 | 1 | 0 | -58.7427 |  | -58.7427 | 0
50.2091 | 0 | 502.7277 | 502.7277 | 1 | 1 | 15:11 | 40.9 |  | 503.7947 | 0 | 502.7277 | 50.2091 | 50.2091 | -3.4758e-06 | -0.00015786 | 502.7276 |  | -24.5663 | 0 | -24.5663 | 50.5 | 2.3912 | -58.7427 | 1 | 0 | -58.7427 |  | -58.7427 | 0
50.2091 | 0 | 501.5046 | 501.5046 | 1 | 1 | 15:11 | 40.92 |  | 503.7939 | 0 | 501.5046 | 50.2091 | 50.2091 | -3.1282e-06 | -0.00014208 | 501.5045 |  | -25.7894 | 0 | -25.7894 | 50.5 | 2.3912 | -61.6675 | 1 | 0 | -61.6675 |  | -61.6675 | 0
50.2091 | 0 | 502.7277 | 502.7277 | 1 | 1 | 15:11 | 40.94 |  | 503.7931 | 0 | 502.7277 | 50.2091 | 50.2091 | -2.8154e-06 | -0.00012787 | 502.7276 |  | -24.5663 | 0 | -24.5663 | 50.5 | 2.3912 | -58.7427 | 1 | 0 | -58.7427 |  | -58.7427 | 0
50.2091 | 0 | 502.7277 | 502.7277 | 1 | 1 | 15:11 | 40.96 |  | 503.7923 | 0 | 502.7277 | 50.2091 | 50.2091 | -2.5338e-06 | -0.00011508 | 502.7276 |  | -24.5662 | 0 | -24.5662 | 50.5 | 2.3912 | -58.7427 | 1 | 0 | -58.7427 |  | -58.7427 | 0
50.2091 | 0 | 503.951 | 503.951 | 1 | 1 | 15:11 | 40.98 |  | 503.7915 | 0 | 503.951 | 50.2091 | 50.2091 | -2.2804e-06 | -0.00010357 | 503.9508 |  | -23.343 | 0 | -23.343 | 50.5 | 2.3912 | -55.8177 | 1 | 0 | -55.8177 |  | -55.8177 | 0
50.2091 | 0 | 502.7277 | 502.7277 | 1 | 1 | 15:11 | 41 |  | 503.7908 | 0 | 502.7277 | 50.2091 | 50.2091 | -2.0524e-06 | -9.3216e-05 | 502.7277 |  | -24.5662 | 0 | -24.5662 | 50.5 | 2.3912 | -58.7426 | 1 | 0 | -58.7426 |  | -58.7426 | 0
50.2091 | 0 | 501.5046 | 501.5046 | 1 | 1 | 15:11 | 41.02 |  | 503.79 | 0 | 501.5046 | 50.2091 | 50.2091 | -1.8472e-06 | -8.3894e-05 | 501.5045 |  | -25.7894 | 0 | -25.7894 | 50.5 | 2.3912 | -61.6674 | 1 | 0 | -61.6674 |  | -61.6674 | 0
50.2091 | 0 | 502.7277 | 502.7277 | 1 | 1 | 15:11 | 41.04 |  | 503.7892 | 0 | 502.7277 | 50.2091 | 50.2091 | -1.6624e-06 | -7.5505e-05 | 502.7277 |  | -24.5662 | 0 | -24.5662 | 50.5 | 2.3912 | -58.7426 | 1 | 0 | -58.7426 |  | -58.7426 | 0
50.2091 | 0 | 502.7277 | 502.7277 | 1 | 1 | 15:11 | 41.06 |  | 503.7884 | 0 | 502.7277 | 50.2091 | 50.2091 | -1.4962e-06 | -6.7954e-05 | 502.7277 |  | -24.5662 | 0 | -24.5662 | 50.5 | 2.3912 | -58.7426 | 1 | 0 | -58.7426 |  | -58.7426 | 0
50.2091 | 0 | 503.951 | 503.951 | 1 | 1 | 15:11 | 41.08 |  | 503.7876 | 0 | 503.951 | 50.2091 | 50.2091 | -1.3466e-06 | -6.1159e-05 | 503.9509 |  | -23.343 | 0 | -23.343 | 50.5 | 2.3912 | -55.8177 | 1 | 0 | -55.8177 |  | -55.8177 | 0
50.2091 | 0 | 502.7277 | 502.7277 | 1 | 1 | 15:11 | 41.1 |  | 503.7869 | 0 | 502.7277 | 50.2091 | 50.2091 | -1.2119e-06 | -5.5043e-05 | 502.7277 |  | -24.5662 | 0 | -24.5662 | 50.5 | 2.3912 | -58.7426 | 1 | 0 | -58.7426 |  | -58.7426 | 0
50.2091 | 0 | 502.7277 | 502.7277 | 1 | 1 | 15:11 | 41.12 |  | 503.7861 | 0 | 502.7277 | 50.2091 | 50.2091 | -1.0907e-06 | -4.9539e-05 | 502.7277 |  | -24.5662 | 0 | -24.5662 | 50.5 | 2.3912 | -58.7426 | 1 | 0 | -58.7426 |  | -58.7426 | 0
50.2091 | 0 | 502.7277 | 502.7277 | 1 | 1 | 15:11 | 41.14 |  | 503.7853 | 0 | 502.7277 | 50.2091 | 50.2091 | -9.8166e-07 | -4.4585e-05 | 502.7277 |  | -24.5662 | 0 | -24.5662 | 50.5 | 2.3912 | -58.7426 | 1 | 0 | -58.7426 |  | -58.7426 | 0
50.2091 | 0 | 502.7277 | 502.7277 | 1 | 1 | 15:11 | 41.16 |  | 503.7845 | 0 | 502.7277 | 50.2091 | 50.2091 | -8.8349e-07 | -4.0126e-05 | 502.7277 |  | -24.5662 | 0 | -24.5662 | 50.5 | 2.3912 | -58.7426 | 1 | 0 | -58.7426 |  | -58.7426 | 0
50.2091 | 0 | 503.951 | 503.951 | 1 | 1 | 15:11 | 41.18 |  | 503.7837 | 0 | 503.951 | 50.2091 | 50.2091 | -7.9514e-07 | -3.6114e-05 | 503.9509 |  | -23.343 | 0 | -23.343 | 50.5 | 2.3912 | -55.8176 | 1 | 0 | -55.8176 |  | -55.8176 | 0
50.2091 | 0 | 502.7277 | 502.7277 | 1 | 1 | 15:11 | 41.2 |  | 503.783 | 0 | 502.7277 | 50.2091 | 50.2091 | -7.1563e-07 | -3.2502e-05 | 502.7277 |  | -24.5662 | 0 | -24.5662 | 50.5 | 2.3912 | -58.7426 | 1 | 0 | -58.7426 |  | -58.7426 | 0
50.2091 | 0 | 502.7277 | 502.7277 | 1 | 1 | 15:11 | 41.22 |  | 503.7822 | 0 | 502.7277 | 50.2091 | 50.2091 | -6.4406e-07 | -2.9252e-05 | 502.7277 |  | -24.5662 | 0 | -24.5662 | 50.5 | 2.3912 | -58.7426 | 1 | 0 | -58.7426 |  | -58.7426 | 0
50.2091 | 0 | 502.7277 | 502.7277 | 1 | 1 | 15:11 | 41.24 |  | 503.7814 | 0 | 502.7277 | 50.2091 | 50.2091 | -5.7966e-07 | -2.6327e-05 | 502.7277 |  | -24.5662 | 0 | -24.5662 | 50.5 | 2.3912 | -58.7426 | 1 | 0 | -58.7426 |  | -58.7426 | 0
50.2091 | 0 | 502.7277 | 502.7277 | 1 | 1 | 15:11 | 41.26 |  | 503.7806 | 0 | 502.7277 | 50.2091 | 50.2091 | -5.2169e-07 | -2.3694e-05 | 502.7277 |  | -24.5661 | 0 | -24.5661 | 50.5 | 2.3912 | -58.7426 | 1 | 0 | -58.7426 |  | -58.7426 | 0
50.2091 | 0 | 502.7277 | 502.7277 | 1 | 1 | 15:11 | 41.28 |  | 503.7798 | 0 | 502.7277 | 50.2091 | 50.2091 | -4.6952e-07 | -2.1325e-05 | 502.7277 |  | -24.5661 | 0 | -24.5661 | 50.5 | 2.3912 | -58.7426 | 1 | 0 | -58.7426 |  | -58.7426 | 0
50.2091 | 0 | 503.951 | 503.951 | 1 | 1 | 15:11 | 41.3 |  | 503.7791 | 0 | 503.951 | 50.2091 | 50.2091 | -4.2257e-07 | -1.9192e-05 | 503.9509 |  | -23.3429 | 0 | -23.3429 | 50.5 | 2.3912 | -55.8176 | 1 | 0 | -55.8176 |  | -55.8176 | 0
50.2091 | 0 | 502.7277 | 502.7277 | 1 | 1 | 15:11 | 41.32 |  | 503.7783 | 0 | 502.7277 | 50.2091 | 50.2091 | -3.8031e-07 | -1.7273e-05 | 502.7277 |  | -24.5661 | 0 | -24.5661 | 50.5 | 2.3912 | -58.7426 | 1 | 0 | -58.7426 |  | -58.7426 | 0
50.2091 | 0 | 502.7277 | 502.7277 | 1 | 1 | 15:11 | 41.34 |  | 503.7775 | 0 | 502.7277 | 50.2091 | 50.2091 | -3.4228e-07 | -1.5546e-05 | 502.7277 |  | -24.5661 | 0 | -24.5661 | 50.5 | 2.3912 | -58.7425 | 1 | 0 | -58.7425 |  | -58.7425 | 0
50.2091 | 0 | 503.951 | 503.951 | 1 | 1 | 15:11 | 41.36 |  | 503.7767 | 0 | 503.951 | 50.2091 | 50.2091 | -3.0805e-07 | -1.3991e-05 | 503.9509 |  | -23.3429 | 0 | -23.3429 | 50.5 | 2.3912 | -55.8176 | 1 | 0 | -55.8176 |  | -55.8176 | 0
50.2091 | 0 | 502.7277 | 502.7277 | 1 | 1 | 15:11 | 41.38 |  | 503.7759 | 0 | 502.7277 | 50.2091 | 50.2091 | -2.7725e-07 | -1.2592e-05 | 502.7277 |  | -24.5661 | 0 | -24.5661 | 50.5 | 2.3912 | -58.7425 | 1 | 0 | -58.7425 |  | -58.7425 | 0
50.2091 | 0 | 503.951 | 503.951 | 1 | 1 | 15:11 | 41.4 |  | 503.7752 | 0 | 503.951 | 50.2091 | 50.2091 | -2.4952e-07 | -1.1333e-05 | 503.9509 |  | -23.3429 | 0 | -23.3429 | 50.5 | 2.3912 | -55.8176 | 1 | 0 | -55.8176 |  | -55.8176 | 0
50.2091 | 0 | 503.951 | 503.951 | 1 | 1 | 15:11 | 41.42 |  | 503.7744 | 0 | 503.951 | 50.2091 | 50.2091 | -2.2457e-07 | -1.02e-05 | 503.9509 |  | -23.3429 | 0 | -23.3429 | 50.5 | 2.3912 | -55.8176 | 1 | 0 | -55.8176 |  | -55.8176 | 0
50.2091 | 0 | 503.951 | 503.951 | 1 | 1 | 15:11 | 41.44 |  | 503.7736 | 0 | 503.951 | 50.2091 | 50.2091 | -2.0211e-07 | -9.1796e-06 | 503.9509 |  | -23.3429 | 0 | -23.3429 | 50.5 | 2.3912 | -55.8176 | 1 | 0 | -55.8176 |  | -55.8176 | 0
50.2091 | 0 | 502.7277 | 502.7277 | 1 | 1 | 15:11 | 41.46 |  | 503.7728 | 0 | 502.7277 | 50.2091 | 50.2091 | -1.819e-07 | -8.2617e-06 | 502.7277 |  | -24.5661 | 0 | -24.5661 | 50.5 | 2.3912 | -58.7425 | 1 | 0 | -58.7425 |  | -58.7425 | 0
50.2091 | 0 | 502.7277 | 502.7277 | 1 | 1 | 15:11 | 41.48 |  | 503.772 | 0 | 502.7277 | 50.2091 | 50.2091 | -1.6371e-07 | -7.4355e-06 | 502.7277 |  | -24.5661 | 0 | -24.5661 | 50.5 | 2.3912 | -58.7425 | 1 | 0 | -58.7425 |  | -58.7425 | 0
50.2091 | 0 | 503.951 | 503.951 | 1 | 1 | 15:11 | 41.5 |  | 503.7713 | 0 | 503.951 | 50.2091 | 50.2091 | -1.4734e-07 | -6.6919e-06 | 503.9509 |  | -23.3429 | 0 | -23.3429 | 50.5 | 2.3912 | -55.8176 | 1 | 0 | -55.8176 |  | -55.8176 | 0
50.2091 | 0 | 502.7277 | 502.7277 | 1 | 1 | 15:11 | 41.52 |  | 503.7705 | 0 | 502.7277 | 50.2091 | 50.2091 | -1.3261e-07 | -6.0227e-06 | 502.7277 |  | -24.5661 | 0 | -24.5661 | 50.5 | 2.3912 | -58.7425 | 1 | 0 | -58.7425 |  | -58.7425 | 0
50.2091 | 0 | 503.951 | 503.951 | 1 | 1 | 15:11 | 41.54 |  | 503.7697 | 0 | 503.951 | 50.2091 | 50.2091 | -1.1935e-07 | -5.4205e-06 | 503.9509 |  | -23.3429 | 0 | -23.3429 | 50.5 | 2.3912 | -55.8176 | 1 | 0 | -55.8176 |  | -55.8176 | 0
50.2091 | 0 | 502.7277 | 502.7277 | 1 | 1 | 15:11 | 41.56 |  | 503.7689 | 0 | 502.7277 | 50.2091 | 50.2091 | -1.0741e-07 | -4.8784e-06 | 502.7277 |  | -24.5661 | 0 | -24.5661 | 50.5 | 2.3912 | -58.7425 | 1 | 0 | -58.7425 |  | -58.7425 | 0
50.2091 | 0 | 505.1742 | 505.1742 | 1 | 1 | 15:11 | 41.58 |  | 503.7681 | 0 | 505.1742 | 50.2091 | 50.2091 | -9.6671e-08 | -4.3906e-06 | 505.1742 |  | -22.1197 | 0 | -22.1197 | 50.5 | 2.3912 | -52.8927 | 1 | 0 | -52.8927 |  | -52.8927 | 0
50.2091 | 0 | 503.951 | 503.951 | 1 | 1 | 15:11 | 41.6 |  | 503.7674 | 0 | 503.951 | 50.2091 | 50.2091 | -8.7004e-08 | -3.9515e-06 | 503.9509 |  | -23.3429 | 0 | -23.3429 | 50.5 | 2.3912 | -55.8176 | 1 | 0 | -55.8176 |  | -55.8176 | 0
50.2091 | 0 | 503.951 | 503.951 | 1 | 1 | 15:11 | 41.62 |  | 503.7666 | 0 | 503.951 | 50.2091 | 50.2091 | -7.8303e-08 | -3.5564e-06 | 503.9509 |  | -23.3429 | 0 | -23.3429 | 50.5 | 2.3912 | -55.8176 | 1 | 0 | -55.8176 |  | -55.8176 | 0
50.2091 | 0 | 503.951 | 503.951 | 1 | 1 | 15:11 | 41.64 |  | 503.7658 | 0 | 503.951 | 50.2091 | 50.2091 | -7.0473e-08 | -3.2007e-06 | 503.951 |  | -23.3429 | 0 | -23.3429 | 50.5 | 2.3912 | -55.8176 | 1 | 0 | -55.8176 |  | -55.8176 | 0
50.2091 | 0 | 503.951 | 503.951 | 1 | 1 | 15:11 | 41.66 |  | 503.765 | 0 | 503.951 | 50.2091 | 50.2091 | -6.3426e-08 | -2.8807e-06 | 503.951 |  | -23.3429 | 0 | -23.3429 | 50.5 | 2.3912 | -55.8176 | 1 | 0 | -55.8176 |  | -55.8176 | 0
50.2091 | 0 | 502.7277 | 502.7277 | 1 | 1 | 15:11 | 41.68 |  | 503.7642 | 0 | 502.7277 | 50.2091 | 50.2091 | -5.7083e-08 | -2.5926e-06 | 502.7277 |  | -24.5661 | 0 | -24.5661 | 50.5 | 2.3912 | -58.7425 | 1 | 0 | -58.7425 |  | -58.7425 | 0
50.2091 | 0 | 503.951 | 503.951 | 1 | 1 | 15:11 | 41.7 |  | 503.7635 | 0 | 503.951 | 50.2091 | 50.2091 | -5.1375e-08 | -2.3333e-06 | 503.951 |  | -23.3429 | 0 | -23.3429 | 50.5 | 2.3912 | -55.8176 | 1 | 0 | -55.8176 |  | -55.8176 | 0
50.2091 | 0 | 502.7277 | 502.7277 | 1 | 1 | 15:11 | 41.72 |  | 503.7627 | 0 | 502.7277 | 50.2091 | 50.2091 | -4.6237e-08 | -2.1e-06 | 502.7277 |  | -24.5661 | 0 | -24.5661 | 50.5 | 2.3912 | -58.7425 | 1 | 0 | -58.7425 |  | -58.7425 | 0
50.2091 | 0 | 502.7277 | 502.7277 | 1 | 1 | 15:11 | 41.74 |  | 503.7619 | 0 | 502.7277 | 50.2091 | 50.2091 | -4.1614e-08 | -1.89e-06 | 502.7277 |  | -24.5661 | 0 | -24.5661 | 50.5 | 2.3912 | -58.7425 | 1 | 0 | -58.7425 |  | -58.7425 | 0
50.2091 | 0 | 503.951 | 503.951 | 1 | 1 | 15:11 | 41.76 |  | 503.7611 | 0 | 503.951 | 50.2091 | 50.2091 | -3.7452e-08 | -1.701e-06 | 503.951 |  | -23.3429 | 0 | -23.3429 | 50.5 | 2.3912 | -55.8176 | 1 | 0 | -55.8176 |  | -55.8176 | 0
50.2091 | 0 | 502.7277 | 502.7277 | 1 | 1 | 15:11 | 41.78 |  | 503.7603 | 0 | 502.7277 | 50.2091 | 50.2091 | -3.3707e-08 | -1.5309e-06 | 502.7277 |  | -24.5661 | 0 | -24.5661 | 50.5 | 2.3912 | -58.7425 | 1 | 0 | -58.7425 |  | -58.7425 | 0
50.2091 | 0 | 503.951 | 503.951 | 1 | 1 | 15:11 | 41.8 |  | 503.7596 | 0 | 503.951 | 50.2091 | 50.2091 | -3.0336e-08 | -1.3778e-06 | 503.951 |  | -23.3429 | 0 | -23.3429 | 50.5 | 2.3912 | -55.8176 | 1 | 0 | -55.8176 |  | -55.8176 | 0
50.2091 | 0 | 502.7277 | 502.7277 | 1 | 1 | 15:11 | 41.82 |  | 503.7588 | 0 | 502.7277 | 50.2091 | 50.2091 | -2.7303e-08 | -1.24e-06 | 502.7277 |  | -24.5661 | 0 | -24.5661 | 50.5 | 2.3912 | -58.7425 | 1 | 0 | -58.7425 |  | -58.7425 | 0
50.2091 | 0 | 502.7277 | 502.7277 | 1 | 1 | 15:11 | 41.84 |  | 503.758 | 0 | 502.7277 | 50.2091 | 50.2091 | -2.4572e-08 | -1.116e-06 | 502.7277 |  | -24.5661 | 0 | -24.5661 | 50.5 | 2.3912 | -58.7425 | 1 | 0 | -58.7425 |  | -58.7425 | 0
50.2091 | 0 | 503.951 | 503.951 | 1 | 1 | 15:11 | 41.86 |  | 503.7572 | 0 | 503.951 | 50.2091 | 50.2091 | -2.2115e-08 | -1.0044e-06 | 503.951 |  | -23.3429 | 0 | -23.3429 | 50.5 | 2.3912 | -55.8176 | 1 | 0 | -55.8176 |  | -55.8176 | 0
50.2091 | 0 | 502.7277 | 502.7277 | 1 | 1 | 15:11 | 41.88 |  | 503.7564 | 0 | 502.7277 | 50.2091 | 50.2091 | -1.9904e-08 | -9.0398e-07 | 502.7277 |  | -24.5661 | 0 | -24.5661 | 50.5 | 2.3912 | -58.7425 | 1 | 0 | -58.7425 |  | -58.7425 | 0
50.2091 | 0 | 503.951 | 503.951 | 1 | 1 | 15:11 | 41.9 |  | 503.7557 | 0 | 503.951 | 50.2091 | 50.2091 | -1.7913e-08 | -8.1358e-07 | 503.951 |  | -23.3429 | 0 | -23.3429 | 50.5 | 2.3912 | -55.8176 | 1 | 0 | -55.8176 |  | -55.8176 | 0
50.2091 | 0 | 502.7277 | 502.7277 | 1 | 1 | 15:11 | 41.92 |  | 503.7549 | 0 | 502.7277 | 50.2091 | 50.2091 | -1.6122e-08 | -7.3223e-07 | 502.7277 |  | -24.5661 | 0 | -24.5661 | 50.5 | 2.3912 | -58.7425 | 1 | 0 | -58.7425 |  | -58.7425 | 0
50.2091 | 0 | 502.7277 | 502.7277 | 1 | 1 | 15:11 | 41.94 |  | 503.7541 | 0 | 502.7277 | 50.2091 | 50.2091 | -1.451e-08 | -6.59e-07 | 502.7277 |  | -24.5661 | 0 | -24.5661 | 50.5 | 2.3912 | -58.7425 | 1 | 0 | -58.7425 |  | -58.7425 | 0
50.2091 | 0 | 503.951 | 503.951 | 1 | 1 | 15:11 | 41.96 |  | 503.7533 | 0 | 503.951 | 50.2091 | 50.2091 | -1.3059e-08 | -5.931e-07 | 503.951 |  | -23.3429 | 0 | -23.3429 | 50.5 | 2.3912 | -55.8176 | 1 | 0 | -55.8176 |  | -55.8176 | 0
50.2091 | 0 | 502.7277 | 502.7277 | 1 | 1 | 15:11 | 41.98 |  | 503.7525 | 0 | 502.7277 | 50.2091 | 50.2091 | -1.1753e-08 | -5.3379e-07 | 502.7277 |  | -24.5661 | 0 | -24.5661 | 50.5 | 2.3912 | -58.7425 | 1 | 0 | -58.7425 |  | -58.7425 | 0
50.2091 | 0 | 502.7277 | 502.7277 | 1 | 1 | 15:11 | 42 |  | 503.7518 | 0 | 502.7277 | 50.2091 | 50.2091 | -1.0577e-08 | -4.8041e-07 | 502.7277 |  | -24.5661 | 0 | -24.5661 | 50.5 | 2.3912 | -58.7425 | 1 | 0 | -58.7425 |  | -58.7425 | 0
50.2091 | 0 | 502.7277 | 502.7277 | 1 | 1 | 15:11 | 42.02 |  | 503.751 | 0 | 502.7277 | 50.2091 | 50.2091 | -9.5199e-09 | -4.3237e-07 | 502.7277 |  | -24.5661 | 0 | -24.5661 | 50.5 | 2.3912 | -58.7425 | 1 | 0 | -58.7425 |  | -58.7425 | 0
50.2091 | 0 | 503.951 | 503.951 | 1 | 1 | 15:11 | 42.04 |  | 503.7502 | 0 | 503.951 | 50.2091 | 50.2091 | -8.5679e-09 | -3.8913e-07 | 503.951 |  | -23.3429 | 0 | -23.3429 | 50.5 | 2.3912 | -55.8176 | 1 | 0 | -55.8176 |  | -55.8176 | 0
50.2091 | 0 | 502.7277 | 502.7277 | 1 | 1 | 15:11 | 42.06 |  | 503.7494 | 0 | 502.7277 | 50.2091 | 50.2091 | -7.711e-09 | -3.5022e-07 | 502.7277 |  | -24.5661 | 0 | -24.5661 | 50.5 | 2.3912 | -58.7425 | 1 | 0 | -58.7425 |  | -58.7425 | 0
50.2091 | 0 | 502.7277 | 502.7277 | 1 | 1 | 15:11 | 42.08 |  | 503.7486 | 0 | 502.7277 | 50.2091 | 50.2091 | -6.9399e-09 | -3.1519e-07 | 502.7277 |  | -24.5661 | 0 | -24.5661 | 50.5 | 2.3912 | -58.7425 | 1 | 0 | -58.7425 |  | -58.7425 | 0
50.2091 | 0 | 502.7277 | 502.7277 | 1 | 1 | 15:11 | 42.1 |  | 503.7479 | 0 | 502.7277 | 50.2091 | 50.2091 | -6.246e-09 | -2.8368e-07 | 502.7277 |  | -24.5661 | 0 | -24.5661 | 50.5 | 2.3912 | -58.7425 | 1 | 0 | -58.7425 |  | -58.7425 | 0
50.2091 | 0 | 502.7277 | 502.7277 | 1 | 1 | 15:11 | 42.12 |  | 503.7471 | 0 | 502.7277 | 50.2091 | 50.2091 | -5.6213e-09 | -2.5531e-07 | 502.7277 |  | -24.5661 | 0 | -24.5661 | 50.5 | 2.3912 | -58.7425 | 1 | 0 | -58.7425 |  | -58.7425 | 0
50.2091 | 0 | 502.7277 | 502.7277 | 1 | 1 | 15:11 | 42.14 |  | 503.7463 | 0 | 502.7277 | 50.2091 | 50.2091 | -5.0593e-09 | -2.2978e-07 | 502.7277 |  | -24.5661 | 0 | -24.5661 | 50.5 | 2.3912 | -58.7425 | 1 | 0 | -58.7425 |  | -58.7425 | 0
50.2091 | 0 | 502.7277 | 502.7277 | 1 | 1 | 15:11 | 42.16 |  | 503.7455 | 0 | 502.7277 | 50.2091 | 50.2091 | -4.5534e-09 | -2.068e-07 | 502.7277 |  | -24.5661 | 0 | -24.5661 | 50.5 | 2.3912 | -58.7425 | 1 | 0 | -58.7425 |  | -58.7425 | 0
50.2091 | 0 | 503.951 | 503.951 | 1 | 1 | 15:11 | 42.18 |  | 503.7447 | 0 | 503.951 | 50.2091 | 50.2091 | -4.0979e-09 | -1.8612e-07 | 503.951 |  | -23.3429 | 0 | -23.3429 | 50.5 | 2.3912 | -55.8176 | 1 | 0 | -55.8176 |  | -55.8176 | 0
50.2091 | 0 | 502.7277 | 502.7277 | 1 | 1 | 15:11 | 42.2 |  | 503.744 | 0 | 502.7277 | 50.2091 | 50.2091 | -3.6881e-09 | -1.6751e-07 | 502.7277 |  | -24.5661 | 0 | -24.5661 | 50.5 | 2.3912 | -58.7425 | 1 | 0 | -58.7425 |  | -58.7425 | 0
50.2091 | 0 | 502.7277 | 502.7277 | 1 | 1 | 15:11 | 42.22 |  | 503.7432 | 0 | 502.7277 | 50.2091 | 50.2091 | -3.3194e-09 | -1.5076e-07 | 502.7277 |  | -24.5661 | 0 | -24.5661 | 50.5 | 2.3912 | -58.7425 | 1 | 0 | -58.7425 |  | -58.7425 | 0
50.2091 | 0 | 502.7277 | 502.7277 | 1 | 1 | 15:11 | 42.24 |  | 503.7424 | 0 | 502.7277 | 50.2091 | 50.2091 | -2.9875e-09 | -1.3569e-07 | 502.7277 |  | -24.5661 | 0 | -24.5661 | 50.5 | 2.3912 | -58.7425 | 1 | 0 | -58.7425 |  | -58.7425 | 0
50.2091 | 0 | 503.951 | 503.951 | 1 | 1 | 15:11 | 42.26 |  | 503.7416 | 0 | 503.951 | 50.2091 | 50.2091 | -2.6886e-09 | -1.2211e-07 | 503.951 |  | -23.3429 | 0 | -23.3429 | 50.5 | 2.3912 | -55.8176 | 1 | 0 | -55.8176 |  | -55.8176 | 0
50.2091 | 0 | 503.951 | 503.951 | 1 | 1 | 15:11 | 42.28 |  | 503.7408 | 0 | 503.951 | 50.2091 | 50.2091 | -2.4198e-09 | -1.099e-07 | 503.951 |  | -23.3429 | 0 | -23.3429 | 50.5 | 2.3912 | -55.8176 | 1 | 0 | -55.8176 |  | -55.8176 | 0
50.2091 | 0 | 502.7277 | 502.7277 | 1 | 1 | 15:11 | 42.3 |  | 503.7401 | 0 | 502.7277 | 50.2091 | 50.2091 | -2.1778e-09 | -9.8912e-08 | 502.7277 |  | -24.5661 | 0 | -24.5661 | 50.5 | 2.3912 | -58.7425 | 1 | 0 | -58.7425 |  | -58.7425 | 0
50.2091 | 0 | 502.7277 | 502.7277 | 1 | 1 | 15:11 | 42.32 |  | 503.7393 | 0 | 502.7277 | 50.2091 | 50.2091 | -1.9601e-09 | -8.9024e-08 | 502.7277 |  | -24.5661 | 0 | -24.5661 | 50.5 | 2.3912 | -58.7425 | 1 | 0 | -58.7425 |  | -58.7425 | 0
50.2091 | 0 | 502.7277 | 502.7277 | 1 | 1 | 15:11 | 42.34 |  | 503.7385 | 0 | 502.7277 | 50.2091 | 50.2091 | -1.7641e-09 | -8.012e-08 | 502.7277 |  | -24.5661 | 0 | -24.5661 | 50.5 | 2.3912 | -58.7425 | 1 | 0 | -58.7425 |  | -58.7425 | 0
50.2091 | 0 | 503.951 | 503.951 | 1 | 1 | 15:11 | 42.36 |  | 503.7377 | 0 | 503.951 | 50.2091 | 50.2091 | -1.5877e-09 | -7.211e-08 | 503.951 |  | -23.3429 | 0 | -23.3429 | 50.5 | 2.3912 | -55.8176 | 1 | 0 | -55.8176 |  | -55.8176 | 0
50.2091 | 0 | 503.951 | 503.951 | 1 | 1 | 15:11 | 42.38 |  | 503.7369 | 0 | 503.951 | 50.2091 | 50.2091 | -1.4289e-09 | -6.4898e-08 | 503.951 |  | -23.3429 | 0 | -23.3429 | 50.5 | 2.3912 | -55.8176 | 1 | 0 | -55.8176 |  | -55.8176 | 0
50.2091 | 0 | 502.7277 | 502.7277 | 1 | 1 | 15:11 | 42.4 |  | 503.7362 | 0 | 502.7277 | 50.2091 | 50.2091 | -1.286e-09 | -5.8408e-08 | 502.7277 |  | -24.5661 | 0 | -24.5661 | 50.5 | 2.3912 | -58.7425 | 1 | 0 | -58.7425 |  | -58.7425 | 0
50.2091 | 0 | 502.7277 | 502.7277 | 1 | 1 | 15:11 | 42.42 |  | 503.7354 | 0 | 502.7277 | 50.2091 | 50.2091 | -1.1575e-09 | -5.257e-08 | 502.7277 |  | -24.5661 | 0 | -24.5661 | 50.5 | 2.3912 | -58.7425 | 1 | 0 | -58.7425 |  | -58.7425 | 0
50.2091 | 0 | 502.7277 | 502.7277 | 1 | 1 | 15:11 | 42.44 |  | 503.7346 | 0 | 502.7277 | 50.2091 | 50.2091 | -1.0416e-09 | -4.7307e-08 | 502.7277 |  | -24.5661 | 0 | -24.5661 | 50.5 | 2.3912 | -58.7425 | 1 | 0 | -58.7425 |  | -58.7425 | 0
50.2091 | 0 | 502.7277 | 502.7277 | 1 | 1 | 15:11 | 42.46 |  | 503.7338 | 0 | 502.7277 | 50.2091 | 50.2091 | -9.3756e-10 | -4.2582e-08 | 502.7277 |  | -24.5661 | 0 | -24.5661 | 50.5 | 2.3912 | -58.7425 | 1 | 0 | -58.7425 |  | -58.7425 | 0
50.2091 | 0 | 503.951 | 503.951 | 1 | 1 | 15:11 | 42.48 |  | 503.733 | 0 | 503.951 | 50.2091 | 50.2091 | -8.4384e-10 | -3.8326e-08 | 503.951 |  | -23.3429 | 0 | -23.3429 | 50.5 | 2.3912 | -55.8176 | 1 | 0 | -55.8176 |  | -55.8176 | 0
50.2091 | 0 | 502.7277 | 502.7277 | 1 | 1 | 15:11 | 42.5 |  | 503.7323 | 0 | 502.7277 | 50.2091 | 50.2091 | -7.5929e-10 | -3.4485e-08 | 502.7277 |  | -24.5661 | 0 | -24.5661 | 50.5 | 2.3912 | -58.7425 | 1 | 0 | -58.7425 |  | -58.7425 | 0
50.2091 | 0 | 502.7277 | 502.7277 | 1 | 1 | 15:11 | 42.52 |  | 503.7315 | 0 | 502.7277 | 50.2091 | 50.2091 | -6.8333e-10 | -3.1035e-08 | 502.7277 |  | -24.5661 | 0 | -24.5661 | 50.5 | 2.3912 | -58.7425 | 1 | 0 | -58.7425 |  | -58.7425 | 0
50.2091 | 0 | 502.7277 | 502.7277 | 1 | 1 | 15:11 | 42.54 |  | 503.7307 | 0 | 502.7277 | 50.2091 | 50.2091 | -6.1512e-10 | -2.7937e-08 | 502.7277 |  | -24.5661 | 0 | -24.5661 | 50.5 | 2.3912 | -58.7425 | 1 | 0 | -58.7425 |  | -58.7425 | 0
50.2091 | 0 | 502.7277 | 502.7277 | 1 | 1 | 15:11 | 42.56 |  | 503.7299 | 0 | 502.7277 | 50.2091 | 50.2091 | -5.5365e-10 | -2.5146e-08 | 502.7277 |  | -24.5661 | 0 | -24.5661 | 50.5 | 2.3912 | -58.7425 | 1 | 0 | -58.7425 |  | -58.7425 | 0
50.2091 | 0 | 502.7277 | 502.7277 | 1 | 1 | 15:11 | 42.58 |  | 503.7291 | 0 | 502.7277 | 50.2091 | 50.2091 | -4.9823e-10 | -2.2629e-08 | 502.7277 |  | -24.5661 | 0 | -24.5661 | 50.5 | 2.3912 | -58.7425 | 1 | 0 | -58.7425 |  | -58.7425 | 0
50.2091 | 0 | 503.951 | 503.951 | 1 | 1 | 15:11 | 42.6 |  | 503.7284 | 0 | 503.951 | 50.2091 | 50.2091 | -4.4842e-10 | -2.0366e-08 | 503.951 |  | -23.3429 | 0 | -23.3429 | 50.5 | 2.3912 | -55.8176 | 1 | 0 | -55.8176 |  | -55.8176 | 0
50.2091 | 0 | 502.7277 | 502.7277 | 1 | 1 | 15:11 | 42.62 |  | 503.7276 | 0 | 502.7277 | 50.2091 | 50.2091 | -4.0345e-10 | -1.8324e-08 | 502.7277 |  | -24.5661 | 0 | -24.5661 | 50.5 | 2.3912 | -58.7425 | 1 | 0 | -58.7425 |  | -58.7425 | 0
50.2091 | 0 | 502.7277 | 502.7277 | 1 | 1 | 15:11 | 42.64 |  | 503.7268 | 0 | 502.7277 | 50.2091 | 50.2091 | -3.6309e-10 | -1.6491e-08 | 502.7277 |  | -24.5661 | 0 | -24.5661 | 50.5 | 2.3912 | -58.7425 | 1 | 0 | -58.7425 |  | -58.7425 | 0
50.2091 | 0 | 502.7277 | 502.7277 | 1 | 1 | 15:11 | 42.66 |  | 503.726 | 0 | 502.7277 | 50.2091 | 50.2091 | -3.2685e-10 | -1.4845e-08 | 502.7277 |  | -24.5661 | 0 | -24.5661 | 50.5 | 2.3912 | -58.7425 | 1 | 0 | -58.7425 |  | -58.7425 | 0
50.2091 | 0 | 503.951 | 503.951 | 1 | 1 | 15:11 | 42.68 |  | 503.7252 | 0 | 503.951 | 50.2091 | 50.2091 | -2.9409e-10 | -1.3357e-08 | 503.951 |  | -23.3429 | 0 | -23.3429 | 50.5 | 2.3912 | -55.8176 | 1 | 0 | -55.8176 |  | -55.8176 | 0
50.2091 | 0 | 503.951 | 503.951 | 1 | 1 | 15:11 | 42.7 |  | 503.7245 | 0 | 503.951 | 50.2091 | 50.2091 | -2.6482e-10 | -1.2028e-08 | 503.951 |  | -23.3429 | 0 | -23.3429 | 50.5 | 2.3912 | -55.8176 | 1 | 0 | -55.8176 |  | -55.8176 | 0
50.2091 | 0 | 502.7277 | 502.7277 | 1 | 1 | 15:11 | 42.72 |  | 503.7237 | 0 | 502.7277 | 50.2091 | 50.2091 | -2.3839e-10 | -1.0827e-08 | 502.7277 |  | -24.5661 | 0 | -24.5661 | 50.5 | 2.3912 | -58.7425 | 1 | 0 | -58.7425 |  | -58.7425 | 0
50.2091 | 0 | 503.951 | 503.951 | 1 | 1 | 15:11 | 42.74 |  | 503.7229 | 0 | 503.951 | 50.2091 | 50.2091 | -2.1444e-10 | -9.7395e-09 | 503.951 |  | -23.3429 | 0 | -23.3429 | 50.5 | 2.3912 | -55.8176 | 1 | 0 | -55.8176 |  | -55.8176 | 0
50.2091 | 0 | 503.951 | 503.951 | 1 | 1 | 15:11 | 42.76 |  | 503.7221 | 0 | 503.951 | 50.2091 | 50.2091 | -1.9305e-10 | -8.7681e-09 | 503.951 |  | -23.3429 | 0 | -23.3429 | 50.5 | 2.3912 | -55.8176 | 1 | 0 | -55.8176 |  | -55.8176 | 0
50.2091 | 0 | 503.951 | 503.951 | 1 | 1 | 15:11 | 42.78 |  | 503.7213 | 0 | 503.951 | 50.2091 | 50.2091 | -1.738e-10 | -7.8936e-09 | 503.951 |  | -23.3429 | 0 | -23.3429 | 50.5 | 2.3912 | -55.8176 | 1 | 0 | -55.8176 |  | -55.8176 | 0
50.2091 | 0 | 503.951 | 503.951 | 1 | 1 | 15:11 | 42.8 |  | 503.7206 | 0 | 503.951 | 50.2091 | 50.2091 | -1.5632e-10 | -7.0997e-09 | 503.951 |  | -23.3429 | 0 | -23.3429 | 50.5 | 2.3912 | -55.8176 | 1 | 0 | -55.8176 |  | -55.8176 | 0
50.2091 | 0 | 502.7277 | 502.7277 | 1 | 1 | 15:11 | 42.82 |  | 503.7198 | 0 | 502.7277 | 50.2091 | 50.2091 | -1.4069e-10 | -6.3897e-09 | 502.7277 |  | -24.5661 | 0 | -24.5661 | 50.5 | 2.3912 | -58.7425 | 1 | 0 | -58.7425 |  | -58.7425 | 0
50.2091 | 0 | 502.7277 | 502.7277 | 1 | 1 | 15:11 | 42.84 |  | 503.719 | 0 | 502.7277 | 50.2091 | 50.2091 | -1.2676e-10 | -5.7572e-09 | 502.7277 |  | -24.5661 | 0 | -24.5661 | 50.5 | 2.3912 | -58.7425 | 1 | 0 | -58.7425 |  | -58.7425 | 0
50.2091 | 0 | 502.7277 | 502.7277 | 1 | 1 | 15:11 | 42.86 |  | 503.7182 | 0 | 502.7277 | 50.2091 | 50.2091 | -1.1397e-10 | -5.1763e-09 | 502.7277 |  | -24.5661 | 0 | -24.5661 | 50.5 | 2.3912 | -58.7425 | 1 | 0 | -58.7425 |  | -58.7425 | 0
50.2091 | 0 | 503.951 | 503.951 | 1 | 1 | 15:11 | 42.88 |  | 503.7174 | 0 | 503.951 | 50.2091 | 50.2091 | -1.026e-10 | -4.66e-09 | 503.951 |  | -23.3429 | 0 | -23.3429 | 50.5 | 2.3912 | -55.8176 | 1 | 0 | -55.8176 |  | -55.8176 | 0
50.2091 | 0 | 502.7277 | 502.7277 | 1 | 1 | 15:11 | 42.9 |  | 503.7167 | 0 | 502.7277 | 50.2091 | 50.2091 | -9.2371e-11 | -4.1953e-09 | 502.7277 |  | -24.5661 | 0 | -24.5661 | 50.5 | 2.3912 | -58.7425 | 1 | 0 | -58.7425 |  | -58.7425 | 0
50.2091 | 0 | 503.951 | 503.951 | 1 | 1 | 15:11 | 42.92 |  | 503.7159 | 0 | 503.951 | 50.2091 | 50.2091 | -8.3062e-11 | -3.7725e-09 | 503.951 |  | -23.3429 | 0 | -23.3429 | 50.5 | 2.3912 | -55.8176 | 1 | 0 | -55.8176 |  | -55.8176 | 0
50.2091 | 0 | 502.7277 | 502.7277 | 1 | 1 | 15:11 | 42.94 |  | 503.7151 | 0 | 502.7277 | 50.2091 | 50.2091 | -7.4962e-11 | -3.4046e-09 | 502.7277 |  | -24.5661 | 0 | -24.5661 | 50.5 | 2.3912 | -58.7425 | 1 | 0 | -58.7425 |  | -58.7425 | 0
50.2091 | 0 | 502.7277 | 502.7277 | 1 | 1 | 15:11 | 42.96 |  | 503.7143 | 0 | 502.7277 | 50.2091 | 50.2091 | -6.7502e-11 | -3.0658e-09 | 502.7277 |  | -24.5661 | 0 | -24.5661 | 50.5 | 2.3912 | -58.7425 | 1 | 0 | -58.7425 |  | -58.7425 | 0
50.2091 | 0 | 503.951 | 503.951 | 1 | 1 | 15:11 | 42.98 |  | 503.7135 | 0 | 503.951 | 50.2091 | 50.2091 | -6.0751e-11 | -2.7592e-09 | 503.951 |  | -23.3429 | 0 | -23.3429 | 50.5 | 2.3912 | -55.8176 | 1 | 0 | -55.8176 |  | -55.8176 | 0
50.2091 | 0 | 502.7277 | 502.7277 | 1 | 1 | 15:11 | 43 |  | 503.7128 | 0 | 502.7277 | 50.2091 | 50.2091 | -5.457e-11 | -2.4784e-09 | 502.7277 |  | -24.5661 | 0 | -24.5661 | 50.5 | 2.3912 | -58.7425 | 1 | 0 | -58.7425 |  | -58.7425 | 0
50.2091 | 0 | 503.951 | 503.951 | 1 | 1 | 15:11 | 43.02 |  | 503.712 | 0 | 503.951 | 50.2091 | 50.2091 | -4.9099e-11 | -2.23e-09 | 503.951 |  | -23.3429 | 0 | -23.3429 | 50.5 | 2.3912 | -55.8176 | 1 | 0 | -55.8176 |  | -55.8176 | 0
50.2091 | 0 | 502.7277 | 502.7277 | 1 | 1 | 15:11 | 43.04 |  | 503.7112 | 0 | 502.7277 | 50.2091 | 50.2091 | -4.4196e-11 | -2.0073e-09 | 502.7277 |  | -24.5661 | 0 | -24.5661 | 50.5 | 2.3912 | -58.7425 | 1 | 0 | -58.7425 |  | -58.7425 | 0
50.2091 | 0 | 502.7277 | 502.7277 | 1 | 1 | 15:11 | 43.06 |  | 503.7104 | 0 | 502.7277 | 50.2091 | 50.2091 | -3.9577e-11 | -1.7975e-09 | 502.7277 |  | -24.5661 | 0 | -24.5661 | 50.5 | 2.3912 | -58.7425 | 1 | 0 | -58.7425 |  | -58.7425 | 0
50.2091 | 0 | 502.7277 | 502.7277 | 1 | 1 | 15:11 | 43.08 |  | 503.7096 | 0 | 502.7277 | 50.2091 | 50.2091 | -3.574e-11 | -1.6233e-09 | 502.7277 |  | -24.5661 | 0 | -24.5661 | 50.5 | 2.3912 | -58.7425 | 1 | 0 | -58.7425 |  | -58.7425 | 0
50.2091 | 0 | 502.7277 | 502.7277 | 1 | 1 | 15:11 | 43.1 |  | 503.7089 | 0 | 502.7277 | 50.2091 | 50.2091 | -3.2117e-11 | -1.4587e-09 | 502.7277 |  | -24.5661 | 0 | -24.5661 | 50.5 | 2.3912 | -58.7425 | 1 | 0 | -58.7425 |  | -58.7425 | 0
50.2091 | 0 | 503.951 | 503.951 | 1 | 1 | 15:11 | 43.12 |  | 503.7081 | 0 | 503.951 | 50.2091 | 50.2091 | -2.8919e-11 | -1.3134e-09 | 503.951 |  | -23.3429 | 0 | -23.3429 | 50.5 | 2.3912 | -55.8176 | 1 | 0 | -55.8176 |  | -55.8176 | 0
50.2091 | 0 | 502.7277 | 502.7277 | 1 | 1 | 15:11 | 43.14 |  | 503.7073 | 0 | 502.7277 | 50.2091 | 50.2091 | -2.6006e-11 | -1.1811e-09 | 502.7277 |  | -24.5661 | 0 | -24.5661 | 50.5 | 2.3912 | -58.7425 | 1 | 0 | -58.7425 |  | -58.7425 | 0
50.2091 | 0 | 502.7277 | 502.7277 | 1 | 1 | 15:11 | 43.16 |  | 503.7065 | 0 | 502.7277 | 50.2091 | 50.2091 | -2.3448e-11 | -1.065e-09 | 502.7277 |  | -24.5661 | 0 | -24.5661 | 50.5 | 2.3912 | -58.7425 | 1 | 0 | -58.7425 |  | -58.7425 | 0
50.2091 | 0 | 502.7277 | 502.7277 | 1 | 1 | 15:11 | 43.18 |  | 503.7057 | 0 | 502.7277 | 50.2091 | 50.2091 | -2.1032e-11 | -9.5523e-10 | 502.7277 |  | -24.5661 | 0 | -24.5661 | 50.5 | 2.3912 | -58.7425 | 1 | 0 | -58.7425 |  | -58.7425 | 0
50.2091 | 0 | 501.5046 | 501.5046 | 1 | 1 | 15:11 | 43.2 |  | 503.705 | 0 | 501.5046 | 50.2091 | 50.2091 | -1.9114e-11 | -8.681e-10 | 501.5046 |  | -25.7893 | 0 | -25.7893 | 50.5 | 2.3912 | -61.6673 | 1 | 0 | -61.6673 |  | -61.6673 | 0
50.2091 | 0 | 503.951 | 503.951 | 1 | 1 | 15:11 | 43.22 |  | 503.7042 | 0 | 503.951 | 50.2091 | 50.2091 | -1.7124e-11 | -7.7774e-10 | 503.951 |  | -23.3429 | 0 | -23.3429 | 50.5 | 2.3912 | -55.8176 | 1 | 0 | -55.8176 |  | -55.8176 | 0
50.2091 | 0 | 503.951 | 503.951 | 1 | 1 | 15:11 | 43.24 |  | 503.7034 | 0 | 503.951 | 50.2091 | 50.2091 | -1.5419e-11 | -7.0029e-10 | 503.951 |  | -23.3429 | 0 | -23.3429 | 50.5 | 2.3912 | -55.8176 | 1 | 0 | -55.8176 |  | -55.8176 | 0
50.2091 | 0 | 503.951 | 503.951 | 1 | 1 | 15:11 | 43.26 |  | 503.7026 | 0 | 503.951 | 50.2091 | 50.2091 | -1.3927e-11 | -6.3252e-10 | 503.951 |  | -23.3429 | 0 | -23.3429 | 50.5 | 2.3912 | -55.8176 | 1 | 0 | -55.8176 |  | -55.8176 | 0
50.2091 | 0 | 502.7277 | 502.7277 | 1 | 1 | 15:11 | 43.28 |  | 503.7018 | 0 | 502.7277 | 50.2091 | 50.2091 | -1.2506e-11 | -5.6798e-10 | 502.7277 |  | -24.5661 | 0 | -24.5661 | 50.5 | 2.3912 | -58.7425 | 1 | 0 | -58.7425 |  | -58.7425 | 0
50.2091 | 0 | 501.5046 | 501.5046 | 1 | 1 | 15:11 | 43.3 |  | 503.7011 | 0 | 501.5046 | 50.2091 | 50.2091 | -1.1227e-11 | -5.0989e-10 | 501.5046 |  | -25.7893 | 0 | -25.7893 | 50.5 | 2.3912 | -61.6673 | 1 | 0 | -61.6673 |  | -61.6673 | 0
50.2091 | 0 | 502.7277 | 502.7277 | 1 | 1 | 15:11 | 43.32 |  | 503.7003 | 0 | 502.7277 | 50.2091 | 50.2091 | -1.0161e-11 | -4.6148e-10 | 502.7277 |  | -24.5661 | 0 | -24.5661 | 50.5 | 2.3912 | -58.7425 | 1 | 0 | -58.7425 |  | -58.7425 | 0
50.2091 | 0 | 502.7277 | 502.7277 | 1 | 1 | 15:11 | 43.34 |  | 503.6995 | 0 | 502.7277 | 50.2091 | 50.2091 | -9.166e-12 | -4.163e-10 | 502.7277 |  | -24.5661 | 0 | -24.5661 | 50.5 | 2.3912 | -58.7425 | 1 | 0 | -58.7425 |  | -58.7425 | 0
50.2091 | 0 | 502.7277 | 502.7277 | 1 | 1 | 15:11 | 43.36 |  | 503.6987 | 0 | 502.7277 | 50.2091 | 50.2091 | -8.2423e-12 | -3.7435e-10 | 502.7277 |  | -24.5661 | 0 | -24.5661 | 50.5 | 2.3912 | -58.7425 | 1 | 0 | -58.7425 |  | -58.7425 | 0
50.2091 | 0 | 502.7277 | 502.7277 | 1 | 1 | 15:11 | 43.38 |  | 503.6979 | 0 | 502.7277 | 50.2091 | 50.2091 | -7.4607e-12 | -3.3885e-10 | 502.7277 |  | -24.5661 | 0 | -24.5661 | 50.5 | 2.3912 | -58.7425 | 1 | 0 | -58.7425 |  | -58.7425 | 0
50.2091 | 0 | 501.5046 | 501.5046 | 1 | 1 | 15:11 | 43.4 |  | 503.6972 | 0 | 501.5046 | 50.2091 | 50.2091 | -6.7502e-12 | -3.0658e-10 | 501.5046 |  | -25.7893 | 0 | -25.7893 | 50.5 | 2.3912 | -61.6673 | 1 | 0 | -61.6673 |  | -61.6673 | 0
50.2091 | 0 | 502.7277 | 502.7277 | 1 | 1 | 15:11 | 43.42 |  | 503.6964 | 0 | 502.7277 | 50.2091 | 50.2091 | -6.0396e-12 | -2.7431e-10 | 502.7277 |  | -24.5661 | 0 | -24.5661 | 50.5 | 2.3912 | -58.7425 | 1 | 0 | -58.7425 |  | -58.7425 | 0
50.2091 | 0 | 502.7277 | 502.7277 | 1 | 1 | 15:11 | 43.44 |  | 503.6956 | 0 | 502.7277 | 50.2091 | 50.2091 | 0.0034 | 0.15442 | 502.8822 |  | -24.4117 | 0 | -24.4117 | 50.5 | 2.3912 | -58.3733 | 1 | 0 | -58.3733 |  | -58.3733 | 0
50.2091 | 0 | 501.5046 | 501.5046 | 1 | 1 | 15:11 | 43.46 |  | 503.6948 | 0 | 501.5046 | 50.2091 | 50.2091 | 0.00816 | 0.37061 | 501.8752 |  | -25.4187 | 0 | -25.4187 | 50.5 | 2.3912 | -60.7811 | 1 | 0 | -60.7811 |  | -60.7811 | 0
50.2091 | 0 | 502.7277 | 502.7277 | 1 | 1 | 15:11 | 43.48 |  | 503.694 | 0 | 502.7277 | 50.2091 | 50.2094 | 0.012444 | 0.56518 | 503.2929 |  | -24.0009 | 0 | -24.0009 | 50.5 | 2.3873 | -57.2979 | 1 | 0 | -57.2979 |  | -57.2979 | 0
50.2091 | 0 | 501.5046 | 501.5046 | 1 | 1 | 15:11 | 43.5 |  | 503.6933 | 0 | 501.5046 | 50.2091 | 50.2097 | 0.0146 | 0.66308 | 502.1677 |  | -25.1262 | 0 | -25.1262 | 50.5 | 2.3838 | -59.8967 | 1 | 0 | -59.8967 |  | -59.8967 | 0
50.2091 | 0 | 502.7277 | 502.7277 | 1 | 1 | 15:11 | 43.52 |  | 503.6925 | 0 | 502.7277 | 50.2091 | 50.21 | 0.01314 | 0.59678 | 503.3245 |  | -23.9694 | 0 | -23.9694 | 50.5 | 2.3807 | -57.0641 | 1 | 0 | -57.0641 |  | -57.0641 | 0
50.2091 | 0 | 502.7277 | 502.7277 | 1 | 1 | 15:11 | 43.54 |  | 503.6917 | 0 | 502.7277 | 50.2091 | 50.2103 | 0.011826 | 0.5371 | 503.2648 |  | -24.029 | 0 | -24.029 | 50.5 | 2.3779 | -57.1387 | 1 | 0 | -57.1387 |  | -57.1387 | 0
50.2091 | 0 | 501.5046 | 501.5046 | 1 | 1 | 15:11 | 43.56 |  | 503.6909 | 0 | 501.5046 | 50.2091 | 50.2105 | 0.010643 | 0.48339 | 501.988 |  | -25.3059 | 0 | -25.3059 | 50.5 | 2.3754 | -60.1112 | 1 | 0 | -60.1112 |  | -60.1112 | 0
50.2091 | 0 | 502.7277 | 502.7277 | 1 | 1 | 15:11 | 43.58 |  | 503.6901 | 0 | 502.7277 | 50.2091 | 50.2107 | 0.0095788 | 0.43505 | 503.1628 |  | -24.1311 | 0 | -24.1311 | 50.5 | 2.3731 | -57.2659 | 1 | 0 | -57.2659 |  | -57.2659 | 0
50.2091 | 0 | 503.951 | 503.951 | 1 | 1 | 15:11 | 43.6 |  | 503.6894 | 0 | 503.951 | 50.2091 | 50.2109 | 0.0086209 | 0.39154 | 504.3425 |  | -22.9514 | 0 | -22.9514 | 50.5 | 2.3711 | -54.4197 | 1 | 0 | -54.4197 |  | -54.4197 | 0
50.2091 | 0 | 502.7277 | 502.7277 | 1 | 1 | 15:11 | 43.62 |  | 503.6886 | 0 | 502.7277 | 50.2091 | 50.211 | 0.0077588 | 0.35239 | 503.0801 |  | -24.2137 | 0 | -24.2137 | 50.5 | 2.3693 | -57.3686 | 1 | 0 | -57.3686 |  | -57.3686 | 0
50.2091 | 0 | 502.7277 | 502.7277 | 1 | 1 | 15:11 | 43.64 |  | 503.6878 | 0 | 502.7277 | 50.2091 | 50.2112 | 0.0069829 | 0.31715 | 503.0449 |  | -24.249 | 0 | -24.249 | 50.5 | 2.3676 | -57.4123 | 1 | 0 | -57.4123 |  | -57.4123 | 0
50.2125 | 0 | 503.951 | 503.951 | 1 | 1 | 15:11 | 43.66 |  | 503.687 | 0 | 503.951 | 50.2094 | 50.2113 | 0.0062846 | 0.28546 | 504.2364 |  | -23.0575 | 0 | -23.0575 | 50.5 | 2.3661 | -54.5572 | 1 | 0 | -54.5572 |  | -54.5572 | 0
50.2125 | 0 | 502.7277 | 502.7277 | 1 | 1 | 15:11 | 43.68 |  | 503.6862 | 0 | 502.7277 | 50.2097 | 50.2114 | 0.0056562 | 0.25691 | 502.9847 |  | -24.3092 | 0 | -24.3092 | 50.5 | 2.3648 | -57.4868 | 1 | 0 | -57.4868 |  | -57.4868 | 0
50.2125 | 0 | 503.951 | 503.951 | 1 | 1 | 15:11 | 43.7 |  | 503.6855 | 0 | 503.951 | 50.21 | 50.2115 | 0.0050906 | 0.23122 | 504.1822 |  | -23.1117 | 0 | -23.1117 | 50.5 | 2.3636 | -54.6273 | 1 | 0 | -54.6273 |  | -54.6273 | 0
50.2125 | 0 | 502.7277 | 502.7277 | 1 | 1 | 15:11 | 43.72 |  | 503.6847 | 0 | 502.7277 | 50.2103 | 50.2116 | 0.0045815 | 0.2081 | 502.9358 |  | -24.358 | 0 | -24.358 | 50.5 | 2.3625 | -57.5471 | 1 | 0 | -57.5471 |  | -57.5471 | 0
50.2125 | 0 | 503.951 | 503.951 | 1 | 1 | 15:11 | 43.74 |  | 503.6839 | 0 | 503.951 | 50.2105 | 50.2117 | 0.0041234 | 0.18729 | 504.1382 |  | -23.1556 | 0 | -23.1556 | 50.5 | 2.3616 | -54.684 | 1 | 0 | -54.684 |  | -54.684 | 0
50.2125 | 0 | 503.951 | 503.951 | 1 | 1 | 15:11 | 43.76 |  | 503.6831 | 0 | 503.951 | 50.2107 | 50.2118 | 0.00031102 | 0.014127 | 503.9651 |  | -23.3288 | 0 | -23.3288 | 50.5 | 2.3607 | -55.0727 | 1 | 0 | -55.0727 |  | -55.0727 | 0
50.2125 | 0 | 502.7277 | 502.7277 | 1 | 1 | 15:11 | 43.78 |  | 503.6823 | 0 | 502.7277 | 50.2109 | 50.2119 | -0.0048201 | -0.21893 | 502.5088 |  | -24.7851 | 0 | -24.7851 | 50.5 | 2.3599 | -58.4912 | 1 | 0 | -58.4912 |  | -58.4912 | 0
50.2125 | 0 | 503.951 | 503.951 | 1 | 1 | 15:11 | 43.8 |  | 503.6816 | 0 | 503.951 | 50.211 | 50.2116 | -0.0094381 | -0.42869 | 503.5223 |  | -23.7716 | 0 | -23.7716 | 50.5 | 2.363 | -56.173 | 1 | 0 | -56.173 |  | -56.173 | 0
50.2125 | 0 | 502.7277 | 502.7277 | 1 | 1 | 15:11 | 43.82 |  | 503.6808 | 0 | 502.7277 | 50.2112 | 50.2113 | -0.011894 | -0.54025 | 502.1875 |  | -25.1064 | 0 | -25.1064 | 50.5 | 2.3658 | -59.397 | 1 | 0 | -59.397 |  | -59.397 | 0
50.2125 | 0 | 503.951 | 503.951 | 1 | 1 | 15:11 | 43.84 |  | 503.68 | 0 | 503.951 | 50.2113 | 50.2111 | -0.010705 | -0.48622 | 503.4647 |  | -23.8291 | 0 | -23.8291 | 50.5 | 2.3683 | -56.4353 | 1 | 0 | -56.4353 |  | -56.4353 | 0
50.2125 | 0 | 503.951 | 503.951 | 1 | 1 | 15:11 | 43.86 |  | 503.6792 | 0 | 503.951 | 50.2114 | 50.2109 | -0.0096344 | -0.4376 | 503.5134 |  | -23.7805 | 0 | -23.7805 | 50.5 | 2.3706 | -56.374 | 1 | 0 | -56.374 |  | -56.374 | 0
50.2125 | 0 | 503.951 | 503.951 | 1 | 1 | 15:11 | 43.88 |  | 503.6784 | 0 | 503.951 | 50.2115 | 50.2107 | -0.0086709 | -0.39384 | 503.5571 |  | -23.7368 | 0 | -23.7368 | 50.5 | 2.3726 | -56.3188 | 1 | 0 | -56.3188 |  | -56.3188 | 0
50.2125 | 0 | 503.951 | 503.951 | 1 | 1 | 15:11 | 43.9 |  | 503.6777 | 0 | 503.951 | 50.2116 | 50.2106 | -0.0078038 | -0.35446 | 503.5965 |  | -23.6974 | 0 | -23.6974 | 50.5 | 2.3745 | -56.269 | 1 | 0 | -56.269 |  | -56.269 | 0
50.2125 | 0 | 502.7277 | 502.7277 | 1 | 1 | 15:11 | 43.92 |  | 503.6769 | 0 | 502.7277 | 50.2117 | 50.2104 | -0.0070234 | -0.31901 | 502.4087 |  | -24.8851 | 0 | -24.8851 | 50.5 | 2.3761 | -59.1307 | 1 | 0 | -59.1307 |  | -59.1307 | 0
50.2125 | 0 | 503.951 | 503.951 | 1 | 1 | 15:11 | 43.94 |  | 503.6761 | 0 | 503.951 | 50.2118 | 50.2103 | -0.0029211 | -0.13268 | 503.8183 |  | -23.4756 | 0 | -23.4756 | 50.5 | 2.3776 | -55.8166 | 1 | 0 | -55.8166 |  | -55.8166 | 0
50.2125 | 0 | 502.7277 | 502.7277 | 1 | 1 | 15:11 | 43.96 |  | 503.6753 | 0 | 502.7277 | 50.2119 | 50.2102 | 0.002471 | 0.11224 | 502.84 |  | -24.4539 | 0 | -24.4539 | 50.5 | 2.379 | -58.1756 | 1 | 0 | -58.1756 |  | -58.1756 | 0
50.2091 | 0 | 503.951 | 503.951 | 1 | 1 | 15:11 | 43.98 |  | 503.6745 | 0 | 503.951 | 50.2116 | 50.2104 | 0.0073239 | 0.33264 | 504.2836 |  | -23.0103 | 0 | -23.0103 | 50.5 | 2.3764 | -54.6807 | 1 | 0 | -54.6807 |  | -54.6807 | 0
50.2091 | 0 | 502.7277 | 502.7277 | 1 | 1 | 15:11 | 44 |  | 503.6738 | 0 | 502.7277 | 50.2113 | 50.2106 | 0.0099915 | 0.45379 | 503.1815 |  | -24.1123 | 0 | -24.1123 | 50.5 | 2.374 | -57.2426 | 1 | 0 | -57.2426 |  | -57.2426 | 0
50.2091 | 0 | 502.7277 | 502.7277 | 1 | 1 | 15:11 | 44.02 |  | 503.673 | 0 | 502.7277 | 50.2111 | 50.2108 | 0.0089924 | 0.40841 | 503.1362 |  | -24.1577 | 0 | -24.1577 | 50.5 | 2.3719 | -57.2991 | 1 | 0 | -57.2991 |  | -57.2991 | 0
50.2091 | 0 | 503.951 | 503.951 | 1 | 1 | 15:11 | 44.04 |  | 503.6722 | 0 | 503.951 | 50.2109 | 50.211 | 0.0080931 | 0.36757 | 504.3185 |  | -22.9753 | 0 | -22.9753 | 50.5 | 2.37 | -54.4508 | 1 | 0 | -54.4508 |  | -54.4508 | 0
50.2091 | 0 | 502.7277 | 502.7277 | 1 | 1 | 15:11 | 44.06 |  | 503.6714 | 0 | 502.7277 | 50.2107 | 50.2111 | 0.0072838 | 0.33082 | 503.0586 |  | -24.2353 | 0 | -24.2353 | 50.5 | 2.3683 | -57.3954 | 1 | 0 | -57.3954 |  | -57.3954 | 0
50.2091 | 0 | 502.7277 | 502.7277 | 1 | 1 | 15:11 | 44.08 |  | 503.6706 | 0 | 502.7277 | 50.2106 | 50.2113 | 0.0065554 | 0.29773 | 503.0255 |  | -24.2684 | 0 | -24.2684 | 50.5 | 2.3667 | -57.4363 | 1 | 0 | -57.4363 |  | -57.4363 | 0
50.2091 | 0 | 501.5046 | 501.5046 | 1 | 1 | 15:11 | 44.1 |  | 503.6699 | 0 | 501.5046 | 50.2104 | 50.2114 | 0.0058999 | 0.26796 | 501.7726 |  | -25.5213 | 0 | -25.5213 | 50.5 | 2.3653 | -60.3663 | 1 | 0 | -60.3663 |  | -60.3663 | 0
50.2091 | 0 | 501.5046 | 501.5046 | 1 | 1 | 15:11 | 44.12 |  | 503.6691 | 0 | 501.5046 | 50.2103 | 50.2115 | 0.0053099 | 0.24116 | 501.7458 |  | -25.5481 | 0 | -25.5481 | 50.5 | 2.3641 | -60.3979 | 1 | 0 | -60.3979 |  | -60.3979 | 0
50.2091 | 0 | 501.5046 | 501.5046 | 1 | 1 | 15:11 | 44.14 |  | 503.6683 | 0 | 501.5046 | 50.2102 | 50.2116 | 0.0047789 | 0.21705 | 501.7216 |  | -25.5722 | 0 | -25.5722 | 50.5 | 2.363 | -60.4263 | 1 | 0 | -60.4263 |  | -60.4263 | 0
50.2125 | 0 | 502.7277 | 502.7277 | 1 | 1 | 15:11 | 44.16 |  | 503.6675 | 0 | 502.7277 | 50.2104 | 50.2117 | 0.004301 | 0.19536 | 502.9231 |  | -24.3708 | 0 | -24.3708 | 50.5 | 2.362 | -57.5628 | 1 | 0 | -57.5628 |  | -57.5628 | 0
50.2125 | 0 | 502.7277 | 502.7277 | 1 | 1 | 15:11 | 44.18 |  | 503.6667 | 0 | 502.7277 | 50.2106 | 50.2118 | 0.0038709 | 0.17582 | 502.9036 |  | -24.3903 | 0 | -24.3903 | 50.5 | 2.3611 | -57.5868 | 1 | 0 | -57.5868 |  | -57.5868 | 0
50.2125 | 0 | 501.5046 | 501.5046 | 1 | 1 | 15:11 | 44.2 |  | 503.666 | 0 | 501.5046 | 50.2108 | 50.2118 | 0.0034838 | 0.15824 | 501.6628 |  | -25.631 | 0 | -25.631 | 50.5 | 2.3602 | -60.4954 | 1 | 0 | -60.4954 |  | -60.4954 | 0
50.2125 | 0 | 502.7277 | 502.7277 | 1 | 1 | 15:11 | 44.22 |  | 503.6652 | 0 | 502.7277 | 50.211 | 50.2119 | 0.0031354 | 0.14242 | 502.8702 |  | -24.4237 | 0 | -24.4237 | 50.5 | 2.3595 | -57.628 | 1 | 0 | -57.628 |  | -57.628 | 0
50.2125 | 0 | 501.5046 | 501.5046 | 1 | 1 | 15:11 | 44.24 |  | 503.6644 | 0 | 501.5046 | 50.2111 | 50.212 | 0.0028219 | 0.12817 | 501.6328 |  | -25.6611 | 0 | -25.6611 | 50.5 | 2.3589 | -60.5307 | 1 | 0 | -60.5307 |  | -60.5307 | 0
50.2125 | 0 | 501.5046 | 501.5046 | 1 | 1 | 15:11 | 44.26 |  | 503.6636 | 0 | 501.5046 | 50.2113 | 50.212 | 0.0025397 | 0.11536 | 501.62 |  | -25.6739 | 0 | -25.6739 | 50.5 | 2.3583 | -60.5457 | 1 | 0 | -60.5457 |  | -60.5457 | 0
50.2125 | 0 | 502.7277 | 502.7277 | 1 | 1 | 15:11 | 44.28 |  | 503.6628 | 0 | 502.7277 | 50.2114 | 50.2121 | 0.0022857 | 0.10382 | 502.8316 |  | -24.4623 | 0 | -24.4623 | 50.5 | 2.3577 | -57.6754 | 1 | 0 | -57.6754 |  | -57.6754 | 0
50.2125 | 0 | 501.5046 | 501.5046 | 1 | 1 | 15:11 | 44.3 |  | 503.6621 | 0 | 501.5046 | 50.2115 | 50.2121 | 0.0020572 | 0.093439 | 501.598 |  | -25.6958 | 0 | -25.6958 | 50.5 | 2.3572 | -60.5714 | 1 | 0 | -60.5714 |  | -60.5714 | 0
50.2125 | 0 | 503.951 | 503.951 | 1 | 1 | 15:11 | 44.32 |  | 503.6613 | 0 | 503.951 | 50.2116 | 50.2122 | 0.0018514 | 0.084095 | 504.035 |  | -23.2588 | 0 | -23.2588 | 50.5 | 2.3568 | -54.8167 | 1 | 0 | -54.8167 |  | -54.8167 | 0
50.2125 | 0 | 501.5046 | 501.5046 | 1 | 1 | 15:11 | 44.34 |  | 503.6605 | 0 | 501.5046 | 50.2117 | 50.2122 | 0.0016663 | 0.075685 | 501.5803 |  | -25.7136 | 0 | -25.7136 | 50.5 | 2.3564 | -60.5922 | 1 | 0 | -60.5922 |  | -60.5922 | 0
50.2125 | 0 | 502.7277 | 502.7277 | 1 | 1 | 15:11 | 44.36 |  | 503.6597 | 0 | 502.7277 | 50.2118 | 50.2122 | 0.0014997 | 0.068117 | 502.7959 |  | -24.498 | 0 | -24.498 | 50.5 | 2.3561 | -57.7192 | 1 | 0 | -57.7192 |  | -57.7192 | 0
50.2125 | 0 | 502.7277 | 502.7277 | 1 | 1 | 15:11 | 44.38 |  | 503.6589 | 0 | 502.7277 | 50.2118 | 50.2122 | 0.0013497 | 0.061305 | 502.7891 |  | -24.5048 | 0 | -24.5048 | 50.5 | 2.3558 | -57.7276 | 1 | 0 | -57.7276 |  | -57.7276 | 0
50.2125 | 0 | 501.5046 | 501.5046 | 1 | 1 | 15:11 | 44.4 |  | 503.6582 | 0 | 501.5046 | 50.2119 | 50.2123 | 0.0012147 | 0.055175 | 501.5598 |  | -25.7341 | 0 | -25.7341 | 50.5 | 2.3555 | -60.6162 | 1 | 0 | -60.6162 |  | -60.6162 | 0
50.2125 | 0 | 503.951 | 503.951 | 1 | 1 | 15:11 | 44.42 |  | 503.6574 | 0 | 503.951 | 50.212 | 50.2123 | 0.0010933 | 0.049657 | 504.0006 |  | -23.2933 | 0 | -23.2933 | 50.5 | 2.3552 | -54.8609 | 1 | 0 | -54.8609 |  | -54.8609 | 0
50.2125 | 0 | 502.7277 | 502.7277 | 1 | 1 | 15:11 | 44.44 |  | 503.6566 | 0 | 502.7277 | 50.212 | 50.2123 | 0.00098394 | 0.044691 | 502.7724 |  | -24.5214 | 0 | -24.5214 | 50.5 | 2.355 | -57.7479 | 1 | 0 | -57.7479 |  | -57.7479 | 0
50.2125 | 0 | 502.7277 | 502.7277 | 1 | 1 | 15:11 | 44.46 |  | 503.6558 | 0 | 502.7277 | 50.2121 | 50.2123 | 0.00088554 | 0.040222 | 502.768 |  | -24.5259 | 0 | -24.5259 | 50.5 | 2.3548 | -57.7534 | 1 | 0 | -57.7534 |  | -57.7534 | 0
50.2125 | 0 | 503.951 | 503.951 | 1 | 1 | 15:11 | 44.48 |  | 503.655 | 0 | 503.951 | 50.2121 | 50.2123 | 0.00079699 | 0.0362 | 503.9872 |  | -23.3067 | 0 | -23.3067 | 50.5 | 2.3546 | -54.8782 | 1 | 0 | -54.8782 |  | -54.8782 | 0
50.2125 | 0 | 502.7277 | 502.7277 | 1 | 1 | 15:11 | 44.5 |  | 503.6543 | 0 | 502.7277 | 50.2122 | 50.2124 | 0.00071729 | 0.03258 | 502.7603 |  | -24.5335 | 0 | -24.5335 | 50.5 | 2.3544 | -57.7628 | 1 | 0 | -57.7628 |  | -57.7628 | 0
50.2125 | 0 | 502.7277 | 502.7277 | 1 | 1 | 15:11 | 44.52 |  | 503.6535 | 0 | 502.7277 | 50.2122 | 50.2124 | 0.00064556 | 0.029322 | 502.7571 |  | -24.5368 | 0 | -24.5368 | 50.5 | 2.3543 | -57.7668 | 1 | 0 | -57.7668 |  | -57.7668 | 0
50.2125 | 0 | 502.7277 | 502.7277 | 1 | 1 | 15:11 | 44.54 |  | 503.6527 | 0 | 502.7277 | 50.2122 | 50.2124 | 0.000581 | 0.02639 | 502.7541 |  | -24.5397 | 0 | -24.5397 | 50.5 | 2.3542 | -57.7704 | 1 | 0 | -57.7704 |  | -57.7704 | 0
50.2125 | 0 | 502.7277 | 502.7277 | 1 | 1 | 15:11 | 44.56 |  | 503.6519 | 0 | 502.7277 | 50.2122 | 50.2124 | 0.0005229 | 0.023751 | 502.7515 |  | -24.5424 | 0 | -24.5424 | 50.5 | 2.354 | -57.7736 | 1 | 0 | -57.7736 |  | -57.7736 | 0
50.2125 | 0 | 502.7277 | 502.7277 | 1 | 1 | 15:11 | 44.58 |  | 503.6511 | 0 | 502.7277 | 50.2123 | 50.2124 | 0.00047061 | 0.021376 | 502.7491 |  | -24.5448 | 0 | -24.5448 | 50.5 | 2.3539 | -57.7765 | 1 | 0 | -57.7765 |  | -57.7765 | 0
50.2125 | 0 | 502.7277 | 502.7277 | 1 | 1 | 15:11 | 44.6 |  | 503.6504 | 0 | 502.7277 | 50.2123 | 50.2124 | 0.00042355 | 0.019238 | 502.747 |  | -24.5469 | 0 | -24.5469 | 50.5 | 2.3538 | -57.7791 | 1 | 0 | -57.7791 |  | -57.7791 | 0
50.2125 | 0 | 503.951 | 503.951 | 1 | 1 | 15:11 | 44.62 |  | 503.6496 | 0 | 503.951 | 50.2123 | 50.2124 | 0.0003812 | 0.017314 | 503.9683 |  | -23.3256 | 0 | -23.3256 | 50.5 | 2.3537 | -54.9024 | 1 | 0 | -54.9024 |  | -54.9024 | 0
50.2125 | 0 | 502.7277 | 502.7277 | 1 | 1 | 15:11 | 44.64 |  | 503.6488 | 0 | 502.7277 | 50.2123 | 50.2124 | 0.00034308 | 0.015583 | 502.7433 |  | -24.5505 | 0 | -24.5505 | 50.5 | 2.3537 | -57.7836 | 1 | 0 | -57.7836 |  | -57.7836 | 0
50.2125 | 0 | 502.7277 | 502.7277 | 1 | 1 | 15:11 | 44.66 |  | 503.648 | 0 | 502.7277 | 50.2123 | 50.2124 | 0.00030877 | 0.014025 | 502.7418 |  | -24.5521 | 0 | -24.5521 | 50.5 | 2.3536 | -57.7855 | 1 | 0 | -57.7855 |  | -57.7855 | 0
50.2125 | 0 | 502.7277 | 502.7277 | 1 | 1 | 15:11 | 44.68 |  | 503.6472 | 0 | 502.7277 | 50.2124 | 50.2124 | 0.00027789 | 0.012622 | 502.7404 |  | -24.5535 | 0 | -24.5535 | 50.5 | 2.3535 | -57.7872 | 1 | 0 | -57.7872 |  | -57.7872 | 0
50.2125 | 0 | 502.7277 | 502.7277 | 1 | 1 | 15:11 | 44.7 |  | 503.6465 | 0 | 502.7277 | 50.2124 | 50.2125 | 0.0002501 | 0.01136 | 502.7391 |  | -24.5548 | 0 | -24.5548 | 50.5 | 2.3535 | -57.7887 | 1 | 0 | -57.7887 |  | -57.7887 | 0
50.2125 | 0 | 502.7277 | 502.7277 | 1 | 1 | 15:11 | 44.72 |  | 503.6457 | 0 | 502.7277 | 50.2124 | 50.2125 | 0.00022509 | 0.010224 | 502.738 |  | -24.5559 | 0 | -24.5559 | 50.5 | 2.3534 | -57.7901 | 1 | 0 | -57.7901 |  | -57.7901 | 0
50.2125 | 0 | 502.7277 | 502.7277 | 1 | 1 | 15:11 | 44.74 |  | 503.6449 | 0 | 502.7277 | 50.2124 | 50.2125 | 0.00020258 | 0.0092016 | 502.7369 |  | -24.5569 | 0 | -24.5569 | 50.5 | 2.3534 | -57.7914 | 1 | 0 | -57.7914 |  | -57.7914 | 0
50.2125 | 0 | 502.7277 | 502.7277 | 1 | 1 | 15:11 | 44.76 |  | 503.6441 | 0 | 502.7277 | 50.2124 | 50.2125 | 0.00018233 | 0.0082814 | 502.736 |  | -24.5578 | 0 | -24.5578 | 50.5 | 2.3533 | -57.7925 | 1 | 0 | -57.7925 |  | -57.7925 | 0
50.2125 | 0 | 503.951 | 503.951 | 1 | 1 | 15:11 | 44.78 |  | 503.6433 | 0 | 503.951 | 50.2124 | 50.2125 | 0.00016409 | 0.0074533 | 503.9584 |  | -23.3355 | 0 | -23.3355 | 50.5 | 2.3533 | -54.915 | 1 | 0 | -54.915 |  | -54.915 | 0
50.2125 | 0 | 502.7277 | 502.7277 | 1 | 1 | 15:11 | 44.8 |  | 503.6426 | 0 | 502.7277 | 50.2124 | 50.2125 | 0.00014768 | 0.0067079 | 502.7345 |  | -24.5594 | 0 | -24.5594 | 50.5 | 2.3532 | -57.7944 | 1 | 0 | -57.7944 |  | -57.7944 | 0
50.2125 | 0 | 502.7277 | 502.7277 | 1 | 1 | 15:11 | 44.82 |  | 503.6418 | 0 | 502.7277 | 50.2124 | 50.2125 | 0.00013292 | 0.0060371 | 502.7338 |  | -24.5601 | 0 | -24.5601 | 50.5 | 2.3532 | -57.7953 | 1 | 0 | -57.7953 |  | -57.7953 | 0
50.2125 | 0 | 502.7277 | 502.7277 | 1 | 1 | 15:11 | 44.84 |  | 503.641 | 0 | 502.7277 | 50.2124 | 50.2125 | 0.00011962 | 0.0054334 | 502.7332 |  | -24.5607 | 0 | -24.5607 | 50.5 | 2.3532 | -57.796 | 1 | 0 | -57.796 |  | -57.796 | 0
50.2125 | 0 | 502.7277 | 502.7277 | 1 | 1 | 15:11 | 44.86 |  | 503.6402 | 0 | 502.7277 | 50.2124 | 50.2125 | 0.00010766 | 0.0048901 | 502.7326 |  | -24.5612 | 0 | -24.5612 | 50.5 | 2.3532 | -57.7967 | 1 | 0 | -57.7967 |  | -57.7967 | 0
50.2125 | 0 | 503.951 | 503.951 | 1 | 1 | 15:11 | 44.88 |  | 503.6394 | 0 | 503.951 | 50.2125 | 50.2125 | 9.6895e-05 | 0.0044011 | 503.9554 |  | -23.3385 | 0 | -23.3385 | 50.5 | 2.3531 | -54.9189 | 1 | 0 | -54.9189 |  | -54.9189 | 0
50.2125 | 0 | 502.7277 | 502.7277 | 1 | 1 | 15:11 | 44.9 |  | 503.6387 | 0 | 502.7277 | 50.2125 | 50.2125 | 8.7206e-05 | 0.003961 | 502.7317 |  | -24.5622 | 0 | -24.5622 | 50.5 | 2.3531 | -57.7978 | 1 | 0 | -57.7978 |  | -57.7978 | 0
50.2125 | 0 | 501.5046 | 501.5046 | 1 | 1 | 15:11 | 44.92 |  | 503.6379 | 0 | 501.5046 | 50.2125 | 50.2125 | 7.8485e-05 | 0.0035649 | 501.5082 |  | -25.7857 | 0 | -25.7857 | 50.5 | 2.3531 | -60.6765 | 1 | 0 | -60.6765 |  | -60.6765 | 0
50.2125 | 0 | 502.7277 | 502.7277 | 1 | 1 | 15:11 | 44.94 |  | 503.6371 | 0 | 502.7277 | 50.2125 | 50.2125 | 7.0637e-05 | 0.0032084 | 502.731 |  | -24.5629 | 0 | -24.5629 | 50.5 | 2.3531 | -57.7987 | 1 | 0 | -57.7987 |  | -57.7987 | 0
50.2125 | 0 | 502.7277 | 502.7277 | 1 | 1 | 15:11 | 44.96 |  | 503.6363 | 0 | 502.7277 | 50.2125 | 50.2125 | 6.3573e-05 | 0.0028875 | 502.7306 |  | -24.5632 | 0 | -24.5632 | 50.5 | 2.3531 | -57.7991 | 1 | 0 | -57.7991 |  | -57.7991 | 0
50.2125 | 0 | 502.7277 | 502.7277 | 1 | 1 | 15:11 | 44.98 |  | 503.6355 | 0 | 502.7277 | 50.2125 | 50.2125 | 5.7216e-05 | 0.0025988 | 502.7303 |  | -24.5635 | 0 | -24.5635 | 50.5 | 2.3531 | -57.7995 | 1 | 0 | -57.7995 |  | -57.7995 | 0
50.2125 | 0 | 502.7277 | 502.7277 | 1 | 1 | 15:11 | 45 |  | 503.6348 | 0 | 502.7277 | 50.2125 | 50.2125 | 5.1494e-05 | 0.0023389 | 502.7301 |  | -24.5638 | 0 | -24.5638 | 50.5 | 2.353 | -57.7998 | 1 | 0 | -57.7998 |  | -57.7998 | 0
50.2125 | 0 | 502.7277 | 502.7277 | 1 | 1 | 15:11 | 45.02 |  | 503.634 | 0 | 502.7277 | 50.2125 | 50.2125 | 4.6345e-05 | 0.002105 | 502.7299 |  | -24.564 | 0 | -24.564 | 50.5 | 2.353 | -57.8001 | 1 | 0 | -57.8001 |  | -57.8001 | 0
50.2125 | 0 | 501.5046 | 501.5046 | 1 | 1 | 15:11 | 45.04 |  | 503.6332 | 0 | 501.5046 | 50.2125 | 50.2125 | 4.171e-05 | 0.0018945 | 501.5065 |  | -25.7874 | 0 | -25.7874 | 50.5 | 2.353 | -60.6784 | 1 | 0 | -60.6784 |  | -60.6784 | 0
50.2125 | 0 | 502.7277 | 502.7277 | 1 | 1 | 15:11 | 45.06 |  | 503.6324 | 0 | 502.7277 | 50.2125 | 50.2125 | 3.7539e-05 | 0.0017051 | 502.7295 |  | -24.5644 | 0 | -24.5644 | 50.5 | 2.353 | -57.8006 | 1 | 0 | -57.8006 |  | -57.8006 | 0
50.2125 | 0 | 502.7277 | 502.7277 | 1 | 1 | 15:11 | 45.08 |  | 503.6316 | 0 | 502.7277 | 50.2125 | 50.2125 | 3.3785e-05 | 0.0015346 | 502.7293 |  | -24.5646 | 0 | -24.5646 | 50.5 | 2.353 | -57.8008 | 1 | 0 | -57.8008 |  | -57.8008 | 0
50.2125 | 0 | 502.7277 | 502.7277 | 1 | 1 | 15:11 | 45.1 |  | 503.6309 | 0 | 502.7277 | 50.2125 | 50.2125 | 3.0407e-05 | 0.0013811 | 502.7291 |  | -24.5647 | 0 | -24.5647 | 50.5 | 2.353 | -57.801 | 1 | 0 | -57.801 |  | -57.801 | 0
50.2125 | 0 | 502.7277 | 502.7277 | 1 | 1 | 15:11 | 45.12 |  | 503.6301 | 0 | 502.7277 | 50.2125 | 50.2125 | 2.7366e-05 | 0.001243 | 502.729 |  | -24.5649 | 0 | -24.5649 | 50.5 | 2.353 | -57.8011 | 1 | 0 | -57.8011 |  | -57.8011 | 0
50.2125 | 0 | 502.7277 | 502.7277 | 1 | 1 | 15:11 | 45.14 |  | 503.6293 | 0 | 502.7277 | 50.2125 | 50.2125 | 2.4629e-05 | 0.0011187 | 502.7289 |  | -24.565 | 0 | -24.565 | 50.5 | 2.353 | -57.8013 | 1 | 0 | -57.8013 |  | -57.8013 | 0
50.2125 | 0 | 501.5046 | 501.5046 | 1 | 1 | 15:11 | 45.16 |  | 503.6285 | 0 | 501.5046 | 50.2125 | 50.2125 | 2.2166e-05 | 0.0010068 | 501.5056 |  | -25.7883 | 0 | -25.7883 | 50.5 | 2.353 | -60.6795 | 1 | 0 | -60.6795 |  | -60.6795 | 0
50.2125 | 0 | 502.7277 | 502.7277 | 1 | 1 | 15:11 | 45.18 |  | 503.6277 | 0 | 502.7277 | 50.2125 | 50.2125 | 1.995e-05 | 0.00090614 | 502.7287 |  | -24.5652 | 0 | -24.5652 | 50.5 | 2.353 | -57.8015 | 1 | 0 | -57.8015 |  | -57.8015 | 0
50.2125 | 0 | 501.5046 | 501.5046 | 1 | 1 | 15:11 | 45.2 |  | 503.627 | 0 | 501.5046 | 50.2125 | 50.2125 | 1.7955e-05 | 0.00081553 | 501.5054 |  | -25.7885 | 0 | -25.7885 | 50.5 | 2.353 | -60.6797 | 1 | 0 | -60.6797 |  | -60.6797 | 0
50.2125 | 0 | 502.7277 | 502.7277 | 1 | 1 | 15:11 | 45.22 |  | 503.6262 | 0 | 502.7277 | 50.2125 | 50.2125 | 1.6159e-05 | 0.00073398 | 502.7285 |  | -24.5654 | 0 | -24.5654 | 50.5 | 2.353 | -57.8018 | 1 | 0 | -57.8018 |  | -57.8018 | 0
50.2125 | 0 | 502.7277 | 502.7277 | 1 | 1 | 15:11 | 45.24 |  | 503.6254 | 0 | 502.7277 | 50.2125 | 50.2125 | 1.4543e-05 | 0.00066058 | 502.7284 |  | -24.5655 | 0 | -24.5655 | 50.5 | 2.353 | -57.8018 | 1 | 0 | -57.8018 |  | -57.8018 | 0
50.2125 | 0 | 501.5046 | 501.5046 | 1 | 1 | 15:11 | 45.26 |  | 503.6246 | 0 | 501.5046 | 50.2125 | 50.2125 | 1.3089e-05 | 0.00059452 | 501.5052 |  | -25.7887 | 0 | -25.7887 | 50.5 | 2.353 | -60.6799 | 1 | 0 | -60.6799 |  | -60.6799 | 0
50.2125 | 0 | 503.951 | 503.951 | 1 | 1 | 15:11 | 45.28 |  | 503.6238 | 0 | 503.951 | 50.2125 | 50.2125 | 1.178e-05 | 0.00053507 | 503.9515 |  | -23.3424 | 0 | -23.3424 | 50.5 | 2.353 | -54.9238 | 1 | 0 | -54.9238 |  | -54.9238 | 0
50.2125 | 0 | 501.5046 | 501.5046 | 1 | 1 | 15:11 | 45.3 |  | 503.6231 | 0 | 501.5046 | 50.2125 | 50.2125 | 1.0602e-05 | 0.00048156 | 501.5051 |  | -25.7888 | 0 | -25.7888 | 50.5 | 2.353 | -60.6801 | 1 | 0 | -60.6801 |  | -60.6801 | 0
50.2125 | 0 | 502.7277 | 502.7277 | 1 | 1 | 15:11 | 45.32 |  | 503.6223 | 0 | 502.7277 | 50.2125 | 50.2125 | 9.5419e-06 | 0.00043341 | 502.7282 |  | -24.5657 | 0 | -24.5657 | 50.5 | 2.353 | -57.8021 | 1 | 0 | -57.8021 |  | -57.8021 | 0
50.2125 | 0 | 502.7277 | 502.7277 | 1 | 1 | 15:11 | 45.34 |  | 503.6215 | 0 | 502.7277 | 50.2125 | 50.2125 | 8.5878e-06 | 0.00039006 | 502.7281 |  | -24.5657 | 0 | -24.5657 | 50.5 | 2.353 | -57.8022 | 1 | 0 | -57.8022 |  | -57.8022 | 0
50.2125 | 0 | 502.7277 | 502.7277 | 1 | 1 | 15:11 | 45.36 |  | 503.6207 | 0 | 502.7277 | 50.2125 | 50.2125 | 7.729e-06 | 0.00035106 | 502.7281 |  | -24.5658 | 0 | -24.5658 | 50.5 | 2.353 | -57.8022 | 1 | 0 | -57.8022 |  | -57.8022 | 0
50.2125 | 0 | 502.7277 | 502.7277 | 1 | 1 | 15:11 | 45.38 |  | 503.6199 | 0 | 502.7277 | 50.2125 | 50.2125 | 6.9561e-06 | 0.00031595 | 502.7281 |  | -24.5658 | 0 | -24.5658 | 50.5 | 2.353 | -57.8023 | 1 | 0 | -57.8023 |  | -57.8023 | 0
50.2125 | 0 | 501.5046 | 501.5046 | 1 | 1 | 15:11 | 45.4 |  | 503.6192 | 0 | 501.5046 | 50.2125 | 50.2125 | 6.2605e-06 | 0.00028436 | 501.5049 |  | -25.789 | 0 | -25.789 | 50.5 | 2.353 | -60.6803 | 1 | 0 | -60.6803 |  | -60.6803 | 0
50.2125 | 0 | 502.7277 | 502.7277 | 1 | 1 | 15:11 | 45.42 |  | 503.6184 | 0 | 502.7277 | 50.2125 | 50.2125 | 5.6344e-06 | 0.00025592 | 502.728 |  | -24.5659 | 0 | -24.5659 | 50.5 | 2.353 | -57.8023 | 1 | 0 | -57.8023 |  | -57.8023 | 0
50.2125 | 0 | 502.7277 | 502.7277 | 1 | 1 | 15:11 | 45.44 |  | 503.6176 | 0 | 502.7277 | 50.2125 | 50.2125 | 5.071e-06 | 0.00023033 | 502.728 |  | -24.5659 | 0 | -24.5659 | 50.5 | 2.353 | -57.8024 | 1 | 0 | -57.8024 |  | -57.8024 | 0
50.2125 | 0 | 502.7277 | 502.7277 | 1 | 1 | 15:11 | 45.46 |  | 503.6168 | 0 | 502.7277 | 50.2125 | 50.2125 | 4.5639e-06 | 0.0002073 | 502.728 |  | -24.5659 | 0 | -24.5659 | 50.5 | 2.353 | -57.8024 | 1 | 0 | -57.8024 |  | -57.8024 | 0
50.2125 | 0 | 502.7277 | 502.7277 | 1 | 1 | 15:11 | 45.48 |  | 503.616 | 0 | 502.7277 | 50.2125 | 50.2125 | 4.1075e-06 | 0.00018657 | 502.7279 |  | -24.5659 | 0 | -24.5659 | 50.5 | 2.3529 | -57.8024 | 1 | 0 | -57.8024 |  | -57.8024 | 0
50.2125 | 0 | 502.7277 | 502.7277 | 1 | 1 | 15:11 | 45.5 |  | 503.6153 | 0 | 502.7277 | 50.2125 | 50.2125 | 3.6967e-06 | 0.00016791 | 502.7279 |  | -24.566 | 0 | -24.566 | 50.5 | 2.3529 | -57.8024 | 1 | 0 | -57.8024 |  | -57.8024 | 0
50.2125 | 0 | 501.5046 | 501.5046 | 1 | 1 | 15:11 | 45.52 |  | 503.6145 | 0 | 501.5046 | 50.2125 | 50.2125 | 3.3271e-06 | 0.00015112 | 501.5048 |  | -25.7891 | 0 | -25.7891 | 50.5 | 2.3529 | -60.6805 | 1 | 0 | -60.6805 |  | -60.6805 | 0
50.2125 | 0 | 503.951 | 503.951 | 1 | 1 | 15:11 | 45.54 |  | 503.6137 | 0 | 503.951 | 50.2125 | 50.2125 | 2.9944e-06 | 0.00013601 | 503.9511 |  | -23.3428 | 0 | -23.3428 | 50.5 | 2.3529 | -54.9243 | 1 | 0 | -54.9243 |  | -54.9243 | 0
50.2125 | 0 | 502.7277 | 502.7277 | 1 | 1 | 15:11 | 45.56 |  | 503.6129 | 0 | 502.7277 | 50.2125 | 50.2125 | 2.6949e-06 | 0.00012241 | 502.7279 |  | -24.566 | 0 | -24.566 | 50.5 | 2.3529 | -57.8025 | 1 | 0 | -57.8025 |  | -57.8025 | 0
50.2125 | 0 | 502.7277 | 502.7277 | 1 | 1 | 15:11 | 45.58 |  | 503.6121 | 0 | 502.7277 | 50.2125 | 50.2125 | 2.4254e-06 | 0.00011017 | 502.7279 |  | -24.566 | 0 | -24.566 | 50.5 | 2.3529 | -57.8025 | 1 | 0 | -57.8025 |  | -57.8025 | 0
50.2125 | 0 | 502.7277 | 502.7277 | 1 | 1 | 15:11 | 45.6 |  | 503.6114 | 0 | 502.7277 | 50.2125 | 50.2125 | 2.1829e-06 | 9.9149e-05 | 502.7278 |  | -24.566 | 0 | -24.566 | 50.5 | 2.3529 | -57.8025 | 1 | 0 | -57.8025 |  | -57.8025 | 0
50.2125 | 0 | 501.5046 | 501.5046 | 1 |  | 15:11 | 45.62 |  | 503.6106 | 0 | 501.5046 | 50.2125 | 50.2125 | 1.9646e-06 | 8.9234e-05 | 501.5047 |  | -25.7892 | 0 | -25.7892 | 50.5 | 2.3529 | -60.6805 | 1 | 0 | -60.6805 |  | -60.6805 | 0
50.2125 | 0 | 502.7277 | 502.7277 | 1 | 1 | 15:11 | 45.64 |  | 503.6098 | 0 | 502.7277 | 50.2125 | 50.2125 | 1.7681e-06 | 8.0311e-05 | 502.7278 |  | -24.566 | 0 | -24.566 | 50.5 | 2.3529 | -57.8026 | 1 | 0 | -57.8026 |  | -57.8026 | 0
50.2125 | 0 | 502.7277 | 502.7277 | 1 | 1 | 15:11 | 45.66 |  | 503.609 | 0 | 502.7277 | 50.2125 | 50.2125 | 1.5913e-06 | 7.228e-05 | 502.7278 |  | -24.5661 | 0 | -24.5661 | 50.5 | 2.3529 | -57.8026 | 1 | 0 | -57.8026 |  | -57.8026 | 0
50.2125 | 0 | 502.7277 | 502.7277 | 1 | 1 | 15:11 | 45.68 |  | 503.6082 | 0 | 502.7277 | 50.2125 | 50.2125 | 1.4322e-06 | 6.5052e-05 | 502.7278 |  | -24.5661 | 0 | -24.5661 | 50.5 | 2.3529 | -57.8026 | 1 | 0 | -57.8026 |  | -57.8026 | 0
50.2125 | 0 | 502.7277 | 502.7277 | 1 | 1 | 15:11 | 45.7 |  | 503.6075 | 0 | 502.7277 | 50.2125 | 50.2125 | 1.289e-06 | 5.8547e-05 | 502.7278 |  | -24.5661 | 0 | -24.5661 | 50.5 | 2.3529 | -57.8026 | 1 | 0 | -57.8026 |  | -57.8026 | 0
50.2125 | 0 | 501.5046 | 501.5046 | 1 | 1 | 15:11 | 45.72 |  | 503.6067 | 0 | 501.5046 | 50.2125 | 50.2125 | 1.1601e-06 | 5.2692e-05 | 501.5047 |  | -25.7892 | 0 | -25.7892 | 50.5 | 2.3529 | -60.6806 | 1 | 0 | -60.6806 |  | -60.6806 | 0
50.2125 | 0 | 501.5046 | 501.5046 | 1 | 1 | 15:11 | 45.74 |  | 503.6059 | 0 | 501.5046 | 50.2125 | 50.2125 | 1.0441e-06 | 4.7423e-05 | 501.5046 |  | -25.7892 | 0 | -25.7892 | 50.5 | 2.3529 | -60.6806 | 1 | 0 | -60.6806 |  | -60.6806 | 0
50.2125 | 0 | 502.7277 | 502.7277 | 1 | 1 | 15:11 | 45.76 |  | 503.6051 | 0 | 502.7277 | 50.2125 | 50.2125 | 9.3966e-07 | 4.268e-05 | 502.7278 |  | -24.5661 | 0 | -24.5661 | 50.5 | 2.3529 | -57.8026 | 1 | 0 | -57.8026 |  | -57.8026 | 0
50.2125 | 0 | 503.951 | 503.951 | 1 | 1 | 15:11 | 45.78 |  | 503.6043 | 0 | 503.951 | 50.2125 | 50.2125 | 8.457e-07 | 3.8412e-05 | 503.951 |  | -23.3429 | 0 | -23.3429 | 50.5 | 2.3529 | -54.9245 | 1 | 0 | -54.9245 |  | -54.9245 | 0
50.2125 | 0 | 502.7277 | 502.7277 | 1 | 1 | 15:11 | 45.8 |  | 503.6036 | 0 | 502.7277 | 50.2125 | 50.2125 | 7.6113e-07 | 3.4571e-05 | 502.7278 |  | -24.5661 | 0 | -24.5661 | 50.5 | 2.3529 | -57.8026 | 1 | 0 | -57.8026 |  | -57.8026 | 0
50.2125 | 0 | 501.5046 | 501.5046 | 1 | 1 | 15:11 | 45.82 |  | 503.6028 | 0 | 501.5046 | 50.2125 | 50.2125 | 6.8501e-07 | 3.1114e-05 | 501.5046 |  | -25.7892 | 0 | -25.7892 | 50.5 | 2.3529 | -60.6806 | 1 | 0 | -60.6806 |  | -60.6806 | 0
50.2125 | 0 | 502.7277 | 502.7277 | 1 | 1 | 15:11 | 45.84 |  | 503.602 | 0 | 502.7277 | 50.2125 | 50.2125 | 6.1651e-07 | 2.8003e-05 | 502.7278 |  | -24.5661 | 0 | -24.5661 | 50.5 | 2.3529 | -57.8026 | 1 | 0 | -57.8026 |  | -57.8026 | 0
50.2125 | 0 | 502.7277 | 502.7277 | 1 | 1 | 15:11 | 45.86 |  | 503.6012 | 0 | 502.7277 | 50.2125 | 50.2125 | 5.5486e-07 | 2.5202e-05 | 502.7278 |  | -24.5661 | 0 | -24.5661 | 50.5 | 2.3529 | -57.8026 | 1 | 0 | -57.8026 |  | -57.8026 | 0
50.2125 | 0 | 502.7277 | 502.7277 | 1 | 1 | 15:11 | 45.88 |  | 503.6004 | 0 | 502.7277 | 50.2125 | 50.2125 | 4.9938e-07 | 2.2682e-05 | 502.7278 |  | -24.5661 | 0 | -24.5661 | 50.5 | 2.3529 | -57.8026 | 1 | 0 | -57.8026 |  | -57.8026 | 0
50.2125 | 0 | 502.7277 | 502.7277 | 1 | 1 | 15:11 | 45.9 |  | 503.5997 | 0 | 502.7277 | 50.2125 | 50.2125 | 4.4944e-07 | 2.0414e-05 | 502.7278 |  | -24.5661 | 0 | -24.5661 | 50.5 | 2.3529 | -57.8026 | 1 | 0 | -57.8026 |  | -57.8026 | 0
50.2125 | 0 | 502.7277 | 502.7277 | 1 | 1 | 15:11 | 45.92 |  | 503.5989 | 0 | 502.7277 | 50.2125 | 50.2125 | 4.0449e-07 | 1.8373e-05 | 502.7278 |  | -24.5661 | 0 | -24.5661 | 50.5 | 2.3529 | -57.8026 | 1 | 0 | -57.8026 |  | -57.8026 | 0
50.2125 | 0 | 502.7277 | 502.7277 | 1 | 1 | 15:11 | 45.94 |  | 503.5981 | 0 | 502.7277 | 50.2125 | 50.2125 | 3.6404e-07 | 1.6535e-05 | 502.7278 |  | -24.5661 | 0 | -24.5661 | 50.5 | 2.3529 | -57.8026 | 1 | 0 | -57.8026 |  | -57.8026 | 0
50.2125 | 0 | 502.7277 | 502.7277 | 1 | 1 | 15:11 | 45.96 |  | 503.5973 | 0 | 502.7277 | 50.2125 | 50.2125 | 3.2764e-07 | 1.4882e-05 | 502.7278 |  | -24.5661 | 0 | -24.5661 | 50.5 | 2.3529 | -57.8026 | 1 | 0 | -57.8026 |  | -57.8026 | 0
50.2125 | 0 | 502.7277 | 502.7277 | 1 | 1 | 15:11 | 45.98 |  | 503.5965 | 0 | 502.7277 | 50.2125 | 50.2125 | 2.9488e-07 | 1.3394e-05 | 502.7278 |  | -24.5661 | 0 | -24.5661 | 50.5 | 2.3529 | -57.8026 | 1 | 0 | -57.8026 |  | -57.8026 | 0
50.2125 | 0 | 502.7277 | 502.7277 | 1 | 1 | 15:11 | 46 |  | 503.5958 | 0 | 502.7277 | 50.2125 | 50.2125 | 2.6539e-07 | 1.2054e-05 | 502.7278 |  | -24.5661 | 0 | -24.5661 | 50.5 | 2.3529 | -57.8026 | 1 | 0 | -57.8026 |  | -57.8026 | 0
50.2125 | 0 | 502.7277 | 502.7277 | 1 | 1 | 15:11 | 46.02 |  | 503.595 | 0 | 502.7277 | 50.2125 | 50.2125 | 2.3885e-07 | 1.0849e-05 | 502.7278 |  | -24.5661 | 0 | -24.5661 | 50.5 | 2.3529 | -57.8026 | 1 | 0 | -57.8026 |  | -57.8026 | 0
50.2125 | 0 | 502.7277 | 502.7277 | 1 | 1 | 15:11 | 46.04 |  | 503.5942 | 0 | 502.7277 | 50.2125 | 50.2125 | 2.1496e-07 | 9.7639e-06 | 502.7278 |  | -24.5661 | 0 | -24.5661 | 50.5 | 2.3529 | -57.8026 | 1 | 0 | -57.8026 |  | -57.8026 | 0
50.2125 | 0 | 501.5046 | 501.5046 | 1 | 1 | 15:11 | 46.06 |  | 503.5934 | 0 | 501.5046 | 50.2125 | 50.2125 | 1.9347e-07 | 8.7875e-06 | 501.5046 |  | -25.7893 | 0 | -25.7893 | 50.5 | 2.3529 | -60.6806 | 1 | 0 | -60.6806 |  | -60.6806 | 0
50.2125 | 0 | 502.7277 | 502.7277 | 1 | 1 | 15:11 | 46.08 |  | 503.5926 | 0 | 502.7277 | 50.2125 | 50.2125 | 1.7412e-07 | 7.9088e-06 | 502.7278 |  | -24.5661 | 0 | -24.5661 | 50.5 | 2.3529 | -57.8026 | 1 | 0 | -57.8026 |  | -57.8026 | 0
50.2125 | 0 | 502.7277 | 502.7277 | 1 | 1 | 15:11 | 46.1 |  | 503.5919 | 0 | 502.7277 | 50.2125 | 50.2125 | -0.0033998 | -0.15442 | 502.5733 |  | -24.7206 | 0 | -24.7206 | 50.5 | 2.3529 | -58.166 | 1 | 0 | -58.166 |  | -58.166 | 0
50.2125 | 0 | 502.7277 | 502.7277 | 1 | 1 | 15:11 | 46.12 |  | 503.5911 | 0 | 502.7277 | 50.2125 | 50.2125 | -0.0081599 | -0.37063 | 502.3571 |  | -24.9368 | 0 | -24.9368 | 50.5 | 2.3529 | -58.6747 | 1 | 0 | -58.6747 |  | -58.6747 | 0
50.2125 | 0 | 502.7277 | 502.7277 | 1 | 1 | 15:11 | 46.14 |  | 503.5903 | 0 | 502.7277 | 50.2125 | 50.2122 | -0.0090439 | -0.41078 | 502.317 |  | -24.9769 | 0 | -24.9769 | 50.5 | 2.3567 | -58.8634 | 1 | 0 | -58.8634 |  | -58.8634 | 0
50.2125 | 0 | 502.7277 | 502.7277 | 1 | 1 | 15:11 | 46.16 |  | 503.5895 | 0 | 502.7277 | 50.2125 | 50.2119 | -0.0064395 | -0.29249 | 502.4353 |  | -24.8586 | 0 | -24.8586 | 50.5 | 2.3601 | -58.6692 | 1 | 0 | -58.6692 |  | -58.6692 | 0
50.2125 | 0 | 502.7277 | 502.7277 | 1 | 1 | 15:11 | 46.18 |  | 503.5887 | 0 | 502.7277 | 50.2125 | 50.2119 | -0.0040955 | -0.18602 | 502.5417 |  | -24.7521 | 0 | -24.7521 | 50.5 | 2.3594 | -58.4001 | 1 | 0 | -58.4001 |  | -58.4001 | 0
50.2125 | 0 | 502.7277 | 502.7277 | 1 | 1 | 15:11 | 46.2 |  | 503.588 | 0 | 502.7277 | 50.2125 | 50.212 | -0.005386 | -0.24464 | 502.4831 |  | -24.8108 | 0 | -24.8108 | 50.5 | 2.3587 | -58.5224 | 1 | 0 | -58.5224 |  | -58.5224 | 0
50.2125 | 0 | 502.7277 | 502.7277 | 1 | 1 | 15:11 | 46.22 |  | 503.5872 | 0 | 502.7277 | 50.2125 | 50.2117 | -0.0099474 | -0.45182 | 502.2759 |  | -25.0179 | 0 | -25.0179 | 50.5 | 2.362 | -59.0913 | 1 | 0 | -59.0913 |  | -59.0913 | 0
50.2125 | 0 | 502.7277 | 502.7277 | 1 | 1 | 15:11 | 46.24 |  | 503.5864 | 0 | 502.7277 | 50.2125 | 50.2114 | -0.012353 | -0.56107 | 502.1667 |  | -25.1272 | 0 | -25.1272 | 50.5 | 2.3648 | -59.422 | 1 | 0 | -59.422 |  | -59.422 | 0
50.2125 | 0 | 502.7277 | 502.7277 | 1 | 1 | 15:11 | 46.26 |  | 503.5856 | 0 | 502.7277 | 50.2125 | 50.2112 | -0.011117 | -0.50496 | 502.2228 |  | -25.0711 | 0 | -25.0711 | 50.5 | 2.3675 | -59.3547 | 1 | 0 | -59.3547 |  | -59.3547 | 0
50.2125 | 0 | 501.5046 | 501.5046 | 1 | 1 | 15:11 | 46.28 |  | 503.5848 | 0 | 501.5046 | 50.2125 | 50.211 | -0.010006 | -0.45447 | 501.0501 |  | -26.2437 | 0 | -26.2437 | 50.5 | 2.3698 | -62.1927 | 1 | 0 | -62.1927 |  | -62.1927 | 0
50.2125 | 0 | 502.7277 | 502.7277 | 1 | 1 | 15:11 | 46.3 |  | 503.5841 | 0 | 502.7277 | 50.2125 | 50.2108 | -0.0090051 | -0.40902 | 502.3187 |  | -24.9751 | 0 | -24.9751 | 50.5 | 2.3719 | -59.2393 | 1 | 0 | -59.2393 |  | -59.2393 | 0
50.2091 | 0 | 502.7277 | 502.7277 | 1 | 1 | 15:11 | 46.32 |  | 503.5833 | 0 | 502.7277 | 50.2122 | 50.2106 | -0.0081046 | -0.36809 | 502.3597 |  | -24.9342 | 0 | -24.9342 | 50.5 | 2.3738 | -59.19 | 1 | 0 | -59.19 |  | -59.19 | 0
50.2091 | 0 | 501.5046 | 501.5046 | 1 | 1 | 15:11 | 46.34 |  | 503.5825 | 0 | 501.5046 | 50.2119 | 50.2105 | -0.0072941 | -0.33128 | 501.1733 |  | -26.1206 | 0 | -26.1206 | 50.5 | 2.3756 | -62.0512 | 1 | 0 | -62.0512 |  | -62.0512 | 0
50.2125 | 0 | 502.7277 | 502.7277 | 1 | 1 | 15:11 | 46.36 |  | 503.5817 | 0 | 502.7277 | 50.2119 | 50.2103 | -0.0065647 | -0.29818 | 502.4296 |  | -24.8643 | 0 | -24.8643 | 50.5 | 2.3771 | -59.1055 | 1 | 0 | -59.1055 |  | -59.1055 | 0
50.2125 | 0 | 501.5046 | 501.5046 | 1 | 1 | 15:11 | 46.38 |  | 503.5809 | 0 | 501.5046 | 50.212 | 50.2102 | -0.0059082 | -0.26836 | 501.2362 |  | -26.0576 | 0 | -26.0576 | 50.5 | 2.3785 | -61.9787 | 1 | 0 | -61.9787 |  | -61.9787 | 0
50.2091 | 0 | 502.7277 | 502.7277 | 1 | 1 | 15:11 | 46.4 |  | 503.5802 | 0 | 502.7277 | 50.2117 | 50.2101 | -0.0053174 | -0.24151 | 502.4862 |  | -24.8076 | 0 | -24.8076 | 50.5 | 2.3798 | -59.0368 | 1 | 0 | -59.0368 |  | -59.0368 | 0
50.2091 | 0 | 502.7277 | 502.7277 | 1 | 1 | 15:11 | 46.42 |  | 503.5794 | 0 | 502.7277 | 50.2114 | 50.21 | -0.0047857 | -0.21736 | 502.5104 |  | -24.7835 | 0 | -24.7835 | 50.5 | 2.3809 | -59.0075 | 1 | 0 | -59.0075 |  | -59.0075 | 0
50.2091 | 0 | 501.5046 | 501.5046 | 1 | 1 | 15:11 | 46.44 |  | 503.5786 | 0 | 501.5046 | 50.2112 | 50.2099 | -0.0043071 | -0.19562 | 501.309 |  | -25.9849 | 0 | -25.9849 | 50.5 | 2.3819 | -61.8946 | 1 | 0 | -61.8946 |  | -61.8946 | 0
50.2091 | 0 | 502.7277 | 502.7277 | 1 | 1 | 15:11 | 46.46 |  | 503.5778 | 0 | 502.7277 | 50.211 | 50.2098 | -0.0038764 | -0.17606 | 502.5517 |  | -24.7422 | 0 | -24.7422 | 50.5 | 2.3829 | -58.9573 | 1 | 0 | -58.9573 |  | -58.9573 | 0
50.2091 | 0 | 502.7277 | 502.7277 | 1 | 1 | 15:11 | 46.48 |  | 503.577 | 0 | 502.7277 | 50.2108 | 50.2098 | -0.0034888 | -0.15845 | 502.5693 |  | -24.7246 | 0 | -24.7246 | 50.5 | 2.3837 | -58.9359 | 1 | 0 | -58.9359 |  | -58.9359 | 0
50.2091 | 0 | 501.5046 | 501.5046 | 1 | 1 | 15:11 | 46.5 |  | 503.5763 | 0 | 501.5046 | 50.2106 | 50.2097 | -0.0031399 | -0.14261 | 501.362 |  | -25.9319 | 0 | -25.9319 | 50.5 | 2.3844 | -61.8332 | 1 | 0 | -61.8332 |  | -61.8332 | 0
50.2091 | 0 | 501.5046 | 501.5046 | 1 | 1 | 15:11 | 46.52 |  | 503.5755 | 0 | 501.5046 | 50.2105 | 50.2096 | -0.0028259 | -0.12835 | 501.3763 |  | -25.9176 | 0 | -25.9176 | 50.5 | 2.3851 | -61.8166 | 1 | 0 | -61.8166 |  | -61.8166 | 0
50.2091 | 0 | 502.7277 | 502.7277 | 1 | 1 | 15:11 | 46.54 |  | 503.5747 | 0 | 502.7277 | 50.2103 | 50.2096 | -0.0025433 | -0.11551 | 502.6122 |  | -24.6816 | 0 | -24.6816 | 50.5 | 2.3857 | -58.8836 | 1 | 0 | -58.8836 |  | -58.8836 | 0
50.2091 | 0 | 503.951 | 503.951 | 1 | 1 | 15:11 | 46.56 |  | 503.5739 | 0 | 503.951 | 50.2102 | 50.2095 | -0.002289 | -0.10396 | 503.847 |  | -23.4469 | 0 | -23.4469 | 50.5 | 2.3863 | -55.9507 | 1 | 0 | -55.9507 |  | -55.9507 | 0
50.2091 | 0 | 502.7277 | 502.7277 | 1 | 1 | 15:11 | 46.58 |  | 503.5731 | 0 | 502.7277 | 50.2101 | 50.2095 | -0.0020601 | -0.093564 | 502.6342 |  | -24.6597 | 0 | -24.6597 | 50.5 | 2.3868 | -58.8569 | 1 | 0 | -58.8569 |  | -58.8569 | 0
50.2091 | 0 | 502.7277 | 502.7277 | 1 | 1 | 15:11 | 46.6 |  | 503.5724 | 0 | 502.7277 | 50.21 | 50.2094 | -0.0018541 | -0.084208 | 502.6435 |  | -24.6503 | 0 | -24.6503 | 50.5 | 2.3872 | -58.8455 | 1 | 0 | -58.8455 |  | -58.8455 | 0
50.2091 | 0 | 501.5046 | 501.5046 | 1 | 1 | 15:11 | 46.62 |  | 503.5716 | 0 | 501.5046 | 50.2099 | 50.2094 | -0.0016687 | -0.075787 | 501.4288 |  | -25.8651 | 0 | -25.8651 | 50.5 | 2.3876 | -61.7556 | 1 | 0 | -61.7556 |  | -61.7556 | 0
50.2091 | 0 | 502.7277 | 502.7277 | 1 | 1 | 15:11 | 46.64 |  | 503.5708 | 0 | 502.7277 | 50.2098 | 50.2094 | -0.0015018 | -0.068208 | 502.6595 |  | -24.6343 | 0 | -24.6343 | 50.5 | 2.388 | -58.8259 | 1 | 0 | -58.8259 |  | -58.8259 | 0
50.2091 | 0 | 502.7277 | 502.7277 | 1 | 1 | 15:11 | 46.66 |  | 503.57 | 0 | 502.7277 | 50.2098 | 50.2094 | -0.0013516 | -0.061388 | 502.6664 |  | -24.6275 | 0 | -24.6275 | 50.5 | 2.3883 | -58.8176 | 1 | 0 | -58.8176 |  | -58.8176 | 0
50.2091 | 0 | 502.7277 | 502.7277 | 1 | 1 | 15:11 | 46.68 |  | 503.5692 | 0 | 502.7277 | 50.2097 | 50.2093 | -0.0012165 | -0.055249 | 502.6725 |  | -24.6214 | 0 | -24.6214 | 50.5 | 2.3886 | -58.8101 | 1 | 0 | -58.8101 |  | -58.8101 | 0
50.2091 | 0 | 502.7277 | 502.7277 | 1 | 1 | 15:11 | 46.7 |  | 503.5685 | 0 | 502.7277 | 50.2096 | 50.2093 | -0.0010948 | -0.049724 | 502.678 |  | -24.6158 | 0 | -24.6158 | 50.5 | 2.3888 | -58.8034 | 1 | 0 | -58.8034 |  | -58.8034 | 0
50.2091 | 0 | 501.5046 | 501.5046 | 1 | 1 | 15:11 | 46.72 |  | 503.5677 | 0 | 501.5046 | 50.2096 | 50.2093 | -0.00098533 | -0.044752 | 501.4598 |  | -25.834 | 0 | -25.834 | 50.5 | 2.3891 | -61.7195 | 1 | 0 | -61.7195 |  | -61.7195 | 0
50.2091 | 0 | 502.7277 | 502.7277 | 1 | 1 | 15:11 | 46.74 |  | 503.5669 | 0 | 502.7277 | 50.2095 | 50.2093 | -0.00088679 | -0.040276 | 502.6875 |  | -24.6064 | 0 | -24.6064 | 50.5 | 2.3893 | -58.7918 | 1 | 0 | -58.7918 |  | -58.7918 | 0
50.2091 | 0 | 502.7277 | 502.7277 | 1 | 1 | 15:11 | 46.76 |  | 503.5661 | 0 | 502.7277 | 50.2095 | 50.2093 | -0.00079811 | -0.036249 | 502.6915 |  | -24.6024 | 0 | -24.6024 | 50.5 | 2.3895 | -58.7869 | 1 | 0 | -58.7869 |  | -58.7869 | 0
50.2091 | 0 | 502.7277 | 502.7277 | 1 | 1 | 15:11 | 46.78 |  | 503.5653 | 0 | 502.7277 | 50.2094 | 50.2092 | -0.0007183 | -0.032624 | 502.6951 |  | -24.5987 | 0 | -24.5987 | 50.5 | 2.3897 | -58.7824 | 1 | 0 | -58.7824 |  | -58.7824 | 0
50.2091 | 0 | 502.7277 | 502.7277 | 1 | 1 | 15:11 | 46.8 |  | 503.5646 | 0 | 502.7277 | 50.2094 | 50.2092 | -0.00064647 | -0.029361 | 502.6984 |  | -24.5955 | 0 | -24.5955 | 50.5 | 2.3898 | -58.7785 | 1 | 0 | -58.7785 |  | -58.7785 | 0
50.2091 | 0 | 502.7277 | 502.7277 | 1 | 1 | 15:11 | 46.82 |  | 503.5638 | 0 | 502.7277 | 50.2094 | 50.2092 | -0.00058183 | -0.026425 | 502.7013 |  | -24.5926 | 0 | -24.5926 | 50.5 | 2.3899 | -58.7749 | 1 | 0 | -58.7749 |  | -58.7749 | 0
50.2091 | 0 | 502.7277 | 502.7277 | 1 | 1 | 15:11 | 46.84 |  | 503.563 | 0 | 502.7277 | 50.2094 | 50.2092 | -0.00052364 | -0.023783 | 502.704 |  | -24.5899 | 0 | -24.5899 | 50.5 | 2.3901 | -58.7716 | 1 | 0 | -58.7716 |  | -58.7716 | 0
50.2091 | 0 | 502.7277 | 502.7277 | 1 | 1 | 15:11 | 46.86 |  | 503.5622 | 0 | 502.7277 | 50.2093 | 50.2092 | -0.00047128 | -0.021405 | 502.7063 |  | -24.5875 | 0 | -24.5875 | 50.5 | 2.3902 | -58.7687 | 1 | 0 | -58.7687 |  | -58.7687 | 0
50.2091 | 0 | 502.7277 | 502.7277 | 1 | 1 | 15:11 | 46.88 |  | 503.5614 | 0 | 502.7277 | 50.2093 | 50.2092 | -0.00042415 | -0.019264 | 502.7085 |  | -24.5854 | 0 | -24.5854 | 50.5 | 2.3903 | -58.7661 | 1 | 0 | -58.7661 |  | -58.7661 | 0
50.2091 | 0 | 502.7277 | 502.7277 | 1 | 1 | 15:11 | 46.9 |  | 503.5607 | 0 | 502.7277 | 50.2093 | 50.2092 | -0.00038174 | -0.017338 | 502.7104 |  | -24.5835 | 0 | -24.5835 | 50.5 | 2.3904 | -58.7638 | 1 | 0 | -58.7638 |  | -58.7638 | 0
50.2091 | 0 | 502.7277 | 502.7277 | 1 | 1 | 15:11 | 46.92 |  | 503.5599 | 0 | 502.7277 | 50.2093 | 50.2092 | -0.00034356 | -0.015604 | 502.7121 |  | -24.5817 | 0 | -24.5817 | 50.5 | 2.3905 | -58.7616 | 1 | 0 | -58.7616 |  | -58.7616 | 0
50.2091 | 0 | 502.7277 | 502.7277 | 1 | 1 | 15:11 | 46.94 |  | 503.5591 | 0 | 502.7277 | 50.2093 | 50.2092 | -0.00030921 | -0.014044 | 502.7137 |  | -24.5802 | 0 | -24.5802 | 50.5 | 2.3905 | -58.7597 | 1 | 0 | -58.7597 |  | -58.7597 | 0
50.2091 | 0 | 502.7277 | 502.7277 | 1 | 1 | 15:11 | 46.96 |  | 503.5583 | 0 | 502.7277 | 50.2092 | 50.2092 | -0.00027829 | -0.012639 | 502.7151 |  | -24.5788 | 0 | -24.5788 | 50.5 | 2.3906 | -58.758 | 1 | 0 | -58.758 |  | -58.758 | 0
50.2091 | 0 | 502.7277 | 502.7277 | 1 | 1 | 15:11 | 46.98 |  | 503.5575 | 0 | 502.7277 | 50.2092 | 50.2091 | -0.00025046 | -0.011375 | 502.7164 |  | -24.5775 | 0 | -24.5775 | 50.5 | 2.3907 | -58.7565 | 1 | 0 | -58.7565 |  | -58.7565 | 0
50.2091 | 0 | 502.7277 | 502.7277 | 1 | 1 | 15:11 | 47 |  | 503.5568 | 0 | 502.7277 | 50.2092 | 50.2091 | -0.00022541 | -0.010238 | 502.7175 |  | -24.5764 | 0 | -24.5764 | 50.5 | 2.3907 | -58.7551 | 1 | 0 | -58.7551 |  | -58.7551 | 0
50.2091 | 0 | 502.7277 | 502.7277 | 1 | 1 | 15:11 | 47.02 |  | 503.556 | 0 | 502.7277 | 50.2092 | 50.2091 | -0.00020287 | -0.0092139 | 502.7185 |  | -24.5753 | 0 | -24.5753 | 50.5 | 2.3908 | -58.7538 | 1 | 0 | -58.7538 |  | -58.7538 | 0
50.2091 | 0 | 502.7277 | 502.7277 | 1 | 1 | 15:11 | 47.04 |  | 503.5552 | 0 | 502.7277 | 50.2092 | 50.2091 | -0.00018258 | -0.0082925 | 502.7195 |  | -24.5744 | 0 | -24.5744 | 50.5 | 2.3908 | -58.7527 | 1 | 0 | -58.7527 |  | -58.7527 | 0
50.2091 | 0 | 502.7277 | 502.7277 | 1 | 1 | 15:11 | 47.06 |  | 503.5544 | 0 | 502.7277 | 50.2092 | 50.2091 | -0.00016432 | -0.0074633 | 502.7203 |  | -24.5736 | 0 | -24.5736 | 50.5 | 2.3908 | -58.7517 | 1 | 0 | -58.7517 |  | -58.7517 | 0
50.2091 | 0 | 501.5046 | 501.5046 | 1 | 1 | 15:11 | 47.08 |  | 503.5536 | 0 | 501.5046 | 50.2092 | 50.2091 | -0.00014789 | -0.006717 | 501.4979 |  | -25.796 | 0 | -25.796 | 50.5 | 2.3909 | -61.6752 | 1 | 0 | -61.6752 |  | -61.6752 | 0
50.2091 | 0 | 502.7277 | 502.7277 | 1 | 1 | 15:11 | 47.1 |  | 503.5529 | 0 | 502.7277 | 50.2092 | 50.2091 | -0.0001331 | -0.0060453 | 502.7217 |  | -24.5722 | 0 | -24.5722 | 50.5 | 2.3909 | -58.7499 | 1 | 0 | -58.7499 |  | -58.7499 | 0
50.2091 | 0 | 502.7277 | 502.7277 | 1 | 1 | 15:11 | 47.12 |  | 503.5521 | 0 | 502.7277 | 50.2092 | 50.2091 | -0.00011979 | -0.0054407 | 502.7223 |  | -24.5716 | 0 | -24.5716 | 50.5 | 2.3909 | -58.7492 | 1 | 0 | -58.7492 |  | -58.7492 | 0
50.2091 | 0 | 502.7277 | 502.7277 | 1 | 1 | 15:11 | 47.14 |  | 503.5513 | 0 | 502.7277 | 50.2092 | 50.2091 | -0.00010781 | -0.0048967 | 502.7229 |  | -24.571 | 0 | -24.571 | 50.5 | 2.391 | -58.7485 | 1 | 0 | -58.7485 |  | -58.7485 | 0
50.2091 | 0 | 502.7277 | 502.7277 | 1 | 1 | 15:11 | 47.16 |  | 503.5505 | 0 | 502.7277 | 50.2091 | 50.2091 | -9.7032e-05 | -0.004407 | 502.7233 |  | -24.5705 | 0 | -24.5705 | 50.5 | 2.391 | -58.7479 | 1 | 0 | -58.7479 |  | -58.7479 | 0
50.2091 | 0 | 502.7277 | 502.7277 | 1 | 1 | 15:11 | 47.18 |  | 503.5497 | 0 | 502.7277 | 50.2091 | 50.2091 | -8.7329e-05 | -0.0039663 | 502.7238 |  | -24.5701 | 0 | -24.5701 | 50.5 | 2.391 | -58.7474 | 1 | 0 | -58.7474 |  | -58.7474 | 0
50.2091 | 0 | 502.7277 | 502.7277 | 1 | 1 | 15:11 | 47.2 |  | 503.549 | 0 | 502.7277 | 50.2091 | 50.2091 | -7.8596e-05 | -0.0035697 | 502.7242 |  | -24.5697 | 0 | -24.5697 | 50.5 | 2.391 | -58.7469 | 1 | 0 | -58.7469 |  | -58.7469 | 0
50.2091 | 0 | 502.7277 | 502.7277 | 1 | 1 | 15:11 | 47.22 |  | 503.5482 | 0 | 502.7277 | 50.2091 | 50.2091 | -7.0736e-05 | -0.0032127 | 502.7245 |  | -24.5693 | 0 | -24.5693 | 50.5 | 2.391 | -58.7465 | 1 | 0 | -58.7465 |  | -58.7465 | 0
50.2091 | 0 | 502.7277 | 502.7277 | 1 | 1 | 15:11 | 47.24 |  | 503.5474 | 0 | 502.7277 | 50.2091 | 50.2091 | -6.3663e-05 | -0.0028914 | 502.7249 |  | -24.569 | 0 | -24.569 | 50.5 | 2.3911 | -58.7461 | 1 | 0 | -58.7461 |  | -58.7461 | 0
50.2091 | 0 | 501.5046 | 501.5046 | 1 | 1 | 15:11 | 47.26 |  | 503.5466 | 0 | 501.5046 | 50.2091 | 50.2091 | -5.7296e-05 | -0.0026023 | 501.502 |  | -25.7919 | 0 | -25.7919 | 50.5 | 2.3911 | -61.6704 | 1 | 0 | -61.6704 |  | -61.6704 | 0
50.2091 | 0 | 503.951 | 503.951 | 1 | 1 | 15:11 | 47.28 |  | 503.5458 | 0 | 503.951 | 50.2091 | 50.2091 | -5.1567e-05 | -0.0023421 | 503.9486 |  | -23.3453 | 0 | -23.3453 | 50.5 | 2.3911 | -55.8206 | 1 | 0 | -55.8206 |  | -55.8206 | 0
50.2091 | 0 | 501.5046 | 501.5046 | 1 | 1 | 15:11 | 47.3 |  | 503.5451 | 0 | 501.5046 | 50.2091 | 50.2091 | -4.641e-05 | -0.0021079 | 501.5025 |  | -25.7914 | 0 | -25.7914 | 50.5 | 2.3911 | -61.6698 | 1 | 0 | -61.6698 |  | -61.6698 | 0
50.2091 | 0 | 502.7277 | 502.7277 | 1 | 1 | 15:11 | 47.32 |  | 503.5443 | 0 | 502.7277 | 50.2091 | 50.2091 | -4.1769e-05 | -0.0018971 | 502.7258 |  | -24.568 | 0 | -24.568 | 50.5 | 2.3911 | -58.7449 | 1 | 0 | -58.7449 |  | -58.7449 | 0
50.2091 | 0 | 502.7277 | 502.7277 | 1 | 1 | 15:11 | 47.34 |  | 503.5435 | 0 | 502.7277 | 50.2091 | 50.2091 | -3.7592e-05 | -0.0017074 | 502.726 |  | -24.5678 | 0 | -24.5678 | 50.5 | 2.3911 | -58.7446 | 1 | 0 | -58.7446 |  | -58.7446 | 0
50.2091 | 0 | 502.7277 | 502.7277 | 1 | 1 | 15:11 | 47.36 |  | 503.5427 | 0 | 502.7277 | 50.2091 | 50.2091 | -3.3833e-05 | -0.0015366 | 502.7262 |  | -24.5677 | 0 | -24.5677 | 50.5 | 2.3911 | -58.7444 | 1 | 0 | -58.7444 |  | -58.7444 | 0
50.2091 | 0 | 501.5046 | 501.5046 | 1 | 1 | 15:11 | 47.38 |  | 503.5419 | 0 | 501.5046 | 50.2091 | 50.2091 | -3.045e-05 | -0.001383 | 501.5032 |  | -25.7907 | 0 | -25.7907 | 50.5 | 2.3911 | -61.6689 | 1 | 0 | -61.6689 |  | -61.6689 | 0
50.2091 | 0 | 501.5046 | 501.5046 | 1 | 1 | 15:11 | 47.4 |  | 503.5412 | 0 | 501.5046 | 50.2091 | 50.2091 | -2.7405e-05 | -0.0012447 | 501.5034 |  | -25.7905 | 0 | -25.7905 | 50.5 | 2.3911 | -61.6688 | 1 | 0 | -61.6688 |  | -61.6688 | 0
50.2091 | 0 | 502.7277 | 502.7277 | 1 | 1 | 15:11 | 47.42 |  | 503.5404 | 0 | 502.7277 | 50.2091 | 50.2091 | -2.4664e-05 | -0.0011202 | 502.7266 |  | -24.5672 | 0 | -24.5672 | 50.5 | 2.3911 | -58.7439 | 1 | 0 | -58.7439 |  | -58.7439 | 0
50.2091 | 0 | 501.5046 | 501.5046 | 1 | 1 | 15:11 | 47.44 |  | 503.5396 | 0 | 501.5046 | 50.2091 | 50.2091 | -2.2198e-05 | -0.0010082 | 501.5036 |  | -25.7903 | 0 | -25.7903 | 50.5 | 2.3912 | -61.6685 | 1 | 0 | -61.6685 |  | -61.6685 | 0
50.2091 | 0 | 502.7277 | 502.7277 | 1 | 1 | 15:11 | 47.46 |  | 503.5388 | 0 | 502.7277 | 50.2091 | 50.2091 | -1.9978e-05 | -0.00090736 | 502.7268 |  | -24.567 | 0 | -24.567 | 50.5 | 2.3912 | -58.7436 | 1 | 0 | -58.7436 |  | -58.7436 | 0
50.2091 | 0 | 501.5046 | 501.5046 | 1 | 1 | 15:11 | 47.48 |  | 503.538 | 0 | 501.5046 | 50.2091 | 50.2091 | -1.798e-05 | -0.00081663 | 501.5038 |  | -25.7901 | 0 | -25.7901 | 50.5 | 2.3912 | -61.6683 | 1 | 0 | -61.6683 |  | -61.6683 | 0
50.2091 | 0 | 502.7277 | 502.7277 | 1 | 1 | 15:11 | 47.5 |  | 503.5373 | 0 | 502.7277 | 50.2091 | 50.2091 | -1.6182e-05 | -0.00073496 | 502.727 |  | -24.5669 | 0 | -24.5669 | 50.5 | 2.3912 | -58.7434 | 1 | 0 | -58.7434 |  | -58.7434 | 0
50.2091 | 0 | 503.951 | 503.951 | 1 | 1 | 15:11 | 47.52 |  | 503.5365 | 0 | 503.951 | 50.2091 | 50.2091 | -1.4564e-05 | -0.00066147 | 503.9503 |  | -23.3436 | 0 | -23.3436 | 50.5 | 2.3912 | -55.8184 | 1 | 0 | -55.8184 |  | -55.8184 | 0
50.2091 | 0 | 502.7277 | 502.7277 | 1 | 1 | 15:11 | 47.54 |  | 503.5357 | 0 | 502.7277 | 50.2091 | 50.2091 | -1.3108e-05 | -0.00059532 | 502.7272 |  | -24.5667 | 0 | -24.5667 | 50.5 | 2.3912 | -58.7433 | 1 | 0 | -58.7433 |  | -58.7433 | 0
50.2091 | 0 | 502.7277 | 502.7277 | 1 | 1 | 15:11 | 47.56 |  | 503.5349 | 0 | 502.7277 | 50.2091 | 50.2091 | -1.1797e-05 | -0.00053579 | 502.7272 |  | -24.5667 | 0 | -24.5667 | 50.5 | 2.3912 | -58.7432 | 1 | 0 | -58.7432 |  | -58.7432 | 0
50.2091 | 0 | 503.951 | 503.951 | 1 | 1 | 15:11 | 47.58 |  | 503.5341 | 0 | 503.951 | 50.2091 | 50.2091 | -1.0617e-05 | -0.00048221 | 503.9505 |  | -23.3434 | 0 | -23.3434 | 50.5 | 2.3912 | -55.8182 | 1 | 0 | -55.8182 |  | -55.8182 | 0
50.2091 | 0 | 503.951 | 503.951 | 1 | 1 | 15:11 | 47.6 |  | 503.5334 | 0 | 503.951 | 50.2091 | 50.2091 | -9.5554e-06 | -0.00043399 | 503.9505 |  | -23.3434 | 0 | -23.3434 | 50.5 | 2.3912 | -55.8182 | 1 | 0 | -55.8182 |  | -55.8182 | 0
50.2091 | 0 | 502.7277 | 502.7277 | 1 | 1 | 15:11 | 47.62 |  | 503.5326 | 0 | 502.7277 | 50.2091 | 50.2091 | -8.5999e-06 | -0.00039059 | 502.7274 |  | -24.5665 | 0 | -24.5665 | 50.5 | 2.3912 | -58.743 | 1 | 0 | -58.743 |  | -58.743 | 0
50.2091 | 0 | 503.951 | 503.951 | 1 | 1 | 15:11 | 47.64 |  | 503.5318 | 0 | 503.951 | 50.2091 | 50.2091 | -7.7399e-06 | -0.00035153 | 503.9506 |  | -23.3433 | 0 | -23.3433 | 50.5 | 2.3912 | -55.818 | 1 | 0 | -55.818 |  | -55.818 | 0
50.2091 | 0 | 502.7277 | 502.7277 | 1 | 1 | 15:11 | 47.66 |  | 503.531 | 0 | 502.7277 | 50.2091 | 50.2091 | -6.9659e-06 | -0.00031638 | 502.7274 |  | -24.5664 | 0 | -24.5664 | 50.5 | 2.3912 | -58.7429 | 1 | 0 | -58.7429 |  | -58.7429 | 0
50.2091 | 0 | 502.7277 | 502.7277 | 1 | 1 | 15:11 | 47.68 |  | 503.5302 | 0 | 502.7277 | 50.2091 | 50.2091 | -6.2693e-06 | -0.00028474 | 502.7275 |  | -24.5664 | 0 | -24.5664 | 50.5 | 2.3912 | -58.7429 | 1 | 0 | -58.7429 |  | -58.7429 | 0
50.2091 | 0 | 502.7277 | 502.7277 | 1 | 1 | 15:11 | 47.7 |  | 503.5295 | 0 | 502.7277 | 50.2091 | 50.2091 | -5.6424e-06 | -0.00025627 | 502.7275 |  | -24.5664 | 0 | -24.5664 | 50.5 | 2.3912 | -58.7428 | 1 | 0 | -58.7428 |  | -58.7428 | 0
50.2091 | 0 | 503.951 | 503.951 | 1 | 1 | 15:11 | 47.72 |  | 503.5287 | 0 | 503.951 | 50.2091 | 50.2091 | -5.0782e-06 | -0.00023064 | 503.9507 |  | -23.3432 | 0 | -23.3432 | 50.5 | 2.3912 | -55.8179 | 1 | 0 | -55.8179 |  | -55.8179 | 0
50.2091 | 0 | 502.7277 | 502.7277 | 1 | 1 | 15:11 | 47.74 |  | 503.5279 | 0 | 502.7277 | 50.2091 | 50.2091 | -4.5703e-06 | -0.00020758 | 502.7275 |  | -24.5663 | 0 | -24.5663 | 50.5 | 2.3912 | -58.7428 | 1 | 0 | -58.7428 |  | -58.7428 | 0
50.2091 | 0 | 502.7277 | 502.7277 | 1 | 1 | 15:11 | 47.76 |  | 503.5271 | 0 | 502.7277 | 50.2091 | 50.2091 | -4.1133e-06 | -0.00018682 | 502.7276 |  | -24.5663 | 0 | -24.5663 | 50.5 | 2.3912 | -58.7428 | 1 | 0 | -58.7428 |  | -58.7428 | 0
50.2091 | 0 | 502.7277 | 502.7277 | 1 | 1 | 15:11 | 47.78 |  | 503.5263 | 0 | 502.7277 | 50.2091 | 50.2091 | -3.702e-06 | -0.00016814 | 502.7276 |  | -24.5663 | 0 | -24.5663 | 50.5 | 2.3912 | -58.7427 | 1 | 0 | -58.7427 |  | -58.7427 | 0
50.2091 | 0 | 501.5046 | 501.5046 | 1 | 1 | 15:11 | 47.8 |  | 503.5256 | 0 | 501.5046 | 50.2091 | 50.2091 | -3.3318e-06 | -0.00015132 | 501.5044 |  | -25.7894 | 0 | -25.7894 | 50.5 | 2.3912 | -61.6675 | 1 | 0 | -61.6675 |  | -61.6675 | 0
50.2091 | 0 | 502.7277 | 502.7277 | 1 | 1 | 15:11 | 47.82 |  | 503.5248 | 0 | 502.7277 | 50.2091 | 50.2091 | -2.9986e-06 | -0.00013619 | 502.7276 |  | -24.5663 | 0 | -24.5663 | 50.5 | 2.3912 | -58.7427 | 1 | 0 | -58.7427 |  | -58.7427 | 0
50.2091 | 0 | 502.7277 | 502.7277 | 1 | 1 | 15:11 | 47.84 |  | 503.524 | 0 | 502.7277 | 50.2091 | 50.2091 | -2.6987e-06 | -0.00012257 | 502.7276 |  | -24.5662 | 0 | -24.5662 | 50.5 | 2.3912 | -58.7427 | 1 | 0 | -58.7427 |  | -58.7427 | 0
50.2091 | 0 | 502.7277 | 502.7277 | 1 | 1 | 15:11 | 47.86 |  | 503.5232 | 0 | 502.7277 | 50.2091 | 50.2091 | -2.4289e-06 | -0.00011031 | 502.7276 |  | -24.5662 | 0 | -24.5662 | 50.5 | 2.3912 | -58.7427 | 1 | 0 | -58.7427 |  | -58.7427 | 0
50.2091 | 0 | 502.7277 | 502.7277 | 1 | 1 | 15:11 | 47.88 |  | 503.5224 | 0 | 502.7277 | 50.2091 | 50.2091 | -2.186e-06 | -9.9283e-05 | 502.7276 |  | -24.5662 | 0 | -24.5662 | 50.5 | 2.3912 | -58.7427 | 1 | 0 | -58.7427 |  | -58.7427 | 0
50.2091 | 0 | 502.7277 | 502.7277 | 1 | 1 | 15:11 | 47.9 |  | 503.5217 | 0 | 502.7277 | 50.2091 | 50.2091 | -1.9674e-06 | -8.9354e-05 | 502.7277 |  | -24.5662 | 0 | -24.5662 | 50.5 | 2.3912 | -58.7426 | 1 | 0 | -58.7426 |  | -58.7426 | 0
50.2091 | 0 | 501.5046 | 501.5046 | 1 | 1 | 15:11 | 47.92 |  | 503.5209 | 0 | 501.5046 | 50.2091 | 50.2091 | -1.7706e-06 | -8.0419e-05 | 501.5045 |  | -25.7894 | 0 | -25.7894 | 50.5 | 2.3912 | -61.6674 | 1 | 0 | -61.6674 |  | -61.6674 | 0
50.2091 | 0 | 502.7277 | 502.7277 | 1 | 1 | 15:11 | 47.94 |  | 503.5201 | 0 | 502.7277 | 50.2091 | 50.2091 | -1.5936e-06 | -7.2377e-05 | 502.7277 |  | -24.5662 | 0 | -24.5662 | 50.5 | 2.3912 | -58.7426 | 1 | 0 | -58.7426 |  | -58.7426 | 0
50.2091 | 0 | 503.951 | 503.951 | 1 | 1 | 15:11 | 47.96 |  | 503.5193 | 0 | 503.951 | 50.2091 | 50.2091 | -1.4342e-06 | -6.5139e-05 | 503.9509 |  | -23.343 | 0 | -23.343 | 50.5 | 2.3912 | -55.8177 | 1 | 0 | -55.8177 |  | -55.8177 | 0
50.2091 | 0 | 502.7277 | 502.7277 | 1 | 1 | 15:11 | 47.98 |  | 503.5185 | 0 | 502.7277 | 50.2091 | 50.2091 | -1.2908e-06 | -5.8625e-05 | 502.7277 |  | -24.5662 | 0 | -24.5662 | 50.5 | 2.3912 | -58.7426 | 1 | 0 | -58.7426 |  | -58.7426 | 0
50.2091 | 0 | 501.5046 | 501.5046 | 1 | 1 | 15:11 | 48 |  | 503.5178 | 0 | 501.5046 | 50.2091 | 50.2091 | -1.1617e-06 | -5.2763e-05 | 501.5045 |  | -25.7893 | 0 | -25.7893 | 50.5 | 2.3912 | -61.6674 | 1 | 0 | -61.6674 |  | -61.6674 | 0
50.2091 | 0 | 502.7277 | 502.7277 | 1 | 1 | 15:11 | 48.02 |  | 503.517 | 0 | 502.7277 | 50.2091 | 50.2091 | -1.0455e-06 | -4.7487e-05 | 502.7277 |  | -24.5662 | 0 | -24.5662 | 50.5 | 2.3912 | -58.7426 | 1 | 0 | -58.7426 |  | -58.7426 | 0
50.2091 | 0 | 502.7277 | 502.7277 | 1 | 1 | 15:11 | 48.04 |  | 503.5162 | 0 | 502.7277 | 50.2091 | 50.2091 | -9.4099e-07 | -4.2738e-05 | 502.7277 |  | -24.5662 | 0 | -24.5662 | 50.5 | 2.3912 | -58.7426 | 1 | 0 | -58.7426 |  | -58.7426 | 0
50.2091 | 0 | 502.7277 | 502.7277 | 1 | 1 | 15:11 | 48.06 |  | 503.5154 | 0 | 502.7277 | 50.2091 | 50.2091 | -8.4689e-07 | -3.8464e-05 | 502.7277 |  | -24.5662 | 0 | -24.5662 | 50.5 | 2.3912 | -58.7426 | 1 | 0 | -58.7426 |  | -58.7426 | 0
50.2091 | 0 | 502.7277 | 502.7277 | 1 | 1 | 15:11 | 48.08 |  | 503.5146 | 0 | 502.7277 | 50.2091 | 50.2091 | -7.622e-07 | -3.4618e-05 | 502.7277 |  | -24.5662 | 0 | -24.5662 | 50.5 | 2.3912 | -58.7426 | 1 | 0 | -58.7426 |  | -58.7426 | 0
50.2091 | 0 | 501.5046 | 501.5046 | 1 | 1 | 15:11 | 48.1 |  | 503.5139 | 0 | 501.5046 | 50.2091 | 50.2091 | -6.8598e-07 | -3.1156e-05 | 501.5046 |  | -25.7893 | 0 | -25.7893 | 50.5 | 2.3912 | -61.6674 | 1 | 0 | -61.6674 |  | -61.6674 | 0
50.2091 | 0 | 502.7277 | 502.7277 | 1 | 1 | 15:11 | 48.12 |  | 503.5131 | 0 | 502.7277 | 50.2091 | 50.2091 | -0.0035006 | -0.15899 | 502.5688 |  | -24.7251 | 0 | -24.7251 | 50.5 | 2.3912 | -59.1227 | 1 | 0 | -59.1227 |  | -59.1227 | 0
50.2091 | 0 | 502.7277 | 502.7277 | 1 | 1 | 15:11 | 48.14 |  | 503.5123 | 0 | 502.7277 | 50.2091 | 50.2091 | -0.0084006 | -0.38154 | 502.3462 |  | -24.9477 | 0 | -24.9477 | 50.5 | 2.3912 | -59.6548 | 1 | 0 | -59.6548 |  | -59.6548 | 0
50.2091 | 0 | 501.5046 | 501.5046 | 1 | 1 | 15:11 | 48.16 |  | 503.5115 | 0 | 501.5046 | 50.2091 | 50.2088 | -0.0093105 | -0.42286 | 501.0817 |  | -26.2121 | 0 | -26.2121 | 50.5 | 2.3952 | -62.7835 | 1 | 0 | -62.7835 |  | -62.7835 | 0
50.2091 | 0 | 502.7277 | 502.7277 | 1 | 1 | 15:11 | 48.18 |  | 503.5107 | 0 | 502.7277 | 50.2091 | 50.2084 | -0.0066295 | -0.3011 | 502.4267 |  | -24.8672 | 0 | -24.8672 | 50.5 | 2.3988 | -59.6522 | 1 | 0 | -59.6522 |  | -59.6522 | 0
50.2091 | 0 | 502.7277 | 502.7277 | 1 | 1 | 15:11 | 48.2 |  | 503.51 | 0 | 502.7277 | 50.2091 | 50.2085 | -0.00071651 | -0.032542 | 502.6952 |  | -24.5987 | 0 | -24.5987 | 50.5 | 2.3981 | -58.9892 | 1 | 0 | -58.9892 |  | -58.9892 | 0
50.2091 | 0 | 502.7277 | 502.7277 | 1 | 1 | 15:11 | 48.22 |  | 503.5092 | 0 | 502.7277 | 50.2091 | 50.2086 | -0.00064485 | -0.029288 | 502.6985 |  | -24.5954 | 0 | -24.5954 | 50.5 | 2.3974 | -58.9644 | 1 | 0 | -58.9644 |  | -58.9644 | 0
50.2091 | 0 | 501.5046 | 501.5046 | 1 | 1 | 15:11 | 48.24 |  | 503.5084 | 0 | 501.5046 | 50.2091 | 50.2086 | -0.0058304 | -0.2648 | 501.2398 |  | -26.0541 | 0 | -26.0541 | 50.5 | 2.3968 | -62.4453 | 1 | 0 | -62.4453 |  | -62.4453 | 0
50.2091 | 0 | 501.5046 | 501.5046 | 1 | 1 | 15:11 | 48.26 |  | 503.5076 | 0 | 501.5046 | 50.2091 | 50.2083 | -0.010497 | -0.47677 | 501.0278 |  | -26.266 | 0 | -26.266 | 50.5 | 2.4002 | -63.0444 | 1 | 0 | -63.0444 |  | -63.0444 | 0
50.2091 | 0 | 502.7277 | 502.7277 | 1 | 1 | 15:11 | 48.28 |  | 503.5068 | 0 | 502.7277 | 50.2091 | 50.208 | -0.012948 | -0.58805 | 502.1397 |  | -25.1542 | 0 | -25.1542 | 50.5 | 2.4034 | -60.4545 | 1 | 0 | -60.4545 |  | -60.4545 | 0
50.2091 | 0 | 501.5046 | 501.5046 | 1 | 1 | 15:11 | 48.3 |  | 503.5061 | 0 | 501.5046 | 50.2091 | 50.2078 | -0.011653 | -0.52925 | 500.9754 |  | -26.3185 | 0 | -26.3185 | 50.5 | 2.4062 | -63.3271 | 1 | 0 | -63.3271 |  | -63.3271 | 0
50.2091 | 0 | 502.7277 | 502.7277 | 1 | 1 | 15:11 | 48.32 |  | 503.5053 | 0 | 502.7277 | 50.2091 | 50.2076 | -0.010488 | -0.47632 | 502.2514 |  | -25.0424 | 0 | -25.0424 | 50.5 | 2.4087 | -60.3205 | 1 | 0 | -60.3205 |  | -60.3205 | 0
50.2056 | 0 | 502.7277 | 502.7277 | 1 | 1 | 15:11 | 48.34 |  | 503.5045 | 0 | 502.7277 | 50.2088 | 50.2074 | -0.0094388 | -0.42866 | 502.2991 |  | -24.9948 | 0 | -24.9948 | 50.5 | 2.411 | -60.2631 | 1 | 0 | -60.2631 |  | -60.2631 | 0
50.2056 | 0 | 501.5046 | 501.5046 | 1 | 1 | 15:11 | 48.36 |  | 503.5037 | 0 | 501.5046 | 50.2084 | 50.2072 | -0.0084949 | -0.38579 | 501.1188 |  | -26.1751 | 0 | -26.1751 | 50.5 | 2.4131 | -63.163 | 1 | 0 | -63.163 |  | -63.163 | 0
50.2091 | 0 | 502.7277 | 502.7277 | 1 | 1 | 15:11 | 48.38 |  | 503.5029 | 0 | 502.7277 | 50.2085 | 50.207 | -0.0076454 | -0.34724 | 502.3805 |  | -24.9134 | 0 | -24.9134 | 50.5 | 2.415 | -60.1649 | 1 | 0 | -60.1649 |  | -60.1649 | 0
50.2091 | 0 | 501.5046 | 501.5046 | 1 | 1 | 15:11 | 48.4 |  | 503.5022 | 0 | 501.5046 | 50.2086 | 50.2069 | -0.0068809 | -0.31252 | 501.1921 |  | -26.1018 | 0 | -26.1018 | 50.5 | 2.4167 | -63.0789 | 1 | 0 | -63.0789 |  | -63.0789 | 0
50.2091 | 0 | 502.7277 | 502.7277 | 1 | 1 | 15:11 | 48.42 |  | 503.5014 | 0 | 502.7277 | 50.2086 | 50.2068 | -0.0061928 | -0.28126 | 502.4465 |  | -24.8474 | 0 | -24.8474 | 50.5 | 2.4182 | -60.0851 | 1 | 0 | -60.0851 |  | -60.0851 | 0
50.2056 | 0 | 502.7277 | 502.7277 | 1 | 1 | 15:11 | 48.44 |  | 503.5006 | 0 | 502.7277 | 50.2083 | 50.2067 | -0.0055735 | -0.25312 | 502.4746 |  | -24.8192 | 0 | -24.8192 | 50.5 | 2.4195 | -60.051 | 1 | 0 | -60.051 |  | -60.051 | 0
50.2056 | 0 | 501.5046 | 501.5046 | 1 | 1 | 15:11 | 48.46 |  | 503.4998 | 0 | 501.5046 | 50.208 | 50.2065 | -0.0050162 | -0.22781 | 501.2768 |  | -26.0171 | 0 | -26.0171 | 50.5 | 2.4208 | -62.9813 | 1 | 0 | -62.9813 |  | -62.9813 | 0
50.2056 | 0 | 502.7277 | 502.7277 | 1 | 1 | 15:11 | 48.48 |  | 503.499 | 0 | 502.7277 | 50.2078 | 50.2065 | -0.0045145 | -0.20503 | 502.5227 |  | -24.7712 | 0 | -24.7712 | 50.5 | 2.4219 | -59.9926 | 1 | 0 | -59.9926 |  | -59.9926 | 0
50.2056 | 0 | 501.5046 | 501.5046 | 1 | 1 | 15:11 | 48.5 |  | 503.4983 | 0 | 501.5046 | 50.2076 | 50.2064 | -0.0040631 | -0.18452 | 501.3201 |  | -25.9738 | 0 | -25.9738 | 50.5 | 2.4229 | -62.9313 | 1 | 0 | -62.9313 |  | -62.9313 | 0
50.2056 | 0 | 502.7277 | 502.7277 | 1 | 1 | 15:11 | 48.52 |  | 503.4975 | 0 | 502.7277 | 50.2074 | 50.2063 | -0.0036568 | -0.16607 | 502.5617 |  | -24.7322 | 0 | -24.7322 | 50.5 | 2.4238 | -59.9453 | 1 | 0 | -59.9453 |  | -59.9453 | 0
50.2056 | 0 | 502.7277 | 502.7277 | 1 | 1 | 15:11 | 48.54 |  | 503.4967 | 0 | 502.7277 | 50.2072 | 50.2062 | -0.0032911 | -0.14946 | 502.5783 |  | -24.7156 | 0 | -24.7156 | 50.5 | 2.4246 | -59.9251 | 1 | 0 | -59.9251 |  | -59.9251 | 0
50.2056 | 0 | 501.5046 | 501.5046 | 1 | 1 | 15:11 | 48.56 |  | 503.4959 | 0 | 501.5046 | 50.207 | 50.2062 | 0.000538 | 0.024433 | 501.529 |  | -25.7648 | 0 | -25.7648 | 50.5 | 2.4253 | -62.4879 | 1 | 0 | -62.4879 |  | -62.4879 | 0
50.2056 | 0 | 501.5046 | 501.5046 | 1 | 1 | 15:11 | 48.58 |  | 503.4951 | 0 | 501.5046 | 50.2069 | 50.2061 | 0.0057342 | 0.26042 | 501.765 |  | -25.5289 | 0 | -25.5289 | 50.5 | 2.426 | -61.9323 | 1 | 0 | -61.9323 |  | -61.9323 | 0
50.2056 | 0 | 503.951 | 503.951 | 1 | 1 | 15:11 | 48.6 |  | 503.4944 | 0 | 503.951 | 50.2068 | 50.2064 | 0.010411 | 0.4728 | 504.4238 |  | -22.8701 | 0 | -22.8701 | 50.5 | 2.4225 | -55.4017 | 1 | 0 | -55.4017 |  | -55.4017 | 0
50.2056 | 0 | 502.7277 | 502.7277 | 1 | 1 | 15:11 | 48.62 |  | 503.4936 | 0 | 502.7277 | 50.2067 | 50.2067 | 0.01287 | 0.58447 | 503.3122 |  | -23.9817 | 0 | -23.9817 | 50.5 | 2.4193 | -58.0185 | 1 | 0 | -58.0185 |  | -58.0185 | 0
50.2056 | 0 | 502.7277 | 502.7277 | 1 | 1 | 15:11 | 48.64 |  | 503.4928 | 0 | 502.7277 | 50.2065 | 50.2069 | 0.011583 | 0.52603 | 503.2538 |  | -24.0401 | 0 | -24.0401 | 50.5 | 2.4165 | -58.0917 | 1 | 0 | -58.0917 |  | -58.0917 | 0
50.2056 | 0 | 502.7277 | 502.7277 | 1 | 1 | 15:11 | 48.66 |  | 503.492 | 0 | 502.7277 | 50.2065 | 50.2071 | 0.010424 | 0.47342 | 503.2012 |  | -24.0927 | 0 | -24.0927 | 50.5 | 2.4139 | -58.1574 | 1 | 0 | -58.1574 |  | -58.1574 | 0
50.2056 | 0 | 501.5046 | 501.5046 | 1 | 1 | 15:11 | 48.68 |  | 503.4912 | 0 | 501.5046 | 50.2064 | 50.2073 | 0.009382 | 0.42608 | 501.9307 |  | -25.3632 | 0 | -25.3632 | 50.5 | 2.4116 | -61.1662 | 1 | 0 | -61.1662 |  | -61.1662 | 0
50.2056 | 0 | 503.951 | 503.951 | 1 | 1 | 15:11 | 48.7 |  | 503.4905 | 0 | 503.951 | 50.2063 | 50.2075 | 0.0084438 | 0.38347 | 504.3344 |  | -22.9594 | 0 | -22.9594 | 50.5 | 2.4096 | -55.322 | 1 | 0 | -55.322 |  | -55.322 | 0
50.2056 | 0 | 502.7277 | 502.7277 | 1 | 1 | 15:11 | 48.72 |  | 503.4897 | 0 | 502.7277 | 50.2062 | 50.2077 | 0.0075994 | 0.34513 | 503.0729 |  | -24.221 | 0 | -24.221 | 50.5 | 2.4077 | -58.3171 | 1 | 0 | -58.3171 |  | -58.3171 | 0
50.2056 | 0 | 502.7277 | 502.7277 | 1 | 1 | 15:11 | 48.74 |  | 503.4889 | 0 | 502.7277 | 50.2062 | 50.2078 | 0.0068395 | 0.31061 | 503.0384 |  | -24.2555 | 0 | -24.2555 | 50.5 | 2.406 | -58.3599 | 1 | 0 | -58.3599 |  | -58.3599 | 0
50.2056 | 0 | 501.5046 | 501.5046 | 1 | 1 | 15:11 | 48.76 |  | 503.4881 | 0 | 501.5046 | 50.2061 | 50.2079 | 0.0061555 | 0.27955 | 501.7842 |  | -25.5097 | 0 | -25.5097 | 50.5 | 2.4046 | -61.3395 | 1 | 0 | -61.3395 |  | -61.3395 | 0
50.2091 | 0 | 501.5046 | 501.5046 | 1 | 1 | 15:11 | 48.78 |  | 503.4873 | 0 | 501.5046 | 50.2064 | 50.2081 | 0.00554 | 0.25161 | 501.7562 |  | -25.5377 | 0 | -25.5377 | 50.5 | 2.4032 | -61.3724 | 1 | 0 | -61.3724 |  | -61.3724 | 0
50.2091 | 0 | 501.5046 | 501.5046 | 1 | 1 | 15:11 | 48.8 |  | 503.4866 | 0 | 501.5046 | 50.2067 | 50.2082 | 0.004986 | 0.22645 | 501.7311 |  | -25.5628 | 0 | -25.5628 | 50.5 | 2.402 | -61.402 | 1 | 0 | -61.402 |  | -61.402 | 0
50.2091 | 0 | 502.7277 | 502.7277 | 1 | 1 | 15:11 | 48.82 |  | 503.4858 | 0 | 502.7277 | 50.2069 | 50.2083 | 0.00098739 | 0.044845 | 502.7726 |  | -24.5213 | 0 | -24.5213 | 50.5 | 2.4009 | -58.8736 | 1 | 0 | -58.8736 |  | -58.8736 | 0
50.2091 | 0 | 502.7277 | 502.7277 | 1 | 1 | 15:11 | 48.84 |  | 503.485 | 0 | 502.7277 | 50.2071 | 50.2083 | -0.0043614 | -0.19808 | 502.5297 |  | -24.7642 | 0 | -24.7642 | 50.5 | 2.3999 | -59.4327 | 1 | 0 | -59.4327 |  | -59.4327 | 0
50.2091 | 0 | 502.7277 | 502.7277 | 1 | 1 | 15:11 | 48.86 |  | 503.4842 | 0 | 502.7277 | 50.2073 | 50.2081 | -0.0091752 | -0.41672 | 502.311 |  | -24.9828 | 0 | -24.9828 | 50.5 | 2.4031 | -60.0363 | 1 | 0 | -60.0363 |  | -60.0363 | 0
50.2091 | 0 | 502.7277 | 502.7277 | 1 | 1 | 15:11 | 48.88 |  | 503.4834 | 0 | 502.7277 | 50.2075 | 50.2078 | -0.011758 | -0.53401 | 502.1937 |  | -25.1001 | 0 | -25.1001 | 50.5 | 2.406 | -60.3897 | 1 | 0 | -60.3897 |  | -60.3897 | 0
50.2091 | 0 | 501.5046 | 501.5046 | 1 | 1 | 15:11 | 48.9 |  | 503.4827 | 0 | 501.5046 | 50.2077 | 50.2076 | -0.010582 | -0.48061 | 501.024 |  | -26.2699 | 0 | -26.2699 | 50.5 | 2.4085 | -63.2716 | 1 | 0 | -63.2716 |  | -63.2716 | 0
50.2091 | 0 | 503.951 | 503.951 | 1 | 1 | 15:11 | 48.92 |  | 503.4819 | 0 | 503.951 | 50.2078 | 50.2074 | -0.0095237 | -0.43255 | 503.5184 |  | -23.7755 | 0 | -23.7755 | 50.5 | 2.4108 | -57.3189 | 1 | 0 | -57.3189 |  | -57.3189 | 0
50.2091 | 0 | 501.5046 | 501.5046 | 1 | 1 | 15:11 | 48.94 |  | 503.4811 | 0 | 501.5046 | 50.2079 | 50.2072 | -0.0085714 | -0.38929 | 501.1153 |  | -26.1786 | 0 | -26.1786 | 50.5 | 2.4129 | -63.1671 | 1 | 0 | -63.1671 |  | -63.1671 | 0
50.2091 | 0 | 502.7277 | 502.7277 | 1 | 1 | 15:11 | 48.96 |  | 503.4803 | 0 | 502.7277 | 50.2081 | 50.2071 | -0.0077142 | -0.35036 | 502.3774 |  | -24.9165 | 0 | -24.9165 | 50.5 | 2.4148 | -60.1687 | 1 | 0 | -60.1687 |  | -60.1687 | 0
50.2091 | 0 | 502.7277 | 502.7277 | 1 | 1 | 15:11 | 48.98 |  | 503.4795 | 0 | 502.7277 | 50.2082 | 50.2069 | -0.0069428 | -0.31533 | 502.4124 |  | -24.8815 | 0 | -24.8815 | 50.5 | 2.4165 | -60.1264 | 1 | 0 | -60.1264 |  | -60.1264 | 0
50.2091 | 0 | 501.5046 | 501.5046 | 1 | 1 | 15:11 | 49 |  | 503.4788 | 0 | 501.5046 | 50.2083 | 50.2068 | -0.0062485 | -0.28379 | 501.2208 |  | -26.0731 | 0 | -26.0731 | 50.5 | 2.418 | -63.0458 | 1 | 0 | -63.0458 |  | -63.0458 | 0
50.2091 | 0 | 503.951 | 503.951 | 1 | 1 | 15:11 | 49.02 |  | 503.478 | 0 | 503.951 | 50.2083 | 50.2067 | -0.0056237 | -0.25542 | 503.6955 |  | -23.5983 | 0 | -23.5983 | 50.5 | 2.4194 | -57.0944 | 1 | 0 | -57.0944 |  | -57.0944 | 0
50.2056 | 0 | 501.5046 | 501.5046 | 1 | 1 | 15:11 | 49.04 |  | 503.4772 | 0 | 501.5046 | 50.2081 | 50.2066 | -0.0050613 | -0.22986 | 501.2747 |  | -26.0191 | 0 | -26.0191 | 50.5 | 2.4207 | -62.9836 | 1 | 0 | -62.9836 |  | -62.9836 | 0
50.2056 | 0 | 501.5046 | 501.5046 | 1 | 1 | 15:11 | 49.06 |  | 503.4764 | 0 | 501.5046 | 50.2078 | 50.2065 | -0.0045552 | -0.20687 | 501.2977 |  | -25.9961 | 0 | -25.9961 | 50.5 | 2.4218 | -62.9571 | 1 | 0 | -62.9571 |  | -62.9571 | 0
50.2056 | 0 | 502.7277 | 502.7277 | 1 | 1 | 15:11 | 49.08 |  | 503.4756 | 0 | 502.7277 | 50.2076 | 50.2064 | -0.0040997 | -0.18618 | 502.5416 |  | -24.7523 | 0 | -24.7523 | 50.5 | 2.4228 | -59.9697 | 1 | 0 | -59.9697 |  | -59.9697 | 0
50.2056 | 0 | 502.7277 | 502.7277 | 1 | 1 | 15:11 | 49.1 |  | 503.4749 | 0 | 502.7277 | 50.2074 | 50.2063 | -0.0036897 | -0.16757 | 502.5602 |  | -24.7337 | 0 | -24.7337 | 50.5 | 2.4237 | -59.9471 | 1 | 0 | -59.9471 |  | -59.9471 | 0
50.2056 | 0 | 503.951 | 503.951 | 1 | 1 | 15:11 | 49.12 |  | 503.4741 | 0 | 503.951 | 50.2072 | 50.2062 | -0.0033207 | -0.15081 | 503.8001 |  | -23.4937 | 0 | -23.4937 | 50.5 | 2.4245 | -56.961 | 1 | 0 | -56.961 |  | -56.961 | 0
50.2056 | 0 | 501.5046 | 501.5046 | 1 | 1 | 15:11 | 49.14 |  | 503.4733 | 0 | 501.5046 | 50.2071 | 50.2062 | -0.0029886 | -0.13573 | 501.3689 |  | -25.925 | 0 | -25.925 | 50.5 | 2.4253 | -62.8748 | 1 | 0 | -62.8748 |  | -62.8748 | 0
50.2056 | 0 | 501.5046 | 501.5046 | 1 | 1 | 15:11 | 49.16 |  | 503.4725 | 0 | 501.5046 | 50.2069 | 50.2061 | -0.0026898 | -0.12216 | 501.3824 |  | -25.9114 | 0 | -25.9114 | 50.5 | 2.4259 | -62.859 | 1 | 0 | -62.859 |  | -62.859 | 0
50.2056 | 0 | 502.7277 | 502.7277 | 1 | 1 | 15:11 | 49.18 |  | 503.4717 | 0 | 502.7277 | 50.2068 | 50.2061 | -0.0024208 | -0.10994 | 502.6178 |  | -24.6761 | 0 | -24.6761 | 50.5 | 2.4265 | -59.8769 | 1 | 0 | -59.8769 |  | -59.8769 | 0
50.2056 | 0 | 501.5046 | 501.5046 | 1 | 1 | 15:11 | 49.2 |  | 503.471 | 0 | 501.5046 | 50.2067 | 50.206 | -0.0021787 | -0.098946 | 501.4057 |  | -25.8882 | 0 | -25.8882 | 50.5 | 2.4271 | -62.8321 | 1 | 0 | -62.8321 |  | -62.8321 | 0
50.2056 | 0 | 502.7277 | 502.7277 | 1 | 1 | 15:11 | 49.22 |  | 503.4702 | 0 | 502.7277 | 50.2066 | 50.206 | -0.0019609 | -0.089052 | 502.6387 |  | -24.6552 | 0 | -24.6552 | 50.5 | 2.4275 | -59.8514 | 1 | 0 | -59.8514 |  | -59.8514 | 0
50.2056 | 0 | 502.7277 | 502.7277 | 1 | 1 | 15:11 | 49.24 |  | 503.4694 | 0 | 502.7277 | 50.2065 | 50.2059 | -0.0017648 | -0.080146 | 502.6476 |  | -24.6463 | 0 | -24.6463 | 50.5 | 2.428 | -59.8405 | 1 | 0 | -59.8405 |  | -59.8405 | 0
50.2056 | 0 | 502.7277 | 502.7277 | 1 | 1 | 15:11 | 49.26 |  | 503.4686 | 0 | 502.7277 | 50.2064 | 50.2059 | -0.0015883 | -0.072132 | 502.6556 |  | -24.6383 | 0 | -24.6383 | 50.5 | 2.4284 | -59.8308 | 1 | 0 | -59.8308 |  | -59.8308 | 0
50.2056 | 0 | 501.5046 | 501.5046 | 1 | 1 | 15:11 | 49.28 |  | 503.4678 | 0 | 501.5046 | 50.2063 | 50.2059 | -0.0014295 | -0.064919 | 501.4397 |  | -25.8542 | 0 | -25.8542 | 50.5 | 2.4287 | -62.7926 | 1 | 0 | -62.7926 |  | -62.7926 | 0
50.2056 | 0 | 501.5046 | 501.5046 | 1 | 1 | 15:11 | 49.3 |  | 503.4671 | 0 | 501.5046 | 50.2062 | 50.2058 | -0.0012865 | -0.058427 | 501.4462 |  | -25.8477 | 0 | -25.8477 | 50.5 | 2.429 | -62.7851 | 1 | 0 | -62.7851 |  | -62.7851 | 0
50.2056 | 0 | 502.7277 | 502.7277 | 1 | 1 | 15:11 | 49.32 |  | 503.4663 | 0 | 502.7277 | 50.2062 | 50.2058 | -0.0011579 | -0.052584 | 502.6752 |  | -24.6187 | 0 | -24.6187 | 50.5 | 2.4293 | -59.8069 | 1 | 0 | -59.8069 |  | -59.8069 | 0
50.2056 | 0 | 501.5046 | 501.5046 | 1 | 1 | 15:11 | 49.34 |  | 503.4655 | 0 | 501.5046 | 50.2061 | 50.2058 | -0.0010421 | -0.047326 | 501.4573 |  | -25.8366 | 0 | -25.8366 | 50.5 | 2.4296 | -62.7722 | 1 | 0 | -62.7722 |  | -62.7722 | 0
50.2056 | 0 | 502.7277 | 502.7277 | 1 | 1 | 15:11 | 49.36 |  | 503.4647 | 0 | 502.7277 | 50.2061 | 50.2058 | -0.00093787 | -0.042593 | 502.6852 |  | -24.6087 | 0 | -24.6087 | 50.5 | 2.4298 | -59.7947 | 1 | 0 | -59.7947 |  | -59.7947 | 0
50.2056 | 0 | 502.7277 | 502.7277 | 1 | 1 | 15:11 | 49.38 |  | 503.4639 | 0 | 502.7277 | 50.206 | 50.2058 | -0.00084408 | -0.038334 | 502.6894 |  | -24.6045 | 0 | -24.6045 | 50.5 | 2.43 | -59.7894 | 1 | 0 | -59.7894 |  | -59.7894 | 0
50.2056 | 0 | 502.7277 | 502.7277 | 1 | 1 | 15:11 | 49.4 |  | 503.4632 | 0 | 502.7277 | 50.206 | 50.2057 | -0.00075967 | -0.0345 | 502.6932 |  | -24.6006 | 0 | -24.6006 | 50.5 | 2.4302 | -59.7848 | 1 | 0 | -59.7848 |  | -59.7848 | 0
50.2056 | 0 | 501.5046 | 501.5046 | 1 | 1 | 15:11 | 49.42 |  | 503.4624 | 0 | 501.5046 | 50.2059 | 50.2057 | -0.00068371 | -0.03105 | 501.4735 |  | -25.8203 | 0 | -25.8203 | 50.5 | 2.4304 | -62.7533 | 1 | 0 | -62.7533 |  | -62.7533 | 0
50.2056 | 0 | 501.5046 | 501.5046 | 1 | 1 | 15:11 | 49.44 |  | 503.4616 | 0 | 501.5046 | 50.2059 | 50.2057 | -0.00061534 | -0.027945 | 501.4767 |  | -25.8172 | 0 | -25.8172 | 50.5 | 2.4305 | -62.7496 | 1 | 0 | -62.7496 |  | -62.7496 | 0
50.2056 | 0 | 501.5046 | 501.5046 | 1 | 1 | 15:11 | 49.46 |  | 503.4608 | 0 | 501.5046 | 50.2059 | 50.2057 | 0.0029462 | 0.1338 | 501.6384 |  | -25.6555 | 0 | -25.6555 | 50.5 | 2.4307 | -62.36 | 1 | 0 | -62.36 |  | -62.36 | 0
50.2056 | 0 | 501.5046 | 501.5046 | 1 | 1 | 15:11 | 49.48 |  | 503.46 | 0 | 501.5046 | 50.2058 | 50.2057 | 0.0044016 | 0.1999 | 501.7045 |  | -25.5894 | 0 | -25.5894 | 50.5 | 2.4308 | -62.2025 | 1 | 0 | -62.2025 |  | -62.2025 | 0
50.2056 | 0 | 502.7277 | 502.7277 | 1 | 1 | 15:11 | 49.5 |  | 503.4593 | 0 | 502.7277 | 50.2058 | 50.206 | 0.0039614 | 0.17991 | 502.9077 |  | -24.3862 | 0 | -24.3862 | 50.5 | 2.4268 | -59.1799 | 1 | 0 | -59.1799 |  | -59.1799 | 0
50.2056 | 0 | 501.5046 | 501.5046 | 1 | 1 | 15:11 | 49.52 |  | 503.4585 | 0 | 501.5046 | 50.2058 | 50.206 | 0.0018153 | 0.08244 | 501.587 |  | -25.7068 | 0 | -25.7068 | 50.5 | 2.4273 | -62.3979 | 1 | 0 | -62.3979 |  | -62.3979 | 0
50.2056 | 0 | 501.5046 | 501.5046 | 1 | 1 | 15:11 | 49.54 |  | 503.4577 | 0 | 501.5046 | 50.2058 | 50.206 | -0.0018662 | -0.084755 | 501.4198 |  | -25.874 | 0 | -25.874 | 50.5 | 2.4277 | -62.8157 | 1 | 0 | -62.8157 |  | -62.8157 | 0
50.2056 | 0 | 501.5046 | 501.5046 | 1 | 1 | 15:11 | 49.56 |  | 503.4569 | 0 | 501.5046 | 50.2058 | 50.2059 | -0.0016796 | -0.07628 | 501.4283 |  | -25.8656 | 0 | -25.8656 | 50.5 | 2.4282 | -62.8058 | 1 | 0 | -62.8058 |  | -62.8058 | 0
50.2056 | 0 | 502.7277 | 502.7277 | 1 | 1 | 15:11 | 49.58 |  | 503.4561 | 0 | 502.7277 | 50.2057 | 50.2059 | -0.0015117 | -0.068652 | 502.6591 |  | -24.6348 | 0 | -24.6348 | 50.5 | 2.4285 | -59.8265 | 1 | 0 | -59.8265 |  | -59.8265 | 0
50.2056 | 0 | 502.7277 | 502.7277 | 1 | 1 | 15:11 | 49.6 |  | 503.4554 | 0 | 502.7277 | 50.2057 | 50.2059 | -0.0013605 | -0.061787 | 502.666 |  | -24.6279 | 0 | -24.6279 | 50.5 | 2.4289 | -59.8181 | 1 | 0 | -59.8181 |  | -59.8181 | 0
50.2056 | 0 | 501.5046 | 501.5046 | 1 | 1 | 15:11 | 49.62 |  | 503.4546 | 0 | 501.5046 | 50.2057 | 50.2058 | -0.0012244 | -0.055608 | 501.449 |  | -25.8449 | 0 | -25.8449 | 50.5 | 2.4292 | -62.7818 | 1 | 0 | -62.7818 |  | -62.7818 | 0
50.2056 | 0 | 501.5046 | 501.5046 | 1 | 1 | 15:11 | 49.64 |  | 503.4538 | 0 | 501.5046 | 50.2057 | 50.2058 | -0.001102 | -0.050047 | 501.4546 |  | -25.8393 | 0 | -25.8393 | 50.5 | 2.4295 | -62.7753 | 1 | 0 | -62.7753 |  | -62.7753 | 0
50.2056 | 0 | 501.5046 | 501.5046 | 1 | 1 | 15:11 | 49.66 |  | 503.453 | 0 | 501.5046 | 50.2057 | 50.2058 | -0.0009918 | -0.045042 | 501.4596 |  | -25.8343 | 0 | -25.8343 | 50.5 | 2.4297 | -62.7695 | 1 | 0 | -62.7695 |  | -62.7695 | 0
50.2091 | 0 | 502.7277 | 502.7277 | 1 | 1 | 15:11 | 49.68 |  | 503.4522 | 0 | 502.7277 | 50.206 | 50.2058 | -0.00089262 | -0.040541 | 502.6872 |  | -24.6067 | 0 | -24.6067 | 50.5 | 2.4299 | -59.7921 | 1 | 0 | -59.7921 |  | -59.7921 | 0
50.2056 | 0 | 502.7277 | 502.7277 | 1 | 1 | 15:11 | 49.7 |  | 503.4515 | 0 | 502.7277 | 50.206 | 50.2058 | 0.0026966 | 0.12247 | 502.8502 |  | -24.4437 | 0 | -24.4437 | 50.5 | 2.4301 | -59.4009 | 1 | 0 | -59.4009 |  | -59.4009 | 0
50.2056 | 0 | 501.5046 | 501.5046 | 1 | 1 | 15:11 | 49.72 |  | 503.4507 | 0 | 501.5046 | 50.206 | 50.2057 | 0.007677 | 0.34865 | 501.8532 |  | -25.4406 | 0 | -25.4406 | 50.5 | 2.4303 | -61.8282 | 1 | 0 | -61.8282 |  | -61.8282 | 0
50.2056 | 0 | 501.5046 | 501.5046 | 1 | 1 | 15:11 | 49.74 |  | 503.4499 | 0 | 501.5046 | 50.2059 | 50.2061 | 0.012159 | 0.55221 | 502.0568 |  | -25.2371 | 0 | -25.2371 | 50.5 | 2.4263 | -61.2334 | 1 | 0 | -61.2334 |  | -61.2334 | 0
50.2056 | 0 | 502.7277 | 502.7277 | 1 | 1 | 15:11 | 49.76 |  | 503.4491 | 0 | 502.7277 | 50.2059 | 50.2064 | 0.014443 | 0.65594 | 503.3837 |  | -23.9102 | 0 | -23.9102 | 50.5 | 2.4228 | -57.9288 | 1 | 0 | -57.9288 |  | -57.9288 | 0
50.2056 | 0 | 502.7277 | 502.7277 | 1 | 1 | 15:11 | 49.78 |  | 503.4483 | 0 | 502.7277 | 50.2059 | 50.2066 | 0.012999 | 0.59035 | 503.3181 |  | -23.9758 | 0 | -23.9758 | 50.5 | 2.4196 | -58.0112 | 1 | 0 | -58.0112 |  | -58.0112 | 0
50.2056 | 0 | 502.7277 | 502.7277 | 1 | 1 | 15:11 | 49.8 |  | 503.4476 | 0 | 502.7277 | 50.2058 | 50.2069 | 0.011699 | 0.53131 | 503.2591 |  | -24.0348 | 0 | -24.0348 | 50.5 | 2.4167 | -58.0851 | 1 | 0 | -58.0851 |  | -58.0851 | 0
50.2056 | 0 | 501.5046 | 501.5046 | 1 | 1 | 15:11 | 49.82 |  | 503.4468 | 0 | 501.5046 | 50.2058 | 50.2071 | 0.010529 | 0.47818 | 501.9828 |  | -25.3111 | 0 | -25.3111 | 50.5 | 2.4141 | -61.1043 | 1 | 0 | -61.1043 |  | -61.1043 | 0
50.2056 | 0 | 501.5046 | 501.5046 | 1 | 1 | 15:11 | 49.84 |  | 503.446 | 0 | 501.5046 | 50.2058 | 50.2073 | 0.0094763 | 0.43036 | 501.935 |  | -25.3589 | 0 | -25.3589 | 50.5 | 2.4118 | -61.1611 | 1 | 0 | -61.1611 |  | -61.1611 | 0
50.2056 | 0 | 501.5046 | 501.5046 | 1 | 1 | 15:11 | 49.86 |  | 503.4452 | 0 | 501.5046 | 50.2058 | 50.2075 | 0.0085287 | 0.38733 | 501.8919 |  | -25.4019 | 0 | -25.4019 | 50.5 | 2.4097 | -61.2121 | 1 | 0 | -61.2121 |  | -61.2121 | 0
50.2056 | 0 | 502.7277 | 502.7277 | 1 | 1 | 15:11 | 49.88 |  | 503.4444 | 0 | 502.7277 | 50.2058 | 50.2077 | 0.0076758 | 0.34859 | 503.0763 |  | -24.2175 | 0 | -24.2175 | 50.5 | 2.4079 | -58.3128 | 1 | 0 | -58.3128 |  | -58.3128 | 0
50.2056 | 0 | 501.5046 | 501.5046 | 1 | 1 | 15:11 | 49.9 |  | 503.4437 | 0 | 501.5046 | 50.2057 | 50.2078 | 0.0069082 | 0.31373 | 501.8183 |  | -25.4755 | 0 | -25.4755 | 50.5 | 2.4062 | -61.2991 | 1 | 0 | -61.2991 |  | -61.2991 | 0
50.2091 | 0 | 502.7277 | 502.7277 | 1 | 1 | 15:11 | 49.92 |  | 503.4429 | 0 | 502.7277 | 50.2061 | 50.2079 | 0.0062174 | 0.28238 | 503.0101 |  | -24.2837 | 0 | -24.2837 | 50.5 | 2.4047 | -58.3948 | 1 | 0 | -58.3948 |  | -58.3948 | 0
50.2091 | 0 | 502.7277 | 502.7277 | 1 | 1 | 15:11 | 49.94 |  | 503.4421 | 0 | 502.7277 | 50.2064 | 50.208 | 0.0055957 | 0.25414 | 502.9819 |  | -24.312 | 0 | -24.312 | 50.5 | 2.4033 | -58.4298 | 1 | 0 | -58.4298 |  | -58.4298 | 0
50.2091 | 0 | 502.7277 | 502.7277 | 1 | 1 | 15:11 | 49.96 |  | 503.4413 | 0 | 502.7277 | 50.2066 | 50.2082 | 0.0050361 | 0.22873 | 502.9565 |  | -24.3374 | 0 | -24.3374 | 50.5 | 2.4021 | -58.4612 | 1 | 0 | -58.4612 |  | -58.4612 | 0
50.2091 | 0 | 502.7277 | 502.7277 | 1 | 1 | 15:11 | 49.98 |  | 503.4405 | 0 | 502.7277 | 50.2069 | 50.2082 | 0.0045325 | 0.20586 | 502.9336 |  | -24.3603 | 0 | -24.3603 | 50.5 | 2.401 | -58.4894 | 1 | 0 | -58.4894 |  | -58.4894 | 0
50.2091 | 0 | 501.5046 | 501.5046 | 1 | 1 | 15:11 | 50 |  | 503.4398 | 0 | 501.5046 | 50.2071 | 50.2083 | 0.0040792 | 0.18527 | 501.6899 |  | -25.604 | 0 | -25.604 | 50.5 | 2.4 | -61.4504 | 1 | 0 | -61.4504 |  | -61.4504 | 0
50.2091 | 0 | 502.7277 | 502.7277 | 1 | 1 | 15:11 | 50.02 |  | 503.439 | 0 | 502.7277 | 50.2073 | 50.2084 | 0.0036713 | 0.16674 | 502.8945 |  | -24.3994 | 0 | -24.3994 | 50.5 | 2.3991 | -58.5377 | 1 | 0 | -58.5377 |  | -58.5377 | 0
50.2091 | 0 | 502.7277 | 502.7277 | 1 | 1 | 15:11 | 50.04 |  | 503.4382 | 0 | 502.7277 | 50.2075 | 50.2085 | 0.0033042 | 0.15007 | 502.8778 |  | -24.4161 | 0 | -24.4161 | 50.5 | 2.3983 | -58.5582 | 1 | 0 | -58.5582 |  | -58.5582 | 0
50.2091 | 0 | 501.5046 | 501.5046 | 1 | 1 | 15:11 | 50.06 |  | 503.4374 | 0 | 501.5046 | 50.2077 | 50.2085 | 0.0029738 | 0.13506 | 501.6397 |  | -25.6542 | 0 | -25.6542 | 50.5 | 2.3976 | -61.5094 | 1 | 0 | -61.5094 |  | -61.5094 | 0
50.2091 | 0 | 501.5046 | 501.5046 | 1 | 1 | 15:11 | 50.08 |  | 503.4366 | 0 | 501.5046 | 50.2078 | 50.2086 | 0.0026764 | 0.12156 | 501.6262 |  | -25.6677 | 0 | -25.6677 | 50.5 | 2.397 | -61.5252 | 1 | 0 | -61.5252 |  | -61.5252 | 0
50.2091 | 0 | 501.5046 | 501.5046 | 1 | 1 | 15:11 | 50.1 |  | 503.4359 | 0 | 501.5046 | 50.2079 | 50.2086 | 0.0024087 | 0.1094 | 501.614 |  | -25.6799 | 0 | -25.6799 | 50.5 | 2.3964 | -61.5394 | 1 | 0 | -61.5394 |  | -61.5394 | 0
50.2091 | 0 | 502.7277 | 502.7277 | 1 | 1 | 15:11 | 50.12 |  | 503.4351 | 0 | 502.7277 | 50.208 | 50.2087 | 0.0021679 | 0.09846 | 502.8262 |  | -24.4677 | 0 | -24.4677 | 50.5 | 2.3959 | -58.6217 | 1 | 0 | -58.6217 |  | -58.6217 | 0
50.2091 | 0 | 502.7277 | 502.7277 | 1 | 1 | 15:11 | 50.14 |  | 503.4343 | 0 | 502.7277 | 50.2082 | 50.2087 | 0.0019511 | 0.088614 | 502.8164 |  | -24.4775 | 0 | -24.4775 | 50.5 | 2.3954 | -58.6338 | 1 | 0 | -58.6338 |  | -58.6338 | 0
50.2091 | 0 | 501.5046 | 501.5046 | 1 | 1 | 15:11 | 50.16 |  | 503.4335 | 0 | 501.5046 | 50.2082 | 50.2088 | 0.001756 | 0.079753 | 501.5844 |  | -25.7095 | 0 | -25.7095 | 50.5 | 2.395 | -61.5742 | 1 | 0 | -61.5742 |  | -61.5742 | 0
50.2091 | 0 | 501.5046 | 501.5046 | 1 | 1 | 15:11 | 50.18 |  | 503.4327 | 0 | 501.5046 | 50.2083 | 50.2088 | 0.0015804 | 0.071777 | 501.5764 |  | -25.7175 | 0 | -25.7175 | 50.5 | 2.3946 | -61.5835 | 1 | 0 | -61.5835 |  | -61.5835 | 0
50.2091 | 0 | 501.5046 | 501.5046 | 1 | 1 | 15:11 | 50.2 |  | 503.432 | 0 | 501.5046 | 50.2084 | 50.2088 | 0.0014223 | 0.0646 | 501.5692 |  | -25.7247 | 0 | -25.7247 | 50.5 | 2.3943 | -61.5919 | 1 | 0 | -61.5919 |  | -61.5919 | 0
50.2091 | 0 | 502.7277 | 502.7277 | 1 | 1 | 15:11 | 50.22 |  | 503.4312 | 0 | 502.7277 | 50.2085 | 50.2089 | 0.0012801 | 0.05814 | 502.7859 |  | -24.508 | 0 | -24.508 | 50.5 | 2.394 | -58.6713 | 1 | 0 | -58.6713 |  | -58.6713 | 0
50.2091 | 0 | 501.5046 | 501.5046 | 1 | 1 | 15:11 | 50.24 |  | 503.4304 | 0 | 501.5046 | 50.2085 | 50.2089 | 0.0011521 | 0.052326 | 501.5569 |  | -25.7369 | 0 | -25.7369 | 50.5 | 2.3937 | -61.6062 | 1 | 0 | -61.6062 |  | -61.6062 | 0
50.2091 | 0 | 501.5046 | 501.5046 | 1 | 1 | 15:11 | 50.26 |  | 503.4296 | 0 | 501.5046 | 50.2086 | 50.2089 | 0.0010369 | 0.047093 | 501.5517 |  | -25.7422 | 0 | -25.7422 | 50.5 | 2.3934 | -61.6123 | 1 | 0 | -61.6123 |  | -61.6123 | 0
50.2091 | 0 | 502.7277 | 502.7277 | 1 | 1 | 15:11 | 50.28 |  | 503.4288 | 0 | 502.7277 | 50.2086 | 50.2089 | 0.0009332 | 0.042384 | 502.7701 |  | -24.5237 | 0 | -24.5237 | 50.5 | 2.3932 | -58.6906 | 1 | 0 | -58.6906 |  | -58.6906 | 0
50.2091 | 0 | 501.5046 | 501.5046 | 1 | 1 | 15:11 | 50.3 |  | 503.4281 | 0 | 501.5046 | 50.2087 | 50.2089 | 0.00083988 | 0.038145 | 501.5427 |  | -25.7511 | 0 | -25.7511 | 50.5 | 2.393 | -61.6228 | 1 | 0 | -61.6228 |  | -61.6228 | 0
50.2091 | 0 | 501.5046 | 501.5046 | 1 | 1 | 15:11 | 50.32 |  | 503.4273 | 0 | 501.5046 | 50.2087 | 50.209 | 0.00075589 | 0.034331 | 501.5389 |  | -25.7549 | 0 | -25.7549 | 50.5 | 2.3928 | -61.6273 | 1 | 0 | -61.6273 |  | -61.6273 | 0
50.2091 | 0 | 501.5046 | 501.5046 | 1 | 1 | 15:11 | 50.34 |  | 503.4265 | 0 | 501.5046 | 50.2088 | 50.209 | 0.0006803 | 0.030898 | 501.5355 |  | -25.7584 | 0 | -25.7584 | 50.5 | 2.3927 | -61.6313 | 1 | 0 | -61.6313 |  | -61.6313 | 0
50.2091 | 0 | 501.5046 | 501.5046 | 1 | 1 | 15:11 | 50.36 |  | 503.4257 | 0 | 501.5046 | 50.2088 | 50.209 | 0.00061227 | 0.027808 | 501.5324 |  | -25.7615 | 0 | -25.7615 | 50.5 | 2.3925 | -61.6349 | 1 | 0 | -61.6349 |  | -61.6349 | 0
50.2091 | 0 | 501.5046 | 501.5046 | 1 | 1 | 15:11 | 50.38 |  | 503.4249 | 0 | 501.5046 | 50.2088 | 50.209 | 0.00055104 | 0.025027 | 501.5296 |  | -25.7642 | 0 | -25.7642 | 50.5 | 2.3924 | -61.6381 | 1 | 0 | -61.6381 |  | -61.6381 | 0
50.2091 | 0 | 501.5046 | 501.5046 | 1 | 1 | 15:11 | 50.4 |  | 503.4242 | 0 | 501.5046 | 50.2089 | 50.209 | 0.00049594 | 0.022525 | 501.5271 |  | -25.7667 | 0 | -25.7667 | 50.5 | 2.3923 | -61.641 | 1 | 0 | -61.641 |  | -61.641 | 0
50.2091 | 0 | 501.5046 | 501.5046 | 1 | 1 | 15:11 | 50.42 |  | 503.4234 | 0 | 501.5046 | 50.2089 | 50.209 | 0.00044635 | 0.020272 | 501.5249 |  | -25.769 | 0 | -25.769 | 50.5 | 2.3922 | -61.6437 | 1 | 0 | -61.6437 |  | -61.6437 | 0
50.2091 | 0 | 501.5046 | 501.5046 | 1 | 1 | 15:11 | 50.44 |  | 503.4226 | 0 | 501.5046 | 50.2089 | 50.209 | 0.00040171 | 0.018245 | 501.5228 |  | -25.771 | 0 | -25.771 | 50.5 | 2.3921 | -61.646 | 1 | 0 | -61.646 |  | -61.646 | 0
50.2091 | 0 | 501.5046 | 501.5046 | 1 | 1 | 15:11 | 50.46 |  | 503.4218 | 0 | 501.5046 | 50.2089 | 50.209 | 0.0037615 | 0.17084 | 501.6754 |  | -25.6184 | 0 | -25.6184 | 50.5 | 2.392 | -61.2788 | 1 | 0 | -61.2788 |  | -61.2788 | 0
50.2091 | 0 | 502.7277 | 502.7277 | 1 | 1 | 15:11 | 50.48 |  | 503.421 | 0 | 502.7277 | 50.2089 | 50.209 | 0.0084854 | 0.38539 | 503.1131 |  | -24.1807 | 0 | -24.1807 | 50.5 | 2.3919 | -57.838 | 1 | 0 | -57.838 |  | -57.838 | 0
50.2091 | 0 | 502.7277 | 502.7277 | 1 | 1 | 15:11 | 50.5 |  | 503.4203 | 0 | 502.7277 | 50.209 | 50.2094 | 0.012737 | 0.57848 | 503.3062 |  | -23.9876 | 0 | -23.9876 | 50.5 | 2.3879 | -57.2813 | 1 | 0 | -57.2813 |  | -57.2813 | 0
50.2091 | 0 | 501.5046 | 501.5046 | 1 | 1 | 15:11 | 50.52 |  | 503.4195 | 0 | 501.5046 | 50.209 | 50.2097 | 0.014863 | 0.67505 | 502.1797 |  | -25.1142 | 0 | -25.1142 | 50.5 | 2.3844 | -59.8824 | 1 | 0 | -59.8824 |  | -59.8824 | 0
50.2091 | 0 | 501.5046 | 501.5046 | 1 | 1 | 15:11 | 50.54 |  | 503.4187 | 0 | 501.5046 | 50.209 | 50.21 | 0.013377 | 0.60755 | 502.1121 |  | -25.1817 | 0 | -25.1817 | 50.5 | 2.3812 | -59.9632 | 1 | 0 | -59.9632 |  | -59.9632 | 0
50.2091 | 0 | 502.7277 | 502.7277 | 1 | 1 | 15:11 | 50.56 |  | 503.4179 | 0 | 502.7277 | 50.209 | 50.2102 | 0.012039 | 0.54679 | 503.2745 |  | -24.0193 | 0 | -24.0193 | 50.5 | 2.3784 | -57.1266 | 1 | 0 | -57.1266 |  | -57.1266 | 0
50.2091 | 0 | 502.7277 | 502.7277 | 1 | 1 | 15:11 | 50.58 |  | 503.4171 | 0 | 502.7277 | 50.209 | 50.2105 | 0.010835 | 0.49211 | 503.2199 |  | -24.074 | 0 | -24.074 | 50.5 | 2.3758 | -57.1949 | 1 | 0 | -57.1949 |  | -57.1949 | 0
50.2091 | 0 | 501.5046 | 501.5046 | 1 | 1 | 15:11 | 50.6 |  | 503.4164 | 0 | 501.5046 | 50.209 | 50.2107 | 0.0097517 | 0.4429 | 501.9475 |  | -25.3464 | 0 | -25.3464 | 50.5 | 2.3735 | -60.1593 | 1 | 0 | -60.1593 |  | -60.1593 | 0
50.2091 | 0 | 501.5046 | 501.5046 | 1 | 1 | 15:11 | 50.62 |  | 503.4156 | 0 | 501.5046 | 50.209 | 50.2108 | 0.0087765 | 0.39861 | 501.9032 |  | -25.3907 | 0 | -25.3907 | 50.5 | 2.3714 | -60.2118 | 1 | 0 | -60.2118 |  | -60.2118 | 0
50.2091 | 0 | 502.7277 | 502.7277 | 1 | 1 | 15:11 | 50.64 |  | 503.4148 | 0 | 502.7277 | 50.209 | 50.211 | 0.0078989 | 0.35875 | 503.0865 |  | -24.2074 | 0 | -24.2074 | 50.5 | 2.3696 | -57.3607 | 1 | 0 | -57.3607 |  | -57.3607 | 0
50.2091 | 0 | 502.7277 | 502.7277 | 1 | 1 | 15:11 | 50.66 |  | 503.414 | 0 | 502.7277 | 50.209 | 50.2112 | 0.007109 | 0.32288 | 503.0506 |  | -24.2432 | 0 | -24.2432 | 50.5 | 2.3679 | -57.4052 | 1 | 0 | -57.4052 |  | -57.4052 | 0
50.2125 | 0 | 502.7277 | 502.7277 | 1 | 1 | 15:11 | 50.68 |  | 503.4132 | 0 | 502.7277 | 50.2094 | 50.2113 | 0.0063981 | 0.29061 | 503.0184 |  | -24.2755 | 0 | -24.2755 | 50.5 | 2.3664 | -57.4451 | 1 | 0 | -57.4451 |  | -57.4451 | 0
50.2125 | 0 | 502.7277 | 502.7277 | 1 | 1 | 15:11 | 50.7 |  | 503.4125 | 0 | 502.7277 | 50.2097 | 50.2114 | 0.0057583 | 0.26155 | 502.9893 |  | -24.3046 | 0 | -24.3046 | 50.5 | 2.365 | -57.4811 | 1 | 0 | -57.4811 |  | -57.4811 | 0
50.2125 | 0 | 501.5046 | 501.5046 | 1 | 1 | 15:11 | 50.72 |  | 503.4117 | 0 | 501.5046 | 50.21 | 50.2115 | 0.0051825 | 0.23539 | 501.74 |  | -25.5539 | 0 | -25.5539 | 50.5 | 2.3638 | -60.4047 | 1 | 0 | -60.4047 |  | -60.4047 | 0
50.2125 | 0 | 502.7277 | 502.7277 | 1 | 1 | 15:11 | 50.74 |  | 503.4109 | 0 | 502.7277 | 50.2102 | 50.2116 | 0.0046642 | 0.21185 | 502.9396 |  | -24.3543 | 0 | -24.3543 | 50.5 | 2.3627 | -57.5424 | 1 | 0 | -57.5424 |  | -57.5424 | 0
50.2125 | 0 | 501.5046 | 501.5046 | 1 | 1 | 15:11 | 50.76 |  | 503.4101 | 0 | 501.5046 | 50.2105 | 50.2117 | 0.0041978 | 0.19067 | 501.6953 |  | -25.5986 | 0 | -25.5986 | 50.5 | 2.3617 | -60.4573 | 1 | 0 | -60.4573 |  | -60.4573 | 0
50.2125 | 0 | 502.7277 | 502.7277 | 1 | 1 | 15:11 | 50.78 |  | 503.4093 | 0 | 502.7277 | 50.2107 | 50.2118 | 0.003778 | 0.1716 | 502.8993 |  | -24.3945 | 0 | -24.3945 | 50.5 | 2.3609 | -57.592 | 1 | 0 | -57.592 |  | -57.592 | 0
50.2125 | 0 | 501.5046 | 501.5046 | 1 | 1 | 15:11 | 50.8 |  | 503.4086 | 0 | 501.5046 | 50.2108 | 50.2119 | 0.0034002 | 0.15444 | 501.659 |  | -25.6348 | 0 | -25.6348 | 50.5 | 2.3601 | -60.4999 | 1 | 0 | -60.4999 |  | -60.4999 | 0
50.2125 | 0 | 501.5046 | 501.5046 | 1 | 1 | 15:11 | 50.82 |  | 503.4078 | 0 | 501.5046 | 50.211 | 50.2119 | 0.0030602 | 0.139 | 501.6436 |  | -25.6503 | 0 | -25.6503 | 50.5 | 2.3594 | -60.518 | 1 | 0 | -60.518 |  | -60.518 | 0
50.2125 | 0 | 502.7277 | 502.7277 | 1 | 1 | 15:11 | 50.84 |  | 503.407 | 0 | 502.7277 | 50.2112 | 50.212 | 0.0027542 | 0.1251 | 502.8528 |  | -24.441 | 0 | -24.441 | 50.5 | 2.3587 | -57.6492 | 1 | 0 | -57.6492 |  | -57.6492 | 0
50.2125 | 0 | 501.5046 | 501.5046 | 1 | 1 | 15:11 | 50.86 |  | 503.4062 | 0 | 501.5046 | 50.2113 | 50.212 | 0.0024788 | 0.11259 | 501.6172 |  | -25.6767 | 0 | -25.6767 | 50.5 | 2.3581 | -60.549 | 1 | 0 | -60.549 |  | -60.549 | 0
50.2125 | 0 | 502.7277 | 502.7277 | 1 | 1 | 15:11 | 50.88 |  | 503.4054 | 0 | 502.7277 | 50.2114 | 50.2121 | 0.0022309 | 0.10133 | 502.8291 |  | -24.4648 | 0 | -24.4648 | 50.5 | 2.3576 | -57.6785 | 1 | 0 | -57.6785 |  | -57.6785 | 0
50.2125 | 0 | 501.5046 | 501.5046 | 1 | 1 | 15:11 | 50.9 |  | 503.4047 | 0 | 501.5046 | 50.2115 | 50.2121 | 0.0020078 | 0.091196 | 501.5958 |  | -25.6981 | 0 | -25.6981 | 50.5 | 2.3571 | -60.574 | 1 | 0 | -60.574 |  | -60.574 | 0
50.2125 | 0 | 501.5046 | 501.5046 | 1 | 1 | 15:11 | 50.92 |  | 503.4039 | 0 | 501.5046 | 50.2116 | 50.2122 | 0.001807 | 0.082076 | 501.5867 |  | -25.7072 | 0 | -25.7072 | 50.5 | 2.3567 | -60.5847 | 1 | 0 | -60.5847 |  | -60.5847 | 0
50.2125 | 0 | 502.7277 | 502.7277 | 1 | 1 | 15:11 | 50.94 |  | 503.4031 | 0 | 502.7277 | 50.2117 | 50.2122 | 0.0016263 | 0.073869 | 502.8016 |  | -24.4923 | 0 | -24.4923 | 50.5 | 2.3563 | -57.7122 | 1 | 0 | -57.7122 |  | -57.7122 | 0
50.2125 | 0 | 501.5046 | 501.5046 | 1 | 1 | 15:11 | 50.96 |  | 503.4023 | 0 | 501.5046 | 50.2118 | 50.2122 | 0.0014637 | 0.066482 | 501.5711 |  | -25.7228 | 0 | -25.7228 | 50.5 | 2.356 | -60.603 | 1 | 0 | -60.603 |  | -60.603 | 0
50.2125 | 0 | 501.5046 | 501.5046 | 1 | 1 | 15:11 | 50.98 |  | 503.4015 | 0 | 501.5046 | 50.2119 | 50.2123 | 0.0013173 | 0.059834 | 501.5644 |  | -25.7294 | 0 | -25.7294 | 50.5 | 2.3557 | -60.6107 | 1 | 0 | -60.6107 |  | -60.6107 | 0
50.2125 | 0 | 501.5046 | 501.5046 | 1 | 1 | 15:11 | 51 |  | 503.4008 | 0 | 501.5046 | 50.2119 | 50.2123 | 0.0011856 | 0.05385 | 501.5585 |  | -25.7354 | 0 | -25.7354 | 50.5 | 2.3554 | -60.6177 | 1 | 0 | -60.6177 |  | -60.6177 | 0
50.2125 | 0 | 502.7277 | 502.7277 | 1 | 1 | 15:11 | 51.02 |  | 503.4 | 0 | 502.7277 | 50.212 | 50.2123 | 0.004567 | 0.20744 | 502.9352 |  | -24.3587 | 0 | -24.3587 | 50.5 | 2.3552 | -57.3689 | 1 | 0 | -57.3689 |  | -57.3689 | 0
50.2125 | 0 | 502.7277 | 502.7277 | 1 | 1 | 15:11 | 51.04 |  | 503.3992 | 0 | 502.7277 | 50.212 | 50.2123 | 0.0093603 | 0.42516 | 503.1529 |  | -24.141 | 0 | -24.141 | 50.5 | 2.3549 | -56.8507 | 1 | 0 | -56.8507 |  | -56.8507 | 0
50.2125 | 0 | 502.7277 | 502.7277 | 1 | 1 | 15:11 | 51.06 |  | 503.3984 | 0 | 502.7277 | 50.2121 | 50.2127 | 0.013674 | 0.6211 | 503.3488 |  | -23.945 | 0 | -23.945 | 50.5 | 2.3509 | -56.2917 | 1 | 0 | -56.2917 |  | -56.2917 | 0
50.2125 | 0 | 502.7277 | 502.7277 | 1 | 1 | 15:11 | 51.08 |  | 503.3976 | 0 | 502.7277 | 50.2121 | 50.213 | 0.015807 | 0.71796 | 503.4457 |  | -23.8482 | 0 | -23.8482 | 50.5 | 2.3472 | -55.9768 | 1 | 0 | -55.9768 |  | -55.9768 | 0
50.2125 | 0 | 501.5046 | 501.5046 | 1 | 1 | 15:11 | 51.1 |  | 503.3969 | 0 | 501.5046 | 50.2122 | 50.2133 | 0.014226 | 0.64617 | 502.1508 |  | -25.1431 | 0 | -25.1431 | 50.5 | 2.3439 | -58.9338 | 1 | 0 | -58.9338 |  | -58.9338 | 0
50.2125 | 0 | 500.2814 | 500.2814 | 1 | 1 | 15:11 | 51.12 |  | 503.3961 | 0 | 500.2814 | 50.2122 | 50.2136 | 0.012804 | 0.58155 | 500.8629 |  | -26.4309 | 0 | -26.4309 | 50.5 | 2.341 | -61.8746 | 1 | 0 | -61.8746 |  | -61.8746 | 0
50.2125 | 0 | 501.5046 | 501.5046 | 1 | 1 | 15:11 | 51.14 |  | 503.3953 | 0 | 501.5046 | 50.2122 | 50.2138 | 0.011523 | 0.5234 | 502.028 |  | -25.2659 | 0 | -25.2659 | 50.5 | 2.3383 | -59.0804 | 1 | 0 | -59.0804 |  | -59.0804 | 0
50.2125 | 0 | 501.5046 | 501.5046 | 1 | 1 | 15:11 | 51.16 |  | 503.3945 | 0 | 501.5046 | 50.2123 | 50.214 | 0.010371 | 0.47106 | 501.9757 |  | -25.3182 | 0 | -25.3182 | 50.5 | 2.336 | -59.1426 | 1 | 0 | -59.1426 |  | -59.1426 | 0
50.2125 | 0 | 501.5046 | 501.5046 | 1 | 1 | 15:11 | 51.18 |  | 503.3937 | 0 | 501.5046 | 50.2123 | 50.2142 | 0.0093338 | 0.42395 | 501.9286 |  | -25.3653 | 0 | -25.3653 | 50.5 | 2.3338 | -59.1986 | 1 | 0 | -59.1986 |  | -59.1986 | 0
50.2125 | 0 | 501.5046 | 501.5046 | 1 | 1 | 15:11 | 51.2 |  | 503.393 | 0 | 501.5046 | 50.2123 | 50.2144 | 0.0084004 | 0.38156 | 501.8862 |  | -25.4077 | 0 | -25.4077 | 50.5 | 2.3319 | -59.2488 | 1 | 0 | -59.2488 |  | -59.2488 | 0
50.2125 | 0 | 501.5046 | 501.5046 | 1 | 1 | 15:11 | 51.22 |  | 503.3922 | 0 | 501.5046 | 50.2123 | 50.2146 | 0.0075604 | 0.3434 | 501.848 |  | -25.4459 | 0 | -25.4459 | 50.5 | 2.3302 | -59.294 | 1 | 0 | -59.294 |  | -59.294 | 0
50.216 | 0 | 501.5046 | 501.5046 | 1 | 1 | 15:11 | 51.24 |  | 503.3914 | 0 | 501.5046 | 50.2127 | 50.2147 | 0.010204 | 0.46352 | 501.9681 |  | -25.3257 | 0 | -25.3257 | 50.5 | 2.3287 | -58.9749 | 1 | 0 | -58.9749 |  | -58.9749 | 0
50.216 | 0 | 501.5046 | 501.5046 | 1 | 1 | 15:11 | 51.26 |  | 503.3906 | 0 | 501.5046 | 50.213 | 50.2148 | 0.014284 | 0.64883 | 502.1534 |  | -25.1404 | 0 | -25.1404 | 50.5 | 2.3273 | -58.5084 | 1 | 0 | -58.5084 |  | -58.5084 | 0
50.216 | 0 | 501.5046 | 501.5046 | 1 | 1 | 15:11 | 51.28 |  | 503.3898 | 0 | 501.5046 | 50.2133 | 50.2153 | 0.017956 | 0.81561 | 502.3202 |  | -24.9737 | 0 | -24.9737 | 50.5 | 2.3223 | -57.9973 | 1 | 0 | -57.9973 |  | -57.9973 | 0
50.216 | 0 | 501.5046 | 501.5046 | 1 | 1 | 15:11 | 51.3 |  | 503.3891 | 0 | 501.5046 | 50.2136 | 50.2157 | 0.01956 | 0.8885 | 502.3931 |  | -24.9008 | 0 | -24.9008 | 50.5 | 2.3179 | -57.7181 | 1 | 0 | -57.7181 |  | -57.7181 | 0
50.216 | 0 | 501.5046 | 501.5046 | 1 | 1 | 15:11 | 51.32 |  | 503.3883 | 0 | 501.5046 | 50.2138 | 50.2161 | 0.017604 | 0.79965 | 502.3042 |  | -24.9896 | 0 | -24.9896 | 50.5 | 2.314 | -57.8251 | 1 | 0 | -57.8251 |  | -57.8251 | 0
50.216 | 0 | 501.5046 | 501.5046 | 1 | 1 | 15:11 | 51.34 |  | 503.3875 | 0 | 501.5046 | 50.214 | 50.2164 | 0.015844 | 0.71968 | 502.2243 |  | -25.0696 | 0 | -25.0696 | 50.5 | 2.3104 | -57.9212 | 1 | 0 | -57.9212 |  | -57.9212 | 0
50.216 | 0 | 500.2814 | 500.2814 | 1 | 1 | 15:11 | 51.36 |  | 503.3867 | 0 | 500.2814 | 50.2142 | 50.2167 | 0.014259 | 0.64771 | 500.9291 |  | -26.3648 | 0 | -26.3648 | 50.5 | 2.3072 | -60.8295 | 1 | 0 | -60.8295 |  | -60.8295 | 0
50.216 | 0 | 501.5046 | 501.5046 | 1 | 1 | 15:11 | 51.38 |  | 503.3859 | 0 | 501.5046 | 50.2144 | 50.217 | 0.012833 | 0.58294 | 502.0875 |  | -25.2063 | 0 | -25.2063 | 50.5 | 2.3044 | -58.0847 | 1 | 0 | -58.0847 |  | -58.0847 | 0
50.216 | 0 | 501.5046 | 501.5046 | 1 | 1 | 15:11 | 51.4 |  | 503.3852 | 0 | 501.5046 | 50.2146 | 50.2172 | 0.01155 | 0.52465 | 502.0292 |  | -25.2646 | 0 | -25.2646 | 50.5 | 2.3018 | -58.1541 | 1 | 0 | -58.1541 |  | -58.1541 | 0
50.216 | 0 | 501.5046 | 501.5046 | 1 | 1 | 15:11 | 51.42 |  | 503.3844 | 0 | 501.5046 | 50.2147 | 50.2174 | 0.010395 | 0.47218 | 501.9768 |  | -25.3171 | 0 | -25.3171 | 50.5 | 2.2995 | -58.2165 | 1 | 0 | -58.2165 |  | -58.2165 | 0
50.216 | 0 | 501.5046 | 501.5046 | 1 | 1 | 15:11 | 51.44 |  | 503.3836 | 0 | 501.5046 | 50.2148 | 50.2176 | 0.0093555 | 0.42496 | 501.9296 |  | -25.3643 | 0 | -25.3643 | 50.5 | 2.2974 | -58.2725 | 1 | 0 | -58.2725 |  | -58.2725 | 0
50.2194 | 0 | 500.2814 | 500.2814 | 1 | 1 | 15:11 | 51.46 |  | 503.3828 | 0 | 500.2814 | 50.2153 | 50.2178 | 0.0084199 | 0.38249 | 500.6639 |  | -26.63 | 0 | -26.63 | 50.5 | 2.2956 | -61.1307 | 1 | 0 | -61.1307 |  | -61.1307 | 0
50.2194 | 0 | 501.5046 | 501.5046 | 1 | 1 | 15:11 | 51.48 |  | 503.382 | 0 | 501.5046 | 50.2157 | 50.218 | 0.0075779 | 0.34424 | 501.8488 |  | -25.445 | 0 | -25.445 | 50.5 | 2.2939 | -58.368 | 1 | 0 | -58.368 |  | -58.368 | 0
50.2194 | 0 | 501.5046 | 501.5046 | 1 | 1 | 15:11 | 51.5 |  | 503.3813 | 0 | 501.5046 | 50.2161 | 50.2181 | 0.0068201 | 0.30982 | 501.8144 |  | -25.4795 | 0 | -25.4795 | 50.5 | 2.2924 | -58.4087 | 1 | 0 | -58.4087 |  | -58.4087 | 0
50.2194 | 0 | 501.5046 | 501.5046 | 1 | 1 | 15:11 | 51.52 |  | 503.3805 | 0 | 501.5046 | 50.2164 | 50.2182 | 0.0061381 | 0.27884 | 501.7834 |  | -25.5104 | 0 | -25.5104 | 50.5 | 2.291 | -58.4453 | 1 | 0 | -58.4453 |  | -58.4453 | 0
50.2194 | 0 | 500.2814 | 500.2814 | 1 | 1 | 15:11 | 51.54 |  | 503.3797 | 0 | 500.2814 | 50.2167 | 50.2184 | 0.0055243 | 0.25095 | 500.5323 |  | -26.7615 | 0 | -26.7615 | 50.5 | 2.2898 | -61.279 | 1 | 0 | -61.279 |  | -61.279 | 0
50.2194 | 0 | 501.5046 | 501.5046 | 1 | 1 | 15:11 | 51.56 |  | 503.3789 | 0 | 501.5046 | 50.217 | 50.2185 | 0.0049719 | 0.22586 | 501.7305 |  | -25.5634 | 0 | -25.5634 | 50.5 | 2.2887 | -58.5077 | 1 | 0 | -58.5077 |  | -58.5077 | 0
50.2194 | 0 | 501.5046 | 501.5046 | 1 | 1 | 15:11 | 51.58 |  | 503.3781 | 0 | 501.5046 | 50.2172 | 50.2186 | 0.0044747 | 0.20327 | 501.7079 |  | -25.586 | 0 | -25.586 | 50.5 | 2.2877 | -58.5342 | 1 | 0 | -58.5342 |  | -58.5342 | 0
50.2194 | 0 | 501.5046 | 501.5046 | 1 | 1 | 15:11 | 51.6 |  | 503.3774 | 0 | 501.5046 | 50.2174 | 50.2186 | 0.0040272 | 0.18295 | 501.6875 |  | -25.6063 | 0 | -25.6063 | 50.5 | 2.2869 | -58.5581 | 1 | 0 | -58.5581 |  | -58.5581 | 0
50.2194 | 0 | 502.7277 | 502.7277 | 1 | 1 | 15:11 | 51.62 |  | 503.3766 | 0 | 502.7277 | 50.2176 | 50.2187 | 0.0036245 | 0.16465 | 502.8924 |  | -24.4015 | 0 | -24.4015 | 50.5 | 2.2861 | -55.7834 | 1 | 0 | -55.7834 |  | -55.7834 | 0
50.2194 | 0 | 501.5046 | 501.5046 | 1 | 1 | 15:11 | 51.64 |  | 503.3758 | 0 | 501.5046 | 50.2178 | 50.2188 | 0.0032621 | 0.14819 | 501.6528 |  | -25.6411 | 0 | -25.6411 | 50.5 | 2.2854 | -58.5989 | 1 | 0 | -58.5989 |  | -58.5989 | 0
50.2194 | 0 | 501.5046 | 501.5046 | 1 | 1 | 15:11 | 51.66 |  | 503.375 | 0 | 501.5046 | 50.218 | 50.2188 | 0.0029358 | 0.13337 | 501.638 |  | -25.6559 | 0 | -25.6559 | 50.5 | 2.2847 | -58.6163 | 1 | 0 | -58.6163 |  | -58.6163 | 0
50.2194 | 0 | 501.5046 | 501.5046 | 1 | 1 | 15:11 | 51.68 |  | 503.3742 | 0 | 501.5046 | 50.2181 | 50.2189 | 0.0026423 | 0.12003 | 501.6246 |  | -25.6692 | 0 | -25.6692 | 50.5 | 2.2841 | -58.6319 | 1 | 0 | -58.6319 |  | -58.6319 | 0
50.2194 | 0 | 501.5046 | 501.5046 | 1 | 1 | 15:11 | 51.7 |  | 503.3735 | 0 | 501.5046 | 50.2182 | 50.219 | 0.002378 | 0.10803 | 501.6126 |  | -25.6812 | 0 | -25.6812 | 50.5 | 2.2836 | -58.646 | 1 | 0 | -58.646 |  | -58.646 | 0
50.2194 | 0 | 501.5046 | 501.5046 | 1 | 1 | 15:11 | 51.72 |  | 503.3727 | 0 | 501.5046 | 50.2184 | 50.219 | 0.0021402 | 0.097225 | 501.6018 |  | -25.692 | 0 | -25.692 | 50.5 | 2.2831 | -58.6586 | 1 | 0 | -58.6586 |  | -58.6586 | 0
50.2194 | 0 | 501.5046 | 501.5046 | 1 | 1 | 15:11 | 51.74 |  | 503.3719 | 0 | 501.5046 | 50.2185 | 50.219 | 0.0019262 | 0.087502 | 501.5921 |  | -25.7018 | 0 | -25.7018 | 50.5 | 2.2827 | -58.67 | 1 | 0 | -58.67 |  | -58.67 | 0
50.2194 | 0 | 501.5046 | 501.5046 | 1 | 1 | 15:11 | 51.76 |  | 503.3711 | 0 | 501.5046 | 50.2186 | 50.2191 | 0.0017336 | 0.078752 | 501.5834 |  | -25.7105 | 0 | -25.7105 | 50.5 | 2.2823 | -58.6803 | 1 | 0 | -58.6803 |  | -58.6803 | 0
50.2194 | 0 | 501.5046 | 501.5046 | 1 | 1 | 15:11 | 51.78 |  | 503.3703 | 0 | 501.5046 | 50.2186 | 50.2191 | 0.0015602 | 0.070877 | 501.5755 |  | -25.7184 | 0 | -25.7184 | 50.5 | 2.282 | -58.6895 | 1 | 0 | -58.6895 |  | -58.6895 | 0
50.2194 | 0 | 502.7277 | 502.7277 | 1 | 1 | 15:11 | 51.8 |  | 503.3696 | 0 | 502.7277 | 50.2187 | 50.2191 | 0.0014042 | 0.063789 | 502.7915 |  | -24.5023 | 0 | -24.5023 | 50.5 | 2.2817 | -55.9069 | 1 | 0 | -55.9069 |  | -55.9069 | 0
50.2194 | 0 | 501.5046 | 501.5046 | 1 | 1 | 15:11 | 51.82 |  | 503.3688 | 0 | 501.5046 | 50.2188 | 50.2192 | 0.0012638 | 0.05741 | 501.562 |  | -25.7319 | 0 | -25.7319 | 50.5 | 2.2814 | -58.7052 | 1 | 0 | -58.7052 |  | -58.7052 | 0
50.2194 | 0 | 502.7277 | 502.7277 | 1 | 1 | 15:11 | 51.84 |  | 503.368 | 0 | 502.7277 | 50.2188 | 50.2192 | 0.0011374 | 0.051669 | 502.7794 |  | -24.5145 | 0 | -24.5145 | 50.5 | 2.2812 | -55.9217 | 1 | 0 | -55.9217 |  | -55.9217 | 0
50.2194 | 0 | 500.2814 | 500.2814 | 1 | 1 | 15:11 | 51.86 |  | 503.3672 | 0 | 500.2814 | 50.2189 | 50.2192 | 0.0010237 | 0.046502 | 500.3279 |  | -26.966 | 0 | -26.966 | 50.5 | 2.281 | -61.508 | 1 | 0 | -61.508 |  | -61.508 | 0
50.2194 | 0 | 500.2814 | 500.2814 | 1 | 1 | 15:11 | 51.88 |  | 503.3664 | 0 | 500.2814 | 50.219 | 50.2192 | 0.0009213 | 0.041852 | 500.3232 |  | -26.9706 | 0 | -26.9706 | 50.5 | 2.2807 | -61.5132 | 1 | 0 | -61.5132 |  | -61.5132 | 0
50.2194 | 0 | 502.7277 | 502.7277 | 1 | 1 | 15:11 | 51.9 |  | 503.3657 | 0 | 502.7277 | 50.219 | 50.2192 | 0.00082917 | 0.037667 | 502.7654 |  | -24.5285 | 0 | -24.5285 | 50.5 | 2.2806 | -55.9388 | 1 | 0 | -55.9388 |  | -55.9388 | 0
50.2194 | 0 | 502.7277 | 502.7277 | 1 | 1 | 15:11 | 51.92 |  | 503.3649 | 0 | 502.7277 | 50.219 | 50.2193 | 0.00074625 | 0.0339 | 502.7616 |  | -24.5322 | 0 | -24.5322 | 50.5 | 2.2804 | -55.9434 | 1 | 0 | -55.9434 |  | -55.9434 | 0
50.2194 | 0 | 502.7277 | 502.7277 | 1 | 1 | 15:11 | 51.94 |  | 503.3641 | 0 | 502.7277 | 50.2191 | 50.2193 | 0.00067163 | 0.03051 | 502.7583 |  | -24.5356 | 0 | -24.5356 | 50.5 | 2.2803 | -55.9476 | 1 | 0 | -55.9476 |  | -55.9476 | 0
50.2194 | 0 | 501.5046 | 501.5046 | 1 | 1 | 15:11 | 51.96 |  | 503.3633 | 0 | 501.5046 | 50.2191 | 50.2193 | 0.00060446 | 0.027459 | 501.5321 |  | -25.7618 | 0 | -25.7618 | 50.5 | 2.2801 | -58.7402 | 1 | 0 | -58.7402 |  | -58.7402 | 0
50.2194 | 0 | 501.5046 | 501.5046 | 1 | 1 | 15:11 | 51.98 |  | 503.3625 | 0 | 501.5046 | 50.2191 | 50.2193 | 0.00054402 | 0.024713 | 501.5293 |  | -25.7646 | 0 | -25.7646 | 50.5 | 2.28 | -58.7434 | 1 | 0 | -58.7434 |  | -58.7434 | 0
50.2194 | 0 | 502.7277 | 502.7277 | 1 | 1 | 15:11 | 52 |  | 503.3618 | 0 | 502.7277 | 50.2192 | 50.2193 | 0.00048962 | 0.022242 | 502.75 |  | -24.5439 | 0 | -24.5439 | 50.5 | 2.2799 | -55.9577 | 1 | 0 | -55.9577 |  | -55.9577 | 0
50.2194 | 0 | 502.7277 | 502.7277 | 1 | 1 | 15:11 | 52.02 |  | 503.361 | 0 | 502.7277 | 50.2192 | 50.2193 | 0.00044065 | 0.020018 | 502.7478 |  | -24.5461 | 0 | -24.5461 | 50.5 | 2.2798 | -55.9604 | 1 | 0 | -55.9604 |  | -55.9604 | 0
50.2194 | 0 | 501.5046 | 501.5046 | 1 | 1 | 15:11 | 52.04 |  | 503.3602 | 0 | 501.5046 | 50.2192 | 50.2193 | 0.00039659 | 0.018016 | 501.5226 |  | -25.7713 | 0 | -25.7713 | 50.5 | 2.2797 | -58.7512 | 1 | 0 | -58.7512 |  | -58.7512 | 0
50.2194 | 0 | 502.7277 | 502.7277 | 1 | 1 | 15:11 | 52.06 |  | 503.3594 | 0 | 502.7277 | 50.2192 | 50.2193 | 0.00035693 | 0.016214 | 502.744 |  | -24.5499 | 0 | -24.5499 | 50.5 | 2.2796 | -55.965 | 1 | 0 | -55.965 |  | -55.965 | 0
50.2194 | 0 | 501.5046 | 501.5046 | 1 | 1 | 15:11 | 52.08 |  | 503.3586 | 0 | 501.5046 | 50.2192 | 50.2193 | 0.00032124 | 0.014593 | 501.5192 |  | -25.7747 | 0 | -25.7747 | 50.5 | 2.2796 | -58.7552 | 1 | 0 | -58.7552 |  | -58.7552 | 0
50.2194 | 0 | 501.5046 | 501.5046 | 1 | 1 | 15:11 | 52.1 |  | 503.3579 | 0 | 501.5046 | 50.2193 | 50.2193 | 0.0037891 | 0.17213 | 501.6767 |  | -25.6171 | 0 | -25.6171 | 50.5 | 2.2795 | -58.3945 | 1 | 0 | -58.3945 |  | -58.3945 | 0
50.2194 | 0 | 502.7277 | 502.7277 | 1 | 1 | 15:11 | 52.12 |  | 503.3571 | 0 | 502.7277 | 50.2193 | 50.2194 | 0.0086602 | 0.39341 | 503.1212 |  | -24.1727 | 0 | -24.1727 | 50.5 | 2.2795 | -55.1006 | 1 | 0 | -55.1006 |  | -55.1006 | 0
50.2194 | 0 | 501.5046 | 501.5046 | 1 | 1 | 15:11 | 52.14 |  | 503.3563 | 0 | 501.5046 | 50.2193 | 50.2197 | 0.013044 | 0.59256 | 502.0972 |  | -25.1967 | 0 | -25.1967 | 50.5 | 2.2758 | -57.3419 | 1 | 0 | -57.3419 |  | -57.3419 | 0
50.2194 | 0 | 502.7277 | 502.7277 | 1 | 1 | 15:11 | 52.16 |  | 503.3555 | 0 | 502.7277 | 50.2193 | 50.22 | 0.01524 | 0.6923 | 503.42 |  | -23.8738 | 0 | -23.8738 | 50.5 | 2.2725 | -54.2525 | 1 | 0 | -54.2525 |  | -54.2525 | 0
50.2194 | 0 | 501.5046 | 501.5046 | 1 | 1 | 15:11 | 52.18 |  | 503.3547 | 0 | 501.5046 | 50.2193 | 50.2203 | 0.013716 | 0.62307 | 502.1277 |  | -25.1662 | 0 | -25.1662 | 50.5 | 2.2695 | -57.1147 | 1 | 0 | -57.1147 |  | -57.1147 | 0
50.2194 | 0 | 501.5046 | 501.5046 | 1 | 1 | 15:11 | 52.2 |  | 503.354 | 0 | 501.5046 | 50.2193 | 50.2206 | 0.012344 | 0.56076 | 502.0654 |  | -25.2285 | 0 | -25.2285 | 50.5 | 2.2668 | -57.189 | 1 | 0 | -57.189 |  | -57.189 | 0
50.2194 | 0 | 501.5046 | 501.5046 | 1 | 1 | 15:11 | 52.22 |  | 503.3532 | 0 | 501.5046 | 50.2193 | 50.2208 | 0.01111 | 0.50469 | 502.0093 |  | -25.2846 | 0 | -25.2846 | 50.5 | 2.2644 | -57.2556 | 1 | 0 | -57.2556 |  | -57.2556 | 0
50.2194 | 0 | 503.951 | 503.951 | 1 | 1 | 15:11 | 52.24 |  | 503.3524 | 0 | 503.951 | 50.2193 | 50.221 | 0.0099988 | 0.45422 | 504.4052 |  | -22.8887 | 0 | -22.8887 | 50.5 | 2.2623 | -51.7811 | 1 | 0 | -51.7811 |  | -51.7811 | 0
50.2194 | 0 | 500.2814 | 500.2814 | 1 | 1 | 15:11 | 52.26 |  | 503.3516 | 0 | 500.2814 | 50.2193 | 50.2212 | 0.0089989 | 0.4088 | 500.6902 |  | -26.6037 | 0 | -26.6037 | 50.5 | 2.2604 | -60.1342 | 1 | 0 | -60.1342 |  | -60.1342 | 0
50.2194 | 0 | 502.7277 | 502.7277 | 1 | 1 | 15:11 | 52.28 |  | 503.3508 | 0 | 502.7277 | 50.2193 | 50.2214 | 0.008099 | 0.36792 | 503.0957 |  | -24.1982 | 0 | -24.1982 | 50.5 | 2.2586 | -54.655 | 1 | 0 | -54.655 |  | -54.655 | 0
50.2194 | 0 | 500.2814 | 500.2814 | 1 | 1 | 15:11 | 52.3 |  | 503.3501 | 0 | 500.2814 | 50.2194 | 50.2215 | 0.0072891 | 0.33113 | 500.6125 |  | -26.6814 | 0 | -26.6814 | 50.5 | 2.2571 | -60.222 | 1 | 0 | -60.222 |  | -60.222 | 0
50.2229 | 0 | 502.7277 | 502.7277 | 1 | 1 | 15:11 | 52.32 |  | 503.3493 | 0 | 502.7277 | 50.2197 | 50.2217 | 0.0065602 | 0.29803 | 503.0258 |  | -24.2681 | 0 | -24.2681 | 50.5 | 2.2557 | -54.7411 | 1 | 0 | -54.7411 |  | -54.7411 | 0
50.2229 | 0 | 501.5046 | 501.5046 | 1 | 1 | 15:11 | 52.34 |  | 503.3485 | 0 | 501.5046 | 50.22 | 50.2218 | 0.0059042 | 0.26823 | 501.7728 |  | -25.521 | 0 | -25.521 | 50.5 | 2.2544 | -57.5352 | 1 | 0 | -57.5352 |  | -57.5352 | 0
50.2229 | 0 | 501.5046 | 501.5046 | 1 | 1 | 15:11 | 52.36 |  | 503.3477 | 0 | 501.5046 | 50.2203 | 50.2219 | 0.0053138 | 0.24141 | 501.746 |  | -25.5479 | 0 | -25.5479 | 50.5 | 2.2533 | -57.5668 | 1 | 0 | -57.5668 |  | -57.5668 | 0
50.2229 | 0 | 501.5046 | 501.5046 | 1 | 1 | 15:11 | 52.38 |  | 503.3469 | 0 | 501.5046 | 50.2206 | 50.222 | 0.0047824 | 0.21727 | 501.7219 |  | -25.572 | 0 | -25.572 | 50.5 | 2.2523 | -57.5952 | 1 | 0 | -57.5952 |  | -57.5952 | 0
50.2229 | 0 | 502.7277 | 502.7277 | 1 | 1 | 15:11 | 52.4 |  | 503.3462 | 0 | 502.7277 | 50.2208 | 50.2221 | 0.0043042 | 0.19554 | 502.9233 |  | -24.3706 | 0 | -24.3706 | 50.5 | 2.2514 | -54.8669 | 1 | 0 | -54.8669 |  | -54.8669 | 0
50.2229 | 0 | 500.2814 | 500.2814 | 1 | 1 | 15:11 | 52.42 |  | 503.3454 | 0 | 500.2814 | 50.221 | 50.2222 | 0.0038737 | 0.17599 | 500.4574 |  | -26.8365 | 0 | -26.8365 | 50.5 | 2.2505 | -60.3965 | 1 | 0 | -60.3965 |  | -60.3965 | 0
50.2229 | 0 | 501.5046 | 501.5046 | 1 | 1 | 15:11 | 52.44 |  | 503.3446 | 0 | 501.5046 | 50.2212 | 50.2222 | 0.0034864 | 0.15839 | 501.663 |  | -25.6309 | 0 | -25.6309 | 50.5 | 2.2498 | -57.6643 | 1 | 0 | -57.6643 |  | -57.6643 | 0
50.2229 | 0 | 502.7277 | 502.7277 | 1 | 1 | 15:11 | 52.46 |  | 503.3438 | 0 | 502.7277 | 50.2214 | 50.2223 | 0.0031377 | 0.14255 | 502.8703 |  | -24.4236 | 0 | -24.4236 | 50.5 | 2.2491 | -54.9318 | 1 | 0 | -54.9318 |  | -54.9318 | 0
50.2229 | 0 | 501.5046 | 501.5046 | 1 | 1 | 15:11 | 52.48 |  | 503.343 | 0 | 501.5046 | 50.2215 | 50.2224 | 0.002824 | 0.12829 | 501.6329 |  | -25.661 | 0 | -25.661 | 50.5 | 2.2485 | -57.6995 | 1 | 0 | -57.6995 |  | -57.6995 | 0
50.2229 | 0 | 500.2814 | 500.2814 | 1 | 1 | 15:11 | 52.5 |  | 503.3423 | 0 | 500.2814 | 50.2217 | 50.2224 | 0.0025416 | 0.11546 | 500.3969 |  | -26.897 | 0 | -26.897 | 50.5 | 2.248 | -60.4643 | 1 | 0 | -60.4643 |  | -60.4643 | 0
50.2229 | 0 | 501.5046 | 501.5046 | 1 | 1 | 15:11 | 52.52 |  | 503.3415 | 0 | 501.5046 | 50.2218 | 50.2225 | 0.0022874 | 0.10392 | 501.6085 |  | -25.6854 | 0 | -25.6854 | 50.5 | 2.2475 | -57.7281 | 1 | 0 | -57.7281 |  | -57.7281 | 0
50.2229 | 0 | 502.7277 | 502.7277 | 1 | 1 | 15:11 | 52.54 |  | 503.3407 | 0 | 502.7277 | 50.2219 | 50.2225 | 0.0020587 | 0.093526 | 502.8213 |  | -24.4726 | 0 | -24.4726 | 50.5 | 2.2471 | -54.9917 | 1 | 0 | -54.9917 |  | -54.9917 | 0
50.2229 | 0 | 501.5046 | 501.5046 | 1 | 1 | 15:11 | 52.56 |  | 503.3399 | 0 | 501.5046 | 50.222 | 50.2226 | 0.0018528 | 0.084173 | 501.5888 |  | -25.7051 | 0 | -25.7051 | 50.5 | 2.2467 | -57.7512 | 1 | 0 | -57.7512 |  | -57.7512 | 0
50.2229 | 0 | 502.7277 | 502.7277 | 1 | 1 | 15:11 | 52.58 |  | 503.3391 | 0 | 502.7277 | 50.2221 | 50.2226 | 0.0016675 | 0.075756 | 502.8035 |  | -24.4904 | 0 | -24.4904 | 50.5 | 2.2463 | -55.0134 | 1 | 0 | -55.0134 |  | -55.0134 | 0
50.2229 | 0 | 501.5046 | 501.5046 | 1 | 1 | 15:11 | 52.6 |  | 503.3384 | 0 | 501.5046 | 50.2222 | 50.2226 | 0.0015008 | 0.068181 | 501.5728 |  | -25.7211 | 0 | -25.7211 | 50.5 | 2.246 | -57.7699 | 1 | 0 | -57.7699 |  | -57.7699 | 0
50.2229 | 0 | 501.5046 | 501.5046 | 1 | 1 | 15:11 | 52.62 |  | 503.3376 | 0 | 501.5046 | 50.2222 | 50.2226 | 0.0013507 | 0.061362 | 501.566 |  | -25.7279 | 0 | -25.7279 | 50.5 | 2.2457 | -57.7778 | 1 | 0 | -57.7778 |  | -57.7778 | 0
50.2229 | 0 | 502.7277 | 502.7277 | 1 | 1 | 15:11 | 52.64 |  | 503.3368 | 0 | 502.7277 | 50.2223 | 50.2227 | 0.0012156 | 0.055226 | 502.783 |  | -24.5109 | 0 | -24.5109 | 50.5 | 2.2455 | -55.0385 | 1 | 0 | -55.0385 |  | -55.0385 | 0
50.2229 | 0 | 502.7277 | 502.7277 | 1 | 1 | 15:11 | 52.66 |  | 503.336 | 0 | 502.7277 | 50.2224 | 50.2227 | 0.0010941 | 0.049704 | 502.7775 |  | -24.5164 | 0 | -24.5164 | 50.5 | 2.2452 | -55.0452 | 1 | 0 | -55.0452 |  | -55.0452 | 0
50.2229 | 0 | 502.7277 | 502.7277 | 1 | 1 | 15:11 | 52.68 |  | 503.3352 | 0 | 502.7277 | 50.2224 | 50.2227 | 0.00098465 | 0.044733 | 502.7725 |  | -24.5214 | 0 | -24.5214 | 50.5 | 2.245 | -55.0512 | 1 | 0 | -55.0512 |  | -55.0512 | 0
50.2229 | 0 | 501.5046 | 501.5046 | 1 | 1 | 15:11 | 52.7 |  | 503.3345 | 0 | 501.5046 | 50.2225 | 50.2227 | 0.00088619 | 0.04026 | 501.5449 |  | -25.749 | 0 | -25.749 | 50.5 | 2.2448 | -57.8025 | 1 | 0 | -57.8025 |  | -57.8025 | 0
50.2229 | 0 | 502.7277 | 502.7277 | 1 | 1 | 15:11 | 52.72 |  | 503.3337 | 0 | 502.7277 | 50.2225 | 50.2227 | 0.00079757 | 0.036234 | 502.764 |  | -24.5299 | 0 | -24.5299 | 50.5 | 2.2447 | -55.0616 | 1 | 0 | -55.0616 |  | -55.0616 | 0
50.2229 | 0 | 501.5046 | 501.5046 | 1 | 1 | 15:11 | 52.74 |  | 503.3329 | 0 | 501.5046 | 50.2226 | 50.2228 | 0.00071781 | 0.032611 | 501.5372 |  | -25.7567 | 0 | -25.7567 | 50.5 | 2.2445 | -57.8114 | 1 | 0 | -57.8114 |  | -57.8114 | 0
50.2229 | 0 | 500.2814 | 500.2814 | 1 | 1 | 15:11 | 52.76 |  | 503.3321 | 0 | 500.2814 | 50.2226 | 50.2228 | 0.00064603 | 0.029349 | 500.3107 |  | -26.9831 | 0 | -26.9831 | 50.5 | 2.2444 | -60.5605 | 1 | 0 | -60.5605 |  | -60.5605 | 0
50.2229 | 0 | 501.5046 | 501.5046 | 1 | 1 | 15:11 | 52.78 |  | 503.3313 | 0 | 501.5046 | 50.2226 | 50.2228 | 0.00058143 | 0.026415 | 501.531 |  | -25.7629 | 0 | -25.7629 | 50.5 | 2.2443 | -57.8186 | 1 | 0 | -57.8186 |  | -57.8186 | 0
50.2229 | 0 | 501.5046 | 501.5046 | 1 | 1 | 15:11 | 52.8 |  | 503.3306 | 0 | 501.5046 | 50.2226 | 50.2228 | 0.00052329 | 0.023773 | 501.5284 |  | -25.7655 | 0 | -25.7655 | 50.5 | 2.2442 | -57.8217 | 1 | 0 | -57.8217 |  | -57.8217 | 0
50.2229 | 0 | 501.5046 | 501.5046 | 1 | 1 | 15:11 | 52.82 |  | 503.3298 | 0 | 501.5046 | 50.2227 | 50.2228 | 0.00047096 | 0.021396 | 501.526 |  | -25.7679 | 0 | -25.7679 | 50.5 | 2.2441 | -57.8245 | 1 | 0 | -57.8245 |  | -57.8245 | 0
50.2229 | 0 | 501.5046 | 501.5046 | 1 | 1 | 15:11 | 52.84 |  | 503.329 | 0 | 501.5046 | 50.2227 | 50.2228 | 0.00042386 | 0.019256 | 501.5239 |  | -25.77 | 0 | -25.77 | 50.5 | 2.244 | -57.827 | 1 | 0 | -57.827 |  | -57.827 | 0
50.2229 | 0 | 501.5046 | 501.5046 | 1 | 1 | 15:11 | 52.86 |  | 503.3282 | 0 | 501.5046 | 50.2227 | 50.2228 | 0.00038147 | 0.017331 | 501.5219 |  | -25.7719 | 0 | -25.7719 | 50.5 | 2.2439 | -57.8292 | 1 | 0 | -57.8292 |  | -57.8292 | 0
50.2229 | 0 | 501.5046 | 501.5046 | 1 | 1 | 15:11 | 52.88 |  | 503.3274 | 0 | 501.5046 | 50.2227 | 50.2228 | 0.00034333 | 0.015598 | 501.5202 |  | -25.7737 | 0 | -25.7737 | 50.5 | 2.2438 | -57.8312 | 1 | 0 | -57.8312 |  | -57.8312 | 0
50.2229 | 0 | 501.5046 | 501.5046 | 1 | 1 | 15:11 | 52.9 |  | 503.3267 | 0 | 501.5046 | 50.2227 | 50.2228 | 0.00030899 | 0.014038 | 501.5186 |  | -25.7752 | 0 | -25.7752 | 50.5 | 2.2437 | -57.8331 | 1 | 0 | -57.8331 |  | -57.8331 | 0
50.2229 | 0 | 501.5046 | 501.5046 | 1 | 1 | 15:11 | 52.92 |  | 503.3259 | 0 | 501.5046 | 50.2228 | 50.2228 | 0.0002781 | 0.012634 | 501.5172 |  | -25.7766 | 0 | -25.7766 | 50.5 | 2.2437 | -57.8347 | 1 | 0 | -57.8347 |  | -57.8347 | 0
50.2229 | 0 | 501.5046 | 501.5046 | 1 | 1 | 15:11 | 52.94 |  | 503.3251 | 0 | 501.5046 | 50.2228 | 50.2229 | 0.00025029 | 0.011371 | 501.516 |  | -25.7779 | 0 | -25.7779 | 50.5 | 2.2436 | -57.8362 | 1 | 0 | -57.8362 |  | -57.8362 | 0
50.2229 | 0 | 501.5046 | 501.5046 | 1 | 1 | 15:11 | 52.96 |  | 503.3243 | 0 | 501.5046 | 50.2228 | 50.2229 | 0.00022526 | 0.010234 | 501.5148 |  | -25.779 | 0 | -25.779 | 50.5 | 2.2436 | -57.8375 | 1 | 0 | -57.8375 |  | -57.8375 | 0
50.2229 | 0 | 501.5046 | 501.5046 | 1 | 1 | 15:11 | 52.98 |  | 503.3235 | 0 | 501.5046 | 50.2228 | 50.2229 | 0.00020273 | 0.0092102 | 501.5138 |  | -25.7801 | 0 | -25.7801 | 50.5 | 2.2435 | -57.8387 | 1 | 0 | -57.8387 |  | -57.8387 | 0
50.2229 | 0 | 501.5046 | 501.5046 | 1 | 1 | 15:11 | 53 |  | 503.3228 | 0 | 501.5046 | 50.2228 | 50.2229 | 0.00018246 | 0.0082892 | 501.5129 |  | -25.781 | 0 | -25.781 | 50.5 | 2.2435 | -57.8398 | 1 | 0 | -57.8398 |  | -57.8398 | 0
50.2229 | 0 | 502.7277 | 502.7277 | 1 | 1 | 15:11 | 53.02 |  | 503.322 | 0 | 502.7277 | 50.2228 | 50.2229 | 0.00016421 | 0.0074602 | 502.7352 |  | -24.5587 | 0 | -24.5587 | 50.5 | 2.2435 | -55.0966 | 1 | 0 | -55.0966 |  | -55.0966 | 0
50.2229 | 0 | 501.5046 | 501.5046 | 1 | 1 | 15:11 | 53.04 |  | 503.3212 | 0 | 501.5046 | 50.2228 | 50.2229 | 0.00014779 | 0.0067142 | 501.5113 |  | -25.7826 | 0 | -25.7826 | 50.5 | 2.2434 | -57.8416 | 1 | 0 | -57.8416 |  | -57.8416 | 0
50.2229 | 0 | 501.5046 | 501.5046 | 1 | 1 | 15:11 | 53.06 |  | 503.3204 | 0 | 501.5046 | 50.2228 | 50.2229 | 0.00013301 | 0.0060428 | 501.5106 |  | -25.7832 | 0 | -25.7832 | 50.5 | 2.2434 | -57.8424 | 1 | 0 | -57.8424 |  | -57.8424 | 0
50.2229 | 0 | 500.2814 | 500.2814 | 1 | 1 | 15:11 | 53.08 |  | 503.3196 | 0 | 500.2814 | 50.2228 | 50.2229 | 0.00011971 | 0.0054385 | 500.2868 |  | -27.007 | 0 | -27.007 | 50.5 | 2.2434 | -60.5872 | 1 | 0 | -60.5872 |  | -60.5872 | 0
50.2229 | 0 | 501.5046 | 501.5046 | 1 | 1 | 15:11 | 53.1 |  | 503.3189 | 0 | 501.5046 | 50.2228 | 50.2229 | 0.00010774 | 0.0048947 | 501.5095 |  | -25.7844 | 0 | -25.7844 | 50.5 | 2.2434 | -57.8437 | 1 | 0 | -57.8437 |  | -57.8437 | 0
50.2229 | 0 | 502.7277 | 502.7277 | 1 | 1 | 15:11 | 53.12 |  | 503.3181 | 0 | 502.7277 | 50.2229 | 50.2229 | 9.6966e-05 | 0.0044052 | 502.7322 |  | -24.5617 | 0 | -24.5617 | 50.5 | 2.2433 | -55.1004 | 1 | 0 | -55.1004 |  | -55.1004 | 0
50.2229 | 0 | 501.5046 | 501.5046 | 1 | 1 | 15:11 | 53.14 |  | 503.3173 | 0 | 501.5046 | 50.2229 | 50.2229 | 8.7269e-05 | 0.0039647 | 501.5086 |  | -25.7853 | 0 | -25.7853 | 50.5 | 2.2433 | -57.8448 | 1 | 0 | -57.8448 |  | -57.8448 | 0
50.2229 | 0 | 500.2814 | 500.2814 | 1 | 1 | 15:11 | 53.16 |  | 503.3165 | 0 | 500.2814 | 50.2229 | 50.2229 | 7.8542e-05 | 0.0035682 | 500.285 |  | -27.0089 | 0 | -27.0089 | 50.5 | 2.2433 | -60.5893 | 1 | 0 | -60.5893 |  | -60.5893 | 0
50.2229 | 0 | 502.7277 | 502.7277 | 1 | 1 | 15:11 | 53.18 |  | 503.3157 | 0 | 502.7277 | 50.2229 | 50.2229 | 7.0688e-05 | 0.0032114 | 502.731 |  | -24.5629 | 0 | -24.5629 | 50.5 | 2.2433 | -55.1018 | 1 | 0 | -55.1018 |  | -55.1018 | 0
50.2229 | 0 | 500.2814 | 500.2814 | 1 | 1 | 15:11 | 53.2 |  | 503.315 | 0 | 500.2814 | 50.2229 | 50.2229 | 6.3619e-05 | 0.0028903 | 500.2843 |  | -27.0096 | 0 | -27.0096 | 50.5 | 2.2433 | -60.59 | 1 | 0 | -60.59 |  | -60.59 | 0
50.2229 | 0 | 501.5046 | 501.5046 | 1 | 1 | 15:11 | 53.22 |  | 503.3142 | 0 | 501.5046 | 50.2229 | 50.2229 | 5.7257e-05 | 0.0026012 | 501.5072 |  | -25.7867 | 0 | -25.7867 | 50.5 | 2.2433 | -57.8464 | 1 | 0 | -57.8464 |  | -57.8464 | 0
50.2229 | 0 | 501.5046 | 501.5046 | 1 | 1 | 15:11 | 53.24 |  | 503.3134 | 0 | 501.5046 | 50.2229 | 50.2229 | 5.1532e-05 | 0.0023411 | 501.5069 |  | -25.7869 | 0 | -25.7869 | 50.5 | 2.2433 | -57.8467 | 1 | 0 | -57.8467 |  | -57.8467 | 0
50.2229 | 0 | 501.5046 | 501.5046 | 1 | 1 | 15:11 | 53.26 |  | 503.3126 | 0 | 501.5046 | 50.2229 | 50.2229 | 4.6378e-05 | 0.002107 | 501.5067 |  | -25.7872 | 0 | -25.7872 | 50.5 | 2.2432 | -57.847 | 1 | 0 | -57.847 |  | -57.847 | 0
50.2229 | 0 | 501.5046 | 501.5046 | 1 | 1 | 15:11 | 53.28 |  | 503.3118 | 0 | 501.5046 | 50.2229 | 50.2229 | 4.1741e-05 | 0.0018963 | 501.5065 |  | -25.7874 | 0 | -25.7874 | 50.5 | 2.2432 | -57.8472 | 1 | 0 | -57.8472 |  | -57.8472 | 0
50.2229 | 0 | 500.2814 | 500.2814 | 1 | 1 | 15:11 | 53.3 |  | 503.3111 | 0 | 500.2814 | 50.2229 | 50.2229 | 3.7567e-05 | 0.0017067 | 500.2831 |  | -27.0108 | 0 | -27.0108 | 50.5 | 2.2432 | -60.5914 | 1 | 0 | -60.5914 |  | -60.5914 | 0
50.2229 | 0 | 501.5046 | 501.5046 | 1 | 1 | 15:11 | 53.32 |  | 503.3103 | 0 | 501.5046 | 50.2229 | 50.2229 | 3.381e-05 | 0.001536 | 501.5061 |  | -25.7877 | 0 | -25.7877 | 50.5 | 2.2432 | -57.8476 | 1 | 0 | -57.8476 |  | -57.8476 | 0
50.2229 | 0 | 501.5046 | 501.5046 | 1 | 1 | 15:11 | 53.34 |  | 503.3095 | 0 | 501.5046 | 50.2229 | 50.2229 | 3.0429e-05 | 0.0013824 | 501.506 |  | -25.7879 | 0 | -25.7879 | 50.5 | 2.2432 | -57.8478 | 1 | 0 | -57.8478 |  | -57.8478 | 0
50.2229 | 0 | 501.5046 | 501.5046 | 1 | 1 | 15:11 | 53.36 |  | 503.3087 | 0 | 501.5046 | 50.2229 | 50.2229 | 2.7386e-05 | 0.0012442 | 501.5058 |  | -25.788 | 0 | -25.788 | 50.5 | 2.2432 | -57.848 | 1 | 0 | -57.848 |  | -57.848 | 0
50.2229 | 0 | 501.5046 | 501.5046 | 1 | 1 | 15:11 | 53.38 |  | 503.3079 | 0 | 501.5046 | 50.2229 | 50.2229 | 2.4647e-05 | 0.0011197 | 501.5057 |  | -25.7882 | 0 | -25.7882 | 50.5 | 2.2432 | -57.8481 | 1 | 0 | -57.8481 |  | -57.8481 | 0
50.2229 | 0 | 501.5046 | 501.5046 | 1 | 1 | 15:11 | 53.4 |  | 503.3072 | 0 | 501.5046 | 50.2229 | 50.2229 | 2.2183e-05 | 0.0010078 | 501.5056 |  | -25.7883 | 0 | -25.7883 | 50.5 | 2.2432 | -57.8482 | 1 | 0 | -57.8482 |  | -57.8482 | 0
50.2229 | 0 | 501.5046 | 501.5046 | 1 | 1 | 15:11 | 53.42 |  | 503.3064 | 0 | 501.5046 | 50.2229 | 50.2229 | 1.9964e-05 | 0.00090699 | 501.5055 |  | -25.7884 | 0 | -25.7884 | 50.5 | 2.2432 | -57.8484 | 1 | 0 | -57.8484 |  | -57.8484 | 0
50.2229 | 0 | 500.2814 | 500.2814 | 1 | 1 | 15:11 | 53.44 |  | 503.3056 | 0 | 500.2814 | 50.2229 | 50.2229 | 1.7968e-05 | 0.00081629 | 500.2822 |  | -27.0117 | 0 | -27.0117 | 50.5 | 2.2432 | -60.5924 | 1 | 0 | -60.5924 |  | -60.5924 | 0
50.2229 | 0 | 502.7277 | 502.7277 | 1 | 1 | 15:11 | 53.46 |  | 503.3048 | 0 | 502.7277 | 50.2229 | 50.2229 | 1.6171e-05 | 0.00073466 | 502.7285 |  | -24.5654 | 0 | -24.5654 | 50.5 | 2.2432 | -55.1048 | 1 | 0 | -55.1048 |  | -55.1048 | 0
50.2229 | 0 | 501.5046 | 501.5046 | 1 | 1 | 15:11 | 53.48 |  | 503.304 | 0 | 501.5046 | 50.2229 | 50.2229 | 1.4554e-05 | 0.0006612 | 501.5053 |  | -25.7886 | 0 | -25.7886 | 50.5 | 2.2432 | -57.8487 | 1 | 0 | -57.8487 |  | -57.8487 | 0
50.2229 | 0 | 501.5046 | 501.5046 | 1 | 1 | 15:11 | 53.5 |  | 503.3033 | 0 | 501.5046 | 50.2229 | 50.2229 | 1.3099e-05 | 0.00059508 | 501.5052 |  | -25.7887 | 0 | -25.7887 | 50.5 | 2.2432 | -57.8487 | 1 | 0 | -57.8487 |  | -57.8487 | 0
50.2229 | 0 | 501.5046 | 501.5046 | 1 | 1 | 15:11 | 53.52 |  | 503.3025 | 0 | 501.5046 | 50.2229 | 50.2229 | 1.1789e-05 | 0.00053557 | 501.5051 |  | -25.7887 | 0 | -25.7887 | 50.5 | 2.2432 | -57.8488 | 1 | 0 | -57.8488 |  | -57.8488 | 0
50.2229 | 0 | 500.2814 | 500.2814 | 1 | 1 | 15:11 | 53.54 |  | 503.3017 | 0 | 500.2814 | 50.2229 | 50.2229 | 1.061e-05 | 0.00048201 | 500.2819 |  | -27.012 | 0 | -27.012 | 50.5 | 2.2432 | -60.5927 | 1 | 0 | -60.5927 |  | -60.5927 | 0
50.2229 | 0 | 502.7277 | 502.7277 | 1 | 1 | 15:11 | 53.56 |  | 503.3009 | 0 | 502.7277 | 50.2229 | 50.2229 | 9.5489e-06 | 0.00043381 | 502.7282 |  | -24.5657 | 0 | -24.5657 | 50.5 | 2.2432 | -55.1052 | 1 | 0 | -55.1052 |  | -55.1052 | 0
50.2229 | 0 | 502.7277 | 502.7277 | 1 | 1 | 15:11 | 53.58 |  | 503.3001 | 0 | 502.7277 | 50.2229 | 50.2229 | 8.594e-06 | 0.00039043 | 502.7281 |  | -24.5657 | 0 | -24.5657 | 50.5 | 2.2432 | -55.1052 | 1 | 0 | -55.1052 |  | -55.1052 | 0
50.2229 | 0 | 501.5046 | 501.5046 | 1 | 1 | 15:11 | 53.6 |  | 503.2994 | 0 | 501.5046 | 50.2229 | 50.2229 | 7.7346e-06 | 0.00035139 | 501.505 |  | -25.7889 | 0 | -25.7889 | 50.5 | 2.2432 | -57.849 | 1 | 0 | -57.849 |  | -57.849 | 0
50.2229 | 0 | 500.2814 | 500.2814 | 1 | 1 | 15:11 | 53.62 |  | 503.2986 | 0 | 500.2814 | 50.2229 | 50.2229 | 6.9612e-06 | 0.00031625 | 500.2817 |  | -27.0122 | 0 | -27.0122 | 50.5 | 2.2432 | -60.5929 | 1 | 0 | -60.5929 |  | -60.5929 | 0
50.2229 | 0 | 501.5046 | 501.5046 | 1 | 1 | 15:11 | 53.64 |  | 503.2978 | 0 | 501.5046 | 50.2229 | 50.2229 | 6.265e-06 | 0.00028462 | 501.5049 |  | -25.789 | 0 | -25.789 | 50.5 | 2.2432 | -57.8491 | 1 | 0 | -57.8491 |  | -57.8491 | 0
50.2229 | 0 | 501.5046 | 501.5046 | 1 | 1 | 15:11 | 53.66 |  | 503.297 | 0 | 501.5046 | 50.2229 | 50.2229 | 5.6385e-06 | 0.00025616 | 501.5049 |  | -25.789 | 0 | -25.789 | 50.5 | 2.2432 | -57.8491 | 1 | 0 | -57.8491 |  | -57.8491 | 0
50.2229 | 0 | 502.7277 | 502.7277 | 1 | 1 | 15:11 | 53.68 |  | 503.2962 | 0 | 502.7277 | 50.2229 | 50.2229 | 5.0747e-06 | 0.00023055 | 502.728 |  | -24.5659 | 0 | -24.5659 | 50.5 | 2.2432 | -55.1054 | 1 | 0 | -55.1054 |  | -55.1054 | 0
50.2229 | 0 | 501.5046 | 501.5046 | 1 | 1 | 15:11 | 53.7 |  | 503.2955 | 0 | 501.5046 | 50.2229 | 50.2229 | 4.5672e-06 | 0.00020749 | 501.5048 |  | -25.7891 | 0 | -25.7891 | 50.5 | 2.2432 | -57.8492 | 1 | 0 | -57.8492 |  | -57.8492 | 0
50.2229 | 0 | 501.5046 | 501.5046 | 1 | 1 | 15:11 | 53.72 |  | 503.2947 | 0 | 501.5046 | 50.2229 | 50.2229 | 4.1105e-06 | 0.00018674 | 501.5048 |  | -25.7891 | 0 | -25.7891 | 50.5 | 2.2432 | -57.8492 | 1 | 0 | -57.8492 |  | -57.8492 | 0
50.2229 | 0 | 501.5046 | 501.5046 | 1 | 1 | 15:11 | 53.74 |  | 503.2939 | 0 | 501.5046 | 50.2229 | 50.2229 | 3.6994e-06 | 0.00016807 | 501.5048 |  | -25.7891 | 0 | -25.7891 | 50.5 | 2.2432 | -57.8492 | 1 | 0 | -57.8492 |  | -57.8492 | 0
50.2229 | 0 | 501.5046 | 501.5046 | 1 | 1 | 15:11 | 53.76 |  | 503.2931 | 0 | 501.5046 | 50.2229 | 50.2229 | 3.3295e-06 | 0.00015126 | 501.5048 |  | -25.7891 | 0 | -25.7891 | 50.5 | 2.2432 | -57.8492 | 1 | 0 | -57.8492 |  | -57.8492 | 0
50.2229 | 0 | 501.5046 | 501.5046 | 1 | 1 | 15:11 | 53.78 |  | 503.2923 | 0 | 501.5046 | 50.2229 | 50.2229 | 2.9965e-06 | 0.00013613 | 501.5047 |  | -25.7891 | 0 | -25.7891 | 50.5 | 2.2432 | -57.8493 | 1 | 0 | -57.8493 |  | -57.8493 | 0
50.2229 | 0 | 501.5046 | 501.5046 | 1 | 1 | 15:11 | 53.8 |  | 503.2916 | 0 | 501.5046 | 50.2229 | 50.2229 | 2.6969e-06 | 0.00012252 | 501.5047 |  | -25.7892 | 0 | -25.7892 | 50.5 | 2.2432 | -57.8493 | 1 | 0 | -57.8493 |  | -57.8493 | 0
50.2229 | 0 | 500.2814 | 500.2814 | 1 | 1 | 15:11 | 53.82 |  | 503.2908 | 0 | 500.2814 | 50.2229 | 50.2229 | 2.4272e-06 | 0.00011027 | 500.2815 |  | -27.0124 | 0 | -27.0124 | 50.5 | 2.2432 | -60.5931 | 1 | 0 | -60.5931 |  | -60.5931 | 0
50.2229 | 0 | 501.5046 | 501.5046 | 1 | 1 | 15:11 | 53.84 |  | 503.29 | 0 | 501.5046 | 50.2229 | 50.2229 | -0.0034978 | -0.15891 | 501.3457 |  | -25.9482 | 0 | -25.9482 | 50.5 | 2.2432 | -58.206 | 1 | 0 | -58.206 |  | -58.206 | 0
50.2229 | 0 | 501.5046 | 501.5046 | 1 | 1 | 15:12 | 53.86 |  | 503.2892 | 0 | 501.5046 | 50.2229 | 50.2229 | -0.008398 | -0.38153 | 501.1231 |  | -26.1708 | 0 | -26.1708 | 50.5 | 2.2432 | -58.7053 | 1 | 0 | -58.7053 |  | -58.7053 | 0
50.2229 | 0 | 501.5046 | 501.5046 | 1 | 1 | 15:12 | 53.88 |  | 503.2884 | 0 | 501.5046 | 50.2229 | 50.2225 | -0.012808 | -0.58188 | 500.9227 |  | -26.3712 | 0 | -26.3712 | 50.5 | 2.2467 | -59.2478 | 1 | 0 | -59.2478 |  | -59.2478 | 0
50.2229 | 0 | 501.5046 | 501.5046 | 1 | 1 | 15:12 | 53.9 |  | 503.2877 | 0 | 501.5046 | 50.2229 | 50.2222 | -0.015027 | -0.6827 | 500.8219 |  | -26.472 | 0 | -26.472 | 50.5 | 2.2499 | -59.5586 | 1 | 0 | -59.5586 |  | -59.5586 | 0
50.2229 | 0 | 501.5046 | 501.5046 | 1 | 1 | 15:12 | 53.92 |  | 503.2869 | 0 | 501.5046 | 50.2229 | 50.222 | -0.013525 | -0.61443 | 500.8902 |  | -26.4037 | 0 | -26.4037 | 50.5 | 2.2527 | -59.4809 | 1 | 0 | -59.4809 |  | -59.4809 | 0
50.2229 | 0 | 501.5046 | 501.5046 | 1 | 1 | 15:12 | 53.94 |  | 503.2861 | 0 | 501.5046 | 50.2229 | 50.2217 | -0.012172 | -0.55299 | 500.9516 |  | -26.3423 | 0 | -26.3423 | 50.5 | 2.2553 | -59.4107 | 1 | 0 | -59.4107 |  | -59.4107 | 0
50.2229 | 0 | 501.5046 | 501.5046 | 1 | 1 | 15:12 | 53.96 |  | 503.2853 | 0 | 501.5046 | 50.2229 | 50.2215 | -0.010955 | -0.49769 | 501.0069 |  | -26.287 | 0 | -26.287 | 50.5 | 2.2577 | -59.3475 | 1 | 0 | -59.3475 |  | -59.3475 | 0
50.2229 | 0 | 501.5046 | 501.5046 | 1 | 1 | 15:12 | 53.98 |  | 503.2845 | 0 | 501.5046 | 50.2229 | 50.2213 | -0.0098595 | -0.44792 | 501.0567 |  | -26.2372 | 0 | -26.2372 | 50.5 | 2.2598 | -59.2905 | 1 | 0 | -59.2905 |  | -59.2905 | 0
50.2229 | 0 | 501.5046 | 501.5046 | 1 | 1 | 15:12 | 54 |  | 503.2838 | 0 | 501.5046 | 50.2229 | 50.2211 | -0.0088735 | -0.40313 | 501.1015 |  | -26.1924 | 0 | -26.1924 | 50.5 | 2.2617 | -59.239 | 1 | 0 | -59.239 |  | -59.239 | 0
50.2229 | 0 | 501.5046 | 501.5046 | 1 | 1 | 15:12 | 54.02 |  | 503.283 | 0 | 501.5046 | 50.2229 | 50.2209 | -0.0079862 | -0.36282 | 501.1418 |  | -26.1521 | 0 | -26.1521 | 50.5 | 2.2634 | -59.1927 | 1 | 0 | -59.1927 |  | -59.1927 | 0
50.2229 | 0 | 501.5046 | 501.5046 | 1 | 1 | 15:12 | 54.04 |  | 503.2822 | 0 | 501.5046 | 50.2229 | 50.2208 | -0.0071876 | -0.32653 | 501.1781 |  | -26.1158 | 0 | -26.1158 | 50.5 | 2.2649 | -59.1509 | 1 | 0 | -59.1509 |  | -59.1509 | 0
50.2194 | 0 | 502.7277 | 502.7277 | 1 | 1 | 15:12 | 54.06 |  | 503.2814 | 0 | 502.7277 | 50.2225 | 50.2206 | -0.0064688 | -0.29386 | 502.4339 |  | -24.86 | 0 | -24.86 | 50.5 | 2.2663 | -56.3411 | 1 | 0 | -56.3411 |  | -56.3411 | 0
50.2194 | 0 | 502.7277 | 502.7277 | 1 | 1 | 15:12 | 54.08 |  | 503.2806 | 0 | 502.7277 | 50.2222 | 50.2205 | -0.0058219 | -0.26447 | 502.4633 |  | -24.8306 | 0 | -24.8306 | 50.5 | 2.2676 | -56.3057 | 1 | 0 | -56.3057 |  | -56.3057 | 0
50.2194 | 0 | 501.5046 | 501.5046 | 1 | 1 | 15:12 | 54.1 |  | 503.2799 | 0 | 501.5046 | 50.222 | 50.2204 | -0.0052397 | -0.23803 | 501.2666 |  | -26.0273 | 0 | -26.0273 | 50.5 | 2.2687 | -59.0487 | 1 | 0 | -59.0487 |  | -59.0487 | 0
50.2194 | 0 | 501.5046 | 501.5046 | 1 | 1 | 15:12 | 54.12 |  | 503.2791 | 0 | 501.5046 | 50.2217 | 50.2203 | -0.0047158 | -0.21422 | 501.2904 |  | -26.0035 | 0 | -26.0035 | 50.5 | 2.2697 | -59.0212 | 1 | 0 | -59.0212 |  | -59.0212 | 0
50.2194 | 0 | 501.5046 | 501.5046 | 1 | 1 | 15:12 | 54.14 |  | 503.2783 | 0 | 501.5046 | 50.2215 | 50.2202 | -0.0042442 | -0.1928 | 501.3118 |  | -25.9821 | 0 | -25.9821 | 50.5 | 2.2707 | -58.9964 | 1 | 0 | -58.9964 |  | -58.9964 | 0
50.2194 | 0 | 501.5046 | 501.5046 | 1 | 1 | 15:12 | 54.16 |  | 503.2775 | 0 | 501.5046 | 50.2213 | 50.2201 | -0.0038198 | -0.17352 | 501.3311 |  | -25.9628 | 0 | -25.9628 | 50.5 | 2.2715 | -58.974 | 1 | 0 | -58.974 |  | -58.974 | 0
50.2194 | 0 | 500.2814 | 500.2814 | 1 | 1 | 15:12 | 54.18 |  | 503.2767 | 0 | 500.2814 | 50.2211 | 50.22 | -0.0034378 | -0.15617 | 500.1252 |  | -27.1686 | 0 | -27.1686 | 50.5 | 2.2722 | -61.7333 | 1 | 0 | -61.7333 |  | -61.7333 | 0
50.2194 | 0 | 502.7277 | 502.7277 | 1 | 1 | 15:12 | 54.2 |  | 503.276 | 0 | 502.7277 | 50.2209 | 50.22 | -0.003094 | -0.14055 | 502.5872 |  | -24.7067 | 0 | -24.7067 | 50.5 | 2.2729 | -56.1557 | 1 | 0 | -56.1557 |  | -56.1557 | 0
50.2194 | 0 | 502.7277 | 502.7277 | 1 | 1 | 15:12 | 54.22 |  | 503.2752 | 0 | 502.7277 | 50.2208 | 50.2199 | -0.0027846 | -0.1265 | 502.6012 |  | -24.6926 | 0 | -24.6926 | 50.5 | 2.2735 | -56.1387 | 1 | 0 | -56.1387 |  | -56.1387 | 0
50.2194 | 0 | 501.5046 | 501.5046 | 1 | 1 | 15:12 | 54.24 |  | 503.2744 | 0 | 501.5046 | 50.2206 | 50.2199 | -0.0025061 | -0.11385 | 501.3908 |  | -25.9031 | 0 | -25.9031 | 50.5 | 2.274 | -58.9048 | 1 | 0 | -58.9048 |  | -58.9048 | 0
50.2194 | 0 | 501.5046 | 501.5046 | 1 | 1 | 15:12 | 54.26 |  | 503.2736 | 0 | 501.5046 | 50.2205 | 50.2198 | -0.0022555 | -0.10246 | 501.4021 |  | -25.8917 | 0 | -25.8917 | 50.5 | 2.2745 | -58.8916 | 1 | 0 | -58.8916 |  | -58.8916 | 0
50.2194 | 0 | 501.5046 | 501.5046 | 1 | 1 | 15:12 | 54.28 |  | 503.2728 | 0 | 501.5046 | 50.2204 | 50.2198 | -0.00203 | -0.092216 | 501.4124 |  | -25.8815 | 0 | -25.8815 | 50.5 | 2.275 | -58.8797 | 1 | 0 | -58.8797 |  | -58.8797 | 0
50.2194 | 0 | 502.7277 | 502.7277 | 1 | 1 | 15:12 | 54.3 |  | 503.2721 | 0 | 502.7277 | 50.2203 | 50.2197 | -0.001827 | -0.082995 | 502.6448 |  | -24.6491 | 0 | -24.6491 | 50.5 | 2.2754 | -56.0858 | 1 | 0 | -56.0858 |  | -56.0858 | 0
50.2194 | 0 | 501.5046 | 501.5046 | 1 | 1 | 15:12 | 54.32 |  | 503.2713 | 0 | 501.5046 | 50.2202 | 50.2197 | -0.0050443 | -0.22915 | 501.2755 |  | -26.0184 | 0 | -26.0184 | 50.5 | 2.2757 | -59.2108 | 1 | 0 | -59.2108 |  | -59.2108 | 0
50.2194 | 0 | 501.5046 | 501.5046 | 1 | 1 | 15:12 | 54.34 |  | 503.2705 | 0 | 501.5046 | 50.2201 | 50.2197 | -0.0096399 | -0.43791 | 501.0667 |  | -26.2272 | 0 | -26.2272 | 50.5 | 2.276 | -59.6943 | 1 | 0 | -59.6943 |  | -59.6943 | 0
50.2194 | 0 | 501.5046 | 501.5046 | 1 | 1 | 15:12 | 54.36 |  | 503.2697 | 0 | 501.5046 | 50.22 | 50.2193 | -0.010376 | -0.47135 | 501.0333 |  | -26.2606 | 0 | -26.2606 | 50.5 | 2.2799 | -59.8707 | 1 | 0 | -59.8707 |  | -59.8707 | 0
50.2194 | 0 | 501.5046 | 501.5046 | 1 | 1 | 15:12 | 54.38 |  | 503.2689 | 0 | 501.5046 | 50.22 | 50.219 | -0.0076383 | -0.34699 | 501.1576 |  | -26.1363 | 0 | -26.1363 | 50.5 | 2.2833 | -59.6772 | 1 | 0 | -59.6772 |  | -59.6772 | 0
50.2194 | 0 | 501.5046 | 501.5046 | 1 | 1 | 15:12 | 54.4 |  | 503.2682 | 0 | 501.5046 | 50.2199 | 50.219 | -0.0017745 | -0.080609 | 501.424 |  | -25.8699 | 0 | -25.8699 | 50.5 | 2.2829 | -59.0577 | 1 | 0 | -59.0577 |  | -59.0577 | 0
50.2194 | 0 | 501.5046 | 501.5046 | 1 | 1 | 15:12 | 54.42 |  | 503.2674 | 0 | 501.5046 | 50.2199 | 50.2191 | 0.001803 | 0.081905 | 501.5865 |  | -25.7074 | 0 | -25.7074 | 50.5 | 2.2825 | -58.6766 | 1 | 0 | -58.6766 |  | -58.6766 | 0
50.2194 | 0 | 501.5046 | 501.5046 | 1 | 1 | 15:12 | 54.44 |  | 503.2666 | 0 | 501.5046 | 50.2198 | 50.2191 | 0.0016227 | 0.073714 | 501.5783 |  | -25.7156 | 0 | -25.7156 | 50.5 | 2.2821 | -58.6862 | 1 | 0 | -58.6862 |  | -58.6862 | 0
50.2194 | 0 | 501.5046 | 501.5046 | 1 | 1 | 15:12 | 54.46 |  | 503.2658 | 0 | 501.5046 | 50.2198 | 50.2191 | 0.0014604 | 0.066343 | 501.5709 |  | -25.7229 | 0 | -25.7229 | 50.5 | 2.2818 | -58.6948 | 1 | 0 | -58.6948 |  | -58.6948 | 0
50.2194 | 0 | 502.7277 | 502.7277 | 1 | 1 | 15:12 | 54.48 |  | 503.265 | 0 | 502.7277 | 50.2197 | 50.2192 | 0.0013144 | 0.059709 | 502.7875 |  | -24.5064 | 0 | -24.5064 | 50.5 | 2.2815 | -55.9119 | 1 | 0 | -55.9119 |  | -55.9119 | 0
50.2194 | 0 | 502.7277 | 502.7277 | 1 | 1 | 15:12 | 54.5 |  | 503.2643 | 0 | 502.7277 | 50.2197 | 50.2192 | 0.0011829 | 0.053738 | 502.7815 |  | -24.5124 | 0 | -24.5124 | 50.5 | 2.2813 | -55.9192 | 1 | 0 | -55.9192 |  | -55.9192 | 0
50.2194 | 0 | 502.7277 | 502.7277 | 1 | 1 | 15:12 | 54.52 |  | 503.2635 | 0 | 502.7277 | 50.2197 | 50.2192 | 0.0010646 | 0.048364 | 502.7761 |  | -24.5178 | 0 | -24.5178 | 50.5 | 2.281 | -55.9258 | 1 | 0 | -55.9258 |  | -55.9258 | 0
50.216 | 0 | 501.5046 | 501.5046 | 1 | 1 | 15:12 | 54.54 |  | 503.2627 | 0 | 501.5046 | 50.2193 | 50.2192 | 0.00095818 | 0.043525 | 501.5481 |  | -25.7457 | 0 | -25.7457 | 50.5 | 2.2808 | -58.7215 | 1 | 0 | -58.7215 |  | -58.7215 | 0
50.216 | 0 | 501.5046 | 501.5046 | 1 | 1 | 15:12 | 54.56 |  | 503.2619 | 0 | 501.5046 | 50.219 | 50.2192 | 0.00086236 | 0.039172 | 501.5438 |  | -25.7501 | 0 | -25.7501 | 50.5 | 2.2806 | -58.7265 | 1 | 0 | -58.7265 |  | -58.7265 | 0
50.2194 | 0 | 501.5046 | 501.5046 | 1 | 1 | 15:12 | 54.58 |  | 503.2611 | 0 | 501.5046 | 50.219 | 50.2193 | 0.00077613 | 0.035257 | 501.5399 |  | -25.754 | 0 | -25.754 | 50.5 | 2.2805 | -58.7311 | 1 | 0 | -58.7311 |  | -58.7311 | 0
50.2194 | 0 | 501.5046 | 501.5046 | 1 | 1 | 15:12 | 54.6 |  | 503.2604 | 0 | 501.5046 | 50.2191 | 50.2193 | 0.00069852 | 0.031732 | 501.5363 |  | -25.7575 | 0 | -25.7575 | 50.5 | 2.2803 | -58.7352 | 1 | 0 | -58.7352 |  | -58.7352 | 0
50.2194 | 0 | 502.7277 | 502.7277 | 1 | 1 | 15:12 | 54.62 |  | 503.2596 | 0 | 502.7277 | 50.2191 | 50.2193 | -0.0027713 | -0.12589 | 502.6019 |  | -24.692 | 0 | -24.692 | 50.5 | 2.2802 | -56.3021 | 1 | 0 | -56.3021 |  | -56.3021 | 0
50.2194 | 0 | 501.5046 | 501.5046 | 1 | 1 | 15:12 | 54.64 |  | 503.2588 | 0 | 501.5046 | 50.2191 | 50.2193 | -0.0075942 | -0.34498 | 501.1596 |  | -26.1343 | 0 | -26.1343 | 50.5 | 2.2801 | -59.5875 | 1 | 0 | -59.5875 |  | -59.5875 | 0
50.2194 | 0 | 501.5046 | 501.5046 | 1 | 1 | 15:12 | 54.66 |  | 503.258 | 0 | 501.5046 | 50.2192 | 50.219 | -0.011935 | -0.54216 | 500.9624 |  | -26.3314 | 0 | -26.3314 | 50.5 | 2.2835 | -60.1273 | 1 | 0 | -60.1273 |  | -60.1273 | 0
50.2194 | 0 | 502.7277 | 502.7277 | 1 | 1 | 15:12 | 54.68 |  | 503.2572 | 0 | 502.7277 | 50.2192 | 50.2187 | -0.014141 | -0.6424 | 502.0853 |  | -25.2085 | 0 | -25.2085 | 50.5 | 2.2866 | -57.6412 | 1 | 0 | -57.6412 |  | -57.6412 | 0
50.2194 | 0 | 501.5046 | 501.5046 | 1 | 1 | 15:12 | 54.7 |  | 503.2565 | 0 | 501.5046 | 50.2192 | 50.2184 | -0.012727 | -0.57816 | 500.9264 |  | -26.3674 | 0 | -26.3674 | 50.5 | 2.2894 | -60.3648 | 1 | 0 | -60.3648 |  | -60.3648 | 0
50.2194 | 0 | 501.5046 | 501.5046 | 1 | 1 | 15:12 | 54.72 |  | 503.2557 | 0 | 501.5046 | 50.2192 | 50.2182 | -0.011454 | -0.52034 | 500.9843 |  | -26.3096 | 0 | -26.3096 | 50.5 | 2.2919 | -60.2987 | 1 | 0 | -60.2987 |  | -60.2987 | 0
50.2194 | 0 | 501.5046 | 501.5046 | 1 | 1 | 15:12 | 54.74 |  | 503.2549 | 0 | 501.5046 | 50.2192 | 50.2179 | -0.010309 | -0.46831 | 501.0363 |  | -26.2576 | 0 | -26.2576 | 50.5 | 2.2942 | -60.2391 | 1 | 0 | -60.2391 |  | -60.2391 | 0
50.2194 | 0 | 501.5046 | 501.5046 | 1 | 1 | 15:12 | 54.76 |  | 503.2541 | 0 | 501.5046 | 50.2193 | 50.2178 | -0.0092781 | -0.42148 | 501.0831 |  | -26.2108 | 0 | -26.2108 | 50.5 | 2.2962 | -60.1854 | 1 | 0 | -60.1854 |  | -60.1854 | 0
50.2194 | 0 | 501.5046 | 501.5046 | 1 | 1 | 15:12 | 54.78 |  | 503.2533 | 0 | 501.5046 | 50.2193 | 50.2176 | -0.0083503 | -0.37933 | 501.1253 |  | -26.1686 | 0 | -26.1686 | 50.5 | 2.2981 | -60.1369 | 1 | 0 | -60.1369 |  | -60.1369 | 0
50.2194 | 0 | 501.5046 | 501.5046 | 1 | 1 | 15:12 | 54.8 |  | 503.2526 | 0 | 501.5046 | 50.2193 | 50.2174 | -0.0075153 | -0.3414 | 501.1632 |  | -26.1307 | 0 | -26.1307 | 50.5 | 2.2997 | -60.0933 | 1 | 0 | -60.0933 |  | -60.0933 | 0
50.2194 | 0 | 502.7277 | 502.7277 | 1 | 1 | 15:12 | 54.82 |  | 503.2518 | 0 | 502.7277 | 50.2193 | 50.2173 | -0.0067637 | -0.30726 | 502.4205 |  | -24.8734 | 0 | -24.8734 | 50.5 | 2.3012 | -57.2392 | 1 | 0 | -57.2392 |  | -57.2392 | 0
50.216 | 0 | 501.5046 | 501.5046 | 1 | 1 | 15:12 | 54.84 |  | 503.251 | 0 | 501.5046 | 50.219 | 50.2171 | -0.0060874 | -0.27651 | 501.2281 |  | -26.0658 | 0 | -26.0658 | 50.5 | 2.3026 | -60.0184 | 1 | 0 | -60.0184 |  | -60.0184 | 0
50.216 | 0 | 501.5046 | 501.5046 | 1 | 1 | 15:12 | 54.86 |  | 503.2502 | 0 | 501.5046 | 50.2187 | 50.217 | -0.0054786 | -0.24886 | 501.2557 |  | -26.0381 | 0 | -26.0381 | 50.5 | 2.3038 | -59.9865 | 1 | 0 | -59.9865 |  | -59.9865 | 0
50.216 | 0 | 502.7277 | 502.7277 | 1 | 1 | 15:12 | 54.88 |  | 503.2494 | 0 | 502.7277 | 50.2184 | 50.2169 | -0.0049308 | -0.22398 | 502.5038 |  | -24.7901 | 0 | -24.7901 | 50.5 | 2.3049 | -57.1385 | 1 | 0 | -57.1385 |  | -57.1385 | 0
50.216 | 0 | 501.5046 | 501.5046 | 1 | 1 | 15:12 | 54.9 |  | 503.2487 | 0 | 501.5046 | 50.2182 | 50.2168 | -0.0044377 | -0.20158 | 501.303 |  | -25.9909 | 0 | -25.9909 | 50.5 | 2.3059 | -59.9317 | 1 | 0 | -59.9317 |  | -59.9317 | 0
50.216 | 0 | 501.5046 | 501.5046 | 1 | 1 | 15:12 | 54.92 |  | 503.2479 | 0 | 501.5046 | 50.2179 | 50.2168 | -0.0039939 | -0.18142 | 501.3232 |  | -25.9707 | 0 | -25.9707 | 50.5 | 2.3068 | -59.9084 | 1 | 0 | -59.9084 |  | -59.9084 | 0
50.216 | 0 | 501.5046 | 501.5046 | 1 | 1 | 15:12 | 54.94 |  | 503.2471 | 0 | 501.5046 | 50.2178 | 50.2167 | -0.0035945 | -0.16328 | 501.3413 |  | -25.9526 | 0 | -25.9526 | 50.5 | 2.3076 | -59.8874 | 1 | 0 | -59.8874 |  | -59.8874 | 0
50.216 | 0 | 501.5046 | 501.5046 | 1 | 1 | 15:12 | 54.96 |  | 503.2463 | 0 | 501.5046 | 50.2176 | 50.2166 | -0.0032351 | -0.14695 | 501.3576 |  | -25.9362 | 0 | -25.9362 | 50.5 | 2.3083 | -59.8684 | 1 | 0 | -59.8684 |  | -59.8684 | 0
50.216 | 0 | 501.5046 | 501.5046 | 1 | 1 | 15:12 | 54.98 |  | 503.2455 | 0 | 501.5046 | 50.2174 | 50.2165 | -0.0029116 | -0.13226 | 501.3723 |  | -25.9215 | 0 | -25.9215 | 50.5 | 2.3089 | -59.8514 | 1 | 0 | -59.8514 |  | -59.8514 | 0
50.216 | 0 | 501.5046 | 501.5046 | 1 | 1 | 15:12 | 55 |  | 503.2448 | 0 | 501.5046 | 50.2173 | 50.2165 | -0.0026204 | -0.11903 | 501.3856 |  | -25.9083 | 0 | -25.9083 | 50.5 | 2.3095 | -59.836 | 1 | 0 | -59.836 |  | -59.836 | 0
50.216 | 0 | 501.5046 | 501.5046 | 1 | 1 | 15:12 | 55.02 |  | 503.244 | 0 | 501.5046 | 50.2171 | 50.2164 | -0.0023584 | -0.10713 | 501.3975 |  | -25.8964 | 0 | -25.8964 | 50.5 | 2.3101 | -59.8222 | 1 | 0 | -59.8222 |  | -59.8222 | 0
50.216 | 0 | 501.5046 | 501.5046 | 1 | 1 | 15:12 | 55.04 |  | 503.2432 | 0 | 501.5046 | 50.217 | 50.2164 | -0.0021225 | -0.096414 | 501.4082 |  | -25.8857 | 0 | -25.8857 | 50.5 | 2.3105 | -59.8097 | 1 | 0 | -59.8097 |  | -59.8097 | 0
50.216 | 0 | 500.2814 | 500.2814 | 1 | 1 | 15:12 | 55.06 |  | 503.2424 | 0 | 500.2814 | 50.2169 | 50.2164 | -0.0019103 | -0.086773 | 500.1946 |  | -27.0993 | 0 | -27.0993 | 50.5 | 2.311 | -62.6253 | 1 | 0 | -62.6253 |  | -62.6253 | 0
50.216 | 0 | 501.5046 | 501.5046 | 1 | 1 | 15:12 | 55.08 |  | 503.2416 | 0 | 501.5046 | 50.2168 | 50.2163 | -0.0017193 | -0.078096 | 501.4265 |  | -25.8674 | 0 | -25.8674 | 50.5 | 2.3113 | -59.7884 | 1 | 0 | -59.7884 |  | -59.7884 | 0
50.216 | 0 | 501.5046 | 501.5046 | 1 | 1 | 15:12 | 55.1 |  | 503.2409 | 0 | 501.5046 | 50.2168 | 50.2163 | -0.0015473 | -0.070286 | 501.4343 |  | -25.8596 | 0 | -25.8596 | 50.5 | 2.3117 | -59.7793 | 1 | 0 | -59.7793 |  | -59.7793 | 0
50.216 | 0 | 501.5046 | 501.5046 | 1 | 1 | 15:12 | 55.12 |  | 503.2401 | 0 | 501.5046 | 50.2167 | 50.2163 | -0.0013926 | -0.063257 | 501.4413 |  | -25.8525 | 0 | -25.8525 | 50.5 | 2.312 | -59.7711 | 1 | 0 | -59.7711 |  | -59.7711 | 0
50.216 | 0 | 501.5046 | 501.5046 | 1 | 1 | 15:12 | 55.14 |  | 503.2393 | 0 | 501.5046 | 50.2166 | 50.2162 | -0.0012533 | -0.056932 | 501.4477 |  | -25.8462 | 0 | -25.8462 | 50.5 | 2.3123 | -59.7638 | 1 | 0 | -59.7638 |  | -59.7638 | 0
50.216 | 0 | 501.5046 | 501.5046 | 1 | 1 | 15:12 | 55.16 |  | 503.2385 | 0 | 501.5046 | 50.2165 | 50.2162 | -0.001128 | -0.051239 | 501.4534 |  | -25.8405 | 0 | -25.8405 | 50.5 | 2.3125 | -59.7571 | 1 | 0 | -59.7571 |  | -59.7571 | 0
50.216 | 0 | 500.2814 | 500.2814 | 1 | 1 | 15:12 | 55.18 |  | 503.2377 | 0 | 500.2814 | 50.2165 | 50.2162 | -0.0010152 | -0.046115 | 500.2353 |  | -27.0586 | 0 | -27.0586 | 50.5 | 2.3128 | -62.5802 | 1 | 0 | -62.5802 |  | -62.5802 | 0
50.216 | 0 | 502.7277 | 502.7277 | 1 | 1 | 15:12 | 55.2 |  | 503.237 | 0 | 502.7277 | 50.2164 | 50.2162 | -0.00091368 | -0.041503 | 502.6862 |  | -24.6076 | 0 | -24.6076 | 50.5 | 2.313 | -56.9167 | 1 | 0 | -56.9167 |  | -56.9167 | 0
50.216 | 0 | 501.5046 | 501.5046 | 1 | 1 | 15:12 | 55.22 |  | 503.2362 | 0 | 501.5046 | 50.2164 | 50.2162 | -0.00082231 | -0.037353 | 501.4672 |  | -25.8266 | 0 | -25.8266 | 50.5 | 2.3132 | -59.741 | 1 | 0 | -59.741 |  | -59.741 | 0
50.216 | 0 | 501.5046 | 501.5046 | 1 | 1 | 15:12 | 55.24 |  | 503.2354 | 0 | 501.5046 | 50.2164 | 50.2161 | -0.00074008 | -0.033618 | 501.471 |  | -25.8229 | 0 | -25.8229 | 50.5 | 2.3133 | -59.7366 | 1 | 0 | -59.7366 |  | -59.7366 | 0
50.216 | 0 | 502.7277 | 502.7277 | 1 | 1 | 15:12 | 55.26 |  | 503.2346 | 0 | 502.7277 | 50.2163 | 50.2161 | -0.00066607 | -0.030256 | 502.6975 |  | -24.5964 | 0 | -24.5964 | 50.5 | 2.3135 | -56.903 | 1 | 0 | -56.903 |  | -56.903 | 0
50.216 | 0 | 501.5046 | 501.5046 | 1 | 1 | 15:12 | 55.28 |  | 503.2338 | 0 | 501.5046 | 50.2163 | 50.2161 | -0.0040995 | -0.18621 | 501.3184 |  | -25.9755 | 0 | -25.9755 | 50.5 | 2.3136 | -60.097 | 1 | 0 | -60.097 |  | -60.097 | 0
50.216 | 0 | 501.5046 | 501.5046 | 1 | 1 | 15:12 | 55.3 |  | 503.2331 | 0 | 501.5046 | 50.2163 | 50.2161 | -0.0089395 | -0.40607 | 501.0985 |  | -26.1953 | 0 | -26.1953 | 50.5 | 2.3137 | -60.6088 | 1 | 0 | -60.6088 |  | -60.6088 | 0
50.216 | 0 | 501.5046 | 501.5046 | 1 | 1 | 15:12 | 55.32 |  | 503.2323 | 0 | 501.5046 | 50.2162 | 50.2157 | -0.013296 | -0.60394 | 500.9007 |  | -26.3932 | 0 | -26.3932 | 50.5 | 2.3176 | -61.1686 | 1 | 0 | -61.1686 |  | -61.1686 | 0
50.216 | 0 | 502.7277 | 502.7277 | 1 | 1 | 15:12 | 55.34 |  | 503.2315 | 0 | 502.7277 | 50.2162 | 50.2154 | -0.015466 | -0.70253 | 502.0252 |  | -25.2687 | 0 | -25.2687 | 50.5 | 2.3211 | -58.6504 | 1 | 0 | -58.6504 |  | -58.6504 | 0
50.216 | 0 | 501.5046 | 501.5046 | 1 | 1 | 15:12 | 55.36 |  | 503.2307 | 0 | 501.5046 | 50.2162 | 50.2151 | -0.013919 | -0.63228 | 500.8723 |  | -26.4216 | 0 | -26.4216 | 50.5 | 2.3242 | -61.4096 | 1 | 0 | -61.4096 |  | -61.4096 | 0
50.216 | 0 | 501.5046 | 501.5046 | 1 | 1 | 15:12 | 55.38 |  | 503.2299 | 0 | 501.5046 | 50.2162 | 50.2149 | -0.012527 | -0.56905 | 500.9355 |  | -26.3583 | 0 | -26.3583 | 50.5 | 2.3271 | -61.3375 | 1 | 0 | -61.3375 |  | -61.3375 | 0
50.216 | 0 | 501.5046 | 501.5046 | 1 | 1 | 15:12 | 55.4 |  | 503.2292 | 0 | 501.5046 | 50.2162 | 50.2146 | -0.011275 | -0.51215 | 500.9925 |  | -26.3014 | 0 | -26.3014 | 50.5 | 2.3296 | -61.2724 | 1 | 0 | -61.2724 |  | -61.2724 | 0
50.216 | 0 | 501.5046 | 501.5046 | 1 | 1 | 15:12 | 55.42 |  | 503.2284 | 0 | 501.5046 | 50.2161 | 50.2144 | -0.010147 | -0.46093 | 501.0437 |  | -26.2502 | 0 | -26.2502 | 50.5 | 2.3319 | -61.2138 | 1 | 0 | -61.2138 |  | -61.2138 | 0
50.216 | 0 | 502.7277 | 502.7277 | 1 | 1 | 15:12 | 55.44 |  | 503.2276 | 0 | 502.7277 | 50.2161 | 50.2142 | -0.0091325 | -0.41484 | 502.3129 |  | -24.981 | 0 | -24.981 | 50.5 | 2.334 | -58.3061 | 1 | 0 | -58.3061 |  | -58.3061 | 0
50.216 | 0 | 501.5046 | 501.5046 | 1 | 1 | 15:12 | 55.46 |  | 503.2268 | 0 | 501.5046 | 50.2161 | 50.2141 | -0.0082193 | -0.37335 | 501.1312 |  | -26.1626 | 0 | -26.1626 | 50.5 | 2.3359 | -61.1132 | 1 | 0 | -61.1132 |  | -61.1132 | 0
50.216 | 0 | 502.7277 | 502.7277 | 1 | 1 | 15:12 | 55.48 |  | 503.226 | 0 | 502.7277 | 50.2161 | 50.2139 | -0.0073973 | -0.33602 | 502.3917 |  | -24.9021 | 0 | -24.9021 | 50.5 | 2.3376 | -58.211 | 1 | 0 | -58.211 |  | -58.211 | 0
50.2125 | 0 | 501.5046 | 501.5046 | 1 | 1 | 15:12 | 55.5 |  | 503.2253 | 0 | 501.5046 | 50.2157 | 50.2138 | -0.0066576 | -0.3024 | 501.2022 |  | -26.0917 | 0 | -26.0917 | 50.5 | 2.3391 | -61.0315 | 1 | 0 | -61.0315 |  | -61.0315 | 0
50.2125 | 0 | 502.7277 | 502.7277 | 1 | 1 | 15:12 | 55.52 |  | 503.2245 | 0 | 502.7277 | 50.2154 | 50.2136 | -0.0059918 | -0.27216 | 502.4556 |  | -24.8383 | 0 | -24.8383 | 50.5 | 2.3405 | -58.1338 | 1 | 0 | -58.1338 |  | -58.1338 | 0
50.2125 | 0 | 502.7277 | 502.7277 | 1 | 1 | 15:12 | 55.54 |  | 503.2237 | 0 | 502.7277 | 50.2151 | 50.2135 | -0.0053927 | -0.24494 | 502.4828 |  | -24.8111 | 0 | -24.8111 | 50.5 | 2.3417 | -58.1008 | 1 | 0 | -58.1008 |  | -58.1008 | 0
50.2125 | 0 | 501.5046 | 501.5046 | 1 | 1 | 15:12 | 55.56 |  | 503.2229 | 0 | 501.5046 | 50.2149 | 50.2134 | -0.0048534 | -0.22045 | 501.2842 |  | -26.0097 | 0 | -26.0097 | 50.5 | 2.3428 | -60.9368 | 1 | 0 | -60.9368 |  | -60.9368 | 0
50.2125 | 0 | 501.5046 | 501.5046 | 1 | 1 | 15:12 | 55.58 |  | 503.2221 | 0 | 501.5046 | 50.2146 | 50.2133 | -0.0043681 | -0.1984 | 501.3062 |  | -25.9877 | 0 | -25.9877 | 50.5 | 2.3439 | -60.9113 | 1 | 0 | -60.9113 |  | -60.9113 | 0
50.2125 | 0 | 500.2814 | 500.2814 | 1 | 1 | 15:12 | 55.6 |  | 503.2214 | 0 | 500.2814 | 50.2144 | 50.2132 | -0.0039313 | -0.17856 | 500.1028 |  | -27.191 | 0 | -27.191 | 50.5 | 2.3448 | -63.7564 | 1 | 0 | -63.7564 |  | -63.7564 | 0
50.2125 | 0 | 502.7277 | 502.7277 | 1 | 1 | 15:12 | 55.62 |  | 503.2206 | 0 | 502.7277 | 50.2142 | 50.2132 | -0.0035381 | -0.16071 | 502.567 |  | -24.7268 | 0 | -24.7268 | 50.5 | 2.3456 | -57.9986 | 1 | 0 | -57.9986 |  | -57.9986 | 0
50.2125 | 0 | 501.5046 | 501.5046 | 1 | 1 | 15:12 | 55.64 |  | 503.2198 | 0 | 501.5046 | 50.2141 | 50.2131 | -0.0031843 | -0.14463 | 501.36 |  | -25.9339 | 0 | -25.9339 | 50.5 | 2.3463 | -60.849 | 1 | 0 | -60.849 |  | -60.849 | 0
50.2125 | 0 | 502.7277 | 502.7277 | 1 | 1 | 15:12 | 55.66 |  | 503.219 | 0 | 502.7277 | 50.2139 | 50.213 | -0.0028659 | -0.13017 | 502.5976 |  | -24.6963 | 0 | -24.6963 | 50.5 | 2.347 | -57.9615 | 1 | 0 | -57.9615 |  | -57.9615 | 0
50.2125 | 0 | 501.5046 | 501.5046 | 1 | 1 | 15:12 | 55.68 |  | 503.2182 | 0 | 501.5046 | 50.2138 | 50.213 | -0.0025793 | -0.11715 | 501.3874 |  | -25.9064 | 0 | -25.9064 | 50.5 | 2.3476 | -60.8171 | 1 | 0 | -60.8171 |  | -60.8171 | 0
50.2125 | 0 | 501.5046 | 501.5046 | 1 | 1 | 15:12 | 55.7 |  | 503.2175 | 0 | 501.5046 | 50.2136 | 50.2129 | -0.0023214 | -0.10544 | 501.3992 |  | -25.8947 | 0 | -25.8947 | 50.5 | 2.3481 | -60.8034 | 1 | 0 | -60.8034 |  | -60.8034 | 0
50.2125 | 0 | 501.5046 | 501.5046 | 1 | 1 | 15:12 | 55.72 |  | 503.2167 | 0 | 501.5046 | 50.2135 | 50.2129 | -0.0020892 | -0.094895 | 501.4097 |  | -25.8842 | 0 | -25.8842 | 50.5 | 2.3486 | -60.7912 | 1 | 0 | -60.7912 |  | -60.7912 | 0
50.2125 | 0 | 501.5046 | 501.5046 | 1 | 1 | 15:12 | 55.74 |  | 503.2159 | 0 | 501.5046 | 50.2134 | 50.2129 | -0.0018803 | -0.085405 | 501.4192 |  | -25.8747 | 0 | -25.8747 | 50.5 | 2.349 | -60.7801 | 1 | 0 | -60.7801 |  | -60.7801 | 0
50.2125 | 0 | 501.5046 | 501.5046 | 1 | 1 | 15:12 | 55.76 |  | 503.2151 | 0 | 501.5046 | 50.2133 | 50.2128 | -0.0016923 | -0.076865 | 501.4277 |  | -25.8661 | 0 | -25.8661 | 50.5 | 2.3494 | -60.7702 | 1 | 0 | -60.7702 |  | -60.7702 | 0
50.2125 | 0 | 501.5046 | 501.5046 | 1 | 1 | 15:12 | 55.78 |  | 503.2143 | 0 | 501.5046 | 50.2132 | 50.2128 | -0.001523 | -0.069178 | 501.4354 |  | -25.8585 | 0 | -25.8585 | 50.5 | 2.3498 | -60.7613 | 1 | 0 | -60.7613 |  | -60.7613 | 0
50.2125 | 0 | 500.2814 | 500.2814 | 1 | 1 | 15:12 | 55.8 |  | 503.2136 | 0 | 500.2814 | 50.2132 | 50.2128 | -0.0013707 | -0.062261 | 500.2191 |  | -27.0747 | 0 | -27.0747 | 50.5 | 2.3501 | -63.6278 | 1 | 0 | -63.6278 |  | -63.6278 | 0
50.2125 | 0 | 501.5046 | 501.5046 | 1 | 1 | 15:12 | 55.82 |  | 503.2128 | 0 | 501.5046 | 50.2131 | 50.2127 | -0.0012337 | -0.056034 | 501.4486 |  | -25.8453 | 0 | -25.8453 | 50.5 | 2.3504 | -60.746 | 1 | 0 | -60.746 |  | -60.746 | 0
50.2125 | 0 | 501.5046 | 501.5046 | 1 | 1 | 15:12 | 55.84 |  | 503.212 | 0 | 501.5046 | 50.213 | 50.2127 | -0.0011103 | -0.050431 | 501.4542 |  | -25.8397 | 0 | -25.8397 | 50.5 | 2.3506 | -60.7394 | 1 | 0 | -60.7394 |  | -60.7394 | 0
50.2125 | 0 | 501.5046 | 501.5046 | 1 | 1 | 15:12 | 55.86 |  | 503.2112 | 0 | 501.5046 | 50.213 | 50.2127 | -0.00099927 | -0.045388 | 501.4592 |  | -25.8347 | 0 | -25.8347 | 50.5 | 2.3509 | -60.7336 | 1 | 0 | -60.7336 |  | -60.7336 | 0
50.2125 | 0 | 501.5046 | 501.5046 | 1 | 1 | 15:12 | 55.88 |  | 503.2104 | 0 | 501.5046 | 50.2129 | 50.2127 | -0.00089934 | -0.040849 | 501.4638 |  | -25.8301 | 0 | -25.8301 | 50.5 | 2.3511 | -60.7283 | 1 | 0 | -60.7283 |  | -60.7283 | 0
50.2125 | 0 | 500.2814 | 500.2814 | 1 | 1 | 15:12 | 55.9 |  | 503.2097 | 0 | 500.2814 | 50.2129 | 50.2127 | -0.00080941 | -0.036764 | 500.2446 |  | -27.0492 | 0 | -27.0492 | 50.5 | 2.3513 | -63.5996 | 1 | 0 | -63.5996 |  | -63.5996 | 0
50.2125 | 0 | 501.5046 | 501.5046 | 1 | 1 | 15:12 | 55.92 |  | 503.2089 | 0 | 501.5046 | 50.2129 | 50.2126 | -0.00072847 | -0.033088 | 501.4715 |  | -25.8224 | 0 | -25.8224 | 50.5 | 2.3514 | -60.7192 | 1 | 0 | -60.7192 |  | -60.7192 | 0
50.2125 | 0 | 501.5046 | 501.5046 | 1 | 1 | 15:12 | 55.94 |  | 503.2081 | 0 | 501.5046 | 50.2128 | 50.2126 | -0.00065562 | -0.029779 | 501.4748 |  | -25.8191 | 0 | -25.8191 | 50.5 | 2.3516 | -60.7154 | 1 | 0 | -60.7154 |  | -60.7154 | 0
50.2125 | 0 | 500.2814 | 500.2814 | 1 | 1 | 15:12 | 55.96 |  | 503.2073 | 0 | 500.2814 | 50.2128 | 50.2126 | -0.00059006 | -0.026801 | 500.2546 |  | -27.0393 | 0 | -27.0393 | 50.5 | 2.3517 | -63.5885 | 1 | 0 | -63.5885 |  | -63.5885 | 0
50.2125 | 0 | 501.5046 | 501.5046 | 1 | 1 | 15:12 | 55.98 |  | 503.2065 | 0 | 501.5046 | 50.2128 | 50.2126 | -0.00053105 | -0.024121 | 501.4805 |  | -25.8134 | 0 | -25.8134 | 50.5 | 2.3518 | -60.7088 | 1 | 0 | -60.7088 |  | -60.7088 | 0
50.2125 | 0 | 501.5046 | 501.5046 | 1 | 1 | 15:12 | 56 |  | 503.2058 | 0 | 501.5046 | 50.2127 | 50.2126 | -0.00047795 | -0.021709 | 501.4829 |  | -25.811 | 0 | -25.811 | 50.5 | 2.3519 | -60.706 | 1 | 0 | -60.706 |  | -60.706 | 0
50.2125 | 0 | 501.5046 | 501.5046 | 1 | 1 | 15:12 | 56.02 |  | 503.205 | 0 | 501.5046 | 50.2127 | 50.2126 | -0.00043015 | -0.019538 | 501.4851 |  | -25.8088 | 0 | -25.8088 | 50.5 | 2.352 | -60.7034 | 1 | 0 | -60.7034 |  | -60.7034 | 0
50.2125 | 0 | 502.7277 | 502.7277 | 1 | 1 | 15:12 | 56.04 |  | 503.2042 | 0 | 502.7277 | 50.2127 | 50.2126 | -0.00038714 | -0.017584 | 502.7102 |  | -24.5837 | 0 | -24.5837 | 50.5 | 2.3521 | -57.8242 | 1 | 0 | -57.8242 |  | -57.8242 | 0
50.2125 | 0 | 500.2814 | 500.2814 | 1 | 1 | 15:12 | 56.06 |  | 503.2034 | 0 | 500.2814 | 50.2127 | 50.2126 | -0.00034842 | -0.015826 | 500.2656 |  | -27.0283 | 0 | -27.0283 | 50.5 | 2.3522 | -63.5763 | 1 | 0 | -63.5763 |  | -63.5763 | 0
50.2125 | 0 | 502.7277 | 502.7277 | 1 | 1 | 15:12 | 56.08 |  | 503.2026 | 0 | 502.7277 | 50.2127 | 50.2126 | -0.00031358 | -0.014243 | 502.7135 |  | -24.5804 | 0 | -24.5804 | 50.5 | 2.3523 | -57.8201 | 1 | 0 | -57.8201 |  | -57.8201 | 0
50.2125 | 0 | 501.5046 | 501.5046 | 1 | 1 | 15:12 | 56.1 |  | 503.2019 | 0 | 501.5046 | 50.2126 | 50.2126 | -0.00028222 | -0.012819 | 501.4918 |  | -25.8021 | 0 | -25.8021 | 50.5 | 2.3524 | -60.6956 | 1 | 0 | -60.6956 |  | -60.6956 | 0
50.2125 | 0 | 501.5046 | 501.5046 | 1 | 1 | 15:12 | 56.12 |  | 503.2011 | 0 | 501.5046 | 50.2126 | 50.2125 | -0.000254 | -0.011537 | 501.4931 |  | -25.8008 | 0 | -25.8008 | 50.5 | 2.3524 | -60.6941 | 1 | 0 | -60.6941 |  | -60.6941 | 0
50.2125 | 0 | 500.2814 | 500.2814 | 1 | 1 | 15:12 | 56.14 |  | 503.2003 | 0 | 500.2814 | 50.2126 | 50.2125 | -0.0002286 | -0.010383 | 500.271 |  | -27.0229 | 0 | -27.0229 | 50.5 | 2.3525 | -63.5703 | 1 | 0 | -63.5703 |  | -63.5703 | 0
50.2125 | 0 | 501.5046 | 501.5046 | 1 | 1 | 15:12 | 56.16 |  | 503.1995 | 0 | 501.5046 | 50.2126 | 50.2125 | -0.00020574 | -0.009345 | 501.4953 |  | -25.7986 | 0 | -25.7986 | 50.5 | 2.3525 | -60.6915 | 1 | 0 | -60.6915 |  | -60.6915 | 0
50.2125 | 0 | 501.5046 | 501.5046 | 1 | 1 | 15:12 | 56.18 |  | 503.1987 | 0 | 501.5046 | 50.2126 | 50.2125 | -0.00018517 | -0.0084105 | 501.4962 |  | -25.7977 | 0 | -25.7977 | 50.5 | 2.3526 | -60.6905 | 1 | 0 | -60.6905 |  | -60.6905 | 0
50.2125 | 0 | 501.5046 | 501.5046 | 1 | 1 | 15:12 | 56.2 |  | 503.198 | 0 | 501.5046 | 50.2126 | 50.2125 | -0.00016665 | -0.0075694 | 501.497 |  | -25.7968 | 0 | -25.7968 | 50.5 | 2.3526 | -60.6895 | 1 | 0 | -60.6895 |  | -60.6895 | 0
50.2125 | 0 | 501.5046 | 501.5046 | 1 | 1 | 15:12 | 56.22 |  | 503.1972 | 0 | 501.5046 | 50.2126 | 50.2125 | -0.00014999 | -0.0068125 | 501.4978 |  | -25.7961 | 0 | -25.7961 | 50.5 | 2.3526 | -60.6886 | 1 | 0 | -60.6886 |  | -60.6886 | 0
50.2125 | 0 | 501.5046 | 501.5046 | 1 | 1 | 15:12 | 56.24 |  | 503.1964 | 0 | 501.5046 | 50.2126 | 50.2125 | -0.00013499 | -0.0061312 | 501.4985 |  | -25.7954 | 0 | -25.7954 | 50.5 | 2.3527 | -60.6878 | 1 | 0 | -60.6878 |  | -60.6878 | 0
50.2125 | 0 | 501.5046 | 501.5046 | 1 | 1 | 15:12 | 56.26 |  | 503.1956 | 0 | 501.5046 | 50.2126 | 50.2125 | -0.00012149 | -0.0055181 | 501.4991 |  | -25.7948 | 0 | -25.7948 | 50.5 | 2.3527 | -60.6871 | 1 | 0 | -60.6871 |  | -60.6871 | 0
50.2125 | 0 | 502.7277 | 502.7277 | 1 | 1 | 15:12 | 56.28 |  | 503.1948 | 0 | 502.7277 | 50.2126 | 50.2125 | -0.00010934 | -0.0049663 | 502.7228 |  | -24.5711 | 0 | -24.5711 | 50.5 | 2.3527 | -57.8087 | 1 | 0 | -57.8087 |  | -57.8087 | 0
50.2125 | 0 | 501.5046 | 501.5046 | 1 | 1 | 15:12 | 56.3 |  | 503.1941 | 0 | 501.5046 | 50.2125 | 50.2125 | -9.8405e-05 | -0.0044697 | 501.5001 |  | -25.7937 | 0 | -25.7937 | 50.5 | 2.3527 | -60.6859 | 1 | 0 | -60.6859 |  | -60.6859 | 0
50.2125 | 0 | 502.7277 | 502.7277 | 1 | 1 | 15:12 | 56.32 |  | 503.1933 | 0 | 502.7277 | 50.2125 | 50.2125 | -0.0034886 | -0.15845 | 502.5693 |  | -24.7246 | 0 | -24.7246 | 50.5 | 2.3528 | -58.1709 | 1 | 0 | -58.1709 |  | -58.1709 | 0
50.2125 | 0 | 501.5046 | 501.5046 | 1 | 1 | 15:12 | 56.34 |  | 503.1925 | 0 | 501.5046 | 50.2125 | 50.2125 | -0.0082397 | -0.37426 | 501.1303 |  | -26.1635 | 0 | -26.1635 | 50.5 | 2.3528 | -61.5569 | 1 | 0 | -61.5569 |  | -61.5569 | 0
50.2125 | 0 | 501.5046 | 501.5046 | 1 | 1 | 15:12 | 56.36 |  | 503.1917 | 0 | 501.5046 | 50.2125 | 50.2122 | -0.012516 | -0.56848 | 500.9361 |  | -26.3578 | 0 | -26.3578 | 50.5 | 2.3566 | -62.1137 | 1 | 0 | -62.1137 |  | -62.1137 | 0
50.2125 | 0 | 501.5046 | 501.5046 | 1 | 1 | 15:12 | 56.38 |  | 503.1909 | 0 | 501.5046 | 50.2125 | 50.2119 | -0.014664 | -0.66606 | 500.8385 |  | -26.4553 | 0 | -26.4553 | 50.5 | 2.36 | -62.4341 | 1 | 0 | -62.4341 |  | -62.4341 | 0
50.2125 | 0 | 502.7277 | 502.7277 | 1 | 1 | 15:12 | 56.4 |  | 503.1902 | 0 | 502.7277 | 50.2125 | 50.2116 | -0.013198 | -0.59946 | 502.1283 |  | -25.1656 | 0 | -25.1656 | 50.5 | 2.3631 | -59.4679 | 1 | 0 | -59.4679 |  | -59.4679 | 0
50.2125 | 0 | 502.7277 | 502.7277 | 1 | 1 | 15:12 | 56.42 |  | 503.1894 | 0 | 502.7277 | 50.2125 | 50.2113 | -0.011878 | -0.53951 | 502.1882 |  | -25.1056 | 0 | -25.1056 | 50.5 | 2.3658 | -59.3961 | 1 | 0 | -59.3961 |  | -59.3961 | 0
50.2125 | 0 | 502.7277 | 502.7277 | 1 | 1 | 15:12 | 56.44 |  | 503.1886 | 0 | 502.7277 | 50.2125 | 50.2111 | -0.01069 | -0.48556 | 502.2422 |  | -25.0517 | 0 | -25.0517 | 50.5 | 2.3684 | -59.3314 | 1 | 0 | -59.3314 |  | -59.3314 | 0
50.2125 | 0 | 501.5046 | 501.5046 | 1 | 1 | 15:12 | 56.46 |  | 503.1878 | 0 | 501.5046 | 50.2125 | 50.2109 | -0.0096212 | -0.437 | 501.0676 |  | -26.2263 | 0 | -26.2263 | 50.5 | 2.3706 | -62.1727 | 1 | 0 | -62.1727 |  | -62.1727 | 0
50.2125 | 0 | 501.5046 | 501.5046 | 1 | 1 | 15:12 | 56.48 |  | 503.187 | 0 | 501.5046 | 50.2125 | 50.2107 | -0.008659 | -0.3933 | 501.1113 |  | -26.1826 | 0 | -26.1826 | 50.5 | 2.3727 | -62.1225 | 1 | 0 | -62.1225 |  | -62.1225 | 0
50.2125 | 0 | 502.7277 | 502.7277 | 1 | 1 | 15:12 | 56.5 |  | 503.1863 | 0 | 502.7277 | 50.2125 | 50.2106 | -0.0077931 | -0.35397 | 502.3738 |  | -24.9201 | 0 | -24.9201 | 50.5 | 2.3745 | -59.1729 | 1 | 0 | -59.1729 |  | -59.1729 | 0
50.2125 | 0 | 502.7277 | 502.7277 | 1 | 1 | 15:12 | 56.52 |  | 503.1855 | 0 | 502.7277 | 50.2125 | 50.2104 | -0.0070138 | -0.31858 | 502.4092 |  | -24.8847 | 0 | -24.8847 | 50.5 | 2.3762 | -59.1302 | 1 | 0 | -59.1302 |  | -59.1302 | 0
50.2091 | 0 | 502.7277 | 502.7277 | 1 | 1 | 15:12 | 56.54 |  | 503.1847 | 0 | 502.7277 | 50.2122 | 50.2103 | -0.0063124 | -0.2867 | 502.441 |  | -24.8528 | 0 | -24.8528 | 50.5 | 2.3777 | -59.0916 | 1 | 0 | -59.0916 |  | -59.0916 | 0
50.2091 | 0 | 501.5046 | 501.5046 | 1 | 1 | 15:12 | 56.56 |  | 503.1839 | 0 | 501.5046 | 50.2119 | 50.2102 | -0.0056812 | -0.25803 | 501.2466 |  | -26.0473 | 0 | -26.0473 | 50.5 | 2.379 | -61.9667 | 1 | 0 | -61.9667 |  | -61.9667 | 0
50.2091 | 0 | 501.5046 | 501.5046 | 1 | 1 | 15:12 | 56.58 |  | 503.1831 | 0 | 501.5046 | 50.2116 | 50.2101 | -0.0051131 | -0.23223 | 501.2724 |  | -26.0215 | 0 | -26.0215 | 50.5 | 2.3802 | -61.9369 | 1 | 0 | -61.9369 |  | -61.9369 | 0
50.2091 | 0 | 502.7277 | 502.7277 | 1 | 1 | 15:12 | 56.6 |  | 503.1824 | 0 | 502.7277 | 50.2113 | 50.21 | -0.0046018 | -0.209 | 502.5187 |  | -24.7751 | 0 | -24.7751 | 50.5 | 2.3813 | -58.9974 | 1 | 0 | -58.9974 |  | -58.9974 | 0
50.2091 | 0 | 502.7277 | 502.7277 | 1 | 1 | 15:12 | 56.62 |  | 503.1816 | 0 | 502.7277 | 50.2111 | 50.2099 | -0.0041416 | -0.1881 | 502.5396 |  | -24.7542 | 0 | -24.7542 | 50.5 | 2.3823 | -58.972 | 1 | 0 | -58.972 |  | -58.972 | 0
50.2091 | 0 | 501.5046 | 501.5046 | 1 | 1 | 15:12 | 56.64 |  | 503.1808 | 0 | 501.5046 | 50.2109 | 50.2098 | -0.0037274 | -0.16929 | 501.3353 |  | -25.9586 | 0 | -25.9586 | 50.5 | 2.3832 | -61.8641 | 1 | 0 | -61.8641 |  | -61.8641 | 0
50.2091 | 0 | 501.5046 | 501.5046 | 1 | 1 | 15:12 | 56.66 |  | 503.18 | 0 | 501.5046 | 50.2107 | 50.2097 | -0.0033547 | -0.15236 | 501.3522 |  | -25.9416 | 0 | -25.9416 | 50.5 | 2.384 | -61.8445 | 1 | 0 | -61.8445 |  | -61.8445 | 0
50.2091 | 0 | 501.5046 | 501.5046 | 1 | 1 | 15:12 | 56.68 |  | 503.1792 | 0 | 501.5046 | 50.2106 | 50.2097 | -0.0030192 | -0.13713 | 501.3675 |  | -25.9264 | 0 | -25.9264 | 50.5 | 2.3847 | -61.8268 | 1 | 0 | -61.8268 |  | -61.8268 | 0
50.2091 | 0 | 501.5046 | 501.5046 | 1 | 1 | 15:12 | 56.7 |  | 503.1785 | 0 | 501.5046 | 50.2104 | 50.2096 | -0.0027173 | -0.12341 | 501.3812 |  | -25.9127 | 0 | -25.9127 | 50.5 | 2.3854 | -61.8109 | 1 | 0 | -61.8109 |  | -61.8109 | 0
50.2091 | 0 | 502.7277 | 502.7277 | 1 | 1 | 15:12 | 56.72 |  | 503.1777 | 0 | 502.7277 | 50.2103 | 50.2096 | -0.0024456 | -0.11107 | 502.6167 |  | -24.6772 | 0 | -24.6772 | 50.5 | 2.3859 | -58.8782 | 1 | 0 | -58.8782 |  | -58.8782 | 0
50.2091 | 0 | 501.5046 | 501.5046 | 1 | 1 | 15:12 | 56.74 |  | 503.1769 | 0 | 501.5046 | 50.2102 | 50.2095 | -0.002201 | -0.099965 | 501.4046 |  | -25.8892 | 0 | -25.8892 | 50.5 | 2.3865 | -61.7837 | 1 | 0 | -61.7837 |  | -61.7837 | 0
50.2091 | 0 | 501.5046 | 501.5046 | 1 | 1 | 15:12 | 56.76 |  | 503.1761 | 0 | 501.5046 | 50.2101 | 50.2095 | -0.0019809 | -0.089969 | 501.4146 |  | -25.8792 | 0 | -25.8792 | 50.5 | 2.3869 | -61.7721 | 1 | 0 | -61.7721 |  | -61.7721 | 0
50.2091 | 0 | 501.5046 | 501.5046 | 1 | 1 | 15:12 | 56.78 |  | 503.1753 | 0 | 501.5046 | 50.21 | 50.2094 | -0.0017828 | -0.080972 | 501.4236 |  | -25.8702 | 0 | -25.8702 | 50.5 | 2.3874 | -61.7616 | 1 | 0 | -61.7616 |  | -61.7616 | 0
50.2091 | 0 | 500.2814 | 500.2814 | 1 | 1 | 15:12 | 56.8 |  | 503.1746 | 0 | 500.2814 | 50.2099 | 50.2094 | -0.0016045 | -0.072875 | 500.2085 |  | -27.0854 | 0 | -27.0854 | 50.5 | 2.3877 | -64.6729 | 1 | 0 | -64.6729 |  | -64.6729 | 0
50.2091 | 0 | 501.5046 | 501.5046 | 1 | 1 | 15:12 | 56.82 |  | 503.1738 | 0 | 501.5046 | 50.2098 | 50.2094 | -0.0014441 | -0.065587 | 501.439 |  | -25.8549 | 0 | -25.8549 | 50.5 | 2.3881 | -61.7437 | 1 | 0 | -61.7437 |  | -61.7437 | 0
50.2091 | 0 | 501.5046 | 501.5046 | 1 | 1 | 15:12 | 56.84 |  | 503.173 | 0 | 501.5046 | 50.2097 | 50.2093 | -0.0012997 | -0.059029 | 501.4456 |  | -25.8483 | 0 | -25.8483 | 50.5 | 2.3884 | -61.7361 | 1 | 0 | -61.7361 |  | -61.7361 | 0
50.2091 | 0 | 501.5046 | 501.5046 | 1 | 1 | 15:12 | 56.86 |  | 503.1722 | 0 | 501.5046 | 50.2097 | 50.2093 | -0.0011697 | -0.053126 | 501.4515 |  | -25.8424 | 0 | -25.8424 | 50.5 | 2.3887 | -61.7292 | 1 | 0 | -61.7292 |  | -61.7292 | 0
50.2091 | 0 | 501.5046 | 501.5046 | 1 | 1 | 15:12 | 56.88 |  | 503.1714 | 0 | 501.5046 | 50.2096 | 50.2093 | -0.0010527 | -0.047813 | 501.4568 |  | -25.8371 | 0 | -25.8371 | 50.5 | 2.3889 | -61.723 | 1 | 0 | -61.723 |  | -61.723 | 0
50.2091 | 0 | 501.5046 | 501.5046 | 1 | 1 | 15:12 | 56.9 |  | 503.1707 | 0 | 501.5046 | 50.2096 | 50.2093 | -0.00094746 | -0.043032 | 501.4616 |  | -25.8323 | 0 | -25.8323 | 50.5 | 2.3892 | -61.7175 | 1 | 0 | -61.7175 |  | -61.7175 | 0
50.2091 | 0 | 502.7277 | 502.7277 | 1 | 1 | 15:12 | 56.92 |  | 503.1699 | 0 | 502.7277 | 50.2095 | 50.2093 | -0.00085272 | -0.038729 | 502.689 |  | -24.6049 | 0 | -24.6049 | 50.5 | 2.3894 | -58.7899 | 1 | 0 | -58.7899 |  | -58.7899 | 0
50.2091 | 0 | 501.5046 | 501.5046 | 1 | 1 | 15:12 | 56.94 |  | 503.1691 | 0 | 501.5046 | 50.2095 | 50.2092 | -0.00076745 | -0.034856 | 501.4697 |  | -25.8241 | 0 | -25.8241 | 50.5 | 2.3895 | -61.7079 | 1 | 0 | -61.7079 |  | -61.7079 | 0
50.2091 | 0 | 502.7277 | 502.7277 | 1 | 1 | 15:12 | 56.96 |  | 503.1683 | 0 | 502.7277 | 50.2094 | 50.2092 | -0.0006907 | -0.03137 | 502.6964 |  | -24.5975 | 0 | -24.5975 | 50.5 | 2.3897 | -58.7809 | 1 | 0 | -58.7809 |  | -58.7809 | 0
50.2091 | 0 | 500.2814 | 500.2814 | 1 | 1 | 15:12 | 56.98 |  | 503.1675 | 0 | 500.2814 | 50.2094 | 50.2092 | -0.00062163 | -0.028233 | 500.2532 |  | -27.0407 | 0 | -27.0407 | 50.5 | 2.3899 | -64.6235 | 1 | 0 | -64.6235 |  | -64.6235 | 0
50.2091 | 0 | 502.7277 | 502.7277 | 1 | 1 | 15:12 | 57 |  | 503.1668 | 0 | 502.7277 | 50.2094 | 50.2092 | -0.00055947 | -0.02541 | 502.7023 |  | -24.5915 | 0 | -24.5915 | 50.5 | 2.39 | -58.7736 | 1 | 0 | -58.7736 |  | -58.7736 | 0
50.2091 | 0 | 502.7277 | 502.7277 | 1 | 1 | 15:12 | 57.02 |  | 503.166 | 0 | 502.7277 | 50.2093 | 50.2092 | -0.00050352 | -0.022869 | 502.7049 |  | -24.589 | 0 | -24.589 | 50.5 | 2.3901 | -58.7705 | 1 | 0 | -58.7705 |  | -58.7705 | 0
50.2091 | 0 | 502.7277 | 502.7277 | 1 | 1 | 15:12 | 57.04 |  | 503.1652 | 0 | 502.7277 | 50.2093 | 50.2092 | -0.00045317 | -0.020582 | 502.7072 |  | -24.5867 | 0 | -24.5867 | 50.5 | 2.3902 | -58.7677 | 1 | 0 | -58.7677 |  | -58.7677 | 0
50.2091 | 0 | 502.7277 | 502.7277 | 1 | 1 | 15:12 | 57.06 |  | 503.1644 | 0 | 502.7277 | 50.2093 | 50.2092 | -0.00040785 | -0.018524 | 502.7092 |  | -24.5846 | 0 | -24.5846 | 50.5 | 2.3903 | -58.7652 | 1 | 0 | -58.7652 |  | -58.7652 | 0
50.2091 | 0 | 500.2814 | 500.2814 | 1 | 1 | 15:12 | 57.08 |  | 503.1636 | 0 | 500.2814 | 50.2093 | 50.2092 | -0.00036707 | -0.016671 | 500.2647 |  | -27.0292 | 0 | -27.0292 | 50.5 | 2.3904 | -64.6107 | 1 | 0 | -64.6107 |  | -64.6107 | 0
50.2091 | 0 | 501.5046 | 501.5046 | 1 | 1 | 15:12 | 57.1 |  | 503.1629 | 0 | 501.5046 | 50.2093 | 50.2092 | -0.00033036 | -0.015004 | 501.4896 |  | -25.8043 | 0 | -25.8043 | 50.5 | 2.3905 | -61.6848 | 1 | 0 | -61.6848 |  | -61.6848 | 0
50.2091 | 0 | 501.5046 | 501.5046 | 1 | 1 | 15:12 | 57.12 |  | 503.1621 | 0 | 501.5046 | 50.2092 | 50.2092 | -0.00029732 | -0.013504 | 501.4911 |  | -25.8028 | 0 | -25.8028 | 50.5 | 2.3906 | -61.6831 | 1 | 0 | -61.6831 |  | -61.6831 | 0
50.2091 | 0 | 502.7277 | 502.7277 | 1 | 1 | 15:12 | 57.14 |  | 503.1613 | 0 | 502.7277 | 50.2092 | 50.2092 | -0.00026759 | -0.012153 | 502.7156 |  | -24.5783 | 0 | -24.5783 | 50.5 | 2.3906 | -58.7574 | 1 | 0 | -58.7574 |  | -58.7574 | 0
50.2091 | 0 | 501.5046 | 501.5046 | 1 | 1 | 15:12 | 57.16 |  | 503.1605 | 0 | 501.5046 | 50.2092 | 50.2091 | -0.00024083 | -0.010938 | 501.4937 |  | -25.8002 | 0 | -25.8002 | 50.5 | 2.3907 | -61.6801 | 1 | 0 | -61.6801 |  | -61.6801 | 0
50.2091 | 0 | 500.2814 | 500.2814 | 1 | 1 | 15:12 | 57.18 |  | 503.1597 | 0 | 500.2814 | 50.2092 | 50.2091 | -0.00021675 | -0.0098443 | 500.2715 |  | -27.0223 | 0 | -27.0223 | 50.5 | 2.3907 | -64.6032 | 1 | 0 | -64.6032 |  | -64.6032 | 0
50.2091 | 0 | 501.5046 | 501.5046 | 1 | 1 | 15:12 | 57.2 |  | 503.159 | 0 | 501.5046 | 50.2092 | 50.2091 | -0.00019507 | -0.0088599 | 501.4957 |  | -25.7981 | 0 | -25.7981 | 50.5 | 2.3908 | -61.6777 | 1 | 0 | -61.6777 |  | -61.6777 | 0
50.2091 | 0 | 500.2814 | 500.2814 | 1 | 1 | 15:12 | 57.22 |  | 503.1582 | 0 | 500.2814 | 50.2092 | 50.2091 | -0.00017557 | -0.0079739 | 500.2734 |  | -27.0205 | 0 | -27.0205 | 50.5 | 2.3908 | -64.6011 | 1 | 0 | -64.6011 |  | -64.6011 | 0
50.2091 | 0 | 502.7277 | 502.7277 | 1 | 1 | 15:12 | 57.24 |  | 503.1574 | 0 | 502.7277 | 50.2092 | 50.2091 | -0.00015801 | -0.0071765 | 502.7206 |  | -24.5733 | 0 | -24.5733 | 50.5 | 2.3909 | -58.7513 | 1 | 0 | -58.7513 |  | -58.7513 | 0
50.2091 | 0 | 500.2814 | 500.2814 | 1 | 1 | 15:12 | 57.26 |  | 503.1566 | 0 | 500.2814 | 50.2092 | 50.2091 | -0.00014221 | -0.0064589 | 500.2749 |  | -27.0189 | 0 | -27.0189 | 50.5 | 2.3909 | -64.5994 | 1 | 0 | -64.5994 |  | -64.5994 | 0
50.2091 | 0 | 501.5046 | 501.5046 | 1 | 1 | 15:12 | 57.28 |  | 503.1558 | 0 | 501.5046 | 50.2092 | 50.2091 | -0.003628 | -0.16478 | 501.3398 |  | -25.954 | 0 | -25.954 | 50.5 | 2.3909 | -62.0542 | 1 | 0 | -62.0542 |  | -62.0542 | 0
50.2091 | 0 | 501.5046 | 501.5046 | 1 | 1 | 15:12 | 57.3 |  | 503.1551 | 0 | 501.5046 | 50.2092 | 50.2091 | -0.0085152 | -0.38674 | 501.1179 |  | -26.176 | 0 | -26.176 | 50.5 | 2.391 | -62.5856 | 1 | 0 | -62.5856 |  | -62.5856 | 0
50.2091 | 0 | 500.2814 | 500.2814 | 1 | 1 | 15:12 | 57.32 |  | 503.1543 | 0 | 500.2814 | 50.2092 | 50.2088 | -0.0094137 | -0.42755 | 499.8538 |  | -27.44 | 0 | -27.44 | 50.5 | 2.395 | -65.7185 | 1 | 0 | -65.7185 |  | -65.7185 | 0
50.2091 | 0 | 501.5046 | 501.5046 | 1 | 1 | 15:12 | 57.34 |  | 503.1535 | 0 | 501.5046 | 50.2091 | 50.2085 | -0.0067223 | -0.30531 | 501.1993 |  | -26.0946 | 0 | -26.0946 | 50.5 | 2.3986 | -62.5912 | 1 | 0 | -62.5912 |  | -62.5912 | 0
50.2091 | 0 | 500.2814 | 500.2814 | 1 | 1 | 15:12 | 57.36 |  | 503.1527 | 0 | 500.2814 | 50.2091 | 50.2085 | -0.00080007 | -0.036338 | 500.2451 |  | -27.0488 | 0 | -27.0488 | 50.5 | 2.3979 | -64.8599 | 1 | 0 | -64.8599 |  | -64.8599 | 0
50.2091 | 0 | 500.2814 | 500.2814 | 1 | 1 | 15:12 | 57.38 |  | 503.1519 | 0 | 500.2814 | 50.2091 | 50.2086 | 0.0027799 | 0.12626 | 500.4077 |  | -26.8862 | 0 | -26.8862 | 50.5 | 2.3972 | -64.452 | 1 | 0 | -64.452 |  | -64.452 | 0
50.2091 | 0 | 501.5046 | 501.5046 | 1 | 1 | 15:12 | 57.4 |  | 503.1512 | 0 | 501.5046 | 50.2091 | 50.2086 | 0.0025019 | 0.11363 | 501.6182 |  | -25.6756 | 0 | -25.6756 | 50.5 | 2.3966 | -61.5345 | 1 | 0 | -61.5345 |  | -61.5345 | 0
50.2091 | 0 | 500.2814 | 500.2814 | 1 | 1 | 15:12 | 57.42 |  | 503.1504 | 0 | 500.2814 | 50.2091 | 50.2087 | 0.0022517 | 0.10227 | 500.3837 |  | -26.9102 | 0 | -26.9102 | 50.5 | 2.3961 | -64.4787 | 1 | 0 | -64.4787 |  | -64.4787 | 0
50.2091 | 0 | 500.2814 | 500.2814 | 1 | 1 | 15:12 | 57.44 |  | 503.1496 | 0 | 500.2814 | 50.2091 | 50.2087 | 0.0020266 | 0.092043 | 500.3734 |  | -26.9204 | 0 | -26.9204 | 50.5 | 2.3956 | -64.4901 | 1 | 0 | -64.4901 |  | -64.4901 | 0
50.2091 | 0 | 500.2814 | 500.2814 | 1 | 1 | 15:12 | 57.46 |  | 503.1488 | 0 | 500.2814 | 50.2091 | 50.2088 | 0.0018239 | 0.082838 | 500.3642 |  | -26.9296 | 0 | -26.9296 | 50.5 | 2.3951 | -64.5003 | 1 | 0 | -64.5003 |  | -64.5003 | 0
50.2091 | 0 | 501.5046 | 501.5046 | 1 | 1 | 15:12 | 57.48 |  | 503.148 | 0 | 501.5046 | 50.2091 | 50.2088 | -0.0018585 | -0.084408 | 501.4202 |  | -25.8737 | 0 | -25.8737 | 50.5 | 2.3947 | -61.9609 | 1 | 0 | -61.9609 |  | -61.9609 | 0
50.2056 | 0 | 501.5046 | 501.5046 | 1 | 1 | 15:12 | 57.5 |  | 503.1473 | 0 | 501.5046 | 50.2088 | 50.2088 | -0.0069226 | -0.31439 | 501.1902 |  | -26.1037 | 0 | -26.1037 | 50.5 | 2.3944 | -62.5024 | 1 | 0 | -62.5024 |  | -62.5024 | 0
50.2056 | 0 | 501.5046 | 501.5046 | 1 | 1 | 15:12 | 57.52 |  | 503.1465 | 0 | 501.5046 | 50.2085 | 50.2085 | -0.01148 | -0.52138 | 500.9832 |  | -26.3107 | 0 | -26.3107 | 50.5 | 2.3981 | -63.0953 | 1 | 0 | -63.0953 |  | -63.0953 | 0
50.2091 | 0 | 501.5046 | 501.5046 | 1 | 1 | 15:12 | 57.54 |  | 503.1457 | 0 | 501.5046 | 50.2085 | 50.2082 | -0.013832 | -0.62824 | 500.8764 |  | -26.4175 | 0 | -26.4175 | 50.5 | 2.4014 | -63.4398 | 1 | 0 | -63.4398 |  | -63.4398 | 0
50.2091 | 0 | 501.5046 | 501.5046 | 1 | 1 | 15:12 | 57.56 |  | 503.1449 | 0 | 501.5046 | 50.2086 | 50.2079 | -0.012449 | -0.56541 | 500.9392 |  | -26.3547 | 0 | -26.3547 | 50.5 | 2.4044 | -63.3683 | 1 | 0 | -63.3683 |  | -63.3683 | 0
50.2091 | 0 | 501.5046 | 501.5046 | 1 | 1 | 15:12 | 57.58 |  | 503.1441 | 0 | 501.5046 | 50.2086 | 50.2077 | -0.011204 | -0.50887 | 500.9957 |  | -26.2981 | 0 | -26.2981 | 50.5 | 2.4072 | -63.3039 | 1 | 0 | -63.3039 |  | -63.3039 | 0
50.2091 | 0 | 501.5046 | 501.5046 | 1 | 1 | 15:12 | 57.6 |  | 503.1434 | 0 | 501.5046 | 50.2087 | 50.2075 | -0.010084 | -0.45798 | 501.0466 |  | -26.2473 | 0 | -26.2473 | 50.5 | 2.4096 | -63.2457 | 1 | 0 | -63.2457 |  | -63.2457 | 0
50.2091 | 0 | 501.5046 | 501.5046 | 1 | 1 | 15:12 | 57.62 |  | 503.1426 | 0 | 501.5046 | 50.2087 | 50.2073 | -0.0090754 | -0.41219 | 501.0924 |  | -26.2015 | 0 | -26.2015 | 50.5 | 2.4118 | -63.1933 | 1 | 0 | -63.1933 |  | -63.1933 | 0
50.2091 | 0 | 501.5046 | 501.5046 | 1 | 1 | 15:12 | 57.64 |  | 503.1418 | 0 | 501.5046 | 50.2088 | 50.2071 | -0.0081679 | -0.37097 | 501.1336 |  | -26.1602 | 0 | -26.1602 | 50.5 | 2.4138 | -63.1461 | 1 | 0 | -63.1461 |  | -63.1461 | 0
50.2091 | 0 | 501.5046 | 501.5046 | 1 | 1 | 15:12 | 57.66 |  | 503.141 | 0 | 501.5046 | 50.2088 | 50.207 | -0.0073511 | -0.33387 | 501.1707 |  | -26.1231 | 0 | -26.1231 | 50.5 | 2.4156 | -63.1034 | 1 | 0 | -63.1034 |  | -63.1034 | 0
50.2091 | 0 | 501.5046 | 501.5046 | 1 | 1 | 15:12 | 57.68 |  | 503.1402 | 0 | 501.5046 | 50.2088 | 50.2068 | -0.006616 | -0.30048 | 501.2041 |  | -26.0898 | 0 | -26.0898 | 50.5 | 2.4172 | -63.065 | 1 | 0 | -63.065 |  | -63.065 | 0
50.2056 | 0 | 501.5046 | 501.5046 | 1 | 1 | 15:12 | 57.7 |  | 503.1395 | 0 | 501.5046 | 50.2085 | 50.2067 | -0.0059544 | -0.27042 | 501.2342 |  | -26.0597 | 0 | -26.0597 | 50.5 | 2.4187 | -63.0304 | 1 | 0 | -63.0304 |  | -63.0304 | 0
50.2056 | 0 | 502.7277 | 502.7277 | 1 | 1 | 15:12 | 57.72 |  | 503.1387 | 0 | 502.7277 | 50.2082 | 50.2066 | -0.0053589 | -0.24337 | 502.4844 |  | -24.8095 | 0 | -24.8095 | 50.5 | 2.42 | -60.0392 | 1 | 0 | -60.0392 |  | -60.0392 | 0
50.2056 | 0 | 501.5046 | 501.5046 | 1 | 1 | 15:12 | 57.74 |  | 503.1379 | 0 | 501.5046 | 50.2079 | 50.2065 | -0.004823 | -0.21904 | 501.2856 |  | -26.0083 | 0 | -26.0083 | 50.5 | 2.4212 | -62.9711 | 1 | 0 | -62.9711 |  | -62.9711 | 0
50.2056 | 0 | 501.5046 | 501.5046 | 1 | 1 | 15:12 | 57.76 |  | 503.1371 | 0 | 501.5046 | 50.2077 | 50.2064 | -0.0043407 | -0.19713 | 501.3075 |  | -25.9864 | 0 | -25.9864 | 50.5 | 2.4223 | -62.9458 | 1 | 0 | -62.9458 |  | -62.9458 | 0
50.2056 | 0 | 502.7277 | 502.7277 | 1 | 1 | 15:12 | 57.78 |  | 503.1363 | 0 | 502.7277 | 50.2075 | 50.2063 | -0.0039067 | -0.17742 | 502.5503 |  | -24.7435 | 0 | -24.7435 | 50.5 | 2.4232 | -59.9591 | 1 | 0 | -59.9591 |  | -59.9591 | 0
50.2056 | 0 | 501.5046 | 501.5046 | 1 | 1 | 15:12 | 57.8 |  | 503.1356 | 0 | 501.5046 | 50.2073 | 50.2063 | -0.003516 | -0.15968 | 501.3449 |  | -25.949 | 0 | -25.949 | 50.5 | 2.4241 | -62.9025 | 1 | 0 | -62.9025 |  | -62.9025 | 0
50.2056 | 0 | 502.7277 | 502.7277 | 1 | 1 | 15:12 | 57.82 |  | 503.1348 | 0 | 502.7277 | 50.2071 | 50.2062 | -0.0031644 | -0.14371 | 502.584 |  | -24.7098 | 0 | -24.7098 | 50.5 | 2.4249 | -59.9181 | 1 | 0 | -59.9181 |  | -59.9181 | 0
50.2056 | 0 | 501.5046 | 501.5046 | 1 | 1 | 15:12 | 57.84 |  | 503.134 | 0 | 501.5046 | 50.207 | 50.2061 | -0.002848 | -0.12934 | 501.3753 |  | -25.9186 | 0 | -25.9186 | 50.5 | 2.4256 | -62.8674 | 1 | 0 | -62.8674 |  | -62.8674 | 0
50.2056 | 0 | 501.5046 | 501.5046 | 1 | 1 | 15:12 | 57.86 |  | 503.1332 | 0 | 501.5046 | 50.2068 | 50.2061 | -0.0025632 | -0.11641 | 501.3882 |  | -25.9057 | 0 | -25.9057 | 50.5 | 2.4262 | -62.8524 | 1 | 0 | -62.8524 |  | -62.8524 | 0
50.2056 | 0 | 501.5046 | 501.5046 | 1 | 1 | 15:12 | 57.88 |  | 503.1324 | 0 | 501.5046 | 50.2067 | 50.206 | -0.0023068 | -0.10476 | 501.3998 |  | -25.894 | 0 | -25.894 | 50.5 | 2.4268 | -62.8389 | 1 | 0 | -62.8389 |  | -62.8389 | 0
50.2056 | 0 | 501.5046 | 501.5046 | 1 | 1 | 15:12 | 57.9 |  | 503.1317 | 0 | 501.5046 | 50.2066 | 50.206 | -0.0020762 | -0.094288 | 501.4103 |  | -25.8836 | 0 | -25.8836 | 50.5 | 2.4273 | -62.8267 | 1 | 0 | -62.8267 |  | -62.8267 | 0
50.2056 | 0 | 502.7277 | 502.7277 | 1 | 1 | 15:12 | 57.92 |  | 503.1309 | 0 | 502.7277 | 50.2065 | 50.206 | -0.0018685 | -0.084859 | 502.6429 |  | -24.651 | 0 | -24.651 | 50.5 | 2.4277 | -59.8463 | 1 | 0 | -59.8463 |  | -59.8463 | 0
50.2056 | 0 | 501.5046 | 501.5046 | 1 | 1 | 15:12 | 57.94 |  | 503.1301 | 0 | 501.5046 | 50.2064 | 50.2059 | -0.0016817 | -0.076374 | 501.4282 |  | -25.8656 | 0 | -25.8656 | 50.5 | 2.4282 | -62.8059 | 1 | 0 | -62.8059 |  | -62.8059 | 0
50.2056 | 0 | 501.5046 | 501.5046 | 1 | 1 | 15:12 | 57.96 |  | 503.1293 | 0 | 501.5046 | 50.2063 | 50.2059 | -0.0015135 | -0.068736 | 501.4359 |  | -25.858 | 0 | -25.858 | 50.5 | 2.4285 | -62.7971 | 1 | 0 | -62.7971 |  | -62.7971 | 0
50.2056 | 0 | 501.5046 | 501.5046 | 1 | 1 | 15:12 | 57.98 |  | 503.1285 | 0 | 501.5046 | 50.2063 | 50.2059 | -0.0013622 | -0.061863 | 501.4427 |  | -25.8511 | 0 | -25.8511 | 50.5 | 2.4289 | -62.7891 | 1 | 0 | -62.7891 |  | -62.7891 | 0
50.2056 | 0 | 501.5046 | 501.5046 | 1 | 1 | 15:12 | 58 |  | 503.1278 | 0 | 501.5046 | 50.2062 | 50.2058 | -0.001226 | -0.055676 | 501.4489 |  | -25.8449 | 0 | -25.8449 | 50.5 | 2.4292 | -62.7819 | 1 | 0 | -62.7819 |  | -62.7819 | 0
50.2056 | 0 | 502.7277 | 502.7277 | 1 | 1 | 15:12 | 58.02 |  | 503.127 | 0 | 502.7277 | 50.2061 | 50.2058 | -0.0011034 | -0.050109 | 502.6776 |  | -24.6162 | 0 | -24.6162 | 50.5 | 2.4294 | -59.8038 | 1 | 0 | -59.8038 |  | -59.8038 | 0
50.2056 | 0 | 502.7277 | 502.7277 | 1 | 1 | 15:12 | 58.04 |  | 503.1262 | 0 | 502.7277 | 50.2061 | 50.2058 | -0.00099302 | -0.045098 | 502.6826 |  | -24.6112 | 0 | -24.6112 | 50.5 | 2.4297 | -59.7977 | 1 | 0 | -59.7977 |  | -59.7977 | 0
50.2056 | 0 | 501.5046 | 501.5046 | 1 | 1 | 15:12 | 58.06 |  | 503.1254 | 0 | 501.5046 | 50.206 | 50.2058 | -0.00089372 | -0.040588 | 501.464 |  | -25.8299 | 0 | -25.8299 | 50.5 | 2.4299 | -62.7643 | 1 | 0 | -62.7643 |  | -62.7643 | 0
50.2056 | 0 | 501.5046 | 501.5046 | 1 | 1 | 15:12 | 58.08 |  | 503.1246 | 0 | 501.5046 | 50.206 | 50.2058 | -0.00080435 | -0.036529 | 501.4681 |  | -25.8258 | 0 | -25.8258 | 50.5 | 2.4301 | -62.7596 | 1 | 0 | -62.7596 |  | -62.7596 | 0
50.2056 | 0 | 500.2814 | 500.2814 | 1 | 1 | 15:12 | 58.1 |  | 503.1239 | 0 | 500.2814 | 50.206 | 50.2057 | -0.00072391 | -0.032876 | 500.2485 |  | -27.0454 | 0 | -27.0454 | 50.5 | 2.4303 | -65.7281 | 1 | 0 | -65.7281 |  | -65.7281 | 0
50.2056 | 0 | 500.2814 | 500.2814 | 1 | 1 | 15:12 | 58.12 |  | 503.1231 | 0 | 500.2814 | 50.2059 | 50.2057 | -0.00065152 | -0.029589 | 500.2518 |  | -27.0421 | 0 | -27.0421 | 50.5 | 2.4305 | -65.7245 | 1 | 0 | -65.7245 |  | -65.7245 | 0
50.2056 | 0 | 501.5046 | 501.5046 | 1 | 1 | 15:12 | 58.14 |  | 503.1223 | 0 | 501.5046 | 50.2059 | 50.2057 | -0.00058637 | -0.02663 | 501.478 |  | -25.8159 | 0 | -25.8159 | 50.5 | 2.4306 | -62.7481 | 1 | 0 | -62.7481 |  | -62.7481 | 0
50.2056 | 0 | 501.5046 | 501.5046 | 1 | 1 | 15:12 | 58.16 |  | 503.1215 | 0 | 501.5046 | 50.2059 | 50.2057 | -0.00052773 | -0.023967 | 501.4806 |  | -25.8132 | 0 | -25.8132 | 50.5 | 2.4307 | -62.745 | 1 | 0 | -62.745 |  | -62.745 | 0
50.2056 | 0 | 501.5046 | 501.5046 | 1 | 1 | 15:12 | 58.18 |  | 503.1207 | 0 | 501.5046 | 50.2058 | 50.2057 | -0.00047496 | -0.02157 | 501.483 |  | -25.8108 | 0 | -25.8108 | 50.5 | 2.4308 | -62.7422 | 1 | 0 | -62.7422 |  | -62.7422 | 0
50.2056 | 0 | 501.5046 | 501.5046 | 1 | 1 | 15:12 | 58.2 |  | 503.12 | 0 | 501.5046 | 50.2058 | 50.2057 | -0.00042746 | -0.019413 | 501.4852 |  | -25.8087 | 0 | -25.8087 | 50.5 | 2.431 | -62.7397 | 1 | 0 | -62.7397 |  | -62.7397 | 0
50.2056 | 0 | 500.2814 | 500.2814 | 1 | 1 | 15:12 | 58.22 |  | 503.1192 | 0 | 500.2814 | 50.2058 | 50.2057 | -0.00038472 | -0.017472 | 500.2639 |  | -27.03 | 0 | -27.03 | 50.5 | 2.431 | -65.7111 | 1 | 0 | -65.7111 |  | -65.7111 | 0
50.2056 | 0 | 500.2814 | 500.2814 | 1 | 1 | 15:12 | 58.24 |  | 503.1184 | 0 | 500.2814 | 50.2058 | 50.2057 | -0.00034624 | -0.015725 | 500.2657 |  | -27.0282 | 0 | -27.0282 | 50.5 | 2.4311 | -65.7092 | 1 | 0 | -65.7092 |  | -65.7092 | 0
50.2056 | 0 | 502.7277 | 502.7277 | 1 | 1 | 15:12 | 58.26 |  | 503.1176 | 0 | 502.7277 | 50.2058 | 50.2057 | -0.00031162 | -0.014152 | 502.7136 |  | -24.5803 | 0 | -24.5803 | 50.5 | 2.4312 | -59.7599 | 1 | 0 | -59.7599 |  | -59.7599 | 0
50.2056 | 0 | 501.5046 | 501.5046 | 1 | 1 | 15:12 | 58.28 |  | 503.1168 | 0 | 501.5046 | 50.2057 | 50.2057 | -0.00028046 | -0.012737 | 501.4919 |  | -25.802 | 0 | -25.802 | 50.5 | 2.4313 | -62.7319 | 1 | 0 | -62.7319 |  | -62.7319 | 0
50.2056 | 0 | 501.5046 | 501.5046 | 1 | 1 | 15:12 | 58.3 |  | 503.1161 | 0 | 501.5046 | 50.2057 | 50.2056 | -0.00025241 | -0.011463 | 501.4931 |  | -25.8007 | 0 | -25.8007 | 50.5 | 2.4313 | -62.7305 | 1 | 0 | -62.7305 |  | -62.7305 | 0
50.2056 | 0 | 501.5046 | 501.5046 | 1 | 1 | 15:12 | 58.32 |  | 503.1153 | 0 | 501.5046 | 50.2057 | 50.2056 | -0.00022717 | -0.010317 | 501.4943 |  | -25.7996 | 0 | -25.7996 | 50.5 | 2.4314 | -62.7291 | 1 | 0 | -62.7291 |  | -62.7291 | 0
50.2056 | 0 | 501.5046 | 501.5046 | 1 | 1 | 15:12 | 58.34 |  | 503.1145 | 0 | 501.5046 | 50.2057 | 50.2056 | -0.00020445 | -0.0092852 | 501.4953 |  | -25.7986 | 0 | -25.7986 | 50.5 | 2.4315 | -62.7279 | 1 | 0 | -62.7279 |  | -62.7279 | 0
50.2056 | 0 | 501.5046 | 501.5046 | 1 | 1 | 15:12 | 58.36 |  | 503.1137 | 0 | 501.5046 | 50.2057 | 50.2056 | -0.00018401 | -0.0083567 | 501.4962 |  | -25.7976 | 0 | -25.7976 | 50.5 | 2.4315 | -62.7268 | 1 | 0 | -62.7268 |  | -62.7268 | 0
50.2056 | 0 | 501.5046 | 501.5046 | 1 | 1 | 15:12 | 58.38 |  | 503.1129 | 0 | 501.5046 | 50.2057 | 50.2056 | -0.00016561 | -0.007521 | 501.4971 |  | -25.7968 | 0 | -25.7968 | 50.5 | 2.4315 | -62.7259 | 1 | 0 | -62.7259 |  | -62.7259 | 0
50.2056 | 0 | 501.5046 | 501.5046 | 1 | 1 | 15:12 | 58.4 |  | 503.1122 | 0 | 501.5046 | 50.2057 | 50.2056 | -0.00014905 | -0.0067689 | 501.4978 |  | -25.796 | 0 | -25.796 | 50.5 | 2.4316 | -62.725 | 1 | 0 | -62.725 |  | -62.725 | 0
50.2056 | 0 | 501.5046 | 501.5046 | 1 | 1 | 15:12 | 58.42 |  | 503.1114 | 0 | 501.5046 | 50.2057 | 50.2056 | -0.00013414 | -0.006092 | 501.4985 |  | -25.7954 | 0 | -25.7954 | 50.5 | 2.4316 | -62.7242 | 1 | 0 | -62.7242 |  | -62.7242 | 0
50.2056 | 0 | 501.5046 | 501.5046 | 1 | 1 | 15:12 | 58.44 |  | 503.1106 | 0 | 501.5046 | 50.2057 | 50.2056 | -0.00012073 | -0.0054828 | 501.4991 |  | -25.7948 | 0 | -25.7948 | 50.5 | 2.4316 | -62.7235 | 1 | 0 | -62.7235 |  | -62.7235 | 0
50.2056 | 0 | 501.5046 | 501.5046 | 1 | 1 | 15:12 | 58.46 |  | 503.1098 | 0 | 501.5046 | 50.2057 | 50.2056 | -0.00010866 | -0.0049346 | 501.4997 |  | -25.7942 | 0 | -25.7942 | 50.5 | 2.4317 | -62.7229 | 1 | 0 | -62.7229 |  | -62.7229 | 0
50.2056 | 0 | 502.7277 | 502.7277 | 1 | 1 | 15:12 | 58.48 |  | 503.109 | 0 | 502.7277 | 50.2056 | 50.2056 | -9.779e-05 | -0.0044411 | 502.7233 |  | -24.5706 | 0 | -24.5706 | 50.5 | 2.4317 | -59.748 | 1 | 0 | -59.748 |  | -59.748 | 0
50.2056 | 0 | 501.5046 | 501.5046 | 1 | 1 | 15:12 | 58.5 |  | 503.1083 | 0 | 501.5046 | 50.2056 | 50.2056 | -8.8011e-05 | -0.003997 | 501.5006 |  | -25.7933 | 0 | -25.7933 | 50.5 | 2.4317 | -62.7218 | 1 | 0 | -62.7218 |  | -62.7218 | 0
50.2056 | 0 | 500.2814 | 500.2814 | 1 | 1 | 15:12 | 58.52 |  | 503.1075 | 0 | 500.2814 | 50.2056 | 50.2056 | -7.921e-05 | -0.0035973 | 500.2778 |  | -27.0161 | 0 | -27.0161 | 50.5 | 2.4317 | -65.6958 | 1 | 0 | -65.6958 |  | -65.6958 | 0
50.2056 | 0 | 501.5046 | 501.5046 | 1 | 1 | 15:12 | 58.54 |  | 503.1067 | 0 | 501.5046 | 50.2056 | 50.2056 | -7.1289e-05 | -0.0032376 | 501.5014 |  | -25.7925 | 0 | -25.7925 | 50.5 | 2.4317 | -62.7209 | 1 | 0 | -62.7209 |  | -62.7209 | 0
50.2056 | 0 | 501.5046 | 501.5046 | 1 | 1 | 15:12 | 58.56 |  | 503.1059 | 0 | 501.5046 | 50.2056 | 50.2056 | -6.416e-05 | -0.0029138 | 501.5017 |  | -25.7922 | 0 | -25.7922 | 50.5 | 2.4318 | -62.7205 | 1 | 0 | -62.7205 |  | -62.7205 | 0
50.2056 | 0 | 501.5046 | 501.5046 | 1 | 1 | 15:12 | 58.58 |  | 503.1051 | 0 | 501.5046 | 50.2056 | 50.2056 | -5.7744e-05 | -0.0026224 | 501.502 |  | -25.7919 | 0 | -25.7919 | 50.5 | 2.4318 | -62.7202 | 1 | 0 | -62.7202 |  | -62.7202 | 0
50.2056 | 0 | 501.5046 | 501.5046 | 1 | 1 | 15:12 | 58.6 |  | 503.1044 | 0 | 501.5046 | 50.2056 | 50.2056 | -5.1969e-05 | -0.0023602 | 501.5022 |  | -25.7916 | 0 | -25.7916 | 50.5 | 2.4318 | -62.7199 | 1 | 0 | -62.7199 |  | -62.7199 | 0
50.2056 | 0 | 500.2814 | 500.2814 | 1 | 1 | 15:12 | 58.62 |  | 503.1036 | 0 | 500.2814 | 50.2056 | 50.2056 | -4.6773e-05 | -0.0021242 | 500.2793 |  | -27.0146 | 0 | -27.0146 | 50.5 | 2.4318 | -65.6942 | 1 | 0 | -65.6942 |  | -65.6942 | 0
50.2056 | 0 | 501.5046 | 501.5046 | 1 | 1 | 15:12 | 58.64 |  | 503.1028 | 0 | 501.5046 | 50.2056 | 50.2056 | -4.2095e-05 | -0.0019117 | 501.5027 |  | -25.7912 | 0 | -25.7912 | 50.5 | 2.4318 | -62.7193 | 1 | 0 | -62.7193 |  | -62.7193 | 0
50.2056 | 0 | 500.2814 | 500.2814 | 1 | 1 | 15:12 | 58.66 |  | 503.102 | 0 | 500.2814 | 50.2056 | 50.2056 | -3.7886e-05 | -0.0017206 | 500.2797 |  | -27.0142 | 0 | -27.0142 | 50.5 | 2.4318 | -65.6937 | 1 | 0 | -65.6937 |  | -65.6937 | 0
50.2056 | 0 | 501.5046 | 501.5046 | 1 | 1 | 15:12 | 58.68 |  | 503.1012 | 0 | 501.5046 | 50.2056 | 50.2056 | -3.4097e-05 | -0.0015485 | 501.5031 |  | -25.7908 | 0 | -25.7908 | 50.5 | 2.4318 | -62.7189 | 1 | 0 | -62.7189 |  | -62.7189 | 0
50.2056 | 0 | 501.5046 | 501.5046 | 1 | 1 | 15:12 | 58.7 |  | 503.1005 | 0 | 501.5046 | 50.2056 | 50.2056 | -3.0687e-05 | -0.0013937 | 501.5032 |  | -25.7907 | 0 | -25.7907 | 50.5 | 2.4318 | -62.7187 | 1 | 0 | -62.7187 |  | -62.7187 | 0
50.2056 | 0 | 500.2814 | 500.2814 | 1 | 1 | 15:12 | 58.72 |  | 503.0997 | 0 | 500.2814 | 50.2056 | 50.2056 | -2.7619e-05 | -0.0012543 | 500.2801 |  | -27.0137 | 0 | -27.0137 | 50.5 | 2.4318 | -65.6932 | 1 | 0 | -65.6932 |  | -65.6932 | 0
50.2056 | 0 | 501.5046 | 501.5046 | 1 | 1 | 15:12 | 58.74 |  | 503.0989 | 0 | 501.5046 | 50.2056 | 50.2056 | -2.4857e-05 | -0.0011289 | 501.5035 |  | -25.7904 | 0 | -25.7904 | 50.5 | 2.4319 | -62.7184 | 1 | 0 | -62.7184 |  | -62.7184 | 0
50.2056 | 0 | 502.7277 | 502.7277 | 1 | 1 | 15:12 | 58.76 |  | 503.0981 | 0 | 502.7277 | 50.2056 | 50.2056 | -2.2371e-05 | -0.001016 | 502.7267 |  | -24.5671 | 0 | -24.5671 | 50.5 | 2.4319 | -59.7438 | 1 | 0 | -59.7438 |  | -59.7438 | 0
50.2056 | 0 | 501.5046 | 501.5046 | 1 | 1 | 15:12 | 58.78 |  | 503.0973 | 0 | 501.5046 | 50.2056 | 50.2056 | -2.0134e-05 | -0.00091438 | 501.5037 |  | -25.7902 | 0 | -25.7902 | 50.5 | 2.4319 | -62.7182 | 1 | 0 | -62.7182 |  | -62.7182 | 0
50.2056 | 0 | 502.7277 | 502.7277 | 1 | 1 | 15:12 | 58.8 |  | 503.0966 | 0 | 502.7277 | 50.2056 | 50.2056 | -1.8121e-05 | -0.00082294 | 502.7269 |  | -24.5669 | 0 | -24.5669 | 50.5 | 2.4319 | -59.7435 | 1 | 0 | -59.7435 |  | -59.7435 | 0
50.2056 | 0 | 501.5046 | 501.5046 | 1 | 1 | 15:12 | 58.82 |  | 503.0958 | 0 | 501.5046 | 50.2056 | 50.2056 | -1.6309e-05 | -0.00074065 | 501.5039 |  | -25.79 | 0 | -25.79 | 50.5 | 2.4319 | -62.718 | 1 | 0 | -62.718 |  | -62.718 | 0
50.2056 | 0 | 501.5046 | 501.5046 | 1 | 1 | 15:12 | 58.84 |  | 503.095 | 0 | 501.5046 | 50.2056 | 50.2056 | -1.4678e-05 | -0.00066659 | 501.5039 |  | -25.7899 | 0 | -25.7899 | 50.5 | 2.4319 | -62.7179 | 1 | 0 | -62.7179 |  | -62.7179 | 0
50.2056 | 0 | 501.5046 | 501.5046 | 1 | 1 | 15:12 | 58.86 |  | 503.0942 | 0 | 501.5046 | 50.2056 | 50.2056 | -1.321e-05 | -0.00059993 | 501.504 |  | -25.7899 | 0 | -25.7899 | 50.5 | 2.4319 | -62.7178 | 1 | 0 | -62.7178 |  | -62.7178 | 0
50.2056 | 0 | 502.7277 | 502.7277 | 1 | 1 | 15:12 | 58.88 |  | 503.0934 | 0 | 502.7277 | 50.2056 | 50.2056 | -1.1889e-05 | -0.00053993 | 502.7272 |  | -24.5667 | 0 | -24.5667 | 50.5 | 2.4319 | -59.7432 | 1 | 0 | -59.7432 |  | -59.7432 | 0
50.2056 | 0 | 501.5046 | 501.5046 | 1 | 1 | 15:12 | 58.9 |  | 503.0927 | 0 | 501.5046 | 50.2056 | 50.2056 | -1.07e-05 | -0.00048594 | 501.5041 |  | -25.7898 | 0 | -25.7898 | 50.5 | 2.4319 | -62.7177 | 1 | 0 | -62.7177 |  | -62.7177 | 0
50.2056 | 0 | 501.5046 | 501.5046 | 1 | 1 | 15:12 | 58.92 |  | 503.0919 | 0 | 501.5046 | 50.2056 | 50.2056 | -9.63e-06 | -0.00043735 | 501.5042 |  | -25.7897 | 0 | -25.7897 | 50.5 | 2.4319 | -62.7176 | 1 | 0 | -62.7176 |  | -62.7176 | 0
50.2056 | 0 | 501.5046 | 501.5046 | 1 | 1 | 15:12 | 58.94 |  | 503.0911 | 0 | 501.5046 | 50.2056 | 50.2056 | -8.667e-06 | -0.00039361 | 501.5042 |  | -25.7897 | 0 | -25.7897 | 50.5 | 2.4319 | -62.7176 | 1 | 0 | -62.7176 |  | -62.7176 | 0
50.2056 | 0 | 501.5046 | 501.5046 | 1 | 1 | 15:12 | 58.96 |  | 503.0903 | 0 | 501.5046 | 50.2056 | 50.2056 | -7.8003e-06 | -0.00035425 | 501.5042 |  | -25.7896 | 0 | -25.7896 | 50.5 | 2.4319 | -62.7175 | 1 | 0 | -62.7175 |  | -62.7175 | 0
50.2056 | 0 | 500.2814 | 500.2814 | 1 | 1 | 15:12 | 58.98 |  | 503.0895 | 0 | 500.2814 | 50.2056 | 50.2056 | -7.0203e-06 | -0.00031883 | 500.2811 |  | -27.0128 | 0 | -27.0128 | 50.5 | 2.4319 | -65.6922 | 1 | 0 | -65.6922 |  | -65.6922 | 0
50.2056 | 0 | 502.7277 | 502.7277 | 1 | 1 | 15:12 | 59 |  | 503.0888 | 0 | 502.7277 | 50.2056 | 50.2056 | -6.3183e-06 | -0.00028694 | 502.7275 |  | -24.5664 | 0 | -24.5664 | 50.5 | 2.4319 | -59.7429 | 1 | 0 | -59.7429 |  | -59.7429 | 0
50.2056 | 0 | 501.5046 | 501.5046 | 1 | 1 | 15:12 | 59.02 |  | 503.088 | 0 | 501.5046 | 50.2056 | 50.2056 | -5.6864e-06 | -0.00025825 | 501.5043 |  | -25.7895 | 0 | -25.7895 | 50.5 | 2.4319 | -62.7174 | 1 | 0 | -62.7174 |  | -62.7174 | 0
50.2056 | 0 | 501.5046 | 501.5046 | 1 | 1 | 15:12 | 59.04 |  | 503.0872 | 0 | 501.5046 | 50.2056 | 50.2056 | -5.1178e-06 | -0.00023242 | 501.5044 |  | -25.7895 | 0 | -25.7895 | 50.5 | 2.4319 | -62.7174 | 1 | 0 | -62.7174 |  | -62.7174 | 0
50.2056 | 0 | 501.5046 | 501.5046 | 1 | 1 | 15:12 | 59.06 |  | 503.0864 | 0 | 501.5046 | 50.2056 | 50.2056 | -4.606e-06 | -0.00020918 | 501.5044 |  | -25.7895 | 0 | -25.7895 | 50.5 | 2.4319 | -62.7173 | 1 | 0 | -62.7173 |  | -62.7173 | 0
50.2056 | 0 | 500.2814 | 500.2814 | 1 | 1 | 15:12 | 59.08 |  | 503.0856 | 0 | 500.2814 | 50.2056 | 50.2056 | -4.1454e-06 | -0.00018826 | 500.2812 |  | -27.0127 | 0 | -27.0127 | 50.5 | 2.4319 | -65.692 | 1 | 0 | -65.692 |  | -65.692 | 0
50.2056 | 0 | 501.5046 | 501.5046 | 1 | 1 | 15:12 | 59.1 |  | 503.0849 | 0 | 501.5046 | 50.2056 | 50.2056 | -3.7309e-06 | -0.00016944 | 501.5044 |  | -25.7894 | 0 | -25.7894 | 50.5 | 2.4319 | -62.7173 | 1 | 0 | -62.7173 |  | -62.7173 | 0
50.2056 | 0 | 501.5046 | 501.5046 | 1 | 1 | 15:12 | 59.12 |  | 503.0841 | 0 | 501.5046 | 50.2056 | 50.2056 | -3.3578e-06 | -0.00015249 | 501.5044 |  | -25.7894 | 0 | -25.7894 | 50.5 | 2.4319 | -62.7173 | 1 | 0 | -62.7173 |  | -62.7173 | 0
50.2056 | 0 | 501.5046 | 501.5046 | 1 | 1 | 15:12 | 59.14 |  | 503.0833 | 0 | 501.5046 | 50.2056 | 50.2056 | -3.022e-06 | -0.00013724 | 501.5045 |  | -25.7894 | 0 | -25.7894 | 50.5 | 2.4319 | -62.7173 | 1 | 0 | -62.7173 |  | -62.7173 | 0
50.2056 | 0 | 500.2814 | 500.2814 | 1 | 1 | 15:12 | 59.16 |  | 503.0825 | 0 | 500.2814 | 50.2056 | 50.2056 | -2.7198e-06 | -0.00012352 | 500.2813 |  | -27.0126 | 0 | -27.0126 | 50.5 | 2.4319 | -65.692 | 1 | 0 | -65.692 |  | -65.692 | 0
50.2056 | 0 | 500.2814 | 500.2814 | 1 | 1 | 15:12 | 59.18 |  | 503.0817 | 0 | 500.2814 | 50.2056 | 50.2056 | -2.4478e-06 | -0.00011117 | 500.2813 |  | -27.0126 | 0 | -27.0126 | 50.5 | 2.4319 | -65.692 | 1 | 0 | -65.692 |  | -65.692 | 0
50.2056 | 0 | 501.5046 | 501.5046 | 1 | 1 | 15:12 | 59.2 |  | 503.081 | 0 | 501.5046 | 50.2056 | 50.2056 | -2.203e-06 | -0.00010005 | 501.5045 |  | -25.7894 | 0 | -25.7894 | 50.5 | 2.4319 | -62.7172 | 1 | 0 | -62.7172 |  | -62.7172 | 0
50.2056 | 0 | 501.5046 | 501.5046 | 1 | 1 | 15:12 | 59.22 |  | 503.0802 | 0 | 501.5046 | 50.2056 | 50.2056 | -1.9827e-06 | -9.0046e-05 | 501.5045 |  | -25.7894 | 0 | -25.7894 | 50.5 | 2.4319 | -62.7172 | 1 | 0 | -62.7172 |  | -62.7172 | 0
50.2056 | 0 | 501.5046 | 501.5046 | 1 | 1 | 15:12 | 59.24 |  | 503.0794 | 0 | 501.5046 | 50.2056 | 50.2056 | -1.7845e-06 | -8.1041e-05 | 501.5045 |  | -25.7894 | 0 | -25.7894 | 50.5 | 2.4319 | -62.7172 | 1 | 0 | -62.7172 |  | -62.7172 | 0
50.2056 | 0 | 501.5046 | 501.5046 | 1 | 1 | 15:12 | 59.26 |  | 503.0786 | 0 | 501.5046 | 50.2056 | 50.2056 | -1.606e-06 | -7.2937e-05 | 501.5045 |  | -25.7893 | 0 | -25.7893 | 50.5 | 2.4319 | -62.7172 | 1 | 0 | -62.7172 |  | -62.7172 | 0
50.2056 | 0 | 501.5046 | 501.5046 | 1 | 1 | 15:12 | 59.28 |  | 503.0778 | 0 | 501.5046 | 50.2056 | 50.2056 | -1.4454e-06 | -6.5643e-05 | 501.5045 |  | -25.7893 | 0 | -25.7893 | 50.5 | 2.4319 | -62.7172 | 1 | 0 | -62.7172 |  | -62.7172 | 0
50.2056 | 0 | 501.5046 | 501.5046 | 1 | 1 | 15:12 | 59.3 |  | 503.0771 | 0 | 501.5046 | 50.2056 | 50.2056 | -1.3009e-06 | -5.9079e-05 | 501.5045 |  | -25.7893 | 0 | -25.7893 | 50.5 | 2.4319 | -62.7172 | 1 | 0 | -62.7172 |  | -62.7172 | 0
50.2056 | 0 | 502.7277 | 502.7277 | 1 | 1 | 15:12 | 59.32 |  | 503.0763 | 0 | 502.7277 | 50.2056 | 50.2056 | -1.1708e-06 | -5.3171e-05 | 502.7277 |  | -24.5662 | 0 | -24.5662 | 50.5 | 2.4319 | -59.7426 | 1 | 0 | -59.7426 |  | -59.7426 | 0
50.2056 | 0 | 501.5046 | 501.5046 | 1 | 1 | 15:12 | 59.34 |  | 503.0755 | 0 | 501.5046 | 50.2056 | 50.2056 | -1.0537e-06 | -4.7854e-05 | 501.5046 |  | -25.7893 | 0 | -25.7893 | 50.5 | 2.4319 | -62.7172 | 1 | 0 | -62.7172 |  | -62.7172 | 0
50.2056 | 0 | 501.5046 | 501.5046 | 1 | 1 | 15:12 | 59.36 |  | 503.0747 | 0 | 501.5046 | 50.2056 | 50.2056 | -9.4834e-07 | -4.3069e-05 | 501.5046 |  | -25.7893 | 0 | -25.7893 | 50.5 | 2.4319 | -62.7172 | 1 | 0 | -62.7172 |  | -62.7172 | 0
50.2056 | 0 | 501.5046 | 501.5046 | 1 | 1 | 15:12 | 59.38 |  | 503.0739 | 0 | 501.5046 | 50.2056 | 50.2056 | -8.5351e-07 | -3.8762e-05 | 501.5046 |  | -25.7893 | 0 | -25.7893 | 50.5 | 2.4319 | -62.7171 | 1 | 0 | -62.7171 |  | -62.7171 | 0
50.2056 | 0 | 501.5046 | 501.5046 | 1 | 1 | 15:12 | 59.4 |  | 503.0732 | 0 | 501.5046 | 50.2056 | 50.2056 | -7.6815e-07 | -3.4886e-05 | 501.5046 |  | -25.7893 | 0 | -25.7893 | 50.5 | 2.4319 | -62.7171 | 1 | 0 | -62.7171 |  | -62.7171 | 0
50.2056 | 0 | 501.5046 | 501.5046 | 1 | 1 | 15:12 | 59.42 |  | 503.0724 | 0 | 501.5046 | 50.2056 | 50.2056 | -6.9134e-07 | -3.1397e-05 | 501.5046 |  | -25.7893 | 0 | -25.7893 | 50.5 | 2.4319 | -62.7171 | 1 | 0 | -62.7171 |  | -62.7171 | 0
50.2056 | 0 | 500.2814 | 500.2814 | 1 | 1 | 15:12 | 59.44 |  | 503.0716 | 0 | 500.2814 | 50.2056 | 50.2056 | -6.2221e-07 | -2.8257e-05 | 500.2814 |  | -27.0125 | 0 | -27.0125 | 50.5 | 2.4319 | -65.6919 | 1 | 0 | -65.6919 |  | -65.6919 | 0
50.2056 | 0 | 501.5046 | 501.5046 | 1 | 1 | 15:12 | 59.46 |  | 503.0708 | 0 | 501.5046 | 50.2056 | 50.2056 | -5.5998e-07 | -2.5432e-05 | 501.5046 |  | -25.7893 | 0 | -25.7893 | 50.5 | 2.4319 | -62.7171 | 1 | 0 | -62.7171 |  | -62.7171 | 0
50.2056 | 0 | 501.5046 | 501.5046 | 1 | 1 | 15:12 | 59.48 |  | 503.07 | 0 | 501.5046 | 50.2056 | 50.2056 | -5.0399e-07 | -2.2888e-05 | 501.5046 |  | -25.7893 | 0 | -25.7893 | 50.5 | 2.4319 | -62.7171 | 1 | 0 | -62.7171 |  | -62.7171 | 0
50.2056 | 0 | 501.5046 | 501.5046 | 1 | 1 | 15:12 | 59.5 |  | 503.0693 | 0 | 501.5046 | 50.2056 | 50.2056 | -4.5359e-07 | -2.06e-05 | 501.5046 |  | -25.7893 | 0 | -25.7893 | 50.5 | 2.4319 | -62.7171 | 1 | 0 | -62.7171 |  | -62.7171 | 0
50.2056 | 0 | 501.5046 | 501.5046 | 1 | 1 | 15:12 | 59.52 |  | 503.0685 | 0 | 501.5046 | 50.2056 | 50.2056 | -4.0823e-07 | -1.854e-05 | 501.5046 |  | -25.7893 | 0 | -25.7893 | 50.5 | 2.4319 | -62.7171 | 1 | 0 | -62.7171 |  | -62.7171 | 0
50.2056 | 0 | 500.2814 | 500.2814 | 1 | 1 | 15:12 | 59.54 |  | 503.0677 | 0 | 500.2814 | 50.2056 | 50.2056 | -3.6741e-07 | -1.6686e-05 | 500.2814 |  | -27.0125 | 0 | -27.0125 | 50.5 | 2.4319 | -65.6918 | 1 | 0 | -65.6918 |  | -65.6918 | 0
50.2056 | 0 | 501.5046 | 501.5046 | 1 | 1 | 15:12 | 59.56 |  | 503.0669 | 0 | 501.5046 | 50.2056 | 50.2056 | -3.3067e-07 | -1.5017e-05 | 501.5046 |  | -25.7893 | 0 | -25.7893 | 50.5 | 2.4319 | -62.7171 | 1 | 0 | -62.7171 |  | -62.7171 | 0
50.2056 | 0 | 500.2814 | 500.2814 | 1 | 1 | 15:12 | 59.58 |  | 503.0661 | 0 | 500.2814 | 50.2056 | 50.2056 | -2.976e-07 | -1.3515e-05 | 500.2814 |  | -27.0125 | 0 | -27.0125 | 50.5 | 2.4319 | -65.6918 | 1 | 0 | -65.6918 |  | -65.6918 | 0
50.2056 | 0 | 501.5046 | 501.5046 | 1 | 1 | 15:12 | 59.6 |  | 503.0654 | 0 | 501.5046 | 50.2056 | 50.2056 | -2.6784e-07 | -1.2164e-05 | 501.5046 |  | -25.7893 | 0 | -25.7893 | 50.5 | 2.4319 | -62.7171 | 1 | 0 | -62.7171 |  | -62.7171 | 0
50.2056 | 0 | 501.5046 | 501.5046 | 1 | 1 | 15:12 | 59.62 |  | 503.0646 | 0 | 501.5046 | 50.2056 | 50.2056 | -2.4105e-07 | -1.0947e-05 | 501.5046 |  | -25.7893 | 0 | -25.7893 | 50.5 | 2.4319 | -62.7171 | 1 | 0 | -62.7171 |  | -62.7171 | 0
50.2056 | 0 | 501.5046 | 501.5046 | 1 | 1 | 15:12 | 59.64 |  | 503.0638 | 0 | 501.5046 | 50.2056 | 50.2056 | -2.1695e-07 | -9.8527e-06 | 501.5046 |  | -25.7893 | 0 | -25.7893 | 50.5 | 2.4319 | -62.7171 | 1 | 0 | -62.7171 |  | -62.7171 | 0
50.2056 | 0 | 500.2814 | 500.2814 | 1 | 1 | 15:12 | 59.66 |  | 503.063 | 0 | 500.2814 | 50.2056 | 50.2056 | -1.9525e-07 | -8.8674e-06 | 500.2814 |  | -27.0125 | 0 | -27.0125 | 50.5 | 2.4319 | -65.6918 | 1 | 0 | -65.6918 |  | -65.6918 | 0
50.2056 | 0 | 501.5046 | 501.5046 | 1 | 1 | 15:12 | 59.68 |  | 503.0622 | 0 | 501.5046 | 50.2056 | 50.2056 | -1.7573e-07 | -7.9807e-06 | 501.5046 |  | -25.7893 | 0 | -25.7893 | 50.5 | 2.4319 | -62.7171 | 1 | 0 | -62.7171 |  | -62.7171 | 0
50.2056 | 0 | 501.5046 | 501.5046 | 1 | 1 | 15:12 | 59.7 |  | 503.0615 | 0 | 501.5046 | 50.2056 | 50.2056 | -1.5816e-07 | -7.1826e-06 | 501.5046 |  | -25.7893 | 0 | -25.7893 | 50.5 | 2.4319 | -62.7171 | 1 | 0 | -62.7171 |  | -62.7171 | 0
50.2056 | 0 | 501.5046 | 501.5046 | 1 | 1 | 15:12 | 59.72 |  | 503.0607 | 0 | 501.5046 | 50.2056 | 50.2056 | -1.4234e-07 | -6.4644e-06 | 501.5046 |  | -25.7893 | 0 | -25.7893 | 50.5 | 2.4319 | -62.7171 | 1 | 0 | -62.7171 |  | -62.7171 | 0
50.2056 | 0 | 501.5046 | 501.5046 | 1 | 1 | 15:12 | 59.74 |  | 503.0599 | 0 | 501.5046 | 50.2056 | 50.2056 | -1.2811e-07 | -5.8179e-06 | 501.5046 |  | -25.7893 | 0 | -25.7893 | 50.5 | 2.4319 | -62.7171 | 1 | 0 | -62.7171 |  | -62.7171 | 0
50.2056 | 0 | 501.5046 | 501.5046 | 1 | 1 | 15:12 | 59.76 |  | 503.0591 | 0 | 501.5046 | 50.2056 | 50.2056 | -1.153e-07 | -5.2361e-06 | 501.5046 |  | -25.7893 | 0 | -25.7893 | 50.5 | 2.4319 | -62.7171 | 1 | 0 | -62.7171 |  | -62.7171 | 0
50.2056 | 0 | 501.5046 | 501.5046 | 1 | 1 | 15:12 | 59.78 |  | 503.0583 | 0 | 501.5046 | 50.2056 | 50.2056 | -1.0377e-07 | -4.7125e-06 | 501.5046 |  | -25.7893 | 0 | -25.7893 | 50.5 | 2.4319 | -62.7171 | 1 | 0 | -62.7171 |  | -62.7171 | 0
50.2056 | 0 | 502.7277 | 502.7277 | 1 | 1 | 15:12 | 59.8 |  | 503.0576 | 0 | 502.7277 | 50.2056 | 50.2056 | -9.339e-08 | -4.2413e-06 | 502.7277 |  | -24.5661 | 0 | -24.5661 | 50.5 | 2.4319 | -59.7425 | 1 | 0 | -59.7425 |  | -59.7425 | 0
50.2056 | 0 | 501.5046 | 501.5046 | 1 | 1 | 15:12 | 59.82 |  | 503.0568 | 0 | 501.5046 | 50.2056 | 50.2056 | -8.4051e-08 | -3.8171e-06 | 501.5046 |  | -25.7893 | 0 | -25.7893 | 50.5 | 2.4319 | -62.7171 | 1 | 0 | -62.7171 |  | -62.7171 | 0
50.2056 | 0 | 501.5046 | 501.5046 | 1 | 1 | 15:12 | 59.84 |  | 503.056 | 0 | 501.5046 | 50.2056 | 50.2056 | -7.5646e-08 | -3.4354e-06 | 501.5046 |  | -25.7893 | 0 | -25.7893 | 50.5 | 2.4319 | -62.7171 | 1 | 0 | -62.7171 |  | -62.7171 | 0
50.2056 | 0 | 501.5046 | 501.5046 | 1 | 1 | 15:12 | 59.86 |  | 503.0552 | 0 | 501.5046 | 50.2056 | 50.2056 | -6.8081e-08 | -3.0919e-06 | 501.5046 |  | -25.7893 | 0 | -25.7893 | 50.5 | 2.4319 | -62.7171 | 1 | 0 | -62.7171 |  | -62.7171 | 0
50.2056 | 0 | 501.5046 | 501.5046 | 1 | 1 | 15:12 | 59.88 |  | 503.0544 | 0 | 501.5046 | 50.2056 | 50.2056 | -6.1273e-08 | -2.7827e-06 | 501.5046 |  | -25.7893 | 0 | -25.7893 | 50.5 | 2.4319 | -62.7171 | 1 | 0 | -62.7171 |  | -62.7171 | 0
50.2056 | 0 | 501.5046 | 501.5046 | 1 | 1 | 15:12 | 59.9 |  | 503.0537 | 0 | 501.5046 | 50.2056 | 50.2056 | -5.5146e-08 | -2.5044e-06 | 501.5046 |  | -25.7893 | 0 | -25.7893 | 50.5 | 2.4319 | -62.7171 | 1 | 0 | -62.7171 |  | -62.7171 | 0
50.2056 | 0 | 501.5046 | 501.5046 | 1 | 1 | 15:12 | 59.92 |  | 503.0529 | 0 | 501.5046 | 50.2056 | 50.2056 | -4.9631e-08 | -2.254e-06 | 501.5046 |  | -25.7893 | 0 | -25.7893 | 50.5 | 2.4319 | -62.7171 | 1 | 0 | -62.7171 |  | -62.7171 | 0
50.2056 | 0 | 501.5046 | 501.5046 | 1 | 1 | 15:12 | 59.94 |  | 503.0521 | 0 | 501.5046 | 50.2056 | 50.2056 | -4.4668e-08 | -2.0286e-06 | 501.5046 |  | -25.7893 | 0 | -25.7893 | 50.5 | 2.4319 | -62.7171 | 1 | 0 | -62.7171 |  | -62.7171 | 0
50.2056 | 0 | 501.5046 | 501.5046 | 1 | 1 | 15:12 | 59.96 |  | 503.0513 | 0 | 501.5046 | 50.2056 | 50.2056 | -4.0201e-08 | -1.8257e-06 | 501.5046 |  | -25.7893 | 0 | -25.7893 | 50.5 | 2.4319 | -62.7171 | 1 | 0 | -62.7171 |  | -62.7171 | 0
50.2056 | 0 | 500.2814 | 500.2814 | 1 | 1 | 15:12 | 59.98 |  | 503.0505 | 0 | 500.2814 | 50.2056 | 50.2056 | -3.6181e-08 | -1.6432e-06 | 500.2814 |  | -27.0125 | 0 | -27.0125 | 50.5 | 2.4319 | -65.6918 | 1 | 0 | -65.6918 |  | -65.6918 | 0
50.2056 | 0 | 502.7277 | 502.7277 | 1 | 1 | 15:12 | 60 |  | 503.0498 | 0 | 502.7277 | 50.2056 | 50.2056 | -3.2563e-08 | -1.4788e-06 | 502.7277 |  | -24.5661 | 0 | -24.5661 | 50.5 | 2.4319 | -59.7425 | 1 | 0 | -59.7425 |  | -59.7425 | 0
50.2056 | 0 | 501.5046 | 501.5046 | 1 | 1 | 15:12 | 60.02 |  | 503.049 | 0 | 501.5046 | 50.2056 | 50.2056 | -2.9307e-08 | -1.331e-06 | 501.5046 |  | -25.7893 | 0 | -25.7893 | 50.5 | 2.4319 | -62.7171 | 1 | 0 | -62.7171 |  |  | 0
50.2056 | 0 | 501.5046 | 501.5046 | 1 | 1 | 15:12 | 60.04 |  | 503.0482 | 0 | 501.5046 | 50.2056 | 50.2056 | -2.6376e-08 | -1.1979e-06 | 501.5046 |  | -25.7893 | 0 | -25.7893 | 50.5 | 2.4319 | -62.7171 | 1 | 0 | -62.7171 |  |  | 0
50.2056 | 0 | 501.5046 | 501.5046 | 1 | 1 | 15:12 | 60.06 |  | 503.0474 | 0 | 501.5046 | 50.2056 | 50.2056 | -2.3738e-08 | -1.0781e-06 | 501.5046 |  | -25.7893 | 0 | -25.7893 | 50.5 | 2.4319 | -62.7171 | 1 | 0 | -62.7171 |  |  | 0
50.2056 | 0 | 500.2814 | 500.2814 | 1 | 1 | 15:12 | 60.08 |  | 503.0466 | 0 | 500.2814 | 50.2056 | 50.2056 | -2.1365e-08 | -9.7027e-07 | 500.2814 |  | -27.0125 | 0 | -27.0125 | 50.5 | 2.4319 | -65.6918 | 1 | 0 | -65.6918 |  |  | 0
50.2056 | 0 | 502.7277 | 502.7277 | 1 | 1 | 15:12 | 60.1 |  | 503.0459 | 0 | 502.7277 | 50.2056 | 50.2056 | -1.9228e-08 | -8.7324e-07 | 502.7277 |  | -24.5661 | 0 | -24.5661 | 50.5 | 2.4319 | -59.7425 | 1 | 0 | -59.7425 |  |  | 0
50.2056 | 0 | 501.5046 | 501.5046 | 1 | 1 | 15:12 | 60.12 |  | 503.0451 | 0 | 501.5046 | 50.2056 | 50.2056 | -1.7305e-08 | -7.8591e-07 | 501.5046 |  | -25.7893 | 0 | -25.7893 | 50.5 | 2.4319 | -62.7171 | 1 | 0 | -62.7171 |  |  | 0
50.2056 | 0 | 501.5046 | 501.5046 | 1 | 1 | 15:12 | 60.14 |  | 503.0443 | 0 | 501.5046 | 50.2056 | 50.2056 | -1.5575e-08 | -7.0733e-07 | 501.5046 |  | -25.7893 | 0 | -25.7893 | 50.5 | 2.4319 | -62.7171 | 1 | 0 | -62.7171 |  |  | 0
50.2056 | 0 | 501.5046 | 501.5046 | 1 | 1 | 15:12 | 60.16 |  | 503.0435 | 0 | 501.5046 | 50.2056 | 50.2056 | -1.4017e-08 | -6.366e-07 | 501.5046 |  | -25.7893 | 0 | -25.7893 | 50.5 | 2.4319 | -62.7171 | 1 | 0 | -62.7171 |  |  | 0
50.2056 | 0 | 502.7277 | 502.7277 | 1 | 1 | 15:12 | 60.18 |  | 503.0427 | 0 | 502.7277 | 50.2056 | 50.2056 | -1.2616e-08 | -5.7294e-07 | 502.7277 |  | -24.5661 | 0 | -24.5661 | 50.5 | 2.4319 | -59.7425 | 1 | 0 | -59.7425 |  |  | 0
50.2056 | 0 | 501.5046 | 501.5046 | 1 | 1 | 15:12 | 60.2 |  | 503.042 | 0 | 501.5046 | 50.2056 | 50.2056 | -1.1354e-08 | -5.1564e-07 | 501.5046 |  | -25.7893 | 0 | -25.7893 | 50.5 | 2.4319 | -62.7171 | 1 | 0 | -62.7171 |  |  | 0
50.2056 | 0 | 501.5046 | 501.5046 | 1 | 1 | 15:12 | 60.22 |  | 503.0412 | 0 | 501.5046 | 50.2056 | 50.2056 | -1.0219e-08 | -4.6408e-07 | 501.5046 |  | -25.7893 | 0 | -25.7893 | 50.5 | 2.4319 | -62.7171 | 1 | 0 | -62.7171 |  |  | 0
50.2056 | 0 | 502.7277 | 502.7277 | 1 | 1 | 15:12 | 60.24 |  | 503.0404 | 0 | 502.7277 | 50.2056 | 50.2056 | -9.1966e-09 | -4.1766e-07 | 502.7277 |  | -24.5661 | 0 | -24.5661 | 50.5 | 2.4319 | -59.7425 | 1 | 0 | -59.7425 |  |  | 0
50.2056 | 0 | 501.5046 | 501.5046 | 1 | 1 | 15:12 | 60.26 |  | 503.0396 | 0 | 501.5046 | 50.2056 | 50.2056 | -8.277e-09 | -3.759e-07 | 501.5046 |  | -25.7893 | 0 | -25.7893 | 50.5 | 2.4319 | -62.7171 | 1 | 0 | -62.7171 |  |  | 0
50.2056 | 0 | 501.5046 | 501.5046 | 1 | 1 | 15:12 | 60.28 |  | 503.0388 | 0 | 501.5046 | 50.2056 | 50.2056 | -7.4494e-09 | -3.3831e-07 | 501.5046 |  | -25.7893 | 0 | -25.7893 | 50.5 | 2.4319 | -62.7171 | 1 | 0 | -62.7171 |  |  | 0
50.2056 | 0 | 501.5046 | 501.5046 | 1 | 1 | 15:12 | 60.3 |  | 503.0381 | 0 | 501.5046 | 50.2056 | 50.2056 | -6.7045e-09 | -3.0449e-07 | 501.5046 |  | -25.7893 | 0 | -25.7893 | 50.5 | 2.4319 | -62.7171 | 1 | 0 | -62.7171 |  |  | 0
50.2056 | 0 | 500.2814 | 500.2814 | 1 | 1 | 15:12 | 60.32 |  | 503.0373 | 0 | 500.2814 | 50.2056 | 50.2056 | -6.0342e-09 | -2.7404e-07 | 500.2814 |  | -27.0125 | 0 | -27.0125 | 50.5 | 2.4319 | -65.6918 | 1 | 0 | -65.6918 |  |  | 0
50.2056 | 0 | 501.5046 | 501.5046 | 1 | 1 | 15:12 | 60.34 |  | 503.0365 | 0 | 501.5046 | 50.2056 | 50.2056 | -5.4308e-09 | -2.4664e-07 | 501.5046 |  | -25.7893 | 0 | -25.7893 | 50.5 | 2.4319 | -62.7171 | 1 | 0 | -62.7171 |  |  | 0
50.2056 | 0 | 501.5046 | 501.5046 | 1 | 1 | 15:12 | 60.36 |  | 503.0357 | 0 | 501.5046 | 50.2056 | 50.2056 | 0.0035 | 0.15895 | 501.6636 |  | -25.6303 | 0 | -25.6303 | 50.5 | 2.4319 | -62.3305 | 1 | 0 | -62.3305 |  |  | 0
50.2056 | 0 | 502.7277 | 502.7277 | 1 | 1 | 15:12 | 60.38 |  | 503.0349 | 0 | 502.7277 | 50.2056 | 50.2056 | 0.0084 | 0.38148 | 503.1092 |  | -24.1846 | 0 | -24.1846 | 50.5 | 2.4319 | -58.8148 | 1 | 0 | -58.8148 |  |  | 0
50.2056 | 0 | 500.2814 | 500.2814 | 1 | 1 | 15:12 | 60.4 |  | 503.0342 | 0 | 500.2814 | 50.2056 | 50.206 | 0.01281 | 0.58176 | 500.8632 |  | -26.4307 | 0 | -26.4307 | 50.5 | 2.4278 | -64.1678 | 1 | 0 | -64.1678 |  |  | 0
50.2056 | 0 | 500.2814 | 500.2814 | 1 | 1 | 15:12 | 60.42 |  | 503.0334 | 0 | 500.2814 | 50.2056 | 50.2063 | 0.015029 | 0.68254 | 500.9639 |  | -26.3299 | 0 | -26.3299 | 50.5 | 2.4241 | -63.8255 | 1 | 0 | -63.8255 |  |  | 0
50.2056 | 0 | 501.5046 | 501.5046 | 1 | 1 | 15:12 | 60.44 |  | 503.0326 | 0 | 501.5046 | 50.2056 | 50.2065 | 0.013526 | 0.61428 | 502.1189 |  | -25.175 | 0 | -25.175 | 50.5 | 2.4207 | -60.9421 | 1 | 0 | -60.9421 |  |  | 0
50.2056 | 0 | 502.7277 | 502.7277 | 1 | 1 | 15:12 | 60.46 |  | 503.0318 | 0 | 502.7277 | 50.2056 | 50.2068 | 0.012173 | 0.55286 | 503.2806 |  | -24.0133 | 0 | -24.0133 | 50.5 | 2.4178 | -58.0581 | 1 | 0 | -58.0581 |  |  | 0
50.2056 | 0 | 501.5046 | 501.5046 | 1 | 1 | 15:12 | 60.48 |  | 503.031 | 0 | 501.5046 | 50.2056 | 50.207 | 0.010956 | 0.49757 | 502.0022 |  | -25.2917 | 0 | -25.2917 | 50.5 | 2.4151 | -61.0812 | 1 | 0 | -61.0812 |  |  | 0
50.2056 | 0 | 501.5046 | 501.5046 | 1 | 1 | 15:12 | 60.5 |  | 503.0303 | 0 | 501.5046 | 50.2056 | 50.2072 | 0.0098605 | 0.44781 | 501.9524 |  | -25.3415 | 0 | -25.3415 | 50.5 | 2.4127 | -61.1404 | 1 | 0 | -61.1404 |  |  | 0
50.2056 | 0 | 501.5046 | 501.5046 | 1 | 1 | 15:12 | 60.52 |  | 503.0295 | 0 | 501.5046 | 50.2056 | 50.2074 | 0.0088745 | 0.40303 | 501.9076 |  | -25.3862 | 0 | -25.3862 | 50.5 | 2.4105 | -61.1935 | 1 | 0 | -61.1935 |  |  | 0
50.2056 | 0 | 501.5046 | 501.5046 | 1 | 1 | 15:12 | 60.54 |  | 503.0287 | 0 | 501.5046 | 50.2056 | 50.2076 | 0.007987 | 0.36273 | 501.8673 |  | -25.4265 | 0 | -25.4265 | 50.5 | 2.4086 | -61.2412 | 1 | 0 | -61.2412 |  |  | 0
50.2056 | 0 | 501.5046 | 501.5046 | 1 | 1 | 15:12 | 60.56 |  | 503.0279 | 0 | 501.5046 | 50.2056 | 50.2077 | 0.0071883 | 0.32646 | 501.8311 |  | -25.4628 | 0 | -25.4628 | 50.5 | 2.4068 | -61.2841 | 1 | 0 | -61.2841 |  |  | 0
50.2091 | 0 | 501.5046 | 501.5046 | 1 | 1 | 15:12 | 60.58 |  | 503.0271 | 0 | 501.5046 | 50.206 | 50.2079 | 0.0064695 | 0.29383 | 501.7984 |  | -25.4954 | 0 | -25.4954 | 50.5 | 2.4052 | -61.3226 | 1 | 0 | -61.3226 |  |  | 0
50.2091 | 0 | 500.2814 | 500.2814 | 1 | 1 | 15:12 | 60.6 |  | 503.0264 | 0 | 500.2814 | 50.2063 | 50.208 | 0.0058225 | 0.26445 | 500.5458 |  | -26.748 | 0 | -26.748 | 50.5 | 2.4038 | -64.2976 | 1 | 0 | -64.2976 |  |  | 0
50.2091 | 0 | 501.5046 | 501.5046 | 1 | 1 | 15:12 | 60.62 |  | 503.0256 | 0 | 501.5046 | 50.2065 | 50.2081 | 0.0052403 | 0.238 | 501.7426 |  | -25.5513 | 0 | -25.5513 | 50.5 | 2.4026 | -61.3884 | 1 | 0 | -61.3884 |  |  | 0
50.2091 | 0 | 501.5046 | 501.5046 | 1 | 1 | 15:12 | 60.64 |  | 503.0248 | 0 | 501.5046 | 50.2068 | 50.2082 | 0.0047163 | 0.2142 | 501.7188 |  | -25.5751 | 0 | -25.5751 | 50.5 | 2.4014 | -61.4164 | 1 | 0 | -61.4164 |  |  | 0
50.2091 | 0 | 500.2814 | 500.2814 | 1 | 1 | 15:12 | 60.66 |  | 503.024 | 0 | 500.2814 | 50.207 | 50.2083 | 0.0042446 | 0.19278 | 500.4742 |  | -26.8197 | 0 | -26.8197 | 50.5 | 2.4004 | -64.3778 | 1 | 0 | -64.3778 |  |  | 0
50.2091 | 0 | 501.5046 | 501.5046 | 1 | 1 | 15:12 | 60.68 |  | 503.0232 | 0 | 501.5046 | 50.2072 | 50.2084 | 0.0038202 | 0.1735 | 501.6781 |  | -25.6158 | 0 | -25.6158 | 50.5 | 2.3995 | -61.4643 | 1 | 0 | -61.4643 |  |  | 0
50.2091 | 0 | 500.2814 | 500.2814 | 1 | 1 | 15:12 | 60.7 |  | 503.0225 | 0 | 500.2814 | 50.2074 | 50.2085 | 0.0034382 | 0.15615 | 500.4375 |  | -26.8563 | 0 | -26.8563 | 50.5 | 2.3986 | -64.4187 | 1 | 0 | -64.4187 |  |  | 0
50.2091 | 0 | 501.5046 | 501.5046 | 1 | 1 | 15:12 | 60.72 |  | 503.0217 | 0 | 501.5046 | 50.2076 | 50.2085 | 0.0030943 | 0.14054 | 501.6451 |  | -25.6487 | 0 | -25.6487 | 50.5 | 2.3979 | -61.5029 | 1 | 0 | -61.5029 |  |  | 0
50.2091 | 0 | 501.5046 | 501.5046 | 1 | 1 | 15:12 | 60.74 |  | 503.0209 | 0 | 501.5046 | 50.2077 | 50.2086 | 0.0027849 | 0.12648 | 501.6311 |  | -25.6628 | 0 | -25.6628 | 50.5 | 2.3972 | -61.5194 | 1 | 0 | -61.5194 |  |  | 0
50.2091 | 0 | 500.2814 | 500.2814 | 1 | 1 | 15:12 | 60.76 |  | 503.0201 | 0 | 500.2814 | 50.2079 | 50.2086 | 0.0025064 | 0.11384 | 500.3952 |  | -26.8986 | 0 | -26.8986 | 50.5 | 2.3966 | -64.4658 | 1 | 0 | -64.4658 |  |  | 0
50.2091 | 0 | 501.5046 | 501.5046 | 1 | 1 | 15:12 | 60.78 |  | 503.0193 | 0 | 501.5046 | 50.208 | 50.2087 | 0.0022558 | 0.10245 | 501.6071 |  | -25.6868 | 0 | -25.6868 | 50.5 | 2.3961 | -61.5476 | 1 | 0 | -61.5476 |  |  | 0
50.2091 | 0 | 501.5046 | 501.5046 | 1 | 1 | 15:12 | 60.8 |  | 503.0186 | 0 | 501.5046 | 50.2081 | 50.2087 | 0.0020302 | 0.092207 | 501.5968 |  | -25.6971 | 0 | -25.6971 | 50.5 | 2.3956 | -61.5596 | 1 | 0 | -61.5596 |  |  | 0
50.2091 | 0 | 500.2814 | 500.2814 | 1 | 1 | 15:12 | 60.82 |  | 503.0178 | 0 | 500.2814 | 50.2082 | 50.2088 | 0.0018272 | 0.082987 | 500.3644 |  | -26.9295 | 0 | -26.9295 | 50.5 | 2.3951 | -64.5001 | 1 | 0 | -64.5001 |  |  | 0
50.2091 | 0 | 501.5046 | 501.5046 | 1 | 1 | 15:12 | 60.84 |  | 503.017 | 0 | 501.5046 | 50.2083 | 50.2088 | 0.0016445 | 0.074688 | 501.5793 |  | -25.7146 | 0 | -25.7146 | 50.5 | 2.3948 | -61.5801 | 1 | 0 | -61.5801 |  |  | 0
50.2091 | 0 | 500.2814 | 500.2814 | 1 | 1 | 15:12 | 60.86 |  | 503.0162 | 0 | 500.2814 | 50.2084 | 50.2088 | 0.00148 | 0.067219 | 500.3486 |  | -26.9453 | 0 | -26.9453 | 50.5 | 2.3944 | -64.5177 | 1 | 0 | -64.5177 |  |  | 0
50.2091 | 0 | 501.5046 | 501.5046 | 1 | 1 | 15:12 | 60.88 |  | 503.0154 | 0 | 501.5046 | 50.2085 | 50.2088 | 0.001332 | 0.060497 | 501.5651 |  | -25.7288 | 0 | -25.7288 | 50.5 | 2.3941 | -61.5967 | 1 | 0 | -61.5967 |  |  | 0
50.2091 | 0 | 500.2814 | 500.2814 | 1 | 1 | 15:12 | 60.9 |  | 503.0147 | 0 | 500.2814 | 50.2085 | 50.2089 | 0.0011988 | 0.054447 | 500.3358 |  | -26.958 | 0 | -26.958 | 50.5 | 2.3938 | -64.5318 | 1 | 0 | -64.5318 |  |  | 0
50.2091 | 0 | 501.5046 | 501.5046 | 1 | 1 | 15:12 | 60.92 |  | 503.0139 | 0 | 501.5046 | 50.2086 | 50.2089 | 0.0010789 | 0.049003 | 501.5536 |  | -25.7403 | 0 | -25.7403 | 50.5 | 2.3935 | -61.6101 | 1 | 0 | -61.6101 |  |  | 0
50.2091 | 0 | 501.5046 | 501.5046 | 1 | 1 | 15:12 | 60.94 |  | 503.0131 | 0 | 501.5046 | 50.2086 | 50.2089 | 0.00097104 | 0.044102 | 501.5487 |  | -25.7452 | 0 | -25.7452 | 50.5 | 2.3933 | -61.6158 | 1 | 0 | -61.6158 |  |  | 0
50.2091 | 0 | 501.5046 | 501.5046 | 1 | 1 | 15:12 | 60.96 |  | 503.0123 | 0 | 501.5046 | 50.2087 | 50.2089 | 0.00087393 | 0.039692 | 501.5443 |  | -25.7496 | 0 | -25.7496 | 50.5 | 2.3931 | -61.621 | 1 | 0 | -61.621 |  |  | 0
50.2091 | 0 | 501.5046 | 501.5046 | 1 | 1 | 15:12 | 60.98 |  | 503.0115 | 0 | 501.5046 | 50.2087 | 50.209 | 0.00078654 | 0.035723 | 501.5403 |  | -25.7535 | 0 | -25.7535 | 50.5 | 2.3929 | -61.6256 | 1 | 0 | -61.6256 |  |  | 0
50.2091 | 0 | 500.2814 | 500.2814 | 1 | 1 | 15:12 | 61 |  | 503.0108 | 0 | 500.2814 | 50.2088 | 50.209 | 0.00070789 | 0.032151 | 500.3135 |  | -26.9803 | 0 | -26.9803 | 50.5 | 2.3927 | -64.5566 | 1 | 0 | -64.5566 |  |  | 0
50.2091 | 0 | 501.5046 | 501.5046 | 1 | 1 | 15:12 | 61.02 |  | 503.01 | 0 | 501.5046 | 50.2088 | 50.209 | 0.0006371 | 0.028936 | 501.5335 |  | -25.7603 | 0 | -25.7603 | 50.5 | 2.3926 | -61.6336 | 1 | 0 | -61.6336 |  |  | 0
50.2091 | 0 | 501.5046 | 501.5046 | 1 | 1 | 15:12 | 61.04 |  | 503.0092 | 0 | 501.5046 | 50.2088 | 50.209 | 0.00057339 | 0.026042 | 501.5306 |  | -25.7632 | 0 | -25.7632 | 50.5 | 2.3924 | -61.6369 | 1 | 0 | -61.6369 |  |  | 0
50.2091 | 0 | 501.5046 | 501.5046 | 1 | 1 | 15:12 | 61.06 |  | 503.0084 | 0 | 501.5046 | 50.2088 | 50.209 | 0.00051605 | 0.023438 | 501.528 |  | -25.7658 | 0 | -25.7658 | 50.5 | 2.3923 | -61.64 | 1 | 0 | -61.64 |  |  | 0
50.2091 | 0 | 501.5046 | 501.5046 | 1 | 1 | 15:12 | 61.08 |  | 503.0076 | 0 | 501.5046 | 50.2089 | 50.209 | 0.00046444 | 0.021094 | 501.5257 |  | -25.7682 | 0 | -25.7682 | 50.5 | 2.3922 | -61.6427 | 1 | 0 | -61.6427 |  |  | 0
50.2091 | 0 | 502.7277 | 502.7277 | 1 | 1 | 15:12 | 61.1 |  | 503.0069 | 0 | 502.7277 | 50.2089 | 50.209 | 0.000418 | 0.018985 | 502.7467 |  | -24.5471 | 0 | -24.5471 | 50.5 | 2.3921 | -58.7193 | 1 | 0 | -58.7193 |  |  | 0
50.2091 | 0 | 501.5046 | 501.5046 | 1 | 1 | 15:12 | 61.12 |  | 503.0061 | 0 | 501.5046 | 50.2089 | 50.209 | 0.0003762 | 0.017086 | 501.5217 |  | -25.7722 | 0 | -25.7722 | 50.5 | 2.392 | -61.6474 | 1 | 0 | -61.6474 |  |  | 0
50.2091 | 0 | 501.5046 | 501.5046 | 1 | 1 | 15:12 | 61.14 |  | 503.0053 | 0 | 501.5046 | 50.2089 | 50.209 | 0.00033858 | 0.015378 | 501.52 |  | -25.7739 | 0 | -25.7739 | 50.5 | 2.3919 | -61.6494 | 1 | 0 | -61.6494 |  |  | 0
50.2091 | 0 | 501.5046 | 501.5046 | 1 | 1 | 15:12 | 61.16 |  | 503.0045 | 0 | 501.5046 | 50.209 | 50.209 | 0.00030472 | 0.01384 | 501.5184 |  | -25.7754 | 0 | -25.7754 | 50.5 | 2.3919 | -61.6512 | 1 | 0 | -61.6512 |  |  | 0
50.2091 | 0 | 501.5046 | 501.5046 | 1 | 1 | 15:12 | 61.18 |  | 503.0037 | 0 | 501.5046 | 50.209 | 50.209 | 0.00027425 | 0.012456 | 501.5171 |  | -25.7768 | 0 | -25.7768 | 50.5 | 2.3918 | -61.6528 | 1 | 0 | -61.6528 |  |  | 0
50.2091 | 0 | 502.7277 | 502.7277 | 1 | 1 | 15:12 | 61.2 |  | 503.003 | 0 | 502.7277 | 50.209 | 50.2091 | 0.00024682 | 0.01121 | 502.739 |  | -24.5549 | 0 | -24.5549 | 50.5 | 2.3917 | -58.7288 | 1 | 0 | -58.7288 |  |  | 0
50.2091 | 0 | 501.5046 | 501.5046 | 1 | 1 | 15:12 | 61.22 |  | 503.0022 | 0 | 501.5046 | 50.209 | 50.2091 | 0.00022214 | 0.010089 | 501.5147 |  | -25.7792 | 0 | -25.7792 | 50.5 | 2.3917 | -61.6555 | 1 | 0 | -61.6555 |  |  | 0
50.2091 | 0 | 501.5046 | 501.5046 | 1 | 1 | 15:12 | 61.24 |  | 503.0014 | 0 | 501.5046 | 50.209 | 50.2091 | 0.00019993 | 0.0090803 | 501.5137 |  | -25.7802 | 0 | -25.7802 | 50.5 | 2.3916 | -61.6567 | 1 | 0 | -61.6567 |  |  | 0
50.2091 | 0 | 500.2814 | 500.2814 | 1 | 1 | 15:12 | 61.26 |  | 503.0006 | 0 | 500.2814 | 50.209 | 50.2091 | 0.00017993 | 0.0081723 | 500.2896 |  | -27.0043 | 0 | -27.0043 | 50.5 | 2.3916 | -64.5832 | 1 | 0 | -64.5832 |  |  | 0
50.2091 | 0 | 502.7277 | 502.7277 | 1 | 1 | 15:12 | 61.28 |  | 502.9998 | 0 | 502.7277 | 50.209 | 50.2091 | 0.00016194 | 0.007355 | 502.7351 |  | -24.5588 | 0 | -24.5588 | 50.5 | 2.3915 | -58.7335 | 1 | 0 | -58.7335 |  |  | 0
50.2091 | 0 | 501.5046 | 501.5046 | 1 | 1 | 15:12 | 61.3 |  | 502.9991 | 0 | 501.5046 | 50.209 | 50.2091 | 0.00014575 | 0.0066195 | 501.5112 |  | -25.7827 | 0 | -25.7827 | 50.5 | 2.3915 | -61.6596 | 1 | 0 | -61.6596 |  |  | 0
50.2091 | 0 | 501.5046 | 501.5046 | 1 | 1 | 15:12 | 61.32 |  | 502.9983 | 0 | 501.5046 | 50.209 | 50.2091 | 0.0035312 | 0.16038 | 501.665 |  | -25.6289 | 0 | -25.6289 | 50.5 | 2.3915 | -61.2911 | 1 | 0 | -61.2911 |  |  | 0
50.2091 | 0 | 501.5046 | 501.5046 | 1 | 1 | 15:12 | 61.34 |  | 502.9975 | 0 | 501.5046 | 50.209 | 50.2091 | 0.0082781 | 0.37597 | 501.8806 |  | -25.4133 | 0 | -25.4133 | 50.5 | 2.3915 | -60.7748 | 1 | 0 | -60.7748 |  |  | 0
50.2091 | 0 | 501.5046 | 501.5046 | 1 | 1 | 15:12 | 61.36 |  | 502.9967 | 0 | 501.5046 | 50.209 | 50.2094 | 0.01255 | 0.57001 | 502.0746 |  | -25.2193 | 0 | -25.2193 | 50.5 | 2.3875 | -60.2122 | 1 | 0 | -60.2122 |  |  | 0
50.2091 | 0 | 500.2814 | 500.2814 | 1 | 1 | 15:12 | 61.38 |  | 502.9959 | 0 | 500.2814 | 50.2091 | 50.2097 | 0.014695 | 0.66743 | 500.9488 |  | -26.3451 | 0 | -26.3451 | 50.5 | 2.384 | -62.8077 | 1 | 0 | -62.8077 |  |  | 0
50.2091 | 0 | 501.5046 | 501.5046 | 1 | 1 | 15:12 | 61.4 |  | 502.9952 | 0 | 501.5046 | 50.2091 | 50.21 | 0.013226 | 0.60068 | 502.1053 |  | -25.1886 | 0 | -25.1886 | 50.5 | 2.3809 | -59.9714 | 1 | 0 | -59.9714 |  |  | 0
50.2091 | 0 | 502.7277 | 502.7277 | 1 | 1 | 15:12 | 61.42 |  | 502.9944 | 0 | 502.7277 | 50.2091 | 50.2103 | 0.011903 | 0.54062 | 503.2684 |  | -24.0255 | 0 | -24.0255 | 50.5 | 2.3781 | -57.1343 | 1 | 0 | -57.1343 |  |  | 0
50.2091 | 0 | 502.7277 | 502.7277 | 1 | 1 | 15:12 | 61.44 |  | 502.9936 | 0 | 502.7277 | 50.2091 | 50.2105 | 0.010713 | 0.48655 | 503.2143 |  | -24.0796 | 0 | -24.0796 | 50.5 | 2.3755 | -57.2018 | 1 | 0 | -57.2018 |  |  | 0
50.2091 | 0 | 501.5046 | 501.5046 | 1 | 1 | 15:12 | 61.46 |  | 502.9928 | 0 | 501.5046 | 50.2091 | 50.2107 | 0.0096415 | 0.4379 | 501.9425 |  | -25.3514 | 0 | -25.3514 | 50.5 | 2.3733 | -60.1652 | 1 | 0 | -60.1652 |  |  | 0
50.2091 | 0 | 501.5046 | 501.5046 | 1 | 1 | 15:12 | 61.48 |  | 502.992 | 0 | 501.5046 | 50.2091 | 50.2109 | 0.0086774 | 0.39411 | 501.8987 |  | -25.3952 | 0 | -25.3952 | 50.5 | 2.3712 | -60.2172 | 1 | 0 | -60.2172 |  |  | 0
50.2091 | 0 | 501.5046 | 501.5046 | 1 | 1 | 15:12 | 61.5 |  | 502.9913 | 0 | 501.5046 | 50.2091 | 50.211 | 0.0078096 | 0.3547 | 501.8593 |  | -25.4346 | 0 | -25.4346 | 50.5 | 2.3694 | -60.2638 | 1 | 0 | -60.2638 |  |  | 0
50.2091 | 0 | 500.2814 | 500.2814 | 1 | 1 | 15:12 | 61.52 |  | 502.9905 | 0 | 500.2814 | 50.2091 | 50.2112 | 0.0070287 | 0.31923 | 500.6006 |  | -26.6933 | 0 | -26.6933 | 50.5 | 2.3677 | -63.202 | 1 | 0 | -63.202 |  |  | 0
50.2125 | 0 | 500.2814 | 500.2814 | 1 | 1 | 15:12 | 61.54 |  | 502.9897 | 0 | 500.2814 | 50.2094 | 50.2113 | 0.0063258 | 0.28732 | 500.5687 |  | -26.7252 | 0 | -26.7252 | 50.5 | 2.3662 | -63.2378 | 1 | 0 | -63.2378 |  |  | 0
50.2125 | 0 | 501.5046 | 501.5046 | 1 | 1 | 15:12 | 61.56 |  | 502.9889 | 0 | 501.5046 | 50.2097 | 50.2114 | 0.0056932 | 0.25859 | 501.7632 |  | -25.5307 | 0 | -25.5307 | 50.5 | 2.3649 | -60.3773 | 1 | 0 | -60.3773 |  |  | 0
50.2125 | 0 | 501.5046 | 501.5046 | 1 | 1 | 15:12 | 61.58 |  | 502.9881 | 0 | 501.5046 | 50.21 | 50.2115 | 0.0051239 | 0.23273 | 501.7373 |  | -25.5565 | 0 | -25.5565 | 50.5 | 2.3637 | -60.4078 | 1 | 0 | -60.4078 |  |  | 0
50.2125 | 0 | 500.2814 | 500.2814 | 1 | 1 | 15:12 | 61.6 |  | 502.9874 | 0 | 500.2814 | 50.2103 | 50.2116 | 0.0046115 | 0.20946 | 500.4909 |  | -26.803 | 0 | -26.803 | 50.5 | 2.3626 | -63.3252 | 1 | 0 | -63.3252 |  |  | 0
50.2125 | 0 | 501.5046 | 501.5046 | 1 | 1 | 15:12 | 61.62 |  | 502.9866 | 0 | 501.5046 | 50.2105 | 50.2117 | 0.0041504 | 0.18851 | 501.6931 |  | -25.6008 | 0 | -25.6008 | 50.5 | 2.3616 | -60.4598 | 1 | 0 | -60.4598 |  |  | 0
50.2125 | 0 | 501.5046 | 501.5046 | 1 | 1 | 15:12 | 61.64 |  | 502.9858 | 0 | 501.5046 | 50.2107 | 50.2118 | 0.0037353 | 0.16966 | 501.6743 |  | -25.6196 | 0 | -25.6196 | 50.5 | 2.3608 | -60.482 | 1 | 0 | -60.482 |  |  | 0
50.2125 | 0 | 500.2814 | 500.2814 | 1 | 1 | 15:12 | 61.66 |  | 502.985 | 0 | 500.2814 | 50.2109 | 50.2119 | 0.0033618 | 0.1527 | 500.4341 |  | -26.8598 | 0 | -26.8598 | 50.5 | 2.36 | -63.3887 | 1 | 0 | -63.3887 |  |  | 0
50.2125 | 0 | 501.5046 | 501.5046 | 1 | 1 | 15:12 | 61.68 |  | 502.9842 | 0 | 501.5046 | 50.211 | 50.2119 | 0.0030256 | 0.13743 | 501.642 |  | -25.6518 | 0 | -25.6518 | 50.5 | 2.3593 | -60.5198 | 1 | 0 | -60.5198 |  |  | 0
50.2125 | 0 | 500.2814 | 500.2814 | 1 | 1 | 15:12 | 61.7 |  | 502.9835 | 0 | 500.2814 | 50.2112 | 50.212 | 0.0027231 | 0.12368 | 500.4051 |  | -26.8888 | 0 | -26.8888 | 50.5 | 2.3586 | -63.4211 | 1 | 0 | -63.4211 |  |  | 0
50.2125 | 0 | 500.2814 | 500.2814 | 1 | 1 | 15:12 | 61.72 |  | 502.9827 | 0 | 500.2814 | 50.2113 | 50.212 | 0.0024507 | 0.11132 | 500.3927 |  | -26.9012 | 0 | -26.9012 | 50.5 | 2.3581 | -63.4349 | 1 | 0 | -63.4349 |  |  | 0
50.2125 | 0 | 500.2814 | 500.2814 | 1 | 1 | 15:12 | 61.74 |  | 502.9819 | 0 | 500.2814 | 50.2114 | 50.2121 | 0.0022057 | 0.10018 | 500.3816 |  | -26.9123 | 0 | -26.9123 | 50.5 | 2.3576 | -63.4473 | 1 | 0 | -63.4473 |  |  | 0
50.2125 | 0 | 500.2814 | 500.2814 | 1 | 1 | 15:12 | 61.76 |  | 502.9811 | 0 | 500.2814 | 50.2115 | 50.2121 | 0.0019851 | 0.090166 | 500.3716 |  | -26.9223 | 0 | -26.9223 | 50.5 | 2.3571 | -63.4584 | 1 | 0 | -63.4584 |  |  | 0
50.2125 | 0 | 500.2814 | 500.2814 | 1 | 1 | 15:12 | 61.78 |  | 502.9803 | 0 | 500.2814 | 50.2116 | 50.2122 | 0.0017866 | 0.081149 | 500.3625 |  | -26.9313 | 0 | -26.9313 | 50.5 | 2.3567 | -63.4685 | 1 | 0 | -63.4685 |  |  | 0
50.2125 | 0 | 500.2814 | 500.2814 | 1 | 1 | 15:12 | 61.8 |  | 502.9796 | 0 | 500.2814 | 50.2117 | 50.2122 | 0.0016079 | 0.073034 | 500.3544 |  | -26.9394 | 0 | -26.9394 | 50.5 | 2.3563 | -63.4775 | 1 | 0 | -63.4775 |  |  | 0
50.2125 | 0 | 500.2814 | 500.2814 | 1 | 1 | 15:12 | 61.82 |  | 502.9788 | 0 | 500.2814 | 50.2118 | 50.2122 | 0.0014471 | 0.065731 | 500.3471 |  | -26.9467 | 0 | -26.9467 | 50.5 | 2.356 | -63.4857 | 1 | 0 | -63.4857 |  |  | 0
50.2125 | 0 | 501.5046 | 501.5046 | 1 | 1 | 15:12 | 61.84 |  | 502.978 | 0 | 501.5046 | 50.2119 | 50.2123 | 0.0013024 | 0.059158 | 501.5638 |  | -25.7301 | 0 | -25.7301 | 50.5 | 2.3557 | -60.6115 | 1 | 0 | -60.6115 |  |  | 0
50.2125 | 0 | 501.5046 | 501.5046 | 1 | 1 | 15:12 | 61.86 |  | 502.9772 | 0 | 501.5046 | 50.2119 | 50.2123 | 0.0011722 | 0.053242 | 501.5578 |  | -25.736 | 0 | -25.736 | 50.5 | 2.3554 | -60.6184 | 1 | 0 | -60.6184 |  |  | 0
50.2125 | 0 | 500.2814 | 500.2814 | 1 | 1 | 15:12 | 61.88 |  | 502.9764 | 0 | 500.2814 | 50.212 | 50.2123 | 0.001055 | 0.047918 | 500.3293 |  | -26.9646 | 0 | -26.9646 | 50.5 | 2.3551 | -63.5055 | 1 | 0 | -63.5055 |  |  | 0
50.2125 | 0 | 500.2814 | 500.2814 | 1 | 1 | 15:12 | 61.9 |  | 502.9757 | 0 | 500.2814 | 50.212 | 50.2123 | 0.00094947 | 0.043126 | 500.3245 |  | -26.9694 | 0 | -26.9694 | 50.5 | 2.3549 | -63.5108 | 1 | 0 | -63.5108 |  |  | 0
50.2125 | 0 | 500.2814 | 500.2814 | 1 | 1 | 15:12 | 61.92 |  | 502.9749 | 0 | 500.2814 | 50.2121 | 50.2123 | 0.00085452 | 0.038813 | 500.3202 |  | -26.9737 | 0 | -26.9737 | 50.5 | 2.3547 | -63.5156 | 1 | 0 | -63.5156 |  |  | 0
50.2125 | 0 | 500.2814 | 500.2814 | 1 | 1 | 15:12 | 61.94 |  | 502.9741 | 0 | 500.2814 | 50.2121 | 50.2124 | 0.00076907 | 0.034932 | 500.3163 |  | -26.9775 | 0 | -26.9775 | 50.5 | 2.3545 | -63.5199 | 1 | 0 | -63.5199 |  |  | 0
50.2125 | 0 | 501.5046 | 501.5046 | 1 | 1 | 15:12 | 61.96 |  | 502.9733 | 0 | 501.5046 | 50.2122 | 50.2124 | 0.00069216 | 0.031439 | 501.536 |  | -25.7578 | 0 | -25.7578 | 50.5 | 2.3544 | -60.6439 | 1 | 0 | -60.6439 |  |  | 0
50.2125 | 0 | 500.2814 | 500.2814 | 1 | 1 | 15:12 | 61.98 |  | 502.9725 | 0 | 500.2814 | 50.2122 | 50.2124 | 0.00062295 | 0.028295 | 500.3097 |  | -26.9842 | 0 | -26.9842 | 50.5 | 2.3542 | -63.5273 | 1 | 0 | -63.5273 |  |  | 0
50.2125 | 0 | 500.2814 | 500.2814 | 1 | 1 | 15:12 | 62 |  | 502.9718 | 0 | 500.2814 | 50.2122 | 50.2124 | 0.00056065 | 0.025465 | 500.3069 |  | -26.987 | 0 | -26.987 | 50.5 | 2.3541 | -63.5305 | 1 | 0 | -63.5305 |  |  | 0
50.2125 | 0 | 500.2814 | 500.2814 | 1 | 1 | 15:12 | 62.02 |  | 502.971 | 0 | 500.2814 | 50.2123 | 50.2124 | 0.00050459 | 0.022919 | 500.3043 |  | -26.9896 | 0 | -26.9896 | 50.5 | 2.354 | -63.5333 | 1 | 0 | -63.5333 |  |  | 0
50.2125 | 0 | 499.0582 | 499.0582 | 1 | 1 | 15:12 | 62.04 |  | 502.9702 | 0 | 499.0582 | 50.2123 | 50.2124 | 0.00045413 | 0.020627 | 499.0788 |  | -28.215 | 0 | -28.215 | 50.5 | 2.3539 | -66.4151 | 1 | 0 | -66.4151 |  |  | 0
50.2125 | 0 | 500.2814 | 500.2814 | 1 | 1 | 15:12 | 62.06 |  | 502.9694 | 0 | 500.2814 | 50.2123 | 50.2124 | 0.00040872 | 0.018564 | 500.3 |  | -26.9939 | 0 | -26.9939 | 50.5 | 2.3538 | -63.5381 | 1 | 0 | -63.5381 |  |  | 0
50.2125 | 0 | 500.2814 | 500.2814 | 1 | 1 | 15:12 | 62.08 |  | 502.9686 | 0 | 500.2814 | 50.2123 | 50.2124 | 0.00036784 | 0.016708 | 500.2981 |  | -26.9958 | 0 | -26.9958 | 50.5 | 2.3537 | -63.5402 | 1 | 0 | -63.5402 |  |  | 0
50.2125 | 0 | 500.2814 | 500.2814 | 1 | 1 | 15:12 | 62.1 |  | 502.9679 | 0 | 500.2814 | 50.2123 | 50.2124 | 0.00033106 | 0.015037 | 500.2964 |  | -26.9974 | 0 | -26.9974 | 50.5 | 2.3536 | -63.5421 | 1 | 0 | -63.5421 |  |  | 0
50.2125 | 0 | 500.2814 | 500.2814 | 1 | 1 | 15:12 | 62.12 |  | 502.9671 | 0 | 500.2814 | 50.2124 | 50.2124 | 0.00029795 | 0.013533 | 500.2949 |  | -26.9989 | 0 | -26.9989 | 50.5 | 2.3536 | -63.5437 | 1 | 0 | -63.5437 |  |  | 0
50.2125 | 0 | 500.2814 | 500.2814 | 1 | 1 | 15:12 | 62.14 |  | 502.9663 | 0 | 500.2814 | 50.2124 | 50.2124 | 0.0037682 | 0.17115 | 500.4525 |  | -26.8413 | 0 | -26.8413 | 50.5 | 2.3535 | -63.1711 | 1 | 0 | -63.1711 |  |  | 0
50.2125 | 0 | 500.2814 | 500.2814 | 1 | 1 | 15:12 | 62.16 |  | 502.9655 | 0 | 500.2814 | 50.2124 | 50.2125 | 0.0086413 | 0.3925 | 500.6739 |  | -26.62 | 0 | -26.62 | 50.5 | 2.3534 | -62.6487 | 1 | 0 | -62.6487 |  |  | 0
50.2125 | 0 | 499.0582 | 499.0582 | 1 | 1 | 15:12 | 62.18 |  | 502.9647 | 0 | 499.0582 | 50.2124 | 50.2128 | 0.013027 | 0.59171 | 499.6499 |  | -27.6439 | 0 | -27.6439 | 50.5 | 2.3495 | -64.9501 | 1 | 0 | -64.9501 |  |  | 0
50.2125 | 0 | 501.5046 | 501.5046 | 1 | 1 | 15:12 | 62.2 |  | 502.964 | 0 | 501.5046 | 50.2124 | 50.2131 | 0.015224 | 0.69151 | 502.1961 |  | -25.0978 | 0 | -25.0978 | 50.5 | 2.346 | -58.8795 | 1 | 0 | -58.8795 |  |  | 0
50.2125 | 0 | 500.2814 | 500.2814 | 1 | 1 | 15:12 | 62.22 |  | 502.9632 | 0 | 500.2814 | 50.2124 | 50.2134 | 0.013702 | 0.62236 | 500.9038 |  | -26.3901 | 0 | -26.3901 | 50.5 | 2.3428 | -61.8281 | 1 | 0 | -61.8281 |  |  | 0
50.2125 | 0 | 500.2814 | 500.2814 | 1 | 1 | 15:12 | 62.24 |  | 502.9624 | 0 | 500.2814 | 50.2124 | 50.2137 | 0.012332 | 0.56012 | 500.8415 |  | -26.4524 | 0 | -26.4524 | 50.5 | 2.34 | -61.8989 | 1 | 0 | -61.8989 |  |  | 0
50.2125 | 0 | 500.2814 | 500.2814 | 1 | 1 | 15:12 | 62.26 |  | 502.9616 | 0 | 500.2814 | 50.2124 | 50.2139 | 0.011099 | 0.50411 | 500.7855 |  | -26.5084 | 0 | -26.5084 | 50.5 | 2.3375 | -61.9625 | 1 | 0 | -61.9625 |  |  | 0
50.2125 | 0 | 500.2814 | 500.2814 | 1 | 1 | 15:12 | 62.28 |  | 502.9608 | 0 | 500.2814 | 50.2124 | 50.2141 | 0.0099888 | 0.4537 | 500.7351 |  | -26.5588 | 0 | -26.5588 | 50.5 | 2.3352 | -62.0197 | 1 | 0 | -62.0197 |  |  | 0
50.2125 | 0 | 501.5046 | 501.5046 | 1 | 1 | 15:12 | 62.3 |  | 502.9601 | 0 | 501.5046 | 50.2124 | 50.2143 | 0.0089899 | 0.40833 | 501.9129 |  | -25.3809 | 0 | -25.3809 | 50.5 | 2.3331 | -59.2171 | 1 | 0 | -59.2171 |  |  | 0
50.2125 | 0 | 500.2814 | 500.2814 | 1 | 1 | 15:12 | 62.32 |  | 502.9593 | 0 | 500.2814 | 50.2124 | 50.2145 | 0.0080909 | 0.3675 | 500.6489 |  | -26.645 | 0 | -26.645 | 50.5 | 2.3313 | -62.1171 | 1 | 0 | -62.1171 |  |  | 0
50.2125 | 0 | 500.2814 | 500.2814 | 1 | 1 | 15:12 | 62.34 |  | 502.9585 | 0 | 500.2814 | 50.2125 | 50.2146 | 0.0072818 | 0.33075 | 500.6121 |  | -26.6817 | 0 | -26.6817 | 50.5 | 2.3296 | -62.1586 | 1 | 0 | -62.1586 |  |  | 0
50.216 | 0 | 501.5046 | 501.5046 | 1 | 1 | 15:12 | 62.36 |  | 502.9577 | 0 | 501.5046 | 50.2128 | 50.2148 | 0.0099536 | 0.45214 | 501.9567 |  | -25.3371 | 0 | -25.3371 | 50.5 | 2.3281 | -58.9884 | 1 | 0 | -58.9884 |  |  | 0
50.216 | 0 | 501.5046 | 501.5046 | 1 | 1 | 15:12 | 62.38 |  | 502.9569 | 0 | 501.5046 | 50.2131 | 50.2149 | 0.017558 | 0.79757 | 502.3022 |  | -24.9917 | 0 | -24.9917 | 50.5 | 2.3268 | -58.1507 | 1 | 0 | -58.1507 |  |  | 0
50.216 | 0 | 501.5046 | 501.5046 | 1 | 1 | 15:12 | 62.4 |  | 502.9562 | 0 | 501.5046 | 50.2134 | 50.2153 | 0.033052 | 1.5014 | 503.006 |  | -24.2879 | 0 | -24.2879 | 50.5 | 2.3219 | -56.3946 | 1 | 0 | -56.3946 |  |  | 0
50.216 | 0 | 501.5046 | 501.5046 | 1 | 1 | 15:12 | 62.42 |  | 502.9554 | 0 | 501.5046 | 50.2137 | 50.2161 | 0.045247 | 2.0553 | 503.5599 |  | -23.734 | 0 | -23.734 | 50.5 | 2.3138 | -54.9156 | 1 | 0 | -54.9156 |  |  | 0
50.216 | 0 | 501.5046 | 501.5046 | 1 | 1 | 15:12 | 62.44 |  | 502.9546 | 0 | 501.5046 | 50.2139 | 50.2175 | 0.049322 | 2.2404 | 503.745 |  | -23.5488 | 0 | -23.5488 | 50.5 | 2.2992 | -54.1439 | 1 | 0 | -54.1439 |  |  | 0
50.216 | 0 | 501.5046 | 501.5046 | 1 | 1 | 15:12 | 62.46 |  | 502.9538 | 0 | 501.5046 | 50.2141 | 50.2183 | 0.04264 | 1.9369 | 503.4415 |  | -23.8524 | 0 | -23.8524 | 50.5 | 2.2899 | -54.6199 | 1 | 0 | -54.6199 |  |  | 0
50.216 | 0 | 501.5046 | 501.5046 | 1 | 1 | 15:12 | 62.48 |  | 502.953 | 0 | 501.5046 | 50.2143 | 50.2191 | 0.033176 | 1.507 | 503.0116 |  | -24.2823 | 0 | -24.2823 | 50.5 | 2.2816 | -55.4026 | 1 | 0 | -55.4026 |  |  | 0
50.216 | 0 | 501.5046 | 501.5046 | 1 | 1 | 15:12 | 62.5 |  | 502.9523 | 0 | 501.5046 | 50.2145 | 50.2195 | 0.029859 | 1.3563 | 502.8609 |  | -24.433 | 0 | -24.433 | 50.5 | 2.2777 | -55.651 | 1 | 0 | -55.651 |  |  | 0
50.216 | 0 | 500.2814 | 500.2814 | 1 | 1 | 15:12 | 62.52 |  | 502.9515 | 0 | 500.2814 | 50.2146 | 50.2202 | 0.028573 | 1.2979 | 501.5793 |  | -25.7146 | 0 | -25.7146 | 50.5 | 2.2707 | -58.3898 | 1 | 0 | -58.3898 |  |  | 0
50.216 | 0 | 501.5046 | 501.5046 | 1 | 1 | 15:12 | 62.54 |  | 502.9507 | 0 | 501.5046 | 50.2148 | 50.2208 | 0.029115 | 1.3225 | 502.8271 |  | -24.4667 | 0 | -24.4667 | 50.5 | 2.2644 | -55.4028 | 1 | 0 | -55.4028 |  |  | 0
50.216 | 0 | 499.0582 | 499.0582 | 1 | 1 | 15:12 | 62.56 |  | 502.9499 | 0 | 499.0582 | 50.2149 | 50.2214 | 0.029704 | 1.3493 | 500.4075 |  | -26.8864 | 0 | -26.8864 | 50.5 | 2.2588 | -60.7308 | 1 | 0 | -60.7308 |  |  | 0
50.2194 | 0 | 492.9423 | 492.9423 | 1 | 1 | 15:12 | 62.58 |  | 502.9491 | 0 | 492.9423 | 50.2153 | 50.2219 | 0.031984 | 1.4529 | 494.3952 |  | -32.8986 | 0 | -32.8986 | 50.5 | 2.2538 | -74.1457 | 1 | 0 | -74.1457 |  |  | 0
50.2229 | 0 | 492.9423 | 492.9423 | 1 | 1 | 15:12 | 62.6 |  | 502.9484 | 0 | 492.9423 | 50.2161 | 50.2226 | 0.034035 | 1.5462 | 494.4885 |  | -32.8053 | 0 | -32.8053 | 50.5 | 2.2457 | -73.6715 | 1 | 0 | -73.6715 |  |  | 0
50.2298 | 0 | 496.6119 | 496.6119 | 1 | 1 | 15:12 | 62.62 |  | 502.9476 | 0 | 496.6119 | 50.2175 | 50.2234 | 0.034132 | 1.5508 | 498.1627 |  | -29.1312 | 0 | -29.1312 | 50.5 | 2.2385 | -65.2108 | 1 | 0 | -65.2108 |  |  | 0
50.2263 | 0 | 499.0582 | 499.0582 | 1 | 1 | 15:12 | 62.64 |  | 502.9468 | 0 | 499.0582 | 50.2183 | 50.224 | 0.030718 | 1.3956 | 500.4539 |  | -26.84 | 0 | -26.84 | 50.5 | 2.2321 | -59.9093 | 1 | 0 | -59.9093 |  |  | 0
50.2263 | 0 | 500.2814 | 500.2814 | 1 | 1 | 15:12 | 62.66 |  | 502.946 | 0 | 500.2814 | 50.2191 | 50.2246 | 0.027647 | 1.2561 | 501.5375 |  | -25.7564 | 0 | -25.7564 | 50.5 | 2.2263 | -57.3422 | 1 | 0 | -57.3422 |  |  | 0
50.2229 | 0 | 502.7277 | 502.7277 | 1 | 1 | 15:12 | 62.68 |  | 502.9452 | 0 | 502.7277 | 50.2195 | 50.2251 | 0.024882 | 1.1304 | 503.8581 |  | -23.4357 | 0 | -23.4357 | 50.5 | 2.2212 | -52.0548 | 1 | 0 | -52.0548 |  |  | 0
50.2263 | 0 | 500.2814 | 500.2814 | 1 | 1 | 15:12 | 62.7 |  | 502.9445 | 0 | 500.2814 | 50.2202 | 50.2256 | 0.025794 | 1.1719 | 501.4533 |  | -25.8406 | 0 | -25.8406 | 50.5 | 2.2166 | -57.2769 | 1 | 0 | -57.2769 |  |  | 0
50.2263 | 0 | 501.5046 | 501.5046 | 1 | 1 | 15:12 | 62.72 |  | 502.9437 | 0 | 501.5046 | 50.2208 | 50.226 | 0.028314 | 1.2864 | 502.791 |  | -24.5029 | 0 | -24.5029 | 50.5 | 2.2124 | -54.2103 | 1 | 0 | -54.2103 |  |  | 0
50.2263 | 0 | 500.2814 | 500.2814 | 1 | 1 | 15:12 | 62.74 |  | 502.9429 | 0 | 500.2814 | 50.2214 | 50.2267 | 0.030583 | 1.3895 | 501.6709 |  | -25.623 | 0 | -25.623 | 50.5 | 2.2054 | -56.5084 | 1 | 0 | -56.5084 |  |  | 0
50.2263 | 0 | 499.0582 | 499.0582 | 1 | 1 | 15:12 | 62.76 |  | 502.9421 | 0 | 499.0582 | 50.2219 | 50.2274 | 0.030925 | 1.405 | 500.4632 |  | -26.8306 | 0 | -26.8306 | 50.5 | 2.1991 | -59.0031 | 1 | 0 | -59.0031 |  |  | 0
50.2298 | 0 | 499.0582 | 499.0582 | 1 | 1 | 15:12 | 62.78 |  | 502.9413 | 0 | 499.0582 | 50.2226 | 50.2279 | 0.027832 | 1.2646 | 500.3228 |  | -26.9711 | 0 | -26.9711 | 50.5 | 2.1935 | -59.1601 | 1 | 0 | -59.1601 |  |  | 0
50.2298 | 0 | 500.2814 | 500.2814 | 1 | 1 | 15:12 | 62.8 |  | 502.9406 | 0 | 500.2814 | 50.2234 | 50.2285 | 0.025049 | 1.1381 | 501.4195 |  | -25.8743 | 0 | -25.8743 | 50.5 | 2.1884 | -56.624 | 1 | 0 | -56.624 |  |  | 0
50.2298 | 0 | 500.2814 | 500.2814 | 1 | 1 | 15:12 | 62.82 |  | 502.9398 | 0 | 500.2814 | 50.224 | 50.2289 | 0.022544 | 1.0243 | 501.3057 |  | -25.9882 | 0 | -25.9882 | 50.5 | 2.1839 | -56.7557 | 1 | 0 | -56.7557 |  |  | 0
50.2298 | 0 | 500.2814 | 500.2814 | 1 | 1 | 15:12 | 62.84 |  | 502.939 | 0 | 500.2814 | 50.2246 | 50.2294 | 0.02029 | 0.9219 | 501.2033 |  | -26.0906 | 0 | -26.0906 | 50.5 | 2.1799 | -56.8738 | 1 | 0 | -56.8738 |  |  | 0
50.2298 | 0 | 500.2814 | 500.2814 | 1 | 1 | 15:12 | 62.86 |  | 502.9382 | 0 | 500.2814 | 50.2251 | 50.2298 | 0.018261 | 0.82971 | 501.1111 |  | -26.1828 | 0 | -26.1828 | 50.5 | 2.1762 | -56.9797 | 1 | 0 | -56.9797 |  |  | 0
50.2298 | 0 | 500.2814 | 500.2814 | 1 | 1 | 15:12 | 62.88 |  | 502.9374 | 0 | 500.2814 | 50.2256 | 50.2301 | 0.016435 | 0.74674 | 501.0281 |  | -26.2657 | 0 | -26.2657 | 50.5 | 2.173 | -57.0747 | 1 | 0 | -57.0747 |  |  | 0
50.2298 | 0 | 501.5046 | 501.5046 | 1 | 1 | 15:12 | 62.9 |  | 502.9367 | 0 | 501.5046 | 50.226 | 50.2304 | 0.018291 | 0.83109 | 502.3357 |  | -24.9582 | 0 | -24.9582 | 50.5 | 2.17 | -54.1604 | 1 | 0 | -54.1604 |  |  | 0
50.2332 | 0 | 499.0582 | 499.0582 | 1 | 1 | 15:12 | 62.92 |  | 502.9359 | 0 | 499.0582 | 50.2267 | 50.2307 | 0.021712 | 0.98659 | 500.0448 |  | -27.2491 | 0 | -27.2491 | 50.5 | 2.1674 | -59.0602 | 1 | 0 | -59.0602 |  |  | 0
50.2332 | 0 | 500.2814 | 500.2814 | 1 | 1 | 15:12 | 62.94 |  | 502.9351 | 0 | 500.2814 | 50.2274 | 50.2313 | 0.024791 | 1.1265 | 501.4079 |  | -25.886 | 0 | -25.886 | 50.5 | 2.1618 | -55.96 | 1 | 0 | -55.96 |  |  | 0
50.2332 | 0 | 499.0582 | 499.0582 | 1 | 1 | 15:12 | 62.96 |  | 502.9343 | 0 | 499.0582 | 50.2279 | 50.2318 | 0.025812 | 1.1729 | 500.2311 |  | -27.0628 | 0 | -27.0628 | 50.5 | 2.1567 | -58.3675 | 1 | 0 | -58.3675 |  |  | 0
50.2332 | 0 | 499.0582 | 499.0582 | 1 | 1 | 15:12 | 62.98 |  | 502.9335 | 0 | 499.0582 | 50.2285 | 50.2323 | 0.023231 | 1.0556 | 500.1138 |  | -27.1801 | 0 | -27.1801 | 50.5 | 2.1522 | -58.4976 | 1 | 0 | -58.4976 |  |  | 0
50.2332 | 0 | 499.0582 | 499.0582 | 1 | 1 | 15:12 | 63 |  | 502.9328 | 0 | 499.0582 | 50.2289 | 50.2328 | 0.020908 | 0.95003 | 500.0082 |  | -27.2856 | 0 | -27.2856 | 50.5 | 2.1482 | -58.6142 | 1 | 0 | -58.6142 |  |  | 0
50.2332 | 0 | 499.0582 | 499.0582 | 1 | 1 | 15:12 | 63.02 |  | 502.932 | 0 | 499.0582 | 50.2294 | 50.2332 | 0.018817 | 0.85503 | 499.9132 |  | -27.3806 | 0 | -27.3806 | 50.5 | 2.1445 | -58.7188 | 1 | 0 | -58.7188 |  |  | 0
50.2332 | 0 | 499.0582 | 499.0582 | 1 | 1 | 15:12 | 63.04 |  | 502.9312 | 0 | 499.0582 | 50.2298 | 50.2335 | 0.016935 | 0.76953 | 499.8277 |  | -27.4661 | 0 | -27.4661 | 50.5 | 2.1413 | -58.8126 | 1 | 0 | -58.8126 |  |  | 0
50.2332 | 0 | 499.0582 | 499.0582 | 1 | 1 | 15:12 | 63.06 |  | 502.9304 | 0 | 499.0582 | 50.2301 | 50.2338 | 0.015242 | 0.69257 | 499.7508 |  | -27.5431 | 0 | -27.5431 | 50.5 | 2.1384 | -58.8968 | 1 | 0 | -58.8968 |  |  | 0
50.2332 | 0 | 499.0582 | 499.0582 | 1 | 1 | 15:12 | 63.08 |  | 502.9296 | 0 | 499.0582 | 50.2304 | 50.2341 | 0.013717 | 0.62332 | 499.6815 |  | -27.6123 | 0 | -27.6123 | 50.5 | 2.1357 | -58.9724 | 1 | 0 | -58.9724 |  |  | 0
50.2332 | 0 | 497.835 | 497.835 | 1 | 1 | 15:12 | 63.1 |  | 502.9289 | 0 | 497.835 | 50.2307 | 50.2344 | 0.012346 | 0.56098 | 498.396 |  | -28.8978 | 0 | -28.8978 | 50.5 | 2.1334 | -61.6498 | 1 | 0 | -61.6498 |  |  | 0
50.2367 | 0 | 499.0582 | 499.0582 | 1 | 1 | 15:12 | 63.12 |  | 502.9281 | 0 | 499.0582 | 50.2313 | 50.2346 | 0.011111 | 0.50492 | 499.5631 |  | -27.7307 | 0 | -27.7307 | 50.5 | 2.1313 | -59.1011 | 1 | 0 | -59.1011 |  |  | 0
50.2367 | 0 | 499.0582 | 499.0582 | 1 | 1 | 15:12 | 63.14 |  | 502.9273 | 0 | 499.0582 | 50.2318 | 50.2348 | 0.01 | 0.45443 | 499.5126 |  | -27.7812 | 0 | -27.7812 | 50.5 | 2.1293 | -59.1559 | 1 | 0 | -59.1559 |  |  | 0
50.2367 | 0 | 499.0582 | 499.0582 | 1 | 1 | 15:12 | 63.16 |  | 502.9265 | 0 | 499.0582 | 50.2323 | 50.235 | 0.009 | 0.40899 | 499.4672 |  | -27.8267 | 0 | -27.8267 | 50.5 | 2.1276 | -59.2051 | 1 | 0 | -59.2051 |  |  | 0
50.2367 | 0 | 499.0582 | 499.0582 | 1 | 1 | 15:12 | 63.18 |  | 502.9257 | 0 | 499.0582 | 50.2328 | 50.2352 | 0.0081 | 0.36809 | 499.4263 |  | -27.8676 | 0 | -27.8676 | 50.5 | 2.1261 | -59.2493 | 1 | 0 | -59.2493 |  |  | 0
50.2367 | 0 | 499.0582 | 499.0582 | 1 | 1 | 15:12 | 63.2 |  | 502.925 | 0 | 499.0582 | 50.2332 | 50.2353 | 0.00729 | 0.33128 | 499.3895 |  | -27.9044 | 0 | -27.9044 | 50.5 | 2.1247 | -59.2891 | 1 | 0 | -59.2891 |  |  | 0
50.2367 | 0 | 500.2814 | 500.2814 | 1 | 1 | 15:12 | 63.22 |  | 502.9242 | 0 | 500.2814 | 50.2335 | 50.2355 | 0.006561 | 0.29815 | 500.5795 |  | -26.7143 | 0 | -26.7143 | 50.5 | 2.1235 | -56.7274 | 1 | 0 | -56.7274 |  |  | 0
50.2367 | 0 | 499.0582 | 499.0582 | 1 | 1 | 15:12 | 63.24 |  | 502.9234 | 0 | 499.0582 | 50.2338 | 50.2356 | 0.0093049 | 0.42284 | 499.4811 |  | -27.8128 | 0 | -27.8128 | 50.5 | 2.1224 | -59.029 | 1 | 0 | -59.029 |  |  | 0
50.2367 | 0 | 500.2814 | 500.2814 | 1 | 1 | 15:12 | 63.26 |  | 502.9226 | 0 | 500.2814 | 50.2341 | 50.2357 | 0.013474 | 0.61232 | 500.8937 |  | -26.4002 | 0 | -26.4002 | 50.5 | 2.1214 | -56.0043 | 1 | 0 | -56.0043 |  |  | 0
50.2367 | 0 | 500.2814 | 500.2814 | 1 | 1 | 15:12 | 63.28 |  | 502.9218 | 0 | 500.2814 | 50.2344 | 50.2361 | 0.017227 | 0.78284 | 501.0642 |  | -26.2296 | 0 | -26.2296 | 50.5 | 2.1174 | -55.5388 | 1 | 0 | -55.5388 |  |  | 0
50.2367 | 0 | 500.2814 | 500.2814 | 1 | 1 | 15:12 | 63.3 |  | 502.9211 | 0 | 500.2814 | 50.2346 | 50.2365 | 0.018904 | 0.85907 | 501.1405 |  | -26.1534 | 0 | -26.1534 | 50.5 | 2.1139 | -55.2847 | 1 | 0 | -55.2847 |  |  | 0
50.2367 | 0 | 500.2814 | 500.2814 | 1 | 1 | 15:12 | 63.32 |  | 502.9203 | 0 | 500.2814 | 50.2348 | 50.2369 | 0.017014 | 0.77316 | 501.0546 |  | -26.2393 | 0 | -26.2393 | 50.5 | 2.1107 | -55.3828 | 1 | 0 | -55.3828 |  |  | 0
50.2367 | 0 | 500.2814 | 500.2814 | 1 | 1 | 15:12 | 63.34 |  | 502.9195 | 0 | 500.2814 | 50.235 | 50.2372 | 0.015312 | 0.69584 | 500.9772 |  | -26.3166 | 0 | -26.3166 | 50.5 | 2.1078 | -55.4708 | 1 | 0 | -55.4708 |  |  | 0
50.2367 | 0 | 499.0582 | 499.0582 | 1 | 1 | 15:12 | 63.36 |  | 502.9187 | 0 | 499.0582 | 50.2352 | 50.2375 | 0.013781 | 0.62626 | 499.6845 |  | -27.6094 | 0 | -27.6094 | 50.5 | 2.1053 | -58.125 | 1 | 0 | -58.125 |  |  | 0
50.2367 | 0 | 500.2814 | 500.2814 | 1 | 1 | 15:12 | 63.38 |  | 502.9179 | 0 | 500.2814 | 50.2353 | 50.2378 | 0.012403 | 0.56363 | 500.845 |  | -26.4488 | 0 | -26.4488 | 50.5 | 2.103 | -55.6208 | 1 | 0 | -55.6208 |  |  | 0
50.2367 | 0 | 500.2814 | 500.2814 | 1 | 1 | 15:12 | 63.4 |  | 502.9172 | 0 | 500.2814 | 50.2355 | 50.238 | 0.011163 | 0.50727 | 500.7887 |  | -26.5052 | 0 | -26.5052 | 50.5 | 2.1009 | -55.6845 | 1 | 0 | -55.6845 |  |  | 0
50.2367 | 0 | 501.5046 | 501.5046 | 1 | 1 | 15:12 | 63.42 |  | 502.9164 | 0 | 501.5046 | 50.2356 | 50.2382 | 0.010047 | 0.45654 | 501.9611 |  | -25.3327 | 0 | -25.3327 | 50.5 | 2.099 | -53.1742 | 1 | 0 | -53.1742 |  |  | 0
50.2367 | 0 | 501.5046 | 501.5046 | 1 | 1 | 15:12 | 63.44 |  | 502.9156 | 0 | 501.5046 | 50.2357 | 50.2384 | 0.0090419 | 0.41089 | 501.9155 |  | -25.3784 | 0 | -25.3784 | 50.5 | 2.0974 | -53.2277 | 1 | 0 | -53.2277 |  |  | 0
50.2401 | 0 | 500.2814 | 500.2814 | 1 | 1 | 15:12 | 63.46 |  | 502.9148 | 0 | 500.2814 | 50.2361 | 50.2386 | 0.0081377 | 0.36982 | 500.6512 |  | -26.6427 | 0 | -26.6427 | 50.5 | 2.0959 | -55.8394 | 1 | 0 | -55.8394 |  |  | 0
50.2401 | 0 | 501.5046 | 501.5046 | 1 | 1 | 15:12 | 63.48 |  | 502.914 | 0 | 501.5046 | 50.2365 | 50.2387 | 0.010824 | 0.4919 | 501.9965 |  | -25.2974 | 0 | -25.2974 | 50.5 | 2.0945 | -52.9858 | 1 | 0 | -52.9858 |  |  | 0
50.2401 | 0 | 502.7277 | 502.7277 | 1 | 1 | 15:12 | 63.5 |  | 502.9133 | 0 | 502.7277 | 50.2369 | 50.2389 | 0.011492 | 0.52224 | 503.25 |  | -24.0439 | 0 | -24.0439 | 50.5 | 2.0933 | -50.3312 | 1 | 0 | -50.3312 |  |  | 0
50.2401 | 0 | 501.5046 | 501.5046 | 1 | 1 | 15:12 | 63.52 |  | 502.9125 | 0 | 501.5046 | 50.2372 | 50.2393 | 0.010342 | 0.47002 | 501.9746 |  | -25.3193 | 0 | -25.3193 | 50.5 | 2.0892 | -52.8959 | 1 | 0 | -52.8959 |  |  | 0
50.2401 | 0 | 502.7277 | 502.7277 | 1 | 1 | 15:12 | 63.54 |  | 502.9117 | 0 | 502.7277 | 50.2375 | 50.2394 | 0.0075581 | 0.34349 | 503.0712 |  | -24.2226 | 0 | -24.2226 | 50.5 | 2.0885 | -50.5886 | 1 | 0 | -50.5886 |  |  | 0
50.2401 | 0 | 501.5046 | 501.5046 | 1 | 1 | 15:12 | 63.56 |  | 502.9109 | 0 | 501.5046 | 50.2378 | 50.2395 | 0.0033023 | 0.15008 | 501.6547 |  | -25.6392 | 0 | -25.6392 | 50.5 | 2.0879 | -53.5316 | 1 | 0 | -53.5316 |  |  | 0
50.2401 | 0 | 501.5046 | 501.5046 | 1 | 1 | 15:12 | 63.58 |  | 502.9101 | 0 | 501.5046 | 50.238 | 50.2395 | 0.0029721 | 0.13507 | 501.6397 |  | -25.6542 | 0 | -25.6542 | 50.5 | 2.0873 | -53.549 | 1 | 0 | -53.549 |  |  | 0
50.2401 | 0 | 500.2814 | 500.2814 | 1 | 1 | 15:12 | 63.6 |  | 502.9094 | 0 | 500.2814 | 50.2382 | 50.2396 | 0.0026749 | 0.12156 | 500.403 |  | -26.8909 | 0 | -26.8909 | 50.5 | 2.0869 | -56.1173 | 1 | 0 | -56.1173 |  |  | 0
50.2401 | 0 | 501.5046 | 501.5046 | 1 | 1 | 15:12 | 63.62 |  | 502.9086 | 0 | 501.5046 | 50.2384 | 50.2396 | 0.0024074 | 0.10941 | 501.614 |  | -25.6799 | 0 | -25.6799 | 50.5 | 2.0864 | -53.5788 | 1 | 0 | -53.5788 |  |  | 0
50.2401 | 0 | 501.5046 | 501.5046 | 1 | 1 | 15:12 | 63.64 |  | 502.9078 | 0 | 501.5046 | 50.2386 | 50.2397 | 0.0021666 | 0.098465 | 501.6031 |  | -25.6908 | 0 | -25.6908 | 50.5 | 2.086 | -53.5914 | 1 | 0 | -53.5914 |  |  | 0
50.2401 | 0 | 501.5046 | 501.5046 | 1 | 1 | 15:12 | 63.66 |  | 502.907 | 0 | 501.5046 | 50.2387 | 50.2397 | 0.00195 | 0.088619 | 501.5932 |  | -25.7007 | 0 | -25.7007 | 50.5 | 2.0857 | -53.6028 | 1 | 0 | -53.6028 |  |  | 0
50.2401 | 0 | 500.2814 | 500.2814 | 1 | 1 | 15:12 | 63.68 |  | 502.9062 | 0 | 500.2814 | 50.2389 | 50.2398 | 0.005255 | 0.23882 | 500.5202 |  | -26.7737 | 0 | -26.7737 | 50.5 | 2.0853 | -55.8322 | 1 | 0 | -55.8322 |  |  | 0
50.2436 | 0 | 500.2814 | 500.2814 | 1 | 1 | 15:12 | 63.7 |  | 502.9055 | 0 | 500.2814 | 50.2393 | 50.2398 | 0.0099795 | 0.45356 | 500.735 |  | -26.5589 | 0 | -26.5589 | 50.5 | 2.0851 | -55.3768 | 1 | 0 | -55.3768 |  |  | 0
50.2401 | 0 | 501.5046 | 501.5046 | 1 | 1 | 15:12 | 63.72 |  | 502.9047 | 0 | 501.5046 | 50.2394 | 50.2402 | 0.014232 | 0.64677 | 502.1514 |  | -25.1425 | 0 | -25.1425 | 50.5 | 2.0818 | -52.3406 | 1 | 0 | -52.3406 |  |  | 0
50.2401 | 0 | 501.5046 | 501.5046 | 1 | 1 | 15:12 | 63.74 |  | 502.9039 | 0 | 501.5046 | 50.2395 | 50.2405 | 0.016308 | 0.74115 | 502.2458 |  | -25.0481 | 0 | -25.0481 | 50.5 | 2.0788 | -52.07 | 1 | 0 | -52.07 |  |  | 0
50.2401 | 0 | 500.2814 | 500.2814 | 1 | 1 | 15:12 | 63.76 |  | 502.9031 | 0 | 500.2814 | 50.2395 | 50.2408 | 0.014678 | 0.66704 | 500.9484 |  | -26.3454 | 0 | -26.3454 | 50.5 | 2.0761 | -54.6969 | 1 | 0 | -54.6969 |  |  | 0
50.2401 | 0 | 500.2814 | 500.2814 | 1 | 1 | 15:12 | 63.78 |  | 502.9023 | 0 | 500.2814 | 50.2396 | 50.2411 | 0.01321 | 0.60033 | 500.8817 |  | -26.4121 | 0 | -26.4121 | 50.5 | 2.0738 | -54.7724 | 1 | 0 | -54.7724 |  |  | 0
50.2401 | 0 | 500.2814 | 500.2814 | 1 | 1 | 15:12 | 63.8 |  | 502.9016 | 0 | 500.2814 | 50.2396 | 50.2414 | 0.011889 | 0.5403 | 500.8217 |  | -26.4722 | 0 | -26.4722 | 50.5 | 2.0716 | -54.8402 | 1 | 0 | -54.8402 |  |  | 0
50.2401 | 0 | 500.2814 | 500.2814 | 1 | 1 | 15:12 | 63.82 |  | 502.9008 | 0 | 500.2814 | 50.2397 | 50.2416 | 0.0107 | 0.48627 | 500.7677 |  | -26.5262 | 0 | -26.5262 | 50.5 | 2.0697 | -54.9011 | 1 | 0 | -54.9011 |  |  | 0
50.2401 | 0 | 501.5046 | 501.5046 | 1 | 1 | 15:12 | 63.84 |  | 502.9 | 0 | 501.5046 | 50.2397 | 50.2418 | 0.0096299 | 0.43764 | 501.9422 |  | -25.3516 | 0 | -25.3516 | 50.5 | 2.068 | -52.4263 | 1 | 0 | -52.4263 |  |  | 0
50.2401 | 0 | 501.5046 | 501.5046 | 1 | 1 | 15:12 | 63.86 |  | 502.8992 | 0 | 501.5046 | 50.2398 | 50.242 | 0.0086669 | 0.39388 | 501.8985 |  | -25.3954 | 0 | -25.3954 | 50.5 | 2.0664 | -52.4774 | 1 | 0 | -52.4774 |  |  | 0
50.2401 | 0 | 500.2814 | 500.2814 | 1 | 1 | 15:12 | 63.88 |  | 502.8984 | 0 | 500.2814 | 50.2398 | 50.2421 | 0.0078002 | 0.35449 | 500.6359 |  | -26.658 | 0 | -26.658 | 50.5 | 2.065 | -55.0492 | 1 | 0 | -55.0492 |  |  | 0
50.2436 | 0 | 500.2814 | 500.2814 | 1 | 1 | 15:12 | 63.9 |  | 502.8977 | 0 | 500.2814 | 50.2402 | 50.2423 | 0.0070202 | 0.31906 | 500.6005 |  | -26.6934 | 0 | -26.6934 | 50.5 | 2.0638 | -55.0889 | 1 | 0 | -55.0889 |  |  | 0
50.2436 | 0 | 500.2814 | 500.2814 | 1 | 1 | 15:12 | 63.92 |  | 502.8969 | 0 | 500.2814 | 50.2405 | 50.2424 | 0.0063182 | 0.28716 | 500.5686 |  | -26.7253 | 0 | -26.7253 | 50.5 | 2.0626 | -55.1246 | 1 | 0 | -55.1246 |  |  | 0
50.2436 | 0 | 500.2814 | 500.2814 | 1 | 1 | 15:12 | 63.94 |  | 502.8961 | 0 | 500.2814 | 50.2408 | 50.2425 | 0.0056864 | 0.25844 | 500.5398 |  | -26.754 | 0 | -26.754 | 50.5 | 2.0616 | -55.1567 | 1 | 0 | -55.1567 |  |  | 0
50.2436 | 0 | 501.5046 | 501.5046 | 1 | 1 | 15:12 | 63.96 |  | 502.8953 | 0 | 501.5046 | 50.2411 | 50.2426 | 0.0051177 | 0.2326 | 501.7372 |  | -25.5567 | 0 | -25.5567 | 50.5 | 2.0607 | -52.6649 | 1 | 0 | -52.6649 |  |  | 0
50.2436 | 0 | 500.2814 | 500.2814 | 1 | 1 | 15:12 | 63.98 |  | 502.8945 | 0 | 500.2814 | 50.2414 | 50.2427 | 0.004606 | 0.20934 | 500.4907 |  | -26.8031 | 0 | -26.8031 | 50.5 | 2.0599 | -55.2116 | 1 | 0 | -55.2116 |  |  | 0
50.2436 | 0 | 501.5046 | 501.5046 | 1 | 1 | 15:12 | 64 |  | 502.8938 | 0 | 501.5046 | 50.2416 | 50.2428 | 0.0041454 | 0.1884 | 501.693 |  | -25.6009 | 0 | -25.6009 | 50.5 | 2.0592 | -52.7162 | 1 | 0 | -52.7162 |  |  | 0
50.2436 | 0 | 501.5046 | 501.5046 | 1 | 1 | 15:12 | 64.02 |  | 502.893 | 0 | 501.5046 | 50.2418 | 50.2429 | 0.0037308 | 0.16956 | 501.6742 |  | -25.6197 | 0 | -25.6197 | 50.5 | 2.0585 | -52.738 | 1 | 0 | -52.738 |  |  | 0
50.2436 | 0 | 500.2814 | 500.2814 | 1 | 1 | 15:12 | 64.04 |  | 502.8922 | 0 | 500.2814 | 50.242 | 50.243 | 0.0033578 | 0.15261 | 500.434 |  | -26.8599 | 0 | -26.8599 | 50.5 | 2.0579 | -55.2748 | 1 | 0 | -55.2748 |  |  | 0
50.2436 | 0 | 501.5046 | 501.5046 | 1 | 1 | 15:12 | 64.06 |  | 502.8914 | 0 | 501.5046 | 50.2421 | 50.243 | 0.003022 | 0.13735 | 501.6419 |  | -25.6519 | 0 | -25.6519 | 50.5 | 2.0574 | -52.7752 | 1 | 0 | -52.7752 |  |  | 0
50.2436 | 0 | 501.5046 | 501.5046 | 1 | 1 | 15:12 | 64.08 |  | 502.8906 | 0 | 501.5046 | 50.2423 | 50.2431 | -0.00078022 | -0.03546 | 501.4691 |  | -25.8247 | 0 | -25.8247 | 50.5 | 2.0569 | -53.1183 | 1 | 0 | -53.1183 |  |  | 0
50.2436 | 0 | 501.5046 | 501.5046 | 1 | 1 | 15:12 | 64.1 |  | 502.8899 | 0 | 501.5046 | 50.2424 | 50.2431 | -0.0059522 | -0.27052 | 501.2341 |  | -26.0598 | 0 | -26.0598 | 50.5 | 2.0564 | -53.5905 | 1 | 0 | -53.5905 |  |  | 0
50.2436 | 0 | 501.5046 | 501.5046 | 1 | 1 | 15:12 | 64.12 |  | 502.8891 | 0 | 501.5046 | 50.2425 | 50.2428 | -0.010607 | -0.48208 | 501.0225 |  | -26.2714 | 0 | -26.2714 | 50.5 | 2.059 | -54.0931 | 1 | 0 | -54.0931 |  |  | 0
50.2436 | 0 | 501.5046 | 501.5046 | 1 | 1 | 15:12 | 64.14 |  | 502.8883 | 0 | 501.5046 | 50.2426 | 50.2426 | -0.013046 | -0.59294 | 500.9117 |  | -26.3822 | 0 | -26.3822 | 50.5 | 2.0613 | -54.3826 | 1 | 0 | -54.3826 |  |  | 0
50.2436 | 0 | 500.2814 | 500.2814 | 1 | 1 | 15:12 | 64.16 |  | 502.8875 | 0 | 500.2814 | 50.2427 | 50.2423 | -0.011742 | -0.53365 | 499.7477 |  | -27.5461 | 0 | -27.5461 | 50.5 | 2.0634 | -56.8395 | 1 | 0 | -56.8395 |  |  | 0
50.2436 | 0 | 501.5046 | 501.5046 | 1 | 1 | 15:12 | 64.18 |  | 502.8867 | 0 | 501.5046 | 50.2428 | 50.2421 | -0.010567 | -0.48028 | 501.0243 |  | -26.2696 | 0 | -26.2696 | 50.5 | 2.0653 | -54.255 | 1 | 0 | -54.255 |  |  | 0
50.2436 | 0 | 500.2814 | 500.2814 | 1 | 1 | 15:12 | 64.2 |  | 502.886 | 0 | 500.2814 | 50.2429 | 50.2419 | -0.0095107 | -0.43226 | 499.8491 |  | -27.4447 | 0 | -27.4447 | 50.5 | 2.067 | -56.7288 | 1 | 0 | -56.7288 |  |  | 0
50.2436 | 0 | 501.5046 | 501.5046 | 1 | 1 | 15:12 | 64.22 |  | 502.8852 | 0 | 501.5046 | 50.243 | 50.2417 | -0.0085597 | -0.38903 | 501.1156 |  | -26.1783 | 0 | -26.1783 | 50.5 | 2.0686 | -54.1513 | 1 | 0 | -54.1513 |  |  | 0
50.2436 | 0 | 501.5046 | 501.5046 | 1 | 1 | 15:12 | 64.24 |  | 502.8844 | 0 | 501.5046 | 50.243 | 50.2416 | -0.0077037 | -0.35013 | 501.1545 |  | -26.1394 | 0 | -26.1394 | 50.5 | 2.0699 | -54.1069 | 1 | 0 | -54.1069 |  |  | 0
50.2436 | 0 | 501.5046 | 501.5046 | 1 | 1 | 15:12 | 64.26 |  | 502.8836 | 0 | 501.5046 | 50.2431 | 50.2414 | -0.0069333 | -0.31511 | 501.1895 |  | -26.1044 | 0 | -26.1044 | 50.5 | 2.0712 | -54.067 | 1 | 0 | -54.067 |  |  | 0
50.2436 | 0 | 502.7277 | 502.7277 | 1 | 1 | 15:12 | 64.28 |  | 502.8828 | 0 | 502.7277 | 50.2431 | 50.2413 | -0.00624 | -0.2836 | 502.4441 |  | -24.8497 | 0 | -24.8497 | 50.5 | 2.0723 | -51.4962 | 1 | 0 | -51.4962 |  |  | 0
50.2401 | 0 | 501.5046 | 501.5046 | 1 | 1 | 15:12 | 64.3 |  | 502.8821 | 0 | 501.5046 | 50.2428 | 50.2412 | -0.005616 | -0.25522 | 501.2494 |  | -26.0445 | 0 | -26.0445 | 50.5 | 2.0733 | -53.9985 | 1 | 0 | -53.9985 |  |  | 0
50.2401 | 0 | 501.5046 | 501.5046 | 1 | 1 | 15:12 | 64.32 |  | 502.8813 | 0 | 501.5046 | 50.2426 | 50.2411 | -0.0050544 | -0.2297 | 501.2749 |  | -26.019 | 0 | -26.019 | 50.5 | 2.0742 | -53.9693 | 1 | 0 | -53.9693 |  |  | 0
50.2401 | 0 | 501.5046 | 501.5046 | 1 | 1 | 15:12 | 64.34 |  | 502.8805 | 0 | 501.5046 | 50.2423 | 50.241 | -0.004549 | -0.20673 | 501.2979 |  | -25.996 | 0 | -25.996 | 50.5 | 2.075 | -53.943 | 1 | 0 | -53.943 |  |  | 0
50.2401 | 0 | 501.5046 | 501.5046 | 1 | 1 | 15:12 | 64.36 |  | 502.8797 | 0 | 501.5046 | 50.2421 | 50.2409 | -0.0040941 | -0.18606 | 501.3185 |  | -25.9753 | 0 | -25.9753 | 50.5 | 2.0758 | -53.9193 | 1 | 0 | -53.9193 |  |  | 0
50.2401 | 0 | 501.5046 | 501.5046 | 1 | 1 | 15:12 | 64.38 |  | 502.8789 | 0 | 501.5046 | 50.2419 | 50.2408 | -0.0036847 | -0.16745 | 501.3371 |  | -25.9567 | 0 | -25.9567 | 50.5 | 2.0765 | -53.898 | 1 | 0 | -53.898 |  |  | 0
50.2401 | 0 | 501.5046 | 501.5046 | 1 | 1 | 15:12 | 64.4 |  | 502.8782 | 0 | 501.5046 | 50.2417 | 50.2407 | -0.0033162 | -0.15071 | 501.3539 |  | -25.94 | 0 | -25.94 | 50.5 | 2.0771 | -53.8787 | 1 | 0 | -53.8787 |  |  | 0
50.2401 | 0 | 501.5046 | 501.5046 | 1 | 1 | 15:12 | 64.42 |  | 502.8774 | 0 | 501.5046 | 50.2416 | 50.2407 | -0.0029846 | -0.13564 | 501.369 |  | -25.9249 | 0 | -25.9249 | 50.5 | 2.0776 | -53.8614 | 1 | 0 | -53.8614 |  |  | 0
50.2401 | 0 | 501.5046 | 501.5046 | 1 | 1 | 15:12 | 64.44 |  | 502.8766 | 0 | 501.5046 | 50.2414 | 50.2406 | -0.0026861 | -0.12207 | 501.3825 |  | -25.9113 | 0 | -25.9113 | 50.5 | 2.0781 | -53.8459 | 1 | 0 | -53.8459 |  |  | 0
50.2401 | 0 | 501.5046 | 501.5046 | 1 | 1 | 15:12 | 64.46 |  | 502.8758 | 0 | 501.5046 | 50.2413 | 50.2406 | -0.0024175 | -0.10987 | 501.3947 |  | -25.8991 | 0 | -25.8991 | 50.5 | 2.0785 | -53.8318 | 1 | 0 | -53.8318 |  |  | 0
50.2401 | 0 | 501.5046 | 501.5046 | 1 | 1 | 15:12 | 64.48 |  | 502.875 | 0 | 501.5046 | 50.2412 | 50.2405 | -0.0021758 | -0.098879 | 501.4057 |  | -25.8882 | 0 | -25.8882 | 50.5 | 2.0789 | -53.8192 | 1 | 0 | -53.8192 |  |  | 0
50.2401 | 0 | 502.7277 | 502.7277 | 1 | 1 | 15:12 | 64.5 |  | 502.8743 | 0 | 502.7277 | 50.2411 | 50.2405 | -0.0019582 | -0.088991 | 502.6388 |  | -24.6551 | 0 | -24.6551 | 50.5 | 2.0793 | -51.2646 | 1 | 0 | -51.2646 |  |  | 0
50.2401 | 0 | 500.2814 | 500.2814 | 1 | 1 | 15:12 | 64.52 |  | 502.8735 | 0 | 500.2814 | 50.241 | 50.2404 | -0.0017624 | -0.080092 | 500.2013 |  | -27.0926 | 0 | -27.0926 | 50.5 | 2.0796 | -56.3413 | 1 | 0 | -56.3413 |  |  | 0
50.2401 | 0 | 500.2814 | 500.2814 | 1 | 1 | 15:12 | 64.54 |  | 502.8727 | 0 | 500.2814 | 50.2409 | 50.2404 | -0.0049861 | -0.2266 | 500.0548 |  | -27.2391 | 0 | -27.2391 | 50.5 | 2.0799 | -56.6538 | 1 | 0 | -56.6538 |  |  | 0
50.2401 | 0 | 501.5046 | 501.5046 | 1 | 1 | 15:12 | 64.56 |  | 502.8719 | 0 | 501.5046 | 50.2408 | 50.2404 | -0.0095875 | -0.43571 | 501.0689 |  | -26.225 | 0 | -26.225 | 50.5 | 2.0801 | -54.5515 | 1 | 0 | -54.5515 |  |  | 0
50.2401 | 0 | 501.5046 | 501.5046 | 1 | 1 | 15:12 | 64.58 |  | 502.8711 | 0 | 501.5046 | 50.2407 | 50.24 | -0.013729 | -0.62392 | 500.8807 |  | -26.4132 | 0 | -26.4132 | 50.5 | 2.0833 | -55.0269 | 1 | 0 | -55.0269 |  |  | 0
50.2401 | 0 | 501.5046 | 501.5046 | 1 | 1 | 15:12 | 64.6 |  | 502.8704 | 0 | 501.5046 | 50.2407 | 50.2397 | -0.015756 | -0.71604 | 500.7886 |  | -26.5053 | 0 | -26.5053 | 50.5 | 2.0862 | -55.2949 | 1 | 0 | -55.2949 |  |  | 0
50.2401 | 0 | 501.5046 | 501.5046 | 1 | 1 | 15:12 | 64.62 |  | 502.8696 | 0 | 501.5046 | 50.2406 | 50.2394 | -0.01418 | -0.64444 | 500.8602 |  | -26.4337 | 0 | -26.4337 | 50.5 | 2.0888 | -55.214 | 1 | 0 | -55.214 |  |  | 0
50.2401 | 0 | 501.5046 | 501.5046 | 1 | 1 | 15:12 | 64.64 |  | 502.8688 | 0 | 501.5046 | 50.2406 | 50.2391 | -0.012762 | -0.57999 | 500.9246 |  | -26.3693 | 0 | -26.3693 | 50.5 | 2.0911 | -55.141 | 1 | 0 | -55.141 |  |  | 0
50.2401 | 0 | 501.5046 | 501.5046 | 1 | 1 | 15:12 | 64.66 |  | 502.868 | 0 | 501.5046 | 50.2405 | 50.2389 | -0.011486 | -0.52199 | 500.9826 |  | -26.3113 | 0 | -26.3113 | 50.5 | 2.0932 | -55.0752 | 1 | 0 | -55.0752 |  |  | 0
50.2401 | 0 | 501.5046 | 501.5046 | 1 | 1 | 15:12 | 64.68 |  | 502.8672 | 0 | 501.5046 | 50.2405 | 50.2387 | -0.010337 | -0.46979 | 501.0348 |  | -26.2591 | 0 | -26.2591 | 50.5 | 2.0951 | -55.0159 | 1 | 0 | -55.0159 |  |  | 0
50.2401 | 0 | 501.5046 | 501.5046 | 1 | 1 | 15:12 | 64.7 |  | 502.8665 | 0 | 501.5046 | 50.2404 | 50.2385 | -0.0093037 | -0.42282 | 501.0818 |  | -26.2121 | 0 | -26.2121 | 50.5 | 2.0968 | -54.9623 | 1 | 0 | -54.9623 |  |  | 0
50.2401 | 0 | 500.2814 | 500.2814 | 1 | 1 | 15:12 | 64.72 |  | 502.8657 | 0 | 500.2814 | 50.2404 | 50.2383 | -0.0083733 | -0.38053 | 499.9009 |  | -27.393 | 0 | -27.393 | 50.5 | 2.0984 | -57.4808 | 1 | 0 | -57.4808 |  |  | 0
50.2401 | 0 | 500.2814 | 500.2814 | 1 | 1 | 15:12 | 64.74 |  | 502.8649 | 0 | 500.2814 | 50.2404 | 50.2381 | -0.007536 | -0.34248 | 499.9389 |  | -27.355 | 0 | -27.355 | 50.5 | 2.0998 | -57.4391 | 1 | 0 | -57.4391 |  |  | 0
50.2367 | 0 | 501.5046 | 501.5046 | 1 | 1 | 15:12 | 64.76 |  | 502.8641 | 0 | 501.5046 | 50.24 | 50.238 | -0.0067824 | -0.30821 | 501.1964 |  | -26.0975 | 0 | -26.0975 | 50.5 | 2.101 | -54.8314 | 1 | 0 | -54.8314 |  |  | 0
50.2367 | 0 | 501.5046 | 501.5046 | 1 | 1 | 15:12 | 64.78 |  | 502.8633 | 0 | 501.5046 | 50.2397 | 50.2379 | -0.0061042 | -0.27739 | 501.2272 |  | -26.0667 | 0 | -26.0667 | 50.5 | 2.1022 | -54.7961 | 1 | 0 | -54.7961 |  |  | 0
50.2367 | 0 | 501.5046 | 501.5046 | 1 | 1 | 15:12 | 64.8 |  | 502.8626 | 0 | 501.5046 | 50.2394 | 50.2377 | -0.0054937 | -0.24965 | 501.2549 |  | -26.0389 | 0 | -26.0389 | 50.5 | 2.1032 | -54.7643 | 1 | 0 | -54.7643 |  |  | 0
50.2367 | 0 | 500.2814 | 500.2814 | 1 | 1 | 15:12 | 64.82 |  | 502.8618 | 0 | 500.2814 | 50.2391 | 50.2376 | -0.0049444 | -0.22469 | 500.0567 |  | -27.2372 | 0 | -27.2372 | 50.5 | 2.1041 | -57.3094 | 1 | 0 | -57.3094 |  |  | 0
50.2367 | 0 | 501.5046 | 501.5046 | 1 | 1 | 15:12 | 64.84 |  | 502.861 | 0 | 501.5046 | 50.2389 | 50.2375 | -0.0044499 | -0.20222 | 501.3024 |  | -25.9915 | 0 | -25.9915 | 50.5 | 2.1049 | -54.7098 | 1 | 0 | -54.7098 |  |  | 0
50.2367 | 0 | 501.5046 | 501.5046 | 1 | 1 | 15:12 | 64.86 |  | 502.8602 | 0 | 501.5046 | 50.2387 | 50.2375 | -0.0040049 | -0.182 | 501.3226 |  | -25.9713 | 0 | -25.9713 | 50.5 | 2.1057 | -54.6866 | 1 | 0 | -54.6866 |  |  | 0
50.2367 | 0 | 501.5046 | 501.5046 | 1 | 1 | 15:12 | 64.88 |  | 502.8594 | 0 | 501.5046 | 50.2385 | 50.2374 | -0.0036044 | -0.1638 | 501.3408 |  | -25.9531 | 0 | -25.9531 | 50.5 | 2.1063 | -54.6657 | 1 | 0 | -54.6657 |  |  | 0
50.2367 | 0 | 501.5046 | 501.5046 | 1 | 1 | 15:12 | 64.9 |  | 502.8587 | 0 | 501.5046 | 50.2383 | 50.2373 | -0.003244 | -0.14742 | 501.3572 |  | -25.9367 | 0 | -25.9367 | 50.5 | 2.1069 | -54.6468 | 1 | 0 | -54.6468 |  |  | 0
50.2367 | 0 | 502.7277 | 502.7277 | 1 | 1 | 15:12 | 64.92 |  | 502.8579 | 0 | 502.7277 | 50.2381 | 50.2373 | -0.0029196 | -0.13268 | 502.5951 |  | -24.6988 | 0 | -24.6988 | 50.5 | 2.1075 | -52.0521 | 1 | 0 | -52.0521 |  |  | 0
50.2367 | 0 | 501.5046 | 501.5046 | 1 | 1 | 15:12 | 64.94 |  | 502.8571 | 0 | 501.5046 | 50.238 | 50.2372 | -0.0026276 | -0.11941 | 501.3852 |  | -25.9087 | 0 | -25.9087 | 50.5 | 2.108 | -54.6146 | 1 | 0 | -54.6146 |  |  | 0
50.2367 | 0 | 500.2814 | 500.2814 | 1 | 1 | 15:12 | 64.96 |  | 502.8563 | 0 | 500.2814 | 50.2379 | 50.2371 | -0.0023649 | -0.10747 | 500.1739 |  | -27.1199 | 0 | -27.1199 | 50.5 | 2.1084 | -57.1798 | 1 | 0 | -57.1798 |  |  | 0
50.2367 | 0 | 501.5046 | 501.5046 | 1 | 1 | 15:12 | 64.98 |  | 502.8555 | 0 | 501.5046 | 50.2377 | 50.2371 | -0.0021284 | -0.09672 | 501.4079 |  | -25.886 | 0 | -25.886 | 50.5 | 2.1088 | -54.5884 | 1 | 0 | -54.5884 |  |  | 0
50.2367 | 0 | 500.2814 | 500.2814 | 1 | 1 | 15:12 | 65 |  | 502.8548 | 0 | 500.2814 | 50.2376 | 50.2371 | -0.0019155 | -0.087048 | 500.1943 |  | -27.0995 | 0 | -27.0995 | 50.5 | 2.1092 | -57.1572 | 1 | 0 | -57.1572 |  |  | 0
50.2367 | 0 | 501.5046 | 501.5046 | 1 | 1 | 15:12 | 65.02 |  | 502.854 | 0 | 501.5046 | 50.2375 | 50.237 | -0.005224 | -0.23739 | 501.2672 |  | -26.0267 | 0 | -26.0267 | 50.5 | 2.1095 | -54.9027 | 1 | 0 | -54.9027 |  |  | 0
50.2367 | 0 | 501.5046 | 501.5046 | 1 | 1 | 15:12 | 65.04 |  | 502.8532 | 0 | 501.5046 | 50.2375 | 50.237 | -0.0099516 | -0.45223 | 501.0524 |  | -26.2415 | 0 | -26.2415 | 50.5 | 2.1098 | -55.3635 | 1 | 0 | -55.3635 |  |  | 0
50.2367 | 0 | 500.2814 | 500.2814 | 1 | 1 | 15:12 | 65.06 |  | 502.8524 | 0 | 500.2814 | 50.2374 | 50.2366 | -0.014206 | -0.64558 | 499.6358 |  | -27.6581 | 0 | -27.6581 | 50.5 | 2.1132 | -58.4457 | 1 | 0 | -58.4457 |  |  | 0
50.2367 | 0 | 501.5046 | 501.5046 | 1 | 1 | 15:12 | 65.08 |  | 502.8516 | 0 | 501.5046 | 50.2373 | 50.2363 | -0.016286 | -0.74007 | 500.7645 |  | -26.5293 | 0 | -26.5293 | 50.5 | 2.1162 | -56.1415 | 1 | 0 | -56.1415 |  |  | 0
50.2367 | 0 | 501.5046 | 501.5046 | 1 | 1 | 15:12 | 65.1 |  | 502.8509 | 0 | 501.5046 | 50.2373 | 50.236 | -0.014657 | -0.66607 | 500.8385 |  | -26.4553 | 0 | -26.4553 | 50.5 | 2.119 | -56.0578 | 1 | 0 | -56.0578 |  |  | 0
50.2367 | 0 | 501.5046 | 501.5046 | 1 | 1 | 15:12 | 65.12 |  | 502.8501 | 0 | 501.5046 | 50.2372 | 50.2357 | -0.013191 | -0.59946 | 500.9051 |  | -26.3887 | 0 | -26.3887 | 50.5 | 2.1214 | -55.9823 | 1 | 0 | -55.9823 |  |  | 0
50.2367 | 0 | 501.5046 | 501.5046 | 1 | 1 | 15:12 | 65.14 |  | 502.8493 | 0 | 501.5046 | 50.2371 | 50.2354 | -0.011872 | -0.53951 | 500.9651 |  | -26.3288 | 0 | -26.3288 | 50.5 | 2.1237 | -55.9141 | 1 | 0 | -55.9141 |  |  | 0
50.2367 | 0 | 501.5046 | 501.5046 | 1 | 1 | 15:12 | 65.16 |  | 502.8485 | 0 | 501.5046 | 50.2371 | 50.2352 | -0.010685 | -0.48556 | 501.019 |  | -26.2748 | 0 | -26.2748 | 50.5 | 2.1257 | -55.8527 | 1 | 0 | -55.8527 |  |  | 0
50.2367 | 0 | 500.2814 | 500.2814 | 1 | 1 | 15:12 | 65.18 |  | 502.8477 | 0 | 500.2814 | 50.2371 | 50.235 | -0.0096166 | -0.43701 | 499.8444 |  | -27.4495 | 0 | -27.4495 | 50.5 | 2.1275 | -58.3997 | 1 | 0 | -58.3997 |  |  | 0
50.2367 | 0 | 500.2814 | 500.2814 | 1 | 1 | 15:12 | 65.2 |  | 502.847 | 0 | 500.2814 | 50.237 | 50.2348 | -0.0086549 | -0.39331 | 499.8881 |  | -27.4058 | 0 | -27.4058 | 50.5 | 2.1292 | -58.3517 | 1 | 0 | -58.3517 |  |  | 0
50.2367 | 0 | 501.5046 | 501.5046 | 1 | 1 | 15:12 | 65.22 |  | 502.8462 | 0 | 501.5046 | 50.237 | 50.2347 | -0.0077894 | -0.35398 | 501.1506 |  | -26.1432 | 0 | -26.1432 | 50.5 | 2.1307 | -55.7023 | 1 | 0 | -55.7023 |  |  | 0
50.2332 | 0 | 500.2814 | 500.2814 | 1 | 1 | 15:12 | 65.24 |  | 502.8454 | 0 | 500.2814 | 50.2366 | 50.2345 | -0.0070105 | -0.31856 | 499.9628 |  | -27.331 | 0 | -27.331 | 50.5 | 2.132 | -58.2696 | 1 | 0 | -58.2696 |  |  | 0
50.2332 | 0 | 500.2814 | 500.2814 | 1 | 1 | 15:12 | 65.26 |  | 502.8446 | 0 | 500.2814 | 50.2363 | 50.2344 | -0.0063094 | -0.2867 | 499.9947 |  | -27.2992 | 0 | -27.2992 | 50.5 | 2.1332 | -58.2345 | 1 | 0 | -58.2345 |  |  | 0
50.2332 | 0 | 501.5046 | 501.5046 | 1 | 1 | 15:12 | 65.28 |  | 502.8438 | 0 | 501.5046 | 50.236 | 50.2343 | -0.0056785 | -0.25803 | 501.2466 |  | -26.0473 | 0 | -26.0473 | 50.5 | 2.1343 | -55.5922 | 1 | 0 | -55.5922 |  |  | 0
50.2332 | 0 | 500.2814 | 500.2814 | 1 | 1 | 15:12 | 65.3 |  | 502.8431 | 0 | 500.2814 | 50.2357 | 50.2342 | -0.0051107 | -0.23223 | 500.0492 |  | -27.2447 | 0 | -27.2447 | 50.5 | 2.1353 | -58.1744 | 1 | 0 | -58.1744 |  |  | 0
50.2332 | 0 | 501.5046 | 501.5046 | 1 | 1 | 15:12 | 65.32 |  | 502.8423 | 0 | 501.5046 | 50.2354 | 50.2341 | -0.0045996 | -0.209 | 501.2956 |  | -25.9983 | 0 | -25.9983 | 50.5 | 2.1361 | -55.5358 | 1 | 0 | -55.5358 |  |  | 0
50.2332 | 0 | 501.5046 | 501.5046 | 1 | 1 | 15:12 | 65.34 |  | 502.8415 | 0 | 501.5046 | 50.2352 | 50.234 | -0.0041396 | -0.1881 | 501.3165 |  | -25.9774 | 0 | -25.9774 | 50.5 | 2.1369 | -55.5118 | 1 | 0 | -55.5118 |  |  | 0
50.2332 | 0 | 501.5046 | 501.5046 | 1 | 1 | 15:12 | 65.36 |  | 502.8407 | 0 | 501.5046 | 50.235 | 50.2339 | -0.0071257 | -0.32379 | 501.1808 |  | -26.1131 | 0 | -26.1131 | 50.5 | 2.1376 | -55.8203 | 1 | 0 | -55.8203 |  |  | 0
50.2332 | 0 | 501.5046 | 501.5046 | 1 | 1 | 15:12 | 65.38 |  | 502.8399 | 0 | 501.5046 | 50.2348 | 50.2338 | -0.011513 | -0.52315 | 500.9814 |  | -26.3124 | 0 | -26.3124 | 50.5 | 2.1383 | -56.2634 | 1 | 0 | -56.2634 |  |  | 0
50.2332 | 0 | 501.5046 | 501.5046 | 1 | 1 | 15:12 | 65.4 |  | 502.8392 | 0 | 501.5046 | 50.2347 | 50.2334 | -0.015462 | -0.70258 | 500.802 |  | -26.4919 | 0 | -26.4919 | 50.5 | 2.142 | -56.7449 | 1 | 0 | -56.7449 |  |  | 0
50.2332 | 0 | 501.5046 | 501.5046 | 1 | 1 | 15:12 | 65.42 |  | 502.8384 | 0 | 501.5046 | 50.2345 | 50.2331 | -0.017316 | -0.78682 | 500.7178 |  | -26.5761 | 0 | -26.5761 | 50.5 | 2.1453 | -57.014 | 1 | 0 | -57.014 |  |  | 0
50.2332 | 0 | 500.2814 | 500.2814 | 1 | 1 | 15:12 | 65.44 |  | 502.8376 | 0 | 500.2814 | 50.2344 | 50.2327 | -0.015584 | -0.70814 | 499.5733 |  | -27.7206 | 0 | -27.7206 | 50.5 | 2.1483 | -59.5528 | 1 | 0 | -59.5528 |  |  | 0
50.2332 | 0 | 501.5046 | 501.5046 | 1 | 1 | 15:12 | 65.46 |  | 502.8368 | 0 | 501.5046 | 50.2343 | 50.2324 | -0.014026 | -0.63732 | 500.8673 |  | -26.4266 | 0 | -26.4266 | 50.5 | 2.151 | -56.8447 | 1 | 0 | -56.8447 |  |  | 0
50.2332 | 0 | 501.5046 | 501.5046 | 1 | 1 | 15:12 | 65.48 |  | 502.836 | 0 | 501.5046 | 50.2342 | 50.2322 | -0.012623 | -0.57359 | 500.931 |  | -26.3629 | 0 | -26.3629 | 50.5 | 2.1535 | -56.7722 | 1 | 0 | -56.7722 |  |  | 0
50.2332 | 0 | 501.5046 | 501.5046 | 1 | 1 | 15:12 | 65.5 |  | 502.8353 | 0 | 501.5046 | 50.2341 | 50.2319 | -0.011361 | -0.51623 | 500.9884 |  | -26.3055 | 0 | -26.3055 | 50.5 | 2.1557 | -56.7068 | 1 | 0 | -56.7068 |  |  | 0
50.2332 | 0 | 501.5046 | 501.5046 | 1 | 1 | 15:12 | 65.52 |  | 502.8345 | 0 | 501.5046 | 50.234 | 50.2317 | -0.010225 | -0.46461 | 501.04 |  | -26.2539 | 0 | -26.2539 | 50.5 | 2.1577 | -56.6479 | 1 | 0 | -56.6479 |  |  | 0
50.2332 | 0 | 500.2814 | 500.2814 | 1 | 1 | 15:12 | 65.54 |  | 502.8337 | 0 | 500.2814 | 50.2339 | 50.2315 | -0.0092022 | -0.41815 | 499.8632 |  | -27.4306 | 0 | -27.4306 | 50.5 | 2.1595 | -59.2362 | 1 | 0 | -59.2362 |  |  | 0
50.2332 | 0 | 500.2814 | 500.2814 | 1 | 1 | 15:12 | 65.56 |  | 502.8329 | 0 | 500.2814 | 50.2338 | 50.2314 | -0.008282 | -0.37633 | 499.9051 |  | -27.3888 | 0 | -27.3888 | 50.5 | 2.1611 | -59.1903 | 1 | 0 | -59.1903 |  |  | 0
50.2298 | 0 | 500.2814 | 500.2814 | 1 | 1 | 15:12 | 65.58 |  | 502.8321 | 0 | 500.2814 | 50.2334 | 50.2312 | -0.0074538 | -0.33868 | 499.9427 |  | -27.3512 | 0 | -27.3512 | 50.5 | 2.1626 | -59.1489 | 1 | 0 | -59.1489 |  |  | 0
50.2298 | 0 | 501.5046 | 501.5046 | 1 | 1 | 15:12 | 65.6 |  | 502.8314 | 0 | 501.5046 | 50.2331 | 50.2311 | -0.0067084 | -0.30481 | 501.1998 |  | -26.0941 | 0 | -26.0941 | 50.5 | 2.1639 | -56.4647 | 1 | 0 | -56.4647 |  |  | 0
50.2298 | 0 | 500.2814 | 500.2814 | 1 | 1 | 15:12 | 65.62 |  | 502.8306 | 0 | 500.2814 | 50.2327 | 50.2309 | -0.0060376 | -0.27433 | 500.0071 |  | -27.2868 | 0 | -27.2868 | 50.5 | 2.1651 | -59.078 | 1 | 0 | -59.078 |  |  | 0
50.2298 | 0 | 501.5046 | 501.5046 | 1 | 1 | 15:12 | 65.64 |  | 502.8298 | 0 | 501.5046 | 50.2324 | 50.2308 | -0.0054338 | -0.24689 | 501.2577 |  | -26.0362 | 0 | -26.0362 | 50.5 | 2.1661 | -56.3981 | 1 | 0 | -56.3981 |  |  | 0
50.2298 | 0 | 500.2814 | 500.2814 | 1 | 1 | 15:12 | 65.66 |  | 502.829 | 0 | 500.2814 | 50.2322 | 50.2307 | -0.0048904 | -0.22221 | 500.0592 |  | -27.2347 | 0 | -27.2347 | 50.5 | 2.1671 | -59.0204 | 1 | 0 | -59.0204 |  |  | 0
50.2298 | 0 | 500.2814 | 500.2814 | 1 | 1 | 15:12 | 65.68 |  | 502.8282 | 0 | 500.2814 | 50.2319 | 50.2306 | -0.0044014 | -0.19998 | 500.0814 |  | -27.2125 | 0 | -27.2125 | 50.5 | 2.168 | -58.9959 | 1 | 0 | -58.9959 |  |  | 0
50.2298 | 0 | 501.5046 | 501.5046 | 1 | 1 | 15:12 | 65.7 |  | 502.8275 | 0 | 501.5046 | 50.2317 | 50.2305 | -0.0074613 | -0.33901 | 501.1656 |  | -26.1283 | 0 | -26.1283 | 50.5 | 2.1688 | -56.6658 | 1 | 0 | -56.6658 |  |  | 0
50.2298 | 0 | 501.5046 | 501.5046 | 1 | 1 | 15:12 | 65.72 |  | 502.8267 | 0 | 501.5046 | 50.2315 | 50.2305 | -0.011965 | -0.54366 | 500.9609 |  | -26.3329 | 0 | -26.3329 | 50.5 | 2.1695 | -57.1281 | 1 | 0 | -57.1281 |  |  | 0
50.2298 | 0 | 500.2814 | 500.2814 | 1 | 1 | 15:12 | 65.74 |  | 502.8259 | 0 | 500.2814 | 50.2314 | 50.2301 | -0.016019 | -0.72783 | 499.5536 |  | -27.7403 | 0 | -27.7403 | 50.5 | 2.1734 | -60.2905 | 1 | 0 | -60.2905 |  |  | 0
50.2298 | 0 | 501.5046 | 501.5046 | 1 | 1 | 15:12 | 65.76 |  | 502.8251 | 0 | 501.5046 | 50.2312 | 50.2297 | -0.017917 | -0.81408 | 500.6905 |  | -26.6034 | 0 | -26.6034 | 50.5 | 2.1769 | -57.914 | 1 | 0 | -57.914 |  |  | 0
50.2298 | 0 | 501.5046 | 501.5046 | 1 | 1 | 15:12 | 65.78 |  | 502.8243 | 0 | 501.5046 | 50.2311 | 50.2293 | -0.016125 | -0.73267 | 500.7719 |  | -26.5219 | 0 | -26.5219 | 50.5 | 2.1802 | -57.8219 | 1 | 0 | -57.8219 |  |  | 0
50.2298 | 0 | 500.2814 | 500.2814 | 1 | 1 | 15:12 | 65.8 |  | 502.8236 | 0 | 500.2814 | 50.2309 | 50.229 | -0.014513 | -0.6594 | 499.622 |  | -27.6719 | 0 | -27.6719 | 50.5 | 2.183 | -60.409 | 1 | 0 | -60.409 |  |  | 0
50.2298 | 0 | 502.7277 | 502.7277 | 1 | 1 | 15:12 | 65.82 |  | 502.8228 | 0 | 502.7277 | 50.2308 | 50.2288 | -0.013061 | -0.59346 | 502.1343 |  | -25.1596 | 0 | -25.1596 | 50.5 | 2.1857 | -54.9903 | 1 | 0 | -54.9903 |  |  | 0
50.2298 | 0 | 500.2814 | 500.2814 | 1 | 1 | 15:12 | 65.84 |  | 502.822 | 0 | 500.2814 | 50.2307 | 50.2285 | -0.011755 | -0.53412 | 499.7473 |  | -27.5466 | 0 | -27.5466 | 50.5 | 2.188 | -60.2724 | 1 | 0 | -60.2724 |  |  | 0
50.2298 | 0 | 501.5046 | 501.5046 | 1 | 1 | 15:12 | 65.86 |  | 502.8212 | 0 | 501.5046 | 50.2306 | 50.2283 | -0.01058 | -0.4807 | 501.0239 |  | -26.27 | 0 | -26.27 | 50.5 | 2.1901 | -57.535 | 1 | 0 | -57.535 |  |  | 0
50.2298 | 0 | 501.5046 | 501.5046 | 1 | 1 | 15:12 | 65.88 |  | 502.8204 | 0 | 501.5046 | 50.2305 | 50.2281 | -0.0095217 | -0.43263 | 501.072 |  | -26.2219 | 0 | -26.2219 | 50.5 | 2.1921 | -57.4799 | 1 | 0 | -57.4799 |  |  | 0
50.2298 | 0 | 500.2814 | 500.2814 | 1 | 1 | 15:12 | 65.9 |  | 502.8197 | 0 | 500.2814 | 50.2305 | 50.2279 | -0.0085695 | -0.38937 | 499.892 |  | -27.4019 | 0 | -27.4019 | 50.5 | 2.1938 | -60.1138 | 1 | 0 | -60.1138 |  |  | 0
50.2263 | 0 | 501.5046 | 501.5046 | 1 | 1 | 15:12 | 65.92 |  | 502.8189 | 0 | 501.5046 | 50.2301 | 50.2278 | -0.0077126 | -0.35041 | 501.1542 |  | -26.1397 | 0 | -26.1397 | 50.5 | 2.1953 | -57.3856 | 1 | 0 | -57.3856 |  |  | 0
50.2263 | 0 | 501.5046 | 501.5046 | 1 | 1 | 15:12 | 65.94 |  | 502.8181 | 0 | 501.5046 | 50.2297 | 50.2276 | -0.0069413 | -0.31537 | 501.1892 |  | -26.1046 | 0 | -26.1046 | 50.5 | 2.1967 | -57.3453 | 1 | 0 | -57.3453 |  |  | 0
50.2263 | 0 | 500.2814 | 500.2814 | 1 | 1 | 15:12 | 65.96 |  | 502.8173 | 0 | 500.2814 | 50.2293 | 50.2275 | -0.0062472 | -0.28383 | 499.9976 |  | -27.2963 | 0 | -27.2963 | 50.5 | 2.198 | -59.9976 | 1 | 0 | -59.9976 |  |  | 0
50.2263 | 0 | 501.5046 | 501.5046 | 1 | 1 | 15:12 | 65.98 |  | 502.8165 | 0 | 501.5046 | 50.229 | 50.2274 | -0.0056225 | -0.25545 | 501.2492 |  | -26.0447 | 0 | -26.0447 | 50.5 | 2.1991 | -57.2762 | 1 | 0 | -57.2762 |  |  | 0
50.2263 | 0 | 501.5046 | 501.5046 | 1 | 1 | 15:12 | 66 |  | 502.8158 | 0 | 501.5046 | 50.2288 | 50.2273 | -0.0050602 | -0.2299 | 501.2747 |  | -26.0192 | 0 | -26.0192 | 50.5 | 2.2002 | -57.2468 | 1 | 0 | -57.2468 |  |  | 0
50.2263 | 0 | 500.2814 | 500.2814 | 1 | 1 | 15:12 | 66.02 |  | 502.815 | 0 | 500.2814 | 50.2285 | 50.2272 | -0.0045542 | -0.20691 | 500.0745 |  | -27.2194 | 0 | -27.2194 | 50.5 | 2.2011 | -59.9126 | 1 | 0 | -59.9126 |  |  | 0
50.2263 | 0 | 500.2814 | 500.2814 | 1 | 1 | 15:12 | 66.04 |  | 502.8142 | 0 | 500.2814 | 50.2283 | 50.2271 | -0.0040988 | -0.18622 | 500.0952 |  | -27.1987 | 0 | -27.1987 | 50.5 | 2.2019 | -59.8897 | 1 | 0 | -59.8897 |  |  | 0
50.2263 | 0 | 500.2814 | 500.2814 | 1 | 1 | 15:12 | 66.06 |  | 502.8134 | 0 | 500.2814 | 50.2281 | 50.227 | -0.0036889 | -0.1676 | 500.1138 |  | -27.1801 | 0 | -27.1801 | 50.5 | 2.2027 | -59.8691 | 1 | 0 | -59.8691 |  |  | 0
50.2263 | 0 | 500.2814 | 500.2814 | 1 | 1 | 15:12 | 66.08 |  | 502.8126 | 0 | 500.2814 | 50.2279 | 50.2269 | -0.00332 | -0.15084 | 500.1306 |  | -27.1633 | 0 | -27.1633 | 50.5 | 2.2034 | -59.8505 | 1 | 0 | -59.8505 |  |  | 0
50.2263 | 0 | 500.2814 | 500.2814 | 1 | 1 | 15:12 | 66.1 |  | 502.8119 | 0 | 500.2814 | 50.2278 | 50.2269 | -0.002988 | -0.13576 | 500.1456 |  | -27.1482 | 0 | -27.1482 | 50.5 | 2.204 | -59.8338 | 1 | 0 | -59.8338 |  |  | 0
50.2263 | 0 | 500.2814 | 500.2814 | 1 | 1 | 15:12 | 66.12 |  | 502.8111 | 0 | 500.2814 | 50.2276 | 50.2268 | -0.0060892 | -0.27665 | 500.0047 |  | -27.2891 | 0 | -27.2891 | 50.5 | 2.2045 | -60.1593 | 1 | 0 | -60.1593 |  |  | 0
50.2263 | 0 | 500.2814 | 500.2814 | 1 | 1 | 15:12 | 66.14 |  | 502.8103 | 0 | 500.2814 | 50.2275 | 50.2268 | -0.01058 | -0.4807 | 499.8007 |  | -27.4932 | 0 | -27.4932 | 50.5 | 2.205 | -60.6227 | 1 | 0 | -60.6227 |  |  | 0
50.2263 | 0 | 500.2814 | 500.2814 | 1 | 1 | 15:12 | 66.16 |  | 502.8095 | 0 | 500.2814 | 50.2274 | 50.2264 | -0.014622 | -0.66434 | 499.6171 |  | -27.6768 | 0 | -27.6768 | 50.5 | 2.2088 | -61.1316 | 1 | 0 | -61.1316 |  |  | 0
50.2263 | 0 | 500.2814 | 500.2814 | 1 | 1 | 15:12 | 66.18 |  | 502.8087 | 0 | 500.2814 | 50.2273 | 50.226 | -0.01656 | -0.75238 | 499.529 |  | -27.7649 | 0 | -27.7649 | 50.5 | 2.2122 | -61.4202 | 1 | 0 | -61.4202 |  |  | 0
50.2263 | 0 | 500.2814 | 500.2814 | 1 | 1 | 15:12 | 66.2 |  | 502.808 | 0 | 500.2814 | 50.2272 | 50.2257 | -0.014904 | -0.67714 | 499.6043 |  | -27.6896 | 0 | -27.6896 | 50.5 | 2.2152 | -61.3385 | 1 | 0 | -61.3385 |  |  | 0
50.2263 | 0 | 500.2814 | 500.2814 | 1 | 1 | 15:12 | 66.22 |  | 502.8072 | 0 | 500.2814 | 50.2271 | 50.2254 | -0.013414 | -0.60943 | 499.672 |  | -27.6219 | 0 | -27.6219 | 50.5 | 2.218 | -61.2649 | 1 | 0 | -61.2649 |  |  | 0
50.2263 | 0 | 501.5046 | 501.5046 | 1 | 1 | 15:12 | 66.24 |  | 502.8064 | 0 | 501.5046 | 50.227 | 50.2252 | -0.012072 | -0.54849 | 500.9561 |  | -26.3378 | 0 | -26.3378 | 50.5 | 2.2205 | -58.4823 | 1 | 0 | -58.4823 |  |  | 0
50.2263 | 0 | 501.5046 | 501.5046 | 1 | 1 | 15:12 | 66.26 |  | 502.8056 | 0 | 501.5046 | 50.2269 | 50.2249 | -0.010865 | -0.49364 | 501.011 |  | -26.2829 | 0 | -26.2829 | 50.5 | 2.2227 | -58.4196 | 1 | 0 | -58.4196 |  |  | 0
50.2263 | 0 | 501.5046 | 501.5046 | 1 | 1 | 15:12 | 66.28 |  | 502.8048 | 0 | 501.5046 | 50.2269 | 50.2247 | -0.0097785 | -0.44427 | 501.0603 |  | -26.2335 | 0 | -26.2335 | 50.5 | 2.2247 | -58.363 | 1 | 0 | -58.363 |  |  | 0
50.2263 | 0 | 501.5046 | 501.5046 | 1 | 1 | 15:12 | 66.3 |  | 502.8041 | 0 | 501.5046 | 50.2268 | 50.2246 | -0.0088007 | -0.39985 | 501.1048 |  | -26.1891 | 0 | -26.1891 | 50.5 | 2.2266 | -58.312 | 1 | 0 | -58.312 |  |  | 0
50.2263 | 0 | 500.2814 | 500.2814 | 1 | 1 | 15:12 | 66.32 |  | 502.8033 | 0 | 500.2814 | 50.2268 | 50.2244 | -0.0079206 | -0.35986 | 499.9215 |  | -27.3723 | 0 | -27.3723 | 50.5 | 2.2282 | -60.9917 | 1 | 0 | -60.9917 |  |  | 0
50.2229 | 0 | 501.5046 | 501.5046 | 1 | 1 | 15:12 | 66.34 |  | 502.8025 | 0 | 501.5046 | 50.2264 | 50.2242 | -0.0071286 | -0.32385 | 501.1807 |  | -26.1131 | 0 | -26.1131 | 50.5 | 2.2297 | -58.2246 | 1 | 0 | -58.2246 |  |  | 0
50.2229 | 0 | 500.2814 | 500.2814 | 1 | 1 | 15:12 | 66.36 |  | 502.8017 | 0 | 500.2814 | 50.226 | 50.2241 | -0.0064157 | -0.29147 | 499.9899 |  | -27.3039 | 0 | -27.3039 | 50.5 | 2.231 | -60.9163 | 1 | 0 | -60.9163 |  |  | 0
50.2229 | 0 | 500.2814 | 500.2814 | 1 | 1 | 15:12 | 66.38 |  | 502.8009 | 0 | 500.2814 | 50.2257 | 50.224 | -0.0057741 | -0.26232 | 500.0191 |  | -27.2748 | 0 | -27.2748 | 50.5 | 2.2323 | -60.8842 | 1 | 0 | -60.8842 |  |  | 0
50.2229 | 0 | 501.5046 | 501.5046 | 1 | 1 | 15:12 | 66.4 |  | 502.8002 | 0 | 501.5046 | 50.2254 | 50.2239 | -0.0051967 | -0.23609 | 501.2685 |  | -26.0254 | 0 | -26.0254 | 50.5 | 2.2333 | -58.1234 | 1 | 0 | -58.1234 |  |  | 0
50.2229 | 0 | 500.2814 | 500.2814 | 1 | 1 | 15:12 | 66.42 |  | 502.7994 | 0 | 500.2814 | 50.2252 | 50.2238 | -0.004677 | -0.21248 | 500.0689 |  | -27.225 | 0 | -27.225 | 50.5 | 2.2343 | -60.8291 | 1 | 0 | -60.8291 |  |  | 0
50.2229 | 0 | 500.2814 | 500.2814 | 1 | 1 | 15:12 | 66.44 |  | 502.7986 | 0 | 500.2814 | 50.2249 | 50.2237 | -0.0042093 | -0.19123 | 500.0902 |  | -27.2037 | 0 | -27.2037 | 50.5 | 2.2352 | -60.8056 | 1 | 0 | -60.8056 |  |  | 0
50.2229 | 0 | 500.2814 | 500.2814 | 1 | 1 | 15:12 | 66.46 |  | 502.7978 | 0 | 500.2814 | 50.2247 | 50.2236 | -0.0037884 | -0.17211 | 500.1093 |  | -27.1846 | 0 | -27.1846 | 50.5 | 2.236 | -60.7845 | 1 | 0 | -60.7845 |  |  | 0
50.2229 | 0 | 501.5046 | 501.5046 | 1 | 1 | 15:12 | 66.48 |  | 502.797 | 0 | 501.5046 | 50.2246 | 50.2235 | -0.0034096 | -0.1549 | 501.3497 |  | -25.9442 | 0 | -25.9442 | 50.5 | 2.2367 | -58.0294 | 1 | 0 | -58.0294 |  |  | 0
50.2229 | 0 | 501.5046 | 501.5046 | 1 | 1 | 15:12 | 66.5 |  | 502.7963 | 0 | 501.5046 | 50.2244 | 50.2235 | -0.0030686 | -0.13941 | 501.3652 |  | -25.9287 | 0 | -25.9287 | 50.5 | 2.2373 | -58.0115 | 1 | 0 | -58.0115 |  |  | 0
50.2229 | 0 | 500.2814 | 500.2814 | 1 | 1 | 15:12 | 66.52 |  | 502.7955 | 0 | 500.2814 | 50.2242 | 50.2234 | -0.0027617 | -0.12547 | 500.1559 |  | -27.1379 | 0 | -27.1379 | 50.5 | 2.2379 | -60.7328 | 1 | 0 | -60.7328 |  |  | 0
50.2229 | 0 | 500.2814 | 500.2814 | 1 | 1 | 15:12 | 66.54 |  | 502.7947 | 0 | 500.2814 | 50.2241 | 50.2234 | -0.0024856 | -0.11292 | 500.1685 |  | -27.1254 | 0 | -27.1254 | 50.5 | 2.2384 | -60.7188 | 1 | 0 | -60.7188 |  |  | 0
50.2229 | 0 | 500.2814 | 500.2814 | 1 | 1 | 15:12 | 66.56 |  | 502.7939 | 0 | 500.2814 | 50.224 | 50.2233 | -0.002237 | -0.10163 | 500.1798 |  | -27.1141 | 0 | -27.1141 | 50.5 | 2.2389 | -60.7063 | 1 | 0 | -60.7063 |  |  | 0
50.2229 | 0 | 501.5046 | 501.5046 | 1 | 1 | 15:12 | 66.58 |  | 502.7931 | 0 | 501.5046 | 50.2239 | 50.2233 | -0.0020133 | -0.091466 | 501.4131 |  | -25.8807 | 0 | -25.8807 | 50.5 | 2.2393 | -57.9558 | 1 | 0 | -57.9558 |  |  | 0
50.2229 | 0 | 501.5046 | 501.5046 | 1 | 1 | 15:12 | 66.6 |  | 502.7924 | 0 | 501.5046 | 50.2238 | 50.2232 | -0.001812 | -0.082319 | 501.4223 |  | -25.8716 | 0 | -25.8716 | 50.5 | 2.2397 | -57.9452 | 1 | 0 | -57.9452 |  |  | 0
50.2229 | 0 | 500.2814 | 500.2814 | 1 | 1 | 15:12 | 66.62 |  | 502.7916 | 0 | 500.2814 | 50.2237 | 50.2232 | -0.0016308 | -0.074087 | 500.2073 |  | -27.0866 | 0 | -27.0866 | 50.5 | 2.2401 | -60.6757 | 1 | 0 | -60.6757 |  |  | 0
50.2229 | 0 | 500.2814 | 500.2814 | 1 | 1 | 15:12 | 66.64 |  | 502.7908 | 0 | 500.2814 | 50.2236 | 50.2232 | -0.0014677 | -0.066678 | 500.2147 |  | -27.0792 | 0 | -27.0792 | 50.5 | 2.2404 | -60.6675 | 1 | 0 | -60.6675 |  |  | 0
50.2229 | 0 | 500.2814 | 500.2814 | 1 | 1 | 15:12 | 66.66 |  | 502.79 | 0 | 500.2814 | 50.2235 | 50.2231 | -0.0013209 | -0.060011 | 500.2214 |  | -27.0725 | 0 | -27.0725 | 50.5 | 2.2407 | -60.6601 | 1 | 0 | -60.6601 |  |  | 0
50.2229 | 0 | 500.2814 | 500.2814 | 1 | 1 | 15:12 | 66.68 |  | 502.7892 | 0 | 500.2814 | 50.2235 | 50.2231 | -0.0011888 | -0.05401 | 500.2274 |  | -27.0665 | 0 | -27.0665 | 50.5 | 2.2409 | -60.6534 | 1 | 0 | -60.6534 |  |  | 0
50.2229 | 0 | 500.2814 | 500.2814 | 1 | 1 | 15:12 | 66.7 |  | 502.7885 | 0 | 500.2814 | 50.2234 | 50.2231 | -0.00107 | -0.048609 | 500.2328 |  | -27.0611 | 0 | -27.0611 | 50.5 | 2.2411 | -60.6474 | 1 | 0 | -60.6474 |  |  | 0
50.2229 | 0 | 500.2814 | 500.2814 | 1 | 1 | 15:12 | 66.72 |  | 502.7877 | 0 | 500.2814 | 50.2234 | 50.2231 | -0.00096296 | -0.043748 | 500.2376 |  | -27.0562 | 0 | -27.0562 | 50.5 | 2.2413 | -60.642 | 1 | 0 | -60.642 |  |  | 0
50.2229 | 0 | 500.2814 | 500.2814 | 1 | 1 | 15:12 | 66.74 |  | 502.7869 | 0 | 500.2814 | 50.2233 | 50.2231 | -0.00086667 | -0.039373 | 500.242 |  | -27.0519 | 0 | -27.0519 | 50.5 | 2.2415 | -60.6371 | 1 | 0 | -60.6371 |  |  | 0
50.2229 | 0 | 501.5046 | 501.5046 | 1 | 1 | 15:12 | 66.76 |  | 502.7861 | 0 | 501.5046 | 50.2233 | 50.223 | -0.00428 | -0.19444 | 501.3102 |  | -25.9837 | 0 | -25.9837 | 50.5 | 2.2417 | -58.2471 | 1 | 0 | -58.2471 |  |  | 0
50.2229 | 0 | 501.5046 | 501.5046 | 1 | 1 | 15:12 | 66.78 |  | 502.7853 | 0 | 501.5046 | 50.2232 | 50.223 | -0.009102 | -0.41351 | 501.0911 |  | -26.2028 | 0 | -26.2028 | 50.5 | 2.2418 | -58.7421 | 1 | 0 | -58.7421 |  |  | 0
50.2229 | 0 | 500.2814 | 500.2814 | 1 | 1 | 15:12 | 66.8 |  | 502.7846 | 0 | 500.2814 | 50.2232 | 50.2227 | -0.013442 | -0.61067 | 499.6707 |  | -27.6231 | 0 | -27.6231 | 50.5 | 2.2455 | -62.0273 | 1 | 0 | -62.0273 |  |  | 0
50.2229 | 0 | 500.2814 | 500.2814 | 1 | 1 | 15:12 | 66.82 |  | 502.7838 | 0 | 500.2814 | 50.2232 | 50.2223 | -0.015598 | -0.70861 | 499.5728 |  | -27.7211 | 0 | -27.7211 | 50.5 | 2.2488 | -62.3388 | 1 | 0 | -62.3388 |  |  | 0
50.2229 | 0 | 500.2814 | 500.2814 | 1 | 1 | 15:12 | 66.84 |  | 502.783 | 0 | 500.2814 | 50.2231 | 50.222 | -0.014038 | -0.63775 | 499.6436 |  | -27.6502 | 0 | -27.6502 | 50.5 | 2.2518 | -62.2618 | 1 | 0 | -62.2618 |  |  | 0
50.2229 | 0 | 500.2814 | 500.2814 | 1 | 1 | 15:12 | 66.86 |  | 502.7822 | 0 | 500.2814 | 50.2231 | 50.2218 | -0.012634 | -0.57397 | 499.7074 |  | -27.5865 | 0 | -27.5865 | 50.5 | 2.2545 | -62.1924 | 1 | 0 | -62.1924 |  |  | 0
50.2229 | 0 | 500.2814 | 500.2814 | 1 | 1 | 15:12 | 66.88 |  | 502.7814 | 0 | 500.2814 | 50.2231 | 50.2215 | -0.011371 | -0.51657 | 499.7648 |  | -27.5291 | 0 | -27.5291 | 50.5 | 2.2569 | -62.1297 | 1 | 0 | -62.1297 |  |  | 0
50.2229 | 0 | 500.2814 | 500.2814 | 1 | 1 | 15:12 | 66.9 |  | 502.7807 | 0 | 500.2814 | 50.2231 | 50.2213 | -0.010234 | -0.46492 | 499.8165 |  | -27.4774 | 0 | -27.4774 | 50.5 | 2.2591 | -62.0732 | 1 | 0 | -62.0732 |  |  | 0
50.2229 | 0 | 500.2814 | 500.2814 | 1 | 1 | 15:12 | 66.92 |  | 502.7799 | 0 | 500.2814 | 50.2231 | 50.2211 | -0.0092102 | -0.41843 | 499.863 |  | -27.4309 | 0 | -27.4309 | 50.5 | 2.261 | -62.0223 | 1 | 0 | -62.0223 |  |  | 0
50.2229 | 0 | 499.0582 | 499.0582 | 1 | 1 | 15:12 | 66.94 |  | 502.7791 | 0 | 499.0582 | 50.223 | 50.221 | -0.0082892 | -0.37658 | 498.6816 |  | -28.6122 | 0 | -28.6122 | 50.5 | 2.2628 | -64.7442 | 1 | 0 | -64.7442 |  |  | 0
50.2229 | 0 | 500.2814 | 500.2814 | 1 | 1 | 15:12 | 66.96 |  | 502.7783 | 0 | 500.2814 | 50.223 | 50.2208 | -0.0074603 | -0.33892 | 499.9425 |  | -27.3514 | 0 | -27.3514 | 50.5 | 2.2644 | -61.935 | 1 | 0 | -61.935 |  |  | 0
50.2194 | 0 | 500.2814 | 500.2814 | 1 | 1 | 15:12 | 66.98 |  | 502.7775 | 0 | 500.2814 | 50.2227 | 50.2207 | -0.0067143 | -0.30501 | 499.9764 |  | -27.3175 | 0 | -27.3175 | 50.5 | 2.2659 | -61.8977 | 1 | 0 | -61.8977 |  |  | 0
50.2194 | 0 | 500.2814 | 500.2814 | 1 | 1 | 15:12 | 67 |  | 502.7768 | 0 | 500.2814 | 50.2223 | 50.2205 | -0.0060428 | -0.27451 | 500.0069 |  | -27.287 | 0 | -27.287 | 50.5 | 2.2672 | -61.8641 | 1 | 0 | -61.8641 |  |  | 0
50.2194 | 0 | 500.2814 | 500.2814 | 1 | 1 | 15:12 | 67.02 |  | 502.776 | 0 | 500.2814 | 50.222 | 50.2204 | -0.0054386 | -0.24706 | 500.0343 |  | -27.2595 | 0 | -27.2595 | 50.5 | 2.2683 | -61.8338 | 1 | 0 | -61.8338 |  |  | 0
50.2194 | 0 | 500.2814 | 500.2814 | 1 | 1 | 15:12 | 67.04 |  | 502.7752 | 0 | 500.2814 | 50.2218 | 50.2203 | -0.0048947 | -0.22235 | 500.059 |  | -27.2348 | 0 | -27.2348 | 50.5 | 2.2694 | -61.8065 | 1 | 0 | -61.8065 |  |  | 0
50.2194 | 0 | 500.2814 | 500.2814 | 1 | 1 | 15:12 | 67.06 |  | 502.7744 | 0 | 500.2814 | 50.2215 | 50.2202 | -0.0044052 | -0.20012 | 500.0813 |  | -27.2126 | 0 | -27.2126 | 50.5 | 2.2703 | -61.7819 | 1 | 0 | -61.7819 |  |  | 0
50.2194 | 0 | 501.5046 | 501.5046 | 1 | 1 | 15:12 | 67.08 |  | 502.7736 | 0 | 501.5046 | 50.2213 | 50.2201 | -0.0039647 | -0.18011 | 501.3245 |  | -25.9694 | 0 | -25.9694 | 50.5 | 2.2712 | -58.9817 | 1 | 0 | -58.9817 |  |  | 0
50.2194 | 0 | 500.2814 | 500.2814 | 1 | 1 | 15:12 | 67.1 |  | 502.7729 | 0 | 500.2814 | 50.2211 | 50.2201 | -0.0035682 | -0.1621 | 500.1193 |  | -27.1746 | 0 | -27.1746 | 50.5 | 2.272 | -61.7399 | 1 | 0 | -61.7399 |  |  | 0
50.2194 | 0 | 500.2814 | 500.2814 | 1 | 1 | 15:12 | 67.12 |  | 502.7721 | 0 | 500.2814 | 50.221 | 50.22 | -0.0032114 | -0.14589 | 500.1355 |  | -27.1584 | 0 | -27.1584 | 50.5 | 2.2727 | -61.7219 | 1 | 0 | -61.7219 |  |  | 0
50.2194 | 0 | 500.2814 | 500.2814 | 1 | 1 | 15:12 | 67.14 |  | 502.7713 | 0 | 500.2814 | 50.2208 | 50.2199 | -0.0028903 | -0.1313 | 500.1501 |  | -27.1438 | 0 | -27.1438 | 50.5 | 2.2733 | -61.7058 | 1 | 0 | -61.7058 |  |  | 0
50.2194 | 0 | 500.2814 | 500.2814 | 1 | 1 | 15:12 | 67.16 |  | 502.7705 | 0 | 500.2814 | 50.2207 | 50.2199 | -0.0026012 | -0.11817 | 500.1632 |  | -27.1306 | 0 | -27.1306 | 50.5 | 2.2739 | -61.6912 | 1 | 0 | -61.6912 |  |  | 0
50.2194 | 0 | 500.2814 | 500.2814 | 1 | 1 | 15:12 | 67.18 |  | 502.7697 | 0 | 500.2814 | 50.2205 | 50.2198 | -0.0023411 | -0.10635 | 500.175 |  | -27.1188 | 0 | -27.1188 | 50.5 | 2.2744 | -61.6781 | 1 | 0 | -61.6781 |  |  | 0
50.2194 | 0 | 501.5046 | 501.5046 | 1 | 1 | 15:12 | 67.2 |  | 502.769 | 0 | 501.5046 | 50.2204 | 50.2198 | -0.002107 | -0.095716 | 501.4089 |  | -25.885 | 0 | -25.885 | 50.5 | 2.2748 | -58.8837 | 1 | 0 | -58.8837 |  |  | 0
50.2194 | 0 | 500.2814 | 500.2814 | 1 | 1 | 15:12 | 67.22 |  | 502.7682 | 0 | 500.2814 | 50.2203 | 50.2198 | -0.0018963 | -0.086144 | 500.1952 |  | -27.0986 | 0 | -27.0986 | 50.5 | 2.2752 | -61.6557 | 1 | 0 | -61.6557 |  |  | 0
50.2194 | 0 | 500.2814 | 500.2814 | 1 | 1 | 15:12 | 67.24 |  | 502.7674 | 0 | 500.2814 | 50.2202 | 50.2197 | -0.0017067 | -0.07753 | 500.2039 |  | -27.09 | 0 | -27.09 | 50.5 | 2.2756 | -61.6461 | 1 | 0 | -61.6461 |  |  | 0
50.2194 | 0 | 500.2814 | 500.2814 | 1 | 1 | 15:12 | 67.26 |  | 502.7666 | 0 | 500.2814 | 50.2201 | 50.2197 | -0.001536 | -0.069777 | 500.2116 |  | -27.0823 | 0 | -27.0823 | 50.5 | 2.2759 | -61.6375 | 1 | 0 | -61.6375 |  |  | 0
50.2194 | 0 | 500.2814 | 500.2814 | 1 | 1 | 15:12 | 67.28 |  | 502.7658 | 0 | 500.2814 | 50.2201 | 50.2197 | -0.0013824 | -0.062799 | 500.2186 |  | -27.0753 | 0 | -27.0753 | 50.5 | 2.2762 | -61.6298 | 1 | 0 | -61.6298 |  |  | 0
50.2194 | 0 | 501.5046 | 501.5046 | 1 | 1 | 15:12 | 67.3 |  | 502.7651 | 0 | 501.5046 | 50.22 | 50.2196 | -0.0012442 | -0.056519 | 501.4481 |  | -25.8458 | 0 | -25.8458 | 50.5 | 2.2765 | -58.8381 | 1 | 0 | -58.8381 |  |  | 0
50.2194 | 0 | 500.2814 | 500.2814 | 1 | 1 | 15:12 | 67.32 |  | 502.7643 | 0 | 500.2814 | 50.2199 | 50.2196 | -0.0011197 | -0.050867 | 500.2305 |  | -27.0633 | 0 | -27.0633 | 50.5 | 2.2768 | -61.6165 | 1 | 0 | -61.6165 |  |  | 0
50.2194 | 0 | 500.2814 | 500.2814 | 1 | 1 | 15:12 | 67.34 |  | 502.7635 | 0 | 500.2814 | 50.2199 | 50.2196 | -0.0010078 | -0.04578 | 500.2356 |  | -27.0583 | 0 | -27.0583 | 50.5 | 2.277 | -61.6108 | 1 | 0 | -61.6108 |  |  | 0
50.2194 | 0 | 501.5046 | 501.5046 | 1 | 1 | 15:12 | 67.36 |  | 502.7627 | 0 | 501.5046 | 50.2198 | 50.2196 | -0.000907 | -0.041202 | 501.4634 |  | -25.8305 | 0 | -25.8305 | 50.5 | 2.2772 | -58.8203 | 1 | 0 | -58.8203 |  |  | 0
50.2194 | 0 | 500.2814 | 500.2814 | 1 | 1 | 15:12 | 67.38 |  | 502.7619 | 0 | 500.2814 | 50.2198 | 50.2196 | -0.0008163 | -0.037082 | 500.2443 |  | -27.0496 | 0 | -27.0496 | 50.5 | 2.2773 | -61.6012 | 1 | 0 | -61.6012 |  |  | 0
50.2194 | 0 | 501.5046 | 501.5046 | 1 | 1 | 15:12 | 67.4 |  | 502.7612 | 0 | 501.5046 | 50.2198 | 50.2195 | -0.00073467 | -0.033374 | 501.4712 |  | -25.8226 | 0 | -25.8226 | 50.5 | 2.2775 | -58.8112 | 1 | 0 | -58.8112 |  |  | 0
50.2194 | 0 | 501.5046 | 501.5046 | 1 | 1 | 15:12 | 67.42 |  | 502.7604 | 0 | 501.5046 | 50.2197 | 50.2195 | -0.0006612 | -0.030037 | 501.4746 |  | -25.8193 | 0 | -25.8193 | 50.5 | 2.2776 | -58.8073 | 1 | 0 | -58.8073 |  |  | 0
50.2194 | 0 | 501.5046 | 501.5046 | 1 | 1 | 15:12 | 67.44 |  | 502.7596 | 0 | 501.5046 | 50.2197 | 50.2195 | -0.00059508 | -0.027033 | 501.4776 |  | -25.8163 | 0 | -25.8163 | 50.5 | 2.2778 | -58.8038 | 1 | 0 | -58.8038 |  |  | 0
50.2194 | 0 | 500.2814 | 500.2814 | 1 | 1 | 15:12 | 67.46 |  | 502.7588 | 0 | 500.2814 | 50.2197 | 50.2195 | -0.00053557 | -0.02433 | 500.2571 |  | -27.0368 | 0 | -27.0368 | 50.5 | 2.2779 | -61.587 | 1 | 0 | -61.587 |  |  | 0
50.2194 | 0 | 500.2814 | 500.2814 | 1 | 1 | 15:12 | 67.48 |  | 502.758 | 0 | 500.2814 | 50.2196 | 50.2195 | -0.00048202 | -0.021897 | 500.2595 |  | -27.0344 | 0 | -27.0344 | 50.5 | 2.278 | -61.5843 | 1 | 0 | -61.5843 |  |  | 0
50.2194 | 0 | 500.2814 | 500.2814 | 1 | 1 | 15:12 | 67.5 |  | 502.7573 | 0 | 500.2814 | 50.2196 | 50.2195 | -0.00043381 | -0.019707 | 500.2617 |  | -27.0322 | 0 | -27.0322 | 50.5 | 2.2781 | -61.5818 | 1 | 0 | -61.5818 |  |  | 0
50.2194 | 0 | 500.2814 | 500.2814 | 1 | 1 | 15:12 | 67.52 |  | 502.7565 | 0 | 500.2814 | 50.2196 | 50.2195 | -0.00039043 | -0.017736 | 500.2637 |  | -27.0302 | 0 | -27.0302 | 50.5 | 2.2782 | -61.5796 | 1 | 0 | -61.5796 |  |  | 0
50.2194 | 0 | 501.5046 | 501.5046 | 1 | 1 | 15:12 | 67.54 |  | 502.7557 | 0 | 501.5046 | 50.2196 | 50.2195 | -0.00035139 | -0.015963 | 501.4886 |  | -25.8052 | 0 | -25.8052 | 50.5 | 2.2783 | -58.7909 | 1 | 0 | -58.7909 |  |  | 0
50.2194 | 0 | 501.5046 | 501.5046 | 1 | 1 | 15:12 | 67.56 |  | 502.7549 | 0 | 501.5046 | 50.2196 | 50.2195 | -0.00031625 | -0.014366 | 501.4902 |  | -25.8036 | 0 | -25.8036 | 50.5 | 2.2783 | -58.789 | 1 | 0 | -58.789 |  |  | 0
50.2194 | 0 | 501.5046 | 501.5046 | 1 | 1 | 15:12 | 67.58 |  | 502.7541 | 0 | 501.5046 | 50.2195 | 50.2195 | -0.00028463 | -0.01293 | 501.4917 |  | -25.8022 | 0 | -25.8022 | 50.5 | 2.2784 | -58.7874 | 1 | 0 | -58.7874 |  |  | 0
50.2194 | 0 | 501.5046 | 501.5046 | 1 | 1 | 15:12 | 67.6 |  | 502.7534 | 0 | 501.5046 | 50.2195 | 50.2194 | -0.00021267 | -0.0096612 | 501.4949 |  | -25.7989 | 0 | -25.7989 | 50.5 | 2.2784 | -58.7813 | 1 | 0 | -58.7813 |  |  | 0
50.2194 | 0 | 500.2814 | 500.2814 | 1 | 1 | 15:12 | 67.62 |  | 502.7526 | 0 | 500.2814 | 50.2195 | 50.2194 | -0.00012617 | -0.0057317 | 500.2757 |  | -27.0182 | 0 | -27.0182 | 50.5 | 2.2785 | -61.5607 | 1 | 0 | -61.5607 |  |  | 0
50.2194 | 0 | 501.5046 | 501.5046 | 1 | 1 | 15:12 | 67.64 |  | 502.7518 | 0 | 501.5046 | 50.2195 | 50.2194 | -4.8321e-05 | -0.0021951 | 501.5024 |  | -25.7915 | 0 | -25.7915 | 50.5 | 2.2785 | -58.7656 | 1 | 0 | -58.7656 |  |  | 0
50.2194 | 0 | 501.5046 | 501.5046 | 1 | 1 | 15:12 | 67.66 |  | 502.751 | 0 | 501.5046 | 50.2195 | 50.2194 | -7.1054e-14 | -3.2278e-12 | 501.5046 |  | -25.7893 | 0 | -25.7893 | 50.5 | 2.2785 | -58.7606 | 1 | 0 | -58.7606 |  |  | 0
50.2194 | 0 | 501.5046 | 501.5046 | 1 | 1 | 15:12 | 67.68 |  | 502.7502 | 0 | 501.5046 | 50.2195 | 50.2194 | -7.1054e-14 | -3.2278e-12 | 501.5046 |  | -25.7893 | 0 | -25.7893 | 50.5 | 2.2785 | -58.7606 | 1 | 0 | -58.7606 |  |  | 0
50.2194 | 0 | 501.5046 | 501.5046 | 1 | 1 | 15:12 | 67.7 |  | 502.7495 | 0 | 501.5046 | 50.2195 | 50.2194 | -7.1054e-14 | -3.2278e-12 | 501.5046 |  | -25.7893 | 0 | -25.7893 | 50.5 | 2.2785 | -58.7606 | 1 | 0 | -58.7606 |  |  | 0
50.2194 | 0 | 500.2814 | 500.2814 | 1 | 1 | 15:12 | 67.72 |  | 502.7487 | 0 | 500.2814 | 50.2195 | 50.2194 | -7.1054e-14 | -3.2278e-12 | 500.2814 |  | -27.0125 | 0 | -27.0125 | 50.5 | 2.2785 | -61.5477 | 1 | 0 | -61.5477 |  |  | 0
50.2194 | 0 | 500.2814 | 500.2814 | 1 | 1 | 15:12 | 67.74 |  | 502.7479 | 0 | 500.2814 | 50.2195 | 50.2194 | -7.1054e-14 | -3.2278e-12 | 500.2814 |  | -27.0125 | 0 | -27.0125 | 50.5 | 2.2785 | -61.5477 | 1 | 0 | -61.5477 |  |  | 0
50.2194 | 0 | 501.5046 | 501.5046 | 1 | 1 | 15:12 | 67.76 |  | 502.7471 | 0 | 501.5046 | 50.2195 | 50.2194 | -7.1054e-14 | -3.2278e-12 | 501.5046 |  | -25.7893 | 0 | -25.7893 | 50.5 | 2.2785 | -58.7606 | 1 | 0 | -58.7606 |  |  | 0
50.2194 | 0 | 500.2814 | 500.2814 | 1 | 1 | 15:12 | 67.78 |  | 502.7463 | 0 | 500.2814 | 50.2194 | 50.2194 | -7.1054e-14 | -3.2278e-12 | 500.2814 |  | -27.0125 | 0 | -27.0125 | 50.5 | 2.2785 | -61.5477 | 1 | 0 | -61.5477 |  |  | 0
50.2194 | 0 | 501.5046 | 501.5046 | 1 | 1 | 15:12 | 67.8 |  | 502.7456 | 0 | 501.5046 | 50.2194 | 50.2194 | -7.1054e-14 | -3.2278e-12 | 501.5046 |  | -25.7893 | 0 | -25.7893 | 50.5 | 2.2785 | -58.7606 | 1 | 0 | -58.7606 |  |  | 0
50.2194 | 0 | 501.5046 | 501.5046 | 1 | 1 | 15:12 | 67.82 |  | 502.7448 | 0 | 501.5046 | 50.2194 | 50.2194 | -7.1054e-14 | -3.2278e-12 | 501.5046 |  | -25.7893 | 0 | -25.7893 | 50.5 | 2.2785 | -58.7606 | 1 | 0 | -58.7606 |  |  | 0
0 | 0 | 0 | 0 |  | 1 | 15:12 | 67.84 |  | 502.744 | 0 | 0 | 50.2194 | 50.2194 | -7.1054e-14 | 0 | 0 |  | -527.2939 | #DIV/0! | #DIV/0! | 50.5 | 2.2785 | #DIV/0! | 1 | #DIV/0! | #DIV/0! |  |  | 1
0 | 0 | 0 | 0 |  | 1 | 15:12 | 67.86 |  | 502.7432 | 0 | 0 | 50.2194 | 50.2194 | -7.1054e-14 | 0 | 0 |  | -527.2939 | #DIV/0! | #DIV/0! | 50.5 | 2.2785 | #DIV/0! | 1 | #DIV/0! | #DIV/0! |  |  | 1
0 | 0 | 0 | 0 |  | 1 | 15:12 | 67.88 |  | 502.7424 | 0 | 0 | 50.2194 | 50.2194 | -7.1054e-14 | 0 | 0 |  | -527.2939 | #DIV/0! | #DIV/0! | 50.5 | 2.2785 | #DIV/0! | 1 | #DIV/0! | #DIV/0! |  |  | 1
0 | 0 | 0 | 0 |  | 1 | 15:12 | 67.9 |  | 502.7417 | 0 | 0 | 50.2194 | 50.2194 | -7.1054e-14 | 0 | 0 |  | -527.2939 | #DIV/0! | #DIV/0! | 50.5 | 2.2785 | #DIV/0! | 1 | #DIV/0! | #DIV/0! |  |  | 1
0 | 0 | 0 | 0 |  | 1 | 15:12 | 67.92 |  | 502.7409 | 0 | 0 | 50.2194 | 50.2194 | -7.1054e-14 | 0 | 0 |  | -527.2939 | #DIV/0! | #DIV/0! | 50.5 | 2.2785 | #DIV/0! | 1 | #DIV/0! | #DIV/0! |  |  | 1
0 | 0 | 0 | 0 |  | 1 | 15:12 | 67.94 |  | 502.7401 | 0 | 0 | 50.2194 | 50.2194 | -7.1054e-14 | 0 | 0 |  | -527.2939 | #DIV/0! | #DIV/0! | 50.5 | 2.2785 | #DIV/0! | 1 | #DIV/0! | #DIV/0! |  |  | 1
0 | 0 | 0 | 0 |  | 1 | 15:12 | 67.96 |  | 502.7393 | 0 | 0 | 50.2194 | 50.2194 | -7.1054e-14 | 0 | 0 |  | -527.2939 | #DIV/0! | #DIV/0! | 50.5 | 2.2785 | #DIV/0! | 1 | #DIV/0! | #DIV/0! |  |  | 1
0 | 0 | 0 | 0 |  | 1 | 15:12 | 67.98 |  | 502.7385 | 0 | 0 | 50.2194 | 50.2194 | -7.1054e-14 | 0 | 0 |  | -527.2939 | #DIV/0! | #DIV/0! | 50.5 | 2.2785 | #DIV/0! | 1 | #DIV/0! | #DIV/0! |  |  | 1
0 | 0 | 0 | 0 |  | 1 | 15:12 | 68 |  | 502.7378 | 0 | 0 | 50.2194 | 50.2194 | -7.1054e-14 | 0 | 0 |  | -527.2939 | #DIV/0! | #DIV/0! | 50.5 | 2.2785 | #DIV/0! | 1 | #DIV/0! | #DIV/0! |  |  | 1
0 | 0 | 0 | 0 |  | 1 | 15:12 | 68.02 |  | 502.737 | 0 | 0 | 50.2194 | 50.2194 | -7.1054e-14 | 0 | 0 |  | -527.2939 | #DIV/0! | #DIV/0! | 50.5 | 2.2785 | #DIV/0! | 1 | #DIV/0! | #DIV/0! |  |  | 1
0 | 0 | 0 | 0 |  | 1 | 15:12 | 68.04 |  | 502.7362 | 0 | 0 | 50.2194 | 50.2194 | -7.1054e-14 | 0 | 0 |  | -527.2939 | #DIV/0! | #DIV/0! | 50.5 | 2.2785 | #DIV/0! | 1 | #DIV/0! | #DIV/0! |  |  | 1
0 | 0 | 0 | 0 |  | 1 | 15:12 | 68.06 |  | 502.7354 | 0 | 0 | 50.2194 | 50.2194 | -7.1054e-14 | 0 | 0 |  | -527.2939 | #DIV/0! | #DIV/0! | 50.5 | 2.2785 | #DIV/0! | 1 | #DIV/0! | #DIV/0! |  |  | 1
0 | 0 | 0 | 0 |  | 1 | 15:12 | 68.08 |  | 502.7346 | 0 | 0 | 50.2194 | 50.2194 | -7.1054e-14 | 0 | 0 |  | -527.2939 | #DIV/0! | #DIV/0! | 50.5 | 2.2785 | #DIV/0! | 1 | #DIV/0! | #DIV/0! |  |  | 1
0 | 0 | 0 | 0 |  | 1 | 15:12 | 68.1 |  | 502.7339 | 0 | 0 | 50.2194 | 50.2194 | -7.1054e-14 | 0 | 0 |  | -527.2939 | #DIV/0! | #DIV/0! | 50.5 | 2.2785 | #DIV/0! | 1 | #DIV/0! | #DIV/0! |  |  | 1
0 | 0 | 0 | 0 |  | 1 | 15:12 | 68.12 |  | 502.7331 | 0 | 0 | 50.2194 | 50.2194 | -7.1054e-14 | 0 | 0 |  | -527.2939 | #DIV/0! | #DIV/0! | 50.5 | 2.2785 | #DIV/0! | 1 | #DIV/0! | #DIV/0! |  |  | 1
0 | 0 | 0 | 0 |  | 1 | 15:12 | 68.14 |  | 502.7323 | 0 | 0 | 50.2194 | 50.2194 | -7.1054e-14 | 0 | 0 |  | -527.2939 | #DIV/0! | #DIV/0! | 50.5 | 2.2785 | #DIV/0! | 1 | #DIV/0! | #DIV/0! |  |  | 1
0 | 0 | 0 | 0 |  | 1 | 15:12 | 68.16 |  | 502.7315 | 0 | 0 | 50.2194 | 50.2194 | -7.1054e-14 | 0 | 0 |  | -527.2939 | #DIV/0! | #DIV/0! | 50.5 | 2.2785 | #DIV/0! | 1 | #DIV/0! | #DIV/0! |  |  | 1
0 | 0 | 0 | 0 |  | 1 | 15:12 | 68.18 |  | 502.7307 | 0 | 0 | 50.2194 | 50.2194 | -7.1054e-14 | 0 | 0 |  | -527.2939 | #DIV/0! | #DIV/0! | 50.5 | 2.2785 | #DIV/0! | 1 | #DIV/0! | #DIV/0! |  |  | 1
0 | 0 | 0 | 0 |  | 1 | 15:12 | 68.2 |  | 502.73 | 0 | 0 | 50.2194 | 50.2194 | -7.1054e-14 | 0 | 0 |  | -527.2939 | #DIV/0! | #DIV/0! | 50.5 | 2.2785 | #DIV/0! | 1 | #DIV/0! | #DIV/0! |  |  | 1
0 | 0 | 0 | 0 |  | 1 | 15:12 | 68.22 |  | 502.7292 | 0 | 0 | 50.2194 | 50.2194 | -7.1054e-14 | 0 | 0 |  | -527.2939 | #DIV/0! | #DIV/0! | 50.5 | 2.2785 | #DIV/0! | 1 | #DIV/0! | #DIV/0! |  |  | 1
0 | 0 | 0 | 0 |  | 1 | 15:12 | 68.24 |  | 502.7284 | 0 | 0 | 50.2194 | 50.2194 | -7.1054e-14 | 0 | 0 |  | -527.2939 | #DIV/0! | #DIV/0! | 50.5 | 2.2785 | #DIV/0! | 1 | #DIV/0! | #DIV/0! |  |  | 1
0 | 0 | 0 | 0 |  | 1 | 15:12 | 68.26 |  | 502.7276 | 0 | 0 | 50.2194 | 50.2194 | -7.1054e-14 | 0 | 0 |  | -527.2939 | #DIV/0! | #DIV/0! | 50.5 | 2.2785 | #DIV/0! | 1 | #DIV/0! | #DIV/0! |  |  | 1
0 | 0 | 0 | 0 |  | 1 | 15:12 | 68.28 |  | 502.7268 | 0 | 0 | 50.2194 | 50.2194 | -7.1054e-14 | 0 | 0 |  | -527.2939 | #DIV/0! | #DIV/0! | 50.5 | 2.2785 | #DIV/0! | 1 | #DIV/0! | #DIV/0! |  |  | 1
0 | 0 | 0 | 0 |  | 1 | 15:12 | 68.3 |  | 502.7261 | 0 | 0 | 50.2194 | 50.2194 | -7.1054e-14 | 0 | 0 |  | -527.2939 | #DIV/0! | #DIV/0! | 50.5 | 2.2785 | #DIV/0! | 1 | #DIV/0! | #DIV/0! |  |  | 1
0 | 0 | 0 | 0 |  | 1 | 15:12 | 68.32 |  | 502.7253 | 0 | 0 | 50.2194 | 50.2194 | -7.1054e-14 | 0 | 0 |  | -527.2939 | #DIV/0! | #DIV/0! | 50.5 | 2.2785 | #DIV/0! | 1 | #DIV/0! | #DIV/0! |  |  | 1
0 | 0 | 0 | 0 |  | 1 | 15:12 | 68.34 |  | 502.7245 | 0 | 0 | 50.2194 | 50.2194 | -7.1054e-14 | 0 | 0 |  | -527.2939 | #DIV/0! | #DIV/0! | 50.5 | 2.2785 | #DIV/0! | 1 | #DIV/0! | #DIV/0! |  |  | 1
0 | 0 | 0 | 0 |  | 1 | 15:12 | 68.36 |  | 502.7237 | 0 | 0 | 50.2194 | 50.2194 | -7.1054e-14 | 0 | 0 |  | -527.2939 | #DIV/0! | #DIV/0! | 50.5 | 2.2785 | #DIV/0! | 1 | #DIV/0! | #DIV/0! |  |  | 1
0 | 0 | 0 | 0 |  | 1 | 15:12 | 68.38 |  | 502.7229 | 0 | 0 | 50.2194 | 50.2194 | -7.1054e-14 | 0 | 0 |  | -527.2939 | #DIV/0! | #DIV/0! | 50.5 | 2.2785 | #DIV/0! | 1 | #DIV/0! | #DIV/0! |  |  | 1
0 | 0 | 0 | 0 |  | 1 | 15:12 | 68.4 |  | 502.7222 | 0 | 0 | 50.2194 | 50.2194 | -7.1054e-14 | 0 | 0 |  | -527.2939 | #DIV/0! | #DIV/0! | 50.5 | 2.2785 | #DIV/0! | 1 | #DIV/0! | #DIV/0! |  |  | 1
0 | 0 | 0 | 0 |  | 1 | 15:12 | 68.42 |  | 502.7214 | 0 | 0 | 50.2194 | 50.2194 | -7.1054e-14 | 0 | 0 |  | -527.2939 | #DIV/0! | #DIV/0! | 50.5 | 2.2785 | #DIV/0! | 1 | #DIV/0! | #DIV/0! |  |  | 1
0 | 0 | 0 | 0 |  | 1 | 15:12 | 68.44 |  | 502.7206 | 0 | 0 | 50.2194 | 50.2194 | -7.1054e-14 | 0 | 0 |  | -527.2939 | #DIV/0! | #DIV/0! | 50.5 | 2.2785 | #DIV/0! | 1 | #DIV/0! | #DIV/0! |  |  | 1
0 | 0 | 0 | 0 |  | 1 | 15:12 | 68.46 |  | 502.7198 | 0 | 0 | 50.2194 | 50.2194 | -7.1054e-14 | 0 | 0 |  | -527.2939 | #DIV/0! | #DIV/0! | 50.5 | 2.2785 | #DIV/0! | 1 | #DIV/0! | #DIV/0! |  |  | 1
0 | 0 | 0 | 0 |  | 1 | 15:12 | 68.48 |  | 502.719 | 0 | 0 | 50.2194 | 50.2194 | -7.1054e-14 | 0 | 0 |  | -527.2939 | #DIV/0! | #DIV/0! | 50.5 | 2.2785 | #DIV/0! | 1 | #DIV/0! | #DIV/0! |  |  | 1
0 | 0 | 0 | 0 |  | 1 | 15:12 | 68.5 |  | 502.7183 | 0 | 0 | 50.2194 | 50.2194 | -7.1054e-14 | 0 | 0 |  | -527.2939 | #DIV/0! | #DIV/0! | 50.5 | 2.2785 | #DIV/0! | 1 | #DIV/0! | #DIV/0! |  |  | 1
0 | 0 | 0 | 0 |  | 1 | 15:12 | 68.52 |  | 502.7175 | 0 | 0 | 50.2194 | 50.2194 | -7.1054e-14 | 0 | 0 |  | -527.2939 | #DIV/0! | #DIV/0! | 50.5 | 2.2785 | #DIV/0! | 1 | #DIV/0! | #DIV/0! |  |  | 1
0 | 0 | 0 | 0 |  | 1 | 15:12 | 68.54 |  | 502.7167 | 0 | 0 | 50.2194 | 50.2194 | -7.1054e-14 | 0 | 0 |  | -527.2939 | #DIV/0! | #DIV/0! | 50.5 | 2.2785 | #DIV/0! | 1 | #DIV/0! | #DIV/0! |  |  | 1
0 | 0 | 0 | 0 |  | 1 | 15:12 | 68.56 |  | 502.7159 | 0 | 0 | 50.2194 | 50.2194 | -7.1054e-14 | 0 | 0 |  | -527.2939 | #DIV/0! | #DIV/0! | 50.5 | 2.2785 | #DIV/0! | 1 | #DIV/0! | #DIV/0! |  |  | 1
0 | 0 | 0 | 0 |  | 1 | 15:12 | 68.58 |  | 502.7151 | 0 | 0 | 50.2194 | 50.2194 | -7.1054e-14 | 0 | 0 |  | -527.2939 | #DIV/0! | #DIV/0! | 50.5 | 2.2785 | #DIV/0! | 1 | #DIV/0! | #DIV/0! |  |  | 1
0 | 0 | 0 | 0 |  | 1 | 15:12 | 68.6 |  | 502.7144 | 0 | 0 | 50.2194 | 50.2194 | -7.1054e-14 | 0 | 0 |  | -527.2939 | #DIV/0! | #DIV/0! | 50.5 | 2.2785 | #DIV/0! | 1 | #DIV/0! | #DIV/0! |  |  | 1
0 | 0 | 0 | 0 |  | 1 | 15:12 | 68.62 |  | 502.7136 | 0 | 0 | 50.2194 | 50.2194 | -7.1054e-14 | 0 | 0 |  | -527.2939 | #DIV/0! | #DIV/0! | 50.5 | 2.2785 | #DIV/0! | 1 | #DIV/0! | #DIV/0! |  |  | 1
0 | 0 | 0 | 0 |  | 1 | 15:12 | 68.64 |  | 502.7128 | 0 | 0 | 50.2194 | 50.2194 | -7.1054e-14 | 0 | 0 |  | -527.2939 | #DIV/0! | #DIV/0! | 50.5 | 2.2785 | #DIV/0! | 1 | #DIV/0! | #DIV/0! |  |  | 1
0 | 0 | 0 | 0 |  | 1 | 15:12 | 68.66 |  | 502.712 | 0 | 0 | 50.2194 | 50.2194 | -7.1054e-14 | 0 | 0 |  | -527.2939 | #DIV/0! | #DIV/0! | 50.5 | 2.2785 | #DIV/0! | 1 | #DIV/0! | #DIV/0! |  |  | 1
0 | 0 | 0 | 0 |  | 1 | 15:12 | 68.68 |  | 502.7112 | 0 | 0 | 50.2194 | 50.2194 | -7.1054e-14 | 0 | 0 |  | -527.2939 | #DIV/0! | #DIV/0! | 50.5 | 2.2785 | #DIV/0! | 1 | #DIV/0! | #DIV/0! |  |  | 1
0 | 0 | 0 | 0 |  | 1 | 15:12 | 68.7 |  | 502.7105 | 0 | 0 | 50.2194 | 50.2194 | -7.1054e-14 | 0 | 0 |  | -527.2939 | #DIV/0! | #DIV/0! | 50.5 | 2.2785 | #DIV/0! | 1 | #DIV/0! | #DIV/0! |  |  | 1
0 | 0 | 0 | 0 |  | 1 | 15:12 | 68.72 |  | 502.7097 | 0 | 0 | 50.2194 | 50.2194 | -7.1054e-14 | 0 | 0 |  | -527.2939 | #DIV/0! | #DIV/0! | 50.5 | 2.2785 | #DIV/0! | 1 | #DIV/0! | #DIV/0! |  |  | 1
0 | 0 | 0 | 0 |  | 1 | 15:12 | 68.74 |  | 502.7089 | 0 | 0 | 50.2194 | 50.2194 | -7.1054e-14 | 0 | 0 |  | -527.2939 | #DIV/0! | #DIV/0! | 50.5 | 2.2785 | #DIV/0! | 1 | #DIV/0! | #DIV/0! |  |  | 1
0 | 0 | 0 | 0 |  | 1 | 15:12 | 68.76 |  | 502.7081 | 0 | 0 | 50.2194 | 50.2194 | -7.1054e-14 | 0 | 0 |  | -527.2939 | #DIV/0! | #DIV/0! | 50.5 | 2.2785 | #DIV/0! | 1 | #DIV/0! | #DIV/0! |  |  | 1
0 | 0 | 0 | 0 |  | 1 | 15:12 | 68.78 |  | 502.7073 | 0 | 0 | 50.2194 | 50.2194 | -7.1054e-14 | 0 | 0 |  | -527.2939 | #DIV/0! | #DIV/0! | 50.5 | 2.2785 | #DIV/0! | 1 | #DIV/0! | #DIV/0! |  |  | 1
0 | 0 | 0 | 0 |  | 1 | 15:12 | 68.8 |  | 502.7066 | 0 | 0 | 50.2194 | 50.2194 | -7.1054e-14 | 0 | 0 |  | -527.2939 | #DIV/0! | #DIV/0! | 50.5 | 2.2785 | #DIV/0! | 1 | #DIV/0! | #DIV/0! |  |  | 1
0 | 0 | 0 | 0 |  | 1 | 15:12 | 68.82 |  | 502.7058 | 0 | 0 | 50.2194 | 50.2194 | -7.1054e-14 | 0 | 0 |  | -527.2939 | #DIV/0! | #DIV/0! | 50.5 | 2.2785 | #DIV/0! | 1 | #DIV/0! | #DIV/0! |  |  | 1
0 | 0 | 0 | 0 |  | 1 | 15:12 | 68.84 |  | 502.705 | 0 | 0 | 50.2194 | 50.2194 | -7.1054e-14 | 0 | 0 |  | -527.2939 | #DIV/0! | #DIV/0! | 50.5 | 2.2785 | #DIV/0! | 1 | #DIV/0! | #DIV/0! |  |  | 1
0 | 0 | 0 | 0 |  | 1 | 15:12 | 68.86 |  | 502.7042 | 0 | 0 | 50.2194 | 50.2194 | -7.1054e-14 | 0 | 0 |  | -527.2939 | #DIV/0! | #DIV/0! | 50.5 | 2.2785 | #DIV/0! | 1 | #DIV/0! | #DIV/0! |  |  | 1
0 | 0 | 0 | 0 |  | 1 | 15:12 | 68.88 |  | 502.7034 | 0 | 0 | 50.2194 | 50.2194 | -7.1054e-14 | 0 | 0 |  | -527.2939 | #DIV/0! | #DIV/0! | 50.5 | 2.2785 | #DIV/0! | 1 | #DIV/0! | #DIV/0! |  |  | 1
0 | 0 | 0 | 0 |  | 1 | 15:12 | 68.9 |  | 502.7027 | 0 | 0 | 50.2194 | 50.2194 | -7.1054e-14 | 0 | 0 |  | -527.2939 | #DIV/0! | #DIV/0! | 50.5 | 2.2785 | #DIV/0! | 1 | #DIV/0! | #DIV/0! |  |  | 1
0 | 0 | 0 | 0 |  | 1 | 15:12 | 68.92 |  | 502.7019 | 0 | 0 | 50.2194 | 50.2194 | -7.1054e-14 | 0 | 0 |  | -527.2939 | #DIV/0! | #DIV/0! | 50.5 | 2.2785 | #DIV/0! | 1 | #DIV/0! | #DIV/0! |  |  | 1
0 | 0 | 0 | 0 |  | 1 | 15:12 | 68.94 |  | 502.7011 | 0 | 0 | 50.2194 | 50.2194 | -7.1054e-14 | 0 | 0 |  | -527.2939 | #DIV/0! | #DIV/0! | 50.5 | 2.2785 | #DIV/0! | 1 | #DIV/0! | #DIV/0! |  |  | 1
0 | 0 | 0 | 0 |  | 1 | 15:12 | 68.96 |  | 502.7003 | 0 | 0 | 50.2194 | 50.2194 | -7.1054e-14 | 0 | 0 |  | -527.2939 | #DIV/0! | #DIV/0! | 50.5 | 2.2785 | #DIV/0! | 1 | #DIV/0! | #DIV/0! |  |  | 1
0 | 0 | 0 | 0 |  | 1 | 15:12 | 68.98 |  | 502.6995 | 0 | 0 | 50.2194 | 50.2194 | -7.1054e-14 | 0 | 0 |  | -527.2939 | #DIV/0! | #DIV/0! | 50.5 | 2.2785 | #DIV/0! | 1 | #DIV/0! | #DIV/0! |  |  | 1
0 | 0 | 0 | 0 |  | 1 | 15:12 | 69 |  | 502.6988 | 0 | 0 | 50.2194 | 50.2194 | -7.1054e-14 | 0 | 0 |  | -527.2939 | #DIV/0! | #DIV/0! | 50.5 | 2.2785 | #DIV/0! | 1 | #DIV/0! | #DIV/0! |  |  | 1
0 | 0 | 0 | 0 |  | 1 | 15:12 | 69.02 |  | 502.698 | 0 | 0 | 50.2194 | 50.2194 | -7.1054e-14 | 0 | 0 |  | -527.2939 | #DIV/0! | #DIV/0! | 50.5 | 2.2785 | #DIV/0! | 1 | #DIV/0! | #DIV/0! |  |  | 1
0 | 0 | 0 | 0 |  | 1 | 15:12 | 69.04 |  | 502.6972 | 0 | 0 | 50.2194 | 50.2194 | -7.1054e-14 | 0 | 0 |  | -527.2939 | #DIV/0! | #DIV/0! | 50.5 | 2.2785 | #DIV/0! | 1 | #DIV/0! | #DIV/0! |  |  | 1
0 | 0 | 0 | 0 |  | 1 | 15:12 | 69.06 |  | 502.6964 | 0 | 0 | 50.2194 | 50.2194 | -7.1054e-14 | 0 | 0 |  | -527.2939 | #DIV/0! | #DIV/0! | 50.5 | 2.2785 | #DIV/0! | 1 | #DIV/0! | #DIV/0! |  |  | 1
0 | 0 | 0 | 0 |  | 1 | 15:12 | 69.08 |  | 502.6956 | 0 | 0 | 50.2194 | 50.2194 | -7.1054e-14 | 0 | 0 |  | -527.2939 | #DIV/0! | #DIV/0! | 50.5 | 2.2785 | #DIV/0! | 1 | #DIV/0! | #DIV/0! |  |  | 1
0 | 0 | 0 | 0 |  | 1 | 15:12 | 69.1 |  | 502.6949 | 0 | 0 | 50.2194 | 50.2194 | -7.1054e-14 | 0 | 0 |  | -527.2939 | #DIV/0! | #DIV/0! | 50.5 | 2.2785 | #DIV/0! | 1 | #DIV/0! | #DIV/0! |  |  | 1
0 | 0 | 0 | 0 |  | 1 | 15:12 | 69.12 |  | 502.6941 | 0 | 0 | 50.2194 | 50.2194 | -7.1054e-14 | 0 | 0 |  | -527.2939 | #DIV/0! | #DIV/0! | 50.5 | 2.2785 | #DIV/0! | 1 | #DIV/0! | #DIV/0! |  |  | 1
0 | 0 | 0 | 0 |  | 1 | 15:12 | 69.14 |  | 502.6933 | 0 | 0 | 50.2194 | 50.2194 | -7.1054e-14 | 0 | 0 |  | -527.2939 | #DIV/0! | #DIV/0! | 50.5 | 2.2785 | #DIV/0! | 1 | #DIV/0! | #DIV/0! |  |  | 1
0 | 0 | 0 | 0 |  | 1 | 15:12 | 69.16 |  | 502.6925 | 0 | 0 | 50.2194 | 50.2194 | -7.1054e-14 | 0 | 0 |  | -527.2939 | #DIV/0! | #DIV/0! | 50.5 | 2.2785 | #DIV/0! | 1 | #DIV/0! | #DIV/0! |  |  | 1
0 | 0 | 0 | 0 |  | 1 | 15:12 | 69.18 |  | 502.6917 | 0 | 0 | 50.2194 | 50.2194 | -7.1054e-14 | 0 | 0 |  | -527.2939 | #DIV/0! | #DIV/0! | 50.5 | 2.2785 | #DIV/0! | 1 | #DIV/0! | #DIV/0! |  |  | 1
0 | 0 | 0 | 0 |  | 1 | 15:12 | 69.2 |  | 502.691 | 0 | 0 | 50.2194 | 50.2194 | -7.1054e-14 | 0 | 0 |  | -527.2939 | #DIV/0! | #DIV/0! | 50.5 | 2.2785 | #DIV/0! | 1 | #DIV/0! | #DIV/0! |  |  | 1
0 | 0 | 0 | 0 |  | 1 | 15:12 | 69.22 |  | 502.6902 | 0 | 0 | 50.2194 | 50.2194 | -7.1054e-14 | 0 | 0 |  | -527.2939 | #DIV/0! | #DIV/0! | 50.5 | 2.2785 | #DIV/0! | 1 | #DIV/0! | #DIV/0! |  |  | 1
0 | 0 | 0 | 0 |  | 1 | 15:12 | 69.24 |  | 502.6894 | 0 | 0 | 50.2194 | 50.2194 | -7.1054e-14 | 0 | 0 |  | -527.2939 | #DIV/0! | #DIV/0! | 50.5 | 2.2785 | #DIV/0! | 1 | #DIV/0! | #DIV/0! |  |  | 1
0 | 0 | 0 | 0 |  | 1 | 15:12 | 69.26 |  | 502.6886 | 0 | 0 | 50.2194 | 50.2194 | -7.1054e-14 | 0 | 0 |  | -527.2939 | #DIV/0! | #DIV/0! | 50.5 | 2.2785 | #DIV/0! | 1 | #DIV/0! | #DIV/0! |  |  | 1
0 | 0 | 0 | 0 |  | 1 | 15:12 | 69.28 |  | 502.6878 | 0 | 0 | 50.2194 | 50.2194 | -7.1054e-14 | 0 | 0 |  | -527.2939 | #DIV/0! | #DIV/0! | 50.5 | 2.2785 | #DIV/0! | 1 | #DIV/0! | #DIV/0! |  |  | 1
0 | 0 | 0 | 0 |  | 1 | 15:12 | 69.3 |  | 502.6871 | 0 | 0 | 50.2194 | 50.2194 | -7.1054e-14 | 0 | 0 |  | -527.2939 | #DIV/0! | #DIV/0! | 50.5 | 2.2785 | #DIV/0! | 1 | #DIV/0! | #DIV/0! |  |  | 1
0 | 0 | 0 | 0 |  | 1 | 15:12 | 69.32 |  | 502.6863 | 0 | 0 | 50.2194 | 50.2194 | -7.1054e-14 | 0 | 0 |  | -527.2939 | #DIV/0! | #DIV/0! | 50.5 | 2.2785 | #DIV/0! | 1 | #DIV/0! | #DIV/0! |  |  | 1
0 | 0 | 0 | 0 |  | 1 | 15:12 | 69.34 |  | 502.6855 | 0 | 0 | 50.2194 | 50.2194 | -7.1054e-14 | 0 | 0 |  | -527.2939 | #DIV/0! | #DIV/0! | 50.5 | 2.2785 | #DIV/0! | 1 | #DIV/0! | #DIV/0! |  |  | 1
0 | 0 | 0 | 0 |  | 1 | 15:12 | 69.36 |  | 502.6847 | 0 | 0 | 50.2194 | 50.2194 | -7.1054e-14 | 0 | 0 |  | -527.2939 | #DIV/0! | #DIV/0! | 50.5 | 2.2785 | #DIV/0! | 1 | #DIV/0! | #DIV/0! |  |  | 1
0 | 0 | 0 | 0 |  | 1 | 15:12 | 69.38 |  | 502.6839 | 0 | 0 | 50.2194 | 50.2194 | -7.1054e-14 | 0 | 0 |  | -527.2939 | #DIV/0! | #DIV/0! | 50.5 | 2.2785 | #DIV/0! | 1 | #DIV/0! | #DIV/0! |  |  | 1
0 | 0 | 0 | 0 |  | 1 | 15:12 | 69.4 |  | 502.6832 | 0 | 0 | 50.2194 | 50.2194 | -7.1054e-14 | 0 | 0 |  | -527.2939 | #DIV/0! | #DIV/0! | 50.5 | 2.2785 | #DIV/0! | 1 | #DIV/0! | #DIV/0! |  |  | 1
0 | 0 | 0 | 0 |  | 1 | 15:12 | 69.42 |  | 502.6824 | 0 | 0 | 50.2194 | 50.2194 | -7.1054e-14 | 0 | 0 |  | -527.2939 | #DIV/0! | #DIV/0! | 50.5 | 2.2785 | #DIV/0! | 1 | #DIV/0! | #DIV/0! |  |  | 1
0 | 0 | 0 | 0 |  | 1 | 15:12 | 69.44 |  | 502.6816 | 0 | 0 | 50.2194 | 50.2194 | -7.1054e-14 | 0 | 0 |  | -527.2939 | #DIV/0! | #DIV/0! | 50.5 | 2.2785 | #DIV/0! | 1 | #DIV/0! | #DIV/0! |  |  | 1
0 | 0 | 0 | 0 |  | 1 | 15:12 | 69.46 |  | 502.6808 | 0 | 0 | 50.2194 | 50.2194 | -7.1054e-14 | 0 | 0 |  | -527.2939 | #DIV/0! | #DIV/0! | 50.5 | 2.2785 | #DIV/0! | 1 | #DIV/0! | #DIV/0! |  |  | 1
0 | 0 | 0 | 0 |  | 1 | 15:12 | 69.48 |  | 502.68 | 0 | 0 | 50.2194 | 50.2194 | -7.1054e-14 | 0 | 0 |  | -527.2939 | #DIV/0! | #DIV/0! | 50.5 | 2.2785 | #DIV/0! | 1 | #DIV/0! | #DIV/0! |  |  | 1
0 | 0 | 0 | 0 |  | 1 | 15:12 | 69.5 |  | 502.6793 | 0 | 0 | 50.2194 | 50.2194 | -7.1054e-14 | 0 | 0 |  | -527.2939 | #DIV/0! | #DIV/0! | 50.5 | 2.2785 | #DIV/0! | 1 | #DIV/0! | #DIV/0! |  |  | 1
0 | 0 | 0 | 0 |  | 1 | 15:12 | 69.52 |  | 502.6785 | 0 | 0 | 50.2194 | 50.2194 | -7.1054e-14 | 0 | 0 |  | -527.2939 | #DIV/0! | #DIV/0! | 50.5 | 2.2785 | #DIV/0! | 1 | #DIV/0! | #DIV/0! |  |  | 1
0 | 0 | 0 | 0 |  | 1 | 15:12 | 69.54 |  | 502.6777 | 0 | 0 | 50.2194 | 50.2194 | -7.1054e-14 | 0 | 0 |  | -527.2939 | #DIV/0! | #DIV/0! | 50.5 | 2.2785 | #DIV/0! | 1 | #DIV/0! | #DIV/0! |  |  | 1
0 | 0 | 0 | 0 |  | 1 | 15:12 | 69.56 |  | 502.6769 | 0 | 0 | 50.2194 | 50.2194 | -7.1054e-14 | 0 | 0 |  | -527.2939 | #DIV/0! | #DIV/0! | 50.5 | 2.2785 | #DIV/0! | 1 | #DIV/0! | #DIV/0! |  |  | 1
0 | 0 | 0 | 0 |  | 1 | 15:12 | 69.58 |  | 502.6761 | 0 | 0 | 50.2194 | 50.2194 | -7.1054e-14 | 0 | 0 |  | -527.2939 | #DIV/0! | #DIV/0! | 50.5 | 2.2785 | #DIV/0! | 1 | #DIV/0! | #DIV/0! |  |  | 1
0 | 0 | 0 | 0 |  | 1 | 15:12 | 69.6 |  | 502.6754 | 0 | 0 | 50.2194 | 50.2194 | -7.1054e-14 | 0 | 0 |  | -527.2939 | #DIV/0! | #DIV/0! | 50.5 | 2.2785 | #DIV/0! | 1 | #DIV/0! | #DIV/0! |  |  | 1
0 | 0 | 0 | 0 |  | 1 | 15:12 | 69.62 |  | 502.6746 | 0 | 0 | 50.2194 | 50.2194 | -7.1054e-14 | 0 | 0 |  | -527.2939 | #DIV/0! | #DIV/0! | 50.5 | 2.2785 | #DIV/0! | 1 | #DIV/0! | #DIV/0! |  |  | 1
0 | 0 | 0 | 0 |  | 1 | 15:12 | 69.64 |  | 502.6738 | 0 | 0 | 50.2194 | 50.2194 | -7.1054e-14 | 0 | 0 |  | -527.2939 | #DIV/0! | #DIV/0! | 50.5 | 2.2785 | #DIV/0! | 1 | #DIV/0! | #DIV/0! |  |  | 1
0 | 0 | 0 | 0 |  | 1 | 15:12 | 69.66 |  | 502.673 | 0 | 0 | 50.2194 | 50.2194 | -7.1054e-14 | 0 | 0 |  | -527.2939 | #DIV/0! | #DIV/0! | 50.5 | 2.2785 | #DIV/0! | 1 | #DIV/0! | #DIV/0! |  |  | 1
0 | 0 | 0 | 0 |  | 1 | 15:12 | 69.68 |  | 502.6722 | 0 | 0 | 50.2194 | 50.2194 | -7.1054e-14 | 0 | 0 |  | -527.2939 | #DIV/0! | #DIV/0! | 50.5 | 2.2785 | #DIV/0! | 1 | #DIV/0! | #DIV/0! |  |  | 1
0 | 0 | 0 | 0 |  | 1 | 15:12 | 69.7 |  | 502.6715 | 0 | 0 | 50.2194 | 50.2194 | -7.1054e-14 | 0 | 0 |  | -527.2939 | #DIV/0! | #DIV/0! | 50.5 | 2.2785 | #DIV/0! | 1 | #DIV/0! | #DIV/0! |  |  | 1
0 | 0 | 0 | 0 |  | 1 | 15:12 | 69.72 |  | 502.6707 | 0 | 0 | 50.2194 | 50.2194 | -7.1054e-14 | 0 | 0 |  | -527.2939 | #DIV/0! | #DIV/0! | 50.5 | 2.2785 | #DIV/0! | 1 | #DIV/0! | #DIV/0! |  |  | 1
0 | 0 | 0 | 0 |  | 1 | 15:12 | 69.74 |  | 502.6699 | 0 | 0 | 50.2194 | 50.2194 | -7.1054e-14 | 0 | 0 |  | -527.2939 | #DIV/0! | #DIV/0! | 50.5 | 2.2785 | #DIV/0! | 1 | #DIV/0! | #DIV/0! |  |  | 1
0 | 0 | 0 | 0 |  | 1 | 15:12 | 69.76 |  | 502.6691 | 0 | 0 | 50.2194 | 50.2194 | -7.1054e-14 | 0 | 0 |  | -527.2939 | #DIV/0! | #DIV/0! | 50.5 | 2.2785 | #DIV/0! | 1 | #DIV/0! | #DIV/0! |  |  | 1
0 | 0 | 0 | 0 |  | 1 | 15:12 | 69.78 |  | 502.6683 | 0 | 0 | 50.2194 | 50.2194 | -7.1054e-14 | 0 | 0 |  | -527.2939 | #DIV/0! | #DIV/0! | 50.5 | 2.2785 | #DIV/0! | 1 | #DIV/0! | #DIV/0! |  |  | 1
0 | 0 | 0 | 0 |  | 1 | 15:12 | 69.8 |  | 502.6676 | 0 | 0 | 50.2194 | 50.2194 | -7.1054e-14 | 0 | 0 |  | -527.2939 | #DIV/0! | #DIV/0! | 50.5 | 2.2785 | #DIV/0! | 1 | #DIV/0! | #DIV/0! |  |  | 1
0 | 0 | 0 | 0 |  | 1 | 15:12 | 69.82 |  | 502.6668 | 0 | 0 | 50.2194 | 50.2194 | -7.1054e-14 | 0 | 0 |  | -527.2939 | #DIV/0! | #DIV/0! | 50.5 | 2.2785 | #DIV/0! | 1 | #DIV/0! | #DIV/0! |  |  | 1
0 | 0 | 0 | 0 |  | 1 | 15:12 | 69.84 |  | 502.666 | 0 | 0 | 50.2194 | 50.2194 | -7.1054e-14 | 0 | 0 |  | -527.2939 | #DIV/0! | #DIV/0! | 50.5 | 2.2785 | #DIV/0! | 1 | #DIV/0! | #DIV/0! |  |  | 1
0 | 0 | 0 | 0 |  | 1 | 15:12 | 69.86 |  | 502.6652 | 0 | 0 | 50.2194 | 50.2194 | -7.1054e-14 | 0 | 0 |  | -527.2939 | #DIV/0! | #DIV/0! | 50.5 | 2.2785 | #DIV/0! | 1 | #DIV/0! | #DIV/0! |  |  | 1
0 | 0 | 0 | 0 |  | 1 | 15:12 | 69.88 |  | 502.6644 | 0 | 0 | 50.2194 | 50.2194 | -7.1054e-14 | 0 | 0 |  | -527.2939 | #DIV/0! | #DIV/0! | 50.5 | 2.2785 | #DIV/0! | 1 | #DIV/0! | #DIV/0! |  |  | 1
0 | 0 | 0 | 0 |  | 1 | 15:12 | 69.9 |  | 502.6637 | 0 | 0 | 50.2194 | 50.2194 | -7.1054e-14 | 0 | 0 |  | -527.2939 | #DIV/0! | #DIV/0! | 50.5 | 2.2785 | #DIV/0! | 1 | #DIV/0! | #DIV/0! |  |  | 1
0 | 0 | 0 | 0 |  | 1 | 15:12 | 69.92 |  | 502.6629 | 0 | 0 | 50.2194 | 50.2194 | -7.1054e-14 | 0 | 0 |  | -527.2939 | #DIV/0! | #DIV/0! | 50.5 | 2.2785 | #DIV/0! | 1 | #DIV/0! | #DIV/0! |  |  | 1
0 | 0 | 0 | 0 |  | 1 | 15:12 | 69.94 |  | 502.6621 | 0 | 0 | 50.2194 | 50.2194 | -7.1054e-14 | 0 | 0 |  | -527.2939 | #DIV/0! | #DIV/0! | 50.5 | 2.2785 | #DIV/0! | 1 | #DIV/0! | #DIV/0! |  |  | 1
0 | 0 | 0 | 0 |  | 1 | 15:12 | 69.96 |  | 502.6613 | 0 | 0 | 50.2194 | 50.2194 | -7.1054e-14 | 0 | 0 |  | -527.2939 | #DIV/0! | #DIV/0! | 50.5 | 2.2785 | #DIV/0! | 1 | #DIV/0! | #DIV/0! |  |  | 1
0 | 0 | 0 | 0 |  | 1 | 15:12 | 69.98 |  | 502.6605 | 0 | 0 | 50.2194 | 50.2194 | -7.1054e-14 | 0 | 0 |  | -527.2939 | #DIV/0! | #DIV/0! | 50.5 | 2.2785 | #DIV/0! | 1 | #DIV/0! | #DIV/0! |  |  | 1
0 | 0 | 0 | 0 |  | 1 | 15:12 | 70 |  | 502.6598 | 0 | 0 | 50.2194 | 50.2194 | -7.1054e-14 | 0 | 0 |  | -527.2939 | #DIV/0! | #DIV/0! | 50.5 | 2.2785 | #DIV/0! | 1 | #DIV/0! | #DIV/0! |  |  | 1
0 | 0 | 0 | 0 |  | 1 | 15:12 | 70.02 |  | 502.659 | 0 | 0 | 50.2194 | 50.2194 | -7.1054e-14 | 0 | 0 |  | -527.2939 | #DIV/0! | #DIV/0! | 50.5 | 2.2785 | #DIV/0! | 1 | #DIV/0! | #DIV/0! |  |  | 1
0 | 0 | 0 | 0 |  | 1 | 15:12 | 70.04 |  | 502.6582 | 0 | 0 | 50.2194 | 50.2194 | -7.1054e-14 | 0 | 0 |  | -527.2939 | #DIV/0! | #DIV/0! | 50.5 | 2.2785 | #DIV/0! | 1 | #DIV/0! | #DIV/0! |  |  | 1
0 | 0 | 0 | 0 |  | 1 | 15:12 | 70.06 |  | 502.6574 | 0 | 0 | 50.2194 | 50.2194 | -7.1054e-14 | 0 | 0 |  | -527.2939 | #DIV/0! | #DIV/0! | 50.5 | 2.2785 | #DIV/0! | 1 | #DIV/0! | #DIV/0! |  |  | 1
0 | 0 | 0 | 0 |  | 1 | 15:12 | 70.08 |  | 502.6566 | 0 | 0 | 50.2194 | 50.2194 | -7.1054e-14 | 0 | 0 |  | -527.2939 | #DIV/0! | #DIV/0! | 50.5 | 2.2785 | #DIV/0! | 1 | #DIV/0! | #DIV/0! |  |  | 1
0 | 0 | 0 | 0 |  | 1 | 15:12 | 70.1 |  | 502.6559 | 0 | 0 | 50.2194 | 50.2194 | -7.1054e-14 | 0 | 0 |  | -527.2939 | #DIV/0! | #DIV/0! | 50.5 | 2.2785 | #DIV/0! | 1 | #DIV/0! | #DIV/0! |  |  | 1
0 | 0 | 0 | 0 |  | 1 | 15:12 | 70.12 |  | 502.6551 | 0 | 0 | 50.2194 | 50.2194 | -7.1054e-14 | 0 | 0 |  | -527.2939 | #DIV/0! | #DIV/0! | 50.5 | 2.2785 | #DIV/0! | 1 | #DIV/0! | #DIV/0! |  |  | 1
0 | 0 | 0 | 0 |  | 1 | 15:12 | 70.14 |  | 502.6543 | 0 | 0 | 50.2194 | 50.2194 | -7.1054e-14 | 0 | 0 |  | -527.2939 | #DIV/0! | #DIV/0! | 50.5 | 2.2785 | #DIV/0! | 1 | #DIV/0! | #DIV/0! |  |  | 1
0 | 0 | 0 | 0 |  | 1 | 15:12 | 70.16 |  | 502.6535 | 0 | 0 | 50.2194 | 50.2194 | -7.1054e-14 | 0 | 0 |  | -527.2939 | #DIV/0! | #DIV/0! | 50.5 | 2.2785 | #DIV/0! | 1 | #DIV/0! | #DIV/0! |  |  | 1
0 | 0 | 0 | 0 |  | 1 | 15:12 | 70.18 |  | 502.6527 | 0 | 0 | 50.2194 | 50.2194 | -7.1054e-14 | 0 | 0 |  | -527.2939 | #DIV/0! | #DIV/0! | 50.5 | 2.2785 | #DIV/0! | 1 | #DIV/0! | #DIV/0! |  |  | 1
0 | 0 | 0 | 0 |  | 1 | 15:12 | 70.2 |  | 502.652 | 0 | 0 | 50.2194 | 50.2194 | -7.1054e-14 | 0 | 0 |  | -527.2939 | #DIV/0! | #DIV/0! | 50.5 | 2.2785 | #DIV/0! | 1 | #DIV/0! | #DIV/0! |  |  | 1
0 | 0 | 0 | 0 |  | 1 | 15:12 | 70.22 |  | 502.6512 | 0 | 0 | 50.2194 | 50.2194 | -7.1054e-14 | 0 | 0 |  | -527.2939 | #DIV/0! | #DIV/0! | 50.5 | 2.2785 | #DIV/0! | 1 | #DIV/0! | #DIV/0! |  |  | 1
0 | 0 | 0 | 0 |  | 1 | 15:12 | 70.24 |  | 502.6504 | 0 | 0 | 50.2194 | 50.2194 | -7.1054e-14 | 0 | 0 |  | -527.2939 | #DIV/0! | #DIV/0! | 50.5 | 2.2785 | #DIV/0! | 1 | #DIV/0! | #DIV/0! |  |  | 1
0 | 0 | 0 | 0 |  | 1 | 15:12 | 70.26 |  | 502.6496 | 0 | 0 | 50.2194 | 50.2194 | -7.1054e-14 | 0 | 0 |  | -527.2939 | #DIV/0! | #DIV/0! | 50.5 | 2.2785 | #DIV/0! | 1 | #DIV/0! | #DIV/0! |  |  | 1
0 | 0 | 0 | 0 |  | 1 | 15:12 | 70.28 |  | 502.6488 | 0 | 0 | 50.2194 | 50.2194 | -7.1054e-14 | 0 | 0 |  | -527.2939 | #DIV/0! | #DIV/0! | 50.5 | 2.2785 | #DIV/0! | 1 | #DIV/0! | #DIV/0! |  |  | 1
0 | 0 | 0 | 0 |  | 1 | 15:12 | 70.3 |  | 502.6481 | 0 | 0 | 50.2194 | 50.2194 | -7.1054e-14 | 0 | 0 |  | -527.2939 | #DIV/0! | #DIV/0! | 50.5 | 2.2785 | #DIV/0! | 1 | #DIV/0! | #DIV/0! |  |  | 1
0 | 0 | 0 | 0 |  | 1 | 15:12 | 70.32 |  | 502.6473 | 0 | 0 | 50.2194 | 50.2194 | -7.1054e-14 | 0 | 0 |  | -527.2939 | #DIV/0! | #DIV/0! | 50.5 | 2.2785 | #DIV/0! | 1 | #DIV/0! | #DIV/0! |  |  | 1
0 | 0 | 0 | 0 |  | 1 | 15:12 | 70.34 |  | 502.6465 | 0 | 0 | 50.2194 | 50.2194 | -7.1054e-14 | 0 | 0 |  | -527.2939 | #DIV/0! | #DIV/0! | 50.5 | 2.2785 | #DIV/0! | 1 | #DIV/0! | #DIV/0! |  |  | 1
0 | 0 | 0 | 0 |  | 1 | 15:12 | 70.36 |  | 502.6457 | 0 | 0 | 50.2194 | 50.2194 | -7.1054e-14 | 0 | 0 |  | -527.2939 | #DIV/0! | #DIV/0! | 50.5 | 2.2785 | #DIV/0! | 1 | #DIV/0! | #DIV/0! |  |  | 1
0 | 0 | 0 | 0 |  | 1 | 15:12 | 70.38 |  | 502.6449 | 0 | 0 | 50.2194 | 50.2194 | -7.1054e-14 | 0 | 0 |  | -527.2939 | #DIV/0! | #DIV/0! | 50.5 | 2.2785 | #DIV/0! | 1 | #DIV/0! | #DIV/0! |  |  | 1
0 | 0 | 0 | 0 |  | 1 | 15:12 | 70.4 |  | 502.6442 | 0 | 0 | 50.2194 | 50.2194 | -7.1054e-14 | 0 | 0 |  | -527.2939 | #DIV/0! | #DIV/0! | 50.5 | 2.2785 | #DIV/0! | 1 | #DIV/0! | #DIV/0! |  |  | 1
0 | 0 | 0 | 0 |  | 1 | 15:12 | 70.42 |  | 502.6434 | 0 | 0 | 50.2194 | 50.2194 | -7.1054e-14 | 0 | 0 |  | -527.2939 | #DIV/0! | #DIV/0! | 50.5 | 2.2785 | #DIV/0! | 1 | #DIV/0! | #DIV/0! |  |  | 1
0 | 0 | 0 | 0 |  | 1 | 15:12 | 70.44 |  | 502.6426 | 0 | 0 | 50.2194 | 50.2194 | -7.1054e-14 | 0 | 0 |  | -527.2939 | #DIV/0! | #DIV/0! | 50.5 | 2.2785 | #DIV/0! | 1 | #DIV/0! | #DIV/0! |  |  | 1
0 | 0 | 0 | 0 |  | 1 | 15:12 | 70.46 |  | 502.6418 | 0 | 0 | 50.2194 | 50.2194 | -7.1054e-14 | 0 | 0 |  | -527.2939 | #DIV/0! | #DIV/0! | 50.5 | 2.2785 | #DIV/0! | 1 | #DIV/0! | #DIV/0! |  |  | 1
0 | 0 | 0 | 0 |  | 1 | 15:12 | 70.48 |  | 502.641 | 0 | 0 | 50.2194 | 50.2194 | -7.1054e-14 | 0 | 0 |  | -527.2939 | #DIV/0! | #DIV/0! | 50.5 | 2.2785 | #DIV/0! | 1 | #DIV/0! | #DIV/0! |  |  | 1
0 | 0 | 0 | 0 |  | 1 | 15:12 | 70.5 |  | 502.6403 | 0 | 0 | 50.2194 | 50.2194 | -7.1054e-14 | 0 | 0 |  | -527.2939 | #DIV/0! | #DIV/0! | 50.5 | 2.2785 | #DIV/0! | 1 | #DIV/0! | #DIV/0! |  |  | 1
0 | 0 | 0 | 0 |  | 1 | 15:12 | 70.52 |  | 502.6395 | 0 | 0 | 50.2194 | 50.2194 | -7.1054e-14 | 0 | 0 |  | -527.2939 | #DIV/0! | #DIV/0! | 50.5 | 2.2785 | #DIV/0! | 1 | #DIV/0! | #DIV/0! |  |  | 1
0 | 0 | 0 | 0 |  | 1 | 15:12 | 70.54 |  | 502.6387 | 0 | 0 | 50.2194 | 50.2194 | -7.1054e-14 | 0 | 0 |  | -527.2939 | #DIV/0! | #DIV/0! | 50.5 | 2.2785 | #DIV/0! | 1 | #DIV/0! | #DIV/0! |  |  | 1
0 | 0 | 0 | 0 |  | 1 | 15:12 | 70.56 |  | 502.6379 | 0 | 0 | 50.2194 | 50.2194 | -7.1054e-14 | 0 | 0 |  | -527.2939 | #DIV/0! | #DIV/0! | 50.5 | 2.2785 | #DIV/0! | 1 | #DIV/0! | #DIV/0! |  |  | 1
0 | 0 | 0 | 0 |  | 1 | 15:12 | 70.58 |  | 502.6371 | 0 | 0 | 50.2194 | 50.2194 | -7.1054e-14 | 0 | 0 |  | -527.2939 | #DIV/0! | #DIV/0! | 50.5 | 2.2785 | #DIV/0! | 1 | #DIV/0! | #DIV/0! |  |  | 1
0 | 0 | 0 | 0 |  | 1 | 15:12 | 70.6 |  | 502.6364 | 0 | 0 | 50.2194 | 50.2194 | -7.1054e-14 | 0 | 0 |  | -527.2939 | #DIV/0! | #DIV/0! | 50.5 | 2.2785 | #DIV/0! | 1 | #DIV/0! | #DIV/0! |  |  | 1
0 | 0 | 0 | 0 |  | 1 | 15:12 | 70.62 |  | 502.6356 | 0 | 0 | 50.2194 | 50.2194 | -7.1054e-14 | 0 | 0 |  | -527.2939 | #DIV/0! | #DIV/0! | 50.5 | 2.2785 | #DIV/0! | 1 | #DIV/0! | #DIV/0! |  |  | 1
0 | 0 | 0 | 0 |  | 1 | 15:12 | 70.64 |  | 502.6348 | 0 | 0 | 50.2194 | 50.2194 | -7.1054e-14 | 0 | 0 |  | -527.2939 | #DIV/0! | #DIV/0! | 50.5 | 2.2785 | #DIV/0! | 1 | #DIV/0! | #DIV/0! |  |  | 1
0 | 0 | 0 | 0 |  | 1 | 15:12 | 70.66 |  | 502.634 | 0 | 0 | 50.2194 | 50.2194 | -7.1054e-14 | 0 | 0 |  | -527.2939 | #DIV/0! | #DIV/0! | 50.5 | 2.2785 | #DIV/0! | 1 | #DIV/0! | #DIV/0! |  |  | 1
0 | 0 | 0 | 0 |  | 1 | 15:12 | 70.68 |  | 502.6332 | 0 | 0 | 50.2194 | 50.2194 | -7.1054e-14 | 0 | 0 |  | -527.2939 | #DIV/0! | #DIV/0! | 50.5 | 2.2785 | #DIV/0! | 1 | #DIV/0! | #DIV/0! |  |  | 1
0 | 0 | 0 | 0 |  | 1 | 15:12 | 70.7 |  | 502.6325 | 0 | 0 | 50.2194 | 50.2194 | -7.1054e-14 | 0 | 0 |  | -527.2939 | #DIV/0! | #DIV/0! | 50.5 | 2.2785 | #DIV/0! | 1 | #DIV/0! | #DIV/0! |  |  | 1
0 | 0 | 0 | 0 |  | 1 | 15:12 | 70.72 |  | 502.6317 | 0 | 0 | 50.2194 | 50.2194 | -7.1054e-14 | 0 | 0 |  | -527.2939 | #DIV/0! | #DIV/0! | 50.5 | 2.2785 | #DIV/0! | 1 | #DIV/0! | #DIV/0! |  |  | 1
0 | 0 | 0 | 0 |  | 1 | 15:12 | 70.74 |  | 502.6309 | 0 | 0 | 50.2194 | 50.2194 | -7.1054e-14 | 0 | 0 |  | -527.2939 | #DIV/0! | #DIV/0! | 50.5 | 2.2785 | #DIV/0! | 1 | #DIV/0! | #DIV/0! |  |  | 1
0 | 0 | 0 | 0 |  | 1 | 15:12 | 70.76 |  | 502.6301 | 0 | 0 | 50.2194 | 50.2194 | -7.1054e-14 | 0 | 0 |  | -527.2939 | #DIV/0! | #DIV/0! | 50.5 | 2.2785 | #DIV/0! | 1 | #DIV/0! | #DIV/0! |  |  | 1
0 | 0 | 0 | 0 |  | 1 | 15:12 | 70.78 |  | 502.6293 | 0 | 0 | 50.2194 | 50.2194 | -7.1054e-14 | 0 | 0 |  | -527.2939 | #DIV/0! | #DIV/0! | 50.5 | 2.2785 | #DIV/0! | 1 | #DIV/0! | #DIV/0! |  |  | 1
0 | 0 | 0 | 0 |  | 1 | 15:12 | 70.8 |  | 502.6286 | 0 | 0 | 50.2194 | 50.2194 | -7.1054e-14 | 0 | 0 |  | -527.2939 | #DIV/0! | #DIV/0! | 50.5 | 2.2785 | #DIV/0! | 1 | #DIV/0! | #DIV/0! |  |  | 1
0 | 0 | 0 | 0 |  | 1 | 15:12 | 70.82 |  | 502.6278 | 0 | 0 | 50.2194 | 50.2194 | -7.1054e-14 | 0 | 0 |  | -527.2939 | #DIV/0! | #DIV/0! | 50.5 | 2.2785 | #DIV/0! | 1 | #DIV/0! | #DIV/0! |  |  | 1
0 | 0 | 0 | 0 |  | 1 | 15:12 | 70.84 |  | 502.627 | 0 | 0 | 50.2194 | 50.2194 | -7.1054e-14 | 0 | 0 |  | -527.2939 | #DIV/0! | #DIV/0! | 50.5 | 2.2785 | #DIV/0! | 1 | #DIV/0! | #DIV/0! |  |  | 1
0 | 0 | 0 | 0 |  | 1 | 15:12 | 70.86 |  | 502.6262 | 0 | 0 | 50.2194 | 50.2194 | -7.1054e-14 | 0 | 0 |  | -527.2939 | #DIV/0! | #DIV/0! | 50.5 | 2.2785 | #DIV/0! | 1 | #DIV/0! | #DIV/0! |  |  | 1
0 | 0 | 0 | 0 |  | 1 | 15:12 | 70.88 |  | 502.6254 | 0 | 0 | 50.2194 | 50.2194 | -7.1054e-14 | 0 | 0 |  | -527.2939 | #DIV/0! | #DIV/0! | 50.5 | 2.2785 | #DIV/0! | 1 | #DIV/0! | #DIV/0! |  |  | 1
0 | 0 | 0 | 0 |  | 1 | 15:12 | 70.9 |  | 502.6247 | 0 | 0 | 50.2194 | 50.2194 | -7.1054e-14 | 0 | 0 |  | -527.2939 | #DIV/0! | #DIV/0! | 50.5 | 2.2785 | #DIV/0! | 1 | #DIV/0! | #DIV/0! |  |  | 1
0 | 0 | 0 | 0 |  | 1 | 15:12 | 70.92 |  | 502.6239 | 0 | 0 | 50.2194 | 50.2194 | -7.1054e-14 | 0 | 0 |  | -527.2939 | #DIV/0! | #DIV/0! | 50.5 | 2.2785 | #DIV/0! | 1 | #DIV/0! | #DIV/0! |  |  | 1
0 | 0 | 0 | 0 |  | 1 | 15:12 | 70.94 |  | 502.6231 | 0 | 0 | 50.2194 | 50.2194 | -7.1054e-14 | 0 | 0 |  | -527.2939 | #DIV/0! | #DIV/0! | 50.5 | 2.2785 | #DIV/0! | 1 | #DIV/0! | #DIV/0! |  |  | 1
0 | 0 | 0 | 0 |  | 1 | 15:12 | 70.96 |  | 502.6223 | 0 | 0 | 50.2194 | 50.2194 | -7.1054e-14 | 0 | 0 |  | -527.2939 | #DIV/0! | #DIV/0! | 50.5 | 2.2785 | #DIV/0! | 1 | #DIV/0! | #DIV/0! |  |  | 1
0 | 0 | 0 | 0 |  | 1 | 15:12 | 70.98 |  | 502.6215 | 0 | 0 | 50.2194 | 50.2194 | -7.1054e-14 | 0 | 0 |  | -527.2939 | #DIV/0! | #DIV/0! | 50.5 | 2.2785 | #DIV/0! | 1 | #DIV/0! | #DIV/0! |  |  | 1
0 | 0 | 0 | 0 |  | 1 | 15:12 | 71 |  | 502.6208 | 0 | 0 | 50.2194 | 50.2194 | -7.1054e-14 | 0 | 0 |  | -527.2939 | #DIV/0! | #DIV/0! | 50.5 | 2.2785 | #DIV/0! | 1 | #DIV/0! | #DIV/0! |  |  | 1
0 | 0 | 0 | 0 |  | 1 | 15:12 | 71.02 |  | 502.62 | 0 | 0 | 50.2194 | 50.2194 | -7.1054e-14 | 0 | 0 |  | -527.2939 | #DIV/0! | #DIV/0! | 50.5 | 2.2785 | #DIV/0! | 1 | #DIV/0! | #DIV/0! |  |  | 1
0 | 0 | 0 | 0 |  | 1 | 15:12 | 71.04 |  | 502.6192 | 0 | 0 | 50.2194 | 50.2194 | -7.1054e-14 | 0 | 0 |  | -527.2939 | #DIV/0! | #DIV/0! | 50.5 | 2.2785 | #DIV/0! | 1 | #DIV/0! | #DIV/0! |  |  | 1
0 | 0 | 0 | 0 |  | 1 | 15:12 | 71.06 |  | 502.6184 | 0 | 0 | 50.2194 | 50.2194 | -7.1054e-14 | 0 | 0 |  | -527.2939 | #DIV/0! | #DIV/0! | 50.5 | 2.2785 | #DIV/0! | 1 | #DIV/0! | #DIV/0! |  |  | 1
0 | 0 | 0 | 0 |  | 1 | 15:12 | 71.08 |  | 502.6176 | 0 | 0 | 50.2194 | 50.2194 | -7.1054e-14 | 0 | 0 |  | -527.2939 | #DIV/0! | #DIV/0! | 50.5 | 2.2785 | #DIV/0! | 1 | #DIV/0! | #DIV/0! |  |  | 1
0 | 0 | 0 | 0 |  | 1 | 15:12 | 71.1 |  | 502.6169 | 0 | 0 | 50.2194 | 50.2194 | -7.1054e-14 | 0 | 0 |  | -527.2939 | #DIV/0! | #DIV/0! | 50.5 | 2.2785 | #DIV/0! | 1 | #DIV/0! | #DIV/0! |  |  | 1
0 | 0 | 0 | 0 |  | 1 | 15:12 | 71.12 |  | 502.6161 | 0 | 0 | 50.2194 | 50.2194 | -7.1054e-14 | 0 | 0 |  | -527.2939 | #DIV/0! | #DIV/0! | 50.5 | 2.2785 | #DIV/0! | 1 | #DIV/0! | #DIV/0! |  |  | 1
0 | 0 | 0 | 0 |  | 1 | 15:12 | 71.14 |  | 502.6153 | 0 | 0 | 50.2194 | 50.2194 | -7.1054e-14 | 0 | 0 |  | -527.2939 | #DIV/0! | #DIV/0! | 50.5 | 2.2785 | #DIV/0! | 1 | #DIV/0! | #DIV/0! |  |  | 1
0 | 0 | 0 | 0 |  | 1 | 15:12 | 71.16 |  | 502.6145 | 0 | 0 | 50.2194 | 50.2194 | -7.1054e-14 | 0 | 0 |  | -527.2939 | #DIV/0! | #DIV/0! | 50.5 | 2.2785 | #DIV/0! | 1 | #DIV/0! | #DIV/0! |  |  | 1
0 | 0 | 0 | 0 |  | 1 | 15:12 | 71.18 |  | 502.6137 | 0 | 0 | 50.2194 | 50.2194 | -7.1054e-14 | 0 | 0 |  | -527.2939 | #DIV/0! | #DIV/0! | 50.5 | 2.2785 | #DIV/0! | 1 | #DIV/0! | #DIV/0! |  |  | 1
0 | 0 | 0 | 0 |  | 1 | 15:12 | 71.2 |  | 502.613 | 0 | 0 | 50.2194 | 50.2194 | -7.1054e-14 | 0 | 0 |  | -527.2939 | #DIV/0! | #DIV/0! | 50.5 | 2.2785 | #DIV/0! | 1 | #DIV/0! | #DIV/0! |  |  | 1
0 | 0 | 0 | 0 |  | 1 | 15:12 | 71.22 |  | 502.6122 | 0 | 0 | 50.2194 | 50.2194 | -7.1054e-14 | 0 | 0 |  | -527.2939 | #DIV/0! | #DIV/0! | 50.5 | 2.2785 | #DIV/0! | 1 | #DIV/0! | #DIV/0! |  |  | 1
0 | 0 | 0 | 0 |  | 1 | 15:12 | 71.24 |  | 502.6114 | 0 | 0 | 50.2194 | 50.2194 | -7.1054e-14 | 0 | 0 |  | -527.2939 | #DIV/0! | #DIV/0! | 50.5 | 2.2785 | #DIV/0! | 1 | #DIV/0! | #DIV/0! |  |  | 1
0 | 0 | 0 | 0 |  | 1 | 15:12 | 71.26 |  | 502.6106 | 0 | 0 | 50.2194 | 50.2194 | -7.1054e-14 | 0 | 0 |  | -527.2939 | #DIV/0! | #DIV/0! | 50.5 | 2.2785 | #DIV/0! | 1 | #DIV/0! | #DIV/0! |  |  | 1
0 | 0 | 0 | 0 |  | 1 | 15:12 | 71.28 |  | 502.6098 | 0 | 0 | 50.2194 | 50.2194 | -7.1054e-14 | 0 | 0 |  | -527.2939 | #DIV/0! | #DIV/0! | 50.5 | 2.2785 | #DIV/0! | 1 | #DIV/0! | #DIV/0! |  |  | 1
0 | 0 | 0 | 0 |  | 1 | 15:12 | 71.3 |  | 502.6091 | 0 | 0 | 50.2194 | 50.2194 | -7.1054e-14 | 0 | 0 |  | -527.2939 | #DIV/0! | #DIV/0! | 50.5 | 2.2785 | #DIV/0! | 1 | #DIV/0! | #DIV/0! |  |  | 1
0 | 0 | 0 | 0 |  | 1 | 15:12 | 71.32 |  | 502.6083 | 0 | 0 | 50.2194 | 50.2194 | -7.1054e-14 | 0 | 0 |  | -527.2939 | #DIV/0! | #DIV/0! | 50.5 | 2.2785 | #DIV/0! | 1 | #DIV/0! | #DIV/0! |  |  | 1
0 | 0 | 0 | 0 |  | 1 | 15:12 | 71.34 |  | 502.6075 | 0 | 0 | 50.2194 | 50.2194 | -7.1054e-14 | 0 | 0 |  | -527.2939 | #DIV/0! | #DIV/0! | 50.5 | 2.2785 | #DIV/0! | 1 | #DIV/0! | #DIV/0! |  |  | 1
0 | 0 | 0 | 0 |  | 1 | 15:12 | 71.36 |  | 502.6067 | 0 | 0 | 50.2194 | 50.2194 | -7.1054e-14 | 0 | 0 |  | -527.2939 | #DIV/0! | #DIV/0! | 50.5 | 2.2785 | #DIV/0! | 1 | #DIV/0! | #DIV/0! |  |  | 1
0 | 0 | 0 | 0 |  | 1 | 15:12 | 71.38 |  | 502.6059 | 0 | 0 | 50.2194 | 50.2194 | -7.1054e-14 | 0 | 0 |  | -527.2939 | #DIV/0! | #DIV/0! | 50.5 | 2.2785 | #DIV/0! | 1 | #DIV/0! | #DIV/0! |  |  | 1
0 | 0 | 0 | 0 |  | 1 | 15:12 | 71.4 |  | 502.6052 | 0 | 0 | 50.2194 | 50.2194 | -7.1054e-14 | 0 | 0 |  | -527.2939 | #DIV/0! | #DIV/0! | 50.5 | 2.2785 | #DIV/0! | 1 | #DIV/0! | #DIV/0! |  |  | 1
0 | 0 | 0 | 0 |  | 1 | 15:12 | 71.42 |  | 502.6044 | 0 | 0 | 50.2194 | 50.2194 | -7.1054e-14 | 0 | 0 |  | -527.2939 | #DIV/0! | #DIV/0! | 50.5 | 2.2785 | #DIV/0! | 1 | #DIV/0! | #DIV/0! |  |  | 1
0 | 0 | 0 | 0 |  | 1 | 15:12 | 71.44 |  | 502.6036 | 0 | 0 | 50.2194 | 50.2194 | -7.1054e-14 | 0 | 0 |  | -527.2939 | #DIV/0! | #DIV/0! | 50.5 | 2.2785 | #DIV/0! | 1 | #DIV/0! | #DIV/0! |  |  | 1
0 | 0 | 0 | 0 |  | 1 | 15:12 | 71.46 |  | 502.6028 | 0 | 0 | 50.2194 | 50.2194 | -7.1054e-14 | 0 | 0 |  | -527.2939 | #DIV/0! | #DIV/0! | 50.5 | 2.2785 | #DIV/0! | 1 | #DIV/0! | #DIV/0! |  |  | 1
0 | 0 | 0 | 0 |  | 1 | 15:12 | 71.48 |  | 502.602 | 0 | 0 | 50.2194 | 50.2194 | -7.1054e-14 | 0 | 0 |  | -527.2939 | #DIV/0! | #DIV/0! | 50.5 | 2.2785 | #DIV/0! | 1 | #DIV/0! | #DIV/0! |  |  | 1
0 | 0 | 0 | 0 |  | 1 | 15:12 | 71.5 |  | 502.6013 | 0 | 0 | 50.2194 | 50.2194 | -7.1054e-14 | 0 | 0 |  | -527.2939 | #DIV/0! | #DIV/0! | 50.5 | 2.2785 | #DIV/0! | 1 | #DIV/0! | #DIV/0! |  |  | 1
0 | 0 | 0 | 0 |  | 1 | 15:12 | 71.52 |  | 502.6005 | 0 | 0 | 50.2194 | 50.2194 | -7.1054e-14 | 0 | 0 |  | -527.2939 | #DIV/0! | #DIV/0! | 50.5 | 2.2785 | #DIV/0! | 1 | #DIV/0! | #DIV/0! |  |  | 1
0 | 0 | 0 | 0 |  | 1 | 15:12 | 71.54 |  | 502.5997 | 0 | 0 | 50.2194 | 50.2194 | -7.1054e-14 | 0 | 0 |  | -527.2939 | #DIV/0! | #DIV/0! | 50.5 | 2.2785 | #DIV/0! | 1 | #DIV/0! | #DIV/0! |  |  | 1
0 | 0 | 0 | 0 |  | 1 | 15:12 | 71.56 |  | 502.5989 | 0 | 0 | 50.2194 | 50.2194 | -7.1054e-14 | 0 | 0 |  | -527.2939 | #DIV/0! | #DIV/0! | 50.5 | 2.2785 | #DIV/0! | 1 | #DIV/0! | #DIV/0! |  |  | 1
0 | 0 | 0 | 0 |  | 1 | 15:12 | 71.58 |  | 502.5981 | 0 | 0 | 50.2194 | 50.2194 | -7.1054e-14 | 0 | 0 |  | -527.2939 | #DIV/0! | #DIV/0! | 50.5 | 2.2785 | #DIV/0! | 1 | #DIV/0! | #DIV/0! |  |  | 1
0 | 0 | 0 | 0 |  | 1 | 15:12 | 71.6 |  | 502.5974 | 0 | 0 | 50.2194 | 50.2194 | -7.1054e-14 | 0 | 0 |  | -527.2939 | #DIV/0! | #DIV/0! | 50.5 | 2.2785 | #DIV/0! | 1 | #DIV/0! | #DIV/0! |  |  | 1
0 | 0 | 0 | 0 |  | 1 | 15:12 | 71.62 |  | 502.5966 | 0 | 0 | 50.2194 | 50.2194 | -7.1054e-14 | 0 | 0 |  | -527.2939 | #DIV/0! | #DIV/0! | 50.5 | 2.2785 | #DIV/0! | 1 | #DIV/0! | #DIV/0! |  |  | 1
0 | 0 | 0 | 0 |  | 1 | 15:12 | 71.64 |  | 502.5958 | 0 | 0 | 50.2194 | 50.2194 | -7.1054e-14 | 0 | 0 |  | -527.2939 | #DIV/0! | #DIV/0! | 50.5 | 2.2785 | #DIV/0! | 1 | #DIV/0! | #DIV/0! |  |  | 1
0 | 0 | 0 | 0 |  | 1 | 15:12 | 71.66 |  | 502.595 | 0 | 0 | 50.2194 | 50.2194 | -7.1054e-14 | 0 | 0 |  | -527.2939 | #DIV/0! | #DIV/0! | 50.5 | 2.2785 | #DIV/0! | 1 | #DIV/0! | #DIV/0! |  |  | 1
0 | 0 | 0 | 0 |  | 1 | 15:12 | 71.68 |  | 502.5942 | 0 | 0 | 50.2194 | 50.2194 | -7.1054e-14 | 0 | 0 |  | -527.2939 | #DIV/0! | #DIV/0! | 50.5 | 2.2785 | #DIV/0! | 1 | #DIV/0! | #DIV/0! |  |  | 1
0 | 0 | 0 | 0 |  | 1 | 15:12 | 71.7 |  | 502.5935 | 0 | 0 | 50.2194 | 50.2194 | -7.1054e-14 | 0 | 0 |  | -527.2939 | #DIV/0! | #DIV/0! | 50.5 | 2.2785 | #DIV/0! | 1 | #DIV/0! | #DIV/0! |  |  | 1
0 | 0 | 0 | 0 |  | 1 | 15:12 | 71.72 |  | 502.5927 | 0 | 0 | 50.2194 | 50.2194 | -7.1054e-14 | 0 | 0 |  | -527.2939 | #DIV/0! | #DIV/0! | 50.5 | 2.2785 | #DIV/0! | 1 | #DIV/0! | #DIV/0! |  |  | 1
0 | 0 | 0 | 0 |  | 1 | 15:12 | 71.74 |  | 502.5919 | 0 | 0 | 50.2194 | 50.2194 | -7.1054e-14 | 0 | 0 |  | -527.2939 | #DIV/0! | #DIV/0! | 50.5 | 2.2785 | #DIV/0! | 1 | #DIV/0! | #DIV/0! |  |  | 1
0 | 0 | 0 | 0 |  | 1 | 15:12 | 71.76 |  | 502.5911 | 0 | 0 | 50.2194 | 50.2194 | -7.1054e-14 | 0 | 0 |  | -527.2939 | #DIV/0! | #DIV/0! | 50.5 | 2.2785 | #DIV/0! | 1 | #DIV/0! | #DIV/0! |  |  | 1
0 | 0 | 0 | 0 |  | 1 | 15:12 | 71.78 |  | 502.5903 | 0 | 0 | 50.2194 | 50.2194 | -7.1054e-14 | 0 | 0 |  | -527.2939 | #DIV/0! | #DIV/0! | 50.5 | 2.2785 | #DIV/0! | 1 | #DIV/0! | #DIV/0! |  |  | 1
0 | 0 | 0 | 0 |  | 1 | 15:12 | 71.8 |  | 502.5896 | 0 | 0 | 50.2194 | 50.2194 | -7.1054e-14 | 0 | 0 |  | -527.2939 | #DIV/0! | #DIV/0! | 50.5 | 2.2785 | #DIV/0! | 1 | #DIV/0! | #DIV/0! |  |  | 1
0 | 0 | 0 | 0 |  | 1 | 15:12 | 71.82 |  | 502.5888 | 0 | 0 | 50.2194 | 50.2194 | -7.1054e-14 | 0 | 0 |  | -527.2939 | #DIV/0! | #DIV/0! | 50.5 | 2.2785 | #DIV/0! | 1 | #DIV/0! | #DIV/0! |  |  | 1
0 | 0 | 0 | 0 |  | 1 | 15:12 | 71.84 |  | 502.588 | 0 | 0 | 50.2194 | 50.2194 | -7.1054e-14 | 0 | 0 |  | -527.2939 | #DIV/0! | #DIV/0! | 50.5 | 2.2785 | #DIV/0! | 1 | #DIV/0! | #DIV/0! |  |  | 1
0 | 0 | 0 | 0 |  | 1 | 15:12 | 71.86 |  | 502.5872 | 0 | 0 | 50.2194 | 50.2194 | -7.1054e-14 | 0 | 0 |  | -527.2939 | #DIV/0! | #DIV/0! | 50.5 | 2.2785 | #DIV/0! | 1 | #DIV/0! | #DIV/0! |  |  | 1
0 | 0 | 0 | 0 |  | 1 | 15:12 | 71.88 |  | 502.5864 | 0 | 0 | 50.2194 | 50.2194 | -7.1054e-14 | 0 | 0 |  | -527.2939 | #DIV/0! | #DIV/0! | 50.5 | 2.2785 | #DIV/0! | 1 | #DIV/0! | #DIV/0! |  |  | 1
0 | 0 | 0 | 0 |  | 1 | 15:12 | 71.9 |  | 502.5857 | 0 | 0 | 50.2194 | 50.2194 | -7.1054e-14 | 0 | 0 |  | -527.2939 | #DIV/0! | #DIV/0! | 50.5 | 2.2785 | #DIV/0! | 1 | #DIV/0! | #DIV/0! |  |  | 1
0 | 0 | 0 | 0 |  | 1 | 15:12 | 71.92 |  | 502.5849 | 0 | 0 | 50.2194 | 50.2194 | -7.1054e-14 | 0 | 0 |  | -527.2939 | #DIV/0! | #DIV/0! | 50.5 | 2.2785 | #DIV/0! | 1 | #DIV/0! | #DIV/0! |  |  | 1
0 | 0 | 0 | 0 |  | 1 | 15:12 | 71.94 |  | 502.5841 | 0 | 0 | 50.2194 | 50.2194 | -7.1054e-14 | 0 | 0 |  | -527.2939 | #DIV/0! | #DIV/0! | 50.5 | 2.2785 | #DIV/0! | 1 | #DIV/0! | #DIV/0! |  |  | 1
0 | 0 | 0 | 0 |  | 1 | 15:12 | 71.96 |  | 502.5833 | 0 | 0 | 50.2194 | 50.2194 | -7.1054e-14 | 0 | 0 |  | -527.2939 | #DIV/0! | #DIV/0! | 50.5 | 2.2785 | #DIV/0! | 1 | #DIV/0! | #DIV/0! |  |  | 1
0 | 0 | 0 | 0 |  | 1 | 15:12 | 71.98 |  | 502.5825 | 0 | 0 | 50.2194 | 50.2194 | -7.1054e-14 | 0 | 0 |  | -527.2939 | #DIV/0! | #DIV/0! | 50.5 | 2.2785 | #DIV/0! | 1 | #DIV/0! | #DIV/0! |  |  | 1
0 | 0 | 0 | 0 |  | 1 | 15:12 | 72 |  | 502.5818 | 0 | 0 | 50.2194 | 50.2194 | -7.1054e-14 | 0 | 0 |  | -527.2939 | #DIV/0! | #DIV/0! | 50.5 | 2.2785 | #DIV/0! | 1 | #DIV/0! | #DIV/0! |  |  | 1
0 | 0 | 0 | 0 |  | 1 | 15:12 | 72.02 |  | 502.581 | 0 | 0 | 50.2194 | 50.2194 | -7.1054e-14 | 0 | 0 |  | -527.2939 | #DIV/0! | #DIV/0! | 50.5 | 2.2785 | #DIV/0! | 1 | #DIV/0! | #DIV/0! |  |  | 1
0 | 0 | 0 | 0 |  | 1 | 15:12 | 72.04 |  | 502.5802 | 0 | 0 | 50.2194 | 50.2194 | -7.1054e-14 | 0 | 0 |  | -527.2939 | #DIV/0! | #DIV/0! | 50.5 | 2.2785 | #DIV/0! | 1 | #DIV/0! | #DIV/0! |  |  | 1
0 | 0 | 0 | 0 |  | 1 | 15:12 | 72.06 |  | 502.5794 | 0 | 0 | 50.2194 | 50.2194 | -7.1054e-14 | 0 | 0 |  | -527.2939 | #DIV/0! | #DIV/0! | 50.5 | 2.2785 | #DIV/0! | 1 | #DIV/0! | #DIV/0! |  |  | 1
0 | 0 | 0 | 0 |  | 1 | 15:12 | 72.08 |  | 502.5786 | 0 | 0 | 50.2194 | 50.2194 | -7.1054e-14 | 0 | 0 |  | -527.2939 | #DIV/0! | #DIV/0! | 50.5 | 2.2785 | #DIV/0! | 1 | #DIV/0! | #DIV/0! |  |  | 1
0 | 0 | 0 | 0 |  | 1 | 15:12 | 72.1 |  | 502.5779 | 0 | 0 | 50.2194 | 50.2194 | -7.1054e-14 | 0 | 0 |  | -527.2939 | #DIV/0! | #DIV/0! | 50.5 | 2.2785 | #DIV/0! | 1 | #DIV/0! | #DIV/0! |  |  | 1
0 | 0 | 0 | 0 |  | 1 | 15:12 | 72.12 |  | 502.5771 | 0 | 0 | 50.2194 | 50.2194 | -7.1054e-14 | 0 | 0 |  | -527.2939 | #DIV/0! | #DIV/0! | 50.5 | 2.2785 | #DIV/0! | 1 | #DIV/0! | #DIV/0! |  |  | 1
0 | 0 | 0 | 0 |  | 1 | 15:12 | 72.14 |  | 502.5763 | 0 | 0 | 50.2194 | 50.2194 | -7.1054e-14 | 0 | 0 |  | -527.2939 | #DIV/0! | #DIV/0! | 50.5 | 2.2785 | #DIV/0! | 1 | #DIV/0! | #DIV/0! |  |  | 1
0 | 0 | 0 | 0 |  | 1 | 15:12 | 72.16 |  | 502.5755 | 0 | 0 | 50.2194 | 50.2194 | -7.1054e-14 | 0 | 0 |  | -527.2939 | #DIV/0! | #DIV/0! | 50.5 | 2.2785 | #DIV/0! | 1 | #DIV/0! | #DIV/0! |  |  | 1
0 | 0 | 0 | 0 |  | 1 | 15:12 | 72.18 |  | 502.5747 | 0 | 0 | 50.2194 | 50.2194 | -7.1054e-14 | 0 | 0 |  | -527.2939 | #DIV/0! | #DIV/0! | 50.5 | 2.2785 | #DIV/0! | 1 | #DIV/0! | #DIV/0! |  |  | 1
0 | 0 | 0 | 0 |  | 1 | 15:12 | 72.2 |  | 502.574 | 0 | 0 | 50.2194 | 50.2194 | -7.1054e-14 | 0 | 0 |  | -527.2939 | #DIV/0! | #DIV/0! | 50.5 | 2.2785 | #DIV/0! | 1 | #DIV/0! | #DIV/0! |  |  | 1
0 | 0 | 0 | 0 |  | 1 | 15:12 | 72.22 |  | 502.5732 | 0 | 0 | 50.2194 | 50.2194 | -7.1054e-14 | 0 | 0 |  | -527.2939 | #DIV/0! | #DIV/0! | 50.5 | 2.2785 | #DIV/0! | 1 | #DIV/0! | #DIV/0! |  |  | 1
0 | 0 | 0 | 0 |  | 1 | 15:12 | 72.24 |  | 502.5724 | 0 | 0 | 50.2194 | 50.2194 | -7.1054e-14 | 0 | 0 |  | -527.2939 | #DIV/0! | #DIV/0! | 50.5 | 2.2785 | #DIV/0! | 1 | #DIV/0! | #DIV/0! |  |  | 1
0 | 0 | 0 | 0 |  | 1 | 15:12 | 72.26 |  | 502.5716 | 0 | 0 | 50.2194 | 50.2194 | -7.1054e-14 | 0 | 0 |  | -527.2939 | #DIV/0! | #DIV/0! | 50.5 | 2.2785 | #DIV/0! | 1 | #DIV/0! | #DIV/0! |  |  | 1
0 | 0 | 0 | 0 |  | 1 | 15:12 | 72.28 |  | 502.5708 | 0 | 0 | 50.2194 | 50.2194 | -7.1054e-14 | 0 | 0 |  | -527.2939 | #DIV/0! | #DIV/0! | 50.5 | 2.2785 | #DIV/0! | 1 | #DIV/0! | #DIV/0! |  |  | 1
0 | 0 | 0 | 0 |  | 1 | 15:12 | 72.3 |  | 502.5701 | 0 | 0 | 50.2194 | 50.2194 | -7.1054e-14 | 0 | 0 |  | -527.2939 | #DIV/0! | #DIV/0! | 50.5 | 2.2785 | #DIV/0! | 1 | #DIV/0! | #DIV/0! |  |  | 1
0 | 0 | 0 | 0 |  | 1 | 15:12 | 72.32 |  | 502.5693 | 0 | 0 | 50.2194 | 50.2194 | -7.1054e-14 | 0 | 0 |  | -527.2939 | #DIV/0! | #DIV/0! | 50.5 | 2.2785 | #DIV/0! | 1 | #DIV/0! | #DIV/0! |  |  | 1
0 | 0 | 0 | 0 |  | 1 | 15:12 | 72.34 |  | 502.5685 | 0 | 0 | 50.2194 | 50.2194 | -7.1054e-14 | 0 | 0 |  | -527.2939 | #DIV/0! | #DIV/0! | 50.5 | 2.2785 | #DIV/0! | 1 | #DIV/0! | #DIV/0! |  |  | 1
0 | 0 | 0 | 0 |  | 1 | 15:12 | 72.36 |  | 502.5677 | 0 | 0 | 50.2194 | 50.2194 | -7.1054e-14 | 0 | 0 |  | -527.2939 | #DIV/0! | #DIV/0! | 50.5 | 2.2785 | #DIV/0! | 1 | #DIV/0! | #DIV/0! |  |  | 1
0 | 0 | 0 | 0 |  | 1 | 15:12 | 72.38 |  | 502.5669 | 0 | 0 | 50.2194 | 50.2194 | -7.1054e-14 | 0 | 0 |  | -527.2939 | #DIV/0! | #DIV/0! | 50.5 | 2.2785 | #DIV/0! | 1 | #DIV/0! | #DIV/0! |  |  | 1
0 | 0 | 0 | 0 |  | 1 | 15:12 | 72.4 |  | 502.5662 | 0 | 0 | 50.2194 | 50.2194 | -7.1054e-14 | 0 | 0 |  | -527.2939 | #DIV/0! | #DIV/0! | 50.5 | 2.2785 | #DIV/0! | 1 | #DIV/0! | #DIV/0! |  |  | 1
0 | 0 | 0 | 0 |  | 1 | 15:12 | 72.42 |  | 502.5654 | 0 | 0 | 50.2194 | 50.2194 | -7.1054e-14 | 0 | 0 |  | -527.2939 | #DIV/0! | #DIV/0! | 50.5 | 2.2785 | #DIV/0! | 1 | #DIV/0! | #DIV/0! |  |  | 1
0 | 0 | 0 | 0 |  | 1 | 15:12 | 72.44 |  | 502.5646 | 0 | 0 | 50.2194 | 50.2194 | -7.1054e-14 | 0 | 0 |  | -527.2939 | #DIV/0! | #DIV/0! | 50.5 | 2.2785 | #DIV/0! | 1 | #DIV/0! | #DIV/0! |  |  | 1
0 | 0 | 0 | 0 |  | 1 | 15:12 | 72.46 |  | 502.5638 | 0 | 0 | 50.2194 | 50.2194 | -7.1054e-14 | 0 | 0 |  | -527.2939 | #DIV/0! | #DIV/0! | 50.5 | 2.2785 | #DIV/0! | 1 | #DIV/0! | #DIV/0! |  |  | 1
0 | 0 | 0 | 0 |  | 1 | 15:12 | 72.48 |  | 502.563 | 0 | 0 | 50.2194 | 50.2194 | -7.1054e-14 | 0 | 0 |  | -527.2939 | #DIV/0! | #DIV/0! | 50.5 | 2.2785 | #DIV/0! | 1 | #DIV/0! | #DIV/0! |  |  | 1
0 | 0 | 0 | 0 |  | 1 | 15:12 | 72.5 |  | 502.5623 | 0 | 0 | 50.2194 | 50.2194 | -7.1054e-14 | 0 | 0 |  | -527.2939 | #DIV/0! | #DIV/0! | 50.5 | 2.2785 | #DIV/0! | 1 | #DIV/0! | #DIV/0! |  |  | 1
0 | 0 | 0 | 0 |  | 1 | 15:12 | 72.52 |  | 502.5615 | 0 | 0 | 50.2194 | 50.2194 | -7.1054e-14 | 0 | 0 |  | -527.2939 | #DIV/0! | #DIV/0! | 50.5 | 2.2785 | #DIV/0! | 1 | #DIV/0! | #DIV/0! |  |  | 1
0 | 0 | 0 | 0 |  | 1 | 15:12 | 72.54 |  | 502.5607 | 0 | 0 | 50.2194 | 50.2194 | -7.1054e-14 | 0 | 0 |  | -527.2939 | #DIV/0! | #DIV/0! | 50.5 | 2.2785 | #DIV/0! | 1 | #DIV/0! | #DIV/0! |  |  | 1
0 | 0 | 0 | 0 |  | 1 | 15:12 | 72.56 |  | 502.5599 | 0 | 0 | 50.2194 | 50.2194 | -7.1054e-14 | 0 | 0 |  | -527.2939 | #DIV/0! | #DIV/0! | 50.5 | 2.2785 | #DIV/0! | 1 | #DIV/0! | #DIV/0! |  |  | 1
0 | 0 | 0 | 0 |  | 1 | 15:12 | 72.58 |  | 502.5591 | 0 | 0 | 50.2194 | 50.2194 | -7.1054e-14 | 0 | 0 |  | -527.2939 | #DIV/0! | #DIV/0! | 50.5 | 2.2785 | #DIV/0! | 1 | #DIV/0! | #DIV/0! |  |  | 1
0 | 0 | 0 | 0 |  | 1 | 15:12 | 72.6 |  | 502.5584 | 0 | 0 | 50.2194 | 50.2194 | -7.1054e-14 | 0 | 0 |  | -527.2939 | #DIV/0! | #DIV/0! | 50.5 | 2.2785 | #DIV/0! | 1 | #DIV/0! | #DIV/0! |  |  | 1
0 | 0 | 0 | 0 |  | 1 | 15:12 | 72.62 |  | 502.5576 | 0 | 0 | 50.2194 | 50.2194 | -7.1054e-14 | 0 | 0 |  | -527.2939 | #DIV/0! | #DIV/0! | 50.5 | 2.2785 | #DIV/0! | 1 | #DIV/0! | #DIV/0! |  |  | 1
0 | 0 | 0 | 0 |  | 1 | 15:12 | 72.64 |  | 502.5568 | 0 | 0 | 50.2194 | 50.2194 | -7.1054e-14 | 0 | 0 |  | -527.2939 | #DIV/0! | #DIV/0! | 50.5 | 2.2785 | #DIV/0! | 1 | #DIV/0! | #DIV/0! |  |  | 1
0 | 0 | 0 | 0 |  | 1 | 15:12 | 72.66 |  | 502.556 | 0 | 0 | 50.2194 | 50.2194 | -7.1054e-14 | 0 | 0 |  | -527.2939 | #DIV/0! | #DIV/0! | 50.5 | 2.2785 | #DIV/0! | 1 | #DIV/0! | #DIV/0! |  |  | 1
0 | 0 | 0 | 0 |  | 1 | 15:12 | 72.68 |  | 502.5552 | 0 | 0 | 50.2194 | 50.2194 | -7.1054e-14 | 0 | 0 |  | -527.2939 | #DIV/0! | #DIV/0! | 50.5 | 2.2785 | #DIV/0! | 1 | #DIV/0! | #DIV/0! |  |  | 1
0 | 0 | 0 | 0 |  | 1 | 15:12 | 72.7 |  | 502.5545 | 0 | 0 | 50.2194 | 50.2194 | -7.1054e-14 | 0 | 0 |  | -527.2939 | #DIV/0! | #DIV/0! | 50.5 | 2.2785 | #DIV/0! | 1 | #DIV/0! | #DIV/0! |  |  | 1
0 | 0 | 0 | 0 |  | 1 | 15:12 | 72.72 |  | 502.5537 | 0 | 0 | 50.2194 | 50.2194 | -7.1054e-14 | 0 | 0 |  | -527.2939 | #DIV/0! | #DIV/0! | 50.5 | 2.2785 | #DIV/0! | 1 | #DIV/0! | #DIV/0! |  |  | 1
0 | 0 | 0 | 0 |  | 1 | 15:12 | 72.74 |  | 502.5529 | 0 | 0 | 50.2194 | 50.2194 | -7.1054e-14 | 0 | 0 |  | -527.2939 | #DIV/0! | #DIV/0! | 50.5 | 2.2785 | #DIV/0! | 1 | #DIV/0! | #DIV/0! |  |  | 1
0 | 0 | 0 | 0 |  | 1 | 15:12 | 72.76 |  | 502.5521 | 0 | 0 | 50.2194 | 50.2194 | -7.1054e-14 | 0 | 0 |  | -527.2939 | #DIV/0! | #DIV/0! | 50.5 | 2.2785 | #DIV/0! | 1 | #DIV/0! | #DIV/0! |  |  | 1
0 | 0 | 0 | 0 |  | 1 | 15:12 | 72.78 |  | 502.5513 | 0 | 0 | 50.2194 | 50.2194 | -7.1054e-14 | 0 | 0 |  | -527.2939 | #DIV/0! | #DIV/0! | 50.5 | 2.2785 | #DIV/0! | 1 | #DIV/0! | #DIV/0! |  |  | 1
0 | 0 | 0 | 0 |  | 1 | 15:12 | 72.8 |  | 502.5506 | 0 | 0 | 50.2194 | 50.2194 | -7.1054e-14 | 0 | 0 |  | -527.2939 | #DIV/0! | #DIV/0! | 50.5 | 2.2785 | #DIV/0! | 1 | #DIV/0! | #DIV/0! |  |  | 1
0 | 0 | 0 | 0 |  | 1 | 15:12 | 72.82 |  | 502.5498 | 0 | 0 | 50.2194 | 50.2194 | -7.1054e-14 | 0 | 0 |  | -527.2939 | #DIV/0! | #DIV/0! | 50.5 | 2.2785 | #DIV/0! | 1 | #DIV/0! | #DIV/0! |  |  | 1
0 | 0 | 0 | 0 |  | 1 | 15:12 | 72.84 |  | 502.549 | 0 | 0 | 50.2194 | 50.2194 | -7.1054e-14 | 0 | 0 |  | -527.2939 | #DIV/0! | #DIV/0! | 50.5 | 2.2785 | #DIV/0! | 1 | #DIV/0! | #DIV/0! |  |  | 1
0 | 0 | 0 | 0 |  | 1 | 15:12 | 72.86 |  | 502.5482 | 0 | 0 | 50.2194 | 50.2194 | -7.1054e-14 | 0 | 0 |  | -527.2939 | #DIV/0! | #DIV/0! | 50.5 | 2.2785 | #DIV/0! | 1 | #DIV/0! | #DIV/0! |  |  | 1
0 | 0 | 0 | 0 |  | 1 | 15:12 | 72.88 |  | 502.5474 | 0 | 0 | 50.2194 | 50.2194 | -7.1054e-14 | 0 | 0 |  | -527.2939 | #DIV/0! | #DIV/0! | 50.5 | 2.2785 | #DIV/0! | 1 | #DIV/0! | #DIV/0! |  |  | 1
0 | 0 | 0 | 0 |  | 1 | 15:12 | 72.9 |  | 502.5467 | 0 | 0 | 50.2194 | 50.2194 | -7.1054e-14 | 0 | 0 |  | -527.2939 | #DIV/0! | #DIV/0! | 50.5 | 2.2785 | #DIV/0! | 1 | #DIV/0! | #DIV/0! |  |  | 1
0 | 0 | 0 | 0 |  | 1 | 15:12 | 72.92 |  | 502.5459 | 0 | 0 | 50.2194 | 50.2194 | -7.1054e-14 | 0 | 0 |  | -527.2939 | #DIV/0! | #DIV/0! | 50.5 | 2.2785 | #DIV/0! | 1 | #DIV/0! | #DIV/0! |  |  | 1
0 | 0 | 0 | 0 |  | 1 | 15:12 | 72.94 |  | 502.5451 | 0 | 0 | 50.2194 | 50.2194 | -7.1054e-14 | 0 | 0 |  | -527.2939 | #DIV/0! | #DIV/0! | 50.5 | 2.2785 | #DIV/0! | 1 | #DIV/0! | #DIV/0! |  |  | 1
0 | 0 | 0 | 0 |  | 1 | 15:12 | 72.96 |  | 502.5443 | 0 | 0 | 50.2194 | 50.2194 | -7.1054e-14 | 0 | 0 |  | -527.2939 | #DIV/0! | #DIV/0! | 50.5 | 2.2785 | #DIV/0! | 1 | #DIV/0! | #DIV/0! |  |  | 1
0 | 0 | 0 | 0 |  | 1 | 15:12 | 72.98 |  | 502.5435 | 0 | 0 | 50.2194 | 50.2194 | -7.1054e-14 | 0 | 0 |  | -527.2939 | #DIV/0! | #DIV/0! | 50.5 | 2.2785 | #DIV/0! | 1 | #DIV/0! | #DIV/0! |  |  | 1
0 | 0 | 0 | 0 |  | 1 | 15:12 | 73 |  | 502.5428 | 0 | 0 | 50.2194 | 50.2194 | -7.1054e-14 | 0 | 0 |  | -527.2939 | #DIV/0! | #DIV/0! | 50.5 | 2.2785 | #DIV/0! | 1 | #DIV/0! | #DIV/0! |  |  | 1
0 | 0 | 0 | 0 |  | 1 | 15:12 | 73.02 |  | 502.542 | 0 | 0 | 50.2194 | 50.2194 | -7.1054e-14 | 0 | 0 |  | -527.2939 | #DIV/0! | #DIV/0! | 50.5 | 2.2785 | #DIV/0! | 1 | #DIV/0! | #DIV/0! |  |  | 1
0 | 0 | 0 | 0 |  | 1 | 15:12 | 73.04 |  | 502.5412 | 0 | 0 | 50.2194 | 50.2194 | -7.1054e-14 | 0 | 0 |  | -527.2939 | #DIV/0! | #DIV/0! | 50.5 | 2.2785 | #DIV/0! | 1 | #DIV/0! | #DIV/0! |  |  | 1
0 | 0 | 0 | 0 |  | 1 | 15:12 | 73.06 |  | 502.5404 | 0 | 0 | 50.2194 | 50.2194 | -7.1054e-14 | 0 | 0 |  | -527.2939 | #DIV/0! | #DIV/0! | 50.5 | 2.2785 | #DIV/0! | 1 | #DIV/0! | #DIV/0! |  |  | 1
0 | 0 | 0 | 0 |  | 1 | 15:12 | 73.08 |  | 502.5396 | 0 | 0 | 50.2194 | 50.2194 | -7.1054e-14 | 0 | 0 |  | -527.2939 | #DIV/0! | #DIV/0! | 50.5 | 2.2785 | #DIV/0! | 1 | #DIV/0! | #DIV/0! |  |  | 1
0 | 0 | 0 | 0 |  | 1 | 15:12 | 73.1 |  | 502.5389 | 0 | 0 | 50.2194 | 50.2194 | -7.1054e-14 | 0 | 0 |  | -527.2939 | #DIV/0! | #DIV/0! | 50.5 | 2.2785 | #DIV/0! | 1 | #DIV/0! | #DIV/0! |  |  | 1
0 | 0 | 0 | 0 |  | 1 | 15:12 | 73.12 |  | 502.5381 | 0 | 0 | 50.2194 | 50.2194 | -7.1054e-14 | 0 | 0 |  | -527.2939 | #DIV/0! | #DIV/0! | 50.5 | 2.2785 | #DIV/0! | 1 | #DIV/0! | #DIV/0! |  |  | 1
0 | 0 | 0 | 0 |  | 1 | 15:12 | 73.14 |  | 502.5373 | 0 | 0 | 50.2194 | 50.2194 | -7.1054e-14 | 0 | 0 |  | -527.2939 | #DIV/0! | #DIV/0! | 50.5 | 2.2785 | #DIV/0! | 1 | #DIV/0! | #DIV/0! |  |  | 1
0 | 0 | 0 | 0 |  | 1 | 15:12 | 73.16 |  | 502.5365 | 0 | 0 | 50.2194 | 50.2194 | -7.1054e-14 | 0 | 0 |  | -527.2939 | #DIV/0! | #DIV/0! | 50.5 | 2.2785 | #DIV/0! | 1 | #DIV/0! | #DIV/0! |  |  | 1
0 | 0 | 0 | 0 |  | 1 | 15:12 | 73.18 |  | 502.5357 | 0 | 0 | 50.2194 | 50.2194 | -7.1054e-14 | 0 | 0 |  | -527.2939 | #DIV/0! | #DIV/0! | 50.5 | 2.2785 | #DIV/0! | 1 | #DIV/0! | #DIV/0! |  |  | 1
0 | 0 | 0 | 0 |  | 1 | 15:12 | 73.2 |  | 502.535 | 0 | 0 | 50.2194 | 50.2194 | -7.1054e-14 | 0 | 0 |  | -527.2939 | #DIV/0! | #DIV/0! | 50.5 | 2.2785 | #DIV/0! | 1 | #DIV/0! | #DIV/0! |  |  | 1
0 | 0 | 0 | 0 |  | 1 | 15:12 | 73.22 |  | 502.5342 | 0 | 0 | 50.2194 | 50.2194 | -7.1054e-14 | 0 | 0 |  | -527.2939 | #DIV/0! | #DIV/0! | 50.5 | 2.2785 | #DIV/0! | 1 | #DIV/0! | #DIV/0! |  |  | 1
0 | 0 | 0 | 0 |  | 1 | 15:12 | 73.24 |  | 502.5334 | 0 | 0 | 50.2194 | 50.2194 | -7.1054e-14 | 0 | 0 |  | -527.2939 | #DIV/0! | #DIV/0! | 50.5 | 2.2785 | #DIV/0! | 1 | #DIV/0! | #DIV/0! |  |  | 1
0 | 0 | 0 | 0 |  | 1 | 15:12 | 73.26 |  | 502.5326 | 0 | 0 | 50.2194 | 50.2194 | -7.1054e-14 | 0 | 0 |  | -527.2939 | #DIV/0! | #DIV/0! | 50.5 | 2.2785 | #DIV/0! | 1 | #DIV/0! | #DIV/0! |  |  | 1
0 | 0 | 0 | 0 |  | 1 | 15:12 | 73.28 |  | 502.5318 | 0 | 0 | 50.2194 | 50.2194 | -7.1054e-14 | 0 | 0 |  | -527.2939 | #DIV/0! | #DIV/0! | 50.5 | 2.2785 | #DIV/0! | 1 | #DIV/0! | #DIV/0! |  |  | 1
0 | 0 | 0 | 0 |  | 1 | 15:12 | 73.3 |  | 502.5311 | 0 | 0 | 50.2194 | 50.2194 | -7.1054e-14 | 0 | 0 |  | -527.2939 | #DIV/0! | #DIV/0! | 50.5 | 2.2785 | #DIV/0! | 1 | #DIV/0! | #DIV/0! |  |  | 1
0 | 0 | 0 | 0 |  | 1 | 15:12 | 73.32 |  | 502.5303 | 0 | 0 | 50.2194 | 50.2194 | -7.1054e-14 | 0 | 0 |  | -527.2939 | #DIV/0! | #DIV/0! | 50.5 | 2.2785 | #DIV/0! | 1 | #DIV/0! | #DIV/0! |  |  | 1
0 | 0 | 0 | 0 |  | 1 | 15:12 | 73.34 |  | 502.5295 | 0 | 0 | 50.2194 | 50.2194 | -7.1054e-14 | 0 | 0 |  | -527.2939 | #DIV/0! | #DIV/0! | 50.5 | 2.2785 | #DIV/0! | 1 | #DIV/0! | #DIV/0! |  |  | 1
0 | 0 | 0 | 0 |  | 1 | 15:12 | 73.36 |  | 502.5287 | 0 | 0 | 50.2194 | 50.2194 | -7.1054e-14 | 0 | 0 |  | -527.2939 | #DIV/0! | #DIV/0! | 50.5 | 2.2785 | #DIV/0! | 1 | #DIV/0! | #DIV/0! |  |  | 1
0 | 0 | 0 | 0 |  | 1 | 15:12 | 73.38 |  | 502.5279 | 0 | 0 | 50.2194 | 50.2194 | -7.1054e-14 | 0 | 0 |  | -527.2939 | #DIV/0! | #DIV/0! | 50.5 | 2.2785 | #DIV/0! | 1 | #DIV/0! | #DIV/0! |  |  | 1
0 | 0 | 0 | 0 |  | 1 | 15:12 | 73.4 |  | 502.5272 | 0 | 0 | 50.2194 | 50.2194 | -7.1054e-14 | 0 | 0 |  | -527.2939 | #DIV/0! | #DIV/0! | 50.5 | 2.2785 | #DIV/0! | 1 | #DIV/0! | #DIV/0! |  |  | 1
0 | 0 | 0 | 0 |  | 1 | 15:12 | 73.42 |  | 502.5264 | 0 | 0 | 50.2194 | 50.2194 | -7.1054e-14 | 0 | 0 |  | -527.2939 | #DIV/0! | #DIV/0! | 50.5 | 2.2785 | #DIV/0! | 1 | #DIV/0! | #DIV/0! |  |  | 1
0 | 0 | 0 | 0 |  | 1 | 15:12 | 73.44 |  | 502.5256 | 0 | 0 | 50.2194 | 50.2194 | -7.1054e-14 | 0 | 0 |  | -527.2939 | #DIV/0! | #DIV/0! | 50.5 | 2.2785 | #DIV/0! | 1 | #DIV/0! | #DIV/0! |  |  | 1
0 | 0 | 0 | 0 |  | 1 | 15:12 | 73.46 |  | 502.5248 | 0 | 0 | 50.2194 | 50.2194 | -7.1054e-14 | 0 | 0 |  | -527.2939 | #DIV/0! | #DIV/0! | 50.5 | 2.2785 | #DIV/0! | 1 | #DIV/0! | #DIV/0! |  |  | 1
0 | 0 | 0 | 0 |  | 1 | 15:12 | 73.48 |  | 502.524 | 0 | 0 | 50.2194 | 50.2194 | -7.1054e-14 | 0 | 0 |  | -527.2939 | #DIV/0! | #DIV/0! | 50.5 | 2.2785 | #DIV/0! | 1 | #DIV/0! | #DIV/0! |  |  | 1
0 | 0 | 0 | 0 |  | 1 | 15:12 | 73.5 |  | 502.5233 | 0 | 0 | 50.2194 | 50.2194 | -7.1054e-14 | 0 | 0 |  | -527.2939 | #DIV/0! | #DIV/0! | 50.5 | 2.2785 | #DIV/0! | 1 | #DIV/0! | #DIV/0! |  |  | 1
0 | 0 | 0 | 0 |  | 1 | 15:12 | 73.52 |  | 502.5225 | 0 | 0 | 50.2194 | 50.2194 | -7.1054e-14 | 0 | 0 |  | -527.2939 | #DIV/0! | #DIV/0! | 50.5 | 2.2785 | #DIV/0! | 1 | #DIV/0! | #DIV/0! |  |  | 1
0 | 0 | 0 | 0 |  | 1 | 15:12 | 73.54 |  | 502.5217 | 0 | 0 | 50.2194 | 50.2194 | -7.1054e-14 | 0 | 0 |  | -527.2939 | #DIV/0! | #DIV/0! | 50.5 | 2.2785 | #DIV/0! | 1 | #DIV/0! | #DIV/0! |  |  | 1
0 | 0 | 0 | 0 |  | 1 | 15:12 | 73.56 |  | 502.5209 | 0 | 0 | 50.2194 | 50.2194 | -7.1054e-14 | 0 | 0 |  | -527.2939 | #DIV/0! | #DIV/0! | 50.5 | 2.2785 | #DIV/0! | 1 | #DIV/0! | #DIV/0! |  |  | 1
0 | 0 | 0 | 0 |  | 1 | 15:12 | 73.58 |  | 502.5201 | 0 | 0 | 50.2194 | 50.2194 | -7.1054e-14 | 0 | 0 |  | -527.2939 | #DIV/0! | #DIV/0! | 50.5 | 2.2785 | #DIV/0! | 1 | #DIV/0! | #DIV/0! |  |  | 1
0 | 0 | 0 | 0 |  | 1 | 15:12 | 73.6 |  | 502.5194 | 0 | 0 | 50.2194 | 50.2194 | -7.1054e-14 | 0 | 0 |  | -527.2939 | #DIV/0! | #DIV/0! | 50.5 | 2.2785 | #DIV/0! | 1 | #DIV/0! | #DIV/0! |  |  | 1
0 | 0 | 0 | 0 |  | 1 | 15:12 | 73.62 |  | 502.5186 | 0 | 0 | 50.2194 | 50.2194 | -7.1054e-14 | 0 | 0 |  | -527.2939 | #DIV/0! | #DIV/0! | 50.5 | 2.2785 | #DIV/0! | 1 | #DIV/0! | #DIV/0! |  |  | 1
0 | 0 | 0 | 0 |  | 1 | 15:12 | 73.64 |  | 502.5178 | 0 | 0 | 50.2194 | 50.2194 | -7.1054e-14 | 0 | 0 |  | -527.2939 | #DIV/0! | #DIV/0! | 50.5 | 2.2785 | #DIV/0! | 1 | #DIV/0! | #DIV/0! |  |  | 1
0 | 0 | 0 | 0 |  | 1 | 15:12 | 73.66 |  | 502.517 | 0 | 0 | 50.2194 | 50.2194 | -7.1054e-14 | 0 | 0 |  | -527.2939 | #DIV/0! | #DIV/0! | 50.5 | 2.2785 | #DIV/0! | 1 | #DIV/0! | #DIV/0! |  |  | 1
0 | 0 | 0 | 0 |  | 1 | 15:12 | 73.68 |  | 502.5162 | 0 | 0 | 50.2194 | 50.2194 | -7.1054e-14 | 0 | 0 |  | -527.2939 | #DIV/0! | #DIV/0! | 50.5 | 2.2785 | #DIV/0! | 1 | #DIV/0! | #DIV/0! |  |  | 1
0 | 0 | 0 | 0 |  | 1 | 15:12 | 73.7 |  | 502.5155 | 0 | 0 | 50.2194 | 50.2194 | -7.1054e-14 | 0 | 0 |  | -527.2939 | #DIV/0! | #DIV/0! | 50.5 | 2.2785 | #DIV/0! | 1 | #DIV/0! | #DIV/0! |  |  | 1
0 | 0 | 0 | 0 |  | 1 | 15:12 | 73.72 |  | 502.5147 | 0 | 0 | 50.2194 | 50.2194 | -7.1054e-14 | 0 | 0 |  | -527.2939 | #DIV/0! | #DIV/0! | 50.5 | 2.2785 | #DIV/0! | 1 | #DIV/0! | #DIV/0! |  |  | 1
0 | 0 | 0 | 0 |  | 1 | 15:12 | 73.74 |  | 502.5139 | 0 | 0 | 50.2194 | 50.2194 | -7.1054e-14 | 0 | 0 |  | -527.2939 | #DIV/0! | #DIV/0! | 50.5 | 2.2785 | #DIV/0! | 1 | #DIV/0! | #DIV/0! |  |  | 1
0 | 0 | 0 | 0 |  | 1 | 15:12 | 73.76 |  | 502.5131 | 0 | 0 | 50.2194 | 50.2194 | -7.1054e-14 | 0 | 0 |  | -527.2939 | #DIV/0! | #DIV/0! | 50.5 | 2.2785 | #DIV/0! | 1 | #DIV/0! | #DIV/0! |  |  | 1
0 | 0 | 0 | 0 |  | 1 | 15:12 | 73.78 |  | 502.5123 | 0 | 0 | 50.2194 | 50.2194 | -7.1054e-14 | 0 | 0 |  | -527.2939 | #DIV/0! | #DIV/0! | 50.5 | 2.2785 | #DIV/0! | 1 | #DIV/0! | #DIV/0! |  |  | 1
0 | 0 | 0 | 0 |  | 1 | 15:12 | 73.8 |  | 502.5116 | 0 | 0 | 50.2194 | 50.2194 | -7.1054e-14 | 0 | 0 |  | -527.2939 | #DIV/0! | #DIV/0! | 50.5 | 2.2785 | #DIV/0! | 1 | #DIV/0! | #DIV/0! |  |  | 1
0 | 0 | 0 | 0 |  | 1 | 15:12 | 73.82 |  | 502.5108 | 0 | 0 | 50.2194 | 50.2194 | -7.1054e-14 | 0 | 0 |  | -527.2939 | #DIV/0! | #DIV/0! | 50.5 | 2.2785 | #DIV/0! | 1 | #DIV/0! | #DIV/0! |  |  | 1
0 | 0 | 0 | 0 |  | 1 | 15:12 | 73.84 |  | 502.51 | 0 | 0 | 50.2194 | 50.2194 | -7.1054e-14 | 0 | 0 |  | -527.2939 | #DIV/0! | #DIV/0! | 50.5 | 2.2785 | #DIV/0! | 1 | #DIV/0! | #DIV/0! |  |  | 1
0 | 0 | 0 | 0 |  | 1 | 15:12 | 73.86 |  | 502.5092 | 0 | 0 | 50.2194 | 50.2194 | -7.1054e-14 | 0 | 0 |  | -527.2939 | #DIV/0! | #DIV/0! | 50.5 | 2.2785 | #DIV/0! | 1 | #DIV/0! | #DIV/0! |  |  | 1
0 | 0 | 0 | 0 |  | 1 | 15:12 | 73.88 |  | 502.5084 | 0 | 0 | 50.2194 | 50.2194 | -7.1054e-14 | 0 | 0 |  | -527.2939 | #DIV/0! | #DIV/0! | 50.5 | 2.2785 | #DIV/0! | 1 | #DIV/0! | #DIV/0! |  |  | 1
0 | 0 | 0 | 0 |  | 1 | 15:12 | 73.9 |  | 502.5077 | 0 | 0 | 50.2194 | 50.2194 | -7.1054e-14 | 0 | 0 |  | -527.2939 | #DIV/0! | #DIV/0! | 50.5 | 2.2785 | #DIV/0! | 1 | #DIV/0! | #DIV/0! |  |  | 1
0 | 0 | 0 | 0 |  | 1 | 15:12 | 73.92 |  | 502.5069 | 0 | 0 | 50.2194 | 50.2194 | -7.1054e-14 | 0 | 0 |  | -527.2939 | #DIV/0! | #DIV/0! | 50.5 | 2.2785 | #DIV/0! | 1 | #DIV/0! | #DIV/0! |  |  | 1
0 | 0 | 0 | 0 |  | 1 | 15:12 | 73.94 |  | 502.5061 | 0 | 0 | 50.2194 | 50.2194 | -7.1054e-14 | 0 | 0 |  | -527.2939 | #DIV/0! | #DIV/0! | 50.5 | 2.2785 | #DIV/0! | 1 | #DIV/0! | #DIV/0! |  |  | 1
0 | 0 | 0 | 0 |  | 1 | 15:12 | 73.96 |  | 502.5053 | 0 | 0 | 50.2194 | 50.2194 | -7.1054e-14 | 0 | 0 |  | -527.2939 | #DIV/0! | #DIV/0! | 50.5 | 2.2785 | #DIV/0! | 1 | #DIV/0! | #DIV/0! |  |  | 1
0 | 0 | 0 | 0 |  | 1 | 15:12 | 73.98 |  | 502.5045 | 0 | 0 | 50.2194 | 50.2194 | -7.1054e-14 | 0 | 0 |  | -527.2939 | #DIV/0! | #DIV/0! | 50.5 | 2.2785 | #DIV/0! | 1 | #DIV/0! | #DIV/0! |  |  | 1
0 | 0 | 0 | 0 |  | 1 | 15:12 | 74 |  | 502.5038 | 0 | 0 | 50.2194 | 50.2194 | -7.1054e-14 | 0 | 0 |  | -527.2939 | #DIV/0! | #DIV/0! | 50.5 | 2.2785 | #DIV/0! | 1 | #DIV/0! | #DIV/0! |  |  | 1
0 | 0 | 0 | 0 |  | 1 | 15:12 | 74.02 |  | 502.503 | 0 | 0 | 50.2194 | 50.2194 | -7.1054e-14 | 0 | 0 |  | -527.2939 | #DIV/0! | #DIV/0! | 50.5 | 2.2785 | #DIV/0! | 1 | #DIV/0! | #DIV/0! |  |  | 1
0 | 0 | 0 | 0 |  | 1 | 15:12 | 74.04 |  | 502.5022 | 0 | 0 | 50.2194 | 50.2194 | -7.1054e-14 | 0 | 0 |  | -527.2939 | #DIV/0! | #DIV/0! | 50.5 | 2.2785 | #DIV/0! | 1 | #DIV/0! | #DIV/0! |  |  | 1
0 | 0 | 0 | 0 |  | 1 | 15:12 | 74.06 |  | 502.5014 | 0 | 0 | 50.2194 | 50.2194 | -7.1054e-14 | 0 | 0 |  | -527.2939 | #DIV/0! | #DIV/0! | 50.5 | 2.2785 | #DIV/0! | 1 | #DIV/0! | #DIV/0! |  |  | 1
0 | 0 | 0 | 0 |  | 1 | 15:12 | 74.08 |  | 502.5006 | 0 | 0 | 50.2194 | 50.2194 | -7.1054e-14 | 0 | 0 |  | -527.2939 | #DIV/0! | #DIV/0! | 50.5 | 2.2785 | #DIV/0! | 1 | #DIV/0! | #DIV/0! |  |  | 1
0 | 0 | 0 | 0 |  | 1 | 15:12 | 74.1 |  | 502.4999 | 0 | 0 | 50.2194 | 50.2194 | -7.1054e-14 | 0 | 0 |  | -527.2939 | #DIV/0! | #DIV/0! | 50.5 | 2.2785 | #DIV/0! | 1 | #DIV/0! | #DIV/0! |  |  | 1
0 | 0 | 0 | 0 |  | 1 | 15:12 | 74.12 |  | 502.4991 | 0 | 0 | 50.2194 | 50.2194 | -7.1054e-14 | 0 | 0 |  | -527.2939 | #DIV/0! | #DIV/0! | 50.5 | 2.2785 | #DIV/0! | 1 | #DIV/0! | #DIV/0! |  |  | 1
0 | 0 | 0 | 0 |  | 1 | 15:12 | 74.14 |  | 502.4983 | 0 | 0 | 50.2194 | 50.2194 | -7.1054e-14 | 0 | 0 |  | -527.2939 | #DIV/0! | #DIV/0! | 50.5 | 2.2785 | #DIV/0! | 1 | #DIV/0! | #DIV/0! |  |  | 1
0 | 0 | 0 | 0 |  | 1 | 15:12 | 74.16 |  | 502.4975 | 0 | 0 | 50.2194 | 50.2194 | -7.1054e-14 | 0 | 0 |  | -527.2939 | #DIV/0! | #DIV/0! | 50.5 | 2.2785 | #DIV/0! | 1 | #DIV/0! | #DIV/0! |  |  | 1
0 | 0 | 0 | 0 |  | 1 | 15:12 | 74.18 |  | 502.4967 | 0 | 0 | 50.2194 | 50.2194 | -7.1054e-14 | 0 | 0 |  | -527.2939 | #DIV/0! | #DIV/0! | 50.5 | 2.2785 | #DIV/0! | 1 | #DIV/0! | #DIV/0! |  |  | 1
0 | 0 | 0 | 0 |  | 1 | 15:12 | 74.2 |  | 502.496 | 0 | 0 | 50.2194 | 50.2194 | -7.1054e-14 | 0 | 0 |  | -527.2939 | #DIV/0! | #DIV/0! | 50.5 | 2.2785 | #DIV/0! | 1 | #DIV/0! | #DIV/0! |  |  | 1
0 | 0 | 0 | 0 |  | 1 | 15:12 | 74.22 |  | 502.4952 | 0 | 0 | 50.2194 | 50.2194 | -7.1054e-14 | 0 | 0 |  | -527.2939 | #DIV/0! | #DIV/0! | 50.5 | 2.2785 | #DIV/0! | 1 | #DIV/0! | #DIV/0! |  |  | 1
0 | 0 | 0 | 0 |  | 1 | 15:12 | 74.24 |  | 502.4944 | 0 | 0 | 50.2194 | 50.2194 | -7.1054e-14 | 0 | 0 |  | -527.2939 | #DIV/0! | #DIV/0! | 50.5 | 2.2785 | #DIV/0! | 1 | #DIV/0! | #DIV/0! |  |  | 1
0 | 0 | 0 | 0 |  | 1 | 15:12 | 74.26 |  | 502.4936 | 0 | 0 | 50.2194 | 50.2194 | -7.1054e-14 | 0 | 0 |  | -527.2939 | #DIV/0! | #DIV/0! | 50.5 | 2.2785 | #DIV/0! | 1 | #DIV/0! | #DIV/0! |  |  | 1
0 | 0 | 0 | 0 |  | 1 | 15:12 | 74.28 |  | 502.4928 | 0 | 0 | 50.2194 | 50.2194 | -7.1054e-14 | 0 | 0 |  | -527.2939 | #DIV/0! | #DIV/0! | 50.5 | 2.2785 | #DIV/0! | 1 | #DIV/0! | #DIV/0! |  |  | 1
0 | 0 | 0 | 0 |  | 1 | 15:12 | 74.3 |  | 502.4921 | 0 | 0 | 50.2194 | 50.2194 | -7.1054e-14 | 0 | 0 |  | -527.2939 | #DIV/0! | #DIV/0! | 50.5 | 2.2785 | #DIV/0! | 1 | #DIV/0! | #DIV/0! |  |  | 1
0 | 0 | 0 | 0 |  | 1 | 15:12 | 74.32 |  | 502.4913 | 0 | 0 | 50.2194 | 50.2194 | -7.1054e-14 | 0 | 0 |  | -527.2939 | #DIV/0! | #DIV/0! | 50.5 | 2.2785 | #DIV/0! | 1 | #DIV/0! | #DIV/0! |  |  | 1
0 | 0 | 0 | 0 |  | 1 | 15:12 | 74.34 |  | 502.4905 | 0 | 0 | 50.2194 | 50.2194 | -7.1054e-14 | 0 | 0 |  | -527.2939 | #DIV/0! | #DIV/0! | 50.5 | 2.2785 | #DIV/0! | 1 | #DIV/0! | #DIV/0! |  |  | 1
0 | 0 | 0 | 0 |  | 1 | 15:12 | 74.36 |  | 502.4897 | 0 | 0 | 50.2194 | 50.2194 | -7.1054e-14 | 0 | 0 |  | -527.2939 | #DIV/0! | #DIV/0! | 50.5 | 2.2785 | #DIV/0! | 1 | #DIV/0! | #DIV/0! |  |  | 1
0 | 0 | 0 | 0 |  | 1 | 15:12 | 74.38 |  | 502.4889 | 0 | 0 | 50.2194 | 50.2194 | -7.1054e-14 | 0 | 0 |  | -527.2939 | #DIV/0! | #DIV/0! | 50.5 | 2.2785 | #DIV/0! | 1 | #DIV/0! | #DIV/0! |  |  | 1
0 | 0 | 0 | 0 |  | 1 | 15:12 | 74.4 |  | 502.4882 | 0 | 0 | 50.2194 | 50.2194 | -7.1054e-14 | 0 | 0 |  | -527.2939 | #DIV/0! | #DIV/0! | 50.5 | 2.2785 | #DIV/0! | 1 | #DIV/0! | #DIV/0! |  |  | 1
0 | 0 | 0 | 0 |  | 1 | 15:12 | 74.42 |  | 502.4874 | 0 | 0 | 50.2194 | 50.2194 | -7.1054e-14 | 0 | 0 |  | -527.2939 | #DIV/0! | #DIV/0! | 50.5 | 2.2785 | #DIV/0! | 1 | #DIV/0! | #DIV/0! |  |  | 1
0 | 0 | 0 | 0 |  | 1 | 15:12 | 74.44 |  | 502.4866 | 0 | 0 | 50.2194 | 50.2194 | -7.1054e-14 | 0 | 0 |  | -527.2939 | #DIV/0! | #DIV/0! | 50.5 | 2.2785 | #DIV/0! | 1 | #DIV/0! | #DIV/0! |  |  | 1
0 | 0 | 0 | 0 |  | 1 | 15:12 | 74.46 |  | 502.4858 | 0 | 0 | 50.2194 | 50.2194 | -7.1054e-14 | 0 | 0 |  | -527.2939 | #DIV/0! | #DIV/0! | 50.5 | 2.2785 | #DIV/0! | 1 | #DIV/0! | #DIV/0! |  |  | 1
0 | 0 | 0 | 0 |  | 1 | 15:12 | 74.48 |  | 502.485 | 0 | 0 | 50.2194 | 50.2194 | -7.1054e-14 | 0 | 0 |  | -527.2939 | #DIV/0! | #DIV/0! | 50.5 | 2.2785 | #DIV/0! | 1 | #DIV/0! | #DIV/0! |  |  | 1
0 | 0 | 0 | 0 |  | 1 | 15:12 | 74.5 |  | 502.4843 | 0 | 0 | 50.2194 | 50.2194 | -7.1054e-14 | 0 | 0 |  | -527.2939 | #DIV/0! | #DIV/0! | 50.5 | 2.2785 | #DIV/0! | 1 | #DIV/0! | #DIV/0! |  |  | 1
0 | 0 | 0 | 0 |  | 1 | 15:12 | 74.52 |  | 502.4835 | 0 | 0 | 50.2194 | 50.2194 | -7.1054e-14 | 0 | 0 |  | -527.2939 | #DIV/0! | #DIV/0! | 50.5 | 2.2785 | #DIV/0! | 1 | #DIV/0! | #DIV/0! |  |  | 1
0 | 0 | 0 | 0 |  | 1 | 15:12 | 74.54 |  | 502.4827 | 0 | 0 | 50.2194 | 50.2194 | -7.1054e-14 | 0 | 0 |  | -527.2939 | #DIV/0! | #DIV/0! | 50.5 | 2.2785 | #DIV/0! | 1 | #DIV/0! | #DIV/0! |  |  | 1
0 | 0 | 0 | 0 |  | 1 | 15:12 | 74.56 |  | 502.4819 | 0 | 0 | 50.2194 | 50.2194 | -7.1054e-14 | 0 | 0 |  | -527.2939 | #DIV/0! | #DIV/0! | 50.5 | 2.2785 | #DIV/0! | 1 | #DIV/0! | #DIV/0! |  |  | 1
0 | 0 | 0 | 0 |  | 1 | 15:12 | 74.58 |  | 502.4811 | 0 | 0 | 50.2194 | 50.2194 | -7.1054e-14 | 0 | 0 |  | -527.2939 | #DIV/0! | #DIV/0! | 50.5 | 2.2785 | #DIV/0! | 1 | #DIV/0! | #DIV/0! |  |  | 1
0 | 0 | 0 | 0 |  | 1 | 15:12 | 74.6 |  | 502.4804 | 0 | 0 | 50.2194 | 50.2194 | -7.1054e-14 | 0 | 0 |  | -527.2939 | #DIV/0! | #DIV/0! | 50.5 | 2.2785 | #DIV/0! | 1 | #DIV/0! | #DIV/0! |  |  | 1
0 | 0 | 0 | 0 |  | 1 | 15:12 | 74.62 |  | 502.4796 | 0 | 0 | 50.2194 | 50.2194 | -7.1054e-14 | 0 | 0 |  | -527.2939 | #DIV/0! | #DIV/0! | 50.5 | 2.2785 | #DIV/0! | 1 | #DIV/0! | #DIV/0! |  |  | 1
0 | 0 | 0 | 0 |  | 1 | 15:12 | 74.64 |  | 502.4788 | 0 | 0 | 50.2194 | 50.2194 | -7.1054e-14 | 0 | 0 |  | -527.2939 | #DIV/0! | #DIV/0! | 50.5 | 2.2785 | #DIV/0! | 1 | #DIV/0! | #DIV/0! |  |  | 1
0 | 0 | 0 | 0 |  | 1 | 15:12 | 74.66 |  | 502.478 | 0 | 0 | 50.2194 | 50.2194 | -7.1054e-14 | 0 | 0 |  | -527.2939 | #DIV/0! | #DIV/0! | 50.5 | 2.2785 | #DIV/0! | 1 | #DIV/0! | #DIV/0! |  |  | 1
0 | 0 | 0 | 0 |  | 1 | 15:12 | 74.68 |  | 502.4772 | 0 | 0 | 50.2194 | 50.2194 | -7.1054e-14 | 0 | 0 |  | -527.2939 | #DIV/0! | #DIV/0! | 50.5 | 2.2785 | #DIV/0! | 1 | #DIV/0! | #DIV/0! |  |  | 1
0 | 0 | 0 | 0 |  | 1 | 15:12 | 74.7 |  | 502.4765 | 0 | 0 | 50.2194 | 50.2194 | -7.1054e-14 | 0 | 0 |  | -527.2939 | #DIV/0! | #DIV/0! | 50.5 | 2.2785 | #DIV/0! | 1 | #DIV/0! | #DIV/0! |  |  | 1
0 | 0 | 0 | 0 |  | 1 | 15:12 | 74.72 |  | 502.4757 | 0 | 0 | 50.2194 | 50.2194 | -7.1054e-14 | 0 | 0 |  | -527.2939 | #DIV/0! | #DIV/0! | 50.5 | 2.2785 | #DIV/0! | 1 | #DIV/0! | #DIV/0! |  |  | 1
0 | 0 | 0 | 0 |  | 1 | 15:12 | 74.74 |  | 502.4749 | 0 | 0 | 50.2194 | 50.2194 | -7.1054e-14 | 0 | 0 |  | -527.2939 | #DIV/0! | #DIV/0! | 50.5 | 2.2785 | #DIV/0! | 1 | #DIV/0! | #DIV/0! |  |  | 1
0 | 0 | 0 | 0 |  | 1 | 15:12 | 74.76 |  | 502.4741 | 0 | 0 | 50.2194 | 50.2194 | -7.1054e-14 | 0 | 0 |  | -527.2939 | #DIV/0! | #DIV/0! | 50.5 | 2.2785 | #DIV/0! | 1 | #DIV/0! | #DIV/0! |  |  | 1
0 | 0 | 0 | 0 |  | 1 | 15:12 | 74.78 |  | 502.4733 | 0 | 0 | 50.2194 | 50.2194 | -7.1054e-14 | 0 | 0 |  | -527.2939 | #DIV/0! | #DIV/0! | 50.5 | 2.2785 | #DIV/0! | 1 | #DIV/0! | #DIV/0! |  |  | 1
0 | 0 | 0 | 0 |  | 1 | 15:12 | 74.8 |  | 502.4726 | 0 | 0 | 50.2194 | 50.2194 | -7.1054e-14 | 0 | 0 |  | -527.2939 | #DIV/0! | #DIV/0! | 50.5 | 2.2785 | #DIV/0! | 1 | #DIV/0! | #DIV/0! |  |  | 1
0 | 0 | 0 | 0 |  | 1 | 15:12 | 74.82 |  | 502.4718 | 0 | 0 | 50.2194 | 50.2194 | -7.1054e-14 | 0 | 0 |  | -527.2939 | #DIV/0! | #DIV/0! | 50.5 | 2.2785 | #DIV/0! | 1 | #DIV/0! | #DIV/0! |  |  | 1
0 | 0 | 0 | 0 |  | 1 | 15:12 | 74.84 |  | 502.471 | 0 | 0 | 50.2194 | 50.2194 | -7.1054e-14 | 0 | 0 |  | -527.2939 | #DIV/0! | #DIV/0! | 50.5 | 2.2785 | #DIV/0! | 1 | #DIV/0! | #DIV/0! |  |  | 1
0 | 0 | 0 | 0 |  | 1 | 15:12 | 74.86 |  | 502.4702 | 0 | 0 | 50.2194 | 50.2194 | -7.1054e-14 | 0 | 0 |  | -527.2939 | #DIV/0! | #DIV/0! | 50.5 | 2.2785 | #DIV/0! | 1 | #DIV/0! | #DIV/0! |  |  | 1
0 | 0 | 0 | 0 |  | 1 | 15:12 | 74.88 |  | 502.4694 | 0 | 0 | 50.2194 | 50.2194 | -7.1054e-14 | 0 | 0 |  | -527.2939 | #DIV/0! | #DIV/0! | 50.5 | 2.2785 | #DIV/0! | 1 | #DIV/0! | #DIV/0! |  |  | 1
0 | 0 | 0 | 0 |  | 1 | 15:12 | 74.9 |  | 502.4687 | 0 | 0 | 50.2194 | 50.2194 | -7.1054e-14 | 0 | 0 |  | -527.2939 | #DIV/0! | #DIV/0! | 50.5 | 2.2785 | #DIV/0! | 1 | #DIV/0! | #DIV/0! |  |  | 1
0 | 0 | 0 | 0 |  | 1 | 15:12 | 74.92 |  | 502.4679 | 0 | 0 | 50.2194 | 50.2194 | -7.1054e-14 | 0 | 0 |  | -527.2939 | #DIV/0! | #DIV/0! | 50.5 | 2.2785 | #DIV/0! | 1 | #DIV/0! | #DIV/0! |  |  | 1
0 | 0 | 0 | 0 |  | 1 | 15:12 | 74.94 |  | 502.4671 | 0 | 0 | 50.2194 | 50.2194 | -7.1054e-14 | 0 | 0 |  | -527.2939 | #DIV/0! | #DIV/0! | 50.5 | 2.2785 | #DIV/0! | 1 | #DIV/0! | #DIV/0! |  |  | 1
0 | 0 | 0 | 0 |  | 1 | 15:12 | 74.96 |  | 502.4663 | 0 | 0 | 50.2194 | 50.2194 | -7.1054e-14 | 0 | 0 |  | -527.2939 | #DIV/0! | #DIV/0! | 50.5 | 2.2785 | #DIV/0! | 1 | #DIV/0! | #DIV/0! |  |  | 1
0 | 0 | 0 | 0 |  | 1 | 15:12 | 74.98 |  | 502.4655 | 0 | 0 | 50.2194 | 50.2194 | -7.1054e-14 | 0 | 0 |  | -527.2939 | #DIV/0! | #DIV/0! | 50.5 | 2.2785 | #DIV/0! | 1 | #DIV/0! | #DIV/0! |  |  | 1
0 | 0 | 0 | 0 |  | 1 | 15:12 | 75 |  | 502.4648 | 0 | 0 | 50.2194 | 50.2194 | -7.1054e-14 | 0 | 0 |  | -527.2939 | #DIV/0! | #DIV/0! | 50.5 | 2.2785 | #DIV/0! | 1 | #DIV/0! | #DIV/0! |  |  | 1
0 | 0 | 0 | 0 |  | 1 | 15:12 | 75.02 |  | 502.464 | 0 | 0 | 50.2194 | 50.2194 | -7.1054e-14 | 0 | 0 |  | -527.2939 | #DIV/0! | #DIV/0! | 50.5 | 2.2785 | #DIV/0! | 1 | #DIV/0! | #DIV/0! |  |  | 1
0 | 0 | 0 | 0 |  | 1 | 15:12 | 75.04 |  | 502.4632 | 0 | 0 | 50.2194 | 50.2194 | -7.1054e-14 | 0 | 0 |  | -527.2939 | #DIV/0! | #DIV/0! | 50.5 | 2.2785 | #DIV/0! | 1 | #DIV/0! | #DIV/0! |  |  | 1
0 | 0 | 0 | 0 |  | 1 | 15:12 | 75.06 |  | 502.4624 | 0 | 0 | 50.2194 | 50.2194 | -7.1054e-14 | 0 | 0 |  | -527.2939 | #DIV/0! | #DIV/0! | 50.5 | 2.2785 | #DIV/0! | 1 | #DIV/0! | #DIV/0! |  |  | 1
0 | 0 | 0 | 0 |  | 1 | 15:12 | 75.08 |  | 502.4616 | 0 | 0 | 50.2194 | 50.2194 | -7.1054e-14 | 0 | 0 |  | -527.2939 | #DIV/0! | #DIV/0! | 50.5 | 2.2785 | #DIV/0! | 1 | #DIV/0! | #DIV/0! |  |  | 1
0 | 0 | 0 | 0 |  | 1 | 15:12 | 75.1 |  | 502.4609 | 0 | 0 | 50.2194 | 50.2194 | -7.1054e-14 | 0 | 0 |  | -527.2939 | #DIV/0! | #DIV/0! | 50.5 | 2.2785 | #DIV/0! | 1 | #DIV/0! | #DIV/0! |  |  | 1
0 | 0 | 0 | 0 |  | 1 | 15:12 | 75.12 |  | 502.4601 | 0 | 0 | 50.2194 | 50.2194 | -7.1054e-14 | 0 | 0 |  | -527.2939 | #DIV/0! | #DIV/0! | 50.5 | 2.2785 | #DIV/0! | 1 | #DIV/0! | #DIV/0! |  |  | 1
0 | 0 | 0 | 0 |  | 1 | 15:12 | 75.14 |  | 502.4593 | 0 | 0 | 50.2194 | 50.2194 | -7.1054e-14 | 0 | 0 |  | -527.2939 | #DIV/0! | #DIV/0! | 50.5 | 2.2785 | #DIV/0! | 1 | #DIV/0! | #DIV/0! |  |  | 1
0 | 0 | 0 | 0 |  | 1 | 15:12 | 75.16 |  | 502.4585 | 0 | 0 | 50.2194 | 50.2194 | -7.1054e-14 | 0 | 0 |  | -527.2939 | #DIV/0! | #DIV/0! | 50.5 | 2.2785 | #DIV/0! | 1 | #DIV/0! | #DIV/0! |  |  | 1
0 | 0 | 0 | 0 |  | 1 | 15:12 | 75.18 |  | 502.4577 | 0 | 0 | 50.2194 | 50.2194 | -7.1054e-14 | 0 | 0 |  | -527.2939 | #DIV/0! | #DIV/0! | 50.5 | 2.2785 | #DIV/0! | 1 | #DIV/0! | #DIV/0! |  |  | 1
0 | 0 | 0 | 0 |  | 1 | 15:12 | 75.2 |  | 502.457 | 0 | 0 | 50.2194 | 50.2194 | -7.1054e-14 | 0 | 0 |  | -527.2939 | #DIV/0! | #DIV/0! | 50.5 | 2.2785 | #DIV/0! | 1 | #DIV/0! | #DIV/0! |  |  | 1
0 | 0 | 0 | 0 |  | 1 | 15:12 | 75.22 |  | 502.4562 | 0 | 0 | 50.2194 | 50.2194 | -7.1054e-14 | 0 | 0 |  | -527.2939 | #DIV/0! | #DIV/0! | 50.5 | 2.2785 | #DIV/0! | 1 | #DIV/0! | #DIV/0! |  |  | 1
0 | 0 | 0 | 0 |  | 1 | 15:12 | 75.24 |  | 502.4554 | 0 | 0 | 50.2194 | 50.2194 | -7.1054e-14 | 0 | 0 |  | -527.2939 | #DIV/0! | #DIV/0! | 50.5 | 2.2785 | #DIV/0! | 1 | #DIV/0! | #DIV/0! |  |  | 1
0 | 0 | 0 | 0 |  | 1 | 15:12 | 75.26 |  | 502.4546 | 0 | 0 | 50.2194 | 50.2194 | -7.1054e-14 | 0 | 0 |  | -527.2939 | #DIV/0! | #DIV/0! | 50.5 | 2.2785 | #DIV/0! | 1 | #DIV/0! | #DIV/0! |  |  | 1
0 | 0 | 0 | 0 |  | 1 | 15:12 | 75.28 |  | 502.4538 | 0 | 0 | 50.2194 | 50.2194 | -7.1054e-14 | 0 | 0 |  | -527.2939 | #DIV/0! | #DIV/0! | 50.5 | 2.2785 | #DIV/0! | 1 | #DIV/0! | #DIV/0! |  |  | 1
0 | 0 | 0 | 0 |  | 1 | 15:12 | 75.3 |  | 502.4531 | 0 | 0 | 50.2194 | 50.2194 | -7.1054e-14 | 0 | 0 |  | -527.2939 | #DIV/0! | #DIV/0! | 50.5 | 2.2785 | #DIV/0! | 1 | #DIV/0! | #DIV/0! |  |  | 1
0 | 0 | 0 | 0 |  | 1 | 15:12 | 75.32 |  | 502.4523 | 0 | 0 | 50.2194 | 50.2194 | -7.1054e-14 | 0 | 0 |  | -527.2939 | #DIV/0! | #DIV/0! | 50.5 | 2.2785 | #DIV/0! | 1 | #DIV/0! | #DIV/0! |  |  | 1
0 | 0 | 0 | 0 |  | 1 | 15:12 | 75.34 |  | 502.4515 | 0 | 0 | 50.2194 | 50.2194 | -7.1054e-14 | 0 | 0 |  | -527.2939 | #DIV/0! | #DIV/0! | 50.5 | 2.2785 | #DIV/0! | 1 | #DIV/0! | #DIV/0! |  |  | 1
0 | 0 | 0 | 0 |  | 1 | 15:12 | 75.36 |  | 502.4507 | 0 | 0 | 50.2194 | 50.2194 | -7.1054e-14 | 0 | 0 |  | -527.2939 | #DIV/0! | #DIV/0! | 50.5 | 2.2785 | #DIV/0! | 1 | #DIV/0! | #DIV/0! |  |  | 1
0 | 0 | 0 | 0 |  | 1 | 15:12 | 75.38 |  | 502.4499 | 0 | 0 | 50.2194 | 50.2194 | -7.1054e-14 | 0 | 0 |  | -527.2939 | #DIV/0! | #DIV/0! | 50.5 | 2.2785 | #DIV/0! | 1 | #DIV/0! | #DIV/0! |  |  | 1
0 | 0 | 0 | 0 |  | 1 | 15:12 | 75.4 |  | 502.4492 | 0 | 0 | 50.2194 | 50.2194 | -7.1054e-14 | 0 | 0 |  | -527.2939 | #DIV/0! | #DIV/0! | 50.5 | 2.2785 | #DIV/0! | 1 | #DIV/0! | #DIV/0! |  |  | 1
0 | 0 | 0 | 0 |  | 1 | 15:12 | 75.42 |  | 502.4484 | 0 | 0 | 50.2194 | 50.2194 | -7.1054e-14 | 0 | 0 |  | -527.2939 | #DIV/0! | #DIV/0! | 50.5 | 2.2785 | #DIV/0! | 1 | #DIV/0! | #DIV/0! |  |  | 1
0 | 0 | 0 | 0 |  | 1 | 15:12 | 75.44 |  | 502.4476 | 0 | 0 | 50.2194 | 50.2194 | -7.1054e-14 | 0 | 0 |  | -527.2939 | #DIV/0! | #DIV/0! | 50.5 | 2.2785 | #DIV/0! | 1 | #DIV/0! | #DIV/0! |  |  | 1
0 | 0 | 0 | 0 |  | 1 | 15:12 | 75.46 |  | 502.4468 | 0 | 0 | 50.2194 | 50.2194 | -7.1054e-14 | 0 | 0 |  | -527.2939 | #DIV/0! | #DIV/0! | 50.5 | 2.2785 | #DIV/0! | 1 | #DIV/0! | #DIV/0! |  |  | 1
0 | 0 | 0 | 0 |  | 1 | 15:12 | 75.48 |  | 502.446 | 0 | 0 | 50.2194 | 50.2194 | -7.1054e-14 | 0 | 0 |  | -527.2939 | #DIV/0! | #DIV/0! | 50.5 | 2.2785 | #DIV/0! | 1 | #DIV/0! | #DIV/0! |  |  | 1
0 | 0 | 0 | 0 |  | 1 | 15:12 | 75.5 |  | 502.4453 | 0 | 0 | 50.2194 | 50.2194 | -7.1054e-14 | 0 | 0 |  | -527.2939 | #DIV/0! | #DIV/0! | 50.5 | 2.2785 | #DIV/0! | 1 | #DIV/0! | #DIV/0! |  |  | 1
0 | 0 | 0 | 0 |  | 1 | 15:12 | 75.52 |  | 502.4445 | 0 | 0 | 50.2194 | 50.2194 | -7.1054e-14 | 0 | 0 |  | -527.2939 | #DIV/0! | #DIV/0! | 50.5 | 2.2785 | #DIV/0! | 1 | #DIV/0! | #DIV/0! |  |  | 1
0 | 0 | 0 | 0 |  | 1 | 15:12 | 75.54 |  | 502.4437 | 0 | 0 | 50.2194 | 50.2194 | -7.1054e-14 | 0 | 0 |  | -527.2939 | #DIV/0! | #DIV/0! | 50.5 | 2.2785 | #DIV/0! | 1 | #DIV/0! | #DIV/0! |  |  | 1
0 | 0 | 0 | 0 |  | 1 | 15:12 | 75.56 |  | 502.4429 | 0 | 0 | 50.2194 | 50.2194 | -7.1054e-14 | 0 | 0 |  | -527.2939 | #DIV/0! | #DIV/0! | 50.5 | 2.2785 | #DIV/0! | 1 | #DIV/0! | #DIV/0! |  |  | 1
0 | 0 | 0 | 0 |  | 1 | 15:12 | 75.58 |  | 502.4421 | 0 | 0 | 50.2194 | 50.2194 | -7.1054e-14 | 0 | 0 |  | -527.2939 | #DIV/0! | #DIV/0! | 50.5 | 2.2785 | #DIV/0! | 1 | #DIV/0! | #DIV/0! |  |  | 1
0 | 0 | 0 | 0 |  | 1 | 15:12 | 75.6 |  | 502.4414 | 0 | 0 | 50.2194 | 50.2194 | -7.1054e-14 | 0 | 0 |  | -527.2939 | #DIV/0! | #DIV/0! | 50.5 | 2.2785 | #DIV/0! | 1 | #DIV/0! | #DIV/0! |  |  | 1
0 | 0 | 0 | 0 |  | 1 | 15:12 | 75.62 |  | 502.4406 | 0 | 0 | 50.2194 | 50.2194 | -7.1054e-14 | 0 | 0 |  | -527.2939 | #DIV/0! | #DIV/0! | 50.5 | 2.2785 | #DIV/0! | 1 | #DIV/0! | #DIV/0! |  |  | 1
0 | 0 | 0 | 0 |  | 1 | 15:12 | 75.64 |  | 502.4398 | 0 | 0 | 50.2194 | 50.2194 | -7.1054e-14 | 0 | 0 |  | -527.2939 | #DIV/0! | #DIV/0! | 50.5 | 2.2785 | #DIV/0! | 1 | #DIV/0! | #DIV/0! |  |  | 1
0 | 0 | 0 | 0 |  | 1 | 15:12 | 75.66 |  | 502.439 | 0 | 0 | 50.2194 | 50.2194 | -7.1054e-14 | 0 | 0 |  | -527.2939 | #DIV/0! | #DIV/0! | 50.5 | 2.2785 | #DIV/0! | 1 | #DIV/0! | #DIV/0! |  |  | 1
0 | 0 | 0 | 0 |  | 1 | 15:12 | 75.68 |  | 502.4382 | 0 | 0 | 50.2194 | 50.2194 | -7.1054e-14 | 0 | 0 |  | -527.2939 | #DIV/0! | #DIV/0! | 50.5 | 2.2785 | #DIV/0! | 1 | #DIV/0! | #DIV/0! |  |  | 1
0 | 0 | 0 | 0 |  | 1 | 15:12 | 75.7 |  | 502.4375 | 0 | 0 | 50.2194 | 50.2194 | -7.1054e-14 | 0 | 0 |  | -527.2939 | #DIV/0! | #DIV/0! | 50.5 | 2.2785 | #DIV/0! | 1 | #DIV/0! | #DIV/0! |  |  | 1
0 | 0 | 0 | 0 |  | 1 | 15:12 | 75.72 |  | 502.4367 | 0 | 0 | 50.2194 | 50.2194 | -7.1054e-14 | 0 | 0 |  | -527.2939 | #DIV/0! | #DIV/0! | 50.5 | 2.2785 | #DIV/0! | 1 | #DIV/0! | #DIV/0! |  |  | 1
0 | 0 | 0 | 0 |  | 1 | 15:12 | 75.74 |  | 502.4359 | 0 | 0 | 50.2194 | 50.2194 | -7.1054e-14 | 0 | 0 |  | -527.2939 | #DIV/0! | #DIV/0! | 50.5 | 2.2785 | #DIV/0! | 1 | #DIV/0! | #DIV/0! |  |  | 1
0 | 0 | 0 | 0 |  | 1 | 15:12 | 75.76 |  | 502.4351 | 0 | 0 | 50.2194 | 50.2194 | -7.1054e-14 | 0 | 0 |  | -527.2939 | #DIV/0! | #DIV/0! | 50.5 | 2.2785 | #DIV/0! | 1 | #DIV/0! | #DIV/0! |  |  | 1
0 | 0 | 0 | 0 |  | 1 | 15:12 | 75.78 |  | 502.4343 | 0 | 0 | 50.2194 | 50.2194 | -7.1054e-14 | 0 | 0 |  | -527.2939 | #DIV/0! | #DIV/0! | 50.5 | 2.2785 | #DIV/0! | 1 | #DIV/0! | #DIV/0! |  |  | 1
0 | 0 | 0 | 0 |  | 1 | 15:12 | 75.8 |  | 502.4336 | 0 | 0 | 50.2194 | 50.2194 | -7.1054e-14 | 0 | 0 |  | -527.2939 | #DIV/0! | #DIV/0! | 50.5 | 2.2785 | #DIV/0! | 1 | #DIV/0! | #DIV/0! |  |  | 1
0 | 0 | 0 | 0 |  | 1 | 15:12 | 75.82 |  | 502.4328 | 0 | 0 | 50.2194 | 50.2194 | -7.1054e-14 | 0 | 0 |  | -527.2939 | #DIV/0! | #DIV/0! | 50.5 | 2.2785 | #DIV/0! | 1 | #DIV/0! | #DIV/0! |  |  | 1
0 | 0 | 0 | 0 |  | 1 | 15:12 | 75.84 |  | 502.432 | 0 | 0 | 50.2194 | 50.2194 | -7.1054e-14 | 0 | 0 |  | -527.2939 | #DIV/0! | #DIV/0! | 50.5 | 2.2785 | #DIV/0! | 1 | #DIV/0! | #DIV/0! |  |  | 1
0 | 0 | 0 | 0 |  | 1 | 15:12 | 75.86 |  | 502.4312 | 0 | 0 | 50.2194 | 50.2194 | -7.1054e-14 | 0 | 0 |  | -527.2939 | #DIV/0! | #DIV/0! | 50.5 | 2.2785 | #DIV/0! | 1 | #DIV/0! | #DIV/0! |  |  | 1
0 | 0 | 0 | 0 |  | 1 | 15:12 | 75.88 |  | 502.4304 | 0 | 0 | 50.2194 | 50.2194 | -7.1054e-14 | 0 | 0 |  | -527.2939 | #DIV/0! | #DIV/0! | 50.5 | 2.2785 | #DIV/0! | 1 | #DIV/0! | #DIV/0! |  |  | 1
0 | 0 | 0 | 0 |  | 1 | 15:12 | 75.9 |  | 502.4297 | 0 | 0 | 50.2194 | 50.2194 | -7.1054e-14 | 0 | 0 |  | -527.2939 | #DIV/0! | #DIV/0! | 50.5 | 2.2785 | #DIV/0! | 1 | #DIV/0! | #DIV/0! |  |  | 1
0 | 0 | 0 | 0 |  | 1 | 15:12 | 75.92 |  | 502.4289 | 0 | 0 | 50.2194 | 50.2194 | -7.1054e-14 | 0 | 0 |  | -527.2939 | #DIV/0! | #DIV/0! | 50.5 | 2.2785 | #DIV/0! | 1 | #DIV/0! | #DIV/0! |  |  | 1
0 | 0 | 0 | 0 |  | 1 | 15:12 | 75.94 |  | 502.4281 | 0 | 0 | 50.2194 | 50.2194 | -7.1054e-14 | 0 | 0 |  | -527.2939 | #DIV/0! | #DIV/0! | 50.5 | 2.2785 | #DIV/0! | 1 | #DIV/0! | #DIV/0! |  |  | 1
0 | 0 | 0 | 0 |  | 1 | 15:12 | 75.96 |  | 502.4273 | 0 | 0 | 50.2194 | 50.2194 | -7.1054e-14 | 0 | 0 |  | -527.2939 | #DIV/0! | #DIV/0! | 50.5 | 2.2785 | #DIV/0! | 1 | #DIV/0! | #DIV/0! |  |  | 1
0 | 0 | 0 | 0 |  | 1 | 15:12 | 75.98 |  | 502.4265 | 0 | 0 | 50.2194 | 50.2194 | -7.1054e-14 | 0 | 0 |  | -527.2939 | #DIV/0! | #DIV/0! | 50.5 | 2.2785 | #DIV/0! | 1 | #DIV/0! | #DIV/0! |  |  | 1
0 | 0 | 0 | 0 |  | 1 | 15:12 | 76 |  | 502.4258 | 0 | 0 | 50.2194 | 50.2194 | -7.1054e-14 | 0 | 0 |  | -527.2939 | #DIV/0! | #DIV/0! | 50.5 | 2.2785 | #DIV/0! | 1 | #DIV/0! | #DIV/0! |  |  | 1
0 | 0 | 0 | 0 |  | 1 | 15:12 | 76.02 |  | 502.425 | 0 | 0 | 50.2194 | 50.2194 | -7.1054e-14 | 0 | 0 |  | -527.2939 | #DIV/0! | #DIV/0! | 50.5 | 2.2785 | #DIV/0! | 1 | #DIV/0! | #DIV/0! |  |  | 1
0 | 0 | 0 | 0 |  | 1 | 15:12 | 76.04 |  | 502.4242 | 0 | 0 | 50.2194 | 50.2194 | -7.1054e-14 | 0 | 0 |  | -527.2939 | #DIV/0! | #DIV/0! | 50.5 | 2.2785 | #DIV/0! | 1 | #DIV/0! | #DIV/0! |  |  | 1
0 | 0 | 0 | 0 |  | 1 | 15:12 | 76.06 |  | 502.4234 | 0 | 0 | 50.2194 | 50.2194 | -7.1054e-14 | 0 | 0 |  | -527.2939 | #DIV/0! | #DIV/0! | 50.5 | 2.2785 | #DIV/0! | 1 | #DIV/0! | #DIV/0! |  |  | 1
0 | 0 | 0 | 0 |  | 1 | 15:12 | 76.08 |  | 502.4226 | 0 | 0 | 50.2194 | 50.2194 | -7.1054e-14 | 0 | 0 |  | -527.2939 | #DIV/0! | #DIV/0! | 50.5 | 2.2785 | #DIV/0! | 1 | #DIV/0! | #DIV/0! |  |  | 1
0 | 0 | 0 | 0 |  | 1 | 15:12 | 76.1 |  | 502.4219 | 0 | 0 | 50.2194 | 50.2194 | -7.1054e-14 | 0 | 0 |  | -527.2939 | #DIV/0! | #DIV/0! | 50.5 | 2.2785 | #DIV/0! | 1 | #DIV/0! | #DIV/0! |  |  | 1
0 | 0 | 0 | 0 |  | 1 | 15:12 | 76.12 |  | 502.4211 | 0 | 0 | 50.2194 | 50.2194 | -7.1054e-14 | 0 | 0 |  | -527.2939 | #DIV/0! | #DIV/0! | 50.5 | 2.2785 | #DIV/0! | 1 | #DIV/0! | #DIV/0! |  |  | 1
0 | 0 | 0 | 0 |  | 1 | 15:12 | 76.14 |  | 502.4203 | 0 | 0 | 50.2194 | 50.2194 | -7.1054e-14 | 0 | 0 |  | -527.2939 | #DIV/0! | #DIV/0! | 50.5 | 2.2785 | #DIV/0! | 1 | #DIV/0! | #DIV/0! |  |  | 1
0 | 0 | 0 | 0 |  | 1 | 15:12 | 76.16 |  | 502.4195 | 0 | 0 | 50.2194 | 50.2194 | -7.1054e-14 | 0 | 0 |  | -527.2939 | #DIV/0! | #DIV/0! | 50.5 | 2.2785 | #DIV/0! | 1 | #DIV/0! | #DIV/0! |  |  | 1
0 | 0 | 0 | 0 |  | 1 | 15:12 | 76.18 |  | 502.4187 | 0 | 0 | 50.2194 | 50.2194 | -7.1054e-14 | 0 | 0 |  | -527.2939 | #DIV/0! | #DIV/0! | 50.5 | 2.2785 | #DIV/0! | 1 | #DIV/0! | #DIV/0! |  |  | 1
0 | 0 | 0 | 0 |  | 1 | 15:12 | 76.2 |  | 502.418 | 0 | 0 | 50.2194 | 50.2194 | -7.1054e-14 | 0 | 0 |  | -527.2939 | #DIV/0! | #DIV/0! | 50.5 | 2.2785 | #DIV/0! | 1 | #DIV/0! | #DIV/0! |  |  | 1
0 | 0 | 0 | 0 |  | 1 | 15:12 | 76.22 |  | 502.4172 | 0 | 0 | 50.2194 | 50.2194 | -7.1054e-14 | 0 | 0 |  | -527.2939 | #DIV/0! | #DIV/0! | 50.5 | 2.2785 | #DIV/0! | 1 | #DIV/0! | #DIV/0! |  |  | 1
0 | 0 | 0 | 0 |  | 1 | 15:12 | 76.24 |  | 502.4164 | 0 | 0 | 50.2194 | 50.2194 | -7.1054e-14 | 0 | 0 |  | -527.2939 | #DIV/0! | #DIV/0! | 50.5 | 2.2785 | #DIV/0! | 1 | #DIV/0! | #DIV/0! |  |  | 1
0 | 0 | 0 | 0 |  | 1 | 15:12 | 76.26 |  | 502.4156 | 0 | 0 | 50.2194 | 50.2194 | -7.1054e-14 | 0 | 0 |  | -527.2939 | #DIV/0! | #DIV/0! | 50.5 | 2.2785 | #DIV/0! | 1 | #DIV/0! | #DIV/0! |  |  | 1
0 | 0 | 0 | 0 |  | 1 | 15:12 | 76.28 |  | 502.4148 | 0 | 0 | 50.2194 | 50.2194 | -7.1054e-14 | 0 | 0 |  | -527.2939 | #DIV/0! | #DIV/0! | 50.5 | 2.2785 | #DIV/0! | 1 | #DIV/0! | #DIV/0! |  |  | 1
0 | 0 | 0 | 0 |  | 1 | 15:12 | 76.3 |  | 502.4141 | 0 | 0 | 50.2194 | 50.2194 | -7.1054e-14 | 0 | 0 |  | -527.2939 | #DIV/0! | #DIV/0! | 50.5 | 2.2785 | #DIV/0! | 1 | #DIV/0! | #DIV/0! |  |  | 1
0 | 0 | 0 | 0 |  | 1 | 15:12 | 76.32 |  | 502.4133 | 0 | 0 | 50.2194 | 50.2194 | -7.1054e-14 | 0 | 0 |  | -527.2939 | #DIV/0! | #DIV/0! | 50.5 | 2.2785 | #DIV/0! | 1 | #DIV/0! | #DIV/0! |  |  | 1
0 | 0 | 0 | 0 |  | 1 | 15:12 | 76.34 |  | 502.4125 | 0 | 0 | 50.2194 | 50.2194 | -7.1054e-14 | 0 | 0 |  | -527.2939 | #DIV/0! | #DIV/0! | 50.5 | 2.2785 | #DIV/0! | 1 | #DIV/0! | #DIV/0! |  |  | 1
0 | 0 | 0 | 0 |  | 1 | 15:12 | 76.36 |  | 502.4117 | 0 | 0 | 50.2194 | 50.2194 | -7.1054e-14 | 0 | 0 |  | -527.2939 | #DIV/0! | #DIV/0! | 50.5 | 2.2785 | #DIV/0! | 1 | #DIV/0! | #DIV/0! |  |  | 1
0 | 0 | 0 | 0 |  | 1 | 15:12 | 76.38 |  | 502.4109 | 0 | 0 | 50.2194 | 50.2194 | -7.1054e-14 | 0 | 0 |  | -527.2939 | #DIV/0! | #DIV/0! | 50.5 | 2.2785 | #DIV/0! | 1 | #DIV/0! | #DIV/0! |  |  | 1
0 | 0 | 0 | 0 |  | 1 | 15:12 | 76.4 |  | 502.4102 | 0 | 0 | 50.2194 | 50.2194 | -7.1054e-14 | 0 | 0 |  | -527.2939 | #DIV/0! | #DIV/0! | 50.5 | 2.2785 | #DIV/0! | 1 | #DIV/0! | #DIV/0! |  |  | 1
0 | 0 | 0 | 0 |  | 1 | 15:12 | 76.42 |  | 502.4094 | 0 | 0 | 50.2194 | 50.2194 | -7.1054e-14 | 0 | 0 |  | -527.2939 | #DIV/0! | #DIV/0! | 50.5 | 2.2785 | #DIV/0! | 1 | #DIV/0! | #DIV/0! |  |  | 1
0 | 0 | 0 | 0 |  | 1 | 15:12 | 76.44 |  | 502.4086 | 0 | 0 | 50.2194 | 50.2194 | -7.1054e-14 | 0 | 0 |  | -527.2939 | #DIV/0! | #DIV/0! | 50.5 | 2.2785 | #DIV/0! | 1 | #DIV/0! | #DIV/0! |  |  | 1
0 | 0 | 0 | 0 |  | 1 | 15:12 | 76.46 |  | 502.4078 | 0 | 0 | 50.2194 | 50.2194 | -7.1054e-14 | 0 | 0 |  | -527.2939 | #DIV/0! | #DIV/0! | 50.5 | 2.2785 | #DIV/0! | 1 | #DIV/0! | #DIV/0! |  |  | 1
0 | 0 | 0 | 0 |  | 1 | 15:12 | 76.48 |  | 502.407 | 0 | 0 | 50.2194 | 50.2194 | -7.1054e-14 | 0 | 0 |  | -527.2939 | #DIV/0! | #DIV/0! | 50.5 | 2.2785 | #DIV/0! | 1 | #DIV/0! | #DIV/0! |  |  | 1
0 | 0 | 0 | 0 |  | 1 | 15:12 | 76.5 |  | 502.4063 | 0 | 0 | 50.2194 | 50.2194 | -7.1054e-14 | 0 | 0 |  | -527.2939 | #DIV/0! | #DIV/0! | 50.5 | 2.2785 | #DIV/0! | 1 | #DIV/0! | #DIV/0! |  |  | 1
0 | 0 | 0 | 0 |  | 1 | 15:12 | 76.52 |  | 502.4055 | 0 | 0 | 50.2194 | 50.2194 | -7.1054e-14 | 0 | 0 |  | -527.2939 | #DIV/0! | #DIV/0! | 50.5 | 2.2785 | #DIV/0! | 1 | #DIV/0! | #DIV/0! |  |  | 1
0 | 0 | 0 | 0 |  | 1 | 15:12 | 76.54 |  | 502.4047 | 0 | 0 | 50.2194 | 50.2194 | -7.1054e-14 | 0 | 0 |  | -527.2939 | #DIV/0! | #DIV/0! | 50.5 | 2.2785 | #DIV/0! | 1 | #DIV/0! | #DIV/0! |  |  | 1
0 | 0 | 0 | 0 |  | 1 | 15:12 | 76.56 |  | 502.4039 | 0 | 0 | 50.2194 | 50.2194 | -7.1054e-14 | 0 | 0 |  | -527.2939 | #DIV/0! | #DIV/0! | 50.5 | 2.2785 | #DIV/0! | 1 | #DIV/0! | #DIV/0! |  |  | 1
0 | 0 | 0 | 0 |  | 1 | 15:12 | 76.58 |  | 502.4031 | 0 | 0 | 50.2194 | 50.2194 | -7.1054e-14 | 0 | 0 |  | -527.2939 | #DIV/0! | #DIV/0! | 50.5 | 2.2785 | #DIV/0! | 1 | #DIV/0! | #DIV/0! |  |  | 1
0 | 0 | 0 | 0 |  | 1 | 15:12 | 76.6 |  | 502.4024 | 0 | 0 | 50.2194 | 50.2194 | -7.1054e-14 | 0 | 0 |  | -527.2939 | #DIV/0! | #DIV/0! | 50.5 | 2.2785 | #DIV/0! | 1 | #DIV/0! | #DIV/0! |  |  | 1
0 | 0 | 0 | 0 |  | 1 | 15:12 | 76.62 |  | 502.4016 | 0 | 0 | 50.2194 | 50.2194 | -7.1054e-14 | 0 | 0 |  | -527.2939 | #DIV/0! | #DIV/0! | 50.5 | 2.2785 | #DIV/0! | 1 | #DIV/0! | #DIV/0! |  |  | 1
0 | 0 | 0 | 0 |  | 1 | 15:12 | 76.64 |  | 502.4008 | 0 | 0 | 50.2194 | 50.2194 | -7.1054e-14 | 0 | 0 |  | -527.2939 | #DIV/0! | #DIV/0! | 50.5 | 2.2785 | #DIV/0! | 1 | #DIV/0! | #DIV/0! |  |  | 1
0 | 0 | 0 | 0 |  | 1 | 15:12 | 76.66 |  | 502.4 | 0 | 0 | 50.2194 | 50.2194 | -7.1054e-14 | 0 | 0 |  | -527.2939 | #DIV/0! | #DIV/0! | 50.5 | 2.2785 | #DIV/0! | 1 | #DIV/0! | #DIV/0! |  |  | 1
0 | 0 | 0 | 0 |  | 1 | 15:12 | 76.68 |  | 502.3992 | 0 | 0 | 50.2194 | 50.2194 | -7.1054e-14 | 0 | 0 |  | -527.2939 | #DIV/0! | #DIV/0! | 50.5 | 2.2785 | #DIV/0! | 1 | #DIV/0! | #DIV/0! |  |  | 1
0 | 0 | 0 | 0 |  | 1 | 15:12 | 76.7 |  | 502.3985 | 0 | 0 | 50.2194 | 50.2194 | -7.1054e-14 | 0 | 0 |  | -527.2939 | #DIV/0! | #DIV/0! | 50.5 | 2.2785 | #DIV/0! | 1 | #DIV/0! | #DIV/0! |  |  | 1
0 | 0 | 0 | 0 |  | 1 | 15:12 | 76.72 |  | 502.3977 | 0 | 0 | 50.2194 | 50.2194 | -7.1054e-14 | 0 | 0 |  | -527.2939 | #DIV/0! | #DIV/0! | 50.5 | 2.2785 | #DIV/0! | 1 | #DIV/0! | #DIV/0! |  |  | 1
0 | 0 | 0 | 0 |  | 1 | 15:12 | 76.74 |  | 502.3969 | 0 | 0 | 50.2194 | 50.2194 | -7.1054e-14 | 0 | 0 |  | -527.2939 | #DIV/0! | #DIV/0! | 50.5 | 2.2785 | #DIV/0! | 1 | #DIV/0! | #DIV/0! |  |  | 1
0 | 0 | 0 | 0 |  | 1 | 15:12 | 76.76 |  | 502.3961 | 0 | 0 | 50.2194 | 50.2194 | -7.1054e-14 | 0 | 0 |  | -527.2939 | #DIV/0! | #DIV/0! | 50.5 | 2.2785 | #DIV/0! | 1 | #DIV/0! | #DIV/0! |  |  | 1
0 | 0 | 0 | 0 |  | 1 | 15:12 | 76.78 |  | 502.3953 | 0 | 0 | 50.2194 | 50.2194 | -7.1054e-14 | 0 | 0 |  | -527.2939 | #DIV/0! | #DIV/0! | 50.5 | 2.2785 | #DIV/0! | 1 | #DIV/0! | #DIV/0! |  |  | 1
0 | 0 | 0 | 0 |  | 1 | 15:12 | 76.8 |  | 502.3946 | 0 | 0 | 50.2194 | 50.2194 | -7.1054e-14 | 0 | 0 |  | -527.2939 | #DIV/0! | #DIV/0! | 50.5 | 2.2785 | #DIV/0! | 1 | #DIV/0! | #DIV/0! |  |  | 1
0 | 0 | 0 | 0 |  | 1 | 15:12 | 76.82 |  | 502.3938 | 0 | 0 | 50.2194 | 50.2194 | -7.1054e-14 | 0 | 0 |  | -527.2939 | #DIV/0! | #DIV/0! | 50.5 | 2.2785 | #DIV/0! | 1 | #DIV/0! | #DIV/0! |  |  | 1
0 | 0 | 0 | 0 |  | 1 | 15:12 | 76.84 |  | 502.393 | 0 | 0 | 50.2194 | 50.2194 | -7.1054e-14 | 0 | 0 |  | -527.2939 | #DIV/0! | #DIV/0! | 50.5 | 2.2785 | #DIV/0! | 1 | #DIV/0! | #DIV/0! |  |  | 1
0 | 0 | 0 | 0 |  | 1 | 15:12 | 76.86 |  | 502.3922 | 0 | 0 | 50.2194 | 50.2194 | -7.1054e-14 | 0 | 0 |  | -527.2939 | #DIV/0! | #DIV/0! | 50.5 | 2.2785 | #DIV/0! | 1 | #DIV/0! | #DIV/0! |  |  | 1
0 | 0 | 0 | 0 |  | 1 | 15:12 | 76.88 |  | 502.3914 | 0 | 0 | 50.2194 | 50.2194 | -7.1054e-14 | 0 | 0 |  | -527.2939 | #DIV/0! | #DIV/0! | 50.5 | 2.2785 | #DIV/0! | 1 | #DIV/0! | #DIV/0! |  |  | 1
0 | 0 | 0 | 0 |  | 1 | 15:12 | 76.9 |  | 502.3907 | 0 | 0 | 50.2194 | 50.2194 | -7.1054e-14 | 0 | 0 |  | -527.2939 | #DIV/0! | #DIV/0! | 50.5 | 2.2785 | #DIV/0! | 1 | #DIV/0! | #DIV/0! |  |  | 1
0 | 0 | 0 | 0 |  | 1 | 15:12 | 76.92 |  | 502.3899 | 0 | 0 | 50.2194 | 50.2194 | -7.1054e-14 | 0 | 0 |  | -527.2939 | #DIV/0! | #DIV/0! | 50.5 | 2.2785 | #DIV/0! | 1 | #DIV/0! | #DIV/0! |  |  | 1
0 | 0 | 0 | 0 |  | 1 | 15:12 | 76.94 |  | 502.3891 | 0 | 0 | 50.2194 | 50.2194 | -7.1054e-14 | 0 | 0 |  | -527.2939 | #DIV/0! | #DIV/0! | 50.5 | 2.2785 | #DIV/0! | 1 | #DIV/0! | #DIV/0! |  |  | 1
0 | 0 | 0 | 0 |  | 1 | 15:12 | 76.96 |  | 502.3883 | 0 | 0 | 50.2194 | 50.2194 | -7.1054e-14 | 0 | 0 |  | -527.2939 | #DIV/0! | #DIV/0! | 50.5 | 2.2785 | #DIV/0! | 1 | #DIV/0! | #DIV/0! |  |  | 1
0 | 0 | 0 | 0 |  | 1 | 15:12 | 76.98 |  | 502.3875 | 0 | 0 | 50.2194 | 50.2194 | -7.1054e-14 | 0 | 0 |  | -527.2939 | #DIV/0! | #DIV/0! | 50.5 | 2.2785 | #DIV/0! | 1 | #DIV/0! | #DIV/0! |  |  | 1
0 | 0 | 0 | 0 |  | 1 | 15:12 | 77 |  | 502.3868 | 0 | 0 | 50.2194 | 50.2194 | -7.1054e-14 | 0 | 0 |  | -527.2939 | #DIV/0! | #DIV/0! | 50.5 | 2.2785 | #DIV/0! | 1 | #DIV/0! | #DIV/0! |  |  | 1
0 | 0 | 0 | 0 |  | 1 | 15:12 | 77.02 |  | 502.386 | 0 | 0 | 50.2194 | 50.2194 | -7.1054e-14 | 0 | 0 |  | -527.2939 | #DIV/0! | #DIV/0! | 50.5 | 2.2785 | #DIV/0! | 1 | #DIV/0! | #DIV/0! |  |  | 1
0 | 0 | 0 | 0 |  | 1 | 15:12 | 77.04 |  | 502.3852 | 0 | 0 | 50.2194 | 50.2194 | -7.1054e-14 | 0 | 0 |  | -527.2939 | #DIV/0! | #DIV/0! | 50.5 | 2.2785 | #DIV/0! | 1 | #DIV/0! | #DIV/0! |  |  | 1
0 | 0 | 0 | 0 |  | 1 | 15:12 | 77.06 |  | 502.3844 | 0 | 0 | 50.2194 | 50.2194 | -7.1054e-14 | 0 | 0 |  | -527.2939 | #DIV/0! | #DIV/0! | 50.5 | 2.2785 | #DIV/0! | 1 | #DIV/0! | #DIV/0! |  |  | 1
0 | 0 | 0 | 0 |  | 1 | 15:12 | 77.08 |  | 502.3836 | 0 | 0 | 50.2194 | 50.2194 | -7.1054e-14 | 0 | 0 |  | -527.2939 | #DIV/0! | #DIV/0! | 50.5 | 2.2785 | #DIV/0! | 1 | #DIV/0! | #DIV/0! |  |  | 1
0 | 0 | 0 | 0 |  | 1 | 15:12 | 77.1 |  | 502.3829 | 0 | 0 | 50.2194 | 50.2194 | -7.1054e-14 | 0 | 0 |  | -527.2939 | #DIV/0! | #DIV/0! | 50.5 | 2.2785 | #DIV/0! | 1 | #DIV/0! | #DIV/0! |  |  | 1
0 | 0 | 0 | 0 |  | 1 | 15:12 | 77.12 |  | 502.3821 | 0 | 0 | 50.2194 | 50.2194 | -7.1054e-14 | 0 | 0 |  | -527.2939 | #DIV/0! | #DIV/0! | 50.5 | 2.2785 | #DIV/0! | 1 | #DIV/0! | #DIV/0! |  |  | 1
0 | 0 | 0 | 0 |  | 1 | 15:12 | 77.14 |  | 502.3813 | 0 | 0 | 50.2194 | 50.2194 | -7.1054e-14 | 0 | 0 |  | -527.2939 | #DIV/0! | #DIV/0! | 50.5 | 2.2785 | #DIV/0! | 1 | #DIV/0! | #DIV/0! |  |  | 1
0 | 0 | 0 | 0 |  | 1 | 15:12 | 77.16 |  | 502.3805 | 0 | 0 | 50.2194 | 50.2194 | -7.1054e-14 | 0 | 0 |  | -527.2939 | #DIV/0! | #DIV/0! | 50.5 | 2.2785 | #DIV/0! | 1 | #DIV/0! | #DIV/0! |  |  | 1
0 | 0 | 0 | 0 |  | 1 | 15:12 | 77.18 |  | 502.3797 | 0 | 0 | 50.2194 | 50.2194 | -7.1054e-14 | 0 | 0 |  | -527.2939 | #DIV/0! | #DIV/0! | 50.5 | 2.2785 | #DIV/0! | 1 | #DIV/0! | #DIV/0! |  |  | 1
0 | 0 | 0 | 0 |  | 1 | 15:12 | 77.2 |  | 502.379 | 0 | 0 | 50.2194 | 50.2194 | -7.1054e-14 | 0 | 0 |  | -527.2939 | #DIV/0! | #DIV/0! | 50.5 | 2.2785 | #DIV/0! | 1 | #DIV/0! | #DIV/0! |  |  | 1
0 | 0 | 0 | 0 |  | 1 | 15:12 | 77.22 |  | 502.3782 | 0 | 0 | 50.2194 | 50.2194 | -7.1054e-14 | 0 | 0 |  | -527.2939 | #DIV/0! | #DIV/0! | 50.5 | 2.2785 | #DIV/0! | 1 | #DIV/0! | #DIV/0! |  |  | 1
0 | 0 | 0 | 0 |  | 1 | 15:12 | 77.24 |  | 502.3774 | 0 | 0 | 50.2194 | 50.2194 | -7.1054e-14 | 0 | 0 |  | -527.2939 | #DIV/0! | #DIV/0! | 50.5 | 2.2785 | #DIV/0! | 1 | #DIV/0! | #DIV/0! |  |  | 1
0 | 0 | 0 | 0 |  | 1 | 15:12 | 77.26 |  | 502.3766 | 0 | 0 | 50.2194 | 50.2194 | -7.1054e-14 | 0 | 0 |  | -527.2939 | #DIV/0! | #DIV/0! | 50.5 | 2.2785 | #DIV/0! | 1 | #DIV/0! | #DIV/0! |  |  | 1
0 | 0 | 0 | 0 |  | 1 | 15:12 | 77.28 |  | 502.3758 | 0 | 0 | 50.2194 | 50.2194 | -7.1054e-14 | 0 | 0 |  | -527.2939 | #DIV/0! | #DIV/0! | 50.5 | 2.2785 | #DIV/0! | 1 | #DIV/0! | #DIV/0! |  |  | 1
0 | 0 | 0 | 0 |  | 1 | 15:12 | 77.3 |  | 502.3751 | 0 | 0 | 50.2194 | 50.2194 | -7.1054e-14 | 0 | 0 |  | -527.2939 | #DIV/0! | #DIV/0! | 50.5 | 2.2785 | #DIV/0! | 1 | #DIV/0! | #DIV/0! |  |  | 1
0 | 0 | 0 | 0 |  | 1 | 15:12 | 77.32 |  | 502.3743 | 0 | 0 | 50.2194 | 50.2194 | -7.1054e-14 | 0 | 0 |  | -527.2939 | #DIV/0! | #DIV/0! | 50.5 | 2.2785 | #DIV/0! | 1 | #DIV/0! | #DIV/0! |  |  | 1
0 | 0 | 0 | 0 |  | 1 | 15:12 | 77.34 |  | 502.3735 | 0 | 0 | 50.2194 | 50.2194 | -7.1054e-14 | 0 | 0 |  | -527.2939 | #DIV/0! | #DIV/0! | 50.5 | 2.2785 | #DIV/0! | 1 | #DIV/0! | #DIV/0! |  |  | 1
0 | 0 | 0 | 0 |  | 1 | 15:12 | 77.36 |  | 502.3727 | 0 | 0 | 50.2194 | 50.2194 | -7.1054e-14 | 0 | 0 |  | -527.2939 | #DIV/0! | #DIV/0! | 50.5 | 2.2785 | #DIV/0! | 1 | #DIV/0! | #DIV/0! |  |  | 1
0 | 0 | 0 | 0 |  | 1 | 15:12 | 77.38 |  | 502.3719 | 0 | 0 | 50.2194 | 50.2194 | -7.1054e-14 | 0 | 0 |  | -527.2939 | #DIV/0! | #DIV/0! | 50.5 | 2.2785 | #DIV/0! | 1 | #DIV/0! | #DIV/0! |  |  | 1
0 | 0 | 0 | 0 |  | 1 | 15:12 | 77.4 |  | 502.3712 | 0 | 0 | 50.2194 | 50.2194 | -7.1054e-14 | 0 | 0 |  | -527.2939 | #DIV/0! | #DIV/0! | 50.5 | 2.2785 | #DIV/0! | 1 | #DIV/0! | #DIV/0! |  |  | 1
0 | 0 | 0 | 0 |  | 1 | 15:12 | 77.42 |  | 502.3704 | 0 | 0 | 50.2194 | 50.2194 | -7.1054e-14 | 0 | 0 |  | -527.2939 | #DIV/0! | #DIV/0! | 50.5 | 2.2785 | #DIV/0! | 1 | #DIV/0! | #DIV/0! |  |  | 1
0 | 0 | 0 | 0 |  | 1 | 15:12 | 77.44 |  | 502.3696 | 0 | 0 | 50.2194 | 50.2194 | -7.1054e-14 | 0 | 0 |  | -527.2939 | #DIV/0! | #DIV/0! | 50.5 | 2.2785 | #DIV/0! | 1 | #DIV/0! | #DIV/0! |  |  | 1
0 | 0 | 0 | 0 |  | 1 | 15:12 | 77.46 |  | 502.3688 | 0 | 0 | 50.2194 | 50.2194 | -7.1054e-14 | 0 | 0 |  | -527.2939 | #DIV/0! | #DIV/0! | 50.5 | 2.2785 | #DIV/0! | 1 | #DIV/0! | #DIV/0! |  |  | 1
0 | 0 | 0 | 0 |  | 1 | 15:12 | 77.48 |  | 502.368 | 0 | 0 | 50.2194 | 50.2194 | -7.1054e-14 | 0 | 0 |  | -527.2939 | #DIV/0! | #DIV/0! | 50.5 | 2.2785 | #DIV/0! | 1 | #DIV/0! | #DIV/0! |  |  | 1
0 | 0 | 0 | 0 |  | 1 | 15:12 | 77.5 |  | 502.3673 | 0 | 0 | 50.2194 | 50.2194 | -7.1054e-14 | 0 | 0 |  | -527.2939 | #DIV/0! | #DIV/0! | 50.5 | 2.2785 | #DIV/0! | 1 | #DIV/0! | #DIV/0! |  |  | 1
0 | 0 | 0 | 0 |  | 1 | 15:12 | 77.52 |  | 502.3665 | 0 | 0 | 50.2194 | 50.2194 | -7.1054e-14 | 0 | 0 |  | -527.2939 | #DIV/0! | #DIV/0! | 50.5 | 2.2785 | #DIV/0! | 1 | #DIV/0! | #DIV/0! |  |  | 1
0 | 0 | 0 | 0 |  | 1 | 15:12 | 77.54 |  | 502.3657 | 0 | 0 | 50.2194 | 50.2194 | -7.1054e-14 | 0 | 0 |  | -527.2939 | #DIV/0! | #DIV/0! | 50.5 | 2.2785 | #DIV/0! | 1 | #DIV/0! | #DIV/0! |  |  | 1
0 | 0 | 0 | 0 |  | 1 | 15:12 | 77.56 |  | 502.3649 | 0 | 0 | 50.2194 | 50.2194 | -7.1054e-14 | 0 | 0 |  | -527.2939 | #DIV/0! | #DIV/0! | 50.5 | 2.2785 | #DIV/0! | 1 | #DIV/0! | #DIV/0! |  |  | 1
0 | 0 | 0 | 0 |  | 1 | 15:12 | 77.58 |  | 502.3641 | 0 | 0 | 50.2194 | 50.2194 | -7.1054e-14 | 0 | 0 |  | -527.2939 | #DIV/0! | #DIV/0! | 50.5 | 2.2785 | #DIV/0! | 1 | #DIV/0! | #DIV/0! |  |  | 1
0 | 0 | 0 | 0 |  | 1 | 15:12 | 77.6 |  | 502.3634 | 0 | 0 | 50.2194 | 50.2194 | -7.1054e-14 | 0 | 0 |  | -527.2939 | #DIV/0! | #DIV/0! | 50.5 | 2.2785 | #DIV/0! | 1 | #DIV/0! | #DIV/0! |  |  | 1
0 | 0 | 0 | 0 |  | 1 | 15:12 | 77.62 |  | 502.3626 | 0 | 0 | 50.2194 | 50.2194 | -7.1054e-14 | 0 | 0 |  | -527.2939 | #DIV/0! | #DIV/0! | 50.5 | 2.2785 | #DIV/0! | 1 | #DIV/0! | #DIV/0! |  |  | 1
0 | 0 | 0 | 0 |  | 1 | 15:12 | 77.64 |  | 502.3618 | 0 | 0 | 50.2194 | 50.2194
0 | 0 | 0 | 0 |  | 1 | 15:12 | 77.66 |  | 502.361 | 0 | 0 | 50.2194 | 50.2194
0 | 0 | 0 | 0 |  | 1 | 15:12 | 77.68 |  | 502.3602 | 0 | 0 | 50.2194
0 | 0 | 0 | 0 |  | 1 | 15:12 | 77.7 |  | 502.3595 | 0 | 0 | 50.2194
0 | 0 | 0 | 0 |  | 1 | 15:12 | 77.72 |  | 502.3587 | 0 | 0 | 50.2194
0 | 0 | 0 | 0 |  | 1 | 15:12 | 77.74 |  | 502.3579 | 0 | 0 | 50.2194
0 | 0 | 0 | 0 |  | 1 | 15:12 | 77.76 |  | 502.3571 | 0 | 0 | 50.2194
0 | 0 | 0 | 0 |  | 1 | 15:12 | 77.78 |  | 502.3563 | 0 | 0 | 50.2194
0 | 0 | 0 | 0 |  | 1 | 15:12 | 77.8 |  | 502.3556 | 0 | 0 | 50.2194
0 | 0 | 0 | 0 |  | 1 | 15:12 | 77.82 |  | 502.3548 | 0 | 0 | 50.2194
0 | 0 | 0 | 0 |  | 1 | 15:12 | 77.84 |  | 502.354 | 0 | 0 | 50.2194
Note on G3: jstevens: MAX(SB, SC) * -1
Note on G4: jstevens: FC - MAX(FC, -Fast Service Enabled)

## LowerFast4s
Intermediate Data - Do not Change |  |  |  |  | Section references are to User Guide v3.0
Time conversion | 0:00 | RT0 | 505.045 |  | 2.1(b) - Results
Time interval | 0:00 | Frequency Setting | 0 |  | FAST LOWER | 22.5 | MW
Smoothing Constant | 0.1 | Disturbance time | 15:11 |  | FD | -141.8 | MW
G | 1 | Reference time | -401.2 |  | FB | -22.5
freq. ramp rate | 0.125 | Tinitiate | 1000 |  | FC | -155.8
freq. ref time | 2.8 | Switched Comp. Factor | 0 |  | Fast Enablement | 14
Deadband Upper Limit | 50 | Combined Controller | NO
[27 empty] | Section 2.1 (a)(xi) | Section 2.1 (a)(xii)
[17 empty] | Section 2.1 (a)(v) | [9 empty] | FB | FC
[9 empty] | Section 2.1 (a)(i) |  | Section 2.1 (a)(iii) | Section 2.1 (a)(iv) |  |  |  |  | FA | Section 2.1 (a)(vi) | Section 2.1 (a)(vii) |  | Section 2.1 (a)(viii) |  |  | Section 2.1 (a)(ix) |  | Section 2.1 (a)(x) | -22.5 | -155.8
Raw Data |  |  |  | Checking | Checking |  |  | Checking |  |  |  | Smoothed | Offset Smoothed | CALCULATED DATA |  |  | 550.391 | [9 empty] | CET < t < 6 | 6 < t < 60
Local frequency | FS - Switched | FP - Proportional | Power flow | disturbance | initiate | Time | Relative time | frequency at |  |  |  | Local frequency | Local frequency | df/dt | Inertial response | Adjusted generation | PRE-EVENT (-20<t<-8) | POST-EVENT (t>CET) |  |  |  |  | Proportionally Compensated |  |  |  | Compensated | Compensated | Frequency
Hz - Raw | MW | MW | MW | time | time | hh:mm:ss.00 | sec | t = 0 | Reference Trajectory | Adjustment | Adjusted Power | Hz - Smoothed | Hz - Smoothed off | Hz/sec | MW | MW | MW | Basic response (MW) | FS (Raw) | FP (Raw) | Fresp-rate | Proportional Control Comp | Basic response (MW) - FP | Switched Compensation | Adjusted FS | Adjusted Response | Basic response (MW) | Basic response (MW) | Recovery?
49.9024 | 0 | 546.6152 | 546.6152 |  | 1 | 15:10 | -44 |  | 506.605 | -1.56 | 545.0552 | 49.9024 | 49.886 | 0 | 0 | 545.0552 |  | 0 | 0 | 0 |  |  |  | 1 |  |  |  |  | 0
49.8952 | 0 | 547.743 | 547.743 |  | 1 | 15:10 | -40 |  | 506.449 | -1.404 | 546.339 | 49.9017 | 49.906 | 0.0084634 | 0.38199 | 546.721 |  | 0 | 0 | 0 |  |  |  | 1 |  |  |  |  | 0
49.8816 | 0 | 547.743 | 547.743 |  | 1 | 15:10 | -36 |  | 506.293 | -1.248 | 546.495 | 49.8997 | 49.9537 | 0.007458 | 0.33652 | 546.8316 |  | 0 | 0 | 0 |  |  |  | 1 |  |  |  |  | 0
49.8637 | 0 | 546.2393 | 546.2393 |  | 1 | 15:10 | -32 |  | 506.137 | -1.092 | 545.1473 | 49.8961 | 49.976 | 0.0068906 | 0.3108 | 545.4581 |  | 0 | 0 | 0 |  |  |  | 1 |  |  |  |  | 0
49.8622 | 0 | 547.743 | 547.743 |  | 1 | 15:10 | -28 |  | 505.981 | -0.936 | 546.807 | 49.8927 | 50.0001 | 0.005414 | 0.24419 | 547.0512 |  | 0 | 0 | 0 |  |  |  | 1 |  |  |  |  | 0
49.8611 | 0 | 548.4949 | 548.4949 |  | 1 | 15:10 | -24 |  | 505.825 | -0.78 | 547.7149 | 49.8895 | 50.0206 | 0.0049914 | 0.22513 | 547.9401 |  | 0 | 0 | 0 |  |  |  | 1 |  |  |  |  | 0
49.8653 | 0 | 550.3747 | 550.3747 |  | 1 | 15:10 | -20 |  | 505.669 | -0.624 | 549.7507 | 49.8871 | 50.0396 | 0.004562 | 0.20578 | 549.9565 | 549.9565 | 0 | 0 | 0 |  |  |  | 1 |  |  |  |  | 0
49.8662 | 0 | 552.6304 | 552.6304 |  | 1 | 15:11 | -16 |  | 505.513 | -0.468 | 552.1624 | 49.885 | 50.056 | 0.0042334 | 0.19096 | 552.3533 | 552.3533 | 0 | 0 | 0 |  |  |  | 1 |  |  |  |  | 0
49.8898 | 0 | 553.3823 | 553.3823 |  | 1 | 15:11 | -12 |  | 505.357 | -0.312 | 553.0703 | 49.8855 | 50.0736 | 0.0038908 | 0.17559 | 553.2459 | 553.2459 | 0 | 0 | 0 |  |  |  | 1 |  |  |  |  | 0
49.8902 | 0 | 554.5101 | 554.5101 |  | 1 | 15:11 | -8 |  | 505.201 | -0.156 | 554.3541 | 49.886 | 50.0882 | 0.0035017 | 0.15803 | 554.5122 | 554.5122 | 0 | 0 | 0 |  |  |  | 1 |  |  |  |  | 0
50.0862 | 0 | 553.3823 | 553.3823 |  | 1 | 15:11 | -4 |  | 505.045 | 0 | 553.3823 | 49.906 | 50.1013 | 0.0030162 | 0.13666 | 553.5189 |  | 0 | 0 | 0 |  |  |  | 1 |  |  |  |  | 0
50.3828 | 0 | 552.6304 | 552.6304 | 1 | 1 | 15:11 | 0 | 50.3828 | 504.889 | 0 | 552.6304 | 49.9537 | 50.1122 | 0.0026323 | 0.11997 | 552.7503 |  | 2.3593 | 0 | 2.3593 | 50.15 | 1.3369 | 3.1542 | 1 | 0 | 3.1542 | 3.1542 |  | 0
50.1766 | 0 | 541.7278 | 541.7278 | 1 | 1 | 15:11 | 4 |  | 504.733 | 0 | 541.7278 | 49.976 | 50.122 | 0.0023547 | 0.10688 | 541.8347 |  | -8.5563 | 0 | -8.5563 | 50.5 | 3 | -25.6689 | 1 | 0 | -25.6689 | -25.6689 |  | 0
50.2176 | 0 | 505.6367 | 505.6367 | 1 | 1 | 15:11 | 8 |  | 504.577 | 0 | 505.6367 | 50.0001 | 50.1306 | 0.0021536 | 0.097828 | 505.7345 |  | -44.6565 | 0 | -44.6565 | 50.5 | 3 | -133.9695 | 1 | 0 | -133.9695 |  | -133.9695 | 0
50.2045 | 0 | 512.0278 | 512.0278 | 1 | 1 | 15:11 | 12 |  | 504.421 | 0 | 512.0278 | 50.0206 | 50.1393 | 0.0019315 | 0.087718 | 512.1155 |  | -38.2755 | 0 | -38.2755 | 50.5 | 3 | -114.8264 | 1 | 0 | -114.8264 |  | -114.8264 | 0
50.2113 | 0 | 523.3063 | 523.3063 | 1 | 1 | 15:11 | 16 |  | 504.265 | 0 | 523.3063 | 50.0396 | 50.1466 | 0.0018683 | 0.084858 | 523.3912 |  | -26.9998 | 0 | -26.9998 | 50.5 | 3 | -80.9995 | 1 | 0 | -80.9995 |  | -80.9995 | 0
50.2036 | 0 | 526.3139 | 526.3139 | 1 | 1 | 15:11 | 20 |  | 504.109 | 0 | 526.3139 | 50.056 | 50.1526 | 0.00175 | 0.079473 | 526.3934 |  | -23.9977 | 0 | -23.9977 | 50.5 | 3 | -71.993 | 1 | 0 | -71.993 |  | -71.993 | 0
50.232 | 0 | 526.3139 | 526.3139 | 1 | 1 | 15:11 | 24 |  | 503.953 | 0 | 526.3139 | 50.0736 | 50.1613 | 0.0016228 | 0.073737 | 526.3876 |  | -24.0034 | 0 | -24.0034 | 50.5 | 3 | -72.0102 | 1 | 0 | -72.0102 |  | -72.0102 | 0
50.2197 | 0 | 527.0658 | 527.0658 | 1 | 1 | 15:11 | 28 |  | 503.797 | 0 | 527.0658 | 50.0882 | 50.1669 | 0.0014385 | 0.065346 | 527.1311 |  | -23.2599 | 0 | -23.2599 | 50.5 | 2.9952 | -69.6689 | 1 | 0 | -69.6689 |  | -69.6689 | 0
50.2194 | 0 | 526.6899 | 526.6899 | 1 | 1 | 15:11 | 32 |  | 503.641 | 0 | 526.6899 | 50.1013 | 50.1719 | 0.0011395 | 0.051764 | 526.7416 |  | -23.6494 | 0 | -23.6494 | 50.5 | 2.9087 | -68.7881 | 1 | 0 | -68.7881 |  | -68.7881 | 0
50.2099 | 0 | 524.8101 | 524.8101 | 1 | 1 | 15:11 | 36 |  | 503.485 | 0 | 524.8101 | 50.1122 | 50.176 | 0.00098307 | 0.04465 | 524.8548 |  | -25.5363 | 0 | -25.5363 | 50.5 | 2.8404 | -72.5342 | 1 | 0 | -72.5342 |  | -72.5342 | 0
50.2099 | 0 | 523.6823 | 523.6823 | 1 | 1 | 15:11 | 40 |  | 503.329 | 0 | 523.6823 | 50.122 | 50.1795 | 0.00089011 | 0.040427 | 523.7227 |  | -26.6684 | 0 | -26.6684 | 50.5 | 2.7852 | -74.2761 | 1 | 0 | -74.2761 |  | -74.2761 | 0
50.208 | 0 | 523.6823 | 523.6823 | 1 | 1 | 15:12 | 44 |  | 503.173 | 0 | 523.6823 | 50.1306 | 50.1828 | 0.00085638 | 0.038894 | 523.7211 |  | -26.6699 | 0 | -26.6699 | 50.5 | 2.7355 | -72.9553 | 1 | 0 | -72.9553 |  | -72.9553 | 0
50.2175 | 0 | 525.562 | 525.562 | 1 | 1 | 15:12 | 48 |  | 503.017 | 0 | 525.562 | 50.1393 | 50.1863 | 0.00076059 | 0.03455 | 525.5966 |  | -24.7945 | 0 | -24.7945 | 50.5 | 2.6835 | -66.5353 | 1 | 0 | -66.5353 |  | -66.5353 | 0
50.2129 | 0 | 525.562 | 525.562 | 1 | 1 | 15:12 | 52 |  | 502.861 | 0 | 525.562 | 50.1466 | 50.1898 | 0.00064943 | 0.029498 | 525.5915 |  | -24.7995 | 0 | -24.7995 | 50.5 | 2.635 | -65.3463 | 1 | 0 | -65.3463 |  | -65.3463 | 0
50.2061 | 0 | 526.6899 | 526.6899 | 1 | 1 | 15:12 | 56 |  | 502.705 | 0 | 526.6899 | 50.1526 | 50.1912 | 0.00053695 | 0.024386 | 526.7143 |  | -23.6768 | 0 | -23.6768 | 50.5 | 2.6144 | -61.9009 | 1 | 0 | -61.9009 |  | -61.9009 | 0
50.2397 | 0 | 525.1861 | 525.1861 | 1 | 1 | 15:12 | 60 |  | 502.549 | 0 | 525.1861 | 50.1613 | 50.1933 | 0.0004344 | 0.019741 | 525.2058 |  | -25.1852 | 0 | -25.1852 | 50.5 | 2.5865 | -65.1419 | 1 | 0 | -65.1419 |  | -65.1419 | 0
50.2178 | 0 | 525.1861 | 525.1861 | 1 | 1 | 15:12 | 64 |  | 502.393 | 0 | 525.1861 | 50.1669 | 50.1953 | 0.00040287 | 0.018301 | 525.2044 |  | -25.1866 | 0 | -25.1866 | 50.5 | 2.5603 | -64.4862 | 1 | 0 | -64.4862 |  |  | 0
50.2166 | 0 | 524.8101 | 524.8101 | 1 | 1 | 15:12 | 68 |  | 502.237 | 0 | 524.8101 | 50.1719 | 50.1964 | 0.00033003 | 0.014992 | 524.8251 |  | -25.5659 | 0 | -25.5659 | 50.5 | 2.5455 | -65.0788 | 1 | 0 | -65.0788 |  |  | 0
50.2132 | 0 | 522.9304 | 522.9304 | 1 | 1 | 15:12 | 72 |  | 502.081 | 0 | 522.9304 | 50.176 | 50.1977 | 0.00030115 | 0.013679 | 522.944 |  | -27.447 | 0 | -27.447 | 50.5 | 2.5285 | -69.3988 | 1 | 0 | -69.3988 |  |  | 0
50.211 | 0 | 524.4342 | 524.4342 | 1 | 1 | 15:12 | 76 |  | 501.925 | 0 | 524.4342 | 50.1795 | 50.1987 | 0.00026962 | 0.012246 | 524.4465 |  | -25.9446 | 0 | -25.9446 | 50.5 | 2.5166 | -65.2923 | 1 | 0 | -65.2923 |  |  | 0
50.2121 | 0 | 524.4342 | 524.4342 | 1 | 1 | 15:12 | 80 |  | 501.769 | 0 | 524.4342 | 50.1828 | 50.2002 | 0.00023051 | 0.01047 | 524.4447 |  | -25.9464 | 0 | -25.9464 | 50.5 | 2.4977 | -64.8071 | 1 | 0 | -64.8071 |  |  | 0
50.2182 | 0 | 525.1861 | 525.1861 | 1 | 1 | 15:12 | 84 |  | 501.613 | 0 | 525.1861 | 50.1863 | 50.2006 | 0.00016155 | 0.0073386 | 525.1934 |  | -25.1976 | 0 | -25.1976 | 50.5 | 2.4925 | -62.8059 | 1 | 0 | -62.8059 |  |  | 0
50.2206 | 0 | 525.562 | 525.562 | 1 | 1 | 15:12 | 88 |  | 501.457 | 0 | 525.562 | 50.1898 | 50.2014 | 8.3273e-05 | 0.0037829 | 525.5658 |  | -24.8252 | 0 | -24.8252 | 50.5 | 2.4826 | -61.6319 | 1 | 0 | -61.6319 |  |  | 0
50.2047 | 0 | 525.562 | 525.562 | 1 | 1 | 15:12 | 92 |  | 501.301 | 0 | 525.562 | 50.1912 | 50.2013 | 2.9722e-05 | 0.0013498 | 525.5634 |  | -24.8277 | 0 | -24.8277 | 50.5 | 2.4838 | -61.6677 | 1 | 0 | -61.6677 |  |  | 0
50.2119 | 0 | 524.4342 | 524.4342 | 1 | 1 | 15:12 | 96 |  | 501.145 | 0 | 524.4342 | 50.1933 | 50.2015 | -4.9058e-05 | -0.0022282 | 524.432 |  | -25.9591 | 0 | -25.9591 | 50.5 | 2.4814 | -64.4161 | 1 | 0 | -64.4161 |  |  | 0
50.2131 | 0 | 525.938 | 525.938 | 1 | 1 | 15:12 | 100 |  | 500.989 | 0 | 525.938 | 50.1953 | 50.2011 | -5.9086e-05 | -0.0026838 | 525.9353 |  | -24.4557 | 0 | -24.4557 | 50.5 | 2.4858 | -60.7912 | 1 | 0 | -60.7912 |  |  | 0
50.2066 | 0 | 525.938 | 525.938 | 1 | 1 | 15:13 | 104 |  | 500.833 | 0 | 525.938 | 50.1964 | 50.2005 | -0.00010532 | -0.0047834 | 525.9332 |  | -24.4578 | 0 | -24.4578 | 50.5 | 2.4938 | -60.9931 | 1 | 0 | -60.9931 |  |  | 0
50.2097 | 0 | 525.1861 | 525.1861 | 1 | 1 | 15:13 | 108 |  | 500.677 | 0 | 525.1861 | 50.1977 | 50.2006 | -0.00010375 | -0.004712 | 525.1814 |  | -25.2096 | 0 | -25.2096 | 50.5 | 2.4923 | -62.8294 | 1 | 0 | -62.8294 |  |  | 0
50.2071 | 0 | 525.1861 | 525.1861 | 1 | 1 | 15:13 | 112 |  | 500.521 | 0 | 525.1861 | 50.1987 | 50.1997 | -0.00020346 | -0.0092406 | 525.1769 |  | -25.2142 | 0 | -25.2142 | 50.5 | 2.5044 | -63.1455 | 1 | 0 | -63.1455 |  |  | 0
50.2137 | 0 | 525.562 | 525.562 | 1 | 1 | 15:13 | 116 |  | 500.365 | 0 | 525.562 | 50.2002 | 50.1995 | -0.00033413 | -0.015177 | 525.5468 |  | -24.8442 | 0 | -24.8442 | 50.5 | 2.5064 | -62.2683 | 1 | 0 | -62.2683 |  |  | 0
50.2044 | 0 | 525.562 | 525.562 | 1 | 1 | 15:13 | 120 |  | 500.209 | 0 | 525.562 | 50.2006 | 50.197 | -0.00036146 | -0.016415 | 525.5456 |  | -24.8454 | 0 | -24.8454 | 50.5 | 2.5382 | -63.0625 | 1 | 0 | -63.0625 |  |  | 0
50.2086 | 0 | 525.1861 | 525.1861 | 1 | 1 | 15:13 | 124 |  | 500.053 | 0 | 525.1861 | 50.2014 | 50.1953 | -0.00038143 | -0.017323 | 525.1688 |  | -25.2223 | 0 | -25.2223 | 50.5 | 2.5606 | -64.5839 | 1 | 0 | -64.5839 |  |  | 0
50.2004 | 0 | 525.938 | 525.938 | 1 | 1 | 15:13 | 128 |  | 499.897 | 0 | 525.938 | 50.2013 | 50.1945 | -0.00029922 | -0.013587 | 525.9244 |  | -24.4666 | 0 | -24.4666 | 50.5 | 2.5702 | -62.8849 | 1 | 0 | -62.8849 |  |  | 0
50.2032 | 0 | 524.0582 | 524.0582 | 1 | 1 | 15:13 | 132 |  | 499.741 | 0 | 524.0582 | 50.2015 | 50.1931 | -0.0003224 | -0.014641 | 524.0436 |  | -26.3474 | 0 | -26.3474 | 50.5 | 2.5894 | -68.225 | 1 | 0 | -68.225 |  |  | 0
50.198 | 0 | 524.0582 | 524.0582 | 1 | 1 | 15:13 | 136 |  | 499.585 | 0 | 524.0582 | 50.2011 | 50.1921 | -0.00044548 | -0.020228 | 524.038 |  | -26.353 | 0 | -26.353 | 50.5 | 2.6029 | -68.5941 | 1 | 0 | -68.5941 |  |  | 0
50.1947 | 0 | 524.0582 | 524.0582 | 1 | 1 | 15:13 | 140 |  | 499.429 | 0 | 524.0582 | 50.2005 | 50.19 | -0.00054924 | -0.024938 | 524.0333 |  | -26.3577 | 0 | -26.3577 | 50.5 | 2.631 | -69.3479 | 1 | 0 | -69.3479 |  |  | 0
50.2017 | 0 | 524.0582 | 524.0582 | 1 | 1 | 15:13 | 144 |  | 499.273 | 0 | 524.0582 | 50.2006 | 50.1872 | -0.00062182 | -0.028238 | 524.03 |  | -26.361 | 0 | -26.361 | 50.5 | 2.6716 | -70.427 | 1 | 0 | -70.427 |  |  | 0
50.1909 | 0 | 521.8026 | 521.8026 | 1 | 1 | 15:13 | 148 |  | 499.117 | 0 | 521.8026 | 50.1997 | 50.1846 | -0.00061144 | -0.02776 | 521.7748 |  | -28.6162 | 0 | -28.6162 | 50.5 | 2.7089 | -77.5177 | 1 | 0 | -77.5177 |  |  | 0
50.1981 | 0 | 522.9304 | 522.9304 | 1 | 1 | 15:13 | 152 |  | 498.961 | 0 | 522.9304 | 50.1995 | 50.1824 | -0.00056877 | -0.025827 | 522.9045 |  | -27.4865 | 0 | -27.4865 | 50.5 | 2.7414 | -75.3516 | 1 | 0 | -75.3516 |  |  | 0
50.1745 | 0 | 521.8026 | 521.8026 | 1 | 1 | 15:13 | 156 |  | 498.805 | 0 | 521.8026 | 50.197 | 50.1802 | -0.0005206 | -0.023628 | 521.7789 |  | -28.6121 | 0 | -28.6121 | 50.5 | 2.7748 | -79.393 | 1 | 0 | -79.393 |  |  | 0
50.1798 | 0 | 521.8026 | 521.8026 | 1 | 1 | 15:13 | 160 |  | 498.649 | 0 | 521.8026 | 50.1953 | 50.178 | -0.00049621 | -0.022523 | 521.78 |  | -28.611 | 0 | -28.611 | 50.5 | 2.8095 | -80.3819 | 1 | 0 | -80.3819 |  |  | 0
50.1879 | 0 | 524.0582 | 524.0582 | 1 | 1 | 15:14 | 164 |  | 498.493 | 0 | 524.0582 | 50.1945 | 50.1764 | -0.00044302 | -0.020113 | 524.0381 |  | -26.3529 | 0 | -26.3529 | 50.5 | 2.8348 | -74.7065 | 1 | 0 | -74.7065 |  |  | 0
50.1801 | 0 | 524.0582 | 524.0582 | 1 | 1 | 15:14 | 168 |  | 498.337 | 0 | 524.0582 | 50.1931 | 50.1744 | -0.00041382 | -0.018784 | 524.0394 |  | -26.3516 | 0 | -26.3516 | 50.5 | 2.8674 | -75.5612 | 1 | 0 | -75.5612 |  |  | 0
50.1831 | 0 | 524.4342 | 524.4342 | 1 | 1 | 15:14 | 172 |  | 498.181 | 0 | 524.4342 | 50.1921 | 50.1731 | -0.0004335 | -0.019679 | 524.4145 |  | -25.9765 | 0 | -25.9765 | 50.5 | 2.888 | -75.0199 | 1 | 0 | -75.0199 |  |  | 0
50.1716 | 0 | 523.3063 | 523.3063 | 1 | 1 | 15:14 | 176 |  | 498.025 | 0 | 523.3063 | 50.19 | 50.1713 | -0.00044012 | -0.019974 | 523.2864 |  | -27.1047 | 0 | -27.1047 | 50.5 | 2.9186 | -79.1075 | 1 | 0 | -79.1075 |  |  | 0
50.1612 | 0 | 524.4342 | 524.4342 | 1 | 1 | 15:14 | 180 |  | 497.869 | 0 | 524.4342 | 50.1872 | 50.1692 | -0.00048861 | -0.022171 | 524.412 |  | -25.979 | 0 | -25.979 | 50.5 | 2.9545 | -76.7543 | 1 | 0 | -76.7543 |  |  | 0
50.1614 | 0 | 524.4342 | 524.4342 | 1 | 1 | 15:14 | 184 |  | 497.713 | 0 | 524.4342 | 50.1846 | 50.1675 | -0.00046052 | -0.020896 | 524.4133 |  | -25.9777 | 0 | -25.9777 | 50.5 | 2.9848 | -77.537 | 1 | 0 | -77.537 |  |  | 0
50.1627 | 0 | 526.6899 | 526.6899 | 1 | 1 | 15:14 | 188 |  | 497.557 | 0 | 526.6899 | 50.1824 | 50.1653 | -0.00038379 | -0.017415 | 526.6725 |  | -23.7186 | 0 | -23.7186 | 50.5 | 3 | -71.1557 | 1 | 0 | -71.1557 |  |  | 0
50.1604 | 0 | 526.6899 | 526.6899 | 1 | 1 | 15:14 | 192 |  | 497.401 | 0 | 526.6899 | 50.1802 | 50.1641 | -0.00032717 | -0.014845 | 526.675 |  | -23.716 | 0 | -23.716 | 50.5 | 3 | -71.148 | 1 | 0 | -71.148 |  |  | 0
50.158 | 0 | 526.6899 | 526.6899 | 1 | 1 | 15:14 | 196 |  | 497.245 | 0 | 526.6899 | 50.178 | 50.1633 | -0.00030241 | -0.013721 | 526.6762 |  | -23.7149 | 0 | -23.7149 | 50.5 | 3 | -71.1446 | 1 | 0 | -71.1446 |  |  | 0
50.162 | 0 | 527.0658 | 527.0658 | 1 | 1 | 15:14 | 200 |  | 497.089 | 0 | 527.0658 | 50.1764 | 50.162 | -0.00030972 | -0.014054 | 527.0517 |  | -23.3393 | 0 | -23.3393 | 50.5 | 3 | -70.0179 | 1 | 0 | -70.0179 |  |  | 0
50.1563 | 0 | 525.562 | 525.562 | 1 | 1 | 15:14 | 204 |  | 496.933 | 0 | 525.562 | 50.1744 | 50.1603 | -0.00026976 | -0.012239 | 525.5498 |  | -24.8413 | 0 | -24.8413 | 50.5 | 3 | -74.5238 | 1 | 0 | -74.5238 |  |  | 0
50.162 | 0 | 525.938 | 525.938 | 1 | 1 | 15:14 | 208 |  | 496.777 | 0 | 525.938 | 50.1731 | 50.1594 | -0.00018403 | -0.0083504 | 525.9296 |  | -24.4614 | 0 | -24.4614 | 50.5 | 3 | -73.3842 | 1 | 0 | -73.3842 |  |  | 0
50.155 | 0 | 524.8101 | 524.8101 | 1 | 1 | 15:14 | 212 |  | 496.621 | 0 | 524.8101 | 50.1713 | 50.1592 | -0.00013897 | -0.006305 | 524.8038 |  | -25.5872 | 0 | -25.5872 | 50.5 | 3 | -76.7617 | 1 | 0 | -76.7617 |  |  | 0
50.1505 | 0 | 524.0582 | 524.0582 | 1 | 1 | 15:14 | 216 |  | 496.465 | 0 | 524.0582 | 50.1692 | 50.1588 | -0.00017322 | -0.007858 | 524.0504 |  | -26.3407 | 0 | -26.3407 | 50.5 | 3 | -79.022 | 1 | 0 | -79.022 |  |  | 0
50.1521 | 0 | 524.0582 | 524.0582 | 1 | 1 | 15:14 | 220 |  | 496.309 | 0 | 524.0582 | 50.1675 | 50.1578 | -0.00022611 | -0.010258 | 524.048 |  | -26.3431 | 0 | -26.3431 | 50.5 | 3 | -79.0292 | 1 | 0 | -79.0292 |  |  | 0
50.1449 | 0 | 524.0582 | 524.0582 |  | 1 | 15:15 | 224 |  | 496.153 | 0 | 524.0582 | 50.1653 | 50.1566 | -0.00020562 | -0.0093269 | 524.0489 |  | -26.3421 | 0 | -26.3421 | 50.5 | 3 | -79.0264 | 1 | 0 | -79.0264 |  |  | 0
50.1536 | 0 | 524.0582 | 524.0582 | 1 | 1 | 15:15 | 228 |  | 495.997 | 0 | 524.0582 | 50.1641 | 50.1557 | -0.00018401 | -0.0083481 | 524.0499 |  | -26.3412 | 0 | -26.3412 | 50.5 | 3 | -79.0235 | 1 | 0 | -79.0235 |  |  | 0
50.1559 | 0 | 523.3063 | 523.3063 | 1 | 1 | 15:15 | 232 |  | 495.841 | 0 | 523.3063 | 50.1633 | 50.1557 | -0.0001458 | -0.0066149 | 523.2997 |  | -27.0913 | 0 | -27.0913 | 50.5 | 3 | -81.2739 | 1 | 0 | -81.2739 |  |  | 0
50.1502 | 0 | 523.3063 | 523.3063 | 1 | 1 | 15:15 | 236 |  | 495.685 | 0 | 523.3063 | 50.162 | 50.1545 | -0.00010455 | -0.0047427 | 523.3016 |  | -27.0894 | 0 | -27.0894 | 50.5 | 3 | -81.2683 | 1 | 0 | -81.2683 |  |  | 0
50.145 | 0 | 522.5544 | 522.5544 |  | 1 | 15:15 | 240 |  | 495.529 | 0 | 522.5544 | 50.1603 | 50.1543 | -0.00011842 | -0.0053715 | 522.5491 |  | -27.842 | 0 | -27.842 | 50.5 | 3 | -83.5259 | 1 | 0 | -83.5259 |  |  | 0
50.1515 | 0 | 521.8026 | 521.8026 | 1 | 1 | 15:15 | 244 |  | 495.373 | 0 | 521.8026 | 50.1594 | 50.1544 | -0.0001241 | -0.0056297 | 521.7969 |  | -28.5941 | 0 | -28.5941 | 50.5 | 3 | -85.7823 | 1 | 0 | -85.7823 |  |  | 0
50.157 | 0 | 521.8026 | 521.8026 | 1 | 1 | 15:15 | 248 |  | 495.217 | 0 | 521.8026 | 50.1592 | 50.1535 | -0.00014317 | -0.0064956 | 521.7961 |  | -28.595 | 0 | -28.595 | 50.5 | 3 | -85.7849 | 1 | 0 | -85.7849 |  |  | 0
50.156 | 0 | 520.6747 | 520.6747 | 1 | 1 | 15:15 | 252 |  | 545.1163 | -40.0713 | 480.6033 | 50.1588 | 50.1525 | -0.00020016 | -0.0090811 | 480.5943 |  | -69.7968 | 0 | -69.7968 | 50.5 | 3 | -209.3903 | 1 | 0 | -209.3903 |  |  | 0
50.1481 | 0 | 519.9228 | 519.9228 |  | 1 | 15:15 | 256 |  | 545.1817 | -40.1367 | 479.7861 | 50.1578 | 50.1524 | -0.00017442 | -0.0079121 | 479.7782 |  | -70.6128 | 0 | -70.6128 | 50.5 | 3 | -211.8385 | 1 | 0 | -211.8385 |  |  | 0
50.1464 | 0 | 518.7949 | 518.7949 |  | 1 | 15:15 | 260 |  | 545.247 | -40.202 | 478.5929 | 50.1566 | 50.1509 | -0.00016073 | -0.0072911 | 478.5856 |  | -71.8054 | 0 | -71.8054 | 50.5 | 3 | -215.4162 | 1 | 0 | -215.4162 |  |  | 0
50.1478 | 0 | 518.7949 | 518.7949 |  | 1 | 15:15 | 264 |  | 545.3123 | -40.2673 | 478.5276 | 50.1557 | 50.1508 | -0.00012126 | -0.0055006 | 478.5221 |  | -71.8689 | 0 | -71.8689 | 50.5 | 3 | -215.6068 | 1 | 0 | -215.6068 |  |  | 0
50.1557 | 0 | 519.1709 | 519.1709 | 1 | 1 | 15:15 | 268 |  | 545.3777 | -40.3327 | 478.8382 | 50.1557 | 50.1501 | -7.3837e-05 | -0.00335 | 478.8349 |  | -71.5562 | 0 | -71.5562 | 50.5 | 3 | -214.6685 | 1 | 0 | -214.6685 |  |  | 0
50.1436 | 0 | 519.1709 | 519.1709 |  | 1 | 15:15 | 272 |  | 545.443 | -40.398 | 478.7729 | 50.1545 | 50.1504 | -7.825e-05 | -0.0035493 | 478.7693 |  | -71.6217 | 0 | -71.6217 | 50.5 | 3 | -214.865 | 1 | 0 | -214.865 |  |  | 0
50.1524 | 0 | 520.2987 | 520.2987 | 1 | 1 | 15:15 | 276 |  | 545.5083 | -40.4633 | 479.8354 | 50.1543 | 50.1496 | -9.0805e-05 | -0.0041195 | 479.8313 |  | -70.5598 | 0 | -70.5598 | 50.5 | 3 | -211.6793 | 1 | 0 | -211.6793 |  |  | 0
50.1548 | 0 | 519.5468 | 519.5468 | 1 | 1 | 15:15 | 280 |  | 545.5737 | -40.5287 | 479.0181 | 50.1544 | 50.1494 | -9.684e-05 | -0.0043935 | 479.0138 |  | -71.3773 | 0 | -71.3773 | 50.5 | 3 | -214.1318 | 1 | 0 | -214.1318 |  |  | 0
50.1453 | 0 | 519.5468 | 519.5468 |  | 1 | 15:16 | 284 |  | 545.639 | -40.594 | 478.9528 | 50.1535 | 50.1487 | -4.8046e-05 | -0.0021794 | 478.9506 |  | -71.4404 | 0 | -71.4404 | 50.5 | 3 | -214.3212 | 1 | 0 | -214.3212 |  |  | 0
50.1437 | 0 | 518.7949 | 518.7949 |  | 1 | 15:16 | 288 |  | 545.7043 | -40.6593 | 478.1356 | 50.1525 | 50.1489 | -1.8627e-05 | -0.00084491 | 478.1347 |  | -72.2563 | 0 | -72.2563 | 50.5 | 3 | -216.7689 | 1 | 0 | -216.7689 |  |  | 0
50.1516 | 0 | 518.7949 | 518.7949 | 1 | 1 | 15:16 | 292 |  | 545.7697 | -40.7247 | 478.0703 | 50.1524 | 50.1489 | -4.8035e-05 | -0.0021792 | 478.0681 |  | -72.323 | 0 | -72.323 | 50.5 | 3 | -216.9689 | 1 | 0 | -216.9689 |  |  | 0
50.1373 | 0 | 518.419 | 518.419 |  | 1 | 15:16 | 296 |  | 545.835 | -40.79 | 477.629 | 50.1509 | 50.149 | -0.00017045 | -0.0077305 | 477.6213 |  | -72.7698 | 0 | -72.7698 | 50.5 | 3 | -218.3093 | 1 | 0 | -218.3093 |  |  | 0
50.1496 | 0 | 518.043 | 518.043 |  | 1 | 15:16 | 300 |  | 545.9003 | -40.8553 | 477.1877 | 50.1508 | 50.1477 | -0.00030431 | -0.013805 | 477.1739 |  | -73.2171 | 0 | -73.2171 | 50.5 | 3 | -219.6514 | 1 | 0 | -219.6514 |  |  | 0
50.144 | 0 | 516.9152 | 516.9152 |  | 1 | 15:16 | 304 |  | 545.9657 | -40.9207 | 475.9945 | 50.1501 | 50.1461 | -0.00039703 | -0.018009 | 475.9765 |  | -74.4145 | 0 | -74.4145 | 50.5 | 3 | -223.2436 | 1 | 0 | -223.2436 |  |  | 0
50.153 | 0 | 518.043 | 518.043 | 1 | 1 | 15:16 | 308 |  | 546.031 | -40.986 | 477.057 | 50.1504 | 50.1443 | -0.0003926 | -0.017811 | 477.0392 |  | -73.3518 | 0 | -73.3518 | 50.5 | 3 | -220.0554 | 1 | 0 | -220.0554 |  |  | 0
50.1427 | 0 | 516.5392 | 516.5392 |  | 1 | 15:16 | 312 |  | 546.0963 | -41.0513 | 475.4879 | 50.1496 | 50.1427 | -0.00031629 | -0.014346 | 475.4736 |  | -74.9175 | 0 | -74.9175 | 50.5 | 3 | -224.7524 | 1 | 0 | -224.7524 |  |  | 0
50.1479 | 0 | 515.4114 | 515.4114 |  | 1 | 15:16 | 316 |  | 546.1617 | -41.1167 | 474.2947 | 50.1494 | 50.1415 | -0.0002012 | -0.0091271 | 474.2856 |  | -76.1054 | 0 | -76.1054 | 50.5 | 3 | -228.3163 | 1 | 0 | -228.3163 |  |  | 0
50.1425 | 0 | 514.2836 | 514.2836 |  | 1 | 15:16 | 320 |  | 546.227 | -41.182 | 473.1016 | 50.1487 | 50.1411 | -0.00014093 | -0.0063924 | 473.0952 |  | -77.2959 | 0 | -77.2959 | 50.5 | 3 | -231.8876 | 1 | 0 | -231.8876 |  |  | 0
50.1501 | 0 | 513.1557 | 513.1557 | 1 | 1 | 15:16 | 324 |  | 546.2923 | -41.2473 | 471.9084 | 50.1489 | 50.1411 | -0.0001296 | -0.005879 | 471.9025 |  | -78.4885 | 0 | -78.4885 | 50.5 | 3 | -235.4656 | 1 | 0 | -235.4656 |  |  | 0
50.1494 | 0 | 513.1557 | 513.1557 |  | 1 | 15:16 | 328 |  | 546.3577 | -41.3127 | 471.843 | 50.1489 | 50.1402 | -0.00012804 | -0.0058085 | 471.8372 |  | -78.5538 | 0 | -78.5538 | 50.5 | 3 | -235.6614 | 1 | 0 | -235.6614 |  |  | 0
50.1493 | 0 | 512.0278 | 512.0278 |  | 1 | 15:16 | 332 |  | 546.423 | -41.378 | 470.6498 | 50.149 | 50.1394 | -0.00014705 | -0.0066709 | 470.6432 |  | -79.7479 | 0 | -79.7479 | 50.5 | 3 | -239.2436 | 1 | 0 | -239.2436 |  |  | 0
50.1366 | 0 | 511.2759 | 511.2759 |  | 1 | 15:16 | 336 |  | 546.4883 | -41.4433 | 469.8326 | 50.1477 | 50.1394 | -0.00014239 | -0.0064577 | 469.8261 |  | -80.5649 | 0 | -80.5649 | 50.5 | 3 | -241.6946 | 1 | 0 | -241.6946 |  |  | 0
50.1311 | 0 | 510.524 | 510.524 |  | 1 | 15:16 | 340 |  | 546.5537 | -41.5087 | 469.0154 | 50.1461 | 50.1385 | -0.00012346 | -0.0055985 | 469.0098 |  | -81.3812 | 0 | -81.3812 | 50.5 | 3 | -244.1437 | 1 | 0 | -244.1437 |  |  | 0
50.1283 | 0 | 510.524 | 510.524 |  | 1 | 15:17 | 344 |  | 546.619 | -41.574 | 468.95 | 50.1443 | 50.1378 | -2.9466e-06 | -0.00013361 | 468.9499 |  | -81.4411 | 0 | -81.4411 | 50.5 | 3 | -244.3234 | 1 | 0 | -244.3234 |  |  | 0
50.1288 | 0 | 512.0278 | 512.0278 |  | 1 | 15:17 | 348 |  | 546.6843 | -41.6393 | 470.3885 | 50.1427 | 50.1378 | 9.5653e-05 | 0.0043374 | 470.3928 |  | -79.9982 | 0 | -79.9982 | 50.5 | 3 | -239.9946 | 1 | 0 | -239.9946 |  |  | 0
50.1307 | 0 | 512.0278 | 512.0278 |  | 1 | 15:17 | 352 |  | 546.7497 | -41.7047 | 470.3232 | 50.1415 | 50.1397 | 0.00019229 | 0.0087197 | 470.3319 |  | -80.0591 | 0 | -80.0591 | 50.5 | 3 | -240.1774 | 1 | 0 | -240.1774 |  |  | 0
50.1373 | 0 | 512.0278 | 512.0278 |  | 1 | 15:17 | 356 |  | 546.815 | -41.77 | 470.2578 | 50.1411 | 50.1395 | 0.00015428 | 0.0069972 | 470.2648 |  | -80.1262 | 0 | -80.1262 | 50.5 | 3 | -240.3786 | 1 | 0 | -240.3786 |  |  | 0
50.1408 | 0 | 511.2759 | 511.2759 |  | 1 | 15:17 | 360 |  | 546.8803 | -41.8353 | 469.4406 | 50.1411 | 50.1408 | -1.6032e-05 | -0.00072717 | 469.4399 |  | -80.9512 | 0 | -80.9512 | 50.5 | 3 | -242.8535 | 1 | 0 | -242.8535 |  |  | 0
50.1318 | 0 | 510.1481 | 510.1481 |  | 1 | 15:17 | 364 |  | 546.9457 | -41.9007 | 468.2474 | 50.1402 | 50.1403 | -8.2302e-05 | -0.0037322 | 468.2437 |  | -82.1473 | 0 | -82.1473 | 50.5 | 3 | -246.442 | 1 | 0 | -246.442 |  |  | 0
50.1329 | 0 | 508.6443 | 508.6443 |  | 1 | 15:17 | 368 |  | 547.011 | -41.966 | 466.6783 | 50.1394 | 50.139 | -6.5727e-05 | -0.0029807 | 466.6753 |  | -83.7157 | 0 | -83.7157 | 50.5 | 3 | -251.1471 | 1 | 0 | -251.1471 |  |  | 0
50.139 | 0 | 508.6443 | 508.6443 |  | 1 | 15:17 | 372 |  | 547.0763 | -42.0313 | 466.613 | 50.1394 | 50.1387 | 2.1879e-05 | 0.00099232 | 466.614 |  | -83.7771 | 0 | -83.7771 | 50.5 | 3 | -251.3312 | 1 | 0 | -251.3312 |  |  | 0
50.1308 | 0 | 509.3962 | 509.3962 |  | 1 | 15:17 | 376 |  | 547.1417 | -42.0967 | 467.2995 | 50.1385 | 50.1402 | 0.00014568 | 0.0066062 | 467.3061 |  | -83.0849 | 0 | -83.0849 | 50.5 | 3 | -249.2546 | 1 | 0 | -249.2546 |  |  | 0
50.1308 | 0 | 509.3962 | 509.3962 |  | 1 | 15:17 | 380 |  | 547.207 | -42.162 | 467.2342 | 50.1378 | 50.1401 | 0.00016049 | 0.0072776 | 467.2415 |  | -83.1495 | 0 | -83.1495 | 50.5 | 3 | -249.4486 | 1 | 0 | -249.4486 |  |  | 0
50.1379 | 0 | 508.2683 | 508.2683 |  | 1 | 15:17 | 384 |  | 547.2723 | -42.2273 | 466.041 | 50.1378 | 50.1412 | 0.00013889 | 0.006299 | 466.0473 |  | -84.3437 | 0 | -84.3437 | 50.5 | 3 | -253.0312 | 1 | 0 | -253.0312 |  |  | 0
50.1571 | 0 | 509.7722 | 509.7722 | 1 | 1 | 15:17 | 388 |  | 547.3377 | -42.2927 | 467.4795 | 50.1397 | 50.1415 | 0.00015647 | 0.0070992 | 467.4866 |  | -82.9044 | 0 | -82.9044 | 50.5 | 3 | -248.7133 | 1 | 0 | -248.7133 |  |  | 0
50.1374 | 0 | 509.7722 | 509.7722 |  | 1 | 15:17 | 392 |  | 547.403 | -42.358 | 467.4142 | 50.1395 | 50.1423 | 0.00016687 | 0.007568 | 467.4217 |  | -82.9693 | 0 | -82.9693 | 50.5 | 3 | -248.9079 | 1 | 0 | -248.9079 |  |  | 0
50.1523 | 0 | 508.6443 | 508.6443 | 1 | 1 | 15:17 | 396 |  | 547.4683 | -42.4233 | 466.221 | 50.1408 | 50.1427 | 0.00013699 | 0.0062148 | 466.2272 |  | -84.1638 | 0 | -84.1638 | 50.5 | 3 | -252.4915 | 1 | 0 | -252.4915 |  |  | 0
50.1365 | 0 | 507.1405 | 507.1405 |  | 1 | 15:17 | 400 |  | 547.5337 | -42.4887 | 464.6518 | 50.1403 | 50.1439 | 0.00011747 | 0.0053273 | 464.6572 |  | -85.7339 | 0 | -85.7339 | 50.5 | 3 | -257.2016 | 1 | 0 | -257.2016 |  |  | 0
50.1265 | 0 | 506.7646 | 506.7646 |  | 1 | 15:18 | 404 |  | 547.599 | -42.554 | 464.2106 | 50.139 | 50.1434 | 0.00011973 | 0.0054289 | 464.216 |  | -86.175 | 0 | -86.175 | 50.5 | 3 | -258.5251 | 1 | 0 | -258.5251 |  |  | 0
50.1367 | 0 | 508.2683 | 508.2683 |  | 1 | 15:18 | 408 |  | 547.6643 | -42.6193 | 465.649 | 50.1387 | 50.1443 | 0.0001004 | 0.0045535 | 465.6536 |  | -84.7375 | 0 | -84.7375 | 50.5 | 3 | -254.2124 | 1 | 0 | -254.2124 |  |  | 0
50.1539 | 0 | 508.2683 | 508.2683 | 1 | 1 | 15:18 | 412 |  | 547.7297 | -42.6847 | 465.5837 | 50.1402 | 50.1449 | 0.0001541 | 0.0069911 | 465.5907 |  | -84.8004 | 0 | -84.8004 | 50.5 | 3 | -254.4011 | 1 | 0 | -254.4011 |  |  | 0
50.139 | 0 | 511.6519 | 511.6519 |  | 1 | 15:18 | 416 |  | 547.795 | -42.75 | 468.9019 | 50.1401 | 50.1452 | 0.00011983 | 0.005435 | 468.9073 |  | -81.4837 | 0 | -81.4837 | 50.5 | 3 | -244.4511 | 1 | 0 | -244.4511 |  |  | 0
50.1505 | 0 | 511.6519 | 511.6519 | 1 | 1 | 15:18 | 420 |  | 547.8603 | -42.8153 | 468.8366 | 50.1412 | 50.1461 | 0.00012006 | 0.0054464 | 468.842 |  | -81.549 | 0 | -81.549 | 50.5 | 3 | -244.6471 | 1 | 0 | -244.6471 |  |  | 0
50.1443 | 0 | 510.524 | 510.524 |  | 1 | 15:18 | 424 |  | 547.9257 | -42.8807 | 467.6434 | 50.1415 | 50.1461 | 0.00013257 | 0.0060133 | 467.6494 |  | -82.7416 | 0 | -82.7416 | 50.5 | 3 | -248.2249 | 1 | 0 | -248.2249 |  |  | 0
50.1502 | 0 | 512.0278 | 512.0278 | 1 | 1 | 15:18 | 428 |  | 547.991 | -42.946 | 469.0818 | 50.1423 | 50.1468 | 0.00013692 | 0.0062112 | 469.088 |  | -81.303 | 0 | -81.303 | 50.5 | 3 | -243.909 | 1 | 0 | -243.909 |  |  | 0
50.1455 | 0 | 512.0278 | 512.0278 |  | 1 | 15:18 | 432 |  | 548.0563 | -43.0113 | 469.0165 | 50.1427 | 50.1475 | 0.00016182 | 0.0073403 | 469.0238 |  | -81.3672 | 0 | -81.3672 | 50.5 | 3 | -244.1016 | 1 | 0 | -244.1016 |  |  | 0
50.1551 | 0 | 512.4038 | 512.4038 | 1 | 1 | 15:18 | 436 |  | 548.1217 | -43.0767 | 469.3271 | 50.1439 | 50.1481 | 0.00013379 | 0.0060701 | 469.3332 |  | -81.0578 | 0 | -81.0578 | 50.5 | 3 | -243.1735 | 1 | 0 | -243.1735 |  |  | 0
50.1391 | 0 | 512.4038 | 512.4038 |  | 1 | 15:18 | 440 |  | 548.187 | -43.142 | 469.2618 | 50.1434 | 50.1487 | 8.9754e-05 | 0.0040708 | 469.2659 |  | -81.1252 | 0 | -81.1252 | 50.5 | 3 | -243.3755 | 1 | 0 | -243.3755 |  |  | 0
50.1522 | 0 | 512.4038 | 512.4038 | 1 | 1 | 15:18 | 444 |  | 548.2523 | -43.2073 | 469.1965 | 50.1443 | 50.1489 | 2.8126e-05 | 0.001276 | 469.1978 |  | -81.1933 | 0 | -81.1933 | 50.5 | 3 | -243.5798 | 1 | 0 | -243.5798 |  |  | 0
50.1498 | 0 | 513.5316 | 513.5316 |  | 1 | 15:18 | 448 |  | 548.3177 | -43.2727 | 470.2589 | 50.1449 | 50.1489 | -2.0443e-05 | -0.0009274 | 470.258 |  | -80.133 | 0 | -80.133 | 50.5 | 3 | -240.399 | 1 | 0 | -240.399 |  |  | 0
50.1484 | 0 | 515.0355 | 515.0355 |  | 1 | 15:18 | 452 |  | 548.383 | -43.338 | 471.6975 | 50.1452 | 50.1486 | 3.699e-05 | 0.001678 | 471.6991 |  | -78.6919 | 0 | -78.6919 | 50.5 | 3 | -236.0757 | 1 | 0 | -236.0757 |  |  | 0
50.1538 | 0 | 515.4114 | 515.4114 | 1 | 1 | 15:18 | 456 |  | 548.4483 | -43.4033 | 472.008 | 50.1461 | 50.1484 | 7.4414e-05 | 0.003376 | 472.0114 |  | -78.3796 | 0 | -78.3796 | 50.5 | 3 | -235.1388 | 1 | 0 | -235.1388 |  |  | 0
50.1464 | 0 | 515.4114 | 515.4114 |  | 1 | 15:18 | 460 |  | 548.5137 | -43.4687 | 471.9427 | 50.1461 | 50.1499 | 0.00011873 | 0.0053857 | 471.9481 |  | -78.4429 | 0 | -78.4429 | 50.5 | 3 | -235.3288 | 1 | 0 | -235.3288 |  |  | 0
50.1532 | 0 | 516.1633 | 516.1633 | 1 | 1 | 15:19 | 464 |  | 548.579 | -43.534 | 472.6293 | 50.1468 | 50.1497 | 0.00010272 | 0.00466 | 472.6339 |  | -77.7571 | 0 | -77.7571 | 50.5 | 3 | -233.2713 | 1 | 0 | -233.2713 |  |  | 0
50.1536 | 0 | 517.2911 | 517.2911 | 1 | 1 | 15:19 | 468 |  | 548.6443 | -43.5993 | 473.6918 | 50.1475 | 50.1503 | 2.8749e-05 | 0.0013043 | 473.6931 |  | -76.6979 | 0 | -76.6979 | 50.5 | 3 | -230.0938 | 1 | 0 | -230.0938 |  |  | 0
50.1538 | 0 | 517.2911 | 517.2911 | 1 | 1 | 15:19 | 472 |  | 548.7097 | -43.6647 | 473.6265 | 50.1481 | 50.1503 | 4.1219e-05 | 0.00187 | 473.6283 |  | -76.7627 | 0 | -76.7627 | 50.5 | 3 | -230.2881 | 1 | 0 | -230.2881 |  |  | 0
50.1538 | 0 | 517.6671 | 517.6671 | 1 | 1 | 15:19 | 476 |  | 548.775 | -43.73 | 473.9371 | 50.1487 | 50.1502 | 3.0211e-05 | 0.0013706 | 473.9385 |  | -76.4525 | 0 | -76.4525 | 50.5 | 3 | -229.3576 | 1 | 0 | -229.3576 |  |  | 0
50.1507 | 0 | 517.6671 | 517.6671 | 1 | 1 | 15:19 | 480 |  | 548.8403 | -43.7953 | 473.8718 | 50.1489 | 50.1506 | -3.353e-05 | -0.0015211 | 473.8703 |  | -76.5208 | 0 | -76.5208 | 50.5 | 3 | -229.5623 | 1 | 0 | -229.5623 |  |  | 0
50.149 | 0 | 516.9152 | 516.9152 |  | 1 | 15:19 | 484 |  | 548.9057 | -43.8607 | 473.0545 | 50.1489 | 50.1507 | -5.153e-05 | -0.0023376 | 473.0522 |  | -77.3389 | 0 | -77.3389 | 50.5 | 3 | -232.0166 | 1 | 0 | -232.0166 |  |  | 0
50.1456 | 0 | 517.2911 | 517.2911 |  | 1 | 15:19 | 488 |  | 548.971 | -43.926 | 473.3651 | 50.1486 | 50.1493 | -0.00013089 | -0.0059373 | 473.3592 |  | -77.0318 | 0 | -77.0318 | 50.5 | 3 | -231.0955 | 1 | 0 | -231.0955 |  |  | 0
50.1472 | 0 | 517.2911 | 517.2911 |  | 1 | 15:19 | 492 |  | 549.0363 | -43.9913 | 473.2998 | 50.1484 | 50.1498 | -9.0794e-05 | -0.0041186 | 473.2957 |  | -77.0953 | 0 | -77.0953 | 50.5 | 3 | -231.286 | 1 | 0 | -231.286 |  |  | 0
50.1627 | 0 | 518.043 | 518.043 | 1 | 1 | 15:19 | 496 |  | 549.1017 | -44.0567 | 473.9864 | 50.1499 | 50.1485 | -1.8839e-05 | -0.00085485 | 473.9855 |  | -76.4055 | 0 | -76.4055 | 50.5 | 3 | -229.2166 | 1 | 0 | -229.2166 |  |  | 0
50.1487 | 0 | 518.043 | 518.043 |  | 1 | 15:19 | 500 |  | 549.167 | -44.122 | 473.921 | 50.1497 | 50.1493 | 6.8865e-06 | 0.0003124 | 473.9213 |  | -76.4697 | 0 | -76.4697 | 50.5 | 3 | -229.4091 | 1 | 0 | -229.4091 |  |  | 0
50.1552 | 0 | 518.043 | 518.043 | 1 | 1 | 15:19 | 504 |  | 549.2323 | -44.1873 | 473.8557 | 50.1503 | 50.1492 | 8.8233e-05 | 0.0040031 | 473.8597 |  | -76.5313 | 0 | -76.5313 | 50.5 | 3 | -229.594 | 1 | 0 | -229.594 |  |  | 0
50.1501 | 0 | 518.7949 | 518.7949 | 1 | 1 | 15:19 | 508 |  | 549.2977 | -44.2527 | 474.5423 | 50.1503 | 50.1496 | 5.656e-05 | 0.0025658 | 474.5448 |  | -75.8462 | 0 | -75.8462 | 50.5 | 3 | -227.5386 | 1 | 0 | -227.5386 |  |  | 0
50.1492 | 0 | 518.043 | 518.043 |  | 1 | 15:19 | 512 |  | 549.363 | -44.318 | 473.725 | 50.1502 | 50.1501 | 4.0928e-05 | 0.0018567 | 473.7269 |  | -76.6641 | 0 | -76.6641 | 50.5 | 3 | -229.9924 | 1 | 0 | -229.9924 |  |  | 0
50.1548 | 0 | 518.7949 | 518.7949 | 1 | 1 | 15:19 | 516 |  | 549.4283 | -44.3833 | 474.4116 | 50.1506 | 50.15 | 2.9704e-06 | 0.00013476 | 474.4117 |  | -75.9793 | 0 | -75.9793 | 50.5 | 3 | -227.9379 | 1 | 0 | -227.9379 |  |  | 0
50.1515 | 0 | 519.1709 | 519.1709 | 1 | 1 | 15:19 | 520 |  | 549.4937 | -44.4487 | 474.7222 | 50.1507 | 50.1498 | -1.2653e-06 | -5.7401e-05 | 474.7222 |  | -75.6689 | 0 | -75.6689 | 50.5 | 3 | -227.0066 | 1 | 0 | -227.0066 |  |  | 0
50.1368 | 0 | 519.1709 | 519.1709 |  | 1 | 15:20 | 524 |  | 549.559 | -44.514 | 474.6569 | 50.1493 | 50.1498 | 2.1254e-05 | 0.0009639 | 474.6579 |  | -75.7332 | 0 | -75.7332 | 50.5 | 3 | -227.1995 | 1 | 0 | -227.1995 |  |  | 0
50.154 | 0 | 519.1709 | 519.1709 | 1 | 1 | 15:20 | 528 |  | 549.6243 | -44.5793 | 474.5916 | 50.1498 | 50.1502 | -9.3676e-06 | -0.00042499 | 474.5911 |  | -75.7999 | 0 | -75.7999 | 50.5 | 3 | -227.3997 | 1 | 0 | -227.3997 |  |  | 0
50.1367 | 0 | 519.1709 | 519.1709 |  | 1 | 15:20 | 532 |  | 549.6897 | -44.6447 | 474.5262 | 50.1485 | 50.1502 | -1.3972e-05 | -0.00063365 | 474.5256 |  | -75.8654 | 0 | -75.8654 | 50.5 | 3 | -227.5963 | 1 | 0 | -227.5963 |  |  | 0
50.157 | 0 | 519.9228 | 519.9228 | 1 | 1 | 15:20 | 536 |  | 549.755 | -44.71 | 475.2128 | 50.1493 | 50.1494 | -3.858e-06 | -0.00017504 | 475.2126 |  | -75.1784 | 0 | -75.1784 | 50.5 | 3 | -225.5352 | 1 | 0 | -225.5352 |  |  | 0
50.1479 | 0 | 521.0507 | 521.0507 |  | 1 | 15:20 | 540 |  | 549.8203 | -44.7753 | 476.2753 | 50.1492 | 50.1499 | 1.9216e-05 | 0.00087168 | 476.2762 |  | -74.1148 | 0 | -74.1148 | 50.5 | 3 | -222.3445 | 1 | 0 | -222.3445 |  |  | 0
50.1531 | 0 | 521.8026 | 521.8026 | 1 | 1 | 15:20 | 544 |  | 549.8857 | -44.8407 | 476.9619 | 50.1496 | 50.1503 | 4.6505e-05 | 0.0021098 | 476.964 |  | -73.427 | 0 | -73.427 | 50.5 | 3 | -220.2811 | 1 | 0 | -220.2811 |  |  | 0
50.155 | 0 | 520.2987 | 520.2987 | 1 | 1 | 15:20 | 548 |  | 549.951 | -44.906 | 475.3927 | 50.1501 | 50.1502 | 2.7197e-05 | 0.0012339 | 475.3939 |  | -74.9971 | 0 | -74.9971 | 50.5 | 3 | -224.9913 | 1 | 0 | -224.9913 |  |  | 0
50.1488 | 0 | 520.2987 | 520.2987 |  | 1 | 15:20 | 552 |  | 520.7977 | -15.7527 | 504.546 | 50.15 | 50.1502 | -2.3006e-05 | -0.0010436 | 504.545 |  | -45.846 | 0 | -45.846 | 50.5 | 3 | -137.5381 | 1 | 0 | -137.5381 |  |  | 0
50.148 | 0 | 520.6747 | 520.6747 |  | 1 | 15:20 | 556 |  | 521.1883 | -16.1433 | 504.5313 | 50.1498 | 50.1505 | -3.9598e-05 | -0.0017963 | 504.5296 |  | -45.8615 | 0 | -45.8615 | 50.5 | 3 | -137.5844 | 1 | 0 | -137.5844 |  |  | 0
50.1498 | 0 | 520.6747 | 520.6747 |  | 1 | 15:20 | 560 |  | 521.579 | -16.534 | 504.1407 | 50.1498 | 50.1496 | -3.1061e-05 | -0.001409 | 504.1393 |  | -46.2518 | 0 | -46.2518 | 50.5 | 3 | -138.7553 | 1 | 0 | -138.7553 |  |  | 0
50.1537 | 0 | 520.2987 | 520.2987 | 1 | 1 | 15:20 | 564 |  | 521.9697 | -16.9247 | 503.374 | 50.1502 | 50.1497 | -6.4633e-05 | -0.0029323 | 503.3711 |  | -47.0199 | 0 | -47.0199 | 50.5 | 3 | -141.0598 | 1 | 0 | -141.0598 |  |  | 0
50.1505 | 0 | 520.2987 | 520.2987 | 1 | 1 | 15:20 | 568 |  | 522.3603 | -17.3153 | 502.9834 | 50.1502 | 50.15 | -2.5735e-05 | -0.0011675 | 502.9822 |  | -47.4088 | 0 | -47.4088 | 50.5 | 3 | -142.2265 | 1 | 0 | -142.2265 |  |  | 0
50.142 | 0 | 520.2987 | 520.2987 |  | 1 | 15:20 | 572 |  | 522.751 | -17.706 | 502.5927 | 50.1494 | 50.149 | -4.4858e-05 | -0.0020346 | 502.5907 |  | -47.8004 | 0 | -47.8004 | 50.5 | 3 | -143.4011 | 1 | 0 | -143.4011 |  |  | 0
50.1546 | 0 | 520.6747 | 520.6747 | 1 | 1 | 15:20 | 576 |  | 523.1417 | -18.0967 | 502.578 | 50.1499 | 50.1494 | -5.3227e-05 | -0.0024149 | 502.5756 |  | -47.8154 | 0 | -47.8154 | 50.5 | 3 | -143.4463 | 1 | 0 | -143.4463 |  |  | 0
50.1534 | 0 | 520.6747 | 520.6747 | 1 | 1 | 15:20 | 580 |  | 523.5323 | -18.4873 | 502.1873 | 50.1503 | 50.149 | 6.9983e-06 | 0.0003175 | 502.1877 |  | -48.2034 | 0 | -48.2034 | 50.5 | 3 | -144.6101 | 1 | 0 | -144.6101 |  |  | 0
50.1493 | 0 | 521.4266 | 521.4266 |  | 1 | 15:21 | 584 |  | 523.923 | -18.878 | 502.5486 | 50.1502 | 50.1489 | -1.0315e-05 | -0.00046791 | 502.5481 |  | -47.8429 | 0 | -47.8429 | 50.5 | 3 | -143.5288 | 1 | 0 | -143.5288 |  |  | 0
50.1505 | 0 | 520.2987 | 520.2987 | 1 | 1 | 15:21 | 588 |  | 524.3137 | -19.2687 | 501.03 | 50.1502 | 50.1494 | -2.3788e-05 | -0.0010792 | 501.029 |  | -49.3621 | 0 | -49.3621 | 50.5 | 3 | -148.0862 | 1 | 0 | -148.0862 |  |  | 0
50.1531 | 0 | 521.4266 | 521.4266 | 1 | 1 | 15:21 | 592 |  | 524.7043 | -19.6593 | 501.7672 | 50.1505 | 50.149 | -0.0001011 | -0.0045866 | 501.7627 |  | -48.6284 | 0 | -48.6284 | 50.5 | 3 | -145.8851 | 1 | 0 | -145.8851 |  |  | 0
50.142 | 0 | 521.4266 | 521.4266 |  | 1 | 15:21 | 596 |  | 525.095 | -20.05 | 501.3766 | 50.1496 | 50.1485 | -0.00018387 | -0.0083397 | 501.3682 |  | -49.0228 | 0 | -49.0228 | 50.5 | 3 | -147.0684 | 1 | 0 | -147.0684 |  |  | 0
50.1498 | 0 | 521.4266 | 521.4266 |  | 1 | 15:21 | 600 |  | 525.4857 | -20.4407 | 500.9859 | 50.1497 | 50.1474 | -0.00016267 | -0.0073793 | 500.9785 |  | -49.4125 | 0 | -49.4125 | 50.5 | 3 | -148.2375 | 1 | 0 | -148.2375 |  |  | 0
50.1531 | 0 | 521.4266 | 521.4266 | 1 | 1 | 15:21 | 604 |  | 525.8763 | -20.8313 | 500.5952 | 50.15 | 50.1466 | -0.00012936 | -0.0058686 | 500.5894 |  | -49.8017 | 0 | -49.8017 | 50.5 | 3 | -149.405 | 1 | 0 | -149.405 |  |  | 0
50.1402 | 0 | 522.1785 | 522.1785 |  | 1 | 15:21 | 608 |  | 526.267 | -21.222 | 500.9565 | 50.149 | 50.1467 | -0.00015116 | -0.0068557 | 500.9496 |  | -49.4414 | 0 | -49.4414 | 50.5 | 3 | -148.3243 | 1 | 0 | -148.3243 |  |  | 0
50.1532 | 0 | 522.1785 | 522.1785 | 1 | 1 | 15:21 | 612 |  | 526.6577 | -21.6127 | 500.5658 | 50.1494 | 50.1462 | -0.0002595 | -0.011773 | 500.554 |  | -49.837 | 0 | -49.837 | 50.5 | 3 | -149.511 | 1 | 0 | -149.511 |  |  | 0
50.1454 | 0 | 521.4266 | 521.4266 |  | 1 | 15:21 | 616 |  | 527.0483 | -22.0033 | 499.4232 | 50.149 | 50.1445 | -0.00040378 | -0.018316 | 499.4049 |  | -50.9861 | 0 | -50.9861 | 50.5 | 3 | -152.9583 | 1 | 0 | -152.9583 |  |  | 0
50.1479 | 0 | 521.8026 | 521.8026 |  | 1 | 15:21 | 620 |  | 527.439 | -22.394 | 499.4086 | 50.1489 | 50.1425 | -0.00044581 | -0.020223 | 499.3883 |  | -51.0027 | 0 | -51.0027 | 50.5 | 3 | -153.0081 | 1 | 0 | -153.0081 |  |  | 0
50.1539 | 0 | 522.5544 | 522.5544 | 1 | 1 | 15:21 | 624 |  | 527.8297 | -22.7847 | 499.7698 | 50.1494 | 50.1405 | -0.00028264 | -0.012823 | 499.757 |  | -50.6341 | 0 | -50.6341 | 50.5 | 3 | -151.9022 | 1 | 0 | -151.9022 |  |  | 0
50.1457 | 0 | 522.1785 | 522.1785 |  | 1 | 15:21 | 628 |  | 528.2203 | -23.1753 | 499.0031 | 50.149 | 50.1393 | -0.00014762 | -0.0066962 | 498.9964 |  | -51.3946 | 0 | -51.3946 | 50.5 | 3 | -154.1838 | 1 | 0 | -154.1838 |  |  | 0
50.1436 | 0 | 522.1785 | 522.1785 |  | 1 | 15:21 | 632 |  | 528.611 | -23.566 | 498.6125 | 50.1485 | 50.1405 | -0.00010048 | -0.0045578 | 498.6079 |  | -51.7831 | 0 | -51.7831 | 50.5 | 3 | -155.3494 | 1 | 0 | -155.3494 |  |  | 0
50.1371 | 0 | 522.5544 | 522.5544 |  | 1 | 15:21 | 636 |  | 529.0017 | -23.9567 | 498.5978 | 50.1474 | 50.1396 | -0.00013526 | -0.0061343 | 498.5916 |  | -51.7994 | 0 | -51.7994 | 50.5 | 3 | -155.3982 | 1 | 0 | -155.3982 |  |  | 0
50.1396 | 0 | 522.9304 | 522.9304 |  | 1 | 15:21 | 640 |  | 529.3923 | -24.3473 | 498.583 | 50.1466 | 50.1384 | -0.00019595 | -0.0088872 | 498.5741 |  | -51.8169 | 0 | -51.8169 | 50.5 | 3 | -155.4507 | 1 | 0 | -155.4507 |  |  | 0
50.1482 | 0 | 524.0582 | 524.0582 |  | 1 | 15:22 | 644 |  | 529.783 | -24.738 | 499.3202 | 50.1467 | 50.1376 | -7.5072e-05 | -0.0034055 | 499.3168 |  | -51.0742 | 0 | -51.0742 | 50.5 | 3 | -153.2226 | 1 | 0 | -153.2226 |  |  | 0
50.1414 | 0 | 525.1861 | 525.1861 |  | 1 | 15:22 | 648 |  | 530.1737 | -25.1287 | 500.0574 | 50.1462 | 50.1375 | 3.4421e-05 | 0.0015612 | 500.059 |  | -50.332 | 0 | -50.332 | 50.5 | 3 | -150.9961 | 1 | 0 | -150.9961 |  |  | 0
50.1292 | 0 | 524.4342 | 524.4342 |  | 1 | 15:22 | 652 |  | 530.5643 | -25.5193 | 498.9149 | 50.1445 | 50.1385 | 0.00011376 | 0.0051584 | 498.92 |  | -51.471 | 0 | -51.471 | 50.5 | 3 | -154.413 | 1 | 0 | -154.413 |  |  | 0
50.1244 | 0 | 523.3063 | 523.3063 |  | 1 | 15:22 | 656 |  | 530.955 | -25.91 | 497.3963 | 50.1425 | 50.1386 | 0.00016052 | 0.0072781 | 497.4036 |  | -52.9874 | 0 | -52.9874 | 50.5 | 3 | -158.9623 | 1 | 0 | -158.9623 |  |  | 0
50.1227 | 0 | 524.4342 | 524.4342 |  | 1 | 15:22 | 660 |  | 531.3457 | -26.3007 | 498.1335 | 50.1405 | 50.1394 | 0.00019563 | 0.0088699 | 498.1424 |  | -52.2486 | 0 | -52.2486 | 50.5 | 3 | -156.7459 | 1 | 0 | -156.7459 |  |  | 0
50.1282 | 0 | 526.3139 | 526.3139 |  | 1 | 15:22 | 664 |  | 531.7363 | -26.6913 | 499.6226 | 50.1393 | 50.1403 | 0.00019573 | 0.0088755 | 499.6314 |  | -50.7596 | 0 | -50.7596 | 50.5 | 3 | -152.2788 | 1 | 0 | -152.2788 |  |  | 0
50.151 | 0 | 527.4418 | 527.4418 | 1 | 1 | 15:22 | 668 |  | 532.127 | -27.082 | 500.3598 | 50.1405 | 50.1416 | 0.00017117 | 0.0077653 | 500.3675 |  | -50.0235 | 0 | -50.0235 | 50.5 | 3 | -150.0705 | 1 | 0 | -150.0705 |  |  | 0
50.1316 | 0 | 528.5696 | 528.5696 |  | 1 | 15:22 | 672 |  | 532.5177 | -27.4727 | 501.097 | 50.1396 | 50.1414 | 0.00011484 | 0.0052077 | 501.1022 |  | -49.2888 | 0 | -49.2888 | 50.5 | 3 | -147.8665 | 1 | 0 | -147.8665 |  |  | 0
50.1275 | 0 | 526.6899 | 526.6899 |  | 1 | 15:22 | 676 |  | 532.9083 | -27.8633 | 498.8265 | 50.1384 | 50.1422 | 8.0172e-05 | 0.0036353 | 498.8302 |  | -51.5608 | 0 | -51.5608 | 50.5 | 3 | -154.6825 | 1 | 0 | -154.6825 |  |  | 0
50.131 | 0 | 524.8101 | 524.8101 |  | 1 | 15:22 | 680 |  | 533.299 | -28.254 | 496.5561 | 50.1376 | 50.1423 | 9.6511e-05 | 0.0043765 | 496.5605 |  | -53.8305 | 0 | -53.8305 | 50.5 | 3 | -161.4916 | 1 | 0 | -161.4916 |  |  | 0
50.1365 | 0 | 526.3139 | 526.3139 |  | 1 | 15:22 | 684 |  | 533.6897 | -28.6447 | 497.6692 | 50.1375 | 50.1428 | 6.9828e-05 | 0.0031668 | 497.6724 |  | -52.7186 | 0 | -52.7186 | 50.5 | 3 | -158.1559 | 1 | 0 | -158.1559 |  |  | 0
50.1474 | 0 | 526.3139 | 526.3139 |  | 1 | 15:22 | 688 |  | 534.0803 | -29.0353 | 497.2786 | 50.1385 | 50.1431 | 9.3324e-05 | 0.0042334 | 497.2828 |  | -53.1082 | 0 | -53.1082 | 50.5 | 3 | -159.3247 | 1 | 0 | -159.3247 |  |  | 0
50.1398 | 0 | 527.0658 | 527.0658 |  | 1 | 15:22 | 692 |  | 534.471 | -29.426 | 497.6398 | 50.1386 | 50.1432 | 6.221e-05 | 0.0028215 | 497.6426 |  | -52.7484 | 0 | -52.7484 | 50.5 | 3 | -158.2452 | 1 | 0 | -158.2452 |  |  | 0
50.1459 | 0 | 527.0658 | 527.0658 |  | 1 | 15:22 | 696 |  | 534.8617 | -29.8167 | 497.2491 | 50.1394 | 50.1439 | 4.0749e-05 | 0.0018484 | 497.251 |  | -53.1401 | 0 | -53.1401 | 50.5 | 3 | -159.4202 | 1 | 0 | -159.4202 |  |  | 0
50.1488 | 0 | 524.4342 | 524.4342 |  | 1 | 15:22 | 700 |  | 535.2523 | -30.2073 | 494.2269 | 50.1403 | 50.1436 | 6.2156e-05 | 0.0028196 | 494.2297 |  | -56.1613 | 0 | -56.1613 | 50.5 | 3 | -168.484 | 1 | 0 | -168.484 |  |  | 0
50.1531 | 0 | 525.1861 | 525.1861 | 1 | 1 | 15:23 | 704 |  | 535.643 | -30.598 | 494.5881 | 50.1416 | 50.1437 | 4.0987e-05 | 0.0018595 | 494.59 |  | -55.8011 | 0 | -55.8011 | 50.5 | 3 | -167.4032 | 1 | 0 | -167.4032 |  |  | 0
50.1401 | 0 | 523.6823 | 523.6823 |  | 1 | 15:23 | 708 |  | 536.0337 | -30.9887 | 492.6936 | 50.1414 | 50.1446 | 8.8444e-05 | 0.0040114 | 492.6976 |  | -57.6934 | 0 | -57.6934 | 50.5 | 3 | -173.0803 | 1 | 0 | -173.0803 |  |  | 0
50.1493 | 0 | 523.6823 | 523.6823 |  | 1 | 15:23 | 712 |  | 536.4243 | -31.3793 | 492.3029 | 50.1422 | 50.1443 | -1.6626e-05 | -0.00075422 | 492.3022 |  | -58.0889 | 0 | -58.0889 | 50.5 | 3 | -174.2666 | 1 | 0 | -174.2666 |  |  | 0
50.1429 | 0 | 522.9304 | 522.9304 |  | 1 | 15:23 | 716 |  | 536.815 | -31.77 | 491.1604 | 50.1423 | 50.1451 | -0.0003088 | -0.014007 | 491.1464 |  | -59.2447 | 0 | -59.2447 | 50.5 | 3 | -177.734 | 1 | 0 | -177.734 |  |  | 0
50.147 | 0 | 524.4342 | 524.4342 |  | 1 | 15:23 | 720 |  | 537.2057 | -32.1607 | 492.2735 | 50.1428 | 50.1431 | -0.00065779 | -0.029838 | 492.2437 |  | -58.1473 | 0 | -58.1473 | 50.5 | 3 | -174.442 | 1 | 0 | -174.442 |  |  | 0
50.1461 | 0 | 524.4342 | 524.4342 |  | 1 | 15:23 | 724 |  | 537.5963 | -32.5513 | 491.8829 | 50.1431 | 50.1389 | -0.00097831 | -0.044377 | 491.8385 |  | -58.5525 | 0 | -58.5525 | 50.5 | 3 | -175.6576 | 1 | 0 | -175.6576 |  |  | 0
50.1442 | 0 | 524.0582 | 524.0582 |  | 1 | 15:23 | 728 |  | 537.987 | -32.942 | 491.1162 | 50.1432 | 50.1342 | -0.00096959 | -0.04398 | 491.0722 |  | -59.3188 | 0 | -59.3188 | 50.5 | 3 | -177.9564 | 1 | 0 | -177.9564 |  |  | 0
50.1504 | 0 | 524.4342 | 524.4342 | 1 | 1 | 15:23 | 732 |  | 538.3777 | -33.3327 | 491.1015 | 50.1439 | 50.13 | -0.0007107 | -0.032241 | 491.0693 |  | -59.3217 | 0 | -59.3217 | 50.5 | 3 | -177.9652 | 1 | 0 | -177.9652 |  |  | 0
50.1406 | 0 | 524.4342 | 524.4342 |  | 1 | 15:23 | 736 |  | 538.7683 | -33.7233 | 490.7109 | 50.1436 | 50.1282 | -0.00031363 | -0.014225 | 490.6966 |  | -59.6944 | 0 | -59.6944 | 50.5 | 3 | -179.0832 | 1 | 0 | -179.0832 |  |  | 0
50.1449 | 0 | 524.4342 | 524.4342 |  | 1 | 15:23 | 740 |  | 539.159 | -34.114 | 490.3202 | 50.1437 | 50.1277 | 7.4773e-05 | 0.0033917 | 490.3236 |  | -60.0674 | 0 | -60.0674 | 50.5 | 3 | -180.2023 | 1 | 0 | -180.2023 |  |  | 0
50.1521 | 0 | 524.4342 | 524.4342 | 1 | 1 | 15:23 | 744 |  | 539.5497 | -34.5047 | 489.9295 | 50.1446 | 50.129 | 0.00033175 | 0.01505 | 489.9446 |  | -60.4464 | 0 | -60.4464 | 50.5 | 3 | -181.3393 | 1 | 0 | -181.3393 |  |  | 0
50.1416 | 0 | 525.1861 | 525.1861 |  | 1 | 15:23 | 748 |  | 539.9403 | -34.8953 | 490.2908 | 50.1443 | 50.1311 | 0.00038143 | 0.0173 | 490.3081 |  | -60.083 | 0 | -60.083 | 50.5 | 3 | -180.2489 | 1 | 0 | -180.2489 |  |  | 0
50.1525 | 0 | 525.1861 | 525.1861 | 1 | 1 | 15:23 | 752 |  | 540.331 | -35.286 | 489.9001 | 50.1451 | 50.1332 | 0.0002488 | 0.011287 | 489.9114 |  | -60.4796 | 0 | -60.4796 | 50.5 | 3 | -181.4389 | 1 | 0 | -181.4389 |  |  | 0
50.1254 | 0 | 524.0582 | 524.0582 |  | 1 | 15:23 | 756 |  | 540.7217 | -35.6767 | 488.3816 | 50.1431 | 50.1333 | 7.0271e-05 | 0.0031862 | 488.3847 |  | -62.0063 | 0 | -62.0063 | 50.5 | 3 | -186.0189 | 1 | 0 | -186.0189 |  |  | 0
50.1014 | 0 | 524.8101 | 524.8101 |  | 1 | 15:23 | 760 |  | 541.1123 | -36.0673 | 488.7428 | 50.1389 | 50.1329 | -7.9111e-05 | -0.0035854 | 488.7392 |  | -61.6518 | 0 | -61.6518 | 50.5 | 3 | -184.9555 | 1 | 0 | -184.9555 |  |  | 0
50.0912 | 0 | 523.6823 | 523.6823 |  | 1 | 15:24 | 764 |  | 541.503 | -36.458 | 487.2243 | 50.1342 | 50.1326 | -0.00012041 | -0.0054559 | 487.2188 |  | -63.1722 | 0 | -63.1722 | 50.5 | 3 | -189.5167 | 1 | 0 | -189.5167 |  |  | 1
50.0924 | 0 | 527.0658 | 527.0658 |  | 1 | 15:24 | 768 |  | 541.8937 | -36.8487 | 490.2171 | 50.13 | 50.1319 | -0.00011378 | -0.0051555 | 490.212 |  | -60.1791 | 0 | -60.1791 | 50.5 | 3 | -180.5372 | 1 | 0 | -180.5372 |  |  | 1
50.1121 | 0 | 531.2013 | 531.2013 |  | 1 | 15:24 | 772 |  | 542.2843 | -37.2393 | 493.962 | 50.1282 | 50.1314 | -0.00011069 | -0.0050174 | 493.9569 |  | -56.4341 | 0 | -56.4341 | 50.5 | 3 | -169.3023 | 1 | 0 | -169.3023 |  |  | 1
50.1233 | 0 | 532.7051 | 532.7051 |  | 1 | 15:24 | 776 |  | 542.675 | -37.63 | 495.0751 | 50.1277 | 50.1313 | -0.00011514 | -0.0052206 | 495.0699 |  | -55.3212 | 0 | -55.3212 | 50.5 | 3 | -165.9635 | 1 | 0 | -165.9635 |  |  | 1
50.1409 | 0 | 533.457 | 533.457 |  | 1 | 15:24 | 780 |  | 543.0657 | -38.0207 | 495.4363 | 50.129 | 50.1307 | -0.00010557 | -0.0047885 | 495.4315 |  | -54.9595 | 0 | -54.9595 | 50.5 | 3 | -164.8786 | 1 | 0 | -164.8786 |  |  | 1
50.1494 | 0 | 533.457 | 533.457 |  | 1 | 15:24 | 784 |  | 543.4563 | -38.4113 | 495.0456 | 50.1311 | 50.1299 | -8.2905e-05 | -0.0037609 | 495.0419 |  | -55.3492 | 0 | -55.3492 | 50.5 | 3 | -166.0475 | 1 | 0 | -166.0475 |  |  | 1
50.152 | 0 | 531.9532 | 531.9532 | 1 | 1 | 15:24 | 788 |  | 543.847 | -38.802 | 493.1512 | 50.1332 | 50.1299 | 4.3927e-05 | 0.0019928 | 493.1532 |  | -57.2379 | 0 | -57.2379 | 50.5 | 3 | -171.7136 | 1 | 0 | -171.7136 |  |  | 1
50.1344 | 0 | 527.8177 | 527.8177 |  | 1 | 15:24 | 792 |  | 544.2377 | -39.1927 | 488.6251 | 50.1333 | 50.13 | 0.00014665 | 0.0066507 | 488.6317 |  | -61.7593 | 0 | -61.7593 | 50.5 | 3 | -185.2779 | 1 | 0 | -185.2779 |  |  | 1
50.1295 | 0 | 526.3139 | 526.3139 |  | 1 | 15:24 | 796 |  | 544.6283 | -39.5833 | 486.7306 | 50.1329 | 50.1316 | 8.9404e-05 | 0.0040541 | 486.7346 |  | -63.6564 | 0 | -63.6564 | 50.5 | 3 | -190.9692 | 1 | 0 | -190.9692 |  |  | 1
50.1299 | 0 | 524.8101 | 524.8101 |  | 1 | 15:24 | 800 |  | 545.019 | -39.974 | 484.8361 | 50.1326 | 50.132 | -5.6198e-05 | -0.0025484 | 484.8336 |  | -65.5575 | 0 | -65.5575 | 50.5 | 3 | -196.6724 | 1 | 0 | -196.6724 |  |  | 1
50.1258 | 0 | 525.938 | 525.938 |  | 1 | 15:24 | 804 |  | 545.4097 | -40.3647 | 485.5733 | 50.1319 | 50.1307 | -0.00016779 | -0.0076082 | 485.5657 |  | -64.8253 | 0 | -64.8253 | 50.5 | 3 | -194.476 | 1 | 0 | -194.476 |  |  | 1
50.1264 | 0 | 526.6899 | 526.6899 |  | 1 | 15:24 | 808 |  | 545.8003 | -40.7553 | 485.9345 | 50.1314 | 50.1293 | -0.00014901 | -0.0067567 | 485.9278 |  | -64.4632 | 0 | -64.4632 | 50.5 | 3 | -193.3897 | 1 | 0 | -193.3897 |  |  | 1
50.1302 | 0 | 527.8177 | 527.8177 |  | 1 | 15:24 | 812 |  | 546.191 | -41.146 | 486.6717 | 50.1313 | 50.1296 | -6.1898e-05 | -0.0028069 | 486.6689 |  | -63.7221 | 0 | -63.7221 | 50.5 | 3 | -191.1663 | 1 | 0 | -191.1663 |  |  | 1
50.126 | 0 | 528.5696 | 528.5696 |  | 1 | 15:24 | 816 |  | 546.5817 | -41.5367 | 487.033 | 50.1307 | 50.1296 | -0.25065 | -11.3654 | 475.6676 |  | -74.7234 | 0 | -74.7234 | 50.5 | 3 | -224.1703 | 1 | 0 | -224.1703 |  |  | 1
50.1229 | 0 | 528.9456 | 528.9456 |  | 1 | 15:24 | 820 |  | 546.9723 | -41.9273 | 487.0182 | 50.1299 | 50.1293 | -0.60157 | -27.2753 | 459.7429 |  | -90.6481 | 0 | -90.6481 | 50.5 | 3 | -271.9443 | 1 | 0 | -271.9443 |  |  | 1
50.1297 | 0 | 530.0734 | 530.0734 |  | 1 | 15:25 | 824 |  | 547.363 | -42.318 | 487.7554 | 50.1299 | 45.1164 | -0.91738 | -41.5997 | 446.1557 |  | -104.2353 | 0 | -104.2353 | 50.5 | 1 | -104.2353 | 1 | 0 | -104.2353 |  |  | 1
50.1308 | 0 | 530.0734 | 530.0734 |  | 1 | 15:25 | 828 |  | 547.7537 | -42.7087 | 487.3648 | 50.13 | 40.6047 | -1.0763 | -48.806 | 438.5588 |  | -111.8323 | 0 | -111.8323 | 50.5 | 1 | -111.8323 | 1 | 0 | -111.8323 |  |  | 1
50.1458 | 0 | 531.2013 | 531.2013 |  | 1 | 15:25 | 832 |  | 548.1443 | -43.0993 | 488.102 | 50.1316 | 36.5443 | -0.96865 | -43.9385 | 444.1634 |  | -106.2276 | 0 | -106.2276 | 50.5 | 1 | -106.2276 | 1 | 0 | -106.2276 |  |  | 1
50.1362 | 0 | 531.2013 | 531.2013 |  | 1 | 15:25 | 836 |  | 548.535 | -43.49 | 487.7113 | 50.132 | 32.8898 | -0.87178 | -39.5372 | 448.1741 |  | -102.2169 | 0 | -102.2169 | 50.5 | 1 | -102.2169 | 1 | 0 | -102.2169 |  |  | 1
50.1184 | 0 | 531.2013 | 531.2013 |  | 1 | 15:25 | 840 |  | 548.9257 | -43.8807 | 487.3206 | 50.1307 | 29.6008 | -0.78461 | -35.5708 | 451.7498 |  | -98.6412 | 0 | -98.6412 | 50.5 | 1 | -98.6412 | 1 | 0 | -98.6412 |  |  | 1
50.1171 | 0 | 529.3215 | 529.3215 |  | 1 | 15:25 | 844 |  | 549.3163 | -44.2713 | 485.0502 | 50.1293 | 26.6408 | -0.70614 | -32.0129 | 453.0373 |  | -97.3537 | 0 | -97.3537 | 50.5 | 1 | -97.3537 | 1 | 0 | -97.3537 |  |  | 1
50.1319 | 0 | 530.8253 | 530.8253 |  | 1 | 15:25 | 848 |  | 549.707 | -44.662 | 486.1633 | 50.1296 | 23.9767 | -0.63553 | -28.8201 | 457.3432 |  | -93.0478 | 0 | -93.0478 | 50.5 | 1 | -93.0478 | 1 | 0 | -93.0478 |  |  | 1
50.1299 | 0 | 533.457 | 533.457 |  | 1 | 15:25 | 852 |  | 550.0977 | -45.0527 | 488.4043 | 50.1296 | 21.579 | -0.57198 | -25.9371 | 462.4672 |  | -87.9238 | 0 | -87.9238 | 50.5 | 1 | -87.9238 | 1 | 0 | -87.9238 |  |  | 1
50.1265 | 0 | 533.457 | 533.457 |  | 1 | 15:25 | 856 |  | 550.4883 | -45.4433 | 488.0136 | 50.1293 | 19.4211 | -0.51478 | -23.3418 | 464.6719 |  | -85.7191 | 0 | -85.7191 | 50.5 | 1 | -85.7191 | 1 | 0 | -85.7191 |  |  | 1
0 | 0 | 0 | 0 |  | 1 | 15:25 | 860 |  | 550.879 | -45.834 | -45.834 | 45.1164 | 17.479 | -0.4633 | 0 | -45.834 |  | -596.225 | #DIV/0! | #DIV/0! | 50.5 | 1 | #DIV/0! | 1 | #DIV/0! | #DIV/0! |  |  | 1
0 | 0 | 0 | 0 |  | 1 | 15:25 | 864 |  | 551.2697 | -46.2247 | -46.2247 | 40.6047 | 15.7311 | -0.41697 | 0 | -46.2247 |  | -596.6157 | #DIV/0! | #DIV/0! | 50.5 | 1 | #DIV/0! | 1 | #DIV/0! | #DIV/0! |  |  | 1
0 | 0 | 0 | 0 |  | 1 | 15:25 | 868 |  | 551.6603 | -46.6153 | -46.6153 | 36.5443 | 14.158 | -0.37527 | 0 | -46.6153 |  | -597.0064 | #DIV/0! | #DIV/0! | 50.5 | 1 | #DIV/0! | 1 | #DIV/0! | #DIV/0! |  |  | 1
0 | 0 | 0 | 0 |  | 1 | 15:25 | 872 |  | 552.051 | -47.006 | -47.006 | 32.8898 | 12.7422 | -0.33775 | 0 | -47.006 |  | -597.397 | #DIV/0! | #DIV/0! | 50.5 | 1 | #DIV/0! | 1 | #DIV/0! | #DIV/0! |  |  | 1
0 | 0 | 0 | 0 |  | 1 | 15:25 | 876 |  | 552.4417 | -47.3967 | -47.3967 | 29.6008 | 11.468 | -0.30397 | 0 | -47.3967 |  | -597.7877 | #DIV/0! | #DIV/0! | 50.5 | 1 | #DIV/0! | 1 | #DIV/0! | #DIV/0! |  |  | 1
0 | 0 | 0 | 0 |  | 1 | 15:25 | 880 |  | 552.8323 | -47.7873 | -47.7873 | 26.6408 | 10.3212 | -0.27357 | 0 | -47.7873 |  | -598.1784 | #DIV/0! | #DIV/0! | 50.5 | 1 | #DIV/0! | 1 | #DIV/0! | #DIV/0! |  |  | 1
0 | 0 | 0 | 0 |  | 1 | 15:26 | 884 |  | 553.223 | -48.178 | -48.178 | 23.9767 | 9.2891 | -0.24622 | 0 | -48.178 |  | -598.569 | #DIV/0! | #DIV/0! | 50.5 | 1 | #DIV/0! | 1 | #DIV/0! | #DIV/0! |  |  | 1
0 | 0 | 0 | 0 |  | 1 | 15:26 | 888 |  | 553.6137 | -48.5687 | -48.5687 | 21.579 | 8.3602 | -0.2216 | 0 | -48.5687 |  | -598.9597 | #DIV/0! | #DIV/0! | 50.5 | 1 | #DIV/0! | 1 | #DIV/0! | #DIV/0! |  |  | 1
0 | 0 | 0 | 0 |  | 1 | 15:26 | 892 |  | 554.0043 | -48.9593 | -48.9593 | 19.4211 | 7.5241 | -0.19944 | 0 | -48.9593 |  | -599.3504 | #DIV/0! | #DIV/0! | 50.5 | 1 | #DIV/0! | 1 | #DIV/0! | #DIV/0! |  |  | 1
0 | 0 | 0 | 0 |  | 1 | 15:26 | 896 |  | 554.395 | -49.35 | -49.35 | 17.479 | 6.7717 | -0.17949 | 0 | -49.35 |  | -599.741 | #DIV/0! | #DIV/0! | 50.5 | 1 | #DIV/0! | 1 | #DIV/0! | #DIV/0! |  |  | 1
0 | 0 | 0 | 0 |  | 1 | 15:26 | 900 |  | 554.7857 | -49.7407 | -49.7407 | 15.7311 | 6.0946 | -0.16154 | 0 | -49.7407 |  | -600.1317 | #DIV/0! | #DIV/0! | 50.5 | 1 | #DIV/0! | 1 | #DIV/0! | #DIV/0! |  |  | 1
0 | 0 | 0 | 0 |  | 1 | 15:26 | 904 |  | 555.1763 | -50.1313 | -50.1313 | 14.158 | 5.4851 | -0.14539 | 0 | -50.1313 |  | -600.5224 | #DIV/0! | #DIV/0! | 50.5 | 1 | #DIV/0! | 1 | #DIV/0! | #DIV/0! |  |  | 1
0 | 0 | 0 | 0 |  | 1 | 15:26 | 908 |  | 555.567 | -50.522 | -50.522 | 12.7422 | 4.9366 | -0.13085 | 0 | -50.522 |  | -600.913 | #DIV/0! | #DIV/0! | 50.5 | 1 | #DIV/0! | 1 | #DIV/0! | #DIV/0! |  |  | 1
0 | 0 | 0 | 0 |  | 1 | 15:26 | 912 |  | 555.9577 | -50.9127 | -50.9127 | 11.468 | 4.4429 | -0.11777 | 0 | -50.9127 |  | -601.3037 | #DIV/0! | #DIV/0! | 50.5 | 1 | #DIV/0! | 1 | #DIV/0! | #DIV/0! |  |  | 1
0 | 0 | 0 | 0 |  | 1 | 15:26 | 916 |  | 556.3483 | -51.3033 | -51.3033 | 10.3212 | 3.9986 | -0.10599 | 0 | -51.3033 |  | -601.6944 | #DIV/0! | #DIV/0! | 50.5 | 1 | #DIV/0! | 1 | #DIV/0! | #DIV/0! |  |  | 1
0 | 0 | 0 | 0 |  | 1 | 15:26 | 920 |  | 556.739 | -51.694 | -51.694 | 9.2891 | 3.5988 | -0.09539 | 0 | -51.694 |  | -602.085 | #DIV/0! | #DIV/0! | 50.5 | 1 | #DIV/0! | 1 | #DIV/0! | #DIV/0! |  |  | 1
0 | 0 | 0 | 0 |  | 1 | 15:26 | 924 |  | 557.1297 | -52.0847 | -52.0847 | 8.3602 | 3.2389 | -0.085851 | 0 | -52.0847 |  | -602.4757 | #DIV/0! | #DIV/0! | 50.5 | 1 | #DIV/0! | 1 | #DIV/0! | #DIV/0! |  |  | 1
0 | 0 | 0 | 0 |  | 1 | 15:26 | 928 |  | 557.5203 | -52.4753 | -52.4753 | 7.5241 | 2.915 | -0.077266 | 0 | -52.4753 |  | -602.8664 | #DIV/0! | #DIV/0! | 50.5 | 1 | #DIV/0! | 1 | #DIV/0! | #DIV/0! |  |  | 1
0 | 0 | 0 | 0 |  | 1 | 15:26 | 932 |  | 557.911 | -52.866 | -52.866 | 6.7717 | 2.6235 | -0.069539 | 0 | -52.866 |  | -603.257 | #DIV/0! | #DIV/0! | 50.5 | 1 | #DIV/0! | 1 | #DIV/0! | #DIV/0! |  |  | 1
0 | 0 | 0 | 0 |  | 1 | 15:26 | 936 |  | 558.3017 | -53.2567 | -53.2567 | 6.0946 | 2.3612 | -0.062585 | 0 | -53.2567 |  | -603.6477 | #DIV/0! | #DIV/0! | 50.5 | 1 | #DIV/0! | 1 | #DIV/0! | #DIV/0! |  |  | 1
0 | 0 | 0 | 0 |  | 1 | 15:26 | 940 |  | 558.6923 | -53.6473 | -53.6473 | 5.4851 | 2.125 | -0.056327 | 0 | -53.6473 |  | -604.0384 | #DIV/0! | #DIV/0! | 50.5 | 1 | #DIV/0! | 1 | #DIV/0! | #DIV/0! |  |  | 1
0 | 0 | 0 | 0 |  | 1 | 15:27 | 944 |  | 559.083 | -54.038 | -54.038 | 4.9366 | 1.9125 | -0.050694 | 0 | -54.038 |  | -604.429 | #DIV/0! | #DIV/0! | 50.5 | 1 | #DIV/0! | 1 | #DIV/0! | #DIV/0! |  |  | 1
0 | 0 | 0 | 0 |  | 1 | 15:27 | 948 |  | 559.4737 | -54.4287 | -54.4287 | 4.4429 | 1.7213 | -0.045625 | 0 | -54.4287 |  | -604.8197 | #DIV/0! | #DIV/0! | 50.5 | 1 | #DIV/0! | 1 | #DIV/0! | #DIV/0! |  |  | 1
0 | 0 | 0 | 0 |  | 1 | 15:27 | 952 |  | 559.8643 | -54.8193 | -54.8193 | 3.9986 | 1.5492 | -0.041062 | 0 | -54.8193 |  | -605.2104 | #DIV/0! | #DIV/0! | 50.5 | 1 | #DIV/0! | 1 | #DIV/0! | #DIV/0! |  |  | 1
0 | 0 | 0 | 0 |  | 1 | 15:27 | 956 |  | 560.255 | -55.21 | -55.21 | 3.5988 | 1.3942 | -0.036956 | 0 | -55.21 |  | -605.601 | #DIV/0! | #DIV/0! | 50.5 | 1 | #DIV/0! | 1 | #DIV/0! | #DIV/0! |  |  | 1
0 | 0 | 0 | 0 |  | 1 | 15:27 | 960 |  | 560.6457 | -55.6007 | -55.6007 | 3.2389 | 1.2548 | -0.03326 | 0 | -55.6007 |  | -605.9917 | #DIV/0! | #DIV/0! | 50.5 | 1 | #DIV/0! | 1 | #DIV/0! | #DIV/0! |  |  | 1
0 | 0 | 0 | 0 |  | 1 | 15:27 | 964 |  | 561.0363 | -55.9913 | -55.9913 | 2.915 | 1.1293 | -0.029934 | 0 | -55.9913 |  | -606.3824 | #DIV/0! | #DIV/0! | 50.5 | 1 | #DIV/0! | 1 | #DIV/0! | #DIV/0! |  |  | 1
0 | 0 | 0 | 0 |  | 1 | 15:27 | 968 |  | 561.427 | -56.382 | -56.382 | 2.6235 | 1.0164 | -0.026941 | 0 | -56.382 |  | -606.773 | #DIV/0! | #DIV/0! | 50.5 | 1 | #DIV/0! | 1 | #DIV/0! | #DIV/0! |  |  | 1
0 | 0 | 0 | 0 |  | 1 | 15:27 | 972 |  | 561.8177 | -56.7727 | -56.7727 | 2.3612 | 0.91476 | -0.024247 | 0 | -56.7727 |  | -607.1637 | #DIV/0! | #DIV/0! | 50.5 | 1 | #DIV/0! | 1 | #DIV/0! | #DIV/0! |  |  | 1
0 | 0 | 0 | 0 |  | 1 | 15:27 | 976 |  | 562.2083 | -57.1633 | -57.1633 | 2.125 | 0.82328 | -0.021822 | 0 | -57.1633 |  | -607.5544 | #DIV/0! | #DIV/0! | 50.5 | 1 | #DIV/0! | 1 | #DIV/0! | #DIV/0! |  |  | 1
0 | 0 | 0 | 0 |  | 1 | 15:27 | 980 |  | 562.599 | -57.554 | -57.554 | 1.9125 | 0.74096 | -0.01964 | 0 | -57.554 |  | -607.945 | #DIV/0! | #DIV/0! | 50.5 | 1 | #DIV/0! | 1 | #DIV/0! | #DIV/0! |  |  | 1
0 | 0 | 0 | 0 |  | 1 | 15:27 | 984 |  | 562.9897 | -57.9447 | -57.9447 | 1.7213 | 0.66686 | -0.017676 | 0 | -57.9447 |  | -608.3357 | #DIV/0! | #DIV/0! | 50.5 | 1 | #DIV/0! | 1 | #DIV/0! | #DIV/0! |  |  | 1
0 | 0 | 0 | 0 |  | 1 | 15:27 | 988 |  | 563.3803 | -58.3353 | -58.3353 | 1.5492 | 0.60017 | -0.015908 | 0 | -58.3353 |  | -608.7264 | #DIV/0! | #DIV/0! | 50.5 | 1 | #DIV/0! | 1 | #DIV/0! | #DIV/0! |  |  | 1
0 | 0 | 0 | 0 |  | 1 | 15:27 | 992 |  | 563.771 | -58.726 | -58.726 | 1.3942 | 0.54016 | -0.014317 | 0 | -58.726 |  | -609.117 | #DIV/0! | #DIV/0! | 50.5 | 1 | #DIV/0! | 1 | #DIV/0! | #DIV/0! |  |  | 1
0 | 0 | 0 | 0 |  | 1 | 15:27 | 996 |  | 564.1617 | -59.1167 | -59.1167 | 1.2548 | 0.48614 | -0.012886 | 0 | -59.1167 |  | -609.5077 | #DIV/0! | #DIV/0! | 50.5 | 1 | #DIV/0! | 1 | #DIV/0! | #DIV/0! |  |  | 1
0 | 0 | 0 | 0 |  | 1 | 15:27 | 1000 |  | 564.5523 | -59.5073 | -59.5073 | 1.1293 | 0.43753 | -0.011597 | 0 | -59.5073 |  | -609.8984 | #DIV/0! | #DIV/0! | 50.5 | 1 | #DIV/0! | 1 | #DIV/0! | #DIV/0! |  |  | 1
0 | 0 | 0 | 0 |  | 1 | 15:28 | 1004 |  | 564.943 | -59.898 | -59.898 | 1.0164 | 0.39377 | -0.010437 | 0 | -59.898 |  | -610.289 | #DIV/0! | #DIV/0! | 50.5 | 1 | #DIV/0! | 1 | #DIV/0! | #DIV/0! |  |  | 1
0 | 0 | 0 | 0 |  | 1 | 15:28 | 1008 |  | 565.3337 | -60.2887 | -60.2887 | 0.91476 | 0.3544 | -0.0093937 | 0 | -60.2887 |  | -610.6797 | #DIV/0! | #DIV/0! | 50.5 | 1 | #DIV/0! | 1 | #DIV/0! | #DIV/0! |  |  | 1
0 | 0 | 0 | 0 |  | 1 | 15:28 | 1012 |  | 565.7243 | -60.6793 | -60.6793 | 0.82328 | 0.31896 | -0.0084543 | 0 | -60.6793 |  | -611.0704 | #DIV/0! | #DIV/0! | 50.5 | 1 | #DIV/0! | 1 | #DIV/0! | #DIV/0! |  |  | 1
0 | 0 | 0 | 0 |  | 1 | 15:28 | 1016 |  | 566.115 | -61.07 | -61.07 | 0.74096 | 0.28706 | -0.0076089 | 0 | -61.07 |  | -611.461 | #DIV/0! | #DIV/0! | 50.5 | 1 | #DIV/0! | 1 | #DIV/0! | #DIV/0! |  |  | 1
0 | 0 | 0 | 0 |  | 1 | 15:28 | 1020 |  | 566.5057 | -61.4607 | -61.4607 | 0.66686 | 0.25836 | -0.006848 | 0 | -61.4607 |  | -611.8517 | #DIV/0! | #DIV/0! | 50.5 | 1 | #DIV/0! | 1 | #DIV/0! | #DIV/0! |  |  | 1
0 | 0 | 0 | 0 |  | 1 | 15:28 | 1024 |  | 566.8963 | -61.8513 | -61.8513 | 0.60017 | 0.23252 | -0.0061632 | 0 | -61.8513 |  | -612.2424 | #DIV/0! | #DIV/0! | 50.5 | 1 | #DIV/0! | 1 | #DIV/0! | #DIV/0! |  |  | 1
0 | 0 | 0 | 0 |  | 1 | 15:28 | 1028 |  | 567.287 | -62.242 | -62.242 | 0.54016 | 0.20927 | -0.0055469 | 0 | -62.242 |  | -612.633 | #DIV/0! | #DIV/0! | 50.5 | 1 | #DIV/0! | 1 | #DIV/0! | #DIV/0! |  |  | 1
0 | 0 | 0 | 0 |  | 1 | 15:28 | 1032 |  | 567.6777 | -62.6327 | -62.6327 | 0.48614 | 0.18834 | -0.0049922 | 0 | -62.6327 |  | -613.0237 | #DIV/0! | #DIV/0! | 50.5 | 1 | #DIV/0! | 1 | #DIV/0! | #DIV/0! |  |  | 1
0 | 0 | 0 | 0 |  | 1 | 15:28 | 1036 |  | 568.0683 | -63.0233 | -63.0233 | 0.43753 | 0.16951 | -0.004493 | 0 | -63.0233 |  | -613.4144 | #DIV/0! | #DIV/0! | 50.5 | 1 | #DIV/0! | 1 | #DIV/0! | #DIV/0! |  |  | 1
0 | 0 | 0 | 0 |  | 1 | 15:28 | 1040 |  | 568.459 | -63.414 | -63.414 | 0.39377 | 0.15256 | -0.0040437 | 0 | -63.414 |  | -613.805 | #DIV/0! | #DIV/0! | 50.5 | 1 | #DIV/0! | 1 | #DIV/0! | #DIV/0! |  |  | 1
0 | 0 | 0 | 0 |  | 1 | 15:28 | 1044 |  | 568.8497 | -63.8047 | -63.8047 | 0.3544 | 0.1373 | -0.0036393 | 0 | -63.8047 |  | -614.1957 | #DIV/0! | #DIV/0! | 50.5 | 1 | #DIV/0! | 1 | #DIV/0! | #DIV/0! |  |  | 1
0 | 0 | 0 | 0 |  | 1 | 15:28 | 1048 |  | 569.2403 | -64.1953 | -64.1953 | 0.31896 | 0.12357 | -0.0032754 | 0 | -64.1953 |  | -614.5864 | #DIV/0! | #DIV/0! | 50.5 | 1 | #DIV/0! | 1 | #DIV/0! | #DIV/0! |  |  | 1
0 | 0 | 0 | 0 |  | 1 | 15:28 | 1052 |  | 569.631 | -64.586 | -64.586 | 0.28706 | 0.11121 | -0.0029478 | 0 | -64.586 |  | -614.977 | #DIV/0! | #DIV/0! | 50.5 | 1 | #DIV/0! | 1 | #DIV/0! | #DIV/0! |  |  | 1
0 | 0 | 0 | 0 |  | 1 | 15:28 | 1056 |  | 570.0217 | -64.9767 | -64.9767 | 0.25836 | 0.10009 | -0.0026531 | 0 | -64.9767 |  | -615.3677 | #DIV/0! | #DIV/0! | 50.5 | 1 | #DIV/0! | 1 | #DIV/0! | #DIV/0! |  |  | 1
0 | 0 | 0 | 0 |  | 1 | 15:28 | 1060 |  | 570.4123 | -65.3673 | -65.3673 | 0.23252 | 0.090083 | -0.0023878 | 0 | -65.3673 |  | -615.7584 | #DIV/0! | #DIV/0! | 50.5 | 1 | #DIV/0! | 1 | #DIV/0! | #DIV/0! |  |  | 1
0 | 0 | 0 | 0 |  | 1 | 15:29 | 1064 |  | 570.803 | -65.758 | -65.758 | 0.20927 | 0.081075 | -0.002149 | 0 | -65.758 |  | -616.149 | #DIV/0! | #DIV/0! | 50.5 | 1 | #DIV/0! | 1 | #DIV/0! | #DIV/0! |  |  | 1
0 | 0 | 0 | 0 |  | 1 | 15:29 | 1068 |  | 571.1937 | -66.1487 | -66.1487 | 0.18834 | 0.072967 | -0.0019341 | 0 | -66.1487 |  | -616.5397 | #DIV/0! | #DIV/0! | 50.5 | 1 | #DIV/0! | 1 | #DIV/0! | #DIV/0! |  |  | 1
0 | 0 | 0 | 0 |  | 1 | 15:29 | 1072 |  | 571.5843 | -66.5393 | -66.5393 | 0.16951 | 0.06567 | -0.0017407 | 0 | -66.5393 |  | -616.9304 | #DIV/0! | #DIV/0! | 50.5 | 1 | #DIV/0! | 1 | #DIV/0! | #DIV/0! |  |  | 1
0 | 0 | 0 | 0 |  | 1 | 15:29 | 1076 |  | 571.975 | -66.93 | -66.93 | 0.15256 | 0.059103 | -0.0015666 | 0 | -66.93 |  | -617.321 | #DIV/0! | #DIV/0! | 50.5 | 1 | #DIV/0! | 1 | #DIV/0! | #DIV/0! |  |  | 1
0 | 0 | 0 | 0 |  | 1 | 15:29 | 1080 |  | 572.3657 | -67.3207 | -67.3207 | 0.1373 | 0.053193 | -0.0014099 | 0 | -67.3207 |  | -617.7117 | #DIV/0! | #DIV/0! | 50.5 | 1 | #DIV/0! | 1 | #DIV/0! | #DIV/0! |  |  | 1
0 | 0 | 0 | 0 |  | 1 | 15:29 | 1084 |  | 572.7563 | -67.7113 | -67.7113 | 0.12357 | 0.047874 | -0.0012689 | 0 | -67.7113 |  | -618.1024 | #DIV/0! | #DIV/0! | 50.5 | 1 | #DIV/0! | 1 | #DIV/0! | #DIV/0! |  |  | 1
0 | 0 | 0 | 0 |  | 1 | 15:29 | 1088 |  | 573.147 | -68.102 | -68.102 | 0.11121 | 0.043086 | -0.0011421 | 0 | -68.102 |  | -618.493 | #DIV/0! | #DIV/0! | 50.5 | 1 | #DIV/0! | 1 | #DIV/0! | #DIV/0! |  |  | 1
0 | 0 | 0 | 0 |  | 1 | 15:29 | 1092 |  | 573.5377 | -68.4927 | -68.4927 | 0.10009 | 0.038778 | -0.0010278 | 0 | -68.4927 |  | -618.8837 | #DIV/0! | #DIV/0! | 50.5 | 1 | #DIV/0! | 1 | #DIV/0! | #DIV/0! |  |  | 1
0 | 0 | 0 | 0 |  | 1 | 15:29 | 1096 |  | 573.9283 | -68.8833 | -68.8833 | 0.090083 | 0.0349 | -0.00092506 | 0 | -68.8833 |  | -619.2744 | #DIV/0! | #DIV/0! | 50.5 | 1 | #DIV/0! | 1 | #DIV/0! | #DIV/0! |  |  | 1
0 | 0 | 0 | 0 |  | 1 | 15:29 | 1100 |  | 574.319 | -69.274 | -69.274 | 0.081075 | 0.03141 | -0.00083256 | 0 | -69.274 |  | -619.665 | #DIV/0! | #DIV/0! | 50.5 | 1 | #DIV/0! | 1 | #DIV/0! | #DIV/0! |  |  | 1
0 | 0 | 0 | 0 |  | 1 | 15:29 | 1104 |  | 574.7097 | -69.6647 | -69.6647 | 0.072967 | 0.028269 | -0.0007493 | 0 | -69.6647 |  | -620.0557 | #DIV/0! | #DIV/0! | 50.5 | 1 | #DIV/0! | 1 | #DIV/0! | #DIV/0! |  |  | 1
0 | 0 | 0 | 0 |  | 1 | 15:29 | 1108 |  | 575.1003 | -70.0553 | -70.0553 | 0.06567 | 0.025442 | -0.00067437 | 0 | -70.0553 |  | -620.4464 | #DIV/0! | #DIV/0! | 50.5 | 1 | #DIV/0! | 1 | #DIV/0! | #DIV/0! |  |  | 1
0 | 0 | 0 | 0 |  | 1 | 15:29 | 1112 |  | 575.491 | -70.446 | -70.446 | 0.059103 | 0.022898 | -0.00060693 | 0 | -70.446 |  | -620.837 | #DIV/0! | #DIV/0! | 50.5 | 1 | #DIV/0! | 1 | #DIV/0! | #DIV/0! |  |  | 1
0 | 0 | 0 | 0 |  | 1 | 15:29 | 1116 |  | 575.8817 | -70.8367 | -70.8367 | 0.053193 | 0.020608 | -0.00054624 | 0 | -70.8367 |  | -621.2277 | #DIV/0! | #DIV/0! | 50.5 | 1 | #DIV/0! | 1 | #DIV/0! | #DIV/0! |  |  | 1
0 | 0 | 0 | 0 |  | 1 | 15:29 | 1120 |  | 576.2723 | -71.2273 | -71.2273 | 0.047874 | 0.018547 | -0.00049162 | 0 | -71.2273 |  | -621.6184 | #DIV/0! | #DIV/0! | 50.5 | 1 | #DIV/0! | 1 | #DIV/0! | #DIV/0! |  |  | 1
0 | 0 | 0 | 0 |  | 1 | 15:30 | 1124 |  | 576.663 | -71.618 | -71.618 | 0.043086 | 0.016693 | -0.00044246 | 0 | -71.618 |  | -622.009 | #DIV/0! | #DIV/0! | 50.5 | 1 | #DIV/0! | 1 | #DIV/0! | #DIV/0! |  |  | 1
0 | 0 | 0 | 0 |  | 1 | 15:30 | 1128 |  | 577.0537 | -72.0087 | -72.0087 | 0.038778 | 0.015023 | -0.00039821 | 0 | -72.0087 |  | -622.3997 | #DIV/0! | #DIV/0! | 50.5 | 1 | #DIV/0! | 1 | #DIV/0! | #DIV/0! |  |  | 1
0 | 0 | 0 | 0 |  | 1 | 15:30 | 1132 |  | 577.4443 | -72.3993 | -72.3993 | 0.0349 | 0.013521 | -0.00035839 | 0 | -72.3993 |  | -622.7904 | #DIV/0! | #DIV/0! | 50.5 | 1 | #DIV/0! | 1 | #DIV/0! | #DIV/0! |  |  | 1
0 | 0 | 0 | 0 |  | 1 | 15:30 | 1136 |  | 577.835 | -72.79 | -72.79 | 0.03141 | 0.012169 | -0.00032255 | 0 | -72.79 |  | -623.181 | #DIV/0! | #DIV/0! | 50.5 | 1 | #DIV/0! | 1 | #DIV/0! | #DIV/0! |  |  | 1
0 | 0 | 0 | 0 |  | 1 | 15:30 | 1140 |  | 578.2257 | -73.1807 | -73.1807 | 0.028269 | 0.010952 | -0.00029029 | 0 | -73.1807 |  | -623.5717 | #DIV/0! | #DIV/0! | 50.5 | 1 | #DIV/0! | 1 | #DIV/0! | #DIV/0! |  |  | 1
0 | 0 | 0 | 0 |  | 1 | 15:30 | 1144 |  | 578.6163 | -73.5713 | -73.5713 | 0.025442 | 0.0098568 | -0.00026127 | 0 | -73.5713 |  | -623.9624 | #DIV/0! | #DIV/0! | 50.5 | 1 | #DIV/0! | 1 | #DIV/0! | #DIV/0! |  |  | 1
0 | 0 | 0 | 0 |  | 1 | 15:30 | 1148 |  | 579.007 | -73.962 | -73.962 | 0.022898 | 0.0088711 | -0.00023514 | 0 | -73.962 |  | -624.353 | #DIV/0! | #DIV/0! | 50.5 | 1 | #DIV/0! | 1 | #DIV/0! | #DIV/0! |  |  | 1
0 | 0 | 0 | 0 |  | 1 | 15:30 | 1152 |  | 579.3977 | -74.3527 | -74.3527 | 0.020608 | 0.007984 | -0.00021162 | 0 | -74.3527 |  | -624.7437 | #DIV/0! | #DIV/0! | 50.5 | 1 | #DIV/0! | 1 | #DIV/0! | #DIV/0! |  |  | 1
0 | 0 | 0 | 0 |  | 1 | 15:30 | 1156 |  | 579.7883 | -74.7433 | -74.7433 | 0.018547 | 0.0071856 | -0.00019046 | 0 | -74.7433 |  | -625.1344 | #DIV/0! | #DIV/0! | 50.5 | 1 | #DIV/0! | 1 | #DIV/0! | #DIV/0! |  |  | 1
0 | 0 | 0 | 0 |  | 1 | 15:30 | 1160 |  | 580.179 | -75.134 | -75.134 | 0.016693 | 0.006467 | -0.00017142 | 0 | -75.134 |  | -625.525 | #DIV/0! | #DIV/0! | 50.5 | 1 | #DIV/0! | 1 | #DIV/0! | #DIV/0! |  |  | 1
0 | 0 | 0 | 0 |  | 1 | 15:30 | 1164 |  | 580.5697 | -75.5247 | -75.5247 | 0.015023 | 0.0058203 | -0.00015427 | 0 | -75.5247 |  | -625.9157 | #DIV/0! | #DIV/0! | 50.5 | 1 | #DIV/0! | 1 | #DIV/0! | #DIV/0! |  |  | 1
0 | 0 | 0 | 0 |  | 1 | 15:30 | 1168 |  | 580.9603 | -75.9153 | -75.9153 | 0.013521 | 0.0052383 | -0.00013885 | 0 | -75.9153 |  | -626.3064 | #DIV/0! | #DIV/0! | 50.5 | 1 | #DIV/0! | 1 | #DIV/0! | #DIV/0! |  |  | 1
0 | 0 | 0 | 0 |  | 1 | 15:30 | 1172 |  | 581.351 | -76.306 | -76.306 | 0.012169 | 0.0047145 | -0.00012496 | 0 | -76.306 |  | -626.697 | #DIV/0! | #DIV/0! | 50.5 | 1 | #DIV/0! | 1 | #DIV/0! | #DIV/0! |  |  | 1
0 | 0 | 0 | 0 |  | 1 | 15:30 | 1176 |  | 581.7417 | -76.6967 | -76.6967 | 0.010952 | 0.004243 | -0.00011247 | 0 | -76.6967 |  | -627.0877 | #DIV/0! | #DIV/0! | 50.5 | 1 | #DIV/0! | 1 | #DIV/0! | #DIV/0! |  |  | 1
0 | 0 | 0 | 0 |  | 1 | 15:30 | 1180 |  | 582.1323 | -77.0873 | -77.0873 | 0.0098568 | 0.0038187 | -0.00010122 | 0 | -77.0873 |  | -627.4784 | #DIV/0! | #DIV/0! | 50.5 | 1 | #DIV/0! | 1 | #DIV/0! | #DIV/0! |  |  | 1
0 | 0 | 0 | 0 |  | 1 | 15:31 | 1184 |  | 582.523 | -77.478 | -77.478 | 0.0088711 | 0.0034368 | -9.1098e-05 | 0 | -77.478 |  | -627.869 | #DIV/0! | #DIV/0! | 50.5 | 1 | #DIV/0! | 1 | #DIV/0! | #DIV/0! |  |  | 1
0 | 0 | 0 | 0 |  | 1 | 15:31 | 1188 |  | 582.9137 | -77.8687 | -77.8687 | 0.007984 | 0.0030932 | -8.1988e-05 | 0 | -77.8687 |  | -628.2597 | #DIV/0! | #DIV/0! | 50.5 | 1 | #DIV/0! | 1 | #DIV/0! | #DIV/0! |  |  | 1
0 | 0 | 0 | 0 |  | 1 | 15:31 | 1192 |  | 583.3043 | -78.2593 | -78.2593 | 0.0071856 | 0.0027838 | -7.3789e-05 | 0 | -78.2593 |  | -628.6504 | #DIV/0! | #DIV/0! | 50.5 | 1 | #DIV/0! | 1 | #DIV/0! | #DIV/0! |  |  | 1
0 | 0 | 0 | 0 |  | 1 | 15:31 | 1196 |  | 583.695 | -78.65 | -78.65 | 0.006467 | 0.0025055 | -6.641e-05 | 0 | -78.65 |  | -629.041 | #DIV/0! | #DIV/0! | 50.5 | 1 | #DIV/0! | 1 | #DIV/0! | #DIV/0! |  |  | 1
0 | 0 | 0 | 0 |  | 1 | 15:31 | 1200 |  | 584.0857 | -79.0407 | -79.0407 | 0.0058203 | 0.0022549 | -5.9769e-05 | 0 | -79.0407 |  | -629.4317 | #DIV/0! | #DIV/0! | 50.5 | 1 | #DIV/0! | 1 | #DIV/0! | #DIV/0! |  |  | 1
0 | 0 | 0 | 0 |  | 1 | 15:31 | 1204 |  | 584.4763 | -79.4313 | -79.4313 | 0.0052383 | 0.0020294 | -5.3792e-05 | 0 | -79.4313 |  | -629.8224 | #DIV/0! | #DIV/0! | 50.5 | 1 | #DIV/0! | 1 | #DIV/0! | #DIV/0! |  |  | 1
0 | 0 | 0 | 0 |  | 1 | 15:31 | 1208 |  | 584.867 | -79.822 | -79.822 | 0.0047145 | 0.0018265 | -4.8413e-05 | 0 | -79.822 |  | -630.213 | #DIV/0! | #DIV/0! | 50.5 | 1 | #DIV/0! | 1 | #DIV/0! | #DIV/0! |  |  | 1
0 | 0 | 0 | 0 |  | 1 | 15:31 | 1212 |  | 585.2577 | -80.2127 | -80.2127 | 0.004243 | 0.0016438 | -4.3572e-05 | 0 | -80.2127 |  | -630.6037 | #DIV/0! | #DIV/0! | 50.5 | 1 | #DIV/0! | 1 | #DIV/0! | #DIV/0! |  |  | 1
0 | 0 | 0 | 0 |  | 1 | 15:31 | 1216 |  | 585.6483 | -80.6033 | -80.6033 | 0.0038187 | 0.0014794 | -3.9215e-05 | 0 | -80.6033 |  | -630.9944 | #DIV/0! | #DIV/0! | 50.5 | 1 | #DIV/0! | 1 | #DIV/0! | #DIV/0! |  |  | 1
0 | 0 | 0 | 0 |  | 1 | 15:31 | 1220 |  | 586.039 | -80.994 | -80.994 | 0.0034368 | 0.0013315 | -3.5293e-05 | 0 | -80.994 |  | -631.385 | #DIV/0! | #DIV/0! | 50.5 | 1 | #DIV/0! | 1 | #DIV/0! | #DIV/0! |  |  | 1
0 | 0 | 0 | 0 |  | 1 | 15:31 | 1224 |  | 586.4297 | -81.3847 | -81.3847 | 0.0030932 | 0.0011984 | -3.1764e-05 | 0 | -81.3847 |  | -631.7757 | #DIV/0! | #DIV/0! | 50.5 | 1 | #DIV/0! | 1 | #DIV/0! | #DIV/0! |  |  | 1
0 | 0 | 0 | 0 |  | 1 | 15:31 | 1228 |  | 586.8203 | -81.7753 | -81.7753 | 0.0027838 | 0.0010785 | -2.8587e-05 | 0 | -81.7753 |  | -632.1664 | #DIV/0! | #DIV/0! | 50.5 | 1 | #DIV/0! | 1 | #DIV/0! | #DIV/0! |  |  | 1
0 | 0 | 0 | 0 |  | 1 | 15:31 | 1232 |  | 587.211 | -82.166 | -82.166 | 0.0025055 | 0.00097067 | -2.5729e-05 | 0 | -82.166 |  | -632.557 | #DIV/0! | #DIV/0! | 50.5 | 1 | #DIV/0! | 1 | #DIV/0! | #DIV/0! |  |  | 1
0 | 0 | 0 | 0 |  | 1 | 15:31 | 1236 |  | 587.6017 | -82.5567 | -82.5567 | 0.0022549 | 0.0008736 | -2.3156e-05 | 0 | -82.5567 |  | -632.9477 | #DIV/0! | #DIV/0! | 50.5 | 1 | #DIV/0! | 1 | #DIV/0! | #DIV/0! |  |  | 1
0 | 0 | 0 | 0 |  | 1 | 15:31 | 1240 |  | 587.9923 | -82.9473 | -82.9473 | 0.0020294 | 0.00078624 | -2.084e-05 | 0 | -82.9473 |  | -633.3384 | #DIV/0! | #DIV/0! | 50.5 | 1 | #DIV/0! | 1 | #DIV/0! | #DIV/0! |  |  | 1
0 | 0 | 0 | 0 |  | 1 | 15:32 | 1244 |  | 588.383 | -83.338 | -83.338 | 0.0018265 | 0.00070762 | -1.8756e-05 | 0 | -83.338 |  | -633.729 | #DIV/0! | #DIV/0! | 50.5 | 1 | #DIV/0! | 1 | #DIV/0! | #DIV/0! |  |  | 1
0 | 0 | 0 | 0 |  | 1 | 15:32 | 1248 |  | 588.7737 | -83.7287 | -83.7287 | 0.0016438 | 0.00063685 | -1.6881e-05 | 0 | -83.7287 |  | -634.1197 | #DIV/0! | #DIV/0! | 50.5 | 1 | #DIV/0! | 1 | #DIV/0! | #DIV/0! |  |  | 1
0 | 0 | 0 | 0 |  | 1 | 15:32 | 1252 |  | 589.1643 | -84.1193 | -84.1193 | 0.0014794 | 0.00057317 | -1.5193e-05 | 0 | -84.1193 |  | -634.5104 | #DIV/0! | #DIV/0! | 50.5 | 1 | #DIV/0! | 1 | #DIV/0! | #DIV/0! |  |  | 1
0 | 0 | 0 | 0 |  | 1 | 15:32 | 1256 |  | 589.555 | -84.51 | -84.51 | 0.0013315 | 0.00051585 | -1.3673e-05 | 0 | -84.51 |  | -634.901 | #DIV/0! | #DIV/0! | 50.5 | 1 | #DIV/0! | 1 | #DIV/0! | #DIV/0! |  |  | 1
0 | 0 | 0 | 0 |  | 1 | 15:32 | 1260 |  | 589.9457 | -84.9007 | -84.9007 | 0.0011984 | 0.00046427 | -1.2306e-05 | 0 | -84.9007 |  | -635.2917 | #DIV/0! | #DIV/0! | 50.5 | 1 | #DIV/0! | 1 | #DIV/0! | #DIV/0! |  |  | 1
0 | 0 | 0 | 0 |  | 1 | 15:32 | 1264 |  | 590.3363 | -85.2913 | -85.2913 | 0.0010785 | 0.00041784 | -1.1075e-05 | 0 | -85.2913 |  | -635.6824 | #DIV/0! | #DIV/0! | 50.5 | 1 | #DIV/0! | 1 | #DIV/0! | #DIV/0! |  |  | 1
0 | 0 | 0 | 0 |  | 1 | 15:32 | 1268 |  | 590.727 | -85.682 | -85.682 | 0.00097067 | 0.00037606 | -9.9678e-06 | 0 | -85.682 |  | -636.073 | #DIV/0! | #DIV/0! | 50.5 | 1 | #DIV/0! | 1 | #DIV/0! | #DIV/0! |  |  | 1
0 | 0 | 0 | 0 |  | 1 | 15:32 | 1272 |  | 591.1177 | -86.0727 | -86.0727 | 0.0008736 | 0.00033845 | -8.971e-06 | 0 | -86.0727 |  | -636.4637 | #DIV/0! | #DIV/0! | 50.5 | 1 | #DIV/0! | 1 | #DIV/0! | #DIV/0! |  |  | 1
0 | 0 | 0 | 0 |  | 1 | 15:32 | 1276 |  | 591.5083 | -86.4633 | -86.4633 | 0.00078624 | 0.00030461 | -8.0739e-06 | 0 | -86.4633 |  | -636.8544 | #DIV/0! | #DIV/0! | 50.5 | 1 | #DIV/0! | 1 | #DIV/0! | #DIV/0! |  |  | 1
0 | 0 | 0 | 0 |  | 1 | 15:32 | 1280 |  | 591.899 | -86.854 | -86.854 | 0.00070762 | 0.00027414 | -7.2665e-06 | 0 | -86.854 |  | -637.245 | #DIV/0! | #DIV/0! | 50.5 | 1 | #DIV/0! | 1 | #DIV/0! | #DIV/0! |  |  | 1
0 | 0 | 0 | 0 |  | 1 | 15:32 | 1284 |  | 592.2897 | -87.2447 | -87.2447 | 0.00063685 | 0.00024673 | -6.5399e-06 | 0 | -87.2447 |  | -637.6357 | #DIV/0! | #DIV/0! | 50.5 | 1 | #DIV/0! | 1 | #DIV/0! | #DIV/0! |  |  | 1
0 | 0 | 0 | 0 |  | 1 | 15:32 | 1288 |  | 592.6803 | -87.6353 | -87.6353 | 0.00057317 | 0.00022206 | -5.8859e-06 | 0 | -87.6353 |  | -638.0264 | #DIV/0! | #DIV/0! | 50.5 | 1 | #DIV/0! | 1 | #DIV/0! | #DIV/0! |  |  | 1
0 | 0 | 0 | 0 |  | 1 | 15:32 | 1292 |  | 593.071 | -88.026 | -88.026 | 0.00051585 | 0.00019985 | -5.2973e-06 | 0 | -88.026 |  | -638.417 | #DIV/0! | #DIV/0! | 50.5 | 1 | #DIV/0! | 1 | #DIV/0! | #DIV/0! |  |  | 1
0 | 0 | 0 | 0 |  | 1 | 15:32 | 1296 |  | 593.4617 | -88.4167 | -88.4167 | 0.00046427 | 0.00017987 | -4.7676e-06 | 0 | -88.4167 |  | -638.8077 | #DIV/0! | #DIV/0! | 50.5 | 1 | #DIV/0! | 1 | #DIV/0! | #DIV/0! |  |  | 1
0 | 0 | 0 | 0 |  | 1 | 15:32 | 1300 |  | 593.8523 | -88.8073 | -88.8073 | 0.00041784 | 0.00016188 | -4.2908e-06 | 0 | -88.8073 |  | -639.1984 | #DIV/0! | #DIV/0! | 50.5 | 1 | #DIV/0! | 1 | #DIV/0! | #DIV/0! |  |  | 1
0 | 0 | 0 | 0 |  | 1 | 15:33 | 1304 |  | 594.243 | -89.198 | -89.198 | 0.00037606 | 0.00014569 | -3.8617e-06 | 0 | -89.198 |  | -639.589 | #DIV/0! | #DIV/0! | 50.5 | 1 | #DIV/0! | 1 | #DIV/0! | #DIV/0! |  |  | 1
0 | 0 | 0 | 0 |  | 1 | 15:33 | 1308 |  | 594.6337 | -89.5887 | -89.5887 | 0.00033845 | 0.00013112 | -3.4756e-06 | 0 | -89.5887 |  | -639.9797 | #DIV/0! | #DIV/0! | 50.5 | 1 | #DIV/0! | 1 | #DIV/0! | #DIV/0! |  |  | 1
0 | 0 | 0 | 0 |  | 1 | 15:33 | 1312 |  | 595.0243 | -89.9793 | -89.9793 | 0.00030461 | 0.00011801 | -3.128e-06 | 0 | -89.9793 |  | -640.3704 | #DIV/0! | #DIV/0! | 50.5 | 1 | #DIV/0! | 1 | #DIV/0! | #DIV/0! |  |  | 1
0 | 0 | 0 | 0 |  | 1 | 15:33 | 1316 |  | 595.415 | -90.37 | -90.37 | 0.00027414 | 0.00010621 | -2.8152e-06 | 0 | -90.37 |  | -640.761 | #DIV/0! | #DIV/0! | 50.5 | 1 | #DIV/0! | 1 | #DIV/0! | #DIV/0! |  |  | 1
0 | 0 | 0 | 0 |  | 1 | 15:33 | 1320 |  | 595.8057 | -90.7607 | -90.7607 | 0.00024673 | 9.5588e-05 | -2.5337e-06 | 0 | -90.7607 |  | -641.1517 | #DIV/0! | #DIV/0! | 50.5 | 1 | #DIV/0! | 1 | #DIV/0! | #DIV/0! |  |  | 1
0 | 0 | 0 | 0 |  | 1 | 15:33 | 1324 |  | 596.1963 | -91.1513 | -91.1513 | 0.00022206 | 8.603e-05 | -2.2803e-06 | 0 | -91.1513 |  | -641.5424 | #DIV/0! | #DIV/0! | 50.5 | 1 | #DIV/0! | 1 | #DIV/0! | #DIV/0! |  |  | 1
0 | 0 | 0 | 0 |  | 1 | 15:33 | 1328 |  | 596.587 | -91.542 | -91.542 | 0.00019985 | 7.7427e-05 | -2.0523e-06 | 0 | -91.542 |  | -641.933 | #DIV/0! | #DIV/0! | 50.5 | 1 | #DIV/0! | 1 | #DIV/0! | #DIV/0! |  |  | 1
0 | 0 | 0 | 0 |  | 1 | 15:33 | 1332 |  | 596.9777 | -91.9327 | -91.9327 | 0.00017987 | 6.9684e-05 | -1.8471e-06 | 0 | -91.9327 |  | -642.3237 | #DIV/0! | #DIV/0! | 50.5 | 1 | #DIV/0! | 1 | #DIV/0! | #DIV/0! |  |  | 1
0 | 0 | 0 | 0 |  | 1 | 15:33 | 1336 |  | 597.3683 | -92.3233 | -92.3233 | 0.00016188 | 6.2716e-05 | -1.6623e-06 | 0 | -92.3233 |  | -642.7144 | #DIV/0! | #DIV/0! | 50.5 | 1 | #DIV/0! | 1 | #DIV/0! | #DIV/0! |  |  | 1
0 | 0 | 0 | 0 |  | 1 | 15:33 | 1340 |  | 597.759 | -92.714 | -92.714 | 0.00014569 | 5.6444e-05 | -1.4961e-06 | 0 | -92.714 |  | -643.105 | #DIV/0! | #DIV/0! | 50.5 | 1 | #DIV/0! | 1 | #DIV/0! | #DIV/0! |  |  | 1
0 | 0 | 0 | 0 |  | 1 | 15:33 | 1344 |  | 598.1497 | -93.1047 | -93.1047 | 0.00013112 | 5.08e-05 | -1.3465e-06 | 0 | -93.1047 |  | -643.4957 | #DIV/0! | #DIV/0! | 50.5 | 1 | #DIV/0! | 1 | #DIV/0! | #DIV/0! |  |  | 1
0 | 0 | 0 | 0 |  | 1 | 15:33 | 1348 |  | 598.5403 | -93.4953 | -93.4953 | 0.00011801 | 4.572e-05 | -1.2119e-06 | 0 | -93.4953 |  | -643.8864 | #DIV/0! | #DIV/0! | 50.5 | 1 | #DIV/0! | 1 | #DIV/0! | #DIV/0! |  |  | 1
0 | 0 | 0 | 0 |  | 1 | 15:33 | 1352 |  | 598.931 | -93.886 | -93.886 | 0.00010621 | 4.1148e-05 | -1.0907e-06 | 0 | -93.886 |  | -644.277 | #DIV/0! | #DIV/0! | 50.5 | 1 | #DIV/0! | 1 | #DIV/0! | #DIV/0! |  |  | 1
0 | 0 | 0 | 0 |  | 1 | 15:33 | 1356 |  | 599.3217 | -94.2767 | -94.2767 | 9.5588e-05 | 3.7033e-05 | -9.816e-07 | 0 | -94.2767 |  | -644.6677 | #DIV/0! | #DIV/0! | 50.5 | 1 | #DIV/0! | 1 | #DIV/0! | #DIV/0! |  |  | 1
0 | 0 | 0 | 0 |  | 1 | 15:33 | 1360 |  | 599.7123 | -94.6673 | -94.6673 | 8.603e-05 | 3.333e-05 | -8.8344e-07 | 0 | -94.6673 |  | -645.0584 | #DIV/0! | #DIV/0! | 50.5 | 1 | #DIV/0! | 1 | #DIV/0! | #DIV/0! |  |  | 1
0 | 0 | 0 | 0 |  | 1 | 15:34 | 1364 |  | 600.103 | -95.058 | -95.058 | 7.7427e-05 | 2.9997e-05 | -7.951e-07 | 0 | -95.058 |  | -645.449 | #DIV/0! | #DIV/0! | 50.5 | 1 | #DIV/0! | 1 | #DIV/0! | #DIV/0! |  |  | 1
0 | 0 | 0 | 0 |  | 1 | 15:34 | 1368 |  | 600.4937 | -95.4487 | -95.4487 | 6.9684e-05 | 2.6997e-05 | -7.1559e-07 | 0 | -95.4487 |  | -645.8397 | #DIV/0! | #DIV/0! | 50.5 | 1 | #DIV/0! | 1 | #DIV/0! | #DIV/0! |  |  | 1
0 | 0 | 0 | 0 |  | 1 | 15:34 | 1372 |  | 600.8843 | -95.8393 | -95.8393 | 6.2716e-05 | 2.4297e-05 | -6.4403e-07 | 0 | -95.8393 |  | -646.2304 | #DIV/0! | #DIV/0! | 50.5 | 1 | #DIV/0! | 1 | #DIV/0! | #DIV/0! |  |  | 1
0 | 0 | 0 | 0 |  | 1 | 15:34 | 1376 |  | 601.275 | -96.23 | -96.23 | 5.6444e-05 | 2.1868e-05 | -5.7963e-07 | 0 | -96.23 |  | -646.621 | #DIV/0! | #DIV/0! | 50.5 | 1 | #DIV/0! | 1 | #DIV/0! | #DIV/0! |  |  | 1
0 | 0 | 0 | 0 |  | 1 | 15:34 | 1380 |  | 601.6657 | -96.6207 | -96.6207 | 5.08e-05 | 1.9681e-05 | -5.2166e-07 | 0 | -96.6207 |  | -647.0117 | #DIV/0! | #DIV/0! | 50.5 | 1 | #DIV/0! | 1 | #DIV/0! | #DIV/0! |  |  | 1
0 | 0 | 0 | 0 |  | 1 | 15:34 | 1384 |  | 602.0563 | -97.0113 | -97.0113 | 4.572e-05 | 1.7713e-05 | -4.695e-07 | 0 | -97.0113 |  | -647.4024 | #DIV/0! | #DIV/0! | 50.5 | 1 | #DIV/0! | 1 | #DIV/0! | #DIV/0! |  |  | 1
0 | 0 | 0 | 0 |  | 1 | 15:34 | 1388 |  | 602.447 | -97.402 | -97.402 | 4.1148e-05 | 1.5941e-05 | -4.2255e-07 | 0 | -97.402 |  | -647.793 | #DIV/0! | #DIV/0! | 50.5 | 1 | #DIV/0! | 1 | #DIV/0! | #DIV/0! |  |  | 1
0 | 0 | 0 | 0 |  | 1 | 15:34 | 1392 |  | 602.8377 | -97.7927 | -97.7927 | 3.7033e-05 | 1.4347e-05 | -3.8029e-07 | 0 | -97.7927 |  | -648.1837 | #DIV/0! | #DIV/0! | 50.5 | 1 | #DIV/0! | 1 | #DIV/0! | #DIV/0! |  |  | 1
0 | 0 | 0 | 0 |  | 1 | 15:34 | 1396 |  | 603.2283 | -98.1833 | -98.1833 | 3.333e-05 | 1.2913e-05 | -3.4226e-07 | 0 | -98.1833 |  | -648.5744 | #DIV/0! | #DIV/0! | 50.5 | 1 | #DIV/0! | 1 | #DIV/0! | #DIV/0! |  |  | 1
0 | 0 | 0 | 0 |  | 1 | 15:34 | 1400 |  | 603.619 | -98.574 | -98.574 | 2.9997e-05 | 1.1621e-05 | -3.0804e-07 | 0 | -98.574 |  | -648.965 | #DIV/0! | #DIV/0! | 50.5 | 1 | #DIV/0! | 1 | #DIV/0! | #DIV/0! |  |  | 1
0 | 0 | 0 | 0 |  | 1 | 15:34 | 1404 |  | 604.0097 | -98.9647 | -98.9647 | 2.6997e-05 | 1.0459e-05 | -2.7723e-07 | 0 | -98.9647 |  | -649.3557 | #DIV/0! | #DIV/0! | 50.5 | 1 | #DIV/0! | 1 | #DIV/0! | #DIV/0! |  |  | 1
0 | 0 | 0 | 0 |  | 1 | 15:34 | 1408 |  | 604.4003 | -99.3553 | -99.3553 | 2.4297e-05 | 9.4133e-06 | -2.4951e-07 | 0 | -99.3553 |  | -649.7464 | #DIV/0! | #DIV/0! | 50.5 | 1 | #DIV/0! | 1 | #DIV/0! | #DIV/0! |  |  | 1
0 | 0 | 0 | 0 |  | 1 | 15:34 | 1412 |  | 604.791 | -99.746 | -99.746 | 2.1868e-05 | 8.4719e-06 | -2.2456e-07 | 0 | -99.746 |  | -650.137 | #DIV/0! | #DIV/0! | 50.5 | 1 | #DIV/0! | 1 | #DIV/0! | #DIV/0! |  |  | 1
0 | 0 | 0 | 0 |  | 1 | 15:34 | 1416 |  | 605.1817 | -100.1367 | -100.1367 | 1.9681e-05 | 7.6247e-06 | -2.021e-07 | 0 | -100.1367 |  | -650.5277 | #DIV/0! | #DIV/0! | 50.5 | 1 | #DIV/0! | 1 | #DIV/0! | #DIV/0! |  |  | 1
0 | 0 | 0 | 0 |  | 1 | 15:34 | 1420 |  | 605.5723 | -100.5273 | -100.5273 | 1.7713e-05 | 6.8623e-06 | -1.8189e-07 | 0 | -100.5273 |  | -650.9184 | #DIV/0! | #DIV/0! | 50.5 | 1 | #DIV/0! | 1 | #DIV/0! | #DIV/0! |  |  | 1
0 | 0 | 0 | 0 |  | 1 | 15:35 | 1424 |  | 605.963 | -100.918 | -100.918 | 1.5941e-05 | 6.176e-06 | -1.637e-07 | 0 | -100.918 |  | -651.309 | #DIV/0! | #DIV/0! | 50.5 | 1 | #DIV/0! | 1 | #DIV/0! | #DIV/0! |  |  | 1
0 | 0 | 0 | 0 |  | 1 | 15:35 | 1428 |  | 606.3537 | -101.3087 | -101.3087 | 1.4347e-05 | 5.5584e-06 | -1.4733e-07 | 0 | -101.3087 |  | -651.6997 | #DIV/0! | #DIV/0! | 50.5 | 1 | #DIV/0! | 1 | #DIV/0! | #DIV/0! |  |  | 1
0 | 0 | 0 | 0 |  | 1 | 15:35 | 1432 |  | 606.7443 | -101.6993 | -101.6993 | 1.2913e-05 | 5.0026e-06 | -1.326e-07 | 0 | -101.6993 |  | -652.0904 | #DIV/0! | #DIV/0! | 50.5 | 1 | #DIV/0! | 1 | #DIV/0! | #DIV/0! |  |  | 1
0 | 0 | 0 | 0 |  | 1 | 15:35 | 1436 |  | 607.135 | -102.09 | -102.09 | 1.1621e-05 | 4.5023e-06 | -1.1934e-07 | 0 | -102.09 |  | -652.481 | #DIV/0! | #DIV/0! | 50.5 | 1 | #DIV/0! | 1 | #DIV/0! | #DIV/0! |  |  | 1
0 | 0 | 0 | 0 |  | 1 | 15:35 | 1440 |  | 607.5257 | -102.4807 | -102.4807 | 1.0459e-05 | 4.0521e-06 | -1.0741e-07 | 0 | -102.4807 |  | -652.8717 | #DIV/0! | #DIV/0! | 50.5 | 1 | #DIV/0! | 1 | #DIV/0! | #DIV/0! |  |  | 1
0 | 0 | 0 | 0 |  | 1 | 15:35 | 1444 |  | 607.9163 | -102.8713 | -102.8713 | 9.4133e-06 | 3.6469e-06 | -9.6665e-08 | 0 | -102.8713 |  | -653.2624 | #DIV/0! | #DIV/0! | 50.5 | 1 | #DIV/0! | 1 | #DIV/0! | #DIV/0! |  |  | 1
0 | 0 | 0 | 0 |  | 1 | 15:35 | 1448 |  | 608.307 | -103.262 | -103.262 | 8.4719e-06 | 3.2822e-06 | -8.6999e-08 | 0 | -103.262 |  | -653.653 | #DIV/0! | #DIV/0! | 50.5 | 1 | #DIV/0! | 1 | #DIV/0! | #DIV/0! |  |  | 1
0 | 0 | 0 | 0 |  | 1 | 15:35 | 1452 |  | 608.6977 | -103.6527 | -103.6527 | 7.6247e-06 | 2.954e-06 | -7.8299e-08 | 0 | -103.6527 |  | -654.0437 | #DIV/0! | #DIV/0! | 50.5 | 1 | #DIV/0! | 1 | #DIV/0! | #DIV/0! |  |  | 1
0 | 0 | 0 | 0 |  | 1 | 15:35 | 1456 |  | 609.0883 | -104.0433 | -104.0433 | 6.8623e-06 | 2.6586e-06 | -7.0469e-08 | 0 | -104.0433 |  | -654.4344 | #DIV/0! | #DIV/0! | 50.5 | 1 | #DIV/0! | 1 | #DIV/0! | #DIV/0! |  |  | 1
0 | 0 | 0 | 0 |  | 1 | 15:35 | 1460 |  | 609.479 | -104.434 | -104.434 | 6.176e-06 | 2.3927e-06 | -6.3422e-08 | 0 | -104.434 |  | -654.825 | #DIV/0! | #DIV/0! | 50.5 | 1 | #DIV/0! | 1 | #DIV/0! | #DIV/0! |  |  | 1
0 | 0 | 0 | 0 |  | 1 | 15:35 | 1464 |  | 609.8697 | -104.8247 | -104.8247 | 5.5584e-06 | 2.1535e-06 | -5.708e-08 | 0 | -104.8247 |  | -655.2157 | #DIV/0! | #DIV/0! | 50.5 | 1 | #DIV/0! | 1 | #DIV/0! | #DIV/0! |  |  | 1
0 | 0 | 0 | 0 |  | 1 | 15:35 | 1468 |  | 610.2603 | -105.2153 | -105.2153 | 5.0026e-06 | 1.9381e-06 | -5.1372e-08 | 0 | -105.2153 |  | -655.6064 | #DIV/0! | #DIV/0! | 50.5 | 1 | #DIV/0! | 1 | #DIV/0! | #DIV/0! |  |  | 1
0 | 0 | 0 | 0 |  | 1 | 15:35 | 1472 |  | 610.651 | -105.606 | -105.606 | 4.5023e-06 | 1.7443e-06 | -4.6235e-08 | 0 | -105.606 |  | -655.997 | #DIV/0! | #DIV/0! | 50.5 | 1 | #DIV/0! | 1 | #DIV/0! | #DIV/0! |  |  | 1
0 | 0 | 0 | 0 |  | 1 | 15:35 | 1476 |  | 611.0417 | -105.9967 | -105.9967 | 4.0521e-06 | 1.5699e-06 | -4.1611e-08 | 0 | -105.9967 |  | -656.3877 | #DIV/0! | #DIV/0! | 50.5 | 1 | #DIV/0! | 1 | #DIV/0! | #DIV/0! |  |  | 1
0 | 0 | 0 | 0 |  | 1 | 15:35 | 1480 |  | 611.4323 | -106.3873 | -106.3873 | 3.6469e-06 | 1.4129e-06 | -3.745e-08 | 0 | -106.3873 |  | -656.7784 | #DIV/0! | #DIV/0! | 50.5 | 1 | #DIV/0! | 1 | #DIV/0! | #DIV/0! |  |  | 1
0 | 0 | 0 | 0 |  | 1 | 15:36 | 1484 |  | 611.823 | -106.778 | -106.778 | 3.2822e-06 | 1.2716e-06 | -3.3705e-08 | 0 | -106.778 |  | -657.169 | #DIV/0! | #DIV/0! | 50.5 | 1 | #DIV/0! | 1 | #DIV/0! | #DIV/0! |  |  | 1
0 | 0 | 0 | 0 |  | 1 | 15:36 | 1488 |  | 612.2137 | -107.1687 | -107.1687 | 2.954e-06 | 1.1444e-06 | -3.0335e-08 | 0 | -107.1687 |  | -657.5597 | #DIV/0! | #DIV/0! | 50.5 | 1 | #DIV/0! | 1 | #DIV/0! | #DIV/0! |  |  | 1
0 | 0 | 0 | 0 |  | 1 | 15:36 | 1492 |  | 612.6043 | -107.5593 | -107.5593 | 2.6586e-06 | 1.03e-06 | -2.7301e-08 | 0 | -107.5593 |  | -657.9504 | #DIV/0! | #DIV/0! | 50.5 | 1 | #DIV/0! | 1 | #DIV/0! | #DIV/0! |  |  | 1
0 | 0 | 0 | 0 |  | 1 | 15:36 | 1496 |  | 612.995 | -107.95 | -107.95 | 2.3927e-06 | 9.2699e-07 | -2.4571e-08 | 0 | -107.95 |  | -658.341 | #DIV/0! | #DIV/0! | 50.5 | 1 | #DIV/0! | 1 | #DIV/0! | #DIV/0! |  |  | 1
0 | 0 | 0 | 0 |  | 1 | 15:36 | 1500 |  | 613.3857 | -108.3407 | -108.3407 | 2.1535e-06 | 8.3429e-07 | -2.2114e-08 | 0 | -108.3407 |  | -658.7317 | #DIV/0! | #DIV/0! | 50.5 | 1 | #DIV/0! | 1 | #DIV/0! | #DIV/0! |  |  | 1
0 | 0 | 0 | 0 |  | 1 | 15:36 | 1504 |  | 613.7763 | -108.7313 | -108.7313 | 1.9381e-06 | 7.5086e-07 | -1.9903e-08 | 0 | -108.7313 |  | -659.1224 | #DIV/0! | #DIV/0! | 50.5 | 1 | #DIV/0! | 1 | #DIV/0! | #DIV/0! |  |  | 1
0 | 0 | 0 | 0 |  | 1 | 15:36 | 1508 |  | 614.167 | -109.122 | -109.122 | 1.7443e-06 | 6.7578e-07 | -1.7912e-08 | 0 | -109.122 |  | -659.513 | #DIV/0! | #DIV/0! | 50.5 | 1 | #DIV/0! | 1 | #DIV/0! | #DIV/0! |  |  | 1
0 | 0 | 0 | 0 |  | 1 | 15:36 | 1512 |  | 614.5577 | -109.5127 | -109.5127 | 1.5699e-06 | 6.082e-07 | -1.6121e-08 | 0 | -109.5127 |  | -659.9037 | #DIV/0! | #DIV/0! | 50.5 | 1 | #DIV/0! | 1 | #DIV/0! | #DIV/0! |  |  | 1
0 | 0 | 0 | 0 |  | 1 | 15:36 | 1516 |  | 614.9483 | -109.9033 | -109.9033 | 1.4129e-06 | 5.4738e-07 | -1.4509e-08 | 0 | -109.9033 |  | -660.2944 | #DIV/0! | #DIV/0! | 50.5 | 1 | #DIV/0! | 1 | #DIV/0! | #DIV/0! |  |  | 1
0 | 0 | 0 | 0 |  | 1 | 15:36 | 1520 |  | 615.339 | -110.294 | -110.294 | 1.2716e-06 | 4.9264e-07 | -1.3058e-08 | 0 | -110.294 |  | -660.685 | #DIV/0! | #DIV/0! | 50.5 | 1 | #DIV/0! | 1 | #DIV/0! | #DIV/0! |  |  | 1
0 | 0 | 0 | 0 |  | 1 | 15:36 | 1524 |  | 615.7297 | -110.6847 | -110.6847 | 1.1444e-06 | 4.4338e-07 | -1.1752e-08 | 0 | -110.6847 |  | -661.0757 | #DIV/0! | #DIV/0! | 50.5 | 1 | #DIV/0! | 1 | #DIV/0! | #DIV/0! |  |  | 1
0 | 0 | 0 | 0 |  | 1 | 15:36 | 1528 |  | 616.1203 | -111.0753 | -111.0753 | 1.03e-06 | 3.9904e-07 | -1.0577e-08 | 0 | -111.0753 |  | -661.4664 | #DIV/0! | #DIV/0! | 50.5 | 1 | #DIV/0! | 1 | #DIV/0! | #DIV/0! |  |  | 1
0 | 0 | 0 | 0 |  | 1 | 15:36 | 1532 |  | 616.511 | -111.466 | -111.466 | 9.2699e-07 | 3.5914e-07 | -9.5193e-09 | 0 | -111.466 |  | -661.857 | #DIV/0! | #DIV/0! | 50.5 | 1 | #DIV/0! | 1 | #DIV/0! | #DIV/0! |  |  | 1
0 | 0 | 0 | 0 |  | 1 | 15:36 | 1536 |  | 616.9017 | -111.8567 | -111.8567 | 8.3429e-07 | 3.2322e-07 | -8.5674e-09 | 0 | -111.8567 |  | -662.2477 | #DIV/0! | #DIV/0! | 50.5 | 1 | #DIV/0! | 1 | #DIV/0! | #DIV/0! |  |  | 1
0 | 0 | 0 | 0 |  | 1 | 15:36 | 1540 |  | 617.2923 | -112.2473 | -112.2473 | 7.5086e-07 | 2.909e-07 | -7.7106e-09 | 0 | -112.2473 |  | -662.6384 | #DIV/0! | #DIV/0! | 50.5 | 1 | #DIV/0! | 1 | #DIV/0! | #DIV/0! |  |  | 1
0 | 0 | 0 | 0 |  | 1 | 15:37 | 1544 |  | 617.683 | -112.638 | -112.638 | 6.7578e-07 | 2.6181e-07 | -6.9396e-09 | 0 | -112.638 |  | -663.029 | #DIV/0! | #DIV/0! | 50.5 | 1 | #DIV/0! | 1 | #DIV/0! | #DIV/0! |  |  | 1
0 | 0 | 0 | 0 |  | 1 | 15:37 | 1548 |  | 618.0737 | -113.0287 | -113.0287 | 6.082e-07 | 2.3563e-07 | -6.2456e-09 | 0 | -113.0287 |  | -663.4197 | #DIV/0! | #DIV/0! | 50.5 | 1 | #DIV/0! | 1 | #DIV/0! | #DIV/0! |  |  | 1
0 | 0 | 0 | 0 |  | 1 | 15:37 | 1552 |  | 618.4643 | -113.4193 | -113.4193 | 5.4738e-07 | 2.1207e-07 | -5.6211e-09 | 0 | -113.4193 |  | -663.8104 | #DIV/0! | #DIV/0! | 50.5 | 1 | #DIV/0! | 1 | #DIV/0! | #DIV/0! |  |  | 1
0 | 0 | 0 | 0 |  | 1 | 15:37 | 1556 |  | 618.855 | -113.81 | -113.81 | 4.9264e-07 | 1.9086e-07 | -5.059e-09 | 0 | -113.81 |  | -664.201 | #DIV/0! | #DIV/0! | 50.5 | 1 | #DIV/0! | 1 | #DIV/0! | #DIV/0! |  |  | 1
0 | 0 | 0 | 0 |  | 1 | 15:37 | 1560 |  | 619.2457 | -114.2007 | -114.2007 | 4.4338e-07 | 1.7177e-07 | -4.5531e-09 | 0 | -114.2007 |  | -664.5917 | #DIV/0! | #DIV/0! | 50.5 | 1 | #DIV/0! | 1 | #DIV/0! | #DIV/0! |  |  | 1
0 | 0 | 0 | 0 |  | 1 | 15:37 | 1564 |  | 619.6363 | -114.5913 | -114.5913 | 3.9904e-07 | 1.546e-07 | -4.0977e-09 | 0 | -114.5913 |  | -664.9824 | #DIV/0! | #DIV/0! | 50.5 | 1 | #DIV/0! | 1 | #DIV/0! | #DIV/0! |  |  | 1
0 | 0 | 0 | 0 |  | 1 | 15:37 | 1568 |  | 620.027 | -114.982 | -114.982 | 3.5914e-07 | 1.3914e-07 | -3.688e-09 | 0 | -114.982 |  | -665.373 | #DIV/0! | #DIV/0! | 50.5 | 1 | #DIV/0! | 1 | #DIV/0! | #DIV/0! |  |  | 1
0 | 0 | 0 | 0 |  | 1 | 15:37 | 1572 |  | 620.4177 | -115.3727 | -115.3727 | 3.2322e-07 | 1.2522e-07 | -3.3192e-09 | 0 | -115.3727 |  | -665.7637 | #DIV/0! | #DIV/0! | 50.5 | 1 | #DIV/0! | 1 | #DIV/0! | #DIV/0! |  |  | 1
0 | 0 | 0 | 0 |  | 1 | 15:37 | 1576 |  | 620.8083 | -115.7633 | -115.7633 | 2.909e-07 | 1.127e-07 | -2.9873e-09 | 0 | -115.7633 |  | -666.1544 | #DIV/0! | #DIV/0! | 50.5 | 1 | #DIV/0! | 1 | #DIV/0! | #DIV/0! |  |  | 1
0 | 0 | 0 | 0 |  | 1 | 15:37 | 1580 |  | 621.199 | -116.154 | -116.154 | 2.6181e-07 | 1.0143e-07 | -2.6885e-09 | 0 | -116.154 |  | -666.545 | #DIV/0! | #DIV/0! | 50.5 | 1 | #DIV/0! | 1 | #DIV/0! | #DIV/0! |  |  | 1
0 | 0 | 0 | 0 |  | 1 | 15:37 | 1584 |  | 621.5897 | -116.5447 | -116.5447 | 2.3563e-07 | 9.1287e-08 | -2.4197e-09 | 0 | -116.5447 |  | -666.9357 | #DIV/0! | #DIV/0! | 50.5 | 1 | #DIV/0! | 1 | #DIV/0! | #DIV/0! |  |  | 1
0 | 0 | 0 | 0 |  | 1 | 15:37 | 1588 |  | 621.9803 | -116.9353 | -116.9353 | 2.1207e-07 | 8.2159e-08 | -2.1777e-09 | 0 | -116.9353 |  | -667.3264 | #DIV/0! | #DIV/0! | 50.5 | 1 | #DIV/0! | 1 | #DIV/0! | #DIV/0! |  |  | 1
0 | 0 | 0 | 0 |  | 1 | 15:37 | 1592 |  | 622.371 | -117.326 | -117.326 | 1.9086e-07 | 7.3943e-08 | -1.9599e-09 | 0 | -117.326 |  | -667.717 | #DIV/0! | #DIV/0! | 50.5 | 1 | #DIV/0! | 1 | #DIV/0! | #DIV/0! |  |  | 1
0 | 0 | 0 | 0 |  | 1 | 15:37 | 1596 |  | 622.7617 | -117.7167 | -117.7167 | 1.7177e-07 | 6.6549e-08 | -1.7639e-09 | 0 | -117.7167 |  | -668.1077 | #DIV/0! | #DIV/0! | 50.5 | 1 | #DIV/0! | 1 | #DIV/0! | #DIV/0! |  |  | 1
0 | 0 | 0 | 0 |  | 1 | 15:37 | 1600 |  | 623.1523 | -118.1073 | -118.1073 | 1.546e-07 | 5.9894e-08 | -1.5876e-09 | 0 | -118.1073 |  | -668.4984 | #DIV/0! | #DIV/0! | 50.5 | 1 | #DIV/0! | 1 | #DIV/0! | #DIV/0! |  |  | 1
0 | 0 | 0 | 0 |  | 1 | 15:38 | 1604 |  | 623.543 | -118.498 | -118.498 | 1.3914e-07 | 5.3904e-08 | -1.4288e-09 | 0 | -118.498 |  | -668.889 | #DIV/0! | #DIV/0! | 50.5 | 1 | #DIV/0! | 1 | #DIV/0! | #DIV/0! |  |  | 1
0 | 0 | 0 | 0 |  | 1 | 15:38 | 1608 |  | 623.9337 | -118.8887 | -118.8887 | 1.2522e-07 | 4.8514e-08 | -1.2859e-09 | 0 | -118.8887 |  | -669.2797 | #DIV/0! | #DIV/0! | 50.5 | 1 | #DIV/0! | 1 | #DIV/0! | #DIV/0! |  |  | 1
0 | 0 | 0 | 0 |  | 1 | 15:38 | 1612 |  | 624.3243 | -119.2793 | -119.2793 | 1.127e-07 | 4.3662e-08 | -1.1573e-09 | 0 | -119.2793 |  | -669.6704 | #DIV/0! | #DIV/0! | 50.5 | 1 | #DIV/0! | 1 | #DIV/0! | #DIV/0! |  |  | 1
0 | 0 | 0 | 0 |  | 1 | 15:38 | 1616 |  | 624.715 | -119.67 | -119.67 | 1.0143e-07 | 3.9296e-08 | -1.0416e-09 | 0 | -119.67 |  | -670.061 | #DIV/0! | #DIV/0! | 50.5 | 1 | #DIV/0! | 1 | #DIV/0! | #DIV/0! |  |  | 1
0 | 0 | 0 | 0 |  | 1 | 15:38 | 1620 |  | 625.1057 | -120.0607 | -120.0607 | 9.1287e-08 | 3.5367e-08 | -9.3743e-10 | 0 | -120.0607 |  | -670.4517 | #DIV/0! | #DIV/0! | 50.5 | 1 | #DIV/0! | 1 | #DIV/0! | #DIV/0! |  |  | 1
0 | 0 | 0 | 0 |  | 1 | 15:38 | 1624 |  | 625.4963 | -120.4513 | -120.4513 | 8.2159e-08 | 3.183e-08 | -8.4369e-10 | 0 | -120.4513 |  | -670.8424 | #DIV/0! | #DIV/0! | 50.5 | 1 | #DIV/0! | 1 | #DIV/0! | #DIV/0! |  |  | 1
0 | 0 | 0 | 0 |  | 1 | 15:38 | 1628 |  | 625.887 | -120.842 | -120.842 | 7.3943e-08 | 2.8647e-08 | -7.5932e-10 | 0 | -120.842 |  | -671.233 | #DIV/0! | #DIV/0! | 50.5 | 1 | #DIV/0! | 1 | #DIV/0! | #DIV/0! |  |  | 1
0 | 0 | 0 | 0 |  | 1 | 15:38 | 1632 |  | 626.2777 | -121.2327 | -121.2327 | 6.6549e-08 | 2.5782e-08 | -6.8339e-10 | 0 | -121.2327 |  | -671.6237 | #DIV/0! | #DIV/0! | 50.5 | 1 | #DIV/0! | 1 | #DIV/0! | #DIV/0! |  |  | 1
0 | 0 | 0 | 0 |  | 1 | 15:38 | 1636 |  | 626.6683 | -121.6233 | -121.6233 | 5.9894e-08 | 2.3204e-08 | -6.1505e-10 | 0 | -121.6233 |  | -672.0144 | #DIV/0! | #DIV/0! | 50.5 | 1 | #DIV/0! | 1 | #DIV/0! | #DIV/0! |  |  | 1
0 | 0 | 0 | 0 |  | 1 | 15:38 | 1640 |  | 627.059 | -122.014 | -122.014 | 5.3904e-08 | 2.0884e-08 | -5.5355e-10 | 0 | -122.014 |  | -672.405 | #DIV/0! | #DIV/0! | 50.5 | 1 | #DIV/0! | 1 | #DIV/0! | #DIV/0! |  |  | 1
0 | 0 | 0 | 0 |  | 1 | 15:38 | 1644 |  | 627.4497 | -122.4047 | -122.4047 | 4.8514e-08 | 1.8795e-08 | -4.9819e-10 | 0 | -122.4047 |  | -672.7957 | #DIV/0! | #DIV/0! | 50.5 | 1 | #DIV/0! | 1 | #DIV/0! | #DIV/0! |  |  | 1
0 | 0 | 0 | 0 |  | 1 | 15:38 | 1648 |  | 627.8403 | -122.7953 | -122.7953 | 4.3662e-08 | 1.6916e-08 | -4.4837e-10 | 0 | -122.7953 |  | -673.1864 | #DIV/0! | #DIV/0! | 50.5 | 1 | #DIV/0! | 1 | #DIV/0! | #DIV/0! |  |  | 1
0 | 0 | 0 | 0 |  | 1 | 15:38 | 1652 |  | 628.231 | -123.186 | -123.186 | 3.9296e-08 | 1.5224e-08 | -4.0353e-10 | 0 | -123.186 |  | -673.577 | #DIV/0! | #DIV/0! | 50.5 | 1 | #DIV/0! | 1 | #DIV/0! | #DIV/0! |  |  | 1
0 | 0 | 0 | 0 |  | 1 | 15:38 | 1656 |  | 628.6217 | -123.5767 | -123.5767 | 3.5367e-08 | 1.3702e-08 | -3.6318e-10 | 0 | -123.5767 |  | -673.9677 | #DIV/0! | #DIV/0! | 50.5 | 1 | #DIV/0! | 1 | #DIV/0! | #DIV/0! |  |  | 1
0 | 0 | 0 | 0 |  | 1 | 15:38 | 1660 |  | 629.0123 | -123.9673 | -123.9673 | 3.183e-08 | 1.2332e-08 | -3.2686e-10 | 0 | -123.9673 |  | -674.3584 | #DIV/0! | #DIV/0! | 50.5 | 1 | #DIV/0! | 1 | #DIV/0! | #DIV/0! |  |  | 1
0 | 0 | 0 | 0 |  | 1 | 15:39 | 1664 |  | 629.403 | -124.358 | -124.358 | 2.8647e-08 | 1.1098e-08 | -2.9418e-10 | 0 | -124.358 |  | -674.749 | #DIV/0! | #DIV/0! | 50.5 | 1 | #DIV/0! | 1 | #DIV/0! | #DIV/0! |  |  | 1
0 | 0 | 0 | 0 |  | 1 | 15:39 | 1668 |  | 629.7937 | -124.7487 | -124.7487 | 2.5782e-08 | 9.9886e-09 | -2.6476e-10 | 0 | -124.7487 |  | -675.1397 | #DIV/0! | #DIV/0! | 50.5 | 1 | #DIV/0! | 1 | #DIV/0! | #DIV/0! |  |  | 1
0 | 0 | 0 | 0 |  | 1 | 15:39 | 1672 |  | 630.1843 | -125.1393 | -125.1393 | 2.3204e-08 | 8.9897e-09 | -2.3828e-10 | 0 | -125.1393 |  | -675.5304 | #DIV/0! | #DIV/0! | 50.5 | 1 | #DIV/0! | 1 | #DIV/0! | #DIV/0! |  |  | 1
0 | 0 | 0 | 0 |  | 1 | 15:39 | 1676 |  | 630.575 | -125.53 | -125.53 | 2.0884e-08 | 8.0907e-09 | -2.1445e-10 | 0 | -125.53 |  | -675.921 | #DIV/0! | #DIV/0! | 50.5 | 1 | #DIV/0! | 1 | #DIV/0! | #DIV/0! |  |  | 1
0 | 0 | 0 | 0 |  | 1 | 15:39 | 1680 |  | 630.9657 | -125.9207 | -125.9207 | 1.8795e-08 | 7.2817e-09 | -1.9301e-10 | 0 | -125.9207 |  | -676.3117 | #DIV/0! | #DIV/0! | 50.5 | 1 | #DIV/0! | 1 | #DIV/0! | #DIV/0! |  |  | 1
0 | 0 | 0 | 0 |  | 1 | 15:39 | 1684 |  | 631.3563 | -126.3113 | -126.3113 | 1.6916e-08 | 6.5535e-09 | -1.7371e-10 | 0 | -126.3113 |  | -676.7024 | #DIV/0! | #DIV/0! | 50.5 | 1 | #DIV/0! | 1 | #DIV/0! | #DIV/0! |  |  | 1
0 | 0 | 0 | 0 |  | 1 | 15:39 | 1688 |  | 631.747 | -126.702 | -126.702 | 1.5224e-08 | 5.8982e-09 | -1.5634e-10 | 0 | -126.702 |  | -677.093 | #DIV/0! | #DIV/0! | 50.5 | 1 | #DIV/0! | 1 | #DIV/0! | #DIV/0! |  |  | 1
0 | 0 | 0 | 0 |  | 1 | 15:39 | 1692 |  | 632.1377 | -127.0927 | -127.0927 | 1.3702e-08 | 5.3083e-09 | -1.407e-10 | 0 | -127.0927 |  | -677.4837 | #DIV/0! | #DIV/0! | 50.5 | 1 | #DIV/0! | 1 | #DIV/0! | #DIV/0! |  |  | 1
0 | 0 | 0 | 0 |  | 1 | 15:39 | 1696 |  | 632.5283 | -127.4833 | -127.4833 | 1.2332e-08 | 4.7775e-09 | -1.2663e-10 | 0 | -127.4833 |  | -677.8744 | #DIV/0! | #DIV/0! | 50.5 | 1 | #DIV/0! | 1 | #DIV/0! | #DIV/0! |  |  | 1
0 | 0 | 0 | 0 |  | 1 | 15:39 | 1700 |  | 632.919 | -127.874 | -127.874 | 1.1098e-08 | 4.2998e-09 | -1.1397e-10 | 0 | -127.874 |  | -678.265 | #DIV/0! | #DIV/0! | 50.5 | 1 | #DIV/0! | 1 | #DIV/0! | #DIV/0! |  |  | 1
0 | 0 | 0 | 0 |  | 1 | 15:39 | 1704 |  | 633.3097 | -128.2647 | -128.2647 | 9.9886e-09 | 3.8698e-09 | -1.0257e-10 | 0 | -128.2647 |  | -678.6557 | #DIV/0! | #DIV/0! | 50.5 | 1 | #DIV/0! | 1 | #DIV/0! | #DIV/0! |  |  | 1
0 | 0 | 0 | 0 |  | 1 | 15:39 | 1708 |  | 633.7003 | -128.6553 | -128.6553 | 8.9897e-09 | 3.4828e-09 | -9.2316e-11 | 0 | -128.6553 |  | -679.0464 | #DIV/0! | #DIV/0! | 50.5 | 1 | #DIV/0! | 1 | #DIV/0! | #DIV/0! |  |  | 1
0 | 0 | 0 | 0 |  | 1 | 15:39 | 1712 |  | 634.091 | -129.046 | -129.046 | 8.0907e-09 | 3.1345e-09 | -8.3084e-11 | 0 | -129.046 |  | -679.437 | #DIV/0! | #DIV/0! | 50.5 | 1 | #DIV/0! | 1 | #DIV/0! | #DIV/0! |  |  | 1
0 | 0 | 0 | 0 |  | 1 | 15:39 | 1716 |  | 634.4817 | -129.4367 | -129.4367 | 7.2817e-09 | 2.8211e-09 | -7.4776e-11 | 0 | -129.4367 |  | -679.8277 | #DIV/0! | #DIV/0! | 50.5 | 1 | #DIV/0! | 1 | #DIV/0! | #DIV/0! |  |  | 1
0 | 0 | 0 | 0 |  | 1 | 15:39 | 1720 |  | 634.8723 | -129.8273 | -129.8273 | 6.5535e-09 | 2.539e-09 | -6.7298e-11 | 0 | -129.8273 |  | -680.2184 | #DIV/0! | #DIV/0! | 50.5 | 1 | #DIV/0! | 1 | #DIV/0! | #DIV/0! |  |  | 1
0 | 0 | 0 | 0 |  | 1 | 15:40 | 1724 |  | 635.263 | -130.218 | -130.218 | 5.8982e-09 | 2.2851e-09 | -6.0568e-11 | 0 | -130.218 |  | -680.609 | #DIV/0! | #DIV/0! | 50.5 | 1 | #DIV/0! | 1 | #DIV/0! | #DIV/0! |  |  | 1
0 | 0 | 0 | 0 |  | 1 | 15:40 | 1728 |  | 635.6537 | -130.6087 | -130.6087 | 5.3083e-09 | 2.0566e-09 | -5.4512e-11 | 0 | -130.6087 |  | -680.9997 | #DIV/0! | #DIV/0! | 50.5 | 1 | #DIV/0! | 1 | #DIV/0! | #DIV/0! |  |  | 1
0 | 0 | 0 | 0 |  | 1 | 15:40 | 1732 |  | 636.0443 | -130.9993 | -130.9993 | 4.7775e-09 | 1.8509e-09 | -4.906e-11 | 0 | -130.9993 |  | -681.3904 | #DIV/0! | #DIV/0! | 50.5 | 1 | #DIV/0! | 1 | #DIV/0! | #DIV/0! |  |  | 1
0 | 0 | 0 | 0 |  | 1 | 15:40 | 1736 |  | 636.435 | -131.39 | -131.39 | 4.2998e-09 | 1.6658e-09 | -4.4154e-11 | 0 | -131.39 |  | -681.781 | #DIV/0! | #DIV/0! | 50.5 | 1 | #DIV/0! | 1 | #DIV/0! | #DIV/0! |  |  | 1
0 | 0 | 0 | 0 |  | 1 | 15:40 | 1740 |  | 636.8257 | -131.7807 | -131.7807 | 3.8698e-09 | 1.4992e-09 | -3.9739e-11 | 0 | -131.7807 |  | -682.1717 | #DIV/0! | #DIV/0! | 50.5 | 1 | #DIV/0! | 1 | #DIV/0! | #DIV/0! |  |  | 1
0 | 0 | 0 | 0 |  | 1 | 15:40 | 1744 |  | 637.2163 | -132.1713 | -132.1713 | 3.4828e-09 | 1.3493e-09 | -3.5765e-11 | 0 | -132.1713 |  | -682.5624 | #DIV/0! | #DIV/0! | 50.5 | 1 | #DIV/0! | 1 | #DIV/0! | #DIV/0! |  |  | 1
0 | 0 | 0 | 0 |  | 1 | 15:40 | 1748 |  | 637.607 | -132.562 | -132.562 | 3.1345e-09 | 1.2144e-09 | -3.2189e-11 | 0 | -132.562 |  | -682.953 | #DIV/0! | #DIV/0! | 50.5 | 1 | #DIV/0! | 1 | #DIV/0! | #DIV/0! |  |  | 1
0 | 0 | 0 | 0 |  | 1 | 15:40 | 1752 |  | 637.9977 | -132.9527 | -132.9527 | 2.8211e-09 | 1.0929e-09 | -2.897e-11 | 0 | -132.9527 |  | -683.3437 | #DIV/0! | #DIV/0! | 50.5 | 1 | #DIV/0! | 1 | #DIV/0! | #DIV/0! |  |  | 1
0 | 0 | 0 | 0 |  | 1 | 15:40 | 1756 |  | 638.3883 | -133.3433 | -133.3433 | 2.539e-09 | 9.8365e-10 | -2.6073e-11 | 0 | -133.3433 |  | -683.7344 | #DIV/0! | #DIV/0! | 50.5 | 1 | #DIV/0! | 1 | #DIV/0! | #DIV/0! |  |  | 1
0 | 0 | 0 | 0 |  | 1 | 15:40 | 1760 |  | 638.779 | -133.734 | -133.734 | 2.2851e-09 | 8.8528e-10 | -2.3465e-11 | 0 | -133.734 |  | -684.125 | #DIV/0! | #DIV/0! | 50.5 | 1 | #DIV/0! | 1 | #DIV/0! | #DIV/0! |  |  | 1
0 | 0 | 0 | 0 |  | 1 | 15:40 | 1764 |  | 639.1697 | -134.1247 | -134.1247 | 2.0566e-09 | 7.9675e-10 | -2.1119e-11 | 0 | -134.1247 |  | -684.5157 | #DIV/0! | #DIV/0! | 50.5 | 1 | #DIV/0! | 1 | #DIV/0! | #DIV/0! |  |  | 1
0 | 0 | 0 | 0 |  | 1 | 15:40 | 1768 |  | 639.5603 | -134.5153 | -134.5153 | 1.8509e-09 | 7.1708e-10 | -1.9007e-11 | 0 | -134.5153 |  | -684.9064 | #DIV/0! | #DIV/0! | 50.5 | 1 | #DIV/0! | 1 | #DIV/0! | #DIV/0! |  |  | 1
0 | 0 | 0 | 0 |  | 1 | 15:40 | 1772 |  | 639.951 | -134.906 | -134.906 | 1.6658e-09 | 6.4537e-10 | -1.7106e-11 | 0 | -134.906 |  | -685.297 | #DIV/0! | #DIV/0! | 50.5 | 1 | #DIV/0! | 1 | #DIV/0! | #DIV/0! |  |  | 1
0 | 0 | 0 | 0 |  | 1 | 15:40 | 1776 |  | 640.3417 | -135.2967 | -135.2967 | 1.4992e-09 | 5.8083e-10 | -1.5396e-11 | 0 | -135.2967 |  | -685.6877 | #DIV/0! | #DIV/0! | 50.5 | 1 | #DIV/0! | 1 | #DIV/0! | #DIV/0! |  |  | 1
0 | 0 | 0 | 0 |  | 1 | 15:40 | 1780 |  | 640.7323 | -135.6873 | -135.6873 | 1.3493e-09 | 5.2275e-10 | -1.3856e-11 | 0 | -135.6873 |  | -686.0784 | #DIV/0! | #DIV/0! | 50.5 | 1 | #DIV/0! | 1 | #DIV/0! | #DIV/0! |  |  | 1
0 | 0 | 0 | 0 |  | 1 | 15:41 | 1784 |  | 641.123 | -136.078 | -136.078 | 1.2144e-09 | 4.7047e-10 | -1.247e-11 | 0 | -136.078 |  | -686.469 | #DIV/0! | #DIV/0! | 50.5 | 1 | #DIV/0! | 1 | #DIV/0! | #DIV/0! |  |  | 1
0 | 0 | 0 | 0 |  | 1 | 15:41 | 1788 |  | 641.5137 | -136.4687 | -136.4687 | 1.0929e-09 | 4.2343e-10 | -1.1223e-11 | 0 | -136.4687 |  | -686.8597 | #DIV/0! | #DIV/0! | 50.5 | 1 | #DIV/0! | 1 | #DIV/0! | #DIV/0! |  |  | 1
0 | 0 | 0 | 0 |  | 1 | 15:41 | 1792 |  | 641.9043 | -136.8593 | -136.8593 | 9.8365e-10 | 3.8108e-10 | -1.0101e-11 | 0 | -136.8593 |  | -687.2504 | #DIV/0! | #DIV/0! | 50.5 | 1 | #DIV/0! | 1 | #DIV/0! | #DIV/0! |  |  | 1
0 | 0 | 0 | 0 |  | 1 | 15:41 | 1796 |  | 642.295 | -137.25 | -137.25 | 8.8528e-10 | 3.4298e-10 | -9.091e-12 | 0 | -137.25 |  | -687.641 | #DIV/0! | #DIV/0! | 50.5 | 1 | #DIV/0! | 1 | #DIV/0! | #DIV/0! |  |  | 1
0 | 0 | 0 | 0 |  | 1 | 15:41 | 1800 |  | 642.6857 | -137.6407 | -137.6407 | 7.9675e-10 | 3.0868e-10 | -8.1819e-12 | 0 | -137.6407 |  | -688.0317 | #DIV/0! | #DIV/0! | 50.5 | 1 | #DIV/0! | 1 | #DIV/0! | #DIV/0! |  |  | 1
0 | 0 | 0 | 0 |  | 1 | 15:41 | 1804 |  | 643.0763 | -138.0313 | -138.0313 | 7.1708e-10 | 2.7781e-10 | -7.3637e-12 | 0 | -138.0313 |  | -688.4224 | #DIV/0! | #DIV/0! | 50.5 | 1 | #DIV/0! | 1 | #DIV/0! | #DIV/0! |  |  | 1
0 | 0 | 0 | 0 |  | 1 | 15:41 | 1808 |  | 643.467 | -138.422 | -138.422 | 6.4537e-10 | 2.5003e-10 | -6.6273e-12 | 0 | -138.422 |  | -688.813 | #DIV/0! | #DIV/0! | 50.5 | 1 | #DIV/0! | 1 | #DIV/0! | #DIV/0! |  |  | 1
0 | 0 | 0 | 0 |  | 1 | 15:41 | 1812 |  | 643.8577 | -138.8127 | -138.8127 | 5.8083e-10 | 2.2503e-10 | -5.9646e-12 | 0 | -138.8127 |  | -689.2037 | #DIV/0! | #DIV/0! | 50.5 | 1 | #DIV/0! | 1 | #DIV/0! | #DIV/0! |  |  | 1
0 | 0 | 0 | 0 |  | 1 | 15:41 | 1816 |  | 644.2483 | -139.2033 | -139.2033 | 5.2275e-10 | 2.0252e-10 | -5.3681e-12 | 0 | -139.2033 |  | -689.5944 | #DIV/0! | #DIV/0! | 50.5 | 1 | #DIV/0! | 1 | #DIV/0! | #DIV/0! |  |  | 1
0 | 0 | 0 | 0 |  | 1 | 15:41 | 1820 |  | 644.639 | -139.594 | -139.594 | 4.7047e-10 | 1.8227e-10 | -4.8313e-12 | 0 | -139.594 |  | -689.985 | #DIV/0! | #DIV/0! | 50.5 | 1 | #DIV/0! | 1 | #DIV/0! | #DIV/0! |  |  | 1
0 | 0 | 0 | 0 |  | 1 | 15:41 | 1824 |  | 645.0297 | -139.9847 | -139.9847 | 4.2343e-10 | 1.6404e-10 | -4.3482e-12 | 0 | -139.9847 |  | -690.3757 | #DIV/0! | #DIV/0! | 50.5 | 1 | #DIV/0! | 1 | #DIV/0! | #DIV/0! |  |  | 1
0 | 0 | 0 | 0 |  | 1 | 15:41 | 1828 |  | 645.4203 | -140.3753 | -140.3753 | 3.8108e-10 | 1.4764e-10 | -3.9134e-12 | 0 | -140.3753 |  | -690.7664 | #DIV/0! | #DIV/0! | 50.5 | 1 | #DIV/0! | 1 | #DIV/0! | #DIV/0! |  |  | 1
0 | 0 | 0 | 0 |  | 1 | 15:41 | 1832 |  | 645.811 | -140.766 | -140.766 | 3.4298e-10 | 1.3288e-10 | -3.522e-12 | 0 | -140.766 |  | -691.157 | #DIV/0! | #DIV/0! | 50.5 | 1 | #DIV/0! | 1 | #DIV/0! | #DIV/0! |  |  | 1
0 | 0 | 0 | 0 |  | 1 | 15:41 | 1836 |  | 646.2017 | -141.1567 | -141.1567 | 3.0868e-10 | 1.1959e-10 | -3.1698e-12 | 0 | -141.1567 |  | -691.5477 | #DIV/0! | #DIV/0! | 50.5 | 1 | #DIV/0! | 1 | #DIV/0! | #DIV/0! |  |  | 1
0 | 0 | 0 | 0 |  | 1 | 15:41 | 1840 |  | 646.5923 | -141.5473 | -141.5473 | 2.7781e-10 | 1.0763e-10 | -2.8528e-12 | 0 | -141.5473 |  | -691.9384 | #DIV/0! | #DIV/0! | 50.5 | 1 | #DIV/0! | 1 | #DIV/0! | #DIV/0! |  |  | 1
0 | 0 | 0 | 0 |  | 1 | 15:42 | 1844 |  | 646.983 | -141.938 | -141.938 | 2.5003e-10 | 9.6867e-11 | -2.5676e-12 | 0 | -141.938 |  | -692.329 | #DIV/0! | #DIV/0! | 50.5 | 1 | #DIV/0! | 1 | #DIV/0! | #DIV/0! |  |  | 1
0 | 0 | 0 | 0 |  | 1 | 15:42 | 1848 |  | 647.3737 | -142.3287 | -142.3287 | 2.2503e-10 | 8.718e-11 | -2.3108e-12 | 0 | -142.3287 |  | -692.7197 | #DIV/0! | #DIV/0! | 50.5 | 1 | #DIV/0! | 1 | #DIV/0! | #DIV/0! |  |  | 1
0 | 0 | 0 | 0 |  | 1 | 15:42 | 1852 |  | 647.7643 | -142.7193 | -142.7193 | 2.0252e-10 | 7.8462e-11 | -2.0797e-12 | 0 | -142.7193 |  | -693.1104 | #DIV/0! | #DIV/0! | 50.5 | 1 | #DIV/0! | 1 | #DIV/0! | #DIV/0! |  |  | 1
0 | 0 | 0 | 0 |  | 1 | 15:42 | 1856 |  | 648.155 | -143.11 | -143.11 | 1.8227e-10 | 7.0616e-11 | -1.8718e-12 | 0 | -143.11 |  | -693.501 | #DIV/0! | #DIV/0! | 50.5 | 1 | #DIV/0! | 1 | #DIV/0! | #DIV/0! |  |  | 1
0 | 0 | 0 | 0 |  | 1 | 15:42 | 1860 |  | 648.5457 | -143.5007 | -143.5007 | 1.6404e-10 | 6.3554e-11 | -1.6846e-12 | 0 | -143.5007 |  | -693.8917 | #DIV/0! | #DIV/0! | 50.5 | 1 | #DIV/0! | 1 | #DIV/0! | #DIV/0! |  |  | 1
0 | 0 | 0 | 0 |  | 1 | 15:42 | 1864 |  | 648.9363 | -143.8913 | -143.8913 | 1.4764e-10 | 5.7199e-11 | -1.5161e-12 | 0 | -143.8913 |  | -694.2824 | #DIV/0! | #DIV/0! | 50.5 | 1 | #DIV/0! | 1 | #DIV/0! | #DIV/0! |  |  | 1
0 | 0 | 0 | 0 |  | 1 | 15:42 | 1868 |  | 649.327 | -144.282 | -144.282 | 1.3288e-10 | 5.1479e-11 | -1.3645e-12 | 0 | -144.282 |  | -694.673 | #DIV/0! | #DIV/0! | 50.5 | 1 | #DIV/0! | 1 | #DIV/0! | #DIV/0! |  |  | 1
0 | 0 | 0 | 0 |  | 1 | 15:42 | 1872 |  | 649.7177 | -144.6727 | -144.6727 | 1.1959e-10 | 4.6331e-11 | -1.2281e-12 | 0 | -144.6727 |  | -695.0637 | #DIV/0! | #DIV/0! | 50.5 | 1 | #DIV/0! | 1 | #DIV/0! | #DIV/0! |  |  | 1
0 | 0 | 0 | 0 |  | 1 | 15:42 | 1876 |  | 650.1083 | -145.0633 | -145.0633 | 1.0763e-10 | 4.1698e-11 | -1.1053e-12 | 0 | -145.0633 |  | -695.4544 | #DIV/0! | #DIV/0! | 50.5 | 1 | #DIV/0! | 1 | #DIV/0! | #DIV/0! |  |  | 1
0 | 0 | 0 | 0 |  | 1 | 15:42 | 1880 |  | 650.499 | -145.454 | -145.454 | 9.6867e-11 | 3.7528e-11 | -9.9473e-13 | 0 | -145.454 |  | -695.845 | #DIV/0! | #DIV/0! | 50.5 | 1 | #DIV/0! | 1 | #DIV/0! | #DIV/0! |  |  | 1
0 | 0 | 0 | 0 |  | 1 | 15:42 | 1884 |  | 650.8897 | -145.8447 | -145.8447 | 8.718e-11 | 3.3775e-11 | -8.9525e-13 | 0 | -145.8447 |  | -696.2357 | #DIV/0! | #DIV/0! | 50.5 | 1 | #DIV/0! | 1 | #DIV/0! | #DIV/0! |  |  | 1
0 | 0 | 0 | 0 |  | 1 | 15:42 | 1888 |  | 651.2803 | -146.2353 | -146.2353 | 7.8462e-11 | 3.0398e-11 | -8.0573e-13 | 0 | -146.2353 |  | -696.6264 | #DIV/0! | #DIV/0! | 50.5 | 1 | #DIV/0! | 1 | #DIV/0! | #DIV/0! |  |  | 1
0 | 0 | 0 | 0 |  | 1 | 15:42 | 1892 |  | 651.671 | -146.626 | -146.626 | 7.0616e-11 | 2.7358e-11 | -7.2516e-13 | 0 | -146.626 |  | -697.017 | #DIV/0! | #DIV/0! | 50.5 | 1 | #DIV/0! | 1 | #DIV/0! | #DIV/0! |  |  | 1
0 | 0 | 0 | 0 |  | 1 | 15:42 | 1896 |  | 652.0617 | -147.0167 | -147.0167 | 6.3554e-11 | 2.4622e-11 | -6.5264e-13 | 0 | -147.0167 |  | -697.4077 | #DIV/0! | #DIV/0! | 50.5 | 1 | #DIV/0! | 1 | #DIV/0! | #DIV/0! |  |  | 1
0 | 0 | 0 | 0 |  | 1 | 15:42 | 1900 |  | 652.4523 | -147.4073 | -147.4073 | 5.7199e-11 | 2.216e-11 | -5.8738e-13 | 0 | -147.4073 |  | -697.7984 | #DIV/0! | #DIV/0! | 50.5 | 1 | #DIV/0! | 1 | #DIV/0! | #DIV/0! |  |  | 1
0 | 0 | 0 | 0 |  | 1 | 15:43 | 1904 |  | 652.843 | -147.798 | -147.798 | 5.1479e-11 | 1.9944e-11 | -5.2864e-13 | 0 | -147.798 |  | -698.189 | #DIV/0! | #DIV/0! | 50.5 | 1 | #DIV/0! | 1 | #DIV/0! | #DIV/0! |  |  | 1
0 | 0 | 0 | 0 |  | 1 | 15:43 | 1908 |  | 653.2337 | -148.1887 | -148.1887 | 4.6331e-11 | 1.795e-11 | -4.7577e-13 | 0 | -148.1887 |  | -698.5797 | #DIV/0! | #DIV/0! | 50.5 | 1 | #DIV/0! | 1 | #DIV/0! | #DIV/0! |  |  | 1
0 | 0 | 0 | 0 |  | 1 | 15:43 | 1912 |  | 653.6243 | -148.5793 | -148.5793 | 4.1698e-11 | 1.6155e-11 | -4.282e-13 | 0 | -148.5793 |  | -698.9704 | #DIV/0! | #DIV/0! | 50.5 | 1 | #DIV/0! | 1 | #DIV/0! | #DIV/0! |  |  | 1
0 | 0 | 0 | 0 |  | 1 | 15:43 | 1916 |  | 654.015 | -148.97 | -148.97 | 3.7528e-11 | 1.4539e-11 | -3.8538e-13 | 0 | -148.97 |  | -699.361 | #DIV/0! | #DIV/0! | 50.5 | 1 | #DIV/0! | 1 | #DIV/0! | #DIV/0! |  |  | 1
0 | 0 | 0 | 0 |  | 1 | 15:43 | 1920 |  | 654.4057 | -149.3607 | -149.3607 | 3.3775e-11 | 1.3085e-11 | -3.4684e-13 | 0 | -149.3607 |  | -699.7517 | #DIV/0! | #DIV/0! | 50.5 | 1 | #DIV/0! | 1 | #DIV/0! | #DIV/0! |  |  | 1
0 | 0 | 0 | 0 |  | 1 | 15:43 | 1924 |  | 654.7963 | -149.7513 | -149.7513 | 3.0398e-11 | 1.1777e-11 | -3.1216e-13 | 0 | -149.7513 |  | -700.1424 | #DIV/0! | #DIV/0! | 50.5 | 1 | #DIV/0! | 1 | #DIV/0! | #DIV/0! |  |  | 1
0 | 0 | 0 | 0 |  | 1 | 15:43 | 1928 |  | 655.187 | -150.142 | -150.142 | 2.7358e-11 | 1.0599e-11 | -2.8094e-13 | 0 | -150.142 |  | -700.533 | #DIV/0! | #DIV/0! | 50.5 | 1 | #DIV/0! | 1 | #DIV/0! | #DIV/0! |  |  | 1
0 | 0 | 0 | 0 |  | 1 | 15:43 | 1932 |  | 655.5777 | -150.5327 | -150.5327 | 2.4622e-11 | 9.5391e-12 | -2.5285e-13 | 0 | -150.5327 |  | -700.9237 | #DIV/0! | #DIV/0! | 50.5 | 1 | #DIV/0! | 1 | #DIV/0! | #DIV/0! |  |  | 1
0 | 0 | 0 | 0 |  | 1 | 15:43 | 1936 |  | 655.9683 | -150.9233 | -150.9233 | 2.216e-11 | 8.5852e-12 | -2.2756e-13 | 0 | -150.9233 |  | -701.3144 | #DIV/0! | #DIV/0! | 50.5 | 1 | #DIV/0! | 1 | #DIV/0! | #DIV/0! |  |  | 1
0 | 0 | 0 | 0 |  | 1 | 15:43 | 1940 |  | 656.359 | -151.314 | -151.314 | 1.9944e-11 | 7.7267e-12 | -2.0481e-13 | 0 | -151.314 |  | -701.705 | #DIV/0! | #DIV/0! | 50.5 | 1 | #DIV/0! | 1 | #DIV/0! | #DIV/0! |  |  | 1
0 | 0 | 0 | 0 |  | 1 | 15:43 | 1944 |  | 656.7497 | -151.7047 | -151.7047 | 1.795e-11 | 6.954e-12 | -1.8432e-13 | 0 | -151.7047 |  | -702.0957 | #DIV/0! | #DIV/0! | 50.5 | 1 | #DIV/0! | 1 | #DIV/0! | #DIV/0! |  |  | 1
0 | 0 | 0 | 0 |  | 1 | 15:43 | 1948 |  | 657.1403 | -152.0953 | -152.0953 | 1.6155e-11 | 6.2586e-12 | -1.6589e-13 | 0 | -152.0953 |  | -702.4864 | #DIV/0! | #DIV/0! | 50.5 | 1 | #DIV/0! | 1 | #DIV/0! | #DIV/0! |  |  | 1
0 | 0 | 0 | 0 |  | 1 | 15:43 | 1952 |  | 657.531 | -152.486 | -152.486 | 1.4539e-11 | 5.6328e-12 | -1.493e-13 | 0 | -152.486 |  | -702.877 | #DIV/0! | #DIV/0! | 50.5 | 1 | #DIV/0! | 1 | #DIV/0! | #DIV/0! |  |  | 1
0 | 0 | 0 | 0 |  | 1 | 15:43 | 1956 |  | 657.9217 | -152.8767 | -152.8767 | 1.3085e-11 | 5.0695e-12 | -1.3437e-13 | 0 | -152.8767 |  | -703.2677 | #DIV/0! | #DIV/0! | 50.5 | 1 | #DIV/0! | 1 | #DIV/0! | #DIV/0! |  |  | 1
0 | 0 | 0 | 0 |  | 1 | 15:43 | 1960 |  | 658.3123 | -153.2673 | -153.2673 | 1.1777e-11 | 4.5625e-12 | -1.2094e-13 | 0 | -153.2673 |  | -703.6584 | #DIV/0! | #DIV/0! | 50.5 | 1 | #DIV/0! | 1 | #DIV/0! | #DIV/0! |  |  | 1
0 | 0 | 0 | 0 |  | 1 | 15:44 | 1964 |  | 658.703 | -153.658 | -153.658 | 1.0599e-11 | 4.1063e-12 | -1.0884e-13 | 0 | -153.658 |  | -704.049 | #DIV/0! | #DIV/0! | 50.5 | 1 | #DIV/0! | 1 | #DIV/0! | #DIV/0! |  |  | 1
0 | 0 | 0 | 0 |  | 1 | 15:44 | 1968 |  | 659.0937 | -154.0487 | -154.0487 | 9.5391e-12 | 3.6957e-12 | -9.7958e-14 | 0 | -154.0487 |  | -704.4397 | #DIV/0! | #DIV/0! | 50.5 | 1 | #DIV/0! | 1 | #DIV/0! | #DIV/0! |  |  | 1
0 | 0 | 0 | 0 |  | 1 | 15:44 | 1972 |  | 659.4843 | -154.4393 | -154.4393 | 8.5852e-12 | 3.3261e-12 | -8.8162e-14 | 0 | -154.4393 |  | -704.8304 | #DIV/0! | #DIV/0! | 50.5 | 1 | #DIV/0! | 1 | #DIV/0! | #DIV/0! |  |  | 1
0 | 0 | 0 | 0 |  | 1 | 15:44 | 1976 |  | 659.875 | -154.83 | -154.83 | 7.7267e-12 | 2.9935e-12 | -7.9346e-14 | 0 | -154.83 |  | -705.221 | #DIV/0! | #DIV/0! | 50.5 | 1 | #DIV/0! | 1 | #DIV/0! | #DIV/0! |  |  | 1
0 | 0 | 0 | 0 |  | 1 | 15:44 | 1980 |  | 660.2657 | -155.2207 | -155.2207 | 6.954e-12 | 2.6941e-12 | -7.1411e-14 | 0 | -155.2207 |  | -705.6117 | #DIV/0! | #DIV/0! | 50.5 | 1 | #DIV/0! | 1 | #DIV/0! | #DIV/0! |  |  | 1
0 | 0 | 0 | 0 |  | 1 | 15:44 | 1984 |  | 660.6563 | -155.6113 | -155.6113 | 6.2586e-12 | 2.4247e-12 | -6.427e-14 | 0 | -155.6113 |  | -706.0024 | #DIV/0! | #DIV/0! | 50.5 | 1 | #DIV/0! | 1 | #DIV/0! | #DIV/0! |  |  | 1
0 | 0 | 0 | 0 |  | 1 | 15:44 | 1988 |  | 661.047 | -156.002 | -156.002 | 5.6328e-12 | 2.1822e-12 | -5.7843e-14 | 0 | -156.002 |  | -706.393 | #DIV/0! | #DIV/0! | 50.5 | 1 | #DIV/0! | 1 | #DIV/0! | #DIV/0! |  |  | 1
0 | 0 | 0 | 0 |  | 1 | 15:44 | 1992 |  | 661.4377 | -156.3927 | -156.3927 | 5.0695e-12 | 1.964e-12 | -5.2059e-14 | 0 | -156.3927 |  | -706.7837 | #DIV/0! | #DIV/0! | 50.5 | 1 | #DIV/0! | 1 | #DIV/0! | #DIV/0! |  |  | 1
0 | 0 | 0 | 0 |  | 1 | 15:44 | 1996 |  | 661.8283 | -156.7833 | -156.7833 | 4.5625e-12 | 1.7676e-12 | -4.6853e-14 | 0 | -156.7833 |  | -707.1744 | #DIV/0! | #DIV/0! | 50.5 | 1 | #DIV/0! | 1 | #DIV/0! | #DIV/0! |  |  | 1
0 | 0 | 0 | 0 |  | 1 | 15:44 | 2000 |  | 662.219 | -157.174 | -157.174 | 4.1063e-12 | 1.5909e-12 | -4.2168e-14 | 0 | -157.174 |  | -707.565 | #DIV/0! | #DIV/0! | 50.5 | 1 | #DIV/0! | 1 | #DIV/0! | #DIV/0! |  |  | 1
0 | 0 | 0 | 0 |  | 1 | 15:44 | 2004 |  | 662.6097 | -157.5647 | -157.5647 | 3.6957e-12 | 1.4318e-12 | -3.7951e-14 | 0 | -157.5647 |  | -707.9557 | #DIV/0! | #DIV/0! | 50.5 | 1 | #DIV/0! | 1 | #DIV/0! | #DIV/0! |  |  | 1
0 | 0 | 0 | 0 |  | 1 | 15:44 | 2008 |  | 663.0003 | -157.9553 | -157.9553 | 3.3261e-12 | 1.2886e-12 | -3.4156e-14 | 0 | -157.9553 |  | -708.3464 | #DIV/0! | #DIV/0! | 50.5 | 1 | #DIV/0! | 1 | #DIV/0! | #DIV/0! |  |  | 1
0 | 0 | 0 | 0 |  | 1 | 15:44 | 2012 |  | 663.391 | -158.346 | -158.346 | 2.9935e-12 | 1.1597e-12 | -3.074e-14 | 0 | -158.346 |  | -708.737 | #DIV/0! | #DIV/0! | 50.5 | 1 | #DIV/0! | 1 | #DIV/0! | #DIV/0! |  |  | 1
0 | 0 | 0 | 0 |  | 1 | 15:44 | 2016 |  | 663.7817 | -158.7367 | -158.7367 | 2.6941e-12 | 1.0438e-12 | -2.7666e-14 | 0 | -158.7367 |  | -709.1277 | #DIV/0! | #DIV/0! | 50.5 | 1 | #DIV/0! | 1 | #DIV/0! | #DIV/0! |  |  | 1
0 | 0 | 0 | 0 |  | 1 | 15:44 | 2020 |  | 664.1723 | -159.1273 | -159.1273 | 2.4247e-12 | 9.3939e-13 | -2.49e-14 | 0 | -159.1273 |  | -709.5184 | #DIV/0! | #DIV/0! | 50.5 | 1 | #DIV/0! | 1 | #DIV/0! | #DIV/0! |  |  | 1
0 | 0 | 0 | 0 |  | 1 | 15:45 | 2024 |  | 664.563 | -159.518 | -159.518 | 2.1822e-12 | 8.4545e-13 | -2.241e-14 | 0 | -159.518 |  | -709.909 | #DIV/0! | #DIV/0! | 50.5 | 1 | #DIV/0! | 1 | #DIV/0! | #DIV/0! |  |  | 1
0 | 0 | 0 | 0 |  | 1 | 15:45 | 2028 |  | 664.9537 | -159.9087 | -159.9087 | 1.964e-12 | 7.609e-13 | -2.0169e-14 | 0 | -159.9087 |  | -710.2997 | #DIV/0! | #DIV/0! | 50.5 | 1 | #DIV/0! | 1 | #DIV/0! | #DIV/0! |  |  | 1
0 | 0 | 0 | 0 |  | 1 | 15:45 | 2032 |  | 665.3443 | -160.2993 | -160.2993 | 1.7676e-12 | 6.8481e-13 | -1.8152e-14 | 0 | -160.2993 |  | -710.6904 | #DIV/0! | #DIV/0! | 50.5 | 1 | #DIV/0! | 1 | #DIV/0! | #DIV/0! |  |  | 1
0 | 0 | 0 | 0 |  | 1 | 15:45 | 2036 |  | 665.735 | -160.69 | -160.69 | 1.5909e-12 | 6.1633e-13 | -1.6337e-14 | 0 | -160.69 |  | -711.081 | #DIV/0! | #DIV/0! | 50.5 | 1 | #DIV/0! | 1 | #DIV/0! | #DIV/0! |  |  | 1
0 | 0 | 0 | 0 |  | 1 | 15:45 | 2040 |  | 666.1257 | -161.0807 | -161.0807 | 1.4318e-12 | 5.547e-13 | -1.4703e-14 | 0 | -161.0807 |  | -711.4717 | #DIV/0! | #DIV/0! | 50.5 | 1 | #DIV/0! | 1 | #DIV/0! | #DIV/0! |  |  | 1
0 | 0 | 0 | 0 |  | 1 | 15:45 | 2044 |  | 666.5163 | -161.4713 | -161.4713 | 1.2886e-12 | 4.9923e-13 | -1.3233e-14 | 0 | -161.4713 |  | -711.8624 | #DIV/0! | #DIV/0! | 50.5 | 1 | #DIV/0! | 1 | #DIV/0! | #DIV/0! |  |  | 1
0 | 0 | 0 | 0 |  | 1 | 15:45 | 2048 |  | 666.907 | -161.862 | -161.862 | 1.1597e-12 | 4.4931e-13 | -1.1909e-14 | 0 | -161.862 |  | -712.253 | #DIV/0! | #DIV/0! | 50.5 | 1 | #DIV/0! | 1 | #DIV/0! | #DIV/0! |  |  | 1
0 | 0 | 0 | 0 |  | 1 | 15:45 | 2052 |  | 667.2977 | -162.2527 | -162.2527 | 1.0438e-12 | 4.0438e-13 | -1.0718e-14 | 0 | -162.2527 |  | -712.6437 | #DIV/0! | #DIV/0! | 50.5 | 1 | #DIV/0! | 1 | #DIV/0! | #DIV/0! |  |  | 1
0 | 0 | 0 | 0 |  | 1 | 15:45 | 2056 |  | 667.6883 | -162.6433 | -162.6433 | 9.3939e-13 | 3.6394e-13 | -9.6466e-15 | 0 | -162.6433 |  | -713.0344 | #DIV/0! | #DIV/0! | 50.5 | 1 | #DIV/0! | 1 | #DIV/0! | #DIV/0! |  |  | 1
0 | 0 | 0 | 0 |  | 1 | 15:45 | 2060 |  | 668.079 | -163.034 | -163.034 | 8.4545e-13 | 3.2754e-13 | -8.6819e-15 | 0 | -163.034 |  | -713.425 | #DIV/0! | #DIV/0! | 50.5 | 1 | #DIV/0! | 1 | #DIV/0! | #DIV/0! |  |  | 1
0 | 0 | 0 | 0 |  | 1 | 15:45 | 2064 |  | 668.4697 | -163.4247 | -163.4247 | 7.609e-13 | 2.9479e-13 | -7.8137e-15 | 0 | -163.4247 |  | -713.8157 | #DIV/0! | #DIV/0! | 50.5 | 1 | #DIV/0! | 1 | #DIV/0! | #DIV/0! |  |  | 1
0 | 0 | 0 | 0 |  | 1 | 15:45 | 2068 |  | 668.8603 | -163.8153 | -163.8153 | 6.8481e-13 | 2.6531e-13 | -7.0324e-15 | 0 | -163.8153 |  | -714.2064 | #DIV/0! | #DIV/0! | 50.5 | 1 | #DIV/0! | 1 | #DIV/0! | #DIV/0! |  |  | 1
0 | 0 | 0 | 0 |  | 1 | 15:45 | 2072 |  | 669.251 | -164.206 | -164.206 | 6.1633e-13 | 2.3878e-13 | -6.3291e-15 | 0 | -164.206 |  | -714.597 | #DIV/0! | #DIV/0! | 50.5 | 1 | #DIV/0! | 1 | #DIV/0! | #DIV/0! |  |  | 1
0 | 0 | 0 | 0 |  | 1 | 15:45 | 2076 |  | 669.6417 | -164.5967 | -164.5967 | 5.547e-13 | 2.149e-13 | -5.6962e-15 | 0 | -164.5967 |  | -714.9877 | #DIV/0! | #DIV/0! | 50.5 | 1 | #DIV/0! | 1 | #DIV/0! | #DIV/0! |  |  | 1
0 | 0 | 0 | 0 |  | 1 | 15:45 | 2080 |  | 670.0323 | -164.9873 | -164.9873 | 4.9923e-13 | 1.9341e-13 | -5.1266e-15 | 0 | -164.9873 |  | -715.3784 | #DIV/0! | #DIV/0! | 50.5 | 1 | #DIV/0! | 1 | #DIV/0! | #DIV/0! |  |  | 1
0 | 0 | 0 | 0 |  | 1 | 15:46 | 2084 |  | 670.423 | -165.378 | -165.378 | 4.4931e-13 | 1.7407e-13 | -4.6139e-15 | 0 | -165.378 |  | -715.769 | #DIV/0! | #DIV/0! | 50.5 | 1 | #DIV/0! | 1 | #DIV/0! | #DIV/0! |  |  | 1
0 | 0 | 0 | 0 |  | 1 | 15:46 | 2088 |  | 670.8137 | -165.7687 | -165.7687 | 4.0438e-13 | 1.5666e-13 | -4.1525e-15 | 0 | -165.7687 |  | -716.1597 | #DIV/0! | #DIV/0! | 50.5 | 1 | #DIV/0! | 1 | #DIV/0! | #DIV/0! |  |  | 1
0 | 0 | 0 | 0 |  | 1 | 15:46 | 2092 |  | 671.2043 | -166.1593 | -166.1593 | 3.6394e-13 | 1.41e-13 | -3.7373e-15 | 0 | -166.1593 |  | -716.5504 | #DIV/0! | #DIV/0! | 50.5 | 1 | #DIV/0! | 1 | #DIV/0! | #DIV/0! |  |  | 1
0 | 0 | 0 | 0 |  | 1 | 15:46 | 2096 |  | 671.595 | -166.55 | -166.55 | 3.2754e-13 | 1.269e-13 | -3.3636e-15 | 0 | -166.55 |  | -716.941 | #DIV/0! | #DIV/0! | 50.5 | 1 | #DIV/0! | 1 | #DIV/0! | #DIV/0! |  |  | 1
0 | 0 | 0 | 0 |  | 1 | 15:46 | 2100 |  | 671.9857 | -166.9407 | -166.9407 | 2.9479e-13 | 1.1421e-13 | -3.0272e-15 | 0 | -166.9407 |  | -717.3317 | #DIV/0! | #DIV/0! | 50.5 | 1 | #DIV/0! | 1 | #DIV/0! | #DIV/0! |  |  | 1
0 | 0 | 0 | 0 |  | 1 | 15:46 | 2104 |  | 672.3763 | -167.3313 | -167.3313 | 2.6531e-13 | 1.0279e-13 | -2.7245e-15 | 0 | -167.3313 |  | -717.7224 | #DIV/0! | #DIV/0! | 50.5 | 1 | #DIV/0! | 1 | #DIV/0! | #DIV/0! |  |  | 1
0 | 0 | 0 | 0 |  | 1 | 15:46 | 2108 |  | 672.767 | -167.722 | -167.722 | 2.3878e-13 | 9.2508e-14 | -2.452e-15 | 0 | -167.722 |  | -718.113 | #DIV/0! | #DIV/0! | 50.5 | 1 | #DIV/0! | 1 | #DIV/0! | #DIV/0! |  |  | 1
0 | 0 | 0 | 0 |  | 1 | 15:46 | 2112 |  | 673.1577 | -168.1127 | -168.1127 | 2.149e-13 | 8.3257e-14 | -2.2068e-15 | 0 | -168.1127 |  | -718.5037 | #DIV/0! | #DIV/0! | 50.5 | 1 | #DIV/0! | 1 | #DIV/0! | #DIV/0! |  |  | 1
0 | 0 | 0 | 0 |  | 1 | 15:46 | 2116 |  | 673.5483 | -168.5033 | -168.5033 | 1.9341e-13 | 7.4932e-14 | -1.9861e-15 | 0 | -168.5033 |  | -718.8944 | #DIV/0! | #DIV/0! | 50.5 | 1 | #DIV/0! | 1 | #DIV/0! | #DIV/0! |  |  | 1
0 | 0 | 0 | 0 |  | 1 | 15:46 | 2120 |  | 673.939 | -168.894 | -168.894 | 1.7407e-13 | 6.7438e-14 | -1.7875e-15 | 0 | -168.894 |  | -719.285 | #DIV/0! | #DIV/0! | 50.5 | 1 | #DIV/0! | 1 | #DIV/0! | #DIV/0! |  |  | 1
0 | 0 | 0 | 0 |  | 1 | 15:46 | 2124 |  | 674.3297 | -169.2847 | -169.2847 | 1.5666e-13 | 6.0695e-14 | -1.6088e-15 | 0 | -169.2847 |  | -719.6757 | #DIV/0! | #DIV/0! | 50.5 | 1 | #DIV/0! | 1 | #DIV/0! | #DIV/0! |  |  | 1
0 | 0 | 0 | 0 |  | 1 | 15:46 | 2128 |  | 674.7203 | -169.6753 | -169.6753 | 1.41e-13 | 5.4625e-14 | -1.4479e-15 | 0 | -169.6753 |  | -720.0664 | #DIV/0! | #DIV/0! | 50.5 | 1 | #DIV/0! | 1 | #DIV/0! | #DIV/0! |  |  | 1
0 | 0 | 0 | 0 |  | 1 | 15:46 | 2132 |  | 675.111 | -170.066 | -170.066 | 1.269e-13 | 4.9163e-14 | -1.3031e-15 | 0 | -170.066 |  | -720.457 | #DIV/0! | #DIV/0! | 50.5 | 1 | #DIV/0! | 1 | #DIV/0! | #DIV/0! |  |  | 1
0 | 0 | 0 | 0 |  | 1 | 15:46 | 2136 |  | 675.5017 | -170.4567 | -170.4567 | 1.1421e-13 | 4.4246e-14 | -1.1728e-15 | 0 | -170.4567 |  | -720.8477 | #DIV/0! | #DIV/0! | 50.5 | 1 | #DIV/0! | 1 | #DIV/0! | #DIV/0! |  |  | 1
0 | 0 | 0 | 0 |  | 1 | 15:46 | 2140 |  | 675.8923 | -170.8473 | -170.8473 | 1.0279e-13 | 3.9822e-14 | -1.0555e-15 | 0 | -170.8473 |  | -721.2384 | #DIV/0! | #DIV/0! | 50.5 | 1 | #DIV/0! | 1 | #DIV/0! | #DIV/0! |  |  | 1
0 | 0 | 0 | 0 |  | 1 | 15:47 | 2144 |  | 676.283 | -171.238 | -171.238 | 9.2508e-14 | 3.584e-14 | -9.4997e-16 | 0 | -171.238 |  | -721.629 | #DIV/0! | #DIV/0! | 50.5 | 1 | #DIV/0! | 1 | #DIV/0! | #DIV/0! |  |  | 1
0 | 0 | 0 | 0 |  | 1 | 15:47 | 2148 |  | 676.6737 | -171.6287 | -171.6287 | 8.3257e-14 | 3.2256e-14 | -8.5497e-16 | 0 | -171.6287 |  | -722.0197 | #DIV/0! | #DIV/0! | 50.5 | 1 | #DIV/0! | 1 | #DIV/0! | #DIV/0! |  |  | 1
0 | 0 | 0 | 0 |  | 1 | 15:47 | 2152 |  | 677.0643 | -172.0193 | -172.0193 | 7.4932e-14 | 2.903e-14 | -7.6947e-16 | 0 | -172.0193 |  | -722.4104 | #DIV/0! | #DIV/0! | 50.5 | 1 | #DIV/0! | 1 | #DIV/0! | #DIV/0! |  |  | 1
0 | 0 | 0 | 0 |  | 1 | 15:47 | 2156 |  | 677.455 | -172.41 | -172.41 | 6.7438e-14 | 2.6127e-14 | -6.9253e-16 | 0 | -172.41 |  | -722.801 | #DIV/0! | #DIV/0! | 50.5 | 1 | #DIV/0! | 1 | #DIV/0! | #DIV/0! |  |  | 1
0 | 0 | 0 | 0 |  | 1 | 15:47 | 2160 |  | 677.8457 | -172.8007 | -172.8007 | 6.0695e-14 | 2.3514e-14 | -6.2327e-16 | 0 | -172.8007 |  | -723.1917 | #DIV/0! | #DIV/0! | 50.5 | 1 | #DIV/0! | 1 | #DIV/0! | #DIV/0! |  |  | 1
0 | 0 | 0 | 0 |  | 1 | 15:47 | 2164 |  | 678.2363 | -173.1913 | -173.1913 | 5.4625e-14 | 2.1163e-14 | -5.6095e-16 | 0 | -173.1913 |  | -723.5824 | #DIV/0! | #DIV/0! | 50.5 | 1 | #DIV/0! | 1 | #DIV/0! | #DIV/0! |  |  | 1
0 | 0 | 0 | 0 |  | 1 | 15:47 | 2168 |  | 678.627 | -173.582 | -173.582 | 4.9163e-14 | 1.9047e-14 | -5.0485e-16 | 0 | -173.582 |  | -723.973 | #DIV/0! | #DIV/0! | 50.5 | 1 | #DIV/0! | 1 | #DIV/0! | #DIV/0! |  |  | 1
0 | 0 | 0 | 0 |  | 1 | 15:47 | 2172 |  | 679.0177 | -173.9727 | -173.9727 | 4.4246e-14 | 1.7142e-14 | -4.5437e-16 | 0 | -173.9727 |  | -724.3637 | #DIV/0! | #DIV/0! | 50.5 | 1 | #DIV/0! | 1 | #DIV/0! | #DIV/0! |  |  | 1
0 | 0 | 0 | 0 |  | 1 | 15:47 | 2176 |  | 679.4083 | -174.3633 | -174.3633 | 3.9822e-14 | 1.5428e-14 | -4.0893e-16 | 0 | -174.3633 |  | -724.7544 | #DIV/0! | #DIV/0! | 50.5 | 1 | #DIV/0! | 1 | #DIV/0! | #DIV/0! |  |  | 1
0 | 0 | 0 | 0 |  | 1 | 15:47 | 2180 |  | 679.799 | -174.754 | -174.754 | 3.584e-14 | 1.3885e-14 | -3.6804e-16 | 0 | -174.754 |  | -725.145 | #DIV/0! | #DIV/0! | 50.5 | 1 | #DIV/0! | 1 | #DIV/0! | #DIV/0! |  |  | 1
0 | 0 | 0 | 0 |  | 1 | 15:47 | 2184 |  | 680.1897 | -175.1447 | -175.1447 | 3.2256e-14 | 1.2496e-14 | -3.3123e-16 | 0 | -175.1447 |  | -725.5357 | #DIV/0! | #DIV/0! | 50.5 | 1 | #DIV/0! | 1 | #DIV/0! | #DIV/0! |  |  | 1
0 | 0 | 0 | 0 |  | 1 | 15:47 | 2188 |  | 680.5803 | -175.5353 | -175.5353 | 2.903e-14 | 1.1247e-14 | -2.9811e-16 | 0 | -175.5353 |  | -725.9264 | #DIV/0! | #DIV/0! | 50.5 | 1 | #DIV/0! | 1 | #DIV/0! | #DIV/0! |  |  | 1
0 | 0 | 0 | 0 |  | 1 | 15:47 | 2192 |  | 680.971 | -175.926 | -175.926 | 2.6127e-14 | 1.0122e-14 | -2.683e-16 | 0 | -175.926 |  | -726.317 | #DIV/0! | #DIV/0! | 50.5 | 1 | #DIV/0! | 1 | #DIV/0! | #DIV/0! |  |  | 1
0 | 0 | 0 | 0 |  | 1 | 15:47 | 2196 |  | 681.3617 | -176.3167 | -176.3167 | 2.3514e-14 | 9.1099e-15 | -2.4147e-16 | 0 | -176.3167 |  | -726.7077 | #DIV/0! | #DIV/0! | 50.5 | 1 | #DIV/0! | 1 | #DIV/0! | #DIV/0! |  |  | 1
0 | 0 | 0 | 0 |  | 1 | 15:47 | 2200 |  | 681.7523 | -176.7073 | -176.7073 | 2.1163e-14 | 8.1989e-15 | -2.1732e-16 | 0 | -176.7073 |  | -727.0984 | #DIV/0! | #DIV/0! | 50.5 | 1 | #DIV/0! | 1 | #DIV/0! | #DIV/0! |  |  | 1
0 | 0 | 0 | 0 |  | 1 | 15:48 | 2204 |  | 682.143 | -177.098 | -177.098 | 1.9047e-14 | 7.379e-15 | -1.9559e-16 | 0 | -177.098 |  | -727.489 | #DIV/0! | #DIV/0! | 50.5 | 1 | #DIV/0! | 1 | #DIV/0! | #DIV/0! |  |  | 1
0 | 0 | 0 | 0 |  | 1 | 15:48 | 2208 |  | 682.5337 | -177.4887 | -177.4887 | 1.7142e-14 | 6.6411e-15 | -1.7603e-16 | 0 | -177.4887 |  | -727.8797 | #DIV/0! | #DIV/0! | 50.5 | 1 | #DIV/0! | 1 | #DIV/0! | #DIV/0! |  |  | 1
0 | 0 | 0 | 0 |  | 1 | 15:48 | 2212 |  | 682.9243 | -177.8793 | -177.8793 | 1.5428e-14 | 5.977e-15 | -1.5843e-16 | 0 | -177.8793 |  | -728.2704 | #DIV/0! | #DIV/0! | 50.5 | 1 | #DIV/0! | 1 | #DIV/0! | #DIV/0! |  |  | 1
0 | 0 | 0 | 0 |  | 1 | 15:48 | 2216 |  | 683.315 | -178.27 | -178.27 | 1.3885e-14 | 5.3793e-15 | -1.4259e-16 | 0 | -178.27 |  | -728.661 | #DIV/0! | #DIV/0! | 50.5 | 1 | #DIV/0! | 1 | #DIV/0! | #DIV/0! |  |  | 1
0 | 0 | 0 | 0 |  | 1 | 15:48 | 2220 |  | 683.7057 | -178.6607 | -178.6607 | 1.2496e-14 | 4.8414e-15 | -1.2833e-16 | 0 | -178.6607 |  | -729.0517 | #DIV/0! | #DIV/0! | 50.5 | 1 | #DIV/0! | 1 | #DIV/0! | #DIV/0! |  |  | 1
0 | 0 | 0 | 0 |  | 1 | 15:48 | 2224 |  | 684.0963 | -179.0513 | -179.0513 | 1.1247e-14 | 4.3572e-15 | -1.1549e-16 | 0 | -179.0513 |  | -729.4424 | #DIV/0! | #DIV/0! | 50.5 | 1 | #DIV/0! | 1 | #DIV/0! | #DIV/0! |  |  | 1
0 | 0 | 0 | 0 |  | 1 | 15:48 | 2228 |  | 684.487 | -179.442 | -179.442 | 1.0122e-14 | 3.9215e-15 | -1.0394e-16 | 0 | -179.442 |  | -729.833 | #DIV/0! | #DIV/0! | 50.5 | 1 | #DIV/0! | 1 | #DIV/0! | #DIV/0! |  |  | 1
0 | 0 | 0 | 0 |  | 1 | 15:48 | 2232 |  | 684.8777 | -179.8327 | -179.8327 | 9.1099e-15 | 3.5294e-15 | -9.355e-17 | 0 | -179.8327 |  | -730.2237 | #DIV/0! | #DIV/0! | 50.5 | 1 | #DIV/0! | 1 | #DIV/0! | #DIV/0! |  |  | 1
0 | 0 | 0 | 0 |  | 1 | 15:48 | 2236 |  | 685.2683 | -180.2233 | -180.2233 | 8.1989e-15 | 3.1764e-15 | -8.4195e-17 | 0 | -180.2233 |  | -730.6144 | #DIV/0! | #DIV/0! | 50.5 | 1 | #DIV/0! | 1 | #DIV/0! | #DIV/0! |  |  | 1
0 | 0 | 0 | 0 |  | 1 | 15:48 | 2240 |  | 685.659 | -180.614 | -180.614 | 7.379e-15 | 2.8588e-15 | -7.5776e-17 | 0 | -180.614 |  | -731.005 | #DIV/0! | #DIV/0! | 50.5 | 1 | #DIV/0! | 1 | #DIV/0! | #DIV/0! |  |  | 1
0 | 0 | 0 | 0 |  | 1 | 15:48 | 2244 |  | 686.0497 | -181.0047 | -181.0047 | 6.6411e-15 | 2.5729e-15 | -6.8198e-17 | 0 | -181.0047 |  | -731.3957 | #DIV/0! | #DIV/0! | 50.5 | 1 | #DIV/0! | 1 | #DIV/0! | #DIV/0! |  |  | 1
0 | 0 | 0 | 0 |  | 1 | 15:48 | 2248 |  | 686.4403 | -181.3953 | -181.3953 | 5.977e-15 | 2.3156e-15 | -6.1378e-17 | 0 | -181.3953 |  | -731.7864 | #DIV/0! | #DIV/0! | 50.5 | 1 | #DIV/0! | 1 | #DIV/0! | #DIV/0! |  |  | 1
0 | 0 | 0 | 0 |  | 1 | 15:48 | 2252 |  | 686.831 | -181.786 | -181.786 | 5.3793e-15 | 2.0841e-15 | -5.524e-17 | 0 | -181.786 |  | -732.177 | #DIV/0! | #DIV/0! | 50.5 | 1 | #DIV/0! | 1 | #DIV/0! | #DIV/0! |  |  | 1
0 | 0 | 0 | 0 |  | 1 | 15:48 | 2256 |  | 687.2217 | -182.1767 | -182.1767 | 4.8414e-15 | 1.8757e-15 | -4.9716e-17 | 0 | -182.1767 |  | -732.5677 | #DIV/0! | #DIV/0! | 50.5 | 1 | #DIV/0! | 1 | #DIV/0! | #DIV/0! |  |  | 1
0 | 0 | 0 | 0 |  | 1 | 15:48 | 2260 |  | 687.6123 | -182.5673 | -182.5673 | 4.3572e-15 | 1.6881e-15 | -4.4745e-17 | 0 | -182.5673 |  | -732.9584 | #DIV/0! | #DIV/0! | 50.5 | 1 | #DIV/0! | 1 | #DIV/0! | #DIV/0! |  |  | 1
0 | 0 | 0 | 0 |  | 1 | 15:49 | 2264 |  | 688.003 | -182.958 | -182.958 | 3.9215e-15 | 1.5193e-15 | -4.027e-17 | 0 | -182.958 |  | -733.349 | #DIV/0! | #DIV/0! | 50.5 | 1 | #DIV/0! | 1 | #DIV/0! | #DIV/0! |  |  | 1
0 | 0 | 0 | 0 |  | 1 | 15:49 | 2268 |  | 688.3937 | -183.3487 | -183.3487 | 3.5294e-15 | 1.3674e-15 | -3.6243e-17 | 0 | -183.3487 |  | -733.7397 | #DIV/0! | #DIV/0! | 50.5 | 1 | #DIV/0! | 1 | #DIV/0! | #DIV/0! |  |  | 1
0 | 0 | 0 | 0 |  | 1 | 15:49 | 2272 |  | 688.7843 | -183.7393 | -183.7393 | 3.1764e-15 | 1.2306e-15 | -3.2619e-17 | 0 | -183.7393 |  | -734.1304 | #DIV/0! | #DIV/0! | 50.5 | 1 | #DIV/0! | 1 | #DIV/0! | #DIV/0! |  |  | 1
0 | 0 | 0 | 0 |  | 1 | 15:49 | 2276 |  | 689.175 | -184.13 | -184.13 | 2.8588e-15 | 1.1076e-15 | -2.9357e-17 | 0 | -184.13 |  | -734.521 | #DIV/0! | #DIV/0! | 50.5 | 1 | #DIV/0! | 1 | #DIV/0! | #DIV/0! |  |  | 1
0 | 0 | 0 | 0 |  | 1 | 15:49 | 2280 |  | 689.5657 | -184.5207 | -184.5207 | 2.5729e-15 | 9.968e-16 | -2.6421e-17 | 0 | -184.5207 |  | -734.9117 | #DIV/0! | #DIV/0! | 50.5 | 1 | #DIV/0! | 1 | #DIV/0! | #DIV/0! |  |  | 1
0 | 0 | 0 | 0 |  | 1 | 15:49 | 2284 |  | 689.9563 | -184.9113 | -184.9113 | 2.3156e-15 | 8.9712e-16 | -2.3779e-17 | 0 | -184.9113 |  | -735.3024 | #DIV/0! | #DIV/0! | 50.5 | 1 | #DIV/0! | 1 | #DIV/0! | #DIV/0! |  |  | 1
0 | 0 | 0 | 0 |  | 1 | 15:49 | 2288 |  | 690.347 | -185.302 | -185.302 | 2.0841e-15 | 8.0741e-16 | -2.1401e-17 | 0 | -185.302 |  | -735.693 | #DIV/0! | #DIV/0! | 50.5 | 1 | #DIV/0! | 1 | #DIV/0! | #DIV/0! |  |  | 1
0 | 0 | 0 | 0 |  | 1 | 15:49 | 2292 |  | 690.7377 | -185.6927 | -185.6927 | 1.8757e-15 | 7.2667e-16 | -1.9261e-17 | 0 | -185.6927 |  | -736.0837 | #DIV/0! | #DIV/0! | 50.5 | 1 | #DIV/0! | 1 | #DIV/0! | #DIV/0! |  |  | 1
0 | 0 | 0 | 0 |  | 1 | 15:49 | 2296 |  | 691.1283 | -186.0833 | -186.0833 | 1.6881e-15 | 6.54e-16 | -1.7335e-17 | 0 | -186.0833 |  | -736.4744 | #DIV/0! | #DIV/0! | 50.5 | 1 | #DIV/0! | 1 | #DIV/0! | #DIV/0! |  |  | 1
0 | 0 | 0 | 0 |  | 1 | 15:49 | 2300 |  | 691.519 | -186.474 | -186.474 | 1.5193e-15 | 5.886e-16 | -1.5602e-17 | 0 | -186.474 |  | -736.865 | #DIV/0! | #DIV/0! | 50.5 | 1 | #DIV/0! | 1 | #DIV/0! | #DIV/0! |  |  | 1
0 | 0 | 0 | 0 |  | 1 | 15:49 | 2304 |  | 691.9097 | -186.8647 | -186.8647 | 1.3674e-15 | 5.2974e-16 | -1.4041e-17 | 0 | -186.8647 |  | -737.2557 | #DIV/0! | #DIV/0! | 50.5 | 1 | #DIV/0! | 1 | #DIV/0! | #DIV/0! |  |  | 1
0 | 0 | 0 | 0 |  | 1 | 15:49 | 2308 |  | 692.3003 | -187.2553 | -187.2553 | 1.2306e-15 | 4.7677e-16 | -1.2637e-17 | 0 | -187.2553 |  | -737.6464 | #DIV/0! | #DIV/0! | 50.5 | 1 | #DIV/0! | 1 | #DIV/0! | #DIV/0! |  |  | 1
0 | 0 | 0 | 0 |  | 1 | 15:49 | 2312 |  | 692.691 | -187.646 | -187.646 | 1.1076e-15 | 4.2909e-16 | -1.1374e-17 | 0 | -187.646 |  | -738.037 | #DIV/0! | #DIV/0! | 50.5 | 1 | #DIV/0! | 1 | #DIV/0! | #DIV/0! |  |  | 1
0 | 0 | 0 | 0 |  | 1 | 15:49 | 2316 |  | 693.0817 | -188.0367 | -188.0367 | 9.968e-16 | 3.8618e-16 | -1.0236e-17 | 0 | -188.0367 |  | -738.4277 | #DIV/0! | #DIV/0! | 50.5 | 1 | #DIV/0! | 1 | #DIV/0! | #DIV/0! |  |  | 1
0 | 0 | 0 | 0 |  | 1 | 15:49 | 2320 |  | 693.4723 | -188.4273 | -188.4273 | 8.9712e-16 | 3.4756e-16 | -9.2125e-18 | 0 | -188.4273 |  | -738.8184 | #DIV/0! | #DIV/0! | 50.5 | 1 | #DIV/0! | 1 | #DIV/0! | #DIV/0! |  |  | 1
0 | 0 | 0 | 0 |  | 1 | 15:50 | 2324 |  | 693.863 | -188.818 | -188.818 | 8.0741e-16 | 3.1281e-16 | -8.2913e-18 | 0 | -188.818 |  | -739.209 | #DIV/0! | #DIV/0! | 50.5 | 1 | #DIV/0! | 1 | #DIV/0! | #DIV/0! |  |  | 1
0 | 0 | 0 | 0 |  | 1 | 15:50 | 2328 |  | 694.2537 | -189.2087 | -189.2087 | 7.2667e-16 | 2.8153e-16 | -7.4622e-18 | 0 | -189.2087 |  | -739.5997 | #DIV/0! | #DIV/0! | 50.5 | 1 | #DIV/0! | 1 | #DIV/0! | #DIV/0! |  |  | 1
0 | 0 | 0 | 0 |  | 1 | 15:50 | 2332 |  | 694.6443 | -189.5993 | -189.5993 | 6.54e-16 | 2.5337e-16 | -6.7159e-18 | 0 | -189.5993 |  | -739.9904 | #DIV/0! | #DIV/0! | 50.5 | 1 | #DIV/0! | 1 | #DIV/0! | #DIV/0! |  |  | 1
0 | 0 | 0 | 0 |  | 1 | 15:50 | 2336 |  | 695.035 | -189.99 | -189.99 | 5.886e-16 | 2.2804e-16 | -6.0444e-18 | 0 | -189.99 |  | -740.381 | #DIV/0! | #DIV/0! | 50.5 | 1 | #DIV/0! | 1 | #DIV/0! | #DIV/0! |  |  | 1
0 | 0 | 0 | 0 |  | 1 | 15:50 | 2340 |  | 695.4257 | -190.3807 | -190.3807 | 5.2974e-16 | 2.0523e-16 | -5.4399e-18 | 0 | -190.3807 |  | -740.7717 | #DIV/0! | #DIV/0! | 50.5 | 1 | #DIV/0! | 1 | #DIV/0! | #DIV/0! |  |  | 1
0 | 0 | 0 | 0 |  | 1 | 15:50 | 2344 |  | 695.8163 | -190.7713 | -190.7713 | 4.7677e-16 | 1.8471e-16 | -4.8959e-18 | 0 | -190.7713 |  | -741.1624 | #DIV/0! | #DIV/0! | 50.5 | 1 | #DIV/0! | 1 | #DIV/0! | #DIV/0! |  |  | 1
0 | 0 | 0 | 0 |  | 1 | 15:50 | 2348 |  | 696.207 | -191.162 | -191.162 | 4.2909e-16 | 1.6624e-16 | -4.4063e-18 | 0 | -191.162 |  | -741.553 | #DIV/0! | #DIV/0! | 50.5 | 1 | #DIV/0! | 1 | #DIV/0! | #DIV/0! |  |  | 1
0 | 0 | 0 | 0 |  | 1 | 15:50 | 2352 |  | 696.5977 | -191.5527 | -191.5527 | 3.8618e-16 | 1.4961e-16 | -3.9657e-18 | 0 | -191.5527 |  | -741.9437 | #DIV/0! | #DIV/0! | 50.5 | 1 | #DIV/0! | 1 | #DIV/0! | #DIV/0! |  |  | 1
0 | 0 | 0 | 0 |  | 1 | 15:50 | 2356 |  | 696.9883 | -191.9433 | -191.9433 | 3.4756e-16 | 1.3465e-16 | -3.5691e-18 | 0 | -191.9433 |  | -742.3344 | #DIV/0! | #DIV/0! | 50.5 | 1 | #DIV/0! | 1 | #DIV/0! | #DIV/0! |  |  | 1
0 | 0 | 0 | 0 |  | 1 | 15:50 | 2360 |  | 697.379 | -192.334 | -192.334 | 3.1281e-16 | 1.2119e-16 | -3.2122e-18 | 0 | -192.334 |  | -742.725 | #DIV/0! | #DIV/0! | 50.5 | 1 | #DIV/0! | 1 | #DIV/0! | #DIV/0! |  |  | 1
0 | 0 | 0 | 0 |  | 1 | 15:50 | 2364 |  | 697.7697 | -192.7247 | -192.7247 | 2.8153e-16 | 1.0907e-16 | -2.891e-18 | 0 | -192.7247 |  | -743.1157 | #DIV/0! | #DIV/0! | 50.5 | 1 | #DIV/0! | 1 | #DIV/0! | #DIV/0! |  |  | 1
0 | 0 | 0 | 0 |  | 1 | 15:50 | 2368 |  | 698.1603 | -193.1153 | -193.1153 | 2.5337e-16 | 9.8162e-17 | -2.6019e-18 | 0 | -193.1153 |  | -743.5064 | #DIV/0! | #DIV/0! | 50.5 | 1 | #DIV/0! | 1 | #DIV/0! | #DIV/0! |  |  | 1
0 | 0 | 0 | 0 |  | 1 | 15:50 | 2372 |  | 698.551 | -193.506 | -193.506 | 2.2804e-16 | 8.8346e-17 | -2.3417e-18 | 0 | -193.506 |  | -743.897 | #DIV/0! | #DIV/0! | 50.5 | 1 | #DIV/0! | 1 | #DIV/0! | #DIV/0! |  |  | 1
0 | 0 | 0 | 0 |  | 1 | 15:50 | 2376 |  | 698.9417 | -193.8967 | -193.8967 | 2.0523e-16 | 7.9511e-17 | -2.1075e-18 | 0 | -193.8967 |  | -744.2877 | #DIV/0! | #DIV/0! | 50.5 | 1 | #DIV/0! | 1 | #DIV/0! | #DIV/0! |  |  | 1
0 | 0 | 0 | 0 |  | 1 | 15:50 | 2380 |  | 699.3323 | -194.2873 | -194.2873 | 1.8471e-16 | 7.156e-17 | -1.8968e-18 | 0 | -194.2873 |  | -744.6784 | #DIV/0! | #DIV/0! | 50.5 | 1 | #DIV/0! | 1 | #DIV/0! | #DIV/0! |  |  | 1
0 | 0 | 0 | 0 |  | 1 | 15:51 | 2384 |  | 699.723 | -194.678 | -194.678 | 1.6624e-16 | 6.4404e-17 | -1.7071e-18 | 0 | -194.678 |  | -745.069 | #DIV/0! | #DIV/0! | 50.5 | 1 | #DIV/0! | 1 | #DIV/0! | #DIV/0! |  |  | 1
0 | 0 | 0 | 0 |  | 1 | 15:51 | 2388 |  | 700.1137 | -195.0687 | -195.0687 | 1.4961e-16 | 5.7964e-17 | -1.5364e-18 | 0 | -195.0687 |  | -745.4597 | #DIV/0! | #DIV/0! | 50.5 | 1 | #DIV/0! | 1 | #DIV/0! | #DIV/0! |  |  | 1
0 | 0 | 0 | 0 |  | 1 | 15:51 | 2392 |  | 700.5043 | -195.4593 | -195.4593 | 1.3465e-16 | 5.2167e-17 | -1.3828e-18 | 0 | -195.4593 |  | -745.8504 | #DIV/0! | #DIV/0! | 50.5 | 1 | #DIV/0! | 1 | #DIV/0! | #DIV/0! |  |  | 1
0 | 0 | 0 | 0 |  | 1 | 15:51 | 2396 |  | 700.895 | -195.85 | -195.85 | 1.2119e-16 | 4.6951e-17 | -1.2445e-18 | 0 | -195.85 |  | -746.241 | #DIV/0! | #DIV/0! | 50.5 | 1 | #DIV/0! | 1 | #DIV/0! | #DIV/0! |  |  | 1
0 | 0 | 0 | 0 |  | 1 | 15:51 | 2400 |  | 701.2857 | -196.2407 | -196.2407 | 1.0907e-16 | 4.2255e-17 | -1.12e-18 | 0 | -196.2407 |  | -746.6317 | #DIV/0! | #DIV/0! | 50.5 | 1 | #DIV/0! | 1 | #DIV/0! | #DIV/0! |  |  | 1
0 | 0 | 0 | 0 |  | 1 | 15:51 | 2404 |  | 701.6763 | -196.6313 | -196.6313 | 9.8162e-17 | 3.803e-17 | -1.008e-18 | 0 | -196.6313 |  | -747.0224 | #DIV/0! | #DIV/0! | 50.5 | 1 | #DIV/0! | 1 | #DIV/0! | #DIV/0! |  |  | 1
0 | 0 | 0 | 0 |  | 1 | 15:51 | 2408 |  | 702.067 | -197.022 | -197.022 | 8.8346e-17 | 3.4227e-17 | -9.0722e-19 | 0 | -197.022 |  | -747.413 | #DIV/0! | #DIV/0! | 50.5 | 1 | #DIV/0! | 1 | #DIV/0! | #DIV/0! |  |  | 1
0 | 0 | 0 | 0 |  | 1 | 15:51 | 2412 |  | 702.4577 | -197.4127 | -197.4127 | 7.9511e-17 | 3.0804e-17 | -8.165e-19 | 0 | -197.4127 |  | -747.8037 | #DIV/0! | #DIV/0! | 50.5 | 1 | #DIV/0! | 1 | #DIV/0! | #DIV/0! |  |  | 1
0 | 0 | 0 | 0 |  | 1 | 15:51 | 2416 |  | 702.8483 | -197.8033 | -197.8033 | 7.156e-17 | 2.7724e-17 | -7.3485e-19 | 0 | -197.8033 |  | -748.1944 | #DIV/0! | #DIV/0! | 50.5 | 1 | #DIV/0! | 1 | #DIV/0! | #DIV/0! |  |  | 1
0 | 0 | 0 | 0 |  | 1 | 15:51 | 2420 |  | 703.239 | -198.194 | -198.194 | 6.4404e-17 | 2.4951e-17 | -6.6137e-19 | 0 | -198.194 |  | -748.585 | #DIV/0! | #DIV/0! | 50.5 | 1 | #DIV/0! | 1 | #DIV/0! | #DIV/0! |  |  | 1
0 | 0 | 0 | 0 |  | 1 | 15:51 | 2424 |  | 703.6297 | -198.5847 | -198.5847 | 5.7964e-17 | 2.2456e-17 | -5.9523e-19 | 0 | -198.5847 |  | -748.9757 | #DIV/0! | #DIV/0! | 50.5 | 1 | #DIV/0! | 1 | #DIV/0! | #DIV/0! |  |  | 1
0 | 0 | 0 | 0 |  | 1 | 15:51 | 2428 |  | 704.0203 | -198.9753 | -198.9753 | 5.2167e-17 | 2.0211e-17 | -5.3571e-19 | 0 | -198.9753 |  | -749.3664 | #DIV/0! | #DIV/0! | 50.5 | 1 | #DIV/0! | 1 | #DIV/0! | #DIV/0! |  |  | 1
0 | 0 | 0 | 0 |  | 1 | 15:51 | 2432 |  | 704.411 | -199.366 | -199.366 | 4.6951e-17 | 1.819e-17 | -4.8214e-19 | 0 | -199.366 |  | -749.757 | #DIV/0! | #DIV/0! | 50.5 | 1 | #DIV/0! | 1 | #DIV/0! | #DIV/0! |  |  | 1
0 | 0 | 0 | 0 |  | 1 | 15:51 | 2436 |  | 704.8017 | -199.7567 | -199.7567 | 4.2255e-17 | 1.6371e-17 | -4.3392e-19 | 0 | -199.7567 |  | -750.1477 | #DIV/0! | #DIV/0! | 50.5 | 1 | #DIV/0! | 1 | #DIV/0! | #DIV/0! |  |  | 1
0 | 0 | 0 | 0 |  | 1 | 15:51 | 2440 |  | 705.1923 | -200.1473 | -200.1473 | 3.803e-17 | 1.4734e-17 | -3.9053e-19 | 0 | -200.1473 |  | -750.5384 | #DIV/0! | #DIV/0! | 50.5 | 1 | #DIV/0! | 1 | #DIV/0! | #DIV/0! |  |  | 1
0 | 0 | 0 | 0 |  | 1 | 15:52 | 2444 |  | 705.583 | -200.538 | -200.538 | 3.4227e-17 | 1.326e-17 | -3.5148e-19 | 0 | -200.538 |  | -750.929 | #DIV/0! | #DIV/0! | 50.5 | 1 | #DIV/0! | 1 | #DIV/0! | #DIV/0! |  |  | 1
0 | 0 | 0 | 0 |  | 1 | 15:52 | 2448 |  | 705.9737 | -200.9287 | -200.9287 | 3.0804e-17 | 1.1934e-17 | -3.1633e-19 | 0 | -200.9287 |  | -751.3197 | #DIV/0! | #DIV/0! | 50.5 | 1 | #DIV/0! | 1 | #DIV/0! | #DIV/0! |  |  | 1
0 | 0 | 0 | 0 |  | 1 | 15:52 | 2452 |  | 706.3643 | -201.3193 | -201.3193 | 2.7724e-17 | 1.0741e-17 | -2.847e-19 | 0 | -201.3193 |  | -751.7104 | #DIV/0! | #DIV/0! | 50.5 | 1 | #DIV/0! | 1 | #DIV/0! | #DIV/0! |  |  | 1
0 | 0 | 0 | 0 |  | 1 | 15:52 | 2456 |  | 706.755 | -201.71 | -201.71 | 2.4951e-17 | 9.6667e-18 | -2.5623e-19 | 0 | -201.71 |  | -752.101 | #DIV/0! | #DIV/0! | 50.5 | 1 | #DIV/0! | 1 | #DIV/0! | #DIV/0! |  |  | 1
0 | 0 | 0 | 0 |  | 1 | 15:52 | 2460 |  | 707.1457 | -202.1007 | -202.1007 | 2.2456e-17 | 8.7e-18 | -2.306e-19 | 0 | -202.1007 |  | -752.4917 | #DIV/0! | #DIV/0! | 50.5 | 1 | #DIV/0! | 1 | #DIV/0! | #DIV/0! |  |  | 1
0 | 0 | 0 | 0 |  | 1 | 15:52 | 2464 |  | 707.5363 | -202.4913 | -202.4913 | 2.0211e-17 | 7.83e-18 | -2.0754e-19 | 0 | -202.4913 |  | -752.8824 | #DIV/0! | #DIV/0! | 50.5 | 1 | #DIV/0! | 1 | #DIV/0! | #DIV/0! |  |  | 1
0 | 0 | 0 | 0 |  | 1 | 15:52 | 2468 |  | 707.927 | -202.882 | -202.882 | 1.819e-17 | 7.047e-18 | -1.8679e-19 | 0 | -202.882 |  | -753.273 | #DIV/0! | #DIV/0! | 50.5 | 1 | #DIV/0! | 1 | #DIV/0! | #DIV/0! |  |  | 1
0 | 0 | 0 | 0 |  | 1 | 15:52 | 2472 |  | 708.3177 | -203.2727 | -203.2727 | 1.6371e-17 | 6.3423e-18 | -1.6811e-19 | 0 | -203.2727 |  | -753.6637 | #DIV/0! | #DIV/0! | 50.5 | 1 | #DIV/0! | 1 | #DIV/0! | #DIV/0! |  |  | 1
0 | 0 | 0 | 0 |  | 1 | 15:52 | 2476 |  | 708.7083 | -203.6633 | -203.6633 | 1.4734e-17 | 5.7081e-18 | -1.513e-19 | 0 | -203.6633 |  | -754.0544 | #DIV/0! | #DIV/0! | 50.5 | 1 | #DIV/0! | 1 | #DIV/0! | #DIV/0! |  |  | 1
0 | 0 | 0 | 0 |  | 1 | 15:52 | 2480 |  | 709.099 | -204.054 | -204.054 | 1.326e-17 | 5.1373e-18 | -1.3617e-19 | 0 | -204.054 |  | -754.445 | #DIV/0! | #DIV/0! | 50.5 | 1 | #DIV/0! | 1 | #DIV/0! | #DIV/0! |  |  | 1
0 | 0 | 0 | 0 |  | 1 | 15:52 | 2484 |  | 709.4897 | -204.4447 | -204.4447 | 1.1934e-17 | 4.6236e-18 | -1.2255e-19 | 0 | -204.4447 |  | -754.8357 | #DIV/0! | #DIV/0! | 50.5 | 1 | #DIV/0! | 1 | #DIV/0! | #DIV/0! |  |  | 1
0 | 0 | 0 | 0 |  | 1 | 15:52 | 2488 |  | 709.8803 | -204.8353 | -204.8353 | 1.0741e-17 | 4.1612e-18 | -1.103e-19 | 0 | -204.8353 |  | -755.2264 | #DIV/0! | #DIV/0! | 50.5 | 1 | #DIV/0! | 1 | #DIV/0! | #DIV/0! |  |  | 1
0 | 0 | 0 | 0 |  | 1 | 15:52 | 2492 |  | 710.271 | -205.226 | -205.226 | 9.6667e-18 | 3.7451e-18 | -9.9268e-20 | 0 | -205.226 |  | -755.617 | #DIV/0! | #DIV/0! | 50.5 | 1 | #DIV/0! | 1 | #DIV/0! | #DIV/0! |  |  | 1
0 | 0 | 0 | 0 |  | 1 | 15:52 | 2496 |  | 710.6617 | -205.6167 | -205.6167 | 8.7e-18 | 3.3706e-18 | -8.9341e-20 | 0 | -205.6167 |  | -756.0077 | #DIV/0! | #DIV/0! | 50.5 | 1 | #DIV/0! | 1 | #DIV/0! | #DIV/0! |  |  | 1
0 | 0 | 0 | 0 |  | 1 | 15:52 | 2500 |  | 711.0523 | -206.0073 | -206.0073 | 7.83e-18 | 3.0335e-18 | -8.0407e-20 | 0 | -206.0073 |  | -756.3984 | #DIV/0! | #DIV/0! | 50.5 | 1 | #DIV/0! | 1 | #DIV/0! | #DIV/0! |  |  | 1
0 | 0 | 0 | 0 |  | 1 | 15:53 | 2504 |  | 711.443 | -206.398 | -206.398 | 7.047e-18 | 2.7302e-18 | -7.2366e-20 | 0 | -206.398 |  | -756.789 | #DIV/0! | #DIV/0! | 50.5 | 1 | #DIV/0! | 1 | #DIV/0! | #DIV/0! |  |  | 1
0 | 0 | 0 | 0 |  | 1 | 15:53 | 2508 |  | 711.8337 | -206.7887 | -206.7887 | 6.3423e-18 | 2.4571e-18 | -6.5129e-20 | 0 | -206.7887 |  | -757.1797 | #DIV/0! | #DIV/0! | 50.5 | 1 | #DIV/0! | 1 | #DIV/0! | #DIV/0! |  |  | 1
0 | 0 | 0 | 0 |  | 1 | 15:53 | 2512 |  | 712.2243 | -207.1793 | -207.1793 | 5.7081e-18 | 2.2114e-18 | -5.8617e-20 | 0 | -207.1793 |  | -757.5704 | #DIV/0! | #DIV/0! | 50.5 | 1 | #DIV/0! | 1 | #DIV/0! | #DIV/0! |  |  | 1
0 | 0 | 0 | 0 |  | 1 | 15:53 | 2516 |  | 712.615 | -207.57 | -207.57 | 5.1373e-18 | 1.9903e-18 | -5.2755e-20 | 0 | -207.57 |  | -757.961 | #DIV/0! | #DIV/0! | 50.5 | 1 | #DIV/0! | 1 | #DIV/0! | #DIV/0! |  |  | 1
0 | 0 | 0 | 0 |  | 1 | 15:53 | 2520 |  | 713.0057 | -207.9607 | -207.9607 | 4.6236e-18 | 1.7913e-18 | -4.7479e-20 | 0 | -207.9607 |  | -758.3517 | #DIV/0! | #DIV/0! | 50.5 | 1 | #DIV/0! | 1 | #DIV/0! | #DIV/0! |  |  | 1
0 | 0 | 0 | 0 |  | 1 | 15:53 | 2524 |  | 713.3963 | -208.3513 | -208.3513 | 4.1612e-18 | 1.6121e-18 | -4.2731e-20 | 0 | -208.3513 |  | -758.7424 | #DIV/0! | #DIV/0! | 50.5 | 1 | #DIV/0! | 1 | #DIV/0! | #DIV/0! |  |  | 1
0 | 0 | 0 | 0 |  | 1 | 15:53 | 2528 |  | 713.787 | -208.742 | -208.742 | 3.7451e-18 | 1.4509e-18 | -3.8458e-20 | 0 | -208.742 |  | -759.133 | #DIV/0! | #DIV/0! | 50.5 | 1 | #DIV/0! | 1 | #DIV/0! | #DIV/0! |  |  | 1
0 | 0 | 0 | 0 |  | 1 | 15:53 | 2532 |  | 714.1777 | -209.1327 | -209.1327 | 3.3706e-18 | 1.3058e-18 | -3.4612e-20 | 0 | -209.1327 |  | -759.5237 | #DIV/0! | #DIV/0! | 50.5 | 1 | #DIV/0! | 1 | #DIV/0! | #DIV/0! |  |  | 1
0 | 0 | 0 | 0 |  | 1 | 15:53 | 2536 |  | 714.5683 | -209.5233 | -209.5233 | 3.0335e-18 | 1.1752e-18 | -3.1151e-20 | 0 | -209.5233 |  | -759.9144 | #DIV/0! | #DIV/0! | 50.5 | 1 | #DIV/0! | 1 | #DIV/0! | #DIV/0! |  |  | 1
0 | 0 | 0 | 0 |  | 1 | 15:53 | 2540 |  | 714.959 | -209.914 | -209.914 | 2.7302e-18 | 1.0577e-18 | -2.8036e-20 | 0 | -209.914 |  | -760.305 | #DIV/0! | #DIV/0! | 50.5 | 1 | #DIV/0! | 1 | #DIV/0! | #DIV/0! |  |  | 1
0 | 0 | 0 | 0 |  | 1 | 15:53 | 2544 |  | 715.3497 | -210.3047 | -210.3047 | 2.4571e-18 | 9.5195e-19 | -2.5232e-20 | 0 | -210.3047 |  | -760.6957 | #DIV/0! | #DIV/0! | 50.5 | 1 | #DIV/0! | 1 | #DIV/0! | #DIV/0! |  |  | 1
0 | 0 | 0 | 0 |  | 1 | 15:53 | 2548 |  | 715.7403 | -210.6953 | -210.6953 | 2.2114e-18 | 8.5675e-19 | -2.2709e-20 | 0 | -210.6953 |  | -761.0864 | #DIV/0! | #DIV/0! | 50.5 | 1 | #DIV/0! | 1 | #DIV/0! | #DIV/0! |  |  | 1
0 | 0 | 0 | 0 |  | 1 | 15:53 | 2552 |  | 716.131 | -211.086 | -211.086 | 1.9903e-18 | 7.7108e-19 | -2.0438e-20 | 0 | -211.086 |  | -761.477 | #DIV/0! | #DIV/0! | 50.5 | 1 | #DIV/0! | 1 | #DIV/0! | #DIV/0! |  |  | 1
0 | 0 | 0 | 0 |  | 1 | 15:53 | 2556 |  | 716.5217 | -211.4767 | -211.4767 | 1.7913e-18 | 6.9397e-19 | -1.8394e-20 | 0 | -211.4767 |  | -761.8677 | #DIV/0! | #DIV/0! | 50.5 | 1 | #DIV/0! | 1 | #DIV/0! | #DIV/0! |  |  | 1
0 | 0 | 0 | 0 |  | 1 | 15:53 | 2560 |  | 716.9123 | -211.8673 | -211.8673 | 1.6121e-18 | 6.2457e-19 | -1.6555e-20 | 0 | -211.8673 |  | -762.2584 | #DIV/0! | #DIV/0! | 50.5 | 1 | #DIV/0! | 1 | #DIV/0! | #DIV/0! |  |  | 1
0 | 0 | 0 | 0 |  | 1 | 15:54 | 2564 |  | 717.303 | -212.258 | -212.258 | 1.4509e-18 | 5.6212e-19 | -1.49e-20 | 0 | -212.258 |  | -762.649 | #DIV/0! | #DIV/0! | 50.5 | 1 | #DIV/0! | 1 | #DIV/0! | #DIV/0! |  |  | 1
0 | 0 | 0 | 0 |  | 1 | 15:54 | 2568 |  | 717.6937 | -212.6487 | -212.6487 | 1.3058e-18 | 5.059e-19 | -1.341e-20 | 0 | -212.6487 |  | -763.0397 | #DIV/0! | #DIV/0! | 50.5 | 1 | #DIV/0! | 1 | #DIV/0! | #DIV/0! |  |  | 1
0 | 0 | 0 | 0 |  | 1 | 15:54 | 2572 |  | 718.0843 | -213.0393 | -213.0393 | 1.1752e-18 | 4.5531e-19 | -1.2069e-20 | 0 | -213.0393 |  | -763.4304 | #DIV/0! | #DIV/0! | 50.5 | 1 | #DIV/0! | 1 | #DIV/0! | #DIV/0! |  |  | 1
0 | 0 | 0 | 0 |  | 1 | 15:54 | 2576 |  | 718.475 | -213.43 | -213.43 | 1.0577e-18 | 4.0978e-19 | -1.0862e-20 | 0 | -213.43 |  | -763.821 | #DIV/0! | #DIV/0! | 50.5 | 1 | #DIV/0! | 1 | #DIV/0! | #DIV/0! |  |  | 1
0 | 0 | 0 | 0 |  | 1 | 15:54 | 2580 |  | 718.8657 | -213.8207 | -213.8207 | 9.5195e-19 | 3.688e-19 | -9.7756e-21 | 0 | -213.8207 |  | -764.2117 | #DIV/0! | #DIV/0! | 50.5 | 1 | #DIV/0! | 1 | #DIV/0! | #DIV/0! |  |  | 1
0 | 0 | 0 | 0 |  | 1 | 15:54 | 2584 |  | 719.2563 | -214.2113 | -214.2113 | 8.5675e-19 | 3.3192e-19 | -8.798e-21 | 0 | -214.2113 |  | -764.6024 | #DIV/0! | #DIV/0! | 50.5 | 1 | #DIV/0! | 1 | #DIV/0! | #DIV/0! |  |  | 1
0 | 0 | 0 | 0 |  | 1 | 15:54 | 2588 |  | 719.647 | -214.602 | -214.602 | 7.7108e-19 | 2.9873e-19 | -7.9182e-21 | 0 | -214.602 |  | -764.993 | #DIV/0! | #DIV/0! | 50.5 | 1 | #DIV/0! | 1 | #DIV/0! | #DIV/0! |  |  | 1
0 | 0 | 0 | 0 |  | 1 | 15:54 | 2592 |  | 720.0377 | -214.9927 | -214.9927 | 6.9397e-19 | 2.6886e-19 | -7.1264e-21 | 0 | -214.9927 |  | -765.3837 | #DIV/0! | #DIV/0! | 50.5 | 1 | #DIV/0! | 1 | #DIV/0! | #DIV/0! |  |  | 1
0 | 0 | 0 | 0 |  | 1 | 15:54 | 2596 |  | 720.4283 | -215.3833 | -215.3833 | 6.2457e-19 | 2.4197e-19 | -6.4138e-21 | 0 | -215.3833 |  | -765.7744 | #DIV/0! | #DIV/0! | 50.5 | 1 | #DIV/0! | 1 | #DIV/0! | #DIV/0! |  |  | 1
0 | 0 | 0 | 0 |  | 1 | 15:54 | 2600 |  | 720.819 | -215.774 | -215.774 | 5.6212e-19 | 2.1778e-19 | -5.7724e-21 | 0 | -215.774 |  | -766.165 | #DIV/0! | #DIV/0! | 50.5 | 1 | #DIV/0! | 1 | #DIV/0! | #DIV/0! |  |  | 1
0 | 0 | 0 | 0 |  | 1 | 15:54 | 2604 |  | 721.2097 | -216.1647 | -216.1647 | 5.059e-19 | 1.96e-19 | -5.1951e-21 | 0 | -216.1647 |  | -766.5557 | #DIV/0! | #DIV/0! | 50.5 | 1 | #DIV/0! | 1 | #DIV/0! | #DIV/0! |  |  | 1
0 | 0 | 0 | 0 |  | 1 | 15:54 | 2608 |  | 721.6003 | -216.5553 | -216.5553 | 4.5531e-19 | 1.764e-19 | -4.6756e-21 | 0 | -216.5553 |  | -766.9464 | #DIV/0! | #DIV/0! | 50.5 | 1 | #DIV/0! | 1 | #DIV/0! | #DIV/0! |  |  | 1
0 | 0 | 0 | 0 |  | 1 | 15:54 | 2612 |  | 721.991 | -216.946 | -216.946 | 4.0978e-19 | 1.5876e-19 | -4.2081e-21 | 0 | -216.946 |  | -767.337 | #DIV/0! | #DIV/0! | 50.5 | 1 | #DIV/0! | 1 | #DIV/0! | #DIV/0! |  |  | 1
0 | 0 | 0 | 0 |  | 1 | 15:54 | 2616 |  | 722.3817 | -217.3367 | -217.3367 | 3.688e-19 | 1.4288e-19 | -3.7873e-21 | 0 | -217.3367 |  | -767.7277 | #DIV/0! | #DIV/0! | 50.5 | 1 | #DIV/0! | 1 | #DIV/0! | #DIV/0! |  |  | 1
0 | 0 | 0 | 0 |  | 1 | 15:54 | 2620 |  | 722.7723 | -217.7273 | -217.7273 | 3.3192e-19 | 1.2859e-19 | -3.4085e-21 | 0 | -217.7273 |  | -768.1184 | #DIV/0! | #DIV/0! | 50.5 | 1 | #DIV/0! | 1 | #DIV/0! | #DIV/0! |  |  | 1
0 | 0 | 0 | 0 |  | 1 | 15:55 | 2624 |  | 723.163 | -218.118 | -218.118 | 2.9873e-19 | 1.1573e-19 | -3.0677e-21 | 0 | -218.118 |  | -768.509 | #DIV/0! | #DIV/0! | 50.5 | 1 | #DIV/0! | 1 | #DIV/0! | #DIV/0! |  |  | 1
0 | 0 | 0 | 0 |  | 1 | 15:55 | 2628 |  | 723.5537 | -218.5087 | -218.5087 | 2.6886e-19 | 1.0416e-19 | -2.7609e-21 | 0 | -218.5087 |  | -768.8997 | #DIV/0! | #DIV/0! | 50.5 | 1 | #DIV/0! | 1 | #DIV/0! | #DIV/0! |  |  | 1
0 | 0 | 0 | 0 |  | 1 | 15:55 | 2632 |  | 723.9443 | -218.8993 | -218.8993 | 2.4197e-19 | 9.3745e-20 | -2.4848e-21 | 0 | -218.8993 |  | -769.2904 | #DIV/0! | #DIV/0! | 50.5 | 1 | #DIV/0! | 1 | #DIV/0! | #DIV/0! |  |  | 1
0 | 0 | 0 | 0 |  | 1 | 15:55 | 2636 |  | 724.335 | -219.29 | -219.29 | 2.1778e-19 | 8.4371e-20 | -2.2363e-21 | 0 | -219.29 |  | -769.681 | #DIV/0! | #DIV/0! | 50.5 | 1 | #DIV/0! | 1 | #DIV/0! | #DIV/0! |  |  | 1
0 | 0 | 0 | 0 |  | 1 | 15:55 | 2640 |  | 724.7257 | -219.6807 | -219.6807 | 1.96e-19 | 7.5934e-20 | -2.0127e-21 | 0 | -219.6807 |  | -770.0717 | #DIV/0! | #DIV/0! | 50.5 | 1 | #DIV/0! | 1 | #DIV/0! | #DIV/0! |  |  | 1
0 | 0 | 0 | 0 |  | 1 | 15:55 | 2644 |  | 725.1163 | -220.0713 | -220.0713 | 1.764e-19 | 6.834e-20 | -1.8114e-21 | 0 | -220.0713 |  | -770.4624 | #DIV/0! | #DIV/0! | 50.5 | 1 | #DIV/0! | 1 | #DIV/0! | #DIV/0! |  |  | 1
0 | 0 | 0 | 0 |  | 1 | 15:55 | 2648 |  | 725.507 | -220.462 | -220.462 | 1.5876e-19 | 6.1506e-20 | -1.6303e-21 | 0 | -220.462 |  | -770.853 | #DIV/0! | #DIV/0! | 50.5 | 1 | #DIV/0! | 1 | #DIV/0! | #DIV/0! |  |  | 1
0 | 0 | 0 | 0 |  | 1 | 15:55 | 2652 |  | 725.8977 | -220.8527 | -220.8527 | 1.4288e-19 | 5.5356e-20 | -1.4673e-21 | 0 | -220.8527 |  | -771.2437 | #DIV/0! | #DIV/0! | 50.5 | 1 | #DIV/0! | 1 | #DIV/0! | #DIV/0! |  |  | 1
0 | 0 | 0 | 0 |  | 1 | 15:55 | 2656 |  | 726.2883 | -221.2433 | -221.2433 | 1.2859e-19 | 4.982e-20 | -1.3205e-21 | 0 | -221.2433 |  | -771.6344 | #DIV/0! | #DIV/0! | 50.5 | 1 | #DIV/0! | 1 | #DIV/0! | #DIV/0! |  |  | 1
0 | 0 | 0 | 0 |  | 1 | 15:55 | 2660 |  | 726.679 | -221.634 | -221.634 | 1.1573e-19 | 4.4838e-20 | -1.1885e-21 | 0 | -221.634 |  | -772.025 | #DIV/0! | #DIV/0! | 50.5 | 1 | #DIV/0! | 1 | #DIV/0! | #DIV/0! |  |  | 1
0 | 0 | 0 | 0 |  | 1 | 15:55 | 2664 |  | 727.0697 | -222.0247 | -222.0247 | 1.0416e-19 | 4.0354e-20 | -1.0696e-21 | 0 | -222.0247 |  | -772.4157 | #DIV/0! | #DIV/0! | 50.5 | 1 | #DIV/0! | 1 | #DIV/0! | #DIV/0! |  |  | 1
0 | 0 | 0 | 0 |  | 1 | 15:55 | 2668 |  | 727.4603 | -222.4153 | -222.4153 | 9.3745e-20 | 3.6319e-20 | -9.6267e-22 | 0 | -222.4153 |  | -772.8064 | #DIV/0! | #DIV/0! | 50.5 | 1 | #DIV/0! | 1 | #DIV/0! | #DIV/0! |  |  | 1
0 | 0 | 0 | 0 |  | 1 | 15:55 | 2672 |  | 727.851 | -222.806 | -222.806 | 8.4371e-20 | 3.2687e-20 | -8.664e-22 | 0 | -222.806 |  | -773.197 | #DIV/0! | #DIV/0! | 50.5 | 1 | #DIV/0! | 1 | #DIV/0! | #DIV/0! |  |  | 1
0 | 0 | 0 | 0 |  | 1 | 15:55 | 2676 |  | 728.2417 | -223.1967 | -223.1967 | 7.5934e-20 | 2.9418e-20 | -7.7976e-22 | 0 | -223.1967 |  | -773.5877 | #DIV/0! | #DIV/0! | 50.5 | 1 | #DIV/0! | 1 | #DIV/0! | #DIV/0! |  |  | 1
0 | 0 | 0 | 0 |  | 1 | 15:55 | 2680 |  | 728.6323 | -223.5873 | -223.5873 | 6.834e-20 | 2.6476e-20 | -7.0179e-22 | 0 | -223.5873 |  | -773.9784 | #DIV/0! | #DIV/0! | 50.5 | 1 | #DIV/0! | 1 | #DIV/0! | #DIV/0! |  |  | 1
0 | 0 | 0 | 0 |  | 1 | 15:56 | 2684 |  | 729.023 | -223.978 | -223.978 | 6.1506e-20 | 2.3829e-20 | -6.3161e-22 | 0 | -223.978 |  | -774.369 | #DIV/0! | #DIV/0! | 50.5 | 1 | #DIV/0! | 1 | #DIV/0! | #DIV/0! |  |  | 1
0 | 0 | 0 | 0 |  | 1 | 15:56 | 2688 |  | 729.4137 | -224.3687 | -224.3687 | 5.5356e-20 | 2.1446e-20 | -5.6845e-22 | 0 | -224.3687 |  | -774.7597 | #DIV/0! | #DIV/0! | 50.5 | 1 | #DIV/0! | 1 | #DIV/0! | #DIV/0! |  |  | 1
0 | 0 | 0 | 0 |  | 1 | 15:56 | 2692 |  | 729.8043 | -224.7593 | -224.7593 | 4.982e-20 | 1.9301e-20 | -5.116e-22 | 0 | -224.7593 |  | -775.1504 | #DIV/0! | #DIV/0! | 50.5 | 1 | #DIV/0! | 1 | #DIV/0! | #DIV/0! |  |  | 1
0 | 0 | 0 | 0 |  | 1 | 15:56 | 2696 |  | 730.195 | -225.15 | -225.15 | 4.4838e-20 | 1.7371e-20 | -4.6044e-22 | 0 | -225.15 |  | -775.541 | #DIV/0! | #DIV/0! | 50.5 | 1 | #DIV/0! | 1 | #DIV/0! | #DIV/0! |  |  | 1
0 | 0 | 0 | 0 |  | 1 | 15:56 | 2700 |  | 730.5857 | -225.5407 | -225.5407 | 4.0354e-20 | 1.5634e-20 | -4.144e-22 | 0 | -225.5407 |  | -775.9317 | #DIV/0! | #DIV/0! | 50.5 | 1 | #DIV/0! | 1 | #DIV/0! | #DIV/0! |  |  | 1
0 | 0 | 0 | 0 |  | 1 | 15:56 | 2704 |  | 730.9763 | -225.9313 | -225.9313 | 3.6319e-20 | 1.4071e-20 | -3.7296e-22 | 0 | -225.9313 |  | -776.3224 | #DIV/0! | #DIV/0! | 50.5 | 1 | #DIV/0! | 1 | #DIV/0! | #DIV/0! |  |  | 1
0 | 0 | 0 | 0 |  | 1 | 15:56 | 2708 |  | 731.367 | -226.322 | -226.322 | 3.2687e-20 | 1.2664e-20 | -3.3566e-22 | 0 | -226.322 |  | -776.713 | #DIV/0! | #DIV/0! | 50.5 | 1 | #DIV/0! | 1 | #DIV/0! | #DIV/0! |  |  | 1
0 | 0 | 0 | 0 |  | 1 | 15:56 | 2712 |  | 731.7577 | -226.7127 | -226.7127 | 2.9418e-20 | 1.1397e-20 | -3.021e-22 | 0 | -226.7127 |  | -777.1037 | #DIV/0! | #DIV/0! | 50.5 | 1 | #DIV/0! | 1 | #DIV/0! | #DIV/0! |  |  | 1
0 | 0 | 0 | 0 |  | 1 | 15:56 | 2716 |  | 732.1483 | -227.1033 | -227.1033 | 2.6476e-20 | 1.0257e-20 | -2.7189e-22 | 0 | -227.1033 |  | -777.4944 | #DIV/0! | #DIV/0! | 50.5 | 1 | #DIV/0! | 1 | #DIV/0! | #DIV/0! |  |  | 1
0 | 0 | 0 | 0 |  | 1 | 15:56 | 2720 |  | 732.539 | -227.494 | -227.494 | 2.3829e-20 | 9.2317e-21 | -2.447e-22 | 0 | -227.494 |  | -777.885 | #DIV/0! | #DIV/0! | 50.5 | 1 | #DIV/0! | 1 | #DIV/0! | #DIV/0! |  |  | 1
0 | 0 | 0 | 0 |  | 1 | 15:56 | 2724 |  | 732.9297 | -227.8847 | -227.8847 | 2.1446e-20 | 8.3086e-21 | -2.2023e-22 | 0 | -227.8847 |  | -778.2757 | #DIV/0! | #DIV/0! | 50.5 | 1 | #DIV/0! | 1 | #DIV/0! | #DIV/0! |  |  | 1
0 | 0 | 0 | 0 |  | 1 | 15:56 | 2728 |  | 733.3203 | -228.2753 | -228.2753 | 1.9301e-20 | 7.4777e-21 | -1.9821e-22 | 0 | -228.2753 |  | -778.6664 | #DIV/0! | #DIV/0! | 50.5 | 1 | #DIV/0! | 1 | #DIV/0! | #DIV/0! |  |  | 1
0 | 0 | 0 | 0 |  | 1 | 15:56 | 2732 |  | 733.711 | -228.666 | -228.666 | 1.7371e-20 | 6.7299e-21 | -1.7838e-22 | 0 | -228.666 |  | -779.057 | #DIV/0! | #DIV/0! | 50.5 | 1 | #DIV/0! | 1 | #DIV/0! | #DIV/0! |  |  | 1
0 | 0 | 0 | 0 |  | 1 | 15:56 | 2736 |  | 734.1017 | -229.0567 | -229.0567 | 1.5634e-20 | 6.0569e-21 | -1.6055e-22 | 0 | -229.0567 |  | -779.4477 | #DIV/0! | #DIV/0! | 50.5 | 1 | #DIV/0! | 1 | #DIV/0! | #DIV/0! |  |  | 1
0 | 0 | 0 | 0 |  | 1 | 15:56 | 2740 |  | 734.4923 | -229.4473 | -229.4473 | 1.4071e-20 | 5.4513e-21 | -1.4449e-22 | 0 | -229.4473 |  | -779.8384 | #DIV/0! | #DIV/0! | 50.5 | 1 | #DIV/0! | 1 | #DIV/0! | #DIV/0! |  |  | 1
0 | 0 | 0 | 0 |  | 1 | 15:57 | 2744 |  | 734.883 | -229.838 | -229.838 | 1.2664e-20 | 4.9061e-21 | -1.3004e-22 | 0 | -229.838 |  | -780.229 | #DIV/0! | #DIV/0! | 50.5 | 1 | #DIV/0! | 1 | #DIV/0! | #DIV/0! |  |  | 1
0 | 0 | 0 | 0 |  | 1 | 15:57 | 2748 |  | 735.2737 | -230.2287 | -230.2287 | 1.1397e-20 | 4.4155e-21 | -1.1704e-22 | 0 | -230.2287 |  | -780.6197 | #DIV/0! | #DIV/0! | 50.5 | 1 | #DIV/0! | 1 | #DIV/0! | #DIV/0! |  |  | 1
0 | 0 | 0 | 0 |  | 1 | 15:57 | 2752 |  | 735.6643 | -230.6193 | -230.6193 | 1.0257e-20 | 3.974e-21 | -1.0533e-22 | 0 | -230.6193 |  | -781.0104 | #DIV/0! | #DIV/0! | 50.5 | 1 | #DIV/0! | 1 | #DIV/0! | #DIV/0! |  |  | 1
0 | 0 | 0 | 0 |  | 1 | 15:57 | 2756 |  | 736.055 | -231.01 | -231.01 | 9.2317e-21 | 3.5766e-21 | -9.4801e-23 | 0 | -231.01 |  | -781.401 | #DIV/0! | #DIV/0! | 50.5 | 1 | #DIV/0! | 1 | #DIV/0! | #DIV/0! |  |  | 1
0 | 0 | 0 | 0 |  | 1 | 15:57 | 2760 |  | 736.4457 | -231.4007 | -231.4007 | 8.3086e-21 | 3.2189e-21 | -8.5321e-23 | 0 | -231.4007 |  | -781.7917 | #DIV/0! | #DIV/0! | 50.5 | 1 | #DIV/0! | 1 | #DIV/0! | #DIV/0! |  |  | 1
0 | 0 | 0 | 0 |  | 1 | 15:57 | 2764 |  | 736.8363 | -231.7913 | -231.7913 | 7.4777e-21 | 2.897e-21 | -7.6789e-23 | 0 | -231.7913 |  | -782.1824 | #DIV/0! | #DIV/0! | 50.5 | 1 | #DIV/0! | 1 | #DIV/0! | #DIV/0! |  |  | 1
0 | 0 | 0 | 0 |  | 1 | 15:57 | 2768 |  | 737.227 | -232.182 | -232.182 | 6.7299e-21 | 2.6073e-21 | -6.911e-23 | 0 | -232.182 |  | -782.573 | #DIV/0! | #DIV/0! | 50.5 | 1 | #DIV/0! | 1 | #DIV/0! | #DIV/0! |  |  | 1
0 | 0 | 0 | 0 |  | 1 | 15:57 | 2772 |  | 737.6177 | -232.5727 | -232.5727 | 6.0569e-21 | 2.3466e-21 | -6.2199e-23 | 0 | -232.5727 |  | -782.9637 | #DIV/0! | #DIV/0! | 50.5 | 1 | #DIV/0! | 1 | #DIV/0! | #DIV/0! |  |  | 1
0 | 0 | 0 | 0 |  | 1 | 15:57 | 2776 |  | 738.0083 | -232.9633 | -232.9633 | 5.4513e-21 | 2.1119e-21 | -5.5979e-23 | 0 | -232.9633 |  | -783.3544 | #DIV/0! | #DIV/0! | 50.5 | 1 | #DIV/0! | 1 | #DIV/0! | #DIV/0! |  |  | 1
0 | 0 | 0 | 0 |  | 1 | 15:57 | 2780 |  | 738.399 | -233.354 | -233.354 | 4.9061e-21 | 1.9007e-21 | -5.0381e-23 | 0 | -233.354 |  | -783.745 | #DIV/0! | #DIV/0! | 50.5 | 1 | #DIV/0! | 1 | #DIV/0! | #DIV/0! |  |  | 1
0 | 0 | 0 | 0 |  | 1 | 15:57 | 2784 |  | 738.7897 | -233.7447 | -233.7447 | 4.4155e-21 | 1.7107e-21 | -4.5343e-23 | 0 | -233.7447 |  | -784.1357 | #DIV/0! | #DIV/0! | 50.5 | 1 | #DIV/0! | 1 | #DIV/0! | #DIV/0! |  |  | 1
0 | 0 | 0 | 0 |  | 1 | 15:57 | 2788 |  | 739.1803 | -234.1353 | -234.1353 | 3.974e-21 | 1.5396e-21 | -4.0809e-23 | 0 | -234.1353 |  | -784.5264 | #DIV/0! | #DIV/0! | 50.5 | 1 | #DIV/0! | 1 | #DIV/0! | #DIV/0! |  |  | 1
0 | 0 | 0 | 0 |  | 1 | 15:57 | 2792 |  | 739.571 | -234.526 | -234.526 | 3.5766e-21 | 1.3856e-21 | -3.6728e-23 | 0 | -234.526 |  | -784.917 | #DIV/0! | #DIV/0! | 50.5 | 1 | #DIV/0! | 1 | #DIV/0! | #DIV/0! |  |  | 1
0 | 0 | 0 | 0 |  | 1 | 15:57 | 2796 |  | 739.9617 | -234.9167 | -234.9167 | 3.2189e-21 | 1.2471e-21 | -3.3055e-23 | 0 | -234.9167 |  | -785.3077 | #DIV/0! | #DIV/0! | 50.5 | 1 | #DIV/0! | 1 | #DIV/0! | #DIV/0! |  |  | 1
0 | 0 | 0 | 0 |  | 1 | 15:57 | 2800 |  | 740.3523 | -235.3073 | -235.3073 | 2.897e-21 | 1.1224e-21 | -2.975e-23 | 0 | -235.3073 |  | -785.6984 | #DIV/0! | #DIV/0! | 50.5 | 1 | #DIV/0! | 1 | #DIV/0! | #DIV/0! |  |  | 1
0 | 0 | 0 | 0 |  | 1 | 15:58 | 2804 |  | 740.743 | -235.698 | -235.698 | 2.6073e-21 | 1.0101e-21 | -2.6775e-23 | 0 | -235.698 |  | -786.089 | #DIV/0! | #DIV/0! | 50.5 | 1 | #DIV/0! | 1 | #DIV/0! | #DIV/0! |  |  | 1
0 | 0 | 0 | 0 |  | 1 | 15:58 | 2808 |  | 741.1337 | -236.0887 | -236.0887 | 2.3466e-21 | 9.0912e-22 | -2.4097e-23 | 0 | -236.0887 |  | -786.4797 | #DIV/0! | #DIV/0! | 50.5 | 1 | #DIV/0! | 1 | #DIV/0! | #DIV/0! |  |  | 1
0 | 0 | 0 | 0 |  | 1 | 15:58 | 2812 |  | 741.5243 | -236.4793 | -236.4793 | 2.1119e-21 | 8.182e-22 | -2.1687e-23 | 0 | -236.4793 |  | -786.8704 | #DIV/0! | #DIV/0! | 50.5 | 1 | #DIV/0! | 1 | #DIV/0! | #DIV/0! |  |  | 1
0 | 0 | 0 | 0 |  | 1 | 15:58 | 2816 |  | 741.915 | -236.87 | -236.87 | 1.9007e-21 | 7.3638e-22 | -1.9519e-23 | 0 | -236.87 |  | -787.261 | #DIV/0! | #DIV/0! | 50.5 | 1 | #DIV/0! | 1 | #DIV/0! | #DIV/0! |  |  | 1
0 | 0 | 0 | 0 |  | 1 | 15:58 | 2820 |  | 742.3057 | -237.2607 | -237.2607 | 1.7107e-21 | 6.6274e-22 | -1.7567e-23 | 0 | -237.2607 |  | -787.6517 | #DIV/0! | #DIV/0! | 50.5 | 1 | #DIV/0! | 1 | #DIV/0! | #DIV/0! |  |  | 1
0 | 0 | 0 | 0 |  | 1 | 15:58 | 2824 |  | 742.6963 | -237.6513 | -237.6513 | 1.5396e-21 | 5.9647e-22 | -1.581e-23 | 0 | -237.6513 |  | -788.0424 | #DIV/0! | #DIV/0! | 50.5 | 1 | #DIV/0! | 1 | #DIV/0! | #DIV/0! |  |  | 1
0 | 0 | 0 | 0 |  | 1 | 15:58 | 2828 |  | 743.087 | -238.042 | -238.042 | 1.3856e-21 | 5.3682e-22 | -1.4229e-23 | 0 | -238.042 |  | -788.433 | #DIV/0! | #DIV/0! | 50.5 | 1 | #DIV/0! | 1 | #DIV/0! | #DIV/0! |  |  | 1
0 | 0 | 0 | 0 |  | 1 | 15:58 | 2832 |  | 743.4777 | -238.4327 | -238.4327 | 1.2471e-21 | 4.8314e-22 | -1.2806e-23 | 0 | -238.4327 |  | -788.8237 | #DIV/0! | #DIV/0! | 50.5 | 1 | #DIV/0! | 1 | #DIV/0! | #DIV/0! |  |  | 1
0 | 0 | 0 | 0 |  | 1 | 15:58 | 2836 |  | 743.8683 | -238.8233 | -238.8233 | 1.1224e-21 | 4.3483e-22 | -1.1526e-23 | 0 | -238.8233 |  | -789.2144 | #DIV/0! | #DIV/0! | 50.5 | 1 | #DIV/0! | 1 | #DIV/0! | #DIV/0! |  |  | 1
0 | 0 | 0 | 0 |  | 1 | 15:58 | 2840 |  | 744.259 | -239.214 | -239.214 | 1.0101e-21 | 3.9134e-22 | -1.0373e-23 | 0 | -239.214 |  | -789.605 | #DIV/0! | #DIV/0! | 50.5 | 1 | #DIV/0! | 1 | #DIV/0! | #DIV/0! |  |  | 1
0 | 0 | 0 | 0 |  | 1 | 15:58 | 2844 |  | 744.6497 | -239.6047 | -239.6047 | 9.0912e-22 | 3.5221e-22 | -9.3357e-24 | 0 | -239.6047 |  | -789.9957 | #DIV/0! | #DIV/0! | 50.5 | 1 | #DIV/0! | 1 | #DIV/0! | #DIV/0! |  |  | 1
0 | 0 | 0 | 0 |  | 1 | 15:58 | 2848 |  | 745.0403 | -239.9953 | -239.9953 | 8.182e-22 | 3.1699e-22 | -8.4022e-24 | 0 | -239.9953 |  | -790.3864 | #DIV/0! | #DIV/0! | 50.5 | 1 | #DIV/0! | 1 | #DIV/0! | #DIV/0! |  |  | 1
0 | 0 | 0 | 0 |  | 1 | 15:58 | 2852 |  | 745.431 | -240.386 | -240.386 | 7.3638e-22 | 2.8529e-22 | -7.5619e-24 | 0 | -240.386 |  | -790.777 | #DIV/0! | #DIV/0! | 50.5 | 1 | #DIV/0! | 1 | #DIV/0! | #DIV/0! |  |  | 1
0 | 0 | 0 | 0 |  | 1 | 15:58 | 2856 |  | 745.8217 | -240.7767 | -240.7767 | 6.6274e-22 | 2.5676e-22 | -6.8057e-24 | 0 | -240.7767 |  | -791.1677 | #DIV/0! | #DIV/0! | 50.5 | 1 | #DIV/0! | 1 | #DIV/0! | #DIV/0! |  |  | 1
0 | 0 | 0 | 0 |  | 1 | 15:58 | 2860 |  | 746.2123 | -241.1673 | -241.1673 | 5.9647e-22 | 2.3108e-22 | -6.1252e-24 | 0 | -241.1673 |  | -791.5584 | #DIV/0! | #DIV/0! | 50.5 | 1 | #DIV/0! | 1 | #DIV/0! | #DIV/0! |  |  | 1
0 | 0 | 0 | 0 |  | 1 | 15:59 | 2864 |  | 746.603 | -241.558 | -241.558 | 5.3682e-22 | 2.0798e-22 | -5.5127e-24 | 0 | -241.558 |  | -791.949 | #DIV/0! | #DIV/0! | 50.5 | 1 | #DIV/0! | 1 | #DIV/0! | #DIV/0! |  |  | 1
0 | 0 | 0 | 0 |  | 1 | 15:59 | 2868 |  | 746.9937 | -241.9487 | -241.9487 | 4.8314e-22 | 1.8718e-22 | -4.9614e-24 | 0 | -241.9487 |  | -792.3397 | #DIV/0! | #DIV/0! | 50.5 | 1 | #DIV/0! | 1 | #DIV/0! | #DIV/0! |  |  | 1
0 | 0 | 0 | 0 |  | 1 | 15:59 | 2872 |  | 747.3843 | -242.3393 | -242.3393 | 4.3483e-22 | 1.6846e-22 | -4.4653e-24 | 0 | -242.3393 |  | -792.7304 | #DIV/0! | #DIV/0! | 50.5 | 1 | #DIV/0! | 1 | #DIV/0! | #DIV/0! |  |  | 1
0 | 0 | 0 | 0 |  | 1 | 15:59 | 2876 |  | 747.775 | -242.73 | -242.73 | 3.9134e-22 | 1.5161e-22 | -4.0187e-24 | 0 | -242.73 |  | -793.121 | #DIV/0! | #DIV/0! | 50.5 | 1 | #DIV/0! | 1 | #DIV/0! | #DIV/0! |  |  | 1
0 | 0 | 0 | 0 |  | 1 | 15:59 | 2880 |  | 748.1657 | -243.1207 | -243.1207 | 3.5221e-22 | 1.3645e-22 | -3.6169e-24 | 0 | -243.1207 |  | -793.5117 | #DIV/0! | #DIV/0! | 50.5 | 1 | #DIV/0! | 1 | #DIV/0! | #DIV/0! |  |  | 1
0 | 0 | 0 | 0 |  | 1 | 15:59 | 2884 |  | 748.5563 | -243.5113 | -243.5113 | 3.1699e-22 | 1.2281e-22 | -3.2552e-24 | 0 | -243.5113 |  | -793.9024 | #DIV/0! | #DIV/0! | 50.5 | 1 | #DIV/0! | 1 | #DIV/0! | #DIV/0! |  |  | 1
0 | 0 | 0 | 0 |  | 1 | 15:59 | 2888 |  | 748.947 | -243.902 | -243.902 | 2.8529e-22 | 1.1053e-22 | -2.9297e-24 | 0 | -243.902 |  | -794.293 | #DIV/0! | #DIV/0! | 50.5 | 1 | #DIV/0! | 1 | #DIV/0! | #DIV/0! |  |  | 1
0 | 0 | 0 | 0 |  | 1 | 15:59 | 2892 |  | 749.3377 | -244.2927 | -244.2927 | 2.5676e-22 | 9.9474e-23 | -2.6367e-24 | 0 | -244.2927 |  | -794.6837 | #DIV/0! | #DIV/0! | 50.5 | 1 | #DIV/0! | 1 | #DIV/0! | #DIV/0! |  |  | 1
0 | 0 | 0 | 0 |  | 1 | 15:59 | 2896 |  | 749.7283 | -244.6833 | -244.6833 | 2.3108e-22 | 8.9527e-23 | -2.373e-24 | 0 | -244.6833 |  | -795.0744 | #DIV/0! | #DIV/0! | 50.5 | 1 | #DIV/0! | 1 | #DIV/0! | #DIV/0! |  |  | 1
0 | 0 | 0 | 0 |  | 1 | 15:59 | 2900 |  | 750.119 | -245.074 | -245.074 | 2.0798e-22 | 8.0574e-23 | -2.1357e-24 | 0 | -245.074 |  | -795.465 | #DIV/0! | #DIV/0! | 50.5 | 1 | #DIV/0! | 1 | #DIV/0! | #DIV/0! |  |  | 1
0 | 0 | 0 | 0 |  | 1 | 15:59 | 2904 |  | 750.5097 | -245.4647 | -245.4647 | 1.8718e-22 | 7.2517e-23 | -1.9221e-24 | 0 | -245.4647 |  | -795.8557 | #DIV/0! | #DIV/0! | 50.5 | 1 | #DIV/0! | 1 | #DIV/0! | #DIV/0! |  |  | 1
0 | 0 | 0 | 0 |  | 1 | 15:59 | 2908 |  | 750.9003 | -245.8553 | -245.8553 | 1.6846e-22 | 6.5265e-23 | -1.7299e-24 | 0 | -245.8553 |  | -796.2464 | #DIV/0! | #DIV/0! | 50.5 | 1 | #DIV/0! | 1 | #DIV/0! | #DIV/0! |  |  | 1
0 | 0 | 0 | 0 |  | 1 | 15:59 | 2912 |  | 751.291 | -246.246 | -246.246 | 1.5161e-22 | 5.8739e-23 | -1.5569e-24 | 0 | -246.246 |  | -796.637 | #DIV/0! | #DIV/0! | 50.5 | 1 | #DIV/0! | 1 | #DIV/0! | #DIV/0! |  |  | 1
0 | 0 | 0 | 0 |  | 1 | 15:59 | 2916 |  | 751.6817 | -246.6367 | -246.6367 | 1.3645e-22 | 5.2865e-23 | -1.4012e-24 | 0 | -246.6367 |  | -797.0277 | #DIV/0! | #DIV/0! | 50.5 | 1 | #DIV/0! | 1 | #DIV/0! | #DIV/0! |  |  | 1
0 | 0 | 0 | 0 |  | 1 | 15:59 | 2920 |  | 752.0723 | -247.0273 | -247.0273 | 1.2281e-22 | 4.7578e-23 | -1.2611e-24 | 0 | -247.0273 |  | -797.4184 | #DIV/0! | #DIV/0! | 50.5 | 1 | #DIV/0! | 1 | #DIV/0! | #DIV/0! |  |  | 1
0 | 0 | 0 | 0 |  | 1 | 16:00 | 2924 |  | 752.463 | -247.418 | -247.418 | 1.1053e-22 | 4.282e-23 | -1.135e-24 | 0 | -247.418 |  | -797.809 | #DIV/0! | #DIV/0! | 50.5 | 1 | #DIV/0! | 1 | #DIV/0! | #DIV/0! |  |  | 1
0 | 0 | 0 | 0 |  | 1 | 16:00 | 2928 |  | 752.8537 | -247.8087 | -247.8087 | 9.9474e-23 | 3.8538e-23 | -1.0215e-24 | 0 | -247.8087 |  | -798.1997 | #DIV/0! | #DIV/0! | 50.5 | 1 | #DIV/0! | 1 | #DIV/0! | #DIV/0! |  |  | 1
0 | 0 | 0 | 0 |  | 1 | 16:00 | 2932 |  | 753.2443 | -248.1993 | -248.1993 | 8.9527e-23 | 3.4685e-23 | -9.1936e-25 | 0 | -248.1993 |  | -798.5904 | #DIV/0! | #DIV/0! | 50.5 | 1 | #DIV/0! | 1 | #DIV/0! | #DIV/0! |  |  | 1
0 | 0 | 0 | 0 |  | 1 | 16:00 | 2936 |  | 753.635 | -248.59 | -248.59 | 8.0574e-23 | 3.1216e-23 | -8.2742e-25 | 0 | -248.59 |  | -798.981 | #DIV/0! | #DIV/0! | 50.5 | 1 | #DIV/0! | 1 | #DIV/0! | #DIV/0! |  |  | 1
0 | 0 | 0 | 0 |  | 1 | 16:00 | 2940 |  | 754.0257 | -248.9807 | -248.9807 | 7.2517e-23 | 2.8095e-23 | -7.4468e-25 | 0 | -248.9807 |  | -799.3717 | #DIV/0! | #DIV/0! | 50.5 | 1 | #DIV/0! | 1 | #DIV/0! | #DIV/0! |  |  | 1
0 | 0 | 0 | 0 |  | 1 | 16:00 | 2944 |  | 754.4163 | -249.3713 | -249.3713 | 6.5265e-23 | 2.5285e-23 | -6.7021e-25 | 0 | -249.3713 |  | -799.7624 | #DIV/0! | #DIV/0! | 50.5 | 1 | #DIV/0! | 1 | #DIV/0! | #DIV/0! |  |  | 1
0 | 0 | 0 | 0 |  | 1 | 16:00 | 2948 |  | 754.807 | -249.762 | -249.762 | 5.8739e-23 | 2.2757e-23 | -6.0319e-25 | 0 | -249.762 |  | -800.153 | #DIV/0! | #DIV/0! | 50.5 | 1 | #DIV/0! | 1 | #DIV/0! | #DIV/0! |  |  | 1
0 | 0 | 0 | 0 |  | 1 | 16:00 | 2952 |  | 755.1977 | -250.1527 | -250.1527 | 5.2865e-23 | 2.0481e-23 | -5.4287e-25 | 0 | -250.1527 |  | -800.5437 | #DIV/0! | #DIV/0! | 50.5 | 1 | #DIV/0! | 1 | #DIV/0! | #DIV/0! |  |  | 1
0 | 0 | 0 | 0 |  | 1 | 16:00 | 2956 |  | 755.5883 | -250.5433 | -250.5433 | 4.7578e-23 | 1.8433e-23 | -4.8858e-25 | 0 | -250.5433 |  | -800.9344 | #DIV/0! | #DIV/0! | 50.5 | 1 | #DIV/0! | 1 | #DIV/0! | #DIV/0! |  |  | 1
0 | 0 | 0 | 0 |  | 1 | 16:00 | 2960 |  | 755.979 | -250.934 | -250.934 | 4.282e-23 | 1.659e-23 | -4.3973e-25 | 0 | -250.934 |  | -801.325 | #DIV/0! | #DIV/0! | 50.5 | 1 | #DIV/0! | 1 | #DIV/0! | #DIV/0! |  |  | 1
0 | 0 | 0 | 0 |  | 1 | 16:00 | 2964 |  | 756.3697 | -251.3247 | -251.3247 | 3.8538e-23 | 1.4931e-23 | -3.9575e-25 | 0 | -251.3247 |  | -801.7157 | #DIV/0! | #DIV/0! | 50.5 | 1 | #DIV/0! | 1 | #DIV/0! | #DIV/0! |  |  | 1
0 | 0 | 0 | 0 |  | 1 | 16:00 | 2968 |  | 756.7603 | -251.7153 | -251.7153 | 3.4685e-23 | 1.3438e-23 | -3.5618e-25 | 0 | -251.7153 |  | -802.1064 | #DIV/0! | #DIV/0! | 50.5 | 1 | #DIV/0! | 1 | #DIV/0! | #DIV/0! |  |  | 1
0 | 0 | 0 | 0 |  | 1 | 16:00 | 2972 |  | 757.151 | -252.106 | -252.106 | 3.1216e-23 | 1.2094e-23 | -3.2056e-25 | 0 | -252.106 |  | -802.497 | #DIV/0! | #DIV/0! | 50.5 | 1 | #DIV/0! | 1 | #DIV/0! | #DIV/0! |  |  | 1
0 | 0 | 0 | 0 |  | 1 | 16:00 | 2976 |  | 757.5417 | -252.4967 | -252.4967 | 2.8095e-23 | 1.0884e-23 | -2.885e-25 | 0 | -252.4967 |  | -802.8877 | #DIV/0! | #DIV/0! | 50.5 | 1 | #DIV/0! | 1 | #DIV/0! | #DIV/0! |  |  | 1
0 | 0 | 0 | 0 |  | 1 | 16:00 | 2980 |  | 757.9323 | -252.8873 | -252.8873 | 2.5285e-23 | 9.796e-24 | -2.5965e-25 | 0 | -252.8873 |  | -803.2784 | #DIV/0! | #DIV/0! | 50.5 | 1 | #DIV/0! | 1 | #DIV/0! | #DIV/0! |  |  | 1
0 | 0 | 0 | 0 |  | 1 | 16:01 | 2984 |  | 758.323 | -253.278 | -253.278 | 2.2757e-23 | 8.8164e-24 | -2.3369e-25 | 0 | -253.278 |  | -803.669 | #DIV/0! | #DIV/0! | 50.5 | 1 | #DIV/0! | 1 | #DIV/0! | #DIV/0! |  |  | 1
0 | 0 | 0 | 0 |  | 1 | 16:01 | 2988 |  | 758.7137 | -253.6687 | -253.6687 | 2.0481e-23 | 7.9347e-24 | -2.1032e-25 | 0 | -253.6687 |  | -804.0597 | #DIV/0! | #DIV/0! | 50.5 | 1 | #DIV/0! | 1 | #DIV/0! | #DIV/0! |  |  | 1
0 | 0 | 0 | 0 |  | 1 | 16:01 | 2992 |  | 759.1043 | -254.0593 | -254.0593 | 1.8433e-23 | 7.1413e-24 | -1.8929e-25 | 0 | -254.0593 |  | -804.4504 | #DIV/0! | #DIV/0! | 50.5 | 1 | #DIV/0! | 1 | #DIV/0! | #DIV/0! |  |  | 1
0 | 0 | 0 | 0 |  | 1 | 16:01 | 2996 |  | 759.495 | -254.45 | -254.45 | 1.659e-23 | 6.4271e-24 | -1.7036e-25 | 0 | -254.45 |  | -804.841 | #DIV/0! | #DIV/0! | 50.5 | 1 | #DIV/0! | 1 | #DIV/0! | #DIV/0! |  |  | 1
0 | 0 | 0 | 0 |  | 1 | 16:01 | 3000 |  | 759.8857 | -254.8407 | -254.8407 | 1.4931e-23 | 5.7844e-24 | -1.5332e-25 | 0 | -254.8407 |  | -805.2317 | #DIV/0! | #DIV/0! | 50.5 | 1 | #DIV/0! | 1 | #DIV/0! | #DIV/0! |  |  | 1
0 | 0 | 0 | 0 |  | 1 | 16:01 | 3004 |  | 760.2763 | -255.2313 | -255.2313 | 1.3438e-23 | 5.206e-24 | -1.3799e-25 | 0 | -255.2313 |  | -805.6224 | #DIV/0! | #DIV/0! | 50.5 | 1 | #DIV/0! | 1 | #DIV/0! | #DIV/0! |  |  | 1
0 | 0 | 0 | 0 |  | 1 | 16:01 | 3008 |  | 760.667 | -255.622 | -255.622 | 1.2094e-23 | 4.6854e-24 | -1.2419e-25 | 0 | -255.622 |  | -806.013 | #DIV/0! | #DIV/0! | 50.5 | 1 | #DIV/0! | 1 | #DIV/0! | #DIV/0! |  |  | 1
0 | 0 | 0 | 0 |  | 1 | 16:01 | 3012 |  | 761.0577 | -256.0127 | -256.0127 | 1.0884e-23 | 4.2168e-24 | -1.1177e-25 | 0 | -256.0127 |  | -806.4037 | #DIV/0! | #DIV/0! | 50.5 | 1 | #DIV/0! | 1 | #DIV/0! | #DIV/0! |  |  | 1
0 | 0 | 0 | 0 |  | 1 | 16:01 | 3016 |  | 761.4483 | -256.4033 | -256.4033 | 9.796e-24 | 3.7952e-24 | -1.0059e-25 | 0 | -256.4033 |  | -806.7944 | #DIV/0! | #DIV/0! | 50.5 | 1 | #DIV/0! | 1 | #DIV/0! | #DIV/0! |  |  | 1
0 | 0 | 0 | 0 |  | 1 | 16:01 | 3020 |  | 761.839 | -256.794 | -256.794 | 8.8164e-24 | 3.4156e-24 | -9.0535e-26 | 0 | -256.794 |  | -807.185 | #DIV/0! | #DIV/0! | 50.5 | 1 | #DIV/0! | 1 | #DIV/0! | #DIV/0! |  |  | 1
0 | 0 | 0 | 0 |  | 1 | 16:01 | 3024 |  | 762.2297 | -257.1847 | -257.1847 | 7.9347e-24 | 3.0741e-24 | -8.1482e-26 | 0 | -257.1847 |  | -807.5757 | #DIV/0! | #DIV/0! | 50.5 | 1 | #DIV/0! | 1 | #DIV/0! | #DIV/0! |  |  | 1
0 | 0 | 0 | 0 |  | 1 | 16:01 | 3028 |  | 762.6203 | -257.5753 | -257.5753 | 7.1413e-24 | 2.7667e-24 | -7.3334e-26 | 0 | -257.5753 |  | -807.9664 | #DIV/0! | #DIV/0! | 50.5 | 1 | #DIV/0! | 1 | #DIV/0! | #DIV/0! |  |  | 1
0 | 0 | 0 | 0 |  | 1 | 16:01 | 3032 |  | 763.011 | -257.966 | -257.966 | 6.4271e-24 | 2.49e-24 | -6.6e-26 | 0 | -257.966 |  | -808.357 | #DIV/0! | #DIV/0! | 50.5 | 1 | #DIV/0! | 1 | #DIV/0! | #DIV/0! |  |  | 1
0 | 0 | 0 | 0 |  | 1 | 16:01 | 3036 |  | 763.4017 | -258.3567 | -258.3567 | 5.7844e-24 | 2.241e-24 | -5.94e-26 | 0 | -258.3567 |  | -808.7477 | #DIV/0! | #DIV/0! | 50.5 | 1 | #DIV/0! | 1 | #DIV/0! | #DIV/0! |  |  | 1
0 | 0 | 0 | 0 |  | 1 | 16:01 | 3040 |  | 763.7923 | -258.7473 | -258.7473 | 5.206e-24 | 2.0169e-24 | -5.346e-26 | 0 | -258.7473 |  | -809.1384 | #DIV/0! | #DIV/0! | 50.5 | 1 | #DIV/0! | 1 | #DIV/0! | #DIV/0! |  |  | 1
0 | 0 | 0 | 0 |  | 1 | 16:02 | 3044 |  | 764.183 | -259.138 | -259.138 | 4.6854e-24 | 1.8152e-24 | -4.8114e-26 | 0 | -259.138 |  | -809.529 | #DIV/0! | #DIV/0! | 50.5 | 1 | #DIV/0! | 1 | #DIV/0! | #DIV/0! |  |  | 1
0 | 0 | 0 | 0 |  | 1 | 16:02 | 3048 |  | 764.5737 | -259.5287 | -259.5287 | 4.2168e-24 | 1.6337e-24 | -4.3303e-26 | 0 | -259.5287 |  | -809.9197 | #DIV/0! | #DIV/0! | 50.5 | 1 | #DIV/0! | 1 | #DIV/0! | #DIV/0! |  |  | 1
0 | 0 | 0 | 0 |  | 1 | 16:02 | 3052 |  | 764.9643 | -259.9193 | -259.9193 | 3.7952e-24 | 1.4703e-24 | -3.8973e-26 | 0 | -259.9193 |  | -810.3104 | #DIV/0! | #DIV/0! | 50.5 | 1 | #DIV/0! | 1 | #DIV/0! | #DIV/0! |  |  | 1
0 | 0 | 0 | 0 |  | 1 | 16:02 | 3056 |  | 765.355 | -260.31 | -260.31 | 3.4156e-24 | 1.3233e-24 | -3.5075e-26 | 0 | -260.31 |  | -810.701 | #DIV/0! | #DIV/0! | 50.5 | 1 | #DIV/0! | 1 | #DIV/0! | #DIV/0! |  |  | 1
0 | 0 | 0 | 0 |  | 1 | 16:02 | 3060 |  | 765.7457 | -260.7007 | -260.7007 | 3.0741e-24 | 1.191e-24 | -3.1568e-26 | 0 | -260.7007 |  | -811.0917 | #DIV/0! | #DIV/0! | 50.5 | 1 | #DIV/0! | 1 | #DIV/0! | #DIV/0! |  |  | 1
0 | 0 | 0 | 0 |  | 1 | 16:02 | 3064 |  | 766.1363 | -261.0913 | -261.0913 | 2.7667e-24 | 1.0719e-24 | -2.8411e-26 | 0 | -261.0913 |  | -811.4824 | #DIV/0! | #DIV/0! | 50.5 | 1 | #DIV/0! | 1 | #DIV/0! | #DIV/0! |  |  | 1
0 | 0 | 0 | 0 |  | 1 | 16:02 | 3068 |  | 766.527 | -261.482 | -261.482 | 2.49e-24 | 9.6468e-25 | -2.557e-26 | 0 | -261.482 |  | -811.873 | #DIV/0! | #DIV/0! | 50.5 | 1 | #DIV/0! | 1 | #DIV/0! | #DIV/0! |  |  | 1
0 | 0 | 0 | 0 |  | 1 | 16:02 | 3072 |  | 766.9177 | -261.8727 | -261.8727 | 2.241e-24 | 8.6821e-25 | -2.3013e-26 | 0 | -261.8727 |  | -812.2637 | #DIV/0! | #DIV/0! | 50.5 | 1 | #DIV/0! | 1 | #DIV/0! | #DIV/0! |  |  | 1
0 | 0 | 0 | 0 |  | 1 | 16:02 | 3076 |  | 767.3083 | -262.2633 | -262.2633 | 2.0169e-24 | 7.8139e-25 | -2.0712e-26 | 0 | -262.2633 |  | -812.6544 | #DIV/0! | #DIV/0! | 50.5 | 1 | #DIV/0! | 1 | #DIV/0! | #DIV/0! |  |  | 1
0 | 0 | 0 | 0 |  | 1 | 16:02 | 3080 |  | 767.699 | -262.654 | -262.654 | 1.8152e-24 | 7.0325e-25 | -1.864e-26 | 0 | -262.654 |  | -813.045 | #DIV/0! | #DIV/0! | 50.5 | 1 | #DIV/0! | 1 | #DIV/0! | #DIV/0! |  |  | 1
0 | 0 | 0 | 0 |  | 1 | 16:02 | 3084 |  | 768.0897 | -263.0447 | -263.0447 | 1.6337e-24 | 6.3292e-25 | -1.6776e-26 | 0 | -263.0447 |  | -813.4357 | #DIV/0! | #DIV/0! | 50.5 | 1 | #DIV/0! | 1 | #DIV/0! | #DIV/0! |  |  | 1
0 | 0 | 0 | 0 |  | 1 | 16:02 | 3088 |  | 768.4803 | -263.4353 | -263.4353 | 1.4703e-24 | 5.6963e-25 | -1.5099e-26 | 0 | -263.4353 |  | -813.8264 | #DIV/0! | #DIV/0! | 50.5 | 1 | #DIV/0! | 1 | #DIV/0! | #DIV/0! |  |  | 1
0 | 0 | 0 | 0 |  | 1 | 16:02 | 3092 |  | 768.871 | -263.826 | -263.826 | 1.3233e-24 | 5.1267e-25 | -1.3589e-26 | 0 | -263.826 |  | -814.217 | #DIV/0! | #DIV/0! | 50.5 | 1 | #DIV/0! | 1 | #DIV/0! | #DIV/0! |  |  | 1
0 | 0 | 0 | 0 |  | 1 | 16:02 | 3096 |  | 769.2617 | -264.2167 | -264.2167 | 1.191e-24 | 4.614e-25 | -1.223e-26 | 0 | -264.2167 |  | -814.6077 | #DIV/0! | #DIV/0! | 50.5 | 1 | #DIV/0! | 1 | #DIV/0! | #DIV/0! |  |  | 1
0 | 0 | 0 | 0 |  | 1 | 16:02 | 3100 |  | 769.6523 | -264.6073 | -264.6073 | 1.0719e-24 | 4.1526e-25 | -1.1007e-26 | 0 | -264.6073 |  | -814.9984 | #DIV/0! | #DIV/0! | 50.5 | 1 | #DIV/0! | 1 | #DIV/0! | #DIV/0! |  |  | 1
0 | 0 | 0 | 0 |  | 1 | 16:03 | 3104 |  | 770.043 | -264.998 | -264.998 | 9.6468e-25 | 3.7374e-25 | -9.9063e-27 | 0 | -264.998 |  | -815.389 | #DIV/0! | #DIV/0! | 50.5 | 1 | #DIV/0! | 1 | #DIV/0! | #DIV/0! |  |  | 1
0 | 0 | 0 | 0 |  | 1 | 16:03 | 3108 |  | 770.4337 | -265.3887 | -265.3887 | 8.6821e-25 | 3.3636e-25 | -8.9157e-27 | 0 | -265.3887 |  | -815.7797 | #DIV/0! | #DIV/0! | 50.5 | 1 | #DIV/0! | 1 | #DIV/0! | #DIV/0! |  |  | 1
0 | 0 | 0 | 0 |  | 1 | 16:03 | 3112 |  | 770.8243 | -265.7793 | -265.7793 | 7.8139e-25 | 3.0273e-25 | -8.0241e-27 | 0 | -265.7793 |  | -816.1704 | #DIV/0! | #DIV/0! | 50.5 | 1 | #DIV/0! | 1 | #DIV/0! | #DIV/0! |  |  | 1
0 | 0 | 0 | 0 |  | 1 | 16:03 | 3116 |  | 771.215 | -266.17 | -266.17 | 7.0325e-25 | 2.7245e-25 | -7.2217e-27 | 0 | -266.17 |  | -816.561 | #DIV/0! | #DIV/0! | 50.5 | 1 | #DIV/0! | 1 | #DIV/0! | #DIV/0! |  |  | 1
0 | 0 | 0 | 0 |  | 1 | 16:03 | 3120 |  | 771.6057 | -266.5607 | -266.5607 | 6.3292e-25 | 2.4521e-25 | -6.4995e-27 | 0 | -266.5607 |  | -816.9517 | #DIV/0! | #DIV/0! | 50.5 | 1 | #DIV/0! | 1 | #DIV/0! | #DIV/0! |  |  | 1
0 | 0 | 0 | 0 |  | 1 | 16:03 | 3124 |  | 771.9963 | -266.9513 | -266.9513 | 5.6963e-25 | 2.2069e-25 | -5.8496e-27 | 0 | -266.9513 |  | -817.3424 | #DIV/0! | #DIV/0! | 50.5 | 1 | #DIV/0! | 1 | #DIV/0! | #DIV/0! |  |  | 1
0 | 0 | 0 | 0 |  | 1 | 16:03 | 3128 |  | 772.387 | -267.342 | -267.342 | 5.1267e-25 | 1.9862e-25 | -5.2646e-27 | 0 | -267.342 |  | -817.733 | #DIV/0! | #DIV/0! | 50.5 | 1 | #DIV/0! | 1 | #DIV/0! | #DIV/0! |  |  | 1
0 | 0 | 0 | 0 |  | 1 | 16:03 | 3132 |  | 772.7777 | -267.7327 | -267.7327 | 4.614e-25 | 1.7876e-25 | -4.7382e-27 | 0 | -267.7327 |  | -818.1237 | #DIV/0! | #DIV/0! | 50.5 | 1 | #DIV/0! | 1 | #DIV/0! | #DIV/0! |  |  | 1
0 | 0 | 0 | 0 |  | 1 | 16:03 | 3136 |  | 773.1683 | -268.1233 | -268.1233 | 4.1526e-25 | 1.6088e-25 | -4.2643e-27 | 0 | -268.1233 |  | -818.5144 | #DIV/0! | #DIV/0! | 50.5 | 1 | #DIV/0! | 1 | #DIV/0! | #DIV/0! |  |  | 1
0 | 0 | 0 | 0 |  | 1 | 16:03 | 3140 |  | 773.559 | -268.514 | -268.514 | 3.7374e-25 | 1.4479e-25 | -3.8379e-27 | 0 | -268.514 |  | -818.905 | #DIV/0! | #DIV/0! | 50.5 | 1 | #DIV/0! | 1 | #DIV/0! | #DIV/0! |  |  | 1
0 | 0 | 0 | 0 |  | 1 | 16:03 | 3144 |  | 773.9497 | -268.9047 | -268.9047 | 3.3636e-25 | 1.3031e-25 | -3.4541e-27 | 0 | -268.9047 |  | -819.2957 | #DIV/0! | #DIV/0! | 50.5 | 1 | #DIV/0! | 1 | #DIV/0! | #DIV/0! |  |  | 1
0 | 0 | 0 | 0 |  | 1 | 16:03 | 3148 |  | 774.3403 | -269.2953 | -269.2953 | 3.0273e-25 | 1.1728e-25 | -3.1087e-27 | 0 | -269.2953 |  | -819.6864 | #DIV/0! | #DIV/0! | 50.5 | 1 | #DIV/0! | 1 | #DIV/0! | #DIV/0! |  |  | 1
0 | 0 | 0 | 0 |  | 1 | 16:03 | 3152 |  | 774.731 | -269.686 | -269.686 | 2.7245e-25 | 1.0555e-25 | -2.7978e-27 | 0 | -269.686 |  | -820.077 | #DIV/0! | #DIV/0! | 50.5 | 1 | #DIV/0! | 1 | #DIV/0! | #DIV/0! |  |  | 1
0 | 0 | 0 | 0 |  | 1 | 16:03 | 3156 |  | 775.1217 | -270.0767 | -270.0767 | 2.4521e-25 | 9.4999e-26 | -2.518e-27 | 0 | -270.0767 |  | -820.4677 | #DIV/0! | #DIV/0! | 50.5 | 1 | #DIV/0! | 1 | #DIV/0! | #DIV/0! |  |  | 1
0 | 0 | 0 | 0 |  | 1 | 16:03 | 3160 |  | 775.5123 | -270.4673 | -270.4673 | 2.2069e-25 | 8.5499e-26 | -2.2662e-27 | 0 | -270.4673 |  | -820.8584 | #DIV/0! | #DIV/0! | 50.5 | 1 | #DIV/0! | 1 | #DIV/0! | #DIV/0! |  |  | 1
0 | 0 | 0 | 0 |  | 1 | 16:04 | 3164 |  | 775.903 | -270.858 | -270.858 | 1.9862e-25 | 7.6949e-26 | -2.0396e-27 | 0 | -270.858 |  | -821.249 | #DIV/0! | #DIV/0! | 50.5 | 1 | #DIV/0! | 1 | #DIV/0! | #DIV/0! |  |  | 1
0 | 0 | 0 | 0 |  | 1 | 16:04 | 3168 |  | 776.2937 | -271.2487 | -271.2487 | 1.7876e-25 | 6.9254e-26 | -1.8357e-27 | 0 | -271.2487 |  | -821.6397 | #DIV/0! | #DIV/0! | 50.5 | 1 | #DIV/0! | 1 | #DIV/0! | #DIV/0! |  |  | 1
0 | 0 | 0 | 0 |  | 1 | 16:04 | 3172 |  | 776.6843 | -271.6393 | -271.6393 | 1.6088e-25 | 6.2329e-26 | -1.6521e-27 | 0 | -271.6393 |  | -822.0304 | #DIV/0! | #DIV/0! | 50.5 | 1 | #DIV/0! | 1 | #DIV/0! | #DIV/0! |  |  | 1
0 | 0 | 0 | 0 |  | 1 | 16:04 | 3176 |  | 777.075 | -272.03 | -272.03 | 1.4479e-25 | 5.6096e-26 | -1.4869e-27 | 0 | -272.03 |  | -822.421 | #DIV/0! | #DIV/0! | 50.5 | 1 | #DIV/0! | 1 | #DIV/0! | #DIV/0! |  |  | 1
0 | 0 | 0 | 0 |  | 1 | 16:04 | 3180 |  | 777.4657 | -272.4207 | -272.4207 | 1.3031e-25 | 5.0486e-26 | -1.3382e-27 | 0 | -272.4207 |  | -822.8117 | #DIV/0! | #DIV/0! | 50.5 | 1 | #DIV/0! | 1 | #DIV/0! | #DIV/0! |  |  | 1
0 | 0 | 0 | 0 |  | 1 | 16:04 | 3184 |  | 777.8563 | -272.8113 | -272.8113 | 1.1728e-25 | 4.5438e-26 | -1.2044e-27 | 0 | -272.8113 |  | -823.2024 | #DIV/0! | #DIV/0! | 50.5 | 1 | #DIV/0! | 1 | #DIV/0! | #DIV/0! |  |  | 1
0 | 0 | 0 | 0 |  | 1 | 16:04 | 3188 |  | 778.247 | -273.202 | -273.202 | 1.0555e-25 | 4.0894e-26 | -1.0839e-27 | 0 | -273.202 |  | -823.593 | #DIV/0! | #DIV/0! | 50.5 | 1 | #DIV/0! | 1 | #DIV/0! | #DIV/0! |  |  | 1
0 | 0 | 0 | 0 |  | 1 | 16:04 | 3192 |  | 778.6377 | -273.5927 | -273.5927 | 9.4999e-26 | 3.6804e-26 | -9.7554e-28 | 0 | -273.5927 |  | -823.9837 | #DIV/0! | #DIV/0! | 50.5 | 1 | #DIV/0! | 1 | #DIV/0! | #DIV/0! |  |  | 1
0 | 0 | 0 | 0 |  | 1 | 16:04 | 3196 |  | 779.0283 | -273.9833 | -273.9833 | 8.5499e-26 | 3.3124e-26 | -8.7799e-28 | 0 | -273.9833 |  | -824.3744 | #DIV/0! | #DIV/0! | 50.5 | 1 | #DIV/0! | 1 | #DIV/0! | #DIV/0! |  |  | 1
0 | 0 | 0 | 0 |  | 1 | 16:04 | 3200 |  | 779.419 | -274.374 | -274.374 | 7.6949e-26 | 2.9812e-26 | -7.9019e-28 | 0 | -274.374 |  | -824.765 | #DIV/0! | #DIV/0! | 50.5 | 1 | #DIV/0! | 1 | #DIV/0! | #DIV/0! |  |  | 1
0 | 0 | 0 | 0 |  | 1 | 16:04 | 3204 |  | 779.8097 | -274.7647 | -274.7647 | 6.9254e-26 | 2.683e-26 | -7.1117e-28 | 0 | -274.7647 |  | -825.1557 | #DIV/0! | #DIV/0! | 50.5 | 1 | #DIV/0! | 1 | #DIV/0! | #DIV/0! |  |  | 1
0 | 0 | 0 | 0 |  | 1 | 16:04 | 3208 |  | 780.2003 | -275.1553 | -275.1553 | 6.2329e-26 | 2.4147e-26 | -6.4005e-28 | 0 | -275.1553 |  | -825.5464 | #DIV/0! | #DIV/0! | 50.5 | 1 | #DIV/0! | 1 | #DIV/0! | #DIV/0! |  |  | 1
0 | 0 | 0 | 0 |  | 1 | 16:04 | 3212 |  | 780.591 | -275.546 | -275.546 | 5.6096e-26 | 2.1733e-26 | -5.7605e-28 | 0 | -275.546 |  | -825.937 | #DIV/0! | #DIV/0! | 50.5 | 1 | #DIV/0! | 1 | #DIV/0! | #DIV/0! |  |  | 1
0 | 0 | 0 | 0 |  | 1 | 16:04 | 3216 |  | 780.9817 | -275.9367 | -275.9367 | 5.0486e-26 | 1.9559e-26 | -5.1844e-28 | 0 | -275.9367 |  | -826.3277 | #DIV/0! | #DIV/0! | 50.5 | 1 | #DIV/0! | 1 | #DIV/0! | #DIV/0! |  |  | 1
0 | 0 | 0 | 0 |  | 1 | 16:04 | 3220 |  | 781.3723 | -276.3273 | -276.3273 | 4.5438e-26 | 1.7603e-26 | -4.666e-28 | 0 | -276.3273 |  | -826.7184 | #DIV/0! | #DIV/0! | 50.5 | 1 | #DIV/0! | 1 | #DIV/0! | #DIV/0! |  |  | 1
0 | 0 | 0 | 0 |  | 1 | 16:05 | 3224 |  | 781.763 | -276.718 | -276.718 | 4.0894e-26 | 1.5843e-26 | -4.1994e-28 | 0 | -276.718 |  | -827.109 | #DIV/0! | #DIV/0! | 50.5 | 1 | #DIV/0! | 1 | #DIV/0! | #DIV/0! |  |  | 1
0 | 0 | 0 | 0 |  | 1 | 16:05 | 3228 |  | 782.1537 | -277.1087 | -277.1087 | 3.6804e-26 | 1.4259e-26 | -3.7795e-28 | 0 | -277.1087 |  | -827.4997 | #DIV/0! | #DIV/0! | 50.5 | 1 | #DIV/0! | 1 | #DIV/0! | #DIV/0! |  |  | 1
0 | 0 | 0 | 0 |  | 1 | 16:05 | 3232 |  | 782.5443 | -277.4993 | -277.4993 | 3.3124e-26 | 1.2833e-26 | -3.4015e-28 | 0 | -277.4993 |  | -827.8904 | #DIV/0! | #DIV/0! | 50.5 | 1 | #DIV/0! | 1 | #DIV/0! | #DIV/0! |  |  | 1
0 | 0 | 0 | 0 |  | 1 | 16:05 | 3236 |  | 782.935 | -277.89 | -277.89 | 2.9812e-26 | 1.155e-26 | -3.0614e-28 | 0 | -277.89 |  | -828.281 | #DIV/0! | #DIV/0! | 50.5 | 1 | #DIV/0! | 1 | #DIV/0! | #DIV/0! |  |  | 1
0 | 0 | 0 | 0 |  | 1 | 16:05 | 3240 |  | 783.3257 | -278.2807 | -278.2807 | 2.683e-26 | 1.0395e-26 | -2.7552e-28 | 0 | -278.2807 |  | -828.6717 | #DIV/0! | #DIV/0! | 50.5 | 1 | #DIV/0! | 1 | #DIV/0! | #DIV/0! |  |  | 1
0 | 0 | 0 | 0 |  | 1 | 16:05 | 3244 |  | 783.7163 | -278.6713 | -278.6713 | 2.4147e-26 | 9.3552e-27 | -2.4797e-28 | 0 | -278.6713 |  | -829.0624 | #DIV/0! | #DIV/0! | 50.5 | 1 | #DIV/0! | 1 | #DIV/0! | #DIV/0! |  |  | 1
0 | 0 | 0 | 0 |  | 1 | 16:05 | 3248 |  | 784.107 | -279.062 | -279.062 | 2.1733e-26 | 8.4197e-27 | -2.2317e-28 | 0 | -279.062 |  | -829.453 | #DIV/0! | #DIV/0! | 50.5 | 1 | #DIV/0! | 1 | #DIV/0! | #DIV/0! |  |  | 1
0 | 0 | 0 | 0 |  | 1 | 16:05 | 3252 |  | 784.4977 | -279.4527 | -279.4527 | 1.9559e-26 | 7.5777e-27 | -2.0086e-28 | 0 | -279.4527 |  | -829.8437 | #DIV/0! | #DIV/0! | 50.5 | 1 | #DIV/0! | 1 | #DIV/0! | #DIV/0! |  |  | 1
0 | 0 | 0 | 0 |  | 1 | 16:05 | 3256 |  | 784.8883 | -279.8433 | -279.8433 | 1.7603e-26 | 6.8199e-27 | -1.8077e-28 | 0 | -279.8433 |  | -830.2344 | #DIV/0! | #DIV/0! | 50.5 | 1 | #DIV/0! | 1 | #DIV/0! | #DIV/0! |  |  | 1
0 | 0 | 0 | 0 |  | 1 | 16:05 | 3260 |  | 785.279 | -280.234 | -280.234 | 1.5843e-26 | 6.1379e-27 | -1.6269e-28 | 0 | -280.234 |  | -830.625 | #DIV/0! | #DIV/0! | 50.5 | 1 | #DIV/0! | 1 | #DIV/0! | #DIV/0! |  |  | 1
0 | 0 | 0 | 0 |  | 1 | 16:05 | 3264 |  | 785.6697 | -280.6247 | -280.6247 | 1.4259e-26 | 5.5241e-27 | -1.4642e-28 | 0 | -280.6247 |  | -831.0157 | #DIV/0! | #DIV/0! | 50.5 | 1 | #DIV/0! | 1 | #DIV/0! | #DIV/0! |  |  | 1
0 | 0 | 0 | 0 |  | 1 | 16:05 | 3268 |  | 786.0603 | -281.0153 | -281.0153 | 1.2833e-26 | 4.9717e-27 | -1.3178e-28 | 0 | -281.0153 |  | -831.4064 | #DIV/0! | #DIV/0! | 50.5 | 1 | #DIV/0! | 1 | #DIV/0! | #DIV/0! |  |  | 1
0 | 0 | 0 | 0 |  | 1 | 16:05 | 3272 |  | 786.451 | -281.406 | -281.406 | 1.155e-26 | 4.4746e-27 | -1.186e-28 | 0 | -281.406 |  | -831.797 | #DIV/0! | #DIV/0! | 50.5 | 1 | #DIV/0! | 1 | #DIV/0! | #DIV/0! |  |  | 1
0 | 0 | 0 | 0 |  | 1 | 16:05 | 3276 |  | 786.8417 | -281.7967 | -281.7967 | 1.0395e-26 | 4.0271e-27 | -1.0674e-28 | 0 | -281.7967 |  | -832.1877 | #DIV/0! | #DIV/0! | 50.5 | 1 | #DIV/0! | 1 | #DIV/0! | #DIV/0! |  |  | 1
0 | 0 | 0 | 0 |  | 1 | 16:05 | 3280 |  | 787.2323 | -282.1873 | -282.1873 | 9.3552e-27 | 3.6244e-27 | -9.6069e-29 | 0 | -282.1873 |  | -832.5784 | #DIV/0! | #DIV/0! | 50.5 | 1 | #DIV/0! | 1 | #DIV/0! | #DIV/0! |  |  | 1
0 | 0 | 0 | 0 |  | 1 | 16:06 | 3284 |  | 787.623 | -282.578 | -282.578 | 8.4197e-27 | 3.262e-27 | -8.6462e-29 | 0 | -282.578 |  | -832.969 | #DIV/0! | #DIV/0! | 50.5 | 1 | #DIV/0! | 1 | #DIV/0! | #DIV/0! |  |  | 1
0 | 0 | 0 | 0 |  | 1 | 16:06 | 3288 |  | 788.0137 | -282.9687 | -282.9687 | 7.5777e-27 | 2.9358e-27 | -7.7816e-29 | 0 | -282.9687 |  | -833.3597 | #DIV/0! | #DIV/0! | 50.5 | 1 | #DIV/0! | 1 | #DIV/0! | #DIV/0! |  |  | 1
0 | 0 | 0 | 0 |  | 1 | 16:06 | 3292 |  | 788.4043 | -283.3593 | -283.3593 | 6.8199e-27 | 2.6422e-27 | -7.0034e-29 | 0 | -283.3593 |  | -833.7504 | #DIV/0! | #DIV/0! | 50.5 | 1 | #DIV/0! | 1 | #DIV/0! | #DIV/0! |  |  | 1
0 | 0 | 0 | 0 |  | 1 | 16:06 | 3296 |  | 788.795 | -283.75 | -283.75 | 6.1379e-27 | 2.378e-27 | -6.3031e-29 | 0 | -283.75 |  | -834.141 | #DIV/0! | #DIV/0! | 50.5 | 1 | #DIV/0! | 1 | #DIV/0! | #DIV/0! |  |  | 1
0 | 0 | 0 | 0 |  | 1 | 16:06 | 3300 |  | 789.1857 | -284.1407 | -284.1407 | 5.5241e-27 | 2.1402e-27 | -5.6728e-29 | 0 | -284.1407 |  | -834.5317 | #DIV/0! | #DIV/0! | 50.5 | 1 | #DIV/0! | 1 | #DIV/0! | #DIV/0! |  |  | 1
0 | 0 | 0 | 0 |  | 1 | 16:06 | 3304 |  | 789.5763 | -284.5313 | -284.5313 | 4.9717e-27 | 1.9261e-27 | -5.1055e-29 | 0 | -284.5313 |  | -834.9224 | #DIV/0! | #DIV/0! | 50.5 | 1 | #DIV/0! | 1 | #DIV/0! | #DIV/0! |  |  | 1
0 | 0 | 0 | 0 |  | 1 | 16:06 | 3308 |  | 789.967 | -284.922 | -284.922 | 4.4746e-27 | 1.7335e-27 | -4.5949e-29 | 0 | -284.922 |  | -835.313 | #DIV/0! | #DIV/0! | 50.5 | 1 | #DIV/0! | 1 | #DIV/0! | #DIV/0! |  |  | 1
0 | 0 | 0 | 0 |  | 1 | 16:06 | 3312 |  | 790.3577 | -285.3127 | -285.3127 | 4.0271e-27 | 1.5602e-27 | -4.1354e-29 | 0 | -285.3127 |  | -835.7037 | #DIV/0! | #DIV/0! | 50.5 | 1 | #DIV/0! | 1 | #DIV/0! | #DIV/0! |  |  | 1
0 | 0 | 0 | 0 |  | 1 | 16:06 | 3316 |  | 790.7483 | -285.7033 | -285.7033 | 3.6244e-27 | 1.4042e-27 | -3.7219e-29 | 0 | -285.7033 |  | -836.0944 | #DIV/0! | #DIV/0! | 50.5 | 1 | #DIV/0! | 1 | #DIV/0! | #DIV/0! |  |  | 1
0 | 0 | 0 | 0 |  | 1 | 16:06 | 3320 |  | 791.139 | -286.094 | -286.094 | 3.262e-27 | 1.2637e-27 | -3.3497e-29 | 0 | -286.094 |  | -836.485 | #DIV/0! | #DIV/0! | 50.5 | 1 | #DIV/0! | 1 | #DIV/0! | #DIV/0! |  |  | 1
0 | 0 | 0 | 0 |  | 1 | 16:06 | 3324 |  | 791.5297 | -286.4847 | -286.4847 | 2.9358e-27 | 1.1374e-27 | -3.0147e-29 | 0 | -286.4847 |  | -836.8757 | #DIV/0! | #DIV/0! | 50.5 | 1 | #DIV/0! | 1 | #DIV/0! | #DIV/0! |  |  | 1
0 | 0 | 0 | 0 |  | 1 | 16:06 | 3328 |  | 791.9203 | -286.8753 | -286.8753 | 2.6422e-27 | 1.0236e-27 | -2.7133e-29 | 0 | -286.8753 |  | -837.2664 | #DIV/0! | #DIV/0! | 50.5 | 1 | #DIV/0! | 1 | #DIV/0! | #DIV/0! |  |  | 1
0 | 0 | 0 | 0 |  | 1 | 16:06 | 3332 |  | 792.311 | -287.266 | -287.266 | 2.378e-27 | 9.2127e-28 | -2.4419e-29 | 0 | -287.266 |  | -837.657 | #DIV/0! | #DIV/0! | 50.5 | 1 | #DIV/0! | 1 | #DIV/0! | #DIV/0! |  |  | 1
0 | 0 | 0 | 0 |  | 1 | 16:06 | 3336 |  | 792.7017 | -287.6567 | -287.6567 | 2.1402e-27 | 8.2914e-28 | -2.1977e-29 | 0 | -287.6567 |  | -838.0477 | #DIV/0! | #DIV/0! | 50.5 | 1 | #DIV/0! | 1 | #DIV/0! | #DIV/0! |  |  | 1
0 | 0 | 0 | 0 |  | 1 | 16:06 | 3340 |  | 793.0923 | -288.0473 | -288.0473 | 1.9261e-27 | 7.4623e-28 | -1.978e-29 | 0 | -288.0473 |  | -838.4384 | #DIV/0! | #DIV/0! | 50.5 | 1 | #DIV/0! | 1 | #DIV/0! | #DIV/0! |  |  | 1
0 | 0 | 0 | 0 |  | 1 | 16:07 | 3344 |  | 793.483 | -288.438 | -288.438 | 1.7335e-27 | 6.7161e-28 | -1.7802e-29 | 0 | -288.438 |  | -838.829 | #DIV/0! | #DIV/0! | 50.5 | 1 | #DIV/0! | 1 | #DIV/0! | #DIV/0! |  |  | 1
0 | 0 | 0 | 0 |  | 1 | 16:07 | 3348 |  | 793.8737 | -288.8287 | -288.8287 | 1.5602e-27 | 6.0445e-28 | -1.6022e-29 | 0 | -288.8287 |  | -839.2197 | #DIV/0! | #DIV/0! | 50.5 | 1 | #DIV/0! | 1 | #DIV/0! | #DIV/0! |  |  | 1
0 | 0 | 0 | 0 |  | 1 | 16:07 | 3352 |  | 794.2643 | -289.2193 | -289.2193 | 1.4042e-27 | 5.44e-28 | -1.4419e-29 | 0 | -289.2193 |  | -839.6104 | #DIV/0! | #DIV/0! | 50.5 | 1 | #DIV/0! | 1 | #DIV/0! | #DIV/0! |  |  | 1
0 | 0 | 0 | 0 |  | 1 | 16:07 | 3356 |  | 794.655 | -289.61 | -289.61 | 1.2637e-27 | 4.896e-28 | -1.2977e-29 | 0 | -289.61 |  | -840.001 | #DIV/0! | #DIV/0! | 50.5 | 1 | #DIV/0! | 1 | #DIV/0! | #DIV/0! |  |  | 1
0 | 0 | 0 | 0 |  | 1 | 16:07 | 3360 |  | 795.0457 | -290.0007 | -290.0007 | 1.1374e-27 | 4.4064e-28 | -1.168e-29 | 0 | -290.0007 |  | -840.3917 | #DIV/0! | #DIV/0! | 50.5 | 1 | #DIV/0! | 1 | #DIV/0! | #DIV/0! |  |  | 1
0 | 0 | 0 | 0 |  | 1 | 16:07 | 3364 |  | 795.4363 | -290.3913 | -290.3913 | 1.0236e-27 | 3.9658e-28 | -1.0512e-29 | 0 | -290.3913 |  | -840.7824 | #DIV/0! | #DIV/0! | 50.5 | 1 | #DIV/0! | 1 | #DIV/0! | #DIV/0! |  |  | 1
0 | 0 | 0 | 0 |  | 1 | 16:07 | 3368 |  | 795.827 | -290.782 | -290.782 | 9.2127e-28 | 3.5692e-28 | -9.4606e-30 | 0 | -290.782 |  | -841.173 | #DIV/0! | #DIV/0! | 50.5 | 1 | #DIV/0! | 1 | #DIV/0! | #DIV/0! |  |  | 1
0 | 0 | 0 | 0 |  | 1 | 16:07 | 3372 |  | 796.2177 | -291.1727 | -291.1727 | 8.2914e-28 | 3.2123e-28 | -8.5145e-30 | 0 | -291.1727 |  | -841.5637 | #DIV/0! | #DIV/0! | 50.5 | 1 | #DIV/0! | 1 | #DIV/0! | #DIV/0! |  |  | 1
0 | 0 | 0 | 0 |  | 1 | 16:07 | 3376 |  | 796.6083 | -291.5633 | -291.5633 | 7.4623e-28 | 2.891e-28 | -7.6631e-30 | 0 | -291.5633 |  | -841.9544 | #DIV/0! | #DIV/0! | 50.5 | 1 | #DIV/0! | 1 | #DIV/0! | #DIV/0! |  |  | 1
0 | 0 | 0 | 0 |  | 1 | 16:07 | 3380 |  | 796.999 | -291.954 | -291.954 | 6.7161e-28 | 2.6019e-28 | -6.8968e-30 | 0 | -291.954 |  | -842.345 | #DIV/0! | #DIV/0! | 50.5 | 1 | #DIV/0! | 1 | #DIV/0! | #DIV/0! |  |  | 1
0 | 0 | 0 | 0 |  | 1 | 16:07 | 3384 |  | 797.3897 | -292.3447 | -292.3447 | 6.0445e-28 | 2.3417e-28 | -6.2071e-30 | 0 | -292.3447 |  | -842.7357 | #DIV/0! | #DIV/0! | 50.5 | 1 | #DIV/0! | 1 | #DIV/0! | #DIV/0! |  |  | 1
0 | 0 | 0 | 0 |  | 1 | 16:07 | 3388 |  | 797.7803 | -292.7353 | -292.7353 | 5.44e-28 | 2.1076e-28 | -5.5864e-30 | 0 | -292.7353 |  | -843.1264 | #DIV/0! | #DIV/0! | 50.5 | 1 | #DIV/0! | 1 | #DIV/0! | #DIV/0! |  |  | 1
0 | 0 | 0 | 0 |  | 1 | 16:07 | 3392 |  | 798.171 | -293.126 | -293.126 | 4.896e-28 | 1.8968e-28 | -5.0277e-30 | 0 | -293.126 |  | -843.517 | #DIV/0! | #DIV/0! | 50.5 | 1 | #DIV/0! | 1 | #DIV/0! | #DIV/0! |  |  | 1
0 | 0 | 0 | 0 |  | 1 | 16:07 | 3396 |  | 798.5617 | -293.5167 | -293.5167 | 4.4064e-28 | 1.7071e-28 | -4.525e-30 | 0 | -293.5167 |  | -843.9077 | #DIV/0! | #DIV/0! | 50.5 | 1 | #DIV/0! | 1 | #DIV/0! | #DIV/0! |  |  | 1
0 | 0 | 0 | 0 |  | 1 | 16:07 | 3400 |  | 798.9523 | -293.9073 | -293.9073 | 3.9658e-28 | 1.5364e-28 | -4.0725e-30 | 0 | -293.9073 |  | -844.2984 | #DIV/0! | #DIV/0! | 50.5 | 1 | #DIV/0! | 1 | #DIV/0! | #DIV/0! |  |  | 1
0 | 0 | 0 | 0 |  | 1 | 16:08 | 3404 |  | 799.343 | -294.298 | -294.298 | 3.5692e-28 | 1.3828e-28 | -3.6652e-30 | 0 | -294.298 |  | -844.689 | #DIV/0! | #DIV/0! | 50.5 | 1 | #DIV/0! | 1 | #DIV/0! | #DIV/0! |  |  | 1
0 | 0 | 0 | 0 |  | 1 | 16:08 | 3408 |  | 799.7337 | -294.6887 | -294.6887 | 3.2123e-28 | 1.2445e-28 | -3.2987e-30 | 0 | -294.6887 |  | -845.0797 | #DIV/0! | #DIV/0! | 50.5 | 1 | #DIV/0! | 1 | #DIV/0! | #DIV/0! |  |  | 1
0 | 0 | 0 | 0 |  | 1 | 16:08 | 3412 |  | 800.1243 | -295.0793 | -295.0793 | 2.891e-28 | 1.1201e-28 | -2.9688e-30 | 0 | -295.0793 |  | -845.4704 | #DIV/0! | #DIV/0! | 50.5 | 1 | #DIV/0! | 1 | #DIV/0! | #DIV/0! |  |  | 1
0 | 0 | 0 | 0 |  | 1 | 16:08 | 3416 |  | 800.515 | -295.47 | -295.47 | 2.6019e-28 | 1.008e-28 | -2.6719e-30 | 0 | -295.47 |  | -845.861 | #DIV/0! | #DIV/0! | 50.5 | 1 | #DIV/0! | 1 | #DIV/0! | #DIV/0! |  |  | 1
0 | 0 | 0 | 0 |  | 1 | 16:08 | 3420 |  | 800.9057 | -295.8607 | -295.8607 | 2.3417e-28 | 9.0724e-29 | -2.4047e-30 | 0 | -295.8607 |  | -846.2517 | #DIV/0! | #DIV/0! | 50.5 | 1 | #DIV/0! | 1 | #DIV/0! | #DIV/0! |  |  | 1
0 | 0 | 0 | 0 |  | 1 | 16:08 | 3424 |  | 801.2963 | -296.2513 | -296.2513 | 2.1076e-28 | 8.1652e-29 | -2.1643e-30 | 0 | -296.2513 |  | -846.6424 | #DIV/0! | #DIV/0! | 50.5 | 1 | #DIV/0! | 1 | #DIV/0! | #DIV/0! |  |  | 1
0 | 0 | 0 | 0 |  | 1 | 16:08 | 3428 |  | 801.687 | -296.642 | -296.642 | 1.8968e-28 | 7.3487e-29 | -1.9478e-30 | 0 | -296.642 |  | -847.033 | #DIV/0! | #DIV/0! | 50.5 | 1 | #DIV/0! | 1 | #DIV/0! | #DIV/0! |  |  | 1
0 | 0 | 0 | 0 |  | 1 | 16:08 | 3432 |  | 802.0777 | -297.0327 | -297.0327 | 1.7071e-28 | 6.6138e-29 | -1.7531e-30 | 0 | -297.0327 |  | -847.4237 | #DIV/0! | #DIV/0! | 50.5 | 1 | #DIV/0! | 1 | #DIV/0! | #DIV/0! |  |  | 1
0 | 0 | 0 | 0 |  | 1 | 16:08 | 3436 |  | 802.4683 | -297.4233 | -297.4233 | 1.5364e-28 | 5.9524e-29 | -1.5778e-30 | 0 | -297.4233 |  | -847.8144 | #DIV/0! | #DIV/0! | 50.5 | 1 | #DIV/0! | 1 | #DIV/0! | #DIV/0! |  |  | 1
0 | 0 | 0 | 0 |  | 1 | 16:08 | 3440 |  | 802.859 | -297.814 | -297.814 | 1.3828e-28 | 5.3572e-29 | -1.42e-30 | 0 | -297.814 |  | -848.205 | #DIV/0! | #DIV/0! | 50.5 | 1 | #DIV/0! | 1 | #DIV/0! | #DIV/0! |  |  | 1
0 | 0 | 0 | 0 |  | 1 | 16:08 | 3444 |  | 803.2497 | -298.2047 | -298.2047 | 1.2445e-28 | 4.8215e-29 | -1.278e-30 | 0 | -298.2047 |  | -848.5957 | #DIV/0! | #DIV/0! | 50.5 | 1 | #DIV/0! | 1 | #DIV/0! | #DIV/0! |  |  | 1
0 | 0 | 0 | 0 |  | 1 | 16:08 | 3448 |  | 803.6403 | -298.5953 | -298.5953 | 1.1201e-28 | 4.3393e-29 | -1.1502e-30 | 0 | -298.5953 |  | -848.9864 | #DIV/0! | #DIV/0! | 50.5 | 1 | #DIV/0! | 1 | #DIV/0! | #DIV/0! |  |  | 1
0 | 0 | 0 | 0 |  | 1 | 16:08 | 3452 |  | 804.031 | -298.986 | -298.986 | 1.008e-28 | 3.9054e-29 | -1.0352e-30 | 0 | -298.986 |  | -849.377 | #DIV/0! | #DIV/0! | 50.5 | 1 | #DIV/0! | 1 | #DIV/0! | #DIV/0! |  |  | 1
0 | 0 | 0 | 0 |  | 1 | 16:08 | 3456 |  | 804.4217 | -299.3767 | -299.3767 | 9.0724e-29 | 3.5148e-29 | -9.3165e-31 | 0 | -299.3767 |  | -849.7677 | #DIV/0! | #DIV/0! | 50.5 | 1 | #DIV/0! | 1 | #DIV/0! | #DIV/0! |  |  | 1
0 | 0 | 0 | 0 |  | 1 | 16:08 | 3460 |  | 804.8123 | -299.7673 | -299.7673 | 8.1652e-29 | 3.1634e-29 | -8.3848e-31 | 0 | -299.7673 |  | -850.1584 | #DIV/0! | #DIV/0! | 50.5 | 1 | #DIV/0! | 1 | #DIV/0! | #DIV/0! |  |  | 1
0 | 0 | 0 | 0 |  | 1 | 16:09 | 3464 |  | 805.203 | -300.158 | -300.158 | 7.3487e-29 | 2.847e-29 | -7.5464e-31 | 0 | -300.158 |  | -850.549 | #DIV/0! | #DIV/0! | 50.5 | 1 | #DIV/0! | 1 | #DIV/0! | #DIV/0! |  |  | 1
0 | 0 | 0 | 0 |  | 1 | 16:09 | 3468 |  | 805.5937 | -300.5487 | -300.5487 | 6.6138e-29 | 2.5623e-29 | -6.7917e-31 | 0 | -300.5487 |  | -850.9397 | #DIV/0! | #DIV/0! | 50.5 | 1 | #DIV/0! | 1 | #DIV/0! | #DIV/0! |  |  | 1
0 | 0 | 0 | 0 |  | 1 | 16:09 | 3472 |  | 805.9843 | -300.9393 | -300.9393 | 5.9524e-29 | 2.3061e-29 | -6.1125e-31 | 0 | -300.9393 |  | -851.3304 | #DIV/0! | #DIV/0! | 50.5 | 1 | #DIV/0! | 1 | #DIV/0! | #DIV/0! |  |  | 1
0 | 0 | 0 | 0 |  | 1 | 16:09 | 3476 |  | 806.375 | -301.33 | -301.33 | 5.3572e-29 | 2.0755e-29 | -5.5013e-31 | 0 | -301.33 |  | -851.721 | #DIV/0! | #DIV/0! | 50.5 | 1 | #DIV/0! | 1 | #DIV/0! | #DIV/0! |  |  | 1
0 | 0 | 0 | 0 |  | 1 | 16:09 | 3480 |  | 806.7657 | -301.7207 | -301.7207 | 4.8215e-29 | 1.8679e-29 | -4.9512e-31 | 0 | -301.7207 |  | -852.1117 | #DIV/0! | #DIV/0! | 50.5 | 1 | #DIV/0! | 1 | #DIV/0! | #DIV/0! |  |  | 1
0 | 0 | 0 | 0 |  | 1 | 16:09 | 3484 |  | 807.1563 | -302.1113 | -302.1113 | 4.3393e-29 | 1.6811e-29 | -4.456e-31 | 0 | -302.1113 |  | -852.5024 | #DIV/0! | #DIV/0! | 50.5 | 1 | #DIV/0! | 1 | #DIV/0! | #DIV/0! |  |  | 1
0 | 0 | 0 | 0 |  | 1 | 16:09 | 3488 |  | 807.547 | -302.502 | -302.502 | 3.9054e-29 | 1.513e-29 | -4.0104e-31 | 0 | -302.502 |  | -852.893 | #DIV/0! | #DIV/0! | 50.5 | 1 | #DIV/0! | 1 | #DIV/0! | #DIV/0! |  |  | 1
0 | 0 | 0 | 0 |  | 1 | 16:09 | 3492 |  | 807.9377 | -302.8927 | -302.8927 | 3.5148e-29 | 1.3617e-29 | -3.6094e-31 | 0 | -302.8927 |  | -853.2837 | #DIV/0! | #DIV/0! | 50.5 | 1 | #DIV/0! | 1 | #DIV/0! | #DIV/0! |  |  | 1
0 | 0 | 0 | 0 |  | 1 | 16:09 | 3496 |  | 808.3283 | -303.2833 | -303.2833 | 3.1634e-29 | 1.2255e-29 | -3.2485e-31 | 0 | -303.2833 |  | -853.6744 | #DIV/0! | #DIV/0! | 50.5 | 1 | #DIV/0! | 1 | #DIV/0! | #DIV/0! |  |  | 1
0 | 0 | 0 | 0 |  | 1 | 16:09 | 3500 |  | 808.719 | -303.674 | -303.674 | 2.847e-29 | 1.103e-29 | -2.9236e-31 | 0 | -303.674 |  | -854.065 | #DIV/0! | #DIV/0! | 50.5 | 1 | #DIV/0! | 1 | #DIV/0! | #DIV/0! |  |  | 1
0 | 0 | 0 | 0 |  | 1 | 16:09 | 3504 |  | 809.1097 | -304.0647 | -304.0647 | 2.5623e-29 | 9.9269e-30 | -2.6313e-31 | 0 | -304.0647 |  | -854.4557 | #DIV/0! | #DIV/0! | 50.5 | 1 | #DIV/0! | 1 | #DIV/0! | #DIV/0! |  |  | 1
0 | 0 | 0 | 0 |  | 1 | 16:09 | 3508 |  | 809.5003 | -304.4553 | -304.4553 | 2.3061e-29 | 8.9342e-30 | -2.3681e-31 | 0 | -304.4553 |  | -854.8464 | #DIV/0! | #DIV/0! | 50.5 | 1 | #DIV/0! | 1 | #DIV/0! | #DIV/0! |  |  | 1
0 | 0 | 0 | 0 |  | 1 | 16:09 | 3512 |  | 809.891 | -304.846 | -304.846 | 2.0755e-29 | 8.0408e-30 | -2.1313e-31 | 0 | -304.846 |  | -855.237 | #DIV/0! | #DIV/0! | 50.5 | 1 | #DIV/0! | 1 | #DIV/0! | #DIV/0! |  |  | 1
0 | 0 | 0 | 0 |  | 1 | 16:09 | 3516 |  | 810.2817 | -305.2367 | -305.2367 | 1.8679e-29 | 7.2367e-30 | -1.9182e-31 | 0 | -305.2367 |  | -855.6277 | #DIV/0! | #DIV/0! | 50.5 | 1 | #DIV/0! | 1 | #DIV/0! | #DIV/0! |  |  | 1
0 | 0 | 0 | 0 |  | 1 | 16:09 | 3520 |  | 810.6723 | -305.6273 | -305.6273 | 1.6811e-29 | 6.5131e-30 | -1.7264e-31 | 0 | -305.6273 |  | -856.0184 | #DIV/0! | #DIV/0! | 50.5 | 1 | #DIV/0! | 1 | #DIV/0! | #DIV/0! |  |  | 1
0 | 0 | 0 | 0 |  | 1 | 16:10 | 3524 |  | 811.063 | -306.018 | -306.018 | 1.513e-29 | 5.8618e-30 | -1.5537e-31 | 0 | -306.018 |  | -856.409 | #DIV/0! | #DIV/0! | 50.5 | 1 | #DIV/0! | 1 | #DIV/0! | #DIV/0! |  |  | 1
0 | 0 | 0 | 0 |  | 1 | 16:10 | 3528 |  | 811.4537 | -306.4087 | -306.4087 | 1.3617e-29 | 5.2756e-30 | -1.3984e-31 | 0 | -306.4087 |  | -856.7997 | #DIV/0! | #DIV/0! | 50.5 | 1 | #DIV/0! | 1 | #DIV/0! | #DIV/0! |  |  | 1
0 | 0 | 0 | 0 |  | 1 | 16:10 | 3532 |  | 811.8443 | -306.7993 | -306.7993 | 1.2255e-29 | 4.748e-30 | -1.2585e-31 | 0 | -306.7993 |  | -857.1904 | #DIV/0! | #DIV/0! | 50.5 | 1 | #DIV/0! | 1 | #DIV/0! | #DIV/0! |  |  | 1
0 | 0 | 0 | 0 |  | 1 | 16:10 | 3536 |  | 812.235 | -307.19 | -307.19 | 1.103e-29 | 4.2732e-30 | -1.1327e-31 | 0 | -307.19 |  | -857.581 | #DIV/0! | #DIV/0! | 50.5 | 1 | #DIV/0! | 1 | #DIV/0! | #DIV/0! |  |  | 1
0 | 0 | 0 | 0 |  | 1 | 16:10 | 3540 |  | 812.6257 | -307.5807 | -307.5807 | 9.9269e-30 | 3.8459e-30 | -1.0194e-31 | 0 | -307.5807 |  | -857.9717 | #DIV/0! | #DIV/0! | 50.5 | 1 | #DIV/0! | 1 | #DIV/0! | #DIV/0! |  |  | 1
0 | 0 | 0 | 0 |  | 1 | 16:10 | 3544 |  | 813.0163 | -307.9713 | -307.9713 | 8.9342e-30 | 3.4613e-30 | -9.1746e-32 | 0 | -307.9713 |  | -858.3624 | #DIV/0! | #DIV/0! | 50.5 | 1 | #DIV/0! | 1 | #DIV/0! | #DIV/0! |  |  | 1
0 | 0 | 0 | 0 |  | 1 | 16:10 | 3548 |  | 813.407 | -308.362 | -308.362 | 8.0408e-30 | 3.1152e-30 | -8.2571e-32 | 0 | -308.362 |  | -858.753 | #DIV/0! | #DIV/0! | 50.5 | 1 | #DIV/0! | 1 | #DIV/0! | #DIV/0! |  |  | 1
0 | 0 | 0 | 0 |  | 1 | 16:10 | 3552 |  | 813.7977 | -308.7527 | -308.7527 | 7.2367e-30 | 2.8037e-30 | -7.4314e-32 | 0 | -308.7527 |  | -859.1437 | #DIV/0! | #DIV/0! | 50.5 | 1 | #DIV/0! | 1 | #DIV/0! | #DIV/0! |  |  | 1
0 | 0 | 0 | 0 |  | 1 | 16:10 | 3556 |  | 814.1883 | -309.1433 | -309.1433 | 6.5131e-30 | 2.5233e-30 | -6.6883e-32 | 0 | -309.1433 |  | -859.5344 | #DIV/0! | #DIV/0! | 50.5 | 1 | #DIV/0! | 1 | #DIV/0! | #DIV/0! |  |  | 1
0 | 0 | 0 | 0 |  | 1 | 16:10 | 3560 |  | 814.579 | -309.534 | -309.534 | 5.8618e-30 | 2.271e-30 | -6.0195e-32 | 0 | -309.534 |  | -859.925 | #DIV/0! | #DIV/0! | 50.5 | 1 | #DIV/0! | 1 | #DIV/0! | #DIV/0! |  |  | 1
0 | 0 | 0 | 0 |  | 1 | 16:10 | 3564 |  | 814.9697 | -309.9247 | -309.9247 | 5.2756e-30 | 2.0439e-30 | -5.4175e-32 | 0 | -309.9247 |  | -860.3157 | #DIV/0! | #DIV/0! | 50.5 | 1 | #DIV/0! | 1 | #DIV/0! | #DIV/0! |  |  | 1
0 | 0 | 0 | 0 |  | 1 | 16:10 | 3568 |  | 815.3603 | -310.3153 | -310.3153 | 4.748e-30 | 1.8395e-30 | -4.8758e-32 | 0 | -310.3153 |  | -860.7064 | #DIV/0! | #DIV/0! | 50.5 | 1 | #DIV/0! | 1 | #DIV/0! | #DIV/0! |  |  | 1
0 | 0 | 0 | 0 |  | 1 | 16:10 | 3572 |  | 815.751 | -310.706 | -310.706 | 4.2732e-30 | 1.6555e-30 | -4.3882e-32 | 0 | -310.706 |  | -861.097 | #DIV/0! | #DIV/0! | 50.5 | 1 | #DIV/0! | 1 | #DIV/0! | #DIV/0! |  |  | 1
0 | 0 | 0 | 0 |  | 1 | 16:10 | 3576 |  | 816.1417 | -311.0967 | -311.0967 | 3.8459e-30 | 1.49e-30 | -3.9494e-32 | 0 | -311.0967 |  | -861.4877 | #DIV/0! | #DIV/0! | 50.5 | 1 | #DIV/0! | 1 | #DIV/0! | #DIV/0! |  |  | 1
0 | 0 | 0 | 0 |  | 1 | 16:10 | 3580 |  | 816.5323 | -311.4873 | -311.4873 | 3.4613e-30 | 1.341e-30 | -3.5544e-32 | 0 | -311.4873 |  | -861.8784 | #DIV/0! | #DIV/0! | 50.5 | 1 | #DIV/0! | 1 | #DIV/0! | #DIV/0! |  |  | 1
0 | 0 | 0 | 0 |  | 1 | 16:11 | 3584 |  | 816.923 | -311.878 | -311.878 | 3.1152e-30 | 1.2069e-30 | -3.199e-32 | 0 | -311.878 |  | -862.269 | #DIV/0! | #DIV/0! | 50.5 | 1 | #DIV/0! | 1 | #DIV/0! | #DIV/0! |  |  | 1
0 | 0 | 0 | 0 |  | 1 | 16:11 | 3588 |  | 817.3137 | -312.2687 | -312.2687 | 2.8037e-30 | 1.0862e-30 | -2.8791e-32 | 0 | -312.2687 |  | -862.6597 | #DIV/0! | #DIV/0! | 50.5 | 1 | #DIV/0! | 1 | #DIV/0! | #DIV/0! |  |  | 1
0 | 0 | 0 | 0 |  | 1 | 16:11 | 3592 |  | 817.7043 | -312.6593 | -312.6593 | 2.5233e-30 | 9.7758e-31 | -2.5912e-32 | 0 | -312.6593 |  | -863.0504 | #DIV/0! | #DIV/0! | 50.5 | 1 | #DIV/0! | 1 | #DIV/0! | #DIV/0! |  |  | 1
0 | 0 | 0 | 0 |  | 1 | 16:11 | 3596 |  | 818.095 | -313.05 | -313.05 | 2.271e-30 | 8.7982e-31 | -2.3321e-32 | 0 | -313.05 |  | -863.441 | #DIV/0! | #DIV/0! | 50.5 | 1 | #DIV/0! | 1 | #DIV/0! | #DIV/0! |  |  | 1
0 | 0 | 0 | 0 |  | 1 | 16:11 | 3600 |  | 818.4857 | -313.4407 | -313.4407 | 2.0439e-30 | 7.9184e-31 | -2.0989e-32 | 0 | -313.4407 |  | -863.8317 | #DIV/0! | #DIV/0! | 50.5 | 1 | #DIV/0! | 1 | #DIV/0! | #DIV/0! |  |  | 1
0 | 0 | 0 | 0 |  | 1 | 16:11 | 3604 |  | 818.8763 | -313.8313 | -313.8313 | 1.8395e-30 | 7.1265e-31 | -1.889e-32 | 0 | -313.8313 |  | -864.2224 | #DIV/0! | #DIV/0! | 50.5 | 1 | #DIV/0! | 1 | #DIV/0! | #DIV/0! |  |  | 1
0 | 0 | 0 | 0 |  | 1 | 16:11 | 3608 |  | 819.267 | -314.222 | -314.222 | 1.6555e-30 | 6.4139e-31 | -1.7001e-32 | 0 | -314.222 |  | -864.613 | #DIV/0! | #DIV/0! | 50.5 | 1 | #DIV/0! | 1 | #DIV/0! | #DIV/0! |  |  | 1
0 | 0 | 0 | 0 |  | 1 | 16:11 | 3612 |  | 819.6577 | -314.6127 | -314.6127 | 1.49e-30 | 5.7725e-31 | -1.5301e-32 | 0 | -314.6127 |  | -865.0037 | #DIV/0! | #DIV/0! | 50.5 | 1 | #DIV/0! | 1 | #DIV/0! | #DIV/0! |  |  | 1
0 | 0 | 0 | 0 |  | 1 | 16:11 | 3616 |  | 820.0483 | -315.0033 | -315.0033 | 1.341e-30 | 5.1952e-31 | -1.3771e-32 | 0 | -315.0033 |  | -865.3944 | #DIV/0! | #DIV/0! | 50.5 | 1 | #DIV/0! | 1 | #DIV/0! | #DIV/0! |  |  | 1
0 | 0 | 0 | 0 |  | 1 | 16:11 | 3620 |  | 820.439 | -315.394 | -315.394 | 1.2069e-30 | 4.6757e-31 | -1.2394e-32 | 0 | -315.394 |  | -865.785 | #DIV/0! | #DIV/0! | 50.5 | 1 | #DIV/0! | 1 | #DIV/0! | #DIV/0! |  |  | 1
0 | 0 | 0 | 0 |  | 1 | 16:11 | 3624 |  | 820.8297 | -315.7847 | -315.7847 | 1.0862e-30 | 4.2081e-31 | -1.1154e-32 | 0 | -315.7847 |  | -866.1757 | #DIV/0! | #DIV/0! | 50.5 | 1 | #DIV/0! | 1 | #DIV/0! | #DIV/0! |  |  | 1
0 | 0 | 0 | 0 |  | 1 | 16:11 | 3628 |  | 821.2203 | -316.1753 | -316.1753 | 9.7758e-31 | 3.7873e-31 | -1.0039e-32 | 0 | -316.1753 |  | -866.5664 | #DIV/0! | #DIV/0! | 50.5 | 1 | #DIV/0! | 1 | #DIV/0! | #DIV/0! |  |  | 1
0 | 0 | 0 | 0 |  | 1 | 16:11 | 3632 |  | 821.611 | -316.566 | -316.566 | 8.7982e-31 | 3.4086e-31 | -9.0349e-33 | 0 | -316.566 |  | -866.957 | #DIV/0! | #DIV/0! | 50.5 | 1 | #DIV/0! | 1 | #DIV/0! | #DIV/0! |  |  | 1
0 | 0 | 0 | 0 |  | 1 | 16:11 | 3636 |  | 822.0017 | -316.9567 | -316.9567 | 7.9184e-31 | 3.0677e-31 | -8.1314e-33 | 0 | -316.9567 |  | -867.3477 | #DIV/0! | #DIV/0! | 50.5 | 1 | #DIV/0! | 1 | #DIV/0! | #DIV/0! |  |  | 1
0 | 0 | 0 | 0 |  | 1 | 16:11 | 3640 |  | 822.3923 | -317.3473 | -317.3473 | 7.1265e-31 | 2.761e-31 | -7.3183e-33 | 0 | -317.3473 |  | -867.7384 | #DIV/0! | #DIV/0! | 50.5 | 1 | #DIV/0! | 1 | #DIV/0! | #DIV/0! |  |  | 1
0 | 0 | 0 | 0 |  | 1 | 16:12 | 3644 |  | 822.783 | -317.738 | -317.738 | 6.4139e-31 | 2.4849e-31 | -6.5864e-33 | 0 | -317.738 |  | -868.129 | #DIV/0! | #DIV/0! | 50.5 | 1 | #DIV/0! | 1 | #DIV/0! | #DIV/0! |  |  | 1
0 | 0 | 0 | 0 |  | 1 | 16:12 | 3648 |  | 823.1737 | -318.1287 | -318.1287 | 5.7725e-31 | 2.2364e-31 | -5.9278e-33 | 0 | -318.1287 |  | -868.5197 | #DIV/0! | #DIV/0! | 50.5 | 1 | #DIV/0! | 1 | #DIV/0! | #DIV/0! |  |  | 1
0 | 0 | 0 | 0 |  | 1 | 16:12 | 3652 |  | 823.5643 | -318.5193 | -318.5193 | 5.1952e-31 | 2.0127e-31 | -5.335e-33 | 0 | -318.5193 |  | -868.9104 | #DIV/0! | #DIV/0! | 50.5 | 1 | #DIV/0! | 1 | #DIV/0! | #DIV/0! |  |  | 1
0 | 0 | 0 | 0 |  | 1 | 16:12 | 3656 |  | 823.955 | -318.91 | -318.91 | 4.6757e-31 | 1.8115e-31 | -4.8015e-33 | 0 | -318.91 |  | -869.301 | #DIV/0! | #DIV/0! | 50.5 | 1 | #DIV/0! | 1 | #DIV/0! | #DIV/0! |  |  | 1
0 | 0 | 0 | 0 |  | 1 | 16:12 | 3660 |  | 824.3457 | -319.3007 | -319.3007 | 4.2081e-31 | 1.6303e-31 | -4.3214e-33 | 0 | -319.3007 |  | -869.6917 | #DIV/0! | #DIV/0! | 50.5 | 1 | #DIV/0! | 1 | #DIV/0! | #DIV/0! |  |  | 1
0 | 0 | 0 | 0 |  | 1 | 16:12 | 3664 |  | 824.7363 | -319.6913 | -319.6913 | 3.7873e-31 | 1.4673e-31 | -3.8892e-33 | 0 | -319.6913 |  | -870.0824 | #DIV/0! | #DIV/0! | 50.5 | 1 | #DIV/0! | 1 | #DIV/0! | #DIV/0! |  |  | 1
0 | 0 | 0 | 0 |  | 1 | 16:12 | 3668 |  | 825.127 | -320.082 | -320.082 | 3.4086e-31 | 1.3206e-31 | -3.5003e-33 | 0 | -320.082 |  | -870.473 | #DIV/0! | #DIV/0! | 50.5 | 1 | #DIV/0! | 1 | #DIV/0! | #DIV/0! |  |  | 1
0 | 0 | 0 | 0 |  | 1 | 16:12 | 3672 |  | 825.5177 | -320.4727 | -320.4727 | 3.0677e-31 | 1.1885e-31 | -3.1503e-33 | 0 | -320.4727 |  | -870.8637 | #DIV/0! | #DIV/0! | 50.5 | 1 | #DIV/0! | 1 | #DIV/0! | #DIV/0! |  |  | 1
0 | 0 | 0 | 0 |  | 1 | 16:12 | 3676 |  | 825.9083 | -320.8633 | -320.8633 | 2.761e-31 | 1.0697e-31 | -2.8352e-33 | 0 | -320.8633 |  | -871.2544 | #DIV/0! | #DIV/0! | 50.5 | 1 | #DIV/0! | 1 | #DIV/0! | #DIV/0! |  |  | 1
0 | 0 | 0 | 0 |  | 1 | 16:12 | 3680 |  | 826.299 | -321.254 | -321.254 | 2.4849e-31 | 9.6269e-32 | -2.5517e-33 | 0 | -321.254 |  | -871.645 | #DIV/0! | #DIV/0! | 50.5 | 1 | #DIV/0! | 1 | #DIV/0! | #DIV/0! |  |  | 1
0 | 0 | 0 | 0 |  | 1 | 16:12 | 3684 |  | 826.6897 | -321.6447 | -321.6447 | 2.2364e-31 | 8.6642e-32 | -2.2965e-33 | 0 | -321.6447 |  | -872.0357 | #DIV/0! | #DIV/0! | 50.5 | 1 | #DIV/0! | 1 | #DIV/0! | #DIV/0! |  |  | 1
0 | 0 | 0 | 0 |  | 1 | 16:12 | 3688 |  | 827.0803 | -322.0353 | -322.0353 | 2.0127e-31 | 7.7978e-32 | -2.0669e-33 | 0 | -322.0353 |  | -872.4264 | #DIV/0! | #DIV/0! | 50.5 | 1 | #DIV/0! | 1 | #DIV/0! | #DIV/0! |  |  | 1
0 | 0 | 0 | 0 |  | 1 | 16:12 | 3692 |  | 827.471 | -322.426 | -322.426 | 1.8115e-31 | 7.018e-32 | -1.8602e-33 | 0 | -322.426 |  | -872.817 | #DIV/0! | #DIV/0! | 50.5 | 1 | #DIV/0! | 1 | #DIV/0! | #DIV/0! |  |  | 1
0 | 0 | 0 | 0 |  | 1 | 16:12 | 3696 |  | 827.8617 | -322.8167 | -322.8167 | 1.6303e-31 | 6.3162e-32 | -1.6742e-33 | 0 | -322.8167 |  | -873.2077 | #DIV/0! | #DIV/0! | 50.5 | 1 | #DIV/0! | 1 | #DIV/0! | #DIV/0! |  |  | 1
0 | 0 | 0 | 0 |  | 1 | 16:12 | 3700 |  | 828.2523 | -323.2073 | -323.2073 | 1.4673e-31 | 5.6846e-32 | -1.5068e-33 | 0 | -323.2073 |  | -873.5984 | #DIV/0! | #DIV/0! | 50.5 | 1 | #DIV/0! | 1 | #DIV/0! | #DIV/0! |  |  | 1
0 | 0 | 0 | 0 |  | 1 | 16:13 | 3704 |  | 828.643 | -323.598 | -323.598 | 1.3206e-31 | 5.1161e-32 | -1.3561e-33 | 0 | -323.598 |  | -873.989 | #DIV/0! | #DIV/0! | 50.5 | 1 | #DIV/0! | 1 | #DIV/0! | #DIV/0! |  |  | 1
0 | 0 | 0 | 0 |  | 1 | 16:13 | 3708 |  | 829.0337 | -323.9887 | -323.9887 | 1.1885e-31 | 4.6045e-32 | -1.2205e-33 | 0 | -323.9887 |  | -874.3797 | #DIV/0! | #DIV/0! | 50.5 | 1 | #DIV/0! | 1 | #DIV/0! | #DIV/0! |  |  | 1
0 | 0 | 0 | 0 |  | 1 | 16:13 | 3712 |  | 829.4243 | -324.3793 | -324.3793 | 1.0697e-31 | 4.1441e-32 | -1.0984e-33 | 0 | -324.3793 |  | -874.7704 | #DIV/0! | #DIV/0! | 50.5 | 1 | #DIV/0! | 1 | #DIV/0! | #DIV/0! |  |  | 1
0 | 0 | 0 | 0 |  | 1 | 16:13 | 3716 |  | 829.815 | -324.77 | -324.77 | 9.6269e-32 | 3.7297e-32 | -9.8859e-34 | 0 | -324.77 |  | -875.161 | #DIV/0! | #DIV/0! | 50.5 | 1 | #DIV/0! | 1 | #DIV/0! | #DIV/0! |  |  | 1
0 | 0 | 0 | 0 |  | 1 | 16:13 | 3720 |  | 830.2057 | -325.1607 | -325.1607 | 8.6642e-32 | 3.3567e-32 | -8.8973e-34 | 0 | -325.1607 |  | -875.5517 | #DIV/0! | #DIV/0! | 50.5 | 1 | #DIV/0! | 1 | #DIV/0! | #DIV/0! |  |  | 1
0 | 0 | 0 | 0 |  | 1 | 16:13 | 3724 |  | 830.5963 | -325.5513 | -325.5513 | 7.7978e-32 | 3.021e-32 | -8.0076e-34 | 0 | -325.5513 |  | -875.9424 | #DIV/0! | #DIV/0! | 50.5 | 1 | #DIV/0! | 1 | #DIV/0! | #DIV/0! |  |  | 1
0 | 0 | 0 | 0 |  | 1 | 16:13 | 3728 |  | 830.987 | -325.942 | -325.942 | 7.018e-32 | 2.7189e-32 | -7.2068e-34 | 0 | -325.942 |  | -876.333 | #DIV/0! | #DIV/0! | 50.5 | 1 | #DIV/0! | 1 | #DIV/0! | #DIV/0! |  |  | 1
0 | 0 | 0 | 0 |  | 1 | 16:13 | 3732 |  | 831.3777 | -326.3327 | -326.3327 | 6.3162e-32 | 2.447e-32 | -6.4861e-34 | 0 | -326.3327 |  | -876.7237 | #DIV/0! | #DIV/0! | 50.5 | 1 | #DIV/0! | 1 | #DIV/0! | #DIV/0! |  |  | 1
0 | 0 | 0 | 0 |  | 1 | 16:13 | 3736 |  | 831.7683 | -326.7233 | -326.7233 | 5.6846e-32 | 2.2023e-32 | -5.8375e-34 | 0 | -326.7233 |  | -877.1144 | #DIV/0! | #DIV/0! | 50.5 | 1 | #DIV/0! | 1 | #DIV/0! | #DIV/0! |  |  | 1
0 | 0 | 0 | 0 |  | 1 | 16:13 | 3740 |  | 832.159 | -327.114 | -327.114 | 5.1161e-32 | 1.9821e-32 | -5.2538e-34 | 0 | -327.114 |  | -877.505 | #DIV/0! | #DIV/0! | 50.5 | 1 | #DIV/0! | 1 | #DIV/0! | #DIV/0! |  |  | 1
0 | 0 | 0 | 0 |  | 1 | 16:13 | 3744 |  | 832.5497 | -327.5047 | -327.5047 | 4.6045e-32 | 1.7839e-32 | -4.7284e-34 | 0 | -327.5047 |  | -877.8957 | #DIV/0! | #DIV/0! | 50.5 | 1 | #DIV/0! | 1 | #DIV/0! | #DIV/0! |  |  | 1
0 | 0 | 0 | 0 |  | 1 | 16:13 | 3748 |  | 832.9403 | -327.8953 | -327.8953 | 4.1441e-32 | 1.6055e-32 | -4.2555e-34 | 0 | -327.8953 |  | -878.2864 | #DIV/0! | #DIV/0! | 50.5 | 1 | #DIV/0! | 1 | #DIV/0! | #DIV/0! |  |  | 1
0 | 0 | 0 | 0 |  | 1 | 16:13 | 3752 |  | 833.331 | -328.286 | -328.286 | 3.7297e-32 | 1.4449e-32 | -3.83e-34 | 0 | -328.286 |  | -878.677 | #DIV/0! | #DIV/0! | 50.5 | 1 | #DIV/0! | 1 | #DIV/0! | #DIV/0! |  |  | 1
0 | 0 | 0 | 0 |  | 1 | 16:13 | 3756 |  | 833.7217 | -328.6767 | -328.6767 | 3.3567e-32 | 1.3004e-32 | -3.447e-34 | 0 | -328.6767 |  | -879.0677 | #DIV/0! | #DIV/0! | 50.5 | 1 | #DIV/0! | 1 | #DIV/0! | #DIV/0! |  |  | 1
0 | 0 | 0 | 0 |  | 1 | 16:13 | 3760 |  | 834.1123 | -329.0673 | -329.0673 | 3.021e-32 | 1.1704e-32 | -3.1023e-34 | 0 | -329.0673 |  | -879.4584 | #DIV/0! | #DIV/0! | 50.5 | 1 | #DIV/0! | 1 | #DIV/0! | #DIV/0! |  |  | 1
0 | 0 | 0 | 0 |  | 1 | 16:14 | 3764 |  | 834.503 | -329.458 | -329.458 | 2.7189e-32 | 1.0534e-32 | -2.7921e-34 | 0 | -329.458 |  | -879.849 | #DIV/0! | #DIV/0! | 50.5 | 1 | #DIV/0! | 1 | #DIV/0! | #DIV/0! |  |  | 1
0 | 0 | 0 | 0 |  | 1 | 16:14 | 3768 |  | 834.8937 | -329.8487 | -329.8487 | 2.447e-32 | 9.4803e-33 | -2.5129e-34 | 0 | -329.8487 |  | -880.2397 | #DIV/0! | #DIV/0! | 50.5 | 1 | #DIV/0! | 1 | #DIV/0! | #DIV/0! |  |  | 1
0 | 0 | 0 | 0 |  | 1 | 16:14 | 3772 |  | 835.2843 | -330.2393 | -330.2393 | 2.2023e-32 | 8.5323e-33 | -2.2616e-34 | 0 | -330.2393 |  | -880.6304 | #DIV/0! | #DIV/0! | 50.5 | 1 | #DIV/0! | 1 | #DIV/0! | #DIV/0! |  |  | 1
0 | 0 | 0 | 0 |  | 1 | 16:14 | 3776 |  | 835.675 | -330.63 | -330.63 | 1.9821e-32 | 7.679e-33 | -2.0354e-34 | 0 | -330.63 |  | -881.021 | #DIV/0! | #DIV/0! | 50.5 | 1 | #DIV/0! | 1 | #DIV/0! | #DIV/0! |  |  | 1
0 | 0 | 0 | 0 |  | 1 | 16:14 | 3780 |  | 836.0657 | -331.0207 | -331.0207 | 1.7839e-32 | 6.9111e-33 | -1.8319e-34 | 0 | -331.0207 |  | -881.4117 | #DIV/0! | #DIV/0! | 50.5 | 1 | #DIV/0! | 1 | #DIV/0! | #DIV/0! |  |  | 1
0 | 0 | 0 | 0 |  | 1 | 16:14 | 3784 |  | 836.4563 | -331.4113 | -331.4113 | 1.6055e-32 | 6.22e-33 | -1.6487e-34 | 0 | -331.4113 |  | -881.8024 | #DIV/0! | #DIV/0! | 50.5 | 1 | #DIV/0! | 1 | #DIV/0! | #DIV/0! |  |  | 1
0 | 0 | 0 | 0 |  | 1 | 16:14 | 3788 |  | 836.847 | -331.802 | -331.802 | 1.4449e-32 | 5.598e-33 | -1.4838e-34 | 0 | -331.802 |  | -882.193 | #DIV/0! | #DIV/0! | 50.5 | 1 | #DIV/0! | 1 | #DIV/0! | #DIV/0! |  |  | 1
0 | 0 | 0 | 0 |  | 1 | 16:14 | 3792 |  | 837.2377 | -332.1927 | -332.1927 | 1.3004e-32 | 5.0382e-33 | -1.3354e-34 | 0 | -332.1927 |  | -882.5837 | #DIV/0! | #DIV/0! | 50.5 | 1 | #DIV/0! | 1 | #DIV/0! | #DIV/0! |  |  | 1
0 | 0 | 0 | 0 |  | 1 | 16:14 | 3796 |  | 837.6283 | -332.5833 | -332.5833 | 1.1704e-32 | 4.5344e-33 | -1.2019e-34 | 0 | -332.5833 |  | -882.9744 | #DIV/0! | #DIV/0! | 50.5 | 1 | #DIV/0! | 1 | #DIV/0! | #DIV/0! |  |  | 1
0 | 0 | 0 | 0 |  | 1 | 16:14 | 3800 |  | 838.019 | -332.974 | -332.974 | 1.0534e-32 | 4.0809e-33 | -1.0817e-34 | 0 | -332.974 |  | -883.365 | #DIV/0! | #DIV/0! | 50.5 | 1 | #DIV/0! | 1 | #DIV/0! | #DIV/0! |  |  | 1
0 | 0 | 0 | 0 |  | 1 | 16:14 | 3804 |  | 838.4097 | -333.3647 | -333.3647 | 9.4803e-33 | 3.6729e-33 | -9.7353e-35 | 0 | -333.3647 |  | -883.7557 | #DIV/0! | #DIV/0! | 50.5 | 1 | #DIV/0! | 1 | #DIV/0! | #DIV/0! |  |  | 1
0 | 0 | 0 | 0 |  | 1 | 16:14 | 3808 |  | 838.8003 | -333.7553 | -333.7553 | 8.5323e-33 | 3.3056e-33 | -8.7618e-35 | 0 | -333.7553 |  | -884.1464 | #DIV/0! | #DIV/0! | 50.5 | 1 | #DIV/0! | 1 | #DIV/0! | #DIV/0! |  |  | 1
0 | 0 | 0 | 0 |  | 1 | 16:14 | 3812 |  | 839.191 | -334.146 | -334.146 | 7.679e-33 | 2.975e-33 | -7.8856e-35 | 0 | -334.146 |  | -884.537 | #DIV/0! | #DIV/0! | 50.5 | 1 | #DIV/0! | 1 | #DIV/0! | #DIV/0! |  |  | 1
0 | 0 | 0 | 0 |  | 1 | 16:14 | 3816 |  | 839.5817 | -334.5367 | -334.5367 | 6.9111e-33 | 2.6775e-33 | -7.0971e-35 | 0 | -334.5367 |  | -884.9277 | #DIV/0! | #DIV/0! | 50.5 | 1 | #DIV/0! | 1 | #DIV/0! | #DIV/0! |  |  | 1
0 | 0 | 0 | 0 |  | 1 | 16:14 | 3820 |  | 839.9723 | -334.9273 | -334.9273 | 6.22e-33 | 2.4098e-33 | -6.3874e-35 | 0 | -334.9273 |  | -885.3184 | #DIV/0! | #DIV/0! | 50.5 | 1 | #DIV/0! | 1 | #DIV/0! | #DIV/0! |  |  | 1
0 | 0 | 0 | 0 |  | 1 | 16:15 | 3824 |  | 840.363 | -335.318 | -335.318 | 5.598e-33 | 2.1688e-33 | -5.7486e-35 | 0 | -335.318 |  | -885.709 | #DIV/0! | #DIV/0! | 50.5 | 1 | #DIV/0! | 1 | #DIV/0! | #DIV/0! |  |  | 1
0 | 0 | 0 | 0 |  | 1 | 16:15 | 3828 |  | 840.7537 | -335.7087 | -335.7087 | 5.0382e-33 | 1.9519e-33 | -5.1738e-35 | 0 | -335.7087 |  | -886.0997 | #DIV/0! | #DIV/0! | 50.5 | 1 | #DIV/0! | 1 | #DIV/0! | #DIV/0! |  |  | 1
0 | 0 | 0 | 0 |  | 1 | 16:15 | 3832 |  | 841.1443 | -336.0993 | -336.0993 | 4.5344e-33 | 1.7567e-33 | -4.6564e-35 | 0 | -336.0993 |  | -886.4904 | #DIV/0! | #DIV/0! | 50.5 | 1 | #DIV/0! | 1 | #DIV/0! | #DIV/0! |  |  | 1
0 | 0 | 0 | 0 |  | 1 | 16:15 | 3836 |  | 841.535 | -336.49 | -336.49 | 4.0809e-33 | 1.581e-33 | -4.1907e-35 | 0 | -336.49 |  | -886.881 | #DIV/0! | #DIV/0! | 50.5 | 1 | #DIV/0! | 1 | #DIV/0! | #DIV/0! |  |  | 1
0 | 0 | 0 | 0 |  | 1 | 16:15 | 3840 |  | 841.9257 | -336.8807 | -336.8807 | 3.6729e-33 | 1.4229e-33 | -3.7717e-35 | 0 | -336.8807 |  | -887.2717 | #DIV/0! | #DIV/0! | 50.5 | 1 | #DIV/0! | 1 | #DIV/0! | #DIV/0! |  |  | 1
0 | 0 | 0 | 0 |  | 1 | 16:15 | 3844 |  | 842.3163 | -337.2713 | -337.2713 | 3.3056e-33 | 1.2806e-33 | -3.3945e-35 | 0 | -337.2713 |  | -887.6624 | #DIV/0! | #DIV/0! | 50.5 | 1 | #DIV/0! | 1 | #DIV/0! | #DIV/0! |  |  | 1
0 | 0 | 0 | 0 |  | 1 | 16:15 | 3848 |  | 842.707 | -337.662 | -337.662 | 2.975e-33 | 1.1526e-33 | -3.055e-35 | 0 | -337.662 |  | -888.053 | #DIV/0! | #DIV/0! | 50.5 | 1 | #DIV/0! | 1 | #DIV/0! | #DIV/0! |  |  | 1
0 | 0 | 0 | 0 |  | 1 | 16:15 | 3852 |  | 843.0977 | -338.0527 | -338.0527 | 2.6775e-33 | 1.0373e-33 | -2.7495e-35 | 0 | -338.0527 |  | -888.4437 | #DIV/0! | #DIV/0! | 50.5 | 1 | #DIV/0! | 1 | #DIV/0! | #DIV/0! |  |  | 1
0 | 0 | 0 | 0 |  | 1 | 16:15 | 3856 |  | 843.4883 | -338.4433 | -338.4433 | 2.4098e-33 | 9.3359e-34 | -2.4746e-35 | 0 | -338.4433 |  | -888.8344 | #DIV/0! | #DIV/0! | 50.5 | 1 | #DIV/0! | 1 | #DIV/0! | #DIV/0! |  |  | 1
0 | 0 | 0 | 0 |  | 1 | 16:15 | 3860 |  | 843.879 | -338.834 | -338.834 | 2.1688e-33 | 8.4023e-34 | -2.2271e-35 | 0 | -338.834 |  | -889.225 | #DIV/0! | #DIV/0! | 50.5 | 1 | #DIV/0! | 1 | #DIV/0! | #DIV/0! |  |  | 1
0 | 0 | 0 | 0 |  | 1 | 16:15 | 3864 |  | 844.2697 | -339.2247 | -339.2247 | 1.9519e-33 | 7.5621e-34 | -2.0044e-35 | 0 | -339.2247 |  | -889.6157 | #DIV/0! | #DIV/0! | 50.5 | 1 | #DIV/0! | 1 | #DIV/0! | #DIV/0! |  |  | 1
0 | 0 | 0 | 0 |  | 1 | 16:15 | 3868 |  | 844.6603 | -339.6153 | -339.6153 | 1.7567e-33 | 6.8059e-34 | -1.804e-35 | 0 | -339.6153 |  | -890.0064 | #DIV/0! | #DIV/0! | 50.5 | 1 | #DIV/0! | 1 | #DIV/0! | #DIV/0! |  |  | 1
0 | 0 | 0 | 0 |  | 1 | 16:15 | 3872 |  | 845.051 | -340.006 | -340.006 | 1.581e-33 | 6.1253e-34 | -1.6236e-35 | 0 | -340.006 |  | -890.397 | #DIV/0! | #DIV/0! | 50.5 | 1 | #DIV/0! | 1 | #DIV/0! | #DIV/0! |  |  | 1
0 | 0 | 0 | 0 |  | 1 | 16:15 | 3876 |  | 845.4417 | -340.3967 | -340.3967 | 1.4229e-33 | 5.5128e-34 | -1.4612e-35 | 0 | -340.3967 |  | -890.7877 | #DIV/0! | #DIV/0! | 50.5 | 1 | #DIV/0! | 1 | #DIV/0! | #DIV/0! |  |  | 1
0 | 0 | 0 | 0 |  | 1 | 16:15 | 3880 |  | 845.8323 | -340.7873 | -340.7873 | 1.2806e-33 | 4.9615e-34 | -1.3151e-35 | 0 | -340.7873 |  | -891.1784 | #DIV/0! | #DIV/0! | 50.5 | 1 | #DIV/0! | 1 | #DIV/0! | #DIV/0! |  |  | 1
0 | 0 | 0 | 0 |  | 1 | 16:16 | 3884 |  | 846.223 | -341.178 | -341.178 | 1.1526e-33 | 4.4653e-34 | -1.1836e-35 | 0 | -341.178 |  | -891.569 | #DIV/0! | #DIV/0! | 50.5 | 1 | #DIV/0! | 1 | #DIV/0! | #DIV/0! |  |  | 1
0 | 0 | 0 | 0 |  | 1 | 16:16 | 3888 |  | 846.6137 | -341.5687 | -341.5687 | 1.0373e-33 | 4.0188e-34 | -1.0652e-35 | 0 | -341.5687 |  | -891.9597 | #DIV/0! | #DIV/0! | 50.5 | 1 | #DIV/0! | 1 | #DIV/0! | #DIV/0! |  |  | 1
0 | 0 | 0 | 0 |  | 1 | 16:16 | 3892 |  | 847.0043 | -341.9593 | -341.9593 | 9.3359e-34 | 3.6169e-34 | -9.5871e-36 | 0 | -341.9593 |  | -892.3504 | #DIV/0! | #DIV/0! | 50.5 | 1 | #DIV/0! | 1 | #DIV/0! | #DIV/0! |  |  | 1
0 | 0 | 0 | 0 |  | 1 | 16:16 | 3896 |  | 847.395 | -342.35 | -342.35 | 8.4023e-34 | 3.2552e-34 | -8.6284e-36 | 0 | -342.35 |  | -892.741 | #DIV/0! | #DIV/0! | 50.5 | 1 | #DIV/0! | 1 | #DIV/0! | #DIV/0! |  |  | 1
0 | 0 | 0 | 0 |  | 1 | 16:16 | 3900 |  | 847.7857 | -342.7407 | -342.7407 | 7.5621e-34 | 2.9297e-34 | -7.7655e-36 | 0 | -342.7407 |  | -893.1317 | #DIV/0! | #DIV/0! | 50.5 | 1 | #DIV/0! | 1 | #DIV/0! | #DIV/0! |  |  | 1
0 | 0 | 0 | 0 |  | 1 | 16:16 | 3904 |  | 848.1763 | -343.1313 | -343.1313 | 6.8059e-34 | 2.6367e-34 | -6.989e-36 | 0 | -343.1313 |  | -893.5224 | #DIV/0! | #DIV/0! | 50.5 | 1 | #DIV/0! | 1 | #DIV/0! | #DIV/0! |  |  | 1
0 | 0 | 0 | 0 |  | 1 | 16:16 | 3908 |  | 848.567 | -343.522 | -343.522 | 6.1253e-34 | 2.3731e-34 | -6.2901e-36 | 0 | -343.522 |  | -893.913 | #DIV/0! | #DIV/0! | 50.5 | 1 | #DIV/0! | 1 | #DIV/0! | #DIV/0! |  |  | 1
0 | 0 | 0 | 0 |  | 1 | 16:16 | 3912 |  | 848.9577 | -343.9127 | -343.9127 | 5.5128e-34 | 2.1358e-34 | -5.6611e-36 | 0 | -343.9127 |  | -894.3037 | #DIV/0! | #DIV/0! | 50.5 | 1 | #DIV/0! | 1 | #DIV/0! | #DIV/0! |  |  | 1
0 | 0 | 0 | 0 |  | 1 | 16:16 | 3916 |  | 849.3483 | -344.3033 | -344.3033 | 4.9615e-34 | 1.9222e-34 | -5.095e-36 | 0 | -344.3033 |  | -894.6944 | #DIV/0! | #DIV/0! | 50.5 | 1 | #DIV/0! | 1 | #DIV/0! | #DIV/0! |  |  | 1
0 | 0 | 0 | 0 |  | 1 | 16:16 | 3920 |  | 849.739 | -344.694 | -344.694 | 4.4653e-34 | 1.73e-34 | -4.5855e-36 | 0 | -344.694 |  | -895.085 | #DIV/0! | #DIV/0! | 50.5 | 1 | #DIV/0! | 1 | #DIV/0! | #DIV/0! |  |  | 1
0 | 0 | 0 | 0 |  | 1 | 16:16 | 3924 |  | 850.1297 | -345.0847 | -345.0847 | 4.0188e-34 | 1.557e-34 | -4.1269e-36 | 0 | -345.0847 |  | -895.4757 | #DIV/0! | #DIV/0! | 50.5 | 1 | #DIV/0! | 1 | #DIV/0! | #DIV/0! |  |  | 1
0 | 0 | 0 | 0 |  | 1 | 16:16 | 3928 |  | 850.5203 | -345.4753 | -345.4753 | 3.6169e-34 | 1.4013e-34 | -3.7142e-36 | 0 | -345.4753 |  | -895.8664 | #DIV/0! | #DIV/0! | 50.5 | 1 | #DIV/0! | 1 | #DIV/0! | #DIV/0! |  |  | 1
0 | 0 | 0 | 0 |  | 1 | 16:16 | 3932 |  | 850.911 | -345.866 | -345.866 | 3.2552e-34 | 1.2611e-34 | -3.3428e-36 | 0 | -345.866 |  | -896.257 | #DIV/0! | #DIV/0! | 50.5 | 1 | #DIV/0! | 1 | #DIV/0! | #DIV/0! |  |  | 1
0 | 0 | 0 | 0 |  | 1 | 16:16 | 3936 |  | 851.3017 | -346.2567 | -346.2567 | 2.9297e-34 | 1.135e-34 | -3.0085e-36 | 0 | -346.2567 |  | -896.6477 | #DIV/0! | #DIV/0! | 50.5 | 1 | #DIV/0! | 1 | #DIV/0! | #DIV/0! |  |  | 1
0 | 0 | 0 | 0 |  | 1 | 16:16 | 3940 |  | 851.6923 | -346.6473 | -346.6473 | 2.6367e-34 | 1.0215e-34 | -2.7077e-36 | 0 | -346.6473 |  | -897.0384 | #DIV/0! | #DIV/0! | 50.5 | 1 | #DIV/0! | 1 | #DIV/0! | #DIV/0! |  |  | 1
0 | 0 | 0 | 0 |  | 1 | 16:17 | 3944 |  | 852.083 | -347.038 | -347.038 | 2.3731e-34 | 9.1937e-35 | -2.4369e-36 | 0 | -347.038 |  | -897.429 | #DIV/0! | #DIV/0! | 50.5 | 1 | #DIV/0! | 1 | #DIV/0! | #DIV/0! |  |  | 1
0 | 0 | 0 | 0 |  | 1 | 16:17 | 3948 |  | 852.4737 | -347.4287 | -347.4287 | 2.1358e-34 | 8.2744e-35 | -2.1932e-36 | 0 | -347.4287 |  | -897.8197 | #DIV/0! | #DIV/0! | 50.5 | 1 | #DIV/0! | 1 | #DIV/0! | #DIV/0! |  |  | 1
0 | 0 | 0 | 0 |  | 1 | 16:17 | 3952 |  | 852.8643 | -347.8193 | -347.8193 | 1.9222e-34 | 7.4469e-35 | -1.9739e-36 | 0 | -347.8193 |  | -898.2104 | #DIV/0! | #DIV/0! | 50.5 | 1 | #DIV/0! | 1 | #DIV/0! | #DIV/0! |  |  | 1
0 | 0 | 0 | 0 |  | 1 | 16:17 | 3956 |  | 853.255 | -348.21 | -348.21 | 1.73e-34 | 6.7022e-35 | -1.7765e-36 | 0 | -348.21 |  | -898.601 | #DIV/0! | #DIV/0! | 50.5 | 1 | #DIV/0! | 1 | #DIV/0! | #DIV/0! |  |  | 1
0 | 0 | 0 | 0 |  | 1 | 16:17 | 3960 |  | 853.6457 | -348.6007 | -348.6007 | 1.557e-34 | 6.032e-35 | -1.5989e-36 | 0 | -348.6007 |  | -898.9917 | #DIV/0! | #DIV/0! | 50.5 | 1 | #DIV/0! | 1 | #DIV/0! | #DIV/0! |  |  | 1
0 | 0 | 0 | 0 |  | 1 | 16:17 | 3964 |  | 854.0363 | -348.9913 | -348.9913 | 1.4013e-34 | 5.4288e-35 | -1.439e-36 | 0 | -348.9913 |  | -899.3824 | #DIV/0! | #DIV/0! | 50.5 | 1 | #DIV/0! | 1 | #DIV/0! | #DIV/0! |  |  | 1
0 | 0 | 0 | 0 |  | 1 | 16:17 | 3968 |  | 854.427 | -349.382 | -349.382 | 1.2611e-34 | 4.8859e-35 | -1.2951e-36 | 0 | -349.382 |  | -899.773 | #DIV/0! | #DIV/0! | 50.5 | 1 | #DIV/0! | 1 | #DIV/0! | #DIV/0! |  |  | 1
0 | 0 | 0 | 0 |  | 1 | 16:17 | 3972 |  | 854.8177 | -349.7727 | -349.7727 | 1.135e-34 | 4.3973e-35 | -1.1656e-36 | 0 | -349.7727 |  | -900.1637 | #DIV/0! | #DIV/0! | 50.5 | 1 | #DIV/0! | 1 | #DIV/0! | #DIV/0! |  |  | 1
0 | 0 | 0 | 0 |  | 1 | 16:17 | 3976 |  | 855.2083 | -350.1633 | -350.1633 | 1.0215e-34 | 3.9576e-35 | -1.049e-36 | 0 | -350.1633 |  | -900.5544 | #DIV/0! | #DIV/0! | 50.5 | 1 | #DIV/0! | 1 | #DIV/0! | #DIV/0! |  |  | 1
0 | 0 | 0 | 0 |  | 1 | 16:17 | 3980 |  | 855.599 | -350.554 | -350.554 | 9.1937e-35 | 3.5618e-35 | -9.4411e-37 | 0 | -350.554 |  | -900.945 | #DIV/0! | #DIV/0! | 50.5 | 1 | #DIV/0! | 1 | #DIV/0! | #DIV/0! |  |  | 1
0 | 0 | 0 | 0 |  | 1 | 16:17 | 3984 |  | 855.9897 | -350.9447 | -350.9447 | 8.2744e-35 | 3.2057e-35 | -8.497e-37 | 0 | -350.9447 |  | -901.3357 | #DIV/0! | #DIV/0! | 50.5 | 1 | #DIV/0! | 1 | #DIV/0! | #DIV/0! |  |  | 1
0 | 0 | 0 | 0 |  | 1 | 16:17 | 3988 |  | 856.3803 | -351.3353 | -351.3353 | 7.4469e-35 | 2.8851e-35 | -7.6473e-37 | 0 | -351.3353 |  | -901.7264 | #DIV/0! | #DIV/0! | 50.5 | 1 | #DIV/0! | 1 | #DIV/0! | #DIV/0! |  |  | 1
0 | 0 | 0 | 0 |  | 1 | 16:17 | 3992 |  | 856.771 | -351.726 | -351.726 | 6.7022e-35 | 2.5966e-35 | -6.8825e-37 | 0 | -351.726 |  | -902.117 | #DIV/0! | #DIV/0! | 50.5 | 1 | #DIV/0! | 1 | #DIV/0! | #DIV/0! |  |  | 1
0 | 0 | 0 | 0 |  | 1 | 16:17 | 3996 |  | 857.1617 | -352.1167 | -352.1167 | 6.032e-35 | 2.3369e-35 | -6.1943e-37 | 0 | -352.1167 |  | -902.5077 | #DIV/0! | #DIV/0! | 50.5 | 1 | #DIV/0! | 1 | #DIV/0! | #DIV/0! |  |  | 1
0 | 0 | 0 | 0 |  | 1 | 16:17 | 4000 |  | 857.5523 | -352.5073 | -352.5073 | 5.4288e-35 | 2.1032e-35 | -5.5749e-37 | 0 | -352.5073 |  | -902.8984 | #DIV/0! | #DIV/0! | 50.5 | 1 | #DIV/0! | 1 | #DIV/0! | #DIV/0! |  |  | 1
0 | 0 | 0 | 0 |  | 1 | 16:18 | 4004 |  | 857.943 | -352.898 | -352.898 | 4.8859e-35 | 1.8929e-35 | -5.0174e-37 | 0 | -352.898 |  | -903.289 | #DIV/0! | #DIV/0! | 50.5 | 1 | #DIV/0! | 1 | #DIV/0! | #DIV/0! |  |  | 1
0 | 0 | 0 | 0 |  | 1 | 16:18 | 4008 |  | 858.3337 | -353.2887 | -353.2887 | 4.3973e-35 | 1.7036e-35 | -4.5156e-37 | 0 | -353.2887 |  | -903.6797 | #DIV/0! | #DIV/0! | 50.5 | 1 | #DIV/0! | 1 | #DIV/0! | #DIV/0! |  |  | 1
0 | 0 | 0 | 0 |  | 1 | 16:18 | 4012 |  | 858.7243 | -353.6793 | -353.6793 | 3.9576e-35 | 1.5333e-35 | -4.0641e-37 | 0 | -353.6793 |  | -904.0704 | #DIV/0! | #DIV/0! | 50.5 | 1 | #DIV/0! | 1 | #DIV/0! | #DIV/0! |  |  | 1
0 | 0 | 0 | 0 |  | 1 | 16:18 | 4016 |  | 859.115 | -354.07 | -354.07 | 3.5618e-35 | 1.3799e-35 | -3.6577e-37 | 0 | -354.07 |  | -904.461 | #DIV/0! | #DIV/0! | 50.5 | 1 | #DIV/0! | 1 | #DIV/0! | #DIV/0! |  |  | 1
0 | 0 | 0 | 0 |  | 1 | 16:18 | 4020 |  | 859.5057 | -354.4607 | -354.4607 | 3.2057e-35 | 1.2419e-35 | -3.2919e-37 | 0 | -354.4607 |  | -904.8517 | #DIV/0! | #DIV/0! | 50.5 | 1 | #DIV/0! | 1 | #DIV/0! | #DIV/0! |  |  | 1
0 | 0 | 0 | 0 |  | 1 | 16:18 | 4024 |  | 859.8963 | -354.8513 | -354.8513 | 2.8851e-35 | 1.1177e-35 | -2.9627e-37 | 0 | -354.8513 |  | -905.2424 | #DIV/0! | #DIV/0! | 50.5 | 1 | #DIV/0! | 1 | #DIV/0! | #DIV/0! |  |  | 1
0 | 0 | 0 | 0 |  | 1 | 16:18 | 4028 |  | 860.287 | -355.242 | -355.242 | 2.5966e-35 | 1.006e-35 | -2.6664e-37 | 0 | -355.242 |  | -905.633 | #DIV/0! | #DIV/0! | 50.5 | 1 | #DIV/0! | 1 | #DIV/0! | #DIV/0! |  |  | 1
0 | 0 | 0 | 0 |  | 1 | 16:18 | 4032 |  | 860.6777 | -355.6327 | -355.6327 | 2.3369e-35 | 9.0537e-36 | -2.3998e-37 | 0 | -355.6327 |  | -906.0237 | #DIV/0! | #DIV/0! | 50.5 | 1 | #DIV/0! | 1 | #DIV/0! | #DIV/0! |  |  | 1
0 | 0 | 0 | 0 |  | 1 | 16:18 | 4036 |  | 861.0683 | -356.0233 | -356.0233 | 2.1032e-35 | 8.1483e-36 | -2.1598e-37 | 0 | -356.0233 |  | -906.4144 | #DIV/0! | #DIV/0! | 50.5 | 1 | #DIV/0! | 1 | #DIV/0! | #DIV/0! |  |  | 1
0 | 0 | 0 | 0 |  | 1 | 16:18 | 4040 |  | 861.459 | -356.414 | -356.414 | 1.8929e-35 | 7.3335e-36 | -1.9438e-37 | 0 | -356.414 |  | -906.805 | #DIV/0! | #DIV/0! | 50.5 | 1 | #DIV/0! | 1 | #DIV/0! | #DIV/0! |  |  | 1
0 | 0 | 0 | 0 |  | 1 | 16:18 | 4044 |  | 861.8497 | -356.8047 | -356.8047 | 1.7036e-35 | 6.6002e-36 | -1.7494e-37 | 0 | -356.8047 |  | -907.1957 | #DIV/0! | #DIV/0! | 50.5 | 1 | #DIV/0! | 1 | #DIV/0! | #DIV/0! |  |  | 1
0 | 0 | 0 | 0 |  | 1 | 16:18 | 4048 |  | 862.2403 | -357.1953 | -357.1953 | 1.5333e-35 | 5.9401e-36 | -1.5745e-37 | 0 | -357.1953 |  | -907.5864 | #DIV/0! | #DIV/0! | 50.5 | 1 | #DIV/0! | 1 | #DIV/0! | #DIV/0! |  |  | 1
0 | 0 | 0 | 0 |  | 1 | 16:18 | 4052 |  | 862.631 | -357.586 | -357.586 | 1.3799e-35 | 5.3461e-36 | -1.4171e-37 | 0 | -357.586 |  | -907.977 | #DIV/0! | #DIV/0! | 50.5 | 1 | #DIV/0! | 1 | #DIV/0! | #DIV/0! |  |  | 1
0 | 0 | 0 | 0 |  | 1 | 16:18 | 4056 |  | 863.0217 | -357.9767 | -357.9767 | 1.2419e-35 | 4.8115e-36 | -1.2753e-37 | 0 | -357.9767 |  | -908.3677 | #DIV/0! | #DIV/0! | 50.5 | 1 | #DIV/0! | 1 | #DIV/0! | #DIV/0! |  |  | 1
0 | 0 | 0 | 0 |  | 1 | 16:18 | 4060 |  | 863.4123 | -358.3673 | -358.3673 | 1.1177e-35 | 4.3304e-36 | -1.1478e-37 | 0 | -358.3673 |  | -908.7584 | #DIV/0! | #DIV/0! | 50.5 | 1 | #DIV/0! | 1 | #DIV/0! | #DIV/0! |  |  | 1
0 | 0 | 0 | 0 |  | 1 | 16:19 | 4064 |  | 863.803 | -358.758 | -358.758 | 1.006e-35 | 3.8973e-36 | -1.033e-37 | 0 | -358.758 |  | -909.149 | #DIV/0! | #DIV/0! | 50.5 | 1 | #DIV/0! | 1 | #DIV/0! | #DIV/0! |  |  | 1
0 | 0 | 0 | 0 |  | 1 | 16:19 | 4068 |  | 864.1937 | -359.1487 | -359.1487 | 9.0537e-36 | 3.5076e-36 | -9.2973e-38 | 0 | -359.1487 |  | -909.5397 | #DIV/0! | #DIV/0! | 50.5 | 1 | #DIV/0! | 1 | #DIV/0! | #DIV/0! |  |  | 1
0 | 0 | 0 | 0 |  | 1 | 16:19 | 4072 |  | 864.5843 | -359.5393 | -359.5393 | 8.1483e-36 | 3.1568e-36 | -8.3676e-38 | 0 | -359.5393 |  | -909.9304 | #DIV/0! | #DIV/0! | 50.5 | 1 | #DIV/0! | 1 | #DIV/0! | #DIV/0! |  |  | 1
0 | 0 | 0 | 0 |  | 1 | 16:19 | 4076 |  | 864.975 | -359.93 | -359.93 | 7.3335e-36 | 2.8412e-36 | -7.5308e-38 | 0 | -359.93 |  | -910.321 | #DIV/0! | #DIV/0! | 50.5 | 1 | #DIV/0! | 1 | #DIV/0! | #DIV/0! |  |  | 1
0 | 0 | 0 | 0 |  | 1 | 16:19 | 4080 |  | 865.3657 | -360.3207 | -360.3207 | 6.6002e-36 | 2.557e-36 | -6.7777e-38 | 0 | -360.3207 |  | -910.7117 | #DIV/0! | #DIV/0! | 50.5 | 1 | #DIV/0! | 1 | #DIV/0! | #DIV/0! |  |  | 1
0 | 0 | 0 | 0 |  | 1 | 16:19 | 4084 |  | 865.7563 | -360.7113 | -360.7113 | 5.9401e-36 | 2.3013e-36 | -6.1e-38 | 0 | -360.7113 |  | -911.1024 | #DIV/0! | #DIV/0! | 50.5 | 1 | #DIV/0! | 1 | #DIV/0! | #DIV/0! |  |  | 1
0 | 0 | 0 | 0 |  | 1 | 16:19 | 4088 |  | 866.147 | -361.102 | -361.102 | 5.3461e-36 | 2.0712e-36 | -5.49e-38 | 0 | -361.102 |  | -911.493 | #DIV/0! | #DIV/0! | 50.5 | 1 | #DIV/0! | 1 | #DIV/0! | #DIV/0! |  |  | 1
0 | 0 | 0 | 0 |  | 1 | 16:19 | 4092 |  | 866.5377 | -361.4927 | -361.4927 | 4.8115e-36 | 1.8641e-36 | -4.941e-38 | 0 | -361.4927 |  | -911.8837 | #DIV/0! | #DIV/0! | 50.5 | 1 | #DIV/0! | 1 | #DIV/0! | #DIV/0! |  |  | 1
0 | 0 | 0 | 0 |  | 1 | 16:19 | 4096 |  | 866.9283 | -361.8833 | -361.8833 | 4.3304e-36 | 1.6777e-36 | -4.4469e-38 | 0 | -361.8833 |  | -912.2744 | #DIV/0! | #DIV/0! | 50.5 | 1 | #DIV/0! | 1 | #DIV/0! | #DIV/0! |  |  | 1
0 | 0 | 0 | 0 |  | 1 | 16:19 | 4100 |  | 867.319 | -362.274 | -362.274 | 3.8973e-36 | 1.5099e-36 | -4.0022e-38 | 0 | -362.274 |  | -912.665 | #DIV/0! | #DIV/0! | 50.5 | 1 | #DIV/0! | 1 | #DIV/0! | #DIV/0! |  |  | 1
0 | 0 | 0 | 0 |  | 1 | 16:19 | 4104 |  | 867.7097 | -362.6647 | -362.6647 | 3.5076e-36 | 1.3589e-36 | -3.602e-38 | 0 | -362.6647 |  | -913.0557 | #DIV/0! | #DIV/0! | 50.5 | 1 | #DIV/0! | 1 | #DIV/0! | #DIV/0! |  |  | 1
0 | 0 | 0 | 0 |  | 1 | 16:19 | 4108 |  | 868.1003 | -363.0553 | -363.0553 | 3.1568e-36 | 1.223e-36 | -3.2418e-38 | 0 | -363.0553 |  | -913.4464 | #DIV/0! | #DIV/0! | 50.5 | 1 | #DIV/0! | 1 | #DIV/0! | #DIV/0! |  |  | 1
0 | 0 | 0 | 0 |  | 1 | 16:19 | 4112 |  | 868.491 | -363.446 | -363.446 | 2.8412e-36 | 1.1007e-36 | -2.9176e-38 | 0 | -363.446 |  | -913.837 | #DIV/0! | #DIV/0! | 50.5 | 1 | #DIV/0! | 1 | #DIV/0! | #DIV/0! |  |  | 1
0 | 0 | 0 | 0 |  | 1 | 16:19 | 4116 |  | 868.8817 | -363.8367 | -363.8367 | 2.557e-36 | 9.9065e-37 | -2.6258e-38 | 0 | -363.8367 |  | -914.2277 | #DIV/0! | #DIV/0! | 50.5 | 1 | #DIV/0! | 1 | #DIV/0! | #DIV/0! |  |  | 1
0 | 0 | 0 | 0 |  | 1 | 16:19 | 4120 |  | 869.2723 | -364.2273 | -364.2273 | 2.3013e-36 | 8.9158e-37 | -2.3632e-38 | 0 | -364.2273 |  | -914.6184 | #DIV/0! | #DIV/0! | 50.5 | 1 | #DIV/0! | 1 | #DIV/0! | #DIV/0! |  |  | 1
0 | 0 | 0 | 0 |  | 1 | 16:20 | 4124 |  | 869.663 | -364.618 | -364.618 | 2.0712e-36 | 8.0242e-37 | -2.1269e-38 | 0 | -364.618 |  | -915.009 | #DIV/0! | #DIV/0! | 50.5 | 1 | #DIV/0! | 1 | #DIV/0! | #DIV/0! |  |  | 1
0 | 0 | 0 | 0 |  | 1 | 16:20 | 4128 |  | 870.0537 | -365.0087 | -365.0087 | 1.8641e-36 | 7.2218e-37 | -1.9142e-38 | 0 | -365.0087 |  | -915.3997 | #DIV/0! | #DIV/0! | 50.5 | 1 | #DIV/0! | 1 | #DIV/0! | #DIV/0! |  |  | 1
0 | 0 | 0 | 0 |  | 1 | 16:20 | 4132 |  | 870.4443 | -365.3993 | -365.3993 | 1.6777e-36 | 6.4996e-37 | -1.7228e-38 | 0 | -365.3993 |  | -915.7904 | #DIV/0! | #DIV/0! | 50.5 | 1 | #DIV/0! | 1 | #DIV/0! | #DIV/0! |  |  | 1
0 | 0 | 0 | 0 |  | 1 | 16:20 | 4136 |  | 870.835 | -365.79 | -365.79 | 1.5099e-36 | 5.8497e-37 | -1.5505e-38 | 0 | -365.79 |  | -916.181 | #DIV/0! | #DIV/0! | 50.5 | 1 | #DIV/0! | 1 | #DIV/0! | #DIV/0! |  |  | 1
0 | 0 | 0 | 0 |  | 1 | 16:20 | 4140 |  | 871.2257 | -366.1807 | -366.1807 | 1.3589e-36 | 5.2647e-37 | -1.3955e-38 | 0 | -366.1807 |  | -916.5717 | #DIV/0! | #DIV/0! | 50.5 | 1 | #DIV/0! | 1 | #DIV/0! | #DIV/0! |  |  | 1
0 | 0 | 0 | 0 |  | 1 | 16:20 | 4144 |  | 871.6163 | -366.5713 | -366.5713 | 1.223e-36 | 4.7382e-37 | -1.2559e-38 | 0 | -366.5713 |  | -916.9624 | #DIV/0! | #DIV/0! | 50.5 | 1 | #DIV/0! | 1 | #DIV/0! | #DIV/0! |  |  | 1
0 | 0 | 0 | 0 |  | 1 | 16:20 | 4148 |  | 872.007 | -366.962 | -366.962 | 1.1007e-36 | 4.2644e-37 | -1.1303e-38 | 0 | -366.962 |  | -917.353 | #DIV/0! | #DIV/0! | 50.5 | 1 | #DIV/0! | 1 | #DIV/0! | #DIV/0! |  |  | 1
0 | 0 | 0 | 0 |  | 1 | 16:20 | 4152 |  | 872.3977 | -367.3527 | -367.3527 | 9.9065e-37 | 3.838e-37 | -1.0173e-38 | 0 | -367.3527 |  | -917.7437 | #DIV/0! | #DIV/0! | 50.5 | 1 | #DIV/0! | 1 | #DIV/0! | #DIV/0! |  |  | 1
0 | 0 | 0 | 0 |  | 1 | 16:20 | 4156 |  | 872.7883 | -367.7433 | -367.7433 | 8.9158e-37 | 3.4542e-37 | -9.1557e-39 | 0 | -367.7433 |  | -918.1344 | #DIV/0! | #DIV/0! | 50.5 | 1 | #DIV/0! | 1 | #DIV/0! | #DIV/0! |  |  | 1
0 | 0 | 0 | 0 |  | 1 | 16:20 | 4160 |  | 873.179 | -368.134 | -368.134 | 8.0242e-37 | 3.1088e-37 | -8.2401e-39 | 0 | -368.134 |  | -918.525 | #DIV/0! | #DIV/0! | 50.5 | 1 | #DIV/0! | 1 | #DIV/0! | #DIV/0! |  |  | 1
0 | 0 | 0 | 0 |  | 1 | 16:20 | 4164 |  | 873.5697 | -368.5247 | -368.5247 | 7.2218e-37 | 2.7979e-37 | -7.4161e-39 | 0 | -368.5247 |  | -918.9157 | #DIV/0! | #DIV/0! | 50.5 | 1 | #DIV/0! | 1 | #DIV/0! | #DIV/0! |  |  | 1
0 | 0 | 0 | 0 |  | 1 | 16:20 | 4168 |  | 873.9603 | -368.9153 | -368.9153 | 6.4996e-37 | 2.5181e-37 | -6.6745e-39 | 0 | -368.9153 |  | -919.3064 | #DIV/0! | #DIV/0! | 50.5 | 1 | #DIV/0! | 1 | #DIV/0! | #DIV/0! |  |  | 1
0 | 0 | 0 | 0 |  | 1 | 16:20 | 4172 |  | 874.351 | -369.306 | -369.306 | 5.8497e-37 | 2.2663e-37 | -6.0071e-39 | 0 | -369.306 |  | -919.697 | #DIV/0! | #DIV/0! | 50.5 | 1 | #DIV/0! | 1 | #DIV/0! | #DIV/0! |  |  | 1
0 | 0 | 0 | 0 |  | 1 | 16:20 | 4176 |  | 874.7417 | -369.6967 | -369.6967 | 5.2647e-37 | 2.0397e-37 | -5.4063e-39 | 0 | -369.6967 |  | -920.0877 | #DIV/0! | #DIV/0! | 50.5 | 1 | #DIV/0! | 1 | #DIV/0! | #DIV/0! |  |  | 1
0 | 0 | 0 | 0 |  | 1 | 16:20 | 4180 |  | 875.1323 | -370.0873 | -370.0873 | 4.7382e-37 | 1.8357e-37 | -4.8657e-39 | 0 | -370.0873 |  | -920.4784 | #DIV/0! | #DIV/0! | 50.5 | 1 | #DIV/0! | 1 | #DIV/0! | #DIV/0! |  |  | 1
0 | 0 | 0 | 0 |  | 1 | 16:21 | 4184 |  | 875.523 | -370.478 | -370.478 | 4.2644e-37 | 1.6521e-37 | -4.3791e-39 | 0 | -370.478 |  | -920.869 | #DIV/0! | #DIV/0! | 50.5 | 1 | #DIV/0! | 1 | #DIV/0! | #DIV/0! |  |  | 1
0 | 0 | 0 | 0 |  | 1 | 16:21 | 4188 |  | 875.9137 | -370.8687 | -370.8687 | 3.838e-37 | 1.4869e-37 | -3.9412e-39 | 0 | -370.8687 |  | -921.2597 | #DIV/0! | #DIV/0! | 50.5 | 1 | #DIV/0! | 1 | #DIV/0! | #DIV/0! |  |  | 1
0 | 0 | 0 | 0 |  | 1 | 16:21 | 4192 |  | 876.3043 | -371.2593 | -371.2593 | 3.4542e-37 | 1.3382e-37 | -3.5471e-39 | 0 | -371.2593 |  | -921.6504 | #DIV/0! | #DIV/0! | 50.5 | 1 | #DIV/0! | 1 | #DIV/0! | #DIV/0! |  |  | 1
0 | 0 | 0 | 0 |  | 1 | 16:21 | 4196 |  | 876.695 | -371.65 | -371.65 | 3.1088e-37 | 1.2044e-37 | -3.1924e-39 | 0 | -371.65 |  | -922.041 | #DIV/0! | #DIV/0! | 50.5 | 1 | #DIV/0! | 1 | #DIV/0! | #DIV/0! |  |  | 1
0 | 0 | 0 | 0 |  | 1 | 16:21 | 4200 |  | 877.0857 | -372.0407 | -372.0407 | 2.7979e-37 | 1.084e-37 | -2.8732e-39 | 0 | -372.0407 |  | -922.4317 | #DIV/0! | #DIV/0! | 50.5 | 1 | #DIV/0! | 1 | #DIV/0! | #DIV/0! |  |  | 1
0 | 0 | 0 | 0 |  | 1 | 16:21 | 4204 |  | 877.4763 | -372.4313 | -372.4313 | 2.5181e-37 | 9.7556e-38 | -2.5858e-39 | 0 | -372.4313 |  | -922.8224 | #DIV/0! | #DIV/0! | 50.5 | 1 | #DIV/0! | 1 | #DIV/0! | #DIV/0! |  |  | 1
0 | 0 | 0 | 0 |  | 1 | 16:21 | 4208 |  | 877.867 | -372.822 | -372.822 | 2.2663e-37 | 8.7801e-38 | -2.3273e-39 | 0 | -372.822 |  | -923.213 | #DIV/0! | #DIV/0! | 50.5 | 1 | #DIV/0! | 1 | #DIV/0! | #DIV/0! |  |  | 1
0 | 0 | 0 | 0 |  | 1 | 16:21 | 4212 |  | 878.2577 | -373.2127 | -373.2127 | 2.0397e-37 | 7.902e-38 | -2.0945e-39 | 0 | -373.2127 |  | -923.6037 | #DIV/0! | #DIV/0! | 50.5 | 1 | #DIV/0! | 1 | #DIV/0! | #DIV/0! |  |  | 1
0 | 0 | 0 | 0 |  | 1 | 16:21 | 4216 |  | 878.6483 | -373.6033 | -373.6033 | 1.8357e-37 | 7.1118e-38 | -1.8851e-39 | 0 | -373.6033 |  | -923.9944 | #DIV/0! | #DIV/0! | 50.5 | 1 | #DIV/0! | 1 | #DIV/0! | #DIV/0! |  |  | 1
0 | 0 | 0 | 0 |  | 1 | 16:21 | 4220 |  | 879.039 | -373.994 | -373.994 | 1.6521e-37 | 6.4007e-38 | -1.6966e-39 | 0 | -373.994 |  | -924.385 | #DIV/0! | #DIV/0! | 50.5 | 1 | #DIV/0! | 1 | #DIV/0! | #DIV/0! |  |  | 1
0 | 0 | 0 | 0 |  | 1 | 16:21 | 4224 |  | 879.4297 | -374.3847 | -374.3847 | 1.4869e-37 | 5.7606e-38 | -1.5269e-39 | 0 | -374.3847 |  | -924.7757 | #DIV/0! | #DIV/0! | 50.5 | 1 | #DIV/0! | 1 | #DIV/0! | #DIV/0! |  |  | 1
0 | 0 | 0 | 0 |  | 1 | 16:21 | 4228 |  | 879.8203 | -374.7753 | -374.7753 | 1.3382e-37 | 5.1845e-38 | -1.3742e-39 | 0 | -374.7753 |  | -925.1664 | #DIV/0! | #DIV/0! | 50.5 | 1 | #DIV/0! | 1 | #DIV/0! | #DIV/0! |  |  | 1
0 | 0 | 0 | 0 |  | 1 | 16:21 | 4232 |  | 880.211 | -375.166 | -375.166 | 1.2044e-37 | 4.6661e-38 | -1.2368e-39 | 0 | -375.166 |  | -925.557 | #DIV/0! | #DIV/0! | 50.5 | 1 | #DIV/0! | 1 | #DIV/0! | #DIV/0! |  |  | 1
0 | 0 | 0 | 0 |  | 1 | 16:21 | 4236 |  | 880.6017 | -375.5567 | -375.5567 | 1.084e-37 | 4.1995e-38 | -1.1131e-39 | 0 | -375.5567 |  | -925.9477 | #DIV/0! | #DIV/0! | 50.5 | 1 | #DIV/0! | 1 | #DIV/0! | #DIV/0! |  |  | 1
0 | 0 | 0 | 0 |  | 1 | 16:21 | 4240 |  | 880.9923 | -375.9473 | -375.9473 | 9.7556e-38 | 3.7795e-38 | -1.0018e-39 | 0 | -375.9473 |  | -926.3384 | #DIV/0! | #DIV/0! | 50.5 | 1 | #DIV/0! | 1 | #DIV/0! | #DIV/0! |  |  | 1
0 | 0 | 0 | 0 |  | 1 | 16:22 | 4244 |  | 881.383 | -376.338 | -376.338 | 8.7801e-38 | 3.4016e-38 | -9.0163e-40 | 0 | -376.338 |  | -926.729 | #DIV/0! | #DIV/0! | 50.5 | 1 | #DIV/0! | 1 | #DIV/0! | #DIV/0! |  |  | 1
0 | 0 | 0 | 0 |  | 1 | 16:22 | 4248 |  | 881.7737 | -376.7287 | -376.7287 | 7.902e-38 | 3.0614e-38 | -8.1146e-40 | 0 | -376.7287 |  | -927.1197 | #DIV/0! | #DIV/0! | 50.5 | 1 | #DIV/0! | 1 | #DIV/0! | #DIV/0! |  |  | 1
0 | 0 | 0 | 0 |  | 1 | 16:22 | 4252 |  | 882.1643 | -377.1193 | -377.1193 | 7.1118e-38 | 2.7553e-38 | -7.3032e-40 | 0 | -377.1193 |  | -927.5104 | #DIV/0! | #DIV/0! | 50.5 | 1 | #DIV/0! | 1 | #DIV/0! | #DIV/0! |  |  | 1
0 | 0 | 0 | 0 |  | 1 | 16:22 | 4256 |  | 882.555 | -377.51 | -377.51 | 6.4007e-38 | 2.4797e-38 | -6.5729e-40 | 0 | -377.51 |  | -927.901 | #DIV/0! | #DIV/0! | 50.5 | 1 | #DIV/0! | 1 | #DIV/0! | #DIV/0! |  |  | 1
0 | 0 | 0 | 0 |  | 1 | 16:22 | 4260 |  | 882.9457 | -377.9007 | -377.9007 | 5.7606e-38 | 2.2318e-38 | -5.9156e-40 | 0 | -377.9007 |  | -928.2917 | #DIV/0! | #DIV/0! | 50.5 | 1 | #DIV/0! | 1 | #DIV/0! | #DIV/0! |  |  | 1
0 | 0 | 0 | 0 |  | 1 | 16:22 | 4264 |  | 883.3363 | -378.2913 | -378.2913 | 5.1845e-38 | 2.0086e-38 | -5.324e-40 | 0 | -378.2913 |  | -928.6824 | #DIV/0! | #DIV/0! | 50.5 | 1 | #DIV/0! | 1 | #DIV/0! | #DIV/0! |  |  | 1
0 | 0 | 0 | 0 |  | 1 | 16:22 | 4268 |  | 883.727 | -378.682 | -378.682 | 4.6661e-38 | 1.8077e-38 | -4.7916e-40 | 0 | -378.682 |  | -929.073 | #DIV/0! | #DIV/0! | 50.5 | 1 | #DIV/0! | 1 | #DIV/0! | #DIV/0! |  |  | 1
0 | 0 | 0 | 0 |  | 1 | 16:22 | 4272 |  | 884.1177 | -379.0727 | -379.0727 | 4.1995e-38 | 1.627e-38 | -4.3125e-40 | 0 | -379.0727 |  | -929.4637 | #DIV/0! | #DIV/0! | 50.5 | 1 | #DIV/0! | 1 | #DIV/0! | #DIV/0! |  |  | 1
0 | 0 | 0 | 0 |  | 1 | 16:22 | 4276 |  | 884.5083 | -379.4633 | -379.4633 | 3.7795e-38 | 1.4643e-38 | -3.8812e-40 | 0 | -379.4633 |  | -929.8544 | #DIV/0! | #DIV/0! | 50.5 | 1 | #DIV/0! | 1 | #DIV/0! | #DIV/0! |  |  | 1
0 | 0 | 0 | 0 |  | 1 | 16:22 | 4280 |  | 884.899 | -379.854 | -379.854 | 3.4016e-38 | 1.3178e-38 | -3.4931e-40 | 0 | -379.854 |  | -930.245 | #DIV/0! | #DIV/0! | 50.5 | 1 | #DIV/0! | 1 | #DIV/0! | #DIV/0! |  |  | 1
0 | 0 | 0 | 0 |  | 1 | 16:22 | 4284 |  | 885.2897 | -380.2447 | -380.2447 | 3.0614e-38 | 1.1861e-38 | -3.1438e-40 | 0 | -380.2447 |  | -930.6357 | #DIV/0! | #DIV/0! | 50.5 | 1 | #DIV/0! | 1 | #DIV/0! | #DIV/0! |  |  | 1
0 | 0 | 0 | 0 |  | 1 | 16:22 | 4288 |  | 885.6803 | -380.6353 | -380.6353 | 2.7553e-38 | 1.0674e-38 | -2.8294e-40 | 0 | -380.6353 |  | -931.0264 | #DIV/0! | #DIV/0! | 50.5 | 1 | #DIV/0! | 1 | #DIV/0! | #DIV/0! |  |  | 1
0 | 0 | 0 | 0 |  | 1 | 16:22 | 4292 |  | 886.071 | -381.026 | -381.026 | 2.4797e-38 | 9.607e-39 | -2.5465e-40 | 0 | -381.026 |  | -931.417 | #DIV/0! | #DIV/0! | 50.5 | 1 | #DIV/0! | 1 | #DIV/0! | #DIV/0! |  |  | 1
0 | 0 | 0 | 0 |  | 1 | 16:22 | 4296 |  | 886.4617 | -381.4167 | -381.4167 | 2.2318e-38 | 8.6463e-39 | -2.2918e-40 | 0 | -381.4167 |  | -931.8077 | #DIV/0! | #DIV/0! | 50.5 | 1 | #DIV/0! | 1 | #DIV/0! | #DIV/0! |  |  | 1
0 | 0 | 0 | 0 |  | 1 | 16:22 | 4300 |  | 886.8523 | -381.8073 | -381.8073 | 2.0086e-38 | 7.7817e-39 | -2.0626e-40 | 0 | -381.8073 |  | -932.1984 | #DIV/0! | #DIV/0! | 50.5 | 1 | #DIV/0! | 1 | #DIV/0! | #DIV/0! |  |  | 1
0 | 0 | 0 | 0 |  | 1 | 16:23 | 4304 |  | 887.243 | -382.198 | -382.198 | 1.8077e-38 | 7.0035e-39 | -1.8564e-40 | 0 | -382.198 |  | -932.589 | #DIV/0! | #DIV/0! | 50.5 | 1 | #DIV/0! | 1 | #DIV/0! | #DIV/0! |  |  | 1
0 | 0 | 0 | 0 |  | 1 | 16:23 | 4308 |  | 887.6337 | -382.5887 | -382.5887 | 1.627e-38 | 6.3032e-39 | -1.6707e-40 | 0 | -382.5887 |  | -932.9797 | #DIV/0! | #DIV/0! | 50.5 | 1 | #DIV/0! | 1 | #DIV/0! | #DIV/0! |  |  | 1
0 | 0 | 0 | 0 |  | 1 | 16:23 | 4312 |  | 888.0243 | -382.9793 | -382.9793 | 1.4643e-38 | 5.6729e-39 | -1.5037e-40 | 0 | -382.9793 |  | -933.3704 | #DIV/0! | #DIV/0! | 50.5 | 1 | #DIV/0! | 1 | #DIV/0! | #DIV/0! |  |  | 1
0 | 0 | 0 | 0 |  | 1 | 16:23 | 4316 |  | 888.415 | -383.37 | -383.37 | 1.3178e-38 | 5.1056e-39 | -1.3533e-40 | 0 | -383.37 |  | -933.761 | #DIV/0! | #DIV/0! | 50.5 | 1 | #DIV/0! | 1 | #DIV/0! | #DIV/0! |  |  | 1
0 | 0 | 0 | 0 |  | 1 | 16:23 | 4320 |  | 888.8057 | -383.7607 | -383.7607 | 1.1861e-38 | 4.595e-39 | -1.218e-40 | 0 | -383.7607 |  | -934.1517 | #DIV/0! | #DIV/0! | 50.5 | 1 | #DIV/0! | 1 | #DIV/0! | #DIV/0! |  |  | 1
0 | 0 | 0 | 0 |  | 1 | 16:23 | 4324 |  | 889.1963 | -384.1513 | -384.1513 | 1.0674e-38 | 4.1355e-39 | -1.0962e-40 | 0 | -384.1513 |  | -934.5424 | #DIV/0! | #DIV/0! | 50.5 | 1 | #DIV/0! | 1 | #DIV/0! | #DIV/0! |  |  | 1
0 | 0 | 0 | 0 |  | 1 | 16:23 | 4328 |  | 889.587 | -384.542 | -384.542 | 9.607e-39 | 3.722e-39 | -9.8655e-41 | 0 | -384.542 |  | -934.933 | #DIV/0! | #DIV/0! | 50.5 | 1 | #DIV/0! | 1 | #DIV/0! | #DIV/0! |  |  | 1
0 | 0 | 0 | 0 |  | 1 | 16:23 | 4332 |  | 889.9777 | -384.9327 | -384.9327 | 8.6463e-39 | 3.3498e-39 | -8.879e-41 | 0 | -384.9327 |  | -935.3237 | #DIV/0! | #DIV/0! | 50.5 | 1 | #DIV/0! | 1 | #DIV/0! | #DIV/0! |  |  | 1
0 | 0 | 0 | 0 |  | 1 | 16:23 | 4336 |  | 890.3683 | -385.3233 | -385.3233 | 7.7817e-39 | 3.0148e-39 | -7.9911e-41 | 0 | -385.3233 |  | -935.7144 | #DIV/0! | #DIV/0! | 50.5 | 1 | #DIV/0! | 1 | #DIV/0! | #DIV/0! |  |  | 1
0 | 0 | 0 | 0 |  | 1 | 16:23 | 4340 |  | 890.759 | -385.714 | -385.714 | 7.0035e-39 | 2.7133e-39 | -7.192e-41 | 0 | -385.714 |  | -936.105 | #DIV/0! | #DIV/0! | 50.5 | 1 | #DIV/0! | 1 | #DIV/0! | #DIV/0! |  |  | 1
0 | 0 | 0 | 0 |  | 1 | 16:23 | 4344 |  | 891.1497 | -386.1047 | -386.1047 | 6.3032e-39 | 2.442e-39 | -6.4728e-41 | 0 | -386.1047 |  | -936.4957 | #DIV/0! | #DIV/0! | 50.5 | 1 | #DIV/0! | 1 | #DIV/0! | #DIV/0! |  |  | 1
0 | 0 | 0 | 0 |  | 1 | 16:23 | 4348 |  | 891.5403 | -386.4953 | -386.4953 | 5.6729e-39 | 2.1978e-39 | -5.8255e-41 | 0 | -386.4953 |  | -936.8864 | #DIV/0! | #DIV/0! | 50.5 | 1 | #DIV/0! | 1 | #DIV/0! | #DIV/0! |  |  | 1
0 | 0 | 0 | 0 |  | 1 | 16:23 | 4352 |  | 891.931 | -386.886 | -386.886 | 5.1056e-39 | 1.978e-39 | -5.2429e-41 | 0 | -386.886 |  | -937.277 | #DIV/0! | #DIV/0! | 50.5 | 1 | #DIV/0! | 1 | #DIV/0! | #DIV/0! |  |  | 1
0 | 0 | 0 | 0 |  | 1 | 16:23 | 4356 |  | 892.3217 | -387.2767 | -387.2767 | 4.595e-39 | 1.7802e-39 | -4.7186e-41 | 0 | -387.2767 |  | -937.6677 | #DIV/0! | #DIV/0! | 50.5 | 1 | #DIV/0! | 1 | #DIV/0! | #DIV/0! |  |  | 1
0 | 0 | 0 | 0 |  | 1 | 16:23 | 4360 |  | 892.7123 | -387.6673 | -387.6673 | 4.1355e-39 | 1.6022e-39 | -4.2468e-41 | 0 | -387.6673 |  | -938.0584 | #DIV/0! | #DIV/0! | 50.5 | 1 | #DIV/0! | 1 | #DIV/0! | #DIV/0! |  |  | 1
0 | 0 | 0 | 0 |  | 1 | 16:24 | 4364 |  | 893.103 | -388.058 | -388.058 | 3.722e-39 | 1.442e-39 | -3.8221e-41 | 0 | -388.058 |  | -938.449 | #DIV/0! | #DIV/0! | 50.5 | 1 | #DIV/0! | 1 | #DIV/0! | #DIV/0! |  |  | 1
0 | 0 | 0 | 0 |  | 1 | 16:24 | 4368 |  | 893.4937 | -388.4487 | -388.4487 | 3.3498e-39 | 1.2978e-39 | -3.4399e-41 | 0 | -388.4487 |  | -938.8397 | #DIV/0! | #DIV/0! | 50.5 | 1 | #DIV/0! | 1 | #DIV/0! | #DIV/0! |  |  | 1
0 | 0 | 0 | 0 |  | 1 | 16:24 | 4372 |  | 893.8843 | -388.8393 | -388.8393 | 3.0148e-39 | 1.168e-39 | -3.0959e-41 | 0 | -388.8393 |  | -939.2304 | #DIV/0! | #DIV/0! | 50.5 | 1 | #DIV/0! | 1 | #DIV/0! | #DIV/0! |  |  | 1
0 | 0 | 0 | 0 |  | 1 | 16:24 | 4376 |  | 894.275 | -389.23 | -389.23 | 2.7133e-39 | 1.0512e-39 | -2.7863e-41 | 0 | -389.23 |  | -939.621 | #DIV/0! | #DIV/0! | 50.5 | 1 | #DIV/0! | 1 | #DIV/0! | #DIV/0! |  |  | 1
0 | 0 | 0 | 0 |  | 1 | 16:24 | 4380 |  | 894.6657 | -389.6207 | -389.6207 | 2.442e-39 | 9.4607e-40 | -2.5077e-41 | 0 | -389.6207 |  | -940.0117 | #DIV/0! | #DIV/0! | 50.5 | 1 | #DIV/0! | 1 | #DIV/0! | #DIV/0! |  |  | 1
0 | 0 | 0 | 0 |  | 1 | 16:24 | 4384 |  | 895.0563 | -390.0113 | -390.0113 | 2.1978e-39 | 8.5147e-40 | -2.2569e-41 | 0 | -390.0113 |  | -940.4024 | #DIV/0! | #DIV/0! | 50.5 | 1 | #DIV/0! | 1 | #DIV/0! | #DIV/0! |  |  | 1
0 | 0 | 0 | 0 |  | 1 | 16:24 | 4388 |  | 895.447 | -390.402 | -390.402 | 1.978e-39 | 7.6632e-40 | -2.0312e-41 | 0 | -390.402 |  | -940.793 | #DIV/0! | #DIV/0! | 50.5 | 1 | #DIV/0! | 1 | #DIV/0! | #DIV/0! |  |  | 1
0 | 0 | 0 | 0 |  | 1 | 16:24 | 4392 |  | 895.8377 | -390.7927 | -390.7927 | 1.7802e-39 | 6.8969e-40 | -1.8281e-41 | 0 | -390.7927 |  | -941.1837 | #DIV/0! | #DIV/0! | 50.5 | 1 | #DIV/0! | 1 | #DIV/0! | #DIV/0! |  |  | 1
0 | 0 | 0 | 0 |  | 1 | 16:24 | 4396 |  | 896.2283 | -391.1833 | -391.1833 | 1.6022e-39 | 6.2072e-40 | -1.6453e-41 | 0 | -391.1833 |  | -941.5744 | #DIV/0! | #DIV/0! | 50.5 | 1 | #DIV/0! | 1 | #DIV/0! | #DIV/0! |  |  | 1
0 | 0 | 0 | 0 |  | 1 | 16:24 | 4400 |  | 896.619 | -391.574 | -391.574 | 1.442e-39 | 5.5865e-40 | -1.4808e-41 | 0 | -391.574 |  | -941.965 | #DIV/0! | #DIV/0! | 50.5 | 1 | #DIV/0! | 1 | #DIV/0! | #DIV/0! |  |  | 1
0 | 0 | 0 | 0 |  | 1 | 16:24 | 4404 |  | 897.0097 | -391.9647 | -391.9647 | 1.2978e-39 | 5.0278e-40 | -1.3327e-41 | 0 | -391.9647 |  | -942.3557 | #DIV/0! | #DIV/0! | 50.5 | 1 | #DIV/0! | 1 | #DIV/0! | #DIV/0! |  |  | 1
0 | 0 | 0 | 0 |  | 1 | 16:24 | 4408 |  | 897.4003 | -392.3553 | -392.3553 | 1.168e-39 | 4.525e-40 | -1.1994e-41 | 0 | -392.3553 |  | -942.7464 | #DIV/0! | #DIV/0! | 50.5 | 1 | #DIV/0! | 1 | #DIV/0! | #DIV/0! |  |  | 1
0 | 0 | 0 | 0 |  | 1 | 16:24 | 4412 |  | 897.791 | -392.746 | -392.746 | 1.0512e-39 | 4.0725e-40 | -1.0795e-41 | 0 | -392.746 |  | -943.137 | #DIV/0! | #DIV/0! | 50.5 | 1 | #DIV/0! | 1 | #DIV/0! | #DIV/0! |  |  | 1
0 | 0 | 0 | 0 |  | 1 | 16:24 | 4416 |  | 898.1817 | -393.1367 | -393.1367 | 9.4607e-40 | 3.6653e-40 | -9.7153e-42 | 0 | -393.1367 |  | -943.5277 | #DIV/0! | #DIV/0! | 50.5 | 1 | #DIV/0! | 1 | #DIV/0! | #DIV/0! |  |  | 1
0 | 0 | 0 | 0 |  | 1 | 16:24 | 4420 |  | 898.5723 | -393.5273 | -393.5273 | 8.5147e-40 | 3.2988e-40 | -8.7437e-42 | 0 | -393.5273 |  | -943.9184 | #DIV/0! | #DIV/0! | 50.5 | 1 | #DIV/0! | 1 | #DIV/0! | #DIV/0! |  |  | 1
0 | 0 | 0 | 0 |  | 1 | 16:25 | 4424 |  | 898.963 | -393.918 | -393.918 | 7.6632e-40 | 2.9689e-40 | -7.8694e-42 | 0 | -393.918 |  | -944.309 | #DIV/0! | #DIV/0! | 50.5 | 1 | #DIV/0! | 1 | #DIV/0! | #DIV/0! |  |  | 1
0 | 0 | 0 | 0 |  | 1 | 16:25 | 4428 |  | 899.3537 | -394.3087 | -394.3087 | 6.8969e-40 | 2.672e-40 | -7.0824e-42 | 0 | -394.3087 |  | -944.6997 | #DIV/0! | #DIV/0! | 50.5 | 1 | #DIV/0! | 1 | #DIV/0! | #DIV/0! |  |  | 1
0 | 0 | 0 | 0 |  | 1 | 16:25 | 4432 |  | 899.7443 | -394.6993 | -394.6993 | 6.2072e-40 | 2.4048e-40 | -6.3742e-42 | 0 | -394.6993 |  | -945.0904 | #DIV/0! | #DIV/0! | 50.5 | 1 | #DIV/0! | 1 | #DIV/0! | #DIV/0! |  |  | 1
0 | 0 | 0 | 0 |  | 1 | 16:25 | 4436 |  | 900.135 | -395.09 | -395.09 | 5.5865e-40 | 2.1643e-40 | -5.7368e-42 | 0 | -395.09 |  | -945.481 | #DIV/0! | #DIV/0! | 50.5 | 1 | #DIV/0! | 1 | #DIV/0! | #DIV/0! |  |  | 1
0 | 0 | 0 | 0 |  | 1 | 16:25 | 4440 |  | 900.5257 | -395.4807 | -395.4807 | 5.0278e-40 | 1.9479e-40 | -5.1631e-42 | 0 | -395.4807 |  | -945.8717 | #DIV/0! | #DIV/0! | 50.5 | 1 | #DIV/0! | 1 | #DIV/0! | #DIV/0! |  |  | 1
0 | 0 | 0 | 0 |  | 1 | 16:25 | 4444 |  | 900.9163 | -395.8713 | -395.8713 | 4.525e-40 | 1.7531e-40 | -4.6468e-42 | 0 | -395.8713 |  | -946.2624 | #DIV/0! | #DIV/0! | 50.5 | 1 | #DIV/0! | 1 | #DIV/0! | #DIV/0! |  |  | 1
0 | 0 | 0 | 0 |  | 1 | 16:25 | 4448 |  | 901.307 | -396.262 | -396.262 | 4.0725e-40 | 1.5778e-40 | -4.1821e-42 | 0 | -396.262 |  | -946.653 | #DIV/0! | #DIV/0! | 50.5 | 1 | #DIV/0! | 1 | #DIV/0! | #DIV/0! |  |  | 1
0 | 0 | 0 | 0 |  | 1 | 16:25 | 4452 |  | 901.6977 | -396.6527 | -396.6527 | 3.6653e-40 | 1.42e-40 | -3.7639e-42 | 0 | -396.6527 |  | -947.0437 | #DIV/0! | #DIV/0! | 50.5 | 1 | #DIV/0! | 1 | #DIV/0! | #DIV/0! |  |  | 1
0 | 0 | 0 | 0 |  | 1 | 16:25 | 4456 |  | 902.0883 | -397.0433 | -397.0433 | 3.2988e-40 | 1.278e-40 | -3.3875e-42 | 0 | -397.0433 |  | -947.4344 | #DIV/0! | #DIV/0! | 50.5 | 1 | #DIV/0! | 1 | #DIV/0! | #DIV/0! |  |  | 1
0 | 0 | 0 | 0 |  | 1 | 16:25 | 4460 |  | 902.479 | -397.434 | -397.434 | 2.9689e-40 | 1.1502e-40 | -3.0488e-42 | 0 | -397.434 |  | -947.825 | #DIV/0! | #DIV/0! | 50.5 | 1 | #DIV/0! | 1 | #DIV/0! | #DIV/0! |  |  | 1
0 | 0 | 0 | 0 |  | 1 | 16:25 | 4464 |  | 902.8697 | -397.8247 | -397.8247 | 2.672e-40 | 1.0352e-40 | -2.7439e-42 | 0 | -397.8247 |  | -948.2157 | #DIV/0! | #DIV/0! | 50.5 | 1 | #DIV/0! | 1 | #DIV/0! | #DIV/0! |  |  | 1
0 | 0 | 0 | 0 |  | 1 | 16:25 | 4468 |  | 903.2603 | -398.2153 | -398.2153 | 2.4048e-40 | 9.3167e-41 | -2.4695e-42 | 0 | -398.2153 |  | -948.6064 | #DIV/0! | #DIV/0! | 50.5 | 1 | #DIV/0! | 1 | #DIV/0! | #DIV/0! |  |  | 1
0 | 0 | 0 | 0 |  | 1 | 16:25 | 4472 |  | 903.651 | -398.606 | -398.606 | 2.1643e-40 | 8.385e-41 | -2.2225e-42 | 0 | -398.606 |  | -948.997 | #DIV/0! | #DIV/0! | 50.5 | 1 | #DIV/0! | 1 | #DIV/0! | #DIV/0! |  |  | 1
0 | 0 | 0 | 0 |  | 1 | 16:25 | 4476 |  | 904.0417 | -398.9967 | -398.9967 | 1.9479e-40 | 7.5465e-41 | -2.0003e-42 | 0 | -398.9967 |  | -949.3877 | #DIV/0! | #DIV/0! | 50.5 | 1 | #DIV/0! | 1 | #DIV/0! | #DIV/0! |  |  | 1
0 | 0 | 0 | 0 |  | 1 | 16:25 | 4480 |  | 904.4323 | -399.3873 | -399.3873 | 1.7531e-40 | 6.7918e-41 | -1.8003e-42 | 0 | -399.3873 |  | -949.7784 | #DIV/0! | #DIV/0! | 50.5 | 1 | #DIV/0! | 1 | #DIV/0! | #DIV/0! |  |  | 1
0 | 0 | 0 | 0 |  | 1 | 16:26 | 4484 |  | 904.823 | -399.778 | -399.778 | 1.5778e-40 | 6.1127e-41 | -1.6202e-42 | 0 | -399.778 |  | -950.169 | #DIV/0! | #DIV/0! | 50.5 | 1 | #DIV/0! | 1 | #DIV/0! | #DIV/0! |  |  | 1
0 | 0 | 0 | 0 |  | 1 | 16:26 | 4488 |  | 905.2137 | -400.1687 | -400.1687 | 1.42e-40 | 5.5014e-41 | -1.4582e-42 | 0 | -400.1687 |  | -950.5597 | #DIV/0! | #DIV/0! | 50.5 | 1 | #DIV/0! | 1 | #DIV/0! | #DIV/0! |  |  | 1
0 | 0 | 0 | 0 |  | 1 | 16:26 | 4492 |  | 905.6043 | -400.5593 | -400.5593 | 1.278e-40 | 4.9513e-41 | -1.3124e-42 | 0 | -400.5593 |  | -950.9504 | #DIV/0! | #DIV/0! | 50.5 | 1 | #DIV/0! | 1 | #DIV/0! | #DIV/0! |  |  | 1
0 | 0 | 0 | 0 |  | 1 | 16:26 | 4496 |  | 905.995 | -400.95 | -400.95 | 1.1502e-40 | 4.4561e-41 | -1.1811e-42 | 0 | -400.95 |  | -951.341 | #DIV/0! | #DIV/0! | 50.5 | 1 | #DIV/0! | 1 | #DIV/0! | #DIV/0! |  |  | 1
0 | 0 | 0 | 0 |  | 1 | 16:26 | 4500 |  | 906.3857 | -401.3407 | -401.3407 | 1.0352e-40 | 4.0105e-41 | -1.063e-42 | 0 | -401.3407 |  | -951.7317 | #DIV/0! | #DIV/0! | 50.5 | 1 | #DIV/0! | 1 | #DIV/0! | #DIV/0! |  |  | 1
0 | 0 | 0 | 0 |  | 1 | 16:26 | 4504 |  | 906.7763 | -401.7313 | -401.7313 | 9.3167e-41 | 3.6095e-41 | -9.5673e-43 | 0 | -401.7313 |  | -952.1224 | #DIV/0! | #DIV/0! | 50.5 | 1 | #DIV/0! | 1 | #DIV/0! | #DIV/0! |  |  | 1
0 | 0 | 0 | 0 |  | 1 | 16:26 | 4508 |  | 907.167 | -402.122 | -402.122 | 8.385e-41 | 3.2485e-41 | -8.6106e-43 | 0 | -402.122 |  | -952.513 | #DIV/0! | #DIV/0! | 50.5 | 1 | #DIV/0! | 1 | #DIV/0! | #DIV/0! |  |  | 1
0 | 0 | 0 | 0 |  | 1 | 16:26 | 4512 |  | 907.5577 | -402.5127 | -402.5127 | 7.5465e-41 | 2.9237e-41 | -7.7495e-43 | 0 | -402.5127 |  | -952.9037 | #DIV/0! | #DIV/0! | 50.5 | 1 | #DIV/0! | 1 | #DIV/0! | #DIV/0! |  |  | 1
0 | 0 | 0 | 0 |  | 1 | 16:26 | 4516 |  | 907.9483 | -402.9033 | -402.9033 | 6.7918e-41 | 2.6313e-41 | -6.9746e-43 | 0 | -402.9033 |  | -953.2944 | #DIV/0! | #DIV/0! | 50.5 | 1 | #DIV/0! | 1 | #DIV/0! | #DIV/0! |  |  | 1
0 | 0 | 0 | 0 |  | 1 | 16:26 | 4520 |  | 908.339 | -403.294 | -403.294 | 6.1127e-41 | 2.3682e-41 | -6.2771e-43 | 0 | -403.294 |  | -953.685 | #DIV/0! | #DIV/0! | 50.5 | 1 | #DIV/0! | 1 | #DIV/0! | #DIV/0! |  |  | 1
0 | 0 | 0 | 0 |  | 1 | 16:26 | 4524 |  | 908.7297 | -403.6847 | -403.6847 | 5.5014e-41 | 2.1314e-41 | -5.6494e-43 | 0 | -403.6847 |  | -954.0757 | #DIV/0! | #DIV/0! | 50.5 | 1 | #DIV/0! | 1 | #DIV/0! | #DIV/0! |  |  | 1
0 | 0 | 0 | 0 |  | 1 | 16:26 | 4528 |  | 909.1203 | -404.0753 | -404.0753 | 4.9513e-41 | 1.9182e-41 | -5.0845e-43 | 0 | -404.0753 |  | -954.4664 | #DIV/0! | #DIV/0! | 50.5 | 1 | #DIV/0! | 1 | #DIV/0! | #DIV/0! |  |  | 1
0 | 0 | 0 | 0 |  | 1 | 16:26 | 4532 |  | 909.511 | -404.466 | -404.466 | 4.4561e-41 | 1.7264e-41 | -4.576e-43 | 0 | -404.466 |  | -954.857 | #DIV/0! | #DIV/0! | 50.5 | 1 | #DIV/0! | 1 | #DIV/0! | #DIV/0! |  |  | 1
0 | 0 | 0 | 0 |  | 1 | 16:26 | 4536 |  | 909.9017 | -404.8567 | -404.8567 | 4.0105e-41 | 1.5538e-41 | -4.1184e-43 | 0 | -404.8567 |  | -955.2477 | #DIV/0! | #DIV/0! | 50.5 | 1 | #DIV/0! | 1 | #DIV/0! | #DIV/0! |  |  | 1
0 | 0 | 0 | 0 |  | 1 | 16:26 | 4540 |  | 910.2923 | -405.2473 | -405.2473 | 3.6095e-41 | 1.3984e-41 | -3.7066e-43 | 0 | -405.2473 |  | -955.6384 | #DIV/0! | #DIV/0! | 50.5 | 1 | #DIV/0! | 1 | #DIV/0! | #DIV/0! |  |  | 1
0 | 0 | 0 | 0 |  | 1 | 16:27 | 4544 |  | 910.683 | -405.638 | -405.638 | 3.2485e-41 | 1.2585e-41 | -3.3359e-43 | 0 | -405.638 |  | -956.029 | #DIV/0! | #DIV/0! | 50.5 | 1 | #DIV/0! | 1 | #DIV/0! | #DIV/0! |  |  | 1
0 | 0 | 0 | 0 |  | 1 | 16:27 | 4548 |  | 911.0737 | -406.0287 | -406.0287 | 2.9237e-41 | 1.1327e-41 | -3.0023e-43 | 0 | -406.0287 |  | -956.4197 | #DIV/0! | #DIV/0! | 50.5 | 1 | #DIV/0! | 1 | #DIV/0! | #DIV/0! |  |  | 1
0 | 0 | 0 | 0 |  | 1 | 16:27 | 4552 |  | 911.4643 | -406.4193 | -406.4193 | 2.6313e-41 | 1.0194e-41 | -2.7021e-43 | 0 | -406.4193 |  | -956.8104 | #DIV/0! | #DIV/0! | 50.5 | 1 | #DIV/0! | 1 | #DIV/0! | #DIV/0! |  |  | 1
0 | 0 | 0 | 0 |  | 1 | 16:27 | 4556 |  | 911.855 | -406.81 | -406.81 | 2.3682e-41 | 9.1748e-42 | -2.4319e-43 | 0 | -406.81 |  | -957.201 | #DIV/0! | #DIV/0! | 50.5 | 1 | #DIV/0! | 1 | #DIV/0! | #DIV/0! |  |  | 1
0 | 0 | 0 | 0 |  | 1 | 16:27 | 4560 |  | 912.2457 | -407.2007 | -407.2007 | 2.1314e-41 | 8.2573e-42 | -2.1887e-43 | 0 | -407.2007 |  | -957.5917 | #DIV/0! | #DIV/0! | 50.5 | 1 | #DIV/0! | 1 | #DIV/0! | #DIV/0! |  |  | 1
0 | 0 | 0 | 0 |  | 1 | 16:27 | 4564 |  | 912.6363 | -407.5913 | -407.5913 | 1.9182e-41 | 7.4316e-42 | -1.9698e-43 | 0 | -407.5913 |  | -957.9824 | #DIV/0! | #DIV/0! | 50.5 | 1 | #DIV/0! | 1 | #DIV/0! | #DIV/0! |  |  | 1
0 | 0 | 0 | 0 |  | 1 | 16:27 | 4568 |  | 913.027 | -407.982 | -407.982 | 1.7264e-41 | 6.6884e-42 | -1.7728e-43 | 0 | -407.982 |  | -958.373 | #DIV/0! | #DIV/0! | 50.5 | 1 | #DIV/0! | 1 | #DIV/0! | #DIV/0! |  |  | 1
0 | 0 | 0 | 0 |  | 1 | 16:27 | 4572 |  | 913.4177 | -408.3727 | -408.3727 | 1.5538e-41 | 6.0196e-42 | -1.5956e-43 | 0 | -408.3727 |  | -958.7637 | #DIV/0! | #DIV/0! | 50.5 | 1 | #DIV/0! | 1 | #DIV/0! | #DIV/0! |  |  | 1
0 | 0 | 0 | 0 |  | 1 | 16:27 | 4576 |  | 913.8083 | -408.7633 | -408.7633 | 1.3984e-41 | 5.4176e-42 | -1.436e-43 | 0 | -408.7633 |  | -959.1544 | #DIV/0! | #DIV/0! | 50.5 | 1 | #DIV/0! | 1 | #DIV/0! | #DIV/0! |  |  | 1
0 | 0 | 0 | 0 |  | 1 | 16:27 | 4580 |  | 914.199 | -409.154 | -409.154 | 1.2585e-41 | 4.8759e-42 | -1.2924e-43 | 0 | -409.154 |  | -959.545 | #DIV/0! | #DIV/0! | 50.5 | 1 | #DIV/0! | 1 | #DIV/0! | #DIV/0! |  |  | 1
0 | 0 | 0 | 0 |  | 1 | 16:27 | 4584 |  | 914.5897 | -409.5447 | -409.5447 | 1.1327e-41 | 4.3883e-42 | -1.1632e-43 | 0 | -409.5447 |  | -959.9357 | #DIV/0! | #DIV/0! | 50.5 | 1 | #DIV/0! | 1 | #DIV/0! | #DIV/0! |  |  | 1
0 | 0 | 0 | 0 |  | 1 | 16:27 | 4588 |  | 914.9803 | -409.9353 | -409.9353 | 1.0194e-41 | 3.9494e-42 | -1.0468e-43 | 0 | -409.9353 |  | -960.3264 | #DIV/0! | #DIV/0! | 50.5 | 1 | #DIV/0! | 1 | #DIV/0! | #DIV/0! |  |  | 1
0 | 0 | 0 | 0 |  | 1 | 16:27 | 4592 |  | 915.371 | -410.326 | -410.326 | 9.1748e-42 | 3.5545e-42 | -9.4216e-44 | 0 | -410.326 |  | -960.717 | #DIV/0! | #DIV/0! | 50.5 | 1 | #DIV/0! | 1 | #DIV/0! | #DIV/0! |  |  | 1
0 | 0 | 0 | 0 |  | 1 | 16:27 | 4596 |  | 915.7617 | -410.7167 | -410.7167 | 8.2573e-42 | 3.199e-42 | -8.4794e-44 | 0 | -410.7167 |  | -961.1077 | #DIV/0! | #DIV/0! | 50.5 | 1 | #DIV/0! | 1 | #DIV/0! | #DIV/0! |  |  | 1
0 | 0 | 0 | 0 |  | 1 | 16:27 | 4600 |  | 916.1523 | -411.1073 | -411.1073 | 7.4316e-42 | 2.8791e-42 | -7.6315e-44 | 0 | -411.1073 |  | -961.4984 | #DIV/0! | #DIV/0! | 50.5 | 1 | #DIV/0! | 1 | #DIV/0! | #DIV/0! |  |  | 1
0 | 0 | 0 | 0 |  | 1 | 16:28 | 4604 |  | 916.543 | -411.498 | -411.498 | 6.6884e-42 | 2.5912e-42 | -6.8684e-44 | 0 | -411.498 |  | -961.889 | #DIV/0! | #DIV/0! | 50.5 | 1 | #DIV/0! | 1 | #DIV/0! | #DIV/0! |  |  | 1
0 | 0 | 0 | 0 |  | 1 | 16:28 | 4608 |  | 916.9337 | -411.8887 | -411.8887 | 6.0196e-42 | 2.3321e-42 | -6.1815e-44 | 0 | -411.8887 |  | -962.2797 | #DIV/0! | #DIV/0! | 50.5 | 1 | #DIV/0! | 1 | #DIV/0! | #DIV/0! |  |  | 1
0 | 0 | 0 | 0 |  | 1 | 16:28 | 4612 |  | 917.3243 | -412.2793 | -412.2793 | 5.4176e-42 | 2.0989e-42 | -5.5634e-44 | 0 | -412.2793 |  | -962.6704 | #DIV/0! | #DIV/0! | 50.5 | 1 | #DIV/0! | 1 | #DIV/0! | #DIV/0! |  |  | 1
0 | 0 | 0 | 0 |  | 1 | 16:28 | 4616 |  | 917.715 | -412.67 | -412.67 | 4.8759e-42 | 1.889e-42 | -5.007e-44 | 0 | -412.67 |  | -963.061 | #DIV/0! | #DIV/0! | 50.5 | 1 | #DIV/0! | 1 | #DIV/0! | #DIV/0! |  |  | 1
0 | 0 | 0 | 0 |  | 1 | 16:28 | 4620 |  | 918.1057 | -413.0607 | -413.0607 | 4.3883e-42 | 1.7001e-42 | -4.5063e-44 | 0 | -413.0607 |  | -963.4517 | #DIV/0! | #DIV/0! | 50.5 | 1 | #DIV/0! | 1 | #DIV/0! | #DIV/0! |  |  | 1
0 | 0 | 0 | 0 |  | 1 | 16:28 | 4624 |  | 918.4963 | -413.4513 | -413.4513 | 3.9494e-42 | 1.5301e-42 | -4.0557e-44 | 0 | -413.4513 |  | -963.8424 | #DIV/0! | #DIV/0! | 50.5 | 1 | #DIV/0! | 1 | #DIV/0! | #DIV/0! |  |  | 1
0 | 0 | 0 | 0 |  | 1 | 16:28 | 4628 |  | 918.887 | -413.842 | -413.842 | 3.5545e-42 | 1.3771e-42 | -3.6501e-44 | 0 | -413.842 |  | -964.233 | #DIV/0! | #DIV/0! | 50.5 | 1 | #DIV/0! | 1 | #DIV/0! | #DIV/0! |  |  | 1
0 | 0 | 0 | 0 |  | 1 | 16:28 | 4632 |  | 919.2777 | -414.2327 | -414.2327 | 3.199e-42 | 1.2394e-42 | -3.2851e-44 | 0 | -414.2327 |  | -964.6237 | #DIV/0! | #DIV/0! | 50.5 | 1 | #DIV/0! | 1 | #DIV/0! | #DIV/0! |  |  | 1
0 | 0 | 0 | 0 |  | 1 | 16:28 | 4636 |  | 919.6683 | -414.6233 | -414.6233 | 2.8791e-42 | 1.1154e-42 | -2.9566e-44 | 0 | -414.6233 |  | -965.0144 | #DIV/0! | #DIV/0! | 50.5 | 1 | #DIV/0! | 1 | #DIV/0! | #DIV/0! |  |  | 1
0 | 0 | 0 | 0 |  | 1 | 16:28 | 4640 |  | 920.059 | -415.014 | -415.014 | 2.5912e-42 | 1.0039e-42 | -2.6609e-44 | 0 | -415.014 |  | -965.405 | #DIV/0! | #DIV/0! | 50.5 | 1 | #DIV/0! | 1 | #DIV/0! | #DIV/0! |  |  | 1
0 | 0 | 0 | 0 |  | 1 | 16:28 | 4644 |  | 920.4497 | -415.4047 | -415.4047 | 2.3321e-42 | 9.0351e-43 | -2.3948e-44 | 0 | -415.4047 |  | -965.7957 | #DIV/0! | #DIV/0! | 50.5 | 1 | #DIV/0! | 1 | #DIV/0! | #DIV/0! |  |  | 1
0 | 0 | 0 | 0 |  | 1 | 16:28 | 4648 |  | 920.8403 | -415.7953 | -415.7953 | 2.0989e-42 | 8.1315e-43 | -2.1554e-44 | 0 | -415.7953 |  | -966.1864 | #DIV/0! | #DIV/0! | 50.5 | 1 | #DIV/0! | 1 | #DIV/0! | #DIV/0! |  |  | 1
0 | 0 | 0 | 0 |  | 1 | 16:28 | 4652 |  | 921.231 | -416.186 | -416.186 | 1.889e-42 | 7.3184e-43 | -1.9398e-44 | 0 | -416.186 |  | -966.577 | #DIV/0! | #DIV/0! | 50.5 | 1 | #DIV/0! | 1 | #DIV/0! | #DIV/0! |  |  | 1
0 | 0 | 0 | 0 |  | 1 | 16:28 | 4656 |  | 921.6217 | -416.5767 | -416.5767 | 1.7001e-42 | 6.5866e-43 | -1.7458e-44 | 0 | -416.5767 |  | -966.9677 | #DIV/0! | #DIV/0! | 50.5 | 1 | #DIV/0! | 1 | #DIV/0! | #DIV/0! |  |  | 1
0 | 0 | 0 | 0 |  | 1 | 16:28 | 4660 |  | 922.0123 | -416.9673 | -416.9673 | 1.5301e-42 | 5.9279e-43 | -1.5713e-44 | 0 | -416.9673 |  | -967.3584 | #DIV/0! | #DIV/0! | 50.5 | 1 | #DIV/0! | 1 | #DIV/0! | #DIV/0! |  |  | 1
0 | 0 | 0 | 0 |  | 1 | 16:29 | 4664 |  | 922.403 | -417.358 | -417.358 | 1.3771e-42 | 5.3351e-43 | -1.4141e-44 | 0 | -417.358 |  | -967.749 | #DIV/0! | #DIV/0! | 50.5 | 1 | #DIV/0! | 1 | #DIV/0! | #DIV/0! |  |  | 1
0 | 0 | 0 | 0 |  | 1 | 16:29 | 4668 |  | 922.7937 | -417.7487 | -417.7487 | 1.2394e-42 | 4.8016e-43 | -1.2727e-44 | 0 | -417.7487 |  | -968.1397 | #DIV/0! | #DIV/0! | 50.5 | 1 | #DIV/0! | 1 | #DIV/0! | #DIV/0! |  |  | 1
0 | 0 | 0 | 0 |  | 1 | 16:29 | 4672 |  | 923.1843 | -418.1393 | -418.1393 | 1.1154e-42 | 4.3214e-43 | -1.1454e-44 | 0 | -418.1393 |  | -968.5304 | #DIV/0! | #DIV/0! | 50.5 | 1 | #DIV/0! | 1 | #DIV/0! | #DIV/0! |  |  | 1
0 | 0 | 0 | 0 |  | 1 | 16:29 | 4676 |  | 923.575 | -418.53 | -418.53 | 1.0039e-42 | 3.8893e-43 | -1.0309e-44 | 0 | -418.53 |  | -968.921 | #DIV/0! | #DIV/0! | 50.5 | 1 | #DIV/0! | 1 | #DIV/0! | #DIV/0! |  |  | 1
0 | 0 | 0 | 0 |  | 1 | 16:29 | 4680 |  | 923.9657 | -418.9207 | -418.9207 | 9.0351e-43 | 3.5004e-43 | -9.2781e-45 | 0 | -418.9207 |  | -969.3117 | #DIV/0! | #DIV/0! | 50.5 | 1 | #DIV/0! | 1 | #DIV/0! | #DIV/0! |  |  | 1
0 | 0 | 0 | 0 |  | 1 | 16:29 | 4684 |  | 924.3563 | -419.3113 | -419.3113 | 8.1315e-43 | 3.1503e-43 | -8.3503e-45 | 0 | -419.3113 |  | -969.7024 | #DIV/0! | #DIV/0! | 50.5 | 1 | #DIV/0! | 1 | #DIV/0! | #DIV/0! |  |  | 1
0 | 0 | 0 | 0 |  | 1 | 16:29 | 4688 |  | 924.747 | -419.702 | -419.702 | 7.3184e-43 | 2.8353e-43 | -7.5153e-45 | 0 | -419.702 |  | -970.093 | #DIV/0! | #DIV/0! | 50.5 | 1 | #DIV/0! | 1 | #DIV/0! | #DIV/0! |  |  | 1
0 | 0 | 0 | 0 |  | 1 | 16:29 | 4692 |  | 925.1377 | -420.0927 | -420.0927 | 6.5866e-43 | 2.5518e-43 | -6.7638e-45 | 0 | -420.0927 |  | -970.4837 | #DIV/0! | #DIV/0! | 50.5 | 1 | #DIV/0! | 1 | #DIV/0! | #DIV/0! |  |  | 1
0 | 0 | 0 | 0 |  | 1 | 16:29 | 4696 |  | 925.5283 | -420.4833 | -420.4833 | 5.9279e-43 | 2.2966e-43 | -6.0874e-45 | 0 | -420.4833 |  | -970.8744 | #DIV/0! | #DIV/0! | 50.5 | 1 | #DIV/0! | 1 | #DIV/0! | #DIV/0! |  |  | 1
0 | 0 | 0 | 0 |  | 1 | 16:29 | 4700 |  | 925.919 | -420.874 | -420.874 | 5.3351e-43 | 2.0669e-43 | -5.4786e-45 | 0 | -420.874 |  | -971.265 | #DIV/0! | #DIV/0! | 50.5 | 1 | #DIV/0! | 1 | #DIV/0! | #DIV/0! |  |  | 1
0 | 0 | 0 | 0 |  | 1 | 16:29 | 4704 |  | 926.3097 | -421.2647 | -421.2647 | 4.8016e-43 | 1.8602e-43 | -4.9308e-45 | 0 | -421.2647 |  | -971.6557 | #DIV/0! | #DIV/0! | 50.5 | 1 | #DIV/0! | 1 | #DIV/0! | #DIV/0! |  |  | 1
0 | 0 | 0 | 0 |  | 1 | 16:29 | 4708 |  | 926.7003 | -421.6553 | -421.6553 | 4.3214e-43 | 1.6742e-43 | -4.4377e-45 | 0 | -421.6553 |  | -972.0464 | #DIV/0! | #DIV/0! | 50.5 | 1 | #DIV/0! | 1 | #DIV/0! | #DIV/0! |  |  | 1
0 | 0 | 0 | 0 |  | 1 | 16:29 | 4712 |  | 927.091 | -422.046 | -422.046 | 3.8893e-43 | 1.5068e-43 | -3.9939e-45 | 0 | -422.046 |  | -972.437 | #DIV/0! | #DIV/0! | 50.5 | 1 | #DIV/0! | 1 | #DIV/0! | #DIV/0! |  |  | 1
0 | 0 | 0 | 0 |  | 1 | 16:29 | 4716 |  | 927.4817 | -422.4367 | -422.4367 | 3.5004e-43 | 1.3561e-43 | -3.5945e-45 | 0 | -422.4367 |  | -972.8277 | #DIV/0! | #DIV/0! | 50.5 | 1 | #DIV/0! | 1 | #DIV/0! | #DIV/0! |  |  | 1
0 | 0 | 0 | 0 |  | 1 | 16:29 | 4720 |  | 927.8723 | -422.8273 | -422.8273 | 3.1503e-43 | 1.2205e-43 | -3.2351e-45 | 0 | -422.8273 |  | -973.2184 | #DIV/0! | #DIV/0! | 50.5 | 1 | #DIV/0! | 1 | #DIV/0! | #DIV/0! |  |  | 1
0 | 0 | 0 | 0 |  | 1 | 16:30 | 4724 |  | 928.263 | -423.218 | -423.218 | 2.8353e-43 | 1.0985e-43 | -2.9116e-45 | 0 | -423.218 |  | -973.609 | #DIV/0! | #DIV/0! | 50.5 | 1 | #DIV/0! | 1 | #DIV/0! | #DIV/0! |  |  | 1
0 | 0 | 0 | 0 |  | 1 | 16:30 | 4728 |  | 928.6537 | -423.6087 | -423.6087 | 2.5518e-43 | 9.8861e-44 | -2.6204e-45 | 0 | -423.6087 |  | -973.9997 | #DIV/0! | #DIV/0! | 50.5 | 1 | #DIV/0! | 1 | #DIV/0! | #DIV/0! |  |  | 1
0 | 0 | 0 | 0 |  | 1 | 16:30 | 4732 |  | 929.0443 | -423.9993 | -423.9993 | 2.2966e-43 | 8.8975e-44 | -2.3584e-45 | 0 | -423.9993 |  | -974.3904 | #DIV/0! | #DIV/0! | 50.5 | 1 | #DIV/0! | 1 | #DIV/0! | #DIV/0! |  |  | 1
0 | 0 | 0 | 0 |  | 1 | 16:30 | 4736 |  | 929.435 | -424.39 | -424.39 | 2.0669e-43 | 8.0077e-44 | -2.1225e-45 | 0 | -424.39 |  | -974.781 | #DIV/0! | #DIV/0! | 50.5 | 1 | #DIV/0! | 1 | #DIV/0! | #DIV/0! |  |  | 1
0 | 0 | 0 | 0 |  | 1 | 16:30 | 4740 |  | 929.8257 | -424.7807 | -424.7807 | 1.8602e-43 | 7.2069e-44 | -1.9103e-45 | 0 | -424.7807 |  | -975.1717 | #DIV/0! | #DIV/0! | 50.5 | 1 | #DIV/0! | 1 | #DIV/0! | #DIV/0! |  |  | 1
0 | 0 | 0 | 0 |  | 1 | 16:30 | 4744 |  | 930.2163 | -425.1713 | -425.1713 | 1.6742e-43 | 6.4862e-44 | -1.7193e-45 | 0 | -425.1713 |  | -975.5624 | #DIV/0! | #DIV/0! | 50.5 | 1 | #DIV/0! | 1 | #DIV/0! | #DIV/0! |  |  | 1
0 | 0 | 0 | 0 |  | 1 | 16:30 | 4748 |  | 930.607 | -425.562 | -425.562 | 1.5068e-43 | 5.8376e-44 | -1.5473e-45 | 0 | -425.562 |  | -975.953 | #DIV/0! | #DIV/0! | 50.5 | 1 | #DIV/0! | 1 | #DIV/0! | #DIV/0! |  |  | 1
0 | 0 | 0 | 0 |  | 1 | 16:30 | 4752 |  | 930.9977 | -425.9527 | -425.9527 | 1.3561e-43 | 5.2539e-44 | -1.3926e-45 | 0 | -425.9527 |  | -976.3437 | #DIV/0! | #DIV/0! | 50.5 | 1 | #DIV/0! | 1 | #DIV/0! | #DIV/0! |  |  | 1
0 | 0 | 0 | 0 |  | 1 | 16:30 | 4756 |  | 931.3883 | -426.3433 | -426.3433 | 1.2205e-43 | 4.7285e-44 | -1.2533e-45 | 0 | -426.3433 |  | -976.7344 | #DIV/0! | #DIV/0! | 50.5 | 1 | #DIV/0! | 1 | #DIV/0! | #DIV/0! |  |  | 1
0 | 0 | 0 | 0 |  | 1 | 16:30 | 4760 |  | 931.779 | -426.734 | -426.734 | 1.0985e-43 | 4.2556e-44 | -1.128e-45 | 0 | -426.734 |  | -977.125 | #DIV/0! | #DIV/0! | 50.5 | 1 | #DIV/0! | 1 | #DIV/0! | #DIV/0! |  |  | 1
0 | 0 | 0 | 0 |  | 1 | 16:30 | 4764 |  | 932.1697 | -427.1247 | -427.1247 | 9.8861e-44 | 3.8301e-44 | -1.0152e-45 | 0 | -427.1247 |  | -977.5157 | #DIV/0! | #DIV/0! | 50.5 | 1 | #DIV/0! | 1 | #DIV/0! | #DIV/0! |  |  | 1
0 | 0 | 0 | 0 |  | 1 | 16:30 | 4768 |  | 932.5603 | -427.5153 | -427.5153 | 8.8975e-44 | 3.4471e-44 | -9.1368e-46 | 0 | -427.5153 |  | -977.9064 | #DIV/0! | #DIV/0! | 50.5 | 1 | #DIV/0! | 1 | #DIV/0! | #DIV/0! |  |  | 1
0 | 0 | 0 | 0 |  | 1 | 16:30 | 4772 |  | 932.951 | -427.906 | -427.906 | 8.0077e-44 | 3.1024e-44 | -8.2231e-46 | 0 | -427.906 |  | -978.297 | #DIV/0! | #DIV/0! | 50.5 | 1 | #DIV/0! | 1 | #DIV/0! | #DIV/0! |  |  | 1
0 | 0 | 0 | 0 |  | 1 | 16:30 | 4776 |  | 933.3417 | -428.2967 | -428.2967 | 7.2069e-44 | 2.7921e-44 | -7.4008e-46 | 0 | -428.2967 |  | -978.6877 | #DIV/0! | #DIV/0! | 50.5 | 1 | #DIV/0! | 1 | #DIV/0! | #DIV/0! |  |  | 1
0 | 0 | 0 | 0 |  | 1 | 16:30 | 4780 |  | 933.7323 | -428.6873 | -428.6873 | 6.4862e-44 | 2.5129e-44 | -6.6607e-46 | 0 | -428.6873 |  | -979.0784 | #DIV/0! | #DIV/0! | 50.5 | 1 | #DIV/0! | 1 | #DIV/0! | #DIV/0! |  |  | 1
0 | 0 | 0 | 0 |  | 1 | 16:31 | 4784 |  | 934.123 | -429.078 | -429.078 | 5.8376e-44 | 2.2616e-44 | -5.9947e-46 | 0 | -429.078 |  | -979.469 | #DIV/0! | #DIV/0! | 50.5 | 1 | #DIV/0! | 1 | #DIV/0! | #DIV/0! |  |  | 1
0 | 0 | 0 | 0 |  | 1 | 16:31 | 4788 |  | 934.5137 | -429.4687 | -429.4687 | 5.2539e-44 | 2.0355e-44 | -5.3952e-46 | 0 | -429.4687 |  | -979.8597 | #DIV/0! | #DIV/0! | 50.5 | 1 | #DIV/0! | 1 | #DIV/0! | #DIV/0! |  |  | 1
0 | 0 | 0 | 0 |  | 1 | 16:31 | 4792 |  | 934.9043 | -429.8593 | -429.8593 | 4.7285e-44 | 1.8319e-44 | -4.8557e-46 | 0 | -429.8593 |  | -980.2504 | #DIV/0! | #DIV/0! | 50.5 | 1 | #DIV/0! | 1 | #DIV/0! | #DIV/0! |  |  | 1
0 | 0 | 0 | 0 |  | 1 | 16:31 | 4796 |  | 935.295 | -430.25 | -430.25 | 4.2556e-44 | 1.6487e-44 | -4.3701e-46 | 0 | -430.25 |  | -980.641 | #DIV/0! | #DIV/0! | 50.5 | 1 | #DIV/0! | 1 | #DIV/0! | #DIV/0! |  |  | 1
0 | 0 | 0 | 0 |  | 1 | 16:31 | 4800 |  | 935.6857 | -430.6407 | -430.6407 | 3.8301e-44 | 1.4838e-44 | -3.9331e-46 | 0 | -430.6407 |  | -981.0317 | #DIV/0! | #DIV/0! | 50.5 | 1 | #DIV/0! | 1 | #DIV/0! | #DIV/0! |  |  | 1
0 | 0 | 0 | 0 |  | 1 | 16:31 | 4804 |  | 936.0763 | -431.0313 | -431.0313 | 3.4471e-44 | 1.3355e-44 | -3.5398e-46 | 0 | -431.0313 |  | -981.4224 | #DIV/0! | #DIV/0! | 50.5 | 1 | #DIV/0! | 1 | #DIV/0! | #DIV/0! |  |  | 1
0 | 0 | 0 | 0 |  | 1 | 16:31 | 4808 |  | 936.467 | -431.422 | -431.422 | 3.1024e-44 | 1.2019e-44 | -3.1858e-46 | 0 | -431.422 |  | -981.813 | #DIV/0! | #DIV/0! | 50.5 | 1 | #DIV/0! | 1 | #DIV/0! | #DIV/0! |  |  | 1
0 | 0 | 0 | 0 |  | 1 | 16:31 | 4812 |  | 936.8577 | -431.8127 | -431.8127 | 2.7921e-44 | 1.0817e-44 | -2.8672e-46 | 0 | -431.8127 |  | -982.2037 | #DIV/0! | #DIV/0! | 50.5 | 1 | #DIV/0! | 1 | #DIV/0! | #DIV/0! |  |  | 1
0 | 0 | 0 | 0 |  | 1 | 16:31 | 4816 |  | 937.2483 | -432.2033 | -432.2033 | 2.5129e-44 | 9.7355e-45 | -2.5805e-46 | 0 | -432.2033 |  | -982.5944 | #DIV/0! | #DIV/0! | 50.5 | 1 | #DIV/0! | 1 | #DIV/0! | #DIV/0! |  |  | 1
0 | 0 | 0 | 0 |  | 1 | 16:31 | 4820 |  | 937.639 | -432.594 | -432.594 | 2.2616e-44 | 8.762e-45 | -2.3225e-46 | 0 | -432.594 |  | -982.985 | #DIV/0! | #DIV/0! | 50.5 | 1 | #DIV/0! | 1 | #DIV/0! | #DIV/0! |  |  | 1
0 | 0 | 0 | 0 |  | 1 | 16:31 | 4824 |  | 938.0297 | -432.9847 | -432.9847 | 2.0355e-44 | 7.8858e-45 | -2.0902e-46 | 0 | -432.9847 |  | -983.3757 | #DIV/0! | #DIV/0! | 50.5 | 1 | #DIV/0! | 1 | #DIV/0! | #DIV/0! |  |  | 1
0 | 0 | 0 | 0 |  | 1 | 16:31 | 4828 |  | 938.4203 | -433.3753 | -433.3753 | 1.8319e-44 | 7.0972e-45 | -1.8812e-46 | 0 | -433.3753 |  | -983.7664 | #DIV/0! | #DIV/0! | 50.5 | 1 | #DIV/0! | 1 | #DIV/0! | #DIV/0! |  |  | 1
0 | 0 | 0 | 0 |  | 1 | 16:31 | 4832 |  | 938.811 | -433.766 | -433.766 | 1.6487e-44 | 6.3875e-45 | -1.6931e-46 | 0 | -433.766 |  | -984.157 | #DIV/0! | #DIV/0! | 50.5 | 1 | #DIV/0! | 1 | #DIV/0! | #DIV/0! |  |  | 1
0 | 0 | 0 | 0 |  | 1 | 16:31 | 4836 |  | 939.2017 | -434.1567 | -434.1567 | 1.4838e-44 | 5.7487e-45 | -1.5238e-46 | 0 | -434.1567 |  | -984.5477 | #DIV/0! | #DIV/0! | 50.5 | 1 | #DIV/0! | 1 | #DIV/0! | #DIV/0! |  |  | 1
0 | 0 | 0 | 0 |  | 1 | 16:31 | 4840 |  | 939.5923 | -434.5473 | -434.5473 | 1.3355e-44 | 5.1738e-45 | -1.3714e-46 | 0 | -434.5473 |  | -984.9384 | #DIV/0! | #DIV/0! | 50.5 | 1 | #DIV/0! | 1 | #DIV/0! | #DIV/0! |  |  | 1
0 | 0 | 0 | 0 |  | 1 | 16:32 | 4844 |  | 939.983 | -434.938 | -434.938 | 1.2019e-44 | 4.6565e-45 | -1.2343e-46 | 0 | -434.938 |  | -985.329 | #DIV/0! | #DIV/0! | 50.5 | 1 | #DIV/0! | 1 | #DIV/0! | #DIV/0! |  |  | 1
0 | 0 | 0 | 0 |  | 1 | 16:32 | 4848 |  | 940.3737 | -435.3287 | -435.3287 | 1.0817e-44 | 4.1908e-45 | -1.1108e-46 | 0 | -435.3287 |  | -985.7197 | #DIV/0! | #DIV/0! | 50.5 | 1 | #DIV/0! | 1 | #DIV/0! | #DIV/0! |  |  | 1
0 | 0 | 0 | 0 |  | 1 | 16:32 | 4852 |  | 940.7643 | -435.7193 | -435.7193 | 9.7355e-45 | 3.7717e-45 | -9.9974e-47 | 0 | -435.7193 |  | -986.1104 | #DIV/0! | #DIV/0! | 50.5 | 1 | #DIV/0! | 1 | #DIV/0! | #DIV/0! |  |  | 1
0 | 0 | 0 | 0 |  | 1 | 16:32 | 4856 |  | 941.155 | -436.11 | -436.11 | 8.762e-45 | 3.3946e-45 | -8.9977e-47 | 0 | -436.11 |  | -986.501 | #DIV/0! | #DIV/0! | 50.5 | 1 | #DIV/0! | 1 | #DIV/0! | #DIV/0! |  |  | 1
0 | 0 | 0 | 0 |  | 1 | 16:32 | 4860 |  | 941.5457 | -436.5007 | -436.5007 | 7.8858e-45 | 3.0551e-45 | -8.0979e-47 | 0 | -436.5007 |  | -986.8917 | #DIV/0! | #DIV/0! | 50.5 | 1 | #DIV/0! | 1 | #DIV/0! | #DIV/0! |  |  | 1
0 | 0 | 0 | 0 |  | 1 | 16:32 | 4864 |  | 941.9363 | -436.8913 | -436.8913 | 7.0972e-45 | 2.7496e-45 | -7.2881e-47 | 0 | -436.8913 |  | -987.2824 | #DIV/0! | #DIV/0! | 50.5 | 1 | #DIV/0! | 1 | #DIV/0! | #DIV/0! |  |  | 1
0 | 0 | 0 | 0 |  | 1 | 16:32 | 4868 |  | 942.327 | -437.282 | -437.282 | 6.3875e-45 | 2.4746e-45 | -6.5593e-47 | 0 | -437.282 |  | -987.673 | #DIV/0! | #DIV/0! | 50.5 | 1 | #DIV/0! | 1 | #DIV/0! | #DIV/0! |  |  | 1
0 | 0 | 0 | 0 |  | 1 | 16:32 | 4872 |  | 942.7177 | -437.6727 | -437.6727 | 5.7487e-45 | 2.2272e-45 | -5.9034e-47 | 0 | -437.6727 |  | -988.0637 | #DIV/0! | #DIV/0! | 50.5 | 1 | #DIV/0! | 1 | #DIV/0! | #DIV/0! |  |  | 1
0 | 0 | 0 | 0 |  | 1 | 16:32 | 4876 |  | 943.1083 | -438.0633 | -438.0633 | 5.1738e-45 | 2.0045e-45 | -5.313e-47 | 0 | -438.0633 |  | -988.4544 | #DIV/0! | #DIV/0! | 50.5 | 1 | #DIV/0! | 1 | #DIV/0! | #DIV/0! |  |  | 1
0 | 0 | 0 | 0 |  | 1 | 16:32 | 4880 |  | 943.499 | -438.454 | -438.454 | 4.6565e-45 | 1.804e-45 | -4.7817e-47 | 0 | -438.454 |  | -988.845 | #DIV/0! | #DIV/0! | 50.5 | 1 | #DIV/0! | 1 | #DIV/0! | #DIV/0! |  |  | 1
0 | 0 | 0 | 0 |  | 1 | 16:32 | 4884 |  | 943.8897 | -438.8447 | -438.8447 | 4.1908e-45 | 1.6236e-45 | -4.3036e-47 | 0 | -438.8447 |  | -989.2357 | #DIV/0! | #DIV/0! | 50.5 | 1 | #DIV/0! | 1 | #DIV/0! | #DIV/0! |  |  | 1
0 | 0 | 0 | 0 |  | 1 | 16:32 | 4888 |  | 944.2803 | -439.2353 | -439.2353 | 3.7717e-45 | 1.4612e-45 | -3.8732e-47 | 0 | -439.2353 |  | -989.6264 | #DIV/0! | #DIV/0! | 50.5 | 1 | #DIV/0! | 1 | #DIV/0! | #DIV/0! |  |  | 1
0 | 0 | 0 | 0 |  | 1 | 16:32 | 4892 |  | 944.671 | -439.626 | -439.626 | 3.3946e-45 | 1.3151e-45 | -3.4859e-47 | 0 | -439.626 |  | -990.017 | #DIV/0! | #DIV/0! | 50.5 | 1 | #DIV/0! | 1 | #DIV/0! | #DIV/0! |  |  | 1
0 | 0 | 0 | 0 |  | 1 | 16:32 | 4896 |  | 945.0617 | -440.0167 | -440.0167 | 3.0551e-45 | 1.1836e-45 | -3.1373e-47 | 0 | -440.0167 |  | -990.4077 | #DIV/0! | #DIV/0! | 50.5 | 1 | #DIV/0! | 1 | #DIV/0! | #DIV/0! |  |  | 1
0 | 0 | 0 | 0 |  | 1 | 16:32 | 4900 |  | 945.4523 | -440.4073 | -440.4073 | 2.7496e-45 | 1.0652e-45 | -2.8236e-47 | 0 | -440.4073 |  | -990.7984 | #DIV/0! | #DIV/0! | 50.5 | 1 | #DIV/0! | 1 | #DIV/0! | #DIV/0! |  |  | 1
0 | 0 | 0 | 0 |  | 1 | 16:33 | 4904 |  | 945.843 | -440.798 | -440.798 | 2.4746e-45 | 9.5872e-46 | -2.5412e-47 | 0 | -440.798 |  | -991.189 | #DIV/0! | #DIV/0! | 50.5 | 1 | #DIV/0! | 1 | #DIV/0! | #DIV/0! |  |  | 1
0 | 0 | 0 | 0 |  | 1 | 16:33 | 4908 |  | 946.2337 | -441.1887 | -441.1887 | 2.2272e-45 | 8.6285e-46 | -2.2871e-47 | 0 | -441.1887 |  | -991.5797 | #DIV/0! | #DIV/0! | 50.5 | 1 | #DIV/0! | 1 | #DIV/0! | #DIV/0! |  |  | 1
0 | 0 | 0 | 0 |  | 1 | 16:33 | 4912 |  | 946.6243 | -441.5793 | -441.5793 | 2.0045e-45 | 7.7657e-46 | -2.0584e-47 | 0 | -441.5793 |  | -991.9704 | #DIV/0! | #DIV/0! | 50.5 | 1 | #DIV/0! | 1 | #DIV/0! | #DIV/0! |  |  | 1
0 | 0 | 0 | 0 |  | 1 | 16:33 | 4916 |  | 947.015 | -441.97 | -441.97 | 1.804e-45 | 6.9891e-46 | -1.8525e-47 | 0 | -441.97 |  | -992.361 | #DIV/0! | #DIV/0! | 50.5 | 1 | #DIV/0! | 1 | #DIV/0! | #DIV/0! |  |  | 1
0 | 0 | 0 | 0 |  | 1 | 16:33 | 4920 |  | 947.4057 | -442.3607 | -442.3607 | 1.6236e-45 | 6.2902e-46 | -1.6673e-47 | 0 | -442.3607 |  | -992.7517 | #DIV/0! | #DIV/0! | 50.5 | 1 | #DIV/0! | 1 | #DIV/0! | #DIV/0! |  |  | 1
0 | 0 | 0 | 0 |  | 1 | 16:33 | 4924 |  | 947.7963 | -442.7513 | -442.7513 | 1.4612e-45 | 5.6612e-46 | -1.5006e-47 | 0 | -442.7513 |  | -993.1424 | #DIV/0! | #DIV/0! | 50.5 | 1 | #DIV/0! | 1 | #DIV/0! | #DIV/0! |  |  | 1
0 | 0 | 0 | 0 |  | 1 | 16:33 | 4928 |  | 948.187 | -443.142 | -443.142 | 1.3151e-45 | 5.0951e-46 | -1.3505e-47 | 0 | -443.142 |  | -993.533 | #DIV/0! | #DIV/0! | 50.5 | 1 | #DIV/0! | 1 | #DIV/0! | #DIV/0! |  |  | 1
0 | 0 | 0 | 0 |  | 1 | 16:33 | 4932 |  | 948.5777 | -443.5327 | -443.5327 | 1.1836e-45 | 4.5855e-46 | -1.2155e-47 | 0 | -443.5327 |  | -993.9237 | #DIV/0! | #DIV/0! | 50.5 | 1 | #DIV/0! | 1 | #DIV/0! | #DIV/0! |  |  | 1
0 | 0 | 0 | 0 |  | 1 | 16:33 | 4936 |  | 948.9683 | -443.9233 | -443.9233 | 1.0652e-45 | 4.127e-46 | -1.0939e-47 | 0 | -443.9233 |  | -994.3144 | #DIV/0! | #DIV/0! | 50.5 | 1 | #DIV/0! | 1 | #DIV/0! | #DIV/0! |  |  | 1
0 | 0 | 0 | 0 |  | 1 | 16:33 | 4940 |  | 949.359 | -444.314 | -444.314 | 9.5872e-46 | 3.7143e-46 | -9.8452e-48 | 0 | -444.314 |  | -994.705 | #DIV/0! | #DIV/0! | 50.5 | 1 | #DIV/0! | 1 | #DIV/0! | #DIV/0! |  |  | 1
0 | 0 | 0 | 0 |  | 1 | 16:33 | 4944 |  | 949.7497 | -444.7047 | -444.7047 | 8.6285e-46 | 3.3429e-46 | -8.8607e-48 | 0 | -444.7047 |  | -995.0957 | #DIV/0! | #DIV/0! | 50.5 | 1 | #DIV/0! | 1 | #DIV/0! | #DIV/0! |  |  | 1
0 | 0 | 0 | 0 |  | 1 | 16:33 | 4948 |  | 950.1403 | -445.0953 | -445.0953 | 7.7657e-46 | 3.0086e-46 | -7.9746e-48 | 0 | -445.0953 |  | -995.4864 | #DIV/0! | #DIV/0! | 50.5 | 1 | #DIV/0! | 1 | #DIV/0! | #DIV/0! |  |  | 1
0 | 0 | 0 | 0 |  | 1 | 16:33 | 4952 |  | 950.531 | -445.486 | -445.486 | 6.9891e-46 | 2.7077e-46 | -7.1771e-48 | 0 | -445.486 |  | -995.877 | #DIV/0! | #DIV/0! | 50.5 | 1 | #DIV/0! | 1 | #DIV/0! | #DIV/0! |  |  | 1
0 | 0 | 0 | 0 |  | 1 | 16:33 | 4956 |  | 950.9217 | -445.8767 | -445.8767 | 6.2902e-46 | 2.4369e-46 | -6.4594e-48 | 0 | -445.8767 |  | -996.2677 | #DIV/0! | #DIV/0! | 50.5 | 1 | #DIV/0! | 1 | #DIV/0! | #DIV/0! |  |  | 1
0 | 0 | 0 | 0 |  | 1 | 16:33 | 4960 |  | 951.3123 | -446.2673 | -446.2673 | 5.6612e-46 | 2.1933e-46 | -5.8135e-48 | 0 | -446.2673 |  | -996.6584 | #DIV/0! | #DIV/0! | 50.5 | 1 | #DIV/0! | 1 | #DIV/0! | #DIV/0! |  |  | 1
0 | 0 | 0 | 0 |  | 1 | 16:34 | 4964 |  | 951.703 | -446.658 | -446.658 | 5.0951e-46 | 1.9739e-46 | -5.2321e-48 | 0 | -446.658 |  | -997.049 | #DIV/0! | #DIV/0! | 50.5 | 1 | #DIV/0! | 1 | #DIV/0! | #DIV/0! |  |  | 1
0 | 0 | 0 | 0 |  | 1 | 16:34 | 4968 |  | 952.0937 | -447.0487 | -447.0487 | 4.5855e-46 | 1.7765e-46 | -4.7089e-48 | 0 | -447.0487 |  | -997.4397 | #DIV/0! | #DIV/0! | 50.5 | 1 | #DIV/0! | 1 | #DIV/0! | #DIV/0! |  |  | 1
0 | 0 | 0 | 0 |  | 1 | 16:34 | 4972 |  | 952.4843 | -447.4393 | -447.4393 | 4.127e-46 | 1.5989e-46 | -4.238e-48 | 0 | -447.4393 |  | -997.8304 | #DIV/0! | #DIV/0! | 50.5 | 1 | #DIV/0! | 1 | #DIV/0! | #DIV/0! |  |  | 1
0 | 0 | 0 | 0 |  | 1 | 16:34 | 4976 |  | 952.875 | -447.83 | -447.83 | 3.7143e-46 | 1.439e-46 | -3.8142e-48 | 0 | -447.83 |  | -998.221 | #DIV/0! | #DIV/0! | 50.5 | 1 | #DIV/0! | 1 | #DIV/0! | #DIV/0! |  |  | 1
0 | 0 | 0 | 0 |  | 1 | 16:34 | 4980 |  | 953.2657 | -448.2207 | -448.2207 | 3.3429e-46 | 1.2951e-46 | -3.4328e-48 | 0 | -448.2207 |  | -998.6117 | #DIV/0! | #DIV/0! | 50.5 | 1 | #DIV/0! | 1 | #DIV/0! | #DIV/0! |  |  | 1
0 | 0 | 0 | 0 |  | 1 | 16:34 | 4984 |  | 953.6563 | -448.6113 | -448.6113 | 3.0086e-46 | 1.1656e-46 | -3.0895e-48 | 0 | -448.6113 |  | -999.0024 | #DIV/0! | #DIV/0! | 50.5 | 1 | #DIV/0! | 1 | #DIV/0! | #DIV/0! |  |  | 1
0 | 0 | 0 | 0 |  | 1 | 16:34 | 4988 |  | 954.047 | -449.002 | -449.002 | 2.7077e-46 | 1.049e-46 | -2.7806e-48 | 0 | -449.002 |  | -999.393 | #DIV/0! | #DIV/0! | 50.5 | 1 | #DIV/0! | 1 | #DIV/0! | #DIV/0! |  |  | 1
0 | 0 | 0 | 0 |  | 1 | 16:34 | 4992 |  | 954.4377 | -449.3927 | -449.3927 | 2.4369e-46 | 9.4412e-47 | -2.5025e-48 | 0 | -449.3927 |  | -999.7837 | #DIV/0! | #DIV/0! | 50.5 | 1 | #DIV/0! | 1 | #DIV/0! | #DIV/0! |  |  | 1
0 | 0 | 0 | 0 |  | 1 | 16:34 | 4996 |  | 954.8283 | -449.7833 | -449.7833 | 2.1933e-46 | 8.4971e-47 | -2.2523e-48 | 0 | -449.7833 |  | -1000.1744 | #DIV/0! | #DIV/0! | 50.5 | 1 | #DIV/0! | 1 | #DIV/0! | #DIV/0! |  |  | 1
0 | 0 | 0 | 0 |  | 1 | 16:34 | 5000 |  | 955.219 | -450.174 | -450.174 | 1.9739e-46 | 7.6474e-47 | -2.027e-48 | 0 | -450.174 |  | -1000.565 | #DIV/0! | #DIV/0! | 50.5 | 1 | #DIV/0! | 1 | #DIV/0! | #DIV/0! |  |  | 1
0 | 0 | 0 | 0 |  | 1 | 16:34 | 5004 |  | 955.6097 | -450.5647 | -450.5647 | 1.7765e-46 | 6.8827e-47 | -1.8243e-48 | 0 | -450.5647 |  | -1000.9557 | #DIV/0! | #DIV/0! | 50.5 | 1 | #DIV/0! | 1 | #DIV/0! | #DIV/0! |  |  | 1
0 | 0 | 0 | 0 |  | 1 | 16:34 | 5008 |  | 956.0003 | -450.9553 | -450.9553 | 1.5989e-46 | 6.1944e-47 | -1.6419e-48 | 0 | -450.9553 |  | -1001.3464 | #DIV/0! | #DIV/0! | 50.5 | 1 | #DIV/0! | 1 | #DIV/0! | #DIV/0! |  |  | 1
0 | 0 | 0 | 0 |  | 1 | 16:34 | 5012 |  | 956.391 | -451.346 | -451.346 | 1.439e-46 | 5.575e-47 | -1.4777e-48 | 0 | -451.346 |  | -1001.737 | #DIV/0! | #DIV/0! | 50.5 | 1 | #DIV/0! | 1 | #DIV/0! | #DIV/0! |  |  | 1
0 | 0 | 0 | 0 |  | 1 | 16:34 | 5016 |  | 956.7817 | -451.7367 | -451.7367 | 1.2951e-46 | 5.0175e-47 | -1.3299e-48 | 0 | -451.7367 |  | -1002.1277 | #DIV/0! | #DIV/0! | 50.5 | 1 | #DIV/0! | 1 | #DIV/0! | #DIV/0! |  |  | 1
0 | 0 | 0 | 0 |  | 1 | 16:34 | 5020 |  | 957.1723 | -452.1273 | -452.1273 | 1.1656e-46 | 4.5157e-47 | -1.1969e-48 | 0 | -452.1273 |  | -1002.5184 | #DIV/0! | #DIV/0! | 50.5 | 1 | #DIV/0! | 1 | #DIV/0! | #DIV/0! |  |  | 1
0 | 0 | 0 | 0 |  | 1 | 16:35 | 5024 |  | 957.563 | -452.518 | -452.518 | 1.049e-46 | 4.0641e-47 | -1.0772e-48 | 0 | -452.518 |  | -1002.909 | #DIV/0! | #DIV/0! | 50.5 | 1 | #DIV/0! | 1 | #DIV/0! | #DIV/0! |  |  | 1
0 | 0 | 0 | 0 |  | 1 | 16:35 | 5028 |  | 957.9537 | -452.9087 | -452.9087 | 9.4412e-47 | 3.6577e-47 | -9.6952e-49 | 0 | -452.9087 |  | -1003.2997 | #DIV/0! | #DIV/0! | 50.5 | 1 | #DIV/0! | 1 | #DIV/0! | #DIV/0! |  |  | 1
0 | 0 | 0 | 0 |  | 1 | 16:35 | 5032 |  | 958.3443 | -453.2993 | -453.2993 | 8.4971e-47 | 3.292e-47 | -8.7257e-49 | 0 | -453.2993 |  | -1003.6904 | #DIV/0! | #DIV/0! | 50.5 | 1 | #DIV/0! | 1 | #DIV/0! | #DIV/0! |  |  | 1
0 | 0 | 0 | 0 |  | 1 | 16:35 | 5036 |  | 958.735 | -453.69 | -453.69 | 7.6474e-47 | 2.9628e-47 | -7.8531e-49 | 0 | -453.69 |  | -1004.081 | #DIV/0! | #DIV/0! | 50.5 | 1 | #DIV/0! | 1 | #DIV/0! | #DIV/0! |  |  | 1
0 | 0 | 0 | 0 |  | 1 | 16:35 | 5040 |  | 959.1257 | -454.0807 | -454.0807 | 6.8827e-47 | 2.6665e-47 | -7.0678e-49 | 0 | -454.0807 |  | -1004.4717 | #DIV/0! | #DIV/0! | 50.5 | 1 | #DIV/0! | 1 | #DIV/0! | #DIV/0! |  |  | 1
0 | 0 | 0 | 0 |  | 1 | 16:35 | 5044 |  | 959.5163 | -454.4713 | -454.4713 | 6.1944e-47 | 2.3998e-47 | -6.361e-49 | 0 | -454.4713 |  | -1004.8624 | #DIV/0! | #DIV/0! | 50.5 | 1 | #DIV/0! | 1 | #DIV/0! | #DIV/0! |  |  | 1
0 | 0 | 0 | 0 |  | 1 | 16:35 | 5048 |  | 959.907 | -454.862 | -454.862 | 5.575e-47 | 2.1599e-47 | -5.7249e-49 | 0 | -454.862 |  | -1005.253 | #DIV/0! | #DIV/0! | 50.5 | 1 | #DIV/0! | 1 | #DIV/0! | #DIV/0! |  |  | 1
0 | 0 | 0 | 0 |  | 1 | 16:35 | 5052 |  | 960.2977 | -455.2527 | -455.2527 | 5.0175e-47 | 1.9439e-47 | -5.1524e-49 | 0 | -455.2527 |  | -1005.6437 | #DIV/0! | #DIV/0! | 50.5 | 1 | #DIV/0! | 1 | #DIV/0! | #DIV/0! |  |  | 1
0 | 0 | 0 | 0 |  | 1 | 16:35 | 5056 |  | 960.6883 | -455.6433 | -455.6433 | 4.5157e-47 | 1.7495e-47 | -4.6372e-49 | 0 | -455.6433 |  | -1006.0344 | #DIV/0! | #DIV/0! | 50.5 | 1 | #DIV/0! | 1 | #DIV/0! | #DIV/0! |  |  | 1
0 | 0 | 0 | 0 |  | 1 | 16:35 | 5060 |  | 961.079 | -456.034 | -456.034 | 4.0641e-47 | 1.5745e-47 | -4.1735e-49 | 0 | -456.034 |  | -1006.425 | #DIV/0! | #DIV/0! | 50.5 | 1 | #DIV/0! | 1 | #DIV/0! | #DIV/0! |  |  | 1
0 | 0 | 0 | 0 |  | 1 | 16:35 | 5064 |  | 961.4697 | -456.4247 | -456.4247 | 3.6577e-47 | 1.4171e-47 | -3.7561e-49 | 0 | -456.4247 |  | -1006.8157 | #DIV/0! | #DIV/0! | 50.5 | 1 | #DIV/0! | 1 | #DIV/0! | #DIV/0! |  |  | 1
0 | 0 | 0 | 0 |  | 1 | 16:35 | 5068 |  | 961.8603 | -456.8153 | -456.8153 | 3.292e-47 | 1.2754e-47 | -3.3805e-49 | 0 | -456.8153 |  | -1007.2064 | #DIV/0! | #DIV/0! | 50.5 | 1 | #DIV/0! | 1 | #DIV/0! | #DIV/0! |  |  | 1
0 | 0 | 0 | 0 |  | 1 | 16:35 | 5072 |  | 962.251 | -457.206 | -457.206 | 2.9628e-47 | 1.1478e-47 | -3.0425e-49 | 0 | -457.206 |  | -1007.597 | #DIV/0! | #DIV/0! | 50.5 | 1 | #DIV/0! | 1 | #DIV/0! | #DIV/0! |  |  | 1
0 | 0 | 0 | 0 |  | 1 | 16:35 | 5076 |  | 962.6417 | -457.5967 | -457.5967 | 2.6665e-47 | 1.0331e-47 | -2.7382e-49 | 0 | -457.5967 |  | -1007.9877 | #DIV/0! | #DIV/0! | 50.5 | 1 | #DIV/0! | 1 | #DIV/0! | #DIV/0! |  |  | 1
0 | 0 | 0 | 0 |  | 1 | 16:35 | 5080 |  | 963.0323 | -457.9873 | -457.9873 | 2.3998e-47 | 9.2975e-48 | -2.4644e-49 | 0 | -457.9873 |  | -1008.3784 | #DIV/0! | #DIV/0! | 50.5 | 1 | #DIV/0! | 1 | #DIV/0! | #DIV/0! |  |  | 1
0 | 0 | 0 | 0 |  | 1 | 16:36 | 5084 |  | 963.423 | -458.378 | -458.378 | 2.1599e-47 | 8.3677e-48 | -2.218e-49 | 0 | -458.378 |  | -1008.769 | #DIV/0! | #DIV/0! | 50.5 | 1 | #DIV/0! | 1 | #DIV/0! | #DIV/0! |  |  | 1
0 | 0 | 0 | 0 |  | 1 | 16:36 | 5088 |  | 963.8137 | -458.7687 | -458.7687 | 1.9439e-47 | 7.5309e-48 | -1.9962e-49 | 0 | -458.7687 |  | -1009.1597 | #DIV/0! | #DIV/0! | 50.5 | 1 | #DIV/0! | 1 | #DIV/0! | #DIV/0! |  |  | 1
0 | 0 | 0 | 0 |  | 1 | 16:36 | 5092 |  | 964.2043 | -459.1593 | -459.1593 | 1.7495e-47 | 6.7778e-48 | -1.7965e-49 | 0 | -459.1593 |  | -1009.5504 | #DIV/0! | #DIV/0! | 50.5 | 1 | #DIV/0! | 1 | #DIV/0! | #DIV/0! |  |  | 1
0 | 0 | 0 | 0 |  | 1 | 16:36 | 5096 |  | 964.595 | -459.55 | -459.55 | 1.5745e-47 | 6.1001e-48 | -1.6169e-49 | 0 | -459.55 |  | -1009.941 | #DIV/0! | #DIV/0! | 50.5 | 1 | #DIV/0! | 1 | #DIV/0! | #DIV/0! |  |  | 1
0 | 0 | 0 | 0 |  | 1 | 16:36 | 5100 |  | 964.9857 | -459.9407 | -459.9407 | 1.4171e-47 | 5.4901e-48 | -1.4552e-49 | 0 | -459.9407 |  | -1010.3317 | #DIV/0! | #DIV/0! | 50.5 | 1 | #DIV/0! | 1 | #DIV/0! | #DIV/0! |  |  | 1
0 | 0 | 0 | 0 |  | 1 | 16:36 | 5104 |  | 965.3763 | -460.3313 | -460.3313 | 1.2754e-47 | 4.941e-48 | -1.3097e-49 | 0 | -460.3313 |  | -1010.7224 | #DIV/0! | #DIV/0! | 50.5 | 1 | #DIV/0! | 1 | #DIV/0! | #DIV/0! |  |  | 1
0 | 0 | 0 | 0 |  | 1 | 16:36 | 5108 |  | 965.767 | -460.722 | -460.722 | 1.1478e-47 | 4.4469e-48 | -1.1787e-49 | 0 | -460.722 |  | -1011.113 | #DIV/0! | #DIV/0! | 50.5 | 1 | #DIV/0! | 1 | #DIV/0! | #DIV/0! |  |  | 1
0 | 0 | 0 | 0 |  | 1 | 16:36 | 5112 |  | 966.1577 | -461.1127 | -461.1127 | 1.0331e-47 | 4.0023e-48 | -1.0608e-49 | 0 | -461.1127 |  | -1011.5037 | #DIV/0! | #DIV/0! | 50.5 | 1 | #DIV/0! | 1 | #DIV/0! | #DIV/0! |  |  | 1
0 | 0 | 0 | 0 |  | 1 | 16:36 | 5116 |  | 966.5483 | -461.5033 | -461.5033 | 9.2975e-48 | 3.602e-48 | -9.5476e-50 | 0 | -461.5033 |  | -1011.8944 | #DIV/0! | #DIV/0! | 50.5 | 1 | #DIV/0! | 1 | #DIV/0! | #DIV/0! |  |  | 1
0 | 0 | 0 | 0 |  | 1 | 16:36 | 5120 |  | 966.939 | -461.894 | -461.894 | 8.3677e-48 | 3.2418e-48 | -8.5928e-50 | 0 | -461.894 |  | -1012.285 | #DIV/0! | #DIV/0! | 50.5 | 1 | #DIV/0! | 1 | #DIV/0! | #DIV/0! |  |  | 1
0 | 0 | 0 | 0 |  | 1 | 16:36 | 5124 |  | 967.3297 | -462.2847 | -462.2847 | 7.5309e-48 | 2.9176e-48 | -7.7335e-50 | 0 | -462.2847 |  | -1012.6757 | #DIV/0! | #DIV/0! | 50.5 | 1 | #DIV/0! | 1 | #DIV/0! | #DIV/0! |  |  | 1
0 | 0 | 0 | 0 |  | 1 | 16:36 | 5128 |  | 967.7203 | -462.6753 | -462.6753 | 6.7778e-48 | 2.6259e-48 | -6.9602e-50 | 0 | -462.6753 |  | -1013.0664 | #DIV/0! | #DIV/0! | 50.5 | 1 | #DIV/0! | 1 | #DIV/0! | #DIV/0! |  |  | 1
0 | 0 | 0 | 0 |  | 1 | 16:36 | 5132 |  | 968.111 | -463.066 | -463.066 | 6.1001e-48 | 2.3633e-48 | -6.2642e-50 | 0 | -463.066 |  | -1013.457 | #DIV/0! | #DIV/0! | 50.5 | 1 | #DIV/0! | 1 | #DIV/0! | #DIV/0! |  |  | 1
0 | 0 | 0 | 0 |  | 1 | 16:36 | 5136 |  | 968.5017 | -463.4567 | -463.4567 | 5.4901e-48 | 2.127e-48 | -5.6378e-50 | 0 | -463.4567 |  | -1013.8477 | #DIV/0! | #DIV/0! | 50.5 | 1 | #DIV/0! | 1 | #DIV/0! | #DIV/0! |  |  | 1
0 | 0 | 0 | 0 |  | 1 | 16:36 | 5140 |  | 968.8923 | -463.8473 | -463.8473 | 4.941e-48 | 1.9143e-48 | -5.074e-50 | 0 | -463.8473 |  | -1014.2384 | #DIV/0! | #DIV/0! | 50.5 | 1 | #DIV/0! | 1 | #DIV/0! | #DIV/0! |  |  | 1
0 | 0 | 0 | 0 |  | 1 | 16:37 | 5144 |  | 969.283 | -464.238 | -464.238 | 4.4469e-48 | 1.7228e-48 | -4.5666e-50 | 0 | -464.238 |  | -1014.629 | #DIV/0! | #DIV/0! | 50.5 | 1 | #DIV/0! | 1 | #DIV/0! | #DIV/0! |  |  | 1
0 | 0 | 0 | 0 |  | 1 | 16:37 | 5148 |  | 969.6737 | -464.6287 | -464.6287 | 4.0023e-48 | 1.5506e-48 | -4.1099e-50 | 0 | -464.6287 |  | -1015.0197 | #DIV/0! | #DIV/0! | 50.5 | 1 | #DIV/0! | 1 | #DIV/0! | #DIV/0! |  |  | 1
0 | 0 | 0 | 0 |  | 1 | 16:37 | 5152 |  | 970.0643 | -465.0193 | -465.0193 | 3.602e-48 | 1.3955e-48 | -3.6989e-50 | 0 | -465.0193 |  | -1015.4104 | #DIV/0! | #DIV/0! | 50.5 | 1 | #DIV/0! | 1 | #DIV/0! | #DIV/0! |  |  | 1
0 | 0 | 0 | 0 |  | 1 | 16:37 | 5156 |  | 970.455 | -465.41 | -465.41 | 3.2418e-48 | 1.2559e-48 | -3.329e-50 | 0 | -465.41 |  | -1015.801 | #DIV/0! | #DIV/0! | 50.5 | 1 | #DIV/0! | 1 | #DIV/0! | #DIV/0! |  |  | 1
0 | 0 | 0 | 0 |  | 1 | 16:37 | 5160 |  | 970.8457 | -465.8007 | -465.8007 | 2.9176e-48 | 1.1304e-48 | -2.9961e-50 | 0 | -465.8007 |  | -1016.1917 | #DIV/0! | #DIV/0! | 50.5 | 1 | #DIV/0! | 1 | #DIV/0! | #DIV/0! |  |  | 1
0 | 0 | 0 | 0 |  | 1 | 16:37 | 5164 |  | 971.2363 | -466.1913 | -466.1913 | 2.6259e-48 | 1.0173e-48 | -2.6965e-50 | 0 | -466.1913 |  | -1016.5824 | #DIV/0! | #DIV/0! | 50.5 | 1 | #DIV/0! | 1 | #DIV/0! | #DIV/0! |  |  | 1
0 | 0 | 0 | 0 |  | 1 | 16:37 | 5168 |  | 971.627 | -466.582 | -466.582 | 2.3633e-48 | 9.1559e-49 | -2.4269e-50 | 0 | -466.582 |  | -1016.973 | #DIV/0! | #DIV/0! | 50.5 | 1 | #DIV/0! | 1 | #DIV/0! | #DIV/0! |  |  | 1
0 | 0 | 0 | 0 |  | 1 | 16:37 | 5172 |  | 972.0177 | -466.9727 | -466.9727 | 2.127e-48 | 8.2403e-49 | -2.1842e-50 | 0 | -466.9727 |  | -1017.3637 | #DIV/0! | #DIV/0! | 50.5 | 1 | #DIV/0! | 1 | #DIV/0! | #DIV/0! |  |  | 1
0 | 0 | 0 | 0 |  | 1 | 16:37 | 5176 |  | 972.4083 | -467.3633 | -467.3633 | 1.9143e-48 | 7.4163e-49 | -1.9658e-50 | 0 | -467.3633 |  | -1017.7544 | #DIV/0! | #DIV/0! | 50.5 | 1 | #DIV/0! | 1 | #DIV/0! | #DIV/0! |  |  | 1
0 | 0 | 0 | 0 |  | 1 | 16:37 | 5180 |  | 972.799 | -467.754 | -467.754 | 1.7228e-48 | 6.6746e-49 | -1.7692e-50 | 0 | -467.754 |  | -1018.145 | #DIV/0! | #DIV/0! | 50.5 | 1 | #DIV/0! | 1 | #DIV/0! | #DIV/0! |  |  | 1
0 | 0 | 0 | 0 |  | 1 | 16:37 | 5184 |  | 973.1897 | -468.1447 | -468.1447 | 1.5506e-48 | 6.0072e-49 | -1.5923e-50 | 0 | -468.1447 |  | -1018.5357 | #DIV/0! | #DIV/0! | 50.5 | 1 | #DIV/0! | 1 | #DIV/0! | #DIV/0! |  |  | 1
0 | 0 | 0 | 0 |  | 1 | 16:37 | 5188 |  | 973.5803 | -468.5353 | -468.5353 | 1.3955e-48 | 5.4064e-49 | -1.433e-50 | 0 | -468.5353 |  | -1018.9264 | #DIV/0! | #DIV/0! | 50.5 | 1 | #DIV/0! | 1 | #DIV/0! | #DIV/0! |  |  | 1
0 | 0 | 0 | 0 |  | 1 | 16:37 | 5192 |  | 973.971 | -468.926 | -468.926 | 1.2559e-48 | 4.8658e-49 | -1.2897e-50 | 0 | -468.926 |  | -1019.317 | #DIV/0! | #DIV/0! | 50.5 | 1 | #DIV/0! | 1 | #DIV/0! | #DIV/0! |  |  | 1
0 | 0 | 0 | 0 |  | 1 | 16:37 | 5196 |  | 974.3617 | -469.3167 | -469.3167 | 1.1304e-48 | 4.3792e-49 | -1.1608e-50 | 0 | -469.3167 |  | -1019.7077 | #DIV/0! | #DIV/0! | 50.5 | 1 | #DIV/0! | 1 | #DIV/0! | #DIV/0! |  |  | 1
0 | 0 | 0 | 0 |  | 1 | 16:37 | 5200 |  | 974.7523 | -469.7073 | -469.7073 | 1.0173e-48 | 3.9413e-49 | -1.0447e-50 | 0 | -469.7073 |  | -1020.0984 | #DIV/0! | #DIV/0! | 50.5 | 1 | #DIV/0! | 1 | #DIV/0! | #DIV/0! |  |  | 1
0 | 0 | 0 | 0 |  | 1 | 16:38 | 5204 |  | 975.143 | -470.098 | -470.098 | 9.1559e-49 | 3.5472e-49 | -9.4022e-51 | 0 | -470.098 |  | -1020.489 | #DIV/0! | #DIV/0! | 50.5 | 1 | #DIV/0! | 1 | #DIV/0! | #DIV/0! |  |  | 1
0 | 0 | 0 | 0 |  | 1 | 16:38 | 5208 |  | 975.5337 | -470.4887 | -470.4887 | 8.2403e-49 | 3.1925e-49 | -8.462e-51 | 0 | -470.4887 |  | -1020.8797 | #DIV/0! | #DIV/0! | 50.5 | 1 | #DIV/0! | 1 | #DIV/0! | #DIV/0! |  |  | 1
0 | 0 | 0 | 0 |  | 1 | 16:38 | 5212 |  | 975.9243 | -470.8793 | -470.8793 | 7.4163e-49 | 2.8732e-49 | -7.6158e-51 | 0 | -470.8793 |  | -1021.2704 | #DIV/0! | #DIV/0! | 50.5 | 1 | #DIV/0! | 1 | #DIV/0! | #DIV/0! |  |  | 1
0 | 0 | 0 | 0 |  | 1 | 16:38 | 5216 |  | 976.315 | -471.27 | -471.27 | 6.6746e-49 | 2.5859e-49 | -6.8542e-51 | 0 | -471.27 |  | -1021.661 | #DIV/0! | #DIV/0! | 50.5 | 1 | #DIV/0! | 1 | #DIV/0! | #DIV/0! |  |  | 1
0 | 0 | 0 | 0 |  | 1 | 16:38 | 5220 |  | 976.7057 | -471.6607 | -471.6607 | 6.0072e-49 | 2.3273e-49 | -6.1688e-51 | 0 | -471.6607 |  | -1022.0517 | #DIV/0! | #DIV/0! | 50.5 | 1 | #DIV/0! | 1 | #DIV/0! | #DIV/0! |  |  | 1
0 | 0 | 0 | 0 |  | 1 | 16:38 | 5224 |  | 977.0963 | -472.0513 | -472.0513 | 5.4064e-49 | 2.0946e-49 | -5.5519e-51 | 0 | -472.0513 |  | -1022.4424 | #DIV/0! | #DIV/0! | 50.5 | 1 | #DIV/0! | 1 | #DIV/0! | #DIV/0! |  |  | 1
0 | 0 | 0 | 0 |  | 1 | 16:38 | 5228 |  | 977.487 | -472.442 | -472.442 | 4.8658e-49 | 1.8851e-49 | -4.9967e-51 | 0 | -472.442 |  | -1022.833 | #DIV/0! | #DIV/0! | 50.5 | 1 | #DIV/0! | 1 | #DIV/0! | #DIV/0! |  |  | 1
0 | 0 | 0 | 0 |  | 1 | 16:38 | 5232 |  | 977.8777 | -472.8327 | -472.8327 | 4.3792e-49 | 1.6966e-49 | -4.497e-51 | 0 | -472.8327 |  | -1023.2237 | #DIV/0! | #DIV/0! | 50.5 | 1 | #DIV/0! | 1 | #DIV/0! | #DIV/0! |  |  | 1
0 | 0 | 0 | 0 |  | 1 | 16:38 | 5236 |  | 978.2683 | -473.2233 | -473.2233 | 3.9413e-49 | 1.5269e-49 | -4.0473e-51 | 0 | -473.2233 |  | -1023.6144 | #DIV/0! | #DIV/0! | 50.5 | 1 | #DIV/0! | 1 | #DIV/0! | #DIV/0! |  |  | 1
0 | 0 | 0 | 0 |  | 1 | 16:38 | 5240 |  | 978.659 | -473.614 | -473.614 | 3.5472e-49 | 1.3742e-49 | -3.6426e-51 | 0 | -473.614 |  | -1024.005 | #DIV/0! | #DIV/0! | 50.5 | 1 | #DIV/0! | 1 | #DIV/0! | #DIV/0! |  |  | 1
0 | 0 | 0 | 0 |  | 1 | 16:38 | 5244 |  | 979.0497 | -474.0047 | -474.0047 | 3.1925e-49 | 1.2368e-49 | -3.2783e-51 | 0 | -474.0047 |  | -1024.3957 | #DIV/0! | #DIV/0! | 50.5 | 1 | #DIV/0! | 1 | #DIV/0! | #DIV/0! |  |  | 1
0 | 0 | 0 | 0 |  | 1 | 16:38 | 5248 |  | 979.4403 | -474.3953 | -474.3953 | 2.8732e-49 | 1.1131e-49 | -2.9505e-51 | 0 | -474.3953 |  | -1024.7864 | #DIV/0! | #DIV/0! | 50.5 | 1 | #DIV/0! | 1 | #DIV/0! | #DIV/0! |  |  | 1
0 | 0 | 0 | 0 |  | 1 | 16:38 | 5252 |  | 979.831 | -474.786 | -474.786 | 2.5859e-49 | 1.0018e-49 | -2.6555e-51 | 0 | -474.786 |  | -1025.177 | #DIV/0! | #DIV/0! | 50.5 | 1 | #DIV/0! | 1 | #DIV/0! | #DIV/0! |  |  | 1
0 | 0 | 0 | 0 |  | 1 | 16:38 | 5256 |  | 980.2217 | -475.1767 | -475.1767 | 2.3273e-49 | 9.0164e-50 | -2.3899e-51 | 0 | -475.1767 |  | -1025.5677 | #DIV/0! | #DIV/0! | 50.5 | 1 | #DIV/0! | 1 | #DIV/0! | #DIV/0! |  |  | 1
0 | 0 | 0 | 0 |  | 1 | 16:38 | 5260 |  | 980.6123 | -475.5673 | -475.5673 | 2.0946e-49 | 8.1148e-50 | -2.1509e-51 | 0 | -475.5673 |  | -1025.9584 | #DIV/0! | #DIV/0! | 50.5 | 1 | #DIV/0! | 1 | #DIV/0! | #DIV/0! |  |  | 1
0 | 0 | 0 | 0 |  | 1 | 16:39 | 5264 |  | 981.003 | -475.958 | -475.958 | 1.8851e-49 | 7.3033e-50 | -1.9358e-51 | 0 | -475.958 |  | -1026.349 | #DIV/0! | #DIV/0! | 50.5 | 1 | #DIV/0! | 1 | #DIV/0! | #DIV/0! |  |  | 1
0 | 0 | 0 | 0 |  | 1 | 16:39 | 5268 |  | 981.3937 | -476.3487 | -476.3487 | 1.6966e-49 | 6.573e-50 | -1.7422e-51 | 0 | -476.3487 |  | -1026.7397 | #DIV/0! | #DIV/0! | 50.5 | 1 | #DIV/0! | 1 | #DIV/0! | #DIV/0! |  |  | 1
0 | 0 | 0 | 0 |  | 1 | 16:39 | 5272 |  | 981.7843 | -476.7393 | -476.7393 | 1.5269e-49 | 5.9157e-50 | -1.568e-51 | 0 | -476.7393 |  | -1027.1304 | #DIV/0! | #DIV/0! | 50.5 | 1 | #DIV/0! | 1 | #DIV/0! | #DIV/0! |  |  | 1
0 | 0 | 0 | 0 |  | 1 | 16:39 | 5276 |  | 982.175 | -477.13 | -477.13 | 1.3742e-49 | 5.3241e-50 | -1.4112e-51 | 0 | -477.13 |  | -1027.521 | #DIV/0! | #DIV/0! | 50.5 | 1 | #DIV/0! | 1 | #DIV/0! | #DIV/0! |  |  | 1
0 | 0 | 0 | 0 |  | 1 | 16:39 | 5280 |  | 982.5657 | -477.5207 | -477.5207 | 1.2368e-49 | 4.7917e-50 | -1.2701e-51 | 0 | -477.5207 |  | -1027.9117 | #DIV/0! | #DIV/0! | 50.5 | 1 | #DIV/0! | 1 | #DIV/0! | #DIV/0! |  |  | 1
0 | 0 | 0 | 0 |  | 1 | 16:39 | 5284 |  | 982.9563 | -477.9113 | -477.9113 | 1.1131e-49 | 4.3125e-50 | -1.1431e-51 | 0 | -477.9113 |  | -1028.3024 | #DIV/0! | #DIV/0! | 50.5 | 1 | #DIV/0! | 1 | #DIV/0! | #DIV/0! |  |  | 1
0 | 0 | 0 | 0 |  | 1 | 16:39 | 5288 |  | 983.347 | -478.302 | -478.302 | 1.0018e-49 | 3.8813e-50 | -1.0288e-51 | 0 | -478.302 |  | -1028.693 | #DIV/0! | #DIV/0! | 50.5 | 1 | #DIV/0! | 1 | #DIV/0! | #DIV/0! |  |  | 1
0 | 0 | 0 | 0 |  | 1 | 16:39 | 5292 |  | 983.7377 | -478.6927 | -478.6927 | 9.0164e-50 | 3.4931e-50 | -9.259e-52 | 0 | -478.6927 |  | -1029.0837 | #DIV/0! | #DIV/0! | 50.5 | 1 | #DIV/0! | 1 | #DIV/0! | #DIV/0! |  |  | 1
0 | 0 | 0 | 0 |  | 1 | 16:39 | 5296 |  | 984.1283 | -479.0833 | -479.0833 | 8.1148e-50 | 3.1438e-50 | -8.3331e-52 | 0 | -479.0833 |  | -1029.4744 | #DIV/0! | #DIV/0! | 50.5 | 1 | #DIV/0! | 1 | #DIV/0! | #DIV/0! |  |  | 1
0 | 0 | 0 | 0 |  | 1 | 16:39 | 5300 |  | 984.519 | -479.474 | -479.474 | 7.3033e-50 | 2.8295e-50 | -7.4998e-52 | 0 | -479.474 |  | -1029.865 | #DIV/0! | #DIV/0! | 50.5 | 1 | #DIV/0! | 1 | #DIV/0! | #DIV/0! |  |  | 1
0 | 0 | 0 | 0 |  | 1 | 16:39 | 5304 |  | 984.9097 | -479.8647 | -479.8647 | 6.573e-50 | 2.5465e-50 | -6.7498e-52 | 0 | -479.8647 |  | -1030.2557 | #DIV/0! | #DIV/0! | 50.5 | 1 | #DIV/0! | 1 | #DIV/0! | #DIV/0! |  |  | 1
0 | 0 | 0 | 0 |  | 1 | 16:39 | 5308 |  | 985.3003 | -480.2553 | -480.2553 | 5.9157e-50 | 2.2919e-50 | -6.0748e-52 | 0 | -480.2553 |  | -1030.6464 | #DIV/0! | #DIV/0! | 50.5 | 1 | #DIV/0! | 1 | #DIV/0! | #DIV/0! |  |  | 1
0 | 0 | 0 | 0 |  | 1 | 16:39 | 5312 |  | 985.691 | -480.646 | -480.646 | 5.3241e-50 | 2.0627e-50 | -5.4673e-52 | 0 | -480.646 |  | -1031.037 | #DIV/0! | #DIV/0! | 50.5 | 1 | #DIV/0! | 1 | #DIV/0! | #DIV/0! |  |  | 1
0 | 0 | 0 | 0 |  | 1 | 16:39 | 5316 |  | 986.0817 | -481.0367 | -481.0367 | 4.7917e-50 | 1.8564e-50 | -4.9206e-52 | 0 | -481.0367 |  | -1031.4277 | #DIV/0! | #DIV/0! | 50.5 | 1 | #DIV/0! | 1 | #DIV/0! | #DIV/0! |  |  | 1
0 | 0 | 0 | 0 |  | 1 | 16:39 | 5320 |  | 986.4723 | -481.4273 | -481.4273 | 4.3125e-50 | 1.6708e-50 | -4.4286e-52 | 0 | -481.4273 |  | -1031.8184 | #DIV/0! | #DIV/0! | 50.5 | 1 | #DIV/0! | 1 | #DIV/0! | #DIV/0! |  |  | 1
0 | 0 | 0 | 0 |  | 1 | 16:40 | 5324 |  | 986.863 | -481.818 | -481.818 | 3.8813e-50 | 1.5037e-50 | -3.9857e-52 | 0 | -481.818 |  | -1032.209 | #DIV/0! | #DIV/0! | 50.5 | 1 | #DIV/0! | 1 | #DIV/0! | #DIV/0! |  |  | 1
0 | 0 | 0 | 0 |  | 1 | 16:40 | 5328 |  | 987.2537 | -482.2087 | -482.2087 | 3.4931e-50 | 1.3533e-50 | -3.5871e-52 | 0 | -482.2087 |  | -1032.5997 | #DIV/0! | #DIV/0! | 50.5 | 1 | #DIV/0! | 1 | #DIV/0! | #DIV/0! |  |  | 1
0 | 0 | 0 | 0 |  | 1 | 16:40 | 5332 |  | 987.6443 | -482.5993 | -482.5993 | 3.1438e-50 | 1.218e-50 | -3.2284e-52 | 0 | -482.5993 |  | -1032.9904 | #DIV/0! | #DIV/0! | 50.5 | 1 | #DIV/0! | 1 | #DIV/0! | #DIV/0! |  |  | 1
0 | 0 | 0 | 0 |  | 1 | 16:40 | 5336 |  | 988.035 | -482.99 | -482.99 | 2.8295e-50 | 1.0962e-50 | -2.9056e-52 | 0 | -482.99 |  | -1033.381 | #DIV/0! | #DIV/0! | 50.5 | 1 | #DIV/0! | 1 | #DIV/0! | #DIV/0! |  |  | 1
0 | 0 | 0 | 0 |  | 1 | 16:40 | 5340 |  | 988.4257 | -483.3807 | -483.3807 | 2.5465e-50 | 9.8657e-51 | -2.615e-52 | 0 | -483.3807 |  | -1033.7717 | #DIV/0! | #DIV/0! | 50.5 | 1 | #DIV/0! | 1 | #DIV/0! | #DIV/0! |  |  | 1
0 | 0 | 0 | 0 |  | 1 | 16:40 | 5344 |  | 988.8163 | -483.7713 | -483.7713 | 2.2919e-50 | 8.8791e-51 | -2.3535e-52 | 0 | -483.7713 |  | -1034.1624 | #DIV/0! | #DIV/0! | 50.5 | 1 | #DIV/0! | 1 | #DIV/0! | #DIV/0! |  |  | 1
0 | 0 | 0 | 0 |  | 1 | 16:40 | 5348 |  | 989.207 | -484.162 | -484.162 | 2.0627e-50 | 7.9912e-51 | -2.1182e-52 | 0 | -484.162 |  | -1034.553 | #DIV/0! | #DIV/0! | 50.5 | 1 | #DIV/0! | 1 | #DIV/0! | #DIV/0! |  |  | 1
0 | 0 | 0 | 0 |  | 1 | 16:40 | 5352 |  | 989.5977 | -484.5527 | -484.5527 | 1.8564e-50 | 7.1921e-51 | -1.9063e-52 | 0 | -484.5527 |  | -1034.9437 | #DIV/0! | #DIV/0! | 50.5 | 1 | #DIV/0! | 1 | #DIV/0! | #DIV/0! |  |  | 1
0 | 0 | 0 | 0 |  | 1 | 16:40 | 5356 |  | 989.9883 | -484.9433 | -484.9433 | 1.6708e-50 | 6.4729e-51 | -1.7157e-52 | 0 | -484.9433 |  | -1035.3344 | #DIV/0! | #DIV/0! | 50.5 | 1 | #DIV/0! | 1 | #DIV/0! | #DIV/0! |  |  | 1
0 | 0 | 0 | 0 |  | 1 | 16:40 | 5360 |  | 990.379 | -485.334 | -485.334 | 1.5037e-50 | 5.8256e-51 | -1.5441e-52 | 0 | -485.334 |  | -1035.725 | #DIV/0! | #DIV/0! | 50.5 | 1 | #DIV/0! | 1 | #DIV/0! | #DIV/0! |  |  | 1
0 | 0 | 0 | 0 |  | 1 | 16:40 | 5364 |  | 990.7697 | -485.7247 | -485.7247 | 1.3533e-50 | 5.243e-51 | -1.3897e-52 | 0 | -485.7247 |  | -1036.1157 | #DIV/0! | #DIV/0! | 50.5 | 1 | #DIV/0! | 1 | #DIV/0! | #DIV/0! |  |  | 1
0 | 0 | 0 | 0 |  | 1 | 16:40 | 5368 |  | 991.1603 | -486.1153 | -486.1153 | 1.218e-50 | 4.7187e-51 | -1.2508e-52 | 0 | -486.1153 |  | -1036.5064 | #DIV/0! | #DIV/0! | 50.5 | 1 | #DIV/0! | 1 | #DIV/0! | #DIV/0! |  |  | 1
0 | 0 | 0 | 0 |  | 1 | 16:40 | 5372 |  | 991.551 | -486.506 | -486.506 | 1.0962e-50 | 4.2469e-51 | -1.1257e-52 | 0 | -486.506 |  | -1036.897 | #DIV/0! | #DIV/0! | 50.5 | 1 | #DIV/0! | 1 | #DIV/0! | #DIV/0! |  |  | 1
0 | 0 | 0 | 0 |  | 1 | 16:40 | 5376 |  | 991.9417 | -486.8967 | -486.8967 | 9.8657e-51 | 3.8222e-51 | -1.0131e-52 | 0 | -486.8967 |  | -1037.2877 | #DIV/0! | #DIV/0! | 50.5 | 1 | #DIV/0! | 1 | #DIV/0! | #DIV/0! |  |  | 1
0 | 0 | 0 | 0 |  | 1 | 16:40 | 5380 |  | 992.3323 | -487.2873 | -487.2873 | 8.8791e-51 | 3.44e-51 | -9.118e-53 | 0 | -487.2873 |  | -1037.6784 | #DIV/0! | #DIV/0! | 50.5 | 1 | #DIV/0! | 1 | #DIV/0! | #DIV/0! |  |  | 1
0 | 0 | 0 | 0 |  | 1 | 16:41 | 5384 |  | 992.723 | -487.678 | -487.678 | 7.9912e-51 | 3.096e-51 | -8.2062e-53 | 0 | -487.678 |  | -1038.069 | #DIV/0! | #DIV/0! | 50.5 | 1 | #DIV/0! | 1 | #DIV/0! | #DIV/0! |  |  | 1
0 | 0 | 0 | 0 |  | 1 | 16:41 | 5388 |  | 993.1137 | -488.0687 | -488.0687 | 7.1921e-51 | 2.7864e-51 | -7.3856e-53 | 0 | -488.0687 |  | -1038.4597 | #DIV/0! | #DIV/0! | 50.5 | 1 | #DIV/0! | 1 | #DIV/0! | #DIV/0! |  |  | 1
0 | 0 | 0 | 0 |  | 1 | 16:41 | 5392 |  | 993.5043 | -488.4593 | -488.4593 | 6.4729e-51 | 2.5077e-51 | -6.647e-53 | 0 | -488.4593 |  | -1038.8504 | #DIV/0! | #DIV/0! | 50.5 | 1 | #DIV/0! | 1 | #DIV/0! | #DIV/0! |  |  | 1
0 | 0 | 0 | 0 |  | 1 | 16:41 | 5396 |  | 993.895 | -488.85 | -488.85 | 5.8256e-51 | 2.257e-51 | -5.9823e-53 | 0 | -488.85 |  | -1039.241 | #DIV/0! | #DIV/0! | 50.5 | 1 | #DIV/0! | 1 | #DIV/0! | #DIV/0! |  |  | 1
0 | 0 | 0 | 0 |  | 1 | 16:41 | 5400 |  | 994.2857 | -489.2407 | -489.2407 | 5.243e-51 | 2.0313e-51 | -5.3841e-53 | 0 | -489.2407 |  | -1039.6317 | #DIV/0! | #DIV/0! | 50.5 | 1 | #DIV/0! | 1 | #DIV/0! | #DIV/0! |  |  | 1
0 | 0 | 0 | 0 |  | 1 | 16:41 | 5404 |  | 994.6763 | -489.6313 | -489.6313 | 4.7187e-51 | 1.8281e-51 | -4.8457e-53 | 0 | -489.6313 |  | -1040.0224 | #DIV/0! | #DIV/0! | 50.5 | 1 | #DIV/0! | 1 | #DIV/0! | #DIV/0! |  |  | 1
0 | 0 | 0 | 0 |  | 1 | 16:41 | 5408 |  | 995.067 | -490.022 | -490.022 | 4.2469e-51 | 1.6453e-51 | -4.3611e-53 | 0 | -490.022 |  | -1040.413 | #DIV/0! | #DIV/0! | 50.5 | 1 | #DIV/0! | 1 | #DIV/0! | #DIV/0! |  |  | 1
0 | 0 | 0 | 0 |  | 1 | 16:41 | 5412 |  | 995.4577 | -490.4127 | -490.4127 | 3.8222e-51 | 1.4808e-51 | -3.925e-53 | 0 | -490.4127 |  | -1040.8037 | #DIV/0! | #DIV/0! | 50.5 | 1 | #DIV/0! | 1 | #DIV/0! | #DIV/0! |  |  | 1
0 | 0 | 0 | 0 |  | 1 | 16:41 | 5416 |  | 995.8483 | -490.8033 | -490.8033 | 3.44e-51 | 1.3327e-51 | -3.5325e-53 | 0 | -490.8033 |  | -1041.1944 | #DIV/0! | #DIV/0! | 50.5 | 1 | #DIV/0! | 1 | #DIV/0! | #DIV/0! |  |  | 1
0 | 0 | 0 | 0 |  | 1 | 16:41 | 5420 |  | 996.239 | -491.194 | -491.194 | 3.096e-51 | 1.1994e-51 | -3.1792e-53 | 0 | -491.194 |  | -1041.585 | #DIV/0! | #DIV/0! | 50.5 | 1 | #DIV/0! | 1 | #DIV/0! | #DIV/0! |  |  | 1
0 | 0 | 0 | 0 |  | 1 | 16:41 | 5424 |  | 996.6297 | -491.5847 | -491.5847 | 2.7864e-51 | 1.0795e-51 | -2.8613e-53 | 0 | -491.5847 |  | -1041.9757 | #DIV/0! | #DIV/0! | 50.5 | 1 | #DIV/0! | 1 | #DIV/0! | #DIV/0! |  |  | 1
0 | 0 | 0 | 0 |  | 1 | 16:41 | 5428 |  | 997.0203 | -491.9753 | -491.9753 | 2.5077e-51 | 9.7154e-52 | -2.5752e-53 | 0 | -491.9753 |  | -1042.3664 | #DIV/0! | #DIV/0! | 50.5 | 1 | #DIV/0! | 1 | #DIV/0! | #DIV/0! |  |  | 1
0 | 0 | 0 | 0 |  | 1 | 16:41 | 5432 |  | 997.411 | -492.366 | -492.366 | 2.257e-51 | 8.7439e-52 | -2.3177e-53 | 0 | -492.366 |  | -1042.757 | #DIV/0! | #DIV/0! | 50.5 | 1 | #DIV/0! | 1 | #DIV/0! | #DIV/0! |  |  | 1
0 | 0 | 0 | 0 |  | 1 | 16:41 | 5436 |  | 997.8017 | -492.7567 | -492.7567 | 2.0313e-51 | 7.8695e-52 | -2.0859e-53 | 0 | -492.7567 |  | -1043.1477 | #DIV/0! | #DIV/0! | 50.5 | 1 | #DIV/0! | 1 | #DIV/0! | #DIV/0! |  |  | 1
0 | 0 | 0 | 0 |  | 1 | 16:41 | 5440 |  | 998.1923 | -493.1473 | -493.1473 | 1.8281e-51 | 7.0826e-52 | -1.8773e-53 | 0 | -493.1473 |  | -1043.5384 | #DIV/0! | #DIV/0! | 50.5 | 1 | #DIV/0! | 1 | #DIV/0! | #DIV/0! |  |  | 1
0 | 0 | 0 | 0 |  | 1 | 16:42 | 5444 |  | 998.583 | -493.538 | -493.538 | 1.6453e-51 | 6.3743e-52 | -1.6896e-53 | 0 | -493.538 |  | -1043.929 | #DIV/0! | #DIV/0! | 50.5 | 1 | #DIV/0! | 1 | #DIV/0! | #DIV/0! |  |  | 1
0 | 0 | 0 | 0 |  | 1 | 16:42 | 5448 |  | 998.9737 | -493.9287 | -493.9287 | 1.4808e-51 | 5.7369e-52 | -1.5206e-53 | 0 | -493.9287 |  | -1044.3197 | #DIV/0! | #DIV/0! | 50.5 | 1 | #DIV/0! | 1 | #DIV/0! | #DIV/0! |  |  | 1
0 | 0 | 0 | 0 |  | 1 | 16:42 | 5452 |  | 999.3643 | -494.3193 | -494.3193 | 1.3327e-51 | 5.1632e-52 | -1.3686e-53 | 0 | -494.3193 |  | -1044.7104 | #DIV/0! | #DIV/0! | 50.5 | 1 | #DIV/0! | 1 | #DIV/0! | #DIV/0! |  |  | 1
0 | 0 | 0 | 0 |  | 1 | 16:42 | 5456 |  | 999.755 | -494.71 | -494.71 | 1.1994e-51 | 4.6469e-52 | -1.2317e-53 | 0 | -494.71 |  | -1045.101 | #DIV/0! | #DIV/0! | 50.5 | 1 | #DIV/0! | 1 | #DIV/0! | #DIV/0! |  |  | 1
0 | 0 | 0 | 0 |  | 1 | 16:42 | 5460 |  | 1000.1457 | -495.1007 | -495.1007 | 1.0795e-51 | 4.1822e-52 | -1.1085e-53 | 0 | -495.1007 |  | -1045.4917 | #DIV/0! | #DIV/0! | 50.5 | 1 | #DIV/0! | 1 | #DIV/0! | #DIV/0! |  |  | 1
0 | 0 | 0 | 0 |  | 1 | 16:42 | 5464 |  | 1000.5363 | -495.4913 | -495.4913 | 9.7154e-52 | 3.764e-52 | -9.9768e-54 | 0 | -495.4913 |  | -1045.8824 | #DIV/0! | #DIV/0! | 50.5 | 1 | #DIV/0! | 1 | #DIV/0! | #DIV/0! |  |  | 1
0 | 0 | 0 | 0 |  | 1 | 16:42 | 5468 |  | 1000.927 | -495.882 | -495.882 | 8.7439e-52 | 3.3876e-52 | -8.9791e-54 | 0 | -495.882 |  | -1046.273 | #DIV/0! | #DIV/0! | 50.5 | 1 | #DIV/0! | 1 | #DIV/0! | #DIV/0! |  |  | 1
0 | 0 | 0 | 0 |  | 1 | 16:42 | 5472 |  | 1001.3177 | -496.2727 | -496.2727 | 7.8695e-52 | 3.0488e-52 | -8.0812e-54 | 0 | -496.2727 |  | -1046.6637 | #DIV/0! | #DIV/0! | 50.5 | 1 | #DIV/0! | 1 | #DIV/0! | #DIV/0! |  |  | 1
0 | 0 | 0 | 0 |  | 1 | 16:42 | 5476 |  | 1001.7083 | -496.6633 | -496.6633 | 7.0826e-52 | 2.7439e-52 | -7.2731e-54 | 0 | -496.6633 |  | -1047.0544 | #DIV/0! | #DIV/0! | 50.5 | 1 | #DIV/0! | 1 | #DIV/0! | #DIV/0! |  |  | 1
0 | 0 | 0 | 0 |  | 1 | 16:42 | 5480 |  | 1002.099 | -497.054 | -497.054 | 6.3743e-52 | 2.4695e-52 | -6.5458e-54 | 0 | -497.054 |  | -1047.445 | #DIV/0! | #DIV/0! | 50.5 | 1 | #DIV/0! | 1 | #DIV/0! | #DIV/0! |  |  | 1
0 | 0 | 0 | 0 |  | 1 | 16:42 | 5484 |  | 1002.4897 | -497.4447 | -497.4447 | 5.7369e-52 | 2.2226e-52 | -5.8912e-54 | 0 | -497.4447 |  | -1047.8357 | #DIV/0! | #DIV/0! | 50.5 | 1 | #DIV/0! | 1 | #DIV/0! | #DIV/0! |  |  | 1
0 | 0 | 0 | 0 |  | 1 | 16:42 | 5488 |  | 1002.8803 | -497.8353 | -497.8353 | 5.1632e-52 | 2.0003e-52 | -5.3021e-54 | 0 | -497.8353 |  | -1048.2264 | #DIV/0! | #DIV/0! | 50.5 | 1 | #DIV/0! | 1 | #DIV/0! | #DIV/0! |  |  | 1
0 | 0 | 0 | 0 |  | 1 | 16:42 | 5492 |  | 1003.271 | -498.226 | -498.226 | 4.6469e-52 | 1.8003e-52 | -4.7719e-54 | 0 | -498.226 |  | -1048.617 | #DIV/0! | #DIV/0! | 50.5 | 1 | #DIV/0! | 1 | #DIV/0! | #DIV/0! |  |  | 1
0 | 0 | 0 | 0 |  | 1 | 16:42 | 5496 |  | 1003.6617 | -498.6167 | -498.6167 | 4.1822e-52 | 1.6203e-52 | -4.2947e-54 | 0 | -498.6167 |  | -1049.0077 | #DIV/0! | #DIV/0! | 50.5 | 1 | #DIV/0! | 1 | #DIV/0! | #DIV/0! |  |  | 1
0 | 0 | 0 | 0 |  | 1 | 16:42 | 5500 |  | 1004.0523 | -499.0073 | -499.0073 | 3.764e-52 | 1.4582e-52 | -3.8652e-54 | 0 | -499.0073 |  | -1049.3984 | #DIV/0! | #DIV/0! | 50.5 | 1 | #DIV/0! | 1 | #DIV/0! | #DIV/0! |  |  | 1
0 | 0 | 0 | 0 |  | 1 | 16:43 | 5504 |  | 1004.443 | -499.398 | -499.398 | 3.3876e-52 | 1.3124e-52 | -3.4787e-54 | 0 | -499.398 |  | -1049.789 | #DIV/0! | #DIV/0! | 50.5 | 1 | #DIV/0! | 1 | #DIV/0! | #DIV/0! |  |  | 1
0 | 0 | 0 | 0 |  | 1 | 16:43 | 5508 |  | 1004.8337 | -499.7887 | -499.7887 | 3.0488e-52 | 1.1812e-52 | -3.1308e-54 | 0 | -499.7887 |  | -1050.1797 | #DIV/0! | #DIV/0! | 50.5 | 1 | #DIV/0! | 1 | #DIV/0! | #DIV/0! |  |  | 1
0 | 0 | 0 | 0 |  | 1 | 16:43 | 5512 |  | 1005.2243 | -500.1793 | -500.1793 | 2.7439e-52 | 1.0631e-52 | -2.8177e-54 | 0 | -500.1793 |  | -1050.5704 | #DIV/0! | #DIV/0! | 50.5 | 1 | #DIV/0! | 1 | #DIV/0! | #DIV/0! |  |  | 1
0 | 0 | 0 | 0 |  | 1 | 16:43 | 5516 |  | 1005.615 | -500.57 | -500.57 | 2.4695e-52 | 9.5675e-53 | -2.536e-54 | 0 | -500.57 |  | -1050.961 | #DIV/0! | #DIV/0! | 50.5 | 1 | #DIV/0! | 1 | #DIV/0! | #DIV/0! |  |  | 1
0 | 0 | 0 | 0 |  | 1 | 16:43 | 5520 |  | 1006.0057 | -500.9607 | -500.9607 | 2.2226e-52 | 8.6107e-53 | -2.2824e-54 | 0 | -500.9607 |  | -1051.3517 | #DIV/0! | #DIV/0! | 50.5 | 1 | #DIV/0! | 1 | #DIV/0! | #DIV/0! |  |  | 1
0 | 0 | 0 | 0 |  | 1 | 16:43 | 5524 |  | 1006.3963 | -501.3513 | -501.3513 | 2.0003e-52 | 7.7497e-53 | -2.0541e-54 | 0 | -501.3513 |  | -1051.7424 | #DIV/0! | #DIV/0! | 50.5 | 1 | #DIV/0! | 1 | #DIV/0! | #DIV/0! |  |  | 1
0 | 0 | 0 | 0 |  | 1 | 16:43 | 5528 |  | 1006.787 | -501.742 | -501.742 | 1.8003e-52 | 6.9747e-53 | -1.8487e-54 | 0 | -501.742 |  | -1052.133 | #DIV/0! | #DIV/0! | 50.5 | 1 | #DIV/0! | 1 | #DIV/0! | #DIV/0! |  |  | 1
0 | 0 | 0 | 0 |  | 1 | 16:43 | 5532 |  | 1007.1777 | -502.1327 | -502.1327 | 1.6203e-52 | 6.2772e-53 | -1.6639e-54 | 0 | -502.1327 |  | -1052.5237 | #DIV/0! | #DIV/0! | 50.5 | 1 | #DIV/0! | 1 | #DIV/0! | #DIV/0! |  |  | 1
0 | 0 | 0 | 0 |  | 1 | 16:43 | 5536 |  | 1007.5683 | -502.5233 | -502.5233 | 1.4582e-52 | 5.6495e-53 | -1.4975e-54 | 0 | -502.5233 |  | -1052.9144 | #DIV/0! | #DIV/0! | 50.5 | 1 | #DIV/0! | 1 | #DIV/0! | #DIV/0! |  |  | 1
0 | 0 | 0 | 0 |  | 1 | 16:43 | 5540 |  | 1007.959 | -502.914 | -502.914 | 1.3124e-52 | 5.0846e-53 | -1.3477e-54 | 0 | -502.914 |  | -1053.305 | #DIV/0! | #DIV/0! | 50.5 | 1 | #DIV/0! | 1 | #DIV/0! | #DIV/0! |  |  | 1
0 | 0 | 0 | 0 |  | 1 | 16:43 | 5544 |  | 1008.3497 | -503.3047 | -503.3047 | 1.1812e-52 | 4.5761e-53 | -1.2129e-54 | 0 | -503.3047 |  | -1053.6957 | #DIV/0! | #DIV/0! | 50.5 | 1 | #DIV/0! | 1 | #DIV/0! | #DIV/0! |  |  | 1
0 | 0 | 0 | 0 |  | 1 | 16:43 | 5548 |  | 1008.7403 | -503.6953 | -503.6953 | 1.0631e-52 | 4.1185e-53 | -1.0917e-54 | 0 | -503.6953 |  | -1054.0864 | #DIV/0! | #DIV/0! | 50.5 | 1 | #DIV/0! | 1 | #DIV/0! | #DIV/0! |  |  | 1
0 | 0 | 0 | 0 |  | 1 | 16:43 | 5552 |  | 1009.131 | -504.086 | -504.086 | 9.5675e-53 | 3.7066e-53 | -9.8249e-55 | 0 | -504.086 |  | -1054.477 | #DIV/0! | #DIV/0! | 50.5 | 1 | #DIV/0! | 1 | #DIV/0! | #DIV/0! |  |  | 1
0 | 0 | 0 | 0 |  | 1 | 16:43 | 5556 |  | 1009.5217 | -504.4767 | -504.4767 | 8.6107e-53 | 3.336e-53 | -8.8424e-55 | 0 | -504.4767 |  | -1054.8677 | #DIV/0! | #DIV/0! | 50.5 | 1 | #DIV/0! | 1 | #DIV/0! | #DIV/0! |  |  | 1
0 | 0 | 0 | 0 |  | 1 | 16:43 | 5560 |  | 1009.9123 | -504.8673 | -504.8673 | 7.7497e-53 | 3.0024e-53 | -7.9582e-55 | 0 | -504.8673 |  | -1055.2584 | #DIV/0! | #DIV/0! | 50.5 | 1 | #DIV/0! | 1 | #DIV/0! | #DIV/0! |  |  | 1
0 | 0 | 0 | 0 |  | 1 | 16:44 | 5564 |  | 1010.303 | -505.258 | -505.258 | 6.9747e-53 | 2.7021e-53 | -7.1623e-55 | 0 | -505.258 |  | -1055.649 | #DIV/0! | #DIV/0! | 50.5 | 1 | #DIV/0! | 1 | #DIV/0! | #DIV/0! |  |  | 1
0 | 0 | 0 | 0 |  | 1 | 16:44 | 5568 |  | 1010.6937 | -505.6487 | -505.6487 | 6.2772e-53 | 2.4319e-53 | -6.4461e-55 | 0 | -505.6487 |  | -1056.0397 | #DIV/0! | #DIV/0! | 50.5 | 1 | #DIV/0! | 1 | #DIV/0! | #DIV/0! |  |  | 1
0 | 0 | 0 | 0 |  | 1 | 16:44 | 5572 |  | 1011.0843 | -506.0393 | -506.0393 | 5.6495e-53 | 2.1887e-53 | -5.8015e-55 | 0 | -506.0393 |  | -1056.4304 | #DIV/0! | #DIV/0! | 50.5 | 1 | #DIV/0! | 1 | #DIV/0! | #DIV/0! |  |  | 1
0 | 0 | 0 | 0 |  | 1 | 16:44 | 5576 |  | 1011.475 | -506.43 | -506.43 | 5.0846e-53 | 1.9699e-53 | -5.2213e-55 | 0 | -506.43 |  | -1056.821 | #DIV/0! | #DIV/0! | 50.5 | 1 | #DIV/0! | 1 | #DIV/0! | #DIV/0! |  |  | 1
0 | 0 | 0 | 0 |  | 1 | 16:44 | 5580 |  | 1011.8657 | -506.8207 | -506.8207 | 4.5761e-53 | 1.7729e-53 | -4.6992e-55 | 0 | -506.8207 |  | -1057.2117 | #DIV/0! | #DIV/0! | 50.5 | 1 | #DIV/0! | 1 | #DIV/0! | #DIV/0! |  |  | 1
0 | 0 | 0 | 0 |  | 1 | 16:44 | 5584 |  | 1012.2563 | -507.2113 | -507.2113 | 4.1185e-53 | 1.5956e-53 | -4.2293e-55 | 0 | -507.2113 |  | -1057.6024 | #DIV/0! | #DIV/0! | 50.5 | 1 | #DIV/0! | 1 | #DIV/0! | #DIV/0! |  |  | 1
0 | 0 | 0 | 0 |  | 1 | 16:44 | 5588 |  | 1012.647 | -507.602 | -507.602 | 3.7066e-53 | 1.436e-53 | -3.8064e-55 | 0 | -507.602 |  | -1057.993 | #DIV/0! | #DIV/0! | 50.5 | 1 | #DIV/0! | 1 | #DIV/0! | #DIV/0! |  |  | 1
0 | 0 | 0 | 0 |  | 1 | 16:44 | 5592 |  | 1013.0377 | -507.9927 | -507.9927 | 3.336e-53 | 1.2924e-53 | -3.4257e-55 | 0 | -507.9927 |  | -1058.3837 | #DIV/0! | #DIV/0! | 50.5 | 1 | #DIV/0! | 1 | #DIV/0! | #DIV/0! |  |  | 1
0 | 0 | 0 | 0 |  | 1 | 16:44 | 5596 |  | 1013.4283 | -508.3833 | -508.3833 | 3.0024e-53 | 1.1632e-53 | -3.0832e-55 | 0 | -508.3833 |  | -1058.7744 | #DIV/0! | #DIV/0! | 50.5 | 1 | #DIV/0! | 1 | #DIV/0! | #DIV/0! |  |  | 1
0 | 0 | 0 | 0 |  | 1 | 16:44 | 5600 |  | 1013.819 | -508.774 | -508.774 | 2.7021e-53 | 1.0469e-53 | -2.7748e-55 | 0 | -508.774 |  | -1059.165 | #DIV/0! | #DIV/0! | 50.5 | 1 | #DIV/0! | 1 | #DIV/0! | #DIV/0! |  |  | 1
0 | 0 | 0 | 0 |  | 1 | 16:44 | 5604 |  | 1014.2097 | -509.1647 | -509.1647 | 2.4319e-53 | 9.4218e-54 | -2.4974e-55 | 0 | -509.1647 |  | -1059.5557 | #DIV/0! | #DIV/0! | 50.5 | 1 | #DIV/0! | 1 | #DIV/0! | #DIV/0! |  |  | 1
0 | 0 | 0 | 0 |  | 1 | 16:44 | 5608 |  | 1014.6003 | -509.5553 | -509.5553 | 2.1887e-53 | 8.4796e-54 | -2.2476e-55 | 0 | -509.5553 |  | -1059.9464 | #DIV/0! | #DIV/0! | 50.5 | 1 | #DIV/0! | 1 | #DIV/0! | #DIV/0! |  |  | 1
0 | 0 | 0 | 0 |  | 1 | 16:44 | 5612 |  | 1014.991 | -509.946 | -509.946 | 1.9699e-53 | 7.6316e-54 | -2.0229e-55 | 0 | -509.946 |  | -1060.337 | #DIV/0! | #DIV/0! | 50.5 | 1 | #DIV/0! | 1 | #DIV/0! | #DIV/0! |  |  | 1
0 | 0 | 0 | 0 |  | 1 | 16:44 | 5616 |  | 1015.3817 | -510.3367 | -510.3367 | 1.7729e-53 | 6.8685e-54 | -1.8206e-55 | 0 | -510.3367 |  | -1060.7277 | #DIV/0! | #DIV/0! | 50.5 | 1 | #DIV/0! | 1 | #DIV/0! | #DIV/0! |  |  | 1
0 | 0 | 0 | 0 |  | 1 | 16:44 | 5620 |  | 1015.7723 | -510.7273 | -510.7273 | 1.5956e-53 | 6.1816e-54 | -1.6385e-55 | 0 | -510.7273 |  | -1061.1184 | #DIV/0! | #DIV/0! | 50.5 | 1 | #DIV/0! | 1 | #DIV/0! | #DIV/0! |  |  | 1
0 | 0 | 0 | 0 |  | 1 | 16:45 | 5624 |  | 1016.163 | -511.118 | -511.118 | 1.436e-53 | 5.5635e-54 | -1.4747e-55 | 0 | -511.118 |  | -1061.509 | #DIV/0! | #DIV/0! | 50.5 | 1 | #DIV/0! | 1 | #DIV/0! | #DIV/0! |  |  | 1
0 | 0 | 0 | 0 |  | 1 | 16:45 | 5628 |  | 1016.5537 | -511.5087 | -511.5087 | 1.2924e-53 | 5.0071e-54 | -1.3272e-55 | 0 | -511.5087 |  | -1061.8997 | #DIV/0! | #DIV/0! | 50.5 | 1 | #DIV/0! | 1 | #DIV/0! | #DIV/0! |  |  | 1
0 | 0 | 0 | 0 |  | 1 | 16:45 | 5632 |  | 1016.9443 | -511.8993 | -511.8993 | 1.1632e-53 | 4.5064e-54 | -1.1945e-55 | 0 | -511.8993 |  | -1062.2904 | #DIV/0! | #DIV/0! | 50.5 | 1 | #DIV/0! | 1 | #DIV/0! | #DIV/0! |  |  | 1
0 | 0 | 0 | 0 |  | 1 | 16:45 | 5636 |  | 1017.335 | -512.29 | -512.29 | 1.0469e-53 | 4.0558e-54 | -1.075e-55 | 0 | -512.29 |  | -1062.681 | #DIV/0! | #DIV/0! | 50.5 | 1 | #DIV/0! | 1 | #DIV/0! | #DIV/0! |  |  | 1
0 | 0 | 0 | 0 |  | 1 | 16:45 | 5640 |  | 1017.7257 | -512.6807 | -512.6807 | 9.4218e-54 | 3.6502e-54 | -9.6753e-56 | 0 | -512.6807 |  | -1063.0717 | #DIV/0! | #DIV/0! | 50.5 | 1 | #DIV/0! | 1 | #DIV/0! | #DIV/0! |  |  | 1
0 | 0 | 0 | 0 |  | 1 | 16:45 | 5644 |  | 1018.1163 | -513.0713 | -513.0713 | 8.4796e-54 | 3.2852e-54 | -8.7077e-56 | 0 | -513.0713 |  | -1063.4624 | #DIV/0! | #DIV/0! | 50.5 | 1 | #DIV/0! | 1 | #DIV/0! | #DIV/0! |  |  | 1
0 | 0 | 0 | 0 |  | 1 | 16:45 | 5648 |  | 1018.507 | -513.462 | -513.462 | 7.6316e-54 | 2.9567e-54 | -7.837e-56 | 0 | -513.462 |  | -1063.853 | #DIV/0! | #DIV/0! | 50.5 | 1 | #DIV/0! | 1 | #DIV/0! | #DIV/0! |  |  | 1
0 | 0 | 0 | 0 |  | 1 | 16:45 | 5652 |  | 1018.8977 | -513.8527 | -513.8527 | 6.8685e-54 | 2.661e-54 | -7.0533e-56 | 0 | -513.8527 |  | -1064.2437 | #DIV/0! | #DIV/0! | 50.5 | 1 | #DIV/0! | 1 | #DIV/0! | #DIV/0! |  |  | 1
0 | 0 | 0 | 0 |  | 1 | 16:45 | 5656 |  | 1019.2883 | -514.2433 | -514.2433 | 6.1816e-54 | 2.3949e-54 | -6.3479e-56 | 0 | -514.2433 |  | -1064.6344 | #DIV/0! | #DIV/0! | 50.5 | 1 | #DIV/0! | 1 | #DIV/0! | #DIV/0! |  |  | 1
0 | 0 | 0 | 0 |  | 1 | 16:45 | 5660 |  | 1019.679 | -514.634 | -514.634 | 5.5635e-54 | 2.1554e-54 | -5.7131e-56 | 0 | -514.634 |  | -1065.025 | #DIV/0! | #DIV/0! | 50.5 | 1 | #DIV/0! | 1 | #DIV/0! | #DIV/0! |  |  | 1
0 | 0 | 0 | 0 |  | 1 | 16:45 | 5664 |  | 1020.0697 | -515.0247 | -515.0247 | 5.0071e-54 | 1.9399e-54 | -5.1418e-56 | 0 | -515.0247 |  | -1065.4157 | #DIV/0! | #DIV/0! | 50.5 | 1 | #DIV/0! | 1 | #DIV/0! | #DIV/0! |  |  | 1
0 | 0 | 0 | 0 |  | 1 | 16:45 | 5668 |  | 1020.4603 | -515.4153 | -515.4153 | 4.5064e-54 | 1.7459e-54 | -4.6276e-56 | 0 | -515.4153 |  | -1065.8064 | #DIV/0! | #DIV/0! | 50.5 | 1 | #DIV/0! | 1 | #DIV/0! | #DIV/0! |  |  | 1
0 | 0 | 0 | 0 |  | 1 | 16:45 | 5672 |  | 1020.851 | -515.806 | -515.806 | 4.0558e-54 | 1.5713e-54 | -4.1649e-56 | 0 | -515.806 |  | -1066.197 | #DIV/0! | #DIV/0! | 50.5 | 1 | #DIV/0! | 1 | #DIV/0! | #DIV/0! |  |  | 1
0 | 0 | 0 | 0 |  | 1 | 16:45 | 5676 |  | 1021.2417 | -516.1967 | -516.1967 | 3.6502e-54 | 1.4142e-54 | -3.7484e-56 | 0 | -516.1967 |  | -1066.5877 | #DIV/0! | #DIV/0! | 50.5 | 1 | #DIV/0! | 1 | #DIV/0! | #DIV/0! |  |  | 1
0 | 0 | 0 | 0 |  | 1 | 16:45 | 5680 |  | 1021.6323 | -516.5873 | -516.5873 | 3.2852e-54 | 1.2727e-54 | -3.3736e-56 | 0 | -516.5873 |  | -1066.9784 | #DIV/0! | #DIV/0! | 50.5 | 1 | #DIV/0! | 1 | #DIV/0! | #DIV/0! |  |  | 1
0 | 0 | 0 | 0 |  | 1 | 16:46 | 5684 |  | 1022.023 | -516.978 | -516.978 | 2.9567e-54 | 1.1455e-54 | -3.0362e-56 | 0 | -516.978 |  | -1067.369 | #DIV/0! | #DIV/0! | 50.5 | 1 | #DIV/0! | 1 | #DIV/0! | #DIV/0! |  |  | 1
0 | 0 | 0 | 0 |  | 1 | 16:46 | 5688 |  | 1022.4137 | -517.3687 | -517.3687 | 2.661e-54 | 1.0309e-54 | -2.7326e-56 | 0 | -517.3687 |  | -1067.7597 | #DIV/0! | #DIV/0! | 50.5 | 1 | #DIV/0! | 1 | #DIV/0! | #DIV/0! |  |  | 1
0 | 0 | 0 | 0 |  | 1 | 16:46 | 5692 |  | 1022.8043 | -517.7593 | -517.7593 | 2.3949e-54 | 9.2783e-55 | -2.4593e-56 | 0 | -517.7593 |  | -1068.1504 | #DIV/0! | #DIV/0! | 50.5 | 1 | #DIV/0! | 1 | #DIV/0! | #DIV/0! |  |  | 1
0 | 0 | 0 | 0 |  | 1 | 16:46 | 5696 |  | 1023.195 | -518.15 | -518.15 | 2.1554e-54 | 8.3505e-55 | -2.2134e-56 | 0 | -518.15 |  | -1068.541 | #DIV/0! | #DIV/0! | 50.5 | 1 | #DIV/0! | 1 | #DIV/0! | #DIV/0! |  |  | 1
0 | 0 | 0 | 0 |  | 1 | 16:46 | 5700 |  | 1023.5857 | -518.5407 | -518.5407 | 1.9399e-54 | 7.5154e-55 | -1.992e-56 | 0 | -518.5407 |  | -1068.9317 | #DIV/0! | #DIV/0! | 50.5 | 1 | #DIV/0! | 1 | #DIV/0! | #DIV/0! |  |  | 1
0 | 0 | 0 | 0 |  | 1 | 16:46 | 5704 |  | 1023.9763 | -518.9313 | -518.9313 | 1.7459e-54 | 6.7639e-55 | -1.7928e-56 | 0 | -518.9313 |  | -1069.3224 | #DIV/0! | #DIV/0! | 50.5 | 1 | #DIV/0! | 1 | #DIV/0! | #DIV/0! |  |  | 1
0 | 0 | 0 | 0 |  | 1 | 16:46 | 5708 |  | 1024.367 | -519.322 | -519.322 | 1.5713e-54 | 6.0875e-55 | -1.6136e-56 | 0 | -519.322 |  | -1069.713 | #DIV/0! | #DIV/0! | 50.5 | 1 | #DIV/0! | 1 | #DIV/0! | #DIV/0! |  |  | 1
0 | 0 | 0 | 0 |  | 1 | 16:46 | 5712 |  | 1024.7577 | -519.7127 | -519.7127 | 1.4142e-54 | 5.4787e-55 | -1.4522e-56 | 0 | -519.7127 |  | -1070.1037 | #DIV/0! | #DIV/0! | 50.5 | 1 | #DIV/0! | 1 | #DIV/0! | #DIV/0! |  |  | 1
0 | 0 | 0 | 0 |  | 1 | 16:46 | 5716 |  | 1025.1483 | -520.1033 | -520.1033 | 1.2727e-54 | 4.9309e-55 | -1.307e-56 | 0 | -520.1033 |  | -1070.4944 | #DIV/0! | #DIV/0! | 50.5 | 1 | #DIV/0! | 1 | #DIV/0! | #DIV/0! |  |  | 1
0 | 0 | 0 | 0 |  | 1 | 16:46 | 5720 |  | 1025.539 | -520.494 | -520.494 | 1.1455e-54 | 4.4378e-55 | -1.1763e-56 | 0 | -520.494 |  | -1070.885 | #DIV/0! | #DIV/0! | 50.5 | 1 | #DIV/0! | 1 | #DIV/0! | #DIV/0! |  |  | 1
0 | 0 | 0 | 0 |  | 1 | 16:46 | 5724 |  | 1025.9297 | -520.8847 | -520.8847 | 1.0309e-54 | 3.994e-55 | -1.0587e-56 | 0 | -520.8847 |  | -1071.2757 | #DIV/0! | #DIV/0! | 50.5 | 1 | #DIV/0! | 1 | #DIV/0! | #DIV/0! |  |  | 1
0 | 0 | 0 | 0 |  | 1 | 16:46 | 5728 |  | 1026.3203 | -521.2753 | -521.2753 | 9.2783e-55 | 3.5946e-55 | -9.5279e-57 | 0 | -521.2753 |  | -1071.6664 | #DIV/0! | #DIV/0! | 50.5 | 1 | #DIV/0! | 1 | #DIV/0! | #DIV/0! |  |  | 1
0 | 0 | 0 | 0 |  | 1 | 16:46 | 5732 |  | 1026.711 | -521.666 | -521.666 | 8.3505e-55 | 3.2351e-55 | -8.5751e-57 | 0 | -521.666 |  | -1072.057 | #DIV/0! | #DIV/0! | 50.5 | 1 | #DIV/0! | 1 | #DIV/0! | #DIV/0! |  |  | 1
0 | 0 | 0 | 0 |  | 1 | 16:46 | 5736 |  | 1027.1017 | -522.0567 | -522.0567 | 7.5154e-55 | 2.9116e-55 | -7.7176e-57 | 0 | -522.0567 |  | -1072.4477 | #DIV/0! | #DIV/0! | 50.5 | 1 | #DIV/0! | 1 | #DIV/0! | #DIV/0! |  |  | 1
0 | 0 | 0 | 0 |  | 1 | 16:46 | 5740 |  | 1027.4923 | -522.4473 | -522.4473 | 6.7639e-55 | 2.6205e-55 | -6.9458e-57 | 0 | -522.4473 |  | -1072.8384 | #DIV/0! | #DIV/0! | 50.5 | 1 | #DIV/0! | 1 | #DIV/0! | #DIV/0! |  |  | 1
0 | 0 | 0 | 0 |  | 1 | 16:47 | 5744 |  | 1027.883 | -522.838 | -522.838 | 6.0875e-55 | 2.3584e-55 | -6.2513e-57 | 0 | -522.838 |  | -1073.229 | #DIV/0! | #DIV/0! | 50.5 | 1 | #DIV/0! | 1 | #DIV/0! | #DIV/0! |  |  | 1
0 | 0 | 0 | 0 |  | 1 | 16:47 | 5748 |  | 1028.2737 | -523.2287 | -523.2287 | 5.4787e-55 | 2.1226e-55 | -5.6261e-57 | 0 | -523.2287 |  | -1073.6197 | #DIV/0! | #DIV/0! | 50.5 | 1 | #DIV/0! | 1 | #DIV/0! | #DIV/0! |  |  | 1
0 | 0 | 0 | 0 |  | 1 | 16:47 | 5752 |  | 1028.6643 | -523.6193 | -523.6193 | 4.9309e-55 | 1.9103e-55 | -5.0635e-57 | 0 | -523.6193 |  | -1074.0104 | #DIV/0! | #DIV/0! | 50.5 | 1 | #DIV/0! | 1 | #DIV/0! | #DIV/0! |  |  | 1
0 | 0 | 0 | 0 |  | 1 | 16:47 | 5756 |  | 1029.055 | -524.01 | -524.01 | 4.4378e-55 | 1.7193e-55 | -4.5572e-57 | 0 | -524.01 |  | -1074.401 | #DIV/0! | #DIV/0! | 50.5 | 1 | #DIV/0! | 1 | #DIV/0! | #DIV/0! |  |  | 1
0 | 0 | 0 | 0 |  | 1 | 16:47 | 5760 |  | 1029.4457 | -524.4007 | -524.4007 | 3.994e-55 | 1.5474e-55 | -4.1015e-57 | 0 | -524.4007 |  | -1074.7917 | #DIV/0! | #DIV/0! | 50.5 | 1 | #DIV/0! | 1 | #DIV/0! | #DIV/0! |  |  | 1
0 | 0 | 0 | 0 |  | 1 | 16:47 | 5764 |  | 1029.8363 | -524.7913 | -524.7913 | 3.5946e-55 | 1.3926e-55 | -3.6913e-57 | 0 | -524.7913 |  | -1075.1824 | #DIV/0! | #DIV/0! | 50.5 | 1 | #DIV/0! | 1 | #DIV/0! | #DIV/0! |  |  | 1
0 | 0 | 0 | 0 |  | 1 | 16:47 | 5768 |  | 1030.227 | -525.182 | -525.182 | 3.2351e-55 | 1.2534e-55 | -3.3222e-57 | 0 | -525.182 |  | -1075.573 | #DIV/0! | #DIV/0! | 50.5 | 1 | #DIV/0! | 1 | #DIV/0! | #DIV/0! |  |  | 1
0 | 0 | 0 | 0 |  | 1 | 16:47 | 5772 |  | 1030.6177 | -525.5727 | -525.5727 | 2.9116e-55 | 1.128e-55 | -2.99e-57 | 0 | -525.5727 |  | -1075.9637 | #DIV/0! | #DIV/0! | 50.5 | 1 | #DIV/0! | 1 | #DIV/0! | #DIV/0! |  |  | 1
0 | 0 | 0 | 0 |  | 1 | 16:47 | 5776 |  | 1031.0083 | -525.9633 | -525.9633 | 2.6205e-55 | 1.0152e-55 | -2.691e-57 | 0 | -525.9633 |  | -1076.3544 | #DIV/0! | #DIV/0! | 50.5 | 1 | #DIV/0! | 1 | #DIV/0! | #DIV/0! |  |  | 1
0 | 0 | 0 | 0 |  | 1 | 16:47 | 5780 |  | 1031.399 | -526.354 | -526.354 | 2.3584e-55 | 9.137e-56 | -2.4219e-57 | 0 | -526.354 |  | -1076.745 | #DIV/0! | #DIV/0! | 50.5 | 1 | #DIV/0! | 1 | #DIV/0! | #DIV/0! |  |  | 1
0 | 0 | 0 | 0 |  | 1 | 16:47 | 5784 |  | 1031.7897 | -526.7447 | -526.7447 | 2.1226e-55 | 8.2233e-56 | -2.1797e-57 | 0 | -526.7447 |  | -1077.1357 | #DIV/0! | #DIV/0! | 50.5 | 1 | #DIV/0! | 1 | #DIV/0! | #DIV/0! |  |  | 1
0 | 0 | 0 | 0 |  | 1 | 16:47 | 5788 |  | 1032.1803 | -527.1353 | -527.1353 | 1.9103e-55 | 7.401e-56 | -1.9617e-57 | 0 | -527.1353 |  | -1077.5264 | #DIV/0! | #DIV/0! | 50.5 | 1 | #DIV/0! | 1 | #DIV/0! | #DIV/0! |  |  | 1
0 | 0 | 0 | 0 |  | 1 | 16:47 | 5792 |  | 1032.571 | -527.526 | -527.526 | 1.7193e-55 | 6.6609e-56 | -1.7655e-57 | 0 | -527.526 |  | -1077.917 | #DIV/0! | #DIV/0! | 50.5 | 1 | #DIV/0! | 1 | #DIV/0! | #DIV/0! |  |  | 1
0 | 0 | 0 | 0 |  | 1 | 16:47 | 5796 |  | 1032.9617 | -527.9167 | -527.9167 | 1.5474e-55 | 5.9948e-56 | -1.589e-57 | 0 | -527.9167 |  | -1078.3077 | #DIV/0! | #DIV/0! | 50.5 | 1 | #DIV/0! | 1 | #DIV/0! | #DIV/0! |  |  | 1
0 | 0 | 0 | 0 |  | 1 | 16:47 | 5800 |  | 1033.3523 | -528.3073 | -528.3073 | 1.3926e-55 | 5.3953e-56 | -1.4301e-57 | 0 | -528.3073 |  | -1078.6984 | #DIV/0! | #DIV/0! | 50.5 | 1 | #DIV/0! | 1 | #DIV/0! | #DIV/0! |  |  | 1
0 | 0 | 0 | 0 |  | 1 | 16:48 | 5804 |  | 1033.743 | -528.698 | -528.698 | 1.2534e-55 | 4.8558e-56 | -1.2871e-57 | 0 | -528.698 |  | -1079.089 | #DIV/0! | #DIV/0! | 50.5 | 1 | #DIV/0! | 1 | #DIV/0! | #DIV/0! |  |  | 1
0 | 0 | 0 | 0 |  | 1 | 16:48 | 5808 |  | 1034.1337 | -529.0887 | -529.0887 | 1.128e-55 | 4.3702e-56 | -1.1584e-57 | 0 | -529.0887 |  | -1079.4797 | #DIV/0! | #DIV/0! | 50.5 | 1 | #DIV/0! | 1 | #DIV/0! | #DIV/0! |  |  | 1
0 | 0 | 0 | 0 |  | 1 | 16:48 | 5812 |  | 1034.5243 | -529.4793 | -529.4793 | 1.0152e-55 | 3.9332e-56 | -1.0425e-57 | 0 | -529.4793 |  | -1079.8704 | #DIV/0! | #DIV/0! | 50.5 | 1 | #DIV/0! | 1 | #DIV/0! | #DIV/0! |  |  | 1
0 | 0 | 0 | 0 |  | 1 | 16:48 | 5816 |  | 1034.915 | -529.87 | -529.87 | 9.137e-56 | 3.5399e-56 | -9.3828e-58 | 0 | -529.87 |  | -1080.261 | #DIV/0! | #DIV/0! | 50.5 | 1 | #DIV/0! | 1 | #DIV/0! | #DIV/0! |  |  | 1
0 | 0 | 0 | 0 |  | 1 | 16:48 | 5820 |  | 1035.3057 | -530.2607 | -530.2607 | 8.2233e-56 | 3.1859e-56 | -8.4445e-58 | 0 | -530.2607 |  | -1080.6517 | #DIV/0! | #DIV/0! | 50.5 | 1 | #DIV/0! | 1 | #DIV/0! | #DIV/0! |  |  | 1
0 | 0 | 0 | 0 |  | 1 | 16:48 | 5824 |  | 1035.6963 | -530.6513 | -530.6513 | 7.401e-56 | 2.8673e-56 | -7.6001e-58 | 0 | -530.6513 |  | -1081.0424 | #DIV/0! | #DIV/0! | 50.5 | 1 | #DIV/0! | 1 | #DIV/0! | #DIV/0! |  |  | 1
0 | 0 | 0 | 0 |  | 1 | 16:48 | 5828 |  | 1036.087 | -531.042 | -531.042 | 6.6609e-56 | 2.5806e-56 | -6.8401e-58 | 0 | -531.042 |  | -1081.433 | #DIV/0! | #DIV/0! | 50.5 | 1 | #DIV/0! | 1 | #DIV/0! | #DIV/0! |  |  | 1
0 | 0 | 0 | 0 |  | 1 | 16:48 | 5832 |  | 1036.4777 | -531.4327 | -531.4327 | 5.9948e-56 | 2.3225e-56 | -6.1561e-58 | 0 | -531.4327 |  | -1081.8237 | #DIV/0! | #DIV/0! | 50.5 | 1 | #DIV/0! | 1 | #DIV/0! | #DIV/0! |  |  | 1
0 | 0 | 0 | 0 |  | 1 | 16:48 | 5836 |  | 1036.8683 | -531.8233 | -531.8233 | 5.3953e-56 | 2.0903e-56 | -5.5405e-58 | 0 | -531.8233 |  | -1082.2144 | #DIV/0! | #DIV/0! | 50.5 | 1 | #DIV/0! | 1 | #DIV/0! | #DIV/0! |  |  | 1
0 | 0 | 0 | 0 |  | 1 | 16:48 | 5840 |  | 1037.259 | -532.214 | -532.214 | 4.8558e-56 | 1.8812e-56 | -4.9864e-58 | 0 | -532.214 |  | -1082.605 | #DIV/0! | #DIV/0! | 50.5 | 1 | #DIV/0! | 1 | #DIV/0! | #DIV/0! |  |  | 1
0 | 0 | 0 | 0 |  | 1 | 16:48 | 5844 |  | 1037.6497 | -532.6047 | -532.6047 | 4.3702e-56 | 1.6931e-56 | -4.4878e-58 | 0 | -532.6047 |  | -1082.9957 | #DIV/0! | #DIV/0! | 50.5 | 1 | #DIV/0! | 1 | #DIV/0! | #DIV/0! |  |  | 1
0 | 0 | 0 | 0 |  | 1 | 16:48 | 5848 |  | 1038.0403 | -532.9953 | -532.9953 | 3.9332e-56 | 1.5238e-56 | -4.039e-58 | 0 | -532.9953 |  | -1083.3864 | #DIV/0! | #DIV/0! | 50.5 | 1 | #DIV/0! | 1 | #DIV/0! | #DIV/0! |  |  | 1
0 | 0 | 0 | 0 |  | 1 | 16:48 | 5852 |  | 1038.431 | -533.386 | -533.386 | 3.5399e-56 | 1.3714e-56 | -3.6351e-58 | 0 | -533.386 |  | -1083.777 | #DIV/0! | #DIV/0! | 50.5 | 1 | #DIV/0! | 1 | #DIV/0! | #DIV/0! |  |  | 1
0 | 0 | 0 | 0 |  | 1 | 16:48 | 5856 |  | 1038.8217 | -533.7767 | -533.7767 | 3.1859e-56 | 1.2343e-56 | -3.2716e-58 | 0 | -533.7767 |  | -1084.1677 | #DIV/0! | #DIV/0! | 50.5 | 1 | #DIV/0! | 1 | #DIV/0! | #DIV/0! |  |  | 1
0 | 0 | 0 | 0 |  | 1 | 16:48 | 5860 |  | 1039.2123 | -534.1673 | -534.1673 | 2.8673e-56 | 1.1108e-56 | -2.9444e-58 | 0 | -534.1673 |  | -1084.5584 | #DIV/0! | #DIV/0! | 50.5 | 1 | #DIV/0! | 1 | #DIV/0! | #DIV/0! |  |  | 1
0 | 0 | 0 | 0 |  | 1 | 16:49 | 5864 |  | 1039.603 | -534.558 | -534.558 | 2.5806e-56 | 9.9976e-57 | -2.65e-58 | 0 | -534.558 |  | -1084.949 | #DIV/0! | #DIV/0! | 50.5 | 1 | #DIV/0! | 1 | #DIV/0! | #DIV/0! |  |  | 1
0 | 0 | 0 | 0 |  | 1 | 16:49 | 5868 |  | 1039.9937 | -534.9487 | -534.9487 | 2.3225e-56 | 8.9978e-57 | -2.385e-58 | 0 | -534.9487 |  | -1085.3397 | #DIV/0! | #DIV/0! | 50.5 | 1 | #DIV/0! | 1 | #DIV/0! | #DIV/0! |  |  | 1
0 | 0 | 0 | 0 |  | 1 | 16:49 | 5872 |  | 1040.3843 | -535.3393 | -535.3393 | 2.0903e-56 | 8.0981e-57 | -2.1465e-58 | 0 | -535.3393 |  | -1085.7304 | #DIV/0! | #DIV/0! | 50.5 | 1 | #DIV/0! | 1 | #DIV/0! | #DIV/0! |  |  | 1
0 | 0 | 0 | 0 |  | 1 | 16:49 | 5876 |  | 1040.775 | -535.73 | -535.73 | 1.8812e-56 | 7.2883e-57 | -1.9318e-58 | 0 | -535.73 |  | -1086.121 | #DIV/0! | #DIV/0! | 50.5 | 1 | #DIV/0! | 1 | #DIV/0! | #DIV/0! |  |  | 1
0 | 0 | 0 | 0 |  | 1 | 16:49 | 5880 |  | 1041.1657 | -536.1207 | -536.1207 | 1.6931e-56 | 6.5594e-57 | -1.7387e-58 | 0 | -536.1207 |  | -1086.5117 | #DIV/0! | #DIV/0! | 50.5 | 1 | #DIV/0! | 1 | #DIV/0! | #DIV/0! |  |  | 1
0 | 0 | 0 | 0 |  | 1 | 16:49 | 5884 |  | 1041.5563 | -536.5113 | -536.5113 | 1.5238e-56 | 5.9035e-57 | -1.5648e-58 | 0 | -536.5113 |  | -1086.9024 | #DIV/0! | #DIV/0! | 50.5 | 1 | #DIV/0! | 1 | #DIV/0! | #DIV/0! |  |  | 1
0 | 0 | 0 | 0 |  | 1 | 16:49 | 5888 |  | 1041.947 | -536.902 | -536.902 | 1.3714e-56 | 5.3131e-57 | -1.4083e-58 | 0 | -536.902 |  | -1087.293 | #DIV/0! | #DIV/0! | 50.5 | 1 | #DIV/0! | 1 | #DIV/0! | #DIV/0! |  |  | 1
0 | 0 | 0 | 0 |  | 1 | 16:49 | 5892 |  | 1042.3377 | -537.2927 | -537.2927 | 1.2343e-56 | 4.7818e-57 | -1.2675e-58 | 0 | -537.2927 |  | -1087.6837 | #DIV/0! | #DIV/0! | 50.5 | 1 | #DIV/0! | 1 | #DIV/0! | #DIV/0! |  |  | 1
0 | 0 | 0 | 0 |  | 1 | 16:49 | 5896 |  | 1042.7283 | -537.6833 | -537.6833 | 1.1108e-56 | 4.3036e-57 | -1.1407e-58 | 0 | -537.6833 |  | -1088.0744 | #DIV/0! | #DIV/0! | 50.5 | 1 | #DIV/0! | 1 | #DIV/0! | #DIV/0! |  |  | 1
0 | 0 | 0 | 0 |  | 1 | 16:49 | 5900 |  | 1043.119 | -538.074 | -538.074 | 9.9976e-57 | 3.8733e-57 | -1.0267e-58 | 0 | -538.074 |  | -1088.465 | #DIV/0! | #DIV/0! | 50.5 | 1 | #DIV/0! | 1 | #DIV/0! | #DIV/0! |  |  | 1
0 | 0 | 0 | 0 |  | 1 | 16:49 | 5904 |  | 1043.5097 | -538.4647 | -538.4647 | 8.9978e-57 | 3.4859e-57 | -9.2399e-59 | 0 | -538.4647 |  | -1088.8557 | #DIV/0! | #DIV/0! | 50.5 | 1 | #DIV/0! | 1 | #DIV/0! | #DIV/0! |  |  | 1
0 | 0 | 0 | 0 |  | 1 | 16:49 | 5908 |  | 1043.9003 | -538.8553 | -538.8553 | 8.0981e-57 | 3.1374e-57 | -8.3159e-59 | 0 | -538.8553 |  | -1089.2464 | #DIV/0! | #DIV/0! | 50.5 | 1 | #DIV/0! | 1 | #DIV/0! | #DIV/0! |  |  | 1
0 | 0 | 0 | 0 |  | 1 | 16:49 | 5912 |  | 1044.291 | -539.246 | -539.246 | 7.2883e-57 | 2.8236e-57 | -7.4843e-59 | 0 | -539.246 |  | -1089.637 | #DIV/0! | #DIV/0! | 50.5 | 1 | #DIV/0! | 1 | #DIV/0! | #DIV/0! |  |  | 1
0 | 0 | 0 | 0 |  | 1 | 16:49 | 5916 |  | 1044.6817 | -539.6367 | -539.6367 | 6.5594e-57 | 2.5413e-57 | -6.7359e-59 | 0 | -539.6367 |  | -1090.0277 | #DIV/0! | #DIV/0! | 50.5 | 1 | #DIV/0! | 1 | #DIV/0! | #DIV/0! |  |  | 1
0 | 0 | 0 | 0 |  | 1 | 16:49 | 5920 |  | 1045.0723 | -540.0273 | -540.0273 | 5.9035e-57 | 2.2871e-57 | -6.0623e-59 | 0 | -540.0273 |  | -1090.4184 | #DIV/0! | #DIV/0! | 50.5 | 1 | #DIV/0! | 1 | #DIV/0! | #DIV/0! |  |  | 1
0 | 0 | 0 | 0 |  | 1 | 16:50 | 5924 |  | 1045.463 | -540.418 | -540.418 | 5.3131e-57 | 2.0584e-57 | -5.4561e-59 | 0 | -540.418 |  | -1090.809 | #DIV/0! | #DIV/0! | 50.5 | 1 | #DIV/0! | 1 | #DIV/0! | #DIV/0! |  |  | 1
0 | 0 | 0 | 0 |  | 1 | 16:50 | 5928 |  | 1045.8537 | -540.8087 | -540.8087 | 4.7818e-57 | 1.8526e-57 | -4.9105e-59 | 0 | -540.8087 |  | -1091.1997 | #DIV/0! | #DIV/0! | 50.5 | 1 | #DIV/0! | 1 | #DIV/0! | #DIV/0! |  |  | 1
0 | 0 | 0 | 0 |  | 1 | 16:50 | 5932 |  | 1046.2443 | -541.1993 | -541.1993 | 4.3036e-57 | 1.6673e-57 | -4.4194e-59 | 0 | -541.1993 |  | -1091.5904 | #DIV/0! | #DIV/0! | 50.5 | 1 | #DIV/0! | 1 | #DIV/0! | #DIV/0! |  |  | 1
0 | 0 | 0 | 0 |  | 1 | 16:50 | 5936 |  | 1046.635 | -541.59 | -541.59 | 3.8733e-57 | 1.5006e-57 | -3.9775e-59 | 0 | -541.59 |  | -1091.981 | #DIV/0! | #DIV/0! | 50.5 | 1 | #DIV/0! | 1 | #DIV/0! | #DIV/0! |  |  | 1
0 | 0 | 0 | 0 |  | 1 | 16:50 | 5940 |  | 1047.0257 | -541.9807 | -541.9807 | 3.4859e-57 | 1.3505e-57 | -3.5797e-59 | 0 | -541.9807 |  | -1092.3717 | #DIV/0! | #DIV/0! | 50.5 | 1 | #DIV/0! | 1 | #DIV/0! | #DIV/0! |  |  | 1
0 | 0 | 0 | 0 |  | 1 | 16:50 | 5944 |  | 1047.4163 | -542.3713 | -542.3713 | 3.1374e-57 | 1.2155e-57 | -3.2218e-59 | 0 | -542.3713 |  | -1092.7624 | #DIV/0! | #DIV/0! | 50.5 | 1 | #DIV/0! | 1 | #DIV/0! | #DIV/0! |  |  | 1
0 | 0 | 0 | 0 |  | 1 | 16:50 | 5948 |  | 1047.807 | -542.762 | -542.762 | 2.8236e-57 | 1.0939e-57 | -2.8996e-59 | 0 | -542.762 |  | -1093.153 | #DIV/0! | #DIV/0! | 50.5 | 1 | #DIV/0! | 1 | #DIV/0! | #DIV/0! |  |  | 1
0 | 0 | 0 | 0 |  | 1 | 16:50 | 5952 |  | 1048.1977 | -543.1527 | -543.1527 | 2.5413e-57 | 9.8454e-58 | -2.6096e-59 | 0 | -543.1527 |  | -1093.5437 | #DIV/0! | #DIV/0! | 50.5 | 1 | #DIV/0! | 1 | #DIV/0! | #DIV/0! |  |  | 1
0 | 0 | 0 | 0 |  | 1 | 16:50 | 5956 |  | 1048.5883 | -543.5433 | -543.5433 | 2.2871e-57 | 8.8608e-58 | -2.3487e-59 | 0 | -543.5433 |  | -1093.9344 | #DIV/0! | #DIV/0! | 50.5 | 1 | #DIV/0! | 1 | #DIV/0! | #DIV/0! |  |  | 1
0 | 0 | 0 | 0 |  | 1 | 16:50 | 5960 |  | 1048.979 | -543.934 | -543.934 | 2.0584e-57 | 7.9747e-58 | -2.1138e-59 | 0 | -543.934 |  | -1094.325 | #DIV/0! | #DIV/0! | 50.5 | 1 | #DIV/0! | 1 | #DIV/0! | #DIV/0! |  |  | 1
0 | 0 | 0 | 0 |  | 1 | 16:50 | 5964 |  | 1049.3697 | -544.3247 | -544.3247 | 1.8526e-57 | 7.1773e-58 | -1.9024e-59 | 0 | -544.3247 |  | -1094.7157 | #DIV/0! | #DIV/0! | 50.5 | 1 | #DIV/0! | 1 | #DIV/0! | #DIV/0! |  |  | 1
0 | 0 | 0 | 0 |  | 1 | 16:50 | 5968 |  | 1049.7603 | -544.7153 | -544.7153 | 1.6673e-57 | 6.4595e-58 | -1.7122e-59 | 0 | -544.7153 |  | -1095.1064 | #DIV/0! | #DIV/0! | 50.5 | 1 | #DIV/0! | 1 | #DIV/0! | #DIV/0! |  |  | 1
0 | 0 | 0 | 0 |  | 1 | 16:50 | 5972 |  | 1050.151 | -545.106 | -545.106 | 1.5006e-57 | 5.8136e-58 | -1.541e-59 | 0 | -545.106 |  | -1095.497 | #DIV/0! | #DIV/0! | 50.5 | 1 | #DIV/0! | 1 | #DIV/0! | #DIV/0! |  |  | 1
0 | 0 | 0 | 0 |  | 1 | 16:50 | 5976 |  | 1050.5417 | -545.4967 | -545.4967 | 1.3505e-57 | 5.2322e-58 | -1.3869e-59 | 0 | -545.4967 |  | -1095.8877 | #DIV/0! | #DIV/0! | 50.5 | 1 | #DIV/0! | 1 | #DIV/0! | #DIV/0! |  |  | 1
0 | 0 | 0 | 0 |  | 1 | 16:50 | 5980 |  | 1050.9323 | -545.8873 | -545.8873 | 1.2155e-57 | 4.709e-58 | -1.2482e-59 | 0 | -545.8873 |  | -1096.2784 | #DIV/0! | #DIV/0! | 50.5 | 1 | #DIV/0! | 1 | #DIV/0! | #DIV/0! |  |  | 1
0 | 0 | 0 | 0 |  | 1 | 16:51 | 5984 |  | 1051.323 | -546.278 | -546.278 | 1.0939e-57 | 4.2381e-58 | -1.1234e-59 | 0 | -546.278 |  | -1096.669 | #DIV/0! | #DIV/0! | 50.5 | 1 | #DIV/0! | 1 | #DIV/0! | #DIV/0! |  |  | 1
0 | 0 | 0 | 0 |  | 1 | 16:51 | 5988 |  | 1051.7137 | -546.6687 | -546.6687 | 9.8454e-58 | 3.8143e-58 | -1.011e-59 | 0 | -546.6687 |  | -1097.0597 | #DIV/0! | #DIV/0! | 50.5 | 1 | #DIV/0! | 1 | #DIV/0! | #DIV/0! |  |  | 1
0 | 0 | 0 | 0 |  | 1 | 16:51 | 5992 |  | 1052.1043 | -547.0593 | -547.0593 | 8.8608e-58 | 3.4329e-58 | -9.0992e-60 | 0 | -547.0593 |  | -1097.4504 | #DIV/0! | #DIV/0! | 50.5 | 1 | #DIV/0! | 1 | #DIV/0! | #DIV/0! |  |  | 1
0 | 0 | 0 | 0 |  | 1 | 16:51 | 5996 |  | 1052.495 | -547.45 | -547.45 | 7.9747e-58 | 3.0896e-58 | -8.1893e-60 | 0 | -547.45 |  | -1097.841 | #DIV/0! | #DIV/0! | 50.5 | 1 | #DIV/0! | 1 | #DIV/0! | #DIV/0! |  |  | 1
0 | 0 | 0 | 0 |  | 1 | 16:51 | 6000 |  | 1052.8857 | -547.8407 | -547.8407 | 7.1773e-58 | 2.7806e-58 | -7.3704e-60 | 0 | -547.8407 |  | -1098.2317 | #DIV/0! | #DIV/0! | 50.5 | 1 | #DIV/0! | 1 | #DIV/0! | #DIV/0! |  |  | 1
0 | 0 | 0 | 0 |  | 1 | 16:51 | 6004 |  | 1053.2763 | -548.2313 | -548.2313 | 6.4595e-58 | 2.5026e-58 | -6.6333e-60 | 0 | -548.2313 |  | -1098.6224 | #DIV/0! | #DIV/0! | 50.5 | 1 | #DIV/0! | 1 | #DIV/0! | #DIV/0! |  |  | 1
0 | 0 | 0 | 0 |  | 1 | 16:51 | 6008 |  | 1053.667 | -548.622 | -548.622 | 5.8136e-58 | 2.2523e-58 | -5.97e-60 | 0 | -548.622 |  | -1099.013 | #DIV/0! | #DIV/0! | 50.5 | 1 | #DIV/0! | 1 | #DIV/0! | #DIV/0! |  |  | 1
0 | 0 | 0 | 0 |  | 1 | 16:51 | 6012 |  | 1054.0577 | -549.0127 | -549.0127 | 5.2322e-58 | 2.0271e-58 | -5.373e-60 | 0 | -549.0127 |  | -1099.4037 | #DIV/0! | #DIV/0! | 50.5 | 1 | #DIV/0! | 1 | #DIV/0! | #DIV/0! |  |  | 1
0 | 0 | 0 | 0 |  | 1 | 16:51 | 6016 |  | 1054.4483 | -549.4033 | -549.4033 | 4.709e-58 | 1.8244e-58 | -4.8357e-60 | 0 | -549.4033 |  | -1099.7944 | #DIV/0! | #DIV/0! | 50.5 | 1 | #DIV/0! | 1 | #DIV/0! | #DIV/0! |  |  | 1
0 | 0 | 0 | 0 |  | 1 | 16:51 | 6020 |  | 1054.839 | -549.794 | -549.794 | 4.2381e-58 | 1.6419e-58 | -4.3521e-60 | 0 | -549.794 |  | -1100.185 | #DIV/0! | #DIV/0! | 50.5 | 1 | #DIV/0! | 1 | #DIV/0! | #DIV/0! |  |  | 1
0 | 0 | 0 | 0 |  | 1 | 16:51 | 6024 |  | 1055.2297 | -550.1847 | -550.1847 | 3.8143e-58 | 1.4777e-58 | -3.9169e-60 | 0 | -550.1847 |  | -1100.5757 | #DIV/0! | #DIV/0! | 50.5 | 1 | #DIV/0! | 1 | #DIV/0! | #DIV/0! |  |  | 1
0 | 0 | 0 | 0 |  | 1 | 16:51 | 6028 |  | 1055.6203 | -550.5753 | -550.5753 | 3.4329e-58 | 1.33e-58 | -3.5252e-60 | 0 | -550.5753 |  | -1100.9664 | #DIV/0! | #DIV/0! | 50.5 | 1 | #DIV/0! | 1 | #DIV/0! | #DIV/0! |  |  | 1
0 | 0 | 0 | 0 |  | 1 | 16:51 | 6032 |  | 1056.011 | -550.966 | -550.966 | 3.0896e-58 | 1.197e-58 | -3.1727e-60 | 0 | -550.966 |  | -1101.357 | #DIV/0! | #DIV/0! | 50.5 | 1 | #DIV/0! | 1 | #DIV/0! | #DIV/0! |  |  | 1
0 | 0 | 0 | 0 |  | 1 | 16:51 | 6036 |  | 1056.4017 | -551.3567 | -551.3567 | 2.7806e-58 | 1.0773e-58 | -2.8554e-60 | 0 | -551.3567 |  | -1101.7477 | #DIV/0! | #DIV/0! | 50.5 | 1 | #DIV/0! | 1 | #DIV/0! | #DIV/0! |  |  | 1
0 | 0 | 0 | 0 |  | 1 | 16:51 | 6040 |  | 1056.7923 | -551.7473 | -551.7473 | 2.5026e-58 | 9.6954e-59 | -2.5699e-60 | 0 | -551.7473 |  | -1102.1384 | #DIV/0! | #DIV/0! | 50.5 | 1 | #DIV/0! | 1 | #DIV/0! | #DIV/0! |  |  | 1
0 | 0 | 0 | 0 |  | 1 | 16:52 | 6044 |  | 1057.183 | -552.138 | -552.138 | 2.2523e-58 | 8.7259e-59 | -2.3129e-60 | 0 | -552.138 |  | -1102.529 | #DIV/0! | #DIV/0! | 50.5 | 1 | #DIV/0! | 1 | #DIV/0! | #DIV/0! |  |  | 1
0 | 0 | 0 | 0 |  | 1 | 16:52 | 6048 |  | 1057.5737 | -552.5287 | -552.5287 | 2.0271e-58 | 7.8533e-59 | -2.0816e-60 | 0 | -552.5287 |  | -1102.9197 | #DIV/0! | #DIV/0! | 50.5 | 1 | #DIV/0! | 1 | #DIV/0! | #DIV/0! |  |  | 1
0 | 0 | 0 | 0 |  | 1 | 16:52 | 6052 |  | 1057.9643 | -552.9193 | -552.9193 | 1.8244e-58 | 7.068e-59 | -1.8734e-60 | 0 | -552.9193 |  | -1103.3104 | #DIV/0! | #DIV/0! | 50.5 | 1 | #DIV/0! | 1 | #DIV/0! | #DIV/0! |  |  | 1
0 | 0 | 0 | 0 |  | 1 | 16:52 | 6056 |  | 1058.355 | -553.31 | -553.31 | 1.6419e-58 | 6.3612e-59 | -1.6861e-60 | 0 | -553.31 |  | -1103.701 | #DIV/0! | #DIV/0! | 50.5 | 1 | #DIV/0! | 1 | #DIV/0! | #DIV/0! |  |  | 1
0 | 0 | 0 | 0 |  | 1 | 16:52 | 6060 |  | 1058.7457 | -553.7007 | -553.7007 | 1.4777e-58 | 5.725e-59 | -1.5175e-60 | 0 | -553.7007 |  | -1104.0917 | #DIV/0! | #DIV/0! | 50.5 | 1 | #DIV/0! | 1 | #DIV/0! | #DIV/0! |  |  | 1
0 | 0 | 0 | 0 |  | 1 | 16:52 | 6064 |  | 1059.1363 | -554.0913 | -554.0913 | 1.33e-58 | 5.1525e-59 | -1.3657e-60 | 0 | -554.0913 |  | -1104.4824 | #DIV/0! | #DIV/0! | 50.5 | 1 | #DIV/0! | 1 | #DIV/0! | #DIV/0! |  |  | 1
0 | 0 | 0 | 0 |  | 1 | 16:52 | 6068 |  | 1059.527 | -554.482 | -554.482 | 1.197e-58 | 4.6373e-59 | -1.2292e-60 | 0 | -554.482 |  | -1104.873 | #DIV/0! | #DIV/0! | 50.5 | 1 | #DIV/0! | 1 | #DIV/0! | #DIV/0! |  |  | 1
0 | 0 | 0 | 0 |  | 1 | 16:52 | 6072 |  | 1059.9177 | -554.8727 | -554.8727 | 1.0773e-58 | 4.1736e-59 | -1.1063e-60 | 0 | -554.8727 |  | -1105.2637 | #DIV/0! | #DIV/0! | 50.5 | 1 | #DIV/0! | 1 | #DIV/0! | #DIV/0! |  |  | 1
0 | 0 | 0 | 0 |  | 1 | 16:52 | 6076 |  | 1060.3083 | -555.2633 | -555.2633 | 9.6954e-59 | 3.7562e-59 | -9.9563e-61 | 0 | -555.2633 |  | -1105.6544 | #DIV/0! | #DIV/0! | 50.5 | 1 | #DIV/0! | 1 | #DIV/0! | #DIV/0! |  |  | 1
0 | 0 | 0 | 0 |  | 1 | 16:52 | 6080 |  | 1060.699 | -555.654 | -555.654 | 8.7259e-59 | 3.3806e-59 | -8.9606e-61 | 0 | -555.654 |  | -1106.045 | #DIV/0! | #DIV/0! | 50.5 | 1 | #DIV/0! | 1 | #DIV/0! | #DIV/0! |  |  | 1
0 | 0 | 0 | 0 |  | 1 | 16:52 | 6084 |  | 1061.0897 | -556.0447 | -556.0447 | 7.8533e-59 | 3.0425e-59 | -8.0646e-61 | 0 | -556.0447 |  | -1106.4357 | #DIV/0! | #DIV/0! | 50.5 | 1 | #DIV/0! | 1 | #DIV/0! | #DIV/0! |  |  | 1
0 | 0 | 0 | 0 |  | 1 | 16:52 | 6088 |  | 1061.4803 | -556.4353 | -556.4353 | 7.068e-59 | 2.7383e-59 | -7.2581e-61 | 0 | -556.4353 |  | -1106.8264 | #DIV/0! | #DIV/0! | 50.5 | 1 | #DIV/0! | 1 | #DIV/0! | #DIV/0! |  |  | 1
0 | 0 | 0 | 0 |  | 1 | 16:52 | 6092 |  | 1061.871 | -556.826 | -556.826 | 6.3612e-59 | 2.4644e-59 | -6.5323e-61 | 0 | -556.826 |  | -1107.217 | #DIV/0! | #DIV/0! | 50.5 | 1 | #DIV/0! | 1 | #DIV/0! | #DIV/0! |  |  | 1
0 | 0 | 0 | 0 |  | 1 | 16:52 | 6096 |  | 1062.2617 | -557.2167 | -557.2167 | 5.725e-59 | 2.218e-59 | -5.8791e-61 | 0 | -557.2167 |  | -1107.6077 | #DIV/0! | #DIV/0! | 50.5 | 1 | #DIV/0! | 1 | #DIV/0! | #DIV/0! |  |  | 1
0 | 0 | 0 | 0 |  | 1 | 16:52 | 6100 |  | 1062.6523 | -557.6073 | -557.6073 | 5.1525e-59 | 1.9962e-59 | -5.2912e-61 | 0 | -557.6073 |  | -1107.9984 | #DIV/0! | #DIV/0! | 50.5 | 1 | #DIV/0! | 1 | #DIV/0! | #DIV/0! |  |  | 1
0 | 0 | 0 | 0 |  | 1 | 16:53 | 6104 |  | 1063.043 | -557.998 | -557.998 | 4.6373e-59 | 1.7966e-59 | -4.762e-61 | 0 | -557.998 |  | -1108.389 | #DIV/0! | #DIV/0! | 50.5 | 1 | #DIV/0! | 1 | #DIV/0! | #DIV/0! |  |  | 1
0 | 0 | 0 | 0 |  | 1 | 16:53 | 6108 |  | 1063.4337 | -558.3887 | -558.3887 | 4.1736e-59 | 1.6169e-59 | -4.2858e-61 | 0 | -558.3887 |  | -1108.7797 | #DIV/0! | #DIV/0! | 50.5 | 1 | #DIV/0! | 1 | #DIV/0! | #DIV/0! |  |  | 1
0 | 0 | 0 | 0 |  | 1 | 16:53 | 6112 |  | 1063.8243 | -558.7793 | -558.7793 | 3.7562e-59 | 1.4552e-59 | -3.8573e-61 | 0 | -558.7793 |  | -1109.1704 | #DIV/0! | #DIV/0! | 50.5 | 1 | #DIV/0! | 1 | #DIV/0! | #DIV/0! |  |  | 1
0 | 0 | 0 | 0 |  | 1 | 16:53 | 6116 |  | 1064.215 | -559.17 | -559.17 | 3.3806e-59 | 1.3097e-59 | -3.4715e-61 | 0 | -559.17 |  | -1109.561 | #DIV/0! | #DIV/0! | 50.5 | 1 | #DIV/0! | 1 | #DIV/0! | #DIV/0! |  |  | 1
0 | 0 | 0 | 0 |  | 1 | 16:53 | 6120 |  | 1064.6057 | -559.5607 | -559.5607 | 3.0425e-59 | 1.1787e-59 | -3.1244e-61 | 0 | -559.5607 |  | -1109.9517 | #DIV/0! | #DIV/0! | 50.5 | 1 | #DIV/0! | 1 | #DIV/0! | #DIV/0! |  |  | 1
0 | 0 | 0 | 0 |  | 1 | 16:53 | 6124 |  | 1064.9963 | -559.9513 | -559.9513 | 2.7383e-59 | 1.0609e-59 | -2.8119e-61 | 0 | -559.9513 |  | -1110.3424 | #DIV/0! | #DIV/0! | 50.5 | 1 | #DIV/0! | 1 | #DIV/0! | #DIV/0! |  |  | 1
0 | 0 | 0 | 0 |  | 1 | 16:53 | 6128 |  | 1065.387 | -560.342 | -560.342 | 2.4644e-59 | 9.5478e-60 | -2.5307e-61 | 0 | -560.342 |  | -1110.733 | #DIV/0! | #DIV/0! | 50.5 | 1 | #DIV/0! | 1 | #DIV/0! | #DIV/0! |  |  | 1
0 | 0 | 0 | 0 |  | 1 | 16:53 | 6132 |  | 1065.7777 | -560.7327 | -560.7327 | 2.218e-59 | 8.593e-60 | -2.2777e-61 | 0 | -560.7327 |  | -1111.1237 | #DIV/0! | #DIV/0! | 50.5 | 1 | #DIV/0! | 1 | #DIV/0! | #DIV/0! |  |  | 1
0 | 0 | 0 | 0 |  | 1 | 16:53 | 6136 |  | 1066.1683 | -561.1233 | -561.1233 | 1.9962e-59 | 7.7337e-60 | -2.0499e-61 | 0 | -561.1233 |  | -1111.5144 | #DIV/0! | #DIV/0! | 50.5 | 1 | #DIV/0! | 1 | #DIV/0! | #DIV/0! |  |  | 1
0 | 0 | 0 | 0 |  | 1 | 16:53 | 6140 |  | 1066.559 | -561.514 | -561.514 | 1.7966e-59 | 6.9603e-60 | -1.8449e-61 | 0 | -561.514 |  | -1111.905 | #DIV/0! | #DIV/0! | 50.5 | 1 | #DIV/0! | 1 | #DIV/0! | #DIV/0! |  |  | 1
0 | 0 | 0 | 0 |  | 1 | 16:53 | 6144 |  | 1066.9497 | -561.9047 | -561.9047 | 1.6169e-59 | 6.2643e-60 | -1.6604e-61 | 0 | -561.9047 |  | -1112.2957 | #DIV/0! | #DIV/0! | 50.5 | 1 | #DIV/0! | 1 | #DIV/0! | #DIV/0! |  |  | 1
0 | 0 | 0 | 0 |  | 1 | 16:53 | 6148 |  | 1067.3403 | -562.2953 | -562.2953 | 1.4552e-59 | 5.6379e-60 | -1.4944e-61 | 0 | -562.2953 |  | -1112.6864 | #DIV/0! | #DIV/0! | 50.5 | 1 | #DIV/0! | 1 | #DIV/0! | #DIV/0! |  |  | 1
0 | 0 | 0 | 0 |  | 1 | 16:53 | 6152 |  | 1067.731 | -562.686 | -562.686 | 1.3097e-59 | 5.0741e-60 | -1.3449e-61 | 0 | -562.686 |  | -1113.077 | #DIV/0! | #DIV/0! | 50.5 | 1 | #DIV/0! | 1 | #DIV/0! | #DIV/0! |  |  | 1
0 | 0 | 0 | 0 |  | 1 | 16:53 | 6156 |  | 1068.1217 | -563.0767 | -563.0767 | 1.1787e-59 | 4.5667e-60 | -1.2104e-61 | 0 | -563.0767 |  | -1113.4677 | #DIV/0! | #DIV/0! | 50.5 | 1 | #DIV/0! | 1 | #DIV/0! | #DIV/0! |  |  | 1
0 | 0 | 0 | 0 |  | 1 | 16:53 | 6160 |  | 1068.5123 | -563.4673 | -563.4673 | 1.0609e-59 | 4.11e-60 | -1.0894e-61 | 0 | -563.4673 |  | -1113.8584 | #DIV/0! | #DIV/0! | 50.5 | 1 | #DIV/0! | 1 | #DIV/0! | #DIV/0! |  |  | 1
0 | 0 | 0 | 0 |  | 1 | 16:54 | 6164 |  | 1068.903 | -563.858 | -563.858 | 9.5478e-60 | 3.699e-60 | -9.8046e-62 | 0 | -563.858 |  | -1114.249 | #DIV/0! | #DIV/0! | 50.5 | 1 | #DIV/0! | 1 | #DIV/0! | #DIV/0! |  |  | 1
0 | 0 | 0 | 0 |  | 1 | 16:54 | 6168 |  | 1069.2937 | -564.2487 | -564.2487 | 8.593e-60 | 3.3291e-60 | -8.8242e-62 | 0 | -564.2487 |  | -1114.6397 | #DIV/0! | #DIV/0! | 50.5 | 1 | #DIV/0! | 1 | #DIV/0! | #DIV/0! |  |  | 1
0 | 0 | 0 | 0 |  | 1 | 16:54 | 6172 |  | 1069.6843 | -564.6393 | -564.6393 | 7.7337e-60 | 2.9962e-60 | -7.9418e-62 | 0 | -564.6393 |  | -1115.0304 | #DIV/0! | #DIV/0! | 50.5 | 1 | #DIV/0! | 1 | #DIV/0! | #DIV/0! |  |  | 1
0 | 0 | 0 | 0 |  | 1 | 16:54 | 6176 |  | 1070.075 | -565.03 | -565.03 | 6.9603e-60 | 2.6966e-60 | -7.1476e-62 | 0 | -565.03 |  | -1115.421 | #DIV/0! | #DIV/0! | 50.5 | 1 | #DIV/0! | 1 | #DIV/0! | #DIV/0! |  |  | 1
0 | 0 | 0 | 0 |  | 1 | 16:54 | 6180 |  | 1070.4657 | -565.4207 | -565.4207 | 6.2643e-60 | 2.4269e-60 | -6.4328e-62 | 0 | -565.4207 |  | -1115.8117 | #DIV/0! | #DIV/0! | 50.5 | 1 | #DIV/0! | 1 | #DIV/0! | #DIV/0! |  |  | 1
0 | 0 | 0 | 0 |  | 1 | 16:54 | 6184 |  | 1070.8563 | -565.8113 | -565.8113 | 5.6379e-60 | 2.1842e-60 | -5.7895e-62 | 0 | -565.8113 |  | -1116.2024 | #DIV/0! | #DIV/0! | 50.5 | 1 | #DIV/0! | 1 | #DIV/0! | #DIV/0! |  |  | 1
0 | 0 | 0 | 0 |  | 1 | 16:54 | 6188 |  | 1071.247 | -566.202 | -566.202 | 5.0741e-60 | 1.9658e-60 | -5.2106e-62 | 0 | -566.202 |  | -1116.593 | #DIV/0! | #DIV/0! | 50.5 | 1 | #DIV/0! | 1 | #DIV/0! | #DIV/0! |  |  | 1
0 | 0 | 0 | 0 |  | 1 | 16:54 | 6192 |  | 1071.6377 | -566.5927 | -566.5927 | 4.5667e-60 | 1.7692e-60 | -4.6895e-62 | 0 | -566.5927 |  | -1116.9837 | #DIV/0! | #DIV/0! | 50.5 | 1 | #DIV/0! | 1 | #DIV/0! | #DIV/0! |  |  | 1
0 | 0 | 0 | 0 |  | 1 | 16:54 | 6196 |  | 1072.0283 | -566.9833 | -566.9833 | 4.11e-60 | 1.5923e-60 | -4.2206e-62 | 0 | -566.9833 |  | -1117.3744 | #DIV/0! | #DIV/0! | 50.5 | 1 | #DIV/0! | 1 | #DIV/0! | #DIV/0! |  |  | 1
0 | 0 | 0 | 0 |  | 1 | 16:54 | 6200 |  | 1072.419 | -567.374 | -567.374 | 3.699e-60 | 1.4331e-60 | -3.7985e-62 | 0 | -567.374 |  | -1117.765 | #DIV/0! | #DIV/0! | 50.5 | 1 | #DIV/0! | 1 | #DIV/0! | #DIV/0! |  |  | 1
0 | 0 | 0 | 0 |  | 1 | 16:54 | 6204 |  | 1072.8097 | -567.7647 | -567.7647 | 3.3291e-60 | 1.2898e-60 | -3.4187e-62 | 0 | -567.7647 |  | -1118.1557 | #DIV/0! | #DIV/0! | 50.5 | 1 | #DIV/0! | 1 | #DIV/0! | #DIV/0! |  |  | 1
0 | 0 | 0 | 0 |  | 1 | 16:54 | 6208 |  | 1073.2003 | -568.1553 | -568.1553 | 2.9962e-60 | 1.1608e-60 | -3.0768e-62 | 0 | -568.1553 |  | -1118.5464 | #DIV/0! | #DIV/0! | 50.5 | 1 | #DIV/0! | 1 | #DIV/0! | #DIV/0! |  |  | 1
0 | 0 | 0 | 0 |  | 1 | 16:54 | 6212 |  | 1073.591 | -568.546 | -568.546 | 2.6966e-60 | 1.0447e-60 | -2.7691e-62 | 0 | -568.546 |  | -1118.937 | #DIV/0! | #DIV/0! | 50.5 | 1 | #DIV/0! | 1 | #DIV/0! | #DIV/0! |  |  | 1
0 | 0 | 0 | 0 |  | 1 | 16:54 | 6216 |  | 1073.9817 | -568.9367 | -568.9367 | 2.4269e-60 | 9.4024e-61 | -2.4922e-62 | 0 | -568.9367 |  | -1119.3277 | #DIV/0! | #DIV/0! | 50.5 | 1 | #DIV/0! | 1 | #DIV/0! | #DIV/0! |  |  | 1
0 | 0 | 0 | 0 |  | 1 | 16:54 | 6220 |  | 1074.3723 | -569.3273 | -569.3273 | 2.1842e-60 | 8.4621e-61 | -2.243e-62 | 0 | -569.3273 |  | -1119.7184 | #DIV/0! | #DIV/0! | 50.5 | 1 | #DIV/0! | 1 | #DIV/0! | #DIV/0! |  |  | 1
0 | 0 | 0 | 0 |  | 1 | 16:55 | 6224 |  | 1074.763 | -569.718 | -569.718 | 1.9658e-60 | 7.6159e-61 | -2.0187e-62 | 0 | -569.718 |  | -1120.109 | #DIV/0! | #DIV/0! | 50.5 | 1 | #DIV/0! | 1 | #DIV/0! | #DIV/0! |  |  | 1
0 | 0 | 0 | 0 |  | 1 | 16:55 | 6228 |  | 1075.1537 | -570.1087 | -570.1087 | 1.7692e-60 | 6.8543e-61 | -1.8168e-62 | 0 | -570.1087 |  | -1120.4997 | #DIV/0! | #DIV/0! | 50.5 | 1 | #DIV/0! | 1 | #DIV/0! | #DIV/0! |  |  | 1
0 | 0 | 0 | 0 |  | 1 | 16:55 | 6232 |  | 1075.5443 | -570.4993 | -570.4993 | 1.5923e-60 | 6.1689e-61 | -1.6351e-62 | 0 | -570.4993 |  | -1120.8904 | #DIV/0! | #DIV/0! | 50.5 | 1 | #DIV/0! | 1 | #DIV/0! | #DIV/0! |  |  | 1
0 | 0 | 0 | 0 |  | 1 | 16:55 | 6236 |  | 1075.935 | -570.89 | -570.89 | 1.4331e-60 | 5.552e-61 | -1.4716e-62 | 0 | -570.89 |  | -1121.281 | #DIV/0! | #DIV/0! | 50.5 | 1 | #DIV/0! | 1 | #DIV/0! | #DIV/0! |  |  | 1
0 | 0 | 0 | 0 |  | 1 | 16:55 | 6240 |  | 1076.3257 | -571.2807 | -571.2807 | 1.2898e-60 | 4.9968e-61 | -1.3245e-62 | 0 | -571.2807 |  | -1121.6717 | #DIV/0! | #DIV/0! | 50.5 | 1 | #DIV/0! | 1 | #DIV/0! | #DIV/0! |  |  | 1
0 | 0 | 0 | 0 |  | 1 | 16:55 | 6244 |  | 1076.7163 | -571.6713 | -571.6713 | 1.1608e-60 | 4.4971e-61 | -1.192e-62 | 0 | -571.6713 |  | -1122.0624 | #DIV/0! | #DIV/0! | 50.5 | 1 | #DIV/0! | 1 | #DIV/0! | #DIV/0! |  |  | 1
0 | 0 | 0 | 0 |  | 1 | 16:55 | 6248 |  | 1077.107 | -572.062 | -572.062 | 1.0447e-60 | 4.0474e-61 | -1.0728e-62 | 0 | -572.062 |  | -1122.453 | #DIV/0! | #DIV/0! | 50.5 | 1 | #DIV/0! | 1 | #DIV/0! | #DIV/0! |  |  | 1
0 | 0 | 0 | 0 |  | 1 | 16:55 | 6252 |  | 1077.4977 | -572.4527 | -572.4527 | 9.4024e-61 | 3.6427e-61 | -9.6553e-63 | 0 | -572.4527 |  | -1122.8437 | #DIV/0! | #DIV/0! | 50.5 | 1 | #DIV/0! | 1 | #DIV/0! | #DIV/0! |  |  | 1
0 | 0 | 0 | 0 |  | 1 | 16:55 | 6256 |  | 1077.8883 | -572.8433 | -572.8433 | 8.4621e-61 | 3.2784e-61 | -8.6898e-63 | 0 | -572.8433 |  | -1123.2344 | #DIV/0! | #DIV/0! | 50.5 | 1 | #DIV/0! | 1 | #DIV/0! | #DIV/0! |  |  | 1
0 | 0 | 0 | 0 |  | 1 | 16:55 | 6260 |  | 1078.279 | -573.234 | -573.234 | 7.6159e-61 | 2.9506e-61 | -7.8208e-63 | 0 | -573.234 |  | -1123.625 | #DIV/0! | #DIV/0! | 50.5 | 1 | #DIV/0! | 1 | #DIV/0! | #DIV/0! |  |  | 1
0 | 0 | 0 | 0 |  | 1 | 16:55 | 6264 |  | 1078.6697 | -573.6247 | -573.6247 | 6.8543e-61 | 2.6555e-61 | -7.0387e-63 | 0 | -573.6247 |  | -1124.0157 | #DIV/0! | #DIV/0! | 50.5 | 1 | #DIV/0! | 1 | #DIV/0! | #DIV/0! |  |  | 1
0 | 0 | 0 | 0 |  | 1 | 16:55 | 6268 |  | 1079.0603 | -574.0153 | -574.0153 | 6.1689e-61 | 2.39e-61 | -6.3349e-63 | 0 | -574.0153 |  | -1124.4064 | #DIV/0! | #DIV/0! | 50.5 | 1 | #DIV/0! | 1 | #DIV/0! | #DIV/0! |  |  | 1
0 | 0 | 0 | 0 |  | 1 | 16:55 | 6272 |  | 1079.451 | -574.406 | -574.406 | 5.552e-61 | 2.151e-61 | -5.7014e-63 | 0 | -574.406 |  | -1124.797 | #DIV/0! | #DIV/0! | 50.5 | 1 | #DIV/0! | 1 | #DIV/0! | #DIV/0! |  |  | 1
0 | 0 | 0 | 0 |  | 1 | 16:55 | 6276 |  | 1079.8417 | -574.7967 | -574.7967 | 4.9968e-61 | 1.9359e-61 | -5.1312e-63 | 0 | -574.7967 |  | -1125.1877 | #DIV/0! | #DIV/0! | 50.5 | 1 | #DIV/0! | 1 | #DIV/0! | #DIV/0! |  |  | 1
0 | 0 | 0 | 0 |  | 1 | 16:55 | 6280 |  | 1080.2323 | -575.1873 | -575.1873 | 4.4971e-61 | 1.7423e-61 | -4.6181e-63 | 0 | -575.1873 |  | -1125.5784 | #DIV/0! | #DIV/0! | 50.5 | 1 | #DIV/0! | 1 | #DIV/0! | #DIV/0! |  |  | 1
0 | 0 | 0 | 0 |  | 1 | 16:56 | 6284 |  | 1080.623 | -575.578 | -575.578 | 4.0474e-61 | 1.568e-61 | -4.1563e-63 | 0 | -575.578 |  | -1125.969 | #DIV/0! | #DIV/0! | 50.5 | 1 | #DIV/0! | 1 | #DIV/0! | #DIV/0! |  |  | 1
0 | 0 | 0 | 0 |  | 1 | 16:56 | 6288 |  | 1081.0137 | -575.9687 | -575.9687 | 3.6427e-61 | 1.4112e-61 | -3.7407e-63 | 0 | -575.9687 |  | -1126.3597 | #DIV/0! | #DIV/0! | 50.5 | 1 | #DIV/0! | 1 | #DIV/0! | #DIV/0! |  |  | 1
0 | 0 | 0 | 0 |  | 1 | 16:56 | 6292 |  | 1081.4043 | -576.3593 | -576.3593 | 3.2784e-61 | 1.2701e-61 | -3.3666e-63 | 0 | -576.3593 |  | -1126.7504 | #DIV/0! | #DIV/0! | 50.5 | 1 | #DIV/0! | 1 | #DIV/0! | #DIV/0! |  |  | 1
0 | 0 | 0 | 0 |  | 1 | 16:56 | 6296 |  | 1081.795 | -576.75 | -576.75 | 2.9506e-61 | 1.1431e-61 | -3.0299e-63 | 0 | -576.75 |  | -1127.141 | #DIV/0! | #DIV/0! | 50.5 | 1 | #DIV/0! | 1 | #DIV/0! | #DIV/0! |  |  | 1
0 | 0 | 0 | 0 |  | 1 | 16:56 | 6300 |  | 1082.1857 | -577.1407 | -577.1407 | 2.6555e-61 | 1.0288e-61 | -2.7269e-63 | 0 | -577.1407 |  | -1127.5317 | #DIV/0! | #DIV/0! | 50.5 | 1 | #DIV/0! | 1 | #DIV/0! | #DIV/0! |  |  | 1
0 | 0 | 0 | 0 |  | 1 | 16:56 | 6304 |  | 1082.5763 | -577.5313 | -577.5313 | 2.39e-61 | 9.2592e-62 | -2.4543e-63 | 0 | -577.5313 |  | -1127.9224 | #DIV/0! | #DIV/0! | 50.5 | 1 | #DIV/0! | 1 | #DIV/0! | #DIV/0! |  |  | 1
0 | 0 | 0 | 0 |  | 1 | 16:56 | 6308 |  | 1082.967 | -577.922 | -577.922 | 2.151e-61 | 8.3333e-62 | -2.2088e-63 | 0 | -577.922 |  | -1128.313 | #DIV/0! | #DIV/0! | 50.5 | 1 | #DIV/0! | 1 | #DIV/0! | #DIV/0! |  |  | 1
0 | 0 | 0 | 0 |  | 1 | 16:56 | 6312 |  | 1083.3577 | -578.3127 | -578.3127 | 1.9359e-61 | 7.4999e-62 | -1.9879e-63 | 0 | -578.3127 |  | -1128.7037 | #DIV/0! | #DIV/0! | 50.5 | 1 | #DIV/0! | 1 | #DIV/0! | #DIV/0! |  |  | 1
0 | 0 | 0 | 0 |  | 1 | 16:56 | 6316 |  | 1083.7483 | -578.7033 | -578.7033 | 1.7423e-61 | 6.7499e-62 | -1.7891e-63 | 0 | -578.7033 |  | -1129.0944 | #DIV/0! | #DIV/0! | 50.5 | 1 | #DIV/0! | 1 | #DIV/0! | #DIV/0! |  |  | 1
0 | 0 | 0 | 0 |  | 1 | 16:56 | 6320 |  | 1084.139 | -579.094 | -579.094 | 1.568e-61 | 6.0749e-62 | -1.6102e-63 | 0 | -579.094 |  | -1129.485 | #DIV/0! | #DIV/0! | 50.5 | 1 | #DIV/0! | 1 | #DIV/0! | #DIV/0! |  |  | 1
0 | 0 | 0 | 0 |  | 1 | 16:56 | 6324 |  | 1084.5297 | -579.4847 | -579.4847 | 1.4112e-61 | 5.4674e-62 | -1.4492e-63 | 0 | -579.4847 |  | -1129.8757 | #DIV/0! | #DIV/0! | 50.5 | 1 | #DIV/0! | 1 | #DIV/0! | #DIV/0! |  |  | 1
0 | 0 | 0 | 0 |  | 1 | 16:56 | 6328 |  | 1084.9203 | -579.8753 | -579.8753 | 1.2701e-61 | 4.9207e-62 | -1.3043e-63 | 0 | -579.8753 |  | -1130.2664 | #DIV/0! | #DIV/0! | 50.5 | 1 | #DIV/0! | 1 | #DIV/0! | #DIV/0! |  |  | 1
0 | 0 | 0 | 0 |  | 1 | 16:56 | 6332 |  | 1085.311 | -580.266 | -580.266 | 1.1431e-61 | 4.4286e-62 | -1.1739e-63 | 0 | -580.266 |  | -1130.657 | #DIV/0! | #DIV/0! | 50.5 | 1 | #DIV/0! | 1 | #DIV/0! | #DIV/0! |  |  | 1
0 | 0 | 0 | 0 |  | 1 | 16:56 | 6336 |  | 1085.7017 | -580.6567 | -580.6567 | 1.0288e-61 | 3.9858e-62 | -1.0565e-63 | 0 | -580.6567 |  | -1131.0477 | #DIV/0! | #DIV/0! | 50.5 | 1 | #DIV/0! | 1 | #DIV/0! | #DIV/0! |  |  | 1
0 | 0 | 0 | 0 |  | 1 | 16:56 | 6340 |  | 1086.0923 | -581.0473 | -581.0473 | 9.2592e-62 | 3.5872e-62 | -9.5083e-64 | 0 | -581.0473 |  | -1131.4384 | #DIV/0! | #DIV/0! | 50.5 | 1 | #DIV/0! | 1 | #DIV/0! | #DIV/0! |  |  | 1
0 | 0 | 0 | 0 |  | 1 | 16:57 | 6344 |  | 1086.483 | -581.438 | -581.438 | 8.3333e-62 | 3.2285e-62 | -8.5574e-64 | 0 | -581.438 |  | -1131.829 | #DIV/0! | #DIV/0! | 50.5 | 1 | #DIV/0! | 1 | #DIV/0! | #DIV/0! |  |  | 1
0 | 0 | 0 | 0 |  | 1 | 16:57 | 6348 |  | 1086.8737 | -581.8287 | -581.8287 | 7.4999e-62 | 2.9056e-62 | -7.7017e-64 | 0 | -581.8287 |  | -1132.2197 | #DIV/0! | #DIV/0! | 50.5 | 1 | #DIV/0! | 1 | #DIV/0! | #DIV/0! |  |  | 1
0 | 0 | 0 | 0 |  | 1 | 16:57 | 6352 |  | 1087.2643 | -582.2193 | -582.2193 | 6.7499e-62 | 2.6151e-62 | -6.9315e-64 | 0 | -582.2193 |  | -1132.6104 | #DIV/0! | #DIV/0! | 50.5 | 1 | #DIV/0! | 1 | #DIV/0! | #DIV/0! |  |  | 1
0 | 0 | 0 | 0 |  | 1 | 16:57 | 6356 |  | 1087.655 | -582.61 | -582.61 | 6.0749e-62 | 2.3536e-62 | -6.2384e-64 | 0 | -582.61 |  | -1133.001 | #DIV/0! | #DIV/0! | 50.5 | 1 | #DIV/0! | 1 | #DIV/0! | #DIV/0! |  |  | 1
0 | 0 | 0 | 0 |  | 1 | 16:57 | 6360 |  | 1088.0457 | -583.0007 | -583.0007 | 5.4674e-62 | 2.1182e-62 | -5.6145e-64 | 0 | -583.0007 |  | -1133.3917 | #DIV/0! | #DIV/0! | 50.5 | 1 | #DIV/0! | 1 | #DIV/0! | #DIV/0! |  |  | 1
0 | 0 | 0 | 0 |  | 1 | 16:57 | 6364 |  | 1088.4363 | -583.3913 | -583.3913 | 4.9207e-62 | 1.9064e-62 | -5.0531e-64 | 0 | -583.3913 |  | -1133.7824 | #DIV/0! | #DIV/0! | 50.5 | 1 | #DIV/0! | 1 | #DIV/0! | #DIV/0! |  |  | 1
0 | 0 | 0 | 0 |  | 1 | 16:57 | 6368 |  | 1088.827 | -583.782 | -583.782 | 4.4286e-62 | 1.7157e-62 | -4.5478e-64 | 0 | -583.782 |  | -1134.173 | #DIV/0! | #DIV/0! | 50.5 | 1 | #DIV/0! | 1 | #DIV/0! | #DIV/0! |  |  | 1
0 | 0 | 0 | 0 |  | 1 | 16:57 | 6372 |  | 1089.2177 | -584.1727 | -584.1727 | 3.9858e-62 | 1.5442e-62 | -4.093e-64 | 0 | -584.1727 |  | -1134.5637 | #DIV/0! | #DIV/0! | 50.5 | 1 | #DIV/0! | 1 | #DIV/0! | #DIV/0! |  |  | 1
0 | 0 | 0 | 0 |  | 1 | 16:57 | 6376 |  | 1089.6083 | -584.5633 | -584.5633 | 3.5872e-62 | 1.3898e-62 | -3.6837e-64 | 0 | -584.5633 |  | -1134.9544 | #DIV/0! | #DIV/0! | 50.5 | 1 | #DIV/0! | 1 | #DIV/0! | #DIV/0! |  |  | 1
0 | 0 | 0 | 0 |  | 1 | 16:57 | 6380 |  | 1089.999 | -584.954 | -584.954 | 3.2285e-62 | 1.2508e-62 | -3.3153e-64 | 0 | -584.954 |  | -1135.345 | #DIV/0! | #DIV/0! | 50.5 | 1 | #DIV/0! | 1 | #DIV/0! | #DIV/0! |  |  | 1
0 | 0 | 0 | 0 |  | 1 | 16:57 | 6384 |  | 1090.3897 | -585.3447 | -585.3447 | 2.9056e-62 | 1.1257e-62 | -2.9838e-64 | 0 | -585.3447 |  | -1135.7357 | #DIV/0! | #DIV/0! | 50.5 | 1 | #DIV/0! | 1 | #DIV/0! | #DIV/0! |  |  | 1
0 | 0 | 0 | 0 |  | 1 | 16:57 | 6388 |  | 1090.7803 | -585.7353 | -585.7353 | 2.6151e-62 | 1.0131e-62 | -2.6854e-64 | 0 | -585.7353 |  | -1136.1264 | #DIV/0! | #DIV/0! | 50.5 | 1 | #DIV/0! | 1 | #DIV/0! | #DIV/0! |  |  | 1
0 | 0 | 0 | 0 |  | 1 | 16:57 | 6392 |  | 1091.171 | -586.126 | -586.126 | 2.3536e-62 | 9.1182e-63 | -2.4169e-64 | 0 | -586.126 |  | -1136.517 | #DIV/0! | #DIV/0! | 50.5 | 1 | #DIV/0! | 1 | #DIV/0! | #DIV/0! |  |  | 1
0 | 0 | 0 | 0 |  | 1 | 16:57 | 6396 |  | 1091.5617 | -586.5167 | -586.5167 | 2.1182e-62 | 8.2063e-63 | -2.1752e-64 | 0 | -586.5167 |  | -1136.9077 | #DIV/0! | #DIV/0! | 50.5 | 1 | #DIV/0! | 1 | #DIV/0! | #DIV/0! |  |  | 1
0 | 0 | 0 | 0 |  | 1 | 16:57 | 6400 |  | 1091.9523 | -586.9073 | -586.9073 | 1.9064e-62 | 7.3857e-63 | -1.9577e-64 | 0 | -586.9073 |  | -1137.2984 | #DIV/0! | #DIV/0! | 50.5 | 1 | #DIV/0! | 1 | #DIV/0! | #DIV/0! |  |  | 1
0 | 0 | 0 | 0 |  | 1 | 16:58 | 6404 |  | 1092.343 | -587.298 | -587.298 | 1.7157e-62 | 6.6471e-63 | -1.7619e-64 | 0 | -587.298 |  | -1137.689 | #DIV/0! | #DIV/0! | 50.5 | 1 | #DIV/0! | 1 | #DIV/0! | #DIV/0! |  |  | 1
0 | 0 | 0 | 0 |  | 1 | 16:58 | 6408 |  | 1092.7337 | -587.6887 | -587.6887 | 1.5442e-62 | 5.9824e-63 | -1.5857e-64 | 0 | -587.6887 |  | -1138.0797 | #DIV/0! | #DIV/0! | 50.5 | 1 | #DIV/0! | 1 | #DIV/0! | #DIV/0! |  |  | 1
0 | 0 | 0 | 0 |  | 1 | 16:58 | 6412 |  | 1093.1243 | -588.0793 | -588.0793 | 1.3898e-62 | 5.3842e-63 | -1.4271e-64 | 0 | -588.0793 |  | -1138.4704 | #DIV/0! | #DIV/0! | 50.5 | 1 | #DIV/0! | 1 | #DIV/0! | #DIV/0! |  |  | 1
0 | 0 | 0 | 0 |  | 1 | 16:58 | 6416 |  | 1093.515 | -588.47 | -588.47 | 1.2508e-62 | 4.8458e-63 | -1.2844e-64 | 0 | -588.47 |  | -1138.861 | #DIV/0! | #DIV/0! | 50.5 | 1 | #DIV/0! | 1 | #DIV/0! | #DIV/0! |  |  | 1
0 | 0 | 0 | 0 |  | 1 | 16:58 | 6420 |  | 1093.9057 | -588.8607 | -588.8607 | 1.1257e-62 | 4.3612e-63 | -1.156e-64 | 0 | -588.8607 |  | -1139.2517 | #DIV/0! | #DIV/0! | 50.5 | 1 | #DIV/0! | 1 | #DIV/0! | #DIV/0! |  |  | 1
0 | 0 | 0 | 0 |  | 1 | 16:58 | 6424 |  | 1094.2963 | -589.2513 | -589.2513 | 1.0131e-62 | 3.9251e-63 | -1.0404e-64 | 0 | -589.2513 |  | -1139.6424 | #DIV/0! | #DIV/0! | 50.5 | 1 | #DIV/0! | 1 | #DIV/0! | #DIV/0! |  |  | 1
0 | 0 | 0 | 0 |  | 1 | 16:58 | 6428 |  | 1094.687 | -589.642 | -589.642 | 9.1182e-63 | 3.5326e-63 | -9.3635e-65 | 0 | -589.642 |  | -1140.033 | #DIV/0! | #DIV/0! | 50.5 | 1 | #DIV/0! | 1 | #DIV/0! | #DIV/0! |  |  | 1
0 | 0 | 0 | 0 |  | 1 | 16:58 | 6432 |  | 1095.0777 | -590.0327 | -590.0327 | 8.2063e-63 | 3.1793e-63 | -8.4271e-65 | 0 | -590.0327 |  | -1140.4237 | #DIV/0! | #DIV/0! | 50.5 | 1 | #DIV/0! | 1 | #DIV/0! | #DIV/0! |  |  | 1
0 | 0 | 0 | 0 |  | 1 | 16:58 | 6436 |  | 1095.4683 | -590.4233 | -590.4233 | 7.3857e-63 | 2.8614e-63 | -7.5844e-65 | 0 | -590.4233 |  | -1140.8144 | #DIV/0! | #DIV/0! | 50.5 | 1 | #DIV/0! | 1 | #DIV/0! | #DIV/0! |  |  | 1
0 | 0 | 0 | 0 |  | 1 | 16:58 | 6440 |  | 1095.859 | -590.814 | -590.814 | 6.6471e-63 | 2.5752e-63 | -6.826e-65 | 0 | -590.814 |  | -1141.205 | #DIV/0! | #DIV/0! | 50.5 | 1 | #DIV/0! | 1 | #DIV/0! | #DIV/0! |  |  | 1
0 | 0 | 0 | 0 |  | 1 | 16:58 | 6444 |  | 1096.2497 | -591.2047 | -591.2047 | 5.9824e-63 | 2.3177e-63 | -6.1434e-65 | 0 | -591.2047 |  | -1141.5957 | #DIV/0! | #DIV/0! | 50.5 | 1 | #DIV/0! | 1 | #DIV/0! | #DIV/0! |  |  | 1
0 | 0 | 0 | 0 |  | 1 | 16:58 | 6448 |  | 1096.6403 | -591.5953 | -591.5953 | 5.3842e-63 | 2.0859e-63 | -5.529e-65 | 0 | -591.5953 |  | -1141.9864 | #DIV/0! | #DIV/0! | 50.5 | 1 | #DIV/0! | 1 | #DIV/0! | #DIV/0! |  |  | 1
0 | 0 | 0 | 0 |  | 1 | 16:58 | 6452 |  | 1097.031 | -591.986 | -591.986 | 4.8458e-63 | 1.8773e-63 | -4.9761e-65 | 0 | -591.986 |  | -1142.377 | #DIV/0! | #DIV/0! | 50.5 | 1 | #DIV/0! | 1 | #DIV/0! | #DIV/0! |  |  | 1
0 | 0 | 0 | 0 |  | 1 | 16:58 | 6456 |  | 1097.4217 | -592.3767 | -592.3767 | 4.3612e-63 | 1.6896e-63 | -4.4785e-65 | 0 | -592.3767 |  | -1142.7677 | #DIV/0! | #DIV/0! | 50.5 | 1 | #DIV/0! | 1 | #DIV/0! | #DIV/0! |  |  | 1
0 | 0 | 0 | 0 |  | 1 | 16:58 | 6460 |  | 1097.8123 | -592.7673 | -592.7673 | 3.9251e-63 | 1.5207e-63 | -4.0307e-65 | 0 | -592.7673 |  | -1143.1584 | #DIV/0! | #DIV/0! | 50.5 | 1 | #DIV/0! | 1 | #DIV/0! | #DIV/0! |  |  | 1
0 | 0 | 0 | 0 |  | 1 | 16:59 | 6464 |  | 1098.203 | -593.158 | -593.158 | 3.5326e-63 | 1.3686e-63 | -3.6276e-65 | 0 | -593.158 |  | -1143.549 | #DIV/0! | #DIV/0! | 50.5 | 1 | #DIV/0! | 1 | #DIV/0! | #DIV/0! |  |  | 1
0 | 0 | 0 | 0 |  | 1 | 16:59 | 6468 |  | 1098.5937 | -593.5487 | -593.5487 | 3.1793e-63 | 1.2317e-63 | -3.2648e-65 | 0 | -593.5487 |  | -1143.9397 | #DIV/0! | #DIV/0! | 50.5 | 1 | #DIV/0! | 1 | #DIV/0! | #DIV/0! |  |  | 1
0 | 0 | 0 | 0 |  | 1 | 16:59 | 6472 |  | 1098.9843 | -593.9393 | -593.9393 | 2.8614e-63 | 1.1086e-63 | -2.9384e-65 | 0 | -593.9393 |  | -1144.3304 | #DIV/0! | #DIV/0! | 50.5 | 1 | #DIV/0! | 1 | #DIV/0! | #DIV/0! |  |  | 1
0 | 0 | 0 | 0 |  | 1 | 16:59 | 6476 |  | 1099.375 | -594.33 | -594.33 | 2.5752e-63 | 9.977e-64 | -2.6445e-65 | 0 | -594.33 |  | -1144.721 | #DIV/0! | #DIV/0! | 50.5 | 1 | #DIV/0! | 1 | #DIV/0! | #DIV/0! |  |  | 1
0 | 0 | 0 | 0 |  | 1 | 16:59 | 6480 |  | 1099.7657 | -594.7207 | -594.7207 | 2.3177e-63 | 8.9793e-64 | -2.3801e-65 | 0 | -594.7207 |  | -1145.1117 | #DIV/0! | #DIV/0! | 50.5 | 1 | #DIV/0! | 1 | #DIV/0! | #DIV/0! |  |  | 1
0 | 0 | 0 | 0 |  | 1 | 16:59 | 6484 |  | 1100.1563 | -595.1113 | -595.1113 | 2.0859e-63 | 8.0814e-64 | -2.1421e-65 | 0 | -595.1113 |  | -1145.5024 | #DIV/0! | #DIV/0! | 50.5 | 1 | #DIV/0! | 1 | #DIV/0! | #DIV/0! |  |  | 1
0 | 0 | 0 | 0 |  | 1 | 16:59 | 6488 |  | 1100.547 | -595.502 | -595.502 | 1.8773e-63 | 7.2732e-64 | -1.9279e-65 | 0 | -595.502 |  | -1145.893 | #DIV/0! | #DIV/0! | 50.5 | 1 | #DIV/0! | 1 | #DIV/0! | #DIV/0! |  |  | 1
0 | 0 | 0 | 0 |  | 1 | 16:59 | 6492 |  | 1100.9377 | -595.8927 | -595.8927 | 1.6896e-63 | 6.5459e-64 | -1.7351e-65 | 0 | -595.8927 |  | -1146.2837 | #DIV/0! | #DIV/0! | 50.5 | 1 | #DIV/0! | 1 | #DIV/0! | #DIV/0! |  |  | 1
0 | 0 | 0 | 0 |  | 1 | 16:59 | 6496 |  | 1101.3283 | -596.2833 | -596.2833 | 1.5207e-63 | 5.8913e-64 | -1.5616e-65 | 0 | -596.2833 |  | -1146.6744 | #DIV/0! | #DIV/0! | 50.5 | 1 | #DIV/0! | 1 | #DIV/0! | #DIV/0! |  |  | 1
0 | 0 | 0 | 0 |  | 1 | 16:59 | 6500 |  | 1101.719 | -596.674 | -596.674 | 1.3686e-63 | 5.3022e-64 | -1.4054e-65 | 0 | -596.674 |  | -1147.065 | #DIV/0! | #DIV/0! | 50.5 | 1 | #DIV/0! | 1 | #DIV/0! | #DIV/0! |  |  | 1
0 | 0 | 0 | 0 |  | 1 | 16:59 | 6504 |  | 1102.1097 | -597.0647 | -597.0647 | 1.2317e-63 | 4.772e-64 | -1.2649e-65 | 0 | -597.0647 |  | -1147.4557 | #DIV/0! | #DIV/0! | 50.5 | 1 | #DIV/0! | 1 | #DIV/0! | #DIV/0! |  |  | 1
0 | 0 | 0 | 0 |  | 1 | 16:59 | 6508 |  | 1102.5003 | -597.4553 | -597.4553 | 1.1086e-63 | 4.2948e-64 | -1.1384e-65 | 0 | -597.4553 |  | -1147.8464 | #DIV/0! | #DIV/0! | 50.5 | 1 | #DIV/0! | 1 | #DIV/0! | #DIV/0! |  |  | 1
0 | 0 | 0 | 0 |  | 1 | 16:59 | 6512 |  | 1102.891 | -597.846 | -597.846 | 9.977e-64 | 3.8653e-64 | -1.0245e-65 | 0 | -597.846 |  | -1148.237 | #DIV/0! | #DIV/0! | 50.5 | 1 | #DIV/0! | 1 | #DIV/0! | #DIV/0! |  |  | 1
0 | 0 | 0 | 0 |  | 1 | 16:59 | 6516 |  | 1103.2817 | -598.2367 | -598.2367 | 8.9793e-64 | 3.4788e-64 | -9.2209e-66 | 0 | -598.2367 |  | -1148.6277 | #DIV/0! | #DIV/0! | 50.5 | 1 | #DIV/0! | 1 | #DIV/0! | #DIV/0! |  |  | 1
0 | 0 | 0 | 0 |  | 1 | 16:59 | 6520 |  | 1103.6723 | -598.6273 | -598.6273 | 8.0814e-64 | 3.1309e-64 | -8.2988e-66 | 0 | -598.6273 |  | -1149.0184 | #DIV/0! | #DIV/0! | 50.5 | 1 | #DIV/0! | 1 | #DIV/0! | #DIV/0! |  |  | 1
0 | 0 | 0 | 0 |  | 1 | 17:00 | 6524 |  | 1104.063 | -599.018 | -599.018 | 7.2732e-64 | 2.8178e-64 | -7.4689e-66 | 0 | -599.018 |  | -1149.409 | #DIV/0! | #DIV/0! | 50.5 | 1 | #DIV/0! | 1 | #DIV/0! | #DIV/0! |  |  | 1
0 | 0 | 0 | 0 |  | 1 | 17:00 | 6528 |  | 1104.4537 | -599.4087 | -599.4087 | 6.5459e-64 | 2.536e-64 | -6.722e-66 | 0 | -599.4087 |  | -1149.7997 | #DIV/0! | #DIV/0! | 50.5 | 1 | #DIV/0! | 1 | #DIV/0! | #DIV/0! |  |  | 1
0 | 0 | 0 | 0 |  | 1 | 17:00 | 6532 |  | 1104.8443 | -599.7993 | -599.7993 | 5.8913e-64 | 2.2824e-64 | -6.0498e-66 | 0 | -599.7993 |  | -1150.1904 | #DIV/0! | #DIV/0! | 50.5 | 1 | #DIV/0! | 1 | #DIV/0! | #DIV/0! |  |  | 1
0 | 0 | 0 | 0 |  | 1 | 17:00 | 6536 |  | 1105.235 | -600.19 | -600.19 | 5.3022e-64 | 2.0542e-64 | -5.4448e-66 | 0 | -600.19 |  | -1150.581 | #DIV/0! | #DIV/0! | 50.5 | 1 | #DIV/0! | 1 | #DIV/0! | #DIV/0! |  |  | 1
0 | 0 | 0 | 0 |  | 1 | 17:00 | 6540 |  | 1105.6257 | -600.5807 | -600.5807 | 4.772e-64 | 1.8488e-64 | -4.9004e-66 | 0 | -600.5807 |  | -1150.9717 | #DIV/0! | #DIV/0! | 50.5 | 1 | #DIV/0! | 1 | #DIV/0! | #DIV/0! |  |  | 1
0 | 0 | 0 | 0 |  | 1 | 17:00 | 6544 |  | 1106.0163 | -600.9713 | -600.9713 | 4.2948e-64 | 1.6639e-64 | -4.4103e-66 | 0 | -600.9713 |  | -1151.3624 | #DIV/0! | #DIV/0! | 50.5 | 1 | #DIV/0! | 1 | #DIV/0! | #DIV/0! |  |  | 1
0 | 0 | 0 | 0 |  | 1 | 17:00 | 6548 |  | 1106.407 | -601.362 | -601.362 | 3.8653e-64 | 1.4975e-64 | -3.9693e-66 | 0 | -601.362 |  | -1151.753 | #DIV/0! | #DIV/0! | 50.5 | 1 | #DIV/0! | 1 | #DIV/0! | #DIV/0! |  |  | 1
0 | 0 | 0 | 0 |  | 1 | 17:00 | 6552 |  | 1106.7977 | -601.7527 | -601.7527 | 3.4788e-64 | 1.3477e-64 | -3.5724e-66 | 0 | -601.7527 |  | -1152.1437 | #DIV/0! | #DIV/0! | 50.5 | 1 | #DIV/0! | 1 | #DIV/0! | #DIV/0! |  |  | 1
0 | 0 | 0 | 0 |  | 1 | 17:00 | 6556 |  | 1107.1883 | -602.1433 | -602.1433 | 3.1309e-64 | 1.213e-64 | -3.2151e-66 | 0 | -602.1433 |  | -1152.5344 | #DIV/0! | #DIV/0! | 50.5 | 1 | #DIV/0! | 1 | #DIV/0! | #DIV/0! |  |  | 1
0 | 0 | 0 | 0 |  | 1 | 17:00 | 6560 |  | 1107.579 | -602.534 | -602.534 | 2.8178e-64 | 1.0917e-64 | -2.8936e-66 | 0 | -602.534 |  | -1152.925 | #DIV/0! | #DIV/0! | 50.5 | 1 | #DIV/0! | 1 | #DIV/0! | #DIV/0! |  |  | 1
0 | 0 | 0 | 0 |  | 1 | 17:00 | 6564 |  | 1107.9697 | -602.9247 | -602.9247 | 2.536e-64 | 9.8251e-65 | -2.6042e-66 | 0 | -602.9247 |  | -1153.3157 | #DIV/0! | #DIV/0! | 50.5 | 1 | #DIV/0! | 1 | #DIV/0! | #DIV/0! |  |  | 1
0 | 0 | 0 | 0 |  | 1 | 17:00 | 6568 |  | 1108.3603 | -603.3153 | -603.3153 | 2.2824e-64 | 8.8426e-65 | -2.3438e-66 | 0 | -603.3153 |  | -1153.7064 | #DIV/0! | #DIV/0! | 50.5 | 1 | #DIV/0! | 1 | #DIV/0! | #DIV/0! |  |  | 1
0 | 0 | 0 | 0 |  | 1 | 17:00 | 6572 |  | 1108.751 | -603.706 | -603.706 | 2.0542e-64 | 7.9583e-65 | -2.1094e-66 | 0 | -603.706 |  | -1154.097 | #DIV/0! | #DIV/0! | 50.5 | 1 | #DIV/0! | 1 | #DIV/0! | #DIV/0! |  |  | 1
0 | 0 | 0 | 0 |  | 1 | 17:00 | 6576 |  | 1109.1417 | -604.0967 | -604.0967 | 1.8488e-64 | 7.1625e-65 | -1.8985e-66 | 0 | -604.0967 |  | -1154.4877 | #DIV/0! | #DIV/0! | 50.5 | 1 | #DIV/0! | 1 | #DIV/0! | #DIV/0! |  |  | 1
0 | 0 | 0 | 0 |  | 1 | 17:00 | 6580 |  | 1109.5323 | -604.4873 | -604.4873 | 1.6639e-64 | 6.4462e-65 | -1.7086e-66 | 0 | -604.4873 |  | -1154.8784 | #DIV/0! | #DIV/0! | 50.5 | 1 | #DIV/0! | 1 | #DIV/0! | #DIV/0! |  |  | 1
0 | 0 | 0 | 0 |  | 1 | 17:01 | 6584 |  | 1109.923 | -604.878 | -604.878 | 1.4975e-64 | 5.8016e-65 | -1.5378e-66 | 0 | -604.878 |  | -1155.269 | #DIV/0! | #DIV/0! | 50.5 | 1 | #DIV/0! | 1 | #DIV/0! | #DIV/0! |  |  | 1
0 | 0 | 0 | 0 |  | 1 | 17:01 | 6588 |  | 1110.3137 | -605.2687 | -605.2687 | 1.3477e-64 | 5.2214e-65 | -1.384e-66 | 0 | -605.2687 |  | -1155.6597 | #DIV/0! | #DIV/0! | 50.5 | 1 | #DIV/0! | 1 | #DIV/0! | #DIV/0! |  |  | 1
0 | 0 | 0 | 0 |  | 1 | 17:01 | 6592 |  | 1110.7043 | -605.6593 | -605.6593 | 1.213e-64 | 4.6993e-65 | -1.2456e-66 | 0 | -605.6593 |  | -1156.0504 | #DIV/0! | #DIV/0! | 50.5 | 1 | #DIV/0! | 1 | #DIV/0! | #DIV/0! |  |  | 1
0 | 0 | 0 | 0 |  | 1 | 17:01 | 6596 |  | 1111.095 | -606.05 | -606.05 | 1.0917e-64 | 4.2294e-65 | -1.121e-66 | 0 | -606.05 |  | -1156.441 | #DIV/0! | #DIV/0! | 50.5 | 1 | #DIV/0! | 1 | #DIV/0! | #DIV/0! |  |  | 1
0 | 0 | 0 | 0 |  | 1 | 17:01 | 6600 |  | 1111.4857 | -606.4407 | -606.4407 | 9.8251e-65 | 3.8064e-65 | -1.0089e-66 | 0 | -606.4407 |  | -1156.8317 | #DIV/0! | #DIV/0! | 50.5 | 1 | #DIV/0! | 1 | #DIV/0! | #DIV/0! |  |  | 1
0 | 0 | 0 | 0 |  | 1 | 17:01 | 6604 |  | 1111.8763 | -606.8313 | -606.8313 | 8.8426e-65 | 3.4258e-65 | -9.0804e-67 | 0 | -606.8313 |  | -1157.2224 | #DIV/0! | #DIV/0! | 50.5 | 1 | #DIV/0! | 1 | #DIV/0! | #DIV/0! |  |  | 1
0 | 0 | 0 | 0 |  | 1 | 17:01 | 6608 |  | 1112.267 | -607.222 | -607.222 | 7.9583e-65 | 3.0832e-65 | -8.1724e-67 | 0 | -607.222 |  | -1157.613 | #DIV/0! | #DIV/0! | 50.5 | 1 | #DIV/0! | 1 | #DIV/0! | #DIV/0! |  |  | 1
0 | 0 | 0 | 0 |  | 1 | 17:01 | 6612 |  | 1112.6577 | -607.6127 | -607.6127 | 7.1625e-65 | 2.7749e-65 | -7.3552e-67 | 0 | -607.6127 |  | -1158.0037 | #DIV/0! | #DIV/0! | 50.5 | 1 | #DIV/0! | 1 | #DIV/0! | #DIV/0! |  |  | 1
0 | 0 | 0 | 0 |  | 1 | 17:01 | 6616 |  | 1113.0483 | -608.0033 | -608.0033 | 6.4462e-65 | 2.4974e-65 | -6.6196e-67 | 0 | -608.0033 |  | -1158.3944 | #DIV/0! | #DIV/0! | 50.5 | 1 | #DIV/0! | 1 | #DIV/0! | #DIV/0! |  |  | 1
0 | 0 | 0 | 0 |  | 1 | 17:01 | 6620 |  | 1113.439 | -608.394 | -608.394 | 5.8016e-65 | 2.2477e-65 | -5.9577e-67 | 0 | -608.394 |  | -1158.785 | #DIV/0! | #DIV/0! | 50.5 | 1 | #DIV/0! | 1 | #DIV/0! | #DIV/0! |  |  | 1
0 | 0 | 0 | 0 |  | 1 | 17:01 | 6624 |  | 1113.8297 | -608.7847 | -608.7847 | 5.2214e-65 | 2.0229e-65 | -5.3619e-67 | 0 | -608.7847 |  | -1159.1757 | #DIV/0! | #DIV/0! | 50.5 | 1 | #DIV/0! | 1 | #DIV/0! | #DIV/0! |  |  | 1
0 | 0 | 0 | 0 |  | 1 | 17:01 | 6628 |  | 1114.2203 | -609.1753 | -609.1753 | 4.6993e-65 | 1.8206e-65 | -4.8257e-67 | 0 | -609.1753 |  | -1159.5664 | #DIV/0! | #DIV/0! | 50.5 | 1 | #DIV/0! | 1 | #DIV/0! | #DIV/0! |  |  | 1
0 | 0 | 0 | 0 |  | 1 | 17:01 | 6632 |  | 1114.611 | -609.566 | -609.566 | 4.2294e-65 | 1.6385e-65 | -4.3432e-67 | 0 | -609.566 |  | -1159.957 | #DIV/0! | #DIV/0! | 50.5 | 1 | #DIV/0! | 1 | #DIV/0! | #DIV/0! |  |  | 1
0 | 0 | 0 | 0 |  | 1 | 17:01 | 6636 |  | 1115.0017 | -609.9567 | -609.9567 | 3.8064e-65 | 1.4747e-65 | -3.9088e-67 | 0 | -609.9567 |  | -1160.3477 | #DIV/0! | #DIV/0! | 50.5 | 1 | #DIV/0! | 1 | #DIV/0! | #DIV/0! |  |  | 1
0 | 0 | 0 | 0 |  | 1 | 17:01 | 6640 |  | 1115.3923 | -610.3473 | -610.3473 | 3.4258e-65 | 1.3272e-65 | -3.518e-67 | 0 | -610.3473 |  | -1160.7384 | #DIV/0! | #DIV/0! | 50.5 | 1 | #DIV/0! | 1 | #DIV/0! | #DIV/0! |  |  | 1
0 | 0 | 0 | 0 |  | 1 | 17:02 | 6644 |  | 1115.783 | -610.738 | -610.738 | 3.0832e-65 | 1.1945e-65 | -3.1662e-67 | 0 | -610.738 |  | -1161.129 | #DIV/0! | #DIV/0! | 50.5 | 1 | #DIV/0! | 1 | #DIV/0! | #DIV/0! |  |  | 1
0 | 0 | 0 | 0 |  | 1 | 17:02 | 6648 |  | 1116.1737 | -611.1287 | -611.1287 | 2.7749e-65 | 1.075e-65 | -2.8495e-67 | 0 | -611.1287 |  | -1161.5197 | #DIV/0! | #DIV/0! | 50.5 | 1 | #DIV/0! | 1 | #DIV/0! | #DIV/0! |  |  | 1
0 | 0 | 0 | 0 |  | 1 | 17:02 | 6652 |  | 1116.5643 | -611.5193 | -611.5193 | 2.4974e-65 | 9.6754e-66 | -2.5646e-67 | 0 | -611.5193 |  | -1161.9104 | #DIV/0! | #DIV/0! | 50.5 | 1 | #DIV/0! | 1 | #DIV/0! | #DIV/0! |  |  | 1
0 | 0 | 0 | 0 |  | 1 | 17:02 | 6656 |  | 1116.955 | -611.91 | -611.91 | 2.2477e-65 | 8.7079e-66 | -2.3081e-67 | 0 | -611.91 |  | -1162.301 | #DIV/0! | #DIV/0! | 50.5 | 1 | #DIV/0! | 1 | #DIV/0! | #DIV/0! |  |  | 1
0 | 0 | 0 | 0 |  | 1 | 17:02 | 6660 |  | 1117.3457 | -612.3007 | -612.3007 | 2.0229e-65 | 7.8371e-66 | -2.0773e-67 | 0 | -612.3007 |  | -1162.6917 | #DIV/0! | #DIV/0! | 50.5 | 1 | #DIV/0! | 1 | #DIV/0! | #DIV/0! |  |  | 1
0 | 0 | 0 | 0 |  | 1 | 17:02 | 6664 |  | 1117.7363 | -612.6913 | -612.6913 | 1.8206e-65 | 7.0534e-66 | -1.8696e-67 | 0 | -612.6913 |  | -1163.0824 | #DIV/0! | #DIV/0! | 50.5 | 1 | #DIV/0! | 1 | #DIV/0! | #DIV/0! |  |  | 1
0 | 0 | 0 | 0 |  | 1 | 17:02 | 6668 |  | 1118.127 | -613.082 | -613.082 | 1.6385e-65 | 6.3481e-66 | -1.6826e-67 | 0 | -613.082 |  | -1163.473 | #DIV/0! | #DIV/0! | 50.5 | 1 | #DIV/0! | 1 | #DIV/0! | #DIV/0! |  |  | 1
0 | 0 | 0 | 0 |  | 1 | 17:02 | 6672 |  | 1118.5177 | -613.4727 | -613.4727 | 1.4747e-65 | 5.7132e-66 | -1.5144e-67 | 0 | -613.4727 |  | -1163.8637 | #DIV/0! | #DIV/0! | 50.5 | 1 | #DIV/0! | 1 | #DIV/0! | #DIV/0! |  |  | 1
0 | 0 | 0 | 0 |  | 1 | 17:02 | 6676 |  | 1118.9083 | -613.8633 | -613.8633 | 1.3272e-65 | 5.1419e-66 | -1.3629e-67 | 0 | -613.8633 |  | -1164.2544 | #DIV/0! | #DIV/0! | 50.5 | 1 | #DIV/0! | 1 | #DIV/0! | #DIV/0! |  |  | 1
0 | 0 | 0 | 0 |  | 1 | 17:02 | 6680 |  | 1119.299 | -614.254 | -614.254 | 1.1945e-65 | 4.6277e-66 | -1.2266e-67 | 0 | -614.254 |  | -1164.645 | #DIV/0! | #DIV/0! | 50.5 | 1 | #DIV/0! | 1 | #DIV/0! | #DIV/0! |  |  | 1
0 | 0 | 0 | 0 |  | 1 | 17:02 | 6684 |  | 1119.6897 | -614.6447 | -614.6447 | 1.075e-65 | 4.165e-66 | -1.104e-67 | 0 | -614.6447 |  | -1165.0357 | #DIV/0! | #DIV/0! | 50.5 | 1 | #DIV/0! | 1 | #DIV/0! | #DIV/0! |  |  | 1
0 | 0 | 0 | 0 |  | 1 | 17:02 | 6688 |  | 1120.0803 | -615.0353 | -615.0353 | 9.6754e-66 | 3.7485e-66 | -9.9357e-68 | 0 | -615.0353 |  | -1165.4264 | #DIV/0! | #DIV/0! | 50.5 | 1 | #DIV/0! | 1 | #DIV/0! | #DIV/0! |  |  | 1
0 | 0 | 0 | 0 |  | 1 | 17:02 | 6692 |  | 1120.471 | -615.426 | -615.426 | 8.7079e-66 | 3.3736e-66 | -8.9422e-68 | 0 | -615.426 |  | -1165.817 | #DIV/0! | #DIV/0! | 50.5 | 1 | #DIV/0! | 1 | #DIV/0! | #DIV/0! |  |  | 1
0 | 0 | 0 | 0 |  | 1 | 17:02 | 6696 |  | 1120.8617 | -615.8167 | -615.8167 | 7.8371e-66 | 3.0363e-66 | -8.0479e-68 | 0 | -615.8167 |  | -1166.2077 | #DIV/0! | #DIV/0! | 50.5 | 1 | #DIV/0! | 1 | #DIV/0! | #DIV/0! |  |  | 1
0 | 0 | 0 | 0 |  | 1 | 17:02 | 6700 |  | 1121.2523 | -616.2073 | -616.2073 | 7.0534e-66 | 2.7326e-66 | -7.2432e-68 | 0 | -616.2073 |  | -1166.5984 | #DIV/0! | #DIV/0! | 50.5 | 1 | #DIV/0! | 1 | #DIV/0! | #DIV/0! |  |  | 1
0 | 0 | 0 | 0 |  | 1 | 17:03 | 6704 |  | 1121.643 | -616.598 | -616.598 | 6.3481e-66 | 2.4594e-66 | -6.5188e-68 | 0 | -616.598 |  | -1166.989 | #DIV/0! | #DIV/0! | 50.5 | 1 | #DIV/0! | 1 | #DIV/0! | #DIV/0! |  |  | 1
0 | 0 | 0 | 0 |  | 1 | 17:03 | 6708 |  | 1122.0337 | -616.9887 | -616.9887 | 5.7132e-66 | 2.2134e-66 | -5.867e-68 | 0 | -616.9887 |  | -1167.3797 | #DIV/0! | #DIV/0! | 50.5 | 1 | #DIV/0! | 1 | #DIV/0! | #DIV/0! |  |  | 1
0 | 0 | 0 | 0 |  | 1 | 17:03 | 6712 |  | 1122.4243 | -617.3793 | -617.3793 | 5.1419e-66 | 1.9921e-66 | -5.2803e-68 | 0 | -617.3793 |  | -1167.7704 | #DIV/0! | #DIV/0! | 50.5 | 1 | #DIV/0! | 1 | #DIV/0! | #DIV/0! |  |  | 1
0 | 0 | 0 | 0 |  | 1 | 17:03 | 6716 |  | 1122.815 | -617.77 | -617.77 | 4.6277e-66 | 1.7929e-66 | -4.7522e-68 | 0 | -617.77 |  | -1168.161 | #DIV/0! | #DIV/0! | 50.5 | 1 | #DIV/0! | 1 | #DIV/0! | #DIV/0! |  |  | 1
0 | 0 | 0 | 0 |  | 1 | 17:03 | 6720 |  | 1123.2057 | -618.1607 | -618.1607 | 4.165e-66 | 1.6136e-66 | -4.277e-68 | 0 | -618.1607 |  | -1168.5517 | #DIV/0! | #DIV/0! | 50.5 | 1 | #DIV/0! | 1 | #DIV/0! | #DIV/0! |  |  | 1
0 | 0 | 0 | 0 |  | 1 | 17:03 | 6724 |  | 1123.5963 | -618.5513 | -618.5513 | 3.7485e-66 | 1.4522e-66 | -3.8493e-68 | 0 | -618.5513 |  | -1168.9424 | #DIV/0! | #DIV/0! | 50.5 | 1 | #DIV/0! | 1 | #DIV/0! | #DIV/0! |  |  | 1
0 | 0 | 0 | 0 |  | 1 | 17:03 | 6728 |  | 1123.987 | -618.942 | -618.942 | 3.3736e-66 | 1.307e-66 | -3.4644e-68 | 0 | -618.942 |  | -1169.333 | #DIV/0! | #DIV/0! | 50.5 | 1 | #DIV/0! | 1 | #DIV/0! | #DIV/0! |  |  | 1
0 | 0 | 0 | 0 |  | 1 | 17:03 | 6732 |  | 1124.3777 | -619.3327 | -619.3327 | 3.0363e-66 | 1.1763e-66 | -3.1179e-68 | 0 | -619.3327 |  | -1169.7237 | #DIV/0! | #DIV/0! | 50.5 | 1 | #DIV/0! | 1 | #DIV/0! | #DIV/0! |  |  | 1
0 | 0 | 0 | 0 |  | 1 | 17:03 | 6736 |  | 1124.7683 | -619.7233 | -619.7233 | 2.7326e-66 | 1.0587e-66 | -2.8061e-68 | 0 | -619.7233 |  | -1170.1144 | #DIV/0! | #DIV/0! | 50.5 | 1 | #DIV/0! | 1 | #DIV/0! | #DIV/0! |  |  | 1
0 | 0 | 0 | 0 |  | 1 | 17:03 | 6740 |  | 1125.159 | -620.114 | -620.114 | 2.4594e-66 | 9.5281e-67 | -2.5255e-68 | 0 | -620.114 |  | -1170.505 | #DIV/0! | #DIV/0! | 50.5 | 1 | #DIV/0! | 1 | #DIV/0! | #DIV/0! |  |  | 1
0 | 0 | 0 | 0 |  | 1 | 17:03 | 6744 |  | 1125.5497 | -620.5047 | -620.5047 | 2.2134e-66 | 8.5753e-67 | -2.273e-68 | 0 | -620.5047 |  | -1170.8957 | #DIV/0! | #DIV/0! | 50.5 | 1 | #DIV/0! | 1 | #DIV/0! | #DIV/0! |  |  | 1
0 | 0 | 0 | 0 |  | 1 | 17:03 | 6748 |  | 1125.9403 | -620.8953 | -620.8953 | 1.9921e-66 | 7.7177e-67 | -2.0457e-68 | 0 | -620.8953 |  | -1171.2864 | #DIV/0! | #DIV/0! | 50.5 | 1 | #DIV/0! | 1 | #DIV/0! | #DIV/0! |  |  | 1
0 | 0 | 0 | 0 |  | 1 | 17:03 | 6752 |  | 1126.331 | -621.286 | -621.286 | 1.7929e-66 | 6.946e-67 | -1.8411e-68 | 0 | -621.286 |  | -1171.677 | #DIV/0! | #DIV/0! | 50.5 | 1 | #DIV/0! | 1 | #DIV/0! | #DIV/0! |  |  | 1
0 | 0 | 0 | 0 |  | 1 | 17:03 | 6756 |  | 1126.7217 | -621.6767 | -621.6767 | 1.6136e-66 | 6.2514e-67 | -1.657e-68 | 0 | -621.6767 |  | -1172.0677 | #DIV/0! | #DIV/0! | 50.5 | 1 | #DIV/0! | 1 | #DIV/0! | #DIV/0! |  |  | 1
0 | 0 | 0 | 0 |  | 1 | 17:03 | 6760 |  | 1127.1123 | -622.0673 | -622.0673 | 1.4522e-66 | 5.6262e-67 | -1.4913e-68 | 0 | -622.0673 |  | -1172.4584 | #DIV/0! | #DIV/0! | 50.5 | 1 | #DIV/0! | 1 | #DIV/0! | #DIV/0! |  |  | 1
0 | 0 | 0 | 0 |  | 1 | 17:04 | 6764 |  | 1127.503 | -622.458 | -622.458 | 1.307e-66 | 5.0636e-67 | -1.3422e-68 | 0 | -622.458 |  | -1172.849 | #DIV/0! | #DIV/0! | 50.5 | 1 | #DIV/0! | 1 | #DIV/0! | #DIV/0! |  |  | 1
0 | 0 | 0 | 0 |  | 1 | 17:04 | 6768 |  | 1127.8937 | -622.8487 | -622.8487 | 1.1763e-66 | 4.5573e-67 | -1.208e-68 | 0 | -622.8487 |  | -1173.2397 | #DIV/0! | #DIV/0! | 50.5 | 1 | #DIV/0! | 1 | #DIV/0! | #DIV/0! |  |  | 1
0 | 0 | 0 | 0 |  | 1 | 17:04 | 6772 |  | 1128.2843 | -623.2393 | -623.2393 | 1.0587e-66 | 4.1015e-67 | -1.0872e-68 | 0 | -623.2393 |  | -1173.6304 | #DIV/0! | #DIV/0! | 50.5 | 1 | #DIV/0! | 1 | #DIV/0! | #DIV/0! |  |  | 1
0 | 0 | 0 | 0 |  | 1 | 17:04 | 6776 |  | 1128.675 | -623.63 | -623.63 | 9.5281e-67 | 3.6914e-67 | -9.7844e-69 | 0 | -623.63 |  | -1174.021 | #DIV/0! | #DIV/0! | 50.5 | 1 | #DIV/0! | 1 | #DIV/0! | #DIV/0! |  |  | 1
0 | 0 | 0 | 0 |  | 1 | 17:04 | 6780 |  | 1129.0657 | -624.0207 | -624.0207 | 8.5753e-67 | 3.3222e-67 | -8.806e-69 | 0 | -624.0207 |  | -1174.4117 | #DIV/0! | #DIV/0! | 50.5 | 1 | #DIV/0! | 1 | #DIV/0! | #DIV/0! |  |  | 1
0 | 0 | 0 | 0 |  | 1 | 17:04 | 6784 |  | 1129.4563 | -624.4113 | -624.4113 | 7.7177e-67 | 2.99e-67 | -7.9254e-69 | 0 | -624.4113 |  | -1174.8024 | #DIV/0! | #DIV/0! | 50.5 | 1 | #DIV/0! | 1 | #DIV/0! | #DIV/0! |  |  | 1
0 | 0 | 0 | 0 |  | 1 | 17:04 | 6788 |  | 1129.847 | -624.802 | -624.802 | 6.946e-67 | 2.691e-67 | -7.1328e-69 | 0 | -624.802 |  | -1175.193 | #DIV/0! | #DIV/0! | 50.5 | 1 | #DIV/0! | 1 | #DIV/0! | #DIV/0! |  |  | 1
0 | 0 | 0 | 0 |  | 1 | 17:04 | 6792 |  | 1130.2377 | -625.1927 | -625.1927 | 6.2514e-67 | 2.4219e-67 | -6.4196e-69 | 0 | -625.1927 |  | -1175.5837 | #DIV/0! | #DIV/0! | 50.5 | 1 | #DIV/0! | 1 | #DIV/0! | #DIV/0! |  |  | 1
0 | 0 | 0 | 0 |  | 1 | 17:04 | 6796 |  | 1130.6283 | -625.5833 | -625.5833 | 5.6262e-67 | 2.1797e-67 | -5.7776e-69 | 0 | -625.5833 |  | -1175.9744 | #DIV/0! | #DIV/0! | 50.5 | 1 | #DIV/0! | 1 | #DIV/0! | #DIV/0! |  |  | 1
0 | 0 | 0 | 0 |  | 1 | 17:04 | 6800 |  | 1131.019 | -625.974 | -625.974 | 5.0636e-67 | 1.9617e-67 | -5.1998e-69 | 0 | -625.974 |  | -1176.365 | #DIV/0! | #DIV/0! | 50.5 | 1 | #DIV/0! | 1 | #DIV/0! | #DIV/0! |  |  | 1
0 | 0 | 0 | 0 |  | 1 | 17:04 | 6804 |  | 1131.4097 | -626.3647 | -626.3647 | 4.5573e-67 | 1.7656e-67 | -4.6799e-69 | 0 | -626.3647 |  | -1176.7557 | #DIV/0! | #DIV/0! | 50.5 | 1 | #DIV/0! | 1 | #DIV/0! | #DIV/0! |  |  | 1
0 | 0 | 0 | 0 |  | 1 | 17:04 | 6808 |  | 1131.8003 | -626.7553 | -626.7553 | 4.1015e-67 | 1.589e-67 | -4.2119e-69 | 0 | -626.7553 |  | -1177.1464 | #DIV/0! | #DIV/0! | 50.5 | 1 | #DIV/0! | 1 | #DIV/0! | #DIV/0! |  |  | 1
0 | 0 | 0 | 0 |  | 1 | 17:04 | 6812 |  | 1132.191 | -627.146 | -627.146 | 3.6914e-67 | 1.4301e-67 | -3.7907e-69 | 0 | -627.146 |  | -1177.537 | #DIV/0! | #DIV/0! | 50.5 | 1 | #DIV/0! | 1 | #DIV/0! | #DIV/0! |  |  | 1
0 | 0 | 0 | 0 |  | 1 | 17:04 | 6816 |  | 1132.5817 | -627.5367 | -627.5367 | 3.3222e-67 | 1.2871e-67 | -3.4116e-69 | 0 | -627.5367 |  | -1177.9277 | #DIV/0! | #DIV/0! | 50.5 | 1 | #DIV/0! | 1 | #DIV/0! | #DIV/0! |  |  | 1
0 | 0 | 0 | 0 |  | 1 | 17:04 | 6820 |  | 1132.9723 | -627.9273 | -627.9273 | 2.99e-67 | 1.1584e-67 | -3.0705e-69 | 0 | -627.9273 |  | -1178.3184 | #DIV/0! | #DIV/0! | 50.5 | 1 | #DIV/0! | 1 | #DIV/0! | #DIV/0! |  |  | 1
0 | 0 | 0 | 0 |  | 1 | 17:05 | 6824 |  | 1133.363 | -628.318 | -628.318 | 2.691e-67 | 1.0426e-67 | -2.7634e-69 | 0 | -628.318 |  | -1178.709 | #DIV/0! | #DIV/0! | 50.5 | 1 | #DIV/0! | 1 | #DIV/0! | #DIV/0! |  |  | 1
0 | 0 | 0 | 0 |  | 1 | 17:05 | 6828 |  | 1133.7537 | -628.7087 | -628.7087 | 2.4219e-67 | 9.383e-68 | -2.4871e-69 | 0 | -628.7087 |  | -1179.0997 | #DIV/0! | #DIV/0! | 50.5 | 1 | #DIV/0! | 1 | #DIV/0! | #DIV/0! |  |  | 1
0 | 0 | 0 | 0 |  | 1 | 17:05 | 6832 |  | 1134.1443 | -629.0993 | -629.0993 | 2.1797e-67 | 8.4447e-68 | -2.2384e-69 | 0 | -629.0993 |  | -1179.4904 | #DIV/0! | #DIV/0! | 50.5 | 1 | #DIV/0! | 1 | #DIV/0! | #DIV/0! |  |  | 1
0 | 0 | 0 | 0 |  | 1 | 17:05 | 6836 |  | 1134.535 | -629.49 | -629.49 | 1.9617e-67 | 7.6002e-68 | -2.0145e-69 | 0 | -629.49 |  | -1179.881 | #DIV/0! | #DIV/0! | 50.5 | 1 | #DIV/0! | 1 | #DIV/0! | #DIV/0! |  |  | 1
0 | 0 | 0 | 0 |  | 1 | 17:05 | 6840 |  | 1134.9257 | -629.8807 | -629.8807 | 1.7656e-67 | 6.8402e-68 | -1.8131e-69 | 0 | -629.8807 |  | -1180.2717 | #DIV/0! | #DIV/0! | 50.5 | 1 | #DIV/0! | 1 | #DIV/0! | #DIV/0! |  |  | 1
0 | 0 | 0 | 0 |  | 1 | 17:05 | 6844 |  | 1135.3163 | -630.2713 | -630.2713 | 1.589e-67 | 6.1562e-68 | -1.6318e-69 | 0 | -630.2713 |  | -1180.6624 | #DIV/0! | #DIV/0! | 50.5 | 1 | #DIV/0! | 1 | #DIV/0! | #DIV/0! |  |  | 1
0 | 0 | 0 | 0 |  | 1 | 17:05 | 6848 |  | 1135.707 | -630.662 | -630.662 | 1.4301e-67 | 5.5406e-68 | -1.4686e-69 | 0 | -630.662 |  | -1181.053 | #DIV/0! | #DIV/0! | 50.5 | 1 | #DIV/0! | 1 | #DIV/0! | #DIV/0! |  |  | 1
0 | 0 | 0 | 0 |  | 1 | 17:05 | 6852 |  | 1136.0977 | -631.0527 | -631.0527 | 1.2871e-67 | 4.9865e-68 | -1.3217e-69 | 0 | -631.0527 |  | -1181.4437 | #DIV/0! | #DIV/0! | 50.5 | 1 | #DIV/0! | 1 | #DIV/0! | #DIV/0! |  |  | 1
0 | 0 | 0 | 0 |  | 1 | 17:05 | 6856 |  | 1136.4883 | -631.4433 | -631.4433 | 1.1584e-67 | 4.4879e-68 | -1.1896e-69 | 0 | -631.4433 |  | -1181.8344 | #DIV/0! | #DIV/0! | 50.5 | 1 | #DIV/0! | 1 | #DIV/0! | #DIV/0! |  |  | 1
0 | 0 | 0 | 0 |  | 1 | 17:05 | 6860 |  | 1136.879 | -631.834 | -631.834 | 1.0426e-67 | 4.0391e-68 | -1.0706e-69 | 0 | -631.834 |  | -1182.225 | #DIV/0! | #DIV/0! | 50.5 | 1 | #DIV/0! | 1 | #DIV/0! | #DIV/0! |  |  | 1
0 | 0 | 0 | 0 |  | 1 | 17:05 | 6864 |  | 1137.2697 | -632.2247 | -632.2247 | 9.383e-68 | 3.6352e-68 | -9.6354e-70 | 0 | -632.2247 |  | -1182.6157 | #DIV/0! | #DIV/0! | 50.5 | 1 | #DIV/0! | 1 | #DIV/0! | #DIV/0! |  |  | 1
0 | 0 | 0 | 0 |  | 1 | 17:05 | 6868 |  | 1137.6603 | -632.6153 | -632.6153 | 8.4447e-68 | 3.2716e-68 | -8.6719e-70 | 0 | -632.6153 |  | -1183.0064 | #DIV/0! | #DIV/0! | 50.5 | 1 | #DIV/0! | 1 | #DIV/0! | #DIV/0! |  |  | 1
0 | 0 | 0 | 0 |  | 1 | 17:05 | 6872 |  | 1138.051 | -633.006 | -633.006 | 7.6002e-68 | 2.9445e-68 | -7.8047e-70 | 0 | -633.006 |  | -1183.397 | #DIV/0! | #DIV/0! | 50.5 | 1 | #DIV/0! | 1 | #DIV/0! | #DIV/0! |  |  | 1
0 | 0 | 0 | 0 |  | 1 | 17:05 | 6876 |  | 1138.4417 | -633.3967 | -633.3967 | 6.8402e-68 | 2.65e-68 | -7.0242e-70 | 0 | -633.3967 |  | -1183.7877 | #DIV/0! | #DIV/0! | 50.5 | 1 | #DIV/0! | 1 | #DIV/0! | #DIV/0! |  |  | 1
0 | 0 | 0 | 0 |  | 1 | 17:05 | 6880 |  | 1138.8323 | -633.7873 | -633.7873 | 6.1562e-68 | 2.385e-68 | -6.3218e-70 | 0 | -633.7873 |  | -1184.1784 | #DIV/0! | #DIV/0! | 50.5 | 1 | #DIV/0! | 1 | #DIV/0! | #DIV/0! |  |  | 1
0 | 0 | 0 | 0 |  | 1 | 17:06 | 6884 |  | 1139.223 | -634.178 | -634.178 | 5.5406e-68 | 2.1465e-68 | -5.6896e-70 | 0 | -634.178 |  | -1184.569 | #DIV/0! | #DIV/0! | 50.5 | 1 | #DIV/0! | 1 | #DIV/0! | #DIV/0! |  |  | 1
0 | 0 | 0 | 0 |  | 1 | 17:06 | 6888 |  | 1139.6137 | -634.5687 | -634.5687 | 4.9865e-68 | 1.9319e-68 | -5.1207e-70 | 0 | -634.5687 |  | -1184.9597 | #DIV/0! | #DIV/0! | 50.5 | 1 | #DIV/0! | 1 | #DIV/0! | #DIV/0! |  |  | 1
0 | 0 | 0 | 0 |  | 1 | 17:06 | 6892 |  | 1140.0043 | -634.9593 | -634.9593 | 4.4879e-68 | 1.7387e-68 | -4.6086e-70 | 0 | -634.9593 |  | -1185.3504 | #DIV/0! | #DIV/0! | 50.5 | 1 | #DIV/0! | 1 | #DIV/0! | #DIV/0! |  |  | 1
0 | 0 | 0 | 0 |  | 1 | 17:06 | 6896 |  | 1140.395 | -635.35 | -635.35 | 4.0391e-68 | 1.5648e-68 | -4.1477e-70 | 0 | -635.35 |  | -1185.741 | #DIV/0! | #DIV/0! | 50.5 | 1 | #DIV/0! | 1 | #DIV/0! | #DIV/0! |  |  | 1
0 | 0 | 0 | 0 |  | 1 | 17:06 | 6900 |  | 1140.7857 | -635.7407 | -635.7407 | 3.6352e-68 | 1.4083e-68 | -3.733e-70 | 0 | -635.7407 |  | -1186.1317 | #DIV/0! | #DIV/0! | 50.5 | 1 | #DIV/0! | 1 | #DIV/0! | #DIV/0! |  |  | 1
0 | 0 | 0 | 0 |  | 1 | 17:06 | 6904 |  | 1141.1763 | -636.1313 | -636.1313 | 3.2716e-68 | 1.2675e-68 | -3.3597e-70 | 0 | -636.1313 |  | -1186.5224 | #DIV/0! | #DIV/0! | 50.5 | 1 | #DIV/0! | 1 | #DIV/0! | #DIV/0! |  |  | 1
0 | 0 | 0 | 0 |  | 1 | 17:06 | 6908 |  | 1141.567 | -636.522 | -636.522 | 2.9445e-68 | 1.1408e-68 | -3.0237e-70 | 0 | -636.522 |  | -1186.913 | #DIV/0! | #DIV/0! | 50.5 | 1 | #DIV/0! | 1 | #DIV/0! | #DIV/0! |  |  | 1
0 | 0 | 0 | 0 |  | 1 | 17:06 | 6912 |  | 1141.9577 | -636.9127 | -636.9127 | 2.65e-68 | 1.0267e-68 | -2.7213e-70 | 0 | -636.9127 |  | -1187.3037 | #DIV/0! | #DIV/0! | 50.5 | 1 | #DIV/0! | 1 | #DIV/0! | #DIV/0! |  |  | 1
0 | 0 | 0 | 0 |  | 1 | 17:06 | 6916 |  | 1142.3483 | -637.3033 | -637.3033 | 2.385e-68 | 9.2401e-69 | -2.4492e-70 | 0 | -637.3033 |  | -1187.6944 | #DIV/0! | #DIV/0! | 50.5 | 1 | #DIV/0! | 1 | #DIV/0! | #DIV/0! |  |  | 1
0 | 0 | 0 | 0 |  | 1 | 17:06 | 6920 |  | 1142.739 | -637.694 | -637.694 | 2.1465e-68 | 8.3161e-69 | -2.2043e-70 | 0 | -637.694 |  | -1188.085 | #DIV/0! | #DIV/0! | 50.5 | 1 | #DIV/0! | 1 | #DIV/0! | #DIV/0! |  |  | 1
0 | 0 | 0 | 0 |  | 1 | 17:06 | 6924 |  | 1143.1297 | -638.0847 | -638.0847 | 1.9319e-68 | 7.4845e-69 | -1.9838e-70 | 0 | -638.0847 |  | -1188.4757 | #DIV/0! | #DIV/0! | 50.5 | 1 | #DIV/0! | 1 | #DIV/0! | #DIV/0! |  |  | 1
0 | 0 | 0 | 0 |  | 1 | 17:06 | 6928 |  | 1143.5203 | -638.4753 | -638.4753 | 1.7387e-68 | 6.736e-69 | -1.7855e-70 | 0 | -638.4753 |  | -1188.8664 | #DIV/0! | #DIV/0! | 50.5 | 1 | #DIV/0! | 1 | #DIV/0! | #DIV/0! |  |  | 1
0 | 0 | 0 | 0 |  | 1 | 17:06 | 6932 |  | 1143.911 | -638.866 | -638.866 | 1.5648e-68 | 6.0624e-69 | -1.6069e-70 | 0 | -638.866 |  | -1189.257 | #DIV/0! | #DIV/0! | 50.5 | 1 | #DIV/0! | 1 | #DIV/0! | #DIV/0! |  |  | 1
0 | 0 | 0 | 0 |  | 1 | 17:06 | 6936 |  | 1144.3017 | -639.2567 | -639.2567 | 1.4083e-68 | 5.4562e-69 | -1.4462e-70 | 0 | -639.2567 |  | -1189.6477 | #DIV/0! | #DIV/0! | 50.5 | 1 | #DIV/0! | 1 | #DIV/0! | #DIV/0! |  |  | 1
0 | 0 | 0 | 0 |  | 1 | 17:06 | 6940 |  | 1144.6923 | -639.6473 | -639.6473 | 1.2675e-68 | 4.9106e-69 | -1.3016e-70 | 0 | -639.6473 |  | -1190.0384 | #DIV/0! | #DIV/0! | 50.5 | 1 | #DIV/0! | 1 | #DIV/0! | #DIV/0! |  |  | 1
0 | 0 | 0 | 0 |  | 1 | 17:07 | 6944 |  | 1145.083 | -640.038 | -640.038 | 1.1408e-68 | 4.4195e-69 | -1.1714e-70 | 0 | -640.038 |  | -1190.429 | #DIV/0! | #DIV/0! | 50.5 | 1 | #DIV/0! | 1 | #DIV/0! | #DIV/0! |  |  | 1
0 | 0 | 0 | 0 |  | 1 | 17:07 | 6948 |  | 1145.4737 | -640.4287 | -640.4287 | 1.0267e-68 | 3.9776e-69 | -1.0543e-70 | 0 | -640.4287 |  | -1190.8197 | #DIV/0! | #DIV/0! | 50.5 | 1 | #DIV/0! | 1 | #DIV/0! | #DIV/0! |  |  | 1
0 | 0 | 0 | 0 |  | 1 | 17:07 | 6952 |  | 1145.8643 | -640.8193 | -640.8193 | 9.2401e-69 | 3.5798e-69 | -9.4887e-71 | 0 | -640.8193 |  | -1191.2104 | #DIV/0! | #DIV/0! | 50.5 | 1 | #DIV/0! | 1 | #DIV/0! | #DIV/0! |  |  | 1
0 | 0 | 0 | 0 |  | 1 | 17:07 | 6956 |  | 1146.255 | -641.21 | -641.21 | 8.3161e-69 | 3.2218e-69 | -8.5398e-71 | 0 | -641.21 |  | -1191.601 | #DIV/0! | #DIV/0! | 50.5 | 1 | #DIV/0! | 1 | #DIV/0! | #DIV/0! |  |  | 1
0 | 0 | 0 | 0 |  | 1 | 17:07 | 6960 |  | 1146.6457 | -641.6007 | -641.6007 | 7.4845e-69 | 2.8996e-69 | -7.6858e-71 | 0 | -641.6007 |  | -1191.9917 | #DIV/0! | #DIV/0! | 50.5 | 1 | #DIV/0! | 1 | #DIV/0! | #DIV/0! |  |  | 1
0 | 0 | 0 | 0 |  | 1 | 17:07 | 6964 |  | 1147.0363 | -641.9913 | -641.9913 | 6.736e-69 | 2.6097e-69 | -6.9172e-71 | 0 | -641.9913 |  | -1192.3824 | #DIV/0! | #DIV/0! | 50.5 | 1 | #DIV/0! | 1 | #DIV/0! | #DIV/0! |  |  | 1
0 | 0 | 0 | 0 |  | 1 | 17:07 | 6968 |  | 1147.427 | -642.382 | -642.382 | 6.0624e-69 | 2.3487e-69 | -6.2255e-71 | 0 | -642.382 |  | -1192.773 | #DIV/0! | #DIV/0! | 50.5 | 1 | #DIV/0! | 1 | #DIV/0! | #DIV/0! |  |  | 1
0 | 0 | 0 | 0 |  | 1 | 17:07 | 6972 |  | 1147.8177 | -642.7727 | -642.7727 | 5.4562e-69 | 2.1138e-69 | -5.603e-71 | 0 | -642.7727 |  | -1193.1637 | #DIV/0! | #DIV/0! | 50.5 | 1 | #DIV/0! | 1 | #DIV/0! | #DIV/0! |  |  | 1
0 | 0 | 0 | 0 |  | 1 | 17:07 | 6976 |  | 1148.2083 | -643.1633 | -643.1633 | 4.9106e-69 | 1.9025e-69 | -5.0427e-71 | 0 | -643.1633 |  | -1193.5544 | #DIV/0! | #DIV/0! | 50.5 | 1 | #DIV/0! | 1 | #DIV/0! | #DIV/0! |  |  | 1
0 | 0 | 0 | 0 |  | 1 | 17:07 | 6980 |  | 1148.599 | -643.554 | -643.554 | 4.4195e-69 | 1.7122e-69 | -4.5384e-71 | 0 | -643.554 |  | -1193.945 | #DIV/0! | #DIV/0! | 50.5 | 1 | #DIV/0! | 1 | #DIV/0! | #DIV/0! |  |  | 1
0 | 0 | 0 | 0 |  | 1 | 17:07 | 6984 |  | 1148.9897 | -643.9447 | -643.9447 | 3.9776e-69 | 1.541e-69 | -4.0846e-71 | 0 | -643.9447 |  | -1194.3357 | #DIV/0! | #DIV/0! | 50.5 | 1 | #DIV/0! | 1 | #DIV/0! | #DIV/0! |  |  | 1
0 | 0 | 0 | 0 |  | 1 | 17:07 | 6988 |  | 1149.3803 | -644.3353 | -644.3353 | 3.5798e-69 | 1.3869e-69 | -3.6761e-71 | 0 | -644.3353 |  | -1194.7264 | #DIV/0! | #DIV/0! | 50.5 | 1 | #DIV/0! | 1 | #DIV/0! | #DIV/0! |  |  | 1
0 | 0 | 0 | 0 |  | 1 | 17:07 | 6992 |  | 1149.771 | -644.726 | -644.726 | 3.2218e-69 | 1.2482e-69 | -3.3085e-71 | 0 | -644.726 |  | -1195.117 | #DIV/0! | #DIV/0! | 50.5 | 1 | #DIV/0! | 1 | #DIV/0! | #DIV/0! |  |  | 1
0 | 0 | 0 | 0 |  | 1 | 17:07 | 6996 |  | 1150.1617 | -645.1167 | -645.1167 | 2.8996e-69 | 1.1234e-69 | -2.9776e-71 | 0 | -645.1167 |  | -1195.5077 | #DIV/0! | #DIV/0! | 50.5 | 1 | #DIV/0! | 1 | #DIV/0! | #DIV/0! |  |  | 1
0 | 0 | 0 | 0 |  | 1 | 17:07 | 7000 |  | 1150.5523 | -645.5073 | -645.5073 | 2.6097e-69 | 1.011e-69 | -2.6799e-71 | 0 | -645.5073 |  | -1195.8984 | #DIV/0! | #DIV/0! | 50.5 | 1 | #DIV/0! | 1 | #DIV/0! | #DIV/0! |  |  | 1
0 | 0 | 0 | 0 |  | 1 | 17:08 | 7004 |  | 1150.943 | -645.898 | -645.898 | 2.3487e-69 | 9.0994e-70 | -2.4119e-71 | 0 | -645.898 |  | -1196.289 | #DIV/0! | #DIV/0! | 50.5 | 1 | #DIV/0! | 1 | #DIV/0! | #DIV/0! |  |  | 1
0 | 0 | 0 | 0 |  | 1 | 17:08 | 7008 |  | 1151.3337 | -646.2887 | -646.2887 | 2.1138e-69 | 8.1894e-70 | -2.1707e-71 | 0 | -646.2887 |  | -1196.6797 | #DIV/0! | #DIV/0! | 50.5 | 1 | #DIV/0! | 1 | #DIV/0! | #DIV/0! |  |  | 1
0 | 0 | 0 | 0 |  | 1 | 17:08 | 7012 |  | 1151.7243 | -646.6793 | -646.6793 | 1.9025e-69 | 7.3705e-70 | -1.9536e-71 | 0 | -646.6793 |  | -1197.0704 | #DIV/0! | #DIV/0! | 50.5 | 1 | #DIV/0! | 1 | #DIV/0! | #DIV/0! |  |  | 1
0 | 0 | 0 | 0 |  | 1 | 17:08 | 7016 |  | 1152.115 | -647.07 | -647.07 | 1.7122e-69 | 6.6334e-70 | -1.7583e-71 | 0 | -647.07 |  | -1197.461 | #DIV/0! | #DIV/0! | 50.5 | 1 | #DIV/0! | 1 | #DIV/0! | #DIV/0! |  |  | 1
0 | 0 | 0 | 0 |  | 1 | 17:08 | 7020 |  | 1152.5057 | -647.4607 | -647.4607 | 1.541e-69 | 5.9701e-70 | -1.5824e-71 | 0 | -647.4607 |  | -1197.8517 | #DIV/0! | #DIV/0! | 50.5 | 1 | #DIV/0! | 1 | #DIV/0! | #DIV/0! |  |  | 1
0 | 0 | 0 | 0 |  | 1 | 17:08 | 7024 |  | 1152.8963 | -647.8513 | -647.8513 | 1.3869e-69 | 5.3731e-70 | -1.4242e-71 | 0 | -647.8513 |  | -1198.2424 | #DIV/0! | #DIV/0! | 50.5 | 1 | #DIV/0! | 1 | #DIV/0! | #DIV/0! |  |  | 1
0 | 0 | 0 | 0 |  | 1 | 17:08 | 7028 |  | 1153.287 | -648.242 | -648.242 | 1.2482e-69 | 4.8358e-70 | -1.2818e-71 | 0 | -648.242 |  | -1198.633 | #DIV/0! | #DIV/0! | 50.5 | 1 | #DIV/0! | 1 | #DIV/0! | #DIV/0! |  |  | 1
0 | 0 | 0 | 0 |  | 1 | 17:08 | 7032 |  | 1153.6777 | -648.6327 | -648.6327 | 1.1234e-69 | 4.3522e-70 | -1.1536e-71 | 0 | -648.6327 |  | -1199.0237 | #DIV/0! | #DIV/0! | 50.5 | 1 | #DIV/0! | 1 | #DIV/0! | #DIV/0! |  |  | 1
0 | 0 | 0 | 0 |  | 1 | 17:08 | 7036 |  | 1154.0683 | -649.0233 | -649.0233 | 1.011e-69 | 3.917e-70 | -1.0382e-71 | 0 | -649.0233 |  | -1199.4144 | #DIV/0! | #DIV/0! | 50.5 | 1 | #DIV/0! | 1 | #DIV/0! | #DIV/0! |  |  | 1
0 | 0 | 0 | 0 |  | 1 | 17:08 | 7040 |  | 1154.459 | -649.414 | -649.414 | 9.0994e-70 | 3.5253e-70 | -9.3442e-72 | 0 | -649.414 |  | -1199.805 | #DIV/0! | #DIV/0! | 50.5 | 1 | #DIV/0! | 1 | #DIV/0! | #DIV/0! |  |  | 1
0 | 0 | 0 | 0 |  | 1 | 17:08 | 7044 |  | 1154.8497 | -649.8047 | -649.8047 | 8.1894e-70 | 3.1728e-70 | -8.4098e-72 | 0 | -649.8047 |  | -1200.1957 | #DIV/0! | #DIV/0! | 50.5 | 1 | #DIV/0! | 1 | #DIV/0! | #DIV/0! |  |  | 1
0 | 0 | 0 | 0 |  | 1 | 17:08 | 7048 |  | 1155.2403 | -650.1953 | -650.1953 | 7.3705e-70 | 2.8555e-70 | -7.5688e-72 | 0 | -650.1953 |  | -1200.5864 | #DIV/0! | #DIV/0! | 50.5 | 1 | #DIV/0! | 1 | #DIV/0! | #DIV/0! |  |  | 1
0 | 0 | 0 | 0 |  | 1 | 17:08 | 7052 |  | 1155.631 | -650.586 | -650.586 | 6.6334e-70 | 2.5699e-70 | -6.8119e-72 | 0 | -650.586 |  | -1200.977 | #DIV/0! | #DIV/0! | 50.5 | 1 | #DIV/0! | 1 | #DIV/0! | #DIV/0! |  |  | 1
0 | 0 | 0 | 0 |  | 1 | 17:08 | 7056 |  | 1156.0217 | -650.9767 | -650.9767 | 5.9701e-70 | 2.3129e-70 | -6.1307e-72 | 0 | -650.9767 |  | -1201.3677 | #DIV/0! | #DIV/0! | 50.5 | 1 | #DIV/0! | 1 | #DIV/0! | #DIV/0! |  |  | 1
0 | 0 | 0 | 0 |  | 1 | 17:08 | 7060 |  | 1156.4123 | -651.3673 | -651.3673 | 5.3731e-70 | 2.0816e-70 | -5.5176e-72 | 0 | -651.3673 |  | -1201.7584 | #DIV/0! | #DIV/0! | 50.5 | 1 | #DIV/0! | 1 | #DIV/0! | #DIV/0! |  |  | 1
0 | 0 | 0 | 0 |  | 1 | 17:09 | 7064 |  | 1156.803 | -651.758 | -651.758 | 4.8358e-70 | 1.8735e-70 | -4.9659e-72 | 0 | -651.758 |  | -1202.149 | #DIV/0! | #DIV/0! | 50.5 | 1 | #DIV/0! | 1 | #DIV/0! | #DIV/0! |  |  | 1
0 | 0 | 0 | 0 |  | 1 | 17:09 | 7068 |  | 1157.1937 | -652.1487 | -652.1487 | 4.3522e-70 | 1.6861e-70 | -4.4693e-72 | 0 | -652.1487 |  | -1202.5397 | #DIV/0! | #DIV/0! | 50.5 | 1 | #DIV/0! | 1 | #DIV/0! | #DIV/0! |  |  | 1
0 | 0 | 0 | 0 |  | 1 | 17:09 | 7072 |  | 1157.5843 | -652.5393 | -652.5393 | 3.917e-70 | 1.5175e-70 | -4.0224e-72 | 0 | -652.5393 |  | -1202.9304 | #DIV/0! | #DIV/0! | 50.5 | 1 | #DIV/0! | 1 | #DIV/0! | #DIV/0! |  |  | 1
0 | 0 | 0 | 0 |  | 1 | 17:09 | 7076 |  | 1157.975 | -652.93 | -652.93 | 3.5253e-70 | 1.3658e-70 | -3.6201e-72 | 0 | -652.93 |  | -1203.321 | #DIV/0! | #DIV/0! | 50.5 | 1 | #DIV/0! | 1 | #DIV/0! | #DIV/0! |  |  | 1
0 | 0 | 0 | 0 |  | 1 | 17:09 | 7080 |  | 1158.3657 | -653.3207 | -653.3207 | 3.1728e-70 | 1.2292e-70 | -3.2581e-72 | 0 | -653.3207 |  | -1203.7117 | #DIV/0! | #DIV/0! | 50.5 | 1 | #DIV/0! | 1 | #DIV/0! | #DIV/0! |  |  | 1
0 | 0 | 0 | 0 |  | 1 | 17:09 | 7084 |  | 1158.7563 | -653.7113 | -653.7113 | 2.8555e-70 | 1.1063e-70 | -2.9323e-72 | 0 | -653.7113 |  | -1204.1024 | #DIV/0! | #DIV/0! | 50.5 | 1 | #DIV/0! | 1 | #DIV/0! | #DIV/0! |  |  | 1
0 | 0 | 0 | 0 |  | 1 | 17:09 | 7088 |  | 1159.147 | -654.102 | -654.102 | 2.5699e-70 | 9.9564e-71 | -2.6391e-72 | 0 | -654.102 |  | -1204.493 | #DIV/0! | #DIV/0! | 50.5 | 1 | #DIV/0! | 1 | #DIV/0! | #DIV/0! |  |  | 1
0 | 0 | 0 | 0 |  | 1 | 17:09 | 7092 |  | 1159.5377 | -654.4927 | -654.4927 | 2.3129e-70 | 8.9608e-71 | -2.3752e-72 | 0 | -654.4927 |  | -1204.8837 | #DIV/0! | #DIV/0! | 50.5 | 1 | #DIV/0! | 1 | #DIV/0! | #DIV/0! |  |  | 1
0 | 0 | 0 | 0 |  | 1 | 17:09 | 7096 |  | 1159.9283 | -654.8833 | -654.8833 | 2.0816e-70 | 8.0647e-71 | -2.1376e-72 | 0 | -654.8833 |  | -1205.2744 | #DIV/0! | #DIV/0! | 50.5 | 1 | #DIV/0! | 1 | #DIV/0! | #DIV/0! |  |  | 1
0 | 0 | 0 | 0 |  | 1 | 17:09 | 7100 |  | 1160.319 | -655.274 | -655.274 | 1.8735e-70 | 7.2582e-71 | -1.9239e-72 | 0 | -655.274 |  | -1205.665 | #DIV/0! | #DIV/0! | 50.5 | 1 | #DIV/0! | 1 | #DIV/0! | #DIV/0! |  |  | 1
0 | 0 | 0 | 0 |  | 1 | 17:09 | 7104 |  | 1160.7097 | -655.6647 | -655.6647 | 1.6861e-70 | 6.5324e-71 | -1.7315e-72 | 0 | -655.6647 |  | -1206.0557 | #DIV/0! | #DIV/0! | 50.5 | 1 | #DIV/0! | 1 | #DIV/0! | #DIV/0! |  |  | 1
0 | 0 | 0 | 0 |  | 1 | 17:09 | 7108 |  | 1161.1003 | -656.0553 | -656.0553 | 1.5175e-70 | 5.8792e-71 | -1.5583e-72 | 0 | -656.0553 |  | -1206.4464 | #DIV/0! | #DIV/0! | 50.5 | 1 | #DIV/0! | 1 | #DIV/0! | #DIV/0! |  |  | 1
0 | 0 | 0 | 0 |  | 1 | 17:09 | 7112 |  | 1161.491 | -656.446 | -656.446 | 1.3658e-70 | 5.2913e-71 | -1.4025e-72 | 0 | -656.446 |  | -1206.837 | #DIV/0! | #DIV/0! | 50.5 | 1 | #DIV/0! | 1 | #DIV/0! | #DIV/0! |  |  | 1
0 | 0 | 0 | 0 |  | 1 | 17:09 | 7116 |  | 1161.8817 | -656.8367 | -656.8367 | 1.2292e-70 | 4.7621e-71 | -1.2623e-72 | 0 | -656.8367 |  | -1207.2277 | #DIV/0! | #DIV/0! | 50.5 | 1 | #DIV/0! | 1 | #DIV/0! | #DIV/0! |  |  | 1
0 | 0 | 0 | 0 |  | 1 | 17:09 | 7120 |  | 1162.2723 | -657.2273 | -657.2273 | 1.1063e-70 | 4.2859e-71 | -1.136e-72 | 0 | -657.2273 |  | -1207.6184 | #DIV/0! | #DIV/0! | 50.5 | 1 | #DIV/0! | 1 | #DIV/0! | #DIV/0! |  |  | 1
0 | 0 | 0 | 0 |  | 1 | 17:10 | 7124 |  | 1162.663 | -657.618 | -657.618 | 9.9564e-71 | 3.8573e-71 | -1.0224e-72 | 0 | -657.618 |  | -1208.009 | #DIV/0! | #DIV/0! | 50.5 | 1 | #DIV/0! | 1 | #DIV/0! | #DIV/0! |  |  | 1
0 | 0 | 0 | 0 |  | 1 | 17:10 | 7128 |  | 1163.0537 | -658.0087 | -658.0087 | 8.9608e-71 | 3.4716e-71 | -9.2019e-73 | 0 | -658.0087 |  | -1208.3997 | #DIV/0! | #DIV/0! | 50.5 | 1 | #DIV/0! | 1 | #DIV/0! | #DIV/0! |  |  | 1
0 | 0 | 0 | 0 |  | 1 | 17:10 | 7132 |  | 1163.4443 | -658.3993 | -658.3993 | 8.0647e-71 | 3.1244e-71 | -8.2817e-73 | 0 | -658.3993 |  | -1208.7904 | #DIV/0! | #DIV/0! | 50.5 | 1 | #DIV/0! | 1 | #DIV/0! | #DIV/0! |  |  | 1
0 | 0 | 0 | 0 |  | 1 | 17:10 | 7136 |  | 1163.835 | -658.79 | -658.79 | 7.2582e-71 | 2.812e-71 | -7.4535e-73 | 0 | -658.79 |  | -1209.181 | #DIV/0! | #DIV/0! | 50.5 | 1 | #DIV/0! | 1 | #DIV/0! | #DIV/0! |  |  | 1
0 | 0 | 0 | 0 |  | 1 | 17:10 | 7140 |  | 1164.2257 | -659.1807 | -659.1807 | 6.5324e-71 | 2.5308e-71 | -6.7082e-73 | 0 | -659.1807 |  | -1209.5717 | #DIV/0! | #DIV/0! | 50.5 | 1 | #DIV/0! | 1 | #DIV/0! | #DIV/0! |  |  | 1
0 | 0 | 0 | 0 |  | 1 | 17:10 | 7144 |  | 1164.6163 | -659.5713 | -659.5713 | 5.8792e-71 | 2.2777e-71 | -6.0373e-73 | 0 | -659.5713 |  | -1209.9624 | #DIV/0! | #DIV/0! | 50.5 | 1 | #DIV/0! | 1 | #DIV/0! | #DIV/0! |  |  | 1
0 | 0 | 0 | 0 |  | 1 | 17:10 | 7148 |  | 1165.007 | -659.962 | -659.962 | 5.2913e-71 | 2.0499e-71 | -5.4336e-73 | 0 | -659.962 |  | -1210.353 | #DIV/0! | #DIV/0! | 50.5 | 1 | #DIV/0! | 1 | #DIV/0! | #DIV/0! |  |  | 1
0 | 0 | 0 | 0 |  | 1 | 17:10 | 7152 |  | 1165.3977 | -660.3527 | -660.3527 | 4.7621e-71 | 1.8449e-71 | -4.8903e-73 | 0 | -660.3527 |  | -1210.7437 | #DIV/0! | #DIV/0! | 50.5 | 1 | #DIV/0! | 1 | #DIV/0! | #DIV/0! |  |  | 1
0 | 0 | 0 | 0 |  | 1 | 17:10 | 7156 |  | 1165.7883 | -660.7433 | -660.7433 | 4.2859e-71 | 1.6605e-71 | -4.4012e-73 | 0 | -660.7433 |  | -1211.1344 | #DIV/0! | #DIV/0! | 50.5 | 1 | #DIV/0! | 1 | #DIV/0! | #DIV/0! |  |  | 1
0 | 0 | 0 | 0 |  | 1 | 17:10 | 7160 |  | 1166.179 | -661.134 | -661.134 | 3.8573e-71 | 1.4944e-71 | -3.9611e-73 | 0 | -661.134 |  | -1211.525 | #DIV/0! | #DIV/0! | 50.5 | 1 | #DIV/0! | 1 | #DIV/0! | #DIV/0! |  |  | 1
0 | 0 | 0 | 0 |  | 1 | 17:10 | 7164 |  | 1166.5697 | -661.5247 | -661.5247 | 3.4716e-71 | 1.345e-71 | -3.565e-73 | 0 | -661.5247 |  | -1211.9157 | #DIV/0! | #DIV/0! | 50.5 | 1 | #DIV/0! | 1 | #DIV/0! | #DIV/0! |  |  | 1
0 | 0 | 0 | 0 |  | 1 | 17:10 | 7168 |  | 1166.9603 | -661.9153 | -661.9153 | 3.1244e-71 | 1.2105e-71 | -3.2085e-73 | 0 | -661.9153 |  | -1212.3064 | #DIV/0! | #DIV/0! | 50.5 | 1 | #DIV/0! | 1 | #DIV/0! | #DIV/0! |  |  | 1
0 | 0 | 0 | 0 |  | 1 | 17:10 | 7172 |  | 1167.351 | -662.306 | -662.306 | 2.812e-71 | 1.0894e-71 | -2.8876e-73 | 0 | -662.306 |  | -1212.697 | #DIV/0! | #DIV/0! | 50.5 | 1 | #DIV/0! | 1 | #DIV/0! | #DIV/0! |  |  | 1
0 | 0 | 0 | 0 |  | 1 | 17:10 | 7176 |  | 1167.7417 | -662.6967 | -662.6967 | 2.5308e-71 | 9.8048e-72 | -2.5989e-73 | 0 | -662.6967 |  | -1213.0877 | #DIV/0! | #DIV/0! | 50.5 | 1 | #DIV/0! | 1 | #DIV/0! | #DIV/0! |  |  | 1
0 | 0 | 0 | 0 |  | 1 | 17:10 | 7180 |  | 1168.1323 | -663.0873 | -663.0873 | 2.2777e-71 | 8.8243e-72 | -2.339e-73 | 0 | -663.0873 |  | -1213.4784 | #DIV/0! | #DIV/0! | 50.5 | 1 | #DIV/0! | 1 | #DIV/0! | #DIV/0! |  |  | 1
0 | 0 | 0 | 0 |  | 1 | 17:11 | 7184 |  | 1168.523 | -663.478 | -663.478 | 2.0499e-71 | 7.9419e-72 | -2.1051e-73 | 0 | -663.478 |  | -1213.869 | #DIV/0! | #DIV/0! | 50.5 | 1 | #DIV/0! | 1 | #DIV/0! | #DIV/0! |  |  | 1
0 | 0 | 0 | 0 |  | 1 | 17:11 | 7188 |  | 1168.9137 | -663.8687 | -663.8687 | 1.8449e-71 | 7.1477e-72 | -1.8946e-73 | 0 | -663.8687 |  | -1214.2597 | #DIV/0! | #DIV/0! | 50.5 | 1 | #DIV/0! | 1 | #DIV/0! | #DIV/0! |  |  | 1
0 | 0 | 0 | 0 |  | 1 | 17:11 | 7192 |  | 1169.3043 | -664.2593 | -664.2593 | 1.6605e-71 | 6.4329e-72 | -1.7051e-73 | 0 | -664.2593 |  | -1214.6504 | #DIV/0! | #DIV/0! | 50.5 | 1 | #DIV/0! | 1 | #DIV/0! | #DIV/0! |  |  | 1
0 | 0 | 0 | 0 |  | 1 | 17:11 | 7196 |  | 1169.695 | -664.65 | -664.65 | 1.4944e-71 | 5.7896e-72 | -1.5346e-73 | 0 | -664.65 |  | -1215.041 | #DIV/0! | #DIV/0! | 50.5 | 1 | #DIV/0! | 1 | #DIV/0! | #DIV/0! |  |  | 1
0 | 0 | 0 | 0 |  | 1 | 17:11 | 7200 |  | 1170.0857 | -665.0407 | -665.0407 | 1.345e-71 | 5.2107e-72 | -1.3812e-73 | 0 | -665.0407 |  | -1215.4317 | #DIV/0! | #DIV/0! | 50.5 | 1 | #DIV/0! | 1 | #DIV/0! | #DIV/0! |  |  | 1
0 | 0 | 0 | 0 |  | 1 | 17:11 | 7204 |  | 1170.4763 | -665.4313 | -665.4313 | 1.2105e-71 | 4.6896e-72 | -1.243e-73 | 0 | -665.4313 |  | -1215.8224 | #DIV/0! | #DIV/0! | 50.5 | 1 | #DIV/0! | 1 | #DIV/0! | #DIV/0! |  |  | 1
0 | 0 | 0 | 0 |  | 1 | 17:11 | 7208 |  | 1170.867 | -665.822 | -665.822 | 1.0894e-71 | 4.2206e-72 | -1.1187e-73 | 0 | -665.822 |  | -1216.213 | #DIV/0! | #DIV/0! | 50.5 | 1 | #DIV/0! | 1 | #DIV/0! | #DIV/0! |  |  | 1
0 | 0 | 0 | 0 |  | 1 | 17:11 | 7212 |  | 1171.2577 | -666.2127 | -666.2127 | 9.8048e-72 | 3.7986e-72 | -1.0069e-73 | 0 | -666.2127 |  | -1216.6037 | #DIV/0! | #DIV/0! | 50.5 | 1 | #DIV/0! | 1 | #DIV/0! | #DIV/0! |  |  | 1
0 | 0 | 0 | 0 |  | 1 | 17:11 | 7216 |  | 1171.6483 | -666.6033 | -666.6033 | 8.8243e-72 | 3.4187e-72 | -9.0617e-74 | 0 | -666.6033 |  | -1216.9944 | #DIV/0! | #DIV/0! | 50.5 | 1 | #DIV/0! | 1 | #DIV/0! | #DIV/0! |  |  | 1
0 | 0 | 0 | 0 |  | 1 | 17:11 | 7220 |  | 1172.039 | -666.994 | -666.994 | 7.9419e-72 | 3.0769e-72 | -8.1556e-74 | 0 | -666.994 |  | -1217.385 | #DIV/0! | #DIV/0! | 50.5 | 1 | #DIV/0! | 1 | #DIV/0! | #DIV/0! |  |  | 1
0 | 0 | 0 | 0 |  | 1 | 17:11 | 7224 |  | 1172.4297 | -667.3847 | -667.3847 | 7.1477e-72 | 2.7692e-72 | -7.34e-74 | 0 | -667.3847 |  | -1217.7757 | #DIV/0! | #DIV/0! | 50.5 | 1 | #DIV/0! | 1 | #DIV/0! | #DIV/0! |  |  | 1
0 | 0 | 0 | 0 |  | 1 | 17:11 | 7228 |  | 1172.8203 | -667.7753 | -667.7753 | 6.4329e-72 | 2.4923e-72 | -6.606e-74 | 0 | -667.7753 |  | -1218.1664 | #DIV/0! | #DIV/0! | 50.5 | 1 | #DIV/0! | 1 | #DIV/0! | #DIV/0! |  |  | 1
0 | 0 | 0 | 0 |  | 1 | 17:11 | 7232 |  | 1173.211 | -668.166 | -668.166 | 5.7896e-72 | 2.243e-72 | -5.9454e-74 | 0 | -668.166 |  | -1218.557 | #DIV/0! | #DIV/0! | 50.5 | 1 | #DIV/0! | 1 | #DIV/0! | #DIV/0! |  |  | 1
0 | 0 | 0 | 0 |  | 1 | 17:11 | 7236 |  | 1173.6017 | -668.5567 | -668.5567 | 5.2107e-72 | 2.0187e-72 | -5.3509e-74 | 0 | -668.5567 |  | -1218.9477 | #DIV/0! | #DIV/0! | 50.5 | 1 | #DIV/0! | 1 | #DIV/0! | #DIV/0! |  |  | 1
0 | 0 | 0 | 0 |  | 1 | 17:11 | 7240 |  | 1173.9923 | -668.9473 | -668.9473 | 4.6896e-72 | 1.8169e-72 | -4.8158e-74 | 0 | -668.9473 |  | -1219.3384 | #DIV/0! | #DIV/0! | 50.5 | 1 | #DIV/0! | 1 | #DIV/0! | #DIV/0! |  |  | 1
0 | 0 | 0 | 0 |  | 1 | 17:12 | 7244 |  | 1174.383 | -669.338 | -669.338 | 4.2206e-72 | 1.6352e-72 | -4.3342e-74 | 0 | -669.338 |  | -1219.729 | #DIV/0! | #DIV/0! | 50.5 | 1 | #DIV/0! | 1 | #DIV/0! | #DIV/0! |  |  | 1
0 | 0 | 0 | 0 |  | 1 | 17:12 | 7248 |  | 1174.7737 | -669.7287 | -669.7287 | 3.7986e-72 | 1.4716e-72 | -3.9008e-74 | 0 | -669.7287 |  | -1220.1197 | #DIV/0! | #DIV/0! | 50.5 | 1 | #DIV/0! | 1 | #DIV/0! | #DIV/0! |  |  | 1
0 | 0 | 0 | 0 |  | 1 | 17:12 | 7252 |  | 1175.1643 | -670.1193 | -670.1193 | 3.4187e-72 | 1.3245e-72 | -3.5107e-74 | 0 | -670.1193 |  | -1220.5104 | #DIV/0! | #DIV/0! | 50.5 | 1 | #DIV/0! | 1 | #DIV/0! | #DIV/0! |  |  | 1
0 | 0 | 0 | 0 |  | 1 | 17:12 | 7256 |  | 1175.555 | -670.51 | -670.51 | 3.0769e-72 | 1.192e-72 | -3.1596e-74 | 0 | -670.51 |  | -1220.901 | #DIV/0! | #DIV/0! | 50.5 | 1 | #DIV/0! | 1 | #DIV/0! | #DIV/0! |  |  | 1
0 | 0 | 0 | 0 |  | 1 | 17:12 | 7260 |  | 1175.9457 | -670.9007 | -670.9007 | 2.7692e-72 | 1.0728e-72 | -2.8437e-74 | 0 | -670.9007 |  | -1221.2917 | #DIV/0! | #DIV/0! | 50.5 | 1 | #DIV/0! | 1 | #DIV/0! | #DIV/0! |  |  | 1
0 | 0 | 0 | 0 |  | 1 | 17:12 | 7264 |  | 1176.3363 | -671.2913 | -671.2913 | 2.4923e-72 | 9.6555e-73 | -2.5593e-74 | 0 | -671.2913 |  | -1221.6824 | #DIV/0! | #DIV/0! | 50.5 | 1 | #DIV/0! | 1 | #DIV/0! | #DIV/0! |  |  | 1
0 | 0 | 0 | 0 |  | 1 | 17:12 | 7268 |  | 1176.727 | -671.682 | -671.682 | 2.243e-72 | 8.6899e-73 | -2.3034e-74 | 0 | -671.682 |  | -1222.073 | #DIV/0! | #DIV/0! | 50.5 | 1 | #DIV/0! | 1 | #DIV/0! | #DIV/0! |  |  | 1
0 | 0 | 0 | 0 |  | 1 | 17:12 | 7272 |  | 1177.1177 | -672.0727 | -672.0727 | 2.0187e-72 | 7.8209e-73 | -2.073e-74 | 0 | -672.0727 |  | -1222.4637 | #DIV/0! | #DIV/0! | 50.5 | 1 | #DIV/0! | 1 | #DIV/0! | #DIV/0! |  |  | 1
0 | 0 | 0 | 0 |  | 1 | 17:12 | 7276 |  | 1177.5083 | -672.4633 | -672.4633 | 1.8169e-72 | 7.0389e-73 | -1.8657e-74 | 0 | -672.4633 |  | -1222.8544 | #DIV/0! | #DIV/0! | 50.5 | 1 | #DIV/0! | 1 | #DIV/0! | #DIV/0! |  |  | 1
0 | 0 | 0 | 0 |  | 1 | 17:12 | 7280 |  | 1177.899 | -672.854 | -672.854 | 1.6352e-72 | 6.335e-73 | -1.6792e-74 | 0 | -672.854 |  | -1223.245 | #DIV/0! | #DIV/0! | 50.5 | 1 | #DIV/0! | 1 | #DIV/0! | #DIV/0! |  |  | 1
0 | 0 | 0 | 0 |  | 1 | 17:12 | 7284 |  | 1178.2897 | -673.2447 | -673.2447 | 1.4716e-72 | 5.7015e-73 | -1.5112e-74 | 0 | -673.2447 |  | -1223.6357 | #DIV/0! | #DIV/0! | 50.5 | 1 | #DIV/0! | 1 | #DIV/0! | #DIV/0! |  |  | 1
0 | 0 | 0 | 0 |  | 1 | 17:12 | 7288 |  | 1178.6803 | -673.6353 | -673.6353 | 1.3245e-72 | 5.1313e-73 | -1.3601e-74 | 0 | -673.6353 |  | -1224.0264 | #DIV/0! | #DIV/0! | 50.5 | 1 | #DIV/0! | 1 | #DIV/0! | #DIV/0! |  |  | 1
0 | 0 | 0 | 0 |  | 1 | 17:12 | 7292 |  | 1179.071 | -674.026 | -674.026 | 1.192e-72 | 4.6182e-73 | -1.2241e-74 | 0 | -674.026 |  | -1224.417 | #DIV/0! | #DIV/0! | 50.5 | 1 | #DIV/0! | 1 | #DIV/0! | #DIV/0! |  |  | 1
0 | 0 | 0 | 0 |  | 1 | 17:12 | 7296 |  | 1179.4617 | -674.4167 | -674.4167 | 1.0728e-72 | 4.1564e-73 | -1.1017e-74 | 0 | -674.4167 |  | -1224.8077 | #DIV/0! | #DIV/0! | 50.5 | 1 | #DIV/0! | 1 | #DIV/0! | #DIV/0! |  |  | 1
0 | 0 | 0 | 0 |  | 1 | 17:12 | 7300 |  | 1179.8523 | -674.8073 | -674.8073 | 9.6555e-73 | 3.7407e-73 | -9.9153e-75 | 0 | -674.8073 |  | -1225.1984 | #DIV/0! | #DIV/0! | 50.5 | 1 | #DIV/0! | 1 | #DIV/0! | #DIV/0! |  |  | 1
0 | 0 | 0 | 0 |  | 1 | 17:13 | 7304 |  | 1180.243 | -675.198 | -675.198 | 8.6899e-73 | 3.3667e-73 | -8.9237e-75 | 0 | -675.198 |  | -1225.589 | #DIV/0! | #DIV/0! | 50.5 | 1 | #DIV/0! | 1 | #DIV/0! | #DIV/0! |  |  | 1
0 | 0 | 0 | 0 |  | 1 | 17:13 | 7308 |  | 1180.6337 | -675.5887 | -675.5887 | 7.8209e-73 | 3.03e-73 | -8.0314e-75 | 0 | -675.5887 |  | -1225.9797 | #DIV/0! | #DIV/0! | 50.5 | 1 | #DIV/0! | 1 | #DIV/0! | #DIV/0! |  |  | 1
0 | 0 | 0 | 0 |  | 1 | 17:13 | 7312 |  | 1181.0243 | -675.9793 | -675.9793 | 7.0389e-73 | 2.727e-73 | -7.2282e-75 | 0 | -675.9793 |  | -1226.3704 | #DIV/0! | #DIV/0! | 50.5 | 1 | #DIV/0! | 1 | #DIV/0! | #DIV/0! |  |  | 1
0 | 0 | 0 | 0 |  | 1 | 17:13 | 7316 |  | 1181.415 | -676.37 | -676.37 | 6.335e-73 | 2.4543e-73 | -6.5054e-75 | 0 | -676.37 |  | -1226.761 | #DIV/0! | #DIV/0! | 50.5 | 1 | #DIV/0! | 1 | #DIV/0! | #DIV/0! |  |  | 1
0 | 0 | 0 | 0 |  | 1 | 17:13 | 7320 |  | 1181.8057 | -676.7607 | -676.7607 | 5.7015e-73 | 2.2089e-73 | -5.8549e-75 | 0 | -676.7607 |  | -1227.1517 | #DIV/0! | #DIV/0! | 50.5 | 1 | #DIV/0! | 1 | #DIV/0! | #DIV/0! |  |  | 1
0 | 0 | 0 | 0 |  | 1 | 17:13 | 7324 |  | 1182.1963 | -677.1513 | -677.1513 | 5.1313e-73 | 1.988e-73 | -5.2694e-75 | 0 | -677.1513 |  | -1227.5424 | #DIV/0! | #DIV/0! | 50.5 | 1 | #DIV/0! | 1 | #DIV/0! | #DIV/0! |  |  | 1
0 | 0 | 0 | 0 |  | 1 | 17:13 | 7328 |  | 1182.587 | -677.542 | -677.542 | 4.6182e-73 | 1.7892e-73 | -4.7424e-75 | 0 | -677.542 |  | -1227.933 | #DIV/0! | #DIV/0! | 50.5 | 1 | #DIV/0! | 1 | #DIV/0! | #DIV/0! |  |  | 1
0 | 0 | 0 | 0 |  | 1 | 17:13 | 7332 |  | 1182.9777 | -677.9327 | -677.9327 | 4.1564e-73 | 1.6103e-73 | -4.2682e-75 | 0 | -677.9327 |  | -1228.3237 | #DIV/0! | #DIV/0! | 50.5 | 1 | #DIV/0! | 1 | #DIV/0! | #DIV/0! |  |  | 1
0 | 0 | 0 | 0 |  | 1 | 17:13 | 7336 |  | 1183.3683 | -678.3233 | -678.3233 | 3.7407e-73 | 1.4492e-73 | -3.8414e-75 | 0 | -678.3233 |  | -1228.7144 | #DIV/0! | #DIV/0! | 50.5 | 1 | #DIV/0! | 1 | #DIV/0! | #DIV/0! |  |  | 1
0 | 0 | 0 | 0 |  | 1 | 17:13 | 7340 |  | 1183.759 | -678.714 | -678.714 | 3.3667e-73 | 1.3043e-73 | -3.4572e-75 | 0 | -678.714 |  | -1229.105 | #DIV/0! | #DIV/0! | 50.5 | 1 | #DIV/0! | 1 | #DIV/0! | #DIV/0! |  |  | 1
0 | 0 | 0 | 0 |  | 1 | 17:13 | 7344 |  | 1184.1497 | -679.1047 | -679.1047 | 3.03e-73 | 1.1739e-73 | -3.1115e-75 | 0 | -679.1047 |  | -1229.4957 | #DIV/0! | #DIV/0! | 50.5 | 1 | #DIV/0! | 1 | #DIV/0! | #DIV/0! |  |  | 1
0 | 0 | 0 | 0 |  | 1 | 17:13 | 7348 |  | 1184.5403 | -679.4953 | -679.4953 | 2.727e-73 | 1.0565e-73 | -2.8004e-75 | 0 | -679.4953 |  | -1229.8864 | #DIV/0! | #DIV/0! | 50.5 | 1 | #DIV/0! | 1 | #DIV/0! | #DIV/0! |  |  | 1
0 | 0 | 0 | 0 |  | 1 | 17:13 | 7352 |  | 1184.931 | -679.886 | -679.886 | 2.4543e-73 | 9.5084e-74 | -2.5203e-75 | 0 | -679.886 |  | -1230.277 | #DIV/0! | #DIV/0! | 50.5 | 1 | #DIV/0! | 1 | #DIV/0! | #DIV/0! |  |  | 1
0 | 0 | 0 | 0 |  | 1 | 17:13 | 7356 |  | 1185.3217 | -680.2767 | -680.2767 | 2.2089e-73 | 8.5576e-74 | -2.2683e-75 | 0 | -680.2767 |  | -1230.6677 | #DIV/0! | #DIV/0! | 50.5 | 1 | #DIV/0! | 1 | #DIV/0! | #DIV/0! |  |  | 1
0 | 0 | 0 | 0 |  | 1 | 17:13 | 7360 |  | 1185.7123 | -680.6673 | -680.6673 | 1.988e-73 | 7.7018e-74 | -2.0415e-75 | 0 | -680.6673 |  | -1231.0584 | #DIV/0! | #DIV/0! | 50.5 | 1 | #DIV/0! | 1 | #DIV/0! | #DIV/0! |  |  | 1
0 | 0 | 0 | 0 |  | 1 | 17:14 | 7364 |  | 1186.103 | -681.058 | -681.058 | 1.7892e-73 | 6.9317e-74 | -1.8373e-75 | 0 | -681.058 |  | -1231.449 | #DIV/0! | #DIV/0! | 50.5 | 1 | #DIV/0! | 1 | #DIV/0! | #DIV/0! |  |  | 1
0 | 0 | 0 | 0 |  | 1 | 17:14 | 7368 |  | 1186.4937 | -681.4487 | -681.4487 | 1.6103e-73 | 6.2385e-74 | -1.6536e-75 | 0 | -681.4487 |  | -1231.8397 | #DIV/0! | #DIV/0! | 50.5 | 1 | #DIV/0! | 1 | #DIV/0! | #DIV/0! |  |  | 1
0 | 0 | 0 | 0 |  | 1 | 17:14 | 7372 |  | 1186.8843 | -681.8393 | -681.8393 | 1.4492e-73 | 5.6146e-74 | -1.4882e-75 | 0 | -681.8393 |  | -1232.2304 | #DIV/0! | #DIV/0! | 50.5 | 1 | #DIV/0! | 1 | #DIV/0! | #DIV/0! |  |  | 1
0 | 0 | 0 | 0 |  | 1 | 17:14 | 7376 |  | 1187.275 | -682.23 | -682.23 | 1.3043e-73 | 5.0532e-74 | -1.3394e-75 | 0 | -682.23 |  | -1232.621 | #DIV/0! | #DIV/0! | 50.5 | 1 | #DIV/0! | 1 | #DIV/0! | #DIV/0! |  |  | 1
0 | 0 | 0 | 0 |  | 1 | 17:14 | 7380 |  | 1187.6657 | -682.6207 | -682.6207 | 1.1739e-73 | 4.5479e-74 | -1.2055e-75 | 0 | -682.6207 |  | -1233.0117 | #DIV/0! | #DIV/0! | 50.5 | 1 | #DIV/0! | 1 | #DIV/0! | #DIV/0! |  |  | 1
0 | 0 | 0 | 0 |  | 1 | 17:14 | 7384 |  | 1188.0563 | -683.0113 | -683.0113 | 1.0565e-73 | 4.0931e-74 | -1.0849e-75 | 0 | -683.0113 |  | -1233.4024 | #DIV/0! | #DIV/0! | 50.5 | 1 | #DIV/0! | 1 | #DIV/0! | #DIV/0! |  |  | 1
0 | 0 | 0 | 0 |  | 1 | 17:14 | 7388 |  | 1188.447 | -683.402 | -683.402 | 9.5084e-74 | 3.6838e-74 | -9.7643e-76 | 0 | -683.402 |  | -1233.793 | #DIV/0! | #DIV/0! | 50.5 | 1 | #DIV/0! | 1 | #DIV/0! | #DIV/0! |  |  | 1
0 | 0 | 0 | 0 |  | 1 | 17:14 | 7392 |  | 1188.8377 | -683.7927 | -683.7927 | 8.5576e-74 | 3.3154e-74 | -8.7878e-76 | 0 | -683.7927 |  | -1234.1837 | #DIV/0! | #DIV/0! | 50.5 | 1 | #DIV/0! | 1 | #DIV/0! | #DIV/0! |  |  | 1
0 | 0 | 0 | 0 |  | 1 | 17:14 | 7396 |  | 1189.2283 | -684.1833 | -684.1833 | 7.7018e-74 | 2.9839e-74 | -7.909e-76 | 0 | -684.1833 |  | -1234.5744 | #DIV/0! | #DIV/0! | 50.5 | 1 | #DIV/0! | 1 | #DIV/0! | #DIV/0! |  |  | 1
0 | 0 | 0 | 0 |  | 1 | 17:14 | 7400 |  | 1189.619 | -684.574 | -684.574 | 6.9317e-74 | 2.6855e-74 | -7.1181e-76 | 0 | -684.574 |  | -1234.965 | #DIV/0! | #DIV/0! | 50.5 | 1 | #DIV/0! | 1 | #DIV/0! | #DIV/0! |  |  | 1
0 | 0 | 0 | 0 |  | 1 | 17:14 | 7404 |  | 1190.0097 | -684.9647 | -684.9647 | 6.2385e-74 | 2.4169e-74 | -6.4063e-76 | 0 | -684.9647 |  | -1235.3557 | #DIV/0! | #DIV/0! | 50.5 | 1 | #DIV/0! | 1 | #DIV/0! | #DIV/0! |  |  | 1
0 | 0 | 0 | 0 |  | 1 | 17:14 | 7408 |  | 1190.4003 | -685.3553 | -685.3553 | 5.6146e-74 | 2.1752e-74 | -5.7657e-76 | 0 | -685.3553 |  | -1235.7464 | #DIV/0! | #DIV/0! | 50.5 | 1 | #DIV/0! | 1 | #DIV/0! | #DIV/0! |  |  | 1
0 | 0 | 0 | 0 |  | 1 | 17:14 | 7412 |  | 1190.791 | -685.746 | -685.746 | 5.0532e-74 | 1.9577e-74 | -5.1891e-76 | 0 | -685.746 |  | -1236.137 | #DIV/0! | #DIV/0! | 50.5 | 1 | #DIV/0! | 1 | #DIV/0! | #DIV/0! |  |  | 1
0 | 0 | 0 | 0 |  | 1 | 17:14 | 7416 |  | 1191.1817 | -686.1367 | -686.1367 | 4.5479e-74 | 1.7619e-74 | -4.6702e-76 | 0 | -686.1367 |  | -1236.5277 | #DIV/0! | #DIV/0! | 50.5 | 1 | #DIV/0! | 1 | #DIV/0! | #DIV/0! |  |  | 1
0 | 0 | 0 | 0 |  | 1 | 17:14 | 7420 |  | 1191.5723 | -686.5273 | -686.5273 | 4.0931e-74 | 1.5857e-74 | -4.2032e-76 | 0 | -686.5273 |  | -1236.9184 | #DIV/0! | #DIV/0! | 50.5 | 1 | #DIV/0! | 1 | #DIV/0! | #DIV/0! |  |  | 1
0 | 0 | 0 | 0 |  | 1 | 17:15 | 7424 |  | 1191.963 | -686.918 | -686.918 | 3.6838e-74 | 1.4272e-74 | -3.7829e-76 | 0 | -686.918 |  | -1237.309 | #DIV/0! | #DIV/0! | 50.5 | 1 | #DIV/0! | 1 | #DIV/0! | #DIV/0! |  |  | 1
0 | 0 | 0 | 0 |  | 1 | 17:15 | 7428 |  | 1192.3537 | -687.3087 | -687.3087 | 3.3154e-74 | 1.2845e-74 | -3.4046e-76 | 0 | -687.3087 |  | -1237.6997 | #DIV/0! | #DIV/0! | 50.5 | 1 | #DIV/0! | 1 | #DIV/0! | #DIV/0! |  |  | 1
0 | 0 | 0 | 0 |  | 1 | 17:15 | 7432 |  | 1192.7443 | -687.6993 | -687.6993 | 2.9839e-74 | 1.156e-74 | -3.0641e-76 | 0 | -687.6993 |  | -1238.0904 | #DIV/0! | #DIV/0! | 50.5 | 1 | #DIV/0! | 1 | #DIV/0! | #DIV/0! |  |  | 1
0 | 0 | 0 | 0 |  | 1 | 17:15 | 7436 |  | 1193.135 | -688.09 | -688.09 | 2.6855e-74 | 1.0404e-74 | -2.7577e-76 | 0 | -688.09 |  | -1238.481 | #DIV/0! | #DIV/0! | 50.5 | 1 | #DIV/0! | 1 | #DIV/0! | #DIV/0! |  |  | 1
0 | 0 | 0 | 0 |  | 1 | 17:15 | 7440 |  | 1193.5257 | -688.4807 | -688.4807 | 2.4169e-74 | 9.3636e-75 | -2.4819e-76 | 0 | -688.4807 |  | -1238.8717 | #DIV/0! | #DIV/0! | 50.5 | 1 | #DIV/0! | 1 | #DIV/0! | #DIV/0! |  |  | 1
0 | 0 | 0 | 0 |  | 1 | 17:15 | 7444 |  | 1193.9163 | -688.8713 | -688.8713 | 2.1752e-74 | 8.4273e-75 | -2.2337e-76 | 0 | -688.8713 |  | -1239.2624 | #DIV/0! | #DIV/0! | 50.5 | 1 | #DIV/0! | 1 | #DIV/0! | #DIV/0! |  |  | 1
0 | 0 | 0 | 0 |  | 1 | 17:15 | 7448 |  | 1194.307 | -689.262 | -689.262 | 1.9577e-74 | 7.5845e-75 | -2.0104e-76 | 0 | -689.262 |  | -1239.653 | #DIV/0! | #DIV/0! | 50.5 | 1 | #DIV/0! | 1 | #DIV/0! | #DIV/0! |  |  | 1
0 | 0 | 0 | 0 |  | 1 | 17:15 | 7452 |  | 1194.6977 | -689.6527 | -689.6527 | 1.7619e-74 | 6.8261e-75 | -1.8093e-76 | 0 | -689.6527 |  | -1240.0437 | #DIV/0! | #DIV/0! | 50.5 | 1 | #DIV/0! | 1 | #DIV/0! | #DIV/0! |  |  | 1
0 | 0 | 0 | 0 |  | 1 | 17:15 | 7456 |  | 1195.0883 | -690.0433 | -690.0433 | 1.5857e-74 | 6.1435e-75 | -1.6284e-76 | 0 | -690.0433 |  | -1240.4344 | #DIV/0! | #DIV/0! | 50.5 | 1 | #DIV/0! | 1 | #DIV/0! | #DIV/0! |  |  | 1
0 | 0 | 0 | 0 |  | 1 | 17:15 | 7460 |  | 1195.479 | -690.434 | -690.434 | 1.4272e-74 | 5.5291e-75 | -1.4656e-76 | 0 | -690.434 |  | -1240.825 | #DIV/0! | #DIV/0! | 50.5 | 1 | #DIV/0! | 1 | #DIV/0! | #DIV/0! |  |  | 1
0 | 0 | 0 | 0 |  | 1 | 17:15 | 7464 |  | 1195.8697 | -690.8247 | -690.8247 | 1.2845e-74 | 4.9762e-75 | -1.319e-76 | 0 | -690.8247 |  | -1241.2157 | #DIV/0! | #DIV/0! | 50.5 | 1 | #DIV/0! | 1 | #DIV/0! | #DIV/0! |  |  | 1
0 | 0 | 0 | 0 |  | 1 | 17:15 | 7468 |  | 1196.2603 | -691.2153 | -691.2153 | 1.156e-74 | 4.4786e-75 | -1.1871e-76 | 0 | -691.2153 |  | -1241.6064 | #DIV/0! | #DIV/0! | 50.5 | 1 | #DIV/0! | 1 | #DIV/0! | #DIV/0! |  |  | 1
0 | 0 | 0 | 0 |  | 1 | 17:15 | 7472 |  | 1196.651 | -691.606 | -691.606 | 1.0404e-74 | 4.0307e-75 | -1.0684e-76 | 0 | -691.606 |  | -1241.997 | #DIV/0! | #DIV/0! | 50.5 | 1 | #DIV/0! | 1 | #DIV/0! | #DIV/0! |  |  | 1
0 | 0 | 0 | 0 |  | 1 | 17:15 | 7476 |  | 1197.0417 | -691.9967 | -691.9967 | 9.3636e-75 | 3.6277e-75 | -9.6156e-77 | 0 | -691.9967 |  | -1242.3877 | #DIV/0! | #DIV/0! | 50.5 | 1 | #DIV/0! | 1 | #DIV/0! | #DIV/0! |  |  | 1
0 | 0 | 0 | 0 |  | 1 | 17:15 | 7480 |  | 1197.4323 | -692.3873 | -692.3873 | 8.4273e-75 | 3.2649e-75 | -8.654e-77 | 0 | -692.3873 |  | -1242.7784 | #DIV/0! | #DIV/0! | 50.5 | 1 | #DIV/0! | 1 | #DIV/0! | #DIV/0! |  |  | 1
0 | 0 | 0 | 0 |  | 1 | 17:16 | 7484 |  | 1197.823 | -692.778 | -692.778 | 7.5845e-75 | 2.9384e-75 | -7.7886e-77 | 0 | -692.778 |  | -1243.169 | #DIV/0! | #DIV/0! | 50.5 | 1 | #DIV/0! | 1 | #DIV/0! | #DIV/0! |  |  | 1
0 | 0 | 0 | 0 |  | 1 | 17:16 | 7488 |  | 1198.2137 | -693.1687 | -693.1687 | 6.8261e-75 | 2.6446e-75 | -7.0097e-77 | 0 | -693.1687 |  | -1243.5597 | #DIV/0! | #DIV/0! | 50.5 | 1 | #DIV/0! | 1 | #DIV/0! | #DIV/0! |  |  | 1
0 | 0 | 0 | 0 |  | 1 | 17:16 | 7492 |  | 1198.6043 | -693.5593 | -693.5593 | 6.1435e-75 | 2.3801e-75 | -6.3088e-77 | 0 | -693.5593 |  | -1243.9504 | #DIV/0! | #DIV/0! | 50.5 | 1 | #DIV/0! | 1 | #DIV/0! | #DIV/0! |  |  | 1
0 | 0 | 0 | 0 |  | 1 | 17:16 | 7496 |  | 1198.995 | -693.95 | -693.95 | 5.5291e-75 | 2.1421e-75 | -5.6779e-77 | 0 | -693.95 |  | -1244.341 | #DIV/0! | #DIV/0! | 50.5 | 1 | #DIV/0! | 1 | #DIV/0! | #DIV/0! |  |  | 1
0 | 0 | 0 | 0 |  | 1 | 17:16 | 7500 |  | 1199.3857 | -694.3407 | -694.3407 | 4.9762e-75 | 1.9279e-75 | -5.1101e-77 | 0 | -694.3407 |  | -1244.7317 | #DIV/0! | #DIV/0! | 50.5 | 1 | #DIV/0! | 1 | #DIV/0! | #DIV/0! |  |  | 1
0 | 0 | 0 | 0 |  | 1 | 17:16 | 7504 |  | 1199.7763 | -694.7313 | -694.7313 | 4.4786e-75 | 1.7351e-75 | -4.5991e-77 | 0 | -694.7313 |  | -1245.1224 | #DIV/0! | #DIV/0! | 50.5 | 1 | #DIV/0! | 1 | #DIV/0! | #DIV/0! |  |  | 1
0 | 0 | 0 | 0 |  | 1 | 17:16 | 7508 |  | 1200.167 | -695.122 | -695.122 | 4.0307e-75 | 1.5616e-75 | -4.1392e-77 | 0 | -695.122 |  | -1245.513 | #DIV/0! | #DIV/0! | 50.5 | 1 | #DIV/0! | 1 | #DIV/0! | #DIV/0! |  |  | 1
0 | 0 | 0 | 0 |  | 1 | 17:16 | 7512 |  | 1200.5577 | -695.5127 | -695.5127 | 3.6277e-75 | 1.4054e-75 | -3.7253e-77 | 0 | -695.5127 |  | -1245.9037 | #DIV/0! | #DIV/0! | 50.5 | 1 | #DIV/0! | 1 | #DIV/0! | #DIV/0! |  |  | 1
0 | 0 | 0 | 0 |  | 1 | 17:16 | 7516 |  | 1200.9483 | -695.9033 | -695.9033 | 3.2649e-75 | 1.2649e-75 | -3.3527e-77 | 0 | -695.9033 |  | -1246.2944 | #DIV/0! | #DIV/0! | 50.5 | 1 | #DIV/0! | 1 | #DIV/0! | #DIV/0! |  |  | 1
0 | 0 | 0 | 0 |  | 1 | 17:16 | 7520 |  | 1201.339 | -696.294 | -696.294 | 2.9384e-75 | 1.1384e-75 | -3.0175e-77 | 0 | -696.294 |  | -1246.685 | #DIV/0! | #DIV/0! | 50.5 | 1 | #DIV/0! | 1 | #DIV/0! | #DIV/0! |  |  | 1
0 | 0 | 0 | 0 |  | 1 | 17:16 | 7524 |  | 1201.7297 | -696.6847 | -696.6847 | 2.6446e-75 | 1.0246e-75 | -2.7157e-77 | 0 | -696.6847 |  | -1247.0757 | #DIV/0! | #DIV/0! | 50.5 | 1 | #DIV/0! | 1 | #DIV/0! | #DIV/0! |  |  | 1
0 | 0 | 0 | 0 |  | 1 | 17:16 | 7528 |  | 1202.1203 | -697.0753 | -697.0753 | 2.3801e-75 | 9.221e-76 | -2.4441e-77 | 0 | -697.0753 |  | -1247.4664 | #DIV/0! | #DIV/0! | 50.5 | 1 | #DIV/0! | 1 | #DIV/0! | #DIV/0! |  |  | 1
0 | 0 | 0 | 0 |  | 1 | 17:16 | 7532 |  | 1202.511 | -697.466 | -697.466 | 2.1421e-75 | 8.2989e-76 | -2.1997e-77 | 0 | -697.466 |  | -1247.857 | #DIV/0! | #DIV/0! | 50.5 | 1 | #DIV/0! | 1 | #DIV/0! | #DIV/0! |  |  | 1
0 | 0 | 0 | 0 |  | 1 | 17:16 | 7536 |  | 1202.9017 | -697.8567 | -697.8567 | 1.9279e-75 | 7.469e-76 | -1.9798e-77 | 0 | -697.8567 |  | -1248.2477 | #DIV/0! | #DIV/0! | 50.5 | 1 | #DIV/0! | 1 | #DIV/0! | #DIV/0! |  |  | 1
0 | 0 | 0 | 0 |  | 1 | 17:16 | 7540 |  | 1203.2923 | -698.2473 | -698.2473 | 1.7351e-75 | 6.7221e-76 | -1.7818e-77 | 0 | -698.2473 |  | -1248.6384 | #DIV/0! | #DIV/0! | 50.5 | 1 | #DIV/0! | 1 | #DIV/0! | #DIV/0! |  |  | 1
0 | 0 | 0 | 0 |  | 1 | 17:17 | 7544 |  | 1203.683 | -698.638 | -698.638 | 1.5616e-75 | 6.0499e-76 | -1.6036e-77 | 0 | -698.638 |  | -1249.029 | #DIV/0! | #DIV/0! | 50.5 | 1 | #DIV/0! | 1 | #DIV/0! | #DIV/0! |  |  | 1
0 | 0 | 0 | 0 |  | 1 | 17:17 | 7548 |  | 1204.0737 | -699.0287 | -699.0287 | 1.4054e-75 | 5.4449e-76 | -1.4432e-77 | 0 | -699.0287 |  | -1249.4197 | #DIV/0! | #DIV/0! | 50.5 | 1 | #DIV/0! | 1 | #DIV/0! | #DIV/0! |  |  | 1
0 | 0 | 0 | 0 |  | 1 | 17:17 | 7552 |  | 1204.4643 | -699.4193 | -699.4193 | 1.2649e-75 | 4.9004e-76 | -1.2989e-77 | 0 | -699.4193 |  | -1249.8104 | #DIV/0! | #DIV/0! | 50.5 | 1 | #DIV/0! | 1 | #DIV/0! | #DIV/0! |  |  | 1
0 | 0 | 0 | 0 |  | 1 | 17:17 | 7556 |  | 1204.855 | -699.81 | -699.81 | 1.1384e-75 | 4.4104e-76 | -1.169e-77 | 0 | -699.81 |  | -1250.201 | #DIV/0! | #DIV/0! | 50.5 | 1 | #DIV/0! | 1 | #DIV/0! | #DIV/0! |  |  | 1
0 | 0 | 0 | 0 |  | 1 | 17:17 | 7560 |  | 1205.2457 | -700.2007 | -700.2007 | 1.0246e-75 | 3.9694e-76 | -1.0521e-77 | 0 | -700.2007 |  | -1250.5917 | #DIV/0! | #DIV/0! | 50.5 | 1 | #DIV/0! | 1 | #DIV/0! | #DIV/0! |  |  | 1
0 | 0 | 0 | 0 |  | 1 | 17:17 | 7564 |  | 1205.6363 | -700.5913 | -700.5913 | 9.221e-76 | 3.5724e-76 | -9.4691e-78 | 0 | -700.5913 |  | -1250.9824 | #DIV/0! | #DIV/0! | 50.5 | 1 | #DIV/0! | 1 | #DIV/0! | #DIV/0! |  |  | 1
0 | 0 | 0 | 0 |  | 1 | 17:17 | 7568 |  | 1206.027 | -700.982 | -700.982 | 8.2989e-76 | 3.2152e-76 | -8.5222e-78 | 0 | -700.982 |  | -1251.373 | #DIV/0! | #DIV/0! | 50.5 | 1 | #DIV/0! | 1 | #DIV/0! | #DIV/0! |  |  | 1
0 | 0 | 0 | 0 |  | 1 | 17:17 | 7572 |  | 1206.4177 | -701.3727 | -701.3727 | 7.469e-76 | 2.8937e-76 | -7.67e-78 | 0 | -701.3727 |  | -1251.7637 | #DIV/0! | #DIV/0! | 50.5 | 1 | #DIV/0! | 1 | #DIV/0! | #DIV/0! |  |  | 1
0 | 0 | 0 | 0 |  | 1 | 17:17 | 7576 |  | 1206.8083 | -701.7633 | -701.7633 | 6.7221e-76 | 2.6043e-76 | -6.903e-78 | 0 | -701.7633 |  | -1252.1544 | #DIV/0! | #DIV/0! | 50.5 | 1 | #DIV/0! | 1 | #DIV/0! | #DIV/0! |  |  | 1
0 | 0 | 0 | 0 |  | 1 | 17:17 | 7580 |  | 1207.199 | -702.154 | -702.154 | 6.0499e-76 | 2.3439e-76 | -6.2127e-78 | 0 | -702.154 |  | -1252.545 | #DIV/0! | #DIV/0! | 50.5 | 1 | #DIV/0! | 1 | #DIV/0! | #DIV/0! |  |  | 1
0 | 0 | 0 | 0 |  | 1 | 17:17 | 7584 |  | 1207.5897 | -702.5447 | -702.5447 | 5.4449e-76 | 2.1095e-76 | -5.5914e-78 | 0 | -702.5447 |  | -1252.9357 | #DIV/0! | #DIV/0! | 50.5 | 1 | #DIV/0! | 1 | #DIV/0! | #DIV/0! |  |  | 1
0 | 0 | 0 | 0 |  | 1 | 17:17 | 7588 |  | 1207.9803 | -702.9353 | -702.9353 | 4.9004e-76 | 1.8985e-76 | -5.0323e-78 | 0 | -702.9353 |  | -1253.3264 | #DIV/0! | #DIV/0! | 50.5 | 1 | #DIV/0! | 1 | #DIV/0! | #DIV/0! |  |  | 1
0 | 0 | 0 | 0 |  | 1 | 17:17 | 7592 |  | 1208.371 | -703.326 | -703.326 | 4.4104e-76 | 1.7087e-76 | -4.5291e-78 | 0 | -703.326 |  | -1253.717 | #DIV/0! | #DIV/0! | 50.5 | 1 | #DIV/0! | 1 | #DIV/0! | #DIV/0! |  |  | 1
0 | 0 | 0 | 0 |  | 1 | 17:17 | 7596 |  | 1208.7617 | -703.7167 | -703.7167 | 3.9694e-76 | 1.5378e-76 | -4.0761e-78 | 0 | -703.7167 |  | -1254.1077 | #DIV/0! | #DIV/0! | 50.5 | 1 | #DIV/0! | 1 | #DIV/0! | #DIV/0! |  |  | 1
0 | 0 | 0 | 0 |  | 1 | 17:17 | 7600 |  | 1209.1523 | -704.1073 | -704.1073 | 3.5724e-76 | 1.384e-76 | -3.6685e-78 | 0 | -704.1073 |  | -1254.4984 | #DIV/0! | #DIV/0! | 50.5 | 1 | #DIV/0! | 1 | #DIV/0! | #DIV/0! |  |  | 1
0 | 0 | 0 | 0 |  | 1 | 17:18 | 7604 |  | 1209.543 | -704.498 | -704.498 | 3.2152e-76 | 1.2456e-76 | -3.3017e-78 | 0 | -704.498 |  | -1254.889 | #DIV/0! | #DIV/0! | 50.5 | 1 | #DIV/0! | 1 | #DIV/0! | #DIV/0! |  |  | 1
0 | 0 | 0 | 0 |  | 1 | 17:18 | 7608 |  | 1209.9337 | -704.8887 | -704.8887 | 2.8937e-76 | 1.1211e-76 | -2.9715e-78 | 0 | -704.8887 |  | -1255.2797 | #DIV/0! | #DIV/0! | 50.5 | 1 | #DIV/0! | 1 | #DIV/0! | #DIV/0! |  |  | 1
0 | 0 | 0 | 0 |  | 1 | 17:18 | 7612 |  | 1210.3243 | -705.2793 | -705.2793 | 2.6043e-76 | 1.009e-76 | -2.6744e-78 | 0 | -705.2793 |  | -1255.6704 | #DIV/0! | #DIV/0! | 50.5 | 1 | #DIV/0! | 1 | #DIV/0! | #DIV/0! |  |  | 1
0 | 0 | 0 | 0 |  | 1 | 17:18 | 7616 |  | 1210.715 | -705.67 | -705.67 | 2.3439e-76 | 9.0806e-77 | -2.4069e-78 | 0 | -705.67 |  | -1256.061 | #DIV/0! | #DIV/0! | 50.5 | 1 | #DIV/0! | 1 | #DIV/0! | #DIV/0! |  |  | 1
0 | 0 | 0 | 0 |  | 1 | 17:18 | 7620 |  | 1211.1057 | -706.0607 | -706.0607 | 2.1095e-76 | 8.1726e-77 | -2.1662e-78 | 0 | -706.0607 |  | -1256.4517 | #DIV/0! | #DIV/0! | 50.5 | 1 | #DIV/0! | 1 | #DIV/0! | #DIV/0! |  |  | 1
0 | 0 | 0 | 0 |  | 1 | 17:18 | 7624 |  | 1211.4963 | -706.4513 | -706.4513 | 1.8985e-76 | 7.3553e-77 | -1.9496e-78 | 0 | -706.4513 |  | -1256.8424 | #DIV/0! | #DIV/0! | 50.5 | 1 | #DIV/0! | 1 | #DIV/0! | #DIV/0! |  |  | 1
0 | 0 | 0 | 0 |  | 1 | 17:18 | 7628 |  | 1211.887 | -706.842 | -706.842 | 1.7087e-76 | 6.6198e-77 | -1.7546e-78 | 0 | -706.842 |  | -1257.233 | #DIV/0! | #DIV/0! | 50.5 | 1 | #DIV/0! | 1 | #DIV/0! | #DIV/0! |  |  | 1
0 | 0 | 0 | 0 |  | 1 | 17:18 | 7632 |  | 1212.2777 | -707.2327 | -707.2327 | 1.5378e-76 | 5.9578e-77 | -1.5792e-78 | 0 | -707.2327 |  | -1257.6237 | #DIV/0! | #DIV/0! | 50.5 | 1 | #DIV/0! | 1 | #DIV/0! | #DIV/0! |  |  | 1
0 | 0 | 0 | 0 |  | 1 | 17:18 | 7636 |  | 1212.6683 | -707.6233 | -707.6233 | 1.384e-76 | 5.362e-77 | -1.4213e-78 | 0 | -707.6233 |  | -1258.0144 | #DIV/0! | #DIV/0! | 50.5 | 1 | #DIV/0! | 1 | #DIV/0! | #DIV/0! |  |  | 1
0 | 0 | 0 | 0 |  | 1 | 17:18 | 7640 |  | 1213.059 | -708.014 | -708.014 | 1.2456e-76 | 4.8258e-77 | -1.2791e-78 | 0 | -708.014 |  | -1258.405 | #DIV/0! | #DIV/0! | 50.5 | 1 | #DIV/0! | 1 | #DIV/0! | #DIV/0! |  |  | 1
0 | 0 | 0 | 0 |  | 1 | 17:18 | 7644 |  | 1213.4497 | -708.4047 | -708.4047 | 1.1211e-76 | 4.3432e-77 | -1.1512e-78 | 0 | -708.4047 |  | -1258.7957 | #DIV/0! | #DIV/0! | 50.5 | 1 | #DIV/0! | 1 | #DIV/0! | #DIV/0! |  |  | 1
0 | 0 | 0 | 0 |  | 1 | 17:18 | 7648 |  | 1213.8403 | -708.7953 | -708.7953 | 1.009e-76 | 3.9089e-77 | -1.0361e-78 | 0 | -708.7953 |  | -1259.1864 | #DIV/0! | #DIV/0! | 50.5 | 1 | #DIV/0! | 1 | #DIV/0! | #DIV/0! |  |  | 1
0 | 0 | 0 | 0 |  | 1 | 17:18 | 7652 |  | 1214.231 | -709.186 | -709.186 | 9.0806e-77 | 3.518e-77 | -9.3249e-79 | 0 | -709.186 |  | -1259.577 | #DIV/0! | #DIV/0! | 50.5 | 1 | #DIV/0! | 1 | #DIV/0! | #DIV/0! |  |  | 1
0 | 0 | 0 | 0 |  | 1 | 17:18 | 7656 |  | 1214.6217 | -709.5767 | -709.5767 | 8.1726e-77 | 3.1662e-77 | -8.3924e-79 | 0 | -709.5767 |  | -1259.9677 | #DIV/0! | #DIV/0! | 50.5 | 1 | #DIV/0! | 1 | #DIV/0! | #DIV/0! |  |  | 1
0 | 0 | 0 | 0 |  | 1 | 17:18 | 7660 |  | 1215.0123 | -709.9673 | -709.9673 | 7.3553e-77 | 2.8496e-77 | -7.5532e-79 | 0 | -709.9673 |  | -1260.3584 | #DIV/0! | #DIV/0! | 50.5 | 1 | #DIV/0! | 1 | #DIV/0! | #DIV/0! |  |  | 1
0 | 0 | 0 | 0 |  | 1 | 17:19 | 7664 |  | 1215.403 | -710.358 | -710.358 | 6.6198e-77 | 2.5646e-77 | -6.7979e-79 | 0 | -710.358 |  | -1260.749 | #DIV/0! | #DIV/0! | 50.5 | 1 | #DIV/0! | 1 | #DIV/0! | #DIV/0! |  |  | 1
0 | 0 | 0 | 0 |  | 1 | 17:19 | 7668 |  | 1215.7937 | -710.7487 | -710.7487 | 5.9578e-77 | 2.3082e-77 | -6.1181e-79 | 0 | -710.7487 |  | -1261.1397 | #DIV/0! | #DIV/0! | 50.5 | 1 | #DIV/0! | 1 | #DIV/0! | #DIV/0! |  |  | 1
0 | 0 | 0 | 0 |  | 1 | 17:19 | 7672 |  | 1216.1843 | -711.1393 | -711.1393 | 5.362e-77 | 2.0774e-77 | -5.5063e-79 | 0 | -711.1393 |  | -1261.5304 | #DIV/0! | #DIV/0! | 50.5 | 1 | #DIV/0! | 1 | #DIV/0! | #DIV/0! |  |  | 1
0 | 0 | 0 | 0 |  | 1 | 17:19 | 7676 |  | 1216.575 | -711.53 | -711.53 | 4.8258e-77 | 1.8696e-77 | -4.9556e-79 | 0 | -711.53 |  | -1261.921 | #DIV/0! | #DIV/0! | 50.5 | 1 | #DIV/0! | 1 | #DIV/0! | #DIV/0! |  |  | 1
0 | 0 | 0 | 0 |  | 1 | 17:19 | 7680 |  | 1216.9657 | -711.9207 | -711.9207 | 4.3432e-77 | 1.6827e-77 | -4.4601e-79 | 0 | -711.9207 |  | -1262.3117 | #DIV/0! | #DIV/0! | 50.5 | 1 | #DIV/0! | 1 | #DIV/0! | #DIV/0! |  |  | 1
0 | 0 | 0 | 0 |  | 1 | 17:19 | 7684 |  | 1217.3563 | -712.3113 | -712.3113 | 3.9089e-77 | 1.5144e-77 | -4.0141e-79 | 0 | -712.3113 |  | -1262.7024 | #DIV/0! | #DIV/0! | 50.5 | 1 | #DIV/0! | 1 | #DIV/0! | #DIV/0! |  |  | 1
0 | 0 | 0 | 0 |  | 1 | 17:19 | 7688 |  | 1217.747 | -712.702 | -712.702 | 3.518e-77 | 1.363e-77 | -3.6127e-79 | 0 | -712.702 |  | -1263.093 | #DIV/0! | #DIV/0! | 50.5 | 1 | #DIV/0! | 1 | #DIV/0! | #DIV/0! |  |  | 1
0 | 0 | 0 | 0 |  | 1 | 17:19 | 7692 |  | 1218.1377 | -713.0927 | -713.0927 | 3.1662e-77 | 1.2267e-77 | -3.2514e-79 | 0 | -713.0927 |  | -1263.4837 | #DIV/0! | #DIV/0! | 50.5 | 1 | #DIV/0! | 1 | #DIV/0! | #DIV/0! |  |  | 1
0 | 0 | 0 | 0 |  | 1 | 17:19 | 7696 |  | 1218.5283 | -713.4833 | -713.4833 | 2.8496e-77 | 1.104e-77 | -2.9263e-79 | 0 | -713.4833 |  | -1263.8744 | #DIV/0! | #DIV/0! | 50.5 | 1 | #DIV/0! | 1 | #DIV/0! | #DIV/0! |  |  | 1
0 | 0 | 0 | 0 |  | 1 | 17:19 | 7700 |  | 1218.919 | -713.874 | -713.874 | 2.5646e-77 | 9.9359e-78 | -2.6336e-79 | 0 | -713.874 |  | -1264.265 | #DIV/0! | #DIV/0! | 50.5 | 1 | #DIV/0! | 1 | #DIV/0! | #DIV/0! |  |  | 1
0 | 0 | 0 | 0 |  | 1 | 17:19 | 7704 |  | 1219.3097 | -714.2647 | -714.2647 | 2.3082e-77 | 8.9423e-78 | -2.3703e-79 | 0 | -714.2647 |  | -1264.6557 | #DIV/0! | #DIV/0! | 50.5 | 1 | #DIV/0! | 1 | #DIV/0! | #DIV/0! |  |  | 1
0 | 0 | 0 | 0 |  | 1 | 17:19 | 7708 |  | 1219.7003 | -714.6553 | -714.6553 | 2.0774e-77 | 8.0481e-78 | -2.1332e-79 | 0 | -714.6553 |  | -1265.0464 | #DIV/0! | #DIV/0! | 50.5 | 1 | #DIV/0! | 1 | #DIV/0! | #DIV/0! |  |  | 1
0 | 0 | 0 | 0 |  | 1 | 17:19 | 7712 |  | 1220.091 | -715.046 | -715.046 | 1.8696e-77 | 7.2433e-78 | -1.9199e-79 | 0 | -715.046 |  | -1265.437 | #DIV/0! | #DIV/0! | 50.5 | 1 | #DIV/0! | 1 | #DIV/0! | #DIV/0! |  |  | 1
0 | 0 | 0 | 0 |  | 1 | 17:19 | 7716 |  | 1220.4817 | -715.4367 | -715.4367 | 1.6827e-77 | 6.519e-78 | -1.7279e-79 | 0 | -715.4367 |  | -1265.8277 | #DIV/0! | #DIV/0! | 50.5 | 1 | #DIV/0! | 1 | #DIV/0! | #DIV/0! |  |  | 1
0 | 0 | 0 | 0 |  | 1 | 17:19 | 7720 |  | 1220.8723 | -715.8273 | -715.8273 | 1.5144e-77 | 5.8671e-78 | -1.5551e-79 | 0 | -715.8273 |  | -1266.2184 | #DIV/0! | #DIV/0! | 50.5 | 1 | #DIV/0! | 1 | #DIV/0! | #DIV/0! |  |  | 1
0 | 0 | 0 | 0 |  | 1 | 17:20 | 7724 |  | 1221.263 | -716.218 | -716.218 | 1.363e-77 | 5.2804e-78 | -1.3996e-79 | 0 | -716.218 |  | -1266.609 | #DIV/0! | #DIV/0! | 50.5 | 1 | #DIV/0! | 1 | #DIV/0! | #DIV/0! |  |  | 1
0 | 0 | 0 | 0 |  | 1 | 17:20 | 7728 |  | 1221.6537 | -716.6087 | -716.6087 | 1.2267e-77 | 4.7523e-78 | -1.2597e-79 | 0 | -716.6087 |  | -1266.9997 | #DIV/0! | #DIV/0! | 50.5 | 1 | #DIV/0! | 1 | #DIV/0! | #DIV/0! |  |  | 1
0 | 0 | 0 | 0 |  | 1 | 17:20 | 7732 |  | 1222.0443 | -716.9993 | -716.9993 | 1.104e-77 | 4.2771e-78 | -1.1337e-79 | 0 | -716.9993 |  | -1267.3904 | #DIV/0! | #DIV/0! | 50.5 | 1 | #DIV/0! | 1 | #DIV/0! | #DIV/0! |  |  | 1
0 | 0 | 0 | 0 |  | 1 | 17:20 | 7736 |  | 1222.435 | -717.39 | -717.39 | 9.9359e-78 | 3.8494e-78 | -1.0203e-79 | 0 | -717.39 |  | -1267.781 | #DIV/0! | #DIV/0! | 50.5 | 1 | #DIV/0! | 1 | #DIV/0! | #DIV/0! |  |  | 1
0 | 0 | 0 | 0 |  | 1 | 17:20 | 7740 |  | 1222.8257 | -717.7807 | -717.7807 | 8.9423e-78 | 3.4644e-78 | -9.1829e-80 | 0 | -717.7807 |  | -1268.1717 | #DIV/0! | #DIV/0! | 50.5 | 1 | #DIV/0! | 1 | #DIV/0! | #DIV/0! |  |  | 1
0 | 0 | 0 | 0 |  | 1 | 17:20 | 7744 |  | 1223.2163 | -718.1713 | -718.1713 | 8.0481e-78 | 3.118e-78 | -8.2646e-80 | 0 | -718.1713 |  | -1268.5624 | #DIV/0! | #DIV/0! | 50.5 | 1 | #DIV/0! | 1 | #DIV/0! | #DIV/0! |  |  | 1
0 | 0 | 0 | 0 |  | 1 | 17:20 | 7748 |  | 1223.607 | -718.562 | -718.562 | 7.2433e-78 | 2.8062e-78 | -7.4382e-80 | 0 | -718.562 |  | -1268.953 | #DIV/0! | #DIV/0! | 50.5 | 1 | #DIV/0! | 1 | #DIV/0! | #DIV/0! |  |  | 1
0 | 0 | 0 | 0 |  | 1 | 17:20 | 7752 |  | 1223.9977 | -718.9527 | -718.9527 | 6.519e-78 | 2.5256e-78 | -6.6943e-80 | 0 | -718.9527 |  | -1269.3437 | #DIV/0! | #DIV/0! | 50.5 | 1 | #DIV/0! | 1 | #DIV/0! | #DIV/0! |  |  | 1
0 | 0 | 0 | 0 |  | 1 | 17:20 | 7756 |  | 1224.3883 | -719.3433 | -719.3433 | 5.8671e-78 | 2.273e-78 | -6.0249e-80 | 0 | -719.3433 |  | -1269.7344 | #DIV/0! | #DIV/0! | 50.5 | 1 | #DIV/0! | 1 | #DIV/0! | #DIV/0! |  |  | 1
0 | 0 | 0 | 0 |  | 1 | 17:20 | 7760 |  | 1224.779 | -719.734 | -719.734 | 5.2804e-78 | 2.0457e-78 | -5.4224e-80 | 0 | -719.734 |  | -1270.125 | #DIV/0! | #DIV/0! | 50.5 | 1 | #DIV/0! | 1 | #DIV/0! | #DIV/0! |  |  | 1
0 | 0 | 0 | 0 |  | 1 | 17:20 | 7764 |  | 1225.1697 | -720.1247 | -720.1247 | 4.7523e-78 | 1.8411e-78 | -4.8802e-80 | 0 | -720.1247 |  | -1270.5157 | #DIV/0! | #DIV/0! | 50.5 | 1 | #DIV/0! | 1 | #DIV/0! | #DIV/0! |  |  | 1
0 | 0 | 0 | 0 |  | 1 | 17:20 | 7768 |  | 1225.5603 | -720.5153 | -720.5153 | 4.2771e-78 | 1.657e-78 | -4.3922e-80 | 0 | -720.5153 |  | -1270.9064 | #DIV/0! | #DIV/0! | 50.5 | 1 | #DIV/0! | 1 | #DIV/0! | #DIV/0! |  |  | 1
0 | 0 | 0 | 0 |  | 1 | 17:20 | 7772 |  | 1225.951 | -720.906 | -720.906 | 3.8494e-78 | 1.4913e-78 | -3.9529e-80 | 0 | -720.906 |  | -1271.297 | #DIV/0! | #DIV/0! | 50.5 | 1 | #DIV/0! | 1 | #DIV/0! | #DIV/0! |  |  | 1
0 | 0 | 0 | 0 |  | 1 | 17:20 | 7776 |  | 1226.3417 | -721.2967 | -721.2967 | 3.4644e-78 | 1.3422e-78 | -3.5576e-80 | 0 | -721.2967 |  | -1271.6877 | #DIV/0! | #DIV/0! | 50.5 | 1 | #DIV/0! | 1 | #DIV/0! | #DIV/0! |  |  | 1
0 | 0 | 0 | 0 |  | 1 | 17:20 | 7780 |  | 1226.7323 | -721.6873 | -721.6873 | 3.118e-78 | 1.208e-78 | -3.2019e-80 | 0 | -721.6873 |  | -1272.0784 | #DIV/0! | #DIV/0! | 50.5 | 1 | #DIV/0! | 1 | #DIV/0! | #DIV/0! |  |  | 1
0 | 0 | 0 | 0 |  | 1 | 17:21 | 7784 |  | 1227.123 | -722.078 | -722.078 | 2.8062e-78 | 1.0872e-78 | -2.8817e-80 | 0 | -722.078 |  | -1272.469 | #DIV/0! | #DIV/0! | 50.5 | 1 | #DIV/0! | 1 | #DIV/0! | #DIV/0! |  |  | 1
0 | 0 | 0 | 0 |  | 1 | 17:21 | 7788 |  | 1227.5137 | -722.4687 | -722.4687 | 2.5256e-78 | 9.7846e-79 | -2.5935e-80 | 0 | -722.4687 |  | -1272.8597 | #DIV/0! | #DIV/0! | 50.5 | 1 | #DIV/0! | 1 | #DIV/0! | #DIV/0! |  |  | 1
0 | 0 | 0 | 0 |  | 1 | 17:21 | 7792 |  | 1227.9043 | -722.8593 | -722.8593 | 2.273e-78 | 8.8061e-79 | -2.3342e-80 | 0 | -722.8593 |  | -1273.2504 | #DIV/0! | #DIV/0! | 50.5 | 1 | #DIV/0! | 1 | #DIV/0! | #DIV/0! |  |  | 1
0 | 0 | 0 | 0 |  | 1 | 17:21 | 7796 |  | 1228.295 | -723.25 | -723.25 | 2.0457e-78 | 7.9255e-79 | -2.1008e-80 | 0 | -723.25 |  | -1273.641 | #DIV/0! | #DIV/0! | 50.5 | 1 | #DIV/0! | 1 | #DIV/0! | #DIV/0! |  |  | 1
0 | 0 | 0 | 0 |  | 1 | 17:21 | 7800 |  | 1228.6857 | -723.6407 | -723.6407 | 1.8411e-78 | 7.133e-79 | -1.8907e-80 | 0 | -723.6407 |  | -1274.0317 | #DIV/0! | #DIV/0! | 50.5 | 1 | #DIV/0! | 1 | #DIV/0! | #DIV/0! |  |  | 1
0 | 0 | 0 | 0 |  | 1 | 17:21 | 7804 |  | 1229.0763 | -724.0313 | -724.0313 | 1.657e-78 | 6.4197e-79 | -1.7016e-80 | 0 | -724.0313 |  | -1274.4224 | #DIV/0! | #DIV/0! | 50.5 | 1 | #DIV/0! | 1 | #DIV/0! | #DIV/0! |  |  | 1
0 | 0 | 0 | 0 |  | 1 | 17:21 | 7808 |  | 1229.467 | -724.422 | -724.422 | 1.4913e-78 | 5.7777e-79 | -1.5314e-80 | 0 | -724.422 |  | -1274.813 | #DIV/0! | #DIV/0! | 50.5 | 1 | #DIV/0! | 1 | #DIV/0! | #DIV/0! |  |  | 1
0 | 0 | 0 | 0 |  | 1 | 17:21 | 7812 |  | 1229.8577 | -724.8127 | -724.8127 | 1.3422e-78 | 5.1999e-79 | -1.3783e-80 | 0 | -724.8127 |  | -1275.2037 | #DIV/0! | #DIV/0! | 50.5 | 1 | #DIV/0! | 1 | #DIV/0! | #DIV/0! |  |  | 1
0 | 0 | 0 | 0 |  | 1 | 17:21 | 7816 |  | 1230.2483 | -725.2033 | -725.2033 | 1.208e-78 | 4.6799e-79 | -1.2405e-80 | 0 | -725.2033 |  | -1275.5944 | #DIV/0! | #DIV/0! | 50.5 | 1 | #DIV/0! | 1 | #DIV/0! | #DIV/0! |  |  | 1
0 | 0 | 0 | 0 |  | 1 | 17:21 | 7820 |  | 1230.639 | -725.594 | -725.594 | 1.0872e-78 | 4.2119e-79 | -1.1164e-80 | 0 | -725.594 |  | -1275.985 | #DIV/0! | #DIV/0! | 50.5 | 1 | #DIV/0! | 1 | #DIV/0! | #DIV/0! |  |  | 1
0 | 0 | 0 | 0 |  | 1 | 17:21 | 7824 |  | 1231.0297 | -725.9847 | -725.9847 | 9.7846e-79 | 3.7908e-79 | -1.0048e-80 | 0 | -725.9847 |  | -1276.3757 | #DIV/0! | #DIV/0! | 50.5 | 1 | #DIV/0! | 1 | #DIV/0! | #DIV/0! |  |  | 1
0 | 0 | 0 | 0 |  | 1 | 17:21 | 7828 |  | 1231.4203 | -726.3753 | -726.3753 | 8.8061e-79 | 3.4117e-79 | -9.0431e-81 | 0 | -726.3753 |  | -1276.7664 | #DIV/0! | #DIV/0! | 50.5 | 1 | #DIV/0! | 1 | #DIV/0! | #DIV/0! |  |  | 1
0 | 0 | 0 | 0 |  | 1 | 17:21 | 7832 |  | 1231.811 | -726.766 | -726.766 | 7.9255e-79 | 3.0705e-79 | -8.1387e-81 | 0 | -726.766 |  | -1277.157 | #DIV/0! | #DIV/0! | 50.5 | 1 | #DIV/0! | 1 | #DIV/0! | #DIV/0! |  |  | 1
0 | 0 | 0 | 0 |  | 1 | 17:21 | 7836 |  | 1232.2017 | -727.1567 | -727.1567 | 7.133e-79 | 2.7635e-79 | -7.3249e-81 | 0 | -727.1567 |  | -1277.5477 | #DIV/0! | #DIV/0! | 50.5 | 1 | #DIV/0! | 1 | #DIV/0! | #DIV/0! |  |  | 1
0 | 0 | 0 | 0 |  | 1 | 17:21 | 7840 |  | 1232.5923 | -727.5473 | -727.5473 | 6.4197e-79 | 2.4871e-79 | -6.5924e-81 | 0 | -727.5473 |  | -1277.9384 | #DIV/0! | #DIV/0! | 50.5 | 1 | #DIV/0! | 1 | #DIV/0! | #DIV/0! |  |  | 1
0 | 0 | 0 | 0 |  | 1 | 17:22 | 7844 |  | 1232.983 | -727.938 | -727.938 | 5.7777e-79 | 2.2384e-79 | -5.9331e-81 | 0 | -727.938 |  | -1278.329 | #DIV/0! | #DIV/0! | 50.5 | 1 | #DIV/0! | 1 | #DIV/0! | #DIV/0! |  |  | 1
0 | 0 | 0 | 0 |  | 1 | 17:22 | 7848 |  | 1233.3737 | -728.3287 | -728.3287 | 5.1999e-79 | 2.0146e-79 | -5.3398e-81 | 0 | -728.3287 |  | -1278.7197 | #DIV/0! | #DIV/0! | 50.5 | 1 | #DIV/0! | 1 | #DIV/0! | #DIV/0! |  |  | 1
0 | 0 | 0 | 0 |  | 1 | 17:22 | 7852 |  | 1233.7643 | -728.7193 | -728.7193 | 4.6799e-79 | 1.8131e-79 | -4.8059e-81 | 0 | -728.7193 |  | -1279.1104 | #DIV/0! | #DIV/0! | 50.5 | 1 | #DIV/0! | 1 | #DIV/0! | #DIV/0! |  |  | 1
0 | 0 | 0 | 0 |  | 1 | 17:22 | 7856 |  | 1234.155 | -729.11 | -729.11 | 4.2119e-79 | 1.6318e-79 | -4.3253e-81 | 0 | -729.11 |  | -1279.501 | #DIV/0! | #DIV/0! | 50.5 | 1 | #DIV/0! | 1 | #DIV/0! | #DIV/0! |  |  | 1
0 | 0 | 0 | 0 |  | 1 | 17:22 | 7860 |  | 1234.5457 | -729.5007 | -729.5007 | 3.7908e-79 | 1.4686e-79 | -3.8927e-81 | 0 | -729.5007 |  | -1279.8917 | #DIV/0! | #DIV/0! | 50.5 | 1 | #DIV/0! | 1 | #DIV/0! | #DIV/0! |  |  | 1
0 | 0 | 0 | 0 |  | 1 | 17:22 | 7864 |  | 1234.9363 | -729.8913 | -729.8913 | 3.4117e-79 | 1.3218e-79 | -3.5035e-81 | 0 | -729.8913 |  | -1280.2824 | #DIV/0! | #DIV/0! | 50.5 | 1 | #DIV/0! | 1 | #DIV/0! | #DIV/0! |  |  | 1
0 | 0 | 0 | 0 |  | 1 | 17:22 | 7868 |  | 1235.327 | -730.282 | -730.282 | 3.0705e-79 | 1.1896e-79 | -3.1531e-81 | 0 | -730.282 |  | -1280.673 | #DIV/0! | #DIV/0! | 50.5 | 1 | #DIV/0! | 1 | #DIV/0! | #DIV/0! |  |  | 1
0 | 0 | 0 | 0 |  | 1 | 17:22 | 7872 |  | 1235.7177 | -730.6727 | -730.6727 | 2.7635e-79 | 1.0706e-79 | -2.8378e-81 | 0 | -730.6727 |  | -1281.0637 | #DIV/0! | #DIV/0! | 50.5 | 1 | #DIV/0! | 1 | #DIV/0! | #DIV/0! |  |  | 1
0 | 0 | 0 | 0 |  | 1 | 17:22 | 7876 |  | 1236.1083 | -731.0633 | -731.0633 | 2.4871e-79 | 9.6356e-80 | -2.554e-81 | 0 | -731.0633 |  | -1281.4544 | #DIV/0! | #DIV/0! | 50.5 | 1 | #DIV/0! | 1 | #DIV/0! | #DIV/0! |  |  | 1
0 | 0 | 0 | 0 |  | 1 | 17:22 | 7880 |  | 1236.499 | -731.454 | -731.454 | 2.2384e-79 | 8.672e-80 | -2.2986e-81 | 0 | -731.454 |  | -1281.845 | #DIV/0! | #DIV/0! | 50.5 | 1 | #DIV/0! | 1 | #DIV/0! | #DIV/0! |  |  | 1
0 | 0 | 0 | 0 |  | 1 | 17:22 | 7884 |  | 1236.8897 | -731.8447 | -731.8447 | 2.0146e-79 | 7.8048e-80 | -2.0688e-81 | 0 | -731.8447 |  | -1282.2357 | #DIV/0! | #DIV/0! | 50.5 | 1 | #DIV/0! | 1 | #DIV/0! | #DIV/0! |  |  | 1
0 | 0 | 0 | 0 |  | 1 | 17:22 | 7888 |  | 1237.2803 | -732.2353 | -732.2353 | 1.8131e-79 | 7.0243e-80 | -1.8619e-81 | 0 | -732.2353 |  | -1282.6264 | #DIV/0! | #DIV/0! | 50.5 | 1 | #DIV/0! | 1 | #DIV/0! | #DIV/0! |  |  | 1
0 | 0 | 0 | 0 |  | 1 | 17:22 | 7892 |  | 1237.671 | -732.626 | -732.626 | 1.6318e-79 | 6.3219e-80 | -1.6757e-81 | 0 | -732.626 |  | -1283.017 | #DIV/0! | #DIV/0! | 50.5 | 1 | #DIV/0! | 1 | #DIV/0! | #DIV/0! |  |  | 1
0 | 0 | 0 | 0 |  | 1 | 17:22 | 7896 |  | 1238.0617 | -733.0167 | -733.0167 | 1.4686e-79 | 5.6897e-80 | -1.5081e-81 | 0 | -733.0167 |  | -1283.4077 | #DIV/0! | #DIV/0! | 50.5 | 1 | #DIV/0! | 1 | #DIV/0! | #DIV/0! |  |  | 1
0 | 0 | 0 | 0 |  | 1 | 17:22 | 7900 |  | 1238.4523 | -733.4073 | -733.4073 | 1.3218e-79 | 5.1207e-80 | -1.3573e-81 | 0 | -733.4073 |  | -1283.7984 | #DIV/0! | #DIV/0! | 50.5 | 1 | #DIV/0! | 1 | #DIV/0! | #DIV/0! |  |  | 1
0 | 0 | 0 | 0 |  | 1 | 17:23 | 7904 |  | 1238.843 | -733.798 | -733.798 | 1.1896e-79 | 4.6087e-80 | -1.2216e-81 | 0 | -733.798 |  | -1284.189 | #DIV/0! | #DIV/0! | 50.5 | 1 | #DIV/0! | 1 | #DIV/0! | #DIV/0! |  |  | 1
0 | 0 | 0 | 0 |  | 1 | 17:23 | 7908 |  | 1239.2337 | -734.1887 | -734.1887 | 1.0706e-79 | 4.1478e-80 | -1.0994e-81 | 0 | -734.1887 |  | -1284.5797 | #DIV/0! | #DIV/0! | 50.5 | 1 | #DIV/0! | 1 | #DIV/0! | #DIV/0! |  |  | 1
0 | 0 | 0 | 0 |  | 1 | 17:23 | 7912 |  | 1239.6243 | -734.5793 | -734.5793 | 9.6356e-80 | 3.733e-80 | -9.8948e-82 | 0 | -734.5793 |  | -1284.9704 | #DIV/0! | #DIV/0! | 50.5 | 1 | #DIV/0! | 1 | #DIV/0! | #DIV/0! |  |  | 1
0 | 0 | 0 | 0 |  | 1 | 17:23 | 7916 |  | 1240.015 | -734.97 | -734.97 | 8.672e-80 | 3.3597e-80 | -8.9053e-82 | 0 | -734.97 |  | -1285.361 | #DIV/0! | #DIV/0! | 50.5 | 1 | #DIV/0! | 1 | #DIV/0! | #DIV/0! |  |  | 1
0 | 0 | 0 | 0 |  | 1 | 17:23 | 7920 |  | 1240.4057 | -735.3607 | -735.3607 | 7.8048e-80 | 3.0238e-80 | -8.0148e-82 | 0 | -735.3607 |  | -1285.7517 | #DIV/0! | #DIV/0! | 50.5 | 1 | #DIV/0! | 1 | #DIV/0! | #DIV/0! |  |  | 1
0 | 0 | 0 | 0 |  | 1 | 17:23 | 7924 |  | 1240.7963 | -735.7513 | -735.7513 | 7.0243e-80 | 2.7214e-80 | -7.2133e-82 | 0 | -735.7513 |  | -1286.1424 | #DIV/0! | #DIV/0! | 50.5 | 1 | #DIV/0! | 1 | #DIV/0! | #DIV/0! |  |  | 1
0 | 0 | 0 | 0 |  | 1 | 17:23 | 7928 |  | 1241.187 | -736.142 | -736.142 | 6.3219e-80 | 2.4492e-80 | -6.492e-82 | 0 | -736.142 |  | -1286.533 | #DIV/0! | #DIV/0! | 50.5 | 1 | #DIV/0! | 1 | #DIV/0! | #DIV/0! |  |  | 1
0 | 0 | 0 | 0 |  | 1 | 17:23 | 7932 |  | 1241.5777 | -736.5327 | -736.5327 | 5.6897e-80 | 2.2043e-80 | -5.8428e-82 | 0 | -736.5327 |  | -1286.9237 | #DIV/0! | #DIV/0! | 50.5 | 1 | #DIV/0! | 1 | #DIV/0! | #DIV/0! |  |  | 1
0 | 0 | 0 | 0 |  | 1 | 17:23 | 7936 |  | 1241.9683 | -736.9233 | -736.9233 | 5.1207e-80 | 1.9839e-80 | -5.2585e-82 | 0 | -736.9233 |  | -1287.3144 | #DIV/0! | #DIV/0! | 50.5 | 1 | #DIV/0! | 1 | #DIV/0! | #DIV/0! |  |  | 1
0 | 0 | 0 | 0 |  | 1 | 17:23 | 7940 |  | 1242.359 | -737.314 | -737.314 | 4.6087e-80 | 1.7855e-80 | -4.7327e-82 | 0 | -737.314 |  | -1287.705 | #DIV/0! | #DIV/0! | 50.5 | 1 | #DIV/0! | 1 | #DIV/0! | #DIV/0! |  |  | 1
0 | 0 | 0 | 0 |  | 1 | 17:23 | 7944 |  | 1242.7497 | -737.7047 | -737.7047 | 4.1478e-80 | 1.6069e-80 | -4.2594e-82 | 0 | -737.7047 |  | -1288.0957 | #DIV/0! | #DIV/0! | 50.5 | 1 | #DIV/0! | 1 | #DIV/0! | #DIV/0! |  |  | 1
0 | 0 | 0 | 0 |  | 1 | 17:23 | 7948 |  | 1243.1403 | -738.0953 | -738.0953 | 3.733e-80 | 1.4463e-80 | -3.8335e-82 | 0 | -738.0953 |  | -1288.4864 | #DIV/0! | #DIV/0! | 50.5 | 1 | #DIV/0! | 1 | #DIV/0! | #DIV/0! |  |  | 1
0 | 0 | 0 | 0 |  | 1 | 17:23 | 7952 |  | 1243.531 | -738.486 | -738.486 | 3.3597e-80 | 1.3016e-80 | -3.4501e-82 | 0 | -738.486 |  | -1288.877 | #DIV/0! | #DIV/0! | 50.5 | 1 | #DIV/0! | 1 | #DIV/0! | #DIV/0! |  |  | 1
0 | 0 | 0 | 0 |  | 1 | 17:23 | 7956 |  | 1243.9217 | -738.8767 | -738.8767 | 3.0238e-80 | 1.1715e-80 | -3.1051e-82 | 0 | -738.8767 |  | -1289.2677 | #DIV/0! | #DIV/0! | 50.5 | 1 | #DIV/0! | 1 | #DIV/0! | #DIV/0! |  |  | 1
0 | 0 | 0 | 0 |  | 1 | 17:23 | 7960 |  | 1244.3123 | -739.2673 | -739.2673 | 2.7214e-80 | 1.0543e-80 | -2.7946e-82 | 0 | -739.2673 |  | -1289.6584 | #DIV/0! | #DIV/0! | 50.5 | 1 | #DIV/0! | 1 | #DIV/0! | #DIV/0! |  |  | 1
0 | 0 | 0 | 0 |  | 1 | 17:24 | 7964 |  | 1244.703 | -739.658 | -739.658 | 2.4492e-80 | 9.4888e-81 | -2.5151e-82 | 0 | -739.658 |  | -1290.049 | #DIV/0! | #DIV/0! | 50.5 | 1 | #DIV/0! | 1 | #DIV/0! | #DIV/0! |  |  | 1
0 | 0 | 0 | 0 |  | 1 | 17:24 | 7968 |  | 1245.0937 | -740.0487 | -740.0487 | 2.2043e-80 | 8.54e-81 | -2.2636e-82 | 0 | -740.0487 |  | -1290.4397 | #DIV/0! | #DIV/0! | 50.5 | 1 | #DIV/0! | 1 | #DIV/0! | #DIV/0! |  |  | 1
0 | 0 | 0 | 0 |  | 1 | 17:24 | 7972 |  | 1245.4843 | -740.4393 | -740.4393 | 1.9839e-80 | 7.686e-81 | -2.0373e-82 | 0 | -740.4393 |  | -1290.8304 | #DIV/0! | #DIV/0! | 50.5 | 1 | #DIV/0! | 1 | #DIV/0! | #DIV/0! |  |  | 1
0 | 0 | 0 | 0 |  | 1 | 17:24 | 7976 |  | 1245.875 | -740.83 | -740.83 | 1.7855e-80 | 6.9174e-81 | -1.8335e-82 | 0 | -740.83 |  | -1291.221 | #DIV/0! | #DIV/0! | 50.5 | 1 | #DIV/0! | 1 | #DIV/0! | #DIV/0! |  |  | 1
0 | 0 | 0 | 0 |  | 1 | 17:24 | 7980 |  | 1246.2657 | -741.2207 | -741.2207 | 1.6069e-80 | 6.2256e-81 | -1.6502e-82 | 0 | -741.2207 |  | -1291.6117 | #DIV/0! | #DIV/0! | 50.5 | 1 | #DIV/0! | 1 | #DIV/0! | #DIV/0! |  |  | 1
0 | 0 | 0 | 0 |  | 1 | 17:24 | 7984 |  | 1246.6563 | -741.6113 | -741.6113 | 1.4463e-80 | 5.6031e-81 | -1.4852e-82 | 0 | -741.6113 |  | -1292.0024 | #DIV/0! | #DIV/0! | 50.5 | 1 | #DIV/0! | 1 | #DIV/0! | #DIV/0! |  |  | 1
0 | 0 | 0 | 0 |  | 1 | 17:24 | 7988 |  | 1247.047 | -742.002 | -742.002 | 1.3016e-80 | 5.0428e-81 | -1.3366e-82 | 0 | -742.002 |  | -1292.393 | #DIV/0! | #DIV/0! | 50.5 | 1 | #DIV/0! | 1 | #DIV/0! | #DIV/0! |  |  | 1
0 | 0 | 0 | 0 |  | 1 | 17:24 | 7992 |  | 1247.4377 | -742.3927 | -742.3927 | 1.1715e-80 | 4.5385e-81 | -1.203e-82 | 0 | -742.3927 |  | -1292.7837 | #DIV/0! | #DIV/0! | 50.5 | 1 | #DIV/0! | 1 | #DIV/0! | #DIV/0! |  |  | 1
0 | 0 | 0 | 0 |  | 1 | 17:24 | 7996 |  | 1247.8283 | -742.7833 | -742.7833 | 1.0543e-80 | 4.0846e-81 | -1.0827e-82 | 0 | -742.7833 |  | -1293.1744 | #DIV/0! | #DIV/0! | 50.5 | 1 | #DIV/0! | 1 | #DIV/0! | #DIV/0! |  |  | 1
0 | 0 | 0 | 0 |  | 1 | 17:24 | 8000 |  | 1248.219 | -743.174 | -743.174 | 9.4888e-81 | 3.6762e-81 | -9.7441e-83 | 0 | -743.174 |  | -1293.565 | #DIV/0! | #DIV/0! | 50.5 | 1 | #DIV/0! | 1 | #DIV/0! | #DIV/0! |  |  | 1
0 | 0 | 0 | 0 |  | 1 | 17:24 | 8004 |  | 1248.6097 | -743.5647 | -743.5647 | 8.54e-81 | 3.3086e-81 | -8.7697e-83 | 0 | -743.5647 |  | -1293.9557 | #DIV/0! | #DIV/0! | 50.5 | 1 | #DIV/0! | 1 | #DIV/0! | #DIV/0! |  |  | 1
0 | 0 | 0 | 0 |  | 1 | 17:24 | 8008 |  | 1249.0003 | -743.9553 | -743.9553 | 7.686e-81 | 2.9777e-81 | -7.8927e-83 | 0 | -743.9553 |  | -1294.3464 | #DIV/0! | #DIV/0! | 50.5 | 1 | #DIV/0! | 1 | #DIV/0! | #DIV/0! |  |  | 1
0 | 0 | 0 | 0 |  | 1 | 17:24 | 8012 |  | 1249.391 | -744.346 | -744.346 | 6.9174e-81 | 2.6799e-81 | -7.1035e-83 | 0 | -744.346 |  | -1294.737 | #DIV/0! | #DIV/0! | 50.5 | 1 | #DIV/0! | 1 | #DIV/0! | #DIV/0! |  |  | 1
0 | 0 | 0 | 0 |  | 1 | 17:24 | 8016 |  | 1249.7817 | -744.7367 | -744.7367 | 6.2256e-81 | 2.4119e-81 | -6.3931e-83 | 0 | -744.7367 |  | -1295.1277 | #DIV/0! | #DIV/0! | 50.5 | 1 | #DIV/0! | 1 | #DIV/0! | #DIV/0! |  |  | 1
0 | 0 | 0 | 0 |  | 1 | 17:24 | 8020 |  | 1250.1723 | -745.1273 | -745.1273 | 5.6031e-81 | 2.1707e-81 | -5.7538e-83 | 0 | -745.1273 |  | -1295.5184 | #DIV/0! | #DIV/0! | 50.5 | 1 | #DIV/0! | 1 | #DIV/0! | #DIV/0! |  |  | 1
0 | 0 | 0 | 0 |  | 1 | 17:25 | 8024 |  | 1250.563 | -745.518 | -745.518 | 5.0428e-81 | 1.9537e-81 | -5.1784e-83 | 0 | -745.518 |  | -1295.909 | #DIV/0! | #DIV/0! | 50.5 | 1 | #DIV/0! | 1 | #DIV/0! | #DIV/0! |  |  | 1
0 | 0 | 0 | 0 |  | 1 | 17:25 | 8028 |  | 1250.9537 | -745.9087 | -745.9087 | 4.5385e-81 | 1.7583e-81 | -4.6606e-83 | 0 | -745.9087 |  | -1296.2997 | #DIV/0! | #DIV/0! | 50.5 | 1 | #DIV/0! | 1 | #DIV/0! | #DIV/0! |  |  | 1
0 | 0 | 0 | 0 |  | 1 | 17:25 | 8032 |  | 1251.3443 | -746.2993 | -746.2993 | 4.0846e-81 | 1.5825e-81 | -4.1945e-83 | 0 | -746.2993 |  | -1296.6904 | #DIV/0! | #DIV/0! | 50.5 | 1 | #DIV/0! | 1 | #DIV/0! | #DIV/0! |  |  | 1
0 | 0 | 0 | 0 |  | 1 | 17:25 | 8036 |  | 1251.735 | -746.69 | -746.69 | 3.6762e-81 | 1.4242e-81 | -3.7751e-83 | 0 | -746.69 |  | -1297.081 | #DIV/0! | #DIV/0! | 50.5 | 1 | #DIV/0! | 1 | #DIV/0! | #DIV/0! |  |  | 1
0 | 0 | 0 | 0 |  | 1 | 17:25 | 8040 |  | 1252.1257 | -747.0807 | -747.0807 | 3.3086e-81 | 1.2818e-81 | -3.3976e-83 | 0 | -747.0807 |  | -1297.4717 | #DIV/0! | #DIV/0! | 50.5 | 1 | #DIV/0! | 1 | #DIV/0! | #DIV/0! |  |  | 1
0 | 0 | 0 | 0 |  | 1 | 17:25 | 8044 |  | 1252.5163 | -747.4713 | -747.4713 | 2.9777e-81 | 1.1536e-81 | -3.0578e-83 | 0 | -747.4713 |  | -1297.8624 | #DIV/0! | #DIV/0! | 50.5 | 1 | #DIV/0! | 1 | #DIV/0! | #DIV/0! |  |  | 1
0 | 0 | 0 | 0 |  | 1 | 17:25 | 8048 |  | 1252.907 | -747.862 | -747.862 | 2.6799e-81 | 1.0383e-81 | -2.752e-83 | 0 | -747.862 |  | -1298.253 | #DIV/0! | #DIV/0! | 50.5 | 1 | #DIV/0! | 1 | #DIV/0! | #DIV/0! |  |  | 1
0 | 0 | 0 | 0 |  | 1 | 17:25 | 8052 |  | 1253.2977 | -748.2527 | -748.2527 | 2.4119e-81 | 9.3443e-82 | -2.4768e-83 | 0 | -748.2527 |  | -1298.6437 | #DIV/0! | #DIV/0! | 50.5 | 1 | #DIV/0! | 1 | #DIV/0! | #DIV/0! |  |  | 1
0 | 0 | 0 | 0 |  | 1 | 17:25 | 8056 |  | 1253.6883 | -748.6433 | -748.6433 | 2.1707e-81 | 8.4099e-82 | -2.2291e-83 | 0 | -748.6433 |  | -1299.0344 | #DIV/0! | #DIV/0! | 50.5 | 1 | #DIV/0! | 1 | #DIV/0! | #DIV/0! |  |  | 1
0 | 0 | 0 | 0 |  | 1 | 17:25 | 8060 |  | 1254.079 | -749.034 | -749.034 | 1.9537e-81 | 7.5689e-82 | -2.0062e-83 | 0 | -749.034 |  | -1299.425 | #DIV/0! | #DIV/0! | 50.5 | 1 | #DIV/0! | 1 | #DIV/0! | #DIV/0! |  |  | 1
0 | 0 | 0 | 0 |  | 1 | 17:25 | 8064 |  | 1254.4697 | -749.4247 | -749.4247 | 1.7583e-81 | 6.812e-82 | -1.8056e-83 | 0 | -749.4247 |  | -1299.8157 | #DIV/0! | #DIV/0! | 50.5 | 1 | #DIV/0! | 1 | #DIV/0! | #DIV/0! |  |  | 1
0 | 0 | 0 | 0 |  | 1 | 17:25 | 8068 |  | 1254.8603 | -749.8153 | -749.8153 | 1.5825e-81 | 6.1308e-82 | -1.625e-83 | 0 | -749.8153 |  | -1300.2064 | #DIV/0! | #DIV/0! | 50.5 | 1 | #DIV/0! | 1 | #DIV/0! | #DIV/0! |  |  | 1
0 | 0 | 0 | 0 |  | 1 | 17:25 | 8072 |  | 1255.251 | -750.206 | -750.206 | 1.4242e-81 | 5.5177e-82 | -1.4625e-83 | 0 | -750.206 |  | -1300.597 | #DIV/0! | #DIV/0! | 50.5 | 1 | #DIV/0! | 1 | #DIV/0! | #DIV/0! |  |  | 1
0 | 0 | 0 | 0 |  | 1 | 17:25 | 8076 |  | 1255.6417 | -750.5967 | -750.5967 | 1.2818e-81 | 4.966e-82 | -1.3163e-83 | 0 | -750.5967 |  | -1300.9877 | #DIV/0! | #DIV/0! | 50.5 | 1 | #DIV/0! | 1 | #DIV/0! | #DIV/0! |  |  | 1
0 | 0 | 0 | 0 |  | 1 | 17:25 | 8080 |  | 1256.0323 | -750.9873 | -750.9873 | 1.1536e-81 | 4.4694e-82 | -1.1847e-83 | 0 | -750.9873 |  | -1301.3784 | #DIV/0! | #DIV/0! | 50.5 | 1 | #DIV/0! | 1 | #DIV/0! | #DIV/0! |  |  | 1
0 | 0 | 0 | 0 |  | 1 | 17:26 | 8084 |  | 1256.423 | -751.378 | -751.378 | 1.0383e-81 | 4.0224e-82 | -1.0662e-83 | 0 | -751.378 |  | -1301.769 | #DIV/0! | #DIV/0! | 50.5 | 1 | #DIV/0! | 1 | #DIV/0! | #DIV/0! |  |  | 1
0 | 0 | 0 | 0 |  | 1 | 17:26 | 8088 |  | 1256.8137 | -751.7687 | -751.7687 | 9.3443e-82 | 3.6202e-82 | -9.5957e-84 | 0 | -751.7687 |  | -1302.1597 | #DIV/0! | #DIV/0! | 50.5 | 1 | #DIV/0! | 1 | #DIV/0! | #DIV/0! |  |  | 1
0 | 0 | 0 | 0 |  | 1 | 17:26 | 8092 |  | 1257.2043 | -752.1593 | -752.1593 | 8.4099e-82 | 3.2582e-82 | -8.6362e-84 | 0 | -752.1593 |  | -1302.5504 | #DIV/0! | #DIV/0! | 50.5 | 1 | #DIV/0! | 1 | #DIV/0! | #DIV/0! |  |  | 1
0 | 0 | 0 | 0 |  | 1 | 17:26 | 8096 |  | 1257.595 | -752.55 | -752.55 | 7.5689e-82 | 2.9324e-82 | -7.7725e-84 | 0 | -752.55 |  | -1302.941 | #DIV/0! | #DIV/0! | 50.5 | 1 | #DIV/0! | 1 | #DIV/0! | #DIV/0! |  |  | 1
0 | 0 | 0 | 0 |  | 1 | 17:26 | 8100 |  | 1257.9857 | -752.9407 | -752.9407 | 6.812e-82 | 2.6391e-82 | -6.9953e-84 | 0 | -752.9407 |  | -1303.3317 | #DIV/0! | #DIV/0! | 50.5 | 1 | #DIV/0! | 1 | #DIV/0! | #DIV/0! |  |  | 1
0 | 0 | 0 | 0 |  | 1 | 17:26 | 8104 |  | 1258.3763 | -753.3313 | -753.3313 | 6.1308e-82 | 2.3752e-82 | -6.2958e-84 | 0 | -753.3313 |  | -1303.7224 | #DIV/0! | #DIV/0! | 50.5 | 1 | #DIV/0! | 1 | #DIV/0! | #DIV/0! |  |  | 1
0 | 0 | 0 | 0 |  | 1 | 17:26 | 8108 |  | 1258.767 | -753.722 | -753.722 | 5.5177e-82 | 2.1377e-82 | -5.6662e-84 | 0 | -753.722 |  | -1304.113 | #DIV/0! | #DIV/0! | 50.5 | 1 | #DIV/0! | 1 | #DIV/0! | #DIV/0! |  |  | 1
0 | 0 | 0 | 0 |  | 1 | 17:26 | 8112 |  | 1259.1577 | -754.1127 | -754.1127 | 4.966e-82 | 1.9239e-82 | -5.0996e-84 | 0 | -754.1127 |  | -1304.5037 | #DIV/0! | #DIV/0! | 50.5 | 1 | #DIV/0! | 1 | #DIV/0! | #DIV/0! |  |  | 1
0 | 0 | 0 | 0 |  | 1 | 17:26 | 8116 |  | 1259.5483 | -754.5033 | -754.5033 | 4.4694e-82 | 1.7315e-82 | -4.5896e-84 | 0 | -754.5033 |  | -1304.8944 | #DIV/0! | #DIV/0! | 50.5 | 1 | #DIV/0! | 1 | #DIV/0! | #DIV/0! |  |  | 1
0 | 0 | 0 | 0 |  | 1 | 17:26 | 8120 |  | 1259.939 | -754.894 | -754.894 | 4.0224e-82 | 1.5584e-82 | -4.1306e-84 | 0 | -754.894 |  | -1305.285 | #DIV/0! | #DIV/0! | 50.5 | 1 | #DIV/0! | 1 | #DIV/0! | #DIV/0! |  |  | 1
0 | 0 | 0 | 0 |  | 1 | 17:26 | 8124 |  | 1260.3297 | -755.2847 | -755.2847 | 3.6202e-82 | 1.4025e-82 | -3.7176e-84 | 0 | -755.2847 |  | -1305.6757 | #DIV/0! | #DIV/0! | 50.5 | 1 | #DIV/0! | 1 | #DIV/0! | #DIV/0! |  |  | 1
0 | 0 | 0 | 0 |  | 1 | 17:26 | 8128 |  | 1260.7203 | -755.6753 | -755.6753 | 3.2582e-82 | 1.2623e-82 | -3.3458e-84 | 0 | -755.6753 |  | -1306.0664 | #DIV/0! | #DIV/0! | 50.5 | 1 | #DIV/0! | 1 | #DIV/0! | #DIV/0! |  |  | 1
0 | 0 | 0 | 0 |  | 1 | 17:26 | 8132 |  | 1261.111 | -756.066 | -756.066 | 2.9324e-82 | 1.1361e-82 | -3.0112e-84 | 0 | -756.066 |  | -1306.457 | #DIV/0! | #DIV/0! | 50.5 | 1 | #DIV/0! | 1 | #DIV/0! | #DIV/0! |  |  | 1
0 | 0 | 0 | 0 |  | 1 | 17:26 | 8136 |  | 1261.5017 | -756.4567 | -756.4567 | 2.6391e-82 | 1.0224e-82 | -2.7101e-84 | 0 | -756.4567 |  | -1306.8477 | #DIV/0! | #DIV/0! | 50.5 | 1 | #DIV/0! | 1 | #DIV/0! | #DIV/0! |  |  | 1
0 | 0 | 0 | 0 |  | 1 | 17:26 | 8140 |  | 1261.8923 | -756.8473 | -756.8473 | 2.3752e-82 | 9.202e-83 | -2.4391e-84 | 0 | -756.8473 |  | -1307.2384 | #DIV/0! | #DIV/0! | 50.5 | 1 | #DIV/0! | 1 | #DIV/0! | #DIV/0! |  |  | 1
0 | 0 | 0 | 0 |  | 1 | 17:27 | 8144 |  | 1262.283 | -757.238 | -757.238 | 2.1377e-82 | 8.2818e-83 | -2.1952e-84 | 0 | -757.238 |  | -1307.629 | #DIV/0! | #DIV/0! | 50.5 | 1 | #DIV/0! | 1 | #DIV/0! | #DIV/0! |  |  | 1
0 | 0 | 0 | 0 |  | 1 | 17:27 | 8148 |  | 1262.6737 | -757.6287 | -757.6287 | 1.9239e-82 | 7.4536e-83 | -1.9757e-84 | 0 | -757.6287 |  | -1308.0197 | #DIV/0! | #DIV/0! | 50.5 | 1 | #DIV/0! | 1 | #DIV/0! | #DIV/0! |  |  | 1
0 | 0 | 0 | 0 |  | 1 | 17:27 | 8152 |  | 1263.0643 | -758.0193 | -758.0193 | 1.7315e-82 | 6.7083e-83 | -1.7781e-84 | 0 | -758.0193 |  | -1308.4104 | #DIV/0! | #DIV/0! | 50.5 | 1 | #DIV/0! | 1 | #DIV/0! | #DIV/0! |  |  | 1
0 | 0 | 0 | 0 |  | 1 | 17:27 | 8156 |  | 1263.455 | -758.41 | -758.41 | 1.5584e-82 | 6.0375e-83 | -1.6003e-84 | 0 | -758.41 |  | -1308.801 | #DIV/0! | #DIV/0! | 50.5 | 1 | #DIV/0! | 1 | #DIV/0! | #DIV/0! |  |  | 1
0 | 0 | 0 | 0 |  | 1 | 17:27 | 8160 |  | 1263.8457 | -758.8007 | -758.8007 | 1.4025e-82 | 5.4337e-83 | -1.4403e-84 | 0 | -758.8007 |  | -1309.1917 | #DIV/0! | #DIV/0! | 50.5 | 1 | #DIV/0! | 1 | #DIV/0! | #DIV/0! |  |  | 1
0 | 0 | 0 | 0 |  | 1 | 17:27 | 8164 |  | 1264.2363 | -759.1913 | -759.1913 | 1.2623e-82 | 4.8903e-83 | -1.2962e-84 | 0 | -759.1913 |  | -1309.5824 | #DIV/0! | #DIV/0! | 50.5 | 1 | #DIV/0! | 1 | #DIV/0! | #DIV/0! |  |  | 1
0 | 0 | 0 | 0 |  | 1 | 17:27 | 8168 |  | 1264.627 | -759.582 | -759.582 | 1.1361e-82 | 4.4013e-83 | -1.1666e-84 | 0 | -759.582 |  | -1309.973 | #DIV/0! | #DIV/0! | 50.5 | 1 | #DIV/0! | 1 | #DIV/0! | #DIV/0! |  |  | 1
0 | 0 | 0 | 0 |  | 1 | 17:27 | 8172 |  | 1265.0177 | -759.9727 | -759.9727 | 1.0224e-82 | 3.9612e-83 | -1.05e-84 | 0 | -759.9727 |  | -1310.3637 | #DIV/0! | #DIV/0! | 50.5 | 1 | #DIV/0! | 1 | #DIV/0! | #DIV/0! |  |  | 1
0 | 0 | 0 | 0 |  | 1 | 17:27 | 8176 |  | 1265.4083 | -760.3633 | -760.3633 | 9.202e-83 | 3.5651e-83 | -9.4496e-85 | 0 | -760.3633 |  | -1310.7544 | #DIV/0! | #DIV/0! | 50.5 | 1 | #DIV/0! | 1 | #DIV/0! | #DIV/0! |  |  | 1
0 | 0 | 0 | 0 |  | 1 | 17:27 | 8180 |  | 1265.799 | -760.754 | -760.754 | 8.2818e-83 | 3.2086e-83 | -8.5046e-85 | 0 | -760.754 |  | -1311.145 | #DIV/0! | #DIV/0! | 50.5 | 1 | #DIV/0! | 1 | #DIV/0! | #DIV/0! |  |  | 1
0 | 0 | 0 | 0 |  | 1 | 17:27 | 8184 |  | 1266.1897 | -761.1447 | -761.1447 | 7.4536e-83 | 2.8877e-83 | -7.6542e-85 | 0 | -761.1447 |  | -1311.5357 | #DIV/0! | #DIV/0! | 50.5 | 1 | #DIV/0! | 1 | #DIV/0! | #DIV/0! |  |  | 1
0 | 0 | 0 | 0 |  | 1 | 17:27 | 8188 |  | 1266.5803 | -761.5353 | -761.5353 | 6.7083e-83 | 2.5989e-83 | -6.8888e-85 | 0 | -761.5353 |  | -1311.9264 | #DIV/0! | #DIV/0! | 50.5 | 1 | #DIV/0! | 1 | #DIV/0! | #DIV/0! |  |  | 1
0 | 0 | 0 | 0 |  | 1 | 17:27 | 8192 |  | 1266.971 | -761.926 | -761.926 | 6.0375e-83 | 2.339e-83 | -6.1999e-85 | 0 | -761.926 |  | -1312.317 | #DIV/0! | #DIV/0! | 50.5 | 1 | #DIV/0! | 1 | #DIV/0! | #DIV/0! |  |  | 1
0 | 0 | 0 | 0 |  | 1 | 17:27 | 8196 |  | 1267.3617 | -762.3167 | -762.3167 | 5.4337e-83 | 2.1051e-83 | -5.5799e-85 | 0 | -762.3167 |  | -1312.7077 | #DIV/0! | #DIV/0! | 50.5 | 1 | #DIV/0! | 1 | #DIV/0! | #DIV/0! |  |  | 1
0 | 0 | 0 | 0 |  | 1 | 17:27 | 8200 |  | 1267.7523 | -762.7073 | -762.7073 | 4.8903e-83 | 1.8946e-83 | -5.0219e-85 | 0 | -762.7073 |  | -1313.0984 | #DIV/0! | #DIV/0! | 50.5 | 1 | #DIV/0! | 1 | #DIV/0! | #DIV/0! |  |  | 1
0 | 0 | 0 | 0 |  | 1 | 17:28 | 8204 |  | 1268.143 | -763.098 | -763.098 | 4.4013e-83 | 1.7052e-83 | -4.5197e-85 | 0 | -763.098 |  | -1313.489 | #DIV/0! | #DIV/0! | 50.5 | 1 | #DIV/0! | 1 | #DIV/0! | #DIV/0! |  |  | 1
0 | 0 | 0 | 0 |  | 1 | 17:28 | 8208 |  | 1268.5337 | -763.4887 | -763.4887 | 3.9612e-83 | 1.5346e-83 | -4.0677e-85 | 0 | -763.4887 |  | -1313.8797 | #DIV/0! | #DIV/0! | 50.5 | 1 | #DIV/0! | 1 | #DIV/0! | #DIV/0! |  |  | 1
0 | 0 | 0 | 0 |  | 1 | 17:28 | 8212 |  | 1268.9243 | -763.8793 | -763.8793 | 3.5651e-83 | 1.3812e-83 | -3.661e-85 | 0 | -763.8793 |  | -1314.2704 | #DIV/0! | #DIV/0! | 50.5 | 1 | #DIV/0! | 1 | #DIV/0! | #DIV/0! |  |  | 1
0 | 0 | 0 | 0 |  | 1 | 17:28 | 8216 |  | 1269.315 | -764.27 | -764.27 | 3.2086e-83 | 1.2431e-83 | -3.2949e-85 | 0 | -764.27 |  | -1314.661 | #DIV/0! | #DIV/0! | 50.5 | 1 | #DIV/0! | 1 | #DIV/0! | #DIV/0! |  |  | 1
0 | 0 | 0 | 0 |  | 1 | 17:28 | 8220 |  | 1269.7057 | -764.6607 | -764.6607 | 2.8877e-83 | 1.1188e-83 | -2.9654e-85 | 0 | -764.6607 |  | -1315.0517 | #DIV/0! | #DIV/0! | 50.5 | 1 | #DIV/0! | 1 | #DIV/0! | #DIV/0! |  |  | 1
0 | 0 | 0 | 0 |  | 1 | 17:28 | 8224 |  | 1270.0963 | -765.0513 | -765.0513 | 2.5989e-83 | 1.0069e-83 | -2.6688e-85 | 0 | -765.0513 |  | -1315.4424 | #DIV/0! | #DIV/0! | 50.5 | 1 | #DIV/0! | 1 | #DIV/0! | #DIV/0! |  |  | 1
0 | 0 | 0 | 0 |  | 1 | 17:28 | 8228 |  | 1270.487 | -765.442 | -765.442 | 2.339e-83 | 9.0619e-84 | -2.402e-85 | 0 | -765.442 |  | -1315.833 | #DIV/0! | #DIV/0! | 50.5 | 1 | #DIV/0! | 1 | #DIV/0! | #DIV/0! |  |  | 1
0 | 0 | 0 | 0 |  | 1 | 17:28 | 8232 |  | 1270.8777 | -765.8327 | -765.8327 | 2.1051e-83 | 8.1557e-84 | -2.1618e-85 | 0 | -765.8327 |  | -1316.2237 | #DIV/0! | #DIV/0! | 50.5 | 1 | #DIV/0! | 1 | #DIV/0! | #DIV/0! |  |  | 1
0 | 0 | 0 | 0 |  | 1 | 17:28 | 8236 |  | 1271.2683 | -766.2233 | -766.2233 | 1.8946e-83 | 7.3401e-84 | -1.9456e-85 | 0 | -766.2233 |  | -1316.6144 | #DIV/0! | #DIV/0! | 50.5 | 1 | #DIV/0! | 1 | #DIV/0! | #DIV/0! |  |  | 1
0 | 0 | 0 | 0 |  | 1 | 17:28 | 8240 |  | 1271.659 | -766.614 | -766.614 | 1.7052e-83 | 6.6061e-84 | -1.751e-85 | 0 | -766.614 |  | -1317.005 | #DIV/0! | #DIV/0! | 50.5 | 1 | #DIV/0! | 1 | #DIV/0! | #DIV/0! |  |  | 1
0 | 0 | 0 | 0 |  | 1 | 17:28 | 8244 |  | 1272.0497 | -767.0047 | -767.0047 | 1.5346e-83 | 5.9455e-84 | -1.5759e-85 | 0 | -767.0047 |  | -1317.3957 | #DIV/0! | #DIV/0! | 50.5 | 1 | #DIV/0! | 1 | #DIV/0! | #DIV/0! |  |  | 1
0 | 0 | 0 | 0 |  | 1 | 17:28 | 8248 |  | 1272.4403 | -767.3953 | -767.3953 | 1.3812e-83 | 5.351e-84 | -1.4183e-85 | 0 | -767.3953 |  | -1317.7864 | #DIV/0! | #DIV/0! | 50.5 | 1 | #DIV/0! | 1 | #DIV/0! | #DIV/0! |  |  | 1
0 | 0 | 0 | 0 |  | 1 | 17:28 | 8252 |  | 1272.831 | -767.786 | -767.786 | 1.2431e-83 | 4.8159e-84 | -1.2765e-85 | 0 | -767.786 |  | -1318.177 | #DIV/0! | #DIV/0! | 50.5 | 1 | #DIV/0! | 1 | #DIV/0! | #DIV/0! |  |  | 1
0 | 0 | 0 | 0 |  | 1 | 17:28 | 8256 |  | 1273.2217 | -768.1767 | -768.1767 | 1.1188e-83 | 4.3343e-84 | -1.1489e-85 | 0 | -768.1767 |  | -1318.5677 | #DIV/0! | #DIV/0! | 50.5 | 1 | #DIV/0! | 1 | #DIV/0! | #DIV/0! |  |  | 1
0 | 0 | 0 | 0 |  | 1 | 17:28 | 8260 |  | 1273.6123 | -768.5673 | -768.5673 | 1.0069e-83 | 3.9008e-84 | -1.034e-85 | 0 | -768.5673 |  | -1318.9584 | #DIV/0! | #DIV/0! | 50.5 | 1 | #DIV/0! | 1 | #DIV/0! | #DIV/0! |  |  | 1
0 | 0 | 0 | 0 |  | 1 | 17:29 | 8264 |  | 1274.003 | -768.958 | -768.958 | 9.0619e-84 | 3.5108e-84 | -9.3057e-86 | 0 | -768.958 |  | -1319.349 | #DIV/0! | #DIV/0! | 50.5 | 1 | #DIV/0! | 1 | #DIV/0! | #DIV/0! |  |  | 1
0 | 0 | 0 | 0 |  | 1 | 17:29 | 8268 |  | 1274.3937 | -769.3487 | -769.3487 | 8.1557e-84 | 3.1597e-84 | -8.3751e-86 | 0 | -769.3487 |  | -1319.7397 | #DIV/0! | #DIV/0! | 50.5 | 1 | #DIV/0! | 1 | #DIV/0! | #DIV/0! |  |  | 1
0 | 0 | 0 | 0 |  | 1 | 17:29 | 8272 |  | 1274.7843 | -769.7393 | -769.7393 | 7.3401e-84 | 2.8437e-84 | -7.5376e-86 | 0 | -769.7393 |  | -1320.1304 | #DIV/0! | #DIV/0! | 50.5 | 1 | #DIV/0! | 1 | #DIV/0! | #DIV/0! |  |  | 1
0 | 0 | 0 | 0 |  | 1 | 17:29 | 8276 |  | 1275.175 | -770.13 | -770.13 | 6.6061e-84 | 2.5593e-84 | -6.7839e-86 | 0 | -770.13 |  | -1320.521 | #DIV/0! | #DIV/0! | 50.5 | 1 | #DIV/0! | 1 | #DIV/0! | #DIV/0! |  |  | 1
0 | 0 | 0 | 0 |  | 1 | 17:29 | 8280 |  | 1275.5657 | -770.5207 | -770.5207 | 5.9455e-84 | 2.3034e-84 | -6.1055e-86 | 0 | -770.5207 |  | -1320.9117 | #DIV/0! | #DIV/0! | 50.5 | 1 | #DIV/0! | 1 | #DIV/0! | #DIV/0! |  |  | 1
0 | 0 | 0 | 0 |  | 1 | 17:29 | 8284 |  | 1275.9563 | -770.9113 | -770.9113 | 5.351e-84 | 2.0731e-84 | -5.4949e-86 | 0 | -770.9113 |  | -1321.3024 | #DIV/0! | #DIV/0! | 50.5 | 1 | #DIV/0! | 1 | #DIV/0! | #DIV/0! |  |  | 1
0 | 0 | 0 | 0 |  | 1 | 17:29 | 8288 |  | 1276.347 | -771.302 | -771.302 | 4.8159e-84 | 1.8658e-84 | -4.9454e-86 | 0 | -771.302 |  | -1321.693 | #DIV/0! | #DIV/0! | 50.5 | 1 | #DIV/0! | 1 | #DIV/0! | #DIV/0! |  |  | 1
0 | 0 | 0 | 0 |  | 1 | 17:29 | 8292 |  | 1276.7377 | -771.6927 | -771.6927 | 4.3343e-84 | 1.6792e-84 | -4.4509e-86 | 0 | -771.6927 |  | -1322.0837 | #DIV/0! | #DIV/0! | 50.5 | 1 | #DIV/0! | 1 | #DIV/0! | #DIV/0! |  |  | 1
0 | 0 | 0 | 0 |  | 1 | 17:29 | 8296 |  | 1277.1283 | -772.0833 | -772.0833 | 3.9008e-84 | 1.5113e-84 | -4.0058e-86 | 0 | -772.0833 |  | -1322.4744 | #DIV/0! | #DIV/0! | 50.5 | 1 | #DIV/0! | 1 | #DIV/0! | #DIV/0! |  |  | 1
0 | 0 | 0 | 0 |  | 1 | 17:29 | 8300 |  | 1277.519 | -772.474 | -772.474 | 3.5108e-84 | 1.3601e-84 | -3.6052e-86 | 0 | -772.474 |  | -1322.865 | #DIV/0! | #DIV/0! | 50.5 | 1 | #DIV/0! | 1 | #DIV/0! | #DIV/0! |  |  | 1
0 | 0 | 0 | 0 |  | 1 | 17:29 | 8304 |  | 1277.9097 | -772.8647 | -772.8647 | 3.1597e-84 | 1.2241e-84 | -3.2447e-86 | 0 | -772.8647 |  | -1323.2557 | #DIV/0! | #DIV/0! | 50.5 | 1 | #DIV/0! | 1 | #DIV/0! | #DIV/0! |  |  | 1
0 | 0 | 0 | 0 |  | 1 | 17:29 | 8308 |  | 1278.3003 | -773.2553 | -773.2553 | 2.8437e-84 | 1.1017e-84 | -2.9202e-86 | 0 | -773.2553 |  | -1323.6464 | #DIV/0! | #DIV/0! | 50.5 | 1 | #DIV/0! | 1 | #DIV/0! | #DIV/0! |  |  | 1
0 | 0 | 0 | 0 |  | 1 | 17:29 | 8312 |  | 1278.691 | -773.646 | -773.646 | 2.5593e-84 | 9.9154e-85 | -2.6282e-86 | 0 | -773.646 |  | -1324.037 | #DIV/0! | #DIV/0! | 50.5 | 1 | #DIV/0! | 1 | #DIV/0! | #DIV/0! |  |  | 1
0 | 0 | 0 | 0 |  | 1 | 17:29 | 8316 |  | 1279.0817 | -774.0367 | -774.0367 | 2.3034e-84 | 8.9239e-85 | -2.3654e-86 | 0 | -774.0367 |  | -1324.4277 | #DIV/0! | #DIV/0! | 50.5 | 1 | #DIV/0! | 1 | #DIV/0! | #DIV/0! |  |  | 1
0 | 0 | 0 | 0 |  | 1 | 17:29 | 8320 |  | 1279.4723 | -774.4273 | -774.4273 | 2.0731e-84 | 8.0315e-85 | -2.1288e-86 | 0 | -774.4273 |  | -1324.8184 | #DIV/0! | #DIV/0! | 50.5 | 1 | #DIV/0! | 1 | #DIV/0! | #DIV/0! |  |  | 1
0 | 0 | 0 | 0 |  | 1 | 17:30 | 8324 |  | 1279.863 | -774.818 | -774.818 | 1.8658e-84 | 7.2284e-85 | -1.916e-86 | 0 | -774.818 |  | -1325.209 | #DIV/0! | #DIV/0! | 50.5 | 1 | #DIV/0! | 1 | #DIV/0! | #DIV/0! |  |  | 1
0 | 0 | 0 | 0 |  | 1 | 17:30 | 8328 |  | 1280.2537 | -775.2087 | -775.2087 | 1.6792e-84 | 6.5055e-85 | -1.7244e-86 | 0 | -775.2087 |  | -1325.5997 | #DIV/0! | #DIV/0! | 50.5 | 1 | #DIV/0! | 1 | #DIV/0! | #DIV/0! |  |  | 1
0 | 0 | 0 | 0 |  | 1 | 17:30 | 8332 |  | 1280.6443 | -775.5993 | -775.5993 | 1.5113e-84 | 5.855e-85 | -1.5519e-86 | 0 | -775.5993 |  | -1325.9904 | #DIV/0! | #DIV/0! | 50.5 | 1 | #DIV/0! | 1 | #DIV/0! | #DIV/0! |  |  | 1
0 | 0 | 0 | 0 |  | 1 | 17:30 | 8336 |  | 1281.035 | -775.99 | -775.99 | 1.3601e-84 | 5.2695e-85 | -1.3967e-86 | 0 | -775.99 |  | -1326.381 | #DIV/0! | #DIV/0! | 50.5 | 1 | #DIV/0! | 1 | #DIV/0! | #DIV/0! |  |  | 1
0 | 0 | 0 | 0 |  | 1 | 17:30 | 8340 |  | 1281.4257 | -776.3807 | -776.3807 | 1.2241e-84 | 4.7425e-85 | -1.2571e-86 | 0 | -776.3807 |  | -1326.7717 | #DIV/0! | #DIV/0! | 50.5 | 1 | #DIV/0! | 1 | #DIV/0! | #DIV/0! |  |  | 1
0 | 0 | 0 | 0 |  | 1 | 17:30 | 8344 |  | 1281.8163 | -776.7713 | -776.7713 | 1.1017e-84 | 4.2683e-85 | -1.1314e-86 | 0 | -776.7713 |  | -1327.1624 | #DIV/0! | #DIV/0! | 50.5 | 1 | #DIV/0! | 1 | #DIV/0! | #DIV/0! |  |  | 1
0 | 0 | 0 | 0 |  | 1 | 17:30 | 8348 |  | 1282.207 | -777.162 | -777.162 | 9.9154e-85 | 3.8414e-85 | -1.0182e-86 | 0 | -777.162 |  | -1327.553 | #DIV/0! | #DIV/0! | 50.5 | 1 | #DIV/0! | 1 | #DIV/0! | #DIV/0! |  |  | 1
0 | 0 | 0 | 0 |  | 1 | 17:30 | 8352 |  | 1282.5977 | -777.5527 | -777.5527 | 8.9239e-85 | 3.4573e-85 | -9.164e-87 | 0 | -777.5527 |  | -1327.9437 | #DIV/0! | #DIV/0! | 50.5 | 1 | #DIV/0! | 1 | #DIV/0! | #DIV/0! |  |  | 1
0 | 0 | 0 | 0 |  | 1 | 17:30 | 8356 |  | 1282.9883 | -777.9433 | -777.9433 | 8.0315e-85 | 3.1116e-85 | -8.2476e-87 | 0 | -777.9433 |  | -1328.3344 | #DIV/0! | #DIV/0! | 50.5 | 1 | #DIV/0! | 1 | #DIV/0! | #DIV/0! |  |  | 1
0 | 0 | 0 | 0 |  | 1 | 17:30 | 8360 |  | 1283.379 | -778.334 | -778.334 | 7.2284e-85 | 2.8004e-85 | -7.4228e-87 | 0 | -778.334 |  | -1328.725 | #DIV/0! | #DIV/0! | 50.5 | 1 | #DIV/0! | 1 | #DIV/0! | #DIV/0! |  |  | 1
0 | 0 | 0 | 0 |  | 1 | 17:30 | 8364 |  | 1283.7697 | -778.7247 | -778.7247 | 6.5055e-85 | 2.5204e-85 | -6.6805e-87 | 0 | -778.7247 |  | -1329.1157 | #DIV/0! | #DIV/0! | 50.5 | 1 | #DIV/0! | 1 | #DIV/0! | #DIV/0! |  |  | 1
0 | 0 | 0 | 0 |  | 1 | 17:30 | 8368 |  | 1284.1603 | -779.1153 | -779.1153 | 5.855e-85 | 2.2683e-85 | -6.0125e-87 | 0 | -779.1153 |  | -1329.5064 | #DIV/0! | #DIV/0! | 50.5 | 1 | #DIV/0! | 1 | #DIV/0! | #DIV/0! |  |  | 1
0 | 0 | 0 | 0 |  | 1 | 17:30 | 8372 |  | 1284.551 | -779.506 | -779.506 | 5.2695e-85 | 2.0415e-85 | -5.4112e-87 | 0 | -779.506 |  | -1329.897 | #DIV/0! | #DIV/0! | 50.5 | 1 | #DIV/0! | 1 | #DIV/0! | #DIV/0! |  |  | 1
0 | 0 | 0 | 0 |  | 1 | 17:30 | 8376 |  | 1284.9417 | -779.8967 | -779.8967 | 4.7425e-85 | 1.8374e-85 | -4.8701e-87 | 0 | -779.8967 |  | -1330.2877 | #DIV/0! | #DIV/0! | 50.5 | 1 | #DIV/0! | 1 | #DIV/0! | #DIV/0! |  |  | 1
0 | 0 | 0 | 0 |  | 1 | 17:30 | 8380 |  | 1285.3323 | -780.2873 | -780.2873 | 4.2683e-85 | 1.6536e-85 | -4.3831e-87 | 0 | -780.2873 |  | -1330.6784 | #DIV/0! | #DIV/0! | 50.5 | 1 | #DIV/0! | 1 | #DIV/0! | #DIV/0! |  |  | 1
0 | 0 | 0 | 0 |  | 1 | 17:31 | 8384 |  | 1285.723 | -780.678 | -780.678 | 3.8414e-85 | 1.4883e-85 | -3.9448e-87 | 0 | -780.678 |  | -1331.069 | #DIV/0! | #DIV/0! | 50.5 | 1 | #DIV/0! | 1 | #DIV/0! | #DIV/0! |  |  | 1
0 | 0 | 0 | 0 |  | 1 | 17:31 | 8388 |  | 1286.1137 | -781.0687 | -781.0687 | 3.4573e-85 | 1.3394e-85 | -3.5503e-87 | 0 | -781.0687 |  | -1331.4597 | #DIV/0! | #DIV/0! | 50.5 | 1 | #DIV/0! | 1 | #DIV/0! | #DIV/0! |  |  | 1
0 | 0 | 0 | 0 |  | 1 | 17:31 | 8392 |  | 1286.5043 | -781.4593 | -781.4593 | 3.1116e-85 | 1.2055e-85 | -3.1953e-87 | 0 | -781.4593 |  | -1331.8504 | #DIV/0! | #DIV/0! | 50.5 | 1 | #DIV/0! | 1 | #DIV/0! | #DIV/0! |  |  | 1
0 | 0 | 0 | 0 |  | 1 | 17:31 | 8396 |  | 1286.895 | -781.85 | -781.85 | 2.8004e-85 | 1.0849e-85 | -2.8758e-87 | 0 | -781.85 |  | -1332.241 | #DIV/0! | #DIV/0! | 50.5 | 1 | #DIV/0! | 1 | #DIV/0! | #DIV/0! |  |  | 1
0 | 0 | 0 | 0 |  | 1 | 17:31 | 8400 |  | 1287.2857 | -782.2407 | -782.2407 | 2.5204e-85 | 9.7644e-86 | -2.5882e-87 | 0 | -782.2407 |  | -1332.6317 | #DIV/0! | #DIV/0! | 50.5 | 1 | #DIV/0! | 1 | #DIV/0! | #DIV/0! |  |  | 1
0 | 0 | 0 | 0 |  | 1 | 17:31 | 8404 |  | 1287.6763 | -782.6313 | -782.6313 | 2.2683e-85 | 8.788e-86 | -2.3294e-87 | 0 | -782.6313 |  | -1333.0224 | #DIV/0! | #DIV/0! | 50.5 | 1 | #DIV/0! | 1 | #DIV/0! | #DIV/0! |  |  | 1
0 | 0 | 0 | 0 |  | 1 | 17:31 | 8408 |  | 1288.067 | -783.022 | -783.022 | 2.0415e-85 | 7.9092e-86 | -2.0964e-87 | 0 | -783.022 |  | -1333.413 | #DIV/0! | #DIV/0! | 50.5 | 1 | #DIV/0! | 1 | #DIV/0! | #DIV/0! |  |  | 1
0 | 0 | 0 | 0 |  | 1 | 17:31 | 8412 |  | 1288.4577 | -783.4127 | -783.4127 | 1.8374e-85 | 7.1183e-86 | -1.8868e-87 | 0 | -783.4127 |  | -1333.8037 | #DIV/0! | #DIV/0! | 50.5 | 1 | #DIV/0! | 1 | #DIV/0! | #DIV/0! |  |  | 1
0 | 0 | 0 | 0 |  | 1 | 17:31 | 8416 |  | 1288.8483 | -783.8033 | -783.8033 | 1.6536e-85 | 6.4064e-86 | -1.6981e-87 | 0 | -783.8033 |  | -1334.1944 | #DIV/0! | #DIV/0! | 50.5 | 1 | #DIV/0! | 1 | #DIV/0! | #DIV/0! |  |  | 1
0 | 0 | 0 | 0 |  | 1 | 17:31 | 8420 |  | 1289.239 | -784.194 | -784.194 | 1.4883e-85 | 5.7658e-86 | -1.5283e-87 | 0 | -784.194 |  | -1334.585 | #DIV/0! | #DIV/0! | 50.5 | 1 | #DIV/0! | 1 | #DIV/0! | #DIV/0! |  |  | 1
0 | 0 | 0 | 0 |  | 1 | 17:31 | 8424 |  | 1289.6297 | -784.5847 | -784.5847 | 1.3394e-85 | 5.1892e-86 | -1.3755e-87 | 0 | -784.5847 |  | -1334.9757 | #DIV/0! | #DIV/0! | 50.5 | 1 | #DIV/0! | 1 | #DIV/0! | #DIV/0! |  |  | 1
0 | 0 | 0 | 0 |  | 1 | 17:31 | 8428 |  | 1290.0203 | -784.9753 | -784.9753 | 1.2055e-85 | 4.6703e-86 | -1.2379e-87 | 0 | -784.9753 |  | -1335.3664 | #DIV/0! | #DIV/0! | 50.5 | 1 | #DIV/0! | 1 | #DIV/0! | #DIV/0! |  |  | 1
0 | 0 | 0 | 0 |  | 1 | 17:31 | 8432 |  | 1290.411 | -785.366 | -785.366 | 1.0849e-85 | 4.2033e-86 | -1.1141e-87 | 0 | -785.366 |  | -1335.757 | #DIV/0! | #DIV/0! | 50.5 | 1 | #DIV/0! | 1 | #DIV/0! | #DIV/0! |  |  | 1
0 | 0 | 0 | 0 |  | 1 | 17:31 | 8436 |  | 1290.8017 | -785.7567 | -785.7567 | 9.7644e-86 | 3.7829e-86 | -1.0027e-87 | 0 | -785.7567 |  | -1336.1477 | #DIV/0! | #DIV/0! | 50.5 | 1 | #DIV/0! | 1 | #DIV/0! | #DIV/0! |  |  | 1
0 | 0 | 0 | 0 |  | 1 | 17:31 | 8440 |  | 1291.1923 | -786.1473 | -786.1473 | 8.788e-86 | 3.4046e-86 | -9.0244e-88 | 0 | -786.1473 |  | -1336.5384 | #DIV/0! | #DIV/0! | 50.5 | 1 | #DIV/0! | 1 | #DIV/0! | #DIV/0! |  |  | 1
0 | 0 | 0 | 0 |  | 1 | 17:32 | 8444 |  | 1291.583 | -786.538 | -786.538 | 7.9092e-86 | 3.0642e-86 | -8.122e-88 | 0 | -786.538 |  | -1336.929 | #DIV/0! | #DIV/0! | 50.5 | 1 | #DIV/0! | 1 | #DIV/0! | #DIV/0! |  |  | 1
0 | 0 | 0 | 0 |  | 1 | 17:32 | 8448 |  | 1291.9737 | -786.9287 | -786.9287 | 7.1183e-86 | 2.7578e-86 | -7.3098e-88 | 0 | -786.9287 |  | -1337.3197 | #DIV/0! | #DIV/0! | 50.5 | 1 | #DIV/0! | 1 | #DIV/0! | #DIV/0! |  |  | 1
0 | 0 | 0 | 0 |  | 1 | 17:32 | 8452 |  | 1292.3643 | -787.3193 | -787.3193 | 6.4064e-86 | 2.482e-86 | -6.5788e-88 | 0 | -787.3193 |  | -1337.7104 | #DIV/0! | #DIV/0! | 50.5 | 1 | #DIV/0! | 1 | #DIV/0! | #DIV/0! |  |  | 1
0 | 0 | 0 | 0 |  | 1 | 17:32 | 8456 |  | 1292.755 | -787.71 | -787.71 | 5.7658e-86 | 2.2338e-86 | -5.9209e-88 | 0 | -787.71 |  | -1338.101 | #DIV/0! | #DIV/0! | 50.5 | 1 | #DIV/0! | 1 | #DIV/0! | #DIV/0! |  |  | 1
0 | 0 | 0 | 0 |  | 1 | 17:32 | 8460 |  | 1293.1457 | -788.1007 | -788.1007 | 5.1892e-86 | 2.0104e-86 | -5.3288e-88 | 0 | -788.1007 |  | -1338.4917 | #DIV/0! | #DIV/0! | 50.5 | 1 | #DIV/0! | 1 | #DIV/0! | #DIV/0! |  |  | 1
0 | 0 | 0 | 0 |  | 1 | 17:32 | 8464 |  | 1293.5363 | -788.4913 | -788.4913 | 4.6703e-86 | 1.8094e-86 | -4.7959e-88 | 0 | -788.4913 |  | -1338.8824 | #DIV/0! | #DIV/0! | 50.5 | 1 | #DIV/0! | 1 | #DIV/0! | #DIV/0! |  |  | 1
0 | 0 | 0 | 0 |  | 1 | 17:32 | 8468 |  | 1293.927 | -788.882 | -788.882 | 4.2033e-86 | 1.6284e-86 | -4.3164e-88 | 0 | -788.882 |  | -1339.273 | #DIV/0! | #DIV/0! | 50.5 | 1 | #DIV/0! | 1 | #DIV/0! | #DIV/0! |  |  | 1
0 | 0 | 0 | 0 |  | 1 | 17:32 | 8472 |  | 1294.3177 | -789.2727 | -789.2727 | 3.7829e-86 | 1.4656e-86 | -3.8847e-88 | 0 | -789.2727 |  | -1339.6637 | #DIV/0! | #DIV/0! | 50.5 | 1 | #DIV/0! | 1 | #DIV/0! | #DIV/0! |  |  | 1
0 | 0 | 0 | 0 |  | 1 | 17:32 | 8476 |  | 1294.7083 | -789.6633 | -789.6633 | 3.4046e-86 | 1.319e-86 | -3.4962e-88 | 0 | -789.6633 |  | -1340.0544 | #DIV/0! | #DIV/0! | 50.5 | 1 | #DIV/0! | 1 | #DIV/0! | #DIV/0! |  |  | 1
0 | 0 | 0 | 0 |  | 1 | 17:32 | 8480 |  | 1295.099 | -790.054 | -790.054 | 3.0642e-86 | 1.1871e-86 | -3.1466e-88 | 0 | -790.054 |  | -1340.445 | #DIV/0! | #DIV/0! | 50.5 | 1 | #DIV/0! | 1 | #DIV/0! | #DIV/0! |  |  | 1
0 | 0 | 0 | 0 |  | 1 | 17:32 | 8484 |  | 1295.4897 | -790.4447 | -790.4447 | 2.7578e-86 | 1.0684e-86 | -2.832e-88 | 0 | -790.4447 |  | -1340.8357 | #DIV/0! | #DIV/0! | 50.5 | 1 | #DIV/0! | 1 | #DIV/0! | #DIV/0! |  |  | 1
0 | 0 | 0 | 0 |  | 1 | 17:32 | 8488 |  | 1295.8803 | -790.8353 | -790.8353 | 2.482e-86 | 9.6157e-87 | -2.5488e-88 | 0 | -790.8353 |  | -1341.2264 | #DIV/0! | #DIV/0! | 50.5 | 1 | #DIV/0! | 1 | #DIV/0! | #DIV/0! |  |  | 1
0 | 0 | 0 | 0 |  | 1 | 17:32 | 8492 |  | 1296.271 | -791.226 | -791.226 | 2.2338e-86 | 8.6542e-87 | -2.2939e-88 | 0 | -791.226 |  | -1341.617 | #DIV/0! | #DIV/0! | 50.5 | 1 | #DIV/0! | 1 | #DIV/0! | #DIV/0! |  |  | 1
0 | 0 | 0 | 0 |  | 1 | 17:32 | 8496 |  | 1296.6617 | -791.6167 | -791.6167 | 2.0104e-86 | 7.7887e-87 | -2.0645e-88 | 0 | -791.6167 |  | -1342.0077 | #DIV/0! | #DIV/0! | 50.5 | 1 | #DIV/0! | 1 | #DIV/0! | #DIV/0! |  |  | 1
0 | 0 | 0 | 0 |  | 1 | 17:32 | 8500 |  | 1297.0523 | -792.0073 | -792.0073 | 1.8094e-86 | 7.0099e-87 | -1.858e-88 | 0 | -792.0073 |  | -1342.3984 | #DIV/0! | #DIV/0! | 50.5 | 1 | #DIV/0! | 1 | #DIV/0! | #DIV/0! |  |  | 1
0 | 0 | 0 | 0 |  | 1 | 17:33 | 8504 |  | 1297.443 | -792.398 | -792.398 | 1.6284e-86 | 6.3089e-87 | -1.6722e-88 | 0 | -792.398 |  | -1342.789 | #DIV/0! | #DIV/0! | 50.5 | 1 | #DIV/0! | 1 | #DIV/0! | #DIV/0! |  |  | 1
0 | 0 | 0 | 0 |  | 1 | 17:33 | 8508 |  | 1297.8337 | -792.7887 | -792.7887 | 1.4656e-86 | 5.678e-87 | -1.505e-88 | 0 | -792.7887 |  | -1343.1797 | #DIV/0! | #DIV/0! | 50.5 | 1 | #DIV/0! | 1 | #DIV/0! | #DIV/0! |  |  | 1
0 | 0 | 0 | 0 |  | 1 | 17:33 | 8512 |  | 1298.2243 | -793.1793 | -793.1793 | 1.319e-86 | 5.1102e-87 | -1.3545e-88 | 0 | -793.1793 |  | -1343.5704 | #DIV/0! | #DIV/0! | 50.5 | 1 | #DIV/0! | 1 | #DIV/0! | #DIV/0! |  |  | 1
0 | 0 | 0 | 0 |  | 1 | 17:33 | 8516 |  | 1298.615 | -793.57 | -793.57 | 1.1871e-86 | 4.5992e-87 | -1.2191e-88 | 0 | -793.57 |  | -1343.961 | #DIV/0! | #DIV/0! | 50.5 | 1 | #DIV/0! | 1 | #DIV/0! | #DIV/0! |  |  | 1
0 | 0 | 0 | 0 |  | 1 | 17:33 | 8520 |  | 1299.0057 | -793.9607 | -793.9607 | 1.0684e-86 | 4.1393e-87 | -1.0972e-88 | 0 | -793.9607 |  | -1344.3517 | #DIV/0! | #DIV/0! | 50.5 | 1 | #DIV/0! | 1 | #DIV/0! | #DIV/0! |  |  | 1
0 | 0 | 0 | 0 |  | 1 | 17:33 | 8524 |  | 1299.3963 | -794.3513 | -794.3513 | 9.6157e-87 | 3.7253e-87 | -9.8744e-89 | 0 | -794.3513 |  | -1344.7424 | #DIV/0! | #DIV/0! | 50.5 | 1 | #DIV/0! | 1 | #DIV/0! | #DIV/0! |  |  | 1
0 | 0 | 0 | 0 |  | 1 | 17:33 | 8528 |  | 1299.787 | -794.742 | -794.742 | 8.6542e-87 | 3.3528e-87 | -8.887e-89 | 0 | -794.742 |  | -1345.133 | #DIV/0! | #DIV/0! | 50.5 | 1 | #DIV/0! | 1 | #DIV/0! | #DIV/0! |  |  | 1
0 | 0 | 0 | 0 |  | 1 | 17:33 | 8532 |  | 1300.1777 | -795.1327 | -795.1327 | 7.7887e-87 | 3.0175e-87 | -7.9983e-89 | 0 | -795.1327 |  | -1345.5237 | #DIV/0! | #DIV/0! | 50.5 | 1 | #DIV/0! | 1 | #DIV/0! | #DIV/0! |  |  | 1
0 | 0 | 0 | 0 |  | 1 | 17:33 | 8536 |  | 1300.5683 | -795.5233 | -795.5233 | 7.0099e-87 | 2.7158e-87 | -7.1985e-89 | 0 | -795.5233 |  | -1345.9144 | #DIV/0! | #DIV/0! | 50.5 | 1 | #DIV/0! | 1 | #DIV/0! | #DIV/0! |  |  | 1
0 | 0 | 0 | 0 |  | 1 | 17:33 | 8540 |  | 1300.959 | -795.914 | -795.914 | 6.3089e-87 | 2.4442e-87 | -6.4786e-89 | 0 | -795.914 |  | -1346.305 | #DIV/0! | #DIV/0! | 50.5 | 1 | #DIV/0! | 1 | #DIV/0! | #DIV/0! |  |  | 1
0 | 0 | 0 | 0 |  | 1 | 17:33 | 8544 |  | 1301.3497 | -796.3047 | -796.3047 | 5.678e-87 | 2.1998e-87 | -5.8307e-89 | 0 | -796.3047 |  | -1346.6957 | #DIV/0! | #DIV/0! | 50.5 | 1 | #DIV/0! | 1 | #DIV/0! | #DIV/0! |  |  | 1
0 | 0 | 0 | 0 |  | 1 | 17:33 | 8548 |  | 1301.7403 | -796.6953 | -796.6953 | 5.1102e-87 | 1.9798e-87 | -5.2477e-89 | 0 | -796.6953 |  | -1347.0864 | #DIV/0! | #DIV/0! | 50.5 | 1 | #DIV/0! | 1 | #DIV/0! | #DIV/0! |  |  | 1
0 | 0 | 0 | 0 |  | 1 | 17:33 | 8552 |  | 1302.131 | -797.086 | -797.086 | 4.5992e-87 | 1.7818e-87 | -4.7229e-89 | 0 | -797.086 |  | -1347.477 | #DIV/0! | #DIV/0! | 50.5 | 1 | #DIV/0! | 1 | #DIV/0! | #DIV/0! |  |  | 1
0 | 0 | 0 | 0 |  | 1 | 17:33 | 8556 |  | 1302.5217 | -797.4767 | -797.4767 | 4.1393e-87 | 1.6036e-87 | -4.2506e-89 | 0 | -797.4767 |  | -1347.8677 | #DIV/0! | #DIV/0! | 50.5 | 1 | #DIV/0! | 1 | #DIV/0! | #DIV/0! |  |  | 1
0 | 0 | 0 | 0 |  | 1 | 17:33 | 8560 |  | 1302.9123 | -797.8673 | -797.8673 | 3.7253e-87 | 1.4433e-87 | -3.8256e-89 | 0 | -797.8673 |  | -1348.2584 | #DIV/0! | #DIV/0! | 50.5 | 1 | #DIV/0! | 1 | #DIV/0! | #DIV/0! |  |  | 1
0 | 0 | 0 | 0 |  | 1 | 17:34 | 8564 |  | 1303.303 | -798.258 | -798.258 | 3.3528e-87 | 1.2989e-87 | -3.443e-89 | 0 | -798.258 |  | -1348.649 | #DIV/0! | #DIV/0! | 50.5 | 1 | #DIV/0! | 1 | #DIV/0! | #DIV/0! |  |  | 1
0 | 0 | 0 | 0 |  | 1 | 17:34 | 8568 |  | 1303.6937 | -798.6487 | -798.6487 | 3.0175e-87 | 1.169e-87 | -3.0987e-89 | 0 | -798.6487 |  | -1349.0397 | #DIV/0! | #DIV/0! | 50.5 | 1 | #DIV/0! | 1 | #DIV/0! | #DIV/0! |  |  | 1
0 | 0 | 0 | 0 |  | 1 | 17:34 | 8572 |  | 1304.0843 | -799.0393 | -799.0393 | 2.7158e-87 | 1.0521e-87 | -2.7888e-89 | 0 | -799.0393 |  | -1349.4304 | #DIV/0! | #DIV/0! | 50.5 | 1 | #DIV/0! | 1 | #DIV/0! | #DIV/0! |  |  | 1
0 | 0 | 0 | 0 |  | 1 | 17:34 | 8576 |  | 1304.475 | -799.43 | -799.43 | 2.4442e-87 | 9.4693e-88 | -2.5099e-89 | 0 | -799.43 |  | -1349.821 | #DIV/0! | #DIV/0! | 50.5 | 1 | #DIV/0! | 1 | #DIV/0! | #DIV/0! |  |  | 1
0 | 0 | 0 | 0 |  | 1 | 17:34 | 8580 |  | 1304.8657 | -799.8207 | -799.8207 | 2.1998e-87 | 8.5224e-88 | -2.259e-89 | 0 | -799.8207 |  | -1350.2117 | #DIV/0! | #DIV/0! | 50.5 | 1 | #DIV/0! | 1 | #DIV/0! | #DIV/0! |  |  | 1
0 | 0 | 0 | 0 |  | 1 | 17:34 | 8584 |  | 1305.2563 | -800.2113 | -800.2113 | 1.9798e-87 | 7.6701e-88 | -2.0331e-89 | 0 | -800.2113 |  | -1350.6024 | #DIV/0! | #DIV/0! | 50.5 | 1 | #DIV/0! | 1 | #DIV/0! | #DIV/0! |  |  | 1
0 | 0 | 0 | 0 |  | 1 | 17:34 | 8588 |  | 1305.647 | -800.602 | -800.602 | 1.7818e-87 | 6.9031e-88 | -1.8298e-89 | 0 | -800.602 |  | -1350.993 | #DIV/0! | #DIV/0! | 50.5 | 1 | #DIV/0! | 1 | #DIV/0! | #DIV/0! |  |  | 1
0 | 0 | 0 | 0 |  | 1 | 17:34 | 8592 |  | 1306.0377 | -800.9927 | -800.9927 | 1.6036e-87 | 6.2128e-88 | -1.6468e-89 | 0 | -800.9927 |  | -1351.3837 | #DIV/0! | #DIV/0! | 50.5 | 1 | #DIV/0! | 1 | #DIV/0! | #DIV/0! |  |  | 1
0 | 0 | 0 | 0 |  | 1 | 17:34 | 8596 |  | 1306.4283 | -801.3833 | -801.3833 | 1.4433e-87 | 5.5915e-88 | -1.4821e-89 | 0 | -801.3833 |  | -1351.7744 | #DIV/0! | #DIV/0! | 50.5 | 1 | #DIV/0! | 1 | #DIV/0! | #DIV/0! |  |  | 1
0 | 0 | 0 | 0 |  | 1 | 17:34 | 8600 |  | 1306.819 | -801.774 | -801.774 | 1.2989e-87 | 5.0324e-88 | -1.3339e-89 | 0 | -801.774 |  | -1352.165 | #DIV/0! | #DIV/0! | 50.5 | 1 | #DIV/0! | 1 | #DIV/0! | #DIV/0! |  |  | 1
0 | 0 | 0 | 0 |  | 1 | 17:34 | 8604 |  | 1307.2097 | -802.1647 | -802.1647 | 1.169e-87 | 4.5291e-88 | -1.2005e-89 | 0 | -802.1647 |  | -1352.5557 | #DIV/0! | #DIV/0! | 50.5 | 1 | #DIV/0! | 1 | #DIV/0! | #DIV/0! |  |  | 1
0 | 0 | 0 | 0 |  | 1 | 17:34 | 8608 |  | 1307.6003 | -802.5553 | -802.5553 | 1.0521e-87 | 4.0762e-88 | -1.0804e-89 | 0 | -802.5553 |  | -1352.9464 | #DIV/0! | #DIV/0! | 50.5 | 1 | #DIV/0! | 1 | #DIV/0! | #DIV/0! |  |  | 1
0 | 0 | 0 | 0 |  | 1 | 17:34 | 8612 |  | 1307.991 | -802.946 | -802.946 | 9.4693e-88 | 3.6686e-88 | -9.724e-90 | 0 | -802.946 |  | -1353.337 | #DIV/0! | #DIV/0! | 50.5 | 1 | #DIV/0! | 1 | #DIV/0! | #DIV/0! |  |  | 1
0 | 0 | 0 | 0 |  | 1 | 17:34 | 8616 |  | 1308.3817 | -803.3367 | -803.3367 | 8.5224e-88 | 3.3017e-88 | -8.7516e-90 | 0 | -803.3367 |  | -1353.7277 | #DIV/0! | #DIV/0! | 50.5 | 1 | #DIV/0! | 1 | #DIV/0! | #DIV/0! |  |  | 1
0 | 0 | 0 | 0 |  | 1 | 17:34 | 8620 |  | 1308.7723 | -803.7273 | -803.7273 | 7.6701e-88 | 2.9716e-88 | -7.8765e-90 | 0 | -803.7273 |  | -1354.1184 | #DIV/0! | #DIV/0! | 50.5 | 1 | #DIV/0! | 1 | #DIV/0! | #DIV/0! |  |  | 1
0 | 0 | 0 | 0 |  | 1 | 17:35 | 8624 |  | 1309.163 | -804.118 | -804.118 | 6.9031e-88 | 2.6744e-88 | -7.0888e-90 | 0 | -804.118 |  | -1354.509 | #DIV/0! | #DIV/0! | 50.5 | 1 | #DIV/0! | 1 | #DIV/0! | #DIV/0! |  |  | 1
0 | 0 | 0 | 0 |  | 1 | 17:35 | 8628 |  | 1309.5537 | -804.5087 | -804.5087 | 6.2128e-88 | 2.407e-88 | -6.3799e-90 | 0 | -804.5087 |  | -1354.8997 | #DIV/0! | #DIV/0! | 50.5 | 1 | #DIV/0! | 1 | #DIV/0! | #DIV/0! |  |  | 1
0 | 0 | 0 | 0 |  | 1 | 17:35 | 8632 |  | 1309.9443 | -804.8993 | -804.8993 | 5.5915e-88 | 2.1663e-88 | -5.742e-90 | 0 | -804.8993 |  | -1355.2904 | #DIV/0! | #DIV/0! | 50.5 | 1 | #DIV/0! | 1 | #DIV/0! | #DIV/0! |  |  | 1
0 | 0 | 0 | 0 |  | 1 | 17:35 | 8636 |  | 1310.335 | -805.29 | -805.29 | 5.0324e-88 | 1.9496e-88 | -5.1678e-90 | 0 | -805.29 |  | -1355.681 | #DIV/0! | #DIV/0! | 50.5 | 1 | #DIV/0! | 1 | #DIV/0! | #DIV/0! |  |  | 1
0 | 0 | 0 | 0 |  | 1 | 17:35 | 8640 |  | 1310.7257 | -805.6807 | -805.6807 | 4.5291e-88 | 1.7547e-88 | -4.651e-90 | 0 | -805.6807 |  | -1356.0717 | #DIV/0! | #DIV/0! | 50.5 | 1 | #DIV/0! | 1 | #DIV/0! | #DIV/0! |  |  | 1
0 | 0 | 0 | 0 |  | 1 | 17:35 | 8644 |  | 1311.1163 | -806.0713 | -806.0713 | 4.0762e-88 | 1.5792e-88 | -4.1859e-90 | 0 | -806.0713 |  | -1356.4624 | #DIV/0! | #DIV/0! | 50.5 | 1 | #DIV/0! | 1 | #DIV/0! | #DIV/0! |  |  | 1
0 | 0 | 0 | 0 |  | 1 | 17:35 | 8648 |  | 1311.507 | -806.462 | -806.462 | 3.6686e-88 | 1.4213e-88 | -3.7673e-90 | 0 | -806.462 |  | -1356.853 | #DIV/0! | #DIV/0! | 50.5 | 1 | #DIV/0! | 1 | #DIV/0! | #DIV/0! |  |  | 1
0 | 0 | 0 | 0 |  | 1 | 17:35 | 8652 |  | 1311.8977 | -806.8527 | -806.8527 | 3.3017e-88 | 1.2792e-88 | -3.3906e-90 | 0 | -806.8527 |  | -1357.2437 | #DIV/0! | #DIV/0! | 50.5 | 1 | #DIV/0! | 1 | #DIV/0! | #DIV/0! |  |  | 1
0 | 0 | 0 | 0 |  | 1 | 17:35 | 8656 |  | 1312.2883 | -807.2433 | -807.2433 | 2.9716e-88 | 1.1512e-88 | -3.0515e-90 | 0 | -807.2433 |  | -1357.6344 | #DIV/0! | #DIV/0! | 50.5 | 1 | #DIV/0! | 1 | #DIV/0! | #DIV/0! |  |  | 1
0 | 0 | 0 | 0 |  | 1 | 17:35 | 8660 |  | 1312.679 | -807.634 | -807.634 | 2.6744e-88 | 1.0361e-88 | -2.7464e-90 | 0 | -807.634 |  | -1358.025 | #DIV/0! | #DIV/0! | 50.5 | 1 | #DIV/0! | 1 | #DIV/0! | #DIV/0! |  |  | 1
0 | 0 | 0 | 0 |  | 1 | 17:35 | 8664 |  | 1313.0697 | -808.0247 | -808.0247 | 2.407e-88 | 9.3251e-89 | -2.4717e-90 | 0 | -808.0247 |  | -1358.4157 | #DIV/0! | #DIV/0! | 50.5 | 1 | #DIV/0! | 1 | #DIV/0! | #DIV/0! |  |  | 1
0 | 0 | 0 | 0 |  | 1 | 17:35 | 8668 |  | 1313.4603 | -808.4153 | -808.4153 | 2.1663e-88 | 8.3926e-89 | -2.2246e-90 | 0 | -808.4153 |  | -1358.8064 | #DIV/0! | #DIV/0! | 50.5 | 1 | #DIV/0! | 1 | #DIV/0! | #DIV/0! |  |  | 1
0 | 0 | 0 | 0 |  | 1 | 17:35 | 8672 |  | 1313.851 | -808.806 | -808.806 | 1.9496e-88 | 7.5533e-89 | -2.0021e-90 | 0 | -808.806 |  | -1359.197 | #DIV/0! | #DIV/0! | 50.5 | 1 | #DIV/0! | 1 | #DIV/0! | #DIV/0! |  |  | 1
0 | 0 | 0 | 0 |  | 1 | 17:35 | 8676 |  | 1314.2417 | -809.1967 | -809.1967 | 1.7547e-88 | 6.798e-89 | -1.8019e-90 | 0 | -809.1967 |  | -1359.5877 | #DIV/0! | #DIV/0! | 50.5 | 1 | #DIV/0! | 1 | #DIV/0! | #DIV/0! |  |  | 1
0 | 0 | 0 | 0 |  | 1 | 17:35 | 8680 |  | 1314.6323 | -809.5873 | -809.5873 | 1.5792e-88 | 6.1182e-89 | -1.6217e-90 | 0 | -809.5873 |  | -1359.9784 | #DIV/0! | #DIV/0! | 50.5 | 1 | #DIV/0! | 1 | #DIV/0! | #DIV/0! |  |  | 1
0 | 0 | 0 | 0 |  | 1 | 17:36 | 8684 |  | 1315.023 | -809.978 | -809.978 | 1.4213e-88 | 5.5064e-89 | -1.4595e-90 | 0 | -809.978 |  | -1360.369 | #DIV/0! | #DIV/0! | 50.5 | 1 | #DIV/0! | 1 | #DIV/0! | #DIV/0! |  |  | 1
0 | 0 | 0 | 0 |  | 1 | 17:36 | 8688 |  | 1315.4137 | -810.3687 | -810.3687 | 1.2792e-88 | 4.9557e-89 | -1.3136e-90 | 0 | -810.3687 |  | -1360.7597 | #DIV/0! | #DIV/0! | 50.5 | 1 | #DIV/0! | 1 | #DIV/0! | #DIV/0! |  |  | 1
0 | 0 | 0 | 0 |  | 1 | 17:36 | 8692 |  | 1315.8043 | -810.7593 | -810.7593 | 1.1512e-88 | 4.4602e-89 | -1.1822e-90 | 0 | -810.7593 |  | -1361.1504 | #DIV/0! | #DIV/0! | 50.5 | 1 | #DIV/0! | 1 | #DIV/0! | #DIV/0! |  |  | 1
0 | 0 | 0 | 0 |  | 1 | 17:36 | 8696 |  | 1316.195 | -811.15 | -811.15 | 1.0361e-88 | 4.0141e-89 | -1.064e-90 | 0 | -811.15 |  | -1361.541 | #DIV/0! | #DIV/0! | 50.5 | 1 | #DIV/0! | 1 | #DIV/0! | #DIV/0! |  |  | 1
0 | 0 | 0 | 0 |  | 1 | 17:36 | 8700 |  | 1316.5857 | -811.5407 | -811.5407 | 9.3251e-89 | 3.6127e-89 | -9.576e-91 | 0 | -811.5407 |  | -1361.9317 | #DIV/0! | #DIV/0! | 50.5 | 1 | #DIV/0! | 1 | #DIV/0! | #DIV/0! |  |  | 1
0 | 0 | 0 | 0 |  | 1 | 17:36 | 8704 |  | 1316.9763 | -811.9313 | -811.9313 | 8.3926e-89 | 3.2515e-89 | -8.6184e-91 | 0 | -811.9313 |  | -1362.3224 | #DIV/0! | #DIV/0! | 50.5 | 1 | #DIV/0! | 1 | #DIV/0! | #DIV/0! |  |  | 1
0 | 0 | 0 | 0 |  | 1 | 17:36 | 8708 |  | 1317.367 | -812.322 | -812.322 | 7.5533e-89 | 2.9263e-89 | -7.7565e-91 | 0 | -812.322 |  | -1362.713 | #DIV/0! | #DIV/0! | 50.5 | 1 | #DIV/0! | 1 | #DIV/0! | #DIV/0! |  |  | 1
0 | 0 | 0 | 0 |  | 1 | 17:36 | 8712 |  | 1317.7577 | -812.7127 | -812.7127 | 6.798e-89 | 2.6337e-89 | -6.9809e-91 | 0 | -812.7127 |  | -1363.1037 | #DIV/0! | #DIV/0! | 50.5 | 1 | #DIV/0! | 1 | #DIV/0! | #DIV/0! |  |  | 1
0 | 0 | 0 | 0 |  | 1 | 17:36 | 8716 |  | 1318.1483 | -813.1033 | -813.1033 | 6.1182e-89 | 2.3703e-89 | -6.2828e-91 | 0 | -813.1033 |  | -1363.4944 | #DIV/0! | #DIV/0! | 50.5 | 1 | #DIV/0! | 1 | #DIV/0! | #DIV/0! |  |  | 1
0 | 0 | 0 | 0 |  | 1 | 17:36 | 8720 |  | 1318.539 | -813.494 | -813.494 | 5.5064e-89 | 2.1333e-89 | -5.6545e-91 | 0 | -813.494 |  | -1363.885 | #DIV/0! | #DIV/0! | 50.5 | 1 | #DIV/0! | 1 | #DIV/0! | #DIV/0! |  |  | 1
0 | 0 | 0 | 0 |  | 1 | 17:36 | 8724 |  | 1318.9297 | -813.8847 | -813.8847 | 4.9557e-89 | 1.92e-89 | -5.0891e-91 | 0 | -813.8847 |  | -1364.2757 | #DIV/0! | #DIV/0! | 50.5 | 1 | #DIV/0! | 1 | #DIV/0! | #DIV/0! |  |  | 1
0 | 0 | 0 | 0 |  | 1 | 17:36 | 8728 |  | 1319.3203 | -814.2753 | -814.2753 | 4.4602e-89 | 1.728e-89 | -4.5802e-91 | 0 | -814.2753 |  | -1364.6664 | #DIV/0! | #DIV/0! | 50.5 | 1 | #DIV/0! | 1 | #DIV/0! | #DIV/0! |  |  | 1
0 | 0 | 0 | 0 |  | 1 | 17:36 | 8732 |  | 1319.711 | -814.666 | -814.666 | 4.0141e-89 | 1.5552e-89 | -4.1221e-91 | 0 | -814.666 |  | -1365.057 | #DIV/0! | #DIV/0! | 50.5 | 1 | #DIV/0! | 1 | #DIV/0! | #DIV/0! |  |  | 1
0 | 0 | 0 | 0 |  | 1 | 17:36 | 8736 |  | 1320.1017 | -815.0567 | -815.0567 | 3.6127e-89 | 1.3996e-89 | -3.7099e-91 | 0 | -815.0567 |  | -1365.4477 | #DIV/0! | #DIV/0! | 50.5 | 1 | #DIV/0! | 1 | #DIV/0! | #DIV/0! |  |  | 1
0 | 0 | 0 | 0 |  | 1 | 17:36 | 8740 |  | 1320.4923 | -815.4473 | -815.4473 | 3.2515e-89 | 1.2597e-89 | -3.3389e-91 | 0 | -815.4473 |  | -1365.8384 | #DIV/0! | #DIV/0! | 50.5 | 1 | #DIV/0! | 1 | #DIV/0! | #DIV/0! |  |  | 1
0 | 0 | 0 | 0 |  | 1 | 17:37 | 8744 |  | 1320.883 | -815.838 | -815.838 | 2.9263e-89 | 1.1337e-89 | -3.005e-91 | 0 | -815.838 |  | -1366.229 | #DIV/0! | #DIV/0! | 50.5 | 1 | #DIV/0! | 1 | #DIV/0! | #DIV/0! |  |  | 1
0 | 0 | 0 | 0 |  | 1 | 17:37 | 8748 |  | 1321.2737 | -816.2287 | -816.2287 | 2.6337e-89 | 1.0203e-89 | -2.7045e-91 | 0 | -816.2287 |  | -1366.6197 | #DIV/0! | #DIV/0! | 50.5 | 1 | #DIV/0! | 1 | #DIV/0! | #DIV/0! |  |  | 1
0 | 0 | 0 | 0 |  | 1 | 17:37 | 8752 |  | 1321.6643 | -816.6193 | -816.6193 | 2.3703e-89 | 9.1831e-90 | -2.4341e-91 | 0 | -816.6193 |  | -1367.0104 | #DIV/0! | #DIV/0! | 50.5 | 1 | #DIV/0! | 1 | #DIV/0! | #DIV/0! |  |  | 1
0 | 0 | 0 | 0 |  | 1 | 17:37 | 8756 |  | 1322.055 | -817.01 | -817.01 | 2.1333e-89 | 8.2648e-90 | -2.1907e-91 | 0 | -817.01 |  | -1367.401 | #DIV/0! | #DIV/0! | 50.5 | 1 | #DIV/0! | 1 | #DIV/0! | #DIV/0! |  |  | 1
0 | 0 | 0 | 0 |  | 1 | 17:37 | 8760 |  | 1322.4457 | -817.4007 | -817.4007 | 1.92e-89 | 7.4383e-90 | -1.9716e-91 | 0 | -817.4007 |  | -1367.7917 | #DIV/0! | #DIV/0! | 50.5 | 1 | #DIV/0! | 1 | #DIV/0! | #DIV/0! |  |  | 1
0 | 0 | 0 | 0 |  | 1 | 17:37 | 8764 |  | 1322.8363 | -817.7913 | -817.7913 | 1.728e-89 | 6.6945e-90 | -1.7744e-91 | 0 | -817.7913 |  | -1368.1824 | #DIV/0! | #DIV/0! | 50.5 | 1 | #DIV/0! | 1 | #DIV/0! | #DIV/0! |  |  | 1
0 | 0 | 0 | 0 |  | 1 | 17:37 | 8768 |  | 1323.227 | -818.182 | -818.182 | 1.5552e-89 | 6.025e-90 | -1.597e-91 | 0 | -818.182 |  | -1368.573 | #DIV/0! | #DIV/0! | 50.5 | 1 | #DIV/0! | 1 | #DIV/0! | #DIV/0! |  |  | 1
0 | 0 | 0 | 0 |  | 1 | 17:37 | 8772 |  | 1323.6177 | -818.5727 | -818.5727 | 1.3996e-89 | 5.4225e-90 | -1.4373e-91 | 0 | -818.5727 |  | -1368.9637 | #DIV/0! | #DIV/0! | 50.5 | 1 | #DIV/0! | 1 | #DIV/0! | #DIV/0! |  |  | 1
0 | 0 | 0 | 0 |  | 1 | 17:37 | 8776 |  | 1324.0083 | -818.9633 | -818.9633 | 1.2597e-89 | 4.8803e-90 | -1.2936e-91 | 0 | -818.9633 |  | -1369.3544 | #DIV/0! | #DIV/0! | 50.5 | 1 | #DIV/0! | 1 | #DIV/0! | #DIV/0! |  |  | 1
0 | 0 | 0 | 0 |  | 1 | 17:37 | 8780 |  | 1324.399 | -819.354 | -819.354 | 1.1337e-89 | 4.3922e-90 | -1.1642e-91 | 0 | -819.354 |  | -1369.745 | #DIV/0! | #DIV/0! | 50.5 | 1 | #DIV/0! | 1 | #DIV/0! | #DIV/0! |  |  | 1
0 | 0 | 0 | 0 |  | 1 | 17:37 | 8784 |  | 1324.7897 | -819.7447 | -819.7447 | 1.0203e-89 | 3.953e-90 | -1.0478e-91 | 0 | -819.7447 |  | -1370.1357 | #DIV/0! | #DIV/0! | 50.5 | 1 | #DIV/0! | 1 | #DIV/0! | #DIV/0! |  |  | 1
0 | 0 | 0 | 0 |  | 1 | 17:37 | 8788 |  | 1325.1803 | -820.1353 | -820.1353 | 9.1831e-90 | 3.5577e-90 | -9.4301e-92 | 0 | -820.1353 |  | -1370.5264 | #DIV/0! | #DIV/0! | 50.5 | 1 | #DIV/0! | 1 | #DIV/0! | #DIV/0! |  |  | 1
0 | 0 | 0 | 0 |  | 1 | 17:37 | 8792 |  | 1325.571 | -820.526 | -820.526 | 8.2648e-90 | 3.2019e-90 | -8.4871e-92 | 0 | -820.526 |  | -1370.917 | #DIV/0! | #DIV/0! | 50.5 | 1 | #DIV/0! | 1 | #DIV/0! | #DIV/0! |  |  | 1
0 | 0 | 0 | 0 |  | 1 | 17:37 | 8796 |  | 1325.9617 | -820.9167 | -820.9167 | 7.4383e-90 | 2.8817e-90 | -7.6384e-92 | 0 | -820.9167 |  | -1371.3077 | #DIV/0! | #DIV/0! | 50.5 | 1 | #DIV/0! | 1 | #DIV/0! | #DIV/0! |  |  | 1
0 | 0 | 0 | 0 |  | 1 | 17:37 | 8800 |  | 1326.3523 | -821.3073 | -821.3073 | 6.6945e-90 | 2.5936e-90 | -6.8746e-92 | 0 | -821.3073 |  | -1371.6984 | #DIV/0! | #DIV/0! | 50.5 | 1 | #DIV/0! | 1 | #DIV/0! | #DIV/0! |  |  | 1
0 | 0 | 0 | 0 |  | 1 | 17:38 | 8804 |  | 1326.743 | -821.698 | -821.698 | 6.025e-90 | 2.3342e-90 | -6.1871e-92 | 0 | -821.698 |  | -1372.089 | #DIV/0! | #DIV/0! | 50.5 | 1 | #DIV/0! | 1 | #DIV/0! | #DIV/0! |  |  | 1
0 | 0 | 0 | 0 |  | 1 | 17:38 | 8808 |  | 1327.1337 | -822.0887 | -822.0887 | 5.4225e-90 | 2.1008e-90 | -5.5684e-92 | 0 | -822.0887 |  | -1372.4797 | #DIV/0! | #DIV/0! | 50.5 | 1 | #DIV/0! | 1 | #DIV/0! | #DIV/0! |  |  | 1
0 | 0 | 0 | 0 |  | 1 | 17:38 | 8812 |  | 1327.5243 | -822.4793 | -822.4793 | 4.8803e-90 | 1.8907e-90 | -5.0116e-92 | 0 | -822.4793 |  | -1372.8704 | #DIV/0! | #DIV/0! | 50.5 | 1 | #DIV/0! | 1 | #DIV/0! | #DIV/0! |  |  | 1
0 | 0 | 0 | 0 |  | 1 | 17:38 | 8816 |  | 1327.915 | -822.87 | -822.87 | 4.3922e-90 | 1.7016e-90 | -4.5104e-92 | 0 | -822.87 |  | -1373.261 | #DIV/0! | #DIV/0! | 50.5 | 1 | #DIV/0! | 1 | #DIV/0! | #DIV/0! |  |  | 1
0 | 0 | 0 | 0 |  | 1 | 17:38 | 8820 |  | 1328.3057 | -823.2607 | -823.2607 | 3.953e-90 | 1.5315e-90 | -4.0594e-92 | 0 | -823.2607 |  | -1373.6517 | #DIV/0! | #DIV/0! | 50.5 | 1 | #DIV/0! | 1 | #DIV/0! | #DIV/0! |  |  | 1
0 | 0 | 0 | 0 |  | 1 | 17:38 | 8824 |  | 1328.6963 | -823.6513 | -823.6513 | 3.5577e-90 | 1.3783e-90 | -3.6534e-92 | 0 | -823.6513 |  | -1374.0424 | #DIV/0! | #DIV/0! | 50.5 | 1 | #DIV/0! | 1 | #DIV/0! | #DIV/0! |  |  | 1
0 | 0 | 0 | 0 |  | 1 | 17:38 | 8828 |  | 1329.087 | -824.042 | -824.042 | 3.2019e-90 | 1.2405e-90 | -3.2881e-92 | 0 | -824.042 |  | -1374.433 | #DIV/0! | #DIV/0! | 50.5 | 1 | #DIV/0! | 1 | #DIV/0! | #DIV/0! |  |  | 1
0 | 0 | 0 | 0 |  | 1 | 17:38 | 8832 |  | 1329.4777 | -824.4327 | -824.4327 | 2.8817e-90 | 1.1164e-90 | -2.9593e-92 | 0 | -824.4327 |  | -1374.8237 | #DIV/0! | #DIV/0! | 50.5 | 1 | #DIV/0! | 1 | #DIV/0! | #DIV/0! |  |  | 1
0 | 0 | 0 | 0 |  | 1 | 17:38 | 8836 |  | 1329.8683 | -824.8233 | -824.8233 | 2.5936e-90 | 1.0048e-90 | -2.6633e-92 | 0 | -824.8233 |  | -1375.2144 | #DIV/0! | #DIV/0! | 50.5 | 1 | #DIV/0! | 1 | #DIV/0! | #DIV/0! |  |  | 1
0 | 0 | 0 | 0 |  | 1 | 17:38 | 8840 |  | 1330.259 | -825.214 | -825.214 | 2.3342e-90 | 9.0432e-91 | -2.397e-92 | 0 | -825.214 |  | -1375.605 | #DIV/0! | #DIV/0! | 50.5 | 1 | #DIV/0! | 1 | #DIV/0! | #DIV/0! |  |  | 1
0 | 0 | 0 | 0 |  | 1 | 17:38 | 8844 |  | 1330.6497 | -825.6047 | -825.6047 | 2.1008e-90 | 8.1389e-91 | -2.1573e-92 | 0 | -825.6047 |  | -1375.9957 | #DIV/0! | #DIV/0! | 50.5 | 1 | #DIV/0! | 1 | #DIV/0! | #DIV/0! |  |  | 1
0 | 0 | 0 | 0 |  | 1 | 17:38 | 8848 |  | 1331.0403 | -825.9953 | -825.9953 | 1.8907e-90 | 7.325e-91 | -1.9416e-92 | 0 | -825.9953 |  | -1376.3864 | #DIV/0! | #DIV/0! | 50.5 | 1 | #DIV/0! | 1 | #DIV/0! | #DIV/0! |  |  | 1
0 | 0 | 0 | 0 |  | 1 | 17:38 | 8852 |  | 1331.431 | -826.386 | -826.386 | 1.7016e-90 | 6.5925e-91 | -1.7474e-92 | 0 | -826.386 |  | -1376.777 | #DIV/0! | #DIV/0! | 50.5 | 1 | #DIV/0! | 1 | #DIV/0! | #DIV/0! |  |  | 1
0 | 0 | 0 | 0 |  | 1 | 17:38 | 8856 |  | 1331.8217 | -826.7767 | -826.7767 | 1.5315e-90 | 5.9333e-91 | -1.5727e-92 | 0 | -826.7767 |  | -1377.1677 | #DIV/0! | #DIV/0! | 50.5 | 1 | #DIV/0! | 1 | #DIV/0! | #DIV/0! |  |  | 1
0 | 0 | 0 | 0 |  | 1 | 17:38 | 8860 |  | 1332.2123 | -827.1673 | -827.1673 | 1.3783e-90 | 5.3399e-91 | -1.4154e-92 | 0 | -827.1673 |  | -1377.5584 | #DIV/0! | #DIV/0! | 50.5 | 1 | #DIV/0! | 1 | #DIV/0! | #DIV/0! |  |  | 1
0 | 0 | 0 | 0 |  | 1 | 17:39 | 8864 |  | 1332.603 | -827.558 | -827.558 | 1.2405e-90 | 4.8059e-91 | -1.2739e-92 | 0 | -827.558 |  | -1377.949 | #DIV/0! | #DIV/0! | 50.5 | 1 | #DIV/0! | 1 | #DIV/0! | #DIV/0! |  |  | 1
0 | 0 | 0 | 0 |  | 1 | 17:39 | 8868 |  | 1332.9937 | -827.9487 | -827.9487 | 1.1164e-90 | 4.3253e-91 | -1.1465e-92 | 0 | -827.9487 |  | -1378.3397 | #DIV/0! | #DIV/0! | 50.5 | 1 | #DIV/0! | 1 | #DIV/0! | #DIV/0! |  |  | 1
0 | 0 | 0 | 0 |  | 1 | 17:39 | 8872 |  | 1333.3843 | -828.3393 | -828.3393 | 1.0048e-90 | 3.8928e-91 | -1.0318e-92 | 0 | -828.3393 |  | -1378.7304 | #DIV/0! | #DIV/0! | 50.5 | 1 | #DIV/0! | 1 | #DIV/0! | #DIV/0! |  |  | 1
0 | 0 | 0 | 0 |  | 1 | 17:39 | 8876 |  | 1333.775 | -828.73 | -828.73 | 9.0432e-91 | 3.5035e-91 | -9.2865e-93 | 0 | -828.73 |  | -1379.121 | #DIV/0! | #DIV/0! | 50.5 | 1 | #DIV/0! | 1 | #DIV/0! | #DIV/0! |  |  | 1
0 | 0 | 0 | 0 |  | 1 | 17:39 | 8880 |  | 1334.1657 | -829.1207 | -829.1207 | 8.1389e-91 | 3.1532e-91 | -8.3579e-93 | 0 | -829.1207 |  | -1379.5117 | #DIV/0! | #DIV/0! | 50.5 | 1 | #DIV/0! | 1 | #DIV/0! | #DIV/0! |  |  | 1
0 | 0 | 0 | 0 |  | 1 | 17:39 | 8884 |  | 1334.5563 | -829.5113 | -829.5113 | 7.325e-91 | 2.8379e-91 | -7.5221e-93 | 0 | -829.5113 |  | -1379.9024 | #DIV/0! | #DIV/0! | 50.5 | 1 | #DIV/0! | 1 | #DIV/0! | #DIV/0! |  |  | 1
0 | 0 | 0 | 0 |  | 1 | 17:39 | 8888 |  | 1334.947 | -829.902 | -829.902 | 6.5925e-91 | 2.5541e-91 | -6.7699e-93 | 0 | -829.902 |  | -1380.293 | #DIV/0! | #DIV/0! | 50.5 | 1 | #DIV/0! | 1 | #DIV/0! | #DIV/0! |  |  | 1
0 | 0 | 0 | 0 |  | 1 | 17:39 | 8892 |  | 1335.3377 | -830.2927 | -830.2927 | 5.9333e-91 | 2.2987e-91 | -6.0929e-93 | 0 | -830.2927 |  | -1380.6837 | #DIV/0! | #DIV/0! | 50.5 | 1 | #DIV/0! | 1 | #DIV/0! | #DIV/0! |  |  | 1
0 | 0 | 0 | 0 |  | 1 | 17:39 | 8896 |  | 1335.7283 | -830.6833 | -830.6833 | 5.3399e-91 | 2.0688e-91 | -5.4836e-93 | 0 | -830.6833 |  | -1381.0744 | #DIV/0! | #DIV/0! | 50.5 | 1 | #DIV/0! | 1 | #DIV/0! | #DIV/0! |  |  | 1
0 | 0 | 0 | 0 |  | 1 | 17:39 | 8900 |  | 1336.119 | -831.074 | -831.074 | 4.8059e-91 | 1.8619e-91 | -4.9352e-93 | 0 | -831.074 |  | -1381.465 | #DIV/0! | #DIV/0! | 50.5 | 1 | #DIV/0! | 1 | #DIV/0! | #DIV/0! |  |  | 1
0 | 0 | 0 | 0 |  | 1 | 17:39 | 8904 |  | 1336.5097 | -831.4647 | -831.4647 | 4.3253e-91 | 1.6757e-91 | -4.4417e-93 | 0 | -831.4647 |  | -1381.8557 | #DIV/0! | #DIV/0! | 50.5 | 1 | #DIV/0! | 1 | #DIV/0! | #DIV/0! |  |  | 1
0 | 0 | 0 | 0 |  | 1 | 17:39 | 8908 |  | 1336.9003 | -831.8553 | -831.8553 | 3.8928e-91 | 1.5082e-91 | -3.9975e-93 | 0 | -831.8553 |  | -1382.2464 | #DIV/0! | #DIV/0! | 50.5 | 1 | #DIV/0! | 1 | #DIV/0! | #DIV/0! |  |  | 1
0 | 0 | 0 | 0 |  | 1 | 17:39 | 8912 |  | 1337.291 | -832.246 | -832.246 | 3.5035e-91 | 1.3573e-91 | -3.5978e-93 | 0 | -832.246 |  | -1382.637 | #DIV/0! | #DIV/0! | 50.5 | 1 | #DIV/0! | 1 | #DIV/0! | #DIV/0! |  |  | 1
0 | 0 | 0 | 0 |  | 1 | 17:39 | 8916 |  | 1337.6817 | -832.6367 | -832.6367 | 3.1532e-91 | 1.2216e-91 | -3.238e-93 | 0 | -832.6367 |  | -1383.0277 | #DIV/0! | #DIV/0! | 50.5 | 1 | #DIV/0! | 1 | #DIV/0! | #DIV/0! |  |  | 1
0 | 0 | 0 | 0 |  | 1 | 17:39 | 8920 |  | 1338.0723 | -833.0273 | -833.0273 | 2.8379e-91 | 1.0994e-91 | -2.9142e-93 | 0 | -833.0273 |  | -1383.4184 | #DIV/0! | #DIV/0! | 50.5 | 1 | #DIV/0! | 1 | #DIV/0! | #DIV/0! |  |  | 1
0 | 0 | 0 | 0 |  | 1 | 17:40 | 8924 |  | 1338.463 | -833.418 | -833.418 | 2.5541e-91 | 9.895e-92 | -2.6228e-93 | 0 | -833.418 |  | -1383.809 | #DIV/0! | #DIV/0! | 50.5 | 1 | #DIV/0! | 1 | #DIV/0! | #DIV/0! |  |  | 1
0 | 0 | 0 | 0 |  | 1 | 17:40 | 8928 |  | 1338.8537 | -833.8087 | -833.8087 | 2.2987e-91 | 8.9055e-92 | -2.3605e-93 | 0 | -833.8087 |  | -1384.1997 | #DIV/0! | #DIV/0! | 50.5 | 1 | #DIV/0! | 1 | #DIV/0! | #DIV/0! |  |  | 1
0 | 0 | 0 | 0 |  | 1 | 17:40 | 8932 |  | 1339.2443 | -834.1993 | -834.1993 | 2.0688e-91 | 8.0149e-92 | -2.1245e-93 | 0 | -834.1993 |  | -1384.5904 | #DIV/0! | #DIV/0! | 50.5 | 1 | #DIV/0! | 1 | #DIV/0! | #DIV/0! |  |  | 1
0 | 0 | 0 | 0 |  | 1 | 17:40 | 8936 |  | 1339.635 | -834.59 | -834.59 | 1.8619e-91 | 7.2135e-92 | -1.912e-93 | 0 | -834.59 |  | -1384.981 | #DIV/0! | #DIV/0! | 50.5 | 1 | #DIV/0! | 1 | #DIV/0! | #DIV/0! |  |  | 1
0 | 0 | 0 | 0 |  | 1 | 17:40 | 8940 |  | 1340.0257 | -834.9807 | -834.9807 | 1.6757e-91 | 6.4921e-92 | -1.7208e-93 | 0 | -834.9807 |  | -1385.3717 | #DIV/0! | #DIV/0! | 50.5 | 1 | #DIV/0! | 1 | #DIV/0! | #DIV/0! |  |  | 1
0 | 0 | 0 | 0 |  | 1 | 17:40 | 8944 |  | 1340.4163 | -835.3713 | -835.3713 | 1.5082e-91 | 5.8429e-92 | -1.5487e-93 | 0 | -835.3713 |  | -1385.7624 | #DIV/0! | #DIV/0! | 50.5 | 1 | #DIV/0! | 1 | #DIV/0! | #DIV/0! |  |  | 1
0 | 0 | 0 | 0 |  | 1 | 17:40 | 8948 |  | 1340.807 | -835.762 | -835.762 | 1.3573e-91 | 5.2586e-92 | -1.3939e-93 | 0 | -835.762 |  | -1386.153 | #DIV/0! | #DIV/0! | 50.5 | 1 | #DIV/0! | 1 | #DIV/0! | #DIV/0! |  |  | 1
0 | 0 | 0 | 0 |  | 1 | 17:40 | 8952 |  | 1341.1977 | -836.1527 | -836.1527 | 1.2216e-91 | 4.7327e-92 | -1.2545e-93 | 0 | -836.1527 |  | -1386.5437 | #DIV/0! | #DIV/0! | 50.5 | 1 | #DIV/0! | 1 | #DIV/0! | #DIV/0! |  |  | 1
0 | 0 | 0 | 0 |  | 1 | 17:40 | 8956 |  | 1341.5883 | -836.5433 | -836.5433 | 1.0994e-91 | 4.2595e-92 | -1.129e-93 | 0 | -836.5433 |  | -1386.9344 | #DIV/0! | #DIV/0! | 50.5 | 1 | #DIV/0! | 1 | #DIV/0! | #DIV/0! |  |  | 1
0 | 0 | 0 | 0 |  | 1 | 17:40 | 8960 |  | 1341.979 | -836.934 | -836.934 | 9.895e-92 | 3.8335e-92 | -1.0161e-93 | 0 | -836.934 |  | -1387.325 | #DIV/0! | #DIV/0! | 50.5 | 1 | #DIV/0! | 1 | #DIV/0! | #DIV/0! |  |  | 1
0 | 0 | 0 | 0 |  | 1 | 17:40 | 8964 |  | 1342.3697 | -837.3247 | -837.3247 | 8.9055e-92 | 3.4502e-92 | -9.1451e-94 | 0 | -837.3247 |  | -1387.7157 | #DIV/0! | #DIV/0! | 50.5 | 1 | #DIV/0! | 1 | #DIV/0! | #DIV/0! |  |  | 1
0 | 0 | 0 | 0 |  | 1 | 17:40 | 8968 |  | 1342.7603 | -837.7153 | -837.7153 | 8.0149e-92 | 3.1052e-92 | -8.2306e-94 | 0 | -837.7153 |  | -1388.1064 | #DIV/0! | #DIV/0! | 50.5 | 1 | #DIV/0! | 1 | #DIV/0! | #DIV/0! |  |  | 1
0 | 0 | 0 | 0 |  | 1 | 17:40 | 8972 |  | 1343.151 | -838.106 | -838.106 | 7.2135e-92 | 2.7946e-92 | -7.4075e-94 | 0 | -838.106 |  | -1388.497 | #DIV/0! | #DIV/0! | 50.5 | 1 | #DIV/0! | 1 | #DIV/0! | #DIV/0! |  |  | 1
0 | 0 | 0 | 0 |  | 1 | 17:40 | 8976 |  | 1343.5417 | -838.4967 | -838.4967 | 6.4921e-92 | 2.5152e-92 | -6.6668e-94 | 0 | -838.4967 |  | -1388.8877 | #DIV/0! | #DIV/0! | 50.5 | 1 | #DIV/0! | 1 | #DIV/0! | #DIV/0! |  |  | 1
0 | 0 | 0 | 0 |  | 1 | 17:40 | 8980 |  | 1343.9323 | -838.8873 | -838.8873 | 5.8429e-92 | 2.2637e-92 | -6.0001e-94 | 0 | -838.8873 |  | -1389.2784 | #DIV/0! | #DIV/0! | 50.5 | 1 | #DIV/0! | 1 | #DIV/0! | #DIV/0! |  |  | 1
0 | 0 | 0 | 0 |  | 1 | 17:41 | 8984 |  | 1344.323 | -839.278 | -839.278 | 5.2586e-92 | 2.0373e-92 | -5.4001e-94 | 0 | -839.278 |  | -1389.669 | #DIV/0! | #DIV/0! | 50.5 | 1 | #DIV/0! | 1 | #DIV/0! | #DIV/0! |  |  | 1
0 | 0 | 0 | 0 |  | 1 | 17:41 | 8988 |  | 1344.7137 | -839.6687 | -839.6687 | 4.7327e-92 | 1.8336e-92 | -4.8601e-94 | 0 | -839.6687 |  | -1390.0597 | #DIV/0! | #DIV/0! | 50.5 | 1 | #DIV/0! | 1 | #DIV/0! | #DIV/0! |  |  | 1
0 | 0 | 0 | 0 |  | 1 | 17:41 | 8992 |  | 1345.1043 | -840.0593 | -840.0593 | 4.2595e-92 | 1.6502e-92 | -4.3741e-94 | 0 | -840.0593 |  | -1390.4504 | #DIV/0! | #DIV/0! | 50.5 | 1 | #DIV/0! | 1 | #DIV/0! | #DIV/0! |  |  | 1
0 | 0 | 0 | 0 |  | 1 | 17:41 | 8996 |  | 1345.495 | -840.45 | -840.45 | 3.8335e-92 | 1.4852e-92 | -3.9367e-94 | 0 | -840.45 |  | -1390.841 | #DIV/0! | #DIV/0! | 50.5 | 1 | #DIV/0! | 1 | #DIV/0! | #DIV/0! |  |  | 1
0 | 0 | 0 | 0 |  | 1 | 17:41 | 9000 |  | 1345.8857 | -840.8407 | -840.8407 | 3.4502e-92 | 1.3367e-92 | -3.543e-94 | 0 | -840.8407 |  | -1391.2317 | #DIV/0! | #DIV/0! | 50.5 | 1 | #DIV/0! | 1 | #DIV/0! | #DIV/0! |  |  | 1
0 | 0 | 0 | 0 |  | 1 | 17:41 | 9004 |  | 1346.2763 | -841.2313 | -841.2313 | 3.1052e-92 | 1.203e-92 | -3.1887e-94 | 0 | -841.2313 |  | -1391.6224 | #DIV/0! | #DIV/0! | 50.5 | 1 | #DIV/0! | 1 | #DIV/0! | #DIV/0! |  |  | 1
0 | 0 | 0 | 0 |  | 1 | 17:41 | 9008 |  | 1346.667 | -841.622 | -841.622 | 2.7946e-92 | 1.0827e-92 | -2.8698e-94 | 0 | -841.622 |  | -1392.013 | #DIV/0! | #DIV/0! | 50.5 | 1 | #DIV/0! | 1 | #DIV/0! | #DIV/0! |  |  | 1
0 | 0 | 0 | 0 |  | 1 | 17:41 | 9012 |  | 1347.0577 | -842.0127 | -842.0127 | 2.5152e-92 | 9.7443e-93 | -2.5828e-94 | 0 | -842.0127 |  | -1392.4037 | #DIV/0! | #DIV/0! | 50.5 | 1 | #DIV/0! | 1 | #DIV/0! | #DIV/0! |  |  | 1
0 | 0 | 0 | 0 |  | 1 | 17:41 | 9016 |  | 1347.4483 | -842.4033 | -842.4033 | 2.2637e-92 | 8.7699e-93 | -2.3246e-94 | 0 | -842.4033 |  | -1392.7944 | #DIV/0! | #DIV/0! | 50.5 | 1 | #DIV/0! | 1 | #DIV/0! | #DIV/0! |  |  | 1
0 | 0 | 0 | 0 |  | 1 | 17:41 | 9020 |  | 1347.839 | -842.794 | -842.794 | 2.0373e-92 | 7.8929e-93 | -2.0921e-94 | 0 | -842.794 |  | -1393.185 | #DIV/0! | #DIV/0! | 50.5 | 1 | #DIV/0! | 1 | #DIV/0! | #DIV/0! |  |  | 1
0 | 0 | 0 | 0 |  | 1 | 17:41 | 9024 |  | 1348.2297 | -843.1847 | -843.1847 | 1.8336e-92 | 7.1036e-93 | -1.8829e-94 | 0 | -843.1847 |  | -1393.5757 | #DIV/0! | #DIV/0! | 50.5 | 1 | #DIV/0! | 1 | #DIV/0! | #DIV/0! |  |  | 1
0 | 0 | 0 | 0 |  | 1 | 17:41 | 9028 |  | 1348.6203 | -843.5753 | -843.5753 | 1.6502e-92 | 6.3932e-93 | -1.6946e-94 | 0 | -843.5753 |  | -1393.9664 | #DIV/0! | #DIV/0! | 50.5 | 1 | #DIV/0! | 1 | #DIV/0! | #DIV/0! |  |  | 1
0 | 0 | 0 | 0 |  | 1 | 17:41 | 9032 |  | 1349.011 | -843.966 | -843.966 | 1.4852e-92 | 5.7539e-93 | -1.5251e-94 | 0 | -843.966 |  | -1394.357 | #DIV/0! | #DIV/0! | 50.5 | 1 | #DIV/0! | 1 | #DIV/0! | #DIV/0! |  |  | 1
0 | 0 | 0 | 0 |  | 1 | 17:41 | 9036 |  | 1349.4017 | -844.3567 | -844.3567 | 1.3367e-92 | 5.1785e-93 | -1.3726e-94 | 0 | -844.3567 |  | -1394.7477 | #DIV/0! | #DIV/0! | 50.5 | 1 | #DIV/0! | 1 | #DIV/0! | #DIV/0! |  |  | 1
0 | 0 | 0 | 0 |  | 1 | 17:41 | 9040 |  | 1349.7923 | -844.7473 | -844.7473 | 1.203e-92 | 4.6607e-93 | -1.2354e-94 | 0 | -844.7473 |  | -1395.1384 | #DIV/0! | #DIV/0! | 50.5 | 1 | #DIV/0! | 1 | #DIV/0! | #DIV/0! |  |  | 1
0 | 0 | 0 | 0 |  | 1 | 17:42 | 9044 |  | 1350.183 | -845.138 | -845.138 | 1.0827e-92 | 4.1946e-93 | -1.1118e-94 | 0 | -845.138 |  | -1395.529 | #DIV/0! | #DIV/0! | 50.5 | 1 | #DIV/0! | 1 | #DIV/0! | #DIV/0! |  |  | 1
0 | 0 | 0 | 0 |  | 1 | 17:42 | 9048 |  | 1350.5737 | -845.5287 | -845.5287 | 9.7443e-93 | 3.7751e-93 | -1.0006e-94 | 0 | -845.5287 |  | -1395.9197 | #DIV/0! | #DIV/0! | 50.5 | 1 | #DIV/0! | 1 | #DIV/0! | #DIV/0! |  |  | 1
0 | 0 | 0 | 0 |  | 1 | 17:42 | 9052 |  | 1350.9643 | -845.9193 | -845.9193 | 8.7699e-93 | 3.3976e-93 | -9.0058e-95 | 0 | -845.9193 |  | -1396.3104 | #DIV/0! | #DIV/0! | 50.5 | 1 | #DIV/0! | 1 | #DIV/0! | #DIV/0! |  |  | 1
0 | 0 | 0 | 0 |  | 1 | 17:42 | 9056 |  | 1351.355 | -846.31 | -846.31 | 7.8929e-93 | 3.0579e-93 | -8.1052e-95 | 0 | -846.31 |  | -1396.701 | #DIV/0! | #DIV/0! | 50.5 | 1 | #DIV/0! | 1 | #DIV/0! | #DIV/0! |  |  | 1
0 | 0 | 0 | 0 |  | 1 | 17:42 | 9060 |  | 1351.7457 | -846.7007 | -846.7007 | 7.1036e-93 | 2.7521e-93 | -7.2947e-95 | 0 | -846.7007 |  | -1397.0917 | #DIV/0! | #DIV/0! | 50.5 | 1 | #DIV/0! | 1 | #DIV/0! | #DIV/0! |  |  | 1
0 | 0 | 0 | 0 |  | 1 | 17:42 | 9064 |  | 1352.1363 | -847.0913 | -847.0913 | 6.3932e-93 | 2.4769e-93 | -6.5652e-95 | 0 | -847.0913 |  | -1397.4824 | #DIV/0! | #DIV/0! | 50.5 | 1 | #DIV/0! | 1 | #DIV/0! | #DIV/0! |  |  | 1
0 | 0 | 0 | 0 |  | 1 | 17:42 | 9068 |  | 1352.527 | -847.482 | -847.482 | 5.7539e-93 | 2.2292e-93 | -5.9087e-95 | 0 | -847.482 |  | -1397.873 | #DIV/0! | #DIV/0! | 50.5 | 1 | #DIV/0! | 1 | #DIV/0! | #DIV/0! |  |  | 1
0 | 0 | 0 | 0 |  | 1 | 17:42 | 9072 |  | 1352.9177 | -847.8727 | -847.8727 | 5.1785e-93 | 2.0063e-93 | -5.3178e-95 | 0 | -847.8727 |  | -1398.2637 | #DIV/0! | #DIV/0! | 50.5 | 1 | #DIV/0! | 1 | #DIV/0! | #DIV/0! |  |  | 1
0 | 0 | 0 | 0 |  | 1 | 17:42 | 9076 |  | 1353.3083 | -848.2633 | -848.2633 | 4.6607e-93 | 1.8056e-93 | -4.7861e-95 | 0 | -848.2633 |  | -1398.6544 | #DIV/0! | #DIV/0! | 50.5 | 1 | #DIV/0! | 1 | #DIV/0! | #DIV/0! |  |  | 1
0 | 0 | 0 | 0 |  | 1 | 17:42 | 9080 |  | 1353.699 | -848.654 | -848.654 | 4.1946e-93 | 1.6251e-93 | -4.3075e-95 | 0 | -848.654 |  | -1399.045 | #DIV/0! | #DIV/0! | 50.5 | 1 | #DIV/0! | 1 | #DIV/0! | #DIV/0! |  |  | 1
0 | 0 | 0 | 0 |  | 1 | 17:42 | 9084 |  | 1354.0897 | -849.0447 | -849.0447 | 3.7751e-93 | 1.4626e-93 | -3.8767e-95 | 0 | -849.0447 |  | -1399.4357 | #DIV/0! | #DIV/0! | 50.5 | 1 | #DIV/0! | 1 | #DIV/0! | #DIV/0! |  |  | 1
0 | 0 | 0 | 0 |  | 1 | 17:42 | 9088 |  | 1354.4803 | -849.4353 | -849.4353 | 3.3976e-93 | 1.3163e-93 | -3.489e-95 | 0 | -849.4353 |  | -1399.8264 | #DIV/0! | #DIV/0! | 50.5 | 1 | #DIV/0! | 1 | #DIV/0! | #DIV/0! |  |  | 1
0 | 0 | 0 | 0 |  | 1 | 17:42 | 9092 |  | 1354.871 | -849.826 | -849.826 | 3.0579e-93 | 1.1847e-93 | -3.1401e-95 | 0 | -849.826 |  | -1400.217 | #DIV/0! | #DIV/0! | 50.5 | 1 | #DIV/0! | 1 | #DIV/0! | #DIV/0! |  |  | 1
0 | 0 | 0 | 0 |  | 1 | 17:42 | 9096 |  | 1355.2617 | -850.2167 | -850.2167 | 2.7521e-93 | 1.0662e-93 | -2.8261e-95 | 0 | -850.2167 |  | -1400.6077 | #DIV/0! | #DIV/0! | 50.5 | 1 | #DIV/0! | 1 | #DIV/0! | #DIV/0! |  |  | 1
0 | 0 | 0 | 0 |  | 1 | 17:42 | 9100 |  | 1355.6523 | -850.6073 | -850.6073 | 2.4769e-93 | 9.5959e-94 | -2.5435e-95 | 0 | -850.6073 |  | -1400.9984 | #DIV/0! | #DIV/0! | 50.5 | 1 | #DIV/0! | 1 | #DIV/0! | #DIV/0! |  |  | 1
0 | 0 | 0 | 0 |  | 1 | 17:43 | 9104 |  | 1356.043 | -850.998 | -850.998 | 2.2292e-93 | 8.6363e-94 | -2.2892e-95 | 0 | -850.998 |  | -1401.389 | #DIV/0! | #DIV/0! | 50.5 | 1 | #DIV/0! | 1 | #DIV/0! | #DIV/0! |  |  | 1
0 | 0 | 0 | 0 |  | 1 | 17:43 | 9108 |  | 1356.4337 | -851.3887 | -851.3887 | 2.0063e-93 | 7.7727e-94 | -2.0602e-95 | 0 | -851.3887 |  | -1401.7797 | #DIV/0! | #DIV/0! | 50.5 | 1 | #DIV/0! | 1 | #DIV/0! | #DIV/0! |  |  | 1
0 | 0 | 0 | 0 |  | 1 | 17:43 | 9112 |  | 1356.8243 | -851.7793 | -851.7793 | 1.8056e-93 | 6.9954e-94 | -1.8542e-95 | 0 | -851.7793 |  | -1402.1704 | #DIV/0! | #DIV/0! | 50.5 | 1 | #DIV/0! | 1 | #DIV/0! | #DIV/0! |  |  | 1
0 | 0 | 0 | 0 |  | 1 | 17:43 | 9116 |  | 1357.215 | -852.17 | -852.17 | 1.6251e-93 | 6.2959e-94 | -1.6688e-95 | 0 | -852.17 |  | -1402.561 | #DIV/0! | #DIV/0! | 50.5 | 1 | #DIV/0! | 1 | #DIV/0! | #DIV/0! |  |  | 1
0 | 0 | 0 | 0 |  | 1 | 17:43 | 9120 |  | 1357.6057 | -852.5607 | -852.5607 | 1.4626e-93 | 5.6663e-94 | -1.5019e-95 | 0 | -852.5607 |  | -1402.9517 | #DIV/0! | #DIV/0! | 50.5 | 1 | #DIV/0! | 1 | #DIV/0! | #DIV/0! |  |  | 1
0 | 0 | 0 | 0 |  | 1 | 17:43 | 9124 |  | 1357.9963 | -852.9513 | -852.9513 | 1.3163e-93 | 5.0997e-94 | -1.3517e-95 | 0 | -852.9513 |  | -1403.3424 | #DIV/0! | #DIV/0! | 50.5 | 1 | #DIV/0! | 1 | #DIV/0! | #DIV/0! |  |  | 1
0 | 0 | 0 | 0 |  | 1 | 17:43 | 9128 |  | 1358.387 | -853.342 | -853.342 | 1.1847e-93 | 4.5897e-94 | -1.2166e-95 | 0 | -853.342 |  | -1403.733 | #DIV/0! | #DIV/0! | 50.5 | 1 | #DIV/0! | 1 | #DIV/0! | #DIV/0! |  |  | 1
0 | 0 | 0 | 0 |  | 1 | 17:43 | 9132 |  | 1358.7777 | -853.7327 | -853.7327 | 1.0662e-93 | 4.1307e-94 | -1.0949e-95 | 0 | -853.7327 |  | -1404.1237 | #DIV/0! | #DIV/0! | 50.5 | 1 | #DIV/0! | 1 | #DIV/0! | #DIV/0! |  |  | 1
0 | 0 | 0 | 0 |  | 1 | 17:43 | 9136 |  | 1359.1683 | -854.1233 | -854.1233 | 9.5959e-94 | 3.7177e-94 | -9.8541e-96 | 0 | -854.1233 |  | -1404.5144 | #DIV/0! | #DIV/0! | 50.5 | 1 | #DIV/0! | 1 | #DIV/0! | #DIV/0! |  |  | 1
0 | 0 | 0 | 0 |  | 1 | 17:43 | 9140 |  | 1359.559 | -854.514 | -854.514 | 8.6363e-94 | 3.3459e-94 | -8.8687e-96 | 0 | -854.514 |  | -1404.905 | #DIV/0! | #DIV/0! | 50.5 | 1 | #DIV/0! | 1 | #DIV/0! | #DIV/0! |  |  | 1
0 | 0 | 0 | 0 |  | 1 | 17:43 | 9144 |  | 1359.9497 | -854.9047 | -854.9047 | 7.7727e-94 | 3.0113e-94 | -7.9818e-96 | 0 | -854.9047 |  | -1405.2957 | #DIV/0! | #DIV/0! | 50.5 | 1 | #DIV/0! | 1 | #DIV/0! | #DIV/0! |  |  | 1
0 | 0 | 0 | 0 |  | 1 | 17:43 | 9148 |  | 1360.3403 | -855.2953 | -855.2953 | 6.9954e-94 | 2.7102e-94 | -7.1836e-96 | 0 | -855.2953 |  | -1405.6864 | #DIV/0! | #DIV/0! | 50.5 | 1 | #DIV/0! | 1 | #DIV/0! | #DIV/0! |  |  | 1
0 | 0 | 0 | 0 |  | 1 | 17:43 | 9152 |  | 1360.731 | -855.686 | -855.686 | 6.2959e-94 | 2.4392e-94 | -6.4653e-96 | 0 | -855.686 |  | -1406.077 | #DIV/0! | #DIV/0! | 50.5 | 1 | #DIV/0! | 1 | #DIV/0! | #DIV/0! |  |  | 1
0 | 0 | 0 | 0 |  | 1 | 17:43 | 9156 |  | 1361.1217 | -856.0767 | -856.0767 | 5.6663e-94 | 2.1952e-94 | -5.8187e-96 | 0 | -856.0767 |  | -1406.4677 | #DIV/0! | #DIV/0! | 50.5 | 1 | #DIV/0! | 1 | #DIV/0! | #DIV/0! |  |  | 1
0 | 0 | 0 | 0 |  | 1 | 17:43 | 9160 |  | 1361.5123 | -856.4673 | -856.4673 | 5.0997e-94 | 1.9757e-94 | -5.2369e-96 | 0 | -856.4673 |  | -1406.8584 | #DIV/0! | #DIV/0! | 50.5 | 1 | #DIV/0! | 1 | #DIV/0! | #DIV/0! |  |  | 1
0 | 0 | 0 | 0 |  | 1 | 17:44 | 9164 |  | 1361.903 | -856.858 | -856.858 | 4.5897e-94 | 1.7781e-94 | -4.7132e-96 | 0 | -856.858 |  | -1407.249 | #DIV/0! | #DIV/0! | 50.5 | 1 | #DIV/0! | 1 | #DIV/0! | #DIV/0! |  |  | 1
0 | 0 | 0 | 0 |  | 1 | 17:44 | 9168 |  | 1362.2937 | -857.2487 | -857.2487 | 4.1307e-94 | 1.6003e-94 | -4.2419e-96 | 0 | -857.2487 |  | -1407.6397 | #DIV/0! | #DIV/0! | 50.5 | 1 | #DIV/0! | 1 | #DIV/0! | #DIV/0! |  |  | 1
0 | 0 | 0 | 0 |  | 1 | 17:44 | 9172 |  | 1362.6843 | -857.6393 | -857.6393 | 3.7177e-94 | 1.4403e-94 | -3.8177e-96 | 0 | -857.6393 |  | -1408.0304 | #DIV/0! | #DIV/0! | 50.5 | 1 | #DIV/0! | 1 | #DIV/0! | #DIV/0! |  |  | 1
0 | 0 | 0 | 0 |  | 1 | 17:44 | 9176 |  | 1363.075 | -858.03 | -858.03 | 3.3459e-94 | 1.2963e-94 | -3.4359e-96 | 0 | -858.03 |  | -1408.421 | #DIV/0! | #DIV/0! | 50.5 | 1 | #DIV/0! | 1 | #DIV/0! | #DIV/0! |  |  | 1
0 | 0 | 0 | 0 |  | 1 | 17:44 | 9180 |  | 1363.4657 | -858.4207 | -858.4207 | 3.0113e-94 | 1.1666e-94 | -3.0923e-96 | 0 | -858.4207 |  | -1408.8117 | #DIV/0! | #DIV/0! | 50.5 | 1 | #DIV/0! | 1 | #DIV/0! | #DIV/0! |  |  | 1
0 | 0 | 0 | 0 |  | 1 | 17:44 | 9184 |  | 1363.8563 | -858.8113 | -858.8113 | 2.7102e-94 | 1.05e-94 | -2.7831e-96 | 0 | -858.8113 |  | -1409.2024 | #DIV/0! | #DIV/0! | 50.5 | 1 | #DIV/0! | 1 | #DIV/0! | #DIV/0! |  |  | 1
0 | 0 | 0 | 0 |  | 1 | 17:44 | 9188 |  | 1364.247 | -859.202 | -859.202 | 2.4392e-94 | 9.4498e-95 | -2.5048e-96 | 0 | -859.202 |  | -1409.593 | #DIV/0! | #DIV/0! | 50.5 | 1 | #DIV/0! | 1 | #DIV/0! | #DIV/0! |  |  | 1
0 | 0 | 0 | 0 |  | 1 | 17:44 | 9192 |  | 1364.6377 | -859.5927 | -859.5927 | 2.1952e-94 | 8.5048e-95 | -2.2543e-96 | 0 | -859.5927 |  | -1409.9837 | #DIV/0! | #DIV/0! | 50.5 | 1 | #DIV/0! | 1 | #DIV/0! | #DIV/0! |  |  | 1
0 | 0 | 0 | 0 |  | 1 | 17:44 | 9196 |  | 1365.0283 | -859.9833 | -859.9833 | 1.9757e-94 | 7.6543e-95 | -2.0289e-96 | 0 | -859.9833 |  | -1410.3744 | #DIV/0! | #DIV/0! | 50.5 | 1 | #DIV/0! | 1 | #DIV/0! | #DIV/0! |  |  | 1
0 | 0 | 0 | 0 |  | 1 | 17:44 | 9200 |  | 1365.419 | -860.374 | -860.374 | 1.7781e-94 | 6.8889e-95 | -1.826e-96 | 0 | -860.374 |  | -1410.765 | #DIV/0! | #DIV/0! | 50.5 | 1 | #DIV/0! | 1 | #DIV/0! | #DIV/0! |  |  | 1
0 | 0 | 0 | 0 |  | 1 | 17:44 | 9204 |  | 1365.8097 | -860.7647 | -860.7647 | 1.6003e-94 | 6.2e-95 | -1.6434e-96 | 0 | -860.7647 |  | -1411.1557 | #DIV/0! | #DIV/0! | 50.5 | 1 | #DIV/0! | 1 | #DIV/0! | #DIV/0! |  |  | 1
0 | 0 | 0 | 0 |  | 1 | 17:44 | 9208 |  | 1366.2003 | -861.1553 | -861.1553 | 1.4403e-94 | 5.58e-95 | -1.479e-96 | 0 | -861.1553 |  | -1411.5464 | #DIV/0! | #DIV/0! | 50.5 | 1 | #DIV/0! | 1 | #DIV/0! | #DIV/0! |  |  | 1
0 | 0 | 0 | 0 |  | 1 | 17:44 | 9212 |  | 1366.591 | -861.546 | -861.546 | 1.2963e-94 | 5.022e-95 | -1.3311e-96 | 0 | -861.546 |  | -1411.937 | #DIV/0! | #DIV/0! | 50.5 | 1 | #DIV/0! | 1 | #DIV/0! | #DIV/0! |  |  | 1
0 | 0 | 0 | 0 |  | 1 | 17:44 | 9216 |  | 1366.9817 | -861.9367 | -861.9367 | 1.1666e-94 | 4.5198e-95 | -1.198e-96 | 0 | -861.9367 |  | -1412.3277 | #DIV/0! | #DIV/0! | 50.5 | 1 | #DIV/0! | 1 | #DIV/0! | #DIV/0! |  |  | 1
0 | 0 | 0 | 0 |  | 1 | 17:44 | 9220 |  | 1367.3723 | -862.3273 | -862.3273 | 1.05e-94 | 4.0678e-95 | -1.0782e-96 | 0 | -862.3273 |  | -1412.7184 | #DIV/0! | #DIV/0! | 50.5 | 1 | #DIV/0! | 1 | #DIV/0! | #DIV/0! |  |  | 1
0 | 0 | 0 | 0 |  | 1 | 17:45 | 9224 |  | 1367.763 | -862.718 | -862.718 | 9.4498e-95 | 3.661e-95 | -9.704e-97 | 0 | -862.718 |  | -1413.109 | #DIV/0! | #DIV/0! | 50.5 | 1 | #DIV/0! | 1 | #DIV/0! | #DIV/0! |  |  | 1
0 | 0 | 0 | 0 |  | 1 | 17:45 | 9228 |  | 1368.1537 | -863.1087 | -863.1087 | 8.5048e-95 | 3.2949e-95 | -8.7336e-97 | 0 | -863.1087 |  | -1413.4997 | #DIV/0! | #DIV/0! | 50.5 | 1 | #DIV/0! | 1 | #DIV/0! | #DIV/0! |  |  | 1
0 | 0 | 0 | 0 |  | 1 | 17:45 | 9232 |  | 1368.5443 | -863.4993 | -863.4993 | 7.6543e-95 | 2.9654e-95 | -7.8602e-97 | 0 | -863.4993 |  | -1413.8904 | #DIV/0! | #DIV/0! | 50.5 | 1 | #DIV/0! | 1 | #DIV/0! | #DIV/0! |  |  | 1
0 | 0 | 0 | 0 |  | 1 | 17:45 | 9236 |  | 1368.935 | -863.89 | -863.89 | 6.8889e-95 | 2.6689e-95 | -7.0742e-97 | 0 | -863.89 |  | -1414.281 | #DIV/0! | #DIV/0! | 50.5 | 1 | #DIV/0! | 1 | #DIV/0! | #DIV/0! |  |  | 1
0 | 0 | 0 | 0 |  | 1 | 17:45 | 9240 |  | 1369.3257 | -864.2807 | -864.2807 | 6.2e-95 | 2.402e-95 | -6.3668e-97 | 0 | -864.2807 |  | -1414.6717 | #DIV/0! | #DIV/0! | 50.5 | 1 | #DIV/0! | 1 | #DIV/0! | #DIV/0! |  |  | 1
0 | 0 | 0 | 0 |  | 1 | 17:45 | 9244 |  | 1369.7163 | -864.6713 | -864.6713 | 5.58e-95 | 2.1618e-95 | -5.7301e-97 | 0 | -864.6713 |  | -1415.0624 | #DIV/0! | #DIV/0! | 50.5 | 1 | #DIV/0! | 1 | #DIV/0! | #DIV/0! |  |  | 1
0 | 0 | 0 | 0 |  | 1 | 17:45 | 9248 |  | 1370.107 | -865.062 | -865.062 | 5.022e-95 | 1.9456e-95 | -5.1571e-97 | 0 | -865.062 |  | -1415.453 | #DIV/0! | #DIV/0! | 50.5 | 1 | #DIV/0! | 1 | #DIV/0! | #DIV/0! |  |  | 1
0 | 0 | 0 | 0 |  | 1 | 17:45 | 9252 |  | 1370.4977 | -865.4527 | -865.4527 | 4.5198e-95 | 1.7511e-95 | -4.6414e-97 | 0 | -865.4527 |  | -1415.8437 | #DIV/0! | #DIV/0! | 50.5 | 1 | #DIV/0! | 1 | #DIV/0! | #DIV/0! |  |  | 1
0 | 0 | 0 | 0 |  | 1 | 17:45 | 9256 |  | 1370.8883 | -865.8433 | -865.8433 | 4.0678e-95 | 1.576e-95 | -4.1773e-97 | 0 | -865.8433 |  | -1416.2344 | #DIV/0! | #DIV/0! | 50.5 | 1 | #DIV/0! | 1 | #DIV/0! | #DIV/0! |  |  | 1
0 | 0 | 0 | 0 |  | 1 | 17:45 | 9260 |  | 1371.279 | -866.234 | -866.234 | 3.661e-95 | 1.4184e-95 | -3.7595e-97 | 0 | -866.234 |  | -1416.625 | #DIV/0! | #DIV/0! | 50.5 | 1 | #DIV/0! | 1 | #DIV/0! | #DIV/0! |  |  | 1
0 | 0 | 0 | 0 |  | 1 | 17:45 | 9264 |  | 1371.6697 | -866.6247 | -866.6247 | 3.2949e-95 | 1.2765e-95 | -3.3836e-97 | 0 | -866.6247 |  | -1417.0157 | #DIV/0! | #DIV/0! | 50.5 | 1 | #DIV/0! | 1 | #DIV/0! | #DIV/0! |  |  | 1
0 | 0 | 0 | 0 |  | 1 | 17:45 | 9268 |  | 1372.0603 | -867.0153 | -867.0153 | 2.9654e-95 | 1.1489e-95 | -3.0452e-97 | 0 | -867.0153 |  | -1417.4064 | #DIV/0! | #DIV/0! | 50.5 | 1 | #DIV/0! | 1 | #DIV/0! | #DIV/0! |  |  | 1
0 | 0 | 0 | 0 |  | 1 | 17:45 | 9272 |  | 1372.451 | -867.406 | -867.406 | 2.6689e-95 | 1.034e-95 | -2.7407e-97 | 0 | -867.406 |  | -1417.797 | #DIV/0! | #DIV/0! | 50.5 | 1 | #DIV/0! | 1 | #DIV/0! | #DIV/0! |  |  | 1
0 | 0 | 0 | 0 |  | 1 | 17:45 | 9276 |  | 1372.8417 | -867.7967 | -867.7967 | 2.402e-95 | 9.3059e-96 | -2.4666e-97 | 0 | -867.7967 |  | -1418.1877 | #DIV/0! | #DIV/0! | 50.5 | 1 | #DIV/0! | 1 | #DIV/0! | #DIV/0! |  |  | 1
0 | 0 | 0 | 0 |  | 1 | 17:45 | 9280 |  | 1373.2323 | -868.1873 | -868.1873 | 2.1618e-95 | 8.3753e-96 | -2.22e-97 | 0 | -868.1873 |  | -1418.5784 | #DIV/0! | #DIV/0! | 50.5 | 1 | #DIV/0! | 1 | #DIV/0! | #DIV/0! |  |  | 1
0 | 0 | 0 | 0 |  | 1 | 17:46 | 9284 |  | 1373.623 | -868.578 | -868.578 | 1.9456e-95 | 7.5377e-96 | -1.998e-97 | 0 | -868.578 |  | -1418.969 | #DIV/0! | #DIV/0! | 50.5 | 1 | #DIV/0! | 1 | #DIV/0! | #DIV/0! |  |  | 1
0 | 0 | 0 | 0 |  | 1 | 17:46 | 9288 |  | 1374.0137 | -868.9687 | -868.9687 | 1.7511e-95 | 6.784e-96 | -1.7982e-97 | 0 | -868.9687 |  | -1419.3597 | #DIV/0! | #DIV/0! | 50.5 | 1 | #DIV/0! | 1 | #DIV/0! | #DIV/0! |  |  | 1
0 | 0 | 0 | 0 |  | 1 | 17:46 | 9292 |  | 1374.4043 | -869.3593 | -869.3593 | 1.576e-95 | 6.1056e-96 | -1.6184e-97 | 0 | -869.3593 |  | -1419.7504 | #DIV/0! | #DIV/0! | 50.5 | 1 | #DIV/0! | 1 | #DIV/0! | #DIV/0! |  |  | 1
0 | 0 | 0 | 0 |  | 1 | 17:46 | 9296 |  | 1374.795 | -869.75 | -869.75 | 1.4184e-95 | 5.495e-96 | -1.4565e-97 | 0 | -869.75 |  | -1420.141 | #DIV/0! | #DIV/0! | 50.5 | 1 | #DIV/0! | 1 | #DIV/0! | #DIV/0! |  |  | 1
0 | 0 | 0 | 0 |  | 1 | 17:46 | 9300 |  | 1375.1857 | -870.1407 | -870.1407 | 1.2765e-95 | 4.9455e-96 | -1.3109e-97 | 0 | -870.1407 |  | -1420.5317 | #DIV/0! | #DIV/0! | 50.5 | 1 | #DIV/0! | 1 | #DIV/0! | #DIV/0! |  |  | 1
0 | 0 | 0 | 0 |  | 1 | 17:46 | 9304 |  | 1375.5763 | -870.5313 | -870.5313 | 1.1489e-95 | 4.451e-96 | -1.1798e-97 | 0 | -870.5313 |  | -1420.9224 | #DIV/0! | #DIV/0! | 50.5 | 1 | #DIV/0! | 1 | #DIV/0! | #DIV/0! |  |  | 1
0 | 0 | 0 | 0 |  | 1 | 17:46 | 9308 |  | 1375.967 | -870.922 | -870.922 | 1.034e-95 | 4.0059e-96 | -1.0618e-97 | 0 | -870.922 |  | -1421.313 | #DIV/0! | #DIV/0! | 50.5 | 1 | #DIV/0! | 1 | #DIV/0! | #DIV/0! |  |  | 1
0 | 0 | 0 | 0 |  | 1 | 17:46 | 9312 |  | 1376.3577 | -871.3127 | -871.3127 | 9.3059e-96 | 3.6053e-96 | -9.5562e-98 | 0 | -871.3127 |  | -1421.7037 | #DIV/0! | #DIV/0! | 50.5 | 1 | #DIV/0! | 1 | #DIV/0! | #DIV/0! |  |  | 1
0 | 0 | 0 | 0 |  | 1 | 17:46 | 9316 |  | 1376.7483 | -871.7033 | -871.7033 | 8.3753e-96 | 3.2448e-96 | -8.6006e-98 | 0 | -871.7033 |  | -1422.0944 | #DIV/0! | #DIV/0! | 50.5 | 1 | #DIV/0! | 1 | #DIV/0! | #DIV/0! |  |  | 1
0 | 0 | 0 | 0 |  | 1 | 17:46 | 9320 |  | 1377.139 | -872.094 | -872.094 | 7.5377e-96 | 2.9203e-96 | -7.7405e-98 | 0 | -872.094 |  | -1422.485 | #DIV/0! | #DIV/0! | 50.5 | 1 | #DIV/0! | 1 | #DIV/0! | #DIV/0! |  |  | 1
0 | 0 | 0 | 0 |  | 1 | 17:46 | 9324 |  | 1377.5297 | -872.4847 | -872.4847 | 6.784e-96 | 2.6283e-96 | -6.9665e-98 | 0 | -872.4847 |  | -1422.8757 | #DIV/0! | #DIV/0! | 50.5 | 1 | #DIV/0! | 1 | #DIV/0! | #DIV/0! |  |  | 1
0 | 0 | 0 | 0 |  | 1 | 17:46 | 9328 |  | 1377.9203 | -872.8753 | -872.8753 | 6.1056e-96 | 2.3654e-96 | -6.2698e-98 | 0 | -872.8753 |  | -1423.2664 | #DIV/0! | #DIV/0! | 50.5 | 1 | #DIV/0! | 1 | #DIV/0! | #DIV/0! |  |  | 1
0 | 0 | 0 | 0 |  | 1 | 17:46 | 9332 |  | 1378.311 | -873.266 | -873.266 | 5.495e-96 | 2.1289e-96 | -5.6429e-98 | 0 | -873.266 |  | -1423.657 | #DIV/0! | #DIV/0! | 50.5 | 1 | #DIV/0! | 1 | #DIV/0! | #DIV/0! |  |  | 1
0 | 0 | 0 | 0 |  | 1 | 17:46 | 9336 |  | 1378.7017 | -873.6567 | -873.6567 | 4.9455e-96 | 1.916e-96 | -5.0786e-98 | 0 | -873.6567 |  | -1424.0477 | #DIV/0! | #DIV/0! | 50.5 | 1 | #DIV/0! | 1 | #DIV/0! | #DIV/0! |  |  | 1
0 | 0 | 0 | 0 |  | 1 | 17:46 | 9340 |  | 1379.0923 | -874.0473 | -874.0473 | 4.451e-96 | 1.7244e-96 | -4.5707e-98 | 0 | -874.0473 |  | -1424.4384 | #DIV/0! | #DIV/0! | 50.5 | 1 | #DIV/0! | 1 | #DIV/0! | #DIV/0! |  |  | 1
0 | 0 | 0 | 0 |  | 1 | 17:47 | 9344 |  | 1379.483 | -874.438 | -874.438 | 4.0059e-96 | 1.552e-96 | -4.1136e-98 | 0 | -874.438 |  | -1424.829 | #DIV/0! | #DIV/0! | 50.5 | 1 | #DIV/0! | 1 | #DIV/0! | #DIV/0! |  |  | 1
0 | 0 | 0 | 0 |  | 1 | 17:47 | 9348 |  | 1379.8737 | -874.8287 | -874.8287 | 3.6053e-96 | 1.3968e-96 | -3.7023e-98 | 0 | -874.8287 |  | -1425.2197 | #DIV/0! | #DIV/0! | 50.5 | 1 | #DIV/0! | 1 | #DIV/0! | #DIV/0! |  |  | 1
0 | 0 | 0 | 0 |  | 1 | 17:47 | 9352 |  | 1380.2643 | -875.2193 | -875.2193 | 3.2448e-96 | 1.2571e-96 | -3.332e-98 | 0 | -875.2193 |  | -1425.6104 | #DIV/0! | #DIV/0! | 50.5 | 1 | #DIV/0! | 1 | #DIV/0! | #DIV/0! |  |  | 1
0 | 0 | 0 | 0 |  | 1 | 17:47 | 9356 |  | 1380.655 | -875.61 | -875.61 | 2.9203e-96 | 1.1314e-96 | -2.9988e-98 | 0 | -875.61 |  | -1426.001 | #DIV/0! | #DIV/0! | 50.5 | 1 | #DIV/0! | 1 | #DIV/0! | #DIV/0! |  |  | 1
0 | 0 | 0 | 0 |  | 1 | 17:47 | 9360 |  | 1381.0457 | -876.0007 | -876.0007 | 2.6283e-96 | 1.0182e-96 | -2.699e-98 | 0 | -876.0007 |  | -1426.3917 | #DIV/0! | #DIV/0! | 50.5 | 1 | #DIV/0! | 1 | #DIV/0! | #DIV/0! |  |  | 1
0 | 0 | 0 | 0 |  | 1 | 17:47 | 9364 |  | 1381.4363 | -876.3913 | -876.3913 | 2.3654e-96 | 9.1641e-97 | -2.4291e-98 | 0 | -876.3913 |  | -1426.7824 | #DIV/0! | #DIV/0! | 50.5 | 1 | #DIV/0! | 1 | #DIV/0! | #DIV/0! |  |  | 1
0 | 0 | 0 | 0 |  | 1 | 17:47 | 9368 |  | 1381.827 | -876.782 | -876.782 | 2.1289e-96 | 8.2477e-97 | -2.1862e-98 | 0 | -876.782 |  | -1427.173 | #DIV/0! | #DIV/0! | 50.5 | 1 | #DIV/0! | 1 | #DIV/0! | #DIV/0! |  |  | 1
0 | 0 | 0 | 0 |  | 1 | 17:47 | 9372 |  | 1382.2177 | -877.1727 | -877.1727 | 1.916e-96 | 7.423e-97 | -1.9675e-98 | 0 | -877.1727 |  | -1427.5637 | #DIV/0! | #DIV/0! | 50.5 | 1 | #DIV/0! | 1 | #DIV/0! | #DIV/0! |  |  | 1
0 | 0 | 0 | 0 |  | 1 | 17:47 | 9376 |  | 1382.6083 | -877.5633 | -877.5633 | 1.7244e-96 | 6.6807e-97 | -1.7708e-98 | 0 | -877.5633 |  | -1427.9544 | #DIV/0! | #DIV/0! | 50.5 | 1 | #DIV/0! | 1 | #DIV/0! | #DIV/0! |  |  | 1
0 | 0 | 0 | 0 |  | 1 | 17:47 | 9380 |  | 1382.999 | -877.954 | -877.954 | 1.552e-96 | 6.0126e-97 | -1.5937e-98 | 0 | -877.954 |  | -1428.345 | #DIV/0! | #DIV/0! | 50.5 | 1 | #DIV/0! | 1 | #DIV/0! | #DIV/0! |  |  | 1
0 | 0 | 0 | 0 |  | 1 | 17:47 | 9384 |  | 1383.3897 | -878.3447 | -878.3447 | 1.3968e-96 | 5.4113e-97 | -1.4343e-98 | 0 | -878.3447 |  | -1428.7357 | #DIV/0! | #DIV/0! | 50.5 | 1 | #DIV/0! | 1 | #DIV/0! | #DIV/0! |  |  | 1
0 | 0 | 0 | 0 |  | 1 | 17:47 | 9388 |  | 1383.7803 | -878.7353 | -878.7353 | 1.2571e-96 | 4.8702e-97 | -1.2909e-98 | 0 | -878.7353 |  | -1429.1264 | #DIV/0! | #DIV/0! | 50.5 | 1 | #DIV/0! | 1 | #DIV/0! | #DIV/0! |  |  | 1
0 | 0 | 0 | 0 |  | 1 | 17:47 | 9392 |  | 1384.171 | -879.126 | -879.126 | 1.1314e-96 | 4.3832e-97 | -1.1618e-98 | 0 | -879.126 |  | -1429.517 | #DIV/0! | #DIV/0! | 50.5 | 1 | #DIV/0! | 1 | #DIV/0! | #DIV/0! |  |  | 1
0 | 0 | 0 | 0 |  | 1 | 17:47 | 9396 |  | 1384.5617 | -879.5167 | -879.5167 | 1.0182e-96 | 3.9449e-97 | -1.0456e-98 | 0 | -879.5167 |  | -1429.9077 | #DIV/0! | #DIV/0! | 50.5 | 1 | #DIV/0! | 1 | #DIV/0! | #DIV/0! |  |  | 1
0 | 0 | 0 | 0 |  | 1 | 17:47 | 9400 |  | 1384.9523 | -879.9073 | -879.9073 | 9.1641e-97 | 3.5504e-97 | -9.4107e-99 | 0 | -879.9073 |  | -1430.2984 | #DIV/0! | #DIV/0! | 50.5 | 1 | #DIV/0! | 1 | #DIV/0! | #DIV/0! |  |  | 1
0 | 0 | 0 | 0 |  | 1 | 17:48 | 9404 |  | 1385.343 | -880.298 | -880.298 | 8.2477e-97 | 3.1953e-97 | -8.4696e-99 | 0 | -880.298 |  | -1430.689 | #DIV/0! | #DIV/0! | 50.5 | 1 | #DIV/0! | 1 | #DIV/0! | #DIV/0! |  |  | 1
0 | 0 | 0 | 0 |  | 1 | 17:48 | 9408 |  | 1385.7337 | -880.6887 | -880.6887 | 7.423e-97 | 2.8758e-97 | -7.6227e-99 | 0 | -880.6887 |  | -1431.0797 | #DIV/0! | #DIV/0! | 50.5 | 1 | #DIV/0! | 1 | #DIV/0! | #DIV/0! |  |  | 1
0 | 0 | 0 | 0 |  | 1 | 17:48 | 9412 |  | 1386.1243 | -881.0793 | -881.0793 | 6.6807e-97 | 2.5882e-97 | -6.8604e-99 | 0 | -881.0793 |  | -1431.4704 | #DIV/0! | #DIV/0! | 50.5 | 1 | #DIV/0! | 1 | #DIV/0! | #DIV/0! |  |  | 1
0 | 0 | 0 | 0 |  | 1 | 17:48 | 9416 |  | 1386.515 | -881.47 | -881.47 | 6.0126e-97 | 2.3294e-97 | -6.1744e-99 | 0 | -881.47 |  | -1431.861 | #DIV/0! | #DIV/0! | 50.5 | 1 | #DIV/0! | 1 | #DIV/0! | #DIV/0! |  |  | 1
0 | 0 | 0 | 0 |  | 1 | 17:48 | 9420 |  | 1386.9057 | -881.8607 | -881.8607 | 5.4113e-97 | 2.0965e-97 | -5.5569e-99 | 0 | -881.8607 |  | -1432.2517 | #DIV/0! | #DIV/0! | 50.5 | 1 | #DIV/0! | 1 | #DIV/0! | #DIV/0! |  |  | 1
0 | 0 | 0 | 0 |  | 1 | 17:48 | 9424 |  | 1387.2963 | -882.2513 | -882.2513 | 4.8702e-97 | 1.8868e-97 | -5.0012e-99 | 0 | -882.2513 |  | -1432.6424 | #DIV/0! | #DIV/0! | 50.5 | 1 | #DIV/0! | 1 | #DIV/0! | #DIV/0! |  |  | 1
0 | 0 | 0 | 0 |  | 1 | 17:48 | 9428 |  | 1387.687 | -882.642 | -882.642 | 4.3832e-97 | 1.6981e-97 | -4.5011e-99 | 0 | -882.642 |  | -1433.033 | #DIV/0! | #DIV/0! | 50.5 | 1 | #DIV/0! | 1 | #DIV/0! | #DIV/0! |  |  | 1
0 | 0 | 0 | 0 |  | 1 | 17:48 | 9432 |  | 1388.0777 | -883.0327 | -883.0327 | 3.9449e-97 | 1.5283e-97 | -4.051e-99 | 0 | -883.0327 |  | -1433.4237 | #DIV/0! | #DIV/0! | 50.5 | 1 | #DIV/0! | 1 | #DIV/0! | #DIV/0! |  |  | 1
0 | 0 | 0 | 0 |  | 1 | 17:48 | 9436 |  | 1388.4683 | -883.4233 | -883.4233 | 3.5504e-97 | 1.3755e-97 | -3.6459e-99 | 0 | -883.4233 |  | -1433.8144 | #DIV/0! | #DIV/0! | 50.5 | 1 | #DIV/0! | 1 | #DIV/0! | #DIV/0! |  |  | 1
0 | 0 | 0 | 0 |  | 1 | 17:48 | 9440 |  | 1388.859 | -883.814 | -883.814 | 3.1953e-97 | 1.2379e-97 | -3.2813e-99 | 0 | -883.814 |  | -1434.205 | #DIV/0! | #DIV/0! | 50.5 | 1 | #DIV/0! | 1 | #DIV/0! | #DIV/0! |  |  | 1
0 | 0 | 0 | 0 |  | 1 | 17:48 | 9444 |  | 1389.2497 | -884.2047 | -884.2047 | 2.8758e-97 | 1.1141e-97 | -2.9532e-99 | 0 | -884.2047 |  | -1434.5957 | #DIV/0! | #DIV/0! | 50.5 | 1 | #DIV/0! | 1 | #DIV/0! | #DIV/0! |  |  | 1
0 | 0 | 0 | 0 |  | 1 | 17:48 | 9448 |  | 1389.6403 | -884.5953 | -884.5953 | 2.5882e-97 | 1.0027e-97 | -2.6579e-99 | 0 | -884.5953 |  | -1434.9864 | #DIV/0! | #DIV/0! | 50.5 | 1 | #DIV/0! | 1 | #DIV/0! | #DIV/0! |  |  | 1
0 | 0 | 0 | 0 |  | 1 | 17:48 | 9452 |  | 1390.031 | -884.986 | -884.986 | 2.3294e-97 | 9.0246e-98 | -2.3921e-99 | 0 | -884.986 |  | -1435.377 | #DIV/0! | #DIV/0! | 50.5 | 1 | #DIV/0! | 1 | #DIV/0! | #DIV/0! |  |  | 1
0 | 0 | 0 | 0 |  | 1 | 17:48 | 9456 |  | 1390.4217 | -885.3767 | -885.3767 | 2.0965e-97 | 8.1221e-98 | -2.1529e-99 | 0 | -885.3767 |  | -1435.7677 | #DIV/0! | #DIV/0! | 50.5 | 1 | #DIV/0! | 1 | #DIV/0! | #DIV/0! |  |  | 1
0 | 0 | 0 | 0 |  | 1 | 17:48 | 9460 |  | 1390.8123 | -885.7673 | -885.7673 | 1.8868e-97 | 7.3099e-98 | -1.9376e-99 | 0 | -885.7673 |  | -1436.1584 | #DIV/0! | #DIV/0! | 50.5 | 1 | #DIV/0! | 1 | #DIV/0! | #DIV/0! |  |  | 1
0 | 0 | 0 | 0 |  | 1 | 17:49 | 9464 |  | 1391.203 | -886.158 | -886.158 | 1.6981e-97 | 6.5789e-98 | -1.7438e-99 | 0 | -886.158 |  | -1436.549 | #DIV/0! | #DIV/0! | 50.5 | 1 | #DIV/0! | 1 | #DIV/0! | #DIV/0! |  |  | 1
0 | 0 | 0 | 0 |  | 1 | 17:49 | 9468 |  | 1391.5937 | -886.5487 | -886.5487 | 1.5283e-97 | 5.921e-98 | -1.5694e-99 | 0 | -886.5487 |  | -1436.9397 | #DIV/0! | #DIV/0! | 50.5 | 1 | #DIV/0! | 1 | #DIV/0! | #DIV/0! |  |  | 1
0 | 0 | 0 | 0 |  | 1 | 17:49 | 9472 |  | 1391.9843 | -886.9393 | -886.9393 | 1.3755e-97 | 5.3289e-98 | -1.4125e-99 | 0 | -886.9393 |  | -1437.3304 | #DIV/0! | #DIV/0! | 50.5 | 1 | #DIV/0! | 1 | #DIV/0! | #DIV/0! |  |  | 1
0 | 0 | 0 | 0 |  | 1 | 17:49 | 9476 |  | 1392.375 | -887.33 | -887.33 | 1.2379e-97 | 4.796e-98 | -1.2712e-99 | 0 | -887.33 |  | -1437.721 | #DIV/0! | #DIV/0! | 50.5 | 1 | #DIV/0! | 1 | #DIV/0! | #DIV/0! |  |  | 1
0 | 0 | 0 | 0 |  | 1 | 17:49 | 9480 |  | 1392.7657 | -887.7207 | -887.7207 | 1.1141e-97 | 4.3164e-98 | -1.1441e-99 | 0 | -887.7207 |  | -1438.1117 | #DIV/0! | #DIV/0! | 50.5 | 1 | #DIV/0! | 1 | #DIV/0! | #DIV/0! |  |  | 1
0 | 0 | 0 | 0 |  | 1 | 17:49 | 9484 |  | 1393.1563 | -888.1113 | -888.1113 | 1.0027e-97 | 3.8848e-98 | -1.0297e-99 | 0 | -888.1113 |  | -1438.5024 | #DIV/0! | #DIV/0! | 50.5 | 1 | #DIV/0! | 1 | #DIV/0! | #DIV/0! |  |  | 1
0 | 0 | 0 | 0 |  | 1 | 17:49 | 9488 |  | 1393.547 | -888.502 | -888.502 | 9.0246e-98 | 3.4963e-98 | -9.2674e-100 | 0 | -888.502 |  | -1438.893 | #DIV/0! | #DIV/0! | 50.5 | 1 | #DIV/0! | 1 | #DIV/0! | #DIV/0! |  |  | 1
0 | 0 | 0 | 0 |  | 1 | 17:49 | 9492 |  | 1393.9377 | -888.8927 | -888.8927 | 8.1221e-98 | 3.1467e-98 | -8.3406e-100 | 0 | -888.8927 |  | -1439.2837 | #DIV/0! | #DIV/0! | 50.5 | 1 | #DIV/0! | 1 | #DIV/0! | #DIV/0! |  |  | 1
0 | 0 | 0 | 0 |  | 1 | 17:49 | 9496 |  | 1394.3283 | -889.2833 | -889.2833 | 7.3099e-98 | 2.832e-98 | -7.5066e-100 | 0 | -889.2833 |  | -1439.6744 | #DIV/0! | #DIV/0! | 50.5 | 1 | #DIV/0! | 1 | #DIV/0! | #DIV/0! |  |  | 1
0 | 0 | 0 | 0 |  | 1 | 17:49 | 9500 |  | 1394.719 | -889.674 | -889.674 | 6.5789e-98 | 2.5488e-98 | -6.7559e-100 | 0 | -889.674 |  | -1440.065 | #DIV/0! | #DIV/0! | 50.5 | 1 | #DIV/0! | 1 | #DIV/0! | #DIV/0! |  |  | 1
0 | 0 | 0 | 0 |  | 1 | 17:49 | 9504 |  | 1395.1097 | -890.0647 | -890.0647 | 5.921e-98 | 2.2939e-98 | -6.0803e-100 | 0 | -890.0647 |  | -1440.4557 | #DIV/0! | #DIV/0! | 50.5 | 1 | #DIV/0! | 1 | #DIV/0! | #DIV/0! |  |  | 1
0 | 0 | 0 | 0 |  | 1 | 17:49 | 9508 |  | 1395.5003 | -890.4553 | -890.4553 | 5.3289e-98 | 2.0645e-98 | -5.4723e-100 | 0 | -890.4553 |  | -1440.8464 | #DIV/0! | #DIV/0! | 50.5 | 1 | #DIV/0! | 1 | #DIV/0! | #DIV/0! |  |  | 1
0 | 0 | 0 | 0 |  | 1 | 17:49 | 9512 |  | 1395.891 | -890.846 | -890.846 | 4.796e-98 | 1.8581e-98 | -4.9251e-100 | 0 | -890.846 |  | -1441.237 | #DIV/0! | #DIV/0! | 50.5 | 1 | #DIV/0! | 1 | #DIV/0! | #DIV/0! |  |  | 1
0 | 0 | 0 | 0 |  | 1 | 17:49 | 9516 |  | 1396.2817 | -891.2367 | -891.2367 | 4.3164e-98 | 1.6723e-98 | -4.4326e-100 | 0 | -891.2367 |  | -1441.6277 | #DIV/0! | #DIV/0! | 50.5 | 1 | #DIV/0! | 1 | #DIV/0! | #DIV/0! |  |  | 1
0 | 0 | 0 | 0 |  | 1 | 17:49 | 9520 |  | 1396.6723 | -891.6273 | -891.6273 | 3.8848e-98 | 1.505e-98 | -3.9893e-100 | 0 | -891.6273 |  | -1442.0184 | #DIV/0! | #DIV/0! | 50.5 | 1 | #DIV/0! | 1 | #DIV/0! | #DIV/0! |  |  | 1
0 | 0 | 0 | 0 |  | 1 | 17:50 | 9524 |  | 1397.063 | -892.018 | -892.018 | 3.4963e-98 | 1.3545e-98 | -3.5904e-100 | 0 | -892.018 |  | -1442.409 | #DIV/0! | #DIV/0! | 50.5 | 1 | #DIV/0! | 1 | #DIV/0! | #DIV/0! |  |  | 1
0 | 0 | 0 | 0 |  | 1 | 17:50 | 9528 |  | 1397.4537 | -892.4087 | -892.4087 | 3.1467e-98 | 1.2191e-98 | -3.2313e-100 | 0 | -892.4087 |  | -1442.7997 | #DIV/0! | #DIV/0! | 50.5 | 1 | #DIV/0! | 1 | #DIV/0! | #DIV/0! |  |  | 1
0 | 0 | 0 | 0 |  | 1 | 17:50 | 9532 |  | 1397.8443 | -892.7993 | -892.7993 | 2.832e-98 | 1.0972e-98 | -2.9082e-100 | 0 | -892.7993 |  | -1443.1904 | #DIV/0! | #DIV/0! | 50.5 | 1 | #DIV/0! | 1 | #DIV/0! | #DIV/0! |  |  | 1
0 | 0 | 0 | 0 |  | 1 | 17:50 | 9536 |  | 1398.235 | -893.19 | -893.19 | 2.5488e-98 | 9.8746e-99 | -2.6174e-100 | 0 | -893.19 |  | -1443.581 | #DIV/0! | #DIV/0! | 50.5 | 1 | #DIV/0! | 1 | #DIV/0! | #DIV/0! |  |  | 1
0 | 0 | 0 | 0 |  | 1 | 17:50 | 9540 |  | 1398.6257 | -893.5807 | -893.5807 | 2.2939e-98 | 8.8871e-99 | -2.3556e-100 | 0 | -893.5807 |  | -1443.9717 | #DIV/0! | #DIV/0! | 50.5 | 1 | #DIV/0! | 1 | #DIV/0! | #DIV/0! |  |  | 1
0 | 0 | 0 | 0 |  | 1 | 17:50 | 9544 |  | 1399.0163 | -893.9713 | -893.9713 | 2.0645e-98 | 7.9984e-99 | -2.1201e-100 | 0 | -893.9713 |  | -1444.3624 | #DIV/0! | #DIV/0! | 50.5 | 1 | #DIV/0! | 1 | #DIV/0! | #DIV/0! |  |  | 1
0 | 0 | 0 | 0 |  | 1 | 17:50 | 9548 |  | 1399.407 | -894.362 | -894.362 | 1.8581e-98 | 7.1986e-99 | -1.9081e-100 | 0 | -894.362 |  | -1444.753 | #DIV/0! | #DIV/0! | 50.5 | 1 | #DIV/0! | 1 | #DIV/0! | #DIV/0! |  |  | 1
0 | 0 | 0 | 0 |  | 1 | 17:50 | 9552 |  | 1399.7977 | -894.7527 | -894.7527 | 1.6723e-98 | 6.4787e-99 | -1.7173e-100 | 0 | -894.7527 |  | -1445.1437 | #DIV/0! | #DIV/0! | 50.5 | 1 | #DIV/0! | 1 | #DIV/0! | #DIV/0! |  |  | 1
0 | 0 | 0 | 0 |  | 1 | 17:50 | 9556 |  | 1400.1883 | -895.1433 | -895.1433 | 1.505e-98 | 5.8309e-99 | -1.5455e-100 | 0 | -895.1433 |  | -1445.5344 | #DIV/0! | #DIV/0! | 50.5 | 1 | #DIV/0! | 1 | #DIV/0! | #DIV/0! |  |  | 1
0 | 0 | 0 | 0 |  | 1 | 17:50 | 9560 |  | 1400.579 | -895.534 | -895.534 | 1.3545e-98 | 5.2478e-99 | -1.391e-100 | 0 | -895.534 |  | -1445.925 | #DIV/0! | #DIV/0! | 50.5 | 1 | #DIV/0! | 1 | #DIV/0! | #DIV/0! |  |  | 1
0 | 0 | 0 | 0 |  | 1 | 17:50 | 9564 |  | 1400.9697 | -895.9247 | -895.9247 | 1.2191e-98 | 4.723e-99 | -1.2519e-100 | 0 | -895.9247 |  | -1446.3157 | #DIV/0! | #DIV/0! | 50.5 | 1 | #DIV/0! | 1 | #DIV/0! | #DIV/0! |  |  | 1
0 | 0 | 0 | 0 |  | 1 | 17:50 | 9568 |  | 1401.3603 | -896.3153 | -896.3153 | 1.0972e-98 | 4.2507e-99 | -1.1267e-100 | 0 | -896.3153 |  | -1446.7064 | #DIV/0! | #DIV/0! | 50.5 | 1 | #DIV/0! | 1 | #DIV/0! | #DIV/0! |  |  | 1
0 | 0 | 0 | 0 |  | 1 | 17:50 | 9572 |  | 1401.751 | -896.706 | -896.706 | 9.8746e-99 | 3.8256e-99 | -1.014e-100 | 0 | -896.706 |  | -1447.097 | #DIV/0! | #DIV/0! | 50.5 | 1 | #DIV/0! | 1 | #DIV/0! | #DIV/0! |  |  | 1
0 | 0 | 0 | 0 |  | 1 | 17:50 | 9576 |  | 1402.1417 | -897.0967 | -897.0967 | 8.8871e-99 | 3.4431e-99 | -9.1262e-101 | 0 | -897.0967 |  | -1447.4877 | #DIV/0! | #DIV/0! | 50.5 | 1 | #DIV/0! | 1 | #DIV/0! | #DIV/0! |  |  | 1
0 | 0 | 0 | 0 |  | 1 | 17:50 | 9580 |  | 1402.5323 | -897.4873 | -897.4873 | 7.9984e-99 | 3.0988e-99 | -8.2136e-101 | 0 | -897.4873 |  | -1447.8784 | #DIV/0! | #DIV/0! | 50.5 | 1 | #DIV/0! | 1 | #DIV/0! | #DIV/0! |  |  | 1
0 | 0 | 0 | 0 |  | 1 | 17:51 | 9584 |  | 1402.923 | -897.878 | -897.878 | 7.1986e-99 | 2.7889e-99 | -7.3923e-101 | 0 | -897.878 |  | -1448.269 | #DIV/0! | #DIV/0! | 50.5 | 1 | #DIV/0! | 1 | #DIV/0! | #DIV/0! |  |  | 1
0 | 0 | 0 | 0 |  | 1 | 17:51 | 9588 |  | 1403.3137 | -898.2687 | -898.2687 | 6.4787e-99 | 2.51e-99 | -6.653e-101 | 0 | -898.2687 |  | -1448.6597 | #DIV/0! | #DIV/0! | 50.5 | 1 | #DIV/0! | 1 | #DIV/0! | #DIV/0! |  |  | 1
0 | 0 | 0 | 0 |  | 1 | 17:51 | 9592 |  | 1403.7043 | -898.6593 | -898.6593 | 5.8309e-99 | 2.259e-99 | -5.9877e-101 | 0 | -898.6593 |  | -1449.0504 | #DIV/0! | #DIV/0! | 50.5 | 1 | #DIV/0! | 1 | #DIV/0! | #DIV/0! |  |  | 1
0 | 0 | 0 | 0 |  | 1 | 17:51 | 9596 |  | 1404.095 | -899.05 | -899.05 | 5.2478e-99 | 2.0331e-99 | -5.389e-101 | 0 | -899.05 |  | -1449.441 | #DIV/0! | #DIV/0! | 50.5 | 1 | #DIV/0! | 1 | #DIV/0! | #DIV/0! |  |  | 1
0 | 0 | 0 | 0 |  | 1 | 17:51 | 9600 |  | 1404.4857 | -899.4407 | -899.4407 | 4.723e-99 | 1.8298e-99 | -4.8501e-101 | 0 | -899.4407 |  | -1449.8317 | #DIV/0! | #DIV/0! | 50.5 | 1 | #DIV/0! | 1 | #DIV/0! | #DIV/0! |  |  | 1
0 | 0 | 0 | 0 |  | 1 | 17:51 | 9604 |  | 1404.8763 | -899.8313 | -899.8313 | 4.2507e-99 | 1.6468e-99 | -4.3651e-101 | 0 | -899.8313 |  | -1450.2224 | #DIV/0! | #DIV/0! | 50.5 | 1 | #DIV/0! | 1 | #DIV/0! | #DIV/0! |  |  | 1
0 | 0 | 0 | 0 |  | 1 | 17:51 | 9608 |  | 1405.267 | -900.222 | -900.222 | 3.8256e-99 | 1.4821e-99 | -3.9285e-101 | 0 | -900.222 |  | -1450.613 | #DIV/0! | #DIV/0! | 50.5 | 1 | #DIV/0! | 1 | #DIV/0! | #DIV/0! |  |  | 1
0 | 0 | 0 | 0 |  | 1 | 17:51 | 9612 |  | 1405.6577 | -900.6127 | -900.6127 | 3.4431e-99 | 1.3339e-99 | -3.5357e-101 | 0 | -900.6127 |  | -1451.0037 | #DIV/0! | #DIV/0! | 50.5 | 1 | #DIV/0! | 1 | #DIV/0! | #DIV/0! |  |  | 1
0 | 0 | 0 | 0 |  | 1 | 17:51 | 9616 |  | 1406.0483 | -901.0033 | -901.0033 | 3.0988e-99 | 1.2005e-99 | -3.1821e-101 | 0 | -901.0033 |  | -1451.3944 | #DIV/0! | #DIV/0! | 50.5 | 1 | #DIV/0! | 1 | #DIV/0! | #DIV/0! |  |  | 1
0 | 0 | 0 | 0 |  | 1 | 17:51 | 9620 |  | 1406.439 | -901.394 | -901.394 | 2.7889e-99 | 1.0805e-99 | -2.8639e-101 | 0 | -901.394 |  | -1451.785 | #DIV/0! | #DIV/0! | 50.5 | 1 | #DIV/0! | 1 | #DIV/0! | #DIV/0! |  |  | 1
0 | 0 | 0 | 0 |  | 1 | 17:51 | 9624 |  | 1406.8297 | -901.7847 | -901.7847 | 2.51e-99 | 9.7242e-100 | -2.5775e-101 | 0 | -901.7847 |  | -1452.1757 | #DIV/0! | #DIV/0! | 50.5 | 1 | #DIV/0! | 1 | #DIV/0! | #DIV/0! |  |  | 1
0 | 0 | 0 | 0 |  | 1 | 17:51 | 9628 |  | 1407.2203 | -902.1753 | -902.1753 | 2.259e-99 | 8.7518e-100 | -2.3198e-101 | 0 | -902.1753 |  | -1452.5664 | #DIV/0! | #DIV/0! | 50.5 | 1 | #DIV/0! | 1 | #DIV/0! | #DIV/0! |  |  | 1
0 | 0 | 0 | 0 |  | 1 | 17:51 | 9632 |  | 1407.611 | -902.566 | -902.566 | 2.0331e-99 | 7.8766e-100 | -2.0878e-101 | 0 | -902.566 |  | -1452.957 | #DIV/0! | #DIV/0! | 50.5 | 1 | #DIV/0! | 1 | #DIV/0! | #DIV/0! |  |  | 1
0 | 0 | 0 | 0 |  | 1 | 17:51 | 9636 |  | 1408.0017 | -902.9567 | -902.9567 | 1.8298e-99 | 7.089e-100 | -1.879e-101 | 0 | -902.9567 |  | -1453.3477 | #DIV/0! | #DIV/0! | 50.5 | 1 | #DIV/0! | 1 | #DIV/0! | #DIV/0! |  |  | 1
0 | 0 | 0 | 0 |  | 1 | 17:51 | 9640 |  | 1408.3923 | -903.3473 | -903.3473 | 1.6468e-99 | 6.3801e-100 | -1.6911e-101 | 0 | -903.3473 |  | -1453.7384 | #DIV/0! | #DIV/0! | 50.5 | 1 | #DIV/0! | 1 | #DIV/0! | #DIV/0! |  |  | 1
0 | 0 | 0 | 0 |  | 1 | 17:52 | 9644 |  | 1408.783 | -903.738 | -903.738 | 1.4821e-99 | 5.7421e-100 | -1.522e-101 | 0 | -903.738 |  | -1454.129 | #DIV/0! | #DIV/0! | 50.5 | 1 | #DIV/0! | 1 | #DIV/0! | #DIV/0! |  |  | 1
0 | 0 | 0 | 0 |  | 1 | 17:52 | 9648 |  | 1409.1737 | -904.1287 | -904.1287 | 1.3339e-99 | 5.1679e-100 | -1.3698e-101 | 0 | -904.1287 |  | -1454.5197 | #DIV/0! | #DIV/0! | 50.5 | 1 | #DIV/0! | 1 | #DIV/0! | #DIV/0! |  |  | 1
0 | 0 | 0 | 0 |  | 1 | 17:52 | 9652 |  | 1409.5643 | -904.5193 | -904.5193 | 1.2005e-99 | 4.6511e-100 | -1.2328e-101 | 0 | -904.5193 |  | -1454.9104 | #DIV/0! | #DIV/0! | 50.5 | 1 | #DIV/0! | 1 | #DIV/0! | #DIV/0! |  |  | 1
0 | 0 | 0 | 0 |  | 1 | 17:52 | 9656 |  | 1409.955 | -904.91 | -904.91 | 1.0805e-99 | 4.186e-100 | -1.1095e-101 | 0 | -904.91 |  | -1455.301 | #DIV/0! | #DIV/0! | 50.5 | 1 | #DIV/0! | 1 | #DIV/0! | #DIV/0! |  |  | 1
0 | 0 | 0 | 0 |  | 1 | 17:52 | 9660 |  | 1410.3457 | -905.3007 | -905.3007 | 9.7242e-100 | 3.7674e-100 | -9.9858e-102 | 0 | -905.3007 |  | -1455.6917 | #DIV/0! | #DIV/0! | 50.5 | 1 | #DIV/0! | 1 | #DIV/0! | #DIV/0! |  |  | 1
0 | 0 | 0 | 0 |  | 1 | 17:52 | 9664 |  | 1410.7363 | -905.6913 | -905.6913 | 8.7518e-100 | 3.3906e-100 | -8.9873e-102 | 0 | -905.6913 |  | -1456.0824 | #DIV/0! | #DIV/0! | 50.5 | 1 | #DIV/0! | 1 | #DIV/0! | #DIV/0! |  |  | 1
0 | 0 | 0 | 0 |  | 1 | 17:52 | 9668 |  | 1411.127 | -906.082 | -906.082 | 7.8766e-100 | 3.0516e-100 | -8.0885e-102 | 0 | -906.082 |  | -1456.473 | #DIV/0! | #DIV/0! | 50.5 | 1 | #DIV/0! | 1 | #DIV/0! | #DIV/0! |  |  | 1
0 | 0 | 0 | 0 |  | 1 | 17:52 | 9672 |  | 1411.5177 | -906.4727 | -906.4727 | 7.089e-100 | 2.7464e-100 | -7.2797e-102 | 0 | -906.4727 |  | -1456.8637 | #DIV/0! | #DIV/0! | 50.5 | 1 | #DIV/0! | 1 | #DIV/0! | #DIV/0! |  |  | 1
0 | 0 | 0 | 0 |  | 1 | 17:52 | 9676 |  | 1411.9083 | -906.8633 | -906.8633 | 6.3801e-100 | 2.4718e-100 | -6.5517e-102 | 0 | -906.8633 |  | -1457.2544 | #DIV/0! | #DIV/0! | 50.5 | 1 | #DIV/0! | 1 | #DIV/0! | #DIV/0! |  |  | 1
0 | 0 | 0 | 0 |  | 1 | 17:52 | 9680 |  | 1412.299 | -907.254 | -907.254 | 5.7421e-100 | 2.2246e-100 | -5.8965e-102 | 0 | -907.254 |  | -1457.645 | #DIV/0! | #DIV/0! | 50.5 | 1 | #DIV/0! | 1 | #DIV/0! | #DIV/0! |  |  | 1
0 | 0 | 0 | 0 |  | 1 | 17:52 | 9684 |  | 1412.6897 | -907.6447 | -907.6447 | 5.1679e-100 | 2.0021e-100 | -5.3069e-102 | 0 | -907.6447 |  | -1458.0357 | #DIV/0! | #DIV/0! | 50.5 | 1 | #DIV/0! | 1 | #DIV/0! | #DIV/0! |  |  | 1
0 | 0 | 0 | 0 |  | 1 | 17:52 | 9688 |  | 1413.0803 | -908.0353 | -908.0353 | 4.6511e-100 | 1.8019e-100 | -4.7762e-102 | 0 | -908.0353 |  | -1458.4264 | #DIV/0! | #DIV/0! | 50.5 | 1 | #DIV/0! | 1 | #DIV/0! | #DIV/0! |  |  | 1
0 | 0 | 0 | 0 |  | 1 | 17:52 | 9692 |  | 1413.471 | -908.426 | -908.426 | 4.186e-100 | 1.6217e-100 | -4.2986e-102 | 0 | -908.426 |  | -1458.817 | #DIV/0! | #DIV/0! | 50.5 | 1 | #DIV/0! | 1 | #DIV/0! | #DIV/0! |  |  | 1
0 | 0 | 0 | 0 |  | 1 | 17:52 | 9696 |  | 1413.8617 | -908.8167 | -908.8167 | 3.7674e-100 | 1.4596e-100 | -3.8687e-102 | 0 | -908.8167 |  | -1459.2077 | #DIV/0! | #DIV/0! | 50.5 | 1 | #DIV/0! | 1 | #DIV/0! | #DIV/0! |  |  | 1
0 | 0 | 0 | 0 |  | 1 | 17:52 | 9700 |  | 1414.2523 | -909.2073 | -909.2073 | 3.3906e-100 | 1.3136e-100 | -3.4818e-102 | 0 | -909.2073 |  | -1459.5984 | #DIV/0! | #DIV/0! | 50.5 | 1 | #DIV/0! | 1 | #DIV/0! | #DIV/0! |  |  | 1
0 | 0 | 0 | 0 |  | 1 | 17:53 | 9704 |  | 1414.643 | -909.598 | -909.598 | 3.0516e-100 | 1.1822e-100 | -3.1337e-102 | 0 | -909.598 |  | -1459.989 | #DIV/0! | #DIV/0! | 50.5 | 1 | #DIV/0! | 1 | #DIV/0! | #DIV/0! |  |  | 1
0 | 0 | 0 | 0 |  | 1 | 17:53 | 9708 |  | 1415.0337 | -909.9887 | -909.9887 | 2.7464e-100 | 1.064e-100 | -2.8203e-102 | 0 | -909.9887 |  | -1460.3797 | #DIV/0! | #DIV/0! | 50.5 | 1 | #DIV/0! | 1 | #DIV/0! | #DIV/0! |  |  | 1
0 | 0 | 0 | 0 |  | 1 | 17:53 | 9712 |  | 1415.4243 | -910.3793 | -910.3793 | 2.4718e-100 | 9.5761e-101 | -2.5383e-102 | 0 | -910.3793 |  | -1460.7704 | #DIV/0! | #DIV/0! | 50.5 | 1 | #DIV/0! | 1 | #DIV/0! | #DIV/0! |  |  | 1
0 | 0 | 0 | 0 |  | 1 | 17:53 | 9716 |  | 1415.815 | -910.77 | -910.77 | 2.2246e-100 | 8.6185e-101 | -2.2844e-102 | 0 | -910.77 |  | -1461.161 | #DIV/0! | #DIV/0! | 50.5 | 1 | #DIV/0! | 1 | #DIV/0! | #DIV/0! |  |  | 1
0 | 0 | 0 | 0 |  | 1 | 17:53 | 9720 |  | 1416.2057 | -911.1607 | -911.1607 | 2.0021e-100 | 7.7567e-101 | -2.056e-102 | 0 | -911.1607 |  | -1461.5517 | #DIV/0! | #DIV/0! | 50.5 | 1 | #DIV/0! | 1 | #DIV/0! | #DIV/0! |  |  | 1
0 | 0 | 0 | 0 |  | 1 | 17:53 | 9724 |  | 1416.5963 | -911.5513 | -911.5513 | 1.8019e-100 | 6.981e-101 | -1.8504e-102 | 0 | -911.5513 |  | -1461.9424 | #DIV/0! | #DIV/0! | 50.5 | 1 | #DIV/0! | 1 | #DIV/0! | #DIV/0! |  |  | 1
0 | 0 | 0 | 0 |  | 1 | 17:53 | 9728 |  | 1416.987 | -911.942 | -911.942 | 1.6217e-100 | 6.2829e-101 | -1.6654e-102 | 0 | -911.942 |  | -1462.333 | #DIV/0! | #DIV/0! | 50.5 | 1 | #DIV/0! | 1 | #DIV/0! | #DIV/0! |  |  | 1
0 | 0 | 0 | 0 |  | 1 | 17:53 | 9732 |  | 1417.3777 | -912.3327 | -912.3327 | 1.4596e-100 | 5.6546e-101 | -1.4988e-102 | 0 | -912.3327 |  | -1462.7237 | #DIV/0! | #DIV/0! | 50.5 | 1 | #DIV/0! | 1 | #DIV/0! | #DIV/0! |  |  | 1
0 | 0 | 0 | 0 |  | 1 | 17:53 | 9736 |  | 1417.7683 | -912.7233 | -912.7233 | 1.3136e-100 | 5.0891e-101 | -1.3489e-102 | 0 | -912.7233 |  | -1463.1144 | #DIV/0! | #DIV/0! | 50.5 | 1 | #DIV/0! | 1 | #DIV/0! | #DIV/0! |  |  | 1
0 | 0 | 0 | 0 |  | 1 | 17:53 | 9740 |  | 1418.159 | -913.114 | -913.114 | 1.1822e-100 | 4.5802e-101 | -1.214e-102 | 0 | -913.114 |  | -1463.505 | #DIV/0! | #DIV/0! | 50.5 | 1 | #DIV/0! | 1 | #DIV/0! | #DIV/0! |  |  | 1
0 | 0 | 0 | 0 |  | 1 | 17:53 | 9744 |  | 1418.5497 | -913.5047 | -913.5047 | 1.064e-100 | 4.1222e-101 | -1.0926e-102 | 0 | -913.5047 |  | -1463.8957 | #DIV/0! | #DIV/0! | 50.5 | 1 | #DIV/0! | 1 | #DIV/0! | #DIV/0! |  |  | 1
0 | 0 | 0 | 0 |  | 1 | 17:53 | 9748 |  | 1418.9403 | -913.8953 | -913.8953 | 9.5761e-101 | 3.71e-101 | -9.8338e-103 | 0 | -913.8953 |  | -1464.2864 | #DIV/0! | #DIV/0! | 50.5 | 1 | #DIV/0! | 1 | #DIV/0! | #DIV/0! |  |  | 1
0 | 0 | 0 | 0 |  | 1 | 17:53 | 9752 |  | 1419.331 | -914.286 | -914.286 | 8.6185e-101 | 3.339e-101 | -8.8504e-103 | 0 | -914.286 |  | -1464.677 | #DIV/0! | #DIV/0! | 50.5 | 1 | #DIV/0! | 1 | #DIV/0! | #DIV/0! |  |  | 1
0 | 0 | 0 | 0 |  | 1 | 17:53 | 9756 |  | 1419.7217 | -914.6767 | -914.6767 | 7.7567e-101 | 3.0051e-101 | -7.9653e-103 | 0 | -914.6767 |  | -1465.0677 | #DIV/0! | #DIV/0! | 50.5 | 1 | #DIV/0! | 1 | #DIV/0! | #DIV/0! |  |  | 1
0 | 0 | 0 | 0 |  | 1 | 17:53 | 9760 |  | 1420.1123 | -915.0673 | -915.0673 | 6.981e-101 | 2.7046e-101 | -7.1688e-103 | 0 | -915.0673 |  | -1465.4584 | #DIV/0! | #DIV/0! | 50.5 | 1 | #DIV/0! | 1 | #DIV/0! | #DIV/0! |  |  | 1
0 | 0 | 0 | 0 |  | 1 | 17:54 | 9764 |  | 1420.503 | -915.458 | -915.458 | 6.2829e-101 | 2.4341e-101 | -6.4519e-103 | 0 | -915.458 |  | -1465.849 | #DIV/0! | #DIV/0! | 50.5 | 1 | #DIV/0! | 1 | #DIV/0! | #DIV/0! |  |  | 1
0 | 0 | 0 | 0 |  | 1 | 17:54 | 9768 |  | 1420.8937 | -915.8487 | -915.8487 | 5.6546e-101 | 2.1907e-101 | -5.8067e-103 | 0 | -915.8487 |  | -1466.2397 | #DIV/0! | #DIV/0! | 50.5 | 1 | #DIV/0! | 1 | #DIV/0! | #DIV/0! |  |  | 1
0 | 0 | 0 | 0 |  | 1 | 17:54 | 9772 |  | 1421.2843 | -916.2393 | -916.2393 | 5.0891e-101 | 1.9716e-101 | -5.2261e-103 | 0 | -916.2393 |  | -1466.6304 | #DIV/0! | #DIV/0! | 50.5 | 1 | #DIV/0! | 1 | #DIV/0! | #DIV/0! |  |  | 1
0 | 0 | 0 | 0 |  | 1 | 17:54 | 9776 |  | 1421.675 | -916.63 | -916.63 | 4.5802e-101 | 1.7745e-101 | -4.7035e-103 | 0 | -916.63 |  | -1467.021 | #DIV/0! | #DIV/0! | 50.5 | 1 | #DIV/0! | 1 | #DIV/0! | #DIV/0! |  |  | 1
0 | 0 | 0 | 0 |  | 1 | 17:54 | 9780 |  | 1422.0657 | -917.0207 | -917.0207 | 4.1222e-101 | 1.597e-101 | -4.2331e-103 | 0 | -917.0207 |  | -1467.4117 | #DIV/0! | #DIV/0! | 50.5 | 1 | #DIV/0! | 1 | #DIV/0! | #DIV/0! |  |  | 1
0 | 0 | 0 | 0 |  | 1 | 17:54 | 9784 |  | 1422.4563 | -917.4113 | -917.4113 | 3.71e-101 | 1.4373e-101 | -3.8098e-103 | 0 | -917.4113 |  | -1467.8024 | #DIV/0! | #DIV/0! | 50.5 | 1 | #DIV/0! | 1 | #DIV/0! | #DIV/0! |  |  | 1
0 | 0 | 0 | 0 |  | 1 | 17:54 | 9788 |  | 1422.847 | -917.802 | -917.802 | 3.339e-101 | 1.2936e-101 | -3.4288e-103 | 0 | -917.802 |  | -1468.193 | #DIV/0! | #DIV/0! | 50.5 | 1 | #DIV/0! | 1 | #DIV/0! | #DIV/0! |  |  | 1
0 | 0 | 0 | 0 |  | 1 | 17:54 | 9792 |  | 1423.2377 | -918.1927 | -918.1927 | 3.0051e-101 | 1.1642e-101 | -3.0859e-103 | 0 | -918.1927 |  | -1468.5837 | #DIV/0! | #DIV/0! | 50.5 | 1 | #DIV/0! | 1 | #DIV/0! | #DIV/0! |  |  | 1
0 | 0 | 0 | 0 |  | 1 | 17:54 | 9796 |  | 1423.6283 | -918.5833 | -918.5833 | 2.7046e-101 | 1.0478e-101 | -2.7773e-103 | 0 | -918.5833 |  | -1468.9744 | #DIV/0! | #DIV/0! | 50.5 | 1 | #DIV/0! | 1 | #DIV/0! | #DIV/0! |  |  | 1
0 | 0 | 0 | 0 |  | 1 | 17:54 | 9800 |  | 1424.019 | -918.974 | -918.974 | 2.4341e-101 | 9.4303e-102 | -2.4996e-103 | 0 | -918.974 |  | -1469.365 | #DIV/0! | #DIV/0! | 50.5 | 1 | #DIV/0! | 1 | #DIV/0! | #DIV/0! |  |  | 1
0 | 0 | 0 | 0 |  | 1 | 17:54 | 9804 |  | 1424.4097 | -919.3647 | -919.3647 | 2.1907e-101 | 8.4873e-102 | -2.2496e-103 | 0 | -919.3647 |  | -1469.7557 | #DIV/0! | #DIV/0! | 50.5 | 1 | #DIV/0! | 1 | #DIV/0! | #DIV/0! |  |  | 1
0 | 0 | 0 | 0 |  | 1 | 17:54 | 9808 |  | 1424.8003 | -919.7553 | -919.7553 | 1.9716e-101 | 7.6385e-102 | -2.0247e-103 | 0 | -919.7553 |  | -1470.1464 | #DIV/0! | #DIV/0! | 50.5 | 1 | #DIV/0! | 1 | #DIV/0! | #DIV/0! |  |  | 1
0 | 0 | 0 | 0 |  | 1 | 17:54 | 9812 |  | 1425.191 | -920.146 | -920.146 | 1.7745e-101 | 6.8747e-102 | -1.8222e-103 | 0 | -920.146 |  | -1470.537 | #DIV/0! | #DIV/0! | 50.5 | 1 | #DIV/0! | 1 | #DIV/0! | #DIV/0! |  |  | 1
0 | 0 | 0 | 0 |  | 1 | 17:54 | 9816 |  | 1425.5817 | -920.5367 | -920.5367 | 1.597e-101 | 6.1872e-102 | -1.64e-103 | 0 | -920.5367 |  | -1470.9277 | #DIV/0! | #DIV/0! | 50.5 | 1 | #DIV/0! | 1 | #DIV/0! | #DIV/0! |  |  | 1
0 | 0 | 0 | 0 |  | 1 | 17:54 | 9820 |  | 1425.9723 | -920.9273 | -920.9273 | 1.4373e-101 | 5.5685e-102 | -1.476e-103 | 0 | -920.9273 |  | -1471.3184 | #DIV/0! | #DIV/0! | 50.5 | 1 | #DIV/0! | 1 | #DIV/0! | #DIV/0! |  |  | 1
0 | 0 | 0 | 0 |  | 1 | 17:55 | 9824 |  | 1426.363 | -921.318 | -921.318 | 1.2936e-101 | 5.0116e-102 | -1.3284e-103 | 0 | -921.318 |  | -1471.709 | #DIV/0! | #DIV/0! | 50.5 | 1 | #DIV/0! | 1 | #DIV/0! | #DIV/0! |  |  | 1
0 | 0 | 0 | 0 |  | 1 | 17:55 | 9828 |  | 1426.7537 | -921.7087 | -921.7087 | 1.1642e-101 | 4.5105e-102 | -1.1956e-103 | 0 | -921.7087 |  | -1472.0997 | #DIV/0! | #DIV/0! | 50.5 | 1 | #DIV/0! | 1 | #DIV/0! | #DIV/0! |  |  | 1
0 | 0 | 0 | 0 |  | 1 | 17:55 | 9832 |  | 1427.1443 | -922.0993 | -922.0993 | 1.0478e-101 | 4.0594e-102 | -1.076e-103 | 0 | -922.0993 |  | -1472.4904 | #DIV/0! | #DIV/0! | 50.5 | 1 | #DIV/0! | 1 | #DIV/0! | #DIV/0! |  |  | 1
0 | 0 | 0 | 0 |  | 1 | 17:55 | 9836 |  | 1427.535 | -922.49 | -922.49 | 9.4303e-102 | 3.6535e-102 | -9.684e-104 | 0 | -922.49 |  | -1472.881 | #DIV/0! | #DIV/0! | 50.5 | 1 | #DIV/0! | 1 | #DIV/0! | #DIV/0! |  |  | 1
0 | 0 | 0 | 0 |  | 1 | 17:55 | 9840 |  | 1427.9257 | -922.8807 | -922.8807 | 8.4873e-102 | 3.2881e-102 | -8.7156e-104 | 0 | -922.8807 |  | -1473.2717 | #DIV/0! | #DIV/0! | 50.5 | 1 | #DIV/0! | 1 | #DIV/0! | #DIV/0! |  |  | 1
0 | 0 | 0 | 0 |  | 1 | 17:55 | 9844 |  | 1428.3163 | -923.2713 | -923.2713 | 7.6385e-102 | 2.9593e-102 | -7.844e-104 | 0 | -923.2713 |  | -1473.6624 | #DIV/0! | #DIV/0! | 50.5 | 1 | #DIV/0! | 1 | #DIV/0! | #DIV/0! |  |  | 1
0 | 0 | 0 | 0 |  | 1 | 17:55 | 9848 |  | 1428.707 | -923.662 | -923.662 | 6.8747e-102 | 2.6634e-102 | -7.0596e-104 | 0 | -923.662 |  | -1474.053 | #DIV/0! | #DIV/0! | 50.5 | 1 | #DIV/0! | 1 | #DIV/0! | #DIV/0! |  |  | 1
0 | 0 | 0 | 0 |  | 1 | 17:55 | 9852 |  | 1429.0977 | -924.0527 | -924.0527 | 6.1872e-102 | 2.3971e-102 | -6.3537e-104 | 0 | -924.0527 |  | -1474.4437 | #DIV/0! | #DIV/0! | 50.5 | 1 | #DIV/0! | 1 | #DIV/0! | #DIV/0! |  |  | 1
0 | 0 | 0 | 0 |  | 1 | 17:55 | 9856 |  | 1429.4883 | -924.4433 | -924.4433 | 5.5685e-102 | 2.1573e-102 | -5.7183e-104 | 0 | -924.4433 |  | -1474.8344 | #DIV/0! | #DIV/0! | 50.5 | 1 | #DIV/0! | 1 | #DIV/0! | #DIV/0! |  |  | 1
0 | 0 | 0 | 0 |  | 1 | 17:55 | 9860 |  | 1429.879 | -924.834 | -924.834 | 5.0116e-102 | 1.9416e-102 | -5.1465e-104 | 0 | -924.834 |  | -1475.225 | #DIV/0! | #DIV/0! | 50.5 | 1 | #DIV/0! | 1 | #DIV/0! | #DIV/0! |  |  | 1
0 | 0 | 0 | 0 |  | 1 | 17:55 | 9864 |  | 1430.2697 | -925.2247 | -925.2247 | 4.5105e-102 | 1.7475e-102 | -4.6318e-104 | 0 | -925.2247 |  | -1475.6157 | #DIV/0! | #DIV/0! | 50.5 | 1 | #DIV/0! | 1 | #DIV/0! | #DIV/0! |  |  | 1
0 | 0 | 0 | 0 |  | 1 | 17:55 | 9868 |  | 1430.6603 | -925.6153 | -925.6153 | 4.0594e-102 | 1.5727e-102 | -4.1686e-104 | 0 | -925.6153 |  | -1476.0064 | #DIV/0! | #DIV/0! | 50.5 | 1 | #DIV/0! | 1 | #DIV/0! | #DIV/0! |  |  | 1
0 | 0 | 0 | 0 |  | 1 | 17:55 | 9872 |  | 1431.051 | -926.006 | -926.006 | 3.6535e-102 | 1.4154e-102 | -3.7518e-104 | 0 | -926.006 |  | -1476.397 | #DIV/0! | #DIV/0! | 50.5 | 1 | #DIV/0! | 1 | #DIV/0! | #DIV/0! |  |  | 1
0 | 0 | 0 | 0 |  | 1 | 17:55 | 9876 |  | 1431.4417 | -926.3967 | -926.3967 | 3.2881e-102 | 1.2739e-102 | -3.3766e-104 | 0 | -926.3967 |  | -1476.7877 | #DIV/0! | #DIV/0! | 50.5 | 1 | #DIV/0! | 1 | #DIV/0! | #DIV/0! |  |  | 1
0 | 0 | 0 | 0 |  | 1 | 17:55 | 9880 |  | 1431.8323 | -926.7873 | -926.7873 | 2.9593e-102 | 1.1465e-102 | -3.0389e-104 | 0 | -926.7873 |  | -1477.1784 | #DIV/0! | #DIV/0! | 50.5 | 1 | #DIV/0! | 1 | #DIV/0! | #DIV/0! |  |  | 1
0 | 0 | 0 | 0 |  | 1 | 17:56 | 9884 |  | 1432.223 | -927.178 | -927.178 | 2.6634e-102 | 1.0319e-102 | -2.735e-104 | 0 | -927.178 |  | -1477.569 | #DIV/0! | #DIV/0! | 50.5 | 1 | #DIV/0! | 1 | #DIV/0! | #DIV/0! |  |  | 1
0 | 0 | 0 | 0 |  | 1 | 17:56 | 9888 |  | 1432.6137 | -927.5687 | -927.5687 | 2.3971e-102 | 9.2867e-103 | -2.4615e-104 | 0 | -927.5687 |  | -1477.9597 | #DIV/0! | #DIV/0! | 50.5 | 1 | #DIV/0! | 1 | #DIV/0! | #DIV/0! |  |  | 1
0 | 0 | 0 | 0 |  | 1 | 17:56 | 9892 |  | 1433.0043 | -927.9593 | -927.9593 | 2.1573e-102 | 8.358e-103 | -2.2154e-104 | 0 | -927.9593 |  | -1478.3504 | #DIV/0! | #DIV/0! | 50.5 | 1 | #DIV/0! | 1 | #DIV/0! | #DIV/0! |  |  | 1
0 | 0 | 0 | 0 |  | 1 | 17:56 | 9896 |  | 1433.395 | -928.35 | -928.35 | 1.9416e-102 | 7.5222e-103 | -1.9939e-104 | 0 | -928.35 |  | -1478.741 | #DIV/0! | #DIV/0! | 50.5 | 1 | #DIV/0! | 1 | #DIV/0! | #DIV/0! |  |  | 1
0 | 0 | 0 | 0 |  | 1 | 17:56 | 9900 |  | 1433.7857 | -928.7407 | -928.7407 | 1.7475e-102 | 6.77e-103 | -1.7945e-104 | 0 | -928.7407 |  | -1479.1317 | #DIV/0! | #DIV/0! | 50.5 | 1 | #DIV/0! | 1 | #DIV/0! | #DIV/0! |  |  | 1
0 | 0 | 0 | 0 |  | 1 | 17:56 | 9904 |  | 1434.1763 | -929.1313 | -929.1313 | 1.5727e-102 | 6.093e-103 | -1.615e-104 | 0 | -929.1313 |  | -1479.5224 | #DIV/0! | #DIV/0! | 50.5 | 1 | #DIV/0! | 1 | #DIV/0! | #DIV/0! |  |  | 1
0 | 0 | 0 | 0 |  | 1 | 17:56 | 9908 |  | 1434.567 | -929.522 | -929.522 | 1.4154e-102 | 5.4837e-103 | -1.4535e-104 | 0 | -929.522 |  | -1479.913 | #DIV/0! | #DIV/0! | 50.5 | 1 | #DIV/0! | 1 | #DIV/0! | #DIV/0! |  |  | 1
0 | 0 | 0 | 0 |  | 1 | 17:56 | 9912 |  | 1434.9577 | -929.9127 | -929.9127 | 1.2739e-102 | 4.9353e-103 | -1.3082e-104 | 0 | -929.9127 |  | -1480.3037 | #DIV/0! | #DIV/0! | 50.5 | 1 | #DIV/0! | 1 | #DIV/0! | #DIV/0! |  |  | 1
0 | 0 | 0 | 0 |  | 1 | 17:56 | 9916 |  | 1435.3483 | -930.3033 | -930.3033 | 1.1465e-102 | 4.4418e-103 | -1.1773e-104 | 0 | -930.3033 |  | -1480.6944 | #DIV/0! | #DIV/0! | 50.5 | 1 | #DIV/0! | 1 | #DIV/0! | #DIV/0! |  |  | 1
0 | 0 | 0 | 0 |  | 1 | 17:56 | 9920 |  | 1435.739 | -930.694 | -930.694 | 1.0319e-102 | 3.9976e-103 | -1.0596e-104 | 0 | -930.694 |  | -1481.085 | #DIV/0! | #DIV/0! | 50.5 | 1 | #DIV/0! | 1 | #DIV/0! | #DIV/0! |  |  | 1
0 | 0 | 0 | 0 |  | 1 | 17:56 | 9924 |  | 1436.1297 | -931.0847 | -931.0847 | 9.2867e-103 | 3.5979e-103 | -9.5365e-105 | 0 | -931.0847 |  | -1481.4757 | #DIV/0! | #DIV/0! | 50.5 | 1 | #DIV/0! | 1 | #DIV/0! | #DIV/0! |  |  | 1
0 | 0 | 0 | 0 |  | 1 | 17:56 | 9928 |  | 1436.5203 | -931.4753 | -931.4753 | 8.358e-103 | 3.2381e-103 | -8.5829e-105 | 0 | -931.4753 |  | -1481.8664 | #DIV/0! | #DIV/0! | 50.5 | 1 | #DIV/0! | 1 | #DIV/0! | #DIV/0! |  |  | 1
0 | 0 | 0 | 0 |  | 1 | 17:56 | 9932 |  | 1436.911 | -931.866 | -931.866 | 7.5222e-103 | 2.9143e-103 | -7.7246e-105 | 0 | -931.866 |  | -1482.257 | #DIV/0! | #DIV/0! | 50.5 | 1 | #DIV/0! | 1 | #DIV/0! | #DIV/0! |  |  | 1
0 | 0 | 0 | 0 |  | 1 | 17:56 | 9936 |  | 1437.3017 | -932.2567 | -932.2567 | 6.77e-103 | 2.6228e-103 | -6.9521e-105 | 0 | -932.2567 |  | -1482.6477 | #DIV/0! | #DIV/0! | 50.5 | 1 | #DIV/0! | 1 | #DIV/0! | #DIV/0! |  |  | 1
0 | 0 | 0 | 0 |  | 1 | 17:56 | 9940 |  | 1437.6923 | -932.6473 | -932.6473 | 6.093e-103 | 2.3605e-103 | -6.2569e-105 | 0 | -932.6473 |  | -1483.0384 | #DIV/0! | #DIV/0! | 50.5 | 1 | #DIV/0! | 1 | #DIV/0! | #DIV/0! |  |  | 1
0 | 0 | 0 | 0 |  | 1 | 17:57 | 9944 |  | 1438.083 | -933.038 | -933.038 | 5.4837e-103 | 2.1245e-103 | -5.6312e-105 | 0 | -933.038 |  | -1483.429 | #DIV/0! | #DIV/0! | 50.5 | 1 | #DIV/0! | 1 | #DIV/0! | #DIV/0! |  |  | 1
0 | 0 | 0 | 0 |  | 1 | 17:57 | 9948 |  | 1438.4737 | -933.4287 | -933.4287 | 4.9353e-103 | 1.912e-103 | -5.0681e-105 | 0 | -933.4287 |  | -1483.8197 | #DIV/0! | #DIV/0! | 50.5 | 1 | #DIV/0! | 1 | #DIV/0! | #DIV/0! |  |  | 1
0 | 0 | 0 | 0 |  | 1 | 17:57 | 9952 |  | 1438.8643 | -933.8193 | -933.8193 | 4.4418e-103 | 1.7208e-103 | -4.5613e-105 | 0 | -933.8193 |  | -1484.2104 | #DIV/0! | #DIV/0! | 50.5 | 1 | #DIV/0! | 1 | #DIV/0! | #DIV/0! |  |  | 1
0 | 0 | 0 | 0 |  | 1 | 17:57 | 9956 |  | 1439.255 | -934.21 | -934.21 | 3.9976e-103 | 1.5488e-103 | -4.1052e-105 | 0 | -934.21 |  | -1484.601 | #DIV/0! | #DIV/0! | 50.5 | 1 | #DIV/0! | 1 | #DIV/0! | #DIV/0! |  |  | 1
0 | 0 | 0 | 0 |  | 1 | 17:57 | 9960 |  | 1439.6457 | -934.6007 | -934.6007 | 3.5979e-103 | 1.3939e-103 | -3.6946e-105 | 0 | -934.6007 |  | -1484.9917 | #DIV/0! | #DIV/0! | 50.5 | 1 | #DIV/0! | 1 | #DIV/0! | #DIV/0! |  |  | 1
0 | 0 | 0 | 0 |  | 1 | 17:57 | 9964 |  | 1440.0363 | -934.9913 | -934.9913 | 3.2381e-103 | 1.2545e-103 | -3.3252e-105 | 0 | -934.9913 |  | -1485.3824 | #DIV/0! | #DIV/0! | 50.5 | 1 | #DIV/0! | 1 | #DIV/0! | #DIV/0! |  |  | 1
0 | 0 | 0 | 0 |  | 1 | 17:57 | 9968 |  | 1440.427 | -935.382 | -935.382 | 2.9143e-103 | 1.129e-103 | -2.9927e-105 | 0 | -935.382 |  | -1485.773 | #DIV/0! | #DIV/0! | 50.5 | 1 | #DIV/0! | 1 | #DIV/0! | #DIV/0! |  |  | 1
0 | 0 | 0 | 0 |  | 1 | 17:57 | 9972 |  | 1440.8177 | -935.7727 | -935.7727 | 2.6228e-103 | 1.0161e-103 | -2.6934e-105 | 0 | -935.7727 |  | -1486.1637 | #DIV/0! | #DIV/0! | 50.5 | 1 | #DIV/0! | 1 | #DIV/0! | #DIV/0! |  |  | 1
0 | 0 | 0 | 0 |  | 1 | 17:57 | 9976 |  | 1441.2083 | -936.1633 | -936.1633 | 2.3605e-103 | 9.1453e-104 | -2.4241e-105 | 0 | -936.1633 |  | -1486.5544 | #DIV/0! | #DIV/0! | 50.5 | 1 | #DIV/0! | 1 | #DIV/0! | #DIV/0! |  |  | 1
0 | 0 | 0 | 0 |  | 1 | 17:57 | 9980 |  | 1441.599 | -936.554 | -936.554 | 2.1245e-103 | 8.2307e-104 | -2.1817e-105 | 0 | -936.554 |  | -1486.945 | #DIV/0! | #DIV/0! | 50.5 | 1 | #DIV/0! | 1 | #DIV/0! | #DIV/0! |  |  | 1
0 | 0 | 0 | 0 |  | 1 | 17:57 | 9984 |  | 1441.9897 | -936.9447 | -936.9447 | 1.912e-103 | 7.4077e-104 | -1.9635e-105 | 0 | -936.9447 |  | -1487.3357 | #DIV/0! | #DIV/0! | 50.5 | 1 | #DIV/0! | 1 | #DIV/0! | #DIV/0! |  |  | 1
0 | 0 | 0 | 0 |  | 1 | 17:57 | 9988 |  | 1442.3803 | -937.3353 | -937.3353 | 1.7208e-103 | 6.6669e-104 | -1.7671e-105 | 0 | -937.3353 |  | -1487.7264 | #DIV/0! | #DIV/0! | 50.5 | 1 | #DIV/0! | 1 | #DIV/0! | #DIV/0! |  |  | 1
0 | 0 | 0 | 0 |  | 1 | 17:57 | 9992 |  | 1442.771 | -937.726 | -937.726 | 1.5488e-103 | 6.0002e-104 | -1.5904e-105 | 0 | -937.726 |  | -1488.117 | #DIV/0! | #DIV/0! | 50.5 | 1 | #DIV/0! | 1 | #DIV/0! | #DIV/0! |  |  | 1
0 | 0 | 0 | 0 |  | 1 | 17:57 | 9996 |  | 1443.1617 | -938.1167 | -938.1167 | 1.3939e-103 | 5.4002e-104 | -1.4314e-105 | 0 | -938.1167 |  | -1488.5077 | #DIV/0! | #DIV/0! | 50.5 | 1 | #DIV/0! | 1 | #DIV/0! | #DIV/0! |  |  | 1
0 | 0 | 0 | 0 |  | 1 | 17:57 | 10000 |  | 1443.5523 | -938.5073 | -938.5073 | 1.2545e-103 | 4.8602e-104 | -1.2882e-105 | 0 | -938.5073 |  | -1488.8984 | #DIV/0! | #DIV/0! | 50.5 | 1 | #DIV/0! | 1 | #DIV/0! | #DIV/0! |  |  | 1
0 | 0 | 0 | 0 |  | 1 | 17:58 | 10004 |  | 1443.943 | -938.898 | -938.898 | 1.129e-103 | 4.3741e-104 | -1.1594e-105 | 0 | -938.898 |  | -1489.289 | #DIV/0! | #DIV/0! | 50.5 | 1 | #DIV/0! | 1 | #DIV/0! | #DIV/0! |  |  | 1
0 | 0 | 0 | 0 |  | 1 | 17:58 | 10008 |  | 1444.3337 | -939.2887 | -939.2887 | 1.0161e-103 | 3.9367e-104 | -1.0435e-105 | 0 | -939.2887 |  | -1489.6797 | #DIV/0! | #DIV/0! | 50.5 | 1 | #DIV/0! | 1 | #DIV/0! | #DIV/0! |  |  | 1
0 | 0 | 0 | 0 |  | 1 | 17:58 | 10012 |  | 1444.7243 | -939.6793 | -939.6793 | 9.1453e-104 | 3.5431e-104 | -9.3913e-106 | 0 | -939.6793 |  | -1490.0704 | #DIV/0! | #DIV/0! | 50.5 | 1 | #DIV/0! | 1 | #DIV/0! | #DIV/0! |  |  | 1
0 | 0 | 0 | 0 |  | 1 | 17:58 | 10016 |  | 1445.115 | -940.07 | -940.07 | 8.2307e-104 | 3.1888e-104 | -8.4522e-106 | 0 | -940.07 |  | -1490.461 | #DIV/0! | #DIV/0! | 50.5 | 1 | #DIV/0! | 1 | #DIV/0! | #DIV/0! |  |  | 1
0 | 0 | 0 | 0 |  | 1 | 17:58 | 10020 |  | 1445.5057 | -940.4607 | -940.4607 | 7.4077e-104 | 2.8699e-104 | -7.6069e-106 | 0 | -940.4607 |  | -1490.8517 | #DIV/0! | #DIV/0! | 50.5 | 1 | #DIV/0! | 1 | #DIV/0! | #DIV/0! |  |  | 1
0 | 0 | 0 | 0 |  | 1 | 17:58 | 10024 |  | 1445.8963 | -940.8513 | -940.8513 | 6.6669e-104 | 2.5829e-104 | -6.8463e-106 | 0 | -940.8513 |  | -1491.2424 | #DIV/0! | #DIV/0! | 50.5 | 1 | #DIV/0! | 1 | #DIV/0! | #DIV/0! |  |  | 1
0 | 0 | 0 | 0 |  | 1 | 17:58 | 10028 |  | 1446.287 | -941.242 | -941.242 | 6.0002e-104 | 2.3246e-104 | -6.1616e-106 | 0 | -941.242 |  | -1491.633 | #DIV/0! | #DIV/0! | 50.5 | 1 | #DIV/0! | 1 | #DIV/0! | #DIV/0! |  |  | 1
0 | 0 | 0 | 0 |  | 1 | 17:58 | 10032 |  | 1446.6777 | -941.6327 | -941.6327 | 5.4002e-104 | 2.0921e-104 | -5.5455e-106 | 0 | -941.6327 |  | -1492.0237 | #DIV/0! | #DIV/0! | 50.5 | 1 | #DIV/0! | 1 | #DIV/0! | #DIV/0! |  |  | 1
0 | 0 | 0 | 0 |  | 1 | 17:58 | 10036 |  | 1447.0683 | -942.0233 | -942.0233 | 4.8602e-104 | 1.8829e-104 | -4.9909e-106 | 0 | -942.0233 |  | -1492.4144 | #DIV/0! | #DIV/0! | 50.5 | 1 | #DIV/0! | 1 | #DIV/0! | #DIV/0! |  |  | 1
0 | 0 | 0 | 0 |  | 1 | 17:58 | 10040 |  | 1447.459 | -942.414 | -942.414 | 4.3741e-104 | 1.6946e-104 | -4.4918e-106 | 0 | -942.414 |  | -1492.805 | #DIV/0! | #DIV/0! | 50.5 | 1 | #DIV/0! | 1 | #DIV/0! | #DIV/0! |  |  | 1
0 | 0 | 0 | 0 |  | 1 | 17:58 | 10044 |  | 1447.8497 | -942.8047 | -942.8047 | 3.9367e-104 | 1.5252e-104 | -4.0426e-106 | 0 | -942.8047 |  | -1493.1957 | #DIV/0! | #DIV/0! | 50.5 | 1 | #DIV/0! | 1 | #DIV/0! | #DIV/0! |  |  | 1
0 | 0 | 0 | 0 |  | 1 | 17:58 | 10048 |  | 1448.2403 | -943.1953 | -943.1953 | 3.5431e-104 | 1.3727e-104 | -3.6384e-106 | 0 | -943.1953 |  | -1493.5864 | #DIV/0! | #DIV/0! | 50.5 | 1 | #DIV/0! | 1 | #DIV/0! | #DIV/0! |  |  | 1
0 | 0 | 0 | 0 |  | 1 | 17:58 | 10052 |  | 1448.631 | -943.586 | -943.586 | 3.1888e-104 | 1.2354e-104 | -3.2745e-106 | 0 | -943.586 |  | -1493.977 | #DIV/0! | #DIV/0! | 50.5 | 1 | #DIV/0! | 1 | #DIV/0! | #DIV/0! |  |  | 1
0 | 0 | 0 | 0 |  | 1 | 17:58 | 10056 |  | 1449.0217 | -943.9767 | -943.9767 | 2.8699e-104 | 1.1118e-104 | -2.9471e-106 | 0 | -943.9767 |  | -1494.3677 | #DIV/0! | #DIV/0! | 50.5 | 1 | #DIV/0! | 1 | #DIV/0! | #DIV/0! |  |  | 1
0 | 0 | 0 | 0 |  | 1 | 17:58 | 10060 |  | 1449.4123 | -944.3673 | -944.3673 | 2.5829e-104 | 1.0007e-104 | -2.6524e-106 | 0 | -944.3673 |  | -1494.7584 | #DIV/0! | #DIV/0! | 50.5 | 1 | #DIV/0! | 1 | #DIV/0! | #DIV/0! |  |  | 1
0 | 0 | 0 | 0 |  | 1 | 17:59 | 10064 |  | 1449.803 | -944.758 | -944.758 | 2.3246e-104 | 9.006e-105 | -2.3871e-106 | 0 | -944.758 |  | -1495.149 | #DIV/0! | #DIV/0! | 50.5 | 1 | #DIV/0! | 1 | #DIV/0! | #DIV/0! |  |  | 1
0 | 0 | 0 | 0 |  | 1 | 17:59 | 10068 |  | 1450.1937 | -945.1487 | -945.1487 | 2.0921e-104 | 8.1054e-105 | -2.1484e-106 | 0 | -945.1487 |  | -1495.5397 | #DIV/0! | #DIV/0! | 50.5 | 1 | #DIV/0! | 1 | #DIV/0! | #DIV/0! |  |  | 1
0 | 0 | 0 | 0 |  | 1 | 17:59 | 10072 |  | 1450.5843 | -945.5393 | -945.5393 | 1.8829e-104 | 7.2948e-105 | -1.9336e-106 | 0 | -945.5393 |  | -1495.9304 | #DIV/0! | #DIV/0! | 50.5 | 1 | #DIV/0! | 1 | #DIV/0! | #DIV/0! |  |  | 1
0 | 0 | 0 | 0 |  | 1 | 17:59 | 10076 |  | 1450.975 | -945.93 | -945.93 | 1.6946e-104 | 6.5654e-105 | -1.7402e-106 | 0 | -945.93 |  | -1496.321 | #DIV/0! | #DIV/0! | 50.5 | 1 | #DIV/0! | 1 | #DIV/0! | #DIV/0! |  |  | 1
0 | 0 | 0 | 0 |  | 1 | 17:59 | 10080 |  | 1451.3657 | -946.3207 | -946.3207 | 1.5252e-104 | 5.9088e-105 | -1.5662e-106 | 0 | -946.3207 |  | -1496.7117 | #DIV/0! | #DIV/0! | 50.5 | 1 | #DIV/0! | 1 | #DIV/0! | #DIV/0! |  |  | 1
0 | 0 | 0 | 0 |  | 1 | 17:59 | 10084 |  | 1451.7563 | -946.7113 | -946.7113 | 1.3727e-104 | 5.3179e-105 | -1.4096e-106 | 0 | -946.7113 |  | -1497.1024 | #DIV/0! | #DIV/0! | 50.5 | 1 | #DIV/0! | 1 | #DIV/0! | #DIV/0! |  |  | 1
0 | 0 | 0 | 0 |  | 1 | 17:59 | 10088 |  | 1452.147 | -947.102 | -947.102 | 1.2354e-104 | 4.7861e-105 | -1.2686e-106 | 0 | -947.102 |  | -1497.493 | #DIV/0! | #DIV/0! | 50.5 | 1 | #DIV/0! | 1 | #DIV/0! | #DIV/0! |  |  | 1
0 | 0 | 0 | 0 |  | 1 | 17:59 | 10092 |  | 1452.5377 | -947.4927 | -947.4927 | 1.1118e-104 | 4.3075e-105 | -1.1418e-106 | 0 | -947.4927 |  | -1497.8837 | #DIV/0! | #DIV/0! | 50.5 | 1 | #DIV/0! | 1 | #DIV/0! | #DIV/0! |  |  | 1
0 | 0 | 0 | 0 |  | 1 | 17:59 | 10096 |  | 1452.9283 | -947.8833 | -947.8833 | 1.0007e-104 | 3.8768e-105 | -1.0276e-106 | 0 | -947.8833 |  | -1498.2744 | #DIV/0! | #DIV/0! | 50.5 | 1 | #DIV/0! | 1 | #DIV/0! | #DIV/0! |  |  | 1
0 | 0 | 0 | 0 |  | 1 | 17:59 | 10100 |  | 1453.319 | -948.274 | -948.274 | 9.006e-105 | 3.4891e-105 | -9.2483e-107 | 0 | -948.274 |  | -1498.665 | #DIV/0! | #DIV/0! | 50.5 | 1 | #DIV/0! | 1 | #DIV/0! | #DIV/0! |  |  | 1
0 | 0 | 0 | 0 |  | 1 | 17:59 | 10104 |  | 1453.7097 | -948.6647 | -948.6647 | 8.1054e-105 | 3.1402e-105 | -8.3234e-107 | 0 | -948.6647 |  | -1499.0557 | #DIV/0! | #DIV/0! | 50.5 | 1 | #DIV/0! | 1 | #DIV/0! | #DIV/0! |  |  | 1
0 | 0 | 0 | 0 |  | 1 | 17:59 | 10108 |  | 1454.1003 | -949.0553 | -949.0553 | 7.2948e-105 | 2.8262e-105 | -7.4911e-107 | 0 | -949.0553 |  | -1499.4464 | #DIV/0! | #DIV/0! | 50.5 | 1 | #DIV/0! | 1 | #DIV/0! | #DIV/0! |  |  | 1
0 | 0 | 0 | 0 |  | 1 | 17:59 | 10112 |  | 1454.491 | -949.446 | -949.446 | 6.5654e-105 | 2.5436e-105 | -6.742e-107 | 0 | -949.446 |  | -1499.837 | #DIV/0! | #DIV/0! | 50.5 | 1 | #DIV/0! | 1 | #DIV/0! | #DIV/0! |  |  | 1
0 | 0 | 0 | 0 |  | 1 | 17:59 | 10116 |  | 1454.8817 | -949.8367 | -949.8367 | 5.9088e-105 | 2.2892e-105 | -6.0678e-107 | 0 | -949.8367 |  | -1500.2277 | #DIV/0! | #DIV/0! | 50.5 | 1 | #DIV/0! | 1 | #DIV/0! | #DIV/0! |  |  | 1
0 | 0 | 0 | 0 |  | 1 | 17:59 | 10120 |  | 1455.2723 | -950.2273 | -950.2273 | 5.3179e-105 | 2.0603e-105 | -5.461e-107 | 0 | -950.2273 |  | -1500.6184 | #DIV/0! | #DIV/0! | 50.5 | 1 | #DIV/0! | 1 | #DIV/0! | #DIV/0! |  |  | 1
0 | 0 | 0 | 0 |  | 1 | 18:00 | 10124 |  | 1455.663 | -950.618 | -950.618 | 4.7861e-105 | 1.8543e-105 | -4.9149e-107 | 0 | -950.618 |  | -1501.009 | #DIV/0! | #DIV/0! | 50.5 | 1 | #DIV/0! | 1 | #DIV/0! | #DIV/0! |  |  | 1
0 | 0 | 0 | 0 |  | 1 | 18:00 | 10128 |  | 1456.0537 | -951.0087 | -951.0087 | 4.3075e-105 | 1.6688e-105 | -4.4234e-107 | 0 | -951.0087 |  | -1501.3997 | #DIV/0! | #DIV/0! | 50.5 | 1 | #DIV/0! | 1 | #DIV/0! | #DIV/0! |  |  | 1
0 | 0 | 0 | 0 |  | 1 | 18:00 | 10132 |  | 1456.4443 | -951.3993 | -951.3993 | 3.8768e-105 | 1.5019e-105 | -3.9811e-107 | 0 | -951.3993 |  | -1501.7904 | #DIV/0! | #DIV/0! | 50.5 | 1 | #DIV/0! | 1 | #DIV/0! | #DIV/0! |  |  | 1
0 | 0 | 0 | 0 |  | 1 | 18:00 | 10136 |  | 1456.835 | -951.79 | -951.79 | 3.4891e-105 | 1.3517e-105 | -3.583e-107 | 0 | -951.79 |  | -1502.181 | #DIV/0! | #DIV/0! | 50.5 | 1 | #DIV/0! | 1 | #DIV/0! | #DIV/0! |  |  | 1
0 | 0 | 0 | 0 |  | 1 | 18:00 | 10140 |  | 1457.2257 | -952.1807 | -952.1807 | 3.1402e-105 | 1.2166e-105 | -3.2247e-107 | 0 | -952.1807 |  | -1502.5717 | #DIV/0! | #DIV/0! | 50.5 | 1 | #DIV/0! | 1 | #DIV/0! | #DIV/0! |  |  | 1
0 | 0 | 0 | 0 |  | 1 | 18:00 | 10144 |  | 1457.6163 | -952.5713 | -952.5713 | 2.8262e-105 | 1.0949e-105 | -2.9022e-107 | 0 | -952.5713 |  | -1502.9624 | #DIV/0! | #DIV/0! | 50.5 | 1 | #DIV/0! | 1 | #DIV/0! | #DIV/0! |  |  | 1
0 | 0 | 0 | 0 |  | 1 | 18:00 | 10148 |  | 1458.007 | -952.962 | -952.962 | 2.5436e-105 | 9.8543e-106 | -2.612e-107 | 0 | -952.962 |  | -1503.353 | #DIV/0! | #DIV/0! | 50.5 | 1 | #DIV/0! | 1 | #DIV/0! | #DIV/0! |  |  | 1
0 | 0 | 0 | 0 |  | 1 | 18:00 | 10152 |  | 1458.3977 | -953.3527 | -953.3527 | 2.2892e-105 | 8.8688e-106 | -2.3508e-107 | 0 | -953.3527 |  | -1503.7437 | #DIV/0! | #DIV/0! | 50.5 | 1 | #DIV/0! | 1 | #DIV/0! | #DIV/0! |  |  | 1
0 | 0 | 0 | 0 |  | 1 | 18:00 | 10156 |  | 1458.7883 | -953.7433 | -953.7433 | 2.0603e-105 | 7.9819e-106 | -2.1157e-107 | 0 | -953.7433 |  | -1504.1344 | #DIV/0! | #DIV/0! | 50.5 | 1 | #DIV/0! | 1 | #DIV/0! | #DIV/0! |  |  | 1
0 | 0 | 0 | 0 |  | 1 | 18:00 | 10160 |  | 1459.179 | -954.134 | -954.134 | 1.8543e-105 | 7.1837e-106 | -1.9041e-107 | 0 | -954.134 |  | -1504.525 | #DIV/0! | #DIV/0! | 50.5 | 1 | #DIV/0! | 1 | #DIV/0! | #DIV/0! |  |  | 1
0 | 0 | 0 | 0 |  | 1 | 18:00 | 10164 |  | 1459.5697 | -954.5247 | -954.5247 | 1.6688e-105 | 6.4654e-106 | -1.7137e-107 | 0 | -954.5247 |  | -1504.9157 | #DIV/0! | #DIV/0! | 50.5 | 1 | #DIV/0! | 1 | #DIV/0! | #DIV/0! |  |  | 1
0 | 0 | 0 | 0 |  | 1 | 18:00 | 10168 |  | 1459.9603 | -954.9153 | -954.9153 | 1.5019e-105 | 5.8188e-106 | -1.5424e-107 | 0 | -954.9153 |  | -1505.3064 | #DIV/0! | #DIV/0! | 50.5 | 1 | #DIV/0! | 1 | #DIV/0! | #DIV/0! |  |  | 1
0 | 0 | 0 | 0 |  | 1 | 18:00 | 10172 |  | 1460.351 | -955.306 | -955.306 | 1.3517e-105 | 5.237e-106 | -1.3881e-107 | 0 | -955.306 |  | -1505.697 | #DIV/0! | #DIV/0! | 50.5 | 1 | #DIV/0! | 1 | #DIV/0! | #DIV/0! |  |  | 1
0 | 0 | 0 | 0 |  | 1 | 18:00 | 10176 |  | 1460.7417 | -955.6967 | -955.6967 | 1.2166e-105 | 4.7133e-106 | -1.2493e-107 | 0 | -955.6967 |  | -1506.0877 | #DIV/0! | #DIV/0! | 50.5 | 1 | #DIV/0! | 1 | #DIV/0! | #DIV/0! |  |  | 1
0 | 0 | 0 | 0 |  | 1 | 18:00 | 10180 |  | 1461.1323 | -956.0873 | -956.0873 | 1.0949e-105 | 4.2419e-106 | -1.1244e-107 | 0 | -956.0873 |  | -1506.4784 | #DIV/0! | #DIV/0! | 50.5 | 1 | #DIV/0! | 1 | #DIV/0! | #DIV/0! |  |  | 1
0 | 0 | 0 | 0 |  | 1 | 18:01 | 10184 |  | 1461.523 | -956.478 | -956.478 | 9.8543e-106 | 3.8177e-106 | -1.0119e-107 | 0 | -956.478 |  | -1506.869 | #DIV/0! | #DIV/0! | 50.5 | 1 | #DIV/0! | 1 | #DIV/0! | #DIV/0! |  |  | 1
0 | 0 | 0 | 0 |  | 1 | 18:01 | 10188 |  | 1461.9137 | -956.8687 | -956.8687 | 8.8688e-106 | 3.436e-106 | -9.1074e-108 | 0 | -956.8687 |  | -1507.2597 | #DIV/0! | #DIV/0! | 50.5 | 1 | #DIV/0! | 1 | #DIV/0! | #DIV/0! |  |  | 1
0 | 0 | 0 | 0 |  | 1 | 18:01 | 10192 |  | 1462.3043 | -957.2593 | -957.2593 | 7.9819e-106 | 3.0924e-106 | -8.1967e-108 | 0 | -957.2593 |  | -1507.6504 | #DIV/0! | #DIV/0! | 50.5 | 1 | #DIV/0! | 1 | #DIV/0! | #DIV/0! |  |  | 1
0 | 0 | 0 | 0 |  | 1 | 18:01 | 10196 |  | 1462.695 | -957.65 | -957.65 | 7.1837e-106 | 2.7831e-106 | -7.377e-108 | 0 | -957.65 |  | -1508.041 | #DIV/0! | #DIV/0! | 50.5 | 1 | #DIV/0! | 1 | #DIV/0! | #DIV/0! |  |  | 1
0 | 0 | 0 | 0 |  | 1 | 18:01 | 10200 |  | 1463.0857 | -958.0407 | -958.0407 | 6.4654e-106 | 2.5048e-106 | -6.6393e-108 | 0 | -958.0407 |  | -1508.4317 | #DIV/0! | #DIV/0! | 50.5 | 1 | #DIV/0! | 1 | #DIV/0! | #DIV/0! |  |  | 1
0 | 0 | 0 | 0 |  | 1 | 18:01 | 10204 |  | 1463.4763 | -958.4313 | -958.4313 | 5.8188e-106 | 2.2543e-106 | -5.9754e-108 | 0 | -958.4313 |  | -1508.8224 | #DIV/0! | #DIV/0! | 50.5 | 1 | #DIV/0! | 1 | #DIV/0! | #DIV/0! |  |  | 1
0 | 0 | 0 | 0 |  | 1 | 18:01 | 10208 |  | 1463.867 | -958.822 | -958.822 | 5.237e-106 | 2.0289e-106 | -5.3778e-108 | 0 | -958.822 |  | -1509.213 | #DIV/0! | #DIV/0! | 50.5 | 1 | #DIV/0! | 1 | #DIV/0! | #DIV/0! |  |  | 1
0 | 0 | 0 | 0 |  | 1 | 18:01 | 10212 |  | 1464.2577 | -959.2127 | -959.2127 | 4.7133e-106 | 1.826e-106 | -4.8401e-108 | 0 | -959.2127 |  | -1509.6037 | #DIV/0! | #DIV/0! | 50.5 | 1 | #DIV/0! | 1 | #DIV/0! | #DIV/0! |  |  | 1
0 | 0 | 0 | 0 |  | 1 | 18:01 | 10216 |  | 1464.6483 | -959.6033 | -959.6033 | 4.2419e-106 | 1.6434e-106 | -4.3561e-108 | 0 | -959.6033 |  | -1509.9944 | #DIV/0! | #DIV/0! | 50.5 | 1 | #DIV/0! | 1 | #DIV/0! | #DIV/0! |  |  | 1
0 | 0 | 0 | 0 |  | 1 | 18:01 | 10220 |  | 1465.039 | -959.994 | -959.994 | 3.8177e-106 | 1.4791e-106 | -3.9204e-108 | 0 | -959.994 |  | -1510.385 | #DIV/0! | #DIV/0! | 50.5 | 1 | #DIV/0! | 1 | #DIV/0! | #DIV/0! |  |  | 1
0 | 0 | 0 | 0 |  | 1 | 18:01 | 10224 |  | 1465.4297 | -960.3847 | -960.3847 | 3.436e-106 | 1.3312e-106 | -3.5284e-108 | 0 | -960.3847 |  | -1510.7757 | #DIV/0! | #DIV/0! | 50.5 | 1 | #DIV/0! | 1 | #DIV/0! | #DIV/0! |  |  | 1
0 | 0 | 0 | 0 |  | 1 | 18:01 | 10228 |  | 1465.8203 | -960.7753 | -960.7753 | 3.0924e-106 | 1.198e-106 | -3.1756e-108 | 0 | -960.7753 |  | -1511.1664 | #DIV/0! | #DIV/0! | 50.5 | 1 | #DIV/0! | 1 | #DIV/0! | #DIV/0! |  |  | 1
0 | 0 | 0 | 0 |  | 1 | 18:01 | 10232 |  | 1466.211 | -961.166 | -961.166 | 2.7831e-106 | 1.0782e-106 | -2.858e-108 | 0 | -961.166 |  | -1511.557 | #DIV/0! | #DIV/0! | 50.5 | 1 | #DIV/0! | 1 | #DIV/0! | #DIV/0! |  |  | 1
0 | 0 | 0 | 0 |  | 1 | 18:01 | 10236 |  | 1466.6017 | -961.5567 | -961.5567 | 2.5048e-106 | 9.7042e-107 | -2.5722e-108 | 0 | -961.5567 |  | -1511.9477 | #DIV/0! | #DIV/0! | 50.5 | 1 | #DIV/0! | 1 | #DIV/0! | #DIV/0! |  |  | 1
0 | 0 | 0 | 0 |  | 1 | 18:01 | 10240 |  | 1466.9923 | -961.9473 | -961.9473 | 2.2543e-106 | 8.7338e-107 | -2.315e-108 | 0 | -961.9473 |  | -1512.3384 | #DIV/0! | #DIV/0! | 50.5 | 1 | #DIV/0! | 1 | #DIV/0! | #DIV/0! |  |  | 1
0 | 0 | 0 | 0 |  | 1 | 18:02 | 10244 |  | 1467.383 | -962.338 | -962.338 | 2.0289e-106 | 7.8604e-107 | -2.0835e-108 | 0 | -962.338 |  | -1512.729 | #DIV/0! | #DIV/0! | 50.5 | 1 | #DIV/0! | 1 | #DIV/0! | #DIV/0! |  |  | 1
0 | 0 | 0 | 0 |  | 1 | 18:02 | 10248 |  | 1467.7737 | -962.7287 | -962.7287 | 1.826e-106 | 7.0743e-107 | -1.8751e-108 | 0 | -962.7287 |  | -1513.1197 | #DIV/0! | #DIV/0! | 50.5 | 1 | #DIV/0! | 1 | #DIV/0! | #DIV/0! |  |  | 1
0 | 0 | 0 | 0 |  | 1 | 18:02 | 10252 |  | 1468.1643 | -963.1193 | -963.1193 | 1.6434e-106 | 6.3669e-107 | -1.6876e-108 | 0 | -963.1193 |  | -1513.5104 | #DIV/0! | #DIV/0! | 50.5 | 1 | #DIV/0! | 1 | #DIV/0! | #DIV/0! |  |  | 1
0 | 0 | 0 | 0 |  | 1 | 18:02 | 10256 |  | 1468.555 | -963.51 | -963.51 | 1.4791e-106 | 5.7302e-107 | -1.5189e-108 | 0 | -963.51 |  | -1513.901 | #DIV/0! | #DIV/0! | 50.5 | 1 | #DIV/0! | 1 | #DIV/0! | #DIV/0! |  |  | 1
0 | 0 | 0 | 0 |  | 1 | 18:02 | 10260 |  | 1468.9457 | -963.9007 | -963.9007 | 1.3312e-106 | 5.1572e-107 | -1.367e-108 | 0 | -963.9007 |  | -1514.2917 | #DIV/0! | #DIV/0! | 50.5 | 1 | #DIV/0! | 1 | #DIV/0! | #DIV/0! |  |  | 1
0 | 0 | 0 | 0 |  | 1 | 18:02 | 10264 |  | 1469.3363 | -964.2913 | -964.2913 | 1.198e-106 | 4.6415e-107 | -1.2303e-108 | 0 | -964.2913 |  | -1514.6824 | #DIV/0! | #DIV/0! | 50.5 | 1 | #DIV/0! | 1 | #DIV/0! | #DIV/0! |  |  | 1
0 | 0 | 0 | 0 |  | 1 | 18:02 | 10268 |  | 1469.727 | -964.682 | -964.682 | 1.0782e-106 | 4.1773e-107 | -1.1073e-108 | 0 | -964.682 |  | -1515.073 | #DIV/0! | #DIV/0! | 50.5 | 1 | #DIV/0! | 1 | #DIV/0! | #DIV/0! |  |  | 1
0 | 0 | 0 | 0 |  | 1 | 18:02 | 10272 |  | 1470.1177 | -965.0727 | -965.0727 | 9.7042e-107 | 3.7596e-107 | -9.9653e-109 | 0 | -965.0727 |  | -1515.4637 | #DIV/0! | #DIV/0! | 50.5 | 1 | #DIV/0! | 1 | #DIV/0! | #DIV/0! |  |  | 1
0 | 0 | 0 | 0 |  | 1 | 18:02 | 10276 |  | 1470.5083 | -965.4633 | -965.4633 | 8.7338e-107 | 3.3836e-107 | -8.9687e-109 | 0 | -965.4633 |  | -1515.8544 | #DIV/0! | #DIV/0! | 50.5 | 1 | #DIV/0! | 1 | #DIV/0! | #DIV/0! |  |  | 1
0 | 0 | 0 | 0 |  | 1 | 18:02 | 10280 |  | 1470.899 | -965.854 | -965.854 | 7.8604e-107 | 3.0453e-107 | -8.0719e-109 | 0 | -965.854 |  | -1516.245 | #DIV/0! | #DIV/0! | 50.5 | 1 | #DIV/0! | 1 | #DIV/0! | #DIV/0! |  |  | 1
0 | 0 | 0 | 0 |  | 1 | 18:02 | 10284 |  | 1471.2897 | -966.2447 | -966.2447 | 7.0743e-107 | 2.7407e-107 | -7.2647e-109 | 0 | -966.2447 |  | -1516.6357 | #DIV/0! | #DIV/0! | 50.5 | 1 | #DIV/0! | 1 | #DIV/0! | #DIV/0! |  |  | 1
0 | 0 | 0 | 0 |  | 1 | 18:02 | 10288 |  | 1471.6803 | -966.6353 | -966.6353 | 6.3669e-107 | 2.4667e-107 | -6.5382e-109 | 0 | -966.6353 |  | -1517.0264 | #DIV/0! | #DIV/0! | 50.5 | 1 | #DIV/0! | 1 | #DIV/0! | #DIV/0! |  |  | 1
0 | 0 | 0 | 0 |  | 1 | 18:02 | 10292 |  | 1472.071 | -967.026 | -967.026 | 5.7302e-107 | 2.22e-107 | -5.8844e-109 | 0 | -967.026 |  | -1517.417 | #DIV/0! | #DIV/0! | 50.5 | 1 | #DIV/0! | 1 | #DIV/0! | #DIV/0! |  |  | 1
0 | 0 | 0 | 0 |  | 1 | 18:02 | 10296 |  | 1472.4617 | -967.4167 | -967.4167 | 5.1572e-107 | 1.998e-107 | -5.2959e-109 | 0 | -967.4167 |  | -1517.8077 | #DIV/0! | #DIV/0! | 50.5 | 1 | #DIV/0! | 1 | #DIV/0! | #DIV/0! |  |  | 1
0 | 0 | 0 | 0 |  | 1 | 18:02 | 10300 |  | 1472.8523 | -967.8073 | -967.8073 | 4.6415e-107 | 1.7982e-107 | -4.7664e-109 | 0 | -967.8073 |  | -1518.1984 | #DIV/0! | #DIV/0! | 50.5 | 1 | #DIV/0! | 1 | #DIV/0! | #DIV/0! |  |  | 1
0 | 0 | 0 | 0 |  | 1 | 18:03 | 10304 |  | 1473.243 | -968.198 | -968.198 | 4.1773e-107 | 1.6184e-107 | -4.2897e-109 | 0 | -968.198 |  | -1518.589 | #DIV/0! | #DIV/0! | 50.5 | 1 | #DIV/0! | 1 | #DIV/0! | #DIV/0! |  |  | 1
0 | 0 | 0 | 0 |  | 1 | 18:03 | 10308 |  | 1473.6337 | -968.5887 | -968.5887 | 3.7596e-107 | 1.4565e-107 | -3.8607e-109 | 0 | -968.5887 |  | -1518.9797 | #DIV/0! | #DIV/0! | 50.5 | 1 | #DIV/0! | 1 | #DIV/0! | #DIV/0! |  |  | 1
0 | 0 | 0 | 0 |  | 1 | 18:03 | 10312 |  | 1474.0243 | -968.9793 | -968.9793 | 3.3836e-107 | 1.3109e-107 | -3.4747e-109 | 0 | -968.9793 |  | -1519.3704 | #DIV/0! | #DIV/0! | 50.5 | 1 | #DIV/0! | 1 | #DIV/0! | #DIV/0! |  |  | 1
0 | 0 | 0 | 0 |  | 1 | 18:03 | 10316 |  | 1474.415 | -969.37 | -969.37 | 3.0453e-107 | 1.1798e-107 | -3.1272e-109 | 0 | -969.37 |  | -1519.761 | #DIV/0! | #DIV/0! | 50.5 | 1 | #DIV/0! | 1 | #DIV/0! | #DIV/0! |  |  | 1
0 | 0 | 0 | 0 |  | 1 | 18:03 | 10320 |  | 1474.8057 | -969.7607 | -969.7607 | 2.7407e-107 | 1.0618e-107 | -2.8145e-109 | 0 | -969.7607 |  | -1520.1517 | #DIV/0! | #DIV/0! | 50.5 | 1 | #DIV/0! | 1 | #DIV/0! | #DIV/0! |  |  | 1
0 | 0 | 0 | 0 |  | 1 | 18:03 | 10324 |  | 1475.1963 | -970.1513 | -970.1513 | 2.4667e-107 | 9.5564e-108 | -2.533e-109 | 0 | -970.1513 |  | -1520.5424 | #DIV/0! | #DIV/0! | 50.5 | 1 | #DIV/0! | 1 | #DIV/0! | #DIV/0! |  |  | 1
0 | 0 | 0 | 0 |  | 1 | 18:03 | 10328 |  | 1475.587 | -970.542 | -970.542 | 2.22e-107 | 8.6008e-108 | -2.2797e-109 | 0 | -970.542 |  | -1520.933 | #DIV/0! | #DIV/0! | 50.5 | 1 | #DIV/0! | 1 | #DIV/0! | #DIV/0! |  |  | 1
0 | 0 | 0 | 0 |  | 1 | 18:03 | 10332 |  | 1475.9777 | -970.9327 | -970.9327 | 1.998e-107 | 7.7407e-108 | -2.0518e-109 | 0 | -970.9327 |  | -1521.3237 | #DIV/0! | #DIV/0! | 50.5 | 1 | #DIV/0! | 1 | #DIV/0! | #DIV/0! |  |  | 1
0 | 0 | 0 | 0 |  | 1 | 18:03 | 10336 |  | 1476.3683 | -971.3233 | -971.3233 | 1.7982e-107 | 6.9666e-108 | -1.8466e-109 | 0 | -971.3233 |  | -1521.7144 | #DIV/0! | #DIV/0! | 50.5 | 1 | #DIV/0! | 1 | #DIV/0! | #DIV/0! |  |  | 1
0 | 0 | 0 | 0 |  | 1 | 18:03 | 10340 |  | 1476.759 | -971.714 | -971.714 | 1.6184e-107 | 6.27e-108 | -1.6619e-109 | 0 | -971.714 |  | -1522.105 | #DIV/0! | #DIV/0! | 50.5 | 1 | #DIV/0! | 1 | #DIV/0! | #DIV/0! |  |  | 1
0 | 0 | 0 | 0 |  | 1 | 18:03 | 10344 |  | 1477.1497 | -972.1047 | -972.1047 | 1.4565e-107 | 5.643e-108 | -1.4957e-109 | 0 | -972.1047 |  | -1522.4957 | #DIV/0! | #DIV/0! | 50.5 | 1 | #DIV/0! | 1 | #DIV/0! | #DIV/0! |  |  | 1
0 | 0 | 0 | 0 |  | 1 | 18:03 | 10348 |  | 1477.5403 | -972.4953 | -972.4953 | 1.3109e-107 | 5.0787e-108 | -1.3462e-109 | 0 | -972.4953 |  | -1522.8864 | #DIV/0! | #DIV/0! | 50.5 | 1 | #DIV/0! | 1 | #DIV/0! | #DIV/0! |  |  | 1
0 | 0 | 0 | 0 |  | 1 | 18:03 | 10352 |  | 1477.931 | -972.886 | -972.886 | 1.1798e-107 | 4.5708e-108 | -1.2115e-109 | 0 | -972.886 |  | -1523.277 | #DIV/0! | #DIV/0! | 50.5 | 1 | #DIV/0! | 1 | #DIV/0! | #DIV/0! |  |  | 1
0 | 0 | 0 | 0 |  | 1 | 18:03 | 10356 |  | 1478.3217 | -973.2767 | -973.2767 | 1.0618e-107 | 4.1137e-108 | -1.0904e-109 | 0 | -973.2767 |  | -1523.6677 | #DIV/0! | #DIV/0! | 50.5 | 1 | #DIV/0! | 1 | #DIV/0! | #DIV/0! |  |  | 1
0 | 0 | 0 | 0 |  | 1 | 18:03 | 10360 |  | 1478.7123 | -973.6673 | -973.6673 | 9.5564e-108 | 3.7023e-108 | -9.8135e-110 | 0 | -973.6673 |  | -1524.0584 | #DIV/0! | #DIV/0! | 50.5 | 1 | #DIV/0! | 1 | #DIV/0! | #DIV/0! |  |  | 1
0 | 0 | 0 | 0 |  | 1 | 18:04 | 10364 |  | 1479.103 | -974.058 | -974.058 | 8.6008e-108 | 3.3321e-108 | -8.8321e-110 | 0 | -974.058 |  | -1524.449 | #DIV/0! | #DIV/0! | 50.5 | 1 | #DIV/0! | 1 | #DIV/0! | #DIV/0! |  |  | 1
0 | 0 | 0 | 0 |  | 1 | 18:04 | 10368 |  | 1479.4937 | -974.4487 | -974.4487 | 7.7407e-108 | 2.9989e-108 | -7.9489e-110 | 0 | -974.4487 |  | -1524.8397 | #DIV/0! | #DIV/0! | 50.5 | 1 | #DIV/0! | 1 | #DIV/0! | #DIV/0! |  |  | 1
0 | 0 | 0 | 0 |  | 1 | 18:04 | 10372 |  | 1479.8843 | -974.8393 | -974.8393 | 6.9666e-108 | 2.699e-108 | -7.154e-110 | 0 | -974.8393 |  | -1525.2304 | #DIV/0! | #DIV/0! | 50.5 | 1 | #DIV/0! | 1 | #DIV/0! | #DIV/0! |  |  | 1
0 | 0 | 0 | 0 |  | 1 | 18:04 | 10376 |  | 1480.275 | -975.23 | -975.23 | 6.27e-108 | 2.4291e-108 | -6.4386e-110 | 0 | -975.23 |  | -1525.621 | #DIV/0! | #DIV/0! | 50.5 | 1 | #DIV/0! | 1 | #DIV/0! | #DIV/0! |  |  | 1
0 | 0 | 0 | 0 |  | 1 | 18:04 | 10380 |  | 1480.6657 | -975.6207 | -975.6207 | 5.643e-108 | 2.1862e-108 | -5.7948e-110 | 0 | -975.6207 |  | -1526.0117 | #DIV/0! | #DIV/0! | 50.5 | 1 | #DIV/0! | 1 | #DIV/0! | #DIV/0! |  |  | 1
0 | 0 | 0 | 0 |  | 1 | 18:04 | 10384 |  | 1481.0563 | -976.0113 | -976.0113 | 5.0787e-108 | 1.9676e-108 | -5.2153e-110 | 0 | -976.0113 |  | -1526.4024 | #DIV/0! | #DIV/0! | 50.5 | 1 | #DIV/0! | 1 | #DIV/0! | #DIV/0! |  |  | 1
0 | 0 | 0 | 0 |  | 1 | 18:04 | 10388 |  | 1481.447 | -976.402 | -976.402 | 4.5708e-108 | 1.7708e-108 | -4.6938e-110 | 0 | -976.402 |  | -1526.793 | #DIV/0! | #DIV/0! | 50.5 | 1 | #DIV/0! | 1 | #DIV/0! | #DIV/0! |  |  | 1
0 | 0 | 0 | 0 |  | 1 | 18:04 | 10392 |  | 1481.8377 | -976.7927 | -976.7927 | 4.1137e-108 | 1.5937e-108 | -4.2244e-110 | 0 | -976.7927 |  | -1527.1837 | #DIV/0! | #DIV/0! | 50.5 | 1 | #DIV/0! | 1 | #DIV/0! | #DIV/0! |  |  | 1
0 | 0 | 0 | 0 |  | 1 | 18:04 | 10396 |  | 1482.2283 | -977.1833 | -977.1833 | 3.7023e-108 | 1.4344e-108 | -3.8019e-110 | 0 | -977.1833 |  | -1527.5744 | #DIV/0! | #DIV/0! | 50.5 | 1 | #DIV/0! | 1 | #DIV/0! | #DIV/0! |  |  | 1
0 | 0 | 0 | 0 |  | 1 | 18:04 | 10400 |  | 1482.619 | -977.574 | -977.574 | 3.3321e-108 | 1.2909e-108 | -3.4218e-110 | 0 | -977.574 |  | -1527.965 | #DIV/0! | #DIV/0! | 50.5 | 1 | #DIV/0! | 1 | #DIV/0! | #DIV/0! |  |  | 1
0 | 0 | 0 | 0 |  | 1 | 18:04 | 10404 |  | 1483.0097 | -977.9647 | -977.9647 | 2.9989e-108 | 1.1618e-108 | -3.0796e-110 | 0 | -977.9647 |  | -1528.3557 | #DIV/0! | #DIV/0! | 50.5 | 1 | #DIV/0! | 1 | #DIV/0! | #DIV/0! |  |  | 1
0 | 0 | 0 | 0 |  | 1 | 18:04 | 10408 |  | 1483.4003 | -978.3553 | -978.3553 | 2.699e-108 | 1.0457e-108 | -2.7716e-110 | 0 | -978.3553 |  | -1528.7464 | #DIV/0! | #DIV/0! | 50.5 | 1 | #DIV/0! | 1 | #DIV/0! | #DIV/0! |  |  | 1
0 | 0 | 0 | 0 |  | 1 | 18:04 | 10412 |  | 1483.791 | -978.746 | -978.746 | 2.4291e-108 | 9.4109e-109 | -2.4945e-110 | 0 | -978.746 |  | -1529.137 | #DIV/0! | #DIV/0! | 50.5 | 1 | #DIV/0! | 1 | #DIV/0! | #DIV/0! |  |  | 1
0 | 0 | 0 | 0 |  | 1 | 18:04 | 10416 |  | 1484.1817 | -979.1367 | -979.1367 | 2.1862e-108 | 8.4698e-109 | -2.245e-110 | 0 | -979.1367 |  | -1529.5277 | #DIV/0! | #DIV/0! | 50.5 | 1 | #DIV/0! | 1 | #DIV/0! | #DIV/0! |  |  | 1
0 | 0 | 0 | 0 |  | 1 | 18:04 | 10420 |  | 1484.5723 | -979.5273 | -979.5273 | 1.9676e-108 | 7.6228e-109 | -2.0205e-110 | 0 | -979.5273 |  | -1529.9184 | #DIV/0! | #DIV/0! | 50.5 | 1 | #DIV/0! | 1 | #DIV/0! | #DIV/0! |  |  | 1
0 | 0 | 0 | 0 |  | 1 | 18:05 | 10424 |  | 1484.963 | -979.918 | -979.918 | 1.7708e-108 | 6.8605e-109 | -1.8185e-110 | 0 | -979.918 |  | -1530.309 | #DIV/0! | #DIV/0! | 50.5 | 1 | #DIV/0! | 1 | #DIV/0! | #DIV/0! |  |  | 1
0 | 0 | 0 | 0 |  | 1 | 18:05 | 10428 |  | 1485.3537 | -980.3087 | -980.3087 | 1.5937e-108 | 6.1745e-109 | -1.6366e-110 | 0 | -980.3087 |  | -1530.6997 | #DIV/0! | #DIV/0! | 50.5 | 1 | #DIV/0! | 1 | #DIV/0! | #DIV/0! |  |  | 1
0 | 0 | 0 | 0 |  | 1 | 18:05 | 10432 |  | 1485.7443 | -980.6993 | -980.6993 | 1.4344e-108 | 5.557e-109 | -1.473e-110 | 0 | -980.6993 |  | -1531.0904 | #DIV/0! | #DIV/0! | 50.5 | 1 | #DIV/0! | 1 | #DIV/0! | #DIV/0! |  |  | 1
0 | 0 | 0 | 0 |  | 1 | 18:05 | 10436 |  | 1486.135 | -981.09 | -981.09 | 1.2909e-108 | 5.0013e-109 | -1.3257e-110 | 0 | -981.09 |  | -1531.481 | #DIV/0! | #DIV/0! | 50.5 | 1 | #DIV/0! | 1 | #DIV/0! | #DIV/0! |  |  | 1
0 | 0 | 0 | 0 |  | 1 | 18:05 | 10440 |  | 1486.5257 | -981.4807 | -981.4807 | 1.1618e-108 | 4.5012e-109 | -1.1931e-110 | 0 | -981.4807 |  | -1531.8717 | #DIV/0! | #DIV/0! | 50.5 | 1 | #DIV/0! | 1 | #DIV/0! | #DIV/0! |  |  | 1
0 | 0 | 0 | 0 |  | 1 | 18:05 | 10444 |  | 1486.9163 | -981.8713 | -981.8713 | 1.0457e-108 | 4.0511e-109 | -1.0738e-110 | 0 | -981.8713 |  | -1532.2624 | #DIV/0! | #DIV/0! | 50.5 | 1 | #DIV/0! | 1 | #DIV/0! | #DIV/0! |  |  | 1
0 | 0 | 0 | 0 |  | 1 | 18:05 | 10448 |  | 1487.307 | -982.262 | -982.262 | 9.4109e-109 | 3.646e-109 | -9.664e-111 | 0 | -982.262 |  | -1532.653 | #DIV/0! | #DIV/0! | 50.5 | 1 | #DIV/0! | 1 | #DIV/0! | #DIV/0! |  |  | 1
0 | 0 | 0 | 0 |  | 1 | 18:05 | 10452 |  | 1487.6977 | -982.6527 | -982.6527 | 8.4698e-109 | 3.2814e-109 | -8.6976e-111 | 0 | -982.6527 |  | -1533.0437 | #DIV/0! | #DIV/0! | 50.5 | 1 | #DIV/0! | 1 | #DIV/0! | #DIV/0! |  |  | 1
0 | 0 | 0 | 0 |  | 1 | 18:05 | 10456 |  | 1488.0883 | -983.0433 | -983.0433 | 7.6228e-109 | 2.9532e-109 | -7.8279e-111 | 0 | -983.0433 |  | -1533.4344 | #DIV/0! | #DIV/0! | 50.5 | 1 | #DIV/0! | 1 | #DIV/0! | #DIV/0! |  |  | 1
0 | 0 | 0 | 0 |  | 1 | 18:05 | 10460 |  | 1488.479 | -983.434 | -983.434 | 6.8605e-109 | 2.6579e-109 | -7.0451e-111 | 0 | -983.434 |  | -1533.825 | #DIV/0! | #DIV/0! | 50.5 | 1 | #DIV/0! | 1 | #DIV/0! | #DIV/0! |  |  | 1
0 | 0 | 0 | 0 |  | 1 | 18:05 | 10464 |  | 1488.8697 | -983.8247 | -983.8247 | 6.1745e-109 | 2.3921e-109 | -6.3406e-111 | 0 | -983.8247 |  | -1534.2157 | #DIV/0! | #DIV/0! | 50.5 | 1 | #DIV/0! | 1 | #DIV/0! | #DIV/0! |  |  | 1
0 | 0 | 0 | 0 |  | 1 | 18:05 | 10468 |  | 1489.2603 | -984.2153 | -984.2153 | 5.557e-109 | 2.1529e-109 | -5.7065e-111 | 0 | -984.2153 |  | -1534.6064 | #DIV/0! | #DIV/0! | 50.5 | 1 | #DIV/0! | 1 | #DIV/0! | #DIV/0! |  |  | 1
0 | 0 | 0 | 0 |  | 1 | 18:05 | 10472 |  | 1489.651 | -984.606 | -984.606 | 5.0013e-109 | 1.9376e-109 | -5.1359e-111 | 0 | -984.606 |  | -1534.997 | #DIV/0! | #DIV/0! | 50.5 | 1 | #DIV/0! | 1 | #DIV/0! | #DIV/0! |  |  | 1
0 | 0 | 0 | 0 |  | 1 | 18:05 | 10476 |  | 1490.0417 | -984.9967 | -984.9967 | 4.5012e-109 | 1.7439e-109 | -4.6223e-111 | 0 | -984.9967 |  | -1535.3877 | #DIV/0! | #DIV/0! | 50.5 | 1 | #DIV/0! | 1 | #DIV/0! | #DIV/0! |  |  | 1
0 | 0 | 0 | 0 |  | 1 | 18:05 | 10480 |  | 1490.4323 | -985.3873 | -985.3873 | 4.0511e-109 | 1.5695e-109 | -4.1601e-111 | 0 | -985.3873 |  | -1535.7784 | #DIV/0! | #DIV/0! | 50.5 | 1 | #DIV/0! | 1 | #DIV/0! | #DIV/0! |  |  | 1
0 | 0 | 0 | 0 |  | 1 | 18:06 | 10484 |  | 1490.823 | -985.778 | -985.778 | 3.646e-109 | 1.4125e-109 | -3.744e-111 | 0 | -985.778 |  | -1536.169 | #DIV/0! | #DIV/0! | 50.5 | 1 | #DIV/0! | 1 | #DIV/0! | #DIV/0! |  |  | 1
0 | 0 | 0 | 0 |  | 1 | 18:06 | 10488 |  | 1491.2137 | -986.1687 | -986.1687 | 3.2814e-109 | 1.2713e-109 | -3.3696e-111 | 0 | -986.1687 |  | -1536.5597 | #DIV/0! | #DIV/0! | 50.5 | 1 | #DIV/0! | 1 | #DIV/0! | #DIV/0! |  |  | 1
0 | 0 | 0 | 0 |  | 1 | 18:06 | 10492 |  | 1491.6043 | -986.5593 | -986.5593 | 2.9532e-109 | 1.1441e-109 | -3.0327e-111 | 0 | -986.5593 |  | -1536.9504 | #DIV/0! | #DIV/0! | 50.5 | 1 | #DIV/0! | 1 | #DIV/0! | #DIV/0! |  |  | 1
0 | 0 | 0 | 0 |  | 1 | 18:06 | 10496 |  | 1491.995 | -986.95 | -986.95 | 2.6579e-109 | 1.0297e-109 | -2.7294e-111 | 0 | -986.95 |  | -1537.341 | #DIV/0! | #DIV/0! | 50.5 | 1 | #DIV/0! | 1 | #DIV/0! | #DIV/0! |  |  | 1
0 | 0 | 0 | 0 |  | 1 | 18:06 | 10500 |  | 1492.3857 | -987.3407 | -987.3407 | 2.3921e-109 | 9.2675e-110 | -2.4565e-111 | 0 | -987.3407 |  | -1537.7317 | #DIV/0! | #DIV/0! | 50.5 | 1 | #DIV/0! | 1 | #DIV/0! | #DIV/0! |  |  | 1
0 | 0 | 0 | 0 |  | 1 | 18:06 | 10504 |  | 1492.7763 | -987.7313 | -987.7313 | 2.1529e-109 | 8.3408e-110 | -2.2108e-111 | 0 | -987.7313 |  | -1538.1224 | #DIV/0! | #DIV/0! | 50.5 | 1 | #DIV/0! | 1 | #DIV/0! | #DIV/0! |  |  | 1
0 | 0 | 0 | 0 |  | 1 | 18:06 | 10508 |  | 1493.167 | -988.122 | -988.122 | 1.9376e-109 | 7.5067e-110 | -1.9897e-111 | 0 | -988.122 |  | -1538.513 | #DIV/0! | #DIV/0! | 50.5 | 1 | #DIV/0! | 1 | #DIV/0! | #DIV/0! |  |  | 1
0 | 0 | 0 | 0 |  | 1 | 18:06 | 10512 |  | 1493.5577 | -988.5127 | -988.5127 | 1.7439e-109 | 6.756e-110 | -1.7908e-111 | 0 | -988.5127 |  | -1538.9037 | #DIV/0! | #DIV/0! | 50.5 | 1 | #DIV/0! | 1 | #DIV/0! | #DIV/0! |  |  | 1
0 | 0 | 0 | 0 |  | 1 | 18:06 | 10516 |  | 1493.9483 | -988.9033 | -988.9033 | 1.5695e-109 | 6.0804e-110 | -1.6117e-111 | 0 | -988.9033 |  | -1539.2944 | #DIV/0! | #DIV/0! | 50.5 | 1 | #DIV/0! | 1 | #DIV/0! | #DIV/0! |  |  | 1
0 | 0 | 0 | 0 |  | 1 | 18:06 | 10520 |  | 1494.339 | -989.294 | -989.294 | 1.4125e-109 | 5.4724e-110 | -1.4505e-111 | 0 | -989.294 |  | -1539.685 | #DIV/0! | #DIV/0! | 50.5 | 1 | #DIV/0! | 1 | #DIV/0! | #DIV/0! |  |  | 1
0 | 0 | 0 | 0 |  | 1 | 18:06 | 10524 |  | 1494.7297 | -989.6847 | -989.6847 | 1.2713e-109 | 4.9252e-110 | -1.3055e-111 | 0 | -989.6847 |  | -1540.0757 | #DIV/0! | #DIV/0! | 50.5 | 1 | #DIV/0! | 1 | #DIV/0! | #DIV/0! |  |  | 1
0 | 0 | 0 | 0 |  | 1 | 18:06 | 10528 |  | 1495.1203 | -990.0753 | -990.0753 | 1.1441e-109 | 4.4326e-110 | -1.1749e-111 | 0 | -990.0753 |  | -1540.4664 | #DIV/0! | #DIV/0! | 50.5 | 1 | #DIV/0! | 1 | #DIV/0! | #DIV/0! |  |  | 1
0 | 0 | 0 | 0 |  | 1 | 18:06 | 10532 |  | 1495.511 | -990.466 | -990.466 | 1.0297e-109 | 3.9894e-110 | -1.0574e-111 | 0 | -990.466 |  | -1540.857 | #DIV/0! | #DIV/0! | 50.5 | 1 | #DIV/0! | 1 | #DIV/0! | #DIV/0! |  |  | 1
0 | 0 | 0 | 0 |  | 1 | 18:06 | 10536 |  | 1495.9017 | -990.8567 | -990.8567 | 9.2675e-110 | 3.5904e-110 | -9.5169e-112 | 0 | -990.8567 |  | -1541.2477 | #DIV/0! | #DIV/0! | 50.5 | 1 | #DIV/0! | 1 | #DIV/0! | #DIV/0! |  |  | 1
0 | 0 | 0 | 0 |  | 1 | 18:06 | 10540 |  | 1496.2923 | -991.2473 | -991.2473 | 8.3408e-110 | 3.2314e-110 | -8.5652e-112 | 0 | -991.2473 |  | -1541.6384 | #DIV/0! | #DIV/0! | 50.5 | 1 | #DIV/0! | 1 | #DIV/0! | #DIV/0! |  |  | 1
0 | 0 | 0 | 0 |  | 1 | 18:07 | 10544 |  | 1496.683 | -991.638 | -991.638 | 7.5067e-110 | 2.9083e-110 | -7.7087e-112 | 0 | -991.638 |  | -1542.029 | #DIV/0! | #DIV/0! | 50.5 | 1 | #DIV/0! | 1 | #DIV/0! | #DIV/0! |  |  | 1
0 | 0 | 0 | 0 |  | 1 | 18:07 | 10548 |  | 1497.0737 | -992.0287 | -992.0287 | 6.756e-110 | 2.6174e-110 | -6.9378e-112 | 0 | -992.0287 |  | -1542.4197 | #DIV/0! | #DIV/0! | 50.5 | 1 | #DIV/0! | 1 | #DIV/0! | #DIV/0! |  |  | 1
0 | 0 | 0 | 0 |  | 1 | 18:07 | 10552 |  | 1497.4643 | -992.4193 | -992.4193 | 6.0804e-110 | 2.3557e-110 | -6.244e-112 | 0 | -992.4193 |  | -1542.8104 | #DIV/0! | #DIV/0! | 50.5 | 1 | #DIV/0! | 1 | #DIV/0! | #DIV/0! |  |  | 1
0 | 0 | 0 | 0 |  | 1 | 18:07 | 10556 |  | 1497.855 | -992.81 | -992.81 | 5.4724e-110 | 2.1201e-110 | -5.6196e-112 | 0 | -992.81 |  | -1543.201 | #DIV/0! | #DIV/0! | 50.5 | 1 | #DIV/0! | 1 | #DIV/0! | #DIV/0! |  |  | 1
0 | 0 | 0 | 0 |  | 1 | 18:07 | 10560 |  | 1498.2457 | -993.2007 | -993.2007 | 4.9252e-110 | 1.9081e-110 | -5.0577e-112 | 0 | -993.2007 |  | -1543.5917 | #DIV/0! | #DIV/0! | 50.5 | 1 | #DIV/0! | 1 | #DIV/0! | #DIV/0! |  |  | 1
0 | 0 | 0 | 0 |  | 1 | 18:07 | 10564 |  | 1498.6363 | -993.5913 | -993.5913 | 4.4326e-110 | 1.7173e-110 | -4.5519e-112 | 0 | -993.5913 |  | -1543.9824 | #DIV/0! | #DIV/0! | 50.5 | 1 | #DIV/0! | 1 | #DIV/0! | #DIV/0! |  |  | 1
0 | 0 | 0 | 0 |  | 1 | 18:07 | 10568 |  | 1499.027 | -993.982 | -993.982 | 3.9894e-110 | 1.5456e-110 | -4.0967e-112 | 0 | -993.982 |  | -1544.373 | #DIV/0! | #DIV/0! | 50.5 | 1 | #DIV/0! | 1 | #DIV/0! | #DIV/0! |  |  | 1
0 | 0 | 0 | 0 |  | 1 | 18:07 | 10572 |  | 1499.4177 | -994.3727 | -994.3727 | 3.5904e-110 | 1.391e-110 | -3.687e-112 | 0 | -994.3727 |  | -1544.7637 | #DIV/0! | #DIV/0! | 50.5 | 1 | #DIV/0! | 1 | #DIV/0! | #DIV/0! |  |  | 1
0 | 0 | 0 | 0 |  | 1 | 18:07 | 10576 |  | 1499.8083 | -994.7633 | -994.7633 | 3.2314e-110 | 1.2519e-110 | -3.3183e-112 | 0 | -994.7633 |  | -1545.1544 | #DIV/0! | #DIV/0! | 50.5 | 1 | #DIV/0! | 1 | #DIV/0! | #DIV/0! |  |  | 1
0 | 0 | 0 | 0 |  | 1 | 18:07 | 10580 |  | 1500.199 | -995.154 | -995.154 | 2.9083e-110 | 1.1267e-110 | -2.9865e-112 | 0 | -995.154 |  | -1545.545 | #DIV/0! | #DIV/0! | 50.5 | 1 | #DIV/0! | 1 | #DIV/0! | #DIV/0! |  |  | 1
0 | 0 | 0 | 0 |  | 1 | 18:07 | 10584 |  | 1500.5897 | -995.5447 | -995.5447 | 2.6174e-110 | 1.014e-110 | -2.6878e-112 | 0 | -995.5447 |  | -1545.9357 | #DIV/0! | #DIV/0! | 50.5 | 1 | #DIV/0! | 1 | #DIV/0! | #DIV/0! |  |  | 1
0 | 0 | 0 | 0 |  | 1 | 18:07 | 10588 |  | 1500.9803 | -995.9353 | -995.9353 | 2.3557e-110 | 9.1264e-111 | -2.4191e-112 | 0 | -995.9353 |  | -1546.3264 | #DIV/0! | #DIV/0! | 50.5 | 1 | #DIV/0! | 1 | #DIV/0! | #DIV/0! |  |  | 1
0 | 0 | 0 | 0 |  | 1 | 18:07 | 10592 |  | 1501.371 | -996.326 | -996.326 | 2.1201e-110 | 8.2138e-111 | -2.1772e-112 | 0 | -996.326 |  | -1546.717 | #DIV/0! | #DIV/0! | 50.5 | 1 | #DIV/0! | 1 | #DIV/0! | #DIV/0! |  |  | 1
0 | 0 | 0 | 0 |  | 1 | 18:07 | 10596 |  | 1501.7617 | -996.7167 | -996.7167 | 1.9081e-110 | 7.3924e-111 | -1.9594e-112 | 0 | -996.7167 |  | -1547.1077 | #DIV/0! | #DIV/0! | 50.5 | 1 | #DIV/0! | 1 | #DIV/0! | #DIV/0! |  |  | 1
0 | 0 | 0 | 0 |  | 1 | 18:07 | 10600 |  | 1502.1523 | -997.1073 | -997.1073 | 1.7173e-110 | 6.6531e-111 | -1.7635e-112 | 0 | -997.1073 |  | -1547.4984 | #DIV/0! | #DIV/0! | 50.5 | 1 | #DIV/0! | 1 | #DIV/0! | #DIV/0! |  |  | 1
0 | 0 | 0 | 0 |  | 1 | 18:08 | 10604 |  | 1502.543 | -997.498 | -997.498 | 1.5456e-110 | 5.9878e-111 | -1.5871e-112 | 0 | -997.498 |  | -1547.889 | #DIV/0! | #DIV/0! | 50.5 | 1 | #DIV/0! | 1 | #DIV/0! | #DIV/0! |  |  | 1
0 | 0 | 0 | 0 |  | 1 | 18:08 | 10608 |  | 1502.9337 | -997.8887 | -997.8887 | 1.391e-110 | 5.3891e-111 | -1.4284e-112 | 0 | -997.8887 |  | -1548.2797 | #DIV/0! | #DIV/0! | 50.5 | 1 | #DIV/0! | 1 | #DIV/0! | #DIV/0! |  |  | 1
0 | 0 | 0 | 0 |  | 1 | 18:08 | 10612 |  | 1503.3243 | -998.2793 | -998.2793 | 1.2519e-110 | 4.8501e-111 | -1.2856e-112 | 0 | -998.2793 |  | -1548.6704 | #DIV/0! | #DIV/0! | 50.5 | 1 | #DIV/0! | 1 | #DIV/0! | #DIV/0! |  |  | 1
0 | 0 | 0 | 0 |  | 1 | 18:08 | 10616 |  | 1503.715 | -998.67 | -998.67 | 1.1267e-110 | 4.3651e-111 | -1.157e-112 | 0 | -998.67 |  | -1549.061 | #DIV/0! | #DIV/0! | 50.5 | 1 | #DIV/0! | 1 | #DIV/0! | #DIV/0! |  |  | 1
0 | 0 | 0 | 0 |  | 1 | 18:08 | 10620 |  | 1504.1057 | -999.0607 | -999.0607 | 1.014e-110 | 3.9286e-111 | -1.0413e-112 | 0 | -999.0607 |  | -1549.4517 | #DIV/0! | #DIV/0! | 50.5 | 1 | #DIV/0! | 1 | #DIV/0! | #DIV/0! |  |  | 1
0 | 0 | 0 | 0 |  | 1 | 18:08 | 10624 |  | 1504.4963 | -999.4513 | -999.4513 | 9.1264e-111 | 3.5358e-111 | -9.3719e-113 | 0 | -999.4513 |  | -1549.8424 | #DIV/0! | #DIV/0! | 50.5 | 1 | #DIV/0! | 1 | #DIV/0! | #DIV/0! |  |  | 1
0 | 0 | 0 | 0 |  | 1 | 18:08 | 10628 |  | 1504.887 | -999.842 | -999.842 | 8.2138e-111 | 3.1822e-111 | -8.4347e-113 | 0 | -999.842 |  | -1550.233 | #DIV/0! | #DIV/0! | 50.5 | 1 | #DIV/0! | 1 | #DIV/0! | #DIV/0! |  |  | 1
0 | 0 | 0 | 0 |  | 1 | 18:08 | 10632 |  | 1505.2777 | -1000.2327 | -1000.2327 | 7.3924e-111 | 2.864e-111 | -7.5913e-113 | 0 | -1000.2327 |  | -1550.6237 | #DIV/0! | #DIV/0! | 50.5 | 1 | #DIV/0! | 1 | #DIV/0! | #DIV/0! |  |  | 1
0 | 0 | 0 | 0 |  | 1 | 18:08 | 10636 |  | 1505.6683 | -1000.6233 | -1000.6233 | 6.6531e-111 | 2.5776e-111 | -6.8321e-113 | 0 | -1000.6233 |  | -1551.0144 | #DIV/0! | #DIV/0! | 50.5 | 1 | #DIV/0! | 1 | #DIV/0! | #DIV/0! |  |  | 1
0 | 0 | 0 | 0 |  | 1 | 18:08 | 10640 |  | 1506.059 | -1001.014 | -1001.014 | 5.9878e-111 | 2.3198e-111 | -6.1489e-113 | 0 | -1001.014 |  | -1551.405 | #DIV/0! | #DIV/0! | 50.5 | 1 | #DIV/0! | 1 | #DIV/0! | #DIV/0! |  |  | 1
0 | 0 | 0 | 0 |  | 1 | 18:08 | 10644 |  | 1506.4497 | -1001.4047 | -1001.4047 | 5.3891e-111 | 2.0878e-111 | -5.534e-113 | 0 | -1001.4047 |  | -1551.7957 | #DIV/0! | #DIV/0! | 50.5 | 1 | #DIV/0! | 1 | #DIV/0! | #DIV/0! |  |  | 1
0 | 0 | 0 | 0 |  | 1 | 18:08 | 10648 |  | 1506.8403 | -1001.7953 | -1001.7953 | 4.8501e-111 | 1.879e-111 | -4.9806e-113 | 0 | -1001.7953 |  | -1552.1864 | #DIV/0! | #DIV/0! | 50.5 | 1 | #DIV/0! | 1 | #DIV/0! | #DIV/0! |  |  | 1
0 | 0 | 0 | 0 |  | 1 | 18:08 | 10652 |  | 1507.231 | -1002.186 | -1002.186 | 4.3651e-111 | 1.6911e-111 | -4.4826e-113 | 0 | -1002.186 |  | -1552.577 | #DIV/0! | #DIV/0! | 50.5 | 1 | #DIV/0! | 1 | #DIV/0! | #DIV/0! |  |  | 1
0 | 0 | 0 | 0 |  | 1 | 18:08 | 10656 |  | 1507.6217 | -1002.5767 | -1002.5767 | 3.9286e-111 | 1.522e-111 | -4.0343e-113 | 0 | -1002.5767 |  | -1552.9677 | #DIV/0! | #DIV/0! | 50.5 | 1 | #DIV/0! | 1 | #DIV/0! | #DIV/0! |  |  | 1
0 | 0 | 0 | 0 |  | 1 | 18:08 | 10660 |  | 1508.0123 | -1002.9673 | -1002.9673 | 3.5358e-111 | 1.3698e-111 | -3.6309e-113 | 0 | -1002.9673 |  | -1553.3584 | #DIV/0! | #DIV/0! | 50.5 | 1 | #DIV/0! | 1 | #DIV/0! | #DIV/0! |  |  | 1
0 | 0 | 0 | 0 |  | 1 | 18:09 | 10664 |  | 1508.403 | -1003.358 | -1003.358 | 3.1822e-111 | 1.2328e-111 | -3.2678e-113 | 0 | -1003.358 |  | -1553.749 | #DIV/0! | #DIV/0! | 50.5 | 1 | #DIV/0! | 1 | #DIV/0! | #DIV/0! |  |  | 1
0 | 0 | 0 | 0 |  | 1 | 18:09 | 10668 |  | 1508.7937 | -1003.7487 | -1003.7487 | 2.864e-111 | 1.1096e-111 | -2.941e-113 | 0 | -1003.7487 |  | -1554.1397 | #DIV/0! | #DIV/0! | 50.5 | 1 | #DIV/0! | 1 | #DIV/0! | #DIV/0! |  |  | 1
0 | 0 | 0 | 0 |  | 1 | 18:09 | 10672 |  | 1509.1843 | -1004.1393 | -1004.1393 | 2.5776e-111 | 9.986e-112 | -2.6469e-113 | 0 | -1004.1393 |  | -1554.5304 | #DIV/0! | #DIV/0! | 50.5 | 1 | #DIV/0! | 1 | #DIV/0! | #DIV/0! |  |  | 1
0 | 0 | 0 | 0 |  | 1 | 18:09 | 10676 |  | 1509.575 | -1004.53 | -1004.53 | 2.3198e-111 | 8.9874e-112 | -2.3822e-113 | 0 | -1004.53 |  | -1554.921 | #DIV/0! | #DIV/0! | 50.5 | 1 | #DIV/0! | 1 | #DIV/0! | #DIV/0! |  |  | 1
0 | 0 | 0 | 0 |  | 1 | 18:09 | 10680 |  | 1509.9657 | -1004.9207 | -1004.9207 | 2.0878e-111 | 8.0887e-112 | -2.144e-113 | 0 | -1004.9207 |  | -1555.3117 | #DIV/0! | #DIV/0! | 50.5 | 1 | #DIV/0! | 1 | #DIV/0! | #DIV/0! |  |  | 1
0 | 0 | 0 | 0 |  | 1 | 18:09 | 10684 |  | 1510.3563 | -1005.3113 | -1005.3113 | 1.879e-111 | 7.2798e-112 | -1.9296e-113 | 0 | -1005.3113 |  | -1555.7024 | #DIV/0! | #DIV/0! | 50.5 | 1 | #DIV/0! | 1 | #DIV/0! | #DIV/0! |  |  | 1
0 | 0 | 0 | 0 |  | 1 | 18:09 | 10688 |  | 1510.747 | -1005.702 | -1005.702 | 1.6911e-111 | 6.5518e-112 | -1.7366e-113 | 0 | -1005.702 |  | -1556.093 | #DIV/0! | #DIV/0! | 50.5 | 1 | #DIV/0! | 1 | #DIV/0! | #DIV/0! |  |  | 1
0 | 0 | 0 | 0 |  | 1 | 18:09 | 10692 |  | 1511.1377 | -1006.0927 | -1006.0927 | 1.522e-111 | 5.8966e-112 | -1.563e-113 | 0 | -1006.0927 |  | -1556.4837 | #DIV/0! | #DIV/0! | 50.5 | 1 | #DIV/0! | 1 | #DIV/0! | #DIV/0! |  |  | 1
0 | 0 | 0 | 0 |  | 1 | 18:09 | 10696 |  | 1511.5283 | -1006.4833 | -1006.4833 | 1.3698e-111 | 5.307e-112 | -1.4067e-113 | 0 | -1006.4833 |  | -1556.8744 | #DIV/0! | #DIV/0! | 50.5 | 1 | #DIV/0! | 1 | #DIV/0! | #DIV/0! |  |  | 1
0 | 0 | 0 | 0 |  | 1 | 18:09 | 10700 |  | 1511.919 | -1006.874 | -1006.874 | 1.2328e-111 | 4.7763e-112 | -1.266e-113 | 0 | -1006.874 |  | -1557.265 | #DIV/0! | #DIV/0! | 50.5 | 1 | #DIV/0! | 1 | #DIV/0! | #DIV/0! |  |  | 1
0 | 0 | 0 | 0 |  | 1 | 18:09 | 10704 |  | 1512.3097 | -1007.2647 | -1007.2647 | 1.1096e-111 | 4.2987e-112 | -1.1394e-113 | 0 | -1007.2647 |  | -1557.6557 | #DIV/0! | #DIV/0! | 50.5 | 1 | #DIV/0! | 1 | #DIV/0! | #DIV/0! |  |  | 1
0 | 0 | 0 | 0 |  | 1 | 18:09 | 10708 |  | 1512.7003 | -1007.6553 | -1007.6553 | 9.986e-112 | 3.8688e-112 | -1.0255e-113 | 0 | -1007.6553 |  | -1558.0464 | #DIV/0! | #DIV/0! | 50.5 | 1 | #DIV/0! | 1 | #DIV/0! | #DIV/0! |  |  | 1
0 | 0 | 0 | 0 |  | 1 | 18:09 | 10712 |  | 1513.091 | -1008.046 | -1008.046 | 8.9874e-112 | 3.4819e-112 | -9.2292e-114 | 0 | -1008.046 |  | -1558.437 | #DIV/0! | #DIV/0! | 50.5 | 1 | #DIV/0! | 1 | #DIV/0! | #DIV/0! |  |  | 1
0 | 0 | 0 | 0 |  | 1 | 18:09 | 10716 |  | 1513.4817 | -1008.4367 | -1008.4367 | 8.0887e-112 | 3.1337e-112 | -8.3063e-114 | 0 | -1008.4367 |  | -1558.8277 | #DIV/0! | #DIV/0! | 50.5 | 1 | #DIV/0! | 1 | #DIV/0! | #DIV/0! |  |  | 1
0 | 0 | 0 | 0 |  | 1 | 18:09 | 10720 |  | 1513.8723 | -1008.8273 | -1008.8273 | 7.2798e-112 | 2.8203e-112 | -7.4757e-114 | 0 | -1008.8273 |  | -1559.2184 | #DIV/0! | #DIV/0! | 50.5 | 1 | #DIV/0! | 1 | #DIV/0! | #DIV/0! |  |  | 1
0 | 0 | 0 | 0 |  | 1 | 18:10 | 10724 |  | 1514.263 | -1009.218 | -1009.218 | 6.5518e-112 | 2.5383e-112 | -6.7281e-114 | 0 | -1009.218 |  | -1559.609 | #DIV/0! | #DIV/0! | 50.5 | 1 | #DIV/0! | 1 | #DIV/0! | #DIV/0! |  |  | 1
0 | 0 | 0 | 0 |  | 1 | 18:10 | 10728 |  | 1514.6537 | -1009.6087 | -1009.6087 | 5.8966e-112 | 2.2845e-112 | -6.0553e-114 | 0 | -1009.6087 |  | -1559.9997 | #DIV/0! | #DIV/0! | 50.5 | 1 | #DIV/0! | 1 | #DIV/0! | #DIV/0! |  |  | 1
0 | 0 | 0 | 0 |  | 1 | 18:10 | 10732 |  | 1515.0443 | -1009.9993 | -1009.9993 | 5.307e-112 | 2.056e-112 | -5.4498e-114 | 0 | -1009.9993 |  | -1560.3904 | #DIV/0! | #DIV/0! | 50.5 | 1 | #DIV/0! | 1 | #DIV/0! | #DIV/0! |  |  | 1
0 | 0 | 0 | 0 |  | 1 | 18:10 | 10736 |  | 1515.435 | -1010.39 | -1010.39 | 4.7763e-112 | 1.8504e-112 | -4.9048e-114 | 0 | -1010.39 |  | -1560.781 | #DIV/0! | #DIV/0! | 50.5 | 1 | #DIV/0! | 1 | #DIV/0! | #DIV/0! |  |  | 1
0 | 0 | 0 | 0 |  | 1 | 18:10 | 10740 |  | 1515.8257 | -1010.7807 | -1010.7807 | 4.2987e-112 | 1.6654e-112 | -4.4143e-114 | 0 | -1010.7807 |  | -1561.1717 | #DIV/0! | #DIV/0! | 50.5 | 1 | #DIV/0! | 1 | #DIV/0! | #DIV/0! |  |  | 1
0 | 0 | 0 | 0 |  | 1 | 18:10 | 10744 |  | 1516.2163 | -1011.1713 | -1011.1713 | 3.8688e-112 | 1.4988e-112 | -3.9729e-114 | 0 | -1011.1713 |  | -1561.5624 | #DIV/0! | #DIV/0! | 50.5 | 1 | #DIV/0! | 1 | #DIV/0! | #DIV/0! |  |  | 1
0 | 0 | 0 | 0 |  | 1 | 18:10 | 10748 |  | 1516.607 | -1011.562 | -1011.562 | 3.4819e-112 | 1.349e-112 | -3.5756e-114 | 0 | -1011.562 |  | -1561.953 | #DIV/0! | #DIV/0! | 50.5 | 1 | #DIV/0! | 1 | #DIV/0! | #DIV/0! |  |  | 1
0 | 0 | 0 | 0 |  | 1 | 18:10 | 10752 |  | 1516.9977 | -1011.9527 | -1011.9527 | 3.1337e-112 | 1.2141e-112 | -3.218e-114 | 0 | -1011.9527 |  | -1562.3437 | #DIV/0! | #DIV/0! | 50.5 | 1 | #DIV/0! | 1 | #DIV/0! | #DIV/0! |  |  | 1
0 | 0 | 0 | 0 |  | 1 | 18:10 | 10756 |  | 1517.3883 | -1012.3433 | -1012.3433 | 2.8203e-112 | 1.0927e-112 | -2.8962e-114 | 0 | -1012.3433 |  | -1562.7344 | #DIV/0! | #DIV/0! | 50.5 | 1 | #DIV/0! | 1 | #DIV/0! | #DIV/0! |  |  | 1
0 | 0 | 0 | 0 |  | 1 | 18:10 | 10760 |  | 1517.779 | -1012.734 | -1012.734 | 2.5383e-112 | 9.8339e-113 | -2.6066e-114 | 0 | -1012.734 |  | -1563.125 | #DIV/0! | #DIV/0! | 50.5 | 1 | #DIV/0! | 1 | #DIV/0! | #DIV/0! |  |  | 1
0 | 0 | 0 | 0 |  | 1 | 18:10 | 10764 |  | 1518.1697 | -1013.1247 | -1013.1247 | 2.2845e-112 | 8.8505e-113 | -2.3459e-114 | 0 | -1013.1247 |  | -1563.5157 | #DIV/0! | #DIV/0! | 50.5 | 1 | #DIV/0! | 1 | #DIV/0! | #DIV/0! |  |  | 1
0 | 0 | 0 | 0 |  | 1 | 18:10 | 10768 |  | 1518.5603 | -1013.5153 | -1013.5153 | 2.056e-112 | 7.9655e-113 | -2.1113e-114 | 0 | -1013.5153 |  | -1563.9064 | #DIV/0! | #DIV/0! | 50.5 | 1 | #DIV/0! | 1 | #DIV/0! | #DIV/0! |  |  | 1
0 | 0 | 0 | 0 |  | 1 | 18:10 | 10772 |  | 1518.951 | -1013.906 | -1013.906 | 1.8504e-112 | 7.1689e-113 | -1.9002e-114 | 0 | -1013.906 |  | -1564.297 | #DIV/0! | #DIV/0! | 50.5 | 1 | #DIV/0! | 1 | #DIV/0! | #DIV/0! |  |  | 1
0 | 0 | 0 | 0 |  | 1 | 18:10 | 10776 |  | 1519.3417 | -1014.2967 | -1014.2967 | 1.6654e-112 | 6.452e-113 | -1.7102e-114 | 0 | -1014.2967 |  | -1564.6877 | #DIV/0! | #DIV/0! | 50.5 | 1 | #DIV/0! | 1 | #DIV/0! | #DIV/0! |  |  | 1
0 | 0 | 0 | 0 |  | 1 | 18:10 | 10780 |  | 1519.7323 | -1014.6873 | -1014.6873 | 1.4988e-112 | 5.8068e-113 | -1.5392e-114 | 0 | -1014.6873 |  | -1565.0784 | #DIV/0! | #DIV/0! | 50.5 | 1 | #DIV/0! | 1 | #DIV/0! | #DIV/0! |  |  | 1
0 | 0 | 0 | 0 |  | 1 | 18:11 | 10784 |  | 1520.123 | -1015.078 | -1015.078 | 1.349e-112 | 5.2262e-113 | -1.3853e-114 | 0 | -1015.078 |  | -1565.469 | #DIV/0! | #DIV/0! | 50.5 | 1 | #DIV/0! | 1 | #DIV/0! | #DIV/0! |  |  | 1
0 | 0 | 0 | 0 |  | 1 | 18:11 | 10788 |  | 1520.5137 | -1015.4687 | -1015.4687 | 1.2141e-112 | 4.7035e-113 | -1.2467e-114 | 0 | -1015.4687 |  | -1565.8597 | #DIV/0! | #DIV/0! | 50.5 | 1 | #DIV/0! | 1 | #DIV/0! | #DIV/0! |  |  | 1
0 | 0 | 0 | 0 |  | 1 | 18:11 | 10792 |  | 1520.9043 | -1015.8593 | -1015.8593 | 1.0927e-112 | 4.2332e-113 | -1.1221e-114 | 0 | -1015.8593 |  | -1566.2504 | #DIV/0! | #DIV/0! | 50.5 | 1 | #DIV/0! | 1 | #DIV/0! | #DIV/0! |  |  | 1
0 | 0 | 0 | 0 |  | 1 | 18:11 | 10796 |  | 1521.295 | -1016.25 | -1016.25 | 9.8339e-113 | 3.8099e-113 | -1.0099e-114 | 0 | -1016.25 |  | -1566.641 | #DIV/0! | #DIV/0! | 50.5 | 1 | #DIV/0! | 1 | #DIV/0! | #DIV/0! |  |  | 1
0 | 0 | 0 | 0 |  | 1 | 18:11 | 10800 |  | 1521.6857 | -1016.6407 | -1016.6407 | 8.8505e-113 | 3.4289e-113 | -9.0887e-115 | 0 | -1016.6407 |  | -1567.0317 | #DIV/0! | #DIV/0! | 50.5 | 1 | #DIV/0! | 1 | #DIV/0! | #DIV/0! |  |  | 1
0 | 0 | 0 | 0 |  | 1 | 18:11 | 10804 |  | 1522.0763 | -1017.0313 | -1017.0313 | 7.9655e-113 | 3.086e-113 | -8.1798e-115 | 0 | -1017.0313 |  | -1567.4224 | #DIV/0! | #DIV/0! | 50.5 | 1 | #DIV/0! | 1 | #DIV/0! | #DIV/0! |  |  | 1
0 | 0 | 0 | 0 |  | 1 | 18:11 | 10808 |  | 1522.467 | -1017.422 | -1017.422 | 7.1689e-113 | 2.7774e-113 | -7.3618e-115 | 0 | -1017.422 |  | -1567.813 | #DIV/0! | #DIV/0! | 50.5 | 1 | #DIV/0! | 1 | #DIV/0! | #DIV/0! |  |  | 1
0 | 0 | 0 | 0 |  | 1 | 18:11 | 10812 |  | 1522.8577 | -1017.8127 | -1017.8127 | 6.452e-113 | 2.4997e-113 | -6.6256e-115 | 0 | -1017.8127 |  | -1568.2037 | #DIV/0! | #DIV/0! | 50.5 | 1 | #DIV/0! | 1 | #DIV/0! | #DIV/0! |  |  | 1
0 | 0 | 0 | 0 |  | 1 | 18:11 | 10816 |  | 1523.2483 | -1018.2033 | -1018.2033 | 5.8068e-113 | 2.2497e-113 | -5.9631e-115 | 0 | -1018.2033 |  | -1568.5944 | #DIV/0! | #DIV/0! | 50.5 | 1 | #DIV/0! | 1 | #DIV/0! | #DIV/0! |  |  | 1
0 | 0 | 0 | 0 |  | 1 | 18:11 | 10820 |  | 1523.639 | -1018.594 | -1018.594 | 5.2262e-113 | 2.0247e-113 | -5.3668e-115 | 0 | -1018.594 |  | -1568.985 | #DIV/0! | #DIV/0! | 50.5 | 1 | #DIV/0! | 1 | #DIV/0! | #DIV/0! |  |  | 1
0 | 0 | 0 | 0 |  | 1 | 18:11 | 10824 |  | 1524.0297 | -1018.9847 | -1018.9847 | 4.7035e-113 | 1.8222e-113 | -4.8301e-115 | 0 | -1018.9847 |  | -1569.3757 | #DIV/0! | #DIV/0! | 50.5 | 1 | #DIV/0! | 1 | #DIV/0! | #DIV/0! |  |  | 1
0 | 0 | 0 | 0 |  | 1 | 18:11 | 10828 |  | 1524.4203 | -1019.3753 | -1019.3753 | 4.2332e-113 | 1.64e-113 | -4.3471e-115 | 0 | -1019.3753 |  | -1569.7664 | #DIV/0! | #DIV/0! | 50.5 | 1 | #DIV/0! | 1 | #DIV/0! | #DIV/0! |  |  | 1
0 | 0 | 0 | 0 |  | 1 | 18:11 | 10832 |  | 1524.811 | -1019.766 | -1019.766 | 3.8099e-113 | 1.476e-113 | -3.9124e-115 | 0 | -1019.766 |  | -1570.157 | #DIV/0! | #DIV/0! | 50.5 | 1 | #DIV/0! | 1 | #DIV/0! | #DIV/0! |  |  | 1
0 | 0 | 0 | 0 |  | 1 | 18:11 | 10836 |  | 1525.2017 | -1020.1567 | -1020.1567 | 3.4289e-113 | 1.3284e-113 | -3.5211e-115 | 0 | -1020.1567 |  | -1570.5477 | #DIV/0! | #DIV/0! | 50.5 | 1 | #DIV/0! | 1 | #DIV/0! | #DIV/0! |  |  | 1
0 | 0 | 0 | 0 |  | 1 | 18:11 | 10840 |  | 1525.5923 | -1020.5473 | -1020.5473 | 3.086e-113 | 1.1956e-113 | -3.169e-115 | 0 | -1020.5473 |  | -1570.9384 | #DIV/0! | #DIV/0! | 50.5 | 1 | #DIV/0! | 1 | #DIV/0! | #DIV/0! |  |  | 1
0 | 0 | 0 | 0 |  | 1 | 18:12 | 10844 |  | 1525.983 | -1020.938 | -1020.938 | 2.7774e-113 | 1.076e-113 | -2.8521e-115 | 0 | -1020.938 |  | -1571.329 | #DIV/0! | #DIV/0! | 50.5 | 1 | #DIV/0! | 1 | #DIV/0! | #DIV/0! |  |  | 1
0 | 0 | 0 | 0 |  | 1 | 18:12 | 10848 |  | 1526.3737 | -1021.3287 | -1021.3287 | 2.4997e-113 | 9.6842e-114 | -2.5669e-115 | 0 | -1021.3287 |  | -1571.7197 | #DIV/0! | #DIV/0! | 50.5 | 1 | #DIV/0! | 1 | #DIV/0! | #DIV/0! |  |  | 1
0 | 0 | 0 | 0 |  | 1 | 18:12 | 10852 |  | 1526.7643 | -1021.7193 | -1021.7193 | 2.2497e-113 | 8.7158e-114 | -2.3102e-115 | 0 | -1021.7193 |  | -1572.1104 | #DIV/0! | #DIV/0! | 50.5 | 1 | #DIV/0! | 1 | #DIV/0! | #DIV/0! |  |  | 1
0 | 0 | 0 | 0 |  | 1 | 18:12 | 10856 |  | 1527.155 | -1022.11 | -1022.11 | 2.0247e-113 | 7.8442e-114 | -2.0792e-115 | 0 | -1022.11 |  | -1572.501 | #DIV/0! | #DIV/0! | 50.5 | 1 | #DIV/0! | 1 | #DIV/0! | #DIV/0! |  |  | 1
0 | 0 | 0 | 0 |  | 1 | 18:12 | 10860 |  | 1527.5457 | -1022.5007 | -1022.5007 | 1.8222e-113 | 7.0598e-114 | -1.8713e-115 | 0 | -1022.5007 |  | -1572.8917 | #DIV/0! | #DIV/0! | 50.5 | 1 | #DIV/0! | 1 | #DIV/0! | #DIV/0! |  |  | 1
0 | 0 | 0 | 0 |  | 1 | 18:12 | 10864 |  | 1527.9363 | -1022.8913 | -1022.8913 | 1.64e-113 | 6.3538e-114 | -1.6841e-115 | 0 | -1022.8913 |  | -1573.2824 | #DIV/0! | #DIV/0! | 50.5 | 1 | #DIV/0! | 1 | #DIV/0! | #DIV/0! |  |  | 1
0 | 0 | 0 | 0 |  | 1 | 18:12 | 10868 |  | 1528.327 | -1023.282 | -1023.282 | 1.476e-113 | 5.7184e-114 | -1.5157e-115 | 0 | -1023.282 |  | -1573.673 | #DIV/0! | #DIV/0! | 50.5 | 1 | #DIV/0! | 1 | #DIV/0! | #DIV/0! |  |  | 1
0 | 0 | 0 | 0 |  | 1 | 18:12 | 10872 |  | 1528.7177 | -1023.6727 | -1023.6727 | 1.3284e-113 | 5.1466e-114 | -1.3642e-115 | 0 | -1023.6727 |  | -1574.0637 | #DIV/0! | #DIV/0! | 50.5 | 1 | #DIV/0! | 1 | #DIV/0! | #DIV/0! |  |  | 1
0 | 0 | 0 | 0 |  | 1 | 18:12 | 10876 |  | 1529.1083 | -1024.0633 | -1024.0633 | 1.1956e-113 | 4.6319e-114 | -1.2277e-115 | 0 | -1024.0633 |  | -1574.4544 | #DIV/0! | #DIV/0! | 50.5 | 1 | #DIV/0! | 1 | #DIV/0! | #DIV/0! |  |  | 1
0 | 0 | 0 | 0 |  | 1 | 18:12 | 10880 |  | 1529.499 | -1024.454 | -1024.454 | 1.076e-113 | 4.1687e-114 | -1.105e-115 | 0 | -1024.454 |  | -1574.845 | #DIV/0! | #DIV/0! | 50.5 | 1 | #DIV/0! | 1 | #DIV/0! | #DIV/0! |  |  | 1
0 | 0 | 0 | 0 |  | 1 | 18:12 | 10884 |  | 1529.8897 | -1024.8447 | -1024.8447 | 9.6842e-114 | 3.7518e-114 | -9.9447e-116 | 0 | -1024.8447 |  | -1575.2357 | #DIV/0! | #DIV/0! | 50.5 | 1 | #DIV/0! | 1 | #DIV/0! | #DIV/0! |  |  | 1
0 | 0 | 0 | 0 |  | 1 | 18:12 | 10888 |  | 1530.2803 | -1025.2353 | -1025.2353 | 8.7158e-114 | 3.3767e-114 | -8.9502e-116 | 0 | -1025.2353 |  | -1575.6264 | #DIV/0! | #DIV/0! | 50.5 | 1 | #DIV/0! | 1 | #DIV/0! | #DIV/0! |  |  | 1
0 | 0 | 0 | 0 |  | 1 | 18:12 | 10892 |  | 1530.671 | -1025.626 | -1025.626 | 7.8442e-114 | 3.039e-114 | -8.0552e-116 | 0 | -1025.626 |  | -1576.017 | #DIV/0! | #DIV/0! | 50.5 | 1 | #DIV/0! | 1 | #DIV/0! | #DIV/0! |  |  | 1
0 | 0 | 0 | 0 |  | 1 | 18:12 | 10896 |  | 1531.0617 | -1026.0167 | -1026.0167 | 7.0598e-114 | 2.7351e-114 | -7.2497e-116 | 0 | -1026.0167 |  | -1576.4077 | #DIV/0! | #DIV/0! | 50.5 | 1 | #DIV/0! | 1 | #DIV/0! | #DIV/0! |  |  | 1
0 | 0 | 0 | 0 |  | 1 | 18:12 | 10900 |  | 1531.4523 | -1026.4073 | -1026.4073 | 6.3538e-114 | 2.4616e-114 | -6.5247e-116 | 0 | -1026.4073 |  | -1576.7984 | #DIV/0! | #DIV/0! | 50.5 | 1 | #DIV/0! | 1 | #DIV/0! | #DIV/0! |  |  | 1
0 | 0 | 0 | 0 |  | 1 | 18:13 | 10904 |  | 1531.843 | -1026.798 | -1026.798 | 5.7184e-114 | 2.2154e-114 | -5.8723e-116 | 0 | -1026.798 |  | -1577.189 | #DIV/0! | #DIV/0! | 50.5 | 1 | #DIV/0! | 1 | #DIV/0! | #DIV/0! |  |  | 1
0 | 0 | 0 | 0 |  | 1 | 18:13 | 10908 |  | 1532.2337 | -1027.1887 | -1027.1887 | 5.1466e-114 | 1.9939e-114 | -5.285e-116 | 0 | -1027.1887 |  | -1577.5797 | #DIV/0! | #DIV/0! | 50.5 | 1 | #DIV/0! | 1 | #DIV/0! | #DIV/0! |  |  | 1
0 | 0 | 0 | 0 |  | 1 | 18:13 | 10912 |  | 1532.6243 | -1027.5793 | -1027.5793 | 4.6319e-114 | 1.7945e-114 | -4.7565e-116 | 0 | -1027.5793 |  | -1577.9704 | #DIV/0! | #DIV/0! | 50.5 | 1 | #DIV/0! | 1 | #DIV/0! | #DIV/0! |  |  | 1
0 | 0 | 0 | 0 |  | 1 | 18:13 | 10916 |  | 1533.015 | -1027.97 | -1027.97 | 4.1687e-114 | 1.615e-114 | -4.2809e-116 | 0 | -1027.97 |  | -1578.361 | #DIV/0! | #DIV/0! | 50.5 | 1 | #DIV/0! | 1 | #DIV/0! | #DIV/0! |  |  | 1
0 | 0 | 0 | 0 |  | 1 | 18:13 | 10920 |  | 1533.4057 | -1028.3607 | -1028.3607 | 3.7518e-114 | 1.4535e-114 | -3.8528e-116 | 0 | -1028.3607 |  | -1578.7517 | #DIV/0! | #DIV/0! | 50.5 | 1 | #DIV/0! | 1 | #DIV/0! | #DIV/0! |  |  | 1
0 | 0 | 0 | 0 |  | 1 | 18:13 | 10924 |  | 1533.7963 | -1028.7513 | -1028.7513 | 3.3767e-114 | 1.3082e-114 | -3.4675e-116 | 0 | -1028.7513 |  | -1579.1424 | #DIV/0! | #DIV/0! | 50.5 | 1 | #DIV/0! | 1 | #DIV/0! | #DIV/0! |  |  | 1
0 | 0 | 0 | 0 |  | 1 | 18:13 | 10928 |  | 1534.187 | -1029.142 | -1029.142 | 3.039e-114 | 1.1774e-114 | -3.1208e-116 | 0 | -1029.142 |  | -1579.533 | #DIV/0! | #DIV/0! | 50.5 | 1 | #DIV/0! | 1 | #DIV/0! | #DIV/0! |  |  | 1
0 | 0 | 0 | 0 |  | 1 | 18:13 | 10932 |  | 1534.5777 | -1029.5327 | -1029.5327 | 2.7351e-114 | 1.0596e-114 | -2.8087e-116 | 0 | -1029.5327 |  | -1579.9237 | #DIV/0! | #DIV/0! | 50.5 | 1 | #DIV/0! | 1 | #DIV/0! | #DIV/0! |  |  | 1
0 | 0 | 0 | 0 |  | 1 | 18:13 | 10936 |  | 1534.9683 | -1029.9233 | -1029.9233 | 2.4616e-114 | 9.5367e-115 | -2.5278e-116 | 0 | -1029.9233 |  | -1580.3144 | #DIV/0! | #DIV/0! | 50.5 | 1 | #DIV/0! | 1 | #DIV/0! | #DIV/0! |  |  | 1
0 | 0 | 0 | 0 |  | 1 | 18:13 | 10940 |  | 1535.359 | -1030.314 | -1030.314 | 2.2154e-114 | 8.583e-115 | -2.275e-116 | 0 | -1030.314 |  | -1580.705 | #DIV/0! | #DIV/0! | 50.5 | 1 | #DIV/0! | 1 | #DIV/0! | #DIV/0! |  |  | 1
0 | 0 | 0 | 0 |  | 1 | 18:13 | 10944 |  | 1535.7497 | -1030.7047 | -1030.7047 | 1.9939e-114 | 7.7247e-115 | -2.0475e-116 | 0 | -1030.7047 |  | -1581.0957 | #DIV/0! | #DIV/0! | 50.5 | 1 | #DIV/0! | 1 | #DIV/0! | #DIV/0! |  |  | 1
0 | 0 | 0 | 0 |  | 1 | 18:13 | 10948 |  | 1536.1403 | -1031.0953 | -1031.0953 | 1.7945e-114 | 6.9523e-115 | -1.8428e-116 | 0 | -1031.0953 |  | -1581.4864 | #DIV/0! | #DIV/0! | 50.5 | 1 | #DIV/0! | 1 | #DIV/0! | #DIV/0! |  |  | 1
0 | 0 | 0 | 0 |  | 1 | 18:13 | 10952 |  | 1536.531 | -1031.486 | -1031.486 | 1.615e-114 | 6.257e-115 | -1.6585e-116 | 0 | -1031.486 |  | -1581.877 | #DIV/0! | #DIV/0! | 50.5 | 1 | #DIV/0! | 1 | #DIV/0! | #DIV/0! |  |  | 1
0 | 0 | 0 | 0 |  | 1 | 18:13 | 10956 |  | 1536.9217 | -1031.8767 | -1031.8767 | 1.4535e-114 | 5.6313e-115 | -1.4926e-116 | 0 | -1031.8767 |  | -1582.2677 | #DIV/0! | #DIV/0! | 50.5 | 1 | #DIV/0! | 1 | #DIV/0! | #DIV/0! |  |  | 1
0 | 0 | 0 | 0 |  | 1 | 18:13 | 10960 |  | 1537.3123 | -1032.2673 | -1032.2673 | 1.3082e-114 | 5.0682e-115 | -1.3434e-116 | 0 | -1032.2673 |  | -1582.6584 | #DIV/0! | #DIV/0! | 50.5 | 1 | #DIV/0! | 1 | #DIV/0! | #DIV/0! |  |  | 1
0 | 0 | 0 | 0 |  | 1 | 18:14 | 10964 |  | 1537.703 | -1032.658 | -1032.658 | 1.1774e-114 | 4.5614e-115 | -1.209e-116 | 0 | -1032.658 |  | -1583.049 | #DIV/0! | #DIV/0! | 50.5 | 1 | #DIV/0! | 1 | #DIV/0! | #DIV/0! |  |  | 1
0 | 0 | 0 | 0 |  | 1 | 18:14 | 10968 |  | 1538.0937 | -1033.0487 | -1033.0487 | 1.0596e-114 | 4.1052e-115 | -1.0881e-116 | 0 | -1033.0487 |  | -1583.4397 | #DIV/0! | #DIV/0! | 50.5 | 1 | #DIV/0! | 1 | #DIV/0! | #DIV/0! |  |  | 1
0 | 0 | 0 | 0 |  | 1 | 18:14 | 10972 |  | 1538.4843 | -1033.4393 | -1033.4393 | 9.5367e-115 | 3.6947e-115 | -9.7933e-117 | 0 | -1033.4393 |  | -1583.8304 | #DIV/0! | #DIV/0! | 50.5 | 1 | #DIV/0! | 1 | #DIV/0! | #DIV/0! |  |  | 1
0 | 0 | 0 | 0 |  | 1 | 18:14 | 10976 |  | 1538.875 | -1033.83 | -1033.83 | 8.583e-115 | 3.3252e-115 | -8.8139e-117 | 0 | -1033.83 |  | -1584.221 | #DIV/0! | #DIV/0! | 50.5 | 1 | #DIV/0! | 1 | #DIV/0! | #DIV/0! |  |  | 1
0 | 0 | 0 | 0 |  | 1 | 18:14 | 10980 |  | 1539.2657 | -1034.2207 | -1034.2207 | 7.7247e-115 | 2.9927e-115 | -7.9325e-117 | 0 | -1034.2207 |  | -1584.6117 | #DIV/0! | #DIV/0! | 50.5 | 1 | #DIV/0! | 1 | #DIV/0! | #DIV/0! |  |  | 1
0 | 0 | 0 | 0 |  | 1 | 18:14 | 10984 |  | 1539.6563 | -1034.6113 | -1034.6113 | 6.9523e-115 | 2.6934e-115 | -7.1393e-117 | 0 | -1034.6113 |  | -1585.0024 | #DIV/0! | #DIV/0! | 50.5 | 1 | #DIV/0! | 1 | #DIV/0! | #DIV/0! |  |  | 1
0 | 0 | 0 | 0 |  | 1 | 18:14 | 10988 |  | 1540.047 | -1035.002 | -1035.002 | 6.257e-115 | 2.4241e-115 | -6.4254e-117 | 0 | -1035.002 |  | -1585.393 | #DIV/0! | #DIV/0! | 50.5 | 1 | #DIV/0! | 1 | #DIV/0! | #DIV/0! |  |  | 1
0 | 0 | 0 | 0 |  | 1 | 18:14 | 10992 |  | 1540.4377 | -1035.3927 | -1035.3927 | 5.6313e-115 | 2.1817e-115 | -5.7828e-117 | 0 | -1035.3927 |  | -1585.7837 | #DIV/0! | #DIV/0! | 50.5 | 1 | #DIV/0! | 1 | #DIV/0! | #DIV/0! |  |  | 1
0 | 0 | 0 | 0 |  | 1 | 18:14 | 10996 |  | 1540.8283 | -1035.7833 | -1035.7833 | 5.0682e-115 | 1.9635e-115 | -5.2045e-117 | 0 | -1035.7833 |  | -1586.1744 | #DIV/0! | #DIV/0! | 50.5 | 1 | #DIV/0! | 1 | #DIV/0! | #DIV/0! |  |  | 1
0 | 0 | 0 | 0 |  | 1 | 18:14 | 11000 |  | 1541.219 | -1036.174 | -1036.174 | 4.5614e-115 | 1.7672e-115 | -4.6841e-117 | 0 | -1036.174 |  | -1586.565 | #DIV/0! | #DIV/0! | 50.5 | 1 | #DIV/0! | 1 | #DIV/0! | #DIV/0! |  |  | 1
0 | 0 | 0 | 0 |  | 1 | 18:14 | 11004 |  | 1541.6097 | -1036.5647 | -1036.5647 | 4.1052e-115 | 1.5905e-115 | -4.2157e-117 | 0 | -1036.5647 |  | -1586.9557 | #DIV/0! | #DIV/0! | 50.5 | 1 | #DIV/0! | 1 | #DIV/0! | #DIV/0! |  |  | 1
0 | 0 | 0 | 0 |  | 1 | 18:14 | 11008 |  | 1542.0003 | -1036.9553 | -1036.9553 | 3.6947e-115 | 1.4314e-115 | -3.7941e-117 | 0 | -1036.9553 |  | -1587.3464 | #DIV/0! | #DIV/0! | 50.5 | 1 | #DIV/0! | 1 | #DIV/0! | #DIV/0! |  |  | 1
0 | 0 | 0 | 0 |  | 1 | 18:14 | 11012 |  | 1542.391 | -1037.346 | -1037.346 | 3.3252e-115 | 1.2883e-115 | -3.4147e-117 | 0 | -1037.346 |  | -1587.737 | #DIV/0! | #DIV/0! | 50.5 | 1 | #DIV/0! | 1 | #DIV/0! | #DIV/0! |  |  | 1
0 | 0 | 0 | 0 |  | 1 | 18:14 | 11016 |  | 1542.7817 | -1037.7367 | -1037.7367 | 2.9927e-115 | 1.1594e-115 | -3.0732e-117 | 0 | -1037.7367 |  | -1588.1277 | #DIV/0! | #DIV/0! | 50.5 | 1 | #DIV/0! | 1 | #DIV/0! | #DIV/0! |  |  | 1
0 | 0 | 0 | 0 |  | 1 | 18:14 | 11020 |  | 1543.1723 | -1038.1273 | -1038.1273 | 2.6934e-115 | 1.0435e-115 | -2.7659e-117 | 0 | -1038.1273 |  | -1588.5184 | #DIV/0! | #DIV/0! | 50.5 | 1 | #DIV/0! | 1 | #DIV/0! | #DIV/0! |  |  | 1
0 | 0 | 0 | 0 |  | 1 | 18:15 | 11024 |  | 1543.563 | -1038.518 | -1038.518 | 2.4241e-115 | 9.3915e-116 | -2.4893e-117 | 0 | -1038.518 |  | -1588.909 | #DIV/0! | #DIV/0! | 50.5 | 1 | #DIV/0! | 1 | #DIV/0! | #DIV/0! |  |  | 1
0 | 0 | 0 | 0 |  | 1 | 18:15 | 11028 |  | 1543.9537 | -1038.9087 | -1038.9087 | 2.1817e-115 | 8.4523e-116 | -2.2404e-117 | 0 | -1038.9087 |  | -1589.2997 | #DIV/0! | #DIV/0! | 50.5 | 1 | #DIV/0! | 1 | #DIV/0! | #DIV/0! |  |  | 1
0 | 0 | 0 | 0 |  | 1 | 18:15 | 11032 |  | 1544.3443 | -1039.2993 | -1039.2993 | 1.9635e-115 | 7.6071e-116 | -2.0163e-117 | 0 | -1039.2993 |  | -1589.6904 | #DIV/0! | #DIV/0! | 50.5 | 1 | #DIV/0! | 1 | #DIV/0! | #DIV/0! |  |  | 1
0 | 0 | 0 | 0 |  | 1 | 18:15 | 11036 |  | 1544.735 | -1039.69 | -1039.69 | 1.7672e-115 | 6.8464e-116 | -1.8147e-117 | 0 | -1039.69 |  | -1590.081 | #DIV/0! | #DIV/0! | 50.5 | 1 | #DIV/0! | 1 | #DIV/0! | #DIV/0! |  |  | 1
0 | 0 | 0 | 0 |  | 1 | 18:15 | 11040 |  | 1545.1257 | -1040.0807 | -1040.0807 | 1.5905e-115 | 6.1617e-116 | -1.6332e-117 | 0 | -1040.0807 |  | -1590.4717 | #DIV/0! | #DIV/0! | 50.5 | 1 | #DIV/0! | 1 | #DIV/0! | #DIV/0! |  |  | 1
0 | 0 | 0 | 0 |  | 1 | 18:15 | 11044 |  | 1545.5163 | -1040.4713 | -1040.4713 | 1.4314e-115 | 5.5456e-116 | -1.4699e-117 | 0 | -1040.4713 |  | -1590.8624 | #DIV/0! | #DIV/0! | 50.5 | 1 | #DIV/0! | 1 | #DIV/0! | #DIV/0! |  |  | 1
0 | 0 | 0 | 0 |  | 1 | 18:15 | 11048 |  | 1545.907 | -1040.862 | -1040.862 | 1.2883e-115 | 4.991e-116 | -1.3229e-117 | 0 | -1040.862 |  | -1591.253 | #DIV/0! | #DIV/0! | 50.5 | 1 | #DIV/0! | 1 | #DIV/0! | #DIV/0! |  |  | 1
0 | 0 | 0 | 0 |  | 1 | 18:15 | 11052 |  | 1546.2977 | -1041.2527 | -1041.2527 | 1.1594e-115 | 4.4919e-116 | -1.1906e-117 | 0 | -1041.2527 |  | -1591.6437 | #DIV/0! | #DIV/0! | 50.5 | 1 | #DIV/0! | 1 | #DIV/0! | #DIV/0! |  |  | 1
0 | 0 | 0 | 0 |  | 1 | 18:15 | 11056 |  | 1546.6883 | -1041.6433 | -1041.6433 | 1.0435e-115 | 4.0427e-116 | -1.0716e-117 | 0 | -1041.6433 |  | -1592.0344 | #DIV/0! | #DIV/0! | 50.5 | 1 | #DIV/0! | 1 | #DIV/0! | #DIV/0! |  |  | 1
0 | 0 | 0 | 0 |  | 1 | 18:15 | 11060 |  | 1547.079 | -1042.034 | -1042.034 | 9.3915e-116 | 3.6384e-116 | -9.6441e-118 | 0 | -1042.034 |  | -1592.425 | #DIV/0! | #DIV/0! | 50.5 | 1 | #DIV/0! | 1 | #DIV/0! | #DIV/0! |  |  | 1
0 | 0 | 0 | 0 |  | 1 | 18:15 | 11064 |  | 1547.4697 | -1042.4247 | -1042.4247 | 8.4523e-116 | 3.2746e-116 | -8.6797e-118 | 0 | -1042.4247 |  | -1592.8157 | #DIV/0! | #DIV/0! | 50.5 | 1 | #DIV/0! | 1 | #DIV/0! | #DIV/0! |  |  | 1
0 | 0 | 0 | 0 |  | 1 | 18:15 | 11068 |  | 1547.8603 | -1042.8153 | -1042.8153 | 7.6071e-116 | 2.9471e-116 | -7.8117e-118 | 0 | -1042.8153 |  | -1593.2064 | #DIV/0! | #DIV/0! | 50.5 | 1 | #DIV/0! | 1 | #DIV/0! | #DIV/0! |  |  | 1
0 | 0 | 0 | 0 |  | 1 | 18:15 | 11072 |  | 1548.251 | -1043.206 | -1043.206 | 6.8464e-116 | 2.6524e-116 | -7.0306e-118 | 0 | -1043.206 |  | -1593.597 | #DIV/0! | #DIV/0! | 50.5 | 1 | #DIV/0! | 1 | #DIV/0! | #DIV/0! |  |  | 1
0 | 0 | 0 | 0 |  | 1 | 18:15 | 11076 |  | 1548.6417 | -1043.5967 | -1043.5967 | 6.1617e-116 | 2.3872e-116 | -6.3275e-118 | 0 | -1043.5967 |  | -1593.9877 | #DIV/0! | #DIV/0! | 50.5 | 1 | #DIV/0! | 1 | #DIV/0! | #DIV/0! |  |  | 1
0 | 0 | 0 | 0 |  | 1 | 18:15 | 11080 |  | 1549.0323 | -1043.9873 | -1043.9873 | 5.5456e-116 | 2.1485e-116 | -5.6948e-118 | 0 | -1043.9873 |  | -1594.3784 | #DIV/0! | #DIV/0! | 50.5 | 1 | #DIV/0! | 1 | #DIV/0! | #DIV/0! |  |  | 1
0 | 0 | 0 | 0 |  | 1 | 18:16 | 11084 |  | 1549.423 | -1044.378 | -1044.378 | 4.991e-116 | 1.9336e-116 | -5.1253e-118 | 0 | -1044.378 |  | -1594.769 | #DIV/0! | #DIV/0! | 50.5 | 1 | #DIV/0! | 1 | #DIV/0! | #DIV/0! |  |  | 1
0 | 0 | 0 | 0 |  | 1 | 18:16 | 11088 |  | 1549.8137 | -1044.7687 | -1044.7687 | 4.4919e-116 | 1.7403e-116 | -4.6128e-118 | 0 | -1044.7687 |  | -1595.1597 | #DIV/0! | #DIV/0! | 50.5 | 1 | #DIV/0! | 1 | #DIV/0! | #DIV/0! |  |  | 1
0 | 0 | 0 | 0 |  | 1 | 18:16 | 11092 |  | 1550.2043 | -1045.1593 | -1045.1593 | 4.0427e-116 | 1.5662e-116 | -4.1515e-118 | 0 | -1045.1593 |  | -1595.5504 | #DIV/0! | #DIV/0! | 50.5 | 1 | #DIV/0! | 1 | #DIV/0! | #DIV/0! |  |  | 1
0 | 0 | 0 | 0 |  | 1 | 18:16 | 11096 |  | 1550.595 | -1045.55 | -1045.55 | 3.6384e-116 | 1.4096e-116 | -3.7363e-118 | 0 | -1045.55 |  | -1595.941 | #DIV/0! | #DIV/0! | 50.5 | 1 | #DIV/0! | 1 | #DIV/0! | #DIV/0! |  |  | 1
0 | 0 | 0 | 0 |  | 1 | 18:16 | 11100 |  | 1550.9857 | -1045.9407 | -1045.9407 | 3.2746e-116 | 1.2686e-116 | -3.3627e-118 | 0 | -1045.9407 |  | -1596.3317 | #DIV/0! | #DIV/0! | 50.5 | 1 | #DIV/0! | 1 | #DIV/0! | #DIV/0! |  |  | 1
0 | 0 | 0 | 0 |  | 1 | 18:16 | 11104 |  | 1551.3763 | -1046.3313 | -1046.3313 | 2.9471e-116 | 1.1418e-116 | -3.0264e-118 | 0 | -1046.3313 |  | -1596.7224 | #DIV/0! | #DIV/0! | 50.5 | 1 | #DIV/0! | 1 | #DIV/0! | #DIV/0! |  |  | 1
0 | 0 | 0 | 0 |  | 1 | 18:16 | 11108 |  | 1551.767 | -1046.722 | -1046.722 | 2.6524e-116 | 1.0276e-116 | -2.7238e-118 | 0 | -1046.722 |  | -1597.113 | #DIV/0! | #DIV/0! | 50.5 | 1 | #DIV/0! | 1 | #DIV/0! | #DIV/0! |  |  | 1
0 | 0 | 0 | 0 |  | 1 | 18:16 | 11112 |  | 1552.1577 | -1047.1127 | -1047.1127 | 2.3872e-116 | 9.2484e-117 | -2.4514e-118 | 0 | -1047.1127 |  | -1597.5037 | #DIV/0! | #DIV/0! | 50.5 | 1 | #DIV/0! | 1 | #DIV/0! | #DIV/0! |  |  | 1
0 | 0 | 0 | 0 |  | 1 | 18:16 | 11116 |  | 1552.5483 | -1047.5033 | -1047.5033 | 2.1485e-116 | 8.3236e-117 | -2.2063e-118 | 0 | -1047.5033 |  | -1597.8944 | #DIV/0! | #DIV/0! | 50.5 | 1 | #DIV/0! | 1 | #DIV/0! | #DIV/0! |  |  | 1
0 | 0 | 0 | 0 |  | 1 | 18:16 | 11120 |  | 1552.939 | -1047.894 | -1047.894 | 1.9336e-116 | 7.4912e-117 | -1.9856e-118 | 0 | -1047.894 |  | -1598.285 | #DIV/0! | #DIV/0! | 50.5 | 1 | #DIV/0! | 1 | #DIV/0! | #DIV/0! |  |  | 1
0 | 0 | 0 | 0 |  | 1 | 18:16 | 11124 |  | 1553.3297 | -1048.2847 | -1048.2847 | 1.7403e-116 | 6.7421e-117 | -1.7871e-118 | 0 | -1048.2847 |  | -1598.6757 | #DIV/0! | #DIV/0! | 50.5 | 1 | #DIV/0! | 1 | #DIV/0! | #DIV/0! |  |  | 1
0 | 0 | 0 | 0 |  | 1 | 18:16 | 11128 |  | 1553.7203 | -1048.6753 | -1048.6753 | 1.5662e-116 | 6.0679e-117 | -1.6084e-118 | 0 | -1048.6753 |  | -1599.0664 | #DIV/0! | #DIV/0! | 50.5 | 1 | #DIV/0! | 1 | #DIV/0! | #DIV/0! |  |  | 1
0 | 0 | 0 | 0 |  | 1 | 18:16 | 11132 |  | 1554.111 | -1049.066 | -1049.066 | 1.4096e-116 | 5.4611e-117 | -1.4475e-118 | 0 | -1049.066 |  | -1599.457 | #DIV/0! | #DIV/0! | 50.5 | 1 | #DIV/0! | 1 | #DIV/0! | #DIV/0! |  |  | 1
0 | 0 | 0 | 0 |  | 1 | 18:16 | 11136 |  | 1554.5017 | -1049.4567 | -1049.4567 | 1.2686e-116 | 4.915e-117 | -1.3028e-118 | 0 | -1049.4567 |  | -1599.8477 | #DIV/0! | #DIV/0! | 50.5 | 1 | #DIV/0! | 1 | #DIV/0! | #DIV/0! |  |  | 1
0 | 0 | 0 | 0 |  | 1 | 18:16 | 11140 |  | 1554.8923 | -1049.8473 | -1049.8473 | 1.1418e-116 | 4.4235e-117 | -1.1725e-118 | 0 | -1049.8473 |  | -1600.2384 | #DIV/0! | #DIV/0! | 50.5 | 1 | #DIV/0! | 1 | #DIV/0! | #DIV/0! |  |  | 1
0 | 0 | 0 | 0 |  | 1 | 18:17 | 11144 |  | 1555.283 | -1050.238 | -1050.238 | 1.0276e-116 | 3.9811e-117 | -1.0553e-118 | 0 | -1050.238 |  | -1600.629 | #DIV/0! | #DIV/0! | 50.5 | 1 | #DIV/0! | 1 | #DIV/0! | #DIV/0! |  |  | 1
0 | 0 | 0 | 0 |  | 1 | 18:17 | 11148 |  | 1555.6737 | -1050.6287 | -1050.6287 | 9.2484e-117 | 3.583e-117 | -9.4973e-119 | 0 | -1050.6287 |  | -1601.0197 | #DIV/0! | #DIV/0! | 50.5 | 1 | #DIV/0! | 1 | #DIV/0! | #DIV/0! |  |  | 1
0 | 0 | 0 | 0 |  | 1 | 18:17 | 11152 |  | 1556.0643 | -1051.0193 | -1051.0193 | 8.3236e-117 | 3.2247e-117 | -8.5475e-119 | 0 | -1051.0193 |  | -1601.4104 | #DIV/0! | #DIV/0! | 50.5 | 1 | #DIV/0! | 1 | #DIV/0! | #DIV/0! |  |  | 1
0 | 0 | 0 | 0 |  | 1 | 18:17 | 11156 |  | 1556.455 | -1051.41 | -1051.41 | 7.4912e-117 | 2.9023e-117 | -7.6928e-119 | 0 | -1051.41 |  | -1601.801 | #DIV/0! | #DIV/0! | 50.5 | 1 | #DIV/0! | 1 | #DIV/0! | #DIV/0! |  |  | 1
0 | 0 | 0 | 0 |  | 1 | 18:17 | 11160 |  | 1556.8457 | -1051.8007 | -1051.8007 | 6.7421e-117 | 2.612e-117 | -6.9235e-119 | 0 | -1051.8007 |  | -1602.1917 | #DIV/0! | #DIV/0! | 50.5 | 1 | #DIV/0! | 1 | #DIV/0! | #DIV/0! |  |  | 1
0 | 0 | 0 | 0 |  | 1 | 18:17 | 11164 |  | 1557.2363 | -1052.1913 | -1052.1913 | 6.0679e-117 | 2.3508e-117 | -6.2311e-119 | 0 | -1052.1913 |  | -1602.5824 | #DIV/0! | #DIV/0! | 50.5 | 1 | #DIV/0! | 1 | #DIV/0! | #DIV/0! |  |  | 1
0 | 0 | 0 | 0 |  | 1 | 18:17 | 11168 |  | 1557.627 | -1052.582 | -1052.582 | 5.4611e-117 | 2.1157e-117 | -5.608e-119 | 0 | -1052.582 |  | -1602.973 | #DIV/0! | #DIV/0! | 50.5 | 1 | #DIV/0! | 1 | #DIV/0! | #DIV/0! |  |  | 1
0 | 0 | 0 | 0 |  | 1 | 18:17 | 11172 |  | 1558.0177 | -1052.9727 | -1052.9727 | 4.915e-117 | 1.9042e-117 | -5.0472e-119 | 0 | -1052.9727 |  | -1603.3637 | #DIV/0! | #DIV/0! | 50.5 | 1 | #DIV/0! | 1 | #DIV/0! | #DIV/0! |  |  | 1
0 | 0 | 0 | 0 |  | 1 | 18:17 | 11176 |  | 1558.4083 | -1053.3633 | -1053.3633 | 4.4235e-117 | 1.7138e-117 | -4.5425e-119 | 0 | -1053.3633 |  | -1603.7544 | #DIV/0! | #DIV/0! | 50.5 | 1 | #DIV/0! | 1 | #DIV/0! | #DIV/0! |  |  | 1
0 | 0 | 0 | 0 |  | 1 | 18:17 | 11180 |  | 1558.799 | -1053.754 | -1053.754 | 3.9811e-117 | 1.5424e-117 | -4.0883e-119 | 0 | -1053.754 |  | -1604.145 | #DIV/0! | #DIV/0! | 50.5 | 1 | #DIV/0! | 1 | #DIV/0! | #DIV/0! |  |  | 1
0 | 0 | 0 | 0 |  | 1 | 18:17 | 11184 |  | 1559.1897 | -1054.1447 | -1054.1447 | 3.583e-117 | 1.3881e-117 | -3.6794e-119 | 0 | -1054.1447 |  | -1604.5357 | #DIV/0! | #DIV/0! | 50.5 | 1 | #DIV/0! | 1 | #DIV/0! | #DIV/0! |  |  | 1
0 | 0 | 0 | 0 |  | 1 | 18:17 | 11188 |  | 1559.5803 | -1054.5353 | -1054.5353 | 3.2247e-117 | 1.2493e-117 | -3.3115e-119 | 0 | -1054.5353 |  | -1604.9264 | #DIV/0! | #DIV/0! | 50.5 | 1 | #DIV/0! | 1 | #DIV/0! | #DIV/0! |  |  | 1
0 | 0 | 0 | 0 |  | 1 | 18:17 | 11192 |  | 1559.971 | -1054.926 | -1054.926 | 2.9023e-117 | 1.1244e-117 | -2.9803e-119 | 0 | -1054.926 |  | -1605.317 | #DIV/0! | #DIV/0! | 50.5 | 1 | #DIV/0! | 1 | #DIV/0! | #DIV/0! |  |  | 1
0 | 0 | 0 | 0 |  | 1 | 18:17 | 11196 |  | 1560.3617 | -1055.3167 | -1055.3167 | 2.612e-117 | 1.012e-117 | -2.6823e-119 | 0 | -1055.3167 |  | -1605.7077 | #DIV/0! | #DIV/0! | 50.5 | 1 | #DIV/0! | 1 | #DIV/0! | #DIV/0! |  |  | 1
0 | 0 | 0 | 0 |  | 1 | 18:17 | 11200 |  | 1560.7523 | -1055.7073 | -1055.7073 | 2.3508e-117 | 9.1076e-118 | -2.4141e-119 | 0 | -1055.7073 |  | -1606.0984 | #DIV/0! | #DIV/0! | 50.5 | 1 | #DIV/0! | 1 | #DIV/0! | #DIV/0! |  |  | 1
0 | 0 | 0 | 0 |  | 1 | 18:18 | 11204 |  | 1561.143 | -1056.098 | -1056.098 | 2.1157e-117 | 8.1968e-118 | -2.1727e-119 | 0 | -1056.098 |  | -1606.489 | #DIV/0! | #DIV/0! | 50.5 | 1 | #DIV/0! | 1 | #DIV/0! | #DIV/0! |  |  | 1
0 | 0 | 0 | 0 |  | 1 | 18:18 | 11208 |  | 1561.5337 | -1056.4887 | -1056.4887 | 1.9042e-117 | 7.3772e-118 | -1.9554e-119 | 0 | -1056.4887 |  | -1606.8797 | #DIV/0! | #DIV/0! | 50.5 | 1 | #DIV/0! | 1 | #DIV/0! | #DIV/0! |  |  | 1
0 | 0 | 0 | 0 |  | 1 | 18:18 | 11212 |  | 1561.9243 | -1056.8793 | -1056.8793 | 1.7138e-117 | 6.6394e-118 | -1.7599e-119 | 0 | -1056.8793 |  | -1607.2704 | #DIV/0! | #DIV/0! | 50.5 | 1 | #DIV/0! | 1 | #DIV/0! | #DIV/0! |  |  | 1
0 | 0 | 0 | 0 |  | 1 | 18:18 | 11216 |  | 1562.315 | -1057.27 | -1057.27 | 1.5424e-117 | 5.9755e-118 | -1.5839e-119 | 0 | -1057.27 |  | -1607.661 | #DIV/0! | #DIV/0! | 50.5 | 1 | #DIV/0! | 1 | #DIV/0! | #DIV/0! |  |  | 1
0 | 0 | 0 | 0 |  | 1 | 18:18 | 11220 |  | 1562.7057 | -1057.6607 | -1057.6607 | 1.3881e-117 | 5.3779e-118 | -1.4255e-119 | 0 | -1057.6607 |  | -1608.0517 | #DIV/0! | #DIV/0! | 50.5 | 1 | #DIV/0! | 1 | #DIV/0! | #DIV/0! |  |  | 1
0 | 0 | 0 | 0 |  | 1 | 18:18 | 11224 |  | 1563.0963 | -1058.0513 | -1058.0513 | 1.2493e-117 | 4.8401e-118 | -1.2829e-119 | 0 | -1058.0513 |  | -1608.4424 | #DIV/0! | #DIV/0! | 50.5 | 1 | #DIV/0! | 1 | #DIV/0! | #DIV/0! |  |  | 1
0 | 0 | 0 | 0 |  | 1 | 18:18 | 11228 |  | 1563.487 | -1058.442 | -1058.442 | 1.1244e-117 | 4.3561e-118 | -1.1546e-119 | 0 | -1058.442 |  | -1608.833 | #DIV/0! | #DIV/0! | 50.5 | 1 | #DIV/0! | 1 | #DIV/0! | #DIV/0! |  |  | 1
0 | 0 | 0 | 0 |  | 1 | 18:18 | 11232 |  | 1563.8777 | -1058.8327 | -1058.8327 | 1.012e-117 | 3.9205e-118 | -1.0392e-119 | 0 | -1058.8327 |  | -1609.2237 | #DIV/0! | #DIV/0! | 50.5 | 1 | #DIV/0! | 1 | #DIV/0! | #DIV/0! |  |  | 1
0 | 0 | 0 | 0 |  | 1 | 18:18 | 11236 |  | 1564.2683 | -1059.2233 | -1059.2233 | 9.1076e-118 | 3.5285e-118 | -9.3526e-120 | 0 | -1059.2233 |  | -1609.6144 | #DIV/0! | #DIV/0! | 50.5 | 1 | #DIV/0! | 1 | #DIV/0! | #DIV/0! |  |  | 1
0 | 0 | 0 | 0 |  | 1 | 18:18 | 11240 |  | 1564.659 | -1059.614 | -1059.614 | 8.1968e-118 | 3.1756e-118 | -8.4174e-120 | 0 | -1059.614 |  | -1610.005 | #DIV/0! | #DIV/0! | 50.5 | 1 | #DIV/0! | 1 | #DIV/0! | #DIV/0! |  |  | 1
0 | 0 | 0 | 0 |  | 1 | 18:18 | 11244 |  | 1565.0497 | -1060.0047 | -1060.0047 | 7.3772e-118 | 2.8581e-118 | -7.5756e-120 | 0 | -1060.0047 |  | -1610.3957 | #DIV/0! | #DIV/0! | 50.5 | 1 | #DIV/0! | 1 | #DIV/0! | #DIV/0! |  |  | 1
0 | 0 | 0 | 0 |  | 1 | 18:18 | 11248 |  | 1565.4403 | -1060.3953 | -1060.3953 | 6.6394e-118 | 2.5723e-118 | -6.8181e-120 | 0 | -1060.3953 |  | -1610.7864 | #DIV/0! | #DIV/0! | 50.5 | 1 | #DIV/0! | 1 | #DIV/0! | #DIV/0! |  |  | 1
0 | 0 | 0 | 0 |  | 1 | 18:18 | 11252 |  | 1565.831 | -1060.786 | -1060.786 | 5.9755e-118 | 2.315e-118 | -6.1363e-120 | 0 | -1060.786 |  | -1611.177 | #DIV/0! | #DIV/0! | 50.5 | 1 | #DIV/0! | 1 | #DIV/0! | #DIV/0! |  |  | 1
0 | 0 | 0 | 0 |  | 1 | 18:18 | 11256 |  | 1566.2217 | -1061.1767 | -1061.1767 | 5.3779e-118 | 2.0835e-118 | -5.5226e-120 | 0 | -1061.1767 |  | -1611.5677 | #DIV/0! | #DIV/0! | 50.5 | 1 | #DIV/0! | 1 | #DIV/0! | #DIV/0! |  |  | 1
0 | 0 | 0 | 0 |  | 1 | 18:18 | 11260 |  | 1566.6123 | -1061.5673 | -1061.5673 | 4.8401e-118 | 1.8752e-118 | -4.9704e-120 | 0 | -1061.5673 |  | -1611.9584 | #DIV/0! | #DIV/0! | 50.5 | 1 | #DIV/0! | 1 | #DIV/0! | #DIV/0! |  |  | 1
0 | 0 | 0 | 0 |  | 1 | 18:19 | 11264 |  | 1567.003 | -1061.958 | -1061.958 | 4.3561e-118 | 1.6877e-118 | -4.4733e-120 | 0 | -1061.958 |  | -1612.349 | #DIV/0! | #DIV/0! | 50.5 | 1 | #DIV/0! | 1 | #DIV/0! | #DIV/0! |  |  | 1
0 | 0 | 0 | 0 |  | 1 | 18:19 | 11268 |  | 1567.3937 | -1062.3487 | -1062.3487 | 3.9205e-118 | 1.5189e-118 | -4.026e-120 | 0 | -1062.3487 |  | -1612.7397 | #DIV/0! | #DIV/0! | 50.5 | 1 | #DIV/0! | 1 | #DIV/0! | #DIV/0! |  |  | 1
0 | 0 | 0 | 0 |  | 1 | 18:19 | 11272 |  | 1567.7843 | -1062.7393 | -1062.7393 | 3.5285e-118 | 1.367e-118 | -3.6234e-120 | 0 | -1062.7393 |  | -1613.1304 | #DIV/0! | #DIV/0! | 50.5 | 1 | #DIV/0! | 1 | #DIV/0! | #DIV/0! |  |  | 1
0 | 0 | 0 | 0 |  | 1 | 18:19 | 11276 |  | 1568.175 | -1063.13 | -1063.13 | 3.1756e-118 | 1.2303e-118 | -3.2611e-120 | 0 | -1063.13 |  | -1613.521 | #DIV/0! | #DIV/0! | 50.5 | 1 | #DIV/0! | 1 | #DIV/0! | #DIV/0! |  |  | 1
0 | 0 | 0 | 0 |  | 1 | 18:19 | 11280 |  | 1568.5657 | -1063.5207 | -1063.5207 | 2.8581e-118 | 1.1073e-118 | -2.935e-120 | 0 | -1063.5207 |  | -1613.9117 | #DIV/0! | #DIV/0! | 50.5 | 1 | #DIV/0! | 1 | #DIV/0! | #DIV/0! |  |  | 1
0 | 0 | 0 | 0 |  | 1 | 18:19 | 11284 |  | 1568.9563 | -1063.9113 | -1063.9113 | 2.5723e-118 | 9.9654e-119 | -2.6415e-120 | 0 | -1063.9113 |  | -1614.3024 | #DIV/0! | #DIV/0! | 50.5 | 1 | #DIV/0! | 1 | #DIV/0! | #DIV/0! |  |  | 1
0 | 0 | 0 | 0 |  | 1 | 18:19 | 11288 |  | 1569.347 | -1064.302 | -1064.302 | 2.315e-118 | 8.9689e-119 | -2.3773e-120 | 0 | -1064.302 |  | -1614.693 | #DIV/0! | #DIV/0! | 50.5 | 1 | #DIV/0! | 1 | #DIV/0! | #DIV/0! |  |  | 1
0 | 0 | 0 | 0 |  | 1 | 18:19 | 11292 |  | 1569.7377 | -1064.6927 | -1064.6927 | 2.0835e-118 | 8.072e-119 | -2.1396e-120 | 0 | -1064.6927 |  | -1615.0837 | #DIV/0! | #DIV/0! | 50.5 | 1 | #DIV/0! | 1 | #DIV/0! | #DIV/0! |  |  | 1
0 | 0 | 0 | 0 |  | 1 | 18:19 | 11296 |  | 1570.1283 | -1065.0833 | -1065.0833 | 1.8752e-118 | 7.2648e-119 | -1.9256e-120 | 0 | -1065.0833 |  | -1615.4744 | #DIV/0! | #DIV/0! | 50.5 | 1 | #DIV/0! | 1 | #DIV/0! | #DIV/0! |  |  | 1
0 | 0 | 0 | 0 |  | 1 | 18:19 | 11300 |  | 1570.519 | -1065.474 | -1065.474 | 1.6877e-118 | 6.5383e-119 | -1.7331e-120 | 0 | -1065.474 |  | -1615.865 | #DIV/0! | #DIV/0! | 50.5 | 1 | #DIV/0! | 1 | #DIV/0! | #DIV/0! |  |  | 1
0 | 0 | 0 | 0 |  | 1 | 18:19 | 11304 |  | 1570.9097 | -1065.8647 | -1065.8647 | 1.5189e-118 | 5.8845e-119 | -1.5598e-120 | 0 | -1065.8647 |  | -1616.2557 | #DIV/0! | #DIV/0! | 50.5 | 1 | #DIV/0! | 1 | #DIV/0! | #DIV/0! |  |  | 1
0 | 0 | 0 | 0 |  | 1 | 18:19 | 11308 |  | 1571.3003 | -1066.2553 | -1066.2553 | 1.367e-118 | 5.296e-119 | -1.4038e-120 | 0 | -1066.2553 |  | -1616.6464 | #DIV/0! | #DIV/0! | 50.5 | 1 | #DIV/0! | 1 | #DIV/0! | #DIV/0! |  |  | 1
0 | 0 | 0 | 0 |  | 1 | 18:19 | 11312 |  | 1571.691 | -1066.646 | -1066.646 | 1.2303e-118 | 4.7664e-119 | -1.2634e-120 | 0 | -1066.646 |  | -1617.037 | #DIV/0! | #DIV/0! | 50.5 | 1 | #DIV/0! | 1 | #DIV/0! | #DIV/0! |  |  | 1
0 | 0 | 0 | 0 |  | 1 | 18:19 | 11316 |  | 1572.0817 | -1067.0367 | -1067.0367 | 1.1073e-118 | 4.2898e-119 | -1.1371e-120 | 0 | -1067.0367 |  | -1617.4277 | #DIV/0! | #DIV/0! | 50.5 | 1 | #DIV/0! | 1 | #DIV/0! | #DIV/0! |  |  | 1
0 | 0 | 0 | 0 |  | 1 | 18:19 | 11320 |  | 1572.4723 | -1067.4273 | -1067.4273 | 9.9654e-119 | 3.8608e-119 | -1.0234e-120 | 0 | -1067.4273 |  | -1617.8184 | #DIV/0! | #DIV/0! | 50.5 | 1 | #DIV/0! | 1 | #DIV/0! | #DIV/0! |  |  | 1
0 | 0 | 0 | 0 |  | 1 | 18:20 | 11324 |  | 1572.863 | -1067.818 | -1067.818 | 8.9689e-119 | 3.4747e-119 | -9.2102e-121 | 0 | -1067.818 |  | -1618.209 | #DIV/0! | #DIV/0! | 50.5 | 1 | #DIV/0! | 1 | #DIV/0! | #DIV/0! |  |  | 1
0 | 0 | 0 | 0 |  | 1 | 18:20 | 11328 |  | 1573.2537 | -1068.2087 | -1068.2087 | 8.072e-119 | 3.1273e-119 | -8.2892e-121 | 0 | -1068.2087 |  | -1618.5997 | #DIV/0! | #DIV/0! | 50.5 | 1 | #DIV/0! | 1 | #DIV/0! | #DIV/0! |  |  | 1
0 | 0 | 0 | 0 |  | 1 | 18:20 | 11332 |  | 1573.6443 | -1068.5993 | -1068.5993 | 7.2648e-119 | 2.8145e-119 | -7.4603e-121 | 0 | -1068.5993 |  | -1618.9904 | #DIV/0! | #DIV/0! | 50.5 | 1 | #DIV/0! | 1 | #DIV/0! | #DIV/0! |  |  | 1
0 | 0 | 0 | 0 |  | 1 | 18:20 | 11336 |  | 1574.035 | -1068.99 | -1068.99 | 6.5383e-119 | 2.5331e-119 | -6.7142e-121 | 0 | -1068.99 |  | -1619.381 | #DIV/0! | #DIV/0! | 50.5 | 1 | #DIV/0! | 1 | #DIV/0! | #DIV/0! |  |  | 1
0 | 0 | 0 | 0 |  | 1 | 18:20 | 11340 |  | 1574.4257 | -1069.3807 | -1069.3807 | 5.8845e-119 | 2.2798e-119 | -6.0428e-121 | 0 | -1069.3807 |  | -1619.7717 | #DIV/0! | #DIV/0! | 50.5 | 1 | #DIV/0! | 1 | #DIV/0! | #DIV/0! |  |  | 1
0 | 0 | 0 | 0 |  | 1 | 18:20 | 11344 |  | 1574.8163 | -1069.7713 | -1069.7713 | 5.296e-119 | 2.0518e-119 | -5.4385e-121 | 0 | -1069.7713 |  | -1620.1624 | #DIV/0! | #DIV/0! | 50.5 | 1 | #DIV/0! | 1 | #DIV/0! | #DIV/0! |  |  | 1
0 | 0 | 0 | 0 |  | 1 | 18:20 | 11348 |  | 1575.207 | -1070.162 | -1070.162 | 4.7664e-119 | 1.8466e-119 | -4.8947e-121 | 0 | -1070.162 |  | -1620.553 | #DIV/0! | #DIV/0! | 50.5 | 1 | #DIV/0! | 1 | #DIV/0! | #DIV/0! |  |  | 1
0 | 0 | 0 | 0 |  | 1 | 18:20 | 11352 |  | 1575.5977 | -1070.5527 | -1070.5527 | 4.2898e-119 | 1.662e-119 | -4.4052e-121 | 0 | -1070.5527 |  | -1620.9437 | #DIV/0! | #DIV/0! | 50.5 | 1 | #DIV/0! | 1 | #DIV/0! | #DIV/0! |  |  | 1
0 | 0 | 0 | 0 |  | 1 | 18:20 | 11356 |  | 1575.9883 | -1070.9433 | -1070.9433 | 3.8608e-119 | 1.4958e-119 | -3.9647e-121 | 0 | -1070.9433 |  | -1621.3344 | #DIV/0! | #DIV/0! | 50.5 | 1 | #DIV/0! | 1 | #DIV/0! | #DIV/0! |  |  | 1
0 | 0 | 0 | 0 |  | 1 | 18:20 | 11360 |  | 1576.379 | -1071.334 | -1071.334 | 3.4747e-119 | 1.3462e-119 | -3.5682e-121 | 0 | -1071.334 |  | -1621.725 | #DIV/0! | #DIV/0! | 50.5 | 1 | #DIV/0! | 1 | #DIV/0! | #DIV/0! |  |  | 1
0 | 0 | 0 | 0 |  | 1 | 18:20 | 11364 |  | 1576.7697 | -1071.7247 | -1071.7247 | 3.1273e-119 | 1.2116e-119 | -3.2114e-121 | 0 | -1071.7247 |  | -1622.1157 | #DIV/0! | #DIV/0! | 50.5 | 1 | #DIV/0! | 1 | #DIV/0! | #DIV/0! |  |  | 1
0 | 0 | 0 | 0 |  | 1 | 18:20 | 11368 |  | 1577.1603 | -1072.1153 | -1072.1153 | 2.8145e-119 | 1.0904e-119 | -2.8903e-121 | 0 | -1072.1153 |  | -1622.5064 | #DIV/0! | #DIV/0! | 50.5 | 1 | #DIV/0! | 1 | #DIV/0! | #DIV/0! |  |  | 1
0 | 0 | 0 | 0 |  | 1 | 18:20 | 11372 |  | 1577.551 | -1072.506 | -1072.506 | 2.5331e-119 | 9.8137e-120 | -2.6012e-121 | 0 | -1072.506 |  | -1622.897 | #DIV/0! | #DIV/0! | 50.5 | 1 | #DIV/0! | 1 | #DIV/0! | #DIV/0! |  |  | 1
0 | 0 | 0 | 0 |  | 1 | 18:20 | 11376 |  | 1577.9417 | -1072.8967 | -1072.8967 | 2.2798e-119 | 8.8323e-120 | -2.3411e-121 | 0 | -1072.8967 |  | -1623.2877 | #DIV/0! | #DIV/0! | 50.5 | 1 | #DIV/0! | 1 | #DIV/0! | #DIV/0! |  |  | 1
0 | 0 | 0 | 0 |  | 1 | 18:20 | 11380 |  | 1578.3323 | -1073.2873 | -1073.2873 | 2.0518e-119 | 7.9491e-120 | -2.107e-121 | 0 | -1073.2873 |  | -1623.6784 | #DIV/0! | #DIV/0! | 50.5 | 1 | #DIV/0! | 1 | #DIV/0! | #DIV/0! |  |  | 1
0 | 0 | 0 | 0 |  | 1 | 18:21 | 11384 |  | 1578.723 | -1073.678 | -1073.678 | 1.8466e-119 | 7.1542e-120 | -1.8963e-121 | 0 | -1073.678 |  | -1624.069 | #DIV/0! | #DIV/0! | 50.5 | 1 | #DIV/0! | 1 | #DIV/0! | #DIV/0! |  |  | 1
0 | 0 | 0 | 0 |  | 1 | 18:21 | 11388 |  | 1579.1137 | -1074.0687 | -1074.0687 | 1.662e-119 | 6.4388e-120 | -1.7067e-121 | 0 | -1074.0687 |  | -1624.4597 | #DIV/0! | #DIV/0! | 50.5 | 1 | #DIV/0! | 1 | #DIV/0! | #DIV/0! |  |  | 1
0 | 0 | 0 | 0 |  | 1 | 18:21 | 11392 |  | 1579.5043 | -1074.4593 | -1074.4593 | 1.4958e-119 | 5.7949e-120 | -1.536e-121 | 0 | -1074.4593 |  | -1624.8504 | #DIV/0! | #DIV/0! | 50.5 | 1 | #DIV/0! | 1 | #DIV/0! | #DIV/0! |  |  | 1
0 | 0 | 0 | 0 |  | 1 | 18:21 | 11396 |  | 1579.895 | -1074.85 | -1074.85 | 1.3462e-119 | 5.2154e-120 | -1.3824e-121 | 0 | -1074.85 |  | -1625.241 | #DIV/0! | #DIV/0! | 50.5 | 1 | #DIV/0! | 1 | #DIV/0! | #DIV/0! |  |  | 1
0 | 0 | 0 | 0 |  | 1 | 18:21 | 11400 |  | 1580.2857 | -1075.2407 | -1075.2407 | 1.2116e-119 | 4.6938e-120 | -1.2442e-121 | 0 | -1075.2407 |  | -1625.6317 | #DIV/0! | #DIV/0! | 50.5 | 1 | #DIV/0! | 1 | #DIV/0! | #DIV/0! |  |  | 1
0 | 0 | 0 | 0 |  | 1 | 18:21 | 11404 |  | 1580.6763 | -1075.6313 | -1075.6313 | 1.0904e-119 | 4.2245e-120 | -1.1197e-121 | 0 | -1075.6313 |  | -1626.0224 | #DIV/0! | #DIV/0! | 50.5 | 1 | #DIV/0! | 1 | #DIV/0! | #DIV/0! |  |  | 1
0 | 0 | 0 | 0 |  | 1 | 18:21 | 11408 |  | 1581.067 | -1076.022 | -1076.022 | 9.8137e-120 | 3.802e-120 | -1.0078e-121 | 0 | -1076.022 |  | -1626.413 | #DIV/0! | #DIV/0! | 50.5 | 1 | #DIV/0! | 1 | #DIV/0! | #DIV/0! |  |  | 1
0 | 0 | 0 | 0 |  | 1 | 18:21 | 11412 |  | 1581.4577 | -1076.4127 | -1076.4127 | 8.8323e-120 | 3.4218e-120 | -9.0699e-122 | 0 | -1076.4127 |  | -1626.8037 | #DIV/0! | #DIV/0! | 50.5 | 1 | #DIV/0! | 1 | #DIV/0! | #DIV/0! |  |  | 1
0 | 0 | 0 | 0 |  | 1 | 18:21 | 11416 |  | 1581.8483 | -1076.8033 | -1076.8033 | 7.9491e-120 | 3.0796e-120 | -8.1629e-122 | 0 | -1076.8033 |  | -1627.1944 | #DIV/0! | #DIV/0! | 50.5 | 1 | #DIV/0! | 1 | #DIV/0! | #DIV/0! |  |  | 1
0 | 0 | 0 | 0 |  | 1 | 18:21 | 11420 |  | 1582.239 | -1077.194 | -1077.194 | 7.1542e-120 | 2.7717e-120 | -7.3466e-122 | 0 | -1077.194 |  | -1627.585 | #DIV/0! | #DIV/0! | 50.5 | 1 | #DIV/0! | 1 | #DIV/0! | #DIV/0! |  |  | 1
0 | 0 | 0 | 0 |  | 1 | 18:21 | 11424 |  | 1582.6297 | -1077.5847 | -1077.5847 | 6.4388e-120 | 2.4945e-120 | -6.612e-122 | 0 | -1077.5847 |  | -1627.9757 | #DIV/0! | #DIV/0! | 50.5 | 1 | #DIV/0! | 1 | #DIV/0! | #DIV/0! |  |  | 1
0 | 0 | 0 | 0 |  | 1 | 18:21 | 11428 |  | 1583.0203 | -1077.9753 | -1077.9753 | 5.7949e-120 | 2.2451e-120 | -5.9508e-122 | 0 | -1077.9753 |  | -1628.3664 | #DIV/0! | #DIV/0! | 50.5 | 1 | #DIV/0! | 1 | #DIV/0! | #DIV/0! |  |  | 1
0 | 0 | 0 | 0 |  | 1 | 18:21 | 11432 |  | 1583.411 | -1078.366 | -1078.366 | 5.2154e-120 | 2.0205e-120 | -5.3557e-122 | 0 | -1078.366 |  | -1628.757 | #DIV/0! | #DIV/0! | 50.5 | 1 | #DIV/0! | 1 | #DIV/0! | #DIV/0! |  |  | 1
0 | 0 | 0 | 0 |  | 1 | 18:21 | 11436 |  | 1583.8017 | -1078.7567 | -1078.7567 | 4.6938e-120 | 1.8185e-120 | -4.8201e-122 | 0 | -1078.7567 |  | -1629.1477 | #DIV/0! | #DIV/0! | 50.5 | 1 | #DIV/0! | 1 | #DIV/0! | #DIV/0! |  |  | 1
0 | 0 | 0 | 0 |  | 1 | 18:21 | 11440 |  | 1584.1923 | -1079.1473 | -1079.1473 | 4.2245e-120 | 1.6366e-120 | -4.3381e-122 | 0 | -1079.1473 |  | -1629.5384 | #DIV/0! | #DIV/0! | 50.5 | 1 | #DIV/0! | 1 | #DIV/0! | #DIV/0! |  |  | 1
0 | 0 | 0 | 0 |  | 1 | 18:22 | 11444 |  | 1584.583 | -1079.538 | -1079.538 | 3.802e-120 | 1.473e-120 | -3.9043e-122 | 0 | -1079.538 |  | -1629.929 | #DIV/0! | #DIV/0! | 50.5 | 1 | #DIV/0! | 1 | #DIV/0! | #DIV/0! |  |  | 1
0 | 0 | 0 | 0 |  | 1 | 18:22 | 11448 |  | 1584.9737 | -1079.9287 | -1079.9287 | 3.4218e-120 | 1.3257e-120 | -3.5139e-122 | 0 | -1079.9287 |  | -1630.3197 | #DIV/0! | #DIV/0! | 50.5 | 1 | #DIV/0! | 1 | #DIV/0! | #DIV/0! |  |  | 1
0 | 0 | 0 | 0 |  | 1 | 18:22 | 11452 |  | 1585.3643 | -1080.3193 | -1080.3193 | 3.0796e-120 | 1.1931e-120 | -3.1625e-122 | 0 | -1080.3193 |  | -1630.7104 | #DIV/0! | #DIV/0! | 50.5 | 1 | #DIV/0! | 1 | #DIV/0! | #DIV/0! |  |  | 1
0 | 0 | 0 | 0 |  | 1 | 18:22 | 11456 |  | 1585.755 | -1080.71 | -1080.71 | 2.7717e-120 | 1.0738e-120 | -2.8462e-122 | 0 | -1080.71 |  | -1631.101 | #DIV/0! | #DIV/0! | 50.5 | 1 | #DIV/0! | 1 | #DIV/0! | #DIV/0! |  |  | 1
0 | 0 | 0 | 0 |  | 1 | 18:22 | 11460 |  | 1586.1457 | -1081.1007 | -1081.1007 | 2.4945e-120 | 9.6642e-121 | -2.5616e-122 | 0 | -1081.1007 |  | -1631.4917 | #DIV/0! | #DIV/0! | 50.5 | 1 | #DIV/0! | 1 | #DIV/0! | #DIV/0! |  |  | 1
0 | 0 | 0 | 0 |  | 1 | 18:22 | 11464 |  | 1586.5363 | -1081.4913 | -1081.4913 | 2.2451e-120 | 8.6978e-121 | -2.3055e-122 | 0 | -1081.4913 |  | -1631.8824 | #DIV/0! | #DIV/0! | 50.5 | 1 | #DIV/0! | 1 | #DIV/0! | #DIV/0! |  |  | 1
0 | 0 | 0 | 0 |  | 1 | 18:22 | 11468 |  | 1586.927 | -1081.882 | -1081.882 | 2.0205e-120 | 7.828e-121 | -2.0749e-122 | 0 | -1081.882 |  | -1632.273 | #DIV/0! | #DIV/0! | 50.5 | 1 | #DIV/0! | 1 | #DIV/0! | #DIV/0! |  |  | 1
0 | 0 | 0 | 0 |  | 1 | 18:22 | 11472 |  | 1587.3177 | -1082.2727 | -1082.2727 | 1.8185e-120 | 7.0452e-121 | -1.8674e-122 | 0 | -1082.2727 |  | -1632.6637 | #DIV/0! | #DIV/0! | 50.5 | 1 | #DIV/0! | 1 | #DIV/0! | #DIV/0! |  |  | 1
0 | 0 | 0 | 0 |  | 1 | 18:22 | 11476 |  | 1587.7083 | -1082.6633 | -1082.6633 | 1.6366e-120 | 6.3407e-121 | -1.6807e-122 | 0 | -1082.6633 |  | -1633.0544 | #DIV/0! | #DIV/0! | 50.5 | 1 | #DIV/0! | 1 | #DIV/0! | #DIV/0! |  |  | 1
0 | 0 | 0 | 0 |  | 1 | 18:22 | 11480 |  | 1588.099 | -1083.054 | -1083.054 | 1.473e-120 | 5.7066e-121 | -1.5126e-122 | 0 | -1083.054 |  | -1633.445 | #DIV/0! | #DIV/0! | 50.5 | 1 | #DIV/0! | 1 | #DIV/0! | #DIV/0! |  |  | 1
0 | 0 | 0 | 0 |  | 1 | 18:22 | 11484 |  | 1588.4897 | -1083.4447 | -1083.4447 | 1.3257e-120 | 5.136e-121 | -1.3613e-122 | 0 | -1083.4447 |  | -1633.8357 | #DIV/0! | #DIV/0! | 50.5 | 1 | #DIV/0! | 1 | #DIV/0! | #DIV/0! |  |  | 1
0 | 0 | 0 | 0 |  | 1 | 18:22 | 11488 |  | 1588.8803 | -1083.8353 | -1083.8353 | 1.1931e-120 | 4.6224e-121 | -1.2252e-122 | 0 | -1083.8353 |  | -1634.2264 | #DIV/0! | #DIV/0! | 50.5 | 1 | #DIV/0! | 1 | #DIV/0! | #DIV/0! |  |  | 1
0 | 0 | 0 | 0 |  | 1 | 18:22 | 11492 |  | 1589.271 | -1084.226 | -1084.226 | 1.0738e-120 | 4.1601e-121 | -1.1027e-122 | 0 | -1084.226 |  | -1634.617 | #DIV/0! | #DIV/0! | 50.5 | 1 | #DIV/0! | 1 | #DIV/0! | #DIV/0! |  |  | 1
0 | 0 | 0 | 0 |  | 1 | 18:22 | 11496 |  | 1589.6617 | -1084.6167 | -1084.6167 | 9.6642e-121 | 3.7441e-121 | -9.9242e-123 | 0 | -1084.6167 |  | -1635.0077 | #DIV/0! | #DIV/0! | 50.5 | 1 | #DIV/0! | 1 | #DIV/0! | #DIV/0! |  |  | 1
0 | 0 | 0 | 0 |  | 1 | 18:22 | 11500 |  | 1590.0523 | -1085.0073 | -1085.0073 | 8.6978e-121 | 3.3697e-121 | -8.9318e-123 | 0 | -1085.0073 |  | -1635.3984 | #DIV/0! | #DIV/0! | 50.5 | 1 | #DIV/0! | 1 | #DIV/0! | #DIV/0! |  |  | 1
0 | 0 | 0 | 0 |  | 1 | 18:23 | 11504 |  | 1590.443 | -1085.398 | -1085.398 | 7.828e-121 | 3.0327e-121 | -8.0386e-123 | 0 | -1085.398 |  | -1635.789 | #DIV/0! | #DIV/0! | 50.5 | 1 | #DIV/0! | 1 | #DIV/0! | #DIV/0! |  |  | 1
0 | 0 | 0 | 0 |  | 1 | 18:23 | 11508 |  | 1590.8337 | -1085.7887 | -1085.7887 | 7.0452e-121 | 2.7295e-121 | -7.2348e-123 | 0 | -1085.7887 |  | -1636.1797 | #DIV/0! | #DIV/0! | 50.5 | 1 | #DIV/0! | 1 | #DIV/0! | #DIV/0! |  |  | 1
0 | 0 | 0 | 0 |  | 1 | 18:23 | 11512 |  | 1591.2243 | -1086.1793 | -1086.1793 | 6.3407e-121 | 2.4565e-121 | -6.5113e-123 | 0 | -1086.1793 |  | -1636.5704 | #DIV/0! | #DIV/0! | 50.5 | 1 | #DIV/0! | 1 | #DIV/0! | #DIV/0! |  |  | 1
0 | 0 | 0 | 0 |  | 1 | 18:23 | 11516 |  | 1591.615 | -1086.57 | -1086.57 | 5.7066e-121 | 2.2109e-121 | -5.8602e-123 | 0 | -1086.57 |  | -1636.961 | #DIV/0! | #DIV/0! | 50.5 | 1 | #DIV/0! | 1 | #DIV/0! | #DIV/0! |  |  | 1
0 | 0 | 0 | 0 |  | 1 | 18:23 | 11520 |  | 1592.0057 | -1086.9607 | -1086.9607 | 5.136e-121 | 1.9898e-121 | -5.2741e-123 | 0 | -1086.9607 |  | -1637.3517 | #DIV/0! | #DIV/0! | 50.5 | 1 | #DIV/0! | 1 | #DIV/0! | #DIV/0! |  |  | 1
0 | 0 | 0 | 0 |  | 1 | 18:23 | 11524 |  | 1592.3963 | -1087.3513 | -1087.3513 | 4.6224e-121 | 1.7908e-121 | -4.7467e-123 | 0 | -1087.3513 |  | -1637.7424 | #DIV/0! | #DIV/0! | 50.5 | 1 | #DIV/0! | 1 | #DIV/0! | #DIV/0! |  |  | 1
0 | 0 | 0 | 0 |  | 1 | 18:23 | 11528 |  | 1592.787 | -1087.742 | -1087.742 | 4.1601e-121 | 1.6117e-121 | -4.2721e-123 | 0 | -1087.742 |  | -1638.133 | #DIV/0! | #DIV/0! | 50.5 | 1 | #DIV/0! | 1 | #DIV/0! | #DIV/0! |  |  | 1
0 | 0 | 0 | 0 |  | 1 | 18:23 | 11532 |  | 1593.1777 | -1088.1327 | -1088.1327 | 3.7441e-121 | 1.4505e-121 | -3.8448e-123 | 0 | -1088.1327 |  | -1638.5237 | #DIV/0! | #DIV/0! | 50.5 | 1 | #DIV/0! | 1 | #DIV/0! | #DIV/0! |  |  | 1
0 | 0 | 0 | 0 |  | 1 | 18:23 | 11536 |  | 1593.5683 | -1088.5233 | -1088.5233 | 3.3697e-121 | 1.3055e-121 | -3.4604e-123 | 0 | -1088.5233 |  | -1638.9144 | #DIV/0! | #DIV/0! | 50.5 | 1 | #DIV/0! | 1 | #DIV/0! | #DIV/0! |  |  | 1
0 | 0 | 0 | 0 |  | 1 | 18:23 | 11540 |  | 1593.959 | -1088.914 | -1088.914 | 3.0327e-121 | 1.1749e-121 | -3.1143e-123 | 0 | -1088.914 |  | -1639.305 | #DIV/0! | #DIV/0! | 50.5 | 1 | #DIV/0! | 1 | #DIV/0! | #DIV/0! |  |  | 1
0 | 0 | 0 | 0 |  | 1 | 18:23 | 11544 |  | 1594.3497 | -1089.3047 | -1089.3047 | 2.7295e-121 | 1.0574e-121 | -2.8029e-123 | 0 | -1089.3047 |  | -1639.6957 | #DIV/0! | #DIV/0! | 50.5 | 1 | #DIV/0! | 1 | #DIV/0! | #DIV/0! |  |  | 1
0 | 0 | 0 | 0 |  | 1 | 18:23 | 11548 |  | 1594.7403 | -1089.6953 | -1089.6953 | 2.4565e-121 | 9.517e-122 | -2.5226e-123 | 0 | -1089.6953 |  | -1640.0864 | #DIV/0! | #DIV/0! | 50.5 | 1 | #DIV/0! | 1 | #DIV/0! | #DIV/0! |  |  | 1
0 | 0 | 0 | 0 |  | 1 | 18:23 | 11552 |  | 1595.131 | -1090.086 | -1090.086 | 2.2109e-121 | 8.5653e-122 | -2.2703e-123 | 0 | -1090.086 |  | -1640.477 | #DIV/0! | #DIV/0! | 50.5 | 1 | #DIV/0! | 1 | #DIV/0! | #DIV/0! |  |  | 1
0 | 0 | 0 | 0 |  | 1 | 18:23 | 11556 |  | 1595.5217 | -1090.4767 | -1090.4767 | 1.9898e-121 | 7.7088e-122 | -2.0433e-123 | 0 | -1090.4767 |  | -1640.8677 | #DIV/0! | #DIV/0! | 50.5 | 1 | #DIV/0! | 1 | #DIV/0! | #DIV/0! |  |  | 1
0 | 0 | 0 | 0 |  | 1 | 18:23 | 11560 |  | 1595.9123 | -1090.8673 | -1090.8673 | 1.7908e-121 | 6.9379e-122 | -1.839e-123 | 0 | -1090.8673 |  | -1641.2584 | #DIV/0! | #DIV/0! | 50.5 | 1 | #DIV/0! | 1 | #DIV/0! | #DIV/0! |  |  | 1
0 | 0 | 0 | 0 |  | 1 | 18:24 | 11564 |  | 1596.303 | -1091.258 | -1091.258 | 1.6117e-121 | 6.2441e-122 | -1.6551e-123 | 0 | -1091.258 |  | -1641.649 | #DIV/0! | #DIV/0! | 50.5 | 1 | #DIV/0! | 1 | #DIV/0! | #DIV/0! |  |  | 1
0 | 0 | 0 | 0 |  | 1 | 18:24 | 11568 |  | 1596.6937 | -1091.6487 | -1091.6487 | 1.4505e-121 | 5.6197e-122 | -1.4896e-123 | 0 | -1091.6487 |  | -1642.0397 | #DIV/0! | #DIV/0! | 50.5 | 1 | #DIV/0! | 1 | #DIV/0! | #DIV/0! |  |  | 1
0 | 0 | 0 | 0 |  | 1 | 18:24 | 11572 |  | 1597.0843 | -1092.0393 | -1092.0393 | 1.3055e-121 | 5.0577e-122 | -1.3406e-123 | 0 | -1092.0393 |  | -1642.4304 | #DIV/0! | #DIV/0! | 50.5 | 1 | #DIV/0! | 1 | #DIV/0! | #DIV/0! |  |  | 1
0 | 0 | 0 | 0 |  | 1 | 18:24 | 11576 |  | 1597.475 | -1092.43 | -1092.43 | 1.1749e-121 | 4.552e-122 | -1.2066e-123 | 0 | -1092.43 |  | -1642.821 | #DIV/0! | #DIV/0! | 50.5 | 1 | #DIV/0! | 1 | #DIV/0! | #DIV/0! |  |  | 1
0 | 0 | 0 | 0 |  | 1 | 18:24 | 11580 |  | 1597.8657 | -1092.8207 | -1092.8207 | 1.0574e-121 | 4.0968e-122 | -1.0859e-123 | 0 | -1092.8207 |  | -1643.2117 | #DIV/0! | #DIV/0! | 50.5 | 1 | #DIV/0! | 1 | #DIV/0! | #DIV/0! |  |  | 1
0 | 0 | 0 | 0 |  | 1 | 18:24 | 11584 |  | 1598.2563 | -1093.2113 | -1093.2113 | 9.517e-122 | 3.6871e-122 | -9.7731e-124 | 0 | -1093.2113 |  | -1643.6024 | #DIV/0! | #DIV/0! | 50.5 | 1 | #DIV/0! | 1 | #DIV/0! | #DIV/0! |  |  | 1
0 | 0 | 0 | 0 |  | 1 | 18:24 | 11588 |  | 1598.647 | -1093.602 | -1093.602 | 8.5653e-122 | 3.3184e-122 | -8.7958e-124 | 0 | -1093.602 |  | -1643.993 | #DIV/0! | #DIV/0! | 50.5 | 1 | #DIV/0! | 1 | #DIV/0! | #DIV/0! |  |  | 1
0 | 0 | 0 | 0 |  | 1 | 18:24 | 11592 |  | 1599.0377 | -1093.9927 | -1093.9927 | 7.7088e-122 | 2.9865e-122 | -7.9162e-124 | 0 | -1093.9927 |  | -1644.3837 | #DIV/0! | #DIV/0! | 50.5 | 1 | #DIV/0! | 1 | #DIV/0! | #DIV/0! |  |  | 1
0 | 0 | 0 | 0 |  | 1 | 18:24 | 11596 |  | 1599.4283 | -1094.3833 | -1094.3833 | 6.9379e-122 | 2.6879e-122 | -7.1246e-124 | 0 | -1094.3833 |  | -1644.7744 | #DIV/0! | #DIV/0! | 50.5 | 1 | #DIV/0! | 1 | #DIV/0! | #DIV/0! |  |  | 1
0 | 0 | 0 | 0 |  | 1 | 18:24 | 11600 |  | 1599.819 | -1094.774 | -1094.774 | 6.2441e-122 | 2.4191e-122 | -6.4121e-124 | 0 | -1094.774 |  | -1645.165 | #DIV/0! | #DIV/0! | 50.5 | 1 | #DIV/0! | 1 | #DIV/0! | #DIV/0! |  |  | 1
0 | 0 | 0 | 0 |  | 1 | 18:24 | 11604 |  | 1600.2097 | -1095.1647 | -1095.1647 | 5.6197e-122 | 2.1772e-122 | -5.7709e-124 | 0 | -1095.1647 |  | -1645.5557 | #DIV/0! | #DIV/0! | 50.5 | 1 | #DIV/0! | 1 | #DIV/0! | #DIV/0! |  |  | 1
0 | 0 | 0 | 0 |  | 1 | 18:24 | 11608 |  | 1600.6003 | -1095.5553 | -1095.5553 | 5.0577e-122 | 1.9595e-122 | -5.1938e-124 | 0 | -1095.5553 |  | -1645.9464 | #DIV/0! | #DIV/0! | 50.5 | 1 | #DIV/0! | 1 | #DIV/0! | #DIV/0! |  |  | 1
0 | 0 | 0 | 0 |  | 1 | 18:24 | 11612 |  | 1600.991 | -1095.946 | -1095.946 | 4.552e-122 | 1.7635e-122 | -4.6744e-124 | 0 | -1095.946 |  | -1646.337 | #DIV/0! | #DIV/0! | 50.5 | 1 | #DIV/0! | 1 | #DIV/0! | #DIV/0! |  |  | 1
0 | 0 | 0 | 0 |  | 1 | 18:24 | 11616 |  | 1601.3817 | -1096.3367 | -1096.3367 | 4.0968e-122 | 1.5872e-122 | -4.207e-124 | 0 | -1096.3367 |  | -1646.7277 | #DIV/0! | #DIV/0! | 50.5 | 1 | #DIV/0! | 1 | #DIV/0! | #DIV/0! |  |  | 1
0 | 0 | 0 | 0 |  | 1 | 18:24 | 11620 |  | 1601.7723 | -1096.7273 | -1096.7273 | 3.6871e-122 | 1.4285e-122 | -3.7863e-124 | 0 | -1096.7273 |  | -1647.1184 | #DIV/0! | #DIV/0! | 50.5 | 1 | #DIV/0! | 1 | #DIV/0! | #DIV/0! |  |  | 1
0 | 0 | 0 | 0 |  | 1 | 18:25 | 11624 |  | 1602.163 | -1097.118 | -1097.118 | 3.3184e-122 | 1.2856e-122 | -3.4077e-124 | 0 | -1097.118 |  | -1647.509 | #DIV/0! | #DIV/0! | 50.5 | 1 | #DIV/0! | 1 | #DIV/0! | #DIV/0! |  |  | 1
0 | 0 | 0 | 0 |  | 1 | 18:25 | 11628 |  | 1602.5537 | -1097.5087 | -1097.5087 | 2.9865e-122 | 1.1571e-122 | -3.0669e-124 | 0 | -1097.5087 |  | -1647.8997 | #DIV/0! | #DIV/0! | 50.5 | 1 | #DIV/0! | 1 | #DIV/0! | #DIV/0! |  |  | 1
0 | 0 | 0 | 0 |  | 1 | 18:25 | 11632 |  | 1602.9443 | -1097.8993 | -1097.8993 | 2.6879e-122 | 1.0413e-122 | -2.7602e-124 | 0 | -1097.8993 |  | -1648.2904 | #DIV/0! | #DIV/0! | 50.5 | 1 | #DIV/0! | 1 | #DIV/0! | #DIV/0! |  |  | 1
0 | 0 | 0 | 0 |  | 1 | 18:25 | 11636 |  | 1603.335 | -1098.29 | -1098.29 | 2.4191e-122 | 9.3721e-123 | -2.4842e-124 | 0 | -1098.29 |  | -1648.681 | #DIV/0! | #DIV/0! | 50.5 | 1 | #DIV/0! | 1 | #DIV/0! | #DIV/0! |  |  | 1
0 | 0 | 0 | 0 |  | 1 | 18:25 | 11640 |  | 1603.7257 | -1098.6807 | -1098.6807 | 2.1772e-122 | 8.4349e-123 | -2.2358e-124 | 0 | -1098.6807 |  | -1649.0717 | #DIV/0! | #DIV/0! | 50.5 | 1 | #DIV/0! | 1 | #DIV/0! | #DIV/0! |  |  | 1
0 | 0 | 0 | 0 |  | 1 | 18:25 | 11644 |  | 1604.1163 | -1099.0713 | -1099.0713 | 1.9595e-122 | 7.5914e-123 | -2.0122e-124 | 0 | -1099.0713 |  | -1649.4624 | #DIV/0! | #DIV/0! | 50.5 | 1 | #DIV/0! | 1 | #DIV/0! | #DIV/0! |  |  | 1
0 | 0 | 0 | 0 |  | 1 | 18:25 | 11648 |  | 1604.507 | -1099.462 | -1099.462 | 1.7635e-122 | 6.8323e-123 | -1.811e-124 | 0 | -1099.462 |  | -1649.853 | #DIV/0! | #DIV/0! | 50.5 | 1 | #DIV/0! | 1 | #DIV/0! | #DIV/0! |  |  | 1
0 | 0 | 0 | 0 |  | 1 | 18:25 | 11652 |  | 1604.8977 | -1099.8527 | -1099.8527 | 1.5872e-122 | 6.149e-123 | -1.6299e-124 | 0 | -1099.8527 |  | -1650.2437 | #DIV/0! | #DIV/0! | 50.5 | 1 | #DIV/0! | 1 | #DIV/0! | #DIV/0! |  |  | 1
0 | 0 | 0 | 0 |  | 1 | 18:25 | 11656 |  | 1605.2883 | -1100.2433 | -1100.2433 | 1.4285e-122 | 5.5341e-123 | -1.4669e-124 | 0 | -1100.2433 |  | -1650.6344 | #DIV/0! | #DIV/0! | 50.5 | 1 | #DIV/0! | 1 | #DIV/0! | #DIV/0! |  |  | 1
0 | 0 | 0 | 0 |  | 1 | 18:25 | 11660 |  | 1605.679 | -1100.634 | -1100.634 | 1.2856e-122 | 4.9807e-123 | -1.3202e-124 | 0 | -1100.634 |  | -1651.025 | #DIV/0! | #DIV/0! | 50.5 | 1 | #DIV/0! | 1 | #DIV/0! | #DIV/0! |  |  | 1
0 | 0 | 0 | 0 |  | 1 | 18:25 | 11664 |  | 1606.0697 | -1101.0247 | -1101.0247 | 1.1571e-122 | 4.4826e-123 | -1.1882e-124 | 0 | -1101.0247 |  | -1651.4157 | #DIV/0! | #DIV/0! | 50.5 | 1 | #DIV/0! | 1 | #DIV/0! | #DIV/0! |  |  | 1
0 | 0 | 0 | 0 |  | 1 | 18:25 | 11668 |  | 1606.4603 | -1101.4153 | -1101.4153 | 1.0413e-122 | 4.0344e-123 | -1.0694e-124 | 0 | -1101.4153 |  | -1651.8064 | #DIV/0! | #DIV/0! | 50.5 | 1 | #DIV/0! | 1 | #DIV/0! | #DIV/0! |  |  | 1
0 | 0 | 0 | 0 |  | 1 | 18:25 | 11672 |  | 1606.851 | -1101.806 | -1101.806 | 9.3721e-123 | 3.6309e-123 | -9.6242e-125 | 0 | -1101.806 |  | -1652.197 | #DIV/0! | #DIV/0! | 50.5 | 1 | #DIV/0! | 1 | #DIV/0! | #DIV/0! |  |  | 1
0 | 0 | 0 | 0 |  | 1 | 18:25 | 11676 |  | 1607.2417 | -1102.1967 | -1102.1967 | 8.4349e-123 | 3.2679e-123 | -8.6618e-125 | 0 | -1102.1967 |  | -1652.5877 | #DIV/0! | #DIV/0! | 50.5 | 1 | #DIV/0! | 1 | #DIV/0! | #DIV/0! |  |  | 1
0 | 0 | 0 | 0 |  | 1 | 18:25 | 11680 |  | 1607.6323 | -1102.5873 | -1102.5873 | 7.5914e-123 | 2.9411e-123 | -7.7956e-125 | 0 | -1102.5873 |  | -1652.9784 | #DIV/0! | #DIV/0! | 50.5 | 1 | #DIV/0! | 1 | #DIV/0! | #DIV/0! |  |  | 1
0 | 0 | 0 | 0 |  | 1 | 18:26 | 11684 |  | 1608.023 | -1102.978 | -1102.978 | 6.8323e-123 | 2.647e-123 | -7.0161e-125 | 0 | -1102.978 |  | -1653.369 | #DIV/0! | #DIV/0! | 50.5 | 1 | #DIV/0! | 1 | #DIV/0! | #DIV/0! |  |  | 1
0 | 0 | 0 | 0 |  | 1 | 18:26 | 11688 |  | 1608.4137 | -1103.3687 | -1103.3687 | 6.149e-123 | 2.3823e-123 | -6.3145e-125 | 0 | -1103.3687 |  | -1653.7597 | #DIV/0! | #DIV/0! | 50.5 | 1 | #DIV/0! | 1 | #DIV/0! | #DIV/0! |  |  | 1
0 | 0 | 0 | 0 |  | 1 | 18:26 | 11692 |  | 1608.8043 | -1103.7593 | -1103.7593 | 5.5341e-123 | 2.144e-123 | -5.683e-125 | 0 | -1103.7593 |  | -1654.1504 | #DIV/0! | #DIV/0! | 50.5 | 1 | #DIV/0! | 1 | #DIV/0! | #DIV/0! |  |  | 1
0 | 0 | 0 | 0 |  | 1 | 18:26 | 11696 |  | 1609.195 | -1104.15 | -1104.15 | 4.9807e-123 | 1.9296e-123 | -5.1147e-125 | 0 | -1104.15 |  | -1654.541 | #DIV/0! | #DIV/0! | 50.5 | 1 | #DIV/0! | 1 | #DIV/0! | #DIV/0! |  |  | 1
0 | 0 | 0 | 0 |  | 1 | 18:26 | 11700 |  | 1609.5857 | -1104.5407 | -1104.5407 | 4.4826e-123 | 1.7367e-123 | -4.6032e-125 | 0 | -1104.5407 |  | -1654.9317 | #DIV/0! | #DIV/0! | 50.5 | 1 | #DIV/0! | 1 | #DIV/0! | #DIV/0! |  |  | 1
0 | 0 | 0 | 0 |  | 1 | 18:26 | 11704 |  | 1609.9763 | -1104.9313 | -1104.9313 | 4.0344e-123 | 1.563e-123 | -4.1429e-125 | 0 | -1104.9313 |  | -1655.3224 | #DIV/0! | #DIV/0! | 50.5 | 1 | #DIV/0! | 1 | #DIV/0! | #DIV/0! |  |  | 1
0 | 0 | 0 | 0 |  | 1 | 18:26 | 11708 |  | 1610.367 | -1105.322 | -1105.322 | 3.6309e-123 | 1.4067e-123 | -3.7286e-125 | 0 | -1105.322 |  | -1655.713 | #DIV/0! | #DIV/0! | 50.5 | 1 | #DIV/0! | 1 | #DIV/0! | #DIV/0! |  |  | 1
0 | 0 | 0 | 0 |  | 1 | 18:26 | 11712 |  | 1610.7577 | -1105.7127 | -1105.7127 | 3.2679e-123 | 1.266e-123 | -3.3558e-125 | 0 | -1105.7127 |  | -1656.1037 | #DIV/0! | #DIV/0! | 50.5 | 1 | #DIV/0! | 1 | #DIV/0! | #DIV/0! |  |  | 1
0 | 0 | 0 | 0 |  | 1 | 18:26 | 11716 |  | 1611.1483 | -1106.1033 | -1106.1033 | 2.9411e-123 | 1.1394e-123 | -3.0202e-125 | 0 | -1106.1033 |  | -1656.4944 | #DIV/0! | #DIV/0! | 50.5 | 1 | #DIV/0! | 1 | #DIV/0! | #DIV/0! |  |  | 1
0 | 0 | 0 | 0 |  | 1 | 18:26 | 11720 |  | 1611.539 | -1106.494 | -1106.494 | 2.647e-123 | 1.0255e-123 | -2.7182e-125 | 0 | -1106.494 |  | -1656.885 | #DIV/0! | #DIV/0! | 50.5 | 1 | #DIV/0! | 1 | #DIV/0! | #DIV/0! |  |  | 1
0 | 0 | 0 | 0 |  | 1 | 18:26 | 11724 |  | 1611.9297 | -1106.8847 | -1106.8847 | 2.3823e-123 | 9.2294e-124 | -2.4464e-125 | 0 | -1106.8847 |  | -1657.2757 | #DIV/0! | #DIV/0! | 50.5 | 1 | #DIV/0! | 1 | #DIV/0! | #DIV/0! |  |  | 1
0 | 0 | 0 | 0 |  | 1 | 18:26 | 11728 |  | 1612.3203 | -1107.2753 | -1107.2753 | 2.144e-123 | 8.3064e-124 | -2.2017e-125 | 0 | -1107.2753 |  | -1657.6664 | #DIV/0! | #DIV/0! | 50.5 | 1 | #DIV/0! | 1 | #DIV/0! | #DIV/0! |  |  | 1
0 | 0 | 0 | 0 |  | 1 | 18:26 | 11732 |  | 1612.711 | -1107.666 | -1107.666 | 1.9296e-123 | 7.4758e-124 | -1.9815e-125 | 0 | -1107.666 |  | -1658.057 | #DIV/0! | #DIV/0! | 50.5 | 1 | #DIV/0! | 1 | #DIV/0! | #DIV/0! |  |  | 1
0 | 0 | 0 | 0 |  | 1 | 18:26 | 11736 |  | 1613.1017 | -1108.0567 | -1108.0567 | 1.7367e-123 | 6.7282e-124 | -1.7834e-125 | 0 | -1108.0567 |  | -1658.4477 | #DIV/0! | #DIV/0! | 50.5 | 1 | #DIV/0! | 1 | #DIV/0! | #DIV/0! |  |  | 1
0 | 0 | 0 | 0 |  | 1 | 18:26 | 11740 |  | 1613.4923 | -1108.4473 | -1108.4473 | 1.563e-123 | 6.0554e-124 | -1.6051e-125 | 0 | -1108.4473 |  | -1658.8384 | #DIV/0! | #DIV/0! | 50.5 | 1 | #DIV/0! | 1 | #DIV/0! | #DIV/0! |  |  | 1
0 | 0 | 0 | 0 |  | 1 | 18:27 | 11744 |  | 1613.883 | -1108.838 | -1108.838 | 1.4067e-123 | 5.4499e-124 | -1.4445e-125 | 0 | -1108.838 |  | -1659.229 | #DIV/0! | #DIV/0! | 50.5 | 1 | #DIV/0! | 1 | #DIV/0! | #DIV/0! |  |  | 1
0 | 0 | 0 | 0 |  | 1 | 18:27 | 11748 |  | 1614.2737 | -1109.2287 | -1109.2287 | 1.266e-123 | 4.9049e-124 | -1.3001e-125 | 0 | -1109.2287 |  | -1659.6197 | #DIV/0! | #DIV/0! | 50.5 | 1 | #DIV/0! | 1 | #DIV/0! | #DIV/0! |  |  | 1
0 | 0 | 0 | 0 |  | 1 | 18:27 | 11752 |  | 1614.6643 | -1109.6193 | -1109.6193 | 1.1394e-123 | 4.4144e-124 | -1.1701e-125 | 0 | -1109.6193 |  | -1660.0104 | #DIV/0! | #DIV/0! | 50.5 | 1 | #DIV/0! | 1 | #DIV/0! | #DIV/0! |  |  | 1
0 | 0 | 0 | 0 |  | 1 | 18:27 | 11756 |  | 1615.055 | -1110.01 | -1110.01 | 1.0255e-123 | 3.9729e-124 | -1.0531e-125 | 0 | -1110.01 |  | -1660.401 | #DIV/0! | #DIV/0! | 50.5 | 1 | #DIV/0! | 1 | #DIV/0! | #DIV/0! |  |  | 1
0 | 0 | 0 | 0 |  | 1 | 18:27 | 11760 |  | 1615.4457 | -1110.4007 | -1110.4007 | 9.2294e-124 | 3.5756e-124 | -9.4777e-126 | 0 | -1110.4007 |  | -1660.7917 | #DIV/0! | #DIV/0! | 50.5 | 1 | #DIV/0! | 1 | #DIV/0! | #DIV/0! |  |  | 1
0 | 0 | 0 | 0 |  | 1 | 18:27 | 11764 |  | 1615.8363 | -1110.7913 | -1110.7913 | 8.3064e-124 | 3.2181e-124 | -8.5299e-126 | 0 | -1110.7913 |  | -1661.1824 | #DIV/0! | #DIV/0! | 50.5 | 1 | #DIV/0! | 1 | #DIV/0! | #DIV/0! |  |  | 1
0 | 0 | 0 | 0 |  | 1 | 18:27 | 11768 |  | 1616.227 | -1111.182 | -1111.182 | 7.4758e-124 | 2.8963e-124 | -7.6769e-126 | 0 | -1111.182 |  | -1661.573 | #DIV/0! | #DIV/0! | 50.5 | 1 | #DIV/0! | 1 | #DIV/0! | #DIV/0! |  |  | 1
0 | 0 | 0 | 0 |  | 1 | 18:27 | 11772 |  | 1616.6177 | -1111.5727 | -1111.5727 | 6.7282e-124 | 2.6066e-124 | -6.9092e-126 | 0 | -1111.5727 |  | -1661.9637 | #DIV/0! | #DIV/0! | 50.5 | 1 | #DIV/0! | 1 | #DIV/0! | #DIV/0! |  |  | 1
0 | 0 | 0 | 0 |  | 1 | 18:27 | 11776 |  | 1617.0083 | -1111.9633 | -1111.9633 | 6.0554e-124 | 2.346e-124 | -6.2183e-126 | 0 | -1111.9633 |  | -1662.3544 | #DIV/0! | #DIV/0! | 50.5 | 1 | #DIV/0! | 1 | #DIV/0! | #DIV/0! |  |  | 1
0 | 0 | 0 | 0 |  | 1 | 18:27 | 11780 |  | 1617.399 | -1112.354 | -1112.354 | 5.4499e-124 | 2.1114e-124 | -5.5965e-126 | 0 | -1112.354 |  | -1662.745 | #DIV/0! | #DIV/0! | 50.5 | 1 | #DIV/0! | 1 | #DIV/0! | #DIV/0! |  |  | 1
0 | 0 | 0 | 0 |  | 1 | 18:27 | 11784 |  | 1617.7897 | -1112.7447 | -1112.7447 | 4.9049e-124 | 1.9002e-124 | -5.0368e-126 | 0 | -1112.7447 |  | -1663.1357 | #DIV/0! | #DIV/0! | 50.5 | 1 | #DIV/0! | 1 | #DIV/0! | #DIV/0! |  |  | 1
0 | 0 | 0 | 0 |  | 1 | 18:27 | 11788 |  | 1618.1803 | -1113.1353 | -1113.1353 | 4.4144e-124 | 1.7102e-124 | -4.5331e-126 | 0 | -1113.1353 |  | -1663.5264 | #DIV/0! | #DIV/0! | 50.5 | 1 | #DIV/0! | 1 | #DIV/0! | #DIV/0! |  |  | 1
0 | 0 | 0 | 0 |  | 1 | 18:27 | 11792 |  | 1618.571 | -1113.526 | -1113.526 | 3.9729e-124 | 1.5392e-124 | -4.0798e-126 | 0 | -1113.526 |  | -1663.917 | #DIV/0! | #DIV/0! | 50.5 | 1 | #DIV/0! | 1 | #DIV/0! | #DIV/0! |  |  | 1
0 | 0 | 0 | 0 |  | 1 | 18:27 | 11796 |  | 1618.9617 | -1113.9167 | -1113.9167 | 3.5756e-124 | 1.3853e-124 | -3.6718e-126 | 0 | -1113.9167 |  | -1664.3077 | #DIV/0! | #DIV/0! | 50.5 | 1 | #DIV/0! | 1 | #DIV/0! | #DIV/0! |  |  | 1
0 | 0 | 0 | 0 |  | 1 | 18:27 | 11800 |  | 1619.3523 | -1114.3073 | -1114.3073 | 3.2181e-124 | 1.2468e-124 | -3.3047e-126 | 0 | -1114.3073 |  | -1664.6984 | #DIV/0! | #DIV/0! | 50.5 | 1 | #DIV/0! | 1 | #DIV/0! | #DIV/0! |  |  | 1
0 | 0 | 0 | 0 |  | 1 | 18:28 | 11804 |  | 1619.743 | -1114.698 | -1114.698 | 2.8963e-124 | 1.1221e-124 | -2.9742e-126 | 0 | -1114.698 |  | -1665.089 | #DIV/0! | #DIV/0! | 50.5 | 1 | #DIV/0! | 1 | #DIV/0! | #DIV/0! |  |  | 1
0 | 0 | 0 | 0 |  | 1 | 18:28 | 11808 |  | 1620.1337 | -1115.0887 | -1115.0887 | 2.6066e-124 | 1.0099e-124 | -2.6768e-126 | 0 | -1115.0887 |  | -1665.4797 | #DIV/0! | #DIV/0! | 50.5 | 1 | #DIV/0! | 1 | #DIV/0! | #DIV/0! |  |  | 1
0 | 0 | 0 | 0 |  | 1 | 18:28 | 11812 |  | 1620.5243 | -1115.4793 | -1115.4793 | 2.346e-124 | 9.0888e-125 | -2.4091e-126 | 0 | -1115.4793 |  | -1665.8704 | #DIV/0! | #DIV/0! | 50.5 | 1 | #DIV/0! | 1 | #DIV/0! | #DIV/0! |  |  | 1
0 | 0 | 0 | 0 |  | 1 | 18:28 | 11816 |  | 1620.915 | -1115.87 | -1115.87 | 2.1114e-124 | 8.1799e-125 | -2.1682e-126 | 0 | -1115.87 |  | -1666.261 | #DIV/0! | #DIV/0! | 50.5 | 1 | #DIV/0! | 1 | #DIV/0! | #DIV/0! |  |  | 1
0 | 0 | 0 | 0 |  | 1 | 18:28 | 11820 |  | 1621.3057 | -1116.2607 | -1116.2607 | 1.9002e-124 | 7.3619e-125 | -1.9514e-126 | 0 | -1116.2607 |  | -1666.6517 | #DIV/0! | #DIV/0! | 50.5 | 1 | #DIV/0! | 1 | #DIV/0! | #DIV/0! |  |  | 1
0 | 0 | 0 | 0 |  | 1 | 18:28 | 11824 |  | 1621.6963 | -1116.6513 | -1116.6513 | 1.7102e-124 | 6.6258e-125 | -1.7562e-126 | 0 | -1116.6513 |  | -1667.0424 | #DIV/0! | #DIV/0! | 50.5 | 1 | #DIV/0! | 1 | #DIV/0! | #DIV/0! |  |  | 1
0 | 0 | 0 | 0 |  | 1 | 18:28 | 11828 |  | 1622.087 | -1117.042 | -1117.042 | 1.5392e-124 | 5.9632e-125 | -1.5806e-126 | 0 | -1117.042 |  | -1667.433 | #DIV/0! | #DIV/0! | 50.5 | 1 | #DIV/0! | 1 | #DIV/0! | #DIV/0! |  |  | 1
0 | 0 | 0 | 0 |  | 1 | 18:28 | 11832 |  | 1622.4777 | -1117.4327 | -1117.4327 | 1.3853e-124 | 5.3669e-125 | -1.4225e-126 | 0 | -1117.4327 |  | -1667.8237 | #DIV/0! | #DIV/0! | 50.5 | 1 | #DIV/0! | 1 | #DIV/0! | #DIV/0! |  |  | 1
0 | 0 | 0 | 0 |  | 1 | 18:28 | 11836 |  | 1622.8683 | -1117.8233 | -1117.8233 | 1.2468e-124 | 4.8302e-125 | -1.2803e-126 | 0 | -1117.8233 |  | -1668.2144 | #DIV/0! | #DIV/0! | 50.5 | 1 | #DIV/0! | 1 | #DIV/0! | #DIV/0! |  |  | 1
0 | 0 | 0 | 0 |  | 1 | 18:28 | 11840 |  | 1623.259 | -1118.214 | -1118.214 | 1.1221e-124 | 4.3472e-125 | -1.1523e-126 | 0 | -1118.214 |  | -1668.605 | #DIV/0! | #DIV/0! | 50.5 | 1 | #DIV/0! | 1 | #DIV/0! | #DIV/0! |  |  | 1
0 | 0 | 0 | 0 |  | 1 | 18:28 | 11844 |  | 1623.6497 | -1118.6047 | -1118.6047 | 1.0099e-124 | 3.9124e-125 | -1.037e-126 | 0 | -1118.6047 |  | -1668.9957 | #DIV/0! | #DIV/0! | 50.5 | 1 | #DIV/0! | 1 | #DIV/0! | #DIV/0! |  |  | 1
0 | 0 | 0 | 0 |  | 1 | 18:28 | 11848 |  | 1624.0403 | -1118.9953 | -1118.9953 | 9.0888e-125 | 3.5212e-125 | -9.3333e-127 | 0 | -1118.9953 |  | -1669.3864 | #DIV/0! | #DIV/0! | 50.5 | 1 | #DIV/0! | 1 | #DIV/0! | #DIV/0! |  |  | 1
0 | 0 | 0 | 0 |  | 1 | 18:28 | 11852 |  | 1624.431 | -1119.386 | -1119.386 | 8.1799e-125 | 3.1691e-125 | -8.4e-127 | 0 | -1119.386 |  | -1669.777 | #DIV/0! | #DIV/0! | 50.5 | 1 | #DIV/0! | 1 | #DIV/0! | #DIV/0! |  |  | 1
0 | 0 | 0 | 0 |  | 1 | 18:28 | 11856 |  | 1624.8217 | -1119.7767 | -1119.7767 | 7.3619e-125 | 2.8522e-125 | -7.56e-127 | 0 | -1119.7767 |  | -1670.1677 | #DIV/0! | #DIV/0! | 50.5 | 1 | #DIV/0! | 1 | #DIV/0! | #DIV/0! |  |  | 1
0 | 0 | 0 | 0 |  | 1 | 18:28 | 11860 |  | 1625.2123 | -1120.1673 | -1120.1673 | 6.6258e-125 | 2.567e-125 | -6.804e-127 | 0 | -1120.1673 |  | -1670.5584 | #DIV/0! | #DIV/0! | 50.5 | 1 | #DIV/0! | 1 | #DIV/0! | #DIV/0! |  |  | 1
0 | 0 | 0 | 0 |  | 1 | 18:29 | 11864 |  | 1625.603 | -1120.558 | -1120.558 | 5.9632e-125 | 2.3103e-125 | -6.1236e-127 | 0 | -1120.558 |  | -1670.949 | #DIV/0! | #DIV/0! | 50.5 | 1 | #DIV/0! | 1 | #DIV/0! | #DIV/0! |  |  | 1
0 | 0 | 0 | 0 |  | 1 | 18:29 | 11868 |  | 1625.9937 | -1120.9487 | -1120.9487 | 5.3669e-125 | 2.0792e-125 | -5.5112e-127 | 0 | -1120.9487 |  | -1671.3397 | #DIV/0! | #DIV/0! | 50.5 | 1 | #DIV/0! | 1 | #DIV/0! | #DIV/0! |  |  | 1
0 | 0 | 0 | 0 |  | 1 | 18:29 | 11872 |  | 1626.3843 | -1121.3393 | -1121.3393 | 4.8302e-125 | 1.8713e-125 | -4.9601e-127 | 0 | -1121.3393 |  | -1671.7304 | #DIV/0! | #DIV/0! | 50.5 | 1 | #DIV/0! | 1 | #DIV/0! | #DIV/0! |  |  | 1
0 | 0 | 0 | 0 |  | 1 | 18:29 | 11876 |  | 1626.775 | -1121.73 | -1121.73 | 4.3472e-125 | 1.6842e-125 | -4.4641e-127 | 0 | -1121.73 |  | -1672.121 | #DIV/0! | #DIV/0! | 50.5 | 1 | #DIV/0! | 1 | #DIV/0! | #DIV/0! |  |  | 1
0 | 0 | 0 | 0 |  | 1 | 18:29 | 11880 |  | 1627.1657 | -1122.1207 | -1122.1207 | 3.9124e-125 | 1.5158e-125 | -4.0177e-127 | 0 | -1122.1207 |  | -1672.5117 | #DIV/0! | #DIV/0! | 50.5 | 1 | #DIV/0! | 1 | #DIV/0! | #DIV/0! |  |  | 1
0 | 0 | 0 | 0 |  | 1 | 18:29 | 11884 |  | 1627.5563 | -1122.5113 | -1122.5113 | 3.5212e-125 | 1.3642e-125 | -3.6159e-127 | 0 | -1122.5113 |  | -1672.9024 | #DIV/0! | #DIV/0! | 50.5 | 1 | #DIV/0! | 1 | #DIV/0! | #DIV/0! |  |  | 1
0 | 0 | 0 | 0 |  | 1 | 18:29 | 11888 |  | 1627.947 | -1122.902 | -1122.902 | 3.1691e-125 | 1.2278e-125 | -3.2543e-127 | 0 | -1122.902 |  | -1673.293 | #DIV/0! | #DIV/0! | 50.5 | 1 | #DIV/0! | 1 | #DIV/0! | #DIV/0! |  |  | 1
0 | 0 | 0 | 0 |  | 1 | 18:29 | 11892 |  | 1628.3377 | -1123.2927 | -1123.2927 | 2.8522e-125 | 1.105e-125 | -2.9289e-127 | 0 | -1123.2927 |  | -1673.6837 | #DIV/0! | #DIV/0! | 50.5 | 1 | #DIV/0! | 1 | #DIV/0! | #DIV/0! |  |  | 1
0 | 0 | 0 | 0 |  | 1 | 18:29 | 11896 |  | 1628.7283 | -1123.6833 | -1123.6833 | 2.567e-125 | 9.9449e-126 | -2.636e-127 | 0 | -1123.6833 |  | -1674.0744 | #DIV/0! | #DIV/0! | 50.5 | 1 | #DIV/0! | 1 | #DIV/0! | #DIV/0! |  |  | 1
0 | 0 | 0 | 0 |  | 1 | 18:29 | 11900 |  | 1629.119 | -1124.074 | -1124.074 | 2.3103e-125 | 8.9504e-126 | -2.3724e-127 | 0 | -1124.074 |  | -1674.465 | #DIV/0! | #DIV/0! | 50.5 | 1 | #DIV/0! | 1 | #DIV/0! | #DIV/0! |  |  | 1
0 | 0 | 0 | 0 |  | 1 | 18:29 | 11904 |  | 1629.5097 | -1124.4647 | -1124.4647 | 2.0792e-125 | 8.0554e-126 | -2.1352e-127 | 0 | -1124.4647 |  | -1674.8557 | #DIV/0! | #DIV/0! | 50.5 | 1 | #DIV/0! | 1 | #DIV/0! | #DIV/0! |  |  | 1
0 | 0 | 0 | 0 |  | 1 | 18:29 | 11908 |  | 1629.9003 | -1124.8553 | -1124.8553 | 1.8713e-125 | 7.2498e-126 | -1.9217e-127 | 0 | -1124.8553 |  | -1675.2464 | #DIV/0! | #DIV/0! | 50.5 | 1 | #DIV/0! | 1 | #DIV/0! | #DIV/0! |  |  | 1
0 | 0 | 0 | 0 |  | 1 | 18:29 | 11912 |  | 1630.291 | -1125.246 | -1125.246 | 1.6842e-125 | 6.5248e-126 | -1.7295e-127 | 0 | -1125.246 |  | -1675.637 | #DIV/0! | #DIV/0! | 50.5 | 1 | #DIV/0! | 1 | #DIV/0! | #DIV/0! |  |  | 1
0 | 0 | 0 | 0 |  | 1 | 18:29 | 11916 |  | 1630.6817 | -1125.6367 | -1125.6367 | 1.5158e-125 | 5.8724e-126 | -1.5565e-127 | 0 | -1125.6367 |  | -1676.0277 | #DIV/0! | #DIV/0! | 50.5 | 1 | #DIV/0! | 1 | #DIV/0! | #DIV/0! |  |  | 1
0 | 0 | 0 | 0 |  | 1 | 18:29 | 11920 |  | 1631.0723 | -1126.0273 | -1126.0273 | 1.3642e-125 | 5.2851e-126 | -1.4009e-127 | 0 | -1126.0273 |  | -1676.4184 | #DIV/0! | #DIV/0! | 50.5 | 1 | #DIV/0! | 1 | #DIV/0! | #DIV/0! |  |  | 1
0 | 0 | 0 | 0 |  | 1 | 18:30 | 11924 |  | 1631.463 | -1126.418 | -1126.418 | 1.2278e-125 | 4.7566e-126 | -1.2608e-127 | 0 | -1126.418 |  | -1676.809 | #DIV/0! | #DIV/0! | 50.5 | 1 | #DIV/0! | 1 | #DIV/0! | #DIV/0! |  |  | 1
0 | 0 | 0 | 0 |  | 1 | 18:30 | 11928 |  | 1631.8537 | -1126.8087 | -1126.8087 | 1.105e-125 | 4.281e-126 | -1.1347e-127 | 0 | -1126.8087 |  | -1677.1997 | #DIV/0! | #DIV/0! | 50.5 | 1 | #DIV/0! | 1 | #DIV/0! | #DIV/0! |  |  | 1
0 | 0 | 0 | 0 |  | 1 | 18:30 | 11932 |  | 1632.2443 | -1127.1993 | -1127.1993 | 9.9449e-126 | 3.8529e-126 | -1.0212e-127 | 0 | -1127.1993 |  | -1677.5904 | #DIV/0! | #DIV/0! | 50.5 | 1 | #DIV/0! | 1 | #DIV/0! | #DIV/0! |  |  | 1
0 | 0 | 0 | 0 |  | 1 | 18:30 | 11936 |  | 1632.635 | -1127.59 | -1127.59 | 8.9504e-126 | 3.4676e-126 | -9.1912e-128 | 0 | -1127.59 |  | -1677.981 | #DIV/0! | #DIV/0! | 50.5 | 1 | #DIV/0! | 1 | #DIV/0! | #DIV/0! |  |  | 1
0 | 0 | 0 | 0 |  | 1 | 18:30 | 11940 |  | 1633.0257 | -1127.9807 | -1127.9807 | 8.0554e-126 | 3.1208e-126 | -8.2721e-128 | 0 | -1127.9807 |  | -1678.3717 | #DIV/0! | #DIV/0! | 50.5 | 1 | #DIV/0! | 1 | #DIV/0! | #DIV/0! |  |  | 1
0 | 0 | 0 | 0 |  | 1 | 18:30 | 11944 |  | 1633.4163 | -1128.3713 | -1128.3713 | 7.2498e-126 | 2.8087e-126 | -7.4449e-128 | 0 | -1128.3713 |  | -1678.7624 | #DIV/0! | #DIV/0! | 50.5 | 1 | #DIV/0! | 1 | #DIV/0! | #DIV/0! |  |  | 1
0 | 0 | 0 | 0 |  | 1 | 18:30 | 11948 |  | 1633.807 | -1128.762 | -1128.762 | 6.5248e-126 | 2.5279e-126 | -6.7004e-128 | 0 | -1128.762 |  | -1679.153 | #DIV/0! | #DIV/0! | 50.5 | 1 | #DIV/0! | 1 | #DIV/0! | #DIV/0! |  |  | 1
0 | 0 | 0 | 0 |  | 1 | 18:30 | 11952 |  | 1634.1977 | -1129.1527 | -1129.1527 | 5.8724e-126 | 2.2751e-126 | -6.0303e-128 | 0 | -1129.1527 |  | -1679.5437 | #DIV/0! | #DIV/0! | 50.5 | 1 | #DIV/0! | 1 | #DIV/0! | #DIV/0! |  |  | 1
0 | 0 | 0 | 0 |  | 1 | 18:30 | 11956 |  | 1634.5883 | -1129.5433 | -1129.5433 | 5.2851e-126 | 2.0476e-126 | -5.4273e-128 | 0 | -1129.5433 |  | -1679.9344 | #DIV/0! | #DIV/0! | 50.5 | 1 | #DIV/0! | 1 | #DIV/0! | #DIV/0! |  |  | 1
0 | 0 | 0 | 0 |  | 1 | 18:30 | 11960 |  | 1634.979 | -1129.934 | -1129.934 | 4.7566e-126 | 1.8428e-126 | -4.8846e-128 | 0 | -1129.934 |  | -1680.325 | #DIV/0! | #DIV/0! | 50.5 | 1 | #DIV/0! | 1 | #DIV/0! | #DIV/0! |  |  | 1
0 | 0 | 0 | 0 |  | 1 | 18:30 | 11964 |  | 1635.3697 | -1130.3247 | -1130.3247 | 4.281e-126 | 1.6585e-126 | -4.3961e-128 | 0 | -1130.3247 |  | -1680.7157 | #DIV/0! | #DIV/0! | 50.5 | 1 | #DIV/0! | 1 | #DIV/0! | #DIV/0! |  |  | 1
0 | 0 | 0 | 0 |  | 1 | 18:30 | 11968 |  | 1635.7603 | -1130.7153 | -1130.7153 | 3.8529e-126 | 1.4927e-126 | -3.9565e-128 | 0 | -1130.7153 |  | -1681.1064 | #DIV/0! | #DIV/0! | 50.5 | 1 | #DIV/0! | 1 | #DIV/0! | #DIV/0! |  |  | 1
0 | 0 | 0 | 0 |  | 1 | 18:30 | 11972 |  | 1636.151 | -1131.106 | -1131.106 | 3.4676e-126 | 1.3434e-126 | -3.5609e-128 | 0 | -1131.106 |  | -1681.497 | #DIV/0! | #DIV/0! | 50.5 | 1 | #DIV/0! | 1 | #DIV/0! | #DIV/0! |  |  | 1
0 | 0 | 0 | 0 |  | 1 | 18:30 | 11976 |  | 1636.5417 | -1131.4967 | -1131.4967 | 3.1208e-126 | 1.2091e-126 | -3.2048e-128 | 0 | -1131.4967 |  | -1681.8877 | #DIV/0! | #DIV/0! | 50.5 | 1 | #DIV/0! | 1 | #DIV/0! | #DIV/0! |  |  | 1
0 | 0 | 0 | 0 |  | 1 | 18:30 | 11980 |  | 1636.9323 | -1131.8873 | -1131.8873 | 2.8087e-126 | 1.0882e-126 | -2.8843e-128 | 0 | -1131.8873 |  | -1682.2784 | #DIV/0! | #DIV/0! | 50.5 | 1 | #DIV/0! | 1 | #DIV/0! | #DIV/0! |  |  | 1
0 | 0 | 0 | 0 |  | 1 | 18:31 | 11984 |  | 1637.323 | -1132.278 | -1132.278 | 2.5279e-126 | 9.7934e-127 | -2.5959e-128 | 0 | -1132.278 |  | -1682.669 | #DIV/0! | #DIV/0! | 50.5 | 1 | #DIV/0! | 1 | #DIV/0! | #DIV/0! |  |  | 1
0 | 0 | 0 | 0 |  | 1 | 18:31 | 11988 |  | 1637.7137 | -1132.6687 | -1132.6687 | 2.2751e-126 | 8.8141e-127 | -2.3363e-128 | 0 | -1132.6687 |  | -1683.0597 | #DIV/0! | #DIV/0! | 50.5 | 1 | #DIV/0! | 1 | #DIV/0! | #DIV/0! |  |  | 1
0 | 0 | 0 | 0 |  | 1 | 18:31 | 11992 |  | 1638.1043 | -1133.0593 | -1133.0593 | 2.0476e-126 | 7.9327e-127 | -2.1027e-128 | 0 | -1133.0593 |  | -1683.4504 | #DIV/0! | #DIV/0! | 50.5 | 1 | #DIV/0! | 1 | #DIV/0! | #DIV/0! |  |  | 1
0 | 0 | 0 | 0 |  | 1 | 18:31 | 11996 |  | 1638.495 | -1133.45 | -1133.45 | 1.8428e-126 | 7.1394e-127 | -1.8924e-128 | 0 | -1133.45 |  | -1683.841 | #DIV/0! | #DIV/0! | 50.5 | 1 | #DIV/0! | 1 | #DIV/0! | #DIV/0! |  |  | 1
0 | 0 | 0 | 0 |  | 1 | 18:31 | 12000 |  | 1638.8857 | -1133.8407 | -1133.8407 | 1.6585e-126 | 6.4255e-127 | -1.7031e-128 | 0 | -1133.8407 |  | -1684.2317 | #DIV/0! | #DIV/0! | 50.5 | 1 | #DIV/0! | 1 | #DIV/0! | #DIV/0! |  |  | 1
0 | 0 | 0 | 0 |  | 1 | 18:31 | 12004 |  | 1639.2763 | -1134.2313 | -1134.2313 | 1.4927e-126 | 5.7829e-127 | -1.5328e-128 | 0 | -1134.2313 |  | -1684.6224 | #DIV/0! | #DIV/0! | 50.5 | 1 | #DIV/0! | 1 | #DIV/0! | #DIV/0! |  |  | 1
0 | 0 | 0 | 0 |  | 1 | 18:31 | 12008 |  | 1639.667 | -1134.622 | -1134.622 | 1.3434e-126 | 5.2046e-127 | -1.3796e-128 | 0 | -1134.622 |  | -1685.013 | #DIV/0! | #DIV/0! | 50.5 | 1 | #DIV/0! | 1 | #DIV/0! | #DIV/0! |  |  | 1
0 | 0 | 0 | 0 |  | 1 | 18:31 | 12012 |  | 1640.0577 | -1135.0127 | -1135.0127 | 1.2091e-126 | 4.6842e-127 | -1.2416e-128 | 0 | -1135.0127 |  | -1685.4037 | #DIV/0! | #DIV/0! | 50.5 | 1 | #DIV/0! | 1 | #DIV/0! | #DIV/0! |  |  | 1
0 | 0 | 0 | 0 |  | 1 | 18:31 | 12016 |  | 1640.4483 | -1135.4033 | -1135.4033 | 1.0882e-126 | 4.2158e-127 | -1.1174e-128 | 0 | -1135.4033 |  | -1685.7944 | #DIV/0! | #DIV/0! | 50.5 | 1 | #DIV/0! | 1 | #DIV/0! | #DIV/0! |  |  | 1
0 | 0 | 0 | 0 |  | 1 | 18:31 | 12020 |  | 1640.839 | -1135.794 | -1135.794 | 9.7934e-127 | 3.7942e-127 | -1.0057e-128 | 0 | -1135.794 |  | -1686.185 | #DIV/0! | #DIV/0! | 50.5 | 1 | #DIV/0! | 1 | #DIV/0! | #DIV/0! |  |  | 1
0 | 0 | 0 | 0 |  | 1 | 18:31 | 12024 |  | 1641.2297 | -1136.1847 | -1136.1847 | 8.8141e-127 | 3.4148e-127 | -9.0512e-129 | 0 | -1136.1847 |  | -1686.5757 | #DIV/0! | #DIV/0! | 50.5 | 1 | #DIV/0! | 1 | #DIV/0! | #DIV/0! |  |  | 1
0 | 0 | 0 | 0 |  | 1 | 18:31 | 12028 |  | 1641.6203 | -1136.5753 | -1136.5753 | 7.9327e-127 | 3.0733e-127 | -8.1461e-129 | 0 | -1136.5753 |  | -1686.9664 | #DIV/0! | #DIV/0! | 50.5 | 1 | #DIV/0! | 1 | #DIV/0! | #DIV/0! |  |  | 1
0 | 0 | 0 | 0 |  | 1 | 18:31 | 12032 |  | 1642.011 | -1136.966 | -1136.966 | 7.1394e-127 | 2.766e-127 | -7.3315e-129 | 0 | -1136.966 |  | -1687.357 | #DIV/0! | #DIV/0! | 50.5 | 1 | #DIV/0! | 1 | #DIV/0! | #DIV/0! |  |  | 1
0 | 0 | 0 | 0 |  | 1 | 18:31 | 12036 |  | 1642.4017 | -1137.3567 | -1137.3567 | 6.4255e-127 | 2.4894e-127 | -6.5983e-129 | 0 | -1137.3567 |  | -1687.7477 | #DIV/0! | #DIV/0! | 50.5 | 1 | #DIV/0! | 1 | #DIV/0! | #DIV/0! |  |  | 1
0 | 0 | 0 | 0 |  | 1 | 18:31 | 12040 |  | 1642.7923 | -1137.7473 | -1137.7473 | 5.7829e-127 | 2.2404e-127 | -5.9385e-129 | 0 | -1137.7473 |  | -1688.1384 | #DIV/0! | #DIV/0! | 50.5 | 1 | #DIV/0! | 1 | #DIV/0! | #DIV/0! |  |  | 1
0 | 0 | 0 | 0 |  | 1 | 18:32 | 12044 |  | 1643.183 | -1138.138 | -1138.138 | 5.2046e-127 | 2.0164e-127 | -5.3447e-129 | 0 | -1138.138 |  | -1688.529 | #DIV/0! | #DIV/0! | 50.5 | 1 | #DIV/0! | 1 | #DIV/0! | #DIV/0! |  |  | 1
0 | 0 | 0 | 0 |  | 1 | 18:32 | 12048 |  | 1643.5737 | -1138.5287 | -1138.5287 | 4.6842e-127 | 1.8147e-127 | -4.8102e-129 | 0 | -1138.5287 |  | -1688.9197 | #DIV/0! | #DIV/0! | 50.5 | 1 | #DIV/0! | 1 | #DIV/0! | #DIV/0! |  |  | 1
0 | 0 | 0 | 0 |  | 1 | 18:32 | 12052 |  | 1643.9643 | -1138.9193 | -1138.9193 | 4.2158e-127 | 1.6333e-127 | -4.3292e-129 | 0 | -1138.9193 |  | -1689.3104 | #DIV/0! | #DIV/0! | 50.5 | 1 | #DIV/0! | 1 | #DIV/0! | #DIV/0! |  |  | 1
0 | 0 | 0 | 0 |  | 1 | 18:32 | 12056 |  | 1644.355 | -1139.31 | -1139.31 | 3.7942e-127 | 1.4699e-127 | -3.8963e-129 | 0 | -1139.31 |  | -1689.701 | #DIV/0! | #DIV/0! | 50.5 | 1 | #DIV/0! | 1 | #DIV/0! | #DIV/0! |  |  | 1
0 | 0 | 0 | 0 |  | 1 | 18:32 | 12060 |  | 1644.7457 | -1139.7007 | -1139.7007 | 3.4148e-127 | 1.3229e-127 | -3.5066e-129 | 0 | -1139.7007 |  | -1690.0917 | #DIV/0! | #DIV/0! | 50.5 | 1 | #DIV/0! | 1 | #DIV/0! | #DIV/0! |  |  | 1
0 | 0 | 0 | 0 |  | 1 | 18:32 | 12064 |  | 1645.1363 | -1140.0913 | -1140.0913 | 3.0733e-127 | 1.1907e-127 | -3.156e-129 | 0 | -1140.0913 |  | -1690.4824 | #DIV/0! | #DIV/0! | 50.5 | 1 | #DIV/0! | 1 | #DIV/0! | #DIV/0! |  |  | 1
0 | 0 | 0 | 0 |  | 1 | 18:32 | 12068 |  | 1645.527 | -1140.482 | -1140.482 | 2.766e-127 | 1.0716e-127 | -2.8404e-129 | 0 | -1140.482 |  | -1690.873 | #DIV/0! | #DIV/0! | 50.5 | 1 | #DIV/0! | 1 | #DIV/0! | #DIV/0! |  |  | 1
0 | 0 | 0 | 0 |  | 1 | 18:32 | 12072 |  | 1645.9177 | -1140.8727 | -1140.8727 | 2.4894e-127 | 9.6443e-128 | -2.5563e-129 | 0 | -1140.8727 |  | -1691.2637 | #DIV/0! | #DIV/0! | 50.5 | 1 | #DIV/0! | 1 | #DIV/0! | #DIV/0! |  |  | 1
0 | 0 | 0 | 0 |  | 1 | 18:32 | 12076 |  | 1646.3083 | -1141.2633 | -1141.2633 | 2.2404e-127 | 8.6799e-128 | -2.3007e-129 | 0 | -1141.2633 |  | -1691.6544 | #DIV/0! | #DIV/0! | 50.5 | 1 | #DIV/0! | 1 | #DIV/0! | #DIV/0! |  |  | 1
0 | 0 | 0 | 0 |  | 1 | 18:32 | 12080 |  | 1646.699 | -1141.654 | -1141.654 | 2.0164e-127 | 7.8119e-128 | -2.0706e-129 | 0 | -1141.654 |  | -1692.045 | #DIV/0! | #DIV/0! | 50.5 | 1 | #DIV/0! | 1 | #DIV/0! | #DIV/0! |  |  | 1
0 | 0 | 0 | 0 |  | 1 | 18:32 | 12084 |  | 1647.0897 | -1142.0447 | -1142.0447 | 1.8147e-127 | 7.0307e-128 | -1.8636e-129 | 0 | -1142.0447 |  | -1692.4357 | #DIV/0! | #DIV/0! | 50.5 | 1 | #DIV/0! | 1 | #DIV/0! | #DIV/0! |  |  | 1
0 | 0 | 0 | 0 |  | 1 | 18:32 | 12088 |  | 1647.4803 | -1142.4353 | -1142.4353 | 1.6333e-127 | 6.3276e-128 | -1.6772e-129 | 0 | -1142.4353 |  | -1692.8264 | #DIV/0! | #DIV/0! | 50.5 | 1 | #DIV/0! | 1 | #DIV/0! | #DIV/0! |  |  | 1
0 | 0 | 0 | 0 |  | 1 | 18:32 | 12092 |  | 1647.871 | -1142.826 | -1142.826 | 1.4699e-127 | 5.6949e-128 | -1.5095e-129 | 0 | -1142.826 |  | -1693.217 | #DIV/0! | #DIV/0! | 50.5 | 1 | #DIV/0! | 1 | #DIV/0! | #DIV/0! |  |  | 1
0 | 0 | 0 | 0 |  | 1 | 18:32 | 12096 |  | 1648.2617 | -1143.2167 | -1143.2167 | 1.3229e-127 | 5.1254e-128 | -1.3585e-129 | 0 | -1143.2167 |  | -1693.6077 | #DIV/0! | #DIV/0! | 50.5 | 1 | #DIV/0! | 1 | #DIV/0! | #DIV/0! |  |  | 1
0 | 0 | 0 | 0 |  | 1 | 18:32 | 12100 |  | 1648.6523 | -1143.6073 | -1143.6073 | 1.1907e-127 | 4.6128e-128 | -1.2227e-129 | 0 | -1143.6073 |  | -1693.9984 | #DIV/0! | #DIV/0! | 50.5 | 1 | #DIV/0! | 1 | #DIV/0! | #DIV/0! |  |  | 1
0 | 0 | 0 | 0 |  | 1 | 18:33 | 12104 |  | 1649.043 | -1143.998 | -1143.998 | 1.0716e-127 | 4.1516e-128 | -1.1004e-129 | 0 | -1143.998 |  | -1694.389 | #DIV/0! | #DIV/0! | 50.5 | 1 | #DIV/0! | 1 | #DIV/0! | #DIV/0! |  |  | 1
0 | 0 | 0 | 0 |  | 1 | 18:33 | 12108 |  | 1649.4337 | -1144.3887 | -1144.3887 | 9.6443e-128 | 3.7364e-128 | -9.9038e-130 | 0 | -1144.3887 |  | -1694.7797 | #DIV/0! | #DIV/0! | 50.5 | 1 | #DIV/0! | 1 | #DIV/0! | #DIV/0! |  |  | 1
0 | 0 | 0 | 0 |  | 1 | 18:33 | 12112 |  | 1649.8243 | -1144.7793 | -1144.7793 | 8.6799e-128 | 3.3628e-128 | -8.9134e-130 | 0 | -1144.7793 |  | -1695.1704 | #DIV/0! | #DIV/0! | 50.5 | 1 | #DIV/0! | 1 | #DIV/0! | #DIV/0! |  |  | 1
0 | 0 | 0 | 0 |  | 1 | 18:33 | 12116 |  | 1650.215 | -1145.17 | -1145.17 | 7.8119e-128 | 3.0265e-128 | -8.022e-130 | 0 | -1145.17 |  | -1695.561 | #DIV/0! | #DIV/0! | 50.5 | 1 | #DIV/0! | 1 | #DIV/0! | #DIV/0! |  |  | 1
0 | 0 | 0 | 0 |  | 1 | 18:33 | 12120 |  | 1650.6057 | -1145.5607 | -1145.5607 | 7.0307e-128 | 2.7238e-128 | -7.2198e-130 | 0 | -1145.5607 |  | -1695.9517 | #DIV/0! | #DIV/0! | 50.5 | 1 | #DIV/0! | 1 | #DIV/0! | #DIV/0! |  |  | 1
0 | 0 | 0 | 0 |  | 1 | 18:33 | 12124 |  | 1650.9963 | -1145.9513 | -1145.9513 | 6.3276e-128 | 2.4515e-128 | -6.4979e-130 | 0 | -1145.9513 |  | -1696.3424 | #DIV/0! | #DIV/0! | 50.5 | 1 | #DIV/0! | 1 | #DIV/0! | #DIV/0! |  |  | 1
0 | 0 | 0 | 0 |  | 1 | 18:33 | 12128 |  | 1651.387 | -1146.342 | -1146.342 | 5.6949e-128 | 2.2063e-128 | -5.8481e-130 | 0 | -1146.342 |  | -1696.733 | #DIV/0! | #DIV/0! | 50.5 | 1 | #DIV/0! | 1 | #DIV/0! | #DIV/0! |  |  | 1
0 | 0 | 0 | 0 |  | 1 | 18:33 | 12132 |  | 1651.7777 | -1146.7327 | -1146.7327 | 5.1254e-128 | 1.9857e-128 | -5.2633e-130 | 0 | -1146.7327 |  | -1697.1237 | #DIV/0! | #DIV/0! | 50.5 | 1 | #DIV/0! | 1 | #DIV/0! | #DIV/0! |  |  | 1
0 | 0 | 0 | 0 |  | 1 | 18:33 | 12136 |  | 1652.1683 | -1147.1233 | -1147.1233 | 4.6128e-128 | 1.7871e-128 | -4.7369e-130 | 0 | -1147.1233 |  | -1697.5144 | #DIV/0! | #DIV/0! | 50.5 | 1 | #DIV/0! | 1 | #DIV/0! | #DIV/0! |  |  | 1
0 | 0 | 0 | 0 |  | 1 | 18:33 | 12140 |  | 1652.559 | -1147.514 | -1147.514 | 4.1516e-128 | 1.6084e-128 | -4.2632e-130 | 0 | -1147.514 |  | -1697.905 | #DIV/0! | #DIV/0! | 50.5 | 1 | #DIV/0! | 1 | #DIV/0! | #DIV/0! |  |  | 1
0 | 0 | 0 | 0 |  | 1 | 18:33 | 12144 |  | 1652.9497 | -1147.9047 | -1147.9047 | 3.7364e-128 | 1.4476e-128 | -3.8369e-130 | 0 | -1147.9047 |  | -1698.2957 | #DIV/0! | #DIV/0! | 50.5 | 1 | #DIV/0! | 1 | #DIV/0! | #DIV/0! |  |  | 1
0 | 0 | 0 | 0 |  | 1 | 18:33 | 12148 |  | 1653.3403 | -1148.2953 | -1148.2953 | 3.3628e-128 | 1.3028e-128 | -3.4532e-130 | 0 | -1148.2953 |  | -1698.6864 | #DIV/0! | #DIV/0! | 50.5 | 1 | #DIV/0! | 1 | #DIV/0! | #DIV/0! |  |  | 1
0 | 0 | 0 | 0 |  | 1 | 18:33 | 12152 |  | 1653.731 | -1148.686 | -1148.686 | 3.0265e-128 | 1.1725e-128 | -3.1079e-130 | 0 | -1148.686 |  | -1699.077 | #DIV/0! | #DIV/0! | 50.5 | 1 | #DIV/0! | 1 | #DIV/0! | #DIV/0! |  |  | 1
0 | 0 | 0 | 0 |  | 1 | 18:33 | 12156 |  | 1654.1217 | -1149.0767 | -1149.0767 | 2.7238e-128 | 1.0553e-128 | -2.7971e-130 | 0 | -1149.0767 |  | -1699.4677 | #DIV/0! | #DIV/0! | 50.5 | 1 | #DIV/0! | 1 | #DIV/0! | #DIV/0! |  |  | 1
0 | 0 | 0 | 0 |  | 1 | 18:33 | 12160 |  | 1654.5123 | -1149.4673 | -1149.4673 | 2.4515e-128 | 9.4974e-129 | -2.5174e-130 | 0 | -1149.4673 |  | -1699.8584 | #DIV/0! | #DIV/0! | 50.5 | 1 | #DIV/0! | 1 | #DIV/0! | #DIV/0! |  |  | 1
0 | 0 | 0 | 0 |  | 1 | 18:34 | 12164 |  | 1654.903 | -1149.858 | -1149.858 | 2.2063e-128 | 8.5477e-129 | -2.2657e-130 | 0 | -1149.858 |  | -1700.249 | #DIV/0! | #DIV/0! | 50.5 | 1 | #DIV/0! | 1 | #DIV/0! | #DIV/0! |  |  | 1
0 | 0 | 0 | 0 |  | 1 | 18:34 | 12168 |  | 1655.2937 | -1150.2487 | -1150.2487 | 1.9857e-128 | 7.6929e-129 | -2.0391e-130 | 0 | -1150.2487 |  | -1700.6397 | #DIV/0! | #DIV/0! | 50.5 | 1 | #DIV/0! | 1 | #DIV/0! | #DIV/0! |  |  | 1
0 | 0 | 0 | 0 |  | 1 | 18:34 | 12172 |  | 1655.6843 | -1150.6393 | -1150.6393 | 1.7871e-128 | 6.9236e-129 | -1.8352e-130 | 0 | -1150.6393 |  | -1701.0304 | #DIV/0! | #DIV/0! | 50.5 | 1 | #DIV/0! | 1 | #DIV/0! | #DIV/0! |  |  | 1
0 | 0 | 0 | 0 |  | 1 | 18:34 | 12176 |  | 1656.075 | -1151.03 | -1151.03 | 1.6084e-128 | 6.2313e-129 | -1.6517e-130 | 0 | -1151.03 |  | -1701.421 | #DIV/0! | #DIV/0! | 50.5 | 1 | #DIV/0! | 1 | #DIV/0! | #DIV/0! |  |  | 1
0 | 0 | 0 | 0 |  | 1 | 18:34 | 12180 |  | 1656.4657 | -1151.4207 | -1151.4207 | 1.4476e-128 | 5.6081e-129 | -1.4865e-130 | 0 | -1151.4207 |  | -1701.8117 | #DIV/0! | #DIV/0! | 50.5 | 1 | #DIV/0! | 1 | #DIV/0! | #DIV/0! |  |  | 1
0 | 0 | 0 | 0 |  | 1 | 18:34 | 12184 |  | 1656.8563 | -1151.8113 | -1151.8113 | 1.3028e-128 | 5.0473e-129 | -1.3379e-130 | 0 | -1151.8113 |  | -1702.2024 | #DIV/0! | #DIV/0! | 50.5 | 1 | #DIV/0! | 1 | #DIV/0! | #DIV/0! |  |  | 1
0 | 0 | 0 | 0 |  | 1 | 18:34 | 12188 |  | 1657.247 | -1152.202 | -1152.202 | 1.1725e-128 | 4.5426e-129 | -1.2041e-130 | 0 | -1152.202 |  | -1702.593 | #DIV/0! | #DIV/0! | 50.5 | 1 | #DIV/0! | 1 | #DIV/0! | #DIV/0! |  |  | 1
0 | 0 | 0 | 0 |  | 1 | 18:34 | 12192 |  | 1657.6377 | -1152.5927 | -1152.5927 | 1.0553e-128 | 4.0883e-129 | -1.0837e-130 | 0 | -1152.5927 |  | -1702.9837 | #DIV/0! | #DIV/0! | 50.5 | 1 | #DIV/0! | 1 | #DIV/0! | #DIV/0! |  |  | 1
0 | 0 | 0 | 0 |  | 1 | 18:34 | 12196 |  | 1658.0283 | -1152.9833 | -1152.9833 | 9.4974e-129 | 3.6795e-129 | -9.7529e-131 | 0 | -1152.9833 |  | -1703.3744 | #DIV/0! | #DIV/0! | 50.5 | 1 | #DIV/0! | 1 | #DIV/0! | #DIV/0! |  |  | 1
0 | 0 | 0 | 0 |  | 1 | 18:34 | 12200 |  | 1658.419 | -1153.374 | -1153.374 | 8.5477e-129 | 3.3115e-129 | -8.7776e-131 | 0 | -1153.374 |  | -1703.765 | #DIV/0! | #DIV/0! | 50.5 | 1 | #DIV/0! | 1 | #DIV/0! | #DIV/0! |  |  | 1
0 | 0 | 0 | 0 |  | 1 | 18:34 | 12204 |  | 1658.8097 | -1153.7647 | -1153.7647 | 7.6929e-129 | 2.9804e-129 | -7.8999e-131 | 0 | -1153.7647 |  | -1704.1557 | #DIV/0! | #DIV/0! | 50.5 | 1 | #DIV/0! | 1 | #DIV/0! | #DIV/0! |  |  | 1
0 | 0 | 0 | 0 |  | 1 | 18:34 | 12208 |  | 1659.2003 | -1154.1553 | -1154.1553 | 6.9236e-129 | 2.6824e-129 | -7.1099e-131 | 0 | -1154.1553 |  | -1704.5464 | #DIV/0! | #DIV/0! | 50.5 | 1 | #DIV/0! | 1 | #DIV/0! | #DIV/0! |  |  | 1
0 | 0 | 0 | 0 |  | 1 | 18:34 | 12212 |  | 1659.591 | -1154.546 | -1154.546 | 6.2313e-129 | 2.4141e-129 | -6.3989e-131 | 0 | -1154.546 |  | -1704.937 | #DIV/0! | #DIV/0! | 50.5 | 1 | #DIV/0! | 1 | #DIV/0! | #DIV/0! |  |  | 1
0 | 0 | 0 | 0 |  | 1 | 18:34 | 12216 |  | 1659.9817 | -1154.9367 | -1154.9367 | 5.6081e-129 | 2.1727e-129 | -5.759e-131 | 0 | -1154.9367 |  | -1705.3277 | #DIV/0! | #DIV/0! | 50.5 | 1 | #DIV/0! | 1 | #DIV/0! | #DIV/0! |  |  | 1
0 | 0 | 0 | 0 |  | 1 | 18:34 | 12220 |  | 1660.3723 | -1155.3273 | -1155.3273 | 5.0473e-129 | 1.9554e-129 | -5.1831e-131 | 0 | -1155.3273 |  | -1705.7184 | #DIV/0! | #DIV/0! | 50.5 | 1 | #DIV/0! | 1 | #DIV/0! | #DIV/0! |  |  | 1
0 | 0 | 0 | 0 |  | 1 | 18:35 | 12224 |  | 1660.763 | -1155.718 | -1155.718 | 4.5426e-129 | 1.7599e-129 | -4.6648e-131 | 0 | -1155.718 |  | -1706.109 | #DIV/0! | #DIV/0! | 50.5 | 1 | #DIV/0! | 1 | #DIV/0! | #DIV/0! |  |  | 1
0 | 0 | 0 | 0 |  | 1 | 18:35 | 12228 |  | 1661.1537 | -1156.1087 | -1156.1087 | 4.0883e-129 | 1.5839e-129 | -4.1983e-131 | 0 | -1156.1087 |  | -1706.4997 | #DIV/0! | #DIV/0! | 50.5 | 1 | #DIV/0! | 1 | #DIV/0! | #DIV/0! |  |  | 1
0 | 0 | 0 | 0 |  | 1 | 18:35 | 12232 |  | 1661.5443 | -1156.4993 | -1156.4993 | 3.6795e-129 | 1.4255e-129 | -3.7785e-131 | 0 | -1156.4993 |  | -1706.8904 | #DIV/0! | #DIV/0! | 50.5 | 1 | #DIV/0! | 1 | #DIV/0! | #DIV/0! |  |  | 1
0 | 0 | 0 | 0 |  | 1 | 18:35 | 12236 |  | 1661.935 | -1156.89 | -1156.89 | 3.3115e-129 | 1.283e-129 | -3.4006e-131 | 0 | -1156.89 |  | -1707.281 | #DIV/0! | #DIV/0! | 50.5 | 1 | #DIV/0! | 1 | #DIV/0! | #DIV/0! |  |  | 1
0 | 0 | 0 | 0 |  | 1 | 18:35 | 12240 |  | 1662.3257 | -1157.2807 | -1157.2807 | 2.9804e-129 | 1.1547e-129 | -3.0606e-131 | 0 | -1157.2807 |  | -1707.6717 | #DIV/0! | #DIV/0! | 50.5 | 1 | #DIV/0! | 1 | #DIV/0! | #DIV/0! |  |  | 1
0 | 0 | 0 | 0 |  | 1 | 18:35 | 12244 |  | 1662.7163 | -1157.6713 | -1157.6713 | 2.6824e-129 | 1.0392e-129 | -2.7545e-131 | 0 | -1157.6713 |  | -1708.0624 | #DIV/0! | #DIV/0! | 50.5 | 1 | #DIV/0! | 1 | #DIV/0! | #DIV/0! |  |  | 1
0 | 0 | 0 | 0 |  | 1 | 18:35 | 12248 |  | 1663.107 | -1158.062 | -1158.062 | 2.4141e-129 | 9.3528e-130 | -2.4791e-131 | 0 | -1158.062 |  | -1708.453 | #DIV/0! | #DIV/0! | 50.5 | 1 | #DIV/0! | 1 | #DIV/0! | #DIV/0! |  |  | 1
0 | 0 | 0 | 0 |  | 1 | 18:35 | 12252 |  | 1663.4977 | -1158.4527 | -1158.4527 | 2.1727e-129 | 8.4175e-130 | -2.2312e-131 | 0 | -1158.4527 |  | -1708.8437 | #DIV/0! | #DIV/0! | 50.5 | 1 | #DIV/0! | 1 | #DIV/0! | #DIV/0! |  |  | 1
0 | 0 | 0 | 0 |  | 1 | 18:35 | 12256 |  | 1663.8883 | -1158.8433 | -1158.8433 | 1.9554e-129 | 7.5758e-130 | -2.008e-131 | 0 | -1158.8433 |  | -1709.2344 | #DIV/0! | #DIV/0! | 50.5 | 1 | #DIV/0! | 1 | #DIV/0! | #DIV/0! |  |  | 1
0 | 0 | 0 | 0 |  | 1 | 18:35 | 12260 |  | 1664.279 | -1159.234 | -1159.234 | 1.7599e-129 | 6.8182e-130 | -1.8072e-131 | 0 | -1159.234 |  | -1709.625 | #DIV/0! | #DIV/0! | 50.5 | 1 | #DIV/0! | 1 | #DIV/0! | #DIV/0! |  |  | 1
0 | 0 | 0 | 0 |  | 1 | 18:35 | 12264 |  | 1664.6697 | -1159.6247 | -1159.6247 | 1.5839e-129 | 6.1364e-130 | -1.6265e-131 | 0 | -1159.6247 |  | -1710.0157 | #DIV/0! | #DIV/0! | 50.5 | 1 | #DIV/0! | 1 | #DIV/0! | #DIV/0! |  |  | 1
0 | 0 | 0 | 0 |  | 1 | 18:35 | 12268 |  | 1665.0603 | -1160.0153 | -1160.0153 | 1.4255e-129 | 5.5227e-130 | -1.4639e-131 | 0 | -1160.0153 |  | -1710.4064 | #DIV/0! | #DIV/0! | 50.5 | 1 | #DIV/0! | 1 | #DIV/0! | #DIV/0! |  |  | 1
0 | 0 | 0 | 0 |  | 1 | 18:35 | 12272 |  | 1665.451 | -1160.406 | -1160.406 | 1.283e-129 | 4.9705e-130 | -1.3175e-131 | 0 | -1160.406 |  | -1710.797 | #DIV/0! | #DIV/0! | 50.5 | 1 | #DIV/0! | 1 | #DIV/0! | #DIV/0! |  |  | 1