## List of worksheets
List of worksheets | Description
Network option
Fast Change DN_MW | Fast change scenario, Do Nothing, MW capacity of installed generation
Fast Change DN_GWh | Fast change scenario, Do Nothing, total energy generation in GWh
Fast Change Upgrade Both_MW | Fast change scenario, network upgrades in the Western Vic and Murray River REZs, MW capacity of installed generation
Fast Change Upgrade Both_GWh | Fast change scenario, network upgrades in the Western Vic and Murray River REZs, total energy generation in GWh
Fast Change Wvic_MW | Fast change scenario, network upgrades in the Western Vic REZ, MW capacity of installed generation
Fast Change Wvic_GWh | Fast change scenario, network upgrades in the Western Vic REZ, total energy generation in GWh
Neutral DN_MW | Neutral scenario, Do Nothing, MW capacity of installed generation
Neutral DN_GWh | Neutral scenario, Do Nothing, total energy generation in GWh
Neutral Upgrade Both_MW | Neutral scenario, network upgrades in the Western Vic and Murray River REZs, MW capacity of installed generation
Neutral Upgrade Both_GWh | Neutral scenario, network upgrades in the Western Vic and Murray River REZs, total energy generation in GWh
Neutral Wvic_MW | Neutral scenario, network upgrades in the Western Vic REZ, MW capacity of installed generation
Neutral Wvic_GWh | Neutral scenario, network upgrades in the Western Vic REZ, total energy generation in GWh
Neutralws DN_MW | Neutral with storage initiatives scenario, Do Nothing, MW capacity of installed generation
Neutralws DN_GWh | Neutral with storage initiatives scenario, Do Nothing, total energy generation in GWh
Neutralws Upgrade Both_MW | Neutral with storage initiatives scenario, network upgrades in the Western Vic and Murray River REZs, MW capacity of installed generation
Neutralws Upgrade Both_GWh | Neutral with storage initiatives scenario, network upgrades in the Western Vic and Murray River REZs, total energy generation in GWh
Neutralws Wvic_MW | Neutral with storage initiatives scenario, network upgrades in the Western Vic REZ, MW capacity of installed generation
Neutralws Wvic_GWh | Neutral with storage initiatives scenario, network upgrades in the Western Vic REZ, total energy generation in GWh
Slow Change DN_MW | Slow change scenario, Do Nothing, MW capacity of installed generation
Slow Change DN_GWh | Slow change scenario, Do Nothing, total energy generation in GWh
Slow Change Upgrade Both_MW | Slow change scenario, network upgrades in the Western Vic and Murray River REZs, MW capacity of installed generation
Slow Change Upgrade Both_GWh | Slow change scenario, network upgrades in the Western Vic and Murray River REZs, total energy generation in GWh
Slow Change Wvic_MW | Slow change scenario, network upgrades in the Western Vic REZ, MW capacity of installed generation
Slow Change Wvic_GWh | Slow change scenario, network upgrades in the Western Vic REZ, total energy generation in GWh
Non-network option
Neutral NonNetwork_MW | Neutral scenario, non-network option, MW capacity of installed generation
Neutral NonNetwork_GWh | Neutral scenario, non-network option, total energy generation in GWh
Neutralws NonNetwork_MW | Neutral with storage initiatives scenario, non-network option, MW capacity of installed generation
Neutralws NonNetwork_GWh | Neutral with storage initiatives scenario, non-network option, total energy generation in GWh
Fast Change NonNetwork_MW | Fast change scenario, non-network option, MW capacity of installed generation
Fast Change NonNetwork_GWh | Fast change scenario, non-network option, total energy generation in GWh
Slow Change NonNetwork_MW | Slow change scenario, non-network option, MW capacity of installed generation
Slow Change NonNetwork_GWh | Slow change scenario, non-network option, total energy generation in GWh

## Fast Change DN_MW
Total NEM Installed Capacity by Technology (MW)
Region | Technology | 2018-19 | 2019-20 | 2020-21 | 2021-22 | 2022-23 | 2023-24 | 2024-25 | 2025-26 | 2026-27 | 2027-28 | 2028-29 | 2029-30 | 2030-31 | 2031-32 | 2032-33
NEM | Black coal |  | 18219 | 18219 | 18219 | 16419 | 16419 | 16419 | 16419 | 15689 | 15689 | 14369 | 12689 | 12689 | 12689
| Brown coal |  | 4808 | 4808 | 4808 | 4808 | 4808 | 4808 | 4808 | 4808 | 3718 | 3718 | 3718 | 3718 | 3718
| Hydro |  | 7185.1 | 7185.1 | 7185.1 | 7185.1 | 7185.1 | 7185.1 | 7185.1 | 7185.1 | 7185.1 | 7185.1 | 7185.1 | 7185.1 | 7185.1
| CCGT |  | 4156 | 4156 | 4156 | 4156 | 4156 | 2694 | 2694 | 2694 | 2694 | 2694 | 2694 | 2694 | 2184
| OCGT |  | 6219.1 | 6558.1705 | 6399.4444 | 7149.4444 | 7149.4444 | 7149.4444 | 8664.1899 | 9106.3579 | 9913.3514 | 9913.3514 | 10663.3514 | 10663.3514 | 10663.3514
| Wind |  | 7412 | 7882 | 8238 | 8738 | 9738 | 10388 | 10338 | 10527.8159 | 10735.1351 | 11179.9299 | 11450.5272 | 11450.5272 | 11512.6916
| Solar |  | 2392.4 | 2392.4 | 2542.4 | 2542.4 | 2542.4 | 3900.7463 | 4905.0595 | 5773.5968 | 6571.7172 | 7720.7448 | 9425.0586 | 9815.8953 | 10922.0581
| Liquid fuel |  | 772.7 | 772.7 | 738.7 | 738.7 | 738.7 | 738.7 | 738.7 | 738.7 | 738.7 | 738.7 | 738.7 | 738.7 | 738.7
| Pumped Hydro |  | 740 | 740 | 740 | 740 | 740 | 740 | 740 | 793.8443 | 874.1656 | 2430.9414 | 3201.995 | 3603.9656 | 4413.0957
| Large-scale storage |  | 106.4 | 206.4 | 206.4 | 206.4 | 206.4 | 206.4 | 206.4 | 206.4 | 206.4 | 206.4 | 206.4 | 206.4 | 206.4
| Distributed storage |  | 13.38 | 29.82 | 49.92 | 72.98 | 98.2 | 125.3 | 153.42 | 182.54 | 212.27 | 242.47 | 273.19 | 302.88 | 331
Region | Technology | 2018-19 | 2019-20 | 2020-21 | 2021-22 | 2022-23 | 2023-24 | 2024-25 | 2025-26 | 2026-27 | 2027-28 | 2028-29 | 2029-30 | 2030-31 | 2031-32 | 2032-33
NSW | Black coal |  | 10040 | 10040 | 10040 | 8240 | 8240 | 8240 | 8240 | 8240 | 8240 | 6920 | 6920 | 6920 | 6920
| Brown coal |  | 0 | 0 | 0 | 0 | 0 | 0 | 0 | 0 | 0 | 0 | 0 | 0 | 0
| Hydro |  | 2622 | 2622 | 2622 | 2622 | 2622 | 2622 | 2622 | 2622 | 2622 | 2622 | 2622 | 2622 | 2622
| CCGT |  | 618 | 618 | 618 | 618 | 618 | 618 | 618 | 618 | 618 | 618 | 618 | 618 | 618
| OCGT |  | 1388 | 1388 | 1388 | 2138 | 2138 | 2138 | 2138 | 2138 | 2138 | 2138 | 2888 | 2888 | 2888
| Wind |  | 1500 | 1500 | 1500 | 1500 | 1500 | 1500 | 1500 | 1500 | 1500 | 1500 | 1500 | 1500 | 1500
| Solar |  | 445.9 | 445.9 | 595.9 | 595.9 | 595.9 | 595.9 | 595.9 | 595.9 | 595.9 | 595.9 | 753.1154 | 1095.9 | 1798.997
| Liquid fuel |  | 50 | 50 | 50 | 50 | 50 | 50 | 50 | 50 | 50 | 50 | 50 | 50 | 50
| Pumped Hydro |  | 240 | 240 | 240 | 240 | 240 | 240 | 240 | 240 | 240 | 678.1132 | 678.1132 | 739.6592 | 1307.2782
| Large-scale storage |  | 0 | 0 | 0 | 0 | 0 | 0 | 0 | 0 | 0 | 0 | 0 | 0 | 0
| Distributed storage |  | 5.59 | 12.46 | 21.31 | 31.74 | 43.57 | 56.44 | 69.91 | 83.91 | 98.23 | 112.73 | 127.42 | 140.9 | 152.74
QLD | Black coal |  | 8179 | 8179 | 8179 | 8179 | 8179 | 8179 | 8179 | 7449 | 7449 | 7449 | 5769 | 5769 | 5769
| Brown coal |  | 0 | 0 | 0 | 0 | 0 | 0 | 0 | 0 | 0 | 0 | 0 | 0 | 0
| Hydro |  | 152.4 | 152.4 | 152.4 | 152.4 | 152.4 | 152.4 | 152.4 | 152.4 | 152.4 | 152.4 | 152.4 | 152.4 | 152.4
| CCGT |  | 1565 | 1565 | 1565 | 1565 | 1565 | 1565 | 1565 | 1565 | 1565 | 1565 | 1565 | 1565 | 1565
| OCGT |  | 1474 | 1474 | 1474 | 1474 | 1474 | 1474 | 1474 | 1474 | 1474 | 1474 | 1474 | 1474 | 1474
| Wind |  | 676 | 676 | 676 | 676 | 676 | 676 | 676 | 865.8159 | 1073.1351 | 1366.658 | 1457.6604 | 1457.6604 | 1457.6604
| Solar |  | 1224.5 | 1224.5 | 1224.5 | 1224.5 | 1224.5 | 2077.8463 | 3082.1595 | 3950.6968 | 4748.8172 | 5676.5373 | 6522.9953 | 6522.9953 | 6522.9953
| Liquid fuel |  | 457.5 | 457.5 | 423.5 | 423.5 | 423.5 | 423.5 | 423.5 | 423.5 | 423.5 | 423.5 | 423.5 | 423.5 | 423.5
| Pumped Hydro |  | 500 | 500 | 500 | 500 | 500 | 500 | 500 | 500 | 500 | 733.2296 | 1504.2832 | 1504.2832 | 1504.2832
| Large-scale storage |  | 1.4 | 101.4 | 101.4 | 101.4 | 101.4 | 101.4 | 101.4 | 101.4 | 101.4 | 101.4 | 101.4 | 101.4 | 101.4
| Distributed storage |  | 3.04 | 6.87 | 11.52 | 16.75 | 22.28 | 28.06 | 33.93 | 39.97 | 46.16 | 52.48 | 58.9 | 65.39 | 71.95
SA | Black coal |  | 0 | 0 | 0 | 0 | 0 | 0 | 0 | 0 | 0 | 0 | 0 | 0 | 0
SA | Brown coal |  | 0 | 0 | 0 | 0 | 0 | 0 | 0 | 0 | 0 | 0 | 0 | 0 | 0
SA | Hydro |  | 0 | 0 | 0 | 0 | 0 | 0 | 0 | 0 | 0 | 0 | 0 | 0 | 0
SA | CCGT |  | 1462 | 1462 | 1462 | 1462 | 1462 | 0 | 0 | 0 | 0 | 0 | 0 | 0 | 0
SA | OCGT |  | 1209.1 | 1209.1 | 969.1 | 969.1 | 969.1 | 969.1 | 1228.7948 | 1228.7948 | 1228.7948 | 1228.7948 | 1228.7948 | 1228.7948 | 1228.7948
SA | Wind |  | 2052 | 2052 | 2052 | 2052 | 2052 | 2052 | 2052 | 2052 | 2052 | 2052 | 2052 | 2052 | 2052
SA | Solar |  | 320 | 320 | 320 | 320 | 320 | 320 | 320 | 320 | 320 | 541.3075 | 1241.9479 | 1290 | 1693.0658
SA | Liquid fuel |  | 265.2 | 265.2 | 265.2 | 265.2 | 265.2 | 265.2 | 265.2 | 265.2 | 265.2 | 265.2 | 265.2 | 265.2 | 265.2
SA | Pumped Hydro |  | 0 | 0 | 0 | 0 | 0 | 0 | 0 | 53.8443 | 134.1656 | 742.5262 | 742.5262 | 1019.6441 | 1251.9378
SA | Large-scale storage |  | 30 | 30 | 30 | 30 | 30 | 30 | 30 | 30 | 30 | 30 | 30 | 30 | 30
SA | Distributed storage |  | 1.04 | 2.36 | 4.06 | 6.08 | 8.37 | 10.93 | 13.7 | 16.62 | 19.68 | 22.86 | 26.14 | 29.42 | 32.59
TAS | Black coal |  | 0 | 0 | 0 | 0 | 0 | 0 | 0 | 0 | 0 | 0 | 0 | 0 | 0
TAS | Brown coal |  | 0 | 0 | 0 | 0 | 0 | 0 | 0 | 0 | 0 | 0 | 0 | 0 | 0
TAS | Hydro |  | 2191.7 | 2191.7 | 2191.7 | 2191.7 | 2191.7 | 2191.7 | 2191.7 | 2191.7 | 2191.7 | 2191.7 | 2191.7 | 2191.7 | 2191.7
TAS | CCGT | bar: 2019-20 to 2031-32
TAS | OCGT |  | 163 | 163 | 163 | 163 | 163 | 163 | 163 | 163 | 163 | 163 | 163 | 163 | 163
TAS | Wind |  | 420 | 420 | 420 | 420 | 420 | 420 | 420 | 420 | 420 | 571.2719 | 750.8669 | 750.8669 | 813.0312
TAS | Solar |  | 0 | 0 | 0 | 0 | 0 | 0 | 0 | 0 | 0 | 0 | 0 | 0 | 0
TAS | Liquid fuel |  | 0 | 0 | 0 | 0 | 0 | 0 | 0 | 0 | 0 | 0 | 0 | 0 | 0
TAS | Pumped Hydro |  | 0 | 0 | 0 | 0 | 0 | 0 | 0 | 0 | 0 | 0 | 0 | 0 | 0
TAS | Large-scale storage |  | 0 | 0 | 0 | 0 | 0 | 0 | 0 | 0 | 0 | 0 | 0 | 0 | 0
TAS | Distributed storage |  | 0.25 | 0.53 | 0.88 | 1.31 | 1.65 | 1.94 | 2.16 | 2.37 | 2.56 | 2.72 | 2.88 | 3.04 | 3.19
VIC | Black coal |  | 0 | 0 | 0 | 0 | 0 | 0 | 0 | 0 | 0 | 0 | 0 | 0 | 0
VIC | Brown coal |  | 4808 | 4808 | 4808 | 4808 | 4808 | 4808 | 4808 | 4808 | 3718 | 3718 | 3718 | 3718 | 3718
VIC | Hydro |  | 2219 | 2219 | 2219 | 2219 | 2219 | 2219 | 2219 | 2219 | 2219 | 2219 | 2219 | 2219 | 2219
VIC | CCGT |  | 510 | 510 | 510 | 510 | 510 | 510 | 510 | 510 | 510 | 510 | 510 | 510 | 0
VIC | OCGT |  | 1985 | 2324.0705 | 2405.3444 | 2405.3444 | 2405.3444 | 2405.3444 | 3660.3951 | 4102.5631 | 4909.5565 | 4909.5565 | 4909.5565 | 4909.5565 | 4909.5565
VIC | Wind |  | 2764 | 3234 | 3590 | 4090 | 5090 | 5740 | 5690 | 5690 | 5690 | 5690 | 5690 | 5690 | 5690
VIC | Solar |  | 402 | 402 | 402 | 402 | 402 | 907 | 907 | 907 | 907 | 907 | 907 | 907 | 907
VIC | Liquid fuel |  | 0 | 0 | 0 | 0 | 0 | 0 | 0 | 0 | 0 | 0 | 0 | 0 | 0
VIC | Pumped Hydro |  | 0 | 0 | 0 | 0 | 0 | 0 | 0 | 0 | 0 | 277.0724 | 277.0724 | 340.3791 | 349.5965
VIC | Large-scale storage |  | 75 | 75 | 75 | 75 | 75 | 75 | 75 | 75 | 75 | 75 | 75 | 75 | 75
VIC | Distributed storage |  | 3.46 | 7.6 | 12.15 | 17.1 | 22.33 | 27.93 | 33.72 | 39.67 | 45.64 | 51.68 | 57.85 | 64.13 | 70.53
Vic Renewable Energy Zone breakdown (MW)
Region | Technology | 2018-19 | 2019-20 | 2020-21 | 2021-22 | 2022-23 | 2023-24 | 2024-25 | 2025-26 | 2026-27 | 2027-28 | 2028-29 | 2029-30 | 2030-31 | 2031-32 | 2032-33
VIC | Murray River, Solar |  | 402 | 402 | 402 | 402 | 402 | 907 | 907 | 907 | 907 | 907 | 907 | 907 | 907
VIC | Gippsland, Wind |  | 107 | 107 | 107 | 107 | 107 | 107 | 107 | 107 | 107 | 107 | 107 | 107 | 107
VIC | Moyne, Wind |  | 1398 | 1398 | 1548 | 2048 | 3048 | 3698 | 3648 | 3648 | 3648 | 3648 | 3648 | 3648 | 3648
VIC | Western Victoria, Wind |  | 1259 | 1729 | 1935 | 1935 | 1935 | 1935 | 1935 | 1935 | 1935 | 1935 | 1935 | 1935 | 1935
VIC
VIC
VIC
VIC
VIC

## Fast Change DN_GWh
Total NEM Generated Energy by Technology (GWh)
Region | Technology | 2018-19 | 2019-20 | 2020-21 | 2021-22 | 2022-23 | 2023-24 | 2024-25 | 2025-26 | 2026-27 | 2027-28 | 2028-29 | 2029-30 | 2030-31 | 2031-32 | 2032-33
NEM | Black coal |  | 104338.0241 | 104064.8399 | 105652.6488 | 103897.5736 | 102690.3339 | 99300.6286 | 98384.0464 | 97369.3053 | 98413.9033 | 91109.1126 | 82527.0726 | 80364.9899 | 80757.1214
| Brown coal |  | 32264.1674 | 32059.3871 | 29732.4059 | 29428.1753 | 30796.6332 | 30320.6497 | 27477.9191 | 30412.7988 | 22479.6661 | 22574.5338 | 24216.4668 | 24288.6796 | 22138.3633
| Hydro |  | 15592.6989 | 15556.166 | 16547.0327 | 16052.5879 | 16121.5251 | 16232.4505 | 16421.7723 | 16643.1115 | 16802.937 | 15970.1322 | 16349.9955 | 16438.2175 | 16490.1473
| CCGT |  | 6044.1271 | 6039.6847 | 7038.3461 | 9543.1145 | 8201.9636 | 6311.2088 | 7562.3155 | 6954.0734 | 9090.0364 | 10439.4048 | 11680.3202 | 12294.1009 | 12448.4465
| OCGT |  | 914.0005 | 963.7294 | 1128.4036 | 1710.0674 | 976.9536 | 3992.655 | 4921.0687 | 4036.0286 | 7673.795 | 11880.0613 | 14320.2093 | 17105.301 | 18772.0594
| Wind |  | 21600.1599 | 22742.8568 | 23359.0059 | 25027.8441 | 27930.6388 | 29240.3837 | 29484.7433 | 30004.3087 | 31085.2196 | 32659.9954 | 33847.3248 | 34108.9232 | 34363.8165
| Solar |  | 6254.7334 | 6256.5112 | 6697.3502 | 6678.0336 | 6693.3695 | 10255.7392 | 12925.1017 | 15217.0548 | 17064.4903 | 19436.0011 | 24448.8529 | 25679.0386 | 28425.9174
| Liquid fuel |  | 0.45413 | 0 | 0 | 0.14807 | 0.13068 | 5.0042 | 2.4541 | 4.7384 | 0.93489 | 0.099 | 0.26618 | 9.4068 | 12.9698
| Pumped Hydro |  | 140.5078 | 135.6603 | 512.0008 | 816.5229 | 774.7317 | 1040.5677 | 1131.874 | 1286.7727 | 1415.3593 | 3375.4674 | 5347.6389 | 5952.1182 | 7296.6716
| Large-scale storage |  | 89.8827 | 152.0769 | 186.2876 | 197.3637 | 213.3768 | 206.4606 | 194.4499 | 199.6801 | 192.7606 | 201.3814 | 198.4617 | 195.3943 | 197.9767
| Distributed storage |  | 7.4229 | 15.8886 | 40.3983 | 67.7808 | 92.0531 | 112.8313 | 128.1763 | 148.7478 | 161.785 | 169.2657 | 189.5508 | 210.623 | 235.2013
Region | Technology | 2018-19 | 2019-20 | 2020-21 | 2021-22 | 2022-23 | 2023-24 | 2024-25 | 2025-26 | 2026-27 | 2027-28 | 2028-29 | 2029-30 | 2030-31 | 2031-32 | 2032-33
NSW | Black coal |  | 60067.726 | 59681.136 | 56394.6465 | 50850.3978 | 49957.5207 | 46457.71 | 50364.5916 | 53418.9048 | 54697.1229 | 46819.9605 | 46584.3664 | 46614.1178 | 46825.8716
| Brown coal |  | 0 | 0 | 0 | 0 | 0 | 0 | 0 | 0 | 0 | 0 | 0 | 0 | 0
| Hydro |  | 3150.7715 | 3180.3024 | 3468.6354 | 3736.3675 | 3613.4173 | 3903.88 | 4111.8428 | 4322.3067 | 4423.744 | 3619.7012 | 3996.2072 | 4105.3929 | 4145.3084
| CCGT |  | 51.0746 | 81.6788 | 462.0925 | 1298.2985 | 947.1796 | 2151.089 | 2066.2618 | 1615.452 | 2304.3391 | 3366.7467 | 3454.7474 | 3486.8866 | 3545.4167
| OCGT |  | 14.3965 | 34.5548 | 190.8956 | 660.0264 | 384.2341 | 1843.9817 | 1563.5778 | 1203.8008 | 1841.6351 | 4252.2489 | 6547.0262 | 7096.6368 | 7154.2379
| Wind |  | 4269.3333 | 4266.6066 | 4220.2752 | 4313.7034 | 4287.6395 | 4205.737 | 4263.4893 | 4264.5422 | 4251.2714 | 4241.1016 | 4204.9829 | 4255.5954 | 4277.5749
| Solar |  | 1095.4548 | 1095.9004 | 1525.4185 | 1514.5994 | 1519.9746 | 1519.5416 | 1513.2512 | 1514.883 | 1529.1747 | 1524.5904 | 1927.5721 | 2943.9433 | 4765.2634
| Liquid fuel |  | 0 | 0 | 0 | 0.14807 | 0.13068 | 0.19206 | 0.3465 | 0.297 | 0.0495 | 0.099 | 0.22374 | 0.88746 | 0.88796
| Pumped Hydro |  | 44.5078 | 39.5189 | 120.3029 | 162.4587 | 173.4711 | 172.3492 | 192.0648 | 231.9151 | 207.8336 | 661.5579 | 769.2534 | 914.7097 | 1833.3455
| Large-scale storage |  | 0 | 0 | 0 | 0 | 0 | 0 | 0 | 0 | 0 | 0 | 0 | 0 | 0
| Distributed storage |  | 2.5182 | 5.3133 | 16.6687 | 30.0694 | 40.8698 | 51.5625 | 59.6987 | 68.4079 | 76.9213 | 77.54 | 84.405 | 95.979 | 107.4223
QLD | Black coal |  | 44270.298 | 44383.7039 | 49258.0023 | 53047.1757 | 52732.8132 | 52842.9186 | 48019.4548 | 43950.4005 | 43716.7805 | 44289.152 | 35942.7062 | 33750.8721 | 33931.2498
| Brown coal |  | 0 | 0 | 0 | 0 | 0 | 0 | 0 | 0 | 0 | 0 | 0 | 0 | 0
| Hydro |  | 636.0136 | 635.0946 | 634.1756 | 634.1906 | 635.8627 | 633.7808 | 634.6884 | 634.5506 | 636.1737 | 635.5266 | 634.9679 | 634.8166 | 636.3633
| CCGT |  | 1432.4514 | 1441.598 | 1722.7055 | 2585.8105 | 2534.36 | 3605.7806 | 4771.9853 | 5116.1915 | 5563.004 | 5675.3643 | 7168.0903 | 7542.1683 | 7635.5545
| OCGT |  | 589.8292 | 591.2511 | 299.1216 | 20.8401 | 18.5393 | 60.8053 | 180.7053 | 307.5849 | 233.9532 | 216.0748 | 880.2809 | 1932.374 | 2541.8139
| Wind |  | 1965.575 | 1965.6988 | 1949.4961 | 1999.7754 | 1977.3603 | 1936.6756 | 1962.7641 | 2682.9555 | 3386.4505 | 4368.5883 | 4905.1012 | 4931.8891 | 4920.4923
| Solar |  | 3245.097 | 3242.2924 | 3251.0049 | 3240.0081 | 3252.5148 | 5557.6334 | 8230.9888 | 10518.5864 | 12320.0493 | 14058.5885 | 16859.7689 | 16934.8024 | 16919.3572
| Liquid fuel |  | 0 | 0 | 0 | 0 | 0 | 0 | 0.48496 | 2.6897 | 0.02417 | 0 | 0.042438 | 8.4903 | 12.0113
| Pumped Hydro |  | 96 | 96.1414 | 391.6979 | 654.0642 | 601.2605 | 868.2184 | 939.8092 | 957.3602 | 1008.3752 | 1535.6598 | 3095.8877 | 3096.3082 | 3080.9811
| Large-scale storage |  | 0.55748 | 64.2306 | 82.2316 | 88.6177 | 91.0033 | 82.7322 | 80.9087 | 82.7519 | 91.2292 | 106.9429 | 92.9563 | 90.0541 | 91.7077
| Distributed storage |  | 1.47 | 3.2284 | 8.5695 | 14.3992 | 19.5091 | 22.9804 | 26.8991 | 31.1674 | 35.074 | 39.4919 | 43.6228 | 48.4756 | 54.0016
SA | Black coal |  | 0 | 0 | 0 | 0 | 0 | 0 | 0 | 0 | 0 | 0 | 0 | 0 | 0
SA | Brown coal |  | 0 | 0 | 0 | 0 | 0 | 0 | 0 | 0 | 0 | 0 | 0 | 0 | 0
SA | Hydro |  | 0 | 0 | 0 | 0 | 0 | 0 | 0 | 0 | 0 | 0 | 0 | 0 | 0
SA | CCGT |  | 4509.1381 | 4487.7883 | 4792.8367 | 5239.5318 | 4692.9289 | 0 | 0 | 0 | 0 | 0 | 0 | 0 | 0
SA | OCGT |  | 263.7435 | 259.0568 | 440.3976 | 807.6169 | 492.12 | 1662.2252 | 2293.9479 | 1928.3064 | 2899.2568 | 3455.9921 | 3298.8197 | 2937.645 | 3114.0166
SA | Wind |  | 5958.5195 | 5925.2825 | 5816.4873 | 5861.7453 | 6006.3156 | 5892.2009 | 5938.232 | 5923.8455 | 5882.839 | 5982.0533 | 5780.0101 | 5820.4645 | 5707.11
SA | Solar |  | 864.8836 | 863.7951 | 863.0029 | 865.1208 | 864.709 | 863.0027 | 865.1062 | 866.4475 | 870.3857 | 1500.876 | 3372.6201 | 3508.6618 | 4449.0868
SA | Liquid fuel |  | 0.45413 | 0 | 0 | 0 | 0 | 4.8121 | 1.6227 | 1.7517 | 0.86122 | 0 | 0 | 0.029055 | 0.070562
SA | Pumped Hydro |  | 0 | 0 | 0 | 0 | 0 | 0 | 0 | 97.4973 | 199.1506 | 840.5835 | 1114.1121 | 1505.7218 | 1933.5282
SA | Large-scale storage |  | 32.5815 | 32.223 | 39.2918 | 40.7141 | 41.4664 | 41.9851 | 38.5923 | 41.0106 | 35.4914 | 32.4842 | 37.1926 | 37.948 | 40.0569
SA | Distributed storage |  | 0.82579 | 1.8508 | 3.9593 | 6.0974 | 8.6 | 10.4319 | 12.0394 | 14.1054 | 15.1702 | 16.5062 | 18.779 | 21.1243 | 23.5919
TAS | Black coal |  | 0 | 0 | 0 | 0 | 0 | 0 | 0 | 0 | 0 | 0 | 0 | 0 | 0
TAS | Brown coal |  | 0 | 0 | 0 | 0 | 0 | 0 | 0 | 0 | 0 | 0 | 0 | 0 | 0
TAS | Hydro |  | 8629.4091 | 8607.7304 | 9101.3628 | 8576.6462 | 8682.7102 | 8579.7393 | 8573.738 | 8581.0708 | 8600.4047 | 8586.5005 | 8590.7907 | 8585.6454 | 8590.1774
TAS | CCGT |  | 2.0323 | 1.4187 | 2.7699 | 343.8125 | 3.2256 | 459.7211 | 702.1136 | 200.025 | 1168.1461 | 1305.0794 | 1018.7009 | 1188.6661 | 1267.4753
TAS | OCGT |  | 0 | 0 | 0 | 0 | 0 | 0.0086855 | 0 | 0 | 0 | 0 | 0 | 0 | 0
TAS | Wind |  | 1337.9165 | 1329.713 | 1336.1741 | 1339.5802 | 1307.9383 | 1325.0701 | 1328.5431 | 1326.7822 | 1342.7898 | 1949.5908 | 2801.8458 | 2824.8318 | 3118.5795
TAS | Solar |  | 0 | 0 | 0 | 0 | 0 | 0 | 0 | 0 | 0 | 0 | 0 | 0 | 0
TAS | Liquid fuel |  | 0 | 0 | 0 | 0 | 0 | 0 | 0 | 0 | 0 | 0 | 0 | 0 | 0
TAS | Pumped Hydro |  | 0 | 0 | 0 | 0 | 0 | 0 | 0 | 0 | 0 | 0 | 0 | 0 | 0
TAS | Large-scale storage |  | 0 | 0 | 0 | 0 | 0 | 0 | 0 | 0 | 0 | 0 | 0 | 0 | 0
TAS | Distributed storage |  | 0.00934 | 0.027006 | 0.070325 | 0.056199 | 0.11896 | 0.19788 | 0.13759 | 0.06162 | 0.012524 | 0.039809 | 0.1506 | 0.12176 | 0.19772
VIC | Black coal |  | 0 | 0 | 0 | 0 | 0 | 0 | 0 | 0 | 0 | 0 | 0 | 0 | 0
VIC | Brown coal |  | 32264.1674 | 32059.3871 | 29732.4059 | 29428.1753 | 30796.6332 | 30320.6497 | 27477.9191 | 30412.7988 | 22479.6661 | 22574.5338 | 24216.4668 | 24288.6796 | 22138.3633
VIC | Hydro |  | 3176.5047 | 3133.0386 | 3342.8589 | 3105.3836 | 3189.5349 | 3115.0504 | 3101.5031 | 3105.1835 | 3142.6146 | 3128.4039 | 3128.0297 | 3112.3625 | 3118.2983
VIC | CCGT |  | 49.4307 | 27.2009 | 57.9415 | 75.6612 | 24.2696 | 94.6181 | 21.9547 | 22.4049 | 54.5472 | 92.2144 | 38.7816 | 76.3799 | 0
VIC | OCGT |  | 46.0313 | 78.8667 | 197.9887 | 221.584 | 82.0602 | 425.6341 | 882.8376 | 596.3365 | 2698.9499 | 3955.7454 | 3594.0825 | 5138.6453 | 5961.991
VIC | Wind |  | 8068.8157 | 9255.5559 | 10036.5732 | 11513.0399 | 14351.3851 | 15880.7002 | 15991.7147 | 15806.1832 | 16221.8689 | 16118.6614 | 16155.3848 | 16276.1424 | 16340.0599
VIC | Solar |  | 1049.298 | 1054.5232 | 1057.9239 | 1058.3053 | 1056.1711 | 2315.5615 | 2315.7556 | 2317.1378 | 2344.8806 | 2351.9462 | 2288.8917 | 2291.6311 | 2292.21
VIC | Liquid fuel |  | 0 | 0 | 0 | 0 | 0 | 0 | 0 | 0 | 0 | 0 | 0 | 0 | 0
VIC | Pumped Hydro |  | 0 | 0 | 0 | 0 | 0 | 0 | 0 | 0 | 0 | 337.6662 | 368.3857 | 435.3786 | 448.8169
VIC | Large-scale storage |  | 56.7437 | 55.6234 | 64.7642 | 68.0319 | 80.9071 | 81.7433 | 74.9489 | 75.9177 | 66.04 | 61.9543 | 68.3128 | 67.3921 | 66.2121
VIC | Distributed storage |  | 2.5996 | 5.4691 | 11.1305 | 17.1586 | 22.9553 | 27.6587 | 29.4016 | 35.0055 | 34.607 | 35.6878 | 42.5934 | 44.9223 | 49.9878
Vic Renewable Energy Zone breakdown (GWh)
Region | Technology | 2018-19 | 2019-20 | 2020-21 | 2021-22 | 2022-23 | 2023-24 | 2024-25 | 2025-26 | 2026-27 | 2027-28 | 2028-29 | 2029-30 | 2030-31 | 2031-32 | 2032-33
VIC | Murray River, Solar |  | 1049.298 | 1054.5232 | 1057.9239 | 1058.3053 | 1056.1711 | 2315.5615 | 2315.7556 | 2317.1378 | 2344.8806 | 2351.9462 | 2288.8917 | 2291.6311 | 2292.21
VIC | Gippsland, Wind |  | 353.2413 | 349.4841 | 350.6352 | 351.0646 | 349.297 | 351.8829 | 351.5922 | 349.3523 | 351.771 | 347.0359 | 352.4231 | 353.8707 | 353.8521
VIC | Moyne, Wind |  | 3930.8416 | 3906.3316 | 4324.6719 | 5795.8326 | 8622.6615 | 10204.4848 | 10285.6644 | 10129.5426 | 10488.5701 | 10391.5223 | 10453.4466 | 10509.3405 | 10568.7489
VIC | Western Victoria, Wind |  | 3784.7328 | 4999.7402 | 5361.2661 | 5366.1426 | 5379.4266 | 5324.3325 | 5354.4581 | 5327.2883 | 5381.5278 | 5380.1033 | 5349.5151 | 5412.9312 | 5417.4589
VIC
VIC
VIC
VIC
VIC

## Fast Change Upgrade Both_MW
Total NEM Installed Capacity by Technology (MW)
Region | Technology | 2018-19 | 2019-20 | 2020-21 | 2021-22 | 2022-23 | 2023-24 | 2024-25 | 2025-26 | 2026-27 | 2027-28 | 2028-29 | 2029-30 | 2030-31 | 2031-32 | 2032-33
NEM | Black coal |  | 18219 | 18219 | 18219 | 16419 | 16419 | 16419 | 16419 | 15689 | 15689 | 14369 | 12689 | 12689 | 12689
| Brown coal |  | 4808 | 4808 | 4808 | 4808 | 4808 | 4808 | 4808 | 4808 | 3718 | 3718 | 3718 | 3718 | 3718
| Hydro |  | 7185.1 | 7185.1 | 7185.1 | 7185.1 | 7185.1 | 7185.1 | 7185.1 | 7185.1 | 7185.1 | 7185.1 | 7185.1 | 7185.1 | 7185.1
| CCGT |  | 4156 | 4156 | 4156 | 4156 | 4156 | 2694 | 2694 | 2694 | 2694 | 2694 | 2694 | 2694 | 2184
| OCGT |  | 6219.1 | 6570.8065 | 6421.3954 | 7171.3954 | 7171.3954 | 7171.3954 | 8697.5209 | 9097.7363 | 9820.7993 | 9820.7993 | 10570.7993 | 10570.7993 | 10570.7993
| Wind |  | 7412 | 7732 | 7982 | 8388 | 9248 | 9648 | 9648 | 9837.8159 | 10045.1351 | 10563.0781 | 10834.0028 | 10835.8353 | 10873.9958
| Solar |  | 2392.4 | 2392.4 | 2542.4 | 2542.4 | 2542.4 | 4400.7463 | 5405.0595 | 6273.5968 | 7071.7172 | 8391.4923 | 10099.3414 | 10317.1879 | 11616.3562
| Liquid fuel |  | 772.7 | 772.7 | 738.7 | 738.7 | 738.7 | 738.7 | 738.7 | 738.7 | 738.7 | 738.7 | 738.7 | 738.7 | 738.7
| Pumped Hydro |  | 740 | 740 | 740 | 740 | 740 | 740 | 740 | 863.2969 | 1027.5486 | 2607.5588 | 3402.8332 | 3804.8038 | 4613.9339
| Large-scale storage |  | 106.4 | 206.4 | 206.4 | 206.4 | 206.4 | 206.4 | 206.4 | 206.4 | 206.4 | 206.4 | 206.4 | 206.4 | 206.4
| Distributed storage |  | 13.38 | 29.82 | 49.92 | 72.98 | 98.2 | 125.3 | 153.42 | 182.54 | 212.27 | 242.47 | 273.19 | 302.88 | 331
Region | Technology | 2018-19 | 2019-20 | 2020-21 | 2021-22 | 2022-23 | 2023-24 | 2024-25 | 2025-26 | 2026-27 | 2027-28 | 2028-29 | 2029-30 | 2030-31 | 2031-32 | 2032-33
NSW | Black coal |  | 10040 | 10040 | 10040 | 8240 | 8240 | 8240 | 8240 | 8240 | 8240 | 6920 | 6920 | 6920 | 6920
| Brown coal |  | 0 | 0 | 0 | 0 | 0 | 0 | 0 | 0 | 0 | 0 | 0 | 0 | 0
| Hydro |  | 2622 | 2622 | 2622 | 2622 | 2622 | 2622 | 2622 | 2622 | 2622 | 2622 | 2622 | 2622 | 2622
| CCGT |  | 618 | 618 | 618 | 618 | 618 | 618 | 618 | 618 | 618 | 618 | 618 | 618 | 618
| OCGT |  | 1388 | 1388 | 1388 | 2138 | 2138 | 2138 | 2138 | 2138 | 2138 | 2138 | 2888 | 2888 | 2888
| Wind |  | 1500 | 1500 | 1500 | 1500 | 1500 | 1500 | 1500 | 1500 | 1500 | 1500 | 1500 | 1500 | 1500
| Solar |  | 445.9 | 445.9 | 595.9 | 595.9 | 595.9 | 595.9 | 595.9 | 595.9 | 595.9 | 595.9 | 878.0535 | 1095.9 | 1780.4332
| Liquid fuel |  | 50 | 50 | 50 | 50 | 50 | 50 | 50 | 50 | 50 | 50 | 50 | 50 | 50
| Pumped Hydro |  | 240 | 240 | 240 | 240 | 240 | 240 | 240 | 240 | 240 | 678.1132 | 678.1132 | 703.2157 | 1203.3992
| Large-scale storage |  | 0 | 0 | 0 | 0 | 0 | 0 | 0 | 0 | 0 | 0 | 0 | 0 | 0
| Distributed storage |  | 5.59 | 12.46 | 21.31 | 31.74 | 43.57 | 56.44 | 69.91 | 83.91 | 98.23 | 112.73 | 127.42 | 140.9 | 152.74
QLD | Black coal |  | 8179 | 8179 | 8179 | 8179 | 8179 | 8179 | 8179 | 7449 | 7449 | 7449 | 5769 | 5769 | 5769
| Brown coal |  | 0 | 0 | 0 | 0 | 0 | 0 | 0 | 0 | 0 | 0 | 0 | 0 | 0
| Hydro |  | 152.4 | 152.4 | 152.4 | 152.4 | 152.4 | 152.4 | 152.4 | 152.4 | 152.4 | 152.4 | 152.4 | 152.4 | 152.4
| CCGT |  | 1565 | 1565 | 1565 | 1565 | 1565 | 1565 | 1565 | 1565 | 1565 | 1565 | 1565 | 1565 | 1565
| OCGT |  | 1474 | 1474 | 1474 | 1474 | 1474 | 1474 | 1474 | 1474 | 1474 | 1474 | 1474 | 1474 | 1474
| Wind |  | 676 | 676 | 676 | 676 | 676 | 676 | 676 | 865.8159 | 1073.1351 | 1361.7123 | 1471.9958 | 1471.9958 | 1471.9958
| Solar |  | 1224.5 | 1224.5 | 1224.5 | 1224.5 | 1224.5 | 2077.8463 | 3082.1595 | 3950.6968 | 4748.8172 | 5671.2243 | 6524.2879 | 6524.2879 | 6524.2879
| Liquid fuel |  | 457.5 | 457.5 | 423.5 | 423.5 | 423.5 | 423.5 | 423.5 | 423.5 | 423.5 | 423.5 | 423.5 | 423.5 | 423.5
| Pumped Hydro |  | 500 | 500 | 500 | 500 | 500 | 500 | 500 | 500 | 500 | 756.4641 | 1551.7384 | 1551.7384 | 1551.7384
| Large-scale storage |  | 1.4 | 101.4 | 101.4 | 101.4 | 101.4 | 101.4 | 101.4 | 101.4 | 101.4 | 101.4 | 101.4 | 101.4 | 101.4
| Distributed storage |  | 3.04 | 6.87 | 11.52 | 16.75 | 22.28 | 28.06 | 33.93 | 39.97 | 46.16 | 52.48 | 58.9 | 65.39 | 71.95
SA | Black coal |  | 0 | 0 | 0 | 0 | 0 | 0 | 0 | 0 | 0 | 0 | 0 | 0 | 0
SA | Brown coal |  | 0 | 0 | 0 | 0 | 0 | 0 | 0 | 0 | 0 | 0 | 0 | 0 | 0
SA | Hydro |  | 0 | 0 | 0 | 0 | 0 | 0 | 0 | 0 | 0 | 0 | 0 | 0 | 0
SA | CCGT |  | 1462 | 1462 | 1462 | 1462 | 1462 | 0 | 0 | 0 | 0 | 0 | 0 | 0 | 0
SA | OCGT |  | 1209.1 | 1209.1 | 969.1 | 969.1 | 969.1 | 969.1 | 1228.7948 | 1228.7948 | 1228.7948 | 1228.7948 | 1228.7948 | 1228.7948 | 1228.7948
SA | Wind |  | 2052 | 2052 | 2052 | 2052 | 2052 | 2052 | 2052 | 2052 | 2052 | 2052 | 2052 | 2052 | 2052
SA | Solar |  | 320 | 320 | 320 | 320 | 320 | 320 | 320 | 320 | 320 | 717.3679 | 1290 | 1290 | 1904.6351
SA | Liquid fuel |  | 265.2 | 265.2 | 265.2 | 265.2 | 265.2 | 265.2 | 265.2 | 265.2 | 265.2 | 265.2 | 265.2 | 265.2 | 265.2
SA | Pumped Hydro |  | 0 | 0 | 0 | 0 | 0 | 0 | 0 | 123.2969 | 287.5486 | 794.9004 | 794.9004 | 1065.7777 | 1374.7243
SA | Large-scale storage |  | 30 | 30 | 30 | 30 | 30 | 30 | 30 | 30 | 30 | 30 | 30 | 30 | 30
SA | Distributed storage |  | 1.04 | 2.36 | 4.06 | 6.08 | 8.37 | 10.93 | 13.7 | 16.62 | 19.68 | 22.86 | 26.14 | 29.42 | 32.59
TAS | Black coal |  | 0 | 0 | 0 | 0 | 0 | 0 | 0 | 0 | 0 | 0 | 0 | 0 | 0
TAS | Brown coal |  | 0 | 0 | 0 | 0 | 0 | 0 | 0 | 0 | 0 | 0 | 0 | 0 | 0
TAS | Hydro |  | 2191.7 | 2191.7 | 2191.7 | 2191.7 | 2191.7 | 2191.7 | 2191.7 | 2191.7 | 2191.7 | 2191.7 | 2191.7 | 2191.7 | 2191.7
TAS | CCGT | bar: 2019-20 to 2031-32
TAS | OCGT |  | 163 | 163 | 163 | 163 | 163 | 163 | 163 | 163 | 163 | 163 | 163 | 163 | 163
TAS | Wind |  | 420 | 420 | 420 | 420 | 420 | 420 | 420 | 420 | 420 | 649.3658 | 810.0071 | 811.8396 | 850
TAS | Solar |  | 0 | 0 | 0 | 0 | 0 | 0 | 0 | 0 | 0 | 0 | 0 | 0 | 0
TAS | Liquid fuel |  | 0 | 0 | 0 | 0 | 0 | 0 | 0 | 0 | 0 | 0 | 0 | 0 | 0
TAS | Pumped Hydro |  | 0 | 0 | 0 | 0 | 0 | 0 | 0 | 0 | 0 | 0 | 0 | 0 | 0
TAS | Large-scale storage |  | 0 | 0 | 0 | 0 | 0 | 0 | 0 | 0 | 0 | 0 | 0 | 0 | 0
TAS | Distributed storage |  | 0.25 | 0.53 | 0.88 | 1.31 | 1.65 | 1.94 | 2.16 | 2.37 | 2.56 | 2.72 | 2.88 | 3.04 | 3.19
VIC | Black coal |  | 0 | 0 | 0 | 0 | 0 | 0 | 0 | 0 | 0 | 0 | 0 | 0 | 0
VIC | Brown coal |  | 4808 | 4808 | 4808 | 4808 | 4808 | 4808 | 4808 | 4808 | 3718 | 3718 | 3718 | 3718 | 3718
VIC | Hydro |  | 2219 | 2219 | 2219 | 2219 | 2219 | 2219 | 2219 | 2219 | 2219 | 2219 | 2219 | 2219 | 2219
VIC | CCGT |  | 510 | 510 | 510 | 510 | 510 | 510 | 510 | 510 | 510 | 510 | 510 | 510 | 0
VIC | OCGT |  | 1985 | 2336.7065 | 2427.2954 | 2427.2954 | 2427.2954 | 2427.2954 | 3693.7261 | 4093.9414 | 4817.0045 | 4817.0045 | 4817.0045 | 4817.0045 | 4817.0045
VIC | Wind |  | 2764 | 3084 | 3334 | 3740 | 4600 | 5000 | 5000 | 5000 | 5000 | 5000 | 5000 | 5000 | 5000
VIC | Solar |  | 402 | 402 | 402 | 402 | 402 | 1407 | 1407 | 1407 | 1407 | 1407 | 1407 | 1407 | 1407
VIC | Liquid fuel |  | 0 | 0 | 0 | 0 | 0 | 0 | 0 | 0 | 0 | 0 | 0 | 0 | 0
VIC | Pumped Hydro |  | 0 | 0 | 0 | 0 | 0 | 0 | 0 | 0 | 0 | 378.0811 | 378.0811 | 484.072 | 484.072
VIC | Large-scale storage |  | 75 | 75 | 75 | 75 | 75 | 75 | 75 | 75 | 75 | 75 | 75 | 75 | 75
VIC | Distributed storage |  | 3.46 | 7.6 | 12.15 | 17.1 | 22.33 | 27.93 | 33.72 | 39.67 | 45.64 | 51.68 | 57.85 | 64.13 | 70.53
Vic Renewable Energy Zone breakdown (MW)
Region | Technology | 2018-19 | 2019-20 | 2020-21 | 2021-22 | 2022-23 | 2023-24 | 2024-25 | 2025-26 | 2026-27 | 2027-28 | 2028-29 | 2029-30 | 2030-31 | 2031-32 | 2032-33
VIC | Murray River, Solar |  | 402 | 402 | 402 | 402 | 402 | 1407 | 1407 | 1407 | 1407 | 1407 | 1407 | 1407 | 1407
VIC | Gippsland, Wind |  | 107 | 107 | 107 | 107 | 107 | 107 | 107 | 107 | 107 | 107 | 107 | 107 | 107
VIC | Moyne, Wind |  | 1398 | 1398 | 1648 | 1848 | 2708 | 2958 | 2958 | 2958 | 2958 | 2958 | 2958 | 2958 | 2958
VIC | Western Victoria, Wind |  | 1259 | 1579 | 1579 | 1785 | 1785 | 1935 | 1935 | 1935 | 1935 | 1935 | 1935 | 1935 | 1935
VIC
VIC
VIC
VIC
VIC

## Fast Change Upgrade Both_GWh
Total NEM Generated Energy by Technology (GWh)
Region | Technology | 2018-19 | 2019-20 | 2020-21 | 2021-22 | 2022-23 | 2023-24 | 2024-25 | 2025-26 | 2026-27 | 2027-28 | 2028-29 | 2029-30 | 2030-31 | 2031-32 | 2032-33
NEM | Black coal |  | 104338.0241 | 104357.9857 | 105901.2694 | 104126.1095 | 103054.5217 | 99282.9054 | 98382.8545 | 97362.5013 | 98461.9982 | 91060.1776 | 82472.3724 | 80364.3684 | 80676.8579
| Brown coal |  | 32264.1674 | 32102.0645 | 29747.6609 | 29610.6197 | 31270.942 | 30477.9208 | 27590.9604 | 30529.5991 | 22555.6145 | 22630.5613 | 24278.5443 | 24344.0828 | 22165.3893
| Hydro |  | 15592.6989 | 15561.9681 | 16489.8806 | 16028.1931 | 16049.1854 | 16277.7608 | 16551.3155 | 16704.6981 | 16855.3096 | 16049.4045 | 16430.9666 | 16445.3611 | 16516.8872
| CCGT |  | 6044.1271 | 6047.8216 | 7248.4748 | 9956.6742 | 8549.36 | 6410.1257 | 7607.0827 | 7016.9925 | 9161.2055 | 10183.1887 | 11414.3941 | 12139.4287 | 12311.5225
| OCGT |  | 914.0005 | 976.5338 | 1227.447 | 1842.4993 | 1137.023 | 4045.7384 | 5000.7141 | 4092.3965 | 7698.0798 | 11509.1996 | 14025.6905 | 17024.2681 | 18654.9646
| Wind |  | 21600.1599 | 22374.216 | 22889.0126 | 24057.969 | 26689.3391 | 27799.7756 | 28076.2137 | 28640.304 | 29628.7527 | 31549.809 | 32736.0533 | 33025.3356 | 33126.4704
| Solar |  | 6254.7334 | 6256.2431 | 6698.8424 | 6677.5849 | 6692.287 | 11444.5263 | 14153.9254 | 16396.6559 | 18351.367 | 21258.9625 | 26245.3807 | 27019.0117 | 30052.424
| Liquid fuel |  | 0.45413 | 0 | 0 | 0.1485 | 0.17424 | 5.0092 | 2.6855 | 4.3823 | 0.39745 | 0.1485 | 0.2199 | 9.2005 | 10.774
| Pumped Hydro |  | 140.5078 | 137.1546 | 532.0032 | 834.6595 | 801.2327 | 1055.7768 | 1140.2937 | 1416.4316 | 1633.9923 | 3722.3738 | 5784.3521 | 6319.4871 | 7728.7455
| Large-scale storage |  | 89.8827 | 152.1267 | 180.2031 | 195.4662 | 208.3884 | 180.7987 | 165.8107 | 174.9429 | 164.7702 | 173.5435 | 167.0345 | 160.8368 | 164.5518
| Distributed storage |  | 7.4229 | 16.2755 | 40.5042 | 67.7365 | 92.8969 | 109.5508 | 124.2611 | 146.6547 | 160.3178 | 169.2136 | 189.8643 | 209.3006 | 235.4972
Region | Technology | 2018-19 | 2019-20 | 2020-21 | 2021-22 | 2022-23 | 2023-24 | 2024-25 | 2025-26 | 2026-27 | 2027-28 | 2028-29 | 2029-30 | 2030-31 | 2031-32 | 2032-33
NSW | Black coal |  | 60067.726 | 59882.299 | 56529.6295 | 50971.4673 | 50122.446 | 46450.8392 | 50354.5684 | 53407.8404 | 54737.9963 | 46745.7806 | 46493.861 | 46555.6643 | 46722.3049
| Brown coal |  | 0 | 0 | 0 | 0 | 0 | 0 | 0 | 0 | 0 | 0 | 0 | 0 | 0
| Hydro |  | 3150.7715 | 3175.1303 | 3491.6735 | 3712.1153 | 3632.9773 | 3960.3553 | 4239.1204 | 4382.0382 | 4476.6854 | 3699.789 | 4083.8673 | 4119.5516 | 4171.6893
| CCGT |  | 51.0746 | 84.6955 | 537.796 | 1367.2503 | 1073.6758 | 2178.1129 | 2077.5505 | 1640.6555 | 2300.4924 | 3286.7742 | 3357.8062 | 3449.6332 | 3491.0568
| OCGT |  | 14.3965 | 36.5984 | 197.4648 | 710.9102 | 429.1214 | 1858.5809 | 1545.612 | 1221.0676 | 1809.1685 | 4128.5339 | 6307.4602 | 7005.4609 | 7071.0626
| Wind |  | 4269.3333 | 4266.5932 | 4220.7047 | 4313.7034 | 4287.4706 | 4205.552 | 4263.4893 | 4265.7833 | 4249.5149 | 4241.1439 | 4204.573 | 4255.0804 | 4278.6805
| Solar |  | 1095.4548 | 1095.9004 | 1525.4185 | 1514.5994 | 1519.9409 | 1519.4482 | 1513.2512 | 1517.1734 | 1528.2354 | 1524.655 | 2251.6941 | 2940.5238 | 4718.5757
| Liquid fuel |  | 0 | 0 | 0 | 0.1485 | 0.17424 | 0.19206 | 0.33157 | 0.31069 | 0.099 | 0.1485 | 0.2199 | 0.87997 | 0.8415
| Pumped Hydro |  | 44.5078 | 41.6134 | 122.2875 | 165.8574 | 173.3537 | 179.7429 | 194.6348 | 233.2411 | 205.1159 | 688.9464 | 816.8366 | 881.7321 | 1736.1851
| Large-scale storage |  | 0 | 0 | 0 | 0 | 0 | 0 | 0 | 0 | 0 | 0 | 0 | 0 | 0
| Distributed storage |  | 2.5182 | 5.5679 | 16.6786 | 30.2659 | 41.5104 | 50.1141 | 57.5505 | 67.3696 | 76.3564 | 77.8723 | 86.3286 | 96.3649 | 107.7876
QLD | Black coal |  | 44270.298 | 44475.6867 | 49371.6399 | 53154.6421 | 52932.0757 | 52832.0663 | 48028.2861 | 43954.6609 | 43724.002 | 44314.397 | 35978.5114 | 33808.7041 | 33954.553
| Brown coal |  | 0 | 0 | 0 | 0 | 0 | 0 | 0 | 0 | 0 | 0 | 0 | 0 | 0
| Hydro |  | 636.0136 | 635.1523 | 634.1638 | 634.173 | 635.3405 | 633.7901 | 634.706 | 634.5506 | 636.2652 | 635.3259 | 635.1541 | 634.8166 | 636.3633
| CCGT |  | 1432.4514 | 1441.8247 | 1739.512 | 2650.3234 | 2626.2875 | 3637.4445 | 4808.782 | 5163.3866 | 5599.8638 | 5630.2129 | 7127.4124 | 7504.4601 | 7611.3357
| OCGT |  | 589.8292 | 591.2511 | 299.6605 | 22.1735 | 19.5362 | 60.7022 | 183.3649 | 306.2218 | 236.8944 | 203.7195 | 838.6564 | 1853.2839 | 2467.0124
| Wind |  | 1965.575 | 1965.6988 | 1949.4961 | 1999.7754 | 1977.3603 | 1936.6756 | 1962.9292 | 2684.4028 | 3386.8433 | 4364.0021 | 4956.3512 | 4989.4789 | 4985.8549
| Solar |  | 3245.097 | 3242.2924 | 3251.0049 | 3240.0081 | 3252.5148 | 5557.6334 | 8231.0967 | 10518.115 | 12318.855 | 14079.2209 | 16913.8416 | 16971.2604 | 16954.8673
| Liquid fuel |  | 0 | 0 | 0 | 0 | 0 | 0 | 0.4926 | 2.6568 | 0.044627 | 0 | 0 | 8.3206 | 9.9325
| Pumped Hydro |  | 96 | 95.5412 | 409.7157 | 668.8021 | 627.879 | 876.034 | 945.6588 | 959.3206 | 997.4632 | 1586.2534 | 3199.766 | 3198.3879 | 3174.1683
| Large-scale storage |  | 0.55748 | 63.984 | 81.8278 | 89.2253 | 90.9574 | 82.6734 | 79.8356 | 82.2712 | 90.3758 | 106.2105 | 92.7866 | 88.7844 | 91.2594
| Distributed storage |  | 1.47 | 3.1979 | 8.5483 | 14.6455 | 19.5383 | 22.9281 | 26.7975 | 30.8627 | 34.9828 | 39.5459 | 43.4825 | 48.5225 | 53.8667
SA | Black coal |  | 0 | 0 | 0 | 0 | 0 | 0 | 0 | 0 | 0 | 0 | 0 | 0 | 0
SA | Brown coal |  | 0 | 0 | 0 | 0 | 0 | 0 | 0 | 0 | 0 | 0 | 0 | 0 | 0
SA | Hydro |  | 0 | 0 | 0 | 0 | 0 | 0 | 0 | 0 | 0 | 0 | 0 | 0 | 0
SA | CCGT |  | 4509.1381 | 4491.8308 | 4909.1535 | 5369.6804 | 4819.1436 | 0 | 0 | 0 | 0 | 0 | 0 | 0 | 0
SA | OCGT |  | 263.7435 | 265.3937 | 509.8044 | 856.2935 | 592.3244 | 1672.4383 | 2325.5252 | 1947.9639 | 2883.5654 | 3334.5232 | 3243.5898 | 2933.4094 | 3070.0418
SA | Wind |  | 5958.5195 | 5924.3232 | 5815.3981 | 5862.1153 | 6013.1839 | 5890.4176 | 5936.1468 | 5927.1838 | 5887.9778 | 5963.1762 | 5784.952 | 5834.2993 | 5685.0694
SA | Solar |  | 864.8836 | 863.6981 | 863.3179 | 864.8656 | 864.1062 | 862.8499 | 865.1191 | 866.6083 | 870.7994 | 1993.147 | 3482.9237 | 3506.9309 | 4756.35
SA | Liquid fuel |  | 0.45413 | 0 | 0 | 0 | 0 | 4.8171 | 1.8614 | 1.4148 | 0.25382 | 0 | 0 | 0 | 0
SA | Pumped Hydro |  | 0 | 0 | 0 | 0 | 0 | 0 | 0 | 223.8699 | 431.4132 | 974.974 | 1236.6522 | 1600.0741 | 2171.1457
SA | Large-scale storage |  | 32.5815 | 32.5029 | 39.8672 | 39.9116 | 41.1718 | 41.8575 | 38.8887 | 41.3759 | 36.2825 | 34.2891 | 37.868 | 38.5418 | 40.6722
SA | Distributed storage |  | 0.82579 | 1.9157 | 3.9955 | 6.0357 | 8.6081 | 10.1369 | 11.7254 | 13.8497 | 15.1102 | 16.7365 | 18.844 | 21.0356 | 23.5733
TAS | Black coal |  | 0 | 0 | 0 | 0 | 0 | 0 | 0 | 0 | 0 | 0 | 0 | 0 | 0
TAS | Brown coal |  | 0 | 0 | 0 | 0 | 0 | 0 | 0 | 0 | 0 | 0 | 0 | 0 | 0
TAS | Hydro |  | 8629.4091 | 8616.0686 | 9034.0087 | 8577.4051 | 8617.3615 | 8577.0593 | 8574.4071 | 8581.9415 | 8599.6637 | 8588.69 | 8589.2769 | 8587.0955 | 8590.4616
TAS | CCGT |  | 2.0323 | 1.4438 | 2.8561 | 487.9708 | 3.2637 | 499.1207 | 698.2562 | 190.999 | 1209.389 | 1175.2046 | 890.7835 | 1105.9242 | 1209.1301
TAS | OCGT |  | 0 | 0 | 0 | 0 | 0 | 0.0086855 | 0 | 0 | 0 | 0 | 0 | 0 | 0
TAS | Wind |  | 1337.9165 | 1329.713 | 1335.9506 | 1340.5337 | 1307.8672 | 1324.9979 | 1327.6475 | 1327.3685 | 1342.8944 | 2291.2639 | 3065.7879 | 3099.6155 | 3286.0764
TAS | Solar |  | 0 | 0 | 0 | 0 | 0 | 0 | 0 | 0 | 0 | 0 | 0 | 0 | 0
TAS | Liquid fuel |  | 0 | 0 | 0 | 0 | 0 | 0 | 0 | 0 | 0 | 0 | 0 | 0 | 0
TAS | Pumped Hydro |  | 0 | 0 | 0 | 0 | 0 | 0 | 0 | 0 | 0 | 0 | 0 | 0 | 0
TAS | Large-scale storage |  | 0 | 0 | 0 | 0 | 0 | 0 | 0 | 0 | 0 | 0 | 0 | 0 | 0
TAS | Distributed storage |  | 0.00934 | 0.028816 | 0.068728 | 0.036549 | 0.12853 | 0.16277 | 0.10275 | 0.083241 | 0.007414 | 0.039327 | 0.25236 | 0.21002 | 0.27205
VIC | Black coal |  | 0 | 0 | 0 | 0 | 0 | 0 | 0 | 0 | 0 | 0 | 0 | 0 | 0
VIC | Brown coal |  | 32264.1674 | 32102.0645 | 29747.6609 | 29610.6197 | 31270.942 | 30477.9208 | 27590.9604 | 30529.5991 | 22555.6145 | 22630.5613 | 24278.5443 | 24344.0828 | 22165.3893
VIC | Hydro |  | 3176.5047 | 3135.6169 | 3330.0346 | 3104.4997 | 3163.5062 | 3106.556 | 3103.082 | 3106.1678 | 3142.6953 | 3125.5995 | 3122.6683 | 3103.8973 | 3118.3729
VIC | CCGT |  | 49.4307 | 28.0267 | 59.1571 | 81.4494 | 26.9894 | 95.4476 | 22.494 | 21.9514 | 51.4602 | 90.9971 | 38.392 | 79.4113 | 0
VIC | OCGT |  | 46.0313 | 83.2907 | 220.5173 | 253.1221 | 96.041 | 454.0083 | 946.2119 | 617.1432 | 2768.4516 | 3842.423 | 3635.9841 | 5232.1139 | 6046.8477
VIC | Wind |  | 8068.8157 | 8887.8878 | 9567.4631 | 10541.8413 | 13103.4571 | 14442.1324 | 14586.0009 | 14435.5656 | 14761.5222 | 14690.2229 | 14724.3893 | 14846.8615 | 14890.7892
VIC | Solar |  | 1049.298 | 1054.3521 | 1059.1011 | 1058.1119 | 1055.7251 | 3504.5948 | 3544.4584 | 3494.7592 | 3633.4772 | 3661.9396 | 3596.9213 | 3600.2966 | 3622.6311
VIC | Liquid fuel |  | 0 | 0 | 0 | 0 | 0 | 0 | 0 | 0 | 0 | 0 | 0 | 0 | 0
VIC | Pumped Hydro |  | 0 | 0 | 0 | 0 | 0 | 0 | 0 | 0 | 0 | 472.2 | 531.0973 | 639.2929 | 647.2464
VIC | Large-scale storage |  | 56.7437 | 55.6398 | 58.5082 | 66.3294 | 76.2593 | 56.2679 | 47.0864 | 51.2958 | 38.1119 | 33.0439 | 36.3799 | 33.5105 | 32.6202
VIC | Distributed storage |  | 2.5996 | 5.5652 | 11.2129 | 16.7528 | 23.1115 | 26.2088 | 28.0849 | 34.4895 | 33.861 | 35.0196 | 40.9569 | 43.1676 | 49.9976
Vic Renewable Energy Zone breakdown (GWh)
Region | Technology | 2018-19 | 2019-20 | 2020-21 | 2021-22 | 2022-23 | 2023-24 | 2024-25 | 2025-26 | 2026-27 | 2027-28 | 2028-29 | 2029-30 | 2030-31 | 2031-32 | 2032-33
VIC | Murray River, Solar |  | 1049.298 | 1054.3521 | 1059.1011 | 1058.1119 | 1055.7251 | 3504.5948 | 3544.4584 | 3494.7592 | 3633.4772 | 3661.9396 | 3596.9213 | 3600.2966 | 3622.6311
VIC | Gippsland, Wind |  | 353.2413 | 349.9867 | 350.6268 | 350.9892 | 349.2881 | 351.3518 | 351.2878 | 349.0459 | 351.6908 | 346.9623 | 352.4177 | 353.9638 | 353.8147
VIC | Moyne, Wind |  | 3930.8416 | 3909.2792 | 4627.6305 | 5192.7752 | 7733.8894 | 8205.806 | 8301.3762 | 8204.6289 | 8442.7009 | 8388.6071 | 8438.4957 | 8491.261 | 8522.5694
VIC | Western Victoria, Wind |  | 3784.7328 | 4628.6219 | 4589.2059 | 4998.0768 | 5020.2796 | 5884.9747 | 5933.3369 | 5881.8909 | 5967.1305 | 5954.6534 | 5933.476 | 6001.6367 | 6014.405
VIC
VIC
VIC
VIC
VIC

## Fast Change Wvic_MW
Total NEM Installed Capacity by Technology (MW)
Region | Technology | 2018-19 | 2019-20 | 2020-21 | 2021-22 | 2022-23 | 2023-24 | 2024-25 | 2025-26 | 2026-27 | 2027-28 | 2028-29 | 2029-30 | 2030-31 | 2031-32 | 2032-33
NEM | Black coal |  | 18219 | 18219 | 18219 | 16419 | 16419 | 16419 | 16419 | 15689 | 15689 | 14369 | 12689 | 12689 | 12689
| Brown coal |  | 4808 | 4808 | 4808 | 4808 | 4808 | 4808 | 4808 | 4808 | 3718 | 3718 | 3718 | 3718 | 3718
| Hydro |  | 7185.1 | 7185.1 | 7185.1 | 7185.1 | 7185.1 | 7185.1 | 7185.1 | 7185.1 | 7185.1 | 7185.1 | 7185.1 | 7185.1 | 7185.1
| CCGT |  | 4156 | 4156 | 4156 | 4156 | 4156 | 2694 | 2694 | 2694 | 2694 | 2694 | 2694 | 2694 | 2184
| OCGT |  | 6219.1 | 6570.8065 | 6419.7754 | 7169.7754 | 7169.7754 | 7169.7754 | 8684.5209 | 9122.3254 | 9895.3593 | 9895.3593 | 10645.3593 | 10645.3593 | 10645.3593
| Wind |  | 7412 | 7732 | 7982 | 7982 | 9498 | 10148 | 10148 | 10337.8159 | 10545.1351 | 11035.9143 | 11290.3656 | 11291.6646 | 11353.977
| Solar |  | 2392.4 | 2392.4 | 2542.4 | 2542.4 | 2542.4 | 3900.7463 | 4905.0595 | 5773.5968 | 6571.7172 | 7834.9664 | 9559.9388 | 9815.8953 | 11102.8358
| Liquid fuel |  | 772.7 | 772.7 | 738.7 | 738.7 | 738.7 | 738.7 | 738.7 | 738.7 | 738.7 | 738.7 | 738.7 | 738.7 | 738.7
| Pumped Hydro |  | 740 | 740 | 740 | 740 | 740 | 740 | 740 | 798.2078 | 912.4887 | 2471.2715 | 3255.3394 | 3657.31 | 4466.4401
| Large-scale storage |  | 106.4 | 206.4 | 206.4 | 206.4 | 206.4 | 206.4 | 206.4 | 206.4 | 206.4 | 206.4 | 206.4 | 206.4 | 206.4
| Distributed storage |  | 13.38 | 29.82 | 49.92 | 72.98 | 98.2 | 125.3 | 153.42 | 182.54 | 212.27 | 242.47 | 273.19 | 302.88 | 331
Region | Technology | 2018-19 | 2019-20 | 2020-21 | 2021-22 | 2022-23 | 2023-24 | 2024-25 | 2025-26 | 2026-27 | 2027-28 | 2028-29 | 2029-30 | 2030-31 | 2031-32 | 2032-33
NSW | Black coal |  | 10040 | 10040 | 10040 | 8240 | 8240 | 8240 | 8240 | 8240 | 8240 | 6920 | 6920 | 6920 | 6920
| Brown coal |  | 0 | 0 | 0 | 0 | 0 | 0 | 0 | 0 | 0 | 0 | 0 | 0 | 0
| Hydro |  | 2622 | 2622 | 2622 | 2622 | 2622 | 2622 | 2622 | 2622 | 2622 | 2622 | 2622 | 2622 | 2622
| CCGT |  | 618 | 618 | 618 | 618 | 618 | 618 | 618 | 618 | 618 | 618 | 618 | 618 | 618
| OCGT |  | 1388 | 1388 | 1388 | 2138 | 2138 | 2138 | 2138 | 2138 | 2138 | 2138 | 2888 | 2888 | 2888
| Wind |  | 1500 | 1500 | 1500 | 1500 | 1500 | 1500 | 1500 | 1500 | 1500 | 1500 | 1500 | 1500 | 1500
| Solar |  | 445.9 | 445.9 | 595.9 | 595.9 | 595.9 | 595.9 | 595.9 | 595.9 | 595.9 | 595.9 | 839.9435 | 1095.9 | 1847.6473
| Liquid fuel |  | 50 | 50 | 50 | 50 | 50 | 50 | 50 | 50 | 50 | 50 | 50 | 50 | 50
| Pumped Hydro |  | 240 | 240 | 240 | 240 | 240 | 240 | 240 | 240 | 240 | 678.1132 | 678.1132 | 769.4441 | 1312.2814
| Large-scale storage |  | 0 | 0 | 0 | 0 | 0 | 0 | 0 | 0 | 0 | 0 | 0 | 0 | 0
| Distributed storage |  | 5.59 | 12.46 | 21.31 | 31.74 | 43.57 | 56.44 | 69.91 | 83.91 | 98.23 | 112.73 | 127.42 | 140.9 | 152.74
QLD | Black coal |  | 8179 | 8179 | 8179 | 8179 | 8179 | 8179 | 8179 | 7449 | 7449 | 7449 | 5769 | 5769 | 5769
| Brown coal |  | 0 | 0 | 0 | 0 | 0 | 0 | 0 | 0 | 0 | 0 | 0 | 0 | 0
| Hydro |  | 152.4 | 152.4 | 152.4 | 152.4 | 152.4 | 152.4 | 152.4 | 152.4 | 152.4 | 152.4 | 152.4 | 152.4 | 152.4
| CCGT |  | 1565 | 1565 | 1565 | 1565 | 1565 | 1565 | 1565 | 1565 | 1565 | 1565 | 1565 | 1565 | 1565
| OCGT |  | 1474 | 1474 | 1474 | 1474 | 1474 | 1474 | 1474 | 1474 | 1474 | 1474 | 1474 | 1474 | 1474
| Wind |  | 676 | 676 | 676 | 676 | 676 | 676 | 676 | 865.8159 | 1073.1351 | 1366.2338 | 1461.7617 | 1461.7617 | 1461.7617
| Solar |  | 1224.5 | 1224.5 | 1224.5 | 1224.5 | 1224.5 | 2077.8463 | 3082.1595 | 3950.6968 | 4748.8172 | 5676.0679 | 6522.9953 | 6522.9953 | 6522.9953
| Liquid fuel |  | 457.5 | 457.5 | 423.5 | 423.5 | 423.5 | 423.5 | 423.5 | 423.5 | 423.5 | 423.5 | 423.5 | 423.5 | 423.5
| Pumped Hydro |  | 500 | 500 | 500 | 500 | 500 | 500 | 500 | 500 | 500 | 735.2366 | 1519.3045 | 1519.3045 | 1519.3045
| Large-scale storage |  | 1.4 | 101.4 | 101.4 | 101.4 | 101.4 | 101.4 | 101.4 | 101.4 | 101.4 | 101.4 | 101.4 | 101.4 | 101.4
| Distributed storage |  | 3.04 | 6.87 | 11.52 | 16.75 | 22.28 | 28.06 | 33.93 | 39.97 | 46.16 | 52.48 | 58.9 | 65.39 | 71.95
SA | Black coal |  | 0 | 0 | 0 | 0 | 0 | 0 | 0 | 0 | 0 | 0 | 0 | 0 | 0
SA | Brown coal |  | 0 | 0 | 0 | 0 | 0 | 0 | 0 | 0 | 0 | 0 | 0 | 0 | 0
SA | Hydro |  | 0 | 0 | 0 | 0 | 0 | 0 | 0 | 0 | 0 | 0 | 0 | 0 | 0
SA | CCGT |  | 1462 | 1462 | 1462 | 1462 | 1462 | 0 | 0 | 0 | 0 | 0 | 0 | 0 | 0
SA | OCGT |  | 1209.1 | 1209.1 | 969.1 | 969.1 | 969.1 | 969.1 | 1228.7948 | 1228.7948 | 1228.7948 | 1228.7948 | 1228.7948 | 1228.7948 | 1228.7948
SA | Wind |  | 2052 | 2052 | 2052 | 2052 | 2052 | 2052 | 2052 | 2052 | 2052 | 2052 | 2052 | 2052 | 2052
SA | Solar |  | 320 | 320 | 320 | 320 | 320 | 320 | 320 | 320 | 320 | 655.9984 | 1290 | 1290 | 1825.1931
SA | Liquid fuel |  | 265.2 | 265.2 | 265.2 | 265.2 | 265.2 | 265.2 | 265.2 | 265.2 | 265.2 | 265.2 | 265.2 | 265.2 | 265.2
SA | Pumped Hydro |  | 0 | 0 | 0 | 0 | 0 | 0 | 0 | 58.2078 | 172.4887 | 791.5803 | 791.5803 | 1050.8591 | 1317.1518
SA | Large-scale storage |  | 30 | 30 | 30 | 30 | 30 | 30 | 30 | 30 | 30 | 30 | 30 | 30 | 30
SA | Distributed storage |  | 1.04 | 2.36 | 4.06 | 6.08 | 8.37 | 10.93 | 13.7 | 16.62 | 19.68 | 22.86 | 26.14 | 29.42 | 32.59
TAS | Black coal |  | 0 | 0 | 0 | 0 | 0 | 0 | 0 | 0 | 0 | 0 | 0 | 0 | 0
TAS | Brown coal |  | 0 | 0 | 0 | 0 | 0 | 0 | 0 | 0 | 0 | 0 | 0 | 0 | 0
TAS | Hydro |  | 2191.7 | 2191.7 | 2191.7 | 2191.7 | 2191.7 | 2191.7 | 2191.7 | 2191.7 | 2191.7 | 2191.7 | 2191.7 | 2191.7 | 2191.7
TAS | CCGT | bar: 2019-20 to 2031-32
TAS | OCGT |  | 163 | 163 | 163 | 163 | 163 | 163 | 163 | 163 | 163 | 163 | 163 | 163 | 163
TAS | Wind |  | 420 | 420 | 420 | 420 | 420 | 420 | 420 | 420 | 420 | 617.6805 | 776.6039 | 777.9029 | 840.2153
TAS | Solar |  | 0 | 0 | 0 | 0 | 0 | 0 | 0 | 0 | 0 | 0 | 0 | 0 | 0
TAS | Liquid fuel |  | 0 | 0 | 0 | 0 | 0 | 0 | 0 | 0 | 0 | 0 | 0 | 0 | 0
TAS | Pumped Hydro |  | 0 | 0 | 0 | 0 | 0 | 0 | 0 | 0 | 0 | 0 | 0 | 0 | 0
TAS | Large-scale storage |  | 0 | 0 | 0 | 0 | 0 | 0 | 0 | 0 | 0 | 0 | 0 | 0 | 0
TAS | Distributed storage |  | 0.25 | 0.53 | 0.88 | 1.31 | 1.65 | 1.94 | 2.16 | 2.37 | 2.56 | 2.72 | 2.88 | 3.04 | 3.19
VIC | Black coal |  | 0 | 0 | 0 | 0 | 0 | 0 | 0 | 0 | 0 | 0 | 0 | 0 | 0
VIC | Brown coal |  | 4808 | 4808 | 4808 | 4808 | 4808 | 4808 | 4808 | 4808 | 3718 | 3718 | 3718 | 3718 | 3718
VIC | Hydro |  | 2219 | 2219 | 2219 | 2219 | 2219 | 2219 | 2219 | 2219 | 2219 | 2219 | 2219 | 2219 | 2219
VIC | CCGT |  | 510 | 510 | 510 | 510 | 510 | 510 | 510 | 510 | 510 | 510 | 510 | 510 | 0
VIC | OCGT |  | 1985 | 2336.7065 | 2425.6754 | 2425.6754 | 2425.6754 | 2425.6754 | 3680.7261 | 4118.5306 | 4891.5645 | 4891.5645 | 4891.5645 | 4891.5645 | 4891.5645
VIC | Wind |  | 2764 | 3084 | 3334 | 3334 | 4850 | 5500 | 5500 | 5500 | 5500 | 5500 | 5500 | 5500 | 5500
VIC | Solar |  | 402 | 402 | 402 | 402 | 402 | 907 | 907 | 907 | 907 | 907 | 907 | 907 | 907
VIC | Liquid fuel |  | 0 | 0 | 0 | 0 | 0 | 0 | 0 | 0 | 0 | 0 | 0 | 0 | 0
VIC | Pumped Hydro |  | 0 | 0 | 0 | 0 | 0 | 0 | 0 | 0 | 0 | 266.3413 | 266.3413 | 317.7023 | 317.7023
VIC | Large-scale storage |  | 75 | 75 | 75 | 75 | 75 | 75 | 75 | 75 | 75 | 75 | 75 | 75 | 75
VIC | Distributed storage |  | 3.46 | 7.6 | 12.15 | 17.1 | 22.33 | 27.93 | 33.72 | 39.67 | 45.64 | 51.68 | 57.85 | 64.13 | 70.53
Vic Renewable Energy Zone breakdown (MW)
Region | Technology | 2018-19 | 2019-20 | 2020-21 | 2021-22 | 2022-23 | 2023-24 | 2024-25 | 2025-26 | 2026-27 | 2027-28 | 2028-29 | 2029-30 | 2030-31 | 2031-32 | 2032-33
VIC | Murray River, Solar |  | 402 | 402 | 402 | 402 | 402 | 907 | 907 | 907 | 907 | 907 | 907 | 907 | 907
VIC | Gippsland, Wind |  | 107 | 107 | 107 | 107 | 107 | 107 | 107 | 107 | 107 | 107 | 107 | 107 | 107
VIC | Moyne, Wind |  | 1398 | 1398 | 1648 | 1648 | 2808 | 3458 | 3458 | 3458 | 3458 | 3458 | 3458 | 3458 | 3458
VIC | Western Victoria, Wind |  | 1259 | 1579 | 1579 | 1579 | 1935 | 1935 | 1935 | 1935 | 1935 | 1935 | 1935 | 1935 | 1935
VIC
VIC
VIC
VIC
VIC

## Fast Change Wvic_GWh
Total NEM Generated Energy by Technology (GWh)
Region | Technology | 2018-19 | 2019-20 | 2020-21 | 2021-22 | 2022-23 | 2023-24 | 2024-25 | 2025-26 | 2026-27 | 2027-28 | 2028-29 | 2029-30 | 2030-31 | 2031-32 | 2032-33
NEM | Black coal |  | 104338.0241 | 104357.9857 | 105893.4333 | 104358.5494 | 102851.2588 | 99314.1062 | 98333.6559 | 97395.9318 | 98390.3675 | 91023.4553 | 82493.3602 | 80358.5346 | 80654.5741
| Brown coal |  | 32264.1674 | 32102.0645 | 29747.7191 | 29722.3607 | 31091.117 | 30356.6269 | 27441.3671 | 30383.1017 | 22431.4424 | 22510.2937 | 24161.1308 | 24233.3515 | 22077.8251
| Hydro |  | 15592.6989 | 15561.9681 | 16476.2467 | 16037.3387 | 16078.9272 | 16252.9285 | 16398.2424 | 16688.9722 | 16775.5401 | 15976.0975 | 16384.4758 | 16392.2604 | 16467.2431
| CCGT |  | 6044.1271 | 6047.8216 | 7248.2362 | 10425.6558 | 8349.2055 | 6367.6501 | 7583.7139 | 6936.8779 | 9110.7762 | 10290.8412 | 11543.5964 | 12236.4144 | 12325.1952
| OCGT |  | 914.0005 | 976.5338 | 1230.2992 | 2008.8224 | 1052.4876 | 4061.1689 | 5002.1158 | 4113.4786 | 7722.9788 | 11688.857 | 14133.0683 | 17087.7218 | 18614.2596
| Wind |  | 21600.1599 | 22374.216 | 22887.9499 | 23091.905 | 27301.3978 | 29098.4034 | 29472.3255 | 29976.5754 | 31088.6515 | 32855.0851 | 33951.8105 | 34234.3499 | 34493.3054
| Solar |  | 6254.7334 | 6256.2431 | 6699.3271 | 6677.1349 | 6692.5521 | 10241.3176 | 12910.8947 | 15203.2613 | 17047.7805 | 19738.6741 | 24807.3725 | 25680.7663 | 28753.6231
| Liquid fuel |  | 0.45413 | 0 | 0 | 0.13626 | 0.17424 | 5.0078 | 2.521 | 4.8084 | 0.70487 | 0.099 | 0.29545 | 8.7123 | 11.5217
| Pumped Hydro |  | 140.5078 | 137.1546 | 535.4795 | 846.3374 | 794.8501 | 1040.347 | 1135.9866 | 1275.5892 | 1453.6811 | 3447.1132 | 5463.2678 | 6036.63 | 7443.764
| Large-scale storage |  | 89.8827 | 152.1267 | 180.098 | 185.2226 | 212.4652 | 189.7883 | 176.6227 | 183.0007 | 171.063 | 179.9243 | 177.3853 | 171.7283 | 174.1917
| Distributed storage |  | 7.4229 | 16.2755 | 40.4035 | 67.1815 | 92.2183 | 110.8772 | 126.8272 | 147.8185 | 160.9816 | 168.9086 | 188.9945 | 210.8083 | 235.8128
Region | Technology | 2018-19 | 2019-20 | 2020-21 | 2021-22 | 2022-23 | 2023-24 | 2024-25 | 2025-26 | 2026-27 | 2027-28 | 2028-29 | 2029-30 | 2030-31 | 2031-32 | 2032-33
NSW | Black coal |  | 60067.726 | 59882.299 | 56541.1553 | 51043.7128 | 50016.4981 | 46462.9306 | 50316.1986 | 53433.3846 | 54684.3791 | 46751.8182 | 46536.3593 | 46587.7154 | 46719.7912
| Brown coal |  | 0 | 0 | 0 | 0 | 0 | 0 | 0 | 0 | 0 | 0 | 0 | 0 | 0
| Hydro |  | 3150.7715 | 3175.1303 | 3478.8444 | 3717.4402 | 3618.3825 | 3930.9397 | 4088.0047 | 4367.7315 | 4396.1571 | 3623.5351 | 4034.1251 | 4053.1381 | 4111.5071
| CCGT |  | 51.0746 | 84.6955 | 537.2325 | 1450.4011 | 998.1949 | 2174.0978 | 2082.7565 | 1626.1413 | 2303.3288 | 3330.2604 | 3403.651 | 3490.9287 | 3513.9042
| OCGT |  | 14.3965 | 36.5984 | 201.143 | 766.9644 | 400.4884 | 1871.5274 | 1557.3048 | 1223.7771 | 1846.5315 | 4213.1539 | 6421.5692 | 7072.1655 | 7093.5535
| Wind |  | 4269.3333 | 4266.5932 | 4220.7249 | 4313.7034 | 4287.61 | 4205.7384 | 4263.4696 | 4265.6032 | 4249.3901 | 4241.8664 | 4206.5441 | 4255.0734 | 4278.5752
| Solar |  | 1095.4548 | 1095.9004 | 1525.4185 | 1514.5994 | 1519.9638 | 1519.5416 | 1513.2512 | 1515.7768 | 1528.2566 | 1525.3086 | 2155.0448 | 2941.4805 | 4891.5447
| Liquid fuel |  | 0 | 0 | 0 | 0.13626 | 0.17424 | 0.19206 | 0.3465 | 0.30004 | 0.062665 | 0.099 | 0.2673 | 0.91697 | 0.87305
| Pumped Hydro |  | 44.5078 | 41.6134 | 126.3842 | 166.5993 | 176.1609 | 167.3088 | 194.9747 | 218.2468 | 205.8278 | 669.7065 | 784.8203 | 965.701 | 1876.1589
| Large-scale storage |  | 0 | 0 | 0 | 0 | 0 | 0 | 0 | 0 | 0 | 0 | 0 | 0 | 0
| Distributed storage |  | 2.5182 | 5.5679 | 16.6477 | 30.3476 | 41.165 | 50.595 | 59.1394 | 67.9841 | 76.3592 | 77.0735 | 84.8915 | 96.4956 | 107.5686
QLD | Black coal |  | 44270.298 | 44475.6867 | 49352.2781 | 53314.8366 | 52834.7607 | 52851.1755 | 48017.4573 | 43962.5472 | 43705.9883 | 44271.6371 | 35957.0009 | 33770.8191 | 33934.7829
| Brown coal |  | 0 | 0 | 0 | 0 | 0 | 0 | 0 | 0 | 0 | 0 | 0 | 0 | 0
| Hydro |  | 636.0136 | 635.1523 | 634.0605 | 634.2179 | 635.4126 | 633.8022 | 634.7299 | 634.5506 | 636.2652 | 635.5259 | 634.9793 | 634.8166 | 636.3633
| CCGT |  | 1432.4514 | 1441.8247 | 1740.1215 | 2714.6394 | 2573.8258 | 3617.3795 | 4776.4475 | 5103.0643 | 5570.992 | 5651.5318 | 7145.1547 | 7523.2109 | 7620.421
| OCGT |  | 589.8292 | 591.2511 | 298.5253 | 23.9011 | 18.6562 | 62.3677 | 183.2092 | 311.8108 | 239.2041 | 212.2503 | 860.3847 | 1911.9059 | 2520.412
| Wind |  | 1965.575 | 1965.6988 | 1949.4961 | 1999.7754 | 1977.3603 | 1936.6756 | 1963.2865 | 2683.1425 | 3387.7688 | 4370.8779 | 4913.7611 | 4943.2494 | 4939.9655
| Solar |  | 3245.097 | 3242.2924 | 3251.0049 | 3240.0081 | 3252.5148 | 5557.6334 | 8230.5899 | 10519.7919 | 12316.6372 | 14057.3122 | 16885.4983 | 16951.3115 | 16930.7541
| Liquid fuel |  | 0 | 0 | 0 | 0 | 0 | 0 | 0.49284 | 2.7192 | 0.024181 | 0 | 0.02815 | 7.7953 | 10.6066
| Pumped Hydro |  | 96 | 95.5412 | 409.0953 | 679.7381 | 618.6892 | 873.0382 | 941.0119 | 952.0515 | 997.2991 | 1531.7439 | 3133.211 | 3126.9929 | 3114.6632
| Large-scale storage |  | 0.55748 | 63.984 | 81.611 | 88.9538 | 90.542 | 82.841 | 80.8356 | 82.7415 | 91.4729 | 105.0317 | 93.1763 | 89.2555 | 91.1823
| Distributed storage |  | 1.47 | 3.1979 | 8.5281 | 14.6726 | 19.5986 | 23.0073 | 26.7205 | 31.1144 | 35.0285 | 39.5046 | 43.6901 | 48.6169 | 53.9987
SA | Black coal |  | 0 | 0 | 0 | 0 | 0 | 0 | 0 | 0 | 0 | 0 | 0 | 0 | 0
SA | Brown coal |  | 0 | 0 | 0 | 0 | 0 | 0 | 0 | 0 | 0 | 0 | 0 | 0 | 0
SA | Hydro |  | 0 | 0 | 0 | 0 | 0 | 0 | 0 | 0 | 0 | 0 | 0 | 0 | 0
SA | CCGT |  | 4509.1381 | 4491.8308 | 4910.6532 | 5527.6694 | 4748.7151 | 0 | 0 | 0 | 0 | 0 | 0 | 0 | 0
SA | OCGT |  | 263.7435 | 265.3937 | 510.4728 | 920.4518 | 542.6073 | 1680.1157 | 2306.0614 | 1947.7012 | 2898.3949 | 3374.2671 | 3252.5345 | 2934.1829 | 3074.2864
SA | Wind |  | 5958.5195 | 5924.3232 | 5815.3348 | 5862.4731 | 6007.9972 | 5890.8846 | 5935.7066 | 5923.8542 | 5883.3623 | 5969.9693 | 5774.2282 | 5824.2383 | 5684.5087
SA | Solar |  | 864.8836 | 863.6981 | 863.7466 | 864.2478 | 863.8805 | 863.0069 | 865.6399 | 865.9063 | 870.726 | 1821.7567 | 3488.9372 | 3509.7945 | 4650.4272
SA | Liquid fuel |  | 0.45413 | 0 | 0 | 0 | 0 | 4.8157 | 1.6817 | 1.7892 | 0.61802 | 0 | 0 | 0 | 0.042074
SA | Pumped Hydro |  | 0 | 0 | 0 | 0 | 0 | 0 | 0 | 105.2909 | 250.5542 | 917.2066 | 1190.2998 | 1537.8509 | 2040.5884
SA | Large-scale storage |  | 32.5815 | 32.5029 | 39.8224 | 39.5581 | 41.6405 | 41.813 | 38.3044 | 40.9013 | 34.8019 | 33.2851 | 37.2216 | 37.7264 | 40.0709
SA | Distributed storage |  | 0.82579 | 1.9157 | 3.9756 | 5.9562 | 8.5236 | 10.3215 | 11.9218 | 14.0195 | 15.1525 | 16.7084 | 18.7764 | 20.9798 | 23.5348
TAS | Black coal |  | 0 | 0 | 0 | 0 | 0 | 0 | 0 | 0 | 0 | 0 | 0 | 0 | 0
TAS | Brown coal |  | 0 | 0 | 0 | 0 | 0 | 0 | 0 | 0 | 0 | 0 | 0 | 0 | 0
TAS | Hydro |  | 8629.4091 | 8616.0686 | 9033.7455 | 8579.0412 | 8645.5626 | 8577.3084 | 8574.3343 | 8581.0409 | 8600.3236 | 8586.9416 | 8590.8183 | 8586.5434 | 8590.6836
TAS | CCGT |  | 2.0323 | 1.4438 | 2.8534 | 638.9118 | 3.2612 | 479.8557 | 702.2179 | 183.8446 | 1179.5482 | 1217.2591 | 955.2395 | 1148.5163 | 1190.8701
TAS | OCGT |  | 0 | 0 | 0 | 0 | 0 | 0.0086855 | 0 | 0 | 0 | 0 | 0 | 0 | 0
TAS | Wind |  | 1337.9165 | 1329.713 | 1335.9286 | 1341.7589 | 1307.7503 | 1324.7323 | 1328.6882 | 1326.828 | 1342.5685 | 2152.7798 | 2916.5504 | 2946.6358 | 3241.7851
TAS | Solar |  | 0 | 0 | 0 | 0 | 0 | 0 | 0 | 0 | 0 | 0 | 0 | 0 | 0
TAS | Liquid fuel |  | 0 | 0 | 0 | 0 | 0 | 0 | 0 | 0 | 0 | 0 | 0 | 0 | 0
TAS | Pumped Hydro |  | 0 | 0 | 0 | 0 | 0 | 0 | 0 | 0 | 0 | 0 | 0 | 0 | 0
TAS | Large-scale storage |  | 0 | 0 | 0 | 0 | 0 | 0 | 0 | 0 | 0 | 0 | 0 | 0 | 0
TAS | Distributed storage |  | 0.00934 | 0.028816 | 0.070677 | 0.021877 | 0.13572 | 0.20339 | 0.11334 | 0.07584 | 0.009718 | 0.024204 | 0.18272 | 0.16796 | 0.32277
VIC | Black coal |  | 0 | 0 | 0 | 0 | 0 | 0 | 0 | 0 | 0 | 0 | 0 | 0 | 0
VIC | Brown coal |  | 32264.1674 | 32102.0645 | 29747.7191 | 29722.3607 | 31091.117 | 30356.6269 | 27441.3671 | 30383.1017 | 22431.4424 | 22510.2937 | 24161.1308 | 24233.3515 | 22077.8251
VIC | Hydro |  | 3176.5047 | 3135.6169 | 3329.5962 | 3106.6394 | 3179.5695 | 3110.8781 | 3101.1735 | 3105.6492 | 3142.7941 | 3130.0949 | 3124.5531 | 3117.7622 | 3128.6891
VIC | CCGT |  | 49.4307 | 28.0267 | 57.3756 | 94.0342 | 25.2086 | 96.317 | 22.292 | 23.8276 | 56.9071 | 91.7899 | 39.5511 | 73.7584 | 0
VIC | OCGT |  | 46.0313 | 83.2907 | 220.1581 | 297.5051 | 90.7357 | 447.1494 | 955.5404 | 630.1895 | 2738.8482 | 3889.1857 | 3598.5799 | 5169.4675 | 5926.0077
VIC | Wind |  | 8068.8157 | 8887.8878 | 9566.4654 | 9574.1943 | 13720.68 | 15740.3725 | 15981.1747 | 15777.1475 | 16225.5618 | 16119.5917 | 16140.7266 | 16265.153 | 16348.4709
VIC | Solar |  | 1049.298 | 1054.3521 | 1059.1571 | 1058.2796 | 1056.1929 | 2301.1357 | 2301.4138 | 2301.7863 | 2332.1606 | 2334.2965 | 2277.8922 | 2278.1798 | 2280.8972
VIC | Liquid fuel |  | 0 | 0 | 0 | 0 | 0 | 0 | 0 | 0 | 0 | 0 | 0 | 0 | 0
VIC | Pumped Hydro |  | 0 | 0 | 0 | 0 | 0 | 0 | 0 | 0 | 0 | 328.4562 | 354.9368 | 406.0852 | 412.3536
VIC | Large-scale storage |  | 56.7437 | 55.6398 | 58.6646 | 56.7107 | 80.2827 | 65.1342 | 57.4827 | 59.3579 | 44.7883 | 41.6074 | 46.9874 | 44.7464 | 42.9385
VIC | Distributed storage |  | 2.5996 | 5.5652 | 11.1813 | 16.1832 | 22.7954 | 26.7501 | 28.9323 | 34.6248 | 34.4316 | 35.5979 | 41.4539 | 44.548 | 50.388
Vic Renewable Energy Zone breakdown (GWh)
Region | Technology | 2018-19 | 2019-20 | 2020-21 | 2021-22 | 2022-23 | 2023-24 | 2024-25 | 2025-26 | 2026-27 | 2027-28 | 2028-29 | 2029-30 | 2030-31 | 2031-32 | 2032-33
VIC | Murray River, Solar |  | 1049.298 | 1054.3521 | 1059.1571 | 1058.2796 | 1056.1929 | 2301.1357 | 2301.4138 | 2301.7863 | 2332.1606 | 2334.2965 | 2277.8922 | 2278.1798 | 2280.8972
VIC | Gippsland, Wind |  | 353.2413 | 349.9867 | 350.796 | 351.1391 | 348.7759 | 351.6418 | 351.8529 | 349.2275 | 351.5481 | 346.9468 | 352.3286 | 353.6117 | 353.8521
VIC | Moyne, Wind |  | 3930.8416 | 3909.2792 | 4627.3136 | 4622.5337 | 7994.6575 | 9523.1956 | 9720.3726 | 9562.9004 | 9920.7656 | 9830.7795 | 9873.8162 | 9937.2234 | 9998.12
VIC | Western Victoria, Wind |  | 3784.7328 | 4628.6219 | 4588.3559 | 4600.5214 | 5377.2466 | 5865.535 | 5908.9492 | 5865.0197 | 5953.2481 | 5941.8654 | 5914.5819 | 5974.3178 | 5996.4988
VIC
VIC
VIC
VIC
VIC

## Neutral DN_MW
Total NEM Installed Capacity by Technology (MW)
Region | Technology | 2018-19 | 2019-20 | 2020-21 | 2021-22 | 2022-23 | 2023-24 | 2024-25 | 2025-26 | 2026-27 | 2027-28 | 2028-29 | 2029-30 | 2030-31 | 2031-32 | 2032-33
NEM | Black coal |  | 18219 | 18219 | 18219 | 16419 | 16419 | 16419 | 16419 | 16419 | 16419 | 15099 | 13419 | 13419 | 13419
| Brown coal |  | 4808 | 4808 | 4808 | 4808 | 4808 | 4808 | 4808 | 4808 | 4808 | 4808 | 4808 | 4808 | 4808
| Hydro |  | 7185.1 | 7185.1 | 7185.1 | 7185.1 | 7185.1 | 7185.1 | 7185.1 | 7185.1 | 7185.1 | 7185.1 | 7185.1 | 7185.1 | 7185.1
| CCGT |  | 4156 | 4156 | 4156 | 4156 | 4156 | 2694 | 2694 | 2694 | 2694 | 2694 | 2694 | 2694 | 2184
| OCGT |  | 6219.1 | 6219.1 | 5979.1 | 6325.7279 | 6360.7279 | 6391.7279 | 6391.7279 | 6391.7279 | 6391.7279 | 6391.7279 | 6391.7279 | 6391.7279 | 6391.7279
| Wind |  | 7412 | 7882 | 8238 | 8738 | 9738 | 10388 | 10388 | 10479.2829 | 10663.8143 | 10912.3179 | 11080.5358 | 11080.5358 | 11080.5358
| Solar |  | 3013.2484 | 3013.2484 | 3163.2484 | 3993.5763 | 3993.5763 | 5347.426 | 6514.6254 | 7251.4312 | 7928.1507 | 8746.6692 | 9431.5836 | 9431.5836 | 9431.5836
| Liquid fuel |  | 772.7 | 772.7 | 738.7 | 738.7 | 738.7 | 738.7 | 738.7 | 738.7 | 738.7 | 738.7 | 738.7 | 738.7 | 738.7
| Pumped Hydro |  | 740 | 740 | 740 | 740 | 740 | 1451.249 | 1594.453 | 1594.453 | 1594.453 | 1847.7197 | 2591.3109 | 2591.3109 | 2781.4331
| Large-scale storage |  | 106.4 | 206.4 | 206.4 | 206.4 | 206.4 | 206.4 | 206.4 | 206.4 | 206.4 | 206.4 | 206.4 | 206.4 | 206.4
| Distributed storage |  | 60.2291 | 134.2127 | 224.6207 | 328.3924 | 441.8718 | 563.866 | 690.4131 | 821.4538 | 955.2524 | 1091.1046 | 1229.3024 | 1362.9511 | 1489.4909
Region | Technology | 2018-19 | 2019-20 | 2020-21 | 2021-22 | 2022-23 | 2023-24 | 2024-25 | 2025-26 | 2026-27 | 2027-28 | 2028-29 | 2029-30 | 2030-31 | 2031-32 | 2032-33
NSW | Black coal |  | 10040 | 10040 | 10040 | 8240 | 8240 | 8240 | 8240 | 8240 | 8240 | 6920 | 6920 | 6920 | 6920
| Brown coal |  | 0 | 0 | 0 | 0 | 0 | 0 | 0 | 0 | 0 | 0 | 0 | 0 | 0
| Hydro |  | 2622 | 2622 | 2622 | 2622 | 2622 | 2622 | 2622 | 2622 | 2622 | 2622 | 2622 | 2622 | 2622
| CCGT |  | 618 | 618 | 618 | 618 | 618 | 618 | 618 | 618 | 618 | 618 | 618 | 618 | 618
| OCGT |  | 1388 | 1388 | 1388 | 1706.6279 | 1706.6279 | 1706.6279 | 1706.6279 | 1706.6279 | 1706.6279 | 1706.6279 | 1706.6279 | 1706.6279 | 1706.6279
| Wind |  | 1500 | 1500 | 1500 | 1500 | 1500 | 1500 | 1500 | 1500 | 1500 | 1500 | 1500 | 1500 | 1500
| Solar |  | 900.6293 | 900.6293 | 1050.6293 | 1556.98 | 1556.98 | 1556.98 | 1556.98 | 1556.98 | 1556.98 | 1556.98 | 1556.98 | 1556.98 | 1556.98
| Liquid fuel |  | 50 | 50 | 50 | 50 | 50 | 50 | 50 | 50 | 50 | 50 | 50 | 50 | 50
| Pumped Hydro |  | 240 | 240 | 240 | 240 | 240 | 244.2501 | 387.4541 | 387.4541 | 387.4541 | 415.8427 | 563.1996 | 563.1996 | 753.3217
| Large-scale storage |  | 0 | 0 | 0 | 0 | 0 | 0 | 0 | 0 | 0 | 0 | 0 | 0 | 0
| Distributed storage |  | 25.1568 | 56.0691 | 95.8798 | 142.8159 | 196.0542 | 253.9814 | 314.6069 | 377.6072 | 442.051 | 507.2804 | 573.3688 | 634.0407 | 687.346
QLD | Black coal |  | 8179 | 8179 | 8179 | 8179 | 8179 | 8179 | 8179 | 8179 | 8179 | 8179 | 6499 | 6499 | 6499
| Brown coal |  | 0 | 0 | 0 | 0 | 0 | 0 | 0 | 0 | 0 | 0 | 0 | 0 | 0
| Hydro |  | 152.4 | 152.4 | 152.4 | 152.4 | 152.4 | 152.4 | 152.4 | 152.4 | 152.4 | 152.4 | 152.4 | 152.4 | 152.4
| CCGT |  | 1565 | 1565 | 1565 | 1565 | 1565 | 1565 | 1565 | 1565 | 1565 | 1565 | 1565 | 1565 | 1565
| OCGT |  | 1474 | 1474 | 1474 | 1474 | 1474 | 1474 | 1474 | 1474 | 1474 | 1474 | 1474 | 1474 | 1474
| Wind |  | 676 | 676 | 676 | 676 | 676 | 676 | 676 | 767.2829 | 951.8143 | 1186.3658 | 1308.3822 | 1308.3822 | 1308.3822
| Solar |  | 1224.5 | 1224.5 | 1224.5 | 1224.5 | 1224.5 | 1721.7446 | 2760.6454 | 3497.4512 | 4174.1707 | 4992.6892 | 5677.6036 | 5677.6036 | 5677.6036
| Liquid fuel |  | 457.5 | 457.5 | 423.5 | 423.5 | 423.5 | 423.5 | 423.5 | 423.5 | 423.5 | 423.5 | 423.5 | 423.5 | 423.5
| Pumped Hydro |  | 500 | 500 | 500 | 500 | 500 | 500 | 500 | 500 | 500 | 724.8781 | 1321.1125 | 1321.1125 | 1321.1125
| Large-scale storage |  | 1.4 | 101.4 | 101.4 | 101.4 | 101.4 | 101.4 | 101.4 | 101.4 | 101.4 | 101.4 | 101.4 | 101.4 | 101.4
| Distributed storage |  | 13.6923 | 30.9345 | 51.8416 | 75.3569 | 100.2728 | 126.2546 | 152.7033 | 179.8653 | 207.739 | 236.1665 | 265.0381 | 294.2611 | 323.755
SA | Black coal |  | 0 | 0 | 0 | 0 | 0 | 0 | 0 | 0 | 0 | 0 | 0 | 0 | 0
SA | Brown coal |  | 0 | 0 | 0 | 0 | 0 | 0 | 0 | 0 | 0 | 0 | 0 | 0 | 0
SA | Hydro |  | 0 | 0 | 0 | 0 | 0 | 0 | 0 | 0 | 0 | 0 | 0 | 0 | 0
SA | CCGT |  | 1462 | 1462 | 1462 | 1462 | 1462 | 0 | 0 | 0 | 0 | 0 | 0 | 0 | 0
SA | OCGT |  | 1209.1 | 1209.1 | 969.1 | 969.1 | 969.1 | 969.1 | 969.1 | 969.1 | 969.1 | 969.1 | 969.1 | 969.1 | 969.1
SA | Wind |  | 2052 | 2052 | 2052 | 2052 | 2052 | 2052 | 2052 | 2052 | 2052 | 2052 | 2052 | 2052 | 2052
SA | Solar |  | 486.1191 | 486.1191 | 486.1191 | 810.0963 | 810.0963 | 1161.7014 | 1290 | 1290 | 1290 | 1290 | 1290 | 1290 | 1290
SA | Liquid fuel |  | 265.2 | 265.2 | 265.2 | 265.2 | 265.2 | 265.2 | 265.2 | 265.2 | 265.2 | 265.2 | 265.2 | 265.2 | 265.2
SA | Pumped Hydro |  | 0 | 0 | 0 | 0 | 0 | 706.9989 | 706.9989 | 706.9989 | 706.9989 | 706.9989 | 706.9989 | 706.9989 | 706.9989
SA | Large-scale storage |  | 30 | 30 | 30 | 30 | 30 | 30 | 30 | 30 | 30 | 30 | 30 | 30 | 30
SA | Distributed storage |  | 4.6986 | 10.6141 | 18.2709 | 27.3616 | 37.6467 | 49.2016 | 61.6345 | 74.7964 | 88.5706 | 102.8717 | 117.6225 | 132.3793 | 146.6603
TAS | Black coal |  | 0 | 0 | 0 | 0 | 0 | 0 | 0 | 0 | 0 | 0 | 0 | 0 | 0
TAS | Brown coal |  | 0 | 0 | 0 | 0 | 0 | 0 | 0 | 0 | 0 | 0 | 0 | 0 | 0
TAS | Hydro |  | 2191.7 | 2191.7 | 2191.7 | 2191.7 | 2191.7 | 2191.7 | 2191.7 | 2191.7 | 2191.7 | 2191.7 | 2191.7 | 2191.7 | 2191.7
TAS | CCGT | bar: 2019-20 to 2031-32
TAS | OCGT |  | 163 | 163 | 163 | 163 | 163 | 163 | 163 | 163 | 163 | 163 | 163 | 163 | 163
TAS | Wind |  | 420 | 420 | 420 | 420 | 420 | 420 | 420 | 420 | 420 | 433.9521 | 480.1537 | 480.1537 | 480.1537
TAS | Solar |  | 0 | 0 | 0 | 0 | 0 | 0 | 0 | 0 | 0 | 0 | 0 | 0 | 0
TAS | Liquid fuel |  | 0 | 0 | 0 | 0 | 0 | 0 | 0 | 0 | 0 | 0 | 0 | 0 | 0
TAS | Pumped Hydro |  | 0 | 0 | 0 | 0 | 0 | 0 | 0 | 0 | 0 | 0 | 0 | 0 | 0
TAS | Large-scale storage |  | 0 | 0 | 0 | 0 | 0 | 0 | 0 | 0 | 0 | 0 | 0 | 0 | 0
TAS | Distributed storage |  | 1.1074 | 2.4017 | 3.9644 | 5.8927 | 7.4173 | 8.7301 | 9.7122 | 10.6559 | 11.4994 | 12.2389 | 12.9664 | 13.6654 | 14.3392
VIC | Black coal |  | 0 | 0 | 0 | 0 | 0 | 0 | 0 | 0 | 0 | 0 | 0 | 0 | 0
VIC | Brown coal |  | 4808 | 4808 | 4808 | 4808 | 4808 | 4808 | 4808 | 4808 | 4808 | 4808 | 4808 | 4808 | 4808
VIC | Hydro |  | 2219 | 2219 | 2219 | 2219 | 2219 | 2219 | 2219 | 2219 | 2219 | 2219 | 2219 | 2219 | 2219
VIC | CCGT |  | 510 | 510 | 510 | 510 | 510 | 510 | 510 | 510 | 510 | 510 | 510 | 510 | 0
VIC | OCGT |  | 1985 | 1985 | 1985 | 2013 | 2048 | 2079 | 2079 | 2079 | 2079 | 2079 | 2079 | 2079 | 2079
VIC | Wind |  | 2764 | 3234 | 3590 | 4090 | 5090 | 5740 | 5740 | 5740 | 5740 | 5740 | 5740 | 5740 | 5740
VIC | Solar |  | 402 | 402 | 402 | 402 | 402 | 907 | 907 | 907 | 907 | 907 | 907 | 907 | 907
VIC | Liquid fuel |  | 0 | 0 | 0 | 0 | 0 | 0 | 0 | 0 | 0 | 0 | 0 | 0 | 0
VIC | Pumped Hydro |  | 0 | 0 | 0 | 0 | 0 | 0 | 0 | 0 | 0 | 0 | 0 | 0 | 0
VIC | Large-scale storage |  | 75 | 75 | 75 | 75 | 75 | 75 | 75 | 75 | 75 | 75 | 75 | 75 | 75
VIC | Distributed storage |  | 15.5741 | 34.1933 | 54.664 | 76.9652 | 100.4807 | 125.6983 | 151.7562 | 178.5289 | 205.3924 | 232.5471 | 260.3066 | 288.6046 | 317.3904
Vic Renewable Energy Zone breakdown (MW)
Region | Technology | 2018-19 | 2019-20 | 2020-21 | 2021-22 | 2022-23 | 2023-24 | 2024-25 | 2025-26 | 2026-27 | 2027-28 | 2028-29 | 2029-30 | 2030-31 | 2031-32 | 2032-33
VIC | Murray River, Solar |  | 402 | 402 | 402 | 402 | 402 | 907 | 907 | 907 | 907 | 907 | 907 | 907 | 907
VIC | Gippsland, Wind |  | 107 | 107 | 107 | 107 | 107 | 107 | 107 | 107 | 107 | 107 | 107 | 107 | 107
VIC | Moyne, Wind |  | 1398 | 1398 | 1548 | 2048 | 3048 | 3698 | 3698 | 3698 | 3698 | 3698 | 3698 | 3698 | 3698
VIC | Western Victoria, Wind |  | 1259 | 1729 | 1935 | 1935 | 1935 | 1935 | 1935 | 1935 | 1935 | 1935 | 1935 | 1935 | 1935
VIC
VIC
VIC
VIC
VIC

## Neutral DN_GWh
Total NEM Generated Energy by Technology (GWh)
Region | Technology | 2018-19 | 2019-20 | 2020-21 | 2021-22 | 2022-23 | 2023-24 | 2024-25 | 2025-26 | 2026-27 | 2027-28 | 2028-29 | 2029-30 | 2030-31 | 2031-32 | 2032-33
NEM | Black coal |  | 98237.3172 | 97093.1058 | 97783.6918 | 94973.5946 | 91818.7051 | 91050.0939 | 91075.3284 | 88605.1873 | 89145.254 | 85626.0295 | 79294.6309 | 77839.4823 | 78875.7726
| Brown coal |  | 32177.6949 | 31919.847 | 29592.8896 | 29124.5485 | 30155.3811 | 29766.9533 | 27010.9544 | 29711.3423 | 26861.5327 | 26791.9992 | 29708.9088 | 29699.001 | 27796.0922
| Hydro |  | 15448.3788 | 15432.5045 | 15608.6468 | 15827.8908 | 15772.2548 | 15826.9877 | 15844.9686 | 15820.4527 | 16035.9927 | 16395.5468 | 16373.6008 | 16434.3215 | 16437.9519
| CCGT |  | 5945.7398 | 5935.9072 | 6228.439 | 6604.9729 | 6304.9115 | 2640.7397 | 3432.1244 | 2512.8018 | 2478.4415 | 3353.3722 | 4563.7256 | 5508.6517 | 6127.8574
| OCGT |  | 825.9607 | 830.6829 | 662.1633 | 452.5061 | 238.8559 | 773.4294 | 1022.0837 | 607.902 | 676.9925 | 1562.4531 | 1304.3836 | 1799.0583 | 2503.16
| Wind |  | 21549.3901 | 22685.2478 | 23298.6905 | 24812.56 | 27572.7155 | 28956.7547 | 29309.5517 | 29363.1762 | 30202.5149 | 30871.0669 | 31373.4496 | 31566.1268 | 31684.5661
| Solar |  | 7893.1202 | 7888.9371 | 8338.2295 | 10474.5332 | 10522.9891 | 14070.6138 | 17105.0585 | 18976.0034 | 20538.7499 | 22010.9136 | 24183.657 | 24175.0006 | 24151.5623
| Liquid fuel |  | 0 | 0 | 0 | 0.0495 | 0 | 0 | 0 | 0 | 0 | 0 | 0 | 0 | 0
| Pumped Hydro |  | 94.8971 | 99.6031 | 247.7823 | 437.5473 | 425.3411 | 1731.7968 | 2270.935 | 2193.6827 | 2313.161 | 3042.1717 | 4665.3932 | 4942.8556 | 5306.6727
| Large-scale storage |  | 85.7908 | 148.5879 | 173.4077 | 190.4889 | 197.7713 | 215.9223 | 206.1806 | 212.3776 | 218.4611 | 230.6659 | 227.7826 | 228.232 | 222.7219
| Distributed storage |  | 28.2961 | 67.789 | 151.4477 | 254.3644 | 320.3048 | 458.6059 | 539.9063 | 621.4933 | 723.4515 | 833.2878 | 928.6221 | 1020.4548 | 1106.2468
Region | Technology | 2018-19 | 2019-20 | 2020-21 | 2021-22 | 2022-23 | 2023-24 | 2024-25 | 2025-26 | 2026-27 | 2027-28 | 2028-29 | 2029-30 | 2030-31 | 2031-32 | 2032-33
NSW | Black coal |  | 56338.5116 | 54768.0023 | 52084.2819 | 46708.4346 | 44684.198 | 42509.7626 | 45722.5915 | 45946.9471 | 46759.2341 | 41702.1789 | 41349.1948 | 41601.6576 | 42342.7535
| Brown coal |  | 0 | 0 | 0 | 0 | 0 | 0 | 0 | 0 | 0 | 0 | 0 | 0 | 0
| Hydro |  | 3117.9309 | 3117.2644 | 3227.2702 | 3436.1808 | 3383.4901 | 3409.2239 | 3464.521 | 3480.6025 | 3629.3933 | 3958.1401 | 3947.5186 | 4058.3664 | 4098.1327
| CCGT |  | 32.9344 | 53.6734 | 185.3659 | 344.8757 | 237.8114 | 576.0495 | 635.9038 | 304.6136 | 349.7581 | 1043.5166 | 1133.0468 | 1432.9873 | 1719.6603
| OCGT |  | 6.379 | 19.2392 | 87.6174 | 168.0195 | 73.5962 | 352.385 | 377.1358 | 257.6749 | 275.8772 | 755.0581 | 654.4495 | 842.9959 | 1099.8022
| Wind |  | 4269.3333 | 4266.6066 | 4221.267 | 4313.6614 | 4286.7977 | 4205.2356 | 4260.0742 | 4251.056 | 4231.5974 | 4227.6836 | 4192.6592 | 4235.4027 | 4260.853
| Solar |  | 2275.8094 | 2273.688 | 2712.1242 | 3988.293 | 4012.5362 | 4023.4484 | 3987.5704 | 3959.6583 | 3966.4514 | 3978.2646 | 3980.2204 | 3940.9081 | 3955.5174
| Liquid fuel |  | 0 | 0 | 0 | 0.0495 | 0 | 0 | 0 | 0 | 0 | 0 | 0 | 0 | 0
| Pumped Hydro |  | 24.7362 | 29.9808 | 69.8927 | 126.7188 | 118.984 | 123.3277 | 376.0657 | 357.7135 | 360.8957 | 467.2489 | 744.1089 | 851.8949 | 1228.357
| Large-scale storage |  | 0 | 0 | 0 | 0 | 0 | 0 | 0 | 0 | 0 | 0 | 0 | 0 | 0
| Distributed storage |  | 9.3106 | 24.8286 | 61.3362 | 108.2602 | 134.9199 | 204.6434 | 245.2354 | 283.358 | 329.6151 | 383.4543 | 426.2198 | 465.5772 | 502.3245
QLD | Black coal |  | 41898.8056 | 42325.1035 | 45699.4099 | 48265.16 | 47134.5071 | 48540.3313 | 45352.7369 | 42658.2402 | 42386.0199 | 43923.8506 | 37945.436 | 36237.8246 | 36533.0191
| Brown coal |  | 0 | 0 | 0 | 0 | 0 | 0 | 0 | 0 | 0 | 0 | 0 | 0 | 0
| Hydro |  | 636.0774 | 634.8741 | 634.9236 | 634.1642 | 636.7054 | 634.1448 | 634.3808 | 634.7323 | 636.0366 | 635.0612 | 635.3487 | 634.3582 | 635.6089
| CCGT |  | 1437.2002 | 1438.4739 | 1513.2112 | 1741.879 | 1651.7131 | 2027.915 | 2764.4163 | 2198.9262 | 2111.798 | 2270.8165 | 3416.9823 | 4046.7085 | 4407.6273
| OCGT |  | 589.8895 | 591.431 | 294.7631 | 2.7181 | 1.4565 | 4.231 | 42.1788 | 31.6102 | 7.4924 | 3.6649 | 30.6542 | 106.4698 | 156.7979
| Wind |  | 1965.575 | 1965.6988 | 1949.4961 | 1999.7754 | 1977.2258 | 1936.6756 | 1963.4987 | 2301.2561 | 2902.2145 | 3676.8038 | 4282.7149 | 4322.0823 | 4291.9513
| Solar |  | 3245.097 | 3242.2924 | 3251.0049 | 3240.0081 | 3252.0355 | 4594.4287 | 7371.6137 | 9284.6906 | 10801.8473 | 12286.0729 | 14524.5874 | 14588.5455 | 14527.0539
| Liquid fuel |  | 0 | 0 | 0 | 0 | 0 | 0 | 0 | 0 | 0 | 0 | 0 | 0 | 0
| Pumped Hydro |  | 70.1609 | 69.6223 | 177.8896 | 310.8285 | 306.357 | 414.3215 | 615.2896 | 583.8057 | 666.2563 | 1252.7014 | 2550.7599 | 2692.1566 | 2667.4314
| Large-scale storage |  | 0.48076 | 63.739 | 72.0119 | 79.7129 | 75.6733 | 81.9757 | 79.4104 | 82.5967 | 93.3393 | 106.8787 | 97.9708 | 96.6194 | 98.3697
| Distributed storage |  | 5.8285 | 13.6346 | 31.3795 | 55.3691 | 67.4635 | 97.0679 | 115.5841 | 132.8995 | 153.7252 | 176.0528 | 196.578 | 217.8264 | 239.9342
SA | Black coal |  | 0 | 0 | 0 | 0 | 0 | 0 | 0 | 0 | 0 | 0 | 0 | 0 | 0
SA | Brown coal |  | 0 | 0 | 0 | 0 | 0 | 0 | 0 | 0 | 0 | 0 | 0 | 0 | 0
SA | Hydro |  | 0 | 0 | 0 | 0 | 0 | 0 | 0 | 0 | 0 | 0 | 0 | 0 | 0
SA | CCGT |  | 4437.5077 | 4412.1123 | 4480.9761 | 4474.007 | 4397.9001 | 0 | 0 | 0 | 0 | 0 | 0 | 0 | 0
SA | OCGT |  | 195.1106 | 190.1869 | 235.2201 | 248.7882 | 147.4929 | 377.0821 | 504.1065 | 262.3219 | 295.0987 | 657.7231 | 567.7981 | 709.0297 | 917.2317
SA | Wind |  | 5916.3669 | 5880.3738 | 5768.7418 | 5685.0657 | 5797.5544 | 5755.2642 | 5777.5649 | 5756.3913 | 5709.8735 | 5803.5393 | 5733.1451 | 5762.8348 | 5752.5094
SA | Solar |  | 1324.7227 | 1319.8528 | 1319.1912 | 2195.2005 | 2206.1868 | 3164.8282 | 3465.8464 | 3458.8987 | 3478.099 | 3459.5541 | 3440.612 | 3422.7813 | 3428.0444
SA | Liquid fuel |  | 0 | 0 | 0 | 0 | 0 | 0 | 0 | 0 | 0 | 0 | 0 | 0 | 0
SA | Pumped Hydro |  | 0 | 0 | 0 | 0 | 0 | 1194.1476 | 1279.5797 | 1252.1635 | 1286.009 | 1322.2214 | 1370.5243 | 1398.8041 | 1410.8843
SA | Large-scale storage |  | 30.5399 | 31.6069 | 36.5594 | 40.885 | 39.959 | 42.8068 | 42.3123 | 42.6957 | 42.6028 | 42.2516 | 42.5618 | 42.8319 | 42.6304
SA | Distributed storage |  | 3.3157 | 7.4983 | 14.8327 | 23.8 | 31.1649 | 41.7161 | 49.221 | 58.0765 | 68.2395 | 78.5387 | 88.1278 | 98.6062 | 108.5911
TAS | Black coal |  | 0 | 0 | 0 | 0 | 0 | 0 | 0 | 0 | 0 | 0 | 0 | 0 | 0
TAS | Brown coal |  | 0 | 0 | 0 | 0 | 0 | 0 | 0 | 0 | 0 | 0 | 0 | 0 | 0
TAS | Hydro |  | 8580.2673 | 8585.8667 | 8595.406 | 8578.9469 | 8595.4079 | 8576.6505 | 8574.9489 | 8581.9782 | 8602.6355 | 8582.6727 | 8588.9686 | 8580.5797 | 8584.4119
TAS | CCGT |  | 1.0636 | 0.63966 | 0.13786 | 0.06752 | 0.19529 | 2.2834 | 2.2673 | 0.23008 | 0.20693 | 0.62994 | 0.35599 | 0.43877 | 0.56985
TAS | OCGT |  | 0 | 0 | 0 | 0 | 0 | 0 | 0 | 0 | 0 | 0 | 0 | 0 | 0
TAS | Wind |  | 1337.9165 | 1329.713 | 1336.5225 | 1343.0903 | 1307.9383 | 1326.8235 | 1329.9748 | 1328.1912 | 1341.1954 | 1348.6774 | 1591.707 | 1603.5125 | 1608.6457
TAS | Solar |  | 0 | 0 | 0 | 0 | 0 | 0 | 0 | 0 | 0 | 0 | 0 | 0 | 0
TAS | Liquid fuel |  | 0 | 0 | 0 | 0 | 0 | 0 | 0 | 0 | 0 | 0 | 0 | 0 | 0
TAS | Pumped Hydro |  | 0 | 0 | 0 | 0 | 0 | 0 | 0 | 0 | 0 | 0 | 0 | 0 | 0
TAS | Large-scale storage |  | 0 | 0 | 0 | 0 | 0 | 0 | 0 | 0 | 0 | 0 | 0 | 0 | 0
TAS | Distributed storage |  | 0.018853 | 0.064126 | 0.074052 | 0.11099 | 0.097781 | 0.72404 | 0.78053 | 0.21994 | 0.38815 | 0.58295 | 0.34398 | 0.34165 | 0.48929
VIC | Black coal |  | 0 | 0 | 0 | 0 | 0 | 0 | 0 | 0 | 0 | 0 | 0 | 0 | 0
VIC | Brown coal |  | 32177.6949 | 31919.847 | 29592.8896 | 29124.5485 | 30155.3811 | 29766.9533 | 27010.9544 | 29711.3423 | 26861.5327 | 26791.9992 | 29708.9088 | 29699.001 | 27796.0922
VIC | Hydro |  | 3114.1032 | 3094.4993 | 3151.047 | 3178.599 | 3156.6514 | 3206.9684 | 3171.1178 | 3123.1398 | 3167.9273 | 3219.6727 | 3201.7649 | 3161.0173 | 3119.7985
VIC | CCGT |  | 37.0338 | 31.008 | 48.7479 | 44.1436 | 17.2917 | 34.4918 | 29.537 | 9.0319 | 16.6784 | 38.4092 | 13.3405 | 28.5171 | 0
VIC | OCGT |  | 34.5816 | 29.8258 | 44.5626 | 32.9802 | 16.3103 | 39.7314 | 98.6626 | 56.295 | 98.5242 | 146.0071 | 51.4818 | 140.5628 | 329.3282
VIC | Wind |  | 8060.1984 | 9242.8557 | 10022.6632 | 11470.9673 | 14203.1993 | 15732.7558 | 15978.4391 | 15726.2817 | 16017.6342 | 15814.3628 | 15573.2235 | 15642.2945 | 15770.6066
VIC | Solar |  | 1047.4911 | 1053.1039 | 1055.9092 | 1051.0316 | 1052.2306 | 2287.9085 | 2280.028 | 2272.7558 | 2292.3523 | 2287.022 | 2238.2373 | 2222.7656 | 2240.9466
VIC | Liquid fuel |  | 0 | 0 | 0 | 0 | 0 | 0 | 0 | 0 | 0 | 0 | 0 | 0 | 0
VIC | Pumped Hydro |  | 0 | 0 | 0 | 0 | 0 | 0 | 0 | 0 | 0 | 0 | 0 | 0 | 0
VIC | Large-scale storage |  | 54.7701 | 53.2419 | 64.8363 | 69.8911 | 82.139 | 91.1399 | 84.4579 | 87.0852 | 82.519 | 81.5356 | 87.25 | 88.7806 | 81.7218
VIC | Distributed storage |  | 9.8225 | 21.7634 | 43.8253 | 66.8241 | 86.6587 | 114.4545 | 129.0852 | 146.9394 | 171.4836 | 194.6589 | 217.3525 | 238.1034 | 254.9077
Vic Renewable Energy Zone breakdown (GWh)
Region | Technology | 2018-19 | 2019-20 | 2020-21 | 2021-22 | 2022-23 | 2023-24 | 2024-25 | 2025-26 | 2026-27 | 2027-28 | 2028-29 | 2029-30 | 2030-31 | 2031-32 | 2032-33
VIC | Murray River, Solar |  | 1047.4911 | 1053.1039 | 1055.9092 | 1051.0316 | 1052.2306 | 2287.9085 | 2280.028 | 2272.7558 | 2292.3523 | 2287.022 | 2238.2373 | 2222.7656 | 2240.9466
VIC | Gippsland, Wind |  | 352.9994 | 349.515 | 350.1211 | 350.1353 | 347.7723 | 351.5656 | 352.1742 | 349.7849 | 350.663 | 345.6693 | 349.6381 | 350.9132 | 351.0556
VIC | Moyne, Wind |  | 3929.2658 | 3902.3478 | 4319.5704 | 5776.9694 | 8509.6434 | 10065.2517 | 10283.388 | 10069.1709 | 10332.0468 | 10170.8556 | 9978.0468 | 10007.5288 | 10111.9439
VIC | Western Victoria, Wind |  | 3777.9333 | 4990.9929 | 5352.9717 | 5343.8626 | 5345.7836 | 5315.9386 | 5342.8769 | 5307.326 | 5334.9243 | 5297.8379 | 5245.5386 | 5283.8525 | 5307.6072
VIC
VIC
VIC
VIC
VIC

## Neutral Upgrade Both_MW
Total NEM Installed Capacity by Technology (MW)
Region | Technology | 2018-19 | 2019-20 | 2020-21 | 2021-22 | 2022-23 | 2023-24 | 2024-25 | 2025-26 | 2026-27 | 2027-28 | 2028-29 | 2029-30 | 2030-31 | 2031-32 | 2032-33
NEM | Black coal |  | 18219 | 18219 | 18219 | 16419 | 16419 | 16419 | 16419 | 16419 | 16419 | 15099 | 13419 | 13419 | 13419
| Brown coal |  | 4808 | 4808 | 4808 | 4808 | 4808 | 4808 | 4808 | 4808 | 4808 | 4808 | 4808 | 4808 | 4808
| Hydro |  | 7185.1 | 7185.1 | 7185.1 | 7185.1 | 7185.1 | 7185.1 | 7185.1 | 7185.1 | 7185.1 | 7185.1 | 7185.1 | 7185.1 | 7185.1
| CCGT |  | 4156 | 4156 | 4156 | 4156 | 4156 | 2694 | 2694 | 2694 | 2694 | 2694 | 2694 | 2694 | 2184
| OCGT |  | 6219.1 | 6219.1 | 5979.1 | 6286.1 | 6321.1 | 6352.1 | 6258.1 | 6258.1 | 6258.1 | 6258.1 | 6258.1 | 6258.1 | 6258.1
| Wind |  | 7412 | 7732 | 7982 | 8388 | 9248 | 9648 | 9648 | 9739 | 9924 | 10275 | 10427 | 10427 | 10427
| Solar |  | 3045.5 | 3045.5 | 3195.5 | 4257.5 | 4257.5 | 5869.5 | 7098.5 | 7835.5 | 8512.5 | 9320.5 | 10069.5 | 10069.5 | 10069.5
| Liquid fuel |  | 772.7 | 772.7 | 738.7 | 738.7 | 738.7 | 738.7 | 738.7 | 738.7 | 738.7 | 738.7 | 738.7 | 738.7 | 738.7
| Pumped Hydro |  | 740 | 740 | 740 | 740 | 740 | 1337 | 1489 | 1489 | 1489 | 1765 | 2827 | 2827 | 3018
| Large-scale storage |  | 106.4 | 206.4 | 206.4 | 206.4 | 206.4 | 206.4 | 206.4 | 206.4 | 206.4 | 206.4 | 206.4 | 206.4 | 206.4
| Distributed storage |  | 60.2291 | 134.2127 | 224.6207 | 328.3924 | 441.8718 | 563.866 | 690.4131 | 821.4538 | 955.2524 | 1091.1046 | 1229.3024 | 1362.9511 | 1489.4909
Region | Technology | 2018-19 | 2019-20 | 2020-21 | 2021-22 | 2022-23 | 2023-24 | 2024-25 | 2025-26 | 2026-27 | 2027-28 | 2028-29 | 2029-30 | 2030-31 | 2031-32 | 2032-33
NSW | Black coal |  | 10040 | 10040 | 10040 | 8240 | 8240 | 8240 | 8240 | 8240 | 8240 | 6920 | 6920 | 6920 | 6920
| Brown coal |  | 0 | 0 | 0 | 0 | 0 | 0 | 0 | 0 | 0 | 0 | 0 | 0 | 0
| Hydro |  | 2622 | 2622 | 2622 | 2622 | 2622 | 2622 | 2622 | 2622 | 2622 | 2622 | 2622 | 2622 | 2622
| CCGT |  | 618 | 618 | 618 | 618 | 618 | 618 | 618 | 618 | 618 | 618 | 618 | 618 | 618
| OCGT |  | 1388 | 1388 | 1388 | 1667 | 1667 | 1667 | 1667 | 1667 | 1667 | 1667 | 1667 | 1667 | 1667
| Wind |  | 1500 | 1500 | 1500 | 1500 | 1500 | 1500 | 1500 | 1500 | 1500 | 1500 | 1500 | 1500 | 1500
| Solar |  | 846 | 846 | 996 | 1641 | 1641 | 1641 | 1641 | 1641 | 1641 | 1641 | 1641 | 1641 | 1641
| Liquid fuel |  | 50 | 50 | 50 | 50 | 50 | 50 | 50 | 50 | 50 | 50 | 50 | 50 | 50
| Pumped Hydro |  | 240 | 240 | 240 | 240 | 240 | 240 | 265 | 265 | 265 | 275 | 651 | 651 | 827
| Large-scale storage |  | 0 | 0 | 0 | 0 | 0 | 0 | 0 | 0 | 0 | 0 | 0 | 0 | 0
| Distributed storage |  | 25.1568 | 56.0691 | 95.8798 | 142.8159 | 196.0542 | 253.9814 | 314.6069 | 377.6072 | 442.051 | 507.2804 | 573.3688 | 634.0407 | 687.346
QLD | Black coal |  | 8179 | 8179 | 8179 | 8179 | 8179 | 8179 | 8179 | 8179 | 8179 | 8179 | 6499 | 6499 | 6499
| Brown coal |  | 0 | 0 | 0 | 0 | 0 | 0 | 0 | 0 | 0 | 0 | 0 | 0 | 0
| Hydro |  | 152.4 | 152.4 | 152.4 | 152.4 | 152.4 | 152.4 | 152.4 | 152.4 | 152.4 | 152.4 | 152.4 | 152.4 | 152.4
| CCGT |  | 1565 | 1565 | 1565 | 1565 | 1565 | 1565 | 1565 | 1565 | 1565 | 1565 | 1565 | 1565 | 1565
| OCGT |  | 1474 | 1474 | 1474 | 1474 | 1474 | 1474 | 1474 | 1474 | 1474 | 1474 | 1474 | 1474 | 1474
| Wind |  | 676 | 676 | 676 | 676 | 676 | 676 | 676 | 767 | 952 | 1179 | 1307 | 1307 | 1307
| Solar |  | 1224.5 | 1224.5 | 1224.5 | 1224.5 | 1224.5 | 1721.5 | 2760.5 | 3497.5 | 4174.5 | 4982.5 | 5731.5 | 5731.5 | 5731.5
| Liquid fuel |  | 457.5 | 457.5 | 423.5 | 423.5 | 423.5 | 423.5 | 423.5 | 423.5 | 423.5 | 423.5 | 423.5 | 423.5 | 423.5
| Pumped Hydro |  | 500 | 500 | 500 | 500 | 500 | 500 | 500 | 500 | 500 | 766 | 1386 | 1386 | 1386
| Large-scale storage |  | 1.4 | 101.4 | 101.4 | 101.4 | 101.4 | 101.4 | 101.4 | 101.4 | 101.4 | 101.4 | 101.4 | 101.4 | 101.4
| Distributed storage |  | 13.6923 | 30.9345 | 51.8416 | 75.3569 | 100.2728 | 126.2546 | 152.7033 | 179.8653 | 207.739 | 236.1665 | 265.0381 | 294.2611 | 323.755
SA | Black coal |  | 0 | 0 | 0 | 0 | 0 | 0 | 0 | 0 | 0 | 0 | 0 | 0 | 0
SA | Brown coal |  | 0 | 0 | 0 | 0 | 0 | 0 | 0 | 0 | 0 | 0 | 0 | 0 | 0
SA | Hydro |  | 0 | 0 | 0 | 0 | 0 | 0 | 0 | 0 | 0 | 0 | 0 | 0 | 0
SA | CCGT |  | 1462 | 1462 | 1462 | 1462 | 1462 | 0 | 0 | 0 | 0 | 0 | 0 | 0 | 0
SA | OCGT |  | 1209.1 | 1209.1 | 969.1 | 969.1 | 969.1 | 969.1 | 969.1 | 969.1 | 969.1 | 969.1 | 969.1 | 969.1 | 969.1
SA | Wind |  | 2052 | 2052 | 2052 | 2052 | 2052 | 2052 | 2052 | 2052 | 2052 | 2052 | 2052 | 2052 | 2052
SA | Solar |  | 573 | 573 | 573 | 990 | 990 | 1100 | 1290 | 1290 | 1290 | 1290 | 1290 | 1290 | 1290
SA | Liquid fuel |  | 265.2 | 265.2 | 265.2 | 265.2 | 265.2 | 265.2 | 265.2 | 265.2 | 265.2 | 265.2 | 265.2 | 265.2 | 265.2
SA | Pumped Hydro |  | 0 | 0 | 0 | 0 | 0 | 597 | 724 | 724 | 724 | 724 | 790 | 790 | 805
SA | Large-scale storage |  | 30 | 30 | 30 | 30 | 30 | 30 | 30 | 30 | 30 | 30 | 30 | 30 | 30
SA | Distributed storage |  | 4.6986 | 10.6141 | 18.2709 | 27.3616 | 37.6467 | 49.2016 | 61.6345 | 74.7964 | 88.5706 | 102.8717 | 117.6225 | 132.3793 | 146.6603
TAS | Black coal |  | 0 | 0 | 0 | 0 | 0 | 0 | 0 | 0 | 0 | 0 | 0 | 0 | 0
TAS | Brown coal |  | 0 | 0 | 0 | 0 | 0 | 0 | 0 | 0 | 0 | 0 | 0 | 0 | 0
TAS | Hydro |  | 2191.7 | 2191.7 | 2191.7 | 2191.7 | 2191.7 | 2191.7 | 2191.7 | 2191.7 | 2191.7 | 2191.7 | 2191.7 | 2191.7 | 2191.7
TAS | CCGT | bar: 2019-20 to 2031-32
TAS | OCGT |  | 163 | 163 | 163 | 163 | 163 | 163 | 163 | 163 | 163 | 163 | 163 | 163 | 163
TAS | Wind |  | 420 | 420 | 420 | 420 | 420 | 420 | 420 | 420 | 420 | 544 | 568 | 568 | 568
TAS | Solar |  | 0 | 0 | 0 | 0 | 0 | 0 | 0 | 0 | 0 | 0 | 0 | 0 | 0
TAS | Liquid fuel |  | 0 | 0 | 0 | 0 | 0 | 0 | 0 | 0 | 0 | 0 | 0 | 0 | 0
TAS | Pumped Hydro |  | 0 | 0 | 0 | 0 | 0 | 0 | 0 | 0 | 0 | 0 | 0 | 0 | 0
TAS | Large-scale storage |  | 0 | 0 | 0 | 0 | 0 | 0 | 0 | 0 | 0 | 0 | 0 | 0 | 0
TAS | Distributed storage |  | 1.1074 | 2.4017 | 3.9644 | 5.8927 | 7.4173 | 8.7301 | 9.7122 | 10.6559 | 11.4994 | 12.2389 | 12.9664 | 13.6654 | 14.3392
VIC | Black coal |  | 0 | 0 | 0 | 0 | 0 | 0 | 0 | 0 | 0 | 0 | 0 | 0 | 0
VIC | Brown coal |  | 4808 | 4808 | 4808 | 4808 | 4808 | 4808 | 4808 | 4808 | 4808 | 4808 | 4808 | 4808 | 4808
VIC | Hydro |  | 2219 | 2219 | 2219 | 2219 | 2219 | 2219 | 2219 | 2219 | 2219 | 2219 | 2219 | 2219 | 2219
VIC | CCGT |  | 510 | 510 | 510 | 510 | 510 | 510 | 510 | 510 | 510 | 510 | 510 | 510 | 0
VIC | OCGT |  | 1985 | 1985 | 1985 | 2013 | 2048 | 2079 | 1985 | 1985 | 1985 | 1985 | 1985 | 1985 | 1985
VIC | Wind |  | 2764 | 3084 | 3334 | 3740 | 4600 | 5000 | 5000 | 5000 | 5000 | 5000 | 5000 | 5000 | 5000
VIC | Solar |  | 402 | 402 | 402 | 402 | 402 | 1407 | 1407 | 1407 | 1407 | 1407 | 1407 | 1407 | 1407
VIC | Liquid fuel |  | 0 | 0 | 0 | 0 | 0 | 0 | 0 | 0 | 0 | 0 | 0 | 0 | 0
VIC | Pumped Hydro |  | 0 | 0 | 0 | 0 | 0 | 0 | 0 | 0 | 0 | 0 | 0 | 0 | 0
VIC | Large-scale storage |  | 75 | 75 | 75 | 75 | 75 | 75 | 75 | 75 | 75 | 75 | 75 | 75 | 75
VIC | Distributed storage |  | 15.5741 | 34.1933 | 54.664 | 76.9652 | 100.4807 | 125.6983 | 151.7562 | 178.5289 | 205.3924 | 232.5471 | 260.3066 | 288.6046 | 317.3904
Vic Renewable Energy Zone breakdown (MW)
Region | Technology | 2018-19 | 2019-20 | 2020-21 | 2021-22 | 2022-23 | 2023-24 | 2024-25 | 2025-26 | 2026-27 | 2027-28 | 2028-29 | 2029-30 | 2030-31 | 2031-32 | 2032-33
VIC | Murray River, Solar |  | 402 | 402 | 402 | 402 | 402 | 1407 | 1407 | 1407 | 1407 | 1407 | 1407 | 1407 | 1407
VIC | Gippsland, Wind |  | 107 | 107 | 107 | 107 | 107 | 107 | 107 | 107 | 107 | 107 | 107 | 107 | 107
VIC | Moyne, Wind |  | 1398 | 1398 | 1648 | 1848 | 2708 | 2958 | 2958 | 2958 | 2958 | 2958 | 2958 | 2958 | 2958
VIC | Western Victoria, Wind |  | 1259 | 1579 | 1579 | 1785 | 1785 | 1935 | 1935 | 1935 | 1935 | 1935 | 1935 | 1935 | 1935
VIC
VIC
VIC
VIC
VIC

## Neutral Upgrade Both_GWh
Total NEM Generated Energy by Technology (GWh)
Region | Technology | 2018-19 | 2019-20 | 2020-21 | 2021-22 | 2022-23 | 2023-24 | 2024-25 | 2025-26 | 2026-27 | 2027-28 | 2028-29 | 2029-30 | 2030-31 | 2031-32 | 2032-33
NEM | Black coal |  | 98183.2912 | 97335.4084 | 98133.7786 | 95085.144 | 91907.3093 | 91019.9761 | 90925.8874 | 88502.1347 | 89082.2404 | 85239.0885 | 78922.0566 | 77610.7589 | 78630.0905
| Brown coal |  | 32173.7675 | 31964.5611 | 29612.8188 | 29371.5547 | 30666.009 | 29890.0014 | 27118.2969 | 29841.3033 | 26994.0521 | 26823.0691 | 29784.2176 | 29776.4693 | 27882.1196
| Hydro |  | 15446.2708 | 15439.1334 | 15610.2003 | 15840.2665 | 15786.5728 | 15927.5887 | 15995.4792 | 15953.9966 | 16203.8321 | 16549.424 | 16249.6184 | 16445.0006 | 16419.8818
| CCGT |  | 5935.6843 | 5941.8702 | 6256.3279 | 6634.5875 | 6326.8473 | 2680.8895 | 3503.6652 | 2563.5041 | 2526.2383 | 3355.3067 | 4463.5217 | 5346.1103 | 5934.7335
| OCGT |  | 820.3477 | 830.4297 | 683.8056 | 467.6075 | 246.8127 | 842.7948 | 1097.9103 | 616.9419 | 712.3407 | 1595.0469 | 1307.4571 | 1761.7598 | 2474.2765
| Wind |  | 21521.369 | 22288.7879 | 22800.5764 | 23766.3583 | 26254.71 | 27568.3259 | 27860.4969 | 27942.9811 | 28698.8497 | 29830.4088 | 30358.6789 | 30548.3165 | 30627.2766
| Solar |  | 7990.481 | 7984.5296 | 8438.6538 | 11138.2696 | 11217.1906 | 15315.6125 | 18551.4044 | 20356.1528 | 21959.9494 | 23466.7164 | 25693.1625 | 25684.9871 | 25694.5517
| Liquid fuel |  | 0 | 0 | 0 | 0.060711 | 0 | 0 | 0 | 0 | 0 | 0 | 0 | 0 | 0
| Pumped Hydro |  | 97.013 | 97.0623 | 251.3679 | 449.6475 | 444.6006 | 1636.4958 | 2203.7605 | 2118.7242 | 2240.5073 | 2981.5642 | 5134.3138 | 5361.2249 | 5771.4693
| Large-scale storage |  | 86.6865 | 149.5038 | 169.5647 | 192.4674 | 193.9949 | 187.5413 | 175.1736 | 182.5145 | 188.772 | 200.9513 | 200.7905 | 198.3272 | 196.1793
| Distributed storage |  | 28.3812 | 68.4664 | 154.5255 | 258.3339 | 317.5317 | 459.2463 | 537.3467 | 623.9134 | 717.3652 | 826.1549 | 918.0035 | 1010.3578 | 1096.6993
Region | Technology | 2018-19 | 2019-20 | 2020-21 | 2021-22 | 2022-23 | 2023-24 | 2024-25 | 2025-26 | 2026-27 | 2027-28 | 2028-29 | 2029-30 | 2030-31 | 2031-32 | 2032-33
NSW | Black coal |  | 56298.6575 | 54930.884 | 52296.0019 | 46731.3526 | 44717.9242 | 42416.3227 | 45572.3938 | 45854.3396 | 46620.9261 | 41382.7233 | 41058.1358 | 41429.5192 | 42154.1942
| Brown coal |  | 0 | 0 | 0 | 0 | 0 | 0 | 0 | 0 | 0 | 0 | 0 | 0 | 0
| Hydro |  | 3115.4714 | 3122.9454 | 3231.6733 | 3441.4874 | 3390.3824 | 3523.4333 | 3639.4593 | 3611.4871 | 3798.3252 | 4137.28 | 3847.3366 | 4099.6194 | 4088.6306
| CCGT |  | 32.7608 | 53.3001 | 194.462 | 358.7922 | 246.6636 | 588.7958 | 658.2281 | 315.3026 | 358.3431 | 1056.262 | 1122.6894 | 1378.7097 | 1636.94
| OCGT |  | 6.6643 | 21.8858 | 95.3081 | 172.0767 | 75.8624 | 370.0508 | 399.6334 | 259.8422 | 292.3091 | 763.6411 | 652.4634 | 826.925 | 1099.1549
| Wind |  | 4269.3333 | 4266.6066 | 4221.267 | 4313.6463 | 4286.6109 | 4204.9412 | 4259.9708 | 4248.5104 | 4227.0153 | 4218.1813 | 4192.3644 | 4240.3605 | 4259.6717
| Solar |  | 2134.4436 | 2132.6276 | 2570.0607 | 4203.0545 | 4226.0457 | 4239.6658 | 4202.5607 | 4160.3501 | 4154.8154 | 4156.461 | 4204.9908 | 4159.9477 | 4158.932
| Liquid fuel |  | 0 | 0 | 0 | 0.060711 | 0 | 0 | 0 | 0 | 0 | 0 | 0 | 0 | 0
| Pumped Hydro |  | 26.7704 | 29.5475 | 71.4587 | 126.8238 | 129.9728 | 136.2437 | 195.238 | 179.1137 | 184.7962 | 252.4828 | 913.9782 | 996.5665 | 1358.7945
| Large-scale storage |  | 0 | 0 | 0 | 0 | 0 | 0 | 0 | 0 | 0 | 0 | 0 | 0 | 0
| Distributed storage |  | 9.2789 | 25.0835 | 62.5861 | 109.7384 | 136.4918 | 207.4426 | 245.0616 | 285.8982 | 329.8837 | 381.3167 | 424.8128 | 464.5094 | 499.8033
QLD | Black coal |  | 41884.6337 | 42404.5245 | 45837.7766 | 48353.7914 | 47189.385 | 48603.6534 | 45353.4936 | 42647.7951 | 42461.3143 | 43856.3651 | 37863.9207 | 36181.2397 | 36475.8964
| Brown coal |  | 0 | 0 | 0 | 0 | 0 | 0 | 0 | 0 | 0 | 0 | 0 | 0 | 0
| Hydro |  | 635.8453 | 634.8839 | 635.0542 | 634.2607 | 636.7693 | 633.9935 | 634.3808 | 634.7448 | 636.171 | 634.7 | 635.3949 | 634.2186 | 635.6089
| CCGT |  | 1437.2342 | 1443.0596 | 1517.3063 | 1754.3956 | 1661.4118 | 2051.9517 | 2812.1456 | 2236.7487 | 2142.1467 | 2248.6778 | 3326.5056 | 3934.0057 | 4297.2273
| OCGT |  | 589.8895 | 591.431 | 295.0642 | 4.6512 | 1.3986 | 3.9625 | 46.9118 | 31.9956 | 8.2643 | 4.1018 | 27.6359 | 101.4151 | 152.4776
| Wind |  | 1965.575 | 1965.6988 | 1949.4961 | 1999.7754 | 1977.3057 | 1936.6756 | 1964.0996 | 2298.8423 | 2898.0069 | 3656.4516 | 4288.6884 | 4316.5194 | 4285.2338
| Solar |  | 3245.097 | 3242.2924 | 3251.0049 | 3240.0081 | 3251.79 | 4593.7673 | 7371.4873 | 9291.2209 | 10798.1748 | 12336.3261 | 14687.584 | 14755.0166 | 14700.0335
| Liquid fuel |  | 0 | 0 | 0 | 0 | 0 | 0 | 0 | 0 | 0 | 0 | 0 | 0 | 0
| Pumped Hydro |  | 70.2426 | 67.5148 | 179.9092 | 322.8237 | 314.6278 | 439.4968 | 656.9094 | 615.3054 | 685.3149 | 1331.2615 | 2699.0743 | 2812.8423 | 2801.1792
| Large-scale storage |  | 0.49151 | 63.5757 | 72.8178 | 80.1794 | 75.5788 | 81.3489 | 79.0596 | 81.8969 | 94.7041 | 107.0186 | 97.7656 | 93.719 | 98.2777
| Distributed storage |  | 5.9112 | 13.8443 | 31.8489 | 56.4835 | 67.9258 | 97.7633 | 115.2936 | 132.6735 | 153.9476 | 176.4157 | 196.3821 | 217.562 | 239.6919
SA | Black coal |  | 0 | 0 | 0 | 0 | 0 | 0 | 0 | 0 | 0 | 0 | 0 | 0 | 0
SA | Brown coal |  | 0 | 0 | 0 | 0 | 0 | 0 | 0 | 0 | 0 | 0 | 0 | 0 | 0
SA | Hydro |  | 0 | 0 | 0 | 0 | 0 | 0 | 0 | 0 | 0 | 0 | 0 | 0 | 0
SA | CCGT |  | 4428.2579 | 4413.4071 | 4491.5408 | 4472.8159 | 4399.4944 | 0 | 0 | 0 | 0 | 0 | 0 | 0 | 0
SA | OCGT |  | 189.4025 | 186.8864 | 244.209 | 252.3177 | 152.1203 | 425.1047 | 550.598 | 268.4245 | 312.813 | 682.7944 | 577.0988 | 700.0662 | 896.8077
SA | Wind |  | 5891.3982 | 5856.3127 | 5744.0497 | 5604.8805 | 5677.2265 | 5761.0841 | 5785.1331 | 5757.1769 | 5719.8108 | 5806.7626 | 5745.8703 | 5775.5059 | 5770.2162
SA | Solar |  | 1564.3265 | 1557.8648 | 1560.9775 | 2647.5961 | 2689.8551 | 2996.582 | 3465.4315 | 3457.0278 | 3474.719 | 3445.8242 | 3441.7948 | 3426.0237 | 3447.3742
SA | Liquid fuel |  | 0 | 0 | 0 | 0 | 0 | 0 | 0 | 0 | 0 | 0 | 0 | 0 | 0
SA | Pumped Hydro |  | 0 | 0 | 0 | 0 | 0 | 1060.7553 | 1351.6131 | 1324.3051 | 1370.3961 | 1397.82 | 1521.2614 | 1551.8161 | 1611.4955
SA | Large-scale storage |  | 31.0301 | 32.0097 | 37.7629 | 42.3983 | 40.8561 | 43.1014 | 42.7483 | 42.4706 | 42.6941 | 42.5286 | 42.8016 | 42.7293 | 42.5736
SA | Distributed storage |  | 3.3118 | 7.6436 | 15.304 | 24.0923 | 30.8955 | 41.9281 | 49.2992 | 58.0147 | 68.379 | 79.4016 | 88.3728 | 98.1054 | 108.1137
TAS | Black coal |  | 0 | 0 | 0 | 0 | 0 | 0 | 0 | 0 | 0 | 0 | 0 | 0 | 0
TAS | Brown coal |  | 0 | 0 | 0 | 0 | 0 | 0 | 0 | 0 | 0 | 0 | 0 | 0 | 0
TAS | Hydro |  | 8580.3086 | 8585.9581 | 8595.0529 | 8578.8815 | 8595.2072 | 8576.4795 | 8573.6376 | 8582.088 | 8602.8157 | 8578.6158 | 8586.5475 | 8578.5257 | 8585.4622
TAS | CCGT |  | 1.0634 | 0.63936 | 0.13782 | 0.12801 | 0.19529 | 2.2991 | 2.295 | 0.23025 | 0.28105 | 0.58913 | 0.23043 | 0.48201 | 0.56618
TAS | OCGT |  | 0 | 0 | 0 | 0 | 0 | 0 | 0 | 0 | 0 | 0 | 0 | 0 | 0
TAS | Wind |  | 1337.9165 | 1329.713 | 1336.5225 | 1343.0903 | 1307.9383 | 1327.11 | 1330.0306 | 1328.9923 | 1341.3985 | 1830.4873 | 1984.1058 | 1999.1635 | 2006.2168
TAS | Solar |  | 0 | 0 | 0 | 0 | 0 | 0 | 0 | 0 | 0 | 0 | 0 | 0 | 0
TAS | Liquid fuel |  | 0 | 0 | 0 | 0 | 0 | 0 | 0 | 0 | 0 | 0 | 0 | 0 | 0
TAS | Pumped Hydro |  | 0 | 0 | 0 | 0 | 0 | 0 | 0 | 0 | 0 | 0 | 0 | 0 | 0
TAS | Large-scale storage |  | 0 | 0 | 0 | 0 | 0 | 0 | 0 | 0 | 0 | 0 | 0 | 0 | 0
TAS | Distributed storage |  | 0.018891 | 0.04251 | 0.093796 | 0.07263 | 0.091432 | 0.62607 | 0.68819 | 0.22071 | 0.42635 | 0.36569 | 0.34108 | 0.43846 | 0.41222
VIC | Black coal |  | 0 | 0 | 0 | 0 | 0 | 0 | 0 | 0 | 0 | 0 | 0 | 0 | 0
VIC | Brown coal |  | 32173.7675 | 31964.5611 | 29612.8188 | 29371.5547 | 30666.009 | 29890.0014 | 27118.2969 | 29841.3033 | 26994.0521 | 26823.0691 | 29784.2176 | 29776.4693 | 27882.1196
VIC | Hydro |  | 3114.6455 | 3095.346 | 3148.4198 | 3185.637 | 3164.214 | 3193.6823 | 3148.0014 | 3125.6768 | 3166.5202 | 3198.8282 | 3180.3393 | 3132.6368 | 3110.1801
VIC | CCGT |  | 36.368 | 31.4641 | 52.8811 | 48.4558 | 19.0822 | 37.843 | 30.9965 | 11.2226 | 25.4675 | 49.7778 | 14.0962 | 32.9129 | 0
VIC | OCGT |  | 34.3913 | 30.2265 | 49.2241 | 38.5619 | 17.4314 | 43.6767 | 100.7671 | 56.6796 | 98.9542 | 144.5096 | 50.259 | 133.3536 | 325.8363
VIC | Wind |  | 8057.146 | 8870.4568 | 9549.2411 | 10504.9659 | 13005.6286 | 14338.515 | 14521.2628 | 14309.4592 | 14512.6182 | 14318.526 | 14147.65 | 14216.7674 | 14305.938
VIC | Solar |  | 1046.6138 | 1051.7447 | 1056.6107 | 1047.611 | 1049.4998 | 3485.5974 | 3511.9249 | 3447.554 | 3532.2401 | 3528.1051 | 3358.7929 | 3343.9991 | 3388.2119
VIC | Liquid fuel |  | 0 | 0 | 0 | 0 | 0 | 0 | 0 | 0 | 0 | 0 | 0 | 0 | 0
VIC | Pumped Hydro |  | 0 | 0 | 0 | 0 | 0 | 0 | 0 | 0 | 0 | 0 | 0 | 0 | 0
VIC | Large-scale storage |  | 55.1649 | 53.9184 | 58.984 | 69.8898 | 77.56 | 63.091 | 53.3657 | 58.1471 | 51.3738 | 51.404 | 60.2232 | 61.8788 | 55.3279
VIC | Distributed storage |  | 9.8604 | 21.8525 | 44.6928 | 67.947 | 82.1271 | 111.4862 | 127.0041 | 147.1062 | 164.7285 | 188.6552 | 208.0948 | 229.7426 | 248.6783
Vic Renewable Energy Zone breakdown (GWh)
Region | Technology | 2018-19 | 2019-20 | 2020-21 | 2021-22 | 2022-23 | 2023-24 | 2024-25 | 2025-26 | 2026-27 | 2027-28 | 2028-29 | 2029-30 | 2030-31 | 2031-32 | 2032-33
VIC | Murray River, Solar |  | 1046.6138 | 1051.7447 | 1056.6107 | 1047.611 | 1049.4998 | 3485.5974 | 3511.9249 | 3447.554 | 3532.2401 | 3528.1051 | 3358.7929 | 3343.9991 | 3388.2119
VIC | Gippsland, Wind |  | 353.0908 | 349.2841 | 350.1818 | 349.3593 | 347.4227 | 351.4516 | 351.684 | 348.9393 | 350.2389 | 345.775 | 349.0299 | 350.9989 | 350.7065
VIC | Moyne, Wind |  | 3928.3903 | 3903.5695 | 4619.4327 | 5178.4248 | 7670.7396 | 8118.4193 | 8241.5559 | 8104.9818 | 8250.3459 | 8118.5485 | 8014.2066 | 8042.3994 | 8102.5503
VIC | Western Victoria, Wind |  | 3775.665 | 4617.6033 | 4579.6267 | 4977.1818 | 4987.4663 | 5868.6442 | 5928.0229 | 5855.5381 | 5912.0334 | 5854.2025 | 5784.4135 | 5823.3691 | 5852.6812
VIC
VIC
VIC
VIC
VIC

## Neutral Wvic_MW
Total NEM Installed Capacity by Technology (MW)
Region | Technology | 2018-19 | 2019-20 | 2020-21 | 2021-22 | 2022-23 | 2023-24 | 2024-25 | 2025-26 | 2026-27 | 2027-28 | 2028-29 | 2029-30 | 2030-31 | 2031-32 | 2032-33
NEM | Black coal |  | 18219 | 18219 | 18219 | 16419 | 16419 | 16419 | 16419 | 16419 | 16419 | 15099 | 13419 | 13419 | 13419
| Brown coal |  | 4808 | 4808 | 4808 | 4808 | 4808 | 4808 | 4808 | 4808 | 4808 | 4808 | 4808 | 4808 | 4808
| Hydro |  | 7185.1 | 7185.1 | 7185.1 | 7185.1 | 7185.1 | 7185.1 | 7185.1 | 7185.1 | 7185.1 | 7185.1 | 7185.1 | 7185.1 | 7185.1
| CCGT |  | 4156 | 4156 | 4156 | 4156 | 4156 | 2694 | 2694 | 2694 | 2694 | 2694 | 2694 | 2694 | 2184
| OCGT |  | 6219.1 | 6219.1 | 5979.1 | 6504.1 | 6504.1 | 6504.1 | 6504.1 | 6504.1 | 6504.1 | 6504.1 | 6504.1 | 6504.1 | 6504.1
| Wind |  | 7412 | 7732 | 7982 | 7982 | 9498 | 10148 | 10148 | 10239 | 10424 | 10739 | 10890 | 10890 | 10890
| Solar |  | 3045.5 | 3045.5 | 3195.5 | 4192.5 | 4192.5 | 5296.5 | 6600.5 | 7337.5 | 8014.5 | 8822.5 | 9537.5 | 9537.5 | 9537.5
| Liquid fuel |  | 772.7 | 772.7 | 738.7 | 738.7 | 738.7 | 738.7 | 738.7 | 738.7 | 738.7 | 738.7 | 738.7 | 738.7 | 738.7
| Pumped Hydro |  | 740 | 740 | 740 | 740 | 740 | 1203 | 1312 | 1312 | 1312 | 1577 | 2547 | 2547 | 2737
| Large-scale storage |  | 106.4 | 206.4 | 206.4 | 206.4 | 206.4 | 206.4 | 206.4 | 206.4 | 206.4 | 206.4 | 206.4 | 206.4 | 206.4
| Distributed storage |  | 60.2291 | 134.2127 | 224.6207 | 328.3924 | 441.8718 | 563.866 | 690.4131 | 821.4538 | 955.2524 | 1091.1046 | 1229.3024 | 1362.9511 | 1489.4909
Region | Technology | 2018-19 | 2019-20 | 2020-21 | 2021-22 | 2022-23 | 2023-24 | 2024-25 | 2025-26 | 2026-27 | 2027-28 | 2028-29 | 2029-30 | 2030-31 | 2031-32 | 2032-33
NSW | Black coal |  | 10040 | 10040 | 10040 | 8240 | 8240 | 8240 | 8240 | 8240 | 8240 | 6920 | 6920 | 6920 | 6920
| Brown coal |  | 0 | 0 | 0 | 0 | 0 | 0 | 0 | 0 | 0 | 0 | 0 | 0 | 0
| Hydro |  | 2622 | 2622 | 2622 | 2622 | 2622 | 2622 | 2622 | 2622 | 2622 | 2622 | 2622 | 2622 | 2622
| CCGT |  | 618 | 618 | 618 | 618 | 618 | 618 | 618 | 618 | 618 | 618 | 618 | 618 | 618
| OCGT |  | 1388 | 1388 | 1388 | 1666 | 1666 | 1666 | 1666 | 1666 | 1666 | 1666 | 1666 | 1666 | 1666
| Wind |  | 1500 | 1500 | 1500 | 1500 | 1500 | 1500 | 1500 | 1500 | 1500 | 1500 | 1500 | 1500 | 1500
| Solar |  | 846 | 846 | 996 | 1643 | 1643 | 1643 | 1643 | 1643 | 1643 | 1643 | 1643 | 1643 | 1643
| Liquid fuel |  | 50 | 50 | 50 | 50 | 50 | 50 | 50 | 50 | 50 | 50 | 50 | 50 | 50
| Pumped Hydro |  | 240 | 240 | 240 | 240 | 240 | 240 | 240 | 240 | 240 | 240 | 570 | 570 | 734
| Large-scale storage |  | 0 | 0 | 0 | 0 | 0 | 0 | 0 | 0 | 0 | 0 | 0 | 0 | 0
| Distributed storage |  | 25.1568 | 56.0691 | 95.8798 | 142.8159 | 196.0542 | 253.9814 | 314.6069 | 377.6072 | 442.051 | 507.2804 | 573.3688 | 634.0407 | 687.346
QLD | Black coal |  | 8179 | 8179 | 8179 | 8179 | 8179 | 8179 | 8179 | 8179 | 8179 | 8179 | 6499 | 6499 | 6499
| Brown coal |  | 0 | 0 | 0 | 0 | 0 | 0 | 0 | 0 | 0 | 0 | 0 | 0 | 0
| Hydro |  | 152.4 | 152.4 | 152.4 | 152.4 | 152.4 | 152.4 | 152.4 | 152.4 | 152.4 | 152.4 | 152.4 | 152.4 | 152.4
| CCGT |  | 1565 | 1565 | 1565 | 1565 | 1565 | 1565 | 1565 | 1565 | 1565 | 1565 | 1565 | 1565 | 1565
| OCGT |  | 1474 | 1474 | 1474 | 1474 | 1474 | 1474 | 1474 | 1474 | 1474 | 1474 | 1474 | 1474 | 1474
| Wind |  | 676 | 676 | 676 | 676 | 676 | 676 | 676 | 767 | 952 | 1179 | 1306 | 1306 | 1306
| Solar |  | 1224.5 | 1224.5 | 1224.5 | 1224.5 | 1224.5 | 1721.5 | 2760.5 | 3497.5 | 4174.5 | 4982.5 | 5697.5 | 5697.5 | 5697.5
| Liquid fuel |  | 457.5 | 457.5 | 423.5 | 423.5 | 423.5 | 423.5 | 423.5 | 423.5 | 423.5 | 423.5 | 423.5 | 423.5 | 423.5
| Pumped Hydro |  | 500 | 500 | 500 | 500 | 500 | 500 | 500 | 500 | 500 | 765 | 1368 | 1368 | 1368
| Large-scale storage |  | 1.4 | 101.4 | 101.4 | 101.4 | 101.4 | 101.4 | 101.4 | 101.4 | 101.4 | 101.4 | 101.4 | 101.4 | 101.4
| Distributed storage |  | 13.6923 | 30.9345 | 51.8416 | 75.3569 | 100.2728 | 126.2546 | 152.7033 | 179.8653 | 207.739 | 236.1665 | 265.0381 | 294.2611 | 323.755
SA | Black coal |  | 0 | 0 | 0 | 0 | 0 | 0 | 0 | 0 | 0 | 0 | 0 | 0 | 0
SA | Brown coal |  | 0 | 0 | 0 | 0 | 0 | 0 | 0 | 0 | 0 | 0 | 0 | 0 | 0
SA | Hydro |  | 0 | 0 | 0 | 0 | 0 | 0 | 0 | 0 | 0 | 0 | 0 | 0 | 0
SA | CCGT |  | 1462 | 1462 | 1462 | 1462 | 1462 | 0 | 0 | 0 | 0 | 0 | 0 | 0 | 0
SA | OCGT |  | 1209.1 | 1209.1 | 969.1 | 969.1 | 969.1 | 969.1 | 969.1 | 969.1 | 969.1 | 969.1 | 969.1 | 969.1 | 969.1
SA | Wind |  | 2052 | 2052 | 2052 | 2052 | 2052 | 2052 | 2052 | 2052 | 2052 | 2052 | 2052 | 2052 | 2052
SA | Solar |  | 573 | 573 | 573 | 923 | 923 | 1025 | 1290 | 1290 | 1290 | 1290 | 1290 | 1290 | 1290
SA | Liquid fuel |  | 265.2 | 265.2 | 265.2 | 265.2 | 265.2 | 265.2 | 265.2 | 265.2 | 265.2 | 265.2 | 265.2 | 265.2 | 265.2
SA | Pumped Hydro |  | 0 | 0 | 0 | 0 | 0 | 463 | 572 | 572 | 572 | 572 | 609 | 609 | 635
SA | Large-scale storage |  | 30 | 30 | 30 | 30 | 30 | 30 | 30 | 30 | 30 | 30 | 30 | 30 | 30
SA | Distributed storage |  | 4.6986 | 10.6141 | 18.2709 | 27.3616 | 37.6467 | 49.2016 | 61.6345 | 74.7964 | 88.5706 | 102.8717 | 117.6225 | 132.3793 | 146.6603
TAS | Black coal |  | 0 | 0 | 0 | 0 | 0 | 0 | 0 | 0 | 0 | 0 | 0 | 0 | 0
TAS | Brown coal |  | 0 | 0 | 0 | 0 | 0 | 0 | 0 | 0 | 0 | 0 | 0 | 0 | 0
TAS | Hydro |  | 2191.7 | 2191.7 | 2191.7 | 2191.7 | 2191.7 | 2191.7 | 2191.7 | 2191.7 | 2191.7 | 2191.7 | 2191.7 | 2191.7 | 2191.7
TAS | CCGT | bar: 2019-20 to 2031-32
TAS | OCGT |  | 163 | 163 | 163 | 163 | 163 | 163 | 163 | 163 | 163 | 163 | 163 | 163 | 163
TAS | Wind |  | 420 | 420 | 420 | 420 | 420 | 420 | 420 | 420 | 420 | 508 | 532 | 532 | 532
TAS | Solar |  | 0 | 0 | 0 | 0 | 0 | 0 | 0 | 0 | 0 | 0 | 0 | 0 | 0
TAS | Liquid fuel |  | 0 | 0 | 0 | 0 | 0 | 0 | 0 | 0 | 0 | 0 | 0 | 0 | 0
TAS | Pumped Hydro |  | 0 | 0 | 0 | 0 | 0 | 0 | 0 | 0 | 0 | 0 | 0 | 0 | 0
TAS | Large-scale storage |  | 0 | 0 | 0 | 0 | 0 | 0 | 0 | 0 | 0 | 0 | 0 | 0 | 0
TAS | Distributed storage |  | 1.1074 | 2.4017 | 3.9644 | 5.8927 | 7.4173 | 8.7301 | 9.7122 | 10.6559 | 11.4994 | 12.2389 | 12.9664 | 13.6654 | 14.3392
VIC | Black coal |  | 0 | 0 | 0 | 0 | 0 | 0 | 0 | 0 | 0 | 0 | 0 | 0 | 0
VIC | Brown coal |  | 4808 | 4808 | 4808 | 4808 | 4808 | 4808 | 4808 | 4808 | 4808 | 4808 | 4808 | 4808 | 4808
VIC | Hydro |  | 2219 | 2219 | 2219 | 2219 | 2219 | 2219 | 2219 | 2219 | 2219 | 2219 | 2219 | 2219 | 2219
VIC | CCGT |  | 510 | 510 | 510 | 510 | 510 | 510 | 510 | 510 | 510 | 510 | 510 | 510 | 0
VIC | OCGT |  | 1985 | 1985 | 1985 | 2232 | 2232 | 2232 | 2232 | 2232 | 2232 | 2232 | 2232 | 2232 | 2232
VIC | Wind |  | 2764 | 3084 | 3334 | 3334 | 4850 | 5500 | 5500 | 5500 | 5500 | 5500 | 5500 | 5500 | 5500
VIC | Solar |  | 402 | 402 | 402 | 402 | 402 | 907 | 907 | 907 | 907 | 907 | 907 | 907 | 907
VIC | Liquid fuel |  | 0 | 0 | 0 | 0 | 0 | 0 | 0 | 0 | 0 | 0 | 0 | 0 | 0
VIC | Pumped Hydro |  | 0 | 0 | 0 | 0 | 0 | 0 | 0 | 0 | 0 | 0 | 0 | 0 | 0
VIC | Large-scale storage |  | 75 | 75 | 75 | 75 | 75 | 75 | 75 | 75 | 75 | 75 | 75 | 75 | 75
VIC | Distributed storage |  | 15.5741 | 34.1933 | 54.664 | 76.9652 | 100.4807 | 125.6983 | 151.7562 | 178.5289 | 205.3924 | 232.5471 | 260.3066 | 288.6046 | 317.3904
Vic Renewable Energy Zone breakdown (MW)
Region | Technology | 2018-19 | 2019-20 | 2020-21 | 2021-22 | 2022-23 | 2023-24 | 2024-25 | 2025-26 | 2026-27 | 2027-28 | 2028-29 | 2029-30 | 2030-31 | 2031-32 | 2032-33
VIC | Murray River, Solar |  | 402 | 402 | 402 | 402 | 402 | 907 | 907 | 907 | 907 | 907 | 907 | 907 | 907
VIC | Gippsland, Wind |  | 107 | 107 | 107 | 107 | 107 | 107 | 107 | 107 | 107 | 107 | 107 | 107 | 107
VIC | Moyne, Wind |  | 1398 | 1398 | 1648 | 1648 | 2808 | 3458 | 3458 | 3458 | 3458 | 3458 | 3458 | 3458 | 3458
VIC | Western Victoria, Wind |  | 1259 | 1579 | 1579 | 1579 | 1935 | 1935 | 1935 | 1935 | 1935 | 1935 | 1935 | 1935 | 1935
VIC
VIC
VIC
VIC
VIC

## Neutral Wvic_GWh
Total NEM Generated Energy by Technology (GWh)
Region | Technology | 2018-19 | 2019-20 | 2020-21 | 2021-22 | 2022-23 | 2023-24 | 2024-25 | 2025-26 | 2026-27 | 2027-28 | 2028-29 | 2029-30 | 2030-31 | 2031-32 | 2032-33
NEM | Black coal |  | 98183.2912 | 97335.4084 | 98133.7786 | 95942.6111 | 91674.347 | 91194.4052 | 90954.0129 | 88489.8777 | 89083.2357 | 85323.9989 | 79042.2573 | 77681.6177 | 78669.7068
| Brown coal |  | 32173.7675 | 31964.5611 | 29612.8188 | 29550.7318 | 30452.7122 | 29800.5519 | 27008.191 | 29725.3005 | 26853.7555 | 26738.2701 | 29703.918 | 29688.7073 | 27790.1889
| Hydro |  | 15446.2708 | 15439.1334 | 15610.2003 | 15913.3668 | 15769.7327 | 15994.3096 | 16050.1178 | 15977.3203 | 16262.6722 | 16663.7682 | 16414.6336 | 16579.1999 | 16513.1231
| CCGT |  | 5935.6843 | 5941.8702 | 6256.3279 | 6694.4034 | 6310.2753 | 2697.351 | 3495.1092 | 2579.9765 | 2532.3106 | 3361.8206 | 4535.295 | 5414.217 | 6040.3628
| OCGT |  | 820.3477 | 830.4297 | 683.8056 | 528.8638 | 241.3366 | 868.8655 | 1114.2306 | 659.8114 | 737.4494 | 1635.6447 | 1335.7562 | 1815.0573 | 2527.3751
| Wind |  | 21521.369 | 22288.7879 | 22800.5764 | 22830.5962 | 26902.1705 | 28820.1969 | 29166.5376 | 29189.4373 | 30046.1028 | 30997.897 | 31438.6439 | 31627.9769 | 31749.9029
| Solar |  | 7990.481 | 7984.5296 | 8438.6538 | 10988.2517 | 11048.2254 | 13903.6901 | 17271.8169 | 19133.4213 | 20684.741 | 22216.7201 | 24435.0958 | 24436.3179 | 24404.9412
| Liquid fuel |  | 0 | 0 | 0 | 0.069248 | 0 | 0 | 0.0015287 | 0 | 0 | 0 | 0.028252 | 0 | 0
| Pumped Hydro |  | 97.013 | 97.0623 | 251.3679 | 491.8845 | 444.1018 | 1401.311 | 1884.6145 | 1829.0556 | 1921.8113 | 2620.951 | 4651.6227 | 4859.4008 | 5232.3973
| Large-scale storage |  | 86.6865 | 149.5038 | 169.5647 | 186.4047 | 198.0772 | 197.9795 | 187.5864 | 195.257 | 202.534 | 212.4141 | 211.9541 | 206.8705 | 204.9262
| Distributed storage |  | 28.3812 | 68.4664 | 154.5255 | 266.3008 | 320.0548 | 463.11 | 538.3767 | 621.7231 | 723.3359 | 823.0318 | 928.8997 | 1016.3694 | 1103.2997
Region | Technology | 2018-19 | 2019-20 | 2020-21 | 2021-22 | 2022-23 | 2023-24 | 2024-25 | 2025-26 | 2026-27 | 2027-28 | 2028-29 | 2029-30 | 2030-31 | 2031-32 | 2032-33
NSW | Black coal |  | 56298.6575 | 54930.884 | 52296.0019 | 47155.5292 | 44559.9827 | 42533.4333 | 45608.6123 | 45864.3019 | 46660.3844 | 41454.0213 | 41113.074 | 41445.8567 | 42182.0128
| Brown coal |  | 0 | 0 | 0 | 0 | 0 | 0 | 0 | 0 | 0 | 0 | 0 | 0 | 0
| Hydro |  | 3115.4714 | 3122.9454 | 3231.6733 | 3506.6535 | 3384.3636 | 3578.3344 | 3686.7763 | 3632.6213 | 3850.922 | 4235.8003 | 4004.6085 | 4214.1335 | 4183.4659
| CCGT |  | 32.7608 | 53.3001 | 194.462 | 379.443 | 238.7509 | 600.9371 | 658.7586 | 325.283 | 363.6505 | 1059.4264 | 1135.9064 | 1396.7562 | 1682.6569
| OCGT |  | 6.6643 | 21.8858 | 95.3081 | 189.5147 | 75.4043 | 371.6334 | 403.9683 | 274.58 | 292.3549 | 767.913 | 651.3095 | 828.4508 | 1098.0877
| Wind |  | 4269.3333 | 4266.6066 | 4221.267 | 4313.3192 | 4286.9624 | 4204.7159 | 4258.8771 | 4247.2186 | 4226.7424 | 4221.2036 | 4192.936 | 4233.738 | 4254.4269
| Solar |  | 2134.4436 | 2132.6276 | 2570.0607 | 4207.8849 | 4232.566 | 4242.5505 | 4194.1885 | 4159.1707 | 4165.4287 | 4178.2365 | 4195.8696 | 4151.9104 | 4153.6887
| Liquid fuel |  | 0 | 0 | 0 | 0.069248 | 0 | 0 | 0.0015287 | 0 | 0 | 0 | 0.028252 | 0 | 0
| Pumped Hydro |  | 26.7704 | 29.5475 | 71.4587 | 142.6518 | 127.1329 | 127.3177 | 148.0187 | 147.2572 | 146.8194 | 180.2053 | 785.4687 | 859.5012 | 1205.7782
| Large-scale storage |  | 0 | 0 | 0 | 0 | 0 | 0 | 0 | 0 | 0 | 0 | 0 | 0 | 0
| Distributed storage |  | 9.2789 | 25.0835 | 62.5861 | 114.257 | 136.7586 | 207.9615 | 245.1061 | 283.4356 | 330.1477 | 380.789 | 426.6438 | 466.6749 | 501.6812
QLD | Black coal |  | 41884.6337 | 42404.5245 | 45837.7766 | 48787.0819 | 47114.3643 | 48660.972 | 45345.4007 | 42625.5757 | 42422.8513 | 43869.9776 | 37929.1833 | 36235.761 | 36487.694
| Brown coal |  | 0 | 0 | 0 | 0 | 0 | 0 | 0 | 0 | 0 | 0 | 0 | 0 | 0
| Hydro |  | 635.8453 | 634.8839 | 635.0542 | 634.3932 | 636.7522 | 634.016 | 634.3808 | 634.9248 | 636.2124 | 634.9244 | 635.3401 | 634.2552 | 635.6089
| CCGT |  | 1437.2342 | 1443.0596 | 1517.3063 | 1760.6869 | 1654.7018 | 2054.3613 | 2800.6441 | 2246.0267 | 2150.8138 | 2261.4895 | 3387.6801 | 3992.5652 | 4357.1662
| OCGT |  | 589.8895 | 591.431 | 295.0642 | 4.5889 | 1.4241 | 4.4944 | 48.3125 | 32.8045 | 8.0996 | 4.0461 | 29.8871 | 106.4698 | 149.932
| Wind |  | 1965.575 | 1965.6988 | 1949.4961 | 1999.7754 | 1977.2115 | 1936.6756 | 1962.9608 | 2300.8458 | 2904.4099 | 3656.3955 | 4286.3948 | 4311.7064 | 4286.9216
| Solar |  | 3245.097 | 3242.2924 | 3251.0049 | 3240.0081 | 3252.0674 | 4593.7673 | 7370.4845 | 9286.3146 | 10803.0658 | 12337.6136 | 14607.0966 | 14681.861 | 14610.5414
| Liquid fuel |  | 0 | 0 | 0 | 0 | 0 | 0 | 0 | 0 | 0 | 0 | 0 | 0 | 0
| Pumped Hydro |  | 70.2426 | 67.5148 | 179.9092 | 349.2327 | 316.9689 | 442.7797 | 659.9376 | 618.8664 | 685.1955 | 1332.8175 | 2667.1179 | 2783.2111 | 2744.0047
| Large-scale storage |  | 0.49151 | 63.5757 | 72.8178 | 81.5927 | 75.3203 | 81.796 | 79.4754 | 82.0815 | 96.0892 | 106.6601 | 96.7073 | 94.5302 | 97.3883
| Distributed storage |  | 5.9112 | 13.8443 | 31.8489 | 57.5928 | 68.1646 | 97.2723 | 115.8149 | 132.6109 | 154.262 | 176.1441 | 196.7821 | 217.6577 | 239.8488
SA | Black coal |  | 0 | 0 | 0 | 0 | 0 | 0 | 0 | 0 | 0 | 0 | 0 | 0 | 0
SA | Brown coal |  | 0 | 0 | 0 | 0 | 0 | 0 | 0 | 0 | 0 | 0 | 0 | 0 | 0
SA | Hydro |  | 0 | 0 | 0 | 0 | 0 | 0 | 0 | 0 | 0 | 0 | 0 | 0 | 0
SA | CCGT |  | 4428.2579 | 4413.4071 | 4491.5408 | 4496.7882 | 4398.4544 | 0 | 0 | 0 | 0 | 0 | 0 | 0 | 0
SA | OCGT |  | 189.4025 | 186.8864 | 244.209 | 288.4163 | 147.4369 | 444.2012 | 551.0689 | 280.3227 | 320.3236 | 686.691 | 590.9394 | 722.283 | 920.1707
SA | Wind |  | 5891.3982 | 5856.3127 | 5744.0497 | 5633.4924 | 5719.2114 | 5762.973 | 5764.2618 | 5733.5777 | 5703.4462 | 5787.7665 | 5719.4377 | 5749.463 | 5745.3895
SA | Solar |  | 1564.3265 | 1557.8648 | 1560.9775 | 2489.4992 | 2512.7862 | 2793.4267 | 3447.6665 | 3429.4548 | 3438.6866 | 3430.5011 | 3410.0282 | 3390.1127 | 3407.5936
SA | Liquid fuel |  | 0 | 0 | 0 | 0 | 0 | 0 | 0 | 0 | 0 | 0 | 0 | 0 | 0
SA | Pumped Hydro |  | 0 | 0 | 0 | 0 | 0 | 831.2135 | 1076.6581 | 1062.932 | 1089.7964 | 1107.9282 | 1199.0361 | 1216.6885 | 1282.6145
SA | Large-scale storage |  | 31.0301 | 32.0097 | 37.7629 | 42.4166 | 40.9473 | 43.0348 | 42.6273 | 42.7817 | 42.8183 | 42.4623 | 42.6915 | 42.6993 | 42.654
SA | Distributed storage |  | 3.3118 | 7.6436 | 15.304 | 24.7484 | 31.2699 | 42.2829 | 49.594 | 58.2743 | 69.015 | 79.0722 | 88.5057 | 98.4465 | 108.5434
TAS | Black coal |  | 0 | 0 | 0 | 0 | 0 | 0 | 0 | 0 | 0 | 0 | 0 | 0 | 0
TAS | Brown coal |  | 0 | 0 | 0 | 0 | 0 | 0 | 0 | 0 | 0 | 0 | 0 | 0 | 0
TAS | Hydro |  | 8580.3086 | 8585.9581 | 8595.0529 | 8576.8621 | 8594.332 | 8576.4183 | 8572.9109 | 8582.5865 | 8602.608 | 8583.6529 | 8589.3283 | 8577.0628 | 8585.2311
TAS | CCGT |  | 1.0634 | 0.63936 | 0.13782 | 0.20558 | 0.19529 | 2.3579 | 2.2679 | 0.23025 | 0.20693 | 0.59897 | 0.57947 | 0.48309 | 0.53976
TAS | OCGT |  | 0 | 0 | 0 | 0 | 0 | 0 | 0 | 0 | 0 | 0 | 0 | 0 | 0
TAS | Wind |  | 1337.9165 | 1329.713 | 1336.5225 | 1343.0903 | 1307.9383 | 1326.3928 | 1329.3358 | 1328.8048 | 1340.921 | 1672.4865 | 1823.4256 | 1836.4063 | 1842.8378
TAS | Solar |  | 0 | 0 | 0 | 0 | 0 | 0 | 0 | 0 | 0 | 0 | 0 | 0 | 0
TAS | Liquid fuel |  | 0 | 0 | 0 | 0 | 0 | 0 | 0 | 0 | 0 | 0 | 0 | 0 | 0
TAS | Pumped Hydro |  | 0 | 0 | 0 | 0 | 0 | 0 | 0 | 0 | 0 | 0 | 0 | 0 | 0
TAS | Large-scale storage |  | 0 | 0 | 0 | 0 | 0 | 0 | 0 | 0 | 0 | 0 | 0 | 0 | 0
TAS | Distributed storage |  | 0.018891 | 0.04251 | 0.093796 | 0.095548 | 0.09121 | 0.70214 | 0.89823 | 0.35087 | 0.41249 | 0.47053 | 0.39337 | 0.47698 | 0.45675
VIC | Black coal |  | 0 | 0 | 0 | 0 | 0 | 0 | 0 | 0 | 0 | 0 | 0 | 0 | 0
VIC | Brown coal |  | 32173.7675 | 31964.5611 | 29612.8188 | 29550.7318 | 30452.7122 | 29800.5519 | 27008.191 | 29725.3005 | 26853.7555 | 26738.2701 | 29703.918 | 29688.7073 | 27790.1889
VIC | Hydro |  | 3114.6455 | 3095.346 | 3148.4198 | 3195.458 | 3154.285 | 3205.5408 | 3156.0497 | 3127.1877 | 3172.9297 | 3209.3906 | 3185.3567 | 3153.7484 | 3108.8173
VIC | CCGT |  | 36.368 | 31.4641 | 52.8811 | 57.2798 | 18.1729 | 39.6947 | 33.4385 | 8.4366 | 17.6394 | 40.3058 | 11.129 | 24.4125 | 0
VIC | OCGT |  | 34.3913 | 30.2265 | 49.2241 | 46.3439 | 17.0712 | 48.5365 | 110.8808 | 72.1042 | 116.6713 | 176.9946 | 63.6202 | 157.8538 | 359.1847
VIC | Wind |  | 8057.146 | 8870.4568 | 9549.2411 | 9540.9189 | 13610.847 | 15589.4396 | 15851.102 | 15578.9903 | 15870.5833 | 15660.0448 | 15416.4498 | 15496.6632 | 15620.3271
VIC | Solar |  | 1046.6138 | 1051.7447 | 1056.6107 | 1050.8596 | 1050.8058 | 2273.9457 | 2259.4774 | 2258.4812 | 2277.5599 | 2270.3689 | 2222.1015 | 2212.4339 | 2233.1175
VIC | Liquid fuel |  | 0 | 0 | 0 | 0 | 0 | 0 | 0 | 0 | 0 | 0 | 0 | 0 | 0
VIC | Pumped Hydro |  | 0 | 0 | 0 | 0 | 0 | 0 | 0 | 0 | 0 | 0 | 0 | 0 | 0
VIC | Large-scale storage |  | 55.1649 | 53.9184 | 58.984 | 62.3954 | 81.8096 | 73.1488 | 65.4837 | 70.3937 | 63.6266 | 63.2917 | 72.5553 | 69.6411 | 64.8839
VIC | Distributed storage |  | 9.8604 | 21.8525 | 44.6928 | 69.607 | 83.7705 | 114.8911 | 126.9635 | 147.0515 | 169.4988 | 186.5559 | 216.5748 | 233.1133 | 252.7695
Vic Renewable Energy Zone breakdown (GWh)
Region | Technology | 2018-19 | 2019-20 | 2020-21 | 2021-22 | 2022-23 | 2023-24 | 2024-25 | 2025-26 | 2026-27 | 2027-28 | 2028-29 | 2029-30 | 2030-31 | 2031-32 | 2032-33
VIC | Murray River, Solar |  | 1046.6138 | 1051.7447 | 1056.6107 | 1050.8596 | 1050.8058 | 2273.9457 | 2259.4774 | 2258.4812 | 2277.5599 | 2270.3689 | 2222.1015 | 2212.4339 | 2233.1175
VIC | Gippsland, Wind |  | 353.0908 | 349.2841 | 350.1818 | 349.681 | 347.4451 | 351.4512 | 351.7805 | 349.2205 | 350.9352 | 345.4016 | 349.6422 | 350.8278 | 350.812
VIC | Moyne, Wind |  | 3928.3903 | 3903.5695 | 4619.4327 | 4610.4364 | 7922.0386 | 9413.5775 | 9608.9027 | 9411.2545 | 9645.4096 | 9478.4142 | 9307.9264 | 9346.1808 | 9425.5937
VIC | Western Victoria, Wind |  | 3775.665 | 4617.6033 | 4579.6267 | 4580.8015 | 5341.3633 | 5824.4109 | 5890.4187 | 5818.5153 | 5874.2385 | 5836.229 | 5758.8813 | 5799.6546 | 5843.9214
VIC
VIC
VIC
VIC
VIC

## Early Coal DN_MW (hidden)
Total NEM Installed Capacity by Technology (MW)
Region | Technology | 2018-19 | 2019-20 | 2020-21 | 2021-22 | 2022-23 | 2023-24 | 2024-25 | 2025-26 | 2026-27 | 2027-28 | 2028-29 | 2029-30 | 2030-31 | 2031-32 | 2032-33
NEM | Black coal |  | 18219 | 18219 | 18219 | 16419 | 16419 | 16419 | 16419 | 16419 | 16419 | 15099 | 13419 | 13419 | 13419
| Brown coal |  | 4808 | 4808 | 4808 | 4808 | 3280 | 3280 | 3280 | 3280 | 3280 | 3280 | 3280 | 3280 | 3280
| Hydro |  | 7185.1 | 7185.1 | 7185.1 | 7185.1 | 7185.1 | 7185.1 | 7185.1 | 7185.1 | 7185.1 | 7185.1 | 7185.1 | 7185.1 | 7185.1
| CCGT |  | 4156 | 4156 | 4156 | 4156 | 4156 | 2694 | 2694 | 2694 | 2694 | 2694 | 2694 | 2694 | 2184
| OCGT |  | 6219.1 | 6219.1 | 5979.1 | 6326.135 | 6968.814 | 6968.814 | 6968.814 | 6968.814 | 6968.814 | 6968.814 | 6968.814 | 6968.814 | 6968.814
| Wind |  | 7412 | 7882 | 8238 | 8738 | 9782.9703 | 10477.1716 | 10571.21 | 10667.5308 | 10851.698 | 11225.0232 | 11370.8182 | 11370.8182 | 11373.8468
| Solar |  | 3013.2484 | 3013.2484 | 3163.2484 | 3993.5763 | 4450.5152 | 6342.63 | 7703.9234 | 8440.7292 | 9117.4487 | 9921.7729 | 10969.1474 | 10969.1474 | 11291.028
| Liquid fuel |  | 772.7 | 772.7 | 738.7 | 738.7 | 738.7 | 738.7 | 738.7 | 738.7 | 738.7 | 738.7 | 738.7 | 738.7 | 738.7
| Pumped Hydro |  | 740 | 740 | 740 | 740 | 740 | 1618.9689 | 1767.2067 | 1767.2067 | 1767.2067 | 2099.8636 | 3514.0515 | 3514.0515 | 3704.1736
| Large-scale storage |  | 106.4 | 206.4 | 206.4 | 206.4 | 206.4 | 206.4 | 206.4 | 206.4 | 206.4 | 206.4 | 206.4 | 206.4 | 206.4
| Distributed storage |  | 60.2291 | 134.2127 | 224.6207 | 328.3924 | 441.8718 | 563.866 | 690.4131 | 821.4538 | 955.2524 | 1091.1046 | 1229.3024 | 1362.9511 | 1489.4909
Region | Technology | 2018-19 | 2019-20 | 2020-21 | 2021-22 | 2022-23 | 2023-24 | 2024-25 | 2025-26 | 2026-27 | 2027-28 | 2028-29 | 2029-30 | 2030-31 | 2031-32 | 2032-33
NSW | Black coal |  | 10040 | 10040 | 10040 | 8240 | 8240 | 8240 | 8240 | 8240 | 8240 | 6920 | 6920 | 6920 | 6920
| Brown coal |  | 0 | 0 | 0 | 0 | 0 | 0 | 0 | 0 | 0 | 0 | 0 | 0 | 0
| Hydro |  | 2622 | 2622 | 2622 | 2622 | 2622 | 2622 | 2622 | 2622 | 2622 | 2622 | 2622 | 2622 | 2622
| CCGT |  | 618 | 618 | 618 | 618 | 618 | 618 | 618 | 618 | 618 | 618 | 618 | 618 | 618
| OCGT |  | 1388 | 1388 | 1388 | 1706.6279 | 1706.6279 | 1706.6279 | 1706.6279 | 1706.6279 | 1706.6279 | 1706.6279 | 1706.6279 | 1706.6279 | 1706.6279
| Wind |  | 1500 | 1500 | 1500 | 1500 | 1500 | 1500 | 1500 | 1500 | 1500 | 1500 | 1500 | 1500 | 1500
| Solar |  | 900.6293 | 900.6293 | 1050.6293 | 1556.98 | 1556.98 | 1556.98 | 1746.278 | 1746.278 | 1746.278 | 1746.278 | 2028.7486 | 2028.7486 | 2350.6293
| Liquid fuel |  | 50 | 50 | 50 | 50 | 50 | 50 | 50 | 50 | 50 | 50 | 50 | 50 | 50
| Pumped Hydro |  | 240 | 240 | 240 | 240 | 240 | 240 | 364.5105 | 364.5105 | 364.5105 | 414.8115 | 1042.1498 | 1042.1498 | 1232.2719
| Large-scale storage |  | 0 | 0 | 0 | 0 | 0 | 0 | 0 | 0 | 0 | 0 | 0 | 0 | 0
| Distributed storage |  | 25.1568 | 56.0691 | 95.8798 | 142.8159 | 196.0542 | 253.9814 | 314.6069 | 377.6072 | 442.051 | 507.2804 | 573.3688 | 634.0407 | 687.346
QLD | Black coal |  | 8179 | 8179 | 8179 | 8179 | 8179 | 8179 | 8179 | 8179 | 8179 | 8179 | 6499 | 6499 | 6499
| Brown coal |  | 0 | 0 | 0 | 0 | 0 | 0 | 0 | 0 | 0 | 0 | 0 | 0 | 0
| Hydro |  | 152.4 | 152.4 | 152.4 | 152.4 | 152.4 | 152.4 | 152.4 | 152.4 | 152.4 | 152.4 | 152.4 | 152.4 | 152.4
| CCGT |  | 1565 | 1565 | 1565 | 1565 | 1565 | 1565 | 1565 | 1565 | 1565 | 1565 | 1565 | 1565 | 1565
| OCGT |  | 1474 | 1474 | 1474 | 1474 | 1474 | 1474 | 1474 | 1474 | 1474 | 1474 | 1474 | 1474 | 1474
| Wind |  | 676 | 676 | 676 | 676 | 676 | 676 | 676 | 767.6472 | 951.8143 | 1176.1774 | 1306.561 | 1306.561 | 1306.561
| Solar |  | 1224.5 | 1224.5 | 1224.5 | 1224.5 | 1224.5 | 1721.7446 | 2760.6454 | 3497.4512 | 4174.1707 | 4978.4949 | 5743.3988 | 5743.3988 | 5743.3988
| Liquid fuel |  | 457.5 | 457.5 | 423.5 | 423.5 | 423.5 | 423.5 | 423.5 | 423.5 | 423.5 | 423.5 | 423.5 | 423.5 | 423.5
| Pumped Hydro |  | 500 | 500 | 500 | 500 | 500 | 500 | 500 | 500 | 500 | 782.1906 | 1400.4477 | 1400.4477 | 1400.4477
| Large-scale storage |  | 1.4 | 101.4 | 101.4 | 101.4 | 101.4 | 101.4 | 101.4 | 101.4 | 101.4 | 101.4 | 101.4 | 101.4 | 101.4
| Distributed storage |  | 13.6923 | 30.9345 | 51.8416 | 75.3569 | 100.2728 | 126.2546 | 152.7033 | 179.8653 | 207.739 | 236.1665 | 265.0381 | 294.2611 | 323.755
SA | Black coal |  | 0 | 0 | 0 | 0 | 0 | 0 | 0 | 0 | 0 | 0 | 0 | 0 | 0
SA | Brown coal |  | 0 | 0 | 0 | 0 | 0 | 0 | 0 | 0 | 0 | 0 | 0 | 0 | 0
SA | Hydro |  | 0 | 0 | 0 | 0 | 0 | 0 | 0 | 0 | 0 | 0 | 0 | 0 | 0
SA | CCGT |  | 1462 | 1462 | 1462 | 1462 | 1462 | 0 | 0 | 0 | 0 | 0 | 0 | 0 | 0
SA | OCGT |  | 1209.1 | 1209.1 | 969.1 | 969.1 | 969.1 | 969.1 | 969.1 | 969.1 | 969.1 | 969.1 | 969.1 | 969.1 | 969.1
SA | Wind |  | 2052 | 2052 | 2052 | 2052 | 2052 | 2052 | 2052 | 2052 | 2052 | 2052 | 2052 | 2052 | 2052
SA | Solar |  | 486.1191 | 486.1191 | 486.1191 | 810.0963 | 1267.0352 | 2156.9055 | 2290 | 2290 | 2290 | 2290 | 2290 | 2290 | 2290
SA | Liquid fuel |  | 265.2 | 265.2 | 265.2 | 265.2 | 265.2 | 265.2 | 265.2 | 265.2 | 265.2 | 265.2 | 265.2 | 265.2 | 265.2
SA | Pumped Hydro |  | 0 | 0 | 0 | 0 | 0 | 878.9689 | 902.6962 | 902.6962 | 902.6962 | 902.8615 | 1071.454 | 1071.454 | 1071.454
SA | Large-scale storage |  | 30 | 30 | 30 | 30 | 30 | 30 | 30 | 30 | 30 | 30 | 30 | 30 | 30
SA | Distributed storage |  | 4.6986 | 10.6141 | 18.2709 | 27.3616 | 37.6467 | 49.2016 | 61.6345 | 74.7964 | 88.5706 | 102.8717 | 117.6225 | 132.3793 | 146.6603
TAS | Black coal |  | 0 | 0 | 0 | 0 | 0 | 0 | 0 | 0 | 0 | 0 | 0 | 0 | 0
TAS | Brown coal |  | 0 | 0 | 0 | 0 | 0 | 0 | 0 | 0 | 0 | 0 | 0 | 0 | 0
TAS | Hydro |  | 2191.7 | 2191.7 | 2191.7 | 2191.7 | 2191.7 | 2191.7 | 2191.7 | 2191.7 | 2191.7 | 2191.7 | 2191.7 | 2191.7 | 2191.7
TAS | CCGT | bar: 2019-20 to 2031-32
TAS | OCGT |  | 163 | 163 | 163 | 163 | 163 | 163 | 163 | 163 | 163 | 163 | 163 | 163 | 163
TAS | Wind |  | 420 | 420 | 420 | 420 | 464.9703 | 509.1716 | 603.21 | 607.8836 | 607.8836 | 756.8458 | 772.2572 | 772.2572 | 775.2858
TAS | Solar |  | 0 | 0 | 0 | 0 | 0 | 0 | 0 | 0 | 0 | 0 | 0 | 0 | 0
TAS | Liquid fuel |  | 0 | 0 | 0 | 0 | 0 | 0 | 0 | 0 | 0 | 0 | 0 | 0 | 0
TAS | Pumped Hydro |  | 0 | 0 | 0 | 0 | 0 | 0 | 0 | 0 | 0 | 0 | 0 | 0 | 0
TAS | Large-scale storage |  | 0 | 0 | 0 | 0 | 0 | 0 | 0 | 0 | 0 | 0 | 0 | 0 | 0
TAS | Distributed storage |  | 1.1074 | 2.4017 | 3.9644 | 5.8927 | 7.4173 | 8.7301 | 9.7122 | 10.6559 | 11.4994 | 12.2389 | 12.9664 | 13.6654 | 14.3392
VIC | Black coal |  | 0 | 0 | 0 | 0 | 0 | 0 | 0 | 0 | 0 | 0 | 0 | 0 | 0
VIC | Brown coal |  | 4808 | 4808 | 4808 | 4808 | 3280 | 3280 | 3280 | 3280 | 3280 | 3280 | 3280 | 3280 | 3280
VIC | Hydro |  | 2219 | 2219 | 2219 | 2219 | 2219 | 2219 | 2219 | 2219 | 2219 | 2219 | 2219 | 2219 | 2219
VIC | CCGT |  | 510 | 510 | 510 | 510 | 510 | 510 | 510 | 510 | 510 | 510 | 510 | 510 | 0
VIC | OCGT |  | 1985 | 1985 | 1985 | 2013.4071 | 2656.0861 | 2656.0861 | 2656.0861 | 2656.0861 | 2656.0861 | 2656.0861 | 2656.0861 | 2656.0861 | 2656.0861
VIC | Wind |  | 2764 | 3234 | 3590 | 4090 | 5090 | 5740 | 5740 | 5740 | 5740 | 5740 | 5740 | 5740 | 5740
VIC | Solar |  | 402 | 402 | 402 | 402 | 402 | 907 | 907 | 907 | 907 | 907 | 907 | 907 | 907
VIC | Liquid fuel |  | 0 | 0 | 0 | 0 | 0 | 0 | 0 | 0 | 0 | 0 | 0 | 0 | 0
VIC | Pumped Hydro |  | 0 | 0 | 0 | 0 | 0 | 0 | 0 | 0 | 0 | 0 | 0 | 0 | 0
VIC | Large-scale storage |  | 75 | 75 | 75 | 75 | 75 | 75 | 75 | 75 | 75 | 75 | 75 | 75 | 75
VIC | Distributed storage |  | 15.5741 | 34.1933 | 54.664 | 76.9652 | 100.4807 | 125.6983 | 151.7562 | 178.5289 | 205.3924 | 232.5471 | 260.3066 | 288.6046 | 317.3904
Vic Renewable Energy Zone breakdown (MW)
Region | Technology | 2018-19 | 2019-20 | 2020-21 | 2021-22 | 2022-23 | 2023-24 | 2024-25 | 2025-26 | 2026-27 | 2027-28 | 2028-29 | 2029-30 | 2030-31 | 2031-32 | 2032-33
VIC | Murray River, Solar |  | 402 | 402 | 402 | 402 | 402 | 907 | 907 | 907 | 907 | 907 | 907 | 907 | 907
VIC | Gippsland, Wind |  | 107 | 107 | 107 | 107 | 107 | 107 | 107 | 107 | 107 | 107 | 107 | 107 | 107
VIC | Moyne, Wind |  | 1398 | 1398 | 1548 | 2048 | 3048 | 3698 | 3698 | 3698 | 3698 | 3698 | 3698 | 3698 | 3698
VIC | Western Victoria, Wind |  | 1259 | 1729 | 1935 | 1935 | 1935 | 1935 | 1935 | 1935 | 1935 | 1935 | 1935 | 1935 | 1935
VIC
VIC
VIC
VIC
VIC

## Early Coal DN_GWh (hidden)
Total NEM Generated Energy by Technology (GWh)
Region | Technology | 2018-19 | 2019-20 | 2020-21 | 2021-22 | 2022-23 | 2023-24 | 2024-25 | 2025-26 | 2026-27 | 2027-28 | 2028-29 | 2029-30 | 2030-31 | 2031-32 | 2032-33
NEM | Black coal |  | 98327.0166 | 97080.0328 | 97766.7223 | 94462.5543 | 97391.0976 | 92975.5361 | 92939.4622 | 90724.4763 | 92233.3086 | 86575.7154 | 79411.3732 | 77860.9627 | 77760.302
| Brown coal |  | 32403.314 | 32199.874 | 29835.0358 | 29672.0164 | 22254.7166 | 22109.5117 | 18627.7353 | 21939.4745 | 18466.5959 | 18333.3395 | 21920.7673 | 21900.4953 | 21938.5342
| Hydro |  | 15445.5613 | 15439.5002 | 15575.8947 | 15825.3379 | 16259.5746 | 16358.001 | 16472.6326 | 16419.6621 | 16767.962 | 16909.1483 | 16534.1996 | 16705.1551 | 16776.4756
| CCGT |  | 5847.8843 | 5855.0473 | 6150.3669 | 6528.3338 | 7175.5238 | 3746.1496 | 4839.363 | 3299.7624 | 3274.1856 | 4187.7471 | 5281.7992 | 6215.8205 | 6090.3452
| OCGT |  | 694.3906 | 720.138 | 591.231 | 455.6081 | 715.8792 | 1987.5519 | 2280.2381 | 1223.061 | 1479.8382 | 3815.6786 | 2652.2774 | 3227.2835 | 3418.4065
| Wind |  | 21604.8694 | 22746.7552 | 23368.6659 | 24948.1083 | 28077.7701 | 30363.9797 | 30904.0985 | 31125.7032 | 31688.0535 | 32960.5075 | 33743.2149 | 34029.4033 | 33944.7784
| Solar |  | 7893.5162 | 7890.4456 | 8341.3594 | 10476.0447 | 11673.3708 | 16799.6136 | 20354.4051 | 22123.5403 | 23651.5502 | 25172.9618 | 28251.1815 | 28172.6143 | 28943.0902
| Liquid fuel |  | 0 | 0 | 0 | 0 | 0 | 0 | 0.27857 | 0 | 0 | 0 | 0 | 0 | 0
| Pumped Hydro |  | 118.707 | 115.3709 | 248.9025 | 446.8124 | 604.6124 | 2421.5536 | 2904.9341 | 2869.8807 | 2942.4757 | 3670.3223 | 6533.3233 | 6746.6486 | 7147.5297
| Large-scale storage |  | 75.8161 | 142.7493 | 169.2403 | 183.8879 | 196.7456 | 188.2051 | 185.2122 | 192.0195 | 202.2673 | 211.3126 | 202.691 | 200.1124 | 206.7656
| Distributed storage |  | 26.8618 | 64.12 | 150.9798 | 254.0876 | 372.5859 | 447.6759 | 525.8344 | 620.8675 | 713.0472 | 795.6468 | 886.8234 | 983.0115 | 1078.0487
Region | Technology | 2018-19 | 2019-20 | 2020-21 | 2021-22 | 2022-23 | 2023-24 | 2024-25 | 2025-26 | 2026-27 | 2027-28 | 2028-29 | 2029-30 | 2030-31 | 2031-32 | 2032-33
NSW | Black coal |  | 56451.2236 | 54814.3748 | 52124.4156 | 46447.2337 | 47744.2021 | 43480.6991 | 46968.9651 | 47592.757 | 48903.3607 | 42592.1815 | 41619.0715 | 41857.0745 | 41757.2283
| Brown coal |  | 0 | 0 | 0 | 0 | 0 | 0 | 0 | 0 | 0 | 0 | 0 | 0 | 0
| Hydro |  | 3118.9128 | 3124.6422 | 3224.0428 | 3433.2055 | 3744.3237 | 3919.8145 | 4129.5051 | 4008.5274 | 4291.8967 | 4547.9417 | 4160.3355 | 4360.3566 | 4442.6457
| CCGT |  | 52.812 | 67.7047 | 209.8664 | 370.3128 | 692.7931 | 1358.084 | 1366.3376 | 681.9342 | 824.0187 | 1810.475 | 1592.9462 | 1816.281 | 1796.5793
| OCGT |  | 8.147 | 25.2395 | 102.1547 | 210.6178 | 246.8563 | 849.8579 | 797.0458 | 414.8174 | 483.9379 | 1642.8772 | 1230.9777 | 1392.7118 | 1333.7877
| Wind |  | 4269.3333 | 4266.6066 | 4221.267 | 4313.0659 | 4287.0646 | 4194.9637 | 4241.1832 | 4202.2362 | 4188.5147 | 4188.0523 | 4156.602 | 4197.0222 | 4211.7123
| Solar |  | 2275.8094 | 2273.688 | 2712.1242 | 3986.9244 | 4013.6045 | 4002.2332 | 4433.2813 | 4339.5667 | 4364.9491 | 4385.256 | 5101.4768 | 5034.4627 | 5819.0507
| Liquid fuel |  | 0 | 0 | 0 | 0 | 0 | 0 | 0.02475 | 0 | 0 | 0 | 0 | 0 | 0
| Pumped Hydro |  | 38.5692 | 38.9417 | 74.2496 | 120.0875 | 151.7961 | 178.2036 | 421.6861 | 401.2328 | 410.3792 | 532.6338 | 1662.4181 | 1754.4988 | 2144.7421
| Large-scale storage |  | 0 | 0 | 0 | 0 | 0 | 0 | 0 | 0 | 0 | 0 | 0 | 0 | 0
| Distributed storage |  | 10.0546 | 25.7568 | 64.5564 | 112.9389 | 169.5059 | 206.5634 | 242.6588 | 289.9005 | 334.3031 | 369.1055 | 413.7031 | 459.0574 | 498.3188
QLD | Black coal |  | 41875.793 | 42265.658 | 45642.3067 | 48015.3206 | 49646.8956 | 49494.837 | 45970.4971 | 43131.7193 | 43329.9479 | 43983.5339 | 37792.3017 | 36003.8882 | 36003.0737
| Brown coal |  | 0 | 0 | 0 | 0 | 0 | 0 | 0 | 0 | 0 | 0 | 0 | 0 | 0
| Hydro |  | 635.852 | 634.8216 | 634.9236 | 634.2512 | 636.2618 | 633.7808 | 634.2809 | 634.1407 | 635.7515 | 633.7613 | 634.7795 | 634.3582 | 635.0508
| CCGT |  | 1435.4268 | 1436.7098 | 1500.2207 | 1687.5868 | 1845.3869 | 2209.8067 | 3344.2062 | 2576.6663 | 2393.9602 | 2240.5579 | 3647.1382 | 4336.4385 | 4293.5556
| OCGT |  | 589.8895 | 591.431 | 295.0615 | 1.9736 | 3.09 | 6.7876 | 61.2424 | 41.2105 | 10.838 | 5.5494 | 38.3751 | 120.1632 | 134.5375
| Wind |  | 1965.575 | 1965.6988 | 1949.4961 | 1999.7754 | 1977.3603 | 1936.3801 | 1960.7244 | 2298.4393 | 2881.8005 | 3648.1841 | 4270.4425 | 4371.6639 | 4252.3233
| Solar |  | 3245.097 | 3242.2924 | 3251.0049 | 3240.0081 | 3252.5148 | 4593.4101 | 7358.7697 | 9229.8965 | 10685.0506 | 12205.1528 | 14625.1464 | 14613.6094 | 14577.0358
| Liquid fuel |  | 0 | 0 | 0 | 0 | 0 | 0 | 0 | 0 | 0 | 0 | 0 | 0 | 0
| Pumped Hydro |  | 80.1379 | 76.4292 | 174.6529 | 326.7249 | 452.8163 | 596.3764 | 761.3879 | 717.7679 | 751.943 | 1393.3714 | 2790.2765 | 2881.1999 | 2859.8388
| Large-scale storage |  | 0.518 | 65.1227 | 73.8141 | 79.1986 | 84.2928 | 80.8391 | 80.143 | 85.3259 | 96.9243 | 107.4467 | 98.6274 | 95.9907 | 101.8937
| Distributed storage |  | 6.0562 | 13.8795 | 32.5539 | 55.0047 | 78.0393 | 96.2265 | 116.2958 | 133.3373 | 154.7783 | 176.2875 | 196.777 | 217.4583 | 240.5454
SA | Black coal |  | 0 | 0 | 0 | 0 | 0 | 0 | 0 | 0 | 0 | 0 | 0 | 0 | 0
SA | Brown coal |  | 0 | 0 | 0 | 0 | 0 | 0 | 0 | 0 | 0 | 0 | 0 | 0 | 0
SA | Hydro |  | 0 | 0 | 0 | 0 | 0 | 0 | 0 | 0 | 0 | 0 | 0 | 0 | 0
SA | CCGT |  | 4354.8758 | 4344.8366 | 4417.5194 | 4445.9253 | 4577.6683 | 0 | 0 | 0 | 0 | 0 | 0 | 0 | 0
SA | OCGT |  | 90.888 | 97.9795 | 175.0664 | 222.984 | 403.5901 | 916.2821 | 962.2397 | 536.6611 | 621.4593 | 1188.7141 | 960.9101 | 977.1103 | 997.8382
SA | Wind |  | 5954.2968 | 5917.0306 | 5806.2355 | 5747.8953 | 5609.1937 | 5920.0027 | 5955.2996 | 5921.7647 | 5867.6771 | 5962.5085 | 5919.29 | 5942.1011 | 5930.1729
SA | Solar |  | 1323.5953 | 1321.1193 | 1322.862 | 2200.3876 | 3366.0532 | 5861.8084 | 6228.3856 | 6224.5216 | 6251.5467 | 6236.4328 | 6201.2274 | 6206.5649 | 6225.0277
SA | Liquid fuel |  | 0 | 0 | 0 | 0 | 0 | 0 | 0.25382 | 0 | 0 | 0 | 0 | 0 | 0
SA | Pumped Hydro |  | 0 | 0 | 0 | 0 | 0 | 1646.9736 | 1721.8602 | 1750.8801 | 1780.1535 | 1744.3172 | 2080.6286 | 2110.9499 | 2142.9488
SA | Large-scale storage |  | 27.4041 | 29.1027 | 35.1869 | 41.495 | 42.7404 | 42.7918 | 42.4457 | 42.9041 | 42.6197 | 42.2298 | 42.407 | 42.536 | 42.7186
SA | Distributed storage |  | 2.9938 | 6.9913 | 14.0912 | 23.7101 | 34.6 | 41.1666 | 48.8552 | 58.4295 | 67.956 | 77.1495 | 86.5819 | 97.3062 | 107.0827
TAS | Black coal |  | 0 | 0 | 0 | 0 | 0 | 0 | 0 | 0 | 0 | 0 | 0 | 0 | 0
TAS | Brown coal |  | 0 | 0 | 0 | 0 | 0 | 0 | 0 | 0 | 0 | 0 | 0 | 0 | 0
TAS | Hydro |  | 8580.9427 | 8586.1781 | 8595.3869 | 8578.1135 | 8594.1021 | 8599.7105 | 8571.6726 | 8581.9899 | 8601.624 | 8571.6455 | 8580.4808 | 8584.7659 | 8580.3808
TAS | CCGT |  | 0.41611 | 0.054038 | 0.04666 | 0.02257 | 0.4228 | 1.5985 | 0.41989 | 0.16175 | 0 | 0.10795 | 0.33852 | 0.005442 | 0.21026
TAS | OCGT |  | 0 | 0 | 0 | 0 | 0 | 0 | 0 | 0 | 0 | 0 | 0 | 0 | 0
TAS | Wind |  | 1337.9165 | 1329.713 | 1336.512 | 1343.0903 | 1507.069 | 1725.6215 | 2153.875 | 2178.9578 | 2191.7983 | 2759.4968 | 2895.4402 | 2919.2412 | 2943.9683
TAS | Solar |  | 0 | 0 | 0 | 0 | 0 | 0 | 0 | 0 | 0 | 0 | 0 | 0 | 0
TAS | Liquid fuel |  | 0 | 0 | 0 | 0 | 0 | 0 | 0 | 0 | 0 | 0 | 0 | 0 | 0
TAS | Pumped Hydro |  | 0 | 0 | 0 | 0 | 0 | 0 | 0 | 0 | 0 | 0 | 0 | 0 | 0
TAS | Large-scale storage |  | 0 | 0 | 0 | 0 | 0 | 0 | 0 | 0 | 0 | 0 | 0 | 0 | 0
TAS | Distributed storage |  | 0.014396 | 0.033384 | 0.027354 | 0.027696 | 0.066369 | 0.29391 | 0.57836 | 0.40083 | 0.34593 | 1.4284 | 1.5574 | 1.6635 | 2.1569
VIC | Black coal |  | 0 | 0 | 0 | 0 | 0 | 0 | 0 | 0 | 0 | 0 | 0 | 0 | 0
VIC | Brown coal |  | 32403.314 | 32199.874 | 29835.0358 | 29672.0164 | 22254.7166 | 22109.5117 | 18627.7353 | 21939.4745 | 18466.5959 | 18333.3395 | 21920.7673 | 21900.4953 | 21938.5342
VIC | Hydro |  | 3109.8539 | 3093.8584 | 3121.5414 | 3179.7677 | 3284.887 | 3204.6952 | 3137.1741 | 3195.0041 | 3238.6898 | 3155.7998 | 3158.6038 | 3125.6744 | 3118.3983
VIC | CCGT |  | 4.3536 | 5.7422 | 22.7137 | 24.4864 | 59.2527 | 176.6603 | 128.3993 | 41.0001 | 56.2067 | 136.6063 | 41.3763 | 63.0955 | 0
VIC | OCGT |  | 5.4661 | 5.4882 | 18.9483 | 20.0327 | 62.3428 | 214.6243 | 459.7102 | 230.3719 | 363.6031 | 978.5379 | 422.0145 | 737.2982 | 952.2431
VIC | Wind |  | 8077.7478 | 9267.7062 | 10055.1554 | 11544.2815 | 14697.0826 | 16587.0118 | 16593.0164 | 16524.3053 | 16558.2629 | 16402.2657 | 16501.4403 | 16599.3749 | 16606.6016
VIC | Solar |  | 1049.0145 | 1053.3458 | 1055.3683 | 1048.7247 | 1041.1983 | 2342.1618 | 2333.9684 | 2329.5555 | 2350.0037 | 2346.1202 | 2323.3308 | 2317.9773 | 2321.9759
VIC | Liquid fuel |  | 0 | 0 | 0 | 0 | 0 | 0 | 0 | 0 | 0 | 0 | 0 | 0 | 0
VIC | Pumped Hydro |  | 0 | 0 | 0 | 0 | 0 | 0 | 0 | 0 | 0 | 0 | 0 | 0 | 0
VIC | Large-scale storage |  | 47.8939 | 48.5239 | 60.2393 | 63.1942 | 69.7123 | 64.5741 | 62.6235 | 63.7895 | 62.7233 | 61.6361 | 61.6565 | 61.5857 | 62.1532
VIC | Distributed storage |  | 7.7429 | 17.459 | 39.7508 | 62.4062 | 90.3742 | 103.4255 | 117.4462 | 138.7994 | 155.6638 | 171.6759 | 188.2041 | 207.526 | 229.9449
Vic Renewable Energy Zone breakdown (GWh)
Region | Technology | 2018-19 | 2019-20 | 2020-21 | 2021-22 | 2022-23 | 2023-24 | 2024-25 | 2025-26 | 2026-27 | 2027-28 | 2028-29 | 2029-30 | 2030-31 | 2031-32 | 2032-33
VIC | Murray River, Solar |  | 1049.0145 | 1053.3458 | 1055.3683 | 1048.7247 | 1041.1983 | 2342.1618 | 2333.9684 | 2329.5555 | 2350.0037 | 2346.1202 | 2323.3308 | 2317.9773 | 2321.9759
VIC | Gippsland, Wind |  | 353.3283 | 349.3929 | 351.0016 | 349.8608 | 350.6505 | 350.664 | 351.1856 | 348.854 | 350.5954 | 345.7446 | 350.1039 | 350.8065 | 351.56
VIC | Moyne, Wind |  | 3935.0374 | 3913.1708 | 4333.5096 | 5812.5348 | 8928.572 | 10829.7943 | 10819.4441 | 10773.1433 | 10802.8198 | 10677.1162 | 10773.426 | 10824.1758 | 10826.069
VIC | Western Victoria, Wind |  | 3789.3821 | 5005.1424 | 5370.6442 | 5381.8859 | 5417.8602 | 5406.5535 | 5422.3867 | 5402.308 | 5404.8477 | 5379.4049 | 5377.9104 | 5424.3926 | 5428.9726
VIC
VIC
VIC
VIC
VIC

## Early Coal Upgrade Both_MW (hidden)
Total NEM Installed Capacity by Technology (MW)
Region | Technology | 2018-19 | 2019-20 | 2020-21 | 2021-22 | 2022-23 | 2023-24 | 2024-25 | 2025-26 | 2026-27 | 2027-28 | 2028-29 | 2029-30 | 2030-31 | 2031-32 | 2032-33
NEM | Black coal |  | 18219 | 18219 | 18219 | 16419 | 16419 | 16419 | 16419 | 16419 | 16419 | 15099 | 13419 | 13419 | 13419
| Brown coal |  | 4808 | 4808 | 4808 | 4808 | 3280 | 3280 | 3280 | 3280 | 3280 | 3280 | 3280 | 3280 | 3280
| Hydro |  | 7185.1 | 7185.1 | 7185.1 | 7185.1 | 7185.1 | 7185.1 | 7185.1 | 7185.1 | 7185.1 | 7185.1 | 7185.1 | 7185.1 | 7185.1
| CCGT |  | 4156 | 4156 | 4156 | 4156 | 4156 | 2694 | 2694 | 2694 | 2694 | 2694 | 2694 | 2694 | 2184
| OCGT |  | 6219.1 | 6219.1 | 5979.1 | 6281.7679 | 7030.5213 | 7030.5213 | 7030.5213 | 7030.5213 | 7030.5213 | 7030.5213 | 7030.5213 | 7030.5213 | 7030.5213
| Wind |  | 7412 | 7732 | 7982 | 8388 | 9369.9194 | 9815.3278 | 9893.8887 | 9988.1072 | 10179.4236 | 10557.8926 | 10686.6114 | 10686.6114 | 10686.6114
| Solar |  | 3045.6862 | 3045.6862 | 3195.6862 | 4256.8568 | 4557.1645 | 6803.0194 | 8044.8445 | 8781.6503 | 9458.3698 | 10262.0504 | 11469.3006 | 11469.3006 | 11805.8281
| Liquid fuel |  | 772.7 | 772.7 | 738.7 | 738.7 | 738.7 | 738.7 | 738.7 | 738.7 | 738.7 | 738.7 | 738.7 | 738.7 | 738.7
| Pumped Hydro |  | 740 | 740 | 740 | 740 | 740 | 1555.071 | 1747.6784 | 1747.6784 | 1747.6784 | 2163.7942 | 3562.0104 | 3562.0104 | 3752.1326
| Large-scale storage |  | 106.4 | 206.4 | 206.4 | 206.4 | 206.4 | 206.4 | 206.4 | 206.4 | 206.4 | 206.4 | 206.4 | 206.4 | 206.4
| Distributed storage |  | 60.2291 | 134.2127 | 224.6207 | 328.3924 | 441.8718 | 563.866 | 690.4131 | 821.4538 | 955.2524 | 1091.1046 | 1229.3024 | 1362.9511 | 1489.4909
Region | Technology | 2018-19 | 2019-20 | 2020-21 | 2021-22 | 2022-23 | 2023-24 | 2024-25 | 2025-26 | 2026-27 | 2027-28 | 2028-29 | 2029-30 | 2030-31 | 2031-32 | 2032-33
NSW | Black coal |  | 10040 | 10040 | 10040 | 8240 | 8240 | 8240 | 8240 | 8240 | 8240 | 6920 | 6920 | 6920 | 6920
| Brown coal |  | 0 | 0 | 0 | 0 | 0 | 0 | 0 | 0 | 0 | 0 | 0 | 0 | 0
| Hydro |  | 2622 | 2622 | 2622 | 2622 | 2622 | 2622 | 2622 | 2622 | 2622 | 2622 | 2622 | 2622 | 2622
| CCGT |  | 618 | 618 | 618 | 618 | 618 | 618 | 618 | 618 | 618 | 618 | 618 | 618 | 618
| OCGT |  | 1388 | 1388 | 1388 | 1666.6454 | 1666.6454 | 1666.6454 | 1666.6454 | 1666.6454 | 1666.6454 | 1666.6454 | 1666.6454 | 1666.6454 | 1666.6454
| Wind |  | 1500 | 1500 | 1500 | 1500 | 1500 | 1500 | 1500 | 1500 | 1500 | 1500 | 1500 | 1500 | 1500
| Solar |  | 845.9 | 845.9 | 995.9 | 1640.6645 | 1640.6645 | 1640.6645 | 1640.6645 | 1640.6645 | 1640.6645 | 1640.6645 | 2095.9 | 2095.9 | 2378.9621
| Liquid fuel |  | 50 | 50 | 50 | 50 | 50 | 50 | 50 | 50 | 50 | 50 | 50 | 50 | 50
| Pumped Hydro |  | 240 | 240 | 240 | 240 | 240 | 240 | 312.6069 | 312.6069 | 312.6069 | 425.3299 | 1041.2192 | 1041.2192 | 1231.3414
| Large-scale storage |  | 0 | 0 | 0 | 0 | 0 | 0 | 0 | 0 | 0 | 0 | 0 | 0 | 0
| Distributed storage |  | 25.1568 | 56.0691 | 95.8798 | 142.8159 | 196.0542 | 253.9814 | 314.6069 | 377.6072 | 442.051 | 507.2804 | 573.3688 | 634.0407 | 687.346
QLD | Black coal |  | 8179 | 8179 | 8179 | 8179 | 8179 | 8179 | 8179 | 8179 | 8179 | 8179 | 6499 | 6499 | 6499
| Brown coal |  | 0 | 0 | 0 | 0 | 0 | 0 | 0 | 0 | 0 | 0 | 0 | 0 | 0
| Hydro |  | 152.4 | 152.4 | 152.4 | 152.4 | 152.4 | 152.4 | 152.4 | 152.4 | 152.4 | 152.4 | 152.4 | 152.4 | 152.4
| CCGT |  | 1565 | 1565 | 1565 | 1565 | 1565 | 1565 | 1565 | 1565 | 1565 | 1565 | 1565 | 1565 | 1565
| OCGT |  | 1474 | 1474 | 1474 | 1474 | 1474 | 1474 | 1474 | 1474 | 1474 | 1474 | 1474 | 1474 | 1474
| Wind |  | 676 | 676 | 676 | 676 | 676 | 676 | 676 | 767.7343 | 959.0507 | 1175.673 | 1302.1566 | 1302.1566 | 1302.1566
| Solar |  | 1224.5 | 1224.5 | 1224.5 | 1224.5 | 1224.5 | 1721.7446 | 2760.6454 | 3497.4512 | 4174.1707 | 4977.8512 | 5729.866 | 5729.866 | 5729.866
| Liquid fuel |  | 457.5 | 457.5 | 423.5 | 423.5 | 423.5 | 423.5 | 423.5 | 423.5 | 423.5 | 423.5 | 423.5 | 423.5 | 423.5
| Pumped Hydro |  | 500 | 500 | 500 | 500 | 500 | 500 | 500 | 500 | 500 | 784.9756 | 1449.283 | 1449.283 | 1449.283
| Large-scale storage |  | 1.4 | 101.4 | 101.4 | 101.4 | 101.4 | 101.4 | 101.4 | 101.4 | 101.4 | 101.4 | 101.4 | 101.4 | 101.4
| Distributed storage |  | 13.6923 | 30.9345 | 51.8416 | 75.3569 | 100.2728 | 126.2546 | 152.7033 | 179.8653 | 207.739 | 236.1665 | 265.0381 | 294.2611 | 323.755
SA | Black coal |  | 0 | 0 | 0 | 0 | 0 | 0 | 0 | 0 | 0 | 0 | 0 | 0 | 0
SA | Brown coal |  | 0 | 0 | 0 | 0 | 0 | 0 | 0 | 0 | 0 | 0 | 0 | 0 | 0
SA | Hydro |  | 0 | 0 | 0 | 0 | 0 | 0 | 0 | 0 | 0 | 0 | 0 | 0 | 0
SA | CCGT |  | 1462 | 1462 | 1462 | 1462 | 1462 | 0 | 0 | 0 | 0 | 0 | 0 | 0 | 0
SA | OCGT |  | 1209.1 | 1209.1 | 969.1 | 969.1 | 969.1 | 969.1 | 969.1 | 969.1 | 969.1 | 969.1 | 969.1 | 969.1 | 969.1
SA | Wind |  | 2052 | 2052 | 2052 | 2052 | 2052 | 2052 | 2052 | 2052 | 2052 | 2052 | 2052 | 2052 | 2052
SA | Solar |  | 573.2862 | 573.2862 | 573.2862 | 989.6923 | 1290 | 2033.6103 | 2236.5346 | 2236.5346 | 2236.5346 | 2236.5346 | 2236.5346 | 2236.5346 | 2290
SA | Liquid fuel |  | 265.2 | 265.2 | 265.2 | 265.2 | 265.2 | 265.2 | 265.2 | 265.2 | 265.2 | 265.2 | 265.2 | 265.2 | 265.2
SA | Pumped Hydro |  | 0 | 0 | 0 | 0 | 0 | 815.071 | 935.0715 | 935.0715 | 935.0715 | 953.4887 | 1071.5083 | 1071.5083 | 1071.5083
SA | Large-scale storage |  | 30 | 30 | 30 | 30 | 30 | 30 | 30 | 30 | 30 | 30 | 30 | 30 | 30
SA | Distributed storage |  | 4.6986 | 10.6141 | 18.2709 | 27.3616 | 37.6467 | 49.2016 | 61.6345 | 74.7964 | 88.5706 | 102.8717 | 117.6225 | 132.3793 | 146.6603
TAS | Black coal |  | 0 | 0 | 0 | 0 | 0 | 0 | 0 | 0 | 0 | 0 | 0 | 0 | 0
TAS | Brown coal |  | 0 | 0 | 0 | 0 | 0 | 0 | 0 | 0 | 0 | 0 | 0 | 0 | 0
TAS | Hydro |  | 2191.7 | 2191.7 | 2191.7 | 2191.7 | 2191.7 | 2191.7 | 2191.7 | 2191.7 | 2191.7 | 2191.7 | 2191.7 | 2191.7 | 2191.7
TAS | CCGT | bar: 2019-20 to 2031-32
TAS | OCGT |  | 163 | 163 | 163 | 163 | 163 | 163 | 163 | 163 | 163 | 163 | 163 | 163 | 163
TAS | Wind |  | 420 | 420 | 420 | 420 | 541.9194 | 587.3278 | 665.8887 | 668.3729 | 668.3729 | 830.2196 | 832.4548 | 832.4548 | 832.4548
TAS | Solar |  | 0 | 0 | 0 | 0 | 0 | 0 | 0 | 0 | 0 | 0 | 0 | 0 | 0
TAS | Liquid fuel |  | 0 | 0 | 0 | 0 | 0 | 0 | 0 | 0 | 0 | 0 | 0 | 0 | 0
TAS | Pumped Hydro |  | 0 | 0 | 0 | 0 | 0 | 0 | 0 | 0 | 0 | 0 | 0 | 0 | 0
TAS | Large-scale storage |  | 0 | 0 | 0 | 0 | 0 | 0 | 0 | 0 | 0 | 0 | 0 | 0 | 0
TAS | Distributed storage |  | 1.1074 | 2.4017 | 3.9644 | 5.8927 | 7.4173 | 8.7301 | 9.7122 | 10.6559 | 11.4994 | 12.2389 | 12.9664 | 13.6654 | 14.3392
VIC | Black coal |  | 0 | 0 | 0 | 0 | 0 | 0 | 0 | 0 | 0 | 0 | 0 | 0 | 0
VIC | Brown coal |  | 4808 | 4808 | 4808 | 4808 | 3280 | 3280 | 3280 | 3280 | 3280 | 3280 | 3280 | 3280 | 3280
VIC | Hydro |  | 2219 | 2219 | 2219 | 2219 | 2219 | 2219 | 2219 | 2219 | 2219 | 2219 | 2219 | 2219 | 2219
VIC | CCGT |  | 510 | 510 | 510 | 510 | 510 | 510 | 510 | 510 | 510 | 510 | 510 | 510 | 0
VIC | OCGT |  | 1985 | 1985 | 1985 | 2009.0225 | 2757.7759 | 2757.7759 | 2757.7759 | 2757.7759 | 2757.7759 | 2757.7759 | 2757.7759 | 2757.7759 | 2757.7759
VIC | Wind |  | 2764 | 3084 | 3334 | 3740 | 4600 | 5000 | 5000 | 5000 | 5000 | 5000 | 5000 | 5000 | 5000
VIC | Solar |  | 402 | 402 | 402 | 402 | 402 | 1407 | 1407 | 1407 | 1407 | 1407 | 1407 | 1407 | 1407
VIC | Liquid fuel |  | 0 | 0 | 0 | 0 | 0 | 0 | 0 | 0 | 0 | 0 | 0 | 0 | 0
VIC | Pumped Hydro |  | 0 | 0 | 0 | 0 | 0 | 0 | 0 | 0 | 0 | 0 | 0 | 0 | 0
VIC | Large-scale storage |  | 75 | 75 | 75 | 75 | 75 | 75 | 75 | 75 | 75 | 75 | 75 | 75 | 75
VIC | Distributed storage |  | 15.5741 | 34.1933 | 54.664 | 76.9652 | 100.4807 | 125.6983 | 151.7562 | 178.5289 | 205.3924 | 232.5471 | 260.3066 | 288.6046 | 317.3904
Vic Renewable Energy Zone breakdown (MW)
Region | Technology | 2018-19 | 2019-20 | 2020-21 | 2021-22 | 2022-23 | 2023-24 | 2024-25 | 2025-26 | 2026-27 | 2027-28 | 2028-29 | 2029-30 | 2030-31 | 2031-32 | 2032-33
VIC | Murray River, Solar |  | 402 | 402 | 402 | 402 | 402 | 1407 | 1407 | 1407 | 1407 | 1407 | 1407 | 1407 | 1407
VIC | Gippsland, Wind |  | 107 | 107 | 107 | 107 | 107 | 107 | 107 | 107 | 107 | 107 | 107 | 107 | 107
VIC | Moyne, Wind |  | 1398 | 1398 | 1648 | 1848 | 2708 | 2958 | 2958 | 2958 | 2958 | 2958 | 2958 | 2958 | 2958
VIC | Western Victoria, Wind |  | 1259 | 1579 | 1579 | 1785 | 1785 | 1935 | 1935 | 1935 | 1935 | 1935 | 1935 | 1935 | 1935
VIC
VIC
VIC
VIC
VIC

## Early Coal Upgrade Both_GWh (hidden)
Total NEM Generated Energy by Technology (GWh)
Region | Technology | 2018-19 | 2019-20 | 2020-21 | 2021-22 | 2022-23 | 2023-24 | 2024-25 | 2025-26 | 2026-27 | 2027-28 | 2028-29 | 2029-30 | 2030-31 | 2031-32 | 2032-33
NEM | Black coal |  | 98264.5139 | 97330.2217 | 98137.289 | 94744.2857 | 97967.3573 | 92958.6121 | 93109.435 | 90984.9555 | 92494.4096 | 86658.1851 | 79425.3658 | 77828.5775 | 77732.5752
| Brown coal |  | 32401.4051 | 32226.5048 | 29846.1564 | 29762.1694 | 22297.1408 | 22104.5209 | 18611.7929 | 21925.1496 | 18466.3914 | 18339.2873 | 21909.8141 | 21898.0933 | 21917.59
| Hydro |  | 15457.9316 | 15449.904 | 15599.078 | 15872.0357 | 16263.8204 | 16555.0029 | 16633.0057 | 16588.4442 | 16976.6316 | 17018.7451 | 16744.389 | 17004.3578 | 17036.5817
| CCGT |  | 5837.2557 | 5858.2708 | 6164.0166 | 6541.0647 | 7342.3427 | 3794.7932 | 4968.8704 | 3422.7492 | 3409.9616 | 4253.0283 | 5345.3765 | 6222.2496 | 6104.4184
| OCGT |  | 692.4656 | 721.741 | 607.1582 | 464.868 | 814.4483 | 2112.0056 | 2456.2759 | 1325.3837 | 1612.6847 | 4038.884 | 2781.903 | 3401.7977 | 3597.2777
| Wind |  | 21591.8802 | 22360.5514 | 22880.0657 | 23892.9706 | 26976.1943 | 29116.7596 | 29594.4472 | 29822.4706 | 30382.9794 | 31722.6346 | 32414.9092 | 32669.8938 | 32569.6507
| Solar |  | 7986.4254 | 7985.2029 | 8438.0951 | 11160.8942 | 11938.6257 | 18005.2236 | 21287.3632 | 23031.1402 | 24559.5684 | 26116.083 | 29571.2005 | 29569.7687 | 30339.0802
| Liquid fuel |  | 0 | 0 | 0 | 0 | 0 | 0 | 0.35324 | 0 | 0 | 0 | 0 | 0 | 0
| Pumped Hydro |  | 116.7777 | 114.6829 | 251.8174 | 459.8445 | 627.9252 | 2365.5918 | 2899.888 | 2894.6482 | 2952.3141 | 3789.6051 | 6713.8448 | 6862.1828 | 7284.8411
| Large-scale storage |  | 77.3578 | 143.5885 | 164.2034 | 186.2295 | 196.5299 | 159.582 | 156.0456 | 163.9975 | 174.6189 | 182.5748 | 172.7391 | 169.9476 | 175.191
| Distributed storage |  | 27.1146 | 64.3676 | 153.3036 | 255.5072 | 372.4996 | 448.9151 | 519.7138 | 621.9543 | 711.6712 | 796.6991 | 892.7796 | 983.152 | 1077.5294
Region | Technology | 2018-19 | 2019-20 | 2020-21 | 2021-22 | 2022-23 | 2023-24 | 2024-25 | 2025-26 | 2026-27 | 2027-28 | 2028-29 | 2029-30 | 2030-31 | 2031-32 | 2032-33
NSW | Black coal |  | 56425.5394 | 54969.992 | 52335.9215 | 46614.4752 | 48103.8659 | 43439.3058 | 47086.4318 | 47771.5887 | 49075.086 | 42645.3213 | 41557.9253 | 41796.765 | 41731.5895
| Brown coal |  | 0 | 0 | 0 | 0 | 0 | 0 | 0 | 0 | 0 | 0 | 0 | 0 | 0
| Hydro |  | 3131.2699 | 3134.2753 | 3241.7452 | 3471.4208 | 3777.537 | 4154.3708 | 4314.7033 | 4190.3878 | 4527.224 | 4690.2015 | 4407.6345 | 4688.5218 | 4719.2099
| CCGT |  | 49.8132 | 67.3117 | 217.6857 | 375.3919 | 783.7269 | 1388.5541 | 1426.8067 | 738.5733 | 923.6802 | 1873.0046 | 1634.4366 | 1831.278 | 1823.1421
| OCGT |  | 8.5012 | 26.839 | 110.3165 | 217.6126 | 273.789 | 904.0068 | 859.4877 | 428.3701 | 502.6228 | 1631.8352 | 1266.3143 | 1372.5034 | 1324.591
| Wind |  | 4269.3305 | 4266.6066 | 4221.267 | 4312.6249 | 4285.8636 | 4192.6403 | 4241.1842 | 4201.8501 | 4180.1948 | 4187.6175 | 4149.8386 | 4189.965 | 4194.661
| Solar |  | 2134.176 | 2132.3595 | 2569.7912 | 4201.3819 | 4225.6985 | 4217.8266 | 4172.7026 | 4060.559 | 4074.6135 | 4108.0596 | 5234.1305 | 5191.2842 | 5867.1101
| Liquid fuel |  | 0 | 0 | 0 | 0 | 0 | 0 | 0.02475 | 0 | 0 | 0 | 0 | 0 | 0
| Pumped Hydro |  | 36.1707 | 38.0807 | 72.1059 | 123.9492 | 153.304 | 193.06 | 331.2352 | 325.936 | 328.782 | 553.7208 | 1713.7354 | 1757.8564 | 2172.3768
| Large-scale storage |  | 0 | 0 | 0 | 0 | 0 | 0 | 0 | 0 | 0 | 0 | 0 | 0 | 0
| Distributed storage |  | 10.1798 | 25.6816 | 65.926 | 113.392 | 169.8698 | 207.0631 | 240.3712 | 290.8822 | 333.5094 | 371.2889 | 418.9176 | 459.3804 | 497.7985
QLD | Black coal |  | 41838.9745 | 42360.2296 | 45801.3674 | 48129.8105 | 49863.4913 | 49519.3063 | 46023.0032 | 43213.3668 | 43419.3236 | 44012.8638 | 37867.4405 | 36031.8125 | 36000.9857
| Brown coal |  | 0 | 0 | 0 | 0 | 0 | 0 | 0 | 0 | 0 | 0 | 0 | 0 | 0
| Hydro |  | 635.9772 | 634.8741 | 634.9461 | 634.0523 | 636.5249 | 633.7808 | 634.2588 | 633.9529 | 635.9326 | 634.9327 | 634.5796 | 634.3274 | 635.544
| CCGT |  | 1435.4253 | 1438.6187 | 1501.4173 | 1689.5062 | 1884.8552 | 2209.3188 | 3391.7654 | 2643.9514 | 2434.3176 | 2241.4575 | 3674.6847 | 4324.0467 | 4281.0822
| OCGT |  | 589.8895 | 591.431 | 295.0615 | 1.7725 | 4.2155 | 6.9125 | 64.1044 | 42.3503 | 10.5182 | 5.1756 | 40.2887 | 116.626 | 132.6008
| Wind |  | 1965.575 | 1965.6988 | 1949.4961 | 1999.7324 | 1977.3603 | 1936.6391 | 1960.7724 | 2297.223 | 2906.879 | 3645.1746 | 4283.9499 | 4337.6813 | 4247.2975
| Solar |  | 3245.097 | 3242.2924 | 3251.0049 | 3239.8973 | 3252.5148 | 4593.2408 | 7361.6288 | 9227.1669 | 10680.8187 | 12208.309 | 14625.566 | 14668.6105 | 14582.9246
| Liquid fuel |  | 0 | 0 | 0 | 0 | 0 | 0 | 0 | 0 | 0 | 0 | 0 | 0 | 0
| Pumped Hydro |  | 80.607 | 76.6022 | 179.7115 | 335.8954 | 474.6212 | 604.0387 | 773.9649 | 735.0994 | 762.4053 | 1395.4869 | 2891.3625 | 2978.3809 | 2944.6295
| Large-scale storage |  | 0.51688 | 64.5475 | 74.3339 | 79.9697 | 85.1543 | 81.043 | 80.4385 | 85.6796 | 97.8334 | 108.1561 | 98.106 | 95.5576 | 100.6477
| Distributed storage |  | 6.2344 | 14.0324 | 32.7195 | 55.3533 | 78.8789 | 96.9123 | 115.5605 | 133.5485 | 154.8573 | 175.8104 | 196.6455 | 217.8202 | 240.2759
SA | Black coal |  | 0 | 0 | 0 | 0 | 0 | 0 | 0 | 0 | 0 | 0 | 0 | 0 | 0
SA | Brown coal |  | 0 | 0 | 0 | 0 | 0 | 0 | 0 | 0 | 0 | 0 | 0 | 0 | 0
SA | Hydro |  | 0 | 0 | 0 | 0 | 0 | 0 | 0 | 0 | 0 | 0 | 0 | 0 | 0
SA | CCGT |  | 4346.7913 | 4346.5849 | 4420.6929 | 4447.3974 | 4603.8328 | 0 | 0 | 0 | 0 | 0 | 0 | 0 | 0
SA | OCGT |  | 88.4822 | 97.7109 | 179.9336 | 223.4586 | 460.8318 | 959.0892 | 1026.0855 | 592.9925 | 680.1825 | 1240.5387 | 1000.1941 | 995.6468 | 1014.5068
SA | Wind |  | 5942.9769 | 5901.7226 | 5792.2262 | 5674.9057 | 5587.936 | 5923.4706 | 5956.9485 | 5931.8697 | 5874.6149 | 5979.7467 | 5913.8098 | 5944.7368 | 5926.0706
SA | Solar |  | 1558.5562 | 1558.87 | 1560.4365 | 2672.5089 | 3421.3778 | 5533.1732 | 6090.4993 | 6079.68 | 6105.3033 | 6097.3589 | 6057.1455 | 6062.3874 | 6230.4852
SA | Liquid fuel |  | 0 | 0 | 0 | 0 | 0 | 0 | 0.32849 | 0 | 0 | 0 | 0 | 0 | 0
SA | Pumped Hydro |  | 0 | 0 | 0 | 0 | 0 | 1568.4931 | 1794.6879 | 1833.6128 | 1861.1268 | 1840.3974 | 2108.7469 | 2125.9455 | 2167.8348
SA | Large-scale storage |  | 28.2216 | 29.9679 | 35.9948 | 42.3431 | 43.3848 | 43.1934 | 42.4582 | 42.8027 | 42.6865 | 42.2889 | 42.5792 | 42.5582 | 42.8261
SA | Distributed storage |  | 2.9932 | 7.0439 | 14.3105 | 23.7583 | 34.5458 | 41.2405 | 47.9743 | 58.6008 | 68.3366 | 77.55 | 86.4352 | 97.0299 | 107.7717
TAS | Black coal |  | 0 | 0 | 0 | 0 | 0 | 0 | 0 | 0 | 0 | 0 | 0 | 0 | 0
TAS | Brown coal |  | 0 | 0 | 0 | 0 | 0 | 0 | 0 | 0 | 0 | 0 | 0 | 0 | 0
TAS | Hydro |  | 8581.04 | 8586.4574 | 8595.9207 | 8576.6518 | 8588.113 | 8576.0858 | 8571.0334 | 8578.4405 | 8594.1925 | 8571.976 | 8577.5141 | 8580.8261 | 8576.9242
TAS | CCGT |  | 0.41611 | 0.046193 | 0.04666 | 0.072532 | 0.36536 | 1.1643 | 0.38632 | 0.14838 | 0 | 0.087746 | 0.32112 | 0.0045403 | 0.1942
TAS | OCGT |  | 0 | 0 | 0 | 0 | 0 | 0 | 0 | 0 | 0 | 0 | 0 | 0 | 0
TAS | Wind |  | 1337.9165 | 1329.713 | 1336.5225 | 1343.0903 | 1847.8069 | 2075.4028 | 2435.7182 | 2452.3711 | 2465.1549 | 3079.7428 | 3162.3349 | 3189.6024 | 3201.9047
TAS | Solar |  | 0 | 0 | 0 | 0 | 0 | 0 | 0 | 0 | 0 | 0 | 0 | 0 | 0
TAS | Liquid fuel |  | 0 | 0 | 0 | 0 | 0 | 0 | 0 | 0 | 0 | 0 | 0 | 0 | 0
TAS | Pumped Hydro |  | 0 | 0 | 0 | 0 | 0 | 0 | 0 | 0 | 0 | 0 | 0 | 0 | 0
TAS | Large-scale storage |  | 0 | 0 | 0 | 0 | 0 | 0 | 0 | 0 | 0 | 0 | 0 | 0 | 0
TAS | Distributed storage |  | 0.014396 | 0.031725 | 0.041626 | 0.017089 | 0.1062 | 0.53816 | 0.91901 | 0.70326 | 0.57603 | 1.9583 | 1.9651 | 2.0572 | 2.5617
VIC | Black coal |  | 0 | 0 | 0 | 0 | 0 | 0 | 0 | 0 | 0 | 0 | 0 | 0 | 0
VIC | Brown coal |  | 32401.4051 | 32226.5048 | 29846.1564 | 29762.1694 | 22297.1408 | 22104.5209 | 18611.7929 | 21925.1496 | 18466.3914 | 18339.2873 | 21909.8141 | 21898.0933 | 21917.59
VIC | Hydro |  | 3109.6446 | 3094.2972 | 3126.466 | 3189.9108 | 3261.6455 | 3190.7656 | 3113.0103 | 3185.663 | 3219.2824 | 3121.6349 | 3124.6607 | 3100.6825 | 3104.9035
VIC | CCGT |  | 4.8098 | 5.7093 | 24.1741 | 28.6967 | 69.5625 | 195.7559 | 149.912 | 40.0761 | 51.9638 | 138.4784 | 35.9341 | 66.9204 | 0
VIC | OCGT |  | 5.5927 | 5.7602 | 21.8465 | 22.0242 | 75.612 | 241.9971 | 506.5984 | 261.6709 | 419.3612 | 1161.3345 | 475.106 | 917.0215 | 1125.5791
VIC | Wind |  | 8076.0812 | 8896.8104 | 9580.5539 | 10562.6174 | 13277.2275 | 14988.6067 | 14999.8239 | 14939.1567 | 14956.1359 | 14830.3531 | 14904.976 | 15007.9083 | 14999.7168
VIC | Solar |  | 1048.5962 | 1051.6809 | 1056.8625 | 1047.1061 | 1039.0346 | 3660.983 | 3662.5326 | 3663.7344 | 3698.8328 | 3702.3556 | 3654.3584 | 3647.4865 | 3658.5603
VIC | Liquid fuel |  | 0 | 0 | 0 | 0 | 0 | 0 | 0 | 0 | 0 | 0 | 0 | 0 | 0
VIC | Pumped Hydro |  | 0 | 0 | 0 | 0 | 0 | 0 | 0 | 0 | 0 | 0 | 0 | 0 | 0
VIC | Large-scale storage |  | 48.6194 | 49.073 | 53.8747 | 63.9167 | 67.9909 | 35.3456 | 33.1488 | 35.5152 | 34.0991 | 32.1297 | 32.0539 | 31.8318 | 31.7172
VIC | Distributed storage |  | 7.6928 | 17.5779 | 40.3059 | 62.9866 | 89.0989 | 103.1611 | 114.8888 | 138.2195 | 154.3919 | 170.0915 | 188.8163 | 206.8644 | 229.1216
Vic Renewable Energy Zone breakdown (GWh)
Region | Technology | 2018-19 | 2019-20 | 2020-21 | 2021-22 | 2022-23 | 2023-24 | 2024-25 | 2025-26 | 2026-27 | 2027-28 | 2028-29 | 2029-30 | 2030-31 | 2031-32 | 2032-33
VIC | Murray River, Solar |  | 1048.5962 | 1051.6809 | 1056.8625 | 1047.1061 | 1039.0346 | 3660.983 | 3662.5326 | 3663.7344 | 3698.8328 | 3702.3556 | 3654.3584 | 3647.4865 | 3658.5603
VIC | Gippsland, Wind |  | 353.3362 | 349.8014 | 350.6867 | 350.8666 | 350.9341 | 351.7033 | 351.912 | 349.3722 | 351.0672 | 346.0459 | 350.2674 | 351.7931 | 351.3493
VIC | Moyne, Wind |  | 3935.0607 | 3914.4367 | 4634.0406 | 5199.5918 | 7876.6911 | 8625.6719 | 8616.3426 | 8593.2279 | 8601.9057 | 8504.206 | 8584.8538 | 8623.0275 | 8618.5076
VIC | Western Victoria, Wind |  | 3787.6843 | 4632.5723 | 4595.8266 | 5012.1589 | 5049.6023 | 6011.2315 | 6031.5693 | 5996.5567 | 6003.163 | 5980.1012 | 5969.8548 | 6033.0877 | 6029.86
VIC
VIC
VIC
VIC
VIC

## Early Coal Wvic_MW (hidden)
Total NEM Installed Capacity by Technology (MW)
Region | Technology | 2018-19 | 2019-20 | 2020-21 | 2021-22 | 2022-23 | 2023-24 | 2024-25 | 2025-26 | 2026-27 | 2027-28 | 2028-29 | 2029-30 | 2030-31 | 2031-32 | 2032-33
NEM | Black coal |  | 18219 | 18219 | 18219 | 16419 | 16419 | 16419 | 16419 | 16419 | 16419 | 15099 | 13419 | 13419 | 13419
| Brown coal |  | 4808 | 4808 | 4808 | 4808 | 3280 | 3280 | 3280 | 3280 | 3280 | 3280 | 3280 | 3280 | 3280
| Hydro |  | 7185.1 | 7185.1 | 7185.1 | 7185.1 | 7185.1 | 7185.1 | 7185.1 | 7185.1 | 7185.1 | 7185.1 | 7185.1 | 7185.1 | 7185.1
| CCGT |  | 4156 | 4156 | 4156 | 4156 | 4156 | 2694 | 2694 | 2694 | 2694 | 2694 | 2694 | 2694 | 2184
| OCGT |  | 6219.1 | 6219.1 | 5979.1 | 6503.9258 | 6954.0437 | 6954.0437 | 6954.0437 | 6954.0437 | 6954.0437 | 6954.0437 | 6954.0437 | 6954.0437 | 6954.0437
| Wind |  | 7412 | 7732 | 7982 | 7982 | 9573.9756 | 10272.3934 | 10354.9772 | 10450.0893 | 10634.2487 | 11012.7799 | 11150.1485 | 11150.1485 | 11153.3583
| Solar |  | 3045.6862 | 3045.6862 | 3195.6862 | 4192.0463 | 4555.4867 | 6466.6548 | 7815.096 | 8551.9017 | 9228.6212 | 10032.5455 | 11175.8243 | 11175.8243 | 11480.1482
| Liquid fuel |  | 772.7 | 772.7 | 738.7 | 738.7 | 738.7 | 738.7 | 738.7 | 738.7 | 738.7 | 738.7 | 738.7 | 738.7 | 738.7
| Pumped Hydro |  | 740 | 740 | 740 | 740 | 740 | 1612.7117 | 1766.3985 | 1766.3985 | 1766.3985 | 2129.9462 | 3567.1009 | 3567.1009 | 3757.223
| Large-scale storage |  | 106.4 | 206.4 | 206.4 | 206.4 | 206.4 | 206.4 | 206.4 | 206.4 | 206.4 | 206.4 | 206.4 | 206.4 | 206.4
| Distributed storage |  | 60.2291 | 134.2127 | 224.6207 | 328.3924 | 441.8718 | 563.866 | 690.4131 | 821.4538 | 955.2524 | 1091.1046 | 1229.3024 | 1362.9511 | 1489.4909
Region | Technology | 2018-19 | 2019-20 | 2020-21 | 2021-22 | 2022-23 | 2023-24 | 2024-25 | 2025-26 | 2026-27 | 2027-28 | 2028-29 | 2029-30 | 2030-31 | 2031-32 | 2032-33
NSW | Black coal |  | 10040 | 10040 | 10040 | 8240 | 8240 | 8240 | 8240 | 8240 | 8240 | 6920 | 6920 | 6920 | 6920
| Brown coal |  | 0 | 0 | 0 | 0 | 0 | 0 | 0 | 0 | 0 | 0 | 0 | 0 | 0
| Hydro |  | 2622 | 2622 | 2622 | 2622 | 2622 | 2622 | 2622 | 2622 | 2622 | 2622 | 2622 | 2622 | 2622
| CCGT |  | 618 | 618 | 618 | 618 | 618 | 618 | 618 | 618 | 618 | 618 | 618 | 618 | 618
| OCGT |  | 1388 | 1388 | 1388 | 1665.5036 | 1665.5036 | 1665.5036 | 1665.5036 | 1665.5036 | 1665.5036 | 1665.5036 | 1665.5036 | 1665.5036 | 1665.5036
| Wind |  | 1500 | 1500 | 1500 | 1500 | 1500 | 1500 | 1500 | 1500 | 1500 | 1500 | 1500 | 1500 | 1500
| Solar |  | 845.9 | 845.9 | 995.9 | 1642.9006 | 1642.9006 | 1642.9006 | 1857.4505 | 1857.4505 | 1857.4505 | 1857.4505 | 2240.6259 | 2240.6259 | 2544.9498
| Liquid fuel |  | 50 | 50 | 50 | 50 | 50 | 50 | 50 | 50 | 50 | 50 | 50 | 50 | 50
| Pumped Hydro |  | 240 | 240 | 240 | 240 | 240 | 240 | 363.1991 | 363.1991 | 363.1991 | 439.4812 | 1078.5501 | 1078.5501 | 1268.6723
| Large-scale storage |  | 0 | 0 | 0 | 0 | 0 | 0 | 0 | 0 | 0 | 0 | 0 | 0 | 0
| Distributed storage |  | 25.1568 | 56.0691 | 95.8798 | 142.8159 | 196.0542 | 253.9814 | 314.6069 | 377.6072 | 442.051 | 507.2804 | 573.3688 | 634.0407 | 687.346
QLD | Black coal |  | 8179 | 8179 | 8179 | 8179 | 8179 | 8179 | 8179 | 8179 | 8179 | 8179 | 6499 | 6499 | 6499
| Brown coal |  | 0 | 0 | 0 | 0 | 0 | 0 | 0 | 0 | 0 | 0 | 0 | 0 | 0
| Hydro |  | 152.4 | 152.4 | 152.4 | 152.4 | 152.4 | 152.4 | 152.4 | 152.4 | 152.4 | 152.4 | 152.4 | 152.4 | 152.4
| CCGT |  | 1565 | 1565 | 1565 | 1565 | 1565 | 1565 | 1565 | 1565 | 1565 | 1565 | 1565 | 1565 | 1565
| OCGT |  | 1474 | 1474 | 1474 | 1474 | 1474 | 1474 | 1474 | 1474 | 1474 | 1474 | 1474 | 1474 | 1474
| Wind |  | 676 | 676 | 676 | 676 | 676 | 676 | 676 | 767.6549 | 951.8143 | 1175.8665 | 1304.9121 | 1304.9121 | 1304.9121
| Solar |  | 1224.5 | 1224.5 | 1224.5 | 1224.5 | 1224.5 | 1721.7446 | 2760.6454 | 3497.4512 | 4174.1707 | 4978.095 | 5738.1984 | 5738.1984 | 5738.1984
| Liquid fuel |  | 457.5 | 457.5 | 423.5 | 423.5 | 423.5 | 423.5 | 423.5 | 423.5 | 423.5 | 423.5 | 423.5 | 423.5 | 423.5
| Pumped Hydro |  | 500 | 500 | 500 | 500 | 500 | 500 | 500 | 500 | 500 | 783.9131 | 1418.3958 | 1418.3958 | 1418.3958
| Large-scale storage |  | 1.4 | 101.4 | 101.4 | 101.4 | 101.4 | 101.4 | 101.4 | 101.4 | 101.4 | 101.4 | 101.4 | 101.4 | 101.4
| Distributed storage |  | 13.6923 | 30.9345 | 51.8416 | 75.3569 | 100.2728 | 126.2546 | 152.7033 | 179.8653 | 207.739 | 236.1665 | 265.0381 | 294.2611 | 323.755
SA | Black coal |  | 0 | 0 | 0 | 0 | 0 | 0 | 0 | 0 | 0 | 0 | 0 | 0 | 0
SA | Brown coal |  | 0 | 0 | 0 | 0 | 0 | 0 | 0 | 0 | 0 | 0 | 0 | 0 | 0
SA | Hydro |  | 0 | 0 | 0 | 0 | 0 | 0 | 0 | 0 | 0 | 0 | 0 | 0 | 0
SA | CCGT |  | 1462 | 1462 | 1462 | 1462 | 1462 | 0 | 0 | 0 | 0 | 0 | 0 | 0 | 0
SA | OCGT |  | 1209.1 | 1209.1 | 969.1 | 969.1 | 969.1 | 969.1 | 969.1 | 969.1 | 969.1 | 969.1 | 969.1 | 969.1 | 969.1
SA | Wind |  | 2052 | 2052 | 2052 | 2052 | 2052 | 2052 | 2052 | 2052 | 2052 | 2052 | 2052 | 2052 | 2052
SA | Solar |  | 573.2862 | 573.2862 | 573.2862 | 922.6457 | 1286.0861 | 2195.0096 | 2290 | 2290 | 2290 | 2290 | 2290 | 2290 | 2290
SA | Liquid fuel |  | 265.2 | 265.2 | 265.2 | 265.2 | 265.2 | 265.2 | 265.2 | 265.2 | 265.2 | 265.2 | 265.2 | 265.2 | 265.2
SA | Pumped Hydro |  | 0 | 0 | 0 | 0 | 0 | 872.7117 | 903.1994 | 903.1994 | 903.1994 | 906.552 | 1070.1549 | 1070.1549 | 1070.1549
SA | Large-scale storage |  | 30 | 30 | 30 | 30 | 30 | 30 | 30 | 30 | 30 | 30 | 30 | 30 | 30
SA | Distributed storage |  | 4.6986 | 10.6141 | 18.2709 | 27.3616 | 37.6467 | 49.2016 | 61.6345 | 74.7964 | 88.5706 | 102.8717 | 117.6225 | 132.3793 | 146.6603
TAS | Black coal |  | 0 | 0 | 0 | 0 | 0 | 0 | 0 | 0 | 0 | 0 | 0 | 0 | 0
TAS | Brown coal |  | 0 | 0 | 0 | 0 | 0 | 0 | 0 | 0 | 0 | 0 | 0 | 0 | 0
TAS | Hydro |  | 2191.7 | 2191.7 | 2191.7 | 2191.7 | 2191.7 | 2191.7 | 2191.7 | 2191.7 | 2191.7 | 2191.7 | 2191.7 | 2191.7 | 2191.7
TAS | CCGT | bar: 2019-20 to 2031-32
TAS | OCGT |  | 163 | 163 | 163 | 163 | 163 | 163 | 163 | 163 | 163 | 163 | 163 | 163 | 163
TAS | Wind |  | 420 | 420 | 420 | 420 | 495.9756 | 544.3934 | 626.9772 | 630.4344 | 630.4344 | 784.9134 | 793.2363 | 793.2363 | 796.4462
TAS | Solar |  | 0 | 0 | 0 | 0 | 0 | 0 | 0 | 0 | 0 | 0 | 0 | 0 | 0
TAS | Liquid fuel |  | 0 | 0 | 0 | 0 | 0 | 0 | 0 | 0 | 0 | 0 | 0 | 0 | 0
TAS | Pumped Hydro |  | 0 | 0 | 0 | 0 | 0 | 0 | 0 | 0 | 0 | 0 | 0 | 0 | 0
TAS | Large-scale storage |  | 0 | 0 | 0 | 0 | 0 | 0 | 0 | 0 | 0 | 0 | 0 | 0 | 0
TAS | Distributed storage |  | 1.1074 | 2.4017 | 3.9644 | 5.8927 | 7.4173 | 8.7301 | 9.7122 | 10.6559 | 11.4994 | 12.2389 | 12.9664 | 13.6654 | 14.3392
VIC | Black coal |  | 0 | 0 | 0 | 0 | 0 | 0 | 0 | 0 | 0 | 0 | 0 | 0 | 0
VIC | Brown coal |  | 4808 | 4808 | 4808 | 4808 | 3280 | 3280 | 3280 | 3280 | 3280 | 3280 | 3280 | 3280 | 3280
VIC | Hydro |  | 2219 | 2219 | 2219 | 2219 | 2219 | 2219 | 2219 | 2219 | 2219 | 2219 | 2219 | 2219 | 2219
VIC | CCGT |  | 510 | 510 | 510 | 510 | 510 | 510 | 510 | 510 | 510 | 510 | 510 | 510 | 0
VIC | OCGT |  | 1985 | 1985 | 1985 | 2232.3222 | 2682.4401 | 2682.4401 | 2682.4401 | 2682.4401 | 2682.4401 | 2682.4401 | 2682.4401 | 2682.4401 | 2682.4401
VIC | Wind |  | 2764 | 3084 | 3334 | 3334 | 4850 | 5500 | 5500 | 5500 | 5500 | 5500 | 5500 | 5500 | 5500
VIC | Solar |  | 402 | 402 | 402 | 402 | 402 | 907 | 907 | 907 | 907 | 907 | 907 | 907 | 907
VIC | Liquid fuel |  | 0 | 0 | 0 | 0 | 0 | 0 | 0 | 0 | 0 | 0 | 0 | 0 | 0
VIC | Pumped Hydro |  | 0 | 0 | 0 | 0 | 0 | 0 | 0 | 0 | 0 | 0 | 0 | 0 | 0
VIC | Large-scale storage |  | 75 | 75 | 75 | 75 | 75 | 75 | 75 | 75 | 75 | 75 | 75 | 75 | 75
VIC | Distributed storage |  | 15.5741 | 34.1933 | 54.664 | 76.9652 | 100.4807 | 125.6983 | 151.7562 | 178.5289 | 205.3924 | 232.5471 | 260.3066 | 288.6046 | 317.3904
Vic Renewable Energy Zone breakdown (MW)
Region | Technology | 2018-19 | 2019-20 | 2020-21 | 2021-22 | 2022-23 | 2023-24 | 2024-25 | 2025-26 | 2026-27 | 2027-28 | 2028-29 | 2029-30 | 2030-31 | 2031-32 | 2032-33
VIC | Murray River, Solar |  | 402 | 402 | 402 | 402 | 402 | 907 | 907 | 907 | 907 | 907 | 907 | 907 | 907
VIC | Gippsland, Wind |  | 107 | 107 | 107 | 107 | 107 | 107 | 107 | 107 | 107 | 107 | 107 | 107 | 107
VIC | Moyne, Wind |  | 1398 | 1398 | 1648 | 1648 | 2808 | 3458 | 3458 | 3458 | 3458 | 3458 | 3458 | 3458 | 3458
VIC | Western Victoria, Wind |  | 1259 | 1579 | 1579 | 1579 | 1935 | 1935 | 1935 | 1935 | 1935 | 1935 | 1935 | 1935 | 1935
VIC
VIC
VIC
VIC
VIC

## Early Coal Wvic_GWh (hidden)
Total NEM Generated Energy by Technology (GWh)
Region | Technology | 2018-19 | 2019-20 | 2020-21 | 2021-22 | 2022-23 | 2023-24 | 2024-25 | 2025-26 | 2026-27 | 2027-28 | 2028-29 | 2029-30 | 2030-31 | 2031-32 | 2032-33
NEM | Black coal |  | 98264.5139 | 97330.2217 | 98137.289 | 95681.4402 | 97640.7475 | 92715.0274 | 92692.994 | 90500.842 | 91985.9007 | 86316.7346 | 79103.2556 | 77576.6954 | 77474.3987
| Brown coal |  | 32401.4051 | 32226.5048 | 29846.1564 | 29814.5539 | 22272.288 | 22085.434 | 18608.3316 | 21910.0061 | 18439.3124 | 18322.639 | 21903.8564 | 21879.9513 | 21915.7908
| Hydro |  | 15457.9316 | 15449.904 | 15599.078 | 15895.5268 | 16237.158 | 16401.6995 | 16534.2748 | 16462.2165 | 16785.9668 | 16913.6073 | 16562.2885 | 16809.6091 | 16836.6028
| CCGT |  | 5837.2557 | 5858.2708 | 6164.0166 | 6637.1207 | 7248.0569 | 3737.6674 | 4837.763 | 3331.9275 | 3321.926 | 4164.5003 | 5235.9013 | 6146.3277 | 5991.9532
| OCGT |  | 692.4656 | 721.741 | 607.1582 | 533.4657 | 756.8383 | 1984.6308 | 2301.7747 | 1232.838 | 1523.0562 | 3849.8134 | 2639.6686 | 3192.5955 | 3442.6864
| Wind |  | 21591.8802 | 22360.5514 | 22880.0657 | 22950.0943 | 27454.3056 | 30411.0104 | 30911.0229 | 31136.3062 | 31691.3404 | 32993.1795 | 33696.1872 | 34014.8391 | 33920.1681
| Solar |  | 7986.4254 | 7985.2029 | 8438.0951 | 10998.4921 | 11933.5139 | 17109.306 | 20650.087 | 22377.337 | 23889.6799 | 25440.7004 | 28759.772 | 28702.427 | 29417.8404
| Liquid fuel |  | 0 | 0 | 0 | 0 | 0 | 0 | 0.27857 | 0 | 0 | 0 | 0 | 0 | 0
| Pumped Hydro |  | 116.7777 | 114.6829 | 251.8174 | 506.3535 | 631.4443 | 2426.0928 | 2907.1229 | 2887.8779 | 2962.9687 | 3730.4359 | 6674.2569 | 6853.9045 | 7257.5119
| Large-scale storage |  | 77.3578 | 143.5885 | 164.2034 | 180.7991 | 197.3522 | 166.2494 | 161.2564 | 169.0327 | 180.6437 | 188.5571 | 181.2273 | 178.013 | 182.3589
| Distributed storage |  | 27.1146 | 64.3676 | 153.3036 | 261.764 | 373.0633 | 447.519 | 524.169 | 623.6109 | 712.092 | 796.6244 | 890.8853 | 984.0632 | 1080.1529
Region | Technology | 2018-19 | 2019-20 | 2020-21 | 2021-22 | 2022-23 | 2023-24 | 2024-25 | 2025-26 | 2026-27 | 2027-28 | 2028-29 | 2029-30 | 2030-31 | 2031-32 | 2032-33
NSW | Black coal |  | 56425.5394 | 54969.992 | 52335.9215 | 47078.1904 | 47902.3024 | 43325.7462 | 46806.253 | 47430.4769 | 48705.9251 | 42425.5278 | 41364.3613 | 41633.6152 | 41526.7589
| Brown coal |  | 0 | 0 | 0 | 0 | 0 | 0 | 0 | 0 | 0 | 0 | 0 | 0 | 0
| Hydro |  | 3131.2699 | 3134.2753 | 3241.7452 | 3482.8622 | 3739.1763 | 3988.0616 | 4204.2336 | 4063.5446 | 4324.3105 | 4575.4486 | 4203.8809 | 4484.4749 | 4507.274
| CCGT |  | 49.8132 | 67.3117 | 217.6857 | 422.8331 | 735.1406 | 1352.7376 | 1367.6918 | 701.9834 | 854.9687 | 1797.8169 | 1577.0138 | 1787.0447 | 1764.7015
| OCGT |  | 8.5012 | 26.839 | 110.3165 | 244.5762 | 257.5095 | 840.9434 | 803.346 | 406.0103 | 482.2217 | 1550.8837 | 1201.3607 | 1321.2828 | 1292.5328
| Wind |  | 4269.3305 | 4266.6066 | 4221.267 | 4312.983 | 4287.0787 | 4190.5396 | 4239.8746 | 4202.5999 | 4183.6318 | 4180.399 | 4142.1741 | 4193.7206 | 4202.8092
| Solar |  | 2134.176 | 2132.3595 | 2569.7912 | 4206.8001 | 4232.9448 | 4222.6171 | 4726.6406 | 4603.7262 | 4615.1724 | 4652.0282 | 5609.2035 | 5565.5845 | 6303.8377
| Liquid fuel |  | 0 | 0 | 0 | 0 | 0 | 0 | 0.02475 | 0 | 0 | 0 | 0 | 0 | 0
| Pumped Hydro |  | 36.1707 | 38.0807 | 72.1059 | 142.6865 | 161.9705 | 184.9107 | 419.4538 | 407.2231 | 419.8364 | 581.8658 | 1767.5131 | 1829.5517 | 2222.8601
| Large-scale storage |  | 0 | 0 | 0 | 0 | 0 | 0 | 0 | 0 | 0 | 0 | 0 | 0 | 0
| Distributed storage |  | 10.1798 | 25.6816 | 65.926 | 117.0139 | 170.1791 | 206.8954 | 241.5853 | 291.4314 | 333.2036 | 370.3655 | 416.9529 | 459.4312 | 499.3617
QLD | Black coal |  | 41838.9745 | 42360.2296 | 45801.3674 | 48603.2498 | 49738.445 | 49389.2812 | 45886.741 | 43070.3651 | 43279.9757 | 43891.2068 | 37738.8943 | 35943.0802 | 35947.6398
| Brown coal |  | 0 | 0 | 0 | 0 | 0 | 0 | 0 | 0 | 0 | 0 | 0 | 0 | 0
| Hydro |  | 635.9772 | 634.8741 | 634.9461 | 634.4329 | 636.4964 | 633.7808 | 634.2298 | 634.1229 | 635.8719 | 634.8212 | 634.534 | 634.2811 | 635.0692
| CCGT |  | 1435.4253 | 1438.6187 | 1501.4173 | 1708.6219 | 1860.8663 | 2207.3543 | 3335.2346 | 2588.8421 | 2410.0143 | 2223.5882 | 3618.1156 | 4292.6242 | 4227.0474
| OCGT |  | 589.8895 | 591.431 | 295.0615 | 4.0356 | 3.6166 | 6.57 | 61.0232 | 41.4544 | 11.0793 | 6.2954 | 39.4414 | 115.4265 | 134.2313
| Wind |  | 1965.575 | 1965.6988 | 1949.4961 | 1999.7754 | 1977.3603 | 1936.3187 | 1961.3073 | 2296.7956 | 2881.0217 | 3652.1546 | 4262.846 | 4364.0538 | 4251.7362
| Solar |  | 3245.097 | 3242.2924 | 3251.0049 | 3240.0081 | 3252.5148 | 4591.9733 | 7361.7132 | 9227.8693 | 10675.3619 | 12204.1461 | 14625.5397 | 14622.9339 | 14571.3881
| Liquid fuel |  | 0 | 0 | 0 | 0 | 0 | 0 | 0 | 0 | 0 | 0 | 0 | 0 | 0
| Pumped Hydro |  | 80.607 | 76.6022 | 179.7115 | 363.667 | 469.4739 | 592.885 | 763.0607 | 721.5172 | 755.4741 | 1397.479 | 2821.5041 | 2909.2544 | 2892.0959
| Large-scale storage |  | 0.51688 | 64.5475 | 74.3339 | 81.3918 | 85.1534 | 80.918 | 80.1384 | 84.7793 | 97.7332 | 107.8671 | 98.6936 | 96.946 | 100.9938
| Distributed storage |  | 6.2344 | 14.0324 | 32.7195 | 56.6573 | 78.5639 | 96.4616 | 116.0924 | 133.53 | 154.6983 | 176.2429 | 196.5857 | 217.5702 | 240.46
SA | Black coal |  | 0 | 0 | 0 | 0 | 0 | 0 | 0 | 0 | 0 | 0 | 0 | 0 | 0
SA | Brown coal |  | 0 | 0 | 0 | 0 | 0 | 0 | 0 | 0 | 0 | 0 | 0 | 0 | 0
SA | Hydro |  | 0 | 0 | 0 | 0 | 0 | 0 | 0 | 0 | 0 | 0 | 0 | 0 | 0
SA | CCGT |  | 4346.7913 | 4346.5849 | 4420.6929 | 4468.2963 | 4587.0877 | 0 | 0 | 0 | 0 | 0 | 0 | 0 | 0
SA | OCGT |  | 88.4822 | 97.7109 | 179.9336 | 256.4121 | 426.7008 | 913.28 | 974.2257 | 549.6934 | 643.6342 | 1184.4459 | 957.5155 | 975.199 | 1000.0727
SA | Wind |  | 5942.9769 | 5901.7226 | 5792.2262 | 5708.4253 | 5598.5144 | 5915.5468 | 5948.2626 | 5921.5029 | 5872.3487 | 5963.7402 | 5913.5433 | 5940.0313 | 5923.1054
SA | Solar |  | 1558.5562 | 1558.87 | 1560.4365 | 2499.6567 | 3406.5259 | 5956.3335 | 6230.1604 | 6217.4783 | 6250.7282 | 6234.7924 | 6202.5407 | 6197.866 | 6223.9634
SA | Liquid fuel |  | 0 | 0 | 0 | 0 | 0 | 0 | 0.25382 | 0 | 0 | 0 | 0 | 0 | 0
SA | Pumped Hydro |  | 0 | 0 | 0 | 0 | 0 | 1648.297 | 1724.6084 | 1759.1376 | 1787.6582 | 1751.091 | 2085.2396 | 2115.0983 | 2142.5559
SA | Large-scale storage |  | 28.2216 | 29.9679 | 35.9948 | 42.3104 | 42.8034 | 43.0894 | 42.2103 | 42.9334 | 42.7549 | 42.2966 | 42.4241 | 42.4713 | 42.714
SA | Distributed storage |  | 2.9932 | 7.0439 | 14.3105 | 24.0886 | 34.8234 | 41.1455 | 48.8464 | 58.7171 | 68.4052 | 76.9276 | 86.5092 | 97.0742 | 106.9534
TAS | Black coal |  | 0 | 0 | 0 | 0 | 0 | 0 | 0 | 0 | 0 | 0 | 0 | 0 | 0
TAS | Brown coal |  | 0 | 0 | 0 | 0 | 0 | 0 | 0 | 0 | 0 | 0 | 0 | 0 | 0
TAS | Hydro |  | 8581.04 | 8586.4574 | 8595.9207 | 8575.719 | 8589.3693 | 8579.9594 | 8573.3141 | 8578.0026 | 8596.4874 | 8572.5681 | 8577.8364 | 8582.2948 | 8577.9881
TAS | CCGT |  | 0.41611 | 0.046193 | 0.04666 | 0.15598 | 0.39952 | 1.4037 | 0.40658 | 0.15677 | 0 | 0.10022 | 0.33164 | 0.0051277 | 0.20432
TAS | OCGT |  | 0 | 0 | 0 | 0 | 0 | 0 | 0 | 0 | 0 | 0 | 0 | 0 | 0
TAS | Wind |  | 1337.9165 | 1329.713 | 1336.5225 | 1343.0903 | 1644.3864 | 1883.412 | 2260.7397 | 2281.0917 | 2293.4897 | 2882.1092 | 2988.2901 | 3013.0205 | 3040.1397
TAS | Solar |  | 0 | 0 | 0 | 0 | 0 | 0 | 0 | 0 | 0 | 0 | 0 | 0 | 0
TAS | Liquid fuel |  | 0 | 0 | 0 | 0 | 0 | 0 | 0 | 0 | 0 | 0 | 0 | 0 | 0
TAS | Pumped Hydro |  | 0 | 0 | 0 | 0 | 0 | 0 | 0 | 0 | 0 | 0 | 0 | 0 | 0
TAS | Large-scale storage |  | 0 | 0 | 0 | 0 | 0 | 0 | 0 | 0 | 0 | 0 | 0 | 0 | 0
TAS | Distributed storage |  | 0.014396 | 0.031725 | 0.041626 | 0.011785 | 0.065272 | 0.40653 | 0.62725 | 0.49473 | 0.48916 | 1.7067 | 1.6593 | 1.917 | 2.2236
VIC | Black coal |  | 0 | 0 | 0 | 0 | 0 | 0 | 0 | 0 | 0 | 0 | 0 | 0 | 0
VIC | Brown coal |  | 32401.4051 | 32226.5048 | 29846.1564 | 29814.5539 | 22272.288 | 22085.434 | 18608.3316 | 21910.0061 | 18439.3124 | 18322.639 | 21903.8564 | 21879.9513 | 21915.7908
VIC | Hydro |  | 3109.6446 | 3094.2972 | 3126.466 | 3202.5127 | 3272.1161 | 3199.8978 | 3122.4973 | 3186.5464 | 3229.297 | 3130.7694 | 3146.0371 | 3108.5583 | 3116.2716
VIC | CCGT |  | 4.8098 | 5.7093 | 24.1741 | 37.2135 | 64.5627 | 176.1717 | 134.4301 | 40.9453 | 56.943 | 142.995 | 40.4403 | 66.6537 | 0
VIC | OCGT |  | 5.5927 | 5.7602 | 21.8465 | 28.4418 | 69.0115 | 223.8375 | 463.1799 | 235.6799 | 386.121 | 1108.1884 | 441.351 | 780.6872 | 1015.8496
VIC | Wind |  | 8076.0812 | 8896.8104 | 9580.5539 | 9585.8204 | 13946.9658 | 16485.1932 | 16500.8387 | 16434.3162 | 16460.8484 | 16314.7764 | 16389.3336 | 16504.0129 | 16502.3777
VIC | Solar |  | 1048.5962 | 1051.6809 | 1056.8625 | 1052.0273 | 1041.5283 | 2338.3822 | 2331.5728 | 2328.2632 | 2348.4174 | 2349.7338 | 2322.4882 | 2316.0426 | 2318.6512
VIC | Liquid fuel |  | 0 | 0 | 0 | 0 | 0 | 0 | 0 | 0 | 0 | 0 | 0 | 0 | 0
VIC | Pumped Hydro |  | 0 | 0 | 0 | 0 | 0 | 0 | 0 | 0 | 0 | 0 | 0 | 0 | 0
VIC | Large-scale storage |  | 48.6194 | 49.073 | 53.8747 | 57.0969 | 69.3954 | 42.242 | 38.9077 | 41.32 | 40.1556 | 38.3934 | 40.1096 | 38.5957 | 38.651
VIC | Distributed storage |  | 7.6928 | 17.5779 | 40.3059 | 63.9923 | 89.4316 | 102.61 | 117.0176 | 139.4377 | 155.2958 | 171.3817 | 189.1781 | 208.0706 | 231.1542
Vic Renewable Energy Zone breakdown (GWh)
Region | Technology | 2018-19 | 2019-20 | 2020-21 | 2021-22 | 2022-23 | 2023-24 | 2024-25 | 2025-26 | 2026-27 | 2027-28 | 2028-29 | 2029-30 | 2030-31 | 2031-32 | 2032-33
VIC | Murray River, Solar |  | 1048.5962 | 1051.6809 | 1056.8625 | 1052.0273 | 1041.5283 | 2338.3822 | 2331.5728 | 2328.2632 | 2348.4174 | 2349.7338 | 2322.4882 | 2316.0426 | 2318.6512
VIC | Gippsland, Wind |  | 353.3362 | 349.8014 | 350.6867 | 351.0073 | 350.9341 | 351.7504 | 351.6223 | 349.1226 | 351.0352 | 345.6864 | 350.9523 | 352.6786 | 351.0911
VIC | Moyne, Wind |  | 3935.0607 | 3914.4367 | 4634.0406 | 4628.4735 | 8178.5589 | 10130.7185 | 10119.9171 | 10089.326 | 10106.825 | 9989.7242 | 10076.1691 | 10128.9515 | 10120.3835
VIC | Western Victoria, Wind |  | 3787.6843 | 4632.5723 | 4595.8266 | 4606.3397 | 5417.4728 | 6002.7243 | 6029.2993 | 5995.8676 | 6002.9882 | 5979.3659 | 5962.2122 | 6022.3828 | 6030.9031
VIC
VIC
VIC
VIC
VIC

## Neutralws DN_MW
Total NEM Installed Capacity by Technology (MW)
Region | Technology | 2018-19 | 2019-20 | 2020-21 | 2021-22 | 2022-23 | 2023-24 | 2024-25 | 2025-26 | 2026-27 | 2027-28 | 2028-29 | 2029-30 | 2030-31 | 2031-32 | 2032-33
NEM | Black coal |  | 18219 | 18219 | 18219 | 16419 | 16419 | 16419 | 16419 | 16419 | 16419 | 15099 | 13419 | 13419 | 13419
| Brown coal |  | 4808 | 4808 | 4808 | 4808 | 4808 | 4808 | 4808 | 4808 | 4808 | 4808 | 4808 | 4808 | 4808
| Hydro |  | 7185.1 | 7185.1 | 7185.1 | 7185.1 | 7185.1 | 7185.1 | 7185.1 | 7185.1 | 7185.1 | 7185.1 | 7185.1 | 7185.1 | 7185.1
| CCGT |  | 4156 | 4156 | 4156 | 4156 | 4156 | 2694 | 2694 | 2694 | 2694 | 2694 | 2694 | 2694 | 2184
| OCGT |  | 6219.1 | 6219.1 | 5979.1 | 6297.7279 | 6348.879 | 6406.0395 | 6406.0395 | 6406.0395 | 6406.0395 | 6406.0395 | 6406.0395 | 6406.0395 | 6406.0395
| Wind |  | 7412 | 7882 | 8238 | 8738 | 9738 | 10388 | 10388 | 10479.2829 | 10663.8143 | 10912.6013 | 11028.9751 | 11028.9751 | 11028.9751
| Solar |  | 3013.2484 | 3013.2484 | 3163.2484 | 3968.1635 | 3968.1635 | 4970.4081 | 6009.309 | 6746.1147 | 7422.8342 | 8267.2571 | 9228.0533 | 9228.0533 | 9516.1063
| Liquid fuel |  | 772.7 | 772.7 | 738.7 | 738.7 | 738.7 | 738.7 | 738.7 | 738.7 | 738.7 | 738.7 | 738.7 | 738.7 | 738.7
| Pumped Hydro |  | 740 | 740 | 740 | 740 | 740 | 2880.3421 | 2880.3421 | 2978.7791 | 2978.7791 | 3121.477 | 3529.9498 | 3529.9498 | 3638.3379
| Large-scale storage |  | 106.4 | 206.4 | 206.4 | 206.4 | 206.4 | 206.4 | 206.4 | 206.4 | 206.4 | 206.4 | 206.4 | 206.4 | 206.4
| Distributed storage |  | 60.2291 | 134.2127 | 224.6207 | 328.3924 | 441.8718 | 563.866 | 690.4131 | 821.4538 | 955.2524 | 1091.1046 | 1229.3024 | 1362.9511 | 1489.4909
Region | Technology | 2018-19 | 2019-20 | 2020-21 | 2021-22 | 2022-23 | 2023-24 | 2024-25 | 2025-26 | 2026-27 | 2027-28 | 2028-29 | 2029-30 | 2030-31 | 2031-32 | 2032-33
NSW | Black coal |  | 10040 | 10040 | 10040 | 8240 | 8240 | 8240 | 8240 | 8240 | 8240 | 6920 | 6920 | 6920 | 6920
| Brown coal |  | 0 | 0 | 0 | 0 | 0 | 0 | 0 | 0 | 0 | 0 | 0 | 0 | 0
| Hydro |  | 2622 | 2622 | 2622 | 2622 | 2622 | 2622 | 2622 | 2622 | 2622 | 2622 | 2622 | 2622 | 2622
| CCGT |  | 618 | 618 | 618 | 618 | 618 | 618 | 618 | 618 | 618 | 618 | 618 | 618 | 618
| OCGT |  | 1388 | 1388 | 1388 | 1706.6279 | 1706.6279 | 1706.6279 | 1706.6279 | 1706.6279 | 1706.6279 | 1706.6279 | 1706.6279 | 1706.6279 | 1706.6279
| Wind |  | 1500 | 1500 | 1500 | 1500 | 1500 | 1500 | 1500 | 1500 | 1500 | 1500 | 1500 | 1500 | 1500
| Solar |  | 900.6293 | 900.6293 | 1050.6293 | 1556.98 | 1556.98 | 1556.98 | 1556.98 | 1556.98 | 1556.98 | 1556.98 | 1862.5763 | 1862.5763 | 2150.6293
| Liquid fuel |  | 50 | 50 | 50 | 50 | 50 | 50 | 50 | 50 | 50 | 50 | 50 | 50 | 50
| Pumped Hydro |  | 240 | 240 | 240 | 240 | 240 | 2280 | 2280 | 2280 | 2280 | 2280 | 2280 | 2280 | 2280
| Large-scale storage |  | 0 | 0 | 0 | 0 | 0 | 0 | 0 | 0 | 0 | 0 | 0 | 0 | 0
| Distributed storage |  | 25.1568 | 56.0691 | 95.8798 | 142.8159 | 196.0542 | 253.9814 | 314.6069 | 377.6072 | 442.051 | 507.2804 | 573.3688 | 634.0407 | 687.346
QLD | Black coal |  | 8179 | 8179 | 8179 | 8179 | 8179 | 8179 | 8179 | 8179 | 8179 | 8179 | 6499 | 6499 | 6499
| Brown coal |  | 0 | 0 | 0 | 0 | 0 | 0 | 0 | 0 | 0 | 0 | 0 | 0 | 0
| Hydro |  | 152.4 | 152.4 | 152.4 | 152.4 | 152.4 | 152.4 | 152.4 | 152.4 | 152.4 | 152.4 | 152.4 | 152.4 | 152.4
| CCGT |  | 1565 | 1565 | 1565 | 1565 | 1565 | 1565 | 1565 | 1565 | 1565 | 1565 | 1565 | 1565 | 1565
| OCGT |  | 1474 | 1474 | 1474 | 1474 | 1474 | 1474 | 1474 | 1474 | 1474 | 1474 | 1474 | 1474 | 1474
| Wind |  | 676 | 676 | 676 | 676 | 676 | 676 | 676 | 767.2829 | 951.8143 | 1200.6013 | 1260.5417 | 1260.5417 | 1260.5417
| Solar |  | 1224.5 | 1224.5 | 1224.5 | 1224.5 | 1224.5 | 1721.7446 | 2760.6454 | 3497.4512 | 4174.1707 | 5018.5936 | 5673.7935 | 5673.7935 | 5673.7935
| Liquid fuel |  | 457.5 | 457.5 | 423.5 | 423.5 | 423.5 | 423.5 | 423.5 | 423.5 | 423.5 | 423.5 | 423.5 | 423.5 | 423.5
| Pumped Hydro |  | 500 | 500 | 500 | 500 | 500 | 500 | 500 | 500 | 500 | 642.6979 | 1051.1706 | 1051.1706 | 1051.1706
| Large-scale storage |  | 1.4 | 101.4 | 101.4 | 101.4 | 101.4 | 101.4 | 101.4 | 101.4 | 101.4 | 101.4 | 101.4 | 101.4 | 101.4
| Distributed storage |  | 13.6923 | 30.9345 | 51.8416 | 75.3569 | 100.2728 | 126.2546 | 152.7033 | 179.8653 | 207.739 | 236.1665 | 265.0381 | 294.2611 | 323.755
SA | Black coal |  | 0 | 0 | 0 | 0 | 0 | 0 | 0 | 0 | 0 | 0 | 0 | 0 | 0
SA | Brown coal |  | 0 | 0 | 0 | 0 | 0 | 0 | 0 | 0 | 0 | 0 | 0 | 0 | 0
SA | Hydro |  | 0 | 0 | 0 | 0 | 0 | 0 | 0 | 0 | 0 | 0 | 0 | 0 | 0
SA | CCGT |  | 1462 | 1462 | 1462 | 1462 | 1462 | 0 | 0 | 0 | 0 | 0 | 0 | 0 | 0
SA | OCGT |  | 1209.1 | 1209.1 | 969.1 | 969.1 | 969.1 | 969.1 | 969.1 | 969.1 | 969.1 | 969.1 | 969.1 | 969.1 | 969.1
SA | Wind |  | 2052 | 2052 | 2052 | 2052 | 2052 | 2052 | 2052 | 2052 | 2052 | 2052 | 2052 | 2052 | 2052
SA | Solar |  | 486.1191 | 486.1191 | 486.1191 | 784.6836 | 784.6836 | 784.6836 | 784.6836 | 784.6836 | 784.6836 | 784.6836 | 784.6836 | 784.6836 | 784.6836
SA | Liquid fuel |  | 265.2 | 265.2 | 265.2 | 265.2 | 265.2 | 265.2 | 265.2 | 265.2 | 265.2 | 265.2 | 265.2 | 265.2 | 265.2
SA | Pumped Hydro |  | 0 | 0 | 0 | 0 | 0 | 100.3421 | 100.3421 | 198.7791 | 198.7791 | 198.7791 | 198.7791 | 198.7791 | 307.1672
SA | Large-scale storage |  | 30 | 30 | 30 | 30 | 30 | 30 | 30 | 30 | 30 | 30 | 30 | 30 | 30
SA | Distributed storage |  | 4.6986 | 10.6141 | 18.2709 | 27.3616 | 37.6467 | 49.2016 | 61.6345 | 74.7964 | 88.5706 | 102.8717 | 117.6225 | 132.3793 | 146.6603
TAS | Black coal |  | 0 | 0 | 0 | 0 | 0 | 0 | 0 | 0 | 0 | 0 | 0 | 0 | 0
TAS | Brown coal |  | 0 | 0 | 0 | 0 | 0 | 0 | 0 | 0 | 0 | 0 | 0 | 0 | 0
TAS | Hydro |  | 2191.7 | 2191.7 | 2191.7 | 2191.7 | 2191.7 | 2191.7 | 2191.7 | 2191.7 | 2191.7 | 2191.7 | 2191.7 | 2191.7 | 2191.7
TAS | CCGT | bar: 2019-20 to 2031-32
TAS | OCGT |  | 163 | 163 | 163 | 163 | 163 | 163 | 163 | 163 | 163 | 163 | 163 | 163 | 163
TAS | Wind |  | 420 | 420 | 420 | 420 | 420 | 420 | 420 | 420 | 420 | 420 | 476.4334 | 476.4334 | 476.4334
TAS | Solar |  | 0 | 0 | 0 | 0 | 0 | 0 | 0 | 0 | 0 | 0 | 0 | 0 | 0
TAS | Liquid fuel |  | 0 | 0 | 0 | 0 | 0 | 0 | 0 | 0 | 0 | 0 | 0 | 0 | 0
TAS | Pumped Hydro |  | 0 | 0 | 0 | 0 | 0 | 0 | 0 | 0 | 0 | 0 | 0 | 0 | 0
TAS | Large-scale storage |  | 0 | 0 | 0 | 0 | 0 | 0 | 0 | 0 | 0 | 0 | 0 | 0 | 0
TAS | Distributed storage |  | 1.1074 | 2.4017 | 3.9644 | 5.8927 | 7.4173 | 8.7301 | 9.7122 | 10.6559 | 11.4994 | 12.2389 | 12.9664 | 13.6654 | 14.3392
VIC | Black coal |  | 0 | 0 | 0 | 0 | 0 | 0 | 0 | 0 | 0 | 0 | 0 | 0 | 0
VIC | Brown coal |  | 4808 | 4808 | 4808 | 4808 | 4808 | 4808 | 4808 | 4808 | 4808 | 4808 | 4808 | 4808 | 4808
VIC | Hydro |  | 2219 | 2219 | 2219 | 2219 | 2219 | 2219 | 2219 | 2219 | 2219 | 2219 | 2219 | 2219 | 2219
VIC | CCGT |  | 510 | 510 | 510 | 510 | 510 | 510 | 510 | 510 | 510 | 510 | 510 | 510 | 0
VIC | OCGT |  | 1985 | 1985 | 1985 | 1985 | 2036.1511 | 2093.3116 | 2093.3116 | 2093.3116 | 2093.3116 | 2093.3116 | 2093.3116 | 2093.3116 | 2093.3116
VIC | Wind |  | 2764 | 3234 | 3590 | 4090 | 5090 | 5740 | 5740 | 5740 | 5740 | 5740 | 5740 | 5740 | 5740
VIC | Solar |  | 402 | 402 | 402 | 402 | 402 | 907 | 907 | 907 | 907 | 907 | 907 | 907 | 907
VIC | Liquid fuel |  | 0 | 0 | 0 | 0 | 0 | 0 | 0 | 0 | 0 | 0 | 0 | 0 | 0
VIC | Pumped Hydro |  | 0 | 0 | 0 | 0 | 0 | 0 | 0 | 0 | 0 | 0 | 0 | 0 | 0
VIC | Large-scale storage |  | 75 | 75 | 75 | 75 | 75 | 75 | 75 | 75 | 75 | 75 | 75 | 75 | 75
VIC | Distributed storage |  | 15.5741 | 34.1933 | 54.664 | 76.9652 | 100.4807 | 125.6983 | 151.7562 | 178.5289 | 205.3924 | 232.5471 | 260.3066 | 288.6046 | 317.3904
Vic Renewable Energy Zone breakdown (MW)
Region | Technology | 2018-19 | 2019-20 | 2020-21 | 2021-22 | 2022-23 | 2023-24 | 2024-25 | 2025-26 | 2026-27 | 2027-28 | 2028-29 | 2029-30 | 2030-31 | 2031-32 | 2032-33
VIC | Murray River, Solar |  | 402 | 402 | 402 | 402 | 402 | 907 | 907 | 907 | 907 | 907 | 907 | 907 | 907
VIC | Gippsland, Wind |  | 107 | 107 | 107 | 107 | 107 | 107 | 107 | 107 | 107 | 107 | 107 | 107 | 107
VIC | Moyne, Wind |  | 1398 | 1398 | 1548 | 2048 | 3048 | 3698 | 3698 | 3698 | 3698 | 3698 | 3698 | 3698 | 3698
VIC | Western Victoria, Wind |  | 1259 | 1729 | 1935 | 1935 | 1935 | 1935 | 1935 | 1935 | 1935 | 1935 | 1935 | 1935 | 1935
VIC
VIC
VIC
VIC
VIC

## Neutralws DN_GWh
Total NEM Generated Energy by Technology (GWh)
Region | Technology | 2018-19 | 2019-20 | 2020-21 | 2021-22 | 2022-23 | 2023-24 | 2024-25 | 2025-26 | 2026-27 | 2027-28 | 2028-29 | 2029-30 | 2030-31 | 2031-32 | 2032-33
NEM | Black coal |  | 98237.3172 | 97093.1058 | 97783.6918 | 94999.8563 | 91884.1827 | 92198.6042 | 92279.5157 | 89736.1268 | 90253.2878 | 86503.1815 | 79749.66 | 78288.2402 | 78860.4971
| Brown coal |  | 32177.6949 | 31919.847 | 29592.8896 | 29126.9707 | 30152.9521 | 29774.9366 | 27048.9437 | 29803.8424 | 26951.9167 | 26871.8099 | 29778.8897 | 29769.0533 | 27860.4522
| Hydro |  | 15448.3788 | 15432.5045 | 15608.6468 | 15805.328 | 15768.3759 | 15492.9693 | 15456.8352 | 15467.6534 | 15560.5708 | 15649.647 | 15749.7478 | 15835.5844 | 15983.3986
| CCGT |  | 5945.7398 | 5935.9072 | 6228.439 | 6612.0679 | 6301.5812 | 2591.1012 | 3462.5939 | 2479.9461 | 2445.6419 | 3450.8343 | 4733.1956 | 5693.7254 | 6167.6181
| OCGT |  | 825.9607 | 830.6829 | 662.1633 | 465.5454 | 239.3543 | 822.8339 | 1133.8972 | 624.455 | 704.4715 | 1749.461 | 1458.1634 | 1943.7996 | 2582.3362
| Wind |  | 21549.3901 | 22685.2478 | 23298.6905 | 24828.7619 | 27578.9261 | 28936.0718 | 29370.8565 | 29448.9648 | 30301.6917 | 30908.8059 | 31188.4217 | 31394.6525 | 31518.241
| Solar |  | 7893.1202 | 7888.9371 | 8338.2295 | 10403.5547 | 10460.8921 | 13050.8879 | 15821.3382 | 17754.1267 | 19320.1941 | 20728.9204 | 23512.9023 | 23507.5718 | 24207.6515
| Liquid fuel |  | 0 | 0 | 0 | 0.085002 | 0 | 0.33925 | 0.33941 | 0.028902 | 0.21806 | 0 | 0 | 0 | 0
| Pumped Hydro |  | 94.8971 | 99.6031 | 247.7823 | 441.4739 | 429.5779 | 2269.7554 | 2751.916 | 2686.2684 | 2883.8741 | 3846.5327 | 5130.1267 | 5505.6614 | 5879.2066
| Large-scale storage |  | 85.7908 | 148.5879 | 173.4077 | 190.1014 | 197.4998 | 212.3497 | 202.2965 | 206.4356 | 214.1943 | 228.1732 | 229.363 | 226.7234 | 227.1231
| Distributed storage |  | 28.2961 | 67.789 | 151.4477 | 253.6667 | 320.8229 | 458.6392 | 534.0253 | 621.2249 | 721.6331 | 826.9889 | 924.5633 | 1022.5297 | 1103.6325
Region | Technology | 2018-19 | 2019-20 | 2020-21 | 2021-22 | 2022-23 | 2023-24 | 2024-25 | 2025-26 | 2026-27 | 2027-28 | 2028-29 | 2029-30 | 2030-31 | 2031-32 | 2032-33
NSW | Black coal |  | 56338.5116 | 54768.0023 | 52084.2819 | 46717.128 | 44711.8214 | 43288.5633 | 46542.4343 | 46828.3591 | 47614.7675 | 42566.7477 | 41853.194 | 42164.4657 | 42501.9298
| Brown coal |  | 0 | 0 | 0 | 0 | 0 | 0 | 0 | 0 | 0 | 0 | 0 | 0 | 0
| Hydro |  | 3117.9309 | 3117.2644 | 3227.2702 | 3416.3876 | 3385.939 | 3086.9583 | 3108.9358 | 3119.0718 | 3163.2457 | 3206.4835 | 3337.5562 | 3458.1649 | 3642.081
| CCGT |  | 32.9344 | 53.6734 | 185.3659 | 348.3684 | 236.5154 | 572.2513 | 676.7597 | 299.503 | 346.4968 | 1097.0804 | 1124.6189 | 1465.7276 | 1685.6089
| OCGT |  | 6.379 | 19.2392 | 87.6174 | 175.829 | 71.9255 | 286.6327 | 327.7904 | 206.6099 | 211.8884 | 778.9381 | 650.2406 | 806.6836 | 1020.497
| Wind |  | 4269.3333 | 4266.6066 | 4221.267 | 4313.7034 | 4286.8804 | 4205.859 | 4263.4961 | 4259.1414 | 4241.6109 | 4233.6398 | 4198.7071 | 4240.7944 | 4257.4294
| Solar |  | 2275.8094 | 2273.688 | 2712.1242 | 3988.0464 | 4012.6779 | 4023.625 | 3997.0198 | 3994.7143 | 4016.8792 | 4008.796 | 4793.3873 | 4742.3891 | 5472.4995
| Liquid fuel |  | 0 | 0 | 0 | 0.085002 | 0 | 0 | 0 | 0 | 0 | 0 | 0 | 0 | 0
| Pumped Hydro |  | 24.7362 | 29.9808 | 69.8927 | 125.4637 | 120.2796 | 1803.9324 | 2065.1228 | 1826.7388 | 1892.0668 | 2391.4678 | 2720.4319 | 2975.3414 | 3138.2052
| Large-scale storage |  | 0 | 0 | 0 | 0 | 0 | 0 | 0 | 0 | 0 | 0 | 0 | 0 | 0
| Distributed storage |  | 9.3106 | 24.8286 | 61.3362 | 108.0046 | 134.9356 | 205.0402 | 238.4175 | 279.8442 | 327.2415 | 377.6804 | 421.6298 | 465.7186 | 499.2542
QLD | Black coal |  | 41898.8056 | 42325.1035 | 45699.4099 | 48282.7282 | 47172.3613 | 48910.0409 | 45737.0814 | 42907.7677 | 42638.5203 | 43936.4339 | 37896.466 | 36123.7745 | 36358.5673
| Brown coal |  | 0 | 0 | 0 | 0 | 0 | 0 | 0 | 0 | 0 | 0 | 0 | 0 | 0
| Hydro |  | 636.0774 | 634.8741 | 634.9236 | 634.2854 | 636.7054 | 634.016 | 634.294 | 635.0757 | 636.1598 | 635.0866 | 635.3551 | 635.1711 | 635.6089
| CCGT |  | 1437.2002 | 1438.4739 | 1513.2112 | 1746.5989 | 1649.6467 | 1975.1809 | 2745.4359 | 2167.9424 | 2075.8556 | 2312.4402 | 3593.6925 | 4190.4152 | 4481.4717
| OCGT |  | 589.8895 | 591.431 | 294.7631 | 3.323 | 1.4565 | 2.1212 | 38.3192 | 27.8038 | 6.3331 | 5.284 | 45.0034 | 148.4899 | 192.177
| Wind |  | 1965.575 | 1965.6988 | 1949.4961 | 1999.7754 | 1977.3092 | 1936.6756 | 1964.0782 | 2301.8254 | 2910.4457 | 3707.1965 | 4030.4518 | 4091.1162 | 4051.5121
| Solar |  | 3245.097 | 3242.2924 | 3251.0049 | 3240.0081 | 3252.1085 | 4594.4287 | 7372.1324 | 9304.1288 | 10815.4496 | 12244.1115 | 14310.9062 | 14370.3346 | 14305.3596
| Liquid fuel |  | 0 | 0 | 0 | 0 | 0 | 0 | 0 | 0 | 0 | 0 | 0 | 0 | 0
| Pumped Hydro |  | 70.1609 | 69.6223 | 177.8896 | 316.0102 | 309.2983 | 284.0002 | 498.0862 | 503.1188 | 621.6827 | 1079.6359 | 2017.4066 | 2129.5586 | 2123.3089
| Large-scale storage |  | 0.48076 | 63.739 | 72.0119 | 79.4067 | 76.168 | 81.8846 | 78.166 | 80.7693 | 92.3496 | 108.7908 | 100.3762 | 99.5064 | 102.8231
| Distributed storage |  | 5.8285 | 13.6346 | 31.3795 | 55.5014 | 67.8213 | 97.3134 | 114.9453 | 132.5719 | 153.2788 | 176.0134 | 196.345 | 218.2958 | 240.6122
SA | Black coal |  | 0 | 0 | 0 | 0 | 0 | 0 | 0 | 0 | 0 | 0 | 0 | 0 | 0
SA | Brown coal |  | 0 | 0 | 0 | 0 | 0 | 0 | 0 | 0 | 0 | 0 | 0 | 0 | 0
SA | Hydro |  | 0 | 0 | 0 | 0 | 0 | 0 | 0 | 0 | 0 | 0 | 0 | 0 | 0
SA | CCGT |  | 4437.5077 | 4412.1123 | 4480.9761 | 4472.2492 | 4397.84 | 0 | 0 | 0 | 0 | 0 | 0 | 0 | 0
SA | OCGT |  | 195.1106 | 190.1869 | 235.2201 | 252.1535 | 149.5581 | 485.2728 | 626.0351 | 319.6793 | 355.5433 | 784.3021 | 697.6341 | 835.4638 | 1007.4961
SA | Wind |  | 5916.3669 | 5880.3738 | 5768.7418 | 5700.0898 | 5806.7358 | 5787.1316 | 5848.1682 | 5838.458 | 5794.4173 | 5884.7152 | 5817.9954 | 5845.4119 | 5851.2818
SA | Solar |  | 1324.7227 | 1319.8528 | 1319.1912 | 2124.1842 | 2143.4894 | 2134.2874 | 2159.1601 | 2161.5499 | 2170.3684 | 2164.2996 | 2148.5943 | 2148.8223 | 2161.1655
SA | Liquid fuel |  | 0 | 0 | 0 | 0 | 0 | 0.33925 | 0.33941 | 0.028902 | 0.21806 | 0 | 0 | 0 | 0
SA | Pumped Hydro |  | 0 | 0 | 0 | 0 | 0 | 181.8228 | 188.7071 | 356.4109 | 370.1246 | 375.429 | 392.2882 | 400.7614 | 617.6924
SA | Large-scale storage |  | 30.5399 | 31.6069 | 36.5594 | 40.8197 | 39.8753 | 41.552 | 41.6554 | 41.2921 | 41.8843 | 41.2942 | 42.4232 | 42.6605 | 42.387
SA | Distributed storage |  | 3.3157 | 7.4983 | 14.8327 | 23.5803 | 31.3371 | 42.3689 | 50.3456 | 58.7554 | 69.8902 | 80.0549 | 89.6229 | 99.7101 | 108.2449
TAS | Black coal |  | 0 | 0 | 0 | 0 | 0 | 0 | 0 | 0 | 0 | 0 | 0 | 0 | 0
TAS | Brown coal |  | 0 | 0 | 0 | 0 | 0 | 0 | 0 | 0 | 0 | 0 | 0 | 0 | 0
TAS | Hydro |  | 8580.2673 | 8585.8667 | 8595.406 | 8578.8317 | 8595.2699 | 8576.5953 | 8573.7257 | 8582.0813 | 8602.6405 | 8584.8123 | 8588.6754 | 8577.7455 | 8583.8029
TAS | CCGT |  | 1.0636 | 0.63966 | 0.13786 | 0.088067 | 0.21328 | 2.0661 | 2.2447 | 0.29082 | 0.27385 | 0.66029 | 0.41562 | 0.47965 | 0.53755
TAS | OCGT |  | 0 | 0 | 0 | 0 | 0 | 0 | 0 | 0 | 0 | 0 | 0 | 0 | 0
TAS | Wind |  | 1337.9165 | 1329.713 | 1336.5225 | 1343.0903 | 1307.9383 | 1326.6459 | 1330.1967 | 1328.9914 | 1341.6416 | 1286.9649 | 1575.3806 | 1586.3741 | 1591.544
TAS | Solar |  | 0 | 0 | 0 | 0 | 0 | 0 | 0 | 0 | 0 | 0 | 0 | 0 | 0
TAS | Liquid fuel |  | 0 | 0 | 0 | 0 | 0 | 0 | 0 | 0 | 0 | 0 | 0 | 0 | 0
TAS | Pumped Hydro |  | 0 | 0 | 0 | 0 | 0 | 0 | 0 | 0 | 0 | 0 | 0 | 0 | 0
TAS | Large-scale storage |  | 0 | 0 | 0 | 0 | 0 | 0 | 0 | 0 | 0 | 0 | 0 | 0 | 0
TAS | Distributed storage |  | 0.018853 | 0.064126 | 0.074052 | 0.12357 | 0.13829 | 0.69195 | 0.69731 | 0.27818 | 0.38331 | 0.55294 | 0.43772 | 0.48552 | 0.51713
VIC | Black coal |  | 0 | 0 | 0 | 0 | 0 | 0 | 0 | 0 | 0 | 0 | 0 | 0 | 0
VIC | Brown coal |  | 32177.6949 | 31919.847 | 29592.8896 | 29126.9707 | 30152.9521 | 29774.9366 | 27048.9437 | 29803.8424 | 26951.9167 | 26871.8099 | 29778.8897 | 29769.0533 | 27860.4522
VIC | Hydro |  | 3114.1032 | 3094.4993 | 3151.047 | 3175.8232 | 3150.4616 | 3195.3996 | 3139.8797 | 3131.4245 | 3158.5249 | 3223.2645 | 3188.1611 | 3164.503 | 3121.9058
VIC | CCGT |  | 37.0338 | 31.008 | 48.7479 | 44.7633 | 17.3658 | 41.6029 | 38.1536 | 12.2099 | 23.0156 | 40.6534 | 14.4685 | 37.1029 | 0
VIC | OCGT |  | 34.5816 | 29.8258 | 44.5626 | 34.2399 | 16.4142 | 48.8071 | 141.7525 | 70.3621 | 130.7067 | 180.9368 | 65.2853 | 153.1624 | 362.1661
VIC | Wind |  | 8060.1984 | 9242.8557 | 10022.6632 | 11472.103 | 14200.0624 | 15679.7597 | 15964.9172 | 15720.5485 | 16013.5761 | 15796.2895 | 15565.8868 | 15630.9559 | 15766.4737
VIC | Solar |  | 1047.4911 | 1053.1039 | 1055.9092 | 1051.316 | 1052.6164 | 2298.5467 | 2293.0259 | 2293.7338 | 2317.4969 | 2311.7132 | 2260.0144 | 2246.0258 | 2268.6269
VIC | Liquid fuel |  | 0 | 0 | 0 | 0 | 0 | 0 | 0 | 0 | 0 | 0 | 0 | 0 | 0
VIC | Pumped Hydro |  | 0 | 0 | 0 | 0 | 0 | 0 | 0 | 0 | 0 | 0 | 0 | 0 | 0
VIC | Large-scale storage |  | 54.7701 | 53.2419 | 64.8363 | 69.875 | 81.4565 | 88.913 | 82.4752 | 84.3741 | 79.9605 | 78.0882 | 86.5636 | 84.5565 | 81.9129
VIC | Distributed storage |  | 9.8225 | 21.7634 | 43.8253 | 66.4568 | 86.5906 | 113.2248 | 129.6196 | 149.7753 | 170.8394 | 192.6873 | 216.5279 | 238.3197 | 255.0041
Vic Renewable Energy Zone breakdown (GWh)
Region | Technology | 2018-19 | 2019-20 | 2020-21 | 2021-22 | 2022-23 | 2023-24 | 2024-25 | 2025-26 | 2026-27 | 2027-28 | 2028-29 | 2029-30 | 2030-31 | 2031-32 | 2032-33
VIC | Murray River, Solar |  | 1047.4911 | 1053.1039 | 1055.9092 | 1051.316 | 1052.6164 | 2298.5467 | 2293.0259 | 2293.7338 | 2317.4969 | 2311.7132 | 2260.0144 | 2246.0258 | 2268.6269
VIC | Gippsland, Wind |  | 352.9994 | 349.515 | 350.1211 | 350.3891 | 348.3488 | 351.4418 | 351.8258 | 349.3183 | 351.4171 | 345.3161 | 349.7453 | 350.7456 | 350.9548
VIC | Moyne, Wind |  | 3929.2658 | 3902.3478 | 4319.5704 | 5775.6914 | 8507.9097 | 10052.1087 | 10275.8214 | 10059.7232 | 10335.3158 | 10154.658 | 9971.8211 | 9995.9723 | 10097.6768
VIC | Western Victoria, Wind |  | 3777.9333 | 4990.9929 | 5352.9717 | 5346.0226 | 5343.8039 | 5276.2091 | 5337.27 | 5311.5071 | 5326.8432 | 5296.3154 | 5244.3205 | 5284.238 | 5317.8421
VIC
VIC
VIC
VIC
VIC

## Neutralws Upgrade Both_MW
Total NEM Installed Capacity by Technology (MW)
Region | Technology | 2018-19 | 2019-20 | 2020-21 | 2021-22 | 2022-23 | 2023-24 | 2024-25 | 2025-26 | 2026-27 | 2027-28 | 2028-29 | 2029-30 | 2030-31 | 2031-32 | 2032-33
NEM | Black coal |  | 18219 | 18219 | 18219 | 16419 | 16419 | 16419 | 16419 | 16419 | 16419 | 15099 | 13419 | 13419 | 13419
| Brown coal |  | 4808 | 4808 | 4808 | 4808 | 4808 | 4808 | 4808 | 4808 | 4808 | 4808 | 4808 | 4808 | 4808
| Hydro |  | 7185.1 | 7185.1 | 7185.1 | 7185.1 | 7185.1 | 7185.1 | 7185.1 | 7185.1 | 7185.1 | 7185.1 | 7185.1 | 7185.1 | 7185.1
| CCGT |  | 4156 | 4156 | 4156 | 4156 | 4156 | 2694 | 2694 | 2694 | 2694 | 2694 | 2694 | 2694 | 2184
| OCGT |  | 6219.1 | 6219.1 | 5979.1 | 6281.7679 | 6379.1088 | 6379.1088 | 6379.1088 | 6379.1088 | 6379.1088 | 6379.1088 | 6379.1088 | 6379.1088 | 6379.1088
| Wind |  | 7412 | 7732 | 7982 | 8388 | 9248 | 9648 | 9648 | 9739.2829 | 9923.8143 | 10207.4782 | 10386.2845 | 10386.2845 | 10386.2845
| Solar |  | 3045.6862 | 3045.6862 | 3195.6862 | 4256.8568 | 4256.8568 | 5759.1014 | 6798.0023 | 7534.808 | 8211.5275 | 9049.7218 | 9922.8416 | 9922.8416 | 10216.4512
| Liquid fuel |  | 772.7 | 772.7 | 738.7 | 738.7 | 738.7 | 738.7 | 738.7 | 738.7 | 738.7 | 738.7 | 738.7 | 738.7 | 738.7
| Pumped Hydro |  | 740 | 740 | 740 | 740 | 740 | 2889.3458 | 2889.3458 | 3026.5583 | 3026.5583 | 3189.4297 | 3606.9352 | 3606.9352 | 3715.3233
| Large-scale storage |  | 106.4 | 206.4 | 206.4 | 206.4 | 206.4 | 206.4 | 206.4 | 206.4 | 206.4 | 206.4 | 206.4 | 206.4 | 206.4
| Distributed storage |  | 60.2291 | 134.2127 | 224.6207 | 328.3924 | 441.8718 | 563.866 | 690.4131 | 821.4538 | 955.2524 | 1091.1046 | 1229.3024 | 1362.9511 | 1489.4909
Region | Technology | 2018-19 | 2019-20 | 2020-21 | 2021-22 | 2022-23 | 2023-24 | 2024-25 | 2025-26 | 2026-27 | 2027-28 | 2028-29 | 2029-30 | 2030-31 | 2031-32 | 2032-33
NSW | Black coal |  | 10040 | 10040 | 10040 | 8240 | 8240 | 8240 | 8240 | 8240 | 8240 | 6920 | 6920 | 6920 | 6920
| Brown coal |  | 0 | 0 | 0 | 0 | 0 | 0 | 0 | 0 | 0 | 0 | 0 | 0 | 0
| Hydro |  | 2622 | 2622 | 2622 | 2622 | 2622 | 2622 | 2622 | 2622 | 2622 | 2622 | 2622 | 2622 | 2622
| CCGT |  | 618 | 618 | 618 | 618 | 618 | 618 | 618 | 618 | 618 | 618 | 618 | 618 | 618
| OCGT |  | 1388 | 1388 | 1388 | 1666.6454 | 1666.6454 | 1666.6454 | 1666.6454 | 1666.6454 | 1666.6454 | 1666.6454 | 1666.6454 | 1666.6454 | 1666.6454
| Wind |  | 1500 | 1500 | 1500 | 1500 | 1500 | 1500 | 1500 | 1500 | 1500 | 1500 | 1500 | 1500 | 1500
| Solar |  | 845.9 | 845.9 | 995.9 | 1640.6645 | 1640.6645 | 1640.6645 | 1640.6645 | 1640.6645 | 1640.6645 | 1640.6645 | 1862.0868 | 1862.0868 | 2155.6964
| Liquid fuel |  | 50 | 50 | 50 | 50 | 50 | 50 | 50 | 50 | 50 | 50 | 50 | 50 | 50
| Pumped Hydro |  | 240 | 240 | 240 | 240 | 240 | 2280 | 2280 | 2280 | 2280 | 2280 | 2280 | 2280 | 2280
| Large-scale storage |  | 0 | 0 | 0 | 0 | 0 | 0 | 0 | 0 | 0 | 0 | 0 | 0 | 0
| Distributed storage |  | 25.1568 | 56.0691 | 95.8798 | 142.8159 | 196.0542 | 253.9814 | 314.6069 | 377.6072 | 442.051 | 507.2804 | 573.3688 | 634.0407 | 687.346
QLD | Black coal |  | 8179 | 8179 | 8179 | 8179 | 8179 | 8179 | 8179 | 8179 | 8179 | 8179 | 6499 | 6499 | 6499
| Brown coal |  | 0 | 0 | 0 | 0 | 0 | 0 | 0 | 0 | 0 | 0 | 0 | 0 | 0
| Hydro |  | 152.4 | 152.4 | 152.4 | 152.4 | 152.4 | 152.4 | 152.4 | 152.4 | 152.4 | 152.4 | 152.4 | 152.4 | 152.4
| CCGT |  | 1565 | 1565 | 1565 | 1565 | 1565 | 1565 | 1565 | 1565 | 1565 | 1565 | 1565 | 1565 | 1565
| OCGT |  | 1474 | 1474 | 1474 | 1474 | 1474 | 1474 | 1474 | 1474 | 1474 | 1474 | 1474 | 1474 | 1474
| Wind |  | 676 | 676 | 676 | 676 | 676 | 676 | 676 | 767.2829 | 951.8143 | 1196.5929 | 1272.2281 | 1272.2281 | 1272.2281
| Solar |  | 1224.5 | 1224.5 | 1224.5 | 1224.5 | 1224.5 | 1721.7446 | 2760.6454 | 3497.4512 | 4174.1707 | 5012.365 | 5664.0625 | 5664.0625 | 5664.0625
| Liquid fuel |  | 457.5 | 457.5 | 423.5 | 423.5 | 423.5 | 423.5 | 423.5 | 423.5 | 423.5 | 423.5 | 423.5 | 423.5 | 423.5
| Pumped Hydro |  | 500 | 500 | 500 | 500 | 500 | 500 | 500 | 500 | 500 | 662.8714 | 1080.3769 | 1080.3769 | 1080.3769
| Large-scale storage |  | 1.4 | 101.4 | 101.4 | 101.4 | 101.4 | 101.4 | 101.4 | 101.4 | 101.4 | 101.4 | 101.4 | 101.4 | 101.4
| Distributed storage |  | 13.6923 | 30.9345 | 51.8416 | 75.3569 | 100.2728 | 126.2546 | 152.7033 | 179.8653 | 207.739 | 236.1665 | 265.0381 | 294.2611 | 323.755
SA | Black coal |  | 0 | 0 | 0 | 0 | 0 | 0 | 0 | 0 | 0 | 0 | 0 | 0 | 0
SA | Brown coal |  | 0 | 0 | 0 | 0 | 0 | 0 | 0 | 0 | 0 | 0 | 0 | 0 | 0
SA | Hydro |  | 0 | 0 | 0 | 0 | 0 | 0 | 0 | 0 | 0 | 0 | 0 | 0 | 0
SA | CCGT |  | 1462 | 1462 | 1462 | 1462 | 1462 | 0 | 0 | 0 | 0 | 0 | 0 | 0 | 0
SA | OCGT |  | 1209.1 | 1209.1 | 969.1 | 969.1 | 969.1 | 969.1 | 969.1 | 969.1 | 969.1 | 969.1 | 969.1 | 969.1 | 969.1
SA | Wind |  | 2052 | 2052 | 2052 | 2052 | 2052 | 2052 | 2052 | 2052 | 2052 | 2052 | 2052 | 2052 | 2052
SA | Solar |  | 573.2862 | 573.2862 | 573.2862 | 989.6923 | 989.6923 | 989.6923 | 989.6923 | 989.6923 | 989.6923 | 989.6923 | 989.6923 | 989.6923 | 989.6923
SA | Liquid fuel |  | 265.2 | 265.2 | 265.2 | 265.2 | 265.2 | 265.2 | 265.2 | 265.2 | 265.2 | 265.2 | 265.2 | 265.2 | 265.2
SA | Pumped Hydro |  | 0 | 0 | 0 | 0 | 0 | 109.3458 | 109.3458 | 246.5583 | 246.5583 | 246.5583 | 246.5583 | 246.5583 | 354.9464
SA | Large-scale storage |  | 30 | 30 | 30 | 30 | 30 | 30 | 30 | 30 | 30 | 30 | 30 | 30 | 30
SA | Distributed storage |  | 4.6986 | 10.6141 | 18.2709 | 27.3616 | 37.6467 | 49.2016 | 61.6345 | 74.7964 | 88.5706 | 102.8717 | 117.6225 | 132.3793 | 146.6603
TAS | Black coal |  | 0 | 0 | 0 | 0 | 0 | 0 | 0 | 0 | 0 | 0 | 0 | 0 | 0
TAS | Brown coal |  | 0 | 0 | 0 | 0 | 0 | 0 | 0 | 0 | 0 | 0 | 0 | 0 | 0
TAS | Hydro |  | 2191.7 | 2191.7 | 2191.7 | 2191.7 | 2191.7 | 2191.7 | 2191.7 | 2191.7 | 2191.7 | 2191.7 | 2191.7 | 2191.7 | 2191.7
TAS | CCGT | bar: 2019-20 to 2031-32
TAS | OCGT |  | 163 | 163 | 163 | 163 | 163 | 163 | 163 | 163 | 163 | 163 | 163 | 163 | 163
TAS | Wind |  | 420 | 420 | 420 | 420 | 420 | 420 | 420 | 420 | 420 | 458.8853 | 562.0565 | 562.0565 | 562.0565
TAS | Solar |  | 0 | 0 | 0 | 0 | 0 | 0 | 0 | 0 | 0 | 0 | 0 | 0 | 0
TAS | Liquid fuel |  | 0 | 0 | 0 | 0 | 0 | 0 | 0 | 0 | 0 | 0 | 0 | 0 | 0
TAS | Pumped Hydro |  | 0 | 0 | 0 | 0 | 0 | 0 | 0 | 0 | 0 | 0 | 0 | 0 | 0
TAS | Large-scale storage |  | 0 | 0 | 0 | 0 | 0 | 0 | 0 | 0 | 0 | 0 | 0 | 0 | 0
TAS | Distributed storage |  | 1.1074 | 2.4017 | 3.9644 | 5.8927 | 7.4173 | 8.7301 | 9.7122 | 10.6559 | 11.4994 | 12.2389 | 12.9664 | 13.6654 | 14.3392
VIC | Black coal |  | 0 | 0 | 0 | 0 | 0 | 0 | 0 | 0 | 0 | 0 | 0 | 0 | 0
VIC | Brown coal |  | 4808 | 4808 | 4808 | 4808 | 4808 | 4808 | 4808 | 4808 | 4808 | 4808 | 4808 | 4808 | 4808
VIC | Hydro |  | 2219 | 2219 | 2219 | 2219 | 2219 | 2219 | 2219 | 2219 | 2219 | 2219 | 2219 | 2219 | 2219
VIC | CCGT |  | 510 | 510 | 510 | 510 | 510 | 510 | 510 | 510 | 510 | 510 | 510 | 510 | 0
VIC | OCGT |  | 1985 | 1985 | 1985 | 2009.0225 | 2106.3634 | 2106.3634 | 2106.3634 | 2106.3634 | 2106.3634 | 2106.3634 | 2106.3634 | 2106.3634 | 2106.3634
VIC | Wind |  | 2764 | 3084 | 3334 | 3740 | 4600 | 5000 | 5000 | 5000 | 5000 | 5000 | 5000 | 5000 | 5000
VIC | Solar |  | 402 | 402 | 402 | 402 | 402 | 1407 | 1407 | 1407 | 1407 | 1407 | 1407 | 1407 | 1407
VIC | Liquid fuel |  | 0 | 0 | 0 | 0 | 0 | 0 | 0 | 0 | 0 | 0 | 0 | 0 | 0
VIC | Pumped Hydro |  | 0 | 0 | 0 | 0 | 0 | 0 | 0 | 0 | 0 | 0 | 0 | 0 | 0
VIC | Large-scale storage |  | 75 | 75 | 75 | 75 | 75 | 75 | 75 | 75 | 75 | 75 | 75 | 75 | 75
VIC | Distributed storage |  | 15.5741 | 34.1933 | 54.664 | 76.9652 | 100.4807 | 125.6983 | 151.7562 | 178.5289 | 205.3924 | 232.5471 | 260.3066 | 288.6046 | 317.3904
Vic Renewable Energy Zone breakdown (MW)
Region | Technology | 2018-19 | 2019-20 | 2020-21 | 2021-22 | 2022-23 | 2023-24 | 2024-25 | 2025-26 | 2026-27 | 2027-28 | 2028-29 | 2029-30 | 2030-31 | 2031-32 | 2032-33
VIC | Murray River, Solar |  | 402 | 402 | 402 | 402 | 402 | 1407 | 1407 | 1407 | 1407 | 1407 | 1407 | 1407 | 1407
VIC | Gippsland, Wind |  | 107 | 107 | 107 | 107 | 107 | 107 | 107 | 107 | 107 | 107 | 107 | 107 | 107
VIC | Moyne, Wind |  | 1398 | 1398 | 1648 | 1848 | 2708 | 2958 | 2958 | 2958 | 2958 | 2958 | 2958 | 2958 | 2958
VIC | Western Victoria, Wind |  | 1259 | 1579 | 1579 | 1785 | 1785 | 1935 | 1935 | 1935 | 1935 | 1935 | 1935 | 1935 | 1935
VIC
VIC
VIC
VIC
VIC

## Neutralws Upgrade Both_GWh
Total NEM Generated Energy by Technology (GWh)
Region | Technology | 2018-19 | 2019-20 | 2020-21 | 2021-22 | 2022-23 | 2023-24 | 2024-25 | 2025-26 | 2026-27 | 2027-28 | 2028-29 | 2029-30 | 2030-31 | 2031-32 | 2032-33
NEM | Black coal |  | 98179.2764 | 97331.5343 | 98131.6403 | 95100.045 | 91921.0003 | 91772.2821 | 91896.9097 | 89298.1243 | 89826.8767 | 86096.2865 | 79330.0059 | 77950.6302 | 78540.8171
| Brown coal |  | 32173.2133 | 31963.3351 | 29613.7379 | 29372.9856 | 30661.2564 | 29877.61 | 27131.4618 | 29924.8873 | 27063.0709 | 26953.6269 | 29818.8078 | 29802.2885 | 27914.7702
| Hydro |  | 15436.3644 | 15434.6179 | 15614.9625 | 15840.2173 | 15786.7458 | 15485.29 | 15473.6623 | 15485.3257 | 15567.9995 | 15682.9337 | 15765.6172 | 15822.1169 | 16037.2709
| CCGT |  | 5936.5849 | 5943.4094 | 6254.9351 | 6626.3099 | 6320.6912 | 2547.7813 | 3428.4433 | 2464.1997 | 2435.1884 | 3376.1624 | 4633.6817 | 5597.7069 | 6001.23
| OCGT |  | 822.1797 | 830.6119 | 684.053 | 467.4595 | 253.4768 | 792.018 | 1109.9922 | 592.2354 | 687.5276 | 1663.0207 | 1432.6608 | 1891.1087 | 2530.8364
| Wind |  | 21521.4378 | 22289.2374 | 22801.1045 | 23766.8644 | 26255.996 | 27499.2662 | 27837.8072 | 27951.2131 | 28724.0635 | 29529.6557 | 30116.6913 | 30320.7234 | 30413.5147
| Solar |  | 7992.2713 | 7985.7695 | 8437.6843 | 11133.3155 | 11211.6042 | 14962.2821 | 17802.5913 | 19690.4841 | 21325.4635 | 22735.8769 | 25179.0197 | 25148.3641 | 25900.7396
| Liquid fuel |  | 0 | 0 | 0 | 0.1485 | 0 | 0.24772 | 0.26716 | 0 | 0.052778 | 0 | 0 | 0 | 0
| Pumped Hydro |  | 103.4835 | 99.6003 | 249.7339 | 459.6521 | 445.2926 | 2431.4006 | 3007.1119 | 2943.4207 | 3164.6793 | 4146.7732 | 5311.393 | 5728.0503 | 6130.2961
| Large-scale storage |  | 86.5454 | 149.162 | 169.1262 | 193.3219 | 194.988 | 185.5109 | 172.6217 | 180.5401 | 183.9115 | 200.1712 | 201.5758 | 200.6397 | 197.2513
| Distributed storage |  | 28.0614 | 68.7369 | 155.5233 | 258.9805 | 317.4494 | 457.0091 | 536.3382 | 618.0508 | 714.8767 | 821.5399 | 916.5007 | 1013.8657 | 1097.5939
Region | Technology | 2018-19 | 2019-20 | 2020-21 | 2021-22 | 2022-23 | 2023-24 | 2024-25 | 2025-26 | 2026-27 | 2027-28 | 2028-29 | 2029-30 | 2030-31 | 2031-32 | 2032-33
NSW | Black coal |  | 56297.3012 | 54932.1867 | 52310.5581 | 46716.453 | 44724.9379 | 42982.8759 | 46256.8638 | 46472.7578 | 47237.324 | 42187.8633 | 41495.1098 | 41845.1933 | 42214.0549
| Brown coal |  | 0 | 0 | 0 | 0 | 0 | 0 | 0 | 0 | 0 | 0 | 0 | 0 | 0
| Hydro |  | 3105.7066 | 3118.7049 | 3234.094 | 3440.2294 | 3396.305 | 3099.3193 | 3131.4555 | 3137.1469 | 3174.8028 | 3265.0903 | 3375.4126 | 3478.0837 | 3706.1706
| CCGT |  | 32.6157 | 53.5457 | 195.153 | 354.4351 | 242.5399 | 545.8666 | 658.3779 | 293.0834 | 336.6628 | 1048.484 | 1092.124 | 1416.3025 | 1599.879
| OCGT |  | 6.7197 | 21.5745 | 95.7332 | 173.8298 | 81.3954 | 277.3323 | 319.8261 | 195.726 | 203.4663 | 727.0125 | 630.5745 | 778.2329 | 1007.0924
| Wind |  | 4269.3333 | 4266.6066 | 4221.267 | 4313.3594 | 4286.5151 | 4205.859 | 4263.3476 | 4257.3342 | 4240.6036 | 4232.6218 | 4194.4681 | 4235.5323 | 4256.3793
| Solar |  | 2134.176 | 2132.3595 | 2569.7912 | 4201.9733 | 4225.0584 | 4239.7625 | 4210.5552 | 4205.2495 | 4223.2219 | 4219.8611 | 4786.0372 | 4729.965 | 5480.0016
| Liquid fuel |  | 0 | 0 | 0 | 0.1485 | 0 | 0 | 0 | 0 | 0 | 0 | 0 | 0 | 0
| Pumped Hydro |  | 29.8076 | 31.0167 | 70.9827 | 134.2352 | 127.3212 | 1945.2042 | 2279.8489 | 1975.7767 | 2063.3434 | 2552.0278 | 2751.6074 | 3034.291 | 3228.1825
| Large-scale storage |  | 0 | 0 | 0 | 0 | 0 | 0 | 0 | 0 | 0 | 0 | 0 | 0 | 0
| Distributed storage |  | 9.1418 | 25.1617 | 63.2414 | 110.2267 | 136.4341 | 205.1159 | 242.2867 | 279.7756 | 327.719 | 378.3178 | 422.9639 | 466.0198 | 500.657
QLD | Black coal |  | 41881.9752 | 42399.3476 | 45821.0822 | 48383.5921 | 47196.0624 | 48789.4063 | 45640.0459 | 42825.3664 | 42589.5527 | 43908.4232 | 37834.8961 | 36105.4369 | 36326.7622
| Brown coal |  | 0 | 0 | 0 | 0 | 0 | 0 | 0 | 0 | 0 | 0 | 0 | 0 | 0
| Hydro |  | 636.0363 | 634.8741 | 634.9889 | 634.1398 | 636.7054 | 633.8676 | 634.1415 | 634.9499 | 636.1073 | 635.017 | 635.2652 | 634.2726 | 635.6089
| CCGT |  | 1438.2878 | 1442.8395 | 1517.0032 | 1748.1203 | 1656.8847 | 1957.4859 | 2731.0229 | 2160.2159 | 2072.9664 | 2284.8174 | 3526.4754 | 4143.4765 | 4400.7885
| OCGT |  | 589.8895 | 591.4309 | 295.0615 | 3.7131 | 1.3986 | 2.3321 | 39.6182 | 27.9573 | 6.3968 | 4.1315 | 43.4406 | 139.9718 | 189.7354
| Wind |  | 1965.575 | 1965.6988 | 1949.4961 | 1999.7754 | 1977.3076 | 1936.6756 | 1964.0498 | 2302.1401 | 2907.1032 | 3694.8226 | 4078.2102 | 4147.7304 | 4108.6223
| Solar |  | 3245.097 | 3242.2924 | 3251.0049 | 3240.0081 | 3251.6521 | 4594.4287 | 7372.4218 | 9306.2664 | 10821.3357 | 12274.4821 | 14323.8379 | 14375.2375 | 14303.2267
| Liquid fuel |  | 0 | 0 | 0 | 0 | 0 | 0 | 0 | 0 | 0 | 0 | 0 | 0 | 0
| Pumped Hydro |  | 73.6759 | 68.5836 | 178.7512 | 325.4169 | 317.9714 | 279.0971 | 512.7534 | 504.8038 | 622.6742 | 1112.8286 | 2063.9965 | 2188.8861 | 2169.6739
| Large-scale storage |  | 0.47525 | 62.7019 | 72.4376 | 80.149 | 75.781 | 81.7189 | 77.7855 | 80.4371 | 91.6914 | 108.4358 | 99.9606 | 97.7969 | 101.5935
| Distributed storage |  | 5.8211 | 13.6739 | 31.9267 | 56.1747 | 68.0458 | 98.016 | 114.8296 | 132.2955 | 153.4976 | 175.9933 | 196.3206 | 218.5763 | 240.3991
SA | Black coal |  | 0 | 0 | 0 | 0 | 0 | 0 | 0 | 0 | 0 | 0 | 0 | 0 | 0
SA | Brown coal |  | 0 | 0 | 0 | 0 | 0 | 0 | 0 | 0 | 0 | 0 | 0 | 0 | 0
SA | Hydro |  | 0 | 0 | 0 | 0 | 0 | 0 | 0 | 0 | 0 | 0 | 0 | 0 | 0
SA | CCGT |  | 4428.0812 | 4414.6707 | 4491.4123 | 4474.1673 | 4402.0136 | 0 | 0 | 0 | 0 | 0 | 0 | 0 | 0
SA | OCGT |  | 191.1503 | 187.4714 | 244.6433 | 251.7668 | 152.9705 | 467.6928 | 615.3771 | 299.8842 | 343.9559 | 750.1704 | 687.8405 | 808.1289 | 968.7861
SA | Wind |  | 5891.6619 | 5854.3234 | 5745.0447 | 5607.8962 | 5674.3624 | 5727.0137 | 5787.5799 | 5779.825 | 5737.1906 | 5822.7458 | 5754.5894 | 5777.0298 | 5789.3692
SA | Solar |  | 1566.3973 | 1559.4335 | 1560.283 | 2643.5989 | 2685.6644 | 2646.6655 | 2704.0601 | 2716.9736 | 2733.4056 | 2721.5898 | 2700.5532 | 2695.3464 | 2716.4231
SA | Liquid fuel |  | 0 | 0 | 0 | 0 | 0 | 0.24772 | 0.26716 | 0 | 0.052778 | 0 | 0 | 0 | 0
SA | Pumped Hydro |  | 0 | 0 | 0 | 0 | 0 | 207.0993 | 214.5096 | 462.8402 | 478.6616 | 481.9168 | 495.789 | 504.8732 | 732.4398
SA | Large-scale storage |  | 31.0003 | 32.205 | 38.0523 | 42.5423 | 40.8374 | 42.3494 | 42.1724 | 42.0023 | 42.5448 | 42.1055 | 42.8049 | 42.9076 | 42.6561
SA | Distributed storage |  | 3.3307 | 7.6487 | 15.3362 | 24.2012 | 30.9199 | 41.478 | 49.7053 | 58.1515 | 69.0896 | 79.3427 | 88.7499 | 98.7739 | 108.3873
TAS | Black coal |  | 0 | 0 | 0 | 0 | 0 | 0 | 0 | 0 | 0 | 0 | 0 | 0 | 0
TAS | Brown coal |  | 0 | 0 | 0 | 0 | 0 | 0 | 0 | 0 | 0 | 0 | 0 | 0 | 0
TAS | Hydro |  | 8580.3716 | 8586.0287 | 8595.1755 | 8578.7674 | 8595.1047 | 8576.4467 | 8573.7257 | 8584.6217 | 8602.6254 | 8585.311 | 8588.2605 | 8578.0404 | 8583.0329
TAS | CCGT |  | 1.0636 | 0.63962 | 0.13799 | 0.11497 | 0.19529 | 2.0771 | 2.1366 | 0.29082 | 0.27369 | 0.59999 | 0.30383 | 0.47547 | 0.56253
TAS | OCGT |  | 0 | 0 | 0 | 0 | 0 | 0 | 0 | 0 | 0 | 0 | 0 | 0 | 0
TAS | Wind |  | 1337.9165 | 1329.713 | 1336.5225 | 1343.0683 | 1307.9217 | 1327.1417 | 1330.3512 | 1328.9709 | 1342.0253 | 1457.7105 | 1957.3406 | 1972.0923 | 1979.2168
TAS | Solar |  | 0 | 0 | 0 | 0 | 0 | 0 | 0 | 0 | 0 | 0 | 0 | 0 | 0
TAS | Liquid fuel |  | 0 | 0 | 0 | 0 | 0 | 0 | 0 | 0 | 0 | 0 | 0 | 0 | 0
TAS | Pumped Hydro |  | 0 | 0 | 0 | 0 | 0 | 0 | 0 | 0 | 0 | 0 | 0 | 0 | 0
TAS | Large-scale storage |  | 0 | 0 | 0 | 0 | 0 | 0 | 0 | 0 | 0 | 0 | 0 | 0 | 0
TAS | Distributed storage |  | 0.018825 | 0.057881 | 0.10172 | 0.10417 | 0.098208 | 0.65359 | 0.6039 | 0.25285 | 0.31907 | 0.47972 | 0.33862 | 0.43074 | 0.52253
VIC | Black coal |  | 0 | 0 | 0 | 0 | 0 | 0 | 0 | 0 | 0 | 0 | 0 | 0 | 0
VIC | Brown coal |  | 32173.2133 | 31963.3351 | 29613.7379 | 29372.9856 | 30661.2564 | 29877.61 | 27131.4618 | 29924.8873 | 27063.0709 | 26953.6269 | 29818.8078 | 29802.2885 | 27914.7702
VIC | Hydro |  | 3114.2499 | 3095.0102 | 3150.7042 | 3187.0808 | 3158.6307 | 3175.6565 | 3134.3397 | 3128.6072 | 3154.464 | 3197.5154 | 3166.679 | 3131.7202 | 3112.4585
VIC | CCGT |  | 36.5365 | 31.7139 | 51.2286 | 49.4722 | 19.0578 | 42.3517 | 36.906 | 10.6096 | 25.2855 | 42.261 | 14.7786 | 37.4524 | 0
VIC | OCGT |  | 34.4201 | 30.135 | 48.6149 | 38.1498 | 17.7123 | 44.6608 | 135.1707 | 68.6679 | 133.7086 | 181.7063 | 70.8051 | 164.7751 | 365.2224
VIC | Wind |  | 8056.9512 | 8872.8956 | 9548.7742 | 10502.7652 | 13009.8893 | 14302.5762 | 14492.4786 | 14282.943 | 14497.1407 | 14321.7551 | 14132.083 | 14188.3386 | 14279.927
VIC | Solar |  | 1046.6009 | 1051.6841 | 1056.6052 | 1047.7353 | 1049.2294 | 3481.4253 | 3515.5542 | 3461.9946 | 3547.5003 | 3519.9439 | 3368.5914 | 3347.8152 | 3401.0882
VIC | Liquid fuel |  | 0 | 0 | 0 | 0 | 0 | 0 | 0 | 0 | 0 | 0 | 0 | 0 | 0
VIC | Pumped Hydro |  | 0 | 0 | 0 | 0 | 0 | 0 | 0 | 0 | 0 | 0 | 0 | 0 | 0
VIC | Large-scale storage |  | 55.0698 | 54.2551 | 58.6363 | 70.6306 | 78.3696 | 61.4426 | 52.6637 | 58.1007 | 49.6754 | 49.6299 | 58.8103 | 59.9352 | 53.0017
VIC | Distributed storage |  | 9.749 | 22.1947 | 44.9172 | 68.2739 | 81.9513 | 111.7456 | 128.9126 | 147.5753 | 164.2515 | 187.4065 | 208.1276 | 230.0649 | 247.628
Vic Renewable Energy Zone breakdown (GWh)
Region | Technology | 2018-19 | 2019-20 | 2020-21 | 2021-22 | 2022-23 | 2023-24 | 2024-25 | 2025-26 | 2026-27 | 2027-28 | 2028-29 | 2029-30 | 2030-31 | 2031-32 | 2032-33
VIC | Murray River, Solar |  | 1046.6009 | 1051.6841 | 1056.6052 | 1047.7353 | 1049.2294 | 3481.4253 | 3515.5542 | 3461.9946 | 3547.5003 | 3519.9439 | 3368.5914 | 3347.8152 | 3401.0882
VIC | Gippsland, Wind |  | 353.0922 | 349.4863 | 349.9999 | 348.9204 | 347.7931 | 350.636 | 351.113 | 349.0843 | 350.8345 | 346.0115 | 349.5212 | 350.5727 | 351.4964
VIC | Moyne, Wind |  | 3928.3467 | 3905.4938 | 4619.2768 | 5176.0844 | 7672.9703 | 8097.5692 | 8221.9143 | 8084.4169 | 8242.6141 | 8116.3695 | 8006.6583 | 8018.1203 | 8081.6953
VIC | Western Victoria, Wind |  | 3775.5123 | 4617.9155 | 4579.4975 | 4977.7604 | 4989.126 | 5854.371 | 5919.4514 | 5849.4418 | 5903.6921 | 5859.374 | 5775.9034 | 5819.6456 | 5846.7353
VIC
VIC
VIC
VIC
VIC

## Neutralws Wvic_MW
Total NEM Installed Capacity by Technology (MW)
Region | Technology | 2018-19 | 2019-20 | 2020-21 | 2021-22 | 2022-23 | 2023-24 | 2024-25 | 2025-26 | 2026-27 | 2027-28 | 2028-29 | 2029-30 | 2030-31 | 2031-32 | 2032-33
NEM | Black coal |  | 18219 | 18219 | 18219 | 16419 | 16419 | 16419 | 16419 | 16419 | 16419 | 15099 | 13419 | 13419 | 13419
| Brown coal |  | 4808 | 4808 | 4808 | 4808 | 4808 | 4808 | 4808 | 4808 | 4808 | 4808 | 4808 | 4808 | 4808
| Hydro |  | 7185.1 | 7185.1 | 7185.1 | 7185.1 | 7185.1 | 7185.1 | 7185.1 | 7185.1 | 7185.1 | 7185.1 | 7185.1 | 7185.1 | 7185.1
| CCGT |  | 4156 | 4156 | 4156 | 4156 | 4156 | 2694 | 2694 | 2694 | 2694 | 2694 | 2694 | 2694 | 2184
| OCGT |  | 6219.1 | 6219.1 | 5979.1 | 6503.9258 | 6503.9258 | 6503.9258 | 6503.9258 | 6503.9258 | 6503.9258 | 6503.9258 | 6503.9258 | 6503.9258 | 6503.9258
| Wind |  | 7412 | 7732 | 7982 | 7982 | 9498 | 10148 | 10148 | 10239.2829 | 10423.8143 | 10670.3757 | 10839.9214 | 10839.9214 | 10839.9214
| Solar |  | 3045.6862 | 3045.6862 | 3195.6862 | 4192.0463 | 4192.0463 | 5194.2908 | 6233.1917 | 6969.9975 | 7646.717 | 8487.6854 | 9365.5019 | 9365.5019 | 9629.5973
| Liquid fuel |  | 772.7 | 772.7 | 738.7 | 738.7 | 738.7 | 738.7 | 738.7 | 738.7 | 738.7 | 738.7 | 738.7 | 738.7 | 738.7
| Pumped Hydro |  | 740 | 740 | 740 | 740 | 740 | 2821.6117 | 2821.6117 | 2860.0995 | 2860.0995 | 3013.8902 | 3430.3354 | 3430.3354 | 3538.7236
| Large-scale storage |  | 106.4 | 206.4 | 206.4 | 206.4 | 206.4 | 206.4 | 206.4 | 206.4 | 206.4 | 206.4 | 206.4 | 206.4 | 206.4
| Distributed storage |  | 60.2291 | 134.2127 | 224.6207 | 328.3924 | 441.8718 | 563.866 | 690.4131 | 821.4538 | 955.2524 | 1091.1046 | 1229.3024 | 1362.9511 | 1489.4909
Region | Technology | 2018-19 | 2019-20 | 2020-21 | 2021-22 | 2022-23 | 2023-24 | 2024-25 | 2025-26 | 2026-27 | 2027-28 | 2028-29 | 2029-30 | 2030-31 | 2031-32 | 2032-33
NSW | Black coal |  | 10040 | 10040 | 10040 | 8240 | 8240 | 8240 | 8240 | 8240 | 8240 | 6920 | 6920 | 6920 | 6920
| Brown coal |  | 0 | 0 | 0 | 0 | 0 | 0 | 0 | 0 | 0 | 0 | 0 | 0 | 0
| Hydro |  | 2622 | 2622 | 2622 | 2622 | 2622 | 2622 | 2622 | 2622 | 2622 | 2622 | 2622 | 2622 | 2622
| CCGT |  | 618 | 618 | 618 | 618 | 618 | 618 | 618 | 618 | 618 | 618 | 618 | 618 | 618
| OCGT |  | 1388 | 1388 | 1388 | 1665.5036 | 1665.5036 | 1665.5036 | 1665.5036 | 1665.5036 | 1665.5036 | 1665.5036 | 1665.5036 | 1665.5036 | 1665.5036
| Wind |  | 1500 | 1500 | 1500 | 1500 | 1500 | 1500 | 1500 | 1500 | 1500 | 1500 | 1500 | 1500 | 1500
| Solar |  | 845.9 | 845.9 | 995.9 | 1642.9006 | 1642.9006 | 1642.9006 | 1642.9006 | 1642.9006 | 1642.9006 | 1642.9006 | 1871.1309 | 1871.1309 | 2135.2264
| Liquid fuel |  | 50 | 50 | 50 | 50 | 50 | 50 | 50 | 50 | 50 | 50 | 50 | 50 | 50
| Pumped Hydro |  | 240 | 240 | 240 | 240 | 240 | 2280 | 2280 | 2280 | 2280 | 2280 | 2280 | 2280 | 2280
| Large-scale storage |  | 0 | 0 | 0 | 0 | 0 | 0 | 0 | 0 | 0 | 0 | 0 | 0 | 0
| Distributed storage |  | 25.1568 | 56.0691 | 95.8798 | 142.8159 | 196.0542 | 253.9814 | 314.6069 | 377.6072 | 442.051 | 507.2804 | 573.3688 | 634.0407 | 687.346
QLD | Black coal |  | 8179 | 8179 | 8179 | 8179 | 8179 | 8179 | 8179 | 8179 | 8179 | 8179 | 6499 | 6499 | 6499
| Brown coal |  | 0 | 0 | 0 | 0 | 0 | 0 | 0 | 0 | 0 | 0 | 0 | 0 | 0
| Hydro |  | 152.4 | 152.4 | 152.4 | 152.4 | 152.4 | 152.4 | 152.4 | 152.4 | 152.4 | 152.4 | 152.4 | 152.4 | 152.4
| CCGT |  | 1565 | 1565 | 1565 | 1565 | 1565 | 1565 | 1565 | 1565 | 1565 | 1565 | 1565 | 1565 | 1565
| OCGT |  | 1474 | 1474 | 1474 | 1474 | 1474 | 1474 | 1474 | 1474 | 1474 | 1474 | 1474 | 1474 | 1474
| Wind |  | 676 | 676 | 676 | 676 | 676 | 676 | 676 | 767.2829 | 951.8143 | 1198.3757 | 1267.8717 | 1267.8717 | 1267.8717
| Solar |  | 1224.5 | 1224.5 | 1224.5 | 1224.5 | 1224.5 | 1721.7446 | 2760.6454 | 3497.4512 | 4174.1707 | 5015.1391 | 5664.7253 | 5664.7253 | 5664.7253
| Liquid fuel |  | 457.5 | 457.5 | 423.5 | 423.5 | 423.5 | 423.5 | 423.5 | 423.5 | 423.5 | 423.5 | 423.5 | 423.5 | 423.5
| Pumped Hydro |  | 500 | 500 | 500 | 500 | 500 | 500 | 500 | 500 | 500 | 653.7907 | 1070.2359 | 1070.2359 | 1070.2359
| Large-scale storage |  | 1.4 | 101.4 | 101.4 | 101.4 | 101.4 | 101.4 | 101.4 | 101.4 | 101.4 | 101.4 | 101.4 | 101.4 | 101.4
| Distributed storage |  | 13.6923 | 30.9345 | 51.8416 | 75.3569 | 100.2728 | 126.2546 | 152.7033 | 179.8653 | 207.739 | 236.1665 | 265.0381 | 294.2611 | 323.755
SA | Black coal |  | 0 | 0 | 0 | 0 | 0 | 0 | 0 | 0 | 0 | 0 | 0 | 0 | 0
SA | Brown coal |  | 0 | 0 | 0 | 0 | 0 | 0 | 0 | 0 | 0 | 0 | 0 | 0 | 0
SA | Hydro |  | 0 | 0 | 0 | 0 | 0 | 0 | 0 | 0 | 0 | 0 | 0 | 0 | 0
SA | CCGT |  | 1462 | 1462 | 1462 | 1462 | 1462 | 0 | 0 | 0 | 0 | 0 | 0 | 0 | 0
SA | OCGT |  | 1209.1 | 1209.1 | 969.1 | 969.1 | 969.1 | 969.1 | 969.1 | 969.1 | 969.1 | 969.1 | 969.1 | 969.1 | 969.1
SA | Wind |  | 2052 | 2052 | 2052 | 2052 | 2052 | 2052 | 2052 | 2052 | 2052 | 2052 | 2052 | 2052 | 2052
SA | Solar |  | 573.2862 | 573.2862 | 573.2862 | 922.6457 | 922.6457 | 922.6457 | 922.6457 | 922.6457 | 922.6457 | 922.6457 | 922.6457 | 922.6457 | 922.6457
SA | Liquid fuel |  | 265.2 | 265.2 | 265.2 | 265.2 | 265.2 | 265.2 | 265.2 | 265.2 | 265.2 | 265.2 | 265.2 | 265.2 | 265.2
SA | Pumped Hydro |  | 0 | 0 | 0 | 0 | 0 | 41.6117 | 41.6117 | 80.0995 | 80.0995 | 80.0995 | 80.0995 | 80.0995 | 188.4876
SA | Large-scale storage |  | 30 | 30 | 30 | 30 | 30 | 30 | 30 | 30 | 30 | 30 | 30 | 30 | 30
SA | Distributed storage |  | 4.6986 | 10.6141 | 18.2709 | 27.3616 | 37.6467 | 49.2016 | 61.6345 | 74.7964 | 88.5706 | 102.8717 | 117.6225 | 132.3793 | 146.6603
TAS | Black coal |  | 0 | 0 | 0 | 0 | 0 | 0 | 0 | 0 | 0 | 0 | 0 | 0 | 0
TAS | Brown coal |  | 0 | 0 | 0 | 0 | 0 | 0 | 0 | 0 | 0 | 0 | 0 | 0 | 0
TAS | Hydro |  | 2191.7 | 2191.7 | 2191.7 | 2191.7 | 2191.7 | 2191.7 | 2191.7 | 2191.7 | 2191.7 | 2191.7 | 2191.7 | 2191.7 | 2191.7
TAS | CCGT | bar: 2019-20 to 2031-32
TAS | OCGT |  | 163 | 163 | 163 | 163 | 163 | 163 | 163 | 163 | 163 | 163 | 163 | 163 | 163
TAS | Wind |  | 420 | 420 | 420 | 420 | 420 | 420 | 420 | 420 | 420 | 420 | 520.0497 | 520.0497 | 520.0497
TAS | Solar |  | 0 | 0 | 0 | 0 | 0 | 0 | 0 | 0 | 0 | 0 | 0 | 0 | 0
TAS | Liquid fuel |  | 0 | 0 | 0 | 0 | 0 | 0 | 0 | 0 | 0 | 0 | 0 | 0 | 0
TAS | Pumped Hydro |  | 0 | 0 | 0 | 0 | 0 | 0 | 0 | 0 | 0 | 0 | 0 | 0 | 0
TAS | Large-scale storage |  | 0 | 0 | 0 | 0 | 0 | 0 | 0 | 0 | 0 | 0 | 0 | 0 | 0
TAS | Distributed storage |  | 1.1074 | 2.4017 | 3.9644 | 5.8927 | 7.4173 | 8.7301 | 9.7122 | 10.6559 | 11.4994 | 12.2389 | 12.9664 | 13.6654 | 14.3392
VIC | Black coal |  | 0 | 0 | 0 | 0 | 0 | 0 | 0 | 0 | 0 | 0 | 0 | 0 | 0
VIC | Brown coal |  | 4808 | 4808 | 4808 | 4808 | 4808 | 4808 | 4808 | 4808 | 4808 | 4808 | 4808 | 4808 | 4808
VIC | Hydro |  | 2219 | 2219 | 2219 | 2219 | 2219 | 2219 | 2219 | 2219 | 2219 | 2219 | 2219 | 2219 | 2219
VIC | CCGT |  | 510 | 510 | 510 | 510 | 510 | 510 | 510 | 510 | 510 | 510 | 510 | 510 | 0
VIC | OCGT |  | 1985 | 1985 | 1985 | 2232.3222 | 2232.3222 | 2232.3222 | 2232.3222 | 2232.3222 | 2232.3222 | 2232.3222 | 2232.3222 | 2232.3222 | 2232.3222
VIC | Wind |  | 2764 | 3084 | 3334 | 3334 | 4850 | 5500 | 5500 | 5500 | 5500 | 5500 | 5500 | 5500 | 5500
VIC | Solar |  | 402 | 402 | 402 | 402 | 402 | 907 | 907 | 907 | 907 | 907 | 907 | 907 | 907
VIC | Liquid fuel |  | 0 | 0 | 0 | 0 | 0 | 0 | 0 | 0 | 0 | 0 | 0 | 0 | 0
VIC | Pumped Hydro |  | 0 | 0 | 0 | 0 | 0 | 0 | 0 | 0 | 0 | 0 | 0 | 0 | 0
VIC | Large-scale storage |  | 75 | 75 | 75 | 75 | 75 | 75 | 75 | 75 | 75 | 75 | 75 | 75 | 75
VIC | Distributed storage |  | 15.5741 | 34.1933 | 54.664 | 76.9652 | 100.4807 | 125.6983 | 151.7562 | 178.5289 | 205.3924 | 232.5471 | 260.3066 | 288.6046 | 317.3904
Vic Renewable Energy Zone breakdown (MW)
Region | Technology | 2018-19 | 2019-20 | 2020-21 | 2021-22 | 2022-23 | 2023-24 | 2024-25 | 2025-26 | 2026-27 | 2027-28 | 2028-29 | 2029-30 | 2030-31 | 2031-32 | 2032-33
VIC | Murray River, Solar |  | 402 | 402 | 402 | 402 | 402 | 907 | 907 | 907 | 907 | 907 | 907 | 907 | 907
VIC | Gippsland, Wind |  | 107 | 107 | 107 | 107 | 107 | 107 | 107 | 107 | 107 | 107 | 107 | 107 | 107
VIC | Moyne, Wind |  | 1398 | 1398 | 1648 | 1648 | 2808 | 3458 | 3458 | 3458 | 3458 | 3458 | 3458 | 3458 | 3458
VIC | Western Victoria, Wind |  | 1259 | 1579 | 1579 | 1579 | 1935 | 1935 | 1935 | 1935 | 1935 | 1935 | 1935 | 1935 | 1935
VIC
VIC
VIC
VIC
VIC

## Neutralws Wvic_GWh
Total NEM Generated Energy by Technology (GWh)
Region | Technology | 2018-19 | 2019-20 | 2020-21 | 2021-22 | 2022-23 | 2023-24 | 2024-25 | 2025-26 | 2026-27 | 2027-28 | 2028-29 | 2029-30 | 2030-31 | 2031-32 | 2032-33
NEM | Black coal |  | 98179.2764 | 97331.5343 | 98131.6403 | 95904.781 | 91646.6579 | 91880.466 | 91964.965 | 89423.5258 | 89928.4119 | 86246.9148 | 79499.7814 | 78068.5375 | 78659.8799
| Brown coal |  | 32173.2133 | 31963.3351 | 29613.7379 | 29549.0533 | 30461.3052 | 29778.3055 | 27033.9702 | 29807.3284 | 26936.0486 | 26849.2886 | 29744.401 | 29740.5673 | 27845.8691
| Hydro |  | 15436.3644 | 15434.6179 | 15614.9625 | 15889.4222 | 15743.5845 | 15491.7336 | 15471.6609 | 15493.1271 | 15577.2721 | 15681.2121 | 15778.4784 | 15901.9388 | 16069.2045
| CCGT |  | 5936.5849 | 5943.4094 | 6254.9351 | 6709.2936 | 6318.3336 | 2576.9273 | 3437.9369 | 2473.0934 | 2443.2824 | 3430.3064 | 4701.0342 | 5642.6941 | 6099.2116
| OCGT |  | 822.1797 | 830.6119 | 684.053 | 533.5627 | 244.7986 | 825.2518 | 1143.2487 | 652.2668 | 744.5076 | 1770.9525 | 1497.1752 | 1954.3372 | 2614.9465
| Wind |  | 21521.4378 | 22289.2374 | 22801.1045 | 22833.5586 | 26904.0791 | 28751.0949 | 29186.6885 | 29231.8971 | 30088.9962 | 30701.706 | 31168.765 | 31387.6815 | 31524.3249
| Solar |  | 7992.2713 | 7985.7695 | 8437.6843 | 10985.4285 | 11044.9908 | 13592.7908 | 16385.1371 | 18314.4151 | 19885.1373 | 21292.1522 | 23871.5614 | 23871.6277 | 24510.297
| Liquid fuel |  | 0 | 0 | 0 | 0.070391 | 0 | 0.70868 | 0.70298 | 0.82337 | 0.75187 | 0.30472 | 0.25294 | 0.2112 | 0
| Pumped Hydro |  | 103.4835 | 99.6003 | 249.7339 | 496.085 | 448.8542 | 2276.3121 | 2775.7714 | 2667.9158 | 2860.863 | 3817.8776 | 5027.684 | 5380.5997 | 5743.1828
| Large-scale storage |  | 86.5454 | 149.162 | 169.1262 | 185.8667 | 196.7886 | 196.8908 | 185.4567 | 190.2712 | 198.2187 | 210.7996 | 215.3188 | 208.9595 | 207.2591
| Distributed storage |  | 28.0614 | 68.7369 | 155.5233 | 265.0553 | 318.646 | 458.34 | 532.1979 | 618.098 | 718.8894 | 824.9721 | 924.4832 | 1018.2913 | 1102.3532
Region | Technology | 2018-19 | 2019-20 | 2020-21 | 2021-22 | 2022-23 | 2023-24 | 2024-25 | 2025-26 | 2026-27 | 2027-28 | 2028-29 | 2029-30 | 2030-31 | 2031-32 | 2032-33
NSW | Black coal |  | 56297.3012 | 54932.1867 | 52310.5581 | 47139.0795 | 44563.5932 | 43067.9411 | 46314.5284 | 46566.3261 | 47336.0201 | 42306.1833 | 41625.8338 | 41944.0428 | 42306.1776
| Brown coal |  | 0 | 0 | 0 | 0 | 0 | 0 | 0 | 0 | 0 | 0 | 0 | 0 | 0
| Hydro |  | 3105.7066 | 3118.7049 | 3234.094 | 3478.0737 | 3360.5853 | 3093.1469 | 3123.6078 | 3148.1895 | 3178.5441 | 3246.5543 | 3381.9465 | 3532.7397 | 3737.5029
| CCGT |  | 32.6157 | 53.5457 | 195.153 | 386.468 | 243.2053 | 559.3092 | 664.9123 | 296.7037 | 341.6146 | 1083.3256 | 1114.3091 | 1439.5906 | 1659.319
| OCGT |  | 6.7197 | 21.5745 | 95.7332 | 193.7043 | 76.4287 | 282.0418 | 322.8298 | 200.8618 | 206.1544 | 757.6635 | 651.1863 | 779.8562 | 1005.8687
| Wind |  | 4269.3333 | 4266.6066 | 4221.267 | 4313.3023 | 4286.6313 | 4205.859 | 4262.9753 | 4257.7112 | 4237.8443 | 4229.0121 | 4191.6 | 4238.4469 | 4256.5032
| Solar |  | 2134.176 | 2132.3595 | 2569.7912 | 4207.7628 | 4231.1987 | 4245.5525 | 4216.5197 | 4210.8743 | 4233.5055 | 4214.0681 | 4797.4794 | 4764.2606 | 5429.4205
| Liquid fuel |  | 0 | 0 | 0 | 0.070391 | 0 | 0 | 0 | 0 | 0 | 0 | 0 | 0 | 0
| Pumped Hydro |  | 29.8076 | 31.0167 | 70.9827 | 145.7877 | 132.9812 | 1913.1962 | 2189.8383 | 2004.6564 | 2076.9472 | 2555.711 | 2807.1492 | 3046.6595 | 3193.3405
| Large-scale storage |  | 0 | 0 | 0 | 0 | 0 | 0 | 0 | 0 | 0 | 0 | 0 | 0 | 0
| Distributed storage |  | 9.1418 | 25.1617 | 63.2414 | 113.9081 | 135.4612 | 204.9147 | 239.2935 | 279.5184 | 327.2316 | 378.8913 | 422.8517 | 465.0125 | 499.6535
QLD | Black coal |  | 41881.9752 | 42399.3476 | 45821.0822 | 48765.7015 | 47083.0647 | 48812.5249 | 45650.4366 | 42857.1997 | 42592.3918 | 43940.7315 | 37873.9476 | 36124.4947 | 36353.7023
| Brown coal |  | 0 | 0 | 0 | 0 | 0 | 0 | 0 | 0 | 0 | 0 | 0 | 0 | 0
| Hydro |  | 636.0363 | 634.8741 | 634.9889 | 634.4129 | 636.7482 | 634.1032 | 634.1435 | 634.7751 | 636.153 | 634.8532 | 635.2307 | 634.1568 | 635.6089
| CCGT |  | 1438.2878 | 1442.8395 | 1517.0032 | 1768.3199 | 1661.5015 | 1972.3898 | 2731.5671 | 2165.0622 | 2081.1615 | 2310.4654 | 3573.4583 | 4171.457 | 4439.3574
| OCGT |  | 589.8895 | 591.4309 | 295.0615 | 3.9365 | 1.4565 | 2.3331 | 39.0686 | 27.9561 | 6.4336 | 4.8198 | 45.8732 | 145.059 | 190.8993
| Wind |  | 1965.575 | 1965.6988 | 1949.4961 | 1999.7754 | 1977.313 | 1936.6756 | 1964.1863 | 2304.5162 | 2903.7353 | 3696.1746 | 4058.4831 | 4129.8691 | 4080.7436
| Solar |  | 3245.097 | 3242.2924 | 3251.0049 | 3240.0081 | 3252.1021 | 4594.4287 | 7372.1516 | 9304.1926 | 10819.4253 | 12266.5234 | 14325.9547 | 14371.3554 | 14312.6149
| Liquid fuel |  | 0 | 0 | 0 | 0 | 0 | 0 | 0 | 0 | 0 | 0 | 0 | 0 | 0
| Pumped Hydro |  | 73.6759 | 68.5836 | 178.7512 | 350.2974 | 315.873 | 284.5441 | 505.8353 | 510.8719 | 627.6698 | 1104.6003 | 2057.1188 | 2168.6952 | 2161.0748
| Large-scale storage |  | 0.47525 | 62.7019 | 72.4376 | 81.0991 | 75.6506 | 81.6249 | 77.9351 | 80.6367 | 92.5465 | 108.9007 | 102.5769 | 97.6429 | 101.7602
| Distributed storage |  | 5.8211 | 13.6739 | 31.9267 | 57.5639 | 68.0391 | 97.4483 | 114.6547 | 132.0123 | 153.4636 | 175.9077 | 196.6002 | 218.6366 | 240.6112
SA | Black coal |  | 0 | 0 | 0 | 0 | 0 | 0 | 0 | 0 | 0 | 0 | 0 | 0 | 0
SA | Brown coal |  | 0 | 0 | 0 | 0 | 0 | 0 | 0 | 0 | 0 | 0 | 0 | 0 | 0
SA | Hydro |  | 0 | 0 | 0 | 0 | 0 | 0 | 0 | 0 | 0 | 0 | 0 | 0 | 0
SA | CCGT |  | 4428.0812 | 4414.6707 | 4491.4123 | 4497.2229 | 4395.2756 | 0 | 0 | 0 | 0 | 0 | 0 | 0 | 0
SA | OCGT |  | 191.1503 | 187.4714 | 244.6433 | 289.1632 | 149.8559 | 490.286 | 631.4263 | 342.2569 | 382.0896 | 805.0944 | 721.8433 | 850.1342 | 1019.852
SA | Wind |  | 5891.6619 | 5854.3234 | 5745.0447 | 5634.8886 | 5723.4484 | 5738.5353 | 5797.1643 | 5774.1603 | 5738.5649 | 5825.8145 | 5747.8042 | 5774.5503 | 5791.3353
SA | Solar |  | 1566.3973 | 1559.4335 | 1560.283 | 2486.6376 | 2510.7363 | 2481.6188 | 2528.9495 | 2529.0358 | 2541.8873 | 2528.3925 | 2515.7154 | 2510.7513 | 2523.0813
SA | Liquid fuel |  | 0 | 0 | 0 | 0 | 0 | 0.70868 | 0.70298 | 0.82337 | 0.75187 | 0.30472 | 0.25294 | 0.2112 | 0
SA | Pumped Hydro |  | 0 | 0 | 0 | 0 | 0 | 78.5718 | 80.0978 | 152.3875 | 156.246 | 157.5663 | 163.4159 | 165.245 | 388.7675
SA | Large-scale storage |  | 31.0003 | 32.205 | 38.0523 | 42.2831 | 40.6473 | 41.9908 | 42.015 | 41.8658 | 42.3676 | 41.5943 | 42.695 | 42.7973 | 42.6879
SA | Distributed storage |  | 3.3307 | 7.6487 | 15.3362 | 24.5614 | 31.1378 | 41.9126 | 49.8549 | 58.557 | 69.9243 | 80.3623 | 89.2095 | 99.3687 | 108.8775
TAS | Black coal |  | 0 | 0 | 0 | 0 | 0 | 0 | 0 | 0 | 0 | 0 | 0 | 0 | 0
TAS | Brown coal |  | 0 | 0 | 0 | 0 | 0 | 0 | 0 | 0 | 0 | 0 | 0 | 0 | 0
TAS | Hydro |  | 8580.3716 | 8586.0287 | 8595.1755 | 8577.0911 | 8594.3293 | 8576.536 | 8573.7257 | 8583.7032 | 8602.6365 | 8585.4162 | 8588.4881 | 8578.9255 | 8583.8911
TAS | CCGT |  | 1.0636 | 0.63962 | 0.13799 | 0.20558 | 0.19529 | 2.0697 | 2.1988 | 0.29082 | 0.27364 | 0.66011 | 0.41425 | 0.47689 | 0.53524
TAS | OCGT |  | 0 | 0 | 0 | 0 | 0 | 0 | 0 | 0 | 0 | 0 | 0 | 0 | 0
TAS | Wind |  | 1337.9165 | 1329.713 | 1336.5225 | 1343.0903 | 1307.9383 | 1326.405 | 1330.3364 | 1329.1141 | 1341.4285 | 1287.1199 | 1769.9772 | 1782.7537 | 1789.1653
TAS | Solar |  | 0 | 0 | 0 | 0 | 0 | 0 | 0 | 0 | 0 | 0 | 0 | 0 | 0
TAS | Liquid fuel |  | 0 | 0 | 0 | 0 | 0 | 0 | 0 | 0 | 0 | 0 | 0 | 0 | 0
TAS | Pumped Hydro |  | 0 | 0 | 0 | 0 | 0 | 0 | 0 | 0 | 0 | 0 | 0 | 0 | 0
TAS | Large-scale storage |  | 0 | 0 | 0 | 0 | 0 | 0 | 0 | 0 | 0 | 0 | 0 | 0 | 0
TAS | Distributed storage |  | 0.018825 | 0.057881 | 0.10172 | 0.069324 | 0.11778 | 0.75399 | 0.67109 | 0.26429 | 0.33143 | 0.48588 | 0.31262 | 0.51594 | 0.72039
VIC | Black coal |  | 0 | 0 | 0 | 0 | 0 | 0 | 0 | 0 | 0 | 0 | 0 | 0 | 0
VIC | Brown coal |  | 32173.2133 | 31963.3351 | 29613.7379 | 29549.0533 | 30461.3052 | 29778.3055 | 27033.9702 | 29807.3284 | 26936.0486 | 26849.2886 | 29744.401 | 29740.5673 | 27845.8691
VIC | Hydro |  | 3114.2499 | 3095.0102 | 3150.7042 | 3199.8445 | 3151.9218 | 3187.9474 | 3140.184 | 3126.4593 | 3159.9387 | 3214.3884 | 3172.8131 | 3156.1169 | 3112.2016
VIC | CCGT |  | 36.5365 | 31.7139 | 51.2286 | 57.0772 | 18.1559 | 43.1586 | 39.2588 | 11.0366 | 20.2327 | 35.8553 | 12.8525 | 31.1696 | 0
VIC | OCGT |  | 34.4201 | 30.135 | 48.6149 | 46.7586 | 17.0576 | 50.591 | 149.9241 | 81.1919 | 149.8301 | 203.3748 | 78.2724 | 179.2879 | 398.3265
VIC | Wind |  | 8056.9512 | 8872.8956 | 9548.7742 | 9542.502 | 13608.7481 | 15543.62 | 15832.0262 | 15566.3954 | 15867.4232 | 15663.5849 | 15400.9005 | 15462.0616 | 15606.5775
VIC | Solar |  | 1046.6009 | 1051.6841 | 1056.6052 | 1051.0201 | 1050.9537 | 2271.1908 | 2267.5163 | 2270.3124 | 2290.3192 | 2283.1682 | 2232.4118 | 2225.2603 | 2245.1803
VIC | Liquid fuel |  | 0 | 0 | 0 | 0 | 0 | 0 | 0 | 0 | 0 | 0 | 0 | 0 | 0
VIC | Pumped Hydro |  | 0 | 0 | 0 | 0 | 0 | 0 | 0 | 0 | 0 | 0 | 0 | 0 | 0
VIC | Large-scale storage |  | 55.0698 | 54.2551 | 58.6363 | 62.4845 | 80.4907 | 73.2751 | 65.5066 | 67.7687 | 63.3046 | 60.3047 | 70.0468 | 68.5192 | 62.811
VIC | Distributed storage |  | 9.749 | 22.1947 | 44.9172 | 68.9527 | 83.8901 | 113.3105 | 127.7237 | 147.7459 | 167.9385 | 189.3248 | 215.5093 | 234.7576 | 252.4907
Vic Renewable Energy Zone breakdown (GWh)
Region | Technology | 2018-19 | 2019-20 | 2020-21 | 2021-22 | 2022-23 | 2023-24 | 2024-25 | 2025-26 | 2026-27 | 2027-28 | 2028-29 | 2029-30 | 2030-31 | 2031-32 | 2032-33
VIC | Murray River, Solar |  | 1046.6009 | 1051.6841 | 1056.6052 | 1051.0201 | 1050.9537 | 2271.1908 | 2267.5163 | 2270.3124 | 2290.3192 | 2283.1682 | 2232.4118 | 2225.2603 | 2245.1803
VIC | Gippsland, Wind |  | 353.0922 | 349.4863 | 349.9999 | 349.7869 | 347.1041 | 351.2416 | 351.7489 | 349.367 | 351.2425 | 345.7635 | 349.6307 | 350.4886 | 350.7042
VIC | Moyne, Wind |  | 3928.3467 | 3905.4938 | 4619.2768 | 4612.5302 | 7921.9188 | 9391.348 | 9598.5838 | 9395.3374 | 9645.4639 | 9483.4482 | 9310.0597 | 9320.4593 | 9430.7097
VIC | Western Victoria, Wind |  | 3775.5123 | 4617.9155 | 4579.4975 | 4580.185 | 5339.7251 | 5801.0305 | 5881.6934 | 5821.691 | 5870.7169 | 5834.3732 | 5741.2101 | 5791.1136 | 5825.1637
VIC
VIC
VIC
VIC
VIC

## Slow Change DN_MW
Total NEM Installed Capacity by Technology (MW)
Region | Technology | 2018-19 | 2019-20 | 2020-21 | 2021-22 | 2022-23 | 2023-24 | 2024-25 | 2025-26 | 2026-27 | 2027-28 | 2028-29 | 2029-30 | 2030-31 | 2031-32 | 2032-33
NEM | Black coal |  | 18219 | 18219 | 18219 | 16419 | 16419 | 16419 | 16419 | 14959 | 14959 | 13639 | 11959 | 11959 | 11959
| Brown coal |  | 4808 | 4808 | 4808 | 4808 | 4808 | 4808 | 4808 | 4808 | 4808 | 4808 | 4808 | 4808 | 4808
| Hydro |  | 7185.1 | 7185.1 | 7185.1 | 7185.1 | 7185.1 | 7185.1 | 7185.1 | 7185.1 | 7185.1 | 7185.1 | 7185.1 | 7185.1 | 7185.1
| CCGT |  | 4156 | 4156 | 4156 | 4156 | 4156 | 2694 | 2694 | 2694 | 2694 | 2694 | 2694 | 2694 | 2184
| OCGT |  | 6219.1 | 6219.1 | 5979.1 | 6368.647 | 6374.6606 | 6374.6606 | 6374.6606 | 6374.6606 | 6374.6606 | 6374.6606 | 6374.6606 | 6374.6606 | 6374.6606
| Wind |  | 7412 | 7882 | 8238 | 8738 | 9738 | 10388 | 10338 | 10365.9149 | 10365.9149 | 10847.4731 | 11400.3048 | 11400.3048 | 11400.3048
| Solar |  | 2851.6602 | 2851.6602 | 3001.6602 | 3247.5849 | 3247.5849 | 4062.7578 | 4815.7779 | 5513.4323 | 6171.7252 | 6171.7252 | 6171.7252 | 6171.7252 | 6171.7252
| Liquid fuel |  | 772.7 | 772.7 | 738.7 | 738.7 | 738.7 | 738.7 | 738.7 | 738.7 | 738.7 | 738.7 | 738.7 | 738.7 | 738.7
| Pumped Hydro |  | 740 | 740 | 740 | 740 | 740 | 1157.1459 | 1279.7961 | 1279.7961 | 1279.7961 | 1279.7961 | 1456.2766 | 1456.2766 | 1521.9279
| Large-scale storage |  | 106.4 | 206.4 | 206.4 | 206.4 | 206.4 | 206.4 | 206.4 | 206.4 | 206.4 | 206.4 | 206.4 | 206.4 | 206.4
| Distributed storage |  | 120.4547 | 268.4272 | 449.2418 | 656.783 | 883.7451 | 1127.7292 | 1380.8225 | 1642.9031 | 1910.5029 | 2182.2083 | 2458.6072 | 2725.9008 | 2978.9799
Region | Technology | 2018-19 | 2019-20 | 2020-21 | 2021-22 | 2022-23 | 2023-24 | 2024-25 | 2025-26 | 2026-27 | 2027-28 | 2028-29 | 2029-30 | 2030-31 | 2031-32 | 2032-33
NSW | Black coal |  | 10040 | 10040 | 10040 | 8240 | 8240 | 8240 | 8240 | 8240 | 8240 | 6920 | 6920 | 6920 | 6920
| Brown coal |  | 0 | 0 | 0 | 0 | 0 | 0 | 0 | 0 | 0 | 0 | 0 | 0 | 0
| Hydro |  | 2622 | 2622 | 2622 | 2622 | 2622 | 2622 | 2622 | 2622 | 2622 | 2622 | 2622 | 2622 | 2622
| CCGT |  | 618 | 618 | 618 | 618 | 618 | 618 | 618 | 618 | 618 | 618 | 618 | 618 | 618
| OCGT |  | 1388 | 1388 | 1388 | 1777.547 | 1783.5606 | 1783.5606 | 1783.5606 | 1783.5606 | 1783.5606 | 1783.5606 | 1783.5606 | 1783.5606 | 1783.5606
| Wind |  | 1500 | 1500 | 1500 | 1500 | 1500 | 1500 | 1500 | 1500 | 1500 | 1500 | 1500 | 1500 | 1500
| Solar |  | 878.4125 | 878.4125 | 1028.4125 | 1128.4125 | 1128.4125 | 1128.4125 | 1125.4125 | 1128.4125 | 1128.4125 | 1128.4125 | 1128.4125 | 1128.4125 | 1128.4125
| Liquid fuel |  | 50 | 50 | 50 | 50 | 50 | 50 | 50 | 50 | 50 | 50 | 50 | 50 | 50
| Pumped Hydro |  | 240 | 240 | 240 | 240 | 240 | 240 | 240 | 240 | 240 | 240 | 240 | 240 | 240
| Large-scale storage |  | 0 | 0 | 0 | 0 | 0 | 0 | 0 | 0 | 0 | 0 | 0 | 0 | 0
| Distributed storage |  | 50.31 | 112.14 | 191.76 | 285.63 | 392.11 | 507.96 | 629.21 | 755.21 | 884.1 | 1014.56 | 1146.74 | 1268.08 | 1374.69
QLD | Black coal |  | 8179 | 8179 | 8179 | 8179 | 8179 | 8179 | 8179 | 6719 | 6719 | 6719 | 5039 | 5039 | 5039
| Brown coal |  | 0 | 0 | 0 | 0 | 0 | 0 | 0 | 0 | 0 | 0 | 0 | 0 | 0
| Hydro |  | 152.4 | 152.4 | 152.4 | 152.4 | 152.4 | 152.4 | 152.4 | 152.4 | 152.4 | 152.4 | 152.4 | 152.4 | 152.4
| CCGT |  | 1565 | 1565 | 1565 | 1565 | 1565 | 1565 | 1565 | 1565 | 1565 | 1565 | 1565 | 1565 | 1565
| OCGT |  | 1474 | 1474 | 1474 | 1474 | 1474 | 1474 | 1474 | 1474 | 1474 | 1474 | 1474 | 1474 | 1474
| Wind |  | 676 | 676 | 676 | 676 | 676 | 676 | 676 | 703.9149 | 703.9149 | 1158.8154 | 1711.647 | 1711.647 | 1711.647
| Solar |  | 1224.5 | 1224.5 | 1224.5 | 1224.5 | 1224.5 | 1224.5 | 1831.827 | 2526.4814 | 3184.7743 | 3184.7743 | 3184.7743 | 3184.7743 | 3184.7743
| Liquid fuel |  | 457.5 | 457.5 | 423.5 | 423.5 | 423.5 | 423.5 | 423.5 | 423.5 | 423.5 | 423.5 | 423.5 | 423.5 | 423.5
| Pumped Hydro |  | 500 | 500 | 500 | 500 | 500 | 500 | 500 | 500 | 500 | 500 | 676.4805 | 676.4805 | 742.1317
| Large-scale storage |  | 1.4 | 101.4 | 101.4 | 101.4 | 101.4 | 101.4 | 101.4 | 101.4 | 101.4 | 101.4 | 101.4 | 101.4 | 101.4
| Distributed storage |  | 27.3846 | 61.869 | 103.6833 | 150.7139 | 200.5457 | 252.5092 | 305.4067 | 359.7307 | 415.478 | 472.3329 | 530.0762 | 588.5222 | 647.51
SA | Black coal |  | 0 | 0 | 0 | 0 | 0 | 0 | 0 | 0 | 0 | 0 | 0 | 0 | 0
SA | Brown coal |  | 0 | 0 | 0 | 0 | 0 | 0 | 0 | 0 | 0 | 0 | 0 | 0 | 0
SA | Hydro |  | 0 | 0 | 0 | 0 | 0 | 0 | 0 | 0 | 0 | 0 | 0 | 0 | 0
SA | CCGT |  | 1462 | 1462 | 1462 | 1462 | 1462 | 0 | 0 | 0 | 0 | 0 | 0 | 0 | 0
SA | OCGT |  | 1209.1 | 1209.1 | 969.1 | 969.1 | 969.1 | 969.1 | 969.1 | 969.1 | 969.1 | 969.1 | 969.1 | 969.1 | 969.1
SA | Wind |  | 2052 | 2052 | 2052 | 2052 | 2052 | 2052 | 2052 | 2052 | 2052 | 2052 | 2052 | 2052 | 2052
SA | Solar |  | 346.7477 | 346.7477 | 346.7477 | 492.6724 | 492.6724 | 802.8453 | 951.5384 | 951.5384 | 951.5384 | 951.5384 | 951.5384 | 951.5384 | 951.5384
SA | Liquid fuel |  | 265.2 | 265.2 | 265.2 | 265.2 | 265.2 | 265.2 | 265.2 | 265.2 | 265.2 | 265.2 | 265.2 | 265.2 | 265.2
SA | Pumped Hydro |  | 0 | 0 | 0 | 0 | 0 | 417.1459 | 539.7961 | 539.7961 | 539.7961 | 539.7961 | 539.7961 | 539.7961 | 539.7961
SA | Large-scale storage |  | 30 | 30 | 30 | 30 | 30 | 30 | 30 | 30 | 30 | 30 | 30 | 30 | 30
SA | Distributed storage |  | 9.3972 | 21.2282 | 36.5418 | 54.7233 | 75.2934 | 98.4033 | 123.269 | 149.5928 | 177.1413 | 205.7433 | 235.245 | 264.7586 | 293.3206
TAS | Black coal |  | 0 | 0 | 0 | 0 | 0 | 0 | 0 | 0 | 0 | 0 | 0 | 0 | 0
TAS | Brown coal |  | 0 | 0 | 0 | 0 | 0 | 0 | 0 | 0 | 0 | 0 | 0 | 0 | 0
TAS | Hydro |  | 2191.7 | 2191.7 | 2191.7 | 2191.7 | 2191.7 | 2191.7 | 2191.7 | 2191.7 | 2191.7 | 2191.7 | 2191.7 | 2191.7 | 2191.7
TAS | CCGT | bar: 2019-20 to 2031-32
TAS | OCGT |  | 163 | 163 | 163 | 163 | 163 | 163 | 163 | 163 | 163 | 163 | 163 | 163 | 163
TAS | Wind |  | 420 | 420 | 420 | 420 | 420 | 420 | 420 | 420 | 420 | 446.6578 | 446.6578 | 446.6578 | 446.6578
TAS | Solar |  | 0 | 0 | 0 | 0 | 0 | 0 | 0 | 0 | 0 | 0 | 0 | 0 | 0
TAS | Liquid fuel |  | 0 | 0 | 0 | 0 | 0 | 0 | 0 | 0 | 0 | 0 | 0 | 0 | 0
TAS | Pumped Hydro |  | 0 | 0 | 0 | 0 | 0 | 0 | 0 | 0 | 0 | 0 | 0 | 0 | 0
TAS | Large-scale storage |  | 0 | 0 | 0 | 0 | 0 | 0 | 0 | 0 | 0 | 0 | 0 | 0 | 0
TAS | Distributed storage |  | 2.2148 | 4.8034 | 7.9288 | 11.7855 | 14.8346 | 17.4601 | 19.4244 | 21.3119 | 22.9989 | 24.4779 | 25.9328 | 27.3307 | 28.6784
VIC | Black coal |  | 0 | 0 | 0 | 0 | 0 | 0 | 0 | 0 | 0 | 0 | 0 | 0 | 0
VIC | Brown coal |  | 4808 | 4808 | 4808 | 4808 | 4808 | 4808 | 4808 | 4808 | 4808 | 4808 | 4808 | 4808 | 4808
VIC | Hydro |  | 2219 | 2219 | 2219 | 2219 | 2219 | 2219 | 2219 | 2219 | 2219 | 2219 | 2219 | 2219 | 2219
VIC | CCGT |  | 510 | 510 | 510 | 510 | 510 | 510 | 510 | 510 | 510 | 510 | 510 | 510 | 0
VIC | OCGT |  | 1985 | 1985 | 1985 | 1985 | 1985 | 1985 | 1985 | 1985 | 1985 | 1985 | 1985 | 1985 | 1985
VIC | Wind |  | 2764 | 3234 | 3590 | 4090 | 5090 | 5740 | 5690 | 5690 | 5690 | 5690 | 5690 | 5690 | 5690
VIC | Solar |  | 402 | 402 | 402 | 402 | 402 | 907 | 907 | 907 | 907 | 907 | 907 | 907 | 907
VIC | Liquid fuel |  | 0 | 0 | 0 | 0 | 0 | 0 | 0 | 0 | 0 | 0 | 0 | 0 | 0
VIC | Pumped Hydro |  | 0 | 0 | 0 | 0 | 0 | 0 | 0 | 0 | 0 | 0 | 0 | 0 | 0
VIC | Large-scale storage |  | 75 | 75 | 75 | 75 | 75 | 75 | 75 | 75 | 75 | 75 | 75 | 75 | 75
VIC | Distributed storage |  | 31.1482 | 68.3866 | 109.328 | 153.9304 | 200.9614 | 251.3966 | 303.5124 | 357.0578 | 410.7848 | 465.0942 | 520.6132 | 577.2093 | 634.7808
Vic Renewable Energy Zone breakdown (MW)
Region | Technology | 2018-19 | 2019-20 | 2020-21 | 2021-22 | 2022-23 | 2023-24 | 2024-25 | 2025-26 | 2026-27 | 2027-28 | 2028-29 | 2029-30 | 2030-31 | 2031-32 | 2032-33
VIC | Murray River, Solar |  | 402 | 402 | 402 | 402 | 402 | 907 | 907 | 907 | 907 | 907 | 907 | 907 | 907
VIC | Gippsland, Wind |  | 107 | 107 | 107 | 107 | 107 | 107 | 107 | 107 | 107 | 107 | 107 | 107 | 107
VIC | Moyne, Wind |  | 1398 | 1398 | 1548 | 2048 | 3048 | 3698 | 3648 | 3648 | 3648 | 3648 | 3648 | 3648 | 3648
VIC | Western Victoria, Wind |  | 1259 | 1729 | 1935 | 1935 | 1935 | 1935 | 1935 | 1935 | 1935 | 1935 | 1935 | 1935 | 1935
VIC
VIC
VIC
VIC
VIC

## Slow Change DN_GWh
Total NEM Generated Energy by Technology (GWh)
Region | Technology | 2018-19 | 2019-20 | 2020-21 | 2021-22 | 2022-23 | 2023-24 | 2024-25 | 2025-26 | 2026-27 | 2027-28 | 2028-29 | 2029-30 | 2030-31 | 2031-32 | 2032-33
NEM | Black coal |  | 86684.6553 | 84917.1278 | 83953.1463 | 81541.2556 | 78955.7957 | 79764.2465 | 78919.2822 | 75794.3166 | 74776.3281 | 69889.2222 | 63067.3404 | 59997.0503 | 57443.5278
| Brown coal |  | 31851.5946 | 31462.8533 | 28866.5463 | 27428.6163 | 27370.5088 | 27256.8736 | 25267.9787 | 27143.4275 | 24984.3032 | 24869.841 | 26853.1062 | 26730.0951 | 24956.0085
| Hydro |  | 15411.3842 | 15404.4478 | 15454.7685 | 15468.4129 | 15481.8438 | 15499.0506 | 15522.1295 | 15621.7266 | 15801.468 | 15957.7206 | 16108.0676 | 16248.768 | 16328.4755
| CCGT |  | 5812.227 | 5783.395 | 5825.5103 | 5846.2718 | 5798.8251 | 1565.1537 | 1654.6899 | 1758.7696 | 1784.1663 | 1823.3594 | 2007.6119 | 2128.9694 | 1832.1991
| OCGT |  | 697.8831 | 695.7951 | 386.6974 | 72.1307 | 38.8476 | 164.1463 | 160.9495 | 133.9842 | 152.3648 | 151.7755 | 122.5607 | 146.2439 | 111.573
| Wind |  | 21542.4472 | 22670.777 | 23250.9269 | 24646.4209 | 26788.9026 | 27740.8949 | 28230.6089 | 27785.7197 | 28214.6998 | 29865.7981 | 31484.984 | 31651.2037 | 31635.7507
| Solar |  | 7449.015 | 7443.3778 | 7892.1757 | 8511.3577 | 8543.2419 | 10597.9395 | 12611.4156 | 14388.4162 | 16075.0099 | 15860.9681 | 15862.6485 | 15767.4403 | 15571.6552
| Liquid fuel |  | 0 | 0 | 0 | 0 | 0 | 0 | 0 | 0 | 0 | 0 | 0 | 0 | 0
| Pumped Hydro |  | 53.5768 | 56.737 | 104.2752 | 174.9219 | 178.7422 | 704.6362 | 958.0775 | 1197.9834 | 1393.3728 | 1542.2128 | 2007.4241 | 2161.04 | 2277.9674
| Large-scale storage |  | 78.8214 | 144.6942 | 158.83 | 174.6291 | 199.6725 | 219.3959 | 216.6751 | 225.7346 | 227.6319 | 233.586 | 239.1524 | 238.7248 | 243.5934
| Distributed storage |  | 49.2288 | 95.8364 | 206.0534 | 343.2993 | 470.9948 | 716.0624 | 906.0624 | 1075.5012 | 1301.5839 | 1548.2937 | 1737.5194 | 1923.7778 | 2088.2819
Region | Technology | 2018-19 | 2019-20 | 2020-21 | 2021-22 | 2022-23 | 2023-24 | 2024-25 | 2025-26 | 2026-27 | 2027-28 | 2028-29 | 2029-30 | 2030-31 | 2031-32 | 2032-33
NSW | Black coal |  | 49553.001 | 48512.3502 | 46096.7435 | 41880.2574 | 40246.6269 | 39806.1088 | 41638.493 | 42304.3614 | 42423.4631 | 36697.8323 | 35641.7576 | 34622.409 | 33304.3575
| Brown coal |  | 0 | 0 | 0 | 0 | 0 | 0 | 0 | 0 | 0 | 0 | 0 | 0 | 0
| Hydro |  | 3083.3194 | 3091.4013 | 3130.437 | 3181.4385 | 3137.6714 | 3187.3089 | 3217.8613 | 3300.7011 | 3454.7334 | 3618.3414 | 3762.1403 | 3959.1274 | 4025.0257
| CCGT |  | 6.7304 | 14.6701 | 45.0866 | 64.4636 | 33.0641 | 105.395 | 112.7407 | 103.0683 | 116.9822 | 176.8742 | 128.7813 | 113.1687 | 102.9263
| OCGT |  | 0 | 0.16434 | 8.7776 | 11.5494 | 1.4511 | 82.4732 | 64.715 | 66.9733 | 65.7588 | 55.3203 | 52.2354 | 61.4757 | 48.3954
| Wind |  | 4269.3333 | 4264.1217 | 4218.6806 | 4311.9315 | 4283.9031 | 4204.6427 | 4256.9974 | 4247.496 | 4213.351 | 4197.9112 | 4148.5314 | 4185.5218 | 4185.9013
| Solar |  | 2218.3148 | 2215.4309 | 2651.8774 | 2887.6881 | 2904.3237 | 2912.1387 | 2884.7539 | 2866.3309 | 2839.8323 | 2816.2165 | 2804.355 | 2757.226 | 2714.3011
| Liquid fuel |  | 0 | 0 | 0 | 0 | 0 | 0 | 0 | 0 | 0 | 0 | 0 | 0 | 0
| Pumped Hydro |  | 12.7836 | 15.0946 | 38.7529 | 57.6555 | 60.3544 | 67.5485 | 62.6874 | 92.7029 | 109.3073 | 129.1959 | 154.4546 | 159.571 | 174.0887
| Large-scale storage |  | 0 | 0 | 0 | 0 | 0 | 0 | 0 | 0 | 0 | 0 | 0 | 0 | 0
| Distributed storage |  | 15.1897 | 23.671 | 66.1513 | 120.5425 | 162.9241 | 292.9175 | 379.0927 | 450.7395 | 566.9849 | 691.3758 | 784.1472 | 868.4039 | 937.0511
QLD | Black coal |  | 37131.6543 | 36404.7776 | 37856.4028 | 39660.9982 | 38709.1688 | 39958.1377 | 37280.7893 | 33489.9552 | 32352.865 | 33191.3899 | 27425.5828 | 25374.6413 | 24139.1703
| Brown coal |  | 0 | 0 | 0 | 0 | 0 | 0 | 0 | 0 | 0 | 0 | 0 | 0 | 0
| Hydro |  | 635.5184 | 634.774 | 634.7097 | 635.024 | 636.5431 | 634.404 | 634.8182 | 634.9799 | 636.3431 | 635.3061 | 634.8626 | 634.8713 | 635.7553
| CCGT |  | 1425.5033 | 1422.702 | 1426.0401 | 1449.2299 | 1434.2977 | 1459.1808 | 1540.5944 | 1655.7013 | 1667.1841 | 1645.5537 | 1878.8306 | 2015.8007 | 1729.2727
| OCGT |  | 589.8289 | 591.431 | 294.4395 | 0 | 0 | 0 | 0 | 3.1124 | 5.6861 | 0.3497 | 6.5763 | 17.5148 | 3.2942
| Wind |  | 1965.575 | 1965.6988 | 1949.4961 | 1999.7754 | 1976.5182 | 1936.6756 | 1963.0512 | 2068.9645 | 2028.1332 | 3710.8282 | 5898.907 | 5919.9953 | 5854.7905
| Solar |  | 3245.097 | 3242.2924 | 3251.0049 | 3240.0081 | 3252.5148 | 3249.4527 | 4873.3691 | 6722.0929 | 8391.0635 | 8227.4992 | 8370.3507 | 8368.2519 | 8209.3619
| Liquid fuel |  | 0 | 0 | 0 | 0 | 0 | 0 | 0 | 0 | 0 | 0 | 0 | 0 | 0
| Pumped Hydro |  | 40.7932 | 41.6423 | 65.5222 | 117.2664 | 118.3879 | 145.3743 | 225.9599 | 373.5471 | 493.0535 | 545.3509 | 957.123 | 1080.653 | 1163.0427
| Large-scale storage |  | 0.42168 | 68.4329 | 70.2234 | 69.6064 | 73.1105 | 75.9022 | 76.2662 | 79.5275 | 87.2019 | 92.0905 | 90.2683 | 89.6236 | 96.58
| Distributed storage |  | 11.7563 | 26.2894 | 52.3658 | 80.3965 | 114.3375 | 153.5205 | 206.4861 | 253.8681 | 298.6456 | 342.3446 | 388.6721 | 432.6326 | 471.1759
SA | Black coal |  | 0 | 0 | 0 | 0 | 0 | 0 | 0 | 0 | 0 | 0 | 0 | 0 | 0
SA | Brown coal |  | 0 | 0 | 0 | 0 | 0 | 0 | 0 | 0 | 0 | 0 | 0 | 0 | 0
SA | Hydro |  | 0 | 0 | 0 | 0 | 0 | 0 | 0 | 0 | 0 | 0 | 0 | 0 | 0
SA | CCGT |  | 4365.2888 | 4333.2735 | 4344.254 | 4329.134 | 4328.6852 | 0 | 0 | 0 | 0 | 0 | 0 | 0 | 0
SA | OCGT |  | 96.6329 | 94.1961 | 76.4509 | 58.8456 | 36.0336 | 76.285 | 83.4576 | 61.4499 | 77.3512 | 85.7458 | 62.3964 | 64.452 | 59.0312
SA | Wind |  | 5922.5851 | 5885.1414 | 5773.4603 | 5767.639 | 5882.0137 | 5806.1301 | 5813.5639 | 5790.6874 | 5727.8728 | 5831.5665 | 5768.3775 | 5791.144 | 5768.3652
SA | Solar |  | 937.0416 | 932.4795 | 932.0784 | 1328.4649 | 1337.9067 | 2195.3254 | 2603.2549 | 2599.249 | 2595.109 | 2583.6277 | 2566.0661 | 2544.7632 | 2549.7536
SA | Liquid fuel |  | 0 | 0 | 0 | 0 | 0 | 0 | 0 | 0 | 0 | 0 | 0 | 0 | 0
SA | Pumped Hydro |  | 0 | 0 | 0 | 0 | 0 | 491.7135 | 669.4302 | 731.7334 | 791.012 | 867.666 | 895.8466 | 920.8161 | 940.836
SA | Large-scale storage |  | 24.1116 | 23.5374 | 24.9914 | 27.7538 | 28.4012 | 36.1245 | 38.7558 | 38.4926 | 39.9902 | 40.8831 | 41.1486 | 41.3893 | 41.9049
SA | Distributed storage |  | 5.3246 | 11.9098 | 21.3039 | 34.7757 | 48.1283 | 72.4956 | 91.0048 | 110.4035 | 131.6432 | 154.8289 | 176.2775 | 197.6134 | 215.2589
TAS | Black coal |  | 0 | 0 | 0 | 0 | 0 | 0 | 0 | 0 | 0 | 0 | 0 | 0 | 0
TAS | Brown coal |  | 0 | 0 | 0 | 0 | 0 | 0 | 0 | 0 | 0 | 0 | 0 | 0 | 0
TAS | Hydro |  | 8581.6127 | 8583.3778 | 8594.2437 | 8581.6426 | 8575.6288 | 8574.4099 | 8575.075 | 8582.5409 | 8601.4634 | 8581.9444 | 8583.6215 | 8569.9109 | 8577.9263
TAS | CCGT |  | 0.026111 | 0.13059 | 0 | 0 | 0 | 0.28493 | 0.37879 | 0 | 0 | 0.057173 | 0 | 0 | 0
TAS | OCGT |  | 0 | 0 | 0 | 0 | 0 | 0 | 0 | 0 | 0 | 0 | 0 | 0 | 0
TAS | Wind |  | 1337.9165 | 1329.6921 | 1335.867 | 1342.8874 | 1306.7774 | 1326.1605 | 1328.9449 | 1327.6051 | 1341.5218 | 1403.3776 | 1441.1411 | 1448.8924 | 1453.4922
TAS | Solar |  | 0 | 0 | 0 | 0 | 0 | 0 | 0 | 0 | 0 | 0 | 0 | 0 | 0
TAS | Liquid fuel |  | 0 | 0 | 0 | 0 | 0 | 0 | 0 | 0 | 0 | 0 | 0 | 0 | 0
TAS | Pumped Hydro |  | 0 | 0 | 0 | 0 | 0 | 0 | 0 | 0 | 0 | 0 | 0 | 0 | 0
TAS | Large-scale storage |  | 0 | 0 | 0 | 0 | 0 | 0 | 0 | 0 | 0 | 0 | 0 | 0 | 0
TAS | Distributed storage |  | 0.011074 | 0.018253 | 0.10883 | 0.084855 | 0.085631 | 0.44687 | 0.31596 | 0.080967 | 0.034834 | 0.13145 | 0.15359 | 0.20896 | 0.18168
VIC | Black coal |  | 0 | 0 | 0 | 0 | 0 | 0 | 0 | 0 | 0 | 0 | 0 | 0 | 0
VIC | Brown coal |  | 31851.5946 | 31462.8533 | 28866.5463 | 27428.6163 | 27370.5088 | 27256.8736 | 25267.9787 | 27143.4275 | 24984.3032 | 24869.841 | 26853.1062 | 26730.0951 | 24956.0085
VIC | Hydro |  | 3110.9337 | 3094.8947 | 3095.3781 | 3070.3078 | 3132.0006 | 3102.9279 | 3094.3749 | 3103.5047 | 3108.9282 | 3122.1287 | 3127.4432 | 3084.8584 | 3089.7683
VIC | CCGT |  | 14.6784 | 12.6188 | 10.1296 | 3.4442 | 2.7781 | 0.29295 | 0.97605 | 0 | 0 | 0.87438 | 0 | 0 | 0
VIC | OCGT |  | 11.4214 | 10.0037 | 7.0294 | 1.7357 | 1.3629 | 5.3882 | 12.7769 | 2.4487 | 3.5687 | 10.3597 | 1.3526 | 2.8015 | 0.85224
VIC | Wind |  | 8047.0374 | 9226.123 | 9973.423 | 11224.1876 | 13339.6902 | 14467.286 | 14868.0515 | 14350.9668 | 14903.8209 | 14722.1147 | 14228.027 | 14305.6502 | 14373.2015
VIC | Solar |  | 1048.5616 | 1053.175 | 1057.2149 | 1055.1967 | 1048.4966 | 2241.0227 | 2250.0377 | 2200.7434 | 2249.005 | 2233.6248 | 2121.8768 | 2097.1991 | 2098.2386
VIC | Liquid fuel |  | 0 | 0 | 0 | 0 | 0 | 0 | 0 | 0 | 0 | 0 | 0 | 0 | 0
VIC | Pumped Hydro |  | 0 | 0 | 0 | 0 | 0 | 0 | 0 | 0 | 0 | 0 | 0 | 0 | 0
VIC | Large-scale storage |  | 54.2881 | 52.7239 | 63.6152 | 77.269 | 98.1608 | 107.3693 | 101.6532 | 107.7145 | 100.4398 | 100.6124 | 107.7354 | 107.712 | 105.1084
VIC | Distributed storage |  | 16.9471 | 33.9479 | 66.1236 | 107.4999 | 145.5193 | 196.6818 | 229.1628 | 260.4092 | 304.2753 | 359.613 | 388.269 | 424.919 | 464.6143
Vic Renewable Energy Zone breakdown (GWh)
Region | Technology | 2018-19 | 2019-20 | 2020-21 | 2021-22 | 2022-23 | 2023-24 | 2024-25 | 2025-26 | 2026-27 | 2027-28 | 2028-29 | 2029-30 | 2030-31 | 2031-32 | 2032-33
VIC | Murray River, Solar |  | 1048.5616 | 1053.175 | 1057.2149 | 1055.1967 | 1048.4966 | 2241.0227 | 2250.0377 | 2200.7434 | 2249.005 | 2233.6248 | 2121.8768 | 2097.1991 | 2098.2386
VIC | Gippsland, Wind |  | 352.725 | 348.6899 | 348.8948 | 347.1668 | 343.9895 | 348.4558 | 349.2098 | 344.7563 | 347.2935 | 342.2722 | 342.9217 | 342.4088 | 339.7358
VIC | Moyne, Wind |  | 3924.5464 | 3893.3935 | 4294.2865 | 5601.6346 | 7755.0948 | 8959.304 | 9300.8592 | 8851.8319 | 9335.0909 | 9206.1743 | 8808.4966 | 8859.3355 | 8924.7619
VIC | Western Victoria, Wind |  | 3769.766 | 4984.0396 | 5330.2417 | 5275.3862 | 5240.6058 | 5159.5262 | 5217.9826 | 5154.3785 | 5221.4365 | 5173.6682 | 5076.6087 | 5103.9059 | 5108.7038
VIC
VIC
VIC
VIC
VIC

## Slow Change Upgrade Both_MW
Total NEM Installed Capacity by Technology (MW)
Region | Technology | 2018-19 | 2019-20 | 2020-21 | 2021-22 | 2022-23 | 2023-24 | 2024-25 | 2025-26 | 2026-27 | 2027-28 | 2028-29 | 2029-30 | 2030-31 | 2031-32 | 2032-33
NEM | Black coal |  | 18219 | 18219 | 18219 | 16419 | 16419 | 16419 | 16419 | 14959 | 14959 | 13639 | 11959 | 11959 | 11959
| Brown coal |  | 4808 | 4808 | 4808 | 4808 | 4808 | 4808 | 4808 | 4808 | 4808 | 4808 | 4808 | 4808 | 4808
| Hydro |  | 7185.1 | 7185.1 | 7185.1 | 7185.1 | 7185.1 | 7185.1 | 7185.1 | 7185.1 | 7185.1 | 7185.1 | 7185.1 | 7185.1 | 7185.1
| CCGT |  | 4156 | 4156 | 4156 | 4156 | 4156 | 2694 | 2694 | 2694 | 2694 | 2694 | 2694 | 2694 | 2184
| OCGT |  | 6219.1 | 6219.1 | 5979.1 | 6253.7504 | 6353.717 | 6353.717 | 6353.717 | 6353.717 | 6353.717 | 6353.717 | 6353.717 | 6353.717 | 6353.717
| Wind |  | 7412 | 7732 | 7982 | 8388 | 9248 | 9648 | 9648 | 9812.4345 | 9812.4345 | 10369.9572 | 10922.4983 | 10922.4983 | 10922.4983
| Solar |  | 2851.6602 | 2851.6602 | 3001.6602 | 3524.6262 | 3524.6262 | 4566.667 | 5170.9939 | 5745.8639 | 6406.4887 | 6406.4887 | 6406.4887 | 6406.4887 | 6406.4887
| Liquid fuel |  | 772.7 | 772.7 | 738.7 | 738.7 | 738.7 | 738.7 | 738.7 | 738.7 | 738.7 | 738.7 | 738.7 | 738.7 | 738.7
| Pumped Hydro |  | 740 | 740 | 740 | 740 | 740 | 1036.1855 | 1275.4589 | 1275.4589 | 1275.4589 | 1275.4589 | 1446.7111 | 1446.7111 | 1486.1525
| Large-scale storage |  | 106.4 | 206.4 | 206.4 | 206.4 | 206.4 | 206.4 | 206.4 | 206.4 | 206.4 | 206.4 | 206.4 | 206.4 | 206.4
| Distributed storage |  | 120.4547 | 268.4272 | 449.2418 | 656.783 | 883.7451 | 1127.7292 | 1380.8225 | 1642.9031 | 1910.5029 | 2182.2083 | 2458.6072 | 2725.9008 | 2978.9799
Region | Technology | 2018-19 | 2019-20 | 2020-21 | 2021-22 | 2022-23 | 2023-24 | 2024-25 | 2025-26 | 2026-27 | 2027-28 | 2028-29 | 2029-30 | 2030-31 | 2031-32 | 2032-33
NSW | Black coal |  | 10040 | 10040 | 10040 | 8240 | 8240 | 8240 | 8240 | 8240 | 8240 | 6920 | 6920 | 6920 | 6920
| Brown coal |  | 0 | 0 | 0 | 0 | 0 | 0 | 0 | 0 | 0 | 0 | 0 | 0 | 0
| Hydro |  | 2622 | 2622 | 2622 | 2622 | 2622 | 2622 | 2622 | 2622 | 2622 | 2622 | 2622 | 2622 | 2622
| CCGT |  | 618 | 618 | 618 | 618 | 618 | 618 | 618 | 618 | 618 | 618 | 618 | 618 | 618
| OCGT |  | 1388 | 1388 | 1388 | 1662.6504 | 1762.617 | 1762.617 | 1762.617 | 1762.617 | 1762.617 | 1762.617 | 1762.617 | 1762.617 | 1762.617
| Wind |  | 1500 | 1500 | 1500 | 1500 | 1500 | 1500 | 1500 | 1500 | 1500 | 1500 | 1500 | 1500 | 1500
| Solar |  | 878.4125 | 878.4125 | 1028.4125 | 1245.0176 | 1245.0176 | 1245.0176 | 1242.0176 | 1245.0176 | 1245.0176 | 1245.0176 | 1245.0176 | 1245.0176 | 1245.0176
| Liquid fuel |  | 50 | 50 | 50 | 50 | 50 | 50 | 50 | 50 | 50 | 50 | 50 | 50 | 50
| Pumped Hydro |  | 240 | 240 | 240 | 240 | 240 | 240 | 240 | 240 | 240 | 240 | 240 | 240 | 240
| Large-scale storage |  | 0 | 0 | 0 | 0 | 0 | 0 | 0 | 0 | 0 | 0 | 0 | 0 | 0
| Distributed storage |  | 50.31 | 112.14 | 191.76 | 285.63 | 392.11 | 507.96 | 629.21 | 755.21 | 884.1 | 1014.56 | 1146.74 | 1268.08 | 1374.69
QLD | Black coal |  | 8179 | 8179 | 8179 | 8179 | 8179 | 8179 | 8179 | 6719 | 6719 | 6719 | 5039 | 5039 | 5039
| Brown coal |  | 0 | 0 | 0 | 0 | 0 | 0 | 0 | 0 | 0 | 0 | 0 | 0 | 0
| Hydro |  | 152.4 | 152.4 | 152.4 | 152.4 | 152.4 | 152.4 | 152.4 | 152.4 | 152.4 | 152.4 | 152.4 | 152.4 | 152.4
| CCGT |  | 1565 | 1565 | 1565 | 1565 | 1565 | 1565 | 1565 | 1565 | 1565 | 1565 | 1565 | 1565 | 1565
| OCGT |  | 1474 | 1474 | 1474 | 1474 | 1474 | 1474 | 1474 | 1474 | 1474 | 1474 | 1474 | 1474 | 1474
| Wind |  | 676 | 676 | 676 | 676 | 676 | 676 | 676 | 784.6289 | 784.6289 | 1246.671 | 1799.2122 | 1799.2122 | 1799.2122
| Solar |  | 1224.5 | 1224.5 | 1224.5 | 1224.5 | 1224.5 | 1224.5 | 1831.827 | 2403.697 | 3064.3217 | 3064.3217 | 3064.3217 | 3064.3217 | 3064.3217
| Liquid fuel |  | 457.5 | 457.5 | 423.5 | 423.5 | 423.5 | 423.5 | 423.5 | 423.5 | 423.5 | 423.5 | 423.5 | 423.5 | 423.5
| Pumped Hydro |  | 500 | 500 | 500 | 500 | 500 | 500 | 500 | 500 | 500 | 500 | 671.2521 | 671.2521 | 710.6935
| Large-scale storage |  | 1.4 | 101.4 | 101.4 | 101.4 | 101.4 | 101.4 | 101.4 | 101.4 | 101.4 | 101.4 | 101.4 | 101.4 | 101.4
| Distributed storage |  | 27.3846 | 61.869 | 103.6833 | 150.7139 | 200.5457 | 252.5092 | 305.4067 | 359.7307 | 415.478 | 472.3329 | 530.0762 | 588.5222 | 647.51
SA | Black coal |  | 0 | 0 | 0 | 0 | 0 | 0 | 0 | 0 | 0 | 0 | 0 | 0 | 0
SA | Brown coal |  | 0 | 0 | 0 | 0 | 0 | 0 | 0 | 0 | 0 | 0 | 0 | 0 | 0
SA | Hydro |  | 0 | 0 | 0 | 0 | 0 | 0 | 0 | 0 | 0 | 0 | 0 | 0 | 0
SA | CCGT |  | 1462 | 1462 | 1462 | 1462 | 1462 | 0 | 0 | 0 | 0 | 0 | 0 | 0 | 0
SA | OCGT |  | 1209.1 | 1209.1 | 969.1 | 969.1 | 969.1 | 969.1 | 969.1 | 969.1 | 969.1 | 969.1 | 969.1 | 969.1 | 969.1
SA | Wind |  | 2052 | 2052 | 2052 | 2052 | 2052 | 2052 | 2052 | 2052 | 2052 | 2052 | 2052 | 2052 | 2052
SA | Solar |  | 346.7477 | 346.7477 | 346.7477 | 653.1086 | 653.1086 | 690.1494 | 690.1494 | 690.1494 | 690.1494 | 690.1494 | 690.1494 | 690.1494 | 690.1494
SA | Liquid fuel |  | 265.2 | 265.2 | 265.2 | 265.2 | 265.2 | 265.2 | 265.2 | 265.2 | 265.2 | 265.2 | 265.2 | 265.2 | 265.2
SA | Pumped Hydro |  | 0 | 0 | 0 | 0 | 0 | 296.1855 | 535.4589 | 535.4589 | 535.4589 | 535.4589 | 535.4589 | 535.4589 | 535.4589
SA | Large-scale storage |  | 30 | 30 | 30 | 30 | 30 | 30 | 30 | 30 | 30 | 30 | 30 | 30 | 30
SA | Distributed storage |  | 9.3972 | 21.2282 | 36.5418 | 54.7233 | 75.2934 | 98.4033 | 123.269 | 149.5928 | 177.1413 | 205.7433 | 235.245 | 264.7586 | 293.3206
TAS | Black coal |  | 0 | 0 | 0 | 0 | 0 | 0 | 0 | 0 | 0 | 0 | 0 | 0 | 0
TAS | Brown coal |  | 0 | 0 | 0 | 0 | 0 | 0 | 0 | 0 | 0 | 0 | 0 | 0 | 0
TAS | Hydro |  | 2191.7 | 2191.7 | 2191.7 | 2191.7 | 2191.7 | 2191.7 | 2191.7 | 2191.7 | 2191.7 | 2191.7 | 2191.7 | 2191.7 | 2191.7
TAS | CCGT | bar: 2019-20 to 2031-32
TAS | OCGT |  | 163 | 163 | 163 | 163 | 163 | 163 | 163 | 163 | 163 | 163 | 163 | 163 | 163
TAS | Wind |  | 420 | 420 | 420 | 420 | 420 | 420 | 420 | 475.8056 | 475.8056 | 571.2861 | 571.2861 | 571.2861 | 571.2861
TAS | Solar |  | 0 | 0 | 0 | 0 | 0 | 0 | 0 | 0 | 0 | 0 | 0 | 0 | 0
TAS | Liquid fuel |  | 0 | 0 | 0 | 0 | 0 | 0 | 0 | 0 | 0 | 0 | 0 | 0 | 0
TAS | Pumped Hydro |  | 0 | 0 | 0 | 0 | 0 | 0 | 0 | 0 | 0 | 0 | 0 | 0 | 0
TAS | Large-scale storage |  | 0 | 0 | 0 | 0 | 0 | 0 | 0 | 0 | 0 | 0 | 0 | 0 | 0
TAS | Distributed storage |  | 2.2148 | 4.8034 | 7.9288 | 11.7855 | 14.8346 | 17.4601 | 19.4244 | 21.3119 | 22.9989 | 24.4779 | 25.9328 | 27.3307 | 28.6784
VIC | Black coal |  | 0 | 0 | 0 | 0 | 0 | 0 | 0 | 0 | 0 | 0 | 0 | 0 | 0
VIC | Brown coal |  | 4808 | 4808 | 4808 | 4808 | 4808 | 4808 | 4808 | 4808 | 4808 | 4808 | 4808 | 4808 | 4808
VIC | Hydro |  | 2219 | 2219 | 2219 | 2219 | 2219 | 2219 | 2219 | 2219 | 2219 | 2219 | 2219 | 2219 | 2219
VIC | CCGT |  | 510 | 510 | 510 | 510 | 510 | 510 | 510 | 510 | 510 | 510 | 510 | 510 | 0
VIC | OCGT |  | 1985 | 1985 | 1985 | 1985 | 1985 | 1985 | 1985 | 1985 | 1985 | 1985 | 1985 | 1985 | 1985
VIC | Wind |  | 2764 | 3084 | 3334 | 3740 | 4600 | 5000 | 5000 | 5000 | 5000 | 5000 | 5000 | 5000 | 5000
VIC | Solar |  | 402 | 402 | 402 | 402 | 402 | 1407 | 1407 | 1407 | 1407 | 1407 | 1407 | 1407 | 1407
VIC | Liquid fuel |  | 0 | 0 | 0 | 0 | 0 | 0 | 0 | 0 | 0 | 0 | 0 | 0 | 0
VIC | Pumped Hydro |  | 0 | 0 | 0 | 0 | 0 | 0 | 0 | 0 | 0 | 0 | 0 | 0 | 0
VIC | Large-scale storage |  | 75 | 75 | 75 | 75 | 75 | 75 | 75 | 75 | 75 | 75 | 75 | 75 | 75
VIC | Distributed storage |  | 31.1482 | 68.3866 | 109.328 | 153.9304 | 200.9614 | 251.3966 | 303.5124 | 357.0578 | 410.7848 | 465.0942 | 520.6132 | 577.2093 | 634.7808
Vic Renewable Energy Zone breakdown (MW)
Region | Technology | 2018-19 | 2019-20 | 2020-21 | 2021-22 | 2022-23 | 2023-24 | 2024-25 | 2025-26 | 2026-27 | 2027-28 | 2028-29 | 2029-30 | 2030-31 | 2031-32 | 2032-33
VIC | Murray River, Solar |  | 402 | 402 | 402 | 402 | 402 | 1407 | 1407 | 1407 | 1407 | 1407 | 1407 | 1407 | 1407
VIC | Gippsland, Wind |  | 107 | 107 | 107 | 107 | 107 | 107 | 107 | 107 | 107 | 107 | 107 | 107 | 107
VIC | Moyne, Wind |  | 1398 | 1398 | 1648 | 1848 | 2708 | 2958 | 2958 | 2958 | 2958 | 2958 | 2958 | 2958 | 2958
VIC | Western Victoria, Wind |  | 1259 | 1579 | 1579 | 1785 | 1785 | 1935 | 1935 | 1935 | 1935 | 1935 | 1935 | 1935 | 1935
VIC
VIC
VIC
VIC
VIC

## Slow Change Upgrade Both_GWh
Total NEM Generated Energy by Technology (GWh)
Region | Technology | 2018-19 | 2019-20 | 2020-21 | 2021-22 | 2022-23 | 2023-24 | 2024-25 | 2025-26 | 2026-27 | 2027-28 | 2028-29 | 2029-30 | 2030-31 | 2031-32 | 2032-33
NEM | Black coal |  | 86684.6553 | 85172.6884 | 84317.4225 | 81319.0273 | 78688.1669 | 79723.6382 | 79184.1976 | 75882.3953 | 74809.0342 | 69693.908 | 62983.4454 | 59878.2311 | 57316.6034
| Brown coal |  | 31851.5946 | 31538.2313 | 28931.5256 | 27855.1226 | 27913.6327 | 27388.9184 | 25367.4631 | 27183.972 | 25065.3977 | 24877.1288 | 26851.9639 | 26775.4418 | 24991.5534
| Hydro |  | 15411.3842 | 15402.6008 | 15453.9341 | 15464.5283 | 15477.6704 | 15514.5884 | 15528.2377 | 15606.1265 | 15805.854 | 15942.5344 | 16119.9318 | 16156.7825 | 16306.2991
| CCGT |  | 5812.227 | 5790.4333 | 5832.476 | 5853.4914 | 5800.5353 | 1580.4409 | 1662.1333 | 1756.8343 | 1786.1611 | 1829.3213 | 1987.3196 | 2131.7931 | 1838.2827
| OCGT |  | 697.8831 | 696.4358 | 390.8728 | 72.8698 | 38.6049 | 192.5071 | 176.0066 | 147.7128 | 164.1344 | 168.6462 | 125.4908 | 153.7643 | 122.0736
| Wind |  | 21542.4472 | 22303.7883 | 22786.9565 | 23709.6721 | 25787.5597 | 26654.686 | 27205.5068 | 27388.9797 | 27705.1882 | 29692.2889 | 31393.6785 | 31530.3274 | 31539.4024
| Solar |  | 7449.015 | 7443.458 | 7895.4111 | 9229.6041 | 9275.7939 | 11559.566 | 13244.0777 | 14609.0846 | 16431.2153 | 16198.1447 | 16057.7255 | 15938.8763 | 15743.607
| Liquid fuel |  | 0 | 0 | 0 | 0 | 0 | 0 | 0 | 0 | 0 | 0 | 0 | 0 | 0
| Pumped Hydro |  | 53.5768 | 54.9364 | 107.2065 | 182.1067 | 190.2775 | 604.4351 | 921.8635 | 1127.4825 | 1344.8589 | 1504.4073 | 1926.3374 | 2107.8887 | 2180.4894
| Large-scale storage |  | 78.8214 | 144.8785 | 152.6974 | 175.5532 | 194.1625 | 198.9219 | 191.0345 | 201.9655 | 197.1522 | 208.0614 | 215.8659 | 219.863 | 219.836
| Distributed storage |  | 49.2288 | 97.2815 | 206.6689 | 343.1284 | 476.6127 | 719.5472 | 920.0679 | 1085.1103 | 1303.1614 | 1554.0722 | 1736.2574 | 1929.2997 | 2106.704
Region | Technology | 2018-19 | 2019-20 | 2020-21 | 2021-22 | 2022-23 | 2023-24 | 2024-25 | 2025-26 | 2026-27 | 2027-28 | 2028-29 | 2029-30 | 2030-31 | 2031-32 | 2032-33
NSW | Black coal |  | 49553.001 | 48696.4434 | 46356.7262 | 41678.0284 | 40001.6664 | 39739.4781 | 41798.9106 | 42377.8703 | 42498.2241 | 36571.3376 | 35583.524 | 34546.049 | 33222.8909
| Brown coal |  | 0 | 0 | 0 | 0 | 0 | 0 | 0 | 0 | 0 | 0 | 0 | 0 | 0
| Hydro |  | 3083.3194 | 3088.3225 | 3130.2048 | 3179.4013 | 3142.9709 | 3211.4726 | 3222.7334 | 3289.312 | 3461.1601 | 3610.7832 | 3794.5947 | 3893.4993 | 4017.3718
| CCGT |  | 6.7304 | 17.8979 | 46.5827 | 65.9414 | 35.3075 | 116.0177 | 114.2871 | 105.2669 | 118.9925 | 188.5746 | 122.0373 | 118.9597 | 103.2999
| OCGT |  | 0 | 0.34987 | 8.8962 | 12.1871 | 1.3995 | 94.7768 | 70.495 | 73.8531 | 70.2769 | 56.3453 | 54.2257 | 61.9232 | 54.4872
| Wind |  | 4269.3333 | 4265.4921 | 4219.9791 | 4312.3073 | 4284.4614 | 4203.3097 | 4255.7812 | 4247.3053 | 4220.2536 | 4199.0432 | 4157.363 | 4180.3552 | 4182.5149
| Solar |  | 2218.3148 | 2215.392 | 2652.1483 | 3187.5447 | 3205.8356 | 3210.8931 | 3176.8368 | 3156.816 | 3144.6071 | 3119.0601 | 3107.1112 | 3044.9905 | 2990.9509
| Liquid fuel |  | 0 | 0 | 0 | 0 | 0 | 0 | 0 | 0 | 0 | 0 | 0 | 0 | 0
| Pumped Hydro |  | 12.7836 | 15.9097 | 39.6741 | 64.8167 | 63.2579 | 78.3239 | 65.4107 | 92.7926 | 107.5375 | 125.2289 | 142.645 | 167.1898 | 166.6273
| Large-scale storage |  | 0 | 0 | 0 | 0 | 0 | 0 | 0 | 0 | 0 | 0 | 0 | 0 | 0
| Distributed storage |  | 15.1897 | 23.904 | 68.7434 | 124.9648 | 173.9156 | 294.1451 | 382.3029 | 452.5631 | 570.0074 | 697.0858 | 785.3436 | 862.0824 | 943.4616
QLD | Black coal |  | 37131.6543 | 36476.245 | 37960.6963 | 39640.9989 | 38686.5005 | 39984.1601 | 37385.2869 | 33504.525 | 32310.81 | 33122.5704 | 27399.9214 | 25332.1821 | 24093.7126
| Brown coal |  | 0 | 0 | 0 | 0 | 0 | 0 | 0 | 0 | 0 | 0 | 0 | 0 | 0
| Hydro |  | 635.5184 | 634.774 | 634.7953 | 634.5826 | 636.7755 | 634.5196 | 634.7323 | 634.971 | 636.4233 | 635.4262 | 634.6908 | 634.7867 | 635.5842
| CCGT |  | 1425.5033 | 1423.4506 | 1427.3034 | 1451.9596 | 1434.082 | 1463.948 | 1545.2981 | 1651.5674 | 1667.1686 | 1639.7173 | 1865.2823 | 2012.8334 | 1734.9829
| OCGT |  | 589.8289 | 591.4309 | 294.4395 | 0 | 0 | 0 | 0 | 2.9158 | 5.7592 | 0.51474 | 6.2032 | 18.4689 | 3.95
| Wind |  | 1965.575 | 1965.6988 | 1949.4961 | 1999.7754 | 1975.8179 | 1936.6756 | 1962.975 | 2385.2949 | 2346.2216 | 4070.4633 | 6247.9715 | 6266.6853 | 6197.7485
| Solar |  | 3245.097 | 3242.2924 | 3251.0049 | 3240.0081 | 3248.5473 | 3249.4527 | 4874.3364 | 6407.6443 | 8101.107 | 7945.5732 | 8070.8347 | 8057.931 | 7889.0268
| Liquid fuel |  | 0 | 0 | 0 | 0 | 0 | 0 | 0 | 0 | 0 | 0 | 0 | 0 | 0
| Pumped Hydro |  | 40.7932 | 39.0267 | 67.5324 | 117.29 | 127.0196 | 160.7585 | 236.9911 | 360.9622 | 477.1332 | 540.4246 | 934.6584 | 1057.4931 | 1094.7381
| Large-scale storage |  | 0.42168 | 68.5892 | 70.907 | 70.8004 | 72.6299 | 75.5513 | 76.7119 | 78.9078 | 85.0158 | 90.9149 | 88.5988 | 90.8952 | 95.9058
| Distributed storage |  | 11.7563 | 26.2997 | 51.864 | 81.3041 | 114.7748 | 154.1734 | 209.6174 | 254.3753 | 297.5449 | 341.6128 | 388.4674 | 432.3813 | 471.7359
SA | Black coal |  | 0 | 0 | 0 | 0 | 0 | 0 | 0 | 0 | 0 | 0 | 0 | 0 | 0
SA | Brown coal |  | 0 | 0 | 0 | 0 | 0 | 0 | 0 | 0 | 0 | 0 | 0 | 0 | 0
SA | Hydro |  | 0 | 0 | 0 | 0 | 0 | 0 | 0 | 0 | 0 | 0 | 0 | 0 | 0
SA | CCGT |  | 4365.2888 | 4335.9949 | 4346.9793 | 4331.5693 | 4328.3989 | 0 | 0 | 0 | 0 | 0 | 0 | 0 | 0
SA | OCGT |  | 96.6329 | 94.1122 | 79.9715 | 58.898 | 35.8879 | 92.1033 | 92.5232 | 66.6551 | 83.7445 | 102.6313 | 63.9207 | 70.4451 | 62.581
SA | Wind |  | 5922.5851 | 5884.6684 | 5776.2708 | 5713.2999 | 5810.4485 | 5823.7212 | 5889.856 | 5869.1636 | 5807.0978 | 5906.7246 | 5838.6872 | 5853.6605 | 5829.6976
SA | Solar |  | 937.0416 | 933.2707 | 934.0973 | 1750.5532 | 1773.6452 | 1882.2508 | 1894.6858 | 1894.2588 | 1888.4529 | 1885.0187 | 1874.8611 | 1865.6215 | 1866.6911
SA | Liquid fuel |  | 0 | 0 | 0 | 0 | 0 | 0 | 0 | 0 | 0 | 0 | 0 | 0 | 0
SA | Pumped Hydro |  | 0 | 0 | 0 | 0 | 0 | 365.3526 | 619.4616 | 673.7278 | 760.1882 | 838.7537 | 849.0339 | 883.2057 | 919.124
SA | Large-scale storage |  | 24.1116 | 23.584 | 25.24 | 29.7837 | 31.3331 | 35.3999 | 36.999 | 36.3911 | 39.0499 | 40.3182 | 40.6647 | 41.2054 | 41.1718
SA | Distributed storage |  | 5.3246 | 12.0795 | 21.3 | 35.8796 | 49.7769 | 71.2707 | 90.4257 | 109.5954 | 130.8047 | 154.9252 | 175.077 | 197.0014 | 216.0851
TAS | Black coal |  | 0 | 0 | 0 | 0 | 0 | 0 | 0 | 0 | 0 | 0 | 0 | 0 | 0
TAS | Brown coal |  | 0 | 0 | 0 | 0 | 0 | 0 | 0 | 0 | 0 | 0 | 0 | 0 | 0
TAS | Hydro |  | 8581.6127 | 8583.6455 | 8595.3667 | 8582.7191 | 8581.5142 | 8578.4089 | 8575.0977 | 8578.7104 | 8597.8096 | 8573.9044 | 8577.9198 | 8561.1342 | 8557.221
TAS | CCGT |  | 0.026111 | 0.13059 | 0 | 0 | 0 | 0.31985 | 0.37876 | 0 | 0 | 0.053882 | 0 | 0 | 0
TAS | OCGT |  | 0 | 0 | 0 | 0 | 0 | 0 | 0 | 0 | 0 | 0 | 0 | 0 | 0
TAS | Wind |  | 1337.9165 | 1329.68 | 1335.8801 | 1342.6659 | 1306.8489 | 1326.2774 | 1328.6433 | 1579.9681 | 1592.6828 | 1947.2614 | 1996.5458 | 2010.5867 | 2018.418
TAS | Solar |  | 0 | 0 | 0 | 0 | 0 | 0 | 0 | 0 | 0 | 0 | 0 | 0 | 0
TAS | Liquid fuel |  | 0 | 0 | 0 | 0 | 0 | 0 | 0 | 0 | 0 | 0 | 0 | 0 | 0
TAS | Pumped Hydro |  | 0 | 0 | 0 | 0 | 0 | 0 | 0 | 0 | 0 | 0 | 0 | 0 | 0
TAS | Large-scale storage |  | 0 | 0 | 0 | 0 | 0 | 0 | 0 | 0 | 0 | 0 | 0 | 0 | 0
TAS | Distributed storage |  | 0.011074 | 0.023537 | 0.063239 | 0.048468 | 0.017498 | 0.42823 | 0.35655 | 0.14649 | 0.28852 | 0.60197 | 0.75182 | 0.73401 | 1.1268
VIC | Black coal |  | 0 | 0 | 0 | 0 | 0 | 0 | 0 | 0 | 0 | 0 | 0 | 0 | 0
VIC | Brown coal |  | 31851.5946 | 31538.2313 | 28931.5256 | 27855.1226 | 27913.6327 | 27388.9184 | 25367.4631 | 27183.972 | 25065.3977 | 24877.1288 | 26851.9639 | 26775.4418 | 24991.5534
VIC | Hydro |  | 3110.9337 | 3095.8587 | 3093.5674 | 3067.8252 | 3116.4098 | 3090.1873 | 3095.6742 | 3103.1331 | 3110.4609 | 3122.4205 | 3112.7266 | 3067.3623 | 3096.1222
VIC | CCGT |  | 14.6784 | 12.9593 | 11.6106 | 4.0211 | 2.7469 | 0.1554 | 2.1694 | 0 | 0 | 0.97548 | 0 | 0 | 0
VIC | OCGT |  | 11.4214 | 10.5428 | 7.5656 | 1.7847 | 1.3175 | 5.6271 | 12.9884 | 4.2888 | 4.3538 | 9.1549 | 1.1412 | 2.9271 | 1.0554
VIC | Wind |  | 8047.0374 | 8858.249 | 9505.3305 | 10341.6236 | 12409.9829 | 13364.7021 | 13768.2513 | 13307.2479 | 13738.9324 | 13568.7965 | 13153.111 | 13219.0397 | 13311.0235
VIC | Solar |  | 1048.5616 | 1052.5028 | 1058.1606 | 1051.4981 | 1047.7656 | 3216.9695 | 3298.2187 | 3150.3654 | 3297.0483 | 3248.4926 | 3004.9186 | 2970.3334 | 2996.9382
VIC | Liquid fuel |  | 0 | 0 | 0 | 0 | 0 | 0 | 0 | 0 | 0 | 0 | 0 | 0 | 0
VIC | Pumped Hydro |  | 0 | 0 | 0 | 0 | 0 | 0 | 0 | 0 | 0 | 0 | 0 | 0 | 0
VIC | Large-scale storage |  | 54.2881 | 52.7052 | 56.5504 | 74.9691 | 90.1996 | 87.9707 | 77.3236 | 86.6666 | 73.0865 | 76.8282 | 86.6024 | 87.7624 | 82.7584
VIC | Distributed storage |  | 16.9471 | 34.9747 | 64.6983 | 100.9314 | 138.1279 | 199.5298 | 237.3654 | 268.4301 | 304.5158 | 359.8465 | 386.6177 | 437.1006 | 474.2947
Vic Renewable Energy Zone breakdown (GWh)
Region | Technology | 2018-19 | 2019-20 | 2020-21 | 2021-22 | 2022-23 | 2023-24 | 2024-25 | 2025-26 | 2026-27 | 2027-28 | 2028-29 | 2029-30 | 2030-31 | 2031-32 | 2032-33
VIC | Murray River, Solar |  | 1048.5616 | 1052.5028 | 1058.1606 | 1051.4981 | 1047.7656 | 3216.9695 | 3298.2187 | 3150.3654 | 3297.0483 | 3248.4926 | 3004.9186 | 2970.3334 | 2996.9382
VIC | Gippsland, Wind |  | 352.725 | 348.7067 | 348.4674 | 347.0913 | 343.4852 | 348.1953 | 348.9319 | 345.8254 | 348.1359 | 342.5532 | 343.6399 | 342.699 | 342.1591
VIC | Moyne, Wind |  | 3924.5464 | 3895.5568 | 4592.5886 | 5076.7479 | 7182.1408 | 7404.6148 | 7676.1562 | 7380.44 | 7686.3296 | 7558.6571 | 7296.672 | 7327.6948 | 7388.6888
VIC | Western Victoria, Wind |  | 3769.766 | 4613.9855 | 4564.2745 | 4917.7845 | 4884.357 | 5611.892 | 5743.1632 | 5580.9825 | 5704.4668 | 5667.5862 | 5512.7992 | 5548.6459 | 5580.1756
VIC
VIC
VIC
VIC
VIC

## Slow Change Wvic_MW
Total NEM Installed Capacity by Technology (MW)
Region | Technology | 2018-19 | 2019-20 | 2020-21 | 2021-22 | 2022-23 | 2023-24 | 2024-25 | 2025-26 | 2026-27 | 2027-28 | 2028-29 | 2029-30 | 2030-31 | 2031-32 | 2032-33
NEM | Black coal |  | 18219 | 18219 | 18219 | 16419 | 16419 | 16419 | 16419 | 14959 | 14959 | 13639 | 11959 | 11959 | 11959
| Brown coal |  | 4808 | 4808 | 4808 | 4808 | 4808 | 4808 | 4808 | 4808 | 4808 | 4808 | 4808 | 4808 | 4808
| Hydro |  | 7185.1 | 7185.1 | 7185.1 | 7185.1 | 7185.1 | 7185.1 | 7185.1 | 7185.1 | 7185.1 | 7185.1 | 7185.1 | 7185.1 | 7185.1
| CCGT |  | 4156 | 4156 | 4156 | 4156 | 4156 | 2694 | 2694 | 2694 | 2694 | 2694 | 2694 | 2694 | 2184
| OCGT |  | 6219.1 | 6219.1 | 5979.1 | 6318.1303 | 6442.0561 | 6442.0561 | 6442.0561 | 6442.0561 | 6442.0561 | 6442.0561 | 6442.0561 | 6442.0561 | 6442.0561
| Wind |  | 7412 | 7732 | 7982 | 7982 | 9498 | 10148 | 10148 | 10199.5765 | 10199.5765 | 10735.4694 | 11288.2398 | 11288.2398 | 11288.2398
| Solar |  | 2853.0233 | 2853.0233 | 3003.0233 | 3667.9264 | 3667.9264 | 4238.7241 | 4863.3716 | 5525.0313 | 6183.9584 | 6183.9584 | 6183.9584 | 6183.9584 | 6183.9584
| Liquid fuel |  | 772.7 | 772.7 | 738.7 | 738.7 | 738.7 | 738.7 | 738.7 | 738.7 | 738.7 | 738.7 | 738.7 | 738.7 | 738.7
| Pumped Hydro |  | 740 | 740 | 740 | 740 | 740 | 1050.184 | 1250.3746 | 1250.3746 | 1250.3746 | 1250.3746 | 1447.6513 | 1447.6513 | 1485.7496
| Large-scale storage |  | 106.4 | 206.4 | 206.4 | 206.4 | 206.4 | 206.4 | 206.4 | 206.4 | 206.4 | 206.4 | 206.4 | 206.4 | 206.4
| Distributed storage |  | 120.4547 | 268.4272 | 449.2418 | 656.783 | 883.7451 | 1127.7292 | 1380.8225 | 1642.9031 | 1910.5029 | 2182.2083 | 2458.6072 | 2725.9008 | 2978.9799
Region | Technology | 2018-19 | 2019-20 | 2020-21 | 2021-22 | 2022-23 | 2023-24 | 2024-25 | 2025-26 | 2026-27 | 2027-28 | 2028-29 | 2029-30 | 2030-31 | 2031-32 | 2032-33
NSW | Black coal |  | 10040 | 10040 | 10040 | 8240 | 8240 | 8240 | 8240 | 8240 | 8240 | 6920 | 6920 | 6920 | 6920
| Brown coal |  | 0 | 0 | 0 | 0 | 0 | 0 | 0 | 0 | 0 | 0 | 0 | 0 | 0
| Hydro |  | 2622 | 2622 | 2622 | 2622 | 2622 | 2622 | 2622 | 2622 | 2622 | 2622 | 2622 | 2622 | 2622
| CCGT |  | 618 | 618 | 618 | 618 | 618 | 618 | 618 | 618 | 618 | 618 | 618 | 618 | 618
| OCGT |  | 1388 | 1388 | 1388 | 1625.5376 | 1749.4634 | 1749.4634 | 1749.4634 | 1749.4634 | 1749.4634 | 1749.4634 | 1749.4634 | 1749.4634 | 1749.4634
| Wind |  | 1500 | 1500 | 1500 | 1500 | 1500 | 1500 | 1500 | 1500 | 1500 | 1500 | 1500 | 1500 | 1500
| Solar |  | 865.3023 | 865.3023 | 1015.3023 | 1318.9934 | 1318.9934 | 1318.9934 | 1315.9934 | 1318.9934 | 1318.9934 | 1318.9934 | 1318.9934 | 1318.9934 | 1318.9934
| Liquid fuel |  | 50 | 50 | 50 | 50 | 50 | 50 | 50 | 50 | 50 | 50 | 50 | 50 | 50
| Pumped Hydro |  | 240 | 240 | 240 | 240 | 240 | 240 | 240 | 240 | 240 | 240 | 240 | 240 | 240
| Large-scale storage |  | 0 | 0 | 0 | 0 | 0 | 0 | 0 | 0 | 0 | 0 | 0 | 0 | 0
| Distributed storage |  | 50.31 | 112.14 | 191.76 | 285.63 | 392.11 | 507.96 | 629.21 | 755.21 | 884.1 | 1014.56 | 1146.74 | 1268.08 | 1374.69
QLD | Black coal |  | 8179 | 8179 | 8179 | 8179 | 8179 | 8179 | 8179 | 6719 | 6719 | 6719 | 5039 | 5039 | 5039
| Brown coal |  | 0 | 0 | 0 | 0 | 0 | 0 | 0 | 0 | 0 | 0 | 0 | 0 | 0
| Hydro |  | 152.4 | 152.4 | 152.4 | 152.4 | 152.4 | 152.4 | 152.4 | 152.4 | 152.4 | 152.4 | 152.4 | 152.4 | 152.4
| CCGT |  | 1565 | 1565 | 1565 | 1565 | 1565 | 1565 | 1565 | 1565 | 1565 | 1565 | 1565 | 1565 | 1565
| OCGT |  | 1474 | 1474 | 1474 | 1474 | 1474 | 1474 | 1474 | 1474 | 1474 | 1474 | 1474 | 1474 | 1474
| Wind |  | 676 | 676 | 676 | 676 | 676 | 676 | 676 | 727.5765 | 727.5765 | 1184.5122 | 1737.2826 | 1737.2826 | 1737.2826
| Solar |  | 1224.5 | 1224.5 | 1224.5 | 1224.5 | 1224.5 | 1224.5 | 1831.827 | 2490.4866 | 3149.4137 | 3149.4137 | 3149.4137 | 3149.4137 | 3149.4137
| Liquid fuel |  | 457.5 | 457.5 | 423.5 | 423.5 | 423.5 | 423.5 | 423.5 | 423.5 | 423.5 | 423.5 | 423.5 | 423.5 | 423.5
| Pumped Hydro |  | 500 | 500 | 500 | 500 | 500 | 500 | 500 | 500 | 500 | 500 | 697.2767 | 697.2767 | 735.375
| Large-scale storage |  | 1.4 | 101.4 | 101.4 | 101.4 | 101.4 | 101.4 | 101.4 | 101.4 | 101.4 | 101.4 | 101.4 | 101.4 | 101.4
| Distributed storage |  | 27.3846 | 61.869 | 103.6833 | 150.7139 | 200.5457 | 252.5092 | 305.4067 | 359.7307 | 415.478 | 472.3329 | 530.0762 | 588.5222 | 647.51
SA | Black coal |  | 0 | 0 | 0 | 0 | 0 | 0 | 0 | 0 | 0 | 0 | 0 | 0 | 0
SA | Brown coal |  | 0 | 0 | 0 | 0 | 0 | 0 | 0 | 0 | 0 | 0 | 0 | 0 | 0
SA | Hydro |  | 0 | 0 | 0 | 0 | 0 | 0 | 0 | 0 | 0 | 0 | 0 | 0 | 0
SA | CCGT |  | 1462 | 1462 | 1462 | 1462 | 1462 | 0 | 0 | 0 | 0 | 0 | 0 | 0 | 0
SA | OCGT |  | 1209.1 | 1209.1 | 969.1 | 969.1 | 969.1 | 969.1 | 969.1 | 969.1 | 969.1 | 969.1 | 969.1 | 969.1 | 969.1
SA | Wind |  | 2052 | 2052 | 2052 | 2052 | 2052 | 2052 | 2052 | 2052 | 2052 | 2052 | 2052 | 2052 | 2052
SA | Solar |  | 361.221 | 361.221 | 361.221 | 722.433 | 722.433 | 788.2307 | 808.5513 | 808.5513 | 808.5513 | 808.5513 | 808.5513 | 808.5513 | 808.5513
SA | Liquid fuel |  | 265.2 | 265.2 | 265.2 | 265.2 | 265.2 | 265.2 | 265.2 | 265.2 | 265.2 | 265.2 | 265.2 | 265.2 | 265.2
SA | Pumped Hydro |  | 0 | 0 | 0 | 0 | 0 | 310.184 | 510.3746 | 510.3746 | 510.3746 | 510.3746 | 510.3746 | 510.3746 | 510.3746
SA | Large-scale storage |  | 30 | 30 | 30 | 30 | 30 | 30 | 30 | 30 | 30 | 30 | 30 | 30 | 30
SA | Distributed storage |  | 9.3972 | 21.2282 | 36.5418 | 54.7233 | 75.2934 | 98.4033 | 123.269 | 149.5928 | 177.1413 | 205.7433 | 235.245 | 264.7586 | 293.3206
TAS | Black coal |  | 0 | 0 | 0 | 0 | 0 | 0 | 0 | 0 | 0 | 0 | 0 | 0 | 0
TAS | Brown coal |  | 0 | 0 | 0 | 0 | 0 | 0 | 0 | 0 | 0 | 0 | 0 | 0 | 0
TAS | Hydro |  | 2191.7 | 2191.7 | 2191.7 | 2191.7 | 2191.7 | 2191.7 | 2191.7 | 2191.7 | 2191.7 | 2191.7 | 2191.7 | 2191.7 | 2191.7
TAS | CCGT | bar: 2019-20 to 2031-32
TAS | OCGT |  | 163 | 163 | 163 | 163 | 163 | 163 | 163 | 163 | 163 | 163 | 163 | 163 | 163
TAS | Wind |  | 420 | 420 | 420 | 420 | 420 | 420 | 420 | 420 | 420 | 498.9572 | 498.9572 | 498.9572 | 498.9572
TAS | Solar |  | 0 | 0 | 0 | 0 | 0 | 0 | 0 | 0 | 0 | 0 | 0 | 0 | 0
TAS | Liquid fuel |  | 0 | 0 | 0 | 0 | 0 | 0 | 0 | 0 | 0 | 0 | 0 | 0 | 0
TAS | Pumped Hydro |  | 0 | 0 | 0 | 0 | 0 | 0 | 0 | 0 | 0 | 0 | 0 | 0 | 0
TAS | Large-scale storage |  | 0 | 0 | 0 | 0 | 0 | 0 | 0 | 0 | 0 | 0 | 0 | 0 | 0
TAS | Distributed storage |  | 2.2148 | 4.8034 | 7.9288 | 11.7855 | 14.8346 | 17.4601 | 19.4244 | 21.3119 | 22.9989 | 24.4779 | 25.9328 | 27.3307 | 28.6784
VIC | Black coal |  | 0 | 0 | 0 | 0 | 0 | 0 | 0 | 0 | 0 | 0 | 0 | 0 | 0
VIC | Brown coal |  | 4808 | 4808 | 4808 | 4808 | 4808 | 4808 | 4808 | 4808 | 4808 | 4808 | 4808 | 4808 | 4808
VIC | Hydro |  | 2219 | 2219 | 2219 | 2219 | 2219 | 2219 | 2219 | 2219 | 2219 | 2219 | 2219 | 2219 | 2219
VIC | CCGT |  | 510 | 510 | 510 | 510 | 510 | 510 | 510 | 510 | 510 | 510 | 510 | 510 | 0
VIC | OCGT |  | 1985 | 1985 | 1985 | 2086.4927 | 2086.4927 | 2086.4927 | 2086.4927 | 2086.4927 | 2086.4927 | 2086.4927 | 2086.4927 | 2086.4927 | 2086.4927
VIC | Wind |  | 2764 | 3084 | 3334 | 3334 | 4850 | 5500 | 5500 | 5500 | 5500 | 5500 | 5500 | 5500 | 5500
VIC | Solar |  | 402 | 402 | 402 | 402 | 402 | 907 | 907 | 907 | 907 | 907 | 907 | 907 | 907
VIC | Liquid fuel |  | 0 | 0 | 0 | 0 | 0 | 0 | 0 | 0 | 0 | 0 | 0 | 0 | 0
VIC | Pumped Hydro |  | 0 | 0 | 0 | 0 | 0 | 0 | 0 | 0 | 0 | 0 | 0 | 0 | 0
VIC | Large-scale storage |  | 75 | 75 | 75 | 75 | 75 | 75 | 75 | 75 | 75 | 75 | 75 | 75 | 75
VIC | Distributed storage |  | 31.1482 | 68.3866 | 109.328 | 153.9304 | 200.9614 | 251.3966 | 303.5124 | 357.0578 | 410.7848 | 465.0942 | 520.6132 | 577.2093 | 634.7808
Vic Renewable Energy Zone breakdown (MW)
Region | Technology | 2018-19 | 2019-20 | 2020-21 | 2021-22 | 2022-23 | 2023-24 | 2024-25 | 2025-26 | 2026-27 | 2027-28 | 2028-29 | 2029-30 | 2030-31 | 2031-32 | 2032-33
VIC | Murray River, Solar |  | 402 | 402 | 402 | 402 | 402 | 907 | 907 | 907 | 907 | 907 | 907 | 907 | 907
VIC | Gippsland, Wind |  | 107 | 107 | 107 | 107 | 107 | 107 | 107 | 107 | 107 | 107 | 107 | 107 | 107
VIC | Moyne, Wind |  | 1398 | 1398 | 1648 | 1648 | 2808 | 3458 | 3458 | 3458 | 3458 | 3458 | 3458 | 3458 | 3458
VIC | Western Victoria, Wind |  | 1259 | 1579 | 1579 | 1579 | 1935 | 1935 | 1935 | 1935 | 1935 | 1935 | 1935 | 1935 | 1935
VIC
VIC
VIC
VIC
VIC

## Slow Change Wvic_GWh
Total NEM Generated Energy by Technology (GWh)
Region | Technology | 2018-19 | 2019-20 | 2020-21 | 2021-22 | 2022-23 | 2023-24 | 2024-25 | 2025-26 | 2026-27 | 2027-28 | 2028-29 | 2029-30 | 2030-31 | 2031-32 | 2032-33
NEM | Black coal |  | 86683.8685 | 85177.6775 | 84322.4324 | 81438.2694 | 78228.7611 | 79394.391 | 78804.3373 | 75660.0225 | 74653.1102 | 69616.9937 | 62814.1161 | 59757.7305 | 57265.8425
| Brown coal |  | 31849.7421 | 31536.3551 | 28930.8894 | 28273.9543 | 27606 | 27304.1553 | 25265.3815 | 27174.1531 | 24983.3784 | 24815.5089 | 26800.5306 | 26664.7601 | 24899.0811
| Hydro |  | 15408.321 | 15403.7511 | 15458.8585 | 15479.738 | 15492.4019 | 15527.9088 | 15532.9786 | 15660.4757 | 15841.1276 | 16009.2412 | 16146.7503 | 16287.9219 | 16352.9155
| CCGT |  | 5812.7637 | 5790.1127 | 5828.1768 | 5853.8539 | 5794.6098 | 1567.7195 | 1654.1704 | 1753.1688 | 1787.4576 | 1809.6591 | 1995.0172 | 2161.5651 | 1829.4737
| OCGT |  | 697.1236 | 695.3866 | 392.9368 | 83.0937 | 37.5232 | 178.6423 | 172.2287 | 137.82 | 160.5242 | 164.5684 | 133.1486 | 159.2028 | 115.6648
| Wind |  | 21536.8253 | 22299.1983 | 22782.5386 | 22768.5826 | 26225.045 | 27631.9912 | 28262.772 | 27884.8724 | 28328.2583 | 30212.7364 | 31790.2129 | 31952.2948 | 31937.1845
| Solar |  | 7455.5073 | 7449.3724 | 7900.0755 | 9604.6518 | 9654.2339 | 11014.9563 | 12682.2021 | 14385.2743 | 16074.7633 | 15860.2813 | 15874.8581 | 15714.3986 | 15521.8988
| Liquid fuel |  | 0 | 0 | 0 | 0 | 0 | 0 | 0 | 0 | 0 | 0 | 0 | 0 | 0
| Pumped Hydro |  | 54.2683 | 55.3675 | 107.9077 | 185.0398 | 193.9173 | 638.6453 | 930.3317 | 1157.8449 | 1361.9154 | 1495.7057 | 1989.34 | 2040.7719 | 2219.9298
| Large-scale storage |  | 78.7471 | 144.6273 | 152.4799 | 166.9603 | 202.5778 | 206.3461 | 200.9182 | 210.6784 | 209.7644 | 219.852 | 225.3592 | 228.4682 | 228.9264
| Distributed storage |  | 48.9343 | 97.2206 | 205.1804 | 347.1767 | 483.6484 | 723.3179 | 915.9009 | 1082.79 | 1308.1434 | 1544.5469 | 1733.4688 | 1926.3212 | 2091.7603
Region | Technology | 2018-19 | 2019-20 | 2020-21 | 2021-22 | 2022-23 | 2023-24 | 2024-25 | 2025-26 | 2026-27 | 2027-28 | 2028-29 | 2029-30 | 2030-31 | 2031-32 | 2032-33
NSW | Black coal |  | 49566.6887 | 48706.5747 | 46360.1587 | 41743.8075 | 39644.2372 | 39519.5332 | 41555.0829 | 42215.1848 | 42364.1646 | 36495.3408 | 35449.1388 | 34455.1367 | 33182.3366
| Brown coal |  | 0 | 0 | 0 | 0 | 0 | 0 | 0 | 0 | 0 | 0 | 0 | 0 | 0
| Hydro |  | 3079.8997 | 3089.6015 | 3132.9573 | 3192.0965 | 3149.3006 | 3214.2412 | 3230.0385 | 3338.396 | 3493.2543 | 3671.3603 | 3808.4604 | 4008.7732 | 4054.6481
| CCGT |  | 6.9406 | 16.3326 | 44.5526 | 66.6577 | 32.4971 | 109.1183 | 112.6882 | 101.5034 | 120.0514 | 175.2583 | 124.6957 | 107.2856 | 99.6473
| OCGT |  | 0.0056702 | 0.33746 | 9.3518 | 15.1895 | 1.3687 | 85.3552 | 67.5131 | 67.5901 | 68.656 | 58.6406 | 55.7997 | 61.7803 | 50.7272
| Wind |  | 4269.2532 | 4265.3914 | 4218.73 | 4311.9106 | 4285.6238 | 4202.6904 | 4256.177 | 4244.0132 | 4205.2268 | 4200.9272 | 4151.6496 | 4168.7748 | 4172.7152
| Solar |  | 2184.3871 | 2182.0366 | 2618.445 | 3375.6891 | 3394.4822 | 3401.0848 | 3363.502 | 3338.3034 | 3307.5239 | 3298.5116 | 3284.8009 | 3194.648 | 3138.0055
| Liquid fuel |  | 0 | 0 | 0 | 0 | 0 | 0 | 0 | 0 | 0 | 0 | 0 | 0 | 0
| Pumped Hydro |  | 14.8282 | 15.9243 | 39.1596 | 61.6856 | 64.2034 | 79.0302 | 68.3772 | 94.0182 | 113.6465 | 132.0169 | 150.7473 | 172.7414 | 176.5314
| Large-scale storage |  | 0 | 0 | 0 | 0 | 0 | 0 | 0 | 0 | 0 | 0 | 0 | 0 | 0
| Distributed storage |  | 14.8824 | 24.0445 | 66.9921 | 128.2126 | 178.6409 | 302.1143 | 386.8827 | 460.3529 | 577.0046 | 693.7012 | 786.7631 | 871.4832 | 943.9331
QLD | Black coal |  | 37117.1799 | 36471.1028 | 37962.2737 | 39694.462 | 38584.5238 | 39874.8578 | 37249.2543 | 33444.8378 | 32288.9455 | 33121.6529 | 27364.9773 | 25302.5937 | 24083.5059
| Brown coal |  | 0 | 0 | 0 | 0 | 0 | 0 | 0 | 0 | 0 | 0 | 0 | 0 | 0
| Hydro |  | 635.5037 | 634.774 | 634.7953 | 634.4971 | 636.3293 | 634.3038 | 634.728 | 635.0805 | 636.1437 | 635.2735 | 634.9661 | 634.811 | 635.707
| CCGT |  | 1425.627 | 1422.8559 | 1426.2865 | 1453.9189 | 1433.1391 | 1458.0228 | 1539.9138 | 1651.6654 | 1667.4062 | 1634.0068 | 1870.3215 | 2054.2794 | 1729.8264
| OCGT |  | 589.7849 | 591.431 | 294.4395 | 0 | 0 | 0 | 0 | 3.0151 | 5.9465 | 0.78152 | 6.1938 | 23.4046 | 3.7671
| Wind |  | 1965.575 | 1965.6988 | 1949.4961 | 1999.7529 | 1976.184 | 1936.6756 | 1962.9966 | 2161.1488 | 2125.273 | 3815.6508 | 6002.8581 | 6017.4464 | 5959.5898
| Solar |  | 3245.097 | 3242.2924 | 3251.0049 | 3239.7198 | 3250.7016 | 3249.4527 | 4873.5235 | 6639.3142 | 8312.0177 | 8141.7293 | 8295.8527 | 8275.0297 | 8129.8053
| Liquid fuel |  | 0 | 0 | 0 | 0 | 0 | 0 | 0 | 0 | 0 | 0 | 0 | 0 | 0
| Pumped Hydro |  | 39.4401 | 39.4431 | 68.7481 | 123.3542 | 129.714 | 163.2146 | 236.7171 | 377.3583 | 499.3462 | 546.7369 | 996.65 | 995.6163 | 1153.3475
| Large-scale storage |  | 0.40684 | 68.0448 | 70.9231 | 70.3073 | 73.6293 | 75.5801 | 76.815 | 80.1778 | 86.0685 | 92.4232 | 89.3247 | 92.1614 | 98.0379
| Distributed storage |  | 11.976 | 26.5068 | 51.4236 | 82.5947 | 115.2359 | 155.3611 | 208.6406 | 255.0691 | 298.789 | 342.3277 | 388.5477 | 432.372 | 471.5962
SA | Black coal |  | 0 | 0 | 0 | 0 | 0 | 0 | 0 | 0 | 0 | 0 | 0 | 0 | 0
SA | Brown coal |  | 0 | 0 | 0 | 0 | 0 | 0 | 0 | 0 | 0 | 0 | 0 | 0 | 0
SA | Hydro |  | 0 | 0 | 0 | 0 | 0 | 0 | 0 | 0 | 0 | 0 | 0 | 0 | 0
SA | CCGT |  | 4365.533 | 4337.8441 | 4345.7759 | 4329.4026 | 4327.046 | 0 | 0 | 0 | 0 | 0 | 0 | 0 | 0
SA | OCGT |  | 95.9815 | 93.2484 | 81.6398 | 63.6806 | 34.452 | 86.7544 | 90.2601 | 64.3302 | 81.1419 | 92.8852 | 68.8451 | 70.1379 | 59.4301
SA | Wind |  | 5916.9899 | 5881.1131 | 5772.5079 | 5687.3441 | 5759.7656 | 5795.0323 | 5853.2753 | 5832.4769 | 5774.2975 | 5870.5857 | 5800.7149 | 5820.6037 | 5798.3626
SA | Solar |  | 977.6844 | 972.2464 | 972.5839 | 1936.6041 | 1963.4894 | 2151.4266 | 2217.3578 | 2218.8189 | 2221.9825 | 2206.2882 | 2192.0407 | 2176.8228 | 2174.5665
SA | Liquid fuel |  | 0 | 0 | 0 | 0 | 0 | 0 | 0 | 0 | 0 | 0 | 0 | 0 | 0
SA | Pumped Hydro |  | 0 | 0 | 0 | 0 | 0 | 396.4004 | 625.2374 | 686.4685 | 748.9228 | 816.9519 | 841.9426 | 872.4143 | 890.051
SA | Large-scale storage |  | 24.0712 | 23.7601 | 25.4107 | 31.658 | 32.7483 | 36.7284 | 38.0591 | 37.0274 | 39.3078 | 40.6236 | 41.0382 | 41.5458 | 41.4932
SA | Distributed storage |  | 5.3221 | 11.9809 | 21.7087 | 37.3567 | 50.7632 | 71.3794 | 91.0105 | 110.1378 | 131.3809 | 154.1763 | 175.6334 | 197.2887 | 215.5307
TAS | Black coal |  | 0 | 0 | 0 | 0 | 0 | 0 | 0 | 0 | 0 | 0 | 0 | 0 | 0
TAS | Brown coal |  | 0 | 0 | 0 | 0 | 0 | 0 | 0 | 0 | 0 | 0 | 0 | 0 | 0
TAS | Hydro |  | 8581.2973 | 8583.5424 | 8595.3069 | 8584.361 | 8579.5976 | 8579.646 | 8573.976 | 8583.0665 | 8601.9451 | 8580.9613 | 8581.9426 | 8565.7956 | 8575.0489
TAS | CCGT |  | 0.037623 | 0.13059 | 0 | 0 | 0 | 0.31023 | 0.37877 | 0 | 0 | 0.055628 | 0 | 0 | 0
TAS | OCGT |  | 0 | 0 | 0 | 0 | 0 | 0 | 0 | 0 | 0 | 0 | 0 | 0 | 0
TAS | Wind |  | 1337.9165 | 1329.6873 | 1336.165 | 1342.6462 | 1306.5639 | 1326.2996 | 1327.8085 | 1327.2387 | 1339.6169 | 1632.0149 | 1673.5407 | 1685.3922 | 1689.9207
TAS | Solar |  | 0 | 0 | 0 | 0 | 0 | 0 | 0 | 0 | 0 | 0 | 0 | 0 | 0
TAS | Liquid fuel |  | 0 | 0 | 0 | 0 | 0 | 0 | 0 | 0 | 0 | 0 | 0 | 0 | 0
TAS | Pumped Hydro |  | 0 | 0 | 0 | 0 | 0 | 0 | 0 | 0 | 0 | 0 | 0 | 0 | 0
TAS | Large-scale storage |  | 0 | 0 | 0 | 0 | 0 | 0 | 0 | 0 | 0 | 0 | 0 | 0 | 0
TAS | Distributed storage |  | 0.011074 | 0.026899 | 0.042164 | 0 | 0.053302 | 0.39897 | 0.32146 | 0.085247 | 0.14652 | 0.19671 | 0.20974 | 0.12592 | 0.31293
VIC | Black coal |  | 0 | 0 | 0 | 0 | 0 | 0 | 0 | 0 | 0 | 0 | 0 | 0 | 0
VIC | Brown coal |  | 31849.7421 | 31536.3551 | 28930.8894 | 28273.9543 | 27606 | 27304.1553 | 25265.3815 | 27174.1531 | 24983.3784 | 24815.5089 | 26800.5306 | 26664.7601 | 24899.0811
VIC | Hydro |  | 3111.6204 | 3095.8331 | 3095.7991 | 3068.7835 | 3127.1745 | 3099.7178 | 3094.2361 | 3103.9328 | 3109.7845 | 3121.6461 | 3121.3812 | 3078.5421 | 3087.5115
VIC | CCGT |  | 14.6255 | 12.9495 | 11.5619 | 3.8747 | 1.9277 | 0.26806 | 1.1895 | 0 | 0 | 0.33834 | 0 | 0 | 0
VIC | OCGT |  | 11.3515 | 10.3697 | 7.5057 | 4.2236 | 1.7025 | 6.5327 | 14.4555 | 2.8847 | 4.7798 | 12.261 | 2.31 | 3.8801 | 1.7405
VIC | Wind |  | 8047.0908 | 8857.3077 | 9505.6397 | 9426.9288 | 12896.9077 | 14371.2934 | 14862.5146 | 14319.9948 | 14883.8441 | 14693.5579 | 14161.4496 | 14260.0776 | 14316.5961
VIC | Solar |  | 1048.3388 | 1052.7969 | 1058.0416 | 1052.6387 | 1045.5607 | 2212.9922 | 2227.8188 | 2188.8377 | 2233.2392 | 2213.7521 | 2102.1638 | 2067.8981 | 2079.5215
VIC | Liquid fuel |  | 0 | 0 | 0 | 0 | 0 | 0 | 0 | 0 | 0 | 0 | 0 | 0 | 0
VIC | Pumped Hydro |  | 0 | 0 | 0 | 0 | 0 | 0 | 0 | 0 | 0 | 0 | 0 | 0 | 0
VIC | Large-scale storage |  | 54.2691 | 52.8224 | 56.1461 | 64.995 | 96.2001 | 94.0376 | 86.044 | 93.4732 | 84.3881 | 86.8053 | 94.9963 | 94.761 | 89.3953
VIC | Distributed storage |  | 16.7427 | 34.6614 | 65.0138 | 99.0127 | 138.9551 | 194.0641 | 229.0457 | 257.1449 | 300.8224 | 354.145 | 382.3149 | 425.0514 | 460.3874
Vic Renewable Energy Zone breakdown (GWh)
Region | Technology | 2018-19 | 2019-20 | 2020-21 | 2021-22 | 2022-23 | 2023-24 | 2024-25 | 2025-26 | 2026-27 | 2027-28 | 2028-29 | 2029-30 | 2030-31 | 2031-32 | 2032-33
VIC | Murray River, Solar |  | 1048.3388 | 1052.7969 | 1058.0416 | 1052.6387 | 1045.5607 | 2212.9922 | 2227.8188 | 2188.8377 | 2233.2392 | 2213.7521 | 2102.1638 | 2067.8981 | 2079.5215
VIC | Gippsland, Wind |  | 352.8585 | 349.0241 | 348.4312 | 345.8767 | 341.4877 | 348.5131 | 349.4453 | 345.6409 | 348.1653 | 342.4841 | 342.6718 | 342.3962 | 340.3065
VIC | Moyne, Wind |  | 3924.4538 | 3897.022 | 4592.1739 | 4543.7355 | 7338.2904 | 8439.5731 | 8831.156 | 8411.8548 | 8828.3243 | 8677.8568 | 8345.2512 | 8404.8074 | 8431.9723
VIC | Western Victoria, Wind |  | 3769.7785 | 4611.2616 | 4565.0346 | 4537.3166 | 5217.1297 | 5583.2072 | 5681.9133 | 5562.4991 | 5707.3545 | 5673.217 | 5473.5266 | 5512.874 | 5544.3173
VIC
VIC
VIC
VIC
VIC

## Neutral NoMinor_GWh (hidden)
Total NEM Generated Energy by Technology (GWh)
Region | Technology | 2018-19 | 2019-20 | 2020-21 | 2021-22 | 2022-23 | 2023-24 | 2024-25 | 2025-26 | 2026-27 | 2027-28 | 2028-29 | 2029-30 | 2030-31 | 2031-32 | 2032-33
NEM | Black coal | 2019-20: 98280.4555; 2020-21: 97130.3565; 2021-22: 97845.1991; 2022-23: 95000.735; 2023-24: 91846.0792; 2024-25: 91072.3991
| Brown coal | 2019-20: 32191.8021; 2020-21: 31934.8826; 2021-22: 29609.1134; 2022-23: 29158.769; 2023-24: 30190.359; 2024-25: 29811.9118
| Hydro | 2019-20: 15438.1917; 2020-21: 15436.7286; 2021-22: 15615.3521; 2022-23: 15795.0592; 2023-24: 15763.1421; 2024-25: 15823.5591
| CCGT | 2019-20: 5948.0775; 2020-21: 5935.7539; 2021-22: 6226.124; 2022-23: 6617.9255; 2023-24: 6308.36; 2024-25: 2649.1248
| OCGT | 2019-20: 828.0255; 2020-21: 831.483; 2021-22: 661.3156; 2022-23: 464.829; 2023-24: 240.056; 2024-25: 773.3398
| Wind | 2019-20: 21523.5973; 2020-21: 22657.2496; 2021-22: 23256.6654; 2022-23: 24745.1713; 2023-24: 27516.3368; 2024-25: 28987.0098
| Solar | 2019-20: 7854.978; 2020-21: 7859.9604; 2021-22: 8310.6894; 2022-23: 10436.0953; 2023-24: 10496.7608; 2024-25: 13962.6666
| Liquid fuel | 2019-20: 0; 2020-21: 0; 2021-22: 0; 2022-23: 0.099; 2023-24: 0; 2024-25: 0
| Pumped Hydro | 2019-20: 100.7091; 2020-21: 96.5788; 2021-22: 244.6406; 2022-23: 441.9549; 2023-24: 426.3789; 2024-25: 1736.1524
| Large-scale storage | 2019-20: 90.8307; 2020-21: 153.0261; 2021-22: 178.9914; 2022-23: 197.2219; 2023-24: 204.4634; 2024-25: 222.3608
| Distributed storage | 2019-20: 27.9615; 2020-21: 67.7628; 2021-22: 153.1698; 2022-23: 253.6134; 2023-24: 319.9088; 2024-25: 457.7361
Region | Technology | 2018-19 | 2019-20 | 2020-21 | 2021-22 | 2022-23 | 2023-24 | 2024-25 | 2025-26 | 2026-27 | 2027-28 | 2028-29 | 2029-30 | 2030-31 | 2031-32 | 2032-33
NSW | Black coal | 27.9615 2019-20: 56369.5553; 67.7628 2020-21: 54788.8512; 153.1698 2021-22: 52128.4094; 253.6134 2022-23: 46725.7197; 319.9088 2023-24: 44699.9096; 457.7361 2024-25: 42522.4579
| Brown coal | 27.9615 2019-20: 0; 67.7628 2020-21: 0; 153.1698 2021-22: 0; 253.6134 2022-23: 0; 319.9088 2023-24: 0; 457.7361 2024-25: 0
| Hydro | 27.9615 2019-20: 3107.7825; 67.7628 2020-21: 3120.3148; 153.1698 2021-22: 3234.2669; 253.6134 2022-23: 3403.5416; 319.9088 2023-24: 3374.4356; 457.7361 2024-25: 3405.601
| CCGT | 27.9615 2019-20: 33.7611; 67.7628 2020-21: 53.0808; 153.1698 2021-22: 182.6516; 253.6134 2022-23: 351.5473; 319.9088 2023-24: 240.776; 457.7361 2024-25: 582.2394
| OCGT | 27.9615 2019-20: 6.6971; 67.7628 2020-21: 20.5905; 153.1698 2021-22: 86.644; 253.6134 2022-23: 171.7962; 319.9088 2023-24: 74.8068; 457.7361 2024-25: 350.9639
| Wind | 27.9615 2019-20: 4269.1283; 67.7628 2020-21: 4266.6066; 153.1698 2021-22: 4220.3828; 253.6134 2022-23: 4313.5423; 319.9088 2023-24: 4286.7499; 457.7361 2024-25: 4205.3116
| Solar | 27.9615 2019-20: 2275.8051; 67.7628 2020-21: 2273.688; 153.1698 2021-22: 2712.066; 253.6134 2022-23: 3988.0979; 319.9088 2023-24: 4012.589; 457.7361 2024-25: 4022.7875
| Liquid fuel | 27.9615 2019-20: 0; 67.7628 2020-21: 0; 153.1698 2021-22: 0; 253.6134 2022-23: 0.099; 319.9088 2023-24: 0; 457.7361 2024-25: 0
| Pumped Hydro | 27.9615 2019-20: 28.962; 67.7628 2020-21: 29.0888; 153.1698 2021-22: 68.0096; 253.6134 2022-23: 127.2252; 319.9088 2023-24: 119.6897; 457.7361 2024-25: 122.0967
| Large-scale storage | 27.9615 2019-20: 0; 67.7628 2020-21: 0; 153.1698 2021-22: 0; 253.6134 2022-23: 0; 319.9088 2023-24: 0; 457.7361 2024-25: 0
| Distributed storage | 27.9615 2019-20: 9.0713; 67.7628 2020-21: 24.9063; 153.1698 2021-22: 62.1353; 253.6134 2022-23: 108.0171; 319.9088 2023-24: 135.2258; 457.7361 2024-25: 203.8861
QLD | Black coal | 27.9615 2019-20: 41910.9001; 67.7628 2020-21: 42341.5054; 153.1698 2021-22: 45716.7897; 253.6134 2022-23: 48275.0153; 319.9088 2023-24: 47146.1696; 457.7361 2024-25: 48549.9412
| Brown coal | 27.9615 2019-20: 0; 67.7628 2020-21: 0; 153.1698 2021-22: 0; 253.6134 2022-23: 0; 319.9088 2023-24: 0; 457.7361 2024-25: 0
| Hydro | 27.9615 2019-20: 635.8453; 67.7628 2020-21: 634.8741; 153.1698 2021-22: 634.9236; 253.6134 2022-23: 634.1859; 319.9088 2023-24: 636.7054; 457.7361 2024-25: 634.1663
| CCGT | 27.9615 2019-20: 1437.9076; 67.7628 2020-21: 1439.6727; 153.1698 2021-22: 1513.2119; 253.6134 2022-23: 1748.8132; 319.9088 2023-24: 1652.3092; 457.7361 2024-25: 2030.0827
| OCGT | 27.9615 2019-20: 589.8895; 67.7628 2020-21: 591.431; 153.1698 2021-22: 294.7631; 253.6134 2022-23: 5.6989; 319.9088 2023-24: 1.4565; 457.7361 2024-25: 4.221
| Wind | 27.9615 2019-20: 1965.575; 67.7628 2020-21: 1965.6988; 153.1698 2021-22: 1949.4961; 253.6134 2022-23: 1999.7754; 319.9088 2023-24: 1977.3551; 457.7361 2024-25: 1936.6756
| Solar | 27.9615 2019-20: 3245.097; 67.7628 2020-21: 3242.2924; 153.1698 2021-22: 3251.0049; 253.6134 2022-23: 3240.0081; 319.9088 2023-24: 3251.991; 457.7361 2024-25: 4594.4287
| Liquid fuel | 27.9615 2019-20: 0; 67.7628 2020-21: 0; 153.1698 2021-22: 0; 253.6134 2022-23: 0; 319.9088 2023-24: 0; 457.7361 2024-25: 0
| Pumped Hydro | 27.9615 2019-20: 71.747; 67.7628 2020-21: 67.49; 153.1698 2021-22: 176.631; 253.6134 2022-23: 314.7297; 319.9088 2023-24: 306.6891; 457.7361 2024-25: 414.4091
| Large-scale storage | 27.9615 2019-20: 0.4732; 67.7628 2020-21: 63.0676; 153.1698 2021-22: 71.4985; 253.6134 2022-23: 79.6664; 319.9088 2023-24: 76.016; 457.7361 2024-25: 81.8836
| Distributed storage | 27.9615 2019-20: 5.7687; 67.7628 2020-21: 13.4567; 153.1698 2021-22: 31.7497; 253.6134 2022-23: 55.5801; 319.9088 2023-24: 67.7953; 457.7361 2024-25: 97.114
SA | Black coal | 27.9615 2019-20: 0; 67.7628 2020-21: 0; 153.1698 2021-22: 0; 253.6134 2022-23: 0; 319.9088 2023-24: 0; 457.7361 2024-25: 0
SA | Brown coal | 27.9615 2019-20: 0; 67.7628 2020-21: 0; 153.1698 2021-22: 0; 253.6134 2022-23: 0; 319.9088 2023-24: 0; 457.7361 2024-25: 0
SA | Hydro | 27.9615 2019-20: 0; 67.7628 2020-21: 0; 153.1698 2021-22: 0; 253.6134 2022-23: 0; 319.9088 2023-24: 0; 457.7361 2024-25: 0
SA | CCGT | 27.9615 2019-20: 4438.4045; 67.7628 2020-21: 4411.5561; 153.1698 2021-22: 4481.3714; 253.6134 2022-23: 4472.2762; 319.9088 2023-24: 4397.7872; 457.7361 2024-25: 0
SA | OCGT | 27.9615 2019-20: 196.7997; 67.7628 2020-21: 189.8546; 153.1698 2021-22: 235.1295; 253.6134 2022-23: 252.6268; 319.9088 2023-24: 147.3803; 457.7361 2024-25: 378.3862
SA | Wind | 27.9615 2019-20: 5893.4321; 67.7628 2020-21: 5860.7763; 153.1698 2021-22: 5747.2804; 253.6134 2022-23: 5663.206; 319.9088 2023-24: 5783.0104; 457.7361 2024-25: 5749.1956
SA | Solar | 27.9615 2019-20: 1324.5368; 67.7628 2020-21: 1320.4478; 153.1698 2021-22: 1321.2293; 253.6134 2022-23: 2194.4953; 319.9088 2023-24: 2205.4931; 457.7361 2024-25: 3166.1591
SA | Liquid fuel | 27.9615 2019-20: 0; 67.7628 2020-21: 0; 153.1698 2021-22: 0; 253.6134 2022-23: 0; 319.9088 2023-24: 0; 457.7361 2024-25: 0
SA | Pumped Hydro | 27.9615 2019-20: 0; 67.7628 2020-21: 0; 153.1698 2021-22: 0; 253.6134 2022-23: 0; 319.9088 2023-24: 0; 457.7361 2024-25: 1199.6466
SA | Large-scale storage | 27.9615 2019-20: 31.1307; 67.7628 2020-21: 31.9878; 153.1698 2021-22: 37.4993; 253.6134 2022-23: 41.2251; 319.9088 2023-24: 40.2187; 457.7361 2024-25: 42.9578
SA | Distributed storage | 27.9615 2019-20: 3.3763; 67.7628 2020-21: 7.6015; 153.1698 2021-22: 14.9767; 253.6134 2022-23: 23.6022; 319.9088 2023-24: 31.243; 457.7361 2024-25: 41.7898
TAS | Black coal | 27.9615 2019-20: 0; 67.7628 2020-21: 0; 153.1698 2021-22: 0; 253.6134 2022-23: 0; 319.9088 2023-24: 0; 457.7361 2024-25: 0
TAS | Brown coal | 27.9615 2019-20: 0; 67.7628 2020-21: 0; 153.1698 2021-22: 0; 253.6134 2022-23: 0; 319.9088 2023-24: 0; 457.7361 2024-25: 0
TAS | Hydro | 27.9615 2019-20: 8580.4512; 67.7628 2020-21: 8585.9553; 153.1698 2021-22: 8595.5827; 253.6134 2022-23: 8578.8107; 319.9088 2023-24: 8594.8581; 457.7361 2024-25: 8576.4681
TAS | CCGT | 27.9615 2019-20: 1.0636; 67.7628 2020-21: 0.63965; 153.1698 2021-22: 0.13799; 253.6134 2022-23: 0.11733; 319.9088 2023-24: 0.19529; 457.7361 2024-25: 2.2911
TAS | OCGT | 27.9615 2019-20: 0; 67.7628 2020-21: 0; 153.1698 2021-22: 0; 253.6134 2022-23: 0; 319.9088 2023-24: 0; 457.7361 2024-25: 0
TAS | Wind | 27.9615 2019-20: 1337.9165; 67.7628 2020-21: 1329.713; 153.1698 2021-22: 1336.5225; 253.6134 2022-23: 1343.0683; 319.9088 2023-24: 1307.9284; 457.7361 2024-25: 1327.0966
TAS | Solar | 27.9615 2019-20: 0; 67.7628 2020-21: 0; 153.1698 2021-22: 0; 253.6134 2022-23: 0; 319.9088 2023-24: 0; 457.7361 2024-25: 0
TAS | Liquid fuel | 27.9615 2019-20: 0; 67.7628 2020-21: 0; 153.1698 2021-22: 0; 253.6134 2022-23: 0; 319.9088 2023-24: 0; 457.7361 2024-25: 0
TAS | Pumped Hydro | 27.9615 2019-20: 0; 67.7628 2020-21: 0; 153.1698 2021-22: 0; 253.6134 2022-23: 0; 319.9088 2023-24: 0; 457.7361 2024-25: 0
TAS | Large-scale storage | 27.9615 2019-20: 0; 67.7628 2020-21: 0; 153.1698 2021-22: 0; 253.6134 2022-23: 0; 319.9088 2023-24: 0; 457.7361 2024-25: 0
TAS | Distributed storage | 27.9615 2019-20: 0.019278; 67.7628 2020-21: 0.068929; 153.1698 2021-22: 0.085549; 253.6134 2022-23: 0.10568; 319.9088 2023-24: 0.098133; 457.7361 2024-25: 0.76769
VIC | Black coal | 27.9615 2019-20: 0; 67.7628 2020-21: 0; 153.1698 2021-22: 0; 253.6134 2022-23: 0; 319.9088 2023-24: 0; 457.7361 2024-25: 0
VIC | Brown coal | 27.9615 2019-20: 32191.8021; 67.7628 2020-21: 31934.8826; 153.1698 2021-22: 29609.1134; 253.6134 2022-23: 29158.769; 319.9088 2023-24: 30190.359; 457.7361 2024-25: 29811.9118
VIC | Hydro | 27.9615 2019-20: 3114.1128; 67.7628 2020-21: 3095.5845; 153.1698 2021-22: 3150.579; 253.6134 2022-23: 3178.5209; 319.9088 2023-24: 3157.1431; 457.7361 2024-25: 3207.3239
VIC | CCGT | 27.9615 2019-20: 36.9406; 67.7628 2020-21: 30.8047; 153.1698 2021-22: 48.7512; 253.6134 2022-23: 45.1715; 319.9088 2023-24: 17.2923; 457.7361 2024-25: 34.5116
VIC | OCGT | 27.9615 2019-20: 34.6392; 67.7628 2020-21: 29.6069; 153.1698 2021-22: 44.779; 253.6134 2022-23: 34.7071; 319.9088 2023-24: 16.4124; 457.7361 2024-25: 39.7686
VIC | Wind | 27.9615 2019-20: 8057.5454; 67.7628 2020-21: 9234.4549; 153.1698 2021-22: 10002.9836; 253.6134 2022-23: 11425.5793; 319.9088 2023-24: 14161.293; 457.7361 2024-25: 15768.7304
VIC | Solar | 27.9615 2019-20: 1009.5391; 67.7628 2020-21: 1023.5322; 153.1698 2021-22: 1026.3892; 253.6134 2022-23: 1013.494; 319.9088 2023-24: 1026.6878; 457.7361 2024-25: 2179.2913
VIC | Liquid fuel | 27.9615 2019-20: 0; 67.7628 2020-21: 0; 153.1698 2021-22: 0; 253.6134 2022-23: 0; 319.9088 2023-24: 0; 457.7361 2024-25: 0
VIC | Pumped Hydro | 27.9615 2019-20: 0; 67.7628 2020-21: 0; 153.1698 2021-22: 0; 253.6134 2022-23: 0; 319.9088 2023-24: 0; 457.7361 2024-25: 0
VIC | Large-scale storage | 27.9615 2019-20: 59.2268; 67.7628 2020-21: 57.9707; 153.1698 2021-22: 69.9936; 253.6134 2022-23: 76.3304; 319.9088 2023-24: 88.2287; 457.7361 2024-25: 97.5194
VIC | Distributed storage | 27.9615 2019-20: 9.7258; 67.7628 2020-21: 21.7293; 153.1698 2021-22: 44.2226; 253.6134 2022-23: 66.3083; 319.9088 2023-24: 85.5466; 457.7361 2024-25: 114.1785
Vic Renewable Energy Zone breakdown (GWh)
Region | Technology | 2018-19 | 2019-20 | 2020-21 | 2021-22 | 2022-23 | 2023-24 | 2024-25 | 2025-26 | 2026-27 | 2027-28 | 2028-29 | 2029-30 | 2030-31 | 2031-32 | 2032-33
VIC | Murray River, Solar | 2019-20: 1009.5391; 2020-21: 1023.5322; 2021-22: 1026.3892; 2022-23: 1013.494; 2023-24: 1026.6878; 2024-25: 2179.2913
VIC | Gippsland, Wind | 2019-20: 353.2974; 2020-21: 349.5933; 2021-22: 350.5061; 2022-23: 350.5563; 2023-24: 348.4575; 2024-25: 352.214
VIC | Moyne, Wind | 2019-20: 3930.2579; 2020-21: 3906.6371; 2021-22: 4323.5081; 2022-23: 5787.4917; 2023-24: 8565.7506; 2024-25: 10126.7678
VIC | Western Victoria, Wind | 2019-20: 3773.9901; 2020-21: 4978.2244; 2021-22: 5328.9695; 2022-23: 5287.5313; 2023-24: 5247.0849; 2024-25: 5289.7487
VIC
VIC
VIC
VIC
VIC

## Neutral NoMinor_MW (hidden)
Total NEM Installed Capacity by Technology (MW)
Region | Technology | 2018-19 | 2019-20 | 2020-21 | 2021-22 | 2022-23 | 2023-24 | 2024-25 | 2025-26 | 2026-27 | 2027-28 | 2028-29 | 2029-30 | 2030-31 | 2031-32 | 2032-33
NEM | Black coal | 2019-20: 18219; 2020-21: 18219; 2021-22: 18219; 2022-23: 16419; 2023-24: 16419; 2024-25: 16419
| Brown coal | 2019-20: 4808; 2020-21: 4808; 2021-22: 4808; 2022-23: 4808; 2023-24: 4808; 2024-25: 4808
| Hydro | 2019-20: 7185.1; 2020-21: 7185.1; 2021-22: 7185.1; 2022-23: 7185.1; 2023-24: 7185.1; 2024-25: 7185.1
| CCGT | 2019-20: 4156; 2020-21: 4156; 2021-22: 4156; 2022-23: 4156; 2023-24: 4156; 2024-25: 2694
| OCGT | 2019-20: 6219.1; 2020-21: 6219.1; 2021-22: 5979.1; 2022-23: 6325.7279; 2023-24: 6360.7279; 2024-25: 6391.7279
| Wind | 2019-20: 7412; 2020-21: 7882; 2021-22: 8238; 2022-23: 8738; 2023-24: 9738; 2024-25: 10388
| Solar | 2019-20: 3013.2484; 2020-21: 3013.2484; 2021-22: 3163.2484; 2022-23: 3993.5763; 2023-24: 3993.5763; 2024-25: 5347.426
| Liquid fuel | 2019-20: 772.7; 2020-21: 772.7; 2021-22: 738.7; 2022-23: 738.7; 2023-24: 738.7; 2024-25: 738.7
| Pumped Hydro | 2019-20: 740; 2020-21: 740; 2021-22: 740; 2022-23: 740; 2023-24: 740; 2024-25: 1451.249
| Large-scale storage | 2019-20: 106.4; 2020-21: 206.4; 2021-22: 206.4; 2022-23: 206.4; 2023-24: 206.4; 2024-25: 206.4
| Distributed storage | 2019-20: 60.2291; 2020-21: 134.2127; 2021-22: 224.6207; 2022-23: 328.3924; 2023-24: 441.8718; 2024-25: 563.866
Region | Technology | 2018-19 | 2019-20 | 2020-21 | 2021-22 | 2022-23 | 2023-24 | 2024-25 | 2025-26 | 2026-27 | 2027-28 | 2028-29 | 2029-30 | 2030-31 | 2031-32 | 2032-33
NSW | Black coal | 60.2291 2019-20: 10040; 134.2127 2020-21: 10040; 224.6207 2021-22: 10040; 328.3924 2022-23: 8240; 441.8718 2023-24: 8240; 563.866 2024-25: 8240
| Brown coal | 60.2291 2019-20: 0; 134.2127 2020-21: 0; 224.6207 2021-22: 0; 328.3924 2022-23: 0; 441.8718 2023-24: 0; 563.866 2024-25: 0
| Hydro | 60.2291 2019-20: 2622; 134.2127 2020-21: 2622; 224.6207 2021-22: 2622; 328.3924 2022-23: 2622; 441.8718 2023-24: 2622; 563.866 2024-25: 2622
| CCGT | 60.2291 2019-20: 618; 134.2127 2020-21: 618; 224.6207 2021-22: 618; 328.3924 2022-23: 618; 441.8718 2023-24: 618; 563.866 2024-25: 618
| OCGT | 60.2291 2019-20: 1388; 134.2127 2020-21: 1388; 224.6207 2021-22: 1388; 328.3924 2022-23: 1706.6279; 441.8718 2023-24: 1706.6279; 563.866 2024-25: 1706.6279
| Wind | 60.2291 2019-20: 1500; 134.2127 2020-21: 1500; 224.6207 2021-22: 1500; 328.3924 2022-23: 1500; 441.8718 2023-24: 1500; 563.866 2024-25: 1500
| Solar | 60.2291 2019-20: 900.6293; 134.2127 2020-21: 900.6293; 224.6207 2021-22: 1050.6293; 328.3924 2022-23: 1556.98; 441.8718 2023-24: 1556.98; 563.866 2024-25: 1556.98
| Liquid fuel | 60.2291 2019-20: 50; 134.2127 2020-21: 50; 224.6207 2021-22: 50; 328.3924 2022-23: 50; 441.8718 2023-24: 50; 563.866 2024-25: 50
| Pumped Hydro | 60.2291 2019-20: 240; 134.2127 2020-21: 240; 224.6207 2021-22: 240; 328.3924 2022-23: 240; 441.8718 2023-24: 240; 563.866 2024-25: 244.2501
| Large-scale storage | 60.2291 2019-20: 0; 134.2127 2020-21: 0; 224.6207 2021-22: 0; 328.3924 2022-23: 0; 441.8718 2023-24: 0; 563.866 2024-25: 0
| Distributed storage | 60.2291 2019-20: 25.1568; 134.2127 2020-21: 56.0691; 224.6207 2021-22: 95.8798; 328.3924 2022-23: 142.8159; 441.8718 2023-24: 196.0542; 563.866 2024-25: 253.9814
QLD | Black coal | 60.2291 2019-20: 8179; 134.2127 2020-21: 8179; 224.6207 2021-22: 8179; 328.3924 2022-23: 8179; 441.8718 2023-24: 8179; 563.866 2024-25: 8179
| Brown coal | 60.2291 2019-20: 0; 134.2127 2020-21: 0; 224.6207 2021-22: 0; 328.3924 2022-23: 0; 441.8718 2023-24: 0; 563.866 2024-25: 0
| Hydro | 60.2291 2019-20: 152.4; 134.2127 2020-21: 152.4; 224.6207 2021-22: 152.4; 328.3924 2022-23: 152.4; 441.8718 2023-24: 152.4; 563.866 2024-25: 152.4
| CCGT | 60.2291 2019-20: 1565; 134.2127 2020-21: 1565; 224.6207 2021-22: 1565; 328.3924 2022-23: 1565; 441.8718 2023-24: 1565; 563.866 2024-25: 1565
| OCGT | 60.2291 2019-20: 1474; 134.2127 2020-21: 1474; 224.6207 2021-22: 1474; 328.3924 2022-23: 1474; 441.8718 2023-24: 1474; 563.866 2024-25: 1474
| Wind | 60.2291 2019-20: 676; 134.2127 2020-21: 676; 224.6207 2021-22: 676; 328.3924 2022-23: 676; 441.8718 2023-24: 676; 563.866 2024-25: 676
| Solar | 60.2291 2019-20: 1224.5; 134.2127 2020-21: 1224.5; 224.6207 2021-22: 1224.5; 328.3924 2022-23: 1224.5; 441.8718 2023-24: 1224.5; 563.866 2024-25: 1721.7446
| Liquid fuel | 60.2291 2019-20: 457.5; 134.2127 2020-21: 457.5; 224.6207 2021-22: 423.5; 328.3924 2022-23: 423.5; 441.8718 2023-24: 423.5; 563.866 2024-25: 423.5
| Pumped Hydro | 60.2291 2019-20: 500; 134.2127 2020-21: 500; 224.6207 2021-22: 500; 328.3924 2022-23: 500; 441.8718 2023-24: 500; 563.866 2024-25: 500
| Large-scale storage | 60.2291 2019-20: 1.4; 134.2127 2020-21: 101.4; 224.6207 2021-22: 101.4; 328.3924 2022-23: 101.4; 441.8718 2023-24: 101.4; 563.866 2024-25: 101.4
| Distributed storage | 60.2291 2019-20: 13.6923; 134.2127 2020-21: 30.9345; 224.6207 2021-22: 51.8416; 328.3924 2022-23: 75.3569; 441.8718 2023-24: 100.2728; 563.866 2024-25: 126.2546
SA | Black coal | 60.2291 2019-20: 0; 134.2127 2020-21: 0; 224.6207 2021-22: 0; 328.3924 2022-23: 0; 441.8718 2023-24: 0; 563.866 2024-25: 0
SA | Brown coal | 60.2291 2019-20: 0; 134.2127 2020-21: 0; 224.6207 2021-22: 0; 328.3924 2022-23: 0; 441.8718 2023-24: 0; 563.866 2024-25: 0
SA | Hydro | 60.2291 2019-20: 0; 134.2127 2020-21: 0; 224.6207 2021-22: 0; 328.3924 2022-23: 0; 441.8718 2023-24: 0; 563.866 2024-25: 0
SA | CCGT | 60.2291 2019-20: 1462; 134.2127 2020-21: 1462; 224.6207 2021-22: 1462; 328.3924 2022-23: 1462; 441.8718 2023-24: 1462; 563.866 2024-25: 0
SA | OCGT | 60.2291 2019-20: 1209.1; 134.2127 2020-21: 1209.1; 224.6207 2021-22: 969.1; 328.3924 2022-23: 969.1; 441.8718 2023-24: 969.1; 563.866 2024-25: 969.1
SA | Wind | 60.2291 2019-20: 2052; 134.2127 2020-21: 2052; 224.6207 2021-22: 2052; 328.3924 2022-23: 2052; 441.8718 2023-24: 2052; 563.866 2024-25: 2052
SA | Solar | 60.2291 2019-20: 486.1191; 134.2127 2020-21: 486.1191; 224.6207 2021-22: 486.1191; 328.3924 2022-23: 810.0963; 441.8718 2023-24: 810.0963; 563.866 2024-25: 1161.7014
SA | Liquid fuel | 60.2291 2019-20: 265.2; 134.2127 2020-21: 265.2; 224.6207 2021-22: 265.2; 328.3924 2022-23: 265.2; 441.8718 2023-24: 265.2; 563.866 2024-25: 265.2
SA | Pumped Hydro | 60.2291 2019-20: 0; 134.2127 2020-21: 0; 224.6207 2021-22: 0; 328.3924 2022-23: 0; 441.8718 2023-24: 0; 563.866 2024-25: 706.9989
SA | Large-scale storage | 60.2291 2019-20: 30; 134.2127 2020-21: 30; 224.6207 2021-22: 30; 328.3924 2022-23: 30; 441.8718 2023-24: 30; 563.866 2024-25: 30
SA | Distributed storage | 60.2291 2019-20: 4.6986; 134.2127 2020-21: 10.6141; 224.6207 2021-22: 18.2709; 328.3924 2022-23: 27.3616; 441.8718 2023-24: 37.6467; 563.866 2024-25: 49.2016
TAS | Black coal | 60.2291 2019-20: 0; 134.2127 2020-21: 0; 224.6207 2021-22: 0; 328.3924 2022-23: 0; 441.8718 2023-24: 0; 563.866 2024-25: 0
TAS | Brown coal | 60.2291 2019-20: 0; 134.2127 2020-21: 0; 224.6207 2021-22: 0; 328.3924 2022-23: 0; 441.8718 2023-24: 0; 563.866 2024-25: 0
TAS | Hydro | 60.2291 2019-20: 2191.7; 134.2127 2020-21: 2191.7; 224.6207 2021-22: 2191.7; 328.3924 2022-23: 2191.7; 441.8718 2023-24: 2191.7; 563.866 2024-25: 2191.7
TAS | CCGT | bar: 60.2291 2019-20 to 563.866 2024-25
TAS | OCGT | 60.2291 2019-20: 163; 134.2127 2020-21: 163; 224.6207 2021-22: 163; 328.3924 2022-23: 163; 441.8718 2023-24: 163; 563.866 2024-25: 163
TAS | Wind | 60.2291 2019-20: 420; 134.2127 2020-21: 420; 224.6207 2021-22: 420; 328.3924 2022-23: 420; 441.8718 2023-24: 420; 563.866 2024-25: 420
TAS | Solar | 60.2291 2019-20: 0; 134.2127 2020-21: 0; 224.6207 2021-22: 0; 328.3924 2022-23: 0; 441.8718 2023-24: 0; 563.866 2024-25: 0
TAS | Liquid fuel | 60.2291 2019-20: 0; 134.2127 2020-21: 0; 224.6207 2021-22: 0; 328.3924 2022-23: 0; 441.8718 2023-24: 0; 563.866 2024-25: 0
TAS | Pumped Hydro | 60.2291 2019-20: 0; 134.2127 2020-21: 0; 224.6207 2021-22: 0; 328.3924 2022-23: 0; 441.8718 2023-24: 0; 563.866 2024-25: 0
TAS | Large-scale storage | 60.2291 2019-20: 0; 134.2127 2020-21: 0; 224.6207 2021-22: 0; 328.3924 2022-23: 0; 441.8718 2023-24: 0; 563.866 2024-25: 0
TAS | Distributed storage | 60.2291 2019-20: 1.1074; 134.2127 2020-21: 2.4017; 224.6207 2021-22: 3.9644; 328.3924 2022-23: 5.8927; 441.8718 2023-24: 7.4173; 563.866 2024-25: 8.7301
VIC | Black coal | 60.2291 2019-20: 0; 134.2127 2020-21: 0; 224.6207 2021-22: 0; 328.3924 2022-23: 0; 441.8718 2023-24: 0; 563.866 2024-25: 0
VIC | Brown coal | 60.2291 2019-20: 4808; 134.2127 2020-21: 4808; 224.6207 2021-22: 4808; 328.3924 2022-23: 4808; 441.8718 2023-24: 4808; 563.866 2024-25: 4808
VIC | Hydro | 60.2291 2019-20: 2219; 134.2127 2020-21: 2219; 224.6207 2021-22: 2219; 328.3924 2022-23: 2219; 441.8718 2023-24: 2219; 563.866 2024-25: 2219
VIC | CCGT | 60.2291 2019-20: 510; 134.2127 2020-21: 510; 224.6207 2021-22: 510; 328.3924 2022-23: 510; 441.8718 2023-24: 510; 563.866 2024-25: 510
VIC | OCGT | 60.2291 2019-20: 1985; 134.2127 2020-21: 1985; 224.6207 2021-22: 1985; 328.3924 2022-23: 2013; 441.8718 2023-24: 2048; 563.866 2024-25: 2079
VIC | Wind | 60.2291 2019-20: 2764; 134.2127 2020-21: 3234; 224.6207 2021-22: 3590; 328.3924 2022-23: 4090; 441.8718 2023-24: 5090; 563.866 2024-25: 5740
VIC | Solar | 60.2291 2019-20: 402; 134.2127 2020-21: 402; 224.6207 2021-22: 402; 328.3924 2022-23: 402; 441.8718 2023-24: 402; 563.866 2024-25: 907
VIC | Liquid fuel | 60.2291 2019-20: 0; 134.2127 2020-21: 0; 224.6207 2021-22: 0; 328.3924 2022-23: 0; 441.8718 2023-24: 0; 563.866 2024-25: 0
VIC | Pumped Hydro | 60.2291 2019-20: 0; 134.2127 2020-21: 0; 224.6207 2021-22: 0; 328.3924 2022-23: 0; 441.8718 2023-24: 0; 563.866 2024-25: 0
VIC | Large-scale storage | 60.2291 2019-20: 75; 134.2127 2020-21: 75; 224.6207 2021-22: 75; 328.3924 2022-23: 75; 441.8718 2023-24: 75; 563.866 2024-25: 75
VIC | Distributed storage | 60.2291 2019-20: 15.5741; 134.2127 2020-21: 34.1933; 224.6207 2021-22: 54.664; 328.3924 2022-23: 76.9652; 441.8718 2023-24: 100.4807; 563.866 2024-25: 125.6983
Vic Renewable Energy Zone breakdown (MW)
Region | Technology | 2018-19 | 2019-20 | 2020-21 | 2021-22 | 2022-23 | 2023-24 | 2024-25 | 2025-26 | 2026-27 | 2027-28 | 2028-29 | 2029-30 | 2030-31 | 2031-32 | 2032-33
VIC | Murray River, Solar | 2019-20: 402; 2020-21: 402; 2021-22: 402; 2022-23: 402; 2023-24: 402; 2024-25: 907
VIC | Gippsland, Wind | 2019-20: 107; 2020-21: 107; 2021-22: 107; 2022-23: 107; 2023-24: 107; 2024-25: 107
VIC | Moyne, Wind | 2019-20: 1398; 2020-21: 1398; 2021-22: 1548; 2022-23: 2048; 2023-24: 3048; 2024-25: 3698
VIC | Western Victoria, Wind | 2019-20: 1259; 2020-21: 1729; 2021-22: 1935; 2022-23: 1935; 2023-24: 1935; 2024-25: 1935
VIC
VIC
VIC
VIC
VIC

## Neutral B4 outage_GWh (hidden)
Total NEM Generated Energy by Technology (GWh)
Region | Technology | 2018-19 | 2019-20 | 2020-21 | 2021-22 | 2022-23 | 2023-24 | 2024-25 | 2025-26 | 2026-27 | 2027-28 | 2028-29 | 2029-30 | 2030-31 | 2031-32 | 2032-33
NEM | Black coal | 2019-20: 100753.3659; 2020-21: 99874.3024; 2021-22: 100462.8188; 2022-23: 98038.0887; 2023-24: 93754.7358; 2024-25: 92953.5912
| Brown coal | 2019-20: 32398.5512; 2020-21: 32233.1028; 2021-22: 29850.4542; 2022-23: 29794.0267; 2023-24: 31278.45; 2024-25: 30765.3441
| Hydro | 2019-20: 15517.217; 2020-21: 15466.4037; 2021-22: 15811.225; 2022-23: 16162.6377; 2023-24: 15878.1882; 2024-25: 16093.9232
| CCGT | 2019-20: 6008.5999; 2020-21: 6007.9845; 2021-22: 6435.5996; 2022-23: 7084.126; 2023-24: 6468.6773; 2024-25: 3060.9828
| OCGT | 2019-20: 899.6623; 2020-21: 900.5423; 2021-22: 838.4967; 2022-23: 799.6734; 2023-24: 321.5876; 2024-25: 1234.8854
| Wind | 2019-20: 18548.9092; 2020-21: 19326.9159; 2021-22: 19867.2268; 2022-23: 19907.3517; 2023-24: 23735.9894; 2024-25: 25429.6552
| Solar | 2019-20: 8000.973; 2020-21: 7993.9802; 2021-22: 8444.0194; 2022-23: 11002.0303; 2023-24: 11063.0785; 2024-25: 13962.372
| Liquid fuel | 2019-20: 0.069249; 2020-21: 0; 2021-22: 0; 2022-23: 0.0495; 2023-24: 0; 2024-25: 0
| Pumped Hydro | 2019-20: 104.2478; 2020-21: 100.7998; 2021-22: 316.1172; 2022-23: 597.2955; 2023-24: 467.6364; 2024-25: 1526.1752
| Large-scale storage | 2019-20: 57.2968; 2020-21: 120.1628; 2021-22: 142.3125; 2022-23: 151.6484; 2023-24: 149.1144; 2024-25: 163.347
| Distributed storage | 2019-20: 31.4912; 2020-21: 72.0052; 2021-22: 170.321; 2022-23: 273.0899; 2023-24: 332.7209; 2024-25: 475.4558
Region | Technology | 2018-19 | 2019-20 | 2020-21 | 2021-22 | 2022-23 | 2023-24 | 2024-25 | 2025-26 | 2026-27 | 2027-28 | 2028-29 | 2029-30 | 2030-31 | 2031-32 | 2032-33
NSW | Black coal | 31.4912 2019-20: 58172.2409; 72.0052 2020-21: 56799.5405; 170.321 2021-22: 53697.7731; 273.0899 2022-23: 48337.328; 332.7209 2023-24: 45860.9291; 475.4558 2024-25: 43431.3795
| Brown coal | 31.4912 2019-20: 0; 72.0052 2020-21: 0; 170.321 2021-22: 0; 273.0899 2022-23: 0; 332.7209 2023-24: 0; 475.4558 2024-25: 0
| Hydro | 31.4912 2019-20: 3119.2119; 72.0052 2020-21: 3128.8593; 170.321 2021-22: 3298.3405; 273.0899 2022-23: 3673.408; 332.7209 2023-24: 3459.022; 475.4558 2024-25: 3703.593
| CCGT | 31.4912 2019-20: 38.7211; 72.0052 2020-21: 59.8807; 170.321 2021-22: 243.7142; 273.0899 2022-23: 542.1537; 332.7209 2023-24: 305.0784; 475.4558 2024-25: 815.9134
| OCGT | 31.4912 2019-20: 12.1645; 72.0052 2020-21: 25.8855; 170.321 2021-22: 125.8708; 273.0899 2022-23: 256.5133; 332.7209 2023-24: 101.7192; 475.4558 2024-25: 502.4622
| Wind | 31.4912 2019-20: 4269.3333; 72.0052 2020-21: 4266.6066; 170.321 2021-22: 4221.267; 273.0899 2022-23: 4313.6942; 332.7209 2023-24: 4286.8013; 475.4558 2024-25: 4205.859
| Solar | 31.4912 2019-20: 2134.4436; 72.0052 2020-21: 2132.6276; 170.321 2021-22: 2570.0607; 273.0899 2022-23: 4208.5238; 332.7209 2023-24: 4231.6317; 475.4558 2024-25: 4245.819
| Liquid fuel | 31.4912 2019-20: 0; 72.0052 2020-21: 0; 170.321 2021-22: 0; 273.0899 2022-23: 0.0495; 332.7209 2023-24: 0; 475.4558 2024-25: 0
| Pumped Hydro | 31.4912 2019-20: 28.6726; 72.0052 2020-21: 29.8044; 170.321 2021-22: 85.1743; 273.0899 2022-23: 173.5084; 332.7209 2023-24: 130.776; 475.4558 2024-25: 155.4432
| Large-scale storage | 31.4912 2019-20: 0; 72.0052 2020-21: 0; 170.321 2021-22: 0; 273.0899 2022-23: 0; 332.7209 2023-24: 0; 475.4558 2024-25: 0
| Distributed storage | 31.4912 2019-20: 10.5017; 72.0052 2020-21: 26.6078; 170.321 2021-22: 70.507; 273.0899 2022-23: 120.166; 332.7209 2023-24: 143.8496; 475.4558 2024-25: 216.1788
QLD | Black coal | 31.4912 2019-20: 42581.125; 72.0052 2020-21: 43074.7619; 170.321 2021-22: 46765.0457; 273.0899 2022-23: 49700.7607; 332.7209 2023-24: 47893.8066; 475.4558 2024-25: 49522.2117
| Brown coal | 31.4912 2019-20: 0; 72.0052 2020-21: 0; 170.321 2021-22: 0; 273.0899 2022-23: 0; 332.7209 2023-24: 0; 475.4558 2024-25: 0
| Hydro | 31.4912 2019-20: 635.8555; 72.0052 2020-21: 634.9916; 170.321 2021-22: 634.7141; 273.0899 2022-23: 634.2832; 332.7209 2023-24: 636.8765; 475.4558 2024-25: 633.7808
| CCGT | 31.4912 2019-20: 1437.0352; 72.0052 2020-21: 1445.291; 170.321 2021-22: 1530.8978; 273.0899 2022-23: 1840.4558; 332.7209 2023-24: 1705.7863; 475.4558 2024-25: 2187.3606
| OCGT | 31.4912 2019-20: 589.8895; 72.0052 2020-21: 590.8388; 170.321 2021-22: 296.6537; 273.0899 2022-23: 6.8002; 332.7209 2023-24: 2.1647; 475.4558 2024-25: 6.3178
| Wind | 31.4912 2019-20: 1965.575; 72.0052 2020-21: 1965.6988; 170.321 2021-22: 1949.4961; 273.0899 2022-23: 1999.7754; 332.7209 2023-24: 1977.2313; 475.4558 2024-25: 1936.6756
| Solar | 31.4912 2019-20: 3245.097; 72.0052 2020-21: 3242.2924; 170.321 2021-22: 3251.0049; 273.0899 2022-23: 3240.0081; 332.7209 2023-24: 3251.9795; 475.4558 2024-25: 4593.7673
| Liquid fuel | 31.4912 2019-20: 0; 72.0052 2020-21: 0; 170.321 2021-22: 0; 273.0899 2022-23: 0; 332.7209 2023-24: 0; 475.4558 2024-25: 0
| Pumped Hydro | 31.4912 2019-20: 75.5751; 72.0052 2020-21: 70.9955; 170.321 2021-22: 230.9429; 273.0899 2022-23: 423.7872; 332.7209 2023-24: 336.8603; 475.4558 2024-25: 509.4165
| Large-scale storage | 31.4912 2019-20: 0.51156; 72.0052 2020-21: 63.9663; 170.321 2021-22: 76.2334; 273.0899 2022-23: 83.9025; 332.7209 2023-24: 79.545; 475.4558 2024-25: 81.4974
| Distributed storage | 31.4912 2019-20: 6.3148; 72.0052 2020-21: 14.1475; 170.321 2021-22: 34.5462; 273.0899 2022-23: 59.266; 332.7209 2023-24: 70.5606; 475.4558 2024-25: 98.3323
SA | Black coal | 31.4912 2019-20: 0; 72.0052 2020-21: 0; 170.321 2021-22: 0; 273.0899 2022-23: 0; 332.7209 2023-24: 0; 475.4558 2024-25: 0
SA | Brown coal | 31.4912 2019-20: 0; 72.0052 2020-21: 0; 170.321 2021-22: 0; 273.0899 2022-23: 0; 332.7209 2023-24: 0; 475.4558 2024-25: 0
SA | Hydro | 31.4912 2019-20: 0; 72.0052 2020-21: 0; 170.321 2021-22: 0; 273.0899 2022-23: 0; 332.7209 2023-24: 0; 475.4558 2024-25: 0
SA | CCGT | 31.4912 2019-20: 4481.619; 72.0052 2020-21: 4458.3213; 170.321 2021-22: 4582.3899; 273.0899 2022-23: 4606.3496; 332.7209 2023-24: 4431.9179; 475.4558 2024-25: 0
SA | OCGT | 31.4912 2019-20: 252.2187; 72.0052 2020-21: 242.0568; 170.321 2021-22: 346.8743; 273.0899 2022-23: 459.8882; 332.7209 2023-24: 193.4416; 475.4558 2024-25: 658.1454
SA | Wind | 31.4912 2019-20: 5904.6335; 72.0052 2020-21: 5862.9555; 170.321 2021-22: 5756.5242; 273.0899 2022-23: 5656.5579; 332.7209 2023-24: 5732.0623; 475.4558 2024-25: 5797.367
SA | Solar | 31.4912 2019-20: 1567.7742; 72.0052 2020-21: 1561.6244; 170.321 2021-22: 1560.8092; 273.0899 2022-23: 2492.4428; 332.7209 2023-24: 2521.4065; 475.4558 2024-25: 2803.1583
SA | Liquid fuel | 31.4912 2019-20: 0.069249; 72.0052 2020-21: 0; 170.321 2021-22: 0; 273.0899 2022-23: 0; 332.7209 2023-24: 0; 475.4558 2024-25: 0
SA | Pumped Hydro | 31.4912 2019-20: 0; 72.0052 2020-21: 0; 170.321 2021-22: 0; 273.0899 2022-23: 0; 332.7209 2023-24: 0; 475.4558 2024-25: 861.3156
SA | Large-scale storage | 31.4912 2019-20: 33.6709; 72.0052 2020-21: 34.0034; 170.321 2021-22: 39.842; 273.0899 2022-23: 42.4511; 332.7209 2023-24: 41.6448; 475.4558 2024-25: 43.416
SA | Distributed storage | 31.4912 2019-20: 3.6661; 72.0052 2020-21: 8.1242; 170.321 2021-22: 16.7202; 273.0899 2022-23: 25.0148; 332.7209 2023-24: 31.8019; 475.4558 2024-25: 42.8921
TAS | Black coal | 31.4912 2019-20: 0; 72.0052 2020-21: 0; 170.321 2021-22: 0; 273.0899 2022-23: 0; 332.7209 2023-24: 0; 475.4558 2024-25: 0
TAS | Brown coal | 31.4912 2019-20: 0; 72.0052 2020-21: 0; 170.321 2021-22: 0; 273.0899 2022-23: 0; 332.7209 2023-24: 0; 475.4558 2024-25: 0
TAS | Hydro | 31.4912 2019-20: 8600.1514; 72.0052 2020-21: 8589.7556; 170.321 2021-22: 8647.8521; 273.0899 2022-23: 8645.3028; 332.7209 2023-24: 8594.8379; 475.4558 2024-25: 8576.8288
TAS | CCGT | 31.4912 2019-20: 1.1118; 72.0052 2020-21: 0.69767; 170.321 2021-22: 0.13978; 273.0899 2022-23: 0.21088; 332.7209 2023-24: 0.36154; 475.4558 2024-25: 2.5984
TAS | OCGT | 31.4912 2019-20: 0; 72.0052 2020-21: 0; 170.321 2021-22: 0; 273.0899 2022-23: 0; 332.7209 2023-24: 0; 475.4558 2024-25: 0
TAS | Wind | 31.4912 2019-20: 1337.9165; 72.0052 2020-21: 1329.713; 170.321 2021-22: 1336.3917; 273.0899 2022-23: 1343.0661; 332.7209 2023-24: 1307.9383; 475.4558 2024-25: 1327.1313
TAS | Solar | 31.4912 2019-20: 0; 72.0052 2020-21: 0; 170.321 2021-22: 0; 273.0899 2022-23: 0; 332.7209 2023-24: 0; 475.4558 2024-25: 0
TAS | Liquid fuel | 31.4912 2019-20: 0; 72.0052 2020-21: 0; 170.321 2021-22: 0; 273.0899 2022-23: 0; 332.7209 2023-24: 0; 475.4558 2024-25: 0
TAS | Pumped Hydro | 31.4912 2019-20: 0; 72.0052 2020-21: 0; 170.321 2021-22: 0; 273.0899 2022-23: 0; 332.7209 2023-24: 0; 475.4558 2024-25: 0
TAS | Large-scale storage | 31.4912 2019-20: 0; 72.0052 2020-21: 0; 170.321 2021-22: 0; 273.0899 2022-23: 0; 332.7209 2023-24: 0; 475.4558 2024-25: 0
TAS | Distributed storage | 31.4912 2019-20: 0.022148; 72.0052 2020-21: 0.045329; 170.321 2021-22: 0.16923; 273.0899 2022-23: 0.084266; 332.7209 2023-24: 0.098954; 475.4558 2024-25: 0.97834
VIC | Black coal | 31.4912 2019-20: 0; 72.0052 2020-21: 0; 170.321 2021-22: 0; 273.0899 2022-23: 0; 332.7209 2023-24: 0; 475.4558 2024-25: 0
VIC | Brown coal | 31.4912 2019-20: 32398.5512; 72.0052 2020-21: 32233.1028; 170.321 2021-22: 29850.4542; 273.0899 2022-23: 29794.0267; 332.7209 2023-24: 31278.45; 475.4558 2024-25: 30765.3441
VIC | Hydro | 31.4912 2019-20: 3161.9981; 72.0052 2020-21: 3112.7973; 170.321 2021-22: 3230.3183; 273.0899 2022-23: 3209.6437; 332.7209 2023-24: 3187.4519; 475.4558 2024-25: 3179.7206
VIC | CCGT | 31.4912 2019-20: 50.1128; 72.0052 2020-21: 43.7939; 170.321 2021-22: 78.458; 273.0899 2022-23: 94.9559; 332.7209 2023-24: 25.5331; 475.4558 2024-25: 55.1105
VIC | OCGT | 31.4912 2019-20: 45.3895; 72.0052 2020-21: 41.7611; 170.321 2021-22: 69.0979; 273.0899 2022-23: 76.4718; 332.7209 2023-24: 24.2621; 475.4558 2024-25: 67.9601
VIC | Wind | 31.4912 2019-20: 5071.4509; 72.0052 2020-21: 5901.942; 170.321 2021-22: 6603.5477; 273.0899 2022-23: 6594.2581; 332.7209 2023-24: 10431.9562; 475.4558 2024-25: 12162.6223
VIC | Solar | 31.4912 2019-20: 1053.6582; 72.0052 2020-21: 1057.4357; 170.321 2021-22: 1062.1446; 273.0899 2022-23: 1061.0556; 332.7209 2023-24: 1058.0608; 475.4558 2024-25: 2319.6275
VIC | Liquid fuel | 31.4912 2019-20: 0; 72.0052 2020-21: 0; 170.321 2021-22: 0; 273.0899 2022-23: 0; 332.7209 2023-24: 0; 475.4558 2024-25: 0
VIC | Pumped Hydro | 31.4912 2019-20: 0; 72.0052 2020-21: 0; 170.321 2021-22: 0; 273.0899 2022-23: 0; 332.7209 2023-24: 0; 475.4558 2024-25: 0
VIC | Large-scale storage | 31.4912 2019-20: 23.1143; 72.0052 2020-21: 22.1932; 170.321 2021-22: 26.2371; 273.0899 2022-23: 25.2948; 332.7209 2023-24: 27.9247; 475.4558 2024-25: 38.4337
VIC | Distributed storage | 31.4912 2019-20: 10.9865; 72.0052 2020-21: 23.0804; 170.321 2021-22: 48.3784; 273.0899 2022-23: 68.5589; 332.7209 2023-24: 86.4098; 475.4558 2024-25: 117.0742
Vic Renewable Energy Zone breakdown (GWh)
Region | Technology | 2018-19 | 2019-20 | 2020-21 | 2021-22 | 2022-23 | 2023-24 | 2024-25 | 2025-26 | 2026-27 | 2027-28 | 2028-29 | 2029-30 | 2030-31 | 2031-32 | 2032-33
VIC | Murray River, Solar | 2019-20: 1053.6582; 2020-21: 1057.4357; 2021-22: 1062.1446; 2022-23: 1061.0556; 2023-24: 1058.0608; 2024-25: 2319.6275
VIC | Gippsland, Wind | 2019-20: 353.5864; 2020-21: 349.7154; 2021-22: 350.4078; 2022-23: 351.0023; 2023-24: 349.0525; 2024-25: 351.9564
VIC | Moyne, Wind | 2019-20: 3934.4498; 2020-21: 3912.2806; 2021-22: 4629.737; 2022-23: 4622.4335; 2023-24: 8061.31; 2024-25: 9805.7118
VIC | Western Victoria, Wind | 2019-20: 783.4148; 2020-21: 1639.946; 2021-22: 1623.4029; 2022-23: 1620.8222; 2023-24: 2021.5936; 2024-25: 2004.9542
VIC
VIC
VIC
VIC
VIC

## Neutral B4 outage_MW (hidden)
Total NEM Installed Capacity by Technology (MW)
Region | Technology | 2018-19 | 2019-20 | 2020-21 | 2021-22 | 2022-23 | 2023-24 | 2024-25 | 2025-26 | 2026-27 | 2027-28 | 2028-29 | 2029-30 | 2030-31 | 2031-32 | 2032-33
NEM | Black coal | 2019-20: 18219; 2020-21: 18219; 2021-22: 18219; 2022-23: 16419; 2023-24: 16419; 2024-25: 16419
| Brown coal | 2019-20: 4808; 2020-21: 4808; 2021-22: 4808; 2022-23: 4808; 2023-24: 4808; 2024-25: 4808
| Hydro | 2019-20: 7185.1; 2020-21: 7185.1; 2021-22: 7185.1; 2022-23: 7185.1; 2023-24: 7185.1; 2024-25: 7185.1
| CCGT | 2019-20: 4156; 2020-21: 4156; 2021-22: 4156; 2022-23: 4156; 2023-24: 4156; 2024-25: 2694
| OCGT | 2019-20: 6219.1; 2020-21: 6219.1; 2021-22: 5979.1; 2022-23: 6504.1; 2023-24: 6504.1; 2024-25: 6504.1
| Wind | 2019-20: 6450; 2020-21: 6770; 2021-22: 7020; 2022-23: 7020; 2023-24: 8330; 2024-25: 8980
| Solar | 2019-20: 3045.5; 2020-21: 3045.5; 2021-22: 3195.5; 2022-23: 4192.5; 2023-24: 4192.5; 2024-25: 5296.5
| Liquid fuel | 2019-20: 772.7; 2020-21: 772.7; 2021-22: 738.7; 2022-23: 738.7; 2023-24: 738.7; 2024-25: 738.7
| Pumped Hydro | 2019-20: 740; 2020-21: 740; 2021-22: 740; 2022-23: 740; 2023-24: 740; 2024-25: 1203
| Large-scale storage | 2019-20: 86.4; 2020-21: 186.4; 2021-22: 186.4; 2022-23: 186.4; 2023-24: 186.4; 2024-25: 186.4
| Distributed storage | 2019-20: 60.2291; 2020-21: 134.2127; 2021-22: 224.6207; 2022-23: 328.3924; 2023-24: 441.8718; 2024-25: 563.866
Region | Technology | 2018-19 | 2019-20 | 2020-21 | 2021-22 | 2022-23 | 2023-24 | 2024-25 | 2025-26 | 2026-27 | 2027-28 | 2028-29 | 2029-30 | 2030-31 | 2031-32 | 2032-33
NSW | Black coal | 60.2291 2019-20: 10040; 134.2127 2020-21: 10040; 224.6207 2021-22: 10040; 328.3924 2022-23: 8240; 441.8718 2023-24: 8240; 563.866 2024-25: 8240
| Brown coal | 60.2291 2019-20: 0; 134.2127 2020-21: 0; 224.6207 2021-22: 0; 328.3924 2022-23: 0; 441.8718 2023-24: 0; 563.866 2024-25: 0
| Hydro | 60.2291 2019-20: 2622; 134.2127 2020-21: 2622; 224.6207 2021-22: 2622; 328.3924 2022-23: 2622; 441.8718 2023-24: 2622; 563.866 2024-25: 2622
| CCGT | 60.2291 2019-20: 618; 134.2127 2020-21: 618; 224.6207 2021-22: 618; 328.3924 2022-23: 618; 441.8718 2023-24: 618; 563.866 2024-25: 618
| OCGT | 60.2291 2019-20: 1388; 134.2127 2020-21: 1388; 224.6207 2021-22: 1388; 328.3924 2022-23: 1666; 441.8718 2023-24: 1666; 563.866 2024-25: 1666
| Wind | 60.2291 2019-20: 1500; 134.2127 2020-21: 1500; 224.6207 2021-22: 1500; 328.3924 2022-23: 1500; 441.8718 2023-24: 1500; 563.866 2024-25: 1500
| Solar | 60.2291 2019-20: 846; 134.2127 2020-21: 846; 224.6207 2021-22: 996; 328.3924 2022-23: 1643; 441.8718 2023-24: 1643; 563.866 2024-25: 1643
| Liquid fuel | 60.2291 2019-20: 50; 134.2127 2020-21: 50; 224.6207 2021-22: 50; 328.3924 2022-23: 50; 441.8718 2023-24: 50; 563.866 2024-25: 50
| Pumped Hydro | 60.2291 2019-20: 240; 134.2127 2020-21: 240; 224.6207 2021-22: 240; 328.3924 2022-23: 240; 441.8718 2023-24: 240; 563.866 2024-25: 240
| Large-scale storage | 60.2291 2019-20: 0; 134.2127 2020-21: 0; 224.6207 2021-22: 0; 328.3924 2022-23: 0; 441.8718 2023-24: 0; 563.866 2024-25: 0
| Distributed storage | 60.2291 2019-20: 25.1568; 134.2127 2020-21: 56.0691; 224.6207 2021-22: 95.8798; 328.3924 2022-23: 142.8159; 441.8718 2023-24: 196.0542; 563.866 2024-25: 253.9814
QLD | Black coal | 60.2291 2019-20: 8179; 134.2127 2020-21: 8179; 224.6207 2021-22: 8179; 328.3924 2022-23: 8179; 441.8718 2023-24: 8179; 563.866 2024-25: 8179
| Brown coal | 60.2291 2019-20: 0; 134.2127 2020-21: 0; 224.6207 2021-22: 0; 328.3924 2022-23: 0; 441.8718 2023-24: 0; 563.866 2024-25: 0
| Hydro | 60.2291 2019-20: 152.4; 134.2127 2020-21: 152.4; 224.6207 2021-22: 152.4; 328.3924 2022-23: 152.4; 441.8718 2023-24: 152.4; 563.866 2024-25: 152.4
| CCGT | 60.2291 2019-20: 1565; 134.2127 2020-21: 1565; 224.6207 2021-22: 1565; 328.3924 2022-23: 1565; 441.8718 2023-24: 1565; 563.866 2024-25: 1565
| OCGT | 60.2291 2019-20: 1474; 134.2127 2020-21: 1474; 224.6207 2021-22: 1474; 328.3924 2022-23: 1474; 441.8718 2023-24: 1474; 563.866 2024-25: 1474
| Wind | 60.2291 2019-20: 676; 134.2127 2020-21: 676; 224.6207 2021-22: 676; 328.3924 2022-23: 676; 441.8718 2023-24: 676; 563.866 2024-25: 676
| Solar | 60.2291 2019-20: 1224.5; 134.2127 2020-21: 1224.5; 224.6207 2021-22: 1224.5; 328.3924 2022-23: 1224.5; 441.8718 2023-24: 1224.5; 563.866 2024-25: 1721.5
| Liquid fuel | 60.2291 2019-20: 457.5; 134.2127 2020-21: 457.5; 224.6207 2021-22: 423.5; 328.3924 2022-23: 423.5; 441.8718 2023-24: 423.5; 563.866 2024-25: 423.5
| Pumped Hydro | 60.2291 2019-20: 500; 134.2127 2020-21: 500; 224.6207 2021-22: 500; 328.3924 2022-23: 500; 441.8718 2023-24: 500; 563.866 2024-25: 500
| Large-scale storage | 60.2291 2019-20: 1.4; 134.2127 2020-21: 101.4; 224.6207 2021-22: 101.4; 328.3924 2022-23: 101.4; 441.8718 2023-24: 101.4; 563.866 2024-25: 101.4
| Distributed storage | 60.2291 2019-20: 13.6923; 134.2127 2020-21: 30.9345; 224.6207 2021-22: 51.8416; 328.3924 2022-23: 75.3569; 441.8718 2023-24: 100.2728; 563.866 2024-25: 126.2546
SA | Black coal | 60.2291 2019-20: 0; 134.2127 2020-21: 0; 224.6207 2021-22: 0; 328.3924 2022-23: 0; 441.8718 2023-24: 0; 563.866 2024-25: 0
SA | Brown coal | 60.2291 2019-20: 0; 134.2127 2020-21: 0; 224.6207 2021-22: 0; 328.3924 2022-23: 0; 441.8718 2023-24: 0; 563.866 2024-25: 0
SA | Hydro | 60.2291 2019-20: 0; 134.2127 2020-21: 0; 224.6207 2021-22: 0; 328.3924 2022-23: 0; 441.8718 2023-24: 0; 563.866 2024-25: 0
SA | CCGT | 60.2291 2019-20: 1462; 134.2127 2020-21: 1462; 224.6207 2021-22: 1462; 328.3924 2022-23: 1462; 441.8718 2023-24: 1462; 563.866 2024-25: 0
SA | OCGT | 60.2291 2019-20: 1209.1; 134.2127 2020-21: 1209.1; 224.6207 2021-22: 969.1; 328.3924 2022-23: 969.1; 441.8718 2023-24: 969.1; 563.866 2024-25: 969.1
SA | Wind | 60.2291 2019-20: 2052; 134.2127 2020-21: 2052; 224.6207 2021-22: 2052; 328.3924 2022-23: 2052; 441.8718 2023-24: 2052; 563.866 2024-25: 2052
SA | Solar | 60.2291 2019-20: 573; 134.2127 2020-21: 573; 224.6207 2021-22: 573; 328.3924 2022-23: 923; 441.8718 2023-24: 923; 563.866 2024-25: 1025
SA | Liquid fuel | 60.2291 2019-20: 265.2; 134.2127 2020-21: 265.2; 224.6207 2021-22: 265.2; 328.3924 2022-23: 265.2; 441.8718 2023-24: 265.2; 563.866 2024-25: 265.2
SA | Pumped Hydro | 60.2291 2019-20: 0; 134.2127 2020-21: 0; 224.6207 2021-22: 0; 328.3924 2022-23: 0; 441.8718 2023-24: 0; 563.866 2024-25: 463
SA | Large-scale storage | 60.2291 2019-20: 30; 134.2127 2020-21: 30; 224.6207 2021-22: 30; 328.3924 2022-23: 30; 441.8718 2023-24: 30; 563.866 2024-25: 30
SA | Distributed storage | 60.2291 2019-20: 4.6986; 134.2127 2020-21: 10.6141; 224.6207 2021-22: 18.2709; 328.3924 2022-23: 27.3616; 441.8718 2023-24: 37.6467; 563.866 2024-25: 49.2016
TAS | Black coal | 60.2291 2019-20: 0; 134.2127 2020-21: 0; 224.6207 2021-22: 0; 328.3924 2022-23: 0; 441.8718 2023-24: 0; 563.866 2024-25: 0
TAS | Brown coal | 60.2291 2019-20: 0; 134.2127 2020-21: 0; 224.6207 2021-22: 0; 328.3924 2022-23: 0; 441.8718 2023-24: 0; 563.866 2024-25: 0
TAS | Hydro | 60.2291 2019-20: 2191.7; 134.2127 2020-21: 2191.7; 224.6207 2021-22: 2191.7; 328.3924 2022-23: 2191.7; 441.8718 2023-24: 2191.7; 563.866 2024-25: 2191.7
TAS | CCGT | bar: 60.2291 2019-20 to 563.866 2024-25
TAS | OCGT | 60.2291 2019-20: 163; 134.2127 2020-21: 163; 224.6207 2021-22: 163; 328.3924 2022-23: 163; 441.8718 2023-24: 163; 563.866 2024-25: 163
TAS | Wind | 60.2291 2019-20: 420; 134.2127 2020-21: 420; 224.6207 2021-22: 420; 328.3924 2022-23: 420; 441.8718 2023-24: 420; 563.866 2024-25: 420
TAS | Solar | 60.2291 2019-20: 0; 134.2127 2020-21: 0; 224.6207 2021-22: 0; 328.3924 2022-23: 0; 441.8718 2023-24: 0; 563.866 2024-25: 0
TAS | Liquid fuel | 60.2291 2019-20: 0; 134.2127 2020-21: 0; 224.6207 2021-22: 0; 328.3924 2022-23: 0; 441.8718 2023-24: 0; 563.866 2024-25: 0
TAS | Pumped Hydro | 60.2291 2019-20: 0; 134.2127 2020-21: 0; 224.6207 2021-22: 0; 328.3924 2022-23: 0; 441.8718 2023-24: 0; 563.866 2024-25: 0
TAS | Large-scale storage | 60.2291 2019-20: 0; 134.2127 2020-21: 0; 224.6207 2021-22: 0; 328.3924 2022-23: 0; 441.8718 2023-24: 0; 563.866 2024-25: 0
TAS | Distributed storage | 60.2291 2019-20: 1.1074; 134.2127 2020-21: 2.4017; 224.6207 2021-22: 3.9644; 328.3924 2022-23: 5.8927; 441.8718 2023-24: 7.4173; 563.866 2024-25: 8.7301
VIC | Black coal | 60.2291 2019-20: 0; 134.2127 2020-21: 0; 224.6207 2021-22: 0; 328.3924 2022-23: 0; 441.8718 2023-24: 0; 563.866 2024-25: 0
VIC | Brown coal | 60.2291 2019-20: 4808; 134.2127 2020-21: 4808; 224.6207 2021-22: 4808; 328.3924 2022-23: 4808; 441.8718 2023-24: 4808; 563.866 2024-25: 4808
VIC | Hydro | 60.2291 2019-20: 2219; 134.2127 2020-21: 2219; 224.6207 2021-22: 2219; 328.3924 2022-23: 2219; 441.8718 2023-24: 2219; 563.866 2024-25: 2219
VIC | CCGT | 60.2291 2019-20: 510; 134.2127 2020-21: 510; 224.6207 2021-22: 510; 328.3924 2022-23: 510; 441.8718 2023-24: 510; 563.866 2024-25: 510
VIC | OCGT | 60.2291 2019-20: 1985; 134.2127 2020-21: 1985; 224.6207 2021-22: 1985; 328.3924 2022-23: 2232; 441.8718 2023-24: 2232; 563.866 2024-25: 2232
VIC | Wind | 60.2291 2019-20: 1802; 134.2127 2020-21: 2122; 224.6207 2021-22: 2372; 328.3924 2022-23: 2372; 441.8718 2023-24: 3682; 563.866 2024-25: 4332
VIC | Solar | 60.2291 2019-20: 402; 134.2127 2020-21: 402; 224.6207 2021-22: 402; 328.3924 2022-23: 402; 441.8718 2023-24: 402; 563.866 2024-25: 907
VIC | Liquid fuel | 60.2291 2019-20: 0; 134.2127 2020-21: 0; 224.6207 2021-22: 0; 328.3924 2022-23: 0; 441.8718 2023-24: 0; 563.866 2024-25: 0
VIC | Pumped Hydro | 60.2291 2019-20: 0; 134.2127 2020-21: 0; 224.6207 2021-22: 0; 328.3924 2022-23: 0; 441.8718 2023-24: 0; 563.866 2024-25: 0
VIC | Large-scale storage | 60.2291 2019-20: 55; 134.2127 2020-21: 55; 224.6207 2021-22: 55; 328.3924 2022-23: 55; 441.8718 2023-24: 55; 563.866 2024-25: 55
VIC | Distributed storage | 60.2291 2019-20: 15.5741; 134.2127 2020-21: 34.1933; 224.6207 2021-22: 54.664; 328.3924 2022-23: 76.9652; 441.8718 2023-24: 100.4807; 563.866 2024-25: 125.6983
Vic Renewable Energy Zone breakdown (MW)
Region | Technology | 2018-19 | 2019-20 | 2020-21 | 2021-22 | 2022-23 | 2023-24 | 2024-25 | 2025-26 | 2026-27 | 2027-28 | 2028-29 | 2029-30 | 2030-31 | 2031-32 | 2032-33
VIC | Murray River, Solar | 2019-20: 402; 2020-21: 402; 2021-22: 402; 2022-23: 402; 2023-24: 402; 2024-25: 907
VIC | Gippsland, Wind | 2019-20: 107; 2020-21: 107; 2021-22: 107; 2022-23: 107; 2023-24: 107; 2024-25: 107
VIC | Moyne, Wind | 2019-20: 1398; 2020-21: 1398; 2021-22: 1648; 2022-23: 1648; 2023-24: 2808; 2024-25: 3458
VIC | Western Victoria, Wind | 2019-20: 297; 2020-21: 617; 2021-22: 617; 2022-23: 617; 2023-24: 767; 2024-25: 767
VIC
VIC
VIC
VIC
VIC

## Neutral Stagger_MW (hidden)
Total NEM Installed Capacity by Technology (MW)
Region | Technology | 2018-19 | 2019-20 | 2020-21 | 2021-22 | 2022-23 | 2023-24 | 2024-25 | 2025-26 | 2026-27 | 2027-28 | 2028-29 | 2029-30 | 2030-31 | 2031-32 | 2032-33
NEM | Black coal | 2019-20: 18219; 2020-21: 18219; 2021-22: 18219; 2022-23: 16419; 2023-24: 16419; 2024-25: 16419
| Brown coal | 2019-20: 4808; 2020-21: 4808; 2021-22: 4808; 2022-23: 4808; 2023-24: 4808; 2024-25: 4808
| Hydro | 2019-20: 7185.1; 2020-21: 7185.1; 2021-22: 7185.1; 2022-23: 7185.1; 2023-24: 7185.1; 2024-25: 7185.1
| CCGT | 2019-20: 4156; 2020-21: 4156; 2021-22: 4156; 2022-23: 4156; 2023-24: 4156; 2024-25: 2694
| OCGT | 2019-20: 6219.1; 2020-21: 6219.1; 2021-22: 5979.1; 2022-23: 6504.1; 2023-24: 6504.1; 2024-25: 6504.1
| Wind | 2019-20: 7412; 2020-21: 7732; 2021-22: 7982; 2022-23: 7982; 2023-24: 9498; 2024-25: 10148
| Solar | 2019-20: 3045.5; 2020-21: 3045.5; 2021-22: 3195.5; 2022-23: 4192.5; 2023-24: 4192.5; 2024-25: 5296.5
| Liquid fuel | 2019-20: 772.7; 2020-21: 772.7; 2021-22: 738.7; 2022-23: 738.7; 2023-24: 738.7; 2024-25: 738.7
| Pumped Hydro | 2019-20: 740; 2020-21: 740; 2021-22: 740; 2022-23: 740; 2023-24: 740; 2024-25: 1203
| Large-scale storage | 2019-20: 106.4; 2020-21: 206.4; 2021-22: 206.4; 2022-23: 206.4; 2023-24: 206.4; 2024-25: 206.4
| Distributed storage | 2019-20: 60.2291; 2020-21: 134.2127; 2021-22: 224.6207; 2022-23: 328.3924; 2023-24: 441.8718; 2024-25: 563.866
Region | Technology | 2018-19 | 2019-20 | 2020-21 | 2021-22 | 2022-23 | 2023-24 | 2024-25 | 2025-26 | 2026-27 | 2027-28 | 2028-29 | 2029-30 | 2030-31 | 2031-32 | 2032-33
NSW | Black coal | 60.2291 2019-20: 10040; 134.2127 2020-21: 10040; 224.6207 2021-22: 10040; 328.3924 2022-23: 8240; 441.8718 2023-24: 8240; 563.866 2024-25: 8240
| Brown coal | 60.2291 2019-20: 0; 134.2127 2020-21: 0; 224.6207 2021-22: 0; 328.3924 2022-23: 0; 441.8718 2023-24: 0; 563.866 2024-25: 0
| Hydro | 60.2291 2019-20: 2622; 134.2127 2020-21: 2622; 224.6207 2021-22: 2622; 328.3924 2022-23: 2622; 441.8718 2023-24: 2622; 563.866 2024-25: 2622
| CCGT | 60.2291 2019-20: 618; 134.2127 2020-21: 618; 224.6207 2021-22: 618; 328.3924 2022-23: 618; 441.8718 2023-24: 618; 563.866 2024-25: 618
| OCGT | 60.2291 2019-20: 1388; 134.2127 2020-21: 1388; 224.6207 2021-22: 1388; 328.3924 2022-23: 1666; 441.8718 2023-24: 1666; 563.866 2024-25: 1666
| Wind | 60.2291 2019-20: 1500; 134.2127 2020-21: 1500; 224.6207 2021-22: 1500; 328.3924 2022-23: 1500; 441.8718 2023-24: 1500; 563.866 2024-25: 1500
| Solar | 60.2291 2019-20: 846; 134.2127 2020-21: 846; 224.6207 2021-22: 996; 328.3924 2022-23: 1643; 441.8718 2023-24: 1643; 563.866 2024-25: 1643
| Liquid fuel | 60.2291 2019-20: 50; 134.2127 2020-21: 50; 224.6207 2021-22: 50; 328.3924 2022-23: 50; 441.8718 2023-24: 50; 563.866 2024-25: 50
| Pumped Hydro | 60.2291 2019-20: 240; 134.2127 2020-21: 240; 224.6207 2021-22: 240; 328.3924 2022-23: 240; 441.8718 2023-24: 240; 563.866 2024-25: 240
| Large-scale storage | 60.2291 2019-20: 0; 134.2127 2020-21: 0; 224.6207 2021-22: 0; 328.3924 2022-23: 0; 441.8718 2023-24: 0; 563.866 2024-25: 0
| Distributed storage | 60.2291 2019-20: 25.1568; 134.2127 2020-21: 56.0691; 224.6207 2021-22: 95.8798; 328.3924 2022-23: 142.8159; 441.8718 2023-24: 196.0542; 563.866 2024-25: 253.9814
QLD | Black coal | 60.2291 2019-20: 8179; 134.2127 2020-21: 8179; 224.6207 2021-22: 8179; 328.3924 2022-23: 8179; 441.8718 2023-24: 8179; 563.866 2024-25: 8179
| Brown coal | 60.2291 2019-20: 0; 134.2127 2020-21: 0; 224.6207 2021-22: 0; 328.3924 2022-23: 0; 441.8718 2023-24: 0; 563.866 2024-25: 0
| Hydro | 60.2291 2019-20: 152.4; 134.2127 2020-21: 152.4; 224.6207 2021-22: 152.4; 328.3924 2022-23: 152.4; 441.8718 2023-24: 152.4; 563.866 2024-25: 152.4
| CCGT | 60.2291 2019-20: 1565; 134.2127 2020-21: 1565; 224.6207 2021-22: 1565; 328.3924 2022-23: 1565; 441.8718 2023-24: 1565; 563.866 2024-25: 1565
| OCGT | 60.2291 2019-20: 1474; 134.2127 2020-21: 1474; 224.6207 2021-22: 1474; 328.3924 2022-23: 1474; 441.8718 2023-24: 1474; 563.866 2024-25: 1474
| Wind | 60.2291 2019-20: 676; 134.2127 2020-21: 676; 224.6207 2021-22: 676; 328.3924 2022-23: 676; 441.8718 2023-24: 676; 563.866 2024-25: 676
| Solar | 60.2291 2019-20: 1224.5; 134.2127 2020-21: 1224.5; 224.6207 2021-22: 1224.5; 328.3924 2022-23: 1224.5; 441.8718 2023-24: 1224.5; 563.866 2024-25: 1721.5
| Liquid fuel | 60.2291 2019-20: 457.5; 134.2127 2020-21: 457.5; 224.6207 2021-22: 423.5; 328.3924 2022-23: 423.5; 441.8718 2023-24: 423.5; 563.866 2024-25: 423.5
| Pumped Hydro | 60.2291 2019-20: 500; 134.2127 2020-21: 500; 224.6207 2021-22: 500; 328.3924 2022-23: 500; 441.8718 2023-24: 500; 563.866 2024-25: 500
| Large-scale storage | 60.2291 2019-20: 1.4; 134.2127 2020-21: 101.4; 224.6207 2021-22: 101.4; 328.3924 2022-23: 101.4; 441.8718 2023-24: 101.4; 563.866 2024-25: 101.4
| Distributed storage | 60.2291 2019-20: 13.6923; 134.2127 2020-21: 30.9345; 224.6207 2021-22: 51.8416; 328.3924 2022-23: 75.3569; 441.8718 2023-24: 100.2728; 563.866 2024-25: 126.2546
SA | Black coal | 60.2291 2019-20: 0; 134.2127 2020-21: 0; 224.6207 2021-22: 0; 328.3924 2022-23: 0; 441.8718 2023-24: 0; 563.866 2024-25: 0
SA | Brown coal | 60.2291 2019-20: 0; 134.2127 2020-21: 0; 224.6207 2021-22: 0; 328.3924 2022-23: 0; 441.8718 2023-24: 0; 563.866 2024-25: 0
SA | Hydro | 60.2291 2019-20: 0; 134.2127 2020-21: 0; 224.6207 2021-22: 0; 328.3924 2022-23: 0; 441.8718 2023-24: 0; 563.866 2024-25: 0
SA | CCGT | 60.2291 2019-20: 1462; 134.2127 2020-21: 1462; 224.6207 2021-22: 1462; 328.3924 2022-23: 1462; 441.8718 2023-24: 1462; 563.866 2024-25: 0
SA | OCGT | 60.2291 2019-20: 1209.1; 134.2127 2020-21: 1209.1; 224.6207 2021-22: 969.1; 328.3924 2022-23: 969.1; 441.8718 2023-24: 969.1; 563.866 2024-25: 969.1
SA | Wind | 60.2291 2019-20: 2052; 134.2127 2020-21: 2052; 224.6207 2021-22: 2052; 328.3924 2022-23: 2052; 441.8718 2023-24: 2052; 563.866 2024-25: 2052
SA | Solar | 60.2291 2019-20: 573; 134.2127 2020-21: 573; 224.6207 2021-22: 573; 328.3924 2022-23: 923; 441.8718 2023-24: 923; 563.866 2024-25: 1025
SA | Liquid fuel | 60.2291 2019-20: 265.2; 134.2127 2020-21: 265.2; 224.6207 2021-22: 265.2; 328.3924 2022-23: 265.2; 441.8718 2023-24: 265.2; 563.866 2024-25: 265.2
SA | Pumped Hydro | 60.2291 2019-20: 0; 134.2127 2020-21: 0; 224.6207 2021-22: 0; 328.3924 2022-23: 0; 441.8718 2023-24: 0; 563.866 2024-25: 463
SA | Large-scale storage | 60.2291 2019-20: 30; 134.2127 2020-21: 30; 224.6207 2021-22: 30; 328.3924 2022-23: 30; 441.8718 2023-24: 30; 563.866 2024-25: 30
SA | Distributed storage | 60.2291 2019-20: 4.6986; 134.2127 2020-21: 10.6141; 224.6207 2021-22: 18.2709; 328.3924 2022-23: 27.3616; 441.8718 2023-24: 37.6467; 563.866 2024-25: 49.2016
TAS | Black coal | 60.2291 2019-20: 0; 134.2127 2020-21: 0; 224.6207 2021-22: 0; 328.3924 2022-23: 0; 441.8718 2023-24: 0; 563.866 2024-25: 0
TAS | Brown coal | 60.2291 2019-20: 0; 134.2127 2020-21: 0; 224.6207 2021-22: 0; 328.3924 2022-23: 0; 441.8718 2023-24: 0; 563.866 2024-25: 0
TAS | Hydro | 60.2291 2019-20: 2191.7; 134.2127 2020-21: 2191.7; 224.6207 2021-22: 2191.7; 328.3924 2022-23: 2191.7; 441.8718 2023-24: 2191.7; 563.866 2024-25: 2191.7
TAS | CCGT | bar: 60.2291 2019-20 to 563.866 2024-25
TAS | OCGT | 60.2291 2019-20: 163; 134.2127 2020-21: 163; 224.6207 2021-22: 163; 328.3924 2022-23: 163; 441.8718 2023-24: 163; 563.866 2024-25: 163
TAS | Wind | 60.2291 2019-20: 420; 134.2127 2020-21: 420; 224.6207 2021-22: 420; 328.3924 2022-23: 420; 441.8718 2023-24: 420; 563.866 2024-25: 420
TAS | Solar | 60.2291 2019-20: 0; 134.2127 2020-21: 0; 224.6207 2021-22: 0; 328.3924 2022-23: 0; 441.8718 2023-24: 0; 563.866 2024-25: 0
TAS | Liquid fuel | 60.2291 2019-20: 0; 134.2127 2020-21: 0; 224.6207 2021-22: 0; 328.3924 2022-23: 0; 441.8718 2023-24: 0; 563.866 2024-25: 0
TAS | Pumped Hydro | 60.2291 2019-20: 0; 134.2127 2020-21: 0; 224.6207 2021-22: 0; 328.3924 2022-23: 0; 441.8718 2023-24: 0; 563.866 2024-25: 0
TAS | Large-scale storage | 60.2291 2019-20: 0; 134.2127 2020-21: 0; 224.6207 2021-22: 0; 328.3924 2022-23: 0; 441.8718 2023-24: 0; 563.866 2024-25: 0
TAS | Distributed storage | 60.2291 2019-20: 1.1074; 134.2127 2020-21: 2.4017; 224.6207 2021-22: 3.9644; 328.3924 2022-23: 5.8927; 441.8718 2023-24: 7.4173; 563.866 2024-25: 8.7301
VIC | Black coal | 60.2291 2019-20: 0; 134.2127 2020-21: 0; 224.6207 2021-22: 0; 328.3924 2022-23: 0; 441.8718 2023-24: 0; 563.866 2024-25: 0
VIC | Brown coal | 60.2291 2019-20: 4808; 134.2127 2020-21: 4808; 224.6207 2021-22: 4808; 328.3924 2022-23: 4808; 441.8718 2023-24: 4808; 563.866 2024-25: 4808
VIC | Hydro | 60.2291 2019-20: 2219; 134.2127 2020-21: 2219; 224.6207 2021-22: 2219; 328.3924 2022-23: 2219; 441.8718 2023-24: 2219; 563.866 2024-25: 2219
VIC | CCGT | 60.2291 2019-20: 510; 134.2127 2020-21: 510; 224.6207 2021-22: 510; 328.3924 2022-23: 510; 441.8718 2023-24: 510; 563.866 2024-25: 510
VIC | OCGT | 60.2291 2019-20: 1985; 134.2127 2020-21: 1985; 224.6207 2021-22: 1985; 328.3924 2022-23: 2232; 441.8718 2023-24: 2232; 563.866 2024-25: 2232
VIC | Wind | 60.2291 2019-20: 2764; 134.2127 2020-21: 3084; 224.6207 2021-22: 3334; 328.3924 2022-23: 3334; 441.8718 2023-24: 4850; 563.866 2024-25: 5500
VIC | Solar | 60.2291 2019-20: 402; 134.2127 2020-21: 402; 224.6207 2021-22: 402; 328.3924 2022-23: 402; 441.8718 2023-24: 402; 563.866 2024-25: 907
VIC | Liquid fuel | 60.2291 2019-20: 0; 134.2127 2020-21: 0; 224.6207 2021-22: 0; 328.3924 2022-23: 0; 441.8718 2023-24: 0; 563.866 2024-25: 0
VIC | Pumped Hydro | 60.2291 2019-20: 0; 134.2127 2020-21: 0; 224.6207 2021-22: 0; 328.3924 2022-23: 0; 441.8718 2023-24: 0; 563.866 2024-25: 0
VIC | Large-scale storage | 60.2291 2019-20: 75; 134.2127 2020-21: 75; 224.6207 2021-22: 75; 328.3924 2022-23: 75; 441.8718 2023-24: 75; 563.866 2024-25: 75
VIC | Distributed storage | 60.2291 2019-20: 15.5741; 134.2127 2020-21: 34.1933; 224.6207 2021-22: 54.664; 328.3924 2022-23: 76.9652; 441.8718 2023-24: 100.4807; 563.866 2024-25: 125.6983
Vic Renewable Energy Zone breakdown (MW)
Region | Technology | 2018-19 | 2019-20 | 2020-21 | 2021-22 | 2022-23 | 2023-24 | 2024-25 | 2025-26 | 2026-27 | 2027-28 | 2028-29 | 2029-30 | 2030-31 | 2031-32 | 2032-33
VIC | Murray River, Solar | 2019-20: 402; 2020-21: 402; 2021-22: 402; 2022-23: 402; 2023-24: 402; 2024-25: 907
VIC | Gippsland, Wind | 2019-20: 107; 2020-21: 107; 2021-22: 107; 2022-23: 107; 2023-24: 107; 2024-25: 107
VIC | Moyne, Wind | 2019-20: 1398; 2020-21: 1398; 2021-22: 1648; 2022-23: 1648; 2023-24: 2808; 2024-25: 3458
VIC | Western Victoria, Wind | 2019-20: 1259; 2020-21: 1579; 2021-22: 1579; 2022-23: 1579; 2023-24: 1935; 2024-25: 1935
VIC
VIC
VIC
VIC
VIC

## Neutral Stagger_GWh (hidden)
Total NEM Generated Energy by Technology (GWh)
Region | Technology | 2018-19 | 2019-20 | 2020-21 | 2021-22 | 2022-23 | 2023-24 | 2024-25 | 2025-26 | 2026-27 | 2027-28 | 2028-29 | 2029-30 | 2030-31 | 2031-32 | 2032-33
NEM | Black coal | 2019-20: 97985.3382; 2020-21: 97157.3665; 2021-22: 97959.9384; 2022-23: 95733.85; 2023-24: 91551.3313; 2024-25: 91160.7202
| Brown coal | 2019-20: 32101.4145; 2020-21: 31881.2584; 2021-22: 29530.2595; 2022-23: 29446.9514; 2023-24: 30135.4058; 2024-25: 29854.8436
| Hydro | 2019-20: 15441.8305; 2020-21: 15433.3441; 2021-22: 15607.6136; 2022-23: 15874.039; 2023-24: 15773.7814; 2024-25: 15948.5711
| CCGT | 2019-20: 5934.941; 2020-21: 5943.5533; 2021-22: 6254.4282; 2022-23: 6700.7489; 2023-24: 6299.2607; 2024-25: 2714.5265
| OCGT | 2019-20: 820.2378; 2020-21: 829.8939; 2021-22: 683.7773; 2022-23: 533.606; 2023-24: 240.417; 2024-25: 879.2632
| Wind | 2019-20: 21794.487; 2020-21: 22551.8106; 2021-22: 23062.3735; 2022-23: 23107.1679; 2023-24: 27370.8275; 2024-25: 28738.8174
| Solar | 2019-20: 8000.4007; 2020-21: 7991.3181; 2021-22: 8443.2987; 2022-23: 11001.8273; 2023-24: 11052.873; 2024-25: 13928.1185
| Liquid fuel | 2019-20: 0; 2020-21: 0; 2021-22: 0; 2022-23: 0.0495; 2023-24: 0; 2024-25: 0
| Pumped Hydro | 2019-20: 98.2991; 2020-21: 100.1549; 2021-22: 254.3584; 2022-23: 497.5523; 2023-24: 438.7322; 2024-25: 1427.5356
| Large-scale storage | 2019-20: 67.9759; 2020-21: 131.7688; 2021-22: 152.3213; 2022-23: 167.139; 2023-24: 174.2087; 2024-25: 208.8592
| Distributed storage | 2019-20: 28.3989; 2020-21: 69.1873; 2021-22: 154.8848; 2022-23: 264.2212; 2023-24: 316.0978; 2024-25: 464.3871
Region | Technology | 2018-19 | 2019-20 | 2020-21 | 2021-22 | 2022-23 | 2023-24 | 2024-25 | 2025-26 | 2026-27 | 2027-28 | 2028-29 | 2029-30 | 2030-31 | 2031-32 | 2032-33
NSW | Black coal | 28.3989 2019-20: 56143.4437; 69.1873 2020-21: 54795.5444; 154.8848 2021-22: 52211.8119; 264.2212 2022-23: 47019.8401; 316.0978 2023-24: 44469.7936; 464.3871 2024-25: 42513.3936
| Brown coal | 28.3989 2019-20: 0; 69.1873 2020-21: 0; 154.8848 2021-22: 0; 264.2212 2022-23: 0; 316.0978 2023-24: 0; 464.3871 2024-25: 0
| Hydro | 28.3989 2019-20: 3111.502; 69.1873 2020-21: 3117.2937; 154.8848 2021-22: 3229.7781; 264.2212 2022-23: 3470.0971; 316.0978 2023-24: 3391.6515; 464.3871 2024-25: 3532.7343
| CCGT | 28.3989 2019-20: 31.643; 69.1873 2020-21: 54.3398; 154.8848 2021-22: 194.6657; 264.2212 2022-23: 380.2704; 316.0978 2023-24: 236.1901; 464.3871 2024-25: 609.8276
| OCGT | 28.3989 2019-20: 6.7728; 69.1873 2020-21: 21.563; 154.8848 2021-22: 97.1409; 264.2212 2022-23: 193.1925; 316.0978 2023-24: 75.6786; 464.3871 2024-25: 377.378
| Wind | 28.3989 2019-20: 4269.3333; 69.1873 2020-21: 4266.6066; 154.8848 2021-22: 4221.267; 264.2212 2022-23: 4313.4315; 316.0978 2023-24: 4286.6265; 464.3871 2024-25: 4204.9774
| Solar | 28.3989 2019-20: 2134.4436; 69.1873 2020-21: 2132.6276; 154.8848 2021-22: 2570.0607; 264.2212 2022-23: 4207.974; 316.0978 2023-24: 4230.3957; 464.3871 2024-25: 4244.2616
| Liquid fuel | 28.3989 2019-20: 0; 69.1873 2020-21: 0; 154.8848 2021-22: 0; 264.2212 2022-23: 0.0495; 316.0978 2023-24: 0; 464.3871 2024-25: 0
| Pumped Hydro | 28.3989 2019-20: 28.6761; 69.1873 2020-21: 31.4478; 154.8848 2021-22: 71.096; 264.2212 2022-23: 145.9198; 316.0978 2023-24: 123.8488; 464.3871 2024-25: 143.5108
| Large-scale storage | 28.3989 2019-20: 0; 69.1873 2020-21: 0; 154.8848 2021-22: 0; 264.2212 2022-23: 0; 316.0978 2023-24: 0; 464.3871 2024-25: 0
| Distributed storage | 28.3989 2019-20: 9.258; 69.1873 2020-21: 25.2793; 154.8848 2021-22: 63.2597; 264.2212 2022-23: 113.7591; 316.0978 2023-24: 136.0731; 464.3871 2024-25: 208.3194
QLD | Black coal | 28.3989 2019-20: 41841.8945; 69.1873 2020-21: 42361.8221; 154.8848 2021-22: 45748.1266; 264.2212 2022-23: 48714.0099; 316.0978 2023-24: 47081.5377; 464.3871 2024-25: 48647.3266
| Brown coal | 28.3989 2019-20: 0; 69.1873 2020-21: 0; 154.8848 2021-22: 0; 264.2212 2022-23: 0; 316.0978 2023-24: 0; 464.3871 2024-25: 0
| Hydro | 28.3989 2019-20: 635.8453; 69.1873 2020-21: 634.8741; 154.8848 2021-22: 635.0542; 264.2212 2022-23: 634.3932; 316.0978 2023-24: 636.8765; 464.3871 2024-25: 634.016
| CCGT | 28.3989 2019-20: 1436.9508; 69.1873 2020-21: 1442.9794; 154.8848 2021-22: 1516.1149; 264.2212 2022-23: 1768.4867; 316.0978 2023-24: 1647.4809; 464.3871 2024-25: 2061.7216
| OCGT | 28.3989 2019-20: 589.8895; 69.1873 2020-21: 591.431; 154.8848 2021-22: 294.9958; 264.2212 2022-23: 5.3004; 316.0978 2023-24: 1.4241; 464.3871 2024-25: 4.6381
| Wind | 28.3989 2019-20: 1965.575; 69.1873 2020-21: 1965.6988; 154.8848 2021-22: 1949.4961; 264.2212 2022-23: 1999.7754; 316.0978 2023-24: 1977.2012; 464.3871 2024-25: 1936.6756
| Solar | 28.3989 2019-20: 3245.097; 69.1873 2020-21: 3242.2924; 154.8848 2021-22: 3251.0049; 264.2212 2022-23: 3240.0081; 316.0978 2023-24: 3252.0738; 464.3871 2024-25: 4593.7673
| Liquid fuel | 28.3989 2019-20: 0; 69.1873 2020-21: 0; 154.8848 2021-22: 0; 264.2212 2022-23: 0; 316.0978 2023-24: 0; 464.3871 2024-25: 0
| Pumped Hydro | 28.3989 2019-20: 69.623; 69.1873 2020-21: 68.707; 154.8848 2021-22: 183.2624; 264.2212 2022-23: 351.6325; 316.0978 2023-24: 314.8834; 464.3871 2024-25: 450.2805
| Large-scale storage | 28.3989 2019-20: 0.49423; 69.1873 2020-21: 63.2306; 154.8848 2021-22: 72.5917; 264.2212 2022-23: 81.4027; 316.0978 2023-24: 75.5119; 464.3871 2024-25: 81.905
| Distributed storage | 28.3989 2019-20: 5.8435; 69.1873 2020-21: 13.8034; 154.8848 2021-22: 32.1337; 264.2212 2022-23: 57.5085; 316.0978 2023-24: 67.9745; 464.3871 2024-25: 97.4559
SA | Black coal | 28.3989 2019-20: 0; 69.1873 2020-21: 0; 154.8848 2021-22: 0; 264.2212 2022-23: 0; 316.0978 2023-24: 0; 464.3871 2024-25: 0
SA | Brown coal | 28.3989 2019-20: 0; 69.1873 2020-21: 0; 154.8848 2021-22: 0; 264.2212 2022-23: 0; 316.0978 2023-24: 0; 464.3871 2024-25: 0
SA | Hydro | 28.3989 2019-20: 0; 69.1873 2020-21: 0; 154.8848 2021-22: 0; 264.2212 2022-23: 0; 316.0978 2023-24: 0; 464.3871 2024-25: 0
SA | CCGT | 28.3989 2019-20: 4428.8983; 69.1873 2020-21: 4413.7852; 154.8848 2021-22: 4490.78; 264.2212 2022-23: 4494.737; 316.0978 2023-24: 4397.1543; 464.3871 2024-25: 0
SA | OCGT | 28.3989 2019-20: 189.0086; 69.1873 2020-21: 186.7339; 154.8848 2021-22: 242.6804; 264.2212 2022-23: 288.0132; 316.0978 2023-24: 146.1833; 464.3871 2024-25: 447.6063
SA | Wind | 28.3989 2019-20: 5900.5698; 69.1873 2020-21: 5863.7952; 154.8848 2021-22: 5753.9625; 264.2212 2022-23: 5644.6949; 316.0978 2023-24: 5720.7445; 464.3871 2024-25: 5762.8938
SA | Solar | 28.3989 2019-20: 1567.2019; 69.1873 2020-21: 1558.9623; 154.8848 2021-22: 1560.0885; 264.2212 2022-23: 2492.7896; 316.0978 2023-24: 2512.3428; 464.3871 2024-25: 2797.5355
SA | Liquid fuel | 28.3989 2019-20: 0; 69.1873 2020-21: 0; 154.8848 2021-22: 0; 264.2212 2022-23: 0; 316.0978 2023-24: 0; 464.3871 2024-25: 0
SA | Pumped Hydro | 28.3989 2019-20: 0; 69.1873 2020-21: 0; 154.8848 2021-22: 0; 264.2212 2022-23: 0; 316.0978 2023-24: 0; 464.3871 2024-25: 833.7443
SA | Large-scale storage | 28.3989 2019-20: 31.0528; 69.1873 2020-21: 31.7431; 154.8848 2021-22: 37.5483; 264.2212 2022-23: 42.1914; 316.0978 2023-24: 40.6389; 464.3871 2024-25: 43.093
SA | Distributed storage | 28.3989 2019-20: 3.2793; 69.1873 2020-21: 7.7261; 154.8848 2021-22: 15.1829; 264.2212 2022-23: 24.4643; 316.0978 2023-24: 30.9222; 464.3871 2024-25: 42.1998
TAS | Black coal | 28.3989 2019-20: 0; 69.1873 2020-21: 0; 154.8848 2021-22: 0; 264.2212 2022-23: 0; 316.0978 2023-24: 0; 464.3871 2024-25: 0
TAS | Brown coal | 28.3989 2019-20: 0; 69.1873 2020-21: 0; 154.8848 2021-22: 0; 264.2212 2022-23: 0; 316.0978 2023-24: 0; 464.3871 2024-25: 0
TAS | Hydro | 28.3989 2019-20: 8580.1424; 69.1873 2020-21: 8586.0328; 154.8848 2021-22: 8595.0957; 264.2212 2022-23: 8576.7462; 316.0978 2023-24: 8594.3415; 464.3871 2024-25: 8576.3192
TAS | CCGT | 28.3989 2019-20: 1.0634; 69.1873 2020-21: 0.63938; 154.8848 2021-22: 0.13799; 264.2212 2022-23: 0.20558; 316.0978 2023-24: 0.19529; 464.3871 2024-25: 2.3574
TAS | OCGT | 28.3989 2019-20: 0; 69.1873 2020-21: 0; 154.8848 2021-22: 0; 264.2212 2022-23: 0; 316.0978 2023-24: 0; 464.3871 2024-25: 0
TAS | Wind | 28.3989 2019-20: 1337.9165; 69.1873 2020-21: 1329.6674; 154.8848 2021-22: 1336.4165; 264.2212 2022-23: 1343.0903; 316.0978 2023-24: 1307.9213; 464.3871 2024-25: 1326.832
TAS | Solar | 28.3989 2019-20: 0; 69.1873 2020-21: 0; 154.8848 2021-22: 0; 264.2212 2022-23: 0; 316.0978 2023-24: 0; 464.3871 2024-25: 0
TAS | Liquid fuel | 28.3989 2019-20: 0; 69.1873 2020-21: 0; 154.8848 2021-22: 0; 264.2212 2022-23: 0; 316.0978 2023-24: 0; 464.3871 2024-25: 0
TAS | Pumped Hydro | 28.3989 2019-20: 0; 69.1873 2020-21: 0; 154.8848 2021-22: 0; 264.2212 2022-23: 0; 316.0978 2023-24: 0; 464.3871 2024-25: 0
TAS | Large-scale storage | 28.3989 2019-20: 0; 69.1873 2020-21: 0; 154.8848 2021-22: 0; 264.2212 2022-23: 0; 316.0978 2023-24: 0; 464.3871 2024-25: 0
TAS | Distributed storage | 28.3989 2019-20: 0.019872; 69.1873 2020-21: 0.046833; 154.8848 2021-22: 0.08634; 264.2212 2022-23: 0.095708; 316.0978 2023-24: 0.093136; 464.3871 2024-25: 0.67629
VIC | Black coal | 28.3989 2019-20: 0; 69.1873 2020-21: 0; 154.8848 2021-22: 0; 264.2212 2022-23: 0; 316.0978 2023-24: 0; 464.3871 2024-25: 0
VIC | Brown coal | 28.3989 2019-20: 32101.4145; 69.1873 2020-21: 31881.2584; 154.8848 2021-22: 29530.2595; 264.2212 2022-23: 29446.9514; 316.0978 2023-24: 30135.4058; 464.3871 2024-25: 29854.8436
VIC | Hydro | 28.3989 2019-20: 3114.3408; 69.1873 2020-21: 3095.1435; 154.8848 2021-22: 3147.6856; 264.2212 2022-23: 3192.8024; 316.0978 2023-24: 3150.9118; 464.3871 2024-25: 3205.5016
VIC | CCGT | 28.3989 2019-20: 36.3855; 69.1873 2020-21: 31.8095; 154.8848 2021-22: 52.7295; 264.2212 2022-23: 57.0492; 316.0978 2023-24: 18.2401; 464.3871 2024-25: 40.6199
VIC | OCGT | 28.3989 2019-20: 34.5669; 69.1873 2020-21: 30.1659; 154.8848 2021-22: 48.9601; 264.2212 2022-23: 47.0998; 316.0978 2023-24: 17.131; 464.3871 2024-25: 49.6407
VIC | Wind | 28.3989 2019-20: 8321.0924; 69.1873 2020-21: 9126.0427; 154.8848 2021-22: 9801.2314; 264.2212 2022-23: 9806.1759; 316.0978 2023-24: 14078.334; 464.3871 2024-25: 15507.4387
VIC | Solar | 28.3989 2019-20: 1053.6582; 69.1873 2020-21: 1057.4357; 154.8848 2021-22: 1062.1446; 264.2212 2022-23: 1061.0556; 316.0978 2023-24: 1058.0608; 464.3871 2024-25: 2292.5541
VIC | Liquid fuel | 28.3989 2019-20: 0; 69.1873 2020-21: 0; 154.8848 2021-22: 0; 264.2212 2022-23: 0; 316.0978 2023-24: 0; 464.3871 2024-25: 0
VIC | Pumped Hydro | 28.3989 2019-20: 0; 69.1873 2020-21: 0; 154.8848 2021-22: 0; 264.2212 2022-23: 0; 316.0978 2023-24: 0; 464.3871 2024-25: 0
VIC | Large-scale storage | 28.3989 2019-20: 36.4289; 69.1873 2020-21: 36.7951; 154.8848 2021-22: 42.1813; 264.2212 2022-23: 43.545; 316.0978 2023-24: 58.0579; 464.3871 2024-25: 83.8612
VIC | Distributed storage | 28.3989 2019-20: 9.9982; 69.1873 2020-21: 22.3318; 154.8848 2021-22: 44.2222; 264.2212 2022-23: 68.3936; 316.0978 2023-24: 81.0348; 464.3871 2024-25: 115.7357
Vic Renewable Energy Zone breakdown (GWh)
Region | Technology | 2018-19 | 2019-20 | 2020-21 | 2021-22 | 2022-23 | 2023-24 | 2024-25 | 2025-26 | 2026-27 | 2027-28 | 2028-29 | 2029-30 | 2030-31 | 2031-32 | 2032-33
VIC | Murray River, Solar | 2019-20: 1053.6582; 2020-21: 1057.4357; 2021-22: 1062.1446; 2022-23: 1061.0556; 2023-24: 1058.0608; 2024-25: 2292.5541
VIC | Gippsland, Wind | 2019-20: 352.9914; 2020-21: 349.1119; 2021-22: 349.691; 2022-23: 349.093; 2023-24: 347.3773; 2024-25: 351.5505
VIC | Moyne, Wind | 2019-20: 3923.6453; 2020-21: 3897.0721; 2021-22: 4612.0059; 2022-23: 4602.5623; 2023-24: 7793.1537; 2024-25: 9503.0788
VIC | Western Victoria, Wind | 2019-20: 4044.4556; 2020-21: 4879.8587; 2021-22: 4839.5345; 2022-23: 4854.5206; 2023-24: 5937.8031; 2024-25: 5652.8094
VIC
VIC
VIC
VIC
VIC

## NeutralNoIC DN_MW (hidden)
Total NEM Installed Capacity by Technology (MW)
Region | Technology | 2018-19 | 2019-20 | 2020-21 | 2021-22 | 2022-23 | 2023-24 | 2024-25 | 2025-26 | 2026-27 | 2027-28 | 2028-29 | 2029-30 | 2030-31 | 2031-32 | 2032-33
NEM | Black coal |  | 18219 | 18219 | 18219 | 16419 | 16419 | 16419 | 16419 | 16419 | 16419 | 15099 | 13419 | 13419 | 13419
| Brown coal |  | 4808 | 4808 | 4808 | 4808 | 4808 | 4808 | 4808 | 4808 | 4808 | 4808 | 4808 | 4808 | 4808
| Hydro |  | 7185.1 | 7185.1 | 7185.1 | 7185.1 | 7185.1 | 7185.1 | 7185.1 | 7185.1 | 7185.1 | 7185.1 | 7185.1 | 7185.1 | 7185.1
| CCGT |  | 4156 | 4156 | 4156 | 4156 | 4156 | 2694 | 2694 | 2694 | 2694 | 2694 | 2694 | 2694 | 2184
| OCGT |  | 6579.1 | 6579.1 | 6339.1 | 7064.135 | 7098.3393 | 8630.2193 | 8630.2193 | 8630.2193 | 8630.2193 | 8630.2193 | 8630.2193 | 8630.2193 | 8630.2193
| Wind |  | 7412 | 7882 | 8238 | 8738 | 9738 | 10388 | 10388 | 10479.2829 | 10663.8143 | 10912.3179 | 11080.5358 | 11080.5358 | 11080.5358
| Solar |  | 3013.2484 | 3013.2484 | 3163.2484 | 3993.5763 | 3993.5763 | 5347.426 | 6514.6254 | 7251.4312 | 7928.1507 | 8746.6692 | 9431.5836 | 9431.5836 | 9431.5836
| Liquid fuel |  | 772.7 | 772.7 | 738.7 | 738.7 | 738.7 | 738.7 | 738.7 | 738.7 | 738.7 | 738.7 | 738.7 | 738.7 | 738.7
| Pumped Hydro |  | 740 | 740 | 740 | 740 | 740 | 1451.249 | 1594.453 | 1594.453 | 1594.453 | 1847.7197 | 2591.3109 | 2591.3109 | 2781.4331
| Large-scale storage |  | 106.4 | 206.4 | 206.4 | 206.4 | 206.4 | 206.4 | 206.4 | 206.4 | 206.4 | 206.4 | 206.4 | 206.4 | 206.4
| Distributed storage |  | 60.2291 | 134.2127 | 224.6207 | 328.3924 | 441.8718 | 563.866 | 690.4131 | 821.4538 | 955.2524 | 1091.1046 | 1229.3024 | 1362.9511 | 1489.4909
Region | Technology | 2018-19 | 2019-20 | 2020-21 | 2021-22 | 2022-23 | 2023-24 | 2024-25 | 2025-26 | 2026-27 | 2027-28 | 2028-29 | 2029-30 | 2030-31 | 2031-32 | 2032-33
NSW | Black coal |  | 10040 | 10040 | 10040 | 8240 | 8240 | 8240 | 8240 | 8240 | 8240 | 6920 | 6920 | 6920 | 6920
| Brown coal |  | 0 | 0 | 0 | 0 | 0 | 0 | 0 | 0 | 0 | 0 | 0 | 0 | 0
| Hydro |  | 2622 | 2622 | 2622 | 2622 | 2622 | 2622 | 2622 | 2622 | 2622 | 2622 | 2622 | 2622 | 2622
| CCGT |  | 618 | 618 | 618 | 618 | 618 | 618 | 618 | 618 | 618 | 618 | 618 | 618 | 618
| OCGT |  | 1748 | 1748 | 1748 | 2444.6279 | 2444.6279 | 3194.6279 | 3194.6279 | 3194.6279 | 3194.6279 | 3194.6279 | 3194.6279 | 3194.6279 | 3194.6279
| Wind |  | 1500 | 1500 | 1500 | 1500 | 1500 | 1500 | 1500 | 1500 | 1500 | 1500 | 1500 | 1500 | 1500
| Solar |  | 900.6293 | 900.6293 | 1050.6293 | 1556.98 | 1556.98 | 1556.98 | 1556.98 | 1556.98 | 1556.98 | 1556.98 | 1556.98 | 1556.98 | 1556.98
| Liquid fuel |  | 50 | 50 | 50 | 50 | 50 | 50 | 50 | 50 | 50 | 50 | 50 | 50 | 50
| Pumped Hydro |  | 240 | 240 | 240 | 240 | 240 | 244.2501 | 387.4541 | 387.4541 | 387.4541 | 415.8427 | 563.1996 | 563.1996 | 753.3217
| Large-scale storage |  | 0 | 0 | 0 | 0 | 0 | 0 | 0 | 0 | 0 | 0 | 0 | 0 | 0
| Distributed storage |  | 25.1568 | 56.0691 | 95.8798 | 142.8159 | 196.0542 | 253.9814 | 314.6069 | 377.6072 | 442.051 | 507.2804 | 573.3688 | 634.0407 | 687.346
QLD | Black coal |  | 8179 | 8179 | 8179 | 8179 | 8179 | 8179 | 8179 | 8179 | 8179 | 8179 | 6499 | 6499 | 6499
| Brown coal |  | 0 | 0 | 0 | 0 | 0 | 0 | 0 | 0 | 0 | 0 | 0 | 0 | 0
| Hydro |  | 152.4 | 152.4 | 152.4 | 152.4 | 152.4 | 152.4 | 152.4 | 152.4 | 152.4 | 152.4 | 152.4 | 152.4 | 152.4
| CCGT |  | 1565 | 1565 | 1565 | 1565 | 1565 | 1565 | 1565 | 1565 | 1565 | 1565 | 1565 | 1565 | 1565
| OCGT |  | 1474 | 1474 | 1474 | 1474 | 1474 | 1474 | 1474 | 1474 | 1474 | 1474 | 1474 | 1474 | 1474
| Wind |  | 676 | 676 | 676 | 676 | 676 | 676 | 676 | 767.2829 | 951.8143 | 1186.3658 | 1308.3822 | 1308.3822 | 1308.3822
| Solar |  | 1224.5 | 1224.5 | 1224.5 | 1224.5 | 1224.5 | 1721.7446 | 2760.6454 | 3497.4512 | 4174.1707 | 4992.6892 | 5677.6036 | 5677.6036 | 5677.6036
| Liquid fuel |  | 457.5 | 457.5 | 423.5 | 423.5 | 423.5 | 423.5 | 423.5 | 423.5 | 423.5 | 423.5 | 423.5 | 423.5 | 423.5
| Pumped Hydro |  | 500 | 500 | 500 | 500 | 500 | 500 | 500 | 500 | 500 | 724.8781 | 1321.1125 | 1321.1125 | 1321.1125
| Large-scale storage |  | 1.4 | 101.4 | 101.4 | 101.4 | 101.4 | 101.4 | 101.4 | 101.4 | 101.4 | 101.4 | 101.4 | 101.4 | 101.4
| Distributed storage |  | 13.6923 | 30.9345 | 51.8416 | 75.3569 | 100.2728 | 126.2546 | 152.7033 | 179.8653 | 207.739 | 236.1665 | 265.0381 | 294.2611 | 323.755
SA | Black coal |  | 0 | 0 | 0 | 0 | 0 | 0 | 0 | 0 | 0 | 0 | 0 | 0 | 0
SA | Brown coal |  | 0 | 0 | 0 | 0 | 0 | 0 | 0 | 0 | 0 | 0 | 0 | 0 | 0
SA | Hydro |  | 0 | 0 | 0 | 0 | 0 | 0 | 0 | 0 | 0 | 0 | 0 | 0 | 0
SA | CCGT |  | 1462 | 1462 | 1462 | 1462 | 1462 | 0 | 0 | 0 | 0 | 0 | 0 | 0 | 0
SA | OCGT |  | 1209.1 | 1209.1 | 969.1 | 969.1 | 969.1 | 969.1 | 969.1 | 969.1 | 969.1 | 969.1 | 969.1 | 969.1 | 969.1
SA | Wind |  | 2052 | 2052 | 2052 | 2052 | 2052 | 2052 | 2052 | 2052 | 2052 | 2052 | 2052 | 2052 | 2052
SA | Solar |  | 486.1191 | 486.1191 | 486.1191 | 810.0963 | 810.0963 | 1161.7014 | 1290 | 1290 | 1290 | 1290 | 1290 | 1290 | 1290
SA | Liquid fuel |  | 265.2 | 265.2 | 265.2 | 265.2 | 265.2 | 265.2 | 265.2 | 265.2 | 265.2 | 265.2 | 265.2 | 265.2 | 265.2
SA | Pumped Hydro |  | 0 | 0 | 0 | 0 | 0 | 706.9989 | 706.9989 | 706.9989 | 706.9989 | 706.9989 | 706.9989 | 706.9989 | 706.9989
SA | Large-scale storage |  | 30 | 30 | 30 | 30 | 30 | 30 | 30 | 30 | 30 | 30 | 30 | 30 | 30
SA | Distributed storage |  | 4.6986 | 10.6141 | 18.2709 | 27.3616 | 37.6467 | 49.2016 | 61.6345 | 74.7964 | 88.5706 | 102.8717 | 117.6225 | 132.3793 | 146.6603
TAS | Black coal |  | 0 | 0 | 0 | 0 | 0 | 0 | 0 | 0 | 0 | 0 | 0 | 0 | 0
TAS | Brown coal |  | 0 | 0 | 0 | 0 | 0 | 0 | 0 | 0 | 0 | 0 | 0 | 0 | 0
TAS | Hydro |  | 2191.7 | 2191.7 | 2191.7 | 2191.7 | 2191.7 | 2191.7 | 2191.7 | 2191.7 | 2191.7 | 2191.7 | 2191.7 | 2191.7 | 2191.7
TAS | CCGT | bar: 2019-20 to 2031-32
TAS | OCGT |  | 163 | 163 | 163 | 163 | 163 | 163 | 163 | 163 | 163 | 163 | 163 | 163 | 163
TAS | Wind |  | 420 | 420 | 420 | 420 | 420 | 420 | 420 | 420 | 420 | 433.9521 | 480.1537 | 480.1537 | 480.1537
TAS | Solar |  | 0 | 0 | 0 | 0 | 0 | 0 | 0 | 0 | 0 | 0 | 0 | 0 | 0
TAS | Liquid fuel |  | 0 | 0 | 0 | 0 | 0 | 0 | 0 | 0 | 0 | 0 | 0 | 0 | 0
TAS | Pumped Hydro |  | 0 | 0 | 0 | 0 | 0 | 0 | 0 | 0 | 0 | 0 | 0 | 0 | 0
TAS | Large-scale storage |  | 0 | 0 | 0 | 0 | 0 | 0 | 0 | 0 | 0 | 0 | 0 | 0 | 0
TAS | Distributed storage |  | 1.1074 | 2.4017 | 3.9644 | 5.8927 | 7.4173 | 8.7301 | 9.7122 | 10.6559 | 11.4994 | 12.2389 | 12.9664 | 13.6654 | 14.3392
VIC | Black coal |  | 0 | 0 | 0 | 0 | 0 | 0 | 0 | 0 | 0 | 0 | 0 | 0 | 0
VIC | Brown coal |  | 4808 | 4808 | 4808 | 4808 | 4808 | 4808 | 4808 | 4808 | 4808 | 4808 | 4808 | 4808 | 4808
VIC | Hydro |  | 2219 | 2219 | 2219 | 2219 | 2219 | 2219 | 2219 | 2219 | 2219 | 2219 | 2219 | 2219 | 2219
VIC | CCGT |  | 510 | 510 | 510 | 510 | 510 | 510 | 510 | 510 | 510 | 510 | 510 | 510 | 0
VIC | OCGT |  | 1985 | 1985 | 1985 | 2013.4071 | 2047.6114 | 2829.4914 | 2829.4914 | 2829.4914 | 2829.4914 | 2829.4914 | 2829.4914 | 2829.4914 | 2829.4914
VIC | Wind |  | 2764 | 3234 | 3590 | 4090 | 5090 | 5740 | 5740 | 5740 | 5740 | 5740 | 5740 | 5740 | 5740
VIC | Solar |  | 402 | 402 | 402 | 402 | 402 | 907 | 907 | 907 | 907 | 907 | 907 | 907 | 907
VIC | Liquid fuel |  | 0 | 0 | 0 | 0 | 0 | 0 | 0 | 0 | 0 | 0 | 0 | 0 | 0
VIC | Pumped Hydro |  | 0 | 0 | 0 | 0 | 0 | 0 | 0 | 0 | 0 | 0 | 0 | 0 | 0
VIC | Large-scale storage |  | 75 | 75 | 75 | 75 | 75 | 75 | 75 | 75 | 75 | 75 | 75 | 75 | 75
VIC | Distributed storage |  | 15.5741 | 34.1933 | 54.664 | 76.9652 | 100.4807 | 125.6983 | 151.7562 | 178.5289 | 205.3924 | 232.5471 | 260.3066 | 288.6046 | 317.3904
Vic Renewable Energy Zone breakdown (MW)
Region | Technology | 2018-19 | 2019-20 | 2020-21 | 2021-22 | 2022-23 | 2023-24 | 2024-25 | 2025-26 | 2026-27 | 2027-28 | 2028-29 | 2029-30 | 2030-31 | 2031-32 | 2032-33
VIC | Murray River, Solar |  | 402 | 402 | 402 | 402 | 402 | 907 | 907 | 907 | 907 | 907 | 907 | 907 | 907
VIC | Gippsland, Wind |  | 107 | 107 | 107 | 107 | 107 | 107 | 107 | 107 | 107 | 107 | 107 | 107 | 107
VIC | Moyne, Wind |  | 1398 | 1398 | 1548 | 2048 | 3048 | 3698 | 3698 | 3698 | 3698 | 3698 | 3698 | 3698 | 3698
VIC | Western Victoria, Wind |  | 1259 | 1729 | 1935 | 1935 | 1935 | 1935 | 1935 | 1935 | 1935 | 1935 | 1935 | 1935 | 1935
VIC
VIC
VIC
VIC
VIC

## NeutralNoIC DN_GWh (hidden)
Total NEM Generated Energy by Technology (GWh)
Region | Technology | 2018-19 | 2019-20 | 2020-21 | 2021-22 | 2022-23 | 2023-24 | 2024-25 | 2025-26 | 2026-27 | 2027-28 | 2028-29 | 2029-30 | 2030-31 | 2031-32 | 2032-33
NEM | Black coal |  | 98363.059 | 97255.1518 | 97803.9833 | 95052.7304 | 92300.2854 | 91276.6442 | 91347.5188 | 89037.6027 | 89452.7032 | 85967.6912 | 79928.2007 | 78454.9226 | 79418.9501
| Brown coal |  | 32012.5807 | 31730.4829 | 29435.6501 | 28840.3829 | 29717.1737 | 28864.3038 | 26305.1754 | 28778.94 | 26177.5775 | 26186.3955 | 28982.1756 | 29022.5876 | 27231.51
| Hydro |  | 15433.3362 | 15439.8898 | 15624.5137 | 15852.6044 | 15812.6218 | 15880.314 | 15848.8733 | 15691.194 | 15917.7498 | 16205.743 | 16095.2018 | 16223.6598 | 16104.0714
| CCGT |  | 5961.4358 | 5935.0154 | 6264.8155 | 6631.1565 | 6337.0916 | 2585.9608 | 3320.0172 | 2454.1618 | 2384.1296 | 3361.1231 | 4630.0002 | 5601.1768 | 6230.2334
| OCGT |  | 831.8865 | 845.5833 | 715.0518 | 567.7637 | 298.6027 | 2431.1268 | 2385.582 | 2090.8695 | 2260.7289 | 3166.5001 | 2621.6672 | 2929.5208 | 3637.5857
| Wind |  | 21501.8014 | 22633.6724 | 23247.3135 | 24738.0106 | 27353.7982 | 28057.5105 | 28556.4568 | 28538.4588 | 29358.9937 | 29934.6068 | 30273.3582 | 30450.8576 | 30562.1928
| Solar |  | 7893.0182 | 7890.4772 | 8339.7399 | 10479.2644 | 10519.7698 | 13856.5825 | 16876.6664 | 18646.4064 | 20008.0292 | 21273.071 | 23564.4886 | 23593.7764 | 23419.982
| Liquid fuel |  | 0 | 0 | 0 | 0 | 0.14027 | 2.6425 | 2.5775 | 3.3606 | 3.6767 | 1.2128 | 1.7903 | 1.349 | 1.3439
| Pumped Hydro |  | 118.4393 | 108.3628 | 253.052 | 461.4165 | 433.1599 | 1720.4925 | 2205.4588 | 2184.8476 | 2264.3001 | 2926.0795 | 4546.3238 | 4738.5896 | 5128.5022
| Large-scale storage |  | 87.7391 | 147.1651 | 176.7535 | 192.2832 | 205.7762 | 236.5548 | 230.6631 | 240.6244 | 246.5572 | 261.8924 | 260.9717 | 255.6658 | 253.8967
| Distributed storage |  | 29.1764 | 70.5536 | 160.9496 | 257.5604 | 335.7037 | 464.5662 | 548.9321 | 626.3858 | 735.0701 | 839.0583 | 935.3129 | 1029.3898 | 1104.0899
Region | Technology | 2018-19 | 2019-20 | 2020-21 | 2021-22 | 2022-23 | 2023-24 | 2024-25 | 2025-26 | 2026-27 | 2027-28 | 2028-29 | 2029-30 | 2030-31 | 2031-32 | 2032-33
NSW | Black coal |  | 56007.203 | 54531.3838 | 52018.0503 | 46918.8342 | 45141.3472 | 43116.5686 | 46384.7614 | 46563.3596 | 47497.126 | 42726.2326 | 42294.5631 | 42523.4653 | 43277.7754
| Brown coal |  | 0 | 0 | 0 | 0 | 0 | 0 | 0 | 0 | 0 | 0 | 0 | 0 | 0
| Hydro |  | 3100.4667 | 3120.8865 | 3221.5719 | 3422.0291 | 3398.4661 | 3459.9806 | 3473.3888 | 3362.386 | 3508.5709 | 3779.7636 | 3670.3822 | 3848.4255 | 3772.9092
| CCGT |  | 39.5739 | 55.7259 | 222.4778 | 405.5323 | 278.0834 | 630.952 | 626.7627 | 264.9714 | 334.1189 | 1234.6717 | 1272.4832 | 1541.5488 | 1846.7572
| OCGT |  | 9.4093 | 29.2153 | 133.6115 | 271.1908 | 126.4375 | 421.5196 | 390.6493 | 241.6317 | 261.6065 | 1073.7452 | 744.2357 | 963.2879 | 1320.3308
| Wind |  | 4269.3333 | 4266.4038 | 4220.5086 | 4313.5115 | 4286.6679 | 4205.84 | 4262.9249 | 4259.3533 | 4236.5812 | 4230.487 | 4196.5194 | 4246.1439 | 4267.6151
| Solar |  | 2275.8094 | 2273.6341 | 2711.5366 | 3988.226 | 4012.027 | 4023.625 | 3994.6095 | 3989.0584 | 4004.851 | 4007.2064 | 4000.1808 | 3978.2968 | 3989.4996
| Liquid fuel |  | 0 | 0 | 0 | 0 | 0.14027 | 0.0495 | 0 | 0 | 0 | 0 | 0 | 0 | 0
| Pumped Hydro |  | 30.1488 | 30.4879 | 66.0131 | 117.1459 | 109.8247 | 132.7676 | 366.5867 | 339.1724 | 331.9403 | 428.0362 | 698.6473 | 766.9326 | 1167.5092
| Large-scale storage |  | 0 | 0 | 0 | 0 | 0 | 0 | 0 | 0 | 0 | 0 | 0 | 0 | 0
| Distributed storage |  | 8.9186 | 25.7831 | 66.8657 | 109.8542 | 142.3702 | 209.3076 | 243.0093 | 279.6864 | 328.6742 | 379.7246 | 422.8068 | 464.6985 | 495.3709
QLD | Black coal |  | 42355.856 | 42723.7681 | 45785.9329 | 48133.8962 | 47158.9382 | 48160.0756 | 44962.7574 | 42474.2431 | 41955.5772 | 43241.4586 | 37633.6376 | 35931.4573 | 36141.1748
| Brown coal |  | 0 | 0 | 0 | 0 | 0 | 0 | 0 | 0 | 0 | 0 | 0 | 0 | 0
| Hydro |  | 635.8671 | 634.9376 | 635.0115 | 634.1402 | 636.7087 | 634.294 | 634.3595 | 634.7323 | 636.3961 | 635.3424 | 635.3226 | 634.456 | 635.9231
| CCGT |  | 1434.5085 | 1431.9245 | 1494.9792 | 1693.1233 | 1628.7318 | 1903.5304 | 2650.404 | 2186.6524 | 2045.1785 | 2114.539 | 3355.5926 | 4052.3388 | 4383.1632
| OCGT |  | 591.4226 | 591.431 | 294.4014 | 0 | 0 | 0.010535 | 10.7295 | 7.8186 | 0.76438 | 0 | 4.6009 | 10.0705 | 14.7736
| Wind |  | 1965.575 | 1965.6988 | 1949.4961 | 1999.7754 | 1977.3603 | 1936.6262 | 1960.6442 | 2268.2067 | 2831.7357 | 3591.5669 | 4157.7875 | 4208.5988 | 4183.8534
| Solar |  | 3245.097 | 3242.2924 | 3251.0049 | 3240.0081 | 3252.5148 | 4594.2994 | 7350.7909 | 9157.6244 | 10463.9933 | 11783.9225 | 14187.9108 | 14274.9271 | 14070.1497
| Liquid fuel |  | 0 | 0 | 0 | 0 | 0 | 0 | 0 | 0 | 0 | 0 | 0 | 0 | 0
| Pumped Hydro |  | 88.2905 | 77.875 | 187.0389 | 344.2706 | 323.3352 | 466.0303 | 657.1452 | 636.7812 | 701.0768 | 1272.1515 | 2599.7936 | 2719.8241 | 2696.814
| Large-scale storage |  | 0.53093 | 61.4933 | 71.9117 | 78.286 | 76.7867 | 79.1671 | 80.5185 | 86.4327 | 99.0438 | 116.1176 | 104.653 | 99.8444 | 105.6203
| Distributed storage |  | 6.1184 | 13.7085 | 31.5011 | 54.043 | 68.9498 | 94.0598 | 115.6469 | 134.0013 | 154.1124 | 175.5454 | 195.3034 | 218.3961 | 239.7629
SA | Black coal |  | 0 | 0 | 0 | 0 | 0 | 0 | 0 | 0 | 0 | 0 | 0 | 0 | 0
SA | Brown coal |  | 0 | 0 | 0 | 0 | 0 | 0 | 0 | 0 | 0 | 0 | 0 | 0 | 0
SA | Hydro |  | 0 | 0 | 0 | 0 | 0 | 0 | 0 | 0 | 0 | 0 | 0 | 0 | 0
SA | CCGT |  | 4444.8187 | 4414.6508 | 4494.5244 | 4488.6299 | 4410.0167 | 0 | 0 | 0 | 0 | 0 | 0 | 0 | 0
SA | OCGT |  | 198.2654 | 196.2453 | 244.8351 | 264.923 | 157.323 | 1949.4289 | 1821.8659 | 1737.1826 | 1797.5326 | 1883.2893 | 1812.1098 | 1820.0001 | 1933.047
SA | Wind |  | 5894.1558 | 5854.2722 | 5746.213 | 5664.5427 | 5784.0888 | 5627.0321 | 5630.8147 | 5615.208 | 5537.4328 | 5587.2845 | 5528.0773 | 5533.9059 | 5486.0491
SA | Solar |  | 1325.1178 | 1321.6124 | 1321.1126 | 2198.5214 | 2202.3724 | 3135.8146 | 3450.5455 | 3439.3798 | 3453.5913 | 3419.9463 | 3380.6038 | 3362.4098 | 3366.5445
SA | Liquid fuel |  | 0 | 0 | 0 | 0 | 0 | 2.593 | 2.5775 | 3.3606 | 3.6767 | 1.2128 | 1.7903 | 1.349 | 1.3439
SA | Pumped Hydro |  | 0 | 0 | 0 | 0 | 0 | 1121.6947 | 1181.7269 | 1208.8939 | 1231.2829 | 1225.8918 | 1247.8829 | 1251.8329 | 1264.179
SA | Large-scale storage |  | 30.1905 | 31.5001 | 37.5674 | 41.2505 | 40.6288 | 43.8157 | 43.3707 | 43.1688 | 42.8686 | 41.8918 | 41.829 | 41.9062 | 41.8416
SA | Distributed storage |  | 3.3474 | 7.5932 | 15.4463 | 24.1395 | 31.6707 | 43.9994 | 52.6153 | 62.7877 | 73.3864 | 82.5005 | 93.0595 | 102.6058 | 111.6922
TAS | Black coal |  | 0 | 0 | 0 | 0 | 0 | 0 | 0 | 0 | 0 | 0 | 0 | 0 | 0
TAS | Brown coal |  | 0 | 0 | 0 | 0 | 0 | 0 | 0 | 0 | 0 | 0 | 0 | 0 | 0
TAS | Hydro |  | 8580.9529 | 8585.9103 | 8596.9142 | 8580.2248 | 8595.2817 | 8575.51 | 8571.1115 | 8583.1159 | 8602.4057 | 8578.7438 | 8586.4676 | 8577.8518 | 8583.6713
TAS | CCGT |  | 3.9272 | 3.0525 | 2.2153 | 1.1636 | 1.373 | 2.4941 | 0.6162 | 0.19828 | 0.26177 | 0.48751 | 0.39835 | 0.043826 | 0.31308
TAS | OCGT |  | 0 | 0 | 0 | 0 | 0 | 0 | 0 | 0 | 0 | 0 | 0 | 0 | 0
TAS | Wind |  | 1317.5503 | 1309.4052 | 1315.7329 | 1322.0893 | 1287.7518 | 1305.6668 | 1330.117 | 1329.4191 | 1341.8549 | 1349.0729 | 1592.0515 | 1602.2186 | 1608.1643
TAS | Solar |  | 0 | 0 | 0 | 0 | 0 | 0 | 0 | 0 | 0 | 0 | 0 | 0 | 0
TAS | Liquid fuel |  | 0 | 0 | 0 | 0 | 0 | 0 | 0 | 0 | 0 | 0 | 0 | 0 | 0
TAS | Pumped Hydro |  | 0 | 0 | 0 | 0 | 0 | 0 | 0 | 0 | 0 | 0 | 0 | 0 | 0
TAS | Large-scale storage |  | 0 | 0 | 0 | 0 | 0 | 0 | 0 | 0 | 0 | 0 | 0 | 0 | 0
TAS | Distributed storage |  | 0.084012 | 0.36527 | 0.73882 | 1.0374 | 1.0412 | 2.3504 | 0.40047 | 0.20691 | 0.097982 | 0.2657 | 0.23638 | 0.12152 | 0.23516
VIC | Black coal |  | 0 | 0 | 0 | 0 | 0 | 0 | 0 | 0 | 0 | 0 | 0 | 0 | 0
VIC | Brown coal |  | 32012.5807 | 31730.4829 | 29435.6501 | 28840.3829 | 29717.1737 | 28864.3038 | 26305.1754 | 28778.94 | 26177.5775 | 26186.3955 | 28982.1756 | 29022.5876 | 27231.51
VIC | Hydro |  | 3116.0495 | 3098.1554 | 3171.0161 | 3216.2104 | 3182.1652 | 3210.5294 | 3170.0135 | 3110.9599 | 3170.3771 | 3211.8932 | 3203.0294 | 3162.9266 | 3111.5677
VIC | CCGT |  | 38.6076 | 29.6617 | 50.6188 | 42.7074 | 18.8866 | 48.9843 | 42.2343 | 2.3396 | 4.5705 | 11.4249 | 1.5261 | 7.2453 | 0
VIC | OCGT |  | 32.7892 | 28.6917 | 42.2039 | 31.6498 | 14.8422 | 60.1677 | 162.3373 | 104.2365 | 200.8254 | 209.4656 | 60.7208 | 136.1623 | 369.4344
VIC | Wind |  | 8055.187 | 9237.8924 | 10015.3628 | 11438.0917 | 14017.9294 | 14982.3454 | 15371.956 | 15066.2717 | 15411.3891 | 15176.1954 | 14798.9226 | 14859.9903 | 15016.5108
VIC | Solar |  | 1046.9939 | 1052.9383 | 1056.0858 | 1052.509 | 1052.8555 | 2102.8435 | 2080.7204 | 2060.3438 | 2085.5936 | 2061.9958 | 1995.7933 | 1978.1428 | 1993.7882
VIC | Liquid fuel |  | 0 | 0 | 0 | 0 | 0 | 0 | 0 | 0 | 0 | 0 | 0 | 0 | 0
VIC | Pumped Hydro |  | 0 | 0 | 0 | 0 | 0 | 0 | 0 | 0 | 0 | 0 | 0 | 0 | 0
VIC | Large-scale storage |  | 57.0178 | 54.1716 | 67.2744 | 72.7467 | 88.3608 | 113.5721 | 106.7739 | 111.023 | 104.6449 | 103.883 | 114.4898 | 113.9152 | 106.4348
VIC | Distributed storage |  | 10.708 | 23.1036 | 46.3977 | 68.4862 | 91.6718 | 114.849 | 137.2603 | 149.7035 | 178.7991 | 201.0219 | 223.9068 | 243.5679 | 257.0287
Vic Renewable Energy Zone breakdown (GWh)
Region | Technology | 2018-19 | 2019-20 | 2020-21 | 2021-22 | 2022-23 | 2023-24 | 2024-25 | 2025-26 | 2026-27 | 2027-28 | 2028-29 | 2029-30 | 2030-31 | 2031-32 | 2032-33
VIC | Murray River, Solar |  | 1046.9939 | 1052.9383 | 1056.0858 | 1052.509 | 1052.8555 | 2102.8435 | 2080.7204 | 2060.3438 | 2085.5936 | 2061.9958 | 1995.7933 | 1978.1428 | 1993.7882
VIC | Gippsland, Wind |  | 353.6821 | 350.429 | 350.903 | 351.4117 | 349.8309 | 351.7497 | 351.8273 | 349.0977 | 351.3976 | 345.8777 | 348.7873 | 349.9756 | 349.861
VIC | Moyne, Wind |  | 3928.485 | 3903.0313 | 4318.8248 | 5760.5355 | 8359.8167 | 9555.3046 | 9882.8873 | 9645.4904 | 9939.9241 | 9741.0089 | 9442.22 | 9457.6836 | 9565.6637
VIC | Western Victoria, Wind |  | 3773.02 | 4984.4322 | 5345.6351 | 5326.1444 | 5308.2818 | 5075.2911 | 5137.2414 | 5071.6836 | 5120.0674 | 5089.3088 | 5007.9153 | 5052.3311 | 5100.986
VIC
VIC
VIC
VIC
VIC

## NeutralNoIC Wvic_MW (hidden)
Total NEM Installed Capacity by Technology (MW)
Region | Technology | 2018-19 | 2019-20 | 2020-21 | 2021-22 | 2022-23 | 2023-24 | 2024-25 | 2025-26 | 2026-27 | 2027-28 | 2028-29 | 2029-30 | 2030-31 | 2031-32 | 2032-33
NEM | Black coal |  | 18219 | 18219 | 18219 | 16419 | 16419 | 16419 | 16419 | 16419 | 16419 | 15099 | 13419 | 13419 | 13419
| Brown coal |  | 4808 | 4808 | 4808 | 4808 | 4808 | 4808 | 4808 | 4808 | 4808 | 4808 | 4808 | 4808 | 4808
| Hydro |  | 7185.1 | 7185.1 | 7185.1 | 7185.1 | 7185.1 | 7185.1 | 7185.1 | 7185.1 | 7185.1 | 7185.1 | 7185.1 | 7185.1 | 7185.1
| CCGT |  | 4156 | 4156 | 4156 | 4156 | 4156 | 2694 | 2694 | 2694 | 2694 | 2694 | 2694 | 2694 | 2184
| OCGT |  | 6579.1 | 6579.1 | 6339.1 | 7241.9258 | 7241.9258 | 8741.9258 | 8741.9258 | 8741.9258 | 8741.9258 | 8741.9258 | 8741.9258 | 8741.9258 | 8741.9258
| Wind |  | 7412 | 7732 | 7982 | 7982 | 9498 | 10148 | 10148 | 10239 | 10424 | 10739 | 10890 | 10890 | 10890
| Solar |  | 3045.5 | 3045.5 | 3195.5 | 4192.5 | 4192.5 | 5296.5 | 6600.5 | 7337.5 | 8014.5 | 8822.5 | 9537.5 | 9537.5 | 9537.5
| Liquid fuel |  | 772.7 | 772.7 | 738.7 | 738.7 | 738.7 | 738.7 | 738.7 | 738.7 | 738.7 | 738.7 | 738.7 | 738.7 | 738.7
| Pumped Hydro |  | 740 | 740 | 740 | 740 | 740 | 1203 | 1312 | 1312 | 1312 | 1577 | 2547 | 2547 | 2737
| Large-scale storage |  | 106.4 | 206.4 | 206.4 | 206.4 | 206.4 | 206.4 | 206.4 | 206.4 | 206.4 | 206.4 | 206.4 | 206.4 | 206.4
| Distributed storage |  | 60.2291 | 134.2127 | 224.6207 | 328.3924 | 441.8718 | 563.866 | 690.4131 | 821.4538 | 955.2524 | 1091.1046 | 1229.3024 | 1362.9511 | 1489.4909
Region | Technology | 2018-19 | 2019-20 | 2020-21 | 2021-22 | 2022-23 | 2023-24 | 2024-25 | 2025-26 | 2026-27 | 2027-28 | 2028-29 | 2029-30 | 2030-31 | 2031-32 | 2032-33
NSW | Black coal |  | 10040 | 10040 | 10040 | 8240 | 8240 | 8240 | 8240 | 8240 | 8240 | 6920 | 6920 | 6920 | 6920
| Brown coal |  | 0 | 0 | 0 | 0 | 0 | 0 | 0 | 0 | 0 | 0 | 0 | 0 | 0
| Hydro |  | 2622 | 2622 | 2622 | 2622 | 2622 | 2622 | 2622 | 2622 | 2622 | 2622 | 2622 | 2622 | 2622
| CCGT |  | 618 | 618 | 618 | 618 | 618 | 618 | 618 | 618 | 618 | 618 | 618 | 618 | 618
| OCGT |  | 1748 | 1748 | 1748 | 2403.5036 | 2403.5036 | 3153.5036 | 3153.5036 | 3153.5036 | 3153.5036 | 3153.5036 | 3153.5036 | 3153.5036 | 3153.5036
| Wind |  | 1500 | 1500 | 1500 | 1500 | 1500 | 1500 | 1500 | 1500 | 1500 | 1500 | 1500 | 1500 | 1500
| Solar |  | 846 | 846 | 996 | 1643 | 1643 | 1643 | 1643 | 1643 | 1643 | 1643 | 1643 | 1643 | 1643
| Liquid fuel |  | 50 | 50 | 50 | 50 | 50 | 50 | 50 | 50 | 50 | 50 | 50 | 50 | 50
| Pumped Hydro |  | 240 | 240 | 240 | 240 | 240 | 240 | 240 | 240 | 240 | 240 | 570 | 570 | 734
| Large-scale storage |  | 0 | 0 | 0 | 0 | 0 | 0 | 0 | 0 | 0 | 0 | 0 | 0 | 0
| Distributed storage |  | 25.1568 | 56.0691 | 95.8798 | 142.8159 | 196.0542 | 253.9814 | 314.6069 | 377.6072 | 442.051 | 507.2804 | 573.3688 | 634.0407 | 687.346
QLD | Black coal |  | 8179 | 8179 | 8179 | 8179 | 8179 | 8179 | 8179 | 8179 | 8179 | 8179 | 6499 | 6499 | 6499
| Brown coal |  | 0 | 0 | 0 | 0 | 0 | 0 | 0 | 0 | 0 | 0 | 0 | 0 | 0
| Hydro |  | 152.4 | 152.4 | 152.4 | 152.4 | 152.4 | 152.4 | 152.4 | 152.4 | 152.4 | 152.4 | 152.4 | 152.4 | 152.4
| CCGT |  | 1565 | 1565 | 1565 | 1565 | 1565 | 1565 | 1565 | 1565 | 1565 | 1565 | 1565 | 1565 | 1565
| OCGT |  | 1474 | 1474 | 1474 | 1474 | 1474 | 1474 | 1474 | 1474 | 1474 | 1474 | 1474 | 1474 | 1474
| Wind |  | 676 | 676 | 676 | 676 | 676 | 676 | 676 | 767 | 952 | 1179 | 1306 | 1306 | 1306
| Solar |  | 1224.5 | 1224.5 | 1224.5 | 1224.5 | 1224.5 | 1721.5 | 2760.5 | 3497.5 | 4174.5 | 4982.5 | 5697.5 | 5697.5 | 5697.5
| Liquid fuel |  | 457.5 | 457.5 | 423.5 | 423.5 | 423.5 | 423.5 | 423.5 | 423.5 | 423.5 | 423.5 | 423.5 | 423.5 | 423.5
| Pumped Hydro |  | 500 | 500 | 500 | 500 | 500 | 500 | 500 | 500 | 500 | 765 | 1368 | 1368 | 1368
| Large-scale storage |  | 1.4 | 101.4 | 101.4 | 101.4 | 101.4 | 101.4 | 101.4 | 101.4 | 101.4 | 101.4 | 101.4 | 101.4 | 101.4
| Distributed storage |  | 13.6923 | 30.9345 | 51.8416 | 75.3569 | 100.2728 | 126.2546 | 152.7033 | 179.8653 | 207.739 | 236.1665 | 265.0381 | 294.2611 | 323.755
SA | Black coal |  | 0 | 0 | 0 | 0 | 0 | 0 | 0 | 0 | 0 | 0 | 0 | 0 | 0
SA | Brown coal |  | 0 | 0 | 0 | 0 | 0 | 0 | 0 | 0 | 0 | 0 | 0 | 0 | 0
SA | Hydro |  | 0 | 0 | 0 | 0 | 0 | 0 | 0 | 0 | 0 | 0 | 0 | 0 | 0
SA | CCGT |  | 1462 | 1462 | 1462 | 1462 | 1462 | 0 | 0 | 0 | 0 | 0 | 0 | 0 | 0
SA | OCGT |  | 1209.1 | 1209.1 | 969.1 | 969.1 | 969.1 | 969.1 | 969.1 | 969.1 | 969.1 | 969.1 | 969.1 | 969.1 | 969.1
SA | Wind |  | 2052 | 2052 | 2052 | 2052 | 2052 | 2052 | 2052 | 2052 | 2052 | 2052 | 2052 | 2052 | 2052
SA | Solar |  | 573 | 573 | 573 | 923 | 923 | 1025 | 1290 | 1290 | 1290 | 1290 | 1290 | 1290 | 1290
SA | Liquid fuel |  | 265.2 | 265.2 | 265.2 | 265.2 | 265.2 | 265.2 | 265.2 | 265.2 | 265.2 | 265.2 | 265.2 | 265.2 | 265.2
SA | Pumped Hydro |  | 0 | 0 | 0 | 0 | 0 | 463 | 572 | 572 | 572 | 572 | 609 | 609 | 635
SA | Large-scale storage |  | 30 | 30 | 30 | 30 | 30 | 30 | 30 | 30 | 30 | 30 | 30 | 30 | 30
SA | Distributed storage |  | 4.6986 | 10.6141 | 18.2709 | 27.3616 | 37.6467 | 49.2016 | 61.6345 | 74.7964 | 88.5706 | 102.8717 | 117.6225 | 132.3793 | 146.6603
TAS | Black coal |  | 0 | 0 | 0 | 0 | 0 | 0 | 0 | 0 | 0 | 0 | 0 | 0 | 0
TAS | Brown coal |  | 0 | 0 | 0 | 0 | 0 | 0 | 0 | 0 | 0 | 0 | 0 | 0 | 0
TAS | Hydro |  | 2191.7 | 2191.7 | 2191.7 | 2191.7 | 2191.7 | 2191.7 | 2191.7 | 2191.7 | 2191.7 | 2191.7 | 2191.7 | 2191.7 | 2191.7
TAS | CCGT | bar: 2019-20 to 2031-32
TAS | OCGT |  | 163 | 163 | 163 | 163 | 163 | 163 | 163 | 163 | 163 | 163 | 163 | 163 | 163
TAS | Wind |  | 420 | 420 | 420 | 420 | 420 | 420 | 420 | 420 | 420 | 508 | 532 | 532 | 532
TAS | Solar |  | 0 | 0 | 0 | 0 | 0 | 0 | 0 | 0 | 0 | 0 | 0 | 0 | 0
TAS | Liquid fuel |  | 0 | 0 | 0 | 0 | 0 | 0 | 0 | 0 | 0 | 0 | 0 | 0 | 0
TAS | Pumped Hydro |  | 0 | 0 | 0 | 0 | 0 | 0 | 0 | 0 | 0 | 0 | 0 | 0 | 0
TAS | Large-scale storage |  | 0 | 0 | 0 | 0 | 0 | 0 | 0 | 0 | 0 | 0 | 0 | 0 | 0
TAS | Distributed storage |  | 1.1074 | 2.4017 | 3.9644 | 5.8927 | 7.4173 | 8.7301 | 9.7122 | 10.6559 | 11.4994 | 12.2389 | 12.9664 | 13.6654 | 14.3392
VIC | Black coal |  | 0 | 0 | 0 | 0 | 0 | 0 | 0 | 0 | 0 | 0 | 0 | 0 | 0
VIC | Brown coal |  | 4808 | 4808 | 4808 | 4808 | 4808 | 4808 | 4808 | 4808 | 4808 | 4808 | 4808 | 4808 | 4808
VIC | Hydro |  | 2219 | 2219 | 2219 | 2219 | 2219 | 2219 | 2219 | 2219 | 2219 | 2219 | 2219 | 2219 | 2219
VIC | CCGT |  | 510 | 510 | 510 | 510 | 510 | 510 | 510 | 510 | 510 | 510 | 510 | 510 | 0
VIC | OCGT |  | 1985 | 1985 | 1985 | 2232.3222 | 2232.3222 | 2982.3222 | 2982.3222 | 2982.3222 | 2982.3222 | 2982.3222 | 2982.3222 | 2982.3222 | 2982.3222
VIC | Wind |  | 2764 | 3084 | 3334 | 3334 | 4850 | 5500 | 5500 | 5500 | 5500 | 5500 | 5500 | 5500 | 5500
VIC | Solar |  | 402 | 402 | 402 | 402 | 402 | 907 | 907 | 907 | 907 | 907 | 907 | 907 | 907
VIC | Liquid fuel |  | 0 | 0 | 0 | 0 | 0 | 0 | 0 | 0 | 0 | 0 | 0 | 0 | 0
VIC | Pumped Hydro |  | 0 | 0 | 0 | 0 | 0 | 0 | 0 | 0 | 0 | 0 | 0 | 0 | 0
VIC | Large-scale storage |  | 75 | 75 | 75 | 75 | 75 | 75 | 75 | 75 | 75 | 75 | 75 | 75 | 75
VIC | Distributed storage |  | 15.5741 | 34.1933 | 54.664 | 76.9652 | 100.4807 | 125.6983 | 151.7562 | 178.5289 | 205.3924 | 232.5471 | 260.3066 | 288.6046 | 317.3904
Vic Renewable Energy Zone breakdown (MW)
Region | Technology | 2018-19 | 2019-20 | 2020-21 | 2021-22 | 2022-23 | 2023-24 | 2024-25 | 2025-26 | 2026-27 | 2027-28 | 2028-29 | 2029-30 | 2030-31 | 2031-32 | 2032-33
VIC | Murray River, Solar |  | 402 | 402 | 402 | 402 | 402 | 907 | 907 | 907 | 907 | 907 | 907 | 907 | 907
VIC | Gippsland, Wind |  | 107 | 107 | 107 | 107 | 107 | 107 | 107 | 107 | 107 | 107 | 107 | 107 | 107
VIC | Moyne, Wind |  | 1398 | 1398 | 1648 | 1648 | 2808 | 3458 | 3458 | 3458 | 3458 | 3458 | 3458 | 3458 | 3458
VIC | Western Victoria, Wind |  | 1259 | 1579 | 1579 | 1579 | 1935 | 1935 | 1935 | 1935 | 1935 | 1935 | 1935 | 1935 | 1935
VIC
VIC
VIC
VIC
VIC

## NeutralNoIC Wvic_GWh (hidden)
Total NEM Generated Energy by Technology (GWh)
Region | Technology | 2018-19 | 2019-20 | 2020-21 | 2021-22 | 2022-23 | 2023-24 | 2024-25 | 2025-26 | 2026-27 | 2027-28 | 2028-29 | 2029-30 | 2030-31 | 2031-32 | 2032-33
NEM | Black coal |  | 98316.3297 | 97486.4281 | 98168.3361 | 95874.9574 | 92103.898 | 91294.0115 | 91146.0574 | 88868.6575 | 89289.9679 | 85581.5283 | 79622.9932 | 78203.006 | 79228.1241
| Brown coal |  | 32007.1335 | 31782.8299 | 29455.2148 | 29364.1248 | 30011.129 | 28821.5677 | 26240.0871 | 28732.3702 | 26128.2006 | 26102.6692 | 28911.9587 | 28939.8991 | 27162.9334
| Hydro |  | 15436.3791 | 15438.9225 | 15652.9977 | 15931.4505 | 15804.3553 | 15900.5214 | 15985.5987 | 15849.692 | 16106.597 | 16419.9137 | 16139.1076 | 16270.4334 | 16219.3823
| CCGT |  | 5948.7353 | 5943.971 | 6275.2884 | 6722.9359 | 6349.8897 | 2623.7026 | 3385.7356 | 2481.6952 | 2412.2027 | 3307.3812 | 4540.9248 | 5501.2295 | 6042.599
| OCGT |  | 822.1308 | 843.9568 | 732.2043 | 653.028 | 290.8614 | 2606.9599 | 2484.6846 | 2176.254 | 2341.8272 | 3246.6199 | 2675.0178 | 2962.9085 | 3655.9911
| Wind |  | 21474.0911 | 22241.1381 | 22753.2489 | 22779.6465 | 26732.9501 | 27892.3358 | 28355.1137 | 28321.9327 | 29174.509 | 30010.3758 | 30309.2038 | 30459.1074 | 30615.7798
| Solar |  | 7991.8058 | 7984.0751 | 8437.1054 | 10989.627 | 11047.0174 | 13815.2825 | 17190.1679 | 18949.8551 | 20325.4456 | 21707.8426 | 24003.3752 | 24036.4811 | 23898.7464
| Liquid fuel |  | 0 | 0 | 0 | 0 | 0.2178 | 9.3999 | 5.8551 | 6.2803 | 6.2732 | 4.5783 | 3.9566 | 2.7508 | 2.0839
| Pumped Hydro |  | 114.5388 | 106.1435 | 255.5161 | 507.1419 | 438.2571 | 1418.8388 | 1839.7404 | 1811.6001 | 1889.0001 | 2541.1646 | 4525.1227 | 4710.7454 | 5096.608
| Large-scale storage |  | 88.5128 | 148.572 | 170.519 | 185.8708 | 204.4992 | 215.3643 | 206.4275 | 217.346 | 221.4695 | 234.5413 | 236.038 | 235.3534 | 232.4443
| Distributed storage |  | 29.1737 | 71.1395 | 161.9991 | 273.2198 | 331.9467 | 464.6359 | 548.2831 | 622.0454 | 734.0947 | 835.5473 | 930.826 | 1023.9333 | 1105.9882
Region | Technology | 2018-19 | 2019-20 | 2020-21 | 2021-22 | 2022-23 | 2023-24 | 2024-25 | 2025-26 | 2026-27 | 2027-28 | 2028-29 | 2029-30 | 2030-31 | 2031-32 | 2032-33
NSW | Black coal |  | 55949.4524 | 54688.3944 | 52241.9625 | 47293.583 | 44987.125 | 43077.0596 | 46153.3034 | 46377.7675 | 47285.6319 | 42372.6514 | 41989.4674 | 42258.8703 | 43046.1559
| Brown coal |  | 0 | 0 | 0 | 0 | 0 | 0 | 0 | 0 | 0 | 0 | 0 | 0 | 0
| Hydro |  | 3103.8494 | 3119.0241 | 3244.0577 | 3476.4828 | 3396.2779 | 3491.99 | 3621.8792 | 3514.8731 | 3697.0731 | 4017.2106 | 3723.4803 | 3901.9165 | 3893.3108
| CCGT |  | 39.3779 | 58.8289 | 227.1627 | 447.0257 | 284.0512 | 648.0856 | 645.024 | 276.425 | 338.8987 | 1207.3872 | 1242.589 | 1509.6544 | 1765.0045
| OCGT |  | 9.0996 | 30.1188 | 138.6534 | 302.1296 | 118.4527 | 431.1923 | 392.204 | 238.1423 | 255.8256 | 1083.2059 | 728.2107 | 934.7383 | 1290.5223
| Wind |  | 4269.3333 | 4266.4617 | 4220.8622 | 4313.2243 | 4285.5452 | 4205.485 | 4259.3624 | 4253.1984 | 4226.9694 | 4229.0344 | 4200.2121 | 4248.0666 | 4268.689
| Solar |  | 2134.4436 | 2132.5789 | 2569.4849 | 4208.4093 | 4230.7136 | 4245.1781 | 4211.1028 | 4200.3806 | 4205.0485 | 4221.6694 | 4224.9405 | 4198.9352 | 4209.8545
| Liquid fuel |  | 0 | 0 | 0 | 0 | 0.2178 | 0.049499 | 0 | 0 | 0 | 0 | 0 | 0 | 0
| Pumped Hydro |  | 31.4063 | 31.9182 | 64.1018 | 134.3654 | 116.167 | 141.0819 | 146.0865 | 121.3226 | 129.3083 | 155.042 | 720.5398 | 794.1952 | 1135.0876
| Large-scale storage |  | 0 | 0 | 0 | 0 | 0 | 0 | 0 | 0 | 0 | 0 | 0 | 0 | 0
| Distributed storage |  | 9.1091 | 26.1682 | 67.2752 | 117.5776 | 141.3086 | 209.6046 | 244.6095 | 280.3912 | 329.2904 | 377.7519 | 424.2963 | 464.1018 | 498.2768
QLD | Black coal |  | 42366.8773 | 42798.0336 | 45926.3736 | 48581.3744 | 47116.773 | 48216.952 | 44992.754 | 42490.89 | 42004.3359 | 43208.877 | 37633.5258 | 35944.1357 | 36181.9682
| Brown coal |  | 0 | 0 | 0 | 0 | 0 | 0 | 0 | 0 | 0 | 0 | 0 | 0 | 0
| Hydro |  | 635.8453 | 634.8356 | 635.0411 | 634.2832 | 636.7054 | 633.7808 | 634.294 | 634.7323 | 636.1094 | 635.3837 | 635.3322 | 634.7258 | 635.9538
| CCGT |  | 1433.7396 | 1433.2707 | 1494.0874 | 1703.407 | 1631.3399 | 1918.3901 | 2695.0219 | 2202.659 | 2068.3009 | 2089.5485 | 3296.7891 | 3985.0744 | 4277.304
| OCGT |  | 589.8895 | 591.431 | 294.431 | 0 | 0 | 0 | 11.8211 | 8.2167 | 0.76431 | 0 | 4.5166 | 9.163 | 11.5021
| Wind |  | 1965.575 | 1965.6988 | 1949.4961 | 1999.7754 | 1977.3603 | 1936.6422 | 1961.4962 | 2267.5376 | 2845.6783 | 3572.9574 | 4169.9065 | 4212.2356 | 4180.9769
| Solar |  | 3245.097 | 3242.2924 | 3251.0049 | 3240.0081 | 3252.5148 | 4593.7426 | 7352.6466 | 9175.2177 | 10504.6312 | 11915.36 | 14319.0425 | 14406.7248 | 14225.8069
| Liquid fuel |  | 0 | 0 | 0 | 0 | 0 | 0 | 0 | 0 | 0 | 0 | 0 | 0 | 0
| Pumped Hydro |  | 83.1324 | 74.2253 | 191.4143 | 372.7765 | 322.0901 | 475.9107 | 680.8327 | 652.4826 | 708.5357 | 1348.013 | 2692.095 | 2807.113 | 2802.8997
| Large-scale storage |  | 0.52849 | 61.2635 | 72.1112 | 79.3947 | 76.5383 | 79.0523 | 80.343 | 86.6281 | 98.3267 | 113.4659 | 102.7103 | 99.734 | 104.6179
| Distributed storage |  | 6.0213 | 13.4769 | 31.6307 | 55.9252 | 68.2318 | 94.0459 | 115.2523 | 133.5028 | 154.1573 | 175.7664 | 196.1124 | 218.3874 | 240.2084
SA | Black coal |  | 0 | 0 | 0 | 0 | 0 | 0 | 0 | 0 | 0 | 0 | 0 | 0 | 0
SA | Brown coal |  | 0 | 0 | 0 | 0 | 0 | 0 | 0 | 0 | 0 | 0 | 0 | 0 | 0
SA | Hydro |  | 0 | 0 | 0 | 0 | 0 | 0 | 0 | 0 | 0 | 0 | 0 | 0 | 0
SA | CCGT |  | 4433.7837 | 4418.1352 | 4497.4572 | 4515.3145 | 4411.8735 | 0 | 0 | 0 | 0 | 0 | 0 | 0 | 0
SA | OCGT |  | 191.213 | 192.9364 | 253.3661 | 306.9301 | 156.661 | 2112.3262 | 1902.5514 | 1815.0133 | 1867.4607 | 1938.3355 | 1872.8955 | 1871.4455 | 1957.6912
SA | Wind |  | 5868.7006 | 5832.8294 | 5723.968 | 5616.4086 | 5708.1527 | 5590.4582 | 5554.3935 | 5541.2326 | 5468.4587 | 5500.9496 | 5475.0303 | 5466.3367 | 5450.4248
SA | Solar |  | 1566.2034 | 1557.807 | 1559.9582 | 2490.077 | 2511.5605 | 2765.9853 | 3426.6266 | 3399.1077 | 3408.5485 | 3383.3795 | 3343.7342 | 3332.4384 | 3334.8167
SA | Liquid fuel |  | 0 | 0 | 0 | 0 | 0 | 9.3504 | 5.8551 | 6.2803 | 6.2732 | 4.5783 | 3.9566 | 2.7508 | 2.0839
SA | Pumped Hydro |  | 0 | 0 | 0 | 0 | 0 | 801.8462 | 1012.8213 | 1037.7949 | 1051.1561 | 1038.1096 | 1112.488 | 1109.4372 | 1158.6207
SA | Large-scale storage |  | 31.1852 | 32.667 | 38.2086 | 42.4177 | 41.4527 | 44.5316 | 43.4371 | 43.8457 | 43.0819 | 42.3631 | 42.3267 | 42.093 | 41.8325
SA | Distributed storage |  | 3.3571 | 7.7797 | 15.7579 | 25.4056 | 31.5814 | 45.9219 | 53.0069 | 63.5437 | 74.3519 | 83.2897 | 92.8673 | 102.2621 | 111.4747
TAS | Black coal |  | 0 | 0 | 0 | 0 | 0 | 0 | 0 | 0 | 0 | 0 | 0 | 0 | 0
TAS | Brown coal |  | 0 | 0 | 0 | 0 | 0 | 0 | 0 | 0 | 0 | 0 | 0 | 0 | 0
TAS | Hydro |  | 8581.1328 | 8586.4499 | 8596.3316 | 8580.5925 | 8595.8463 | 8574.8741 | 8571.2289 | 8582.7385 | 8602.3628 | 8573.8411 | 8587.8799 | 8578.9654 | 8584.2954
TAS | CCGT |  | 3.9167 | 3.0663 | 2.1201 | 1.5408 | 1.2965 | 2.7337 | 0.63259 | 0.19828 | 0.26177 | 0.37711 | 0.37117 | 0.030687 | 0.29051
TAS | OCGT |  | 0 | 0 | 0 | 0 | 0 | 0 | 0 | 0 | 0 | 0 | 0 | 0 | 0
TAS | Wind |  | 1317.55 | 1309.4415 | 1315.6278 | 1322.0936 | 1287.7517 | 1305.8249 | 1330.0707 | 1328.5438 | 1341.481 | 1673.1 | 1823.5266 | 1836.4494 | 1843.1235
TAS | Solar |  | 0 | 0 | 0 | 0 | 0 | 0 | 0 | 0 | 0 | 0 | 0 | 0 | 0
TAS | Liquid fuel |  | 0 | 0 | 0 | 0 | 0 | 0 | 0 | 0 | 0 | 0 | 0 | 0 | 0
TAS | Pumped Hydro |  | 0 | 0 | 0 | 0 | 0 | 0 | 0 | 0 | 0 | 0 | 0 | 0 | 0
TAS | Large-scale storage |  | 0 | 0 | 0 | 0 | 0 | 0 | 0 | 0 | 0 | 0 | 0 | 0 | 0
TAS | Distributed storage |  | 0.088441 | 0.30579 | 0.76356 | 1.1287 | 0.93676 | 2.1945 | 0.3088 | 0.19676 | 0.15433 | 0.16002 | 0.23138 | 0.15988 | 0.28786
VIC | Black coal |  | 0 | 0 | 0 | 0 | 0 | 0 | 0 | 0 | 0 | 0 | 0 | 0 | 0
VIC | Brown coal |  | 32007.1335 | 31782.8299 | 29455.2148 | 29364.1248 | 30011.129 | 28821.5677 | 26240.0871 | 28732.3702 | 26128.2006 | 26102.6692 | 28911.9587 | 28939.8991 | 27162.9334
VIC | Hydro |  | 3115.5515 | 3098.613 | 3177.5674 | 3240.0919 | 3175.5257 | 3199.8764 | 3158.1965 | 3117.3481 | 3171.0517 | 3193.4782 | 3192.4153 | 3154.8256 | 3105.8224
VIC | CCGT |  | 37.9173 | 30.6699 | 54.4611 | 55.648 | 21.3285 | 54.4931 | 45.0571 | 2.4129 | 4.7413 | 10.0684 | 1.1755 | 6.4699 | 0
VIC | OCGT |  | 31.9286 | 29.4706 | 45.7539 | 43.9683 | 15.7478 | 63.4413 | 178.1081 | 114.8818 | 217.7766 | 225.0785 | 69.3951 | 147.5616 | 396.2755
VIC | Wind |  | 8052.9322 | 8866.7066 | 9543.2948 | 9528.1446 | 13474.1402 | 14853.9254 | 15249.7908 | 14931.4204 | 15291.9217 | 15034.3343 | 14640.5282 | 14696.0192 | 14872.5656
VIC | Solar |  | 1046.0617 | 1051.3968 | 1056.6574 | 1051.1326 | 1052.2285 | 2210.3764 | 2199.7918 | 2175.149 | 2207.2174 | 2187.4336 | 2115.658 | 2098.3828 | 2128.2682
VIC | Liquid fuel |  | 0 | 0 | 0 | 0 | 0 | 0 | 0 | 0 | 0 | 0 | 0 | 0 | 0
VIC | Pumped Hydro |  | 0 | 0 | 0 | 0 | 0 | 0 | 0 | 0 | 0 | 0 | 0 | 0 | 0
VIC | Large-scale storage |  | 56.7991 | 54.6415 | 60.1992 | 64.0583 | 86.5082 | 91.7804 | 82.6473 | 86.8721 | 80.0609 | 78.7123 | 91.0011 | 93.5264 | 85.994
VIC | Distributed storage |  | 10.5977 | 23.4088 | 46.5718 | 73.1826 | 89.8881 | 112.8691 | 135.1055 | 144.4109 | 176.1408 | 198.5793 | 217.3187 | 239.0221 | 255.7404
Vic Renewable Energy Zone breakdown (GWh)
Region | Technology | 2018-19 | 2019-20 | 2020-21 | 2021-22 | 2022-23 | 2023-24 | 2024-25 | 2025-26 | 2026-27 | 2027-28 | 2028-29 | 2029-30 | 2030-31 | 2031-32 | 2032-33
VIC | Murray River, Solar |  | 1046.0617 | 1051.3968 | 1056.6574 | 1051.1326 | 1052.2285 | 2210.3764 | 2199.7918 | 2175.149 | 2207.2174 | 2187.4336 | 2115.658 | 2098.3828 | 2128.2682
VIC | Gippsland, Wind |  | 353.6821 | 350.523 | 350.6668 | 351.1776 | 349.6417 | 351.7848 | 351.8179 | 348.3637 | 351.1259 | 345.5626 | 348.8635 | 350.0074 | 349.8792
VIC | Moyne, Wind |  | 3928.4962 | 3904.5862 | 4619.7429 | 4606.7012 | 7817.9972 | 8926.8489 | 9178.8735 | 8977.3321 | 9244.3791 | 9043.7977 | 8789.934 | 8808.0106 | 8881.8139
VIC | Western Victoria, Wind |  | 3770.7539 | 4611.5975 | 4572.8851 | 4570.2658 | 5306.5012 | 5575.2918 | 5719.0994 | 5605.7245 | 5696.4167 | 5644.9739 | 5501.7306 | 5538.0012 | 5640.8725
VIC
VIC
VIC
VIC
VIC

## NCommOnly DN_MW (hidden)
Total NEM Installed Capacity by Technology (MW)
Region | Technology | 2018-19 | 2019-20 | 2020-21 | 2021-22 | 2022-23 | 2023-24 | 2024-25 | 2025-26 | 2026-27 | 2027-28 | 2028-29 | 2029-30 | 2030-31 | 2031-32 | 2032-33
NEM | Black coal |  | 18219 | 18219 | 18219 | 16419 | 16419 | 16419 | 16419 | 16419 | 16419 | 15099 | 13419 | 13419 | 13419
| Brown coal |  | 4808 | 4808 | 4808 | 4808 | 4808 | 4808 | 4808 | 4808 | 4808 | 4808 | 4808 | 4808 | 4808
| Hydro |  | 7185.1 | 7185.1 | 7185.1 | 7185.1 | 7185.1 | 7185.1 | 7185.1 | 7185.1 | 7185.1 | 7185.1 | 7185.1 | 7185.1 | 7185.1
| CCGT |  | 4156 | 4156 | 4156 | 4156 | 4156 | 2694 | 2694 | 2694 | 2694 | 2694 | 2694 | 2694 | 2184
| OCGT |  | 6219.1 | 6219.1 | 5979.1 | 6297.7279 | 6297.7279 | 6297.7279 | 6297.7279 | 6297.7279 | 6297.7279 | 6297.7279 | 6297.7279 | 6297.7279 | 6297.7279
| Wind |  | 7412 | 7732 | 7732 | 7732 | 7732 | 7732 | 7732 | 7823.2829 | 8007.8143 | 8256.3179 | 8424.5358 | 8424.5358 | 8424.5358
| Solar |  | 3013.2484 | 3013.2484 | 3013.2484 | 3843.5763 | 3843.5763 | 4692.426 | 5859.6254 | 6596.4312 | 7273.1507 | 8091.6692 | 8776.5836 | 8776.5836 | 8776.5836
| Liquid fuel |  | 772.7 | 772.7 | 738.7 | 738.7 | 738.7 | 738.7 | 738.7 | 738.7 | 738.7 | 738.7 | 738.7 | 738.7 | 738.7
| Pumped Hydro |  | 740 | 740 | 740 | 740 | 740 | 1451.249 | 1594.453 | 1594.453 | 1594.453 | 1847.7197 | 2591.3109 | 2591.3109 | 2781.4331
| Large-scale storage |  | 106.4 | 206.4 | 206.4 | 206.4 | 206.4 | 206.4 | 206.4 | 206.4 | 206.4 | 206.4 | 206.4 | 206.4 | 206.4
| Distributed storage |  | 60.2291 | 134.2127 | 224.6207 | 328.3924 | 441.8718 | 563.866 | 690.4131 | 821.4538 | 955.2524 | 1091.1046 | 1229.3024 | 1362.9511 | 1489.4909
Region | Technology | 2018-19 | 2019-20 | 2020-21 | 2021-22 | 2022-23 | 2023-24 | 2024-25 | 2025-26 | 2026-27 | 2027-28 | 2028-29 | 2029-30 | 2030-31 | 2031-32 | 2032-33
NSW | Black coal |  | 10040 | 10040 | 10040 | 8240 | 8240 | 8240 | 8240 | 8240 | 8240 | 6920 | 6920 | 6920 | 6920
| Brown coal |  | 0 | 0 | 0 | 0 | 0 | 0 | 0 | 0 | 0 | 0 | 0 | 0 | 0
| Hydro |  | 2622 | 2622 | 2622 | 2622 | 2622 | 2622 | 2622 | 2622 | 2622 | 2622 | 2622 | 2622 | 2622
| CCGT |  | 618 | 618 | 618 | 618 | 618 | 618 | 618 | 618 | 618 | 618 | 618 | 618 | 618
| OCGT |  | 1388 | 1388 | 1388 | 1706.6279 | 1706.6279 | 1706.6279 | 1706.6279 | 1706.6279 | 1706.6279 | 1706.6279 | 1706.6279 | 1706.6279 | 1706.6279
| Wind |  | 1500 | 1500 | 1500 | 1500 | 1500 | 1500 | 1500 | 1500 | 1500 | 1500 | 1500 | 1500 | 1500
| Solar |  | 900.6293 | 900.6293 | 900.6293 | 1406.98 | 1406.98 | 1406.98 | 1406.98 | 1406.98 | 1406.98 | 1406.98 | 1406.98 | 1406.98 | 1406.98
| Liquid fuel |  | 50 | 50 | 50 | 50 | 50 | 50 | 50 | 50 | 50 | 50 | 50 | 50 | 50
| Pumped Hydro |  | 240 | 240 | 240 | 240 | 240 | 244.2501 | 387.4541 | 387.4541 | 387.4541 | 415.8427 | 563.1996 | 563.1996 | 753.3217
| Large-scale storage |  | 0 | 0 | 0 | 0 | 0 | 0 | 0 | 0 | 0 | 0 | 0 | 0 | 0
| Distributed storage |  | 25.1568 | 56.0691 | 95.8798 | 142.8159 | 196.0542 | 253.9814 | 314.6069 | 377.6072 | 442.051 | 507.2804 | 573.3688 | 634.0407 | 687.346
QLD | Black coal |  | 8179 | 8179 | 8179 | 8179 | 8179 | 8179 | 8179 | 8179 | 8179 | 8179 | 6499 | 6499 | 6499
| Brown coal |  | 0 | 0 | 0 | 0 | 0 | 0 | 0 | 0 | 0 | 0 | 0 | 0 | 0
| Hydro |  | 152.4 | 152.4 | 152.4 | 152.4 | 152.4 | 152.4 | 152.4 | 152.4 | 152.4 | 152.4 | 152.4 | 152.4 | 152.4
| CCGT |  | 1565 | 1565 | 1565 | 1565 | 1565 | 1565 | 1565 | 1565 | 1565 | 1565 | 1565 | 1565 | 1565
| OCGT |  | 1474 | 1474 | 1474 | 1474 | 1474 | 1474 | 1474 | 1474 | 1474 | 1474 | 1474 | 1474 | 1474
| Wind |  | 676 | 676 | 676 | 676 | 676 | 676 | 676 | 767.2829 | 951.8143 | 1186.3658 | 1308.3822 | 1308.3822 | 1308.3822
| Solar |  | 1224.5 | 1224.5 | 1224.5 | 1224.5 | 1224.5 | 1721.7446 | 2760.6454 | 3497.4512 | 4174.1707 | 4992.6892 | 5677.6036 | 5677.6036 | 5677.6036
| Liquid fuel |  | 457.5 | 457.5 | 423.5 | 423.5 | 423.5 | 423.5 | 423.5 | 423.5 | 423.5 | 423.5 | 423.5 | 423.5 | 423.5
| Pumped Hydro |  | 500 | 500 | 500 | 500 | 500 | 500 | 500 | 500 | 500 | 724.8781 | 1321.1125 | 1321.1125 | 1321.1125
| Large-scale storage |  | 1.4 | 101.4 | 101.4 | 101.4 | 101.4 | 101.4 | 101.4 | 101.4 | 101.4 | 101.4 | 101.4 | 101.4 | 101.4
| Distributed storage |  | 13.6923 | 30.9345 | 51.8416 | 75.3569 | 100.2728 | 126.2546 | 152.7033 | 179.8653 | 207.739 | 236.1665 | 265.0381 | 294.2611 | 323.755
SA | Black coal |  | 0 | 0 | 0 | 0 | 0 | 0 | 0 | 0 | 0 | 0 | 0 | 0 | 0
SA | Brown coal |  | 0 | 0 | 0 | 0 | 0 | 0 | 0 | 0 | 0 | 0 | 0 | 0 | 0
SA | Hydro |  | 0 | 0 | 0 | 0 | 0 | 0 | 0 | 0 | 0 | 0 | 0 | 0 | 0
SA | CCGT |  | 1462 | 1462 | 1462 | 1462 | 1462 | 0 | 0 | 0 | 0 | 0 | 0 | 0 | 0
SA | OCGT |  | 1209.1 | 1209.1 | 969.1 | 969.1 | 969.1 | 969.1 | 969.1 | 969.1 | 969.1 | 969.1 | 969.1 | 969.1 | 969.1
SA | Wind |  | 2052 | 2052 | 2052 | 2052 | 2052 | 2052 | 2052 | 2052 | 2052 | 2052 | 2052 | 2052 | 2052
SA | Solar |  | 486.1191 | 486.1191 | 486.1191 | 810.0963 | 810.0963 | 1161.7014 | 1290 | 1290 | 1290 | 1290 | 1290 | 1290 | 1290
SA | Liquid fuel |  | 265.2 | 265.2 | 265.2 | 265.2 | 265.2 | 265.2 | 265.2 | 265.2 | 265.2 | 265.2 | 265.2 | 265.2 | 265.2
SA | Pumped Hydro |  | 0 | 0 | 0 | 0 | 0 | 706.9989 | 706.9989 | 706.9989 | 706.9989 | 706.9989 | 706.9989 | 706.9989 | 706.9989
SA | Large-scale storage |  | 30 | 30 | 30 | 30 | 30 | 30 | 30 | 30 | 30 | 30 | 30 | 30 | 30
SA | Distributed storage |  | 4.6986 | 10.6141 | 18.2709 | 27.3616 | 37.6467 | 49.2016 | 61.6345 | 74.7964 | 88.5706 | 102.8717 | 117.6225 | 132.3793 | 146.6603
TAS | Black coal |  | 0 | 0 | 0 | 0 | 0 | 0 | 0 | 0 | 0 | 0 | 0 | 0 | 0
TAS | Brown coal |  | 0 | 0 | 0 | 0 | 0 | 0 | 0 | 0 | 0 | 0 | 0 | 0 | 0
TAS | Hydro |  | 2191.7 | 2191.7 | 2191.7 | 2191.7 | 2191.7 | 2191.7 | 2191.7 | 2191.7 | 2191.7 | 2191.7 | 2191.7 | 2191.7 | 2191.7
TAS | CCGT | bar: 2019-20 to 2031-32
TAS | OCGT |  | 163 | 163 | 163 | 163 | 163 | 163 | 163 | 163 | 163 | 163 | 163 | 163 | 163
TAS | Wind |  | 420 | 420 | 420 | 420 | 420 | 420 | 420 | 420 | 420 | 433.9521 | 480.1537 | 480.1537 | 480.1537
TAS | Solar |  | 0 | 0 | 0 | 0 | 0 | 0 | 0 | 0 | 0 | 0 | 0 | 0 | 0
TAS | Liquid fuel |  | 0 | 0 | 0 | 0 | 0 | 0 | 0 | 0 | 0 | 0 | 0 | 0 | 0
TAS | Pumped Hydro |  | 0 | 0 | 0 | 0 | 0 | 0 | 0 | 0 | 0 | 0 | 0 | 0 | 0
TAS | Large-scale storage |  | 0 | 0 | 0 | 0 | 0 | 0 | 0 | 0 | 0 | 0 | 0 | 0 | 0
TAS | Distributed storage |  | 1.1074 | 2.4017 | 3.9644 | 5.8927 | 7.4173 | 8.7301 | 9.7122 | 10.6559 | 11.4994 | 12.2389 | 12.9664 | 13.6654 | 14.3392
VIC | Black coal |  | 0 | 0 | 0 | 0 | 0 | 0 | 0 | 0 | 0 | 0 | 0 | 0 | 0
VIC | Brown coal |  | 4808 | 4808 | 4808 | 4808 | 4808 | 4808 | 4808 | 4808 | 4808 | 4808 | 4808 | 4808 | 4808
VIC | Hydro |  | 2219 | 2219 | 2219 | 2219 | 2219 | 2219 | 2219 | 2219 | 2219 | 2219 | 2219 | 2219 | 2219
VIC | CCGT |  | 510 | 510 | 510 | 510 | 510 | 510 | 510 | 510 | 510 | 510 | 510 | 510 | 0
VIC | OCGT |  | 1985 | 1985 | 1985 | 1985 | 1985 | 1985 | 1985 | 1985 | 1985 | 1985 | 1985 | 1985 | 1985
VIC | Wind |  | 2764 | 3084 | 3084 | 3084 | 3084 | 3084 | 3084 | 3084 | 3084 | 3084 | 3084 | 3084 | 3084
VIC | Solar |  | 402 | 402 | 402 | 402 | 402 | 402 | 402 | 402 | 402 | 402 | 402 | 402 | 402
VIC | Liquid fuel |  | 0 | 0 | 0 | 0 | 0 | 0 | 0 | 0 | 0 | 0 | 0 | 0 | 0
VIC | Pumped Hydro |  | 0 | 0 | 0 | 0 | 0 | 0 | 0 | 0 | 0 | 0 | 0 | 0 | 0
VIC | Large-scale storage |  | 75 | 75 | 75 | 75 | 75 | 75 | 75 | 75 | 75 | 75 | 75 | 75 | 75
VIC | Distributed storage |  | 15.5741 | 34.1933 | 54.664 | 76.9652 | 100.4807 | 125.6983 | 151.7562 | 178.5289 | 205.3924 | 232.5471 | 260.3066 | 288.6046 | 317.3904
Vic Renewable Energy Zone breakdown (MW)
Region | Technology | 2018-19 | 2019-20 | 2020-21 | 2021-22 | 2022-23 | 2023-24 | 2024-25 | 2025-26 | 2026-27 | 2027-28 | 2028-29 | 2029-30 | 2030-31 | 2031-32 | 2032-33
VIC | Murray River, Solar |  | 402 | 402 | 402 | 402 | 402 | 402 | 402 | 402 | 402 | 402 | 402 | 402 | 402
VIC | Gippsland, Wind |  | 107 | 107 | 107 | 107 | 107 | 107 | 107 | 107 | 107 | 107 | 107 | 107 | 107
VIC | Moyne, Wind |  | 1398 | 1398 | 1398 | 1398 | 1398 | 1398 | 1398 | 1398 | 1398 | 1398 | 1398 | 1398 | 1398
VIC | Western Victoria, Wind |  | 1259 | 1579 | 1579 | 1579 | 1579 | 1579 | 1579 | 1579 | 1579 | 1579 | 1579 | 1579 | 1579
VIC
VIC
VIC
VIC
VIC

## NCommOnly DN_GWh (hidden)
Total NEM Generated Energy by Technology (GWh)
Region | Technology | 2018-19 | 2019-20 | 2020-21 | 2021-22 | 2022-23 | 2023-24 | 2024-25 | 2025-26 | 2026-27 | 2027-28 | 2028-29 | 2029-30 | 2030-31 | 2031-32 | 2032-33
NEM | Black coal |  | 98237.3172 | 97390.6516 | 99112.2256 | 97113.9433 | 95228.5409 | 95202.956 | 95271.8156 | 93367.8748 | 94280.1992 | 88810.8848 | 81886.6643 | 79993.2017 | 80887.8978
| Brown coal |  | 32177.6949 | 31970.545 | 29745.1224 | 29697.9114 | 32071.8437 | 32116.8948 | 28753.2122 | 31982.1574 | 28653.1236 | 28519.1202 | 31914.4452 | 31822.2582 | 29679.1812
| Hydro |  | 15448.3788 | 15439.6092 | 15657.3729 | 15944.9773 | 15899.2765 | 15950.8506 | 16021.172 | 15875.0819 | 16180.5055 | 16440.6959 | 16417.9133 | 16489.6146 | 16514.5647
| CCGT |  | 5945.7398 | 5942.3758 | 6320.6915 | 6853.827 | 6562.2518 | 3793.0193 | 5023.8487 | 3298.3823 | 3470.2925 | 5172.4336 | 6443.677 | 7585.7465 | 8247.6923
| OCGT |  | 825.9607 | 835.6641 | 730.5678 | 635.7776 | 382.2306 | 1822.072 | 2403.5611 | 1152.8858 | 1613.4819 | 3511.7026 | 2900.1897 | 3563.8248 | 4730.5472
| Wind |  | 21549.3901 | 22315.8768 | 22089.0191 | 22157.4427 | 22285.6221 | 22232.9786 | 22358.9926 | 22620.7994 | 23167.9384 | 23990.2653 | 24755.6516 | 24931.4546 | 24928.6374
| Solar |  | 7893.1202 | 7888.0471 | 7917.0143 | 10048.0712 | 10101.4234 | 12435.2837 | 15518.8632 | 17421.4203 | 18954.4298 | 20458.5111 | 22656.583 | 22693.6597 | 22661.1532
| Liquid fuel |  | 0 | 0 | 0 | 0.0495 | 0 | 0 | 0.10965 | 0 | 0 | 0 | 0 | 0 | 0
| Pumped Hydro |  | 94.8971 | 97.3058 | 263.9675 | 518.6652 | 477.724 | 1952.7315 | 2354.9886 | 2365.8384 | 2377.2712 | 2926.8308 | 4693.2537 | 4875.9905 | 5237.3754
| Large-scale storage |  | 85.7908 | 147.6952 | 170.7866 | 185.6922 | 183.2374 | 175.831 | 168.8469 | 175.0949 | 185.0936 | 195.147 | 186.5446 | 183.9444 | 186.4085
| Distributed storage |  | 28.2961 | 68.0043 | 159.7953 | 272.442 | 337.3081 | 467.8174 | 542.0092 | 625.9372 | 727.3245 | 805.4828 | 894.2875 | 977.537 | 1065.5059
Region | Technology | 2018-19 | 2019-20 | 2020-21 | 2021-22 | 2022-23 | 2023-24 | 2024-25 | 2025-26 | 2026-27 | 2027-28 | 2028-29 | 2029-30 | 2030-31 | 2031-32 | 2032-33
NSW | Black coal |  | 56338.5116 | 54967.3442 | 52896.4385 | 47817.0697 | 46715.7287 | 44672.1125 | 48483.3912 | 49418.4001 | 50368.913 | 44028.8534 | 43329.3663 | 43378.438 | 44031.9175
| Brown coal |  | 0 | 0 | 0 | 0 | 0 | 0 | 0 | 0 | 0 | 0 | 0 | 0 | 0
| Hydro |  | 3117.9309 | 3122.2633 | 3247.2478 | 3498.1509 | 3461.4916 | 3619.1456 | 3707.7583 | 3515.8555 | 3768.633 | 4108.9449 | 4074.2742 | 4176.3308 | 4189.7668
| CCGT |  | 32.9344 | 50.9711 | 211.001 | 442.6009 | 337.8862 | 1286.2793 | 1330.8676 | 613.8953 | 811.6729 | 1946.6954 | 1931.4999 | 2222.5182 | 2376.117
| OCGT |  | 6.379 | 20.4129 | 100.0876 | 223.483 | 116.2525 | 747.986 | 854.2626 | 412.1628 | 604.2079 | 1630.7592 | 1432.9059 | 1691.1724 | 1988.566
| Wind |  | 4269.3333 | 4266.6066 | 4221.2527 | 4313.7034 | 4287.645 | 4205.7721 | 4262.4597 | 4258.6578 | 4243.1113 | 4236.4544 | 4202.2455 | 4250.2531 | 4272.2554
| Solar |  | 2275.8094 | 2273.688 | 2288.7068 | 3564.9648 | 3590.6035 | 3601.0189 | 3573.2193 | 3560.3945 | 3584.6865 | 3588.0412 | 3590.2091 | 3558.9594 | 3571.8762
| Liquid fuel |  | 0 | 0 | 0 | 0.0495 | 0 | 0 | 0 | 0 | 0 | 0 | 0 | 0 | 0
| Pumped Hydro |  | 24.7362 | 31.0097 | 69.992 | 139.2064 | 123.4304 | 164.7702 | 427.7266 | 412.9587 | 416.5744 | 454.4745 | 745.9033 | 819.8302 | 1185.2175
| Large-scale storage |  | 0 | 0 | 0 | 0 | 0 | 0 | 0 | 0 | 0 | 0 | 0 | 0 | 0
| Distributed storage |  | 9.3106 | 25.1438 | 65.3677 | 118.3613 | 148.0223 | 218.0049 | 255.2411 | 293.2375 | 343.7508 | 376.1696 | 417.8987 | 456.2768 | 493.5138
QLD | Black coal |  | 41898.8056 | 42423.3073 | 46215.7872 | 49296.8736 | 48512.8122 | 50530.8436 | 46788.4244 | 43949.4747 | 43911.2861 | 44782.0314 | 38557.298 | 36614.7637 | 36855.9803
| Brown coal |  | 0 | 0 | 0 | 0 | 0 | 0 | 0 | 0 | 0 | 0 | 0 | 0 | 0
| Hydro |  | 636.0774 | 634.8813 | 634.9236 | 634.5119 | 636.7458 | 633.7808 | 634.294 | 634.1335 | 635.98 | 635.0009 | 634.6419 | 634.427 | 635.6089
| CCGT |  | 1437.2002 | 1441.3589 | 1522.5268 | 1805.844 | 1731.2454 | 2411.73 | 3563.7305 | 2644.2682 | 2590.1772 | 2578.96 | 4262.4235 | 4905.6534 | 5198.7452
| OCGT |  | 589.8895 | 591.431 | 295.0615 | 5.9928 | 2.4287 | 7.0265 | 72.8882 | 41.3797 | 12.7832 | 10.052 | 56.7389 | 174.9648 | 242.5242
| Wind |  | 1965.575 | 1965.6988 | 1949.4961 | 1999.7754 | 1977.3603 | 1936.6756 | 1963.9268 | 2300.29 | 2886.7499 | 3669.8969 | 4293.5238 | 4315.046 | 4292.7324
| Solar |  | 3245.097 | 3242.2924 | 3251.0049 | 3240.0081 | 3252.5148 | 4594.4287 | 7370.8279 | 9288.2738 | 10765.4347 | 12282.0138 | 14518.6204 | 14594.7406 | 14532.2145
| Liquid fuel |  | 0 | 0 | 0 | 0 | 0 | 0 | 0 | 0 | 0 | 0 | 0 | 0 | 0
| Pumped Hydro |  | 70.1609 | 66.2962 | 193.9755 | 379.4588 | 354.2935 | 601.1904 | 745.8384 | 688.9686 | 737.1534 | 1270.9336 | 2659.5258 | 2746.2087 | 2733.733
| Large-scale storage |  | 0.48076 | 63.3189 | 74.1011 | 82.6304 | 80.3011 | 81.9467 | 79.1933 | 82.1472 | 94.5952 | 108.3983 | 97.58 | 94.7472 | 97.1994
| Distributed storage |  | 5.8285 | 13.4639 | 32.8706 | 58.608 | 71.8872 | 98.8843 | 117.0127 | 133.5826 | 155.0306 | 176.549 | 196.6589 | 218.0365 | 239.632
SA | Black coal |  | 0 | 0 | 0 | 0 | 0 | 0 | 0 | 0 | 0 | 0 | 0 | 0 | 0
SA | Brown coal |  | 0 | 0 | 0 | 0 | 0 | 0 | 0 | 0 | 0 | 0 | 0 | 0 | 0
SA | Hydro |  | 0 | 0 | 0 | 0 | 0 | 0 | 0 | 0 | 0 | 0 | 0 | 0 | 0
SA | CCGT |  | 4437.5077 | 4417.4602 | 4525.442 | 4536.8237 | 4458.3461 | 0 | 0 | 0 | 0 | 0 | 0 | 0 | 0
SA | OCGT |  | 195.1106 | 193.1991 | 278.6402 | 351.1141 | 232.9124 | 972.2484 | 1205.9842 | 576.8131 | 794.2231 | 1419.0973 | 1206.1573 | 1286.2774 | 1536.305
SA | Wind |  | 5916.3669 | 5879.9231 | 5768.9407 | 5690.0214 | 5795.9887 | 5837.5785 | 5867.1088 | 5841.7365 | 5794.9169 | 5892.6285 | 5824.5666 | 5853.9198 | 5841.7199
SA | Solar |  | 1324.7227 | 1319.3067 | 1320.8339 | 2191.774 | 2209.8664 | 3184.575 | 3520.4273 | 3516.8871 | 3538.5962 | 3522.7759 | 3495.5503 | 3489.8599 | 3502.2528
SA | Liquid fuel |  | 0 | 0 | 0 | 0 | 0 | 0 | 0.10965 | 0 | 0 | 0 | 0 | 0 | 0
SA | Pumped Hydro |  | 0 | 0 | 0 | 0 | 0 | 1186.7708 | 1181.4235 | 1263.9111 | 1223.5435 | 1201.4227 | 1287.8246 | 1309.9516 | 1318.4249
SA | Large-scale storage |  | 30.5399 | 31.0237 | 37.6873 | 42.4025 | 42.2056 | 41.8119 | 41.112 | 41.9944 | 41.5668 | 40.3606 | 41.5851 | 41.2786 | 41.7723
SA | Distributed storage |  | 3.3157 | 7.5379 | 15.8452 | 25.4905 | 32.9432 | 42.9167 | 50.4263 | 59.0384 | 69.7185 | 79.5626 | 88.6361 | 97.511 | 107.9732
TAS | Black coal |  | 0 | 0 | 0 | 0 | 0 | 0 | 0 | 0 | 0 | 0 | 0 | 0 | 0
TAS | Brown coal |  | 0 | 0 | 0 | 0 | 0 | 0 | 0 | 0 | 0 | 0 | 0 | 0 | 0
TAS | Hydro |  | 8580.2673 | 8586.1015 | 8595.0911 | 8588.5671 | 8594.4469 | 8579.5475 | 8573.7257 | 8581.5839 | 8601.8576 | 8577.1275 | 8586.7354 | 8579.838 | 8581.393
TAS | CCGT |  | 1.0636 | 0.63962 | 0.13778 | 0.22353 | 0.35501 | 3.3613 | 47.3083 | 0.23724 | 0.47491 | 505.3103 | 198.4802 | 345.3874 | 672.83
TAS | OCGT |  | 0 | 0 | 0 | 0 | 0 | 0 | 0 | 0 | 0 | 0 | 0 | 0 | 0
TAS | Wind |  | 1337.9165 | 1329.713 | 1336.5225 | 1343.0903 | 1307.9139 | 1327.1585 | 1330.357 | 1329.6935 | 1342.8944 | 1349.3134 | 1592.5325 | 1603.7599 | 1608.9582
TAS | Solar |  | 0 | 0 | 0 | 0 | 0 | 0 | 0 | 0 | 0 | 0 | 0 | 0 | 0
TAS | Liquid fuel |  | 0 | 0 | 0 | 0 | 0 | 0 | 0 | 0 | 0 | 0 | 0 | 0 | 0
TAS | Pumped Hydro |  | 0 | 0 | 0 | 0 | 0 | 0 | 0 | 0 | 0 | 0 | 0 | 0 | 0
TAS | Large-scale storage |  | 0 | 0 | 0 | 0 | 0 | 0 | 0 | 0 | 0 | 0 | 0 | 0 | 0
TAS | Distributed storage |  | 0.018853 | 0.044672 | 0.13431 | 0.08859 | 0.092238 | 1.0815 | 0.32008 | 0.27215 | 0.55173 | 0.25244 | 0.28896 | 0.27398 | 0.13877
VIC | Black coal |  | 0 | 0 | 0 | 0 | 0 | 0 | 0 | 0 | 0 | 0 | 0 | 0 | 0
VIC | Brown coal |  | 32177.6949 | 31970.545 | 29745.1224 | 29697.9114 | 32071.8437 | 32116.8948 | 28753.2122 | 31982.1574 | 28653.1236 | 28519.1202 | 31914.4452 | 31822.2582 | 29679.1812
VIC | Hydro |  | 3114.1032 | 3096.3631 | 3180.1104 | 3223.7474 | 3206.5922 | 3118.3767 | 3105.3939 | 3143.509 | 3174.0348 | 3119.6227 | 3122.2618 | 3099.0188 | 3107.7961
VIC | CCGT |  | 37.0338 | 31.946 | 61.5838 | 68.3349 | 34.419 | 91.6487 | 81.9422 | 39.9815 | 67.9675 | 141.468 | 51.2733 | 112.1875 | 0
VIC | OCGT |  | 34.5816 | 30.6212 | 56.7784 | 55.1877 | 30.637 | 94.811 | 270.4261 | 122.5301 | 202.2677 | 451.7941 | 204.3875 | 411.4102 | 963.152
VIC | Wind |  | 8060.1984 | 8873.9353 | 8812.8071 | 8810.8522 | 8916.7143 | 8925.7938 | 8935.1403 | 8890.4217 | 8900.266 | 8841.9721 | 8842.7832 | 8908.4758 | 8912.9714
VIC | Solar |  | 1047.4911 | 1052.76 | 1056.4687 | 1051.3243 | 1048.4386 | 1055.2611 | 1054.3888 | 1055.8649 | 1065.7125 | 1065.6802 | 1052.2032 | 1050.0999 | 1054.8097
VIC | Liquid fuel |  | 0 | 0 | 0 | 0 | 0 | 0 | 0 | 0 | 0 | 0 | 0 | 0 | 0
VIC | Pumped Hydro |  | 0 | 0 | 0 | 0 | 0 | 0 | 0 | 0 | 0 | 0 | 0 | 0 | 0
VIC | Large-scale storage |  | 54.7701 | 53.3525 | 58.9981 | 60.6592 | 60.7307 | 52.0723 | 48.5416 | 50.9532 | 48.9316 | 46.388 | 47.3796 | 47.9187 | 47.4368
VIC | Distributed storage |  | 9.8225 | 21.8141 | 45.5774 | 69.8936 | 84.3632 | 106.93 | 119.009 | 139.8065 | 158.2729 | 172.9491 | 190.8049 | 205.4387 | 224.2481
Vic Renewable Energy Zone breakdown (GWh)
Region | Technology | 2018-19 | 2019-20 | 2020-21 | 2021-22 | 2022-23 | 2023-24 | 2024-25 | 2025-26 | 2026-27 | 2027-28 | 2028-29 | 2029-30 | 2030-31 | 2031-32 | 2032-33
VIC | Murray River, Solar |  | 1047.4911 | 1052.76 | 1056.4687 | 1051.3243 | 1048.4386 | 1055.2611 | 1054.3888 | 1055.8649 | 1065.7125 | 1065.6802 | 1052.2032 | 1050.0999 | 1054.8097
VIC | Gippsland, Wind |  | 352.9994 | 349.6943 | 350.4753 | 350.996 | 348.7476 | 352.3786 | 352.2167 | 349.5717 | 351.1081 | 345.8413 | 350.712 | 351.8568 | 351.6886
VIC | Moyne, Wind |  | 3929.2658 | 3904.3936 | 3878.0755 | 3871.9299 | 3931.6699 | 3924.4932 | 3919.5308 | 3900.9706 | 3902.2091 | 3877.248 | 3891.6151 | 3906.8329 | 3905.8721
VIC | Western Victoria, Wind |  | 3777.9333 | 4619.8474 | 4584.2563 | 4587.9263 | 4636.2968 | 4648.922 | 4663.3928 | 4639.8794 | 4646.9488 | 4618.8829 | 4600.4561 | 4649.7861 | 4655.4107
VIC
VIC
VIC
VIC
VIC

## NCommOnly Wvic_MW (hidden)
Total NEM Installed Capacity by Technology (MW)
Region | Technology | 2018-19 | 2019-20 | 2020-21 | 2021-22 | 2022-23 | 2023-24 | 2024-25 | 2025-26 | 2026-27 | 2027-28 | 2028-29 | 2029-30 | 2030-31 | 2031-32 | 2032-33
NEM | Black coal |  | 18219 | 18219 | 18219 | 16419 | 16419 | 16419 | 16419 | 16419 | 16419 | 15099 | 13419 | 13419 | 13419
| Brown coal |  | 4808 | 4808 | 4808 | 4808 | 4808 | 4808 | 4808 | 4808 | 4808 | 4808 | 4808 | 4808 | 4808
| Hydro |  | 7185.1 | 7185.1 | 7185.1 | 7185.1 | 7185.1 | 7185.1 | 7185.1 | 7185.1 | 7185.1 | 7185.1 | 7185.1 | 7185.1 | 7185.1
| CCGT |  | 4156 | 4156 | 4156 | 4156 | 4156 | 2694 | 2694 | 2694 | 2694 | 2694 | 2694 | 2694 | 2184
| OCGT |  | 6219.1 | 6219.1 | 5979.1 | 6257.1 | 6257.1 | 6257.1 | 6257.1 | 6257.1 | 6257.1 | 6257.1 | 6257.1 | 6257.1 | 6257.1
| Wind |  | 7412 | 7732 | 7732 | 7732 | 7732 | 7732 | 7732 | 7823 | 8008 | 8323 | 8474 | 8474 | 8474
| Solar |  | 3045.5 | 3045.5 | 3045.5 | 4042.5 | 4042.5 | 4641.5 | 5945.5 | 6682.5 | 7359.5 | 8167.5 | 8882.5 | 8882.5 | 8882.5
| Liquid fuel |  | 772.7 | 772.7 | 738.7 | 738.7 | 738.7 | 738.7 | 738.7 | 738.7 | 738.7 | 738.7 | 738.7 | 738.7 | 738.7
| Pumped Hydro |  | 740 | 740 | 740 | 740 | 740 | 1203 | 1312 | 1312 | 1312 | 1577 | 2547 | 2547 | 2737
| Large-scale storage |  | 106.4 | 206.4 | 206.4 | 206.4 | 206.4 | 206.4 | 206.4 | 206.4 | 206.4 | 206.4 | 206.4 | 206.4 | 206.4
| Distributed storage |  | 60.2291 | 134.2127 | 224.6207 | 328.3924 | 441.8718 | 563.866 | 690.4131 | 821.4538 | 955.2524 | 1091.1046 | 1229.3024 | 1362.9511 | 1489.4909
Region | Technology | 2018-19 | 2019-20 | 2020-21 | 2021-22 | 2022-23 | 2023-24 | 2024-25 | 2025-26 | 2026-27 | 2027-28 | 2028-29 | 2029-30 | 2030-31 | 2031-32 | 2032-33
NSW | Black coal |  | 10040 | 10040 | 10040 | 8240 | 8240 | 8240 | 8240 | 8240 | 8240 | 6920 | 6920 | 6920 | 6920
| Brown coal |  | 0 | 0 | 0 | 0 | 0 | 0 | 0 | 0 | 0 | 0 | 0 | 0 | 0
| Hydro |  | 2622 | 2622 | 2622 | 2622 | 2622 | 2622 | 2622 | 2622 | 2622 | 2622 | 2622 | 2622 | 2622
| CCGT |  | 618 | 618 | 618 | 618 | 618 | 618 | 618 | 618 | 618 | 618 | 618 | 618 | 618
| OCGT |  | 1388 | 1388 | 1388 | 1666 | 1666 | 1666 | 1666 | 1666 | 1666 | 1666 | 1666 | 1666 | 1666
| Wind |  | 1500 | 1500 | 1500 | 1500 | 1500 | 1500 | 1500 | 1500 | 1500 | 1500 | 1500 | 1500 | 1500
| Solar |  | 846 | 846 | 846 | 1493 | 1493 | 1493 | 1493 | 1493 | 1493 | 1493 | 1493 | 1493 | 1493
| Liquid fuel |  | 50 | 50 | 50 | 50 | 50 | 50 | 50 | 50 | 50 | 50 | 50 | 50 | 50
| Pumped Hydro |  | 240 | 240 | 240 | 240 | 240 | 240 | 240 | 240 | 240 | 240 | 570 | 570 | 734
| Large-scale storage |  | 0 | 0 | 0 | 0 | 0 | 0 | 0 | 0 | 0 | 0 | 0 | 0 | 0
| Distributed storage |  | 25.1568 | 56.0691 | 95.8798 | 142.8159 | 196.0542 | 253.9814 | 314.6069 | 377.6072 | 442.051 | 507.2804 | 573.3688 | 634.0407 | 687.346
QLD | Black coal |  | 8179 | 8179 | 8179 | 8179 | 8179 | 8179 | 8179 | 8179 | 8179 | 8179 | 6499 | 6499 | 6499
| Brown coal |  | 0 | 0 | 0 | 0 | 0 | 0 | 0 | 0 | 0 | 0 | 0 | 0 | 0
| Hydro |  | 152.4 | 152.4 | 152.4 | 152.4 | 152.4 | 152.4 | 152.4 | 152.4 | 152.4 | 152.4 | 152.4 | 152.4 | 152.4
| CCGT |  | 1565 | 1565 | 1565 | 1565 | 1565 | 1565 | 1565 | 1565 | 1565 | 1565 | 1565 | 1565 | 1565
| OCGT |  | 1474 | 1474 | 1474 | 1474 | 1474 | 1474 | 1474 | 1474 | 1474 | 1474 | 1474 | 1474 | 1474
| Wind |  | 676 | 676 | 676 | 676 | 676 | 676 | 676 | 767 | 952 | 1179 | 1306 | 1306 | 1306
| Solar |  | 1224.5 | 1224.5 | 1224.5 | 1224.5 | 1224.5 | 1721.5 | 2760.5 | 3497.5 | 4174.5 | 4982.5 | 5697.5 | 5697.5 | 5697.5
| Liquid fuel |  | 457.5 | 457.5 | 423.5 | 423.5 | 423.5 | 423.5 | 423.5 | 423.5 | 423.5 | 423.5 | 423.5 | 423.5 | 423.5
| Pumped Hydro |  | 500 | 500 | 500 | 500 | 500 | 500 | 500 | 500 | 500 | 765 | 1368 | 1368 | 1368
| Large-scale storage |  | 1.4 | 101.4 | 101.4 | 101.4 | 101.4 | 101.4 | 101.4 | 101.4 | 101.4 | 101.4 | 101.4 | 101.4 | 101.4
| Distributed storage |  | 13.6923 | 30.9345 | 51.8416 | 75.3569 | 100.2728 | 126.2546 | 152.7033 | 179.8653 | 207.739 | 236.1665 | 265.0381 | 294.2611 | 323.755
SA | Black coal |  | 0 | 0 | 0 | 0 | 0 | 0 | 0 | 0 | 0 | 0 | 0 | 0 | 0
SA | Brown coal |  | 0 | 0 | 0 | 0 | 0 | 0 | 0 | 0 | 0 | 0 | 0 | 0 | 0
SA | Hydro |  | 0 | 0 | 0 | 0 | 0 | 0 | 0 | 0 | 0 | 0 | 0 | 0 | 0
SA | CCGT |  | 1462 | 1462 | 1462 | 1462 | 1462 | 0 | 0 | 0 | 0 | 0 | 0 | 0 | 0
SA | OCGT |  | 1209.1 | 1209.1 | 969.1 | 969.1 | 969.1 | 969.1 | 969.1 | 969.1 | 969.1 | 969.1 | 969.1 | 969.1 | 969.1
SA | Wind |  | 2052 | 2052 | 2052 | 2052 | 2052 | 2052 | 2052 | 2052 | 2052 | 2052 | 2052 | 2052 | 2052
SA | Solar |  | 573 | 573 | 573 | 923 | 923 | 1025 | 1290 | 1290 | 1290 | 1290 | 1290 | 1290 | 1290
SA | Liquid fuel |  | 265.2 | 265.2 | 265.2 | 265.2 | 265.2 | 265.2 | 265.2 | 265.2 | 265.2 | 265.2 | 265.2 | 265.2 | 265.2
SA | Pumped Hydro |  | 0 | 0 | 0 | 0 | 0 | 463 | 572 | 572 | 572 | 572 | 609 | 609 | 635
SA | Large-scale storage |  | 30 | 30 | 30 | 30 | 30 | 30 | 30 | 30 | 30 | 30 | 30 | 30 | 30
SA | Distributed storage |  | 4.6986 | 10.6141 | 18.2709 | 27.3616 | 37.6467 | 49.2016 | 61.6345 | 74.7964 | 88.5706 | 102.8717 | 117.6225 | 132.3793 | 146.6603
TAS | Black coal |  | 0 | 0 | 0 | 0 | 0 | 0 | 0 | 0 | 0 | 0 | 0 | 0 | 0
TAS | Brown coal |  | 0 | 0 | 0 | 0 | 0 | 0 | 0 | 0 | 0 | 0 | 0 | 0 | 0
TAS | Hydro |  | 2191.7 | 2191.7 | 2191.7 | 2191.7 | 2191.7 | 2191.7 | 2191.7 | 2191.7 | 2191.7 | 2191.7 | 2191.7 | 2191.7 | 2191.7
TAS | CCGT | bar: 2019-20 to 2031-32
TAS | OCGT |  | 163 | 163 | 163 | 163 | 163 | 163 | 163 | 163 | 163 | 163 | 163 | 163 | 163
TAS | Wind |  | 420 | 420 | 420 | 420 | 420 | 420 | 420 | 420 | 420 | 508 | 532 | 532 | 532
TAS | Solar |  | 0 | 0 | 0 | 0 | 0 | 0 | 0 | 0 | 0 | 0 | 0 | 0 | 0
TAS | Liquid fuel |  | 0 | 0 | 0 | 0 | 0 | 0 | 0 | 0 | 0 | 0 | 0 | 0 | 0
TAS | Pumped Hydro |  | 0 | 0 | 0 | 0 | 0 | 0 | 0 | 0 | 0 | 0 | 0 | 0 | 0
TAS | Large-scale storage |  | 0 | 0 | 0 | 0 | 0 | 0 | 0 | 0 | 0 | 0 | 0 | 0 | 0
TAS | Distributed storage |  | 1.1074 | 2.4017 | 3.9644 | 5.8927 | 7.4173 | 8.7301 | 9.7122 | 10.6559 | 11.4994 | 12.2389 | 12.9664 | 13.6654 | 14.3392
VIC | Black coal |  | 0 | 0 | 0 | 0 | 0 | 0 | 0 | 0 | 0 | 0 | 0 | 0 | 0
VIC | Brown coal |  | 4808 | 4808 | 4808 | 4808 | 4808 | 4808 | 4808 | 4808 | 4808 | 4808 | 4808 | 4808 | 4808
VIC | Hydro |  | 2219 | 2219 | 2219 | 2219 | 2219 | 2219 | 2219 | 2219 | 2219 | 2219 | 2219 | 2219 | 2219
VIC | CCGT |  | 510 | 510 | 510 | 510 | 510 | 510 | 510 | 510 | 510 | 510 | 510 | 510 | 0
VIC | OCGT |  | 1985 | 1985 | 1985 | 1985 | 1985 | 1985 | 1985 | 1985 | 1985 | 1985 | 1985 | 1985 | 1985
VIC | Wind |  | 2764 | 3084 | 3084 | 3084 | 3084 | 3084 | 3084 | 3084 | 3084 | 3084 | 3084 | 3084 | 3084
VIC | Solar |  | 402 | 402 | 402 | 402 | 402 | 402 | 402 | 402 | 402 | 402 | 402 | 402 | 402
VIC | Liquid fuel |  | 0 | 0 | 0 | 0 | 0 | 0 | 0 | 0 | 0 | 0 | 0 | 0 | 0
VIC | Pumped Hydro |  | 0 | 0 | 0 | 0 | 0 | 0 | 0 | 0 | 0 | 0 | 0 | 0 | 0
VIC | Large-scale storage |  | 75 | 75 | 75 | 75 | 75 | 75 | 75 | 75 | 75 | 75 | 75 | 75 | 75
VIC | Distributed storage |  | 15.5741 | 34.1933 | 54.664 | 76.9652 | 100.4807 | 125.6983 | 151.7562 | 178.5289 | 205.3924 | 232.5471 | 260.3066 | 288.6046 | 317.3904
Vic Renewable Energy Zone breakdown (MW)
Region | Technology | 2018-19 | 2019-20 | 2020-21 | 2021-22 | 2022-23 | 2023-24 | 2024-25 | 2025-26 | 2026-27 | 2027-28 | 2028-29 | 2029-30 | 2030-31 | 2031-32 | 2032-33
VIC | Murray River, Solar |  | 402 | 402 | 402 | 402 | 402 | 402 | 402 | 402 | 402 | 402 | 402 | 402 | 402
VIC | Gippsland, Wind |  | 107 | 107 | 107 | 107 | 107 | 107 | 107 | 107 | 107 | 107 | 107 | 107 | 107
VIC | Moyne, Wind |  | 1398 | 1398 | 1398 | 1398 | 1398 | 1398 | 1398 | 1398 | 1398 | 1398 | 1398 | 1398 | 1398
VIC | Western Victoria, Wind |  | 1259 | 1579 | 1579 | 1579 | 1579 | 1579 | 1579 | 1579 | 1579 | 1579 | 1579 | 1579 | 1579
VIC
VIC
VIC
VIC
VIC

## NCommOnly Wvic_GWh (hidden)
Total NEM Generated Energy by Technology (GWh)
Region | Technology | 2018-19 | 2019-20 | 2020-21 | 2021-22 | 2022-23 | 2023-24 | 2024-25 | 2025-26 | 2026-27 | 2027-28 | 2028-29 | 2029-30 | 2030-31 | 2031-32 | 2032-33
NEM | Black coal |  | 97987.4425 | 97166.1691 | 98872.5002 | 96587.2638 | 94638.6494 | 95043.3353 | 94953.9849 | 93025.8742 | 93913.0163 | 88491.1707 | 81610.1463 | 79734.0232 | 80619.7074
| Brown coal |  | 32102.027 | 31878.1509 | 29679.6074 | 29618.6156 | 31977.6826 | 32061.6814 | 28723.3848 | 31918.2164 | 28596.6955 | 28431.4093 | 31843.6759 | 31754.0971 | 29594.6109
| Hydro |  | 15444.5094 | 15439.7455 | 15638.5337 | 15936.428 | 15871.9795 | 16096.0157 | 16308.7158 | 16152.8608 | 16453.7798 | 16668.2827 | 16446.5131 | 16595.0654 | 16536.3938
| CCGT |  | 5935.1865 | 5940.6214 | 6311.7365 | 6790.2815 | 6536.0899 | 3828.2485 | 4972.0966 | 3299.9654 | 3467.926 | 4878.7935 | 6173.0095 | 7325.3968 | 7971.9304
| OCGT |  | 819.9873 | 829.9345 | 719.9877 | 590.8095 | 371.6922 | 1921.2106 | 2413.1709 | 1179.9371 | 1642.1859 | 3485.4198 | 2825.9326 | 3470.0769 | 4642.642
| Wind |  | 21791.6363 | 22548.8737 | 22324.3231 | 22376.7897 | 22480.8186 | 22469.469 | 22584.1043 | 22839.7298 | 23392.8085 | 24516.7393 | 25191.8435 | 25377.2088 | 25378.8155
| Solar |  | 7999.7883 | 7993.3847 | 8021.0717 | 10577.5754 | 10638.1472 | 12284.519 | 15724.6783 | 17616.548 | 19162.8724 | 20699.4077 | 22938.0622 | 22977.0849 | 22942.0197
| Liquid fuel |  | 0 | 0 | 0 | 0.0495 | 0 | 0 | 0.28579 | 0 | 0 | 0 | 0 | 0 | 0
| Pumped Hydro |  | 97.9557 | 98.057 | 260.6243 | 514.7153 | 494.085 | 1606.4983 | 1938.2862 | 1938.6456 | 1950.8833 | 2574.6485 | 4675.8454 | 4815.1364 | 5205.3728
| Large-scale storage |  | 67.9395 | 132.3499 | 155.1066 | 169.9175 | 165.9878 | 161.6108 | 154.1585 | 161.688 | 171.2271 | 182.0001 | 172.3733 | 168.2419 | 169.6545
| Distributed storage |  | 28.412 | 69.1821 | 160.513 | 272.5262 | 337.3292 | 468.8161 | 541.6135 | 629.8141 | 727.6271 | 813.9115 | 895.053 | 979.0803 | 1068.5998
Region | Technology | 2018-19 | 2019-20 | 2020-21 | 2021-22 | 2022-23 | 2023-24 | 2024-25 | 2025-26 | 2026-27 | 2027-28 | 2028-29 | 2029-30 | 2030-31 | 2031-32 | 2032-33
NSW | Black coal |  | 56134.6426 | 54800.561 | 52757.3975 | 47499.0523 | 46332.9716 | 44536.7564 | 48263.5343 | 49145.3336 | 50054.4987 | 43707.6622 | 43069.8318 | 43124.2402 | 43775.8868
| Brown coal |  | 0 | 0 | 0 | 0 | 0 | 0 | 0 | 0 | 0 | 0 | 0 | 0 | 0
| Hydro |  | 3113.9451 | 3123.3689 | 3242.0122 | 3510.2263 | 3436.0355 | 3770.2161 | 3997.9018 | 3790.4016 | 4039.7918 | 4338.914 | 4101.8102 | 4284.3152 | 4212.4665
| CCGT |  | 32.191 | 53.2133 | 209.0249 | 417.7942 | 331.9478 | 1304.1944 | 1301.7638 | 602.8546 | 800.3003 | 1890.1984 | 1865.1937 | 2140.8859 | 2334.2277
| OCGT |  | 6.4627 | 21.7073 | 102.4691 | 208.6414 | 116.8558 | 771.4573 | 851.8646 | 417.7063 | 601.2684 | 1586.2345 | 1365.4966 | 1608.7188 | 1927.4794
| Wind |  | 4269.3333 | 4266.6066 | 4221.267 | 4313.5102 | 4287.4767 | 4205.5603 | 4261.4652 | 4257.9033 | 4239.8705 | 4236.7022 | 4198.7746 | 4248.6029 | 4269.2639
| Solar |  | 2134.4436 | 2132.6276 | 2146.6433 | 3784.8522 | 3809.5428 | 3823.1789 | 3791.9819 | 3771.6492 | 3802.4288 | 3806.3547 | 3799.5757 | 3774.2362 | 3778.1914
| Liquid fuel |  | 0 | 0 | 0 | 0.0495 | 0 | 0 | 0.031963 | 0 | 0 | 0 | 0 | 0 | 0
| Pumped Hydro |  | 27.9352 | 29.9582 | 69.8818 | 143.3648 | 133.9705 | 170.0437 | 175.7447 | 159.3419 | 168.1392 | 196.4366 | 788.4509 | 823.64 | 1173.8283
| Large-scale storage |  | 0 | 0 | 0 | 0 | 0 | 0 | 0 | 0 | 0 | 0 | 0 | 0 | 0
| Distributed storage |  | 9.3 | 25.2688 | 66.208 | 117.8186 | 147.6232 | 218.3875 | 254.5169 | 294.1133 | 344.1673 | 380.5267 | 418.0176 | 457.3274 | 494.7571
QLD | Black coal |  | 41852.7999 | 42365.608 | 46115.1027 | 49088.2116 | 48305.6778 | 50506.5789 | 46690.4506 | 43880.5405 | 43858.5176 | 44783.5085 | 38540.3145 | 36609.783 | 36843.8207
| Brown coal |  | 0 | 0 | 0 | 0 | 0 | 0 | 0 | 0 | 0 | 0 | 0 | 0 | 0
| Hydro |  | 635.8453 | 634.8723 | 634.8808 | 634.1015 | 636.8765 | 633.7808 | 634.294 | 634.2471 | 635.7564 | 634.9742 | 634.6539 | 634.3699 | 635.6089
| CCGT |  | 1436.8086 | 1443.0209 | 1522.0615 | 1788.4784 | 1721.0935 | 2421.2659 | 3542.1534 | 2656.5491 | 2595.1541 | 2555.1513 | 4181.8806 | 4795.6157 | 5152.6394
| OCGT |  | 589.8895 | 591.4309 | 295.0605 | 5.2921 | 2.3813 | 6.7231 | 74.9521 | 42.0962 | 14.2409 | 9.3282 | 58.8901 | 166.5056 | 234.8369
| Wind |  | 1965.575 | 1965.6988 | 1949.4961 | 1999.7754 | 1977.3316 | 1936.6756 | 1963.568 | 2298.6496 | 2897.6658 | 3653.7382 | 4291.949 | 4313.9465 | 4286.9728
| Solar |  | 3245.097 | 3242.2924 | 3251.0049 | 3240.0081 | 3252.3955 | 4593.7673 | 7369.6732 | 9287.5462 | 10766.1489 | 12322.5008 | 14602.8564 | 14678.9508 | 14618.834
| Liquid fuel |  | 0 | 0 | 0 | 0 | 0 | 0 | 0 | 0 | 0 | 0 | 0 | 0 | 0
| Pumped Hydro |  | 70.0205 | 68.0988 | 190.7425 | 371.3505 | 360.1145 | 618.4609 | 764.7303 | 713.0557 | 751.2061 | 1356.5866 | 2753.4348 | 2835.1099 | 2827.3727
| Large-scale storage |  | 0.49532 | 63.6925 | 73.9796 | 82.7897 | 80.6097 | 81.8039 | 79.3618 | 82.3352 | 95.7323 | 108.6639 | 97.5683 | 94.2485 | 96.5984
| Distributed storage |  | 5.8448 | 13.8336 | 32.9807 | 58.8839 | 72.1259 | 98.9609 | 117.1278 | 133.3356 | 155.1757 | 177.4314 | 196.5433 | 218.1028 | 239.5719
SA | Black coal |  | 0 | 0 | 0 | 0 | 0 | 0 | 0 | 0 | 0 | 0 | 0 | 0 | 0
SA | Brown coal |  | 0 | 0 | 0 | 0 | 0 | 0 | 0 | 0 | 0 | 0 | 0 | 0 | 0
SA | Hydro |  | 0 | 0 | 0 | 0 | 0 | 0 | 0 | 0 | 0 | 0 | 0 | 0 | 0
SA | CCGT |  | 4429.0585 | 4412.3277 | 4520.4908 | 4518.5439 | 4448.9447 | 0 | 0 | 0 | 0 | 0 | 0 | 0 | 0
SA | OCGT |  | 189.1815 | 186.721 | 267.0049 | 323.3992 | 222.9689 | 1031.1366 | 1211.0246 | 590.8286 | 814.9909 | 1422.1825 | 1194.1849 | 1262.1654 | 1528.8573
SA | Wind |  | 5899.6482 | 5860.2634 | 5751.7549 | 5647.5318 | 5734.3218 | 5844.0961 | 5855.7895 | 5831.5327 | 5786.0614 | 5880.3706 | 5811.3011 | 5842.0092 | 5831.9463
SA | Solar |  | 1566.8384 | 1561.1713 | 1561.5911 | 2491.795 | 2518.7042 | 2812.3199 | 3508.5064 | 3500.7513 | 3528.7289 | 3505.79 | 3482.9248 | 3472.8285 | 3488.3712
SA | Liquid fuel |  | 0 | 0 | 0 | 0 | 0 | 0 | 0.25382 | 0 | 0 | 0 | 0 | 0 | 0
SA | Pumped Hydro |  | 0 | 0 | 0 | 0 | 0 | 817.9937 | 997.8112 | 1066.248 | 1031.538 | 1021.6254 | 1133.9597 | 1156.3865 | 1204.1718
SA | Large-scale storage |  | 31.045 | 31.79 | 38.2184 | 43.0721 | 42.4549 | 41.9352 | 41.301 | 42.2852 | 41.5777 | 41.2758 | 41.9011 | 41.4602 | 41.9095
SA | Distributed storage |  | 3.2891 | 7.73 | 15.6908 | 25.2499 | 32.386 | 43.4505 | 50.247 | 59.7678 | 69.9564 | 79.4864 | 88.6334 | 97.2999 | 107.7791
TAS | Black coal |  | 0 | 0 | 0 | 0 | 0 | 0 | 0 | 0 | 0 | 0 | 0 | 0 | 0
TAS | Brown coal |  | 0 | 0 | 0 | 0 | 0 | 0 | 0 | 0 | 0 | 0 | 0 | 0 | 0
TAS | Hydro |  | 8580.3957 | 8586.0594 | 8594.1542 | 8580.3999 | 8593.5105 | 8579.1913 | 8573.7257 | 8581.2523 | 8602.5565 | 8575.3491 | 8587.5584 | 8578.8791 | 8582.7343
TAS | CCGT |  | 1.0634 | 0.63912 | 0.13788 | 0.22016 | 0.25124 | 3.4549 | 43.0682 | 0.23676 | 0.47261 | 287.5678 | 72.3137 | 279.5358 | 485.0633
TAS | OCGT |  | 0 | 0 | 0 | 0 | 0 | 0 | 0 | 0 | 0 | 0 | 0 | 0 | 0
TAS | Wind |  | 1337.9165 | 1329.6674 | 1336.5225 | 1343.0903 | 1307.9383 | 1327.1318 | 1330.3343 | 1329.6935 | 1342.8944 | 1673.1422 | 1823.9658 | 1837.5902 | 1843.9247
TAS | Solar |  | 0 | 0 | 0 | 0 | 0 | 0 | 0 | 0 | 0 | 0 | 0 | 0 | 0
TAS | Liquid fuel |  | 0 | 0 | 0 | 0 | 0 | 0 | 0 | 0 | 0 | 0 | 0 | 0 | 0
TAS | Pumped Hydro |  | 0 | 0 | 0 | 0 | 0 | 0 | 0 | 0 | 0 | 0 | 0 | 0 | 0
TAS | Large-scale storage |  | 0 | 0 | 0 | 0 | 0 | 0 | 0 | 0 | 0 | 0 | 0 | 0 | 0
TAS | Distributed storage |  | 0.020929 | 0.044672 | 0.1328 | 0.081482 | 0.10568 | 0.92333 | 0.34838 | 0.39249 | 0.433 | 0.32706 | 0.3915 | 0.24566 | 0.13292
VIC | Black coal |  | 0 | 0 | 0 | 0 | 0 | 0 | 0 | 0 | 0 | 0 | 0 | 0 | 0
VIC | Brown coal |  | 32102.027 | 31878.1509 | 29679.6074 | 29618.6156 | 31977.6826 | 32061.6814 | 28723.3848 | 31918.2164 | 28596.6955 | 28431.4093 | 31843.6759 | 31754.0971 | 29594.6109
VIC | Hydro |  | 3114.3232 | 3095.4449 | 3167.4865 | 3211.7002 | 3205.557 | 3112.8275 | 3102.7944 | 3146.9598 | 3175.675 | 3119.0454 | 3122.4906 | 3097.5012 | 3105.5841
VIC | CCGT |  | 36.0651 | 31.4204 | 60.0214 | 65.245 | 33.8527 | 99.3333 | 85.1113 | 40.325 | 71.999 | 145.8759 | 53.6214 | 109.3593 | 0
VIC | OCGT |  | 34.4536 | 30.0753 | 55.4532 | 53.4767 | 29.4862 | 111.8936 | 275.3296 | 129.3059 | 211.6857 | 467.6746 | 207.361 | 432.6871 | 951.4683
VIC | Wind |  | 8319.1633 | 9126.6376 | 9065.2826 | 9072.882 | 9173.7502 | 9156.0051 | 9172.9473 | 9121.9507 | 9126.3163 | 9072.786 | 9065.853 | 9135.0601 | 9146.7078
VIC | Solar |  | 1053.4093 | 1057.2934 | 1061.8324 | 1060.9202 | 1057.5047 | 1055.253 | 1054.5168 | 1056.6013 | 1065.5658 | 1064.7622 | 1052.7053 | 1051.0694 | 1056.623
VIC | Liquid fuel |  | 0 | 0 | 0 | 0 | 0 | 0 | 0 | 0 | 0 | 0 | 0 | 0 | 0
VIC | Pumped Hydro |  | 0 | 0 | 0 | 0 | 0 | 0 | 0 | 0 | 0 | 0 | 0 | 0 | 0
VIC | Large-scale storage |  | 36.3992 | 36.8674 | 42.9086 | 44.0557 | 42.9232 | 37.8716 | 33.4956 | 37.0676 | 33.9172 | 32.0603 | 32.9039 | 32.5331 | 31.1466
VIC | Distributed storage |  | 9.9571 | 22.305 | 45.5007 | 70.4923 | 85.0883 | 107.0939 | 119.3735 | 142.2048 | 157.8948 | 176.1399 | 191.4672 | 206.1045 | 226.3589
Vic Renewable Energy Zone breakdown (GWh)
Region | Technology | 2018-19 | 2019-20 | 2020-21 | 2021-22 | 2022-23 | 2023-24 | 2024-25 | 2025-26 | 2026-27 | 2027-28 | 2028-29 | 2029-30 | 2030-31 | 2031-32 | 2032-33
VIC | Murray River, Solar |  | 1053.4093 | 1057.2934 | 1061.8324 | 1060.9202 | 1057.5047 | 1055.253 | 1054.5168 | 1056.6013 | 1065.5658 | 1064.7622 | 1052.7053 | 1051.0694 | 1056.623
VIC | Gippsland, Wind |  | 352.7787 | 349.322 | 350.2634 | 350.325 | 348.1891 | 352.1403 | 352.3996 | 349.7073 | 351.1435 | 346.3008 | 350.5548 | 352.1273 | 352.1386
VIC | Moyne, Wind |  | 3924.2042 | 3898.9907 | 3873.1203 | 3866.3058 | 3920.6253 | 3921.6007 | 3918.1662 | 3900.3741 | 3899.7034 | 3876.7286 | 3889.1283 | 3903.3482 | 3904.9291
VIC | Western Victoria, Wind |  | 4042.1804 | 4878.3249 | 4841.8988 | 4856.2512 | 4904.9358 | 4882.2642 | 4902.3815 | 4871.8694 | 4875.4694 | 4849.7566 | 4826.17 | 4879.5846 | 4889.6401
VIC
VIC
VIC
VIC
VIC

## Neutral NonNetwork_MW
Total NEM Installed Capacity by Technology (MW)
Region | Technology | 2018-19 | 2019-20 | 2020-21 | 2021-22 | 2022-23 | 2023-24 | 2024-25 | 2025-26 | 2026-27 | 2027-28 | 2028-29 | 2029-30 | 2030-31 | 2031-32 | 2032-33
NEM | Black coal |  | 18219 | 18219 | 18219 | 16419 | 16419 | 16419 | 16419 | 16419 | 16419 | 15099 | 13419 | 13419 | 13419
| Brown coal |  | 4808 | 4808 | 4808 | 4808 | 4808 | 4808 | 4808 | 4808 | 4808 | 4808 | 4808 | 4808 | 4808
| Hydro |  | 7185.1 | 7185.1 | 7185.1 | 7185.1 | 7185.1 | 7185.1 | 7185.1 | 7185.1 | 7185.1 | 7185.1 | 7185.1 | 7185.1 | 7185.1
| CCGT |  | 4156 | 4156 | 4156 | 4156 | 4156 | 2694 | 2694 | 2694 | 2694 | 2694 | 2694 | 2694 | 2184
| OCGT |  | 6219.1 | 6219.1 | 5979.1 | 6325.7279 | 6360.7279 | 6391.7279 | 6391.7279 | 6391.7279 | 6391.7279 | 6391.7279 | 6391.7279 | 6391.7279 | 6391.7279
| Wind |  | 7412 | 7938 | 8238 | 8738 | 9738 | 10388 | 10388 | 10479.2829 | 10663.8143 | 10912.3179 | 11080.5358 | 11080.5358 | 11080.5358
| Solar |  | 3013.2484 | 3013.2484 | 3163.2484 | 3993.5763 | 4103.5763 | 5347.426 | 6514.6254 | 7251.4312 | 7928.1507 | 8746.6692 | 9431.5836 | 9431.5836 | 9431.5836
| Liquid fuel |  | 772.7 | 772.7 | 738.7 | 738.7 | 738.7 | 738.7 | 738.7 | 738.7 | 738.7 | 738.7 | 738.7 | 738.7 | 738.7
| Pumped Hydro |  | 740 | 740 | 740 | 740 | 740 | 1451.249 | 1594.453 | 1594.453 | 1594.453 | 1847.7197 | 2591.3109 | 2591.3109 | 2781.4331
| Large-scale storage |  | 206.4 | 306.4 | 306.4 | 306.4 | 306.4 | 306.4 | 306.4 | 306.4 | 306.4 | 306.4 | 306.4 | 306.4 | 306.4
| Distributed storage |  | 60.2291 | 134.2127 | 224.6207 | 328.3924 | 441.8718 | 563.866 | 690.4131 | 821.4538 | 955.2524 | 1091.1046 | 1229.3024 | 1362.9511 | 1489.4909
Region | Technology | 2018-19 | 2019-20 | 2020-21 | 2021-22 | 2022-23 | 2023-24 | 2024-25 | 2025-26 | 2026-27 | 2027-28 | 2028-29 | 2029-30 | 2030-31 | 2031-32 | 2032-33
NSW | Black coal |  | 10040 | 10040 | 10040 | 8240 | 8240 | 8240 | 8240 | 8240 | 8240 | 6920 | 6920 | 6920 | 6920
| Brown coal |  | 0 | 0 | 0 | 0 | 0 | 0 | 0 | 0 | 0 | 0 | 0 | 0 | 0
| Hydro |  | 2622 | 2622 | 2622 | 2622 | 2622 | 2622 | 2622 | 2622 | 2622 | 2622 | 2622 | 2622 | 2622
| CCGT |  | 618 | 618 | 618 | 618 | 618 | 618 | 618 | 618 | 618 | 618 | 618 | 618 | 618
| OCGT |  | 1388 | 1388 | 1388 | 1706.6279 | 1706.6279 | 1706.6279 | 1706.6279 | 1706.6279 | 1706.6279 | 1706.6279 | 1706.6279 | 1706.6279 | 1706.6279
| Wind |  | 1500 | 1500 | 1500 | 1500 | 1500 | 1500 | 1500 | 1500 | 1500 | 1500 | 1500 | 1500 | 1500
| Solar |  | 900.6293 | 900.6293 | 1050.6293 | 1556.98 | 1556.98 | 1556.98 | 1556.98 | 1556.98 | 1556.98 | 1556.98 | 1556.98 | 1556.98 | 1556.98
| Liquid fuel |  | 50 | 50 | 50 | 50 | 50 | 50 | 50 | 50 | 50 | 50 | 50 | 50 | 50
| Pumped Hydro |  | 240 | 240 | 240 | 240 | 240 | 244.2501 | 387.4541 | 387.4541 | 387.4541 | 415.8427 | 563.1996 | 563.1996 | 753.3217
| Large-scale storage |  | 0 | 0 | 0 | 0 | 0 | 0 | 0 | 0 | 0 | 0 | 0 | 0 | 0
| Distributed storage |  | 25.1568 | 56.0691 | 95.8798 | 142.8159 | 196.0542 | 253.9814 | 314.6069 | 377.6072 | 442.051 | 507.2804 | 573.3688 | 634.0407 | 687.346
QLD | Black coal |  | 8179 | 8179 | 8179 | 8179 | 8179 | 8179 | 8179 | 8179 | 8179 | 8179 | 6499 | 6499 | 6499
| Brown coal |  | 0 | 0 | 0 | 0 | 0 | 0 | 0 | 0 | 0 | 0 | 0 | 0 | 0
| Hydro |  | 152.4 | 152.4 | 152.4 | 152.4 | 152.4 | 152.4 | 152.4 | 152.4 | 152.4 | 152.4 | 152.4 | 152.4 | 152.4
| CCGT |  | 1565 | 1565 | 1565 | 1565 | 1565 | 1565 | 1565 | 1565 | 1565 | 1565 | 1565 | 1565 | 1565
| OCGT |  | 1474 | 1474 | 1474 | 1474 | 1474 | 1474 | 1474 | 1474 | 1474 | 1474 | 1474 | 1474 | 1474
| Wind |  | 676 | 676 | 676 | 676 | 676 | 676 | 676 | 767.2829 | 951.8143 | 1186.3658 | 1308.3822 | 1308.3822 | 1308.3822
| Solar |  | 1224.5 | 1224.5 | 1224.5 | 1224.5 | 1224.5 | 1721.7446 | 2760.6454 | 3497.4512 | 4174.1707 | 4992.6892 | 5677.6036 | 5677.6036 | 5677.6036
| Liquid fuel |  | 457.5 | 457.5 | 423.5 | 423.5 | 423.5 | 423.5 | 423.5 | 423.5 | 423.5 | 423.5 | 423.5 | 423.5 | 423.5
| Pumped Hydro |  | 500 | 500 | 500 | 500 | 500 | 500 | 500 | 500 | 500 | 724.8781 | 1321.1125 | 1321.1125 | 1321.1125
| Large-scale storage |  | 1.4 | 101.4 | 101.4 | 101.4 | 101.4 | 101.4 | 101.4 | 101.4 | 101.4 | 101.4 | 101.4 | 101.4 | 101.4
| Distributed storage |  | 13.6923 | 30.9345 | 51.8416 | 75.3569 | 100.2728 | 126.2546 | 152.7033 | 179.8653 | 207.739 | 236.1665 | 265.0381 | 294.2611 | 323.755
SA | Black coal |  | 0 | 0 | 0 | 0 | 0 | 0 | 0 | 0 | 0 | 0 | 0 | 0 | 0
SA | Brown coal |  | 0 | 0 | 0 | 0 | 0 | 0 | 0 | 0 | 0 | 0 | 0 | 0 | 0
SA | Hydro |  | 0 | 0 | 0 | 0 | 0 | 0 | 0 | 0 | 0 | 0 | 0 | 0 | 0
SA | CCGT |  | 1462 | 1462 | 1462 | 1462 | 1462 | 0 | 0 | 0 | 0 | 0 | 0 | 0 | 0
SA | OCGT |  | 1209.1 | 1209.1 | 969.1 | 969.1 | 969.1 | 969.1 | 969.1 | 969.1 | 969.1 | 969.1 | 969.1 | 969.1 | 969.1
SA | Wind |  | 2052 | 2052 | 2052 | 2052 | 2052 | 2052 | 2052 | 2052 | 2052 | 2052 | 2052 | 2052 | 2052
SA | Solar |  | 486.1191 | 486.1191 | 486.1191 | 810.0963 | 810.0963 | 1161.7014 | 1290 | 1290 | 1290 | 1290 | 1290 | 1290 | 1290
SA | Liquid fuel |  | 265.2 | 265.2 | 265.2 | 265.2 | 265.2 | 265.2 | 265.2 | 265.2 | 265.2 | 265.2 | 265.2 | 265.2 | 265.2
SA | Pumped Hydro |  | 0 | 0 | 0 | 0 | 0 | 706.9989 | 706.9989 | 706.9989 | 706.9989 | 706.9989 | 706.9989 | 706.9989 | 706.9989
SA | Large-scale storage |  | 30 | 30 | 30 | 30 | 30 | 30 | 30 | 30 | 30 | 30 | 30 | 30 | 30
SA | Distributed storage |  | 4.6986 | 10.6141 | 18.2709 | 27.3616 | 37.6467 | 49.2016 | 61.6345 | 74.7964 | 88.5706 | 102.8717 | 117.6225 | 132.3793 | 146.6603
TAS | Black coal |  | 0 | 0 | 0 | 0 | 0 | 0 | 0 | 0 | 0 | 0 | 0 | 0 | 0
TAS | Brown coal |  | 0 | 0 | 0 | 0 | 0 | 0 | 0 | 0 | 0 | 0 | 0 | 0 | 0
TAS | Hydro |  | 2191.7 | 2191.7 | 2191.7 | 2191.7 | 2191.7 | 2191.7 | 2191.7 | 2191.7 | 2191.7 | 2191.7 | 2191.7 | 2191.7 | 2191.7
TAS | CCGT | bar: 2019-20 to 2031-32
TAS | OCGT |  | 163 | 163 | 163 | 163 | 163 | 163 | 163 | 163 | 163 | 163 | 163 | 163 | 163
TAS | Wind |  | 420 | 420 | 420 | 420 | 420 | 420 | 420 | 420 | 420 | 433.9521 | 480.1537 | 480.1537 | 480.1537
TAS | Solar |  | 0 | 0 | 0 | 0 | 0 | 0 | 0 | 0 | 0 | 0 | 0 | 0 | 0
TAS | Liquid fuel |  | 0 | 0 | 0 | 0 | 0 | 0 | 0 | 0 | 0 | 0 | 0 | 0 | 0
TAS | Pumped Hydro |  | 0 | 0 | 0 | 0 | 0 | 0 | 0 | 0 | 0 | 0 | 0 | 0 | 0
TAS | Large-scale storage |  | 0 | 0 | 0 | 0 | 0 | 0 | 0 | 0 | 0 | 0 | 0 | 0 | 0
TAS | Distributed storage |  | 1.1074 | 2.4017 | 3.9644 | 5.8927 | 7.4173 | 8.7301 | 9.7122 | 10.6559 | 11.4994 | 12.2389 | 12.9664 | 13.6654 | 14.3392
VIC | Black coal |  | 0 | 0 | 0 | 0 | 0 | 0 | 0 | 0 | 0 | 0 | 0 | 0 | 0
VIC | Brown coal |  | 4808 | 4808 | 4808 | 4808 | 4808 | 4808 | 4808 | 4808 | 4808 | 4808 | 4808 | 4808 | 4808
VIC | Hydro |  | 2219 | 2219 | 2219 | 2219 | 2219 | 2219 | 2219 | 2219 | 2219 | 2219 | 2219 | 2219 | 2219
VIC | CCGT |  | 510 | 510 | 510 | 510 | 510 | 510 | 510 | 510 | 510 | 510 | 510 | 510 | 0
VIC | OCGT |  | 1985 | 1985 | 1985 | 2013 | 2048 | 2079 | 2079 | 2079 | 2079 | 2079 | 2079 | 2079 | 2079
VIC | Wind |  | 2764 | 3290 | 3590 | 4090 | 5090 | 5740 | 5740 | 5740 | 5740 | 5740 | 5740 | 5740 | 5740
VIC | Solar |  | 402 | 402 | 402 | 402 | 512 | 907 | 907 | 907 | 907 | 907 | 907 | 907 | 907
VIC | Liquid fuel |  | 0 | 0 | 0 | 0 | 0 | 0 | 0 | 0 | 0 | 0 | 0 | 0 | 0
VIC | Pumped Hydro |  | 0 | 0 | 0 | 0 | 0 | 0 | 0 | 0 | 0 | 0 | 0 | 0 | 0
VIC | Large-scale storage |  | 175 | 175 | 175 | 175 | 175 | 175 | 175 | 175 | 175 | 175 | 175 | 175 | 175
VIC | Distributed storage |  | 15.5741 | 34.1933 | 54.664 | 76.9652 | 100.4807 | 125.6983 | 151.7562 | 178.5289 | 205.3924 | 232.5471 | 260.3066 | 288.6046 | 317.3904
Vic Renewable Energy Zone breakdown (MW)
Region | Technology | 2018-19 | 2019-20 | 2020-21 | 2021-22 | 2022-23 | 2023-24 | 2024-25 | 2025-26 | 2026-27 | 2027-28 | 2028-29 | 2029-30 | 2030-31 | 2031-32 | 2032-33
VIC | Murray River, Solar |  | 402 | 402 | 402 | 402 | 512 | 907 | 907 | 907 | 907 | 907 | 907 | 907 | 907
VIC | Gippsland, Wind |  | 107 | 107 | 107 | 107 | 107 | 107 | 107 | 107 | 107 | 107 | 107 | 107 | 107
VIC | Moyne, Wind |  | 1398 | 1398 | 1548 | 2048 | 3048 | 3698 | 3698 | 3698 | 3698 | 3698 | 3698 | 3698 | 3698
VIC | Western Victoria, Wind |  | 1259 | 1785 | 1935 | 1935 | 1935 | 1935 | 1935 | 1935 | 1935 | 1935 | 1935 | 1935 | 1935
VIC
VIC
VIC
VIC
VIC

## Neutral NonNetwork_GWh
Total NEM Generated Energy by Technology (GWh)
Region | Technology | 2018-19 | 2019-20 | 2020-21 | 2021-22 | 2022-23 | 2023-24 | 2024-25 | 2025-26 | 2026-27 | 2027-28 | 2028-29 | 2029-30 | 2030-31 | 2031-32 | 2032-33
NEM | Black coal |  | 98211.8025 | 97014.9699 | 97749.6576 | 94918.7616 | 91632.7894 | 91021.8107 | 91053.879 | 88546.2163 | 89093.7796 | 85568.6101 | 79258.1791 | 77891.8523 | 78860.5915
| Brown coal |  | 32183.2399 | 31933.0893 | 29594.0224 | 29123.5069 | 30080.3769 | 29775.1801 | 27004.436 | 29724.9278 | 26852.648 | 26795.2289 | 29705.3271 | 29705.8106 | 27785.49
| Hydro |  | 15439.1464 | 15438.439 | 15581.0465 | 15781.1369 | 15734.0611 | 15809.782 | 15791.8711 | 15814.3979 | 16004.3231 | 16343.4856 | 16295.4001 | 16489.4602 | 16408.2183
| CCGT |  | 5935.5187 | 5922.8717 | 6222.2811 | 6600.3188 | 6293.8852 | 2624.0122 | 3414.3211 | 2497.0696 | 2474.768 | 3345.1296 | 4550.0074 | 5445.9311 | 6124.4294
| OCGT |  | 815.7507 | 811.913 | 651.3113 | 445.7558 | 229.4006 | 755.8099 | 1012.5165 | 602.2047 | 669.0899 | 1551.7532 | 1293.7484 | 1746.4549 | 2456.6014
| Wind |  | 21610.3973 | 22798.252 | 23375.9611 | 24892.9354 | 27611.3264 | 29036.1772 | 29386.5214 | 29439.309 | 30289.0238 | 30923.5904 | 31447.8289 | 31653.7445 | 31759.4803
| Solar |  | 7894.6564 | 7884.5812 | 8340.201 | 10473.4719 | 10797.6647 | 14072.4973 | 17100.2503 | 18992.1346 | 20537.0711 | 22033.8646 | 24183.1419 | 24193.5415 | 24161.2891
| Liquid fuel |  | 0 | 0 | 0 | 0.099 | 0 | 0 | 0 | 0 | 0 | 0 | 0 | 0 | 0
| Pumped Hydro |  | 97.5555 | 93.1276 | 245.0315 | 427.3851 | 434.3259 | 1724.7236 | 2259.1199 | 2176.6134 | 2295.7448 | 3035.0122 | 4685.5136 | 4928.0485 | 5292.8128
| Large-scale storage |  | 191.6959 | 259.9232 | 295.7058 | 317.7404 | 328.3782 | 346.0857 | 332.2732 | 342.6174 | 350.2018 | 361.9743 | 363.776 | 355.8241 | 354.2556
| Distributed storage |  | 27.3509 | 65.459 | 151.6455 | 250.1033 | 315.8167 | 453.6535 | 537.2865 | 617.3906 | 718.5249 | 828.4558 | 924.1354 | 1017.8294 | 1104.5639
Region | Technology | 2018-19 | 2019-20 | 2020-21 | 2021-22 | 2022-23 | 2023-24 | 2024-25 | 2025-26 | 2026-27 | 2027-28 | 2028-29 | 2029-30 | 2030-31 | 2031-32 | 2032-33
NSW | Black coal |  | 56326.5116 | 54716.2112 | 52083.6912 | 46677.3871 | 44546.5809 | 42497.058 | 45722.9479 | 45909.1062 | 46743.86 | 41664.8954 | 41305.1092 | 41651.9545 | 42348.5355
| Brown coal |  | 0 | 0 | 0 | 0 | 0 | 0 | 0 | 0 | 0 | 0 | 0 | 0 | 0
| Hydro |  | 3108.8832 | 3123.4252 | 3209.137 | 3393.5233 | 3352.9575 | 3398.278 | 3421.1414 | 3474.2507 | 3600.6442 | 3906.8032 | 3869.695 | 4116.4793 | 4067.9405
| CCGT |  | 33.7085 | 51.1278 | 185.9084 | 348.7977 | 238.3055 | 570.4496 | 629.3986 | 301.2297 | 349.4192 | 1044.3512 | 1127.5677 | 1407.6201 | 1715.136
| OCGT |  | 5.9634 | 19.8149 | 86.1143 | 169.2484 | 74.3422 | 343.2664 | 378.2175 | 259.299 | 276.0537 | 751.755 | 657.2045 | 814.5037 | 1073.51
| Wind |  | 4269.3333 | 4266.6066 | 4221.267 | 4313.7034 | 4286.9258 | 4205.215 | 4258.9031 | 4254.9811 | 4233.3583 | 4224.4475 | 4189.2878 | 4239.5064 | 4257.6808
| Solar |  | 2275.8094 | 2273.688 | 2712.1242 | 3988.0243 | 4012.9048 | 4022.9908 | 3983.9049 | 3963.513 | 3963.2207 | 3979.5274 | 3973.1421 | 3946.4858 | 3946.3332
| Liquid fuel |  | 0 | 0 | 0 | 0.099 | 0 | 0 | 0 | 0 | 0 | 0 | 0 | 0 | 0
| Pumped Hydro |  | 27.0242 | 26.6972 | 68.9239 | 118.0307 | 125.4329 | 121.5802 | 376.1205 | 350.0736 | 356.2499 | 469.9613 | 755.7262 | 842.5522 | 1221.2912
| Large-scale storage |  | 0 | 0 | 0 | 0 | 0 | 0 | 0 | 0 | 0 | 0 | 0 | 0 | 0
| Distributed storage |  | 9.0974 | 23.9241 | 62.3488 | 106.0698 | 135.0628 | 203.1423 | 245.056 | 282.01 | 329.1527 | 382.1604 | 425.4025 | 465.675 | 502.5964
QLD | Black coal |  | 41885.291 | 42298.7587 | 45665.9664 | 48241.3745 | 47086.2085 | 48524.7527 | 45330.9312 | 42637.1101 | 42349.9196 | 43903.7146 | 37953.0699 | 36239.8978 | 36512.056
| Brown coal |  | 0 | 0 | 0 | 0 | 0 | 0 | 0 | 0 | 0 | 0 | 0 | 0 | 0
| Hydro |  | 635.8453 | 634.7436 | 634.9236 | 634.215 | 636.7054 | 634.1165 | 634.3808 | 634.7323 | 636.2124 | 635.0791 | 635.4371 | 634.2189 | 635.6089
| CCGT |  | 1437.5278 | 1441.6376 | 1514.9292 | 1745.6558 | 1648.7792 | 2019.4029 | 2754.3395 | 2188.847 | 2109.9103 | 2265.8511 | 3409.3131 | 4010.0115 | 4408.7234
| OCGT |  | 589.7734 | 591.1152 | 294.7535 | 3.324 | 1.3321 | 3.9774 | 41.5235 | 30.4686 | 7.8108 | 3.4732 | 30.3132 | 105.368 | 153.0874
| Wind |  | 1965.575 | 1965.6988 | 1949.4961 | 1999.7754 | 1977.3049 | 1936.6756 | 1962.8235 | 2298.4617 | 2905.048 | 3666.5245 | 4282.6966 | 4319.4189 | 4290.5318
| Solar |  | 3245.097 | 3242.2924 | 3251.0049 | 3240.0081 | 3252.0703 | 4594.4287 | 7371.1634 | 9292.0308 | 10800.9706 | 12298.5819 | 14528.1109 | 14593.429 | 14532.4606
| Liquid fuel |  | 0 | 0 | 0 | 0 | 0 | 0 | 0 | 0 | 0 | 0 | 0 | 0 | 0
| Pumped Hydro |  | 70.5312 | 66.4304 | 176.1076 | 309.3544 | 308.8929 | 412.9115 | 608.5442 | 581.9406 | 662.8187 | 1248.3969 | 2566.6519 | 2691.3717 | 2664.4123
| Large-scale storage |  | 0.48468 | 63.3752 | 72.3509 | 79.039 | 75.861 | 81.4835 | 79.2108 | 81.3389 | 93.1122 | 106.868 | 97.294 | 94.8992 | 96.7188
| Distributed storage |  | 5.8538 | 13.3858 | 31.4111 | 55.0234 | 67.6201 | 97.016 | 115.4216 | 133.1585 | 153.5191 | 175.8167 | 196.4703 | 217.9004 | 239.9423
SA | Black coal |  | 0 | 0 | 0 | 0 | 0 | 0 | 0 | 0 | 0 | 0 | 0 | 0 | 0
SA | Brown coal |  | 0 | 0 | 0 | 0 | 0 | 0 | 0 | 0 | 0 | 0 | 0 | 0 | 0
SA | Hydro |  | 0 | 0 | 0 | 0 | 0 | 0 | 0 | 0 | 0 | 0 | 0 | 0 | 0
SA | CCGT |  | 4430.1721 | 4402.3149 | 4476.9653 | 4465.7088 | 4391.7182 | 0 | 0 | 0 | 0 | 0 | 0 | 0 | 0
SA | OCGT |  | 189.8201 | 176.5269 | 231.2988 | 243.607 | 140.2633 | 370.2877 | 496.8281 | 260.8419 | 292.4356 | 654.4567 | 558.3821 | 691.8923 | 908.9864
SA | Wind |  | 5915.893 | 5880.0892 | 5767.1917 | 5686.7944 | 5791.3004 | 5753.443 | 5777.5316 | 5753.4357 | 5712.2356 | 5803.2628 | 5731.6407 | 5766.375 | 5751.7482
SA | Solar |  | 1325.754 | 1317.8595 | 1320.7475 | 2193.3382 | 2208.7493 | 3164.8578 | 3465.5579 | 3459.1118 | 3474.4224 | 3460.3773 | 3435.6318 | 3419.7101 | 3433.0074
SA | Liquid fuel |  | 0 | 0 | 0 | 0 | 0 | 0 | 0 | 0 | 0 | 0 | 0 | 0 | 0
SA | Pumped Hydro |  | 0 | 0 | 0 | 0 | 0 | 1190.2319 | 1274.4551 | 1244.5992 | 1276.6762 | 1316.654 | 1363.1355 | 1394.1246 | 1407.1093
SA | Large-scale storage |  | 29.4754 | 30.3844 | 36.1783 | 40.2277 | 40.0103 | 42.3434 | 42.2205 | 42.5884 | 42.5172 | 42.0783 | 42.6453 | 42.8031 | 42.6559
SA | Distributed storage |  | 3.2371 | 7.3712 | 14.617 | 23.2536 | 30.8971 | 41.6337 | 49.1228 | 58.1255 | 67.7402 | 78.4119 | 88.0233 | 98.6902 | 108.5507
TAS | Black coal |  | 0 | 0 | 0 | 0 | 0 | 0 | 0 | 0 | 0 | 0 | 0 | 0 | 0
TAS | Brown coal |  | 0 | 0 | 0 | 0 | 0 | 0 | 0 | 0 | 0 | 0 | 0 | 0 | 0
TAS | Hydro |  | 8580.0061 | 8586.222 | 8595.3672 | 8578.8846 | 8595.4119 | 8576.6025 | 8573.2144 | 8582.1752 | 8602.7765 | 8583.7572 | 8589.1636 | 8578.0673 | 8584.2439
TAS | CCGT |  | 1.0636 | 0.63939 | 0.13803 | 0.060957 | 0.19527 | 2.0339 | 2.2619 | 0.23025 | 0.20693 | 0.62995 | 0.19746 | 0.43805 | 0.57
TAS | OCGT |  | 0 | 0 | 0 | 0 | 0 | 0 | 0 | 0 | 0 | 0 | 0 | 0 | 0
TAS | Wind |  | 1337.9165 | 1329.713 | 1336.5225 | 1343.0903 | 1307.9383 | 1327.1275 | 1329.8498 | 1329.2886 | 1341.165 | 1347.7763 | 1592.3259 | 1603.1967 | 1608.2457
TAS | Solar |  | 0 | 0 | 0 | 0 | 0 | 0 | 0 | 0 | 0 | 0 | 0 | 0 | 0
TAS | Liquid fuel |  | 0 | 0 | 0 | 0 | 0 | 0 | 0 | 0 | 0 | 0 | 0 | 0 | 0
TAS | Pumped Hydro |  | 0 | 0 | 0 | 0 | 0 | 0 | 0 | 0 | 0 | 0 | 0 | 0 | 0
TAS | Large-scale storage |  | 0 | 0 | 0 | 0 | 0 | 0 | 0 | 0 | 0 | 0 | 0 | 0 | 0
TAS | Distributed storage |  | 0.019933 | 0.044432 | 0.099424 | 0.1152 | 0.13149 | 0.77911 | 0.76578 | 0.35435 | 0.39673 | 0.59274 | 0.36992 | 0.35668 | 0.55024
VIC | Black coal |  | 0 | 0 | 0 | 0 | 0 | 0 | 0 | 0 | 0 | 0 | 0 | 0 | 0
VIC | Brown coal |  | 32183.2399 | 31933.0893 | 29594.0224 | 29123.5069 | 30080.3769 | 29775.1801 | 27004.436 | 29724.9278 | 26852.648 | 26795.2289 | 29705.3271 | 29705.8106 | 27785.49
VIC | Hydro |  | 3114.4118 | 3094.0483 | 3141.6188 | 3174.514 | 3148.9864 | 3200.7851 | 3163.1344 | 3123.2397 | 3164.6901 | 3217.8461 | 3201.1044 | 3160.6947 | 3120.4251
VIC | CCGT |  | 33.0466 | 27.152 | 44.3402 | 40.0955 | 14.8871 | 32.1258 | 28.3211 | 6.7626 | 15.2316 | 34.2974 | 12.9291 | 27.8615 | 0
VIC | OCGT |  | 30.1938 | 24.456 | 39.1447 | 29.5764 | 13.463 | 38.2784 | 95.9474 | 51.5953 | 92.7898 | 142.0683 | 47.8487 | 134.6909 | 321.0175
VIC | Wind |  | 8121.6795 | 9356.1444 | 10101.4838 | 11549.5719 | 14247.8571 | 15813.7161 | 16057.4134 | 15803.142 | 16097.2169 | 15881.5793 | 15651.8778 | 15725.2474 | 15851.2738
VIC | Solar |  | 1047.9959 | 1050.7413 | 1056.3245 | 1052.1014 | 1323.9402 | 2290.22 | 2279.6241 | 2277.4789 | 2298.4574 | 2295.3781 | 2246.2572 | 2233.9166 | 2249.4879
VIC | Liquid fuel |  | 0 | 0 | 0 | 0 | 0 | 0 | 0 | 0 | 0 | 0 | 0 | 0 | 0
VIC | Pumped Hydro |  | 0 | 0 | 0 | 0 | 0 | 0 | 0 | 0 | 0 | 0 | 0 | 0 | 0
VIC | Large-scale storage |  | 161.7358 | 166.1636 | 187.1766 | 198.4737 | 212.507 | 222.2588 | 210.8419 | 218.6901 | 214.5725 | 213.028 | 223.8366 | 218.1219 | 214.8809
VIC | Distributed storage |  | 9.1426 | 20.7333 | 43.1693 | 65.6413 | 82.1053 | 111.0824 | 126.9204 | 143.7422 | 167.7162 | 191.474 | 213.8695 | 235.2071 | 252.9242
Vic Renewable Energy Zone breakdown (GWh)
Region | Technology | 2018-19 | 2019-20 | 2020-21 | 2021-22 | 2022-23 | 2023-24 | 2024-25 | 2025-26 | 2026-27 | 2027-28 | 2028-29 | 2029-30 | 2030-31 | 2031-32 | 2032-33
VIC | Murray River, Solar |  | 1047.9959 | 1050.7413 | 1056.3245 | 1052.1014 | 1323.9402 | 2290.22 | 2279.6241 | 2277.4789 | 2298.4574 | 2295.3781 | 2246.2572 | 2233.9166 | 2249.4879
VIC | Gippsland, Wind |  | 352.9534 | 349.5654 | 349.9354 | 350.6024 | 349.2111 | 352.033 | 352.261 | 349.3604 | 351.0467 | 346.1913 | 349.9067 | 350.9957 | 351.4562
VIC | Moyne, Wind |  | 3928.7089 | 3905.2362 | 4319.709 | 5778.2655 | 8513.7282 | 10080.97 | 10296.2891 | 10083.8901 | 10356.7502 | 10170.3935 | 9997.1605 | 10034.7385 | 10132.1855
VIC | Western Victoria, Wind |  | 3840.0172 | 5101.3429 | 5431.8394 | 5420.704 | 5384.9178 | 5380.7132 | 5408.8633 | 5369.8914 | 5389.4199 | 5364.9946 | 5304.8107 | 5339.5132 | 5367.6321
VIC
VIC
VIC
VIC
VIC

## Neutralws NonNetwork_MW
Total NEM Installed Capacity by Technology (MW)
Region | Technology | 2018-19 | 2019-20 | 2020-21 | 2021-22 | 2022-23 | 2023-24 | 2024-25 | 2025-26 | 2026-27 | 2027-28 | 2028-29 | 2029-30 | 2030-31 | 2031-32 | 2032-33
NEM | Black coal |  | 18219 | 18219 | 18219 | 16419 | 16419 | 16419 | 16419 | 16419 | 16419 | 15099 | 13419 | 13419 | 13419
| Brown coal |  | 4808 | 4808 | 4808 | 4808 | 4808 | 4808 | 4808 | 4808 | 4808 | 4808 | 4808 | 4808 | 4808
| Hydro |  | 7185.1 | 7185.1 | 7185.1 | 7185.1 | 7185.1 | 7185.1 | 7185.1 | 7185.1 | 7185.1 | 7185.1 | 7185.1 | 7185.1 | 7185.1
| CCGT |  | 4156 | 4156 | 4156 | 4156 | 4156 | 2694 | 2694 | 2694 | 2694 | 2694 | 2694 | 2694 | 2184
| OCGT |  | 6219.1 | 6219.1 | 5979.1 | 6297.7279 | 6348.879 | 6406.0395 | 6406.0395 | 6406.0395 | 6406.0395 | 6406.0395 | 6406.0395 | 6406.0395 | 6406.0395
| Wind |  | 7412 | 7938 | 8238 | 8738 | 9738 | 10388 | 10388 | 10479.2829 | 10663.8143 | 10912.6013 | 11028.9751 | 11028.9751 | 11028.9751
| Solar |  | 3013.2484 | 3013.2484 | 3163.2484 | 3968.1635 | 4078.1635 | 4970.4081 | 6009.309 | 6746.1147 | 7422.8342 | 8267.2571 | 9228.0533 | 9228.0533 | 9516.1063
| Liquid fuel |  | 772.7 | 772.7 | 738.7 | 738.7 | 738.7 | 738.7 | 738.7 | 738.7 | 738.7 | 738.7 | 738.7 | 738.7 | 738.7
| Pumped Hydro |  | 740 | 740 | 740 | 740 | 740 | 2880.3421 | 2880.3421 | 2978.7791 | 2978.7791 | 3121.477 | 3529.9498 | 3529.9498 | 3638.3379
| Large-scale storage |  | 206.4 | 306.4 | 306.4 | 306.4 | 306.4 | 306.4 | 306.4 | 306.4 | 306.4 | 306.4 | 306.4 | 306.4 | 306.4
| Distributed storage |  | 60.2291 | 134.2127 | 224.6207 | 328.3924 | 441.8718 | 563.866 | 690.4131 | 821.4538 | 955.2524 | 1091.1046 | 1229.3024 | 1362.9511 | 1489.4909
Region | Technology | 2018-19 | 2019-20 | 2020-21 | 2021-22 | 2022-23 | 2023-24 | 2024-25 | 2025-26 | 2026-27 | 2027-28 | 2028-29 | 2029-30 | 2030-31 | 2031-32 | 2032-33
NSW | Black coal |  | 10040 | 10040 | 10040 | 8240 | 8240 | 8240 | 8240 | 8240 | 8240 | 6920 | 6920 | 6920 | 6920
| Brown coal |  | 0 | 0 | 0 | 0 | 0 | 0 | 0 | 0 | 0 | 0 | 0 | 0 | 0
| Hydro |  | 2622 | 2622 | 2622 | 2622 | 2622 | 2622 | 2622 | 2622 | 2622 | 2622 | 2622 | 2622 | 2622
| CCGT |  | 618 | 618 | 618 | 618 | 618 | 618 | 618 | 618 | 618 | 618 | 618 | 618 | 618
| OCGT |  | 1388 | 1388 | 1388 | 1706.6279 | 1706.6279 | 1706.6279 | 1706.6279 | 1706.6279 | 1706.6279 | 1706.6279 | 1706.6279 | 1706.6279 | 1706.6279
| Wind |  | 1500 | 1500 | 1500 | 1500 | 1500 | 1500 | 1500 | 1500 | 1500 | 1500 | 1500 | 1500 | 1500
| Solar |  | 900.6293 | 900.6293 | 1050.6293 | 1556.98 | 1556.98 | 1556.98 | 1556.98 | 1556.98 | 1556.98 | 1556.98 | 1862.5763 | 1862.5763 | 2150.6293
| Liquid fuel |  | 50 | 50 | 50 | 50 | 50 | 50 | 50 | 50 | 50 | 50 | 50 | 50 | 50
| Pumped Hydro |  | 240 | 240 | 240 | 240 | 240 | 2280 | 2280 | 2280 | 2280 | 2280 | 2280 | 2280 | 2280
| Large-scale storage |  | 0 | 0 | 0 | 0 | 0 | 0 | 0 | 0 | 0 | 0 | 0 | 0 | 0
| Distributed storage |  | 25.1568 | 56.0691 | 95.8798 | 142.8159 | 196.0542 | 253.9814 | 314.6069 | 377.6072 | 442.051 | 507.2804 | 573.3688 | 634.0407 | 687.346
QLD | Black coal |  | 8179 | 8179 | 8179 | 8179 | 8179 | 8179 | 8179 | 8179 | 8179 | 8179 | 6499 | 6499 | 6499
| Brown coal |  | 0 | 0 | 0 | 0 | 0 | 0 | 0 | 0 | 0 | 0 | 0 | 0 | 0
| Hydro |  | 152.4 | 152.4 | 152.4 | 152.4 | 152.4 | 152.4 | 152.4 | 152.4 | 152.4 | 152.4 | 152.4 | 152.4 | 152.4
| CCGT |  | 1565 | 1565 | 1565 | 1565 | 1565 | 1565 | 1565 | 1565 | 1565 | 1565 | 1565 | 1565 | 1565
| OCGT |  | 1474 | 1474 | 1474 | 1474 | 1474 | 1474 | 1474 | 1474 | 1474 | 1474 | 1474 | 1474 | 1474
| Wind |  | 676 | 676 | 676 | 676 | 676 | 676 | 676 | 767.2829 | 951.8143 | 1200.6013 | 1260.5417 | 1260.5417 | 1260.5417
| Solar |  | 1224.5 | 1224.5 | 1224.5 | 1224.5 | 1224.5 | 1721.7446 | 2760.6454 | 3497.4512 | 4174.1707 | 5018.5936 | 5673.7935 | 5673.7935 | 5673.7935
| Liquid fuel |  | 457.5 | 457.5 | 423.5 | 423.5 | 423.5 | 423.5 | 423.5 | 423.5 | 423.5 | 423.5 | 423.5 | 423.5 | 423.5
| Pumped Hydro |  | 500 | 500 | 500 | 500 | 500 | 500 | 500 | 500 | 500 | 642.6979 | 1051.1706 | 1051.1706 | 1051.1706
| Large-scale storage |  | 1.4 | 101.4 | 101.4 | 101.4 | 101.4 | 101.4 | 101.4 | 101.4 | 101.4 | 101.4 | 101.4 | 101.4 | 101.4
| Distributed storage |  | 13.6923 | 30.9345 | 51.8416 | 75.3569 | 100.2728 | 126.2546 | 152.7033 | 179.8653 | 207.739 | 236.1665 | 265.0381 | 294.2611 | 323.755
SA | Black coal |  | 0 | 0 | 0 | 0 | 0 | 0 | 0 | 0 | 0 | 0 | 0 | 0 | 0
SA | Brown coal |  | 0 | 0 | 0 | 0 | 0 | 0 | 0 | 0 | 0 | 0 | 0 | 0 | 0
SA | Hydro |  | 0 | 0 | 0 | 0 | 0 | 0 | 0 | 0 | 0 | 0 | 0 | 0 | 0
SA | CCGT |  | 1462 | 1462 | 1462 | 1462 | 1462 | 0 | 0 | 0 | 0 | 0 | 0 | 0 | 0
SA | OCGT |  | 1209.1 | 1209.1 | 969.1 | 969.1 | 969.1 | 969.1 | 969.1 | 969.1 | 969.1 | 969.1 | 969.1 | 969.1 | 969.1
SA | Wind |  | 2052 | 2052 | 2052 | 2052 | 2052 | 2052 | 2052 | 2052 | 2052 | 2052 | 2052 | 2052 | 2052
SA | Solar |  | 486.1191 | 486.1191 | 486.1191 | 784.6836 | 784.6836 | 784.6836 | 784.6836 | 784.6836 | 784.6836 | 784.6836 | 784.6836 | 784.6836 | 784.6836
SA | Liquid fuel |  | 265.2 | 265.2 | 265.2 | 265.2 | 265.2 | 265.2 | 265.2 | 265.2 | 265.2 | 265.2 | 265.2 | 265.2 | 265.2
SA | Pumped Hydro |  | 0 | 0 | 0 | 0 | 0 | 100.3421 | 100.3421 | 198.7791 | 198.7791 | 198.7791 | 198.7791 | 198.7791 | 307.1672
SA | Large-scale storage |  | 30 | 30 | 30 | 30 | 30 | 30 | 30 | 30 | 30 | 30 | 30 | 30 | 30
SA | Distributed storage |  | 4.6986 | 10.6141 | 18.2709 | 27.3616 | 37.6467 | 49.2016 | 61.6345 | 74.7964 | 88.5706 | 102.8717 | 117.6225 | 132.3793 | 146.6603
TAS | Black coal |  | 0 | 0 | 0 | 0 | 0 | 0 | 0 | 0 | 0 | 0 | 0 | 0 | 0
TAS | Brown coal |  | 0 | 0 | 0 | 0 | 0 | 0 | 0 | 0 | 0 | 0 | 0 | 0 | 0
TAS | Hydro |  | 2191.7 | 2191.7 | 2191.7 | 2191.7 | 2191.7 | 2191.7 | 2191.7 | 2191.7 | 2191.7 | 2191.7 | 2191.7 | 2191.7 | 2191.7
TAS | CCGT | bar: 2019-20 to 2031-32
TAS | OCGT |  | 163 | 163 | 163 | 163 | 163 | 163 | 163 | 163 | 163 | 163 | 163 | 163 | 163
TAS | Wind |  | 420 | 420 | 420 | 420 | 420 | 420 | 420 | 420 | 420 | 420 | 476.4334 | 476.4334 | 476.4334
TAS | Solar |  | 0 | 0 | 0 | 0 | 0 | 0 | 0 | 0 | 0 | 0 | 0 | 0 | 0
TAS | Liquid fuel |  | 0 | 0 | 0 | 0 | 0 | 0 | 0 | 0 | 0 | 0 | 0 | 0 | 0
TAS | Pumped Hydro |  | 0 | 0 | 0 | 0 | 0 | 0 | 0 | 0 | 0 | 0 | 0 | 0 | 0
TAS | Large-scale storage |  | 0 | 0 | 0 | 0 | 0 | 0 | 0 | 0 | 0 | 0 | 0 | 0 | 0
TAS | Distributed storage |  | 1.1074 | 2.4017 | 3.9644 | 5.8927 | 7.4173 | 8.7301 | 9.7122 | 10.6559 | 11.4994 | 12.2389 | 12.9664 | 13.6654 | 14.3392
VIC | Black coal |  | 0 | 0 | 0 | 0 | 0 | 0 | 0 | 0 | 0 | 0 | 0 | 0 | 0
VIC | Brown coal |  | 4808 | 4808 | 4808 | 4808 | 4808 | 4808 | 4808 | 4808 | 4808 | 4808 | 4808 | 4808 | 4808
VIC | Hydro |  | 2219 | 2219 | 2219 | 2219 | 2219 | 2219 | 2219 | 2219 | 2219 | 2219 | 2219 | 2219 | 2219
VIC | CCGT |  | 510 | 510 | 510 | 510 | 510 | 510 | 510 | 510 | 510 | 510 | 510 | 510 | 0
VIC | OCGT |  | 1985 | 1985 | 1985 | 1985 | 2036.1511 | 2093.3116 | 2093.3116 | 2093.3116 | 2093.3116 | 2093.3116 | 2093.3116 | 2093.3116 | 2093.3116
VIC | Wind |  | 2764 | 3290 | 3590 | 4090 | 5090 | 5740 | 5740 | 5740 | 5740 | 5740 | 5740 | 5740 | 5740
VIC | Solar |  | 402 | 402 | 402 | 402 | 512 | 907 | 907 | 907 | 907 | 907 | 907 | 907 | 907
VIC | Liquid fuel |  | 0 | 0 | 0 | 0 | 0 | 0 | 0 | 0 | 0 | 0 | 0 | 0 | 0
VIC | Pumped Hydro |  | 0 | 0 | 0 | 0 | 0 | 0 | 0 | 0 | 0 | 0 | 0 | 0 | 0
VIC | Large-scale storage |  | 175 | 175 | 175 | 175 | 175 | 175 | 175 | 175 | 175 | 175 | 175 | 175 | 175
VIC | Distributed storage |  | 15.5741 | 34.1933 | 54.664 | 76.9652 | 100.4807 | 125.6983 | 151.7562 | 178.5289 | 205.3924 | 232.5471 | 260.3066 | 288.6046 | 317.3904
Vic Renewable Energy Zone breakdown (MW)
Region | Technology | 2018-19 | 2019-20 | 2020-21 | 2021-22 | 2022-23 | 2023-24 | 2024-25 | 2025-26 | 2026-27 | 2027-28 | 2028-29 | 2029-30 | 2030-31 | 2031-32 | 2032-33
VIC | Murray River, Solar |  | 402 | 402 | 402 | 402 | 512 | 907 | 907 | 907 | 907 | 907 | 907 | 907 | 907
VIC | Gippsland, Wind |  | 107 | 107 | 107 | 107 | 107 | 107 | 107 | 107 | 107 | 107 | 107 | 107 | 107
VIC | Moyne, Wind |  | 1398 | 1398 | 1548 | 2048 | 3048 | 3698 | 3698 | 3698 | 3698 | 3698 | 3698 | 3698 | 3698
VIC | Western Victoria, Wind |  | 1259 | 1785 | 1935 | 1935 | 1935 | 1935 | 1935 | 1935 | 1935 | 1935 | 1935 | 1935 | 1935
VIC
VIC
VIC
VIC
VIC

## Neutralws NonNetwork_GWh
Total NEM Generated Energy by Technology (GWh)
Region | Technology | 2018-19 | 2019-20 | 2020-21 | 2021-22 | 2022-23 | 2023-24 | 2024-25 | 2025-26 | 2026-27 | 2027-28 | 2028-29 | 2029-30 | 2030-31 | 2031-32 | 2032-33
NEM | Black coal |  | 98198.7566 | 97009.3083 | 97746.5148 | 94993.9288 | 91678.0788 | 92085.6752 | 92259.9897 | 89696.6841 | 90217.9036 | 86476.7209 | 79723.3374 | 78281.4346 | 78867.7353
| Brown coal |  | 32184.5571 | 31933.0569 | 29592.2733 | 29125.1865 | 30091.2157 | 29807.4641 | 27041.3534 | 29812.6865 | 26947.4777 | 26867.6972 | 29789.6653 | 29782.2967 | 27870.2676
| Hydro |  | 15441.6373 | 15428.6822 | 15579.8476 | 15808.7474 | 15743.8761 | 15496.7034 | 15456.01 | 15466.5667 | 15554.1595 | 15637.1243 | 15734.4955 | 15856.113 | 16003.0831
| CCGT |  | 5937.8787 | 5917.4472 | 6219.0933 | 6586.0675 | 6292.5932 | 2615.83 | 3447.9437 | 2464.8518 | 2434.6091 | 3440.9325 | 4706.7031 | 5657.8633 | 6125.4833
| OCGT |  | 815.3459 | 812.7398 | 654.3844 | 442.2545 | 229.1328 | 765.4315 | 1114.7266 | 613.2038 | 692.9814 | 1730.9396 | 1437.3989 | 1905.1482 | 2543.2193
| Wind |  | 21621.8059 | 22808.2633 | 23387.5561 | 24914.5996 | 27629.8702 | 29073.3748 | 29446.519 | 29529.3864 | 30377.7674 | 30981.509 | 31262.9627 | 31474.6294 | 31614.3811
| Solar |  | 7892.8572 | 7884.9638 | 8338.3281 | 10407.1702 | 10734.0653 | 13067.8961 | 15823.5067 | 17757.9878 | 19330.126 | 20728.7965 | 23518.2576 | 23527.0626 | 24203.8015
| Liquid fuel |  | 0 | 0 | 0 | 0.0495 | 0 | 0.33925 | 0.33941 | 0.028902 | 0.21806 | 0 | 0 | 0 | 0
| Pumped Hydro |  | 91.8846 | 94.5034 | 239.4291 | 431.1956 | 418.5793 | 2239.7889 | 2706.5057 | 2654.7342 | 2852.9828 | 3813.5727 | 5101.9849 | 5485.1415 | 5863.0647
| Large-scale storage |  | 190.8757 | 260.0098 | 295.9133 | 317.159 | 327.7987 | 343.9568 | 329.2078 | 336.4508 | 342.3984 | 352.9887 | 364.3089 | 358.9722 | 354.9611
| Distributed storage |  | 26.7526 | 65.8438 | 149.9839 | 251.4545 | 315.7962 | 454.7308 | 530.3688 | 614.7476 | 718.3968 | 825.1624 | 922.6008 | 1018.474 | 1101.2828
Region | Technology | 2018-19 | 2019-20 | 2020-21 | 2021-22 | 2022-23 | 2023-24 | 2024-25 | 2025-26 | 2026-27 | 2027-28 | 2028-29 | 2029-30 | 2030-31 | 2031-32 | 2032-33
NSW | Black coal |  | 56317.7159 | 54691.0111 | 52070.6794 | 46761.6771 | 44735.8715 | 43200.0223 | 46548.6548 | 46795.574 | 47588.4743 | 42563.5573 | 41835.9962 | 42157.8222 | 42515.2388
| Brown coal |  | 0 | 0 | 0 | 0 | 0 | 0 | 0 | 0 | 0 | 0 | 0 | 0 | 0
| Hydro |  | 3111.5323 | 3115.0123 | 3210.3167 | 3419.5738 | 3363.1946 | 3091.3704 | 3110.5444 | 3120.0993 | 3160.806 | 3197.9269 | 3324.1717 | 3479.4871 | 3661.1009
| CCGT |  | 33.7201 | 52.1138 | 182.1791 | 343.8497 | 240.2235 | 582.1187 | 672.0044 | 299.6709 | 345.285 | 1090.8835 | 1113.4423 | 1455.6487 | 1671.6849
| OCGT |  | 5.9754 | 19.9288 | 88.613 | 166.921 | 71.8901 | 250.1436 | 323.9921 | 204.9397 | 211.8983 | 773.6028 | 646.7359 | 795.1345 | 1000.1399
| Wind |  | 4269.3333 | 4266.6066 | 4221.267 | 4313.7034 | 4287.0228 | 4205.859 | 4263.4942 | 4259.7466 | 4241.7759 | 4231.3837 | 4195.8146 | 4240.0283 | 4258.678
| Solar |  | 2275.8094 | 2273.688 | 2712.1242 | 3988.2762 | 4013.1011 | 4023.625 | 3997.0198 | 3995.3135 | 4019.8546 | 4003.3445 | 4789.5972 | 4748.2846 | 5474.2085
| Liquid fuel |  | 0 | 0 | 0 | 0.0495 | 0 | 0 | 0 | 0 | 0 | 0 | 0 | 0 | 0
| Pumped Hydro |  | 25.2365 | 27.9638 | 67.1663 | 116.5214 | 117.8445 | 1759.7765 | 2023.4313 | 1798.861 | 1865.4508 | 2364.4331 | 2691.2201 | 2960.3646 | 3131.2857
| Large-scale storage |  | 0 | 0 | 0 | 0 | 0 | 0 | 0 | 0 | 0 | 0 | 0 | 0 | 0
| Distributed storage |  | 8.8193 | 24.2756 | 60.7047 | 106.5684 | 134.5056 | 202.8368 | 237.3901 | 278.08 | 326.3938 | 378.5053 | 422.6395 | 464.7369 | 499.825
QLD | Black coal |  | 41881.0407 | 42318.2973 | 45675.8354 | 48232.2518 | 46942.2073 | 48885.653 | 45711.3349 | 42901.1101 | 42629.4293 | 43913.1635 | 37887.3412 | 36123.6125 | 36352.4965
| Brown coal |  | 0 | 0 | 0 | 0 | 0 | 0 | 0 | 0 | 0 | 0 | 0 | 0 | 0
| Hydro |  | 635.8897 | 634.8741 | 634.9236 | 634.4296 | 636.8223 | 634.016 | 634.294 | 635.0757 | 636.1598 | 635.0514 | 635.463 | 634.3043 | 635.6089
| CCGT |  | 1438.024 | 1438.3112 | 1513.4528 | 1737.0392 | 1646.8413 | 1991.8386 | 2736.9931 | 2153.7405 | 2068.9001 | 2311.1149 | 3580.7757 | 4166.5764 | 4453.2608
| OCGT |  | 591.4212 | 591.431 | 294.7535 | 2.6894 | 1.3113 | 2.4717 | 37.943 | 27.9498 | 6.6444 | 5.337 | 43.6425 | 145.7588 | 191.3871
| Wind |  | 1965.575 | 1965.6988 | 1949.4961 | 1999.7754 | 1977.3603 | 1936.6756 | 1964.1966 | 2304.1591 | 2903.2325 | 3703.4142 | 4027.2434 | 4090.6804 | 4057.7974
| Solar |  | 3245.097 | 3242.2924 | 3251.0049 | 3239.5155 | 3252.5148 | 4594.4287 | 7372.0284 | 9303.2375 | 10821.4676 | 12245.3222 | 14315.5771 | 14374.9091 | 14296.0923
| Liquid fuel |  | 0 | 0 | 0 | 0 | 0 | 0 | 0 | 0 | 0 | 0 | 0 | 0 | 0
| Pumped Hydro |  | 66.6481 | 66.5396 | 172.2629 | 314.6742 | 300.7349 | 299.852 | 494.6047 | 501.7847 | 618.9656 | 1075.6219 | 2020.4824 | 2125.5059 | 2116.8833
| Large-scale storage |  | 0.46928 | 63.156 | 72.0967 | 79.5034 | 76.204 | 81.8778 | 78.2328 | 80.6372 | 92.3988 | 106.453 | 101.0534 | 98.8725 | 101.4655
| Distributed storage |  | 5.6096 | 13.4005 | 31.0985 | 55.8325 | 67.3668 | 97.6201 | 114.9023 | 132.4549 | 153.2979 | 175.9162 | 196.2815 | 218.5528 | 240.6646
SA | Black coal |  | 0 | 0 | 0 | 0 | 0 | 0 | 0 | 0 | 0 | 0 | 0 | 0 | 0
SA | Brown coal |  | 0 | 0 | 0 | 0 | 0 | 0 | 0 | 0 | 0 | 0 | 0 | 0 | 0
SA | Hydro |  | 0 | 0 | 0 | 0 | 0 | 0 | 0 | 0 | 0 | 0 | 0 | 0 | 0
SA | CCGT |  | 4432.0627 | 4399.1957 | 4479.2885 | 4465.1114 | 4390.3668 | 0 | 0 | 0 | 0 | 0 | 0 | 0 | 0
SA | OCGT |  | 187.818 | 176.8268 | 231.9557 | 244.2818 | 142.388 | 466.9386 | 618.694 | 315.1252 | 350.6776 | 777.2987 | 689.2322 | 819.0387 | 998.7402
SA | Wind |  | 5926.3191 | 5891.2888 | 5777.2709 | 5707.2877 | 5812.5472 | 5804.033 | 5848.8005 | 5838.4898 | 5793.027 | 5881.8902 | 5817.5887 | 5845.9833 | 5850.753
SA | Solar |  | 1324.0874 | 1318.1057 | 1319.0297 | 2126.9142 | 2143.7301 | 2154.9475 | 2159.7591 | 2162.36 | 2171.0514 | 2165.2195 | 2148.0394 | 2148.8561 | 2161.323
SA | Liquid fuel |  | 0 | 0 | 0 | 0 | 0 | 0.33925 | 0.33941 | 0.028902 | 0.21806 | 0 | 0 | 0 | 0
SA | Pumped Hydro |  | 0 | 0 | 0 | 0 | 0 | 180.1604 | 188.4697 | 354.0885 | 368.5665 | 373.5178 | 390.2824 | 399.2709 | 614.8958
SA | Large-scale storage |  | 29.3626 | 30.5449 | 36.0615 | 40.2554 | 39.8745 | 41.5982 | 41.2625 | 41.2763 | 41.8083 | 41.2526 | 42.5692 | 42.6367 | 42.4261
SA | Distributed storage |  | 3.2323 | 7.3668 | 14.8175 | 23.3572 | 30.8702 | 42.2232 | 49.902 | 58.3485 | 69.9932 | 79.933 | 89.4995 | 99.5994 | 108.3434
TAS | Black coal |  | 0 | 0 | 0 | 0 | 0 | 0 | 0 | 0 | 0 | 0 | 0 | 0 | 0
TAS | Brown coal |  | 0 | 0 | 0 | 0 | 0 | 0 | 0 | 0 | 0 | 0 | 0 | 0 | 0
TAS | Hydro |  | 8580.2442 | 8585.9869 | 8595.5199 | 8578.6323 | 8595.3351 | 8576.274 | 8573.7257 | 8582.8807 | 8602.6191 | 8583.5461 | 8589.1082 | 8578.0212 | 8583.5986
TAS | CCGT |  | 1.0587 | 0.63587 | 0.13488 | 0.067362 | 0.21236 | 2.0549 | 2.2195 | 0.29073 | 0.2746 | 0.63548 | 0.32628 | 0.47965 | 0.53755
TAS | OCGT |  | 0 | 0 | 0 | 0 | 0 | 0 | 0 | 0 | 0 | 0 | 0 | 0 | 0
TAS | Wind |  | 1337.9165 | 1329.713 | 1336.5225 | 1343.0903 | 1307.9383 | 1327.1313 | 1330.2881 | 1329.2401 | 1341.6903 | 1286.95 | 1575.4176 | 1586.3827 | 1591.5868
TAS | Solar |  | 0 | 0 | 0 | 0 | 0 | 0 | 0 | 0 | 0 | 0 | 0 | 0 | 0
TAS | Liquid fuel |  | 0 | 0 | 0 | 0 | 0 | 0 | 0 | 0 | 0 | 0 | 0 | 0 | 0
TAS | Pumped Hydro |  | 0 | 0 | 0 | 0 | 0 | 0 | 0 | 0 | 0 | 0 | 0 | 0 | 0
TAS | Large-scale storage |  | 0 | 0 | 0 | 0 | 0 | 0 | 0 | 0 | 0 | 0 | 0 | 0 | 0
TAS | Distributed storage |  | 0.018825 | 0.044367 | 0.11696 | 0.1141 | 0.094372 | 0.69966 | 0.67892 | 0.28854 | 0.38504 | 0.55266 | 0.35414 | 0.47806 | 0.54294
VIC | Black coal |  | 0 | 0 | 0 | 0 | 0 | 0 | 0 | 0 | 0 | 0 | 0 | 0 | 0
VIC | Brown coal |  | 32184.5571 | 31933.0569 | 29592.2733 | 29125.1865 | 30091.2157 | 29807.4641 | 27041.3534 | 29812.6865 | 26947.4777 | 26867.6972 | 29789.6653 | 29782.2967 | 27870.2676
VIC | Hydro |  | 3113.971 | 3092.809 | 3139.0875 | 3176.1117 | 3148.5241 | 3195.043 | 3137.4459 | 3128.511 | 3154.5746 | 3220.5998 | 3185.7526 | 3164.3004 | 3122.7747
VIC | CCGT |  | 33.0133 | 27.1907 | 44.038 | 39.9998 | 14.9492 | 39.8179 | 36.7267 | 11.1497 | 20.1494 | 38.2986 | 12.1588 | 35.1585 | 0
VIC | OCGT |  | 30.1314 | 24.5532 | 39.0622 | 28.3623 | 13.5434 | 45.8777 | 134.0975 | 65.189 | 123.7612 | 174.701 | 57.7883 | 145.2161 | 352.9521
VIC | Wind |  | 8122.662 | 9354.9562 | 10102.9996 | 11550.7429 | 14245.0017 | 15799.6759 | 16039.7395 | 15797.7509 | 16098.0416 | 15877.8709 | 15646.8983 | 15711.5547 | 15855.566
VIC | Solar |  | 1047.8634 | 1050.8776 | 1056.1693 | 1052.4643 | 1324.7192 | 2294.8948 | 2294.6993 | 2297.0768 | 2317.7524 | 2314.9102 | 2265.0438 | 2255.0127 | 2272.1778
VIC | Liquid fuel |  | 0 | 0 | 0 | 0 | 0 | 0 | 0 | 0 | 0 | 0 | 0 | 0 | 0
VIC | Pumped Hydro |  | 0 | 0 | 0 | 0 | 0 | 0 | 0 | 0 | 0 | 0 | 0 | 0 | 0
VIC | Large-scale storage |  | 161.0438 | 166.3089 | 187.7551 | 197.4003 | 211.7203 | 220.4809 | 209.7126 | 214.5373 | 208.1913 | 205.283 | 220.6862 | 217.4629 | 211.0695
VIC | Distributed storage |  | 9.0726 | 20.7565 | 43.2464 | 65.5823 | 82.9592 | 111.3511 | 127.4956 | 145.5757 | 168.3268 | 190.2552 | 213.8261 | 235.1069 | 251.9068
Vic Renewable Energy Zone breakdown (GWh)
Region | Technology | 2018-19 | 2019-20 | 2020-21 | 2021-22 | 2022-23 | 2023-24 | 2024-25 | 2025-26 | 2026-27 | 2027-28 | 2028-29 | 2029-30 | 2030-31 | 2031-32 | 2032-33
VIC | Murray River, Solar |  | 1047.8634 | 1050.8776 | 1056.1693 | 1052.4643 | 1324.7192 | 2294.8948 | 2294.6993 | 2297.0768 | 2317.7524 | 2314.9102 | 2265.0438 | 2255.0127 | 2272.1778
VIC | Gippsland, Wind |  | 353.0758 | 349.5925 | 350.3776 | 349.7544 | 348.3293 | 351.7788 | 352.1983 | 349.4243 | 351.2262 | 345.7074 | 350.0508 | 351.3667 | 351.5003
VIC | Moyne, Wind |  | 3928.6131 | 3905.0552 | 4320.2624 | 5778.8814 | 8510.7858 | 10080.0072 | 10292.1844 | 10080.3963 | 10352.8685 | 10168.0846 | 9992.0186 | 10021.1586 | 10133.3425
VIC | Western Victoria, Wind |  | 3840.9732 | 5100.3084 | 5432.3596 | 5422.1071 | 5385.8866 | 5367.8899 | 5395.3568 | 5367.9303 | 5393.9469 | 5364.0789 | 5304.8289 | 5339.0295 | 5370.7231
VIC
VIC
VIC
VIC
VIC

## Fast Change NonNetwork_MW
Total NEM Installed Capacity by Technology (MW)
Region | Technology | 2018-19 | 2019-20 | 2020-21 | 2021-22 | 2022-23 | 2023-24 | 2024-25 | 2025-26 | 2026-27 | 2027-28 | 2028-29 | 2029-30 | 2030-31 | 2031-32 | 2032-33
NEM | Black coal |  | 18219 | 18219 | 18219 | 16419 | 16419 | 16419 | 16419 | 15689 | 15689 | 14369 | 12689 | 12689 | 12689
| Brown coal |  | 4808 | 4808 | 4808 | 4808 | 4808 | 4808 | 4808 | 4808 | 3718 | 3718 | 3718 | 3718 | 3718
| Hydro |  | 7185.1 | 7185.1 | 7185.1 | 7185.1 | 7185.1 | 7185.1 | 7185.1 | 7185.1 | 7185.1 | 7185.1 | 7185.1 | 7185.1 | 7185.1
| CCGT |  | 4156 | 4156 | 4156 | 4156 | 4156 | 2694 | 2694 | 2694 | 2694 | 2694 | 2694 | 2694 | 2184
| OCGT |  | 6219.1 | 6558.1705 | 6399.4444 | 7149.4444 | 7149.4444 | 7149.4444 | 8664.1899 | 9106.3579 | 9913.3514 | 9913.3514 | 10663.3514 | 10663.3514 | 10663.3514
| Wind |  | 7412 | 7938 | 8238 | 8688 | 9688 | 10338 | 10338 | 10527.8159 | 10735.1351 | 11179.9299 | 11450.5272 | 11450.5272 | 11512.6916
| Solar |  | 2392.4 | 2392.4 | 2542.4 | 2542.4 | 2652.4 | 3900.7463 | 4905.0595 | 5773.5968 | 6571.7172 | 7720.7448 | 9425.0586 | 9815.8953 | 10922.0581
| Liquid fuel |  | 772.7 | 772.7 | 738.7 | 738.7 | 738.7 | 738.7 | 738.7 | 738.7 | 738.7 | 738.7 | 738.7 | 738.7 | 738.7
| Pumped Hydro |  | 740 | 740 | 740 | 740 | 740 | 740 | 740 | 793.8443 | 874.1656 | 2430.9414 | 3201.995 | 3603.9656 | 4413.0957
| Large-scale storage |  | 206.4 | 306.4 | 306.4 | 306.4 | 306.4 | 306.4 | 306.4 | 306.4 | 306.4 | 306.4 | 306.4 | 306.4 | 306.4
| Distributed storage |  | 13.38 | 29.82 | 49.92 | 72.98 | 98.2 | 125.3 | 153.42 | 182.54 | 212.27 | 242.47 | 273.19 | 302.88 | 331
Region | Technology | 2018-19 | 2019-20 | 2020-21 | 2021-22 | 2022-23 | 2023-24 | 2024-25 | 2025-26 | 2026-27 | 2027-28 | 2028-29 | 2029-30 | 2030-31 | 2031-32 | 2032-33
NSW | Black coal |  | 10040 | 10040 | 10040 | 8240 | 8240 | 8240 | 8240 | 8240 | 8240 | 6920 | 6920 | 6920 | 6920
| Brown coal |  | 0 | 0 | 0 | 0 | 0 | 0 | 0 | 0 | 0 | 0 | 0 | 0 | 0
| Hydro |  | 2622 | 2622 | 2622 | 2622 | 2622 | 2622 | 2622 | 2622 | 2622 | 2622 | 2622 | 2622 | 2622
| CCGT |  | 618 | 618 | 618 | 618 | 618 | 618 | 618 | 618 | 618 | 618 | 618 | 618 | 618
| OCGT |  | 1388 | 1388 | 1388 | 2138 | 2138 | 2138 | 2138 | 2138 | 2138 | 2138 | 2888 | 2888 | 2888
| Wind |  | 1500 | 1500 | 1500 | 1500 | 1500 | 1500 | 1500 | 1500 | 1500 | 1500 | 1500 | 1500 | 1500
| Solar |  | 445.9 | 445.9 | 595.9 | 595.9 | 595.9 | 595.9 | 595.9 | 595.9 | 595.9 | 595.9 | 753.1154 | 1095.9 | 1798.997
| Liquid fuel |  | 50 | 50 | 50 | 50 | 50 | 50 | 50 | 50 | 50 | 50 | 50 | 50 | 50
| Pumped Hydro |  | 240 | 240 | 240 | 240 | 240 | 240 | 240 | 240 | 240 | 678.1132 | 678.1132 | 739.6592 | 1307.2782
| Large-scale storage |  | 0 | 0 | 0 | 0 | 0 | 0 | 0 | 0 | 0 | 0 | 0 | 0 | 0
| Distributed storage |  | 5.59 | 12.46 | 21.31 | 31.74 | 43.57 | 56.44 | 69.91 | 83.91 | 98.23 | 112.73 | 127.42 | 140.9 | 152.74
QLD | Black coal |  | 8179 | 8179 | 8179 | 8179 | 8179 | 8179 | 8179 | 7449 | 7449 | 7449 | 5769 | 5769 | 5769
| Brown coal |  | 0 | 0 | 0 | 0 | 0 | 0 | 0 | 0 | 0 | 0 | 0 | 0 | 0
| Hydro |  | 152.4 | 152.4 | 152.4 | 152.4 | 152.4 | 152.4 | 152.4 | 152.4 | 152.4 | 152.4 | 152.4 | 152.4 | 152.4
| CCGT |  | 1565 | 1565 | 1565 | 1565 | 1565 | 1565 | 1565 | 1565 | 1565 | 1565 | 1565 | 1565 | 1565
| OCGT |  | 1474 | 1474 | 1474 | 1474 | 1474 | 1474 | 1474 | 1474 | 1474 | 1474 | 1474 | 1474 | 1474
| Wind |  | 676 | 676 | 676 | 676 | 676 | 676 | 676 | 865.8159 | 1073.1351 | 1366.658 | 1457.6604 | 1457.6604 | 1457.6604
| Solar |  | 1224.5 | 1224.5 | 1224.5 | 1224.5 | 1224.5 | 2077.8463 | 3082.1595 | 3950.6968 | 4748.8172 | 5676.5373 | 6522.9953 | 6522.9953 | 6522.9953
| Liquid fuel |  | 457.5 | 457.5 | 423.5 | 423.5 | 423.5 | 423.5 | 423.5 | 423.5 | 423.5 | 423.5 | 423.5 | 423.5 | 423.5
| Pumped Hydro |  | 500 | 500 | 500 | 500 | 500 | 500 | 500 | 500 | 500 | 733.2296 | 1504.2832 | 1504.2832 | 1504.2832
| Large-scale storage |  | 1.4 | 101.4 | 101.4 | 101.4 | 101.4 | 101.4 | 101.4 | 101.4 | 101.4 | 101.4 | 101.4 | 101.4 | 101.4
| Distributed storage |  | 3.04 | 6.87 | 11.52 | 16.75 | 22.28 | 28.06 | 33.93 | 39.97 | 46.16 | 52.48 | 58.9 | 65.39 | 71.95
SA | Black coal |  | 0 | 0 | 0 | 0 | 0 | 0 | 0 | 0 | 0 | 0 | 0 | 0 | 0
SA | Brown coal |  | 0 | 0 | 0 | 0 | 0 | 0 | 0 | 0 | 0 | 0 | 0 | 0 | 0
SA | Hydro |  | 0 | 0 | 0 | 0 | 0 | 0 | 0 | 0 | 0 | 0 | 0 | 0 | 0
SA | CCGT |  | 1462 | 1462 | 1462 | 1462 | 1462 | 0 | 0 | 0 | 0 | 0 | 0 | 0 | 0
SA | OCGT |  | 1209.1 | 1209.1 | 969.1 | 969.1 | 969.1 | 969.1 | 1228.7948 | 1228.7948 | 1228.7948 | 1228.7948 | 1228.7948 | 1228.7948 | 1228.7948
SA | Wind |  | 2052 | 2052 | 2052 | 2052 | 2052 | 2052 | 2052 | 2052 | 2052 | 2052 | 2052 | 2052 | 2052
SA | Solar |  | 320 | 320 | 320 | 320 | 320 | 320 | 320 | 320 | 320 | 541.3075 | 1241.9479 | 1290 | 1693.0658
SA | Liquid fuel |  | 265.2 | 265.2 | 265.2 | 265.2 | 265.2 | 265.2 | 265.2 | 265.2 | 265.2 | 265.2 | 265.2 | 265.2 | 265.2
SA | Pumped Hydro |  | 0 | 0 | 0 | 0 | 0 | 0 | 0 | 53.8443 | 134.1656 | 742.5262 | 742.5262 | 1019.6441 | 1251.9378
SA | Large-scale storage |  | 30 | 30 | 30 | 30 | 30 | 30 | 30 | 30 | 30 | 30 | 30 | 30 | 30
SA | Distributed storage |  | 1.04 | 2.36 | 4.06 | 6.08 | 8.37 | 10.93 | 13.7 | 16.62 | 19.68 | 22.86 | 26.14 | 29.42 | 32.59
TAS | Black coal |  | 0 | 0 | 0 | 0 | 0 | 0 | 0 | 0 | 0 | 0 | 0 | 0 | 0
TAS | Brown coal |  | 0 | 0 | 0 | 0 | 0 | 0 | 0 | 0 | 0 | 0 | 0 | 0 | 0
TAS | Hydro |  | 2191.7 | 2191.7 | 2191.7 | 2191.7 | 2191.7 | 2191.7 | 2191.7 | 2191.7 | 2191.7 | 2191.7 | 2191.7 | 2191.7 | 2191.7
TAS | CCGT | bar: 2019-20 to 2031-32
TAS | OCGT |  | 163 | 163 | 163 | 163 | 163 | 163 | 163 | 163 | 163 | 163 | 163 | 163 | 163
TAS | Wind |  | 420 | 420 | 420 | 420 | 420 | 420 | 420 | 420 | 420 | 571.2719 | 750.8669 | 750.8669 | 813.0312
TAS | Solar |  | 0 | 0 | 0 | 0 | 0 | 0 | 0 | 0 | 0 | 0 | 0 | 0 | 0
TAS | Liquid fuel |  | 0 | 0 | 0 | 0 | 0 | 0 | 0 | 0 | 0 | 0 | 0 | 0 | 0
TAS | Pumped Hydro |  | 0 | 0 | 0 | 0 | 0 | 0 | 0 | 0 | 0 | 0 | 0 | 0 | 0
TAS | Large-scale storage |  | 0 | 0 | 0 | 0 | 0 | 0 | 0 | 0 | 0 | 0 | 0 | 0 | 0
TAS | Distributed storage |  | 0.25 | 0.53 | 0.88 | 1.31 | 1.65 | 1.94 | 2.16 | 2.37 | 2.56 | 2.72 | 2.88 | 3.04 | 3.19
VIC | Black coal |  | 0 | 0 | 0 | 0 | 0 | 0 | 0 | 0 | 0 | 0 | 0 | 0 | 0
VIC | Brown coal |  | 4808 | 4808 | 4808 | 4808 | 4808 | 4808 | 4808 | 4808 | 3718 | 3718 | 3718 | 3718 | 3718
VIC | Hydro |  | 2219 | 2219 | 2219 | 2219 | 2219 | 2219 | 2219 | 2219 | 2219 | 2219 | 2219 | 2219 | 2219
VIC | CCGT |  | 510 | 510 | 510 | 510 | 510 | 510 | 510 | 510 | 510 | 510 | 510 | 510 | 0
VIC | OCGT |  | 1985 | 2324.0705 | 2405.3444 | 2405.3444 | 2405.3444 | 2405.3444 | 3660.3951 | 4102.5631 | 4909.5565 | 4909.5565 | 4909.5565 | 4909.5565 | 4909.5565
VIC | Wind |  | 2764 | 3290 | 3590 | 4040 | 5040 | 5690 | 5690 | 5690 | 5690 | 5690 | 5690 | 5690 | 5690
VIC | Solar |  | 402 | 402 | 402 | 402 | 512 | 907 | 907 | 907 | 907 | 907 | 907 | 907 | 907
VIC | Liquid fuel |  | 0 | 0 | 0 | 0 | 0 | 0 | 0 | 0 | 0 | 0 | 0 | 0 | 0
VIC | Pumped Hydro |  | 0 | 0 | 0 | 0 | 0 | 0 | 0 | 0 | 0 | 277.0724 | 277.0724 | 340.3791 | 349.5965
VIC | Large-scale storage |  | 175 | 175 | 175 | 175 | 175 | 175 | 175 | 175 | 175 | 175 | 175 | 175 | 175
VIC | Distributed storage |  | 3.46 | 7.6 | 12.15 | 17.1 | 22.33 | 27.93 | 33.72 | 39.67 | 45.64 | 51.68 | 57.85 | 64.13 | 70.53
Vic Renewable Energy Zone breakdown (MW)
Region | Technology | 2018-19 | 2019-20 | 2020-21 | 2021-22 | 2022-23 | 2023-24 | 2024-25 | 2025-26 | 2026-27 | 2027-28 | 2028-29 | 2029-30 | 2030-31 | 2031-32 | 2032-33
VIC | Murray River, Solar |  | 402 | 402 | 402 | 402 | 512 | 907 | 907 | 907 | 907 | 907 | 907 | 907 | 907
VIC | Gippsland, Wind |  | 107 | 107 | 107 | 107 | 107 | 107 | 107 | 107 | 107 | 107 | 107 | 107 | 107
VIC | Moyne, Wind |  | 1398 | 1398 | 1548 | 1998 | 2998 | 3648 | 3648 | 3648 | 3648 | 3648 | 3648 | 3648 | 3648
VIC | Western Victoria, Wind |  | 1259 | 1785 | 1935 | 1935 | 1935 | 1935 | 1935 | 1935 | 1935 | 1935 | 1935 | 1935 | 1935
VIC
VIC
VIC
VIC
VIC

## Fast Change NonNetwork_GWh
Total NEM Generated Energy by Technology (GWh)
Region | Technology | 2018-19 | 2019-20 | 2020-21 | 2021-22 | 2022-23 | 2023-24 | 2024-25 | 2025-26 | 2026-27 | 2027-28 | 2028-29 | 2029-30 | 2030-31 | 2031-32 | 2032-33
NEM | Black coal |  | 104316.781 | 104019.8674 | 105659.4044 | 103906.3553 | 102585.9279 | 99238.4198 | 98350.2255 | 97452.2186 | 98481.6519 | 91157.705 | 82535.4082 | 80365.9628 | 80721.7895
| Brown coal |  | 32272.8396 | 32073.0429 | 29733.3801 | 29463.0017 | 30801.7934 | 30374.9652 | 27468.8713 | 30413.2103 | 22473.3815 | 22562.4498 | 24211.7476 | 24281.0212 | 22127.3851
| Hydro |  | 15573.8095 | 15514.758 | 16516.8578 | 16016.9327 | 16096.5464 | 16171.9038 | 16373.3975 | 16697.999 | 16833.0213 | 15994.612 | 16340.5176 | 16413.7788 | 16451.449
| CCGT |  | 6031.524 | 6021.267 | 7014.3923 | 9596.0349 | 8147.8587 | 6347.0718 | 7567.8899 | 6895.6507 | 9052.1541 | 10425.6605 | 11666.1721 | 12283.0625 | 12425.585
| OCGT |  | 899.0889 | 938.0996 | 1110.4716 | 1699.2708 | 938.9664 | 3994.2574 | 4882.3687 | 3974.6161 | 7611.1432 | 11809.3056 | 14269.7446 | 17067.9097 | 18760.1686
| Wind |  | 21663.9613 | 22853.4924 | 23438.5442 | 24961.4314 | 27852.5034 | 29212.5688 | 29562.1389 | 30095.3594 | 31164.2372 | 32748.139 | 33931.6804 | 34192.1895 | 34456.5001
| Solar |  | 6254.9121 | 6256.7539 | 6699.08 | 6678.6064 | 6972.4781 | 10258.5104 | 12929.2934 | 15218.2523 | 17063.7555 | 19430.504 | 24449.911 | 25676.7632 | 28424.6196
| Liquid fuel |  | 0.26004 | 0 | 0 | 0.1485 | 0.17424 | 5.0041 | 2.5353 | 4.7225 | 0.84254 | 0.099 | 0.3079 | 9.0308 | 12.8176
| Pumped Hydro |  | 141.1857 | 134.1906 | 505.4326 | 824.4768 | 768.3245 | 1041.1689 | 1134.6843 | 1273.9406 | 1404.5431 | 3364.1244 | 5338.4449 | 5941.3673 | 7304.4671
| Large-scale storage |  | 206.3368 | 266.6544 | 306.47 | 317.4492 | 345.3073 | 335.578 | 311.5595 | 323.8545 | 313.4176 | 320.3885 | 326.9125 | 329.4894 | 342.1374
| Distributed storage |  | 7.218 | 15.1017 | 39.7065 | 67.673 | 90.3935 | 111.9254 | 127.4652 | 148.0312 | 161.5055 | 169.5203 | 190.0057 | 210.6211 | 235.4715
Region | Technology | 2018-19 | 2019-20 | 2020-21 | 2021-22 | 2022-23 | 2023-24 | 2024-25 | 2025-26 | 2026-27 | 2027-28 | 2028-29 | 2029-30 | 2030-31 | 2031-32 | 2032-33
NSW | Black coal |  | 60037.5714 | 59675.7011 | 56413.4361 | 50839.4397 | 49901.1516 | 46400.55 | 50330.1147 | 53496.6177 | 54758.4877 | 46855.8015 | 46588.772 | 46603.1335 | 46798.0019
| Brown coal |  | 0 | 0 | 0 | 0 | 0 | 0 | 0 | 0 | 0 | 0 | 0 | 0 | 0
| Hydro |  | 3138.1395 | 3164.9747 | 3460.6109 | 3703.5363 | 3585.7448 | 3846.0386 | 4063.5961 | 4378.6819 | 4453.9849 | 3642.2994 | 3989.6435 | 4082.3897 | 4099.8635
| CCGT |  | 51.3594 | 82.3151 | 454.5291 | 1309.0212 | 939.0719 | 2161.667 | 2069.8447 | 1594.236 | 2294.6122 | 3365.0019 | 3455.9585 | 3490.2211 | 3534.8851
| OCGT |  | 13.9787 | 33.9836 | 190.7727 | 655.5484 | 374.1225 | 1851.8494 | 1549.7775 | 1201.5143 | 1836.5533 | 4267.2348 | 6554.5749 | 7121.7879 | 7176.2569
| Wind |  | 4269.3333 | 4266.6066 | 4220.2539 | 4313.7034 | 4287.645 | 4205.7624 | 4263.4765 | 4266.4158 | 4249.9252 | 4241.5329 | 4205.7056 | 4255.1429 | 4277.9805
| Solar |  | 1095.4548 | 1095.9004 | 1525.4185 | 1514.5994 | 1519.9746 | 1519.5416 | 1513.248 | 1517.0545 | 1528.433 | 1525.2335 | 1928.1388 | 2942.8199 | 4765.3612
| Liquid fuel |  | 0 | 0 | 0 | 0.1485 | 0.17424 | 0.19206 | 0.3465 | 0.297 | 0.0495 | 0.099 | 0.2658 | 0.92133 | 0.891
| Pumped Hydro |  | 44.7695 | 41.1104 | 115.3987 | 164.1402 | 169.9376 | 173.6651 | 196.0832 | 222.7345 | 202.0382 | 653.9773 | 763.0293 | 916.0343 | 1843.9987
| Large-scale storage |  | 0 | 0 | 0 | 0 | 0 | 0 | 0 | 0 | 0 | 0 | 0 | 0 | 0
| Distributed storage |  | 2.4991 | 5.0191 | 16.4071 | 29.8964 | 40.2815 | 51.0588 | 59.279 | 68.3336 | 76.4184 | 77.9285 | 84.7972 | 96.2971 | 107.0163
QLD | Black coal |  | 44279.2096 | 44344.1662 | 49245.9683 | 53066.9156 | 52684.7763 | 52837.8698 | 48020.1108 | 43955.6009 | 43723.1642 | 44301.9035 | 35946.6362 | 33762.8292 | 33923.7876
| Brown coal |  | 0 | 0 | 0 | 0 | 0 | 0 | 0 | 0 | 0 | 0 | 0 | 0 | 0
| Hydro |  | 636.0143 | 634.9529 | 634.3147 | 634.214 | 636.2298 | 633.7808 | 634.6884 | 634.5506 | 636.2652 | 635.5259 | 634.9636 | 634.8166 | 636.3633
| CCGT |  | 1432.2182 | 1441.6254 | 1721.1966 | 2591.6629 | 2514.2309 | 3611.4971 | 4780.1802 | 5081.9481 | 5554.1417 | 5670.7099 | 7166.8713 | 7527.6079 | 7626.9832
| OCGT |  | 589.8201 | 591.2673 | 299.9436 | 21.2335 | 17.5063 | 61.477 | 181.1996 | 302.9707 | 236.0378 | 214.5042 | 870.5268 | 1932.184 | 2547.2505
| Wind |  | 1965.575 | 1965.6988 | 1949.4961 | 1999.7754 | 1977.3603 | 1936.6756 | 1962.9416 | 2686.4042 | 3388.1836 | 4375.4082 | 4907.6739 | 4931.1348 | 4924.2219
| Solar |  | 3245.097 | 3242.2924 | 3251.0049 | 3240.0081 | 3252.5148 | 5557.6334 | 8230.4971 | 10515.9513 | 12319.3435 | 14051.5643 | 16859.893 | 16936.1609 | 16918.844
| Liquid fuel |  | 0 | 0 | 0 | 0 | 0 | 0 | 0.4853 | 2.6878 | 0.024177 | 0 | 0.042104 | 8.1095 | 11.9266
| Pumped Hydro |  | 96.4162 | 93.0802 | 390.0339 | 660.3366 | 598.3869 | 867.5038 | 938.6011 | 953.8889 | 1003.7475 | 1542.0273 | 3101.0647 | 3094.8761 | 3084.4098
| Large-scale storage |  | 0.5424 | 62.7719 | 82.3188 | 88.6917 | 90.116 | 82.3776 | 80.7173 | 82.2235 | 91.1063 | 106.052 | 93.5749 | 90.2116 | 91.9936
| Distributed storage |  | 1.4475 | 3.131 | 8.5426 | 14.4905 | 19.2854 | 22.9552 | 26.9128 | 31.0523 | 35.0636 | 39.5141 | 43.6765 | 48.5604 | 54.2074
SA | Black coal |  | 0 | 0 | 0 | 0 | 0 | 0 | 0 | 0 | 0 | 0 | 0 | 0 | 0
SA | Brown coal |  | 0 | 0 | 0 | 0 | 0 | 0 | 0 | 0 | 0 | 0 | 0 | 0 | 0
SA | Hydro |  | 0 | 0 | 0 | 0 | 0 | 0 | 0 | 0 | 0 | 0 | 0 | 0 | 0
SA | CCGT |  | 4501.0665 | 4471.6262 | 4780.9903 | 5254.2984 | 4669.5722 | 0 | 0 | 0 | 0 | 0 | 0 | 0 | 0
SA | OCGT |  | 253.907 | 244.0909 | 431.2517 | 805.8362 | 476.5108 | 1664.731 | 2284.2293 | 1895.2301 | 2886.942 | 3448.9805 | 3287.8375 | 2933.6048 | 3121.8534
SA | Wind |  | 5958.7659 | 5923.0209 | 5816.3671 | 5863.055 | 6008.7499 | 5891.8981 | 5939.9756 | 5924.3503 | 5882.4576 | 5982.4133 | 5779.0586 | 5822.9716 | 5708.0156
SA | Solar |  | 864.7943 | 864.8573 | 864.3141 | 865.1703 | 864.6941 | 863.2736 | 865.5318 | 866.6065 | 870.4761 | 1500.7357 | 3372.4298 | 3506.5435 | 4446.9722
SA | Liquid fuel |  | 0.26004 | 0 | 0 | 0 | 0 | 4.812 | 1.7035 | 1.7378 | 0.76886 | 0 | 0 | 0 | 0
SA | Pumped Hydro |  | 0 | 0 | 0 | 0 | 0 | 0 | 0 | 97.3172 | 198.7574 | 834.3593 | 1110.3585 | 1498.5192 | 1931.4954
SA | Large-scale storage |  | 30.5873 | 31.1058 | 38.1607 | 40.0582 | 40.9231 | 41.7099 | 38.4616 | 40.7926 | 35.181 | 32.3724 | 37.0293 | 37.8088 | 39.9648
SA | Distributed storage |  | 0.7971 | 1.8157 | 3.8853 | 6.1098 | 8.3555 | 10.4195 | 11.9134 | 13.9905 | 15.1559 | 16.527 | 18.8248 | 20.9769 | 23.6966
TAS | Black coal |  | 0 | 0 | 0 | 0 | 0 | 0 | 0 | 0 | 0 | 0 | 0 | 0 | 0
TAS | Brown coal |  | 0 | 0 | 0 | 0 | 0 | 0 | 0 | 0 | 0 | 0 | 0 | 0 | 0
TAS | Hydro |  | 8631.6034 | 8598.7486 | 9075.9338 | 8575.3798 | 8680.377 | 8578.3298 | 8573.6842 | 8580.5401 | 8600.3239 | 8586.4426 | 8589.878 | 8585.7939 | 8590.1815
TAS | CCGT |  | 2.0227 | 1.4029 | 2.7763 | 367.3096 | 3.1507 | 479.4464 | 697.5367 | 196.851 | 1148.7348 | 1300.7943 | 1011.8273 | 1194.0952 | 1263.7166
TAS | OCGT |  | 0 | 0 | 0 | 0 | 0 | 0.0086855 | 0 | 0 | 0 | 0 | 0 | 0 | 0
TAS | Wind |  | 1337.9165 | 1329.713 | 1336.2756 | 1338.9763 | 1307.8885 | 1324.9965 | 1327.1473 | 1325.9885 | 1342.4975 | 1949.1115 | 2801.6436 | 2824.8665 | 3118.5534
TAS | Solar |  | 0 | 0 | 0 | 0 | 0 | 0 | 0 | 0 | 0 | 0 | 0 | 0 | 0
TAS | Liquid fuel |  | 0 | 0 | 0 | 0 | 0 | 0 | 0 | 0 | 0 | 0 | 0 | 0 | 0
TAS | Pumped Hydro |  | 0 | 0 | 0 | 0 | 0 | 0 | 0 | 0 | 0 | 0 | 0 | 0 | 0
TAS | Large-scale storage |  | 0 | 0 | 0 | 0 | 0 | 0 | 0 | 0 | 0 | 0 | 0 | 0 | 0
TAS | Distributed storage |  | 0.00934 | 0.025318 | 0.078597 | 0.065369 | 0.11847 | 0.21486 | 0.13824 | 0.10331 | 0.019938 | 0.021585 | 0.13507 | 0.13112 | 0.19794
VIC | Black coal |  | 0 | 0 | 0 | 0 | 0 | 0 | 0 | 0 | 0 | 0 | 0 | 0 | 0
VIC | Brown coal |  | 32272.8396 | 32073.0429 | 29733.3801 | 29463.0017 | 30801.7934 | 30374.9652 | 27468.8713 | 30413.2103 | 22473.3815 | 22562.4498 | 24211.7476 | 24281.0212 | 22127.3851
VIC | Hydro |  | 3168.0522 | 3116.0819 | 3345.9984 | 3103.8026 | 3194.1947 | 3113.7546 | 3101.4288 | 3104.2264 | 3142.4472 | 3130.3441 | 3126.0324 | 3110.7786 | 3125.0407
VIC | CCGT |  | 44.8572 | 24.2975 | 54.9 | 73.7429 | 21.8329 | 94.4612 | 20.3283 | 22.6156 | 54.6654 | 89.1544 | 31.515 | 71.1383 | 0
VIC | OCGT |  | 41.3832 | 68.7579 | 188.5035 | 216.6528 | 70.8267 | 416.1913 | 867.1623 | 574.9011 | 2651.6101 | 3878.586 | 3556.8054 | 5080.333 | 5914.8079
VIC | Wind |  | 8132.3707 | 9368.4532 | 10116.1516 | 11445.9213 | 14270.8597 | 15853.2363 | 16068.5979 | 15892.2005 | 16301.1733 | 16199.673 | 16237.5987 | 16358.0737 | 16427.7287
VIC | Solar |  | 1049.566 | 1053.7038 | 1058.3425 | 1058.8287 | 1335.2947 | 2318.0617 | 2320.0165 | 2318.64 | 2345.5028 | 2352.9705 | 2289.4494 | 2291.239 | 2293.4423
VIC | Liquid fuel |  | 0 | 0 | 0 | 0 | 0 | 0 | 0 | 0 | 0 | 0 | 0 | 0 | 0
VIC | Pumped Hydro |  | 0 | 0 | 0 | 0 | 0 | 0 | 0 | 0 | 0 | 333.7605 | 363.9924 | 431.9378 | 444.5632
VIC | Large-scale storage |  | 175.2072 | 172.7767 | 185.9906 | 188.6993 | 214.2682 | 211.4905 | 192.3806 | 200.8384 | 187.1303 | 181.9641 | 196.3083 | 201.469 | 210.1789
VIC | Distributed storage |  | 2.465 | 5.1107 | 10.7929 | 17.111 | 22.3526 | 27.2771 | 29.2217 | 34.5515 | 34.8477 | 35.5291 | 42.5721 | 44.6556 | 50.3533
Vic Renewable Energy Zone breakdown (GWh)
Region | Technology | 2018-19 | 2019-20 | 2020-21 | 2021-22 | 2022-23 | 2023-24 | 2024-25 | 2025-26 | 2026-27 | 2027-28 | 2028-29 | 2029-30 | 2030-31 | 2031-32 | 2032-33
VIC | Murray River, Solar |  | 1049.566 | 1053.7038 | 1058.3425 | 1058.8287 | 1335.2947 | 2318.0617 | 2320.0165 | 2318.64 | 2345.5028 | 2352.9705 | 2289.4494 | 2291.239 | 2293.4423
VIC | Gippsland, Wind |  | 353.1559 | 349.9367 | 350.6305 | 350.8319 | 349.3831 | 351.9766 | 351.8384 | 349.5808 | 351.7053 | 347.0359 | 352.5117 | 353.7751 | 353.6634
VIC | Moyne, Wind |  | 3931.1241 | 3909.2631 | 4324.2377 | 5650.0563 | 8492.5422 | 10112.6637 | 10298.4616 | 10153.937 | 10490.5956 | 10397.7632 | 10460.0796 | 10517.7201 | 10574.4009
VIC | Western Victoria, Wind |  | 3848.0907 | 5109.2534 | 5441.2834 | 5445.0332 | 5428.9345 | 5388.596 | 5418.2979 | 5388.6827 | 5458.8725 | 5454.874 | 5425.0074 | 5486.5786 | 5499.6644
VIC
VIC
VIC
VIC
VIC

## Slow Change NonNetwork_MW
Total NEM Installed Capacity by Technology (MW)
Region | Technology | 2018-19 | 2019-20 | 2020-21 | 2021-22 | 2022-23 | 2023-24 | 2024-25 | 2025-26 | 2026-27 | 2027-28 | 2028-29 | 2029-30 | 2030-31 | 2031-32 | 2032-33
NEM | Black coal |  | 18219 | 18219 | 18219 | 16419 | 16419 | 16419 | 16419 | 14959 | 14959 | 13639 | 11959 | 11959 | 11959
| Brown coal |  | 4808 | 4808 | 4808 | 4808 | 4808 | 4808 | 4808 | 4808 | 4808 | 4808 | 4808 | 4808 | 4808
| Hydro |  | 7185.1 | 7185.1 | 7185.1 | 7185.1 | 7185.1 | 7185.1 | 7185.1 | 7185.1 | 7185.1 | 7185.1 | 7185.1 | 7185.1 | 7185.1
| CCGT |  | 4156 | 4156 | 4156 | 4156 | 4156 | 2694 | 2694 | 2694 | 2694 | 2694 | 2694 | 2694 | 2184
| OCGT |  | 6219.1 | 6219.1 | 5979.1 | 6368.647 | 6374.6606 | 6374.6606 | 6374.6606 | 6374.6606 | 6374.6606 | 6374.6606 | 6374.6606 | 6374.6606 | 6374.6606
| Wind |  | 7412 | 7938 | 8238 | 8688 | 9688 | 10338 | 10338 | 10365.9149 | 10365.9149 | 10847.4731 | 11400.3048 | 11400.3048 | 11400.3048
| Solar |  | 2851.6602 | 2851.6602 | 3001.6602 | 3247.5849 | 3357.5849 | 4062.7578 | 4815.7779 | 5513.4323 | 6171.7252 | 6171.7252 | 6171.7252 | 6171.7252 | 6171.7252
| Liquid fuel |  | 772.7 | 772.7 | 738.7 | 738.7 | 738.7 | 738.7 | 738.7 | 738.7 | 738.7 | 738.7 | 738.7 | 738.7 | 738.7
| Pumped Hydro |  | 740 | 740 | 740 | 740 | 740 | 1157.1459 | 1279.7961 | 1279.7961 | 1279.7961 | 1279.7961 | 1456.2766 | 1456.2766 | 1521.9279
| Large-scale storage |  | 206.4 | 306.4 | 306.4 | 306.4 | 306.4 | 306.4 | 306.4 | 306.4 | 306.4 | 306.4 | 306.4 | 306.4 | 306.4
| Distributed storage |  | 120.4547 | 268.4272 | 449.2418 | 656.783 | 883.7451 | 1127.7292 | 1380.8225 | 1642.9031 | 1910.5029 | 2182.2083 | 2458.6072 | 2725.9008 | 2978.9799
Region | Technology | 2018-19 | 2019-20 | 2020-21 | 2021-22 | 2022-23 | 2023-24 | 2024-25 | 2025-26 | 2026-27 | 2027-28 | 2028-29 | 2029-30 | 2030-31 | 2031-32 | 2032-33
NSW | Black coal |  | 10040 | 10040 | 10040 | 8240 | 8240 | 8240 | 8240 | 8240 | 8240 | 6920 | 6920 | 6920 | 6920
| Brown coal |  | 0 | 0 | 0 | 0 | 0 | 0 | 0 | 0 | 0 | 0 | 0 | 0 | 0
| Hydro |  | 2622 | 2622 | 2622 | 2622 | 2622 | 2622 | 2622 | 2622 | 2622 | 2622 | 2622 | 2622 | 2622
| CCGT |  | 618 | 618 | 618 | 618 | 618 | 618 | 618 | 618 | 618 | 618 | 618 | 618 | 618
| OCGT |  | 1388 | 1388 | 1388 | 1777.547 | 1783.5606 | 1783.5606 | 1783.5606 | 1783.5606 | 1783.5606 | 1783.5606 | 1783.5606 | 1783.5606 | 1783.5606
| Wind |  | 1500 | 1500 | 1500 | 1500 | 1500 | 1500 | 1500 | 1500 | 1500 | 1500 | 1500 | 1500 | 1500
| Solar |  | 878.4125 | 878.4125 | 1028.4125 | 1128.4125 | 1128.4125 | 1128.4125 | 1125.4125 | 1128.4125 | 1128.4125 | 1128.4125 | 1128.4125 | 1128.4125 | 1128.4125
| Liquid fuel |  | 50 | 50 | 50 | 50 | 50 | 50 | 50 | 50 | 50 | 50 | 50 | 50 | 50
| Pumped Hydro |  | 240 | 240 | 240 | 240 | 240 | 240 | 240 | 240 | 240 | 240 | 240 | 240 | 240
| Large-scale storage |  | 0 | 0 | 0 | 0 | 0 | 0 | 0 | 0 | 0 | 0 | 0 | 0 | 0
| Distributed storage |  | 50.31 | 112.14 | 191.76 | 285.63 | 392.11 | 507.96 | 629.21 | 755.21 | 884.1 | 1014.56 | 1146.74 | 1268.08 | 1374.69
QLD | Black coal |  | 8179 | 8179 | 8179 | 8179 | 8179 | 8179 | 8179 | 6719 | 6719 | 6719 | 5039 | 5039 | 5039
| Brown coal |  | 0 | 0 | 0 | 0 | 0 | 0 | 0 | 0 | 0 | 0 | 0 | 0 | 0
| Hydro |  | 152.4 | 152.4 | 152.4 | 152.4 | 152.4 | 152.4 | 152.4 | 152.4 | 152.4 | 152.4 | 152.4 | 152.4 | 152.4
| CCGT |  | 1565 | 1565 | 1565 | 1565 | 1565 | 1565 | 1565 | 1565 | 1565 | 1565 | 1565 | 1565 | 1565
| OCGT |  | 1474 | 1474 | 1474 | 1474 | 1474 | 1474 | 1474 | 1474 | 1474 | 1474 | 1474 | 1474 | 1474
| Wind |  | 676 | 676 | 676 | 676 | 676 | 676 | 676 | 703.9149 | 703.9149 | 1158.8154 | 1711.647 | 1711.647 | 1711.647
| Solar |  | 1224.5 | 1224.5 | 1224.5 | 1224.5 | 1224.5 | 1224.5 | 1831.827 | 2526.4814 | 3184.7743 | 3184.7743 | 3184.7743 | 3184.7743 | 3184.7743
| Liquid fuel |  | 457.5 | 457.5 | 423.5 | 423.5 | 423.5 | 423.5 | 423.5 | 423.5 | 423.5 | 423.5 | 423.5 | 423.5 | 423.5
| Pumped Hydro |  | 500 | 500 | 500 | 500 | 500 | 500 | 500 | 500 | 500 | 500 | 676.4805 | 676.4805 | 742.1317
| Large-scale storage |  | 1.4 | 101.4 | 101.4 | 101.4 | 101.4 | 101.4 | 101.4 | 101.4 | 101.4 | 101.4 | 101.4 | 101.4 | 101.4
| Distributed storage |  | 27.3846 | 61.869 | 103.6833 | 150.7139 | 200.5457 | 252.5092 | 305.4067 | 359.7307 | 415.478 | 472.3329 | 530.0762 | 588.5222 | 647.51
SA | Black coal |  | 0 | 0 | 0 | 0 | 0 | 0 | 0 | 0 | 0 | 0 | 0 | 0 | 0
SA | Brown coal |  | 0 | 0 | 0 | 0 | 0 | 0 | 0 | 0 | 0 | 0 | 0 | 0 | 0
SA | Hydro |  | 0 | 0 | 0 | 0 | 0 | 0 | 0 | 0 | 0 | 0 | 0 | 0 | 0
SA | CCGT |  | 1462 | 1462 | 1462 | 1462 | 1462 | 0 | 0 | 0 | 0 | 0 | 0 | 0 | 0
SA | OCGT |  | 1209.1 | 1209.1 | 969.1 | 969.1 | 969.1 | 969.1 | 969.1 | 969.1 | 969.1 | 969.1 | 969.1 | 969.1 | 969.1
SA | Wind |  | 2052 | 2052 | 2052 | 2052 | 2052 | 2052 | 2052 | 2052 | 2052 | 2052 | 2052 | 2052 | 2052
SA | Solar |  | 346.7477 | 346.7477 | 346.7477 | 492.6724 | 492.6724 | 802.8453 | 951.5384 | 951.5384 | 951.5384 | 951.5384 | 951.5384 | 951.5384 | 951.5384
SA | Liquid fuel |  | 265.2 | 265.2 | 265.2 | 265.2 | 265.2 | 265.2 | 265.2 | 265.2 | 265.2 | 265.2 | 265.2 | 265.2 | 265.2
SA | Pumped Hydro |  | 0 | 0 | 0 | 0 | 0 | 417.1459 | 539.7961 | 539.7961 | 539.7961 | 539.7961 | 539.7961 | 539.7961 | 539.7961
SA | Large-scale storage |  | 30 | 30 | 30 | 30 | 30 | 30 | 30 | 30 | 30 | 30 | 30 | 30 | 30
SA | Distributed storage |  | 9.3972 | 21.2282 | 36.5418 | 54.7233 | 75.2934 | 98.4033 | 123.269 | 149.5928 | 177.1413 | 205.7433 | 235.245 | 264.7586 | 293.3206
TAS | Black coal |  | 0 | 0 | 0 | 0 | 0 | 0 | 0 | 0 | 0 | 0 | 0 | 0 | 0
TAS | Brown coal |  | 0 | 0 | 0 | 0 | 0 | 0 | 0 | 0 | 0 | 0 | 0 | 0 | 0
TAS | Hydro |  | 2191.7 | 2191.7 | 2191.7 | 2191.7 | 2191.7 | 2191.7 | 2191.7 | 2191.7 | 2191.7 | 2191.7 | 2191.7 | 2191.7 | 2191.7
TAS | CCGT | bar: 2019-20 to 2031-32
TAS | OCGT |  | 163 | 163 | 163 | 163 | 163 | 163 | 163 | 163 | 163 | 163 | 163 | 163 | 163
TAS | Wind |  | 420 | 420 | 420 | 420 | 420 | 420 | 420 | 420 | 420 | 446.6578 | 446.6578 | 446.6578 | 446.6578
TAS | Solar |  | 0 | 0 | 0 | 0 | 0 | 0 | 0 | 0 | 0 | 0 | 0 | 0 | 0
TAS | Liquid fuel |  | 0 | 0 | 0 | 0 | 0 | 0 | 0 | 0 | 0 | 0 | 0 | 0 | 0
TAS | Pumped Hydro |  | 0 | 0 | 0 | 0 | 0 | 0 | 0 | 0 | 0 | 0 | 0 | 0 | 0
TAS | Large-scale storage |  | 0 | 0 | 0 | 0 | 0 | 0 | 0 | 0 | 0 | 0 | 0 | 0 | 0
TAS | Distributed storage |  | 2.2148 | 4.8034 | 7.9288 | 11.7855 | 14.8346 | 17.4601 | 19.4244 | 21.3119 | 22.9989 | 24.4779 | 25.9328 | 27.3307 | 28.6784
VIC | Black coal |  | 0 | 0 | 0 | 0 | 0 | 0 | 0 | 0 | 0 | 0 | 0 | 0 | 0
VIC | Brown coal |  | 4808 | 4808 | 4808 | 4808 | 4808 | 4808 | 4808 | 4808 | 4808 | 4808 | 4808 | 4808 | 4808
VIC | Hydro |  | 2219 | 2219 | 2219 | 2219 | 2219 | 2219 | 2219 | 2219 | 2219 | 2219 | 2219 | 2219 | 2219
VIC | CCGT |  | 510 | 510 | 510 | 510 | 510 | 510 | 510 | 510 | 510 | 510 | 510 | 510 | 0
VIC | OCGT |  | 1985 | 1985 | 1985 | 1985 | 1985 | 1985 | 1985 | 1985 | 1985 | 1985 | 1985 | 1985 | 1985
VIC | Wind |  | 2764 | 3290 | 3590 | 4040 | 5040 | 5690 | 5690 | 5690 | 5690 | 5690 | 5690 | 5690 | 5690
VIC | Solar |  | 402 | 402 | 402 | 402 | 512 | 907 | 907 | 907 | 907 | 907 | 907 | 907 | 907
VIC | Liquid fuel |  | 0 | 0 | 0 | 0 | 0 | 0 | 0 | 0 | 0 | 0 | 0 | 0 | 0
VIC | Pumped Hydro |  | 0 | 0 | 0 | 0 | 0 | 0 | 0 | 0 | 0 | 0 | 0 | 0 | 0
VIC | Large-scale storage |  | 175 | 175 | 175 | 175 | 175 | 175 | 175 | 175 | 175 | 175 | 175 | 175 | 175
VIC | Distributed storage |  | 31.1482 | 68.3866 | 109.328 | 153.9304 | 200.9614 | 251.3966 | 303.5124 | 357.0578 | 410.7848 | 465.0942 | 520.6132 | 577.2093 | 634.7808
Vic Renewable Energy Zone breakdown (MW)
Region | Technology | 2018-19 | 2019-20 | 2020-21 | 2021-22 | 2022-23 | 2023-24 | 2024-25 | 2025-26 | 2026-27 | 2027-28 | 2028-29 | 2029-30 | 2030-31 | 2031-32 | 2032-33
VIC | Murray River, Solar |  | 402 | 402 | 402 | 402 | 512 | 907 | 907 | 907 | 907 | 907 | 907 | 907 | 907
VIC | Gippsland, Wind |  | 107 | 107 | 107 | 107 | 107 | 107 | 107 | 107 | 107 | 107 | 107 | 107 | 107
VIC | Moyne, Wind |  | 1398 | 1398 | 1548 | 1998 | 2998 | 3648 | 3648 | 3648 | 3648 | 3648 | 3648 | 3648 | 3648
VIC | Western Victoria, Wind |  | 1259 | 1785 | 1935 | 1935 | 1935 | 1935 | 1935 | 1935 | 1935 | 1935 | 1935 | 1935 | 1935
VIC
VIC
VIC
VIC
VIC

## Slow Change NonNetwork_GWh
Total NEM Generated Energy by Technology (GWh)
Region | Technology | 2018-19 | 2019-20 | 2020-21 | 2021-22 | 2022-23 | 2023-24 | 2024-25 | 2025-26 | 2026-27 | 2027-28 | 2028-29 | 2029-30 | 2030-31 | 2031-32 | 2032-33
NEM | Black coal |  | 86639.9355 | 84831.2302 | 83898.4686 | 81542.4074 | 78809.6553 | 79726.4728 | 78870.5292 | 75747.8831 | 74730.6441 | 69812.3521 | 63006.359 | 59942.8907 | 57422.9501
| Brown coal |  | 31868.6201 | 31477.6284 | 28879.6705 | 27514.6401 | 27322.0335 | 27298.7626 | 25268.8904 | 27122.5232 | 24966.0586 | 24865.2523 | 26820.8743 | 26690.1161 | 24948.6061
| Hydro |  | 15409.174 | 15399.9908 | 15448.6544 | 15463.4769 | 15498.3811 | 15484.662 | 15521.2848 | 15626.4235 | 15805.7783 | 15956.02 | 16127.5177 | 16237.0879 | 16315.9433
| CCGT |  | 5804.721 | 5774.3632 | 5819.3572 | 5840.8824 | 5794.6361 | 1566.7657 | 1648.3869 | 1754.5204 | 1774.6556 | 1814.0188 | 2001.1402 | 2175.8342 | 1817.8293
| OCGT |  | 691.0825 | 686.1979 | 380.2384 | 65.0021 | 36.4045 | 157.1366 | 158.6144 | 127.1847 | 148.1593 | 153.2635 | 122.8781 | 151.0244 | 107.997
| Wind |  | 21604.7536 | 22781.7214 | 23329.3098 | 24598.7865 | 26740.7816 | 27768.1415 | 28316.6376 | 27885.8599 | 28291.7848 | 29970.1652 | 31590.2372 | 31724.8286 | 31716.6759
| Solar |  | 7450.2884 | 7442.9808 | 7892.9267 | 8511.1021 | 8811.2565 | 10603.1248 | 12614.3708 | 14394.7026 | 16100.2539 | 15870.9847 | 15885.6981 | 15740.0818 | 15561.9566
| Liquid fuel |  | 0 | 0 | 0 | 0 | 0 | 0 | 0 | 0 | 0 | 0 | 0 | 0 | 0
| Pumped Hydro |  | 50.436 | 53.5978 | 104.6835 | 169.0948 | 180.0065 | 701.7734 | 942.654 | 1188.8819 | 1390.6048 | 1530.5491 | 2000.8334 | 2068.198 | 2266.5781
| Large-scale storage |  | 176.6767 | 252.0618 | 264.0581 | 287.7211 | 325.1526 | 349.5939 | 343.5118 | 351.6662 | 358.688 | 365.9703 | 373.2668 | 370.8774 | 373.3354
| Distributed storage |  | 46.2331 | 94.0998 | 199.1687 | 328.622 | 460.2614 | 700.0108 | 890.393 | 1057.7822 | 1286.2891 | 1531.9177 | 1711.9654 | 1902.2522 | 2071.3495
Region | Technology | 2018-19 | 2019-20 | 2020-21 | 2021-22 | 2022-23 | 2023-24 | 2024-25 | 2025-26 | 2026-27 | 2027-28 | 2028-29 | 2029-30 | 2030-31 | 2031-32 | 2032-33
NSW | Black coal |  | 49537.7582 | 48445.5828 | 46064.2858 | 41896.1136 | 40146.8875 | 39786.5749 | 41614.5347 | 42273.0174 | 42398.6535 | 36652.8246 | 35591.8961 | 34591.5688 | 33301.6623
| Brown coal |  | 0 | 0 | 0 | 0 | 0 | 0 | 0 | 0 | 0 | 0 | 0 | 0 | 0
| Hydro |  | 3080.2718 | 3087.486 | 3122.9284 | 3181.3744 | 3134.9136 | 3181.924 | 3219.9903 | 3305.3602 | 3456.528 | 3619.1451 | 3780.4502 | 3950.0569 | 4008.9181
| CCGT |  | 5.9592 | 13.0507 | 42.7139 | 62.7907 | 32.5829 | 106.9244 | 109.0827 | 103.1308 | 115.6851 | 176.0598 | 126.6077 | 111.8981 | 95.8113
| OCGT |  | 0.0086041 | 0.060137 | 7.913 | 8.9329 | 1.3378 | 79.0838 | 66.3525 | 63.3105 | 64.196 | 57.59 | 53.729 | 63.0104 | 47.425
| Wind |  | 4269.227 | 4265.168 | 4219.7285 | 4311.4712 | 4284.8199 | 4205.3292 | 4257.247 | 4246.0645 | 4209.8465 | 4198.8881 | 4153.364 | 4174.1863 | 4176.5307
| Solar |  | 2218.2934 | 2215.5302 | 2652.8374 | 2887.5379 | 2906.6031 | 2912.6195 | 2883.0672 | 2862.3231 | 2840.884 | 2825.2197 | 2811.8024 | 2735.2269 | 2685.3583
| Liquid fuel |  | 0 | 0 | 0 | 0 | 0 | 0 | 0 | 0 | 0 | 0 | 0 | 0 | 0
| Pumped Hydro |  | 12.8214 | 15.7606 | 38.3404 | 56.4095 | 59.5792 | 63.6186 | 56.9553 | 89.8222 | 103.9713 | 124.4975 | 152.6653 | 174.9768 | 170.8057
| Large-scale storage |  | 0 | 0 | 0 | 0 | 0 | 0 | 0 | 0 | 0 | 0 | 0 | 0 | 0
| Distributed storage |  | 13.8662 | 22.9296 | 64.4492 | 116.05 | 165.9006 | 290.5766 | 373.479 | 448.6329 | 566.0708 | 691.143 | 781.2763 | 866.8365 | 937.2307
QLD | Black coal |  | 37102.1773 | 36385.6474 | 37834.1828 | 39646.2938 | 38662.7678 | 39939.8979 | 37255.9944 | 33474.8657 | 32331.9906 | 33159.5275 | 27414.4629 | 25351.3218 | 24121.2879
| Brown coal |  | 0 | 0 | 0 | 0 | 0 | 0 | 0 | 0 | 0 | 0 | 0 | 0 | 0
| Hydro |  | 635.5137 | 634.7976 | 634.7928 | 634.4971 | 636.5431 | 634.3596 | 634.8116 | 634.9792 | 636.363 | 635.3061 | 634.8385 | 634.8294 | 635.7553
| CCGT |  | 1425.5032 | 1422.5491 | 1426.9724 | 1448.3984 | 1433.3197 | 1459.3894 | 1538.5629 | 1651.3896 | 1658.9705 | 1637.6164 | 1874.5325 | 2063.9362 | 1722.018
| OCGT |  | 589.8289 | 591.431 | 294.4395 | 0 | 0 | 0 | 0 | 3.054 | 5.6702 | 0.40392 | 6.4674 | 22.079 | 2.9195
| Wind |  | 1965.575 | 1965.6988 | 1949.0512 | 1999.7754 | 1976.5182 | 1936.6756 | 1963.089 | 2068.9241 | 2023.1366 | 3711.9607 | 5902.8535 | 5916.7279 | 5860.0104
| Solar |  | 3245.097 | 3242.2924 | 3251.0049 | 3240.0081 | 3252.5148 | 3249.4527 | 4873.9297 | 6723.0181 | 8401.5998 | 8217.3561 | 8370.343 | 8356.1937 | 8221.3454
| Liquid fuel |  | 0 | 0 | 0 | 0 | 0 | 0 | 0 | 0 | 0 | 0 | 0 | 0 | 0
| Pumped Hydro |  | 37.6147 | 37.8372 | 66.3431 | 112.6853 | 120.4273 | 146.8393 | 220.9219 | 370.4685 | 495.8063 | 544.1621 | 955.5981 | 970.7122 | 1158.253
| Large-scale storage |  | 0.40511 | 68.5644 | 70.3542 | 70.1771 | 73.1984 | 75.6148 | 76.46 | 79.8082 | 85.5064 | 91.733 | 90.8615 | 91.6888 | 97.3914
| Distributed storage |  | 11.5129 | 26.5225 | 51.3869 | 80.3689 | 113.5903 | 153.888 | 206.3895 | 253.8966 | 298.4222 | 342.2319 | 388.7256 | 432.3014 | 471.4365
SA | Black coal |  | 0 | 0 | 0 | 0 | 0 | 0 | 0 | 0 | 0 | 0 | 0 | 0 | 0
SA | Brown coal |  | 0 | 0 | 0 | 0 | 0 | 0 | 0 | 0 | 0 | 0 | 0 | 0 | 0
SA | Hydro |  | 0 | 0 | 0 | 0 | 0 | 0 | 0 | 0 | 0 | 0 | 0 | 0 | 0
SA | CCGT |  | 4360.7299 | 4328.4458 | 4342.0056 | 4327.1167 | 4326.5454 | 0 | 0 | 0 | 0 | 0 | 0 | 0 | 0
SA | OCGT |  | 91.3753 | 87.0288 | 72.0302 | 54.7741 | 34.2047 | 73.5785 | 81.9411 | 59.4188 | 75.6232 | 85.8433 | 61.8271 | 63.8739 | 57.5853
SA | Wind |  | 5922.1773 | 5881.8711 | 5773.5559 | 5768.2365 | 5875.1584 | 5803.6946 | 5811.2882 | 5790.7785 | 5732.7139 | 5833.8629 | 5772.8348 | 5788.2397 | 5752.8047
SA | Solar |  | 938.3914 | 934.0911 | 932.0852 | 1327.7502 | 1338.0301 | 2196.6126 | 2600.6918 | 2601.9785 | 2598.9957 | 2591.4298 | 2567.5122 | 2546.6418 | 2531.6944
SA | Liquid fuel |  | 0 | 0 | 0 | 0 | 0 | 0 | 0 | 0 | 0 | 0 | 0 | 0 | 0
SA | Pumped Hydro |  | 0 | 0 | 0 | 0 | 0 | 491.3155 | 664.7768 | 728.5911 | 790.8272 | 861.8895 | 892.5701 | 922.509 | 937.5194
SA | Large-scale storage |  | 23.746 | 22.5651 | 24.1844 | 27.481 | 28.6365 | 36.1605 | 38.3393 | 38.3453 | 40.0848 | 40.3457 | 41.049 | 41.6193 | 41.8356
SA | Distributed storage |  | 5.2511 | 11.6375 | 21.2383 | 34.3248 | 48.1428 | 71.7638 | 90.8863 | 109.9202 | 131.0322 | 154.8628 | 176.015 | 197.4558 | 215.2232
TAS | Black coal |  | 0 | 0 | 0 | 0 | 0 | 0 | 0 | 0 | 0 | 0 | 0 | 0 | 0
TAS | Brown coal |  | 0 | 0 | 0 | 0 | 0 | 0 | 0 | 0 | 0 | 0 | 0 | 0 | 0
TAS | Hydro |  | 8581.525 | 8583.2389 | 8594.6092 | 8583.0682 | 8573.4549 | 8575.2005 | 8574.9581 | 8583.4669 | 8601.4469 | 8582.7888 | 8583.8485 | 8570.7901 | 8575.7929
TAS | CCGT |  | 0.026111 | 0.13035 | 0 | 0 | 0 | 0.28493 | 0.37877 | 0 | 0 | 0.057169 | 0 | 0 | 0
TAS | OCGT |  | 0 | 0 | 0 | 0 | 0 | 0 | 0 | 0 | 0 | 0 | 0 | 0 | 0
TAS | Wind |  | 1337.9149 | 1329.7011 | 1335.7359 | 1342.6198 | 1307.2082 | 1326.2946 | 1328.5994 | 1328.926 | 1340.3034 | 1403.743 | 1440.7614 | 1449.3819 | 1452.9846
TAS | Solar |  | 0 | 0 | 0 | 0 | 0 | 0 | 0 | 0 | 0 | 0 | 0 | 0 | 0
TAS | Liquid fuel |  | 0 | 0 | 0 | 0 | 0 | 0 | 0 | 0 | 0 | 0 | 0 | 0 | 0
TAS | Pumped Hydro |  | 0 | 0 | 0 | 0 | 0 | 0 | 0 | 0 | 0 | 0 | 0 | 0 | 0
TAS | Large-scale storage |  | 0 | 0 | 0 | 0 | 0 | 0 | 0 | 0 | 0 | 0 | 0 | 0 | 0
TAS | Distributed storage |  | 0.011074 | 0.018253 | 0.057087 | 0.043351 | 0.085666 | 0.39898 | 0.31869 | 0.080985 | 0.097596 | 0.10942 | 0.094468 | 0.13517 | 0.14198
VIC | Black coal |  | 0 | 0 | 0 | 0 | 0 | 0 | 0 | 0 | 0 | 0 | 0 | 0 | 0
VIC | Brown coal |  | 31868.6201 | 31477.6284 | 28879.6705 | 27514.6401 | 27322.0335 | 27298.7626 | 25268.8904 | 27122.5232 | 24966.0586 | 24865.2523 | 26820.8743 | 26690.1161 | 24948.6061
VIC | Hydro |  | 3111.8635 | 3094.4683 | 3096.324 | 3064.5372 | 3153.4695 | 3093.1778 | 3091.5248 | 3102.6171 | 3111.4404 | 3118.78 | 3128.3805 | 3081.4116 | 3095.4771
VIC | CCGT |  | 12.5026 | 10.1874 | 7.6654 | 2.5766 | 2.1881 | 0.16686 | 0.36256 | 0 | 0 | 0.28553 | 0 | 0 | 0
VIC | OCGT |  | 9.8698 | 7.678 | 5.8556 | 1.2951 | 0.86203 | 4.4743 | 10.3208 | 1.4014 | 2.6699 | 9.4262 | 0.85461 | 2.0611 | 0.067185
VIC | Wind |  | 8109.8594 | 9339.2824 | 10051.2382 | 11176.6838 | 13297.0769 | 14496.1476 | 14956.414 | 14451.1668 | 14985.7844 | 14821.7105 | 14320.4235 | 14396.2927 | 14474.3454
VIC | Solar |  | 1048.5067 | 1051.067 | 1056.9991 | 1055.8059 | 1314.1085 | 2244.44 | 2256.6821 | 2207.3829 | 2258.7744 | 2236.9791 | 2136.0405 | 2102.0193 | 2123.5585
VIC | Liquid fuel |  | 0 | 0 | 0 | 0 | 0 | 0 | 0 | 0 | 0 | 0 | 0 | 0 | 0
VIC | Pumped Hydro |  | 0 | 0 | 0 | 0 | 0 | 0 | 0 | 0 | 0 | 0 | 0 | 0 | 0
VIC | Large-scale storage |  | 152.5256 | 160.9323 | 169.5196 | 190.063 | 223.3177 | 237.8186 | 228.7125 | 233.5128 | 233.0967 | 233.8916 | 241.3563 | 237.5694 | 234.1084
VIC | Distributed storage |  | 15.5918 | 32.9919 | 62.0372 | 97.835 | 132.5421 | 183.3835 | 219.3195 | 245.2515 | 290.6663 | 343.5706 | 365.854 | 405.5234 | 447.3172
Vic Renewable Energy Zone breakdown (GWh)
Region | Technology | 2018-19 | 2019-20 | 2020-21 | 2021-22 | 2022-23 | 2023-24 | 2024-25 | 2025-26 | 2026-27 | 2027-28 | 2028-29 | 2029-30 | 2030-31 | 2031-32 | 2032-33
VIC | Murray River, Solar |  | 1048.5067 | 1051.067 | 1056.9991 | 1055.8059 | 1314.1085 | 2244.44 | 2256.6821 | 2207.3829 | 2258.7744 | 2236.9791 | 2136.0405 | 2102.0193 | 2123.5585
VIC | Gippsland, Wind |  | 352.6672 | 349.2775 | 349.0855 | 347.4856 | 344.0395 | 348.9708 | 349.659 | 345.812 | 348.578 | 342.0299 | 342.9473 | 343.2775 | 342.4255
VIC | Moyne, Wind |  | 3923.9998 | 3898.4076 | 4292.6112 | 5477.6247 | 7678.1335 | 8927.3784 | 9334.4842 | 8899.2309 | 9369.1558 | 9244.4078 | 8855.6327 | 8908.4382 | 8953.0838
VIC | Western Victoria, Wind |  | 3833.1924 | 5091.5973 | 5409.5415 | 5351.5734 | 5274.904 | 5219.7983 | 5272.2708 | 5206.1239 | 5268.0507 | 5235.2728 | 5121.8435 | 5144.577 | 5178.8361
VIC
VIC
VIC
VIC
VIC