## Overview
This spreadsheet contains the following information concerning Registered Participants in the NEM:-
Sheet | Description
Title Page | This page
Registered Participants | This worksheet contains a list of all Registered Participants, including the category or categories for which each has been registered
Applications Received | This worksheet contains a list of all current Applicants for registration.
Ceasing Registration | This worksheet contains a list of all Registered Participants who have notified AEMO under clause 2.10 that it wishes to cease to be registered in any category of Registered Participant or that it wishes to terminate any of its classifications or loads, generating units or network services.
Suspended Participants | This worksheet contains a list of all Market Participants who are or are going to be suspended.
Production Units (PU) and Scheduled Loads | This worksheet contains a list of all registered Production Units and Scheduled Loads including their classification and basic information. Special conditions of classification are indicated as follows: Please note the Reg Cap generation (MW) and Reg Cap consumption columns display the nameplate rating of the units. Scheduled* - It is a condition of classification that the Registered Participant complies with some of the obligations of a Market Customer in respect of a scheduled load. These units are dispatched as if they were scheduled loads with respect to their dispatch bids, targets and consumption. Accordingly, information about these dispatchable units is reported as market scheduled load information. Non-Scheduled* - It is a condition of classification or under clause 3.8.2(e) of the Rules that the Registered Participant complies with some of the obligations of a Semi-Scheduled Generating Unit. These units are dispatched as market semi-scheduled generating units with respect to their dispatch bids, dispatch levels and generation outputs. Accordingly, information about these dispatchable units is reported as semi-scheduled generating unit information. Non-Scheduled** - It is a condition of classification or under clause 3.8.2(e) of the Rules that the Registered Participant complies with some of the obligations of a Scheduled Production Unit. These unit are dispatched as market scheduled production units with respect to their dispatch bids, targets and generation outputs. Accordingly, information about these dispatchable units is reported as scheduled production unit information. For more information on these - please visit https://aemo.com.au/energy-systems/electricity/national-electricity-market-nem/data-nem/market-management-system-mms-data/dispatch
Exemption - small generation or integrated resource system (IRS) | AEMO may, in accordance with guidelines issued by AEMO, exempt a person from the requirement to register as a Generator or Integrated Resource Provider, subject to such conditions as AEMO deems appropriate, where (in AEMO's opinion) such an exemption is not inconsistent with the market objective (as per clause 2.1A.2 of the Rules). This worksheet contains a list of persons exempted from registering as a Generator or Integrated Resource Provider on the basis of a small generating unit or small bidirectional unit. For more information please see the Guide to Registration Exemptiojns and Production Unit Classificaitons on AEMO's website.
Exemption - Intermediary | A person who is required to be registered under the National Electricity Law or under the Rules as a Generator or Integrated Resource Provider may apply to AEMO for an exemption from that requirement to registered (clause 2.9.3(a) of the Rules). AEMO must allow the exemption if the person notified AEMO of the identify of an intermediary to be registered instead of the applicant, with the consent of the intermediary (clause 2.9.3(b) of the Rules). This worksheet contains a list of all persons who have nominated intermediaries and the names of the relevant intermediaries.
Exemption - Central Dispatch | One or more production units at a connection point with a combined nameplate rating under 30 MW (for generating units) or under 5 MW (for bidirectional units) are normally classified as non-scheduled (clause 2.2.3(a) and (a1) of the Rules). AEMO may approve the classification of production units above these thresholds as non-scheduled if AEMO is satisfied they meet the criteria in clause 2.2.3(b) of the Rules. These criteria have been amended over time. If AEMO approves a non-scheduled classification under clause 2.2.3(b), the relevant production unit will not participate in central dispatch unless AEMO requires compliance with dispatch-related obligations - either as a condition of classification under clause 2.2.3(c), or subsequently under clause 3.8.2(e) of the Rules. This worksheet lists generating units 30 MW or over and bidirectional units 5 MW or over that have been classified as non-scheduled, and the reasons for AEMO’s approval at the time of classification. In this list, *Non-Scheduled* and Non-Scheduled** have the same meanings as in the PU and Scheduled Loads list.
Ancillary Services | This worksheet contains a list of persons who are registered to provide Ancillary Services and their standing data (as per clause 3.13.3)
Wholesale Demand Response Units | This worksheet contains a list of registered Wholesale Demand Resonse Units (2.3.6)
Metering Coordinators | This worksheet contains a list of persons who have applied to be a Metering Coordinator under clause 2.4A.
Dedicated Connection Assets | This worksheet contains a list of NSP whom have Dedicated Connection Assets under clause 2.5.1A

## Registered Participants
Registered Participants | ABN / ACN | Demand Response Service Provider - Ancillary Service Load | Demand Response Service Provider - Wholesale Demand Response Unit | Generator Market - Scheduled | Generator Market Non-Scheduled | Generator Market Semi-Scheduled | Generator Non-Market Non-Scheduled | Integrated Resource Provider | Market Customer | Metering Coordinator | Market SAPS Resource Provider | Market NSP | NSP (Transmission) | NSP (Distribution) | NSP (Other) | Special Participant System Operator | Special Participant Distribution Operator | Trader | Intending | Reallocator
| Totals | 13 | 2 | 30 | 60 | 134 | 14 | 84 | 109 | 35 | 2 | 1 | 14 | 18 | 2 | 6 | 15 | 35 | 208 | 9 | 640
1st Energy Pty Ltd | 71 604 999 706 | [7 empty] | 1 | [11 empty] | 1
Acacia Energy Pty Ltd | 11 636 514 415 | 1 | [5 empty] | 1 | 1 | [11 empty] | 1
A-CAES NSW Pty Ltd | 86 644 102 858 | [17 empty] | 1 |  | 1
ACEN Robbins Island Pty Ltd | 35 618 734 277 | [17 empty] | 1 |  | 1
ACLE Services Pty Ltd | 66 631 910 659 | [6 empty] | 1 | [12 empty] | 1
Active Stream Pty Ltd | 32 603 459 267 | [8 empty] | 1 | [10 empty] | 1
Acumen Metering Pty Ltd | 69 105 423 541 | [8 empty] | 1 | [10 empty] | 1
Adelaide Brighton Cement Limited | 96 007 870 199 | [7 empty] | 1 | [11 empty] | 1
AE BESS 11 PTY LTD as Trustee for AE BESS 11 Unit Trust | 29 688 271 476 | [17 empty] | 1 |  | 1
AE BESS 2 Pty Ltd as Trustee for AE BESS 2 Unit Trust | 57 187 557 525 | [17 empty] | 1 |  | 1
AE BESS 3 Pty Ltd as Trustee for AE BESS 3 Unit Trust | 11 910 484 635 | [17 empty] | 1 |  | 1
AGL Australia Markets Pty Limited | 26 118 609 813 |  |  |  | 1 | [15 empty] | 1
AGL Dalrymple Pty Limited | 47 122 144 709 | [6 empty] | 1 | [12 empty] | 1
AGL Energy Services Pty Limited | 57 074 821 720 | 1 | [18 empty] | 1
AGL Hydro Partnership | 86 076 691 481 |  |  | 1 | 1 | 1 | 1 | 1 | 1 | [11 empty] | 1
AGL Liddell BESS Pty Ltd | 16 667 989 531 | [6 empty] | 1 | [12 empty] | 1
AGL Loy Yang Marketing Pty Ltd | 19 105 758 316 |  |  | 1 | [16 empty] | 1
AGL Macquarie Pty Limited | 18 167 859 494 |  |  | 1 |  |  |  | 1 | 1 | [11 empty] | 1
AGL Power Generation Pty Limited | 45 086 586 192 | [17 empty] | 1 |  | 1
AGL SA Generation Pty Limited | 84 081 074 204 |  |  | 1 | 1 | 1 |  | 1 | [12 empty] | 1
AGL Sales (Queensland Electricity) Pty Limited | 66 078 875 902 |  |  | 1 |  |  |  | 1 | 1 | [11 empty] | 1
AGL Sales Pty Limited | 88 090 538 337 | [7 empty] | 1 | [11 empty] | 1
AGL South Australia Pty Ltd | 49 091 105 092 | [7 empty] | 1 | [11 empty] | 1
Alcoa of Australia Limited | 93 004 879 298 | [7 empty] | 1 | [11 empty] | 1
Alcoa Portland Aluminium Pty Ltd | 80 006 306 752 | [7 empty] | 1 | [11 empty] | 1
Aldoga Solar farm Pty Ltd | 70 669 044 339 |  |  |  |  | 1 | [14 empty] | 1
Alinta Energy Cea Trading Pty Ltd | 54 605 450 271 | [16 empty] | 1 |  |  | 1
Alinta Energy Retail Sales Pty Ltd | 22 149 658 300 |  |  | 1 | 1 | 1 |  |  | 1 | [11 empty] | 1
Alinta Sales Pty Ltd | 92 089 531 984 |  |  | 1 | [16 empty] | 1
Amalgamated Energy Services Pty Ltd | 35 636 036 676 | 1 | [18 empty] | 1
Amber Electric Pty Ltd | 98 623 603 805 | [7 empty] | 1 | [11 empty] | 1
Ampol Energy (Retail) Pty Ltd | 21 652 913 347 | [7 empty] | 1 | [11 empty] | 1
Ampol Energy (Wholesale Trading) Pty Ltd | 89 660 016 062 | [7 empty] | 1 | [8 empty] | 1 |  |  | 1
Ampyr Australia Pty Ltd | 68 630 312 015 | [17 empty] | 1 |  | 1
Anglo Coal (CapCoal Management) Pty Limited | 73 010 037 564 | [12 empty] | 1 |  |  | 1 |  |  |  | 1
Anglo Coal (Moranbah North Management) Pty Limited | 14 069 603 587 | [12 empty] | 1 | [6 empty] | 1
APA Infrastructure Limited | 89 009 666 700 | [7 empty] | 1 | [11 empty] | 1
Apsu Power Pty Ltd | 11 613 995 243 | [6 empty] | 1 | [12 empty] | 1
Ararat Wind Farm Pty Ltd | 86 158 062 358 |  |  |  |  | 1 | [14 empty] | 1
Ardandra Solar Farm Pty Ltd as trustee for Ardandra Solar Farm Trust | 84 181 384 965 | [17 empty] | 1 |  | 1
Argyle Solar Farm Pty Ltd | 68 624 521 848 | [17 empty] | 1 |  | 1
Ark Energy Projects Pty Ltd | 84 150 163 143 | [17 empty] | 1 |  | 1
Armidale BESS Project Pty Ltd | 84 636 880 549 | [17 empty] | 1 |  | 1
Arrow Energy Trading Pty Ltd | 68 139 053 133 |  |  |  | 1 | [12 empty] | 1 |  |  | 1
Athena Energy Australia (Holdings) Pty Ltd | 69 630 577 418 | [17 empty] | 1 |  | 1
Atherton Solar Farm Pty Ltd | 625 266 033 | [17 empty] | 1 |  | 1
Attunga Capital Pty Ltd | 96 117 683 093 | [16 empty] | 1 |  |  | 1
Augusta BESS Pty Ltd | 62 662 295 383 | [17 empty] | 1 |  | 1
Aurora Energy Pty Ltd | 85 082 464 622 | [7 empty] | 1 | [11 empty] | 1
Ausgrid Operator Partnership, a partnership carried out under that name by: Blue Op Partner Pty Ltd ACN 615 217 500 as trustee for the Blue Op Partner Trust; ERIC Alpha Operator Corporation 1 Pty Ltd ACN 612 975 096 as trustee for the ERIC Alpha Operator Trust 1; ERIC Alpha Operator Corporation 2 Pty Ltd ACN 612 975 121 as trustee for the ERIC Alpha Operator Trust 2; ERIC Alpha Operator Corporation 3 Pty Ltd ACN 612 975 185 as trustee for the ERIC Alpha Operator Trust 3; and ERIC Alpha Operator Corporation 4 Pty Ltd ACN 612 975 210 as trustee for the ERIC Alpha Operator Trust 4. | 78 508 211 731 | [8 empty] | 1 | 1 |  |  | 1 |  |  | 1 |  |  |  | 1
AusNet Electricity Services Pty Ltd | 91 064 651 118 | [8 empty] | 1 |  |  |  | 1 |  | 1 |  |  |  |  | 1
AusNet Infrastructure No.1 Pty Ltd as Trustee for AusNet Infrastructure Trust | 40 393 557 464 | [8 empty] | 1 |  |  | 1 | [7 empty] | 1
AusNet Infrastructure No.2 Pty Ltd as trustee for the AusNet Infrastructure No.2 Trust | 65 387 116 570 | [8 empty] | 1 |  |  | 1 | [7 empty] | 1
AusNet Transmission Group Pty Ltd | 78 079 798 173 | [8 empty] | 1 |  |  | 1 |  | 1 | [5 empty] | 1
Australia Continental Energy Pty Ltd | 72 142 956 616 | [16 empty] | 1 |  |  | 1
Australia Energy Wind Farm Pty Ltd | 25 614 608 454 | [17 empty] | 1 |  | 1
Australia Plains Solar Project Pty Ltd | 632 922 153 | [17 empty] | 1 |  | 1
Australian Fortescue Future Industries Pty Ltd | 94 646 221 801 | [17 empty] | 1 |  | 1
Australian Industrial Power Pty Ltd | 31 645 593 497 | [17 empty] | 1 |  | 1
B.E. Power Projects Pty Ltd as Trustee for the Big T Unit Trust | 24 518 234 013 | [17 empty] | 1 |  | 1
Balance Commodities and Energy Pty Ltd | 18 623 247 003 | [6 empty] | 1 | 1 | [11 empty] | 1
Balranald Wind Farm Pty Ltd | 35 653 470 690 | [17 empty] | 1 |  | 1
Banpu Energy Australia Pty Limited | 95 637 226 825 | [16 empty] | 1 |  |  | 1
Barnawartha Solar Pty Ltd | 88 651 830 278 | [17 empty] | 1 |  | 1
Barunggam Solar Farms Pty Ltd | 56 624 634 395 | [17 empty] | 1 |  | 1
Basslink Pty Ltd | 52 090 996 231 | [10 empty] | 1 | [8 empty] | 1
BayWa r.e. Projects Australia Pty Ltd | 51 606 343 757 | [17 empty] | 1 |  | 1
BE PRO BD Pty Ltd | 18 662 309 328 | [17 empty] | 1 |  | 1
BE Pro J Pty Ltd | 17 624 192 338 | [17 empty] | 1 |  | 1
BE Pro MC1 Pty Ltd | 19 676 365 290 | [17 empty] | 1 |  | 1
Beebo Solar Farm Pty Ltd as Trustee for Beebo Solar Farm Unit Trust | 25 426 152 709 | [17 empty] | 1 |  | 1
Berrybank 2 Asset Pty Ltd as trustee for Berrybank 2 Asset Trust | 66 420 407 293 |  |  |  |  | 1 |  | 1 | [12 empty] | 1
Berrybank Development Pty Ltd | 94 146 466 882 |  |  |  |  | 1 | [14 empty] | 1
BESS Arctic Pty Ltd | 47 659 303 554 | [17 empty] | 1 |  | 1
BESS Kalkallo Pty Ltd | 85 646 383 468 | [17 empty] | 1 |  | 1
BESS Longwarry Pty Ltd | 27 642 469 234 | [6 empty] | 1 | [12 empty] | 1
BESS Officer Pty Ltd | 12 646 383 913 | [17 empty] | 1 |  | 1
BESS Pacific Pty Ltd | 55 659 303 590 | [17 empty] | 1 |  | 1
Bess Penfield Pty Ltd | 79 646 380 574 | [17 empty] | 1 |  | 1
Birdwood Energy Reserve Pty Ltd as trustee for the Birdwood Energy Reserve Trust | 77 158 663 851 | [17 empty] | 1 |  | 1
Birdwood Trading Pty Ltd | 50 156 004 732 | [5 empty] | 1 | 1 | [12 empty] | 1
Blue Mackerel North Pty Ltd | 32 667 056 439 | [17 empty] | 1 |  | 1
Blue NRG Pty Ltd | 30 151 014 658 | [7 empty] | 1 | [11 empty] | 1
Blue Pacific Energy Pty Ltd | 37 628 273 656 | [16 empty] | 1 |  |  | 1
Bluecurrent (Australia) Pty Limited | 28 098 108 797 | [8 empty] | 1 | [10 empty] | 1
Blyth Battery Pty Ltd as the Trustee for Blyth Battery Trust | 86 483 340 404 | [6 empty] | 1 | [12 empty] | 1
Boco Rock Wind Farm Pty Ltd | 49 137 886 750 |  |  |  |  | 1 | [14 empty] | 1
Bodangora Wind Farm Pty Limited | 79 134 443 904 |  |  |  |  | 1 | [14 empty] | 1
Boer Energy (Australia) Pty Ltd | 38 625 253 090 | [17 empty] | 1 |  | 1
Bomen Solar Farm Pty Ltd (ACN 620 832 108) as trustee for Bomen SF Trust | 67 363 258 504 |  |  |  |  | 1 | [14 empty] | 1
Bookaar Renewables Pty Ltd | 45 615 475 244 | [17 empty] | 1 |  | 1
Boral Cement Ltd | 62 008 528 523 | 1 | [18 empty] | 1
Bordstrong Developments Pty Ltd (Trading as Solar Q) | 47 613 208 414 | [17 empty] | 1 |  | 1
Bouldercombe Battery Project Co Pty Ltd as trustee for Bouldercombe Battery Project Trust | 22 186 148 303 | [6 empty] | 1 | [12 empty] | 1
Bouldercombe North BESS Pty Ltd | 89 678 089 775 | [17 empty] | 1 |  | 1
BP Energy Asia Private Limited | 77 549 205 033 | [18 empty] | 1 | 1
BP Energy Australia Pty Ltd | 74 653 709 810 | [18 empty] | 1 | 1
Braemar Power Project Pty Ltd | 54 113 386 600 |  |  | 1 |  | 1 |  |  | 1 | [11 empty] | 1
Brendale Battery ProjectCo Pty Ltd | 26 664 303 520 | [6 empty] | 1 | [12 empty] | 1
Brighte Energy Pty Ltd | 36 646 449 247 | [7 empty] | 1 | [11 empty] | 1
Brinkworth Solar Farm Pty Ltd | 98 630 724 579 | [17 empty] | 1 |  | 1
Broadsound Solar Farm Pty Ltd | 15 620 028 097 | [17 empty] | 1 |  | 1
Bulgana Wind Farm Pty Ltd | 29 162 201 569 | [6 empty] | 1 | [12 empty] | 1
Bulli Creek Hybrid Nominee Pty Ltd (ACN 672 917 261) as trustee for the Bulli Creek Hybrid Trust | 85 512 880 186 | [17 empty] | 1 |  | 1
Bungala One Operations Pty Ltd as trustee for the Bungala One Operations Trust | 65 449 871 039 |  |  |  |  | 1 | [14 empty] | 1
Bungala Two Operations Pty Ltd as trustee for the Bungala Two Operations Trust | 77 292 664 630 |  |  |  |  | 1 | [14 empty] | 1
Bungama BESS Nominee Pty Ltd as Trustee for Bungama BESS Trust | 82 997 700 150 | [17 empty] | 1 |  | 1
Bungama Project (BESS) Operations Pty Ltd | 35 621 450 995 | [17 empty] | 1 |  | 1
Bungama Project (solar) Operations Pty Ltd | 84 621 450 762 | [17 empty] | 1 |  | 1
Bunyip North Project Co Pty Ltd as trustee for Bunyip North Project Trust | 78 150 863 398 | [17 empty] | 1 |  | 1
BWF Nominees Pty Ltd as The Trustee for the BWF Trust | 60 747 209 343 |  |  |  |  | 1 | [14 empty] | 1
Callide Power Trading Pty Limited | 80 082 468 719 |  |  | 1 | [16 empty] | 1
CamperDown BESS Pty Ltd | 48 678 085 919 | [17 empty] | 1 |  | 1
Canadian Solar (Australia) Pty Limited | 61 149 125 020 | [17 empty] | 1 |  | 1
Canunda Power Pty Ltd | 31 103 087 341 |  |  |  | 1 | [15 empty] | 1
Cape Byron Management Pty Ltd | 26 165 320 445 |  |  |  | 1 | [15 empty] | 1
Capital Battery Pty Ltd as Trustee for Capital Battery Trust | 21 182 633 799 | [6 empty] | 1 | [12 empty] | 1
Capricorn SF No1 Pty Ltd | 36 611 727 765 |  |  |  |  | 1 | [14 empty] | 1
Castleton Commodities Merchant Asia Co Pte Ltd | 153 463 846 | [16 empty] | 1 |  |  | 1
Cathedral Rocks Wind Farm Pty Ltd | 87 107 113 708 |  |  |  | 1 | [15 empty] | 1
Cayman Emerging Manager Platform SPC Bold Capital Master Fund 2 SP | N/A | [16 empty] | 1 |  |  | 1
CDC Data Centres Pty Ltd | 125 710 394 | [17 empty] | 1 |  | 1
Cherry Tree Wind Farm Pty Ltd as trustee for The Cherry Tree Project trust | 19 446 997 168 |  |  |  |  | 1 | [14 empty] | 1
Childers Solar Pty Ltd as Trustee for the Childers Solar Trust (ABN 80 434 756 620) | 70 609 374 058 |  |  |  |  | 1 | [14 empty] | 1
CI QLD PHES 1 Pty Ltd (ACN 663 650 600) as the trustee for CI QLD PHES 1 Trust | 24 230 739 114 | [17 empty] | 1 |  | 1
Citadel Advisors Australia Pty Limited | 687 675 761 | [17 empty] | 1 |  | 1
CitiPower Pty Ltd | 76 064 651 056 | [8 empty] | 1 |  |  |  | 1 |  |  | 1 |  |  |  | 1
CKI Utilities Development Limited, PAI Utilities Development Limited, Spark Infrastructure SA (NO3) PTY Limited, Spark Infrastructure SA (NO1) PTY Limited, Spark Infrastructure SA (NO2) PTY Limited (SA Power Networks) | 13 332 330 749 |  |  |  | 1 |  |  |  |  | 1 |  |  |  | 1 |  |  | 1 |  |  |  | 1
Cl Summerfield BESS Pty Ltd as Trustee for the Cl Summerfield BESS Trust | 44 295 974 525 | [17 empty] | 1 |  | 1
Clare Solar Farm Pty Ltd | 78 611 346 859 |  |  |  |  | 1 | [14 empty] | 1
Clean Technology Partners Pty Ltd | 19 149 191 337 | [17 empty] | 1 |  | 1
CleanCo Queensland Limited | 85 628 008 159 |  |  | 1 | 1 | 1 |  | 1 | 1 | [11 empty] | 1
CleanPeak Energy Retail Pty Ltd | 18 623 916 138 | [6 empty] | 1 | [12 empty] | 1
CleanTech Energy Pty Ltd | 26 603 595 704 | [7 empty] | 1 | [11 empty] | 1
Clermont Asset Co Pty Ltd ATF Clermont Solar Unit Trust | 99 167 685 924 |  |  |  |  | 1 | [14 empty] | 1
Cobden BESS Pty Ltd | 93 678 086 041 | [17 empty] | 1 |  | 1
Cobra CWO NO Pty Ltd Limited & Others, trading as 'ACEREZ Partnership' carried out by: Concesiones CWO REZ NO Pty Limited (ACN 670 755 521) as trustee for Concesiones CWO REZ NO Trust (ABN 84 972 532 141); and Cobra CWO NO Pty Limited (ACN 670 780 631) as trustee for Cobra CWO NO Trust (ABN 12 608 310 365); and Endeavour Energy REZ NO Partnership as Trustee for Edwards REZ NO Trust & Others (ABN 73 599 732 810) carried on under that name by: Edwards REZ NO Pty Ltd (ACN 670 791 321) as trustee for Edwards REZ NO Trust (ABN 89 357 786 879); ERIC Epsilon REZ NO 1 Pty Ltd (ACN 669 396 801) as trustee for ERIC Epsilon REZ NO Trust 1 (ABN 79 175 710 337); ERIC Epsilon REZ NO 2 Pty Ltd (ACN 669 396 909) as trustee for ERIC Epsilon REZ NO Trust 2 (ABN 52 389 717 594); ERIC Epsilon REZ NO 3 Pty Ltd (ACN 669 397 040) as trustee for ERIC Epsilon REZ NO Trust 3 (ABN 98 587 645 745); and ERIC Epsilon REZ NO 4 Pty Ltd (ACN 669 397 237) as trustee for ERIC Epsilon REZ NO Trust 4 (ABN 75 638 622 344). | 48 205 081 299 | [11 empty] | 1 | [7 empty] | 1
Coleambally BESS Pty Ltd as trustee for Coleambally BESS Trust | 61 371 314 839 | [17 empty] | 1 |  | 1
Coleambally Solar Pty Ltd | 91 618 341 209 |  |  |  |  | 1 | [14 empty] | 1
Collector Wind Farm Pty Ltd | 87 160 195 460 |  |  |  |  | 1 | [14 empty] | 1
Colt Energy Pty Ltd | 82 627 911 335 | [6 empty] | 1 | [12 empty] | 1
Columboola Solar Farm Nominees Pty Ltd as Trustee for Columboola Solar Farm Op Trust | 63 410 596 478 |  |  |  |  | 1 | [14 empty] | 1
Comet Energy Pty Ltd | 44 677 198 962 | [17 empty] | 1 |  | 1
Commonwealth Bank of Australia | 48 123 123 124 | [16 empty] | 1 |  |  | 1
Coonooer Bridge Wind Farm Pty Ltd | 35 160 665 485 |  |  |  | 1 | [15 empty] | 1
Corop Solar Farm Pty Ltd | 45 631 987 990 | [17 empty] | 1 |  | 1
Corowa Operationsco Pty Ltd as Trustee for the Corowa Operations Trust | 75 443 884 557 |  |  |  |  | 1 | [14 empty] | 1
Covau Pty Limited | 54 090 117 730 | [7 empty] | 1 | [11 empty] | 1
CPE Mascot Pty Ltd | 22 100 209 354 |  |  |  | 1 |  |  | 1 | 1 | [11 empty] | 1
Crookwell 3 Development Pty Ltd | 70 631 831 297 |  |  |  |  | 1 | [14 empty] | 1
Crookwell Development Pty Ltd | 53 106 800 480 |  |  |  |  | 1 | [14 empty] | 1
Crossroads Renewable Energy Pty Ltd | 49 661 058 886 | [17 empty] | 1 |  | 1
CRWF Nominees Pty Ltd as Trustee for CRWF Trust | 89 143 134 671 |  |  |  |  | 1 | [14 empty] | 1
CS Energy Limited | 54 078 848 745 |  |  | 1 | 1 |  |  | 1 | 1 | [11 empty] | 1
CS SubCO PTY LTD (ACN 625 078 159) as The Trustee for Carwarp SF SPV | 62 265 316 435 |  |  |  |  | 1 | [14 empty] | 1
CSR Building Products Limited | 55 008 631 356 | [7 empty] | 1 | [11 empty] | 1
Culcairn Solar Farm Pty Ltd as trustee for Culcairn Solar Farm Trust | 30 401 325 006 | [6 empty] | 1 | [12 empty] | 1
Cullerin Range Wind Farm Pty Ltd | 38 126 197 126 |  |  |  | 1 | [15 empty] | 1
CuString Pty Ltd | 47 137 531 054 | [17 empty] | 1 |  | 1
Dalby Asset Co Pty Ltd As Trustee For The Dalby Asset Trust | 56 389 973 696 | [6 empty] | 1 | [12 empty] | 1
DAME Technologies Pty Ltd | 64 652 952 479 | [7 empty] | 1 | [11 empty] | 1
Danske Commodities Australia Pty Ltd | 52 621 320 581 | [16 empty] | 1 |  |  | 1
Darling Downs Solar Farm Pty Ltd | 35 611 319 003 |  |  |  |  | 1 | [14 empty] | 1
Darlington Point BESS Pty Ltd (ACN 650 425 880) as Trustee for the Darlington Point BESS Trust | 86 756 967 422 | [17 empty] | 1 |  | 1
Darlington Point Solar Farm Pty Ltd | 54 615 736 984 |  |  |  |  | 1 |  |  | 1 | [11 empty] | 1
Daydream Solar Farm Pty Ltd as trustee for the Daydream Solar Farm Trust | 94 334 622 922 |  |  |  |  | 1 | [14 empty] | 1
Delburn Wind Farm Pty Ltd | 61 614 090 130 | [17 empty] | 1 |  | 1
Delta Electricity | 75 162 696 335 |  |  | 1 |  |  |  |  | 1 | [11 empty] | 1
Derby Solar Project Pty Ltd As The Trustee for Derby Solar Project Unit Trust | 23 154 154 911 | [17 empty] | 1 |  | 1
Diamond Energy Pty Ltd | 97 107 516 334 |  |  |  | 1 | 1 |  | 1 | 1 | [11 empty] | 1
Directlink (No. 1) Pty Limited ABN 85 085 123 468, Directlink (No. 2) Pty Limited ABN 87 095 439 222, and Directlink (No. 3) Pty Limited ABN 86 095 449 817 trading as Directlink Joint Venture. | 16 779 340 889 | [11 empty] | 1 | [7 empty] | 1
Disam Australia Pty Ltd | 32 650 691 124 | [16 empty] | 1 |  |  | 1
Discover Energy Pty Ltd | 20 619 204 750 | [6 empty] | 1 | 1 | [11 empty] | 1
DP Green Energy Pty Limited | 83 619 723 929 | [17 empty] | 1 |  | 1
DPESS Pty Ltd As The Trustee for The DPESS Trust | 15 781 846 258 | [7 empty] | 1 | [11 empty] | 1
Dubbo Solar Hub Pty Ltd | 81 615 225 968 |  |  |  | 1 | [15 empty] | 1
Dulacca Energy Project Co Pty Ltd | 51 643 652 368 |  |  |  |  | 1 | [14 empty] | 1
Dumaresq Solar Farm Pty Limited | 66 636 603 373 | [17 empty] | 1 |  | 1
Dundonnell Wind Farm Pty Ltd | 17 133 651 019 |  |  |  |  | 1 | [14 empty] | 1
Dysart 1 Pty Ltd | 609 597 248 | [17 empty] | 1 |  | 1
Dysart Solar Farm Pty Ltd | 38 619 931 412 | [17 empty] | 1 |  | 1
Edenvale Solar Park Pty Ltd | 627 088 359 |  |  |  |  | 1 | [14 empty] | 1
EDF Australia Pacific Pty Ltd | 51 664 931 079 | [17 empty] | 1 |  | 1
Edify Energy Pty Ltd | 85 060 684 995 | [17 empty] | 1 |  | 1
EDL (OCI) Pty Ltd | 85 113 489 295 |  |  |  | 1 | [15 empty] | 1
EDL (TT) Pty Limited | 95 088 169 135 |  |  |  | 1 | [15 empty] | 1
EDL CSM (QLD) Pty Ltd | 48 098 224 269 |  |  |  | 1 | [15 empty] | 1
EDL Group Operations Pty Ltd | 39 055 555 416 | [5 empty] | 1 | 1 | [12 empty] | 1
EDL LFG (NSW) Pty Ltd | 37 070 941 794 |  |  |  | 1 | [15 empty] | 1
EDL LFG (QLD) Pty Ltd | 21 071 089 579 |  |  |  | 1 | [15 empty] | 1
EDL LFG (SA) Pty Ltd | 21 055 640 321 |  |  |  | 1 | [15 empty] | 1
EDL LFG (VIC) Pty Ltd | 69 061 503 348 |  |  |  | 1 | [15 empty] | 1
EDL Projects (Australia) Pty Ltd | 37 084 776 616 |  |  |  | 1 | [15 empty] | 1
EDPR Australia Pty Ltd | 38 633 420 309 | [6 empty] | 1 | [12 empty] | 1
EE Solar 12 Pty Ltd as trustee for the EE Solar 12 Trust | 26 979 780 478 | [17 empty] | 1 |  | 1
EE Solar 6 Pty Ltd as trustee for EE Solar 6 Trust | 65 151 661 941 |  |  |  |  | 1 | [14 empty] | 1
EIWA Bundaberg Solar Pty Ltd | 26 626 084 544 | [17 empty] | 1 |  | 1
EIWA GIN GIN Renewable Energy Park Pty Ltd | 21 671 591 521 | [17 empty] | 1 |  | 1
EIWA Karrabin Solar Pty Ltd | 62 631 174 788 | [17 empty] | 1 |  | 1
Eku Energy Projects (Australia) Pty Ltd as trustee for the Eku Energy Projects (Australia) Trust | 66 499 564 268 | [17 empty] | 1 |  | 1
Electrag Pty Ltd | 42 115 459 848 | [7 empty] | 1 | [11 empty] | 1
ElectraNet Pty Limited | 41 094 482 416 | [8 empty] | 1 |  |  | 1 |  |  | 1 |  |  |  |  | 1
ElectraNet SA (Transmission Lessor Corporation) | 62 442 362 946 | [11 empty] | 1 |  |  | 1 |  |  |  |  | 1
Ellis Air Connect Pty Ltd | 17 640 563 248 | [7 empty] | 1 | [11 empty] | 1
Elysian Energy Pty Ltd(Administrators Appointed)(Receivers & Managers Appointed) | 85 617 526 333 | [7 empty] | 1 | [11 empty] | 1
Endeavour Energy | 11 247 365 823 | [8 empty] | 1 |  |  |  | 1 |  |  | 1 |  |  |  | 1
Endeavour Energy Network Operator Partnership: Edwards O Pty Limited (ACN 618 643 486) as trustee for Edwards O Trust; ERIC Epsilon Operator Corporation 1 Pty Ltd (ACN 617 221 735) as trustee for ERIC Epsilon Operator Trust 1; ERIC Epsilon Operator Corporation 2 Pty Ltd (ACN 617 221 744) as trustee for ERIC Epsilon Operator Trust 2; ERIC Epsilon Operator Corporation 3 Pty Ltd (ACN 617 221 753) as trustee for ERIC Epsilon Operator Trust 3; ERIC Epsilon Operator Corporation 4 Pty Ltd (ACN 617 221 771) as trustee for ERIC Epsilon Operator Trust 4; | 618 643 486 | [15 empty] | 1 |  |  |  | 1
Enel X Australia Pty Ltd | 49 104 710 278 | 1 | 1 |  | 1 |  |  | 1 | [12 empty] | 1
Energex Limited | 40 078 849 055 | [8 empty] | 1 |  |  |  | 1 |  |  | 1 |  |  |  | 1
Energy Locals Pty Ltd | 23 606 408 879 | [6 empty] | 1 | 1 | [11 empty] | 1
Energy Pacific (Vic) Pty Ltd | 18 063 543 984 |  |  |  | 1 | [15 empty] | 1
Energy Services Management Pty Ltd | 95 619 512 935 | [7 empty] | 1 | [11 empty] | 1
EnergyAustralia Ecogen Pty Ltd | 86 086 589 611 |  |  | 1 | [16 empty] | 1
EnergyAustralia Pty Ltd | 99 086 014 968 |  |  | 1 | 1 |  |  | 1 | 1 | [11 empty] | 1
EnergyAustralia Yallourn Pty Ltd | 47 065 325 224 |  |  | 1 |  |  |  |  | 1 | [11 empty] | 1
EnergyX Markets Pty Ltd | 46 654 593 469 | 1 | [5 empty] | 1 | [12 empty] | 1
Enernet Kestrel Pty Ltd | 680 474 891 | [17 empty] | 1 |  | 1
Enerparc Australia Pty Ltd | 46 622 182 469 | [17 empty] | 1 |  | 1
Engie Energy Marketing Australia Pty Ltd | 94 650 290 047 | [18 empty] | 1 | 1
ENGIE Partnership: IPower 2 Pty Ltd (ACN 070 374 293) and IPower Pty Ltd (ACN 111 267 228) | 67 269 241 237 | [7 empty] | 1 | [11 empty] | 1
Enova Energy Pty Ltd (Administrators Appointed) | 16 606 176 756 | [7 empty] | 1 | [11 empty] | 1
Epho Asset Management | 22 168 630 546 | [6 empty] | 1 | [12 empty] | 1
Epoch Capital Pty Ltd | 16 128 329 395 | [16 empty] | 1 |  |  | 1
Epoch Energy Solutions Pty Ltd | 22 621 651 321 | [16 empty] | 1 |  |  | 1
Equis Energy (Australia) Projects (MREH A1 AssetCo) Pty Ltd ACN 669 645 461 as The trustee for Equis Energy (Australia) MREH A1 Asset Trust | 92 607 537 147 | [6 empty] | 1 | [12 empty] | 1
Equis Energy (Australia) Projects (MREH A2 AssetCo) Pty Ltd ACN 669 645 489 as The Trustee for Equis Energy (Australia) MREH A2 Asset Trust | 34 770 707 887 | [6 empty] | 1 | [12 empty] | 1
Equis Energy (Australia) Projects (Ngumi 7) Pty Ltd (658 672 729) as trustee for Equis Energy (Australia) Ngumi 7 Asset Trust | 21 661 657 470 | [17 empty] | 1 |  | 1
Ergon Energy Corporation Limited | 50 087 646 062 | [8 empty] | 1 |  |  |  | 1 |  |  | 1 |  |  |  | 1
Ergon Energy Queensland Pty Ltd | 11 121 177 802 |  |  | 1 |  | 1 |  |  | 1 | 1 | [10 empty] | 1
Essential Energy | 37 428 185 226 | [7 empty] | 1 | 1 | 1 |  |  | 1 |  |  | 1 |  |  |  | 1
Eurimbula Projectco Pty Ltd as the Trustee for Eurimbula Project Trust | 77 895 536 760 | [17 empty] | 1 |  | 1
Everleigh Solar Park Pty Ltd | 62 627 091 525 | [17 empty] | 1 |  | 1
Finley Solar Farm Pty Ltd (ABN 89 616 527 621) as trustee for the Finley Solar Trust | 63 656 675 511 |  |  |  |  | 1 |  |  | 1 | [11 empty] | 1
Firm Power Pty Ltd | 18 631 500 519 | [17 empty] | 1 |  | 1
Firmus Infrastructure Pty Ltd | 24 655 510 151 | 1 | [18 empty] | 1
First Solar (Australia) Pty Ltd | 66 141 686 946 | [17 empty] | 1 |  | 1
Flipped Energy Australia Pty Ltd | 73 653 445 740 | [7 empty] | 1 | [11 empty] | 1
Flo Energy Australia Pty Ltd | 59 664 209 330 | [7 empty] | 1 | [11 empty] | 1
Foresight Solar Australia Pty Ltd | 19 611 378 584 | [17 empty] | 1 |  | 1
Forest Wind Holdings Pty Ltd | 73 628 955 028 | [17 empty] | 1 |  | 1
Frankies Number Pty Ltd | 61 147 862 753 | [16 empty] | 1 |  |  | 1
Fraser Coast Solar Development Pty Ltd | 94 634 420 527 | [17 empty] | 1 |  | 1
FRV Services Australia Pty Ltd | 60 151 469 662 | [17 empty] | 1 |  | 1
FS NSW Project No 1 At Pty Ltd (ACN 621 215 969) as trustee for the FS NSW Project No 1 Asset Trust | 64 652 826 541 |  |  |  |  | 1 | [14 empty] | 1
Fulham Solar Farm Pty Ltd As The Trustee for Fulham Solar Farm Trust | 87 473 760 911 | [17 empty] | 1 |  | 1
GAIA Australia Pty Ltd | 67 607 860 597 | [17 empty] | 1 |  | 1
Gannawarra Solar Farm Pty Ltd | 33 615 736 895 |  |  |  |  | 1 |  |  | 1 |  |  |  |  | 1 | [6 empty] | 1
GEE Power & Gas Pty Ltd | 42 636 908 220 | [7 empty] | 1 | [11 empty] | 1
Genaspi Energy Group Pty Ltd | 38 671 528 028 | [17 empty] | 1 |  | 1
Genex Power Limited | 18 152 098 854 | [17 empty] | 1 |  | 1
Genuity Retail Pty Ltd | 22 129 658 206 | [7 empty] | 1 | [11 empty] | 1
Georgetown Hills Renewable Energy Pty Ltd as Trustee for Georgetown Hills Renewable Energy Trust | 94 820 035 175 | [17 empty] | 1 |  | 1
Geranium Plains Solar Farm Pty Ltd as the Trustee for Geranium Plains Solar Farm Trust | 95 451 728 034 | [17 empty] | 1 |  | 1
Glenellen Asset Pty Ltd (ACN 644 794 758) As The Trustee For Glenellen Asset Trust | 69 776 543 695 |  |  |  |  | 1 | [14 empty] | 1
Glenrowan Solar Farm Pty Ltd (ACN 655 353 058) as trustee for the Glenrowan Solar Farm Trust | 41 864 481 349 |  |  |  |  | 1 | [14 empty] | 1
Global Power Generation Australia Pty Ltd | 74 130 542 031 | [17 empty] | 1 |  | 1
Globird Energy Pty Ltd | 68 600 285 827 | [7 empty] | 1 | [9 empty] | 1 |  | 1
Gnarwarre BESS Asset Co Pty Ltd as trustee of Gnarwarre BESS Asset Trust | 98 136 806 603 | [17 empty] | 1 |  | 1
Golden Plains WF1 Pty Ltd as Trustee for the Golden Plains WF1 Unit Trust | 78 542 431 379 |  |  |  |  | 1 | [14 empty] | 1
Goldman Sachs Financial Markets Pty Ltd | 16 107 084 640 | [16 empty] | 1 |  |  | 1
Goodnight One Pty Ltd | 91 684 888 935 | [17 empty] | 1 |  | 1
Goonumbla Asset Co Pty Ltd (ACN 628 351 271) as The Trustee for Goonumbla Asset Trust | 80 881 665 313 |  |  |  |  | 1 | [14 empty] | 1
Goorambat East Solar Farm Pty Ltd as the trustee for Goorambat East Solar Farm Trust | 60 585 057 338 |  |  |  |  | 1 | [14 empty] | 1
Gould Creek BESS Project Pty Ltd as trustee of Gould Creek BESS Project Trust | 75 624 262 075 | [17 empty] | 1 |  | 1
Goyder Wind Farm 1 Pty Ltd (ACN 643 229 869) as the Trustee for Goyder Wind Farm 1 Trust | 13 445 650 867 |  |  |  |  | 1 | [14 empty] | 1
Goyder Wind Farm 1B Pty Ltd as the Trustee for the Goyder Wind Farm 1B Trust | 52 359 859 487 |  |  |  |  | 1 | [14 empty] | 1
Granville Harbour Operations Pty Ltd as The Trustee for Granville Harbour Operations Trust | 30 200 530 013 |  |  |  |  | 1 | [14 empty] | 1
Green Metering Pty Ltd | 24 649 194 230 | [8 empty] | 1 | [10 empty] | 1
Greenhill Energy Pty Ltd | 50 630 948 702 | [17 empty] | 1 |  | 1
Greenleaf Renewables Pty Ltd | 79 650 512 735 | [17 empty] | 1 |  | 1
Greenpulse Solar Farm and BESS Pty Ltd as Trustee for GreenPulse Solar Farm and BESS Unit Trust | 93 705 623 303 | [17 empty] | 1 |  | 1
Gregadoo Solar Farm Pty Ltd | 62 621 818 862 | [17 empty] | 1 |  | 1
GridBeyond Pty Limited | 12 658 325 743 | 1 | [18 empty] | 1
Griffith Solar Farm Pty Ltd | 66 615 225 842 |  |  |  | 1 | [15 empty] | 1
Group Energy Pty Ltd | 21 649 890 460 | [7 empty] | 1 | [11 empty] | 1
GSP Energy Pty Ltd | 13 101 038 386 |  |  | 1 | 1 | [15 empty] | 1
Gunnedah SF Pty Ltd as Trustee for Gunnedah Asset Trust | 20 217 519 679 |  |  |  |  | 1 | [14 empty] | 1
Gunning Wind Energy Developments Pty Ltd | 28 145 164 478 |  |  |  |  | 1 | [14 empty] | 1
Gunsynd BESS Pty Ltd | 99 682 741 564 | [17 empty] | 1 |  | 1
GVCE Mooroopna Solar Pty Ltd | 17 630 597 456 | [17 empty] | 1 |  | 1
Haast Energy Trading Limited | N/A | [16 empty] | 1 |  |  | 1
Halys BESS Projectco Pty Ltd | 76 659 321 936 | [17 empty] | 1 |  | 1
Hamilton Solar Farm Pty Ltd | 83 615 737 098 |  |  |  |  | 1 | [14 empty] | 1
Hanwha Energy Retail Australia Pty Ltd | 82 630 397 214 | [7 empty] | 1 | [11 empty] | 1
Harlin Solar Pty Ltd | 68 643 351 044 | [17 empty] | 1 |  | 1
Hartree Partners, LP | N/A | [16 empty] | 1 |  |  | 1
Hawkesdale Asset Pty Ltd as trustee for Hawkesdale Asset Trust | 59 553 743 263 |  |  |  |  | 1 | [14 empty] | 1
Hayman Solar Farm Pty Ltd ATF the Hayman Solar Farm Trust | 14 829 941 435 |  |  |  |  | 1 | [14 empty] | 1
Hazelwood BESS Project Co Pty Ltd as trustee for the HBESS Asset Trust | 34 755 328 434 | [6 empty] | 1 | [12 empty] | 1
Hazelwood Power | 40 924 759 557 | [7 empty] | 1 | [11 empty] | 1
Hillston Sun Farm Operations Pty Ltd as Trustee for Hillston Sun Farm Operations Trust | 97 150 599 866 |  |  |  |  | 1 | [14 empty] | 1
HMC Energy Transition No. 3 A6 Project Pty Ltd as Trustee for HMC Energy Transition No. 3 A6 Project Trust | 78 750 037 760 | [17 empty] | 1 |  | 1
Hornsdale Power Reserve Pty Ltd | 79 619 311 983 | [6 empty] | 1 | [12 empty] | 1
Hughenden Solar Pty Limited as trustee for Hughenden Solar Trust | 49 156 463 317 |  |  |  | 1 | [15 empty] | 1
Hunter Energy Pty Ltd | 65 624 824 791 | [17 empty] | 1 |  | 1
HWF1 Pty Ltd | 20 603 414 151 |  |  |  |  | 1 | [14 empty] | 1
HWF2 Pty Ltd | 40 605 944 394 |  |  |  |  | 1 | [14 empty] | 1
HWF3 Pty Ltd | 49 610 776 068 |  |  |  |  | 1 | [14 empty] | 1
Hydro Power Pty Limited | 39 003 714 136 |  |  |  | 1 | [15 empty] | 1
Hydro-Electric Corporation trading as Hydro Tasmania | 48 072 377 158 | 1 |  | 1 | 1 | 1 | [14 empty] | 1
Ib vogt GmbH | 68 532 456 050 | [17 empty] | 1 |  | 1
Iberdrola Australia Energy Markets Pty Limited | 47 128 696 097 |  |  | 1 | 1 | 1 |  |  | 1 | [11 empty] | 1
Iberdrola Australia Holdings Pty Limited | 86 111 909 794 |  |  |  | 1 | [15 empty] | 1
Iberdrola Australia Wallgrove Pty Limited | 23 643 582 156 | [6 empty] | 1 | [12 empty] | 1
Icon Distribution Investments Limited and Jemena Networks (ACT) Pty Ltd Trading as Evoenergy | 76 670 568 688 | [8 empty] | 1 |  |  |  | 1 |  |  | 1 |  |  |  | 1
Icon Retail Investments Limited and AGL ACT Retail Investment Pty Ltd trading as ActewAGL Retail | 46 221 314 841 | [7 empty] | 1 | [11 empty] | 1
In Commodities AU Pty Ltd | 80 674 691 715 | [16 empty] | 1 |  |  | 1
Incite Energy Pty Ltd | 64 612 341 849 | [6 empty] | 1 | 1 | [11 empty] | 1
IntelliHUB Pty Ltd | 57 601 509 693 | [8 empty] | 1 | [10 empty] | 1
International Power (Energy) Pty Ltd | 53 062 798 510 | [18 empty] | 1 | 1
Iraak Sun Farm Pty Ltd | 38 611 727 774 |  |  |  |  | 1 | [14 empty] | 1
Isaac Wind and Solar Energy Pty Ltd | 32 615 593 078 | [17 empty] | 1 |  | 1
IWF Projects Pty Ltd (ACN 662 319 799) As The Trustee for IWF Project Trust | 12 719 485 036 | [17 empty] | 1 |  | 1
Jarden Securities Limited | N/A | [16 empty] | 1 |  |  | 1
Jemena Electricity Networks (Vic) Ltd | 82 064 651 083 | [8 empty] | 1 |  |  |  | 1 |  |  | 1 |  |  |  | 1
Jindera Solar Farm Pty Ltd | 98 623 377 453 | [17 empty] | 1 |  | 1
JPA Energy Pty Ltd | 56 122 607 201 | [16 empty] | 1 |  |  | 1
Junee Operationsco Pty Ltd as trustee for Junee Operations Trust | 88 994 739 540 |  |  |  |  | 1 | [14 empty] | 1
Juwi Renewable Energy Pty Ltd | 42 159 228 145 | [17 empty] | 1 |  | 1
Kennedy Energy Park Pty Ltd | 81 605 095 298 |  |  |  | 1 | 1 |  |  | 1 | [11 empty] | 1
Kerang Solar Plant Pty Ltd | 61 607 331 117 | [6 empty] | 1 | [12 empty] | 1
Kiata ProjectCo Pty Ltd as trustee for Kiata Project Trust | 22 640 193 306 |  |  |  |  | 1 | [14 empty] | 1
Kiewa Valley BESS Nominees Pty Ltd As The Trustee For Kiewa Valley BESS Trust | 50 761 097 202 | [17 empty] | 1 |  | 1
Kingaroy Propertyco Pty Ltd as Trustee for Kingaroy Property Trust | 55 637 017 002 |  |  |  |  | 1 | [14 empty] | 1
Koorangie Solar Farm Pty Ltd | 620 098 464 | [17 empty] | 1 |  | 1
KSF Project Nominees Pty Ltd as Trustee for the KSF Project Trust | 47 321 661 744 |  |  |  |  | 1 | [14 empty] | 1
Lake Bonney Wind Power Pty Ltd | 48 104 654 837 | [6 empty] | 1 | [12 empty] | 1
Lakeland Wind Farm Pty Ltd | 92 618 427 900 | [17 empty] | 1 |  | 1
Lal Lal Wind Farms Nom Co Pty Ltd | 37 625 768 774 |  |  |  |  | 1 | [14 empty] | 1
Lancaster Solar Farm Pty Ltd as trustee for Lancaster Solar Farm Trust | 37 523 800 774 | [17 empty] | 1 |  | 1
Landfill Operations Pty Ltd | 18 603 300 358 | [5 empty] | 1 | [13 empty] | 1
Latrobe Valley BESS as the Trustee for Latrobe Valley BESS Project Trust | 50 189 446 775 | [6 empty] | 1 | [12 empty] | 1
Learmonth BESS Pty Ltd as the Trustee For Learmonth BESS Unit Trust | 88 569 663 263 | [17 empty] | 1 |  | 1
LGI Limited | 49 138 085 551 | [6 empty] | 1 | [12 empty] | 1
Liberty Greenpower Pty Ltd | 87 626 173 902 | [7 empty] | 1 | [11 empty] | 1
Life Trading Pty Ltd | 63 603 549 748 | [16 empty] | 1 |  |  | 1
Lightsource Australia SPV 4 Pty Ltd | 56 631 494 221 |  |  |  |  | 1 | [14 empty] | 1
Limondale Battery Pty. Ltd. | 22 665 593 993 | [6 empty] | 1 | [12 empty] | 1
Limondale Sun Farm Pty Ltd | 66 617 558 728 |  |  |  |  | 1 | [14 empty] | 1
Lincoln Gap Wind Farm (Operations) Pty Ltd | 73 164 355 195 | [6 empty] | 1 | [12 empty] | 1
Lismore BESS Project Pty Ltd as trustee for the Lismore BESS Project Trust | 71 636 813 191 | [17 empty] | 1 |  | 1
Liverpool Range Wind Farm Pty Ltd | 11 630 598 239 | [17 empty] | 1 |  | 1
LMS Energy Pty Ltd | 39 059 428 474 |  |  |  | 1 |  | 1 | 1 | [12 empty] | 1
Locality Planning Energy Pty Ltd | 15 148 958 061 | [7 empty] | 1 | [11 empty] | 1
Localvolts Pty Ltd | 12 609 840 379 | [7 empty] | 1 | [11 empty] | 1
Lochard Energy (Iona Operations) Pty Ltd (ACN 608 441 729) as trustee for the Lochard Energy (Iona Operations) Trust | 25 151 811 449 | [17 empty] | 1 |  | 1
Lockyer Energy Management Pty Ltd | 21 625 262 302 | [17 empty] | 1 |  | 1
Lumea Pty Ltd as Trustee for Lumea Trust | 94 121 353 950 | [8 empty] | 1 |  |  | 1 | [7 empty] | 1
Lumo Energy (NSW) Pty Ltd | 92 121 155 011 | [7 empty] | 1 | [11 empty] | 1
Lumo Energy (QLD) Pty Ltd | 63 114 356 642 | [7 empty] | 1 | [11 empty] | 1
Lumo Energy (SA) Pty Ltd | 61 114 356 697 | [7 empty] | 1 | [11 empty] | 1
Lumo Energy Australia Pty Ltd | 69 100 528 327 | [7 empty] | 1 | [11 empty] | 1
M2 Energy Pty Ltd | 15 123 155 840 | [7 empty] | 1 | [11 empty] | 1
Macarthur Energy Retail Pty Ltd | 89 643 524 921 | [7 empty] | 1 | [11 empty] | 1
Macintyre UJV Operator Pty Ltd | 96 645 822 555 |  |  |  |  | 1 | [14 empty] | 1
Mackay Sugar Limited | 12 057 463 671 | [5 empty] | 1 | [13 empty] | 1
Macquarie Bank Limited | 46 008 583 542 | [16 empty] | 1 |  | 1 | 1
Maffra Solar Farm Nominees Pty Ltd as Trustee for Maffra Solar Farm Trust | 87 766 480 423 | [17 empty] | 1 |  | 1
Mainstream Renewable Power Australia Pty Ltd | 56 639 958 008 | [17 empty] | 1 |  | 1
Maizewood Pty Ltd | 45 640 912 036 | [17 empty] | 1 |  | 1
Mako Trading Australia Pty Ltd | 59 105 963 479 | [16 empty] | 1 |  |  | 1
Manildra Prop Pty Ltd as The Trustee for the Manildra Asset Trust | 93 276 108 749 |  |  |  |  | 1 | [14 empty] | 1
Mannum Stage 2 Battery SubCo Pty Ltd as trustee for the Mannum Stage 2 Battery Unit Trust | 35 640 362 195 | [6 empty] | 1 | [12 empty] | 1
Mannum Stage 2 Subco Pty Ltd as Trustee for the Mannum Stage 2 Unit Trust | 69 853 786 041 |  |  |  |  | 1 | [14 empty] | 1
Marble Solar Pty Ltd | 38 628 447 816 | [17 empty] | 1 |  | 1
Marinus Link Pty Ltd | 47 630 194 562 | [17 empty] | 1 |  | 1
Maryvale Solar Farm Pty Ltd as Trustee for the Maryvale Solar Farm Trust | 69 176 709 481 | [17 empty] | 1 |  | 1
Melbourne Water Corporation | 81 945 386 953 | [13 empty] | 1 | [5 empty] | 1
Mercuria Commodity Markets (Asia) Pte. Ltd. | N/A | [16 empty] | 1 |  |  | 1
Metering Dynamics Pty Ltd | 58 087 082 764 | [8 empty] | 1 | [10 empty] | 1
Metropolis Metering Services Pty Ltd | 53 116 717 321 | [8 empty] | 1 | [10 empty] | 1
Metz ProjectCo Pty Ltd As The Trustee For Metz ProjectCo Trust | 67 521 534 680 |  |  |  |  | 1 | [14 empty] | 1
MFT Energy Australia Pty Ltd | 53 652 728 875 | [16 empty] | 1 |  |  | 1
MHWF Nominees Pty Ltd (ACN 662 066 042) as the trustee for MHWF Trust | 70 397 484 236 | [17 empty] | 1 |  | 1
Microgrid Power Pty Ltd | 93 628 991 131 | [7 empty] | 1 | [11 empty] | 1
Microsoft Datacenter (Australia) Pty Limited | 31 163 792 078 | [17 empty] | 1 |  | 1
Millmerran Energy Trader Pty Ltd | 23 084 923 973 |  |  | 1 | [16 empty] | 1
Milpulling Wind Farm Pty Ltd | 84 680 481 154 | [17 empty] | 1 |  | 1
Mint Renewables Holdings Administration Company Pty Ltd as trustee for Mint Renewables Holdings Trust 1 | 34 453 482 652 | [17 empty] | 1 |  | 1
Moah Creek Solar Development Co Pty Ltd | 82 675 053 335 | [17 empty] | 1 |  | 1
Moah Creek Wind Farm Project Co Pty Limited as trustee for the Moah Creek Wind Farm Project Trust | 94 627 566 118 | [17 empty] | 1 |  | 1
Moama Operationsco Pty Ltd ATF Moama Operations Trust | 73 132 412 985 | [17 empty] | 1 |  | 1
Molong Operationsco Pty Ltd as Trustee for the Molong Operations Trust | 89 580 081 061 |  |  |  |  | 1 | [14 empty] | 1
Momentum Energy Pty Limited | 42 100 569 159 | [7 empty] | 1 | [11 empty] | 1
Mondo Metering Pty Ltd | 73 097 962 395 | [6 empty] | 1 |  | 1 | [10 empty] | 1
Moonlight Range Wind Farm 3 Pty Ltd as trustee for Moonlight Range Trust 3 | 89 465 583 160 | [17 empty] | 1 |  | 1
Moorabool Wind Farm Interface Company Pty Ltd | 58 615 752 317 |  |  |  |  | 1 |  | 1 | [12 empty] | 1
Moranbah Power Station No1 Pty Ltd | 47 679 781 634 |  |  |  | 1 | [15 empty] | 1
Moree Asset Co Pty Ltd as the trustee for Moree Asset Trust | 44 642 641 419 |  |  |  |  | 1 | [14 empty] | 1
Morgan Solar Pty Ltd as trustee for the Morgan Solar Unit Trust | 80 980 892 705 | [17 empty] | 1 |  | 1
Mornington BESS Project Pty Ltd as trustee for the Mornington BESS Project Trust | 47 869 876 252 | [17 empty] | 1 |  | 1
Mortlake South Wind Farm Pty Ltd | 12 622 271 363 |  |  |  |  | 1 | [14 empty] | 1
Mortons Lane Windfarm Pty Limited | 37 126 367 600 |  |  |  | 1 | [15 empty] | 1
Mount Fox Energy Park Pty Ltd | 39 636 341 627 | [17 empty] | 1 |  | 1
Mount Fyans Wind Farm Pty Ltd | 68 655 787 956 | [17 empty] | 1 |  | 1
Moura Solar Farm SPV Pty Ltd as the trustee for Moura Solar Farm Unit Trust | 73 167 400 650 |  |  |  |  | 1 | [14 empty] | 1
MP Tableland Green Power Pty Ltd | 17 614 688 694 | [5 empty] | 1 | [13 empty] | 1
Ms BCSF Holdings Pty Ltd ATF the Blind Creek Solar Farm Trust | 11 996 217 449 | [17 empty] | 1 |  | 1
Mt Gellibrand Wind Farm Pty Ltd | 30 125 610 639 |  |  |  |  | 1 | [14 empty] | 1
Mt Mercer WindFarm Pty Ltd | 86 118 169 421 |  |  |  |  | 1 | [14 empty] | 1
Mt Millar Wind Farm Pty Ltd | 67 107 673 361 |  |  |  | 1 | [15 empty] | 1
Mt Thorley Solar Pty Ltd | 46 631 273 035 | [17 empty] | 1 |  | 1
MTA Energy Pty Ltd | 41 622 895 274 | [7 empty] | 1 | [11 empty] | 1
Mugga Lane Solar Park Pty Ltd | 32 156 565 641 |  |  |  | 1 | [15 empty] | 1
Mumblin Wind Farm Pty Ltd | 81 652 614 705 | [17 empty] | 1 |  | 1
Munmorah Battery ProjectCo Pty Ltd | 23 662 894 699 | [6 empty] | 1 | [12 empty] | 1
Munna Creek Solar Farm Investments Pty Ltd as the trustee for Munna Creek Solar Farm Trust | 34 200 576 724 |  |  |  |  | 1 | [14 empty] | 1
Murra Warra II Project Co Pty Ltd as Trustee for the Murra Warra II Project Trust | 82 961 145 141 |  |  |  | 1 | [15 empty] | 1
Murraylink Transmission Company Pty Ltd | 42 089 875 605 | [11 empty] | 1 | [7 empty] | 1
Neighbourhood Energy Pty Ltd | 97 109 118 578 | [7 empty] | 1 | [11 empty] | 1
NESF Pty Ltd as Trustee for New England Solar Project Trust | 45 494 489 821 |  |  |  |  | 1 | [14 empty] | 1
Nevertire Solar Pty Ltd as Trustee for the Nevertire Solar Trust | 33 893 459 797 |  |  |  |  | 1 | [14 empty] | 1
New Gullen Range Wind Farm Pty Ltd | 41 167 404 211 |  |  |  |  | 1 |  | 1 | [12 empty] | 1
NewGen Braemar 2 Partnership | 27 245 692 985 |  |  | 1 | [16 empty] | 1
Next Business Energy Pty Ltd | 91 167 937 555 | [6 empty] | 1 | 1 | [11 empty] | 1
North Harbour Clean Energy Pty Ltd | 78 642 465 898 | [17 empty] | 1 |  | 1
North Queensland Renewable Energy Zone Pty Ltd | 65 639 684 263 | [17 empty] | 1 |  | 1
North West Bend Solar Project Pty Ltd | 644 802 184 | [17 empty] | 1 |  | 1
NovaPower Pty Ltd | 44 119 925 334 |  |  |  | 1 | [15 empty] | 1
NSW Electricity Networks Operations Pty Ltd as a Trustee for the NSW Electricity Networks Operations Trust | 70 250 995 390 |  |  |  | 1 |  |  |  |  | 1 |  |  | 1 |  |  | 1 |  |  |  |  | 1
Numurkah Solar Farm Pty Ltd | 36 618 524 422 |  |  |  |  | 1 | [14 empty] | 1
Nyrstar Hydrogen Pty Ltd | 662 458 899 | [17 empty] | 1 |  | 1
Oaky Creek Coal Pty Ltd | 17 010 202 936 | [12 empty] | 1 |  |  | 1 |  |  |  | 1
OMPS Pty Ltd | 22 160 259 174 | [17 empty] | 1 |  | 1
OneSteel Manufacturing Pty Limited (Administrators Appointed) | 42 004 651 325 | [12 empty] | 1 | [6 empty] | 1
Online Power and Gas Pty Ltd | 95 164 285 634 | [7 empty] | 1 | [11 empty] | 1
Onsite Energy Solutions Pty Ltd | 92 164 385 693 | [7 empty] | 1 | [11 empty] | 1
Orange Creek Energy Pty Ltd | 41 615 593 998 | [17 empty] | 1 |  | 1
Origin Energy Electricity Limited | 33 071 052 287 | 1 |  | 1 | 1 |  |  | 1 | 1 | [11 empty] | 1
Origin Energy Uranquinty Power Pty Ltd | 26 120 384 938 | [7 empty] | 1 | [11 empty] | 1
Orsted Offshore Australia 1 Pty Ltd | 56 663 760 209 | [17 empty] | 1 |  | 1
OVO Energy Pty Ltd | 99 623 475 089 | [7 empty] | 1 | [11 empty] | 1
Oxley Solar Development Pty Ltd | 15 629 954 329 | [17 empty] | 1 |  | 1
Oz Green Energy I Pty Ltd | 55 659 529 218 | [17 empty] | 1 |  | 1
PA Power Microgrid 1 Pty Ltd | 44 635 323 410 | [7 empty] | 1 | [11 empty] | 1
Pacific Blue Retail Pty Ltd | 43 155 908 839 | [7 empty] | 1 | [11 empty] | 1
Pacific Blue Smart Communities Pty Ltd | 79 151 241 673 | [6 empty] | 1 | [12 empty] | 1
Pacific Energy (Hydro) Pty Ltd | 86 004 474 186 | [6 empty] | 1 | [12 empty] | 1
Pacific Energy Trading Pty Ltd | 63 642 539 482 | [16 empty] | 1 |  |  | 1
Pacific Green Energy Park Limestone Coast North Pty Ltd | 85 668 265 192 | [17 empty] | 1 |  | 1
Pacific Green Energy Park Limestone Coast West Pty Ltd | 79 668 265 165 | [17 empty] | 1 |  | 1
Pacific Green Energy Park Portland Pty Ltd | 73 667 082 911 | [17 empty] | 1 |  | 1
Pacific Green Nine Mile Pty Ltd as trustee for Pacific Green Nine Mile Trust | 41 669 372 885 | [17 empty] | 1 |  | 1
Pacific Hydro Challicum Hills Pty Ltd | 88 101 989 744 |  |  |  | 1 | [15 empty] | 1
Pacific Hydro Clements Gap Pty Ltd | 87 109 911 097 |  |  |  |  | 1 | [14 empty] | 1
Pacific Hydro Clements Gap BESS Pty Ltd | 22 110 295 933 | [6 empty] | 1 | [12 empty] | 1
Pacific Hydro Crowlands Pty Ltd | 19 620 640 486 |  |  |  |  | 1 | [14 empty] | 1
Pacific Hydro Haughton Solar Farm Pty Ltd | 31 617 201 653 |  |  |  |  | 1 | [14 empty] | 1
Pacific Hydro Investments Pty Ltd | 18 053 747 407 |  |  |  | 1 | [15 empty] | 1
Pacific Hydro Portland Wind Farm Pty Ltd | 75 103 162 474 | [5 empty] | 1 | [13 empty] | 1
Pacific Hydro Yaloak South Pty Ltd | 11 612 249 671 |  |  |  | 1 | [15 empty] | 1
Pangea Energy Pty Ltd | 15 613 559 470 | [17 empty] | 1 |  | 1
PARF Company 10 Pty Limited as The Trustee for Coopers Gap Project Trust | 21 535 038 928 | [6 empty] | 1 | [12 empty] | 1
PARF Company 6 Pty Ltd as The Trustee for Project Trust | 94 196 949 954 | [6 empty] | 1 | [12 empty] | 1
PARF Company 8 Pty Ltd as The Trustee for Silverton Project Trust | 33 735 116 532 |  |  |  |  | 1 | [14 empty] | 1
Parkes Solar Farm Pty Ltd | 24 615 225 664 |  |  |  |  | 1 | [14 empty] | 1
Pelican Point Power Limited | 11 086 411 814 |  |  | 1 | [16 empty] | 1
PetroChina International (Australia) Pty Ltd | 67 618 641 697 | [16 empty] | 1 |  |  | 1
Photon Energy SGA Pty Ltd | 29 645 266 173 | [6 empty] | 1 | [12 empty] | 1
Pioneer Sugar Mills Pty Ltd | 63 009 889 856 | [5 empty] | 1 | [13 empty] | 1
Pirie Solar Farm Pty Ltd | 77 624 758 425 | [6 empty] | 1 | [12 empty] | 1
Pleystowe BESS Pty Ltd | 57 679 887 800 | [17 empty] | 1 |  | 1
PLUS ES | 30 179 420 673 | [8 empty] | 1 | [10 empty] | 1
Plus ES Management 2 Pty Ltd | 39 622 269 934 | [6 empty] | 1 | [12 empty] | 1
Pooled Energy Pty Ltd (Administrators Appointed) | 31 163 873 078 | [7 empty] | 1 | [11 empty] | 1
Port Adelaide Energy Pty Ltd | 83 105 607 538 |  |  | 1 | [16 empty] | 1
Potentia Energy Retail Pty Ltd | 95 632 774 255 |  |  |  |  | 1 |  |  | 1 | [11 empty] | 1
Pottinger Renewables Pty Ltd as trustee for the Pottinger Renewables Trust | 68 145 323 942 | [17 empty] | 1 |  | 1
Powercor Australia Ltd | 89 064 651 109 | [8 empty] | 1 |  |  |  | 1 |  |  | 1 |  |  |  | 1
Powerdirect Pty Ltd | 28 067 609 803 | [7 empty] | 1 | [11 empty] | 1
Powerlink Queensland (Queensland Electricity Tranmission Corporation Ltd) | 82 078 849 233 | [8 empty] | 1 |  |  | 1 |  |  | 1 |  |  |  |  | 1
Powermeteric Metering Pty Ltd | 89 131 072 707 | [8 empty] | 1 | [10 empty] | 1
Powershop Australia Pty Limited | 41 154 914 075 | [7 empty] | 1 | [11 empty] | 1
PowerSync Pty Ltd | 70 659 156 680 | 1 | [5 empty] | 1 | [12 empty] | 1
Powow Power Pty Ltd | 39 644 212 322 | [7 empty] | 1 | [11 empty] | 1
Private Energy Partners Pty Ltd | 73 604 402 637 | [17 empty] | 1 |  | 1
Progressive Green Pty Ltd | 27 130 175 343 |  |  |  | 1 |  |  | 1 | 1 | [11 empty] | 1
Progressive Renewable Developments Goondiwindi Pty Ltd (ACN 629560621) as trustee for the Gunsynd Solar Farm Project Trust | 50 707 892 152 |  |  |  |  | 1 | [14 empty] | 1
Pumped Hydro (SA) Pty Ltd | 11 617 761 743 | [17 empty] | 1 |  | 1
Punch's Creek Renewable Energy Pty Ltd | 67 657 894 767 | [17 empty] | 1 |  | 1
Pyrenees Wind Energy Developments Pty Ltd | 31 097 047 268 |  |  |  | 1 | [15 empty] | 1
QGC Sales Qld Pty Ltd | 80 120 323 588 |  |  | 1 | [16 empty] | 1
QPM Energy Markets Pty Ltd | 22 665 474 475 | [18 empty] | 1 | 1
Quandong Solar Farm Pty Ltd | 642 613 072 | [17 empty] | 1 |  | 1
Queensland Bulk Water Supply Authority (trading as Seqwater) | 75 450 239 876 | [6 empty] | 1 | [12 empty] | 1
Queensland Hydro Pty Ltd | 81 661 444 515 | [17 empty] | 1 |  | 1
Radian Holdings Pty Ltd | 94 633 200 656 | [7 empty] | 1 | [11 empty] | 1
RATCH-Australia Townsville Pty Ltd | 65 075 001 991 |  |  | 1 | [16 empty] | 1
Reach Solar Energy Management Company Pty Limited | 40 608 853 989 | [17 empty] | 1 |  | 1
ReAmped Energy Pty Ltd | 21 605 682 684 | [7 empty] | 1 | [11 empty] | 1
Red Energy Pty Limited | 60 107 479 372 | [7 empty] | 1 | [11 empty] | 1
ResourceCo BERF Pty Ltd | 38 652 200 532 | [17 empty] | 1 |  | 1
Rex Minerals (SA) Pty Ltd | 95 125 407 669 | [17 empty] | 1 |  | 1
Rifle Butts Wind Farm Pty Ltd | 83 614 265 253 | [17 empty] | 1 |  | 1
Rio Tinto Aluminium (Bell Bay) Limited | 91 009 483 201 | [7 empty] | 1 | [11 empty] | 1
Rise Renewables Pty Ltd | 53 621 541 348 | [17 empty] | 1 |  | 1
Riverina Solar Farm Pty Ltd | 28 611 245 704 | [17 empty] | 1 |  | 1
Robertstown Project (BESS) Operations Pty Limited | 91 621 451 161 | [17 empty] | 1 |  | 1
Robertstown Project (Solar) Operations Pty Ltd | 37 621 450 940 | [17 empty] | 1 |  | 1
Rodds Bay Solar Farm Pty Ltd | 622 753 333 | [17 empty] | 1 |  | 1
Rollingstone Solar Farm Pty Ltd | 14 610 264 358 | [17 empty] | 1 |  | 1
Ross River Operations Pty Ltd as the Trustee for the Ross River Operations Trust | 49 588 936 886 |  |  |  |  | 1 | [14 empty] | 1
Royalla Solar Farm Pty Ltd | 29 158 394 677 |  |  |  | 1 | [15 empty] | 1
RTA Yarwun Pty Ltd | 73 137 266 301 |  |  |  | 1 |  |  |  | 1 | [11 empty] | 1
RWE Renewables Energy Marketing Australia Pty Ltd | 27 634 863 782 | [16 empty] | 1 |  | 1 | 1
RWE Supply & Trading Australia Pty Ltd | 79 672 556 982 | [16 empty] | 1 |  |  | 1
RWE Supply & Trading Asia-Pacific PTE. Ltd | N/A | [16 empty] | 1 |  |  | 1
Ryan Corner Development Pty Ltd | 75 130 542 915 |  |  |  |  | 1 | [14 empty] | 1
Rye Park Renewable Energy Pty Ltd as trustee for Rye Park Wind Farm Trust | 13 785 814 661 |  |  |  |  | 1 | [14 empty] | 1
Salt Creek Wind Farm Pty Ltd | 94 121 087 492 |  |  |  |  | 1 | [14 empty] | 1
Santos NSW (Narrabri Power) Pty Ltd | 42 104 570 943 |  |  |  | 1 |  | 1 | [13 empty] | 1
Schneider Electric Sustainability Business Australia Pty Ltd | 16 104 501 091 | [7 empty] | 1 | [11 empty] | 1
Sebastopol Asset Co Pty Ltd as Trustee for the Sebastopol Asset Trust | 37 872 674 686 |  |  |  |  | 1 | [14 empty] | 1
SEC Energy Pty Ltd | 31 670 408 134 | [6 empty] | 1 | [12 empty] | 1
Shell Energy Retail Finance Pty Ltd | 42 143 693 592 | [6 empty] | 1 | [9 empty] | 1 |  | 1 | 1
Shell Energy Retail Pty Ltd | 87 126 175 460 | [6 empty] | 1 | [12 empty] | 1
Shell Energy Wallerawang 9 BESS Pty Ltd | 55 126 836 799 | [17 empty] | 1 |  | 1
Shell New Energies Australia Pty Ltd | 95 630 182 606 |  |  |  |  | 1 | [14 empty] | 1
Shine Energy Power Pty Ltd | 54 645 734 087 | [17 empty] | 1 |  | 1
Shine Hub Pty. Ltd. | 72 614 356 302 | 1 | [18 empty] | 1
Shoalhaven Starches Pty Ltd | 94 000 045 045 | [5 empty] | 1 | [13 empty] | 1
SiliconAurora Pty Ltd | 14 606 360 169 | [17 empty] | 1 |  | 1
SKS Energy Technologies Pty Ltd | 12 632 749 172 | [6 empty] | 1 | [12 empty] | 1
Smart Energy Retail Pty Ltd | 49 639 060 405 | [7 empty] | 1 | [11 empty] | 1
SmartestEnergy Australia Pty Ltd | 37 632 313 029 | [7 empty] | 1 | [11 empty] | 1
Smithfield BESS Pty Limited | 36 670 382 242 | [6 empty] | 1 | [12 empty] | 1
Smithfield Power Generation Pty Ltd | 45 616 835 682 |  |  | 1 | [16 empty] | 1
Snowtown Wind Farm Pty Ltd | 76 109 468 804 |  |  |  |  | 1 | [14 empty] | 1
Snowtown Wind Farm Stage 2 Pty Ltd | 85 155 626 252 |  |  |  |  | 1 | [14 empty] | 1
Snowy Hydro Limited | 17 090 574 431 |  |  | 1 | 1 | [15 empty] | 1
Solar River Projectco Pty Ltd (ACN 634 725 223) as trustee for the Solar River Project Trust No 1 | 42 253 459 301 | [17 empty] | 1 |  | 1
Solstice Energy Retail Pty Ltd | 90 110 370 726 | [7 empty] | 1 | [11 empty] | 1
South Australian Water Corporation | 69 336 525 019 |  |  |  |  | 1 |  | 1 | 1 | [11 empty] | 1
South Energy Pty Ltd as Trustee for Superman Energy Trust | 66 532 053 622 | [17 empty] | 1 |  | 1
South Street Energy Pty Ltd | 62 157 916 099 | [6 empty] | 1 | [12 empty] | 1
Spotless Facility Services Pty Ltd | 83 072 293 880 | [8 empty] | 1 | [10 empty] | 1
Springdale Solar Farm Pty Limited | 620 367 768 | [17 empty] | 1 |  | 1
Squadron Energy Services Pty Ltd | 76 666 548 394 | [17 empty] | 1 |  | 1
SRL Ops Pty Ltd | 21 008 755 155 | [17 empty] | 1 |  | 1
Stanmore Resources Limited | 27 131 920 968 | [17 empty] | 1 |  | 1
Stanwell Corporation Limited | 37 078 848 674 |  |  | 1 | 1 | 1 |  | 1 | 1 | [11 empty] | 1
Star of the South Wind Farm Pty Ltd as trustee for the Star of the South Trust | 68 239 717 297 | [17 empty] | 1 |  | 1
Starfish Hill Wind Farm Pty Ltd | 54 099 761 261 |  |  |  | 1 | [15 empty] | 1
Stockyard Hill Wind Farm Pty Ltd | 71 118 119 501 |  |  |  |  | 1 | [14 empty] | 1
StorEnergy 1 Pty Ltd | 74 667 481 441 | [17 empty] | 1 |  | 1
StorEnergy 3 Pty Ltd | 21 667 756 630 | [17 empty] | 1 |  | 1
Stubbo 1 Pty Ltd as The Trustee for Stubbo 1 Solar Project Trust | 52 921 406 762 |  |  |  |  | 1 | [14 empty] | 1
Sumo Power Pty Ltd | 86 601 199 151 | [7 empty] | 1 | [11 empty] | 1
Sun Farms Australia Pty Ltd | 620 086 722 | [17 empty] | 1 |  | 1
Sun Metals Corporation Pty Ltd | 97 074 241 982 |  |  |  |  | 1 |  |  | 1 | [11 empty] | 1
Sun Retail Pty Ltd | 97 078 848 549 | [7 empty] | 1 | [11 empty] | 1
Sun Spot 3 Pty Ltd | 28 618 128 733 |  |  |  |  | 1 | [14 empty] | 1
Sunraysia Solar Project Pty Ltd | 75 612 072 536 | [17 empty] | 1 |  | 1
Sunraysia Solar Project Pty Ltd as Trustee of Sunraysia Solar Project Trust | 86 116 311 664 |  |  |  |  | 1 | [14 empty] | 1
Suntop SF Pty Ltd as trustee for the Suntop Asset Trust | 27 936 338 087 |  |  |  |  | 1 | [14 empty] | 1
Susan River Solar Pty Ltd as Trustee for Susan River Solar Trust | 75 778 423 009 |  |  |  |  | 1 | [14 empty] | 1
Sustainable Business Energy Solutions Pty Ltd | 21 131 625 600 | [6 empty] | 1 | [12 empty] | 1
SWF1 Operations Pty Ltd | 601 425 316 | [17 empty] | 1 |  | 1
Syncline Energy Pty Ltd | 26 117 458 803 | [17 empty] | 1 |  | 1
Synergen Power Pty Limited | 66 092 560 819 |  |  | 1 |  |  |  |  | 1 | [11 empty] | 1
Tailem Bend II Project Company Pty Ltd as trustee for the Tailem Bend II Project Trust | 33 636 975 652 | [6 empty] | 1 | [12 empty] | 1
Taralga Wind Farm Nominees No 2 Pty Ltd (ATF Taralga Wind Farm Operating Trust) | 31 159 439 522 |  |  |  |  | 1 | [14 empty] | 1
TAS 1 Holdings Pty Ltd | 23 652 889 579 | [17 empty] | 1 |  | 1
Tasmanian Irrigation Pty Ltd | 95 722 799 075 | [5 empty] | 1 | [13 empty] | 1
Tasmanian Networks Pty Ltd | 24 167 357 299 | [8 empty] | 1 |  |  | 1 | 1 |  | 1 | 1 |  |  |  | 1
Tatura East Solar Farm Pty Ltd | 71 649 600 288 | [17 empty] | 1 |  | 1
Telstra Energy (Generation) Pty Ltd | 32 613 554 233 |  |  |  |  | 1 |  | 1 | [12 empty] | 1
Telstra Energy (Retail) Pty Ltd | 23 645 100 447 | [7 empty] | 1 | [11 empty] | 1
Terrain Solar Pty Ltd | 13 616 856 172 | [17 empty] | 1 |  | 1
Tesla Energy Ventures Australia Pty Ltd | 24 665 982 365 | [7 empty] | 1 | [11 empty] | 1
The Trustee for the SWF1 Operations Trust | 34 830 863 882 |  |  |  |  | 1 | [14 empty] | 1
The University of Queensland | 63 942 912 684 |  |  |  |  | 1 | [14 empty] | 1
Tibra Trading Pty Limited | 42 117 881 759 | [16 empty] | 1 |  |  | 1
Tilt Renewables Australia Pty Ltd | 15 101 038 331 | [17 empty] | 1 |  | 1
Tilt Renewables Retail Pty Ltd | 82 133 552 539 | [6 empty] | 1 | 1 | [11 empty] | 1
Tomago Aluminium Company Pty Ltd | 68 001 862 228 | [7 empty] | 1 | [11 empty] | 1
Toora Wind Farm Pty Ltd | 56 126 722 076 |  |  |  | 1 | [15 empty] | 1
TotalEnergies Gas & Power Asia Private Limited | 71 161 771 286 | [16 empty] | 1 |  |  | 1
TotalEnergies Gas & Power Australia Pty Ltd | 87 167 432 448 | [7 empty] | 1 | [11 empty] | 1
Transmission Operations (Australia) 2 Pty Ltd | 34 605 734 129 | [8 empty] | 1 |  |  | 1 | [7 empty] | 1
Transmission Operations (Australia) Pty Ltd | 21 159 526 520 | [8 empty] | 1 |  |  | 1 | [7 empty] | 1
Tully Sugar Limited | 92 011 030 256 | [5 empty] | 1 | [13 empty] | 1
Ulinda Park ProjectCo Pty Ltd | 61 659 144 484 | [6 empty] | 1 | [12 empty] | 1
United Energy Distribution Pty Ltd | 70 064 651 029 | [8 empty] | 1 |  |  |  | 1 |  |  | 1 |  |  |  | 1
Urth Energy Pty Ltd (Adminstrators Appointed) | 52 601 693 109 | [7 empty] | 1 | [11 empty] | 1
Vast Solar 1 Pty Ltd | 99 660 142 030 | [17 empty] | 1 |  | 1
Vena Energy Services (Australia) Pty Ltd | 89 609 132 747 |  |  |  |  | 1 | [14 empty] | 1
Venn Energy Pty Ltd | 42 632 214 674 | [17 empty] | 1 |  | 1
Veolia Energy (ANZ) Pty Ltd | 74 140 547 226 | [7 empty] | 1 | [11 empty] | 1
Veolia Environmental Services (Australia) Pty Ltd | 20 051 316 584 |  |  |  | 1 | [15 empty] | 1
Victorian Big Battery Pty Ltd as trustee for HMC Energy Transition No. 3 A3 Project Trust | 83 408 574 512 | [6 empty] | 1 | [12 empty] | 1
VIOTAS Australia Pty Ltd | 96 643 554 107 | 1 | 1 | [17 empty] | 1
Vivienne Court Trading Pty Ltd | 86 153 821 571 | [16 empty] | 1 |  | 1 | 1
Voltere Pty Ltd | 62 658 265 644 | [17 empty] | 1 |  | 1
VRT TEK Pty Ltd | 12 644 509 562 | [8 empty] | 1 | [10 empty] | 1
W.H. Heck & Sons Proprietary Limited | 91 009 661 401 |  |  |  | 1 | [15 empty] | 1
Wagga Wagga Operationsco Pty Ltd as trustee for Wagga Wagga Operations Trust | 74 319 039 965 |  |  |  |  | 1 | [14 empty] | 1
Walla Walla Asset Co Pty Ltd as Trustee for the Walla Walla Asset Trust | 20 737 427 981 |  |  |  |  | 1 | [14 empty] | 1
Wandoan Solar Project Co Pty Ltd as the Trustee for Wandoan Solar Project Trust | 38 180 248 183 |  |  |  |  | 1 | [14 empty] | 1
Waterloo Wind Farm Pty Ltd | 87 113 160 731 |  |  |  |  | 1 | [14 empty] | 1
Watta Wella Project Co Pty Ltd as trustee for the Watta Wella Project Trust | 50 861 842 615 | [17 empty] | 1 |  | 1
Wattle Creek Energy Hub Pty Ltd as trustee for Wattle Creek Energy Hub Trust | 88 172 296 913 | [17 empty] | 1 |  | 1
Wellington Battery ProjectCo Pty Ltd | 48 655 856 652 | [6 empty] | 1 | [12 empty] | 1
Wellington North Solar Farm Pty Limited | 25 621 497 952 |  |  |  |  | 1 | [14 empty] | 1
Wemen Asset Co Pty Ltd as Trustee for Wemen Solar Unit Trust | 76 874 996 133 |  |  |  |  | 1 | [14 empty] | 1
West Mokoan Solar Farm Pty Ltd | 16 653 500 942 | [17 empty] | 1 |  | 1
West Wyalong Fund Pty Ltd as Trustee for the West Wyalong Trust | 33 293 732 784 |  |  |  |  | 1 | [14 empty] | 1
Western Downs BESS Pty Ltd as trustee for the Western Downs BESS Trust | 21 878 564 988 | [6 empty] | 1 | [12 empty] | 1
Western Downs Green Power Hub Pty Ltd (ABN 80 638 653 184) as trustee for Western Downs Green Power Hub Trust (ABN 88 298 173 883) | 88 298 173 883 |  |  |  |  | 1 | [14 empty] | 1
Western Downs Solar Project Pty Ltd | 45 618 515 174 | [17 empty] | 1 |  | 1
Western Sydney Energy & Resource Recovery Centre Pty Ltd as trustee for the Western Sydney Energy & Resource Recovery Centre Trust | 15 224 694 303 | [17 empty] | 1 |  | 1
WestWind Energy Pty Ltd | 94 109 132 201 | [17 empty] | 1 |  | 1
White Rock Wind Farm Pty Ltd | 45 153 592 173 |  |  |  |  | 1 | [14 empty] | 1
White Wind Project No 1 Pty Ltd | 40 630 956 384 | [17 empty] | 1 |  | 1
Whitsunday Solar Farm Pty Ltd | 20 615 715 270 |  |  |  |  | 1 | [14 empty] | 1
Wild Cattle Hill Pty Ltd | 61 610 777 369 |  |  |  |  | 1 | [14 empty] | 1
Williamsdale BESS Project Co Pty Ltd as trustee for Williamsdale BESS Project Trust | 75 543 896 839 | [17 empty] | 1 |  | 1
Willogoleche Power Pty Limited (ABN 22 112 307 589) The Trustee for the Willogoleche Operating Trust (ABN 42 876 095 992) | 42 876 095 992 |  |  |  |  | 1 | [14 empty] | 1
Wilmar Sugar Pty Ltd | 44 081 051 792 | [5 empty] | 1 | [13 empty] | 1
WINconnect Pty Ltd | 71 112 175 710 | [7 empty] | 1 | [11 empty] | 1
Wind Projects Australia Project 1 Pty Ltd | 82 622 899 567 | [17 empty] | 1 |  | 1
Windy Hill Wind Farm Pty Ltd | 60 126 722 094 |  |  |  | 1 | [15 empty] | 1
WinterbourneWind Pty Ltd | 59 113 000 150 | [17 empty] | 1 |  | 1
Winton Asset Co Pty Ltd as the Trustee for Winton Asset Trust | 22 313 259 458 |  |  |  |  | 1 | [14 empty] | 1
Wirtgen Energy Glenrowan Pty Ltd | 49 620 923 748 |  |  |  |  | 1 | [14 empty] | 1
Wodonga Solar Power Pty Ltd | 90 622 199 240 | [17 empty] | 1 |  | 1
Wollar Solar Development Pty Ltd | 88 621 969 266 |  |  |  |  | 1 | [14 empty] | 1
Wooderson Solar Development Co Pty Ltd | 34 675 111 823 | [17 empty] | 1 |  | 1
Woodlawn Wind Pty Ltd | 38 139 165 610 |  |  |  |  | 1 | [14 empty] | 1
Woolooga Fund Pty Ltd as Trustee for the Woolooga Trust | 79 195 305 015 |  |  |  |  | 1 | [14 empty] | 1
Woolsthorpe Wind Farm Pty Ltd | 104 022 237 | [17 empty] | 1 |  | 1
Wyalong Solar Farm Pty Ltd (ACN 629 132 958) as trustee for the Wyalong Solar Farm Unit Trust | 71 608 734 848 |  |  |  |  | 1 | [14 empty] | 1
X-Elio Blue Grass Pty Ltd | 24 634 260 227 |  |  |  |  | 1 | [14 empty] | 1
Y.E.S. Energy (SA) Pty Ltd | 22 627 706 594 |  |  |  | 1 |  |  | 1 | 1 | [11 empty] | 1
Yabulu South BESS Pty Ltd | 33 682 593 880 | [17 empty] | 1 |  | 1
Yadlamalka Energy Pty Ltd as The Trustee for The Yadlamalka Energy Trust | 93 953 768 838 | [6 empty] | 1 | [12 empty] | 1
Yanco Delta Wind Farm Pty Ltd | 38 655 210 567 | [17 empty] | 1 |  | 1
Yarranlea Solar Pty Ltd | 30 609 850 553 |  |  |  |  | 1 | [14 empty] | 1
Yatpool Sun Farm Pty Ltd | 83 610 306 324 |  |  |  |  | 1 | [14 empty] | 1
ZEN Energy Retail Pty Ltd | 54 615 751 052 | [6 empty] | 1 | 1 | [11 empty] | 1

## Applications Received
Applicant | Date | Station Name | Region | Application Type | Classification | Fuel Source - Primary | Fuel Source - Descriptor | Reg Cap generation (MW) | Max ROC/Min generation
Karadoc Project Pty Ltd as The trustee for Karadoc Solar Trust | 2023-10-12 | Karadoc Solar Farm | VIC1 | Generator | Market Semi-Scheduled | Solar | Solar | 104 | 90
Powercor Australia Limited | 2024-03-13 |  | VIC1 | Network Service Provider | Transmission Network Service Provider
Coleambally Solar Pty Ltd | 2024-05-08 | Coleambally Solar Farm | NSW1 | Generator | Ancillary Service Unit | Solar | Solar | 180 | 30
Goyder Wind Farm 1B Pty Ltd as the Trustee for Goyder Wind Farm 1B Trust | 2024-10-16 | Goyder South Wind Farm 1B | SA1 | Generator | FCAS - Generator | Wind | Wind
Quorn Park Solar Hybrid Pty Ltd as trustee for the Quorn Park Solar Hybrid Trust | 2024-11-15 | Quorn Park Solar Farm | NSW1 | Integrated Resource Provider | Market Scheduled Bidirectional Unit, Market Semi-Scheduled Generating Unit | Solar, Battery Storage | Solar, Girid | 124
COBRA CWO NO PTY LIMITED & Others | 2024-11-26 |  | NSW1 | Network Service Provider | Network Service Provider - No Network Assets
C S ENERGY LIMITED | 2025-01-15 | Boulder Creek Wind Farm | QLD1 | Generator | Market Semi-Scheduled | Wind | Wind | 228 | 44
Ivy Energy Pty Ltd | 2025-01-15 |  |  | Integrated Resource Provider | Small Resource Aggregator
Shell Energy Retail Pty Ltd | 2025-01-28 | Koorangie Energy Storage System | VIC1 | Integrated Resource Provider | Ancillary Services Unit | Battery Storage | Grid | 185 | 185
MONDO METERING PTY LTD | 2025-02-04 | Community Battery, Hance Road |  | Integrated Resource Provider | Small Resource Aggregator
NESF BESS 1 PTY LTD as The Trustee for NESF BESS 1 Trust | 2025-02-07 | New England BESS | NSW1 | Integrated Resource Provider | Market Scheduled Bidirectional Unit | Battery Storage | Grid | 252 | 40
Dame Technologies Pty Ltd | 2025-03-06 |  |  | Market Customer | Market connection Point (non Scheduled)
Snowy Hydro Limited | 2025-03-10 | Tumut 3 Power Station | NSW1 | Generator | Schedule 3.1 bid and offer validation data | Hydro | Water | 1500 | 1800
Bundaberg Solar Development Pty Ltd | 2025-03-13 | Bundaberg Solar Farm | QLD1 | Generator | Market Semi-Scheduled | Solar | Solar | 101 | 78
Smithfield BESS Pty Limited | 2025-03-17 | Smithfield Battery Energy Storage System | NSW1 | Integrated Resource Provider | Market Scheduled Bidirectional Unit | Battery Storage | Grid | 86.4 | 26
ACLE SERVICES PTY LTD | 2025-04-10 |  | VIC1 | Integrated Resource Provider | Ancillary Service Unit (Non Scheduled)
EnergyAustralia Pty Ltd | 2025-04-14 | Tallawarra Power Station | NSW1 | Generator | Schedule 3.1 bid and offer validation data | Fossil | Natural Gas | 440 | 440
EnelX Australia Pty Ltd | 2025-04-24 | DRXNTM02 | NSW1 | Demand Response Service Provider | Wholesale Demand Response Unit > Classify Load
Origin Energy Electricity Limited | 2025-05-08 | Eraring Battery Energy Storage System | NSW1 | Integrated Resource Provider | Ancillary Service Unit (Scheduled) | Battery Storage | Grid | 614 | 184
EnelX Australia Pty Ltd | 2025-05-16 | DRXNFF01 | NSW1 | Demand Response Service Provider | Wholesale Demand Response Unit > Classify Load
Latrobe Valley BESS Pty Ltd as the Trustee for Latrobe Valley BESS Project Trust | 2025-05-28 | Latrobe Valley BESS | VIC1 | Integrated Resource Provider | Ancillary Services Unit | Battery Storage | Grid | 140 | 40
Iberdrola Australia Energy Markets Pty Ltd | 2025-05-29 | Broadsound Solar Farm | QLD1 | Generator | Market Semi-Scheduled Generating Unit | Solar | Solar | 368 | 60
AGL Liddell BESS Pty Ltd | 2025-06-13 | LIddell Battery Energy Storage System | NSW1 | Integrated Resource Provider | Market Scheduled Bidirectional Unit | Battery Storage | Grid | 755 | 500
AGL HYDRO PARTNERSHIP | 2025-06-20 | Clover Power Station | VIC1 | Generator | Market > Non-Scheduled Generating Unit | Hydro | Water | 34.26 | 37.5
Terrang BESS Asset Co Pty Ltd as the trustee for Terrang BESS Asset Trust | 2025-07-01 | Terang BESS | VIC1 | Integrated Resource Provider | Market Scheduled Bidirectional Unit | Battery Storage | Grid | 144.4 | 40
Golden Plains WF2 Pty Ltd as trustee for the Golden Plains WF2 Unit Trust | 2025-07-15 | Golden Plains Wind Farm West | VIC1 | Generator | Market Semi-Scheduled Generating Unit | Wind | Wind | 576.6 | 111
Mornington BESS Project Pty Ltd as trustee for the Mornington BESS Project Trust | 2025-07-30 | Mornington BESS | VIC1 | Integrated Resource Provider | Market Scheduled Bidirectional Unit | Battery Storage | Grid | 336 | 240
AGL MACQUARIE PTY LIMITED | 2025-08-19 | Bayswater Power Station | NSW1 | NEM > NER Changes | Schedule 3.1 bid and offer validation data | Fossil | Natural Gas | 2640 | 560
Microgrid Power Pty Ltd | 2025-08-19 | Wallsend | NSW1 | Integrated Resource Provider | Small Resource Aggregator
ULINDA PARK PROJECTCO PTY LTD | 2025-08-20 | Ulinda Park BESS | NSW1 | Integrated Resource Provider | Ancillary Service Unit (Scheduled) | Battery Storage | Grid | 197 | 62
Woolooga BESS Fund Pty Limited As Trustee for the Woolooga BESS Trust | 2025-09-04 | Woolooga BESS | QLD1 | Integrated Resource Provider | Market Scheduled Bidirectional Unit | Battery Storage | Grid | 280.96 | 44.4
AGL MACQUARIE PTY LIMITED | 2025-09-11 | Bayswater Power Station | NSW1 | NEM > NER Changes | Scheduled Production Unit > Schedule 3.1 bid and offer validation data | Fossil | Natural Gas | 2715 | 543
| 2025-09-18 | Origin Energy Electricity Limited | VIC1 | NEM > NER Changes | Schedule 3.1 bid and offer validation data | Fossil | Natural Gas | 283
Lancaster Solar Farm Pty Ltd as Trustee for The Lancaster Solar Farm Trust | 2025-09-22 | Lancaster Solar Farm | VIC1 | Generator | Market Semi-Scheduled Generating Unit | Solar | Solar | 94.9 | 16
Origin Energy Electricity Limited | 2025-09-24 | Mortlake Battery Energy Storage System | VIC1 | Integrated Resource Provider | Market Scheduled Bidirectional Unit | Battery Storage | Grid | 440.8 | 120
UWF Nominees Pty Ltd as trustee for the UWF Trust | 2025-09-29 | Uungula Wind Farm | NSW1 | Generator | Market Semi-Scheduled Generating Unit | Wind | Wind | 414 | 80
Western Downs BESS Pty Ltd as trustee for the Western Downs BESS Trust | 2025-09-30 | Western Downs Battery Energy Storage System (BESS | QLD1 | Integrated Resource Provider | Ancillary Service Unit (Scheduled) | Battery Storage | Grid | 269 | 102
Brendale Battery ProjectCo Pty Ltd | 2025-10-06 | Brendale BESS | QLD1 | Integrated Resource Provider | Ancillary Service Unit (Scheduled) | Battery Storage | Grid | 215 | 82
ERC Energy Pty Ltd | 2025-10-08 |  | QLD1 | Market Customer | Market connection Point (non Scheduled)
Euroka Energy Pty Ltd | 2025-10-10 |  |  | Market Customer | Market connection Point (non Scheduled)
Stanwell Corporation Limited | 2025-10-14 | Wambo Wind Farm 2 | QLD1 | Generator | Market > Semi-Scheduled Generating Unit | Wind | Wind | 254.2
SEC ENERGY PTY LTD | 2025-10-13 | Horsham Renewable Energy Park | VIC1 | Integrated Resource Provider | Market Scheduled Bidirectional Unit, Market Semi-Scheduled Generating Unit
GridBeyond PTY Limited | 2025-10-15 | Coleambally | NSW1 | Integrated Resource Provider | Small Resource Aggregator
CleanCo Queensland Ltd | 2025-10-17 | Swanbank BESS | QLD1 | Integrated Resource Provider | Ancillary Service Unit (Scheduled) | Battery Storage | Grid | 331 | 100
Lunio Energy Pty Ltd | 2025-10-17 | Strathalbyn East Substation | SA1 | Integrated Resource Provider | Small Resource Aggregator
Energy Storage Project No 6 Pty Ltd as trustee of the Energy Storage Project No 6 Unit Trust | 2025-10-22 | Pine Lodge BESS | VIC1 | Integrated Resource Provider | Market Scheduled Bidirectional Unit, Market Semi-Scheduled Generating Unit | Battery Storage | Grid | 344.4 | 100
Origin Energy Electricity Limited | 2025-11-11 | Mortlake Power Station | VIC1 | NEM > NER Changes | Scheduled Production Unit > Schedule 3.1 bid and offer validation data
Supernode Operations Pty Ltd as the trustee for Supernode BESS 1 Project Trust | 2025-11-12 | Supernode BESS (Stage 2) | QLD1 | Integrated Resource Provider | Market Scheduled Bidirectional Unit | Battery Storage | Grid | 337.4 | 102
Neoen Australia Pty Ltd | 2025-11-10 | Kaban Wind Farm | QLD1 | NEM > NER Transfer | Semi-Scheduled Generating Unit | Wind | Wind
CI Summerfield BESS Pty Ltd as the Trustee for CI Summerfield BESS Trust | 2025-11-20 | Summerfield BESS 1 | SA1 | Integrated Resource Provider | Market Scheduled Bidirectional Unit | Battery Storage | Grid | 120 | 48
CI Summerfield BESS Pty Ltd as the Trustee for CI Summerfield BESS Trust | 2025-11-20 | Summerfield BESS 2 | SA1 | Integrated Resource Provider | Market Scheduled Bidirectional Unit | Battery Storage | Grid | 120 | 48
Wholesale Options Pty Ltd | 2025-11-21 | Taylors Hill Village | VIC1 | Integrated Resource Provider | Small Resource Aggregator
Williamsdale BESS Project Co Pty Ltd as trustee for the Williamsdale BESS Project Trust | 2025-11-25 | Williamsdale BESS | NSW1 | Integrated Resource Provider | Market Scheduled Bidirectional Unit | Battery Storage | Grid | 262.1 | 100
SEC Energy Pty Ltd | 2025-11-26 | Melbourne Renewable Energy Hub Connection A3 | VIC1 | Integrated Resource Provider | Ancillary Service Unit (Scheduled) | Battery Storage | Grid | 200 | 80
Energy Trade Pty Ltd | 2025-11-28 |  |  | Market Customer | Market connection Point (non Scheduled)
CS Energy Limited | 2025-12-02 | Lotus Creek Wind Farm | QLD1 | Generator | Market Semi-Scheduled Generating Unit | Wind | Wind | 285.2 | 56

## Ceasing Registration
Registered Participant | ABN | Category of Participant | Facility | Units | Region | Type | Capacity | Time | Notice of Closure Date (NER Clause 2.10.1)
ActewAGL Distribution | 76 670 568 688 | Metering Coordinator | [5 empty] | 2022-02-15
Adani Infrastructure Pty Ltd | 16 606 764 827 | Intending | [5 empty] | 2020-04-24
Adani Mining Pty Ltd | 27 145 455 205 | Intending | [5 empty] | 2017-02-03
AETV Pty Ltd | 29 123 391 613 | Generator | Bell Bay Three Power Station: Bell Bay Three Units 1-3 and Tamar Valley Peaking Plant Unit 1 | 1-3 and 1 | TAS1 | Market Scheduled | 205 | 2019-10-10
AETV Pty Ltd | 29 123 391 613 | Generator | Chepstowe Wind Farm | 1-3 | VIC1 | Market Non-Scheduled | 6 | 2025-09-30
AETV Pty Ltd | 29 123 391 613 | Generator | Tamar Valley Combined Cycle Power Station | 1-2 | TAS1 | Market Scheduled | 208 | 2019-10-10
AGL Australia Markets Pty Limited | 26 118 609 813 | Generator | Moranbah Generation Project | 1-8 | QLD1 | Market Non-Scheduled | 13 | 2025-04-01
AGL Energy Services (Queensland) Pty Limited | 80 104 759 471 | Generator | Roghan Road Power Station |  | QLD1 | Market Non-Scheduled |  | 2010-04-30
AGL Hydro Partnership | 86 076 691 481 | Generator | Oakey Power Station | 1-2 | QLD1 | Market Scheduled |  | 2015-01-01
AGL Hydro Partnership | 86 076 691 481 | Generator | Suncoast Gold Macadamias Unit 1 | 1 | QLD1 | Market Non-Scheduled | 1 | 2016-01-15
AGL Hydro Partnership | 86 076 691 481 | Generator | West Nowra Landfill Gas Power Generation Facility | 1 | NSW1 | Market Non-Scheduled | 1 | 2022-03-10 | 2022-03-10
AGL Hydro Partnership | 86 076 691 481 | Generator | Kincumber Landfill Site | 1 | NSW1 | Market Non-Scheduled | 1 | 2021-12-31 | 2021-12-31
AGL Hydro Partnership | 86 076 691 481 | Generator | Woy Woy Landfill Site | 1 | NSW1 | Market Non-Scheduled | 1 | 2021-12-31 | 2021-12-31
AGL Hydro Partnership | 86 076 691 481 | Generator | West Nowra Landfill Gas Power Generation Facility | 1 | NSW1 | Market Non-Scheduled | 1 | 2022-03-10 | 2022-03-10
AGL Hydro Partnership | 86 076 691 481 | Generator | AGL Kemps Creek Power Station | 1-2 | NSW1 | Market Non-Scheduled | 1 | 2022-06-10 | 2022-06-10
AGL Loy Yang Marketing Pty Ltd | 19 105 758 316 | Generator | Loy Yang A Power Station | 1-4 | VIC1 | Market Scheduled | 560 |  | 2035-06-30
AGL Macquarie Pty Limited | 18 167 859 494 | Generator | Hunter Valley Gas Turbines | 1-2 | NSW1 | Market Scheduled | 25 | 2022-03-15 | 2022-03-15
AGL Macquarie Pty Limited | 18 167 859 494 | Generator | Liddell Power Station | 3 | NSW1 | Market Scheduled | 500 | 2022-04-02 | 2022-04-02
AGL Macquarie Pty Limited | 18 167 859 494 | Generator | Liddell Power Station | 1 | NSW1 | Market Scheduled | 500 | 2023-05-01 | 2023-05-01
AGL Macquarie Pty Limited | 18 167 859 494 | Generator | Liddell Power Station | 2 | NSW1 | Market Scheduled | 500 | 2023-05-01 | 2023-05-01
AGL Macquarie Pty Limited | 18 167 859 494 | Generator | Liddell Power Station | 4 | NSW1 | Market Scheduled | 500 | 2023-05-01 | 2023-05-01
AGL SA Generation Pty Limited | 84 081 074 204 | Generator | Torrens Island A Power Station | 2 | SA1 | Market Scheduled | 120 | 2020-09-30 | 2020-09-30
AGL SA Generation Pty Limited | 84 081 074 204 | Generator | Torrens Island A Power Station | 4 | SA1 | Market Scheduled | 120 | 2020-09-30 | 2020-09-30
AGL SA Generation Pty Limited | 84 081 074 204 | Generator | Torrens Island A Power Station | 1 | SA1 | Market Scheduled | 120 | 2021-09-30 | 2021-09-30
AGL SA Generation Pty Limited | 84 081 074 204 | Generator | Torrens Island A Power Station | 3 | SA1 | Market Scheduled | 120 | 2022-09-30 | 2022-09-30
AGL SA Generation Pty Limited | 84 081 074 204 | Generator | Torrens Island B Power Station | 1 | SA1 | Market Scheduled | 200 |  | 2026-06-30
AGL SA Generation Pty Limited | 84 081 074 204 | Generator | Torrens Island B Power Station | 2-4 | SA1 | Market Scheduled | 600 |  | 2028-08-30
AGL Sales (Queensland Electricity) Pty Limited | 69 078 875 902 | Generator | Whytes Gully Green Waste Power Plant. |  | NSW1 | Market Non-Scheduled |  | 2007-10-12
AGL Sales (Queensland Electricity) Pty Limited | 66 078 875 902 | Generator | KRC Cogeneration Plant Power Station | 1-3 | QLD1 | Market Non-Scheduled |  | 2012-12-14
AGL Sales (Queensland Electricity) Pty Limited | 66 078 875 902 | Generator | German Creek Waste Coal Miine Power Station | 1-16 | QLD1 | Market Non-Scheduled |  | 2013-01-01
AGL Sales (Queensland Electricity) Pty Limited | 66 078 875 902 | Generator | Grange Avenue Landfill Gas Power Station | 1 | NSW1 | Market Non-Scheduled | 2 | 2013-08-01
AGL Sales (Queensland Electricity) Pty Limited | 66 078 875 902 | Generator | Jacks Gully Landfill Gas Power Station | 1-2 | NSW1 | Market Non-Scheduled |  | 2013-08-01
AGL Sales (Queensland Electricity) Pty Limited | 66 078 875 902 | Generator | Brooklyn Landfill Gas Power Station | 1-3 | VIC1 | Market Non-Scheduled |  | 2013-11-08
AGL Sales (Queensland Electricity) Pty Limited | 66 078 875 902 | Generator | Eastern Creek | 1-4 | NSW1 | Market Non-Scheduled |  | 2014-02-15
AGL Sales Pty Ltd | 82 064 651 083 | Generator | University of Western Sydney Co-Generation Facility | 1 | NSW1 | Market Non-Scheduled | 1 | 2006-03-01
AGL Southern Hydro (NSW) Pty Ltd | 73 056 452 601 | Generator | Yarrawonga Power Station | 1-2 | VIC1 | Non Market, Non-Scheduled |  | 2013-07-01
Alcoa of Australia Limited | 93 004 879 298 | Generator | Anglesea Power Station | 4 |  | Market Scheduled |  | 2015-09-01
Alinta EATM Pty Ltd | 70 083 050 168 | Generator, Trader | [5 empty] | 2010-01-10
Apex Energy N L | 40 097 997 914 | Intending | [5 empty] | 2017-02-03
Arrow Energy Trading Pty Ltd | 68 139 053 133 | Generator | Daandine Power Station | 1-12 | QLD1 | Market Non-Scheduled | 33 | 2022-04-17
ATCO Australia Pumped Hydro Pty Ltd | 49 636 877 104 | Intending | Central West Pumped Hydro |  | NSW1 |  |  | 2025-09-30 | 2025-09-30
Aurora Energy Pty Ltd | 85 082 464 622 | Network Service Provider | Tasmanian Networks Pty Ltd |  | TAS1 | NSP, Distribution, Metering Data Provider & Metering Provider |  | 2014-07-01
Ausgrid | 67 505 337 385 | Generator | Mornington Waste Disposal | 1 | VIC1 | Market Non-Scheduled |  | 2011-07-01
Ausgrid | 67 505 337 385 | Generator | Woodlawn Bioreactor | 1-6 | NSW1 | Market Non-Scheduled |  | 2011-07-01
Ausgrid | 67 505 337 385 | Generator | Wyndham Waste Disposal | 1 | VIC1 | Market Non-Scheduled |  | 2011-07-01
Australian Power and Gas (NSW) Pty Ltd | 95 116 613 435 | Customer | [5 empty] | 2012-05-16
Australian Power and Gas Pty Limited | 26 118 609 813 | Market Customer | [5 empty] | 2016-01-21
Australian Solar Group Pty Ltd | 59 141 480 284 | Intending | [5 empty] | 2020-01-03
Bald Hills Wind Farm Pty Ltd | 13 117 264 712 | Intending | [5 empty] | 2020-05-22
Balfour Beatty Investments Australia Pty Limited | 94 166 345 017 | Intending | [5 empty] | 2017-02-03
Barclays Bank PLC | 86 062 449 585 | Trader | [5 empty] | 2014-03-18
BE Pro S Pty Ltd | 34 623 315 104 | Intending | [5 empty] | 2019-09-24
Bell Bay Power Pty Ltd | 52 097 079 331 | Generator | [5 empty] | 2009-11-14
Boreas Wind Group (Australia) Pty Ltd | 64 148 173 353 | Intending | [5 empty] | 2017-02-03
BP Energy Asia Pte Limited | 77 549 205 033 | Trader | [5 empty] | 2013-04-04
BP Solar Pty Ltd | 52 094 827 531 | Intending | [5 empty] | 2013-03-19
Bright Spark Power Pty Limited | 54 622 864 984 | Market Customer | [5 empty] | 2022-07-30
C S Energy Limited | 54 078 848 745 | Generator | Callide A Power Station | 2 | QLD1 | Market Scheduled |  | 2011-05-17
C S Energy Limited | 54 078 848 745 | Generator | Collinsville Power Station | 1 | QLD1 | Market Scheduled |  | 2011-07-01
C S Energy Limited | 54 078 848 745 | Generator | Swanbank B Power Station | 2 & 4 | QLD1 | Market Scheduled |  | 2011-07-01
C S Energy Limited | 54 078 848 745 | Generator | Swanbank B Power Station | 1 & 3 | QLD1 | Market Scheduled |  | 2011-07-01
C S Energy Limited | 54 078 848 745 | Generator | Swanbank Power Station E | 1 | QLD1 | 4 |  | 2011-07-01
C S Energy Limited | 54 078 848 745 | Generator | Callide Power Station | 1 & 2 | QLD1 | Market Non-Scheduled | 60 | 2022-04-01 | 2022-04-30
CBD Energy Limited | 88 010 966 793 | Intending | [5 empty] | 2014-12-01
CitiPower Pty | 76 064 651 056 | Customer | [5 empty] | 2011-04-04
Clean Energy Transfer Fund Investments Pty Ltd ATFT Clean Energy Transfer Fund | 32 523 323 511 | IRP, Trader, Reallocator | [5 empty] | 2025-07-25 | 2025-07-21
Click Energy Pty Ltd | 41 116 567 492 | Customer | [5 empty] | 2022-08-29
Comet Solar Farm Pty Ltd | 72 618 108 286 | Intending | Comet Solar Farm |  |  |  |  | 2021-11-01
CSR Limited | 90 000 001 276 | Generator | Invicta Sugar Mill |  | QLD1 | Market Non-Scheduled |  | 2013-05-16
CuString Pty Ltd | 47 137 531 054 | Intending | [5 empty] | 2011-08-19
Delta Electricity | 67 139 819 642 | Generator | Broadwater Power Station | 1-2 | NSW1 | Market Non-Scheduled |  | 2013-11-08
Delta Electricity | 67 139 819 642 | Generator | Condong Power Station | 1 | NSW1 | Market Non-Scheduled |  | 2013-11-08
Delta Electricity | 67 139 819 642 | Generator | Munmorah Power Station | 4 | NSW1 | Market Scheduled |  | 2014-05-29
Delta Electricity | 67 139 819 642 | Generator | Munmorah Power Station | 3 | NSW1 | Market Scheduled |  | 2014-05-29
Diamond Energy Pty Ltd | 97 107 516 334 | Generator | Ferguson North Wind Farm | 1 | VIC1 | Market Non-Scheduled | 3
EDL (TT) Pty Limited | 95 088 169 135 | Generator | Teralba Power Station | 1,2,4 | NSW1 | Market Non-Scheduled |  | 2021-11-18
EDL Group Operations Pty Ltd | 39 055 555 416 | Generator | Claytons Landfill Gas Power Station | 1-11 | VIC1 | Market Non-Scheduled |  | 2013-11-08
EDL Group Operations Pty Ltd | 38 055 555 416 | Generator | Berwick Power Plant | 1 | VIC1 | Non -Market Non-Scheduled |  | 2023-05-09 | 2023-04-01
EDL LFG (QLD) Pty Ltd | 21 071 089 579 | Generator | Roghan Road LFG Power Plant | 1 | QLD1 | Market Non-Scheduled |  | 2019-07-26
EDL LFG (SA) Pty Limited | 21 055 640 321 | Generator | Pedler Creek Landfill Gas Power Station | 1-3 | SA1 | Market Non-Scheduled |  | 2017-07-25
EDL LFG (SA) Pty Ltd | 21 055 640 321 | Generator | Highbury Landfill Gas Power Station Unit 1 | 1 | SA1 | Market Non-Scheduled |  | 2016-06-19
EDL LFG (SA) Pty Ltd | 21 055 640 321 | Generator | Tea Tree Gully Landfill Gas Power Station Unit 1 | 1 | SA1 | Market Non-Scheduled |  | 2016-06-19
EDL LFG (VIC) PTY LTD | 69 061 503 348 | Generator | Corio Landfill Gas Power Station | 1 | VIC1 | Market Non-Scheduled |  | 2023-05-09 | 2023-05-09
EDL LFG (VIC) PTY LTD | 69 061 503 348 | Generator | Springvale Landfill Gas Power Station | 1-4 | VIC1 | Market Non-Scheduled | 5 | 2023-11-24 | 2023-11-24
EDL LFG (VIC) PTY LTD | 69 061 503 348 | Generator | Broadmeadows Landfill Gas Power Station | 1-5 | VIC1 | Market Non-Scheduled | 5 | 2024-06-18 | 2024-06-18
EEW Eco Energy World Australia Proprietary Ltd | 14 611 582 239 | Intending | [5 empty] | 2019-09-27
Elaine Windfarm Pty Ltd | 31 127 338 827 | Intending | [5 empty] | 2020-05-22
Electrade II Pty Limited | 40 127 459 563 | Trader | [5 empty] | 2012-11-09
ELEXSYS ENERGY TRADING PTY LTD | 98 661 885 749 | Integrated Resource Provider | [5 empty] | 2025-09-30 | 2025-09-30
Enel X Australia Pty Ltd | 49 104 710 278 | Generator | Nine Network Willoughby Plant | 1 | NSW1 | Market Non-Scheduled |  | 2021-03-29
Enel X Australia Pty Ltd | 49 104 710 278 | Generator | Ballarat Base Hospital Plant | 1-3 | VIC1 | Market Non-Scheduled | 3 | 2025-04-17
Enel X Australia Pty Ltd | 49 104 710 278 | Generator | Western Suburbs League Club (Campbelltown) Plant | 1 | NSW1 | Market Non-Scheduled | 1 | 2025-04-17
Energy Brix Australia Corporation Pty Ltd | 79 074 736 833 | Market Customer, Generator | Energy Brix Complex Power Station | 1-3 | VIC1 | Market Scheduled |  | 2016-03-14
EnergyAustralia Pty Ltd | 99 086 014 968 | Generator | Waterloo Wind Farm | 1 | SA1 | Market Semi-Scheduled |  | 2012-11-02
EnergyAustralia Pty Ltd | 99 086 014 968 | Generator | Wallerawang C Power Station | 7 | NSW1 | Market Scheduled |  | 2014-06-20
EnergyAustralia Pty Ltd | 99 086 014 968 | Generator | Wallerawang C Power Station | 8 | NSW1 | Market Scheduled |  | 2014-12-30
EnergyAustralia Yallourn Pty Ltd |  | Generator | Yallourn Power Station | 4 | VIC1 | Market Scheduled |  | 2028-07-01 | 2024-12-18
EnerNOC Pty Ltd | 49 104 710 278 | Generator | Symex Power Plant | 1 | VIC1 | Market Non-Scheduled |  | 2012-11-30
EnerNOC Pty Ltd | 49 104 710 278 | Generator | Amcor Glass, Gawler Plant | 1-3 | SA1 | Market Non-Scheduled |  | 2015-12-31
EnerNOC Pty Ltd | 49 104 710 278 | Generator | Bankstown Sports Club Plant Units | 1-2 | NSW1 | Market Non-Scheduled | 2 | 2018-03-12
EnerNOC Pty Ltd | 49 104 710 278 | Generator | Blue Lake Milling Power Plant | 1 | SA1 | Market Non-Scheduled | 0.5 | 2018-03-12
Eraring Energy | 31 357 688 069 | Generator | Warragamba Power Station | 1 | NSW1 | Market Non-Scheduled |  | 2013-07-19
Eraring Energy | 31 357 688 069 | Generator | Brown Mountain Hydro Power Station | 1-6 | NSW1 | Market Non-Scheduled |  | 2013-08-02
Eraring Energy | 31 357 688 069 | Generator | Burrinjuck Mountain Hydro Power Station | 3-5 | NSW1 | Market Non-Scheduled |  | 2013-08-02
Eraring Energy | 31 357 688 069 | Generator | Hume (NSW) Hydro Power Station | 1-2 | NSW1 | Market Scheduled |  | 2013-08-02
Eraring Energy | 31 357 688 069 | Generator | Hume (Vic) Hydro Power Station | 1-2 | VIC1 | Market Non-Scheduled |  | 2013-08-02
Eraring Energy | 31 357 688 069 | Generator | Keepit Hydro Power Station | 1 | NSW1 | Market Non-Scheduled |  | 2013-08-02
ERM Land Holdings Pty Ltd | 40 083 762 056 | Intending | [5 empty] | 2009-09-08
Essential Energy | 37 428 185 226 | Generator | Rochedale Renewable Energy Facility Units | 1-4 | QLD1 | Market Non-Scheduled |  | 2011-09-23
Essential Energy | 37 428 185 226 | Generator | Whitwood Road Power Station | 1 | QLD1 | Market Non-Scheduled |  | 2011-09-23
Essential Energy | 37 428 185 226 | Generator | Lake Bonney Wind Farm | 1-46 | SA1 | Market Non-Scheduled |  | 2012-05-10
Essential Energy | 37 428 185 226 | Generator | Lucas Heights II Stage 2 | 1-4 | NSW1 | Market Non-Scheduled |  | 2012-05-10
Essential Energy | 37 428 185 226 | Generator | Wonthaggie Wind Farm | 1-6 | VIC1 | Market Non-Scheduled |  | 2012-05-10
Essential Energy | 37 428 185 226 | Generator | Daandine Power Station | 1-11 | QLD1 | Market Non-Scheduled |  | 2013-10-04
Essential Energy | 37 428 185 226 | Generator | Oaky Creek Mine Power Station | 1-16 | QLD1 | Market Non-Scheduled |  | 2013-10-04
Essential Energy | 37 428 185 226 | Generator | Broken Hill Gas Turbines, Units 1-2 | 1-2 | NSW1 | Market Non-Scheduled | 50 | 2022-06-14
Firmus Grid Pty Ltd | 31 638 040 534 | MASP/DRSP |  |  | TAS1 | Ancillary Service Load | 2 | 2022-03-07 | 2022-03-22
Firmus Grid Pty Ltd | 31 638 040 534 | Market Customer - Scheduled Load | St Leonards Facility | 1 | TAS1 | Ancillary Service Load | 20 | 2023-02-07 | 2023-02-07
First Solar (Australia) Pty Ltd | 66 141 686 946 | Intending | [5 empty] | 2019-04-11
Flinders Operating Services Pty Ltd | 36 094 130 837 | Generator | Northern Power Station | 1-2 | SA1 | Market Scheduled |  | 2016-09-01
Flinders Operating Services Pty Ltd | 36 094 130 837 | Generator | Playford B Power Station | 1-4 | SA1 | Market Scheduled |  | 2016-09-01
FRV Services Australia Pty Ltd | 60 151 469 662 | Intending | [5 empty] | 2020-01-03
Gannawarra Solar Farm Pty Ltd | 33 615 736 895 | Intending | Gannawarra Solar Farm Units | 1-22 | VIC1 |  |  | 2018-03-20
Genex (Solar) Pty Limited | 24 606 804 915 | Generator | Kidston Solar Project Phase One | 1-20 | QLD1 | Market Semi-Scheduled | 50 | 2025-05-22 | 2025-05-22
Green State Power Pty Ltd | 145 051 994 | Intending | [5 empty] | 2013-03-19
Green State Power Pty Ltd | 52 163 839 147 | Generator | Burrinjuck Hydro Power Station | 3, 4 & 5 | NSW1 | Market Non-Scheduled |  | 2014-07-18
Green State Power Pty Ltd | 52 163 839 147 | Generator | Hume (NSW) Hydro Power Station | 1-2 | NSW1 | Market Scheduled |  | 2014-07-18
Green State Power Pty Ltd | 52 163 839 147 | Generator | Hume (Vic) Hydro Power Station | 1-2 | VIC1 | Market Scheduled |  | 2014-07-18
Green State Power Pty Ltd | 52 163 839 147 | Generator | Keepit Hydro Power Station | 1 | NSW1 | Market Non-Scheduled |  | 2014-07-18
Green State Power Pty Ltd | 52 163 839 147 | Generator | Brown Mountain Hydro Power Station |  | NSW1 | Market Non-Scheduled |  | 2014-12-08
Gullen Range Wind Farm Pty Ltd | 81 129 017 787 | Network Service Provider | Gullen Range Wind Farm | 1-73 | NSW1 | Market Semi-Scheduled |  | 2014-07-11
Hazelwood Power Partnership (Trading as Hazelwood Power) | 40 924 759 557 | Generator | Hazelwood Power Station | 1-8 | VIC1 | Market Scheduled |  | 2017-04-01
Hornsdale Power Reserve Pty Ltd | 619 311 983 | Intending | [5 empty] | 2020-01-03
HWF Holdco 1 Pty Ltd | 88 167 598 594 | Intending | [5 empty] | 2020-01-03
HWF3 Pty Ltd | 49 610 776 068 | Intending | [5 empty] | 2020-01-03
Hydro-Electric Corporation | 48 072 377 158 | Generator | Bell Bay Diesel Generator |  | TAS1 | Market Non-Scheduled |  | 2016-08-23
Hydro-Electric Corporation trading as Hydro Tasmania | 48 072 377 158 | Generator | Terminal Storage Mini Hydro Power Station | 1 | SA1 | Market Non-Scheduled |  | 2017-09-14
Iberdrola Australia Holdings Pty Limited | 86 111 909 794 | Market Customer | [6 empty] | 2024-06-25
Iberdrola Australia SAGT Pty Limited | 77 635 710 360 | Generator | Temporary Generation South | 1-4 | SA1 | Market Scheduled | 123 | 2022-02-09 | 2022-05-01
IMC Pacific Pty Ltd | 89 099 273 846 | Trader | [5 empty] | 2011-03-22
Independent Electricity Retail Solutions Pty Ltd | 47 107 316 423 | Customer | [5 empty] | 2011-08-06
Investec Australia Limited | 55 071 292 594 | Intending | [5 empty] | 2020-05-22
Kiata Wind Farm Pty Ltd | 79 607 460 873 | Intending | [5 empty] | 2020-01-03
Kiata Wind Farm Pty Ltd | 79 607 460 873 | Generator | Kiata Wind Farm | 1-9 | VIC1 | Market Semi-Scheduled |  | 2022-10-18
Kyoto Energy Wind Scone Pty Ltd | 41 144 582 525 | Intending | [5 empty] | 2020-05-22
LGI Limited | 49 138 085 551 | Intending | Woolgoola Solar Farm |  |  |  |  | 2021-08-26
LGI Limited | 49 138 085 551 | Generator | Mugga Lane Landfill Gas to Energy Facility | 1-4 | NSW1 | Market Non-Scheduled |  | 2025-02-04
Limondale Sun Farm Pty Ltd | 66 617 558 728 | Intending | [5 empty] | 2019-12-24
Lincoln Gap Wind Farm Pty Limited | 52 133 372 595 | Intending | [5 empty] | 2020-01-03
LMS Energy Pty Ltd | 39 059 428 474 | Generator | Hallam Road Renewable Energy Facility | 7-8 | VIC1 | Market Non-Scheduled |  | 2013-06-12
LMS Energy Pty Ltd | 39 059 428 474 | Generator | Remount Renewable Energy Facility | 1-2 | TAS1 | Market Non-Scheduled |  | 2020-12-31
LMS Energy Pty Ltd | 39 059 428 474 | Generator | Eastern Creek 2 Gas Utilisation Facility | 6 | NSW1 | Market Non-Scheduled | 1 |  | 2023-10-02
Lumo Energy (SA) Pty Ltd | 61 114 356 697 | Generator | Hunter Economic Zone | 1-16 | NSW1 | Market Non-Scheduled Generator |  | 2016-10-28
Lumo Energy Australia Pty Ltd | 69 100 528 327 | Generator | Hallam Road Renewable Energy Facility | 1-8 | VIC1 | Market Non-Scheduled |  | 16/11/2019*
Lumo Energy Australia Pty Ltd | 69 100 528 327 | Generator | Wollert Renewable Energy Facility | 1-7 | VIC1 | Market Non-Scheduled |  | 16/11/2019*
Lumo Generation SA Pty Ltd | 87 115 291 042 | Generator | Awaba Power Station |  | NSW1 | Market Non-Scheduled |  | 2020-06-19
Lumo Generation SA Pty Ltd | 87 115 291 042 | Generator | Awaba Power Station |  | NSW1 | Market Non-Scheduled |  | 16/11/2019*
Lumo Generation SA Pty Ltd | 87 115 291 042 | Generator | Remount Power Station | 1-2 | TAS1 | Market Non-Scheduled |  | 16/11/2019*
Lyon Solar Pty Ltd | 50 616 160 073 | Intending | [5 empty] | 2019-06-19
Macquarie Bank Limited | 46 008 583 542 | Market Customer |  |  |  | Retailer |  | 2022-09-30
Macquarie Generation | 18 402 904 344 | Generator | Bayswater Power Station |  | NSW1 | Market Scheduled |  | 2014-09-03
Macquarie Generation | 18 402 904 344 | Generator | Hunter Valley Gas Turbines |  | NSW1 | Market Scheduled |  | 2014-09-03
Macquarie Generation | 18 402 904 344 | Generator | Liddell Power Station |  | NSW1 | Market Scheduled |  | 2014-09-03
Macquarie Generation | 18 402 904 344 | Market Customer |  |  | NSW1 |  |  | 2014-09-03
Merrill Lynch Commodities (Europe) Limited | 17 571 601 210 | Trader | [5 empty] | 2011-07-29
Metz NewCo Pty Ltd | 34 610 480 281 | Intending | Metz Solar Farm |  | NSW1 | Market Semi-Scheduled | 100 | 2020-11-11
Momentum Energy Pty Limited | 42 100 569 159 | Exemption | Dandenong Hospital |  | VIC1 | Market Semi-Scheduled |  | 2021-11-09
Momentum Energy Pty Limited | 42 100 569 159 | Exemption | Geelong Hospital |  | VIC1 | Market Semi-Scheduled |  | 2021-11-09
Momentum Energy Pty Limited | 42 100 569 159 | Exemption | Royal Melbourne Hospital Unit 1 and Unit 2 |  | VIC1 | Market Semi-Scheduled |  | 2021-11-09
Momentum Energy Pty Limited | 42 100 569 159 | Exemption | St Vincent's Hospital |  | VIC1 | Market Semi-Scheduled |  | 2021-11-09
Momentum Energy Pty Limited | 42 100 569 159 | Exemption | The Alfred Hospital |  | VIC1 | Market Semi-Scheduled |  | 2021-11-09
Moree Solar Farm Pty Ltd | 24 147 861 345 | Generator | Moree Solar Farm | 1-56 | NSW1 | Market Semi-Scheduled | 56 | 2022-06-14
Mt Hope Family Trust & B.L Welsh & J.M Welsh & M.F Welsh as a Family Partnership trading as MF Welsh & Co | 74 374 972 205 | Intending | [5 empty] | 2017-02-03
Murra Warra Project Co Pty Ltd | 616 990 731 | Intending | [5 empty] | 2020-04-24
N.P. Power Pty Ltd | 82 094 423 006 | Intending | [5 empty] | 2017-02-03
NextGrid Energy Pty Ltd | 32 648 185 880 | Integrated Resource Provider>Small Resource Provider | [5 empty] | 2024-09-03
OM Financial Limited | N/A | Trader | [5 empty] | 2021-03-08
Origin Energy Electricity Limited | 33 071 052 287 | Generator | Lucas Heights II Stage 2 | 1-4 | NSW1 | Market Non-Scheduled |  | 2013-01-01
Origin Energy Electricity Limited | 33 071 052 287 | Generator | Rochedale Renewable Energy Facility | 1-4 | QLD1 | Market Non-Scheduled |  | 2020-01-01
Origin Energy Electricity Limited | 33 071 052 287 | Generator | Whitwood Road Power Station |  | QLD1 | Market Non-Scheduled |  | 2020-01-01
Origin Energy Electricity Limited | 33 071 052 287 | Generator | Eraring Power Station | 1 | NSW1 | Market Scheduled | 720 |  | 2027-08-19
Origin Energy Electricity Limited | 33 071 052 287 | Generator | Eraring Power Station | 2 | NSW1 | Market Scheduled | 720 |  | 2027-08-19
Origin Energy Electricity Limited | 33 071 052 287 | Generator | Eraring Power Station | 3 | NSW1 | Market Scheduled | 720 |  | 2027-08-19
Origin Energy Electricity Limited | 33 071 052 287 | Generator | Eraring Power Station | 4 | NSW1 | Market Scheduled | 720 |  | 2027-08-19
Origin Energy Electricity Limited | 33 071 052 287 | Generator | Osborne Power Station | 1-2 | SA1 | Market Scheduled | 180 |  | 2027-12-31
Origin Energy Uranquinty Power Pty Ltd | 26 120 384 938 | Generator | Bungala One Solar Farm | 1-54 | SA1 | Market Semi-Scheduled |  | 2022-09-06
Origin Energy Uranquinty Power Pty Ltd | 26 120 384 938 | Generator | Bungala Two Solar Farm | 1-54 | SA1 | Market Semi-Scheduled |  | 2022-09-06
Photon Energy AUS SPV 2 Pty Ltd | 63 159 386 259 | Intending | [5 empty] | 2019-09-24
Power Club Limited (in Liquidation) | 71 603 346 836 | Intending | [5 empty] | 2019-09-24
Power Club Limited (in Liquidation) | 71 603 346 836 | Market Customer | [5 empty] | 2025-04-22
Queensland Nickel Pty Ltd | 85 009 842 068 | Generator | Yabulu Refinery | 1-4 | QLD1 |  |  | 2020-12-18
RATCH-Australia Collinsville Pty Limited | 84 058 436 847 | Generator | Collinsville Power Station | 1-5 | QLD1 | Market Scheduled |  | 2013-01-01
RE Oakey Pty Ltd | 38 160 581 626 | Intending | [5 empty] | 2020-01-03
ReAmped Energy Pty Ltd | 21 605 682 684 | Market Customer | [6 empty] | 2024-07-01
Recurrent Energy Australia Pty Ltd | 61 156 635 415 | Intending | [5 empty] | 2014-08-05
Redbank Project Pty Limited | 34 075 222 561 | Generator |  |  |  | Market Scheduled |  | 2015-10-13
Renew Power Group Pty Ltd | 74 615 045 237 | Small Generation Aggregator | [5 empty] | 2024-06-21
Renewable Power Australia Ltd | 14 158 240 192 | Generator | Rocky Point Co-Generation Plant | 1 | QLD1 | Market Non-Scheduled |  | 2022-10-11
Renewable Power Ventures Pty Ltd | 25 102 696 159 | Intending | [5 empty] | 2009-08-28
RES Australia Pty Ltd | 55 106 637 754 | Intending | [5 empty] | 2020-04-24
RES Southern Cross Pty Limited | 79 106 640 206 | Intending | [5 empty] | 2013-03-21
Rocky Point Power Project Pty Ltd | 21 117 462 889 | Generator | Rocky Point Co-Generation Plant | 1 | QLD1 | Market Non-Scheduled |  | 2013-08-22
Ross River Operations Pty Ltd | 616 327 827 | Intending | [5 empty] | 2020-04-24
RWE Renewables Australia Pty Ltd | 72 626 156 894 | Intending | South Hummocks BESS |  | SA1 |  |  | 2025-09-26 | 2025-09-26
SA Power Networks | 13 332 330 749 | Market Customer |  |  | SA1 |  |  | 2017-12-01
SA Power Networks | 13 332 330 749 | Generator | Temporary Generation North | 1-5 | SA1 | Market Non-Scheduled |  | 2021-11-25
Santos (TGR) Pty Ltd | 29 098 099 908 | Intending | [5 empty] | 2017-02-03
Secure Energy Pty Ltd | 83 124 703 224 | Generator | Southbank Institute of Technology | 1 | QLD1 | Market Non-Scheduled |  | 2019-07-12
Smithfield Power Generation Pty Ltd | 45 616 835 682 | Generator | Smithfield Energy Facility | 4 | NSW1 | Market Scheduled | 62 | 2025-02-28 | 2025-02-28
Social Energy Australia Pty Ltd | 75 631 510 042 | Market Customer | [5 empty] | 2025-04-16 | 2025-04-16
Societe Generale | 71 092 516 286 | Trader | [5 empty] | 2011-02-10
Solar Choice Pty Ltd | 97 134 064 958 | Intending | [5 empty] | 2020-01-03
Sonnen Australia Pty Ltd | 87 611 337 547 | DRSP | [5 empty] | 2025-01-03 | 2024-09-01
South Energy Pty Ltd as The Trustee for Superman Energy Unit Trust | 66 532 053 622 | Intending | Campbells Forest Solar Farm (Formerly registered as Raywood Solar Farm) |  | VIC1 |  |  | 2025-10-27 | 2025-10-27
Stanwell Corporation Limited | 37 078 848 674 | Generator | Gladstone Power Station | 1-6 | QLD1 | Market Scheduled |  | 2011-07-01
Stanwell Corporation Limited | 37 078 848 674 | Generator | Swanbank B Power Station | 1 & 3 | QLD1 | Market Scheduled |  | 2013-08-13
Stanwell Corporation Limited | 37 078 848 674 | Generator | Mackay Gas Turbine | 1 | QLD1 | Market Scheduled | 30 | 2021-04-01
Stanwell Corporation Limited | 37 078 848 674 | Generator | Wivenhoe Power Station | 1 | QLD1 | Market Non-Scheduled | 5 | 2022-12-16 | 2023-09-20
Stanwell Corporation Limited | 37 078 848 674 | Generator | Wivenhoe Small Hydro | 1 | QLD1 | Market Non-Scheduled | 5 |  | 2022-12-15
State Electricity Commission Victoria (SECV) | 58 155 836 293 | Generator, Market Customer | Anglesea Power Station, Point Henry Smelter | 1 | VIC1 | Market Scheduled |  | 2014-08-01
Sun Spot 2 Pty Ltd | 13 618 128 671 | Intending | St George Solar Farm |  |  |  |  | 2021-08-12
Sun Spot 7 Pty Ltd | 23 632 230 794 | Intending | Sebastopol Solar Farm |  |  |  |  | 2021-11-02
Sunshine Energy Australia Pty Ltd | 84 617 880 752 | Intending | [5 empty] | 2020-04-24
Sustainable Energy Infrastructure Pty Ltd as the trustee for Sustainable Energy Infrastructure Trust | 50 746 683 694 | Exemption | Werribee Western Treatment Plant. |  | VIC1 | 5-30MW |  | 2021-01-01
Swan Energy Pty Ltd | 90 646 437 318 | Integrated Resource Provider | [5 empty] | 2025-08-28 | 2025-08-28
Synergen Power Pty Limited | 66 092 560 819 | Generator | Port Lincoln Gas Turbine | 1-2 | SA1 | Market Scheduled | 50 | 2024-04-19 | 2027-12-31
Synergen Power Pty Limited | 66 092 560 819 | Generator | Port Lincoln Gas Turbine | PL3 | SA1 | Market Scheduled | 23 | 2024-04-19 | 2027-12-31
Synergen Power Pty Limited | 66 092 560 819 | Generator | Snuggery Power Station | 1-3 | SA1 | Market Scheduled | 63 | 2024-04-19 | 2027-12-31
Synergen Power Pty Limited | 66 092 560 819 | Generator | Snuggery Power Station | 1 | SA1 | Market Non-Scheduled | 21 | 2024-04-19 | 2027-12-31
Synergen Power Pty Limited | 66 092 560 819 | Generator | Snuggery Power Station | 1 | SA1 | Market Non-Scheduled | 21 | 2024-04-19 | 2027-12-31
Synergen Power Pty Limited | 66 092 560 819 | Generator | Snuggery Power Station | 1 | SA1 | Market Non-Scheduled | 25 | 2024-04-19 | 2027-12-31
Tarong Energy Corporation Limited | 52 078 848 736 | Generator | Tarong Gas Turbine | 1 | QLD1 | Market Scheduled |  | 2011-07-01
Tarong Energy Corporation Limited | 52 078 848 736 | Generator | Tarong North Power Station | 1 | QLD1 | Market Scheduled |  | 2011-07-01
Tarong Energy Corporation Limited | 52 078 848 736 | Generator | Tarong Power Station | 1-4 | QLD1 | Market Scheduled |  | 2011-07-01
Tarong Energy Corporation Limited | 52 078 848 736 | Generator | Wivenhoe Power Station | 1-2 | QLD1 | Market Scheduled |  | 2011-07-01
Tarong Energy Corporation Limited | 52 078 848 736 | Customer | [5 empty] | 2012-01-31
The Solar River Project Pty Ltd | 40 622 113 517 | Intending | The Solar River Project |  | SA1 |  |  | 2019-11-18
The Trustee for Wellington Battery Project Trust | 68 823 389 150 | Intending | Orana BESS |  | NSW1 |  |  | 2024-07-23
Tilt Renewables Australia Pty Ltd atf Palmer Wind Farm Project Trust | 15 101 038 331 | Intending | Palmer Wind Farm |  | SA1 |  |  | 2025-11-20 | 2025-11-20
TransAlta Energy (Australia) Pty Ltd | 40 062 135 844 | Intending | [5 empty] | 2020-04-24
Transend Networks Pty Ltd | 57 082 586 892 | Generator | Transend Networks transmission system |  | TAS1 | NSP, Transmission & Special Participant, System Operator |  | 2014-07-01
TRUenergy Pty Ltd | 99 086 014 968 | Generator | Hallett Power Station | 1-3 | SA1 | Market Scheduled |  | 2010-12-23
TW Power Services Pty Ltd | 50 112 723 181 | Generator | Granville Harbour Wind Farm | 1-31 | TAS1 | Market Semi-Scheduled | 110 | 2020-11-17
Ulinda Park ProjectCo Pty Ltd | 61 659 144 484 | Intending | Ulinda Park BESS |  |  |  |  | 2025-06-03
Utilities Management Pty Ltd | 25 090 664 878 | NSP | SA Distribution Network |  | SA1 | Network |  | 2009-05-10
Valley Power Pty Ltd | 16 083 964 407 | Generator | Valley Power Peaking Facility | 1-6 | VIC1 | Market Scheduled |  | 2012-02-01
Vector International Pacific Pty Ltd as Trustee for The Meehan Family Trust | 15 596 735 786 | Metering Coordinator | [5 empty] | 2022-02-08
Victorian Big Battery Pty Ltd | 91 644 584 421 | Integrated Resource Provider | Victorian Big Battery | 1-212 | VIC1 | Market Scheduled | 360 |  | 2025-09-10
Walla Walla Solar Farm Pty Ltd | 26 627 937 473 | Intending | Walla Walla Solar Farm |  | NSW1 |  |  | 2024-09-10
Waterloo Wind Farm Pty Ltd | 87 113 160 731 | Intending | [5 empty] | 2010-12-16
Westcoast Wind Pty Ltd | 85 153 303 523 | Intending | Granville Harbour Wind Farm | 1-31 | TAS1 | Market Semi-Scheduled | 110 | 2019-11-02
Westcoast Wind Pty Ltd | 153 303 523 | Intending | [5 empty] | 2020-01-03
Westpac Banking Corporation | 33 007 457 141 | Trader | [5 empty] | 2021-11-16
Willogoleche Power Pty Limited | 22 112 307 589 | Intending | [5 empty] | 2020-01-03
Windlab Systems Pty Ltd | 26 104 461 958 | Intending | [5 empty] | 2020-04-24
X-ELIO AUSTRALIA PTY LTD | 42 617 094 863 | Intending | Shepparton Solar Farm |  | VIC1 |  |  | 2025-10-03 | 2025-10-03
Y.E.S (Aust) Pty Ltd | 22 134 318 924 | Small Generation Aggregator | [5 empty] | 2020-08-07
Zap Energy Australia Pty Ltd | 92 618 444 910 | Intending | [5 empty] | 2020-05-22
ZeroGen Pty Ltd | 25 118 696 932 | Intending | [5 empty] | 2010-12-16
Equis Energy (Australia) Projects (MREH A3 AssetCo) Pty Ltd as trustee for Equis Energy (Australia) MREH A3 Asset Trust | 47 920 042 214 | Generator | Melbourne Renewable Energy Hub A3 | 1-220 | VIC1 | Market Scheduled | 215 | 2025-11-25 | 2025-11-25

## PU and Scheduled Loads
Participant | Station Name | Region | Dispatch Type | Category | Classification | Fuel Source - Primary | Fuel Source - Descriptor | Technology Type - Primary | Technology Type - Descriptor | Units | Aggregation | DUID | Reg Cap generation (MW) | Max Cap generation (MW) | Max ROC/Min generation | Reg Cap consumption (MW) | Max Cap consumption (MW) | Max ROC/Min consumption | Maximum storage capacity | Comments
South Australian Water Corporation | Adelaide Desalination Plant | SA1 | Bidirectional Unit | Market | Scheduled | Battery Storage | Grid | Storage | Battery and Inverter | 1-3 | Y | ADPBA1 | 7.76 | 6.15 | 2
South Australian Water Corporation | Adelaide Desalination Plant | SA1 | Bidirectional Unit | Market | Scheduled | Battery Storage | Grid | Storage | Battery and Inverter | 1,2-3 | Y | ADPBA1 | 7.76 | 6.15 | 4 | 7 | 6 | 4 | 6
South Australian Water Corporation | Adelaide Desalination Plant | SA1 | Generating Unit | Market | Non-Scheduled | Hydro | Water | Renewable | Run of River | 1-2 | Y | ADPMH1 | 1.44 | 1 | -
South Australian Water Corporation | Adelaide Desalination Plant | SA1 | Generating Unit | Market | Semi-Scheduled | Solar | Solar | Renewable | Photovoltaic Tracking Flat panel | 1-4, 5-9 | Y | ADPPV1 | 24.75 | 19 | 4
South Australian Water Corporation | Adelaide Desalination Plant | SA1 | Generating Unit | Market | Non-Scheduled | Solar | Solar | Renewable | Photovoltaic Flat panel | 1-2 | Y | ADPPV2 | 0.2 | 0.2 | -
South Australian Water Corporation | Adelaide Desalination Plant | SA1 | Generating Unit | Market | Non-Scheduled | Solar | Solar | Renewable | Photovoltaic Flat panel | 1 | Y | ADPPV3 | 0.02 | 0.02 | -
Aldoga Solar Farm Pty Ltd | Aldoga Solar Farm | QLD1 | Generating Unit | Market | Semi-Scheduled | Solar | Solar | Renewable | Photovoltalic Tracking Flat Panel | 1-157 | Y | ALDGASF1 | 535.213 | 387 | 77
Snowy Hydro Limited | Angaston Power Station | SA1 | Generating Unit | Market | Scheduled | Fossil | Diesel | Combustion | Compression Reciprocating Engine | 1-30 | Y | ANGAST1 | 50 | 50 | 14
EDL Group Operations Pty Ltd | Appin Power Plant | NSW1 | Generating Unit | Market | Non-Scheduled | Fossil | Waste Coal Mine Gas | Combustion | Spark Ignition Reciprocating Engine | 1-54 | N | APPIN | 55.6 | 55 | 0
Ararat Wind Farm Pty Ltd | Ararat Wind Farm | VIC1 | Generating Unit | Market | Semi-Scheduled | Wind | Wind | Renewable | Wind - Onshore | 1-75 | Y | ARWF1 | 241.59 | 241 | 50
Iberdrola Australia Energy Markets Pty Ltd | Avonlie Solar Farm | NSW1 | Generating Unit | Market | Semi-Scheduled | Solar | Solar | Renewable | Photovoltaic Tracking Flat panel | 1-70 | Y | AVLSF1 | 254.1 | 190 | 38
Alinta Energy Retail Sales Pty Ltd | Bairnsdale Power Station | VIC1 | Generating Unit | Market | Scheduled | Fossil | Natural Gas | Combustion | Open Cycle Gas turbines (OCGT) | 1 | Y | BDL01 | 46 | 48 | 4
Alinta Energy Retail Sales Pty Ltd | Bairnsdale Power Station | VIC1 | Generating Unit | Market | Scheduled | Fossil | Natural Gas | Combustion | Open Cycle Gas turbines (OCGT) | 2 | Y | BDL02 | 46 | 48 | 4
Birdwood Trading Pty Ltd | Baking Board Solar Farm | QLD1 | Generating Unit | Market | Non-Scheduled | Solar | Solar | Renewable | Photovoltaic Tracking Flat panel | 1-7 | Y | BAKING1 | 17.5 | 14
Alinta Energy Retail Sales Pty Ltd | Bald Hills Wind Farm | VIC1 | Generating Unit | Market | Semi-Scheduled | Wind | Wind | Renewable | Wind - Onshore | 1-52 | Y | BALDHWF1 | 106.6 | 106 | 600
EnergyAustralia Pty Ltd | Ballarat Battery Energy Storage System | VIC1 | Bidirectional Unit | Market | Scheduled | Battery Storage | Grid | Storage | Battery | 1-17 | Y | BALB1 | 30 | 30 | 720 | 30 | 30 | 720 | 30
BWF Nominees Pty Ltd as The Trustee for BWF Trust | Bango 973 Wind Farm | NSW1 | Generating Unit | Market | Semi-Scheduled | Wind | Wind | Renewable | Wind - Onshore | 1-30 | Y | BANGOWF1 | 159 | 155 | 31
BWF Nominees Pty Ltd as The Trustee for BWF Trust | Bango 999 Wind Farm | NSW1 | Generating Unit | Market | Semi-Scheduled | Wind | Wind | Renewable | Wind - Onshore | 1-16 | Y | BANGOWF2 | 84.8 | 82 | 17
AGL Hydro Partnership | Banimboola Power Station | VIC1 | Generating Unit | Market | Non-Scheduled | Hydro | Water | Renewable | Hydro - Gravity | 1-3 | Y | BAPS | 12.85 | 13
Alinta Energy Retail Sales Pty Ltd | Bannerton Solar Park | VIC1 | Generating Unit | Market | Semi-Scheduled | Solar | Solar | Renewable | Photovoltaic Tracking Flat panel | 1-40 | Y | BANN1 | 100 | 88 | 18
Ergon Energy Queensland Pty Ltd | Barcaldine Power Station | QLD1 | Generating Unit | Market | Scheduled | Fossil | Natural Gas | Combustion | Combined Cycle Gas Turbine (CCGT) | 1 | Y | BARCALDN | 37 | 37 | 3
Diamond Energy Pty Ltd | Barcaldine Solar Farm | QLD1 | Generating Unit | Market | Non-Scheduled | Solar | Solar | Renewable | Photovoltaic Tracking Flat panel | 1-2 | Y | BARCSF1 | 20 | 20 | 0
AGL SA Generation Pty Limited | Barker Inlet Power Station | SA1 | Generating Unit | Market | Scheduled | Fossil | Natural Gas | Combustion | Compression Reciprocating Engine | 1-12 | Y | BARKIPS1 | 211 | 210 | 42
CleanCo Queensland Limited | Barron Gorge Power Station | QLD1 | Generating Unit | Market | Scheduled | Hydro | Water | Renewable | Run of River | 1 | Y | BARRON-1 | 30 | 33 | 4
CleanCo Queensland Limited | Barron Gorge Power Station | QLD1 | Generating Unit | Market | Scheduled | Hydro | Water | Renewable | Run of River | 2 | Y | BARRON-2 | 30 | 33 | 4
Basslink Pty Ltd | Basslink HVDC Link | TAS1 | Generating Unit | Market | Non-Scheduled |  |  |  |  | 1 | N | BLNKTAS | 478 | 478
Basslink Pty Ltd | Basslink HVDC Link | VIC1 | Generating Unit | Market | Non-Scheduled |  |  |  |  | 1 | N | BLNKVIC | 594 | 594
Hydro-Electric Corporation | Bastyan Power Station | TAS1 | Generating Unit | Market | Scheduled | Hydro | Water | Renewable | Hydro - Gravity | 1 | Y | BASTYAN | 79.9 | 88 | 40
AGL Macquarie Pty Limited | Bayswater Power Station | NSW1 | Generating Unit | Market | Scheduled | Fossil | Black Coal | Combustion | Steam Sub-Critical | 1 | Y | BW01 | 660 | 660 | 132
AGL Macquarie Pty Limited | Bayswater Power Station | NSW1 | Generating Unit | Market | Scheduled | Fossil | Black Coal | Combustion | Steam Sub-Critical | 2 | Y | BW02 | 660 | 685 | 137
AGL Macquarie Pty Limited | Bayswater Power Station | NSW1 | Generating Unit | Market | Scheduled | Fossil | Black Coal | Combustion | Steam Sub-Critical | 3 | Y | BW03 | 660 | 685 | 137
AGL Macquarie Pty Limited | Bayswater Power Station | NSW1 | Generating Unit | Market | Scheduled | Fossil | Black Coal | Combustion | Steam Sub-Critical | 4 | Y | BW04 | 660 | 685 | 137
Hydro-Electric Corporation | Bell Bay Three Power Station | TAS1 | Generating Unit | Market | Scheduled | Fossil | Natural Gas | Combustion | Open Cycle Gas turbines (OCGT) | 1 | Y | BBTHREE1 | 35 | 49 | 10
Hydro-Electric Corporation | Bell Bay Three Power Station | TAS1 | Generating Unit | Market | Scheduled | Fossil | Natural Gas | Combustion | Open Cycle Gas turbines (OCGT) | 2 | Y | BBTHREE2 | 35 | 49 | 10
Hydro-Electric Corporation | Bell Bay Three Power Station | TAS1 | Generating Unit | Market | Scheduled | Fossil | Natural Gas | Combustion | Open Cycle Gas turbines (OCGT) | 3 | Y | BBTHREE3 | 35 | 49 | 10
Hydro-Electric Corporation | Bell Bay Three Power Station | TAS1 | Generating Unit | Market | Scheduled | Fossil | Natural Gas | Combustion | Open Cycle Gas turbines (OCGT) | 1 | Y | TVPP104 | 58 | 58 | 10
Berrybank 2 Asset Pty Ltd as trustee for Berrybank 2 Asset Trust | Berrybank 2 Wind Farm | VIC1 | Generating Unit | Market | Semi-Scheduled | Wind | Wind | Renewable | Wind - Onshore | 1-26 | Y | BRYB2WF2 | 109 | 105 | 21
Berrybank Development Pty Ltd | Berrybank Wind Farm | VIC1 | Generating Unit | Market | Semi-Scheduled | Wind | Wind | Renewable | Wind - Onshore | 1-43 | Y | BRYB1WF1 | 180.6 | 175.9 | 36
FS NSW Project No 1 At Pty Ltd ATF The FS NSW Project No 1 Asset Trust | Beryl Solar Farm | NSW1 | Generating Unit | Market | Semi-Scheduled | Solar | Solar | Renewable | Photovoltaic Tracking Flat panel | 1-60 | Y | BERYLSF1 | 98 | 87 | 88
Snowy Hydro Limited | Blowering Power Station | NSW1 | Generating Unit | Market | Scheduled | Hydro | Water | Renewable | Hydro - Gravity | 1 | Y | BLOWERNG | 80 | 80 | 10
X-Elio Blue Grass Pty Ltd | Blue Grass Solar Farm | QLD1 | Generating Unit | Market | Semi-Scheduled | Solar | Solar | Renewable | Photovoltaic Tracking Flat panel | 1-112 | Y | BLUEGSF1 | 183 | 148 | 30
Blyth Battery Pty Ltd as the Trustee for Blyth Battery Trust | Blyth Battery Energy Storage System | SA1 | Bidirectional Unit | Market | Scheduled | Battery Storage | Grid | Storage | Battery and Inverter | 1-64 | Y | BLYTHB1 | 281 | 200 | 80 | 281 | 200 | 80 | 400
Boco Rock Wind Farm Pty Ltd | Boco Rock Wind Farm | NSW1 | Generating Unit | Market | Semi-Scheduled | Wind | Wind | Renewable | Wind - Onshore | 1-67 | N | BOCORWF1 | 113.18 | 111 | 201
Bodangora Wind Farm Pty Limited | Bodangora Wind Farm | NSW1 | Generating Unit | Market | Semi-Scheduled | Wind | Wind | Renewable | Wind - Onshore | 1-33 | Y | BODWF1 | 113.19 | 111 | 50
AGL Hydro Partnership | Bogong / Mackay Power Station | VIC1 | Generating Unit | Market | Scheduled | Hydro | Water | Renewable | Hydro - Gravity | 1-6 | Y | MCKAY1 | 300 | 300 | 60
Iberdrola Australia Energy Markets Pty Limited | Bolivar Power Station | SA1 | Generating Unit | Market | Scheduled | Fossil | Natural Gas | Combustion | Open Cycle Gas turbines (OCGT) | 1-4 | Y | BOLIVPS1 | 128 | 127 | 26
South Australian Water Corporation | Bolivar Waste Water Treatment Plant | SA1 | Generating Unit | Market | Non-Scheduled | Renewable/ Biomass / Waste | Sewerage / Waste Water | Renewable | Pump Storage | 1-3 | N | BOLIVAR1 | 9.9 | 10 | 0
South Australian Water Corporation | Bolivar Waste Water Treatment Plant | SA1 | Bidirectional Unit | Market | Scheduled | Battery Storage | Grid | Storage | Battery and Inverter | 1-3, 4-5 | Y | BOWWBA1 | 3 | 2 | 2 | 3 | 2 | 2 | 2
South Australian Water Corporation | Bolivar Waste Water Treatment Plant | SA1 | Generating Unit | Market | Non-Scheduled | Fossil | Diesel | Combustion | Compression Reciprocating Engine | 1 | N | BOWWDG1 | 0.66 | 0.65 | -
South Australian Water Corporation | Bolivar Waste Water Treatment Plant | SA1 | Generating Unit | Market | Semi-Scheduled | Solar | Solar | Renewable | Photovoltaic Tracking Flat panel | 1-3 | Y | BOWWPV1 | 8.25 | 6 | 2
Bomen Solar Farm Pty Ltd as trustee for Bomen SF Trust | Bomen Solar Farm | NSW1 | Generating Unit | Market | Semi-Scheduled | Solar | Solar | Renewable | Photovoltaic Tracking Flat panel | 1-44 | Y | BOMENSF1 | 121 | 100 | 18
Bouldercombe Battery Project Co Pty Ltd as trustee for Bouldercombe Battery Project Trust | Bouldercombe Battery Project | QLD1 | Bidirectional Unit | market | Scheduled | Battery Storage | Grid | Storage | Battery and Inverter | 1-40 | Y | BBATTERY1 | 67 | 50 | 160 | 67 | 50 | 160 | 100
Arrow Southern Generation Pty Ltd And Arrow Braemar 2 Pty Ltd | Braemar 2 Power Station | QLD1 | Generating Unit | Market | Scheduled | Fossil | Coal Seam Methane | Combustion | Open Cycle Gas turbines (OCGT) | 5 | Y | BRAEMAR5 | 173 | 173 | 35
Arrow Southern Generation Pty Ltd And Arrow Braemar 2 Pty Ltd | Braemar 2 Power Station | QLD1 | Generating Unit | Market | Scheduled | Fossil | Coal Seam Methane | Combustion | Open Cycle Gas turbines (OCGT) | 6 | Y | BRAEMAR6 | 173 | 173 | 35
Arrow Southern Generation Pty Ltd And Arrow Braemar 2 Pty Ltd | Braemar 2 Power Station | QLD1 | Generating Unit | Market | Scheduled | Fossil | Coal Seam Methane | Combustion | Open Cycle Gas turbines (OCGT) | 7 | Y | BRAEMAR7 | 173 | 173 | 35
Braemar Power Project Pty Ltd | Braemar Power Station | QLD1 | Generating Unit | Market | Scheduled | Fossil | Coal Seam Methane | Combustion | Open Cycle Gas turbines (OCGT) | 1 | Y | BRAEMAR1 | 168 | 188 | 43
Braemar Power Project Pty Ltd | Braemar Power Station | QLD1 | Generating Unit | Market | Scheduled | Fossil | Coal Seam Methane | Combustion | Open Cycle Gas turbines (OCGT) | 2 | Y | BRAEMAR2 | 168 | 188 | 43
Braemar Power Project Pty Ltd | Braemar Power Station | QLD1 | Generating Unit | Market | Scheduled | Fossil | Coal Seam Methane | Combustion | Open Cycle Gas turbines (OCGT) | 3 | Y | BRAEMAR3 | 168 | 188 | 43
Brendale Battery ProjectCo Pty Ltd | Brendale BESS | QLD1 | Bidirectional Unit | Market | Scheduled | Battery Storage | Grid | Storage | Battery and Inverter | 1-112 | Y | BRNDBES1 | 215 | 205 | 82 | 215 | 205 | 82 | 410
Cape Byron Management Pty Ltd | Broadwater Power Station | NSW1 | Generating Unit | Market | Non-Scheduled | Renewable/ Biomass / Waste | Bagasse | Combustion | Steam Sub-Critical | 1-2 | N | BWTR1 | 38 | 38 | 0
AGL Macquarie Pty Limited | Broken Hill Battery Energy Storage System | NSW1 | Bidirectional Unit | Market | Scheduled | Battery Storage | Grid | Storage | Battery and Inverter | 1-44 | Y | BHB1 | 66 | 50 | 20 | 66 | 50 | 20 | 50
NSW Electricity Networks Operations Pty Ltd as a Trustee for the NSW Electricity Networks Operations Trust | Broken Hill Gas Turbines | NSW1 | Generating Unit | Market | Non-Scheduled | Fossil | Diesel | Combustion | Open Cycle Gas turbines (OCGT) | 1-2 | N | GB01 | 50 | 50 | 0
PARF Company 6 Pty Ltd as The Trustee for Project Trust | Broken Hill Solar Plant | NSW1 | Generating Unit | Market | Semi-Scheduled | Solar | Solar | Renewable | Photovoltaic Flat panel | 1-80 | N | BROKENH1 | 53.76 | 53 | 20
EDL LFG (Vic) Pty Ltd | Brooklyn LFG U1-3 | VIC1 | Generating Unit | Market | Non-Scheduled | Renewable/ Biomass / Waste | Landfill Methane / Landfill Gas | Combustion | Spark Ignition Reciprocating Engine | 1-3 | N | BROOKLYN | 2.83 | 3 | 0
Hydro Power Pty Limited | Brown Mountain Hydro Power Station | NSW1 | Generating Unit | Market | Non-Scheduled | Hydro | Water | Renewable | Hydro - Gravity | 1-6 | Y | BROWNMT | 5 | 6 | 0
EDL LFG (Qld) Pty Ltd | Browns Plains Landfill Gas PS | QLD1 | Generating Unit | Market | Non-Scheduled | Renewable/ Biomass / Waste | Landfill Methane / Landfill Gas | Combustion | Spark Ignition Reciprocating Engine | 1-2 | N | BPLANDF1 | 2 | 2 | 1
Bulgana Wind Farm Pty Ltd | Bulgana Green Power Hub | VIC1 | Bidirectional Unit | Market | Scheduled | Battery Storage | Grid | Storage | Battery | 1-40 | Y | BULBES1 | 24 | 20 | 8 | 24 | 20 | 8 | 34
Bulgana Wind Farm Pty Ltd | Bulgana Green Power Hub | VIC1 | Generating Unit | Market | Semi-Scheduled | Wind | Wind | Renewable | Wind - Onshore | 1-56 | Y | BULGANA1 | 204 | 204 | 41
Bungala One Operations Pty Ltd as trustee for the Bungala One Operations Trust | Bungala One Solar Farm | SA1 | Generating Unit | Market | Semi-Scheduled | Solar | Solar | Renewable | Photovoltaic Tracking Flat panel | 1-54 | Y | BNGSF1 | 135 | 110 | 25
Bungala Two Operations Pty Ltd as trustee for the Bungala Two Operations Trust | Bungala Two Solar Farm | SA1 | Generating Unit | Market | Semi-Scheduled | Solar | Solar | Renewable | Photovoltaic Tracking Flat panel | 1-54 | Y | BNGSF2 | 135 | 110 | 25
Bungama Project (Solar) Operations Pty Ltd as trustee for Bungama Project (Solar) Operations Trust | Bungama Battery Energy Storage System | SA1 | Bidirectional Unit | Market | Scheduled | Battery Storage | Grid | Storage | Battery and Inverter | 1-60 | Y | BUNGAMB1 | 217 | 150 | 60 | 150 | 150 | 60 | 300
AGL Hydro Partnership | Burrendong Hydro Power Station | NSW1 | Generating Unit | Market | Non-Scheduled | Hydro | Water | Renewable | Hydro - Gravity | 1 | N | BDONGHYD | 19 | 19 | 0
GSP Energy Pty Ltd | Burrinjuck Hydro Power Station | NSW1 | Generating Unit | Market | Non-Scheduled | Hydro | Water | Renewable | Hydro - Gravity | 1-3 | N | BURRIN | 34 | 34
Hydro-Electric Corporation | Butlers Gorge Power Station | TAS1 | Generating Unit | Market | Non-Scheduled | Hydro | Water | Renewable | Hydro - Gravity | 1 | N | BUTLERSG | 14.4 | 15
Callide Power Trading Pty Limited | Callide C Nett Off | QLD1 | Generating Unit | Market | Scheduled | Fossil | Black Coal | Combustion | Steam Super Critical | 3 | Y | CPP_3 | 466 | 466 | 84
Callide Power Trading Pty Limited | Callide C Nett Off | QLD1 | Generating Unit | Market | Scheduled | Fossil | Black Coal | Combustion | Steam Super Critical | 4 | Y | CPP_4 | 420 | 466 | 94
CS Energy Limited | Callide Power Station | QLD1 | Generating Unit | Market | Non-Scheduled | Fossil | Black Coal | Combustion | Steam Sub-Critical | 1 | N | - | 25 | 30 | 0
CS Energy Limited | Callide Power Station | QLD1 | Generating Unit | Market | Scheduled | Fossil | Black Coal | Combustion | Steam Sub-Critical | 1 | Y | CALL_B_1 | 350 | 385 | 77
CS Energy Limited | Callide Power Station | QLD1 | Generating Unit | Market | Scheduled | Fossil | Black Coal | Combustion | Steam Sub-Critical | 2 | Y | CALL_B_2 | 350 | 385 | 77
Canunda Power Pty Ltd | Canunda Wind Farm | SA1 | Generating Unit | Market | Non-Scheduled* | Wind | Wind | Renewable | Wind - Onshore | 1-23 | Y | CNUNDAWF | 46 | 46 | 10
Capital Battery Pty Ltd as Trustee for Capital Battery Trust | Capital Battery | NSW1 | Bidirectional Unit | Market | Scheduled | Battery Storage | Grid | Storage | Battery and Inverter | 1-33 | Y | CAPBES1 | 125 | 100 | 132 | 125 | 100 | 132 | 200
Iberdrola Australia Holdings Pty Limited | Capital East Solar Farm | NSW1 | Generating Unit | Market | Non-Scheduled | Solar | Solar | Renewable | Photovoltaic Flat panel | 1-4 | N | CESF1 | 0.205 | 1 | 0
Iberdrola Australia Holdings Pty Limited | Capital Wind Farm | NSW1 | Generating Unit | Market | Non-Scheduled | Wind | Wind | Renewable | Wind - Onshore | 1-67 | N | CAPTL_WF | 140 | 140
CS SubCo Pty Ltd as the Trustee for Carwarp SF SPV | Carwarp Solar Farm | VIC1 | Generating Unit | Market | Semi-Scheduled | Solar | Solar | Renewable | Photovoltaic Tracking Flat panel | 1-49 | y | CRWARP1 | 186 | 150 | 30
Hydro-Electric Corporation | Catagunya / Liapootah / Wayatinah Power Station | TAS1 | Generating Unit | Market | Scheduled | Hydro | Water | Renewable | Hydro - Gravity | 1-8 | Y | LI_WY_CA | 173.7 | 192 | 110
Cathedral Rocks Wind Farm Pty Ltd | Cathedral Rocks | SA1 | Generating Unit | Market | Non-Scheduled* | Wind | Wind | Renewable | Wind - Onshore | 1-33 | Y | CATHROCK | 66 | 66 | 14
Wild Cattle Hill Pty Ltd | Cattle Hill Wind Farm | TAS1 | Generating Unit | Market | Semi-Scheduled | Wind | Wind | Renewable | Wind - Onshore | 1-48 | Y | CTHLWF1 | 148 | 144 | 6
Hydro-Electric Corporation | Cethana Power Station | TAS1 | Generating Unit | Market | Scheduled | Hydro | Water | Renewable | Hydro - Gravity | 1 | Y | CETHANA | 85 | 100 | 40
Pacific Hydro Challicum Hills Pty Ltd | Challicum Hills Wind Farm | VIC1 | Generating Unit | Market | Non-Scheduled | Wind | Wind | Renewable | Wind - Onshore | 1-35 | Y | CHALLHWF | 52.5 | 52 | 0
AETV Pty Ltd | Chepstowe Wind Farm | VIC1 | Generating Unit | Market | Non-Scheduled | Wind | Wind | Renewable | Wind - Onshore | 1-3 | N | CHPSTWF1 | 6.15 | 6 | 0
Cherry Tree Wind Farm Pty Ltd as trustee for The Cherry Tree Project trust | Cherry Tree Wind Farm | VIC1 | Generating Unit | Market | Semi-Scheduled | Wind | Wind | Renewable | Wind - Onshore | 1-16 | Y | CHYTWF1 | 57.6 | 57 | 0
Childers Solar Pty Ltd ATF The Childers Solar Trust | Childers Solar Farm | QLD1 | Generating Unit | Market | Semi-Scheduled | Solar | Solar | Renewable | Photovoltaic Tracking Flat panel | 1-37 | Y | CHILDSF1 | 64.38 | 56 | 192
CS Energy Limited | Chinchilla BESS, Units 1-80 | QLD1 | Bidirectional Unit | Market | Scheduled | Battery Storage | Grid | Storage | Battery and Inverter | 1-80 | Y | CHBESS1 | 134 | 100 | 40 | 134 | 100 | 40 | 200
South Australian Water Corporation | Christies Beach Wastewater Treatment Plant | SA1 | Bidirectional Unit | Market | Scheduled | Battery Storage | Grid | Storage | Battery and Inverter | 1-5 | Y | CBWWBA1 | 2.16 | 2.14 | 2 | 2 | 2 | 2 | 2
South Australian Water Corporation | Christies Beach Wastewater Treatment Plant | SA1 | Generating Unit | Market | Non-Scheduled | Renewable/ Biomass / Waste | Biogas - sludge | Combustion | Compression Reciprocating Engine | 1 | N | CBWWBG1 | 0.664 | 0.662 | -
South Australian Water Corporation | Christies Beach Wastewater Treatment Plant | SA1 | Generating Unit | Market | Non-Scheduled | Fossil | Diesel | Combustion | Compression Reciprocating Engine | 1-2 | N | CBWWDG1 | 2 | 1 | -
South Australian Water Corporation | Christies Beach Wastewater Treatment Plant | SA1 | Generating Unit | Market | Non-Scheduled | Fossil | Diesel | Combustion | Compression Reciprocating Engine | 1 | N | CBWWDG2 | 0.72 | 0.717 | -
South Australian Water Corporation | Christies Beach Wastewater Treatment Plant | SA1 | Generating Unit | Market | Non-Scheduled | Solar | Solar | Renewable | Photovoltaic Tracking Flat panel | 1 | N | CBWWPV1 | 2.75 | 2 | -
South Australian Water Corporation | Christies Beach Wastewater Treatment Plant | SA1 | Generating Unit | Market | Non-Scheduled | Solar | Solar | Renewable | Photovoltaic Tracking Flat panel | 1-40 | N | CBWWPV2 | 1.08 | 0.81 | -
Clare Solar Farm Pty Ltd | Clare Solar Farm | QLD1 | Generating Unit | Market | Semi-Scheduled | Solar | Solar | Renewable | Photovoltaic Tracking Flat panel | 1-69 | Y | CLARESF1 | 110.262 | 100 | 12
Stanwell Corporation Limited | Clarke Creek Wind Farm | QLD1 | Generating Unit | Market | Semi-Scheduled | Wind | Wind | Renewable | Wind - Onshore | 1-77 | Y | CLRKCWF1 | 345.5 | 338 | 68
Stanwell Corporation Limited | Clarke Creek Wind Farm | QLD1 | Generating Unit | Market | Semi-Scheduled | Wind | Wind | Renewable | Wind - Onshore | 78-100 | Y | CLRKCWF2 | 103.5 | 101 | 21
EDL LFG (Vic) Pty Ltd | Clayton Landfill Gas Power Station | VIC1 | Generating Unit | Market | Non-Scheduled | Renewable/ Biomass / Waste | Landfill Methane / Landfill Gas | Combustion | Spark Ignition Reciprocating Engine | 1-11 | N | CLAYTON | 11 | 11 | 0
Pacific Hydro Clements Gap BESS Pty Ltd | Clements Gap BESS | SA1 | Bidirectional Unit | Market | Scheduled | Battery Storage | Grid | Storage | Battery and Inverter | 1-25 | Y | CGBESS01 | 90.5 | 60 | 24 | 90.5 | 60 | 24 | 120
Pacific Hydro Clements Gap Pty Ltd | Clements Gap Wind Farm | SA1 | Generating Unit | Market | Semi-Scheduled | Wind | Wind | Renewable | Wind - Onshore | 1-27 | N | CLEMGPWF | 57 | 57 | 30
Clermont Asset Co Pty Ltd ATF Clermont Solar Unit Trust | Clermont Solar Farm | QLD1 | Generating Unit | Market | Semi-Scheduled | Solar | Solar | Renewable | Photovoltaic Tracking Flat panel | 1-37 | Y | CLERMSF1 | 92.5 | 75 | 90
AGL Hydro Partnership | Clover Power Station | VIC1 | Generating Unit | Market | Non-Scheduled | Hydro | Water | Renewable | Hydro - Gravity | 1-2 | Y | CLOVER | 37.5 | 37.5 | 0 |  | 34.26
Hydro-Electric Corporation | Cluny Power Station | TAS1 | Generating Unit | Market | Non-Scheduled | Hydro | Water | Renewable | Hydro - Gravity | 1 | N | CLUNY | 19 | 22
Energy Pacific (Vic) Pty Ltd | Codrington Wind Farm | VIC1 | Generating Unit | Market | Non-Scheduled | Wind | Wind | Renewable | Wind - Onshore | 1-14 | N | CODRNGTON | 18.2 | 18 | 0
Enel Energy Australia Pty Ltd | Cohuna Solar Farm | VIC1 | Generating Unit | Market | Semi-Scheduled | Solar | Solar | Renewable | Photovoltaic Tracking Flat panel | 1-19 | Y | COHUNSF1 | 31 | 27 | 6
Coleambally Solar Pty Ltd | Coleambally Solar Farm | NSW1 | Generating Unit | Market | Semi-Scheduled | Solar | Solar | Renewable | Photovoltaic Tracking Flat panel | 1-90 | Y | COLEASF1 | 180 | 150 | 30
Collector Wind Farm Pty Ltd | Collector Wind Farm 1 | NSW1 | Generating Unit | Market | Semi-Scheduled | Wind | Wind | Renewable | Wind - Onshore | 1-54 | Y | COLWF01 | 226 | 219 | 44
Braemar Power Project Pty Ltd | Collinsville Solar PV Power Station | QLD1 | Generating Unit | Market | Semi-Scheduled | Solar | Solar | Renewable | Photovoltaic Flat Panel | 1-17 | Y | CSPVPS1 | 42 | 40 | 8
Snowy Hydro Limited | Colongra Power Station | NSW1 | Generating Unit | Market | Scheduled | Fossil | Natural Gas | Combustion | Open Cycle Gas turbines (OCGT) | 1 | Y | CG1 | 181 | 181 | 34
Snowy Hydro Limited | Colongra Power Station | NSW1 | Generating Unit | Market | Scheduled | Fossil | Natural Gas | Combustion | Open Cycle Gas turbines (OCGT) | 2 | Y | CG2 | 181 | 181 | 34
Snowy Hydro Limited | Colongra Power Station | NSW1 | Generating Unit | Market | Scheduled | Fossil | Natural Gas | Combustion | Open Cycle Gas turbines (OCGT) | 3 | Y | CG3 | 181 | 181 | 34
Snowy Hydro Limited | Colongra Power Station | NSW1 | Generating Unit | Market | Scheduled | Fossil | Natural Gas | Combustion | Open Cycle Gas turbines (OCGT) | 4 | Y | CG4 | 181 | 181 | 34
Columboola Solar Farm Nominees Pty Ltd as Trustee for Columboola Solar Farm Op Trust | Columboola Solar Farm | QLD1 | Generating Unit | Market | Semi-Scheduled | Solar | Solar | Renewable | Photovoltaic Tracking Flat panel | 1-79 | Y | COLUMSF1 | 217 | 162 | 33
QGC Sales Qld Pty Ltd | Condamine Power Station A | QLD1 | Generating Unit | Market | Scheduled | Fossil | Natural Gas | Combustion | Combined Cycle Gas Turbine (CCGT) | 1-3 | Y | CPSA | 143 | 144 | 29
Cape Byron Management Pty Ltd | Condong Power Station | NSW1 | Generating Unit | Market | Non-Scheduled | Renewable/ Biomass / Waste | Bagasse | Combustion | Steam Sub-Critical | 1 | N | CONDONG1 | 30 | 30
Coonooer Bridge Wind Farm Pty Ltd | Coonooer Bridge Wind Farm | VIC1 | Generating Unit | Market | Non-Scheduled | Wind | Wind | Renewable | Wind - Onshore | 1 | N | CBWF1 | 19.8 | 20 | 0
PARF Company 10 Pty Limited as The Trustee for Coopers Gap Project Trust | Coopers Gap Wind Farm | QLD1 | Generating Unit | Market | Semi-Scheduled | Wind | Wind | Renewable | Wind - Onshore | 1-123 | Y | COOPGWF1 | 452 | 440 | 100
AGL Hydro Partnership | Copeton Hydro Power Station | NSW1 | Generating Unit | Market | Non-Scheduled | Hydro | Water | Renewable | Hydro - Gravity | 1 | N | COPTNHYD | 22.5 | 23 | 0
Corowa Operationsco Pty Ltd As The Trustee For Corowa Operations Trust | Corowa Solar Farm | NSW1 | Generating Unit | Market | Semi-Scheduled | Solar | Solar | Renewable | Photovoltaic Tracking Flat panel | 1-22 | Y | CRWASF1 | 36 | 30 | 6
Crookwell Development Pty Ltd | Crookwell 2 Wind Farm | NSW1 | Generating Unit | Market | Semi-Scheduled | Wind | Wind | Renewable | Wind - Onshore | 1-28 | Y | CROOKWF2 | 96.04 | 91 | 100
Crookwell 3 Development Pty Ltd | Crookwell 3 Wind Farm | NSW1 | Generating Unit | Market | Semi-Scheduled | Wind | Wind | Renewable | Wind - Onshore | 1-16 | N | CROOKWF3 | 57 | 56 | 12
Pacific Hydro Crowlands Pty Ltd | Crowlands Wind Farm | VIC1 | Generating Unit | Market | Semi-Scheduled | Wind | Wind | Renewable | Wind - Onshore | 1-39 | Y | CROWLWF1 | 79.95 | 79 | 39
CRWF Nominees Pty Ltd As Trustee For The CRWF Trust | Crudine Ridge Wind Farm | NSW1 | Generating Unit | Market | Semi-Scheduled | Wind | Wind | Renewable | Wind - Onshore | 1-37 | Y | CRURWF1 | 141 | 138 | 27
Culcairn Solar Farm Pty Ltd as trustee for Culcairn Solar Farm Trust | Culcairn Solar Farm | NSW1 | Generating Unit | Market | Semi-Scheduled | Solar | Solar | Renewable | Photovoltaic Flat Panel | 1-111 | Y | CUSF1 | 466 | 350 | 70
Cullerin Range Wind Farm Pty Ltd | Cullerin Range Wind Farm | NSW1 | Generating Unit | Market | Non-Scheduled | Wind | Wind | Renewable | Wind - Onshore | 1-15 | N | CULLRGWF | 30 | 30
AGL Dalrymple Pty Limited | Dalrymple North BESS | SA1 | Bidirectional Unit | Market | Scheduled | Battery Storage | Grid | Storage | Battery | 1-12 | Y | DALNTH1 | 30 | 30 | 720 | 30 | 30 | 720 | 12.2
Origin Energy Electricity Limited | Darling Downs Power Station | QLD1 | Generating Unit | Market | Scheduled | Fossil | Natural Gas | Combustion | Combined Cycle Gas Turbine (CCGT) | 1-4 | Y | DDPS1 | 644 | 663 | 10
Darling Downs Solar Farm Pty Ltd | Darling Downs Solar Farm | QLD1 | Generating Unit | Market | Semi-Scheduled | Solar | Solar | Renewable | Photovoltaic Flat Panel | 1-44 | Y | DDSF1 | 121 | 108 | 21
EnergyAustralia Pty Ltd | Darlington Point Energy Storage System | NSW1 | Bidirectional Unit | Market | Scheduled | Battery Storage | Grid | Storage | Battery and Inverter | 1-16 | Y | DPNTB1 | 25 | 25 | 10 | 25 | 25 | 10 | 50
Darlington Point Solar Farm Pty Ltd | Darlington Point Solar Farm | NSW1 | Generating Unit | Market | Semi-Scheduled | Solar | Solar | Renewable | Photovoltaic Tracking Flat panel | 1-108 | Y | DARLSF1 | 324 | 275 | 55
AGL Hydro Partnership | Dartmouth Power Station | VIC1 | Generating Unit | Market | Scheduled | Hydro | Water | Renewable | Hydro - Gravity | 1 | Y | DARTM1 | 185 | 185 | 60
Daydream Solar Farm Pty Ltd As The Trustee For The Daydream Solar Farm Trust | Daydream Solar Farm | QLD1 | Generating Unit | Market | Semi-Scheduled | Solar | Solar | Renewable | Photovoltaic Tracking Flat panel | 1-61 | Y | DAYDSF1 | 167 | 150 | 165
Hydro-Electric Corporation | Devils Gate Power Station | TAS1 | Generating Unit | Market | Scheduled | Hydro | Water | Renewable | Hydro - Gravity | 1 | Y | DEVILS_G | 60 | 67 | 40
Y.E.S. Energy (SA) Pty Ltd | Diapur Wind Farm | VIC1 | Generating Unit | Market | Non-Scheduled | Wind | Wind | Renewable | Wind - Onshore | 1-2 | N | DIAPURWF1 | 8 | 7 | 5
Synergen Power Pty Limited | Dry Creek Gas Turbine Station | SA1 | Generating Unit | Market | Scheduled | Fossil | Natural Gas | Combustion | Open Cycle Gas turbines (OCGT) | 1 | Y | DRYCGT1 | 52 | 57 | 12
Synergen Power Pty Limited | Dry Creek Gas Turbine Station | SA1 | Generating Unit | Market | Scheduled | Fossil | Natural Gas | Combustion | Open Cycle Gas turbines (OCGT) | 2 | Y | DRYCGT2 | 52 | 57 | 12
Synergen Power Pty Limited | Dry Creek Gas Turbine Station | SA1 | Generating Unit | Market | Scheduled | Fossil | Natural Gas | Combustion | Open Cycle Gas turbines (OCGT) | 3 | Y | DRYCGT3 | 52 | 57 | 12
Dulacca Energy Project Co Pty Ltd | Dulacca Wind Farm | QLD1 | Generating Unit | Market | Semi-Scheduled | Wind | Wind | Renewable | Wind - Onshore | 1-43 | Y | DULAWF1 | 180 | 173 | 35
Dundonnell Wind Farm Pty Ltd | Dundonnell Wind Farm | VIC1 | Generating Unit | Market | Semi-Scheduled | Wind | Wind | Renewable | Wind - Onshore | 1-40 | Y | DUNDWF1 | 168 | 168 | 34
Dundonnell Wind Farm Pty Ltd | Dundonnell Wind Farm | VIC1 | Generating Unit | Market | Semi-Scheduled | Wind | Wind | Renewable | Wind - Onshore | 41-51 | Y | DUNDWF2 | 46 | 46 | 10
Dundonnell Wind Farm Pty Ltd | Dundonnell Wind Farm | VIC1 | Generating Unit | Market | Semi-Scheduled | Wind | Wind | Renewable | Wind - Onshore | 52-80 | Y | DUNDWF3 | 121 | 122 | 25
LMS Energy Pty Ltd | Eastern Creek 2 Gas Utilisation Facility | NSW1 | Generating Unit | Market | Non-Scheduled | Renewable/ Biomass / Waste | Landfill Methane / Landfill Gas | Combustion | Spark Ignition Reciprocating Engine | 1-6 | Y | EASTCRK2 | 6.738 | 6.738 | -
EDL LFG (NSW) Pty Ltd | Eastern Creek LFG PS Units 1-4 | NSW1 | Generating Unit | Market | Non-Scheduled | Renewable/ Biomass / Waste | Landfill Methane / Landfill Gas | Combustion | Spark Ignition Reciprocating Engine | 1-4 | N | EASTCRK | 5.056 | 5 | 0
Edenvale Solar Park Pty Ltd | Edenvale Solar Park | QLD1 | Generating Unit | Market | Semi-Scheduled | Solar | Solar | Renewable | Photovoltaic Tracking Flat panel | 1-72 | Y | EDENVSF1 | 180 | 146 | 30
AGL Hydro Partnership | Eildon Power Station | VIC1 | Generating Unit | Market | Scheduled | Hydro | Water | Renewable | Hydro - Gravity | 1-2 | Y | EILDON1 | 60 | 60 | 20
AGL Hydro Partnership | Eildon Power Station | VIC1 | Generating Unit | Market | Scheduled | Hydro | Water | Renewable | Hydro - Gravity | 3-4 | Y | EILDON2 | 60 | 60 | 20
Pacific Hydro Investments Pty Ltd | Eildon Power Station | VIC1 | Generating Unit | Market | Non-Scheduled | Hydro | Water | Renewable | Run of River | 1 | N | EILDON3 | 4.5 | 5 | 0
Lal Lal Wind Farms Nom Co Pty Ltd | Elaine Wind Farm | VIC1 | Generating Unit | Market | Semi-Scheduled | Wind | Wind | Renewable | Wind - Onshore | 1-22 | Y | ELAINWF1 | 83.6 | 82 | 16
Telstra Energy (Generation) Pty Ltd | Emerald Solar Park | QLD1 | Generating Unit | Market | Semi-Scheduled | Solar | Solar | Renewable | Photovoltaic Tracking Flat panel | 1-32 | N | EMERASF1 | 88 | 72 | 165
Origin Energy Electricity Limited | Eraring Battery Energy Storage System | NSW1 | Bidirectional Unit | Market | Scheduled | Battery Storage | Grid | Storage | Battery | 140 | Y | ERB01 | 614.6 | 460 | 184 | 614.6 | 460 | 184 | 1073
Origin Energy Electricity Limited | Eraring Power Station | NSW1 | Generating Unit | Market | Scheduled | Fossil | Black Coal | Combustion | Steam Sub-Critical | 1 | Y | ER01 | 720 | 750 | 20
Origin Energy Electricity Limited | Eraring Power Station | NSW1 | Generating Unit | Market | Scheduled | Fossil | Black Coal | Combustion | Steam Sub-Critical | 2 | Y | ER02 | 720 | 750 | 20
Origin Energy Electricity Limited | Eraring Power Station | NSW1 | Generating Unit | Market | Scheduled | Fossil | Black Coal | Combustion | Steam Sub-Critical | 3 | Y | ER03 | 720 | 750 | 20
Origin Energy Electricity Limited | Eraring Power Station | NSW1 | Generating Unit | Market | Scheduled | Fossil | Black Coal | Combustion | Steam Sub-Critical | 4 | Y | ER04 | 720 | 750 | 20
Origin Energy Electricity Limited | Eraring Power Station | NSW1 | Generating Unit | Market | Non-Scheduled | Fossil | Diesel | Combustion | Open Cycle Gas turbines (OCGT) | 1 | N | ERGT01 | 41.5 | 56 | 0
Diamond Energy Pty Ltd | Ferguson North Wind Farm | VIC1 | Generating Unit | Market | Non-Scheduled | Wind | Wind | Renewable | Wind - Onshore | 1 | N | FNWF1 | 4 | 3 | 0
Y.E.S. Energy (SA) Pty Ltd | Ferguson South Wind Farm | VIC1 | Generating Unit | Market | Non-Scheduled | Wind | Wind | Renewable | Wind - Onshore | 2 | N | FSWF1 | 8 | 7 | 0
Finley Solar Farm Pty Ltd as trustee for the Finley Solar Trust | Finley Solar Farm | NSW1 | Generating Unit | Market | Semi-Scheduled | Solar | Solar | Renewable | Photovoltaic Tracking Flat Panel | 99 | Y | FINLYSF1 | 162.36 | 133 | 27
Hydro-Electric Corporation | Fisher Power Station | TAS1 | Generating Unit | Market | Scheduled | Hydro | Water | Renewable | Hydro - Gravity | 1 | Y | FISHER | 43.2 | 46 | 30
Iberdrola Australia Energy Markets Pty Limited | Flyers Creek Wind Farm | NSW1 | Generating Unit | Market | Semi-Scheduled | Wind | Wind | Renewable | Wind - Onshore | 1-38 | N | FLYCRKWF | 145 | 140 | 28
Shell New Energies Australia Pty Ltd | Gangarri Solar Farm | QLD1 | Generating Unit | Market | Semi-Scheduled | Solar | Solar | Renewable | Photovoltaic Tracking Flat Panel | 1-54 | Y | GANGARR1 | 162 | 120 | 24
EnergyAustralia Pty Ltd | Gannawarra Energy Storage System | VIC1 | Bidirectional Unit | Market | Scheduled | Battery Storage | Grid | Storage | Battery | 1-50 | Y | GANNB1 | 30 | 30 | 400 | 30 | 30 | 400 | 49.85
Gannawarra Solar Farm Pty Ltd | Gannawarra Solar Farm | VIC1 | Generating Unit | Market | Semi-Scheduled | Solar | Solar | Renewable | Photovoltaic Tracking Flat panel | 1-22 | Y | GANNSF1 | 55 | 50 | 1000
EDL CSM (QLD) Pty Ltd | German Creek Power Station | QLD1 | Generating Unit | Market | Non-Scheduled | Fossil | Waste Coal Mine Gas | Combustion | Spark Ignition Reciprocating Engine | 1-20 | N | GERMCRK | 44.976 | 45 | 0
Enel Energy Australia Pty Ltd | Girgarre Solar Farm | VIC1 | Generating Unit | Market | Semi-Scheduled | Solar | Solar | Renewable | Photovoltaic Tracking Flat panel | 1-57 | Y | GIRGSF | 93.31 | 76 | 15
CS Energy Limited | Gladstone Power Station | QLD1 | Generating Unit | Market | Scheduled | Fossil | Black Coal | Combustion | Steam Sub-Critical | 1 | Y | GSTONE1 | 280 | 285 | 57
CS Energy Limited | Gladstone Power Station | QLD1 | Generating Unit | Market | Scheduled | Fossil | Black Coal | Combustion | Steam Sub-Critical | 2 | Y | GSTONE2 | 280 | 285 | 57
CS Energy Limited | Gladstone Power Station | QLD1 | Generating Unit | Market | Scheduled | Fossil | Black Coal | Combustion | Steam Sub-Critical | 3 | Y | GSTONE3 | 280 | 285 | 57
CS Energy Limited | Gladstone Power Station | QLD1 | Generating Unit | Market | Scheduled | Fossil | Black Coal | Combustion | Steam Sub-Critical | 4 | Y | GSTONE4 | 280 | 285 | 57
CS Energy Limited | Gladstone Power Station | QLD1 | Generating Unit | Market | Scheduled | Fossil | Black Coal | Combustion | Steam Sub-Critical | 5 | Y | GSTONE5 | 280 | 285 | 57
CS Energy Limited | Gladstone Power Station | QLD1 | Generating Unit | Market | Scheduled | Fossil | Black Coal | Combustion | Steam Sub-Critical | 6 | Y | GSTONE6 | 280 | 285 | 57
AGL Hydro Partnership | Glenbawn Hydro Power Station | NSW1 | Generating Unit | Market | Non-Scheduled | Hydro | Water | Renewable | Hydro - Gravity | 1 | N | GLBWNHYD | 5.5 | 6 | 0
Glenellen Asset Pty Ltd as The Trustee For Glenellen Asset Trust | Glenellen Solar Farm | NSW1 | Generating Unit | Market | Semi-Scheduled | Solar | Solar | Renewable | Photovoltaic Tracking Flat Panel | 1-60 | Y | GESF1 | 264 | 200 | 40
Pacific Hydro Investments Pty Ltd | Glenmaggie Hydro Power Station | VIC1 | Generating Unit | Market | Non-Scheduled | Hydro | Water | Renewable | Run of River | 1 | N | GLENMAG1 | 3.8 | 4 | 0
EDL (OCI) Pty Limited | Glennies Creek Power Station | NSW1 | Generating Unit | Market | Non-Scheduled | Fossil | Waste Coal Mine Gas | Combustion | Compression Reciprocating Engine | 1-12 | Y | GLENNCRK | 12.78 | 12 | 0
Glenrowan Solar Farm Pty Ltd as trustee for Glenrowan Solar Farm Trust | Glenrowan Solar Farm | VIC1 | Generating Unit | Market | Semi-Scheduled | Solar | Solar | Renewable | Photovoltaic Tracking Flat Panel | 1-30 | N | GLENSF1 | 126 | 102 | 21
Wirtgen Energy Glenrowan Pty Ltd | Glenrowan West Solar Farm | VIC1 | Generating Unit | Market | Semi-Scheduled | Solar | Solar | Renewable | Photovoltaic Tracking Flat Panel | 1-48 | Y | GLRWNSF1 | 132 | 110 | 22
Golden Plains WF1 Pty Ltd as Trustee for the Golden Plains WF1 Unit Trust | Golden Plains Wind Farm East | VIC1 | Generating Unit | Market | Semi-Scheduled | Wind | Wind | Renewable | Wind - Onshore | 1-40 | Y | GPWFEST1 | 248 | 240 | 48
Golden Plains WF1 Pty Ltd as Trustee for the Golden Plains WF1 Unit Trust | Golden Plains Wind Farm East | VIC1 | Generating Unit | Market | Semi-Scheduled | Wind | Wind | Renewable | Wind - Onshore | 41-82 | Y | GPWFEST2 | 260.4 | 253 | 51
Golden Plains WF1 Pty Ltd as Trustee for the Golden Plains WF1 Unit Trust | Golden Plains Wind Farm East | VIC1 | Generating Unit | Market | Semi-Scheduled | Wind | Wind | Renewable | Wind - Onshore | 83-122 | Y | GPWFEST3 | 248 | 240 | 48
Goonumbla Asset Co Pty Ltd as the Trustee for Goonumbla Asset Trust | Goonumbla Solar Farm | NSW1 | Generating Unit | Market | Semi-Scheduled | Solar | Solar | Renewable | Photovoltaic Tracking Flat Panel | 1-31 | Y | GOONSF1 | 85 | 69 | 13
Goorambat East Solar Farm Pty Ltd as The Trustee for Goorambat East Solar Farm Trust | Goorambat East Solar Farm | VIC1 | Generating Unit | Market | Semi-Scheduled | Solar | Solar | Renewable | Photovoltaic Tracking Flat panel | 1-83 | Y | GOESF1 | 348.6 | 250 | 50
Hydro-Electric Corporation | Gordon Power Station | TAS1 | Generating Unit | Market | Scheduled | Hydro | Water | Renewable | Hydro - Gravity | 1-3 | Y | GORDON | 432 | 450 | 180
Goyder Wind Farm 1 Pty Ltd as the Trustee for Goyder Wind Farm 1 Trust | Goyder South Wind Farm 1A | SA1 | Generating Unit | Market | Semi-Scheduled | Wind | Wind | Renewable | Wind - Onshore | 1-38 | N | GSWF1A | 209 | 201 | 41
Goyder Wind Farm 1B Pty Ltd as the Trustee for the Goyder Wind Farm 1B Trust | Goyder South Wind Farm 1B | SA1 | Generating Unit | Market | Semi-Scheduled | Wind | Wind | Renewable | Wind - Onshore | 1-37 | N | GSWF1B1 | 203 | 196 | 40
EDL LFG (NSW) Pty Ltd | Grange Avenue Landfill Gas Power Station | NSW1 | Generating Unit | Market | Non-Scheduled | Renewable/ Biomass / Waste | Landfill Methane / Landfill Gas | Combustion | Spark Ignition Reciprocating Engine | 1 | N | GRANGEAV | 2 | 2 | 0
Granville Harbour Operations Pty Ltd as The Trustee for Granville Harbour Operations Trust | Granville Harbour Wind Farm | TAS1 | Generating Unit | Market | Semi-Scheduled | Wind | Wind | Renewable | Wind - Onshore | 1-31 | Y | GRANWF1 | 110 | 111 | 22
CS Energy Limited | Greenbank BESS | QLD1 | Bidirectional Unit | Market | Scheduled | Battery Storage | Grid | Storage | Battery | 1-108 | Y | GREENB1 | 259.2 | 200 | 40 | 259.2 | 200 | 80 | 400
Griffith Solar Farm Pty Ltd | Griffith Solar Farm | NSW1 | Generating Unit | Market | Non-Scheduled | Solar | Solar | Renewable | Photovoltaic Tracking Flat panel | 1-12 | Y | GRIFSF1 | 27.2 | 27 | 1
EDL Projects (Australia) Pty Ltd | Grosvenor 1 Waste Coal Mine Gas Power Station | QLD1 | Generating Unit | Market | Non-Scheduled | Fossil | Waste Coal Mine Gas | Combustion | Spark Ignition Reciprocating Engine | 1-7 | Y | GROSV1 | 21.287 | 21 | 0
EDL Projects (Australia) Pty Ltd | Grosvenor 2 | QLD1 | Generating Unit | Market | Non-Scheduled | Fossil | Waste Coal Mine Gas | Combustion | Spark Ignition Reciprocating Engine | 1-5 | Y | GROSV2 | 15.205 | 15 | 0
New Gullen Range Wind Farm Pty Ltd | Gullen Range Solar Farm | NSW1 | Generating Unit | Market | Semi-Scheduled | Solar | Solar | Renewable | Photovoltaic Flat panel | 1-4 | Y | GULLRSF1 | 10 | 10 | 10
New Gullen Range Wind Farm Pty Ltd | Gullen Range Wind Farm | NSW1 | Generating Unit | Market | Semi-Scheduled | Wind | Wind | Renewable | Wind - Onshore | 1-73 | N | GULLRWF1 | 165 | 161 | 33
New Gullen Range Wind Farm Pty Ltd | Gullen Range Wind Farm | NSW1 | Generating Unit | Market | Semi-Scheduled | Wind | Wind | Renewable | Wind - Onshore | 74-104 | Y | GULLRWF2 | 110 | 107 | 22
Gunnedah SF Pty Ltd as Trustee for Gunnedah Asset Trust | Gunnedah Solar Farm | NSW1 | Generating Unit | Market | Semi-Scheduled | Solar | Solar | Renewable | Photovoltaic Tracking Flat panel | 1-90 | Y | GNNDHSF1 | 144 | 110 | 22
Gunning Wind Energy Developments Pty Ltd | Gunning Wind Farm | NSW1 | Generating Unit | Market | Semi-Scheduled | Wind | Wind | Renewable | Wind - Onshore | 1-31 | N | GUNNING1 | 46.5 | 47 | 47
Progressive Renewable Developments Goondiwindi Pty Ltd as trustee for the Gunsynd Solar Farm Project Trust | Gunsynd Solar Farm | QLD1 | Generating Unit | Market | Semi-Scheduled | Solar | Solar | Renewable | Photovoltaic Flat panel | 1-75 | Y | GUSF1 | 122.775 | 94 | 19
Snowy Hydro Limited | Guthega Power Station | NSW1 | Generating Unit | Market | Scheduled | Hydro | Water | Renewable | Hydro - Gravity | 1-2 | Y | GUTHEGA | 60 | 80 | 20
LMS Energy Pty Ltd | Hallam Road Renewable Energy Facility | VIC1 | Generating Unit | Market | Non-Scheduled | Renewable/ Biomass / Waste | Landfill Methane / Landfill Gas | Combustion | Spark Ignition Reciprocating Engine | 1-8 | N | HALAMRD1 | 8.984 | 9 | 0
AGL SA Generation Pty Limited | Hallett 1 Wind Farm | SA1 | Generating Unit | Market | Semi-Scheduled | Wind | Wind | Renewable | Wind - Onshore | 1-45 | N | HALLWF1 | 94.5 | 95 | 30
AGL SA Generation Pty Limited | Hallett 2 Wind Farm | SA1 | Generating Unit | Market | Semi-Scheduled | Wind | Wind | Renewable | Wind - Onshore | 1-34 | N | HALLWF2 | 71.4 | 71 | 30
EnergyAustralia Yallourn Pty Ltd | Hallett Power Station | SA1 | Generating Unit | Market | Scheduled | Fossil | Natural Gas / Diesel | Combustion | Open Cycle Gas turbines (OCGT) | 1-13 | Y | AGLHAL | 217 | 255 | 44
Hamilton Solar Farm Pty Ltd | Hamilton Solar Farm | QLD1 | Generating Unit | Market | Semi-Scheduled | Solar | Solar | Renewable | Photovoltaic Tracking Flat panel |  | Y | HAMISF1 | 57.5 | 56 | 20
South Australian Water Corporation | Happy Valley Water Treatment Plant | SA1 | Bidirectional Unit | Market | Scheduled | Battery Storage | Grid | Storage | Battery and Inverter | 1-5,6-9 | Y | HVWWBA1 | 5 | 4 | 2 | 5 | 4 | 2 | 4
South Australian Water Corporation | Happy Valley Water Treatment Plant | SA1 | Generating Unit | Market | Semi-Scheduled | Solar | Solar | Renewable | Photovoltaic Tracking Flat panel | 1-4 | Y | HVWWPV1 | 11 | 8 | 1
Progressive Green Pty Ltd | Hastings Generation Site | VIC1 | Generating Unit | Market | Non-Scheduled | Fossil | Ethane | Combustion | Open Cycle Gas turbines (OCGT) | 1 | N | HASTING1 | 14.817 | 14.333 | 6
Progressive Green Pty Ltd | Hastings Generation Site | VIC1 | Generating Unit | Market | Non-Scheduled | Fossil | Ethane | Combustion | Open Cycle Gas turbines (OCGT) | 2 | N | HASTING2 | 14.817 | 14.333 | 6
Progressive Green Pty Ltd | Hastings Generation Site | VIC1 | Generating Unit | Market | Non-Scheduled | Fossil | Ethane | Combustion | Open Cycle Gas turbines (OCGT) | 3 | N | HASTING3 | 14.817 | 14.333 | 6
Pacific Hydro Haughton Solar Farm Pty Ltd | Haughton Solar Farm Stage 1 | QLD1 | Generating Unit | Market | Semi-Scheduled | Solar | Solar | Renewable | Photovoltaic Tracking Flat panel | 1-81 | Y | HAUGHT11 | 132 | 100 | 20
Hawkesdale Asset Pty Ltd as trustee for Hawkesdale Asset Trust | Hawkesdale Wind Farm | VIC1 | Generating Unit | Market | Semi-Scheduled | Wind | Wind | Renewable | Wind - Onshore | 1–23 | N | HD1WF1 | 96.6 | 89 | 19
Hayman Solar Farm Pty Ltd As The Trustee For The Hayman Solar Farm Trust | Hayman Solar Farm | QLD1 | Generating Unit | Market | Semi-Scheduled | Solar | Solar | Renewable | Photovoltaic Tracking Flat panel | 1-21 | Y | HAYMSF1 | 57.75 | 50 | 165
Hazelwood BESS Project Co Pty Ltd as Trustee for the HBESS Asset Trust | Hazelwood Battery Energy Storage System | VIC1 | Bidirectional Unit | Market | Scheduled | Battery Storage | Grid | Storage | Battery and Inverter | 1-57 | Y | HBESS1 | 200 | 150 | 60 | 200 | 150 | 60 | 150
Progressive Green Pty Ltd | Hepburn Community Wind Farm | VIC1 | Generating Unit | Market | Non-Scheduled | Wind | Wind | Renewable | Wind - Onshore | 1 & 2 | N | HEPWIND1 | 4.1 | 4 | 0
Hillston Sun Farm Operations Pty Ltd ATF Hillston Sun Farm Operations Trust | Hillston Sun Farm | NSW1 | Generating Unit | Market | Semi-Scheduled | Solar | Solar | Renewable | Photovoltaic Tracking Flat panel | 1-40 | Y | HILLSTN1 | 110 | 85 | 17
Hornsdale Power Reserve Pty Ltd | Hornsdale Power Reserve | SA1 | Bidirectional Unit | Market | Scheduled | Battery Storage | Wind | Storage | Battery and Inverter | 1-294 | N | HPR1 | 150 | 150 | 54 | 150 | 150 | 54 | 194
HWF1 Pty Ltd | Hornsdale Wind Farm | SA1 | Generating Unit | Market | Semi-Scheduled | Wind | Wind | Renewable | Wind - Onshore | 1-32 | Y | HDWF1 | 102.4 | 102 | 50
HWF 2 Pty Ltd | Hornsdale Wind Farm 2 | SA1 | Generating Unit | Market | Semi-Scheduled | Wind | Wind | Renewable | Wind - Onshore | 1-32 | Y | HDWF2 | 102.4 | 102 | 50
HWF3 Pty Ltd | Hornsdale Wind Farm 3 | SA1 | Generating Unit | Market | Semi-Scheduled | Wind | Wind | Renewable | Wind - Onshore | 1-35 | Y | HDWF3 | 112 | 109 | 50
Hughenden Solar Pty Limited As Trustee For Hughenden Solar Trust | Hughenden Solar Farm | QLD1 | Generating Unit | Market | Non-Scheduled | Solar | Solar | Renewable | Photovoltaic Tracking Flat panel | 1-18 | Y | HUGSF1 | 20.97 | 18 | 60
GSP Energy Pty Ltd | Hume (NSW) Hydro Power Station | NSW1 | Generating Unit | Market | Scheduled | Hydro | Water | Renewable | Hydro - Gravity | 1-2 | Y | HUMENSW | 29 | 70 | 10
GSP Energy Pty Ltd | Hume (Vic) Hydro Power Station | VIC1 | Generating Unit | Market | Scheduled | Hydro | Water | Renewable | Hydro - Gravity | 1-2 | Y | HUMEV | 29 | 70 | 10
Snowy Hydro Limited | Hunter Economic Zone | NSW1 | Generating Unit | Market | Scheduled | Fossil | Diesel | Combustion | Compression Reciprocating Engine | 1-16 | N | HEZ1 | 28 | 28 | 9
Snowy Hydro Limited | Hunter Power Station | NSW1 | Generating Unit | Market | Scheduled | Fossil | Natrual Gas/ Diesel | Combustion | OCGT | 1 | N | HUNTER1 | 375 | 375 | 45
Snowy Hydro Limited | Hunter Power Station | NSW1 | Generating Unit | Market | Scheduled | Fossil | Natrual Gas/ Diesel | Combustion | OCGT | 2 | N | HUNTER2 | 375 | 375 | 45
Stanwell Corporation Limited | Invicta Sugar Mill | QLD1 | Generating Unit | Market | Non-Scheduled | Renewable/ Biomass / Waste | Bagasse | Combustion | Steam Sub-Critical | 1-3 | N | INVICTA | 50.3 | 51 | 0
Moranbah Power Station No1 Pty Ltd | ISIS Central Sugar Mill Co-generation Plant | QLD1 | Generating Unit | Market | Non-Scheduled | Renewable/ Biomass / Waste | Bagasse | Combustion | Steam Sub-Critical | 1 | N | ICSM | 25 | 25
EDL LFG (NSW) Pty Ltd | Jacks Gully Landfill Gas Power Station | NSW1 | Generating Unit | Market | Non-Scheduled | Renewable/ Biomass / Waste | Landfill Methane / Landfill Gas | Combustion | Compression Reciprocating Engine | 1-2 | N | JACKSGUL | 2.3 | 2
EnergyAustralia Ecogen Pty Ltd | Jeeralang "A" Power Station | VIC1 | Generating Unit | Market | Scheduled | Fossil | Natural Gas | Combustion | Open Cycle Gas turbines (OCGT) | 1 | Y | JLA01 | 51 | 65 | 23
EnergyAustralia Ecogen Pty Ltd | Jeeralang "A" Power Station | VIC1 | Generating Unit | Market | Scheduled | Fossil | Natural Gas | Combustion | Open Cycle Gas turbines (OCGT) | 2 | Y | JLA02 | 51 | 65 | 23
EnergyAustralia Ecogen Pty Ltd | Jeeralang "A" Power Station | VIC1 | Generating Unit | Market | Scheduled | Fossil | Natural Gas | Combustion | Open Cycle Gas turbines (OCGT) | 3 | Y | JLA03 | 51 | 65 | 23
EnergyAustralia Ecogen Pty Ltd | Jeeralang "A" Power Station | VIC1 | Generating Unit | Market | Scheduled | Fossil | Natural Gas | Combustion | Open Cycle Gas turbines (OCGT) | 4 | Y | JLA04 | 51 | 65 | 23
EnergyAustralia Ecogen Pty Ltd | Jeeralang "B" Power Station | VIC1 | Generating Unit | Market | Scheduled | Fossil | Natural Gas | Combustion | Open Cycle Gas turbines (OCGT) | 1 | Y | JLB01 | 76 | 100 | 20
EnergyAustralia Ecogen Pty Ltd | Jeeralang "B" Power Station | VIC1 | Generating Unit | Market | Scheduled | Fossil | Natural Gas | Combustion | Open Cycle Gas turbines (OCGT) | 2 | Y | JLB02 | 76 | 100 | 20
EnergyAustralia Ecogen Pty Ltd | Jeeralang "B" Power Station | VIC1 | Generating Unit | Market | Scheduled | Fossil | Natural Gas | Combustion | Open Cycle Gas turbines (OCGT) | 3 | Y | JLB03 | 76 | 100 | 20
Diamond Energy Pty Ltd | Jemalong Solar Project | NSW1 | Generating Unit | Market | Semi-Scheduled | Solar | Solar | Renewable | Photovoltaic Tracking Flat panel | 1-20 | Y | JEMALNG1 | 55 | 50 | 10
Snowy Hydro Limited | Jindabyne Pump At Guthega | VIC1 | Generating Unit | Non-Market | Non-Scheduled |  |  |  |  | 1 | N | - | 70 | 70
Snowy Hydro Limited | Jindabyne Small Hydro Power Station | NSW1 | Generating Unit | Market | Non-Scheduled | Hydro | Water | Renewable | Hydro - Gravity | 1 | N | JNDABNE1 | 1.1 | 1
Hydro-Electric Corporation | John Butters Power Station | TAS1 | Generating Unit | Market | Scheduled | Hydro | Water | Renewable | Hydro - Gravity | 1 | Y | JBUTTERS | 144 | 144 | 40
Snowy Hydro Limited | Jounama Small Hydro Power Station | NSW1 | Generating Unit | Market | Non-Scheduled | Hydro | Water | Renewable | Hydro - Gravity | 1 | N | JOUNAMA1 | 14 | 14
Junee Operationsco Pty Ltd Atf Junee Operations Trust | Junee Solar Farm | NSW1 | Generating Unit | Market | Semi-Scheduled | Solar | Solar | Renewable | Photovoltaic Tracking Flat panel | 1-22 | Y | JUNEESF1 | 36 | 30 | 6
CleanCo Queensland Limited | Kaban Wind Farm | QLD1 | Generating Unit | Market | Semi-Scheduled | Wind | Wind | Renewable | Wind - Onshore | 1-28 | Y | KABANWF1 | 156 | 152 | 30
Iraak Sun Farm Pty Ltd | Karadoc Solar Farm | VIC1 | Generating Unit | Market | Semi-Scheduled | Solar | Solar | Renewable | Photovoltaic Flat panel | 1-38 | Y | KARSF1 | 104 | 90 | 18
CleanCo Queensland Limited | Kareeya Power Station | QLD1 | Generating Unit | Market | Scheduled | Hydro | Water | Renewable | Run of River | 1 | Y | KAREEYA1 | 21 | 22 | 5
CleanCo Queensland Limited | Kareeya Power Station | QLD1 | Generating Unit | Market | Scheduled | Hydro | Water | Renewable | Run of River | 2 | Y | KAREEYA2 | 21 | 22 | 5
CleanCo Queensland Limited | Kareeya Power Station | QLD1 | Generating Unit | Market | Scheduled | Hydro | Water | Renewable | Run of River | 3 | Y | KAREEYA3 | 21 | 22 | 5
CleanCo Queensland Limited | Kareeya Power Station | QLD1 | Generating Unit | Market | Scheduled | Hydro | Water | Renewable | Run of River | 4 | Y | KAREEYA4 | 21 | 22 | 5
CleanCo Queensland Limited | Kareeya Power Station | QLD1 | Generating Unit | Market | Non-Scheduled | Hydro | Water | Renewable | Run of River | 5 | N | KAREEYA5 | 7 | 7
GSP Energy Pty Ltd | Keepit Hydro Power Station | NSW1 | Generating Unit | Market | Non-Scheduled | Hydro | Water | Renewable | Hydro - Gravity | 1 | N | KEEPIT | 6 | 8
Kennedy Energy Park Pty Ltd | Kennedy Energy Park | QLD1 | Generating Unit | Market | Semi-Scheduled | Solar | Solar | Renewable | Photovoltaic Tracking Flat panel | 1-6 | Y | KEPSF1 | 16 | 15 | 3
Kennedy Energy Park Pty Ltd | Kennedy Energy Park | QLD1 | Generating Unit | Market | Semi-Scheduled | Wind | Wind | Renewable | Wind - Onshore | 1-12 | Y | KEPWF1 | 43 | 43 | 8
Kennedy Energy Park Pty Ltd | Kennedy Energy Park Battery | QLD1 | Generating Unit | Market | Non-Scheduled | Battery Storage | Grid | Storage | Battery | 1-4 | Y | KEPBG1 | 2 | 2 | 0
Kennedy Energy Park Pty Ltd | Kennedy Energy Park Battery | QLD1 | Load | Market | Non-Scheduled | Battery Storage | Grid | Storage | Battery | 1-4 | Y | KEPBL1 | 2 | 2 | 0
Kerang Solar Plant Pty Ltd | Kerang Solar Plant | VIC1 | Generating Unit | Market | Semi-Scheduled | Solar | Solar | Renewable | Photovoltaic Tracking Flat Panel | 1-9 | Y | KERNGSP1 | 37 | 30 | 6 | 37.8 | 30 | 6
KSF Project Nominees Pty Ltd As The Trustee For KSF Project Trust | Kiamal Solar Farm | VIC1 | Generating Unit | Market | Semi-Scheduled | Solar | Solar | Renewable | Photovoltaic Tracking Flat Panel | 1-150 | Y | KIAMSF1 | 239 | 200 | 40
Kiata ProjectCo Pty Ltd Atf Kiata Project Trust | Kiata Wind Farm | VIC1 | Generating Unit | Market | Semi-Scheduled | Wind | Wind | Renewable | Wind - Onshore | 1-9 | N | KIATAWF1 | 31.05 | 31 | 37
EnergyAustralia Pty Ltd | Kidston Hydro Project | QLD1 | Generating Unit | Market | Scheduled | Hydro | Water | Renewable | Pump Storage | 1 | N | KIDSPHG1 | 126 | 125 | 25
Diamond Energy Pty Ltd | Kidston Solar Project Phase One | QLD1 | Generating Unit | Market | Semi-Scheduled | Solar | Solar | Renewable | Photovoltaic Flat panel | 1-20 | Y | KSP1 | 50 | 47.7 | 10
Kingaroy Propertyco Pty Ltd as Trustee for Kingaroy Property Trust | Kingaroy Solar Farm | QLD1 | Generating Unit | Market | Semi-Scheduled | Solar | Solar | Renewable | Photovoltaic Tracking Flat panel | 1-29 | N | KINGASF1 | 47 | 40 | 8
CS Energy Limited | Kogan Creek Power Station | QLD1 | Generating Unit | Market | Scheduled | Fossil | Black Coal | Combustion | Steam Super Critical | 1 | Y | KPP_1 | 744 | 781 | 157
Shell Energy Retail Pty Ltd | Koorangie Energy Storage System | VIC1 | Bidirectional Unit | Market | Scheduled | Battery Storage | Grid | Storage | Battery and Inverter | 1-100 | Y | KESSB1 | 185 | 185 | 74 | 185 | 185 | 74 | 370
Origin Energy Electricity Limited | Ladbroke Grove Power Station | SA1 | Generating Unit | Market | Scheduled | Fossil | Natural Gas | Combustion | Open Cycle Gas turbines (OCGT) | 1 | Y | LADBROK1 | 40 | 50 | 10
Origin Energy Electricity Limited | Ladbroke Grove Power Station | SA1 | Generating Unit | Market | Scheduled | Fossil | Natural Gas | Combustion | Open Cycle Gas turbines (OCGT) | 2 | Y | LADBROK2 | 40 | 50 | 10
Lake Bonney Wind Power Pty Ltd | Lake Bonney BESS1 | SA1 | Bidirectional Unit | Market | Scheduled | Battery Storage | Grid | Storage | Battery | 1-48 | Y | LBB1 | 25 | 25 | 10 | 25 | 52 | 10 | 52
Lake Bonney Wind Power Pty Ltd | Lake Bonney Stage 2 Windfarm | SA1 | Generating Unit | Market | Semi-Scheduled | Wind | Wind | Renewable | Wind - Onshore | 1-53 | N | LKBONNY2 | 159 | 159 | 32
Lake Bonney Wind Power Pty Ltd | Lake Bonney Stage 3 Wind Farm | SA1 | Generating Unit | Market | Semi-Scheduled | Wind | Wind | Renewable | Wind - Onshore | 1-13 | N | LKBONNY3 | 39 | 39 | 32
Lake Bonney Wind Power Pty Ltd | Lake Bonney Wind Farm Stage 1 | SA1 | Generating Unit | Market | Non-Scheduled* | Wind | Wind | Renewable | Wind - Onshore | 1-46 | Y | LKBONNY1 | 80.5 | 81 | 17
Hydro-Electric Corporation | Lake Echo Power Station | TAS1 | Generating Unit | Market | Scheduled | Hydro | Water | Renewable | Hydro - Gravity | 1 | Y | LK_ECHO | 32.4 | 34 | 15
Latrobe Valley BESS as the Trustee for Latrobe Valley BESS Project Trust | Latrobe Valley BESS | VIC1 | Bidirectional Unit | Market | Scheduled | Battery Storage | Grid | Storage | Battery and Inverter | 1-32 | Y | LVES1 | 140 | 100 | 40 | 140 | 100 | 40 | 200
Snowy Hydro Limited | Laverton North Power Station | VIC1 | Generating Unit | Market | Scheduled | Fossil | Natural Gas | Combustion | Open Cycle Gas turbines (OCGT) | 1 | Y | LNGS1 | 156 | 172 | 27
Snowy Hydro Limited | Laverton North Power Station | VIC1 | Generating Unit | Market | Scheduled | Fossil | Natural Gas | Combustion | Open Cycle Gas turbines (OCGT) | 2 | Y | LNGS2 | 156 | 172 | 27
Hydro-Electric Corporation | Lemonthyme / Wilmot Power Station | TAS1 | Generating Unit | Market | Scheduled | Hydro | Water | Renewable | Hydro - Gravity | 1-2 | Y | LEM_WIL | 81.6 | 87 | 25
Ergon Energy Queensland Pty Ltd | Lilyvale Solar Farm | QLD1 | Generating Unit | Market | Semi-Scheduled | Solar | Solar | Renewable | Photovoltaic Tracking Flat panel | 1-74 | Y | LILYSF1 | 118 | 100 | 20
Limondale Battery Pty. Ltd. | Limondale Battery | NSW1 | Bidirectional Unit | Market | Scheduled | Battery Storage | Grid | Storage | Battery and Inverter | 1-144 | Y | LIMBESS1 | 141 | 50 | 30 | 141 | 100 | 30 | 536
Limondale Sun Farm Pty Ltd | Limondale Solar Farm 1 | NSW1 | Generating Unit | Market | Semi-Scheduled | Solar | Solar | Renewable | Photovoltaic Tracking Flat Panel | 1-100 | Y | LIMOSF11 | 275 | 220 | 44
Limondale Sun Farm Pty Ltd | Limondale Solar Farm 2 | NSW1 | Generating Unit | Market | Semi-Scheduled | Solar | Solar | Renewable | Photovoltaic Tracking Flat Panel | 1-14 | Y | LIMOSF21 | 38 | 29 | 6
Lincoln Gap Wind Farm (Operations) Pty Ltd | Lincoln Gap Wind Farm | SA1 | Generating Unit | Market | Semi-Scheduled | Wind | Wind | Renewable | Wind - Onshore | 1-35 | Y | LGAPWF1 | 126 | 123 | 25
Lincoln Gap Wind Farm (Operations) Pty Ltd | Lincoln Gap Wind Farm | SA1 | Generating Unit | Market | Semi-Scheduled | Wind | Wind | Renewable | Wind - Onshore | 36-59 | Y | LGAPWF2 | 86 | 85 | 17
Lincoln Gap Wind Farm (Operations) Pty Ltd | Lincoln Gap Wind Farm Battery | SA1 | Bidirectional Unit | Market | Scheduled | Battery Storage | Grid | Storage | Battery and Inverter | 60-65 | Y | LGAPBS1 | 10.8 | 9 | 5 | 10.8 | 13 | 5 | 10
Diamond Energy Pty Ltd | Longreach Solar Farm | QLD1 | Generating Unit | Market | Non-Scheduled | Solar | Solar | Renewable | Photovoltaic Tracking Flat panel | 1-7 | Y | LRSF1 | 17 | 15 | 1000
Snowy Hydro Limited | Lonsdale Power Station | SA1 | Generating Unit | Market | Scheduled | Fossil | Diesel | Combustion | Compression Reciprocating Engine | 1-18 | Y | LONSDALE | 20 | 21 | 10
AGL Loy Yang Marketing Pty Ltd | Loy Yang A Power Station | VIC1 | Generating Unit | Market | Scheduled | Fossil | Brown Coal | Combustion | Steam Sub-Critical | 1 | Y | LYA1 | 560 | 590 | 118
AGL Loy Yang Marketing Pty Ltd | Loy Yang A Power Station | VIC1 | Generating Unit | Market | Scheduled | Fossil | Brown Coal | Combustion | Steam Sub-Critical | 2 | Y | LYA2 | 530 | 535 | 108
AGL Loy Yang Marketing Pty Ltd | Loy Yang A Power Station | VIC1 | Generating Unit | Market | Scheduled | Fossil | Brown Coal | Combustion | Steam Sub-Critical | 3 | Y | LYA3 | 560 | 590 | 118
AGL Loy Yang Marketing Pty Ltd | Loy Yang A Power Station | VIC1 | Generating Unit | Market | Scheduled | Fossil | Brown Coal | Combustion | Steam Sub-Critical | 4 | Y | LYA4 | 560 | 580 | 116
Alinta Energy Retail Sales Pty Ltd | Loy Yang B Power Station | VIC1 | Generating Unit | Market | Scheduled | Fossil | Brown Coal | Combustion | Steam Sub-Critical | 1 | Y | LOYYB1 | 500 | 600 | 110
Alinta Energy Retail Sales Pty Ltd | Loy Yang B Power Station | VIC1 | Generating Unit | Market | Scheduled | Fossil | Brown Coal | Combustion | Steam Sub-Critical | 2 | Y | LOYYB2 | 500 | 600 | 110
LMS Energy Pty Ltd | Lucas Heights 2 Power Station | NSW1 | Generating Unit | Market | Non-Scheduled | Renewable/ Biomass / Waste | Landfill Methane / Landfill Gas | Combustion | Compression Reciprocating Engine | 12-15 | N | LUCAS2S2 | 4.6 | 5 | 0
LMS Energy Pty Ltd | Lucas Heights 2 Power Station | NSW1 | Generating Unit | Market | Non-Scheduled | Renewable/ Biomass / Waste | Landfill Methane / Landfill Gas | Combustion | Spark Ignition Reciprocating Engine | 1-11 | N | LUCASHGT | 12.65 | 13 | 0
AGL Hydro Partnership | Macarthur Wind Farm | VIC1 | Generating Unit | Market | Semi-Scheduled | Wind | Wind | Renewable | Wind - Onshore | 1-140 | N | MACARTH1 | 420 | 420 | 90
MacIntyre UJV Operator Pty Ltd | MacIntyre Wind Farm | QLD1 | Generating Unit | Market | Semi-Scheduled | Wind | Wind | Renewable | Wind - Onshore | 1-162 | Y | MCINTYR1 | 923 | 890 | 178
Hydro-Electric Corporation | Mackintosh Power Station | TAS1 | Generating Unit | Market | Scheduled | Hydro | Water | Renewable | Hydro - Gravity | 1 | Y | MACKNTSH | 79.9 | 89 | 40
Manildra Prop Pty Ltd as The Trustee for the Manildra Asset Trust | Manildra solar Farm | NSW1 | Generating Unit | Market | Semi-Scheduled | Solar | Solar | Renewable | Photovoltaic Flat panel | 1-20 | Y | MANSLR1 | 50 | 46 | 46
South Australian Water Corporation | Mannum - Adelaide Pipeline Pumping Station No 2, PV Units 1-6 | SA1 | Generating Unit | Market | Semi-Scheduled | Solar | Solar | Renewable | Photovoltaic Tracking Flat panel | 1-6 | Y | MAPS2PV1 | 16.5 | 13.4 | 3
South Australian Water Corporation | Mannum - Adelaide Pipeline Pumping Station No 3, PV Units 1-6 | SA1 | Generating Unit | Market | Semi-Scheduled | Solar | Solar | Renewable | Photovoltaic Tracking Flat panel | 1-6 | Y | MAPS3PV1 | 16.5 | 12.4 | 3
Mannum Stage 2 SubCo Pty Ltd as The Trustee for Mannum Stage 2 Unit Trust | Mannum 2 Solar Farm | SA1 | Generating Unit | Market | Semi-Scheduled | Solar | Solar | Renewable | Photovoltaic Tracking Flat panel | 1-11 | Y | MANNSF2 | 37 | 29 | 6
Mannum Stage 2 Battery SubCo Pty Ltd as trustee for the Mannum Stage 2 Battery Unit Trust | Mannum Battery Energy Storage System | SA1 | Bidirectional Unit | Market | Scheduled | Battery Storage | Grid | Storage | Battery and Inverter | 1-80 | Y | MANNUMB1 | 131.7 | 100 | 40 | 131.7 | 100 | 40 | 200
Alinta Energy Retail Sales Pty Ltd | Maroona Wind Farm | VIC1 | Generating Unit | Market | Non-Scheduled | Wind | Wind | Renewable | Wind - Onshore | 1-2 | Y | MAROOWF1 | 6.8 | 6 | 4
Diamond Energy Pty Ltd | Maryrorough Solar Farm | QLD1 | Generating Unit | Market | Semi-Scheduled | Solar | Solar | Renewable | Photovoltaic Tracking Flat panel | 1-12 | Y | MARYRSF1 | 33 | 27 | 6
Hydro-Electric Corporation | Meadowbank Power Station | TAS1 | Generating Unit | Market | Scheduled | Hydro | Water | Renewable | Hydro - Gravity | 1 | Y | MEADOWBK | 40 | 44 | 10
Landfill Operations Pty Ltd | Melbourne Regional Landfill | VIC1 | Generating Unit | Non-Market | Non-Scheduled | Renewable/ Biomass / Waste | Landfill Methane / Landfill Gas | Combustion | Spark Ignition Reciprocating Engine | 1-8 | N | - | 8.88 | 8.88
Equis Energy (Australia) Projects (MREH A1 AssetCo) Pty Ltd as trustee for Equis Energy (Australia) MREH A1 Asset Trust | Melbourne Renewable Energy Hub Connection A1 | VIC1 | Bidirectional Unit | Market | Scheduled | Battery Storage | Grid | Storage | Battery and Inverter | 1-112 | Y | MREHA1 | 215.8 | 200 | 80 | 215.8 | 200 | 80 | 400
Equis Energy (Australia) Projects (MREH A2 AssetCo) Pty Ltd as The Trustee for Equis Energy (Australia) MREH A2 Asset Trust | Melbourne Renewable Energy Hub Connection A2 | VIC1 | Bidirectional Unit | Market | Scheduled | Battery Storage | Grid | Storage | Battery and Inverter | 1-112 | Y | MREHA2 | 215.8 | 200 | 80 | 215.8 | 200 | 80 | 400
SEC Energy Pty Ltd | Melbourne Renewable Energy Hub Connection A3 | VIC1 | Bidirectional Unit | Market | Scheduled | Battery Storage | Grid | Storage | Battery and Inverter | 1-220 | Y | MREHA3 | 215.4 | 200 | 80 | 215.4 | 200 | 80 | 800
Metz ProjectCo Pty Ltd As The Trustee For Metz ProjectCo Trust | Metz Solar Farm | NSW1 | Generating Unit | Market | Semi-Scheduled | Solar | Solar | Renewable | Photovoltaic Tracking Flat panel | 1-54 | Y | METZSF1 | 135 | 115 | 23
Capricorn SF No1 Pty Ltd | Middlemount Solar Farm | QLD1 | Generating Unit | Market | Semi-Scheduled | Solar | Solar | Renewable | Photovoltaic Tracking Flat panel | 1-12 | N | MIDDLSF1 | 30 | 26 | 6
Tasmanian Irrigation Pty Ltd | Midlands Power Station | TAS1 | Generating Unit | Non-Market | Non-Scheduled | Hydro | Water | Renewable | Hydro - Gravity | 1 | N | - | 6.078 | 7 | 0
Millmerran Energy Trader Pty Ltd | Millmerran Power Plant | QLD1 | Generating Unit | Market | Scheduled | Fossil | Black Coal | Combustion | Steam Super Critical | 1 | Y | MPP_1 | 426 | 435 | 10
Millmerran Energy Trader Pty Ltd | Millmerran Power Plant | QLD1 | Generating Unit | Market | Scheduled | Fossil | Black Coal | Combustion | Steam Super Critical | 2 | Y | MPP_2 | 426 | 435 | 10
Synergen Power Pty Limited | Mintaro Gas Turbine Station | SA1 | Generating Unit | Market | Scheduled | Fossil | Natural Gas | Combustion | Open Cycle Gas turbines (OCGT) | 1 | Y | MINTARO | 90 | 105 | 5
EE Solar 6 Pty Ltd as trustee for EE Solar 6 Trust | Mokoan Solar Farm | VIC1 | Generating Unit | Market | Semi-Scheduled | Solar | Solar | Renewable | Photovoltaic Tracking Flat panel | 1-16 | Y | MOKOSF1 | 58 | 46 | 10
Molong Operationsco Pty Ltd As The Trustee For Molong Operations Trust | Molong Solar Farm | NSW1 | Generating Unit | Market | Semi-Scheduled | Solar | Solar | Renewable | Photovoltaic Tracking Flat panel | 1-22 | Y | MOLNGSF1 | 36 | 30 | 6
Moorabool Wind Farm Interface Company Pty Ltd | Moorabool Wind Farm | VIC1 | Generating Unit | Market | Semi-Scheduled | Wind | Wind | Renewable | Wind - Onshore | 1-104 | Y | MOORAWF1 | 312 | 305 | 30
Moorabool Wind Farm Interface Company Pty Ltd | Moorabool Wind Farm | VIC1 | Bidirectional Unit | Market | Non-Scheduled | Battery Storage | Grid | Storage | Battery and Inverter | 1 | N | MOORABS1 | 2 | 2 | 0
Moranbah Power Station No1 Pty Ltd | Moranbah Generation Project | QLD1 | Generating Unit | Market | Non-Scheduled | Fossil | Coal Seam Methane | Combustion | Compression Reciprocating Engine | 1-8 | N | MORANBAH | 12.56 | 13
EDL Projects (Australia) Pty Ltd | Moranbah North Waste Coal Mine Gas Power Station | QLD1 | Generating Unit | Market | Non-Scheduled | Fossil | Waste Coal Mine Gas | Combustion | Spark Ignition Reciprocating Engine | 1-21 | N | MBAHNTH | 63.42 | 63 | 0
Moree Asset Co Pty Ltd as the trustee for Moree Asset Trust | Moree Solar Farm | NSW1 | Generating Unit | Market | Semi-Scheduled | Solar | Solar | Renewable | Photovoltaic Tracking Flat panel | 1-56 | N | MOREESF1 | 57.064 | 56 | 60
South Australian Water Corporation | Morgan-Whyalla Pipeline Pumping Station No 1 | SA1 | Generating Unit | Market | Semi-Scheduled | Solar | solar | Renewable | Photovoltaic Tracking Flat panel | 1-2 | Y | MWPS1PV1 | 5.5 | 4.6 | 1
South Australian Water Corporation | Morgan-Whyalla Pipeline Pumping Station No 2 | SA1 | Generating Unit | Market | Semi-Scheduled | Solar | Solar | Renewable | Photovoltaic Tracking Flat panel | 1-2 | Y | MWPS2PV1 | 5.5 | 4.6 | 1
South Australian Water Corporation | Morgan-Whyalla Pipeline Pumping Station No 3 | SA1 | Generating Unit | Market | Semi-Scheduled | Solar | Solar | Renewable | Photovoltaic Tracking Flat panel | 1-3 | Y | MWPS3PV1 | 7.5 | 6.2 | 2
South Australian Water Corporation | Morgan-Whyalla Pipeline Pumping Station No 4 | SA1 | Generating Unit | Market | Semi-Scheduled | Solar | Solar | Renewable | Photovoltaic Tracking Flat panel | 1-2 | Y | MWPS4PV1 | 5.5 | 4.56 | 1
Origin Energy Electricity Limited | Mortlake Power Station | VIC1 | Generating Unit | Market | Scheduled | Fossil | Natural Gas | Combustion | Open Cycle Gas turbines (OCGT) | 1 | Y | MORTLK11 | 283 | 292 | 50
Origin Energy Electricity Limited | Mortlake Power Station | VIC1 | Generating Unit | Market | Scheduled | Fossil | Natural Gas | Combustion | Open Cycle Gas turbines (OCGT) | 1 | Y | MORTLK12 | 283 | 292 | 59
Mortlake South Wind Farm Pty Ltd | Mortlake South Wind Farm | VIC1 | Generating Unit | market | Semi-Scheduled | Wind | Wind | Renewable | Wind - Onshore | 1-35 | Y | MRTLSWF1 | 157.5 | 153 | 31
Y.E.S. Energy (SA) Pty Ltd | Mortons Lane Wind Farm | VIC1 | Generating Unit | Market | Non-Scheduled | Wind | Wind | Renewable | Wind - Onshore | 1-13 | N | MLWF1 | 20 | 20 | 0
Ergon Energy Queensland Pty Ltd | Mount Emerald Wind Farm | QLD1 | Generating Unit | Market | Semi-Scheduled | Wind | Wind | Renewable | Wind - Onshore | 1-53 | N | MEWF1 | 180 | 178 | 159
Moura Solar Farm SPV Pty Ltd as the trustee for Moura Solar Farm Unit Trust | Moura Solar Farm | QLD1 | Generating Unit | Market | Semi-Scheduled | Solar | Solar | Renewable | Photovoltaic Tracking Flat panel | 1-36 | Y | MOUSF1 | 99 | 82 | 17
Mt. Gellibrand Wind Farm Pty Ltd | Mt Gellibrand Wind Farm | VIC1 | Generating Unit | Market | Semi-Scheduled | Wind | Wind | Renewable | Wind - Onshore | 1-47 | Y | MTGELWF1 | 138 | 132 | 400/200
Mt Mercer Windfarm Pty Ltd | Mt Mercer Wind Farm | VIC1 | Generating Unit | Market | Semi-Scheduled | Wind | Wind | Renewable | Wind - Onshore | 1-64 | N | MERCER01 | 131.2 | 131 | 33
Mt Millar Wind Farm Pty Ltd | Mt Millar Wind Farm | SA1 | Generating Unit | Market | Non-Scheduled* | Wind | Wind | Renewable | Wind - Onshore | 1-35 | Y | MTMILLAR | 70 | 70 | 14
EnergyAustralia Pty Ltd | Mt Piper Power Station | NSW1 | Generating Unit | Market | Scheduled | Fossil | Black Coal | Combustion | Steam Sub-Critical | 1 | Y | MP1 | 700 | 700 | 25
EnergyAustralia Pty Ltd | Mt Piper Power Station | NSW1 | Generating Unit | Market | Scheduled | Fossil | Black Coal | Combustion | Steam Sub-Critical | 2 | Y | MP2 | 700 | 700 | 25
Origin Energy Electricity Limited | Mt Stuart Power Station | QLD1 | Generating Unit | Market | Scheduled | Fossil | Kerosene | Combustion | Open Cycle Gas turbines (OCGT) | 1 | Y | MSTUART1 | 144 | 152 | 31
Origin Energy Electricity Limited | Mt Stuart Power Station | QLD1 | Generating Unit | Market | Scheduled | Fossil | Kerosene | Combustion | Open Cycle Gas turbines (OCGT) | 2 | Y | MSTUART2 | 144 | 152 | 31
Origin Energy Electricity Limited | Mt Stuart Power Station | QLD1 | Generating Unit | Market | Scheduled | Fossil | Kerosene | Combustion | Open Cycle Gas turbines (OCGT) | 3 | Y | MSTUART3 | 131 | 139 | 28
Mugga Lane Solar Park Pty Ltd | Mugga Lane Solar Park | NSW1 | Generating Unit | Market | Non-Scheduled | Solar | Solar | Renewable | Photovoltaic Tracking Flat panel | 1 | Y | MLSP1 | 12 | 12 | 0
Munna Creek Solar Farm Investments Pty Ltd as trustee for the Munna Creek Solar Farm Trust | Munna Creek Solar Farm | QLD1 | Generating Unit | Market | Semi-Scheduled | Solar | Solar | Renewable | Photovoltaic Tracking Flat panel | 1-56 | Y | MUCRKSF1 | 154 | 120 | 24
Telstra Energy (Generation) Pty Ltd | Murra Warra Wind Farm | VIC1 | Generating Unit | Market | Semi-Scheduled | Wind | Wind | Renewable | Wind - Onshore | 1-61 | Y | MUWAWF1 | 231.8 | 225.7 | 45
Murra Warra II Project Co Pty Ltd ATF The Murra Warra II Project Trust | Murra Warra Wind Farm Stage 2 | VIC1 | Generating Unit | Market | Semi-Scheduled | Wind | Wind | Renewable | Wind - Onshore | 1-38 | Y | MUWAWF2 | 209 | 203 | 40
South Australian Water Corporation | Murray Bridge-Onkaparinga Pipeline Pumping Station No 2 | SA1 | Generating Unit | Market | Semi-Scheduled | Solar | Solar | Renewable | Photovoltaic Tracking Flat panel | 1-5 | Y | MBPS2PV1 | 13.75 | 10.3 | 3
Snowy Hydro Limited | Murray Power Station | VIC1 | Generating Unit | Market | Scheduled | Hydro | Water | Renewable | Hydro - Gravity | 1-14 | Y | MURRAY | 1500 | 1575 | 450
Hydro-Electric Corporation | Musselroe Wind Farm | TAS1 | Generating Unit | Market | Semi-Scheduled | Wind | Wind | Renewable | Wind - Onshore | 1 - 56 | N | MUSSELR1 | 168 | 168 | 168
Dubbo Solar Hub Pty Ltd | Narromine Solar Farm | NSW1 | Generating Unit | Market | Non-Scheduled | Solar | Solar | Renewable | Photovoltaic Tracking Flat panel | 1-4 | N | NASF1 | 10 | 9 | 0
Nevertire Solar Pty Ltd as Trustee for Nevertire Solar Trust | Nevertire Solar Farm | NSW1 | Generating Unit | Market | Semi-Scheduled | Solar | Solar | Renewable | Photovoltaic Tracking Flat panel | 1-48 | N | NEVERSF1 | 132 | 105 | 0
New England Solar Farm as Trustee of the New England Solar Project Trust | New England Solar Farm | NSW1 | Generating Unit | Market | Semi-Scheduled | Solar | Solar | Renewable | Photovoltaic Tracking Flat panel | 1-144 | Y | NEWENSF1 | 235 | 200 | 40
New England Solar Farm as Trustee of the New England Solar Project Trust | New England Solar Farm | NSW1 | Generating Unit | Market | Semi-Scheduled | Solar | Solar | Renewable | Photovoltaic Tracking Flat panel | 145-288 | Y | NEWENSF2 | 235 | 200 | 40
EnergyAustralia Ecogen Pty Ltd | Newport Power Station | VIC1 | Generating Unit | Market | Scheduled | Fossil | Natural Gas | Combustion | Steam Sub-Critical | 1 | Y | NPS | 500 | 510 | 20
AGL SA Generation Pty Limited | North Brown Hill Wind Farm | SA1 | Generating Unit | Market | Semi-Scheduled | Wind | Wind | Renewable | Wind - Onshore | 1-63 | N | NBHWF1 | 132.3 | 132 | 30
Numurkah Solar Farm Pty Ltd | Numurkah Solar Farm | VIC1 | Generating Unit | Market | Semi-Scheduled | Solar | Solar | Renewable | Photovoltaic Tracking Flat panel | 1-56 | Y | NUMURSF1 | 112 | 100 | 20
PARF Company 6 Pty Ltd as The Trustee for Project Trust | Nyngan Solar Plant | NSW1 | Generating Unit | Market | Semi-Scheduled | Solar | Solar | Renewable | Photovoltaic Flat panel | 1-154 | N | NYNGAN1 | 102.141 | 102 | 20
Diamond Energy Pty Ltd | Oakey 1 Solar Farm | QLD1 | Generating Unit | Market | Semi-Scheduled | Solar | Solar | Renewable | Photovoltaic Tracking Flat panel | 1-12 | Y | OAKEY1SF | 30 | 25 | 1000
Diamond Energy Pty Ltd | Oakey 2 Solar Farm | QLD1 | Generating Unit | Market | Semi-Scheduled | Solar | Solar | Renewable | Photovoltaic Tracking Flat panel | 1-26 | Y | OAKEY2SF | 65 | 55 | 32
Shell Energy Retail Pty Ltd | Oakey Power Station | QLD1 | Generating Unit | Market | Scheduled | Fossil | Natural Gas | Combustion | Open Cycle Gas turbines (OCGT) | 1 | Y | OAKEY1 | 141 | 173 | 30
Shell Energy Retail Pty Ltd | Oakey Power Station | QLD1 | Generating Unit | Market | Scheduled | Fossil | Natural Gas | Combustion | Open Cycle Gas turbines (OCGT) | 2 | Y | OAKEY2 | 141 | 173 | 30
AGL Hydro Partnership | Oaklands Hill Wind Farm | VIC1 | Generating Unit | Market | Semi-Scheduled | Wind | Wind | Renewable | Wind - Onshore | 1-32 | N | OAKLAND1 | 67 | 63 | 30
EDL (OCI) Pty Limited | Oaky Creek 2 | QLD1 | Generating Unit | Market | Non-Scheduled | Fossil | Waste Coal Mine Gas | Combustion | Spark Ignition Reciprocating Engine | 1-5 | Y | OAKY2 | 15 | 15 | 0
EDL (OCI) Pty Limited | Oaky Creek Power Station | QLD1 | Generating Unit | Market | Non-Scheduled | Fossil | Coal Seam Methane | Combustion | Compression Reciprocating Engine | 1-16 | Y | OAKYCREK | 20 | 20
Wellington Battery ProjectCo Pty Ltd | Orana BESS | NSW1 | Bidirectional Unit | Market | Scheduled | Battery Storage | Grid | Storage | Battery and Inverter | 1-448 | Y | ORABESS1 | 439 | 415 | 166 | 439 | 415 | 166 | 1660
Origin Energy Electricity Limited | Osborne Power Station | SA1 | Generating Unit | Market | Scheduled | Fossil | Natural Gas | Combustion | Combined Cycle Gas Turbine (CCGT) | 1-2 | Y | OSB-AG | 180 | 204 | 41
Hydro-Electric Corporation | Paloona Power Station | TAS1 | Generating Unit | Market | Non-Scheduled | Hydro | Water | Renewable | Hydro - Gravity | 1 | N | PALOONA | 28 | 33
Parkes Solar Farm Pty Ltd | Parkes Solar Farm | NSW1 | Generating Unit | Market | Semi-Scheduled | Solar | Solar | Renewable | Photovoltaic Flat panel | 1-22 | Y | PARSF1 | 55 | 50.5 | 1000
Pelican Point Power Limited | Pelican Point Power Station | SA1 | Generating Unit | Market | Scheduled | Fossil | Natural Gas | Combustion | Combined Cycle Gas Turbine (CCGT) | 1-3 | Y | PPCCGT | 478 | 522 | 20
Mondo Metering Pty Ltd | Phillip Island BESS | VIC1 | Bidirectional Unit | Market | Scheduled | Battery Storage | Grid | Storage | Battery and Inverter | 1-5 | Y | PIBESS1 | 7 | 5 | 10 | 7 | 5 | 10 | 11.9264
AGL Hydro Partnership | Pindari Hydro Power Station | NSW1 | Generating Unit | Market | Non-Scheduled | Hydro | Water | Renewable | Hydro - Gravity | 1 | N | PINDARI | 6.7 | 6
Pioneer Sugar Mills Pty Ltd | Pioneer Sugar Mill | QLD1 | Generating Unit | Non-Market | Non-Scheduled | Renewable/ Biomass / Waste | Bagasse | Combustion | Steam Sub-Critical | 1 | N | - | 67.78 | 68
Pioneer Sugar Mills Pty Ltd | Pioneer Sugar Mill | QLD1 | Generating Unit | Non-Market | Non-Scheduled | Renewable/ Biomass / Waste | Bagasse | Combustion | Steam Sub-Critical | 2 | N | - | - | - | -
Hydro-Electric Corporation | Poatina Power Station | TAS1 | Generating Unit | Market | Scheduled | Hydro | Water | Renewable | Hydro - Gravity | 1-2 | Y | POAT110 | 100 | 124 | 20
Hydro-Electric Corporation | Poatina Power Station | TAS1 | Generating Unit | Market | Scheduled | Hydro | Water | Renewable | Hydro - Gravity | 3-6 | Y | POAT220 | 200 | 248 | 40
Iberdrola Australia Energy Markets Pty Limited | Port Augusta Renewable Energy Park | SA1 | Generating Unit | Market | Semi-Scheduled | Solar | Solar | Renewable | Photovoltaic Flat panel | 1-36 | Y | PAREPS1 | 99 | 77 | 15
Iberdrola Australia Energy Markets Pty Limited | Port Augusta Renewable Energy Park | SA1 | Generating Unit | Market | Semi-Scheduled | Wind | Wind | Renewable | Wind - Onshore | 1-50 | Y | PAREPW1 | 210 | 201 | 41
Synergen Power Pty Limited | Port Lincoln Gas Turbine | SA1 | Generating Unit | Market | Scheduled | Fossil | Diesel | Combustion | Open Cycle Gas turbines (OCGT) | 1-2 | Y | POR01 | 50 | 55 | 6
Synergen Power Pty Limited | Port Lincoln Gas Turbine | SA1 | Generating Unit | Market | Scheduled | Fossil | Diesel | Combustion | Open Cycle Gas turbines (OCGT) | PL3 | Y | POR03 | 23.5 | 23 | 5
Pacific Hydro Portland Wind Farm Pty Ltd | Portland Wind Farm | VIC1 | Generating Unit | Non-Market | Non-Scheduled | Wind | Wind | Renewable | Wind - Onshore | 74 | N | - | 148 | 148 | 0
Snowy Hydro Limited | Pt Stanvac Power Station | SA1 | Generating Unit | Market | Scheduled | Fossil | Diesel | Combustion | Compression Reciprocating Engine | 1-36 | Y | PTSTAN1 | 57.6 | 65 | 15
Origin Energy Electricity Limited | Quarantine Power Station | SA1 | Generating Unit | Market | Scheduled | Fossil | Natural Gas | Combustion | Open Cycle Gas turbines (OCGT) | 1 | Y | QPS1 | 29 | 29.5 | 6
Origin Energy Electricity Limited | Quarantine Power Station | SA1 | Generating Unit | Market | Scheduled | Fossil | Natural Gas | Combustion | Open Cycle Gas turbines (OCGT) | 2 | Y | QPS2 | 24 | 25 | 5
Origin Energy Electricity Limited | Quarantine Power Station | SA1 | Generating Unit | Market | Scheduled | Fossil | Natural Gas | Combustion | Open Cycle Gas turbines (OCGT) | 3 | Y | QPS3 | 24 | 29.5 | 6
Origin Energy Electricity Limited | Quarantine Power Station | SA1 | Generating Unit | Market | Scheduled | Fossil | Natural Gas | Combustion | Open Cycle Gas turbines (OCGT) | 4 | Y | QPS4 | 24 | 25 | 5
Origin Energy Electricity Limited | Quarantine Power Station | SA1 | Generating Unit | Market | Scheduled | Fossil | Natural Gas | Combustion | Open Cycle Gas turbines (OCGT) | 5 | Y | QPS5 | 128 | 128 | 26
Berrybank 2 Asset Pty Ltd as trustee for Berrybank 2 Asset Trust | Queanbeyan BESS | NSW1 | Bidirectional Unit | Market | Scheduled | Battery Storage | Grid | Storage | Battery and Inverter | 1-8 | Y | QBYNB1 | 10 | 10 | 16 | 10 | 10 | 16 | 20
Mackay Sugar Limited | Racecourse Mill Power Station | QLD1 | Generating Unit | Non-Market | Non-Scheduled | Renewable/ Biomass / Waste | Bagasse | Combustion | Steam Sub-Critical | 1-3 | N | RACOMIL1 | 48 | 48 | 0
Shell Energy Retail Pty Ltd | Rangebank BESS | VIC1 | Bidirectional Unit | Market | Scheduled | Battery Storage | Grid | Storage | Battery and Inverter | 1-64 | Y | RANGEB1 | 260 | 200 | 80 | 260.8 | 200 | 80 | 400
Hydro-Electric Corporation | Reece Power Station | TAS1 | Generating Unit | Market | Scheduled | Hydro | Water | Renewable | Hydro - Gravity | 1 | Y | REECE1 | 115.6 | 119 | 40
Hydro-Electric Corporation | Reece Power Station | TAS1 | Generating Unit | Market | Scheduled | Hydro | Water | Renewable | Hydro - Gravity | 2 | Y | REECE2 | 115.6 | 119 | 40
Hydro-Electric Corporation | Repulse Power Station | TAS1 | Generating Unit | Market | Non-Scheduled | Hydro | Water | Renewable | Hydro - Gravity | 1 | N | REPULSE | 28 | 34
EnergyAustralia Pty Ltd | Riverena Energy Storage System 2 | NSW1 | Bidirectional Unit | Market | Scheduled | Battery Storage | Grid | Storage | Battery and Inverter | 1-52 | Y | RIVNB2 | 65 | 65 | 26 | 65 | 65 | 26 | 130
Shell Energy Retail Pty Ltd | Riverina Energy Storage System 1 | NSW1 | Bidirectional Unit | Market | Scheduled | Battery Storage | Grid | Storage | Battery and Inverter | 1-48 | Y | RESS1 | 80 | 60 | 192 | 80 | 60 | 192 | 120
W.H. Heck & Sons Proprietary Limited | Rocky Point Cogeneration Plant | QLD1 | Generating Unit | Market | Non-Scheduled | Renewable/ Biomass / Waste | Bagasse | Combustion | Steam Sub-Critical | 1 | N | RPCG | 30 | 30 | 0
Origin Energy Electricity Limited | Roma Gas Turbine Station | QLD1 | Generating Unit | Market | Scheduled | Fossil | Natural Gas | Combustion | Open Cycle Gas turbines (OCGT) | 7 | Y | ROMA_7 | 40 | 42 | 9
Origin Energy Electricity Limited | Roma Gas Turbine Station | QLD1 | Generating Unit | Market | Scheduled | Fossil | Natural Gas | Combustion | Open Cycle Gas turbines (OCGT) | 8 | Y | ROMA_8 | 40 | 42 | 9
Ross River Operations Pty Ltd as the Trustee for the Ross River Operations Trust | Ross River Solar Farm | QLD1 | Generating Unit | Market | Semi-Scheduled | Solar | Solar | Renewable | Photovoltaic Tracking Flat panel | 1-64 | Y | RRSF1 | 128 | 116 | 696
Hydro-Electric Corporation | Rowallan Power Station | TAS1 | Generating Unit | Market | Non-Scheduled | Hydro | Water | Renewable | Hydro - Gravity | 1 | N | ROWALLAN | 10.5 | 11
Royalla Solar Farm Pty Limited | Royalla Solar Farm | NSW1 | Generating Unit | Market | Non-Scheduled | Solar | Solar | Renewable | Photovoltaic Flat panel | 1-20 | N | ROYALLA1 | 20 | 20 | 0
AGL Hydro Partnership | Rubicon Mountain Streams Station | VIC1 | Generating Unit | Market | Non-Scheduled | Hydro | Water | Renewable | Hydro - Gravity | 1-5 | Y | RUBICON | 13 | 13 | 0
Braemar Power Project Pty Ltd | Rugby Run Solar Farm | QLD1 | Generating Unit | Market | Semi-Scheduled | Solar | Solar | Renewable | Photovoltaic Tracking Flat panel | 1-25 | N | RUGBYR1 | 83 | 65 | 17
Ryan Corner Development Pty Ltd | Ryan Corner Wind Farm | VIC1 | Generating Unit | Market | Semi-Scheduled | Wind | Wind | Renewable | Wind - Onshore | 1-52 | Y | RYANCWF1 | 218.4 | 205 | 41
Rye Park Renewable Energy Pty Ltd as trustee for Rye Park Wind Farm Trust | Rye Park Renewable Energy | NSW1 | Generating Unit | Market | Semi-Scheduled | Wind | Wind | Renewable | Wind - Onshore | 1-66 | Y | RYEPARK1 | 396 | 384 | 77
Salt Creek Wind Farm Pty Ltd | Salt Creek Wind Farm | VIC1 | Generating Unit | Market | Semi-Scheduled | Wind | Wind | Renewable | Wind - Onshore | 1-15 | Y | SALTCRK1 | 54 | 54 | 162
The Trustee For The SWF1 Operations Trust | Sapphire Wind Farm | NSW1 | Generating Unit | Market | Semi-Scheduled | Wind | Wind | Renewable | Wind - Onshore | 1-75 | Y | SAPHWF1 | 270 | 270 | 225
Sebastopol Asset Co Pty Ltd as Trustee for the Sebastopol Asset Trust | Sebastopol Solar Farm | NSW1 | Generating Unit | Market | Semi-Scheduled | Solar | Solar | Renewable | Photovoltaic Tracking Flat panel | 1-40 | Y | SEBSF1 | 110 | 90 | 18
Diamond Energy Pty Ltd | Shepparton Wastewater Treatment Facility | VIC1 | Generating Unit | Market | Non-Scheduled | Renewable/ Biomass / Waste | Sewerage / Waste Water | Combustion | Compression Reciprocating Engine | 1 | N | SHEP1 | 1.1 | 1
Origin Energy Electricity Limited | Shoalhaven Power Station (Bendeela And Kangaroo Valley Power Station And Pumps) | NSW1 | Generating Unit | Market | Scheduled | Hydro | Water | Renewable | Hydro - Gravity | 1-4 | Y | SHGEN | 240 | 247 | 25
Origin Energy Electricity Limited | Shoalhaven Power Station (Bendeela And Kangaroo Valley Power Station And Pumps) | NSW1 | Load | Market | Scheduled | - | - | - | - | 1-4 | Y | SHPUMP | 240 | 240 | 12
Shoalhaven Starches Pty Ltd | Shoalhaven Starches Cogeneration Plant | NSW1 | Generating Unit | Non-Market | Non-Scheduled | Fossil | Natural Gas | Combustion | Open Cycle Gas turbines (OCGT) | 1-2 | Y | SHOAL1 | 54 | 54 | 0
PARF Company 8 Pty Ltd as The Trustee for Silverton Project Trust | Silverton Wind Farm | NSW1 | Generating Unit | Market | Semi-Scheduled | Wind | Wind | Renewable | Wind - Onshore | 1-58 | Y | STWF1 | 198.94 | 198 | 50
Smithfield BESS Pty Limited | Smithfield Battery Energy Storage System, Units 1 - 36 | NSW1 | Bidirectional Unit | Market | Scheduled | Battery Storage | Grid | Storage | Battery and Inverter | 1-36 | Y | SMTHBES1 | 69.4 | 65 | 26 | 69.4 | 65 | 26 | 130
Smithfield Power Generation Pty Ltd | Smithfield Energy Facility | NSW1 | Generating Unit | Market | Scheduled | Fossil | Natural Gas | Combustion | Combined Cycle Gas Turbine (CCGT) | 1-3 | Y | SITHE01 | 125 | 125 | 25
Port Adelaide Energy Pty Ltd | Snapper Point Power Station | SA1 | Generating Unit | Market | Scheduled | Fossil | Diesel | Combustion | Open Cycle Gas turbines (OCGT) | 1-5 | Y | SNAPPER1 | 154 | 150 | 30
Snowtown Wind Farm Stage 2 Pty Ltd | Snowtown South Wind Farm | SA1 | Generating Unit | Market | Semi-Scheduled | Wind | Wind | Renewable | Wind - Onshore | 1-42 | N | SNOWSTH1 | 126 | 126 | 50
Snowtown Wind Farm Stage 2 Pty Ltd | Snowtown Wind Farm Stage 2 North | SA1 | Generating Unit | Market | Semi-Scheduled | Wind | Wind | Renewable | Wind - Onshore | 1-48 | N | SNOWNTH1 | 144 | 144 | 50
Snowtown Wind Farm Pty Ltd | Snowtown Wind Farm Units 1 And 47 | SA1 | Generating Unit | Market | Semi-Scheduled | Wind | Wind | Renewable | Wind - Onshore | 1-47 | N | SNOWTWN1 | 99 | 99 | 20
Synergen Power Pty Limited | Snuggery Power Station | SA1 | Generating Unit | Market | Scheduled | Fossil | Diesel | Combustion | Open Cycle Gas turbines (OCGT) | 1 | Y | SNUG1 | 63 | 69 | 3
Synergen Power Pty Limited | Snuggery Power Station | SA1 | Generating Unit | Non-Market | Non-Scheduled | Fossil | Diesel | Combustion | Open Cycle Gas turbines (OCGT) | 1 | N | SNUG2 | 21 | 21
Synergen Power Pty Limited | Snuggery Power Station | SA1 | Generating Unit | Non-Market | Non-Scheduled | Fossil | Diesel | Combustion | Open Cycle Gas turbines (OCGT) | 1 | N | SNUG3 | 21 | 21
Synergen Power Pty Limited | Snuggery Power Station | SA1 | Generating Unit | Non-Market | Non-Scheduled | Fossil | Diesel | Combustion | Open Cycle Gas turbines (OCGT) | 1 | N | SNUGNL1 | 21 | 21
AGL Hydro Partnership | Somerton Power Station | VIC1 | Generating Unit | Market | Scheduled | Fossil | Natural Gas | Combustion | Open Cycle Gas turbines (OCGT) | 1-4 | Y | AGLSOM | 170 | 170 | 30
Progressive Green Pty Ltd | South East Water - Halllam Hydro Plant | VIC1 | Generating Unit | Market | Non-Scheduled | Hydro | Water | Renewable | Hydro - Gravity | 1 | N | HLMSEW01 | 0.25 | 1
Dubbo Solar Hub Pty Ltd | South Keswick Solar Farm | NSW1 | Generating Unit | Market | Non-Scheduled | Solar | Solar | Renewable | Photovoltaic Tracking Flat panel | 1-6 | N | SKSF1 | 15 | 13 | 0
Stanwell Corporation Limited | Stanwell Power Station | QLD1 | Generating Unit | Market | Scheduled | Fossil | Black Coal | Combustion | Steam Sub-Critical | 1 | Y | STAN-1 | 365 | 385 | 77
Stanwell Corporation Limited | Stanwell Power Station | QLD1 | Generating Unit | Market | Scheduled | Fossil | Black Coal | Combustion | Steam Sub-Critical | 2 | Y | STAN-2 | 365 | 385 | 77
Stanwell Corporation Limited | Stanwell Power Station | QLD1 | Generating Unit | Market | Scheduled | Fossil | Black Coal | Combustion | Steam Sub-Critical | 3 | Y | STAN-3 | 365 | 385 | 77
Stanwell Corporation Limited | Stanwell Power Station | QLD1 | Generating Unit | Market | Scheduled | Fossil | Black Coal | Combustion | Steam Sub-Critical | 4 | Y | STAN-4 | 365 | 385 | 77
LMS Energy Pty Ltd | Stapylton Renewable Energy Facility | QLD1 | Generating Unit | Market | Non-Scheduled | Renewable/ Biomass / Waste | Landfill Methane / Landfill Gas | Combustion | Spark Ignition Reciprocating Engine | 1-4 | N | STAPYLTON1 | 3 | 3
Starfish Hill Wind Farm Pty Ltd | Starfish Hill Wind Farm | SA1 | Generating Unit | Market | Non-Scheduled* | Wind | Wind | Renewable | Wind - Onshore | 1-23 | Y | STARHLWF | 34.5 | 35 | 7
Stockyard Hill Wind Farm Pty Ltd | Stockyard Hill Wind Farm | VIC1 | Generating Unit | Market | Semi-Scheduled | Wind | Wind | Renewable | Wind - Onshore | 1-149 | Y | STOCKYD1 | 531 | 511 | 102
Stubbo 1 Pty Ltd as The Trustee for Stubbo 1 Solar Project Trust | Stubbo Solar Farm 1 | NSW1 | Generating Unit | Market | Semi-Scheduled | Solar | Solar | Renewable | Photovoltaic Flat panel | 1-156 | Y | STUBSF1 | 255 | 202 | 41
Stubbo 1 Pty Ltd as The Trustee for Stubbo 1 Solar Project Trust | Stubbo Solar Farm 2 | NSW1 | Generating Unit | Market | Semi-Scheduled | Solar | Solar | Renewable | Photovoltaic Flat panel | 1-152 | Y | STUBSF2 | 248 | 198 | 40
Sun Metals Corporation Pty Ltd | Sun Metals Solar Farm | QLD1 | Generating Unit | Market | Semi-Scheduled | Solar | Solar | Renewable | Photovoltaic Flat panel | 1-52 | Y | SMCSF1 | 143 | 121 | 25
Sunraysia Solar Project Pty Ltd As Trustee For Sunraysia Solar Project Trust | SUNRAYSIA SF | NSW1 | Generating Unit | Market | Semi-Scheduled | Solar | Solar | Renewable | Photovoltaic Flat panel | 1-104 | Y | SUNRSF1 | 228 | 200 | 40
Suntop SF Pty Ltd as trustee for the Suntop Asset Trust | Suntop Solar Farm | NSW1 | Generating Unit | Market | Semi-Scheduled | Solar | Solar | Renewable | Photovoltaic Tracking Flat panel | 1-110 | Y | SUNTPSF1 | 175 | 150 | 30
Supernode Operations Pty Ltd as the trustee for Supernode BESS 1 Project Trust | Supernode BESS | QLD1 | Bidirectional Unit | Market | Scheduled | Battery Storage | Grid | Storage | Battery and Inverter | 1-76 | Y | SNB01 | 337.4 | 260 | 102 | 292.8 | 250 | 102 | 545
Susan River Solar Pty Ltd as Trustee for Susan River Solar Trust | Susan River Solar Farm | QLD1 | Generating Unit | Market | Semi-Scheduled | Solar | Solar | Renewable | Photovoltaic Flat panel | 1-49 | N | SRSF1 | 85.26 | 75 | 255
CleanCo Queensland Limited | Swanbank E Power Station | QLD1 | Generating Unit | Market | Scheduled | Fossil | Natural Gas | Combustion | Combined Cycle Gas Turbine (CCGT) | 1 | Y | SWAN_E | 385 | 385 | 77
MP Tableland Green Power Pty Ltd | Tableland Mill Unit 2 | QLD1 | Generating Unit | Non-Market | Non-Scheduled | Renewable/ Biomass / Waste | Bagasse | Combustion | Steam Super Critical | 1 | N | TABMILL2 | 24 | 17 | -
EDL (TT) Pty Limited | Tahmoor Waste Coal Mine Gas Power Station | NSW1 | Generating Unit | Market | Non-Scheduled | Fossil | Waste Coal Mine Gas | Combustion | Spark Ignition Reciprocating Engine | 1-7 | N | TAHMOOR1 | 7.042 | 7 | 0
Tailem Bend II Project Company Pty Ltd as trustee for the Tailem Bend II Project Trust | Tailem Bend 2 Hybrid Renewable Power Station | SA1 | Bidirectional Unit | Market | Scheduled | Battery Storage | Grid | Storage | Battery and Inverter | 1-14 | Y | TB2B1 | 50 | 41 | 18 | 50 | 41 | 18 | 41
Tailem Bend II Project Company Pty Ltd as trustee for the Tailem Bend II Project Trust | Tailem Bend 2 Hybrid Renewable Power Station | SA1 | Generating Unit | Market | Semi-Scheduled | Solar | Solar | Renewable | Photovoltaic Flat Panel | 1-29 | Y | TB2SF1 | 105 | 87 | 18
Vena Energy Services (Australia) Pty Ltd | Tailem Bend Solar Project 1 | SA1 | Generating Unit | Market | Semi-Scheduled | Solar | Solar | Renewable | Photovoltaic Flat Panel | 1-54 | Y | TBSF1 | 108 | 95 | 19
EnergyAustralia Pty Ltd | Tallawarra Power Station | NSW1 | Generating Unit | Market | Scheduled | Fossil | Natural Gas | Combustion | Combined Cycle Gas Turbine (CCGT) | 1 | Y | TALWA1 | 440 | 480 | 88
EnergyAustralia Pty Ltd | Tallawarra Power Station | NSW1 | Generating Unit | Market | Scheduled | Fossil | Natural Gas | Combustion | Open Cycle Gas Turbine (OCGT) | 1 | N | TALWB1 | 320 | 320 | 26
Hydro-Electric Corporation | Tamar Valley Combined Cycle Power Station | TAS1 | Generating Unit | Market | Scheduled | Fossil | Natural Gas | Combustion | Combined Cycle Gas Turbine (CCGT) | 1-2 | Y | TVCC201 | 208.6 | 208 | 9
Taralga Wind Farm Nominees No 2 Pty Ltd (ATF Taralga Wind Farm Operating Trust) | Taralga Wind Farm | NSW1 | Generating Unit | Market | Semi-Scheduled | Wind | Wind | Renewable | Wind - Onshore | 1-51 | N | TARALGA1 | 106.8 | 106 | 180
Stanwell Corporation Limited | Tarong BESS | QLD1 | Bidirectional Unit | Market | Scheduled | Battery Storage | Grid | Storage | Battery and Inverter | 1-164 | Y | TARBESS1 | 393 | 300 | 120 | 393 | 300 | 120 | 600
Stanwell Corporation Limited | Tarong North Power Station | QLD1 | Generating Unit | Market | Scheduled | Fossil | Black Coal | Combustion | Steam Super Critical | 1 | Y | TNPS1 | 443 | 480 | 96
Stanwell Corporation Limited | Tarong Power Station | QLD1 | Generating Unit | Market | Scheduled | Fossil | Black Coal | Combustion | Steam Sub-Critical | 1 | Y | TARONG#1 | 350 | 385 | 77
Stanwell Corporation Limited | Tarong Power Station | QLD1 | Generating Unit | Market | Scheduled | Fossil | Black Coal | Combustion | Steam Sub-Critical | 2 | Y | TARONG#2 | 350 | 385 | 77
Stanwell Corporation Limited | Tarong Power Station | QLD1 | Generating Unit | Market | Scheduled | Fossil | Black Coal | Combustion | Steam Sub-Critical | 3 | Y | TARONG#3 | 350 | 385 | 77
Stanwell Corporation Limited | Tarong Power Station | QLD1 | Generating Unit | Market | Scheduled | Fossil | Black Coal | Combustion | Steam Sub-Critical | 4 | Y | TARONG#4 | 350 | 385 | 77
Hydro-Electric Corporation | Tarraleah Power Station | TAS1 | Generating Unit | Market | Scheduled | Hydro | Water | Renewable | Hydro - Gravity | 1-6 | Y | TARRALEA | 90 | 94 | 60
Enel X Australia Pty Ltd | Tataria Bordertown Plant | SA1 | Generating Unit | Market | Non-Scheduled | Fossil | Diesel | Combustion | Compression Reciprocating Engine | 1 | Y | TATIARA1 | 0.5 | 1
Diamond Energy Pty Ltd | Tatura Biomass Generator | VIC1 | Generating Unit | Market | Non-Scheduled | Renewable/ Biomass / Waste | Sewerage / Waste Water | Combustion | Compression Reciprocating Engine | 1 | N | TATURA01 | 1.1 | 1
ZEN Energy Retail Pty Ltd | Templers Battery Energy Storage System | SA1 | Bidirectional Unit | Market | Scheduled | Battery Storage | Grid | Storage | Battery and Inverter | 1-80 | Y | TEMPB1 | 138 | 111 | 44 | 138 | 111 | 44 | 285
AGL SA Generation Pty Limited | The Bluff Wind Farm | SA1 | Generating Unit | Market | Semi-Scheduled | Wind | Wind | Renewable | Wind - Onshore | 1-25 | N | BLUFF1 | 52.5 | 53 | 30
Pacific Hydro Investments Pty Ltd | The Drop Power Station | NSW1 | Generating Unit | Market | Non-Scheduled | Hydro | Water | Renewable | Run of River | 1 | N | THEDROP1 | 2.5 | 3 | 0
Alinta Energy Retail Sales Pty Ltd | Timboon West Wind Farm | VIC1 | Generating Unit | Market | Non-Scheduled | Wind | Wind | Renewable | Wind - Onshore | 1-2 | Y | TIMWEST | 7.2 | 7.2 | 0
Toora Wind Farm Pty Ltd | Toora Wind Farm | VIC1 | Generating Unit | Market | Non-Scheduled | Wind | Wind | Renewable | Wind - Onshore | 1-12 | Y | TOORAWF | 21 | 21
AGL SA Generation Pty Limited | Torrens Island BESS | SA1 | Bidirectional Unit | Market | Scheduled | Battery Storage | Grid | Storage | Battery and Inverter | 1-109 | Y | TIB1 | 250 | 250 | 100 | 250 | 250 | 100 | 250
AGL SA Generation Pty Limited | Torrens Island Power Station | SA1 | Generating Unit | Market | Scheduled | Fossil | Natural Gas / Fuel Oil | Combustion | Steam Sub-Critical | 1 | Y | TORRB1 | 200 | 210 | 20
AGL SA Generation Pty Limited | Torrens Island Power Station | SA1 | Generating Unit | Market | Scheduled | Fossil | Natural Gas / Fuel Oil | Combustion | Steam Sub-Critical | 2 | Y | TORRB2 | 200 | 210 | 20
AGL SA Generation Pty Limited | Torrens Island Power Station | SA1 | Generating Unit | Market | Scheduled | Fossil | Natural Gas / Fuel Oil | Combustion | Steam Sub-Critical | 3 | Y | TORRB3 | 200 | 210 | 20
AGL SA Generation Pty Limited | Torrens Island Power Station | SA1 | Generating Unit | Market | Scheduled | Fossil | Natural Gas / Fuel Oil | Combustion | Steam Sub-Critical | 4 | Y | TORRB4 | 200 | 210 | 20
EDL Group Operations Pty Ltd | Tower Power Plant | NSW1 | Generating Unit | Market | Non-Scheduled | Fossil | Waste Coal Mine Gas | Combustion | Spark Ignition Reciprocating Engine | 1-40 | N | TOWER | 41.2 | 41 | 0
RATCH-Australia Townsville Pty Ltd | Townsville Gas Turbine | QLD1 | Generating Unit | Market | Scheduled | Fossil | Natural Gas | Combustion | Combined Cycle Gas Turbine (CCGT) | 1 | Y | YABULU | 160 | 174 | 17
RATCH-Australia Townsville Pty Ltd | Townsville Gas Turbine | QLD1 | Generating Unit | Market | Scheduled | Fossil | Natural Gas | Combustion | Combined Cycle Gas Turbine (CCGT) | 2 | Y | YABULU2 | 82 | 84 | 10
NovaPower Pty Ltd | Traralgon Network Support Station | VIC1 | Generating Unit | Market | Non-Scheduled | Fossil | Natural Gas | Combustion | Spark Ignition Reciprocating Engine | 1-5 | N | TGNSS1 | 10 | 10 | 0
Hydro-Electric Corporation | Trevallyn Power Station | TAS1 | Generating Unit | Market | Scheduled | Hydro | Water | Renewable | Hydro - Gravity | 1 | Y | TREVALLN | 93 | 107 | 60
Hydro-Electric Corporation | Tribute Power Station | TAS1 | Generating Unit | Market | Scheduled | Hydro | Water | Renewable | Hydro - Gravity | 1 | Y | TRIBUTE | 82.8 | 92 | 40
Tully Sugar Limited | Tully Sugar Mill | QLD1 | Generating Unit | Non-Market | Non-Scheduled | Renewable/ Biomass / Waste and Fossil | Bagasse and Diesel | Combustion | Steam Super Critical and Compression Reciprocating Engine | 1-5 |  | TULLYSM1 | 32 | 10 | 0
Snowy Hydro Limited | Tumut 3 Power Station | NSW1 | Generating Unit | Market | Scheduled | Hydro | Water | Renewable | Hydro - Gravity | 1-6 | Y | TUMUT3 | 1500 | 1800 | 360
Snowy Hydro Limited | Tumut 3 Pumps | NSW1 | Load | Market | Scheduled* | Hydro | Water | Renewable | Hydro - Gravity | 4-6 | Y | SNOWYP | 600 | 600 | 120
Snowy Hydro Limited | Tumut Power Station | NSW1 | Generating Unit | Market | Scheduled | Hydro | Water | Renewable | Hydro - Gravity | 1-8 | Y | UPPTUMUT | 616 | 665 | 320
Hydro-Electric Corporation | Tungatinah Power Station | TAS1 | Generating Unit | Market | Scheduled | Hydro | Water | Renewable | Hydro - Gravity | 1, 2 & 5,3 & 4 | Y | TUNGATIN | 125 | 142 | 75
Ulinda Park ProjectCo Pty Ltd | Ulinda Park BESS | QLD1 | Bidirectional Unit | Market | Scheduled | Battery Storage | Grid | Storage | Battery and Inverter | 1-52 | Y | ULPBESS1 | 197 | 155 | 62 | 197 | 155 | 62 | 298
Origin Energy Electricity Limited | Uranquinty Power Station | NSW1 | Generating Unit | Market | Scheduled | Fossil | Natural Gas | Combustion | Open Cycle Gas turbines (OCGT) | 1 | Y | URANQ11 | 166 | 173 | 34
Origin Energy Electricity Limited | Uranquinty Power Station | NSW1 | Generating Unit | Market | Scheduled | Fossil | Natural Gas | Combustion | Open Cycle Gas turbines (OCGT) | 2 | Y | URANQ12 | 166 | 173 | 34
Origin Energy Electricity Limited | Uranquinty Power Station | NSW1 | Generating Unit | Market | Scheduled | Fossil | Natural Gas | Combustion | Open Cycle Gas turbines (OCGT) | 3 | Y | URANQ13 | 166 | 173 | 34
Origin Energy Electricity Limited | Uranquinty Power Station | NSW1 | Generating Unit | Market | Scheduled | Fossil | Natural Gas | Combustion | Open Cycle Gas turbines (OCGT) | 4 | Y | URANQ14 | 166 | 173 | 34
Diamond Energy Pty Ltd | Valdora Solar Farm | QLD1 | Generating Unit | Market | Non-Scheduled | Solar | Solar | Renewable | Photovoltaic Flat panel | 1 | Y | VALDORA1 | 15 | 15 | 0
Delta Electricity | Vales Point "B" Power Station | NSW1 | Generating Unit | Market | Scheduled | Fossil | Black Coal | Combustion | Steam Sub-Critical | 5 | Y | VP5 | 660 | 680 | 25
Delta Electricity | Vales Point "B" Power Station | NSW1 | Generating Unit | Market | Scheduled | Fossil | Black Coal | Combustion | Steam Sub-Critical | 6 | Y | VP6 | 660 | 680 | 25
Snowy Hydro Limited | Valley Power Peaking Facility | VIC1 | Generating Unit | Market | Scheduled | Fossil | Natural Gas | Combustion | Open Cycle Gas turbines (OCGT) | 1-6 | Y | VPGS1 | 50 | 60 | 11
Snowy Hydro Limited | Valley Power Peaking Facility | VIC1 | Generating Unit | Market | Scheduled | Fossil | Natural Gas | Combustion | Open Cycle Gas turbines (OCGT) | 2-6 | Y | VPGS2 | 50 | 60 | 11
Snowy Hydro Limited | Valley Power Peaking Facility | VIC1 | Generating Unit | Market | Scheduled | Fossil | Natural Gas | Combustion | Open Cycle Gas turbines (OCGT) | 3-6 | Y | VPGS3 | 50 | 60 | 11
Snowy Hydro Limited | Valley Power Peaking Facility | VIC1 | Generating Unit | Market | Scheduled | Fossil | Natural Gas | Combustion | Open Cycle Gas turbines (OCGT) | 4-6 | Y | VPGS4 | 50 | 60 | 11
Snowy Hydro Limited | Valley Power Peaking Facility | VIC1 | Generating Unit | Market | Scheduled | Fossil | Natural Gas | Combustion | Open Cycle Gas turbines (OCGT) | 5-6 | Y | VPGS5 | 50 | 60 | 11
Snowy Hydro Limited | Valley Power Peaking Facility | VIC1 | Generating Unit | Market | Scheduled | Fossil | Natural Gas | Combustion | Open Cycle Gas turbines (OCGT) | 6-6 | Y | VPGS6 | 50 | 60 | 11
Veolia Environmental Services (Australia) Pty Ltd | Veolia Ti Tree Bio Reactor | QLD1 | Generating Unit | Market | Non-Scheduled | Renewable/ Biomass / Waste | Landfill Methane / Landfill Gas | Combustion | Compression Reciprocating Engine | 1-2 | N | TITREE | 2 | 2
Wilmar Sugar Pty Ltd | Victoria Mill | QLD1 | Generating Unit | Non-Market | Non-Scheduled | Renewable/ Biomass / Waste | Bagasse | Combustion | Steam Super Critical | 3 | N | - | 24 | 24 | 0
Wilmar Sugar Pty Ltd | Victoria Mill | QLD1 | Generating Unit | Non-Market | Non-Scheduled | Renewable/ Biomass / Waste | Bagasse | Combustion | Steam Super Critical | 4 | N | - | - | - | -
Victorian Big Battery Pty Ltd as trustee for HMC Energy Transition No. 3 A3 Project Trust | Victorian Big Battery | VIC1 | Bidirectional Unit | Market | Scheduled | Battery Storage | Grid | Storage | Battery and Inverter | 1-212 | Y | VBB1 | 360 | 300 | 110 | 360 | 250 | 110 | 450
Wagga Wagga Operationsco Pty Ltd Atf Wagga Wagga Operations Trust | Wagga North Solar Farm | NSW1 | Generating Unit | Market | Semi-Scheduled | Solar | Solar | Renewable | Photovoltaic Tracking Flat Panel | 1-34 | Y | WAGGNSF1 | 55 | 48 | 10
Walla Walla Asset Co Pty Ltd as Trustee for the Walla Walla Asset Trust | Walla Walla Solar Farm 1 | NSW1 | Generating Unit | Market | Semi-Scheduled | Solar | Solar | Renewable | Photovoltaic Flat Panel | 1-48 | Y | WLWLSF1 | 201.6 | 150 | 30
Walla Walla Asset Co Pty Ltd as Trustee for the Walla Walla Asset Trust | Walla Walla Solar Farm 2 | NSW1 | Generating Unit | Market | Semi-Scheduled | Solar | Solar | Renewable | Photovoltaic Flat Panel | 49-96 | Y | WLWLSF2 | 201.6 | 150 | 30
Iberdrola Australia Wallgrove Pty Limited | Wallgrove BESS 1 | NSW1 | Bidirectional Unit | Market | Scheduled | Battery Storage | Grid | Storage | Battery and Inverter | 1-36 | Y | WALGRV1 | 50 | 50 | 40 | 47 | 47 | 40 | 78
Stanwell Corporation Limited | Wambo Wind Farm 1 | QLD1 | Generating Unit | Market | Semi-Scheduled | Wind | Wind | Renewable | Wind - Onshore | 1-42 | Y | WAMBOWF1 | 252 | 245 | 49
AGL Sales (Queensland Electricity) Pty Limited | Wandoan Battery Energy Storage System (BESS) | QLD1 | Bidirectional Unit | Market | Scheduled | Battery Storage | Grid | Storage | Battery | 1-34 | Y | WANDB1 | 123 | 100 | 40 | 123 | 100 | 40 | 150
Wandoan Solar Project Co Pty Ltd as the Trustee for Wandoan Solar Project Trust | Wandoan Solar Farm 1 | QLD1 | Generating Unit | Market | Semi-Scheduled | Solar | Solar | Renewable | Photovoltaic Flat Panel | 1-44 | Y | WANDSF1 | 159 | 125 | 25
CPE Mascot Pty Ltd | Wangaratta Solar Farm | VIC1 | Generating Unit | Market | Non-Scheduled | Solar | Solar | Renewable | Photovoltaic Tracking Flat Panel | 1-6 | N | WNSF1 | 26.4 | 22
Munmorah Battery ProjectCo Pty Ltd | Waratah Super Battery | NSW1 | Bidirectional Unit | Market | Scheduled | Battery Storage | Grid | Storage | Battery and Inverter | 1-288 | Y | WTAHB1 | 1095.84 | 850 | 340 | 1095.84 | 850 | 340 | 1679
The University of Queensland | Warwick Solar Farm 1 | QLD1 | Generating Unit | Market | Semi-Scheduled | Solar | Solar | Renewable | Photovoltaic Flat Panel | 1-24 | Y | WARWSF1 | 39 | 32 | 7
The University of Queensland | Warwick Solar Farm 2 | QLD1 | Generating Unit | Market | Semi-Scheduled | Solar | Solar | Renewable | Photovoltaic Flat Panel | 1-24 | Y | WARWSF2 | 39 | 32 | 7
Waterloo Wind Farm Pty Ltd | Waterloo Wind Farm | SA1 | Generating Unit | Market | Semi-Scheduled | Wind | Wind | Renewable | Wind - Onshore | 1-43 | N | WATERLWF | 130.8 | 130 | 27
AGL SA Generation Pty Limited | Wattle Point Wind Farm | SA1 | Generating Unit | Market | Non-Scheduled* | Wind | Wind | Renewable | Wind - Onshore | 1-55 | Y | WPWF | 90.75 | 91 | 19
Pyrenees Wind Energy Developments Pty Ltd | Waubra Wind Farm | VIC1 | Generating Unit | Market | Non-Scheduled | Wind | Wind | Renewable | Wind - Onshore | 1-128 | N | WAUBRAWF | 192 | 192
Wellington North Solar Farm Pty Limited | Wellington North Solar Farm | NSW1 | Generating Unit | Market | Semi-Scheduled | Solar | Solar | Renewable | Photovoltaic Tracking Flat Panel | 1-104 | Y | WELNSF1 | 436 | 330 | 66
Lightsource Australia SPV 4 Pty Ltd | Wellington Solar Farm | NSW1 | Generating Unit | Market | Semi-Scheduled | Solar | Solar | Renewable | Photovoltaic Tracking Flat Panel | 1-132 | Y | WELLSF1 | 216 | 170 | 34
Wemen Asset Co Pty Ltd As Trustee For Wemen Solar Unit Trust | Wemen Solar Farm | VIC1 | Generating Unit | Market | Semi-Scheduled | Solar | Solar | Renewable | Photovoltaic Tracking Flat Panel | 1-39 | Y | WEMENSF1 | 97.5 | 88 | 90
Enel X Australia Pty Ltd | West Illawarra Leagues Club Plant | NSW1 | Generating Unit | Market | Non-Scheduled | Fossil | Diesel | Combustion | Compression Reciprocating Engine | 1-2 | Y | WESTILL1 | 1 | 1
AGL Hydro Partnership | West Kiewa Power Station | VIC1 | Generating Unit | Market | Scheduled | Hydro | Water | Renewable | Hydro - Gravity | WKIEWA1 | Y | WKIEWA1 | 31 | 34 | 15
AGL Hydro Partnership | West Kiewa Power Station | VIC1 | Generating Unit | Market | Scheduled | Hydro | Water | Renewable | Hydro - Gravity | WKIEWA2 | Y | WKIEWA2 | 31 | 34 | 15
West Wyalong Fund Pty Ltd as Trustee for the West Wyalong Trust | West Wyalong Solar Farm | NSW1 | Generating Unit | Market | Semi-Scheduled | Solar | Solar | Renewable | Photovoltaic Tracking Flat Panel | 1-29 | Y | WSTWYSF1 | 105 | 90 | 18
Western Downs BESS Pty Ltd as trustee for the Western Downs BESS Trust | Western Downs Battery Energy Storage System | QLD1 | Bidirectional Unit | Market | Scheduled | Battery Storage | Grid | Storage | Battery and Inverter | 1-140 | Y | WDBESS1 | 272.48 | 255 | 102 | 272.48 | 255 | 102 | 400
Western Downs BESS Pty Ltd as trustee for the Western Downs BESS Trust | Western Downs Battery Energy Storage System (BESS) | QLD1 | Bidirectional Unit | Market | Scheduled | Battery Storage | Grid | Storage | Battery and Inverter | 141-280 | Y | WDBESS2 | 269.8 | 255 | 102 | 269.8 | 255 | 102 | 510
Western Downs Green Power Hub Pty Ltd ATF Western Downs Green Power Hub Trust | Western Downs GPH | QLD1 | Generating Unit | Market | Semi-Scheduled | Solar | Solar | Renewable | Photovoltaic Tracking Flat Panel | 1-167 | Y | WDGPH1 | 501 | 400 | 80
White Rock Wind Farm Pty Ltd | White Rock Solar Farm | NSW1 | Generating Unit | Market | Semi-Scheduled | Solar | Solar | Renewable | Photovoltaic Flat Panel | 71-78 | Y | WRSF1 | 22 | 20 | 50
White Rock Wind Farm Pty Ltd | White Rock Wind Farm | NSW1 | Generating Unit | Market | Semi-Scheduled | Wind | Wind | Renewable | Wind - Onshore | 1-70 | Y | WRWF1 | 175 | 172 | 50
Whitsunday Solar Farm Pty Ltd | Whitsunday Solar Farm | QLD1 | Generating Unit | Market | Semi-Scheduled | Solar | Solar | Renewable | Photovoltaic Tracking Flat Panel | 1-23 | Y | WHITSF1 | 57.5 | 56 | 20
Origin Energy Electricity Limited | Whitwood Road Renewable Energy Facility | QLD1 | Generating Unit | Market | Non-Scheduled | Renewable/ Biomass / Waste | Landfill Methane / Landfill Gas | Combustion | Compression Reciprocating Engine | 1 | N | WHIT1 | 1 | 1 | 0
Santos NSW (Narrabri Power) Pty Ltd | Wilga Park B | NSW1 | Generating Unit | Market | Non-Scheduled | Fossil | Coal Seam Methane | Combustion | Spark Ignition Reciprocating Engine | 1-4 | N | WILGB01 | 12 | 12 | 0
Santos NSW (Narrabri Power) Pty Ltd | Wilga Park Power Station | NSW1 | Generating Unit | Market | Non-Scheduled | Fossil | Coal Seam Methane | Combustion | Spark Ignition Reciprocating Engine | 1-6 | N | WILGAPK | 10 | 10 | 0
Pacific Hydro Investments Pty Ltd | William Hovell Power Station | VIC1 | Generating Unit | Market | Non-Scheduled | Hydro | Water | Renewable | Run of River | 1 | N | WILLHOV1 | 1.5 | 2 | 0
Willogoleche Power Pty Ltd As The Trustee For The Willogoleche Operating Trust | Willogoleche Wind Farm | SA1 | Generating Unit | Market | Semi-Scheduled | Wind | Wind | Renewable | Wind - Onshore | 1-32 | Y | WGWF1 | 122 | 121 | 25
Windy Hill Wind Farm Pty Ltd | Windy Hill Wind Farm | QLD1 | Generating Unit | Market | Non-Scheduled | Wind | Wind | Renewable | Wind - Onshore | 1-20 | Y | WHILL1 | 12 | 12
EDL LFG (SA) Pty Ltd | Wingfield 1 Landfill Gas Power Station | SA1 | Generating Unit | Market | Non-Scheduled | Renewable/ Biomass / Waste | Landfill Methane / Landfill Gas | Combustion | Spark Ignition Reciprocating Engine | 1-4 | N | WINGF1_1 | 4.12 | 5 | 0
EDL LFG (SA) Pty Ltd | Wingfield 2 Landfill Gas Power Station | SA1 | Generating Unit | Market | Non-Scheduled | Renewable/ Biomass / Waste | Landfill Methane / Landfill Gas | Combustion | Spark Ignition Reciprocating Engine | 1-4 | N | WINGF2_1 | 4.12 | 5 | 0
Winton Asset Co Pty Ltd as the Trustee for Winton Asset Trust | Winton Solar Farm | VIC1 | Generating Unit | Market | Semi-Scheduled | Solar | Solar | Renewable | Photovoltaic Tracking Flat Panel | 1-1076 | Y | WINTSF1 | 107 | 85 | 17
CleanCo Queensland Limited | Wivenhoe Power Station | QLD1 | Load | Market | Scheduled | - | - | - | - | 1 | Y | PUMP1 | 240 | 245 | 120
CleanCo Queensland Limited | Wivenhoe Power Station | QLD1 | Load | Market | Scheduled | - | - | - | - | 2 | Y | PUMP2 | 240 | 245 | 120
CleanCo Queensland Limited | Wivenhoe Power Station | QLD1 | Generating Unit | Market | Scheduled | Hydro | Water | Renewable | Pump Storage | 1 | Y | W/HOE#1 | 285 | 285 | 300
CleanCo Queensland Limited | Wivenhoe Power Station | QLD1 | Generating Unit | Market | Scheduled | Hydro | Water | Renewable | Pump Storage | 2 | Y | W/HOE#2 | 285 | 285 | 300
Wollar Solar Development Pty Ltd | Wollar Solar Farm | NSW1 | Generating Unit | Market | Semi-Scheduled | Solar | Solar | Renewable | Photovoltaic Tracking Flat panel | 1-29, 30-58 | Y | WOLARSF1 | 324 | 280 | 56
LMS Energy Pty Ltd | Wollert Renewable Energy Facility | VIC1 | Generating Unit | Market | Non-Scheduled | Renewable/ Biomass / Waste | Landfill Methane / Landfill Gas | Combustion | Spark Ignition Reciprocating Engine | 1-7 | N | WOLLERT1 | 7 | 7 | 0
Progressive Green Pty Ltd | Wonthaggi Wind Farm | VIC1 | Generating Unit | Market | Non-Scheduled | Wind | Wind | Renewable | Wind - Onshore | 1-6 | Y | WONWP | 12 | 12
EnergyAustralia Pty Ltd | Woodlawn Bioreactor Energy Generation Station | NSW1 | Generating Unit | Market | Non-Scheduled | Renewable/ Biomass / Waste | Landfill Methane / Landfill Gas | Combustion | Compression Reciprocating Engine | 1-7 | N | WDLNGN01 | 7 | 7
Woodlawn Wind Pty Ltd | Woodlawn Wind Farm | NSW1 | Generating Unit | Market | Semi-Scheduled | Wind | Wind | Renewable | Wind - Onshore |  | N | WOODLWN1 | 48.3 | 48 | 13
Hydro-Electric Corporation | Woolnorth Studland Bay / Bluff Point Wind Farm | TAS1 | Generating Unit | Market | Non-Scheduled | Wind | Wind | Renewable | Wind - Onshore | 1-62 | Y | WOOLNTH1 | 140 | 140
Woolooga Fund Pty Ltd as Trustee for the Woolooga Trust | Woolooga Solar Farm | QLD1 | Generating Unit | Market | Semi-Scheduled | Solar | Solar | Renewable | Photovoltaic Tracking Flat panel | 1-89 | Y | WOOLGSF1 | 222.5 | 176 | 36
Sun Spot 3 Pty Ltd | Wunghnu Solar Farm | VIC1 | Generating Unit | Market | Semi-Scheduled | Solar | Solar | Renewable | Photovoltaic Tracking Flat panel | 1-34 | Y | WUNUSF1 | 93.5 | 75 | 15 |  |  | 15
Wyalong Solar Farm Pty Ltd as trustee for the Wyalong Solar Farm Unit Trust | Wyalong Solar Farm | NSW1 | Generating Unit | Market | Semi-Scheduled | Solar | Solar | Renewable | Photovoltaic Tracking Flat panel | 1-38 | Y | WYASF1 | 62 | 53 | 11
Hydro Power Pty Limited | Wyangala A Power Station | NSW1 | Generating Unit | Market | Non-Scheduled | Hydro | Water | Renewable | Hydro - Gravity | 1 | N | WYANGALA | 20 | 20
Hydro Power Pty Limited | Wyangala B Power Station | NSW1 | Generating Unit | Market | Non-Scheduled | Hydro | Water | Renewable | Hydro - Gravity | 1 | N | WYANGALB | 4 | 4
EnergyAustralia Yallourn Pty Ltd | Yallourn 'W' Power Station | VIC1 | Generating Unit | Market | Scheduled | Fossil | Brown Coal | Combustion | Steam Sub-Critical | 1 | Y | YWPS1 | 360 | 395 | 79
EnergyAustralia Yallourn Pty Ltd | Yallourn 'W' Power Station | VIC1 | Generating Unit | Market | Scheduled | Fossil | Brown Coal | Combustion | Steam Sub-Critical | 2 | Y | YWPS2 | 360 | 395 | 79
EnergyAustralia Yallourn Pty Ltd | Yallourn 'W' Power Station | VIC1 | Generating Unit | Market | Scheduled | Fossil | Brown Coal | Combustion | Steam Sub-Critical | 3 | Y | YWPS3 | 380 | 405 | 81
EnergyAustralia Yallourn Pty Ltd | Yallourn 'W' Power Station | VIC1 | Generating Unit | Market | Scheduled | Fossil | Brown Coal | Combustion | Steam Sub-Critical | 4 | Y | YWPS4 | 380 | 405 | 81
Pacific Hydro Yaloak South Pty Ltd | Yaloak South Wind Farm | VIC1 | Generating Unit | Market | Non-Scheduled | Wind | Wind | Renewable | Wind - Onshore | 1-14 | Y | YSWF1 | 28.7 | 28 | 172
Energy Pacific (Vic) Pty Ltd | Yambuk Wind Farm | VIC1 | Generating Unit | Market | Non-Scheduled | Wind | Wind | Renewable | Wind - Onshore | 1-20 | N | YAMBUKWF | 30 | 30
Yarranlea Solar Pty Ltd | Yarranlea Solar Farm | QLD1 | Generating Unit | Market | Semi-Scheduled | Solar | Solar | Renewable | Photovoltaic Tracking Flat panel | 1-44 | Y | YARANSF1 | 121 | 103 | 20
AGL Hydro Partnership | Yarrawonga Hydro Power Station | VIC1 | Generating Unit | Market | Non-Scheduled | Hydro | Water | Renewable | Hydro - Gravity | 1-2 | N | YWNGAHYD | 9 | 9 | 0
RTA Yarwun Pty Ltd | Yarwun Power Station | QLD1 | Generating Unit | Market | Non-Scheduled** | Fossil | Natural Gas | Combustion | Combined Cycle Gas Turbine (CCGT) | 1 | Y | YARWUN_1 | 154 | 180 | 36
Yatpool Sun Farm Pty Ltd | Yatpool Solar Farm | VIC1 | Generating Unit | Market | Semi-Scheduled | Solar | Solar | Renewable | Photovoltaic Tracking Flat panel | 1-36 | Y | YATSF1 | 94 | 81 | 16
Alinta Energy Retail Sales Pty Ltd | Yawong Wind Farm | VIC1 | Generating Unit | Market | Non-Scheduled | Wind | Wind | Renewable | Wind - Onshore | 1-2 | Y | YAWWF1 | 7.2 | 7.2 | 0
Lal Lal Wind Farms Nom Co Pty Ltd | Yendon Wind Farm | VIC1 | Generating Unit | Market | Semi-Scheduled | Wind | Wind | Renewable | Wind - Onshore | 1-38 | Y | YENDWF1 | 144.4 | 142 | 28
AGL Liddell BESS Pty Ltd | Liddell Battery Energy Storage System | NSW1 | Bidirectional Unit | Market | Scheduled | Battery Storage | Grid | Storage | Battery and Inverter | 1-172 | Y | LDBESS1 | 755.08 | 500 | 200 | 755.08 | 500 | 200 | 1086.2
CleanCo Queensland Limited | Swanbank BESS | QLD1 | Bidirectional Unit | Market | Scheduled | Battery Storage | Grid | Storage | Battery and Inverter | 1-138 | Y | SWANBBF1 | 331.2 | 250 | 100 | 331.2 | 250 | 100 | 500
Note on D1: Lydia Howarth: As of 3 June 2024 this has been changed to generating unit, bidirectional unit or load to reflect IESS rule change.

## Suspended Participants
Registered Participant | ABN | Category of Participant | Time
Energy One Pty Ltd | 37 076 583 018 | Market Customer | 24:00 hours Australian Eastern Standard Time on 22 June 2007
Redbank Project Pty Limited | 34 075 222 561 | Market Scheduled Generator | 24:00 hours Australian Eastern Standard Time on 1 January 2015
GoEnergy Pty Ltd | 14 097 708 104 | Market Customer and Market Small Generation Aggregation | 24:00 hours Australian Eastern Standard Daylight Savings Time on 1 April 2016
Urth Energy Pty Ltd (Administrators Appointed) | 52 601 693 109 | Market Customer | 24:00 hours Australian Eastern Standard Time on 1 February 2017
COzero Energy Retail Pty Ltd | 85 165 155 966 | Market Customer | 24:00 hours Australian Eastern Standard Time 3 July 2018
Pooled Energy Pty Limited (In Liquidation) (Receivers and Managers Appointed) | 31 163 873 078 | Market Customer | 00:00 hours Australian Eastern Standard Time on 25 May 2022
Enova Energy Pty Ltd (Administrators Appointed) | 16 606 176 756 | Market Customer | 0:00 hours Australian Eastern Standard Time on 22 June 2022
Power Club Limited (in Liquidation) | 71 603 346 836 | Market Customer | 0:00 hours Australian Eastern Standard Time on 12 July 2022
Social Energy Australia Pty Ltd (In Liquidation) | 75 631 510 042 | Market Customer | 0:00 hours Australian Eastern Standard Time on 26 August 2022
Elysian Energy Pty Ltd(Administrators Appointed)(Receivers & Managers Appointed) | 85 617 526 333 | Market Customer | 0:00 hours Australian Eastern Standard Time on 2 September 2022
Mojo Power Pty Ltd (Receivers & Managers Appointed)(In Liquidation) | 85 604 909 837 | Market Customer | 24:00 hours Australian Eastern Standard Time on 16 June 2023
QEnergy Limited (Receivers & Managers Appointed)(In Liquidation) | 58 120 124 101 | Market Customer | 24:00 hours Australian Eastern Standard Time on 16 June 2023
Sanctuary Energy Pty Ltd (Receivers & Managers Appointed) | 62 128 995 433 | Market Customer | 0:00 hours Australian Eastern Standard Time on 22 June 2023
Mojo Power East Pty Ltd (Receivers & Managers Appointed) | 20 159 727 401 | Market Customer | 0:00 hours Australian Eastern Standard Time on 22 June 2023
Maximum Energy Retail Pty Ltd (In Liquidation) | 90 632 900 139 | Market Customer | 0:00 hours Australian Eastern Standard Time on 12 August 2024

## Exemption - small gen or IRS
COMPANY | ABN | SYSTEM | BASIS OF APPLICATION FOR EXEMPTION FROM REGISTRATION
Adelaide Airport Limited | 78 075 176 653 | Adelaide Airport Terminal 1, Units 1-38 | Small generating systems - nameplate ratings exceeds 5 MW, but is less than 30 MW; and exports less than 20 GWh in any 12-month period.
Department of Parliamentary Services | 52 997 141 147 | Australian Parliament House, Units 1-3 | Small generating systems - nameplate ratings exceeds 5 MW, but is less than 30 MW; and exports less than 20 GWh in any 12-month period.
Flagstaff Enterprises Pty Ltd | 59 625 801 112 | Baroota Solar Farm | Small generating system - nameplate rating exceeds 5 MW, but is less than 30 MW; and exports less than 20 GWh in any 12-month period.
Glencore Coal (NSW) Pty Ltd | 18 097 523 058 | Beltana - CSG Power Station Units 1 - 3 | Small generating system - nameplate rating exceeds 5 MW, but is less than 30 MW; and exports less than 20 GWh in any 12-month period.
Benedict Recycling Pty Ltd | 71 123 156 507 | Benedict Recycling Waste to Energy Plant Unit 1 | Small generating system - nameplate rating exceeds 5 MW, but is less than 30 MW; and exports less than 20 GWh in any 12-month period.
Blayney and Crookwell Windfarm Pty Ltd | 88 612 416 029 | Blayney Wind Farm Units 1 - 15 | Small generating system - nameplate rating exceeds 5MW, but is less than 30MW and exports less than 20 GWh in any 12 - month period
Iberdrola Australia Energy Markets Pty Limited | 47 128 696 097 | Broadsound Solar Farm, Units 1-92 | Exemption - < 5MW for pre-commissioning under clause 2.2.1(c), on the basis that no greater than 5 MW of generation will be connected to the network at all times while the exemption is in effect. This will expire no later than 9 March 2026.
Perilya Broken Hill Ltd | 46 099 761 289 | Broken Hill Mine Gas Turbine Unit 1 | Small generating system - nameplate rating exceeds 5 MW, but is less than 30 MW; and exports less than 20 GWh in any 12-month period.
Yurika Pty Ltd | 100 214 131 | Bromelton Generating System Unit 1 - 15 | Small generating system - nameplate rating exceeds 5 MW, but is less than 30 MW; and exports less than 20 GWh in any 12-month period.
Bundaberg Solar Development Pty Ltd | 26 626 084 544 | Bundaberg Solar Farm, Units 1-37 | Exemption - < 5MW for pre-commissioning under clause 2.2.1(c), on the basis that no greater than 5 MW of generation will be connected to the network at all times while the exemption is in effect. This will expire no later than 14 March 2026.
EP Sunspot 7 Pty Ltd | 48 668 144 778 | Burren Junction Solar Farm | Small generating system - nameplate rating exceeds 5 MW, but is less than 30 MW; and exports less than 20 GWh in any 12-month period.
Cairns and Hinterland Hospital and Health Service | 25 285 907 786 | Cairns Hospital, Diesel Units 1-3 | Small generating system - nameplate rating exceeds 5 MW, but is less than 30 MW; and exports less than 20 GWh in any 12-month period.
Chepstowe Wind Farm Pty Ltd | 61 134 638 234 | Chepstowe Wind Farm Units 1-3 | Small generating system - nameplate rating exceeds 5 MW, but is less than 30 MW; and exports less than 20 GWh in any 12-month period.
Goodman Property Services (Aust) Pty Limited | 40 088 981 793 | Coles Facility, Units 1-4 | Small generating system - nameplate rating exceeds 5 MW, but is less than 30 MW; and exports less than 20 GWh in any 12-month period.
Como Glasshouse No2 Pty Ltd | 47 604 272 942 | Como Glasshouse No 2 | Small generating system - nameplate rating exceeds 5 MW, but is less than 30 MW; and exports less than 20 GWh in any 12-month period.
EP Sunspot 4 Pty Ltd | 88 657 865 248 | Condobolin Solar Farm. The generating system is made up of 2 solar units with: Total nameplate rating: 5.86MW and Total maximum capacity: 4.99MW. | Small generating system - nameplate rating exceeds 5 MW, but is less than 30 MW; and exports less than 20 GWh in any 12-month period.
Dunblane Solar Pty Ltd | 36 619 008 418 | Dunblane Solar Farm, Units 1-4 | Small generating system - nameplate rating exceeds 5 MW, but is less than 30 MW; and exports less than 20 GWh in any 12-month period.
Enerparc Australia Pty Ltd | 46 622 182 469 | Dunedoo North Solar Farm, Units 1-2 | Small generating system - nameplate rating exceeds 5 MW, but is less than 30 MW; and exports less than 20 GWh in any 12-month period.
EarthPower Technologies Sydney Pty Ltd | 71 085 528 427 | EarthPower Biomass Plant Units 1-3 | Small generating system - a combined nameplate rating of less than 5 MW
Melbourne Water Corporation | 81 945 386 953 | Eastern Treatment Plant Biogas Units 1-7 and Solar Units 1-8 | Small generating systems - nameplate ratings exceeds 5 MW, but is less than 30 MW; and exports less than 20 GWh in any 12-month period.
Tasmanian Electro Metallurgical Company Pty Ltd | 23 004 456 035 | Energy Recover Unit, Temco Road | Small generating system - nameplate rating exceeds 5 MW, but is less than 30 MW; and exports less than 20 GWh in any 12-month period.
Mackay Sugar Limited | 12 057 463 671 | Farleigh Mill, Units 1- 4 | Small generating system - nameplate rating exceeds 5 MW, but is less than 30 MW; and exports less than 20 GWh in any 12-month period.
Lendlease Construction (Southern) Pty Limited | 56 002 625 130 | Frankston Hospital , Units 1-4 | Small generating systems - nameplate ratings exceeds 5 MW, but is less than 30 MW; and exports less than 20 GWh in any 12-month period
George Weston Foods Limited | 45 008 429 632 | George Weston Foods Ltd, Gas Synchronous Units 1-2 and Solar String Units 3-22 | Small generating system - nameplate rating exceeds 5 MW, but is less than 30 MW; and exports less than 20 GWh in any 12-month period.
Gold Coast Airport Pty Limited | 91 077 200 821 | Gold Coast Airport | Small generating system - nameplate rating exceeds 5 MW, but is less than 30 MW; and exports less than 20 GWh in any 12-month period.
CPE Mascot Pty Ltd | 22 100 209 354 | GridX Qantas Trigeneration Plant | Small generating system - nameplate rating exceeds 5 MW, but is less than 30 MW; and exports less than 20 GWh in any 12-month period.; and sent out generation is purchased in its entirety by the local retailer or by a customer at the same connection point
Department of Defence | 68 706 814 312 | HMAS Harman - Building 195, Stage 2 | Small generating systems - nameplate ratings exceeds 5 MW, but is less than 30 MW; and exports less than 20 GWh in any 12-month period.
Wilmar Sugar Australia Limited | 47 098 999 985 | Inkerman Mill Units 1-2 | Small generating system - nameplate rating exceeds 5 MW, but is less than 30 MW; and exports less than 20 GWh in any 12-month period.
Wilmar Sugar Australia Limited | 47 098 999 985 | Kalamia Mill Unit 1 | Small generating system - nameplate rating exceeds 5 MW, but is less than 30 MW; and exports less than 20 GWh in any 12-month period.
Kimberly-Clark Australia Limited | 65 000 032 333 | KCA Millicent Mill Co-generation Facility Unit 1 | Small generating system - nameplate rating exceeds 5 MW, but is less than 30 MW; and exports less than 20 GWh in any 12-month period.
Lakeland Renewable Energy Pty Ltd | 32 688 250 473 | Lakeland Solar & Storage Renewable Energy Plant, Units 1-13 | Small generating system - nameplate rating exceeds 5 MW, but is less than 30 MW; and exports less than 20 GWh in any 12-month period.
Icon Water Limited | 86 069 381 960 | Lower Molonglo Water Quality Control Centre | Small generating system - nameplate rating exceeds 5 MW, but is less than 30 MW; and exports less than 20 GWh in any 12-month period.
EDL Group Operations Pty Ltd | 39 055 555 416 | Lucas Heights 1 Landfill Gas Power Station Units 1-5 | Small generating system - nameplate rating exceeds 5 MW, but is less than 30 MW; and exports less than 20 GWh in any 12-month period.
Enel X Australia Pty Limited | 49 104 710 278 | M1 - Melbourne, Unit 1 | The combined nameplate rating of generating units or generating systems that are connected to the proposed embedded network that is connected to the distribution system (CitiPower) is greater than 5MW but less than 30MW. The combined export of the generating units or generating systems at the parent connection point is expected to be zero MWh.
NEXTDC Limited | 35 143 582 521 | M1 - Melbourne, Unit 1 | The combined nameplate rating of generating units or generating systems that are connected to the proposed embedded network that is connected to the distribution system (CitiPower) is greater than 5MW but less than 30MW. The combined export of the generating units or generating systems at the parent connection point is expected to be zero MWh.
Enel X Australia Pty Limited | 49 104 710 278 | M1 - Melbourne, Unit 10 | The combined nameplate rating of generating units or generating systems that are connected to the proposed embedded network that is connected to the distribution system (CitiPower) is greater than 5MW but less than 30MW. The combined export of the generating units or generating systems at the parent connection point is expected to be zero MWh.
NEXTDC Limited | 35 143 582 521 | M1 - Melbourne, Unit 10 | The combined nameplate rating of generating units or generating systems that are connected to the proposed embedded network that is connected to the distribution system (CitiPower) is greater than 5MW but less than 30MW. The combined export of the generating units or generating systems at the parent connection point is expected to be zero MWh.
Enel X Australia Pty Limited | 49 104 710 278 | M1 - Melbourne, Unit 12 | The combined nameplate rating of generating units or generating systems that are connected to the proposed embedded network that is connected to the distribution system (CitiPower) is greater than 5MW but less than 30MW. The combined export of the generating units or generating systems at the parent connection point is expected to be zero MWh.
NEXTDC Limited | 35 143 582 521 | M1 - Melbourne, Unit 12 | The combined nameplate rating of generating units or generating systems that are connected to the proposed embedded network that is connected to the distribution system (CitiPower) is greater than 5MW but less than 30MW. The combined export of the generating units or generating systems at the parent connection point is expected to be zero MWh.
Enel X Australia Pty Limited | 49 104 710 278 | M1 - Melbourne, Unit 13 | The combined nameplate rating of generating units or generating systems that are connected to the proposed embedded network that is connected to the distribution system (CitiPower) is greater than 5MW but less than 30MW. The combined export of the generating units or generating systems at the parent connection point is expected to be zero MWh.
NEXTDC Limited | 35 143 582 521 | M1 - Melbourne, Unit 13 | The combined nameplate rating of generating units or generating systems that are connected to the proposed embedded network that is connected to the distribution system (CitiPower) is greater than 5MW but less than 30MW. The combined export of the generating units or generating systems at the parent connection point is expected to be zero MWh.
Enel X Australia Pty Limited | 49 104 710 278 | M1 - Melbourne, Unit 14 | The combined nameplate rating of generating units or generating systems that are connected to the proposed embedded network that is connected to the distribution system (CitiPower) is greater than 5MW but less than 30MW. The combined export of the generating units or generating systems at the parent connection point is expected to be zero MWh.
NEXTDC Limited | 35 143 582 521 | M1 - Melbourne, Unit 14 | The combined nameplate rating of generating units or generating systems that are connected to the proposed embedded network that is connected to the distribution system (CitiPower) is greater than 5MW but less than 30MW. The combined export of the generating units or generating systems at the parent connection point is expected to be zero MWh.
Enel X Australia Pty Limited | 49 104 710 278 | M1 - Melbourne, Unit 16 | The combined nameplate rating of generating units or generating systems that are connected to the proposed embedded network that is connected to the distribution system (CitiPower) is greater than 5MW but less than 30MW. The combined export of the generating units or generating systems at the parent connection point is expected to be zero MWh.
NEXTDC Limited | 35 143 582 521 | M1 - Melbourne, Unit 16 | The combined nameplate rating of generating units or generating systems that are connected to the proposed embedded network that is connected to the distribution system (CitiPower) is greater than 5MW but less than 30MW. The combined export of the generating units or generating systems at the parent connection point is expected to be zero MWh.
Enel X Australia Pty Limited | 49 104 710 278 | M1 - Melbourne, Unit 2 | The combined nameplate rating of generating units or generating systems that are connected to the proposed embedded network that is connected to the distribution system (CitiPower) is greater than 5MW but less than 30MW. The combined export of the generating units or generating systems at the parent connection point is expected to be zero MWh.
NEXTDC Limited | 35 143 582 521 | M1 - Melbourne, Unit 2 | The combined nameplate rating of generating units or generating systems that are connected to the proposed embedded network that is connected to the distribution system (CitiPower) is greater than 5MW but less than 30MW. The combined export of the generating units or generating systems at the parent connection point is expected to be zero MWh.
Enel X Australia Pty Limited | 49 104 710 278 | M1 - Melbourne, Unit 3 | The combined nameplate rating of generating units or generating systems that are connected to the proposed embedded network that is connected to the distribution system (CitiPower) is greater than 5MW but less than 30MW. The combined export of the generating units or generating systems at the parent connection point is expected to be zero MWh.
NEXTDC Limited | 35 143 582 521 | M1 - Melbourne, Unit 3 | The combined nameplate rating of generating units or generating systems that are connected to the proposed embedded network that is connected to the distribution system (CitiPower) is greater than 5MW but less than 30MW. The combined export of the generating units or generating systems at the parent connection point is expected to be zero MWh.
Enel X Australia Pty Limited | 49 104 710 278 | M1 - Melbourne, Unit 4 | The combined nameplate rating of generating units or generating systems that are connected to the proposed embedded network that is connected to the distribution system (CitiPower) is greater than 5MW but less than 30MW. The combined export of the generating units or generating systems at the parent connection point is expected to be zero MWh.
NEXTDC Limited | 35 143 582 521 | M1 - Melbourne, Unit 4 | The combined nameplate rating of generating units or generating systems that are connected to the proposed embedded network that is connected to the distribution system (CitiPower) is greater than 5MW but less than 30MW. The combined export of the generating units or generating systems at the parent connection point is expected to be zero MWh.
Enel X Australia Pty Limited | 49 104 710 278 | M1 - Melbourne, Unit 5 | The combined nameplate rating of generating units or generating systems that are connected to the proposed embedded network that is connected to the distribution system (CitiPower) is greater than 5MW but less than 30MW. The combined export of the generating units or generating systems at the parent connection point is expected to be zero MWh.
NEXTDC Limited | 35 143 582 521 | M1 - Melbourne, Unit 5 | The combined nameplate rating of generating units or generating systems that are connected to the proposed embedded network that is connected to the distribution system (CitiPower) is greater than 5MW but less than 30MW. The combined export of the generating units or generating systems at the parent connection point is expected to be zero MWh.
Enel X Australia Pty Limited | 49 104 710 278 | M1 - Melbourne, Unit 6 | The combined nameplate rating of generating units or generating systems that are connected to the proposed embedded network that is connected to the distribution system (CitiPower) is greater than 5MW but less than 30MW. The combined export of the generating units or generating systems at the parent connection point is expected to be zero MWh.
NEXTDC Limited | 35 143 582 521 | M1 - Melbourne, Unit 6 | The combined nameplate rating of generating units or generating systems that are connected to the proposed embedded network that is connected to the distribution system (CitiPower) is greater than 5MW but less than 30MW. The combined export of the generating units or generating systems at the parent connection point is expected to be zero MWh.
Enel X Australia Pty Limited | 49 104 710 278 | M1 - Melbourne, Unit 8 | The combined nameplate rating of generating units or generating systems that are connected to the proposed embedded network that is connected to the distribution system (CitiPower) is greater than 5MW but less than 30MW. The combined export of the generating units or generating systems at the parent connection point is expected to be zero MWh.
NEXTDC Limited | 35 143 582 521 | M1 - Melbourne, Unit 8 | The combined nameplate rating of generating units or generating systems that are connected to the proposed embedded network that is connected to the distribution system (CitiPower) is greater than 5MW but less than 30MW. The combined export of the generating units or generating systems at the parent connection point is expected to be zero MWh.
Enel X Australia Pty Limited | 49 104 710 278 | M1 - Melbourne, Unit 9 | The combined nameplate rating of generating units or generating systems that are connected to the proposed embedded network that is connected to the distribution system (CitiPower) is greater than 5MW but less than 30MW. The combined export of the generating units or generating systems at the parent connection point is expected to be zero MWh.
NEXTDC Limited | 35 143 582 521 | M1 - Melbourne, Unit 9 | The combined nameplate rating of generating units or generating systems that are connected to the proposed embedded network that is connected to the distribution system (CitiPower) is greater than 5MW but less than 30MW. The combined export of the generating units or generating systems at the parent connection point is expected to be zero MWh.
Wilmar Sugar Australia Limited | 47 098 999 985 | Macknade Mill Units 1-2 | Small generating system - nameplate rating exceeds 5 MW, but is less than 30 MW; and exports less than 20 GWh in any 12-month period.
EDL Holdings (Australia) Pty Ltd | 67 058 224 481 | Mandalong Waste Coal Mine Gas Power Station, Units 1-4 | Small generating system - nameplate rating exceeds 5 MW, but is less than 30 MW; and exports less than 20 GWh in any 12-month period.
Mackay Sugar Limited | 12 057 463 671 | Marian Mill Units 1-3 | Small generating system - nameplate rating exceeds 5 MW, but is less than 30 MW; and exports less than 20 GWh in any 12-month period.
MSF Sugar Pty Ltd | 11 009 658 708 | Maryborough Sugar Factory | Small generating system - nameplate rating exceeds 5 MW, but is less than 30 MW; and exports less than 20 GWh in any 12-month period.
Paper Australia Pty Ltd | 63 061 583 533 | Maryvale Mill, Units 1-4 | Generating system with nameplate rating of more than 30 MW that does not export to the grid but wishes to provide unscheduled reserve through load reduction.
Digital Australia Investment Management Pty Limited | 27 150 294 134 | MEL11 Radnor Drive, Deer Park - Data Hall 1 Gen 1 | The combined nameplate rating of generating units or generating systems that are connected to the proposed embedded network that is connected to the distribution system (Powercor) is greater than 5MW but less than 30MW. The combined export of the generating units or generating systems at the parent connection point is expected to be zero MWh and are never synchronized to the distribution network (Powercor).
Enel X Australia Pty Limited | 49 104 710 278 | MEL11 Radnor Drive, Deer Park - Data Hall 1 Gen 1 | The combined nameplate rating of generating units or generating systems that are connected to the proposed embedded network that is connected to the distribution system (Powercor) is greater than 5MW but less than 30MW. The combined export of the generating units or generating systems at the parent connection point is expected to be zero MWh and are never synchronized to the distribution network (Powercor).
Digital Australia Investment Management Pty Limited | 27 150 294 134 | MEL11 Radnor Drive, Deer Park - Data Hall 1 Gen 2 | The combined nameplate rating of generating units or generating systems that are connected to the proposed embedded network that is connected to the distribution system (Powercor) is greater than 5MW but less than 30MW. The combined export of the generating units or generating systems at the parent connection point is expected to be zero MWh and are never synchronized to the distribution network (Powercor).
Enel X Australia Pty Limited | 49 104 710 278 | MEL11 Radnor Drive, Deer Park - Data Hall 1 Gen 2 | The combined nameplate rating of generating units or generating systems that are connected to the proposed embedded network that is connected to the distribution system (Powercor) is greater than 5MW but less than 30MW. The combined export of the generating units or generating systems at the parent connection point is expected to be zero MWh and are never synchronized to the distribution network (Powercor).
Digital Australia Investment Management Pty Limited | 27 150 294 134 | MEL11 Radnor Drive, Deer Park - Data Hall 2 Gen 1 | The combined nameplate rating of generating units or generating systems that are connected to the proposed embedded network that is connected to the distribution system (Powercor) is greater than 5MW but less than 30MW. The combined export of the generating units or generating systems at the parent connection point is expected to be zero MWh and are never synchronized to the distribution network (Powercor).
Enel X Australia Pty Limited | 49 104 710 278 | MEL11 Radnor Drive, Deer Park - Data Hall 2 Gen 1 | The combined nameplate rating of generating units or generating systems that are connected to the proposed embedded network that is connected to the distribution system (Powercor) is greater than 5MW but less than 30MW. The combined export of the generating units or generating systems at the parent connection point is expected to be zero MWh and are never synchronized to the distribution network (Powercor).
Digital Australia Investment Management Pty Limited | 27 150 294 134 | MEL11 Radnor Drive, Deer Park - Data Hall 2 Gen 2 | The combined nameplate rating of generating units or generating systems that are connected to the proposed embedded network that is connected to the distribution system (Powercor) is greater than 5MW but less than 30MW. The combined export of the generating units or generating systems at the parent connection point is expected to be zero MWh and are never synchronized to the distribution network (Powercor).
Enel X Australia Pty Limited | 49 104 710 278 | MEL11 Radnor Drive, Deer Park - Data Hall 2 Gen 2 | The combined nameplate rating of generating units or generating systems that are connected to the proposed embedded network that is connected to the distribution system (Powercor) is greater than 5MW but less than 30MW. The combined export of the generating units or generating systems at the parent connection point is expected to be zero MWh and are never synchronized to the distribution network (Powercor).
Australian Pacific Airports (Melbourne) Pty Ltd | 62 076 999 114 | Melbourne Airport Embedded Generation System 1. Oaklands Junction Solar Farm (8MW) 2. Tri-generation System Units 1-4 (10MW) 3. Agility Building (Rooftop Solar System) (1.75MW) 4. North Airfield Solar Farm Stage 2 (11MW) 5. Assorted Rooftop Solar Systems (3MW) | Generating System exceeds 30MW - This exemption will expire on 20 December 2027.
Australian Pacific Airports (Melbourne) Pty Ltd | 62 076 999 114 | Melbourne Airport Level 2, Terminal 4 | Small generating system - nameplate rating exceeds 5 MW, but is less than 30 MW; and exports less than 20 GWh in any 12-month period.
Australian Pacific Airports (Melbourne) Pty Ltd | 62 076 999 114 | Melbourne Airport Tri-gen, units 1-4 | Small generating system - nameplate rating exceeds 5 MW, but is less than 30 MW; and exports less than 20 GWh in any 12-month period.
Woolworths Group Limited | 80 000 014 675 | Melbourne South Regional Distribution Center, 1MW Solar and 4.8MW Uninterruptible Power Supply batteries | Small generating system - nameplate rating exceeds 5 MW, but is less than 30 MW; and exports less than 20 GWh in any 12-month period.
Bundaberg Sugar Limited | 24 077 102 526 | Millaquin Sugar Mill, Units 2 and 4 | Small generating system - nameplate rating exceeds 5 MW, but is less than 30 MW; and exports less than 20 GWh in any 12-month period.
Monash Health | 82 142 080 338 | Monash Medical Centre, Monash Children’s Hospital Units MMC GEN1, MMC GEN2, MMC GEN3, MCH GEN1, MCH GEN2, MCH GEN3, & MHTP GEN | Small generating system - nameplate rating exceeds 5 MW, but is less than 30 MW; and exports less than 20 GWh in any 12-month period.
Far Northern Milling Pty Ltd | 55 627 502 158 | Mossman Central Mill Power Station | Small generating system - nameplate rating exceeds 5 MW, but is less than 30 MW; and exports less than 20 GWh in any 12-month period.
LGI Limited | 49 138 085 551 | Mugga Lane Landfill Gas to Energy Facility | Small generating systems - nameplate ratings exceeds 5 MW, but is less than 30 MW; Extenuating circumstances applies. This exemption will expire on 4 February 2027, or the effective date of registration of the Applicant as an Integrated Resource Provider to classify the Facility.
NESF BESS 1 PTY LTD as The Trustee for NESF BESS 1 Trust | 36 659 331 261 | New England BESS, Units 1-224 | Exemption - < 5MW for pre-commissioning under clause 2.2.1(c), on the basis that no greater than 5 MW of generation will be connected to the network at all times while the exemption is in effect. This will expire no later than 11:59PM 08 March 2026.
Multiplex Constructions Pty Ltd | 70 107 007 527 | New Footscray Hospital Generating Units 1-7 | Small generating system - nameplate rating exceeds 5 MW, but is less than 30 MW; and exports less than 20 GWh in any 12-month period; and sent out generation is purchased in its entirety by the local retailer or by a customer at the same connection point
Newcastle City Council | 25 242 068 129 | Newcastle Council Summerhill Solar Farm | Small generating systems - nameplate ratings exceeds 5 MW, but is less than 30 MW; and exports less than 20 GWh in any 12-month period.
NEXTDC Limited | 35 143 582 521 | NEXTDC B1 Units A, B & C | Small generating system - nameplate rating less than 5 MW; and exports less than 20 GWh in any 12-month period.
NEXTDC Limited | 35 143 582 521 | NEXTDC B2 Datacentre - Backup Generators, Units 1-6 | Small generating system - nameplate rating exceeds 5 MW, but is less than 30 MW; and exports less than 20 GWh in any 12-month period.
NEXTDC Limited | 35 143 582 521 | NEXTDC M2, Units 1-10 | Small generating system - nameplate rating exceeds 5 MW, but is less than 30 MW; and exports less than 20 GWh in any 12-month period.
NEXTDC Limited | 35 143 582 521 | NEXTDC M3 | Small generating system - nameplate ratings exceeds 5 MW, but is less than 30 MW; and exports less than 20 GWh in any 12-month period.
NEXTDC Limited | 35 143 582 521 | NEXTDC S3, Units 1-8 | Small generating system - nameplate rating exceeds 5 MW, but is less than 30 MW; and exports less than 20 GWh in any 12-month period.
NEXTDC Limited | 35 143 582 521 | NEXTDC S3, Units 1-8, 9-16 | Generating system exceeds 30MW; and exports less than 20 Gwh in any 12-month period.
Energy Solutions Pty Ltd | 32 610 914 059 | North Airfield Solar Farm Stage 2 (part of Melbourne Airport Embedded Generation System) | Generating System exceeds 30MW - This exemption will expire on 20 December 2027.
Group Energy Pty Ltd | 21 649 890 460 | Oberon Panels | Small generating system - nameplate rating exceeds 5 MW, but is less than 30 MW; and exports less than 20 GWh in any 12-month period.
BHP Olympic Dam Corporation Pty Ltd | 99 007 835 761 | Olympic Dam Underground Mine and Mineral Processing Plant (‘Olympic Dam’) | Small generating system - nameplate rating exceeds 5 MW, but is less than 30 MW and exports less than 20 GWh in any 12 month period.
OZ Mineral Prominent Hill Operations Pty Ltd | 63 091 546 691 | Oxiana Prominent Hill Standby Power Station Units 1 - 5 | Small generating system - nameplate rating exceeds 5 MW, but is less than 30 MW; and exports less than 20 GWh in any 12-month period.
EP Sunspot 1 Pty Limited | 43 637 162 175 | Peak Hill Solar Farm | Small generating system - nameplate rating exceeds 5 MW, but is less than 30 MW; and exports less than 20 GWh in any 12-month period.
Peterborough Solar Farm Pty Ltd | 14 620 793 133 | Peterborough Solar Farm Units 1-2 | Small generating system - nameplate rating exceeds 5 MW, but is less than 30 MW; and exports less than 20 GWh in any 12-month period.
Pirie Solar Farm Pty Ltd | 77 624 758 425 | Pirie Solar Farm Units 1-2 | Small generating system - nameplate rating exceeds 5 MW, but is less than 30 MW; and exports less than 20 GWh in any 12-month period.
Wilmar Sugar Plane Creek Pty Ltd | 16 009 657 041 | Plane Creek Mill Units 1-2 | Small generating system - nameplate rating exceeds 5 MW, but is less than 30 MW; and exports less than 20 GWh in any 12-month period.
Wilmar Sugar Pty Ltd | 44 081 051 792 | Plane Creek Mill Units 1-2 | Small generating system - nameplate rating exceeds 5 MW, but is less than 30 MW; and exports less than 20 GWh in any 12-month period.
BlueScope Steel (AIS) Pty Ltd | 19 000 019 625 | Port Kembla Steelworks, No.22 TA, No.21 TA, No.27 TAC, No.5 TRT and No.23 TA. | Exemption – The generating system, other than a battery system, with a nameplate rating over 30MW - Exemptional circumstances (Existing Facility)
Wilmar Sugar (Prosperine) Pty Ltd | 49 098 999 994 | Proserpine Sugar Mill Units 1-3 | Small generating system - nameplate rating exceeds 5 MW, but is less than 30 MW; and exports less than 20 GWh in any 12-month period.
Qenos Pty Ltd | 62 054 196 771 | Qenos Altona Co-Generation Facility Unit 1 | Small generating system - nameplate rating exceeds 5 MW, but is less than 30 MW; and exports less than 20 GWh in any 12-month period.; and sent out generation is purchased in its entirety by the local retailer or by a customer at the same connection point
Dept of Health QLD (T/A Lady Cilento Children's Hospital) | 66 329 169 412 | Queensland Children's Hospital Energy Plant Units 1-6 | Small generating system - nameplate rating exceeds 5 MW, but is less thatn 30 MW and exports less than 20 GWh in any 12 month period.
Children's Health Queensland Hospital and Health Service | 62 254 746 464 | Queensland Children's Hospital Energy Plant, Units 1-4 | Small generating system - a nameplate rating of less than 5 MW
Quorn Park Solar Hybrid Pty Ltd as trustee for Quorn Park Solar Hybrid Trust | 95 822 695 290 | Quorn Park Solar Hybrid, Solar Units 1-22, Battery Units 23-30 | Exemption - < 5MW for pre-commissioning under clause 2.2.1(c), on the basis that no greater than 5 MW of generation will be connected to the network at all times while the exemption is in effect. This will expire no later than 16 March 2026.
RayGen Resources Pty Ltd | 53 142 807 485 | RayGen Power Plant Carwarp. The generating system is made up of 2 x 2.2MW Solar inverters and 1 x 2.799MW Synchronous generator with total nameplate rating: 7.199MW and total maximum capacity: 3.0MW | Small generating system - nameplate rating exceeds 5 MW, but is less than 30 MW; and exports less than 20 GWh in any 12-month period.
Robinvale Project Pty Ltd (ACN 624249234) as trustee for The Robinvale Project Unit Trust | 47 410 937 028 | Robinvale Solar Farm - Units 1-178 | Small generating system - nameplate rating exceeds 5 MW, but is less than 30 MW; and exports less than 20 GWh in any 12-month period.
Department of Defence | 68 706 814 312 | Russell Offices, Building R5 & R6 | Small generating system - nameplate rating exceeds 5 MW, but is less than 30 MW; and exports less than 20 GWh in any 12-month period.
Enel X Australia Pty Limited | 49 104 710 278 | S1 Eden Park Drive, Macquarie Park - Unit 1 | Less than 5 MW generating systems connected to an embedded network with a combined nameplate between 5-30MW
NEXTDC Limited | 35 143 582 521 | S1 Eden Park Drive, Macquarie Park - Unit 1 | Less than 5 MW generating systems connected to an embedded network with a combined nameplate between 5-30MW
Enel X Australia Pty Limited | 49 104 710 278 | S1 Eden Park Drive, Macquarie Park - Unit 10 | Less than 5 MW generating systems connected to an embedded network with a combined nameplate between 5-30MW
NEXTDC Limited | 35 143 582 521 | S1 Eden Park Drive, Macquarie Park - Unit 10 | Less than 5 MW generating systems connected to an embedded network with a combined nameplate between 5-30MW
Enel X Australia Pty Limited | 49 104 710 278 | S1 Eden Park Drive, Macquarie Park - Unit 11 | Less than 5 MW generating systems connected to an embedded network with a combined nameplate between 5-30MW
NEXTDC Limited | 35 143 582 521 | S1 Eden Park Drive, Macquarie Park - Unit 11 | Less than 5 MW generating systems connected to an embedded network with a combined nameplate between 5-30MW
Enel X Australia Pty Limited | 49 104 710 278 | S1 Eden Park Drive, Macquarie Park - Unit 12 | Less than 5 MW generating systems connected to an embedded network with a combined nameplate between 5-30MW
NEXTDC Limited | 35 143 582 521 | S1 Eden Park Drive, Macquarie Park - Unit 12 | Less than 5 MW generating systems connected to an embedded network with a combined nameplate between 5-30MW
Enel X Australia Pty Limited | 49 104 710 278 | S1 Eden Park Drive, Macquarie Park - Unit 13 | Less than 5 MW generating systems connected to an embedded network with a combined nameplate between 5-30MW
NEXTDC Limited | 35 143 582 521 | S1 Eden Park Drive, Macquarie Park - Unit 13 | Less than 5 MW generating systems connected to an embedded network with a combined nameplate between 5-30MW
Enel X Australia Pty Limited | 49 104 710 278 | S1 Eden Park Drive, Macquarie Park - Unit 14 | Less than 5 MW generating systems connected to an embedded network with a combined nameplate between 5-30MW
NEXTDC Limited | 35 143 582 521 | S1 Eden Park Drive, Macquarie Park - Unit 14 | Less than 5 MW generating systems connected to an embedded network with a combined nameplate between 5-30MW
Enel X Australia Pty Limited | 49 104 710 278 | S1 Eden Park Drive, Macquarie Park - Unit 15 | Less than 5 MW generating systems connected to an embedded network with a combined nameplate between 5-30MW
NEXTDC Limited | 35 143 582 521 | S1 Eden Park Drive, Macquarie Park - Unit 15 | Less than 5 MW generating systems connected to an embedded network with a combined nameplate between 5-30MW
Enel X Australia Pty Limited | 49 104 710 278 | S1 Eden Park Drive, Macquarie Park - Unit 2 | Less than 5 MW generating systems connected to an embedded network with a combined nameplate between 5-30MW
NEXTDC Limited | 35 143 582 521 | S1 Eden Park Drive, Macquarie Park - Unit 2 | Less than 5 MW generating systems connected to an embedded network with a combined nameplate between 5-30MW
Enel X Australia Pty Limited | 49 104 710 278 | S1 Eden Park Drive, Macquarie Park - Unit 3 | Less than 5 MW generating systems connected to an embedded network with a combined nameplate between 5-30MW
NEXTDC Limited | 35 143 582 521 | S1 Eden Park Drive, Macquarie Park - Unit 3 | Less than 5 MW generating systems connected to an embedded network with a combined nameplate between 5-30MW
Enel X Australia Pty Limited | 49 104 710 278 | S1 Eden Park Drive, Macquarie Park - Unit 4 | Less than 5 MW generating systems connected to an embedded network with a combined nameplate between 5-30MW
NEXTDC Limited | 35 143 582 521 | S1 Eden Park Drive, Macquarie Park - Unit 4 | Less than 5 MW generating systems connected to an embedded network with a combined nameplate between 5-30MW
Enel X Australia Pty Limited | 49 104 710 278 | S1 Eden Park Drive, Macquarie Park - Unit 5 | Less than 5 MW generating systems connected to an embedded network with a combined nameplate between 5-30MW
NEXTDC Limited | 35 143 582 521 | S1 Eden Park Drive, Macquarie Park - Unit 5 | Less than 5 MW generating systems connected to an embedded network with a combined nameplate between 5-30MW
Enel X Australia Pty Limited | 49 104 710 278 | S1 Eden Park Drive, Macquarie Park - Unit 6 | Less than 5 MW generating systems connected to an embedded network with a combined nameplate between 5-30MW
NEXTDC Limited | 35 143 582 521 | S1 Eden Park Drive, Macquarie Park - Unit 6 | Less than 5 MW generating systems connected to an embedded network with a combined nameplate between 5-30MW
Enel X Australia Pty Limited | 49 104 710 278 | S1 Eden Park Drive, Macquarie Park - Unit 7 | Less than 5 MW generating systems connected to an embedded network with a combined nameplate between 5-30MW
NEXTDC Limited | 35 143 582 521 | S1 Eden Park Drive, Macquarie Park - Unit 7 | Less than 5 MW generating systems connected to an embedded network with a combined nameplate between 5-30MW
Simplot Australia Pty Ltd | 98 070 579 609 | Simplot Ulverstone Cogeneration Faciity | Small generating system - nameplate rating exceeds 5 MW, but is less than 30 MW; and exports less than 20 GWh in any 12-month period.
TrustPower Australia Holdings Pty Ltd | 15 101 038 331 | Snowtown Wind Farm’s S95 Prototype Turbine | S95 Prototype Turbine is a small generating system
MSF Sugar Pty Ltd | 11 009 658 708 | South Johnstone Sugar Mill Units 1-3 | Small generating system - nameplate rating exceeds 5 MW, but is less than 30 MW; and exports less than 20 GWh in any 12-month period.
St Vincent's Hospital (Melbourne) Limited | 22 052 110 755 | St Vincent's Hospital Unit 1 | Small generating system - nameplate rating exceeds 5 MW, but is less than 30 MW; and exports less than 20 GWh in any 12-month period.
Spotless Services Pty Ltd | 83 072 293 880 | Sunshine Coast University Public Hospital | Small generating system - nameplate rating exceeds 5 MW, but is less than 30 MW; and exports less than 20 GWh in any 12-month period.
Solar PowerStations Victoria Pty Ltd | 93 600 588 949 | Swan Hill Solar Farm 1 Unit 1 | Small generating system - nameplate rating exceeds 5 MW, but is less than 30 MW; and exports less than 20 GWh in any 12-month period.
Solar PowerStations Victoria Pty Ltd | 93 600 588 949 | Swan Hill Solar Farm 2 Unit 1 | Small generating system - nameplate rating exceeds 5 MW, but is less than 30 MW; and exports less than 20 GWh in any 12-month period.
Digital Australia Investment Management Pty Limited | 27 150 294 134 | SYD10 Templar Road, Erskine Park - Data Hall 1 Gen 1 | Less than 5 MW generating systems connected to an embedded network with a combined nameplate between 5-30MW
Enel X Australia Pty Limited | 49 104 710 278 | SYD10 Templar Road, Erskine Park - Data Hall 1 Gen 1 | Less than 5 MW generating systems connected to an embedded network with a combined nameplate between 5-30MW
Digital Australia Investment Management Pty Limited | 27 150 294 134 | SYD10 Templar Road, Erskine Park - Data Hall 1 Gen 2 | Less than 5 MW generating systems connected to an embedded network with a combined nameplate between 5-30MW
Enel X Australia Pty Limited | 49 104 710 278 | SYD10 Templar Road, Erskine Park - Data Hall 1 Gen 2 | Less than 5 MW generating systems connected to an embedded network with a combined nameplate between 5-30MW
Digital Australia Investment Management Pty Limited | 27 150 294 134 | SYD10 Templar Road, Erskine Park - Data Hall 2 Gen 1 | Less than 5 MW generating systems connected to an embedded network with a combined nameplate between 5-30MW
Enel X Australia Pty Limited | 49 104 710 278 | SYD10 Templar Road, Erskine Park - Data Hall 2 Gen 1 | Less than 5 MW generating systems connected to an embedded network with a combined nameplate between 5-30MW
Digital Australia Investment Management Pty Limited | 27 150 294 134 | SYD10 Templar Road, Erskine Park - Data Hall 2 Gen 2 | Less than 5 MW generating systems connected to an embedded network with a combined nameplate between 5-30MW
Enel X Australia Pty Limited | 49 104 710 278 | SYD10 Templar Road, Erskine Park - Data Hall 2 Gen 2 | Less than 5 MW generating systems connected to an embedded network with a combined nameplate between 5-30MW
Digital Australia Investment Management Pty Limited | 27 150 294 134 | SYD10 Templar Road, Erskine Park - Data Hall 3 Gen 1 | Less than 5 MW generating systems connected to an embedded network with a combined nameplate between 5-30MW
Enel X Australia Pty Limited | 49 104 710 278 | SYD10 Templar Road, Erskine Park - Data Hall 3 Gen 1 | Less than 5 MW generating systems connected to an embedded network with a combined nameplate between 5-30MW
Digital Australia Investment Management Pty Limited | 27 150 294 134 | SYD10 Templar Road, Erskine Park - Data Hall 3 Gen 2 | Less than 5 MW generating systems connected to an embedded network with a combined nameplate between 5-30MW
Enel X Australia Pty Limited | 49 104 710 278 | SYD10 Templar Road, Erskine Park - Data Hall 3 Gen 2 | Less than 5 MW generating systems connected to an embedded network with a combined nameplate between 5-30MW
Digital Australia Investment Management Pty Limited | 27 150 294 134 | SYD10 Templar Road, Erskine Park - Data Hall 4 Gen 1 | Less than 5 MW generating systems connected to an embedded network with a combined nameplate between 5-30MW
Enel X Australia Pty Limited | 49 104 710 278 | SYD10 Templar Road, Erskine Park - Data Hall 4 Gen 1 | Less than 5 MW generating systems connected to an embedded network with a combined nameplate between 5-30MW
Digital Australia Investment Management Pty Limited | 27 150 294 134 | SYD10 Templar Road, Erskine Park - Data Hall 4 Gen 2 | Less than 5 MW generating systems connected to an embedded network with a combined nameplate between 5-30MW
Enel X Australia Pty Limited | 49 104 710 278 | SYD10 Templar Road, Erskine Park - Data Hall 4 Gen 2 | Less than 5 MW generating systems connected to an embedded network with a combined nameplate between 5-30MW
Sydney Airport Corporation Limited | 62 082 578 809 | Sydney Airport - Domestic Terminal, Unit 1 – System A, Unit 2 – System B and Unit 3 – System C | Small generating system - nameplate rating exceeds 5 MW, but is less than 30 MW; and exports less than 20 GWh in any 12-month period.
Sydney Airport Corporation Limited | 62 082 578 809 | Sydney Airport - International Terminal, Unit 1 – System E | Small generating system - nameplate rating exceeds 5 MW, but is less than 30 MW; and exports less than 20 GWh in any 12-month period.
Telstra Corporation Limited | 33 051 775 556 | Telstra Clayton Data Centre - New Data Centre Units 1-8 | Small generating system - nameplate rating exceeds 5 MW, but is less than 30 MW; and exports less than 20 GWh in any 12-month period.
Telstra Corporation Limited | 33 051 775 556 | Telstra Clayton Data Centre - New Energy Centre Units 1-5 | Small generating system - nameplate rating exceeds 5 MW, but is less than 30 MW; and exports less than 20 GWh in any 12-month period.
Terrang BESS Asset Co Pty Ltd as the trustee for Terrang BESS Asset trust | 37 408 848 819 | Terang BESS, Units 1-38 | Exemption - < 5MW for pre-commissioning under clause 2.2.1(c), on the basis that no greater than 5 MW of generation will be connected to the network at all times while the exemption is in effect. This will expire no later than 8 March 2026.
Alfred Health | 27 318 956 319 | The Alfred Hospital Unit 1 | Small generating system - nameplate rating exceeds 5 MW, but is less than 30 MW; and exports less than 20 GWh in any 12-month period.
Stowe Australia Pty Limited | 27 002 556 603 | The Canberra Hospital Campus - Building 5 | Small generating system - nameplate rating exceeds 5 MW, but is less than 30 MW; and exports less than 20 GWh in any 12-month period.
Monash Health | 82 142 080 338 | The Dandenong Hospital, Unit 1 | Small generating systems - nameplate ratings exceeds 5 MW, but is less than 30 MW; and exports less than 20 GWh in any 12-month period.
Barwon Health | 45 877 249 165 | The Geelong Hospital Unit 1 | Small generating system - nameplate rating exceeds 5 MW, but is less than 30 MW; and exports less than 20 GWh in any 12-month period.
Melbourne Health | 73 802 706 972 | The Royal Melbourne Units 1-2 | Small generating system - nameplate rating exceeds 5 MW, but is less than 30 MW; and exports less than 20 GWh in any 12-month period.
Earthconnect Pty Ltd | 62 139 647 359 | The Schwartz Family Solar Farm, Units 1-2 | Small generating system with a nameplate rating less than 5 MW that meets the standing exemption
Melbourne Water Corporation | 81 945 386 953 | Thompson River Dam Hydro Generator Unit 1 | Small generating system - nameplate rating exceeds 5 MW, but is less than 30 MW; and exports less than 20 GWh in any 12-month period.
Townsville Hospital and Health Service | 86 747 187 217 | Townsville Hospital Emergency Generators Units 1-6 | Small generating system - nameplate rating exceeds 5 MW, but is less than 30 MW; and exports less than 20 GWh in any 12-month period.
EP Sunspot 2 Pty Limited | 41 637 177 130 | Trundle Solar Farm | Small generating system - nameplate rating exceeds 5 MW, but is less than 30 MW; and exports less than 20 GWh in any 12-month period.
Visy Pulp and Paper Pty Ltd | 30 086 513 144 | Tumut Mill Generating Unit 1 | Extenuating circumstances - no capability of exporting to a transmission or distribution sytem in excess of 5MW
Visy Pulp and Paper Pty Ltd | 30 086 513 144 | Tumut Mill Generating Unit 2 | Small generating system - nameplate rating exceeds 5 MW, but is less than 30 MW; and exports less than 20 GWh in any 12-month period.
Hydro- Electric Corporation | 48 072 377 158 | Upper Lake Margaret Power Station and Lower Lake Margaret Power Station | Small generating system - nameplate rating exceeds 5 MW, but is less than 30 MW; and the facility is subject to extenuating circumstances.
Deakin University | 56 721 584 203 | Waurn Ponds Campus Microgrid (Solar Units 1-7, Battery Units 1-2) | Small generating systems - nameplate ratings exceeds 5 MW, but is less than 30 MW; and exports less than 20 GWh in any 12-month period.
Melbourne Water Corporation | 81 945 386 953 | Werribee Western Treatment Plant Unit 1 - 11 | Small generating system - nameplate rating exceeds 5 MW, but is less than 30 MW; and exports less than 20 GWh in any 12-month period.
OneSteel Manufacturing Pty Ltd | 42 004 651 325 | Whyalla Steelworks Units 1-5 | Small generating system - nameplate rating exceeds 5 MW, and exports less than 20 GWh in any 12-month period.
Novasource Power Services Australia Pty Ltd | 21 653 660 167 | Williamsdale Solar Farm [generating units 1 – 1] | Small generating system - nameplate rating exceeds 5 MW, but is less than 30 MW; and exports less than 20 GWh in any 12-month period.
OneSun Capital 10MW Operating Pty Ltd | 75 159 029 017 | Williamsdale Solar Farm 1 | Small generating system - nameplate rating exceeds 5 MW, and exports less than 20 GWh in any 12-month period.
Melbourne Water Corporation | 81 945 386 953 | Winneke Treatment Plant Solar Farm | Small generating system - nameplate rating exceeds 5 MW, but is less than 30 MW; and exports less than 20 GWh in any 12-month period.
Sun Metals Corporation Ltd | 97 074 241 982 | Zinc Refinery Unit 1 | Small generating system - nameplate rating exceeds 5 MW, but is less than 30 MW; and exports less than 20 GWh in any 12-month period.

## Exemption - Intermediary
Company | ABN | Participant Category | Facility | Intermediary | ABN | Effective Date
CQ Energy Pty Ltd as The Trustee for CQ Energy Unit Trust | 55 626 864 224 | Integrated Resource Provider | Adelaide Desalination Plant, Solar Units 1-4, Battery Units 1, 2-3 | South Australian Water Corporation | 69 336 525 019 | 2021-04-20
CQ Energy Pty Ltd as The Trustee for CQ Energy Unit Trust | 55 626 864 224 | Integrated Resource Provider | Adelaide Desalination Plant, Solar Units 5-9 | South Australian Water Corporation | 69 336 525 019 | 2021-11-09
The Trustee for Sustainable Energy Infrastructure Trust | 50 746 683 694 | Generator | AGL SITA Landfill 1 | AGL Hydro Partnership | 86 076 691 481 | 2018-09-11
Acciona Energy Australia Global Pty Ltd | 54 600 910 647 | Generator | Aldoga Solar Farm, Units 1-157 | Aldoga Solar Farm Pty Ltd | 54 600 910 647 | 2025-03-17
EDL CSM (NSW) Pty Ltd | 66 064 847 490 | Generator | Appin Power Station, Units 1-54 | EDL Group Operations Pty Ltd | 39 055 555 416 | 2020-02-01
Windlab Asset Management Pty Ltd | 34 605 094 666 | Generator | Ararat Wind Farm, Units 1-75 | Ararat Wind Farm Pty Ltd | 86 158 062 358 | 2016-06-23
AWF Prop Co 2 Pty Ltd as trustee for AWF Prop Trust 2 | 61 446 383 749 | Generator | Ararat Wind Farm, Units 1–75 | Ararat Wind Farm Pty Ltd | 86 158 062 358 | 2019-01-31
Avonlie Solar Project Co Pty Ltd | 84 636 108 597 | Generator | Avonlie Solar Farm, Units 1-70 | Iberdrola Australia Energy Markets Pty Ltd | 47 128 696 097 | 2023-03-28
Alinta DEBO Pty Ltd | 66 079 246 423 | Generator | Bairnsdale Power Station | Alinta Energy Retail Sales Pty Ltd | 22 149 658 300 | 2024-04-23
Alinta DEBP Pty Ltd | 85 075 067 702 | Generator | Bairnsdale Power Station | Alinta Energy Retail Sales Pty Ltd | 22 149 658 300 | 2024-04-23
Alinta DVP Pty Ltd | 98 083 051 978 | Generator | Bairnsdale Power Station | Alinta Energy Retail Sales Pty Ltd | 22 149 658 300 | 2024-04-23
Chinchilla Solar Pty Ltd | 49 609 762 343 | Generator | Baking Board Solar Farm, Units 1-7 | Birdwood Trading Pty Ltd | 50 156 004 732 | 2025-06-17
GLSG Solar Australia Pty Ltd | 69 619 064 078 | Generator | Baking Board Solar Farm, Units 1-7 | Birdwood Trading Pty Ltd | 50 156 004 732 | 2025-06-17
Bald Hills Wind Farm Pty Ltd | 13 117 264 712 | Generator | Bald Hills Wind Farm Units 1-52 | Alinta Energy Retail Sales Pty Ltd | 22 149 658 300 | 2015-01-29
Ballarat Health Services | 39 089 584 391 | Generator | Ballarat Base Hospital Units 1-2 | Energy Response Pty Ltd (Trading as Energy Response) | 49 104 710 278 | 2008-12-23
AusNet Transmission Group Pty Ltd | 78 079 798 173 | Integrated Resource Provider | Ballarat Battery Energy Storage System Units 1-17 | EnergyAustralia Pty Ltd | 99 086 014 968 | 2018-11-06
CWP Asset Management Pty Ltd | 41 143 399 179 | Generator | Bango 973 Wind Farm, Units 1-30 | BWF Nominees Pty Ltd as The Trustee for the BWF Trust | 60 747 209 343 | 2020-12-15
CWP Asset Management Pty Ltd | 41 143 399 179 | Generator | Bango 999 Wind Farm, Units 1-16 | BWF Nominees Pty Ltd as The Trustee for the BWF Trust | 60 747 209 343 | 2021-05-25
Foresight Solar Australia Pty Ltd | 19 611 378 584 | Generator | Bannerton Solar Park Units 1-40 | Alinta Energy Retail Sales Pty Ltd | 22 149 658 300 | 2018-07-11
Barcaldine Remote Community Solar Farm Pty Ltd | 19 167 316 270 | Generator | Barcaldine Solar Farm, Units 1-2 | Diamond Energy Pty Ltd | 97 107 516 334 | 2017-12-29
AGL Barker Inlet Pty Limited | 37 622 351 660 | Generator | Barker Inlet Power Station Units 1-12 | AGL SA Generation Pty Limited | 84 081 074 204 | 2020-11-24
AGL Barker Inlet Pty Ltd | 37 622 351 660 | Generator | Barker Inlet Power Station Units 1-12 | AGL SA Generation Pty Limited | 84 081 074 204 | 2019-10-15
AETV Pty Ltd | 29 123 391 613 | Generator | Bell Bay Three Power Station: Bell Bay Three Units 1-3 and Tamar Valley Peaking Plant Unit 1 | Hydro-Electric Corporation, trading as Hydro Tasmania | 48 072 377 158 | 2019-10-10
Global Power Generation Australia Pty Ltd | 74 130 542 031 | Integrated Resource Provider | Berrybank 2 Wind Farm, Units 1-26 | Berrybank 2 Asset Pty Ltd as trustee for Berrybank 2 Asset Trust | 66 420 407 293 | 2022-11-29
Global Power Generation Australia Pty Ltd | 74 130 542 031 | Generator | Berrybank Wind Farm, Units 1-43 | Berrybank Development Pty Ltd | 94 146 466 882 | 2021-02-16
EDL LFG (Vic) Pty Ltd | 69 061 503 348 | Generator | Berwick LFG Power Station and Broadmeadows LFG Power Station. | EDL Group Operations Pty Ltd | 39 055 555 416 | 2006-05-12
Blueshore Pty Ltd | 65 622 457 587 | Generator | Beryl Solar Farm, Units 1-60 | FS NSW Project No 1 At Pty Ltd (ACN 652 826 541) as Trustee for the FS NSW Project No 1 Asset Trust | 64 652 826 541 | 2024-12-17
Novasource Power Services Australia Pty Ltd | 21 653 660 167 | Generator | Beryl Solar Farm, Units 1-60 | FS NSW Project No 1 AT Pty Ltd (ACN 621 215 969) as Trustee for FS NSW Project No 1 Asset Trust | 64 652 826 541 | 2023-09-19
Blueshore Pty Ltd | 65 622 457 587 | Generator | Blue Grass Solar Farm, Units 1-112 | X-Elio Blue Grass Pty Ltd | 24 634 260 227 | 2022-02-01
GranSolar Construction Australia Pty Ltd | 71 640 607 209 | Generator | Blue Grass Solar Farm, Units 1-112 | X-Elio Blue Grass Pty Ltd | 24 634 260 227 | 2022-02-01
Elecnor Australia Pty Ltd | 83 168 435 658 | Generator | Blyth Battery Energy Storage System, Units 1-64 | Blyth Battery Pty Ltd (ACN 663 615 263) as trustee for the Blyth Battery Trust | 86 483 340 404 | 2024-08-20
Neoen Australia Pty Ltd | 57 160 905 706 | Generator | Blyth Battery Energy Storage System, Units 1-64 | Blyth Battery Pty Ltd (ACN 663 615 263) as trustee for the Blyth Battery Trust | 86 483 340 404 | 2024-08-20
NHOA Australia Pty Ltd | 87 651 826 229 | Generator | Blyth Battery Energy Storage System, Units 1-64 | Blyth Battery Pty Ltd (ACN 663 615 263) as trustee for the Blyth Battery Trust | 86 483 340 404 | 2024-08-20
CWP Renewables Pty Ltd | 57 127 205 645 | Generator | Boco Rock Wind Farm Units 1-67 | Boco Rock Wind Farm Pty Ltd | 49 137 886 750 | 2014-08-29
Iberdrola Australia SAGT Pty Limited | 77 635 710 360 | Generator | Bolivar Power Station, Units 1-4 | Iberdrola Australia Energy Markets Pty Limited | 47 128 696 097 | 2022-11-29
State Owned Generators Leasing Co Pty Ltd | 94 638 786 599 | Generator | Bolivar Power Station, Units 1-4 | Iberdrola Australia Energy Markets Pty Limited | 47 128 696 097 | 2022-11-29
CQ Energy Pty Ltd as The Trustee for CQ Energy Unit Trust | 55 626 864 224 | Integrated Resource Provider | Bolivar Waste Water Treatment Plant, Solar Units 1-3, Battery Units 1-3, 4-5, Diesel Unit 1 | South Australian Water Corporation | 69 336 525 019 | 2021-11-16
Energy Solutions Pty Ltd | 32 610 914 059 | Generator | Bomen Solar Farm, Units 1-44 | Bomen Solar Farm Pty Ltd (ACN 620 832 108) as trustee for Bomen SF Trust | 67 363 258 504 | 2022-04-05
RES Australia Pty Ltd | 55 106 637 754 | Generator | Bomen Solar Farm, Units 1-44 | Bomen Solar Farm Pty Ltd (ACN 620 832 108) as trustee for Bomen SF Trust | 67 363 258 504 | 2020-03-17
Spark Infrastructure Holdings No.5 Pty Limited | 23 151 150 275 | Generator | Bomen Solar Farm, Units 1-44 | Bomen Solar Farm Pty Ltd (ACN 620 832 108) as trustee for Bomen SF Trust | 67 363 258 504 | 2020-03-17
Spark Renewables Pty Limited | 90 632 860 023 | Generator | Bomen Solar Farm, Units 1-44 | Bomen Solar Farm Pty Ltd (ACN 620 832 108) as trustee for Bomen SF Trust | 67 363 258 504 | 2023-05-23
CQ Energy Pty Ltd as trustee for the CQ Energy Unit Trust | 55 626 864 224 | Integrated Resource Provider | Bouldercombe Battery Project, Units 1–40 | Bouldercombe Battery Project Co Pty Ltd (ACN 646 696 960) as trustee for Bouldercombe Battery Project Trust | 55 626 864 224 | 2023-07-11
Arrow Energy Trading Pty Ltd | 68 139 053 133 | Generator | Braemar 2 Power Station Units 5-7 | NewGen Braemar 2 Partnership (ERM Braemar 2 Pty Ltd (ABN 63 127 500 949)and Arrow (Southern Generation) Pty Ltd (BN 51 128 813 490) trading as) | 63 127 500 949 | 2011-07-04
Akaysha Energy Pty Ltd | 49 649 223 987 | Integrated Resource Provider | Brendale BESS, Units 1-112 | Brendale Battery ProjectCo Pty Ltd | 26 664 303 520 | 2025-09-02
Quintas Energy Australia Pty Ltd | 99 625 735 373 | Integrated Resource Provider | Brendale BESS, Units 1-112 | Brendale Battery ProjectCo Pty Ltd | 26 664 303 520 | 2025-09-02
EDL Group Operations Pty Ltd | 39 055 555 416 | Generator | Broadmeadows Landfill Gas Power Station (Units 1-5) | EDL LFG (Vic) Pty Ltd | 69 061 503 348 | 2024-02-13
EDL Operations (Broadmeadows) Pty Ltd | 054 545 069 | Generator | Broadmeadows Power Plan | EDL Group Operations Pty Ltd | 39 055 555 416 | 1998-12-13
Delta Electricity Australia Pty Ltd | 26 074 408 923 | Generator | Broadwater Power Station, Units 1 & 2 | Cape Byron Management Pty Ltd | 26 165 320 445 | 2013-11-11
NSW Sugar Milling Co-operative Limited | 52 051 052 209 | Generator | Broadwater Power Station, Units 1 & 2 | Cape Byron Management Pty Ltd | 26 165 320 445 | 2013-11-11
Sunshine Renewable Energy Pty Ltd | 67 095 991 638 | Generator | Broadwater Power Station, Units 1 & 2 | Cape Byron Management Pty Ltd | 26 165 320 445 | 2013-11-11
Novasource Power Services Australia Pty Ltd | 21 653 660 167 | Generator | Broken Hill Solar Plant | PARF Company 6 Pty Ltd as The Trustee for Project Trust | 94 196 949 954 | 2024-07-16
Tilt Renewables Australia Pty Ltd | 15 101 038 331 | Generator | Broken Hill Solar Plant | PARF Company 6 Pty Ltd as The Trustee for Project Trust | 94 196 949 954 | 2024-07-02
EDL Group Operations Pty Ltd | 39 055 555 416 | Generator | Brooklyn LFG (Units 1-3) | EDL LFG (Vic) Pty Ltd | 69 061 503 348 | 2024-02-13
Cochrane Dam Pty Ltd | 65 613 015 768 | Generator | Brown Mountain Power Station, Units 1-6 | Hydro Power Pty Limited | 39 003 714 136 | 2016-08-03
EDL Group Operations Pty Ltd | 39 055 555 416 | Generator | Browns Plains Landfill Gas PS (Units 1-2) | EDL LFG (Qld) Pty Ltd | 21 071 089 579 | 2024-02-13
Neoen Australia Pty. Ltd. | 57 160 905 706 | Integrated Resource Provider | Bulgana Green Power Hub, Units 1 - 40 (BESS) | Bulgana Wind Farm Pty Ltd | 29 162 201 569 | 2023-12-22
Neoen Australia Pty. Ltd. | 57 160 905 706 | Integrated Resource Provider | Bulgana Green Power Hub, Units 1 - 56 (WTG) | Bulgana Wind Farm Pty Ltd | 29 162 201 569 | 2023-12-22
EGP Australia Pty Ltd as Trustee for Enel Green Power Australia Trust | 24 627 750 586 | Generator | Bungala One Solar Farm, Units 1-54 | Bungala One Operations Pty Ltd as trustee for the Bungala One Operations Trust | 65 449 871 039 | 2022-09-06
Green Light Contractors Pty Ltd | 83 168 435 658 | Generator | Bungala One Solar Farm, Units 1-54 | Bungala One Operations Pty Ltd as trustee for the Bungala One Operations Trust | 65 449 871 039 | 2022-09-06
Solarig Australia Pty Ltd | 75 626 939 384 | Generator | Bungala One Solar Farm, Units 1-54 | Bungala One Operations Pty Ltd as trustee for the Bungala One Operations Trust | 65 449 871 039 | 2022-09-06
EGP Australia Pty Ltd as Trustee for Enel Green Power Australia Trust | 24 627 750 586 | Generator | Bungala Two Solar Farm, Units 1-54 | Bungala Two Operations Pty Ltd as trustee for the Bungala Two Operations Trust | 77 292 664 630 | 2022-09-06
Green Light Contractors Pty Ltd | 83 168 435 658 | Generator | Bungala Two Solar Farm, Units 1-54 | Bungala Two Operations Pty Ltd as trustee for the Bungala Two Operations Trust | 77 292 664 630 | 2022-09-06
Solarig Australia Pty Ltd | 75 626 939 384 | Generator | Bungala Two Solar Farm, Units 1-54 | Bungala Two Operations Pty Ltd as trustee for the Bungala Two Operations Trust | 77 292 664 630 | 2022-09-06
Overwatch Energy Pty Ltd | 21 633 973 565 | Integrated Resource Provider | Bungama Battery Energy Storage System | Bungama Project (Solar) Operations Pty Ltd as trustee for Bungama Project (Solar) Operations Trust | 92 133 409 781 | 2025-10-28
Revera Energy Australia Pty Ltd | 75 618 201 380 | Integrated Resource Provider | Bungama Battery Energy Storage System | Bungama Project (Solar) Operations Pty Ltd as trustee for Bungama Project (Solar) Operations Trust | 92 133 409 781 | 2025-10-28
AGL Southern Hydro (NSW) Pty Limited | 73 056 452 601 | Generator | Burrendong Hydro Power Station | AGL Hydro Partnership | 86 076 691 481 | 2012-12-07
Shell Energy Retail Pty Ltd | 87 126 175 460 | Generator | Burrinjuck Hydro Power Station, Units 1-3 | GSP Energy Pty Ltd | 13 101 038 386 | 2023-05-04
CS Energy Limited | 54 078 848 745 | Generator | Callide C Nett Off, Units 3-4 | Callide Power Trading Pty Ltd | 80 082 468 719 | 2023-09-05
Callide Energy Pty Ltd | 082 468 746 | Generator | Callide Power Plant | Callide Power Trading Pty Ltd | 80 082 468 719 | 2000-12-08
IG Power (Callide) Limited | 082 413 885 | Generator | Callide Power Plant | Callide Power Trading Pty Ltd | 80 082 468 719 | 2000-12-08
Neoen Australia Pty Ltd | 57 160 905 706 | Integrated Resource Provider | Capital Battery, Units 1-33 | Capital Battery Pty Ltd as trustee for Capital Battery Trust | 21 182 633 799 | 2023-07-25
Capital East Solar Pty Ltd | 77 159 005 973 | Generator | Capital East Solar Farm 1-4 Inverters | Infigen Energy Holdings Pty Ltd | 86 111 909 794 | 2013-09-10
Renewable Power Ventures Pty Ltd | 25 102 696 159 | Generator | Capital Wind Farm Units 1 - 67 | BBP Energy Markets Pty Ltd | 47 128 696 097 | 2009-06-30
CQ Energy Pty Ltd as The Trustee for CQ Energy Unit Trust | 55 626 864 224 | Generator | Carwarp Solar Farm, Units 1-49 | CS SubCo Pty Ltd (ACN 625 078 159) as The Trustee for Carwarp SF SPV | 62 265 316 435 | 2025-11-04
Recurrent Energy Power Services (Australia) Pty Ltd | 31 620 225 809 | Generator | Carwarp Solar Farm, Units 1-49 | CS SubCo Pty Ltd (ACN 625 078 159) as The Trustee for Carwarp SF SPV | 62 265 316 435 | 2025-11-04
Goldwind Australia Pty Ltd | 32 140 108 390 | Generator | Cattle Hill Wind Farm, Units 1-48 | Wild Cattle Hill Pty Ltd | 61 610 777 369 | 2020-01-07
Goldwind Capital (Australia) Pty Ltd | 34 142 403 950 | Generator | Cattle Hill Wind Farm, Units 1-48 | Wild Cattle Hill Pty Ltd | 61 610 777 369 | 2020-01-07
Chepstowe Wind Farm Pty Ltd | 61 134 638 234 | Generator | Chepstowe Wind Farm Pty Ltd, Units 1-3 | AETV Pty Ltd | 29 123 391 613 | 2018-10-11
Atmos Services Pty Ltd | 54 623 781 840 | Generator | Cherry Tree Wind Farm, Units 1-16 | Cherry Tree Wind Farm Pty Ltd (ACN 134 444 947) as Trustee for the Cherry Tree Project Trust | 19 446 997 168 | 2023-10-24
Biosar Australia Pty Ltd | 55 620 817 665 | Generator | Childers Solar Farm, Units 1-37 | Childers Solar Pty Ltd (ACN 623 279 664) as the Trustee for the Childers Solar Trust | 80 434 756 620 | 2019-01-25
Atmos Services Pty Ltd | 54 623 781 840 | Generator | Childers Solar Farm, Units 1-37 | Childers Solar Pty Ltd (ACN 623 270 664) as the Trustee for Childers Solar Trust | 80 434 756 620 | 2023-05-23
CSE BESS Pty Ltd | 68 662 866 908 | Integrated Resource Provider | Chinchilla BESS, Units 1-80 | CS Energy Limited | 54 078 848 745 | 2023-11-28
CQ Energy Pty Ltd as The Trustee for CQ Energy Unit Trust | 55 626 864 224 | Integrated Resource Provider | Christies Beach Wastewater Treatment Plant, Battery Units 1-5, Solar Unit 1, Solar Units 1-40, Biogas Unit 1, Diesel Units 1, Diesel Units 1-2 | South Australian Water Corporation | 69 336 525 019 | 2022-07-12
Clare Asset Co Pty Ltd as the Trustee for Clare Asset Trust | 72 989 713 062 | Generator | Clare Solar Farm Stage 1, Units 1-69 | Clare Asset Co Pty Ltd as the Trustee for Clare Asset Trust | 78 611 346 859 | 2018-02-14
RES Energy Services Pty Ltd | 92 667 372 161 | Generator | Clare Solar Farm, Units 1-69 | Clare Asset Co Pty Ltd as the Trustee for Clare Asset Trust | 78 611 346 859 | 2025-11-04
Clarke Creek Energy Pty Ltd | 34 614 169 096 | Generator | Clarke Creek Wind Farm, Units 1-100 | Stanwell Corporation Limited | 34 614 169 096 | 2024-10-01
EDL Group Operations Pty Ltd | 39 055 555 416 | Generator | Clayton Landfill Gas Power Station (Units 1-11) | EDL LFG (Vic) Pty Ltd | 69 061 503 348 | 2024-02-13
EDL LFG (VIC) Pty Ltd | 69 061 503 348 | Generator | Clayton Power Plant and Springvale Power Plant | EDL Group Operations Pty Ltd | 39 055 555 416 | 1998-12-13
Nxzen Australia Pty Ltd | 54 608 963 775 | Integrated Resource Provider | Clements Gap BESS, Units 1-25 | Pacific Hydro Clements Gap BESS Pty Ltd | 22 110 295 933
Overwatch Energy Pty Ltd | 21 633 973 565 | Integrated Resource Provider | Clements Gap BESS, Units 1-25 | Pacific Hydro Clements Gap BESS Pty Ltd | 22 110 295 933
Pacific Hydro Pty Ltd | 31 057 279 508 | Integrated Resource Provider | Clements Gap BESS, Units 1-25 | Pacific Hydro Clements Gap BESS Pty Ltd | 22 110 295 933
Wirsol Energy Pty Ltd | 72 617 256 550 | Generator | Clermont Solar Farm, Units 1-37 | Clermont Asset Co Pty Ltd (ACN 623 155 573) as Trustee for Clermont Solar Unit Trust | 99 167 685 924 | 2019-06-18
Habitat Energy Pty Ltd | 56 638 900 062 | Generator | Cohuna Solar Farm | Potentia Energy Retail Pty Ltd | 95 632 774 255 | 2025-04-23
Cohuna Solar Pty Ltd as trustee for the Cohuna Solar Trust | 55 790 717 790 | Generator | Cohuna Solar Farm, Units 1-19 | Enel Energy Australia Pty Ltd | 95 632 774 255 | 2020-12-22
Ingeteam Australia Pty Ltd | 51 166 870 168 | Generator | Cohuna Solar Farm, Units 1-19 | Enel Energy Australia Pty Ltd | 95 632 774 255 | 2023-06-13
Potentia Energy Group Pty Ltd | 24 627 750 586 | Generator | Cohuna Solar Farm, Units 1-19 | Enel Energy Australia Pty Ltd | 95 632 774 255 | 2020-12-22
Solarig Australia Pty Ltd | 75 626 939 384 | Generator | Cohuna Solar Farm, Units 1-19 | Enel Energy Australia Pty Ltd | 95 632 774 255 | 2020-12-22
Neoen Australia Pty. Ltd. | 57 160 905 706 | Generator | Coleambally Solar Farm, Units 1 – 90 | Coleambally Solar Pty Ltd | 91 618 341 209 | 2023-12-22
RATCH Australia Corporation Pty Ltd | 31 106 617 332 | Generator | Collector Wind Farm Units 1-54 | Collector Wind Farm Pty Ltd | 87 160 195 460 | 2020-11-10
RATCH-Australia Collinsville Solar PV Pty Ltd | 88 165 511 937 | Generator | Collinsville Solar PV Power Station, Units 1-17 | Braemar Power Project Pty Ltd | 54 113 386 600 | 2018-07-31
Stanwell Asset Maintenance Company Pty Ltd | 20 137 410 685 | Generator | Collinsville Solar PV Power Station, Units 1-17 | Braemar Power Project Pty Ltd | 54 113 386 600 | 2024-10-22
ICA Investment Services Pty Ltd | 69 631 031 742 | Generator | Columboola Solar Farm, Units 1-79 | Columboola Solar Farm Nominees Pty Ltd (ACN 619 392 424) as Trustee for Columboola Solar Farm Op Trust | 63 410 596 478 | 2022-06-14
RES Australia Pty Ltd | 55 106 637 754 | Generator | Columboola Solar Farm, Units 1-79 | Columboola Solar Farm Nominees Pty Ltd (ACN 619 392 424) as Trustee for Columboola Solar Farm Op Trust | 63 410 596 478 | 2022-06-14
Sterling and Wilson Solar Australia Pty Ltd | 35 632 960 680 | Generator | Columboola Solar Farm, Units 1-79 | Columboola Solar Farm Nominees Pty Ltd (ACN 619 392 424) as Trustee for Columboola Solar Farm Op Trust | 63 410 596 478 | 2022-06-14
Condamine Power Station Pty Ltd | 76 121 868 273 | Generator | Condamine Power Station A unit 3 | QGC Sales Qld Pty Ltd | 80 120 323 588 | 2009-10-22
Condamine Power Station Pty Ltd | 76 121 868 273 | Generator | Condamine Power Station A units 1 & 2 | QGC Sales Qld Pty Ltd | 80 120 323 588 | 2009-06-02
Delta Electricity Australia Pty Ltd | 26 074 408 923 | Generator | Condong Power Station Unit 1 | Cape Byron Management Pty Ltd | 26 165 320 445 | 2013-11-11
Sunshine Renewable Energy Pty Ltd | 67 095 991 638 | Generator | Condong Power Station Unit 1 | Cape Byron Management Pty Ltd | 26 165 320 445 | 2013-11-11
NSW Sugar Milling Co-operative Limited | 52 051 052 209 | Generator | Condong Power Station, Unit 1 | Cape Byron Management Pty Ltd | 26 165 320 445 | 2013-11-11
Tilt Renewables Australia Pty Ltd | 15 101 038 331 | Generator | Coopers Gap Wind Farm, Units 1–123 | PARF Company 10 Pty Limited as The Trustee for Coopers Gap Project Trust | 21 535 038 928 | 2024-06-27
AGL Southern Hydro (NSW) Pty Limited | 73 056 452 601 | Generator | Copeton Hydro Power Station | AGL Hydro Partnership | 86 076 691 481 | 2012-12-24
Metka EGN Australia Holdings Two Pty Ltd as trustee of Metka EGN Australia Holdings Trust | 96 579 785 264 | Generator | Corowa Solar Farm, Units 1-22 | Corowa Operationsco Pty Ltd as trustee for the Corowa Operations Trust | 75 443 884 557 | 2021-02-09
Metka EGN Australia Pty Ltd | 29 627 887 709 | Generator | Corowa Solar Farm, Units 1-22 | Corowa Operationsco Pty Ltd as trustee for the Corowa Operations Trust | 75 443 884 557 | 2021-02-09
Vector Cuatro Australia Pty Ltd | 44 628 702 545 | Generator | Corowa Solar Farm, Units 1-22 | Corowa Operationsco Pty Ltd as trustee for the Corowa Operations Trust | 75 443 884 557 | 2021-02-09
Global Power Generation Australia Pty | 74 130 542 031 | Generator | Crookwell 2 Wind Farm, Units 1-28 | Crookwell Development Pty Ltd | 53 106 800 480 | 2020-02-25
Global Power Generation Australia Pty | 74 130 542 031 | Generator | Crookwell 3 Wind Farm, Units 1-16 | Crookwell 3 Development Pty Ltd | 70 631 831 297 | 2024-05-21
CWP Asset Management Pty Ltd | 41 143 399 179 | Generator | Crudine Ridge Wind Farm, Units 1-37 | CRWF Nominees Pty Ltd | 89 143 134 671 | 2020-11-24
Bouygues Construction Australia Pty Ltd & Equans Solar & Storage Australia Pty Ltd | 13 968 801 324 | Integrated Resource Provider | Culcairn Solar Farm, Units 1-111 | Culcairn Solar Farm Pty Ltd as trustee for the Culcairn Solar Farm Trust | 30 401 325 006 | 2025-06-10
Neoen Australia Pty Ltd | 57 160 905 706 | Integrated Resource Provider | Culcairn Solar Farm, Units 1-111 | Culcairn Solar Farm Pty Ltd as trustee for the Culcairn Solar Farm Trust | 30 401 325 006 | 2025-06-10
Cullerin Range Wind Farm Pty Ltd | 38 126 167 126 | Generator | Cullerin Range Wind Farm Units 1-15 | Origin Energy Electricity Limited | 33 071 052 287 | 2009-05-21
EDL Group Operations Pty Ltd | 39 055 555 416 | Generator | Cullerin Range Wind Farm Units 1-15 | Cullerin Range Wind Farm Pty Ltd | 38 126 167 126 | 2024-02-13
APA Operations (EII) Pty Limi | 69 134 460 496 | Generator | Daandine Power Station units 1-11 | Arrow Energy Trading Pty Ltd | 68 139 053 133 | 2015-07-01
APT Petroleum Pipelines Holdings Pty | 92 009 738 489 | Generator | Daandine Power Station Units 1-11 | Arrow Energy Trading Pty Ltd | 68 139 053 133 | 2015-07-01
Electranet Pty Ltd | 41 094 482 416 | Integrated Resource Provider | Dalrymple North Battery Energy Storage System, Units 1-12 | AGL Dalrymple Pty Limited | 47 122 144 709 | 2018-06-05
DPESS Pty Ltd (ACN 654 843 375) as trustee for The DPESS Trust | 15 781 846 258 | Integrated Resource Provider | Darlington Point Energy Storage System, Units 1-16 | EnergyAustralia Pty Ltd | 99 086 014 968 | 2023-05-30
Canadian Solar O&M (Australia) Pty Ltd | 31 620 225 809 | Generator | Darlington Point Solar Farm, Units 1-108 | Darlington Point Solar Farm Pty Ltd | 54 615 736 984 | 2020-08-07
Edify Energy Pty Ltd | 85 606 684 995 | Generator | Darlington Point Solar Farm, Units 1-108 | Darlington Point Solar Farm Pty Ltd | 54 615 736 984 | 2020-08-07
Atmos Services Pty Ltd | 54 623 781 840 | Generator | Daydream Solar Farm, Units 1-29, 30-61 | Daydream Solar Farm Pty Ltd (ACN 618 894 438) as The Trustee For The Daydream Solar Farm Trust | 94 334 622 922 | 2025-11-18
Diapur Wind Farm Pty Ltd | 36 604 213 309 | Generator | Diapur Wind Farm, Units 1-2 | Y.E.S. Energy (SA) Pty Ltd | 22 627 706 594 | 2024-12-23
Res Australia Pty Ltd | 55 106 637 754 | Generator | Dulacca Wind Farm, Units 1-43 | Dulacca Energy Project Co Pty Ltd | 51 643 652 368 | 2023-04-04
Tilt Renewables Australia Pty Ltd | 15 101 038 331 | Generator | Dundonnell Wind Farm | Dundonnell Wind Farm Pty Ltd | 17 133 651 019 | 2020-03-10
EarthPower Technologies Sydney Pty Ltd | 71 085 528 427 | Generator | EarthPower Biomass Plant. | EnergyAustralia Pty Ltd | 99 086 014 968 | 2017-03-21
Waste Recycling and Processing Corporation trading as WSN Environmental Solutions | 93 524 709 106 | Generator | Eastern Creek Gas Utilisation Facility Units 1-8 | LMS Generation Pty Ltd | 39 059 428 474 | 2008-02-08
EDL Group Operations Pty Ltd | 39 055 555 416 | Generator | Eastern Creek LFG PS (Units 1-4) | EDL LFG (NSW) Pty Ltd | 37 070 941 794 | 2024-02-13
Gransolar Construction Australia Pty Ltd | 71 640 607 209 | Generator | Edenvale Solar Park, Units 1-72 | Edenvale Solar Park Pty Ltd | 63 627 088 359 | 2022-12-20
Quintas Energy Australia Pty Ltd | 99 625 735 373 | Generator | Edenvale Solar Park, Units 1-72 | Edenvale Solar Park Pty Ltd | 63 627 088 359 | 2022-12-20
RES Australia Pty Ltd | 55 106 637 754 | Generator | Elaine Wind Farm, Units 1-22 | Lal Lal Wind Farms Nom Co Pty Ltd | 37 625 768 774 | 2020-04-07
Emerald Energy Project Pty Ltd (ACN620 722 769) ATF Emerald Energy Project Trust | 46 537 051 902 | Generator | Emerald Solar Park Units 1 - 32 | Telstra Energy (Generation) Pty Ltd | 32 613 554 233 | 2018-09-13
RCR O'Donnell Griffin Pty Ltd | 78 003 905 093 | Generator | Emerald Solar Park Units 1 - 32 | Telstra Energy (Generation) Pty Ltd | 32 613 554 233 | 2018-09-13
RES Australia Pty Ltd | 55 106 637 754 | Generator | Emerald Solar Park Units 1 - 32 | Telstra Energy (Generation) Pty Ltd | 32 613 554 233 | 2018-09-13
RES Energy Services Pty Ltd | 92 667 372 161 | Generator | Emerald Solar Park Units 1 - 32 | Telstra Energy (Generation) Pty Ltd | 32 613 554 233 | 2025-11-04
Energy Queensland Limited | 96 612 535 583 | Network Service Provider | Energex Distribution System | Energex Limited | 40 078 849 055 | 2017-11-24
Origin Energy Eraring Battery Pty Ltd | 52 649 611 996 | Integrated Resource Provider | Eraring Battery Energy Storage System | Origin Energy Electricity Limited | 33 071 052 287 | 2025-03-04
Origin Energy Eraring Pty Limited | 31 357 688 069 | Generator | Eraring Gas Turbine Unit 1 | Origin Energy Electricity Limited | 33 071 052 287 | 2011-03-02
Origin Energy Eraring Pty Limited | 31 357 688 069 | Generator | Eraring Power Station Units 1 - 4 | Origin Energy Electricity Limited | 33 071 052 287 | 2011-03-02
Energy Queensland Limited | 96 612 535 583 | Network Service Provider | Ergon Distribution System | Ergon Energy | 50 087 646 062 | 2017-11-24
Ferguson Wind Farm Pty Ltd | 94 608 631 321 | Generator | Ferguson North Wind Farm, Unit 1 | Diamond Energy Pty Ltd | 97 107 516 334 | 2023-03-28
Ferguson Wind Farm Pty Ltd | 94 608 631 321 | Generator | Ferguson South Wind Farm, Units 1-2 | Y.E.S. Energy (SA) Pty Ltd | 22 627 706 594 | 2024-12-23
Canadian Solar O&M (Australia) Pty Ltd | 31 620 225 809 | Generator | Finley Solar Farm, Units 1-99 | Finley Solar Farm Pty Ltd (ABN 89 616 527 621) as trustee for the Finley Solar Trust | 63 656 675 511 | 2019-07-30
ESCO Asset Management Pty Ltd ( | 57 623 340 376 | Generator | Finley Solar Farm, Units 1-99 | Finley Solar Farm Pty Ltd (ABN 89 616 527 621) as trustee for the Finley Solar Trust | 63 656 675 511 | 2019-07-30
Signal Energy Australia Pty Ltd | 92 623 114 090 | Generator | Finley Solar Farm, Units 1-99 | Finley Solar Farm Pty Ltd (ABN 89 616 527 621) as trustee for the Finley Solar Trust | 63 656 675 511 | 2019-07-30
Flyer Creek Wind Farm Pty Ltd | 69 130 749 012 | Generator | Flyers Creek Wind Farm, Units 1-38 | Iberdrola Australia Energy Markets Pty Limited | 47 128 696 097 | 2023-08-08
Shell Energy Australia Pty Ltd | 18 085 757 446 | Generator | Gangarri Solar Farm, Units 1-54 | Shell New Energies Australia Pty Ltd | 95 630 182 606 | 2021-04-13
Sterling and Wilson Solar Australia Pty Ltd | 35 632 960 680 | Generator | Gangarri Solar Farm, Units 1-54 | Shell New Energies Australia Pty Ltd | 95 630 182 606 | 2021-04-13
GESS ProjectCo Pty Ltd | 86 621 425 661 | Integrated Resource Provider | Gannawarra Energy Storage System, Units 1-50 | EnergyAustralia Pty Ltd | 99 086 014 968 | 2018-11-07
Edify Energy Pty Ltd | 85 606 684 995 | Generator | Gannawarra Solar Farm Units 1-22 | Gannawarra Solar Farm Pty Ltd | 33 615 736 895 | 2018-03-20
EDL Group Operations Pty Ltd | 39 055 555 416 | Generator | German Creek Power Station (Units 1-20) | EDL CSM (QLD) Pty Ltd | 48 098 224 269 | 2024-02-13
Energy Solutions Pty Ltd | 32 610 914 059 | Generator | Girgarre Solar Farm, Units 1-57 | Enel Energy Australia Pty Ltd | 95 632 774 255 | 2024-07-16
Girgarre Solar Pty Ltd (ACN 624 298 728) as Trustee for Girgarre Solar Trust | 70 747 450 606 | Generator | Girgarre Solar Farm, Units 1-57 | Enel Energy Australia Pty Ltd | 95 632 774 255 | 2024-07-16
AGL Southern Hydro (NSW) Pty Limited | 73 056 452 601 | Generator | Glenbawn Hydro Power Station | AGL Hydro Partnership | 86 076 691 481 | 2012-12-24
Global Power Generation Australia Pty Ltd | 74 130 542 031 | Generator | Glenellen Solar Farm, Units 1-60 | Glenellen Asset Pty Ltd (ACN 644 794 758) As The Trustee For Glenellen Asset Trust | 69 776 543 695 | 2025-11-11
EDL Group Operations Pty Ltd | 39 055 555 416 | Generator | Glennies Creek Power Station Unit 1-12 | EDL (OCI) Pty Limited | 85 113 489 295 | 2017-12-21
CQ Energy Pty Ltd as trustee for the CQ Energy Unit Trust | 55 626 864 224 | Generator | Glenrowan Solar Farm, Units 1-30 | Glenrowan Solar Farm Pty Ltd (ACN 655 353 058) as trustee for Glenrowan Solar Farm Trust | 41 864 481 349 | 2024-09-24
ESCO Pacific Asset Management Pty Ltd | 57 623 340 376 | Generator | Glenrowan Solar Farm, Units 1-30 | Glenrowan Solar Farm Pty Ltd (ACN 655 353 058) as trustee for Glenrowan Solar Farm Trust | 41 864 481 349 | 2023-11-17
UGL Engineering Pty Ltd | 96 096 365 972 | Generator | Glenrowan Solar Farm, Units 1-30 | Glenrowan Solar Farm Pty Ltd (ACN 655 353 058) as trustee for Glenrowan Solar Farm Trust | 41 864 481 349 | 2023-12-01
Gentari Solar Australia Pty Ltd | 72 617 256 550 | Generator | Glenrowan West Solar Farm, Units 1-48 | Wirtgen Energy Glenrowan Pty Ltd | 49 620 923 748 | 2020-12-22
FRV Services Australia Pty Limited | 85 606 684 995 | Generator | Goonumbla Solar Farm, Units 1-31 | Goonumbla Asset Co Pty Ltd (ACN 628 351 271) as the Trustee for Goonumbla Asset Trust | 80 881 665 313 | 2020-05-12
Gransolar Desarrollo y Contruccion SL | 48 614 561 572 | Generator | Goonumbla Solar Farm, Units 1-31 | Goonumbla Asset Co Pty Ltd (ACN 628 351 271) as the Trustee for Goonumbla Asset Trust | 80 881 665 313 | 2020-05-12
Bouygues Construction Australia Pty Ltd & Equans Solar & Storage Australia Pty Ltd | 13 968 801 324 | Generator | Goorambat East Solar Farm, Units 1-83 | Goorambat East Solar Farm Pty Ltd as The Trustee for Goorambat East Solar Farm Trust | 60 585 057 338 | 2025-09-30
International Power (Australia) Pty Ltd | 59 092 560 793 | Generator | Goorambat East Solar Farm, Units 1-83 | Goorambat East Solar Farm Pty Ltd as The Trustee for Goorambat East Solar Farm Trust | 60 585 057 338 | 2025-09-30
Quintas Energy Australia Pty Ltd | 99 625 735 373 | Generator | Goorambat East Solar Farm, Units 1-83 | Goorambat East Solar Farm Pty Ltd as The Trustee for Goorambat East Solar Farm Trust | 60 585 057 338 | 2025-09-30
GE Renewable Energy Australia Pty Ltd | 47 003 760 790 | Generator | Goyder South Wind Farm 1A Units 1-38 | Goyder Wind Far 1 Pty Ltd as the Trustee for The Goyder Wind Farm 1 Trust | 13 445 650 867 | 2023-07-11
Neoen Australia Pty Ltd | 57 160 905 706 | Generator | Goyder South Wind Farm 1A Units 1-38 | Goyder Wind Far 1 Pty Ltd as the Trustee for The Goyder Wind Farm 1 Trust | 13 445 650 867 | 2023-07-11
GE Renewable Energy Australia Pty Ltd | 47 003 760 790 | Generator | Goyder South Wind Farm 1B, Units 1-37 | Goyder Wind Farm 1B Pty Ltd (ACN 649 965 944) as trustee for the Goyder Wind Farm 1B Trust | 52 359 859 487 | 2023-11-17
Neoen Australia Pty Ltd | 57 160 905 706 | Generator | Goyder South Wind Farm 1B, Units 1-37 | Goyder Wind Farm 1B Pty Ltd (ACN 649 965 944) as trustee for the Goyder Wind Farm 1B Trust | 52 359 859 487 | 2023-11-17
EDL Group Operations Pty Ltd | 39 055 555 416 | Generator | Grange Avenue Landfill Gas Power Station (Unit 1) | EDL LFG (NSW) Pty Ltd | 37 070 941 794 | 2024-02-13
Palisade Integrated Management Services Pty Ltd | 37 606 141 119 | Generator | Granville Harbour Wind Farm, Units 1-31 | Granville Harbour Operations Pty Ltd (ACN 622 490 742) as The Trustee for Granville Harbour Operations Trust | 30 200 530 013 | 2019-12-03
TW Power Services Pty Ltd | 50 112 723 181 | Generator | Granville Harbour Wind Farm, Units 1-31 | Granville Harbour Operations Pty Ltd (ACN 622 490 742) as The Trustee for Granville Harbour Operations Trust | 30 200 530 013 | 2019-12-03
CSE BESS Pty Ltd | 68 662 866 908 | Integrated Resource Provider | Greenbank BESS, Units 1-108 | CS Energy Limited | 54 078 848 745 | 2024-12-17
Neoen Australia Pty. Ltd. | 57 160 905 706 | Generator | Griffith Solar Farm, Units 1 - 12 | Griffith Solar Farm Pty Ltd | 66 615 225 842 | 2023-12-22
EDL Group Operations Pty Ltd | 39 055 555 416 | Generator | Grosvenor 1 Power Station, Units 1-7 | EDL Projects (Australia) Pty Ltd | 37 084 776 616 | 2017-01-24
EDL Group Operations Pty Ltd | 39 055 555 416 | Generator | Grosvenor 2 Power Station, Units 1-5 | EDL Projects (Australia) Pty Ltd | 37 084 776 616 | 2017-09-27
Goldwind Australia Pty Ltd | 32 140 108 390 | Generator | Gullen Range Wind Farm Units 74-104 | New Gullen Range Wind Farm Pty Ltd | 41 167 404 211 | 2020-05-19
Newtricity Developments Biala Pty Ltd | 93 605 533 935 | Generator | Gullen Range Wind Farm Units 74-104 | New Gullen Range Wind Farm Pty Ltd | 41 167 404 211 | 2020-05-19
Quintas Energy Australia Pty Ltd | 99 625 735 373 | Generator | Gullen Range Wind Farm Units 74-104 | New Gullen Range Wind Farm Pty Ltd | 41 167 404 211 | 2025-11-11
Quintas Energy Australia Pty Ltd | 99 625 735 373 | Generator | Gullen Range Wind Farm, Units 1-4 | New Gullen Range Wind Farm Pty Ltd | 41 167 404 211 | 2025-11-11
Goldwind Australia Pty Ltd | 32 140 108 390 | Generator | Gullen Range Wind Farm, Units 1-73 | New Gullen Range Wind Farm Pty Ltd | 41 167 404 211 | 2014-07-11
Goldwind Capital (Australia) Pty Ltd | 34 142 403 950 | Generator | Gullen Range Wind Farm, Units 1-73 | New Gullen Range Wind Farm Pty Ltd | 41 167 404 211 | 2014-07-11
Quintas Energy Australia Pty Ltd | 99 625 735 373 | Generator | Gullen Range Wind Farm, Units 1-73 | New Gullen Range Wind Farm Pty Ltd | 41 167 404 211 | 2025-11-11
Canadian Solar O&M (Australia) Pty Ltd | 31 620 225 809 | Generator | Gunnedah Solar Farm, Units 1-90 | Gunnedah SF Pty Ltd (ACN 639 338 908) as Trustee for Gunnedah Asset Trust | 20 217 519 679 | 2021-06-29
Quintas Energy Australia Pty Ltd | 99 625 735 373 | Generator | Gunnedah Solar Farm, Units 1-90 | Gunnedah SF Pty Ltd (ACN 639 338 908) as Trustee for Gunnedah Asset Trust | 20 217 519 679 | 2021-06-29
CQ Energy Pty Ltd (ACN 132 405 004) as The Trustee for CQ Energy Unit Trust | 55 626 864 224 | Generator | Gunsynd Solar Farm, Units 1-75 | Progressive Renewable Developments Goondiwindi Pty Ltd (ACN 629560621) as trustee for the Gunsynd Solar Farm Project Trust | 50 707 892 152 | 2025-11-18
PCL Constructors Pacific Rim Pty Ltd | 74 140 877 792 | Generator | Gunsynd Solar Farm, Units 1-75 | Progressive Renewable Developments Goondiwindi Pty Ltd (ACN 629560621) as trustee for the Gunsynd Solar Farm Project Trust | 50 707 892 152 | 2025-11-18
AGL Hydro Partners | 86 076 691 481 | Generator | Hallett Hill Wind Farm Units 1 to 34 | AGL SA Generation Pty Limited | 84 081 074 204 | 2017-06-29
Hallett Hill Pty Ltd | 91 128 246 275 | Generator | Hallett Hill Wind Farm Units 1 to 34 | AGL SA Generation Pty Limited | 84 081 074 204 | 2017-06-29
EnergyAustralia Hallett Pty Ltd | 42 120 665 643 | Generator | Hallett Power Station | EnergyAustralia Yallourn Pty Ltd | 47 065 325 224 | 2020-01-20
TRUenergy Holdings Pty Ltd | 42 120 665 643 | Generator | Hallett Power Station | EnergyAustralia Pty Ltd | 99 086 014 968 | 2007-07-02
AGL Hydro Partners | 86 076 691 481 | Generator | Hallett Wind Farm Units 1-45 | AGL SA Generation Pty Limited | 84 081 074 204 | 2017-07-18
Brown Hill Pty Ltd | 96 110 080 325 | Generator | Hallett Wind Farm Units 1-45 | AGL SA Generation Pty Limited | 84 081 074 204 | 2017-07-18
Edify Energy Pty Ltd | 85 606 684 995 | Generator | Hamilton Solar Farm, Units 1-23 | Hamilton Solar Farm Pty Ltd | 83 615 737 098 | 2018-05-29
CQ Energy Pty Ltd as The Trustee for CQ Energy Unit Trust | 55 626 864 224 | Integrated Resource Provider | Happy Valley Water Treatment Plant, Solar Units 1-4 | South Australian Water Corporation | 69 336 525 019 | 2022-04-20
ESSO Australia Resources Pty Ltd | 62 091 829 819 | Generator | Hastings Generation Site, Units 1-3 | Progressive Green Pty Ltd | 27 130 175 343 | 2024-06-04
Woodside Energy (Bass Strait) Pty Ltd | 29 004 228 004 | Generator | Hastings Generation Site, Units 1-3 | Progressive Green Pty Ltd | 27 130 175 343 | 2024-06-04
Energy Pacific (VIC) Pty Ltd | 18 063 543 984 | Generator | Haughton Solar Farm Stage 1, Units 1-81 | Pacific Hydro Haughton Solar Farm Pty Ltd | 31 617 201 653 | 2019-05-28
Pacific Hydro Investments Pty Ltd | 18 053 747 407 | Generator | Haughton Solar Farm Stage 1, Units 1-81 | Pacific Hydro Haughton Solar Farm Pty Ltd | 31 617 201 653 | 2019-05-28
Global Power Generation Australia Pty Ltd | 74 130 542 031 | Generator | Hawkesdale Wind Farm, Units 1-23 | Hawkesdale Asset Pty Ltd as trustee for Hawkesdale Asset Trust | 59 553 743 263 | 2024-05-31
Atmos Services Pty Ltd | 54 623 781 840 | Generator | Hayman Solar Farm, Units 1-21 | Hayman Solar Farm Pty Ltd (ACN 618 895 471) As The Trustee For The Hayman Solar Farm Trust | 14 829 941 435 | 2025-11-18
Leonards Hill Wind Operations Pty Ltd | 86 141 239 894 | Generator | Hepburn Community Windfarm, Units 1-2 | Progressive Green Pty Ltd | 27 130 175 343 | 2022-03-07
EDL Group Operations Pty Ltd | 39 055 555 416 | Generator | Highbury Landfill Gas Power Station Unit 1 | EDL LFG (SA) Pty Ltd | 21 055 640 321 | 2013-04-01
CQ Energy Pty Ltd as The Trustee for CQ Energy Unit Trust | 55 626 864 224 | Generator | Hillston Sun Farm, Units 1-40 | Hillston Sun Farm Operations Pty Ltd (ACN 640 166 776) as Trustee for Hillston Sun Farm Operations Trust | 97 150 599 866 | 2021-10-05
Gransolar Construction Australia Pty Ltd | 71 640 607 209 | Generator | Hillston Sun Farm, Units 1-40 | Hillston Sun Farm Operations Pty Ltd (ACN 640 166 776) as Trustee for Hillston Sun Farm Operations Trust | 97 150 599 866 | 2021-10-05
Neoen Australia Pty. Ltd. | 57 160 905 706 | Generator | Hornsdale Power Reserve, Units 1 - 294 | Hornsdale Power Reserve Pty Ltd | 79 619 311 983 | 2023-12-22
Neoen Australia Pty. Ltd. | 57 160 905 706 | Generator | Hornsdale Wind Farm 2, Units 33 - 64 | HWF 2 Pty Ltd | 40 605 944 394 | 2023-12-22
Neoen Australia Pty. Ltd. | 57 160 905 706 | Generator | Hornsdale Wind Farm 3, Units 1 - 35 | HWF 3 Pty Ltd | 49 610 776 068 | 2023-12-22
Neoen Australia Pty. Ltd. | 57 160 905 706 | Generator | Hornsdale Wind Farm, Units 1 - 32 | HWF 1 Pty Ltd | 20 603 414 151 | 2023-12-22
BayWa r.e. Solar Project Pty Ltd | 618 779 623 | Generator | Hughenden Solar Farm | Hughenden Solar Pty Limited as trustee for Hughenden Solar Trust | 49 156 463 317 | 2018-01-25
Shell Energy Retail Pty Ltd | 87 126 175 460 | Generator | Hume Power Station, Units 1-2 | GSP Energy Pty Ltd | 13 101 038 386 | 2023-05-04
The Haughton Sugar Company Pty Ltd | 009 656 062 | Generator | Invicta Sugar Mill Units 1 - 3 | Stanwell Corporation | 37 078 848 674 | 2018-06-05
Wilmar Sugar Pty Ltd | 44 081 051 792 | Generator | Invicta Sugar Mill Units 1 - 3 | Stanwell Corporation | 37 078 848 674 | 2018-06-05
AGL Energy Services Pty Ltd | 57 074 821 720 | Generator | Isis Central Sugar Mill Co-Generation Plant Unit 1 | AGL Australia Markets Pty Limited | 26 118 609 813 | 2022-06-28
The Trustee for Sustainable Energy Infrastructure Trust | 50 746 683 694 | Generator | Isis Central Sugar Mill Co-Generation Plant Unit 1 | AGL Australia Markets Pty Limited | 26 118 609 813 | 2022-06-28
EDL Group Operations Pty Ltd | 39 055 555 416 | Generator | Jacks Gully Landfill Gas Power Station (Units 1-2) | EDL LFG (NSW) Pty Ltd | 37 070 941 794 | 2024-02-13
Jemalong PV Asset Pty Ltd (ACN 623 524 318) as Trustee for the Jemalong PV Asset Trust ABN 86 800 328 660 | 86 800 328 660 | Generator | Jemalong Solar Project Units 1-20 | Diamond Energy pty Ltd | 97 107 516 334 | 2025-04-23
Metka EGN Australia Holdings Two Pty Ltd as trustee for Metka EGN Australia Holdings Trust | 96 579 785 264 | Generator | Junee Solar Farm, Units 1-22 | Junee Operationsco Pty Ltd as trustee for Junee Operations Trust | 88 994 739 540 | 2021-05-25
Metka EGN Australia Pty Ltd | 29 627 887 709 | Generator | Junee Solar Farm, Units 1-22 | Junee Operationsco Pty Ltd as trustee for Junee Operations Trust | 88 994 739 540 | 2021-05-25
Vector Cuatro Australia Pty Ltd | 44 628 702 545 | Generator | Junee Solar Farm, Units 1-22 | Junee Operationsco Pty Ltd as trustee for Junee Operations Trust | 88 994 739 540 | 2021-05-25
Kaban Wind Farm Pty Ltd as trustee for Kaban Wind Farm Trust | 57 785 087 084 | Generator | Kaban Wind Farm, Units 1-28 | CleanCo Queensland Limited | 85 628 008 159 | 2025-12-18
Neoen Australia Pty Ltd | 57 160 905 706 | Generator | Kaban Wind Farm, Units 1-28 | CleanCo Queensland Limited | 85 628 008 159 | 2025-12-18
Atmos Services Pty Ltd | 54 623 781 840 | Generator | Karadoc Solar Farm, Units 1-38 | Iraak Sun Farm Pty Ltd | 38 611 727 774 | 2023-10-31
BayWa R.E Solar Projects Pty Ltd | 27 618 779 623 | Generator | Karadoc Solar Farm, Units 1-38 | Iraak Sun Farm Pty Ltd | 38 611 727 774 | 2018-10-09
Shell Energy Retail Pty Ltd | 87 126 175 460 | Generator | Keepit Hydro Power Station, Unit 1 | GSP Energy Pty Ltd | 13 101 038 386 | 2023-05-04
Windlab Asset Management Pty Ltd | 34 605 094 666 | Generator | Kennedy Energy Park, Wind Units 1-12, Solar Units 1-6, Battery Units 1-4 | Kennedy Energy Park Pty Ltd | 81 605 095 298 | 2021-06-22
BSR EPC Pty Limited | 52 621 591 580 | Integrated Resource Provider | Kerang Solar Plant, Unit 1-9 | Kerang Solar Plant Pty Ltd | 61 607 331 117 | 2024-12-10
Quintas Energy Australia Pty Ltd | 99 625 735 373 | Integrated Resource Provider | Kerang Solar Plant, Unit 1-9 | Kerang Solar Plant Pty Ltd | 61 607 331 117 | 2024-12-10
TotalEnergies Renewables Australia Pty Ltd | 16 617 965 081 | Generator | Kiamal Solar Farm, Units 1-150 | KSF Project Nominees Pty Ltd as Trustee for the KSF Project Trust | 47 321 661 744 | 2020-09-01
Energy Solutions Pty Ltd | 32 610 914 059 | Generator | Kiamal Solar Farm, Units 1-75, 76-150 | KSF Project Nominees Pty Ltd as Trustee for the KSF Project Trust | 47 321 661 744 | 2022-02-01
Atmos Services Pty Ltd | 54 623 781 840 | Generator | Kiata Wind Farm, Units 1 - 9 | Kiata ProjectCo Pty Ltd as trustee for Kiata Project Trust | 22 640 193 306 | 2023-03-07
Kidston Hydro project Co Pty Ltd as trustee for Kidston Hydro Project Trust | 64 253 848 296 | Generator | Kidston Hydro Project, Units 1-2 | EnergyAustralia Pty Ltd | 99 086 014 968 | 2025-11-18
Kidston Solar Co Pty Ltd (ACN 614 272 954) ATF The Kidston Solar Property Trust | 60 659 240 152 | Generator | Kidston Solar One, Units 1-20 | Genex (Solar) Pty Limited | 24 606 804 915 | 2019-06-11
Stanwell Asset Maintenance Company | 20 137 410 685 | Generator | Kidston Solar One, Units 1-20 | Genex (Solar) Pty Limited | 24 606 804 915 | 2024-12-10
Genex (Solar) Pty Limited | 24 606 804 915 | Generator | Kidston Solar Project Phase One | Diamond Energy Pty Ltd | 97 107 516 334 | 2025-04-23
The Trustee for Sustainable Energy Infrastructure Trust | 50 746 683 694 | Generator | Kincumber Landfill Site, Unit 1 | AGL Hydro Partnership | 86 076 691 481 | 2018-09-11
Metka EGN Australia (QLD) Pty Ltd | 90 650 452 850 | Generator | Kingaroy Solar Farm, Units 1-29 | Kingaroy Propertyco Pty Ltd (ACN 620 227 152) As Trustee For Kingaroy Property Trust | 55 637 017 002 | 2024-09-03
Quintas Energy Australia Pty Ltd | 99 625 735 373 | Generator | Kingaroy Solar Farm, Units 1-29 | Kingaroy Propertyco Pty Ltd (ACN 620 227 152) As Trustee For Kingaroy Property Trust | 55 637 017 002 | 2024-09-03
Kogan Creek Power Station Pty Ltd | 82 088 229 832 | Generator | Kogan Creek Power Station | CS Energy Limited | 54 078 848 745 | 2007-04-03
KESS ProjectCo Pty Ltd as Trustee for The KESS ProjectCo Trust | 36 517 768 629 | Integrated Resource Provider | Koorangie Energy Storage System | Shell Energy Retail Pty Ltd | 87 126 175 460 | 2025-01-29
Boral Energy Power Limited | 008 289 398 | Generator | Ladbroke Grove Power Station | Origin Energy Electricity Limited | 33 071 052 287 | 1999-11-17
Lake Bonney BESS Pty Limited | 36 627 620 786 | Integrated Resource Provider | Lake Bonney BESS1 | Lake Bonney Wind Power Pty Ltd | 48 104 654 837 | 2019-10-08
Lake Bonney Wind Power Pty Ltd | 48 104 654 837 | Generator | Lake Bonney Stage 2 Windfarm | Flinders Operating Services Pty Ltd | 36 094 130 837 | 2007-05-31
Tilt Renewables Australia Pty Ltd | 15 101 038 331 | Generator | Latrobe Valley BESS | Latrobe Valley BESS Pty Ltd (ACN 648 205 127) as The Trustee for Latrobe Valley BESS Project Trust (ABN 50 189 446 775) | 50 189 446 775 | 2025-04-08
AGL Energy Limited | 74 115 061 375 | Integrated Resource Provider | Liddell Battery Energy Storage System, Units 1-172 | AGL Liddell BESS Pty Ltd | 16 667 989 531 | 2025-09-30
FRV Services Australia Pty Limited | 60 151 469 662 | Generator | Lilyvale Solar Farm, Units 1 - 74 | Ergon Energy Queensland Pty Ltd | 11 121 177 802 | 2019-02-06
Lilyvale Asset Co Pty Ltd (ABN 35 619 625 213) as trustee for the Lilyvale Asset Trust | 47 596 077 233 | Generator | Lilyvale Solar Farm, Units 1 - 74 | Ergon Energy Queensland Pty Ltd | 11 121 177 802 | 2019-02-06
Energy Solutions Pty Ltd | 32 610 914 059 | Integrated Resource Provider | Limondale Battery, Units 1-144 | Limondale Battery Pty. Ltd. | 22 665 593 993 | 2025-09-23
RWE Renewables Australia Pty Ltd | 72 626 156 894 | Integrated Resource Provider | Limondale Battery, Units 1-144 | Limondale Battery Pty. Ltd. | 22 665 593 993 | 2025-09-23
RWE Supply & Trading Australia Pty Ltd | 79 672 556 982 | Integrated Resource Provider | Limondale Battery, Units 1-144 | Limondale Battery Pty. Ltd. | 22 665 593 993 | 2025-09-23
RWE Supply & Trading Australia Pty | 79 672 556 982 | Generator | Limondale Solar Farm 1 , Units 1-100 | Limondale Sun Farm Pty Ltd | 67 617 558 728
RWE Renewables Operations Australia Pty Ltd | 41 157 953 654 | Generator | Limondale Solar Farm 1, Units 1-100 | Limondale Sun Farm Pty Ltd | 66 617 558 728 | 2020-06-30
RWE Renewables Operations Australia Pty Ltd | 41 157 953 654 | Generator | Limondale Solar Farm 1, Units 1-100 | Limondale Sun Farm Pty Ltd | 66 617 558 728 | 2019-12-24
RWE Renewables Operations Australia Pty Ltd | 41 157 953 654 | Generator | Limondale Solar Farm 2, Units 1-14 | Limondale Sun Farm Pty Ltd | 66 617 558 728 | 2019-12-24
RWE Supply & Trading Australia Pty Ltd | 79 672 556 982 | Generator | Limondale Solar Farm 2, Units 1-14 | Limondale Sun Farm Pty Ltd | 66 617 558 728 | 2025-05-06
Lincoln Gap Wind Farm Pty Limited | 52 133 372 595 | Generator | Lincoln Gap Wind Farm, Units 1-59 | Lincoln Gap Wind Farm (Operations) Pty Ltd | 73 164 355 195 | 2019-03-19
Nexif Energy Australia Management Pty Ltd | 34 619 325 567 | Generator | Lincoln Gap Wind Farm, Units 1-59 | Lincoln Gap Wind Farm (Operations) Pty Ltd | 73 164 355 195 | 2019-03-19
Nexif Energy Australia Pty Ltd | 57 611 276 236 | Generator | Lincoln Gap Wind Farm, Units 1-59 | Lincoln Gap Wind Farm (Operations) Pty Ltd | 73 164 355 195 | 2019-03-19
Esso Australia Resources Pty Ltd | 62 091 829 819 | Generator | Longford Power Station Units 1 - 6 | Origin Energy Electricity Limited | 33 071 052 287 | 2014-02-11
Woodside Energy (Bass Strait) Pty Ltd | 29 004 228 004 | Generator | Longford Power Station Units 1 - 6 | Origin Energy Electricity Limited | 33 071 052 287 | 2014-02-11
Longreach Asset Company Pty Ltd | 82 616 057 848 | Generator | Longreach Solar Farm, Units 1-7 | Diamond Energy Pty Ltd | 97 107 516 334 | 2018-03-06
AGL Loy Yang Pty Ltd | 62 077 985 758 | Generator | Loy Yang A Power Station | AGL Loy Yang Marketing Pty Ltd | 19 105 758 316 | 2004-04-02
AGL Generation Holdco Pty Ltd | 46 155 768 291 | Generator | Loy Yang A Power Station, Units 1-4 | AGL Loy Yang Marketing Pty Ltd | 19 105 758 316 | 2021-08-03
AGL Generation Proprietary Limited | 17 155 344 077 | Generator | Loy Yang A Power Station, Units 1-4 | AGL Loy Yang Marketing Pty Ltd | 19 105 758 316 | 2021-08-03
Gippsland Power Pty Ltd | 30 077 851 079 | Generator | Loy Yang B Power Station, Units 1-2 | Alinta Energy Retail Sales Pty Ltd | 22 149 658 300 | 2018-07-19
Latrobe Power Pty Ltd | 42 055 983 563 | Generator | Loy Yang B Power Station, Units 1-2 | Alinta Energy Retail Sales Pty Ltd | 22 149 658 300 | 2018-07-19
LYB Australia Limited | 87 055 563 785 | Generator | Loy Yang B Power Station, Units 1-2 | Alinta Energy Retail Sales Pty Ltd | 22 149 658 300 | 2018-07-19
LYB Operations and Maintenance Pty Ltd | 66 055 563 696 | Generator | Loy Yang B Power Station, Units 1-2 | Alinta Energy Retail Sales Pty Ltd | 22 149 658 300 | 2018-07-19
LYB Ventures Australia Pty Ltd | 57 055 984 499 | Generator | Loy Yang B Power Station, Units 1-2 | Alinta Energy Retail Sales Pty Ltd | 22 149 658 300 | 2018-07-19
Traralgon Power Pty Ltd | 64 056 292 623 | Generator | Loy Yang B Power Station, Units 1-2 | Alinta Energy Retail Sales Pty Ltd | 22 149 658 300 | 2018-07-19
Lucas Heights Bioenergy Pty Ltd | 19 683 141 291 | Generator | Lucas Heights 2 Power Station (Stage 2), Units 1-11, 12-15 | LMS Energy Pty Ltd | 39 059 428 474 | 2025-12-31
Macarthur Windfarm Pty Ltd | 19 106 134 507 | Generator | Macarthur Wind Farm U 1-140 | AGL Hydro Partnership | 86 076 691 481 | 2012-08-21
Malakoff Wind Macarthur Pty Ltd | 124 383 688 | Generator | Macarthur Wind Farm U 1-140 | AGL Hydro Partnership | 86 076 691 481 | 2012-08-21
Acciona Energy Australia Global Pty Ltd | 54 600 910 647 | Generator | MacIntyre Wind Farm, Units 1-162 | MacIntyre UJV Operator Pty Ltd | 96 645 822 555 | 2024-09-10
Ark Energy MacIntyre Pty Ltd | 73 642 467 810 | Generator | MacIntyre Wind Farm, Units 1-162 | MacIntyre UJV Operator Pty Ltd | 96 645 822 555 | 2024-08-13
MacIntyre Wind Farm Pty Ltd | 37 636 797 745 | Generator | MacIntyre Wind Farm, Units 1-162 | MacIntyre UJV Operator Pty Ltd | 96 645 822 555 | 2024-08-13
Novasource Power Services Australia Pty Ltd | 21 653 660 167 | Generator | Manildra Solar Farm, Units 1-10 | Manildra Prop Pty Ltd as The Trustee for the Manildra Asset Trust | 93 276 108 749 | 2023-07-18
Blueshore Pty Ltd | 65 622 457 587 | Generator | Manildra Solar Farm, Units 1-20 | Manildra Prop Pty Ltd as The Trustee for the Manildra Asset Trust | 93 276 108 749 | 2024-12-17
CQ Energy Pty Ltd as The Trustee for CQ Energy Unit Trust | 55 626 864 224 | Generator | Mannum - Adelaide Pipeline Pumping Station No 2, PV Units 1-6 | South Australian Water Corporation | 69 336 525 019 | 2021-08-10
CQ Energy Pty Ltd as The Trustee for CQ Energy Unit Trust | 55 626 864 224 | Generator | Mannum - Adelaide Pipeline Pumping Station No 3, PV Units 1-6 | South Australian Water Corporation | 69 336 525 019 | 2022-04-12
Enzen Australia Pty Ltd | 54 608 963 775 | Generator | Mannum 2 Solar Farm, Units 1-11 | Mannum Stage 2 SubCo Pty Ltd as The Trustee for Mannum Stage 2 Unit Trust | 69 853 786 041 | 2023-12-12
Epic Energy South Australia Pty Ltd | 54 068 599 815 | Generator | Mannum 2 Solar Farm, Units 1-11 | Mannum Stage 2 SubCo Pty Ltd as The Trustee for Mannum Stage 2 Unit Trust | 69 853 786 041 | 2023-12-12
Habitat Energy Pty Ltd | 56 638 900 062 | Generator | Mannum 2 Solar Farm, Units 1-11 | Mannum Stage 2 SubCo Pty Ltd as The Trustee for Mannum Stage 2 Unit Trust | 69 853 786 041 | 2023-12-12
Canadian Solar SSES (Australia) Pty Ltd | 22 659 693 900 | Integrated Resource Provider | Mannum Battery Energy Storage System, Units 1-80 | Mannum Stage 2 Battery SubCo Pty Ltd as the trustee for Mannum Stage 2 Battery Unit Trust | 35 640 362 195 | 2025-05-13
Epic Energy South Australia Pty Ltd | 54 068 599 815 | Integrated Resource Provider | Mannum Battery Energy Storage System, Units 1-80 | Mannum Stage 2 Battery SubCo Pty Ltd as the trustee for Mannum Stage 2 Battery Unit Trust | 35 640 362 195 | 2025-05-13
Habitat Energy Pty Ltd | 56 638 900 062 | Integrated Resource Provider | Mannum Battery Energy Storage System, Units 1-80 | Mannum Stage 2 Battery SubCo Pty Ltd as the trustee for Mannum Stage 2 Battery Unit Trust | 35 640 362 195 | 2025-05-13
Maroona Wind Farm Pty Ltd | 79 158 692 598 | Generator | Maroona Wind Farm Units 1-2 | Alinta Energy Retail Sales Pty Ltd | 22 149 658 300 | 2018-01-02
Gildemeister LSG Solar Australia Pty Ltd | 69 619 064 078 | Generator | Maryrorough Solar Farm, Units 1-12 | Diamond Energy Pty Ltd | 97 107 516 334 | 2020-02-25
Maryrorough Solar Pty Ltd | 90 609 762 138 | Generator | Maryrorough Solar Farm, Units 1-12 | Diamond Energy Pty Ltd | 97 107 516 334 | 2020-02-25
Equis Australia Management Pty Ltd | 90 609 956 112 | Integrated Resource Provider | Melbourne Renewable Energy Hub Connection A1, units 1-112 | Equis Energy (Australia) Projects (MREH A1 AssetCo) Pty Ltd (ACN 669 645 461) as The Trustee for Equis Energy (Australia) MREH A1 Asset Trust | 92 607 537 147 | 2025-06-17
Novasource Power Services Australia Pty Ltd | 21 653 660 167 | Integrated Resource Provider | Melbourne Renewable Energy Hub Connection A1, units 1-112 | Equis Energy (Australia) Projects (MREH A1 AssetCo) Pty Ltd (ACN 669 645 461) as The Trustee for Equis Energy (Australia) MREH A1 Asset Trust | 92 607 537 147 | 2025-06-17
Overwatch Energy Pty Ltd | 21 633 973 565 | Integrated Resource Provider | Melbourne Renewable Energy Hub Connection A1, units 1-112 | Equis Energy (Australia) Projects (MREH A1 AssetCo) Pty Ltd (ACN 669 645 461) as The Trustee for Equis Energy (Australia) MREH A1 Asset Trust | 92 607 537 147 | 2025-06-17
Equis Australia Management Pty Ltd | 90 609 956 112 | Integrated Resource Provider | Melbourne Renewable Energy Hub Connection A2 , Units 1-112 | Equis Energy (Australia) Projects (MREH A2 AssetCo) Pty Ltd (ACN 669 645 489) as The Trustee for Equis Energy (Australia) MREH A2 Asset Trust | 34 770 707 887 | 2025-06-24
Novasource Power Services Australia Pty Ltd | 21 653 660 167 | Integrated Resource Provider | Melbourne Renewable Energy Hub Connection A2 , Units 1-112 | Equis Energy (Australia) Projects (MREH A2 AssetCo) Pty Ltd (ACN 669 645 489) as The Trustee for Equis Energy (Australia) MREH A2 Asset Trust | 34 770 707 887 | 2025-06-24
Overwatch Energy Pty Ltd | 21 633 973 565 | Integrated Resource Provider | Melbourne Renewable Energy Hub Connection A2 , Units 1-112 | Equis Energy (Australia) Projects (MREH A2 AssetCo) Pty Ltd (ACN 669 645 489) as The Trustee for Equis Energy (Australia) MREH A2 Asset Trust | 34 770 707 887 | 2025-06-24
Equis Energy (Australia) Projects (MREH A3 AssetCo) Pty Ltd (ACN 669 645 514) as The Trustee for Equis Energy (Australia) MREH A3 Asset Trust | 47 920 042 214 | Integrated Resource Provider | Melbourne Renewable Energy Hub Connection A3 , Units 1-220 | SEC Energy Pty Ltd | 31 670 408 134 | 2025-11-25
Novasource Power Services Australia Pty Ltd | 21 653 660 167 | Integrated Resource Provider | Melbourne Renewable Energy Hub Connection A3 , Units 1-220 | SEC Energy Pty Ltd | 31 670 408 134 | 2025-11-25
Overwatch Energy Pty Ltd | 21 633 973 565 | Integrated Resource Provider | Melbourne Renewable Energy Hub Connection A3 , Units 1-220 | SEC Energy Pty Ltd | 31 670 408 134 | 2025-11-25
SEC Victoria Pty Ltd | 27 670 408 116 | Integrated Resource Provider | Melbourne Renewable Energy Hub Connection A3 , Units 1-220 | SEC Energy Pty Ltd | 31 670 408 134 | 2025-11-25
CQ Energy Pty Ltd as The Trustee for CQ Energy Unit Trust | 55 626 864 224 | Generator | Metz Solar Farm, Units 1-54 | Metz ProjectCo Pty Ltd as trustee for the Metz ProjectCo Trust | 67 521 534 680 | 2022-03-29
Energy Solutions Pty Ltd | 32 610 914 059 | Generator | Metz Solar Farm, Units 1-54 | Metz ProjectCo Pty Ltd as trustee for the Metz ProjectCo Trust | 67 521 534 680 | 2022-03-29
FRV Services Australia Pty Limited | 60 151 469 662 | Generator | Metz Solar Farm, Units 1-54 | Metz ProjectCo Pty Ltd as trustee for the Metz ProjectCo Trust | 67 521 534 680 | 2022-03-29
ENcome Energy Performance Australia Pty Ltd | 45 619 428 929 | Generator | Middlemount Solar Farm, Units 1-12 | Capricorn SF No1 Pty Ltd | 36 611 727 765 | 2021-07-13
Quintas Energy Australia Pty Ltd | 99 625 735 373 | Generator | Middlemount Solar Farm, Units 1-12 | Capricorn SF No1 Pty Ltd | 36 611 727 765 | 2020-12-08
Yurika Pty Ltd | 19 100 214 131 | Generator | Middlemount Solar Farm, Units 1-12 | Capricorn SF No1 Pty Ltd | 36 611 727 765 | 2020-12-08
Millmerran Investment Company I Pte Ltd | 088 432 599 | Generator | Millmerran Power Plant. | Millmerran Energy Trader Pty Ltd | 23 084 923 973 | 2001-05-07
Millmerran Investment Company II Pte Ltd | 088 432 615 | Generator | Millmerran Power Plant. | Millmerran Energy Trader Pty Ltd | 23 084 923 973 | 2001-05-07
Millmerran Investment Company III Pte Ltd | 088 432 642 | Generator | Millmerran Power Plant. | Millmerran Energy Trader Pty Ltd | 23 084 923 973 | 2001-05-07
Millmerran Investment Company IV Pte Ltd | 088 432 679 | Generator | Millmerran Power Plant. | Millmerran Energy Trader Pty Ltd | 23 084 923 973 | 2001-05-07
Millmerran Investment Company V Pte Ltd | 088 432 722 | Generator | Millmerran Power Plant. | Millmerran Energy Trader Pty Ltd | 23 084 923 973 | 2001-05-07
Millmerran Investment Company VI Pte Ltd | 088 432 795 | Generator | Millmerran Power Plant. | Millmerran Energy Trader Pty Ltd | 23 084 923 973 | 2001-05-07
Millmerran Operating Company Pty Ltd | 083 536 181 | Generator | Millmerran Power Plant. | Millmerran Energy Trader Pty Ltd | 23 084 923 973 | 2001-05-07
Queensland Power (Australia) Pty Ltd | 087 293 409 | Generator | Millmerran Power Plant. | Millmerran Energy Trader Pty Ltd | 23 084 923 973 | 2001-05-07
Queensland Power Company Limited | 087 293 583 | Generator | Millmerran Power Plant. | Millmerran Energy Trader Pty Ltd | 23 084 923 973 | 2001-05-07
Quintas Energy Australia Pty Ltd | 99 625 735 373 | Generator | Mokoan Solar Farm, Units 1-16 | EE Solar 6 Pty Ltd (ACN 664 407 121) as trustee for EE Solar 6 Trust | 65 151 661 941 | 2024-11-26
CQ Energy Pty Ltd as trustee for the CQ Energy Unit Trust | 55 626 864 224 | Generator | Molong Solar Farm Units 1-22 | Molong Operationsco Pty Ltd (ACN 620 958 885) as trustee of the Molong Operations Trust | 89 580 081 061 | 2020-11-10
Gransolar Construccion De Proyectos SL | 48 614 561 572 | Generator | Molong Solar Farm Units 1-22 | Molong Operationsco Pty Ltd (ACN 620 958 885) as trustee of the Molong Operations Trust | 89 580 081 061 | 2020-11-10
Goldwind Australia Pty Ltd | 32 140 108 390 | Generator | Moorabool Wind Farm, Wind Units 1-104; Battery Unit 1 | Moorabool Wind Farm Interface Company Pty Ltd | 58 615 752 317 | 2025-12-16
Goldwind Capital (Australia) Pty Ltd | 34 142 403 950 | Generator | Moorabool Wind Farm, Wind Units 1-104; Battery Unit 1 | Moorabool Wind Farm Interface Company Pty Ltd | 58 615 752 317 | 2025-12-16
Moorabool South Wind Farm Pty Ltd | 58 136 355 863 | Generator | Moorabool Wind Farm, Wind Units 1-104; Battery Unit 1 | Moorabool Wind Farm Interface Company Pty Ltd | 58 615 752 317 | 2025-12-16
Moorabool Wind Farm Pty Ltd | 67 135 829 846 | Generator | Moorabool Wind Farm, Wind Units 1-104; Battery Unit 1 | Moorabool Wind Farm Interface Company Pty Ltd | 58 615 752 317 | 2025-12-16
Carbon Logica Moranbah Power Station Pty Ltd | 22 680 909 899 | Generator | Moranbah Generation Project | Moranbah Power Station No1 Pty Ltd | 47 679 781 634 | 2025-04-01
EDL Group Operations Pty Ltd | 39 055 555 416 | Generator | Moranbah North Power Station | EDL Projects (Australia) Pty Ltd | 37 084 776 616 | 2008-06-20
CQ Energy Pty Ltd as the trustee for CQ Energy Unit Trust | 55 626 864 224 | Generator | Moree Solar Farm, Units 1-56 | Moree Asset Co Pty Ltd as the trustee for Moree Asset Trust | 44 642 641 419 | 2022-06-14
FRV Services Australia Pty Limited | 60 151 469 662 | Generator | Moree Solar Farm, Units 1-56 | Moree Asset Co Pty Ltd as the trustee for Moree Asset Trust | 44 642 641 419 | 2022-06-14
CQ Energy Pty Ltd as The Trustee for CQ Energy Unit Trust | 55 626 864 224 | Generator | Morgan-Whyalla Pipeline Pumping Station No 1, PV Units 1-2 | South Australian Water Corporation | 69 336 525 019 | 2021-02-09
CQ Energy Pty Ltd as The Trustee for CQ Energy Unit Trust | 55 626 864 224 | Generator | Morgan-Whyalla Pipeline Pumping Station No 2, PV Units 1-2 | South Australian Water Corporation | 69 336 525 019 | 2021-02-09
CQ Energy Pty Ltd as The Trustee for CQ Energy Unit Trust | 55 626 864 224 | Generator | Morgan-Whyalla Pipeline Pumping Station No 3, PV Units 1-3 | South Australian Water Corporation | 69 336 525 019 | 2020-10-26
CQ Energy Pty Ltd as The Trustee for CQ Energy Unit Trust | 55 626 864 224 | Generator | Morgan-Whyalla Pipeline Pumping Station No 4, PV Units 1-2 | South Australian Water Corporation | 69 336 525 019 | 2021-02-02
Origin Energy Power Limited | 93 008 289 398 | Generator | Mortlake Power Station Units 1-2 | Origin Energy Electricity Limited | 33 071 052 287 | 2011-08-01
Acciona Energy Australia Global Pty Ltd | 54 600 910 647 | Generator | Mortlake South Wind Farm, Units 1-35 | Mortlake South Wind Farm Pty Ltd | 12 622 271 363 | 2022-06-28
Biosar Australia Pty Ltd | 55 620 817 665 | Generator | Mortons Lane Wind Farm | Susan River Solar Pty Ltd ATF Susan River Solar Trust | 75 778 423 009 | 2018-12-17
Mortons Lane Windfarm Pty Limited | 37 126 367 600 | Generator | Mortons Lane Wind Farm 1 - 13 | Y.E.S. Energy (SA) Pty Ltd | 22 627 706 594 | 2025-09-02
Mount Emerald Wind Farm Pty Ltd | 19 149 050 322 | Generator | Mount Emerald Wind Farm, Units 1-53 | Ergon Energy Queensland Pty Ltd | 11 121 177 802 | 2018-08-14
RATCH-Australia Corporation Limited | 31 106 617 332 | Generator | Mount Emerald Wind Farm, Units 1-53 | Ergon Energy Queensland Pty Ltd | 11 121 177 802 | 2018-08-14
ESCO PACIFIC ASSET MANAGEMENT PTY LTD | 57 623 340 376 | Generator | Moura Solar Farm, Units 1-36 | Moura Solar Farm SPV Pty Ltd as the trustee for Moura Solar Farm Unit Trust | 73 167 400 650 | 2022-10-18
METKA EGN AUSTRALIA (QLD) PTY LTD | 90 650 452 850 | Generator | Moura Solar Farm, Units 1-36 | Moura Solar Farm SPV Pty Ltd as the trustee for Moura Solar Farm Unit Trust | 73 167 400 650 | 2022-10-18
Shell Energy Retail Pty Ltd | 87 126 175 460 | Generator | Mt Mercer Wind Farm, Units 1-64 | Mt Mercer Wind Farm Pty Ltd | 86 118 169 421 | 2023-05-09
Enercon GmbH | 108 142 052 | Generator | Mt Millar Wind Farm | Mt Millar Wind Farm Pty Ltd | 67 107 673 361 | 2007-12-06
Shell Energy Retail Pty Ltd | 87 126 175 460 | Generator | Mt Millar Wind Farm, Units 1-35 | Mt Millar Wind Farm Pty Ltd | 67 107 673 361 | 2023-05-04
EnergyAustralia NSW Pty Ltd | 75 163 935 635 | Generator | Mt Piper Power Station Unit 1-2 | EnergyAustralia Pty Ltd | 99 086 014 968 | 2013-09-03
UGL ENGINEERING Pty Ltd | 96 096 365 972 | Generator | Mugga Lane Solar Park Unit 1 | Mugga Lane Solar Park Pty Ltd | 32 156 565 641 | 2016-11-14
CleanPeak Energy Pty Ltd | 85 169 761 648 | Generator | Mugga Lane Solar Park, Unit 1 | Mugga Lane Solar Park Pty Ltd | 32 156 565 641 | 2023-08-08
Metka EGN Australia (QLD) Pty Ltd | 90 650 452 850 | Generator | Munna Creek Solar Farm, Units 1-56 | Munna Creek Solar Farm Investments Pty Ltd (ACN 662 264 486) as trustee for Munna Creek Solar Farm Trust | 34 200 576 724 | 2025-09-02
Quintas Energy Australia Pty Ltd | 99 625 735 373 | Generator | Munna Creek Solar Farm, Units 1-56 | Munna Creek Solar Farm Investments Pty Ltd (ACN 662 264 486) as trustee for Munna Creek Solar Farm Trust | 34 200 576 724 | 2025-09-02
Australia and New Zealand Banking Group Limited | 11 005 357 522 | Generator | Murra Warra Farm, Units 1-61 | Telstra Energy (Generation) Pty Ltd | 32 613 554 233 | 2019-03-19
Coca-Cola Amatil Limited | 26 004 139 397 | Generator | Murra Warra Farm, Units 1-61 | Telstra Energy (Generation) Pty Ltd | 32 613 554 233 | 2019-03-19
Monash University | 12 377 614 012 | Generator | Murra Warra Farm, Units 1-61 | Telstra Energy (Generation) Pty Ltd | 32 613 554 233 | 2019-03-19
Murra Warra Project Co Pty Ltd (ACN 616 990 731) as Trustee for the Murra Warra Project Trust | 99 821 016 955 | Generator | Murra Warra Farm, Units 1-61 | Telstra Energy (Generation) Pty Ltd | 32 613 554 233 | 2019-03-19
Telstra Corporation Limited | 33 051 775 556 | Generator | Murra Warra Farm, Units 1-61 | Telstra Energy (Generation) Pty Ltd | 32 613 554 233 | 2019-03-19
Telstra Group Limited | 56 650 620 303 | Generator | Murra Warra Farm, Units 1-61 | Telstra Energy (Generation) Pty Ltd | 32 613 554 233 | 2023-01-01
The University of Melbourne | 84 002 705 224 | Generator | Murra Warra Farm, Units 1-61 | Telstra Energy (Generation) Pty Ltd | 32 613 554 233 | 2019-03-19
General Electric International Inc. | 85 002 420 751 | Generator | Murra Warra Wind Farm Stage 2, Units1-38 | Murra Warra II Project Co Pty Ltd as Trustee for the Murra Warra II Project Trust | 82 961 145 141 | 2022-02-15
CQ Energy Pty Ltd as The Trustee for CQ Energy Unit Trust | 55 626 864 224 | Generator | Murray Bridge-Onkaparinga Pipeline Pumping Station No 2, Solar Units 1-5 | South Australian Water Corporation | 69 336 525 019 | 2022-01-11
Musselroe Wind Farm Pty Ltd | 18 113 161 247 | Generator | Musselroe Wind Farm Units 1-56 | Hydro-Electric Corporation | 48 072 377 158 | 2013-03-11
Neoen Australia Pty. Ltd. | 57 160 905 706 | Generator | Narromine Solar Farm, Units 1 -4 | Dubbo Solar Hub Pty Ltd | 81 615 225 968 | 2023-12-22
Windlab Asset Management Pty Ltd | 34 605 094 666 | Generator | Nevertire solar Farm Units 1-48 | Elliott Nevertire Solar Pty Ltd as the Trustee for Elliott Nevertire Trust | 33 893 459 797 | 2019-12-02
Atmos Services Pty Ltd | 54 623 781 840 | Generator | Nevertire Solar Farm, Units 1-48 | Nevertire Solar Pty Ltd as Trustee for Nevertire Solar Trust | 54 623 781 840 | 2023-04-26
ACEN Australia Pty Ltd | 27 616 856 672 | Generator | New England Solar Farm – Units 1-288 | NESF Pty Ltd As Trustee of the New England Solar Project Trust | 45 494 489 821 | 2022-12-20
CQ Energy Pty Ltd as The Trustee for CQ Energy Unit Trust | 55 626 864 224 | Generator | New England Solar Farm – Units 1-288 | NESF Pty Ltd As Trustee of the New England Solar Project Trust | 45 494 489 821 | 2022-12-20
Green Light Contractors Pty Ltd | 83 168 435 658 | Generator | New England Solar Farm – Units 1-288 | NESF Pty Ltd As Trustee of the New England Solar Project Trust | 45 494 489 821 | 2022-12-20
AGL Hydro Partnership | 86 076 691 481 | Generator | North Brown Hill Wind Farm units 1 - 63 | AGL SA Generation Pty Limited | 84 081 074 204 | 2017-07-18
North Brown Hill Pty Limited | 55 135 520 222 | Generator | North Brown Hill Wind Farm units 1 - 63 | AGL SA Generation Pty Limited | 84 081 074 204 | 2017-07-18
Neoen Australia Pty. Ltd. | 57 160 905 706 | Generator | Numurkah Solar Farm, Units 1 - 56 | Numurkah Solar Farm Pty Ltd | 36 618 524 422 | 2023-12-22
Novasource Power Services Australia Pty Ltd | 21 653 660 167 | Generator | Nyngan Solar Plant | PARF Company 6 Pty Ltd as The Trustee for Project Trust | 94 196 949 954 | 2024-07-16
PARF Company 5 Pty Ltd (ACN 613 790 453) as The Trustee for NGN Property Trust | 49 929 325 886 | Generator | Nyngan Solar Plant | PARF Company 6 Pty Ltd as The Trustee for Project Trust | 94 196 949 954 | 2024-06-25
Tilt Renewables Australia Pty Ltd | 15 101 038 331 | Generator | Nyngan Solar Plant | PARF Company 6 Pty Ltd as The Trustee for Project Trust | 94 196 949 954 | 2024-06-25
Oakey 1 Asset Company Pty Ltd | 47 616 058 069 | Generator | Oakey 1 Solar Farm, Units 1-12 | Diamond Energy Pty Ltd | 97 107 516 334 | 2019-03-12
RE Oakey Pty Ltd | 38 160 581 626 | Generator | Oakey 2 Solar Farm, Units 1-26 | Diamond Energy Pty Ltd | 97 107 516 334 | 2019-09-03
Oakey Power Holdings Pty Ltd | 56 075 260 794 | Generator | Oakey Power Station | Shell Energy Retail Pty Ltd | 87 126 175 460 | 2015-01-01
Oaklands Hill Wind Farm Pty Ltd | 88 126 595 935 | Generator | Oaklands Hill Wind Farm Units 1 - 32 | AGL Hydro Partnership | 86 076 691 481 | 2011-08-05
EDL Group Operations Pty Ltd | 39 055 555 416 | Generator | Oaky Creek 2 Mine Power Station | EDL (OCI) Pty Ltd | 85 113 489 295 | 2016-01-04
Envirogen (Oaky) Pty Ltd | 85 113 489 295 | Generator | Oaky Creek Mine Power Station | Origin Energy Electricity Limited | 33 071 052 287 | 2013-10-04
EDL Group Operations Pty Ltd | 39 055 555 416 | Generator | Oaky Creek Power Station (Units 1-16) | EDL (OCI) Pty Limited | 85 113 489 295 | 2024-02-13
Akaysha Energy Pty Ltd | 49 649 223 987 | Integrated Resource Provider | Orana BESS, Units 1-448 | Wellington Battery ProjectCo Pty Ltd | 48 655 856 652 | 2025-12-12
Quintas Energy Australia Pty Ltd | 99 625 735 373 | Integrated Resource Provider | Orana BESS, Units 1-448 | Wellington Battery ProjectCo Pty Ltd | 48 655 856 652 | 2025-12-12
Neoen Australia Pty. Ltd. | 57 160 905 706 | Generator | Parkes Solar Farm, Units 1 - 22 | Parkes Solar Farm Pty Ltd | 24 615 225 664 | 2023-12-22
EDL Group Operations Pty Ltd | 39 055 555 416 | Generator | Pedler Creek Landfill Gas Power Station Units 1-3 | EDL LFG (SA) Pty Ltd | 21 055 640 321 | 2013-04-01
AGL Southern Hydro (NSW) Pty Limited | 73 056 452 601 | Generator | Pindari Hydro Power Station | AGL Hydro Partnership | 86 076 691 481 | 2006-08-25
PAREP1 Pty Limited | 68 619 723 867 | Generator | Port Augusta Renewable Energy Park, Units 1-86 | Iberdrola Australia Energy Markets Pty Limited | 47 128 696 097 | 2022-09-06
Origin Energy Power Limited | 93 008 289 398 | Generator | Quarantine Power Station Unit 5 | Origin Energy Electricity Limited | 33 071 052 287 | 2008-12-19
Origin Energy Power Limited | 93 008 289 398 | Generator | Quarantine Power Station. | Origin Energy Electricity Limited | 33 071 052 287 | 2001-10-19
Global Power Generation Australia Pty Ltd | 74 130 542 031 | Integrated Resource Provider | Queanbeyan Battery Energy Storage System (BESS), Units 1-8 | Berrybank 2 Asset Pty Ltd as trustee for Berrybank 2 Asset Trust | 66 420 407 293 | 2022-07-05
Cranbourne BESS Project Co Pty Limited as trustee for Cranbourne BESS Project Trust | 19 402 244 760 | Integrated Resource Provider | Rangebank BESS, Units 1-64 | Shell Energy Retail Pty Ltd | 87 126 175 460 | 2024-08-13
RESS 1 Pty Ltd (ACN 654 843 642) as trustee for The RESS 1 Trust | 82 724 527 988 | Integrated Resource Provider | Riverina Energy Storage System 1, Units 1-48 | Shell Energy Retail Pty Ltd | 87 126 175 460 | 2023-05-23
RESS 2 Pty Ltd (ACN 654 843 697) as trustee for the RESS 2 Trust | 68 141 255 463 | Integrated Resource Provider | Riverina Energy Storage System 2 (RESS 2), Units 1 - 52 | Energy Australia Pty Ltd | 99 086 014 968 | 2023-05-23
Palisade Asset Management Pty Ltd | 37 606 141 119 | Generator | Ross River Solar Farm, Units 1-64 | Ross River Operations Pty Ltd as the Trustee for the Ross River Operations Trust | 49 588 936 886 | 2018-06-26
Solarig Australia Pty Ltd | 75 626 939 384 | Generator | Ross River Solar Farm, Units 1-64 | Ross River Operations Pty Ltd as the Trustee for the Ross River Operations Trust | 49 588 936 886 | 2024-11-26
TW Power Services Pty Ltd | 50 112 723 181 | Generator | Ross River Solar Farm, Units 1-64 | Ross River Operations Pty Ltd as the Trustee for the Ross River Operations Trust | 49 588 936 886 | 2018-06-26
Novasource Power Services Australia Pty Ltd | 21 653 660 167 | Generator | Royalla Solar Farm, Units 1-20 | Royalla Solar Farm Pty Limited | 29 158 394 677 | 2023-09-05
Royalla Asset Pty Ltd ATF Royalla Asset Trust | 58 169 071 887 | Generator | Royalla Solar Farm, Units 1-20 | FRV Royalla Solar Farm Pty Limited | 29 158 394 67 | 2014-05-06
Adani Renewable Asset Holdings Pty Ltd | 96 620 876 100 | Generator | Rugby Run Solar Farm, Units 1-25 | Braemar Power Project Pty Ltd | 54 113 386 600 | 2019-05-28
Adani Rugby Run Pty Ltd (ACN 620 965 755) as Trustee for the Adani Rugby Run Trust | 15 181 730 931 | Generator | Rugby Run Solar Farm, Units 1-25 | Braemar Power Project Pty Ltd | 54 113 386 600 | 2019-05-28
Global Power Generation Australia Pty Ltd | 74 130 542 031 | Generator | Ryan Corner Wind Farm, Units 1-52 | Ryan Corner Development Pty Ltd | 75 130 542 915 | 2024-07-30
Tilt Renewables Australia Pty Ltd | 15 101 038 331 | Generator | Rye Park Renewable Energy, Units 1-66 | Rye Park Renewable Energy Pty Ltd as trustee for Rye Park Wind Farm Trust | 13 785 814 661 | 2023-08-15
South Australian Water Corporation | 69 336 525 019 | Generator | SA Water Bolivar Waste Water Treatment (WWT) Plant Units 1-4 | Alinta Energy Retail Sales Pty Ltd | 22 149 658 300 | 2015-01-05
Tilt Renewables Australia Pty Ltd | 15 101 038 331 | Generator | Salt Creek Wind Farm, Units 1-15 | Salt Creek Wind Farm Pty Ltd | 94 121 087 492 | 2018-05-29
CWP Asset Management Pty Ltd | 41 143 399 179 | Generator | Sapphire Wind Farm Units 1-75 | The Trustee for the SWF1 Operations Trust | 34 830 863 882 | 2017-12-05
Energy Solutions Pty Ltd | 32 610 914 059 | Generator | Sebastopol Solar Farm, Units 1-40 | Sebastopol Asset Co Pty Ltd as Trustee for the Sebastopol Asset Trust | 37 872 674 686 | 2021-11-02
FRV Services Australia Pty Ltd | 60 151 469 662 | Generator | Sebastopol Solar Farm, Units 1-40 | Sebastopol Asset Co Pty Ltd as Trustee for the Sebastopol Asset Trust | 37 872 674 686 | 2021-11-02
Diamond Energy Generation Pty Ltd | 32 114 514 895 | Generator | Shepparton Wastewater Treatment Facility Unit 1 | Diamond Energy Pty Ltd | 97 107 516 334 | 2008-11-27
Origin Energy Eraring Pty Limited | 31 357 688 069 | Generator | Shoalhaven Power Station Units 1-4 (made up of Bendeela 1-2 and Kangaroo Valley 3-4) | Origin Energy Electricity Limited | 33 071 052 287 | 2011-03-02
Tilt Renewables Australia Pty Ltd | 15 101 038 331 | Generator | Silverton Wind Farm, Units 1-58 | PARF Company 8 Pty Ltd as the Trustee of the Silverton Project Trust | 33 735 116 532 | 2024-06-20
CQ Energy Pty Ltd as trustee for the CQ Energy Unit Trust | 55 626 864 224 | Generator | Snapper Point Power Station, Units 1-5 | Port Adelaide Energy Pty Ltd | 83 105 607 538 | 2021-12-21
Nexif Energy Australia Management Pty Ltd | 34 619 325 567 | Generator | Snapper Point Power Station, Units 1-5 | Port Adelaide Energy Pty Ltd | 83 105 607 538 | 2021-12-21
Nexif Energy Australia Pty Ltd | 57 611 276 236 | Generator | Snapper Point Power Station, Units 1-5 | Port Adelaide Energy Pty Ltd | 83 105 607 538 | 2021-12-21
State Owned Generators Leasing Co Pty Ltd | 94 638 786 599 | Generator | Snapper Point Power Station, Units 1-5 | Port Adelaide Energy Pty Ltd | 83 105 607 538 | 2021-12-21
Snowtown South Wind Farm Pty Ltd | 50 156 407 313 | Generator | Snowtown South Wind Farm Units 1 - 42 | Snowtown Wind Farm Stage 2 Pty Ltd | 85 155 626 252 | 2013-09-10
Tilt Renewables Australia Pty Ltd | 15 101 038 331 | Generator | Snowtown Wind Farm Units 1 And 47 | Snowtown Wind Farm Pty Ltd | 76 109 468 804 | 2023-12-19
AGL Power Generation (VIC) Pty Ltd | 45 086 586 192 | Generator | Somerton Power Station | AGL Hydro Partnership | 86 076 691 481 | 2001-12-12
South East Water Limited | 89 066 902 547 | Generator | South East Water - Hallam Hydro Plant Unit 1 | Progressive Green Pty Ltd | 27 130 175 343 | 2008-07-04
Neoen Australia Pty. Ltd. | 57 160 905 706 | Generator | South Keswick Solar Farm, Units 1 - 6 | Dubbo Solar Hub Pty Ltd | 81 615 225 968 | 2023-12-22
Starfish Hill Wind Farm Pty Ltd | 54 099 761 261 | Generator | Starfish Hill Wind Farm Units 1 to 23 | Tarong Energy Corporation Pty Ltd | 52 078 848 736 | 2003-04-04
Goldwind Australia Pty Ltd | 32 140 108 390 | Generator | Stockyard Hill Wind Farm Units 1-134 | Stockyard Hill Wind Farm Pty Ltd | 71 118 119 501 | 2021-07-08
Goldwind Capital (Australia) Pty Ltd | 34 142 403 950 | Generator | Stockyard Hill Wind Farm Units 1-134 | Stockyard Hill Wind Farm Pty Ltd | 71 118 119 501 | 2021-07-08
Goldwind Australia Pty Ltd | 32 140 108 390 | Generator | Stockyard Hill Wind Farm Units 135-149 | Stockyard Hill Wind Farm Pty Ltd | 71 118 119 501 | 2022-03-01
Goldwind Capital (Australia) Pty Ltd | 34 142 403 950 | Generator | Stockyard Hill Wind Farm Units 135-149 | Stockyard Hill Wind Farm Pty Ltd | 71 118 119 501 | 2022-03-01
ACEN Australia Pty Ltd | 27 616 856 672 | Generator | Stubbo Solar Farm 1, Units 1-156 | Stubbo 1 Pty Ltd as The Trustee for Stubbo 1 Solar Project Trust | 52 921 406 762 | 2024-12-17
CQ Energy Pty Ltd (ACN 132 405 004) as trustee for the CQ Energy Unit Trust | 55 626 864 224 | Generator | Stubbo Solar Farm 1, Units 1-156 | Stubbo 1 Pty Ltd as The Trustee for Stubbo 1 Solar Project Trust | 52 921 406 762 | 2024-12-17
PCL Constructors Pacific Rim Pty Ltd | 74 140 877 792 | Generator | Stubbo Solar Farm 1, Units 1-156 | Stubbo 1 Pty Ltd as The Trustee for Stubbo 1 Solar Project Trust | 52 921 406 762 | 2024-12-17
Solarig Australia Pty Ltd | 75 626 939 384 | Generator | Stubbo Solar Farm 1, Units 1-156 | Stubbo 1 Pty Ltd as The Trustee for Stubbo 1 Solar Project Trust | 52 921 406 762 | 2025-09-09
ACEN Australia Pty Ltd | 27 616 856 672 | Generator | Stubbo Solar Farm 2, Units 1-152 | Stubbo 1 Pty Ltd as The Trustee for Stubbo 1 Solar Project Trust | 52 921 406 762 | 2024-12-17
CQ Energy Pty Ltd (ACN 132 405 004) as trustee for the CQ Energy Unit Trust | 55 626 864 224 | Generator | Stubbo Solar Farm 2, Units 1-152 | Stubbo 1 Pty Ltd as The Trustee for Stubbo 1 Solar Project Trust | 52 921 406 762 | 2024-12-17
PCL Constructors Pacific Rim Pty Ltd | 74 140 877 792 | Generator | Stubbo Solar Farm 2, Units 1-152 | Stubbo 1 Pty Ltd as The Trustee for Stubbo 1 Solar Project Trust | 52 921 406 762 | 2024-12-17
Solarig Australia Pty Ltd | 75 626 939 384 | Generator | Stubbo Solar Farm 2, Units 1-152 | Stubbo 1 Pty Ltd as The Trustee for Stubbo 1 Solar Project Trust | 52 921 406 762 | 2025-09-09
Sun Metals Solar Farm Pty Ltd | 36 664 086 560 | Generator | Sun Metals Solar Farm, Units 1-52 | Sun Metals Corporation Pty Ltd | 97 074 241 982 | 2023-09-12
CQ Energy Pty Ltd as trustee for the CQ Energy Unit Trust | 55 626 864 224 | Generator | Sunraysia Solar Farm Units 1-104 | Sunraysia Solar Project Pty Ltd (ACN 612 072 536) as trustee of Sunraysia Solar Project Trust | 86 116 311 664 | 2020-11-10
Decmil Australia Pty Ltd | 58 116 776 991 | Generator | Sunraysia Solar Farm Units 1-104 | Sunraysia Solar Project Pty Ltd (ACN 612 072 536) as trustee of Sunraysia Solar Project Trust | 86 116 311 664 | 2020-11-10
Maoneng Australia Pty Ltd | 16 610 857 746 | Generator | Sunraysia Solar Farm Units 1-104 | Sunraysia Solar Project Pty Ltd (ACN 612 072 536) as trustee of Sunraysia Solar Project Trust | 86 116 311 664 | 2020-11-10
Sunshine Coast Regional Council | 37 876 973 913 | Generator | Sunshine Coast Solar Farm, Unit 1 | Diamond Energy Pty Ltd | 97 107 516 334 | 2017-06-29
Beak Industries Pty Ltd | 22 009 535 184 | Generator | Sunshine Energy Park | Energex Retail Pty Ltd | 97 078 848 549 | 2002-01-04
Canadian Solar O&M (Australia) Pty Ltd | 31 620 225 809 | Generator | Suntop Solar Farm Units 1-110 | Suntop SF Pty Ltd (ACN 639 336 913) as trustee for the Suntop Asset Trust | 27 936 338 087 | 2021-07-27
Quintas Energy Australia Pty Ltd | 99 625 735 373 | Generator | Suntop Solar Farm Units 1-110 | Suntop SF Pty Ltd (ACN 639 336 913) as trustee for the Suntop Asset Trust | 27 936 338 087 | 2021-07-27
Origin Energy Electricity Limited | 33 071 052 287 | Integrated Resource Provider | Supernode BESS, Units 1-76 | Supernode Operations Pty Ltd (ACN 662 090 539) as the trustee for Supernode BESS 1 Project Trust | 19 910 425 773 | 2025-09-02
P.H.E. HV and Switchboards Pty Ltd | 88 663 455 409 | Integrated Resource Provider | Supernode BESS, Units 1-76 | Supernode Operations Pty Ltd (ACN 662 090 539) as the trustee for Supernode BESS 1 Project Trust | 19 910 425 773 | 2025-09-02
Private Energy Partners Pty Ltd | 73 604 402 637 | Integrated Resource Provider | Supernode BESS, Units 1-76 | Supernode Operations Pty Ltd (ACN 662 090 539) as the trustee for Supernode BESS 1 Project Trust | 19 910 425 773 | 2025-09-02
Atmos Services Pty Ltd | 54 623 781 840 | Generator | Susan River Solar Farm, Units 1-49 | Susan River Solar Pty Ltd (ACN 623 270 673) as Trustee for Susan River Solar Trust | 75 778 423 009 | 2023-05-23
Mecrus Pty Ltd | 35 088 126 756 | Generator | Symex Plant Unit 1 | Energy Response Pty Ltd (Trading as Energy Response) | 49 104 710 278 | 2010-04-23
Symex Holdings Limited | 29 091 035 353 | Generator | Symex Plant Unit 1 | Energy Response Pty Ltd (Trading as Energy Response) | 49 104 710 278 | 2010-04-23
MSF Sugar Pty Ltd | 11 009 658 708 | Generator | Tableland Mill, Unit 2 | MP Tableland Green Power Pty Ltd | 17 614 688 69 | 2019-09-10
EDL Group Operations Pty Ltd | 39 055 555 416 | Generator | Tahmoor Waste Coal Mine Gas Power Station (Units 1-7) | EDL (TT) Pty Limited | 95 088 169 135 | 2024-02-13
Vena Energy Services (Australia) Pty Ltd | 89 609 132 747 | Integrated Resource Provider | Tailem Bend 2 Hybrid Renewable Power Station, Solar Units 1-29, Battery Units 1-14 | Tailem Bend II Project Company Pty Ltd as trustee for the Tailem Bend II Project Trust | 33 636 975 652 | 2023-02-28
Tailem Bend Solar Asset Pty Ltd as The Trustee for Tailem Bend Solar Asset Trust | 25 226 861 648 | Generator | Tailem Bend Solar Project 1, Units 1-54 | Vena Energy Services (Australia) Pty Ltd | 89 609 132 747 | 2019-02-05
Tailem Bend Solar Operating Pty Ltd as The Trustee for Tailem Bend Solar Operating Trust | 35 635 157 114 | Generator | Tailem Bend Solar Project 1, Units 1-54 | Vena Energy Services (Australia) Pty Ltd | 89 609 132 747 | 2019-02-05
EnergyAustralia Tallawarra Pty Ltd | 69 081 074 142 | Generator | Tallawarra Power Station Unit 1 | EnergyAustralia Pty Ltd | 99 086 014 968 | 2008-10-14
EnergyAustralia Tallawarra Pty Ltd | 69 081 074 142 | Generator | Tallawarra Power Station, Tallawarra B Unit 1 | EnergyAustralia Pty Ltd | 99 086 014 968 | 2023-10-06
AETV Pty Ltd | 29 123 391 613 | Generator | Tamar Valley Combined Cycle Power Station: Units 1-2 | Hydro-Electric Corporation, trading as Hydro Tasmania | 48 072 377 158 | 2019-10-10
Taralga Wind Farm Nominees No 1 Pty Ltd | 52 159 439 611 | Generator | Taralga Wind Farm, Units 1-51 | Taralga Wind Farm Nominees No 2 Pty Ltd (ATF Taralga Wind Farm Operating Trust) | 31 159 439 522 | 2014-12-11
Tarong North Pty Ltd | 91 102 191 793 | Generator | Tarong North Power Station Unit 1 | Stanwell Corporation | 37 078 848 674 | 2011-07-01
TN Power Pty Ltd | 56 099 730 042 | Generator | Tarong North Power Station Unit 1 | Stanwell Corporation | 37 078 848 674 | 2011-07-01
Diamond Energy Generation Pty Ltd | 32 114 514 895 | Generator | Tatura Biomass Generator Unit 1 | Diamond Energy Pty Ltd | 97 107 516 334 | 2006-09-20
EDL Group Operations Pty Ltd | 39 055 555 416 | Generator | Tea Tree Gully Landfill Gas Power Station Unit 1 | EDL LFG (SA) Pty Ltd | 21 055 640 321 | 2013-04-01
CQ Energy Pty Ltd as The Trustee for CQ Energy Unit Trust | 55 626 864 224 | Integrated Resource Provider | Templers Battery Energy Storage System | ZEN Energy Retail Pty Ltd | 54 615 751 052 | 2025-05-20
Sungrow Australia Group Pty Ltd | 76 168 258 679 | Integrated Resource Provider | Templers Battery Energy Storage System | ZEN Energy Retail Pty Ltd | 54 615 751 052 | 2025-05-20
Templers BESS Project Co Pty Ltd as the Trustee for Templers BESS Project Trust | 14 519 201 351 | Integrated Resource Provider | Templers Battery Energy Storage System | ZEN Energy Retail Pty Ltd | 54 615 751 052 | 2025-05-20
State Owned Generators Leasing Company Pty Ltd | 94 638 786 599 | Generator | Temporary Generation North Units 1-5 | SA Power Networks | 13 332 330 749 | 2020-08-25
State Owned Generators Leasing Company Pty Ltd | 94 638 786 599 | Generator | Temporary Generation South Units 1-4 | Infigen Energy SAGT Pty Limited | 77 635 710 360 | 2020-11-01
AGL Hydro Partners | 86 076 691 481 | Generator | The Bluff Wind Farm Units 1 - 25 | AGL SA Generation Pty Limited | 84 081 074 204 | 2017-07-18
Hallet 5 Pty Ltd | 74 154 281 160 | Generator | The Bluff Wind Farm Units 1 - 25 | AGL SA Generation Pty Limited | 84 081 074 204 | 2017-07-18
SPI PowerNet Pty Ltd | 079 798 173 | Network Service Provider | The deed given by CitiPower Pty and SPI PowerNet Pty Ltd in favour of NEMMCO dated 8 December 1998 | CitiPower Pty Ltd | 75 569 155 798 | 1998-12-13
SPI PowerNet Pty Ltd | 78 079 798 173 | Network Service Provider | The deed given by Powercor Australia Limited and SPI PowerNet Pty Ltd in favour of NEMMCO dated 24 June 1999 | Powercor Australia Limited | 89 064 651 109 | 2003-04-04
Alinta Network Services Pty Ltd | 52 104 352 650 | Network Service Provider | The distribution fixed assets and distribution system as defined in United Energy Distribution Pty Ltd’s Victorian electricity distribution licence. | United Energy Distribution Pty Ltd | 70 064 651 029 | 2004-04-14
CKI Utilities Development Limited | 090 718 880 | Network Service Provider | The distribution network which is the subject of the distribution licence issued under the Electricity Act 1996 (SA) | Utilities Management Pty Ltd | 090 664 878 | 2000-01-28
CKI Utilities Holdings Limited | 091 142 380 | Network Service Provider | The distribution network which is the subject of the distribution licence issued under the Electricity Act 1996 (SA) | Utilities Management Pty Ltd | 090 664 878 | 2000-01-28
CKI/HEI Utilities Distribution Limited | 091 143 038 | Network Service Provider | The distribution network which is the subject of the distribution licence issued under the Electricity Act 1996 (SA) | Utilities Management Pty Ltd | 090 664 878 | 2000-01-28
HEI Utilities Development Limited | 50 091 142 362 | Network Service Provider | The distribution network which is the subject of the distribution licence issued under the Electricity Act 1996 (SA) | Utilities Management Pty Ltd | 090 664 878 | 2000-01-28
HEI Utilities Development Limited | 50 091 142 362 | Network Service Provider | The distribution network which is the subject of the distribution licence issued under the Electricity Act 1996 (SA) | Utilities Management Pty Ltd | 090 664 878 | 2000-01-28
SNC-Lavalin Investment Australia Pty Ltd | 31 095 833 462 | Network Service Provider | The transmission network to be known as the “Murraylink” interconnector between the South Australia and Victoria regions | Murraylink Transmission Company Pty Ltd | 42 089 875 605 | 2002-10-18
Murraylink HQI Australia Pty Ltd | 76 095 760 375 | Network Service Provider | The transmission network to be known as the “Murraylink” interconnector between the South Australia and Victoria regions. | Murraylink Transmission Company Pty Ltd | 42 089 875 605 | 2002-10-18
Timboon West Wind Farm Pty Ltd | 85 608 348 287 | Generator | Timboon West Wind Farm, Units 1-2 | Alinta Energy Retail Sales Pty Ltd | 22 149 658 300 | 2018-10-09
EDL CSM (NSW) Pty Ltd | 66 064 847 490 | Generator | Tower Power Station, Units 1-40 | EDL Group Operations Pty Ltd | 39 055 555 416 | 2020-02-01
CQ Energy Pty Ltd as The Trustee for CQ Energy Unit Trust | 55 626 864 224 | Generator | Townsville Gas Turbine, Units 1-2 | RATCH-Australia Townsville Pty Ltd | 65 075 001 991 | 2025-10-29
QPM Energy (Merchant Services) Pty Ltd | 11 667 659 449 | Generator | Townsville Gas Turbine, Units 1-2 | RATCH-Australia Townsville Pty Ltd | 65 075 001 991 | 2025-10-29
Worley Power Services Pty Ltd | 50 112 723 181 | Generator | Townsville Gas Turbine, Units 1-2 | RATCH-Australia Townsville Pty Ltd | 65 075 001 991 | 2025-10-29
Akaysha Energy Pty Ltd | 49 649 223 987 | Integrated Resource Provider | Ulinda Park BESS, Units 1-52 | Ulinda Park ProjectCo Pty Ltd | 61 659 144 484 | 2025-06-03
Quintas Energy Australia Pty Ltd | 99 625 735 373 | Integrated Resource Provider | Ulinda Park BESS, Units 1-52 | Ulinda Park ProjectCo Pty Ltd | 61 659 144 484 | 2025-06-03
Origin Energy Uranquinty Power Pty Ltd | 26 120 384 938 | Generator | Uranquinty Power Station Units 1-4 | Origin Energy Electricity Limited | 33 071 052 287 | 2020-02-04
Vales Point Investments Pty Ltd as trustee for Vales Point Discretionary Trust | 608 798 278 | Generator | Vales Point Power Station | Delta Electricity | 75 162 696 335 | 2015-12-18
Waratah Energy Pty Ltd | 64 166 785 619 | Generator | Vales Point Power Station | Delta Electricity | 75 162 696 335 | 2015-12-18
Valley Power Pty Ltd | 16 083 964 470 | Generator | Valley Power Peaking Facility Units 1-6 | Snowy Hydro Ltd | 17 090 574 431 | 2012-02-01
Contact Peaker Australia Pty Ltd | 24 097 586 724 | Generator | Valley Power Peaking Facility Units 5 and 6. | Valley Power Pty Ltd | 16 083 964 470 | 2002-11-13
Edison Mission Operation & Maintenance Loy Yang Pty Ltd | 055 563 696 | Generator | Valley Power Peaking Facility. | Valley Power Pty Ltd | 16 083 964 470 | 2001-12-10
Wilmar Sugar (Herbert) Pty Ltd | 92 099 000 361 | Generator | Victoria Mill Units 1 - 2 | Wilmar Sugar Pty Ltd | 44 081 581 792 | 2011-08-09
Neoen Australia Pty Ltd | 57 160 905 706 | Integrated Resource Provider | Victorian Big Battery Units 1-212 | Victorian Big Battery Pty Ltd (ACN 644 584 421) as trustee for HMC Energy Transition No. 3 A3 Project Trust | 57 160 905 706 | 2025-09-10
Metka EGN Australia Holdings Two Pty Ltd as trustee of Metka EGN Australia Holdings Trust | 96 579 785 264 | Generator | Wagga North Solar Farm, Units 1-34 | Wagga Wagga Operationsco Pty Ltd as trustee for Wagga Wagga Operations Trust | 74 319 039 965 | 2021-06-08
Metka EGN Australia Pty Ltd | 29 627 887 709 | Generator | Wagga North Solar Farm, Units 1-34 | Wagga Wagga Operationsco Pty Ltd as trustee for Wagga Wagga Operations Trust | 74 319 039 965 | 2021-06-08
Vector Cuatro Australia Pty Ltd | 44 628 702 545 | Generator | Wagga North Solar Farm, Units 1-34 | Wagga Wagga Operationsco Pty Ltd as trustee for Wagga Wagga Operations Trust | 74 319 039 965 | 2021-06-08
FRV Services Australia Pty Ltd | 60 151 469 662 | Generator | Walla Walla Solar Farm 1, Units 1-48 | Walla Walla Asset Co Pty Ltd (ACN 634 728 868) as Trustee for the Walla Walla Asset Trust | 20 737 427 981 | 2024-09-10
Gransolar Construction Australia Pty Ltd | 71 640 607 209 | Generator | Walla Walla Solar Farm 1, Units 1-48 | Walla Walla Asset Co Pty Ltd (ACN 634 728 868) as Trustee for the Walla Walla Asset Trust | 20 737 427 981 | 2024-09-10
FRV Services Australia Pty Ltd | 60 151 469 662 | Generator | Walla Walla Solar Farm 2, Units 49-96 | Walla Walla Asset Co Pty Ltd (ACN 634 728 868) as Trustee for the Walla Walla Asset Trust | 20 737 427 981 | 2024-09-10
Gransolar Construction Australia Pty Ltd | 71 640 607 209 | Generator | Walla Walla Solar Farm 2, Units 49-96 | Walla Walla Asset Co Pty Ltd (ACN 634 728 868) as Trustee for the Walla Walla Asset Trust | 20 737 427 981 | 2024-09-10
EnergyAustralia NSW Pty Ltd | 75 163 935 635 | Generator | Wallerawang Power Station Unit 7 - 8 | EnergyAustralia Pty Ltd | 99 086 014 968 | 2013-09-03
NSW Electricity Networks Operations Pty Limited as trustee for NSW Electricity Networks Operations Trust | 70 250 995 390 | Integrated Resource Provider | Wallgrove BESS 1, Units 1-36 | Iberdrola Australia Wallgrove Pty Limited | 23 643 582 156 | 2021-10-26
Cubico Wambo Project Co Pty Ltd as trustee for the Cubico Wambo Project Trust | 96 153 182 628 | Generator | Wambo Wind Farm 1, units 1-42 | Stanwell Corporation Limited | 37 078 848 674 | 2025-06-17
Stanwell Wambo Stage 1 Project Co Pty Ltd as Trustee for the Stanwell Wambo Stage 1 Project Trust | 86 535 142 274 | Generator | Wambo Wind Farm 1, units 1-42 | Stanwell Corporation Limited | 37 078 848 674 | 2025-06-17
Wandoan BESS Project Co Pty Ltd as Trustee for Wandoan BESS Project Trust | 58 977 490 455 | Integrated Resource Provider | Wandoan Battery Energy Storage System, Units 1-34 | AGL Sales (Queensland Electricity) Pty Limited | 66 078 875 902 | 2021-07-06
Gransolar Construction Australia Pty Ltd | 71 640 607 209 | Generator | Wandoan Solar Farm 1, Units 1-44 | Wandoan Solar Project Co Pty Ltd as The Trustee for Wandoan Solar Project Trust | 38 180 248 183 | 2023-03-07
Vena Energy Services (Australia) Pty Ltd | 89 609 132 747 | Generator | Wandoan Solar Farm 1, Units 1-44 | Wandoan Solar Project Co Pty Ltd as The Trustee for Wandoan Solar Project Trust | 38 180 248 183 | 2023-03-07
CleanPeak Energy Pty Ltd | 85 169 761 648 | Generator | Wangaratta Solar Farm, Units 1-6 | CPE Mascot Pty Ltd | 22 100 209 354 | 2025-06-10
CPE Funding No.4 Pty Ltd as trustee for CPE Funding No. 4 Unit Trust | 72 924 898 422 | Generator | Wangaratta Solar Farm, Units 1-6 | CPE Mascot Pty Ltd | 22 100 209 354 | 2025-06-10
Akaysha Energy Pty Ltd | 49 649 223 987 | Integrated Resource Provider | Waratah Super Battery, Units 1-288 | Munmorah Battery ProjectCo Pty Ltd | 23 662 894 699 | 2024-09-03
Quintas Energy Australia Pty Ltd | 99 625 735 373 | Integrated Resource Provider | Waratah Super Battery, Units 1-288 | Munmorah Battery ProjectCo Pty Ltd | 23 662 894 699 | 2024-09-03
CQ Energy Pty Ltd as The Trustee for CQ Energy Unit Trust | 55 626 864 224 | Generator | Warwick Solar Farm 1, Units 1-24 | The University of Queensland | 63 942 912 684 | 2020-09-22
CQ Energy Pty Ltd as The Trustee for CQ Energy Unit Trust | 55 626 864 224 | Generator | Warwick Solar Farm 2, Units 1-24 | The University of Queensland | 63 942 912 684 | 2020-09-22
AGL Hydro Partners | 86 076 691 481 | Generator | Wattle Point Wind Farm Units 1 to 55 | AGL SA Generation Pty Limited | 84 081 074 204 | 2017-06-29
Wattle Point Wind Farm Pty Ltd | 34 101 023 447 | Generator | Wattle Point Wind Farm Units 1 to 55 | AGL SA Generation Pty Limited | 84 081 074 204 | 2017-06-29
CQ Energy Pty Ltd as The Trustee for CQ Energy Unit Trust | 55 626 864 224 | Generator | Wellington North Solar Farm, Units 1 - 104 | Wellington North Solar Farm Pty Limited | 25 621 497 952 | 2024-05-21
Gransolar Construction Australia Pty Ltd | 71 640 607 209 | Generator | Wellington North Solar Farm, Units 1 - 104 | Wellington North Solar Farm Pty Limited | 25 621 497 952 | 2024-05-21
Lightsource Asset Management Australia Pty Ltd | 36 636 874 621 | Generator | Wellington North Solar Farm, Units 1 - 104 | Wellington North Solar Farm Pty Limited | 25 621 497 952 | 2024-05-21
CQ Energy Pty Ltd as The Trustee for CQ Energy Unit Trust | 55 626 864 224 | Generator | Wellington Solar Farm, Units 1 - 132 | Lightsource Australia SPV 4 Pty Ltd | 56 631 494 221 | 2020-11-04
Lightsource Asset Management Australia Pty Ltd | 36 636 874 621 | Generator | Wellington Solar Farm, Units 1 - 132 | Lightsource Australia SPV 4 Pty Ltd | 56 631 494 221 | 2020-11-04
Sterling and Wilson Solar Australia Pty Ltd | 35 632 960 680 | Generator | Wellington Solar Farm, Units 1 - 132 | Lightsource Australia SPV 4 Pty Ltd | 56 631 494 221 | 2020-11-04
CQ Energy Pty Ltd as The Trustee for CQ Energy Unit Trust | 55 626 864 224 | Generator | West Wyalong Solar Farm, Units 1-29 | West Wyalong Fund Pty Ltd as The Trustee for West Wyalong Trust | 33 293 732 784 | 2022-09-27
Lightsource Asset Management Australia Pty Ltd | 36 636 874 621 | Generator | West Wyalong Solar Farm, Units 1-29 | West Wyalong Fund Pty Ltd as The Trustee for West Wyalong Trust | 33 293 732 784 | 2022-09-27
PCL Constructors Pacific Rim Pty Ltd | 74 140 877 792 | Generator | West Wyalong Solar Farm, Units 1-29 | West Wyalong Fund Pty Ltd as The Trustee for West Wyalong Trust | 33 293 732 784 | 2022-09-27
Neoen Australia Pty Ltd | 57 160 905 706 | Integrated Resource Provider | Western Downs Battery Energy Storage System, Units 1-140 | Western Downs BESS Pty Ltd (ACN 663 613 321) as trustee for the Western Downs BESS Trust | 21 878 564 988 | 2024-05-28
Neoen Australia Pty Ltd | 57 160 905 706 | Integrated Resource Provider | Western Downs Battery Energy Storage System, Units 141-280 | Western Downs BESS Pty Ltd (ACN: 663 613 321) as trustee for the Western Downs BESS Trust | 21 878 564 988 | 2025-09-08
Neoen Australia Pty Ltd | 57 160 905 706 | Generator | Western Downs Green Power Hub | Western Downs Green Power Hub Pty Ltd as Trustee for Western Downs Green Power Hub Trust | 88 298 173 883 | 2022-05-31
CECEP Wind Power Australia Holding Pty Ltd | 19 611 615 402 | Generator | White Rock Wind and Solar Farm, Units 1-70; 71-78 | White Rock Wind Farm Pty Ltd | 45 153 592 173 | 2020-03-17
Goldwind Australia Pty Ltd | 32 140 108 390 | Generator | White Rock Wind and Solar Farm, Units 1-70; 71-78 | White Rock Wind Farm Pty Ltd | 45 153 592 173 | 6 July 2017; 21 August 2018
Goldwind Capital (Australia) Pty Ltd | 34 142 403 950 | Generator | White Rock Wind and Solar Farm, Units 1-70; 71-78 | White Rock Wind Farm Pty Ltd | 45 153 592 173 | 6 July 2017; 21 August 2018
Edify Energy Pty Ltd | 85 606 684 995 | Generator | Whitsunday Solar Farm, Units 1-23 | White Rock Wind Farm Pty Ltd | 20 615 715 270 | 2018-05-29
EnergyAustralia Narrabri Gas Pty Ltd | 80 147 609 729 | Generator | Wilga Park Power Station Units 1-4 | Narrabri Power Limited | 42 104 570 943 | 2011-12-21
Gastar Power Pty Ltd | 45 128 295 063 | Generator | Wilga Park Power Station Units 1-4 | Narrabri Power Limited | 42 104 570 943 | 2008-09-22
EDL Group Operations Pty Ltd | 39 055 555 416 | Generator | Wingfield 1 Landfill Gas Power Station Units 1-4 | EDL LFG (SA) Pty Ltd | 21 055 640 321 | 2013-04-01
EDL Group Operations Pty Ltd | 39 055 555 416 | Generator | Wingfield 2 Landfill Gas Power Station Units 1-4 | EDL LFG (SA) Pty Ltd | 21 055 640 321 | 2013-04-01
FRV Services Australia Pty Ltd | 60 151 469 662 | Generator | Winton Solar Farm, Units 1-1076 | Winton Asset Co Pty Ltd (ACN 623 824 288) as the Trustee for Winton Asset Trust | 22 313 259 458 | 2021-03-30
Gransolar Dessarollo y construccion SL | 48 614 561 572 | Generator | Winton Solar Farm, Units 1-1076 | Winton Asset Co Pty Ltd (ACN 623 824 288) as the Trustee for Winton Asset Trust | 22 313 259 458 | 2021-03-30
Beijing Energy International (Australia) Holding Pty Ltd | 68 641 036 053 | Generator | Wollar Solar Farm, Units 1-29, 30-58 | Wollar Solar Development Pty Ltd | 88 621 969 266 | 2024-12-17
Quintas Energy Australia Pty Ltd | 99 625 735 373 | Generator | Wollar Solar Farm, Units 1-29, 30-58 | Wollar Solar Development Pty Ltd | 88 621 969 266 | 2024-12-17
Sunterra Energy Pty Ltd | 44 643 733 779 | Generator | Wollar Solar Farm, Units 1-29, 30-58 | Wollar Solar Development Pty Ltd | 88 621 969 266 | 2024-12-17
Regional Wind Farms Pty Ltd | 11 107 163 182 | Generator | Wonthaggi Wind Farms Units 1-6 | Progressive Green Pty Ltd | 27 130 175 343 | 2016-03-24
Woodlawn Bioreactor Energy Pty Ltd | 50 107 490 219 | Generator | Woodlawn Bioreactor Energy Generating Station Unit 1-6,7 | EnergyAustralia Pty Ltd | 99 086 014 968 | 2011-07-01
Woolnorth Bluff Point Wind Farm Pty Ltd | 31 095 369 396 | Generator | Woolnorth Bluff Point Wind Farm Units 1 to 37 | Hydro-Electric Corporation | 48 072 377 158 | 2005-04-04
Woolnorth Studland Bay Wind Farm Pty Ltd | 63 111 996 377 | Generator | Woolnorth Studland Bay Wind Farm Units 1 to 25 | Hydro-Electric Corporation | 48 072 377 158 | 2007-02-22
CQ Energy Pty Ltd as The Trustee for CQ Energy Unit Trust | 55 626 864 224 | Generator | Woolooga Solar Farm Units 1-89 | Woolooga Fund Pty Ltd as Trustee for the Woolooga Trust | 79 195 305 015 | 2022-05-24
Lightsource Asset Management Australia Pty Ltd | 36 636 87 621 | Generator | Woolooga Solar Farm Units 1-89 | Woolooga Fund Pty Ltd as Trustee for the Woolooga Trust | 79 195 305 015 | 2022-05-24
PCL Constructors Pacific Rim Pty Ltd | 74 140 877 792 | Generator | Woolooga Solar Farm Units 1-89 | Woolooga Fund Pty Ltd as Trustee for the Woolooga Trust | 79 195 305 015 | 2022-05-24
The Trustee for Sustainable Energy Infrastructure Trust | 50 746 683 694 | Generator | Woy Woy Landfill Site, Unit 1 | AGL Hydro Partnership | 86 076 691 481 | 2018-09-11
CQ Energy Pty Ltd (ACN 132 405 004) as The Trustee for CQ Energy Unit Trust | 55 626 864 224 | Generator | Wunghnu Solar Farm, Units 1 - 34 | Sun Spot 3 Pty Ltd | 28 618 128 733 | 2024-11-19
Gransolar Construction Australia Pty Ltd | 71 640 607 209 | Generator | Wunghnu Solar Farm, Units 1 - 34 | Sun Spot 3 Pty Ltd | 28 618 128 733 | 2024-11-19
Lightsource Asset Management Australia Pty Ltd | 36 636 874 621 | Generator | Wunghnu Solar Farm, Units 1 - 34 | Sun Spot 3 Pty Ltd | 28 618 128 733 | 2024-11-19
CQ Energy Pty Ltd (ACN 132 405 004) as The Trustee for CQ Energy Unit Trust | 55 626 864 224 | Generator | Wyalong Solar Farm 1, Units 1 - 38 | Wyalong Solar Farm Pty Ltd (ACN 629 132 958) as The Trustee For Wyalong Solar Farm Unit Trust | 71 608 734 848 | 2023-06-06
ESCO Pacific Asset Management Pty Ltd | 57 623 340 376 | Generator | Wyalong Solar Farm 1, Units 1 - 38 | Wyalong Solar Farm Pty Ltd (ACN 629 132 958) as The Trustee For Wyalong Solar Farm Unit Trust | 71 608 734 848 | 2023-06-06
METKA EGN Australia Pty Ltd | 29 627 887 709 | Generator | Wyalong Solar Farm 1, Units 1 - 38 | Wyalong Solar Farm Pty Ltd (ACN 629 132 958) as The Trustee For Wyalong Solar Farm Unit Trust | 71 608 734 848 | 2023-06-06
Risen Energy (Australia) Pty Ltd | 97 168 750 374 | Generator | Yarranlea Solar Farm | Yarranlea Solar Pty Ltd | 30 609 850 553 | 2020-01-07
AGL Southern Hydro (NSW) Pty Limited | 73 056 452 601 | Generator | Yarrawonga Hydro Power Station Units 1-2 | AGL Hydro Partnership | 86 076 691 481 | 2013-07-01
BayWa r.e. Solar Projects Pty Ltd | 27 618 779 623 | Generator | Yatpool Solar Farm, Units 1-36 | Yatpool Sun Farm Pty Ltd | 83 610 306 324 | 2020-11-17
Solarig Australia PTY LTD | 75 626 939 384 | Generator | Yatpool Solar Farm, Units 1-36 | Yatpool Sun Farm Pty Ltd | 83610306324 | 2025-08-26
Yawong Wind Farm Pty Ltd | 90 614 422 856 | Generator | Yawong Wind Farm, Units 1-2 | Alinta Energy Retail Sales Pty Ltd | 22 149 658 300 | 2018-11-13
RES Australia Pty Ltd | 55 106 637 754 | Generator | Yendon Wind Farm, Units 1-38 | Lal Lal Wind Farms Nom Co Pty Ltd | 37 625 768 774 | 2019-06-19

## Exemption - Central Dispatch
Company | ABN/ACN | System | Basis for classification as a Non-scheduled Generator
RTA Yarwun Pty Ltd | 73 137 266 301 | Alumina Refinery | Not practicable to participate in central dispatch due to physical and technical attributes. Conditions apply under Rules clause 3.8.2(e) requiring compliance with some obligations of a Scheduled Generator, including with respect to dispatch bids, targets and generation output.
EDL Group Operations Pty Ltd | 39 055 555 416 | Appin Power Station, Units 1-54 | Not practicable to participate in central dispatch due to physical and technical attributes
Hydro-Electric Corporation trading as Hydro Tasmania | 48 072 377 158 | Bell Bay Diesel Generator, Units 1-3 | Not practicable to participate in central dispatch due to physical and technical attributes
Cape Byron Management Pty Ltd | 26 165 320 445 | Broadwater Power Station Units 1 - 2 | Not practicable to participate in central dispatch due to physical and technical attributes
Essential Energy | 37 428 185 226 | Broken Hill Gas Turbines Units 1-2 | Not practicable to participate in central dispatch due to physical and technical attributes
Infigen Energy Markets Pty Limited | 47 128 696 097 | Capital Wind Farm | Output is intermittent (classified pre 1 May 2008)
Pacific Hydro Challicum Hills Pty Ltd | 88 101 989 744 | Challicum Hills Wind Farm | Output is intermittent (classified pre 1 May 2008)
Cape Byron Management Pty Ltd | 26 165 320 445 | Condong Power Station Unit 1 | Not practicable to participate in central dispatch due to physical and technical attributes
Origin Energy Electricity Pty Ltd | 33 071 052 287 | Cullerin Range Wind Farm | Output is intermittent (committed pre 1 Jan 2008)
Arrow Energy Trading Pty Ltd | 68 139 053 133 | Daandine | Not practicable to participate in central dispatch due to physical and technical attributes
Origin Energy Electricity Pty Ltd | 33 071 052 287 | Eraring Power Station Gas Turbine Unit 1 | Primary purpose is local use and sent out electricity rarely, if ever, exceeds 30MW (classified pre 21 Apr 2022); and Not practicable to participate in central dispatch due to physical and technical attributes
EDL CSM (QLD) Pty Ltd | 48 098 224 269 | German Creek | Not practicable to participate in central dispatch due to physical and technical attributes
Wilmar Sugar Pty Ltd | 44 081 051 792 | Invicta Mill | Not practicable to participate in central dispatch due to physical and technical attributes
Origin Energy Electricity Pty Ltd | 33 071 052 287 | Longford Plant | Primary purpose is local use and sent out electricity rarely, if ever, exceeds 30MW (classified pre 21 Apr 2022)
AGL Hydro Partnership | 86 076 691 481 | Moranbah North Power Station | Not practicable to participate in central dispatch due to physical and technical attributes
Pioneer Sugar Mills Pty Ltd | 63 009 889 856 | Pioneer Sugar Mill | Not practicable to participate in central dispatch due to physical and technical attributes
Pacific Hydro Portland Wind Farm Pty Ltd | 75 103 162 474 | Portland Wind Farm | Output is intermittent (classified pre 1 May 2008)
Mackay Sugar Limited | 12 057 463 671 | Racecourse Mill Units 1 - 3 | Not practicable to participate in central dispatch due to physical and technical attributes
Stanwell Corporation Limited | 37 078 848 674 | Tarong Power Station Gas Turbine | Primary purpose is local use and sent out electricity rarely, if ever, exceeds 30MW (classified pre 21 Apr 2022); and Output is intermittent (classified pre 1 May 2008)
EDL Group Operations Pty Ltd | 39 055 555 416 | Tower Power Station, Units 1-40 | Not practicable to participate in central dispatch due to physical and technical attributes
Pyrenees Wind Energy Developments Pty Ltd | 31 097 047 268 | Waubra Wind Farm, Units 1-128 | Output is intermittent (classified pre 1 May 2008)
Hydro-Electric Corporation | 48 072 377 158 | Woolnorth Wind Farm, Units 1-67 | Output is intermittent (classified pre 1 May 2008)
Energy Pacific (Vic) Pty Ltd | 18 063 543 984 | Yambuk Wind Farm | Output is intermittent (classified pre 1 May 2008)
Canunda Power Pty Ltd | 31 103 087 341 | Canunda Wind Farm | Output is intermittent (classified pre 1 May 2008). Conditions apply under Rules clause 3.8.2(e) requiring compliance with some obligations of a Semi-Scheduled Generator, including with respect to dispatch bids, targets and generation output.
Cathedral Rocks Wind Farm Pty Ltd | 87 107 113 708 | Cathedral Rocks | Output is intermittent (classified pre 1 May 2008). Conditions apply under Rules clause 3.8.2(e) requiring compliance with some obligations of a Semi-Scheduled Generator, including with respect to dispatch bids, targets and generation output.
Lake Bonney Wind Power Pty Ltd | 48 104 654 837 | Lake Bonney Wind Farm Stage 1 | Output is intermittent (classified pre 1 May 2008). Conditions apply under Rules clause 3.8.2(e) requiring compliance with some obligations of a Semi-Scheduled Generator, including with respect to dispatch bids, targets and generation output.
Mt Millar Wind Farm Pty Ltd | 67 107 673 361 | Mt Millar Wind Farm | Output is intermittent (classified pre 1 May 2008). Conditions apply under Rules clause 3.8.2(e) requiring compliance with some obligations of a Semi-Scheduled Generator, including with respect to dispatch bids, targets and generation output.
Starfish Hill Wind Farm Pty Ltd | 54 099 761 261 | Starfish Hill Wind Farm | Output is intermittent (classified pre 1 May 2008). Conditions apply under Rules clause 3.8.2(e) requiring compliance with some obligations of a Semi-Scheduled Generator, including with respect to dispatch bids, targets and generation output.
AGL SA Generation Pty Limited | 84 081 074 204 | Wattle Point Wind Farm | Output is intermittent (classified pre 1 May 2008). Conditions apply under Rules clause 3.8.2(e) requiring compliance with some obligations of a Semi-Scheduled Generator, including with respect to dispatch bids, targets and generation output.

## Ancillary Services
Participant | Facility | Region | DUID | Bid Type | Max Cap (MW) | Min Enablement Level | Max Enablement Level | Max Lower Angle | Max Upper Angle
South Australian Water Corporation | Adelaide Desalination Plant | SA1 | ADPBA1 | LOWER5MIN | 3 | -6 | 6 | 45 | 90
South Australian Water Corporation | Adelaide Desalination Plant | SA1 | ADPBA1 | LOWER60SEC | 3 | -6 | 6 | 45 | 90
South Australian Water Corporation | Adelaide Desalination Plant | SA1 | ADPBA1 | LOWER6SEC | 3 | -6 | 6 | 45 | 90
South Australian Water Corporation | Adelaide Desalination Plant | SA1 | ADPBA1 | LOWERREG | 12 | -6 | 6 | 45 | 90
South Australian Water Corporation | Adelaide Desalination Plant | SA1 | ADPBA1 | RAISE5MIN | 3 | -6 | 6 | 90 | 45
South Australian Water Corporation | Adelaide Desalination Plant | SA1 | ADPBA1 | RAISE60SEC | 3 | -6 | 6 | 90 | 45
South Australian Water Corporation | Adelaide Desalination Plant | SA1 | ADPBA1 | RAISE6SEC | 3 | -6 | 6 | 90 | 45
South Australian Water Corporation | Adelaide Desalination Plant | SA1 | ADPBA1 | RAISEREG | 12 | -6 | 6 | 90 | 45
Amalgamated Energy Services Pty Ltd | AS AES NSW | NSW1 | ASNAES1 | LOWER1SEC | 2 | 0 | 0 | 90 | 90
Amalgamated Energy Services Pty Ltd | AS AES NSW | NSW1 | ASNAES1 | LOWER5MIN | 8 | 0 | 0 | 90 | 90
Amalgamated Energy Services Pty Ltd | AS AES NSW | NSW1 | ASNAES1 | LOWER60SEC | 10 | 0 | 0 | 90 | 90
Amalgamated Energy Services Pty Ltd | AS AES NSW | NSW1 | ASNAES1 | LOWER6SEC | 9 | 0 | 0 | 90 | 90
Amalgamated Energy Services Pty Ltd | AS AES NSW | NSW1 | ASNAES1 | RAISE1SEC | 2 | 0 | 0 | 90 | 90
Amalgamated Energy Services Pty Ltd | AS AES NSW | NSW1 | ASNAES1 | RAISE5MIN | 9 | 0 | 0 | 90 | 90
Amalgamated Energy Services Pty Ltd | AS AES NSW | NSW1 | ASNAES1 | RAISE60SEC | 10 | 0 | 0 | 90 | 90
Amalgamated Energy Services Pty Ltd | AS AES NSW | NSW1 | ASNAES1 | RAISE6SEC | 9 | 0 | 0 | 90 | 90
Diamond Energy Pty Ltd | AS DIAMD01 V SL1 | VIC1 | ASDEVI01 | LOWER1SEC | 12 | 0 | 0 | 90 | 90
Diamond Energy Pty Ltd | AS DIAMD01 V SL1 | VIC1 | ASDEVI01 | LOWER5MIN | 12 | 0 | 0 | 90 | 90
Diamond Energy Pty Ltd | AS DIAMD01 V SL1 | VIC1 | ASDEVI01 | LOWER60SEC | 12 | 0 | 0 | 90 | 90
Diamond Energy Pty Ltd | AS DIAMD01 V SL1 | VIC1 | ASDEVI01 | LOWER6SEC | 12 | 0 | 0 | 90 | 90
Diamond Energy Pty Ltd | AS DIAMD01 V SL1 | VIC1 | ASDEVI01 | RAISE1SEC | 12 | 0 | 0 | 90 | 90
Diamond Energy Pty Ltd | AS DIAMD01 V SL1 | VIC1 | ASDEVI01 | RAISE5MIN | 12 | 0 | 0 | 90 | 90
Diamond Energy Pty Ltd | AS DIAMD01 V SL1 | VIC1 | ASDEVI01 | RAISE60SEC | 12 | 0 | 0 | 90 | 90
Diamond Energy Pty Ltd | AS DIAMD01 V SL1 | VIC1 | ASDEVI01 | RAISE6SEC | 12 | 0 | 0 | 90 | 90
ENGIE | AS ENGIE N VL1 | NSW1 | ASENGY01 | LOWER1SEC | 2 | 0 | 0 | 90 | 90
ENGIE | AS ENGIE N VL1 | NSW1 | ASENGY01 | LOWER5MIN | 2 | 0 | 0 | 90 | 90
ENGIE | AS ENGIE N VL1 | NSW1 | ASENGY01 | LOWER60SEC | 2 | 0 | 0 | 90 | 90
ENGIE | AS ENGIE N VL1 | NSW1 | ASENGY01 | LOWER6SEC | 2 | 0 | 0 | 90 | 90
ENGIE | AS ENGIE N VL1 | NSW1 | ASENGY01 | RAISE1SEC | 2 | 0 | 0 | 90 | 90
ENGIE | AS ENGIE N VL1 | NSW1 | ASENGY01 | RAISE5MIN | 2 | 0 | 0 | 90 | 90
ENGIE | AS ENGIE N VL1 | NSW1 | ASENGY01 | RAISE60SEC | 2 | 0 | 0 | 90 | 90
ENGIE | AS ENGIE N VL1 | NSW1 | ASENGY01 | RAISE6SEC | 2 | 0 | 0 | 90 | 90
ENGIE | AS ENGIE V VL1 | VIC1 | ASENGV01 | LOWER1SEC | 1 | 0 | 0 | 90 | 90
ENGIE | AS ENGIE V VL1 | VIC1 | ASENGV01 | LOWER5MIN | 1 | 0 | 0 | 90 | 90
ENGIE | AS ENGIE V VL1 | VIC1 | ASENGV01 | LOWER60SEC | 1 | 0 | 0 | 90 | 90
ENGIE | AS ENGIE V VL1 | VIC1 | ASENGV01 | LOWER6SEC | 1 | 0 | 0 | 90 | 90
ENGIE | AS ENGIE V VL1 | VIC1 | ASENGV01 | RAISE1SEC | 1 | 0 | 0 | 90 | 90
ENGIE | AS ENGIE V VL1 | VIC1 | ASENGV01 | RAISE5MIN | 1 | 0 | 0 | 90 | 90
ENGIE | AS ENGIE V VL1 | VIC1 | ASENGV01 | RAISE60SEC | 1 | 0 | 0 | 90 | 90
ENGIE | AS ENGIE V VL1 | VIC1 | ASENGV01 | RAISE6SEC | 1 | 0 | 0 | 90 | 90
ACLE Services Pty Ltd | ASACLE01 | VIC1 | ASACLE01 | LOWER1SEC | 15 | 0 | 33 | 90 | 90
ACLE Services Pty Ltd | ASACLE01 | VIC1 | ASACLE01 | LOWER5MIN | 33 | 0 | 33 | 90 | 90
ACLE Services Pty Ltd | ASACLE01 | VIC1 | ASACLE01 | LOWER60SEC | 33 | 0 | 33 | 90 | 90
ACLE Services Pty Ltd | ASACLE01 | VIC1 | ASACLE01 | LOWER6SEC | 33 | 0 | 33 | 90 | 90
ACLE Services Pty Ltd | ASACLE01 | VIC1 | ASACLE01 | RAISE1SEC | 15 | 0 | 33 | 90 | 90
ACLE Services Pty Ltd | ASACLE01 | VIC1 | ASACLE01 | RAISE5MIN | 33 | 0 | 33 | 90 | 90
ACLE Services Pty Ltd | ASACLE01 | VIC1 | ASACLE01 | RAISE60SEC | 33 | 0 | 33 | 90 | 90
ACLE Services Pty Ltd | ASACLE01 | VIC1 | ASACLE01 | RAISE6SEC | 33 | 0 | 33 | 90 | 90
Dalby Asset Co Pty Ltd as the Trustee for Dalby Asset Trust | ASDLBY01 | QLD1 | ASDLBY01 | LOWER1SEC | 2 | 0 | 0 | 90 | 90
Dalby Asset Co Pty Ltd as the Trustee for Dalby Asset Trust | ASDLBY01 | QLD1 | ASDLBY01 | LOWER5MIN | 2 | 0 | 0 | 90 | 90
Dalby Asset Co Pty Ltd as the Trustee for Dalby Asset Trust | ASDLBY01 | QLD1 | ASDLBY01 | LOWER60SEC | 2 | 0 | 0 | 90 | 90
Dalby Asset Co Pty Ltd as the Trustee for Dalby Asset Trust | ASDLBY01 | QLD1 | ASDLBY01 | LOWER6SEC | 2 | 0 | 0 | 90 | 90
Dalby Asset Co Pty Ltd as the Trustee for Dalby Asset Trust | ASDLBY01 | QLD1 | ASDLBY01 | RAISE1SEC | 2 | 0 | 0 | 90 | 90
Dalby Asset Co Pty Ltd as the Trustee for Dalby Asset Trust | ASDLBY01 | QLD1 | ASDLBY01 | RAISE5MIN | 2 | 0 | 0 | 90 | 90
Dalby Asset Co Pty Ltd as the Trustee for Dalby Asset Trust | ASDLBY01 | QLD1 | ASDLBY01 | RAISE60SEC | 2 | 0 | 0 | 90 | 90
Dalby Asset Co Pty Ltd as the Trustee for Dalby Asset Trust | ASDLBY01 | QLD1 | ASDLBY01 | RAISE6SEC | 2 | 0 | 0 | 90 | 90
Energy Locals Pty Ltd | ASNSEL2 | NSW1 | ASNSEL2 | LOWER1SEC | 0 | 0 | 0 | 0 | 0
Energy Locals Pty Ltd | ASNSEL2 | NSW1 | ASNSEL2 | LOWER5MIN | 0 | 0 | 0 | 0 | 0
Energy Locals Pty Ltd | ASNSEL2 | NSW1 | ASNSEL2 | LOWER60SEC | 0 | 0 | 0 | 0 | 0
Energy Locals Pty Ltd | ASNSEL2 | NSW1 | ASNSEL2 | LOWER6SEC | 0 | 0 | 0 | 0 | 0
Energy Locals Pty Ltd | ASNSEL2 | NSW1 | ASNSEL2 | RAISE1SEC | 0 | 0 | 0 | 0 | 0
Energy Locals Pty Ltd | ASNSEL2 | NSW1 | ASNSEL2 | RAISE5MIN | 0 | 0 | 0 | 0 | 0
Energy Locals Pty Ltd | ASNSEL2 | NSW1 | ASNSEL2 | RAISE60SEC | 0 | 0 | 0 | 0 | 0
Energy Locals Pty Ltd | ASNSEL2 | NSW1 | ASNSEL2 | RAISE6SEC | 0 | 0 | 0 | 0 | 0
PowerSync Pty Ltd | ASPSTV01 | VIC1 | ASPSTV01 | LOWER1SEC | 1 | 0 | 0 | 90 | 90
PowerSync Pty Ltd | ASPSTV01 | VIC1 | ASPSTV01 | LOWER5MIN | 1 | 0 | 0 | 90 | 90
PowerSync Pty Ltd | ASPSTV01 | VIC1 | ASPSTV01 | LOWER60SEC | 1 | 0 | 0 | 90 | 90
PowerSync Pty Ltd | ASPSTV01 | VIC1 | ASPSTV01 | LOWER6SEC | 1 | 0 | 0 | 90 | 90
PowerSync Pty Ltd | ASPSTV01 | VIC1 | ASPSTV01 | RAISE1SEC | 1 | 0 | 0 | 90 | 90
PowerSync Pty Ltd | ASPSTV01 | VIC1 | ASPSTV01 | RAISE5MIN | 1 | 0 | 0 | 90 | 90
PowerSync Pty Ltd | ASPSTV01 | VIC1 | ASPSTV01 | RAISE60SEC | 1 | 0 | 0 | 90 | 90
PowerSync Pty Ltd | ASPSTV01 | VIC1 | ASPSTV01 | RAISE6SEC | 1 | 0 | 0 | 90 | 90
Y.E.S. Energy (SA) Pty Ltd | ASRMGE01 | SA1 | ASRMGE01 | LOWER1SEC | 1 | 0 | 0 | 90 | 90
Y.E.S. Energy (SA) Pty Ltd | ASRMGE01 | SA1 | ASRMGE01 | LOWER5MIN | 1 | 0 | 0 | 90 | 90
Y.E.S. Energy (SA) Pty Ltd | ASRMGE01 | SA1 | ASRMGE01 | LOWER60SEC | 1 | 0 | 0 | 90 | 90
Y.E.S. Energy (SA) Pty Ltd | ASRMGE01 | SA1 | ASRMGE01 | LOWER6SEC | 1 | 0 | 0 | 90 | 90
Y.E.S. Energy (SA) Pty Ltd | ASRMGE01 | SA1 | ASRMGE01 | RAISE1SEC | 1 | 0 | 0 | 90 | 90
Y.E.S. Energy (SA) Pty Ltd | ASRMGE01 | SA1 | ASRMGE01 | RAISE5MIN | 1 | 0 | 0 | 90 | 90
Y.E.S. Energy (SA) Pty Ltd | ASRMGE01 | SA1 | ASRMGE01 | RAISE60SEC | 1 | 0 | 0 | 90 | 90
Y.E.S. Energy (SA) Pty Ltd | ASRMGE01 | SA1 | ASRMGE01 | RAISE6SEC | 1 | 0 | 0 | 90 | 90
Y.E.S. Energy (SA) Pty Ltd | ASRMGE02 | SA1 | ASRMGE02 | LOWER1SEC | 1 | 0 | 0 | 90 | 90
Y.E.S. Energy (SA) Pty Ltd | ASRMGE02 | SA1 | ASRMGE02 | LOWER5MIN | 1 | 0 | 0 | 90 | 90
Y.E.S. Energy (SA) Pty Ltd | ASRMGE02 | SA1 | ASRMGE02 | LOWER60SEC | 1 | 0 | 0 | 90 | 90
Y.E.S. Energy (SA) Pty Ltd | ASRMGE02 | SA1 | ASRMGE02 | LOWER6SEC | 1 | 0 | 0 | 90 | 90
Y.E.S. Energy (SA) Pty Ltd | ASRMGE02 | SA1 | ASRMGE02 | RAISE1SEC | 1 | 0 | 0 | 90 | 90
Y.E.S. Energy (SA) Pty Ltd | ASRMGE02 | SA1 | ASRMGE02 | RAISE5MIN | 1 | 0 | 0 | 90 | 90
Y.E.S. Energy (SA) Pty Ltd | ASRMGE02 | SA1 | ASRMGE02 | RAISE60SEC | 1 | 0 | 0 | 90 | 90
Y.E.S. Energy (SA) Pty Ltd | ASRMGE02 | SA1 | ASRMGE02 | RAISE6SEC | 1 | 0 | 0 | 90 | 90
Y.E.S. Energy (SA) Pty Ltd | ASRMGE03 | SA1 | ASRMGE03 | LOWER1SEC | 1 | 0 | 0 | 90 | 90
Y.E.S. Energy (SA) Pty Ltd | ASRMGE03 | SA1 | ASRMGE03 | LOWER5MIN | 1 | 0 | 0 | 90 | 90
Y.E.S. Energy (SA) Pty Ltd | ASRMGE03 | SA1 | ASRMGE03 | LOWER60SEC | 1 | 0 | 0 | 90 | 90
Y.E.S. Energy (SA) Pty Ltd | ASRMGE03 | SA1 | ASRMGE03 | LOWER6SEC | 1 | 0 | 0 | 90 | 90
Y.E.S. Energy (SA) Pty Ltd | ASRMGE03 | SA1 | ASRMGE03 | RAISE1SEC | 1 | 0 | 0 | 90 | 90
Y.E.S. Energy (SA) Pty Ltd | ASRMGE03 | SA1 | ASRMGE03 | RAISE5MIN | 1 | 0 | 0 | 90 | 90
Y.E.S. Energy (SA) Pty Ltd | ASRMGE03 | SA1 | ASRMGE03 | RAISE60SEC | 1 | 0 | 0 | 90 | 90
Y.E.S. Energy (SA) Pty Ltd | ASRMGE03 | SA1 | ASRMGE03 | RAISE6SEC | 1 | 0 | 0 | 90 | 90
Y.E.S. Energy (SA) Pty Ltd | ASRMGE04 | SA1 | ASRMGE04 | LOWER1SEC | 4 | 0 | 0 | 90 | 90
Y.E.S. Energy (SA) Pty Ltd | ASRMGE04 | SA1 | ASRMGE04 | LOWER5MIN | 4 | 0 | 0 | 90 | 90
Y.E.S. Energy (SA) Pty Ltd | ASRMGE04 | SA1 | ASRMGE04 | LOWER60SEC | 4 | 0 | 0 | 90 | 90
Y.E.S. Energy (SA) Pty Ltd | ASRMGE04 | SA1 | ASRMGE04 | LOWER6SEC | 4 | 0 | 0 | 90 | 90
Y.E.S. Energy (SA) Pty Ltd | ASRMGE04 | SA1 | ASRMGE04 | RAISE1SEC | 4 | 0 | 0 | 90 | 90
Y.E.S. Energy (SA) Pty Ltd | ASRMGE04 | SA1 | ASRMGE04 | RAISE5MIN | 4 | 0 | 0 | 90 | 90
Y.E.S. Energy (SA) Pty Ltd | ASRMGE04 | SA1 | ASRMGE04 | RAISE60SEC | 4 | 0 | 0 | 90 | 90
Y.E.S. Energy (SA) Pty Ltd | ASRMGE04 | SA1 | ASRMGE04 | RAISE6SEC | 4 | 0 | 0 | 90 | 90
Y.E.S. Energy (SA) Pty Ltd | ASRMGE05 | ACT1 | ASRMGE05 | LOWER5MIN | 4 | 0 | 0 | 90 | 90
Y.E.S. Energy (SA) Pty Ltd | ASRMGE05 | ACT1 | ASRMGE05 | LOWER60SEC | 4 | 0 | 0 | 90 | 90
Y.E.S. Energy (SA) Pty Ltd | ASRMGE05 | ACT1 | ASRMGE05 | LOWER6SEC | 4 | 0 | 0 | 90 | 90
Y.E.S. Energy (SA) Pty Ltd | ASRMGE05 | ACT1 | ASRMGE05 | RAISE5MIN | 4 | 0 | 0 | 90 | 90
Y.E.S. Energy (SA) Pty Ltd | ASRMGE05 | ACT1 | ASRMGE05 | RAISE60SEC | 4 | 0 | 0 | 90 | 90
Y.E.S. Energy (SA) Pty Ltd | ASRMGE05 | ACT1 | ASRMGE05 | RAISE6SEC | 4 | 0 | 0 | 90 | 90
Energy Locals Pty Ltd | ASVIEL2 | VIC1 | ASVIEL2 | LOWER1SEC | 0 | 0 | 0 | 0 | 0
Energy Locals Pty Ltd | ASVIEL2 | VIC1 | ASVIEL2 | LOWER5MIN | 0 | 0 | 0 | 0 | 0
Energy Locals Pty Ltd | ASVIEL2 | VIC1 | ASVIEL2 | LOWER60SEC | 0 | 0 | 0 | 0 | 0
Energy Locals Pty Ltd | ASVIEL2 | VIC1 | ASVIEL2 | LOWER6SEC | 0 | 0 | 0 | 0 | 0
Energy Locals Pty Ltd | ASVIEL2 | VIC1 | ASVIEL2 | RAISE1SEC | 0 | 0 | 0 | 0 | 0
Energy Locals Pty Ltd | ASVIEL2 | VIC1 | ASVIEL2 | RAISE5MIN | 0 | 0 | 0 | 0 | 0
Energy Locals Pty Ltd | ASVIEL2 | VIC1 | ASVIEL2 | RAISE60SEC | 0 | 0 | 0 | 0 | 0
Energy Locals Pty Ltd | ASVIEL2 | VIC1 | ASVIEL2 | RAISE6SEC | 0 | 0 | 0 | 0 | 0
EnergyAustralia Pty Ltd | Ballarat Battery Energy Storage System | VIC1 | BALB1 | LOWER5MIN | 30 | -30 | 30 | 45 | 90
EnergyAustralia Pty Ltd | Ballarat Battery Energy Storage System | VIC1 | BALB1 | LOWER60SEC | 30 | -30 | 30 | 45 | 90
EnergyAustralia Pty Ltd | Ballarat Battery Energy Storage System | VIC1 | BALB1 | LOWER6SEC | 28 | -30 | 30 | 45 | 90
EnergyAustralia Pty Ltd | Ballarat Battery Energy Storage System | VIC1 | BALB1 | LOWERREG | 60 | -30 | 30 | 45 | 90
EnergyAustralia Pty Ltd | Ballarat Battery Energy Storage System | VIC1 | BALB1 | RAISE5MIN | 30 | -30 | 30 | 90 | 45
EnergyAustralia Pty Ltd | Ballarat Battery Energy Storage System | VIC1 | BALB1 | RAISE60SEC | 30 | -30 | 30 | 90 | 45
EnergyAustralia Pty Ltd | Ballarat Battery Energy Storage System | VIC1 | BALB1 | RAISE6SEC | 30 | -30 | 30 | 90 | 45
EnergyAustralia Pty Ltd | Ballarat Battery Energy Storage System | VIC1 | BALB1 | RAISEREG | 60 | -30 | 30 | 90 | 45
AGL SA Generation Pty Limited | Barker Inlet Power Station | SA1 | BARKIPS1 | LOWER5MIN | 41 | 9 | 210 | 41 | 90
AGL SA Generation Pty Limited | Barker Inlet Power Station | SA1 | BARKIPS1 | LOWER60SEC | 42 | 9 | 210 | 45 | 90
AGL SA Generation Pty Limited | Barker Inlet Power Station | SA1 | BARKIPS1 | LOWER6SEC | 12 | 9 | 210 | 8 | 90
AGL SA Generation Pty Limited | Barker Inlet Power Station | SA1 | BARKIPS1 | LOWERREG | 108 | 9 | 210 | 45 | 90
AGL SA Generation Pty Limited | Barker Inlet Power Station | SA1 | BARKIPS1 | RAISE5MIN | 41 | 9 | 210 | 43 | 44
AGL SA Generation Pty Limited | Barker Inlet Power Station | SA1 | BARKIPS1 | RAISE60SEC | 42 | 9 | 210 | 45 | 45
AGL SA Generation Pty Limited | Barker Inlet Power Station | SA1 | BARKIPS1 | RAISE6SEC | 12 | 9 | 210 | 16 | 10
AGL SA Generation Pty Limited | Barker Inlet Power Station | SA1 | BARKIPS1 | RAISEREG | 108 | 9 | 210 | 90 | 45
Hydro-Electric Corporation | Bastyan Power Station | TAS1 | BASTYAN | LOWER5MIN | 88 | 0 | 88 | 45 | 90
Hydro-Electric Corporation | Bastyan Power Station | TAS1 | BASTYAN | LOWER60SEC | 40 | 0 | 89 | 45 | 71
Hydro-Electric Corporation | Bastyan Power Station | TAS1 | BASTYAN | LOWER6SEC | 6 | 0 | 87 | 31 | 14
Hydro-Electric Corporation | Bastyan Power Station | TAS1 | BASTYAN | LOWERREG | 88 | 0 | 88 | 45 | 90
Hydro-Electric Corporation | Bastyan Power Station | TAS1 | BASTYAN | RAISE5MIN | 88 | 0 | 88 | 90 | 45
Hydro-Electric Corporation | Bastyan Power Station | TAS1 | BASTYAN | RAISE60SEC | 32 | 0 | 83 | 82 | 45
Hydro-Electric Corporation | Bastyan Power Station | TAS1 | BASTYAN | RAISE6SEC | 6 | 0 | 83 | 48 | 12
Hydro-Electric Corporation | Bastyan Power Station | TAS1 | BASTYAN | RAISEREG | 88 | 0 | 88 | 90 | 45
AGL Macquarie Pty Limited | Bayswater Power Station | NSW1 | BW01 | LOWER5MIN | 66 | 240 | 690 | 45 | 90
AGL Macquarie Pty Limited | Bayswater Power Station | NSW1 | BW01 | LOWER60SEC | 66 | 234 | 690 | 45 | 90
AGL Macquarie Pty Limited | Bayswater Power Station | NSW1 | BW01 | LOWER6SEC | 66 | 234 | 690 | 45 | 90
AGL Macquarie Pty Limited | Bayswater Power Station | NSW1 | BW01 | LOWERREG | 100 | 240 | 690 | 45 | 90
AGL Macquarie Pty Limited | Bayswater Power Station | NSW1 | BW01 | RAISE5MIN | 66 | 240 | 690 | 90 | 45
AGL Macquarie Pty Limited | Bayswater Power Station | NSW1 | BW01 | RAISE60SEC | 66 | 234 | 690 | 45 | 32
AGL Macquarie Pty Limited | Bayswater Power Station | NSW1 | BW01 | RAISE6SEC | 66 | 234 | 690 | 45 | 32
AGL Macquarie Pty Limited | Bayswater Power Station | NSW1 | BW01 | RAISEREG | 100 | 240 | 690 | 90 | 45
AGL Macquarie Pty Limited | Bayswater Power Station | NSW1 | BW02 | LOWER5MIN | 66 | 240 | 690 | 45 | 90
AGL Macquarie Pty Limited | Bayswater Power Station | NSW1 | BW02 | LOWER60SEC | 66 | 234 | 690 | 45 | 90
AGL Macquarie Pty Limited | Bayswater Power Station | NSW1 | BW02 | LOWER6SEC | 66 | 234 | 690 | 45 | 90
AGL Macquarie Pty Limited | Bayswater Power Station | NSW1 | BW02 | LOWERREG | 100 | 240 | 690 | 45 | 90
AGL Macquarie Pty Limited | Bayswater Power Station | NSW1 | BW02 | RAISE5MIN | 66 | 240 | 690 | 90 | 45
AGL Macquarie Pty Limited | Bayswater Power Station | NSW1 | BW02 | RAISE60SEC | 66 | 234 | 690 | 45 | 32
AGL Macquarie Pty Limited | Bayswater Power Station | NSW1 | BW02 | RAISE6SEC | 66 | 234 | 690 | 45 | 32
AGL Macquarie Pty Limited | Bayswater Power Station | NSW1 | BW02 | RAISEREG | 100 | 240 | 690 | 90 | 45
AGL Macquarie Pty Limited | Bayswater Power Station | NSW1 | BW03 | LOWER5MIN | 66 | 240 | 690 | 45 | 90
AGL Macquarie Pty Limited | Bayswater Power Station | NSW1 | BW03 | LOWER60SEC | 66 | 234 | 690 | 45 | 90
AGL Macquarie Pty Limited | Bayswater Power Station | NSW1 | BW03 | LOWER6SEC | 66 | 234 | 690 | 45 | 90
AGL Macquarie Pty Limited | Bayswater Power Station | NSW1 | BW03 | LOWERREG | 100 | 240 | 690 | 45 | 90
AGL Macquarie Pty Limited | Bayswater Power Station | NSW1 | BW03 | RAISE5MIN | 66 | 240 | 690 | 90 | 45
AGL Macquarie Pty Limited | Bayswater Power Station | NSW1 | BW03 | RAISE60SEC | 66 | 234 | 690 | 45 | 32
AGL Macquarie Pty Limited | Bayswater Power Station | NSW1 | BW03 | RAISE6SEC | 66 | 234 | 690 | 45 | 32
AGL Macquarie Pty Limited | Bayswater Power Station | NSW1 | BW03 | RAISEREG | 100 | 240 | 690 | 90 | 45
AGL Macquarie Pty Limited | Bayswater Power Station | NSW1 | BW04 | LOWER5MIN | 69 | 330 | 685 | 45 | 90
AGL Macquarie Pty Limited | Bayswater Power Station | NSW1 | BW04 | LOWER60SEC | 69 | 330 | 685 | 45 | 90
AGL Macquarie Pty Limited | Bayswater Power Station | NSW1 | BW04 | LOWER6SEC | 37 | 330 | 685 | 45 | 90
AGL Macquarie Pty Limited | Bayswater Power Station | NSW1 | BW04 | LOWERREG | 75 | 330 | 685 | 45 | 90
AGL Macquarie Pty Limited | Bayswater Power Station | NSW1 | BW04 | RAISE5MIN | 69 | 330 | 685 | 90 | 43
AGL Macquarie Pty Limited | Bayswater Power Station | NSW1 | BW04 | RAISE60SEC | 69 | 330 | 685 | 90 | 45
AGL Macquarie Pty Limited | Bayswater Power Station | NSW1 | BW04 | RAISE6SEC | 59 | 330 | 685 | 59 | 39
AGL Macquarie Pty Limited | Bayswater Power Station | NSW1 | BW04 | RAISEREG | 75 | 330 | 685 | 90 | 45
Blyth Battery Pty Ltd as the Trustee for Blyth Battery Trust | Blyth Battery Energy Storage System | SA1 | BLYTHB1 | LOWER1SEC | 35 | -200 | 200 | 45 | 90
Blyth Battery Pty Ltd as the Trustee for Blyth Battery Trust | Blyth Battery Energy Storage System | SA1 | BLYTHB1 | LOWER5MIN | 48 | -200 | 200 | 45 | 90
Blyth Battery Pty Ltd as the Trustee for Blyth Battery Trust | Blyth Battery Energy Storage System | SA1 | BLYTHB1 | LOWER60SEC | 48 | -200 | 200 | 45 | 90
Blyth Battery Pty Ltd as the Trustee for Blyth Battery Trust | Blyth Battery Energy Storage System | SA1 | BLYTHB1 | LOWER6SEC | 48 | -200 | 200 | 45 | 90
Blyth Battery Pty Ltd as the Trustee for Blyth Battery Trust | Blyth Battery Energy Storage System | SA1 | BLYTHB1 | LOWERREG | 400 | -200 | 200 | 45 | 90
Blyth Battery Pty Ltd as the Trustee for Blyth Battery Trust | Blyth Battery Energy Storage System | SA1 | BLYTHB1 | RAISE1SEC | 35 | -200 | 200 | 90 | 45
Blyth Battery Pty Ltd as the Trustee for Blyth Battery Trust | Blyth Battery Energy Storage System | SA1 | BLYTHB1 | RAISE5MIN | 48 | -200 | 200 | 90 | 45
Blyth Battery Pty Ltd as the Trustee for Blyth Battery Trust | Blyth Battery Energy Storage System | SA1 | BLYTHB1 | RAISE60SEC | 48 | -200 | 200 | 90 | 45
Blyth Battery Pty Ltd as the Trustee for Blyth Battery Trust | Blyth Battery Energy Storage System | SA1 | BLYTHB1 | RAISE6SEC | 48 | -200 | 200 | 90 | 45
Blyth Battery Pty Ltd as the Trustee for Blyth Battery Trust | Blyth Battery Energy Storage System | SA1 | BLYTHB1 | RAISEREG | 400 | -200 | 200 | 90 | 45
AGL Hydro Partnership | Bogong / Mackay Power Station | VIC1 | MCKAY1 | LOWER60SEC | 73 | 0 | 300 | 45 | 90
AGL Hydro Partnership | Bogong / Mackay Power Station | VIC1 | MCKAY1 | LOWER6SEC | 17 | 0 | 300 | 45 | 90
AGL Hydro Partnership | Bogong / Mackay Power Station | VIC1 | MCKAY1 | LOWERREG | 300 | 0 | 300 | 45 | 90
AGL Hydro Partnership | Bogong / Mackay Power Station | VIC1 | MCKAY1 | RAISE5MIN | 0 | 0 | 0 | 0 | 0
AGL Hydro Partnership | Bogong / Mackay Power Station | VIC1 | MCKAY1 | RAISE60SEC | 79 | 0 | 300 | 90 | 45
AGL Hydro Partnership | Bogong / Mackay Power Station | VIC1 | MCKAY1 | RAISE6SEC | 11 | 0 | 300 | 90 | 45
AGL Hydro Partnership | Bogong / Mackay Power Station | VIC1 | MCKAY1 | RAISEREG | 300 | 0 | 300 | 90 | 45
Ergon Energy Queensland Pty Ltd | Bohle BESS | QLD1 | ASQEEV1 | LOWER5MIN | 2 | 0 | 0 | 90 | 90
Ergon Energy Queensland Pty Ltd | Bohle BESS | QLD1 | ASQEEV1 | LOWER60SEC | 2 | 0 | 0 | 90 | 90
Ergon Energy Queensland Pty Ltd | Bohle BESS | QLD1 | ASQEEV1 | LOWER6SEC | 2 | 0 | 0 | 90 | 90
Ergon Energy Queensland Pty Ltd | Bohle BESS | QLD1 | ASQEEV1 | RAISE5MIN | 2 | 0 | 0 | 90 | 90
Ergon Energy Queensland Pty Ltd | Bohle BESS | QLD1 | ASQEEV1 | RAISE60SEC | 2 | 0 | 0 | 90 | 90
Ergon Energy Queensland Pty Ltd | Bohle BESS | QLD1 | ASQEEV1 | RAISE6SEC | 2 | 0 | 0 | 90 | 90
Iberdrola Australia Energy Markets Pty Limited | Bolivar Power Station | SA1 | BOLIVPS1 | LOWER5MIN | 20 | 4 | 127 | 27 | 90
Iberdrola Australia Energy Markets Pty Limited | Bolivar Power Station | SA1 | BOLIVPS1 | LOWER60SEC | 24 | 4 | 127 | 27 | 90
Iberdrola Australia Energy Markets Pty Limited | Bolivar Power Station | SA1 | BOLIVPS1 | LOWER6SEC | 8 | 4 | 127 | 16 | 90
Iberdrola Australia Energy Markets Pty Limited | Bolivar Power Station | SA1 | BOLIVPS1 | RAISE5MIN | 20 | 4 | 127 | 56 | 18
Iberdrola Australia Energy Markets Pty Limited | Bolivar Power Station | SA1 | BOLIVPS1 | RAISE60SEC | 24 | 4 | 127 | 56 | 21
Iberdrola Australia Energy Markets Pty Limited | Bolivar Power Station | SA1 | BOLIVPS1 | RAISE6SEC | 12 | 4 | 127 | 37 | 45
South Australian Water Corporation | Bolivar Waste Water Treatment Plant | SA1 | BOWWBA1 | LOWER5MIN | 1 | -2 | 2 | 45 | 90
South Australian Water Corporation | Bolivar Waste Water Treatment Plant | SA1 | BOWWBA1 | LOWER60SEC | 1 | -2 | 2 | 45 | 90
South Australian Water Corporation | Bolivar Waste Water Treatment Plant | SA1 | BOWWBA1 | LOWER6SEC | 1 | -2 | 2 | 45 | 90
South Australian Water Corporation | Bolivar Waste Water Treatment Plant | SA1 | BOWWBA1 | LOWERREG | 4 | -2 | 2 | 45 | 90
South Australian Water Corporation | Bolivar Waste Water Treatment Plant | SA1 | BOWWBA1 | RAISE5MIN | 1 | -2 | 2 | 90 | 45
South Australian Water Corporation | Bolivar Waste Water Treatment Plant | SA1 | BOWWBA1 | RAISE60SEC | 1 | -2 | 2 | 90 | 45
South Australian Water Corporation | Bolivar Waste Water Treatment Plant | SA1 | BOWWBA1 | RAISE6SEC | 1 | -2 | 2 | 90 | 45
South Australian Water Corporation | Bolivar Waste Water Treatment Plant | SA1 | BOWWBA1 | RAISEREG | 4 | -2 | 2 | 90 | 45
Boral Cement Limited | Boral Aggregated Load NSW1 | NSW1 | ASNBRL1 | RAISE1SEC | 10 | 0 | 0 | 90 | 90
Boral Cement Limited | Boral Aggregated Load NSW1 | NSW1 | ASNBRL1 | RAISE5MIN | 11 | 0 | 0 | 90 | 90
Boral Cement Limited | Boral Aggregated Load NSW1 | NSW1 | ASNBRL1 | RAISE60SEC | 11 | 0 | 0 | 90 | 90
Boral Cement Limited | Boral Aggregated Load NSW1 | NSW1 | ASNBRL1 | RAISE6SEC | 10 | 0 | 0 | 90 | 90
Bouldercombe Battery Project Co Pty Ltd as trustee for Bouldercombe Battery Project Trust | Bouldercombe Battery Project | QLD1 | BBATTERY1 | LOWER1SEC | 22 | -50 | 50 | 45 | 90
Bouldercombe Battery Project Co Pty Ltd as trustee for Bouldercombe Battery Project Trust | Bouldercombe Battery Project | QLD1 | BBATTERY1 | LOWER5MIN | 28 | -50 | 50 | 45 | 90
Bouldercombe Battery Project Co Pty Ltd as trustee for Bouldercombe Battery Project Trust | Bouldercombe Battery Project | QLD1 | BBATTERY1 | LOWER60SEC | 28 | -50 | 50 | 45 | 90
Bouldercombe Battery Project Co Pty Ltd as trustee for Bouldercombe Battery Project Trust | Bouldercombe Battery Project | QLD1 | BBATTERY1 | LOWER6SEC | 28 | -50 | 50 | 45 | 90
Bouldercombe Battery Project Co Pty Ltd as trustee for Bouldercombe Battery Project Trust | Bouldercombe Battery Project | QLD1 | BBATTERY1 | LOWERREG | 100 | -50 | 50 | 45 | 90
Bouldercombe Battery Project Co Pty Ltd as trustee for Bouldercombe Battery Project Trust | Bouldercombe Battery Project | QLD1 | BBATTERY1 | RAISE1SEC | 22 | -50 | 50 | 90 | 45
Bouldercombe Battery Project Co Pty Ltd as trustee for Bouldercombe Battery Project Trust | Bouldercombe Battery Project | QLD1 | BBATTERY1 | RAISE5MIN | 28 | -50 | 50 | 90 | 45
Bouldercombe Battery Project Co Pty Ltd as trustee for Bouldercombe Battery Project Trust | Bouldercombe Battery Project | QLD1 | BBATTERY1 | RAISE60SEC | 28 | -50 | 50 | 90 | 45
Bouldercombe Battery Project Co Pty Ltd as trustee for Bouldercombe Battery Project Trust | Bouldercombe Battery Project | QLD1 | BBATTERY1 | RAISE6SEC | 28 | -50 | 50 | 90 | 45
Bouldercombe Battery Project Co Pty Ltd as trustee for Bouldercombe Battery Project Trust | Bouldercombe Battery Project | QLD1 | BBATTERY1 | RAISEREG | 100 | -50 | 50 | 90 | 45
Braemar Power Project Pty Ltd | Braemar Power Station | QLD1 | BRAEMAR1 | LOWER5MIN | 32 | 110 | 188 | 45 | 90
Braemar Power Project Pty Ltd | Braemar Power Station | QLD1 | BRAEMAR1 | LOWER60SEC | 31 | 110 | 188 | 45 | 90
Braemar Power Project Pty Ltd | Braemar Power Station | QLD1 | BRAEMAR1 | LOWER6SEC | 21 | 110 | 188 | 45 | 90
Braemar Power Project Pty Ltd | Braemar Power Station | QLD1 | BRAEMAR1 | LOWERREG | 71 | 110 | 188 | 45 | 90
Braemar Power Project Pty Ltd | Braemar Power Station | QLD1 | BRAEMAR1 | RAISE5MIN | 35 | 110 | 188 | 90 | 45
Braemar Power Project Pty Ltd | Braemar Power Station | QLD1 | BRAEMAR1 | RAISE60SEC | 39 | 110 | 188 | 90 | 45
Braemar Power Project Pty Ltd | Braemar Power Station | QLD1 | BRAEMAR1 | RAISE6SEC | 32 | 110 | 188 | 90 | 42
Braemar Power Project Pty Ltd | Braemar Power Station | QLD1 | BRAEMAR1 | RAISEREG | 71 | 110 | 188 | 90 | 45
Braemar Power Project Pty Ltd | Braemar Power Station | QLD1 | BRAEMAR2 | LOWER5MIN | 32 | 110 | 188 | 45 | 90
Braemar Power Project Pty Ltd | Braemar Power Station | QLD1 | BRAEMAR2 | LOWER60SEC | 31 | 110 | 188 | 45 | 90
Braemar Power Project Pty Ltd | Braemar Power Station | QLD1 | BRAEMAR2 | LOWER6SEC | 21 | 110 | 188 | 45 | 90
Braemar Power Project Pty Ltd | Braemar Power Station | QLD1 | BRAEMAR2 | LOWERREG | 71 | 110 | 188 | 45 | 90
Braemar Power Project Pty Ltd | Braemar Power Station | QLD1 | BRAEMAR2 | RAISE5MIN | 35 | 110 | 188 | 90 | 45
Braemar Power Project Pty Ltd | Braemar Power Station | QLD1 | BRAEMAR2 | RAISE60SEC | 39 | 110 | 188 | 90 | 45
Braemar Power Project Pty Ltd | Braemar Power Station | QLD1 | BRAEMAR2 | RAISE6SEC | 32 | 110 | 188 | 90 | 42
Braemar Power Project Pty Ltd | Braemar Power Station | QLD1 | BRAEMAR2 | RAISEREG | 71 | 110 | 188 | 90 | 45
Braemar Power Project Pty Ltd | Braemar Power Station | QLD1 | BRAEMAR3 | LOWER5MIN | 32 | 110 | 188 | 45 | 90
Braemar Power Project Pty Ltd | Braemar Power Station | QLD1 | BRAEMAR3 | LOWER60SEC | 31 | 110 | 188 | 45 | 90
Braemar Power Project Pty Ltd | Braemar Power Station | QLD1 | BRAEMAR3 | LOWER6SEC | 21 | 110 | 188 | 45 | 90
Braemar Power Project Pty Ltd | Braemar Power Station | QLD1 | BRAEMAR3 | LOWERREG | 71 | 110 | 188 | 45 | 90
Braemar Power Project Pty Ltd | Braemar Power Station | QLD1 | BRAEMAR3 | RAISE5MIN | 35 | 110 | 188 | 90 | 45
Braemar Power Project Pty Ltd | Braemar Power Station | QLD1 | BRAEMAR3 | RAISE60SEC | 39 | 110 | 188 | 90 | 45
Braemar Power Project Pty Ltd | Braemar Power Station | QLD1 | BRAEMAR3 | RAISE6SEC | 32 | 110 | 188 | 90 | 42
Braemar Power Project Pty Ltd | Braemar Power Station | QLD1 | BRAEMAR3 | RAISEREG | 71 | 110 | 188 | 90 | 45
Brendale Battery ProjectCo Pty Ltd | Brendale BESS | QLD1 | BRNDBES1 | LOWER1SEC | 112 | -205 | 205 | 45 | 90
Brendale Battery ProjectCo Pty Ltd | Brendale BESS | QLD1 | BRNDBES1 | LOWER5MIN | 116 | -205 | 205 | 45 | 90
Brendale Battery ProjectCo Pty Ltd | Brendale BESS | QLD1 | BRNDBES1 | LOWER60SEC | 116 | -205 | 205 | 45 | 90
Brendale Battery ProjectCo Pty Ltd | Brendale BESS | QLD1 | BRNDBES1 | LOWER6SEC | 116 | -205 | 205 | 45 | 90
Brendale Battery ProjectCo Pty Ltd | Brendale BESS | QLD1 | BRNDBES1 | LOWERREG | 410 | -205 | 205 | 45 | 90
Brendale Battery ProjectCo Pty Ltd | Brendale BESS | QLD1 | BRNDBES1 | RAISE1SEC | 112 | -205 | 205 | 90 | 45
Brendale Battery ProjectCo Pty Ltd | Brendale BESS | QLD1 | BRNDBES1 | RAISE5MIN | 116 | -205 | 205 | 90 | 45
Brendale Battery ProjectCo Pty Ltd | Brendale BESS | QLD1 | BRNDBES1 | RAISE60SEC | 116 | -205 | 205 | 90 | 45
Brendale Battery ProjectCo Pty Ltd | Brendale BESS | QLD1 | BRNDBES1 | RAISE6SEC | 116 | -205 | 205 | 90 | 45
Brendale Battery ProjectCo Pty Ltd | Brendale BESS | QLD1 | BRNDBES1 | RAISEREG | 410 | -205 | 205 | 90 | 45
CS Energy Limited | Callide Power Station | QLD1 | CALL_B_1 | LOWER5MIN | 35 | 140 | 350 | 45 | 90
CS Energy Limited | Callide Power Station | QLD1 | CALL_B_1 | LOWER60SEC | 60 | 165 | 360 | 45 | 90
CS Energy Limited | Callide Power Station | QLD1 | CALL_B_1 | LOWER6SEC | 50 | 165 | 360 | 45 | 90
CS Energy Limited | Callide Power Station | QLD1 | CALL_B_1 | LOWERREG | 15 | 165 | 360 | 45 | 90
CS Energy Limited | Callide Power Station | QLD1 | CALL_B_1 | RAISE5MIN | 15 | 165 | 360 | 90 | 45
CS Energy Limited | Callide Power Station | QLD1 | CALL_B_1 | RAISE60SEC | 35 | 165 | 360 | 90 | 21
CS Energy Limited | Callide Power Station | QLD1 | CALL_B_1 | RAISE6SEC | 23 | 165 | 360 | 90 | 21
CS Energy Limited | Callide Power Station | QLD1 | CALL_B_1 | RAISEREG | 15 | 165 | 360 | 90 | 45
CS Energy Limited | Callide Power Station | QLD1 | CALL_B_2 | LOWER5MIN | 35 | 140 | 350 | 45 | 90
CS Energy Limited | Callide Power Station | QLD1 | CALL_B_2 | LOWER60SEC | 60 | 165 | 360 | 45 | 90
CS Energy Limited | Callide Power Station | QLD1 | CALL_B_2 | LOWER6SEC | 50 | 165 | 360 | 45 | 90
CS Energy Limited | Callide Power Station | QLD1 | CALL_B_2 | LOWERREG | 15 | 165 | 360 | 45 | 90
CS Energy Limited | Callide Power Station | QLD1 | CALL_B_2 | RAISE5MIN | 15 | 165 | 360 | 90 | 45
CS Energy Limited | Callide Power Station | QLD1 | CALL_B_2 | RAISE60SEC | 35 | 165 | 360 | 90 | 21
CS Energy Limited | Callide Power Station | QLD1 | CALL_B_2 | RAISE6SEC | 23 | 165 | 360 | 90 | 21
CS Energy Limited | Callide Power Station | QLD1 | CALL_B_2 | RAISEREG | 15 | 165 | 360 | 90 | 45
Capital Battery Pty Ltd as trustee for Capital Battery Trust | Capital Battery | NSW1 | CAPBES1 | LOWER1SEC | 57 | -100 | 100 | 45 | 90
Capital Battery Pty Ltd as trustee for Capital Battery Trust | Capital Battery | NSW1 | CAPBES1 | LOWER5MIN | 57 | -100 | 100 | 45 | 90
Capital Battery Pty Ltd as trustee for Capital Battery Trust | Capital Battery | NSW1 | CAPBES1 | LOWER60SEC | 57 | -100 | 100 | 45 | 90
Capital Battery Pty Ltd as trustee for Capital Battery Trust | Capital Battery | NSW1 | CAPBES1 | LOWER6SEC | 57 | -100 | 100 | 45 | 90
Capital Battery Pty Ltd as trustee for Capital Battery Trust | Capital Battery | NSW1 | CAPBES1 | LOWERREG | 200 | -100 | 100 | 45 | 90
Capital Battery Pty Ltd as trustee for Capital Battery Trust | Capital Battery | NSW1 | CAPBES1 | RAISE1SEC | 57 | -100 | 100 | 90 | 45
Capital Battery Pty Ltd as trustee for Capital Battery Trust | Capital Battery | NSW1 | CAPBES1 | RAISE5MIN | 57 | -100 | 100 | 90 | 45
Capital Battery Pty Ltd as trustee for Capital Battery Trust | Capital Battery | NSW1 | CAPBES1 | RAISE60SEC | 57 | -100 | 100 | 90 | 45
Capital Battery Pty Ltd as trustee for Capital Battery Trust | Capital Battery | NSW1 | CAPBES1 | RAISE6SEC | 57 | -100 | 100 | 90 | 45
Capital Battery Pty Ltd as trustee for Capital Battery Trust | Capital Battery | NSW1 | CAPBES1 | RAISEREG | 200 | -100 | 100 | 90 | 45
Hydro-Electric Corporation | Catagunya / Liapootah / Wayatinah Power Station | TAS1 | LI_WY_CA | LOWER1SEC | 29 | 10 | 192 | 25 | 90
Hydro-Electric Corporation | Catagunya / Liapootah / Wayatinah Power Station | TAS1 | LI_WY_CA | LOWER5MIN | 170 | 0 | 192 | 45 | 90
Hydro-Electric Corporation | Catagunya / Liapootah / Wayatinah Power Station | TAS1 | LI_WY_CA | LOWER60SEC | 121 | 0 | 192 | 45 | 90
Hydro-Electric Corporation | Catagunya / Liapootah / Wayatinah Power Station | TAS1 | LI_WY_CA | LOWER6SEC | 56 | 0 | 192 | 45 | 90
Hydro-Electric Corporation | Catagunya / Liapootah / Wayatinah Power Station | TAS1 | LI_WY_CA | LOWERREG | 192 | 0 | 192 | 45 | 90
Hydro-Electric Corporation | Catagunya / Liapootah / Wayatinah Power Station | TAS1 | LI_WY_CA | RAISE5MIN | 113 | 0 | 192 | 90 | 45
Hydro-Electric Corporation | Catagunya / Liapootah / Wayatinah Power Station | TAS1 | LI_WY_CA | RAISE60SEC | 103 | 0 | 192 | 90 | 45
Hydro-Electric Corporation | Catagunya / Liapootah / Wayatinah Power Station | TAS1 | LI_WY_CA | RAISE6SEC | 25 | 0 | 192 | 90 | 14
Hydro-Electric Corporation | Catagunya / Liapootah / Wayatinah Power Station | TAS1 | LI_WY_CA | RAISEREG | 192 | 0 | 192 | 90 | 45
Hydro-Electric Corporation | Cethana Power Station | TAS1 | CETHANA | LOWER5MIN | 100 | 0 | 100 | 45 | 90
Hydro-Electric Corporation | Cethana Power Station | TAS1 | CETHANA | LOWER60SEC | 55 | 0 | 100 | 45 | 90
Hydro-Electric Corporation | Cethana Power Station | TAS1 | CETHANA | LOWER6SEC | 7 | 0 | 100 | 45 | 34
Hydro-Electric Corporation | Cethana Power Station | TAS1 | CETHANA | LOWERREG | 100 | 0 | 100 | 45 | 90
Hydro-Electric Corporation | Cethana Power Station | TAS1 | CETHANA | RAISE5MIN | 100 | 0 | 100 | 90 | 45
Hydro-Electric Corporation | Cethana Power Station | TAS1 | CETHANA | RAISE60SEC | 67 | 0 | 100 | 90 | 45
Hydro-Electric Corporation | Cethana Power Station | TAS1 | CETHANA | RAISE6SEC | 17 | 0 | 100 | 90 | 22
Hydro-Electric Corporation | Cethana Power Station | TAS1 | CETHANA | RAISEREG | 100 | 0 | 100 | 90 | 45
C S Energy Limited | Chinchilla BESS | QLD1 | CHBESS1 | LOWER1SEC | 19 | -100 | 100 | 45 | 90
C S Energy Limited | Chinchilla BESS | QLD1 | CHBESS1 | LOWER5MIN | 44 | -100 | 100 | 45 | 90
C S Energy Limited | Chinchilla BESS | QLD1 | CHBESS1 | LOWER60SEC | 44 | -100 | 100 | 45 | 90
C S Energy Limited | Chinchilla BESS | QLD1 | CHBESS1 | LOWER6SEC | 44 | -100 | 100 | 45 | 90
C S Energy Limited | Chinchilla BESS | QLD1 | CHBESS1 | LOWERREG | 200 | -100 | 100 | 45 | 90
C S Energy Limited | Chinchilla BESS | QLD1 | CHBESS1 | RAISE1SEC | 19 | -100 | 100 | 90 | 45
C S Energy Limited | Chinchilla BESS | QLD1 | CHBESS1 | RAISE5MIN | 44 | -100 | 100 | 90 | 45
C S Energy Limited | Chinchilla BESS | QLD1 | CHBESS1 | RAISE60SEC | 44 | -100 | 100 | 90 | 45
C S Energy Limited | Chinchilla BESS | QLD1 | CHBESS1 | RAISE6SEC | 44 | -100 | 100 | 90 | 45
C S Energy Limited | Chinchilla BESS | QLD1 | CHBESS1 | RAISEREG | 200 | -100 | 100 | 90 | 45
South Australian Water Corporation | Christies Beach Wastewater Treatment Plant | SA1 | CBWWBA1 | LOWER5MIN | 1 | -2 | 2 | 45 | 90
South Australian Water Corporation | Christies Beach Wastewater Treatment Plant | SA1 | CBWWBA1 | LOWER60SEC | 1 | -2 | 2 | 45 | 90
South Australian Water Corporation | Christies Beach Wastewater Treatment Plant | SA1 | CBWWBA1 | LOWER6SEC | 1 | -2 | 2 | 45 | 90
South Australian Water Corporation | Christies Beach Wastewater Treatment Plant | SA1 | CBWWBA1 | LOWERREG | 4 | -2 | 2 | 45 | 90
South Australian Water Corporation | Christies Beach Wastewater Treatment Plant | SA1 | CBWWBA1 | RAISE5MIN | 1 | -2 | 2 | 90 | 45
South Australian Water Corporation | Christies Beach Wastewater Treatment Plant | SA1 | CBWWBA1 | RAISE60SEC | 1 | -2 | 2 | 90 | 45
South Australian Water Corporation | Christies Beach Wastewater Treatment Plant | SA1 | CBWWBA1 | RAISE6SEC | 1 | -2 | 2 | 90 | 45
South Australian Water Corporation | Christies Beach Wastewater Treatment Plant | SA1 | CBWWBA1 | RAISEREG | 4 | -2 | 2 | 90 | 45
AGL Dalrymple Pty Limited | Dalrymple North BESS | SA1 | DALNTH1 | LOWER5MIN | 30 | -30 | 30 | 45 | 90
AGL Dalrymple Pty Limited | Dalrymple North BESS | SA1 | DALNTH1 | LOWER60SEC | 30 | -30 | 30 | 45 | 90
AGL Dalrymple Pty Limited | Dalrymple North BESS | SA1 | DALNTH1 | LOWER6SEC | 30 | -30 | 30 | 45 | 90
AGL Dalrymple Pty Limited | Dalrymple North BESS | SA1 | DALNTH1 | RAISE5MIN | 30 | -30 | 30 | 90 | 45
AGL Dalrymple Pty Limited | Dalrymple North BESS | SA1 | DALNTH1 | RAISE60SEC | 30 | -30 | 30 | 90 | 45
AGL Dalrymple Pty Limited | Dalrymple North BESS | SA1 | DALNTH1 | RAISE6SEC | 30 | -30 | 30 | 90 | 45
Origin Energy Electricity Limited | Darling Downs Power Station | QLD1 | DDPS1 | LOWER5MIN | 85 | 70 | 663 | 45 | 90
Origin Energy Electricity Limited | Darling Downs Power Station | QLD1 | DDPS1 | LOWER60SEC | 68 | 70 | 663 | 45 | 90
Origin Energy Electricity Limited | Darling Downs Power Station | QLD1 | DDPS1 | LOWER6SEC | 35 | 70 | 663 | 45 | 90
Origin Energy Electricity Limited | Darling Downs Power Station | QLD1 | DDPS1 | LOWERREG | 50 | 58 | 663 | 45 | 90
Origin Energy Electricity Limited | Darling Downs Power Station | QLD1 | DDPS1 | RAISE5MIN | 90 | 70 | 663 | 90 | 45
Origin Energy Electricity Limited | Darling Downs Power Station | QLD1 | DDPS1 | RAISE60SEC | 54 | 70 | 663 | 90 | 45
Origin Energy Electricity Limited | Darling Downs Power Station | QLD1 | DDPS1 | RAISE6SEC | 30 | 70 | 663 | 90 | 45
Origin Energy Electricity Limited | Darling Downs Power Station | QLD1 | DDPS1 | RAISEREG | 50 | 58 | 663 | 90 | 45
EnergyAustralia Pty Ltd | Darlington Point Energy Storage System | NSW1 | DPNTB1 | LOWER1SEC | 10 | -25 | 25 | 45 | 90
EnergyAustralia Pty Ltd | Darlington Point Energy Storage System | NSW1 | DPNTB1 | LOWER5MIN | 10 | -25 | 25 | 45 | 90
EnergyAustralia Pty Ltd | Darlington Point Energy Storage System | NSW1 | DPNTB1 | LOWER60SEC | 10 | -25 | 25 | 45 | 90
EnergyAustralia Pty Ltd | Darlington Point Energy Storage System | NSW1 | DPNTB1 | LOWER6SEC | 10 | -25 | 25 | 45 | 90
EnergyAustralia Pty Ltd | Darlington Point Energy Storage System | NSW1 | DPNTB1 | LOWERREG | 50 | -25 | 25 | 45 | 90
EnergyAustralia Pty Ltd | Darlington Point Energy Storage System | NSW1 | DPNTB1 | RAISE1SEC | 10 | -25 | 25 | 90 | 45
EnergyAustralia Pty Ltd | Darlington Point Energy Storage System | NSW1 | DPNTB1 | RAISE5MIN | 10 | -25 | 25 | 90 | 45
EnergyAustralia Pty Ltd | Darlington Point Energy Storage System | NSW1 | DPNTB1 | RAISE60SEC | 10 | -25 | 25 | 90 | 45
EnergyAustralia Pty Ltd | Darlington Point Energy Storage System | NSW1 | DPNTB1 | RAISE6SEC | 10 | -25 | 25 | 90 | 45
EnergyAustralia Pty Ltd | Darlington Point Energy Storage System | NSW1 | DPNTB1 | RAISEREG | 50 | -25 | 25 | 90 | 45
AGL Hydro Partnership | Dartmouth Power Station | VIC1 | DARTM1 | LOWER60SEC | 90 | 0 | 180 | 45 | 90
AGL Hydro Partnership | Dartmouth Power Station | VIC1 | DARTM1 | LOWER6SEC | 20 | 0 | 180 | 45 | 90
AGL Hydro Partnership | Dartmouth Power Station | VIC1 | DARTM1 | LOWERREG | 176 | 0 | 180 | 45 | 90
AGL Hydro Partnership | Dartmouth Power Station | VIC1 | DARTM1 | RAISE5MIN | 176 | 0 | 180 | 90 | 45
AGL Hydro Partnership | Dartmouth Power Station | VIC1 | DARTM1 | RAISE60SEC | 90 | 0 | 180 | 90 | 45
AGL Hydro Partnership | Dartmouth Power Station | VIC1 | DARTM1 | RAISE6SEC | 20 | 0 | 180 | 90 | 45
AGL Hydro Partnership | Dartmouth Power Station | VIC1 | DARTM1 | RAISEREG | 176 | 0 | 180 | 90 | 45
Hydro-Electric Corporation | Devils Gate Power Station | TAS1 | DEVILS_G | LOWER5MIN | 64 | 0 | 64 | 45 | 90
Hydro-Electric Corporation | Devils Gate Power Station | TAS1 | DEVILS_G | LOWER60SEC | 47 | 0 | 65 | 45 | 87
Hydro-Electric Corporation | Devils Gate Power Station | TAS1 | DEVILS_G | LOWER6SEC | 4 | 0 | 63 | 45 | 38
Hydro-Electric Corporation | Devils Gate Power Station | TAS1 | DEVILS_G | LOWERREG | 64 | 0 | 64 | 45 | 90
Hydro-Electric Corporation | Devils Gate Power Station | TAS1 | DEVILS_G | RAISE5MIN | 64 | 0 | 64 | 90 | 45
Hydro-Electric Corporation | Devils Gate Power Station | TAS1 | DEVILS_G | RAISE60SEC | 52 | 0 | 65 | 90 | 45
Hydro-Electric Corporation | Devils Gate Power Station | TAS1 | DEVILS_G | RAISE6SEC | 10 | 0 | 60 | 87 | 15
Hydro-Electric Corporation | Devils Gate Power Station | TAS1 | DEVILS_G | RAISEREG | 64 | 0 | 64 | 90 | 45
Discover Energy Pty Ltd | DiscoverEnergy VPPSA | SA1 | ASSDE1 | LOWER5MIN | 1 | 0 | 0 | 90 | 90
Discover Energy Pty Ltd | DiscoverEnergy VPPSA | SA1 | ASSDE1 | LOWER60SEC | 1 | 0 | 0 | 90 | 90
Discover Energy Pty Ltd | DiscoverEnergy VPPSA | SA1 | ASSDE1 | RAISE5MIN | 1 | 0 | 0 | 90 | 90
Discover Energy Pty Ltd | DiscoverEnergy VPPSA | SA1 | ASSDE1 | RAISE60SEC | 1 | 0 | 0 | 90 | 90
Acacia Energy Pty Ltd | DR ACACIA V 1 | VIC1 | DRACAV1 | LOWER5MIN | 1 | 0 | 0 | 90 | 90
Acacia Energy Pty Ltd | DR ACACIA V 1 | VIC1 | DRACAV1 | LOWER60SEC | 1 | 0 | 0 | 90 | 90
Acacia Energy Pty Ltd | DR ACACIA V 1 | VIC1 | DRACAV1 | LOWER6SEC | 1 | 0 | 0 | 90 | 90
Acacia Energy Pty Ltd | DR ACACIA V 1 | VIC1 | DRACAV1 | RAISE5MIN | 1 | 0 | 0 | 90 | 90
Acacia Energy Pty Ltd | DR ACACIA V 1 | VIC1 | DRACAV1 | RAISE60SEC | 1 | 0 | 0 | 90 | 90
Acacia Energy Pty Ltd | DR ACACIA V 1 | VIC1 | DRACAV1 | RAISE6SEC | 1 | 0 | 0 | 90 | 90
AGL Energy Services Pty Limited | DR AES N VL1 | NSW1 | DRAESN1 | LOWER1SEC | 1 | 0 | 0 | 90 | 90
AGL Energy Services Pty Limited | DR AES N VL1 | NSW1 | DRAESN1 | LOWER5MIN | 1 | 0 | 0 | 90 | 90
AGL Energy Services Pty Limited | DR AES N VL1 | NSW1 | DRAESN1 | LOWER60SEC | 1 | 0 | 0 | 90 | 90
AGL Energy Services Pty Limited | DR AES N VL1 | NSW1 | DRAESN1 | LOWER6SEC | 1 | 0 | 0 | 90 | 90
AGL Energy Services Pty Limited | DR AES N VL1 | NSW1 | DRAESN1 | RAISE1SEC | 1 | 0 | 0 | 90 | 90
AGL Energy Services Pty Limited | DR AES N VL1 | NSW1 | DRAESN1 | RAISE5MIN | 1 | 0 | 0 | 90 | 90
AGL Energy Services Pty Limited | DR AES N VL1 | NSW1 | DRAESN1 | RAISE60SEC | 1 | 0 | 0 | 90 | 90
AGL Energy Services Pty Limited | DR AES N VL1 | NSW1 | DRAESN1 | RAISE6SEC | 1 | 0 | 0 | 90 | 90
Firmus Infrastructure Pty Ltd | DR FIRM INFRA T 1 | TAS1 | DRFIIN01 | RAISE5MIN | 5 | 0 | 0 | 90 | 90
Firmus Infrastructure Pty Ltd | DR FIRM INFRA T 1 | TAS1 | DRFIIN01 | RAISE60SEC | 5 | 0 | 0 | 90 | 90
Firmus Infrastructure Pty Ltd | DR FIRM INFRA T 1 | TAS1 | DRFIIN01 | RAISE6SEC | 5 | 0 | 0 | 90 | 90
Firmus Infrastructure Pty Ltd | DR FIRM INTRA T 2 | TAS1 | DRFIIN02 | RAISE1SEC | 4 | 0 | 0 | 90 | 90
Firmus Infrastructure Pty Ltd | DR FIRM INTRA T 2 | TAS1 | DRFIIN02 | RAISE1SEC | 4 | 0 | 0 | 90 | 90
Firmus Infrastructure Pty Ltd | DR FIRM INTRA T 2 | TAS1 | DRFIIN02 | RAISE6SEC | 4 | 0 | 0 | 90 | 90
Firmus Infrastructure Pty Ltd | DR FIRM INTRA T 2 | TAS1 | DRFIIN02 | RAISE6SEC | 4 | 0 | 0 | 90 | 90
Hydro Electric Corporation | DR HYDROTASVPP N 1 | NSW1 | DRHTVP01 | RAISE1SEC | 1 | 0 | 0 | 90 | 90
Hydro Electric Corporation | DR HYDROTASVPP N 1 | NSW1 | DRHTVP01 | RAISE5MIN | 1 | 0 | 0 | 90 | 90
Hydro Electric Corporation | DR HYDROTASVPP N 1 | NSW1 | DRHTVP01 | RAISE60SEC | 1 | 0 | 0 | 90 | 90
Hydro Electric Corporation | DR HYDROTASVPP N 1 | NSW1 | DRHTVP01 | RAISE6SEC | 1 | 0 | 0 | 90 | 90
Acacia Energy Pty Ltd | DRACAN1 | NSW1 | DRACAN1 | RAISE5MIN | 1 | 0 | 0 | 90 | 90
Acacia Energy Pty Ltd | DRACAN1 | NSW1 | DRACAN1 | RAISE60SEC | 1 | 0 | 0 | 90 | 90
AGL Energy Services Pty Limited | DRAESN3 | NSW1 | DRAESN3 | LOWER1SEC | 4 | 0 | 0 | 90 | 90
AGL Energy Services Pty Limited | DRAESN3 | NSW1 | DRAESN3 | LOWER5MIN | 4 | 0 | 0 | 90 | 90
AGL Energy Services Pty Limited | DRAESN3 | NSW1 | DRAESN3 | LOWER60SEC | 4 | 0 | 0 | 90 | 90
AGL Energy Services Pty Limited | DRAESN3 | NSW1 | DRAESN3 | LOWER6SEC | 4 | 0 | 0 | 90 | 90
AGL Energy Services Pty Limited | DRAESN3 | NSW1 | DRAESN3 | RAISE1SEC | 4 | 0 | 0 | 90 | 90
AGL Energy Services Pty Limited | DRAESN3 | NSW1 | DRAESN3 | RAISE5MIN | 4 | 0 | 0 | 90 | 90
AGL Energy Services Pty Limited | DRAESN3 | NSW1 | DRAESN3 | RAISE60SEC | 4 | 0 | 0 | 90 | 90
AGL Energy Services Pty Limited | DRAESN3 | NSW1 | DRAESN3 | RAISE6SEC | 4 | 0 | 0 | 90 | 90
GridBeyond Pty Limited | DRGBND01 | VIC1 | DRGBND01 | RAISE1SEC | 1 | 0 | 0 | 90 | 90
GridBeyond Pty Limited | DRGBND01 | VIC1 | DRGBND01 | RAISE5MIN | 5 | 0 | 0 | 90 | 90
GridBeyond Pty Limited | DRGBND01 | VIC1 | DRGBND01 | RAISE60SEC | 4 | 0 | 0 | 90 | 90
GridBeyond Pty Limited | DRGBND01 | VIC1 | DRGBND01 | RAISE6SEC | 3 | 0 | 0 | 90 | 90
GridBeyond Pty Limited | DRGBND02 | SA1 | DRGBND02 | RAISE1SEC | 7 | 0 | 0 | 90 | 90
GridBeyond Pty Limited | DRGBND02 | SA1 | DRGBND02 | RAISE5MIN | 9 | 0 | 0 | 90 | 90
GridBeyond Pty Limited | DRGBND02 | SA1 | DRGBND02 | RAISE60SEC | 9 | 0 | 0 | 90 | 90
GridBeyond Pty Limited | DRGBND02 | SA1 | DRGBND02 | RAISE6SEC | 8 | 0 | 0 | 90 | 90
GridBeyond Pty Limited | DRGBND03 | VIC1 | DRGBND03 | RAISE1SEC | 74 | 0 | 0 | 90 | 90
GridBeyond Pty Limited | DRGBND03 | VIC1 | DRGBND03 | RAISE5MIN | 74 | 0 | 0 | 90 | 90
GridBeyond Pty Limited | DRGBND03 | VIC1 | DRGBND03 | RAISE60SEC | 75 | 0 | 0 | 90 | 90
GridBeyond Pty Limited | DRGBND03 | VIC1 | DRGBND03 | RAISE6SEC | 75 | 0 | 0 | 90 | 90
GridBeyond Pty Limited | DRGBND04 | NSW1 | DRGBND04 | RAISE1SEC | 64 | 0 | 0 | 90 | 90
GridBeyond Pty Limited | DRGBND04 | NSW1 | DRGBND04 | RAISE5MIN | 65 | 0 | 0 | 90 | 90
GridBeyond Pty Limited | DRGBND04 | NSW1 | DRGBND04 | RAISE60SEC | 65 | 0 | 0 | 90 | 90
GridBeyond Pty Limited | DRGBND04 | NSW1 | DRGBND04 | RAISE6SEC | 64 | 0 | 0 | 90 | 90
Origin Energy Electricity Limited | DROZVP01 | VIC1 | DROZVP01 | RAISE5MIN | 2 | 0 | 0 | 90 | 90
Origin Energy Electricity Limited | DROZVP01 | VIC1 | DROZVP01 | RAISE60SEC | 2 | 0 | 0 | 90 | 90
Origin Energy Electricity Limited | DROZVP01 | VIC1 | DROZVP01 | RAISE6SEC | 2 | 0 | 0 | 90 | 90
Origin Energy Electricity Limited | DROZVP02 | SA1 | DROZVP02 | RAISE5MIN | 2 | 0 | 0 | 90 | 90
Origin Energy Electricity Limited | DROZVP02 | SA1 | DROZVP02 | RAISE60SEC | 2 | 0 | 0 | 90 | 90
Origin Energy Electricity Limited | DROZVP02 | SA1 | DROZVP02 | RAISE6SEC | 2 | 0 | 0 | 90 | 90
Origin Energy Electricity Limited | DROZVP03 | QLD1 | DROZVP03 | RAISE1SEC | 2 | 0 | 0 | 90 | 90
Origin Energy Electricity Limited | DROZVP03 | QLD1 | DROZVP03 | RAISE5MIN | 7 | 0 | 0 | 90 | 90
Origin Energy Electricity Limited | DROZVP03 | QLD1 | DROZVP03 | RAISE60SEC | 7 | 0 | 0 | 90 | 90
Origin Energy Electricity Limited | DROZVP03 | QLD1 | DROZVP03 | RAISE6SEC | 7 | 0 | 0 | 90 | 90
PowerSync Pty Ltd | DRPSTQ01 | QLD1 | DRPSTQ01 | RAISE1SEC | 12 | 0 | 0 | 90 | 90
PowerSync Pty Ltd | DRPSTQ01 | QLD1 | DRPSTQ01 | RAISE5MIN | 12 | 0 | 0 | 90 | 90
PowerSync Pty Ltd | DRPSTQ01 | QLD1 | DRPSTQ01 | RAISE60SEC | 12 | 0 | 0 | 90 | 90
PowerSync Pty Ltd | DRPSTQ01 | QLD1 | DRPSTQ01 | RAISE6SEC | 12 | 0 | 0 | 90 | 90
PowerSync Pty Ltd | DRPSTV01 | VIC1 | DRPSTV01 | LOWER1SEC | 1 | 0 | 0 | 90 | 90
PowerSync Pty Ltd | DRPSTV01 | VIC1 | DRPSTV01 | LOWER5MIN | 1 | 0 | 0 | 90 | 90
PowerSync Pty Ltd | DRPSTV01 | VIC1 | DRPSTV01 | LOWER60SEC | 1 | 0 | 0 | 90 | 90
PowerSync Pty Ltd | DRPSTV01 | VIC1 | DRPSTV01 | LOWER6SEC | 1 | 0 | 0 | 90 | 90
PowerSync Pty Ltd | DRPSTV01 | VIC1 | DRPSTV01 | RAISE1SEC | 1 | 0 | 0 | 90 | 90
PowerSync Pty Ltd | DRPSTV01 | VIC1 | DRPSTV01 | RAISE5MIN | 1 | 0 | 0 | 90 | 90
PowerSync Pty Ltd | DRPSTV01 | VIC1 | DRPSTV01 | RAISE60SEC | 1 | 0 | 0 | 90 | 90
PowerSync Pty Ltd | DRPSTV01 | VIC1 | DRPSTV01 | RAISE6SEC | 1 | 0 | 0 | 90 | 90
Shine Hub Pty Ltd | DRSHVN01 | NSW1 | DRSHVN01 | LOWER5MIN | 2 | 0 | 0 | 90 | 90
Shine Hub Pty Ltd | DRSHVN01 | NSW1 | DRSHVN01 | LOWER60SEC | 1 | 0 | 0 | 90 | 90
Shine Hub Pty Ltd | DRSHVN01 | NSW1 | DRSHVN01 | RAISE5MIN | 1 | 0 | 0 | 90 | 90
Shine Hub Pty Ltd | DRSHVN01 | NSW1 | DRSHVN01 | RAISE60SEC | 1 | 0 | 0 | 90 | 90
Shine Hub Pty Ltd | DRSHVN02 | NSW1 | DRSHVN02 | LOWER1SEC | 5 | 0 | 0 | 90 | 90
Shine Hub Pty Ltd | DRSHVN02 | NSW1 | DRSHVN02 | LOWER5MIN | 5 | 0 | 0 | 90 | 90
Shine Hub Pty Ltd | DRSHVN02 | NSW1 | DRSHVN02 | LOWER60SEC | 5 | 0 | 0 | 90 | 90
Shine Hub Pty Ltd | DRSHVN02 | NSW1 | DRSHVN02 | LOWER6SEC | 5 | 0 | 0 | 90 | 90
Shine Hub Pty Ltd | DRSHVN02 | NSW1 | DRSHVN02 | RAISE1SEC | 5 | 0 | 0 | 90 | 90
Shine Hub Pty Ltd | DRSHVN02 | NSW1 | DRSHVN02 | RAISE5MIN | 5 | 0 | 0 | 90 | 90
Shine Hub Pty Ltd | DRSHVN02 | NSW1 | DRSHVN02 | RAISE60SEC | 5 | 0 | 0 | 90 | 90
Shine Hub Pty Ltd | DRSHVN02 | NSW1 | DRSHVN02 | RAISE6SEC | 5 | 0 | 0 | 90 | 90
Shine Hub Pty Ltd | DRSHVS01 | SA1 | DRSHVS01 | LOWER5MIN | 4 | 0 | 0 | 90 | 90
Shine Hub Pty Ltd | DRSHVS01 | SA1 | DRSHVS01 | LOWER60SEC | 3 | 0 | 0 | 90 | 90
Shine Hub Pty Ltd | DRSHVS01 | SA1 | DRSHVS01 | RAISE5MIN | 2 | 0 | 0 | 90 | 90
Shine Hub Pty Ltd | DRSHVS01 | SA1 | DRSHVS01 | RAISE60SEC | 3 | 0 | 0 | 90 | 90
Shine Hub Pty Ltd | DRSHVS02 | SA1 | DRSHVS02 | LOWER1SEC | 1 | 0 | 0 | 90 | 90
Shine Hub Pty Ltd | DRSHVS02 | SA1 | DRSHVS02 | LOWER5MIN | 1 | 0 | 0 | 90 | 90
Shine Hub Pty Ltd | DRSHVS02 | SA1 | DRSHVS02 | LOWER60SEC | 1 | 0 | 0 | 90 | 90
Shine Hub Pty Ltd | DRSHVS02 | SA1 | DRSHVS02 | LOWER6SEC | 1 | 0 | 0 | 90 | 90
Shine Hub Pty Ltd | DRSHVS02 | SA1 | DRSHVS02 | RAISE1SEC | 1 | 0 | 0 | 90 | 90
Shine Hub Pty Ltd | DRSHVS02 | SA1 | DRSHVS02 | RAISE5MIN | 1 | 0 | 0 | 90 | 90
Shine Hub Pty Ltd | DRSHVS02 | SA1 | DRSHVS02 | RAISE60SEC | 1 | 0 | 0 | 90 | 90
Shine Hub Pty Ltd | DRSHVS02 | SA1 | DRSHVS02 | RAISE6SEC | 1 | 0 | 0 | 90 | 90
VIOTAS Australia Pty Ltd | DRVIOT01 | SA1 | DRVIOT01 | LOWER1SEC | 3 | 0 | 0 | 90 | 90
VIOTAS Australia Pty Ltd | DRVIOT01 | SA1 | DRVIOT01 | LOWER5MIN | 6 | 0 | 0 | 90 | 90
VIOTAS Australia Pty Ltd | DRVIOT01 | SA1 | DRVIOT01 | LOWER60SEC | 6 | 0 | 0 | 90 | 90
VIOTAS Australia Pty Ltd | DRVIOT01 | SA1 | DRVIOT01 | LOWER6SEC | 6 | 0 | 0 | 90 | 90
VIOTAS Australia Pty Ltd | DRVIOT01 | SA1 | DRVIOT01 | RAISE1SEC | 11 | 0 | 0 | 90 | 90
VIOTAS Australia Pty Ltd | DRVIOT01 | SA1 | DRVIOT01 | RAISE5MIN | 14 | 0 | 0 | 90 | 90
VIOTAS Australia Pty Ltd | DRVIOT01 | SA1 | DRVIOT01 | RAISE60SEC | 14 | 0 | 0 | 90 | 90
VIOTAS Australia Pty Ltd | DRVIOT01 | SA1 | DRVIOT01 | RAISE6SEC | 14 | 0 | 0 | 90 | 90
VIOTAS Australia Pty Ltd | DRVIOT02 | VIC1 | DRVIOT02 | RAISE1SEC | 2 | 0 | 0 | 90 | 90
VIOTAS Australia Pty Ltd | DRVIOT02 | VIC1 | DRVIOT02 | RAISE5MIN | 2 | 0 | 0 | 90 | 90
VIOTAS Australia Pty Ltd | DRVIOT02 | VIC1 | DRVIOT02 | RAISE60SEC | 2 | 0 | 0 | 90 | 90
VIOTAS Australia Pty Ltd | DRVIOT02 | VIC1 | DRVIOT02 | RAISE6SEC | 2 | 0 | 0 | 90 | 90
VIOTAS Australia Pty Ltd | DRVIOT03 | NSW1 | DRVIOT03 | RAISE1SEC | 10 | 0 | 0 | 90 | 90
VIOTAS Australia Pty Ltd | DRVIOT03 | NSW1 | DRVIOT03 | RAISE5MIN | 11 | 0 | 0 | 90 | 90
VIOTAS Australia Pty Ltd | DRVIOT03 | NSW1 | DRVIOT03 | RAISE60SEC | 10 | 0 | 0 | 90 | 90
VIOTAS Australia Pty Ltd | DRVIOT03 | NSW1 | DRVIOT03 | RAISE6SEC | 10 | 0 | 0 | 90 | 90
VIOTAS Australia Pty Ltd | DRVIOT04 | QLD1 | DRVIOT04 | LOWER1SEC | 1 | 0 | 0 | 90 | 90
VIOTAS Australia Pty Ltd | DRVIOT04 | QLD1 | DRVIOT04 | LOWER5MIN | 1 | 0 | 0 | 90 | 90
VIOTAS Australia Pty Ltd | DRVIOT04 | QLD1 | DRVIOT04 | LOWER60SEC | 1 | 0 | 0 | 90 | 90
VIOTAS Australia Pty Ltd | DRVIOT04 | QLD1 | DRVIOT04 | LOWER6SEC | 1 | 0 | 0 | 90 | 90
VIOTAS Australia Pty Ltd | DRVIOT04 | QLD1 | DRVIOT04 | RAISE1SEC | 146 | 0 | 0 | 90 | 90
VIOTAS Australia Pty Ltd | DRVIOT04 | QLD1 | DRVIOT04 | RAISE5MIN | 126 | 0 | 0 | 90 | 90
VIOTAS Australia Pty Ltd | DRVIOT04 | QLD1 | DRVIOT04 | RAISE60SEC | 145 | 0 | 0 | 90 | 90
VIOTAS Australia Pty Ltd | DRVIOT04 | QLD1 | DRVIOT04 | RAISE6SEC | 146 | 0 | 0 | 90 | 90
VIOTAS Australia Pty Ltd | DRVIOT05 | TAS1 | DRVIOT05 | RAISE1SEC | 53 | 0 | 0 | 90 | 90
VIOTAS Australia Pty Ltd | DRVIOT05 | TAS1 | DRVIOT05 | RAISE5MIN | 63 | 0 | 0 | 90 | 90
VIOTAS Australia Pty Ltd | DRVIOT05 | TAS1 | DRVIOT05 | RAISE60SEC | 61 | 0 | 0 | 90 | 90
VIOTAS Australia Pty Ltd | DRVIOT05 | TAS1 | DRVIOT05 | RAISE6SEC | 61 | 0 | 0 | 90 | 90
AGL Hydro Partnership | Eildon Power Station | VIC1 | EILDON1 | LOWER60SEC | 60 | 0 | 65 | 45 | 90
AGL Hydro Partnership | Eildon Power Station | VIC1 | EILDON1 | LOWER6SEC | 12 | 0 | 65 | 45 | 90
AGL Hydro Partnership | Eildon Power Station | VIC1 | EILDON1 | LOWERREG | 60 | 0 | 65 | 45 | 90
AGL Hydro Partnership | Eildon Power Station | VIC1 | EILDON1 | RAISE5MIN | 60 | 0 | 65 | 90 | 45
AGL Hydro Partnership | Eildon Power Station | VIC1 | EILDON1 | RAISE60SEC | 60 | 0 | 65 | 90 | 45
AGL Hydro Partnership | Eildon Power Station | VIC1 | EILDON1 | RAISE6SEC | 10 | 0 | 65 | 90 | 45
AGL Hydro Partnership | Eildon Power Station | VIC1 | EILDON1 | RAISEREG | 60 | 0 | 65 | 90 | 45
AGL Hydro Partnership | Eildon Power Station | VIC1 | EILDON2 | LOWER60SEC | 60 | 0 | 65 | 45 | 90
AGL Hydro Partnership | Eildon Power Station | VIC1 | EILDON2 | LOWER6SEC | 12 | 0 | 65 | 45 | 90
AGL Hydro Partnership | Eildon Power Station | VIC1 | EILDON2 | LOWERREG | 60 | 0 | 65 | 45 | 90
AGL Hydro Partnership | Eildon Power Station | VIC1 | EILDON2 | RAISE5MIN | 60 | 0 | 65 | 90 | 45
AGL Hydro Partnership | Eildon Power Station | VIC1 | EILDON2 | RAISE60SEC | 60 | 0 | 65 | 90 | 45
AGL Hydro Partnership | Eildon Power Station | VIC1 | EILDON2 | RAISE6SEC | 10 | 0 | 65 | 90 | 45
AGL Hydro Partnership | Eildon Power Station | VIC1 | EILDON2 | RAISEREG | 60 | 0 | 65 | 90 | 45
Energy Locals Pty Ltd | Energy Locals SA VPP | SA1 | ASSEL1 | LOWER1SEC | 32 | 0 | 0 | 90 | 90
Energy Locals Pty Ltd | Energy Locals SA VPP | SA1 | ASSEL1 | LOWER5MIN | 32 | 0 | 0 | 90 | 90
Energy Locals Pty Ltd | Energy Locals SA VPP | SA1 | ASSEL1 | LOWER60SEC | 32 | 0 | 0 | 90 | 90
Energy Locals Pty Ltd | Energy Locals SA VPP | SA1 | ASSEL1 | LOWER6SEC | 32 | 0 | 0 | 90 | 90
Energy Locals Pty Ltd | Energy Locals SA VPP | SA1 | ASSEL1 | RAISE1SEC | 32 | 0 | 0 | 90 | 90
Energy Locals Pty Ltd | Energy Locals SA VPP | SA1 | ASSEL1 | RAISE5MIN | 32 | 0 | 0 | 90 | 90
Energy Locals Pty Ltd | Energy Locals SA VPP | SA1 | ASSEL1 | RAISE60SEC | 32 | 0 | 0 | 90 | 90
Energy Locals Pty Ltd | Energy Locals SA VPP | SA1 | ASSEL1 | RAISE6SEC | 32 | 0 | 0 | 90 | 90
Enel X Australia Pty Ltd | ENOC MASP NSW | NSW1 | ASNENC1 | RAISE1SEC | 74 | 0 | 0 | 90 | 90
Enel X Australia Pty Ltd | ENOC MASP NSW | NSW1 | ASNENC1 | RAISE5MIN | 345 | 0 | 0 | 90 | 90
Enel X Australia Pty Ltd | ENOC MASP NSW | NSW1 | ASNENC1 | RAISE60SEC | 338 | 0 | 0 | 90 | 90
Enel X Australia Pty Ltd | ENOC MASP NSW | NSW1 | ASNENC1 | RAISE6SEC | 154 | 0 | 0 | 90 | 90
Enel X Australia Pty Ltd | ENOC MASP QLD | QLD1 | ASQENC1 | RAISE1SEC | 15 | 0 | 0 | 90 | 90
Enel X Australia Pty Ltd | ENOC MASP QLD | QLD1 | ASQENC1 | RAISE5MIN | 23 | 0 | 0 | 90 | 90
Enel X Australia Pty Ltd | ENOC MASP QLD | QLD1 | ASQENC1 | RAISE60SEC | 22 | 0 | 0 | 90 | 90
Enel X Australia Pty Ltd | ENOC MASP QLD | QLD1 | ASQENC1 | RAISE6SEC | 21 | 0 | 0 | 90 | 90
Enel X Australia Pty Ltd | ENOC MASP SA | SA1 | ASSENC1 | RAISE1SEC | 17 | 0 | 0 | 90 | 90
Enel X Australia Pty Ltd | ENOC MASP SA | SA1 | ASSENC1 | RAISE5MIN | 21 | 0 | 0 | 90 | 90
Enel X Australia Pty Ltd | ENOC MASP SA | SA1 | ASSENC1 | RAISE60SEC | 21 | 0 | 0 | 90 | 90
Enel X Australia Pty Ltd | ENOC MASP SA | SA1 | ASSENC1 | RAISE6SEC | 20 | 0 | 0 | 90 | 90
Enel X Australia Pty Ltd | ENOC MASP VIC | VIC1 | VENUS1 | LOWER5MIN | 1 | 0 | 0 | 90 | 90
Enel X Australia Pty Ltd | ENOC MASP VIC | VIC1 | VENUS1 | LOWER60SEC | 1 | 0 | 0 | 90 | 90
Enel X Australia Pty Ltd | ENOC MASP VIC | VIC1 | VENUS1 | LOWER6SEC | 1 | 0 | 0 | 90 | 90
Enel X Australia Pty Ltd | ENOC MASP VIC | VIC1 | VENUS1 | RAISE1SEC | 28 | 0 | 0 | 90 | 90
Enel X Australia Pty Ltd | ENOC MASP VIC | VIC1 | VENUS1 | RAISE5MIN | 53 | 0 | 0 | 90 | 90
Enel X Australia Pty Ltd | ENOC MASP VIC | VIC1 | VENUS1 | RAISE60SEC | 52 | 0 | 0 | 90 | 90
Enel X Australia Pty Ltd | ENOC MASP VIC | VIC1 | VENUS1 | RAISE6SEC | 43 | 0 | 0 | 90 | 90
Origin Energy Electricity Limited | Eraring Power Station | NSW1 | ER01 | LOWER5MIN | 50 | 180 | 750 | 45 | 90
Origin Energy Electricity Limited | Eraring Power Station | NSW1 | ER01 | LOWER60SEC | 83 | 180 | 750 | 45 | 90
Origin Energy Electricity Limited | Eraring Power Station | NSW1 | ER01 | LOWER6SEC | 50 | 180 | 750 | 45 | 90
Origin Energy Electricity Limited | Eraring Power Station | NSW1 | ER01 | LOWERREG | 100 | 150 | 750 | 45 | 90
Origin Energy Electricity Limited | Eraring Power Station | NSW1 | ER01 | RAISE5MIN | 50 | 180 | 750 | 90 | 45
Origin Energy Electricity Limited | Eraring Power Station | NSW1 | ER01 | RAISE60SEC | 83 | 180 | 750 | 90 | 45
Origin Energy Electricity Limited | Eraring Power Station | NSW1 | ER01 | RAISE6SEC | 50 | 180 | 750 | 90 | 45
Origin Energy Electricity Limited | Eraring Power Station | NSW1 | ER01 | RAISEREG | 100 | 150 | 750 | 90 | 45
Origin Energy Electricity Limited | Eraring Power Station | NSW1 | ER02 | LOWER5MIN | 50 | 180 | 750 | 45 | 90
Origin Energy Electricity Limited | Eraring Power Station | NSW1 | ER02 | LOWER60SEC | 83 | 180 | 750 | 45 | 90
Origin Energy Electricity Limited | Eraring Power Station | NSW1 | ER02 | LOWER6SEC | 50 | 180 | 750 | 45 | 90
Origin Energy Electricity Limited | Eraring Power Station | NSW1 | ER02 | LOWERREG | 100 | 150 | 750 | 45 | 90
Origin Energy Electricity Limited | Eraring Power Station | NSW1 | ER02 | RAISE5MIN | 50 | 180 | 750 | 90 | 45
Origin Energy Electricity Limited | Eraring Power Station | NSW1 | ER02 | RAISE60SEC | 83 | 180 | 750 | 90 | 45
Origin Energy Electricity Limited | Eraring Power Station | NSW1 | ER02 | RAISE6SEC | 50 | 180 | 750 | 90 | 45
Origin Energy Electricity Limited | Eraring Power Station | NSW1 | ER02 | RAISEREG | 100 | 150 | 750 | 90 | 45
Origin Energy Electricity Limited | Eraring Power Station | NSW1 | ER03 | LOWER5MIN | 50 | 180 | 750 | 45 | 90
Origin Energy Electricity Limited | Eraring Power Station | NSW1 | ER03 | LOWER60SEC | 83 | 180 | 750 | 45 | 90
Origin Energy Electricity Limited | Eraring Power Station | NSW1 | ER03 | LOWER6SEC | 50 | 180 | 750 | 45 | 90
Origin Energy Electricity Limited | Eraring Power Station | NSW1 | ER03 | LOWERREG | 100 | 150 | 750 | 45 | 90
Origin Energy Electricity Limited | Eraring Power Station | NSW1 | ER03 | RAISE5MIN | 50 | 180 | 750 | 90 | 45
Origin Energy Electricity Limited | Eraring Power Station | NSW1 | ER03 | RAISE60SEC | 83 | 180 | 750 | 90 | 45
Origin Energy Electricity Limited | Eraring Power Station | NSW1 | ER03 | RAISE6SEC | 50 | 180 | 750 | 90 | 45
Origin Energy Electricity Limited | Eraring Power Station | NSW1 | ER03 | RAISEREG | 100 | 150 | 750 | 90 | 45
Origin Energy Electricity Limited | Eraring Power Station | NSW1 | ER04 | LOWER5MIN | 50 | 180 | 750 | 45 | 90
Origin Energy Electricity Limited | Eraring Power Station | NSW1 | ER04 | LOWER60SEC | 83 | 180 | 750 | 45 | 90
Origin Energy Electricity Limited | Eraring Power Station | NSW1 | ER04 | LOWER6SEC | 50 | 180 | 750 | 45 | 90
Origin Energy Electricity Limited | Eraring Power Station | NSW1 | ER04 | LOWERREG | 100 | 150 | 750 | 45 | 90
Origin Energy Electricity Limited | Eraring Power Station | NSW1 | ER04 | RAISE5MIN | 50 | 180 | 750 | 90 | 45
Origin Energy Electricity Limited | Eraring Power Station | NSW1 | ER04 | RAISE60SEC | 83 | 180 | 750 | 90 | 45
Origin Energy Electricity Limited | Eraring Power Station | NSW1 | ER04 | RAISE6SEC | 50 | 180 | 750 | 90 | 45
Origin Energy Electricity Limited | Eraring Power Station | NSW1 | ER04 | RAISEREG | 100 | 150 | 750 | 90 | 45
Hydro-Electric Corporation | Fisher Power Station | TAS1 | FISHER | LOWER5MIN | 46 | 0 | 46 | 45 | 90
Hydro-Electric Corporation | Fisher Power Station | TAS1 | FISHER | LOWER60SEC | 12 | 0 | 46 | 45 | 90
Hydro-Electric Corporation | Fisher Power Station | TAS1 | FISHER | LOWER6SEC | 27 | 6 | 46 | 34 | 90
Hydro-Electric Corporation | Fisher Power Station | TAS1 | FISHER | LOWERREG | 46 | 0 | 46 | 45 | 90
Hydro-Electric Corporation | Fisher Power Station | TAS1 | FISHER | RAISE5MIN | 46 | 0 | 46 | 90 | 45
Hydro-Electric Corporation | Fisher Power Station | TAS1 | FISHER | RAISE60SEC | 8 | 0 | 46 | 90 | 45
Hydro-Electric Corporation | Fisher Power Station | TAS1 | FISHER | RAISE6SEC | 3 | 0 | 46 | 90 | 90
Hydro-Electric Corporation | Fisher Power Station | TAS1 | FISHER | RAISEREG | 46 | 0 | 46 | 90 | 45
EnergyAustralia Pty Ltd | Gannawarra Battery Energy Storage System | VIC1 | GANNB1 | LOWER5MIN | 10 | 0 | 25 | 90 | 45
EnergyAustralia Pty Ltd | Gannawarra Battery Energy Storage System | VIC1 | GANNB1 | LOWER60SEC | 10 | 0 | 25 | 90 | 45
EnergyAustralia Pty Ltd | Gannawarra Battery Energy Storage System | VIC1 | GANNB1 | LOWER6SEC | 10 | 0 | 25 | 90 | 45
EnergyAustralia Pty Ltd | Gannawarra Battery Energy Storage System | VIC1 | GANNB1 | LOWERREG | 25 | 0 | 25 | 45 | 90
EnergyAustralia Pty Ltd | Gannawarra Battery Energy Storage System | VIC1 | GANNB1 | LOWERREG | 25 | 0 | 25 | 90 | 45
EnergyAustralia Pty Ltd | Gannawarra Battery Energy Storage System | VIC1 | GANNB1 | RAISE5MIN | 10 | 0 | 25 | 90 | 45
EnergyAustralia Pty Ltd | Gannawarra Battery Energy Storage System | VIC1 | GANNB1 | RAISE60SEC | 10 | 0 | 25 | 90 | 45
EnergyAustralia Pty Ltd | Gannawarra Battery Energy Storage System | VIC1 | GANNB1 | RAISE6SEC | 10 | 0 | 25 | 90 | 45
EnergyAustralia Pty Ltd | Gannawarra Battery Energy Storage System | VIC1 | GANNB1 | RAISEREG | 25 | 0 | 25 | 90 | 45
EnergyAustralia Pty Ltd | Gannawarra Battery Energy Storage System | VIC1 | GANNB1 | RAISEREG | 25 | 0 | 25 | 45 | 90
CS Energy Limited | Gladstone Power Station | QLD1 | GSTONE1 | LOWER5MIN | 25 | 110 | 285 | 45 | 90
CS Energy Limited | Gladstone Power Station | QLD1 | GSTONE1 | LOWER60SEC | 20 | 110 | 285 | 45 | 90
CS Energy Limited | Gladstone Power Station | QLD1 | GSTONE1 | LOWER6SEC | 20 | 110 | 285 | 45 | 90
CS Energy Limited | Gladstone Power Station | QLD1 | GSTONE1 | LOWERREG | 75 | 110 | 285 | 45 | 90
CS Energy Limited | Gladstone Power Station | QLD1 | GSTONE1 | RAISE5MIN | 25 | 105 | 285 | 90 | 45
CS Energy Limited | Gladstone Power Station | QLD1 | GSTONE1 | RAISE60SEC | 30 | 110 | 285 | 90 | 45
CS Energy Limited | Gladstone Power Station | QLD1 | GSTONE1 | RAISE6SEC | 30 | 110 | 285 | 90 | 45
CS Energy Limited | Gladstone Power Station | QLD1 | GSTONE1 | RAISEREG | 75 | 110 | 285 | 90 | 45
CS Energy Limited | Gladstone Power Station | QLD1 | GSTONE2 | LOWER5MIN | 25 | 110 | 285 | 45 | 90
CS Energy Limited | Gladstone Power Station | QLD1 | GSTONE2 | LOWER60SEC | 20 | 110 | 285 | 45 | 90
CS Energy Limited | Gladstone Power Station | QLD1 | GSTONE2 | LOWER6SEC | 20 | 110 | 285 | 45 | 90
CS Energy Limited | Gladstone Power Station | QLD1 | GSTONE2 | LOWERREG | 75 | 110 | 285 | 45 | 90
CS Energy Limited | Gladstone Power Station | QLD1 | GSTONE2 | RAISE5MIN | 25 | 105 | 285 | 90 | 45
CS Energy Limited | Gladstone Power Station | QLD1 | GSTONE2 | RAISE60SEC | 30 | 110 | 285 | 90 | 45
CS Energy Limited | Gladstone Power Station | QLD1 | GSTONE2 | RAISE6SEC | 30 | 110 | 285 | 90 | 45
CS Energy Limited | Gladstone Power Station | QLD1 | GSTONE2 | RAISEREG | 75 | 110 | 285 | 90 | 45
CS Energy Limited | Gladstone Power Station | QLD1 | GSTONE3 | LOWER5MIN | 25 | 110 | 285 | 45 | 90
CS Energy Limited | Gladstone Power Station | QLD1 | GSTONE3 | LOWER60SEC | 20 | 110 | 285 | 45 | 90
CS Energy Limited | Gladstone Power Station | QLD1 | GSTONE3 | LOWER6SEC | 20 | 110 | 285 | 45 | 90
CS Energy Limited | Gladstone Power Station | QLD1 | GSTONE3 | LOWERREG | 75 | 110 | 285 | 45 | 90
CS Energy Limited | Gladstone Power Station | QLD1 | GSTONE3 | RAISE5MIN | 25 | 105 | 285 | 90 | 45
CS Energy Limited | Gladstone Power Station | QLD1 | GSTONE3 | RAISE60SEC | 30 | 110 | 285 | 90 | 45
CS Energy Limited | Gladstone Power Station | QLD1 | GSTONE3 | RAISE6SEC | 30 | 110 | 285 | 90 | 45
CS Energy Limited | Gladstone Power Station | QLD1 | GSTONE3 | RAISEREG | 75 | 110 | 285 | 90 | 45
CS Energy Limited | Gladstone Power Station | QLD1 | GSTONE4 | LOWER5MIN | 25 | 110 | 285 | 45 | 90
CS Energy Limited | Gladstone Power Station | QLD1 | GSTONE4 | LOWER60SEC | 20 | 110 | 285 | 45 | 90
CS Energy Limited | Gladstone Power Station | QLD1 | GSTONE4 | LOWER6SEC | 20 | 110 | 285 | 45 | 90
CS Energy Limited | Gladstone Power Station | QLD1 | GSTONE4 | LOWERREG | 75 | 110 | 285 | 45 | 90
CS Energy Limited | Gladstone Power Station | QLD1 | GSTONE4 | RAISE5MIN | 25 | 105 | 285 | 90 | 45
CS Energy Limited | Gladstone Power Station | QLD1 | GSTONE4 | RAISE60SEC | 30 | 110 | 285 | 90 | 45
CS Energy Limited | Gladstone Power Station | QLD1 | GSTONE4 | RAISE6SEC | 30 | 110 | 285 | 90 | 45
CS Energy Limited | Gladstone Power Station | QLD1 | GSTONE4 | RAISEREG | 75 | 110 | 285 | 90 | 45
CS Energy Limited | Gladstone Power Station | QLD1 | GSTONE5 | LOWER5MIN | 25 | 110 | 285 | 45 | 90
CS Energy Limited | Gladstone Power Station | QLD1 | GSTONE5 | LOWER60SEC | 20 | 110 | 285 | 45 | 90
CS Energy Limited | Gladstone Power Station | QLD1 | GSTONE5 | LOWER6SEC | 20 | 110 | 285 | 45 | 90
CS Energy Limited | Gladstone Power Station | QLD1 | GSTONE5 | LOWERREG | 75 | 110 | 285 | 45 | 90
CS Energy Limited | Gladstone Power Station | QLD1 | GSTONE5 | RAISE5MIN | 25 | 105 | 285 | 90 | 45
CS Energy Limited | Gladstone Power Station | QLD1 | GSTONE5 | RAISE60SEC | 30 | 110 | 285 | 90 | 45
CS Energy Limited | Gladstone Power Station | QLD1 | GSTONE5 | RAISE6SEC | 30 | 110 | 285 | 90 | 45
CS Energy Limited | Gladstone Power Station | QLD1 | GSTONE5 | RAISEREG | 75 | 110 | 285 | 90 | 45
CS Energy Limited | Gladstone Power Station | QLD1 | GSTONE6 | LOWER5MIN | 25 | 110 | 285 | 45 | 90
CS Energy Limited | Gladstone Power Station | QLD1 | GSTONE6 | LOWER60SEC | 20 | 110 | 285 | 45 | 90
CS Energy Limited | Gladstone Power Station | QLD1 | GSTONE6 | LOWER6SEC | 20 | 110 | 285 | 45 | 90
CS Energy Limited | Gladstone Power Station | QLD1 | GSTONE6 | LOWERREG | 75 | 110 | 285 | 45 | 90
CS Energy Limited | Gladstone Power Station | QLD1 | GSTONE6 | RAISE5MIN | 25 | 105 | 285 | 90 | 45
CS Energy Limited | Gladstone Power Station | QLD1 | GSTONE6 | RAISE60SEC | 30 | 110 | 285 | 90 | 45
CS Energy Limited | Gladstone Power Station | QLD1 | GSTONE6 | RAISE6SEC | 30 | 110 | 285 | 90 | 45
CS Energy Limited | Gladstone Power Station | QLD1 | GSTONE6 | RAISEREG | 75 | 110 | 285 | 90 | 45
Hydro-Electric Corporation | Gordon Power Station | TAS1 | GORDON | LOWER5MIN | 450 | 0 | 450 | 45 | 90
Hydro-Electric Corporation | Gordon Power Station | TAS1 | GORDON | LOWER60SEC | 299 | 0 | 467 | 45 | 90
Hydro-Electric Corporation | Gordon Power Station | TAS1 | GORDON | LOWER6SEC | 94 | 0 | 538 | 45 | 90
Hydro-Electric Corporation | Gordon Power Station | TAS1 | GORDON | LOWERREG | 450 | 0 | 450 | 45 | 90
Hydro-Electric Corporation | Gordon Power Station | TAS1 | GORDON | RAISE5MIN | 450 | 0 | 450 | 90 | 45
Hydro-Electric Corporation | Gordon Power Station | TAS1 | GORDON | RAISE60SEC | 332 | 0 | 465 | 90 | 45
Hydro-Electric Corporation | Gordon Power Station | TAS1 | GORDON | RAISE6SEC | 144 | 0 | 471 | 90 | 43
Hydro-Electric Corporation | Gordon Power Station | TAS1 | GORDON | RAISEREG | 450 | 0 | 450 | 90 | 45
CS Energy Limited | Greenbank BESS | QLD1 | GREENB1 | LOWER1SEC | 114 | -200 | 200 | 45 | 90
CS Energy Limited | Greenbank BESS | QLD1 | GREENB1 | LOWER5MIN | 114 | -200 | 200 | 45 | 90
CS Energy Limited | Greenbank BESS | QLD1 | GREENB1 | LOWER60SEC | 114 | -200 | 200 | 45 | 90
CS Energy Limited | Greenbank BESS | QLD1 | GREENB1 | LOWER6SEC | 114 | -200 | 200 | 45 | 90
CS Energy Limited | Greenbank BESS | QLD1 | GREENB1 | LOWERREG | 400 | -200 | 200 | 45 | 90
CS Energy Limited | Greenbank BESS | QLD1 | GREENB1 | RAISE1SEC | 114 | -200 | 200 | 90 | 45
CS Energy Limited | Greenbank BESS | QLD1 | GREENB1 | RAISE5MIN | 114 | -200 | 200 | 90 | 45
CS Energy Limited | Greenbank BESS | QLD1 | GREENB1 | RAISE60SEC | 114 | -200 | 200 | 90 | 45
CS Energy Limited | Greenbank BESS | QLD1 | GREENB1 | RAISE6SEC | 114 | -200 | 200 | 90 | 45
CS Energy Limited | Greenbank BESS | QLD1 | GREENB1 | RAISEREG | 400 | -200 | 200 | 90 | 45
Snowy Hydro Limited | Guthega Power Station | NSW1 | GUTHEGA | LOWER5MIN | 30 | 0 | 65 | 45 | 90
Snowy Hydro Limited | Guthega Power Station | NSW1 | GUTHEGA | LOWER60SEC | 10 | 0 | 65 | 45 | 90
Snowy Hydro Limited | Guthega Power Station | NSW1 | GUTHEGA | LOWERREG | 30 | 0 | 65 | 45 | 90
Snowy Hydro Limited | Guthega Power Station | NSW1 | GUTHEGA | RAISE5MIN | 30 | 0 | 65 | 90 | 45
Snowy Hydro Limited | Guthega Power Station | NSW1 | GUTHEGA | RAISE60SEC | 10 | 0 | 65 | 90 | 45
Snowy Hydro Limited | Guthega Power Station | NSW1 | GUTHEGA | RAISEREG | 30 | 0 | 65 | 90 | 45
South Australian Water Corporation | Happy Valley Water Treatment Plant | SA1 | HVWWBA1 | LOWER5MIN | 2 | -4 | 4 | 45 | 90
South Australian Water Corporation | Happy Valley Water Treatment Plant | SA1 | HVWWBA1 | LOWER60SEC | 2 | -4 | 4 | 45 | 90
South Australian Water Corporation | Happy Valley Water Treatment Plant | SA1 | HVWWBA1 | LOWER6SEC | 2 | -4 | 4 | 45 | 90
South Australian Water Corporation | Happy Valley Water Treatment Plant | SA1 | HVWWBA1 | LOWERREG | 8 | -4 | 4 | 45 | 90
South Australian Water Corporation | Happy Valley Water Treatment Plant | SA1 | HVWWBA1 | RAISE5MIN | 2 | -4 | 4 | 90 | 45
South Australian Water Corporation | Happy Valley Water Treatment Plant | SA1 | HVWWBA1 | RAISE60SEC | 2 | -4 | 4 | 90 | 45
South Australian Water Corporation | Happy Valley Water Treatment Plant | SA1 | HVWWBA1 | RAISE6SEC | 2 | -4 | 4 | 90 | 45
South Australian Water Corporation | Happy Valley Water Treatment Plant | SA1 | HVWWBA1 | RAISEREG | 8 | -4 | 4 | 90 | 45
Hazelwood BESS Project Co Pty Ltd as trustee for the HBESS Asset Trust | Hazelwood Battery Energy Storage System | VIC1 | HBESS1 | LOWER1SEC | 81 | -150 | 150 | 45 | 90
Hazelwood BESS Project Co Pty Ltd as trustee for the HBESS Asset Trust | Hazelwood Battery Energy Storage System | VIC1 | HBESS1 | LOWER5MIN | 81 | -150 | 150 | 45 | 90
Hazelwood BESS Project Co Pty Ltd as trustee for the HBESS Asset Trust | Hazelwood Battery Energy Storage System | VIC1 | HBESS1 | LOWER60SEC | 81 | -150 | 150 | 45 | 90
Hazelwood BESS Project Co Pty Ltd as trustee for the HBESS Asset Trust | Hazelwood Battery Energy Storage System | VIC1 | HBESS1 | LOWER6SEC | 80 | -150 | 150 | 45 | 90
Hazelwood BESS Project Co Pty Ltd as trustee for the HBESS Asset Trust | Hazelwood Battery Energy Storage System | VIC1 | HBESS1 | LOWERREG | 300 | -150 | 150 | 45 | 90
Hazelwood BESS Project Co Pty Ltd as trustee for the HBESS Asset Trust | Hazelwood Battery Energy Storage System | VIC1 | HBESS1 | RAISE1SEC | 81 | -150 | 150 | 90 | 45
Hazelwood BESS Project Co Pty Ltd as trustee for the HBESS Asset Trust | Hazelwood Battery Energy Storage System | VIC1 | HBESS1 | RAISE5MIN | 81 | -150 | 150 | 90 | 45
Hazelwood BESS Project Co Pty Ltd as trustee for the HBESS Asset Trust | Hazelwood Battery Energy Storage System | VIC1 | HBESS1 | RAISE60SEC | 81 | -150 | 150 | 90 | 45
Hazelwood BESS Project Co Pty Ltd as trustee for the HBESS Asset Trust | Hazelwood Battery Energy Storage System | VIC1 | HBESS1 | RAISE6SEC | 80 | -150 | 150 | 90 | 45
Hazelwood BESS Project Co Pty Ltd as trustee for the HBESS Asset Trust | Hazelwood Battery Energy Storage System | VIC1 | HBESS1 | RAISEREG | 300 | -150 | 150 | 90 | 45
Hornsdale Power Reserve Pty Ltd | Hornsdale Power Reserve | SA1 | HPR1 | LOWER1SEC | 85 | -120 | 120 | 45 | 90
Hornsdale Power Reserve Pty Ltd | Hornsdale Power Reserve | SA1 | HPR1 | LOWER5MIN | 85 | -120 | 120 | 45 | 90
Hornsdale Power Reserve Pty Ltd | Hornsdale Power Reserve | SA1 | HPR1 | LOWER60SEC | 85 | -120 | 120 | 45 | 90
Hornsdale Power Reserve Pty Ltd | Hornsdale Power Reserve | SA1 | HPR1 | LOWER6SEC | 85 | -120 | 120 | 45 | 90
Hornsdale Power Reserve Pty Ltd | Hornsdale Power Reserve | SA1 | HPR1 | LOWERREG | 270 | -120 | 120 | 45 | 90
Hornsdale Power Reserve Pty Ltd | Hornsdale Power Reserve | SA1 | HPR1 | RAISE1SEC | 85 | -120 | 150 | 90 | 45
Hornsdale Power Reserve Pty Ltd | Hornsdale Power Reserve | SA1 | HPR1 | RAISE5MIN | 85 | -120 | 150 | 90 | 45
Hornsdale Power Reserve Pty Ltd | Hornsdale Power Reserve | SA1 | HPR1 | RAISE60SEC | 85 | -120 | 150 | 90 | 45
Hornsdale Power Reserve Pty Ltd | Hornsdale Power Reserve | SA1 | HPR1 | RAISE6SEC | 85 | -120 | 150 | 90 | 45
Hornsdale Power Reserve Pty Ltd | Hornsdale Power Reserve | SA1 | HPR1 | RAISEREG | 270 | -120 | 150 | 90 | 45
HWF1 Pty Ltd | Hornsdale Wind Farm | SA1 | HDWF1 | LOWERREG | 20 | 15 | 102 | 45 | 63
HWF1 Pty Ltd | Hornsdale Wind Farm | SA1 | HDWF1 | RAISEREG | 20 | 15 | 102 | 90 | 34
HWF 2 Pty Ltd | Hornsdale Wind Farm 2 | SA1 | HDWF2 | LOWER5MIN | 20 | 20 | 102 | 45 | 68
HWF 2 Pty Ltd | Hornsdale Wind Farm 2 | SA1 | HDWF2 | LOWER60SEC | 20 | 20 | 102 | 45 | 65
HWF 2 Pty Ltd | Hornsdale Wind Farm 2 | SA1 | HDWF2 | LOWERREG | 20 | 15 | 102 | 45 | 63
HWF 2 Pty Ltd | Hornsdale Wind Farm 2 | SA1 | HDWF2 | RAISE5MIN | 20 | 20 | 102 | 90 | 14
HWF 2 Pty Ltd | Hornsdale Wind Farm 2 | SA1 | HDWF2 | RAISE60SEC | 20 | 20 | 102 | 90 | 21
HWF 2 Pty Ltd | Hornsdale Wind Farm 2 | SA1 | HDWF2 | RAISEREG | 20 | 15 | 102 | 90 | 34
HWF3 Pty Ltd | Hornsdale Wind Farm 3 | SA1 | HDWF3 | LOWERREG | 20 | 15 | 109 | 45 | 62
HWF3 Pty Ltd | Hornsdale Wind Farm 3 | SA1 | HDWF3 | RAISEREG | 20 | 15 | 109 | 90 | 33
Hydro-Electric Corporation | HydroTas MASP TAS | TAS1 | ASTHYD1 | RAISE6SEC | 105 | 0 | 0 | 90 | 90
PA Power Microgrid Pty Ltd | IKEA Brooklyn Park | SA1 | ASPAPM01 | LOWER5MIN | 3 | 0 | 0 | 90 | 90
PA Power Microgrid Pty Ltd | IKEA Brooklyn Park | SA1 | ASPAPM01 | LOWER60SEC | 3 | 0 | 0 | 90 | 90
PA Power Microgrid Pty Ltd | IKEA Brooklyn Park | SA1 | ASPAPM01 | LOWER6SEC | 3 | 0 | 0 | 90 | 90
PA Power Microgrid Pty Ltd | IKEA Brooklyn Park | SA1 | ASPAPM01 | RAISE5MIN | 3 | 0 | 0 | 90 | 90
PA Power Microgrid Pty Ltd | IKEA Brooklyn Park | SA1 | ASPAPM01 | RAISE60SEC | 3 | 0 | 0 | 90 | 90
PA Power Microgrid Pty Ltd | IKEA Brooklyn Park | SA1 | ASPAPM01 | RAISE6SEC | 3 | 0 | 0 | 90 | 90
Snowy Hydro Limited | Jindabyne Pump At Guthega | VIC1 | SNOWYGJP | RAISE5MIN | 70 | 0 | 0 | 90 | 90
Snowy Hydro Limited | Jindabyne Pump At Guthega | VIC1 | SNOWYGJP | RAISE60SEC | 70 | 0 | 0 | 90 | 90
Snowy Hydro Limited | Jindabyne Pump At Guthega | VIC1 | SNOWYGJP | RAISE6SEC | 70 | 0 | 0 | 90 | 90
Hydro-Electric Corporation | John Butters Power Station | TAS1 | JBUTTERS | LOWER1SEC | 2 | 2 | 72 | 29 | 6
Hydro-Electric Corporation | John Butters Power Station | TAS1 | JBUTTERS | LOWER5MIN | 144 | 0 | 144 | 45 | 90
Hydro-Electric Corporation | John Butters Power Station | TAS1 | JBUTTERS | LOWER60SEC | 77 | 0 | 144 | 45 | 90
Hydro-Electric Corporation | John Butters Power Station | TAS1 | JBUTTERS | LOWER6SEC | 18 | 0 | 144 | 45 | 45
Hydro-Electric Corporation | John Butters Power Station | TAS1 | JBUTTERS | LOWERREG | 144 | 0 | 144 | 45 | 90
Hydro-Electric Corporation | John Butters Power Station | TAS1 | JBUTTERS | RAISE1SEC | 2 | 2 | 62 | 29 | 4
Hydro-Electric Corporation | John Butters Power Station | TAS1 | JBUTTERS | RAISE5MIN | 144 | 0 | 144 | 90 | 45
Hydro-Electric Corporation | John Butters Power Station | TAS1 | JBUTTERS | RAISE60SEC | 87 | 0 | 144 | 90 | 45
Hydro-Electric Corporation | John Butters Power Station | TAS1 | JBUTTERS | RAISE6SEC | 39 | 0 | 144 | 81 | 27
Hydro-Electric Corporation | John Butters Power Station | TAS1 | JBUTTERS | RAISEREG | 144 | 0 | 144 | 90 | 45
CleanCo Queensland Limited | Kareeya Power Station | QLD1 | KAREEYA1 | LOWERREG | 21 | 5 | 21 | 45 | 90
CleanCo Queensland Limited | Kareeya Power Station | QLD1 | KAREEYA1 | RAISEREG | 21 | 5 | 21 | 90 | 45
CleanCo Queensland Limited | Kareeya Power Station | QLD1 | KAREEYA2 | LOWERREG | 21 | 5 | 21 | 45 | 90
CleanCo Queensland Limited | Kareeya Power Station | QLD1 | KAREEYA2 | RAISEREG | 21 | 5 | 21 | 90 | 45
CleanCo Queensland Limited | Kareeya Power Station | QLD1 | KAREEYA3 | LOWERREG | 21 | 5 | 21 | 45 | 90
CleanCo Queensland Limited | Kareeya Power Station | QLD1 | KAREEYA3 | RAISEREG | 21 | 5 | 21 | 90 | 45
CleanCo Queensland Limited | Kareeya Power Station | QLD1 | KAREEYA4 | LOWERREG | 21 | 5 | 21 | 45 | 90
CleanCo Queensland Limited | Kareeya Power Station | QLD1 | KAREEYA4 | RAISEREG | 21 | 5 | 21 | 90 | 45
Kennedy Energy Park Pty Ltd | Kennedy Energy Park | QLD1 | KEPBG1 | RAISE5MIN | 2 | 0 | 0 | 90 | 90
Kennedy Energy Park Pty Ltd | Kennedy Energy Park | QLD1 | KEPBG1 | RAISE60SEC | 2 | 0 | 0 | 90 | 90
Kennedy Energy Park Pty Ltd | Kennedy Energy Park | QLD1 | KEPBG1 | RAISE6SEC | 2 | 0 | 0 | 90 | 90
Kennedy Energy Park Pty Ltd | Kennedy Energy Park | QLD1 | KEPBL1 | LOWER5MIN | 2 | 0 | 0 | 90 | 90
Kennedy Energy Park Pty Ltd | Kennedy Energy Park | QLD1 | KEPBL1 | LOWER60SEC | 2 | 0 | 0 | 90 | 90
Kennedy Energy Park Pty Ltd | Kennedy Energy Park | QLD1 | KEPBL1 | LOWER6SEC | 2 | 0 | 0 | 90 | 90
KSF Project Nominees Pty Ltd as The Trustee for KSF Project Trust | Kiamal Solar Farm | VIC1 | KIAMSF | LOWER5MIN | 37 | 1 | 200 | 11 | 90
KSF Project Nominees Pty Ltd as The Trustee for KSF Project Trust | Kiamal Solar Farm | VIC1 | KIAMSF | LOWER60SEC | 37 | 1 | 200 | 11 | 90
KSF Project Nominees Pty Ltd as The Trustee for KSF Project Trust | Kiamal Solar Farm | VIC1 | KIAMSF | LOWER6SEC | 37 | 1 | 200 | 11 | 90
KSF Project Nominees Pty Ltd as The Trustee for KSF Project Trust | Kiamal Solar Farm | VIC1 | KIAMSF | RAISE5MIN | 28 | 1 | 200 | 11 | 31
KSF Project Nominees Pty Ltd as The Trustee for KSF Project Trust | Kiamal Solar Farm | VIC1 | KIAMSF | RAISE60SEC | 28 | 1 | 200 | 11 | 31
KSF Project Nominees Pty Ltd as The Trustee for KSF Project Trust | Kiamal Solar Farm | VIC1 | KIAMSF | RAISE6SEC | 28 | 1 | 200 | 11 | 31
Shell Energy Retail Pty Ltd | Koorangie Energy Storage System | VIC1 | KESSB1 | LOWER1SEC | 66 | -185 | 185 | 45 | 90
Shell Energy Retail Pty Ltd | Koorangie Energy Storage System | VIC1 | KESSB1 | LOWER5MIN | 86 | -185 | 185 | 45 | 90
Shell Energy Retail Pty Ltd | Koorangie Energy Storage System | VIC1 | KESSB1 | LOWER60SEC | 86 | -185 | 185 | 45 | 90
Shell Energy Retail Pty Ltd | Koorangie Energy Storage System | VIC1 | KESSB1 | LOWER6SEC | 86 | -185 | 185 | 45 | 90
Shell Energy Retail Pty Ltd | Koorangie Energy Storage System | VIC1 | KESSB1 | LOWERREG | 370 | -185 | 185 | 45 | 90
Shell Energy Retail Pty Ltd | Koorangie Energy Storage System | VIC1 | KESSB1 | RAISE1SEC | 66 | -185 | 185 | 90 | 45
Shell Energy Retail Pty Ltd | Koorangie Energy Storage System | VIC1 | KESSB1 | RAISE5MIN | 86 | -185 | 185 | 90 | 45
Shell Energy Retail Pty Ltd | Koorangie Energy Storage System | VIC1 | KESSB1 | RAISE60SEC | 86 | -185 | 185 | 90 | 45
Shell Energy Retail Pty Ltd | Koorangie Energy Storage System | VIC1 | KESSB1 | RAISE6SEC | 86 | -185 | 185 | 90 | 45
Shell Energy Retail Pty Ltd | Koorangie Energy Storage System | VIC1 | KESSB1 | RAISEREG | 370 | -185 | 185 | 90 | 45
Origin Energy Electricity Limited | Ladbroke Grove Power Station | SA1 | LADBROK1 | LOWER5MIN | 5 | 6 | 40 | 45 | 90
Origin Energy Electricity Limited | Ladbroke Grove Power Station | SA1 | LADBROK1 | LOWER60SEC | 14 | 6 | 43 | 45 | 90
Origin Energy Electricity Limited | Ladbroke Grove Power Station | SA1 | LADBROK1 | LOWER6SEC | 6 | 6 | 40 | 45 | 90
Origin Energy Electricity Limited | Ladbroke Grove Power Station | SA1 | LADBROK1 | RAISE5MIN | 7 | 6 | 35 | 90 | 45
Origin Energy Electricity Limited | Ladbroke Grove Power Station | SA1 | LADBROK1 | RAISE60SEC | 13 | 6 | 41 | 90 | 45
Origin Energy Electricity Limited | Ladbroke Grove Power Station | SA1 | LADBROK1 | RAISE6SEC | 6 | 6 | 43 | 90 | 45
Origin Energy Electricity Limited | Ladbroke Grove Power Station | SA1 | LADBROK2 | LOWER5MIN | 5 | 6 | 40 | 45 | 90
Origin Energy Electricity Limited | Ladbroke Grove Power Station | SA1 | LADBROK2 | LOWER60SEC | 14 | 6 | 43 | 45 | 90
Origin Energy Electricity Limited | Ladbroke Grove Power Station | SA1 | LADBROK2 | LOWER6SEC | 6 | 6 | 40 | 45 | 90
Origin Energy Electricity Limited | Ladbroke Grove Power Station | SA1 | LADBROK2 | RAISE5MIN | 7 | 6 | 35 | 90 | 45
Origin Energy Electricity Limited | Ladbroke Grove Power Station | SA1 | LADBROK2 | RAISE60SEC | 13 | 6 | 41 | 90 | 45
Origin Energy Electricity Limited | Ladbroke Grove Power Station | SA1 | LADBROK2 | RAISE6SEC | 6 | 6 | 43 | 90 | 45
Lake Bonney Wind Power Pty Ltd | Lake Bonney BESS1 | SA1 | LBB1 | LOWER1SEC | 13 | -25 | 25 | 45 | 90
Lake Bonney Wind Power Pty Ltd | Lake Bonney BESS1 | SA1 | LBB1 | LOWER5MIN | 13 | -25 | 25 | 45 | 90
Lake Bonney Wind Power Pty Ltd | Lake Bonney BESS1 | SA1 | LBB1 | LOWER60SEC | 13 | -25 | 25 | 45 | 90
Lake Bonney Wind Power Pty Ltd | Lake Bonney BESS1 | SA1 | LBB1 | LOWER6SEC | 13 | -25 | 25 | 45 | 90
Lake Bonney Wind Power Pty Ltd | Lake Bonney BESS1 | SA1 | LBB1 | LOWERREG | 50 | -25 | 25 | 45 | 90
Lake Bonney Wind Power Pty Ltd | Lake Bonney BESS1 | SA1 | LBB1 | RAISE1SEC | 13 | -25 | 25 | 90 | 45
Lake Bonney Wind Power Pty Ltd | Lake Bonney BESS1 | SA1 | LBB1 | RAISE5MIN | 13 | -25 | 25 | 90 | 45
Lake Bonney Wind Power Pty Ltd | Lake Bonney BESS1 | SA1 | LBB1 | RAISE60SEC | 13 | -25 | 25 | 90 | 45
Lake Bonney Wind Power Pty Ltd | Lake Bonney BESS1 | SA1 | LBB1 | RAISE6SEC | 13 | -25 | 25 | 90 | 45
Lake Bonney Wind Power Pty Ltd | Lake Bonney BESS1 | SA1 | LBB1 | RAISEREG | 50 | -25 | 25 | 90 | 45
Latrobe Valley BESS Pty Ltd asThe Trustee for Latrobe Valley BESS Project Trust | Latrobe Valley BESS | VIC1 | LVES1 | LOWER1SEC | 52 | -100 | -100 | 45 | 90
Latrobe Valley BESS Pty Ltd asThe Trustee for Latrobe Valley BESS Project Trust | Latrobe Valley BESS | VIC1 | LVES1 | LOWER5MIN | 52 | -100 | -100 | 45 | 90
Latrobe Valley BESS Pty Ltd asThe Trustee for Latrobe Valley BESS Project Trust | Latrobe Valley BESS | VIC1 | LVES1 | LOWER60SEC | 52 | -100 | -100 | 45 | 90
Latrobe Valley BESS Pty Ltd asThe Trustee for Latrobe Valley BESS Project Trust | Latrobe Valley BESS | VIC1 | LVES1 | LOWER6SEC | 52 | -100 | -100 | 45 | 90
Latrobe Valley BESS Pty Ltd asThe Trustee for Latrobe Valley BESS Project Trust | Latrobe Valley BESS | VIC1 | LVES1 | LOWERREG) | 200 | -100 | -100 | 45 | 90
Latrobe Valley BESS Pty Ltd asThe Trustee for Latrobe Valley BESS Project Trust | Latrobe Valley BESS | VIC1 | LVES1 | RAISE1SEC | 52 | -100 | -100 | 90 | 45
Latrobe Valley BESS Pty Ltd asThe Trustee for Latrobe Valley BESS Project Trust | Latrobe Valley BESS | VIC1 | LVES1 | RAISE5MIN | 52 | -100 | -100 | 90 | 45
Latrobe Valley BESS Pty Ltd asThe Trustee for Latrobe Valley BESS Project Trust | Latrobe Valley BESS | VIC1 | LVES1 | RAISE6SEC | 52 | -100 | -100 | 90 | 45
Latrobe Valley BESS Pty Ltd asThe Trustee for Latrobe Valley BESS Project Trust | Latrobe Valley BESS | VIC1 | LVES1 | RAISE6SEC | 52 | -100 | -100 | 90 | 45
Latrobe Valley BESS Pty Ltd asThe Trustee for Latrobe Valley BESS Project Trust | Latrobe Valley BESS | VIC1 | LVES1 | RAISEREG | 200 | -100 | -100 | 90 | 45
Hydro-Electric Corporation | Lemonthyme / Wilmot Power Station | TAS1 | LEM_WIL | LOWER5MIN | 70 | 0 | 87 | 42 | 90
Hydro-Electric Corporation | Lemonthyme / Wilmot Power Station | TAS1 | LEM_WIL | LOWER60SEC | 18 | 0 | 87 | 45 | 90
Hydro-Electric Corporation | Lemonthyme / Wilmot Power Station | TAS1 | LEM_WIL | LOWER6SEC | 2 | 0 | 87 | 45 | 90
Hydro-Electric Corporation | Lemonthyme / Wilmot Power Station | TAS1 | LEM_WIL | LOWERREG | 82 | 0 | 87 | 45 | 90
Hydro-Electric Corporation | Lemonthyme / Wilmot Power Station | TAS1 | LEM_WIL | RAISE5MIN | 70 | 0 | 87 | 90 | 42
Hydro-Electric Corporation | Lemonthyme / Wilmot Power Station | TAS1 | LEM_WIL | RAISE60SEC | 7 | 0 | 87 | 90 | 45
Hydro-Electric Corporation | Lemonthyme / Wilmot Power Station | TAS1 | LEM_WIL | RAISE6SEC | 1 | 0 | 87 | 90 | 45
Hydro-Electric Corporation | Lemonthyme / Wilmot Power Station | TAS1 | LEM_WIL | RAISEREG | 82 | 0 | 87 | 90 | 45
Snowy Hydro Limited | Lonsdale Power Station | SA1 | LONSDALE | LOWERREG | 21 | 5 | 21 | 45 | 90
Snowy Hydro Limited | Lonsdale Power Station | SA1 | LONSDALE | RAISEREG | 21 | 5 | 21 | 90 | 45
AGL Loy Yang Marketing Pty Ltd | Loy Yang A Power Station | VIC1 | LYA1 | LOWER5MIN | 70 | 300 | 580 | 45 | 90
AGL Loy Yang Marketing Pty Ltd | Loy Yang A Power Station | VIC1 | LYA1 | LOWER60SEC | 70 | 300 | 580 | 45 | 90
AGL Loy Yang Marketing Pty Ltd | Loy Yang A Power Station | VIC1 | LYA1 | LOWER6SEC | 70 | 300 | 580 | 45 | 90
AGL Loy Yang Marketing Pty Ltd | Loy Yang A Power Station | VIC1 | LYA1 | LOWERREG | 50 | 300 | 580 | 45 | 90
AGL Loy Yang Marketing Pty Ltd | Loy Yang A Power Station | VIC1 | LYA1 | RAISE5MIN | 30 | 300 | 580 | 90 | 45
AGL Loy Yang Marketing Pty Ltd | Loy Yang A Power Station | VIC1 | LYA1 | RAISE60SEC | 30 | 300 | 580 | 90 | 45
AGL Loy Yang Marketing Pty Ltd | Loy Yang A Power Station | VIC1 | LYA1 | RAISE6SEC | 20 | 300 | 580 | 90 | 34
AGL Loy Yang Marketing Pty Ltd | Loy Yang A Power Station | VIC1 | LYA1 | RAISEREG | 50 | 300 | 580 | 90 | 45
AGL Loy Yang Marketing Pty Ltd | Loy Yang A Power Station | VIC1 | LYA2 | LOWER5MIN | 70 | 300 | 530 | 45 | 90
AGL Loy Yang Marketing Pty Ltd | Loy Yang A Power Station | VIC1 | LYA2 | LOWER60SEC | 70 | 300 | 530 | 45 | 90
AGL Loy Yang Marketing Pty Ltd | Loy Yang A Power Station | VIC1 | LYA2 | LOWER6SEC | 70 | 300 | 530 | 45 | 90
AGL Loy Yang Marketing Pty Ltd | Loy Yang A Power Station | VIC1 | LYA2 | LOWERREG | 50 | 300 | 530 | 45 | 90
AGL Loy Yang Marketing Pty Ltd | Loy Yang A Power Station | VIC1 | LYA2 | RAISE5MIN | 30 | 300 | 530 | 90 | 45
AGL Loy Yang Marketing Pty Ltd | Loy Yang A Power Station | VIC1 | LYA2 | RAISE60SEC | 30 | 300 | 530 | 90 | 24
AGL Loy Yang Marketing Pty Ltd | Loy Yang A Power Station | VIC1 | LYA2 | RAISE6SEC | 20 | 300 | 530 | 90 | 16
AGL Loy Yang Marketing Pty Ltd | Loy Yang A Power Station | VIC1 | LYA2 | RAISEREG | 50 | 300 | 530 | 90 | 45
AGL Loy Yang Marketing Pty Ltd | Loy Yang A Power Station | VIC1 | LYA3 | LOWER5MIN | 70 | 300 | 580 | 45 | 90
AGL Loy Yang Marketing Pty Ltd | Loy Yang A Power Station | VIC1 | LYA3 | LOWER60SEC | 70 | 300 | 580 | 45 | 90
AGL Loy Yang Marketing Pty Ltd | Loy Yang A Power Station | VIC1 | LYA3 | LOWER6SEC | 70 | 300 | 580 | 45 | 90
AGL Loy Yang Marketing Pty Ltd | Loy Yang A Power Station | VIC1 | LYA3 | LOWERREG | 50 | 300 | 580 | 45 | 90
AGL Loy Yang Marketing Pty Ltd | Loy Yang A Power Station | VIC1 | LYA3 | RAISE5MIN | 30 | 300 | 580 | 90 | 45
AGL Loy Yang Marketing Pty Ltd | Loy Yang A Power Station | VIC1 | LYA3 | RAISE60SEC | 30 | 300 | 580 | 90 | 45
AGL Loy Yang Marketing Pty Ltd | Loy Yang A Power Station | VIC1 | LYA3 | RAISE6SEC | 20 | 300 | 580 | 90 | 34
AGL Loy Yang Marketing Pty Ltd | Loy Yang A Power Station | VIC1 | LYA3 | RAISEREG | 50 | 300 | 580 | 90 | 45
AGL Loy Yang Marketing Pty Ltd | Loy Yang A Power Station | VIC1 | LYA4 | LOWER5MIN | 70 | 300 | 580 | 45 | 90
AGL Loy Yang Marketing Pty Ltd | Loy Yang A Power Station | VIC1 | LYA4 | LOWER60SEC | 70 | 300 | 580 | 45 | 90
AGL Loy Yang Marketing Pty Ltd | Loy Yang A Power Station | VIC1 | LYA4 | LOWER6SEC | 70 | 300 | 580 | 45 | 90
AGL Loy Yang Marketing Pty Ltd | Loy Yang A Power Station | VIC1 | LYA4 | LOWERREG | 50 | 300 | 580 | 45 | 90
AGL Loy Yang Marketing Pty Ltd | Loy Yang A Power Station | VIC1 | LYA4 | RAISE5MIN | 30 | 300 | 580 | 90 | 45
AGL Loy Yang Marketing Pty Ltd | Loy Yang A Power Station | VIC1 | LYA4 | RAISE60SEC | 30 | 300 | 580 | 90 | 45
AGL Loy Yang Marketing Pty Ltd | Loy Yang A Power Station | VIC1 | LYA4 | RAISE6SEC | 20 | 300 | 580 | 90 | 34
AGL Loy Yang Marketing Pty Ltd | Loy Yang A Power Station | VIC1 | LYA4 | RAISEREG | 50 | 300 | 580 | 90 | 45
Alinta Energy Retail Sales Pty Ltd | Loy Yang B Power Station | VIC1 | LOYYB1 | LOWER1SEC | 18 | 300 | 600 | 7 | 90
Alinta Energy Retail Sales Pty Ltd | Loy Yang B Power Station | VIC1 | LOYYB1 | LOWER5MIN | 96 | 300 | 600 | 45 | 90
Alinta Energy Retail Sales Pty Ltd | Loy Yang B Power Station | VIC1 | LOYYB1 | LOWER60SEC | 97 | 300 | 600 | 45 | 90
Alinta Energy Retail Sales Pty Ltd | Loy Yang B Power Station | VIC1 | LOYYB1 | LOWER6SEC | 73 | 300 | 600 | 45 | 90
Alinta Energy Retail Sales Pty Ltd | Loy Yang B Power Station | VIC1 | LOYYB1 | LOWERREG | 75 | 250 | 600 | 45 | 90
Alinta Energy Retail Sales Pty Ltd | Loy Yang B Power Station | VIC1 | LOYYB1 | RAISE1SEC | 18 | 300 | 600 | 6 | 45
Alinta Energy Retail Sales Pty Ltd | Loy Yang B Power Station | VIC1 | LOYYB1 | RAISE5MIN | 75 | 300 | 600 | 90 | 45
Alinta Energy Retail Sales Pty Ltd | Loy Yang B Power Station | VIC1 | LOYYB1 | RAISE60SEC | 75 | 300 | 600 | 90 | 45
Alinta Energy Retail Sales Pty Ltd | Loy Yang B Power Station | VIC1 | LOYYB1 | RAISE6SEC | 55 | 300 | 600 | 90 | 45
Alinta Energy Retail Sales Pty Ltd | Loy Yang B Power Station | VIC1 | LOYYB1 | RAISEREG | 75 | 250 | 600 | 90 | 45
Alinta Energy Retail Sales Pty Ltd | Loy Yang B Power Station | VIC1 | LOYYB2 | LOWER1SEC | 18 | 300 | 600 | 7 | 90
Alinta Energy Retail Sales Pty Ltd | Loy Yang B Power Station | VIC1 | LOYYB2 | LOWER5MIN | 96 | 300 | 600 | 45 | 90
Alinta Energy Retail Sales Pty Ltd | Loy Yang B Power Station | VIC1 | LOYYB2 | LOWER60SEC | 97 | 300 | 600 | 45 | 90
Alinta Energy Retail Sales Pty Ltd | Loy Yang B Power Station | VIC1 | LOYYB2 | LOWER6SEC | 73 | 300 | 600 | 45 | 90
Alinta Energy Retail Sales Pty Ltd | Loy Yang B Power Station | VIC1 | LOYYB2 | LOWERREG | 75 | 250 | 600 | 45 | 90
Alinta Energy Retail Sales Pty Ltd | Loy Yang B Power Station | VIC1 | LOYYB2 | RAISE1SEC | 18 | 300 | 600 | 6 | 45
Alinta Energy Retail Sales Pty Ltd | Loy Yang B Power Station | VIC1 | LOYYB2 | RAISE5MIN | 75 | 300 | 600 | 90 | 45
Alinta Energy Retail Sales Pty Ltd | Loy Yang B Power Station | VIC1 | LOYYB2 | RAISE60SEC | 75 | 300 | 600 | 90 | 45
Alinta Energy Retail Sales Pty Ltd | Loy Yang B Power Station | VIC1 | LOYYB2 | RAISE6SEC | 55 | 300 | 600 | 90 | 45
Alinta Energy Retail Sales Pty Ltd | Loy Yang B Power Station | VIC1 | LOYYB2 | RAISEREG | 75 | 250 | 600 | 90 | 45
Stanwell Corporation Limited | Mackay Gas Turbine | QLD1 | MACKAYGT | RAISE5MIN | 34 | 0 | 34 | 90 | 45
Hydro-Electric Corporation | Mackintosh Power Station | TAS1 | MACKNTSH | LOWER5MIN | 89 | 0 | 89 | 45 | 90
Hydro-Electric Corporation | Mackintosh Power Station | TAS1 | MACKNTSH | LOWER60SEC | 41 | 0 | 90 | 45 | 81
Hydro-Electric Corporation | Mackintosh Power Station | TAS1 | MACKNTSH | LOWER6SEC | 5 | 0 | 90 | 30 | 12
Hydro-Electric Corporation | Mackintosh Power Station | TAS1 | MACKNTSH | LOWERREG | 89 | 0 | 89 | 45 | 90
Hydro-Electric Corporation | Mackintosh Power Station | TAS1 | MACKNTSH | RAISE5MIN | 89 | 0 | 89 | 90 | 45
Hydro-Electric Corporation | Mackintosh Power Station | TAS1 | MACKNTSH | RAISE60SEC | 36 | 0 | 89 | 77 | 45
Hydro-Electric Corporation | Mackintosh Power Station | TAS1 | MACKNTSH | RAISE6SEC | 5 | 0 | 88 | 46 | 10
Hydro-Electric Corporation | Mackintosh Power Station | TAS1 | MACKNTSH | RAISEREG | 89 | 0 | 89 | 90 | 45
Mannum Stage 2 Battery SubCo Pty Ltd As Trustee for The Mannum Stage 2 Battery Unit Trust | Mannum BESS | SA1 | MANNUMB1 | LOWER1SEC | 50 | -100 | 100 | 45 | 90
Mannum Stage 2 Battery SubCo Pty Ltd As Trustee for The Mannum Stage 2 Battery Unit Trust | Mannum BESS | SA1 | MANNUMB1 | LOWER5MIN | 50 | -100 | 100 | 45 | 90
Mannum Stage 2 Battery SubCo Pty Ltd As Trustee for The Mannum Stage 2 Battery Unit Trust | Mannum BESS | SA1 | MANNUMB1 | LOWER60SEC | 50 | -100 | 100 | 45 | 90
Mannum Stage 2 Battery SubCo Pty Ltd As Trustee for The Mannum Stage 2 Battery Unit Trust | Mannum BESS | SA1 | MANNUMB1 | LOWER6SEC | 50 | -100 | 100 | 45 | 90
Mannum Stage 2 Battery SubCo Pty Ltd As Trustee for The Mannum Stage 2 Battery Unit Trust | Mannum BESS | SA1 | MANNUMB1 | LOWERREG | 200 | -100 | 100 | 45 | 90
Mannum Stage 2 Battery SubCo Pty Ltd As Trustee for The Mannum Stage 2 Battery Unit Trust | Mannum BESS | SA1 | MANNUMB1 | RAISE1SEC | 50 | -100 | 100 | 90 | 45
Mannum Stage 2 Battery SubCo Pty Ltd As Trustee for The Mannum Stage 2 Battery Unit Trust | Mannum BESS | SA1 | MANNUMB1 | RAISE5MIN | 50 | -100 | 100 | 90 | 45
Mannum Stage 2 Battery SubCo Pty Ltd As Trustee for The Mannum Stage 2 Battery Unit Trust | Mannum BESS | SA1 | MANNUMB1 | RAISE60SEC | 50 | -100 | 100 | 90 | 45
Mannum Stage 2 Battery SubCo Pty Ltd As Trustee for The Mannum Stage 2 Battery Unit Trust | Mannum BESS | SA1 | MANNUMB1 | RAISE6SEC | 50 | -100 | 100 | 90 | 45
Mannum Stage 2 Battery SubCo Pty Ltd As Trustee for The Mannum Stage 2 Battery Unit Trust | Mannum BESS | SA1 | MANNUMB1 | RAISEREG | 200 | -100 | 100 | 90 | 45
Hydro-Electric Corporation | Meadowbank Power Station | TAS1 | MEADOWBK | LOWER5MIN | 40 | 0 | 42 | 45 | 90
Hydro-Electric Corporation | Meadowbank Power Station | TAS1 | MEADOWBK | LOWER60SEC | 19 | 0 | 42 | 45 | 89
Hydro-Electric Corporation | Meadowbank Power Station | TAS1 | MEADOWBK | LOWER6SEC | 1 | 0 | 42 | 45 | 84
Hydro-Electric Corporation | Meadowbank Power Station | TAS1 | MEADOWBK | LOWERREG | 40 | 0 | 42 | 45 | 90
Hydro-Electric Corporation | Meadowbank Power Station | TAS1 | MEADOWBK | RAISE5MIN | 40 | 0 | 42 | 90 | 45
Hydro-Electric Corporation | Meadowbank Power Station | TAS1 | MEADOWBK | RAISE60SEC | 21 | 0 | 42 | 90 | 45
Hydro-Electric Corporation | Meadowbank Power Station | TAS1 | MEADOWBK | RAISE6SEC | 13 | 0 | 44 | 90 | 32
Hydro-Electric Corporation | Meadowbank Power Station | TAS1 | MEADOWBK | RAISEREG | 40 | 0 | 42 | 90 | 45
Equis Energy (Australia) Projects (MREH A1 AssetCo) Pty Ltd as The Trustee for Equis Energy (Australia) MREH A1 Asset Trust | Melbourne Renewable Energy Hub Connection A1 | VIC1 | MREHA1 | LOWER1SEC | 93 | -200 | 200 | 45 | 90
Equis Energy (Australia) Projects (MREH A1 AssetCo) Pty Ltd as The Trustee for Equis Energy (Australia) MREH A1 Asset Trust | Melbourne Renewable Energy Hub Connection A1 | VIC1 | MREHA1 | LOWER5MIN | 93 | -200 | 200 | 45 | 90
Equis Energy (Australia) Projects (MREH A1 AssetCo) Pty Ltd as The Trustee for Equis Energy (Australia) MREH A1 Asset Trust | Melbourne Renewable Energy Hub Connection A1 | VIC1 | MREHA1 | LOWER60SEC | 93 | -200 | 200 | 45 | 90
Equis Energy (Australia) Projects (MREH A1 AssetCo) Pty Ltd as The Trustee for Equis Energy (Australia) MREH A1 Asset Trust | Melbourne Renewable Energy Hub Connection A1 | VIC1 | MREHA1 | LOWER6SEC | 93 | -200 | 200 | 45 | 90
Equis Energy (Australia) Projects (MREH A1 AssetCo) Pty Ltd as The Trustee for Equis Energy (Australia) MREH A1 Asset Trust | Melbourne Renewable Energy Hub Connection A1 | VIC1 | MREHA1 | LOWERREG | 400 | -200 | 200 | 45 | 90
Equis Energy (Australia) Projects (MREH A1 AssetCo) Pty Ltd as The Trustee for Equis Energy (Australia) MREH A1 Asset Trust | Melbourne Renewable Energy Hub Connection A1 | VIC1 | MREHA1 | RAISE1SEC | 93 | -200 | 200 | 90 | 45
Equis Energy (Australia) Projects (MREH A1 AssetCo) Pty Ltd as The Trustee for Equis Energy (Australia) MREH A1 Asset Trust | Melbourne Renewable Energy Hub Connection A1 | VIC1 | MREHA1 | RAISE5MIN | 93 | -200 | 200 | 90 | 45
Equis Energy (Australia) Projects (MREH A1 AssetCo) Pty Ltd as The Trustee for Equis Energy (Australia) MREH A1 Asset Trust | Melbourne Renewable Energy Hub Connection A1 | VIC1 | MREHA1 | RAISE60SEC | 93 | -200 | 200 | 90 | 45
Equis Energy (Australia) Projects (MREH A1 AssetCo) Pty Ltd as The Trustee for Equis Energy (Australia) MREH A1 Asset Trust | Melbourne Renewable Energy Hub Connection A1 | VIC1 | MREHA1 | RAISE6SEC | 93 | -200 | 200 | 90 | 45
Equis Energy (Australia) Projects (MREH A1 AssetCo) Pty Ltd as The Trustee for Equis Energy (Australia) MREH A1 Asset Trust | Melbourne Renewable Energy Hub Connection A1 | VIC1 | MREHA1 | RAISEREG | 400 | -200 | 200 | 90 | 45
Equis Energy (Australia) Projects (MREH A2 AssetCo) Pty Ltd as The Trustee for Equis Energy (Australia) MREH A2 Asset Trust | Melbourne Renewable Energy Hub Connection A2 | VIC1 | MREHA2 | LOWER1SEC | 93 | -200 | 200 | 45 | 90
Equis Energy (Australia) Projects (MREH A2 AssetCo) Pty Ltd as The Trustee for Equis Energy (Australia) MREH A2 Asset Trust | Melbourne Renewable Energy Hub Connection A2 | VIC1 | MREHA2 | LOWER5MIN | 93 | -200 | 200 | 45 | 90
Equis Energy (Australia) Projects (MREH A2 AssetCo) Pty Ltd as The Trustee for Equis Energy (Australia) MREH A2 Asset Trust | Melbourne Renewable Energy Hub Connection A2 | VIC1 | MREHA2 | LOWER60SEC | 93 | -200 | 200 | 45 | 90
Equis Energy (Australia) Projects (MREH A2 AssetCo) Pty Ltd as The Trustee for Equis Energy (Australia) MREH A2 Asset Trust | Melbourne Renewable Energy Hub Connection A2 | VIC1 | MREHA2 | LOWER6SEC | 93 | -200 | 200 | 45 | 90
Equis Energy (Australia) Projects (MREH A2 AssetCo) Pty Ltd as The Trustee for Equis Energy (Australia) MREH A2 Asset Trust | Melbourne Renewable Energy Hub Connection A2 | VIC1 | MREHA2 | LOWERREG | 400 | -200 | 200 | 45 | 90
Equis Energy (Australia) Projects (MREH A2 AssetCo) Pty Ltd as The Trustee for Equis Energy (Australia) MREH A2 Asset Trust | Melbourne Renewable Energy Hub Connection A2 | VIC1 | MREHA2 | RAISE1SEC | 93 | -200 | 200 | 90 | 45
Equis Energy (Australia) Projects (MREH A2 AssetCo) Pty Ltd as The Trustee for Equis Energy (Australia) MREH A2 Asset Trust | Melbourne Renewable Energy Hub Connection A2 | VIC1 | MREHA2 | RAISE5MIN | 93 | -200 | 200 | 90 | 45
Equis Energy (Australia) Projects (MREH A2 AssetCo) Pty Ltd as The Trustee for Equis Energy (Australia) MREH A2 Asset Trust | Melbourne Renewable Energy Hub Connection A2 | VIC1 | MREHA2 | RAISE60SEC | 93 | -200 | 200 | 90 | 45
Equis Energy (Australia) Projects (MREH A2 AssetCo) Pty Ltd as The Trustee for Equis Energy (Australia) MREH A2 Asset Trust | Melbourne Renewable Energy Hub Connection A2 | VIC1 | MREHA2 | RAISE6SEC | 93 | -200 | 200 | 90 | 45
Equis Energy (Australia) Projects (MREH A2 AssetCo) Pty Ltd as The Trustee for Equis Energy (Australia) MREH A2 Asset Trust | Melbourne Renewable Energy Hub Connection A2 | VIC1 | MREHA2 | RAISEREG | 400 | -200 | 200 | 90 | 45
Millmerran Energy Trader Pty Ltd | Millmerran Power Plant | QLD1 | MPP_1 | LOWERREG | 25 | 350 | 435 | 45 | 90
Millmerran Energy Trader Pty Ltd | Millmerran Power Plant | QLD1 | MPP_1 | RAISEREG | 25 | 350 | 435 | 90 | 45
Millmerran Energy Trader Pty Ltd | Millmerran Power Plant | QLD1 | MPP_2 | LOWERREG | 25 | 350 | 435 | 45 | 90
Millmerran Energy Trader Pty Ltd | Millmerran Power Plant | QLD1 | MPP_2 | RAISEREG | 25 | 350 | 435 | 90 | 45
Origin Energy Electricity Limited | Mortlake Power Station | VIC1 | MORTLK11 | LOWER5MIN | 51 | 166 | 283 | 45 | 90
Origin Energy Electricity Limited | Mortlake Power Station | VIC1 | MORTLK11 | LOWER60SEC | 43 | 173 | 283 | 45 | 90
Origin Energy Electricity Limited | Mortlake Power Station | VIC1 | MORTLK11 | LOWER6SEC | 30 | 177 | 283 | 45 | 90
Origin Energy Electricity Limited | Mortlake Power Station | VIC1 | MORTLK11 | LOWERREG | 65 | 20 | 292 | 45 | 90
Origin Energy Electricity Limited | Mortlake Power Station | VIC1 | MORTLK11 | RAISE5MIN | 57 | 145 | 265 | 90 | 31
Origin Energy Electricity Limited | Mortlake Power Station | VIC1 | MORTLK11 | RAISE60SEC | 33 | 145 | 263 | 90 | 45
Origin Energy Electricity Limited | Mortlake Power Station | VIC1 | MORTLK11 | RAISE6SEC | 39 | 145 | 269 | 90 | 18
Origin Energy Electricity Limited | Mortlake Power Station | VIC1 | MORTLK11 | RAISEREG | 65 | 20 | 292 | 90 | 45
Origin Energy Electricity Limited | Mortlake Power Station | VIC1 | MORTLK12 | LOWER5MIN | 51 | 166 | 283 | 45 | 90
Origin Energy Electricity Limited | Mortlake Power Station | VIC1 | MORTLK12 | LOWER60SEC | 43 | 173 | 283 | 45 | 90
Origin Energy Electricity Limited | Mortlake Power Station | VIC1 | MORTLK12 | LOWER6SEC | 30 | 177 | 283 | 45 | 90
Origin Energy Electricity Limited | Mortlake Power Station | VIC1 | MORTLK12 | LOWERREG | 65 | 20 | 292 | 45 | 90
Origin Energy Electricity Limited | Mortlake Power Station | VIC1 | MORTLK12 | RAISE5MIN | 57 | 145 | 265 | 90 | 31
Origin Energy Electricity Limited | Mortlake Power Station | VIC1 | MORTLK12 | RAISE60SEC | 33 | 145 | 263 | 90 | 45
Origin Energy Electricity Limited | Mortlake Power Station | VIC1 | MORTLK12 | RAISE6SEC | 39 | 145 | 269 | 90 | 18
Origin Energy Electricity Limited | Mortlake Power Station | VIC1 | MORTLK12 | RAISEREG | 65 | 20 | 292 | 90 | 45
EnergyAustralia Pty Ltd | Mt Piper Power Station | NSW1 | MP1 | LOWER5MIN | 100 | 300 | 730 | 45 | 90
EnergyAustralia Pty Ltd | Mt Piper Power Station | NSW1 | MP1 | LOWER60SEC | 100 | 215 | 730 | 45 | 90
EnergyAustralia Pty Ltd | Mt Piper Power Station | NSW1 | MP1 | LOWER6SEC | 70 | 215 | 730 | 45 | 90
EnergyAustralia Pty Ltd | Mt Piper Power Station | NSW1 | MP1 | LOWERREG | 60 | 220 | 730 | 36 | 90
EnergyAustralia Pty Ltd | Mt Piper Power Station | NSW1 | MP1 | RAISE5MIN | 70 | 215 | 730 | 45 | 45
EnergyAustralia Pty Ltd | Mt Piper Power Station | NSW1 | MP1 | RAISE60SEC | 66 | 215 | 730 | 45 | 45
EnergyAustralia Pty Ltd | Mt Piper Power Station | NSW1 | MP1 | RAISE6SEC | 66 | 215 | 730 | 90 | 45
EnergyAustralia Pty Ltd | Mt Piper Power Station | NSW1 | MP1 | RAISEREG | 60 | 220 | 730 | 45 | 45
EnergyAustralia Pty Ltd | Mt Piper Power Station | NSW1 | MP2 | LOWER5MIN | 100 | 300 | 700 | 45 | 90
EnergyAustralia Pty Ltd | Mt Piper Power Station | NSW1 | MP2 | LOWER60SEC | 100 | 215 | 700 | 45 | 90
EnergyAustralia Pty Ltd | Mt Piper Power Station | NSW1 | MP2 | LOWER6SEC | 70 | 215 | 700 | 45 | 90
EnergyAustralia Pty Ltd | Mt Piper Power Station | NSW1 | MP2 | LOWERREG | 60 | 220 | 700 | 36 | 90
EnergyAustralia Pty Ltd | Mt Piper Power Station | NSW1 | MP2 | RAISE5MIN | 70 | 215 | 700 | 45 | 45
EnergyAustralia Pty Ltd | Mt Piper Power Station | NSW1 | MP2 | RAISE60SEC | 66 | 215 | 700 | 45 | 45
EnergyAustralia Pty Ltd | Mt Piper Power Station | NSW1 | MP2 | RAISE6SEC | 66 | 215 | 700 | 90 | 45
EnergyAustralia Pty Ltd | Mt Piper Power Station | NSW1 | MP2 | RAISEREG | 60 | 220 | 700 | 45 | 45
Origin Energy Electricity Limited | Mt Stuart Power Station | QLD1 | MSTUART2 | LOWERREG | 42 | 43 | 144 | 45 | 90
Origin Energy Electricity Limited | Mt Stuart Power Station | QLD1 | MSTUART2 | RAISEREG | 42 | 43 | 144 | 90 | 45
Origin Energy Electricity Limited | Mt Stuart Power Station | QLD1 | MSTUART3 | LOWER5MIN | 28 | 60 | 129 | 45 | 90
Origin Energy Electricity Limited | Mt Stuart Power Station | QLD1 | MSTUART3 | LOWER60SEC | 29 | 60 | 129 | 45 | 90
Origin Energy Electricity Limited | Mt Stuart Power Station | QLD1 | MSTUART3 | LOWER6SEC | 18 | 60 | 129 | 45 | 90
Origin Energy Electricity Limited | Mt Stuart Power Station | QLD1 | MSTUART3 | RAISE5MIN | 29 | 60 | 118 | 90 | 35
Origin Energy Electricity Limited | Mt Stuart Power Station | QLD1 | MSTUART3 | RAISE60SEC | 26 | 60 | 125 | 90 | 26
Origin Energy Electricity Limited | Mt Stuart Power Station | QLD1 | MSTUART3 | RAISE6SEC | 21 | 60 | 129 | 90 | 32
Snowy Hydro Limited | Murray Power Station | VIC1 | MURRAY | LOWER5MIN | 500 | 0 | 1510 | 45 | 90
Snowy Hydro Limited | Murray Power Station | VIC1 | MURRAY | LOWER60SEC | 500 | 0 | 1510 | 45 | 90
Snowy Hydro Limited | Murray Power Station | VIC1 | MURRAY | LOWER6SEC | 40 | 0 | 1510 | 45 | 90
Snowy Hydro Limited | Murray Power Station | VIC1 | MURRAY | LOWERREG | 500 | 0 | 1510 | 45 | 90
Snowy Hydro Limited | Murray Power Station | VIC1 | MURRAY | RAISE5MIN | 500 | 0 | 1510 | 90 | 45
Snowy Hydro Limited | Murray Power Station | VIC1 | MURRAY | RAISE60SEC | 250 | 0 | 1510 | 90 | 45
Snowy Hydro Limited | Murray Power Station | VIC1 | MURRAY | RAISE6SEC | 40 | 0 | 1510 | 90 | 45
Snowy Hydro Limited | Murray Power Station | VIC1 | MURRAY | RAISEREG | 500 | 0 | 1510 | 90 | 45
Hydro-Electric Corporation | Musselroe Wind Farm | TAS1 | MUSSELR1 | LOWER5MIN | 31 | 50 | 129 | 45 | 61
Hydro-Electric Corporation | Musselroe Wind Farm | TAS1 | MUSSELR1 | LOWER60SEC | 32 | 50 | 129 | 45 | 62
Hydro-Electric Corporation | Musselroe Wind Farm | TAS1 | MUSSELR1 | LOWERREG | 30 | 50 | 153 | 45 | 60
Hydro-Electric Corporation | Musselroe Wind Farm | TAS1 | MUSSELR1 | RAISE5MIN | 31 | 50 | 129 | 90 | 33
Hydro-Electric Corporation | Musselroe Wind Farm | TAS1 | MUSSELR1 | RAISE60SEC | 32 | 50 | 129 | 90 | 33
Hydro-Electric Corporation | Musselroe Wind Farm | TAS1 | MUSSELR1 | RAISEREG | 30 | 50 | 153 | 90 | 33
NESF Pty Ltd as Trustee of the New England Solar Project Trust | New England Solar Farm | NSW1 | NEWENSF1 | LOWER5MIN | 48 | 20 | 200 | 23 | 90
NESF Pty Ltd as Trustee of the New England Solar Project Trust | New England Solar Farm | NSW1 | NEWENSF1 | LOWER60SEC | 48 | 20 | 200 | 23 | 90
NESF Pty Ltd as Trustee of the New England Solar Project Trust | New England Solar Farm | NSW1 | NEWENSF1 | LOWER6SEC | 48 | 20 | 200 | 23 | 90
NESF Pty Ltd as Trustee of the New England Solar Project Trust | New England Solar Farm | NSW1 | NEWENSF1 | LOWERREG | 40 | 20 | 200 | 23 | 90
NESF Pty Ltd as Trustee of the New England Solar Project Trust | New England Solar Farm | NSW1 | NEWENSF1 | RAISE5MIN | 40 | 20 | 200 | 24 | 27
NESF Pty Ltd as Trustee of the New England Solar Project Trust | New England Solar Farm | NSW1 | NEWENSF1 | RAISE60SEC | 40 | 20 | 200 | 24 | 27
NESF Pty Ltd as Trustee of the New England Solar Project Trust | New England Solar Farm | NSW1 | NEWENSF1 | RAISE6SEC | 40 | 20 | 200 | 24 | 27
NESF Pty Ltd as Trustee of the New England Solar Project Trust | New England Solar Farm | NSW1 | NEWENSF1 | RAISEREG | 40 | 20 | 200 | 24 | 27
NESF Pty Ltd as Trustee of the New England Solar Project Trust | New England Solar Farm | NSW1 | NEWENSF2 | LOWER5MIN | 48 | 20 | 200 | 23 | 90
NESF Pty Ltd as Trustee of the New England Solar Project Trust | New England Solar Farm | NSW1 | NEWENSF2 | LOWER60SEC | 48 | 20 | 200 | 23 | 90
NESF Pty Ltd as Trustee of the New England Solar Project Trust | New England Solar Farm | NSW1 | NEWENSF2 | LOWER6SEC | 48 | 20 | 200 | 23 | 90
NESF Pty Ltd as Trustee of the New England Solar Project Trust | New England Solar Farm | NSW1 | NEWENSF2 | LOWERREG | 40 | 20 | 200 | 23 | 90
NESF Pty Ltd as Trustee of the New England Solar Project Trust | New England Solar Farm | NSW1 | NEWENSF2 | RAISE5MIN | 40 | 20 | 200 | 24 | 27
NESF Pty Ltd as Trustee of the New England Solar Project Trust | New England Solar Farm | NSW1 | NEWENSF2 | RAISE60SEC | 40 | 20 | 200 | 24 | 27
NESF Pty Ltd as Trustee of the New England Solar Project Trust | New England Solar Farm | NSW1 | NEWENSF2 | RAISE6SEC | 40 | 20 | 200 | 24 | 27
NESF Pty Ltd as Trustee of the New England Solar Project Trust | New England Solar Farm | NSW1 | NEWENSF2 | RAISEREG | 40 | 20 | 200 | 24 | 27
EnergyAustralia Ecogen Pty Ltd | Newport Power Station | VIC1 | NPS | LOWER60SEC | 120 | 80 | 510 | 45 | 45
EnergyAustralia Ecogen Pty Ltd | Newport Power Station | VIC1 | NPS | LOWER6SEC | 80 | 99 | 510 | 45 | 45
EnergyAustralia Ecogen Pty Ltd | Newport Power Station | VIC1 | NPS | RAISE60SEC | 120 | 99 | 510 | 45 | 45
EnergyAustralia Ecogen Pty Ltd | Newport Power Station | VIC1 | NPS | RAISE6SEC | 80 | 99 | 510 | 45 | 45
Shell Energy Retail Pty Ltd | Oakey Power Station | QLD1 | OAKEY1 | LOWER5MIN | 25 | 40 | 173 | 45 | 90
Shell Energy Retail Pty Ltd | Oakey Power Station | QLD1 | OAKEY1 | LOWER60SEC | 25 | 40 | 173 | 45 | 90
Shell Energy Retail Pty Ltd | Oakey Power Station | QLD1 | OAKEY1 | LOWERREG | 50 | 40 | 173 | 45 | 90
Shell Energy Retail Pty Ltd | Oakey Power Station | QLD1 | OAKEY1 | RAISE5MIN | 25 | 40 | 173 | 90 | 45
Shell Energy Retail Pty Ltd | Oakey Power Station | QLD1 | OAKEY1 | RAISE60SEC | 25 | 40 | 173 | 90 | 45
Shell Energy Retail Pty Ltd | Oakey Power Station | QLD1 | OAKEY1 | RAISEREG | 50 | 40 | 173 | 90 | 45
Shell Energy Retail Pty Ltd | Oakey Power Station | QLD1 | OAKEY2 | LOWER5MIN | 25 | 40 | 173 | 45 | 90
Shell Energy Retail Pty Ltd | Oakey Power Station | QLD1 | OAKEY2 | LOWER60SEC | 25 | 40 | 173 | 45 | 90
Shell Energy Retail Pty Ltd | Oakey Power Station | QLD1 | OAKEY2 | LOWERREG | 50 | 40 | 173 | 45 | 90
Shell Energy Retail Pty Ltd | Oakey Power Station | QLD1 | OAKEY2 | RAISE5MIN | 25 | 40 | 173 | 90 | 45
Shell Energy Retail Pty Ltd | Oakey Power Station | QLD1 | OAKEY2 | RAISE60SEC | 25 | 40 | 173 | 90 | 45
Shell Energy Retail Pty Ltd | Oakey Power Station | QLD1 | OAKEY2 | RAISEREG | 50 | 40 | 173 | 90 | 45
Origin Energy Electricity Limited | Osborne Power Station | SA1 | OSB-AG | LOWER5MIN | 3 | 145 | 196 | 20 | 90
Origin Energy Electricity Limited | Osborne Power Station | SA1 | OSB-AG | LOWER60SEC | 14 | 145 | 196 | 30 | 90
Origin Energy Electricity Limited | Osborne Power Station | SA1 | OSB-AG | LOWER6SEC | 14 | 145 | 196 | 30 | 90
Origin Energy Electricity Limited | Osborne Power Station | SA1 | OSB-AG | LOWERREG | 36 | 145 | 196 | 35 | 90
Origin Energy Electricity Limited | Osborne Power Station | SA1 | OSB-AG | RAISE5MIN | 3 | 145 | 196 | 90 | 20
Origin Energy Electricity Limited | Osborne Power Station | SA1 | OSB-AG | RAISE60SEC | 14 | 145 | 196 | 90 | 30
Origin Energy Electricity Limited | Osborne Power Station | SA1 | OSB-AG | RAISE6SEC | 14 | 145 | 196 | 90 | 30
Origin Energy Electricity Limited | Osborne Power Station | SA1 | OSB-AG | RAISEREG | 36 | 145 | 196 | 90 | 35
Pacific Blue Smart Communities Pty Ltd | PB Community SGA | VIC1 | ASPBSC01 | LOWER1SEC | 1 | 0 | 0 | 90 | 90
Pacific Blue Smart Communities Pty Ltd | PB Community SGA | VIC1 | ASPBSC01 | LOWER5MIN | 1 | 0 | 0 | 90 | 90
Pacific Blue Smart Communities Pty Ltd | PB Community SGA | VIC1 | ASPBSC01 | LOWER60SEC | 1 | 0 | 0 | 90 | 90
Pacific Blue Smart Communities Pty Ltd | PB Community SGA | VIC1 | ASPBSC01 | LOWER6SEC | 1 | 0 | 0 | 90 | 90
Pacific Blue Smart Communities Pty Ltd | PB Community SGA | VIC1 | ASPBSC01 | RAISE1SEC | 1 | 0 | 0 | 90 | 90
Pacific Blue Smart Communities Pty Ltd | PB Community SGA | VIC1 | ASPBSC01 | RAISE5MIN | 1 | 0 | 0 | 90 | 90
Pacific Blue Smart Communities Pty Ltd | PB Community SGA | VIC1 | ASPBSC01 | RAISE60SEC | 1 | 0 | 0 | 90 | 90
Pacific Blue Smart Communities Pty Ltd | PB Community SGA | VIC1 | ASPBSC01 | RAISE6SEC | 1 | 0 | 0 | 90 | 90
Pelican Point Power Limited | Pelican Point Power Station | SA1 | PPCCGT | LOWER5MIN | 30 | 173 | 522 | 45 | 90
Pelican Point Power Limited | Pelican Point Power Station | SA1 | PPCCGT | LOWER60SEC | 30 | 140 | 510 | 45 | 90
Pelican Point Power Limited | Pelican Point Power Station | SA1 | PPCCGT | LOWER6SEC | 35 | 140 | 500 | 45 | 90
Pelican Point Power Limited | Pelican Point Power Station | SA1 | PPCCGT | LOWERREG | 100 | 140 | 510 | 45 | 90
Pelican Point Power Limited | Pelican Point Power Station | SA1 | PPCCGT | RAISE5MIN | 30 | 173 | 522 | 90 | 45
Pelican Point Power Limited | Pelican Point Power Station | SA1 | PPCCGT | RAISE60SEC | 30 | 140 | 510 | 90 | 45
Pelican Point Power Limited | Pelican Point Power Station | SA1 | PPCCGT | RAISE6SEC | 35 | 140 | 500 | 90 | 45
Pelican Point Power Limited | Pelican Point Power Station | SA1 | PPCCGT | RAISEREG | 100 | 140 | 510 | 90 | 45
Mondo Power Pty Ltd | Phillip Island BESS | VIC1 | PIBESS1 | LOWER1SEC | 2 | -5 | 5 | 45 | 90
Mondo Power Pty Ltd | Phillip Island BESS | VIC1 | PIBESS1 | LOWER5MIN | 2 | -5 | 5 | 45 | 90
Mondo Power Pty Ltd | Phillip Island BESS | VIC1 | PIBESS1 | LOWER60SEC | 2 | -5 | 5 | 45 | 90
Mondo Power Pty Ltd | Phillip Island BESS | VIC1 | PIBESS1 | LOWER6SEC | 2 | -5 | 5 | 45 | 90
Mondo Power Pty Ltd | Phillip Island BESS | VIC1 | PIBESS1 | LOWERREG | 10 | -5 | 5 | 45 | 90
Mondo Power Pty Ltd | Phillip Island BESS | VIC1 | PIBESS1 | RAISE1SEC | 2 | -5 | 5 | 90 | 45
Mondo Power Pty Ltd | Phillip Island BESS | VIC1 | PIBESS1 | RAISE5MIN | 2 | -5 | 5 | 90 | 45
Mondo Power Pty Ltd | Phillip Island BESS | VIC1 | PIBESS1 | RAISE60SEC | 2 | -5 | 5 | 90 | 45
Mondo Power Pty Ltd | Phillip Island BESS | VIC1 | PIBESS1 | RAISE6SEC | 2 | -5 | 5 | 90 | 45
Mondo Power Pty Ltd | Phillip Island BESS | VIC1 | PIBESS1 | RAISEREG | 10 | -5 | 5 | 90 | 45
Hydro-Electric Corporation | Poatina Power Station | TAS1 | POAT110 | LOWER5MIN | 80 | 0 | 124 | 45 | 90
Hydro-Electric Corporation | Poatina Power Station | TAS1 | POAT110 | LOWER60SEC | 63 | 0 | 124 | 45 | 90
Hydro-Electric Corporation | Poatina Power Station | TAS1 | POAT110 | LOWER6SEC | 40 | 0 | 124 | 45 | 90
Hydro-Electric Corporation | Poatina Power Station | TAS1 | POAT110 | LOWERREG | 100 | 0 | 124 | 45 | 90
Hydro-Electric Corporation | Poatina Power Station | TAS1 | POAT110 | RAISE5MIN | 80 | 0 | 124 | 90 | 45
Hydro-Electric Corporation | Poatina Power Station | TAS1 | POAT110 | RAISE60SEC | 17 | 0 | 124 | 90 | 45
Hydro-Electric Corporation | Poatina Power Station | TAS1 | POAT110 | RAISE6SEC | 10 | 0 | 124 | 90 | 90
Hydro-Electric Corporation | Poatina Power Station | TAS1 | POAT110 | RAISEREG | 100 | 0 | 124 | 90 | 45
Hydro-Electric Corporation | Poatina Power Station | TAS1 | POAT220 | LOWER5MIN | 160 | 0 | 248 | 45 | 90
Hydro-Electric Corporation | Poatina Power Station | TAS1 | POAT220 | LOWER60SEC | 140 | 0 | 248 | 45 | 90
Hydro-Electric Corporation | Poatina Power Station | TAS1 | POAT220 | LOWER6SEC | 80 | 0 | 248 | 45 | 90
Hydro-Electric Corporation | Poatina Power Station | TAS1 | POAT220 | LOWERREG | 200 | 0 | 248 | 45 | 90
Hydro-Electric Corporation | Poatina Power Station | TAS1 | POAT220 | RAISE5MIN | 160 | 0 | 248 | 90 | 45
Hydro-Electric Corporation | Poatina Power Station | TAS1 | POAT220 | RAISE60SEC | 64 | 0 | 248 | 90 | 45
Hydro-Electric Corporation | Poatina Power Station | TAS1 | POAT220 | RAISE6SEC | 4 | 0 | 158 | 90 | 16
Hydro-Electric Corporation | Poatina Power Station | TAS1 | POAT220 | RAISEREG | 200 | 0 | 248 | 90 | 45
Alcoa Portland Aluminium Pty Ltd | Portland | VIC1 | APD01 | LOWER5MIN | 0 | 0 | 0 | 0 | 0
Alcoa Portland Aluminium Pty Ltd | Portland | VIC1 | APD01 | LOWER60SEC | 0 | 0 | 0 | 0 | 0
Alcoa Portland Aluminium Pty Ltd | Portland | VIC1 | APD01 | LOWER6SEC | 0 | 0 | 0 | 0 | 0
Alcoa Portland Aluminium Pty Ltd | Portland | VIC1 | APD01 | RAISE5MIN | 450 | 0 | 0 | 90 | 90
Alcoa Portland Aluminium Pty Ltd | Portland | VIC1 | APD01 | RAISE60SEC | 450 | 0 | 0 | 90 | 90
Alcoa Portland Aluminium Pty Ltd | Portland | VIC1 | APD01 | RAISE6SEC | 450 | 0 | 0 | 90 | 90
Origin Energy Electricity Limited | Quarantine Power Station | SA1 | QPS1 | LOWER5MIN | 3 | 10 | 29 | 45 | 90
Origin Energy Electricity Limited | Quarantine Power Station | SA1 | QPS1 | LOWER60SEC | 8 | 10 | 29 | 45 | 90
Origin Energy Electricity Limited | Quarantine Power Station | SA1 | QPS1 | LOWER6SEC | 1 | 10 | 29 | 45 | 90
Origin Energy Electricity Limited | Quarantine Power Station | SA1 | QPS1 | RAISE5MIN | 5 | 10 | 29 | 90 | 45
Origin Energy Electricity Limited | Quarantine Power Station | SA1 | QPS1 | RAISE60SEC | 8 | 10 | 29 | 90 | 45
Origin Energy Electricity Limited | Quarantine Power Station | SA1 | QPS1 | RAISE6SEC | 1 | 10 | 29 | 90 | 45
Origin Energy Electricity Limited | Quarantine Power Station | SA1 | QPS3 | LOWER5MIN | 3 | 10 | 29 | 45 | 90
Origin Energy Electricity Limited | Quarantine Power Station | SA1 | QPS3 | LOWER60SEC | 8 | 10 | 29 | 45 | 90
Origin Energy Electricity Limited | Quarantine Power Station | SA1 | QPS3 | LOWER6SEC | 1 | 10 | 29 | 45 | 90
Origin Energy Electricity Limited | Quarantine Power Station | SA1 | QPS3 | RAISE5MIN | 5 | 10 | 29 | 90 | 45
Origin Energy Electricity Limited | Quarantine Power Station | SA1 | QPS3 | RAISE60SEC | 8 | 10 | 29 | 90 | 45
Origin Energy Electricity Limited | Quarantine Power Station | SA1 | QPS3 | RAISE6SEC | 1 | 10 | 29 | 90 | 45
Origin Energy Electricity Limited | Quarantine Power Station | SA1 | QPS5 | LOWER5MIN | 14 | 74 | 128 | 39 | 90
Origin Energy Electricity Limited | Quarantine Power Station | SA1 | QPS5 | LOWER60SEC | 39 | 74 | 128 | 45 | 90
Origin Energy Electricity Limited | Quarantine Power Station | SA1 | QPS5 | LOWER6SEC | 12 | 74 | 128 | 45 | 90
Origin Energy Electricity Limited | Quarantine Power Station | SA1 | QPS5 | LOWERREG | 50 | 74 | 128 | 45 | 90
Origin Energy Electricity Limited | Quarantine Power Station | SA1 | QPS5 | RAISE5MIN | 29 | 74 | 123 | 90 | 31
Origin Energy Electricity Limited | Quarantine Power Station | SA1 | QPS5 | RAISE60SEC | 18 | 74 | 128 | 90 | 19
Origin Energy Electricity Limited | Quarantine Power Station | SA1 | QPS5 | RAISE6SEC | 12 | 74 | 128 | 90 | 34
Origin Energy Electricity Limited | Quarantine Power Station | SA1 | QPS5 | RAISEREG | 50 | 74 | 128 | 90 | 45
Berrybank 2 Asset Pty Ltd as trustee for Berrybank 2 Asset Trust | Queanbeyan Battery Energy Storage System | NSW1 | QBYNB1 | LOWER1SEC | 5 | -10 | 10 | 45 | 90
Berrybank 2 Asset Pty Ltd as trustee for Berrybank 2 Asset Trust | Queanbeyan Battery Energy Storage System | NSW1 | QBYNB1 | LOWER5MIN | 5 | -10 | 10 | 45 | 90
Berrybank 2 Asset Pty Ltd as trustee for Berrybank 2 Asset Trust | Queanbeyan Battery Energy Storage System | NSW1 | QBYNB1 | LOWER60SEC | 5 | -10 | 10 | 45 | 90
Berrybank 2 Asset Pty Ltd as trustee for Berrybank 2 Asset Trust | Queanbeyan Battery Energy Storage System | NSW1 | QBYNB1 | LOWER6SEC | 5 | -10 | 10 | 45 | 90
Berrybank 2 Asset Pty Ltd as trustee for Berrybank 2 Asset Trust | Queanbeyan Battery Energy Storage System | NSW1 | QBYNB1 | LOWERREG | 20 | -10 | 10 | 45 | 90
Berrybank 2 Asset Pty Ltd as trustee for Berrybank 2 Asset Trust | Queanbeyan Battery Energy Storage System | NSW1 | QBYNB1 | RAISE1SEC | 5 | -10 | 10 | 90 | 45
Berrybank 2 Asset Pty Ltd as trustee for Berrybank 2 Asset Trust | Queanbeyan Battery Energy Storage System | NSW1 | QBYNB1 | RAISE5MIN | 5 | -10 | 10 | 90 | 45
Berrybank 2 Asset Pty Ltd as trustee for Berrybank 2 Asset Trust | Queanbeyan Battery Energy Storage System | NSW1 | QBYNB1 | RAISE60SEC | 5 | -10 | 10 | 90 | 45
Berrybank 2 Asset Pty Ltd as trustee for Berrybank 2 Asset Trust | Queanbeyan Battery Energy Storage System | NSW1 | QBYNB1 | RAISE6SEC | 5 | -10 | 10 | 90 | 45
Berrybank 2 Asset Pty Ltd as trustee for Berrybank 2 Asset Trust | Queanbeyan Battery Energy Storage System | NSW1 | QBYNB1 | RAISEREG | 20 | -10 | 10 | 90 | 45
Shell Energy Retail Pty Ltd | Rangebank BESS | VIC1 | RANGEB1 | LOWER1SEC | 108 | -200 | 200 | 45 | 90
Shell Energy Retail Pty Ltd | Rangebank BESS | VIC1 | RANGEB1 | LOWER5MIN | 108 | -200 | 200 | 45 | 90
Shell Energy Retail Pty Ltd | Rangebank BESS | VIC1 | RANGEB1 | LOWER60SEC | 108 | -200 | 200 | 45 | 90
Shell Energy Retail Pty Ltd | Rangebank BESS | VIC1 | RANGEB1 | LOWER6SEC | 108 | -200 | 200 | 45 | 90
Shell Energy Retail Pty Ltd | Rangebank BESS | VIC1 | RANGEB1 | LOWERREG | 400 | -200 | 200 | 45 | 90
Shell Energy Retail Pty Ltd | Rangebank BESS | VIC1 | RANGEB1 | RAISE1SEC | 108 | -200 | 200 | 90 | 45
Shell Energy Retail Pty Ltd | Rangebank BESS | VIC1 | RANGEB1 | RAISE5MIN | 108 | -200 | 200 | 90 | 45
Shell Energy Retail Pty Ltd | Rangebank BESS | VIC1 | RANGEB1 | RAISE60SEC | 108 | -200 | 200 | 90 | 45
Shell Energy Retail Pty Ltd | Rangebank BESS | VIC1 | RANGEB1 | RAISE6SEC | 108 | -200 | 200 | 90 | 45
Shell Energy Retail Pty Ltd | Rangebank BESS | VIC1 | RANGEB1 | RAISEREG | 400 | -200 | 200 | 90 | 45
Hydro-Electric Corporation | Reece Power Station | TAS1 | REECE1 | LOWER5MIN | 119 | 0 | 119 | 45 | 90
Hydro-Electric Corporation | Reece Power Station | TAS1 | REECE1 | LOWER60SEC | 79 | 8 | 119 | 45 | 90
Hydro-Electric Corporation | Reece Power Station | TAS1 | REECE1 | LOWER6SEC | 15 | 0 | 119 | 45 | 46
Hydro-Electric Corporation | Reece Power Station | TAS1 | REECE1 | LOWERREG | 119 | 0 | 119 | 45 | 90
Hydro-Electric Corporation | Reece Power Station | TAS1 | REECE1 | RAISE5MIN | 119 | 0 | 119 | 90 | 45
Hydro-Electric Corporation | Reece Power Station | TAS1 | REECE1 | RAISE60SEC | 45 | 0 | 119 | 90 | 45
Hydro-Electric Corporation | Reece Power Station | TAS1 | REECE1 | RAISE6SEC | 26 | 0 | 119 | 90 | 19
Hydro-Electric Corporation | Reece Power Station | TAS1 | REECE1 | RAISEREG | 119 | 0 | 119 | 90 | 45
Hydro-Electric Corporation | Reece Power Station | TAS1 | REECE2 | LOWER5MIN | 119 | 0 | 119 | 45 | 90
Hydro-Electric Corporation | Reece Power Station | TAS1 | REECE2 | LOWER60SEC | 72 | 0 | 119 | 45 | 90
Hydro-Electric Corporation | Reece Power Station | TAS1 | REECE2 | LOWER6SEC | 19 | 0 | 148 | 45 | 18
Hydro-Electric Corporation | Reece Power Station | TAS1 | REECE2 | LOWERREG | 119 | 0 | 119 | 45 | 90
Hydro-Electric Corporation | Reece Power Station | TAS1 | REECE2 | RAISE5MIN | 119 | 0 | 119 | 90 | 45
Hydro-Electric Corporation | Reece Power Station | TAS1 | REECE2 | RAISE60SEC | 55 | 0 | 119 | 90 | 45
Hydro-Electric Corporation | Reece Power Station | TAS1 | REECE2 | RAISE6SEC | 31 | 0 | 119 | 90 | 15
Hydro-Electric Corporation | Reece Power Station | TAS1 | REECE2 | RAISEREG | 119 | 0 | 119 | 90 | 45
Shell Energy Retail Pty Ltd | Riverina Energy Storage System 1 | NSW1 | RESS1 | LOWER1SEC | 34 | -60 | 60 | 45 | 90
Shell Energy Retail Pty Ltd | Riverina Energy Storage System 1 | NSW1 | RESS1 | LOWER5MIN | 34 | -60 | 60 | 45 | 90
Shell Energy Retail Pty Ltd | Riverina Energy Storage System 1 | NSW1 | RESS1 | LOWER60SEC | 34 | -60 | 60 | 45 | 90
Shell Energy Retail Pty Ltd | Riverina Energy Storage System 1 | NSW1 | RESS1 | LOWER6SEC | 34 | -60 | 60 | 45 | 90
Shell Energy Retail Pty Ltd | Riverina Energy Storage System 1 | NSW1 | RESS1 | LOWERREG | 120 | -60 | 60 | 45 | 90
Shell Energy Retail Pty Ltd | Riverina Energy Storage System 1 | NSW1 | RESS1 | RAISE1SEC | 34 | -60 | 60 | 90 | 45
Shell Energy Retail Pty Ltd | Riverina Energy Storage System 1 | NSW1 | RESS1 | RAISE5MIN | 34 | -60 | 60 | 90 | 45
Shell Energy Retail Pty Ltd | Riverina Energy Storage System 1 | NSW1 | RESS1 | RAISE60SEC | 34 | -60 | 60 | 90 | 45
Shell Energy Retail Pty Ltd | Riverina Energy Storage System 1 | NSW1 | RESS1 | RAISE6SEC | 34 | -60 | 60 | 90 | 45
Shell Energy Retail Pty Ltd | Riverina Energy Storage System 1 | NSW1 | RESS1 | RAISEREG | 120 | -60 | 60 | 90 | 45
EnergyAustralia Pty Ltd | Riverina Energy Storage System 2 | NSW1 | RIVNB2 | LOWER1SEC | 26 | -65 | 65 | 45 | 90
EnergyAustralia Pty Ltd | Riverina Energy Storage System 2 | NSW1 | RIVNB2 | LOWER5MIN | 26 | -65 | 65 | 45 | 90
EnergyAustralia Pty Ltd | Riverina Energy Storage System 2 | NSW1 | RIVNB2 | LOWER60SEC | 26 | -65 | 65 | 45 | 90
EnergyAustralia Pty Ltd | Riverina Energy Storage System 2 | NSW1 | RIVNB2 | LOWER6SEC | 26 | -65 | 65 | 45 | 90
EnergyAustralia Pty Ltd | Riverina Energy Storage System 2 | NSW1 | RIVNB2 | LOWERREG | 130 | -65 | 65 | 45 | 90
EnergyAustralia Pty Ltd | Riverina Energy Storage System 2 | NSW1 | RIVNB2 | RAISE1SEC | 26 | -65 | 65 | 90 | 45
EnergyAustralia Pty Ltd | Riverina Energy Storage System 2 | NSW1 | RIVNB2 | RAISE5MIN | 26 | -65 | 65 | 90 | 45
EnergyAustralia Pty Ltd | Riverina Energy Storage System 2 | NSW1 | RIVNB2 | RAISE60SEC | 26 | -65 | 65 | 90 | 45
EnergyAustralia Pty Ltd | Riverina Energy Storage System 2 | NSW1 | RIVNB2 | RAISE6SEC | 26 | -65 | 65 | 90 | 45
EnergyAustralia Pty Ltd | Riverina Energy Storage System 2 | NSW1 | RIVNB2 | RAISEREG | 130 | -65 | 65 | 90 | 45
Shell Energy Retail Pty Ltd | Shell Energy Retail DR VIC 1 | VIC1 | ASSERDV1 | LOWER1SEC | 1 | 0 | 0 | 90 | 90
Shell Energy Retail Pty Ltd | Shell Energy Retail DR VIC 1 | VIC1 | ASSERDV1 | LOWER5MIN | 1 | 0 | 0 | 90 | 90
Shell Energy Retail Pty Ltd | Shell Energy Retail DR VIC 1 | VIC1 | ASSERDV1 | LOWER60SEC | 1 | 0 | 0 | 90 | 90
Shell Energy Retail Pty Ltd | Shell Energy Retail DR VIC 1 | VIC1 | ASSERDV1 | LOWER6SEC | 1 | 0 | 0 | 90 | 90
Shell Energy Retail Pty Ltd | Shell Energy Retail DR VIC 1 | VIC1 | ASSERDV1 | RAISE1SEC | 1 | 0 | 0 | 90 | 90
Shell Energy Retail Pty Ltd | Shell Energy Retail DR VIC 1 | VIC1 | ASSERDV1 | RAISE5MIN | 1 | 0 | 0 | 90 | 90
Shell Energy Retail Pty Ltd | Shell Energy Retail DR VIC 1 | VIC1 | ASSERDV1 | RAISE60SEC | 1 | 0 | 0 | 90 | 90
Shell Energy Retail Pty Ltd | Shell Energy Retail DR VIC 1 | VIC1 | ASSERDV1 | RAISE6SEC | 1 | 0 | 0 | 90 | 90
Smithfield BESS Pty Limited | Smithfield Battery Energy Storage System | NSW1 | SMTHBES1 | LOWER1SEC | 35 | -65 | 65 | 45 | 90
Smithfield BESS Pty Limited | Smithfield Battery Energy Storage System | NSW1 | SMTHBES1 | LOWER5MIN | 37 | -65 | 65 | 45 | 90
Smithfield BESS Pty Limited | Smithfield Battery Energy Storage System | NSW1 | SMTHBES1 | LOWER60SEC | 37 | -65 | 65 | 45 | 90
Smithfield BESS Pty Limited | Smithfield Battery Energy Storage System | NSW1 | SMTHBES1 | LOWER6SEC | 37 | -65 | 65 | 45 | 90
Smithfield BESS Pty Limited | Smithfield Battery Energy Storage System | NSW1 | SMTHBES1 | LOWERREG | 130 | -65 | 65 | 45 | 90
Smithfield BESS Pty Limited | Smithfield Battery Energy Storage System | NSW1 | SMTHBES1 | RAISE1SEC | 35 | -65 | 65 | 90 | 45
Smithfield BESS Pty Limited | Smithfield Battery Energy Storage System | NSW1 | SMTHBES1 | RAISE5MIN | 37 | -65 | 65 | 90 | 45
Smithfield BESS Pty Limited | Smithfield Battery Energy Storage System | NSW1 | SMTHBES1 | RAISE60SEC | 37 | -65 | 65 | 90 | 45
Smithfield BESS Pty Limited | Smithfield Battery Energy Storage System | NSW1 | SMTHBES1 | RAISE6SEC | 37 | -65 | 65 | 90 | 45
Smithfield BESS Pty Limited | Smithfield Battery Energy Storage System | NSW1 | SMTHBES1 | RAISEREG | 130 | -65 | 65 | 90 | 45
Stanwell Corporation Limited | Stanwell Power Station | QLD1 | STAN-1 | LOWER5MIN | 350 | 0 | 350 | 45 | 90
Stanwell Corporation Limited | Stanwell Power Station | QLD1 | STAN-1 | LOWER60SEC | 70 | 140 | 385 | 45 | 90
Stanwell Corporation Limited | Stanwell Power Station | QLD1 | STAN-1 | LOWER6SEC | 70 | 140 | 385 | 45 | 90
Stanwell Corporation Limited | Stanwell Power Station | QLD1 | STAN-1 | LOWERREG | 30 | 140 | 385 | 45 | 90
Stanwell Corporation Limited | Stanwell Power Station | QLD1 | STAN-1 | RAISE60SEC | 70 | 0 | 360 | 90 | 45
Stanwell Corporation Limited | Stanwell Power Station | QLD1 | STAN-1 | RAISE6SEC | 70 | 0 | 360 | 90 | 45
Stanwell Corporation Limited | Stanwell Power Station | QLD1 | STAN-1 | RAISEREG | 30 | 0 | 385 | 90 | 45
Stanwell Corporation Limited | Stanwell Power Station | QLD1 | STAN-2 | LOWER5MIN | 350 | 0 | 350 | 45 | 90
Stanwell Corporation Limited | Stanwell Power Station | QLD1 | STAN-2 | LOWER60SEC | 70 | 140 | 385 | 45 | 90
Stanwell Corporation Limited | Stanwell Power Station | QLD1 | STAN-2 | LOWER6SEC | 70 | 140 | 385 | 45 | 90
Stanwell Corporation Limited | Stanwell Power Station | QLD1 | STAN-2 | LOWERREG | 30 | 140 | 385 | 45 | 90
Stanwell Corporation Limited | Stanwell Power Station | QLD1 | STAN-2 | RAISE60SEC | 70 | 0 | 360 | 90 | 45
Stanwell Corporation Limited | Stanwell Power Station | QLD1 | STAN-2 | RAISE6SEC | 70 | 0 | 360 | 90 | 45
Stanwell Corporation Limited | Stanwell Power Station | QLD1 | STAN-2 | RAISEREG | 30 | 0 | 360 | 90 | 45
Stanwell Corporation Limited | Stanwell Power Station | QLD1 | STAN-3 | LOWER5MIN | 350 | 0 | 350 | 45 | 90
Stanwell Corporation Limited | Stanwell Power Station | QLD1 | STAN-3 | LOWER60SEC | 70 | 140 | 385 | 45 | 90
Stanwell Corporation Limited | Stanwell Power Station | QLD1 | STAN-3 | LOWER6SEC | 70 | 140 | 385 | 45 | 90
Stanwell Corporation Limited | Stanwell Power Station | QLD1 | STAN-3 | LOWERREG | 30 | 140 | 385 | 45 | 90
Stanwell Corporation Limited | Stanwell Power Station | QLD1 | STAN-3 | RAISE60SEC | 70 | 0 | 360 | 90 | 45
Stanwell Corporation Limited | Stanwell Power Station | QLD1 | STAN-3 | RAISE6SEC | 70 | 0 | 360 | 90 | 45
Stanwell Corporation Limited | Stanwell Power Station | QLD1 | STAN-3 | RAISEREG | 30 | 0 | 385 | 90 | 45
Stanwell Corporation Limited | Stanwell Power Station | QLD1 | STAN-4 | LOWER5MIN | 350 | 0 | 350 | 45 | 90
Stanwell Corporation Limited | Stanwell Power Station | QLD1 | STAN-4 | LOWER60SEC | 70 | 140 | 385 | 45 | 90
Stanwell Corporation Limited | Stanwell Power Station | QLD1 | STAN-4 | LOWER6SEC | 70 | 140 | 385 | 45 | 90
Stanwell Corporation Limited | Stanwell Power Station | QLD1 | STAN-4 | LOWERREG | 30 | 140 | 385 | 45 | 90
Stanwell Corporation Limited | Stanwell Power Station | QLD1 | STAN-4 | RAISE60SEC | 70 | 0 | 350 | 90 | 45
Stanwell Corporation Limited | Stanwell Power Station | QLD1 | STAN-4 | RAISE6SEC | 70 | 0 | 350 | 90 | 45
Stanwell Corporation Limited | Stanwell Power Station | QLD1 | STAN-4 | RAISEREG | 30 | 0 | 385 | 90 | 45
CleanCo Queensland Limited | Swanbank B Power Station & Swanbank E Gas Turbine | QLD1 | SWAN_E | LOWER60SEC | 50 | 150 | 385 | 45 | 90
CleanCo Queensland Limited | Swanbank B Power Station & Swanbank E Gas Turbine | QLD1 | SWAN_E | LOWERREG | 87 | 95 | 385 | 45 | 90
CleanCo Queensland Limited | Swanbank B Power Station & Swanbank E Gas Turbine | QLD1 | SWAN_E | RAISE60SEC | 50 | 150 | 365 | 90 | 45
CleanCo Queensland Limited | Swanbank B Power Station & Swanbank E Gas Turbine | QLD1 | SWAN_E | RAISEREG | 87 | 95 | 385 | 90 | 45
Tailem Bend II Project Company Pty Ltd as The Trustee for Tailem Bend II Project Trust | Tailem Bend 2 Hybrid Renewable Power Station | SA1 | TB2B1 | LOWER1SEC | 16 | -41 | 41 | 45 | 90
Tailem Bend II Project Company Pty Ltd as The Trustee for Tailem Bend II Project Trust | Tailem Bend 2 Hybrid Renewable Power Station | SA1 | TB2B1 | LOWER5MIN | 19 | -41 | 41 | 45 | 90
Tailem Bend II Project Company Pty Ltd as The Trustee for Tailem Bend II Project Trust | Tailem Bend 2 Hybrid Renewable Power Station | SA1 | TB2B1 | LOWER60SEC | 19 | -41 | 41 | 45 | 90
Tailem Bend II Project Company Pty Ltd as The Trustee for Tailem Bend II Project Trust | Tailem Bend 2 Hybrid Renewable Power Station | SA1 | TB2B1 | LOWER6SEC | 19 | -41 | 41 | 45 | 90
Tailem Bend II Project Company Pty Ltd as The Trustee for Tailem Bend II Project Trust | Tailem Bend 2 Hybrid Renewable Power Station | SA1 | TB2B1 | LOWERREG | 82 | -41 | 41 | 45 | 90
Tailem Bend II Project Company Pty Ltd as The Trustee for Tailem Bend II Project Trust | Tailem Bend 2 Hybrid Renewable Power Station | SA1 | TB2B1 | RAISE1SEC | 16 | -41 | 41 | 90 | 45
Tailem Bend II Project Company Pty Ltd as The Trustee for Tailem Bend II Project Trust | Tailem Bend 2 Hybrid Renewable Power Station | SA1 | TB2B1 | RAISE5MIN | 19 | -41 | 41 | 90 | 45
Tailem Bend II Project Company Pty Ltd as The Trustee for Tailem Bend II Project Trust | Tailem Bend 2 Hybrid Renewable Power Station | SA1 | TB2B1 | RAISE60SEC | 19 | -41 | 41 | 90 | 45
Tailem Bend II Project Company Pty Ltd as The Trustee for Tailem Bend II Project Trust | Tailem Bend 2 Hybrid Renewable Power Station | SA1 | TB2B1 | RAISE6SEC | 19 | -41 | 41 | 90 | 45
Tailem Bend II Project Company Pty Ltd as The Trustee for Tailem Bend II Project Trust | Tailem Bend 2 Hybrid Renewable Power Station | SA1 | TB2B1 | RAISEREG | 82 | -41 | 41 | 90 | 45
Hydro-Electric Corporation | Tamar Valley Combined Cycle Power Station | TAS1 | TVCC201 | LOWER5MIN | 100 | 35 | 209 | 41 | 90
Hydro-Electric Corporation | Tamar Valley Combined Cycle Power Station | TAS1 | TVCC201 | LOWER60SEC | 176 | 35 | 209 | 45 | 90
Hydro-Electric Corporation | Tamar Valley Combined Cycle Power Station | TAS1 | TVCC201 | LOWER6SEC | 26 | 35 | 209 | 13 | 90
Stanwell Corporation Limited | Tarong Power Station | QLD1 | TARONG#1 | LOWER5MIN | 385 | 0 | 385 | 45 | 90
Stanwell Corporation Limited | Tarong Power Station | QLD1 | TARONG#1 | LOWER60SEC | 35 | 140 | 385 | 45 | 90
Stanwell Corporation Limited | Tarong Power Station | QLD1 | TARONG#1 | LOWER6SEC | 20 | 140 | 385 | 45 | 90
Stanwell Corporation Limited | Tarong Power Station | QLD1 | TARONG#1 | LOWERREG | 25 | 140 | 385 | 45 | 90
Stanwell Corporation Limited | Tarong Power Station | QLD1 | TARONG#1 | RAISE5MIN | 20 | 140 | 360 | 90 | 45
Stanwell Corporation Limited | Tarong Power Station | QLD1 | TARONG#1 | RAISE60SEC | 35 | 140 | 385 | 90 | 45
Stanwell Corporation Limited | Tarong Power Station | QLD1 | TARONG#1 | RAISE6SEC | 20 | 140 | 385 | 90 | 45
Stanwell Corporation Limited | Tarong Power Station | QLD1 | TARONG#1 | RAISEREG | 18 | 140 | 385 | 90 | 45
Stanwell Corporation Limited | Tarong Power Station | QLD1 | TARONG#2 | LOWER5MIN | 385 | 0 | 385 | 45 | 90
Stanwell Corporation Limited | Tarong Power Station | QLD1 | TARONG#2 | LOWER60SEC | 35 | 140 | 385 | 45 | 90
Stanwell Corporation Limited | Tarong Power Station | QLD1 | TARONG#2 | LOWER6SEC | 20 | 140 | 385 | 45 | 90
Stanwell Corporation Limited | Tarong Power Station | QLD1 | TARONG#2 | LOWERREG | 25 | 140 | 385 | 45 | 90
Stanwell Corporation Limited | Tarong Power Station | QLD1 | TARONG#2 | RAISE5MIN | 20 | 140 | 360 | 90 | 45
Stanwell Corporation Limited | Tarong Power Station | QLD1 | TARONG#2 | RAISE60SEC | 35 | 140 | 385 | 90 | 45
Stanwell Corporation Limited | Tarong Power Station | QLD1 | TARONG#2 | RAISE6SEC | 20 | 140 | 385 | 90 | 45
Stanwell Corporation Limited | Tarong Power Station | QLD1 | TARONG#2 | RAISEREG | 18 | 140 | 385 | 90 | 45
Stanwell Corporation Limited | Tarong Power Station | QLD1 | TARONG#3 | LOWER5MIN | 385 | 0 | 385 | 45 | 90
Stanwell Corporation Limited | Tarong Power Station | QLD1 | TARONG#3 | LOWER60SEC | 35 | 140 | 385 | 45 | 90
Stanwell Corporation Limited | Tarong Power Station | QLD1 | TARONG#3 | LOWER6SEC | 20 | 140 | 385 | 45 | 90
Stanwell Corporation Limited | Tarong Power Station | QLD1 | TARONG#3 | LOWERREG | 25 | 140 | 385 | 45 | 90
Stanwell Corporation Limited | Tarong Power Station | QLD1 | TARONG#3 | RAISE5MIN | 20 | 140 | 360 | 90 | 45
Stanwell Corporation Limited | Tarong Power Station | QLD1 | TARONG#3 | RAISE60SEC | 35 | 140 | 385 | 90 | 45
Stanwell Corporation Limited | Tarong Power Station | QLD1 | TARONG#3 | RAISE6SEC | 20 | 140 | 385 | 90 | 45
Stanwell Corporation Limited | Tarong Power Station | QLD1 | TARONG#3 | RAISEREG | 18 | 140 | 385 | 90 | 45
Stanwell Corporation Limited | Tarong Power Station | QLD1 | TARONG#4 | LOWER5MIN | 385 | 0 | 385 | 45 | 90
Stanwell Corporation Limited | Tarong Power Station | QLD1 | TARONG#4 | LOWER60SEC | 35 | 140 | 385 | 45 | 90
Stanwell Corporation Limited | Tarong Power Station | QLD1 | TARONG#4 | LOWER6SEC | 20 | 140 | 385 | 45 | 90
Stanwell Corporation Limited | Tarong Power Station | QLD1 | TARONG#4 | LOWERREG | 25 | 140 | 385 | 45 | 90
Stanwell Corporation Limited | Tarong Power Station | QLD1 | TARONG#4 | RAISE5MIN | 20 | 140 | 360 | 90 | 45
Stanwell Corporation Limited | Tarong Power Station | QLD1 | TARONG#4 | RAISE60SEC | 35 | 140 | 385 | 90 | 45
Stanwell Corporation Limited | Tarong Power Station | QLD1 | TARONG#4 | RAISE6SEC | 20 | 140 | 385 | 90 | 45
Stanwell Corporation Limited | Tarong Power Station | QLD1 | TARONG#4 | RAISEREG | 18 | 140 | 385 | 90 | 45
Hydro-Electric Corporation | Tarraleah Power Station | TAS1 | TARRALEA | LOWER6SEC | 25 | 0 | 90 | 30 | 90
EnergyX Markets Pty Ltd | Tomago Facility | NSW1 | DREXMN01 | RAISE5MIN | 60 | 0 | 0 | 90 | 90
EnergyX Markets Pty Ltd | Tomago Facility | NSW1 | DREXMN01 | RAISE60SEC | 60 | 0 | 0 | 90 | 90
EnergyX Markets Pty Ltd | Tomago Facility | NSW1 | DREXMN01 | RAISE6SEC | 45 | 0 | 0 | 90 | 90
AGL SA Generation Pty Limited | Torrens Island BESS | SA1 | TIB1 | LOWER1SEC | 119 | -250 | 250 | 45 | 90
AGL SA Generation Pty Limited | Torrens Island BESS | SA1 | TIB1 | LOWER5MIN | 119 | -250 | 250 | 45 | 90
AGL SA Generation Pty Limited | Torrens Island BESS | SA1 | TIB1 | LOWER60SEC | 119 | -250 | 250 | 45 | 90
AGL SA Generation Pty Limited | Torrens Island BESS | SA1 | TIB1 | LOWER6SEC | 119 | -250 | 250 | 45 | 90
AGL SA Generation Pty Limited | Torrens Island BESS | SA1 | TIB1 | LOWERREG | 500 | -250 | 250 | 45 | 90
AGL SA Generation Pty Limited | Torrens Island BESS | SA1 | TIB1 | RAISE1SEC | 119 | -250 | 250 | 90 | 45
AGL SA Generation Pty Limited | Torrens Island BESS | SA1 | TIB1 | RAISE5MIN | 119 | -250 | 250 | 90 | 45
AGL SA Generation Pty Limited | Torrens Island BESS | SA1 | TIB1 | RAISE60SEC | 119 | -250 | 250 | 90 | 45
AGL SA Generation Pty Limited | Torrens Island BESS | SA1 | TIB1 | RAISE6SEC | 119 | -250 | 250 | 90 | 45
AGL SA Generation Pty Limited | Torrens Island BESS | SA1 | TIB1 | RAISEREG | 500 | -250 | 250 | 90 | 45
AGL SA Generation Pty Limited | Torrens Island Power Station | SA1 | TORRB1 | LOWER5MIN | 50 | 60 | 200 | 45 | 45
AGL SA Generation Pty Limited | Torrens Island Power Station | SA1 | TORRB1 | LOWER60SEC | 30 | 40 | 200 | 45 | 75
AGL SA Generation Pty Limited | Torrens Island Power Station | SA1 | TORRB1 | LOWER6SEC | 15 | 40 | 200 | 40 | 65
AGL SA Generation Pty Limited | Torrens Island Power Station | SA1 | TORRB1 | LOWERREG | 25 | 40 | 200 | 45 | 45
AGL SA Generation Pty Limited | Torrens Island Power Station | SA1 | TORRB1 | RAISE5MIN | 50 | 60 | 200 | 45 | 45
AGL SA Generation Pty Limited | Torrens Island Power Station | SA1 | TORRB1 | RAISE60SEC | 30 | 40 | 200 | 55 | 45
AGL SA Generation Pty Limited | Torrens Island Power Station | SA1 | TORRB1 | RAISE6SEC | 15 | 40 | 200 | 40 | 45
AGL SA Generation Pty Limited | Torrens Island Power Station | SA1 | TORRB1 | RAISEREG | 40 | 40 | 200 | 45 | 45
AGL SA Generation Pty Limited | Torrens Island Power Station | SA1 | TORRB2 | LOWER5MIN | 50 | 60 | 200 | 45 | 45
AGL SA Generation Pty Limited | Torrens Island Power Station | SA1 | TORRB2 | LOWER60SEC | 30 | 40 | 200 | 45 | 75
AGL SA Generation Pty Limited | Torrens Island Power Station | SA1 | TORRB2 | LOWER6SEC | 15 | 40 | 200 | 40 | 65
AGL SA Generation Pty Limited | Torrens Island Power Station | SA1 | TORRB2 | LOWERREG | 25 | 40 | 200 | 45 | 45
AGL SA Generation Pty Limited | Torrens Island Power Station | SA1 | TORRB2 | RAISE5MIN | 50 | 60 | 200 | 45 | 45
AGL SA Generation Pty Limited | Torrens Island Power Station | SA1 | TORRB2 | RAISE60SEC | 30 | 40 | 200 | 55 | 45
AGL SA Generation Pty Limited | Torrens Island Power Station | SA1 | TORRB2 | RAISE6SEC | 15 | 40 | 200 | 40 | 45
AGL SA Generation Pty Limited | Torrens Island Power Station | SA1 | TORRB2 | RAISEREG | 40 | 40 | 200 | 45 | 45
AGL SA Generation Pty Limited | Torrens Island Power Station | SA1 | TORRB3 | LOWER5MIN | 50 | 60 | 200 | 45 | 45
AGL SA Generation Pty Limited | Torrens Island Power Station | SA1 | TORRB3 | LOWER60SEC | 30 | 40 | 200 | 45 | 75
AGL SA Generation Pty Limited | Torrens Island Power Station | SA1 | TORRB3 | LOWER6SEC | 15 | 40 | 200 | 40 | 65
AGL SA Generation Pty Limited | Torrens Island Power Station | SA1 | TORRB3 | LOWERREG | 25 | 40 | 200 | 45 | 45
AGL SA Generation Pty Limited | Torrens Island Power Station | SA1 | TORRB3 | RAISE5MIN | 50 | 60 | 200 | 45 | 45
AGL SA Generation Pty Limited | Torrens Island Power Station | SA1 | TORRB3 | RAISE60SEC | 30 | 40 | 200 | 55 | 45
AGL SA Generation Pty Limited | Torrens Island Power Station | SA1 | TORRB3 | RAISE6SEC | 15 | 40 | 200 | 40 | 45
AGL SA Generation Pty Limited | Torrens Island Power Station | SA1 | TORRB3 | RAISEREG | 40 | 40 | 200 | 45 | 45
AGL SA Generation Pty Limited | Torrens Island Power Station | SA1 | TORRB4 | LOWER5MIN | 50 | 60 | 200 | 45 | 45
AGL SA Generation Pty Limited | Torrens Island Power Station | SA1 | TORRB4 | LOWER60SEC | 30 | 40 | 200 | 45 | 75
AGL SA Generation Pty Limited | Torrens Island Power Station | SA1 | TORRB4 | LOWER6SEC | 15 | 40 | 200 | 40 | 65
AGL SA Generation Pty Limited | Torrens Island Power Station | SA1 | TORRB4 | LOWERREG | 25 | 40 | 200 | 45 | 45
AGL SA Generation Pty Limited | Torrens Island Power Station | SA1 | TORRB4 | RAISE5MIN | 50 | 60 | 200 | 45 | 45
AGL SA Generation Pty Limited | Torrens Island Power Station | SA1 | TORRB4 | RAISE60SEC | 30 | 40 | 200 | 55 | 45
AGL SA Generation Pty Limited | Torrens Island Power Station | SA1 | TORRB4 | RAISE6SEC | 15 | 40 | 200 | 40 | 45
AGL SA Generation Pty Limited | Torrens Island Power Station | SA1 | TORRB4 | RAISEREG | 40 | 40 | 200 | 45 | 45
Hydro-Electric Corporation | Trevallyn Power Station | TAS1 | TREVALLN | LOWER5MIN | 101 | 0 | 101 | 45 | 90
Hydro-Electric Corporation | Trevallyn Power Station | TAS1 | TREVALLN | LOWER60SEC | 15 | 0 | 103 | 45 | 54
Hydro-Electric Corporation | Trevallyn Power Station | TAS1 | TREVALLN | LOWER6SEC | 14 | 0 | 93 | 32 | 33
Hydro-Electric Corporation | Trevallyn Power Station | TAS1 | TREVALLN | LOWERREG | 101 | 0 | 101 | 45 | 90
Hydro-Electric Corporation | Trevallyn Power Station | TAS1 | TREVALLN | RAISE5MIN | 101 | 0 | 101 | 90 | 45
Hydro-Electric Corporation | Trevallyn Power Station | TAS1 | TREVALLN | RAISE60SEC | 29 | 0 | 103 | 83 | 41
Hydro-Electric Corporation | Trevallyn Power Station | TAS1 | TREVALLN | RAISE6SEC | 13 | 0 | 91 | 90 | 28
Hydro-Electric Corporation | Trevallyn Power Station | TAS1 | TREVALLN | RAISEREG | 101 | 0 | 101 | 90 | 45
Hydro-Electric Corporation | Tribute Power Station | TAS1 | TRIBUTE | LOWER5MIN | 84 | 0 | 84 | 45 | 90
Hydro-Electric Corporation | Tribute Power Station | TAS1 | TRIBUTE | LOWER60SEC | 44 | 0 | 92 | 45 | 81
Hydro-Electric Corporation | Tribute Power Station | TAS1 | TRIBUTE | LOWER6SEC | 11 | 0 | 92 | 40 | 16
Hydro-Electric Corporation | Tribute Power Station | TAS1 | TRIBUTE | LOWERREG | 84 | 0 | 84 | 45 | 90
Hydro-Electric Corporation | Tribute Power Station | TAS1 | TRIBUTE | RAISE5MIN | 84 | 0 | 84 | 90 | 45
Hydro-Electric Corporation | Tribute Power Station | TAS1 | TRIBUTE | RAISE60SEC | 45 | 0 | 93 | 90 | 45
Hydro-Electric Corporation | Tribute Power Station | TAS1 | TRIBUTE | RAISE6SEC | 10 | 0 | 92 | 78 | 14
Hydro-Electric Corporation | Tribute Power Station | TAS1 | TRIBUTE | RAISEREG | 84 | 0 | 84 | 90 | 45
Snowy Hydro Limited | Tumut 3 Power Station | NSW1 | TUMUT3 | LOWER5MIN | 1800 | 0 | 1800 | 45 | 90
Snowy Hydro Limited | Tumut 3 Power Station | NSW1 | TUMUT3 | LOWER60SEC | 900 | 0 | 1800 | 45 | 90
Snowy Hydro Limited | Tumut 3 Power Station | NSW1 | TUMUT3 | LOWERREG | 500 | 0 | 1800 | 45 | 90
Snowy Hydro Limited | Tumut 3 Power Station | NSW1 | TUMUT3 | RAISE5MIN | 1800 | 0 | 1800 | 90 | 45
Snowy Hydro Limited | Tumut 3 Power Station | NSW1 | TUMUT3 | RAISE60SEC | 900 | 0 | 1800 | 90 | 45
Snowy Hydro Limited | Tumut 3 Power Station | NSW1 | TUMUT3 | RAISEREG | 500 | 0 | 1800 | 90 | 45
Snowy Hydro Limited | Tumut 3 Pumps | NSW1 | SNOWYP | LOWER5MIN | 200 | 0 | 600 | 90 | 45
Snowy Hydro Limited | Tumut 3 Pumps | NSW1 | SNOWYP | RAISE5MIN | 600 | 0 | 1200 | 45 | 90
Snowy Hydro Limited | Tumut 3 Pumps | NSW1 | SNOWYP | RAISE60SEC | 600 | 0 | 1200 | 45 | 90
Snowy Hydro Limited | Tumut 3 Pumps | NSW1 | SNOWYP | RAISE6SEC | 600 | 0 | 1200 | 45 | 90
Snowy Hydro Limited | Tumut Power Station | NSW1 | UPPTUMUT | LOWER5MIN | 250 | 0 | 665 | 45 | 90
Snowy Hydro Limited | Tumut Power Station | NSW1 | UPPTUMUT | LOWER60SEC | 250 | 0 | 665 | 45 | 90
Snowy Hydro Limited | Tumut Power Station | NSW1 | UPPTUMUT | LOWER6SEC | 20 | 0 | 665 | 45 | 90
Snowy Hydro Limited | Tumut Power Station | NSW1 | UPPTUMUT | LOWERREG | 250 | 0 | 665 | 45 | 90
Snowy Hydro Limited | Tumut Power Station | NSW1 | UPPTUMUT | RAISE5MIN | 250 | 0 | 665 | 90 | 45
Snowy Hydro Limited | Tumut Power Station | NSW1 | UPPTUMUT | RAISE60SEC | 125 | 0 | 665 | 90 | 45
Snowy Hydro Limited | Tumut Power Station | NSW1 | UPPTUMUT | RAISE6SEC | 20 | 0 | 665 | 90 | 45
Snowy Hydro Limited | Tumut Power Station | NSW1 | UPPTUMUT | RAISEREG | 250 | 0 | 665 | 90 | 45
Hydro-Electric Corporation | Tungatinah Power Station | TAS1 | TUNGATIN | LOWER5MIN | 140 | 0 | 140 | 45 | 90
Hydro-Electric Corporation | Tungatinah Power Station | TAS1 | TUNGATIN | LOWER60SEC | 90 | 0 | 140 | 45 | 90
Hydro-Electric Corporation | Tungatinah Power Station | TAS1 | TUNGATIN | LOWER6SEC | 12 | 0 | 140 | 45 | 66
Hydro-Electric Corporation | Tungatinah Power Station | TAS1 | TUNGATIN | LOWERREG | 140 | 0 | 140 | 45 | 90
Hydro-Electric Corporation | Tungatinah Power Station | TAS1 | TUNGATIN | RAISE5MIN | 140 | 0 | 140 | 90 | 45
Hydro-Electric Corporation | Tungatinah Power Station | TAS1 | TUNGATIN | RAISE60SEC | 83 | 0 | 145 | 90 | 45
Hydro-Electric Corporation | Tungatinah Power Station | TAS1 | TUNGATIN | RAISE6SEC | 35 | 0 | 145 | 90 | 29
Hydro-Electric Corporation | Tungatinah Power Station | TAS1 | TUNGATIN | RAISEREG | 140 | 0 | 140 | 90 | 45
Ulinda Park ProjectCo Pty Ltd | Ulinda Park BESS | QLD1 | ULPBESS | LOWER1SEC | 88 | -155 | 155 | 45 | 90
Ulinda Park ProjectCo Pty Ltd | Ulinda Park BESS | QLD1 | ULPBESS | LOWER5MIN | 88 | -155 | 155 | 45 | 90
Ulinda Park ProjectCo Pty Ltd | Ulinda Park BESS | QLD1 | ULPBESS | LOWER60SEC | 88 | -155 | 155 | 45 | 90
Ulinda Park ProjectCo Pty Ltd | Ulinda Park BESS | QLD1 | ULPBESS | LOWER6SEC | 88 | -155 | 155 | 45 | 90
Ulinda Park ProjectCo Pty Ltd | Ulinda Park BESS | QLD1 | ULPBESS | LOWERREG | 310 | -155 | 155 | 45 | 90
Ulinda Park ProjectCo Pty Ltd | Ulinda Park BESS | QLD1 | ULPBESS | RAISE1SEC | 88 | -155 | 155 | 90 | 45
Ulinda Park ProjectCo Pty Ltd | Ulinda Park BESS | QLD1 | ULPBESS | RAISE5MIN | 88 | -155 | 155 | 90 | 45
Ulinda Park ProjectCo Pty Ltd | Ulinda Park BESS | QLD1 | ULPBESS | RAISE60SEC | 88 | -155 | 155 | 90 | 45
Ulinda Park ProjectCo Pty Ltd | Ulinda Park BESS | QLD1 | ULPBESS | RAISE6SEC | 88 | -155 | 155 | 90 | 45
Ulinda Park ProjectCo Pty Ltd | Ulinda Park BESS | QLD1 | ULPBESS | RAISEREG | 310 | -155 | 155 | 90 | 45
Origin Energy Electricity Limited | Uranquinty Power Station | NSW1 | URANQ11 | LOWER5MIN | 9 | 83 | 166 | 15 | 90
Origin Energy Electricity Limited | Uranquinty Power Station | NSW1 | URANQ11 | LOWER60SEC | 46 | 83 | 166 | 45 | 90
Origin Energy Electricity Limited | Uranquinty Power Station | NSW1 | URANQ11 | RAISE5MIN | 9 | 83 | 166 | 90 | 16
Origin Energy Electricity Limited | Uranquinty Power Station | NSW1 | URANQ11 | RAISE60SEC | 45 | 83 | 166 | 90 | 45
Origin Energy Electricity Limited | Uranquinty Power Station | NSW1 | URANQ12 | LOWER5MIN | 9 | 83 | 166 | 15 | 90
Origin Energy Electricity Limited | Uranquinty Power Station | NSW1 | URANQ12 | LOWER60SEC | 46 | 83 | 166 | 45 | 90
Origin Energy Electricity Limited | Uranquinty Power Station | NSW1 | URANQ12 | RAISE5MIN | 9 | 83 | 166 | 90 | 16
Origin Energy Electricity Limited | Uranquinty Power Station | NSW1 | URANQ12 | RAISE60SEC | 45 | 83 | 166 | 90 | 45
Origin Energy Electricity Limited | Uranquinty Power Station | NSW1 | URANQ13 | LOWER5MIN | 9 | 83 | 166 | 15 | 90
Origin Energy Electricity Limited | Uranquinty Power Station | NSW1 | URANQ13 | LOWER60SEC | 46 | 83 | 166 | 45 | 90
Origin Energy Electricity Limited | Uranquinty Power Station | NSW1 | URANQ13 | RAISE5MIN | 9 | 83 | 166 | 90 | 16
Origin Energy Electricity Limited | Uranquinty Power Station | NSW1 | URANQ13 | RAISE60SEC | 45 | 83 | 166 | 90 | 45
Origin Energy Electricity Limited | Uranquinty Power Station | NSW1 | URANQ14 | LOWER5MIN | 9 | 83 | 166 | 15 | 90
Origin Energy Electricity Limited | Uranquinty Power Station | NSW1 | URANQ14 | LOWER60SEC | 45 | 83 | 166 | 45 | 90
Origin Energy Electricity Limited | Uranquinty Power Station | NSW1 | URANQ14 | RAISE5MIN | 9 | 83 | 166 | 90 | 16
Origin Energy Electricity Limited | Uranquinty Power Station | NSW1 | URANQ14 | RAISE60SEC | 46 | 83 | 166 | 90 | 45
Sunset Power International Pty Ltd | Vales Point "B" Power Station | NSW1 | VP5 | LOWER1SEC | 20 | 200 | 660 | 45 | 90
Sunset Power International Pty Ltd | Vales Point "B" Power Station | NSW1 | VP5 | LOWER5MIN | 40 | 280 | 665 | 45 | 90
Sunset Power International Pty Ltd | Vales Point "B" Power Station | NSW1 | VP5 | LOWER60SEC | 100 | 245 | 665 | 45 | 90
Sunset Power International Pty Ltd | Vales Point "B" Power Station | NSW1 | VP5 | LOWER6SEC | 60 | 245 | 665 | 45 | 90
Sunset Power International Pty Ltd | Vales Point "B" Power Station | NSW1 | VP5 | LOWERREG | 50 | 250 | 660 | 45 | 90
Sunset Power International Pty Ltd | Vales Point "B" Power Station | NSW1 | VP5 | RAISE1SEC | 20 | 200 | 660 | 90 | 45
Sunset Power International Pty Ltd | Vales Point "B" Power Station | NSW1 | VP5 | RAISE5MIN | 20 | 245 | 660 | 90 | 45
Sunset Power International Pty Ltd | Vales Point "B" Power Station | NSW1 | VP5 | RAISE60SEC | 33 | 245 | 660 | 90 | 45
Sunset Power International Pty Ltd | Vales Point "B" Power Station | NSW1 | VP5 | RAISE6SEC | 33 | 245 | 660 | 90 | 45
Sunset Power International Pty Ltd | Vales Point "B" Power Station | NSW1 | VP5 | RAISEREG | 50 | 250 | 660 | 90 | 45
Sunset Power International Pty Ltd | Vales Point "B" Power Station | NSW1 | VP6 | LOWER1SEC | 20 | 200 | 660 | 45 | 90
Sunset Power International Pty Ltd | Vales Point "B" Power Station | NSW1 | VP6 | LOWER5MIN | 40 | 280 | 665 | 45 | 90
Sunset Power International Pty Ltd | Vales Point "B" Power Station | NSW1 | VP6 | LOWER60SEC | 100 | 245 | 665 | 45 | 90
Sunset Power International Pty Ltd | Vales Point "B" Power Station | NSW1 | VP6 | LOWER6SEC | 60 | 245 | 665 | 45 | 90
Sunset Power International Pty Ltd | Vales Point "B" Power Station | NSW1 | VP6 | LOWERREG | 50 | 250 | 660 | 45 | 90
Sunset Power International Pty Ltd | Vales Point "B" Power Station | NSW1 | VP6 | RAISE1SEC | 20 | 200 | 660 | 90 | 45
Sunset Power International Pty Ltd | Vales Point "B" Power Station | NSW1 | VP6 | RAISE5MIN | 20 | 245 | 660 | 90 | 45
Sunset Power International Pty Ltd | Vales Point "B" Power Station | NSW1 | VP6 | RAISE60SEC | 33 | 245 | 660 | 90 | 45
Sunset Power International Pty Ltd | Vales Point "B" Power Station | NSW1 | VP6 | RAISE6SEC | 33 | 245 | 660 | 90 | 45
Sunset Power International Pty Ltd | Vales Point "B" Power Station | NSW1 | VP6 | RAISEREG | 50 | 250 | 660 | 90 | 45
Victorian Big Battery Pty Ltd as trustee for HMC Energy Transition No. 3 A3 Project Trust | Victorian Big Battery | VIC1 | VBB1 | LOWER1SEC | 171 | -250 | 250 | 45 | 90
Victorian Big Battery Pty Ltd as trustee for HMC Energy Transition No. 3 A3 Project Trust | Victorian Big Battery | VIC1 | VBB1 | LOWER5MIN | 171 | -250 | 300 | 45 | 90
Victorian Big Battery Pty Ltd as trustee for HMC Energy Transition No. 3 A3 Project Trust | Victorian Big Battery | VIC1 | VBB1 | LOWER60SEC | 171 | -250 | 300 | 45 | 90
Victorian Big Battery Pty Ltd as trustee for HMC Energy Transition No. 3 A3 Project Trust | Victorian Big Battery | VIC1 | VBB1 | LOWER6SEC | 171 | -250 | 300 | 45 | 90
Victorian Big Battery Pty Ltd as trustee for HMC Energy Transition No. 3 A3 Project Trust | Victorian Big Battery | VIC1 | VBB1 | LOWERREG | 550 | -250 | 300 | 45 | 90
Victorian Big Battery Pty Ltd as trustee for HMC Energy Transition No. 3 A3 Project Trust | Victorian Big Battery | VIC1 | VBB1 | RAISE1SEC | 171 | -250 | 300 | 90 | 45
Victorian Big Battery Pty Ltd as trustee for HMC Energy Transition No. 3 A3 Project Trust | Victorian Big Battery | VIC1 | VBB1 | RAISE5MIN | 171 | -250 | 300 | 90 | 45
Victorian Big Battery Pty Ltd as trustee for HMC Energy Transition No. 3 A3 Project Trust | Victorian Big Battery | VIC1 | VBB1 | RAISE60SEC | 171 | -250 | 300 | 90 | 45
Victorian Big Battery Pty Ltd as trustee for HMC Energy Transition No. 3 A3 Project Trust | Victorian Big Battery | VIC1 | VBB1 | RAISE6SEC | 171 | -250 | 300 | 90 | 45
Victorian Big Battery Pty Ltd as trustee for HMC Energy Transition No. 3 A3 Project Trust | Victorian Big Battery | VIC1 | VBB1 | RAISEREG | 550 | -250 | 300 | 90 | 45
AGL South Australia Pty Ltd | VPP AGLE SA 1 | SA1 | VSSAE1V1 | LOWER1SEC | 5 | 0 | 0 | 90 | 90
AGL South Australia Pty Ltd | VPP AGLE SA 1 | SA1 | VSSAE1V1 | LOWER5MIN | 5 | 0 | 0 | 90 | 90
AGL South Australia Pty Ltd | VPP AGLE SA 1 | SA1 | VSSAE1V1 | LOWER60SEC | 5 | 0 | 0 | 90 | 90
AGL South Australia Pty Ltd | VPP AGLE SA 1 | SA1 | VSSAE1V1 | LOWER6SEC | 5 | 0 | 0 | 90 | 90
AGL South Australia Pty Ltd | VPP AGLE SA 1 | SA1 | VSSAE1V1 | RAISE1SEC | 5 | 0 | 0 | 90 | 90
AGL South Australia Pty Ltd | VPP AGLE SA 1 | SA1 | VSSAE1V1 | RAISE5MIN | 5 | 0 | 0 | 90 | 90
AGL South Australia Pty Ltd | VPP AGLE SA 1 | SA1 | VSSAE1V1 | RAISE60SEC | 5 | 0 | 0 | 90 | 90
AGL South Australia Pty Ltd | VPP AGLE SA 1 | SA1 | VSSAE1V1 | RAISE6SEC | 5 | 0 | 0 | 90 | 90
Energy Locals Pty Ltd | VPP Energy Locals NSW 2 | NSW1 | VSNEL2S1 | LOWER5MIN | 1 | 0 | 0 | 90 | 90
Energy Locals Pty Ltd | VPP Energy Locals NSW 2 | NSW1 | VSNEL2S1 | LOWER60SEC | 1 | 0 | 0 | 90 | 90
Energy Locals Pty Ltd | VPP Energy Locals NSW 2 | NSW1 | VSNEL2S1 | RAISE5MIN | 1 | 0 | 0 | 90 | 90
Energy Locals Pty Ltd | VPP Energy Locals NSW 2 | NSW1 | VSNEL2S1 | RAISE60SEC | 1 | 0 | 0 | 90 | 90
Energy Locals Pty Ltd | VPP Energy Locals SA 1 | SA1 | VSSEL1V1 | LOWER1SEC | 0 | 0 | 0 | 0 | 0
Energy Locals Pty Ltd | VPP Energy Locals SA 1 | SA1 | VSSEL1V1 | LOWER5MIN | 0 | 0 | 0 | 0 | 0
Energy Locals Pty Ltd | VPP Energy Locals SA 1 | SA1 | VSSEL1V1 | LOWER60SEC | 0 | 0 | 0 | 0 | 0
Energy Locals Pty Ltd | VPP Energy Locals SA 1 | SA1 | VSSEL1V1 | LOWER6SEC | 0 | 0 | 0 | 0 | 0
Energy Locals Pty Ltd | VPP Energy Locals SA 1 | SA1 | VSSEL1V1 | RAISE1SEC | 0 | 0 | 0 | 0 | 0
Energy Locals Pty Ltd | VPP Energy Locals SA 1 | SA1 | VSSEL1V1 | RAISE5MIN | 0 | 0 | 0 | 0 | 0
Energy Locals Pty Ltd | VPP Energy Locals SA 1 | SA1 | VSSEL1V1 | RAISE60SEC | 0 | 0 | 0 | 0 | 0
Energy Locals Pty Ltd | VPP Energy Locals SA 1 | SA1 | VSSEL1V1 | RAISE6SEC | 0 | 0 | 0 | 0 | 0
Energy Locals Pty Ltd | VPP Energy Locals VIC 2 | VIC1 | VSVEL2S1 | LOWER5MIN | 1 | 0 | 0 | 90 | 90
Energy Locals Pty Ltd | VPP Energy Locals VIC 2 | VIC1 | VSVEL2S1 | LOWER60SEC | 1 | 0 | 0 | 90 | 90
Energy Locals Pty Ltd | VPP Energy Locals VIC 2 | VIC1 | VSVEL2S1 | RAISE5MIN | 1 | 0 | 0 | 90 | 90
Energy Locals Pty Ltd | VPP Energy Locals VIC 2 | VIC1 | VSVEL2S1 | RAISE60SEC | 1 | 0 | 0 | 90 | 90
Hydro-Electric Corporation | VPP HT QLD 1 | QLD1 | VSQHT1V1 | LOWER5MIN | 1 | 0 | 0 | 90 | 90
Hydro-Electric Corporation | VPP HT QLD 1 | QLD1 | VSQHT1V1 | LOWER60SEC | 1 | 0 | 0 | 90 | 90
Hydro-Electric Corporation | VPP HT QLD 1 | QLD1 | VSQHT1V1 | RAISE5MIN | 1 | 0 | 0 | 90 | 90
Hydro-Electric Corporation | VPP HT QLD 1 | QLD1 | VSQHT1V1 | RAISE60SEC | 1 | 0 | 0 | 90 | 90
Shine Hub Pty Ltd | VPP ShinHub SA 1 | SA1 | VSSSH1S1 | LOWER5MIN | 1 | 0 | 0 | 90 | 90
Shine Hub Pty Ltd | VPP ShinHub SA 1 | SA1 | VSSSH1S1 | LOWER60SEC | 1 | 0 | 0 | 90 | 90
Shine Hub Pty Ltd | VPP ShinHub SA 1 | SA1 | VSSSH1S1 | LOWER6SEC | 1 | 0 | 0 | 90 | 90
Shine Hub Pty Ltd | VPP ShinHub SA 1 | SA1 | VSSSH1S1 | RAISE5MIN | 1 | 0 | 0 | 90 | 90
Shine Hub Pty Ltd | VPP ShinHub SA 1 | SA1 | VSSSH1S1 | RAISE60SEC | 1 | 0 | 0 | 90 | 90
Shine Hub Pty Ltd | VPP ShinHub SA 1 | SA1 | VSSSH1S1 | RAISE6SEC | 1 | 0 | 0 | 90 | 90
ENGIE | VPP Simply SA 1 | SA1 | VSSSE1V1 | LOWER1SEC | 5 | 0 | 0 | 90 | 90
ENGIE | VPP Simply SA 1 | SA1 | VSSSE1V1 | LOWER5MIN | 5 | 0 | 0 | 90 | 90
ENGIE | VPP Simply SA 1 | SA1 | VSSSE1V1 | LOWER60SEC | 5 | 0 | 0 | 90 | 90
ENGIE | VPP Simply SA 1 | SA1 | VSSSE1V1 | LOWER6SEC | 5 | 0 | 0 | 90 | 90
ENGIE | VPP Simply SA 1 | SA1 | VSSSE1V1 | RAISE1SEC | 5 | 0 | 0 | 90 | 90
ENGIE | VPP Simply SA 1 | SA1 | VSSSE1V1 | RAISE5MIN | 5 | 0 | 0 | 90 | 90
ENGIE | VPP Simply SA 1 | SA1 | VSSSE1V1 | RAISE60SEC | 5 | 0 | 0 | 90 | 90
ENGIE | VPP Simply SA 1 | SA1 | VSSSE1V1 | RAISE6SEC | 5 | 0 | 0 | 90 | 90
Iberdrola Australia Wallgrove Pty Limited | Wallgrove BESS 1 | NSW1 | WALGRV1 | LOWER1SEC | 27 | -47 | 50 | 45 | 90
Iberdrola Australia Wallgrove Pty Limited | Wallgrove BESS 1 | NSW1 | WALGRV1 | LOWER5MIN | 27 | -47 | 50 | 45 | 90
Iberdrola Australia Wallgrove Pty Limited | Wallgrove BESS 1 | NSW1 | WALGRV1 | LOWER60SEC | 27 | -47 | 50 | 45 | 90
Iberdrola Australia Wallgrove Pty Limited | Wallgrove BESS 1 | NSW1 | WALGRV1 | LOWER6SEC | 27 | -47 | 50 | 45 | 90
Iberdrola Australia Wallgrove Pty Limited | Wallgrove BESS 1 | NSW1 | WALGRV1 | LOWERREG | 97 | -47 | 50 | 45 | 90
Iberdrola Australia Wallgrove Pty Limited | Wallgrove BESS 1 | NSW1 | WALGRV1 | RAISE1SEC | 27 | -47 | 50 | 90 | 45
Iberdrola Australia Wallgrove Pty Limited | Wallgrove BESS 1 | NSW1 | WALGRV1 | RAISE5MIN | 27 | -47 | 50 | 90 | 45
Iberdrola Australia Wallgrove Pty Limited | Wallgrove BESS 1 | NSW1 | WALGRV1 | RAISE60SEC | 27 | -47 | 50 | 90 | 45
Iberdrola Australia Wallgrove Pty Limited | Wallgrove BESS 1 | NSW1 | WALGRV1 | RAISE6SEC | 27 | -47 | 50 | 90 | 45
Iberdrola Australia Wallgrove Pty Limited | Wallgrove BESS 1 | NSW1 | WALGRV1 | RAISEREG | 97 | -47 | 50 | 90 | 45
AGL Sales (Queensland Electricity) Pty Limited | Wandoan Battery Energy Storage System | QLD1 | WANDB1 | LOWER1SEC | 47 | -100 | 100 | 45 | 90
AGL Sales (Queensland Electricity) Pty Limited | Wandoan Battery Energy Storage System | QLD1 | WANDB1 | LOWER5MIN | 47 | -100 | 100 | 45 | 90
AGL Sales (Queensland Electricity) Pty Limited | Wandoan Battery Energy Storage System | QLD1 | WANDB1 | LOWER60SEC | 47 | -100 | 100 | 45 | 90
AGL Sales (Queensland Electricity) Pty Limited | Wandoan Battery Energy Storage System | QLD1 | WANDB1 | LOWER6SEC | 47 | -100 | 100 | 45 | 90
AGL Sales (Queensland Electricity) Pty Limited | Wandoan Battery Energy Storage System | QLD1 | WANDB1 | LOWERREG | 200 | -100 | 100 | 45 | 90
AGL Sales (Queensland Electricity) Pty Limited | Wandoan Battery Energy Storage System | QLD1 | WANDB1 | RAISE1SEC | 47 | -100 | 100 | 90 | 45
AGL Sales (Queensland Electricity) Pty Limited | Wandoan Battery Energy Storage System | QLD1 | WANDB1 | RAISE5MIN | 47 | -100 | 100 | 90 | 45
AGL Sales (Queensland Electricity) Pty Limited | Wandoan Battery Energy Storage System | QLD1 | WANDB1 | RAISE60SEC | 47 | -100 | 100 | 90 | 45
AGL Sales (Queensland Electricity) Pty Limited | Wandoan Battery Energy Storage System | QLD1 | WANDB1 | RAISE6SEC | 47 | -100 | 100 | 90 | 45
AGL Sales (Queensland Electricity) Pty Limited | Wandoan Battery Energy Storage System | QLD1 | WANDB1 | RAISEREG | 200 | -100 | 100 | 90 | 45
Munmorah Battery ProjectCo Pty Ltd | Waratah Super Battery | NSW1 | WTAHB1 | LOWER1SEC | 154 | -369 | 369 | 45 | 90
Munmorah Battery ProjectCo Pty Ltd | Waratah Super Battery | NSW1 | WTAHB1 | LOWER5MIN | 210 | -369 | 369 | 45 | 90
Munmorah Battery ProjectCo Pty Ltd | Waratah Super Battery | NSW1 | WTAHB1 | LOWER60SEC | 210 | -369 | 369 | 45 | 90
Munmorah Battery ProjectCo Pty Ltd | Waratah Super Battery | NSW1 | WTAHB1 | LOWER6SEC | 210 | -369 | 369 | 45 | 90
Munmorah Battery ProjectCo Pty Ltd | Waratah Super Battery | NSW1 | WTAHB1 | LOWERREG | 738 | -369 | 369 | 45 | 90
Munmorah Battery ProjectCo Pty Ltd | Waratah Super Battery | NSW1 | WTAHB1 | RAISE1SEC | 154 | -369 | 369 | 90 | 45
Munmorah Battery ProjectCo Pty Ltd | Waratah Super Battery | NSW1 | WTAHB1 | RAISE5MIN | 210 | -369 | 369 | 90 | 45
Munmorah Battery ProjectCo Pty Ltd | Waratah Super Battery | NSW1 | WTAHB1 | RAISE60SEC | 210 | -369 | 369 | 90 | 45
Munmorah Battery ProjectCo Pty Ltd | Waratah Super Battery | NSW1 | WTAHB1 | RAISE6SEC | 210 | -369 | 369 | 90 | 45
Munmorah Battery ProjectCo Pty Ltd | Waratah Super Battery | NSW1 | WTAHB1 | RAISEREG | 738 | -369 | 369 | 90 | 45
AGL Hydro Partnership | West Kiewa Power Station | VIC1 | WKIEWA1 | LOWER60SEC | 7 | 0 | 34 | 45 | 90
AGL Hydro Partnership | West Kiewa Power Station | VIC1 | WKIEWA1 | LOWER6SEC | 6 | 0 | 34 | 45 | 90
AGL Hydro Partnership | West Kiewa Power Station | VIC1 | WKIEWA1 | LOWERREG | 34 | 0 | 34 | 45 | 90
AGL Hydro Partnership | West Kiewa Power Station | VIC1 | WKIEWA1 | RAISE60SEC | 7 | 0 | 34 | 90 | 45
AGL Hydro Partnership | West Kiewa Power Station | VIC1 | WKIEWA1 | RAISE6SEC | 5 | 0 | 34 | 90 | 45
AGL Hydro Partnership | West Kiewa Power Station | VIC1 | WKIEWA1 | RAISEREG | 34 | 0 | 34 | 90 | 45
AGL Hydro Partnership | West Kiewa Power Station | VIC1 | WKIEWA2 | LOWER60SEC | 7 | 0 | 34 | 45 | 90
AGL Hydro Partnership | West Kiewa Power Station | VIC1 | WKIEWA2 | LOWER6SEC | 6 | 0 | 34 | 45 | 90
AGL Hydro Partnership | West Kiewa Power Station | VIC1 | WKIEWA2 | LOWERREG | 34 | 0 | 34 | 45 | 90
AGL Hydro Partnership | West Kiewa Power Station | VIC1 | WKIEWA2 | RAISE60SEC | 7 | 0 | 34 | 90 | 45
AGL Hydro Partnership | West Kiewa Power Station | VIC1 | WKIEWA2 | RAISE6SEC | 5 | 0 | 34 | 90 | 45
AGL Hydro Partnership | West Kiewa Power Station | VIC1 | WKIEWA2 | RAISEREG | 34 | 0 | 34 | 90 | 45
Western Downs BESS Pty Ltd as trustee for the Western Downs BESS | Western Downs Battery Energy Storage System | QLD1 | WDBESS1 | LOWER1SEC | 40 | -200 | 200 | 45 | 90
Western Downs BESS Pty Ltd as trustee for the Western Downs BESS | Western Downs Battery Energy Storage System | QLD1 | WDBESS1 | LOWER5MIN | 93 | -200 | 200 | 45 | 90
Western Downs BESS Pty Ltd as trustee for the Western Downs BESS | Western Downs Battery Energy Storage System | QLD1 | WDBESS1 | LOWER60SEC | 93 | -200 | 200 | 45 | 90
Western Downs BESS Pty Ltd as trustee for the Western Downs BESS | Western Downs Battery Energy Storage System | QLD1 | WDBESS1 | LOWER6SEC | 93 | -200 | 200 | 45 | 90
Western Downs BESS Pty Ltd as trustee for the Western Downs BESS | Western Downs Battery Energy Storage System | QLD1 | WDBESS1 | LOWERREG | 400 | -200 | 200 | 45 | 90
Western Downs BESS Pty Ltd as trustee for the Western Downs BESS | Western Downs Battery Energy Storage System | QLD1 | WDBESS1 | RAISE1SEC | 40 | -200 | 200 | 90 | 45
Western Downs BESS Pty Ltd as trustee for the Western Downs BESS | Western Downs Battery Energy Storage System | QLD1 | WDBESS1 | RAISE5MIN | 93 | -200 | 200 | 90 | 45
Western Downs BESS Pty Ltd as trustee for the Western Downs BESS | Western Downs Battery Energy Storage System | QLD1 | WDBESS1 | RAISE60SEC | 93 | -200 | 200 | 90 | 45
Western Downs BESS Pty Ltd as trustee for the Western Downs BESS | Western Downs Battery Energy Storage System | QLD1 | WDBESS1 | RAISE6SEC | 93 | -200 | 200 | 90 | 45
Western Downs BESS Pty Ltd as trustee for the Western Downs BESS | Western Downs Battery Energy Storage System | QLD1 | WDBESS1 | RAISEREG | 400 | -200 | 200 | 90 | 45
Western Downs BESS Pty Ltd as trustee for the Western Downs BESS | Western Downs Battery Energy Storage System | QLD1 | WDBESS2 | LOWER1SEC | 140 | -255 | 255 | 45 | 90
Western Downs BESS Pty Ltd as trustee for the Western Downs BESS | Western Downs Battery Energy Storage System | QLD1 | WDBESS2 | LOWER5MIN | 145 | -255 | 255 | 45 | 90
Western Downs BESS Pty Ltd as trustee for the Western Downs BESS | Western Downs Battery Energy Storage System | QLD1 | WDBESS2 | LOWER60SEC | 145 | -255 | 255 | 45 | 90
Western Downs BESS Pty Ltd as trustee for the Western Downs BESS | Western Downs Battery Energy Storage System | QLD1 | WDBESS2 | LOWER6SEC | 145 | -255 | 255 | 45 | 90
Western Downs BESS Pty Ltd as trustee for the Western Downs BESS | Western Downs Battery Energy Storage System | QLD1 | WDBESS2 | LOWERREG | 510 | -255 | 255 | 45 | 90
Western Downs BESS Pty Ltd as trustee for the Western Downs BESS | Western Downs Battery Energy Storage System | QLD1 | WDBESS2 | RAISE1SEC | 140 | -255 | 255 | 90 | 45
Western Downs BESS Pty Ltd as trustee for the Western Downs BESS | Western Downs Battery Energy Storage System | QLD1 | WDBESS2 | RAISE5MIN | 145 | -255 | 255 | 90 | 45
Western Downs BESS Pty Ltd as trustee for the Western Downs BESS | Western Downs Battery Energy Storage System | QLD1 | WDBESS2 | RAISE60SEC | 145 | -255 | 255 | 90 | 45
Western Downs BESS Pty Ltd as trustee for the Western Downs BESS | Western Downs Battery Energy Storage System | QLD1 | WDBESS2 | RAISE6SEC | 145 | -255 | 255 | 90 | 45
Western Downs BESS Pty Ltd as trustee for the Western Downs BESS | Western Downs Battery Energy Storage System | QLD1 | WDBESS2 | RAISEREG | 400 | -255 | 255 | 90 | 45
Western Downs Green Power Hub Pty Ltd as trustee for Western Downs Green Power Hub | Western Downs Green Power Hub | QLD1 | WDGPH1 | LOWER5MIN | 57 | 59 | 400 | 45 | 90
Western Downs Green Power Hub Pty Ltd as trustee for Western Downs Green Power Hub | Western Downs Green Power Hub | QLD1 | WDGPH1 | LOWER60SEC | 57 | 59 | 400 | 45 | 90
Western Downs Green Power Hub Pty Ltd as trustee for Western Downs Green Power Hub | Western Downs Green Power Hub | QLD1 | WDGPH1 | LOWER6SEC | 57 | 59 | 400 | 45 | 90
Western Downs Green Power Hub Pty Ltd as trustee for Western Downs Green Power Hub | Western Downs Green Power Hub | QLD1 | WDGPH1 | LOWERREG | 57 | 59 | 400 | 45 | 90
Western Downs Green Power Hub Pty Ltd as trustee for Western Downs Green Power Hub | Western Downs Green Power Hub | QLD1 | WDGPH1 | RAISE5MIN | 57 | 25 | 400 | 30 | 20
Western Downs Green Power Hub Pty Ltd as trustee for Western Downs Green Power Hub | Western Downs Green Power Hub | QLD1 | WDGPH1 | RAISE60SEC | 57 | 25 | 400 | 30 | 20
Western Downs Green Power Hub Pty Ltd as trustee for Western Downs Green Power Hub | Western Downs Green Power Hub | QLD1 | WDGPH1 | RAISE6SEC | 57 | 25 | 400 | 30 | 20
Western Downs Green Power Hub Pty Ltd as trustee for Western Downs Green Power Hub | Western Downs Green Power Hub | QLD1 | WDGPH1 | RAISEREG | 57 | 25 | 400 | 30 | 20
CleanCo Queensland Limited | Wivenhoe Power Station | QLD1 | PUMP1 | RAISE5MIN | 245 | 0 | 245 | 45 | 90
CleanCo Queensland Limited | Wivenhoe Power Station | QLD1 | PUMP1 | RAISE60SEC | 245 | 0 | 245 | 45 | 90
CleanCo Queensland Limited | Wivenhoe Power Station | QLD1 | PUMP1 | RAISE6SEC | 245 | 0 | 245 | 45 | 90
CleanCo Queensland Limited | Wivenhoe Power Station | QLD1 | PUMP2 | RAISE5MIN | 245 | 0 | 245 | 45 | 90
CleanCo Queensland Limited | Wivenhoe Power Station | QLD1 | PUMP2 | RAISE60SEC | 245 | 0 | 245 | 45 | 90
CleanCo Queensland Limited | Wivenhoe Power Station | QLD1 | PUMP2 | RAISE6SEC | 245 | 0 | 245 | 45 | 90
CleanCo Queensland Limited | Wivenhoe Power Station | QLD1 | W/HOE#1 | LOWERREG | 285 | 30 | 285 | 90 | 45
CleanCo Queensland Limited | Wivenhoe Power Station | QLD1 | W/HOE#1 | RAISE5MIN | 285 | 30 | 285 | 90 | 45
CleanCo Queensland Limited | Wivenhoe Power Station | QLD1 | W/HOE#1 | RAISE60SEC | 285 | 30 | 285 | 90 | 45
CleanCo Queensland Limited | Wivenhoe Power Station | QLD1 | W/HOE#1 | RAISEREG | 285 | 30 | 285 | 90 | 45
CleanCo Queensland Limited | Wivenhoe Power Station | QLD1 | W/HOE#2 | LOWERREG | 285 | 30 | 285 | 90 | 45
CleanCo Queensland Limited | Wivenhoe Power Station | QLD1 | W/HOE#2 | RAISE5MIN | 285 | 30 | 285 | 90 | 45
CleanCo Queensland Limited | Wivenhoe Power Station | QLD1 | W/HOE#2 | RAISE60SEC | 285 | 30 | 285 | 90 | 45
CleanCo Queensland Limited | Wivenhoe Power Station | QLD1 | W/HOE#2 | RAISEREG | 285 | 30 | 285 | 90 | 45
EnergyAustralia Yallourn Pty Ltd | Yallourn 'W' Power Station | VIC1 | YWPS1 | LOWER5MIN | 15 | 250 | 375 | 45 | 90
EnergyAustralia Yallourn Pty Ltd | Yallourn 'W' Power Station | VIC1 | YWPS1 | LOWER60SEC | 20 | 220 | 380 | 45 | 90
EnergyAustralia Yallourn Pty Ltd | Yallourn 'W' Power Station | VIC1 | YWPS1 | LOWER6SEC | 20 | 220 | 380 | 45 | 90
EnergyAustralia Yallourn Pty Ltd | Yallourn 'W' Power Station | VIC1 | YWPS1 | LOWERREG | 15 | 250 | 365 | 45 | 90
EnergyAustralia Yallourn Pty Ltd | Yallourn 'W' Power Station | VIC1 | YWPS1 | RAISE5MIN | 15 | 250 | 375 | 90 | 45
EnergyAustralia Yallourn Pty Ltd | Yallourn 'W' Power Station | VIC1 | YWPS1 | RAISE60SEC | 20 | 220 | 380 | 90 | 45
EnergyAustralia Yallourn Pty Ltd | Yallourn 'W' Power Station | VIC1 | YWPS1 | RAISE6SEC | 20 | 220 | 380 | 90 | 45
EnergyAustralia Yallourn Pty Ltd | Yallourn 'W' Power Station | VIC1 | YWPS1 | RAISEREG | 15 | 250 | 365 | 90 | 45
EnergyAustralia Yallourn Pty Ltd | Yallourn 'W' Power Station | VIC1 | YWPS2 | LOWER5MIN | 15 | 250 | 375 | 45 | 90
EnergyAustralia Yallourn Pty Ltd | Yallourn 'W' Power Station | VIC1 | YWPS2 | LOWER60SEC | 20 | 220 | 380 | 45 | 90
EnergyAustralia Yallourn Pty Ltd | Yallourn 'W' Power Station | VIC1 | YWPS2 | LOWER6SEC | 20 | 220 | 380 | 45 | 90
EnergyAustralia Yallourn Pty Ltd | Yallourn 'W' Power Station | VIC1 | YWPS2 | LOWERREG | 15 | 250 | 365 | 45 | 90
EnergyAustralia Yallourn Pty Ltd | Yallourn 'W' Power Station | VIC1 | YWPS2 | RAISE5MIN | 15 | 250 | 375 | 90 | 45
EnergyAustralia Yallourn Pty Ltd | Yallourn 'W' Power Station | VIC1 | YWPS2 | RAISE60SEC | 20 | 220 | 380 | 90 | 45
EnergyAustralia Yallourn Pty Ltd | Yallourn 'W' Power Station | VIC1 | YWPS2 | RAISE6SEC | 20 | 220 | 380 | 90 | 45
EnergyAustralia Yallourn Pty Ltd | Yallourn 'W' Power Station | VIC1 | YWPS2 | RAISEREG | 15 | 250 | 365 | 90 | 45
EnergyAustralia Yallourn Pty Ltd | Yallourn 'W' Power Station | VIC1 | YWPS3 | LOWER5MIN | 20 | 250 | 390 | 45 | 90
EnergyAustralia Yallourn Pty Ltd | Yallourn 'W' Power Station | VIC1 | YWPS3 | LOWER60SEC | 20 | 220 | 400 | 45 | 90
EnergyAustralia Yallourn Pty Ltd | Yallourn 'W' Power Station | VIC1 | YWPS3 | LOWER6SEC | 25 | 220 | 405 | 45 | 90
EnergyAustralia Yallourn Pty Ltd | Yallourn 'W' Power Station | VIC1 | YWPS3 | LOWERREG | 20 | 250 | 385 | 45 | 90
EnergyAustralia Yallourn Pty Ltd | Yallourn 'W' Power Station | VIC1 | YWPS3 | RAISE5MIN | 20 | 250 | 390 | 90 | 45
EnergyAustralia Yallourn Pty Ltd | Yallourn 'W' Power Station | VIC1 | YWPS3 | RAISE60SEC | 20 | 220 | 400 | 90 | 45
EnergyAustralia Yallourn Pty Ltd | Yallourn 'W' Power Station | VIC1 | YWPS3 | RAISE6SEC | 25 | 220 | 405 | 90 | 45
EnergyAustralia Yallourn Pty Ltd | Yallourn 'W' Power Station | VIC1 | YWPS3 | RAISEREG | 20 | 250 | 385 | 90 | 45
EnergyAustralia Yallourn Pty Ltd | Yallourn 'W' Power Station | VIC1 | YWPS4 | LOWER5MIN | 20 | 250 | 390 | 45 | 90
EnergyAustralia Yallourn Pty Ltd | Yallourn 'W' Power Station | VIC1 | YWPS4 | LOWER60SEC | 20 | 220 | 400 | 45 | 90
EnergyAustralia Yallourn Pty Ltd | Yallourn 'W' Power Station | VIC1 | YWPS4 | LOWER6SEC | 25 | 220 | 405 | 45 | 90
EnergyAustralia Yallourn Pty Ltd | Yallourn 'W' Power Station | VIC1 | YWPS4 | LOWERREG | 20 | 250 | 385 | 45 | 90
EnergyAustralia Yallourn Pty Ltd | Yallourn 'W' Power Station | VIC1 | YWPS4 | RAISE5MIN | 20 | 250 | 390 | 90 | 45
EnergyAustralia Yallourn Pty Ltd | Yallourn 'W' Power Station | VIC1 | YWPS4 | RAISE60SEC | 20 | 220 | 400 | 90 | 45
EnergyAustralia Yallourn Pty Ltd | Yallourn 'W' Power Station | VIC1 | YWPS4 | RAISE6SEC | 25 | 220 | 405 | 90 | 45
EnergyAustralia Yallourn Pty Ltd | Yallourn 'W' Power Station | VIC1 | YWPS4 | RAISEREG | 20 | 250 | 385 | 90 | 45
ZEN Energy Retail Pty Ltd | Templers Battery Energy Storage System | SA1 | TEMPB1 | RAISE1SEC | 35 | -111 | 111 | 90 | 45
ZEN Energy Retail Pty Ltd | Templers Battery Energy Storage System | SA1 | TEMPB1 | RAISE6SEC | 63 | -111 | 111 | 90 | 45
ZEN Energy Retail Pty Ltd | Templers Battery Energy Storage System | SA1 | TEMPB1 | RAISE60SEC | 63 | -111 | 111 | 90 | 45
ZEN Energy Retail Pty Ltd | Templers Battery Energy Storage System | SA1 | TEMPB1 | RAISE5MIN | 63 | -111 | 111 | 90 | 45
ZEN Energy Retail Pty Ltd | Templers Battery Energy Storage System | SA1 | TEMPB1 | RAISEREG | 222 | -111 | 111 | 90 | 45
ZEN Energy Retail Pty Ltd | Templers Battery Energy Storage System | SA1 | TEMPB1 | LOWER1SEC | 35 | -111 | 111 | 45 | 90
ZEN Energy Retail Pty Ltd | Templers Battery Energy Storage System | SA1 | TEMPB1 | LOWER6SEC | 63 | -111 | 111 | 45 | 90
ZEN Energy Retail Pty Ltd | Templers Battery Energy Storage System | SA1 | TEMPB1 | LOWER60SEC | 63 | -111 | 111 | 45 | 90
ZEN Energy Retail Pty Ltd | Templers Battery Energy Storage System | SA1 | TEMPB1 | LOWER5MIN | 63 | -111 | 111 | 45 | 90
ZEN Energy Retail Pty Ltd | Templers Battery Energy Storage System | SA1 | TEMPB1 | LOWERREG | 222 | -111 | 111 | 45 | 90
Stanwell Corporation Limited | Tarong BESS | QLD1 | TARBESS1 | RAISE1SEC | 140 | -300 | 300 | 90 | 45
Stanwell Corporation Limited | Tarong BESS | QLD1 | TARBESS1 | RAISE6SEC | 140 | -300 | 300 | 90 | 45
Stanwell Corporation Limited | Tarong BESS | QLD1 | TARBESS1 | RAISE60SEC | 140 | -300 | 300 | 90 | 45
Stanwell Corporation Limited | Tarong BESS | QLD1 | TARBESS1 | RAISE5MIN | 140 | -300 | 300 | 90 | 45
Stanwell Corporation Limited | Tarong BESS | QLD1 | TARBESS1 | RAISEREG | 600 | -300 | 300 | 90 | 45
Stanwell Corporation Limited | Tarong BESS | QLD1 | TARBESS1 | LOWER1SEC | 140 | -300 | 300 | 45 | 90
Stanwell Corporation Limited | Tarong BESS | QLD1 | TARBESS1 | LOWER6SEC | 140 | -300 | 300 | 45 | 90
Stanwell Corporation Limited | Tarong BESS | QLD1 | TARBESS1 | LOWER60SEC | 140 | -300 | 300 | 45 | 90
Stanwell Corporation Limited | Tarong BESS | QLD1 | TARBESS1 | LOWER5MIN | 140 | -300 | 300 | 45 | 90
Stanwell Corporation Limited | Tarong BESS | QLD1 | TARBESS1 | LOWERREG | 600 | -300 | 300 | 45 | 90
Supernode Operations Pty Ltd as the trustee for Supernode BESS 1 Project Trust | Supernode BESS | QLD1 | SNB01 | RAISE1SEC | 121 | -250 | 260 | 90 | 45
Supernode Operations Pty Ltd as the trustee for Supernode BESS 1 Project Trust | Supernode BESS | QLD1 | SNB01 | RAISE6SEC | 121 | -250 | 260 | 90 | 45
Supernode Operations Pty Ltd as the trustee for Supernode BESS 1 Project Trust | Supernode BESS | QLD1 | SNB01 | RAISE60SEC | 121 | -250 | 260 | 90 | 45
Supernode Operations Pty Ltd as the trustee for Supernode BESS 1 Project Trust | Supernode BESS | QLD1 | SNB01 | RAISE5MIN | 121 | -250 | 260 | 90 | 45
Supernode Operations Pty Ltd as the trustee for Supernode BESS 1 Project Trust | Supernode BESS | QLD1 | SNB01 | RAISEREG | 510 | -250 | 260 | 90 | 45
Supernode Operations Pty Ltd as the trustee for Supernode BESS 1 Project Trust | Supernode BESS | QLD1 | SNB01 | LOWER1SEC | 116 | -250 | 260 | 45 | 90
Supernode Operations Pty Ltd as the trustee for Supernode BESS 1 Project Trust | Supernode BESS | QLD1 | SNB01 | LOWER6SEC | 116 | -250 | 260 | 45 | 90
Supernode Operations Pty Ltd as the trustee for Supernode BESS 1 Project Trust | Supernode BESS | QLD1 | SNB01 | LOWER60SEC | 116 | -250 | 260 | 45 | 90
Supernode Operations Pty Ltd as the trustee for Supernode BESS 1 Project Trust | Supernode BESS | QLD1 | SNB01 | LOWER5MIN | 116 | -250 | 260 | 45 | 90
Supernode Operations Pty Ltd as the trustee for Supernode BESS 1 Project Trust | Supernode BESS | QLD1 | SNB01 | LOWERREG | 510 | -250 | 260 | 45 | 90

## Wholesale Demand Response Units
Participant | Facility Name (WDRU Name) | Region | WDRU DUID | Maximum response component (MRC) (MW) | Maximum ramp rate (MW/minute) | No. of individual loads, any greater than 1 is Aggregated
VIOTAS Australia Pty Ltd | DR VIOTASWDR S 1 | SA1 | DRVIOT06 | 6 | 1 | 1
Enel X Australia Pty Ltd | DR ENELX N83 | NSW1 | DRXNAE01 | 2 | 1 | 41
Enel X Australia Pty Ltd | DR ENELX N1 | NSW1 | DRXNDA01 | 10 | 2 | 1
Enel X Australia Pty Ltd | DR ENELX N31 | NSW1 | DRXNDA02 | 6 | 2 | 1
Enel X Australia Pty Ltd | DR ENELX N32 | NSW1 | DRXNDA03 | 6 | 2 | 1
Enel X Australia Pty Ltd | DR ENELX N34 | NSW1 | DRXNDA04 | 6 | 2 | 1
Enel X Australia Pty Ltd | DR ENELX N44 | NSW1 | DRXNDB04 | 4 | 1 | 3
Enel X Australia Pty Ltd | DR ENELX N3 | NSW1 | DRXNDE01 | 3 | 1 | 3
Enel X Australia Pty Ltd | DR ENELX N54 | NSW1 | DRXNDJ01 | 4 | 1 | 7
Enel X Australia Pty Ltd | DR ENELX N42 | NSW1 | DRXNDW01 | 4 | 1 | 11
Enel X Australia Pty Ltd | DR ENELX N37 | NSW1 | DRXNFF01 | 4 | 1 | 8
Enel X Australia Pty Ltd | DR ENELX N40 | NSW1 | DRXNFS01 | 4 | 1 | 7
Enel X Australia Pty Ltd | DR ENELX N36 | NSW1 | DRXNQX01 | 3 | 1 | 5
Enel X Australia Pty Ltd | DR ENELX N55 | NSW1 | DRXNTM02 | 50 | 10 | 2
Enel X Australia Pty Ltd | DR ENELX N49 | NSW1 | DRXNVS01 | 14 | 3 | 1
Enel X Australia Pty Ltd | DR ENELX N16 | NSW1 | DRXNAD01 | 10 | 2 | 1
Enel X Australia Pty Ltd | DR ENELX Q50 | QLD1 | DRXQDA01 | 3 | 1 | 6
Enel X Australia Pty Ltd | DR ENELX Q54 | QLD1 | DRXQQE01 | 1 | 1 | 13
Enel X Australia Pty Ltd | DR ENELX S2 | SA1 | DRXSQS01 | 1 | 1 | 7
Enel X Australia Pty Ltd | DR ENELX V88 | VIC1 | DRXVAE01 | 2 | 1 | 54
Enel X Australia Pty Ltd | DR ENELX V1 | VIC1 | DRXVDJ01 | 6 | 2 | 1
Enel X Australia Pty Ltd | DR ENELX V17 | VIC1 | DRXVDP01 | 3 | 1 | 4
Enel X Australia Pty Ltd | DR ENELX V12 | VIC1 | DRXVDX01 | 2 | 1 | 2
Enel X Australia Pty Ltd | DR ENELX V2 | VIC1 | DRXVQP01 | 4 | 1 | 1
Enel X Australia Pty Ltd | DR ENELX V24 | VIC1 | DRXVQX01 | 1 | 1 | 7
Enel X Australia Pty Ltd | DR ENELX V240 | VIC1 | DRXVQX02 | 1 | 1 | 2
Enel X Australia Pty Ltd | DR ENELX V240 | VIC1 | DRXVQX02 | 4 | 1 | 5
Enel X Australia Pty Ltd | DR ENELX V24 | VIC1 | DRXVQX01 | 1 | 1 | 5

## Metering Coordinators
Registered Participant Name | ABN | Type MC - Generator MC - Market Customer MC - Initial MC MC - Type 7 Meters MC - TNSP MC - Full MC | Registration Effective Date | AEMO Participant ID
Active Stream Pty Ltd | 32 603 459 267 | MC - Full MC | 2017-12-01 | ACTIVMC
Acumen Metering Pty Ltd | 69 105 423 541 | MC - Full MC | 2017-12-01 | ACUMENMC
Ausgrid Operations Partnership | 78 508 211 731 | MC - Initial MC, Type 7 Meters & TNSP | 2017-12-01 | ENERGYAP
AusNet Electricity Services Pty Ltd | 91 064 651 118 | MC - Initial MC, Type 7 Meters | 2017-12-01 | EASTERN
AusNet Infrastructure No.1 Pty Ltd as Trustee for AusNet Infrastructure Trust | 40 393 557 464 | MC - TNSP | 2024-12-16 | AUSNETIN
AusNet Infrastructure No.2 Pty Ltd as trustee for the AusNet Infrastructure No.2 Trust | 65 387 116 570 | MC - TNSP | 2025-09-09 | AUSNETI2
AusNet Transmission Group Pty Ltd | 78 079 798 173 | MC - TNSP | 2017-12-01 | GPUPP
Bluecurrent (Australia) Pty Limited | 28 098 108 797 | MC - Full MC | 2017-12-01 | VECTORMC
Citipower Pty Ltd | 76 064 651 056 | MC - Initial MC, Type 7 Meters | 2017-12-01 | CITIPP
CKI UTILITIES DEVELOPMENT LTD & PAI UTILITIES DEVELOPMENT LTD & 3 OTHS (SA Power Networks) | 13 332 330 749 | MC - Initial MC, Type 7 Meters | 2017-12-01 | UMPLP
ElectraNet Pty Limited | 41 094 482 416 | MC - TNSP | 2017-12-01 | ETSATP
Endeavour Energy | 11 247 365 823 | MC - Initial MC, Type 7 Meters | 2017-12-01 | INTEGP
Energex Limited | 40 078 849 055 | MC - Initial MC, Type 7 Meters | 2017-12-01 | ENERGEXP
Ergon Energy Corporation Limited | 50 087 646 062 | MC - Initial MC, Type 7 Meters | 2017-12-01 | ERGONETP
Ergon Energy Queensland Pty Ltd | 11 121 177 802 | MC - Generator | 2019-02-04 | EEQLILY
Essential Energy | 37 428 185 226 | MC - Initial MC, Type 7 Meters | 2017-12-01 | CNRGYP
Green Metering Pty Ltd | 24 649 194 230 | MC - Full MC | 2022-11-08 | GREENMC
Hydro-Electric Corporation trading as Hydro Tasmania | 48 072 377 158 | MC - Generator | 2019-03-12 | HYDROTAS
Icon Distribution Investments Limited and Jemena Networks (ACT) Pty Ltd trading as ActewAGL Distribution | 76 670 568 688 | MC - Full MC | 2018-05-17 | ACTIONMC
Icon Distribution Investments Limited and Jemena Networks (ACT) Pty Ltd trading as Evoenergy | 76 670 568 688 | MC - TNSP, Initial MC, Type 7 Meters | 2017-12-01 | ACTEWP
IntelliHUB Pty Ltd | 57 601 509 693 | MC - Full MC | 2017-12-01 | IHUBMC
Jemena Electricity Networks (Vic) Ltd | 82 064 651 083 | MC - Initial MC, Type 7 Meters | 2017-12-01 | SOLARISP
Lumea Pty Ltd as Trustee for Lumea Trust | 94 121 353 950 | MC - TNSP | 2019-12-13 | TGSERVP
Metering Dynamics Pty Ltd | 58 087 082 764 | MC - Full MC | 2017-12-01 | MDYMC
Metropolis Metering Assets Pty Ltd | 53 116 717 321 | MC - Full MC | 2017-12-01 | METROMC
Origin Energy Metering Coordinator Pty Ltd | 96 616 347 454 | MC - Full MC | 2017-12-01 | ORIGINMC
PLUS ES | 30 179 420 673 | MC - Full MC | 2017-12-01 | MYMC
Powercor Australia Ltd | 89 064 651 109 | MC - Initial MC, Type 7 Meters | 2017-12-01 | POWCP
Powermetric Metering Pty Ltd | 89 131 072 707 | MC - Full MC | 2017-12-01 | POWMETMC
Queensland Electricity Transmission Corporation Limited (trading as Powerlink Queensland) | 82 078 849 233 | MC - TNSP | 2017-12-01 | PLINKP
Mondo Metering Pty Ltd | 73 097 962 395 | MC - Full MC | 2017-12-01 | EASTENMC
Spotless Facility Services Pty Ltd | 83 072 293 880 | MC - Full MC | 2017-12-01 | SPTLSSMC
Tasmanian Networks Pty Ltd | 24 167 357 299 | MC - Initial MC, Type 7 Meters | 2017-12-01 | AURORAP
Tasmanian Networks Pty Ltd | 24 167 357 299 | MC - TNSP | 2017-12-01 | TRANSEND
Transmission Operations (Australia) 2 Pty Ltd | 34 605 734 129 | MC- TNSP | 2025-09-09 | TOA2
Transmission Operations (Australia) Pty Ltd | 21 159 526 520 | MC- TNSP | 2025-10-21 | TOA
The Trustee for the NSW Electricity Networks Operations Trust trading as Transgrid | 70 250 995 390 | MC - TNSP | 2017-12-01 | TRANSGP
United Energy Distribution Pty Ltd | 70 064 651 029 | MC - Initial MC, Type 7 Meters | 2017-12-01 | UNITED
VRT TEK Pty Ltd | 12 644 509 562 | MC - Full MC | 2022-02-08 | VRTTEKMC

## Dedicated Connection Asset
Registered Participant | ABN | Asset Description | Classification | Effective date
Lumea Pty Ltd as Trustee for Lumea Trust | 94 121 353 950 | Finley Solar Farm Transmission Assets | Small | 2019-07-23
Lumea Pty Ltd as Trustee for Lumea Trust | 94 121 353 950 | Limondale 2 Solar Farm Transmission Assets | Small | 2019-07-23
Lumea Pty Ltd as Trustee for Lumea Trust | 94 121 353 950 | The Clarence Correctional Centre Transmission Assets | Small | 2019-08-27
Lumea Pty Ltd as Trustee for Lumea Trust | 94 121 353 950 | Limondale 1 Solar Farm Transmission Assets | Small | 2019-10-01
ElectraNet Pty Ltd | 41 094 482 416 | Davenport – Upper North Large Dedicated Connection Asset | Large | 2020-11-01