{"text_format":"1","workbook":"xlsx","n_sheets":7,"sheets":["Introduction","Report","CommentaryInput","CommentarySelection","DataInput","Lists_Selections","DataSelection"],"not_rendered":{"charts":2,"images":5,"macros":1,"external_links":1,"defined_names":21,"comments":4,"pivot_tables":0},"unopened":[],"bounds":{"document_bytes":16777216,"sheet_cells":100000,"rows_first":2000,"rows_last":500,"rows_between":2000,"halvings":0,"cell_chars":16384,"cell_head_chars":4096},"cells_cut":0,"cells_raw":0,"read":"whole","date_system":"1900"}

{"sheet":"Introduction","index":0,"n_rows":30,"n_cols":33,"rows_kept":30,"cut":false,"hidden":false,"merged":[]}
[]
[]
[]
[]
[]
[]
[]
[]
[]
[]
[]
[]
[]
[]
[]
[]
[]
[]
[]
[]
[]
[]
[]
[]
[]
[]
[]
[]
[]
[null,null,null,null,null,null,null,null,null,null,null,null,null,null,null,null,null,null,null,null,null,null,null,null,null,null,null,null,null,null,null,null,"  "]

{"sheet":"Report","index":1,"n_rows":2,"n_cols":2,"rows_kept":2,"cut":false,"hidden":false,"merged":[]}
[]
[null,3]

{"sheet":"CommentaryInput","index":2,"n_rows":2979,"n_cols":20,"rows_kept":2979,"cut":false,"hidden":true,"merged":[]}
[]
[null,"VICTORIA"]
[null,null,null,null,null,null,null,null,null,null,null,null,null,null,null,null,null,"Used for lookup in Selection","Used for lookup in Selection","Used for lookup in Selection"]
[null,null,"VIC Air Liquide 66 kV",null,null,null,null,null,null,null,null,null,null,null,null,null,null,{"$f":"MOD(ROW(Q4)-4,31)+1","v":1},{"$f":"T4&R4","v":"VIC Air Liquide 66 kV1"},{"$f":"C4","v":"VIC Air Liquide 66 kV"}]
[null,null,null,null,null,null,null,null,null,null,null,null,null,null,null,null,null,2,{"$f":"T5&R5","v":"VIC Air Liquide 66 kV2"},{"$f":"T4","v":"VIC Air Liquide 66 kV"}]
[null,null,null,"MAIN SECTORS",null,null,null,null,null,null,null,null,null,null,null,null,null,3,"VIC Air Liquide 66 kV3",{"$f":"T5","v":"VIC Air Liquide 66 kV"}]
[null,null,null,null,null,null,null,null,null,null,null,null,null,null,null,null,null,4,"VIC Air Liquide 66 kV4","VIC Air Liquide 66 kV"]
[null,null,null,null,null,null,null,null,null,null,null,null,null,null,null,null,null,5,"VIC Air Liquide 66 kV5","VIC Air Liquide 66 kV"]
[null,null,null,null,null,null,null,null,null,null,null,null,null,null,null,null,null,6,"VIC Air Liquide 66 kV6","VIC Air Liquide 66 kV"]
[null,null,null,null,null,null,null,null,null,null,null,null,null,null,null,null,null,7,"VIC Air Liquide 66 kV7","VIC Air Liquide 66 kV"]
[null,null,null,null,null,null,null,null,null,null,null,null,null,null,null,null,null,8,"VIC Air Liquide 66 kV8","VIC Air Liquide 66 kV"]
[null,null,null,"MEDIUM SCENARIO",null,null,null,null,null,null,null,null,null,null,null,null,null,9,"VIC Air Liquide 66 kV9","VIC Air Liquide 66 kV"]
[null,null,null,"Summer",null,null,null,null,null,null,null,null,null,null,null,null,null,10,"VIC Air Liquide 66 kV10","VIC Air Liquide 66 kV"]
[null,null,null,null,null,null,null,null,null,null,null,null,null,null,null,null,null,11,"VIC Air Liquide 66 kV11","VIC Air Liquide 66 kV"]
[null,null,null,null,null,null,null,null,null,null,null,null,null,null,null,null,null,12,"VIC Air Liquide 66 kV12","VIC Air Liquide 66 kV"]
[null,null,null,null,null,null,null,null,null,null,null,null,null,null,null,null,null,13,"VIC Air Liquide 66 kV13","VIC Air Liquide 66 kV"]
[null,null,null,null,null,null,null,null,null,null,null,null,null,null,null,null,null,14,"VIC Air Liquide 66 kV14","VIC Air Liquide 66 kV"]
[null,null,null,null,null,null,null,null,null,null,null,null,null,null,null,null,null,15,"VIC Air Liquide 66 kV15","VIC Air Liquide 66 kV"]
[null,null,null,"Winter",null,null,null,null,null,null,null,null,null,null,null,null,null,16,"VIC Air Liquide 66 kV16","VIC Air Liquide 66 kV"]
[null,null,null,null,null,null,null,null,null,null,null,null,null,null,null,null,null,17,"VIC Air Liquide 66 kV17","VIC Air Liquide 66 kV"]
[null,null,null,null,null,null,null,null,null,null,null,null,null,null,null,null,null,18,"VIC Air Liquide 66 kV18","VIC Air Liquide 66 kV"]
[null,null,null,null,null,null,null,null,null,null,null,null,null,null,null,null,null,19,"VIC Air Liquide 66 kV19","VIC Air Liquide 66 kV"]
[null,null,null,null,null,null,null,null,null,null,null,null,null,null,null,null,null,20,"VIC Air Liquide 66 kV20","VIC Air Liquide 66 kV"]
[null,null,null,null,null,null,null,null,null,null,null,null,null,null,null,null,null,21,"VIC Air Liquide 66 kV21","VIC Air Liquide 66 kV"]
[null,null,null,"Other",null,null,null,null,null,null,null,null,null,null,null,null,null,22,"VIC Air Liquide 66 kV22","VIC Air Liquide 66 kV"]
[null,null,null,"This forecast is confidential.",null,null,null,null,null,null,null,null,null,null,null,null,null,23,"VIC Air Liquide 66 kV23","VIC Air Liquide 66 kV"]
[null,null,null,null,null,null,null,null,null,null,null,null,null,null,null,null,null,24,"VIC Air Liquide 66 kV24","VIC Air Liquide 66 kV"]
[null,null,null,null,null,null,null,null,null,null,null,null,null,null,null,null,null,25,"VIC Air Liquide 66 kV25","VIC Air Liquide 66 kV"]
[null,null,null,null,null,null,null,null,null,null,null,null,null,null,null,null,null,26,"VIC Air Liquide 66 kV26","VIC Air Liquide 66 kV"]
[null,null,null,null,null,null,null,null,null,null,null,null,null,null,null,null,null,27,"VIC Air Liquide 66 kV27","VIC Air Liquide 66 kV"]
[null,null,null,null,null,null,null,null,null,null,null,null,null,null,null,null,null,28,"VIC Air Liquide 66 kV28","VIC Air Liquide 66 kV"]
[null,null,null,null,null,null,null,null,null,null,null,null,null,null,null,null,null,29,"VIC Air Liquide 66 kV29","VIC Air Liquide 66 kV"]
[null,null,null,null,null,null,null,null,null,null,null,null,null,null,null,null,null,30,"VIC Air Liquide 66 kV30","VIC Air Liquide 66 kV"]
[null,null,null,null,null,null,null,null,null,null,null,null,null,null,null,null,null,{"$f":"MOD(ROW(Q34)-4,31)+1","v":31},"VIC Air Liquide 66 kV31","VIC Air Liquide 66 kV"]
[null,null,"VIC Alcoa Portland 500 kV",null,null,null,null,null,null,null,null,null,null,null,null,null,null,{"$f":"MOD(ROW(Q35)-4,31)+1","v":1},"VIC Alcoa Portland 500 kV1",{"$f":"C35","v":"VIC Alcoa Portland 500 kV"}]
[null,null,null,null,null,null,null,null,null,null,null,null,null,null,null,null,null,{"$f":"MOD(ROW(Q36)-4,31)+1","v":2},"VIC Alcoa Portland 500 kV2",{"$f":"T35","v":"VIC Alcoa Portland 500 kV"}]
[null,null,null,"MAIN SECTORS",null,null,null,null,null,null,null,null,null,null,null,null,null,3,"VIC Alcoa Portland 500 kV3","VIC Alcoa Portland 500 kV"]
[null,null,null,"Industrial.",null,null,null,null,null,null,null,null,null,null,null,null,null,4,"VIC Alcoa Portland 500 kV4","VIC Alcoa Portland 500 kV"]
[null,null,null,null,null,null,null,null,null,null,null,null,null,null,null,null,null,5,"VIC Alcoa Portland 500 kV5","VIC Alcoa Portland 500 kV"]
[null,null,null,null,null,null,null,null,null,null,null,null,null,null,null,null,null,6,"VIC Alcoa Portland 500 kV6","VIC Alcoa Portland 500 kV"]
[null,null,null,null,null,null,null,null,null,null,null,null,null,null,null,null,null,7,"VIC Alcoa Portland 500 kV7","VIC Alcoa Portland 500 kV"]
[null,null,null,null,null,null,null,null,null,null,null,null,null,null,null,null,null,8,"VIC Alcoa Portland 500 kV8","VIC Alcoa Portland 500 kV"]
[null,null,null,"MEDIUM SCENARIO",null,null,null,null,null,null,null,null,null,null,null,null,null,9,"VIC Alcoa Portland 500 kV9","VIC Alcoa Portland 500 kV"]
[null,null,null,"Summer",null,null,null,null,null,null,null,null,null,null,null,null,null,10,"VIC Alcoa Portland 500 kV10","VIC Alcoa Portland 500 kV"]
[null,null,null,"Historical demand has fluctuated since 2005.",null,null,null,null,null,null,null,null,null,null,null,null,null,11,"VIC Alcoa Portland 500 kV11","VIC Alcoa Portland 500 kV"]
[null,null,null,"Forecast demand is flat over the outlook period.",null,null,null,null,null,null,null,null,null,null,null,null,null,12,"VIC Alcoa Portland 500 kV12","VIC Alcoa Portland 500 kV"]
[null,null,null,"The POE10 offset for PV and EE is zero.",null,null,null,null,null,null,null,null,null,null,null,null,null,13,"VIC Alcoa Portland 500 kV13","VIC Alcoa Portland 500 kV"]
[null,null,null,null,null,null,null,null,null,null,null,null,null,null,null,null,null,14,"VIC Alcoa Portland 500 kV14","VIC Alcoa Portland 500 kV"]
[null,null,null,null,null,null,null,null,null,null,null,null,null,null,null,null,null,15,"VIC Alcoa Portland 500 kV15","VIC Alcoa Portland 500 kV"]
[null,null,null,"Winter",null,null,null,null,null,null,null,null,null,null,null,null,null,16,"VIC Alcoa Portland 500 kV16","VIC Alcoa Portland 500 kV"]
[null,null,null,"Historical demand has fluctuated since 2005.",null,null,null,null,null,null,null,null,null,null,null,null,null,17,"VIC Alcoa Portland 500 kV17","VIC Alcoa Portland 500 kV"]
[null,null,null,"Forecast demand is flat over the outlook period.",null,null,null,null,null,null,null,null,null,null,null,null,null,18,"VIC Alcoa Portland 500 kV18","VIC Alcoa Portland 500 kV"]
[null,null,null,"The POE10 offset for PV and EE is zero.",null,null,null,null,null,null,null,null,null,null,null,null,null,19,"VIC Alcoa Portland 500 kV19","VIC Alcoa Portland 500 kV"]
[null,null,null,null,null,null,null,null,null,null,null,null,null,null,null,null,null,20,"VIC Alcoa Portland 500 kV20","VIC Alcoa Portland 500 kV"]
[null,null,null,null,null,null,null,null,null,null,null,null,null,null,null,null,null,21,"VIC Alcoa Portland 500 kV21","VIC Alcoa Portland 500 kV"]
[null,null,null,"Other",null,null,null,null,null,null,null,null,null,null,null,null,null,22,"VIC Alcoa Portland 500 kV22","VIC Alcoa Portland 500 kV"]
[null,null,null,"Portland Aluminium Smelter.",null,null,null,null,null,null,null,null,null,null,null,null,null,23,"VIC Alcoa Portland 500 kV23","VIC Alcoa Portland 500 kV"]
[null,null,null,"This connection point is not weather sensitive.",null,null,null,null,null,null,null,null,null,null,null,null,null,24,"VIC Alcoa Portland 500 kV24","VIC Alcoa Portland 500 kV"]
[null,null,null,"Diversity factors: Summer = 0.98; Winter = 0.98.",null,null,null,null,null,null,null,null,null,null,null,null,null,25,"VIC Alcoa Portland 500 kV25","VIC Alcoa Portland 500 kV"]
[null,null,null,"Power factors: Summer = 0.93, lagging; Winter = 0.9, lagging.",null,null,null,null,null,null,null,null,null,null,null,null,null,26,"VIC Alcoa Portland 500 kV26","VIC Alcoa Portland 500 kV"]
[null,null,null,null,null,null,null,null,null,null,null,null,null,null,null,null,null,27,"VIC Alcoa Portland 500 kV27","VIC Alcoa Portland 500 kV"]
[null,null,null,null,null,null,null,null,null,null,null,null,null,null,null,null,null,28,"VIC Alcoa Portland 500 kV28","VIC Alcoa Portland 500 kV"]
[null,null,null,null,null,null,null,null,null,null,null,null,null,null,null,null,null,29,"VIC Alcoa Portland 500 kV29","VIC Alcoa Portland 500 kV"]
[null,null,null,null,null,null,null,null,null,null,null,null,null,null,null,null,null,30,"VIC Alcoa Portland 500 kV30","VIC Alcoa Portland 500 kV"]
[null,null,null,null,null,null,null,null,null,null,null,null,null,null,null,null,null,31,"VIC Alcoa Portland 500 kV31","VIC Alcoa Portland 500 kV"]
[null,null,"VIC Altona West (Powercor) 66 kV",null,null,null,null,null,null,null,null,null,null,null,null,null,null,1,"VIC Altona West (Powercor) 66 kV1",{"$f":"C66","v":"VIC Altona West (Powercor) 66 kV"}]
[null,null,null,null,null,null,null,null,null,null,null,null,null,null,null,null,null,2,"VIC Altona West (Powercor) 66 kV2",{"$f":"T66","v":"VIC Altona West (Powercor) 66 kV"}]
[null,null,null,"MAIN SECTORS",null,null,null,null,null,null,null,null,null,null,null,null,null,3,"VIC Altona West (Powercor) 66 kV3","VIC Altona West (Powercor) 66 kV"]
[null,null,null,"Predominantly residential and commercial.",null,null,null,null,null,null,null,null,null,null,null,null,null,4,{"$f":"T69&R69","v":"VIC Altona West (Powercor) 66 kV4"},"VIC Altona West (Powercor) 66 kV"]
[null,null,null,null,null,null,null,null,null,null,null,null,null,null,null,null,null,5,"VIC Altona West (Powercor) 66 kV5","VIC Altona West (Powercor) 66 kV"]
[null,null,null,null,null,null,null,null,null,null,null,null,null,null,null,null,null,6,"VIC Altona West (Powercor) 66 kV6","VIC Altona West (Powercor) 66 kV"]
[null,null,null,null,null,null,null,null,null,null,null,null,null,null,null,null,null,7,"VIC Altona West (Powercor) 66 kV7","VIC Altona West (Powercor) 66 kV"]
[null,null,null,null,null,null,null,null,null,null,null,null,null,null,null,null,null,8,"VIC Altona West (Powercor) 66 kV8","VIC Altona West (Powercor) 66 kV"]
[null,null,null,"MEDIUM SCENARIO",null,null,null,null,null,null,null,null,null,null,null,null,null,9,"VIC Altona West (Powercor) 66 kV9","VIC Altona West (Powercor) 66 kV"]
[null,null,null,"Summer",null,null,null,null,null,null,null,null,null,null,null,null,null,10,"VIC Altona West (Powercor) 66 kV10","VIC Altona West (Powercor) 66 kV"]
[null,null,null,"Temperature corrected actuals have increased since 2005.",null,null,null,null,null,null,null,null,null,null,null,null,null,11,"VIC Altona West (Powercor) 66 kV11","VIC Altona West (Powercor) 66 kV"]
[null,null,null,"Forecast demand is increasing over the outlook period.",null,null,null,null,null,null,null,null,null,null,null,null,null,12,"VIC Altona West (Powercor) 66 kV12","VIC Altona West (Powercor) 66 kV"]
[null,null,null,"The POE10 adjustment for PV and EE ranges from 4.8% to 7.1% over the outlook period, with EE contributing 0.1% to 0.6% of the adjustment.",null,null,null,null,null,null,null,null,null,null,null,null,null,13,"VIC Altona West (Powercor) 66 kV13","VIC Altona West (Powercor) 66 kV"]
[null,null,null,null,null,null,null,null,null,null,null,null,null,null,null,null,null,14,"VIC Altona West (Powercor) 66 kV14","VIC Altona West (Powercor) 66 kV"]
[null,null,null,null,null,null,null,null,null,null,null,null,null,null,null,null,null,15,"VIC Altona West (Powercor) 66 kV15","VIC Altona West (Powercor) 66 kV"]
[null,null,null,"Winter",null,null,null,null,null,null,null,null,null,null,null,null,null,16,"VIC Altona West (Powercor) 66 kV16","VIC Altona West (Powercor) 66 kV"]
[null,null,null,"Temperature corrected actuals have increased since 2005.",null,null,null,null,null,null,null,null,null,null,null,null,null,17,"VIC Altona West (Powercor) 66 kV17","VIC Altona West (Powercor) 66 kV"]
[null,null,null,"Forecast demand is increasing over the outlook period.",null,null,null,null,null,null,null,null,null,null,null,null,null,18,"VIC Altona West (Powercor) 66 kV18","VIC Altona West (Powercor) 66 kV"]
[null,null,null,"The POE10 adjustment for PV and EE ranges from 0.1% to 1% over the outlook period, with EE contributing 0.1% to 1% of the adjustment.",null,null,null,null,null,null,null,null,null,null,null,null,null,19,"VIC Altona West (Powercor) 66 kV19","VIC Altona West (Powercor) 66 kV"]
[null,null,null,null,null,null,null,null,null,null,null,null,null,null,null,null,null,20,"VIC Altona West (Powercor) 66 kV20","VIC Altona West (Powercor) 66 kV"]
[null,null,null,null,null,null,null,null,null,null,null,null,null,null,null,null,null,21,"VIC Altona West (Powercor) 66 kV21","VIC Altona West (Powercor) 66 kV"]
[null,null,null,"Other",null,null,null,null,null,null,null,null,null,null,null,null,null,22,"VIC Altona West (Powercor) 66 kV22","VIC Altona West (Powercor) 66 kV"]
[null,null,null,"Supplies Laverton, Hoppers Crossers Pumping, Werribee.",null,null,null,null,null,null,null,null,null,null,null,null,null,23,"VIC Altona West (Powercor) 66 kV23","VIC Altona West (Powercor) 66 kV"]
[null,null,null,"The connection point is weather sensitive and summer peaking.",null,null,null,null,null,null,null,null,null,null,null,null,null,24,"VIC Altona West (Powercor) 66 kV24","VIC Altona West (Powercor) 66 kV"]
[null,null,null,"Load is transferred from Altona West 66 kV to Deer Park 66kV over the outlook period.",null,null,null,null,null,null,null,null,null,null,null,null,null,25,"VIC Altona West (Powercor) 66 kV25","VIC Altona West (Powercor) 66 kV"]
[null,null,null,"New commercials loads planned from 2018.",null,null,null,null,null,null,null,null,null,null,null,null,null,26,"VIC Altona West (Powercor) 66 kV26","VIC Altona West (Powercor) 66 kV"]
[null,null,null,"The impact of embedded generation at Wyndham Waste Disposal Facility has been removed in this forecast.",null,null,null,null,null,null,null,null,null,null,null,null,null,27,"VIC Altona West (Powercor) 66 kV27","VIC Altona West (Powercor) 66 kV"]
[null,null,null,"Diversity factors: Summer = 0.92; Winter = 0.99. Power factors: Summer = 0.99, lagging; Winter = 1, lagging.",null,null,null,null,null,null,null,null,null,null,null,null,null,28,"VIC Altona West (Powercor) 66 kV28","VIC Altona West (Powercor) 66 kV"]
[null,null,null,null,null,null,null,null,null,null,null,null,null,null,null,null,null,29,"VIC Altona West (Powercor) 66 kV29","VIC Altona West (Powercor) 66 kV"]
[null,null,null,null,null,null,null,null,null,null,null,null,null,null,null,null,null,30,"VIC Altona West (Powercor) 66 kV30","VIC Altona West (Powercor) 66 kV"]
[null,null,null,null,null,null,null,null,null,null,null,null,null,null,null,null,null,31,"VIC Altona West (Powercor) 66 kV31","VIC Altona West (Powercor) 66 kV"]
[null,null,"VIC Altona-Brooklyn (Jemena) 66 kV",null,null,null,null,null,null,null,null,null,null,null,null,null,null,1,"VIC Altona-Brooklyn (Jemena) 66 kV1",{"$f":"C97","v":"VIC Altona-Brooklyn (Jemena) 66 kV"}]
[null,null,null,null,null,null,null,null,null,null,null,null,null,null,null,null,null,2,"VIC Altona-Brooklyn (Jemena) 66 kV2",{"$f":"T97","v":"VIC Altona-Brooklyn (Jemena) 66 kV"}]
[null,null,null,"MAIN SECTORS",null,null,null,null,null,null,null,null,null,null,null,null,null,3,"VIC Altona-Brooklyn (Jemena) 66 kV3","VIC Altona-Brooklyn (Jemena) 66 kV"]
[null,null,null,"Predominantly residential and commercial.",null,null,null,null,null,null,null,null,null,null,null,null,null,{"$f":"MOD(ROW(Q100)-4,31)+1","v":4},"VIC Altona-Brooklyn (Jemena) 66 kV4",{"$f":"T99","v":"VIC Altona-Brooklyn (Jemena) 66 kV"}]
[null,null,null,null,null,null,null,null,null,null,null,null,null,null,null,null,null,5,"VIC Altona-Brooklyn (Jemena) 66 kV5","VIC Altona-Brooklyn (Jemena) 66 kV"]
[null,null,null,null,null,null,null,null,null,null,null,null,null,null,null,null,null,6,"VIC Altona-Brooklyn (Jemena) 66 kV6","VIC Altona-Brooklyn (Jemena) 66 kV"]
[null,null,null,null,null,null,null,null,null,null,null,null,null,null,null,null,null,7,"VIC Altona-Brooklyn (Jemena) 66 kV7","VIC Altona-Brooklyn (Jemena) 66 kV"]
[null,null,null,null,null,null,null,null,null,null,null,null,null,null,null,null,null,8,"VIC Altona-Brooklyn (Jemena) 66 kV8","VIC Altona-Brooklyn (Jemena) 66 kV"]
[null,null,null,"MEDIUM SCENARIO",null,null,null,null,null,null,null,null,null,null,null,null,null,9,"VIC Altona-Brooklyn (Jemena) 66 kV9","VIC Altona-Brooklyn (Jemena) 66 kV"]
[null,null,null,"Summer",null,null,null,null,null,null,null,null,null,null,null,null,null,10,"VIC Altona-Brooklyn (Jemena) 66 kV10","VIC Altona-Brooklyn (Jemena) 66 kV"]
[null,null,null,"Temperature corrected actuals have declined since 2006.",null,null,null,null,null,null,null,null,null,null,null,null,null,11,"VIC Altona-Brooklyn (Jemena) 66 kV11","VIC Altona-Brooklyn (Jemena) 66 kV"]
[null,null,null,"Forecast demand is declining over the outlook period.",null,null,null,null,null,null,null,null,null,null,null,null,null,12,"VIC Altona-Brooklyn (Jemena) 66 kV12","VIC Altona-Brooklyn (Jemena) 66 kV"]
[null,null,null,"The POE10 adjustment for PV and EE ranges from 2.8% to 9.5% over the outlook period, with EE contributing 0.1% to 0.5% of the adjustment.",null,null,null,null,null,null,null,null,null,null,null,null,null,13,"VIC Altona-Brooklyn (Jemena) 66 kV13","VIC Altona-Brooklyn (Jemena) 66 kV"]
[null,null,null,null,null,null,null,null,null,null,null,null,null,null,null,null,null,14,"VIC Altona-Brooklyn (Jemena) 66 kV14","VIC Altona-Brooklyn (Jemena) 66 kV"]
[null,null,null,null,null,null,null,null,null,null,null,null,null,null,null,null,null,15,"VIC Altona-Brooklyn (Jemena) 66 kV15","VIC Altona-Brooklyn (Jemena) 66 kV"]
[null,null,null,"Winter",null,null,null,null,null,null,null,null,null,null,null,null,null,16,"VIC Altona-Brooklyn (Jemena) 66 kV16","VIC Altona-Brooklyn (Jemena) 66 kV"]
[null,null,null,"Temperature corrected actuals have declined since 2006.",null,null,null,null,null,null,null,null,null,null,null,null,null,17,"VIC Altona-Brooklyn (Jemena) 66 kV17","VIC Altona-Brooklyn (Jemena) 66 kV"]
[null,null,null,"Forecast demand is declining over the outlook period.",null,null,null,null,null,null,null,null,null,null,null,null,null,18,"VIC Altona-Brooklyn (Jemena) 66 kV18","VIC Altona-Brooklyn (Jemena) 66 kV"]
[null,null,null,"The POE10 adjustment for PV and EE ranges from 0.3% to 1.5% over the outlook period, with EE contributing 0.1% to 0.6% of the adjustment.",null,null,null,null,null,null,null,null,null,null,null,null,null,19,"VIC Altona-Brooklyn (Jemena) 66 kV19","VIC Altona-Brooklyn (Jemena) 66 kV"]
[null,null,null,null,null,null,null,null,null,null,null,null,null,null,null,null,null,20,"VIC Altona-Brooklyn (Jemena) 66 kV20","VIC Altona-Brooklyn (Jemena) 66 kV"]
[null,null,null,null,null,null,null,null,null,null,null,null,null,null,null,null,null,21,"VIC Altona-Brooklyn (Jemena) 66 kV21","VIC Altona-Brooklyn (Jemena) 66 kV"]
[null,null,null,"Other",null,null,null,null,null,null,null,null,null,null,null,null,null,22,"VIC Altona-Brooklyn (Jemena) 66 kV22","VIC Altona-Brooklyn (Jemena) 66 kV"]
[null,null,null,"Supplies Footscray West, Newport , Tottenham, Yarraville T.S.",null,null,null,null,null,null,null,null,null,null,null,null,null,23,"VIC Altona-Brooklyn (Jemena) 66 kV23","VIC Altona-Brooklyn (Jemena) 66 kV"]
[null,null,null,"The connection point is weather sensitive and summer peaking.",null,null,null,null,null,null,null,null,null,null,null,null,null,24,"VIC Altona-Brooklyn (Jemena) 66 kV24","VIC Altona-Brooklyn (Jemena) 66 kV"]
[null,null,null,"The impact of embedded generation at Brooklyn Landfill Gas Power Station has been removed in this forecast.",null,null,null,null,null,null,null,null,null,null,null,null,null,25,"VIC Altona-Brooklyn (Jemena) 66 kV25","VIC Altona-Brooklyn (Jemena) 66 kV"]
[null,null,null,"Diversity factors: Summer = 0.92; Winter = 0.94.",null,null,null,null,null,null,null,null,null,null,null,null,null,26,"VIC Altona-Brooklyn (Jemena) 66 kV26","VIC Altona-Brooklyn (Jemena) 66 kV"]
[null,null,null,"Power factors: Summer = 0.98, lagging; Winter = 1, lagging.",null,null,null,null,null,null,null,null,null,null,null,null,null,27,"VIC Altona-Brooklyn (Jemena) 66 kV27","VIC Altona-Brooklyn (Jemena) 66 kV"]
[null,null,null,null,null,null,null,null,null,null,null,null,null,null,null,null,null,28,"VIC Altona-Brooklyn (Jemena) 66 kV28","VIC Altona-Brooklyn (Jemena) 66 kV"]
[null,null,null,null,null,null,null,null,null,null,null,null,null,null,null,null,null,29,"VIC Altona-Brooklyn (Jemena) 66 kV29","VIC Altona-Brooklyn (Jemena) 66 kV"]
[null,null,null,null,null,null,null,null,null,null,null,null,null,null,null,null,null,30,"VIC Altona-Brooklyn (Jemena) 66 kV30","VIC Altona-Brooklyn (Jemena) 66 kV"]
[null,null,null,null,null,null,null,null,null,null,null,null,null,null,null,null,null,31,"VIC Altona-Brooklyn (Jemena) 66 kV31","VIC Altona-Brooklyn (Jemena) 66 kV"]
[null,null,"VIC Altona-Brooklyn (Powercor) 66 kV",null,null,null,null,null,null,null,null,null,null,null,null,null,null,1,"VIC Altona-Brooklyn (Powercor) 66 kV1",{"$f":"C128","v":"VIC Altona-Brooklyn (Powercor) 66 kV"}]
[null,null,null,null,null,null,null,null,null,null,null,null,null,null,null,null,null,2,"VIC Altona-Brooklyn (Powercor) 66 kV2",{"$f":"T128","v":"VIC Altona-Brooklyn (Powercor) 66 kV"}]
[null,null,null,"MAIN SECTORS",null,null,null,null,null,null,null,null,null,null,null,null,null,3,"VIC Altona-Brooklyn (Powercor) 66 kV3","VIC Altona-Brooklyn (Powercor) 66 kV"]
[null,null,null,"Predominantly residential and commercial.",null,null,null,null,null,null,null,null,null,null,null,null,null,4,"VIC Altona-Brooklyn (Powercor) 66 kV4","VIC Altona-Brooklyn (Powercor) 66 kV"]
[null,null,null,null,null,null,null,null,null,null,null,null,null,null,null,null,null,5,"VIC Altona-Brooklyn (Powercor) 66 kV5","VIC Altona-Brooklyn (Powercor) 66 kV"]
[null,null,null,null,null,null,null,null,null,null,null,null,null,null,null,null,null,6,{"$f":"T133&R133","v":"VIC Altona-Brooklyn (Powercor) 66 kV6"},"VIC Altona-Brooklyn (Powercor) 66 kV"]
[null,null,null,null,null,null,null,null,null,null,null,null,null,null,null,null,null,7,"VIC Altona-Brooklyn (Powercor) 66 kV7","VIC Altona-Brooklyn (Powercor) 66 kV"]
[null,null,null,null,null,null,null,null,null,null,null,null,null,null,null,null,null,8,"VIC Altona-Brooklyn (Powercor) 66 kV8","VIC Altona-Brooklyn (Powercor) 66 kV"]
[null,null,null,"MEDIUM SCENARIO",null,null,null,null,null,null,null,null,null,null,null,null,null,9,"VIC Altona-Brooklyn (Powercor) 66 kV9","VIC Altona-Brooklyn (Powercor) 66 kV"]
[null,null,null,"Summer",null,null,null,null,null,null,null,null,null,null,null,null,null,10,"VIC Altona-Brooklyn (Powercor) 66 kV10","VIC Altona-Brooklyn (Powercor) 66 kV"]
[null,null,null,"Temperature corrected actuals have grown since 2005.",null,null,null,null,null,null,null,null,null,null,null,null,null,11,"VIC Altona-Brooklyn (Powercor) 66 kV11","VIC Altona-Brooklyn (Powercor) 66 kV"]
[null,null,null,"Forecast demand is declining over the outlook period, due to transfers to to Keilor East 66 kV and Deer Park 66kV.",null,null,null,null,null,null,null,null,null,null,null,null,null,12,"VIC Altona-Brooklyn (Powercor) 66 kV12","VIC Altona-Brooklyn (Powercor) 66 kV"]
[null,null,null,"The POE10 adjustment for PV and EE ranges from 3.2% to 8.4% over the outlook period, with EE contributing zero to 0.3% of",null,null,null,null,null,null,null,null,null,null,null,null,null,13,"VIC Altona-Brooklyn (Powercor) 66 kV13","VIC Altona-Brooklyn (Powercor) 66 kV"]
[null,null,null,"the adjustment.",null,null,null,null,null,null,null,null,null,null,null,null,null,14,"VIC Altona-Brooklyn (Powercor) 66 kV14","VIC Altona-Brooklyn (Powercor) 66 kV"]
[null,null,null,null,null,null,null,null,null,null,null,null,null,null,null,null,null,15,"VIC Altona-Brooklyn (Powercor) 66 kV15","VIC Altona-Brooklyn (Powercor) 66 kV"]
[null,null,null,"Winter",null,null,null,null,null,null,null,null,null,null,null,null,null,16,"VIC Altona-Brooklyn (Powercor) 66 kV16","VIC Altona-Brooklyn (Powercor) 66 kV"]
[null,null,null,"Temperature corrected actuals have grown since 2005.",null,null,null,null,null,null,null,null,null,null,null,null,null,17,"VIC Altona-Brooklyn (Powercor) 66 kV17","VIC Altona-Brooklyn (Powercor) 66 kV"]
[null,null,null,"Forecast demand is declining over the outlook period, due to transfers to to Keilor East 66 kV and Deer Park 66kV.",null,null,null,null,null,null,null,null,null,null,null,null,null,18,"VIC Altona-Brooklyn (Powercor) 66 kV18","VIC Altona-Brooklyn (Powercor) 66 kV"]
[null,null,null,"The POE10 adjustment for PV and EE ranges from 0.6% to 1.3% over the outlook period, with EE contributing zero to 0.3% of",null,null,null,null,null,null,null,null,null,null,null,null,null,19,"VIC Altona-Brooklyn (Powercor) 66 kV19","VIC Altona-Brooklyn (Powercor) 66 kV"]
[null,null,null,"the adjustment.",null,null,null,null,null,null,null,null,null,null,null,null,null,20,"VIC Altona-Brooklyn (Powercor) 66 kV20","VIC Altona-Brooklyn (Powercor) 66 kV"]
[null,null,null,null,null,null,null,null,null,null,null,null,null,null,null,null,null,21,"VIC Altona-Brooklyn (Powercor) 66 kV21","VIC Altona-Brooklyn (Powercor) 66 kV"]
[null,null,null,"Other",null,null,null,null,null,null,null,null,null,null,null,null,null,22,"VIC Altona-Brooklyn (Powercor) 66 kV22","VIC Altona-Brooklyn (Powercor) 66 kV"]
[null,null,null,"Supplies Altona, Laverton North.The connection point is weather sensitive and summer peaking.",null,null,null,null,null,null,null,null,null,null,null,null,null,23,"VIC Altona-Brooklyn (Powercor) 66 kV23","VIC Altona-Brooklyn (Powercor) 66 kV"]
[null,null,null,"Load is transferred from Altona-Brooklyn 66 kV to Keilor East 66 kV and Deer Park 66kV over the outlook period.",null,null,null,null,null,null,null,null,null,null,null,null,null,24,"VIC Altona-Brooklyn (Powercor) 66 kV24","VIC Altona-Brooklyn (Powercor) 66 kV"]
[null,null,null,"Car manufacturing closures are expected over the outlook period.",null,null,null,null,null,null,null,null,null,null,null,null,null,25,"VIC Altona-Brooklyn (Powercor) 66 kV25","VIC Altona-Brooklyn (Powercor) 66 kV"]
[null,null,null,"Diversity factors: Summer = 0.92; Winter = 0.89.",null,null,null,null,null,null,null,null,null,null,null,null,null,26,"VIC Altona-Brooklyn (Powercor) 66 kV26","VIC Altona-Brooklyn (Powercor) 66 kV"]
[null,null,null,"Power factors: Summer = 0.99, lagging; Winter = 1, lagging.",null,null,null,null,null,null,null,null,null,null,null,null,null,27,"VIC Altona-Brooklyn (Powercor) 66 kV27","VIC Altona-Brooklyn (Powercor) 66 kV"]
[null,null,null,"The impact of embedded generation at Qenos has not been removed in this forecast, as it is not seperatly metered.",null,null,null,null,null,null,null,null,null,null,null,null,null,28,"VIC Altona-Brooklyn (Powercor) 66 kV28","VIC Altona-Brooklyn (Powercor) 66 kV"]
[null,null,null,null,null,null,null,null,null,null,null,null,null,null,null,null,null,29,"VIC Altona-Brooklyn (Powercor) 66 kV29","VIC Altona-Brooklyn (Powercor) 66 kV"]
[null,null,null,null,null,null,null,null,null,null,null,null,null,null,null,null,null,30,"VIC Altona-Brooklyn (Powercor) 66 kV30","VIC Altona-Brooklyn (Powercor) 66 kV"]
[null,null,null,null,null,null,null,null,null,null,null,null,null,null,null,null,null,31,"VIC Altona-Brooklyn (Powercor) 66 kV31","VIC Altona-Brooklyn (Powercor) 66 kV"]
[null,null,"VIC Ballarat (Powercor) 66 kV",null,null,null,null,null,null,null,null,null,null,null,null,null,null,1,"VIC Ballarat (Powercor) 66 kV1",{"$f":"C159","v":"VIC Ballarat (Powercor) 66 kV"}]
[null,null,null,null,null,null,null,null,null,null,null,null,null,null,null,null,null,2,"VIC Ballarat (Powercor) 66 kV2",{"$f":"T159","v":"VIC Ballarat (Powercor) 66 kV"}]
[null,null,null,"MAIN SECTORS",null,null,null,null,null,null,null,null,null,null,null,null,null,3,"VIC Ballarat (Powercor) 66 kV3","VIC Ballarat (Powercor) 66 kV"]
[null,null,null,"Mix of agricultural (cattle grazing, grape growing), residential and commercial (confectionary, food packaging, breweries).",null,null,null,null,null,null,null,null,null,null,null,null,null,4,"VIC Ballarat (Powercor) 66 kV4","VIC Ballarat (Powercor) 66 kV"]
[null,null,null,null,null,null,null,null,null,null,null,null,null,null,null,null,null,5,"VIC Ballarat (Powercor) 66 kV5","VIC Ballarat (Powercor) 66 kV"]
[null,null,null,null,null,null,null,null,null,null,null,null,null,null,null,null,null,{"$f":"MOD(ROW(Q164)-4,31)+1","v":6},"VIC Ballarat (Powercor) 66 kV6",{"$f":"T163","v":"VIC Ballarat (Powercor) 66 kV"}]
[null,null,null,null,null,null,null,null,null,null,null,null,null,null,null,null,null,7,"VIC Ballarat (Powercor) 66 kV7","VIC Ballarat (Powercor) 66 kV"]
[null,null,null,null,null,null,null,null,null,null,null,null,null,null,null,null,null,8,"VIC Ballarat (Powercor) 66 kV8","VIC Ballarat (Powercor) 66 kV"]
[null,null,null,"MEDIUM SCENARIO",null,null,null,null,null,null,null,null,null,null,null,null,null,9,"VIC Ballarat (Powercor) 66 kV9","VIC Ballarat (Powercor) 66 kV"]
[null,null,null,"Summer",null,null,null,null,null,null,null,null,null,null,null,null,null,10,"VIC Ballarat (Powercor) 66 kV10","VIC Ballarat (Powercor) 66 kV"]
[null,null,null,"Temperature corrected actuals have been relatively flat since 2008.",null,null,null,null,null,null,null,null,null,null,null,null,null,11,"VIC Ballarat (Powercor) 66 kV11","VIC Ballarat (Powercor) 66 kV"]
[null,null,null,"Forecast demand is flat over the outlook period.",null,null,null,null,null,null,null,null,null,null,null,null,null,12,"VIC Ballarat (Powercor) 66 kV12","VIC Ballarat (Powercor) 66 kV"]
[null,null,null,"The POE10 adjustment for PV and EE ranges from 6.5% to 11.8% over the outlook period, with EE contributing 0.1% to 0.9% of the adjustment.",null,null,null,null,null,null,null,null,null,null,null,null,null,13,"VIC Ballarat (Powercor) 66 kV13","VIC Ballarat (Powercor) 66 kV"]
[null,null,null,null,null,null,null,null,null,null,null,null,null,null,null,null,null,14,"VIC Ballarat (Powercor) 66 kV14","VIC Ballarat (Powercor) 66 kV"]
[null,null,null,null,null,null,null,null,null,null,null,null,null,null,null,null,null,15,"VIC Ballarat (Powercor) 66 kV15","VIC Ballarat (Powercor) 66 kV"]
[null,null,null,"Winter",null,null,null,null,null,null,null,null,null,null,null,null,null,16,"VIC Ballarat (Powercor) 66 kV16","VIC Ballarat (Powercor) 66 kV"]
[null,null,null,"Temperature corrected actuals declined from 2007 to 2012, and have grown since.",null,null,null,null,null,null,null,null,null,null,null,null,null,17,"VIC Ballarat (Powercor) 66 kV17","VIC Ballarat (Powercor) 66 kV"]
[null,null,null,"Forecast demand is increasing over the outlook period.",null,null,null,null,null,null,null,null,null,null,null,null,null,18,"VIC Ballarat (Powercor) 66 kV18","VIC Ballarat (Powercor) 66 kV"]
[null,null,null,"The POE10 adjustment for PV and EE ranges from 0.1% to 1% over the outlook period, with EE contributing 0.1% to 1% of the adjustment.",null,null,null,null,null,null,null,null,null,null,null,null,null,19,"VIC Ballarat (Powercor) 66 kV19","VIC Ballarat (Powercor) 66 kV"]
[null,null,null,null,null,null,null,null,null,null,null,null,null,null,null,null,null,20,"VIC Ballarat (Powercor) 66 kV20","VIC Ballarat (Powercor) 66 kV"]
[null,null,null,null,null,null,null,null,null,null,null,null,null,null,null,null,null,21,"VIC Ballarat (Powercor) 66 kV21","VIC Ballarat (Powercor) 66 kV"]
[null,null,null,"Other",null,null,null,null,null,null,null,null,null,null,null,null,null,22,"VIC Ballarat (Powercor) 66 kV22","VIC Ballarat (Powercor) 66 kV"]
[null,null,null,"Supplies Ararat, Ballarat, Bacchus Marsh.",null,null,null,null,null,null,null,null,null,null,null,null,null,23,"VIC Ballarat (Powercor) 66 kV23","VIC Ballarat (Powercor) 66 kV"]
[null,null,null,"The connection point is weather sensitive and maximum demand may occur in summer or winter.",null,null,null,null,null,null,null,null,null,null,null,null,null,24,"VIC Ballarat (Powercor) 66 kV24","VIC Ballarat (Powercor) 66 kV"]
[null,null,null,"The impact of embedded generation at Ballarat Base Hospital Plant and Hepburn Wind Farm has been removed in this forecast.",null,null,null,null,null,null,null,null,null,null,null,null,null,25,"VIC Ballarat (Powercor) 66 kV25","VIC Ballarat (Powercor) 66 kV"]
[null,null,null,"Diversity factors: Summer = 0.87; Winter = 0.9.",null,null,null,null,null,null,null,null,null,null,null,null,null,26,"VIC Ballarat (Powercor) 66 kV26","VIC Ballarat (Powercor) 66 kV"]
[null,null,null,"Power factors: Summer = 1, lagging; Winter = 1, lagging.",null,null,null,null,null,null,null,null,null,null,null,null,null,27,"VIC Ballarat (Powercor) 66 kV27","VIC Ballarat (Powercor) 66 kV"]
[null,null,null,null,null,null,null,null,null,null,null,null,null,null,null,null,null,28,"VIC Ballarat (Powercor) 66 kV28","VIC Ballarat (Powercor) 66 kV"]
[null,null,null,null,null,null,null,null,null,null,null,null,null,null,null,null,null,29,"VIC Ballarat (Powercor) 66 kV29","VIC Ballarat (Powercor) 66 kV"]
[null,null,null,null,null,null,null,null,null,null,null,null,null,null,null,null,null,30,"VIC Ballarat (Powercor) 66 kV30","VIC Ballarat (Powercor) 66 kV"]
[null,null,null,null,null,null,null,null,null,null,null,null,null,null,null,null,null,31,"VIC Ballarat (Powercor) 66 kV31","VIC Ballarat (Powercor) 66 kV"]
[null,null,"VIC Bendigo (Powercor) 22 kV",null,null,null,null,null,null,null,null,null,null,null,null,null,null,1,"VIC Bendigo (Powercor) 22 kV1",{"$f":"C190","v":"VIC Bendigo (Powercor) 22 kV"}]
[null,null,null,null,null,null,null,null,null,null,null,null,null,null,null,null,null,2,"VIC Bendigo (Powercor) 22 kV2",{"$f":"T190","v":"VIC Bendigo (Powercor) 22 kV"}]
[null,null,null,"MAIN SECTORS",null,null,null,null,null,null,null,null,null,null,null,null,null,3,"VIC Bendigo (Powercor) 22 kV3","VIC Bendigo (Powercor) 22 kV"]
[null,null,null,"Predominantly residential and commercial.",null,null,null,null,null,null,null,null,null,null,null,null,null,4,"VIC Bendigo (Powercor) 22 kV4","VIC Bendigo (Powercor) 22 kV"]
[null,null,null,null,null,null,null,null,null,null,null,null,null,null,null,null,null,5,"VIC Bendigo (Powercor) 22 kV5","VIC Bendigo (Powercor) 22 kV"]
[null,null,null,null,null,null,null,null,null,null,null,null,null,null,null,null,null,6,"VIC Bendigo (Powercor) 22 kV6","VIC Bendigo (Powercor) 22 kV"]
[null,null,null,null,null,null,null,null,null,null,null,null,null,null,null,null,null,7,"VIC Bendigo (Powercor) 22 kV7","VIC Bendigo (Powercor) 22 kV"]
[null,null,null,null,null,null,null,null,null,null,null,null,null,null,null,null,null,8,{"$f":"T197&R197","v":"VIC Bendigo (Powercor) 22 kV8"},"VIC Bendigo (Powercor) 22 kV"]
[null,null,null,"MEDIUM SCENARIO",null,null,null,null,null,null,null,null,null,null,null,null,null,9,"VIC Bendigo (Powercor) 22 kV9","VIC Bendigo (Powercor) 22 kV"]
[null,null,null,"Summer",null,null,null,null,null,null,null,null,null,null,null,null,null,10,"VIC Bendigo (Powercor) 22 kV10","VIC Bendigo (Powercor) 22 kV"]
[null,null,null,"Temperature corrected actuals declined from 2010 to 2012, and have grown since.",null,null,null,null,null,null,null,null,null,null,null,null,null,11,"VIC Bendigo (Powercor) 22 kV11","VIC Bendigo (Powercor) 22 kV"]
[null,null,null,"Forecast demand is increasing over the outlook period.",null,null,null,null,null,null,null,null,null,null,null,null,null,12,"VIC Bendigo (Powercor) 22 kV12","VIC Bendigo (Powercor) 22 kV"]
[null,null,null,"The POE10 adjustment for PV and EE ranges from 7.7% to 14.5% over the outlook period, with EE contributing 0.4% to 2.5% of the adjustment.",null,null,null,null,null,null,null,null,null,null,null,null,null,13,"VIC Bendigo (Powercor) 22 kV13","VIC Bendigo (Powercor) 22 kV"]
[null,null,null,null,null,null,null,null,null,null,null,null,null,null,null,null,null,14,"VIC Bendigo (Powercor) 22 kV14","VIC Bendigo (Powercor) 22 kV"]
[null,null,null,null,null,null,null,null,null,null,null,null,null,null,null,null,null,15,"VIC Bendigo (Powercor) 22 kV15","VIC Bendigo (Powercor) 22 kV"]
[null,null,null,"Winter",null,null,null,null,null,null,null,null,null,null,null,null,null,16,"VIC Bendigo (Powercor) 22 kV16","VIC Bendigo (Powercor) 22 kV"]
[null,null,null,"Temperature corrected actuals declined from 2010 to 2012, and have grown since.",null,null,null,null,null,null,null,null,null,null,null,null,null,17,"VIC Bendigo (Powercor) 22 kV17","VIC Bendigo (Powercor) 22 kV"]
[null,null,null,"Forecast demand is increasing over the outlook period.",null,null,null,null,null,null,null,null,null,null,null,null,null,18,"VIC Bendigo (Powercor) 22 kV18","VIC Bendigo (Powercor) 22 kV"]
[null,null,null,"The POE10 adjustment for PV and EE ranges from 0.5% to 3.4% over the outlook period, with EE contributing 0.5% to 3.4% of the adjustment.",null,null,null,null,null,null,null,null,null,null,null,null,null,19,"VIC Bendigo (Powercor) 22 kV19","VIC Bendigo (Powercor) 22 kV"]
[null,null,null,null,null,null,null,null,null,null,null,null,null,null,null,null,null,20,"VIC Bendigo (Powercor) 22 kV20","VIC Bendigo (Powercor) 22 kV"]
[null,null,null,null,null,null,null,null,null,null,null,null,null,null,null,null,null,21,"VIC Bendigo (Powercor) 22 kV21","VIC Bendigo (Powercor) 22 kV"]
[null,null,null,"Other",null,null,null,null,null,null,null,null,null,null,null,null,null,22,"VIC Bendigo (Powercor) 22 kV22","VIC Bendigo (Powercor) 22 kV"]
[null,null,null,"Supplies Bendigo.",null,null,null,null,null,null,null,null,null,null,null,null,null,23,"VIC Bendigo (Powercor) 22 kV23","VIC Bendigo (Powercor) 22 kV"]
[null,null,null,"The connection point is weather sensitive and summer peaking.",null,null,null,null,null,null,null,null,null,null,null,null,null,24,"VIC Bendigo (Powercor) 22 kV24","VIC Bendigo (Powercor) 22 kV"]
[null,null,null,"Load is transferred from Bendigo 66 kV to Bendigo 22 kV over the outlook period.",null,null,null,null,null,null,null,null,null,null,null,null,null,25,"VIC Bendigo (Powercor) 22 kV25","VIC Bendigo (Powercor) 22 kV"]
[null,null,null,"Diversity factors: Summer = 0.89; Winter = 1.",null,null,null,null,null,null,null,null,null,null,null,null,null,26,"VIC Bendigo (Powercor) 22 kV26","VIC Bendigo (Powercor) 22 kV"]
[null,null,null,"Power factors: Summer = 0.98, lagging; Winter = 1, lagging.",null,null,null,null,null,null,null,null,null,null,null,null,null,27,"VIC Bendigo (Powercor) 22 kV27","VIC Bendigo (Powercor) 22 kV"]
[null,null,null,null,null,null,null,null,null,null,null,null,null,null,null,null,null,28,"VIC Bendigo (Powercor) 22 kV28","VIC Bendigo (Powercor) 22 kV"]
[null,null,null,null,null,null,null,null,null,null,null,null,null,null,null,null,null,29,"VIC Bendigo (Powercor) 22 kV29","VIC Bendigo (Powercor) 22 kV"]
[null,null,null,null,null,null,null,null,null,null,null,null,null,null,null,null,null,30,"VIC Bendigo (Powercor) 22 kV30","VIC Bendigo (Powercor) 22 kV"]
[null,null,null,null,null,null,null,null,null,null,null,null,null,null,null,null,null,31,"VIC Bendigo (Powercor) 22 kV31","VIC Bendigo (Powercor) 22 kV"]
[null,null,"VIC Bendigo (Powercor) 66 kV",null,null,null,null,null,null,null,null,null,null,null,null,null,null,1,"VIC Bendigo (Powercor) 66 kV1",{"$f":"C221","v":"VIC Bendigo (Powercor) 66 kV"}]
[null,null,null,null,null,null,null,null,null,null,null,null,null,null,null,null,null,2,"VIC Bendigo (Powercor) 66 kV2",{"$f":"T221","v":"VIC Bendigo (Powercor) 66 kV"}]
[null,null,null,"MAIN SECTORS",null,null,null,null,null,null,null,null,null,null,null,null,null,3,"VIC Bendigo (Powercor) 66 kV3","VIC Bendigo (Powercor) 66 kV"]
[null,null,null,"Mix of agricultural (poultry, pigs, grape growing), residential and commercial.",null,null,null,null,null,null,null,null,null,null,null,null,null,4,"VIC Bendigo (Powercor) 66 kV4","VIC Bendigo (Powercor) 66 kV"]
[null,null,null,null,null,null,null,null,null,null,null,null,null,null,null,null,null,5,"VIC Bendigo (Powercor) 66 kV5","VIC Bendigo (Powercor) 66 kV"]
[null,null,null,null,null,null,null,null,null,null,null,null,null,null,null,null,null,6,"VIC Bendigo (Powercor) 66 kV6","VIC Bendigo (Powercor) 66 kV"]
[null,null,null,null,null,null,null,null,null,null,null,null,null,null,null,null,null,7,"VIC Bendigo (Powercor) 66 kV7","VIC Bendigo (Powercor) 66 kV"]
[null,null,null,null,null,null,null,null,null,null,null,null,null,null,null,null,null,{"$f":"MOD(ROW(Q228)-4,31)+1","v":8},"VIC Bendigo (Powercor) 66 kV8",{"$f":"T227","v":"VIC Bendigo (Powercor) 66 kV"}]
[null,null,null,"MEDIUM SCENARIO",null,null,null,null,null,null,null,null,null,null,null,null,null,9,"VIC Bendigo (Powercor) 66 kV9","VIC Bendigo (Powercor) 66 kV"]
[null,null,null,"Summer",null,null,null,null,null,null,null,null,null,null,null,null,null,10,"VIC Bendigo (Powercor) 66 kV10","VIC Bendigo (Powercor) 66 kV"]
[null,null,null,"Temperature corrected actuals have been relatively flat since 2009.",null,null,null,null,null,null,null,null,null,null,null,null,null,11,"VIC Bendigo (Powercor) 66 kV11","VIC Bendigo (Powercor) 66 kV"]
[null,null,null,"Forecast demand is flat over the outlook period.",null,null,null,null,null,null,null,null,null,null,null,null,null,12,"VIC Bendigo (Powercor) 66 kV12","VIC Bendigo (Powercor) 66 kV"]
[null,null,null,"The POE10 adjustment for PV and EE ranges from 4.4% to 8% over the outlook period, with EE contributing 0% to 0.1% of the adjustment.",null,null,null,null,null,null,null,null,null,null,null,null,null,13,"VIC Bendigo (Powercor) 66 kV13","VIC Bendigo (Powercor) 66 kV"]
[null,null,null,null,null,null,null,null,null,null,null,null,null,null,null,null,null,14,"VIC Bendigo (Powercor) 66 kV14","VIC Bendigo (Powercor) 66 kV"]
[null,null,null,null,null,null,null,null,null,null,null,null,null,null,null,null,null,15,"VIC Bendigo (Powercor) 66 kV15","VIC Bendigo (Powercor) 66 kV"]
[null,null,null,"Winter",null,null,null,null,null,null,null,null,null,null,null,null,null,16,"VIC Bendigo (Powercor) 66 kV16","VIC Bendigo (Powercor) 66 kV"]
[null,null,null,"Temperature corrected actuals have decreased since 2010.",null,null,null,null,null,null,null,null,null,null,null,null,null,17,"VIC Bendigo (Powercor) 66 kV17","VIC Bendigo (Powercor) 66 kV"]
[null,null,null,"Forecast demand is increasing over the outlook period.",null,null,null,null,null,null,null,null,null,null,null,null,null,18,"VIC Bendigo (Powercor) 66 kV18","VIC Bendigo (Powercor) 66 kV"]
[null,null,null,"The POE10 adjustment for PV and EE ranges from 0% to 0.2% over the outlook period, with EE contributing 0% to 0.2% of the adjustment.",null,null,null,null,null,null,null,null,null,null,null,null,null,19,"VIC Bendigo (Powercor) 66 kV19","VIC Bendigo (Powercor) 66 kV"]
[null,null,null,null,null,null,null,null,null,null,null,null,null,null,null,null,null,20,"VIC Bendigo (Powercor) 66 kV20","VIC Bendigo (Powercor) 66 kV"]
[null,null,null,null,null,null,null,null,null,null,null,null,null,null,null,null,null,21,"VIC Bendigo (Powercor) 66 kV21","VIC Bendigo (Powercor) 66 kV"]
[null,null,null,"Other",null,null,null,null,null,null,null,null,null,null,null,null,null,22,"VIC Bendigo (Powercor) 66 kV22","VIC Bendigo (Powercor) 66 kV"]
[null,null,null,"Supplies Bendigo, Castlemaine, Charlton, Eaglehawk, Inglewood, Maryborough.",null,null,null,null,null,null,null,null,null,null,null,null,null,23,"VIC Bendigo (Powercor) 66 kV23","VIC Bendigo (Powercor) 66 kV"]
[null,null,null,"The connection point is weather sensitive and summer peaking.",null,null,null,null,null,null,null,null,null,null,null,null,null,24,"VIC Bendigo (Powercor) 66 kV24","VIC Bendigo (Powercor) 66 kV"]
[null,null,null,"Load is transferred from Bendigo 66 kV to Bendigo 22 kV over the outlook period.",null,null,null,null,null,null,null,null,null,null,null,null,null,25,"VIC Bendigo (Powercor) 66 kV25","VIC Bendigo (Powercor) 66 kV"]
[null,null,null,"New commercials loads planned from 2017. Diversity factors: Summer = 0.91; Winter = 0.98.",null,null,null,null,null,null,null,null,null,null,null,null,null,26,"VIC Bendigo (Powercor) 66 kV26","VIC Bendigo (Powercor) 66 kV"]
[null,null,null,"Power factors: Summer = 0.99, lagging; Winter = 1, lagging.",null,null,null,null,null,null,null,null,null,null,null,null,null,27,"VIC Bendigo (Powercor) 66 kV27","VIC Bendigo (Powercor) 66 kV"]
[null,null,null,null,null,null,null,null,null,null,null,null,null,null,null,null,null,28,"VIC Bendigo (Powercor) 66 kV28","VIC Bendigo (Powercor) 66 kV"]
[null,null,null,null,null,null,null,null,null,null,null,null,null,null,null,null,null,29,"VIC Bendigo (Powercor) 66 kV29","VIC Bendigo (Powercor) 66 kV"]
[null,null,null,null,null,null,null,null,null,null,null,null,null,null,null,null,null,30,"VIC Bendigo (Powercor) 66 kV30","VIC Bendigo (Powercor) 66 kV"]
[null,null,null,null,null,null,null,null,null,null,null,null,null,null,null,null,null,31,"VIC Bendigo (Powercor) 66 kV31","VIC Bendigo (Powercor) 66 kV"]
[null,null,"VIC Brooklyn (Powercor) 66 kV - Onesteel",null,null,null,null,null,null,null,null,null,null,null,null,null,null,1,"VIC Brooklyn (Powercor) 66 kV - Onesteel1",{"$f":"C252","v":"VIC Brooklyn (Powercor) 66 kV - Onesteel"}]
[null,null,null,null,null,null,null,null,null,null,null,null,null,null,null,null,null,2,"VIC Brooklyn (Powercor) 66 kV - Onesteel2",{"$f":"T252","v":"VIC Brooklyn (Powercor) 66 kV - Onesteel"}]
[null,null,null,"MAIN SECTORS",null,null,null,null,null,null,null,null,null,null,null,null,null,3,"VIC Brooklyn (Powercor) 66 kV - Onesteel3","VIC Brooklyn (Powercor) 66 kV - Onesteel"]
[null,null,null,null,null,null,null,null,null,null,null,null,null,null,null,null,null,4,"VIC Brooklyn (Powercor) 66 kV - Onesteel4","VIC Brooklyn (Powercor) 66 kV - Onesteel"]
[null,null,null,null,null,null,null,null,null,null,null,null,null,null,null,null,null,5,"VIC Brooklyn (Powercor) 66 kV - Onesteel5","VIC Brooklyn (Powercor) 66 kV - Onesteel"]
[null,null,null,null,null,null,null,null,null,null,null,null,null,null,null,null,null,6,"VIC Brooklyn (Powercor) 66 kV - Onesteel6","VIC Brooklyn (Powercor) 66 kV - Onesteel"]
[null,null,null,null,null,null,null,null,null,null,null,null,null,null,null,null,null,7,"VIC Brooklyn (Powercor) 66 kV - Onesteel7","VIC Brooklyn (Powercor) 66 kV - Onesteel"]
[null,null,null,null,null,null,null,null,null,null,null,null,null,null,null,null,null,8,"VIC Brooklyn (Powercor) 66 kV - Onesteel8","VIC Brooklyn (Powercor) 66 kV - Onesteel"]
[null,null,null,"MEDIUM SCENARIO",null,null,null,null,null,null,null,null,null,null,null,null,null,9,"VIC Brooklyn (Powercor) 66 kV - Onesteel9","VIC Brooklyn (Powercor) 66 kV - Onesteel"]
[null,null,null,"Summer",null,null,null,null,null,null,null,null,null,null,null,null,null,10,{"$f":"T261&R261","v":"VIC Brooklyn (Powercor) 66 kV - Onesteel10"},"VIC Brooklyn (Powercor) 66 kV - Onesteel"]
[null,null,null,null,null,null,null,null,null,null,null,null,null,null,null,null,null,11,"VIC Brooklyn (Powercor) 66 kV - Onesteel11","VIC Brooklyn (Powercor) 66 kV - Onesteel"]
[null,null,null,null,null,null,null,null,null,null,null,null,null,null,null,null,null,12,"VIC Brooklyn (Powercor) 66 kV - Onesteel12","VIC Brooklyn (Powercor) 66 kV - Onesteel"]
[null,null,null,null,null,null,null,null,null,null,null,null,null,null,null,null,null,13,"VIC Brooklyn (Powercor) 66 kV - Onesteel13","VIC Brooklyn (Powercor) 66 kV - Onesteel"]
[null,null,null,null,null,null,null,null,null,null,null,null,null,null,null,null,null,14,"VIC Brooklyn (Powercor) 66 kV - Onesteel14","VIC Brooklyn (Powercor) 66 kV - Onesteel"]
[null,null,null,null,null,null,null,null,null,null,null,null,null,null,null,null,null,15,"VIC Brooklyn (Powercor) 66 kV - Onesteel15","VIC Brooklyn (Powercor) 66 kV - Onesteel"]
[null,null,null,"Winter",null,null,null,null,null,null,null,null,null,null,null,null,null,16,"VIC Brooklyn (Powercor) 66 kV - Onesteel16","VIC Brooklyn (Powercor) 66 kV - Onesteel"]
[null,null,null,null,null,null,null,null,null,null,null,null,null,null,null,null,null,17,"VIC Brooklyn (Powercor) 66 kV - Onesteel17","VIC Brooklyn (Powercor) 66 kV - Onesteel"]
[null,null,null,null,null,null,null,null,null,null,null,null,null,null,null,null,null,18,"VIC Brooklyn (Powercor) 66 kV - Onesteel18","VIC Brooklyn (Powercor) 66 kV - Onesteel"]
[null,null,null,null,null,null,null,null,null,null,null,null,null,null,null,null,null,19,"VIC Brooklyn (Powercor) 66 kV - Onesteel19","VIC Brooklyn (Powercor) 66 kV - Onesteel"]
[null,null,null,null,null,null,null,null,null,null,null,null,null,null,null,null,null,20,"VIC Brooklyn (Powercor) 66 kV - Onesteel20","VIC Brooklyn (Powercor) 66 kV - Onesteel"]
[null,null,null,null,null,null,null,null,null,null,null,null,null,null,null,null,null,21,"VIC Brooklyn (Powercor) 66 kV - Onesteel21","VIC Brooklyn (Powercor) 66 kV - Onesteel"]
[null,null,null,"Other",null,null,null,null,null,null,null,null,null,null,null,null,null,22,"VIC Brooklyn (Powercor) 66 kV - Onesteel22","VIC Brooklyn (Powercor) 66 kV - Onesteel"]
[null,null,null,"This forecast is confidential.",null,null,null,null,null,null,null,null,null,null,null,null,null,23,"VIC Brooklyn (Powercor) 66 kV - Onesteel23","VIC Brooklyn (Powercor) 66 kV - Onesteel"]
[null,null,null,null,null,null,null,null,null,null,null,null,null,null,null,null,null,24,"VIC Brooklyn (Powercor) 66 kV - Onesteel24","VIC Brooklyn (Powercor) 66 kV - Onesteel"]
[null,null,null,null,null,null,null,null,null,null,null,null,null,null,null,null,null,25,"VIC Brooklyn (Powercor) 66 kV - Onesteel25","VIC Brooklyn (Powercor) 66 kV - Onesteel"]
[null,null,null,null,null,null,null,null,null,null,null,null,null,null,null,null,null,26,"VIC Brooklyn (Powercor) 66 kV - Onesteel26","VIC Brooklyn (Powercor) 66 kV - Onesteel"]
[null,null,null,null,null,null,null,null,null,null,null,null,null,null,null,null,null,27,"VIC Brooklyn (Powercor) 66 kV - Onesteel27","VIC Brooklyn (Powercor) 66 kV - Onesteel"]
[null,null,null,null,null,null,null,null,null,null,null,null,null,null,null,null,null,28,"VIC Brooklyn (Powercor) 66 kV - Onesteel28","VIC Brooklyn (Powercor) 66 kV - Onesteel"]
[null,null,null,null,null,null,null,null,null,null,null,null,null,null,null,null,null,29,"VIC Brooklyn (Powercor) 66 kV - Onesteel29","VIC Brooklyn (Powercor) 66 kV - Onesteel"]
[null,null,null,null,null,null,null,null,null,null,null,null,null,null,null,null,null,30,"VIC Brooklyn (Powercor) 66 kV - Onesteel30","VIC Brooklyn (Powercor) 66 kV - Onesteel"]
[null,null,null,null,null,null,null,null,null,null,null,null,null,null,null,null,null,31,"VIC Brooklyn (Powercor) 66 kV - Onesteel31","VIC Brooklyn (Powercor) 66 kV - Onesteel"]
[null,null,"VIC Brooklyn (Jemena) 22 kV",null,null,null,null,null,null,null,null,null,null,null,null,null,null,1,"VIC Brooklyn (Jemena) 22 kV1",{"$f":"C283","v":"VIC Brooklyn (Jemena) 22 kV"}]
[null,null,null,null,null,null,null,null,null,null,null,null,null,null,null,null,null,2,"VIC Brooklyn (Jemena) 22 kV2",{"$f":"T283","v":"VIC Brooklyn (Jemena) 22 kV"}]
[null,null,null,"MAIN SECTORS",null,null,null,null,null,null,null,null,null,null,null,null,null,3,"VIC Brooklyn (Jemena) 22 kV3","VIC Brooklyn (Jemena) 22 kV"]
[null,null,null,"Utility pumping load.",null,null,null,null,null,null,null,null,null,null,null,null,null,4,"VIC Brooklyn (Jemena) 22 kV4","VIC Brooklyn (Jemena) 22 kV"]
[null,null,null,null,null,null,null,null,null,null,null,null,null,null,null,null,null,5,"VIC Brooklyn (Jemena) 22 kV5","VIC Brooklyn (Jemena) 22 kV"]
[null,null,null,null,null,null,null,null,null,null,null,null,null,null,null,null,null,6,"VIC Brooklyn (Jemena) 22 kV6","VIC Brooklyn (Jemena) 22 kV"]
[null,null,null,null,null,null,null,null,null,null,null,null,null,null,null,null,null,7,"VIC Brooklyn (Jemena) 22 kV7","VIC Brooklyn (Jemena) 22 kV"]
[null,null,null,null,null,null,null,null,null,null,null,null,null,null,null,null,null,8,"VIC Brooklyn (Jemena) 22 kV8","VIC Brooklyn (Jemena) 22 kV"]
[null,null,null,"MEDIUM SCENARIO",null,null,null,null,null,null,null,null,null,null,null,null,null,9,"VIC Brooklyn (Jemena) 22 kV9","VIC Brooklyn (Jemena) 22 kV"]
[null,null,null,"Summer",null,null,null,null,null,null,null,null,null,null,null,null,null,{"$f":"MOD(ROW(Q292)-4,31)+1","v":10},"VIC Brooklyn (Jemena) 22 kV10",{"$f":"T291","v":"VIC Brooklyn (Jemena) 22 kV"}]
[null,null,null,"Temperature corrected actuals have grown and then declined since 2008.",null,null,null,null,null,null,null,null,null,null,null,null,null,11,"VIC Brooklyn (Jemena) 22 kV11","VIC Brooklyn (Jemena) 22 kV"]
[null,null,null,"Forecast demand is flat over the outlook period.",null,null,null,null,null,null,null,null,null,null,null,null,null,12,"VIC Brooklyn (Jemena) 22 kV12","VIC Brooklyn (Jemena) 22 kV"]
[null,null,null,"The POE10 offset for PV and EE is zero.",null,null,null,null,null,null,null,null,null,null,null,null,null,13,"VIC Brooklyn (Jemena) 22 kV13","VIC Brooklyn (Jemena) 22 kV"]
[null,null,null,null,null,null,null,null,null,null,null,null,null,null,null,null,null,14,"VIC Brooklyn (Jemena) 22 kV14","VIC Brooklyn (Jemena) 22 kV"]
[null,null,null,null,null,null,null,null,null,null,null,null,null,null,null,null,null,15,"VIC Brooklyn (Jemena) 22 kV15","VIC Brooklyn (Jemena) 22 kV"]
[null,null,null,"Winter",null,null,null,null,null,null,null,null,null,null,null,null,null,16,"VIC Brooklyn (Jemena) 22 kV16","VIC Brooklyn (Jemena) 22 kV"]
[null,null,null,"Temperature corrected actuals have been relatively flat since 2012.",null,null,null,null,null,null,null,null,null,null,null,null,null,17,"VIC Brooklyn (Jemena) 22 kV17","VIC Brooklyn (Jemena) 22 kV"]
[null,null,null,"Forecast demand is flat over the outlook period.",null,null,null,null,null,null,null,null,null,null,null,null,null,18,"VIC Brooklyn (Jemena) 22 kV18","VIC Brooklyn (Jemena) 22 kV"]
[null,null,null,"The POE10 offset for PV and EE is zero.",null,null,null,null,null,null,null,null,null,null,null,null,null,19,"VIC Brooklyn (Jemena) 22 kV19","VIC Brooklyn (Jemena) 22 kV"]
[null,null,null,null,null,null,null,null,null,null,null,null,null,null,null,null,null,20,"VIC Brooklyn (Jemena) 22 kV20","VIC Brooklyn (Jemena) 22 kV"]
[null,null,null,null,null,null,null,null,null,null,null,null,null,null,null,null,null,21,"VIC Brooklyn (Jemena) 22 kV21","VIC Brooklyn (Jemena) 22 kV"]
[null,null,null,"Other",null,null,null,null,null,null,null,null,null,null,null,null,null,22,"VIC Brooklyn (Jemena) 22 kV22","VIC Brooklyn (Jemena) 22 kV"]
[null,null,null,"This connection point is not weather sensitive.",null,null,null,null,null,null,null,null,null,null,null,null,null,23,"VIC Brooklyn (Jemena) 22 kV23","VIC Brooklyn (Jemena) 22 kV"]
[null,null,null,"Diversity factors: Summer = 0.47; Winter = 0.67.",null,null,null,null,null,null,null,null,null,null,null,null,null,24,"VIC Brooklyn (Jemena) 22 kV24","VIC Brooklyn (Jemena) 22 kV"]
[null,null,null,"Power factors: Summer = 0.86, lagging; Winter = 0.87, lagging.",null,null,null,null,null,null,null,null,null,null,null,null,null,25,"VIC Brooklyn (Jemena) 22 kV25","VIC Brooklyn (Jemena) 22 kV"]
[null,null,null,null,null,null,null,null,null,null,null,null,null,null,null,null,null,26,"VIC Brooklyn (Jemena) 22 kV26","VIC Brooklyn (Jemena) 22 kV"]
[null,null,null,null,null,null,null,null,null,null,null,null,null,null,null,null,null,27,"VIC Brooklyn (Jemena) 22 kV27","VIC Brooklyn (Jemena) 22 kV"]
[null,null,null,null,null,null,null,null,null,null,null,null,null,null,null,null,null,28,"VIC Brooklyn (Jemena) 22 kV28","VIC Brooklyn (Jemena) 22 kV"]
[null,null,null,null,null,null,null,null,null,null,null,null,null,null,null,null,null,29,"VIC Brooklyn (Jemena) 22 kV29","VIC Brooklyn (Jemena) 22 kV"]
[null,null,null,null,null,null,null,null,null,null,null,null,null,null,null,null,null,30,"VIC Brooklyn (Jemena) 22 kV30","VIC Brooklyn (Jemena) 22 kV"]
[null,null,null,null,null,null,null,null,null,null,null,null,null,null,null,null,null,31,"VIC Brooklyn (Jemena) 22 kV31","VIC Brooklyn (Jemena) 22 kV"]
[null,null,"VIC Brooklyn (Powercor) 22 kV",null,null,null,null,null,null,null,null,null,null,null,null,null,null,1,"VIC Brooklyn (Powercor) 22 kV1",{"$f":"C314","v":"VIC Brooklyn (Powercor) 22 kV"}]
[null,null,null,null,null,null,null,null,null,null,null,null,null,null,null,null,null,2,"VIC Brooklyn (Powercor) 22 kV2",{"$f":"T314","v":"VIC Brooklyn (Powercor) 22 kV"}]
[null,null,null,"MAIN SECTORS",null,null,null,null,null,null,null,null,null,null,null,null,null,3,"VIC Brooklyn (Powercor) 22 kV3","VIC Brooklyn (Powercor) 22 kV"]
[null,null,null,"Predominantly commercial and industrial.",null,null,null,null,null,null,null,null,null,null,null,null,null,4,"VIC Brooklyn (Powercor) 22 kV4","VIC Brooklyn (Powercor) 22 kV"]
[null,null,null,"Includes oil refinery loads.",null,null,null,null,null,null,null,null,null,null,null,null,null,5,"VIC Brooklyn (Powercor) 22 kV5","VIC Brooklyn (Powercor) 22 kV"]
[null,null,null,null,null,null,null,null,null,null,null,null,null,null,null,null,null,6,"VIC Brooklyn (Powercor) 22 kV6","VIC Brooklyn (Powercor) 22 kV"]
[null,null,null,null,null,null,null,null,null,null,null,null,null,null,null,null,null,7,"VIC Brooklyn (Powercor) 22 kV7","VIC Brooklyn (Powercor) 22 kV"]
[null,null,null,null,null,null,null,null,null,null,null,null,null,null,null,null,null,8,"VIC Brooklyn (Powercor) 22 kV8","VIC Brooklyn (Powercor) 22 kV"]
[null,null,null,"MEDIUM SCENARIO",null,null,null,null,null,null,null,null,null,null,null,null,null,9,"VIC Brooklyn (Powercor) 22 kV9","VIC Brooklyn (Powercor) 22 kV"]
[null,null,null,"Summer",null,null,null,null,null,null,null,null,null,null,null,null,null,10,"VIC Brooklyn (Powercor) 22 kV10","VIC Brooklyn (Powercor) 22 kV"]
[null,null,null,"Temperature corrected actuals have been relatively flat since 2005, with the exception of a step increase prior to summer of 13/14.",null,null,null,null,null,null,null,null,null,null,null,null,null,11,"VIC Brooklyn (Powercor) 22 kV11","VIC Brooklyn (Powercor) 22 kV"]
[null,null,null,"Forecast demand is flat over the outlook period.",null,null,null,null,null,null,null,null,null,null,null,null,null,12,{"$f":"T325&R325","v":"VIC Brooklyn (Powercor) 22 kV12"},"VIC Brooklyn (Powercor) 22 kV"]
[null,null,null,"The POE10 adjustment for PV and EE ranges from 2.4% to 7% over the outlook period, with EE contributing 0.1% to 0.4% of the adjustment.",null,null,null,null,null,null,null,null,null,null,null,null,null,13,"VIC Brooklyn (Powercor) 22 kV13","VIC Brooklyn (Powercor) 22 kV"]
[null,null,null,null,null,null,null,null,null,null,null,null,null,null,null,null,null,14,"VIC Brooklyn (Powercor) 22 kV14","VIC Brooklyn (Powercor) 22 kV"]
[null,null,null,null,null,null,null,null,null,null,null,null,null,null,null,null,null,15,"VIC Brooklyn (Powercor) 22 kV15","VIC Brooklyn (Powercor) 22 kV"]
[null,null,null,"Winter",null,null,null,null,null,null,null,null,null,null,null,null,null,16,"VIC Brooklyn (Powercor) 22 kV16","VIC Brooklyn (Powercor) 22 kV"]
[null,null,null,"Temperature corrected actuals have been relatively flat since 2005, with the exception of a step increase prior to winter of 2014.",null,null,null,null,null,null,null,null,null,null,null,null,null,17,"VIC Brooklyn (Powercor) 22 kV17","VIC Brooklyn (Powercor) 22 kV"]
[null,null,null,"Forecast demand is increasing over the outlook period.",null,null,null,null,null,null,null,null,null,null,null,null,null,18,"VIC Brooklyn (Powercor) 22 kV18","VIC Brooklyn (Powercor) 22 kV"]
[null,null,null,"The POE10 adjustment for PV and EE ranges from 0.6% to 1.7% over the outlook period, with EE contributing 0% to 0.4% of the adjustment.",null,null,null,null,null,null,null,null,null,null,null,null,null,19,"VIC Brooklyn (Powercor) 22 kV19","VIC Brooklyn (Powercor) 22 kV"]
[null,null,null,null,null,null,null,null,null,null,null,null,null,null,null,null,null,20,"VIC Brooklyn (Powercor) 22 kV20","VIC Brooklyn (Powercor) 22 kV"]
[null,null,null,null,null,null,null,null,null,null,null,null,null,null,null,null,null,21,"VIC Brooklyn (Powercor) 22 kV21","VIC Brooklyn (Powercor) 22 kV"]
[null,null,null,"Other",null,null,null,null,null,null,null,null,null,null,null,null,null,22,"VIC Brooklyn (Powercor) 22 kV22","VIC Brooklyn (Powercor) 22 kV"]
[null,null,null,"Supplies Brooklyn.The connection point is weather sensitive and maximum demand may occur in summer or winter.",null,null,null,null,null,null,null,null,null,null,null,null,null,23,"VIC Brooklyn (Powercor) 22 kV23","VIC Brooklyn (Powercor) 22 kV"]
[null,null,null,"Diversity factors: Summer = 0.9; Winter = 0.83.",null,null,null,null,null,null,null,null,null,null,null,null,null,24,"VIC Brooklyn (Powercor) 22 kV24","VIC Brooklyn (Powercor) 22 kV"]
[null,null,null,"Power factors: Summer = 0.86, lagging; Winter = 0.87, lagging.",null,null,null,null,null,null,null,null,null,null,null,null,null,25,"VIC Brooklyn (Powercor) 22 kV25","VIC Brooklyn (Powercor) 22 kV"]
[null,null,null,null,null,null,null,null,null,null,null,null,null,null,null,null,null,26,"VIC Brooklyn (Powercor) 22 kV26","VIC Brooklyn (Powercor) 22 kV"]
[null,null,null,null,null,null,null,null,null,null,null,null,null,null,null,null,null,27,"VIC Brooklyn (Powercor) 22 kV27","VIC Brooklyn (Powercor) 22 kV"]
[null,null,null,null,null,null,null,null,null,null,null,null,null,null,null,null,null,28,"VIC Brooklyn (Powercor) 22 kV28","VIC Brooklyn (Powercor) 22 kV"]
[null,null,null,null,null,null,null,null,null,null,null,null,null,null,null,null,null,29,"VIC Brooklyn (Powercor) 22 kV29","VIC Brooklyn (Powercor) 22 kV"]
[null,null,null,null,null,null,null,null,null,null,null,null,null,null,null,null,null,30,"VIC Brooklyn (Powercor) 22 kV30","VIC Brooklyn (Powercor) 22 kV"]
[null,null,null,null,null,null,null,null,null,null,null,null,null,null,null,null,null,31,"VIC Brooklyn (Powercor) 22 kV31","VIC Brooklyn (Powercor) 22 kV"]
[null,null,"VIC Brunswick (CitiPower) 22 kV",null,null,null,null,null,null,null,null,null,null,null,null,null,null,1,"VIC Brunswick (CitiPower) 22 kV1",{"$f":"C345","v":"VIC Brunswick (CitiPower) 22 kV"}]
[null,null,null,null,null,null,null,null,null,null,null,null,null,null,null,null,null,2,"VIC Brunswick (CitiPower) 22 kV2",{"$f":"T345","v":"VIC Brunswick (CitiPower) 22 kV"}]
[null,null,null,"MAIN SECTORS",null,null,null,null,null,null,null,null,null,null,null,null,null,3,"VIC Brunswick (CitiPower) 22 kV3","VIC Brunswick (CitiPower) 22 kV"]
[null,null,null,"Mix of industrial, residential and commercial.",null,null,null,null,null,null,null,null,null,null,null,null,null,4,"VIC Brunswick (CitiPower) 22 kV4","VIC Brunswick (CitiPower) 22 kV"]
[null,null,null,null,null,null,null,null,null,null,null,null,null,null,null,null,null,5,"VIC Brunswick (CitiPower) 22 kV5","VIC Brunswick (CitiPower) 22 kV"]
[null,null,null,null,null,null,null,null,null,null,null,null,null,null,null,null,null,6,"VIC Brunswick (CitiPower) 22 kV6","VIC Brunswick (CitiPower) 22 kV"]
[null,null,null,null,null,null,null,null,null,null,null,null,null,null,null,null,null,7,"VIC Brunswick (CitiPower) 22 kV7","VIC Brunswick (CitiPower) 22 kV"]
[null,null,null,null,null,null,null,null,null,null,null,null,null,null,null,null,null,8,"VIC Brunswick (CitiPower) 22 kV8","VIC Brunswick (CitiPower) 22 kV"]
[null,null,null,"MEDIUM SCENARIO",null,null,null,null,null,null,null,null,null,null,null,null,null,9,"VIC Brunswick (CitiPower) 22 kV9","VIC Brunswick (CitiPower) 22 kV"]
[null,null,null,"Summer",null,null,null,null,null,null,null,null,null,null,null,null,null,10,"VIC Brunswick (CitiPower) 22 kV10","VIC Brunswick (CitiPower) 22 kV"]
[null,null,null,"Temperature corrected actuals have been relatively flat since 2005.",null,null,null,null,null,null,null,null,null,null,null,null,null,11,"VIC Brunswick (CitiPower) 22 kV11","VIC Brunswick (CitiPower) 22 kV"]
[null,null,null,"Forecast demand is flat over the outlook period.",null,null,null,null,null,null,null,null,null,null,null,null,null,{"$f":"MOD(ROW(Q356)-4,31)+1","v":12},"VIC Brunswick (CitiPower) 22 kV12",{"$f":"T355","v":"VIC Brunswick (CitiPower) 22 kV"}]
[null,null,null,"The POE10 adjustment for PV and EE ranges from 2.7% to 6.9% over the outlook period, with EE contributing 0.2% to 1.1% of the adjustment.",null,null,null,null,null,null,null,null,null,null,null,null,null,13,"VIC Brunswick (CitiPower) 22 kV13","VIC Brunswick (CitiPower) 22 kV"]
[null,null,null,null,null,null,null,null,null,null,null,null,null,null,null,null,null,14,"VIC Brunswick (CitiPower) 22 kV14","VIC Brunswick (CitiPower) 22 kV"]
[null,null,null,null,null,null,null,null,null,null,null,null,null,null,null,null,null,15,"VIC Brunswick (CitiPower) 22 kV15","VIC Brunswick (CitiPower) 22 kV"]
[null,null,null,"Winter",null,null,null,null,null,null,null,null,null,null,null,null,null,16,"VIC Brunswick (CitiPower) 22 kV16","VIC Brunswick (CitiPower) 22 kV"]
[null,null,null,"Temperature corrected actuals have been relatively flat since 2005.",null,null,null,null,null,null,null,null,null,null,null,null,null,17,"VIC Brunswick (CitiPower) 22 kV17","VIC Brunswick (CitiPower) 22 kV"]
[null,null,null,"Forecast demand is increasing over the outlook period.",null,null,null,null,null,null,null,null,null,null,null,null,null,18,"VIC Brunswick (CitiPower) 22 kV18","VIC Brunswick (CitiPower) 22 kV"]
[null,null,null,"The POE10 adjustment for PV and EE ranges from 0.2% to 1.2% over the outlook period, with EE contributing 0.2% to 1.2% of the adjustment.",null,null,null,null,null,null,null,null,null,null,null,null,null,19,"VIC Brunswick (CitiPower) 22 kV19","VIC Brunswick (CitiPower) 22 kV"]
[null,null,null,null,null,null,null,null,null,null,null,null,null,null,null,null,null,20,"VIC Brunswick (CitiPower) 22 kV20","VIC Brunswick (CitiPower) 22 kV"]
[null,null,null,null,null,null,null,null,null,null,null,null,null,null,null,null,null,21,"VIC Brunswick (CitiPower) 22 kV21","VIC Brunswick (CitiPower) 22 kV"]
[null,null,null,"Other",null,null,null,null,null,null,null,null,null,null,null,null,null,22,"VIC Brunswick (CitiPower) 22 kV22","VIC Brunswick (CitiPower) 22 kV"]
[null,null,null,"Supplies Brunswick, Fairfield, Melbourne northern suburbs.",null,null,null,null,null,null,null,null,null,null,null,null,null,23,"VIC Brunswick (CitiPower) 22 kV23","VIC Brunswick (CitiPower) 22 kV"]
[null,null,null,"The connection point is weather sensitive and summer peaking.",null,null,null,null,null,null,null,null,null,null,null,null,null,24,"VIC Brunswick (CitiPower) 22 kV24","VIC Brunswick (CitiPower) 22 kV"]
[null,null,null,"Diversity factors: Summer = 0.95; Winter = 0.99.",null,null,null,null,null,null,null,null,null,null,null,null,null,25,"VIC Brunswick (CitiPower) 22 kV25","VIC Brunswick (CitiPower) 22 kV"]
[null,null,null,"Power factors: Summer = 0.89, lagging; Winter = 0.92, lagging.",null,null,null,null,null,null,null,null,null,null,null,null,null,26,"VIC Brunswick (CitiPower) 22 kV26","VIC Brunswick (CitiPower) 22 kV"]
[null,null,null,null,null,null,null,null,null,null,null,null,null,null,null,null,null,27,"VIC Brunswick (CitiPower) 22 kV27","VIC Brunswick (CitiPower) 22 kV"]
[null,null,null,null,null,null,null,null,null,null,null,null,null,null,null,null,null,28,"VIC Brunswick (CitiPower) 22 kV28","VIC Brunswick (CitiPower) 22 kV"]
[null,null,null,null,null,null,null,null,null,null,null,null,null,null,null,null,null,29,"VIC Brunswick (CitiPower) 22 kV29","VIC Brunswick (CitiPower) 22 kV"]
[null,null,null,null,null,null,null,null,null,null,null,null,null,null,null,null,null,30,"VIC Brunswick (CitiPower) 22 kV30","VIC Brunswick (CitiPower) 22 kV"]
[null,null,null,null,null,null,null,null,null,null,null,null,null,null,null,null,null,31,"VIC Brunswick (CitiPower) 22 kV31","VIC Brunswick (CitiPower) 22 kV"]
[null,null,"VIC Brunswick (Jemena) 22 kV",null,null,null,null,null,null,null,null,null,null,null,null,null,null,1,"VIC Brunswick (Jemena) 22 kV1",{"$f":"C376","v":"VIC Brunswick (Jemena) 22 kV"}]
[null,null,null,null,null,null,null,null,null,null,null,null,null,null,null,null,null,2,"VIC Brunswick (Jemena) 22 kV2",{"$f":"T376","v":"VIC Brunswick (Jemena) 22 kV"}]
[null,null,null,"MAIN SECTORS",null,null,null,null,null,null,null,null,null,null,null,null,null,3,"VIC Brunswick (Jemena) 22 kV3","VIC Brunswick (Jemena) 22 kV"]
[null,null,null,"Mix of industrial, residential and commercial.",null,null,null,null,null,null,null,null,null,null,null,null,null,4,"VIC Brunswick (Jemena) 22 kV4","VIC Brunswick (Jemena) 22 kV"]
[null,null,null,null,null,null,null,null,null,null,null,null,null,null,null,null,null,5,"VIC Brunswick (Jemena) 22 kV5","VIC Brunswick (Jemena) 22 kV"]
[null,null,null,null,null,null,null,null,null,null,null,null,null,null,null,null,null,6,"VIC Brunswick (Jemena) 22 kV6","VIC Brunswick (Jemena) 22 kV"]
[null,null,null,null,null,null,null,null,null,null,null,null,null,null,null,null,null,7,"VIC Brunswick (Jemena) 22 kV7","VIC Brunswick (Jemena) 22 kV"]
[null,null,null,null,null,null,null,null,null,null,null,null,null,null,null,null,null,8,"VIC Brunswick (Jemena) 22 kV8","VIC Brunswick (Jemena) 22 kV"]
[null,null,null,"MEDIUM SCENARIO",null,null,null,null,null,null,null,null,null,null,null,null,null,9,"VIC Brunswick (Jemena) 22 kV9","VIC Brunswick (Jemena) 22 kV"]
[null,null,null,"Summer",null,null,null,null,null,null,null,null,null,null,null,null,null,10,"VIC Brunswick (Jemena) 22 kV10","VIC Brunswick (Jemena) 22 kV"]
[null,null,null,"Temperature corrected actuals have been relatively flat since 2005.",null,null,null,null,null,null,null,null,null,null,null,null,null,11,"VIC Brunswick (Jemena) 22 kV11","VIC Brunswick (Jemena) 22 kV"]
[null,null,null,"Forecast demand is increasing over the outlook period.",null,null,null,null,null,null,null,null,null,null,null,null,null,12,"VIC Brunswick (Jemena) 22 kV12","VIC Brunswick (Jemena) 22 kV"]
[null,null,null,"The POE10 adjustment for PV and EE ranges from 3.9% to 7.1% over the outlook period, with EE contributing 0.1% to 0.8% of the adjustment.",null,null,null,null,null,null,null,null,null,null,null,null,null,13,"VIC Brunswick (Jemena) 22 kV13","VIC Brunswick (Jemena) 22 kV"]
[null,null,null,null,null,null,null,null,null,null,null,null,null,null,null,null,null,14,{"$f":"T389&R389","v":"VIC Brunswick (Jemena) 22 kV14"},"VIC Brunswick (Jemena) 22 kV"]
[null,null,null,null,null,null,null,null,null,null,null,null,null,null,null,null,null,15,"VIC Brunswick (Jemena) 22 kV15","VIC Brunswick (Jemena) 22 kV"]
[null,null,null,"Winter",null,null,null,null,null,null,null,null,null,null,null,null,null,16,"VIC Brunswick (Jemena) 22 kV16","VIC Brunswick (Jemena) 22 kV"]
[null,null,null,"Temperature corrected actuals have been relatively flat since 2005.",null,null,null,null,null,null,null,null,null,null,null,null,null,17,"VIC Brunswick (Jemena) 22 kV17","VIC Brunswick (Jemena) 22 kV"]
[null,null,null,"Forecast demand is increasing over the outlook period.",null,null,null,null,null,null,null,null,null,null,null,null,null,18,"VIC Brunswick (Jemena) 22 kV18","VIC Brunswick (Jemena) 22 kV"]
[null,null,null,"The POE10 adjustment for PV and EE ranges from 0.2% to 1.2% over the outlook period, with EE contributing 0.2% to 1.2% of the adjustment.",null,null,null,null,null,null,null,null,null,null,null,null,null,19,"VIC Brunswick (Jemena) 22 kV19","VIC Brunswick (Jemena) 22 kV"]
[null,null,null,null,null,null,null,null,null,null,null,null,null,null,null,null,null,20,"VIC Brunswick (Jemena) 22 kV20","VIC Brunswick (Jemena) 22 kV"]
[null,null,null,null,null,null,null,null,null,null,null,null,null,null,null,null,null,21,"VIC Brunswick (Jemena) 22 kV21","VIC Brunswick (Jemena) 22 kV"]
[null,null,null,"Other",null,null,null,null,null,null,null,null,null,null,null,null,null,22,"VIC Brunswick (Jemena) 22 kV22","VIC Brunswick (Jemena) 22 kV"]
[null,null,null,"Supplies Brunswick, Fairfield.",null,null,null,null,null,null,null,null,null,null,null,null,null,23,"VIC Brunswick (Jemena) 22 kV23","VIC Brunswick (Jemena) 22 kV"]
[null,null,null,"The connection point is weather sensitive and summer peaking.",null,null,null,null,null,null,null,null,null,null,null,null,null,24,"VIC Brunswick (Jemena) 22 kV24","VIC Brunswick (Jemena) 22 kV"]
[null,null,null,"Diversity factors: Summer = 0.92; Winter = 0.99.",null,null,null,null,null,null,null,null,null,null,null,null,null,25,"VIC Brunswick (Jemena) 22 kV25","VIC Brunswick (Jemena) 22 kV"]
[null,null,null,"Power factors: Summer = 0.89, lagging; Winter = 0.92, lagging.",null,null,null,null,null,null,null,null,null,null,null,null,null,26,"VIC Brunswick (Jemena) 22 kV26","VIC Brunswick (Jemena) 22 kV"]
[null,null,null,null,null,null,null,null,null,null,null,null,null,null,null,null,null,27,"VIC Brunswick (Jemena) 22 kV27","VIC Brunswick (Jemena) 22 kV"]
[null,null,null,null,null,null,null,null,null,null,null,null,null,null,null,null,null,28,"VIC Brunswick (Jemena) 22 kV28","VIC Brunswick (Jemena) 22 kV"]
[null,null,null,null,null,null,null,null,null,null,null,null,null,null,null,null,null,29,"VIC Brunswick (Jemena) 22 kV29","VIC Brunswick (Jemena) 22 kV"]
[null,null,null,null,null,null,null,null,null,null,null,null,null,null,null,null,null,30,"VIC Brunswick (Jemena) 22 kV30","VIC Brunswick (Jemena) 22 kV"]
[null,null,null,null,null,null,null,null,null,null,null,null,null,null,null,null,null,31,"VIC Brunswick (Jemena) 22 kV31","VIC Brunswick (Jemena) 22 kV"]
[null,null,"VIC Brunswick (CitiPower) 66 kV",null,null,null,null,null,null,null,null,null,null,null,null,null,null,1,"VIC Brunswick (CitiPower) 66 kV1",{"$f":"C407","v":"VIC Brunswick (CitiPower) 66 kV"}]
[null,null,null,null,null,null,null,null,null,null,null,null,null,null,null,null,null,2,"VIC Brunswick (CitiPower) 66 kV2",{"$f":"T407","v":"VIC Brunswick (CitiPower) 66 kV"}]
[null,null,null,"MAIN SECTORS",null,null,null,null,null,null,null,null,null,null,null,null,null,3,"VIC Brunswick (CitiPower) 66 kV3","VIC Brunswick (CitiPower) 66 kV"]
[null,null,null,"Predominantly residential and commerical.",null,null,null,null,null,null,null,null,null,null,null,null,null,4,"VIC Brunswick (CitiPower) 66 kV4","VIC Brunswick (CitiPower) 66 kV"]
[null,null,null,null,null,null,null,null,null,null,null,null,null,null,null,null,null,5,"VIC Brunswick (CitiPower) 66 kV5","VIC Brunswick (CitiPower) 66 kV"]
[null,null,null,null,null,null,null,null,null,null,null,null,null,null,null,null,null,6,"VIC Brunswick (CitiPower) 66 kV6","VIC Brunswick (CitiPower) 66 kV"]
[null,null,null,null,null,null,null,null,null,null,null,null,null,null,null,null,null,7,"VIC Brunswick (CitiPower) 66 kV7","VIC Brunswick (CitiPower) 66 kV"]
[null,null,null,null,null,null,null,null,null,null,null,null,null,null,null,null,null,8,"VIC Brunswick (CitiPower) 66 kV8","VIC Brunswick (CitiPower) 66 kV"]
[null,null,null,"MEDIUM SCENARIO",null,null,null,null,null,null,null,null,null,null,null,null,null,9,"VIC Brunswick (CitiPower) 66 kV9","VIC Brunswick (CitiPower) 66 kV"]
[null,null,null,"Summer",null,null,null,null,null,null,null,null,null,null,null,null,null,10,"VIC Brunswick (CitiPower) 66 kV10","VIC Brunswick (CitiPower) 66 kV"]
[null,null,null,"Forecast demand is increasing over the outlook period.",null,null,null,null,null,null,null,null,null,null,null,null,null,11,"VIC Brunswick (CitiPower) 66 kV11","VIC Brunswick (CitiPower) 66 kV"]
[null,null,null,"The POE10 adjustment for PV and EE is based on the adjustments at the terminal station which load is transferred from.",null,null,null,null,null,null,null,null,null,null,null,null,null,12,"VIC Brunswick (CitiPower) 66 kV12","VIC Brunswick (CitiPower) 66 kV"]
[null,null,null,null,null,null,null,null,null,null,null,null,null,null,null,null,null,13,"VIC Brunswick (CitiPower) 66 kV13","VIC Brunswick (CitiPower) 66 kV"]
[null,null,null,null,null,null,null,null,null,null,null,null,null,null,null,null,null,{"$f":"MOD(ROW(Q420)-4,31)+1","v":14},"VIC Brunswick (CitiPower) 66 kV14",{"$f":"T419","v":"VIC Brunswick (CitiPower) 66 kV"}]
[null,null,null,null,null,null,null,null,null,null,null,null,null,null,null,null,null,15,"VIC Brunswick (CitiPower) 66 kV15","VIC Brunswick (CitiPower) 66 kV"]
[null,null,null,"Winter",null,null,null,null,null,null,null,null,null,null,null,null,null,16,"VIC Brunswick (CitiPower) 66 kV16","VIC Brunswick (CitiPower) 66 kV"]
[null,null,null,"Forecast demand is increasing over the outlook period.",null,null,null,null,null,null,null,null,null,null,null,null,null,17,"VIC Brunswick (CitiPower) 66 kV17","VIC Brunswick (CitiPower) 66 kV"]
[null,null,null,"The POE10 adjustment for PV and EE is based on the adjustments at the terminal station which load is transferred from.",null,null,null,null,null,null,null,null,null,null,null,null,null,18,"VIC Brunswick (CitiPower) 66 kV18","VIC Brunswick (CitiPower) 66 kV"]
[null,null,null,null,null,null,null,null,null,null,null,null,null,null,null,null,null,19,"VIC Brunswick (CitiPower) 66 kV19","VIC Brunswick (CitiPower) 66 kV"]
[null,null,null,null,null,null,null,null,null,null,null,null,null,null,null,null,null,20,"VIC Brunswick (CitiPower) 66 kV20","VIC Brunswick (CitiPower) 66 kV"]
[null,null,null,null,null,null,null,null,null,null,null,null,null,null,null,null,null,21,"VIC Brunswick (CitiPower) 66 kV21","VIC Brunswick (CitiPower) 66 kV"]
[null,null,null,"Other",null,null,null,null,null,null,null,null,null,null,null,null,null,22,"VIC Brunswick (CitiPower) 66 kV22","VIC Brunswick (CitiPower) 66 kV"]
[null,null,null,"Future connection point, with load transferred from West Melbourne, Brunswick 22 kV and Richmond.",null,null,null,null,null,null,null,null,null,null,null,null,null,23,"VIC Brunswick (CitiPower) 66 kV23","VIC Brunswick (CitiPower) 66 kV"]
[null,null,null,"This connection point is expected to be weather sensitive and summer peaking.",null,null,null,null,null,null,null,null,null,null,null,null,null,24,"VIC Brunswick (CitiPower) 66 kV24","VIC Brunswick (CitiPower) 66 kV"]
[null,null,null,"Power factors: Summer = 0.98, lagging; Winter = 0.99, lagging.",null,null,null,null,null,null,null,null,null,null,null,null,null,25,"VIC Brunswick (CitiPower) 66 kV25","VIC Brunswick (CitiPower) 66 kV"]
[null,null,null,null,null,null,null,null,null,null,null,null,null,null,null,null,null,26,"VIC Brunswick (CitiPower) 66 kV26","VIC Brunswick (CitiPower) 66 kV"]
[null,null,null,null,null,null,null,null,null,null,null,null,null,null,null,null,null,27,"VIC Brunswick (CitiPower) 66 kV27","VIC Brunswick (CitiPower) 66 kV"]
[null,null,null,null,null,null,null,null,null,null,null,null,null,null,null,null,null,28,"VIC Brunswick (CitiPower) 66 kV28","VIC Brunswick (CitiPower) 66 kV"]
[null,null,null,null,null,null,null,null,null,null,null,null,null,null,null,null,null,29,"VIC Brunswick (CitiPower) 66 kV29","VIC Brunswick (CitiPower) 66 kV"]
[null,null,null,null,null,null,null,null,null,null,null,null,null,null,null,null,null,30,"VIC Brunswick (CitiPower) 66 kV30","VIC Brunswick (CitiPower) 66 kV"]
[null,null,null,null,null,null,null,null,null,null,null,null,null,null,null,null,null,31,"VIC Brunswick (CitiPower) 66 kV31","VIC Brunswick (CitiPower) 66 kV"]
[null,null,"VIC Aquasure Desalination 220kV",null,null,null,null,null,null,null,null,null,null,null,null,null,null,1,"VIC Aquasure Desalination 220kV1",{"$f":"C438","v":"VIC Aquasure Desalination 220kV"}]
[null,null,null,null,null,null,null,null,null,null,null,null,null,null,null,null,null,2,"VIC Aquasure Desalination 220kV2",{"$f":"T438","v":"VIC Aquasure Desalination 220kV"}]
[null,null,null,"MAIN SECTORS",null,null,null,null,null,null,null,null,null,null,null,null,null,3,"VIC Aquasure Desalination 220kV3","VIC Aquasure Desalination 220kV"]
[null,null,null,null,null,null,null,null,null,null,null,null,null,null,null,null,null,4,"VIC Aquasure Desalination 220kV4","VIC Aquasure Desalination 220kV"]
[null,null,null,null,null,null,null,null,null,null,null,null,null,null,null,null,null,5,"VIC Aquasure Desalination 220kV5","VIC Aquasure Desalination 220kV"]
[null,null,null,null,null,null,null,null,null,null,null,null,null,null,null,null,null,6,"VIC Aquasure Desalination 220kV6","VIC Aquasure Desalination 220kV"]
[null,null,null,null,null,null,null,null,null,null,null,null,null,null,null,null,null,7,"VIC Aquasure Desalination 220kV7","VIC Aquasure Desalination 220kV"]
[null,null,null,null,null,null,null,null,null,null,null,null,null,null,null,null,null,8,"VIC Aquasure Desalination 220kV8","VIC Aquasure Desalination 220kV"]
[null,null,null,"MEDIUM SCENARIO",null,null,null,null,null,null,null,null,null,null,null,null,null,9,"VIC Aquasure Desalination 220kV9","VIC Aquasure Desalination 220kV"]
[null,null,null,"Summer",null,null,null,null,null,null,null,null,null,null,null,null,null,10,"VIC Aquasure Desalination 220kV10","VIC Aquasure Desalination 220kV"]
[null,null,null,null,null,null,null,null,null,null,null,null,null,null,null,null,null,11,"VIC Aquasure Desalination 220kV11","VIC Aquasure Desalination 220kV"]
[null,null,null,null,null,null,null,null,null,null,null,null,null,null,null,null,null,12,"VIC Aquasure Desalination 220kV12","VIC Aquasure Desalination 220kV"]
[null,null,null,null,null,null,null,null,null,null,null,null,null,null,null,null,null,13,"VIC Aquasure Desalination 220kV13","VIC Aquasure Desalination 220kV"]
[null,null,null,null,null,null,null,null,null,null,null,null,null,null,null,null,null,14,"VIC Aquasure Desalination 220kV14","VIC Aquasure Desalination 220kV"]
[null,null,null,null,null,null,null,null,null,null,null,null,null,null,null,null,null,15,"VIC Aquasure Desalination 220kV15","VIC Aquasure Desalination 220kV"]
[null,null,null,"Winter",null,null,null,null,null,null,null,null,null,null,null,null,null,16,{"$f":"T453&R453","v":"VIC Aquasure Desalination 220kV16"},"VIC Aquasure Desalination 220kV"]
[null,null,null,null,null,null,null,null,null,null,null,null,null,null,null,null,null,17,"VIC Aquasure Desalination 220kV17","VIC Aquasure Desalination 220kV"]
[null,null,null,null,null,null,null,null,null,null,null,null,null,null,null,null,null,18,"VIC Aquasure Desalination 220kV18","VIC Aquasure Desalination 220kV"]
[null,null,null,null,null,null,null,null,null,null,null,null,null,null,null,null,null,19,"VIC Aquasure Desalination 220kV19","VIC Aquasure Desalination 220kV"]
[null,null,null,null,null,null,null,null,null,null,null,null,null,null,null,null,null,20,"VIC Aquasure Desalination 220kV20","VIC Aquasure Desalination 220kV"]
[null,null,null,null,null,null,null,null,null,null,null,null,null,null,null,null,null,21,"VIC Aquasure Desalination 220kV21","VIC Aquasure Desalination 220kV"]
[null,null,null,"Other",null,null,null,null,null,null,null,null,null,null,null,null,null,22,"VIC Aquasure Desalination 220kV22","VIC Aquasure Desalination 220kV"]
[null,null,null,"This forecast is confidential.",null,null,null,null,null,null,null,null,null,null,null,null,null,23,"VIC Aquasure Desalination 220kV23","VIC Aquasure Desalination 220kV"]
[null,null,null,null,null,null,null,null,null,null,null,null,null,null,null,null,null,24,"VIC Aquasure Desalination 220kV24","VIC Aquasure Desalination 220kV"]
[null,null,null,null,null,null,null,null,null,null,null,null,null,null,null,null,null,25,"VIC Aquasure Desalination 220kV25","VIC Aquasure Desalination 220kV"]
[null,null,null,null,null,null,null,null,null,null,null,null,null,null,null,null,null,26,"VIC Aquasure Desalination 220kV26","VIC Aquasure Desalination 220kV"]
[null,null,null,null,null,null,null,null,null,null,null,null,null,null,null,null,null,27,"VIC Aquasure Desalination 220kV27","VIC Aquasure Desalination 220kV"]
[null,null,null,null,null,null,null,null,null,null,null,null,null,null,null,null,null,28,"VIC Aquasure Desalination 220kV28","VIC Aquasure Desalination 220kV"]
[null,null,null,null,null,null,null,null,null,null,null,null,null,null,null,null,null,29,"VIC Aquasure Desalination 220kV29","VIC Aquasure Desalination 220kV"]
[null,null,null,null,null,null,null,null,null,null,null,null,null,null,null,null,null,30,"VIC Aquasure Desalination 220kV30","VIC Aquasure Desalination 220kV"]
[null,null,null,null,null,null,null,null,null,null,null,null,null,null,null,null,null,31,"VIC Aquasure Desalination 220kV31","VIC Aquasure Desalination 220kV"]
[null,null,"VIC Cranbourne (AusNet) 66 kV",null,null,null,null,null,null,null,null,null,null,null,null,null,null,1,"VIC Cranbourne (AusNet) 66 kV1",{"$f":"C469","v":"VIC Cranbourne (AusNet) 66 kV"}]
[null,null,null,null,null,null,null,null,null,null,null,null,null,null,null,null,null,2,"VIC Cranbourne (AusNet) 66 kV2",{"$f":"T469","v":"VIC Cranbourne (AusNet) 66 kV"}]
[null,null,null,"MAIN SECTORS",null,null,null,null,null,null,null,null,null,null,null,null,null,3,"VIC Cranbourne (AusNet) 66 kV3","VIC Cranbourne (AusNet) 66 kV"]
[null,null,null,"Predominantly residential.",null,null,null,null,null,null,null,null,null,null,null,null,null,4,"VIC Cranbourne (AusNet) 66 kV4","VIC Cranbourne (AusNet) 66 kV"]
[null,null,null,null,null,null,null,null,null,null,null,null,null,null,null,null,null,5,"VIC Cranbourne (AusNet) 66 kV5","VIC Cranbourne (AusNet) 66 kV"]
[null,null,null,null,null,null,null,null,null,null,null,null,null,null,null,null,null,6,"VIC Cranbourne (AusNet) 66 kV6","VIC Cranbourne (AusNet) 66 kV"]
[null,null,null,null,null,null,null,null,null,null,null,null,null,null,null,null,null,7,"VIC Cranbourne (AusNet) 66 kV7","VIC Cranbourne (AusNet) 66 kV"]
[null,null,null,null,null,null,null,null,null,null,null,null,null,null,null,null,null,8,"VIC Cranbourne (AusNet) 66 kV8","VIC Cranbourne (AusNet) 66 kV"]
[null,null,null,"MEDIUM SCENARIO",null,null,null,null,null,null,null,null,null,null,null,null,null,9,"VIC Cranbourne (AusNet) 66 kV9","VIC Cranbourne (AusNet) 66 kV"]
[null,null,null,"Summer",null,null,null,null,null,null,null,null,null,null,null,null,null,10,"VIC Cranbourne (AusNet) 66 kV10","VIC Cranbourne (AusNet) 66 kV"]
[null,null,null,"Temperature corrected actuals have increased since 2005.",null,null,null,null,null,null,null,null,null,null,null,null,null,11,"VIC Cranbourne (AusNet) 66 kV11","VIC Cranbourne (AusNet) 66 kV"]
[null,null,null,"Forecast demand is increasing over the outlook period.",null,null,null,null,null,null,null,null,null,null,null,null,null,12,"VIC Cranbourne (AusNet) 66 kV12","VIC Cranbourne (AusNet) 66 kV"]
[null,null,null,"The POE10 adjustment for PV and EE ranges from 3.7% to 5.7% over the outlook period, with EE contributing 0.1% to 0.5% of the adjustment.",null,null,null,null,null,null,null,null,null,null,null,null,null,13,"VIC Cranbourne (AusNet) 66 kV13","VIC Cranbourne (AusNet) 66 kV"]
[null,null,null,null,null,null,null,null,null,null,null,null,null,null,null,null,null,14,"VIC Cranbourne (AusNet) 66 kV14","VIC Cranbourne (AusNet) 66 kV"]
[null,null,null,null,null,null,null,null,null,null,null,null,null,null,null,null,null,15,"VIC Cranbourne (AusNet) 66 kV15","VIC Cranbourne (AusNet) 66 kV"]
[null,null,null,"Winter",null,null,null,null,null,null,null,null,null,null,null,null,null,{"$f":"MOD(ROW(Q484)-4,31)+1","v":16},"VIC Cranbourne (AusNet) 66 kV16",{"$f":"T483","v":"VIC Cranbourne (AusNet) 66 kV"}]
[null,null,null,"Temperature corrected actuals have increased since 2005.",null,null,null,null,null,null,null,null,null,null,null,null,null,17,"VIC Cranbourne (AusNet) 66 kV17","VIC Cranbourne (AusNet) 66 kV"]
[null,null,null,"Forecast demand is increasing over the outlook period.",null,null,null,null,null,null,null,null,null,null,null,null,null,18,"VIC Cranbourne (AusNet) 66 kV18","VIC Cranbourne (AusNet) 66 kV"]
[null,null,null,"The POE10 adjustment for PV and EE ranges from 0.1% to 1% over the outlook period, with EE contributing 0.1% to 1% of the adjustment.",null,null,null,null,null,null,null,null,null,null,null,null,null,19,"VIC Cranbourne (AusNet) 66 kV19","VIC Cranbourne (AusNet) 66 kV"]
[null,null,null,null,null,null,null,null,null,null,null,null,null,null,null,null,null,20,"VIC Cranbourne (AusNet) 66 kV20","VIC Cranbourne (AusNet) 66 kV"]
[null,null,null,null,null,null,null,null,null,null,null,null,null,null,null,null,null,21,"VIC Cranbourne (AusNet) 66 kV21","VIC Cranbourne (AusNet) 66 kV"]
[null,null,null,"Other",null,null,null,null,null,null,null,null,null,null,null,null,null,22,"VIC Cranbourne (AusNet) 66 kV22","VIC Cranbourne (AusNet) 66 kV"]
[null,null,null,"Supplies Lysterfield, Narre Warren, Pakenham, Officer, Berwick, Clyde, Lang Lang .",null,null,null,null,null,null,null,null,null,null,null,null,null,23,"VIC Cranbourne (AusNet) 66 kV23","VIC Cranbourne (AusNet) 66 kV"]
[null,null,null,"The connection point is weather sensitive and summer peaking.",null,null,null,null,null,null,null,null,null,null,null,null,null,24,"VIC Cranbourne (AusNet) 66 kV24","VIC Cranbourne (AusNet) 66 kV"]
[null,null,null,"The impact of embedded generation at Cardinia Hydro, and Berwick Landfill has been removed in this forecast.",null,null,null,null,null,null,null,null,null,null,null,null,null,25,"VIC Cranbourne (AusNet) 66 kV25","VIC Cranbourne (AusNet) 66 kV"]
[null,null,null,"Diversity factors: Summer = 0.91; Winter = 1.",null,null,null,null,null,null,null,null,null,null,null,null,null,26,"VIC Cranbourne (AusNet) 66 kV26","VIC Cranbourne (AusNet) 66 kV"]
[null,null,null,"Power factors: Summer = 0.96, lagging; Winter = 0.98, lagging.",null,null,null,null,null,null,null,null,null,null,null,null,null,27,"VIC Cranbourne (AusNet) 66 kV27","VIC Cranbourne (AusNet) 66 kV"]
[null,null,null,null,null,null,null,null,null,null,null,null,null,null,null,null,null,28,"VIC Cranbourne (AusNet) 66 kV28","VIC Cranbourne (AusNet) 66 kV"]
[null,null,null,null,null,null,null,null,null,null,null,null,null,null,null,null,null,29,"VIC Cranbourne (AusNet) 66 kV29","VIC Cranbourne (AusNet) 66 kV"]
[null,null,null,null,null,null,null,null,null,null,null,null,null,null,null,null,null,30,"VIC Cranbourne (AusNet) 66 kV30","VIC Cranbourne (AusNet) 66 kV"]
[null,null,null,null,null,null,null,null,null,null,null,null,null,null,null,null,null,31,"VIC Cranbourne (AusNet) 66 kV31","VIC Cranbourne (AusNet) 66 kV"]
[null,null,"VIC Cranbourne (United Energy) 66 kV",null,null,null,null,null,null,null,null,null,null,null,null,null,null,1,"VIC Cranbourne (United Energy) 66 kV1",{"$f":"C500","v":"VIC Cranbourne (United Energy) 66 kV"}]
[null,null,null,null,null,null,null,null,null,null,null,null,null,null,null,null,null,2,"VIC Cranbourne (United Energy) 66 kV2",{"$f":"T500","v":"VIC Cranbourne (United Energy) 66 kV"}]
[null,null,null,"MAIN SECTORS",null,null,null,null,null,null,null,null,null,null,null,null,null,3,"VIC Cranbourne (United Energy) 66 kV3","VIC Cranbourne (United Energy) 66 kV"]
[null,null,null,"Predominantly residential and commercial.",null,null,null,null,null,null,null,null,null,null,null,null,null,4,"VIC Cranbourne (United Energy) 66 kV4","VIC Cranbourne (United Energy) 66 kV"]
[null,null,null,null,null,null,null,null,null,null,null,null,null,null,null,null,null,5,"VIC Cranbourne (United Energy) 66 kV5","VIC Cranbourne (United Energy) 66 kV"]
[null,null,null,null,null,null,null,null,null,null,null,null,null,null,null,null,null,6,"VIC Cranbourne (United Energy) 66 kV6","VIC Cranbourne (United Energy) 66 kV"]
[null,null,null,null,null,null,null,null,null,null,null,null,null,null,null,null,null,7,"VIC Cranbourne (United Energy) 66 kV7","VIC Cranbourne (United Energy) 66 kV"]
[null,null,null,null,null,null,null,null,null,null,null,null,null,null,null,null,null,8,"VIC Cranbourne (United Energy) 66 kV8","VIC Cranbourne (United Energy) 66 kV"]
[null,null,null,"MEDIUM SCENARIO",null,null,null,null,null,null,null,null,null,null,null,null,null,9,"VIC Cranbourne (United Energy) 66 kV9","VIC Cranbourne (United Energy) 66 kV"]
[null,null,null,"Summer",null,null,null,null,null,null,null,null,null,null,null,null,null,10,"VIC Cranbourne (United Energy) 66 kV10","VIC Cranbourne (United Energy) 66 kV"]
[null,null,null,"Temperature corrected actuals have increased since 2008.",null,null,null,null,null,null,null,null,null,null,null,null,null,11,"VIC Cranbourne (United Energy) 66 kV11","VIC Cranbourne (United Energy) 66 kV"]
[null,null,null,"Forecast demand is increasing over the outlook period.",null,null,null,null,null,null,null,null,null,null,null,null,null,12,"VIC Cranbourne (United Energy) 66 kV12","VIC Cranbourne (United Energy) 66 kV"]
[null,null,null,"The POE10 adjustment for PV and EE ranges from 2.8% to 6.4% over the outlook period, with EE contributing 0.1% to 0.7% of the adjustment.",null,null,null,null,null,null,null,null,null,null,null,null,null,13,"VIC Cranbourne (United Energy) 66 kV13","VIC Cranbourne (United Energy) 66 kV"]
[null,null,null,null,null,null,null,null,null,null,null,null,null,null,null,null,null,14,"VIC Cranbourne (United Energy) 66 kV14","VIC Cranbourne (United Energy) 66 kV"]
[null,null,null,null,null,null,null,null,null,null,null,null,null,null,null,null,null,15,"VIC Cranbourne (United Energy) 66 kV15","VIC Cranbourne (United Energy) 66 kV"]
[null,null,null,"Winter",null,null,null,null,null,null,null,null,null,null,null,null,null,16,"VIC Cranbourne (United Energy) 66 kV16","VIC Cranbourne (United Energy) 66 kV"]
[null,null,null,"Temperature corrected actuals have increased since 2008.",null,null,null,null,null,null,null,null,null,null,null,null,null,17,"VIC Cranbourne (United Energy) 66 kV17","VIC Cranbourne (United Energy) 66 kV"]
[null,null,null,"Forecast demand is increasing over the outlook period.",null,null,null,null,null,null,null,null,null,null,null,null,null,18,{"$f":"T517&R517","v":"VIC Cranbourne (United Energy) 66 kV18"},"VIC Cranbourne (United Energy) 66 kV"]
[null,null,null,"The POE10 adjustment for PV and EE ranges from 0.1% to 1% over the outlook period, with EE contributing 0.1% to 1% of the adjustment.",null,null,null,null,null,null,null,null,null,null,null,null,null,19,"VIC Cranbourne (United Energy) 66 kV19","VIC Cranbourne (United Energy) 66 kV"]
[null,null,null,null,null,null,null,null,null,null,null,null,null,null,null,null,null,20,"VIC Cranbourne (United Energy) 66 kV20","VIC Cranbourne (United Energy) 66 kV"]
[null,null,null,null,null,null,null,null,null,null,null,null,null,null,null,null,null,21,"VIC Cranbourne (United Energy) 66 kV21","VIC Cranbourne (United Energy) 66 kV"]
[null,null,null,"Other",null,null,null,null,null,null,null,null,null,null,null,null,null,22,"VIC Cranbourne (United Energy) 66 kV22","VIC Cranbourne (United Energy) 66 kV"]
[null,null,null,"Supplies Carrum, Frankston.",null,null,null,null,null,null,null,null,null,null,null,null,null,23,"VIC Cranbourne (United Energy) 66 kV23","VIC Cranbourne (United Energy) 66 kV"]
[null,null,null,"The connection point is weather sensitive and summer peaking.",null,null,null,null,null,null,null,null,null,null,null,null,null,24,"VIC Cranbourne (United Energy) 66 kV24","VIC Cranbourne (United Energy) 66 kV"]
[null,null,null,"Diversity factors: Summer = 0.93; Winter = 0.94.",null,null,null,null,null,null,null,null,null,null,null,null,null,25,"VIC Cranbourne (United Energy) 66 kV25","VIC Cranbourne (United Energy) 66 kV"]
[null,null,null,"Power factors: Summer = 0.96, lagging; Winter = 0.98, lagging.",null,null,null,null,null,null,null,null,null,null,null,null,null,26,"VIC Cranbourne (United Energy) 66 kV26","VIC Cranbourne (United Energy) 66 kV"]
[null,null,null,null,null,null,null,null,null,null,null,null,null,null,null,null,null,27,"VIC Cranbourne (United Energy) 66 kV27","VIC Cranbourne (United Energy) 66 kV"]
[null,null,null,null,null,null,null,null,null,null,null,null,null,null,null,null,null,28,"VIC Cranbourne (United Energy) 66 kV28","VIC Cranbourne (United Energy) 66 kV"]
[null,null,null,null,null,null,null,null,null,null,null,null,null,null,null,null,null,29,"VIC Cranbourne (United Energy) 66 kV29","VIC Cranbourne (United Energy) 66 kV"]
[null,null,null,null,null,null,null,null,null,null,null,null,null,null,null,null,null,30,"VIC Cranbourne (United Energy) 66 kV30","VIC Cranbourne (United Energy) 66 kV"]
[null,null,null,null,null,null,null,null,null,null,null,null,null,null,null,null,null,31,"VIC Cranbourne (United Energy) 66 kV31","VIC Cranbourne (United Energy) 66 kV"]
[null,null,"VIC Deer Park (Powercor) 66 kV",null,null,null,null,null,null,null,null,null,null,null,null,null,null,1,"VIC Deer Park (Powercor) 66 kV1",{"$f":"C531","v":"VIC Deer Park (Powercor) 66 kV"}]
[null,null,null,null,null,null,null,null,null,null,null,null,null,null,null,null,null,2,"VIC Deer Park (Powercor) 66 kV2",{"$f":"T531","v":"VIC Deer Park (Powercor) 66 kV"}]
[null,null,null,"MAIN SECTORS",null,null,null,null,null,null,null,null,null,null,null,null,null,3,"VIC Deer Park (Powercor) 66 kV3","VIC Deer Park (Powercor) 66 kV"]
[null,null,null,"Predominantly residential and commerical.",null,null,null,null,null,null,null,null,null,null,null,null,null,4,"VIC Deer Park (Powercor) 66 kV4","VIC Deer Park (Powercor) 66 kV"]
[null,null,null,null,null,null,null,null,null,null,null,null,null,null,null,null,null,5,"VIC Deer Park (Powercor) 66 kV5","VIC Deer Park (Powercor) 66 kV"]
[null,null,null,null,null,null,null,null,null,null,null,null,null,null,null,null,null,6,"VIC Deer Park (Powercor) 66 kV6","VIC Deer Park (Powercor) 66 kV"]
[null,null,null,null,null,null,null,null,null,null,null,null,null,null,null,null,null,7,"VIC Deer Park (Powercor) 66 kV7","VIC Deer Park (Powercor) 66 kV"]
[null,null,null,null,null,null,null,null,null,null,null,null,null,null,null,null,null,8,"VIC Deer Park (Powercor) 66 kV8","VIC Deer Park (Powercor) 66 kV"]
[null,null,null,"MEDIUM SCENARIO",null,null,null,null,null,null,null,null,null,null,null,null,null,9,"VIC Deer Park (Powercor) 66 kV9","VIC Deer Park (Powercor) 66 kV"]
[null,null,null,"Summer",null,null,null,null,null,null,null,null,null,null,null,null,null,10,"VIC Deer Park (Powercor) 66 kV10","VIC Deer Park (Powercor) 66 kV"]
[null,null,null,"Forecast demand is increasing over the outlook period.",null,null,null,null,null,null,null,null,null,null,null,null,null,11,"VIC Deer Park (Powercor) 66 kV11","VIC Deer Park (Powercor) 66 kV"]
[null,null,null,"The POE10 adjustment for PV and EE is based on the adjustments at the terminal station which load is transferred from.",null,null,null,null,null,null,null,null,null,null,null,null,null,12,"VIC Deer Park (Powercor) 66 kV12","VIC Deer Park (Powercor) 66 kV"]
[null,null,null,null,null,null,null,null,null,null,null,null,null,null,null,null,null,13,"VIC Deer Park (Powercor) 66 kV13","VIC Deer Park (Powercor) 66 kV"]
[null,null,null,null,null,null,null,null,null,null,null,null,null,null,null,null,null,14,"VIC Deer Park (Powercor) 66 kV14","VIC Deer Park (Powercor) 66 kV"]
[null,null,null,null,null,null,null,null,null,null,null,null,null,null,null,null,null,15,"VIC Deer Park (Powercor) 66 kV15","VIC Deer Park (Powercor) 66 kV"]
[null,null,null,"Winter",null,null,null,null,null,null,null,null,null,null,null,null,null,16,"VIC Deer Park (Powercor) 66 kV16","VIC Deer Park (Powercor) 66 kV"]
[null,null,null,"Forecast demand is increasing over the outlook period.",null,null,null,null,null,null,null,null,null,null,null,null,null,17,"VIC Deer Park (Powercor) 66 kV17","VIC Deer Park (Powercor) 66 kV"]
[null,null,null,"The POE10 adjustment for PV and EE is based on the adjustments at the terminal station which load is transferred from.",null,null,null,null,null,null,null,null,null,null,null,null,null,{"$f":"MOD(ROW(Q548)-4,31)+1","v":18},"VIC Deer Park (Powercor) 66 kV18",{"$f":"T547","v":"VIC Deer Park (Powercor) 66 kV"}]
[null,null,null,null,null,null,null,null,null,null,null,null,null,null,null,null,null,19,"VIC Deer Park (Powercor) 66 kV19","VIC Deer Park (Powercor) 66 kV"]
[null,null,null,null,null,null,null,null,null,null,null,null,null,null,null,null,null,20,"VIC Deer Park (Powercor) 66 kV20","VIC Deer Park (Powercor) 66 kV"]
[null,null,null,null,null,null,null,null,null,null,null,null,null,null,null,null,null,21,"VIC Deer Park (Powercor) 66 kV21","VIC Deer Park (Powercor) 66 kV"]
[null,null,null,"Other",null,null,null,null,null,null,null,null,null,null,null,null,null,22,"VIC Deer Park (Powercor) 66 kV22","VIC Deer Park (Powercor) 66 kV"]
[null,null,null,"Future connection point, with load transferred from Altona, Brooklyn and Keilor.",null,null,null,null,null,null,null,null,null,null,null,null,null,23,"VIC Deer Park (Powercor) 66 kV23","VIC Deer Park (Powercor) 66 kV"]
[null,null,null,"This connection point is expected to be weather sensitive and summer peaking.",null,null,null,null,null,null,null,null,null,null,null,null,null,24,"VIC Deer Park (Powercor) 66 kV24","VIC Deer Park (Powercor) 66 kV"]
[null,null,null,"Power factors: Summer = 0.95, lagging; Winter = 0.98, lagging.",null,null,null,null,null,null,null,null,null,null,null,null,null,25,"VIC Deer Park (Powercor) 66 kV25","VIC Deer Park (Powercor) 66 kV"]
[null,null,null,null,null,null,null,null,null,null,null,null,null,null,null,null,null,26,"VIC Deer Park (Powercor) 66 kV26","VIC Deer Park (Powercor) 66 kV"]
[null,null,null,null,null,null,null,null,null,null,null,null,null,null,null,null,null,27,"VIC Deer Park (Powercor) 66 kV27","VIC Deer Park (Powercor) 66 kV"]
[null,null,null,null,null,null,null,null,null,null,null,null,null,null,null,null,null,28,"VIC Deer Park (Powercor) 66 kV28","VIC Deer Park (Powercor) 66 kV"]
[null,null,null,null,null,null,null,null,null,null,null,null,null,null,null,null,null,29,"VIC Deer Park (Powercor) 66 kV29","VIC Deer Park (Powercor) 66 kV"]
[null,null,null,null,null,null,null,null,null,null,null,null,null,null,null,null,null,30,"VIC Deer Park (Powercor) 66 kV30","VIC Deer Park (Powercor) 66 kV"]
[null,null,null,null,null,null,null,null,null,null,null,null,null,null,null,null,null,31,"VIC Deer Park (Powercor) 66 kV31","VIC Deer Park (Powercor) 66 kV"]
[null,null,"VIC East Rowville 12 (AusNet) 66 kV",null,null,null,null,null,null,null,null,null,null,null,null,null,null,1,"VIC East Rowville 12 (AusNet) 66 kV1",{"$f":"C562","v":"VIC East Rowville 12 (AusNet) 66 kV"}]
[null,null,null,null,null,null,null,null,null,null,null,null,null,null,null,null,null,2,"VIC East Rowville 12 (AusNet) 66 kV2",{"$f":"T562","v":"VIC East Rowville 12 (AusNet) 66 kV"}]
[null,null,null,"MAIN SECTORS",null,null,null,null,null,null,null,null,null,null,null,null,null,3,"VIC East Rowville 12 (AusNet) 66 kV3","VIC East Rowville 12 (AusNet) 66 kV"]
[null,null,null,"Predominantly industrial and residential.",null,null,null,null,null,null,null,null,null,null,null,null,null,4,"VIC East Rowville 12 (AusNet) 66 kV4","VIC East Rowville 12 (AusNet) 66 kV"]
[null,null,null,null,null,null,null,null,null,null,null,null,null,null,null,null,null,5,"VIC East Rowville 12 (AusNet) 66 kV5","VIC East Rowville 12 (AusNet) 66 kV"]
[null,null,null,null,null,null,null,null,null,null,null,null,null,null,null,null,null,6,"VIC East Rowville 12 (AusNet) 66 kV6","VIC East Rowville 12 (AusNet) 66 kV"]
[null,null,null,null,null,null,null,null,null,null,null,null,null,null,null,null,null,7,"VIC East Rowville 12 (AusNet) 66 kV7","VIC East Rowville 12 (AusNet) 66 kV"]
[null,null,null,null,null,null,null,null,null,null,null,null,null,null,null,null,null,8,"VIC East Rowville 12 (AusNet) 66 kV8","VIC East Rowville 12 (AusNet) 66 kV"]
[null,null,null,"MEDIUM SCENARIO",null,null,null,null,null,null,null,null,null,null,null,null,null,9,"VIC East Rowville 12 (AusNet) 66 kV9","VIC East Rowville 12 (AusNet) 66 kV"]
[null,null,null,"Summer",null,null,null,null,null,null,null,null,null,null,null,null,null,10,"VIC East Rowville 12 (AusNet) 66 kV10","VIC East Rowville 12 (AusNet) 66 kV"]
[null,null,null,"Temperature correct actuals increased from 2008 to 2011 and have declined since.",null,null,null,null,null,null,null,null,null,null,null,null,null,11,"VIC East Rowville 12 (AusNet) 66 kV11","VIC East Rowville 12 (AusNet) 66 kV"]
[null,null,null,"Forecast demand is flat over the outlook period.",null,null,null,null,null,null,null,null,null,null,null,null,null,12,"VIC East Rowville 12 (AusNet) 66 kV12","VIC East Rowville 12 (AusNet) 66 kV"]
[null,null,null,"The POE10 adjustment for PV and EE ranges from 1.6% to 4.9% over the outlook period, with EE contributing 0.1% to 0.7% of the adjustment.",null,null,null,null,null,null,null,null,null,null,null,null,null,13,"VIC East Rowville 12 (AusNet) 66 kV13","VIC East Rowville 12 (AusNet) 66 kV"]
[null,null,null,null,null,null,null,null,null,null,null,null,null,null,null,null,null,14,"VIC East Rowville 12 (AusNet) 66 kV14","VIC East Rowville 12 (AusNet) 66 kV"]
[null,null,null,null,null,null,null,null,null,null,null,null,null,null,null,null,null,15,"VIC East Rowville 12 (AusNet) 66 kV15","VIC East Rowville 12 (AusNet) 66 kV"]
[null,null,null,"Winter",null,null,null,null,null,null,null,null,null,null,null,null,null,16,"VIC East Rowville 12 (AusNet) 66 kV16","VIC East Rowville 12 (AusNet) 66 kV"]
[null,null,null,"Temperature correct actuals increased from 2008 to 2011 and have declined since.",null,null,null,null,null,null,null,null,null,null,null,null,null,17,"VIC East Rowville 12 (AusNet) 66 kV17","VIC East Rowville 12 (AusNet) 66 kV"]
[null,null,null,"Forecast demand is flat over the outlook period.",null,null,null,null,null,null,null,null,null,null,null,null,null,18,"VIC East Rowville 12 (AusNet) 66 kV18","VIC East Rowville 12 (AusNet) 66 kV"]
[null,null,null,"The POE10 adjustment for PV and EE ranges from 0.1% to 1% over the outlook period, with EE contributing 0.1% to 1% of the adjustment.",null,null,null,null,null,null,null,null,null,null,null,null,null,19,"VIC East Rowville 12 (AusNet) 66 kV19","VIC East Rowville 12 (AusNet) 66 kV"]
[null,null,null,null,null,null,null,null,null,null,null,null,null,null,null,null,null,20,{"$f":"T581&R581","v":"VIC East Rowville 12 (AusNet) 66 kV20"},"VIC East Rowville 12 (AusNet) 66 kV"]
[null,null,null,null,null,null,null,null,null,null,null,null,null,null,null,null,null,21,"VIC East Rowville 12 (AusNet) 66 kV21","VIC East Rowville 12 (AusNet) 66 kV"]
[null,null,null,"Other",null,null,null,null,null,null,null,null,null,null,null,null,null,22,"VIC East Rowville 12 (AusNet) 66 kV22","VIC East Rowville 12 (AusNet) 66 kV"]
[null,null,null,"Supplies Belgrave, Ferntree Gully.",null,null,null,null,null,null,null,null,null,null,null,null,null,23,"VIC East Rowville 12 (AusNet) 66 kV23","VIC East Rowville 12 (AusNet) 66 kV"]
[null,null,null,"The connection point is weather sensitive and summer peaking.",null,null,null,null,null,null,null,null,null,null,null,null,null,24,"VIC East Rowville 12 (AusNet) 66 kV24","VIC East Rowville 12 (AusNet) 66 kV"]
[null,null,null,"Diversity factors: Summer = 0.91; Winter = 0.98.",null,null,null,null,null,null,null,null,null,null,null,null,null,25,"VIC East Rowville 12 (AusNet) 66 kV25","VIC East Rowville 12 (AusNet) 66 kV"]
[null,null,null,"Power factors: Summer = 0.97, lagging; Winter = 0.98, lagging.",null,null,null,null,null,null,null,null,null,null,null,null,null,26,"VIC East Rowville 12 (AusNet) 66 kV26","VIC East Rowville 12 (AusNet) 66 kV"]
[null,null,null,null,null,null,null,null,null,null,null,null,null,null,null,null,null,27,"VIC East Rowville 12 (AusNet) 66 kV27","VIC East Rowville 12 (AusNet) 66 kV"]
[null,null,null,null,null,null,null,null,null,null,null,null,null,null,null,null,null,28,"VIC East Rowville 12 (AusNet) 66 kV28","VIC East Rowville 12 (AusNet) 66 kV"]
[null,null,null,null,null,null,null,null,null,null,null,null,null,null,null,null,null,29,"VIC East Rowville 12 (AusNet) 66 kV29","VIC East Rowville 12 (AusNet) 66 kV"]
[null,null,null,null,null,null,null,null,null,null,null,null,null,null,null,null,null,30,"VIC East Rowville 12 (AusNet) 66 kV30","VIC East Rowville 12 (AusNet) 66 kV"]
[null,null,null,null,null,null,null,null,null,null,null,null,null,null,null,null,null,31,"VIC East Rowville 12 (AusNet) 66 kV31","VIC East Rowville 12 (AusNet) 66 kV"]
[null,null,"VIC East Rowville 12 (United Energy) 66 kV",null,null,null,null,null,null,null,null,null,null,null,null,null,null,1,"VIC East Rowville 12 (United Energy) 66 kV1",{"$f":"C593","v":"VIC East Rowville 12 (United Energy) 66 kV"}]
[null,null,null,null,null,null,null,null,null,null,null,null,null,null,null,null,null,2,"VIC East Rowville 12 (United Energy) 66 kV2",{"$f":"T593","v":"VIC East Rowville 12 (United Energy) 66 kV"}]
[null,null,null,"MAIN SECTORS",null,null,null,null,null,null,null,null,null,null,null,null,null,3,"VIC East Rowville 12 (United Energy) 66 kV3","VIC East Rowville 12 (United Energy) 66 kV"]
[null,null,null,"Mix of industrial, residential and commercial.",null,null,null,null,null,null,null,null,null,null,null,null,null,4,"VIC East Rowville 12 (United Energy) 66 kV4","VIC East Rowville 12 (United Energy) 66 kV"]
[null,null,null,null,null,null,null,null,null,null,null,null,null,null,null,null,null,5,"VIC East Rowville 12 (United Energy) 66 kV5","VIC East Rowville 12 (United Energy) 66 kV"]
[null,null,null,null,null,null,null,null,null,null,null,null,null,null,null,null,null,6,"VIC East Rowville 12 (United Energy) 66 kV6","VIC East Rowville 12 (United Energy) 66 kV"]
[null,null,null,null,null,null,null,null,null,null,null,null,null,null,null,null,null,7,"VIC East Rowville 12 (United Energy) 66 kV7","VIC East Rowville 12 (United Energy) 66 kV"]
[null,null,null,null,null,null,null,null,null,null,null,null,null,null,null,null,null,8,"VIC East Rowville 12 (United Energy) 66 kV8","VIC East Rowville 12 (United Energy) 66 kV"]
[null,null,null,"MEDIUM SCENARIO",null,null,null,null,null,null,null,null,null,null,null,null,null,9,"VIC East Rowville 12 (United Energy) 66 kV9","VIC East Rowville 12 (United Energy) 66 kV"]
[null,null,null,"Summer",null,null,null,null,null,null,null,null,null,null,null,null,null,10,"VIC East Rowville 12 (United Energy) 66 kV10","VIC East Rowville 12 (United Energy) 66 kV"]
[null,null,null,"Temperature corrected actuals have been relatively flat since 2005.",null,null,null,null,null,null,null,null,null,null,null,null,null,11,"VIC East Rowville 12 (United Energy) 66 kV11","VIC East Rowville 12 (United Energy) 66 kV"]
[null,null,null,"Forecast demand is increasing over the outlook period.",null,null,null,null,null,null,null,null,null,null,null,null,null,12,"VIC East Rowville 12 (United Energy) 66 kV12","VIC East Rowville 12 (United Energy) 66 kV"]
[null,null,null,"The POE10 adjustment for PV and EE ranges from 2.7% to 7.1% over the outlook period, with EE contributing 0.1% to 0.4% of the adjustment.",null,null,null,null,null,null,null,null,null,null,null,null,null,13,"VIC East Rowville 12 (United Energy) 66 kV13","VIC East Rowville 12 (United Energy) 66 kV"]
[null,null,null,null,null,null,null,null,null,null,null,null,null,null,null,null,null,14,"VIC East Rowville 12 (United Energy) 66 kV14","VIC East Rowville 12 (United Energy) 66 kV"]
[null,null,null,null,null,null,null,null,null,null,null,null,null,null,null,null,null,15,"VIC East Rowville 12 (United Energy) 66 kV15","VIC East Rowville 12 (United Energy) 66 kV"]
[null,null,null,"Winter",null,null,null,null,null,null,null,null,null,null,null,null,null,16,"VIC East Rowville 12 (United Energy) 66 kV16","VIC East Rowville 12 (United Energy) 66 kV"]
[null,null,null,"Temperature corrected actuals have been relatively flat since 2005.",null,null,null,null,null,null,null,null,null,null,null,null,null,17,"VIC East Rowville 12 (United Energy) 66 kV17","VIC East Rowville 12 (United Energy) 66 kV"]
[null,null,null,"Forecast demand is increasing over the outlook period.",null,null,null,null,null,null,null,null,null,null,null,null,null,18,"VIC East Rowville 12 (United Energy) 66 kV18","VIC East Rowville 12 (United Energy) 66 kV"]
[null,null,null,"The POE10 adjustment for PV and EE ranges from 0.1% to 0.7% over the outlook period, with EE contributing 0.1% to 0.7% of the adjustment.",null,null,null,null,null,null,null,null,null,null,null,null,null,19,"VIC East Rowville 12 (United Energy) 66 kV19","VIC East Rowville 12 (United Energy) 66 kV"]
[null,null,null,null,null,null,null,null,null,null,null,null,null,null,null,null,null,{"$f":"MOD(ROW(Q612)-4,31)+1","v":20},"VIC East Rowville 12 (United Energy) 66 kV20",{"$f":"T611","v":"VIC East Rowville 12 (United Energy) 66 kV"}]
[null,null,null,null,null,null,null,null,null,null,null,null,null,null,null,null,null,21,"VIC East Rowville 12 (United Energy) 66 kV21","VIC East Rowville 12 (United Energy) 66 kV"]
[null,null,null,"Other",null,null,null,null,null,null,null,null,null,null,null,null,null,22,"VIC East Rowville 12 (United Energy) 66 kV22","VIC East Rowville 12 (United Energy) 66 kV"]
[null,null,null,"Supplies Mulgrave, Lyndale.",null,null,null,null,null,null,null,null,null,null,null,null,null,23,"VIC East Rowville 12 (United Energy) 66 kV23","VIC East Rowville 12 (United Energy) 66 kV"]
[null,null,null,"The connection point is weather sensitive and summer peaking.",null,null,null,null,null,null,null,null,null,null,null,null,null,24,"VIC East Rowville 12 (United Energy) 66 kV24","VIC East Rowville 12 (United Energy) 66 kV"]
[null,null,null,"Diversity factors: Summer = 0.95; Winter = 1.",null,null,null,null,null,null,null,null,null,null,null,null,null,25,"VIC East Rowville 12 (United Energy) 66 kV25","VIC East Rowville 12 (United Energy) 66 kV"]
[null,null,null,"Power factors: Summer = 0.97, lagging; Winter = 0.98, lagging.",null,null,null,null,null,null,null,null,null,null,null,null,null,26,"VIC East Rowville 12 (United Energy) 66 kV26","VIC East Rowville 12 (United Energy) 66 kV"]
[null,null,null,null,null,null,null,null,null,null,null,null,null,null,null,null,null,27,"VIC East Rowville 12 (United Energy) 66 kV27","VIC East Rowville 12 (United Energy) 66 kV"]
[null,null,null,null,null,null,null,null,null,null,null,null,null,null,null,null,null,28,"VIC East Rowville 12 (United Energy) 66 kV28","VIC East Rowville 12 (United Energy) 66 kV"]
[null,null,null,null,null,null,null,null,null,null,null,null,null,null,null,null,null,29,"VIC East Rowville 12 (United Energy) 66 kV29","VIC East Rowville 12 (United Energy) 66 kV"]
[null,null,null,null,null,null,null,null,null,null,null,null,null,null,null,null,null,30,"VIC East Rowville 12 (United Energy) 66 kV30","VIC East Rowville 12 (United Energy) 66 kV"]
[null,null,null,null,null,null,null,null,null,null,null,null,null,null,null,null,null,31,"VIC East Rowville 12 (United Energy) 66 kV31","VIC East Rowville 12 (United Energy) 66 kV"]
[null,null,"VIC East Rowville 34 (AusNet) 66 kV",null,null,null,null,null,null,null,null,null,null,null,null,null,null,1,"VIC East Rowville 34 (AusNet) 66 kV1",{"$f":"C624","v":"VIC East Rowville 34 (AusNet) 66 kV"}]
[null,null,null,null,null,null,null,null,null,null,null,null,null,null,null,null,null,2,"VIC East Rowville 34 (AusNet) 66 kV2",{"$f":"T624","v":"VIC East Rowville 34 (AusNet) 66 kV"}]
[null,null,null,"MAIN SECTORS",null,null,null,null,null,null,null,null,null,null,null,null,null,3,"VIC East Rowville 34 (AusNet) 66 kV3","VIC East Rowville 34 (AusNet) 66 kV"]
[null,null,null,"Predominantly industrial and residential.",null,null,null,null,null,null,null,null,null,null,null,null,null,4,"VIC East Rowville 34 (AusNet) 66 kV4","VIC East Rowville 34 (AusNet) 66 kV"]
[null,null,null,null,null,null,null,null,null,null,null,null,null,null,null,null,null,5,"VIC East Rowville 34 (AusNet) 66 kV5","VIC East Rowville 34 (AusNet) 66 kV"]
[null,null,null,null,null,null,null,null,null,null,null,null,null,null,null,null,null,6,"VIC East Rowville 34 (AusNet) 66 kV6","VIC East Rowville 34 (AusNet) 66 kV"]
[null,null,null,null,null,null,null,null,null,null,null,null,null,null,null,null,null,7,"VIC East Rowville 34 (AusNet) 66 kV7","VIC East Rowville 34 (AusNet) 66 kV"]
[null,null,null,null,null,null,null,null,null,null,null,null,null,null,null,null,null,8,"VIC East Rowville 34 (AusNet) 66 kV8","VIC East Rowville 34 (AusNet) 66 kV"]
[null,null,null,"MEDIUM SCENARIO",null,null,null,null,null,null,null,null,null,null,null,null,null,9,"VIC East Rowville 34 (AusNet) 66 kV9","VIC East Rowville 34 (AusNet) 66 kV"]
[null,null,null,"Summer",null,null,null,null,null,null,null,null,null,null,null,null,null,10,"VIC East Rowville 34 (AusNet) 66 kV10","VIC East Rowville 34 (AusNet) 66 kV"]
[null,null,null,"Temperature corrected actuals have increased since 2013.",null,null,null,null,null,null,null,null,null,null,null,null,null,11,"VIC East Rowville 34 (AusNet) 66 kV11","VIC East Rowville 34 (AusNet) 66 kV"]
[null,null,null,"Forecast demand is increasing over the outlook period.",null,null,null,null,null,null,null,null,null,null,null,null,null,12,"VIC East Rowville 34 (AusNet) 66 kV12","VIC East Rowville 34 (AusNet) 66 kV"]
[null,null,null,"The POE10 adjustment for PV and EE ranges from 7.6% to 12.2% over the outlook period, with EE contributing 0.2% to 1% of the adjustment.",null,null,null,null,null,null,null,null,null,null,null,null,null,13,"VIC East Rowville 34 (AusNet) 66 kV13","VIC East Rowville 34 (AusNet) 66 kV"]
[null,null,null,null,null,null,null,null,null,null,null,null,null,null,null,null,null,14,"VIC East Rowville 34 (AusNet) 66 kV14","VIC East Rowville 34 (AusNet) 66 kV"]
[null,null,null,null,null,null,null,null,null,null,null,null,null,null,null,null,null,15,"VIC East Rowville 34 (AusNet) 66 kV15","VIC East Rowville 34 (AusNet) 66 kV"]
[null,null,null,"Winter",null,null,null,null,null,null,null,null,null,null,null,null,null,16,"VIC East Rowville 34 (AusNet) 66 kV16","VIC East Rowville 34 (AusNet) 66 kV"]
[null,null,null,"Temperature corrected actuals have increased since 2012.",null,null,null,null,null,null,null,null,null,null,null,null,null,17,"VIC East Rowville 34 (AusNet) 66 kV17","VIC East Rowville 34 (AusNet) 66 kV"]
[null,null,null,"Forecast demand is increasing over the outlook period.",null,null,null,null,null,null,null,null,null,null,null,null,null,18,"VIC East Rowville 34 (AusNet) 66 kV18","VIC East Rowville 34 (AusNet) 66 kV"]
[null,null,null,"The POE10 adjustment for PV and EE ranges from 0.2% to 1.5% over the outlook period, with EE contributing 0.2% to 1.5% of the adjustment.",null,null,null,null,null,null,null,null,null,null,null,null,null,19,"VIC East Rowville 34 (AusNet) 66 kV19","VIC East Rowville 34 (AusNet) 66 kV"]
[null,null,null,null,null,null,null,null,null,null,null,null,null,null,null,null,null,20,"VIC East Rowville 34 (AusNet) 66 kV20","VIC East Rowville 34 (AusNet) 66 kV"]
[null,null,null,null,null,null,null,null,null,null,null,null,null,null,null,null,null,21,"VIC East Rowville 34 (AusNet) 66 kV21","VIC East Rowville 34 (AusNet) 66 kV"]
[null,null,null,"Other",null,null,null,null,null,null,null,null,null,null,null,null,null,22,{"$f":"T645&R645","v":"VIC East Rowville 34 (AusNet) 66 kV22"},"VIC East Rowville 34 (AusNet) 66 kV"]
[null,null,null,"Supplies Hampton Park.",null,null,null,null,null,null,null,null,null,null,null,null,null,23,"VIC East Rowville 34 (AusNet) 66 kV23","VIC East Rowville 34 (AusNet) 66 kV"]
[null,null,null,"The connection point is weather sensitive and summer peaking.",null,null,null,null,null,null,null,null,null,null,null,null,null,24,"VIC East Rowville 34 (AusNet) 66 kV24","VIC East Rowville 34 (AusNet) 66 kV"]
[null,null,null,"The impact of embedded generation at Hallam Road Renewable Energy Facility has been removed in this forecast.",null,null,null,null,null,null,null,null,null,null,null,null,null,25,"VIC East Rowville 34 (AusNet) 66 kV25","VIC East Rowville 34 (AusNet) 66 kV"]
[null,null,null,"Diversity factors: Summer = 0.88; Winter = 0.98.",null,null,null,null,null,null,null,null,null,null,null,null,null,26,"VIC East Rowville 34 (AusNet) 66 kV26","VIC East Rowville 34 (AusNet) 66 kV"]
[null,null,null,"Power factors: Summer = 0.97, lagging; Winter = 0.98, lagging.",null,null,null,null,null,null,null,null,null,null,null,null,null,27,"VIC East Rowville 34 (AusNet) 66 kV27","VIC East Rowville 34 (AusNet) 66 kV"]
[null,null,null,null,null,null,null,null,null,null,null,null,null,null,null,null,null,28,"VIC East Rowville 34 (AusNet) 66 kV28","VIC East Rowville 34 (AusNet) 66 kV"]
[null,null,null,null,null,null,null,null,null,null,null,null,null,null,null,null,null,29,"VIC East Rowville 34 (AusNet) 66 kV29","VIC East Rowville 34 (AusNet) 66 kV"]
[null,null,null,null,null,null,null,null,null,null,null,null,null,null,null,null,null,30,"VIC East Rowville 34 (AusNet) 66 kV30","VIC East Rowville 34 (AusNet) 66 kV"]
[null,null,null,null,null,null,null,null,null,null,null,null,null,null,null,null,null,31,"VIC East Rowville 34 (AusNet) 66 kV31","VIC East Rowville 34 (AusNet) 66 kV"]
[null,null,"VIC East Rowville 34 (United Energy) 66 kV",null,null,null,null,null,null,null,null,null,null,null,null,null,null,1,"VIC East Rowville 34 (United Energy) 66 kV1",{"$f":"C655","v":"VIC East Rowville 34 (United Energy) 66 kV"}]
[null,null,null,null,null,null,null,null,null,null,null,null,null,null,null,null,null,2,"VIC East Rowville 34 (United Energy) 66 kV2",{"$f":"T655","v":"VIC East Rowville 34 (United Energy) 66 kV"}]
[null,null,null,"MAIN SECTORS",null,null,null,null,null,null,null,null,null,null,null,null,null,3,"VIC East Rowville 34 (United Energy) 66 kV3","VIC East Rowville 34 (United Energy) 66 kV"]
[null,null,null,"Mix of industrial, residential and commercial.",null,null,null,null,null,null,null,null,null,null,null,null,null,4,"VIC East Rowville 34 (United Energy) 66 kV4","VIC East Rowville 34 (United Energy) 66 kV"]
[null,null,null,null,null,null,null,null,null,null,null,null,null,null,null,null,null,5,"VIC East Rowville 34 (United Energy) 66 kV5","VIC East Rowville 34 (United Energy) 66 kV"]
[null,null,null,null,null,null,null,null,null,null,null,null,null,null,null,null,null,6,"VIC East Rowville 34 (United Energy) 66 kV6","VIC East Rowville 34 (United Energy) 66 kV"]
[null,null,null,null,null,null,null,null,null,null,null,null,null,null,null,null,null,7,"VIC East Rowville 34 (United Energy) 66 kV7","VIC East Rowville 34 (United Energy) 66 kV"]
[null,null,null,null,null,null,null,null,null,null,null,null,null,null,null,null,null,8,"VIC East Rowville 34 (United Energy) 66 kV8","VIC East Rowville 34 (United Energy) 66 kV"]
[null,null,null,"MEDIUM SCENARIO",null,null,null,null,null,null,null,null,null,null,null,null,null,9,"VIC East Rowville 34 (United Energy) 66 kV9","VIC East Rowville 34 (United Energy) 66 kV"]
[null,null,null,"Summer",null,null,null,null,null,null,null,null,null,null,null,null,null,10,"VIC East Rowville 34 (United Energy) 66 kV10","VIC East Rowville 34 (United Energy) 66 kV"]
[null,null,null,"Temperature corrected actuals have been relatively flat since 2007.",null,null,null,null,null,null,null,null,null,null,null,null,null,11,"VIC East Rowville 34 (United Energy) 66 kV11","VIC East Rowville 34 (United Energy) 66 kV"]
[null,null,null,"Forecast demand is declining over the outlook period.",null,null,null,null,null,null,null,null,null,null,null,null,null,12,"VIC East Rowville 34 (United Energy) 66 kV12","VIC East Rowville 34 (United Energy) 66 kV"]
[null,null,null,"The POE10 adjustment for PV and EE ranges from 3% to 9.5% over the outlook period, with EE contributing 0% to 0.3% of the adjustment.",null,null,null,null,null,null,null,null,null,null,null,null,null,13,"VIC East Rowville 34 (United Energy) 66 kV13","VIC East Rowville 34 (United Energy) 66 kV"]
[null,null,null,null,null,null,null,null,null,null,null,null,null,null,null,null,null,14,"VIC East Rowville 34 (United Energy) 66 kV14","VIC East Rowville 34 (United Energy) 66 kV"]
[null,null,null,null,null,null,null,null,null,null,null,null,null,null,null,null,null,15,"VIC East Rowville 34 (United Energy) 66 kV15","VIC East Rowville 34 (United Energy) 66 kV"]
[null,null,null,"Winter",null,null,null,null,null,null,null,null,null,null,null,null,null,16,"VIC East Rowville 34 (United Energy) 66 kV16","VIC East Rowville 34 (United Energy) 66 kV"]
[null,null,null,"Temperature corrected actuals have been relatively flat since 2007.",null,null,null,null,null,null,null,null,null,null,null,null,null,17,"VIC East Rowville 34 (United Energy) 66 kV17","VIC East Rowville 34 (United Energy) 66 kV"]
[null,null,null,"Forecast demand is increasing over the outlook period.",null,null,null,null,null,null,null,null,null,null,null,null,null,18,"VIC East Rowville 34 (United Energy) 66 kV18","VIC East Rowville 34 (United Energy) 66 kV"]
[null,null,null,"The POE10 adjustment for PV and EE ranges from 1.1% to 2.4% over the outlook period, with EE contributing 0% to 0.3% of the adjustment.",null,null,null,null,null,null,null,null,null,null,null,null,null,19,"VIC East Rowville 34 (United Energy) 66 kV19","VIC East Rowville 34 (United Energy) 66 kV"]
[null,null,null,null,null,null,null,null,null,null,null,null,null,null,null,null,null,20,"VIC East Rowville 34 (United Energy) 66 kV20","VIC East Rowville 34 (United Energy) 66 kV"]
[null,null,null,null,null,null,null,null,null,null,null,null,null,null,null,null,null,21,"VIC East Rowville 34 (United Energy) 66 kV21","VIC East Rowville 34 (United Energy) 66 kV"]
[null,null,null,"Other",null,null,null,null,null,null,null,null,null,null,null,null,null,{"$f":"MOD(ROW(Q676)-4,31)+1","v":22},"VIC East Rowville 34 (United Energy) 66 kV22",{"$f":"T675","v":"VIC East Rowville 34 (United Energy) 66 kV"}]
[null,null,null,"Supplies Dandenong. The connection point is weather sensitive and summer peaking.",null,null,null,null,null,null,null,null,null,null,null,null,null,23,"VIC East Rowville 34 (United Energy) 66 kV23","VIC East Rowville 34 (United Energy) 66 kV"]
[null,null,null,"New commercials loads planned from 2016.",null,null,null,null,null,null,null,null,null,null,null,null,null,24,"VIC East Rowville 34 (United Energy) 66 kV24","VIC East Rowville 34 (United Energy) 66 kV"]
[null,null,null,"The impact of embedded generation at Dandenong Hospital, and Dandenong PEP has been removed in this forecast.",null,null,null,null,null,null,null,null,null,null,null,null,null,25,"VIC East Rowville 34 (United Energy) 66 kV25","VIC East Rowville 34 (United Energy) 66 kV"]
[null,null,null,"Diversity factors: Summer = 0.85; Winter = 0.76.",null,null,null,null,null,null,null,null,null,null,null,null,null,26,"VIC East Rowville 34 (United Energy) 66 kV26","VIC East Rowville 34 (United Energy) 66 kV"]
[null,null,null,"Power factors: Summer = 0.97, lagging; Winter = 0.98, lagging.",null,null,null,null,null,null,null,null,null,null,null,null,null,27,"VIC East Rowville 34 (United Energy) 66 kV27","VIC East Rowville 34 (United Energy) 66 kV"]
[null,null,null,null,null,null,null,null,null,null,null,null,null,null,null,null,null,28,"VIC East Rowville 34 (United Energy) 66 kV28","VIC East Rowville 34 (United Energy) 66 kV"]
[null,null,null,null,null,null,null,null,null,null,null,null,null,null,null,null,null,29,"VIC East Rowville 34 (United Energy) 66 kV29","VIC East Rowville 34 (United Energy) 66 kV"]
[null,null,null,null,null,null,null,null,null,null,null,null,null,null,null,null,null,30,"VIC East Rowville 34 (United Energy) 66 kV30","VIC East Rowville 34 (United Energy) 66 kV"]
[null,null,null,null,null,null,null,null,null,null,null,null,null,null,null,null,null,31,"VIC East Rowville 34 (United Energy) 66 kV31","VIC East Rowville 34 (United Energy) 66 kV"]
[null,null,"VIC Fishermans Bend (Citipower) 66 kV",null,null,null,null,null,null,null,null,null,null,null,null,null,null,1,"VIC Fishermans Bend (Citipower) 66 kV1",{"$f":"C686","v":"VIC Fishermans Bend (Citipower) 66 kV"}]
[null,null,null,null,null,null,null,null,null,null,null,null,null,null,null,null,null,2,"VIC Fishermans Bend (Citipower) 66 kV2",{"$f":"T686","v":"VIC Fishermans Bend (Citipower) 66 kV"}]
[null,null,null,"MAIN SECTORS",null,null,null,null,null,null,null,null,null,null,null,null,null,3,"VIC Fishermans Bend (Citipower) 66 kV3","VIC Fishermans Bend (Citipower) 66 kV"]
[null,null,null,"Mainly residential and commercial.",null,null,null,null,null,null,null,null,null,null,null,null,null,4,"VIC Fishermans Bend (Citipower) 66 kV4","VIC Fishermans Bend (Citipower) 66 kV"]
[null,null,null,"Includes car manufacturing loads.",null,null,null,null,null,null,null,null,null,null,null,null,null,5,"VIC Fishermans Bend (Citipower) 66 kV5","VIC Fishermans Bend (Citipower) 66 kV"]
[null,null,null,null,null,null,null,null,null,null,null,null,null,null,null,null,null,6,"VIC Fishermans Bend (Citipower) 66 kV6","VIC Fishermans Bend (Citipower) 66 kV"]
[null,null,null,null,null,null,null,null,null,null,null,null,null,null,null,null,null,7,"VIC Fishermans Bend (Citipower) 66 kV7","VIC Fishermans Bend (Citipower) 66 kV"]
[null,null,null,null,null,null,null,null,null,null,null,null,null,null,null,null,null,8,"VIC Fishermans Bend (Citipower) 66 kV8","VIC Fishermans Bend (Citipower) 66 kV"]
[null,null,null,"MEDIUM SCENARIO",null,null,null,null,null,null,null,null,null,null,null,null,null,9,"VIC Fishermans Bend (Citipower) 66 kV9","VIC Fishermans Bend (Citipower) 66 kV"]
[null,null,null,"Summer",null,null,null,null,null,null,null,null,null,null,null,null,null,10,"VIC Fishermans Bend (Citipower) 66 kV10","VIC Fishermans Bend (Citipower) 66 kV"]
[null,null,null,"Temperature corrected actuals have increased since 2006.",null,null,null,null,null,null,null,null,null,null,null,null,null,11,"VIC Fishermans Bend (Citipower) 66 kV11","VIC Fishermans Bend (Citipower) 66 kV"]
[null,null,null,"Forecast demand is increasing over the outlook period.",null,null,null,null,null,null,null,null,null,null,null,null,null,12,"VIC Fishermans Bend (Citipower) 66 kV12","VIC Fishermans Bend (Citipower) 66 kV"]
[null,null,null,"The POE10 adjustment for PV and EE ranges from 0.4% to 1% over the outlook period, with EE contributing 0% to 0.2% of the adjustment.",null,null,null,null,null,null,null,null,null,null,null,null,null,13,"VIC Fishermans Bend (Citipower) 66 kV13","VIC Fishermans Bend (Citipower) 66 kV"]
[null,null,null,null,null,null,null,null,null,null,null,null,null,null,null,null,null,14,"VIC Fishermans Bend (Citipower) 66 kV14","VIC Fishermans Bend (Citipower) 66 kV"]
[null,null,null,null,null,null,null,null,null,null,null,null,null,null,null,null,null,15,"VIC Fishermans Bend (Citipower) 66 kV15","VIC Fishermans Bend (Citipower) 66 kV"]
[null,null,null,"Winter",null,null,null,null,null,null,null,null,null,null,null,null,null,16,"VIC Fishermans Bend (Citipower) 66 kV16","VIC Fishermans Bend (Citipower) 66 kV"]
[null,null,null,"Temperature corrected actuals have increased since 2009.",null,null,null,null,null,null,null,null,null,null,null,null,null,17,"VIC Fishermans Bend (Citipower) 66 kV17","VIC Fishermans Bend (Citipower) 66 kV"]
[null,null,null,"Forecast demand is increasing over the outlook period.",null,null,null,null,null,null,null,null,null,null,null,null,null,18,"VIC Fishermans Bend (Citipower) 66 kV18","VIC Fishermans Bend (Citipower) 66 kV"]
[null,null,null,"The POE10 adjustment for PV and EE ranges from 0.1% to 0.7% over the outlook period, with EE contributing 0% to 0.4% of the adjustment.",null,null,null,null,null,null,null,null,null,null,null,null,null,19,"VIC Fishermans Bend (Citipower) 66 kV19","VIC Fishermans Bend (Citipower) 66 kV"]
[null,null,null,null,null,null,null,null,null,null,null,null,null,null,null,null,null,20,"VIC Fishermans Bend (Citipower) 66 kV20","VIC Fishermans Bend (Citipower) 66 kV"]
[null,null,null,null,null,null,null,null,null,null,null,null,null,null,null,null,null,21,"VIC Fishermans Bend (Citipower) 66 kV21","VIC Fishermans Bend (Citipower) 66 kV"]
[null,null,null,"Other",null,null,null,null,null,null,null,null,null,null,null,null,null,22,"VIC Fishermans Bend (Citipower) 66 kV22","VIC Fishermans Bend (Citipower) 66 kV"]
[null,null,null,"Supplies Fishermens Bend, Westgate, Port Melbourne, Southbank, South Melbourne, Albert Park.",null,null,null,null,null,null,null,null,null,null,null,null,null,23,"VIC Fishermans Bend (Citipower) 66 kV23","VIC Fishermans Bend (Citipower) 66 kV"]
[null,null,null,"The connection point is weather sensitive and summer peaking.",null,null,null,null,null,null,null,null,null,null,null,null,null,24,{"$f":"T709&R709","v":"VIC Fishermans Bend (Citipower) 66 kV24"},"VIC Fishermans Bend (Citipower) 66 kV"]
[null,null,null,"Car manufacturing closures are expected over the outlook period.",null,null,null,null,null,null,null,null,null,null,null,null,null,25,"VIC Fishermans Bend (Citipower) 66 kV25","VIC Fishermans Bend (Citipower) 66 kV"]
[null,null,null,"Diversity factors: Summer = 0.93; Winter = 0.95.",null,null,null,null,null,null,null,null,null,null,null,null,null,26,"VIC Fishermans Bend (Citipower) 66 kV26","VIC Fishermans Bend (Citipower) 66 kV"]
[null,null,null,"Power factors: Summer = 0.96, lagging; Winter = 0.98, lagging.",null,null,null,null,null,null,null,null,null,null,null,null,null,27,"VIC Fishermans Bend (Citipower) 66 kV27","VIC Fishermans Bend (Citipower) 66 kV"]
[null,null,null,null,null,null,null,null,null,null,null,null,null,null,null,null,null,28,"VIC Fishermans Bend (Citipower) 66 kV28","VIC Fishermans Bend (Citipower) 66 kV"]
[null,null,null,null,null,null,null,null,null,null,null,null,null,null,null,null,null,29,"VIC Fishermans Bend (Citipower) 66 kV29","VIC Fishermans Bend (Citipower) 66 kV"]
[null,null,null,null,null,null,null,null,null,null,null,null,null,null,null,null,null,30,"VIC Fishermans Bend (Citipower) 66 kV30","VIC Fishermans Bend (Citipower) 66 kV"]
[null,null,null,null,null,null,null,null,null,null,null,null,null,null,null,null,null,31,"VIC Fishermans Bend (Citipower) 66 kV31","VIC Fishermans Bend (Citipower) 66 kV"]
[null,null,"VIC Fishermans Bend (Powercor) 66 kV",null,null,null,null,null,null,null,null,null,null,null,null,null,null,1,"VIC Fishermans Bend (Powercor) 66 kV1",{"$f":"C717","v":"VIC Fishermans Bend (Powercor) 66 kV"}]
[null,null,null,null,null,null,null,null,null,null,null,null,null,null,null,null,null,2,"VIC Fishermans Bend (Powercor) 66 kV2",{"$f":"T717","v":"VIC Fishermans Bend (Powercor) 66 kV"}]
[null,null,null,"MAIN SECTORS",null,null,null,null,null,null,null,null,null,null,null,null,null,3,"VIC Fishermans Bend (Powercor) 66 kV3","VIC Fishermans Bend (Powercor) 66 kV"]
[null,null,null,"Mainly residential and commercial.",null,null,null,null,null,null,null,null,null,null,null,null,null,4,"VIC Fishermans Bend (Powercor) 66 kV4","VIC Fishermans Bend (Powercor) 66 kV"]
[null,null,null,null,null,null,null,null,null,null,null,null,null,null,null,null,null,5,"VIC Fishermans Bend (Powercor) 66 kV5","VIC Fishermans Bend (Powercor) 66 kV"]
[null,null,null,null,null,null,null,null,null,null,null,null,null,null,null,null,null,6,"VIC Fishermans Bend (Powercor) 66 kV6","VIC Fishermans Bend (Powercor) 66 kV"]
[null,null,null,null,null,null,null,null,null,null,null,null,null,null,null,null,null,7,"VIC Fishermans Bend (Powercor) 66 kV7","VIC Fishermans Bend (Powercor) 66 kV"]
[null,null,null,null,null,null,null,null,null,null,null,null,null,null,null,null,null,8,"VIC Fishermans Bend (Powercor) 66 kV8","VIC Fishermans Bend (Powercor) 66 kV"]
[null,null,null,"MEDIUM SCENARIO",null,null,null,null,null,null,null,null,null,null,null,null,null,9,"VIC Fishermans Bend (Powercor) 66 kV9","VIC Fishermans Bend (Powercor) 66 kV"]
[null,null,null,"Summer",null,null,null,null,null,null,null,null,null,null,null,null,null,10,"VIC Fishermans Bend (Powercor) 66 kV10","VIC Fishermans Bend (Powercor) 66 kV"]
[null,null,null,"Temperature corrected actuals have increased since 2008.",null,null,null,null,null,null,null,null,null,null,null,null,null,11,"VIC Fishermans Bend (Powercor) 66 kV11","VIC Fishermans Bend (Powercor) 66 kV"]
[null,null,null,"Forecast demand is increasing over the outlook period.",null,null,null,null,null,null,null,null,null,null,null,null,null,12,"VIC Fishermans Bend (Powercor) 66 kV12","VIC Fishermans Bend (Powercor) 66 kV"]
[null,null,null,"The POE10 adjustment for PV and EE ranges from 0.1% to 0.2% over the outlook period, with EE contributing 0% to 0.1% of the adjustment.",null,null,null,null,null,null,null,null,null,null,null,null,null,13,"VIC Fishermans Bend (Powercor) 66 kV13","VIC Fishermans Bend (Powercor) 66 kV"]
[null,null,null,null,null,null,null,null,null,null,null,null,null,null,null,null,null,14,"VIC Fishermans Bend (Powercor) 66 kV14","VIC Fishermans Bend (Powercor) 66 kV"]
[null,null,null,null,null,null,null,null,null,null,null,null,null,null,null,null,null,15,"VIC Fishermans Bend (Powercor) 66 kV15","VIC Fishermans Bend (Powercor) 66 kV"]
[null,null,null,"Winter",null,null,null,null,null,null,null,null,null,null,null,null,null,16,"VIC Fishermans Bend (Powercor) 66 kV16","VIC Fishermans Bend (Powercor) 66 kV"]
[null,null,null,"Temperature corrected actuals have increased since 2010.",null,null,null,null,null,null,null,null,null,null,null,null,null,17,"VIC Fishermans Bend (Powercor) 66 kV17","VIC Fishermans Bend (Powercor) 66 kV"]
[null,null,null,"Forecast demand is increasing over the outlook period.",null,null,null,null,null,null,null,null,null,null,null,null,null,18,"VIC Fishermans Bend (Powercor) 66 kV18","VIC Fishermans Bend (Powercor) 66 kV"]
[null,null,null,"The POE10 adjustment for PV and EE ranges from 0% to 0.2% over the outlook period, with EE contributing 0% to 0.1% of the adjustment.",null,null,null,null,null,null,null,null,null,null,null,null,null,19,"VIC Fishermans Bend (Powercor) 66 kV19","VIC Fishermans Bend (Powercor) 66 kV"]
[null,null,null,null,null,null,null,null,null,null,null,null,null,null,null,null,null,20,"VIC Fishermans Bend (Powercor) 66 kV20","VIC Fishermans Bend (Powercor) 66 kV"]
[null,null,null,null,null,null,null,null,null,null,null,null,null,null,null,null,null,21,"VIC Fishermans Bend (Powercor) 66 kV21","VIC Fishermans Bend (Powercor) 66 kV"]
[null,null,null,"Other",null,null,null,null,null,null,null,null,null,null,null,null,null,22,"VIC Fishermans Bend (Powercor) 66 kV22","VIC Fishermans Bend (Powercor) 66 kV"]
[null,null,null,"Supplies Docklands.The connection point is weather sensitive and summer peaking.",null,null,null,null,null,null,null,null,null,null,null,null,null,23,"VIC Fishermans Bend (Powercor) 66 kV23","VIC Fishermans Bend (Powercor) 66 kV"]
[null,null,null,"Diversity factors: Summer = 0.91; Winter = 0.94.",null,null,null,null,null,null,null,null,null,null,null,null,null,{"$f":"MOD(ROW(Q740)-4,31)+1","v":24},"VIC Fishermans Bend (Powercor) 66 kV24",{"$f":"T739","v":"VIC Fishermans Bend (Powercor) 66 kV"}]
[null,null,null,"Power factors: Summer = 0.96, lagging; Winter = 0.98, lagging.",null,null,null,null,null,null,null,null,null,null,null,null,null,25,"VIC Fishermans Bend (Powercor) 66 kV25","VIC Fishermans Bend (Powercor) 66 kV"]
[null,null,null,null,null,null,null,null,null,null,null,null,null,null,null,null,null,26,"VIC Fishermans Bend (Powercor) 66 kV26","VIC Fishermans Bend (Powercor) 66 kV"]
[null,null,null,null,null,null,null,null,null,null,null,null,null,null,null,null,null,27,"VIC Fishermans Bend (Powercor) 66 kV27","VIC Fishermans Bend (Powercor) 66 kV"]
[null,null,null,null,null,null,null,null,null,null,null,null,null,null,null,null,null,28,"VIC Fishermans Bend (Powercor) 66 kV28","VIC Fishermans Bend (Powercor) 66 kV"]
[null,null,null,null,null,null,null,null,null,null,null,null,null,null,null,null,null,29,"VIC Fishermans Bend (Powercor) 66 kV29","VIC Fishermans Bend (Powercor) 66 kV"]
[null,null,null,null,null,null,null,null,null,null,null,null,null,null,null,null,null,30,"VIC Fishermans Bend (Powercor) 66 kV30","VIC Fishermans Bend (Powercor) 66 kV"]
[null,null,null,null,null,null,null,null,null,null,null,null,null,null,null,null,null,31,"VIC Fishermans Bend (Powercor) 66 kV31","VIC Fishermans Bend (Powercor) 66 kV"]
[null,null,"VIC Fosterville 220 kV",null,null,null,null,null,null,null,null,null,null,null,null,null,null,1,"VIC Fosterville 220 kV1",{"$f":"C748","v":"VIC Fosterville 220 kV"}]
[null,null,null,null,null,null,null,null,null,null,null,null,null,null,null,null,null,2,"VIC Fosterville 220 kV2",{"$f":"T748","v":"VIC Fosterville 220 kV"}]
[null,null,null,"MAIN SECTORS",null,null,null,null,null,null,null,null,null,null,null,null,null,3,"VIC Fosterville 220 kV3","VIC Fosterville 220 kV"]
[null,null,null,"Gold mine.",null,null,null,null,null,null,null,null,null,null,null,null,null,4,"VIC Fosterville 220 kV4","VIC Fosterville 220 kV"]
[null,null,null,null,null,null,null,null,null,null,null,null,null,null,null,null,null,5,"VIC Fosterville 220 kV5","VIC Fosterville 220 kV"]
[null,null,null,null,null,null,null,null,null,null,null,null,null,null,null,null,null,6,"VIC Fosterville 220 kV6","VIC Fosterville 220 kV"]
[null,null,null,null,null,null,null,null,null,null,null,null,null,null,null,null,null,7,"VIC Fosterville 220 kV7","VIC Fosterville 220 kV"]
[null,null,null,null,null,null,null,null,null,null,null,null,null,null,null,null,null,8,"VIC Fosterville 220 kV8","VIC Fosterville 220 kV"]
[null,null,null,"MEDIUM SCENARIO",null,null,null,null,null,null,null,null,null,null,null,null,null,9,"VIC Fosterville 220 kV9","VIC Fosterville 220 kV"]
[null,null,null,"Summer",null,null,null,null,null,null,null,null,null,null,null,null,null,10,"VIC Fosterville 220 kV10","VIC Fosterville 220 kV"]
[null,null,null,"Historical demand has fluctuated since 2005.",null,null,null,null,null,null,null,null,null,null,null,null,null,11,"VIC Fosterville 220 kV11","VIC Fosterville 220 kV"]
[null,null,null,"Forecast demand is flat over the outlook period.",null,null,null,null,null,null,null,null,null,null,null,null,null,12,"VIC Fosterville 220 kV12","VIC Fosterville 220 kV"]
[null,null,null,"The POE10 offset for PV and EE is zero.",null,null,null,null,null,null,null,null,null,null,null,null,null,13,"VIC Fosterville 220 kV13","VIC Fosterville 220 kV"]
[null,null,null,null,null,null,null,null,null,null,null,null,null,null,null,null,null,14,"VIC Fosterville 220 kV14","VIC Fosterville 220 kV"]
[null,null,null,null,null,null,null,null,null,null,null,null,null,null,null,null,null,15,"VIC Fosterville 220 kV15","VIC Fosterville 220 kV"]
[null,null,null,"Winter",null,null,null,null,null,null,null,null,null,null,null,null,null,16,"VIC Fosterville 220 kV16","VIC Fosterville 220 kV"]
[null,null,null,"Temperature corrected actuals have increased since 2005.",null,null,null,null,null,null,null,null,null,null,null,null,null,17,"VIC Fosterville 220 kV17","VIC Fosterville 220 kV"]
[null,null,null,"Forecast demand is flat over the outlook period.",null,null,null,null,null,null,null,null,null,null,null,null,null,18,"VIC Fosterville 220 kV18","VIC Fosterville 220 kV"]
[null,null,null,"The POE10 offset for PV and EE is zero.",null,null,null,null,null,null,null,null,null,null,null,null,null,19,"VIC Fosterville 220 kV19","VIC Fosterville 220 kV"]
[null,null,null,null,null,null,null,null,null,null,null,null,null,null,null,null,null,20,"VIC Fosterville 220 kV20","VIC Fosterville 220 kV"]
[null,null,null,null,null,null,null,null,null,null,null,null,null,null,null,null,null,21,"VIC Fosterville 220 kV21","VIC Fosterville 220 kV"]
[null,null,null,"Other",null,null,null,null,null,null,null,null,null,null,null,null,null,22,"VIC Fosterville 220 kV22","VIC Fosterville 220 kV"]
[null,null,null,"Direct transmission connected customer.",null,null,null,null,null,null,null,null,null,null,null,null,null,23,"VIC Fosterville 220 kV23","VIC Fosterville 220 kV"]
[null,null,null,"This connection point is not weather sensitive.",null,null,null,null,null,null,null,null,null,null,null,null,null,24,"VIC Fosterville 220 kV24","VIC Fosterville 220 kV"]
[null,null,null,"Diversity factors: Summer = 0.94; Winter = 0.92.",null,null,null,null,null,null,null,null,null,null,null,null,null,25,"VIC Fosterville 220 kV25","VIC Fosterville 220 kV"]
[null,null,null,"Power factors: Summer = 0.99, lagging; Winter = 0.97, lagging.",null,null,null,null,null,null,null,null,null,null,null,null,null,26,{"$f":"T773&R773","v":"VIC Fosterville 220 kV26"},"VIC Fosterville 220 kV"]
[null,null,null,null,null,null,null,null,null,null,null,null,null,null,null,null,null,27,"VIC Fosterville 220 kV27","VIC Fosterville 220 kV"]
[null,null,null,null,null,null,null,null,null,null,null,null,null,null,null,null,null,28,"VIC Fosterville 220 kV28","VIC Fosterville 220 kV"]
[null,null,null,null,null,null,null,null,null,null,null,null,null,null,null,null,null,29,"VIC Fosterville 220 kV29","VIC Fosterville 220 kV"]
[null,null,null,null,null,null,null,null,null,null,null,null,null,null,null,null,null,30,"VIC Fosterville 220 kV30","VIC Fosterville 220 kV"]
[null,null,null,null,null,null,null,null,null,null,null,null,null,null,null,null,null,31,"VIC Fosterville 220 kV31","VIC Fosterville 220 kV"]
[null,null,"VIC Geelong 12 (Powercor) 66 kV",null,null,null,null,null,null,null,null,null,null,null,null,null,null,1,"VIC Geelong 12 (Powercor) 66 kV1",{"$f":"C779","v":"VIC Geelong 12 (Powercor) 66 kV"}]
[null,null,null,null,null,null,null,null,null,null,null,null,null,null,null,null,null,2,"VIC Geelong 12 (Powercor) 66 kV2",{"$f":"T779","v":"VIC Geelong 12 (Powercor) 66 kV"}]
[null,null,null,"MAIN SECTORS",null,null,null,null,null,null,null,null,null,null,null,null,null,3,"VIC Geelong 12 (Powercor) 66 kV3","VIC Geelong 12 (Powercor) 66 kV"]
[null,null,null,"Predominantly agricultural and residential.",null,null,null,null,null,null,null,null,null,null,null,null,null,4,"VIC Geelong 12 (Powercor) 66 kV4","VIC Geelong 12 (Powercor) 66 kV"]
[null,null,null,null,null,null,null,null,null,null,null,null,null,null,null,null,null,5,"VIC Geelong 12 (Powercor) 66 kV5","VIC Geelong 12 (Powercor) 66 kV"]
[null,null,null,null,null,null,null,null,null,null,null,null,null,null,null,null,null,6,"VIC Geelong 12 (Powercor) 66 kV6","VIC Geelong 12 (Powercor) 66 kV"]
[null,null,null,null,null,null,null,null,null,null,null,null,null,null,null,null,null,7,"VIC Geelong 12 (Powercor) 66 kV7","VIC Geelong 12 (Powercor) 66 kV"]
[null,null,null,null,null,null,null,null,null,null,null,null,null,null,null,null,null,8,"VIC Geelong 12 (Powercor) 66 kV8","VIC Geelong 12 (Powercor) 66 kV"]
[null,null,null,"MEDIUM SCENARIO",null,null,null,null,null,null,null,null,null,null,null,null,null,9,"VIC Geelong 12 (Powercor) 66 kV9","VIC Geelong 12 (Powercor) 66 kV"]
[null,null,null,"Summer",null,null,null,null,null,null,null,null,null,null,null,null,null,10,"VIC Geelong 12 (Powercor) 66 kV10","VIC Geelong 12 (Powercor) 66 kV"]
[null,null,null,"Temperature corrected actuals have increased since 2006.",null,null,null,null,null,null,null,null,null,null,null,null,null,11,"VIC Geelong 12 (Powercor) 66 kV11","VIC Geelong 12 (Powercor) 66 kV"]
[null,null,null,"Forecast demand is declining over the outlook period, due to reductions in commercial loads.",null,null,null,null,null,null,null,null,null,null,null,null,null,12,"VIC Geelong 12 (Powercor) 66 kV12","VIC Geelong 12 (Powercor) 66 kV"]
[null,null,null,"The POE10 adjustment for PV and EE ranges from 3.5% to 7.2% over the outlook period, with EE contributing 0.1% to 0.6% of",null,null,null,null,null,null,null,null,null,null,null,null,null,13,"VIC Geelong 12 (Powercor) 66 kV13","VIC Geelong 12 (Powercor) 66 kV"]
[null,null,null,"the adjustment.",null,null,null,null,null,null,null,null,null,null,null,null,null,14,"VIC Geelong 12 (Powercor) 66 kV14","VIC Geelong 12 (Powercor) 66 kV"]
[null,null,null,null,null,null,null,null,null,null,null,null,null,null,null,null,null,15,"VIC Geelong 12 (Powercor) 66 kV15","VIC Geelong 12 (Powercor) 66 kV"]
[null,null,null,"Winter",null,null,null,null,null,null,null,null,null,null,null,null,null,16,"VIC Geelong 12 (Powercor) 66 kV16","VIC Geelong 12 (Powercor) 66 kV"]
[null,null,null,"Temperature corrected actuals have increased since 2006.",null,null,null,null,null,null,null,null,null,null,null,null,null,17,"VIC Geelong 12 (Powercor) 66 kV17","VIC Geelong 12 (Powercor) 66 kV"]
[null,null,null,"Forecast demand is declining over the outlook period, due to reductions in commercial loads.",null,null,null,null,null,null,null,null,null,null,null,null,null,18,"VIC Geelong 12 (Powercor) 66 kV18","VIC Geelong 12 (Powercor) 66 kV"]
[null,null,null,"The POE10 adjustment for PV and EE ranges from 0.1% to 0.7% over the outlook period, with EE contributing 0.1% to 0.7% of",null,null,null,null,null,null,null,null,null,null,null,null,null,19,"VIC Geelong 12 (Powercor) 66 kV19","VIC Geelong 12 (Powercor) 66 kV"]
[null,null,null,"the adjustment.",null,null,null,null,null,null,null,null,null,null,null,null,null,20,"VIC Geelong 12 (Powercor) 66 kV20","VIC Geelong 12 (Powercor) 66 kV"]
[null,null,null,null,null,null,null,null,null,null,null,null,null,null,null,null,null,21,"VIC Geelong 12 (Powercor) 66 kV21","VIC Geelong 12 (Powercor) 66 kV"]
[null,null,null,"Other",null,null,null,null,null,null,null,null,null,null,null,null,null,22,"VIC Geelong 12 (Powercor) 66 kV22","VIC Geelong 12 (Powercor) 66 kV"]
[null,null,null,"Supplies Waurn Ponds.",null,null,null,null,null,null,null,null,null,null,null,null,null,23,"VIC Geelong 12 (Powercor) 66 kV23","VIC Geelong 12 (Powercor) 66 kV"]
[null,null,null,"The connection point is weather sensitive and summer peaking.",null,null,null,null,null,null,null,null,null,null,null,null,null,24,"VIC Geelong 12 (Powercor) 66 kV24","VIC Geelong 12 (Powercor) 66 kV"]
[null,null,null,"Car manufacturing closures are expected over the outlook period.",null,null,null,null,null,null,null,null,null,null,null,null,null,25,"VIC Geelong 12 (Powercor) 66 kV25","VIC Geelong 12 (Powercor) 66 kV"]
[null,null,null,"The impact of embedded generation at Corio Landfill Gas Power Station has been removed in this forecast.",null,null,null,null,null,null,null,null,null,null,null,null,null,{"$f":"MOD(ROW(Q804)-4,31)+1","v":26},"VIC Geelong 12 (Powercor) 66 kV26",{"$f":"T803","v":"VIC Geelong 12 (Powercor) 66 kV"}]
[null,null,null,"Diversity factors: Summer = 0.83; Winter = 0.91.",null,null,null,null,null,null,null,null,null,null,null,null,null,27,"VIC Geelong 12 (Powercor) 66 kV27","VIC Geelong 12 (Powercor) 66 kV"]
[null,null,null,"Power factors: Summer = 0.99, lagging; Winter = 1, lagging.",null,null,null,null,null,null,null,null,null,null,null,null,null,28,"VIC Geelong 12 (Powercor) 66 kV28","VIC Geelong 12 (Powercor) 66 kV"]
[null,null,null,null,null,null,null,null,null,null,null,null,null,null,null,null,null,29,"VIC Geelong 12 (Powercor) 66 kV29","VIC Geelong 12 (Powercor) 66 kV"]
[null,null,null,null,null,null,null,null,null,null,null,null,null,null,null,null,null,30,"VIC Geelong 12 (Powercor) 66 kV30","VIC Geelong 12 (Powercor) 66 kV"]
[null,null,null,null,null,null,null,null,null,null,null,null,null,null,null,null,null,31,"VIC Geelong 12 (Powercor) 66 kV31","VIC Geelong 12 (Powercor) 66 kV"]
[null,null,"VIC Geelong 34 (Powercor) 66 kV",null,null,null,null,null,null,null,null,null,null,null,null,null,null,1,"VIC Geelong 34 (Powercor) 66 kV1",{"$f":"C810","v":"VIC Geelong 34 (Powercor) 66 kV"}]
[null,null,null,null,null,null,null,null,null,null,null,null,null,null,null,null,null,2,"VIC Geelong 34 (Powercor) 66 kV2",{"$f":"T810","v":"VIC Geelong 34 (Powercor) 66 kV"}]
[null,null,null,"MAIN SECTORS",null,null,null,null,null,null,null,null,null,null,null,null,null,3,"VIC Geelong 34 (Powercor) 66 kV3","VIC Geelong 34 (Powercor) 66 kV"]
[null,null,null,"Predominantly agricultural and residential.",null,null,null,null,null,null,null,null,null,null,null,null,null,4,"VIC Geelong 34 (Powercor) 66 kV4","VIC Geelong 34 (Powercor) 66 kV"]
[null,null,null,null,null,null,null,null,null,null,null,null,null,null,null,null,null,5,"VIC Geelong 34 (Powercor) 66 kV5","VIC Geelong 34 (Powercor) 66 kV"]
[null,null,null,null,null,null,null,null,null,null,null,null,null,null,null,null,null,6,"VIC Geelong 34 (Powercor) 66 kV6","VIC Geelong 34 (Powercor) 66 kV"]
[null,null,null,null,null,null,null,null,null,null,null,null,null,null,null,null,null,7,"VIC Geelong 34 (Powercor) 66 kV7","VIC Geelong 34 (Powercor) 66 kV"]
[null,null,null,null,null,null,null,null,null,null,null,null,null,null,null,null,null,8,"VIC Geelong 34 (Powercor) 66 kV8","VIC Geelong 34 (Powercor) 66 kV"]
[null,null,null,"MEDIUM SCENARIO",null,null,null,null,null,null,null,null,null,null,null,null,null,9,"VIC Geelong 34 (Powercor) 66 kV9","VIC Geelong 34 (Powercor) 66 kV"]
[null,null,null,"Summer",null,null,null,null,null,null,null,null,null,null,null,null,null,10,"VIC Geelong 34 (Powercor) 66 kV10","VIC Geelong 34 (Powercor) 66 kV"]
[null,null,null,"Temperature correct actuals increased from 2006 until 2012, and have been declining since.",null,null,null,null,null,null,null,null,null,null,null,null,null,11,"VIC Geelong 34 (Powercor) 66 kV11","VIC Geelong 34 (Powercor) 66 kV"]
[null,null,null,"Forecast demand is increasing over the outlook period, due to reductions in commercial loads.",null,null,null,null,null,null,null,null,null,null,null,null,null,12,"VIC Geelong 34 (Powercor) 66 kV12","VIC Geelong 34 (Powercor) 66 kV"]
[null,null,null,"The POE10 adjustment for PV and EE ranges from 6.2% to 17.2% over the outlook period, with EE contributing 0.1% to 0.7% of",null,null,null,null,null,null,null,null,null,null,null,null,null,13,"VIC Geelong 34 (Powercor) 66 kV13","VIC Geelong 34 (Powercor) 66 kV"]
[null,null,null,"the adjustment.",null,null,null,null,null,null,null,null,null,null,null,null,null,14,"VIC Geelong 34 (Powercor) 66 kV14","VIC Geelong 34 (Powercor) 66 kV"]
[null,null,null,null,null,null,null,null,null,null,null,null,null,null,null,null,null,15,"VIC Geelong 34 (Powercor) 66 kV15","VIC Geelong 34 (Powercor) 66 kV"]
[null,null,null,"Winter",null,null,null,null,null,null,null,null,null,null,null,null,null,16,"VIC Geelong 34 (Powercor) 66 kV16","VIC Geelong 34 (Powercor) 66 kV"]
[null,null,null,"Temperature correct actuals increased from 2006 until 2012, and have been declining since.",null,null,null,null,null,null,null,null,null,null,null,null,null,17,"VIC Geelong 34 (Powercor) 66 kV17","VIC Geelong 34 (Powercor) 66 kV"]
[null,null,null,"Forecast demand is increasing over the outlook period.",null,null,null,null,null,null,null,null,null,null,null,null,null,18,"VIC Geelong 34 (Powercor) 66 kV18","VIC Geelong 34 (Powercor) 66 kV"]
[null,null,null,"The POE10 adjustment for PV and EE ranges from 0.1% to 1.1% over the outlook period, with EE contributing 0.1% to 1.1% of",null,null,null,null,null,null,null,null,null,null,null,null,null,19,"VIC Geelong 34 (Powercor) 66 kV19","VIC Geelong 34 (Powercor) 66 kV"]
[null,null,null,"the adjustment.",null,null,null,null,null,null,null,null,null,null,null,null,null,20,"VIC Geelong 34 (Powercor) 66 kV20","VIC Geelong 34 (Powercor) 66 kV"]
[null,null,null,null,null,null,null,null,null,null,null,null,null,null,null,null,null,21,"VIC Geelong 34 (Powercor) 66 kV21","VIC Geelong 34 (Powercor) 66 kV"]
[null,null,null,"Other",null,null,null,null,null,null,null,null,null,null,null,null,null,22,"VIC Geelong 34 (Powercor) 66 kV22","VIC Geelong 34 (Powercor) 66 kV"]
[null,null,null,"Supplies Corio, Geelong, Drysdale.The connection point is weather sensitive and summer peaking.",null,null,null,null,null,null,null,null,null,null,null,null,null,23,"VIC Geelong 34 (Powercor) 66 kV23","VIC Geelong 34 (Powercor) 66 kV"]
[null,null,null,"Car manufacturing closures are expected over the outlook period.",null,null,null,null,null,null,null,null,null,null,null,null,null,24,"VIC Geelong 34 (Powercor) 66 kV24","VIC Geelong 34 (Powercor) 66 kV"]
[null,null,null,"Diversity factors: Summer = 0.9; Winter = 0.97.",null,null,null,null,null,null,null,null,null,null,null,null,null,25,"VIC Geelong 34 (Powercor) 66 kV25","VIC Geelong 34 (Powercor) 66 kV"]
[null,null,null,"Power factors: Summer = 0.99, lagging; Winter = 1, lagging.",null,null,null,null,null,null,null,null,null,null,null,null,null,26,"VIC Geelong 34 (Powercor) 66 kV26","VIC Geelong 34 (Powercor) 66 kV"]
[null,null,null,null,null,null,null,null,null,null,null,null,null,null,null,null,null,27,"VIC Geelong 34 (Powercor) 66 kV27","VIC Geelong 34 (Powercor) 66 kV"]
[null,null,null,null,null,null,null,null,null,null,null,null,null,null,null,null,null,28,{"$f":"T837&R837","v":"VIC Geelong 34 (Powercor) 66 kV28"},"VIC Geelong 34 (Powercor) 66 kV"]
[null,null,null,null,null,null,null,null,null,null,null,null,null,null,null,null,null,29,"VIC Geelong 34 (Powercor) 66 kV29","VIC Geelong 34 (Powercor) 66 kV"]
[null,null,null,null,null,null,null,null,null,null,null,null,null,null,null,null,null,30,"VIC Geelong 34 (Powercor) 66 kV30","VIC Geelong 34 (Powercor) 66 kV"]
[null,null,null,null,null,null,null,null,null,null,null,null,null,null,null,null,null,31,"VIC Geelong 34 (Powercor) 66 kV31","VIC Geelong 34 (Powercor) 66 kV"]
[null,null,"VIC Glenrowan (AusNet) 66 kV",null,null,null,null,null,null,null,null,null,null,null,null,null,null,1,"VIC Glenrowan (AusNet) 66 kV1",{"$f":"C841","v":"VIC Glenrowan (AusNet) 66 kV"}]
[null,null,null,null,null,null,null,null,null,null,null,null,null,null,null,null,null,2,"VIC Glenrowan (AusNet) 66 kV2",{"$f":"T841","v":"VIC Glenrowan (AusNet) 66 kV"}]
[null,null,null,"MAIN SECTORS",null,null,null,null,null,null,null,null,null,null,null,null,null,3,"VIC Glenrowan (AusNet) 66 kV3","VIC Glenrowan (AusNet) 66 kV"]
[null,null,null,"Predominantly agricultural and residential.",null,null,null,null,null,null,null,null,null,null,null,null,null,4,"VIC Glenrowan (AusNet) 66 kV4","VIC Glenrowan (AusNet) 66 kV"]
[null,null,null,null,null,null,null,null,null,null,null,null,null,null,null,null,null,5,"VIC Glenrowan (AusNet) 66 kV5","VIC Glenrowan (AusNet) 66 kV"]
[null,null,null,null,null,null,null,null,null,null,null,null,null,null,null,null,null,6,"VIC Glenrowan (AusNet) 66 kV6","VIC Glenrowan (AusNet) 66 kV"]
[null,null,null,null,null,null,null,null,null,null,null,null,null,null,null,null,null,7,"VIC Glenrowan (AusNet) 66 kV7","VIC Glenrowan (AusNet) 66 kV"]
[null,null,null,null,null,null,null,null,null,null,null,null,null,null,null,null,null,8,"VIC Glenrowan (AusNet) 66 kV8","VIC Glenrowan (AusNet) 66 kV"]
[null,null,null,"MEDIUM SCENARIO",null,null,null,null,null,null,null,null,null,null,null,null,null,9,"VIC Glenrowan (AusNet) 66 kV9","VIC Glenrowan (AusNet) 66 kV"]
[null,null,null,"Summer",null,null,null,null,null,null,null,null,null,null,null,null,null,10,"VIC Glenrowan (AusNet) 66 kV10","VIC Glenrowan (AusNet) 66 kV"]
[null,null,null,"Temperature correct actuals increased from 2005 until 2010, and have been declining since.",null,null,null,null,null,null,null,null,null,null,null,null,null,11,"VIC Glenrowan (AusNet) 66 kV11","VIC Glenrowan (AusNet) 66 kV"]
[null,null,null,"Forecast demand is flat over the outlook period.",null,null,null,null,null,null,null,null,null,null,null,null,null,12,"VIC Glenrowan (AusNet) 66 kV12","VIC Glenrowan (AusNet) 66 kV"]
[null,null,null,"The POE10 adjustment for PV and EE ranges from 6.2% to 10.9% over the outlook period, with EE contributing 0.1% to 0.8% of the adjustment.",null,null,null,null,null,null,null,null,null,null,null,null,null,13,"VIC Glenrowan (AusNet) 66 kV13","VIC Glenrowan (AusNet) 66 kV"]
[null,null,null,null,null,null,null,null,null,null,null,null,null,null,null,null,null,14,"VIC Glenrowan (AusNet) 66 kV14","VIC Glenrowan (AusNet) 66 kV"]
[null,null,null,null,null,null,null,null,null,null,null,null,null,null,null,null,null,15,"VIC Glenrowan (AusNet) 66 kV15","VIC Glenrowan (AusNet) 66 kV"]
[null,null,null,"Winter",null,null,null,null,null,null,null,null,null,null,null,null,null,16,"VIC Glenrowan (AusNet) 66 kV16","VIC Glenrowan (AusNet) 66 kV"]
[null,null,null,"Temperature correct actuals were relatively flat from 2005 until 2010, and have been declining since.",null,null,null,null,null,null,null,null,null,null,null,null,null,17,"VIC Glenrowan (AusNet) 66 kV17","VIC Glenrowan (AusNet) 66 kV"]
[null,null,null,"Forecast demand is declining over the outlook period.",null,null,null,null,null,null,null,null,null,null,null,null,null,18,"VIC Glenrowan (AusNet) 66 kV18","VIC Glenrowan (AusNet) 66 kV"]
[null,null,null,"The POE10 adjustment for PV and EE ranges from 0.1% to 1.1% over the outlook period, with EE contributing 0.1% to 1.1% of the adjustment.",null,null,null,null,null,null,null,null,null,null,null,null,null,19,"VIC Glenrowan (AusNet) 66 kV19","VIC Glenrowan (AusNet) 66 kV"]
[null,null,null,null,null,null,null,null,null,null,null,null,null,null,null,null,null,20,"VIC Glenrowan (AusNet) 66 kV20","VIC Glenrowan (AusNet) 66 kV"]
[null,null,null,null,null,null,null,null,null,null,null,null,null,null,null,null,null,21,"VIC Glenrowan (AusNet) 66 kV21","VIC Glenrowan (AusNet) 66 kV"]
[null,null,null,"Other",null,null,null,null,null,null,null,null,null,null,null,null,null,22,"VIC Glenrowan (AusNet) 66 kV22","VIC Glenrowan (AusNet) 66 kV"]
[null,null,null,"Supplies Glenrowan, Mansfield, Wangaratta, Myrtleford, Bright.",null,null,null,null,null,null,null,null,null,null,null,null,null,23,"VIC Glenrowan (AusNet) 66 kV23","VIC Glenrowan (AusNet) 66 kV"]
[null,null,null,"The connection point maximum demand may occur in summer or winter.",null,null,null,null,null,null,null,null,null,null,null,null,null,24,"VIC Glenrowan (AusNet) 66 kV24","VIC Glenrowan (AusNet) 66 kV"]
[null,null,null,"The impact of embedded generation at William Hovell Hydro Power Station has been removed in this forecast.",null,null,null,null,null,null,null,null,null,null,null,null,null,25,"VIC Glenrowan (AusNet) 66 kV25","VIC Glenrowan (AusNet) 66 kV"]
[null,null,null,"Diversity factors: Summer = 0.79; Winter = 0.84.",null,null,null,null,null,null,null,null,null,null,null,null,null,26,"VIC Glenrowan (AusNet) 66 kV26","VIC Glenrowan (AusNet) 66 kV"]
[null,null,null,"Power factors: Summer = 1, lagging; Winter = 1, lagging.",null,null,null,null,null,null,null,null,null,null,null,null,null,27,"VIC Glenrowan (AusNet) 66 kV27","VIC Glenrowan (AusNet) 66 kV"]
[null,null,null,null,null,null,null,null,null,null,null,null,null,null,null,null,null,{"$f":"MOD(ROW(Q868)-4,31)+1","v":28},"VIC Glenrowan (AusNet) 66 kV28",{"$f":"T867","v":"VIC Glenrowan (AusNet) 66 kV"}]
[null,null,null,null,null,null,null,null,null,null,null,null,null,null,null,null,null,29,"VIC Glenrowan (AusNet) 66 kV29","VIC Glenrowan (AusNet) 66 kV"]
[null,null,null,null,null,null,null,null,null,null,null,null,null,null,null,null,null,30,"VIC Glenrowan (AusNet) 66 kV30","VIC Glenrowan (AusNet) 66 kV"]
[null,null,null,null,null,null,null,null,null,null,null,null,null,null,null,null,null,31,"VIC Glenrowan (AusNet) 66 kV31","VIC Glenrowan (AusNet) 66 kV"]
[null,null,"VIC Heatherton (United Energy) 66 kV",null,null,null,null,null,null,null,null,null,null,null,null,null,null,1,"VIC Heatherton (United Energy) 66 kV1",{"$f":"C872","v":"VIC Heatherton (United Energy) 66 kV"}]
[null,null,null,null,null,null,null,null,null,null,null,null,null,null,null,null,null,2,"VIC Heatherton (United Energy) 66 kV2",{"$f":"T872","v":"VIC Heatherton (United Energy) 66 kV"}]
[null,null,null,"MAIN SECTORS",null,null,null,null,null,null,null,null,null,null,null,null,null,3,"VIC Heatherton (United Energy) 66 kV3","VIC Heatherton (United Energy) 66 kV"]
[null,null,null,"Mainly residential and commercial.",null,null,null,null,null,null,null,null,null,null,null,null,null,4,"VIC Heatherton (United Energy) 66 kV4","VIC Heatherton (United Energy) 66 kV"]
[null,null,null,null,null,null,null,null,null,null,null,null,null,null,null,null,null,5,"VIC Heatherton (United Energy) 66 kV5","VIC Heatherton (United Energy) 66 kV"]
[null,null,null,null,null,null,null,null,null,null,null,null,null,null,null,null,null,6,"VIC Heatherton (United Energy) 66 kV6","VIC Heatherton (United Energy) 66 kV"]
[null,null,null,null,null,null,null,null,null,null,null,null,null,null,null,null,null,7,"VIC Heatherton (United Energy) 66 kV7","VIC Heatherton (United Energy) 66 kV"]
[null,null,null,null,null,null,null,null,null,null,null,null,null,null,null,null,null,8,"VIC Heatherton (United Energy) 66 kV8","VIC Heatherton (United Energy) 66 kV"]
[null,null,null,"MEDIUM SCENARIO",null,null,null,null,null,null,null,null,null,null,null,null,null,9,"VIC Heatherton (United Energy) 66 kV9","VIC Heatherton (United Energy) 66 kV"]
[null,null,null,"Summer",null,null,null,null,null,null,null,null,null,null,null,null,null,10,"VIC Heatherton (United Energy) 66 kV10","VIC Heatherton (United Energy) 66 kV"]
[null,null,null,"Temperature corrected actuals have been relatively flat since 2008.",null,null,null,null,null,null,null,null,null,null,null,null,null,11,"VIC Heatherton (United Energy) 66 kV11","VIC Heatherton (United Energy) 66 kV"]
[null,null,null,"Forecast demand is flat over the outlook period.",null,null,null,null,null,null,null,null,null,null,null,null,null,12,"VIC Heatherton (United Energy) 66 kV12","VIC Heatherton (United Energy) 66 kV"]
[null,null,null,"The POE10 adjustment for PV and EE ranges from 2.6% to 7.6% over the outlook period, with EE contributing 0.1% to 0.6% of the adjustment.",null,null,null,null,null,null,null,null,null,null,null,null,null,13,"VIC Heatherton (United Energy) 66 kV13","VIC Heatherton (United Energy) 66 kV"]
[null,null,null,null,null,null,null,null,null,null,null,null,null,null,null,null,null,14,"VIC Heatherton (United Energy) 66 kV14","VIC Heatherton (United Energy) 66 kV"]
[null,null,null,null,null,null,null,null,null,null,null,null,null,null,null,null,null,15,"VIC Heatherton (United Energy) 66 kV15","VIC Heatherton (United Energy) 66 kV"]
[null,null,null,"Winter",null,null,null,null,null,null,null,null,null,null,null,null,null,16,"VIC Heatherton (United Energy) 66 kV16","VIC Heatherton (United Energy) 66 kV"]
[null,null,null,"Temperature corrected actuals have been relatively flat since 2008.",null,null,null,null,null,null,null,null,null,null,null,null,null,17,"VIC Heatherton (United Energy) 66 kV17","VIC Heatherton (United Energy) 66 kV"]
[null,null,null,"Forecast demand is increasing over the outlook period.",null,null,null,null,null,null,null,null,null,null,null,null,null,18,"VIC Heatherton (United Energy) 66 kV18","VIC Heatherton (United Energy) 66 kV"]
[null,null,null,"The POE10 adjustment for PV and EE ranges from 0.1% to 1% over the outlook period, with EE contributing 0.1% to 1% of the adjustment.",null,null,null,null,null,null,null,null,null,null,null,null,null,19,"VIC Heatherton (United Energy) 66 kV19","VIC Heatherton (United Energy) 66 kV"]
[null,null,null,null,null,null,null,null,null,null,null,null,null,null,null,null,null,20,"VIC Heatherton (United Energy) 66 kV20","VIC Heatherton (United Energy) 66 kV"]
[null,null,null,null,null,null,null,null,null,null,null,null,null,null,null,null,null,21,"VIC Heatherton (United Energy) 66 kV21","VIC Heatherton (United Energy) 66 kV"]
[null,null,null,"Other",null,null,null,null,null,null,null,null,null,null,null,null,null,22,"VIC Heatherton (United Energy) 66 kV22","VIC Heatherton (United Energy) 66 kV"]
[null,null,null,"Supplies Heatherton, Moorabbin, Bentleigh, Brighton, Sandringham, Cheltenham, Mordialloc, Mentone.",null,null,null,null,null,null,null,null,null,null,null,null,null,23,"VIC Heatherton (United Energy) 66 kV23","VIC Heatherton (United Energy) 66 kV"]
[null,null,null,"The connection point is weather sensitive and summer peaking.",null,null,null,null,null,null,null,null,null,null,null,null,null,24,"VIC Heatherton (United Energy) 66 kV24","VIC Heatherton (United Energy) 66 kV"]
[null,null,null,"Car manufacturing closures are expected over the outlook period.",null,null,null,null,null,null,null,null,null,null,null,null,null,25,"VIC Heatherton (United Energy) 66 kV25","VIC Heatherton (United Energy) 66 kV"]
[null,null,null,"Diversity factors: Summer = 0.96; Winter = 1.",null,null,null,null,null,null,null,null,null,null,null,null,null,26,"VIC Heatherton (United Energy) 66 kV26","VIC Heatherton (United Energy) 66 kV"]
[null,null,null,"Power factors: Summer = 0.99, leading; Winter = 0.98, lagging.",null,null,null,null,null,null,null,null,null,null,null,null,null,27,"VIC Heatherton (United Energy) 66 kV27","VIC Heatherton (United Energy) 66 kV"]
[null,null,null,null,null,null,null,null,null,null,null,null,null,null,null,null,null,28,"VIC Heatherton (United Energy) 66 kV28","VIC Heatherton (United Energy) 66 kV"]
[null,null,null,null,null,null,null,null,null,null,null,null,null,null,null,null,null,29,"VIC Heatherton (United Energy) 66 kV29","VIC Heatherton (United Energy) 66 kV"]
[null,null,null,null,null,null,null,null,null,null,null,null,null,null,null,null,null,30,{"$f":"T901&R901","v":"VIC Heatherton (United Energy) 66 kV30"},"VIC Heatherton (United Energy) 66 kV"]
[null,null,null,null,null,null,null,null,null,null,null,null,null,null,null,null,null,31,"VIC Heatherton (United Energy) 66 kV31","VIC Heatherton (United Energy) 66 kV"]
[null,null,"VIC Heywood (Powercor) 22 kV",null,null,null,null,null,null,null,null,null,null,null,null,null,null,1,"VIC Heywood (Powercor) 22 kV1",{"$f":"C903","v":"VIC Heywood (Powercor) 22 kV"}]
[null,null,null,null,null,null,null,null,null,null,null,null,null,null,null,null,null,2,"VIC Heywood (Powercor) 22 kV2",{"$f":"T903","v":"VIC Heywood (Powercor) 22 kV"}]
[null,null,null,"MAIN SECTORS",null,null,null,null,null,null,null,null,null,null,null,null,null,3,"VIC Heywood (Powercor) 22 kV3","VIC Heywood (Powercor) 22 kV"]
[null,null,null,"Timber mill load.",null,null,null,null,null,null,null,null,null,null,null,null,null,4,"VIC Heywood (Powercor) 22 kV4","VIC Heywood (Powercor) 22 kV"]
[null,null,null,null,null,null,null,null,null,null,null,null,null,null,null,null,null,5,"VIC Heywood (Powercor) 22 kV5","VIC Heywood (Powercor) 22 kV"]
[null,null,null,null,null,null,null,null,null,null,null,null,null,null,null,null,null,6,"VIC Heywood (Powercor) 22 kV6","VIC Heywood (Powercor) 22 kV"]
[null,null,null,null,null,null,null,null,null,null,null,null,null,null,null,null,null,7,"VIC Heywood (Powercor) 22 kV7","VIC Heywood (Powercor) 22 kV"]
[null,null,null,null,null,null,null,null,null,null,null,null,null,null,null,null,null,8,"VIC Heywood (Powercor) 22 kV8","VIC Heywood (Powercor) 22 kV"]
[null,null,null,"MEDIUM SCENARIO",null,null,null,null,null,null,null,null,null,null,null,null,null,9,"VIC Heywood (Powercor) 22 kV9","VIC Heywood (Powercor) 22 kV"]
[null,null,null,"Summer",null,null,null,null,null,null,null,null,null,null,null,null,null,10,"VIC Heywood (Powercor) 22 kV10","VIC Heywood (Powercor) 22 kV"]
[null,null,null,"Temperature corrected actuals have increased since 2009.",null,null,null,null,null,null,null,null,null,null,null,null,null,11,"VIC Heywood (Powercor) 22 kV11","VIC Heywood (Powercor) 22 kV"]
[null,null,null,"Forecast demand is flat over the outlook period.",null,null,null,null,null,null,null,null,null,null,null,null,null,12,"VIC Heywood (Powercor) 22 kV12","VIC Heywood (Powercor) 22 kV"]
[null,null,null,"The POE10 offset for PV and EE is zero.",null,null,null,null,null,null,null,null,null,null,null,null,null,13,"VIC Heywood (Powercor) 22 kV13","VIC Heywood (Powercor) 22 kV"]
[null,null,null,null,null,null,null,null,null,null,null,null,null,null,null,null,null,14,"VIC Heywood (Powercor) 22 kV14","VIC Heywood (Powercor) 22 kV"]
[null,null,null,null,null,null,null,null,null,null,null,null,null,null,null,null,null,15,"VIC Heywood (Powercor) 22 kV15","VIC Heywood (Powercor) 22 kV"]
[null,null,null,"Winter",null,null,null,null,null,null,null,null,null,null,null,null,null,16,"VIC Heywood (Powercor) 22 kV16","VIC Heywood (Powercor) 22 kV"]
[null,null,null,"Temperature corrected actuals have increased since 2009.",null,null,null,null,null,null,null,null,null,null,null,null,null,17,"VIC Heywood (Powercor) 22 kV17","VIC Heywood (Powercor) 22 kV"]
[null,null,null,"Forecast demand is flat over the outlook period.",null,null,null,null,null,null,null,null,null,null,null,null,null,18,"VIC Heywood (Powercor) 22 kV18","VIC Heywood (Powercor) 22 kV"]
[null,null,null,"The POE10 offset for PV and EE is zero.",null,null,null,null,null,null,null,null,null,null,null,null,null,19,"VIC Heywood (Powercor) 22 kV19","VIC Heywood (Powercor) 22 kV"]
[null,null,null,null,null,null,null,null,null,null,null,null,null,null,null,null,null,20,"VIC Heywood (Powercor) 22 kV20","VIC Heywood (Powercor) 22 kV"]
[null,null,null,null,null,null,null,null,null,null,null,null,null,null,null,null,null,21,"VIC Heywood (Powercor) 22 kV21","VIC Heywood (Powercor) 22 kV"]
[null,null,null,"Other",null,null,null,null,null,null,null,null,null,null,null,null,null,22,"VIC Heywood (Powercor) 22 kV22","VIC Heywood (Powercor) 22 kV"]
[null,null,null,"This connection point is not weather sensitive.",null,null,null,null,null,null,null,null,null,null,null,null,null,23,"VIC Heywood (Powercor) 22 kV23","VIC Heywood (Powercor) 22 kV"]
[null,null,null,"Diversity factors: Summer = 0.46; Winter = 0.54.",null,null,null,null,null,null,null,null,null,null,null,null,null,24,"VIC Heywood (Powercor) 22 kV24","VIC Heywood (Powercor) 22 kV"]
[null,null,null,"Power factors: Summer = 0.98, lagging; Winter = 0.99, lagging.",null,null,null,null,null,null,null,null,null,null,null,null,null,25,"VIC Heywood (Powercor) 22 kV25","VIC Heywood (Powercor) 22 kV"]
[null,null,null,null,null,null,null,null,null,null,null,null,null,null,null,null,null,26,"VIC Heywood (Powercor) 22 kV26","VIC Heywood (Powercor) 22 kV"]
[null,null,null,null,null,null,null,null,null,null,null,null,null,null,null,null,null,27,"VIC Heywood (Powercor) 22 kV27","VIC Heywood (Powercor) 22 kV"]
[null,null,null,null,null,null,null,null,null,null,null,null,null,null,null,null,null,28,"VIC Heywood (Powercor) 22 kV28","VIC Heywood (Powercor) 22 kV"]
[null,null,null,null,null,null,null,null,null,null,null,null,null,null,null,null,null,29,"VIC Heywood (Powercor) 22 kV29","VIC Heywood (Powercor) 22 kV"]
[null,null,null,null,null,null,null,null,null,null,null,null,null,null,null,null,null,{"$f":"MOD(ROW(Q932)-4,31)+1","v":30},"VIC Heywood (Powercor) 22 kV30",{"$f":"T931","v":"VIC Heywood (Powercor) 22 kV"}]
[null,null,null,null,null,null,null,null,null,null,null,null,null,null,null,null,null,31,"VIC Heywood (Powercor) 22 kV31","VIC Heywood (Powercor) 22 kV"]
[null,null,"VIC Horsham (Powercor) 66 kV",null,null,null,null,null,null,null,null,null,null,null,null,null,null,1,"VIC Horsham (Powercor) 66 kV1",{"$f":"C934","v":"VIC Horsham (Powercor) 66 kV"}]
[null,null,null,null,null,null,null,null,null,null,null,null,null,null,null,null,null,2,"VIC Horsham (Powercor) 66 kV2",{"$f":"T934","v":"VIC Horsham (Powercor) 66 kV"}]
[null,null,null,"MAIN SECTORS",null,null,null,null,null,null,null,null,null,null,null,null,null,3,"VIC Horsham (Powercor) 66 kV3","VIC Horsham (Powercor) 66 kV"]
[null,null,null,"Mainly residential and commercial.",null,null,null,null,null,null,null,null,null,null,null,null,null,4,"VIC Horsham (Powercor) 66 kV4","VIC Horsham (Powercor) 66 kV"]
[null,null,null,null,null,null,null,null,null,null,null,null,null,null,null,null,null,5,"VIC Horsham (Powercor) 66 kV5","VIC Horsham (Powercor) 66 kV"]
[null,null,null,null,null,null,null,null,null,null,null,null,null,null,null,null,null,6,"VIC Horsham (Powercor) 66 kV6","VIC Horsham (Powercor) 66 kV"]
[null,null,null,null,null,null,null,null,null,null,null,null,null,null,null,null,null,7,"VIC Horsham (Powercor) 66 kV7","VIC Horsham (Powercor) 66 kV"]
[null,null,null,null,null,null,null,null,null,null,null,null,null,null,null,null,null,8,"VIC Horsham (Powercor) 66 kV8","VIC Horsham (Powercor) 66 kV"]
[null,null,null,"MEDIUM SCENARIO",null,null,null,null,null,null,null,null,null,null,null,null,null,9,"VIC Horsham (Powercor) 66 kV9","VIC Horsham (Powercor) 66 kV"]
[null,null,null,"Summer",null,null,null,null,null,null,null,null,null,null,null,null,null,10,"VIC Horsham (Powercor) 66 kV10","VIC Horsham (Powercor) 66 kV"]
[null,null,null,"Temperature correct actuals increased from 2005 until 2012, and have been declining since.",null,null,null,null,null,null,null,null,null,null,null,null,null,11,"VIC Horsham (Powercor) 66 kV11","VIC Horsham (Powercor) 66 kV"]
[null,null,null,"Forecast demand is flat over the outlook period.",null,null,null,null,null,null,null,null,null,null,null,null,null,12,"VIC Horsham (Powercor) 66 kV12","VIC Horsham (Powercor) 66 kV"]
[null,null,null,"The POE10 adjustment for PV and EE ranges from 4% to 10.5% over the outlook period, with EE contributing 0.1% to 0.8% of the adjustment.",null,null,null,null,null,null,null,null,null,null,null,null,null,13,"VIC Horsham (Powercor) 66 kV13","VIC Horsham (Powercor) 66 kV"]
[null,null,null,null,null,null,null,null,null,null,null,null,null,null,null,null,null,14,"VIC Horsham (Powercor) 66 kV14","VIC Horsham (Powercor) 66 kV"]
[null,null,null,null,null,null,null,null,null,null,null,null,null,null,null,null,null,15,"VIC Horsham (Powercor) 66 kV15","VIC Horsham (Powercor) 66 kV"]
[null,null,null,"Winter",null,null,null,null,null,null,null,null,null,null,null,null,null,16,"VIC Horsham (Powercor) 66 kV16","VIC Horsham (Powercor) 66 kV"]
[null,null,null,"Temperature corrected actuals have increased since 2005.",null,null,null,null,null,null,null,null,null,null,null,null,null,17,"VIC Horsham (Powercor) 66 kV17","VIC Horsham (Powercor) 66 kV"]
[null,null,null,"Forecast demand is increasing over the outlook period.",null,null,null,null,null,null,null,null,null,null,null,null,null,18,"VIC Horsham (Powercor) 66 kV18","VIC Horsham (Powercor) 66 kV"]
[null,null,null,"The POE10 adjustment for PV and EE ranges from 0.1% to 0.8% over the outlook period, with EE contributing 0.1% to 0.8% of the adjustment.",null,null,null,null,null,null,null,null,null,null,null,null,null,19,"VIC Horsham (Powercor) 66 kV19","VIC Horsham (Powercor) 66 kV"]
[null,null,null,null,null,null,null,null,null,null,null,null,null,null,null,null,null,20,"VIC Horsham (Powercor) 66 kV20","VIC Horsham (Powercor) 66 kV"]
[null,null,null,null,null,null,null,null,null,null,null,null,null,null,null,null,null,21,"VIC Horsham (Powercor) 66 kV21","VIC Horsham (Powercor) 66 kV"]
[null,null,null,"Other",null,null,null,null,null,null,null,null,null,null,null,null,null,22,"VIC Horsham (Powercor) 66 kV22","VIC Horsham (Powercor) 66 kV"]
[null,null,null,"Supplies Horsham, Stawell.",null,null,null,null,null,null,null,null,null,null,null,null,null,23,"VIC Horsham (Powercor) 66 kV23","VIC Horsham (Powercor) 66 kV"]
[null,null,null,"The connection point is weather sensitive and summer peaking.",null,null,null,null,null,null,null,null,null,null,null,null,null,24,"VIC Horsham (Powercor) 66 kV24","VIC Horsham (Powercor) 66 kV"]
[null,null,null,"Diversity factors: Summer = 0.79; Winter = 0.74.",null,null,null,null,null,null,null,null,null,null,null,null,null,25,"VIC Horsham (Powercor) 66 kV25","VIC Horsham (Powercor) 66 kV"]
[null,null,null,"Power factors: Summer = 1, lagging; Winter = 1, leading.",null,null,null,null,null,null,null,null,null,null,null,null,null,26,"VIC Horsham (Powercor) 66 kV26","VIC Horsham (Powercor) 66 kV"]
[null,null,null,null,null,null,null,null,null,null,null,null,null,null,null,null,null,27,"VIC Horsham (Powercor) 66 kV27","VIC Horsham (Powercor) 66 kV"]
[null,null,null,null,null,null,null,null,null,null,null,null,null,null,null,null,null,28,"VIC Horsham (Powercor) 66 kV28","VIC Horsham (Powercor) 66 kV"]
[null,null,null,null,null,null,null,null,null,null,null,null,null,null,null,null,null,29,"VIC Horsham (Powercor) 66 kV29","VIC Horsham (Powercor) 66 kV"]
[null,null,null,null,null,null,null,null,null,null,null,null,null,null,null,null,null,30,"VIC Horsham (Powercor) 66 kV30","VIC Horsham (Powercor) 66 kV"]
[null,null,null,null,null,null,null,null,null,null,null,null,null,null,null,null,null,31,"VIC Horsham (Powercor) 66 kV31","VIC Horsham (Powercor) 66 kV"]
[null,null,"VIC John Lysaght 220 kV",null,null,null,null,null,null,null,null,null,null,null,null,null,null,1,{"$f":"T965&R965","v":"VIC John Lysaght 220 kV1"},{"$f":"C965","v":"VIC John Lysaght 220 kV"}]
[null,null,null,null,null,null,null,null,null,null,null,null,null,null,null,null,null,2,"VIC John Lysaght 220 kV2",{"$f":"T965","v":"VIC John Lysaght 220 kV"}]
[null,null,null,"MAIN SECTORS",null,null,null,null,null,null,null,null,null,null,null,null,null,3,"VIC John Lysaght 220 kV3","VIC John Lysaght 220 kV"]
[null,null,null,null,null,null,null,null,null,null,null,null,null,null,null,null,null,4,"VIC John Lysaght 220 kV4","VIC John Lysaght 220 kV"]
[null,null,null,null,null,null,null,null,null,null,null,null,null,null,null,null,null,5,"VIC John Lysaght 220 kV5","VIC John Lysaght 220 kV"]
[null,null,null,null,null,null,null,null,null,null,null,null,null,null,null,null,null,6,"VIC John Lysaght 220 kV6","VIC John Lysaght 220 kV"]
[null,null,null,null,null,null,null,null,null,null,null,null,null,null,null,null,null,7,"VIC John Lysaght 220 kV7","VIC John Lysaght 220 kV"]
[null,null,null,null,null,null,null,null,null,null,null,null,null,null,null,null,null,8,"VIC John Lysaght 220 kV8","VIC John Lysaght 220 kV"]
[null,null,null,"MEDIUM SCENARIO",null,null,null,null,null,null,null,null,null,null,null,null,null,9,"VIC John Lysaght 220 kV9","VIC John Lysaght 220 kV"]
[null,null,null,"Summer",null,null,null,null,null,null,null,null,null,null,null,null,null,10,"VIC John Lysaght 220 kV10","VIC John Lysaght 220 kV"]
[null,null,null,null,null,null,null,null,null,null,null,null,null,null,null,null,null,11,"VIC John Lysaght 220 kV11","VIC John Lysaght 220 kV"]
[null,null,null,null,null,null,null,null,null,null,null,null,null,null,null,null,null,12,"VIC John Lysaght 220 kV12","VIC John Lysaght 220 kV"]
[null,null,null,null,null,null,null,null,null,null,null,null,null,null,null,null,null,13,"VIC John Lysaght 220 kV13","VIC John Lysaght 220 kV"]
[null,null,null,null,null,null,null,null,null,null,null,null,null,null,null,null,null,14,"VIC John Lysaght 220 kV14","VIC John Lysaght 220 kV"]
[null,null,null,null,null,null,null,null,null,null,null,null,null,null,null,null,null,15,"VIC John Lysaght 220 kV15","VIC John Lysaght 220 kV"]
[null,null,null,"Winter",null,null,null,null,null,null,null,null,null,null,null,null,null,16,"VIC John Lysaght 220 kV16","VIC John Lysaght 220 kV"]
[null,null,null,null,null,null,null,null,null,null,null,null,null,null,null,null,null,17,"VIC John Lysaght 220 kV17","VIC John Lysaght 220 kV"]
[null,null,null,null,null,null,null,null,null,null,null,null,null,null,null,null,null,18,"VIC John Lysaght 220 kV18","VIC John Lysaght 220 kV"]
[null,null,null,null,null,null,null,null,null,null,null,null,null,null,null,null,null,19,"VIC John Lysaght 220 kV19","VIC John Lysaght 220 kV"]
[null,null,null,null,null,null,null,null,null,null,null,null,null,null,null,null,null,20,"VIC John Lysaght 220 kV20","VIC John Lysaght 220 kV"]
[null,null,null,null,null,null,null,null,null,null,null,null,null,null,null,null,null,21,"VIC John Lysaght 220 kV21","VIC John Lysaght 220 kV"]
[null,null,null,"Other",null,null,null,null,null,null,null,null,null,null,null,null,null,22,"VIC John Lysaght 220 kV22","VIC John Lysaght 220 kV"]
[null,null,null,"This forecast is confidential.",null,null,null,null,null,null,null,null,null,null,null,null,null,23,"VIC John Lysaght 220 kV23","VIC John Lysaght 220 kV"]
[null,null,null,null,null,null,null,null,null,null,null,null,null,null,null,null,null,24,"VIC John Lysaght 220 kV24","VIC John Lysaght 220 kV"]
[null,null,null,null,null,null,null,null,null,null,null,null,null,null,null,null,null,25,"VIC John Lysaght 220 kV25","VIC John Lysaght 220 kV"]
[null,null,null,null,null,null,null,null,null,null,null,null,null,null,null,null,null,26,"VIC John Lysaght 220 kV26","VIC John Lysaght 220 kV"]
[null,null,null,null,null,null,null,null,null,null,null,null,null,null,null,null,null,27,"VIC John Lysaght 220 kV27","VIC John Lysaght 220 kV"]
[null,null,null,null,null,null,null,null,null,null,null,null,null,null,null,null,null,28,"VIC John Lysaght 220 kV28","VIC John Lysaght 220 kV"]
[null,null,null,null,null,null,null,null,null,null,null,null,null,null,null,null,null,29,"VIC John Lysaght 220 kV29","VIC John Lysaght 220 kV"]
[null,null,null,null,null,null,null,null,null,null,null,null,null,null,null,null,null,30,"VIC John Lysaght 220 kV30","VIC John Lysaght 220 kV"]
[null,null,null,null,null,null,null,null,null,null,null,null,null,null,null,null,null,31,"VIC John Lysaght 220 kV31","VIC John Lysaght 220 kV"]
[null,null,"VIC Keilor East (Jemena) 66 kV",null,null,null,null,null,null,null,null,null,null,null,null,null,null,{"$f":"MOD(ROW(Q996)-4,31)+1","v":1},"VIC Keilor East (Jemena) 66 kV1",{"$f":"C996","v":"VIC Keilor East (Jemena) 66 kV"}]
[null,null,null,null,null,null,null,null,null,null,null,null,null,null,null,null,null,2,"VIC Keilor East (Jemena) 66 kV2",{"$f":"T996","v":"VIC Keilor East (Jemena) 66 kV"}]
[null,null,null,"MAIN SECTORS",null,null,null,null,null,null,null,null,null,null,null,null,null,3,"VIC Keilor East (Jemena) 66 kV3","VIC Keilor East (Jemena) 66 kV"]
[null,null,null,"Mix of industrial, residential and commercial.",null,null,null,null,null,null,null,null,null,null,null,null,null,4,"VIC Keilor East (Jemena) 66 kV4","VIC Keilor East (Jemena) 66 kV"]
[null,null,null,null,null,null,null,null,null,null,null,null,null,null,null,null,null,5,"VIC Keilor East (Jemena) 66 kV5","VIC Keilor East (Jemena) 66 kV"]
[null,null,null,null,null,null,null,null,null,null,null,null,null,null,null,null,null,6,"VIC Keilor East (Jemena) 66 kV6","VIC Keilor East (Jemena) 66 kV"]
[null,null,null,null,null,null,null,null,null,null,null,null,null,null,null,null,null,7,"VIC Keilor East (Jemena) 66 kV7","VIC Keilor East (Jemena) 66 kV"]
[null,null,null,null,null,null,null,null,null,null,null,null,null,null,null,null,null,8,"VIC Keilor East (Jemena) 66 kV8","VIC Keilor East (Jemena) 66 kV"]
[null,null,null,"MEDIUM SCENARIO",null,null,null,null,null,null,null,null,null,null,null,null,null,9,"VIC Keilor East (Jemena) 66 kV9","VIC Keilor East (Jemena) 66 kV"]
[null,null,null,"Summer",null,null,null,null,null,null,null,null,null,null,null,null,null,10,"VIC Keilor East (Jemena) 66 kV10","VIC Keilor East (Jemena) 66 kV"]
[null,null,null,"Temperature corrected actuals have increased since 2005.",null,null,null,null,null,null,null,null,null,null,null,null,null,11,"VIC Keilor East (Jemena) 66 kV11","VIC Keilor East (Jemena) 66 kV"]
[null,null,null,"Forecast demand is increasing over the outlook period.",null,null,null,null,null,null,null,null,null,null,null,null,null,12,"VIC Keilor East (Jemena) 66 kV12","VIC Keilor East (Jemena) 66 kV"]
[null,null,null,"The POE10 adjustment for PV and EE ranges from 2.4% to 5.4% over the outlook period, with EE contributing 0.1% to 0.4% of the adjustment.",null,null,null,null,null,null,null,null,null,null,null,null,null,13,"VIC Keilor East (Jemena) 66 kV13","VIC Keilor East (Jemena) 66 kV"]
[null,null,null,null,null,null,null,null,null,null,null,null,null,null,null,null,null,14,"VIC Keilor East (Jemena) 66 kV14","VIC Keilor East (Jemena) 66 kV"]
[null,null,null,null,null,null,null,null,null,null,null,null,null,null,null,null,null,15,"VIC Keilor East (Jemena) 66 kV15","VIC Keilor East (Jemena) 66 kV"]
[null,null,null,"Winter",null,null,null,null,null,null,null,null,null,null,null,null,null,16,"VIC Keilor East (Jemena) 66 kV16","VIC Keilor East (Jemena) 66 kV"]
[null,null,null,"Temperature corrected actuals have increased since 2005.",null,null,null,null,null,null,null,null,null,null,null,null,null,17,"VIC Keilor East (Jemena) 66 kV17","VIC Keilor East (Jemena) 66 kV"]
[null,null,null,"Forecast demand is increasing over the outlook period.",null,null,null,null,null,null,null,null,null,null,null,null,null,18,"VIC Keilor East (Jemena) 66 kV18","VIC Keilor East (Jemena) 66 kV"]
[null,null,null,"The POE10 adjustment for PV and EE ranges from 0.6% to 0.9% over the outlook period, with EE contributing 0.1% to 0.5% of the adjustment.",null,null,null,null,null,null,null,null,null,null,null,null,null,19,"VIC Keilor East (Jemena) 66 kV19","VIC Keilor East (Jemena) 66 kV"]
[null,null,null,null,null,null,null,null,null,null,null,null,null,null,null,null,null,20,"VIC Keilor East (Jemena) 66 kV20","VIC Keilor East (Jemena) 66 kV"]
[null,null,null,null,null,null,null,null,null,null,null,null,null,null,null,null,null,21,"VIC Keilor East (Jemena) 66 kV21","VIC Keilor East (Jemena) 66 kV"]
[null,null,null,"Other",null,null,null,null,null,null,null,null,null,null,null,null,null,22,"VIC Keilor East (Jemena) 66 kV22","VIC Keilor East (Jemena) 66 kV"]
[null,null,null,"Supplies Pascoe Vale, Melbourne Airport, Braybrook, Essendon.The connection point is weather sensitive and summer peaking.",null,null,null,null,null,null,null,null,null,null,null,null,null,23,"VIC Keilor East (Jemena) 66 kV23","VIC Keilor East (Jemena) 66 kV"]
[null,null,null,"New commercials loads planned from 2016.",null,null,null,null,null,null,null,null,null,null,null,null,null,24,"VIC Keilor East (Jemena) 66 kV24","VIC Keilor East (Jemena) 66 kV"]
[null,null,null,"Diversity factors: Summer = 0.95; Winter = 1.",null,null,null,null,null,null,null,null,null,null,null,null,null,25,"VIC Keilor East (Jemena) 66 kV25","VIC Keilor East (Jemena) 66 kV"]
[null,null,null,"Power factors: Summer = 0.95, lagging; Winter = 0.97, lagging.",null,null,null,null,null,null,null,null,null,null,null,null,null,26,"VIC Keilor East (Jemena) 66 kV26","VIC Keilor East (Jemena) 66 kV"]
[null,null,null,null,null,null,null,null,null,null,null,null,null,null,null,null,null,27,"VIC Keilor East (Jemena) 66 kV27","VIC Keilor East (Jemena) 66 kV"]
[null,null,null,null,null,null,null,null,null,null,null,null,null,null,null,null,null,28,"VIC Keilor East (Jemena) 66 kV28","VIC Keilor East (Jemena) 66 kV"]
[null,null,null,null,null,null,null,null,null,null,null,null,null,null,null,null,null,29,"VIC Keilor East (Jemena) 66 kV29","VIC Keilor East (Jemena) 66 kV"]
[null,null,null,null,null,null,null,null,null,null,null,null,null,null,null,null,null,30,"VIC Keilor East (Jemena) 66 kV30","VIC Keilor East (Jemena) 66 kV"]
[null,null,null,null,null,null,null,null,null,null,null,null,null,null,null,null,null,31,"VIC Keilor East (Jemena) 66 kV31","VIC Keilor East (Jemena) 66 kV"]
[null,null,"VIC Keilor East (Powercor) 66 kV",null,null,null,null,null,null,null,null,null,null,null,null,null,null,1,"VIC Keilor East (Powercor) 66 kV1",{"$f":"C1027","v":"VIC Keilor East (Powercor) 66 kV"}]
[null,null,null,null,null,null,null,null,null,null,null,null,null,null,null,null,null,2,"VIC Keilor East (Powercor) 66 kV2",{"$f":"T1027","v":"VIC Keilor East (Powercor) 66 kV"}]
[null,null,null,"MAIN SECTORS",null,null,null,null,null,null,null,null,null,null,null,null,null,3,{"$f":"T1029&R1029","v":"VIC Keilor East (Powercor) 66 kV3"},"VIC Keilor East (Powercor) 66 kV"]
[null,null,null,"Mix of industrial, residential and commercial.",null,null,null,null,null,null,null,null,null,null,null,null,null,4,"VIC Keilor East (Powercor) 66 kV4","VIC Keilor East (Powercor) 66 kV"]
[null,null,null,null,null,null,null,null,null,null,null,null,null,null,null,null,null,5,"VIC Keilor East (Powercor) 66 kV5","VIC Keilor East (Powercor) 66 kV"]
[null,null,null,null,null,null,null,null,null,null,null,null,null,null,null,null,null,6,"VIC Keilor East (Powercor) 66 kV6","VIC Keilor East (Powercor) 66 kV"]
[null,null,null,null,null,null,null,null,null,null,null,null,null,null,null,null,null,7,"VIC Keilor East (Powercor) 66 kV7","VIC Keilor East (Powercor) 66 kV"]
[null,null,null,null,null,null,null,null,null,null,null,null,null,null,null,null,null,8,"VIC Keilor East (Powercor) 66 kV8","VIC Keilor East (Powercor) 66 kV"]
[null,null,null,"MEDIUM SCENARIO",null,null,null,null,null,null,null,null,null,null,null,null,null,9,"VIC Keilor East (Powercor) 66 kV9","VIC Keilor East (Powercor) 66 kV"]
[null,null,null,"Summer",null,null,null,null,null,null,null,null,null,null,null,null,null,10,"VIC Keilor East (Powercor) 66 kV10","VIC Keilor East (Powercor) 66 kV"]
[null,null,null,"Temperature corrected actuals have increased since 2005.",null,null,null,null,null,null,null,null,null,null,null,null,null,11,"VIC Keilor East (Powercor) 66 kV11","VIC Keilor East (Powercor) 66 kV"]
[null,null,null,"Forecast demand is declining over the outlook period, due to load transfers.",null,null,null,null,null,null,null,null,null,null,null,null,null,12,"VIC Keilor East (Powercor) 66 kV12","VIC Keilor East (Powercor) 66 kV"]
[null,null,null,"The POE10 adjustment for PV and EE ranges from 4.3% to 14.7% over the outlook period, with EE contributing 0.1% to 0.8% of the adjustment.",null,null,null,null,null,null,null,null,null,null,null,null,null,13,"VIC Keilor East (Powercor) 66 kV13","VIC Keilor East (Powercor) 66 kV"]
[null,null,null,null,null,null,null,null,null,null,null,null,null,null,null,null,null,14,"VIC Keilor East (Powercor) 66 kV14","VIC Keilor East (Powercor) 66 kV"]
[null,null,null,null,null,null,null,null,null,null,null,null,null,null,null,null,null,15,"VIC Keilor East (Powercor) 66 kV15","VIC Keilor East (Powercor) 66 kV"]
[null,null,null,"Winter",null,null,null,null,null,null,null,null,null,null,null,null,null,16,"VIC Keilor East (Powercor) 66 kV16","VIC Keilor East (Powercor) 66 kV"]
[null,null,null,"Temperature corrected actuals have increased since 2005.",null,null,null,null,null,null,null,null,null,null,null,null,null,17,"VIC Keilor East (Powercor) 66 kV17","VIC Keilor East (Powercor) 66 kV"]
[null,null,null,"Forecast demand is declining over the outlook period, due to load transfers.",null,null,null,null,null,null,null,null,null,null,null,null,null,18,"VIC Keilor East (Powercor) 66 kV18","VIC Keilor East (Powercor) 66 kV"]
[null,null,null,"The POE10 adjustment for PV and EE ranges from 2.2% to 4% over the outlook period, with EE contributing 0.1% to 1.1% of the adjustment.",null,null,null,null,null,null,null,null,null,null,null,null,null,19,"VIC Keilor East (Powercor) 66 kV19","VIC Keilor East (Powercor) 66 kV"]
[null,null,null,null,null,null,null,null,null,null,null,null,null,null,null,null,null,20,"VIC Keilor East (Powercor) 66 kV20","VIC Keilor East (Powercor) 66 kV"]
[null,null,null,null,null,null,null,null,null,null,null,null,null,null,null,null,null,21,"VIC Keilor East (Powercor) 66 kV21","VIC Keilor East (Powercor) 66 kV"]
[null,null,null,"Other",null,null,null,null,null,null,null,null,null,null,null,null,null,22,"VIC Keilor East (Powercor) 66 kV22","VIC Keilor East (Powercor) 66 kV"]
[null,null,null,"Supplies Sunshine.The connection point is weather sensitive and summer peaking.",null,null,null,null,null,null,null,null,null,null,null,null,null,23,"VIC Keilor East (Powercor) 66 kV23","VIC Keilor East (Powercor) 66 kV"]
[null,null,null,"Load is transferred from Altona-Brooklyn 66 kV and Keilor West 66kV to Keilor East 66 kV over the outlook period.",null,null,null,null,null,null,null,null,null,null,null,null,null,24,"VIC Keilor East (Powercor) 66 kV24","VIC Keilor East (Powercor) 66 kV"]
[null,null,null,"Load is also transferred from Keilor East 66kV to Deer Park 66kV.",null,null,null,null,null,null,null,null,null,null,null,null,null,25,"VIC Keilor East (Powercor) 66 kV25","VIC Keilor East (Powercor) 66 kV"]
[null,null,null,"Diversity factors: Summer = 0.95; Winter = 0.98.",null,null,null,null,null,null,null,null,null,null,null,null,null,26,"VIC Keilor East (Powercor) 66 kV26","VIC Keilor East (Powercor) 66 kV"]
[null,null,null,"Power factors: Summer = 0.95, lagging; Winter = 0.97, lagging.",null,null,null,null,null,null,null,null,null,null,null,null,null,27,"VIC Keilor East (Powercor) 66 kV27","VIC Keilor East (Powercor) 66 kV"]
[null,null,null,null,null,null,null,null,null,null,null,null,null,null,null,null,null,28,"VIC Keilor East (Powercor) 66 kV28","VIC Keilor East (Powercor) 66 kV"]
[null,null,null,null,null,null,null,null,null,null,null,null,null,null,null,null,null,29,"VIC Keilor East (Powercor) 66 kV29","VIC Keilor East (Powercor) 66 kV"]
[null,null,null,null,null,null,null,null,null,null,null,null,null,null,null,null,null,30,"VIC Keilor East (Powercor) 66 kV30","VIC Keilor East (Powercor) 66 kV"]
[null,null,null,null,null,null,null,null,null,null,null,null,null,null,null,null,null,31,"VIC Keilor East (Powercor) 66 kV31","VIC Keilor East (Powercor) 66 kV"]
[null,null,"VIC Keilor West (Jemena) 66 kV",null,null,null,null,null,null,null,null,null,null,null,null,null,null,1,"VIC Keilor West (Jemena) 66 kV1",{"$f":"C1058","v":"VIC Keilor West (Jemena) 66 kV"}]
[null,null,null,null,null,null,null,null,null,null,null,null,null,null,null,null,null,2,"VIC Keilor West (Jemena) 66 kV2",{"$f":"T1058","v":"VIC Keilor West (Jemena) 66 kV"}]
[null,null,null,"MAIN SECTORS",null,null,null,null,null,null,null,null,null,null,null,null,null,{"$f":"MOD(ROW(Q1060)-4,31)+1","v":3},"VIC Keilor West (Jemena) 66 kV3","VIC Keilor West (Jemena) 66 kV"]
[null,null,null,"Mix of industrial, residential and commercial.",null,null,null,null,null,null,null,null,null,null,null,null,null,4,"VIC Keilor West (Jemena) 66 kV4",{"$f":"T1060","v":"VIC Keilor West (Jemena) 66 kV"}]
[null,null,null,null,null,null,null,null,null,null,null,null,null,null,null,null,null,5,"VIC Keilor West (Jemena) 66 kV5","VIC Keilor West (Jemena) 66 kV"]
[null,null,null,null,null,null,null,null,null,null,null,null,null,null,null,null,null,6,"VIC Keilor West (Jemena) 66 kV6","VIC Keilor West (Jemena) 66 kV"]
[null,null,null,null,null,null,null,null,null,null,null,null,null,null,null,null,null,7,"VIC Keilor West (Jemena) 66 kV7","VIC Keilor West (Jemena) 66 kV"]
[null,null,null,null,null,null,null,null,null,null,null,null,null,null,null,null,null,8,"VIC Keilor West (Jemena) 66 kV8","VIC Keilor West (Jemena) 66 kV"]
[null,null,null,"MEDIUM SCENARIO",null,null,null,null,null,null,null,null,null,null,null,null,null,9,"VIC Keilor West (Jemena) 66 kV9","VIC Keilor West (Jemena) 66 kV"]
[null,null,null,"Summer",null,null,null,null,null,null,null,null,null,null,null,null,null,10,"VIC Keilor West (Jemena) 66 kV10","VIC Keilor West (Jemena) 66 kV"]
[null,null,null,"Temperature corrected actuals increased from 2005 until 2010, and have been flat since.",null,null,null,null,null,null,null,null,null,null,null,null,null,11,"VIC Keilor West (Jemena) 66 kV11","VIC Keilor West (Jemena) 66 kV"]
[null,null,null,"Forecast demand is flat over the outlook period.",null,null,null,null,null,null,null,null,null,null,null,null,null,12,"VIC Keilor West (Jemena) 66 kV12","VIC Keilor West (Jemena) 66 kV"]
[null,null,null,"The POE10 adjustment for PV and EE ranges from 2.5% to 8% over the outlook period, with EE contributing 0.2% to 1.4% of the adjustment.",null,null,null,null,null,null,null,null,null,null,null,null,null,13,"VIC Keilor West (Jemena) 66 kV13","VIC Keilor West (Jemena) 66 kV"]
[null,null,null,null,null,null,null,null,null,null,null,null,null,null,null,null,null,14,"VIC Keilor West (Jemena) 66 kV14","VIC Keilor West (Jemena) 66 kV"]
[null,null,null,null,null,null,null,null,null,null,null,null,null,null,null,null,null,15,"VIC Keilor West (Jemena) 66 kV15","VIC Keilor West (Jemena) 66 kV"]
[null,null,null,"Winter",null,null,null,null,null,null,null,null,null,null,null,null,null,16,"VIC Keilor West (Jemena) 66 kV16","VIC Keilor West (Jemena) 66 kV"]
[null,null,null,"Temperature corrected actuals have increased since 2005.",null,null,null,null,null,null,null,null,null,null,null,null,null,17,"VIC Keilor West (Jemena) 66 kV17","VIC Keilor West (Jemena) 66 kV"]
[null,null,null,"Forecast demand is increasing over the outlook period.",null,null,null,null,null,null,null,null,null,null,null,null,null,18,"VIC Keilor West (Jemena) 66 kV18","VIC Keilor West (Jemena) 66 kV"]
[null,null,null,"The POE10 adjustment for PV and EE ranges from 0.2% to 2% over the outlook period, with EE contributing 0.2% to 2% of the adjustment.",null,null,null,null,null,null,null,null,null,null,null,null,null,19,"VIC Keilor West (Jemena) 66 kV19","VIC Keilor West (Jemena) 66 kV"]
[null,null,null,null,null,null,null,null,null,null,null,null,null,null,null,null,null,20,"VIC Keilor West (Jemena) 66 kV20","VIC Keilor West (Jemena) 66 kV"]
[null,null,null,null,null,null,null,null,null,null,null,null,null,null,null,null,null,21,"VIC Keilor West (Jemena) 66 kV21","VIC Keilor West (Jemena) 66 kV"]
[null,null,null,"Other",null,null,null,null,null,null,null,null,null,null,null,null,null,22,"VIC Keilor West (Jemena) 66 kV22","VIC Keilor West (Jemena) 66 kV"]
[null,null,null,"Supplies Sydenham, Sunbury.The connection point is weather sensitive and summer peaking.",null,null,null,null,null,null,null,null,null,null,null,null,null,23,"VIC Keilor West (Jemena) 66 kV23","VIC Keilor West (Jemena) 66 kV"]
[null,null,null,"Diversity factors: Summer = 0.88; Winter = 0.98.",null,null,null,null,null,null,null,null,null,null,null,null,null,24,"VIC Keilor West (Jemena) 66 kV24","VIC Keilor West (Jemena) 66 kV"]
[null,null,null,"Power factors: Summer = 0.95, lagging; Winter = 0.97, lagging.",null,null,null,null,null,null,null,null,null,null,null,null,null,25,"VIC Keilor West (Jemena) 66 kV25","VIC Keilor West (Jemena) 66 kV"]
[null,null,null,null,null,null,null,null,null,null,null,null,null,null,null,null,null,26,"VIC Keilor West (Jemena) 66 kV26","VIC Keilor West (Jemena) 66 kV"]
[null,null,null,null,null,null,null,null,null,null,null,null,null,null,null,null,null,27,"VIC Keilor West (Jemena) 66 kV27","VIC Keilor West (Jemena) 66 kV"]
[null,null,null,null,null,null,null,null,null,null,null,null,null,null,null,null,null,28,"VIC Keilor West (Jemena) 66 kV28","VIC Keilor West (Jemena) 66 kV"]
[null,null,null,null,null,null,null,null,null,null,null,null,null,null,null,null,null,29,"VIC Keilor West (Jemena) 66 kV29","VIC Keilor West (Jemena) 66 kV"]
[null,null,null,null,null,null,null,null,null,null,null,null,null,null,null,null,null,30,"VIC Keilor West (Jemena) 66 kV30","VIC Keilor West (Jemena) 66 kV"]
[null,null,null,null,null,null,null,null,null,null,null,null,null,null,null,null,null,31,"VIC Keilor West (Jemena) 66 kV31","VIC Keilor West (Jemena) 66 kV"]
[null,null,"VIC Keilor West (Powercor) 66 kV",null,null,null,null,null,null,null,null,null,null,null,null,null,null,1,"VIC Keilor West (Powercor) 66 kV1",{"$f":"C1089","v":"VIC Keilor West (Powercor) 66 kV"}]
[null,null,null,null,null,null,null,null,null,null,null,null,null,null,null,null,null,2,"VIC Keilor West (Powercor) 66 kV2",{"$f":"T1089","v":"VIC Keilor West (Powercor) 66 kV"}]
[null,null,null,"MAIN SECTORS",null,null,null,null,null,null,null,null,null,null,null,null,null,3,"VIC Keilor West (Powercor) 66 kV3","VIC Keilor West (Powercor) 66 kV"]
[null,null,null,"Mix of industrial, residential and commercial.",null,null,null,null,null,null,null,null,null,null,null,null,null,4,"VIC Keilor West (Powercor) 66 kV4","VIC Keilor West (Powercor) 66 kV"]
[null,null,null,null,null,null,null,null,null,null,null,null,null,null,null,null,null,5,{"$f":"T1093&R1093","v":"VIC Keilor West (Powercor) 66 kV5"},"VIC Keilor West (Powercor) 66 kV"]
[null,null,null,null,null,null,null,null,null,null,null,null,null,null,null,null,null,6,"VIC Keilor West (Powercor) 66 kV6","VIC Keilor West (Powercor) 66 kV"]
[null,null,null,null,null,null,null,null,null,null,null,null,null,null,null,null,null,7,"VIC Keilor West (Powercor) 66 kV7","VIC Keilor West (Powercor) 66 kV"]
[null,null,null,null,null,null,null,null,null,null,null,null,null,null,null,null,null,8,"VIC Keilor West (Powercor) 66 kV8","VIC Keilor West (Powercor) 66 kV"]
[null,null,null,"MEDIUM SCENARIO",null,null,null,null,null,null,null,null,null,null,null,null,null,9,"VIC Keilor West (Powercor) 66 kV9","VIC Keilor West (Powercor) 66 kV"]
[null,null,null,"Summer",null,null,null,null,null,null,null,null,null,null,null,null,null,10,"VIC Keilor West (Powercor) 66 kV10","VIC Keilor West (Powercor) 66 kV"]
[null,null,null,"Temperature corrected actuals increased from 2005 until 2010, decreased from 2010 till 2014 and have been increasing since.",null,null,null,null,null,null,null,null,null,null,null,null,null,11,"VIC Keilor West (Powercor) 66 kV11","VIC Keilor West (Powercor) 66 kV"]
[null,null,null,"Forecast demand is declining over the outlook period, due to load transfers.",null,null,null,null,null,null,null,null,null,null,null,null,null,12,"VIC Keilor West (Powercor) 66 kV12","VIC Keilor West (Powercor) 66 kV"]
[null,null,null,"The POE10 adjustment for PV and EE ranges from 3.7% to 11.4% over the outlook period, with EE contributing 0.1% to 1.2% of the adjustment.",null,null,null,null,null,null,null,null,null,null,null,null,null,13,"VIC Keilor West (Powercor) 66 kV13","VIC Keilor West (Powercor) 66 kV"]
[null,null,null,null,null,null,null,null,null,null,null,null,null,null,null,null,null,14,"VIC Keilor West (Powercor) 66 kV14","VIC Keilor West (Powercor) 66 kV"]
[null,null,null,null,null,null,null,null,null,null,null,null,null,null,null,null,null,15,"VIC Keilor West (Powercor) 66 kV15","VIC Keilor West (Powercor) 66 kV"]
[null,null,null,"Winter",null,null,null,null,null,null,null,null,null,null,null,null,null,16,"VIC Keilor West (Powercor) 66 kV16","VIC Keilor West (Powercor) 66 kV"]
[null,null,null,"Temperature corrected actuals have been relatively flat since 2005.",null,null,null,null,null,null,null,null,null,null,null,null,null,17,"VIC Keilor West (Powercor) 66 kV17","VIC Keilor West (Powercor) 66 kV"]
[null,null,null,"Forecast demand is declining over the outlook period, due to load transfers.",null,null,null,null,null,null,null,null,null,null,null,null,null,18,"VIC Keilor West (Powercor) 66 kV18","VIC Keilor West (Powercor) 66 kV"]
[null,null,null,"The POE10 adjustment for PV and EE ranges from 0.2% to 1.8% over the outlook period, with EE contributing 0.2% to 1.8% of the adjustment.",null,null,null,null,null,null,null,null,null,null,null,null,null,19,"VIC Keilor West (Powercor) 66 kV19","VIC Keilor West (Powercor) 66 kV"]
[null,null,null,null,null,null,null,null,null,null,null,null,null,null,null,null,null,20,"VIC Keilor West (Powercor) 66 kV20","VIC Keilor West (Powercor) 66 kV"]
[null,null,null,null,null,null,null,null,null,null,null,null,null,null,null,null,null,21,"VIC Keilor West (Powercor) 66 kV21","VIC Keilor West (Powercor) 66 kV"]
[null,null,null,"Other",null,null,null,null,null,null,null,null,null,null,null,null,null,22,"VIC Keilor West (Powercor) 66 kV22","VIC Keilor West (Powercor) 66 kV"]
[null,null,null,"Supplies Melton, St Albans, Woodend.The connection point is weather sensitive and summer peaking.",null,null,null,null,null,null,null,null,null,null,null,null,null,23,"VIC Keilor West (Powercor) 66 kV23","VIC Keilor West (Powercor) 66 kV"]
[null,null,null,"Load is transferred from Keilor West 66kV to Keilor East 66 kV over the outlook period.",null,null,null,null,null,null,null,null,null,null,null,null,null,24,"VIC Keilor West (Powercor) 66 kV24","VIC Keilor West (Powercor) 66 kV"]
[null,null,null,"Diversity factors: Summer = 0.9; Winter = 1.",null,null,null,null,null,null,null,null,null,null,null,null,null,25,"VIC Keilor West (Powercor) 66 kV25","VIC Keilor West (Powercor) 66 kV"]
[null,null,null,"Power factors: Summer = 0.95, lagging; Winter = 0.97, lagging.",null,null,null,null,null,null,null,null,null,null,null,null,null,26,"VIC Keilor West (Powercor) 66 kV26","VIC Keilor West (Powercor) 66 kV"]
[null,null,null,null,null,null,null,null,null,null,null,null,null,null,null,null,null,27,"VIC Keilor West (Powercor) 66 kV27","VIC Keilor West (Powercor) 66 kV"]
[null,null,null,null,null,null,null,null,null,null,null,null,null,null,null,null,null,28,"VIC Keilor West (Powercor) 66 kV28","VIC Keilor West (Powercor) 66 kV"]
[null,null,null,null,null,null,null,null,null,null,null,null,null,null,null,null,null,29,"VIC Keilor West (Powercor) 66 kV29","VIC Keilor West (Powercor) 66 kV"]
[null,null,null,null,null,null,null,null,null,null,null,null,null,null,null,null,null,30,"VIC Keilor West (Powercor) 66 kV30","VIC Keilor West (Powercor) 66 kV"]
[null,null,null,null,null,null,null,null,null,null,null,null,null,null,null,null,null,31,"VIC Keilor West (Powercor) 66 kV31","VIC Keilor West (Powercor) 66 kV"]
[null,null,"VIC Kerang (Powercor) 22 kV",null,null,null,null,null,null,null,null,null,null,null,null,null,null,1,"VIC Kerang (Powercor) 22 kV1",{"$f":"C1120","v":"VIC Kerang (Powercor) 22 kV"}]
[null,null,null,null,null,null,null,null,null,null,null,null,null,null,null,null,null,2,"VIC Kerang (Powercor) 22 kV2",{"$f":"T1120","v":"VIC Kerang (Powercor) 22 kV"}]
[null,null,null,"MAIN SECTORS",null,null,null,null,null,null,null,null,null,null,null,null,null,3,"VIC Kerang (Powercor) 22 kV3","VIC Kerang (Powercor) 22 kV"]
[null,null,null,"Predominantly residential and commercial.",null,null,null,null,null,null,null,null,null,null,null,null,null,4,"VIC Kerang (Powercor) 22 kV4","VIC Kerang (Powercor) 22 kV"]
[null,null,null,null,null,null,null,null,null,null,null,null,null,null,null,null,null,{"$f":"MOD(ROW(Q1124)-4,31)+1","v":5},"VIC Kerang (Powercor) 22 kV5","VIC Kerang (Powercor) 22 kV"]
[null,null,null,null,null,null,null,null,null,null,null,null,null,null,null,null,null,6,"VIC Kerang (Powercor) 22 kV6",{"$f":"T1124","v":"VIC Kerang (Powercor) 22 kV"}]
[null,null,null,null,null,null,null,null,null,null,null,null,null,null,null,null,null,7,"VIC Kerang (Powercor) 22 kV7","VIC Kerang (Powercor) 22 kV"]
[null,null,null,null,null,null,null,null,null,null,null,null,null,null,null,null,null,8,"VIC Kerang (Powercor) 22 kV8","VIC Kerang (Powercor) 22 kV"]
[null,null,null,"MEDIUM SCENARIO",null,null,null,null,null,null,null,null,null,null,null,null,null,9,"VIC Kerang (Powercor) 22 kV9","VIC Kerang (Powercor) 22 kV"]
[null,null,null,"Summer",null,null,null,null,null,null,null,null,null,null,null,null,null,10,"VIC Kerang (Powercor) 22 kV10","VIC Kerang (Powercor) 22 kV"]
[null,null,null,"Temperature corrected actuals have been relatively flat since 2005, with a small reduction since 2013.",null,null,null,null,null,null,null,null,null,null,null,null,null,11,"VIC Kerang (Powercor) 22 kV11","VIC Kerang (Powercor) 22 kV"]
[null,null,null,"Forecast demand is increasing marginally over the outlook period.",null,null,null,null,null,null,null,null,null,null,null,null,null,12,"VIC Kerang (Powercor) 22 kV12","VIC Kerang (Powercor) 22 kV"]
[null,null,null,"The POE10 adjustment for PV and EE ranges from 6.2% to 8.6% over the outlook period, with EE contributing 0.3% to 2% of the adjustment.",null,null,null,null,null,null,null,null,null,null,null,null,null,13,"VIC Kerang (Powercor) 22 kV13","VIC Kerang (Powercor) 22 kV"]
[null,null,null,null,null,null,null,null,null,null,null,null,null,null,null,null,null,14,"VIC Kerang (Powercor) 22 kV14","VIC Kerang (Powercor) 22 kV"]
[null,null,null,null,null,null,null,null,null,null,null,null,null,null,null,null,null,15,"VIC Kerang (Powercor) 22 kV15","VIC Kerang (Powercor) 22 kV"]
[null,null,null,"Winter",null,null,null,null,null,null,null,null,null,null,null,null,null,16,"VIC Kerang (Powercor) 22 kV16","VIC Kerang (Powercor) 22 kV"]
[null,null,null,"Temperature corrected actuals have declined since 2013.",null,null,null,null,null,null,null,null,null,null,null,null,null,17,"VIC Kerang (Powercor) 22 kV17","VIC Kerang (Powercor) 22 kV"]
[null,null,null,"Forecast demand is flat over the outlook period.",null,null,null,null,null,null,null,null,null,null,null,null,null,18,"VIC Kerang (Powercor) 22 kV18","VIC Kerang (Powercor) 22 kV"]
[null,null,null,"The POE10 adjustment for PV and EE ranges from 0.3% to 2.6% over the outlook period, with EE contributing 0.3% to 2.6% of the adjustment.",null,null,null,null,null,null,null,null,null,null,null,null,null,19,"VIC Kerang (Powercor) 22 kV19","VIC Kerang (Powercor) 22 kV"]
[null,null,null,null,null,null,null,null,null,null,null,null,null,null,null,null,null,20,"VIC Kerang (Powercor) 22 kV20","VIC Kerang (Powercor) 22 kV"]
[null,null,null,null,null,null,null,null,null,null,null,null,null,null,null,null,null,21,"VIC Kerang (Powercor) 22 kV21","VIC Kerang (Powercor) 22 kV"]
[null,null,null,"Other",null,null,null,null,null,null,null,null,null,null,null,null,null,22,"VIC Kerang (Powercor) 22 kV22","VIC Kerang (Powercor) 22 kV"]
[null,null,null,"Supplies Kerang.The connection point is weather sensitive and maximum demand may occur in summer or winter.",null,null,null,null,null,null,null,null,null,null,null,null,null,23,"VIC Kerang (Powercor) 22 kV23","VIC Kerang (Powercor) 22 kV"]
[null,null,null,"Diversity factors: Summer = 0.83; Winter = 0.71.",null,null,null,null,null,null,null,null,null,null,null,null,null,24,"VIC Kerang (Powercor) 22 kV24","VIC Kerang (Powercor) 22 kV"]
[null,null,null,"Power factors: Summer = 0.97, lagging; Winter = 1, lagging.",null,null,null,null,null,null,null,null,null,null,null,null,null,25,"VIC Kerang (Powercor) 22 kV25","VIC Kerang (Powercor) 22 kV"]
[null,null,null,null,null,null,null,null,null,null,null,null,null,null,null,null,null,26,"VIC Kerang (Powercor) 22 kV26","VIC Kerang (Powercor) 22 kV"]
[null,null,null,null,null,null,null,null,null,null,null,null,null,null,null,null,null,27,"VIC Kerang (Powercor) 22 kV27","VIC Kerang (Powercor) 22 kV"]
[null,null,null,null,null,null,null,null,null,null,null,null,null,null,null,null,null,28,"VIC Kerang (Powercor) 22 kV28","VIC Kerang (Powercor) 22 kV"]
[null,null,null,null,null,null,null,null,null,null,null,null,null,null,null,null,null,29,"VIC Kerang (Powercor) 22 kV29","VIC Kerang (Powercor) 22 kV"]
[null,null,null,null,null,null,null,null,null,null,null,null,null,null,null,null,null,30,"VIC Kerang (Powercor) 22 kV30","VIC Kerang (Powercor) 22 kV"]
[null,null,null,null,null,null,null,null,null,null,null,null,null,null,null,null,null,31,"VIC Kerang (Powercor) 22 kV31","VIC Kerang (Powercor) 22 kV"]
[null,null,"VIC Kerang (Powercor) 66 kV",null,null,null,null,null,null,null,null,null,null,null,null,null,null,1,"VIC Kerang (Powercor) 66 kV1",{"$f":"C1151","v":"VIC Kerang (Powercor) 66 kV"}]
[null,null,null,null,null,null,null,null,null,null,null,null,null,null,null,null,null,2,"VIC Kerang (Powercor) 66 kV2",{"$f":"T1151","v":"VIC Kerang (Powercor) 66 kV"}]
[null,null,null,"MAIN SECTORS",null,null,null,null,null,null,null,null,null,null,null,null,null,3,"VIC Kerang (Powercor) 66 kV3","VIC Kerang (Powercor) 66 kV"]
[null,null,null,"Mix of agricultural (grapes, sheep, cattle, cherries), residential and commercial.",null,null,null,null,null,null,null,null,null,null,null,null,null,4,"VIC Kerang (Powercor) 66 kV4","VIC Kerang (Powercor) 66 kV"]
[null,null,null,null,null,null,null,null,null,null,null,null,null,null,null,null,null,5,"VIC Kerang (Powercor) 66 kV5","VIC Kerang (Powercor) 66 kV"]
[null,null,null,null,null,null,null,null,null,null,null,null,null,null,null,null,null,6,"VIC Kerang (Powercor) 66 kV6","VIC Kerang (Powercor) 66 kV"]
[null,null,null,null,null,null,null,null,null,null,null,null,null,null,null,null,null,7,{"$f":"T1157&R1157","v":"VIC Kerang (Powercor) 66 kV7"},"VIC Kerang (Powercor) 66 kV"]
[null,null,null,null,null,null,null,null,null,null,null,null,null,null,null,null,null,8,"VIC Kerang (Powercor) 66 kV8","VIC Kerang (Powercor) 66 kV"]
[null,null,null,"MEDIUM SCENARIO",null,null,null,null,null,null,null,null,null,null,null,null,null,9,"VIC Kerang (Powercor) 66 kV9","VIC Kerang (Powercor) 66 kV"]
[null,null,null,"Summer",null,null,null,null,null,null,null,null,null,null,null,null,null,10,"VIC Kerang (Powercor) 66 kV10","VIC Kerang (Powercor) 66 kV"]
[null,null,null,"Temperature corrected actuals have increased since 2005.",null,null,null,null,null,null,null,null,null,null,null,null,null,11,"VIC Kerang (Powercor) 66 kV11","VIC Kerang (Powercor) 66 kV"]
[null,null,null,"Forecast demand is increasing over the outlook period.",null,null,null,null,null,null,null,null,null,null,null,null,null,12,"VIC Kerang (Powercor) 66 kV12","VIC Kerang (Powercor) 66 kV"]
[null,null,null,"The POE10 adjustment for PV and EE ranges from 4.3% to 8.7% over the outlook period, with EE contributing 0% to 0% of the adjustment.",null,null,null,null,null,null,null,null,null,null,null,null,null,13,"VIC Kerang (Powercor) 66 kV13","VIC Kerang (Powercor) 66 kV"]
[null,null,null,null,null,null,null,null,null,null,null,null,null,null,null,null,null,14,"VIC Kerang (Powercor) 66 kV14","VIC Kerang (Powercor) 66 kV"]
[null,null,null,null,null,null,null,null,null,null,null,null,null,null,null,null,null,15,"VIC Kerang (Powercor) 66 kV15","VIC Kerang (Powercor) 66 kV"]
[null,null,null,"Winter",null,null,null,null,null,null,null,null,null,null,null,null,null,16,"VIC Kerang (Powercor) 66 kV16","VIC Kerang (Powercor) 66 kV"]
[null,null,null,"Temperature corrected actuals have increased since 2012.",null,null,null,null,null,null,null,null,null,null,null,null,null,17,"VIC Kerang (Powercor) 66 kV17","VIC Kerang (Powercor) 66 kV"]
[null,null,null,"Forecast demand is increasing over the outlook period.",null,null,null,null,null,null,null,null,null,null,null,null,null,18,"VIC Kerang (Powercor) 66 kV18","VIC Kerang (Powercor) 66 kV"]
[null,null,null,"The POE10 adjustment for PV and EE ranges from 0% to 0.1% over the outlook period, with EE contributing 0% to 0.1% of the adjustment.",null,null,null,null,null,null,null,null,null,null,null,null,null,19,"VIC Kerang (Powercor) 66 kV19","VIC Kerang (Powercor) 66 kV"]
[null,null,null,null,null,null,null,null,null,null,null,null,null,null,null,null,null,20,"VIC Kerang (Powercor) 66 kV20","VIC Kerang (Powercor) 66 kV"]
[null,null,null,null,null,null,null,null,null,null,null,null,null,null,null,null,null,21,"VIC Kerang (Powercor) 66 kV21","VIC Kerang (Powercor) 66 kV"]
[null,null,null,"Other",null,null,null,null,null,null,null,null,null,null,null,null,null,22,"VIC Kerang (Powercor) 66 kV22","VIC Kerang (Powercor) 66 kV"]
[null,null,null,"Supplies Swan Hill, Cohuna.",null,null,null,null,null,null,null,null,null,null,null,null,null,23,"VIC Kerang (Powercor) 66 kV23","VIC Kerang (Powercor) 66 kV"]
[null,null,null,"The connection point is weather sensitive and summer peaking.",null,null,null,null,null,null,null,null,null,null,null,null,null,24,"VIC Kerang (Powercor) 66 kV24","VIC Kerang (Powercor) 66 kV"]
[null,null,null,"Diversity factors: Summer = 0.87; Winter = 0.78.",null,null,null,null,null,null,null,null,null,null,null,null,null,25,"VIC Kerang (Powercor) 66 kV25","VIC Kerang (Powercor) 66 kV"]
[null,null,null,"Power factors: Summer = 0.98, lagging; Winter = 1, leading.",null,null,null,null,null,null,null,null,null,null,null,null,null,26,"VIC Kerang (Powercor) 66 kV26","VIC Kerang (Powercor) 66 kV"]
[null,null,null,null,null,null,null,null,null,null,null,null,null,null,null,null,null,27,"VIC Kerang (Powercor) 66 kV27","VIC Kerang (Powercor) 66 kV"]
[null,null,null,null,null,null,null,null,null,null,null,null,null,null,null,null,null,28,"VIC Kerang (Powercor) 66 kV28","VIC Kerang (Powercor) 66 kV"]
[null,null,null,null,null,null,null,null,null,null,null,null,null,null,null,null,null,29,"VIC Kerang (Powercor) 66 kV29","VIC Kerang (Powercor) 66 kV"]
[null,null,null,null,null,null,null,null,null,null,null,null,null,null,null,null,null,30,"VIC Kerang (Powercor) 66 kV30","VIC Kerang (Powercor) 66 kV"]
[null,null,null,null,null,null,null,null,null,null,null,null,null,null,null,null,null,31,"VIC Kerang (Powercor) 66 kV31","VIC Kerang (Powercor) 66 kV"]
[null,null,"VIC Khancoban (Essential Energy) 11 kV",null,null,null,null,null,null,null,null,null,null,null,null,null,null,1,"VIC Khancoban (Essential Energy) 11 kV1",{"$f":"C1182","v":"VIC Khancoban (Essential Energy) 11 kV"}]
[null,null,null,null,null,null,null,null,null,null,null,null,null,null,null,null,null,2,"VIC Khancoban (Essential Energy) 11 kV2",{"$f":"T1182","v":"VIC Khancoban (Essential Energy) 11 kV"}]
[null,null,null,"MAIN SECTORS",null,null,null,null,null,null,null,null,null,null,null,null,null,3,"VIC Khancoban (Essential Energy) 11 kV3","VIC Khancoban (Essential Energy) 11 kV"]
[null,null,null,"Residential.",null,null,null,null,null,null,null,null,null,null,null,null,null,4,"VIC Khancoban (Essential Energy) 11 kV4","VIC Khancoban (Essential Energy) 11 kV"]
[null,null,null,null,null,null,null,null,null,null,null,null,null,null,null,null,null,5,"VIC Khancoban (Essential Energy) 11 kV5","VIC Khancoban (Essential Energy) 11 kV"]
[null,null,null,null,null,null,null,null,null,null,null,null,null,null,null,null,null,6,"VIC Khancoban (Essential Energy) 11 kV6","VIC Khancoban (Essential Energy) 11 kV"]
[null,null,null,null,null,null,null,null,null,null,null,null,null,null,null,null,null,{"$f":"MOD(ROW(Q1188)-4,31)+1","v":7},"VIC Khancoban (Essential Energy) 11 kV7","VIC Khancoban (Essential Energy) 11 kV"]
[null,null,null,null,null,null,null,null,null,null,null,null,null,null,null,null,null,8,"VIC Khancoban (Essential Energy) 11 kV8",{"$f":"T1188","v":"VIC Khancoban (Essential Energy) 11 kV"}]
[null,null,null,"MEDIUM SCENARIO",null,null,null,null,null,null,null,null,null,null,null,null,null,9,"VIC Khancoban (Essential Energy) 11 kV9","VIC Khancoban (Essential Energy) 11 kV"]
[null,null,null,"Summer",null,null,null,null,null,null,null,null,null,null,null,null,null,10,"VIC Khancoban (Essential Energy) 11 kV10","VIC Khancoban (Essential Energy) 11 kV"]
[null,null,null,"Temperature corrected actuals have declined since 2005.",null,null,null,null,null,null,null,null,null,null,null,null,null,11,"VIC Khancoban (Essential Energy) 11 kV11","VIC Khancoban (Essential Energy) 11 kV"]
[null,null,null,"Forecast demand is declining over the outlook period.",null,null,null,null,null,null,null,null,null,null,null,null,null,12,"VIC Khancoban (Essential Energy) 11 kV12","VIC Khancoban (Essential Energy) 11 kV"]
[null,null,null,"The POE10 adjustment for PV and EE ranges from 0.2% to 1.5% over the outlook period, with EE contributing 0.2% to 1.5% of the adjustment.",null,null,null,null,null,null,null,null,null,null,null,null,null,13,"VIC Khancoban (Essential Energy) 11 kV13","VIC Khancoban (Essential Energy) 11 kV"]
[null,null,null,null,null,null,null,null,null,null,null,null,null,null,null,null,null,14,"VIC Khancoban (Essential Energy) 11 kV14","VIC Khancoban (Essential Energy) 11 kV"]
[null,null,null,null,null,null,null,null,null,null,null,null,null,null,null,null,null,15,"VIC Khancoban (Essential Energy) 11 kV15","VIC Khancoban (Essential Energy) 11 kV"]
[null,null,null,"Winter",null,null,null,null,null,null,null,null,null,null,null,null,null,16,"VIC Khancoban (Essential Energy) 11 kV16","VIC Khancoban (Essential Energy) 11 kV"]
[null,null,null,"Temperature corrected actuals have declined since 2005.",null,null,null,null,null,null,null,null,null,null,null,null,null,17,"VIC Khancoban (Essential Energy) 11 kV17","VIC Khancoban (Essential Energy) 11 kV"]
[null,null,null,"Forecast demand is declining over the outlook period.",null,null,null,null,null,null,null,null,null,null,null,null,null,18,"VIC Khancoban (Essential Energy) 11 kV18","VIC Khancoban (Essential Energy) 11 kV"]
[null,null,null,"The POE10 adjustment for PV and EE ranges from 0.1% to 1.4% over the outlook period, with EE contributing 0.1% to 1.4% of the adjustment.",null,null,null,null,null,null,null,null,null,null,null,null,null,19,"VIC Khancoban (Essential Energy) 11 kV19","VIC Khancoban (Essential Energy) 11 kV"]
[null,null,null,null,null,null,null,null,null,null,null,null,null,null,null,null,null,20,"VIC Khancoban (Essential Energy) 11 kV20","VIC Khancoban (Essential Energy) 11 kV"]
[null,null,null,null,null,null,null,null,null,null,null,null,null,null,null,null,null,21,"VIC Khancoban (Essential Energy) 11 kV21","VIC Khancoban (Essential Energy) 11 kV"]
[null,null,null,"Other",null,null,null,null,null,null,null,null,null,null,null,null,null,22,"VIC Khancoban (Essential Energy) 11 kV22","VIC Khancoban (Essential Energy) 11 kV"]
[null,null,null,"Supplies Khancoban.",null,null,null,null,null,null,null,null,null,null,null,null,null,23,"VIC Khancoban (Essential Energy) 11 kV23","VIC Khancoban (Essential Energy) 11 kV"]
[null,null,null,"Diversity factors: Summer = 0.49; Winter = 0.57.",null,null,null,null,null,null,null,null,null,null,null,null,null,24,"VIC Khancoban (Essential Energy) 11 kV24","VIC Khancoban (Essential Energy) 11 kV"]
[null,null,null,"Power factors: Summer = 0.91, lagging; Winter = 0.91, lagging.",null,null,null,null,null,null,null,null,null,null,null,null,null,25,"VIC Khancoban (Essential Energy) 11 kV25","VIC Khancoban (Essential Energy) 11 kV"]
[null,null,null,null,null,null,null,null,null,null,null,null,null,null,null,null,null,26,"VIC Khancoban (Essential Energy) 11 kV26","VIC Khancoban (Essential Energy) 11 kV"]
[null,null,null,null,null,null,null,null,null,null,null,null,null,null,null,null,null,27,"VIC Khancoban (Essential Energy) 11 kV27","VIC Khancoban (Essential Energy) 11 kV"]
[null,null,null,null,null,null,null,null,null,null,null,null,null,null,null,null,null,28,"VIC Khancoban (Essential Energy) 11 kV28","VIC Khancoban (Essential Energy) 11 kV"]
[null,null,null,null,null,null,null,null,null,null,null,null,null,null,null,null,null,29,"VIC Khancoban (Essential Energy) 11 kV29","VIC Khancoban (Essential Energy) 11 kV"]
[null,null,null,null,null,null,null,null,null,null,null,null,null,null,null,null,null,30,"VIC Khancoban (Essential Energy) 11 kV30","VIC Khancoban (Essential Energy) 11 kV"]
[null,null,null,null,null,null,null,null,null,null,null,null,null,null,null,null,null,31,"VIC Khancoban (Essential Energy) 11 kV31","VIC Khancoban (Essential Energy) 11 kV"]
[null,null,"VIC Loy Yang (AusNet) 66 kV",null,null,null,null,null,null,null,null,null,null,null,null,null,null,1,"VIC Loy Yang (AusNet) 66 kV1",{"$f":"C1213","v":"VIC Loy Yang (AusNet) 66 kV"}]
[null,null,null,null,null,null,null,null,null,null,null,null,null,null,null,null,null,2,"VIC Loy Yang (AusNet) 66 kV2",{"$f":"T1213","v":"VIC Loy Yang (AusNet) 66 kV"}]
[null,null,null,"MAIN SECTORS",null,null,null,null,null,null,null,null,null,null,null,null,null,3,"VIC Loy Yang (AusNet) 66 kV3","VIC Loy Yang (AusNet) 66 kV"]
[null,null,null,"Industrial.",null,null,null,null,null,null,null,null,null,null,null,null,null,4,"VIC Loy Yang (AusNet) 66 kV4","VIC Loy Yang (AusNet) 66 kV"]
[null,null,null,null,null,null,null,null,null,null,null,null,null,null,null,null,null,5,"VIC Loy Yang (AusNet) 66 kV5","VIC Loy Yang (AusNet) 66 kV"]
[null,null,null,null,null,null,null,null,null,null,null,null,null,null,null,null,null,6,"VIC Loy Yang (AusNet) 66 kV6","VIC Loy Yang (AusNet) 66 kV"]
[null,null,null,null,null,null,null,null,null,null,null,null,null,null,null,null,null,7,"VIC Loy Yang (AusNet) 66 kV7","VIC Loy Yang (AusNet) 66 kV"]
[null,null,null,null,null,null,null,null,null,null,null,null,null,null,null,null,null,8,"VIC Loy Yang (AusNet) 66 kV8","VIC Loy Yang (AusNet) 66 kV"]
[null,null,null,"MEDIUM SCENARIO",null,null,null,null,null,null,null,null,null,null,null,null,null,9,{"$f":"T1221&R1221","v":"VIC Loy Yang (AusNet) 66 kV9"},"VIC Loy Yang (AusNet) 66 kV"]
[null,null,null,"Summer",null,null,null,null,null,null,null,null,null,null,null,null,null,10,"VIC Loy Yang (AusNet) 66 kV10","VIC Loy Yang (AusNet) 66 kV"]
[null,null,null,"Historical demand has fluctuated since 2005.",null,null,null,null,null,null,null,null,null,null,null,null,null,11,"VIC Loy Yang (AusNet) 66 kV11","VIC Loy Yang (AusNet) 66 kV"]
[null,null,null,"Forecast demand is flat over the outlook period.",null,null,null,null,null,null,null,null,null,null,null,null,null,12,"VIC Loy Yang (AusNet) 66 kV12","VIC Loy Yang (AusNet) 66 kV"]
[null,null,null,"The POE10 offset for PV and EE is zero.",null,null,null,null,null,null,null,null,null,null,null,null,null,13,"VIC Loy Yang (AusNet) 66 kV13","VIC Loy Yang (AusNet) 66 kV"]
[null,null,null,null,null,null,null,null,null,null,null,null,null,null,null,null,null,14,"VIC Loy Yang (AusNet) 66 kV14","VIC Loy Yang (AusNet) 66 kV"]
[null,null,null,null,null,null,null,null,null,null,null,null,null,null,null,null,null,15,"VIC Loy Yang (AusNet) 66 kV15","VIC Loy Yang (AusNet) 66 kV"]
[null,null,null,"Winter",null,null,null,null,null,null,null,null,null,null,null,null,null,16,"VIC Loy Yang (AusNet) 66 kV16","VIC Loy Yang (AusNet) 66 kV"]
[null,null,null,"Historical demand has fluctuated since 2005.",null,null,null,null,null,null,null,null,null,null,null,null,null,17,"VIC Loy Yang (AusNet) 66 kV17","VIC Loy Yang (AusNet) 66 kV"]
[null,null,null,"Forecast demand is flat over the outlook period.",null,null,null,null,null,null,null,null,null,null,null,null,null,18,"VIC Loy Yang (AusNet) 66 kV18","VIC Loy Yang (AusNet) 66 kV"]
[null,null,null,"The POE10 offset for PV and EE is zero.",null,null,null,null,null,null,null,null,null,null,null,null,null,19,"VIC Loy Yang (AusNet) 66 kV19","VIC Loy Yang (AusNet) 66 kV"]
[null,null,null,null,null,null,null,null,null,null,null,null,null,null,null,null,null,20,"VIC Loy Yang (AusNet) 66 kV20","VIC Loy Yang (AusNet) 66 kV"]
[null,null,null,null,null,null,null,null,null,null,null,null,null,null,null,null,null,21,"VIC Loy Yang (AusNet) 66 kV21","VIC Loy Yang (AusNet) 66 kV"]
[null,null,null,"Other",null,null,null,null,null,null,null,null,null,null,null,null,null,22,"VIC Loy Yang (AusNet) 66 kV22","VIC Loy Yang (AusNet) 66 kV"]
[null,null,null,"Supplies Loy Yang Auxillary Load.",null,null,null,null,null,null,null,null,null,null,null,null,null,23,"VIC Loy Yang (AusNet) 66 kV23","VIC Loy Yang (AusNet) 66 kV"]
[null,null,null,"This connection point is not weather sensitive.",null,null,null,null,null,null,null,null,null,null,null,null,null,24,"VIC Loy Yang (AusNet) 66 kV24","VIC Loy Yang (AusNet) 66 kV"]
[null,null,null,"Diversity factors: Summer = 0.34; Winter = 0.62.",null,null,null,null,null,null,null,null,null,null,null,null,null,25,"VIC Loy Yang (AusNet) 66 kV25","VIC Loy Yang (AusNet) 66 kV"]
[null,null,null,"Power factors: Summer = 0.83, none; Winter = 0.83, none.",null,null,null,null,null,null,null,null,null,null,null,null,null,26,"VIC Loy Yang (AusNet) 66 kV26","VIC Loy Yang (AusNet) 66 kV"]
[null,null,null,null,null,null,null,null,null,null,null,null,null,null,null,null,null,27,"VIC Loy Yang (AusNet) 66 kV27","VIC Loy Yang (AusNet) 66 kV"]
[null,null,null,null,null,null,null,null,null,null,null,null,null,null,null,null,null,28,"VIC Loy Yang (AusNet) 66 kV28","VIC Loy Yang (AusNet) 66 kV"]
[null,null,null,null,null,null,null,null,null,null,null,null,null,null,null,null,null,29,"VIC Loy Yang (AusNet) 66 kV29","VIC Loy Yang (AusNet) 66 kV"]
[null,null,null,null,null,null,null,null,null,null,null,null,null,null,null,null,null,30,"VIC Loy Yang (AusNet) 66 kV30","VIC Loy Yang (AusNet) 66 kV"]
[null,null,null,null,null,null,null,null,null,null,null,null,null,null,null,null,null,31,"VIC Loy Yang (AusNet) 66 kV31","VIC Loy Yang (AusNet) 66 kV"]
[null,null,"VIC Malvern (United Energy) 22 kV",null,null,null,null,null,null,null,null,null,null,null,null,null,null,1,"VIC Malvern (United Energy) 22 kV1",{"$f":"C1244","v":"VIC Malvern (United Energy) 22 kV"}]
[null,null,null,null,null,null,null,null,null,null,null,null,null,null,null,null,null,2,"VIC Malvern (United Energy) 22 kV2",{"$f":"T1244","v":"VIC Malvern (United Energy) 22 kV"}]
[null,null,null,"MAIN SECTORS",null,null,null,null,null,null,null,null,null,null,null,null,null,3,"VIC Malvern (United Energy) 22 kV3","VIC Malvern (United Energy) 22 kV"]
[null,null,null,"Predominantly residential and commercial.",null,null,null,null,null,null,null,null,null,null,null,null,null,4,"VIC Malvern (United Energy) 22 kV4","VIC Malvern (United Energy) 22 kV"]
[null,null,null,null,null,null,null,null,null,null,null,null,null,null,null,null,null,5,"VIC Malvern (United Energy) 22 kV5","VIC Malvern (United Energy) 22 kV"]
[null,null,null,null,null,null,null,null,null,null,null,null,null,null,null,null,null,6,"VIC Malvern (United Energy) 22 kV6","VIC Malvern (United Energy) 22 kV"]
[null,null,null,null,null,null,null,null,null,null,null,null,null,null,null,null,null,7,"VIC Malvern (United Energy) 22 kV7","VIC Malvern (United Energy) 22 kV"]
[null,null,null,null,null,null,null,null,null,null,null,null,null,null,null,null,null,8,"VIC Malvern (United Energy) 22 kV8","VIC Malvern (United Energy) 22 kV"]
[null,null,null,"MEDIUM SCENARIO",null,null,null,null,null,null,null,null,null,null,null,null,null,{"$f":"MOD(ROW(Q1252)-4,31)+1","v":9},"VIC Malvern (United Energy) 22 kV9","VIC Malvern (United Energy) 22 kV"]
[null,null,null,"Summer",null,null,null,null,null,null,null,null,null,null,null,null,null,10,"VIC Malvern (United Energy) 22 kV10",{"$f":"T1252","v":"VIC Malvern (United Energy) 22 kV"}]
[null,null,null,"Temperature corrected actuals have been relatively flat since 2009.",null,null,null,null,null,null,null,null,null,null,null,null,null,11,"VIC Malvern (United Energy) 22 kV11","VIC Malvern (United Energy) 22 kV"]
[null,null,null,"Forecast demand is flat over the outlook period.",null,null,null,null,null,null,null,null,null,null,null,null,null,12,"VIC Malvern (United Energy) 22 kV12","VIC Malvern (United Energy) 22 kV"]
[null,null,null,"The POE10 adjustment for PV and EE ranges from 1.8% to 5% over the outlook period, with EE contributing 0.1% to 0.6% of the adjustment.",null,null,null,null,null,null,null,null,null,null,null,null,null,13,"VIC Malvern (United Energy) 22 kV13","VIC Malvern (United Energy) 22 kV"]
[null,null,null,null,null,null,null,null,null,null,null,null,null,null,null,null,null,14,"VIC Malvern (United Energy) 22 kV14","VIC Malvern (United Energy) 22 kV"]
[null,null,null,null,null,null,null,null,null,null,null,null,null,null,null,null,null,15,"VIC Malvern (United Energy) 22 kV15","VIC Malvern (United Energy) 22 kV"]
[null,null,null,"Winter",null,null,null,null,null,null,null,null,null,null,null,null,null,16,"VIC Malvern (United Energy) 22 kV16","VIC Malvern (United Energy) 22 kV"]
[null,null,null,"Temperature corrected actuals have been relatively flat since 2009.",null,null,null,null,null,null,null,null,null,null,null,null,null,17,"VIC Malvern (United Energy) 22 kV17","VIC Malvern (United Energy) 22 kV"]
[null,null,null,"Forecast demand is increasing over the outlook period.",null,null,null,null,null,null,null,null,null,null,null,null,null,18,"VIC Malvern (United Energy) 22 kV18","VIC Malvern (United Energy) 22 kV"]
[null,null,null,"The POE10 adjustment for PV and EE ranges from 0.1% to 0.9% over the outlook period, with EE contributing 0.1% to 0.9% of the adjustment.",null,null,null,null,null,null,null,null,null,null,null,null,null,19,"VIC Malvern (United Energy) 22 kV19","VIC Malvern (United Energy) 22 kV"]
[null,null,null,null,null,null,null,null,null,null,null,null,null,null,null,null,null,20,"VIC Malvern (United Energy) 22 kV20","VIC Malvern (United Energy) 22 kV"]
[null,null,null,null,null,null,null,null,null,null,null,null,null,null,null,null,null,21,"VIC Malvern (United Energy) 22 kV21","VIC Malvern (United Energy) 22 kV"]
[null,null,null,"Other",null,null,null,null,null,null,null,null,null,null,null,null,null,22,"VIC Malvern (United Energy) 22 kV22","VIC Malvern (United Energy) 22 kV"]
[null,null,null,"Supplies Oakleigh, Ormond, East Malvern, Elsternwick, Caulfield.",null,null,null,null,null,null,null,null,null,null,null,null,null,23,"VIC Malvern (United Energy) 22 kV23","VIC Malvern (United Energy) 22 kV"]
[null,null,null,"The connection point is weather sensitive and summer peaking.",null,null,null,null,null,null,null,null,null,null,null,null,null,24,"VIC Malvern (United Energy) 22 kV24","VIC Malvern (United Energy) 22 kV"]
[null,null,null,"New commercials loads planned from 2016.",null,null,null,null,null,null,null,null,null,null,null,null,null,25,"VIC Malvern (United Energy) 22 kV25","VIC Malvern (United Energy) 22 kV"]
[null,null,null,"Diversity factors: Summer = 0.93; Winter = 0.97.",null,null,null,null,null,null,null,null,null,null,null,null,null,26,"VIC Malvern (United Energy) 22 kV26","VIC Malvern (United Energy) 22 kV"]
[null,null,null,"Power factors: Summer = 0.93, lagging; Winter = 0.91, lagging.",null,null,null,null,null,null,null,null,null,null,null,null,null,27,"VIC Malvern (United Energy) 22 kV27","VIC Malvern (United Energy) 22 kV"]
[null,null,null,null,null,null,null,null,null,null,null,null,null,null,null,null,null,28,"VIC Malvern (United Energy) 22 kV28","VIC Malvern (United Energy) 22 kV"]
[null,null,null,null,null,null,null,null,null,null,null,null,null,null,null,null,null,29,"VIC Malvern (United Energy) 22 kV29","VIC Malvern (United Energy) 22 kV"]
[null,null,null,null,null,null,null,null,null,null,null,null,null,null,null,null,null,30,"VIC Malvern (United Energy) 22 kV30","VIC Malvern (United Energy) 22 kV"]
[null,null,null,null,null,null,null,null,null,null,null,null,null,null,null,null,null,31,"VIC Malvern (United Energy) 22 kV31","VIC Malvern (United Energy) 22 kV"]
[null,null,"VIC Malvern (United Energy) 66 kV",null,null,null,null,null,null,null,null,null,null,null,null,null,null,1,"VIC Malvern (United Energy) 66 kV1",{"$f":"C1275","v":"VIC Malvern (United Energy) 66 kV"}]
[null,null,null,null,null,null,null,null,null,null,null,null,null,null,null,null,null,2,"VIC Malvern (United Energy) 66 kV2",{"$f":"T1275","v":"VIC Malvern (United Energy) 66 kV"}]
[null,null,null,"MAIN SECTORS",null,null,null,null,null,null,null,null,null,null,null,null,null,3,"VIC Malvern (United Energy) 66 kV3","VIC Malvern (United Energy) 66 kV"]
[null,null,null,"Predominantly residential and commercial.",null,null,null,null,null,null,null,null,null,null,null,null,null,4,"VIC Malvern (United Energy) 66 kV4","VIC Malvern (United Energy) 66 kV"]
[null,null,null,null,null,null,null,null,null,null,null,null,null,null,null,null,null,5,"VIC Malvern (United Energy) 66 kV5","VIC Malvern (United Energy) 66 kV"]
[null,null,null,null,null,null,null,null,null,null,null,null,null,null,null,null,null,6,"VIC Malvern (United Energy) 66 kV6","VIC Malvern (United Energy) 66 kV"]
[null,null,null,null,null,null,null,null,null,null,null,null,null,null,null,null,null,7,"VIC Malvern (United Energy) 66 kV7","VIC Malvern (United Energy) 66 kV"]
[null,null,null,null,null,null,null,null,null,null,null,null,null,null,null,null,null,8,"VIC Malvern (United Energy) 66 kV8","VIC Malvern (United Energy) 66 kV"]
[null,null,null,"MEDIUM SCENARIO",null,null,null,null,null,null,null,null,null,null,null,null,null,9,"VIC Malvern (United Energy) 66 kV9","VIC Malvern (United Energy) 66 kV"]
[null,null,null,"Summer",null,null,null,null,null,null,null,null,null,null,null,null,null,10,"VIC Malvern (United Energy) 66 kV10","VIC Malvern (United Energy) 66 kV"]
[null,null,null,"Temperature corrected actuals increased from 2005 until 2010, and have been decreasing since.",null,null,null,null,null,null,null,null,null,null,null,null,null,11,{"$f":"T1285&R1285","v":"VIC Malvern (United Energy) 66 kV11"},"VIC Malvern (United Energy) 66 kV"]
[null,null,null,"Forecast demand is increasing over the outlook period.",null,null,null,null,null,null,null,null,null,null,null,null,null,12,"VIC Malvern (United Energy) 66 kV12","VIC Malvern (United Energy) 66 kV"]
[null,null,null,"The POE10 adjustment for PV and EE ranges from 3.5% to 11.3% over the outlook period, with EE contributing 0.2% to 1.3% of the adjustment.",null,null,null,null,null,null,null,null,null,null,null,null,null,13,"VIC Malvern (United Energy) 66 kV13","VIC Malvern (United Energy) 66 kV"]
[null,null,null,null,null,null,null,null,null,null,null,null,null,null,null,null,null,14,"VIC Malvern (United Energy) 66 kV14","VIC Malvern (United Energy) 66 kV"]
[null,null,null,null,null,null,null,null,null,null,null,null,null,null,null,null,null,15,"VIC Malvern (United Energy) 66 kV15","VIC Malvern (United Energy) 66 kV"]
[null,null,null,"Winter",null,null,null,null,null,null,null,null,null,null,null,null,null,16,"VIC Malvern (United Energy) 66 kV16","VIC Malvern (United Energy) 66 kV"]
[null,null,null,"Temperature corrected actuals increased from 2005 until 2010, and have marginally declined since.",null,null,null,null,null,null,null,null,null,null,null,null,null,17,"VIC Malvern (United Energy) 66 kV17","VIC Malvern (United Energy) 66 kV"]
[null,null,null,"Forecast demand is increasing over the outlook period.",null,null,null,null,null,null,null,null,null,null,null,null,null,18,"VIC Malvern (United Energy) 66 kV18","VIC Malvern (United Energy) 66 kV"]
[null,null,null,"The POE10 adjustment for PV and EE ranges from 0.2% to 1.7% over the outlook period, with EE contributing 0.2% to 1.7% of the adjustment.",null,null,null,null,null,null,null,null,null,null,null,null,null,19,"VIC Malvern (United Energy) 66 kV19","VIC Malvern (United Energy) 66 kV"]
[null,null,null,null,null,null,null,null,null,null,null,null,null,null,null,null,null,20,"VIC Malvern (United Energy) 66 kV20","VIC Malvern (United Energy) 66 kV"]
[null,null,null,null,null,null,null,null,null,null,null,null,null,null,null,null,null,21,"VIC Malvern (United Energy) 66 kV21","VIC Malvern (United Energy) 66 kV"]
[null,null,null,"Other",null,null,null,null,null,null,null,null,null,null,null,null,null,22,"VIC Malvern (United Energy) 66 kV22","VIC Malvern (United Energy) 66 kV"]
[null,null,null,"Supplies Surrey Hills, Burwood.",null,null,null,null,null,null,null,null,null,null,null,null,null,23,"VIC Malvern (United Energy) 66 kV23","VIC Malvern (United Energy) 66 kV"]
[null,null,null,"The connection point is weather sensitive and summer peaking.",null,null,null,null,null,null,null,null,null,null,null,null,null,24,"VIC Malvern (United Energy) 66 kV24","VIC Malvern (United Energy) 66 kV"]
[null,null,null,"Diversity factors: Summer = 0.95; Winter = 1.",null,null,null,null,null,null,null,null,null,null,null,null,null,25,"VIC Malvern (United Energy) 66 kV25","VIC Malvern (United Energy) 66 kV"]
[null,null,null,"Power factors: Summer = 0.98, leading; Winter = 0.95, leading.",null,null,null,null,null,null,null,null,null,null,null,null,null,26,"VIC Malvern (United Energy) 66 kV26","VIC Malvern (United Energy) 66 kV"]
[null,null,null,null,null,null,null,null,null,null,null,null,null,null,null,null,null,27,"VIC Malvern (United Energy) 66 kV27","VIC Malvern (United Energy) 66 kV"]
[null,null,null,null,null,null,null,null,null,null,null,null,null,null,null,null,null,28,"VIC Malvern (United Energy) 66 kV28","VIC Malvern (United Energy) 66 kV"]
[null,null,null,null,null,null,null,null,null,null,null,null,null,null,null,null,null,29,"VIC Malvern (United Energy) 66 kV29","VIC Malvern (United Energy) 66 kV"]
[null,null,null,null,null,null,null,null,null,null,null,null,null,null,null,null,null,30,"VIC Malvern (United Energy) 66 kV30","VIC Malvern (United Energy) 66 kV"]
[null,null,null,null,null,null,null,null,null,null,null,null,null,null,null,null,null,31,"VIC Malvern (United Energy) 66 kV31","VIC Malvern (United Energy) 66 kV"]
[null,null,"VIC Morwell (Ausnet) 66 kV",null,null,null,null,null,null,null,null,null,null,null,null,null,null,1,"VIC Morwell (Ausnet) 66 kV1",{"$f":"C1306","v":"VIC Morwell (Ausnet) 66 kV"}]
[null,null,null,null,null,null,null,null,null,null,null,null,null,null,null,null,null,2,"VIC Morwell (Ausnet) 66 kV2",{"$f":"T1306","v":"VIC Morwell (Ausnet) 66 kV"}]
[null,null,null,"MAIN SECTORS",null,null,null,null,null,null,null,null,null,null,null,null,null,3,"VIC Morwell (Ausnet) 66 kV3","VIC Morwell (Ausnet) 66 kV"]
[null,null,null,"Mix of agricultural (dairy), residential, commercial and industrial.",null,null,null,null,null,null,null,null,null,null,null,null,null,4,"VIC Morwell (Ausnet) 66 kV4","VIC Morwell (Ausnet) 66 kV"]
[null,null,null,"Includes paper mill loads.",null,null,null,null,null,null,null,null,null,null,null,null,null,5,"VIC Morwell (Ausnet) 66 kV5","VIC Morwell (Ausnet) 66 kV"]
[null,null,null,null,null,null,null,null,null,null,null,null,null,null,null,null,null,6,"VIC Morwell (Ausnet) 66 kV6","VIC Morwell (Ausnet) 66 kV"]
[null,null,null,null,null,null,null,null,null,null,null,null,null,null,null,null,null,7,"VIC Morwell (Ausnet) 66 kV7","VIC Morwell (Ausnet) 66 kV"]
[null,null,null,null,null,null,null,null,null,null,null,null,null,null,null,null,null,8,"VIC Morwell (Ausnet) 66 kV8","VIC Morwell (Ausnet) 66 kV"]
[null,null,null,"MEDIUM SCENARIO",null,null,null,null,null,null,null,null,null,null,null,null,null,9,"VIC Morwell (Ausnet) 66 kV9","VIC Morwell (Ausnet) 66 kV"]
[null,null,null,"Summer",null,null,null,null,null,null,null,null,null,null,null,null,null,10,"VIC Morwell (Ausnet) 66 kV10","VIC Morwell (Ausnet) 66 kV"]
[null,null,null,"Temperature corrected actuals have increased since 2006.",null,null,null,null,null,null,null,null,null,null,null,null,null,{"$f":"MOD(ROW(Q1316)-4,31)+1","v":11},"VIC Morwell (Ausnet) 66 kV11","VIC Morwell (Ausnet) 66 kV"]
[null,null,null,"Forecast demand is increasing over the outlook period.",null,null,null,null,null,null,null,null,null,null,null,null,null,12,"VIC Morwell (Ausnet) 66 kV12",{"$f":"T1316","v":"VIC Morwell (Ausnet) 66 kV"}]
[null,null,null,"The POE10 adjustment for PV and EE ranges from 4.8% to 10.3% over the outlook period, with EE contributing 0.1% to 0.8% of the adjustment.",null,null,null,null,null,null,null,null,null,null,null,null,null,13,"VIC Morwell (Ausnet) 66 kV13","VIC Morwell (Ausnet) 66 kV"]
[null,null,null,null,null,null,null,null,null,null,null,null,null,null,null,null,null,14,"VIC Morwell (Ausnet) 66 kV14","VIC Morwell (Ausnet) 66 kV"]
[null,null,null,null,null,null,null,null,null,null,null,null,null,null,null,null,null,15,"VIC Morwell (Ausnet) 66 kV15","VIC Morwell (Ausnet) 66 kV"]
[null,null,null,"Winter",null,null,null,null,null,null,null,null,null,null,null,null,null,16,"VIC Morwell (Ausnet) 66 kV16","VIC Morwell (Ausnet) 66 kV"]
[null,null,null,"Temperature corrected actuals have been relatively flat since 2005.",null,null,null,null,null,null,null,null,null,null,null,null,null,17,"VIC Morwell (Ausnet) 66 kV17","VIC Morwell (Ausnet) 66 kV"]
[null,null,null,"Forecast demand is decreasing over the outlook period.",null,null,null,null,null,null,null,null,null,null,null,null,null,18,"VIC Morwell (Ausnet) 66 kV18","VIC Morwell (Ausnet) 66 kV"]
[null,null,null,"The POE10 adjustment for PV and EE ranges from 0.1% to 1.1% over the outlook period, with EE contributing 0.1% to 1.1% of the adjustment.",null,null,null,null,null,null,null,null,null,null,null,null,null,19,"VIC Morwell (Ausnet) 66 kV19","VIC Morwell (Ausnet) 66 kV"]
[null,null,null,null,null,null,null,null,null,null,null,null,null,null,null,null,null,20,"VIC Morwell (Ausnet) 66 kV20","VIC Morwell (Ausnet) 66 kV"]
[null,null,null,null,null,null,null,null,null,null,null,null,null,null,null,null,null,21,"VIC Morwell (Ausnet) 66 kV21","VIC Morwell (Ausnet) 66 kV"]
[null,null,null,"Other",null,null,null,null,null,null,null,null,null,null,null,null,null,22,"VIC Morwell (Ausnet) 66 kV22","VIC Morwell (Ausnet) 66 kV"]
[null,null,null,"Supplies Moe, Warragul, Wonthaggi, Leongatha, Foster, Traralgon, Maffra, Sale, Bairnsdale, Newmerall, Cann River.",null,null,null,null,null,null,null,null,null,null,null,null,null,23,"VIC Morwell (Ausnet) 66 kV23","VIC Morwell (Ausnet) 66 kV"]
[null,null,null,"The connection point is weather sensitive and summer peaking.",null,null,null,null,null,null,null,null,null,null,null,null,null,24,"VIC Morwell (Ausnet) 66 kV24","VIC Morwell (Ausnet) 66 kV"]
[null,null,null,"Reduction in industrial loads planned from 2016.",null,null,null,null,null,null,null,null,null,null,null,null,null,25,"VIC Morwell (Ausnet) 66 kV25","VIC Morwell (Ausnet) 66 kV"]
[null,null,null,"The impact of embedded generation at Bald Hills Wind Farm, Taralgon Network Support Station, Toora Wind Farm, Longford Plant, Wonthaggi Wind Farm, ",null,null,null,null,null,null,null,null,null,null,null,null,null,26,"VIC Morwell (Ausnet) 66 kV26","VIC Morwell (Ausnet) 66 kV"]
[null,null,null,"Bairnsdale Power Station, Blue Rock Dam, THOMSON DAM, and Lake Glenmaggie has been removed in this forecast.",null,null,null,null,null,null,null,null,null,null,null,null,null,27,"VIC Morwell (Ausnet) 66 kV27","VIC Morwell (Ausnet) 66 kV"]
[null,null,null,"Diversity factors: Summer = 0.84; Winter = 0.97.",null,null,null,null,null,null,null,null,null,null,null,null,null,28,"VIC Morwell (Ausnet) 66 kV28","VIC Morwell (Ausnet) 66 kV"]
[null,null,null,"Power factors: Summer = 0.98, lagging; Winter = 0.99, lagging.",null,null,null,null,null,null,null,null,null,null,null,null,null,29,"VIC Morwell (Ausnet) 66 kV29","VIC Morwell (Ausnet) 66 kV"]
[null,null,null,null,null,null,null,null,null,null,null,null,null,null,null,null,null,30,"VIC Morwell (Ausnet) 66 kV30","VIC Morwell (Ausnet) 66 kV"]
[null,null,null,null,null,null,null,null,null,null,null,null,null,null,null,null,null,31,"VIC Morwell (Ausnet) 66 kV31","VIC Morwell (Ausnet) 66 kV"]
[null,null,"VIC Mt Beauty (AusNet) 66 kV",null,null,null,null,null,null,null,null,null,null,null,null,null,null,1,"VIC Mt Beauty (AusNet) 66 kV1",{"$f":"C1337","v":"VIC Mt Beauty (AusNet) 66 kV"}]
[null,null,null,null,null,null,null,null,null,null,null,null,null,null,null,null,null,2,"VIC Mt Beauty (AusNet) 66 kV2",{"$f":"T1337","v":"VIC Mt Beauty (AusNet) 66 kV"}]
[null,null,null,"MAIN SECTORS",null,null,null,null,null,null,null,null,null,null,null,null,null,3,"VIC Mt Beauty (AusNet) 66 kV3","VIC Mt Beauty (AusNet) 66 kV"]
[null,null,null,"Predominantly residential and agricultural.",null,null,null,null,null,null,null,null,null,null,null,null,null,4,"VIC Mt Beauty (AusNet) 66 kV4","VIC Mt Beauty (AusNet) 66 kV"]
[null,null,null,null,null,null,null,null,null,null,null,null,null,null,null,null,null,5,"VIC Mt Beauty (AusNet) 66 kV5","VIC Mt Beauty (AusNet) 66 kV"]
[null,null,null,null,null,null,null,null,null,null,null,null,null,null,null,null,null,6,"VIC Mt Beauty (AusNet) 66 kV6","VIC Mt Beauty (AusNet) 66 kV"]
[null,null,null,null,null,null,null,null,null,null,null,null,null,null,null,null,null,7,"VIC Mt Beauty (AusNet) 66 kV7","VIC Mt Beauty (AusNet) 66 kV"]
[null,null,null,null,null,null,null,null,null,null,null,null,null,null,null,null,null,8,"VIC Mt Beauty (AusNet) 66 kV8","VIC Mt Beauty (AusNet) 66 kV"]
[null,null,null,"MEDIUM SCENARIO",null,null,null,null,null,null,null,null,null,null,null,null,null,9,"VIC Mt Beauty (AusNet) 66 kV9","VIC Mt Beauty (AusNet) 66 kV"]
[null,null,null,"Summer",null,null,null,null,null,null,null,null,null,null,null,null,null,10,"VIC Mt Beauty (AusNet) 66 kV10","VIC Mt Beauty (AusNet) 66 kV"]
[null,null,null,"Temperature corrected actuals have been relatively flat since 2005.",null,null,null,null,null,null,null,null,null,null,null,null,null,11,"VIC Mt Beauty (AusNet) 66 kV11","VIC Mt Beauty (AusNet) 66 kV"]
[null,null,null,"Forecast demand is increasing over the outlook period.",null,null,null,null,null,null,null,null,null,null,null,null,null,12,"VIC Mt Beauty (AusNet) 66 kV12","VIC Mt Beauty (AusNet) 66 kV"]
[null,null,null,"The POE10 adjustment for PV and EE ranges from 4.9% to 10.4% over the outlook period, with EE contributing 0.1% to 0.7% of the adjustment.",null,null,null,null,null,null,null,null,null,null,null,null,null,13,{"$f":"T1349&R1349","v":"VIC Mt Beauty (AusNet) 66 kV13"},"VIC Mt Beauty (AusNet) 66 kV"]
[null,null,null,null,null,null,null,null,null,null,null,null,null,null,null,null,null,14,"VIC Mt Beauty (AusNet) 66 kV14","VIC Mt Beauty (AusNet) 66 kV"]
[null,null,null,null,null,null,null,null,null,null,null,null,null,null,null,null,null,15,"VIC Mt Beauty (AusNet) 66 kV15","VIC Mt Beauty (AusNet) 66 kV"]
[null,null,null,"Winter",null,null,null,null,null,null,null,null,null,null,null,null,null,16,"VIC Mt Beauty (AusNet) 66 kV16","VIC Mt Beauty (AusNet) 66 kV"]
[null,null,null,"Temperature corrected actuals have been relatively declining since 2011.",null,null,null,null,null,null,null,null,null,null,null,null,null,17,"VIC Mt Beauty (AusNet) 66 kV17","VIC Mt Beauty (AusNet) 66 kV"]
[null,null,null,"Forecast demand is increasing over the outlook period.",null,null,null,null,null,null,null,null,null,null,null,null,null,18,"VIC Mt Beauty (AusNet) 66 kV18","VIC Mt Beauty (AusNet) 66 kV"]
[null,null,null,"The POE10 adjustment for PV and EE ranges from 0.1% to 0.6% over the outlook period, with EE contributing 0.1% to 0.6% of the adjustment.",null,null,null,null,null,null,null,null,null,null,null,null,null,19,"VIC Mt Beauty (AusNet) 66 kV19","VIC Mt Beauty (AusNet) 66 kV"]
[null,null,null,null,null,null,null,null,null,null,null,null,null,null,null,null,null,20,"VIC Mt Beauty (AusNet) 66 kV20","VIC Mt Beauty (AusNet) 66 kV"]
[null,null,null,null,null,null,null,null,null,null,null,null,null,null,null,null,null,21,"VIC Mt Beauty (AusNet) 66 kV21","VIC Mt Beauty (AusNet) 66 kV"]
[null,null,null,"Other",null,null,null,null,null,null,null,null,null,null,null,null,null,22,"VIC Mt Beauty (AusNet) 66 kV22","VIC Mt Beauty (AusNet) 66 kV"]
[null,null,null,"Supplies Wangaratta, Myrtleford, Bright, Mt Beauty, Clover Flat.",null,null,null,null,null,null,null,null,null,null,null,null,null,23,"VIC Mt Beauty (AusNet) 66 kV23","VIC Mt Beauty (AusNet) 66 kV"]
[null,null,null,"The connection point is weather sensitive and summer peaking.",null,null,null,null,null,null,null,null,null,null,null,null,null,24,"VIC Mt Beauty (AusNet) 66 kV24","VIC Mt Beauty (AusNet) 66 kV"]
[null,null,null,"The impact of embedded generation at Clover Power Station has been removed in this forecast.",null,null,null,null,null,null,null,null,null,null,null,null,null,25,"VIC Mt Beauty (AusNet) 66 kV25","VIC Mt Beauty (AusNet) 66 kV"]
[null,null,null,"Diversity factors: Summer = 0.75; Winter = 0.77.",null,null,null,null,null,null,null,null,null,null,null,null,null,26,"VIC Mt Beauty (AusNet) 66 kV26","VIC Mt Beauty (AusNet) 66 kV"]
[null,null,null,"Power factors: Summer = 1, leading; Winter = 1, lagging.",null,null,null,null,null,null,null,null,null,null,null,null,null,27,"VIC Mt Beauty (AusNet) 66 kV27","VIC Mt Beauty (AusNet) 66 kV"]
[null,null,null,null,null,null,null,null,null,null,null,null,null,null,null,null,null,28,"VIC Mt Beauty (AusNet) 66 kV28","VIC Mt Beauty (AusNet) 66 kV"]
[null,null,null,null,null,null,null,null,null,null,null,null,null,null,null,null,null,29,"VIC Mt Beauty (AusNet) 66 kV29","VIC Mt Beauty (AusNet) 66 kV"]
[null,null,null,null,null,null,null,null,null,null,null,null,null,null,null,null,null,30,"VIC Mt Beauty (AusNet) 66 kV30","VIC Mt Beauty (AusNet) 66 kV"]
[null,null,null,null,null,null,null,null,null,null,null,null,null,null,null,null,null,31,"VIC Mt Beauty (AusNet) 66 kV31","VIC Mt Beauty (AusNet) 66 kV"]
[null,null,"VIC Red Cliffs (Powercor) 22 kV",null,null,null,null,null,null,null,null,null,null,null,null,null,null,1,"VIC Red Cliffs (Powercor) 22 kV1",{"$f":"C1368","v":"VIC Red Cliffs (Powercor) 22 kV"}]
[null,null,null,null,null,null,null,null,null,null,null,null,null,null,null,null,null,2,"VIC Red Cliffs (Powercor) 22 kV2",{"$f":"T1368","v":"VIC Red Cliffs (Powercor) 22 kV"}]
[null,null,null,"MAIN SECTORS",null,null,null,null,null,null,null,null,null,null,null,null,null,3,"VIC Red Cliffs (Powercor) 22 kV3","VIC Red Cliffs (Powercor) 22 kV"]
[null,null,null,"Mainly residential, with some commercial and industrial.",null,null,null,null,null,null,null,null,null,null,null,null,null,4,"VIC Red Cliffs (Powercor) 22 kV4","VIC Red Cliffs (Powercor) 22 kV"]
[null,null,null,null,null,null,null,null,null,null,null,null,null,null,null,null,null,5,"VIC Red Cliffs (Powercor) 22 kV5","VIC Red Cliffs (Powercor) 22 kV"]
[null,null,null,null,null,null,null,null,null,null,null,null,null,null,null,null,null,6,"VIC Red Cliffs (Powercor) 22 kV6","VIC Red Cliffs (Powercor) 22 kV"]
[null,null,null,null,null,null,null,null,null,null,null,null,null,null,null,null,null,7,"VIC Red Cliffs (Powercor) 22 kV7","VIC Red Cliffs (Powercor) 22 kV"]
[null,null,null,null,null,null,null,null,null,null,null,null,null,null,null,null,null,8,"VIC Red Cliffs (Powercor) 22 kV8","VIC Red Cliffs (Powercor) 22 kV"]
[null,null,null,"MEDIUM SCENARIO",null,null,null,null,null,null,null,null,null,null,null,null,null,9,"VIC Red Cliffs (Powercor) 22 kV9","VIC Red Cliffs (Powercor) 22 kV"]
[null,null,null,"Summer",null,null,null,null,null,null,null,null,null,null,null,null,null,10,"VIC Red Cliffs (Powercor) 22 kV10","VIC Red Cliffs (Powercor) 22 kV"]
[null,null,null,"Temperature corrected actuals have declined since 2008.",null,null,null,null,null,null,null,null,null,null,null,null,null,11,"VIC Red Cliffs (Powercor) 22 kV11","VIC Red Cliffs (Powercor) 22 kV"]
[null,null,null,"Forecast demand is over the outlook period.",null,null,null,null,null,null,null,null,null,null,null,null,null,12,"VIC Red Cliffs (Powercor) 22 kV12","VIC Red Cliffs (Powercor) 22 kV"]
[null,null,null,"The POE10 adjustment for PV and EE ranges from 5.5% to 10.8% over the outlook period, with EE contributing 0.2% to 1.8% of the adjustment.",null,null,null,null,null,null,null,null,null,null,null,null,null,{"$f":"MOD(ROW(Q1380)-4,31)+1","v":13},"VIC Red Cliffs (Powercor) 22 kV13","VIC Red Cliffs (Powercor) 22 kV"]
[null,null,null,null,null,null,null,null,null,null,null,null,null,null,null,null,null,14,"VIC Red Cliffs (Powercor) 22 kV14",{"$f":"T1380","v":"VIC Red Cliffs (Powercor) 22 kV"}]
[null,null,null,null,null,null,null,null,null,null,null,null,null,null,null,null,null,15,"VIC Red Cliffs (Powercor) 22 kV15","VIC Red Cliffs (Powercor) 22 kV"]
[null,null,null,"Winter",null,null,null,null,null,null,null,null,null,null,null,null,null,16,"VIC Red Cliffs (Powercor) 22 kV16","VIC Red Cliffs (Powercor) 22 kV"]
[null,null,null,"Temperature corrected actuals decreased from 2005 until 2012, and have increased since.",null,null,null,null,null,null,null,null,null,null,null,null,null,17,"VIC Red Cliffs (Powercor) 22 kV17","VIC Red Cliffs (Powercor) 22 kV"]
[null,null,null,"Forecast demand is flat over the outlook period.",null,null,null,null,null,null,null,null,null,null,null,null,null,18,"VIC Red Cliffs (Powercor) 22 kV18","VIC Red Cliffs (Powercor) 22 kV"]
[null,null,null,"The POE10 adjustment for PV and EE ranges from 0.4% to 3.4% over the outlook period, with EE contributing 0.4% to 3.4% of the adjustment.",null,null,null,null,null,null,null,null,null,null,null,null,null,19,"VIC Red Cliffs (Powercor) 22 kV19","VIC Red Cliffs (Powercor) 22 kV"]
[null,null,null,null,null,null,null,null,null,null,null,null,null,null,null,null,null,20,"VIC Red Cliffs (Powercor) 22 kV20","VIC Red Cliffs (Powercor) 22 kV"]
[null,null,null,null,null,null,null,null,null,null,null,null,null,null,null,null,null,21,"VIC Red Cliffs (Powercor) 22 kV21","VIC Red Cliffs (Powercor) 22 kV"]
[null,null,null,"Other",null,null,null,null,null,null,null,null,null,null,null,null,null,22,"VIC Red Cliffs (Powercor) 22 kV22","VIC Red Cliffs (Powercor) 22 kV"]
[null,null,null,"Supplies Red Cliffs.",null,null,null,null,null,null,null,null,null,null,null,null,null,23,"VIC Red Cliffs (Powercor) 22 kV23","VIC Red Cliffs (Powercor) 22 kV"]
[null,null,null,"The connection point is weather sensitive and summer peaking.",null,null,null,null,null,null,null,null,null,null,null,null,null,24,"VIC Red Cliffs (Powercor) 22 kV24","VIC Red Cliffs (Powercor) 22 kV"]
[null,null,null,"Diversity factors: Summer = 0.77; Winter = 0.77.",null,null,null,null,null,null,null,null,null,null,null,null,null,25,"VIC Red Cliffs (Powercor) 22 kV25","VIC Red Cliffs (Powercor) 22 kV"]
[null,null,null,"Power factors: Summer = 0.88, lagging; Winter = 0.97, lagging.",null,null,null,null,null,null,null,null,null,null,null,null,null,26,"VIC Red Cliffs (Powercor) 22 kV26","VIC Red Cliffs (Powercor) 22 kV"]
[null,null,null,null,null,null,null,null,null,null,null,null,null,null,null,null,null,27,"VIC Red Cliffs (Powercor) 22 kV27","VIC Red Cliffs (Powercor) 22 kV"]
[null,null,null,null,null,null,null,null,null,null,null,null,null,null,null,null,null,28,"VIC Red Cliffs (Powercor) 22 kV28","VIC Red Cliffs (Powercor) 22 kV"]
[null,null,null,null,null,null,null,null,null,null,null,null,null,null,null,null,null,29,"VIC Red Cliffs (Powercor) 22 kV29","VIC Red Cliffs (Powercor) 22 kV"]
[null,null,null,null,null,null,null,null,null,null,null,null,null,null,null,null,null,30,"VIC Red Cliffs (Powercor) 22 kV30","VIC Red Cliffs (Powercor) 22 kV"]
[null,null,null,null,null,null,null,null,null,null,null,null,null,null,null,null,null,31,"VIC Red Cliffs (Powercor) 22 kV31","VIC Red Cliffs (Powercor) 22 kV"]
[null,null,"VIC Red Cliffs (Powercor) 66 kV",null,null,null,null,null,null,null,null,null,null,null,null,null,null,1,"VIC Red Cliffs (Powercor) 66 kV1",{"$f":"C1399","v":"VIC Red Cliffs (Powercor) 66 kV"}]
[null,null,null,null,null,null,null,null,null,null,null,null,null,null,null,null,null,2,"VIC Red Cliffs (Powercor) 66 kV2",{"$f":"T1399","v":"VIC Red Cliffs (Powercor) 66 kV"}]
[null,null,null,"MAIN SECTORS",null,null,null,null,null,null,null,null,null,null,null,null,null,3,"VIC Red Cliffs (Powercor) 66 kV3","VIC Red Cliffs (Powercor) 66 kV"]
[null,null,null,"Mainly of agricultural (citrus fruits, grapes).",null,null,null,null,null,null,null,null,null,null,null,null,null,4,"VIC Red Cliffs (Powercor) 66 kV4","VIC Red Cliffs (Powercor) 66 kV"]
[null,null,null,null,null,null,null,null,null,null,null,null,null,null,null,null,null,5,"VIC Red Cliffs (Powercor) 66 kV5","VIC Red Cliffs (Powercor) 66 kV"]
[null,null,null,null,null,null,null,null,null,null,null,null,null,null,null,null,null,6,"VIC Red Cliffs (Powercor) 66 kV6","VIC Red Cliffs (Powercor) 66 kV"]
[null,null,null,null,null,null,null,null,null,null,null,null,null,null,null,null,null,7,"VIC Red Cliffs (Powercor) 66 kV7","VIC Red Cliffs (Powercor) 66 kV"]
[null,null,null,null,null,null,null,null,null,null,null,null,null,null,null,null,null,8,"VIC Red Cliffs (Powercor) 66 kV8","VIC Red Cliffs (Powercor) 66 kV"]
[null,null,null,"MEDIUM SCENARIO",null,null,null,null,null,null,null,null,null,null,null,null,null,9,"VIC Red Cliffs (Powercor) 66 kV9","VIC Red Cliffs (Powercor) 66 kV"]
[null,null,null,"Summer",null,null,null,null,null,null,null,null,null,null,null,null,null,10,"VIC Red Cliffs (Powercor) 66 kV10","VIC Red Cliffs (Powercor) 66 kV"]
[null,null,null,"Temperature corrected actuals increased from 2005 until 2012, and decreased until 2014.",null,null,null,null,null,null,null,null,null,null,null,null,null,11,"VIC Red Cliffs (Powercor) 66 kV11","VIC Red Cliffs (Powercor) 66 kV"]
[null,null,null,"Forecast demand is flat over the outlook period.",null,null,null,null,null,null,null,null,null,null,null,null,null,12,"VIC Red Cliffs (Powercor) 66 kV12","VIC Red Cliffs (Powercor) 66 kV"]
[null,null,null,"The POE10 adjustment for PV and EE ranges from 3.8% to 8.3% over the outlook period, with EE contributing 0% to 0.1% of the adjustment.",null,null,null,null,null,null,null,null,null,null,null,null,null,13,"VIC Red Cliffs (Powercor) 66 kV13","VIC Red Cliffs (Powercor) 66 kV"]
[null,null,null,null,null,null,null,null,null,null,null,null,null,null,null,null,null,14,"VIC Red Cliffs (Powercor) 66 kV14","VIC Red Cliffs (Powercor) 66 kV"]
[null,null,null,null,null,null,null,null,null,null,null,null,null,null,null,null,null,15,{"$f":"T1413&R1413","v":"VIC Red Cliffs (Powercor) 66 kV15"},"VIC Red Cliffs (Powercor) 66 kV"]
[null,null,null,"Winter",null,null,null,null,null,null,null,null,null,null,null,null,null,16,"VIC Red Cliffs (Powercor) 66 kV16","VIC Red Cliffs (Powercor) 66 kV"]
[null,null,null,"Temperature corrected actuals have generally increased since 2013.",null,null,null,null,null,null,null,null,null,null,null,null,null,17,"VIC Red Cliffs (Powercor) 66 kV17","VIC Red Cliffs (Powercor) 66 kV"]
[null,null,null,"Forecast demand is increasing over the outlook period.",null,null,null,null,null,null,null,null,null,null,null,null,null,18,"VIC Red Cliffs (Powercor) 66 kV18","VIC Red Cliffs (Powercor) 66 kV"]
[null,null,null,"The POE10 adjustment for PV and EE ranges from 0% to 0.2% over the outlook period, with EE contributing 0% to 0.2% of the adjustment.",null,null,null,null,null,null,null,null,null,null,null,null,null,19,"VIC Red Cliffs (Powercor) 66 kV19","VIC Red Cliffs (Powercor) 66 kV"]
[null,null,null,null,null,null,null,null,null,null,null,null,null,null,null,null,null,20,"VIC Red Cliffs (Powercor) 66 kV20","VIC Red Cliffs (Powercor) 66 kV"]
[null,null,null,null,null,null,null,null,null,null,null,null,null,null,null,null,null,21,"VIC Red Cliffs (Powercor) 66 kV21","VIC Red Cliffs (Powercor) 66 kV"]
[null,null,null,"Other",null,null,null,null,null,null,null,null,null,null,null,null,null,22,"VIC Red Cliffs (Powercor) 66 kV22","VIC Red Cliffs (Powercor) 66 kV"]
[null,null,null,"Supplies Merbein, Mildura, Hattah, Ouyen, Robinvale.",null,null,null,null,null,null,null,null,null,null,null,null,null,23,"VIC Red Cliffs (Powercor) 66 kV23","VIC Red Cliffs (Powercor) 66 kV"]
[null,null,null,"The connection point is weather sensitive and summer peaking.",null,null,null,null,null,null,null,null,null,null,null,null,null,24,"VIC Red Cliffs (Powercor) 66 kV24","VIC Red Cliffs (Powercor) 66 kV"]
[null,null,null,"Diversity factors: Summer = 0.87; Winter = 0.89.",null,null,null,null,null,null,null,null,null,null,null,null,null,25,"VIC Red Cliffs (Powercor) 66 kV25","VIC Red Cliffs (Powercor) 66 kV"]
[null,null,null,"Power factors: Summer = 0.98, lagging; Winter = 1, lagging.",null,null,null,null,null,null,null,null,null,null,null,null,null,26,"VIC Red Cliffs (Powercor) 66 kV26","VIC Red Cliffs (Powercor) 66 kV"]
[null,null,null,null,null,null,null,null,null,null,null,null,null,null,null,null,null,27,"VIC Red Cliffs (Powercor) 66 kV27","VIC Red Cliffs (Powercor) 66 kV"]
[null,null,null,null,null,null,null,null,null,null,null,null,null,null,null,null,null,28,"VIC Red Cliffs (Powercor) 66 kV28","VIC Red Cliffs (Powercor) 66 kV"]
[null,null,null,null,null,null,null,null,null,null,null,null,null,null,null,null,null,29,"VIC Red Cliffs (Powercor) 66 kV29","VIC Red Cliffs (Powercor) 66 kV"]
[null,null,null,null,null,null,null,null,null,null,null,null,null,null,null,null,null,30,"VIC Red Cliffs (Powercor) 66 kV30","VIC Red Cliffs (Powercor) 66 kV"]
[null,null,null,null,null,null,null,null,null,null,null,null,null,null,null,null,null,31,"VIC Red Cliffs (Powercor) 66 kV31","VIC Red Cliffs (Powercor) 66 kV"]
[null,null,"VIC Richmond (CitiPower) 22kV",null,null,null,null,null,null,null,null,null,null,null,null,null,null,1,"VIC Richmond (CitiPower) 22kV1",{"$f":"C1430","v":"VIC Richmond (CitiPower) 22kV"}]
[null,null,null,null,null,null,null,null,null,null,null,null,null,null,null,null,null,2,"VIC Richmond (CitiPower) 22kV2",{"$f":"T1430","v":"VIC Richmond (CitiPower) 22kV"}]
[null,null,null,"MAIN SECTORS",null,null,null,null,null,null,null,null,null,null,null,null,null,3,"VIC Richmond (CitiPower) 22kV3","VIC Richmond (CitiPower) 22kV"]
[null,null,null,"Primarily residential and commercial.",null,null,null,null,null,null,null,null,null,null,null,null,null,4,"VIC Richmond (CitiPower) 22kV4","VIC Richmond (CitiPower) 22kV"]
[null,null,null,null,null,null,null,null,null,null,null,null,null,null,null,null,null,5,"VIC Richmond (CitiPower) 22kV5","VIC Richmond (CitiPower) 22kV"]
[null,null,null,null,null,null,null,null,null,null,null,null,null,null,null,null,null,6,"VIC Richmond (CitiPower) 22kV6","VIC Richmond (CitiPower) 22kV"]
[null,null,null,null,null,null,null,null,null,null,null,null,null,null,null,null,null,7,"VIC Richmond (CitiPower) 22kV7","VIC Richmond (CitiPower) 22kV"]
[null,null,null,null,null,null,null,null,null,null,null,null,null,null,null,null,null,8,"VIC Richmond (CitiPower) 22kV8","VIC Richmond (CitiPower) 22kV"]
[null,null,null,"MEDIUM SCENARIO",null,null,null,null,null,null,null,null,null,null,null,null,null,9,"VIC Richmond (CitiPower) 22kV9","VIC Richmond (CitiPower) 22kV"]
[null,null,null,"Summer",null,null,null,null,null,null,null,null,null,null,null,null,null,10,"VIC Richmond (CitiPower) 22kV10","VIC Richmond (CitiPower) 22kV"]
[null,null,null,"Temperature corrected actuals have been relatively flat since 2005.",null,null,null,null,null,null,null,null,null,null,null,null,null,11,"VIC Richmond (CitiPower) 22kV11","VIC Richmond (CitiPower) 22kV"]
[null,null,null,"Forecast demand is increasing over the outlook period, due to load transfers.",null,null,null,null,null,null,null,null,null,null,null,null,null,12,"VIC Richmond (CitiPower) 22kV12","VIC Richmond (CitiPower) 22kV"]
[null,null,null,"The POE10 adjustment for PV and EE ranges from 0.7% to 2.1% over the outlook period, with EE contributing 0.1% to 0.7% of the adjustment.",null,null,null,null,null,null,null,null,null,null,null,null,null,13,"VIC Richmond (CitiPower) 22kV13","VIC Richmond (CitiPower) 22kV"]
[null,null,null,null,null,null,null,null,null,null,null,null,null,null,null,null,null,14,"VIC Richmond (CitiPower) 22kV14","VIC Richmond (CitiPower) 22kV"]
[null,null,null,null,null,null,null,null,null,null,null,null,null,null,null,null,null,{"$f":"MOD(ROW(Q1444)-4,31)+1","v":15},"VIC Richmond (CitiPower) 22kV15","VIC Richmond (CitiPower) 22kV"]
[null,null,null,"Winter",null,null,null,null,null,null,null,null,null,null,null,null,null,16,"VIC Richmond (CitiPower) 22kV16",{"$f":"T1444","v":"VIC Richmond (CitiPower) 22kV"}]
[null,null,null,"Temperature corrected actuals have increasedsince 2007.",null,null,null,null,null,null,null,null,null,null,null,null,null,17,"VIC Richmond (CitiPower) 22kV17","VIC Richmond (CitiPower) 22kV"]
[null,null,null,"Forecast demand is increasing over the outlook period.",null,null,null,null,null,null,null,null,null,null,null,null,null,18,"VIC Richmond (CitiPower) 22kV18","VIC Richmond (CitiPower) 22kV"]
[null,null,null,"The POE10 adjustment for PV and EE ranges from 0.1% to 0.7% over the outlook period, with EE contributing 0.1% to 0.7% of the adjustment.",null,null,null,null,null,null,null,null,null,null,null,null,null,19,"VIC Richmond (CitiPower) 22kV19","VIC Richmond (CitiPower) 22kV"]
[null,null,null,null,null,null,null,null,null,null,null,null,null,null,null,null,null,20,"VIC Richmond (CitiPower) 22kV20","VIC Richmond (CitiPower) 22kV"]
[null,null,null,null,null,null,null,null,null,null,null,null,null,null,null,null,null,21,"VIC Richmond (CitiPower) 22kV21","VIC Richmond (CitiPower) 22kV"]
[null,null,null,"Other",null,null,null,null,null,null,null,null,null,null,null,null,null,22,"VIC Richmond (CitiPower) 22kV22","VIC Richmond (CitiPower) 22kV"]
[null,null,null,"Supplies Richmond, South Melbourne, Melbourne CBD, Prahran.",null,null,null,null,null,null,null,null,null,null,null,null,null,23,"VIC Richmond (CitiPower) 22kV23","VIC Richmond (CitiPower) 22kV"]
[null,null,null,"The connection point is weather sensitive and summer peaking.",null,null,null,null,null,null,null,null,null,null,null,null,null,24,"VIC Richmond (CitiPower) 22kV24","VIC Richmond (CitiPower) 22kV"]
[null,null,null,"Load is transferred from Richmond 22kV to Richmond 3-4 66kV over the outlook period.",null,null,null,null,null,null,null,null,null,null,null,null,null,25,"VIC Richmond (CitiPower) 22kV25","VIC Richmond (CitiPower) 22kV"]
[null,null,null,"New Metro Rail Tunnell Loads in 2018. Diversity factors: Summer = 0.96; Winter = 0.99.",null,null,null,null,null,null,null,null,null,null,null,null,null,26,"VIC Richmond (CitiPower) 22kV26","VIC Richmond (CitiPower) 22kV"]
[null,null,null,"Power factors: Summer = 0.95, lagging; Winter = 0.96, lagging.",null,null,null,null,null,null,null,null,null,null,null,null,null,27,"VIC Richmond (CitiPower) 22kV27","VIC Richmond (CitiPower) 22kV"]
[null,null,null,null,null,null,null,null,null,null,null,null,null,null,null,null,null,28,"VIC Richmond (CitiPower) 22kV28","VIC Richmond (CitiPower) 22kV"]
[null,null,null,null,null,null,null,null,null,null,null,null,null,null,null,null,null,29,"VIC Richmond (CitiPower) 22kV29","VIC Richmond (CitiPower) 22kV"]
[null,null,null,null,null,null,null,null,null,null,null,null,null,null,null,null,null,30,"VIC Richmond (CitiPower) 22kV30","VIC Richmond (CitiPower) 22kV"]
[null,null,null,null,null,null,null,null,null,null,null,null,null,null,null,null,null,31,"VIC Richmond (CitiPower) 22kV31","VIC Richmond (CitiPower) 22kV"]
[null,null,"VIC Richmond 12 (CitiPower) 66 kV",null,null,null,null,null,null,null,null,null,null,null,null,null,null,1,"VIC Richmond 12 (CitiPower) 66 kV1",{"$f":"C1461","v":"VIC Richmond 12 (CitiPower) 66 kV"}]
[null,null,null,null,null,null,null,null,null,null,null,null,null,null,null,null,null,2,"VIC Richmond 12 (CitiPower) 66 kV2",{"$f":"T1461","v":"VIC Richmond 12 (CitiPower) 66 kV"}]
[null,null,null,"MAIN SECTORS",null,null,null,null,null,null,null,null,null,null,null,null,null,3,"VIC Richmond 12 (CitiPower) 66 kV3","VIC Richmond 12 (CitiPower) 66 kV"]
[null,null,null,"Primarily residential and commercial.",null,null,null,null,null,null,null,null,null,null,null,null,null,4,"VIC Richmond 12 (CitiPower) 66 kV4","VIC Richmond 12 (CitiPower) 66 kV"]
[null,null,null,null,null,null,null,null,null,null,null,null,null,null,null,null,null,5,"VIC Richmond 12 (CitiPower) 66 kV5","VIC Richmond 12 (CitiPower) 66 kV"]
[null,null,null,null,null,null,null,null,null,null,null,null,null,null,null,null,null,6,"VIC Richmond 12 (CitiPower) 66 kV6","VIC Richmond 12 (CitiPower) 66 kV"]
[null,null,null,null,null,null,null,null,null,null,null,null,null,null,null,null,null,7,"VIC Richmond 12 (CitiPower) 66 kV7","VIC Richmond 12 (CitiPower) 66 kV"]
[null,null,null,null,null,null,null,null,null,null,null,null,null,null,null,null,null,8,"VIC Richmond 12 (CitiPower) 66 kV8","VIC Richmond 12 (CitiPower) 66 kV"]
[null,null,null,"MEDIUM SCENARIO",null,null,null,null,null,null,null,null,null,null,null,null,null,9,"VIC Richmond 12 (CitiPower) 66 kV9","VIC Richmond 12 (CitiPower) 66 kV"]
[null,null,null,"Summer",null,null,null,null,null,null,null,null,null,null,null,null,null,10,"VIC Richmond 12 (CitiPower) 66 kV10","VIC Richmond 12 (CitiPower) 66 kV"]
[null,null,null,"Temperature corrected actuals have marginally increased since 2005.",null,null,null,null,null,null,null,null,null,null,null,null,null,11,"VIC Richmond 12 (CitiPower) 66 kV11","VIC Richmond 12 (CitiPower) 66 kV"]
[null,null,null,"Forecast demand is increasingover the outlook period.",null,null,null,null,null,null,null,null,null,null,null,null,null,12,"VIC Richmond 12 (CitiPower) 66 kV12","VIC Richmond 12 (CitiPower) 66 kV"]
[null,null,null,"The POE10 adjustment for PV and EE ranges from 0.8% to 2.5% over the outlook period, with EE contributing 0.1% to 0.7% of the adjustment.",null,null,null,null,null,null,null,null,null,null,null,null,null,13,"VIC Richmond 12 (CitiPower) 66 kV13","VIC Richmond 12 (CitiPower) 66 kV"]
[null,null,null,null,null,null,null,null,null,null,null,null,null,null,null,null,null,14,"VIC Richmond 12 (CitiPower) 66 kV14","VIC Richmond 12 (CitiPower) 66 kV"]
[null,null,null,null,null,null,null,null,null,null,null,null,null,null,null,null,null,15,"VIC Richmond 12 (CitiPower) 66 kV15","VIC Richmond 12 (CitiPower) 66 kV"]
[null,null,null,"Winter",null,null,null,null,null,null,null,null,null,null,null,null,null,16,"VIC Richmond 12 (CitiPower) 66 kV16","VIC Richmond 12 (CitiPower) 66 kV"]
[null,null,null,"Temperature corrected actuals have marginally increased since 2005.",null,null,null,null,null,null,null,null,null,null,null,null,null,17,{"$f":"T1477&R1477","v":"VIC Richmond 12 (CitiPower) 66 kV17"},"VIC Richmond 12 (CitiPower) 66 kV"]
[null,null,null,"Forecast demand is increasingover the outlook period.",null,null,null,null,null,null,null,null,null,null,null,null,null,18,"VIC Richmond 12 (CitiPower) 66 kV18","VIC Richmond 12 (CitiPower) 66 kV"]
[null,null,null,"The POE10 adjustment for PV and EE ranges from 0.1% to 1% over the outlook period, with EE contributing 0.1% to 1% of the adjustment.",null,null,null,null,null,null,null,null,null,null,null,null,null,19,"VIC Richmond 12 (CitiPower) 66 kV19","VIC Richmond 12 (CitiPower) 66 kV"]
[null,null,null,null,null,null,null,null,null,null,null,null,null,null,null,null,null,20,"VIC Richmond 12 (CitiPower) 66 kV20","VIC Richmond 12 (CitiPower) 66 kV"]
[null,null,null,null,null,null,null,null,null,null,null,null,null,null,null,null,null,21,"VIC Richmond 12 (CitiPower) 66 kV21","VIC Richmond 12 (CitiPower) 66 kV"]
[null,null,null,"Other",null,null,null,null,null,null,null,null,null,null,null,null,null,22,"VIC Richmond 12 (CitiPower) 66 kV22","VIC Richmond 12 (CitiPower) 66 kV"]
[null,null,null,"Supplies Armadale, Balaclava, Toorak, Camberwell, Collingwood.",null,null,null,null,null,null,null,null,null,null,null,null,null,23,"VIC Richmond 12 (CitiPower) 66 kV23","VIC Richmond 12 (CitiPower) 66 kV"]
[null,null,null,"The connection point is weather sensitive and summer peaking.",null,null,null,null,null,null,null,null,null,null,null,null,null,24,"VIC Richmond 12 (CitiPower) 66 kV24","VIC Richmond 12 (CitiPower) 66 kV"]
[null,null,null,"Diversity factors: Summer = 0.94; Winter = 0.99.",null,null,null,null,null,null,null,null,null,null,null,null,null,25,"VIC Richmond 12 (CitiPower) 66 kV25","VIC Richmond 12 (CitiPower) 66 kV"]
[null,null,null,"Power factors: Summer = 0.97, lagging; Winter = 1, lagging.",null,null,null,null,null,null,null,null,null,null,null,null,null,26,"VIC Richmond 12 (CitiPower) 66 kV26","VIC Richmond 12 (CitiPower) 66 kV"]
[null,null,null,null,null,null,null,null,null,null,null,null,null,null,null,null,null,27,"VIC Richmond 12 (CitiPower) 66 kV27","VIC Richmond 12 (CitiPower) 66 kV"]
[null,null,null,null,null,null,null,null,null,null,null,null,null,null,null,null,null,28,"VIC Richmond 12 (CitiPower) 66 kV28","VIC Richmond 12 (CitiPower) 66 kV"]
[null,null,null,null,null,null,null,null,null,null,null,null,null,null,null,null,null,29,"VIC Richmond 12 (CitiPower) 66 kV29","VIC Richmond 12 (CitiPower) 66 kV"]
[null,null,null,null,null,null,null,null,null,null,null,null,null,null,null,null,null,30,"VIC Richmond 12 (CitiPower) 66 kV30","VIC Richmond 12 (CitiPower) 66 kV"]
[null,null,null,null,null,null,null,null,null,null,null,null,null,null,null,null,null,31,"VIC Richmond 12 (CitiPower) 66 kV31","VIC Richmond 12 (CitiPower) 66 kV"]
[null,null,"VIC Richmond 12 (United Energy) 66 kV",null,null,null,null,null,null,null,null,null,null,null,null,null,null,1,"VIC Richmond 12 (United Energy) 66 kV1",{"$f":"C1492","v":"VIC Richmond 12 (United Energy) 66 kV"}]
[null,null,null,null,null,null,null,null,null,null,null,null,null,null,null,null,null,2,"VIC Richmond 12 (United Energy) 66 kV2",{"$f":"T1492","v":"VIC Richmond 12 (United Energy) 66 kV"}]
[null,null,null,"MAIN SECTORS",null,null,null,null,null,null,null,null,null,null,null,null,null,3,"VIC Richmond 12 (United Energy) 66 kV3","VIC Richmond 12 (United Energy) 66 kV"]
[null,null,null,"Primarily residential and commercial.",null,null,null,null,null,null,null,null,null,null,null,null,null,4,"VIC Richmond 12 (United Energy) 66 kV4","VIC Richmond 12 (United Energy) 66 kV"]
[null,null,null,null,null,null,null,null,null,null,null,null,null,null,null,null,null,5,"VIC Richmond 12 (United Energy) 66 kV5","VIC Richmond 12 (United Energy) 66 kV"]
[null,null,null,null,null,null,null,null,null,null,null,null,null,null,null,null,null,6,"VIC Richmond 12 (United Energy) 66 kV6","VIC Richmond 12 (United Energy) 66 kV"]
[null,null,null,null,null,null,null,null,null,null,null,null,null,null,null,null,null,7,"VIC Richmond 12 (United Energy) 66 kV7","VIC Richmond 12 (United Energy) 66 kV"]
[null,null,null,null,null,null,null,null,null,null,null,null,null,null,null,null,null,8,"VIC Richmond 12 (United Energy) 66 kV8","VIC Richmond 12 (United Energy) 66 kV"]
[null,null,null,"MEDIUM SCENARIO",null,null,null,null,null,null,null,null,null,null,null,null,null,9,"VIC Richmond 12 (United Energy) 66 kV9","VIC Richmond 12 (United Energy) 66 kV"]
[null,null,null,"Summer",null,null,null,null,null,null,null,null,null,null,null,null,null,10,"VIC Richmond 12 (United Energy) 66 kV10","VIC Richmond 12 (United Energy) 66 kV"]
[null,null,null,"Temperature corrected actuals have increased since 2005.",null,null,null,null,null,null,null,null,null,null,null,null,null,11,"VIC Richmond 12 (United Energy) 66 kV11","VIC Richmond 12 (United Energy) 66 kV"]
[null,null,null,"Forecast demand is increasing over the outlook period.",null,null,null,null,null,null,null,null,null,null,null,null,null,12,"VIC Richmond 12 (United Energy) 66 kV12","VIC Richmond 12 (United Energy) 66 kV"]
[null,null,null,"The POE10 adjustment for PV and EE ranges from 1.1% to 3.4% over the outlook period, with EE contributing 0.1% to 0.8% of the adjustment.",null,null,null,null,null,null,null,null,null,null,null,null,null,13,"VIC Richmond 12 (United Energy) 66 kV13","VIC Richmond 12 (United Energy) 66 kV"]
[null,null,null,null,null,null,null,null,null,null,null,null,null,null,null,null,null,14,"VIC Richmond 12 (United Energy) 66 kV14","VIC Richmond 12 (United Energy) 66 kV"]
[null,null,null,null,null,null,null,null,null,null,null,null,null,null,null,null,null,15,"VIC Richmond 12 (United Energy) 66 kV15","VIC Richmond 12 (United Energy) 66 kV"]
[null,null,null,"Winter",null,null,null,null,null,null,null,null,null,null,null,null,null,16,"VIC Richmond 12 (United Energy) 66 kV16","VIC Richmond 12 (United Energy) 66 kV"]
[null,null,null,"Temperature corrected actuals have been relatively flat since 2005.",null,null,null,null,null,null,null,null,null,null,null,null,null,{"$f":"MOD(ROW(Q1508)-4,31)+1","v":17},"VIC Richmond 12 (United Energy) 66 kV17","VIC Richmond 12 (United Energy) 66 kV"]
[null,null,null,"Forecast demand is decreasing over the outlook period, due to load transfers.",null,null,null,null,null,null,null,null,null,null,null,null,null,18,"VIC Richmond 12 (United Energy) 66 kV18",{"$f":"T1508","v":"VIC Richmond 12 (United Energy) 66 kV"}]
[null,null,null,"The POE10 adjustment for PV and EE ranges from 0.2% to 1.6% over the outlook period, with EE contributing 0.2% to 1.6% of the adjustment.",null,null,null,null,null,null,null,null,null,null,null,null,null,19,"VIC Richmond 12 (United Energy) 66 kV19","VIC Richmond 12 (United Energy) 66 kV"]
[null,null,null,null,null,null,null,null,null,null,null,null,null,null,null,null,null,20,"VIC Richmond 12 (United Energy) 66 kV20","VIC Richmond 12 (United Energy) 66 kV"]
[null,null,null,null,null,null,null,null,null,null,null,null,null,null,null,null,null,21,"VIC Richmond 12 (United Energy) 66 kV21","VIC Richmond 12 (United Energy) 66 kV"]
[null,null,null,"Other",null,null,null,null,null,null,null,null,null,null,null,null,null,22,"VIC Richmond 12 (United Energy) 66 kV22","VIC Richmond 12 (United Energy) 66 kV"]
[null,null,null,"Supplies Gardiner.",null,null,null,null,null,null,null,null,null,null,null,null,null,23,"VIC Richmond 12 (United Energy) 66 kV23","VIC Richmond 12 (United Energy) 66 kV"]
[null,null,null,"The connection point is weather sensitive and summer peaking.",null,null,null,null,null,null,null,null,null,null,null,null,null,24,"VIC Richmond 12 (United Energy) 66 kV24","VIC Richmond 12 (United Energy) 66 kV"]
[null,null,null,"Diversity factors: Summer = 0.95; Winter = 0.98.",null,null,null,null,null,null,null,null,null,null,null,null,null,25,"VIC Richmond 12 (United Energy) 66 kV25","VIC Richmond 12 (United Energy) 66 kV"]
[null,null,null,"Power factors: Summer = 0.97, lagging; Winter = 1, lagging.",null,null,null,null,null,null,null,null,null,null,null,null,null,26,"VIC Richmond 12 (United Energy) 66 kV26","VIC Richmond 12 (United Energy) 66 kV"]
[null,null,null,null,null,null,null,null,null,null,null,null,null,null,null,null,null,27,"VIC Richmond 12 (United Energy) 66 kV27","VIC Richmond 12 (United Energy) 66 kV"]
[null,null,null,null,null,null,null,null,null,null,null,null,null,null,null,null,null,28,"VIC Richmond 12 (United Energy) 66 kV28","VIC Richmond 12 (United Energy) 66 kV"]
[null,null,null,null,null,null,null,null,null,null,null,null,null,null,null,null,null,29,"VIC Richmond 12 (United Energy) 66 kV29","VIC Richmond 12 (United Energy) 66 kV"]
[null,null,null,null,null,null,null,null,null,null,null,null,null,null,null,null,null,30,"VIC Richmond 12 (United Energy) 66 kV30","VIC Richmond 12 (United Energy) 66 kV"]
[null,null,null,null,null,null,null,null,null,null,null,null,null,null,null,null,null,31,"VIC Richmond 12 (United Energy) 66 kV31","VIC Richmond 12 (United Energy) 66 kV"]
[null,null,"VIC Richmond 34 (CitiPower) 66 kV",null,null,null,null,null,null,null,null,null,null,null,null,null,null,1,"VIC Richmond 34 (CitiPower) 66 kV1",{"$f":"C1523","v":"VIC Richmond 34 (CitiPower) 66 kV"}]
[null,null,null,null,null,null,null,null,null,null,null,null,null,null,null,null,null,2,"VIC Richmond 34 (CitiPower) 66 kV2",{"$f":"T1523","v":"VIC Richmond 34 (CitiPower) 66 kV"}]
[null,null,null,"MAIN SECTORS",null,null,null,null,null,null,null,null,null,null,null,null,null,3,"VIC Richmond 34 (CitiPower) 66 kV3","VIC Richmond 34 (CitiPower) 66 kV"]
[null,null,null,"Primarily residential and commercial.",null,null,null,null,null,null,null,null,null,null,null,null,null,4,"VIC Richmond 34 (CitiPower) 66 kV4","VIC Richmond 34 (CitiPower) 66 kV"]
[null,null,null,null,null,null,null,null,null,null,null,null,null,null,null,null,null,5,"VIC Richmond 34 (CitiPower) 66 kV5","VIC Richmond 34 (CitiPower) 66 kV"]
[null,null,null,null,null,null,null,null,null,null,null,null,null,null,null,null,null,6,"VIC Richmond 34 (CitiPower) 66 kV6","VIC Richmond 34 (CitiPower) 66 kV"]
[null,null,null,null,null,null,null,null,null,null,null,null,null,null,null,null,null,7,"VIC Richmond 34 (CitiPower) 66 kV7","VIC Richmond 34 (CitiPower) 66 kV"]
[null,null,null,null,null,null,null,null,null,null,null,null,null,null,null,null,null,8,"VIC Richmond 34 (CitiPower) 66 kV8","VIC Richmond 34 (CitiPower) 66 kV"]
[null,null,null,"MEDIUM SCENARIO",null,null,null,null,null,null,null,null,null,null,null,null,null,9,"VIC Richmond 34 (CitiPower) 66 kV9","VIC Richmond 34 (CitiPower) 66 kV"]
[null,null,null,"Summer",null,null,null,null,null,null,null,null,null,null,null,null,null,10,"VIC Richmond 34 (CitiPower) 66 kV10","VIC Richmond 34 (CitiPower) 66 kV"]
[null,null,null,"Temperature corrected actuals have been relatively flat since 2005.",null,null,null,null,null,null,null,null,null,null,null,null,null,11,"VIC Richmond 34 (CitiPower) 66 kV11","VIC Richmond 34 (CitiPower) 66 kV"]
[null,null,null,"Forecast demand is declining over the outlook period, due to load transfers.",null,null,null,null,null,null,null,null,null,null,null,null,null,12,"VIC Richmond 34 (CitiPower) 66 kV12","VIC Richmond 34 (CitiPower) 66 kV"]
[null,null,null,"The POE10 adjustment for PV and EE ranges from 0.2% to 1.1% over the outlook period, with EE contributing 0% to 0.2% of the adjustment.",null,null,null,null,null,null,null,null,null,null,null,null,null,13,"VIC Richmond 34 (CitiPower) 66 kV13","VIC Richmond 34 (CitiPower) 66 kV"]
[null,null,null,null,null,null,null,null,null,null,null,null,null,null,null,null,null,14,"VIC Richmond 34 (CitiPower) 66 kV14","VIC Richmond 34 (CitiPower) 66 kV"]
[null,null,null,null,null,null,null,null,null,null,null,null,null,null,null,null,null,15,"VIC Richmond 34 (CitiPower) 66 kV15","VIC Richmond 34 (CitiPower) 66 kV"]
[null,null,null,"Winter",null,null,null,null,null,null,null,null,null,null,null,null,null,16,"VIC Richmond 34 (CitiPower) 66 kV16","VIC Richmond 34 (CitiPower) 66 kV"]
[null,null,null,"Temperature corrected actuals have been relatively flat since 2005.",null,null,null,null,null,null,null,null,null,null,null,null,null,17,"VIC Richmond 34 (CitiPower) 66 kV17","VIC Richmond 34 (CitiPower) 66 kV"]
[null,null,null,"Forecast demand is decreasing over the outlook period, due to load transfers.",null,null,null,null,null,null,null,null,null,null,null,null,null,18,"VIC Richmond 34 (CitiPower) 66 kV18","VIC Richmond 34 (CitiPower) 66 kV"]
[null,null,null,"The POE10 adjustment for PV and EE ranges from 0.2% to 1.7% over the outlook period, with EE contributing 0% to 0.8% of the adjustment.",null,null,null,null,null,null,null,null,null,null,null,null,null,19,{"$f":"T1541&R1541","v":"VIC Richmond 34 (CitiPower) 66 kV19"},"VIC Richmond 34 (CitiPower) 66 kV"]
[null,null,null,null,null,null,null,null,null,null,null,null,null,null,null,null,null,20,"VIC Richmond 34 (CitiPower) 66 kV20","VIC Richmond 34 (CitiPower) 66 kV"]
[null,null,null,null,null,null,null,null,null,null,null,null,null,null,null,null,null,21,"VIC Richmond 34 (CitiPower) 66 kV21","VIC Richmond 34 (CitiPower) 66 kV"]
[null,null,null,"Other",null,null,null,null,null,null,null,null,null,null,null,null,null,22,"VIC Richmond 34 (CitiPower) 66 kV22","VIC Richmond 34 (CitiPower) 66 kV"]
[null,null,null,"Supplies St Kilda, Melbourne CBD. The connection point is weather sensitive and summer peaking.",null,null,null,null,null,null,null,null,null,null,null,null,null,23,"VIC Richmond 34 (CitiPower) 66 kV23","VIC Richmond 34 (CitiPower) 66 kV"]
[null,null,null,"Load is transferred from Richmond 22kV to Richmond 3-4 66kV over the outlook period.",null,null,null,null,null,null,null,null,null,null,null,null,null,24,"VIC Richmond 34 (CitiPower) 66 kV24","VIC Richmond 34 (CitiPower) 66 kV"]
[null,null,null,"Load is also transferred from Richmond 3-4 66kV to Brunswick 66kV.",null,null,null,null,null,null,null,null,null,null,null,null,null,25,"VIC Richmond 34 (CitiPower) 66 kV25","VIC Richmond 34 (CitiPower) 66 kV"]
[null,null,null,"Diversity factors: Summer = 0.93; Winter = 0.97.",null,null,null,null,null,null,null,null,null,null,null,null,null,26,"VIC Richmond 34 (CitiPower) 66 kV26","VIC Richmond 34 (CitiPower) 66 kV"]
[null,null,null,"Power factors: Summer = 0.97, lagging; Winter = 1, lagging.",null,null,null,null,null,null,null,null,null,null,null,null,null,27,"VIC Richmond 34 (CitiPower) 66 kV27","VIC Richmond 34 (CitiPower) 66 kV"]
[null,null,null,null,null,null,null,null,null,null,null,null,null,null,null,null,null,28,"VIC Richmond 34 (CitiPower) 66 kV28","VIC Richmond 34 (CitiPower) 66 kV"]
[null,null,null,null,null,null,null,null,null,null,null,null,null,null,null,null,null,29,"VIC Richmond 34 (CitiPower) 66 kV29","VIC Richmond 34 (CitiPower) 66 kV"]
[null,null,null,null,null,null,null,null,null,null,null,null,null,null,null,null,null,30,"VIC Richmond 34 (CitiPower) 66 kV30","VIC Richmond 34 (CitiPower) 66 kV"]
[null,null,null,null,null,null,null,null,null,null,null,null,null,null,null,null,null,31,"VIC Richmond 34 (CitiPower) 66 kV31","VIC Richmond 34 (CitiPower) 66 kV"]
[null,null,"VIC Richmond 34 (United Energy) 66 kV",null,null,null,null,null,null,null,null,null,null,null,null,null,null,1,"VIC Richmond 34 (United Energy) 66 kV1",{"$f":"C1554","v":"VIC Richmond 34 (United Energy) 66 kV"}]
[null,null,null,null,null,null,null,null,null,null,null,null,null,null,null,null,null,2,"VIC Richmond 34 (United Energy) 66 kV2",{"$f":"T1554","v":"VIC Richmond 34 (United Energy) 66 kV"}]
[null,null,null,"MAIN SECTORS",null,null,null,null,null,null,null,null,null,null,null,null,null,3,"VIC Richmond 34 (United Energy) 66 kV3","VIC Richmond 34 (United Energy) 66 kV"]
[null,null,null,"Primarily residential and commercial.",null,null,null,null,null,null,null,null,null,null,null,null,null,4,"VIC Richmond 34 (United Energy) 66 kV4","VIC Richmond 34 (United Energy) 66 kV"]
[null,null,null,null,null,null,null,null,null,null,null,null,null,null,null,null,null,5,"VIC Richmond 34 (United Energy) 66 kV5","VIC Richmond 34 (United Energy) 66 kV"]
[null,null,null,null,null,null,null,null,null,null,null,null,null,null,null,null,null,6,"VIC Richmond 34 (United Energy) 66 kV6","VIC Richmond 34 (United Energy) 66 kV"]
[null,null,null,null,null,null,null,null,null,null,null,null,null,null,null,null,null,7,"VIC Richmond 34 (United Energy) 66 kV7","VIC Richmond 34 (United Energy) 66 kV"]
[null,null,null,null,null,null,null,null,null,null,null,null,null,null,null,null,null,8,"VIC Richmond 34 (United Energy) 66 kV8","VIC Richmond 34 (United Energy) 66 kV"]
[null,null,null,"MEDIUM SCENARIO",null,null,null,null,null,null,null,null,null,null,null,null,null,9,"VIC Richmond 34 (United Energy) 66 kV9","VIC Richmond 34 (United Energy) 66 kV"]
[null,null,null,"Summer",null,null,null,null,null,null,null,null,null,null,null,null,null,10,"VIC Richmond 34 (United Energy) 66 kV10","VIC Richmond 34 (United Energy) 66 kV"]
[null,null,null,"Temperature corrected actuals have been generally increasing since 2005.",null,null,null,null,null,null,null,null,null,null,null,null,null,11,"VIC Richmond 34 (United Energy) 66 kV11","VIC Richmond 34 (United Energy) 66 kV"]
[null,null,null,"Forecast demand is increasing over the outlook period.",null,null,null,null,null,null,null,null,null,null,null,null,null,12,"VIC Richmond 34 (United Energy) 66 kV12","VIC Richmond 34 (United Energy) 66 kV"]
[null,null,null,"The POE10 adjustment for PV and EE ranges from 0.9% to 2.9% over the outlook period, with EE contributing 0.1% to 0.9% of the adjustment.",null,null,null,null,null,null,null,null,null,null,null,null,null,13,"VIC Richmond 34 (United Energy) 66 kV13","VIC Richmond 34 (United Energy) 66 kV"]
[null,null,null,null,null,null,null,null,null,null,null,null,null,null,null,null,null,14,"VIC Richmond 34 (United Energy) 66 kV14","VIC Richmond 34 (United Energy) 66 kV"]
[null,null,null,null,null,null,null,null,null,null,null,null,null,null,null,null,null,15,"VIC Richmond 34 (United Energy) 66 kV15","VIC Richmond 34 (United Energy) 66 kV"]
[null,null,null,"Winter",null,null,null,null,null,null,null,null,null,null,null,null,null,16,"VIC Richmond 34 (United Energy) 66 kV16","VIC Richmond 34 (United Energy) 66 kV"]
[null,null,null,"Temperature corrected actuals increased from 2005 until 2012, and have been declining since 2005.",null,null,null,null,null,null,null,null,null,null,null,null,null,17,"VIC Richmond 34 (United Energy) 66 kV17","VIC Richmond 34 (United Energy) 66 kV"]
[null,null,null,"Forecast demand is increasing over the outlook period.",null,null,null,null,null,null,null,null,null,null,null,null,null,18,"VIC Richmond 34 (United Energy) 66 kV18","VIC Richmond 34 (United Energy) 66 kV"]
[null,null,null,"The POE10 adjustment for PV and EE ranges from 0.1% to 0.9% over the outlook period, with EE contributing 0.1% to 0.9% of the adjustment.",null,null,null,null,null,null,null,null,null,null,null,null,null,{"$f":"MOD(ROW(Q1572)-4,31)+1","v":19},"VIC Richmond 34 (United Energy) 66 kV19","VIC Richmond 34 (United Energy) 66 kV"]
[null,null,null,null,null,null,null,null,null,null,null,null,null,null,null,null,null,20,"VIC Richmond 34 (United Energy) 66 kV20",{"$f":"T1572","v":"VIC Richmond 34 (United Energy) 66 kV"}]
[null,null,null,null,null,null,null,null,null,null,null,null,null,null,null,null,null,21,"VIC Richmond 34 (United Energy) 66 kV21","VIC Richmond 34 (United Energy) 66 kV"]
[null,null,null,"Other",null,null,null,null,null,null,null,null,null,null,null,null,null,22,"VIC Richmond 34 (United Energy) 66 kV22","VIC Richmond 34 (United Energy) 66 kV"]
[null,null,null,"Supplies Elwood.",null,null,null,null,null,null,null,null,null,null,null,null,null,23,"VIC Richmond 34 (United Energy) 66 kV23","VIC Richmond 34 (United Energy) 66 kV"]
[null,null,null,"The connection point is weather sensitive and winter peaking.",null,null,null,null,null,null,null,null,null,null,null,null,null,24,"VIC Richmond 34 (United Energy) 66 kV24","VIC Richmond 34 (United Energy) 66 kV"]
[null,null,null,"Diversity factors: Summer = 0.84; Winter = 0.85.",null,null,null,null,null,null,null,null,null,null,null,null,null,25,"VIC Richmond 34 (United Energy) 66 kV25","VIC Richmond 34 (United Energy) 66 kV"]
[null,null,null,"Power factors: Summer = 0.97, lagging; Winter = 1, lagging.",null,null,null,null,null,null,null,null,null,null,null,null,null,26,"VIC Richmond 34 (United Energy) 66 kV26","VIC Richmond 34 (United Energy) 66 kV"]
[null,null,null,null,null,null,null,null,null,null,null,null,null,null,null,null,null,27,"VIC Richmond 34 (United Energy) 66 kV27","VIC Richmond 34 (United Energy) 66 kV"]
[null,null,null,null,null,null,null,null,null,null,null,null,null,null,null,null,null,28,"VIC Richmond 34 (United Energy) 66 kV28","VIC Richmond 34 (United Energy) 66 kV"]
[null,null,null,null,null,null,null,null,null,null,null,null,null,null,null,null,null,29,"VIC Richmond 34 (United Energy) 66 kV29","VIC Richmond 34 (United Energy) 66 kV"]
[null,null,null,null,null,null,null,null,null,null,null,null,null,null,null,null,null,30,"VIC Richmond 34 (United Energy) 66 kV30","VIC Richmond 34 (United Energy) 66 kV"]
[null,null,null,null,null,null,null,null,null,null,null,null,null,null,null,null,null,31,"VIC Richmond 34 (United Energy) 66 kV31","VIC Richmond 34 (United Energy) 66 kV"]
[null,null,"VIC Ringwood (AusNet) 22 kV",null,null,null,null,null,null,null,null,null,null,null,null,null,null,1,"VIC Ringwood (AusNet) 22 kV1",{"$f":"C1585","v":"VIC Ringwood (AusNet) 22 kV"}]
[null,null,null,null,null,null,null,null,null,null,null,null,null,null,null,null,null,2,"VIC Ringwood (AusNet) 22 kV2",{"$f":"T1585","v":"VIC Ringwood (AusNet) 22 kV"}]
[null,null,null,"MAIN SECTORS",null,null,null,null,null,null,null,null,null,null,null,null,null,3,"VIC Ringwood (AusNet) 22 kV3","VIC Ringwood (AusNet) 22 kV"]
[null,null,null,"Predominantly residential.",null,null,null,null,null,null,null,null,null,null,null,null,null,4,"VIC Ringwood (AusNet) 22 kV4","VIC Ringwood (AusNet) 22 kV"]
[null,null,null,null,null,null,null,null,null,null,null,null,null,null,null,null,null,5,"VIC Ringwood (AusNet) 22 kV5","VIC Ringwood (AusNet) 22 kV"]
[null,null,null,null,null,null,null,null,null,null,null,null,null,null,null,null,null,6,"VIC Ringwood (AusNet) 22 kV6","VIC Ringwood (AusNet) 22 kV"]
[null,null,null,null,null,null,null,null,null,null,null,null,null,null,null,null,null,7,"VIC Ringwood (AusNet) 22 kV7","VIC Ringwood (AusNet) 22 kV"]
[null,null,null,null,null,null,null,null,null,null,null,null,null,null,null,null,null,8,"VIC Ringwood (AusNet) 22 kV8","VIC Ringwood (AusNet) 22 kV"]
[null,null,null,"MEDIUM SCENARIO",null,null,null,null,null,null,null,null,null,null,null,null,null,9,"VIC Ringwood (AusNet) 22 kV9","VIC Ringwood (AusNet) 22 kV"]
[null,null,null,"Summer",null,null,null,null,null,null,null,null,null,null,null,null,null,10,"VIC Ringwood (AusNet) 22 kV10","VIC Ringwood (AusNet) 22 kV"]
[null,null,null,"Temperature corrected actuals have decreased since 2005.",null,null,null,null,null,null,null,null,null,null,null,null,null,11,"VIC Ringwood (AusNet) 22 kV11","VIC Ringwood (AusNet) 22 kV"]
[null,null,null,"Forecast demand is decreasing over the outlook period.",null,null,null,null,null,null,null,null,null,null,null,null,null,12,"VIC Ringwood (AusNet) 22 kV12","VIC Ringwood (AusNet) 22 kV"]
[null,null,null,"The POE10 adjustment for PV and EE ranges from 2.8% to 8.9% over the outlook period, with EE contributing 0.1% to 0.8% of the adjustment.",null,null,null,null,null,null,null,null,null,null,null,null,null,13,"VIC Ringwood (AusNet) 22 kV13","VIC Ringwood (AusNet) 22 kV"]
[null,null,null,null,null,null,null,null,null,null,null,null,null,null,null,null,null,14,"VIC Ringwood (AusNet) 22 kV14","VIC Ringwood (AusNet) 22 kV"]
[null,null,null,null,null,null,null,null,null,null,null,null,null,null,null,null,null,15,"VIC Ringwood (AusNet) 22 kV15","VIC Ringwood (AusNet) 22 kV"]
[null,null,null,"Winter",null,null,null,null,null,null,null,null,null,null,null,null,null,16,"VIC Ringwood (AusNet) 22 kV16","VIC Ringwood (AusNet) 22 kV"]
[null,null,null,"Temperature corrected actuals have decreasing since 2008.",null,null,null,null,null,null,null,null,null,null,null,null,null,17,"VIC Ringwood (AusNet) 22 kV17","VIC Ringwood (AusNet) 22 kV"]
[null,null,null,"Forecast demand is relatively flat over the outlook period.",null,null,null,null,null,null,null,null,null,null,null,null,null,18,"VIC Ringwood (AusNet) 22 kV18","VIC Ringwood (AusNet) 22 kV"]
[null,null,null,"The POE10 adjustment for PV and EE ranges from 0.1% to 1% over the outlook period, with EE contributing 0.1% to 1% of the adjustment.",null,null,null,null,null,null,null,null,null,null,null,null,null,19,"VIC Ringwood (AusNet) 22 kV19","VIC Ringwood (AusNet) 22 kV"]
[null,null,null,null,null,null,null,null,null,null,null,null,null,null,null,null,null,20,"VIC Ringwood (AusNet) 22 kV20","VIC Ringwood (AusNet) 22 kV"]
[null,null,null,null,null,null,null,null,null,null,null,null,null,null,null,null,null,21,{"$f":"T1605&R1605","v":"VIC Ringwood (AusNet) 22 kV21"},"VIC Ringwood (AusNet) 22 kV"]
[null,null,null,"Other",null,null,null,null,null,null,null,null,null,null,null,null,null,22,"VIC Ringwood (AusNet) 22 kV22","VIC Ringwood (AusNet) 22 kV"]
[null,null,null,"Supplies Ringwood.",null,null,null,null,null,null,null,null,null,null,null,null,null,23,"VIC Ringwood (AusNet) 22 kV23","VIC Ringwood (AusNet) 22 kV"]
[null,null,null,"The connection point is weather sensitive and summer peaking.",null,null,null,null,null,null,null,null,null,null,null,null,null,24,"VIC Ringwood (AusNet) 22 kV24","VIC Ringwood (AusNet) 22 kV"]
[null,null,null,"Diversity factors: Summer = 0.94; Winter = 0.98.",null,null,null,null,null,null,null,null,null,null,null,null,null,25,"VIC Ringwood (AusNet) 22 kV25","VIC Ringwood (AusNet) 22 kV"]
[null,null,null,"Power factors: Summer = 0.96, lagging; Winter = 0.99, lagging.",null,null,null,null,null,null,null,null,null,null,null,null,null,26,"VIC Ringwood (AusNet) 22 kV26","VIC Ringwood (AusNet) 22 kV"]
[null,null,null,null,null,null,null,null,null,null,null,null,null,null,null,null,null,27,"VIC Ringwood (AusNet) 22 kV27","VIC Ringwood (AusNet) 22 kV"]
[null,null,null,null,null,null,null,null,null,null,null,null,null,null,null,null,null,28,"VIC Ringwood (AusNet) 22 kV28","VIC Ringwood (AusNet) 22 kV"]
[null,null,null,null,null,null,null,null,null,null,null,null,null,null,null,null,null,29,"VIC Ringwood (AusNet) 22 kV29","VIC Ringwood (AusNet) 22 kV"]
[null,null,null,null,null,null,null,null,null,null,null,null,null,null,null,null,null,30,"VIC Ringwood (AusNet) 22 kV30","VIC Ringwood (AusNet) 22 kV"]
[null,null,null,null,null,null,null,null,null,null,null,null,null,null,null,null,null,31,"VIC Ringwood (AusNet) 22 kV31","VIC Ringwood (AusNet) 22 kV"]
[null,null,"VIC Ringwood (United Energy) 22 kV",null,null,null,null,null,null,null,null,null,null,null,null,null,null,1,"VIC Ringwood (United Energy) 22 kV1",{"$f":"C1616","v":"VIC Ringwood (United Energy) 22 kV"}]
[null,null,null,null,null,null,null,null,null,null,null,null,null,null,null,null,null,2,"VIC Ringwood (United Energy) 22 kV2",{"$f":"T1616","v":"VIC Ringwood (United Energy) 22 kV"}]
[null,null,null,"MAIN SECTORS",null,null,null,null,null,null,null,null,null,null,null,null,null,3,"VIC Ringwood (United Energy) 22 kV3","VIC Ringwood (United Energy) 22 kV"]
[null,null,null,"Predominantly residential and commercial.",null,null,null,null,null,null,null,null,null,null,null,null,null,4,"VIC Ringwood (United Energy) 22 kV4","VIC Ringwood (United Energy) 22 kV"]
[null,null,null,null,null,null,null,null,null,null,null,null,null,null,null,null,null,5,"VIC Ringwood (United Energy) 22 kV5","VIC Ringwood (United Energy) 22 kV"]
[null,null,null,null,null,null,null,null,null,null,null,null,null,null,null,null,null,6,"VIC Ringwood (United Energy) 22 kV6","VIC Ringwood (United Energy) 22 kV"]
[null,null,null,null,null,null,null,null,null,null,null,null,null,null,null,null,null,7,"VIC Ringwood (United Energy) 22 kV7","VIC Ringwood (United Energy) 22 kV"]
[null,null,null,null,null,null,null,null,null,null,null,null,null,null,null,null,null,8,"VIC Ringwood (United Energy) 22 kV8","VIC Ringwood (United Energy) 22 kV"]
[null,null,null,"MEDIUM SCENARIO",null,null,null,null,null,null,null,null,null,null,null,null,null,9,"VIC Ringwood (United Energy) 22 kV9","VIC Ringwood (United Energy) 22 kV"]
[null,null,null,"Summer",null,null,null,null,null,null,null,null,null,null,null,null,null,10,"VIC Ringwood (United Energy) 22 kV10","VIC Ringwood (United Energy) 22 kV"]
[null,null,null,"Temperature corrected actuals have decreased since 2005.",null,null,null,null,null,null,null,null,null,null,null,null,null,11,"VIC Ringwood (United Energy) 22 kV11","VIC Ringwood (United Energy) 22 kV"]
[null,null,null,"Forecast demand is decreasing over the outlook period.",null,null,null,null,null,null,null,null,null,null,null,null,null,12,"VIC Ringwood (United Energy) 22 kV12","VIC Ringwood (United Energy) 22 kV"]
[null,null,null,"The POE10 adjustment for PV and EE ranges from 4.3% to 8.5% over the outlook period, with EE contributing 0.1% to 0.9% of the adjustment.",null,null,null,null,null,null,null,null,null,null,null,null,null,13,"VIC Ringwood (United Energy) 22 kV13","VIC Ringwood (United Energy) 22 kV"]
[null,null,null,null,null,null,null,null,null,null,null,null,null,null,null,null,null,14,"VIC Ringwood (United Energy) 22 kV14","VIC Ringwood (United Energy) 22 kV"]
[null,null,null,null,null,null,null,null,null,null,null,null,null,null,null,null,null,15,"VIC Ringwood (United Energy) 22 kV15","VIC Ringwood (United Energy) 22 kV"]
[null,null,null,"Winter",null,null,null,null,null,null,null,null,null,null,null,null,null,16,"VIC Ringwood (United Energy) 22 kV16","VIC Ringwood (United Energy) 22 kV"]
[null,null,null,"Temperature corrected actuals have decreasedsince 2007.",null,null,null,null,null,null,null,null,null,null,null,null,null,17,"VIC Ringwood (United Energy) 22 kV17","VIC Ringwood (United Energy) 22 kV"]
[null,null,null,"Forecast demand is decreasing over the outlook period.",null,null,null,null,null,null,null,null,null,null,null,null,null,18,"VIC Ringwood (United Energy) 22 kV18","VIC Ringwood (United Energy) 22 kV"]
[null,null,null,"The POE10 adjustment for PV and EE ranges from 0.2% to 1.5% over the outlook period, with EE contributing 0.2% to 1.5% of the adjustment.",null,null,null,null,null,null,null,null,null,null,null,null,null,19,"VIC Ringwood (United Energy) 22 kV19","VIC Ringwood (United Energy) 22 kV"]
[null,null,null,null,null,null,null,null,null,null,null,null,null,null,null,null,null,20,"VIC Ringwood (United Energy) 22 kV20","VIC Ringwood (United Energy) 22 kV"]
[null,null,null,null,null,null,null,null,null,null,null,null,null,null,null,null,null,{"$f":"MOD(ROW(Q1636)-4,31)+1","v":21},"VIC Ringwood (United Energy) 22 kV21","VIC Ringwood (United Energy) 22 kV"]
[null,null,null,"Other",null,null,null,null,null,null,null,null,null,null,null,null,null,22,"VIC Ringwood (United Energy) 22 kV22",{"$f":"T1636","v":"VIC Ringwood (United Energy) 22 kV"}]
[null,null,null,"Supplies Ringwood.",null,null,null,null,null,null,null,null,null,null,null,null,null,23,"VIC Ringwood (United Energy) 22 kV23","VIC Ringwood (United Energy) 22 kV"]
[null,null,null,"The connection point is weather sensitive and summer peaking.",null,null,null,null,null,null,null,null,null,null,null,null,null,24,"VIC Ringwood (United Energy) 22 kV24","VIC Ringwood (United Energy) 22 kV"]
[null,null,null,"Diversity factors: Summer = 0.93; Winter = 0.99.",null,null,null,null,null,null,null,null,null,null,null,null,null,25,"VIC Ringwood (United Energy) 22 kV25","VIC Ringwood (United Energy) 22 kV"]
[null,null,null,"Power factors: Summer = 0.96, lagging; Winter = 0.99, lagging.",null,null,null,null,null,null,null,null,null,null,null,null,null,26,"VIC Ringwood (United Energy) 22 kV26","VIC Ringwood (United Energy) 22 kV"]
[null,null,null,null,null,null,null,null,null,null,null,null,null,null,null,null,null,27,"VIC Ringwood (United Energy) 22 kV27","VIC Ringwood (United Energy) 22 kV"]
[null,null,null,null,null,null,null,null,null,null,null,null,null,null,null,null,null,28,"VIC Ringwood (United Energy) 22 kV28","VIC Ringwood (United Energy) 22 kV"]
[null,null,null,null,null,null,null,null,null,null,null,null,null,null,null,null,null,29,"VIC Ringwood (United Energy) 22 kV29","VIC Ringwood (United Energy) 22 kV"]
[null,null,null,null,null,null,null,null,null,null,null,null,null,null,null,null,null,30,"VIC Ringwood (United Energy) 22 kV30","VIC Ringwood (United Energy) 22 kV"]
[null,null,null,null,null,null,null,null,null,null,null,null,null,null,null,null,null,31,"VIC Ringwood (United Energy) 22 kV31","VIC Ringwood (United Energy) 22 kV"]
[null,null,"VIC Ringwood 13 (AusNet) 66 kV",null,null,null,null,null,null,null,null,null,null,null,null,null,null,1,"VIC Ringwood 13 (AusNet) 66 kV1",{"$f":"C1647","v":"VIC Ringwood 13 (AusNet) 66 kV"}]
[null,null,null,null,null,null,null,null,null,null,null,null,null,null,null,null,null,2,"VIC Ringwood 13 (AusNet) 66 kV2",{"$f":"T1647","v":"VIC Ringwood 13 (AusNet) 66 kV"}]
[null,null,null,"MAIN SECTORS",null,null,null,null,null,null,null,null,null,null,null,null,null,3,"VIC Ringwood 13 (AusNet) 66 kV3","VIC Ringwood 13 (AusNet) 66 kV"]
[null,null,null,"Predominantly residential and commercial.",null,null,null,null,null,null,null,null,null,null,null,null,null,4,"VIC Ringwood 13 (AusNet) 66 kV4","VIC Ringwood 13 (AusNet) 66 kV"]
[null,null,null,null,null,null,null,null,null,null,null,null,null,null,null,null,null,5,"VIC Ringwood 13 (AusNet) 66 kV5","VIC Ringwood 13 (AusNet) 66 kV"]
[null,null,null,null,null,null,null,null,null,null,null,null,null,null,null,null,null,6,"VIC Ringwood 13 (AusNet) 66 kV6","VIC Ringwood 13 (AusNet) 66 kV"]
[null,null,null,null,null,null,null,null,null,null,null,null,null,null,null,null,null,7,"VIC Ringwood 13 (AusNet) 66 kV7","VIC Ringwood 13 (AusNet) 66 kV"]
[null,null,null,null,null,null,null,null,null,null,null,null,null,null,null,null,null,8,"VIC Ringwood 13 (AusNet) 66 kV8","VIC Ringwood 13 (AusNet) 66 kV"]
[null,null,null,"MEDIUM SCENARIO",null,null,null,null,null,null,null,null,null,null,null,null,null,9,"VIC Ringwood 13 (AusNet) 66 kV9","VIC Ringwood 13 (AusNet) 66 kV"]
[null,null,null,"Summer",null,null,null,null,null,null,null,null,null,null,null,null,null,10,"VIC Ringwood 13 (AusNet) 66 kV10","VIC Ringwood 13 (AusNet) 66 kV"]
[null,null,null,"Temperature corrected actuals have increased since 2005.",null,null,null,null,null,null,null,null,null,null,null,null,null,11,"VIC Ringwood 13 (AusNet) 66 kV11","VIC Ringwood 13 (AusNet) 66 kV"]
[null,null,null,"Forecast demand is increasing over the outlook period.",null,null,null,null,null,null,null,null,null,null,null,null,null,12,"VIC Ringwood 13 (AusNet) 66 kV12","VIC Ringwood 13 (AusNet) 66 kV"]
[null,null,null,"The POE10 adjustment for PV and EE ranges from 1.8% to 4.9% over the outlook period, with EE contributing 0.1% to 0.7% of the adjustment.",null,null,null,null,null,null,null,null,null,null,null,null,null,13,"VIC Ringwood 13 (AusNet) 66 kV13","VIC Ringwood 13 (AusNet) 66 kV"]
[null,null,null,null,null,null,null,null,null,null,null,null,null,null,null,null,null,14,"VIC Ringwood 13 (AusNet) 66 kV14","VIC Ringwood 13 (AusNet) 66 kV"]
[null,null,null,null,null,null,null,null,null,null,null,null,null,null,null,null,null,15,"VIC Ringwood 13 (AusNet) 66 kV15","VIC Ringwood 13 (AusNet) 66 kV"]
[null,null,null,"Winter",null,null,null,null,null,null,null,null,null,null,null,null,null,16,"VIC Ringwood 13 (AusNet) 66 kV16","VIC Ringwood 13 (AusNet) 66 kV"]
[null,null,null,"Temperature corrected actuals increased from 2005 until 2010, and have been declining since.",null,null,null,null,null,null,null,null,null,null,null,null,null,17,"VIC Ringwood 13 (AusNet) 66 kV17","VIC Ringwood 13 (AusNet) 66 kV"]
[null,null,null,"Forecast demand is flat over the outlook period.",null,null,null,null,null,null,null,null,null,null,null,null,null,18,"VIC Ringwood 13 (AusNet) 66 kV18","VIC Ringwood 13 (AusNet) 66 kV"]
[null,null,null,"The POE10 adjustment for PV and EE ranges from 0.1% to 1.3% over the outlook period, with EE contributing 0.1% to 1.3% of the adjustment.",null,null,null,null,null,null,null,null,null,null,null,null,null,19,"VIC Ringwood 13 (AusNet) 66 kV19","VIC Ringwood 13 (AusNet) 66 kV"]
[null,null,null,null,null,null,null,null,null,null,null,null,null,null,null,null,null,20,"VIC Ringwood 13 (AusNet) 66 kV20","VIC Ringwood 13 (AusNet) 66 kV"]
[null,null,null,null,null,null,null,null,null,null,null,null,null,null,null,null,null,21,"VIC Ringwood 13 (AusNet) 66 kV21","VIC Ringwood 13 (AusNet) 66 kV"]
[null,null,null,"Other",null,null,null,null,null,null,null,null,null,null,null,null,null,22,"VIC Ringwood 13 (AusNet) 66 kV22","VIC Ringwood 13 (AusNet) 66 kV"]
[null,null,null,"Supplies Ringwood, Lilydale.",null,null,null,null,null,null,null,null,null,null,null,null,null,23,{"$f":"T1669&R1669","v":"VIC Ringwood 13 (AusNet) 66 kV23"},"VIC Ringwood 13 (AusNet) 66 kV"]
[null,null,null,"The connection point is weather sensitive and summer peaking.",null,null,null,null,null,null,null,null,null,null,null,null,null,24,"VIC Ringwood 13 (AusNet) 66 kV24","VIC Ringwood 13 (AusNet) 66 kV"]
[null,null,null,"The impact of embedded generation at Olinda Hydro, Upper Yarra Hydro, and Silvan Inlet Hydro has been removed in this forecast.",null,null,null,null,null,null,null,null,null,null,null,null,null,25,"VIC Ringwood 13 (AusNet) 66 kV25","VIC Ringwood 13 (AusNet) 66 kV"]
[null,null,null,"Diversity factors: Summer = 0.89; Winter = 0.98.",null,null,null,null,null,null,null,null,null,null,null,null,null,26,"VIC Ringwood 13 (AusNet) 66 kV26","VIC Ringwood 13 (AusNet) 66 kV"]
[null,null,null,"Power factors: Summer = 0.97, lagging; Winter = 0.98, lagging.",null,null,null,null,null,null,null,null,null,null,null,null,null,27,"VIC Ringwood 13 (AusNet) 66 kV27","VIC Ringwood 13 (AusNet) 66 kV"]
[null,null,null,null,null,null,null,null,null,null,null,null,null,null,null,null,null,28,"VIC Ringwood 13 (AusNet) 66 kV28","VIC Ringwood 13 (AusNet) 66 kV"]
[null,null,null,null,null,null,null,null,null,null,null,null,null,null,null,null,null,29,"VIC Ringwood 13 (AusNet) 66 kV29","VIC Ringwood 13 (AusNet) 66 kV"]
[null,null,null,null,null,null,null,null,null,null,null,null,null,null,null,null,null,30,"VIC Ringwood 13 (AusNet) 66 kV30","VIC Ringwood 13 (AusNet) 66 kV"]
[null,null,null,null,null,null,null,null,null,null,null,null,null,null,null,null,null,31,"VIC Ringwood 13 (AusNet) 66 kV31","VIC Ringwood 13 (AusNet) 66 kV"]
[null,null,"VIC Ringwood 13 (United Energy) 66 kV",null,null,null,null,null,null,null,null,null,null,null,null,null,null,1,"VIC Ringwood 13 (United Energy) 66 kV1",{"$f":"C1678","v":"VIC Ringwood 13 (United Energy) 66 kV"}]
[null,null,null,null,null,null,null,null,null,null,null,null,null,null,null,null,null,2,"VIC Ringwood 13 (United Energy) 66 kV2",{"$f":"T1678","v":"VIC Ringwood 13 (United Energy) 66 kV"}]
[null,null,null,"MAIN SECTORS",null,null,null,null,null,null,null,null,null,null,null,null,null,3,"VIC Ringwood 13 (United Energy) 66 kV3","VIC Ringwood 13 (United Energy) 66 kV"]
[null,null,null,"Predominantly residential and commercial.",null,null,null,null,null,null,null,null,null,null,null,null,null,4,"VIC Ringwood 13 (United Energy) 66 kV4","VIC Ringwood 13 (United Energy) 66 kV"]
[null,null,null,null,null,null,null,null,null,null,null,null,null,null,null,null,null,5,"VIC Ringwood 13 (United Energy) 66 kV5","VIC Ringwood 13 (United Energy) 66 kV"]
[null,null,null,null,null,null,null,null,null,null,null,null,null,null,null,null,null,6,"VIC Ringwood 13 (United Energy) 66 kV6","VIC Ringwood 13 (United Energy) 66 kV"]
[null,null,null,null,null,null,null,null,null,null,null,null,null,null,null,null,null,7,"VIC Ringwood 13 (United Energy) 66 kV7","VIC Ringwood 13 (United Energy) 66 kV"]
[null,null,null,null,null,null,null,null,null,null,null,null,null,null,null,null,null,8,"VIC Ringwood 13 (United Energy) 66 kV8","VIC Ringwood 13 (United Energy) 66 kV"]
[null,null,null,"MEDIUM SCENARIO",null,null,null,null,null,null,null,null,null,null,null,null,null,9,"VIC Ringwood 13 (United Energy) 66 kV9","VIC Ringwood 13 (United Energy) 66 kV"]
[null,null,null,"Summer",null,null,null,null,null,null,null,null,null,null,null,null,null,10,"VIC Ringwood 13 (United Energy) 66 kV10","VIC Ringwood 13 (United Energy) 66 kV"]
[null,null,null,"Temperature corrected actuals have been relatively flat since 2005.",null,null,null,null,null,null,null,null,null,null,null,null,null,11,"VIC Ringwood 13 (United Energy) 66 kV11","VIC Ringwood 13 (United Energy) 66 kV"]
[null,null,null,"Forecast demand is flat over the outlook period.",null,null,null,null,null,null,null,null,null,null,null,null,null,12,"VIC Ringwood 13 (United Energy) 66 kV12","VIC Ringwood 13 (United Energy) 66 kV"]
[null,null,null,"The POE10 adjustment for PV and EE ranges from 2.8% to 6.9% over the outlook period, with EE contributing 0.1% to 0.6% of the adjustment.",null,null,null,null,null,null,null,null,null,null,null,null,null,13,"VIC Ringwood 13 (United Energy) 66 kV13","VIC Ringwood 13 (United Energy) 66 kV"]
[null,null,null,null,null,null,null,null,null,null,null,null,null,null,null,null,null,14,"VIC Ringwood 13 (United Energy) 66 kV14","VIC Ringwood 13 (United Energy) 66 kV"]
[null,null,null,null,null,null,null,null,null,null,null,null,null,null,null,null,null,15,"VIC Ringwood 13 (United Energy) 66 kV15","VIC Ringwood 13 (United Energy) 66 kV"]
[null,null,null,"Winter",null,null,null,null,null,null,null,null,null,null,null,null,null,16,"VIC Ringwood 13 (United Energy) 66 kV16","VIC Ringwood 13 (United Energy) 66 kV"]
[null,null,null,"Temperature corrected actuals increased from 2005 until 2009, and have been declining since.",null,null,null,null,null,null,null,null,null,null,null,null,null,17,"VIC Ringwood 13 (United Energy) 66 kV17","VIC Ringwood 13 (United Energy) 66 kV"]
[null,null,null,"Forecast demand is flat over the outlook period.",null,null,null,null,null,null,null,null,null,null,null,null,null,18,"VIC Ringwood 13 (United Energy) 66 kV18","VIC Ringwood 13 (United Energy) 66 kV"]
[null,null,null,"The POE10 adjustment for PV and EE ranges from 0.1% to 1% over the outlook period, with EE contributing 0.1% to 1% of the adjustment.",null,null,null,null,null,null,null,null,null,null,null,null,null,19,"VIC Ringwood 13 (United Energy) 66 kV19","VIC Ringwood 13 (United Energy) 66 kV"]
[null,null,null,null,null,null,null,null,null,null,null,null,null,null,null,null,null,20,"VIC Ringwood 13 (United Energy) 66 kV20","VIC Ringwood 13 (United Energy) 66 kV"]
[null,null,null,null,null,null,null,null,null,null,null,null,null,null,null,null,null,21,"VIC Ringwood 13 (United Energy) 66 kV21","VIC Ringwood 13 (United Energy) 66 kV"]
[null,null,null,"Other",null,null,null,null,null,null,null,null,null,null,null,null,null,22,"VIC Ringwood 13 (United Energy) 66 kV22","VIC Ringwood 13 (United Energy) 66 kV"]
[null,null,null,"Supplies Nunawading, Box Hill.",null,null,null,null,null,null,null,null,null,null,null,null,null,{"$f":"MOD(ROW(Q1700)-4,31)+1","v":23},"VIC Ringwood 13 (United Energy) 66 kV23","VIC Ringwood 13 (United Energy) 66 kV"]
[null,null,null,"The connection point is weather sensitive and summer peaking.",null,null,null,null,null,null,null,null,null,null,null,null,null,24,"VIC Ringwood 13 (United Energy) 66 kV24",{"$f":"T1700","v":"VIC Ringwood 13 (United Energy) 66 kV"}]
[null,null,null,"Diversity factors: Summer = 0.93; Winter = 1.",null,null,null,null,null,null,null,null,null,null,null,null,null,25,"VIC Ringwood 13 (United Energy) 66 kV25","VIC Ringwood 13 (United Energy) 66 kV"]
[null,null,null,"Power factors: Summer = 0.97, lagging; Winter = 0.98, lagging.",null,null,null,null,null,null,null,null,null,null,null,null,null,26,"VIC Ringwood 13 (United Energy) 66 kV26","VIC Ringwood 13 (United Energy) 66 kV"]
[null,null,null,null,null,null,null,null,null,null,null,null,null,null,null,null,null,27,"VIC Ringwood 13 (United Energy) 66 kV27","VIC Ringwood 13 (United Energy) 66 kV"]
[null,null,null,null,null,null,null,null,null,null,null,null,null,null,null,null,null,28,"VIC Ringwood 13 (United Energy) 66 kV28","VIC Ringwood 13 (United Energy) 66 kV"]
[null,null,null,null,null,null,null,null,null,null,null,null,null,null,null,null,null,29,"VIC Ringwood 13 (United Energy) 66 kV29","VIC Ringwood 13 (United Energy) 66 kV"]
[null,null,null,null,null,null,null,null,null,null,null,null,null,null,null,null,null,30,"VIC Ringwood 13 (United Energy) 66 kV30","VIC Ringwood 13 (United Energy) 66 kV"]
[null,null,null,null,null,null,null,null,null,null,null,null,null,null,null,null,null,31,"VIC Ringwood 13 (United Energy) 66 kV31","VIC Ringwood 13 (United Energy) 66 kV"]
[null,null,"VIC Ringwood 24 (AusNet) 66 kV",null,null,null,null,null,null,null,null,null,null,null,null,null,null,1,"VIC Ringwood 24 (AusNet) 66 kV1",{"$f":"C1709","v":"VIC Ringwood 24 (AusNet) 66 kV"}]
[null,null,null,null,null,null,null,null,null,null,null,null,null,null,null,null,null,2,"VIC Ringwood 24 (AusNet) 66 kV2",{"$f":"T1709","v":"VIC Ringwood 24 (AusNet) 66 kV"}]
[null,null,null,"MAIN SECTORS",null,null,null,null,null,null,null,null,null,null,null,null,null,3,"VIC Ringwood 24 (AusNet) 66 kV3","VIC Ringwood 24 (AusNet) 66 kV"]
[null,null,null,"Predominantly residential and commercial.",null,null,null,null,null,null,null,null,null,null,null,null,null,4,"VIC Ringwood 24 (AusNet) 66 kV4","VIC Ringwood 24 (AusNet) 66 kV"]
[null,null,null,null,null,null,null,null,null,null,null,null,null,null,null,null,null,5,"VIC Ringwood 24 (AusNet) 66 kV5","VIC Ringwood 24 (AusNet) 66 kV"]
[null,null,null,null,null,null,null,null,null,null,null,null,null,null,null,null,null,6,"VIC Ringwood 24 (AusNet) 66 kV6","VIC Ringwood 24 (AusNet) 66 kV"]
[null,null,null,null,null,null,null,null,null,null,null,null,null,null,null,null,null,7,"VIC Ringwood 24 (AusNet) 66 kV7","VIC Ringwood 24 (AusNet) 66 kV"]
[null,null,null,null,null,null,null,null,null,null,null,null,null,null,null,null,null,8,"VIC Ringwood 24 (AusNet) 66 kV8","VIC Ringwood 24 (AusNet) 66 kV"]
[null,null,null,"MEDIUM SCENARIO",null,null,null,null,null,null,null,null,null,null,null,null,null,9,"VIC Ringwood 24 (AusNet) 66 kV9","VIC Ringwood 24 (AusNet) 66 kV"]
[null,null,null,"Summer",null,null,null,null,null,null,null,null,null,null,null,null,null,10,"VIC Ringwood 24 (AusNet) 66 kV10","VIC Ringwood 24 (AusNet) 66 kV"]
[null,null,null,"Temperature corrected actuals increased from 2005 until 2012, and have been declining since.",null,null,null,null,null,null,null,null,null,null,null,null,null,11,"VIC Ringwood 24 (AusNet) 66 kV11","VIC Ringwood 24 (AusNet) 66 kV"]
[null,null,null,"Forecast demand is decreasing over the outlook period.",null,null,null,null,null,null,null,null,null,null,null,null,null,12,"VIC Ringwood 24 (AusNet) 66 kV12","VIC Ringwood 24 (AusNet) 66 kV"]
[null,null,null,"The POE10 adjustment for PV and EE ranges from 6.1% to 16% over the outlook period, with EE contributing 0.1% to 0.7% of the adjustment.",null,null,null,null,null,null,null,null,null,null,null,null,null,13,"VIC Ringwood 24 (AusNet) 66 kV13","VIC Ringwood 24 (AusNet) 66 kV"]
[null,null,null,null,null,null,null,null,null,null,null,null,null,null,null,null,null,14,"VIC Ringwood 24 (AusNet) 66 kV14","VIC Ringwood 24 (AusNet) 66 kV"]
[null,null,null,null,null,null,null,null,null,null,null,null,null,null,null,null,null,15,"VIC Ringwood 24 (AusNet) 66 kV15","VIC Ringwood 24 (AusNet) 66 kV"]
[null,null,null,"Winter",null,null,null,null,null,null,null,null,null,null,null,null,null,16,"VIC Ringwood 24 (AusNet) 66 kV16","VIC Ringwood 24 (AusNet) 66 kV"]
[null,null,null,"Temperature corrected actuals have declined since 2005.",null,null,null,null,null,null,null,null,null,null,null,null,null,17,"VIC Ringwood 24 (AusNet) 66 kV17","VIC Ringwood 24 (AusNet) 66 kV"]
[null,null,null,"Forecast demand is decreasing over the outlook period.",null,null,null,null,null,null,null,null,null,null,null,null,null,18,"VIC Ringwood 24 (AusNet) 66 kV18","VIC Ringwood 24 (AusNet) 66 kV"]
[null,null,null,"The POE10 adjustment for PV and EE ranges from 2.1% to 7.3% over the outlook period, with EE contributing 0.1% to 1% of the adjustment.",null,null,null,null,null,null,null,null,null,null,null,null,null,19,"VIC Ringwood 24 (AusNet) 66 kV19","VIC Ringwood 24 (AusNet) 66 kV"]
[null,null,null,null,null,null,null,null,null,null,null,null,null,null,null,null,null,20,"VIC Ringwood 24 (AusNet) 66 kV20","VIC Ringwood 24 (AusNet) 66 kV"]
[null,null,null,null,null,null,null,null,null,null,null,null,null,null,null,null,null,21,"VIC Ringwood 24 (AusNet) 66 kV21","VIC Ringwood 24 (AusNet) 66 kV"]
[null,null,null,"Other",null,null,null,null,null,null,null,null,null,null,null,null,null,22,"VIC Ringwood 24 (AusNet) 66 kV22","VIC Ringwood 24 (AusNet) 66 kV"]
[null,null,null,"Supplies Boronia, Croydon, Bayswater.",null,null,null,null,null,null,null,null,null,null,null,null,null,23,"VIC Ringwood 24 (AusNet) 66 kV23","VIC Ringwood 24 (AusNet) 66 kV"]
[null,null,null,"The connection point is weather sensitive and summer peaking.",null,null,null,null,null,null,null,null,null,null,null,null,null,24,"VIC Ringwood 24 (AusNet) 66 kV24","VIC Ringwood 24 (AusNet) 66 kV"]
[null,null,null,"Diversity factors: Summer = 0.93; Winter = 0.92.",null,null,null,null,null,null,null,null,null,null,null,null,null,25,{"$f":"T1733&R1733","v":"VIC Ringwood 24 (AusNet) 66 kV25"},"VIC Ringwood 24 (AusNet) 66 kV"]
[null,null,null,"Power factors: Summer = 0.97, lagging; Winter = 0.98, lagging.",null,null,null,null,null,null,null,null,null,null,null,null,null,26,"VIC Ringwood 24 (AusNet) 66 kV26","VIC Ringwood 24 (AusNet) 66 kV"]
[null,null,null,null,null,null,null,null,null,null,null,null,null,null,null,null,null,27,"VIC Ringwood 24 (AusNet) 66 kV27","VIC Ringwood 24 (AusNet) 66 kV"]
[null,null,null,null,null,null,null,null,null,null,null,null,null,null,null,null,null,28,"VIC Ringwood 24 (AusNet) 66 kV28","VIC Ringwood 24 (AusNet) 66 kV"]
[null,null,null,null,null,null,null,null,null,null,null,null,null,null,null,null,null,29,"VIC Ringwood 24 (AusNet) 66 kV29","VIC Ringwood 24 (AusNet) 66 kV"]
[null,null,null,null,null,null,null,null,null,null,null,null,null,null,null,null,null,30,"VIC Ringwood 24 (AusNet) 66 kV30","VIC Ringwood 24 (AusNet) 66 kV"]
[null,null,null,null,null,null,null,null,null,null,null,null,null,null,null,null,null,31,"VIC Ringwood 24 (AusNet) 66 kV31","VIC Ringwood 24 (AusNet) 66 kV"]
[null,null,"VIC Shepparton (Powercor) 66 kV",null,null,null,null,null,null,null,null,null,null,null,null,null,null,1,"VIC Shepparton (Powercor) 66 kV1",{"$f":"C1740","v":"VIC Shepparton (Powercor) 66 kV"}]
[null,null,null,null,null,null,null,null,null,null,null,null,null,null,null,null,null,2,"VIC Shepparton (Powercor) 66 kV2",{"$f":"T1740","v":"VIC Shepparton (Powercor) 66 kV"}]
[null,null,null,"MAIN SECTORS",null,null,null,null,null,null,null,null,null,null,null,null,null,3,"VIC Shepparton (Powercor) 66 kV3","VIC Shepparton (Powercor) 66 kV"]
[null,null,null,"Mix of agricultural, residential and commercial.",null,null,null,null,null,null,null,null,null,null,null,null,null,4,"VIC Shepparton (Powercor) 66 kV4","VIC Shepparton (Powercor) 66 kV"]
[null,null,null,null,null,null,null,null,null,null,null,null,null,null,null,null,null,5,"VIC Shepparton (Powercor) 66 kV5","VIC Shepparton (Powercor) 66 kV"]
[null,null,null,null,null,null,null,null,null,null,null,null,null,null,null,null,null,6,"VIC Shepparton (Powercor) 66 kV6","VIC Shepparton (Powercor) 66 kV"]
[null,null,null,null,null,null,null,null,null,null,null,null,null,null,null,null,null,7,"VIC Shepparton (Powercor) 66 kV7","VIC Shepparton (Powercor) 66 kV"]
[null,null,null,null,null,null,null,null,null,null,null,null,null,null,null,null,null,8,"VIC Shepparton (Powercor) 66 kV8","VIC Shepparton (Powercor) 66 kV"]
[null,null,null,"MEDIUM SCENARIO",null,null,null,null,null,null,null,null,null,null,null,null,null,9,"VIC Shepparton (Powercor) 66 kV9","VIC Shepparton (Powercor) 66 kV"]
[null,null,null,"Summer",null,null,null,null,null,null,null,null,null,null,null,null,null,10,"VIC Shepparton (Powercor) 66 kV10","VIC Shepparton (Powercor) 66 kV"]
[null,null,null,"Temperature corrected actuals have been relatively flat since 2005.",null,null,null,null,null,null,null,null,null,null,null,null,null,11,"VIC Shepparton (Powercor) 66 kV11","VIC Shepparton (Powercor) 66 kV"]
[null,null,null,"Forecast demand is increasing over the outlook period.",null,null,null,null,null,null,null,null,null,null,null,null,null,12,"VIC Shepparton (Powercor) 66 kV12","VIC Shepparton (Powercor) 66 kV"]
[null,null,null,"The POE10 adjustment for PV and EE ranges from 6% to 10.6% over the outlook period, with EE contributing 0.1% to 0.5% of the adjustment.",null,null,null,null,null,null,null,null,null,null,null,null,null,13,"VIC Shepparton (Powercor) 66 kV13","VIC Shepparton (Powercor) 66 kV"]
[null,null,null,null,null,null,null,null,null,null,null,null,null,null,null,null,null,14,"VIC Shepparton (Powercor) 66 kV14","VIC Shepparton (Powercor) 66 kV"]
[null,null,null,null,null,null,null,null,null,null,null,null,null,null,null,null,null,15,"VIC Shepparton (Powercor) 66 kV15","VIC Shepparton (Powercor) 66 kV"]
[null,null,null,"Winter",null,null,null,null,null,null,null,null,null,null,null,null,null,16,"VIC Shepparton (Powercor) 66 kV16","VIC Shepparton (Powercor) 66 kV"]
[null,null,null,"Temperature corrected actuals declined from 2005 until 2012, and have been increasing since.",null,null,null,null,null,null,null,null,null,null,null,null,null,17,"VIC Shepparton (Powercor) 66 kV17","VIC Shepparton (Powercor) 66 kV"]
[null,null,null,"Forecast demand is increasingover the outlook period.",null,null,null,null,null,null,null,null,null,null,null,null,null,18,"VIC Shepparton (Powercor) 66 kV18","VIC Shepparton (Powercor) 66 kV"]
[null,null,null,"The POE10 adjustment for PV and EE ranges from 0.1% to 0.7% over the outlook period, with EE contributing 0.1% to 0.7% of the adjustment.",null,null,null,null,null,null,null,null,null,null,null,null,null,19,"VIC Shepparton (Powercor) 66 kV19","VIC Shepparton (Powercor) 66 kV"]
[null,null,null,null,null,null,null,null,null,null,null,null,null,null,null,null,null,20,"VIC Shepparton (Powercor) 66 kV20","VIC Shepparton (Powercor) 66 kV"]
[null,null,null,null,null,null,null,null,null,null,null,null,null,null,null,null,null,21,"VIC Shepparton (Powercor) 66 kV21","VIC Shepparton (Powercor) 66 kV"]
[null,null,null,"Other",null,null,null,null,null,null,null,null,null,null,null,null,null,22,"VIC Shepparton (Powercor) 66 kV22","VIC Shepparton (Powercor) 66 kV"]
[null,null,null,"Supplies Shepparton, Kyabram, Mooroopna, Congupna, Cobram, Numurkah.",null,null,null,null,null,null,null,null,null,null,null,null,null,23,"VIC Shepparton (Powercor) 66 kV23","VIC Shepparton (Powercor) 66 kV"]
[null,null,null,"The connection point is weather sensitive and summer peaking. New commercials loads planned from 2017.",null,null,null,null,null,null,null,null,null,null,null,null,null,24,"VIC Shepparton (Powercor) 66 kV24","VIC Shepparton (Powercor) 66 kV"]
[null,null,null,"The impact of embedded generation at Tatura Biomass Generator, Shepparton Wastewater Treatment Facility, and Yarawonga Hydro Power Station has been removed in this forecast.",null,null,null,null,null,null,null,null,null,null,null,null,null,{"$f":"MOD(ROW(Q1764)-4,31)+1","v":25},"VIC Shepparton (Powercor) 66 kV25","VIC Shepparton (Powercor) 66 kV"]
[null,null,null,"Diversity factors: Summer = 0.86; Winter = 0.96.",null,null,null,null,null,null,null,null,null,null,null,null,null,26,"VIC Shepparton (Powercor) 66 kV26",{"$f":"T1764","v":"VIC Shepparton (Powercor) 66 kV"}]
[null,null,null,"Power factors: Summer = 0.99, lagging; Winter = 0.99, leading.",null,null,null,null,null,null,null,null,null,null,null,null,null,27,"VIC Shepparton (Powercor) 66 kV27","VIC Shepparton (Powercor) 66 kV"]
[null,null,null,null,null,null,null,null,null,null,null,null,null,null,null,null,null,28,"VIC Shepparton (Powercor) 66 kV28","VIC Shepparton (Powercor) 66 kV"]
[null,null,null,null,null,null,null,null,null,null,null,null,null,null,null,null,null,29,"VIC Shepparton (Powercor) 66 kV29","VIC Shepparton (Powercor) 66 kV"]
[null,null,null,null,null,null,null,null,null,null,null,null,null,null,null,null,null,30,"VIC Shepparton (Powercor) 66 kV30","VIC Shepparton (Powercor) 66 kV"]
[null,null,null,null,null,null,null,null,null,null,null,null,null,null,null,null,null,31,"VIC Shepparton (Powercor) 66 kV31","VIC Shepparton (Powercor) 66 kV"]
[null,null,"VIC South Morang (Jemena) 66 kV",null,null,null,null,null,null,null,null,null,null,null,null,null,null,1,"VIC South Morang (Jemena) 66 kV1",{"$f":"C1771","v":"VIC South Morang (Jemena) 66 kV"}]
[null,null,null,null,null,null,null,null,null,null,null,null,null,null,null,null,null,2,"VIC South Morang (Jemena) 66 kV2",{"$f":"T1771","v":"VIC South Morang (Jemena) 66 kV"}]
[null,null,null,"MAIN SECTORS",null,null,null,null,null,null,null,null,null,null,null,null,null,3,"VIC South Morang (Jemena) 66 kV3","VIC South Morang (Jemena) 66 kV"]
[null,null,null,"Predominantly residential and commercial.",null,null,null,null,null,null,null,null,null,null,null,null,null,4,"VIC South Morang (Jemena) 66 kV4","VIC South Morang (Jemena) 66 kV"]
[null,null,null,null,null,null,null,null,null,null,null,null,null,null,null,null,null,5,"VIC South Morang (Jemena) 66 kV5","VIC South Morang (Jemena) 66 kV"]
[null,null,null,null,null,null,null,null,null,null,null,null,null,null,null,null,null,6,"VIC South Morang (Jemena) 66 kV6","VIC South Morang (Jemena) 66 kV"]
[null,null,null,null,null,null,null,null,null,null,null,null,null,null,null,null,null,7,"VIC South Morang (Jemena) 66 kV7","VIC South Morang (Jemena) 66 kV"]
[null,null,null,null,null,null,null,null,null,null,null,null,null,null,null,null,null,8,"VIC South Morang (Jemena) 66 kV8","VIC South Morang (Jemena) 66 kV"]
[null,null,null,"MEDIUM SCENARIO",null,null,null,null,null,null,null,null,null,null,null,null,null,9,"VIC South Morang (Jemena) 66 kV9","VIC South Morang (Jemena) 66 kV"]
[null,null,null,"Summer",null,null,null,null,null,null,null,null,null,null,null,null,null,10,"VIC South Morang (Jemena) 66 kV10","VIC South Morang (Jemena) 66 kV"]
[null,null,null,"Temperature corrected actuals have declined since 2005.",null,null,null,null,null,null,null,null,null,null,null,null,null,11,"VIC South Morang (Jemena) 66 kV11","VIC South Morang (Jemena) 66 kV"]
[null,null,null,"Forecast demand is decreasing over the outlook period.",null,null,null,null,null,null,null,null,null,null,null,null,null,12,"VIC South Morang (Jemena) 66 kV12","VIC South Morang (Jemena) 66 kV"]
[null,null,null,"The POE10 adjustment for PV and EE ranges from 7.8% to 19.3% over the outlook period, with EE contributing 0.1% to 0.6% of the adjustment.",null,null,null,null,null,null,null,null,null,null,null,null,null,13,"VIC South Morang (Jemena) 66 kV13","VIC South Morang (Jemena) 66 kV"]
[null,null,null,null,null,null,null,null,null,null,null,null,null,null,null,null,null,14,"VIC South Morang (Jemena) 66 kV14","VIC South Morang (Jemena) 66 kV"]
[null,null,null,null,null,null,null,null,null,null,null,null,null,null,null,null,null,15,"VIC South Morang (Jemena) 66 kV15","VIC South Morang (Jemena) 66 kV"]
[null,null,null,"Winter",null,null,null,null,null,null,null,null,null,null,null,null,null,16,"VIC South Morang (Jemena) 66 kV16","VIC South Morang (Jemena) 66 kV"]
[null,null,null,"Temperature corrected actuals have declined since 2010.",null,null,null,null,null,null,null,null,null,null,null,null,null,17,"VIC South Morang (Jemena) 66 kV17","VIC South Morang (Jemena) 66 kV"]
[null,null,null,"Forecast demand is increasing over the outlook period.",null,null,null,null,null,null,null,null,null,null,null,null,null,18,"VIC South Morang (Jemena) 66 kV18","VIC South Morang (Jemena) 66 kV"]
[null,null,null,"The POE10 adjustment for PV and EE ranges from 1.8% to 3.5% over the outlook period, with EE contributing 0.1% to 0.6% of the adjustment.",null,null,null,null,null,null,null,null,null,null,null,null,null,19,"VIC South Morang (Jemena) 66 kV19","VIC South Morang (Jemena) 66 kV"]
[null,null,null,null,null,null,null,null,null,null,null,null,null,null,null,null,null,20,"VIC South Morang (Jemena) 66 kV20","VIC South Morang (Jemena) 66 kV"]
[null,null,null,null,null,null,null,null,null,null,null,null,null,null,null,null,null,21,"VIC South Morang (Jemena) 66 kV21","VIC South Morang (Jemena) 66 kV"]
[null,null,null,"Other",null,null,null,null,null,null,null,null,null,null,null,null,null,22,"VIC South Morang (Jemena) 66 kV22","VIC South Morang (Jemena) 66 kV"]
[null,null,null,"Supplies Somerton.",null,null,null,null,null,null,null,null,null,null,null,null,null,23,"VIC South Morang (Jemena) 66 kV23","VIC South Morang (Jemena) 66 kV"]
[null,null,null,"The connection point is weather sensitive and summer peaking.",null,null,null,null,null,null,null,null,null,null,null,null,null,24,"VIC South Morang (Jemena) 66 kV24","VIC South Morang (Jemena) 66 kV"]
[null,null,null,"The impact of embedded generation at Somerton Power Station, and Wollert Renewable Energy Facilityhas been removed in this forecast.",null,null,null,null,null,null,null,null,null,null,null,null,null,25,"VIC South Morang (Jemena) 66 kV25","VIC South Morang (Jemena) 66 kV"]
[null,null,null,"Diversity factors: Summer = 0.91; Winter = 0.92.",null,null,null,null,null,null,null,null,null,null,null,null,null,26,"VIC South Morang (Jemena) 66 kV26","VIC South Morang (Jemena) 66 kV"]
[null,null,null,"Power factors: Summer = 0.99, lagging; Winter = 1, lagging.",null,null,null,null,null,null,null,null,null,null,null,null,null,27,{"$f":"T1797&R1797","v":"VIC South Morang (Jemena) 66 kV27"},"VIC South Morang (Jemena) 66 kV"]
[null,null,null,null,null,null,null,null,null,null,null,null,null,null,null,null,null,28,"VIC South Morang (Jemena) 66 kV28","VIC South Morang (Jemena) 66 kV"]
[null,null,null,null,null,null,null,null,null,null,null,null,null,null,null,null,null,29,"VIC South Morang (Jemena) 66 kV29","VIC South Morang (Jemena) 66 kV"]
[null,null,null,null,null,null,null,null,null,null,null,null,null,null,null,null,null,30,"VIC South Morang (Jemena) 66 kV30","VIC South Morang (Jemena) 66 kV"]
[null,null,null,null,null,null,null,null,null,null,null,null,null,null,null,null,null,31,"VIC South Morang (Jemena) 66 kV31","VIC South Morang (Jemena) 66 kV"]
[null,null,"VIC South Morang (AusNet) 66 kV",null,null,null,null,null,null,null,null,null,null,null,null,null,null,1,"VIC South Morang (AusNet) 66 kV1",{"$f":"C1802","v":"VIC South Morang (AusNet) 66 kV"}]
[null,null,null,null,null,null,null,null,null,null,null,null,null,null,null,null,null,2,"VIC South Morang (AusNet) 66 kV2",{"$f":"T1802","v":"VIC South Morang (AusNet) 66 kV"}]
[null,null,null,"MAIN SECTORS",null,null,null,null,null,null,null,null,null,null,null,null,null,3,"VIC South Morang (AusNet) 66 kV3","VIC South Morang (AusNet) 66 kV"]
[null,null,null,"Predominantly residential.",null,null,null,null,null,null,null,null,null,null,null,null,null,4,"VIC South Morang (AusNet) 66 kV4","VIC South Morang (AusNet) 66 kV"]
[null,null,null,null,null,null,null,null,null,null,null,null,null,null,null,null,null,5,"VIC South Morang (AusNet) 66 kV5","VIC South Morang (AusNet) 66 kV"]
[null,null,null,null,null,null,null,null,null,null,null,null,null,null,null,null,null,6,"VIC South Morang (AusNet) 66 kV6","VIC South Morang (AusNet) 66 kV"]
[null,null,null,null,null,null,null,null,null,null,null,null,null,null,null,null,null,7,"VIC South Morang (AusNet) 66 kV7","VIC South Morang (AusNet) 66 kV"]
[null,null,null,null,null,null,null,null,null,null,null,null,null,null,null,null,null,8,"VIC South Morang (AusNet) 66 kV8","VIC South Morang (AusNet) 66 kV"]
[null,null,null,"MEDIUM SCENARIO",null,null,null,null,null,null,null,null,null,null,null,null,null,9,"VIC South Morang (AusNet) 66 kV9","VIC South Morang (AusNet) 66 kV"]
[null,null,null,"Summer",null,null,null,null,null,null,null,null,null,null,null,null,null,10,"VIC South Morang (AusNet) 66 kV10","VIC South Morang (AusNet) 66 kV"]
[null,null,null,"Temperature corrected actuals have increased since 2009.",null,null,null,null,null,null,null,null,null,null,null,null,null,11,"VIC South Morang (AusNet) 66 kV11","VIC South Morang (AusNet) 66 kV"]
[null,null,null,"Forecast demand is increasing over the outlook period.",null,null,null,null,null,null,null,null,null,null,null,null,null,12,"VIC South Morang (AusNet) 66 kV12","VIC South Morang (AusNet) 66 kV"]
[null,null,null,"The POE10 adjustment for PV and EE ranges from 4.1% to 7.4% over the outlook period, with EE contributing 0.1% to 0.6% of the adjustment.",null,null,null,null,null,null,null,null,null,null,null,null,null,13,"VIC South Morang (AusNet) 66 kV13","VIC South Morang (AusNet) 66 kV"]
[null,null,null,null,null,null,null,null,null,null,null,null,null,null,null,null,null,14,"VIC South Morang (AusNet) 66 kV14","VIC South Morang (AusNet) 66 kV"]
[null,null,null,null,null,null,null,null,null,null,null,null,null,null,null,null,null,15,"VIC South Morang (AusNet) 66 kV15","VIC South Morang (AusNet) 66 kV"]
[null,null,null,"Winter",null,null,null,null,null,null,null,null,null,null,null,null,null,16,"VIC South Morang (AusNet) 66 kV16","VIC South Morang (AusNet) 66 kV"]
[null,null,null,"Temperature corrected actuals have increased since 2009.",null,null,null,null,null,null,null,null,null,null,null,null,null,17,"VIC South Morang (AusNet) 66 kV17","VIC South Morang (AusNet) 66 kV"]
[null,null,null,"Forecast demand is increasing over the outlook period.",null,null,null,null,null,null,null,null,null,null,null,null,null,18,"VIC South Morang (AusNet) 66 kV18","VIC South Morang (AusNet) 66 kV"]
[null,null,null,"The POE10 adjustment for PV and EE ranges from 0.1% to 0.9% over the outlook period, with EE contributing 0.1% to 0.9% of the adjustment.",null,null,null,null,null,null,null,null,null,null,null,null,null,19,"VIC South Morang (AusNet) 66 kV19","VIC South Morang (AusNet) 66 kV"]
[null,null,null,null,null,null,null,null,null,null,null,null,null,null,null,null,null,20,"VIC South Morang (AusNet) 66 kV20","VIC South Morang (AusNet) 66 kV"]
[null,null,null,null,null,null,null,null,null,null,null,null,null,null,null,null,null,21,"VIC South Morang (AusNet) 66 kV21","VIC South Morang (AusNet) 66 kV"]
[null,null,null,"Other",null,null,null,null,null,null,null,null,null,null,null,null,null,22,"VIC South Morang (AusNet) 66 kV22","VIC South Morang (AusNet) 66 kV"]
[null,null,null,"Supplies Kalkallo, Epping, South Morang, Doreen, Kilmore South, Seymour, Yea, Murrindindi, Kinglake.",null,null,null,null,null,null,null,null,null,null,null,null,null,23,"VIC South Morang (AusNet) 66 kV23","VIC South Morang (AusNet) 66 kV"]
[null,null,null,"The connection point is weather sensitive and summer peaking. New commercials loads planned from 2015.",null,null,null,null,null,null,null,null,null,null,null,null,null,24,"VIC South Morang (AusNet) 66 kV24","VIC South Morang (AusNet) 66 kV"]
[null,null,null,"The impact of embedded generation at Eildon Pondage, and Rubiconhas been removed in this forecast.",null,null,null,null,null,null,null,null,null,null,null,null,null,25,"VIC South Morang (AusNet) 66 kV25","VIC South Morang (AusNet) 66 kV"]
[null,null,null,"Diversity factors: Summer = 0.91; Winter = 0.99.",null,null,null,null,null,null,null,null,null,null,null,null,null,26,"VIC South Morang (AusNet) 66 kV26","VIC South Morang (AusNet) 66 kV"]
[null,null,null,"Power factors: Summer = 0.99, lagging; Winter = 1, lagging.",null,null,null,null,null,null,null,null,null,null,null,null,null,{"$f":"MOD(ROW(Q1828)-4,31)+1","v":27},"VIC South Morang (AusNet) 66 kV27","VIC South Morang (AusNet) 66 kV"]
[null,null,null,null,null,null,null,null,null,null,null,null,null,null,null,null,null,28,"VIC South Morang (AusNet) 66 kV28",{"$f":"T1828","v":"VIC South Morang (AusNet) 66 kV"}]
[null,null,null,null,null,null,null,null,null,null,null,null,null,null,null,null,null,29,"VIC South Morang (AusNet) 66 kV29","VIC South Morang (AusNet) 66 kV"]
[null,null,null,null,null,null,null,null,null,null,null,null,null,null,null,null,null,30,"VIC South Morang (AusNet) 66 kV30","VIC South Morang (AusNet) 66 kV"]
[null,null,null,null,null,null,null,null,null,null,null,null,null,null,null,null,null,31,"VIC South Morang (AusNet) 66 kV31","VIC South Morang (AusNet) 66 kV"]
[null,null,"VIC Springvale 12 (United Energy) 66 kV",null,null,null,null,null,null,null,null,null,null,null,null,null,null,1,"VIC Springvale 12 (United Energy) 66 kV1",{"$f":"C1833","v":"VIC Springvale 12 (United Energy) 66 kV"}]
[null,null,null,null,null,null,null,null,null,null,null,null,null,null,null,null,null,2,"VIC Springvale 12 (United Energy) 66 kV2",{"$f":"T1833","v":"VIC Springvale 12 (United Energy) 66 kV"}]
[null,null,null,"MAIN SECTORS",null,null,null,null,null,null,null,null,null,null,null,null,null,3,"VIC Springvale 12 (United Energy) 66 kV3","VIC Springvale 12 (United Energy) 66 kV"]
[null,null,null,"Mix of industrial, residential and commercial.",null,null,null,null,null,null,null,null,null,null,null,null,null,4,"VIC Springvale 12 (United Energy) 66 kV4","VIC Springvale 12 (United Energy) 66 kV"]
[null,null,null,null,null,null,null,null,null,null,null,null,null,null,null,null,null,5,"VIC Springvale 12 (United Energy) 66 kV5","VIC Springvale 12 (United Energy) 66 kV"]
[null,null,null,null,null,null,null,null,null,null,null,null,null,null,null,null,null,6,"VIC Springvale 12 (United Energy) 66 kV6","VIC Springvale 12 (United Energy) 66 kV"]
[null,null,null,null,null,null,null,null,null,null,null,null,null,null,null,null,null,7,"VIC Springvale 12 (United Energy) 66 kV7","VIC Springvale 12 (United Energy) 66 kV"]
[null,null,null,null,null,null,null,null,null,null,null,null,null,null,null,null,null,8,"VIC Springvale 12 (United Energy) 66 kV8","VIC Springvale 12 (United Energy) 66 kV"]
[null,null,null,"MEDIUM SCENARIO",null,null,null,null,null,null,null,null,null,null,null,null,null,9,"VIC Springvale 12 (United Energy) 66 kV9","VIC Springvale 12 (United Energy) 66 kV"]
[null,null,null,"Summer",null,null,null,null,null,null,null,null,null,null,null,null,null,10,"VIC Springvale 12 (United Energy) 66 kV10","VIC Springvale 12 (United Energy) 66 kV"]
[null,null,null,"Temperature corrected actuals increased from 2005 until 2010, and have been generally declining since.",null,null,null,null,null,null,null,null,null,null,null,null,null,11,"VIC Springvale 12 (United Energy) 66 kV11","VIC Springvale 12 (United Energy) 66 kV"]
[null,null,null,"Forecast demand is declining over the outlook period.",null,null,null,null,null,null,null,null,null,null,null,null,null,12,"VIC Springvale 12 (United Energy) 66 kV12","VIC Springvale 12 (United Energy) 66 kV"]
[null,null,null,"The POE10 adjustment for PV and EE ranges from 4.8% to 12.2% over the outlook period, with EE contributing 0.1% to 0.7% of the adjustment.",null,null,null,null,null,null,null,null,null,null,null,null,null,13,"VIC Springvale 12 (United Energy) 66 kV13","VIC Springvale 12 (United Energy) 66 kV"]
[null,null,null,null,null,null,null,null,null,null,null,null,null,null,null,null,null,14,"VIC Springvale 12 (United Energy) 66 kV14","VIC Springvale 12 (United Energy) 66 kV"]
[null,null,null,null,null,null,null,null,null,null,null,null,null,null,null,null,null,15,"VIC Springvale 12 (United Energy) 66 kV15","VIC Springvale 12 (United Energy) 66 kV"]
[null,null,null,"Winter",null,null,null,null,null,null,null,null,null,null,null,null,null,16,"VIC Springvale 12 (United Energy) 66 kV16","VIC Springvale 12 (United Energy) 66 kV"]
[null,null,null,"Temperature corrected actuals increased from 2005 until 2010, and generally declinined until an increase in 2014.",null,null,null,null,null,null,null,null,null,null,null,null,null,17,"VIC Springvale 12 (United Energy) 66 kV17","VIC Springvale 12 (United Energy) 66 kV"]
[null,null,null,"Forecast demand is increasing over the outlook period.",null,null,null,null,null,null,null,null,null,null,null,null,null,18,"VIC Springvale 12 (United Energy) 66 kV18","VIC Springvale 12 (United Energy) 66 kV"]
[null,null,null,"The POE10 adjustment for PV and EE ranges from 1.4% to 4.1% over the outlook period, with EE contributing 0.1% to 0.8% of the adjustment.",null,null,null,null,null,null,null,null,null,null,null,null,null,19,"VIC Springvale 12 (United Energy) 66 kV19","VIC Springvale 12 (United Energy) 66 kV"]
[null,null,null,null,null,null,null,null,null,null,null,null,null,null,null,null,null,20,"VIC Springvale 12 (United Energy) 66 kV20","VIC Springvale 12 (United Energy) 66 kV"]
[null,null,null,null,null,null,null,null,null,null,null,null,null,null,null,null,null,21,"VIC Springvale 12 (United Energy) 66 kV21","VIC Springvale 12 (United Energy) 66 kV"]
[null,null,null,"Other",null,null,null,null,null,null,null,null,null,null,null,null,null,22,"VIC Springvale 12 (United Energy) 66 kV22","VIC Springvale 12 (United Energy) 66 kV"]
[null,null,null,"Supplies Springvale, Oakleigh, Clarinda, Noble Park.",null,null,null,null,null,null,null,null,null,null,null,null,null,23,"VIC Springvale 12 (United Energy) 66 kV23","VIC Springvale 12 (United Energy) 66 kV"]
[null,null,null,"The connection point is weather sensitive and summer peaking. New commercials loads planned from 2016.",null,null,null,null,null,null,null,null,null,null,null,null,null,24,"VIC Springvale 12 (United Energy) 66 kV24","VIC Springvale 12 (United Energy) 66 kV"]
[null,null,null,"The impact of embedded generation at Claytons Landfill Gas Power Station and Springvale Landfill Gas Power Station has been removed in this forecast.",null,null,null,null,null,null,null,null,null,null,null,null,null,25,"VIC Springvale 12 (United Energy) 66 kV25","VIC Springvale 12 (United Energy) 66 kV"]
[null,null,null,"Diversity factors: Summer = 0.94; Winter = 0.93.",null,null,null,null,null,null,null,null,null,null,null,null,null,26,"VIC Springvale 12 (United Energy) 66 kV26","VIC Springvale 12 (United Energy) 66 kV"]
[null,null,null,"Power factors: Summer = 0.98, lagging; Winter = 0.98, lagging.",null,null,null,null,null,null,null,null,null,null,null,null,null,27,"VIC Springvale 12 (United Energy) 66 kV27","VIC Springvale 12 (United Energy) 66 kV"]
[null,null,null,null,null,null,null,null,null,null,null,null,null,null,null,null,null,28,"VIC Springvale 12 (United Energy) 66 kV28","VIC Springvale 12 (United Energy) 66 kV"]
[null,null,null,null,null,null,null,null,null,null,null,null,null,null,null,null,null,29,{"$f":"T1861&R1861","v":"VIC Springvale 12 (United Energy) 66 kV29"},"VIC Springvale 12 (United Energy) 66 kV"]
[null,null,null,null,null,null,null,null,null,null,null,null,null,null,null,null,null,30,"VIC Springvale 12 (United Energy) 66 kV30","VIC Springvale 12 (United Energy) 66 kV"]
[null,null,null,null,null,null,null,null,null,null,null,null,null,null,null,null,null,31,"VIC Springvale 12 (United Energy) 66 kV31","VIC Springvale 12 (United Energy) 66 kV"]
[null,null,"VIC Springvale 34 (CitiPower) 66 kV",null,null,null,null,null,null,null,null,null,null,null,null,null,null,1,"VIC Springvale 34 (CitiPower) 66 kV1",{"$f":"C1864","v":"VIC Springvale 34 (CitiPower) 66 kV"}]
[null,null,null,null,null,null,null,null,null,null,null,null,null,null,null,null,null,2,"VIC Springvale 34 (CitiPower) 66 kV2",{"$f":"T1864","v":"VIC Springvale 34 (CitiPower) 66 kV"}]
[null,null,null,"MAIN SECTORS",null,null,null,null,null,null,null,null,null,null,null,null,null,3,"VIC Springvale 34 (CitiPower) 66 kV3","VIC Springvale 34 (CitiPower) 66 kV"]
[null,null,null,"Predominantly residential and commercial.",null,null,null,null,null,null,null,null,null,null,null,null,null,4,"VIC Springvale 34 (CitiPower) 66 kV4","VIC Springvale 34 (CitiPower) 66 kV"]
[null,null,null,null,null,null,null,null,null,null,null,null,null,null,null,null,null,5,"VIC Springvale 34 (CitiPower) 66 kV5","VIC Springvale 34 (CitiPower) 66 kV"]
[null,null,null,null,null,null,null,null,null,null,null,null,null,null,null,null,null,6,"VIC Springvale 34 (CitiPower) 66 kV6","VIC Springvale 34 (CitiPower) 66 kV"]
[null,null,null,null,null,null,null,null,null,null,null,null,null,null,null,null,null,7,"VIC Springvale 34 (CitiPower) 66 kV7","VIC Springvale 34 (CitiPower) 66 kV"]
[null,null,null,null,null,null,null,null,null,null,null,null,null,null,null,null,null,8,"VIC Springvale 34 (CitiPower) 66 kV8","VIC Springvale 34 (CitiPower) 66 kV"]
[null,null,null,"MEDIUM SCENARIO",null,null,null,null,null,null,null,null,null,null,null,null,null,9,"VIC Springvale 34 (CitiPower) 66 kV9","VIC Springvale 34 (CitiPower) 66 kV"]
[null,null,null,"Summer",null,null,null,null,null,null,null,null,null,null,null,null,null,10,"VIC Springvale 34 (CitiPower) 66 kV10","VIC Springvale 34 (CitiPower) 66 kV"]
[null,null,null,"Temperature corrected actuals increased from 2005 until 2012, and have been declining since.",null,null,null,null,null,null,null,null,null,null,null,null,null,11,"VIC Springvale 34 (CitiPower) 66 kV11","VIC Springvale 34 (CitiPower) 66 kV"]
[null,null,null,"Forecast demand is increasing over the outlook period.",null,null,null,null,null,null,null,null,null,null,null,null,null,12,"VIC Springvale 34 (CitiPower) 66 kV12","VIC Springvale 34 (CitiPower) 66 kV"]
[null,null,null,"The POE10 adjustment for PV and EE ranges from 0.5% to 1.8% over the outlook period, with EE contributing 0.1% to 0.6% of the adjustment.",null,null,null,null,null,null,null,null,null,null,null,null,null,13,"VIC Springvale 34 (CitiPower) 66 kV13","VIC Springvale 34 (CitiPower) 66 kV"]
[null,null,null,null,null,null,null,null,null,null,null,null,null,null,null,null,null,14,"VIC Springvale 34 (CitiPower) 66 kV14","VIC Springvale 34 (CitiPower) 66 kV"]
[null,null,null,null,null,null,null,null,null,null,null,null,null,null,null,null,null,15,"VIC Springvale 34 (CitiPower) 66 kV15","VIC Springvale 34 (CitiPower) 66 kV"]
[null,null,null,"Winter",null,null,null,null,null,null,null,null,null,null,null,null,null,16,"VIC Springvale 34 (CitiPower) 66 kV16","VIC Springvale 34 (CitiPower) 66 kV"]
[null,null,null,"Temperature corrected actuals increased from 2005 until 2012, and have been declining since.",null,null,null,null,null,null,null,null,null,null,null,null,null,17,"VIC Springvale 34 (CitiPower) 66 kV17","VIC Springvale 34 (CitiPower) 66 kV"]
[null,null,null,"Forecast demand is increasing over the outlook period.",null,null,null,null,null,null,null,null,null,null,null,null,null,18,"VIC Springvale 34 (CitiPower) 66 kV18","VIC Springvale 34 (CitiPower) 66 kV"]
[null,null,null,"The POE10 adjustment for PV and EE ranges from 0.1% to 0.9% over the outlook period, with EE contributing 0.1% to 0.9% of the adjustment.",null,null,null,null,null,null,null,null,null,null,null,null,null,19,"VIC Springvale 34 (CitiPower) 66 kV19","VIC Springvale 34 (CitiPower) 66 kV"]
[null,null,null,null,null,null,null,null,null,null,null,null,null,null,null,null,null,20,"VIC Springvale 34 (CitiPower) 66 kV20","VIC Springvale 34 (CitiPower) 66 kV"]
[null,null,null,null,null,null,null,null,null,null,null,null,null,null,null,null,null,21,"VIC Springvale 34 (CitiPower) 66 kV21","VIC Springvale 34 (CitiPower) 66 kV"]
[null,null,null,"Other",null,null,null,null,null,null,null,null,null,null,null,null,null,22,"VIC Springvale 34 (CitiPower) 66 kV22","VIC Springvale 34 (CitiPower) 66 kV"]
[null,null,null,"Supplies Riversdale.",null,null,null,null,null,null,null,null,null,null,null,null,null,23,"VIC Springvale 34 (CitiPower) 66 kV23","VIC Springvale 34 (CitiPower) 66 kV"]
[null,null,null,"The connection point is weather sensitive and summer peaking.",null,null,null,null,null,null,null,null,null,null,null,null,null,24,"VIC Springvale 34 (CitiPower) 66 kV24","VIC Springvale 34 (CitiPower) 66 kV"]
[null,null,null,"Diversity factors: Summer = 0.9; Winter = 0.93.",null,null,null,null,null,null,null,null,null,null,null,null,null,25,"VIC Springvale 34 (CitiPower) 66 kV25","VIC Springvale 34 (CitiPower) 66 kV"]
[null,null,null,"Power factors: Summer = 0.98, lagging; Winter = 0.98, lagging.",null,null,null,null,null,null,null,null,null,null,null,null,null,26,"VIC Springvale 34 (CitiPower) 66 kV26","VIC Springvale 34 (CitiPower) 66 kV"]
[null,null,null,null,null,null,null,null,null,null,null,null,null,null,null,null,null,27,"VIC Springvale 34 (CitiPower) 66 kV27","VIC Springvale 34 (CitiPower) 66 kV"]
[null,null,null,null,null,null,null,null,null,null,null,null,null,null,null,null,null,28,"VIC Springvale 34 (CitiPower) 66 kV28","VIC Springvale 34 (CitiPower) 66 kV"]
[null,null,null,null,null,null,null,null,null,null,null,null,null,null,null,null,null,{"$f":"MOD(ROW(Q1892)-4,31)+1","v":29},"VIC Springvale 34 (CitiPower) 66 kV29","VIC Springvale 34 (CitiPower) 66 kV"]
[null,null,null,null,null,null,null,null,null,null,null,null,null,null,null,null,null,30,"VIC Springvale 34 (CitiPower) 66 kV30",{"$f":"T1892","v":"VIC Springvale 34 (CitiPower) 66 kV"}]
[null,null,null,null,null,null,null,null,null,null,null,null,null,null,null,null,null,31,"VIC Springvale 34 (CitiPower) 66 kV31","VIC Springvale 34 (CitiPower) 66 kV"]
[null,null,"VIC Springvale 34 (United Energy) 66 kV",null,null,null,null,null,null,null,null,null,null,null,null,null,null,1,"VIC Springvale 34 (United Energy) 66 kV1",{"$f":"C1895","v":"VIC Springvale 34 (United Energy) 66 kV"}]
[null,null,null,null,null,null,null,null,null,null,null,null,null,null,null,null,null,2,"VIC Springvale 34 (United Energy) 66 kV2",{"$f":"T1895","v":"VIC Springvale 34 (United Energy) 66 kV"}]
[null,null,null,"MAIN SECTORS",null,null,null,null,null,null,null,null,null,null,null,null,null,3,"VIC Springvale 34 (United Energy) 66 kV3","VIC Springvale 34 (United Energy) 66 kV"]
[null,null,null,"Mix of industrial, residential and commercial.",null,null,null,null,null,null,null,null,null,null,null,null,null,4,"VIC Springvale 34 (United Energy) 66 kV4","VIC Springvale 34 (United Energy) 66 kV"]
[null,null,null,null,null,null,null,null,null,null,null,null,null,null,null,null,null,5,"VIC Springvale 34 (United Energy) 66 kV5","VIC Springvale 34 (United Energy) 66 kV"]
[null,null,null,null,null,null,null,null,null,null,null,null,null,null,null,null,null,6,"VIC Springvale 34 (United Energy) 66 kV6","VIC Springvale 34 (United Energy) 66 kV"]
[null,null,null,null,null,null,null,null,null,null,null,null,null,null,null,null,null,7,"VIC Springvale 34 (United Energy) 66 kV7","VIC Springvale 34 (United Energy) 66 kV"]
[null,null,null,null,null,null,null,null,null,null,null,null,null,null,null,null,null,8,"VIC Springvale 34 (United Energy) 66 kV8","VIC Springvale 34 (United Energy) 66 kV"]
[null,null,null,"MEDIUM SCENARIO",null,null,null,null,null,null,null,null,null,null,null,null,null,9,"VIC Springvale 34 (United Energy) 66 kV9","VIC Springvale 34 (United Energy) 66 kV"]
[null,null,null,"Summer",null,null,null,null,null,null,null,null,null,null,null,null,null,10,"VIC Springvale 34 (United Energy) 66 kV10","VIC Springvale 34 (United Energy) 66 kV"]
[null,null,null,"Temperature corrected actuals have generally declined since 2005.",null,null,null,null,null,null,null,null,null,null,null,null,null,11,"VIC Springvale 34 (United Energy) 66 kV11","VIC Springvale 34 (United Energy) 66 kV"]
[null,null,null,"Forecast demand is declining over the outlook period.",null,null,null,null,null,null,null,null,null,null,null,null,null,12,"VIC Springvale 34 (United Energy) 66 kV12","VIC Springvale 34 (United Energy) 66 kV"]
[null,null,null,"The POE10 adjustment for PV and EE ranges from 2.1% to 6.8% over the outlook period, with EE contributing 0.1% to 0.5% of the adjustment.",null,null,null,null,null,null,null,null,null,null,null,null,null,13,"VIC Springvale 34 (United Energy) 66 kV13","VIC Springvale 34 (United Energy) 66 kV"]
[null,null,null,null,null,null,null,null,null,null,null,null,null,null,null,null,null,14,"VIC Springvale 34 (United Energy) 66 kV14","VIC Springvale 34 (United Energy) 66 kV"]
[null,null,null,null,null,null,null,null,null,null,null,null,null,null,null,null,null,15,"VIC Springvale 34 (United Energy) 66 kV15","VIC Springvale 34 (United Energy) 66 kV"]
[null,null,null,"Winter",null,null,null,null,null,null,null,null,null,null,null,null,null,16,"VIC Springvale 34 (United Energy) 66 kV16","VIC Springvale 34 (United Energy) 66 kV"]
[null,null,null,"Temperature corrected actuals have generally declined since 2005.",null,null,null,null,null,null,null,null,null,null,null,null,null,17,"VIC Springvale 34 (United Energy) 66 kV17","VIC Springvale 34 (United Energy) 66 kV"]
[null,null,null,"Forecast demand is increasingover the outlook period, due to new commercial loads.",null,null,null,null,null,null,null,null,null,null,null,null,null,18,"VIC Springvale 34 (United Energy) 66 kV18","VIC Springvale 34 (United Energy) 66 kV"]
[null,null,null,"The POE10 adjustment for PV and EE ranges from 0.1% to 0.7% over the outlook period, with EE contributing 0.1% to 0.7% of the adjustment.",null,null,null,null,null,null,null,null,null,null,null,null,null,19,"VIC Springvale 34 (United Energy) 66 kV19","VIC Springvale 34 (United Energy) 66 kV"]
[null,null,null,null,null,null,null,null,null,null,null,null,null,null,null,null,null,20,"VIC Springvale 34 (United Energy) 66 kV20","VIC Springvale 34 (United Energy) 66 kV"]
[null,null,null,null,null,null,null,null,null,null,null,null,null,null,null,null,null,21,"VIC Springvale 34 (United Energy) 66 kV21","VIC Springvale 34 (United Energy) 66 kV"]
[null,null,null,"Other",null,null,null,null,null,null,null,null,null,null,null,null,null,22,"VIC Springvale 34 (United Energy) 66 kV22","VIC Springvale 34 (United Energy) 66 kV"]
[null,null,null,"Supplies Glen Waverley, Burwood, Notting Hill.",null,null,null,null,null,null,null,null,null,null,null,null,null,23,"VIC Springvale 34 (United Energy) 66 kV23","VIC Springvale 34 (United Energy) 66 kV"]
[null,null,null,"The connection point is weather sensitive and summer peaking.",null,null,null,null,null,null,null,null,null,null,null,null,null,24,"VIC Springvale 34 (United Energy) 66 kV24","VIC Springvale 34 (United Energy) 66 kV"]
[null,null,null,"New commercials loads planned from 2016.",null,null,null,null,null,null,null,null,null,null,null,null,null,25,"VIC Springvale 34 (United Energy) 66 kV25","VIC Springvale 34 (United Energy) 66 kV"]
[null,null,null,"Diversity factors: Summer = 0.95; Winter = 1.",null,null,null,null,null,null,null,null,null,null,null,null,null,26,"VIC Springvale 34 (United Energy) 66 kV26","VIC Springvale 34 (United Energy) 66 kV"]
[null,null,null,"Power factors: Summer = 0.98, lagging; Winter = 0.98, lagging.",null,null,null,null,null,null,null,null,null,null,null,null,null,27,"VIC Springvale 34 (United Energy) 66 kV27","VIC Springvale 34 (United Energy) 66 kV"]
[null,null,null,null,null,null,null,null,null,null,null,null,null,null,null,null,null,28,"VIC Springvale 34 (United Energy) 66 kV28","VIC Springvale 34 (United Energy) 66 kV"]
[null,null,null,null,null,null,null,null,null,null,null,null,null,null,null,null,null,29,"VIC Springvale 34 (United Energy) 66 kV29","VIC Springvale 34 (United Energy) 66 kV"]
[null,null,null,null,null,null,null,null,null,null,null,null,null,null,null,null,null,30,"VIC Springvale 34 (United Energy) 66 kV30","VIC Springvale 34 (United Energy) 66 kV"]
[null,null,null,null,null,null,null,null,null,null,null,null,null,null,null,null,null,31,{"$f":"T1925&R1925","v":"VIC Springvale 34 (United Energy) 66 kV31"},"VIC Springvale 34 (United Energy) 66 kV"]
[null,null,"VIC Templestowe (AusNet) 66 kV",null,null,null,null,null,null,null,null,null,null,null,null,null,null,1,"VIC Templestowe (AusNet) 66 kV1",{"$f":"C1926","v":"VIC Templestowe (AusNet) 66 kV"}]
[null,null,null,null,null,null,null,null,null,null,null,null,null,null,null,null,null,2,"VIC Templestowe (AusNet) 66 kV2",{"$f":"T1926","v":"VIC Templestowe (AusNet) 66 kV"}]
[null,null,null,"MAIN SECTORS",null,null,null,null,null,null,null,null,null,null,null,null,null,3,"VIC Templestowe (AusNet) 66 kV3","VIC Templestowe (AusNet) 66 kV"]
[null,null,null,"Mainly residential.",null,null,null,null,null,null,null,null,null,null,null,null,null,4,"VIC Templestowe (AusNet) 66 kV4","VIC Templestowe (AusNet) 66 kV"]
[null,null,null,null,null,null,null,null,null,null,null,null,null,null,null,null,null,5,"VIC Templestowe (AusNet) 66 kV5","VIC Templestowe (AusNet) 66 kV"]
[null,null,null,null,null,null,null,null,null,null,null,null,null,null,null,null,null,6,"VIC Templestowe (AusNet) 66 kV6","VIC Templestowe (AusNet) 66 kV"]
[null,null,null,null,null,null,null,null,null,null,null,null,null,null,null,null,null,7,"VIC Templestowe (AusNet) 66 kV7","VIC Templestowe (AusNet) 66 kV"]
[null,null,null,null,null,null,null,null,null,null,null,null,null,null,null,null,null,8,"VIC Templestowe (AusNet) 66 kV8","VIC Templestowe (AusNet) 66 kV"]
[null,null,null,"MEDIUM SCENARIO",null,null,null,null,null,null,null,null,null,null,null,null,null,9,"VIC Templestowe (AusNet) 66 kV9","VIC Templestowe (AusNet) 66 kV"]
[null,null,null,"Summer",null,null,null,null,null,null,null,null,null,null,null,null,null,10,"VIC Templestowe (AusNet) 66 kV10","VIC Templestowe (AusNet) 66 kV"]
[null,null,null,"Temperature corrected actuals increased from 2005 until 2011, and have been declining since.",null,null,null,null,null,null,null,null,null,null,null,null,null,11,"VIC Templestowe (AusNet) 66 kV11","VIC Templestowe (AusNet) 66 kV"]
[null,null,null,"Forecast demand is flat over the outlook period.",null,null,null,null,null,null,null,null,null,null,null,null,null,12,"VIC Templestowe (AusNet) 66 kV12","VIC Templestowe (AusNet) 66 kV"]
[null,null,null,"The POE10 adjustment for PV and EE ranges from 1.3% to 3.9% over the outlook period, with EE contributing 0.1% to 0.8% of the adjustment.",null,null,null,null,null,null,null,null,null,null,null,null,null,13,"VIC Templestowe (AusNet) 66 kV13","VIC Templestowe (AusNet) 66 kV"]
[null,null,null,null,null,null,null,null,null,null,null,null,null,null,null,null,null,14,"VIC Templestowe (AusNet) 66 kV14","VIC Templestowe (AusNet) 66 kV"]
[null,null,null,null,null,null,null,null,null,null,null,null,null,null,null,null,null,15,"VIC Templestowe (AusNet) 66 kV15","VIC Templestowe (AusNet) 66 kV"]
[null,null,null,"Winter",null,null,null,null,null,null,null,null,null,null,null,null,null,16,"VIC Templestowe (AusNet) 66 kV16","VIC Templestowe (AusNet) 66 kV"]
[null,null,null,"Temperature corrected actuals generally declined since 2005.",null,null,null,null,null,null,null,null,null,null,null,null,null,17,"VIC Templestowe (AusNet) 66 kV17","VIC Templestowe (AusNet) 66 kV"]
[null,null,null,"Forecast demand is declining over the outlook period.",null,null,null,null,null,null,null,null,null,null,null,null,null,18,"VIC Templestowe (AusNet) 66 kV18","VIC Templestowe (AusNet) 66 kV"]
[null,null,null,"The POE10 adjustment for PV and EE ranges from 0.1% to 1.2% over the outlook period, with EE contributing 0.1% to 1.2% of the adjustment.",null,null,null,null,null,null,null,null,null,null,null,null,null,19,"VIC Templestowe (AusNet) 66 kV19","VIC Templestowe (AusNet) 66 kV"]
[null,null,null,null,null,null,null,null,null,null,null,null,null,null,null,null,null,20,"VIC Templestowe (AusNet) 66 kV20","VIC Templestowe (AusNet) 66 kV"]
[null,null,null,null,null,null,null,null,null,null,null,null,null,null,null,null,null,21,"VIC Templestowe (AusNet) 66 kV21","VIC Templestowe (AusNet) 66 kV"]
[null,null,null,"Other",null,null,null,null,null,null,null,null,null,null,null,null,null,22,"VIC Templestowe (AusNet) 66 kV22","VIC Templestowe (AusNet) 66 kV"]
[null,null,null,"Supplies Eltham.",null,null,null,null,null,null,null,null,null,null,null,null,null,23,"VIC Templestowe (AusNet) 66 kV23","VIC Templestowe (AusNet) 66 kV"]
[null,null,null,"The connection point is weather sensitive and summer peaking.",null,null,null,null,null,null,null,null,null,null,null,null,null,24,"VIC Templestowe (AusNet) 66 kV24","VIC Templestowe (AusNet) 66 kV"]
[null,null,null,"Diversity factors: Summer = 0.86; Winter = 0.97.",null,null,null,null,null,null,null,null,null,null,null,null,null,25,"VIC Templestowe (AusNet) 66 kV25","VIC Templestowe (AusNet) 66 kV"]
[null,null,null,"Power factors: Summer = 0.97, lagging; Winter = 0.98, lagging.",null,null,null,null,null,null,null,null,null,null,null,null,null,26,"VIC Templestowe (AusNet) 66 kV26","VIC Templestowe (AusNet) 66 kV"]
[null,null,null,null,null,null,null,null,null,null,null,null,null,null,null,null,null,27,"VIC Templestowe (AusNet) 66 kV27","VIC Templestowe (AusNet) 66 kV"]
[null,null,null,null,null,null,null,null,null,null,null,null,null,null,null,null,null,28,"VIC Templestowe (AusNet) 66 kV28","VIC Templestowe (AusNet) 66 kV"]
[null,null,null,null,null,null,null,null,null,null,null,null,null,null,null,null,null,29,"VIC Templestowe (AusNet) 66 kV29","VIC Templestowe (AusNet) 66 kV"]
[null,null,null,null,null,null,null,null,null,null,null,null,null,null,null,null,null,30,"VIC Templestowe (AusNet) 66 kV30","VIC Templestowe (AusNet) 66 kV"]
[null,null,null,null,null,null,null,null,null,null,null,null,null,null,null,null,null,{"$f":"MOD(ROW(Q1956)-4,31)+1","v":31},"VIC Templestowe (AusNet) 66 kV31","VIC Templestowe (AusNet) 66 kV"]
[null,null,"VIC Templestowe (CitiPower) 66 kV",null,null,null,null,null,null,null,null,null,null,null,null,null,null,1,"VIC Templestowe (CitiPower) 66 kV1",{"$f":"C1957","v":"VIC Templestowe (CitiPower) 66 kV"}]
[null,null,null,null,null,null,null,null,null,null,null,null,null,null,null,null,null,2,"VIC Templestowe (CitiPower) 66 kV2",{"$f":"T1957","v":"VIC Templestowe (CitiPower) 66 kV"}]
[null,null,null,"MAIN SECTORS",null,null,null,null,null,null,null,null,null,null,null,null,null,3,"VIC Templestowe (CitiPower) 66 kV3","VIC Templestowe (CitiPower) 66 kV"]
[null,null,null,"Predominantly residential and commercial.",null,null,null,null,null,null,null,null,null,null,null,null,null,4,"VIC Templestowe (CitiPower) 66 kV4","VIC Templestowe (CitiPower) 66 kV"]
[null,null,null,null,null,null,null,null,null,null,null,null,null,null,null,null,null,5,"VIC Templestowe (CitiPower) 66 kV5","VIC Templestowe (CitiPower) 66 kV"]
[null,null,null,null,null,null,null,null,null,null,null,null,null,null,null,null,null,6,"VIC Templestowe (CitiPower) 66 kV6","VIC Templestowe (CitiPower) 66 kV"]
[null,null,null,null,null,null,null,null,null,null,null,null,null,null,null,null,null,7,"VIC Templestowe (CitiPower) 66 kV7","VIC Templestowe (CitiPower) 66 kV"]
[null,null,null,null,null,null,null,null,null,null,null,null,null,null,null,null,null,8,"VIC Templestowe (CitiPower) 66 kV8","VIC Templestowe (CitiPower) 66 kV"]
[null,null,null,"MEDIUM SCENARIO",null,null,null,null,null,null,null,null,null,null,null,null,null,9,"VIC Templestowe (CitiPower) 66 kV9","VIC Templestowe (CitiPower) 66 kV"]
[null,null,null,"Summer",null,null,null,null,null,null,null,null,null,null,null,null,null,10,"VIC Templestowe (CitiPower) 66 kV10","VIC Templestowe (CitiPower) 66 kV"]
[null,null,null,"Temperature corrected actuals increased from 2005 until 2011, and have been declining since.",null,null,null,null,null,null,null,null,null,null,null,null,null,11,"VIC Templestowe (CitiPower) 66 kV11","VIC Templestowe (CitiPower) 66 kV"]
[null,null,null,"Forecast demand is flat over the outlook period.",null,null,null,null,null,null,null,null,null,null,null,null,null,12,"VIC Templestowe (CitiPower) 66 kV12","VIC Templestowe (CitiPower) 66 kV"]
[null,null,null,"The POE10 adjustment for PV and EE ranges from 2.4% to 6.6% over the outlook period, with EE contributing 0.2% to 1.3% of the adjustment.",null,null,null,null,null,null,null,null,null,null,null,null,null,13,"VIC Templestowe (CitiPower) 66 kV13","VIC Templestowe (CitiPower) 66 kV"]
[null,null,null,null,null,null,null,null,null,null,null,null,null,null,null,null,null,14,"VIC Templestowe (CitiPower) 66 kV14","VIC Templestowe (CitiPower) 66 kV"]
[null,null,null,null,null,null,null,null,null,null,null,null,null,null,null,null,null,15,"VIC Templestowe (CitiPower) 66 kV15","VIC Templestowe (CitiPower) 66 kV"]
[null,null,null,"Winter",null,null,null,null,null,null,null,null,null,null,null,null,null,16,"VIC Templestowe (CitiPower) 66 kV16","VIC Templestowe (CitiPower) 66 kV"]
[null,null,null,"Temperature corrected actuals generally declined since 2005.",null,null,null,null,null,null,null,null,null,null,null,null,null,17,"VIC Templestowe (CitiPower) 66 kV17","VIC Templestowe (CitiPower) 66 kV"]
[null,null,null,"Forecast demand is flat over the outlook period.",null,null,null,null,null,null,null,null,null,null,null,null,null,18,"VIC Templestowe (CitiPower) 66 kV18","VIC Templestowe (CitiPower) 66 kV"]
[null,null,null,"The POE10 adjustment for PV and EE ranges from 0.2% to 2.1% over the outlook period, with EE contributing 0.2% to 2.1% of the adjustment.",null,null,null,null,null,null,null,null,null,null,null,null,null,19,"VIC Templestowe (CitiPower) 66 kV19","VIC Templestowe (CitiPower) 66 kV"]
[null,null,null,null,null,null,null,null,null,null,null,null,null,null,null,null,null,20,"VIC Templestowe (CitiPower) 66 kV20","VIC Templestowe (CitiPower) 66 kV"]
[null,null,null,null,null,null,null,null,null,null,null,null,null,null,null,null,null,21,"VIC Templestowe (CitiPower) 66 kV21","VIC Templestowe (CitiPower) 66 kV"]
[null,null,null,"Other",null,null,null,null,null,null,null,null,null,null,null,null,null,22,"VIC Templestowe (CitiPower) 66 kV22","VIC Templestowe (CitiPower) 66 kV"]
[null,null,null,"Supplies Kew.",null,null,null,null,null,null,null,null,null,null,null,null,null,23,"VIC Templestowe (CitiPower) 66 kV23","VIC Templestowe (CitiPower) 66 kV"]
[null,null,null,"Meshed with Templestowe (Jemena) network.",null,null,null,null,null,null,null,null,null,null,null,null,null,24,"VIC Templestowe (CitiPower) 66 kV24","VIC Templestowe (CitiPower) 66 kV"]
[null,null,null,"The connection point is weather sensitive and summer peaking.",null,null,null,null,null,null,null,null,null,null,null,null,null,25,"VIC Templestowe (CitiPower) 66 kV25","VIC Templestowe (CitiPower) 66 kV"]
[null,null,null,"Diversity factors: Summer = 0.9; Winter = 0.83.",null,null,null,null,null,null,null,null,null,null,null,null,null,26,"VIC Templestowe (CitiPower) 66 kV26","VIC Templestowe (CitiPower) 66 kV"]
[null,null,null,"Power factors: Summer = 0.97, lagging; Winter = 0.98, lagging.",null,null,null,null,null,null,null,null,null,null,null,null,null,27,"VIC Templestowe (CitiPower) 66 kV27","VIC Templestowe (CitiPower) 66 kV"]
[null,null,null,null,null,null,null,null,null,null,null,null,null,null,null,null,null,28,"VIC Templestowe (CitiPower) 66 kV28","VIC Templestowe (CitiPower) 66 kV"]
[null,null,null,null,null,null,null,null,null,null,null,null,null,null,null,null,null,29,"VIC Templestowe (CitiPower) 66 kV29","VIC Templestowe (CitiPower) 66 kV"]
[null,null,null,null,null,null,null,null,null,null,null,null,null,null,null,null,null,30,"VIC Templestowe (CitiPower) 66 kV30","VIC Templestowe (CitiPower) 66 kV"]
[null,null,null,null,null,null,null,null,null,null,null,null,null,null,null,null,null,31,"VIC Templestowe (CitiPower) 66 kV31","VIC Templestowe (CitiPower) 66 kV"]
[null,null,"VIC Templestowe (Jemena) 66 kV",null,null,null,null,null,null,null,null,null,null,null,null,null,null,1,"VIC Templestowe (Jemena) 66 kV1",{"$f":"C1988","v":"VIC Templestowe (Jemena) 66 kV"}]
[null,null,null,null,null,null,null,null,null,null,null,null,null,null,null,null,null,2,{"$f":"T1989&R1989","v":"VIC Templestowe (Jemena) 66 kV2"},{"$f":"T1988","v":"VIC Templestowe (Jemena) 66 kV"}]
[null,null,null,"MAIN SECTORS",null,null,null,null,null,null,null,null,null,null,null,null,null,3,"VIC Templestowe (Jemena) 66 kV3","VIC Templestowe (Jemena) 66 kV"]
[null,null,null,"Predominantly residential.",null,null,null,null,null,null,null,null,null,null,null,null,null,4,"VIC Templestowe (Jemena) 66 kV4","VIC Templestowe (Jemena) 66 kV"]
[null,null,null,null,null,null,null,null,null,null,null,null,null,null,null,null,null,5,"VIC Templestowe (Jemena) 66 kV5","VIC Templestowe (Jemena) 66 kV"]
[null,null,null,null,null,null,null,null,null,null,null,null,null,null,null,null,null,6,"VIC Templestowe (Jemena) 66 kV6","VIC Templestowe (Jemena) 66 kV"]
[null,null,null,null,null,null,null,null,null,null,null,null,null,null,null,null,null,7,"VIC Templestowe (Jemena) 66 kV7","VIC Templestowe (Jemena) 66 kV"]
[null,null,null,null,null,null,null,null,null,null,null,null,null,null,null,null,null,8,"VIC Templestowe (Jemena) 66 kV8","VIC Templestowe (Jemena) 66 kV"]
[null,null,null,"MEDIUM SCENARIO",null,null,null,null,null,null,null,null,null,null,null,null,null,9,"VIC Templestowe (Jemena) 66 kV9","VIC Templestowe (Jemena) 66 kV"]
[null,null,null,"Summer",null,null,null,null,null,null,null,null,null,null,null,null,null,10,"VIC Templestowe (Jemena) 66 kV10","VIC Templestowe (Jemena) 66 kV"]
[null,null,null,"Temperature corrected actuals have increased since 2005, due to load transfers.",null,null,null,null,null,null,null,null,null,null,null,null,null,11,"VIC Templestowe (Jemena) 66 kV11","VIC Templestowe (Jemena) 66 kV"]
[null,null,null,"Forecast demand is incrasing over the outlook period.",null,null,null,null,null,null,null,null,null,null,null,null,null,12,"VIC Templestowe (Jemena) 66 kV12","VIC Templestowe (Jemena) 66 kV"]
[null,null,null,"The POE10 adjustment for PV and EE ranges from 0.6% to 1.8% over the outlook period, with EE contributing 0% to 0.2% of the adjustment.",null,null,null,null,null,null,null,null,null,null,null,null,null,13,"VIC Templestowe (Jemena) 66 kV13","VIC Templestowe (Jemena) 66 kV"]
[null,null,null,null,null,null,null,null,null,null,null,null,null,null,null,null,null,14,"VIC Templestowe (Jemena) 66 kV14","VIC Templestowe (Jemena) 66 kV"]
[null,null,null,null,null,null,null,null,null,null,null,null,null,null,null,null,null,15,"VIC Templestowe (Jemena) 66 kV15","VIC Templestowe (Jemena) 66 kV"]
[null,null,null,"Winter",null,null,null,null,null,null,null,null,null,null,null,null,null,16,"VIC Templestowe (Jemena) 66 kV16","VIC Templestowe (Jemena) 66 kV"]
[null,null,null,"Temperature corrected actuals have been relatively flat since 2013.",null,null,null,null,null,null,null,null,null,null,null,null,null,17,"VIC Templestowe (Jemena) 66 kV17","VIC Templestowe (Jemena) 66 kV"]
[null,null,null,"Forecast demand is increasing over the outlook period.",null,null,null,null,null,null,null,null,null,null,null,null,null,18,"VIC Templestowe (Jemena) 66 kV18","VIC Templestowe (Jemena) 66 kV"]
[null,null,null,"The POE10 adjustment for PV and EE ranges from 0.4% to 1.3% over the outlook period, with EE contributing 0% to 0.3% of the adjustment.",null,null,null,null,null,null,null,null,null,null,null,null,null,19,"VIC Templestowe (Jemena) 66 kV19","VIC Templestowe (Jemena) 66 kV"]
[null,null,null,null,null,null,null,null,null,null,null,null,null,null,null,null,null,20,"VIC Templestowe (Jemena) 66 kV20","VIC Templestowe (Jemena) 66 kV"]
[null,null,null,null,null,null,null,null,null,null,null,null,null,null,null,null,null,21,"VIC Templestowe (Jemena) 66 kV21","VIC Templestowe (Jemena) 66 kV"]
[null,null,null,"Other",null,null,null,null,null,null,null,null,null,null,null,null,null,22,"VIC Templestowe (Jemena) 66 kV22","VIC Templestowe (Jemena) 66 kV"]
[null,null,null,"Supplies Heidelberg.",null,null,null,null,null,null,null,null,null,null,null,null,null,23,"VIC Templestowe (Jemena) 66 kV23","VIC Templestowe (Jemena) 66 kV"]
[null,null,null,"The connection point is weather sensitive and summer peaking.",null,null,null,null,null,null,null,null,null,null,null,null,null,24,"VIC Templestowe (Jemena) 66 kV24","VIC Templestowe (Jemena) 66 kV"]
[null,null,null,"Diversity factors: Summer = 0.85; Winter = 0.82.",null,null,null,null,null,null,null,null,null,null,null,null,null,25,"VIC Templestowe (Jemena) 66 kV25","VIC Templestowe (Jemena) 66 kV"]
[null,null,null,"Power factors: Summer = 0.97, lagging; Winter = 0.98, lagging.",null,null,null,null,null,null,null,null,null,null,null,null,null,26,"VIC Templestowe (Jemena) 66 kV26","VIC Templestowe (Jemena) 66 kV"]
[null,null,null,null,null,null,null,null,null,null,null,null,null,null,null,null,null,27,"VIC Templestowe (Jemena) 66 kV27","VIC Templestowe (Jemena) 66 kV"]
[null,null,null,null,null,null,null,null,null,null,null,null,null,null,null,null,null,28,"VIC Templestowe (Jemena) 66 kV28","VIC Templestowe (Jemena) 66 kV"]
[null,null,null,null,null,null,null,null,null,null,null,null,null,null,null,null,null,29,"VIC Templestowe (Jemena) 66 kV29","VIC Templestowe (Jemena) 66 kV"]
[null,null,null,null,null,null,null,null,null,null,null,null,null,null,null,null,null,30,"VIC Templestowe (Jemena) 66 kV30","VIC Templestowe (Jemena) 66 kV"]
[null,null,null,null,null,null,null,null,null,null,null,null,null,null,null,null,null,31,"VIC Templestowe (Jemena) 66 kV31","VIC Templestowe (Jemena) 66 kV"]
[null,null,"VIC Templestowe (United Energy) 66 kV",null,null,null,null,null,null,null,null,null,null,null,null,null,null,1,"VIC Templestowe (United Energy) 66 kV1",{"$f":"C2019","v":"VIC Templestowe (United Energy) 66 kV"}]
[null,null,null,null,null,null,null,null,null,null,null,null,null,null,null,null,null,{"$f":"MOD(ROW(Q2020)-4,31)+1","v":2},"VIC Templestowe (United Energy) 66 kV2",{"$f":"T2019","v":"VIC Templestowe (United Energy) 66 kV"}]
[null,null,null,"MAIN SECTORS",null,null,null,null,null,null,null,null,null,null,null,null,null,3,"VIC Templestowe (United Energy) 66 kV3","VIC Templestowe (United Energy) 66 kV"]
[null,null,null,"Mainly residential and commercial.",null,null,null,null,null,null,null,null,null,null,null,null,null,4,"VIC Templestowe (United Energy) 66 kV4",{"$f":"T2021","v":"VIC Templestowe (United Energy) 66 kV"}]
[null,null,null,null,null,null,null,null,null,null,null,null,null,null,null,null,null,5,"VIC Templestowe (United Energy) 66 kV5","VIC Templestowe (United Energy) 66 kV"]
[null,null,null,null,null,null,null,null,null,null,null,null,null,null,null,null,null,6,"VIC Templestowe (United Energy) 66 kV6","VIC Templestowe (United Energy) 66 kV"]
[null,null,null,null,null,null,null,null,null,null,null,null,null,null,null,null,null,7,"VIC Templestowe (United Energy) 66 kV7","VIC Templestowe (United Energy) 66 kV"]
[null,null,null,null,null,null,null,null,null,null,null,null,null,null,null,null,null,8,"VIC Templestowe (United Energy) 66 kV8","VIC Templestowe (United Energy) 66 kV"]
[null,null,null,"MEDIUM SCENARIO",null,null,null,null,null,null,null,null,null,null,null,null,null,9,"VIC Templestowe (United Energy) 66 kV9","VIC Templestowe (United Energy) 66 kV"]
[null,null,null,"Summer",null,null,null,null,null,null,null,null,null,null,null,null,null,10,"VIC Templestowe (United Energy) 66 kV10","VIC Templestowe (United Energy) 66 kV"]
[null,null,null,"Temperature corrected actuals have been relatively flat since 2005.",null,null,null,null,null,null,null,null,null,null,null,null,null,11,"VIC Templestowe (United Energy) 66 kV11","VIC Templestowe (United Energy) 66 kV"]
[null,null,null,"Forecast demand is increasing over the outlook period.",null,null,null,null,null,null,null,null,null,null,null,null,null,12,"VIC Templestowe (United Energy) 66 kV12","VIC Templestowe (United Energy) 66 kV"]
[null,null,null,"The POE10 adjustment for PV and EE ranges from 2% to 5.4% over the outlook period, with EE contributing 0.1% to 0.7% of the adjustment.",null,null,null,null,null,null,null,null,null,null,null,null,null,13,"VIC Templestowe (United Energy) 66 kV13","VIC Templestowe (United Energy) 66 kV"]
[null,null,null,null,null,null,null,null,null,null,null,null,null,null,null,null,null,14,"VIC Templestowe (United Energy) 66 kV14","VIC Templestowe (United Energy) 66 kV"]
[null,null,null,null,null,null,null,null,null,null,null,null,null,null,null,null,null,15,"VIC Templestowe (United Energy) 66 kV15","VIC Templestowe (United Energy) 66 kV"]
[null,null,null,"Winter",null,null,null,null,null,null,null,null,null,null,null,null,null,16,"VIC Templestowe (United Energy) 66 kV16","VIC Templestowe (United Energy) 66 kV"]
[null,null,null,"Temperature corrected actuals have been relatively flat since 2013.",null,null,null,null,null,null,null,null,null,null,null,null,null,17,"VIC Templestowe (United Energy) 66 kV17","VIC Templestowe (United Energy) 66 kV"]
[null,null,null,"Forecast demand is increasing over the outlook period.",null,null,null,null,null,null,null,null,null,null,null,null,null,18,"VIC Templestowe (United Energy) 66 kV18","VIC Templestowe (United Energy) 66 kV"]
[null,null,null,"The POE10 adjustment for PV and EE ranges from 0.1% to 1.1% over the outlook period, with EE contributing 0.1% to 1.1% of the adjustment.",null,null,null,null,null,null,null,null,null,null,null,null,null,19,"VIC Templestowe (United Energy) 66 kV19","VIC Templestowe (United Energy) 66 kV"]
[null,null,null,null,null,null,null,null,null,null,null,null,null,null,null,null,null,20,"VIC Templestowe (United Energy) 66 kV20","VIC Templestowe (United Energy) 66 kV"]
[null,null,null,null,null,null,null,null,null,null,null,null,null,null,null,null,null,21,"VIC Templestowe (United Energy) 66 kV21","VIC Templestowe (United Energy) 66 kV"]
[null,null,null,"Other",null,null,null,null,null,null,null,null,null,null,null,null,null,22,"VIC Templestowe (United Energy) 66 kV22","VIC Templestowe (United Energy) 66 kV"]
[null,null,null,"Supplies Doncaster.",null,null,null,null,null,null,null,null,null,null,null,null,null,23,"VIC Templestowe (United Energy) 66 kV23","VIC Templestowe (United Energy) 66 kV"]
[null,null,null,"The connection point is weather sensitive and summer peaking.",null,null,null,null,null,null,null,null,null,null,null,null,null,24,"VIC Templestowe (United Energy) 66 kV24","VIC Templestowe (United Energy) 66 kV"]
[null,null,null,"New commercials loads planned from 2016.",null,null,null,null,null,null,null,null,null,null,null,null,null,25,"VIC Templestowe (United Energy) 66 kV25","VIC Templestowe (United Energy) 66 kV"]
[null,null,null,"Diversity factors: Summer = 0.92; Winter = 1.",null,null,null,null,null,null,null,null,null,null,null,null,null,26,"VIC Templestowe (United Energy) 66 kV26","VIC Templestowe (United Energy) 66 kV"]
[null,null,null,"Power factors: Summer = 0.97, lagging; Winter = 0.98, lagging.",null,null,null,null,null,null,null,null,null,null,null,null,null,27,"VIC Templestowe (United Energy) 66 kV27","VIC Templestowe (United Energy) 66 kV"]
[null,null,null,null,null,null,null,null,null,null,null,null,null,null,null,null,null,28,"VIC Templestowe (United Energy) 66 kV28","VIC Templestowe (United Energy) 66 kV"]
[null,null,null,null,null,null,null,null,null,null,null,null,null,null,null,null,null,29,"VIC Templestowe (United Energy) 66 kV29","VIC Templestowe (United Energy) 66 kV"]
[null,null,null,null,null,null,null,null,null,null,null,null,null,null,null,null,null,30,"VIC Templestowe (United Energy) 66 kV30","VIC Templestowe (United Energy) 66 kV"]
[null,null,null,null,null,null,null,null,null,null,null,null,null,null,null,null,null,31,"VIC Templestowe (United Energy) 66 kV31","VIC Templestowe (United Energy) 66 kV"]
[null,null,"VIC Terang (Powercor) 66 kV",null,null,null,null,null,null,null,null,null,null,null,null,null,null,1,"VIC Terang (Powercor) 66 kV1",{"$f":"C2050","v":"VIC Terang (Powercor) 66 kV"}]
[null,null,null,null,null,null,null,null,null,null,null,null,null,null,null,null,null,2,"VIC Terang (Powercor) 66 kV2",{"$f":"T2050","v":"VIC Terang (Powercor) 66 kV"}]
[null,null,null,"MAIN SECTORS",null,null,null,null,null,null,null,null,null,null,null,null,null,3,"VIC Terang (Powercor) 66 kV3","VIC Terang (Powercor) 66 kV"]
[null,null,null,"Mix of agricultural (dairy), residential, commercial and industrial.",null,null,null,null,null,null,null,null,null,null,null,null,null,4,{"$f":"T2053&R2053","v":"VIC Terang (Powercor) 66 kV4"},"VIC Terang (Powercor) 66 kV"]
[null,null,null,null,null,null,null,null,null,null,null,null,null,null,null,null,null,5,"VIC Terang (Powercor) 66 kV5","VIC Terang (Powercor) 66 kV"]
[null,null,null,null,null,null,null,null,null,null,null,null,null,null,null,null,null,6,"VIC Terang (Powercor) 66 kV6","VIC Terang (Powercor) 66 kV"]
[null,null,null,null,null,null,null,null,null,null,null,null,null,null,null,null,null,7,"VIC Terang (Powercor) 66 kV7","VIC Terang (Powercor) 66 kV"]
[null,null,null,null,null,null,null,null,null,null,null,null,null,null,null,null,null,8,"VIC Terang (Powercor) 66 kV8","VIC Terang (Powercor) 66 kV"]
[null,null,null,"MEDIUM SCENARIO",null,null,null,null,null,null,null,null,null,null,null,null,null,9,"VIC Terang (Powercor) 66 kV9","VIC Terang (Powercor) 66 kV"]
[null,null,null,"Summer",null,null,null,null,null,null,null,null,null,null,null,null,null,10,"VIC Terang (Powercor) 66 kV10","VIC Terang (Powercor) 66 kV"]
[null,null,null,"Temperature corrected actuals have been relatively flat since 2009.",null,null,null,null,null,null,null,null,null,null,null,null,null,11,"VIC Terang (Powercor) 66 kV11","VIC Terang (Powercor) 66 kV"]
[null,null,null,"Forecast demand is increasing over the outlook period, due to load transfers.",null,null,null,null,null,null,null,null,null,null,null,null,null,12,"VIC Terang (Powercor) 66 kV12","VIC Terang (Powercor) 66 kV"]
[null,null,null,"The POE10 adjustment for PV and EE ranges from 3.2% to 8.1% over the outlook period, with EE contributing 0.1% to 0.8% of the adjustment.",null,null,null,null,null,null,null,null,null,null,null,null,null,13,"VIC Terang (Powercor) 66 kV13","VIC Terang (Powercor) 66 kV"]
[null,null,null,null,null,null,null,null,null,null,null,null,null,null,null,null,null,14,"VIC Terang (Powercor) 66 kV14","VIC Terang (Powercor) 66 kV"]
[null,null,null,null,null,null,null,null,null,null,null,null,null,null,null,null,null,15,"VIC Terang (Powercor) 66 kV15","VIC Terang (Powercor) 66 kV"]
[null,null,null,"Winter",null,null,null,null,null,null,null,null,null,null,null,null,null,16,"VIC Terang (Powercor) 66 kV16","VIC Terang (Powercor) 66 kV"]
[null,null,null,"Temperature corrected actuals have increased since 2009.",null,null,null,null,null,null,null,null,null,null,null,null,null,17,"VIC Terang (Powercor) 66 kV17","VIC Terang (Powercor) 66 kV"]
[null,null,null,"Forecast demand is increasing over the outlook period.",null,null,null,null,null,null,null,null,null,null,null,null,null,18,"VIC Terang (Powercor) 66 kV18","VIC Terang (Powercor) 66 kV"]
[null,null,null,"The POE10 adjustment for PV and EE ranges from 0.1% to 0.7% over the outlook period, with EE contributing 0.1% to 0.7% of the adjustment.",null,null,null,null,null,null,null,null,null,null,null,null,null,19,"VIC Terang (Powercor) 66 kV19","VIC Terang (Powercor) 66 kV"]
[null,null,null,null,null,null,null,null,null,null,null,null,null,null,null,null,null,20,"VIC Terang (Powercor) 66 kV20","VIC Terang (Powercor) 66 kV"]
[null,null,null,null,null,null,null,null,null,null,null,null,null,null,null,null,null,21,"VIC Terang (Powercor) 66 kV21","VIC Terang (Powercor) 66 kV"]
[null,null,null,"Other",null,null,null,null,null,null,null,null,null,null,null,null,null,22,"VIC Terang (Powercor) 66 kV22","VIC Terang (Powercor) 66 kV"]
[null,null,null,"Supplies Hamilton, Portland, Koroit, Warrnambool, Terang, Cobden, Colac, Winchelsea.",null,null,null,null,null,null,null,null,null,null,null,null,null,23,"VIC Terang (Powercor) 66 kV23","VIC Terang (Powercor) 66 kV"]
[null,null,null,"The connection point is weather sensitive and summer peaking. New commercials loads planned from 2017.",null,null,null,null,null,null,null,null,null,null,null,null,null,24,"VIC Terang (Powercor) 66 kV24","VIC Terang (Powercor) 66 kV"]
[null,null,null,"The impact of embedded generation at Yambuk Wind Farm, Codrington Wind Farm, Mortons Lane Wind Farm,",null,null,null,null,null,null,null,null,null,null,null,null,null,25,"VIC Terang (Powercor) 66 kV25","VIC Terang (Powercor) 66 kV"]
[null,null,null,"and Oaklands Hill Wind Farmhas been removed in this forecast.",null,null,null,null,null,null,null,null,null,null,null,null,null,26,"VIC Terang (Powercor) 66 kV26","VIC Terang (Powercor) 66 kV"]
[null,null,null,"Diversity factors: Summer = 0.86; Winter = 0.94.",null,null,null,null,null,null,null,null,null,null,null,null,null,27,"VIC Terang (Powercor) 66 kV27","VIC Terang (Powercor) 66 kV"]
[null,null,null,"Power factors: Summer = 0.99, lagging; Winter = 1, lagging.",null,null,null,null,null,null,null,null,null,null,null,null,null,28,"VIC Terang (Powercor) 66 kV28","VIC Terang (Powercor) 66 kV"]
[null,null,null,null,null,null,null,null,null,null,null,null,null,null,null,null,null,29,"VIC Terang (Powercor) 66 kV29","VIC Terang (Powercor) 66 kV"]
[null,null,null,null,null,null,null,null,null,null,null,null,null,null,null,null,null,30,"VIC Terang (Powercor) 66 kV30","VIC Terang (Powercor) 66 kV"]
[null,null,null,null,null,null,null,null,null,null,null,null,null,null,null,null,null,31,"VIC Terang (Powercor) 66 kV31","VIC Terang (Powercor) 66 kV"]
[null,null,"VIC Thomastown 12 (AusNet) 66 kV",null,null,null,null,null,null,null,null,null,null,null,null,null,null,1,"VIC Thomastown 12 (AusNet) 66 kV1",{"$f":"C2081","v":"VIC Thomastown 12 (AusNet) 66 kV"}]
[null,null,null,null,null,null,null,null,null,null,null,null,null,null,null,null,null,2,"VIC Thomastown 12 (AusNet) 66 kV2",{"$f":"T2081","v":"VIC Thomastown 12 (AusNet) 66 kV"}]
[null,null,null,"MAIN SECTORS",null,null,null,null,null,null,null,null,null,null,null,null,null,3,"VIC Thomastown 12 (AusNet) 66 kV3","VIC Thomastown 12 (AusNet) 66 kV"]
[null,null,null,"Predominantly industrial and residential.",null,null,null,null,null,null,null,null,null,null,null,null,null,{"$f":"MOD(ROW(Q2084)-4,31)+1","v":4},"VIC Thomastown 12 (AusNet) 66 kV4","VIC Thomastown 12 (AusNet) 66 kV"]
[null,null,null,null,null,null,null,null,null,null,null,null,null,null,null,null,null,5,"VIC Thomastown 12 (AusNet) 66 kV5","VIC Thomastown 12 (AusNet) 66 kV"]
[null,null,null,null,null,null,null,null,null,null,null,null,null,null,null,null,null,6,"VIC Thomastown 12 (AusNet) 66 kV6",{"$f":"T2085","v":"VIC Thomastown 12 (AusNet) 66 kV"}]
[null,null,null,null,null,null,null,null,null,null,null,null,null,null,null,null,null,7,"VIC Thomastown 12 (AusNet) 66 kV7","VIC Thomastown 12 (AusNet) 66 kV"]
[null,null,null,null,null,null,null,null,null,null,null,null,null,null,null,null,null,8,"VIC Thomastown 12 (AusNet) 66 kV8","VIC Thomastown 12 (AusNet) 66 kV"]
[null,null,null,"MEDIUM SCENARIO",null,null,null,null,null,null,null,null,null,null,null,null,null,9,"VIC Thomastown 12 (AusNet) 66 kV9","VIC Thomastown 12 (AusNet) 66 kV"]
[null,null,null,"Summer",null,null,null,null,null,null,null,null,null,null,null,null,null,10,"VIC Thomastown 12 (AusNet) 66 kV10","VIC Thomastown 12 (AusNet) 66 kV"]
[null,null,null,"Temperature corrected actuals have been relatively flat since 2005.",null,null,null,null,null,null,null,null,null,null,null,null,null,11,"VIC Thomastown 12 (AusNet) 66 kV11","VIC Thomastown 12 (AusNet) 66 kV"]
[null,null,null,"Forecast demand is declining over the outlook period.",null,null,null,null,null,null,null,null,null,null,null,null,null,12,"VIC Thomastown 12 (AusNet) 66 kV12","VIC Thomastown 12 (AusNet) 66 kV"]
[null,null,null,"The POE10 adjustment for PV and EE ranges from 4.4% to 9.3% over the outlook period, with EE contributing 0.1% to 0.6% of the adjustment.",null,null,null,null,null,null,null,null,null,null,null,null,null,13,"VIC Thomastown 12 (AusNet) 66 kV13","VIC Thomastown 12 (AusNet) 66 kV"]
[null,null,null,null,null,null,null,null,null,null,null,null,null,null,null,null,null,14,"VIC Thomastown 12 (AusNet) 66 kV14","VIC Thomastown 12 (AusNet) 66 kV"]
[null,null,null,null,null,null,null,null,null,null,null,null,null,null,null,null,null,15,"VIC Thomastown 12 (AusNet) 66 kV15","VIC Thomastown 12 (AusNet) 66 kV"]
[null,null,null,"Winter",null,null,null,null,null,null,null,null,null,null,null,null,null,16,"VIC Thomastown 12 (AusNet) 66 kV16","VIC Thomastown 12 (AusNet) 66 kV"]
[null,null,null,"Temperature corrected actuals have been relatively flat since 2005.",null,null,null,null,null,null,null,null,null,null,null,null,null,17,"VIC Thomastown 12 (AusNet) 66 kV17","VIC Thomastown 12 (AusNet) 66 kV"]
[null,null,null,"Forecast demand is increasing over the outlook period.",null,null,null,null,null,null,null,null,null,null,null,null,null,18,"VIC Thomastown 12 (AusNet) 66 kV18","VIC Thomastown 12 (AusNet) 66 kV"]
[null,null,null,"The POE10 adjustment for PV and EE ranges from 1.4% to 2.2% over the outlook period, with EE contributing 0.1% to 0.8% of the adjustment.",null,null,null,null,null,null,null,null,null,null,null,null,null,19,"VIC Thomastown 12 (AusNet) 66 kV19","VIC Thomastown 12 (AusNet) 66 kV"]
[null,null,null,null,null,null,null,null,null,null,null,null,null,null,null,null,null,20,"VIC Thomastown 12 (AusNet) 66 kV20","VIC Thomastown 12 (AusNet) 66 kV"]
[null,null,null,null,null,null,null,null,null,null,null,null,null,null,null,null,null,21,"VIC Thomastown 12 (AusNet) 66 kV21","VIC Thomastown 12 (AusNet) 66 kV"]
[null,null,null,"Other",null,null,null,null,null,null,null,null,null,null,null,null,null,22,"VIC Thomastown 12 (AusNet) 66 kV22","VIC Thomastown 12 (AusNet) 66 kV"]
[null,null,null,"Supplies Thomastown, Watsonia.",null,null,null,null,null,null,null,null,null,null,null,null,null,23,"VIC Thomastown 12 (AusNet) 66 kV23","VIC Thomastown 12 (AusNet) 66 kV"]
[null,null,null,"The connection point is weather sensitive and summer peaking.",null,null,null,null,null,null,null,null,null,null,null,null,null,24,"VIC Thomastown 12 (AusNet) 66 kV24","VIC Thomastown 12 (AusNet) 66 kV"]
[null,null,null,"Diversity factors: Summer = 0.95; Winter = 0.99.",null,null,null,null,null,null,null,null,null,null,null,null,null,25,"VIC Thomastown 12 (AusNet) 66 kV25","VIC Thomastown 12 (AusNet) 66 kV"]
[null,null,null,"Power factors: Summer = 0.96, lagging; Winter = 0.97, lagging.",null,null,null,null,null,null,null,null,null,null,null,null,null,26,"VIC Thomastown 12 (AusNet) 66 kV26","VIC Thomastown 12 (AusNet) 66 kV"]
[null,null,null,null,null,null,null,null,null,null,null,null,null,null,null,null,null,27,"VIC Thomastown 12 (AusNet) 66 kV27","VIC Thomastown 12 (AusNet) 66 kV"]
[null,null,null,null,null,null,null,null,null,null,null,null,null,null,null,null,null,28,"VIC Thomastown 12 (AusNet) 66 kV28","VIC Thomastown 12 (AusNet) 66 kV"]
[null,null,null,null,null,null,null,null,null,null,null,null,null,null,null,null,null,29,"VIC Thomastown 12 (AusNet) 66 kV29","VIC Thomastown 12 (AusNet) 66 kV"]
[null,null,null,null,null,null,null,null,null,null,null,null,null,null,null,null,null,30,"VIC Thomastown 12 (AusNet) 66 kV30","VIC Thomastown 12 (AusNet) 66 kV"]
[null,null,null,null,null,null,null,null,null,null,null,null,null,null,null,null,null,31,"VIC Thomastown 12 (AusNet) 66 kV31","VIC Thomastown 12 (AusNet) 66 kV"]
[null,null,"VIC Thomastown 12 (Jemena) 66 kV",null,null,null,null,null,null,null,null,null,null,null,null,null,null,1,"VIC Thomastown 12 (Jemena) 66 kV1",{"$f":"C2112","v":"VIC Thomastown 12 (Jemena) 66 kV"}]
[null,null,null,null,null,null,null,null,null,null,null,null,null,null,null,null,null,2,"VIC Thomastown 12 (Jemena) 66 kV2",{"$f":"T2112","v":"VIC Thomastown 12 (Jemena) 66 kV"}]
[null,null,null,"MAIN SECTORS",null,null,null,null,null,null,null,null,null,null,null,null,null,3,"VIC Thomastown 12 (Jemena) 66 kV3","VIC Thomastown 12 (Jemena) 66 kV"]
[null,null,null,"Predominantly industrial and residential.",null,null,null,null,null,null,null,null,null,null,null,null,null,4,"VIC Thomastown 12 (Jemena) 66 kV4","VIC Thomastown 12 (Jemena) 66 kV"]
[null,null,null,null,null,null,null,null,null,null,null,null,null,null,null,null,null,5,"VIC Thomastown 12 (Jemena) 66 kV5","VIC Thomastown 12 (Jemena) 66 kV"]
[null,null,null,null,null,null,null,null,null,null,null,null,null,null,null,null,null,6,{"$f":"T2117&R2117","v":"VIC Thomastown 12 (Jemena) 66 kV6"},"VIC Thomastown 12 (Jemena) 66 kV"]
[null,null,null,null,null,null,null,null,null,null,null,null,null,null,null,null,null,7,"VIC Thomastown 12 (Jemena) 66 kV7","VIC Thomastown 12 (Jemena) 66 kV"]
[null,null,null,null,null,null,null,null,null,null,null,null,null,null,null,null,null,8,"VIC Thomastown 12 (Jemena) 66 kV8","VIC Thomastown 12 (Jemena) 66 kV"]
[null,null,null,"MEDIUM SCENARIO",null,null,null,null,null,null,null,null,null,null,null,null,null,9,"VIC Thomastown 12 (Jemena) 66 kV9","VIC Thomastown 12 (Jemena) 66 kV"]
[null,null,null,"Summer",null,null,null,null,null,null,null,null,null,null,null,null,null,10,"VIC Thomastown 12 (Jemena) 66 kV10","VIC Thomastown 12 (Jemena) 66 kV"]
[null,null,null,"Temperature corrected actuals increased from 2005 until 2011, and have been declining since.",null,null,null,null,null,null,null,null,null,null,null,null,null,11,"VIC Thomastown 12 (Jemena) 66 kV11","VIC Thomastown 12 (Jemena) 66 kV"]
[null,null,null,"Forecast demand is declining over the outlook period.",null,null,null,null,null,null,null,null,null,null,null,null,null,12,"VIC Thomastown 12 (Jemena) 66 kV12","VIC Thomastown 12 (Jemena) 66 kV"]
[null,null,null,"The POE10 adjustment for PV and EE ranges from 3.3% to 10.8% over the outlook period, with EE contributing 0.1% to 0.6% of the adjustment.",null,null,null,null,null,null,null,null,null,null,null,null,null,13,"VIC Thomastown 12 (Jemena) 66 kV13","VIC Thomastown 12 (Jemena) 66 kV"]
[null,null,null,null,null,null,null,null,null,null,null,null,null,null,null,null,null,14,"VIC Thomastown 12 (Jemena) 66 kV14","VIC Thomastown 12 (Jemena) 66 kV"]
[null,null,null,null,null,null,null,null,null,null,null,null,null,null,null,null,null,15,"VIC Thomastown 12 (Jemena) 66 kV15","VIC Thomastown 12 (Jemena) 66 kV"]
[null,null,null,"Winter",null,null,null,null,null,null,null,null,null,null,null,null,null,16,"VIC Thomastown 12 (Jemena) 66 kV16","VIC Thomastown 12 (Jemena) 66 kV"]
[null,null,null,"Temperature corrected actuals increased from 2005 until 2007, and have been declining since.",null,null,null,null,null,null,null,null,null,null,null,null,null,17,"VIC Thomastown 12 (Jemena) 66 kV17","VIC Thomastown 12 (Jemena) 66 kV"]
[null,null,null,"Forecast demand is declining over the outlook period.",null,null,null,null,null,null,null,null,null,null,null,null,null,18,"VIC Thomastown 12 (Jemena) 66 kV18","VIC Thomastown 12 (Jemena) 66 kV"]
[null,null,null,"The POE10 adjustment for PV and EE ranges from 1.1% to 4.2% over the outlook period, with EE contributing 0.1% to 0.8% of the adjustment.",null,null,null,null,null,null,null,null,null,null,null,null,null,19,"VIC Thomastown 12 (Jemena) 66 kV19","VIC Thomastown 12 (Jemena) 66 kV"]
[null,null,null,null,null,null,null,null,null,null,null,null,null,null,null,null,null,20,"VIC Thomastown 12 (Jemena) 66 kV20","VIC Thomastown 12 (Jemena) 66 kV"]
[null,null,null,null,null,null,null,null,null,null,null,null,null,null,null,null,null,21,"VIC Thomastown 12 (Jemena) 66 kV21","VIC Thomastown 12 (Jemena) 66 kV"]
[null,null,null,"Other",null,null,null,null,null,null,null,null,null,null,null,null,null,22,"VIC Thomastown 12 (Jemena) 66 kV22","VIC Thomastown 12 (Jemena) 66 kV"]
[null,null,null,"Supplies Preston, Heidelberg.",null,null,null,null,null,null,null,null,null,null,null,null,null,23,"VIC Thomastown 12 (Jemena) 66 kV23","VIC Thomastown 12 (Jemena) 66 kV"]
[null,null,null,"The connection point is weather sensitive and summer peaking.",null,null,null,null,null,null,null,null,null,null,null,null,null,24,"VIC Thomastown 12 (Jemena) 66 kV24","VIC Thomastown 12 (Jemena) 66 kV"]
[null,null,null,"Diversity factors: Summer = 0.92; Winter = 0.9.",null,null,null,null,null,null,null,null,null,null,null,null,null,25,"VIC Thomastown 12 (Jemena) 66 kV25","VIC Thomastown 12 (Jemena) 66 kV"]
[null,null,null,"Power factors: Summer = 0.96, lagging; Winter = 0.97, lagging.",null,null,null,null,null,null,null,null,null,null,null,null,null,26,"VIC Thomastown 12 (Jemena) 66 kV26","VIC Thomastown 12 (Jemena) 66 kV"]
[null,null,null,null,null,null,null,null,null,null,null,null,null,null,null,null,null,27,"VIC Thomastown 12 (Jemena) 66 kV27","VIC Thomastown 12 (Jemena) 66 kV"]
[null,null,null,null,null,null,null,null,null,null,null,null,null,null,null,null,null,28,"VIC Thomastown 12 (Jemena) 66 kV28","VIC Thomastown 12 (Jemena) 66 kV"]
[null,null,null,null,null,null,null,null,null,null,null,null,null,null,null,null,null,29,"VIC Thomastown 12 (Jemena) 66 kV29","VIC Thomastown 12 (Jemena) 66 kV"]
[null,null,null,null,null,null,null,null,null,null,null,null,null,null,null,null,null,30,"VIC Thomastown 12 (Jemena) 66 kV30","VIC Thomastown 12 (Jemena) 66 kV"]
[null,null,null,null,null,null,null,null,null,null,null,null,null,null,null,null,null,31,"VIC Thomastown 12 (Jemena) 66 kV31","VIC Thomastown 12 (Jemena) 66 kV"]
[null,null,"VIC Thomastown 34 (Jemena) 66 kV",null,null,null,null,null,null,null,null,null,null,null,null,null,null,1,"VIC Thomastown 34 (Jemena) 66 kV1",{"$f":"C2143","v":"VIC Thomastown 34 (Jemena) 66 kV"}]
[null,null,null,null,null,null,null,null,null,null,null,null,null,null,null,null,null,2,"VIC Thomastown 34 (Jemena) 66 kV2",{"$f":"T2143","v":"VIC Thomastown 34 (Jemena) 66 kV"}]
[null,null,null,"MAIN SECTORS",null,null,null,null,null,null,null,null,null,null,null,null,null,3,"VIC Thomastown 34 (Jemena) 66 kV3","VIC Thomastown 34 (Jemena) 66 kV"]
[null,null,null,"Predominantly industrial and residential.",null,null,null,null,null,null,null,null,null,null,null,null,null,4,"VIC Thomastown 34 (Jemena) 66 kV4","VIC Thomastown 34 (Jemena) 66 kV"]
[null,null,null,null,null,null,null,null,null,null,null,null,null,null,null,null,null,5,"VIC Thomastown 34 (Jemena) 66 kV5","VIC Thomastown 34 (Jemena) 66 kV"]
[null,null,null,null,null,null,null,null,null,null,null,null,null,null,null,null,null,{"$f":"MOD(ROW(Q2148)-4,31)+1","v":6},"VIC Thomastown 34 (Jemena) 66 kV6","VIC Thomastown 34 (Jemena) 66 kV"]
[null,null,null,null,null,null,null,null,null,null,null,null,null,null,null,null,null,7,"VIC Thomastown 34 (Jemena) 66 kV7","VIC Thomastown 34 (Jemena) 66 kV"]
[null,null,null,null,null,null,null,null,null,null,null,null,null,null,null,null,null,8,"VIC Thomastown 34 (Jemena) 66 kV8",{"$f":"T2149","v":"VIC Thomastown 34 (Jemena) 66 kV"}]
[null,null,null,"MEDIUM SCENARIO",null,null,null,null,null,null,null,null,null,null,null,null,null,9,"VIC Thomastown 34 (Jemena) 66 kV9","VIC Thomastown 34 (Jemena) 66 kV"]
[null,null,null,"Summer",null,null,null,null,null,null,null,null,null,null,null,null,null,10,"VIC Thomastown 34 (Jemena) 66 kV10","VIC Thomastown 34 (Jemena) 66 kV"]
[null,null,null,"Temperature corrected actuals have been relatively flat since 2010.",null,null,null,null,null,null,null,null,null,null,null,null,null,11,"VIC Thomastown 34 (Jemena) 66 kV11","VIC Thomastown 34 (Jemena) 66 kV"]
[null,null,null,"Forecast demand is flat over the outlook period.",null,null,null,null,null,null,null,null,null,null,null,null,null,12,"VIC Thomastown 34 (Jemena) 66 kV12","VIC Thomastown 34 (Jemena) 66 kV"]
[null,null,null,"The POE10 adjustment for PV and EE ranges from 5.6% to 13.1% over the outlook period, with EE contributing 0.1% to 0.9% of the adjustment.",null,null,null,null,null,null,null,null,null,null,null,null,null,13,"VIC Thomastown 34 (Jemena) 66 kV13","VIC Thomastown 34 (Jemena) 66 kV"]
[null,null,null,null,null,null,null,null,null,null,null,null,null,null,null,null,null,14,"VIC Thomastown 34 (Jemena) 66 kV14","VIC Thomastown 34 (Jemena) 66 kV"]
[null,null,null,null,null,null,null,null,null,null,null,null,null,null,null,null,null,15,"VIC Thomastown 34 (Jemena) 66 kV15","VIC Thomastown 34 (Jemena) 66 kV"]
[null,null,null,"Winter",null,null,null,null,null,null,null,null,null,null,null,null,null,16,"VIC Thomastown 34 (Jemena) 66 kV16","VIC Thomastown 34 (Jemena) 66 kV"]
[null,null,null,"Temperature corrected actuals have increased since 2010.",null,null,null,null,null,null,null,null,null,null,null,null,null,17,"VIC Thomastown 34 (Jemena) 66 kV17","VIC Thomastown 34 (Jemena) 66 kV"]
[null,null,null,"Forecast demand is increasing over the outlook period.",null,null,null,null,null,null,null,null,null,null,null,null,null,18,"VIC Thomastown 34 (Jemena) 66 kV18","VIC Thomastown 34 (Jemena) 66 kV"]
[null,null,null,"The POE10 adjustment for PV and EE ranges from 1.5% to 4.2% over the outlook period, with EE contributing 0.1% to 0.9% of the adjustment.",null,null,null,null,null,null,null,null,null,null,null,null,null,19,"VIC Thomastown 34 (Jemena) 66 kV19","VIC Thomastown 34 (Jemena) 66 kV"]
[null,null,null,null,null,null,null,null,null,null,null,null,null,null,null,null,null,20,"VIC Thomastown 34 (Jemena) 66 kV20","VIC Thomastown 34 (Jemena) 66 kV"]
[null,null,null,null,null,null,null,null,null,null,null,null,null,null,null,null,null,21,"VIC Thomastown 34 (Jemena) 66 kV21","VIC Thomastown 34 (Jemena) 66 kV"]
[null,null,null,"Other",null,null,null,null,null,null,null,null,null,null,null,null,null,22,"VIC Thomastown 34 (Jemena) 66 kV22","VIC Thomastown 34 (Jemena) 66 kV"]
[null,null,null,"Supplies Broadmeadows, Coolaroo, Coburg.",null,null,null,null,null,null,null,null,null,null,null,null,null,23,"VIC Thomastown 34 (Jemena) 66 kV23","VIC Thomastown 34 (Jemena) 66 kV"]
[null,null,null,"The connection point is weather sensitive and summer peaking.",null,null,null,null,null,null,null,null,null,null,null,null,null,24,"VIC Thomastown 34 (Jemena) 66 kV24","VIC Thomastown 34 (Jemena) 66 kV"]
[null,null,null,"Reduction in industrial loads planned from 2017.",null,null,null,null,null,null,null,null,null,null,null,null,null,25,"VIC Thomastown 34 (Jemena) 66 kV25","VIC Thomastown 34 (Jemena) 66 kV"]
[null,null,null,"Diversity factors: Summer = 0.94; Winter = 0.92.",null,null,null,null,null,null,null,null,null,null,null,null,null,26,"VIC Thomastown 34 (Jemena) 66 kV26","VIC Thomastown 34 (Jemena) 66 kV"]
[null,null,null,"Power factors: Summer = 0.96, lagging; Winter = 0.97, lagging.",null,null,null,null,null,null,null,null,null,null,null,null,null,27,"VIC Thomastown 34 (Jemena) 66 kV27","VIC Thomastown 34 (Jemena) 66 kV"]
[null,null,null,null,null,null,null,null,null,null,null,null,null,null,null,null,null,28,"VIC Thomastown 34 (Jemena) 66 kV28","VIC Thomastown 34 (Jemena) 66 kV"]
[null,null,null,null,null,null,null,null,null,null,null,null,null,null,null,null,null,29,"VIC Thomastown 34 (Jemena) 66 kV29","VIC Thomastown 34 (Jemena) 66 kV"]
[null,null,null,null,null,null,null,null,null,null,null,null,null,null,null,null,null,30,"VIC Thomastown 34 (Jemena) 66 kV30","VIC Thomastown 34 (Jemena) 66 kV"]
[null,null,null,null,null,null,null,null,null,null,null,null,null,null,null,null,null,31,"VIC Thomastown 34 (Jemena) 66 kV31","VIC Thomastown 34 (Jemena) 66 kV"]
[null,null,"VIC Tyabb (United Energy) 66 kV",null,null,null,null,null,null,null,null,null,null,null,null,null,null,1,"VIC Tyabb (United Energy) 66 kV1",{"$f":"C2174","v":"VIC Tyabb (United Energy) 66 kV"}]
[null,null,null,null,null,null,null,null,null,null,null,null,null,null,null,null,null,2,"VIC Tyabb (United Energy) 66 kV2",{"$f":"T2174","v":"VIC Tyabb (United Energy) 66 kV"}]
[null,null,null,"MAIN SECTORS",null,null,null,null,null,null,null,null,null,null,null,null,null,3,"VIC Tyabb (United Energy) 66 kV3","VIC Tyabb (United Energy) 66 kV"]
[null,null,null,"Mainly residential and commercial.",null,null,null,null,null,null,null,null,null,null,null,null,null,4,"VIC Tyabb (United Energy) 66 kV4","VIC Tyabb (United Energy) 66 kV"]
[null,null,null,null,null,null,null,null,null,null,null,null,null,null,null,null,null,5,"VIC Tyabb (United Energy) 66 kV5","VIC Tyabb (United Energy) 66 kV"]
[null,null,null,null,null,null,null,null,null,null,null,null,null,null,null,null,null,6,"VIC Tyabb (United Energy) 66 kV6","VIC Tyabb (United Energy) 66 kV"]
[null,null,null,null,null,null,null,null,null,null,null,null,null,null,null,null,null,7,"VIC Tyabb (United Energy) 66 kV7","VIC Tyabb (United Energy) 66 kV"]
[null,null,null,null,null,null,null,null,null,null,null,null,null,null,null,null,null,8,{"$f":"T2181&R2181","v":"VIC Tyabb (United Energy) 66 kV8"},"VIC Tyabb (United Energy) 66 kV"]
[null,null,null,"MEDIUM SCENARIO",null,null,null,null,null,null,null,null,null,null,null,null,null,9,"VIC Tyabb (United Energy) 66 kV9","VIC Tyabb (United Energy) 66 kV"]
[null,null,null,"Summer",null,null,null,null,null,null,null,null,null,null,null,null,null,10,"VIC Tyabb (United Energy) 66 kV10","VIC Tyabb (United Energy) 66 kV"]
[null,null,null,"Temperature corrected actuals have increased since 2005.",null,null,null,null,null,null,null,null,null,null,null,null,null,11,"VIC Tyabb (United Energy) 66 kV11","VIC Tyabb (United Energy) 66 kV"]
[null,null,null,"Forecast demand is increasing over the outlook period.",null,null,null,null,null,null,null,null,null,null,null,null,null,12,"VIC Tyabb (United Energy) 66 kV12","VIC Tyabb (United Energy) 66 kV"]
[null,null,null,"The POE10 adjustment for PV and EE ranges from 5.4% to 9.4% over the outlook period, with EE contributing 0.1% to 0.7% of the adjustment.",null,null,null,null,null,null,null,null,null,null,null,null,null,13,"VIC Tyabb (United Energy) 66 kV13","VIC Tyabb (United Energy) 66 kV"]
[null,null,null,null,null,null,null,null,null,null,null,null,null,null,null,null,null,14,"VIC Tyabb (United Energy) 66 kV14","VIC Tyabb (United Energy) 66 kV"]
[null,null,null,null,null,null,null,null,null,null,null,null,null,null,null,null,null,15,"VIC Tyabb (United Energy) 66 kV15","VIC Tyabb (United Energy) 66 kV"]
[null,null,null,"Winter",null,null,null,null,null,null,null,null,null,null,null,null,null,16,"VIC Tyabb (United Energy) 66 kV16","VIC Tyabb (United Energy) 66 kV"]
[null,null,null,"Temperature corrected actuals have increased since 2005.",null,null,null,null,null,null,null,null,null,null,null,null,null,17,"VIC Tyabb (United Energy) 66 kV17","VIC Tyabb (United Energy) 66 kV"]
[null,null,null,"Forecast demand is increasing over the outlook period.",null,null,null,null,null,null,null,null,null,null,null,null,null,18,"VIC Tyabb (United Energy) 66 kV18","VIC Tyabb (United Energy) 66 kV"]
[null,null,null,"The POE10 adjustment for PV and EE ranges from 0.2% to 1.3% over the outlook period, with EE contributing 0.2% to 1.3% of the adjustment.",null,null,null,null,null,null,null,null,null,null,null,null,null,19,"VIC Tyabb (United Energy) 66 kV19","VIC Tyabb (United Energy) 66 kV"]
[null,null,null,null,null,null,null,null,null,null,null,null,null,null,null,null,null,20,"VIC Tyabb (United Energy) 66 kV20","VIC Tyabb (United Energy) 66 kV"]
[null,null,null,null,null,null,null,null,null,null,null,null,null,null,null,null,null,21,"VIC Tyabb (United Energy) 66 kV21","VIC Tyabb (United Energy) 66 kV"]
[null,null,null,"Other",null,null,null,null,null,null,null,null,null,null,null,null,null,22,"VIC Tyabb (United Energy) 66 kV22","VIC Tyabb (United Energy) 66 kV"]
[null,null,null,"Supplies Mornington, Frankston, Hastings, Dromana, Rosebud, Sorrento.",null,null,null,null,null,null,null,null,null,null,null,null,null,23,"VIC Tyabb (United Energy) 66 kV23","VIC Tyabb (United Energy) 66 kV"]
[null,null,null,"The connection point is weather sensitive and summer peaking.",null,null,null,null,null,null,null,null,null,null,null,null,null,24,"VIC Tyabb (United Energy) 66 kV24","VIC Tyabb (United Energy) 66 kV"]
[null,null,null,"The impact of embedded generation at Mornington Waste Disposal Facility has been removed in this forecast.",null,null,null,null,null,null,null,null,null,null,null,null,null,25,"VIC Tyabb (United Energy) 66 kV25","VIC Tyabb (United Energy) 66 kV"]
[null,null,null,"Diversity factors: Summer = 0.81; Winter = 0.99.",null,null,null,null,null,null,null,null,null,null,null,null,null,26,"VIC Tyabb (United Energy) 66 kV26","VIC Tyabb (United Energy) 66 kV"]
[null,null,null,"Power factors: Summer = 0.97, lagging; Winter = 0.98, lagging.",null,null,null,null,null,null,null,null,null,null,null,null,null,27,"VIC Tyabb (United Energy) 66 kV27","VIC Tyabb (United Energy) 66 kV"]
[null,null,null,null,null,null,null,null,null,null,null,null,null,null,null,null,null,28,"VIC Tyabb (United Energy) 66 kV28","VIC Tyabb (United Energy) 66 kV"]
[null,null,null,null,null,null,null,null,null,null,null,null,null,null,null,null,null,29,"VIC Tyabb (United Energy) 66 kV29","VIC Tyabb (United Energy) 66 kV"]
[null,null,null,null,null,null,null,null,null,null,null,null,null,null,null,null,null,30,"VIC Tyabb (United Energy) 66 kV30","VIC Tyabb (United Energy) 66 kV"]
[null,null,null,null,null,null,null,null,null,null,null,null,null,null,null,null,null,31,"VIC Tyabb (United Energy) 66 kV31","VIC Tyabb (United Energy) 66 kV"]
[null,null,"VIC Wemen (Powercor) 66 kV",null,null,null,null,null,null,null,null,null,null,null,null,null,null,1,"VIC Wemen (Powercor) 66 kV1",{"$f":"C2205","v":"VIC Wemen (Powercor) 66 kV"}]
[null,null,null,null,null,null,null,null,null,null,null,null,null,null,null,null,null,2,"VIC Wemen (Powercor) 66 kV2",{"$f":"T2205","v":"VIC Wemen (Powercor) 66 kV"}]
[null,null,null,"MAIN SECTORS",null,null,null,null,null,null,null,null,null,null,null,null,null,3,"VIC Wemen (Powercor) 66 kV3","VIC Wemen (Powercor) 66 kV"]
[null,null,null,"Predominantly agricultural and commercial.",null,null,null,null,null,null,null,null,null,null,null,null,null,4,"VIC Wemen (Powercor) 66 kV4","VIC Wemen (Powercor) 66 kV"]
[null,null,null,"Includes large irrigation loads in summer.",null,null,null,null,null,null,null,null,null,null,null,null,null,5,"VIC Wemen (Powercor) 66 kV5","VIC Wemen (Powercor) 66 kV"]
[null,null,null,null,null,null,null,null,null,null,null,null,null,null,null,null,null,6,"VIC Wemen (Powercor) 66 kV6","VIC Wemen (Powercor) 66 kV"]
[null,null,null,null,null,null,null,null,null,null,null,null,null,null,null,null,null,7,"VIC Wemen (Powercor) 66 kV7","VIC Wemen (Powercor) 66 kV"]
[null,null,null,null,null,null,null,null,null,null,null,null,null,null,null,null,null,{"$f":"MOD(ROW(Q2212)-4,31)+1","v":8},"VIC Wemen (Powercor) 66 kV8","VIC Wemen (Powercor) 66 kV"]
[null,null,null,"MEDIUM SCENARIO",null,null,null,null,null,null,null,null,null,null,null,null,null,9,"VIC Wemen (Powercor) 66 kV9","VIC Wemen (Powercor) 66 kV"]
[null,null,null,"Summer",null,null,null,null,null,null,null,null,null,null,null,null,null,10,"VIC Wemen (Powercor) 66 kV10",{"$f":"T2213","v":"VIC Wemen (Powercor) 66 kV"}]
[null,null,null,"Temperature corrected actuals have increased since 2005.",null,null,null,null,null,null,null,null,null,null,null,null,null,11,"VIC Wemen (Powercor) 66 kV11","VIC Wemen (Powercor) 66 kV"]
[null,null,null,"Forecast demand is increasing over the outlook period.",null,null,null,null,null,null,null,null,null,null,null,null,null,12,"VIC Wemen (Powercor) 66 kV12","VIC Wemen (Powercor) 66 kV"]
[null,null,null,"The POE10 adjustment for PV and EE ranges from 3.5% to 8% over the outlook period, with EE contributing 0% to 0% of the adjustment.",null,null,null,null,null,null,null,null,null,null,null,null,null,13,"VIC Wemen (Powercor) 66 kV13","VIC Wemen (Powercor) 66 kV"]
[null,null,null,null,null,null,null,null,null,null,null,null,null,null,null,null,null,14,"VIC Wemen (Powercor) 66 kV14","VIC Wemen (Powercor) 66 kV"]
[null,null,null,null,null,null,null,null,null,null,null,null,null,null,null,null,null,15,"VIC Wemen (Powercor) 66 kV15","VIC Wemen (Powercor) 66 kV"]
[null,null,null,"Winter",null,null,null,null,null,null,null,null,null,null,null,null,null,16,"VIC Wemen (Powercor) 66 kV16","VIC Wemen (Powercor) 66 kV"]
[null,null,null,"Temperature corrected actuals have increased since 2005.",null,null,null,null,null,null,null,null,null,null,null,null,null,17,"VIC Wemen (Powercor) 66 kV17","VIC Wemen (Powercor) 66 kV"]
[null,null,null,"Forecast demand is decreasing over the outlook period, due to load transfers.",null,null,null,null,null,null,null,null,null,null,null,null,null,18,"VIC Wemen (Powercor) 66 kV18","VIC Wemen (Powercor) 66 kV"]
[null,null,null,"The POE10 adjustment for PV and EE ranges from 0% to 0.1% over the outlook period, with EE contributing 0% to 0.1% of the adjustment.",null,null,null,null,null,null,null,null,null,null,null,null,null,19,"VIC Wemen (Powercor) 66 kV19","VIC Wemen (Powercor) 66 kV"]
[null,null,null,null,null,null,null,null,null,null,null,null,null,null,null,null,null,20,"VIC Wemen (Powercor) 66 kV20","VIC Wemen (Powercor) 66 kV"]
[null,null,null,null,null,null,null,null,null,null,null,null,null,null,null,null,null,21,"VIC Wemen (Powercor) 66 kV21","VIC Wemen (Powercor) 66 kV"]
[null,null,null,"Other",null,null,null,null,null,null,null,null,null,null,null,null,null,22,"VIC Wemen (Powercor) 66 kV22","VIC Wemen (Powercor) 66 kV"]
[null,null,null,"Supplies Hattah, Wemen, Robinvale.",null,null,null,null,null,null,null,null,null,null,null,null,null,23,"VIC Wemen (Powercor) 66 kV23","VIC Wemen (Powercor) 66 kV"]
[null,null,null,"The connection point is weather sensitive and summer peaking.",null,null,null,null,null,null,null,null,null,null,null,null,null,24,"VIC Wemen (Powercor) 66 kV24","VIC Wemen (Powercor) 66 kV"]
[null,null,null,"Reduction in industrial loads planned from 2017.",null,null,null,null,null,null,null,null,null,null,null,null,null,25,"VIC Wemen (Powercor) 66 kV25","VIC Wemen (Powercor) 66 kV"]
[null,null,null,"Diversity factors: Summer = 0.6; Winter = 0.52.",null,null,null,null,null,null,null,null,null,null,null,null,null,26,"VIC Wemen (Powercor) 66 kV26","VIC Wemen (Powercor) 66 kV"]
[null,null,null,"Power factors: Summer = 1, lagging; Winter = 0.9, leading.",null,null,null,null,null,null,null,null,null,null,null,null,null,27,"VIC Wemen (Powercor) 66 kV27","VIC Wemen (Powercor) 66 kV"]
[null,null,null,null,null,null,null,null,null,null,null,null,null,null,null,null,null,28,"VIC Wemen (Powercor) 66 kV28","VIC Wemen (Powercor) 66 kV"]
[null,null,null,null,null,null,null,null,null,null,null,null,null,null,null,null,null,29,"VIC Wemen (Powercor) 66 kV29","VIC Wemen (Powercor) 66 kV"]
[null,null,null,null,null,null,null,null,null,null,null,null,null,null,null,null,null,30,"VIC Wemen (Powercor) 66 kV30","VIC Wemen (Powercor) 66 kV"]
[null,null,null,null,null,null,null,null,null,null,null,null,null,null,null,null,null,31,"VIC Wemen (Powercor) 66 kV31","VIC Wemen (Powercor) 66 kV"]
[null,null,"VIC West Melbourne (CitiPower) 22 kV",null,null,null,null,null,null,null,null,null,null,null,null,null,null,1,"VIC West Melbourne (CitiPower) 22 kV1",{"$f":"C2236","v":"VIC West Melbourne (CitiPower) 22 kV"}]
[null,null,null,null,null,null,null,null,null,null,null,null,null,null,null,null,null,2,"VIC West Melbourne (CitiPower) 22 kV2",{"$f":"T2236","v":"VIC West Melbourne (CitiPower) 22 kV"}]
[null,null,null,"MAIN SECTORS",null,null,null,null,null,null,null,null,null,null,null,null,null,3,"VIC West Melbourne (CitiPower) 22 kV3","VIC West Melbourne (CitiPower) 22 kV"]
[null,null,null,"Mainly commercial.",null,null,null,null,null,null,null,null,null,null,null,null,null,4,"VIC West Melbourne (CitiPower) 22 kV4","VIC West Melbourne (CitiPower) 22 kV"]
[null,null,null,null,null,null,null,null,null,null,null,null,null,null,null,null,null,5,"VIC West Melbourne (CitiPower) 22 kV5","VIC West Melbourne (CitiPower) 22 kV"]
[null,null,null,null,null,null,null,null,null,null,null,null,null,null,null,null,null,6,"VIC West Melbourne (CitiPower) 22 kV6","VIC West Melbourne (CitiPower) 22 kV"]
[null,null,null,null,null,null,null,null,null,null,null,null,null,null,null,null,null,7,"VIC West Melbourne (CitiPower) 22 kV7","VIC West Melbourne (CitiPower) 22 kV"]
[null,null,null,null,null,null,null,null,null,null,null,null,null,null,null,null,null,8,"VIC West Melbourne (CitiPower) 22 kV8","VIC West Melbourne (CitiPower) 22 kV"]
[null,null,null,"MEDIUM SCENARIO",null,null,null,null,null,null,null,null,null,null,null,null,null,9,"VIC West Melbourne (CitiPower) 22 kV9","VIC West Melbourne (CitiPower) 22 kV"]
[null,null,null,"Summer",null,null,null,null,null,null,null,null,null,null,null,null,null,10,{"$f":"T2245&R2245","v":"VIC West Melbourne (CitiPower) 22 kV10"},"VIC West Melbourne (CitiPower) 22 kV"]
[null,null,null,"Temperature corrected actuals increased from 2005 until 2012, and have been declining since.",null,null,null,null,null,null,null,null,null,null,null,null,null,11,"VIC West Melbourne (CitiPower) 22 kV11","VIC West Melbourne (CitiPower) 22 kV"]
[null,null,null,"Forecast demand is decreasing over the outlook period, with the decommissioning of West Melbourne Terminal 22kV scheduled for 2020.",null,null,null,null,null,null,null,null,null,null,null,null,null,12,"VIC West Melbourne (CitiPower) 22 kV12","VIC West Melbourne (CitiPower) 22 kV"]
[null,null,null,null,null,null,null,null,null,null,null,null,null,null,null,null,null,13,"VIC West Melbourne (CitiPower) 22 kV13","VIC West Melbourne (CitiPower) 22 kV"]
[null,null,null,null,null,null,null,null,null,null,null,null,null,null,null,null,null,14,"VIC West Melbourne (CitiPower) 22 kV14","VIC West Melbourne (CitiPower) 22 kV"]
[null,null,null,null,null,null,null,null,null,null,null,null,null,null,null,null,null,15,"VIC West Melbourne (CitiPower) 22 kV15","VIC West Melbourne (CitiPower) 22 kV"]
[null,null,null,"Winter",null,null,null,null,null,null,null,null,null,null,null,null,null,16,"VIC West Melbourne (CitiPower) 22 kV16","VIC West Melbourne (CitiPower) 22 kV"]
[null,null,null,"Temperature corrected actuals increased from 2005 until 2012, and have been declining since.",null,null,null,null,null,null,null,null,null,null,null,null,null,17,"VIC West Melbourne (CitiPower) 22 kV17","VIC West Melbourne (CitiPower) 22 kV"]
[null,null,null,"Forecast demand is decreasing over the outlook period, with the decommissioning of West Melbourne Terminal 22kV scheduled for 2020.",null,null,null,null,null,null,null,null,null,null,null,null,null,18,"VIC West Melbourne (CitiPower) 22 kV18","VIC West Melbourne (CitiPower) 22 kV"]
[null,null,null,null,null,null,null,null,null,null,null,null,null,null,null,null,null,19,"VIC West Melbourne (CitiPower) 22 kV19","VIC West Melbourne (CitiPower) 22 kV"]
[null,null,null,null,null,null,null,null,null,null,null,null,null,null,null,null,null,20,"VIC West Melbourne (CitiPower) 22 kV20","VIC West Melbourne (CitiPower) 22 kV"]
[null,null,null,null,null,null,null,null,null,null,null,null,null,null,null,null,null,21,"VIC West Melbourne (CitiPower) 22 kV21","VIC West Melbourne (CitiPower) 22 kV"]
[null,null,null,"Other",null,null,null,null,null,null,null,null,null,null,null,null,null,22,"VIC West Melbourne (CitiPower) 22 kV22","VIC West Melbourne (CitiPower) 22 kV"]
[null,null,null,"Supplies Melbourne CBD.",null,null,null,null,null,null,null,null,null,null,null,null,null,23,"VIC West Melbourne (CitiPower) 22 kV23","VIC West Melbourne (CitiPower) 22 kV"]
[null,null,null,"The connection point is weather sensitive and summer peaking.",null,null,null,null,null,null,null,null,null,null,null,null,null,24,"VIC West Melbourne (CitiPower) 22 kV24","VIC West Melbourne (CitiPower) 22 kV"]
[null,null,null,"Load is transferred from West Melbourne 22kV to West Melbourne 66kV and Brunswick 66kV over the outlook period.",null,null,null,null,null,null,null,null,null,null,null,null,null,25,"VIC West Melbourne (CitiPower) 22 kV25","VIC West Melbourne (CitiPower) 22 kV"]
[null,null,null,"Diversity factors: Summer = 0.88; Winter = 0.91.",null,null,null,null,null,null,null,null,null,null,null,null,null,26,"VIC West Melbourne (CitiPower) 22 kV26","VIC West Melbourne (CitiPower) 22 kV"]
[null,null,null,"Power factors: Summer = 0.9, lagging; Winter = 0.91, lagging.",null,null,null,null,null,null,null,null,null,null,null,null,null,27,"VIC West Melbourne (CitiPower) 22 kV27","VIC West Melbourne (CitiPower) 22 kV"]
[null,null,null,null,null,null,null,null,null,null,null,null,null,null,null,null,null,28,"VIC West Melbourne (CitiPower) 22 kV28","VIC West Melbourne (CitiPower) 22 kV"]
[null,null,null,null,null,null,null,null,null,null,null,null,null,null,null,null,null,29,"VIC West Melbourne (CitiPower) 22 kV29","VIC West Melbourne (CitiPower) 22 kV"]
[null,null,null,null,null,null,null,null,null,null,null,null,null,null,null,null,null,30,"VIC West Melbourne (CitiPower) 22 kV30","VIC West Melbourne (CitiPower) 22 kV"]
[null,null,null,null,null,null,null,null,null,null,null,null,null,null,null,null,null,31,"VIC West Melbourne (CitiPower) 22 kV31","VIC West Melbourne (CitiPower) 22 kV"]
[null,null,"VIC West Melbourne (CitiPower) 66 kV",null,null,null,null,null,null,null,null,null,null,null,null,null,null,1,"VIC West Melbourne (CitiPower) 66 kV1",{"$f":"C2267","v":"VIC West Melbourne (CitiPower) 66 kV"}]
[null,null,null,null,null,null,null,null,null,null,null,null,null,null,null,null,null,2,"VIC West Melbourne (CitiPower) 66 kV2",{"$f":"T2267","v":"VIC West Melbourne (CitiPower) 66 kV"}]
[null,null,null,"MAIN SECTORS",null,null,null,null,null,null,null,null,null,null,null,null,null,3,"VIC West Melbourne (CitiPower) 66 kV3","VIC West Melbourne (CitiPower) 66 kV"]
[null,null,null,"Mainly commercial.",null,null,null,null,null,null,null,null,null,null,null,null,null,4,"VIC West Melbourne (CitiPower) 66 kV4","VIC West Melbourne (CitiPower) 66 kV"]
[null,null,null,null,null,null,null,null,null,null,null,null,null,null,null,null,null,5,"VIC West Melbourne (CitiPower) 66 kV5","VIC West Melbourne (CitiPower) 66 kV"]
[null,null,null,null,null,null,null,null,null,null,null,null,null,null,null,null,null,6,"VIC West Melbourne (CitiPower) 66 kV6","VIC West Melbourne (CitiPower) 66 kV"]
[null,null,null,null,null,null,null,null,null,null,null,null,null,null,null,null,null,7,"VIC West Melbourne (CitiPower) 66 kV7","VIC West Melbourne (CitiPower) 66 kV"]
[null,null,null,null,null,null,null,null,null,null,null,null,null,null,null,null,null,8,"VIC West Melbourne (CitiPower) 66 kV8","VIC West Melbourne (CitiPower) 66 kV"]
[null,null,null,"MEDIUM SCENARIO",null,null,null,null,null,null,null,null,null,null,null,null,null,9,"VIC West Melbourne (CitiPower) 66 kV9","VIC West Melbourne (CitiPower) 66 kV"]
[null,null,null,"Summer",null,null,null,null,null,null,null,null,null,null,null,null,null,{"$f":"MOD(ROW(Q2276)-4,31)+1","v":10},"VIC West Melbourne (CitiPower) 66 kV10","VIC West Melbourne (CitiPower) 66 kV"]
[null,null,null,"Temperature corrected actuals have been relatively flat since 2005.",null,null,null,null,null,null,null,null,null,null,null,null,null,11,"VIC West Melbourne (CitiPower) 66 kV11","VIC West Melbourne (CitiPower) 66 kV"]
[null,null,null,"Forecast demand is decreasing over the outlook period, due to load transfers to Brunswick 66kV.",null,null,null,null,null,null,null,null,null,null,null,null,null,12,"VIC West Melbourne (CitiPower) 66 kV12",{"$f":"T2277","v":"VIC West Melbourne (CitiPower) 66 kV"}]
[null,null,null,"The POE10 adjustment for PV and EE ranges from 0.9% to 3.6% over the outlook period, with EE contributing 0.1% to 0.4% of the adjustment.",null,null,null,null,null,null,null,null,null,null,null,null,null,13,"VIC West Melbourne (CitiPower) 66 kV13","VIC West Melbourne (CitiPower) 66 kV"]
[null,null,null,null,null,null,null,null,null,null,null,null,null,null,null,null,null,14,"VIC West Melbourne (CitiPower) 66 kV14","VIC West Melbourne (CitiPower) 66 kV"]
[null,null,null,null,null,null,null,null,null,null,null,null,null,null,null,null,null,15,"VIC West Melbourne (CitiPower) 66 kV15","VIC West Melbourne (CitiPower) 66 kV"]
[null,null,null,"Winter",null,null,null,null,null,null,null,null,null,null,null,null,null,16,"VIC West Melbourne (CitiPower) 66 kV16","VIC West Melbourne (CitiPower) 66 kV"]
[null,null,null,"Temperature corrected actuals have been relatively flat since 2005.",null,null,null,null,null,null,null,null,null,null,null,null,null,17,"VIC West Melbourne (CitiPower) 66 kV17","VIC West Melbourne (CitiPower) 66 kV"]
[null,null,null,"Forecast demand is decreasing over the outlook period, due to load transfers to Brunswick 66kV.",null,null,null,null,null,null,null,null,null,null,null,null,null,18,"VIC West Melbourne (CitiPower) 66 kV18","VIC West Melbourne (CitiPower) 66 kV"]
[null,null,null,"The POE10 adjustment for PV and EE ranges from 0.6% to 2.9% over the outlook period, with EE contributing 0.1% to 0.7% of the adjustment.",null,null,null,null,null,null,null,null,null,null,null,null,null,19,"VIC West Melbourne (CitiPower) 66 kV19","VIC West Melbourne (CitiPower) 66 kV"]
[null,null,null,null,null,null,null,null,null,null,null,null,null,null,null,null,null,20,"VIC West Melbourne (CitiPower) 66 kV20","VIC West Melbourne (CitiPower) 66 kV"]
[null,null,null,null,null,null,null,null,null,null,null,null,null,null,null,null,null,21,"VIC West Melbourne (CitiPower) 66 kV21","VIC West Melbourne (CitiPower) 66 kV"]
[null,null,null,"Other",null,null,null,null,null,null,null,null,null,null,null,null,null,22,"VIC West Melbourne (CitiPower) 66 kV22","VIC West Melbourne (CitiPower) 66 kV"]
[null,null,null,"Supplies Melbourne CBD.",null,null,null,null,null,null,null,null,null,null,null,null,null,23,"VIC West Melbourne (CitiPower) 66 kV23","VIC West Melbourne (CitiPower) 66 kV"]
[null,null,null,"The connection point is weather sensitive and summer peaking.",null,null,null,null,null,null,null,null,null,null,null,null,null,24,"VIC West Melbourne (CitiPower) 66 kV24","VIC West Melbourne (CitiPower) 66 kV"]
[null,null,null,"New commercials loads planned from 2018.",null,null,null,null,null,null,null,null,null,null,null,null,null,25,"VIC West Melbourne (CitiPower) 66 kV25","VIC West Melbourne (CitiPower) 66 kV"]
[null,null,null,"Diversity factors: Summer = 0.92; Winter = 0.96.",null,null,null,null,null,null,null,null,null,null,null,null,null,26,"VIC West Melbourne (CitiPower) 66 kV26","VIC West Melbourne (CitiPower) 66 kV"]
[null,null,null,"Power factors: Summer = 0.99, lagging; Winter = 1, lagging.",null,null,null,null,null,null,null,null,null,null,null,null,null,27,"VIC West Melbourne (CitiPower) 66 kV27","VIC West Melbourne (CitiPower) 66 kV"]
[null,null,null,null,null,null,null,null,null,null,null,null,null,null,null,null,null,28,"VIC West Melbourne (CitiPower) 66 kV28","VIC West Melbourne (CitiPower) 66 kV"]
[null,null,null,null,null,null,null,null,null,null,null,null,null,null,null,null,null,29,"VIC West Melbourne (CitiPower) 66 kV29","VIC West Melbourne (CitiPower) 66 kV"]
[null,null,null,null,null,null,null,null,null,null,null,null,null,null,null,null,null,30,"VIC West Melbourne (CitiPower) 66 kV30","VIC West Melbourne (CitiPower) 66 kV"]
[null,null,null,null,null,null,null,null,null,null,null,null,null,null,null,null,null,31,"VIC West Melbourne (CitiPower) 66 kV31","VIC West Melbourne (CitiPower) 66 kV"]
[null,null,"VIC West Melbourne (Jemena) 66 kV",null,null,null,null,null,null,null,null,null,null,null,null,null,null,1,"VIC West Melbourne (Jemena) 66 kV1",{"$f":"C2298","v":"VIC West Melbourne (Jemena) 66 kV"}]
[null,null,null,null,null,null,null,null,null,null,null,null,null,null,null,null,null,2,"VIC West Melbourne (Jemena) 66 kV2",{"$f":"T2298","v":"VIC West Melbourne (Jemena) 66 kV"}]
[null,null,null,"MAIN SECTORS",null,null,null,null,null,null,null,null,null,null,null,null,null,3,"VIC West Melbourne (Jemena) 66 kV3","VIC West Melbourne (Jemena) 66 kV"]
[null,null,null,"Mainly commercial.",null,null,null,null,null,null,null,null,null,null,null,null,null,4,"VIC West Melbourne (Jemena) 66 kV4","VIC West Melbourne (Jemena) 66 kV"]
[null,null,null,null,null,null,null,null,null,null,null,null,null,null,null,null,null,5,"VIC West Melbourne (Jemena) 66 kV5","VIC West Melbourne (Jemena) 66 kV"]
[null,null,null,null,null,null,null,null,null,null,null,null,null,null,null,null,null,6,"VIC West Melbourne (Jemena) 66 kV6","VIC West Melbourne (Jemena) 66 kV"]
[null,null,null,null,null,null,null,null,null,null,null,null,null,null,null,null,null,7,"VIC West Melbourne (Jemena) 66 kV7","VIC West Melbourne (Jemena) 66 kV"]
[null,null,null,null,null,null,null,null,null,null,null,null,null,null,null,null,null,8,"VIC West Melbourne (Jemena) 66 kV8","VIC West Melbourne (Jemena) 66 kV"]
[null,null,null,"MEDIUM SCENARIO",null,null,null,null,null,null,null,null,null,null,null,null,null,9,"VIC West Melbourne (Jemena) 66 kV9","VIC West Melbourne (Jemena) 66 kV"]
[null,null,null,"Summer",null,null,null,null,null,null,null,null,null,null,null,null,null,10,"VIC West Melbourne (Jemena) 66 kV10","VIC West Melbourne (Jemena) 66 kV"]
[null,null,null,"Temperature corrected actuals have increased since 2005.",null,null,null,null,null,null,null,null,null,null,null,null,null,11,"VIC West Melbourne (Jemena) 66 kV11","VIC West Melbourne (Jemena) 66 kV"]
[null,null,null,"Forecast demand is increasing over the outlook period.",null,null,null,null,null,null,null,null,null,null,null,null,null,12,{"$f":"T2309&R2309","v":"VIC West Melbourne (Jemena) 66 kV12"},"VIC West Melbourne (Jemena) 66 kV"]
[null,null,null,"The POE10 adjustment for PV and EE ranges from 2.6% to 5.5% over the outlook period, with EE contributing 0.1% to 0.8% of the adjustment.",null,null,null,null,null,null,null,null,null,null,null,null,null,13,"VIC West Melbourne (Jemena) 66 kV13","VIC West Melbourne (Jemena) 66 kV"]
[null,null,null,null,null,null,null,null,null,null,null,null,null,null,null,null,null,14,"VIC West Melbourne (Jemena) 66 kV14","VIC West Melbourne (Jemena) 66 kV"]
[null,null,null,null,null,null,null,null,null,null,null,null,null,null,null,null,null,15,"VIC West Melbourne (Jemena) 66 kV15","VIC West Melbourne (Jemena) 66 kV"]
[null,null,null,"Winter",null,null,null,null,null,null,null,null,null,null,null,null,null,16,"VIC West Melbourne (Jemena) 66 kV16","VIC West Melbourne (Jemena) 66 kV"]
[null,null,null,"Temperature corrected actuals have increased since 2005.",null,null,null,null,null,null,null,null,null,null,null,null,null,17,"VIC West Melbourne (Jemena) 66 kV17","VIC West Melbourne (Jemena) 66 kV"]
[null,null,null,"Forecast demand is increasing over the outlook period.",null,null,null,null,null,null,null,null,null,null,null,null,null,18,"VIC West Melbourne (Jemena) 66 kV18","VIC West Melbourne (Jemena) 66 kV"]
[null,null,null,"The POE10 adjustment for PV and EE ranges from 0.1% to 1.2% over the outlook period, with EE contributing 0.1% to 1.2% of the adjustment.",null,null,null,null,null,null,null,null,null,null,null,null,null,19,"VIC West Melbourne (Jemena) 66 kV19","VIC West Melbourne (Jemena) 66 kV"]
[null,null,null,null,null,null,null,null,null,null,null,null,null,null,null,null,null,20,"VIC West Melbourne (Jemena) 66 kV20","VIC West Melbourne (Jemena) 66 kV"]
[null,null,null,null,null,null,null,null,null,null,null,null,null,null,null,null,null,21,"VIC West Melbourne (Jemena) 66 kV21","VIC West Melbourne (Jemena) 66 kV"]
[null,null,null,"Other",null,null,null,null,null,null,null,null,null,null,null,null,null,22,"VIC West Melbourne (Jemena) 66 kV22","VIC West Melbourne (Jemena) 66 kV"]
[null,null,null,"Supplies Footscray.",null,null,null,null,null,null,null,null,null,null,null,null,null,23,"VIC West Melbourne (Jemena) 66 kV23","VIC West Melbourne (Jemena) 66 kV"]
[null,null,null,"The connection point is weather sensitive and summer peaking.",null,null,null,null,null,null,null,null,null,null,null,null,null,24,"VIC West Melbourne (Jemena) 66 kV24","VIC West Melbourne (Jemena) 66 kV"]
[null,null,null,"Diversity factors: Summer = 0.94; Winter = 0.97.",null,null,null,null,null,null,null,null,null,null,null,null,null,25,"VIC West Melbourne (Jemena) 66 kV25","VIC West Melbourne (Jemena) 66 kV"]
[null,null,null,"Power factors: Summer = 0.99, lagging; Winter = 1, lagging.",null,null,null,null,null,null,null,null,null,null,null,null,null,26,"VIC West Melbourne (Jemena) 66 kV26","VIC West Melbourne (Jemena) 66 kV"]
[null,null,null,null,null,null,null,null,null,null,null,null,null,null,null,null,null,27,"VIC West Melbourne (Jemena) 66 kV27","VIC West Melbourne (Jemena) 66 kV"]
[null,null,null,null,null,null,null,null,null,null,null,null,null,null,null,null,null,28,"VIC West Melbourne (Jemena) 66 kV28","VIC West Melbourne (Jemena) 66 kV"]
[null,null,null,null,null,null,null,null,null,null,null,null,null,null,null,null,null,29,"VIC West Melbourne (Jemena) 66 kV29","VIC West Melbourne (Jemena) 66 kV"]
[null,null,null,null,null,null,null,null,null,null,null,null,null,null,null,null,null,30,"VIC West Melbourne (Jemena) 66 kV30","VIC West Melbourne (Jemena) 66 kV"]
[null,null,null,null,null,null,null,null,null,null,null,null,null,null,null,null,null,31,"VIC West Melbourne (Jemena) 66 kV31","VIC West Melbourne (Jemena) 66 kV"]
[null,null,"VIC Wodonga (AusNet) 22 kV",null,null,null,null,null,null,null,null,null,null,null,null,null,null,1,"VIC Wodonga (AusNet) 22 kV1",{"$f":"C2329","v":"VIC Wodonga (AusNet) 22 kV"}]
[null,null,null,null,null,null,null,null,null,null,null,null,null,null,null,null,null,2,"VIC Wodonga (AusNet) 22 kV2",{"$f":"T2329","v":"VIC Wodonga (AusNet) 22 kV"}]
[null,null,null,"MAIN SECTORS",null,null,null,null,null,null,null,null,null,null,null,null,null,3,"VIC Wodonga (AusNet) 22 kV3","VIC Wodonga (AusNet) 22 kV"]
[null,null,null,"Predominantly residential.",null,null,null,null,null,null,null,null,null,null,null,null,null,4,"VIC Wodonga (AusNet) 22 kV4","VIC Wodonga (AusNet) 22 kV"]
[null,null,null,null,null,null,null,null,null,null,null,null,null,null,null,null,null,5,"VIC Wodonga (AusNet) 22 kV5","VIC Wodonga (AusNet) 22 kV"]
[null,null,null,null,null,null,null,null,null,null,null,null,null,null,null,null,null,6,"VIC Wodonga (AusNet) 22 kV6","VIC Wodonga (AusNet) 22 kV"]
[null,null,null,null,null,null,null,null,null,null,null,null,null,null,null,null,null,7,"VIC Wodonga (AusNet) 22 kV7","VIC Wodonga (AusNet) 22 kV"]
[null,null,null,null,null,null,null,null,null,null,null,null,null,null,null,null,null,8,"VIC Wodonga (AusNet) 22 kV8","VIC Wodonga (AusNet) 22 kV"]
[null,null,null,"MEDIUM SCENARIO",null,null,null,null,null,null,null,null,null,null,null,null,null,9,"VIC Wodonga (AusNet) 22 kV9","VIC Wodonga (AusNet) 22 kV"]
[null,null,null,"Summer",null,null,null,null,null,null,null,null,null,null,null,null,null,10,"VIC Wodonga (AusNet) 22 kV10","VIC Wodonga (AusNet) 22 kV"]
[null,null,null,"Temperature corrected actuals have increased since 2005.",null,null,null,null,null,null,null,null,null,null,null,null,null,11,"VIC Wodonga (AusNet) 22 kV11","VIC Wodonga (AusNet) 22 kV"]
[null,null,null,"Forecast demand is increasing over the outlook period.",null,null,null,null,null,null,null,null,null,null,null,null,null,{"$f":"MOD(ROW(Q2340)-4,31)+1","v":12},"VIC Wodonga (AusNet) 22 kV12","VIC Wodonga (AusNet) 22 kV"]
[null,null,null,"The POE10 adjustment for PV and EE ranges from 5.8% to 9.4% over the outlook period, with EE contributing 0.1% to 0.6% of the adjustment.",null,null,null,null,null,null,null,null,null,null,null,null,null,13,"VIC Wodonga (AusNet) 22 kV13","VIC Wodonga (AusNet) 22 kV"]
[null,null,null,null,null,null,null,null,null,null,null,null,null,null,null,null,null,14,"VIC Wodonga (AusNet) 22 kV14",{"$f":"T2341","v":"VIC Wodonga (AusNet) 22 kV"}]
[null,null,null,null,null,null,null,null,null,null,null,null,null,null,null,null,null,15,"VIC Wodonga (AusNet) 22 kV15","VIC Wodonga (AusNet) 22 kV"]
[null,null,null,"Winter",null,null,null,null,null,null,null,null,null,null,null,null,null,16,"VIC Wodonga (AusNet) 22 kV16","VIC Wodonga (AusNet) 22 kV"]
[null,null,null,"Temperature corrected actuals have declined from 2005 until 2009, and have been increasing since.",null,null,null,null,null,null,null,null,null,null,null,null,null,17,"VIC Wodonga (AusNet) 22 kV17","VIC Wodonga (AusNet) 22 kV"]
[null,null,null,"Forecast demand is increasing over the outlook period.",null,null,null,null,null,null,null,null,null,null,null,null,null,18,"VIC Wodonga (AusNet) 22 kV18","VIC Wodonga (AusNet) 22 kV"]
[null,null,null,"The POE10 adjustment for PV and EE ranges from 0.1% to 1% over the outlook period, with EE contributing 0.1% to 1% of the adjustment.",null,null,null,null,null,null,null,null,null,null,null,null,null,19,"VIC Wodonga (AusNet) 22 kV19","VIC Wodonga (AusNet) 22 kV"]
[null,null,null,null,null,null,null,null,null,null,null,null,null,null,null,null,null,20,"VIC Wodonga (AusNet) 22 kV20","VIC Wodonga (AusNet) 22 kV"]
[null,null,null,null,null,null,null,null,null,null,null,null,null,null,null,null,null,21,"VIC Wodonga (AusNet) 22 kV21","VIC Wodonga (AusNet) 22 kV"]
[null,null,null,"Other",null,null,null,null,null,null,null,null,null,null,null,null,null,22,"VIC Wodonga (AusNet) 22 kV22","VIC Wodonga (AusNet) 22 kV"]
[null,null,null,"Supplies Wodonga.",null,null,null,null,null,null,null,null,null,null,null,null,null,23,"VIC Wodonga (AusNet) 22 kV23","VIC Wodonga (AusNet) 22 kV"]
[null,null,null,"The connection point is weather sensitive and summer peaking.",null,null,null,null,null,null,null,null,null,null,null,null,null,24,"VIC Wodonga (AusNet) 22 kV24","VIC Wodonga (AusNet) 22 kV"]
[null,null,null,"Diversity factors: Summer = 0.82; Winter = 0.96.",null,null,null,null,null,null,null,null,null,null,null,null,null,25,"VIC Wodonga (AusNet) 22 kV25","VIC Wodonga (AusNet) 22 kV"]
[null,null,null,"Power factors: Summer = 0.97, lagging; Winter = 0.99, lagging.",null,null,null,null,null,null,null,null,null,null,null,null,null,26,"VIC Wodonga (AusNet) 22 kV26","VIC Wodonga (AusNet) 22 kV"]
[null,null,null,null,null,null,null,null,null,null,null,null,null,null,null,null,null,27,"VIC Wodonga (AusNet) 22 kV27","VIC Wodonga (AusNet) 22 kV"]
[null,null,null,null,null,null,null,null,null,null,null,null,null,null,null,null,null,28,"VIC Wodonga (AusNet) 22 kV28","VIC Wodonga (AusNet) 22 kV"]
[null,null,null,null,null,null,null,null,null,null,null,null,null,null,null,null,null,29,"VIC Wodonga (AusNet) 22 kV29","VIC Wodonga (AusNet) 22 kV"]
[null,null,null,null,null,null,null,null,null,null,null,null,null,null,null,null,null,30,"VIC Wodonga (AusNet) 22 kV30","VIC Wodonga (AusNet) 22 kV"]
[null,null,null,null,null,null,null,null,null,null,null,null,null,null,null,null,null,31,"VIC Wodonga (AusNet) 22 kV31","VIC Wodonga (AusNet) 22 kV"]
[null,null,"VIC Wodonga (AusNet) 66 kV",null,null,null,null,null,null,null,null,null,null,null,null,null,null,1,"VIC Wodonga (AusNet) 66 kV1",{"$f":"C2360","v":"VIC Wodonga (AusNet) 66 kV"}]
[null,null,null,null,null,null,null,null,null,null,null,null,null,null,null,null,null,2,"VIC Wodonga (AusNet) 66 kV2",{"$f":"T2360","v":"VIC Wodonga (AusNet) 66 kV"}]
[null,null,null,"MAIN SECTORS",null,null,null,null,null,null,null,null,null,null,null,null,null,3,"VIC Wodonga (AusNet) 66 kV3","VIC Wodonga (AusNet) 66 kV"]
[null,null,null,"Predominantly agricultural and residential.",null,null,null,null,null,null,null,null,null,null,null,null,null,4,"VIC Wodonga (AusNet) 66 kV4","VIC Wodonga (AusNet) 66 kV"]
[null,null,null,null,null,null,null,null,null,null,null,null,null,null,null,null,null,5,"VIC Wodonga (AusNet) 66 kV5","VIC Wodonga (AusNet) 66 kV"]
[null,null,null,null,null,null,null,null,null,null,null,null,null,null,null,null,null,6,"VIC Wodonga (AusNet) 66 kV6","VIC Wodonga (AusNet) 66 kV"]
[null,null,null,null,null,null,null,null,null,null,null,null,null,null,null,null,null,7,"VIC Wodonga (AusNet) 66 kV7","VIC Wodonga (AusNet) 66 kV"]
[null,null,null,null,null,null,null,null,null,null,null,null,null,null,null,null,null,8,"VIC Wodonga (AusNet) 66 kV8","VIC Wodonga (AusNet) 66 kV"]
[null,null,null,"MEDIUM SCENARIO",null,null,null,null,null,null,null,null,null,null,null,null,null,9,"VIC Wodonga (AusNet) 66 kV9","VIC Wodonga (AusNet) 66 kV"]
[null,null,null,"Summer",null,null,null,null,null,null,null,null,null,null,null,null,null,10,"VIC Wodonga (AusNet) 66 kV10","VIC Wodonga (AusNet) 66 kV"]
[null,null,null,"Temperature corrected actuals have declined since 2005.",null,null,null,null,null,null,null,null,null,null,null,null,null,11,"VIC Wodonga (AusNet) 66 kV11","VIC Wodonga (AusNet) 66 kV"]
[null,null,null,"Forecast demand is flat over the outlook period.",null,null,null,null,null,null,null,null,null,null,null,null,null,12,"VIC Wodonga (AusNet) 66 kV12","VIC Wodonga (AusNet) 66 kV"]
[null,null,null,"The POE10 adjustment for PV and EE ranges from 6.1% to 12.3% over the outlook period, with EE contributing 0.1% to 0.6% of the adjustment.",null,null,null,null,null,null,null,null,null,null,null,null,null,13,"VIC Wodonga (AusNet) 66 kV13","VIC Wodonga (AusNet) 66 kV"]
[null,null,null,null,null,null,null,null,null,null,null,null,null,null,null,null,null,14,{"$f":"T2373&R2373","v":"VIC Wodonga (AusNet) 66 kV14"},"VIC Wodonga (AusNet) 66 kV"]
[null,null,null,null,null,null,null,null,null,null,null,null,null,null,null,null,null,15,"VIC Wodonga (AusNet) 66 kV15","VIC Wodonga (AusNet) 66 kV"]
[null,null,null,"Winter",null,null,null,null,null,null,null,null,null,null,null,null,null,16,"VIC Wodonga (AusNet) 66 kV16","VIC Wodonga (AusNet) 66 kV"]
[null,null,null,"Temperature corrected actuals have increased from 2005 until 2010, and have been declining since.",null,null,null,null,null,null,null,null,null,null,null,null,null,17,"VIC Wodonga (AusNet) 66 kV17","VIC Wodonga (AusNet) 66 kV"]
[null,null,null,"Forecast demand is flat over the outlook period.",null,null,null,null,null,null,null,null,null,null,null,null,null,18,"VIC Wodonga (AusNet) 66 kV18","VIC Wodonga (AusNet) 66 kV"]
[null,null,null,"The POE10 adjustment for PV and EE ranges from 0.1% to 0.8% over the outlook period, with EE contributing 0.1% to 0.8% of the adjustment.",null,null,null,null,null,null,null,null,null,null,null,null,null,19,"VIC Wodonga (AusNet) 66 kV19","VIC Wodonga (AusNet) 66 kV"]
[null,null,null,null,null,null,null,null,null,null,null,null,null,null,null,null,null,20,"VIC Wodonga (AusNet) 66 kV20","VIC Wodonga (AusNet) 66 kV"]
[null,null,null,null,null,null,null,null,null,null,null,null,null,null,null,null,null,21,"VIC Wodonga (AusNet) 66 kV21","VIC Wodonga (AusNet) 66 kV"]
[null,null,null,"Other",null,null,null,null,null,null,null,null,null,null,null,null,null,22,"VIC Wodonga (AusNet) 66 kV22","VIC Wodonga (AusNet) 66 kV"]
[null,null,null,"Supplies Wodonga.",null,null,null,null,null,null,null,null,null,null,null,null,null,23,"VIC Wodonga (AusNet) 66 kV23","VIC Wodonga (AusNet) 66 kV"]
[null,null,null,"The connection point is weather sensitive and summer peaking.",null,null,null,null,null,null,null,null,null,null,null,null,null,24,"VIC Wodonga (AusNet) 66 kV24","VIC Wodonga (AusNet) 66 kV"]
[null,null,null,"The impact of embedded generation at Hume Power Station has been removed in this forecast.",null,null,null,null,null,null,null,null,null,null,null,null,null,25,"VIC Wodonga (AusNet) 66 kV25","VIC Wodonga (AusNet) 66 kV"]
[null,null,null,"Diversity factors: Summer = 0.87; Winter = 0.97.",null,null,null,null,null,null,null,null,null,null,null,null,null,26,"VIC Wodonga (AusNet) 66 kV26","VIC Wodonga (AusNet) 66 kV"]
[null,null,null,"Power factors: Summer = 0.98, lagging; Winter = 0.99, lagging.",null,null,null,null,null,null,null,null,null,null,null,null,null,27,"VIC Wodonga (AusNet) 66 kV27","VIC Wodonga (AusNet) 66 kV"]
[null,null,null,null,null,null,null,null,null,null,null,null,null,null,null,null,null,28,"VIC Wodonga (AusNet) 66 kV28","VIC Wodonga (AusNet) 66 kV"]
[null,null,null,null,null,null,null,null,null,null,null,null,null,null,null,null,null,29,"VIC Wodonga (AusNet) 66 kV29","VIC Wodonga (AusNet) 66 kV"]
[null,null,null,null,null,null,null,null,null,null,null,null,null,null,null,null,null,30,"VIC Wodonga (AusNet) 66 kV30","VIC Wodonga (AusNet) 66 kV"]
[null,null,null,null,null,null,null,null,null,null,null,null,null,null,null,null,null,31,"VIC Wodonga (AusNet) 66 kV31","VIC Wodonga (AusNet) 66 kV"]
[null,null,"VIC Yallourn (AusNet) 11 kV",null,null,null,null,null,null,null,null,null,null,null,null,null,null,1,"VIC Yallourn (AusNet) 11 kV1",{"$f":"C2391","v":"VIC Yallourn (AusNet) 11 kV"}]
[null,null,null,null,null,null,null,null,null,null,null,null,null,null,null,null,null,2,"VIC Yallourn (AusNet) 11 kV2",{"$f":"T2391","v":"VIC Yallourn (AusNet) 11 kV"}]
[null,null,null,"MAIN SECTORS",null,null,null,null,null,null,null,null,null,null,null,null,null,3,"VIC Yallourn (AusNet) 11 kV3","VIC Yallourn (AusNet) 11 kV"]
[null,null,null,"Industrial.",null,null,null,null,null,null,null,null,null,null,null,null,null,4,"VIC Yallourn (AusNet) 11 kV4","VIC Yallourn (AusNet) 11 kV"]
[null,null,null,null,null,null,null,null,null,null,null,null,null,null,null,null,null,5,"VIC Yallourn (AusNet) 11 kV5","VIC Yallourn (AusNet) 11 kV"]
[null,null,null,null,null,null,null,null,null,null,null,null,null,null,null,null,null,6,"VIC Yallourn (AusNet) 11 kV6","VIC Yallourn (AusNet) 11 kV"]
[null,null,null,null,null,null,null,null,null,null,null,null,null,null,null,null,null,7,"VIC Yallourn (AusNet) 11 kV7","VIC Yallourn (AusNet) 11 kV"]
[null,null,null,null,null,null,null,null,null,null,null,null,null,null,null,null,null,8,"VIC Yallourn (AusNet) 11 kV8","VIC Yallourn (AusNet) 11 kV"]
[null,null,null,"MEDIUM SCENARIO",null,null,null,null,null,null,null,null,null,null,null,null,null,9,"VIC Yallourn (AusNet) 11 kV9","VIC Yallourn (AusNet) 11 kV"]
[null,null,null,"Summer",null,null,null,null,null,null,null,null,null,null,null,null,null,10,"VIC Yallourn (AusNet) 11 kV10","VIC Yallourn (AusNet) 11 kV"]
[null,null,null,"Historical demand has fluctuated since 2005.",null,null,null,null,null,null,null,null,null,null,null,null,null,11,"VIC Yallourn (AusNet) 11 kV11","VIC Yallourn (AusNet) 11 kV"]
[null,null,null,"Forecast demand is flat over the outlook period.",null,null,null,null,null,null,null,null,null,null,null,null,null,12,"VIC Yallourn (AusNet) 11 kV12","VIC Yallourn (AusNet) 11 kV"]
[null,null,null,"The POE10 offset for PV and EE is zero.",null,null,null,null,null,null,null,null,null,null,null,null,null,13,"VIC Yallourn (AusNet) 11 kV13","VIC Yallourn (AusNet) 11 kV"]
[null,null,null,null,null,null,null,null,null,null,null,null,null,null,null,null,null,{"$f":"MOD(ROW(Q2404)-4,31)+1","v":14},"VIC Yallourn (AusNet) 11 kV14","VIC Yallourn (AusNet) 11 kV"]
[null,null,null,null,null,null,null,null,null,null,null,null,null,null,null,null,null,15,"VIC Yallourn (AusNet) 11 kV15","VIC Yallourn (AusNet) 11 kV"]
[null,null,null,"Winter",null,null,null,null,null,null,null,null,null,null,null,null,null,16,"VIC Yallourn (AusNet) 11 kV16",{"$f":"T2405","v":"VIC Yallourn (AusNet) 11 kV"}]
[null,null,null,"Historical demand has fluctuated since 2005.",null,null,null,null,null,null,null,null,null,null,null,null,null,17,"VIC Yallourn (AusNet) 11 kV17","VIC Yallourn (AusNet) 11 kV"]
[null,null,null,"Forecast demand is flat over the outlook period.",null,null,null,null,null,null,null,null,null,null,null,null,null,18,"VIC Yallourn (AusNet) 11 kV18","VIC Yallourn (AusNet) 11 kV"]
[null,null,null,"The POE10 offset for PV and EE is zero.",null,null,null,null,null,null,null,null,null,null,null,null,null,19,"VIC Yallourn (AusNet) 11 kV19","VIC Yallourn (AusNet) 11 kV"]
[null,null,null,null,null,null,null,null,null,null,null,null,null,null,null,null,null,20,"VIC Yallourn (AusNet) 11 kV20","VIC Yallourn (AusNet) 11 kV"]
[null,null,null,null,null,null,null,null,null,null,null,null,null,null,null,null,null,21,"VIC Yallourn (AusNet) 11 kV21","VIC Yallourn (AusNet) 11 kV"]
[null,null,null,"Other",null,null,null,null,null,null,null,null,null,null,null,null,null,22,"VIC Yallourn (AusNet) 11 kV22","VIC Yallourn (AusNet) 11 kV"]
[null,null,null,"Yallorn Auxillary Load.",null,null,null,null,null,null,null,null,null,null,null,null,null,23,"VIC Yallourn (AusNet) 11 kV23","VIC Yallourn (AusNet) 11 kV"]
[null,null,null,"This connection point is not weather sensitive.",null,null,null,null,null,null,null,null,null,null,null,null,null,24,"VIC Yallourn (AusNet) 11 kV24","VIC Yallourn (AusNet) 11 kV"]
[null,null,null,"Diversity factors: Summer = 0.43; Winter = 0.38.",null,null,null,null,null,null,null,null,null,null,null,null,null,25,"VIC Yallourn (AusNet) 11 kV25","VIC Yallourn (AusNet) 11 kV"]
[null,null,null,"Power factors: Summer = 0.51, leading; Winter = 0.51, leading.",null,null,null,null,null,null,null,null,null,null,null,null,null,26,"VIC Yallourn (AusNet) 11 kV26","VIC Yallourn (AusNet) 11 kV"]
[null,null,null,null,null,null,null,null,null,null,null,null,null,null,null,null,null,27,"VIC Yallourn (AusNet) 11 kV27","VIC Yallourn (AusNet) 11 kV"]
[null,null,null,null,null,null,null,null,null,null,null,null,null,null,null,null,null,28,"VIC Yallourn (AusNet) 11 kV28","VIC Yallourn (AusNet) 11 kV"]
[null,null,null,null,null,null,null,null,null,null,null,null,null,null,null,null,null,29,"VIC Yallourn (AusNet) 11 kV29","VIC Yallourn (AusNet) 11 kV"]
[null,null,null,null,null,null,null,null,null,null,null,null,null,null,null,null,null,30,"VIC Yallourn (AusNet) 11 kV30","VIC Yallourn (AusNet) 11 kV"]
[null,null,null,null,null,null,null,null,null,null,null,null,null,null,null,null,null,31,"VIC Yallourn (AusNet) 11 kV31","VIC Yallourn (AusNet) 11 kV"]
[null,null,null,null,null,null,null,null,null,null,null,null,null,null,null,null,null,1,"01",{"$f":"C2422","v":0}]
[null,null,null,null,null,null,null,null,null,null,null,null,null,null,null,null,null,2,"02",{"$f":"T2422","v":0}]
[null,null,null,null,null,null,null,null,null,null,null,null,null,null,null,null,null,3,"03",0]
[null,null,null,null,null,null,null,null,null,null,null,null,null,null,null,null,null,4,"04",0]
[null,null,null,null,null,null,null,null,null,null,null,null,null,null,null,null,null,5,"05",0]
[null,null,null,null,null,null,null,null,null,null,null,null,null,null,null,null,null,6,"06",0]
[null,null,null,null,null,null,null,null,null,null,null,null,null,null,null,null,null,7,"07",0]
[null,null,null,null,null,null,null,null,null,null,null,null,null,null,null,null,null,8,"08",0]
[null,null,null,null,null,null,null,null,null,null,null,null,null,null,null,null,null,9,"09",0]
[null,null,null,null,null,null,null,null,null,null,null,null,null,null,null,null,null,10,"010",0]
[null,null,null,null,null,null,null,null,null,null,null,null,null,null,null,null,null,11,"011",0]
[null,null,null,null,null,null,null,null,null,null,null,null,null,null,null,null,null,12,"012",0]
[null,null,null,null,null,null,null,null,null,null,null,null,null,null,null,null,null,13,"013",0]
[null,null,null,null,null,null,null,null,null,null,null,null,null,null,null,null,null,14,"014",0]
[null,null,null,null,null,null,null,null,null,null,null,null,null,null,null,null,null,15,"015",0]
[null,null,null,null,null,null,null,null,null,null,null,null,null,null,null,null,null,16,{"$f":"T2437&R2437","v":"016"},0]
[null,null,null,null,null,null,null,null,null,null,null,null,null,null,null,null,null,17,"017",0]
[null,null,null,null,null,null,null,null,null,null,null,null,null,null,null,null,null,18,"018",0]
[null,null,null,null,null,null,null,null,null,null,null,null,null,null,null,null,null,19,"019",0]
[null,null,null,null,null,null,null,null,null,null,null,null,null,null,null,null,null,20,"020",0]
[null,null,null,null,null,null,null,null,null,null,null,null,null,null,null,null,null,21,"021",0]
[null,null,null,null,null,null,null,null,null,null,null,null,null,null,null,null,null,22,"022",0]
[null,null,null,null,null,null,null,null,null,null,null,null,null,null,null,null,null,23,"023",0]
[null,null,null,null,null,null,null,null,null,null,null,null,null,null,null,null,null,24,"024",0]
[null,null,null,null,null,null,null,null,null,null,null,null,null,null,null,null,null,25,"025",0]
[null,null,null,null,null,null,null,null,null,null,null,null,null,null,null,null,null,26,"026",0]
[null,null,null,null,null,null,null,null,null,null,null,null,null,null,null,null,null,27,"027",0]
[null,null,null,null,null,null,null,null,null,null,null,null,null,null,null,null,null,28,"028",0]
[null,null,null,null,null,null,null,null,null,null,null,null,null,null,null,null,null,29,"029",0]
[null,null,null,null,null,null,null,null,null,null,null,null,null,null,null,null,null,30,"030",0]
[null,null,null,null,null,null,null,null,null,null,null,null,null,null,null,null,null,31,"031",0]
[null,null,null,null,null,null,null,null,null,null,null,null,null,null,null,null,null,1,"01",{"$f":"C2453","v":0}]
[null,null,null,null,null,null,null,null,null,null,null,null,null,null,null,null,null,2,"02",{"$f":"T2453","v":0}]
[null,null,null,null,null,null,null,null,null,null,null,null,null,null,null,null,null,3,"03",0]
[null,null,null,null,null,null,null,null,null,null,null,null,null,null,null,null,null,4,"04",0]
[null,null,null,null,null,null,null,null,null,null,null,null,null,null,null,null,null,5,"05",0]
[null,null,null,null,null,null,null,null,null,null,null,null,null,null,null,null,null,6,"06",0]
[null,null,null,null,null,null,null,null,null,null,null,null,null,null,null,null,null,7,"07",0]
[null,null,null,null,null,null,null,null,null,null,null,null,null,null,null,null,null,8,"08",0]
[null,null,null,null,null,null,null,null,null,null,null,null,null,null,null,null,null,9,"09",0]
[null,null,null,null,null,null,null,null,null,null,null,null,null,null,null,null,null,10,"010",0]
[null,null,null,null,null,null,null,null,null,null,null,null,null,null,null,null,null,11,"011",0]
[null,null,null,null,null,null,null,null,null,null,null,null,null,null,null,null,null,12,"012",0]
[null,null,null,null,null,null,null,null,null,null,null,null,null,null,null,null,null,13,"013",0]
[null,null,null,null,null,null,null,null,null,null,null,null,null,null,null,null,null,14,"014",0]
[null,null,null,null,null,null,null,null,null,null,null,null,null,null,null,null,null,15,"015",0]
[null,null,null,null,null,null,null,null,null,null,null,null,null,null,null,null,null,{"$f":"MOD(ROW(Q2468)-4,31)+1","v":16},"016",0]
[null,null,null,null,null,null,null,null,null,null,null,null,null,null,null,null,null,17,"017",0]
[null,null,null,null,null,null,null,null,null,null,null,null,null,null,null,null,null,18,"018",{"$f":"T2469","v":0}]
[null,null,null,null,null,null,null,null,null,null,null,null,null,null,null,null,null,19,"019",0]
[null,null,null,null,null,null,null,null,null,null,null,null,null,null,null,null,null,20,"020",0]
[null,null,null,null,null,null,null,null,null,null,null,null,null,null,null,null,null,21,"021",0]
[null,null,null,null,null,null,null,null,null,null,null,null,null,null,null,null,null,22,"022",0]
[null,null,null,null,null,null,null,null,null,null,null,null,null,null,null,null,null,23,"023",0]
[null,null,null,null,null,null,null,null,null,null,null,null,null,null,null,null,null,24,"024",0]
[null,null,null,null,null,null,null,null,null,null,null,null,null,null,null,null,null,25,"025",0]
[null,null,null,null,null,null,null,null,null,null,null,null,null,null,null,null,null,26,"026",0]
[null,null,null,null,null,null,null,null,null,null,null,null,null,null,null,null,null,27,"027",0]
[null,null,null,null,null,null,null,null,null,null,null,null,null,null,null,null,null,28,"028",0]
[null,null,null,null,null,null,null,null,null,null,null,null,null,null,null,null,null,29,"029",0]
[null,null,null,null,null,null,null,null,null,null,null,null,null,null,null,null,null,30,"030",0]
[null,null,null,null,null,null,null,null,null,null,null,null,null,null,null,null,null,31,"031",0]
[null,null,null,null,null,null,null,null,null,null,null,null,null,null,null,null,null,1,"01",{"$f":"C2484","v":0}]
[null,null,null,null,null,null,null,null,null,null,null,null,null,null,null,null,null,2,"02",{"$f":"T2484","v":0}]
[null,null,null,null,null,null,null,null,null,null,null,null,null,null,null,null,null,3,"03",0]
[null,null,null,null,null,null,null,null,null,null,null,null,null,null,null,null,null,4,"04",0]
[null,null,null,null,null,null,null,null,null,null,null,null,null,null,null,null,null,5,"05",0]
[null,null,null,null,null,null,null,null,null,null,null,null,null,null,null,null,null,6,"06",0]
[null,null,null,null,null,null,null,null,null,null,null,null,null,null,null,null,null,7,"07",0]
[null,null,null,null,null,null,null,null,null,null,null,null,null,null,null,null,null,8,"08",0]
[null,null,null,null,null,null,null,null,null,null,null,null,null,null,null,null,null,9,"09",0]
[null,null,null,null,null,null,null,null,null,null,null,null,null,null,null,null,null,10,"010",0]
[null,null,null,null,null,null,null,null,null,null,null,null,null,null,null,null,null,11,"011",0]
[null,null,null,null,null,null,null,null,null,null,null,null,null,null,null,null,null,12,"012",0]
[null,null,null,null,null,null,null,null,null,null,null,null,null,null,null,null,null,13,"013",0]
[null,null,null,null,null,null,null,null,null,null,null,null,null,null,null,null,null,14,"014",0]
[null,null,null,null,null,null,null,null,null,null,null,null,null,null,null,null,null,15,"015",0]
[null,null,null,null,null,null,null,null,null,null,null,null,null,null,null,null,null,16,"016",0]
[null,null,null,null,null,null,null,null,null,null,null,null,null,null,null,null,null,17,"017",0]
[null,null,null,null,null,null,null,null,null,null,null,null,null,null,null,null,null,18,{"$f":"T2501&R2501","v":"018"},0]
[null,null,null,null,null,null,null,null,null,null,null,null,null,null,null,null,null,19,"019",0]
[null,null,null,null,null,null,null,null,null,null,null,null,null,null,null,null,null,20,"020",0]
[null,null,null,null,null,null,null,null,null,null,null,null,null,null,null,null,null,21,"021",0]
[null,null,null,null,null,null,null,null,null,null,null,null,null,null,null,null,null,22,"022",0]
[null,null,null,null,null,null,null,null,null,null,null,null,null,null,null,null,null,23,"023",0]
[null,null,null,null,null,null,null,null,null,null,null,null,null,null,null,null,null,24,"024",0]
[null,null,null,null,null,null,null,null,null,null,null,null,null,null,null,null,null,25,"025",0]
[null,null,null,null,null,null,null,null,null,null,null,null,null,null,null,null,null,26,"026",0]
[null,null,null,null,null,null,null,null,null,null,null,null,null,null,null,null,null,27,"027",0]
[null,null,null,null,null,null,null,null,null,null,null,null,null,null,null,null,null,28,"028",0]
[null,null,null,null,null,null,null,null,null,null,null,null,null,null,null,null,null,29,"029",0]
[null,null,null,null,null,null,null,null,null,null,null,null,null,null,null,null,null,30,"030",0]
[null,null,null,null,null,null,null,null,null,null,null,null,null,null,null,null,null,31,"031",0]
[null,null,null,null,null,null,null,null,null,null,null,null,null,null,null,null,null,1,"01",{"$f":"C2515","v":0}]
[null,null,null,null,null,null,null,null,null,null,null,null,null,null,null,null,null,2,"02",{"$f":"T2515","v":0}]
[null,null,null,null,null,null,null,null,null,null,null,null,null,null,null,null,null,3,"03",0]
[null,null,null,null,null,null,null,null,null,null,null,null,null,null,null,null,null,4,"04",0]
[null,null,null,null,null,null,null,null,null,null,null,null,null,null,null,null,null,5,"05",0]
[null,null,null,null,null,null,null,null,null,null,null,null,null,null,null,null,null,6,"06",0]
[null,null,null,null,null,null,null,null,null,null,null,null,null,null,null,null,null,7,"07",0]
[null,null,null,null,null,null,null,null,null,null,null,null,null,null,null,null,null,8,"08",0]
[null,null,null,null,null,null,null,null,null,null,null,null,null,null,null,null,null,9,"09",0]
[null,null,null,null,null,null,null,null,null,null,null,null,null,null,null,null,null,10,"010",0]
[null,null,null,null,null,null,null,null,null,null,null,null,null,null,null,null,null,11,"011",0]
[null,null,null,null,null,null,null,null,null,null,null,null,null,null,null,null,null,12,"012",0]
[null,null,null,null,null,null,null,null,null,null,null,null,null,null,null,null,null,13,"013",0]
[null,null,null,null,null,null,null,null,null,null,null,null,null,null,null,null,null,14,"014",0]
[null,null,null,null,null,null,null,null,null,null,null,null,null,null,null,null,null,15,"015",0]
[null,null,null,null,null,null,null,null,null,null,null,null,null,null,null,null,null,16,"016",0]
[null,null,null,null,null,null,null,null,null,null,null,null,null,null,null,null,null,17,"017",0]
[null,null,null,null,null,null,null,null,null,null,null,null,null,null,null,null,null,{"$f":"MOD(ROW(Q2532)-4,31)+1","v":18},"018",0]
[null,null,null,null,null,null,null,null,null,null,null,null,null,null,null,null,null,19,"019",0]
[null,null,null,null,null,null,null,null,null,null,null,null,null,null,null,null,null,20,"020",{"$f":"T2533","v":0}]
[null,null,null,null,null,null,null,null,null,null,null,null,null,null,null,null,null,21,"021",0]
[null,null,null,null,null,null,null,null,null,null,null,null,null,null,null,null,null,22,"022",0]
[null,null,null,null,null,null,null,null,null,null,null,null,null,null,null,null,null,23,"023",0]
[null,null,null,null,null,null,null,null,null,null,null,null,null,null,null,null,null,24,"024",0]
[null,null,null,null,null,null,null,null,null,null,null,null,null,null,null,null,null,25,"025",0]
[null,null,null,null,null,null,null,null,null,null,null,null,null,null,null,null,null,26,"026",0]
[null,null,null,null,null,null,null,null,null,null,null,null,null,null,null,null,null,27,"027",0]
[null,null,null,null,null,null,null,null,null,null,null,null,null,null,null,null,null,28,"028",0]
[null,null,null,null,null,null,null,null,null,null,null,null,null,null,null,null,null,29,"029",0]
[null,null,null,null,null,null,null,null,null,null,null,null,null,null,null,null,null,30,"030",0]
[null,null,null,null,null,null,null,null,null,null,null,null,null,null,null,null,null,31,"031",0]
[null,null,null,null,null,null,null,null,null,null,null,null,null,null,null,null,null,1,"01",{"$f":"C2546","v":0}]
[null,null,null,null,null,null,null,null,null,null,null,null,null,null,null,null,null,2,"02",{"$f":"T2546","v":0}]
[null,null,null,null,null,null,null,null,null,null,null,null,null,null,null,null,null,3,"03",0]
[null,null,null,null,null,null,null,null,null,null,null,null,null,null,null,null,null,4,"04",0]
[null,null,null,null,null,null,null,null,null,null,null,null,null,null,null,null,null,5,"05",0]
[null,null,null,null,null,null,null,null,null,null,null,null,null,null,null,null,null,6,"06",0]
[null,null,null,null,null,null,null,null,null,null,null,null,null,null,null,null,null,7,"07",0]
[null,null,null,null,null,null,null,null,null,null,null,null,null,null,null,null,null,8,"08",0]
[null,null,null,null,null,null,null,null,null,null,null,null,null,null,null,null,null,9,"09",0]
[null,null,null,null,null,null,null,null,null,null,null,null,null,null,null,null,null,10,"010",0]
[null,null,null,null,null,null,null,null,null,null,null,null,null,null,null,null,null,11,"011",0]
[null,null,null,null,null,null,null,null,null,null,null,null,null,null,null,null,null,12,"012",0]
[null,null,null,null,null,null,null,null,null,null,null,null,null,null,null,null,null,13,"013",0]
[null,null,null,null,null,null,null,null,null,null,null,null,null,null,null,null,null,14,"014",0]
[null,null,null,null,null,null,null,null,null,null,null,null,null,null,null,null,null,15,"015",0]
[null,null,null,null,null,null,null,null,null,null,null,null,null,null,null,null,null,16,"016",0]
[null,null,null,null,null,null,null,null,null,null,null,null,null,null,null,null,null,17,"017",0]
[null,null,null,null,null,null,null,null,null,null,null,null,null,null,null,null,null,18,"018",0]
[null,null,null,null,null,null,null,null,null,null,null,null,null,null,null,null,null,19,"019",0]
[null,null,null,null,null,null,null,null,null,null,null,null,null,null,null,null,null,20,{"$f":"T2565&R2565","v":"020"},0]
[null,null,null,null,null,null,null,null,null,null,null,null,null,null,null,null,null,21,"021",0]
[null,null,null,null,null,null,null,null,null,null,null,null,null,null,null,null,null,22,"022",0]
[null,null,null,null,null,null,null,null,null,null,null,null,null,null,null,null,null,23,"023",0]
[null,null,null,null,null,null,null,null,null,null,null,null,null,null,null,null,null,24,"024",0]
[null,null,null,null,null,null,null,null,null,null,null,null,null,null,null,null,null,25,"025",0]
[null,null,null,null,null,null,null,null,null,null,null,null,null,null,null,null,null,26,"026",0]
[null,null,null,null,null,null,null,null,null,null,null,null,null,null,null,null,null,27,"027",0]
[null,null,null,null,null,null,null,null,null,null,null,null,null,null,null,null,null,28,"028",0]
[null,null,null,null,null,null,null,null,null,null,null,null,null,null,null,null,null,29,"029",0]
[null,null,null,null,null,null,null,null,null,null,null,null,null,null,null,null,null,30,"030",0]
[null,null,null,null,null,null,null,null,null,null,null,null,null,null,null,null,null,31,"031",0]
[null,null,null,null,null,null,null,null,null,null,null,null,null,null,null,null,null,1,"01",{"$f":"C2577","v":0}]
[null,null,null,null,null,null,null,null,null,null,null,null,null,null,null,null,null,2,"02",{"$f":"T2577","v":0}]
[null,null,null,null,null,null,null,null,null,null,null,null,null,null,null,null,null,3,"03",0]
[null,null,null,null,null,null,null,null,null,null,null,null,null,null,null,null,null,4,"04",0]
[null,null,null,null,null,null,null,null,null,null,null,null,null,null,null,null,null,5,"05",0]
[null,null,null,null,null,null,null,null,null,null,null,null,null,null,null,null,null,6,"06",0]
[null,null,null,null,null,null,null,null,null,null,null,null,null,null,null,null,null,7,"07",0]
[null,null,null,null,null,null,null,null,null,null,null,null,null,null,null,null,null,8,"08",0]
[null,null,null,null,null,null,null,null,null,null,null,null,null,null,null,null,null,9,"09",0]
[null,null,null,null,null,null,null,null,null,null,null,null,null,null,null,null,null,10,"010",0]
[null,null,null,null,null,null,null,null,null,null,null,null,null,null,null,null,null,11,"011",0]
[null,null,null,null,null,null,null,null,null,null,null,null,null,null,null,null,null,12,"012",0]
[null,null,null,null,null,null,null,null,null,null,null,null,null,null,null,null,null,13,"013",0]
[null,null,null,null,null,null,null,null,null,null,null,null,null,null,null,null,null,14,"014",0]
[null,null,null,null,null,null,null,null,null,null,null,null,null,null,null,null,null,15,"015",0]
[null,null,null,null,null,null,null,null,null,null,null,null,null,null,null,null,null,16,"016",0]
[null,null,null,null,null,null,null,null,null,null,null,null,null,null,null,null,null,17,"017",0]
[null,null,null,null,null,null,null,null,null,null,null,null,null,null,null,null,null,18,"018",0]
[null,null,null,null,null,null,null,null,null,null,null,null,null,null,null,null,null,19,"019",0]
[null,null,null,null,null,null,null,null,null,null,null,null,null,null,null,null,null,{"$f":"MOD(ROW(Q2596)-4,31)+1","v":20},"020",0]
[null,null,null,null,null,null,null,null,null,null,null,null,null,null,null,null,null,21,"021",0]
[null,null,null,null,null,null,null,null,null,null,null,null,null,null,null,null,null,22,"022",{"$f":"T2597","v":0}]
[null,null,null,null,null,null,null,null,null,null,null,null,null,null,null,null,null,23,"023",0]
[null,null,null,null,null,null,null,null,null,null,null,null,null,null,null,null,null,24,"024",0]
[null,null,null,null,null,null,null,null,null,null,null,null,null,null,null,null,null,25,"025",0]
[null,null,null,null,null,null,null,null,null,null,null,null,null,null,null,null,null,26,"026",0]
[null,null,null,null,null,null,null,null,null,null,null,null,null,null,null,null,null,27,"027",0]
[null,null,null,null,null,null,null,null,null,null,null,null,null,null,null,null,null,28,"028",0]
[null,null,null,null,null,null,null,null,null,null,null,null,null,null,null,null,null,29,"029",0]
[null,null,null,null,null,null,null,null,null,null,null,null,null,null,null,null,null,30,"030",0]
[null,null,null,null,null,null,null,null,null,null,null,null,null,null,null,null,null,31,"031",0]
[null,null,null,null,null,null,null,null,null,null,null,null,null,null,null,null,null,1,"01",{"$f":"C2608","v":0}]
[null,null,null,null,null,null,null,null,null,null,null,null,null,null,null,null,null,2,"02",{"$f":"T2608","v":0}]
[null,null,null,null,null,null,null,null,null,null,null,null,null,null,null,null,null,3,"03",0]
[null,null,null,null,null,null,null,null,null,null,null,null,null,null,null,null,null,4,"04",0]
[null,null,null,null,null,null,null,null,null,null,null,null,null,null,null,null,null,5,"05",0]
[null,null,null,null,null,null,null,null,null,null,null,null,null,null,null,null,null,6,"06",0]
[null,null,null,null,null,null,null,null,null,null,null,null,null,null,null,null,null,7,"07",0]
[null,null,null,null,null,null,null,null,null,null,null,null,null,null,null,null,null,8,"08",0]
[null,null,null,null,null,null,null,null,null,null,null,null,null,null,null,null,null,9,"09",0]
[null,null,null,null,null,null,null,null,null,null,null,null,null,null,null,null,null,10,"010",0]
[null,null,null,null,null,null,null,null,null,null,null,null,null,null,null,null,null,11,"011",0]
[null,null,null,null,null,null,null,null,null,null,null,null,null,null,null,null,null,12,"012",0]
[null,null,null,null,null,null,null,null,null,null,null,null,null,null,null,null,null,13,"013",0]
[null,null,null,null,null,null,null,null,null,null,null,null,null,null,null,null,null,14,"014",0]
[null,null,null,null,null,null,null,null,null,null,null,null,null,null,null,null,null,15,"015",0]
[null,null,null,null,null,null,null,null,null,null,null,null,null,null,null,null,null,16,"016",0]
[null,null,null,null,null,null,null,null,null,null,null,null,null,null,null,null,null,17,"017",0]
[null,null,null,null,null,null,null,null,null,null,null,null,null,null,null,null,null,18,"018",0]
[null,null,null,null,null,null,null,null,null,null,null,null,null,null,null,null,null,19,"019",0]
[null,null,null,null,null,null,null,null,null,null,null,null,null,null,null,null,null,20,"020",0]
[null,null,null,null,null,null,null,null,null,null,null,null,null,null,null,null,null,21,"021",0]
[null,null,null,null,null,null,null,null,null,null,null,null,null,null,null,null,null,22,{"$f":"T2629&R2629","v":"022"},0]
[null,null,null,null,null,null,null,null,null,null,null,null,null,null,null,null,null,23,"023",0]
[null,null,null,null,null,null,null,null,null,null,null,null,null,null,null,null,null,24,"024",0]
[null,null,null,null,null,null,null,null,null,null,null,null,null,null,null,null,null,25,"025",0]
[null,null,null,null,null,null,null,null,null,null,null,null,null,null,null,null,null,26,"026",0]
[null,null,null,null,null,null,null,null,null,null,null,null,null,null,null,null,null,27,"027",0]
[null,null,null,null,null,null,null,null,null,null,null,null,null,null,null,null,null,28,"028",0]
[null,null,null,null,null,null,null,null,null,null,null,null,null,null,null,null,null,29,"029",0]
[null,null,null,null,null,null,null,null,null,null,null,null,null,null,null,null,null,30,"030",0]
[null,null,null,null,null,null,null,null,null,null,null,null,null,null,null,null,null,31,"031",0]
[null,null,null,null,null,null,null,null,null,null,null,null,null,null,null,null,null,1,"01",{"$f":"C2639","v":0}]
[null,null,null,null,null,null,null,null,null,null,null,null,null,null,null,null,null,2,"02",{"$f":"T2639","v":0}]
[null,null,null,null,null,null,null,null,null,null,null,null,null,null,null,null,null,3,"03",0]
[null,null,null,null,null,null,null,null,null,null,null,null,null,null,null,null,null,4,"04",0]
[null,null,null,null,null,null,null,null,null,null,null,null,null,null,null,null,null,5,"05",0]
[null,null,null,null,null,null,null,null,null,null,null,null,null,null,null,null,null,6,"06",0]
[null,null,null,null,null,null,null,null,null,null,null,null,null,null,null,null,null,7,"07",0]
[null,null,null,null,null,null,null,null,null,null,null,null,null,null,null,null,null,8,"08",0]
[null,null,null,null,null,null,null,null,null,null,null,null,null,null,null,null,null,9,"09",0]
[null,null,null,null,null,null,null,null,null,null,null,null,null,null,null,null,null,10,"010",0]
[null,null,null,null,null,null,null,null,null,null,null,null,null,null,null,null,null,11,"011",0]
[null,null,null,null,null,null,null,null,null,null,null,null,null,null,null,null,null,12,"012",0]
[null,null,null,null,null,null,null,null,null,null,null,null,null,null,null,null,null,13,"013",0]
[null,null,null,null,null,null,null,null,null,null,null,null,null,null,null,null,null,14,"014",0]
[null,null,null,null,null,null,null,null,null,null,null,null,null,null,null,null,null,15,"015",0]
[null,null,null,null,null,null,null,null,null,null,null,null,null,null,null,null,null,16,"016",0]
[null,null,null,null,null,null,null,null,null,null,null,null,null,null,null,null,null,17,"017",0]
[null,null,null,null,null,null,null,null,null,null,null,null,null,null,null,null,null,18,"018",0]
[null,null,null,null,null,null,null,null,null,null,null,null,null,null,null,null,null,19,"019",0]
[null,null,null,null,null,null,null,null,null,null,null,null,null,null,null,null,null,20,"020",0]
[null,null,null,null,null,null,null,null,null,null,null,null,null,null,null,null,null,21,"021",0]
[null,null,null,null,null,null,null,null,null,null,null,null,null,null,null,null,null,{"$f":"MOD(ROW(Q2660)-4,31)+1","v":22},"022",0]
[null,null,null,null,null,null,null,null,null,null,null,null,null,null,null,null,null,23,"023",0]
[null,null,null,null,null,null,null,null,null,null,null,null,null,null,null,null,null,24,"024",{"$f":"T2661","v":0}]
[null,null,null,null,null,null,null,null,null,null,null,null,null,null,null,null,null,25,"025",0]
[null,null,null,null,null,null,null,null,null,null,null,null,null,null,null,null,null,26,"026",0]
[null,null,null,null,null,null,null,null,null,null,null,null,null,null,null,null,null,27,"027",0]
[null,null,null,null,null,null,null,null,null,null,null,null,null,null,null,null,null,28,"028",0]
[null,null,null,null,null,null,null,null,null,null,null,null,null,null,null,null,null,29,"029",0]
[null,null,null,null,null,null,null,null,null,null,null,null,null,null,null,null,null,30,"030",0]
[null,null,null,null,null,null,null,null,null,null,null,null,null,null,null,null,null,31,"031",0]
[null,null,null,null,null,null,null,null,null,null,null,null,null,null,null,null,null,1,"01",{"$f":"C2670","v":0}]
[null,null,null,null,null,null,null,null,null,null,null,null,null,null,null,null,null,2,"02",{"$f":"T2670","v":0}]
[null,null,null,null,null,null,null,null,null,null,null,null,null,null,null,null,null,3,"03",0]
[null,null,null,null,null,null,null,null,null,null,null,null,null,null,null,null,null,4,"04",0]
[null,null,null,null,null,null,null,null,null,null,null,null,null,null,null,null,null,5,"05",0]
[null,null,null,null,null,null,null,null,null,null,null,null,null,null,null,null,null,6,"06",0]
[null,null,null,null,null,null,null,null,null,null,null,null,null,null,null,null,null,7,"07",0]
[null,null,null,null,null,null,null,null,null,null,null,null,null,null,null,null,null,8,"08",0]
[null,null,null,null,null,null,null,null,null,null,null,null,null,null,null,null,null,9,"09",0]
[null,null,null,null,null,null,null,null,null,null,null,null,null,null,null,null,null,10,"010",0]
[null,null,null,null,null,null,null,null,null,null,null,null,null,null,null,null,null,11,"011",0]
[null,null,null,null,null,null,null,null,null,null,null,null,null,null,null,null,null,12,"012",0]
[null,null,null,null,null,null,null,null,null,null,null,null,null,null,null,null,null,13,"013",0]
[null,null,null,null,null,null,null,null,null,null,null,null,null,null,null,null,null,14,"014",0]
[null,null,null,null,null,null,null,null,null,null,null,null,null,null,null,null,null,15,"015",0]
[null,null,null,null,null,null,null,null,null,null,null,null,null,null,null,null,null,16,"016",0]
[null,null,null,null,null,null,null,null,null,null,null,null,null,null,null,null,null,17,"017",0]
[null,null,null,null,null,null,null,null,null,null,null,null,null,null,null,null,null,18,"018",0]
[null,null,null,null,null,null,null,null,null,null,null,null,null,null,null,null,null,19,"019",0]
[null,null,null,null,null,null,null,null,null,null,null,null,null,null,null,null,null,20,"020",0]
[null,null,null,null,null,null,null,null,null,null,null,null,null,null,null,null,null,21,"021",0]
[null,null,null,null,null,null,null,null,null,null,null,null,null,null,null,null,null,22,"022",0]
[null,null,null,null,null,null,null,null,null,null,null,null,null,null,null,null,null,23,"023",0]
[null,null,null,null,null,null,null,null,null,null,null,null,null,null,null,null,null,24,{"$f":"T2693&R2693","v":"024"},0]
[null,null,null,null,null,null,null,null,null,null,null,null,null,null,null,null,null,25,"025",0]
[null,null,null,null,null,null,null,null,null,null,null,null,null,null,null,null,null,26,"026",0]
[null,null,null,null,null,null,null,null,null,null,null,null,null,null,null,null,null,27,"027",0]
[null,null,null,null,null,null,null,null,null,null,null,null,null,null,null,null,null,28,"028",0]
[null,null,null,null,null,null,null,null,null,null,null,null,null,null,null,null,null,29,"029",0]
[null,null,null,null,null,null,null,null,null,null,null,null,null,null,null,null,null,30,"030",0]
[null,null,null,null,null,null,null,null,null,null,null,null,null,null,null,null,null,31,"031",0]
[null,null,null,null,null,null,null,null,null,null,null,null,null,null,null,null,null,1,"01",{"$f":"C2701","v":0}]
[null,null,null,null,null,null,null,null,null,null,null,null,null,null,null,null,null,2,"02",{"$f":"T2701","v":0}]
[null,null,null,null,null,null,null,null,null,null,null,null,null,null,null,null,null,3,"03",0]
[null,null,null,null,null,null,null,null,null,null,null,null,null,null,null,null,null,4,"04",0]
[null,null,null,null,null,null,null,null,null,null,null,null,null,null,null,null,null,5,"05",0]
[null,null,null,null,null,null,null,null,null,null,null,null,null,null,null,null,null,6,"06",0]
[null,null,null,null,null,null,null,null,null,null,null,null,null,null,null,null,null,7,"07",0]
[null,null,null,null,null,null,null,null,null,null,null,null,null,null,null,null,null,8,"08",0]
[null,null,null,null,null,null,null,null,null,null,null,null,null,null,null,null,null,9,"09",0]
[null,null,null,null,null,null,null,null,null,null,null,null,null,null,null,null,null,10,"010",0]
[null,null,null,null,null,null,null,null,null,null,null,null,null,null,null,null,null,11,"011",0]
[null,null,null,null,null,null,null,null,null,null,null,null,null,null,null,null,null,12,"012",0]
[null,null,null,null,null,null,null,null,null,null,null,null,null,null,null,null,null,13,"013",0]
[null,null,null,null,null,null,null,null,null,null,null,null,null,null,null,null,null,14,"014",0]
[null,null,null,null,null,null,null,null,null,null,null,null,null,null,null,null,null,15,"015",0]
[null,null,null,null,null,null,null,null,null,null,null,null,null,null,null,null,null,16,"016",0]
[null,null,null,null,null,null,null,null,null,null,null,null,null,null,null,null,null,17,"017",0]
[null,null,null,null,null,null,null,null,null,null,null,null,null,null,null,null,null,18,"018",0]
[null,null,null,null,null,null,null,null,null,null,null,null,null,null,null,null,null,19,"019",0]
[null,null,null,null,null,null,null,null,null,null,null,null,null,null,null,null,null,20,"020",0]
[null,null,null,null,null,null,null,null,null,null,null,null,null,null,null,null,null,21,"021",0]
[null,null,null,null,null,null,null,null,null,null,null,null,null,null,null,null,null,22,"022",0]
[null,null,null,null,null,null,null,null,null,null,null,null,null,null,null,null,null,23,"023",0]
[null,null,null,null,null,null,null,null,null,null,null,null,null,null,null,null,null,{"$f":"MOD(ROW(Q2724)-4,31)+1","v":24},"024",0]
[null,null,null,null,null,null,null,null,null,null,null,null,null,null,null,null,null,25,"025",0]
[null,null,null,null,null,null,null,null,null,null,null,null,null,null,null,null,null,26,"026",{"$f":"T2725","v":0}]
[null,null,null,null,null,null,null,null,null,null,null,null,null,null,null,null,null,27,"027",0]
[null,null,null,null,null,null,null,null,null,null,null,null,null,null,null,null,null,28,"028",0]
[null,null,null,null,null,null,null,null,null,null,null,null,null,null,null,null,null,29,"029",0]
[null,null,null,null,null,null,null,null,null,null,null,null,null,null,null,null,null,30,"030",0]
[null,null,null,null,null,null,null,null,null,null,null,null,null,null,null,null,null,31,"031",0]
[null,null,null,null,null,null,null,null,null,null,null,null,null,null,null,null,null,1,"01",{"$f":"C2732","v":0}]
[null,null,null,null,null,null,null,null,null,null,null,null,null,null,null,null,null,2,"02",{"$f":"T2732","v":0}]
[null,null,null,null,null,null,null,null,null,null,null,null,null,null,null,null,null,3,"03",0]
[null,null,null,null,null,null,null,null,null,null,null,null,null,null,null,null,null,4,"04",0]
[null,null,null,null,null,null,null,null,null,null,null,null,null,null,null,null,null,5,"05",0]
[null,null,null,null,null,null,null,null,null,null,null,null,null,null,null,null,null,6,"06",0]
[null,null,null,null,null,null,null,null,null,null,null,null,null,null,null,null,null,7,"07",0]
[null,null,null,null,null,null,null,null,null,null,null,null,null,null,null,null,null,8,"08",0]
[null,null,null,null,null,null,null,null,null,null,null,null,null,null,null,null,null,9,"09",0]
[null,null,null,null,null,null,null,null,null,null,null,null,null,null,null,null,null,10,"010",0]
[null,null,null,null,null,null,null,null,null,null,null,null,null,null,null,null,null,11,"011",0]
[null,null,null,null,null,null,null,null,null,null,null,null,null,null,null,null,null,12,"012",0]
[null,null,null,null,null,null,null,null,null,null,null,null,null,null,null,null,null,13,"013",0]
[null,null,null,null,null,null,null,null,null,null,null,null,null,null,null,null,null,14,"014",0]
[null,null,null,null,null,null,null,null,null,null,null,null,null,null,null,null,null,15,"015",0]
[null,null,null,null,null,null,null,null,null,null,null,null,null,null,null,null,null,16,"016",0]
[null,null,null,null,null,null,null,null,null,null,null,null,null,null,null,null,null,17,"017",0]
[null,null,null,null,null,null,null,null,null,null,null,null,null,null,null,null,null,18,"018",0]
[null,null,null,null,null,null,null,null,null,null,null,null,null,null,null,null,null,19,"019",0]
[null,null,null,null,null,null,null,null,null,null,null,null,null,null,null,null,null,20,"020",0]
[null,null,null,null,null,null,null,null,null,null,null,null,null,null,null,null,null,21,"021",0]
[null,null,null,null,null,null,null,null,null,null,null,null,null,null,null,null,null,22,"022",0]
[null,null,null,null,null,null,null,null,null,null,null,null,null,null,null,null,null,23,"023",0]
[null,null,null,null,null,null,null,null,null,null,null,null,null,null,null,null,null,24,"024",0]
[null,null,null,null,null,null,null,null,null,null,null,null,null,null,null,null,null,25,"025",0]
[null,null,null,null,null,null,null,null,null,null,null,null,null,null,null,null,null,26,{"$f":"T2757&R2757","v":"026"},0]
[null,null,null,null,null,null,null,null,null,null,null,null,null,null,null,null,null,27,"027",0]
[null,null,null,null,null,null,null,null,null,null,null,null,null,null,null,null,null,28,"028",0]
[null,null,null,null,null,null,null,null,null,null,null,null,null,null,null,null,null,29,"029",0]
[null,null,null,null,null,null,null,null,null,null,null,null,null,null,null,null,null,30,"030",0]
[null,null,null,null,null,null,null,null,null,null,null,null,null,null,null,null,null,31,"031",0]
[null,null,null,null,null,null,null,null,null,null,null,null,null,null,null,null,null,1,"01",{"$f":"C2763","v":0}]
[null,null,null,null,null,null,null,null,null,null,null,null,null,null,null,null,null,2,"02",{"$f":"T2763","v":0}]
[null,null,null,null,null,null,null,null,null,null,null,null,null,null,null,null,null,3,"03",0]
[null,null,null,null,null,null,null,null,null,null,null,null,null,null,null,null,null,4,"04",0]
[null,null,null,null,null,null,null,null,null,null,null,null,null,null,null,null,null,5,"05",0]
[null,null,null,null,null,null,null,null,null,null,null,null,null,null,null,null,null,6,"06",0]
[null,null,null,null,null,null,null,null,null,null,null,null,null,null,null,null,null,7,"07",0]
[null,null,null,null,null,null,null,null,null,null,null,null,null,null,null,null,null,8,"08",0]
[null,null,null,null,null,null,null,null,null,null,null,null,null,null,null,null,null,9,"09",0]
[null,null,null,null,null,null,null,null,null,null,null,null,null,null,null,null,null,10,"010",0]
[null,null,null,null,null,null,null,null,null,null,null,null,null,null,null,null,null,11,"011",0]
[null,null,null,null,null,null,null,null,null,null,null,null,null,null,null,null,null,12,"012",0]
[null,null,null,null,null,null,null,null,null,null,null,null,null,null,null,null,null,13,"013",0]
[null,null,null,null,null,null,null,null,null,null,null,null,null,null,null,null,null,14,"014",0]
[null,null,null,null,null,null,null,null,null,null,null,null,null,null,null,null,null,15,"015",0]
[null,null,null,null,null,null,null,null,null,null,null,null,null,null,null,null,null,16,"016",0]
[null,null,null,null,null,null,null,null,null,null,null,null,null,null,null,null,null,17,"017",0]
[null,null,null,null,null,null,null,null,null,null,null,null,null,null,null,null,null,18,"018",0]
[null,null,null,null,null,null,null,null,null,null,null,null,null,null,null,null,null,19,"019",0]
[null,null,null,null,null,null,null,null,null,null,null,null,null,null,null,null,null,20,"020",0]
[null,null,null,null,null,null,null,null,null,null,null,null,null,null,null,null,null,21,"021",0]
[null,null,null,null,null,null,null,null,null,null,null,null,null,null,null,null,null,22,"022",0]
[null,null,null,null,null,null,null,null,null,null,null,null,null,null,null,null,null,23,"023",0]
[null,null,null,null,null,null,null,null,null,null,null,null,null,null,null,null,null,24,"024",0]
[null,null,null,null,null,null,null,null,null,null,null,null,null,null,null,null,null,25,"025",0]
[null,null,null,null,null,null,null,null,null,null,null,null,null,null,null,null,null,{"$f":"MOD(ROW(Q2788)-4,31)+1","v":26},"026",0]
[null,null,null,null,null,null,null,null,null,null,null,null,null,null,null,null,null,27,"027",0]
[null,null,null,null,null,null,null,null,null,null,null,null,null,null,null,null,null,28,"028",{"$f":"T2789","v":0}]
[null,null,null,null,null,null,null,null,null,null,null,null,null,null,null,null,null,29,"029",0]
[null,null,null,null,null,null,null,null,null,null,null,null,null,null,null,null,null,30,"030",0]
[null,null,null,null,null,null,null,null,null,null,null,null,null,null,null,null,null,31,"031",0]
[null,null,null,null,null,null,null,null,null,null,null,null,null,null,null,null,null,1,"01",{"$f":"C2794","v":0}]
[null,null,null,null,null,null,null,null,null,null,null,null,null,null,null,null,null,2,"02",{"$f":"T2794","v":0}]
[null,null,null,null,null,null,null,null,null,null,null,null,null,null,null,null,null,3,"03",0]
[null,null,null,null,null,null,null,null,null,null,null,null,null,null,null,null,null,4,"04",0]
[null,null,null,null,null,null,null,null,null,null,null,null,null,null,null,null,null,5,"05",0]
[null,null,null,null,null,null,null,null,null,null,null,null,null,null,null,null,null,6,"06",0]
[null,null,null,null,null,null,null,null,null,null,null,null,null,null,null,null,null,7,"07",0]
[null,null,null,null,null,null,null,null,null,null,null,null,null,null,null,null,null,8,"08",0]
[null,null,null,null,null,null,null,null,null,null,null,null,null,null,null,null,null,9,"09",0]
[null,null,null,null,null,null,null,null,null,null,null,null,null,null,null,null,null,10,"010",0]
[null,null,null,null,null,null,null,null,null,null,null,null,null,null,null,null,null,11,"011",0]
[null,null,null,null,null,null,null,null,null,null,null,null,null,null,null,null,null,12,"012",0]
[null,null,null,null,null,null,null,null,null,null,null,null,null,null,null,null,null,13,"013",0]
[null,null,null,null,null,null,null,null,null,null,null,null,null,null,null,null,null,14,"014",0]
[null,null,null,null,null,null,null,null,null,null,null,null,null,null,null,null,null,15,"015",0]
[null,null,null,null,null,null,null,null,null,null,null,null,null,null,null,null,null,16,"016",0]
[null,null,null,null,null,null,null,null,null,null,null,null,null,null,null,null,null,17,"017",0]
[null,null,null,null,null,null,null,null,null,null,null,null,null,null,null,null,null,18,"018",0]
[null,null,null,null,null,null,null,null,null,null,null,null,null,null,null,null,null,19,"019",0]
[null,null,null,null,null,null,null,null,null,null,null,null,null,null,null,null,null,20,"020",0]
[null,null,null,null,null,null,null,null,null,null,null,null,null,null,null,null,null,21,"021",0]
[null,null,null,null,null,null,null,null,null,null,null,null,null,null,null,null,null,22,"022",0]
[null,null,null,null,null,null,null,null,null,null,null,null,null,null,null,null,null,23,"023",0]
[null,null,null,null,null,null,null,null,null,null,null,null,null,null,null,null,null,24,"024",0]
[null,null,null,null,null,null,null,null,null,null,null,null,null,null,null,null,null,25,"025",0]
[null,null,null,null,null,null,null,null,null,null,null,null,null,null,null,null,null,26,"026",0]
[null,null,null,null,null,null,null,null,null,null,null,null,null,null,null,null,null,27,"027",0]
[null,null,null,null,null,null,null,null,null,null,null,null,null,null,null,null,null,28,{"$f":"T2821&R2821","v":"028"},0]
[null,null,null,null,null,null,null,null,null,null,null,null,null,null,null,null,null,29,"029",0]
[null,null,null,null,null,null,null,null,null,null,null,null,null,null,null,null,null,30,"030",0]
[null,null,null,null,null,null,null,null,null,null,null,null,null,null,null,null,null,31,"031",0]
[null,null,null,null,null,null,null,null,null,null,null,null,null,null,null,null,null,1,"01",{"$f":"C2825","v":0}]
[null,null,null,null,null,null,null,null,null,null,null,null,null,null,null,null,null,2,"02",{"$f":"T2825","v":0}]
[null,null,null,null,null,null,null,null,null,null,null,null,null,null,null,null,null,3,"03",0]
[null,null,null,null,null,null,null,null,null,null,null,null,null,null,null,null,null,4,"04",0]
[null,null,null,null,null,null,null,null,null,null,null,null,null,null,null,null,null,5,"05",0]
[null,null,null,null,null,null,null,null,null,null,null,null,null,null,null,null,null,6,"06",0]
[null,null,null,null,null,null,null,null,null,null,null,null,null,null,null,null,null,7,"07",0]
[null,null,null,null,null,null,null,null,null,null,null,null,null,null,null,null,null,8,"08",0]
[null,null,null,null,null,null,null,null,null,null,null,null,null,null,null,null,null,9,"09",0]
[null,null,null,null,null,null,null,null,null,null,null,null,null,null,null,null,null,10,"010",0]
[null,null,null,null,null,null,null,null,null,null,null,null,null,null,null,null,null,11,"011",0]
[null,null,null,null,null,null,null,null,null,null,null,null,null,null,null,null,null,12,"012",0]
[null,null,null,null,null,null,null,null,null,null,null,null,null,null,null,null,null,13,"013",0]
[null,null,null,null,null,null,null,null,null,null,null,null,null,null,null,null,null,14,"014",0]
[null,null,null,null,null,null,null,null,null,null,null,null,null,null,null,null,null,15,"015",0]
[null,null,null,null,null,null,null,null,null,null,null,null,null,null,null,null,null,16,"016",0]
[null,null,null,null,null,null,null,null,null,null,null,null,null,null,null,null,null,17,"017",0]
[null,null,null,null,null,null,null,null,null,null,null,null,null,null,null,null,null,18,"018",0]
[null,null,null,null,null,null,null,null,null,null,null,null,null,null,null,null,null,19,"019",0]
[null,null,null,null,null,null,null,null,null,null,null,null,null,null,null,null,null,20,"020",0]
[null,null,null,null,null,null,null,null,null,null,null,null,null,null,null,null,null,21,"021",0]
[null,null,null,null,null,null,null,null,null,null,null,null,null,null,null,null,null,22,"022",0]
[null,null,null,null,null,null,null,null,null,null,null,null,null,null,null,null,null,23,"023",0]
[null,null,null,null,null,null,null,null,null,null,null,null,null,null,null,null,null,24,"024",0]
[null,null,null,null,null,null,null,null,null,null,null,null,null,null,null,null,null,25,"025",0]
[null,null,null,null,null,null,null,null,null,null,null,null,null,null,null,null,null,26,"026",0]
[null,null,null,null,null,null,null,null,null,null,null,null,null,null,null,null,null,27,"027",0]
[null,null,null,null,null,null,null,null,null,null,null,null,null,null,null,null,null,{"$f":"MOD(ROW(Q2852)-4,31)+1","v":28},"028",0]
[null,null,null,null,null,null,null,null,null,null,null,null,null,null,null,null,null,29,"029",0]
[null,null,null,null,null,null,null,null,null,null,null,null,null,null,null,null,null,30,"030",{"$f":"T2853","v":0}]
[null,null,null,null,null,null,null,null,null,null,null,null,null,null,null,null,null,31,"031",0]
[null,null,null,null,null,null,null,null,null,null,null,null,null,null,null,null,null,1,"01",{"$f":"C2856","v":0}]
[null,null,null,null,null,null,null,null,null,null,null,null,null,null,null,null,null,2,"02",{"$f":"T2856","v":0}]
[null,null,null,null,null,null,null,null,null,null,null,null,null,null,null,null,null,3,"03",0]
[null,null,null,null,null,null,null,null,null,null,null,null,null,null,null,null,null,4,"04",0]
[null,null,null,null,null,null,null,null,null,null,null,null,null,null,null,null,null,5,"05",0]
[null,null,null,null,null,null,null,null,null,null,null,null,null,null,null,null,null,6,"06",0]
[null,null,null,null,null,null,null,null,null,null,null,null,null,null,null,null,null,7,"07",0]
[null,null,null,null,null,null,null,null,null,null,null,null,null,null,null,null,null,8,"08",0]
[null,null,null,null,null,null,null,null,null,null,null,null,null,null,null,null,null,9,"09",0]
[null,null,null,null,null,null,null,null,null,null,null,null,null,null,null,null,null,10,"010",0]
[null,null,null,null,null,null,null,null,null,null,null,null,null,null,null,null,null,11,"011",0]
[null,null,null,null,null,null,null,null,null,null,null,null,null,null,null,null,null,12,"012",0]
[null,null,null,null,null,null,null,null,null,null,null,null,null,null,null,null,null,13,"013",0]
[null,null,null,null,null,null,null,null,null,null,null,null,null,null,null,null,null,14,"014",0]
[null,null,null,null,null,null,null,null,null,null,null,null,null,null,null,null,null,15,"015",0]
[null,null,null,null,null,null,null,null,null,null,null,null,null,null,null,null,null,16,"016",0]
[null,null,null,null,null,null,null,null,null,null,null,null,null,null,null,null,null,17,"017",0]
[null,null,null,null,null,null,null,null,null,null,null,null,null,null,null,null,null,18,"018",0]
[null,null,null,null,null,null,null,null,null,null,null,null,null,null,null,null,null,19,"019",0]
[null,null,null,null,null,null,null,null,null,null,null,null,null,null,null,null,null,20,"020",0]
[null,null,null,null,null,null,null,null,null,null,null,null,null,null,null,null,null,21,"021",0]
[null,null,null,null,null,null,null,null,null,null,null,null,null,null,null,null,null,22,"022",0]
[null,null,null,null,null,null,null,null,null,null,null,null,null,null,null,null,null,23,"023",0]
[null,null,null,null,null,null,null,null,null,null,null,null,null,null,null,null,null,24,"024",0]
[null,null,null,null,null,null,null,null,null,null,null,null,null,null,null,null,null,25,"025",0]
[null,null,null,null,null,null,null,null,null,null,null,null,null,null,null,null,null,26,"026",0]
[null,null,null,null,null,null,null,null,null,null,null,null,null,null,null,null,null,27,"027",0]
[null,null,null,null,null,null,null,null,null,null,null,null,null,null,null,null,null,28,"028",0]
[null,null,null,null,null,null,null,null,null,null,null,null,null,null,null,null,null,29,"029",0]
[null,null,null,null,null,null,null,null,null,null,null,null,null,null,null,null,null,30,{"$f":"T2885&R2885","v":"030"},0]
[null,null,null,null,null,null,null,null,null,null,null,null,null,null,null,null,null,31,"031",0]
[null,null,null,null,null,null,null,null,null,null,null,null,null,null,null,null,null,1,"01",{"$f":"C2887","v":0}]
[null,null,null,null,null,null,null,null,null,null,null,null,null,null,null,null,null,2,"02",{"$f":"T2887","v":0}]
[null,null,null,null,null,null,null,null,null,null,null,null,null,null,null,null,null,3,"03",0]
[null,null,null,null,null,null,null,null,null,null,null,null,null,null,null,null,null,4,"04",0]
[null,null,null,null,null,null,null,null,null,null,null,null,null,null,null,null,null,5,"05",0]
[null,null,null,null,null,null,null,null,null,null,null,null,null,null,null,null,null,6,"06",0]
[null,null,null,null,null,null,null,null,null,null,null,null,null,null,null,null,null,7,"07",0]
[null,null,null,null,null,null,null,null,null,null,null,null,null,null,null,null,null,8,"08",0]
[null,null,null,null,null,null,null,null,null,null,null,null,null,null,null,null,null,9,"09",0]
[null,null,null,null,null,null,null,null,null,null,null,null,null,null,null,null,null,10,"010",0]
[null,null,null,null,null,null,null,null,null,null,null,null,null,null,null,null,null,11,"011",0]
[null,null,null,null,null,null,null,null,null,null,null,null,null,null,null,null,null,12,"012",0]
[null,null,null,null,null,null,null,null,null,null,null,null,null,null,null,null,null,13,"013",0]
[null,null,null,null,null,null,null,null,null,null,null,null,null,null,null,null,null,14,"014",0]
[null,null,null,null,null,null,null,null,null,null,null,null,null,null,null,null,null,15,"015",0]
[null,null,null,null,null,null,null,null,null,null,null,null,null,null,null,null,null,16,"016",0]
[null,null,null,null,null,null,null,null,null,null,null,null,null,null,null,null,null,17,"017",0]
[null,null,null,null,null,null,null,null,null,null,null,null,null,null,null,null,null,18,"018",0]
[null,null,null,null,null,null,null,null,null,null,null,null,null,null,null,null,null,19,"019",0]
[null,null,null,null,null,null,null,null,null,null,null,null,null,null,null,null,null,20,"020",0]
[null,null,null,null,null,null,null,null,null,null,null,null,null,null,null,null,null,21,"021",0]
[null,null,null,null,null,null,null,null,null,null,null,null,null,null,null,null,null,22,"022",0]
[null,null,null,null,null,null,null,null,null,null,null,null,null,null,null,null,null,23,"023",0]
[null,null,null,null,null,null,null,null,null,null,null,null,null,null,null,null,null,24,"024",0]
[null,null,null,null,null,null,null,null,null,null,null,null,null,null,null,null,null,25,"025",0]
[null,null,null,null,null,null,null,null,null,null,null,null,null,null,null,null,null,26,"026",0]
[null,null,null,null,null,null,null,null,null,null,null,null,null,null,null,null,null,27,"027",0]
[null,null,null,null,null,null,null,null,null,null,null,null,null,null,null,null,null,28,"028",0]
[null,null,null,null,null,null,null,null,null,null,null,null,null,null,null,null,null,29,"029",0]
[null,null,null,null,null,null,null,null,null,null,null,null,null,null,null,null,null,{"$f":"MOD(ROW(Q2916)-4,31)+1","v":30},"030",0]
[null,null,null,null,null,null,null,null,null,null,null,null,null,null,null,null,null,31,"031",0]
[null,null,null,null,null,null,null,null,null,null,null,null,null,null,null,null,null,1,"01",{"$f":"C2918","v":0}]
[null,null,null,null,null,null,null,null,null,null,null,null,null,null,null,null,null,2,"02",{"$f":"T2918","v":0}]
[null,null,null,null,null,null,null,null,null,null,null,null,null,null,null,null,null,3,"03",0]
[null,null,null,null,null,null,null,null,null,null,null,null,null,null,null,null,null,4,"04",0]
[null,null,null,null,null,null,null,null,null,null,null,null,null,null,null,null,null,5,"05",0]
[null,null,null,null,null,null,null,null,null,null,null,null,null,null,null,null,null,6,"06",0]
[null,null,null,null,null,null,null,null,null,null,null,null,null,null,null,null,null,7,"07",0]
[null,null,null,null,null,null,null,null,null,null,null,null,null,null,null,null,null,8,"08",0]
[null,null,null,null,null,null,null,null,null,null,null,null,null,null,null,null,null,9,"09",0]
[null,null,null,null,null,null,null,null,null,null,null,null,null,null,null,null,null,10,"010",0]
[null,null,null,null,null,null,null,null,null,null,null,null,null,null,null,null,null,11,"011",0]
[null,null,null,null,null,null,null,null,null,null,null,null,null,null,null,null,null,12,"012",0]
[null,null,null,null,null,null,null,null,null,null,null,null,null,null,null,null,null,13,"013",0]
[null,null,null,null,null,null,null,null,null,null,null,null,null,null,null,null,null,14,"014",0]
[null,null,null,null,null,null,null,null,null,null,null,null,null,null,null,null,null,15,"015",0]
[null,null,null,null,null,null,null,null,null,null,null,null,null,null,null,null,null,16,"016",0]
[null,null,null,null,null,null,null,null,null,null,null,null,null,null,null,null,null,17,"017",0]
[null,null,null,null,null,null,null,null,null,null,null,null,null,null,null,null,null,18,"018",0]
[null,null,null,null,null,null,null,null,null,null,null,null,null,null,null,null,null,19,"019",0]
[null,null,null,null,null,null,null,null,null,null,null,null,null,null,null,null,null,20,"020",0]
[null,null,null,null,null,null,null,null,null,null,null,null,null,null,null,null,null,21,"021",0]
[null,null,null,null,null,null,null,null,null,null,null,null,null,null,null,null,null,22,"022",0]
[null,null,null,null,null,null,null,null,null,null,null,null,null,null,null,null,null,23,"023",0]
[null,null,null,null,null,null,null,null,null,null,null,null,null,null,null,null,null,24,"024",0]
[null,null,null,null,null,null,null,null,null,null,null,null,null,null,null,null,null,25,"025",0]
[null,null,null,null,null,null,null,null,null,null,null,null,null,null,null,null,null,26,"026",0]
[null,null,null,null,null,null,null,null,null,null,null,null,null,null,null,null,null,27,"027",0]
[null,null,null,null,null,null,null,null,null,null,null,null,null,null,null,null,null,28,"028",0]
[null,null,null,null,null,null,null,null,null,null,null,null,null,null,null,null,null,29,"029",0]
[null,null,null,null,null,null,null,null,null,null,null,null,null,null,null,null,null,30,"030",0]
[null,null,null,null,null,null,null,null,null,null,null,null,null,null,null,null,null,31,"031",0]
[null,null,null,null,null,null,null,null,null,null,null,null,null,null,null,null,null,1,{"$f":"T2949&R2949","v":"01"},{"$f":"C2949","v":0}]
[null,null,null,null,null,null,null,null,null,null,null,null,null,null,null,null,null,2,"02",{"$f":"T2949","v":0}]
[null,null,null,null,null,null,null,null,null,null,null,null,null,null,null,null,null,3,"03",0]
[null,null,null,null,null,null,null,null,null,null,null,null,null,null,null,null,null,4,"04",0]
[null,null,null,null,null,null,null,null,null,null,null,null,null,null,null,null,null,5,"05",0]
[null,null,null,null,null,null,null,null,null,null,null,null,null,null,null,null,null,6,"06",0]
[null,null,null,null,null,null,null,null,null,null,null,null,null,null,null,null,null,7,"07",0]
[null,null,null,null,null,null,null,null,null,null,null,null,null,null,null,null,null,8,"08",0]
[null,null,null,null,null,null,null,null,null,null,null,null,null,null,null,null,null,9,"09",0]
[null,null,null,null,null,null,null,null,null,null,null,null,null,null,null,null,null,10,"010",0]
[null,null,null,null,null,null,null,null,null,null,null,null,null,null,null,null,null,11,"011",0]
[null,null,null,null,null,null,null,null,null,null,null,null,null,null,null,null,null,12,"012",0]
[null,null,null,null,null,null,null,null,null,null,null,null,null,null,null,null,null,13,"013",0]
[null,null,null,null,null,null,null,null,null,null,null,null,null,null,null,null,null,14,"014",0]
[null,null,null,null,null,null,null,null,null,null,null,null,null,null,null,null,null,15,"015",0]
[null,null,null,null,null,null,null,null,null,null,null,null,null,null,null,null,null,16,"016",0]
[null,null,null,null,null,null,null,null,null,null,null,null,null,null,null,null,null,17,"017",0]
[null,null,null,null,null,null,null,null,null,null,null,null,null,null,null,null,null,18,"018",0]
[null,null,null,null,null,null,null,null,null,null,null,null,null,null,null,null,null,19,"019",0]
[null,null,null,null,null,null,null,null,null,null,null,null,null,null,null,null,null,20,"020",0]
[null,null,null,null,null,null,null,null,null,null,null,null,null,null,null,null,null,21,"021",0]
[null,null,null,null,null,null,null,null,null,null,null,null,null,null,null,null,null,22,"022",0]
[null,null,null,null,null,null,null,null,null,null,null,null,null,null,null,null,null,23,"023",0]
[null,null,null,null,null,null,null,null,null,null,null,null,null,null,null,null,null,24,"024",0]
[null,null,null,null,null,null,null,null,null,null,null,null,null,null,null,null,null,25,"025",0]
[null,null,null,null,null,null,null,null,null,null,null,null,null,null,null,null,null,26,"026",0]
[null,null,null,null,null,null,null,null,null,null,null,null,null,null,null,null,null,27,"027",0]
[null,null,null,null,null,null,null,null,null,null,null,null,null,null,null,null,null,28,"028",0]
[null,null,null,null,null,null,null,null,null,null,null,null,null,null,null,null,null,29,"029",0]
[null,null,null,null,null,null,null,null,null,null,null,null,null,null,null,null,null,30,"030",0]
[null,null,null,null,null,null,null,null,null,null,null,null,null,null,null,null,null,31,"031",0]

{"sheet":"CommentarySelection","index":3,"n_rows":4814,"n_cols":7,"rows_kept":4814,"cut":false,"hidden":true,"merged":[]}
[]
[]
[]
[null,"CONNECTION POINT SELECTED:",null,null,null,null,{"$f":"DataSelection!V8","v":"VIC Altona-Brooklyn (Powercor) 66 kV"}]
[]
[]
[null,null,null,null,null,null,"MAIN SECTORS"]
[null,null,null,4,{"$f":"$G$4&D8","v":"VIC Altona-Brooklyn (Powercor) 66 kV4"},null,{"$f":"IF( INDEX(CommentaryInput!$D:$D,MATCH(E8,CommentaryInput!$S:$S,0)) =\"\",\"\", INDEX(CommentaryInput!$D:$D,MATCH(E8,CommentaryInput!$S:$S,0)))","v":"Predominantly residential and commercial."}]
[null,null,null,{"$f":"D8+1","v":5},{"$f":"$G$4&D9","v":"VIC Altona-Brooklyn (Powercor) 66 kV5"},null,{"$f":"IF( INDEX(CommentaryInput!$D:$D,MATCH(E9,CommentaryInput!$S:$S,0)) =\"\",\"\", INDEX(CommentaryInput!$D:$D,MATCH(E9,CommentaryInput!$S:$S,0)))","v":""}]
[null,null,null,{"$f":"D9+1","v":6},{"$f":"$G$4&D10","v":"VIC Altona-Brooklyn (Powercor) 66 kV6"},null,{"$f":"IF( INDEX(CommentaryInput!$D:$D,MATCH(E10,CommentaryInput!$S:$S,0)) =\"\",\"\", INDEX(CommentaryInput!$D:$D,MATCH(E10,CommentaryInput!$S:$S,0)))","v":""}]
[null,null,null,7,{"$f":"$G$4&D11","v":"VIC Altona-Brooklyn (Powercor) 66 kV7"},null,{"$f":"IF( INDEX(CommentaryInput!$D:$D,MATCH(E11,CommentaryInput!$S:$S,0)) =\"\",\"\", INDEX(CommentaryInput!$D:$D,MATCH(E11,CommentaryInput!$S:$S,0)))","v":""}]
[null,null,null,8,{"$f":"$G$4&D12","v":"VIC Altona-Brooklyn (Powercor) 66 kV8"},null,{"$f":"IF( INDEX(CommentaryInput!$D:$D,MATCH(E12,CommentaryInput!$S:$S,0)) =\"\",\"\", INDEX(CommentaryInput!$D:$D,MATCH(E12,CommentaryInput!$S:$S,0)))","v":""}]
[null,null,null,9,".",null,"MEDIUM SCENARIO"]
[null,null,null,10,null,null,"Summer"]
[null,null,null,11,{"$f":"$G$4&D15","v":"VIC Altona-Brooklyn (Powercor) 66 kV11"},null,{"$f":"IF( INDEX(CommentaryInput!$D:$D,MATCH(E15,CommentaryInput!$S:$S,0)) =\"\",\"\", INDEX(CommentaryInput!$D:$D,MATCH(E15,CommentaryInput!$S:$S,0)))","v":"Temperature corrected actuals have grown since 2005."}]
[null,null,null,12,{"$f":"$G$4&D16","v":"VIC Altona-Brooklyn (Powercor) 66 kV12"},null,{"$f":"IF( INDEX(CommentaryInput!$D:$D,MATCH(E16,CommentaryInput!$S:$S,0)) =\"\",\"\", INDEX(CommentaryInput!$D:$D,MATCH(E16,CommentaryInput!$S:$S,0)))","v":"Forecast demand is declining over the outlook period, due to transfers to to Keilor East 66 kV and Deer Park 66kV."}]
[null,null,null,13,{"$f":"$G$4&D17","v":"VIC Altona-Brooklyn (Powercor) 66 kV13"},null,{"$f":"IF( INDEX(CommentaryInput!$D:$D,MATCH(E17,CommentaryInput!$S:$S,0)) =\"\",\"\", INDEX(CommentaryInput!$D:$D,MATCH(E17,CommentaryInput!$S:$S,0)))","v":"The POE10 adjustment for PV and EE ranges from 3.2% to 8.4% over the outlook period, with EE contributing zero to 0.3% of"}]
[null,null,null,14,{"$f":"$G$4&D18","v":"VIC Altona-Brooklyn (Powercor) 66 kV14"},null,{"$f":"IF( INDEX(CommentaryInput!$D:$D,MATCH(E18,CommentaryInput!$S:$S,0)) =\"\",\"\", INDEX(CommentaryInput!$D:$D,MATCH(E18,CommentaryInput!$S:$S,0)))","v":"the adjustment."}]
[null,null,null,15,{"$f":"$G$4&D19","v":"VIC Altona-Brooklyn (Powercor) 66 kV15"},null,{"$f":"IF( INDEX(CommentaryInput!$D:$D,MATCH(E19,CommentaryInput!$S:$S,0)) =\"\",\"\", INDEX(CommentaryInput!$D:$D,MATCH(E19,CommentaryInput!$S:$S,0)))","v":""}]
[null,null,null,16,null,null,"Winter"]
[null,null,null,17,{"$f":"$G$4&D21","v":"VIC Altona-Brooklyn (Powercor) 66 kV17"},null,{"$f":"IF( INDEX(CommentaryInput!$D:$D,MATCH(E21,CommentaryInput!$S:$S,0)) =\"\",\"\", INDEX(CommentaryInput!$D:$D,MATCH(E21,CommentaryInput!$S:$S,0)))","v":"Temperature corrected actuals have grown since 2005."}]
[null,null,null,18,{"$f":"$G$4&D22","v":"VIC Altona-Brooklyn (Powercor) 66 kV18"},null,{"$f":"IF( INDEX(CommentaryInput!$D:$D,MATCH(E22,CommentaryInput!$S:$S,0)) =\"\",\"\", INDEX(CommentaryInput!$D:$D,MATCH(E22,CommentaryInput!$S:$S,0)))","v":"Forecast demand is declining over the outlook period, due to transfers to to Keilor East 66 kV and Deer Park 66kV."}]
[null,null,null,19,{"$f":"$G$4&D23","v":"VIC Altona-Brooklyn (Powercor) 66 kV19"},null,{"$f":"IF( INDEX(CommentaryInput!$D:$D,MATCH(E23,CommentaryInput!$S:$S,0)) =\"\",\"\", INDEX(CommentaryInput!$D:$D,MATCH(E23,CommentaryInput!$S:$S,0)))","v":"The POE10 adjustment for PV and EE ranges from 0.6% to 1.3% over the outlook period, with EE contributing zero to 0.3% of"}]
[null,null,null,20,{"$f":"$G$4&D24","v":"VIC Altona-Brooklyn (Powercor) 66 kV20"},null,{"$f":"IF( INDEX(CommentaryInput!$D:$D,MATCH(E24,CommentaryInput!$S:$S,0)) =\"\",\"\", INDEX(CommentaryInput!$D:$D,MATCH(E24,CommentaryInput!$S:$S,0)))","v":"the adjustment."}]
[null,null,null,21,{"$f":"$G$4&D25","v":"VIC Altona-Brooklyn (Powercor) 66 kV21"},null,{"$f":"IF( INDEX(CommentaryInput!$D:$D,MATCH(E25,CommentaryInput!$S:$S,0)) =\"\",\"\", INDEX(CommentaryInput!$D:$D,MATCH(E25,CommentaryInput!$S:$S,0)))","v":""}]
[null,null,null,22,null,null,"Other"]
[null,null,null,23,{"$f":"$G$4&D27","v":"VIC Altona-Brooklyn (Powercor) 66 kV23"},null,{"$f":"IF( INDEX(CommentaryInput!$D:$D,MATCH(E27,CommentaryInput!$S:$S,0)) =\"\",\"\", INDEX(CommentaryInput!$D:$D,MATCH(E27,CommentaryInput!$S:$S,0)))","v":"Supplies Altona, Laverton North.The connection point is weather sensitive and summer peaking."}]
[null,null,null,24,"VIC Altona-Brooklyn (Powercor) 66 kV24",null,{"$f":"IF( INDEX(CommentaryInput!$D:$D,MATCH(E28,CommentaryInput!$S:$S,0)) =\"\",\"\", INDEX(CommentaryInput!$D:$D,MATCH(E28,CommentaryInput!$S:$S,0)))","v":"Load is transferred from Altona-Brooklyn 66 kV to Keilor East 66 kV and Deer Park 66kV over the outlook period."}]
[null,null,null,25,"VIC Altona-Brooklyn (Powercor) 66 kV25",null,{"$f":"IF( INDEX(CommentaryInput!$D:$D,MATCH(E29,CommentaryInput!$S:$S,0)) =\"\",\"\", INDEX(CommentaryInput!$D:$D,MATCH(E29,CommentaryInput!$S:$S,0)))","v":"Car manufacturing closures are expected over the outlook period."}]
[null,null,null,26,"VIC Altona-Brooklyn (Powercor) 66 kV26",null,{"$f":"IF( INDEX(CommentaryInput!$D:$D,MATCH(E30,CommentaryInput!$S:$S,0)) =\"\",\"\", INDEX(CommentaryInput!$D:$D,MATCH(E30,CommentaryInput!$S:$S,0)))","v":"Diversity factors: Summer = 0.92; Winter = 0.89."}]
[null,null,null,27,"VIC Altona-Brooklyn (Powercor) 66 kV27",null,{"$f":"IF( INDEX(CommentaryInput!$D:$D,MATCH(E31,CommentaryInput!$S:$S,0)) =\"\",\"\", INDEX(CommentaryInput!$D:$D,MATCH(E31,CommentaryInput!$S:$S,0)))","v":"Power factors: Summer = 0.99, lagging; Winter = 1, lagging."}]
[null,null,null,28,"VIC Altona-Brooklyn (Powercor) 66 kV28",null,{"$f":"IF( INDEX(CommentaryInput!$D:$D,MATCH(E32,CommentaryInput!$S:$S,0)) =\"\",\"\", INDEX(CommentaryInput!$D:$D,MATCH(E32,CommentaryInput!$S:$S,0)))","v":"The impact of embedded generation at Qenos has not been removed in this forecast, as it is not seperatly metered."}]
[null,null,null,29,"VIC Altona-Brooklyn (Powercor) 66 kV29",null,{"$f":"IF( INDEX(CommentaryInput!$D:$D,MATCH(E33,CommentaryInput!$S:$S,0)) =\"\",\"\", INDEX(CommentaryInput!$D:$D,MATCH(E33,CommentaryInput!$S:$S,0)))","v":""}]
[null,null,null,30,"VIC Altona-Brooklyn (Powercor) 66 kV30",null,{"$f":"IF( INDEX(CommentaryInput!$D:$D,MATCH(E34,CommentaryInput!$S:$S,0)) =\"\",\"\", INDEX(CommentaryInput!$D:$D,MATCH(E34,CommentaryInput!$S:$S,0)))","v":""}]
[]
[]
[]
[]
[]
[]
[]
[]
[]
[]
[]
[]
[]
[]
[]
[]
[]
[]
[]
[]
[]
[]
[]
[]
[]
[]
[]
[]
[]
[]
[]
[]
[]
[]
[]
[]
[]
[]
[]
[]
[]
[]
[]
[]
[]
[]
[]
[]
[]
[]
[]
[]
[]
[]
[]
[]
[]
[]
[]
[]
[]
[]
[]
[]
[]
[]
[]
[]
[]
[]
[]
[]
[]
[]
[]
[]
[]
[]
[]
[]
[]
[]
[]
[]
[]
[]
[]
[]
[]
[]
[]
[]
[]
[]
[]
[]
[]
[]
[]
[]
[]
[]
[]
[]
[]
[]
[]
[]
[]
[]
[]
[]
[]
[]
[]
[]
[]
[]
[]
[]
[]
[]
[]
[]
[]
[]
[]
[]
[]
[]
[]
[]
[]
[]
[]
[]
[]
[]
[]
[]
[]
[]
[]
[]
[]
[]
[]
[]
[]
[]
[]
[]
[]
[]
[]
[]
[]
[]
[]
[]
[]
[]
[]
[]
[]
[]
[]
[]
[]
[]
[]
[]
[]
[]
[]
[]
[]
[]
[]
[]
[]
[]
[]
[]
[]
[]
[]
[]
[]
[]
[]
[]
[]
[]
[]
[]
[]
[]
[]
[]
[]
[]
[]
[]
[]
[]
[]
[]
[]
[]
[]
[]
[]
[]
[]
[]
[]
[]
[]
[]
[]
[]
[]
[]
[]
[]
[]
[]
[]
[]
[]
[]
[]
[]
[]
[]
[]
[]
[]
[]
[]
[]
[]
[]
[]
[]
[]
[]
[]
[]
[]
[]
[]
[]
[]
[]
[]
[]
[]
[]
[]
[]
[]
[]
[]
[]
[]
[]
[]
[]
[]
[]
[]
[]
[]
[]
[]
[]
[]
[]
[]
[]
[]
[]
[]
[]
[]
[]
[]
[]
[]
[]
[]
[]
[]
[]
[]
[]
[]
[]
[]
[]
[]
[]
[]
[]
[]
[]
[]
[]
[]
[]
[]
[]
[]
[]
[]
[]
[]
[]
[]
[]
[]
[]
[]
[]
[]
[]
[]
[]
[]
[]
[]
[]
[]
[]
[]
[]
[]
[]
[]
[]
[]
[]
[]
[]
[]
[]
[]
[]
[]
[]
[]
[]
[]
[]
[]
[]
[]
[]
[]
[]
[]
[]
[]
[]
[]
[]
[]
[]
[]
[]
[]
[]
[]
[]
[]
[]
[]
[]
[]
[]
[]
[]
[]
[]
[]
[]
[]
[]
[]
[]
[]
[]
[]
[]
[]
[]
[]
[]
[]
[]
[]
[]
[]
[]
[]
[]
[]
[]
[]
[]
[]
[]
[]
[]
[]
[]
[]
[]
[]
[]
[]
[]
[]
[]
[]
[]
[]
[]
[]
[]
[]
[]
[]
[]
[]
[]
[]
[]
[]
[]
[]
[]
[]
[]
[]
[]
[]
[]
[]
[]
[]
[]
[]
[]
[]
[]
[]
[]
[]
[]
[]
[]
[]
[]
[]
[]
[]
[]
[]
[]
[]
[]
[]
[]
[]
[]
[]
[]
[]
[]
[]
[]
[]
[]
[]
[]
[]
[]
[]
[]
[]
[]
[]
[]
[]
[]
[]
[]
[]
[]
[]
[]
[]
[]
[]
[]
[]
[]
[]
[]
[]
[]
[]
[]
[]
[]
[]
[]
[]
[]
[]
[]
[]
[]
[]
[]
[]
[]
[]
[]
[]
[]
[]
[]
[]
[]
[]
[]
[]
[]
[]
[]
[]
[]
[]
[]
[]
[]
[]
[]
[]
[]
[]
[]
[]
[]
[]
[]
[]
[]
[]
[]
[]
[]
[]
[]
[]
[]
[]
[]
[]
[]
[]
[]
[]
[]
[]
[]
[]
[]
[]
[]
[]
[]
[]
[]
[]
[]
[]
[]
[]
[]
[]
[]
[]
[]
[]
[]
[]
[]
[]
[]
[]
[]
[]
[]
[]
[]
[]
[]
[]
[]
[]
[]
[]
[]
[]
[]
[]
[]
[]
[]
[]
[]
[]
[]
[]
[]
[]
[]
[]
[]
[]
[]
[]
[]
[]
[]
[]
[]
[]
[]
[]
[]
[]
[]
[]
[]
[]
[]
[]
[]
[]
[]
[]
[]
[]
[]
[]
[]
[]
[]
[]
[]
[]
[]
[]
[]
[]
[]
[]
[]
[]
[]
[]
[]
[]
[]
[]
[]
[]
[]
[]
[]
[]
[]
[]
[]
[]
[]
[]
[]
[]
[]
[]
[]
[]
[]
[]
[]
[]
[]
[]
[]
[]
[]
[]
[]
[]
[]
[]
[]
[]
[]
[]
[]
[]
[]
[]
[]
[]
[]
[]
[]
[]
[]
[]
[]
[]
[]
[]
[]
[]
[]
[]
[]
[]
[]
[]
[]
[]
[]
[]
[]
[]
[]
[]
[]
[]
[]
[]
[]
[]
[]
[]
[]
[]
[]
[]
[]
[]
[]
[]
[]
[]
[]
[]
[]
[]
[]
[]
[]
[]
[]
[]
[]
[]
[]
[]
[]
[]
[]
[]
[]
[]
[]
[]
[]
[]
[]
[]
[]
[]
[]
[]
[]
[]
[]
[]
[]
[]
[]
[]
[]
[]
[]
[]
[]
[]
[]
[]
[]
[]
[]
[]
[]
[]
[]
[]
[]
[]
[]
[]
[]
[]
[]
[]
[]
[]
[]
[]
[]
[]
[]
[]
[]
[]
[]
[]
[]
[]
[]
[]
[]
[]
[]
[]
[]
[]
[]
[]
[]
[]
[]
[]
[]
[]
[]
[]
[]
[]
[]
[]
[]
[]
[]
[]
[]
[]
[]
[]
[]
[]
[]
[]
[]
[]
[]
[]
[]
[]
[]
[]
[]
[]
[]
[]
[]
[]
[]
[]
[]
[]
[]
[]
[]
[]
[]
[]
[]
[]
[]
[]
[]
[]
[]
[]
[]
[]
[]
[]
[]
[]
[]
[]
[]
[]
[]
[]
[]
[]
[]
[]
[]
[]
[]
[]
[]
[]
[]
[]
[]
[]
[]
[]
[]
[]
[]
[]
[]
[]
[]
[]
[]
[]
[]
[]
[]
[]
[]
[]
[]
[]
[]
[]
[]
[]
[]
[]
[]
[]
[]
[]
[]
[]
[]
[]
[]
[]
[]
[]
[]
[]
[]
[]
[]
[]
[]
[]
[]
[]
[]
[]
[]
[]
[]
[]
[]
[]
[]
[]
[]
[]
[]
[]
[]
[]
[]
[]
[]
[]
[]
[]
[]
[]
[]
[]
[]
[]
[]
[]
[]
[]
[]
[]
[]
[]
[]
[]
[]
[]
[]
[]
[]
[]
[]
[]
[]
[]
[]
[]
[]
[]
[]
[]
[]
[]
[]
[]
[]
[]
[]
[]
[]
[]
[]
[]
[]
[]
[]
[]
[]
[]
[]
[]
[]
[]
[]
[]
[]
[]
[]
[]
[]
[]
[]
[]
[]
[]
[]
[]
[]
[]
[]
[]
[]
[]
[]
[]
[]
[]
[]
[]
[]
[]
[]
[]
[]
[]
[]
[]
[]
[]
[]
[]
[]
[]
[]
[]
[]
[]
[]
[]
[]
[]
[]
[]
[]
[]
[]
[]
[]
[]
[]
[]
[]
[]
[]
[]
[]
[]
[]
[]
[]
[]
[]
[]
[]
[]
[]
[]
[]
[]
[]
[]
[]
[]
[]
[]
[]
[]
[]
[]
[]
[]
[]
[]
[]
[]
[]
[]
[]
[]
[]
[]
[]
[]
[]
[]
[]
[]
[]
[]
[]
[]
[]
[]
[]
[]
[]
[]
[]
[]
[]
[]
[]
[]
[]
[]
[]
[]
[]
[]
[]
[]
[]
[]
[]
[]
[]
[]
[]
[]
[]
[]
[]
[]
[]
[]
[]
[]
[]
[]
[]
[]
[]
[]
[]
[]
[]
[]
[]
[]
[]
[]
[]
[]
[]
[]
[]
[]
[]
[]
[]
[]
[]
[]
[]
[]
[]
[]
[]
[]
[]
[]
[]
[]
[]
[]
[]
[]
[]
[]
[]
[]
[]
[]
[]
[]
[]
[]
[]
[]
[]
[]
[]
[]
[]
[]
[]
[]
[]
[]
[]
[]
[]
[]
[]
[]
[]
[]
[]
[]
[]
[]
[]
[]
[]
[]
[]
[]
[]
[]
[]
[]
[]
[]
[]
[]
[]
[]
[]
[]
[]
[]
[]
[]
[]
[]
[]
[]
[]
[]
[]
[]
[]
[]
[]
[]
[]
[]
[]
[]
[]
[]
[]
[]
[]
[]
[]
[]
[]
[]
[]
[]
[]
[]
[]
[]
[]
[]
[]
[]
[]
[]
[]
[]
[]
[]
[]
[]
[]
[]
[]
[]
[]
[]
[]
[]
[]
[]
[]
[]
[]
[]
[]
[]
[]
[]
[]
[]
[]
[]
[]
[]
[]
[]
[]
[]
[]
[]
[]
[]
[]
[]
[]
[]
[]
[]
[]
[]
[]
[]
[]
[]
[]
[]
[]
[]
[]
[]
[]
[]
[]
[]
[]
[]
[]
[]
[]
[]
[]
[]
[]
[]
[]
[]
[]
[]
[]
[]
[]
[]
[]
[]
[]
[]
[]
[]
[]
[]
[]
[]
[]
[]
[]
[]
[]
[]
[]
[]
[]
[]
[]
[]
[]
[]
[]
[]
[]
[]
[]
[]
[]
[]
[]
[]
[]
[]
[]
[]
[]
[]
[]
[]
[]
[]
[]
[]
[]
[]
[]
[]
[]
[]
[]
[]
[]
[]
[]
[]
[]
[]
[]
[]
[]
[]
[]
[]
[]
[]
[]
[]
[]
[]
[]
[]
[]
[]
[]
[]
[]
[]
[]
[]
[]
[]
[]
[]
[]
[]
[]
[]
[]
[]
[]
[]
[]
[]
[]
[]
[]
[]
[]
[]
[]
[]
[]
[]
[]
[]
[]
[]
[]
[]
[]
[]
[]
[]
[]
[]
[]
[]
[]
[]
[]
[]
[]
[]
[]
[]
[]
[]
[]
[]
[]
[]
[]
[]
[]
[]
[]
[]
[]
[]
[]
[]
[]
[]
[]
[]
[]
[]
[]
[]
[]
[]
[]
[]
[]
[]
[]
[]
[]
[]
[]
[]
[]
[]
[]
[]
[]
[]
[]
[]
[]
[]
[]
[]
[]
[]
[]
[]
[]
[]
[]
[]
[]
[]
[]
[]
[]
[]
[]
[]
[]
[]
[]
[]
[]
[]
[]
[]
[]
[]
[]
[]
[]
[]
[]
[]
[]
[]
[]
[]
[]
[]
[]
[]
[]
[]
[]
[]
[]
[]
[]
[]
[]
[]
[]
[]
[]
[]
[]
[]
[]
[]
[]
[]
[]
[]
[]
[]
[]
[]
[]
[]
[]
[]
[]
[]
[]
[]
[]
[]
[]
[]
[]
[]
[]
[]
[]
[]
[]
[]
[]
[]
[]
[]
[]
[]
[]
[]
[]
[]
[]
[]
[]
[]
[]
[]
[]
[]
[]
[]
[]
[]
[]
[]
[]
[]
[]
[]
[]
[]
[]
[]
[]
[]
[]
[]
[]
[]
[]
[]
[]
[]
[]
[]
[]
[]
[]
[]
[]
[]
[]
[]
[]
[]
[]
[]
[]
[]
[]
[]
[]
[]
[]
[]
[]
[]
[]
[]
[]
[]
[]
[]
[]
[]
[]
[]
[]
[]
[]
[]
[]
[]
[]
[]
[]
[]
[]
[]
[]
[]
[]
[]
[]
[]
[]
[]
[]
[]
[]
[]
[]
[]
[]
[]
[]
[]
[]
[]
[]
[]
[]
[]
[]
[]
[]
[]
[]
[]
[]
[]
[]
[]
[]
[]
[]
[]
[]
[]
[]
[]
[]
[]
[]
[]
[]
[]
[]
[]
[]
[]
[]
[]
[]
[]
[]
[]
[]
[]
[]
[]
[]
[]
[]
[]
[]
[]
[]
[]
[]
[]
[]
[]
[]
[]
[]
[]
[]
[]
[]
[]
[]
[]
[]
[]
[]
[]
[]
[]
[]
[]
[]
[]
[]
[]
[]
[]
[]
[]
[]
[]
[]
[]
[]
[]
[]
[]
[]
[]
[]
[]
[]
[]
[]
[]
[]
[]
[]
[]
[]
[]
[]
[]
[]
[]
[]
[]
[]
[]
[]
[]
[]
[]
[]
[]
[]
[]
[]
[]
[]
[]
[]
[]
[]
[]
[]
[]
[]
[]
[]
[]
[]
[]
[]
[]
[]
[]
[]
[]
[]
[]
[]
[]
[]
[]
[]
[]
[]
[]
[]
[]
[]
[]
[]
[]
[]
[]
[]
[]
[]
[]
[]
[]
[]
[]
[]
[]
[]
[]
[]
[]
[]
[]
[]
[]
[]
[]
[]
[]
[]
[]
[]
[]
[]
[]
[]
[]
[]
[]
[]
[]
[]
[]
[]
[]
[]
[]
[]
[]
[]
[]
[]
[]
[]
[]
[]
[]
[]
[]
[]
[]
[]
[]
[]
[]
[]
[]
[]
[]
[]
[]
[]
[]
[]
[]
[]
[]
[]
[]
[]
[]
[]
[]
[]
[]
[]
[]
[]
[]
[]
[]
[]
[]
[]
[]
[]
[]
[]
[]
[]
[]
[]
[]
[]
[]
[]
[]
[]
[]
[]
[]
[]
[]
[]
[]
[]
[]
[]
[]
[]
[]
[]
[]
[]
[]
[]
[]
[]
[]
[]
[]
[]
[]
[]
[]
[]
[]
[]
[]
[]
[]
[]
[]
[]
[]
[]
[]
[]
[]
[]
[]
[]
[]
[]
[]
[]
[]
[]
[]
[]
[]
[]
[]
[]
[]
[]
[]
[]
[]
[]
[]
[]
[]
[]
[]
[]
[]
[]
[]
[]
[]
[]
[]
[]
[]
[]
[]
[]
[]
[]
[]
[]
[]
[]
[]
[]
[]
[]
[]
[]
[]
[]
[]
[]
[]
[]
[]
[]
[]
[]
[]
[]
[]
[]
[]
[]
[]
[]
[]
[]
[]
[]
[]
[]
[]
[]
[]
[]
[]
[]
[]
[]
[]
[]
[]
[]
[]
[]
[]
[]
[]
[]
[]
[]
[]
[]
[]
[]
[]
[]
[]
[]
[]
[]
[]
[]
[]
[]
[]
[]
[]
[]
[]
[]
[]
[]
[]
[]
[]
[]
[]
[]
[]
[]
[]
[]
[]
[]
[]
[]
[]
[]
[]
[]
[]
[]
[]
[]
[]
[]
[]
[]
[]
[]
[]
[]
[]
[]
[]
[]
[]
[]
[]
[]
[]
[]
[]
[]
[]
[]
[]
[]
[]
[]
[]
[]
[]
[]
[]
[]
[]
[]
[]
[]
[]
[]
[]
[]
[]
[]
[]
[]
[]
[]
[]
[]
[]
[]
[]
[]
[]
[]
[]
[]
[]
[]
[]
[]
[]
[]
[]
[]
[]
[]
[]
[]
[]
[]
[]
[]
[]
[]
[]
[]
[]
[]
[]
[]
[]
[]
[]
[]
[]
[]
[]
[]
[]
[]
[]
[]
[]
[]
[]
[]
[]
[]
[]
[]
[]
[]
[]
[]
[]
[]
[]
[]
[]
[]
[]
[]
[]
[]
[]
[]
[]
[]
[]
[]
[]
[]
[]
[]
[]
[]
[]
[]
[]
[]
[]
[]
[]
[]
[]
[]
[]
[]
[]
[]
[]
[]
[]
[]
[]
[]
[]
[]
[]
[]
[]
[]
[]
[]
[]
[]
[]
[]
[]
[]
[]
[]
[]
[]
[]
[]
[]
[]
[]
[]
[]
[]
[]
[]
[]
[]
[]
[]
[]
[]
[]
[]
[]
[]
[]
[]
[]
[]
[]
[]
[]
[]
[]
[]
[]
[]
[]
[]
[]
[]
[]
[]
[]
[]
[]
[]
[]
[]
[]
[]
[]
[]
[]
[]
[]
[]
[]
[]
[]
[]
[]
[]
[]
[]
[]
[]
[]
[]
[]
[]
[]
[]
[]
[]
[]
[]
[]
[]
[]
[]
[]
[]
[]
[]
[]
[]
[]
[]
[]
[]
[]
[]
[]
[]
[]
[]
[]
[]
[]
[]
[]
[]
[]
[]
[]
[]
[]
[]
[]
[]
[]
[]
[]
[]
[]
[]
[]
[]
[]
[]
[]
[]
[]
[]
[]
[]
[]
[]
[]
[]
[]
[]
[]
[]
[]
[]
[]
[]
[]
[]
[]
[]
[]
[]
[]
[]
[]
[]
[]
[]
[]
[]
[]
[]
[]
[]
[]
[]
[]
[]
[]
[]
[]
[]
[]
[]
[]
[]
[]
[]
[]
[]
[]
[]
[]
[]
[]
[]
[]
[]
[]
[]
[]
[]
[]
[]
[]
[]
[]
[]
[]
[]
[]
[]
[]
[]
[]
[]
[]
[]
[]
[]
[]
[]
[]
[]
[]
[]
[]
[]
[]
[]
[]
[]
[]
[]
[]
[]
[]
[]
[]
[]
[]
[]
[]
[]
[]
[]
[]
[]
[]
[]
[]
[]
[]
[]
[]
[]
[]
[]
[]
[]
[]
[]
[]
[]
[]
[]
[]
[]
[]
[]
[]
[]
[]
[]
[]
[]
[]
[]
[]
[]
[]
[]
[]
[]
[]
[]
[]
[]
[]
[]
[]
[]
[]
[]
[]
[]
[]
[]
[]
[]
[]
[]
[]
[]
[]
[]
[]
[]
[]
[]
[]
[]
[]
[]
[]
[]
[]
[]
[]
[]
[]
[]
[]
[]
[]
[]
[]
[]
[]
[]
[]
[]
[]
[]
[]
[]
[]
[]
[]
[]
[]
[]
[]
[]
[]
[]
[]
[]
[]
[]
[]
[]
[]
[]
[]
[]
[]
[]
[]
[]
[]
[]
[]
[]
[]
[]
[]
[]
[]
[]
[]
[]
[]
[]
[]
[]
[]
[]
[]
[]
[]
[]
[]
[]
[]
[]
[]
[]
[]
[]
[]
[]
[]
[]
[]
[]
[]
[]
[]
[]
[]
[]
[]
[]
[]
[]
[]
[]
[]
[]
[]
[]
[]
[]
[]
[]
[]
[]
[]
[]
[]
[]
[]
[]
[]
[]
[]
[]
[]
[]
[]
[]
[]
[]
[]
[]
[]
[]
[]
[]
[]
[]
[]
[]
[]
[]
[]
[]
[]
[]
[]
[]
[]
[]
[]
[]
[]
[]
[]
[]
[]
[]
[]
[]
[]
[]
[]
[]
[]
[]
[]
[]
[]
[]
[]
[]
[]
[]
[]
[]
[]
[]
[]
[]
[]
[]
[]
[]
[]
[]
[]
[]
[]
[]
[]
[]
[]
[]
[]
[]
[]
[]
[]
[]
[]
[]
[]
[]
[]
[]
[]
[]
[]
[]
[]
[]
[]
[]
[]
[]
[]
[]
[]
[]
[]
[]
[]
[]
[]
[]
[]
[]
[]
[]
[]
[]
[]
[]
[]
[]
[]
[]
[]
[]
[]
[]
[]
[]
[]
[]
[]
[]
[]
[]
[]
[]
[]
[]
[]
[]
[]
[]
[]
[]
[]
[]
[]
[]
[]
[]
[]
[]
[]
[]
[]
[]
[]
[]
[]
[]
[]
[]
[]
[]
[]
[]
[]
[]
[]
[]
[]
[]
[]
[]
[]
[]
[]
[]
[]
[]
[]
[]
[]
[]
[]
[]
[]
[]
[]
[]
[]
[]
[]
[]
[]
[]
[]
[null,null,"TAS Avoca"]
[]
[null,null,null,null,null,null,"MAIN SECTORS"]
[null,null,null,1,{"$f":"$C3018&D3021","v":"TAS Avoca1"},null,{"$f":"IF(CommentaryInput!D2986=0,\"\",CommentaryInput!D2986)","v":""}]
[null,null,null,2,{"$f":"$C3018&D3022","v":"TAS Avoca2"},null,{"$f":"IF(CommentaryInput!D2987=0,\"\",CommentaryInput!D2987)","v":""}]
[null,null,null,3,{"$f":"$C3018&D3023","v":"TAS Avoca3"},null,{"$f":"IF(CommentaryInput!D2988=0,\"\",CommentaryInput!D2988)","v":""}]
[null,null,null,4,{"$f":"$C3018&D3024","v":"TAS Avoca4"},null,{"$f":"IF(CommentaryInput!D2989=0,\"\",CommentaryInput!D2989)","v":""}]
[null,null,null,5,{"$f":"$C3018&D3025","v":"TAS Avoca5"},null,{"$f":"IF(CommentaryInput!D2990=0,\"\",CommentaryInput!D2990)","v":""}]
[null,null,null,null,null,null,"MEDIUM SCENARIO"]
[null,null,null,null,null,null,"Summer"]
[null,null,null,8,{"$f":"$C3018&D3028","v":"TAS Avoca8"},null,{"$f":"IF(CommentaryInput!D2993=0,\"\",CommentaryInput!D2993)","v":""}]
[null,null,null,9,{"$f":"$C3018&D3029","v":"TAS Avoca9"},null,{"$f":"IF(CommentaryInput!D2994=0,\"\",CommentaryInput!D2994)","v":""}]
[null,null,null,10,{"$f":"$C3018&D3030","v":"TAS Avoca10"},null,{"$f":"IF(CommentaryInput!D2995=0,\"\",CommentaryInput!D2995)","v":""}]
[null,null,null,11,{"$f":"$C3018&D3031","v":"TAS Avoca11"},null,{"$f":"IF(CommentaryInput!D2996=0,\"\",CommentaryInput!D2996)","v":""}]
[null,null,null,12,{"$f":"$C3018&D3032","v":"TAS Avoca12"},null,{"$f":"IF(CommentaryInput!D2997=0,\"\",CommentaryInput!D2997)","v":""}]
[null,null,null,null,null,null,"Winter"]
[null,null,null,13,{"$f":"$C3018&D3034","v":"TAS Avoca13"},null,{"$f":"IF(CommentaryInput!D2999=0,\"\",CommentaryInput!D2999)","v":""}]
[null,null,null,14,{"$f":"$C3018&D3035","v":"TAS Avoca14"},null,{"$f":"IF(CommentaryInput!D3000=0,\"\",CommentaryInput!D3000)","v":""}]
[null,null,null,15,{"$f":"$C3018&D3036","v":"TAS Avoca15"},null,{"$f":"IF(CommentaryInput!D3001=0,\"\",CommentaryInput!D3001)","v":""}]
[null,null,null,16,{"$f":"$C3018&D3037","v":"TAS Avoca16"},null,{"$f":"IF(CommentaryInput!D3002=0,\"\",CommentaryInput!D3002)","v":""}]
[null,null,null,17,{"$f":"$C3018&D3038","v":"TAS Avoca17"},null,{"$f":"IF(CommentaryInput!D3003=0,\"\",CommentaryInput!D3003)","v":""}]
[null,null,null,null,null,null,"Other"]
[null,null,null,18,{"$f":"$C3018&D3040","v":"TAS Avoca18"},null,{"$f":"IF(CommentaryInput!D3005=0,\"\",CommentaryInput!D3005)","v":""}]
[null,null,null,19,{"$f":"$C3018&D3041","v":"TAS Avoca19"},null,{"$f":"IF(CommentaryInput!D3006=0,\"\",CommentaryInput!D3006)","v":""}]
[null,null,null,20,{"$f":"$C3018&D3042","v":"TAS Avoca20"},null,{"$f":"IF(CommentaryInput!D3007=0,\"\",CommentaryInput!D3007)","v":""}]
[null,null,null,21,{"$f":"$C3018&D3043","v":"TAS Avoca21"},null,{"$f":"IF(CommentaryInput!D3008=0,\"\",CommentaryInput!D3008)","v":""}]
[null,null,null,22,{"$f":"$C3018&D3044","v":"TAS Avoca22"},null,{"$f":"IF(CommentaryInput!D3009=0,\"\",CommentaryInput!D3009)","v":""}]
[null,null,null,23,{"$f":"$C3018&D3045","v":"TAS Avoca23"},null,{"$f":"IF(CommentaryInput!D3010=0,\"\",CommentaryInput!D3010)","v":""}]
[null,null,null,24,{"$f":"$C3018&D3046","v":"TAS Avoca24"},null,{"$f":"IF(CommentaryInput!D3011=0,\"\",CommentaryInput!D3011)","v":""}]
[null,null,null,25,{"$f":"$C3018&D3047","v":"TAS Avoca25"},null,{"$f":"IF(CommentaryInput!D3012=0,\"\",CommentaryInput!D3012)","v":""}]
[]
[null,null,"TAS Burnie"]
[]
[null,null,null,null,null,null,"MAIN SECTORS"]
[null,null,null,1,{"$f":"$C3049&D3052","v":"TAS Burnie1"},null,{"$f":"IF(CommentaryInput!D3017=0,\"\",CommentaryInput!D3017)","v":""}]
[null,null,null,2,{"$f":"$C3049&D3053","v":"TAS Burnie2"},null,{"$f":"IF(CommentaryInput!D3018=0,\"\",CommentaryInput!D3018)","v":""}]
[null,null,null,3,{"$f":"$C3049&D3054","v":"TAS Burnie3"},null,{"$f":"IF(CommentaryInput!D3019=0,\"\",CommentaryInput!D3019)","v":""}]
[null,null,null,4,{"$f":"$C3049&D3055","v":"TAS Burnie4"},null,{"$f":"IF(CommentaryInput!D3020=0,\"\",CommentaryInput!D3020)","v":""}]
[null,null,null,5,{"$f":"$C3049&D3056","v":"TAS Burnie5"},null,{"$f":"IF(CommentaryInput!D3021=0,\"\",CommentaryInput!D3021)","v":""}]
[null,null,null,null,null,null,"MEDIUM SCENARIO"]
[null,null,null,null,null,null,"Summer"]
[null,null,null,8,{"$f":"$C3049&D3059","v":"TAS Burnie8"},null,{"$f":"IF(CommentaryInput!D3024=0,\"\",CommentaryInput!D3024)","v":""}]
[null,null,null,9,{"$f":"$C3049&D3060","v":"TAS Burnie9"},null,{"$f":"IF(CommentaryInput!D3025=0,\"\",CommentaryInput!D3025)","v":""}]
[null,null,null,10,{"$f":"$C3049&D3061","v":"TAS Burnie10"},null,{"$f":"IF(CommentaryInput!D3026=0,\"\",CommentaryInput!D3026)","v":""}]
[null,null,null,11,{"$f":"$C3049&D3062","v":"TAS Burnie11"},null,{"$f":"IF(CommentaryInput!D3027=0,\"\",CommentaryInput!D3027)","v":""}]
[null,null,null,12,{"$f":"$C3049&D3063","v":"TAS Burnie12"},null,{"$f":"IF(CommentaryInput!D3028=0,\"\",CommentaryInput!D3028)","v":""}]
[null,null,null,null,null,null,"Winter"]
[null,null,null,13,{"$f":"$C3049&D3065","v":"TAS Burnie13"},null,{"$f":"IF(CommentaryInput!D3030=0,\"\",CommentaryInput!D3030)","v":""}]
[null,null,null,14,{"$f":"$C3049&D3066","v":"TAS Burnie14"},null,{"$f":"IF(CommentaryInput!D3031=0,\"\",CommentaryInput!D3031)","v":""}]
[null,null,null,15,{"$f":"$C3049&D3067","v":"TAS Burnie15"},null,{"$f":"IF(CommentaryInput!D3032=0,\"\",CommentaryInput!D3032)","v":""}]
[null,null,null,16,{"$f":"$C3049&D3068","v":"TAS Burnie16"},null,{"$f":"IF(CommentaryInput!D3033=0,\"\",CommentaryInput!D3033)","v":""}]
[null,null,null,17,{"$f":"$C3049&D3069","v":"TAS Burnie17"},null,{"$f":"IF(CommentaryInput!D3034=0,\"\",CommentaryInput!D3034)","v":""}]
[null,null,null,null,null,null,"Other"]
[null,null,null,18,{"$f":"$C3049&D3071","v":"TAS Burnie18"},null,{"$f":"IF(CommentaryInput!D3036=0,\"\",CommentaryInput!D3036)","v":""}]
[null,null,null,19,{"$f":"$C3049&D3072","v":"TAS Burnie19"},null,{"$f":"IF(CommentaryInput!D3037=0,\"\",CommentaryInput!D3037)","v":""}]
[null,null,null,20,{"$f":"$C3049&D3073","v":"TAS Burnie20"},null,{"$f":"IF(CommentaryInput!D3038=0,\"\",CommentaryInput!D3038)","v":""}]
[null,null,null,21,{"$f":"$C3049&D3074","v":"TAS Burnie21"},null,{"$f":"IF(CommentaryInput!D3039=0,\"\",CommentaryInput!D3039)","v":""}]
[null,null,null,22,{"$f":"$C3049&D3075","v":"TAS Burnie22"},null,{"$f":"IF(CommentaryInput!D3040=0,\"\",CommentaryInput!D3040)","v":""}]
[null,null,null,23,{"$f":"$C3049&D3076","v":"TAS Burnie23"},null,{"$f":"IF(CommentaryInput!D3041=0,\"\",CommentaryInput!D3041)","v":""}]
[null,null,null,24,{"$f":"$C3049&D3077","v":"TAS Burnie24"},null,{"$f":"IF(CommentaryInput!D3042=0,\"\",CommentaryInput!D3042)","v":""}]
[null,null,null,25,{"$f":"$C3049&D3078","v":"TAS Burnie25"},null,{"$f":"IF(CommentaryInput!D3043=0,\"\",CommentaryInput!D3043)","v":""}]
[]
[null,null,"TAS Bridgewater"]
[]
[null,null,null,null,null,null,"MAIN SECTORS"]
[null,null,null,1,{"$f":"$C3080&D3083","v":"TAS Bridgewater1"},null,{"$f":"IF(CommentaryInput!D3048=0,\"\",CommentaryInput!D3048)","v":""}]
[null,null,null,2,{"$f":"$C3080&D3084","v":"TAS Bridgewater2"},null,{"$f":"IF(CommentaryInput!D3049=0,\"\",CommentaryInput!D3049)","v":""}]
[null,null,null,3,{"$f":"$C3080&D3085","v":"TAS Bridgewater3"},null,{"$f":"IF(CommentaryInput!D3050=0,\"\",CommentaryInput!D3050)","v":""}]
[null,null,null,4,{"$f":"$C3080&D3086","v":"TAS Bridgewater4"},null,{"$f":"IF(CommentaryInput!D3051=0,\"\",CommentaryInput!D3051)","v":""}]
[null,null,null,5,{"$f":"$C3080&D3087","v":"TAS Bridgewater5"},null,{"$f":"IF(CommentaryInput!D3052=0,\"\",CommentaryInput!D3052)","v":""}]
[null,null,null,null,null,null,"MEDIUM SCENARIO"]
[null,null,null,null,null,null,"Summer"]
[null,null,null,8,{"$f":"$C3080&D3090","v":"TAS Bridgewater8"},null,{"$f":"IF(CommentaryInput!D3055=0,\"\",CommentaryInput!D3055)","v":""}]
[null,null,null,9,{"$f":"$C3080&D3091","v":"TAS Bridgewater9"},null,{"$f":"IF(CommentaryInput!D3056=0,\"\",CommentaryInput!D3056)","v":""}]
[null,null,null,10,{"$f":"$C3080&D3092","v":"TAS Bridgewater10"},null,{"$f":"IF(CommentaryInput!D3057=0,\"\",CommentaryInput!D3057)","v":""}]
[null,null,null,11,{"$f":"$C3080&D3093","v":"TAS Bridgewater11"},null,{"$f":"IF(CommentaryInput!D3058=0,\"\",CommentaryInput!D3058)","v":""}]
[null,null,null,12,{"$f":"$C3080&D3094","v":"TAS Bridgewater12"},null,{"$f":"IF(CommentaryInput!D3059=0,\"\",CommentaryInput!D3059)","v":""}]
[null,null,null,null,null,null,"Winter"]
[null,null,null,13,{"$f":"$C3080&D3096","v":"TAS Bridgewater13"},null,{"$f":"IF(CommentaryInput!D3061=0,\"\",CommentaryInput!D3061)","v":""}]
[null,null,null,14,{"$f":"$C3080&D3097","v":"TAS Bridgewater14"},null,{"$f":"IF(CommentaryInput!D3062=0,\"\",CommentaryInput!D3062)","v":""}]
[null,null,null,15,{"$f":"$C3080&D3098","v":"TAS Bridgewater15"},null,{"$f":"IF(CommentaryInput!D3063=0,\"\",CommentaryInput!D3063)","v":""}]
[null,null,null,16,{"$f":"$C3080&D3099","v":"TAS Bridgewater16"},null,{"$f":"IF(CommentaryInput!D3064=0,\"\",CommentaryInput!D3064)","v":""}]
[null,null,null,17,{"$f":"$C3080&D3100","v":"TAS Bridgewater17"},null,{"$f":"IF(CommentaryInput!D3065=0,\"\",CommentaryInput!D3065)","v":""}]
[null,null,null,null,null,null,"Other"]
[null,null,null,18,{"$f":"$C3080&D3102","v":"TAS Bridgewater18"},null,{"$f":"IF(CommentaryInput!D3067=0,\"\",CommentaryInput!D3067)","v":""}]
[null,null,null,19,{"$f":"$C3080&D3103","v":"TAS Bridgewater19"},null,{"$f":"IF(CommentaryInput!D3068=0,\"\",CommentaryInput!D3068)","v":""}]
[null,null,null,20,{"$f":"$C3080&D3104","v":"TAS Bridgewater20"},null,{"$f":"IF(CommentaryInput!D3069=0,\"\",CommentaryInput!D3069)","v":""}]
[null,null,null,21,{"$f":"$C3080&D3105","v":"TAS Bridgewater21"},null,{"$f":"IF(CommentaryInput!D3070=0,\"\",CommentaryInput!D3070)","v":""}]
[null,null,null,22,{"$f":"$C3080&D3106","v":"TAS Bridgewater22"},null,{"$f":"IF(CommentaryInput!D3071=0,\"\",CommentaryInput!D3071)","v":""}]
[null,null,null,23,{"$f":"$C3080&D3107","v":"TAS Bridgewater23"},null,{"$f":"IF(CommentaryInput!D3072=0,\"\",CommentaryInput!D3072)","v":""}]
[null,null,null,24,{"$f":"$C3080&D3108","v":"TAS Bridgewater24"},null,{"$f":"IF(CommentaryInput!D3073=0,\"\",CommentaryInput!D3073)","v":""}]
[null,null,null,25,{"$f":"$C3080&D3109","v":"TAS Bridgewater25"},null,{"$f":"IF(CommentaryInput!D3074=0,\"\",CommentaryInput!D3074)","v":""}]
[]
[null,null,"TAS Creek Road"]
[]
[null,null,null,null,null,null,"MAIN SECTORS"]
[null,null,null,1,{"$f":"$C3111&D3114","v":"TAS Creek Road1"},null,{"$f":"IF(CommentaryInput!D3079=0,\"\",CommentaryInput!D3079)","v":""}]
[null,null,null,2,{"$f":"$C3111&D3115","v":"TAS Creek Road2"},null,{"$f":"IF(CommentaryInput!D3080=0,\"\",CommentaryInput!D3080)","v":""}]
[null,null,null,3,{"$f":"$C3111&D3116","v":"TAS Creek Road3"},null,{"$f":"IF(CommentaryInput!D3081=0,\"\",CommentaryInput!D3081)","v":""}]
[null,null,null,4,{"$f":"$C3111&D3117","v":"TAS Creek Road4"},null,{"$f":"IF(CommentaryInput!D3082=0,\"\",CommentaryInput!D3082)","v":""}]
[null,null,null,5,{"$f":"$C3111&D3118","v":"TAS Creek Road5"},null,{"$f":"IF(CommentaryInput!D3083=0,\"\",CommentaryInput!D3083)","v":""}]
[null,null,null,null,null,null,"MEDIUM SCENARIO"]
[null,null,null,null,null,null,"Summer"]
[null,null,null,8,{"$f":"$C3111&D3121","v":"TAS Creek Road8"},null,{"$f":"IF(CommentaryInput!D3086=0,\"\",CommentaryInput!D3086)","v":""}]
[null,null,null,9,{"$f":"$C3111&D3122","v":"TAS Creek Road9"},null,{"$f":"IF(CommentaryInput!D3087=0,\"\",CommentaryInput!D3087)","v":""}]
[null,null,null,10,{"$f":"$C3111&D3123","v":"TAS Creek Road10"},null,{"$f":"IF(CommentaryInput!D3088=0,\"\",CommentaryInput!D3088)","v":""}]
[null,null,null,11,{"$f":"$C3111&D3124","v":"TAS Creek Road11"},null,{"$f":"IF(CommentaryInput!D3089=0,\"\",CommentaryInput!D3089)","v":""}]
[null,null,null,12,{"$f":"$C3111&D3125","v":"TAS Creek Road12"},null,{"$f":"IF(CommentaryInput!D3090=0,\"\",CommentaryInput!D3090)","v":""}]
[null,null,null,null,null,null,"Winter"]
[null,null,null,13,{"$f":"$C3111&D3127","v":"TAS Creek Road13"},null,{"$f":"IF(CommentaryInput!D3092=0,\"\",CommentaryInput!D3092)","v":""}]
[null,null,null,14,{"$f":"$C3111&D3128","v":"TAS Creek Road14"},null,{"$f":"IF(CommentaryInput!D3093=0,\"\",CommentaryInput!D3093)","v":""}]
[null,null,null,15,{"$f":"$C3111&D3129","v":"TAS Creek Road15"},null,{"$f":"IF(CommentaryInput!D3094=0,\"\",CommentaryInput!D3094)","v":""}]
[null,null,null,16,{"$f":"$C3111&D3130","v":"TAS Creek Road16"},null,{"$f":"IF(CommentaryInput!D3095=0,\"\",CommentaryInput!D3095)","v":""}]
[null,null,null,17,{"$f":"$C3111&D3131","v":"TAS Creek Road17"},null,{"$f":"IF(CommentaryInput!D3096=0,\"\",CommentaryInput!D3096)","v":""}]
[null,null,null,null,null,null,"Other"]
[null,null,null,18,{"$f":"$C3111&D3133","v":"TAS Creek Road18"},null,{"$f":"IF(CommentaryInput!D3098=0,\"\",CommentaryInput!D3098)","v":""}]
[null,null,null,19,{"$f":"$C3111&D3134","v":"TAS Creek Road19"},null,{"$f":"IF(CommentaryInput!D3099=0,\"\",CommentaryInput!D3099)","v":""}]
[null,null,null,20,{"$f":"$C3111&D3135","v":"TAS Creek Road20"},null,{"$f":"IF(CommentaryInput!D3100=0,\"\",CommentaryInput!D3100)","v":""}]
[null,null,null,21,{"$f":"$C3111&D3136","v":"TAS Creek Road21"},null,{"$f":"IF(CommentaryInput!D3101=0,\"\",CommentaryInput!D3101)","v":""}]
[null,null,null,22,{"$f":"$C3111&D3137","v":"TAS Creek Road22"},null,{"$f":"IF(CommentaryInput!D3102=0,\"\",CommentaryInput!D3102)","v":""}]
[null,null,null,23,{"$f":"$C3111&D3138","v":"TAS Creek Road23"},null,{"$f":"IF(CommentaryInput!D3103=0,\"\",CommentaryInput!D3103)","v":""}]
[null,null,null,24,{"$f":"$C3111&D3139","v":"TAS Creek Road24"},null,{"$f":"IF(CommentaryInput!D3104=0,\"\",CommentaryInput!D3104)","v":""}]
[null,null,null,25,{"$f":"$C3111&D3140","v":"TAS Creek Road25"},null,{"$f":"IF(CommentaryInput!D3105=0,\"\",CommentaryInput!D3105)","v":""}]
[]
[null,null,"TAS Chapel St."]
[]
[null,null,null,null,null,null,"MAIN SECTORS"]
[null,null,null,1,{"$f":"$C3142&D3145","v":"TAS Chapel St.1"},null,{"$f":"IF(CommentaryInput!D3110=0,\"\",CommentaryInput!D3110)","v":""}]
[null,null,null,2,{"$f":"$C3142&D3146","v":"TAS Chapel St.2"},null,{"$f":"IF(CommentaryInput!D3111=0,\"\",CommentaryInput!D3111)","v":""}]
[null,null,null,3,{"$f":"$C3142&D3147","v":"TAS Chapel St.3"},null,{"$f":"IF(CommentaryInput!D3112=0,\"\",CommentaryInput!D3112)","v":""}]
[null,null,null,4,{"$f":"$C3142&D3148","v":"TAS Chapel St.4"},null,{"$f":"IF(CommentaryInput!D3113=0,\"\",CommentaryInput!D3113)","v":""}]
[null,null,null,5,{"$f":"$C3142&D3149","v":"TAS Chapel St.5"},null,{"$f":"IF(CommentaryInput!D3114=0,\"\",CommentaryInput!D3114)","v":""}]
[null,null,null,null,null,null,"MEDIUM SCENARIO"]
[null,null,null,null,null,null,"Summer"]
[null,null,null,8,{"$f":"$C3142&D3152","v":"TAS Chapel St.8"},null,{"$f":"IF(CommentaryInput!D3117=0,\"\",CommentaryInput!D3117)","v":""}]
[null,null,null,9,{"$f":"$C3142&D3153","v":"TAS Chapel St.9"},null,{"$f":"IF(CommentaryInput!D3118=0,\"\",CommentaryInput!D3118)","v":""}]
[null,null,null,10,{"$f":"$C3142&D3154","v":"TAS Chapel St.10"},null,{"$f":"IF(CommentaryInput!D3119=0,\"\",CommentaryInput!D3119)","v":""}]
[null,null,null,11,{"$f":"$C3142&D3155","v":"TAS Chapel St.11"},null,{"$f":"IF(CommentaryInput!D3120=0,\"\",CommentaryInput!D3120)","v":""}]
[null,null,null,12,{"$f":"$C3142&D3156","v":"TAS Chapel St.12"},null,{"$f":"IF(CommentaryInput!D3121=0,\"\",CommentaryInput!D3121)","v":""}]
[null,null,null,null,null,null,"Winter"]
[null,null,null,13,{"$f":"$C3142&D3158","v":"TAS Chapel St.13"},null,{"$f":"IF(CommentaryInput!D3123=0,\"\",CommentaryInput!D3123)","v":""}]
[null,null,null,14,{"$f":"$C3142&D3159","v":"TAS Chapel St.14"},null,{"$f":"IF(CommentaryInput!D3124=0,\"\",CommentaryInput!D3124)","v":""}]
[null,null,null,15,{"$f":"$C3142&D3160","v":"TAS Chapel St.15"},null,{"$f":"IF(CommentaryInput!D3125=0,\"\",CommentaryInput!D3125)","v":""}]
[null,null,null,16,{"$f":"$C3142&D3161","v":"TAS Chapel St.16"},null,{"$f":"IF(CommentaryInput!D3126=0,\"\",CommentaryInput!D3126)","v":""}]
[null,null,null,17,{"$f":"$C3142&D3162","v":"TAS Chapel St.17"},null,{"$f":"IF(CommentaryInput!D3127=0,\"\",CommentaryInput!D3127)","v":""}]
[null,null,null,null,null,null,"Other"]
[null,null,null,18,{"$f":"$C3142&D3164","v":"TAS Chapel St.18"},null,{"$f":"IF(CommentaryInput!D3129=0,\"\",CommentaryInput!D3129)","v":""}]
[null,null,null,19,{"$f":"$C3142&D3165","v":"TAS Chapel St.19"},null,{"$f":"IF(CommentaryInput!D3130=0,\"\",CommentaryInput!D3130)","v":""}]
[null,null,null,20,{"$f":"$C3142&D3166","v":"TAS Chapel St.20"},null,{"$f":"IF(CommentaryInput!D3131=0,\"\",CommentaryInput!D3131)","v":""}]
[null,null,null,21,{"$f":"$C3142&D3167","v":"TAS Chapel St.21"},null,{"$f":"IF(CommentaryInput!D3132=0,\"\",CommentaryInput!D3132)","v":""}]
[null,null,null,22,{"$f":"$C3142&D3168","v":"TAS Chapel St.22"},null,{"$f":"IF(CommentaryInput!D3133=0,\"\",CommentaryInput!D3133)","v":""}]
[null,null,null,23,{"$f":"$C3142&D3169","v":"TAS Chapel St.23"},null,{"$f":"IF(CommentaryInput!D3134=0,\"\",CommentaryInput!D3134)","v":""}]
[null,null,null,24,{"$f":"$C3142&D3170","v":"TAS Chapel St.24"},null,{"$f":"IF(CommentaryInput!D3135=0,\"\",CommentaryInput!D3135)","v":""}]
[null,null,null,25,{"$f":"$C3142&D3171","v":"TAS Chapel St.25"},null,{"$f":"IF(CommentaryInput!D3136=0,\"\",CommentaryInput!D3136)","v":""}]
[]
[null,null,"TAS Derwent Bridge"]
[]
[null,null,null,null,null,null,"MAIN SECTORS"]
[null,null,null,1,{"$f":"$C3173&D3176","v":"TAS Derwent Bridge1"},null,{"$f":"IF(CommentaryInput!D3141=0,\"\",CommentaryInput!D3141)","v":""}]
[null,null,null,2,{"$f":"$C3173&D3177","v":"TAS Derwent Bridge2"},null,{"$f":"IF(CommentaryInput!D3142=0,\"\",CommentaryInput!D3142)","v":""}]
[null,null,null,3,{"$f":"$C3173&D3178","v":"TAS Derwent Bridge3"},null,{"$f":"IF(CommentaryInput!D3143=0,\"\",CommentaryInput!D3143)","v":""}]
[null,null,null,4,{"$f":"$C3173&D3179","v":"TAS Derwent Bridge4"},null,{"$f":"IF(CommentaryInput!D3144=0,\"\",CommentaryInput!D3144)","v":""}]
[null,null,null,5,{"$f":"$C3173&D3180","v":"TAS Derwent Bridge5"},null,{"$f":"IF(CommentaryInput!D3145=0,\"\",CommentaryInput!D3145)","v":""}]
[null,null,null,null,null,null,"MEDIUM SCENARIO"]
[null,null,null,null,null,null,"Summer"]
[null,null,null,8,{"$f":"$C3173&D3183","v":"TAS Derwent Bridge8"},null,{"$f":"IF(CommentaryInput!D3148=0,\"\",CommentaryInput!D3148)","v":""}]
[null,null,null,9,{"$f":"$C3173&D3184","v":"TAS Derwent Bridge9"},null,{"$f":"IF(CommentaryInput!D3149=0,\"\",CommentaryInput!D3149)","v":""}]
[null,null,null,10,{"$f":"$C3173&D3185","v":"TAS Derwent Bridge10"},null,{"$f":"IF(CommentaryInput!D3150=0,\"\",CommentaryInput!D3150)","v":""}]
[null,null,null,11,{"$f":"$C3173&D3186","v":"TAS Derwent Bridge11"},null,{"$f":"IF(CommentaryInput!D3151=0,\"\",CommentaryInput!D3151)","v":""}]
[null,null,null,12,{"$f":"$C3173&D3187","v":"TAS Derwent Bridge12"},null,{"$f":"IF(CommentaryInput!D3152=0,\"\",CommentaryInput!D3152)","v":""}]
[null,null,null,null,null,null,"Winter"]
[null,null,null,13,{"$f":"$C3173&D3189","v":"TAS Derwent Bridge13"},null,{"$f":"IF(CommentaryInput!D3154=0,\"\",CommentaryInput!D3154)","v":""}]
[null,null,null,14,{"$f":"$C3173&D3190","v":"TAS Derwent Bridge14"},null,{"$f":"IF(CommentaryInput!D3155=0,\"\",CommentaryInput!D3155)","v":""}]
[null,null,null,15,{"$f":"$C3173&D3191","v":"TAS Derwent Bridge15"},null,{"$f":"IF(CommentaryInput!D3156=0,\"\",CommentaryInput!D3156)","v":""}]
[null,null,null,16,{"$f":"$C3173&D3192","v":"TAS Derwent Bridge16"},null,{"$f":"IF(CommentaryInput!D3157=0,\"\",CommentaryInput!D3157)","v":""}]
[null,null,null,17,{"$f":"$C3173&D3193","v":"TAS Derwent Bridge17"},null,{"$f":"IF(CommentaryInput!D3158=0,\"\",CommentaryInput!D3158)","v":""}]
[null,null,null,null,null,null,"Other"]
[null,null,null,18,{"$f":"$C3173&D3195","v":"TAS Derwent Bridge18"},null,{"$f":"IF(CommentaryInput!D3160=0,\"\",CommentaryInput!D3160)","v":""}]
[null,null,null,19,{"$f":"$C3173&D3196","v":"TAS Derwent Bridge19"},null,{"$f":"IF(CommentaryInput!D3161=0,\"\",CommentaryInput!D3161)","v":""}]
[null,null,null,20,{"$f":"$C3173&D3197","v":"TAS Derwent Bridge20"},null,{"$f":"IF(CommentaryInput!D3162=0,\"\",CommentaryInput!D3162)","v":""}]
[null,null,null,21,{"$f":"$C3173&D3198","v":"TAS Derwent Bridge21"},null,{"$f":"IF(CommentaryInput!D3163=0,\"\",CommentaryInput!D3163)","v":""}]
[null,null,null,22,{"$f":"$C3173&D3199","v":"TAS Derwent Bridge22"},null,{"$f":"IF(CommentaryInput!D3164=0,\"\",CommentaryInput!D3164)","v":""}]
[null,null,null,23,{"$f":"$C3173&D3200","v":"TAS Derwent Bridge23"},null,{"$f":"IF(CommentaryInput!D3165=0,\"\",CommentaryInput!D3165)","v":""}]
[null,null,null,24,{"$f":"$C3173&D3201","v":"TAS Derwent Bridge24"},null,{"$f":"IF(CommentaryInput!D3166=0,\"\",CommentaryInput!D3166)","v":""}]
[null,null,null,25,{"$f":"$C3173&D3202","v":"TAS Derwent Bridge25"},null,{"$f":"IF(CommentaryInput!D3167=0,\"\",CommentaryInput!D3167)","v":""}]
[]
[null,null,"TAS Devonport"]
[]
[null,null,null,null,null,null,"MAIN SECTORS"]
[null,null,null,1,{"$f":"$C3204&D3207","v":"TAS Devonport1"},null,{"$f":"IF(CommentaryInput!D3172=0,\"\",CommentaryInput!D3172)","v":""}]
[null,null,null,2,{"$f":"$C3204&D3208","v":"TAS Devonport2"},null,{"$f":"IF(CommentaryInput!D3173=0,\"\",CommentaryInput!D3173)","v":""}]
[null,null,null,3,{"$f":"$C3204&D3209","v":"TAS Devonport3"},null,{"$f":"IF(CommentaryInput!D3174=0,\"\",CommentaryInput!D3174)","v":""}]
[null,null,null,4,{"$f":"$C3204&D3210","v":"TAS Devonport4"},null,{"$f":"IF(CommentaryInput!D3175=0,\"\",CommentaryInput!D3175)","v":""}]
[null,null,null,5,{"$f":"$C3204&D3211","v":"TAS Devonport5"},null,{"$f":"IF(CommentaryInput!D3176=0,\"\",CommentaryInput!D3176)","v":""}]
[null,null,null,null,null,null,"MEDIUM SCENARIO"]
[null,null,null,null,null,null,"Summer"]
[null,null,null,8,{"$f":"$C3204&D3214","v":"TAS Devonport8"},null,{"$f":"IF(CommentaryInput!D3179=0,\"\",CommentaryInput!D3179)","v":""}]
[null,null,null,9,{"$f":"$C3204&D3215","v":"TAS Devonport9"},null,{"$f":"IF(CommentaryInput!D3180=0,\"\",CommentaryInput!D3180)","v":""}]
[null,null,null,10,{"$f":"$C3204&D3216","v":"TAS Devonport10"},null,{"$f":"IF(CommentaryInput!D3181=0,\"\",CommentaryInput!D3181)","v":""}]
[null,null,null,11,{"$f":"$C3204&D3217","v":"TAS Devonport11"},null,{"$f":"IF(CommentaryInput!D3182=0,\"\",CommentaryInput!D3182)","v":""}]
[null,null,null,12,{"$f":"$C3204&D3218","v":"TAS Devonport12"},null,{"$f":"IF(CommentaryInput!D3183=0,\"\",CommentaryInput!D3183)","v":""}]
[null,null,null,null,null,null,"Winter"]
[null,null,null,13,{"$f":"$C3204&D3220","v":"TAS Devonport13"},null,{"$f":"IF(CommentaryInput!D3185=0,\"\",CommentaryInput!D3185)","v":""}]
[null,null,null,14,{"$f":"$C3204&D3221","v":"TAS Devonport14"},null,{"$f":"IF(CommentaryInput!D3186=0,\"\",CommentaryInput!D3186)","v":""}]
[null,null,null,15,{"$f":"$C3204&D3222","v":"TAS Devonport15"},null,{"$f":"IF(CommentaryInput!D3187=0,\"\",CommentaryInput!D3187)","v":""}]
[null,null,null,16,{"$f":"$C3204&D3223","v":"TAS Devonport16"},null,{"$f":"IF(CommentaryInput!D3188=0,\"\",CommentaryInput!D3188)","v":""}]
[null,null,null,17,{"$f":"$C3204&D3224","v":"TAS Devonport17"},null,{"$f":"IF(CommentaryInput!D3189=0,\"\",CommentaryInput!D3189)","v":""}]
[null,null,null,null,null,null,"Other"]
[null,null,null,18,{"$f":"$C3204&D3226","v":"TAS Devonport18"},null,{"$f":"IF(CommentaryInput!D3191=0,\"\",CommentaryInput!D3191)","v":""}]
[null,null,null,19,{"$f":"$C3204&D3227","v":"TAS Devonport19"},null,{"$f":"IF(CommentaryInput!D3192=0,\"\",CommentaryInput!D3192)","v":""}]
[null,null,null,20,{"$f":"$C3204&D3228","v":"TAS Devonport20"},null,{"$f":"IF(CommentaryInput!D3193=0,\"\",CommentaryInput!D3193)","v":""}]
[null,null,null,21,{"$f":"$C3204&D3229","v":"TAS Devonport21"},null,{"$f":"IF(CommentaryInput!D3194=0,\"\",CommentaryInput!D3194)","v":""}]
[null,null,null,22,{"$f":"$C3204&D3230","v":"TAS Devonport22"},null,{"$f":"IF(CommentaryInput!D3195=0,\"\",CommentaryInput!D3195)","v":""}]
[null,null,null,23,{"$f":"$C3204&D3231","v":"TAS Devonport23"},null,{"$f":"IF(CommentaryInput!D3196=0,\"\",CommentaryInput!D3196)","v":""}]
[null,null,null,24,{"$f":"$C3204&D3232","v":"TAS Devonport24"},null,{"$f":"IF(CommentaryInput!D3197=0,\"\",CommentaryInput!D3197)","v":""}]
[null,null,null,25,{"$f":"$C3204&D3233","v":"TAS Devonport25"},null,{"$f":"IF(CommentaryInput!D3198=0,\"\",CommentaryInput!D3198)","v":""}]
[]
[null,null,"TAS Emu Bay"]
[]
[null,null,null,null,null,null,"MAIN SECTORS"]
[null,null,null,1,{"$f":"$C3235&D3238","v":"TAS Emu Bay1"},null,{"$f":"IF(CommentaryInput!D3203=0,\"\",CommentaryInput!D3203)","v":""}]
[null,null,null,2,{"$f":"$C3235&D3239","v":"TAS Emu Bay2"},null,{"$f":"IF(CommentaryInput!D3204=0,\"\",CommentaryInput!D3204)","v":""}]
[null,null,null,3,{"$f":"$C3235&D3240","v":"TAS Emu Bay3"},null,{"$f":"IF(CommentaryInput!D3205=0,\"\",CommentaryInput!D3205)","v":""}]
[null,null,null,4,{"$f":"$C3235&D3241","v":"TAS Emu Bay4"},null,{"$f":"IF(CommentaryInput!D3206=0,\"\",CommentaryInput!D3206)","v":""}]
[null,null,null,5,{"$f":"$C3235&D3242","v":"TAS Emu Bay5"},null,{"$f":"IF(CommentaryInput!D3207=0,\"\",CommentaryInput!D3207)","v":""}]
[null,null,null,null,null,null,"MEDIUM SCENARIO"]
[null,null,null,null,null,null,"Summer"]
[null,null,null,8,{"$f":"$C3235&D3245","v":"TAS Emu Bay8"},null,{"$f":"IF(CommentaryInput!D3210=0,\"\",CommentaryInput!D3210)","v":""}]
[null,null,null,9,{"$f":"$C3235&D3246","v":"TAS Emu Bay9"},null,{"$f":"IF(CommentaryInput!D3211=0,\"\",CommentaryInput!D3211)","v":""}]
[null,null,null,10,{"$f":"$C3235&D3247","v":"TAS Emu Bay10"},null,{"$f":"IF(CommentaryInput!D3212=0,\"\",CommentaryInput!D3212)","v":""}]
[null,null,null,11,{"$f":"$C3235&D3248","v":"TAS Emu Bay11"},null,{"$f":"IF(CommentaryInput!D3213=0,\"\",CommentaryInput!D3213)","v":""}]
[null,null,null,12,{"$f":"$C3235&D3249","v":"TAS Emu Bay12"},null,{"$f":"IF(CommentaryInput!D3214=0,\"\",CommentaryInput!D3214)","v":""}]
[null,null,null,null,null,null,"Winter"]
[null,null,null,13,{"$f":"$C3235&D3251","v":"TAS Emu Bay13"},null,{"$f":"IF(CommentaryInput!D3216=0,\"\",CommentaryInput!D3216)","v":""}]
[null,null,null,14,{"$f":"$C3235&D3252","v":"TAS Emu Bay14"},null,{"$f":"IF(CommentaryInput!D3217=0,\"\",CommentaryInput!D3217)","v":""}]
[null,null,null,15,{"$f":"$C3235&D3253","v":"TAS Emu Bay15"},null,{"$f":"IF(CommentaryInput!D3218=0,\"\",CommentaryInput!D3218)","v":""}]
[null,null,null,16,{"$f":"$C3235&D3254","v":"TAS Emu Bay16"},null,{"$f":"IF(CommentaryInput!D3219=0,\"\",CommentaryInput!D3219)","v":""}]
[null,null,null,17,{"$f":"$C3235&D3255","v":"TAS Emu Bay17"},null,{"$f":"IF(CommentaryInput!D3220=0,\"\",CommentaryInput!D3220)","v":""}]
[null,null,null,null,null,null,"Other"]
[null,null,null,18,{"$f":"$C3235&D3257","v":"TAS Emu Bay18"},null,{"$f":"IF(CommentaryInput!D3222=0,\"\",CommentaryInput!D3222)","v":""}]
[null,null,null,19,{"$f":"$C3235&D3258","v":"TAS Emu Bay19"},null,{"$f":"IF(CommentaryInput!D3223=0,\"\",CommentaryInput!D3223)","v":""}]
[null,null,null,20,{"$f":"$C3235&D3259","v":"TAS Emu Bay20"},null,{"$f":"IF(CommentaryInput!D3224=0,\"\",CommentaryInput!D3224)","v":""}]
[null,null,null,21,{"$f":"$C3235&D3260","v":"TAS Emu Bay21"},null,{"$f":"IF(CommentaryInput!D3225=0,\"\",CommentaryInput!D3225)","v":""}]
[null,null,null,22,{"$f":"$C3235&D3261","v":"TAS Emu Bay22"},null,{"$f":"IF(CommentaryInput!D3226=0,\"\",CommentaryInput!D3226)","v":""}]
[null,null,null,23,{"$f":"$C3235&D3262","v":"TAS Emu Bay23"},null,{"$f":"IF(CommentaryInput!D3227=0,\"\",CommentaryInput!D3227)","v":""}]
[null,null,null,24,{"$f":"$C3235&D3263","v":"TAS Emu Bay24"},null,{"$f":"IF(CommentaryInput!D3228=0,\"\",CommentaryInput!D3228)","v":""}]
[null,null,null,25,{"$f":"$C3235&D3264","v":"TAS Emu Bay25"},null,{"$f":"IF(CommentaryInput!D3229=0,\"\",CommentaryInput!D3229)","v":""}]
[]
[null,null,"TAS Electrona"]
[]
[null,null,null,null,null,null,"MAIN SECTORS"]
[null,null,null,1,{"$f":"$C3266&D3269","v":"TAS Electrona1"},null,{"$f":"IF(CommentaryInput!D3234=0,\"\",CommentaryInput!D3234)","v":""}]
[null,null,null,2,{"$f":"$C3266&D3270","v":"TAS Electrona2"},null,{"$f":"IF(CommentaryInput!D3235=0,\"\",CommentaryInput!D3235)","v":""}]
[null,null,null,3,{"$f":"$C3266&D3271","v":"TAS Electrona3"},null,{"$f":"IF(CommentaryInput!D3236=0,\"\",CommentaryInput!D3236)","v":""}]
[null,null,null,4,{"$f":"$C3266&D3272","v":"TAS Electrona4"},null,{"$f":"IF(CommentaryInput!D3237=0,\"\",CommentaryInput!D3237)","v":""}]
[null,null,null,5,{"$f":"$C3266&D3273","v":"TAS Electrona5"},null,{"$f":"IF(CommentaryInput!D3238=0,\"\",CommentaryInput!D3238)","v":""}]
[null,null,null,null,null,null,"MEDIUM SCENARIO"]
[null,null,null,null,null,null,"Summer"]
[null,null,null,8,{"$f":"$C3266&D3276","v":"TAS Electrona8"},null,{"$f":"IF(CommentaryInput!D3241=0,\"\",CommentaryInput!D3241)","v":""}]
[null,null,null,9,{"$f":"$C3266&D3277","v":"TAS Electrona9"},null,{"$f":"IF(CommentaryInput!D3242=0,\"\",CommentaryInput!D3242)","v":""}]
[null,null,null,10,{"$f":"$C3266&D3278","v":"TAS Electrona10"},null,{"$f":"IF(CommentaryInput!D3243=0,\"\",CommentaryInput!D3243)","v":""}]
[null,null,null,11,{"$f":"$C3266&D3279","v":"TAS Electrona11"},null,{"$f":"IF(CommentaryInput!D3244=0,\"\",CommentaryInput!D3244)","v":""}]
[null,null,null,12,{"$f":"$C3266&D3280","v":"TAS Electrona12"},null,{"$f":"IF(CommentaryInput!D3245=0,\"\",CommentaryInput!D3245)","v":""}]
[null,null,null,null,null,null,"Winter"]
[null,null,null,13,{"$f":"$C3266&D3282","v":"TAS Electrona13"},null,{"$f":"IF(CommentaryInput!D3247=0,\"\",CommentaryInput!D3247)","v":""}]
[null,null,null,14,{"$f":"$C3266&D3283","v":"TAS Electrona14"},null,{"$f":"IF(CommentaryInput!D3248=0,\"\",CommentaryInput!D3248)","v":""}]
[null,null,null,15,{"$f":"$C3266&D3284","v":"TAS Electrona15"},null,{"$f":"IF(CommentaryInput!D3249=0,\"\",CommentaryInput!D3249)","v":""}]
[null,null,null,16,{"$f":"$C3266&D3285","v":"TAS Electrona16"},null,{"$f":"IF(CommentaryInput!D3250=0,\"\",CommentaryInput!D3250)","v":""}]
[null,null,null,17,{"$f":"$C3266&D3286","v":"TAS Electrona17"},null,{"$f":"IF(CommentaryInput!D3251=0,\"\",CommentaryInput!D3251)","v":""}]
[null,null,null,null,null,null,"Other"]
[null,null,null,18,{"$f":"$C3266&D3288","v":"TAS Electrona18"},null,{"$f":"IF(CommentaryInput!D3253=0,\"\",CommentaryInput!D3253)","v":""}]
[null,null,null,19,{"$f":"$C3266&D3289","v":"TAS Electrona19"},null,{"$f":"IF(CommentaryInput!D3254=0,\"\",CommentaryInput!D3254)","v":""}]
[null,null,null,20,{"$f":"$C3266&D3290","v":"TAS Electrona20"},null,{"$f":"IF(CommentaryInput!D3255=0,\"\",CommentaryInput!D3255)","v":""}]
[null,null,null,21,{"$f":"$C3266&D3291","v":"TAS Electrona21"},null,{"$f":"IF(CommentaryInput!D3256=0,\"\",CommentaryInput!D3256)","v":""}]
[null,null,null,22,{"$f":"$C3266&D3292","v":"TAS Electrona22"},null,{"$f":"IF(CommentaryInput!D3257=0,\"\",CommentaryInput!D3257)","v":""}]
[null,null,null,23,{"$f":"$C3266&D3293","v":"TAS Electrona23"},null,{"$f":"IF(CommentaryInput!D3258=0,\"\",CommentaryInput!D3258)","v":""}]
[null,null,null,24,{"$f":"$C3266&D3294","v":"TAS Electrona24"},null,{"$f":"IF(CommentaryInput!D3259=0,\"\",CommentaryInput!D3259)","v":""}]
[null,null,null,25,{"$f":"$C3266&D3295","v":"TAS Electrona25"},null,{"$f":"IF(CommentaryInput!D3260=0,\"\",CommentaryInput!D3260)","v":""}]
[]
[null,null,"TAS Gordon"]
[]
[null,null,null,null,null,null,"MAIN SECTORS"]
[null,null,null,1,{"$f":"$C3297&D3300","v":"TAS Gordon1"},null,{"$f":"IF(CommentaryInput!D3265=0,\"\",CommentaryInput!D3265)","v":""}]
[null,null,null,2,{"$f":"$C3297&D3301","v":"TAS Gordon2"},null,{"$f":"IF(CommentaryInput!D3266=0,\"\",CommentaryInput!D3266)","v":""}]
[null,null,null,3,{"$f":"$C3297&D3302","v":"TAS Gordon3"},null,{"$f":"IF(CommentaryInput!D3267=0,\"\",CommentaryInput!D3267)","v":""}]
[null,null,null,4,{"$f":"$C3297&D3303","v":"TAS Gordon4"},null,{"$f":"IF(CommentaryInput!D3268=0,\"\",CommentaryInput!D3268)","v":""}]
[null,null,null,5,{"$f":"$C3297&D3304","v":"TAS Gordon5"},null,{"$f":"IF(CommentaryInput!D3269=0,\"\",CommentaryInput!D3269)","v":""}]
[null,null,null,null,null,null,"MEDIUM SCENARIO"]
[null,null,null,null,null,null,"Summer"]
[null,null,null,8,{"$f":"$C3297&D3307","v":"TAS Gordon8"},null,{"$f":"IF(CommentaryInput!D3272=0,\"\",CommentaryInput!D3272)","v":""}]
[null,null,null,9,{"$f":"$C3297&D3308","v":"TAS Gordon9"},null,{"$f":"IF(CommentaryInput!D3273=0,\"\",CommentaryInput!D3273)","v":""}]
[null,null,null,10,{"$f":"$C3297&D3309","v":"TAS Gordon10"},null,{"$f":"IF(CommentaryInput!D3274=0,\"\",CommentaryInput!D3274)","v":""}]
[null,null,null,11,{"$f":"$C3297&D3310","v":"TAS Gordon11"},null,{"$f":"IF(CommentaryInput!D3275=0,\"\",CommentaryInput!D3275)","v":""}]
[null,null,null,12,{"$f":"$C3297&D3311","v":"TAS Gordon12"},null,{"$f":"IF(CommentaryInput!D3276=0,\"\",CommentaryInput!D3276)","v":""}]
[null,null,null,null,null,null,"Winter"]
[null,null,null,13,{"$f":"$C3297&D3313","v":"TAS Gordon13"},null,{"$f":"IF(CommentaryInput!D3278=0,\"\",CommentaryInput!D3278)","v":""}]
[null,null,null,14,{"$f":"$C3297&D3314","v":"TAS Gordon14"},null,{"$f":"IF(CommentaryInput!D3279=0,\"\",CommentaryInput!D3279)","v":""}]
[null,null,null,15,{"$f":"$C3297&D3315","v":"TAS Gordon15"},null,{"$f":"IF(CommentaryInput!D3280=0,\"\",CommentaryInput!D3280)","v":""}]
[null,null,null,16,{"$f":"$C3297&D3316","v":"TAS Gordon16"},null,{"$f":"IF(CommentaryInput!D3281=0,\"\",CommentaryInput!D3281)","v":""}]
[null,null,null,17,{"$f":"$C3297&D3317","v":"TAS Gordon17"},null,{"$f":"IF(CommentaryInput!D3282=0,\"\",CommentaryInput!D3282)","v":""}]
[null,null,null,null,null,null,"Other"]
[null,null,null,18,{"$f":"$C3297&D3319","v":"TAS Gordon18"},null,{"$f":"IF(CommentaryInput!D3284=0,\"\",CommentaryInput!D3284)","v":""}]
[null,null,null,19,{"$f":"$C3297&D3320","v":"TAS Gordon19"},null,{"$f":"IF(CommentaryInput!D3285=0,\"\",CommentaryInput!D3285)","v":""}]
[null,null,null,20,{"$f":"$C3297&D3321","v":"TAS Gordon20"},null,{"$f":"IF(CommentaryInput!D3286=0,\"\",CommentaryInput!D3286)","v":""}]
[null,null,null,21,{"$f":"$C3297&D3322","v":"TAS Gordon21"},null,{"$f":"IF(CommentaryInput!D3287=0,\"\",CommentaryInput!D3287)","v":""}]
[null,null,null,22,{"$f":"$C3297&D3323","v":"TAS Gordon22"},null,{"$f":"IF(CommentaryInput!D3288=0,\"\",CommentaryInput!D3288)","v":""}]
[null,null,null,23,{"$f":"$C3297&D3324","v":"TAS Gordon23"},null,{"$f":"IF(CommentaryInput!D3289=0,\"\",CommentaryInput!D3289)","v":""}]
[null,null,null,24,{"$f":"$C3297&D3325","v":"TAS Gordon24"},null,{"$f":"IF(CommentaryInput!D3290=0,\"\",CommentaryInput!D3290)","v":""}]
[null,null,null,25,{"$f":"$C3297&D3326","v":"TAS Gordon25"},null,{"$f":"IF(CommentaryInput!D3291=0,\"\",CommentaryInput!D3291)","v":""}]
[]
[null,null,"TAS George Town"]
[]
[null,null,null,null,null,null,"MAIN SECTORS"]
[null,null,null,1,{"$f":"$C3328&D3331","v":"TAS George Town1"},null,{"$f":"IF(CommentaryInput!D3296=0,\"\",CommentaryInput!D3296)","v":""}]
[null,null,null,2,{"$f":"$C3328&D3332","v":"TAS George Town2"},null,{"$f":"IF(CommentaryInput!D3297=0,\"\",CommentaryInput!D3297)","v":""}]
[null,null,null,3,{"$f":"$C3328&D3333","v":"TAS George Town3"},null,{"$f":"IF(CommentaryInput!D3298=0,\"\",CommentaryInput!D3298)","v":""}]
[null,null,null,4,{"$f":"$C3328&D3334","v":"TAS George Town4"},null,{"$f":"IF(CommentaryInput!D3299=0,\"\",CommentaryInput!D3299)","v":""}]
[null,null,null,5,{"$f":"$C3328&D3335","v":"TAS George Town5"},null,{"$f":"IF(CommentaryInput!D3300=0,\"\",CommentaryInput!D3300)","v":""}]
[null,null,null,null,null,null,"MEDIUM SCENARIO"]
[null,null,null,null,null,null,"Summer"]
[null,null,null,8,{"$f":"$C3328&D3338","v":"TAS George Town8"},null,{"$f":"IF(CommentaryInput!D3303=0,\"\",CommentaryInput!D3303)","v":""}]
[null,null,null,9,{"$f":"$C3328&D3339","v":"TAS George Town9"},null,{"$f":"IF(CommentaryInput!D3304=0,\"\",CommentaryInput!D3304)","v":""}]
[null,null,null,10,{"$f":"$C3328&D3340","v":"TAS George Town10"},null,{"$f":"IF(CommentaryInput!D3305=0,\"\",CommentaryInput!D3305)","v":""}]
[null,null,null,11,{"$f":"$C3328&D3341","v":"TAS George Town11"},null,{"$f":"IF(CommentaryInput!D3306=0,\"\",CommentaryInput!D3306)","v":""}]
[null,null,null,12,{"$f":"$C3328&D3342","v":"TAS George Town12"},null,{"$f":"IF(CommentaryInput!D3307=0,\"\",CommentaryInput!D3307)","v":""}]
[null,null,null,null,null,null,"Winter"]
[null,null,null,13,{"$f":"$C3328&D3344","v":"TAS George Town13"},null,{"$f":"IF(CommentaryInput!D3309=0,\"\",CommentaryInput!D3309)","v":""}]
[null,null,null,14,{"$f":"$C3328&D3345","v":"TAS George Town14"},null,{"$f":"IF(CommentaryInput!D3310=0,\"\",CommentaryInput!D3310)","v":""}]
[null,null,null,15,{"$f":"$C3328&D3346","v":"TAS George Town15"},null,{"$f":"IF(CommentaryInput!D3311=0,\"\",CommentaryInput!D3311)","v":""}]
[null,null,null,16,{"$f":"$C3328&D3347","v":"TAS George Town16"},null,{"$f":"IF(CommentaryInput!D3312=0,\"\",CommentaryInput!D3312)","v":""}]
[null,null,null,17,{"$f":"$C3328&D3348","v":"TAS George Town17"},null,{"$f":"IF(CommentaryInput!D3313=0,\"\",CommentaryInput!D3313)","v":""}]
[null,null,null,null,null,null,"Other"]
[null,null,null,18,{"$f":"$C3328&D3350","v":"TAS George Town18"},null,{"$f":"IF(CommentaryInput!D3315=0,\"\",CommentaryInput!D3315)","v":""}]
[null,null,null,19,{"$f":"$C3328&D3351","v":"TAS George Town19"},null,{"$f":"IF(CommentaryInput!D3316=0,\"\",CommentaryInput!D3316)","v":""}]
[null,null,null,20,{"$f":"$C3328&D3352","v":"TAS George Town20"},null,{"$f":"IF(CommentaryInput!D3317=0,\"\",CommentaryInput!D3317)","v":""}]
[null,null,null,21,{"$f":"$C3328&D3353","v":"TAS George Town21"},null,{"$f":"IF(CommentaryInput!D3318=0,\"\",CommentaryInput!D3318)","v":""}]
[null,null,null,22,{"$f":"$C3328&D3354","v":"TAS George Town22"},null,{"$f":"IF(CommentaryInput!D3319=0,\"\",CommentaryInput!D3319)","v":""}]
[null,null,null,23,{"$f":"$C3328&D3355","v":"TAS George Town23"},null,{"$f":"IF(CommentaryInput!D3320=0,\"\",CommentaryInput!D3320)","v":""}]
[null,null,null,24,{"$f":"$C3328&D3356","v":"TAS George Town24"},null,{"$f":"IF(CommentaryInput!D3321=0,\"\",CommentaryInput!D3321)","v":""}]
[null,null,null,25,{"$f":"$C3328&D3357","v":"TAS George Town25"},null,{"$f":"IF(CommentaryInput!D3322=0,\"\",CommentaryInput!D3322)","v":""}]
[]
[null,null,"TAS Hadspen"]
[]
[null,null,null,null,null,null,"MAIN SECTORS"]
[null,null,null,1,{"$f":"$C3359&D3362","v":"TAS Hadspen1"},null,{"$f":"IF(CommentaryInput!D3327=0,\"\",CommentaryInput!D3327)","v":""}]
[null,null,null,2,{"$f":"$C3359&D3363","v":"TAS Hadspen2"},null,{"$f":"IF(CommentaryInput!D3328=0,\"\",CommentaryInput!D3328)","v":""}]
[null,null,null,3,{"$f":"$C3359&D3364","v":"TAS Hadspen3"},null,{"$f":"IF(CommentaryInput!D3329=0,\"\",CommentaryInput!D3329)","v":""}]
[null,null,null,4,{"$f":"$C3359&D3365","v":"TAS Hadspen4"},null,{"$f":"IF(CommentaryInput!D3330=0,\"\",CommentaryInput!D3330)","v":""}]
[null,null,null,5,{"$f":"$C3359&D3366","v":"TAS Hadspen5"},null,{"$f":"IF(CommentaryInput!D3331=0,\"\",CommentaryInput!D3331)","v":""}]
[null,null,null,null,null,null,"MEDIUM SCENARIO"]
[null,null,null,null,null,null,"Summer"]
[null,null,null,8,{"$f":"$C3359&D3369","v":"TAS Hadspen8"},null,{"$f":"IF(CommentaryInput!D3334=0,\"\",CommentaryInput!D3334)","v":""}]
[null,null,null,9,{"$f":"$C3359&D3370","v":"TAS Hadspen9"},null,{"$f":"IF(CommentaryInput!D3335=0,\"\",CommentaryInput!D3335)","v":""}]
[null,null,null,10,{"$f":"$C3359&D3371","v":"TAS Hadspen10"},null,{"$f":"IF(CommentaryInput!D3336=0,\"\",CommentaryInput!D3336)","v":""}]
[null,null,null,11,{"$f":"$C3359&D3372","v":"TAS Hadspen11"},null,{"$f":"IF(CommentaryInput!D3337=0,\"\",CommentaryInput!D3337)","v":""}]
[null,null,null,12,{"$f":"$C3359&D3373","v":"TAS Hadspen12"},null,{"$f":"IF(CommentaryInput!D3338=0,\"\",CommentaryInput!D3338)","v":""}]
[null,null,null,null,null,null,"Winter"]
[null,null,null,13,{"$f":"$C3359&D3375","v":"TAS Hadspen13"},null,{"$f":"IF(CommentaryInput!D3340=0,\"\",CommentaryInput!D3340)","v":""}]
[null,null,null,14,{"$f":"$C3359&D3376","v":"TAS Hadspen14"},null,{"$f":"IF(CommentaryInput!D3341=0,\"\",CommentaryInput!D3341)","v":""}]
[null,null,null,15,{"$f":"$C3359&D3377","v":"TAS Hadspen15"},null,{"$f":"IF(CommentaryInput!D3342=0,\"\",CommentaryInput!D3342)","v":""}]
[null,null,null,16,{"$f":"$C3359&D3378","v":"TAS Hadspen16"},null,{"$f":"IF(CommentaryInput!D3343=0,\"\",CommentaryInput!D3343)","v":""}]
[null,null,null,17,{"$f":"$C3359&D3379","v":"TAS Hadspen17"},null,{"$f":"IF(CommentaryInput!D3344=0,\"\",CommentaryInput!D3344)","v":""}]
[null,null,null,null,null,null,"Other"]
[null,null,null,18,{"$f":"$C3359&D3381","v":"TAS Hadspen18"},null,{"$f":"IF(CommentaryInput!D3346=0,\"\",CommentaryInput!D3346)","v":""}]
[null,null,null,19,{"$f":"$C3359&D3382","v":"TAS Hadspen19"},null,{"$f":"IF(CommentaryInput!D3347=0,\"\",CommentaryInput!D3347)","v":""}]
[null,null,null,20,{"$f":"$C3359&D3383","v":"TAS Hadspen20"},null,{"$f":"IF(CommentaryInput!D3348=0,\"\",CommentaryInput!D3348)","v":""}]
[null,null,null,21,{"$f":"$C3359&D3384","v":"TAS Hadspen21"},null,{"$f":"IF(CommentaryInput!D3349=0,\"\",CommentaryInput!D3349)","v":""}]
[null,null,null,22,{"$f":"$C3359&D3385","v":"TAS Hadspen22"},null,{"$f":"IF(CommentaryInput!D3350=0,\"\",CommentaryInput!D3350)","v":""}]
[null,null,null,23,{"$f":"$C3359&D3386","v":"TAS Hadspen23"},null,{"$f":"IF(CommentaryInput!D3351=0,\"\",CommentaryInput!D3351)","v":""}]
[null,null,null,24,{"$f":"$C3359&D3387","v":"TAS Hadspen24"},null,{"$f":"IF(CommentaryInput!D3352=0,\"\",CommentaryInput!D3352)","v":""}]
[null,null,null,25,{"$f":"$C3359&D3388","v":"TAS Hadspen25"},null,{"$f":"IF(CommentaryInput!D3353=0,\"\",CommentaryInput!D3353)","v":""}]
[]
[null,null,"TAS Port Latta"]
[]
[null,null,null,null,null,null,"MAIN SECTORS"]
[null,null,null,1,{"$f":"$C3390&D3393","v":"TAS Port Latta1"},null,{"$f":"IF(CommentaryInput!D3358=0,\"\",CommentaryInput!D3358)","v":""}]
[null,null,null,2,{"$f":"$C3390&D3394","v":"TAS Port Latta2"},null,{"$f":"IF(CommentaryInput!D3359=0,\"\",CommentaryInput!D3359)","v":""}]
[null,null,null,3,{"$f":"$C3390&D3395","v":"TAS Port Latta3"},null,{"$f":"IF(CommentaryInput!D3360=0,\"\",CommentaryInput!D3360)","v":""}]
[null,null,null,4,{"$f":"$C3390&D3396","v":"TAS Port Latta4"},null,{"$f":"IF(CommentaryInput!D3361=0,\"\",CommentaryInput!D3361)","v":""}]
[null,null,null,5,{"$f":"$C3390&D3397","v":"TAS Port Latta5"},null,{"$f":"IF(CommentaryInput!D3362=0,\"\",CommentaryInput!D3362)","v":""}]
[null,null,null,null,null,null,"MEDIUM SCENARIO"]
[null,null,null,null,null,null,"Summer"]
[null,null,null,8,{"$f":"$C3390&D3400","v":"TAS Port Latta8"},null,{"$f":"IF(CommentaryInput!D3365=0,\"\",CommentaryInput!D3365)","v":""}]
[null,null,null,9,{"$f":"$C3390&D3401","v":"TAS Port Latta9"},null,{"$f":"IF(CommentaryInput!D3366=0,\"\",CommentaryInput!D3366)","v":""}]
[null,null,null,10,{"$f":"$C3390&D3402","v":"TAS Port Latta10"},null,{"$f":"IF(CommentaryInput!D3367=0,\"\",CommentaryInput!D3367)","v":""}]
[null,null,null,11,{"$f":"$C3390&D3403","v":"TAS Port Latta11"},null,{"$f":"IF(CommentaryInput!D3368=0,\"\",CommentaryInput!D3368)","v":""}]
[null,null,null,12,{"$f":"$C3390&D3404","v":"TAS Port Latta12"},null,{"$f":"IF(CommentaryInput!D3369=0,\"\",CommentaryInput!D3369)","v":""}]
[null,null,null,null,null,null,"Winter"]
[null,null,null,13,{"$f":"$C3390&D3406","v":"TAS Port Latta13"},null,{"$f":"IF(CommentaryInput!D3371=0,\"\",CommentaryInput!D3371)","v":""}]
[null,null,null,14,{"$f":"$C3390&D3407","v":"TAS Port Latta14"},null,{"$f":"IF(CommentaryInput!D3372=0,\"\",CommentaryInput!D3372)","v":""}]
[null,null,null,15,{"$f":"$C3390&D3408","v":"TAS Port Latta15"},null,{"$f":"IF(CommentaryInput!D3373=0,\"\",CommentaryInput!D3373)","v":""}]
[null,null,null,16,{"$f":"$C3390&D3409","v":"TAS Port Latta16"},null,{"$f":"IF(CommentaryInput!D3374=0,\"\",CommentaryInput!D3374)","v":""}]
[null,null,null,17,{"$f":"$C3390&D3410","v":"TAS Port Latta17"},null,{"$f":"IF(CommentaryInput!D3375=0,\"\",CommentaryInput!D3375)","v":""}]
[null,null,null,null,null,null,"Other"]
[null,null,null,18,{"$f":"$C3390&D3412","v":"TAS Port Latta18"},null,{"$f":"IF(CommentaryInput!D3377=0,\"\",CommentaryInput!D3377)","v":""}]
[null,null,null,19,{"$f":"$C3390&D3413","v":"TAS Port Latta19"},null,{"$f":"IF(CommentaryInput!D3378=0,\"\",CommentaryInput!D3378)","v":""}]
[null,null,null,20,{"$f":"$C3390&D3414","v":"TAS Port Latta20"},null,{"$f":"IF(CommentaryInput!D3379=0,\"\",CommentaryInput!D3379)","v":""}]
[null,null,null,21,{"$f":"$C3390&D3415","v":"TAS Port Latta21"},null,{"$f":"IF(CommentaryInput!D3380=0,\"\",CommentaryInput!D3380)","v":""}]
[null,null,null,22,{"$f":"$C3390&D3416","v":"TAS Port Latta22"},null,{"$f":"IF(CommentaryInput!D3381=0,\"\",CommentaryInput!D3381)","v":""}]
[null,null,null,23,{"$f":"$C3390&D3417","v":"TAS Port Latta23"},null,{"$f":"IF(CommentaryInput!D3382=0,\"\",CommentaryInput!D3382)","v":""}]
[null,null,null,24,{"$f":"$C3390&D3418","v":"TAS Port Latta24"},null,{"$f":"IF(CommentaryInput!D3383=0,\"\",CommentaryInput!D3383)","v":""}]
[null,null,null,25,{"$f":"$C3390&D3419","v":"TAS Port Latta25"},null,{"$f":"IF(CommentaryInput!D3384=0,\"\",CommentaryInput!D3384)","v":""}]
[]
[null,null,"TAS Rosebery"]
[]
[null,null,null,null,null,null,"MAIN SECTORS"]
[null,null,null,1,{"$f":"$C3421&D3424","v":"TAS Rosebery1"},null,{"$f":"IF(CommentaryInput!D3389=0,\"\",CommentaryInput!D3389)","v":""}]
[null,null,null,2,{"$f":"$C3421&D3425","v":"TAS Rosebery2"},null,{"$f":"IF(CommentaryInput!D3390=0,\"\",CommentaryInput!D3390)","v":""}]
[null,null,null,3,{"$f":"$C3421&D3426","v":"TAS Rosebery3"},null,{"$f":"IF(CommentaryInput!D3391=0,\"\",CommentaryInput!D3391)","v":""}]
[null,null,null,4,{"$f":"$C3421&D3427","v":"TAS Rosebery4"},null,{"$f":"IF(CommentaryInput!D3392=0,\"\",CommentaryInput!D3392)","v":""}]
[null,null,null,5,{"$f":"$C3421&D3428","v":"TAS Rosebery5"},null,{"$f":"IF(CommentaryInput!D3393=0,\"\",CommentaryInput!D3393)","v":""}]
[null,null,null,null,null,null,"MEDIUM SCENARIO"]
[null,null,null,null,null,null,"Summer"]
[null,null,null,8,{"$f":"$C3421&D3431","v":"TAS Rosebery8"},null,{"$f":"IF(CommentaryInput!D3396=0,\"\",CommentaryInput!D3396)","v":""}]
[null,null,null,9,{"$f":"$C3421&D3432","v":"TAS Rosebery9"},null,{"$f":"IF(CommentaryInput!D3397=0,\"\",CommentaryInput!D3397)","v":""}]
[null,null,null,10,{"$f":"$C3421&D3433","v":"TAS Rosebery10"},null,{"$f":"IF(CommentaryInput!D3398=0,\"\",CommentaryInput!D3398)","v":""}]
[null,null,null,11,{"$f":"$C3421&D3434","v":"TAS Rosebery11"},null,{"$f":"IF(CommentaryInput!D3399=0,\"\",CommentaryInput!D3399)","v":""}]
[null,null,null,12,{"$f":"$C3421&D3435","v":"TAS Rosebery12"},null,{"$f":"IF(CommentaryInput!D3400=0,\"\",CommentaryInput!D3400)","v":""}]
[null,null,null,null,null,null,"Winter"]
[null,null,null,13,{"$f":"$C3421&D3437","v":"TAS Rosebery13"},null,{"$f":"IF(CommentaryInput!D3402=0,\"\",CommentaryInput!D3402)","v":""}]
[null,null,null,14,{"$f":"$C3421&D3438","v":"TAS Rosebery14"},null,{"$f":"IF(CommentaryInput!D3403=0,\"\",CommentaryInput!D3403)","v":""}]
[null,null,null,15,{"$f":"$C3421&D3439","v":"TAS Rosebery15"},null,{"$f":"IF(CommentaryInput!D3404=0,\"\",CommentaryInput!D3404)","v":""}]
[null,null,null,16,{"$f":"$C3421&D3440","v":"TAS Rosebery16"},null,{"$f":"IF(CommentaryInput!D3405=0,\"\",CommentaryInput!D3405)","v":""}]
[null,null,null,17,{"$f":"$C3421&D3441","v":"TAS Rosebery17"},null,{"$f":"IF(CommentaryInput!D3406=0,\"\",CommentaryInput!D3406)","v":""}]
[null,null,null,null,null,null,"Other"]
[null,null,null,18,{"$f":"$C3421&D3443","v":"TAS Rosebery18"},null,{"$f":"IF(CommentaryInput!D3408=0,\"\",CommentaryInput!D3408)","v":""}]
[null,null,null,19,{"$f":"$C3421&D3444","v":"TAS Rosebery19"},null,{"$f":"IF(CommentaryInput!D3409=0,\"\",CommentaryInput!D3409)","v":""}]
[null,null,null,20,{"$f":"$C3421&D3445","v":"TAS Rosebery20"},null,{"$f":"IF(CommentaryInput!D3410=0,\"\",CommentaryInput!D3410)","v":""}]
[null,null,null,21,{"$f":"$C3421&D3446","v":"TAS Rosebery21"},null,{"$f":"IF(CommentaryInput!D3411=0,\"\",CommentaryInput!D3411)","v":""}]
[null,null,null,22,{"$f":"$C3421&D3447","v":"TAS Rosebery22"},null,{"$f":"IF(CommentaryInput!D3412=0,\"\",CommentaryInput!D3412)","v":""}]
[null,null,null,23,{"$f":"$C3421&D3448","v":"TAS Rosebery23"},null,{"$f":"IF(CommentaryInput!D3413=0,\"\",CommentaryInput!D3413)","v":""}]
[null,null,null,24,{"$f":"$C3421&D3449","v":"TAS Rosebery24"},null,{"$f":"IF(CommentaryInput!D3414=0,\"\",CommentaryInput!D3414)","v":""}]
[null,null,null,25,{"$f":"$C3421&D3450","v":"TAS Rosebery25"},null,{"$f":"IF(CommentaryInput!D3415=0,\"\",CommentaryInput!D3415)","v":""}]
[]
[null,null,"TAS Savage River"]
[]
[null,null,null,null,null,null,"MAIN SECTORS"]
[null,null,null,1,{"$f":"$C3452&D3455","v":"TAS Savage River1"},null,{"$f":"IF(CommentaryInput!D3420=0,\"\",CommentaryInput!D3420)","v":""}]
[null,null,null,2,{"$f":"$C3452&D3456","v":"TAS Savage River2"},null,{"$f":"IF(CommentaryInput!D3421=0,\"\",CommentaryInput!D3421)","v":""}]
[null,null,null,3,{"$f":"$C3452&D3457","v":"TAS Savage River3"},null,{"$f":"IF(CommentaryInput!D3422=0,\"\",CommentaryInput!D3422)","v":""}]
[null,null,null,4,{"$f":"$C3452&D3458","v":"TAS Savage River4"},null,{"$f":"IF(CommentaryInput!D3423=0,\"\",CommentaryInput!D3423)","v":""}]
[null,null,null,5,{"$f":"$C3452&D3459","v":"TAS Savage River5"},null,{"$f":"IF(CommentaryInput!D3424=0,\"\",CommentaryInput!D3424)","v":""}]
[null,null,null,null,null,null,"MEDIUM SCENARIO"]
[null,null,null,null,null,null,"Summer"]
[null,null,null,8,{"$f":"$C3452&D3462","v":"TAS Savage River8"},null,{"$f":"IF(CommentaryInput!D3427=0,\"\",CommentaryInput!D3427)","v":""}]
[null,null,null,9,{"$f":"$C3452&D3463","v":"TAS Savage River9"},null,{"$f":"IF(CommentaryInput!D3428=0,\"\",CommentaryInput!D3428)","v":""}]
[null,null,null,10,{"$f":"$C3452&D3464","v":"TAS Savage River10"},null,{"$f":"IF(CommentaryInput!D3429=0,\"\",CommentaryInput!D3429)","v":""}]
[null,null,null,11,{"$f":"$C3452&D3465","v":"TAS Savage River11"},null,{"$f":"IF(CommentaryInput!D3430=0,\"\",CommentaryInput!D3430)","v":""}]
[null,null,null,12,{"$f":"$C3452&D3466","v":"TAS Savage River12"},null,{"$f":"IF(CommentaryInput!D3431=0,\"\",CommentaryInput!D3431)","v":""}]
[null,null,null,null,null,null,"Winter"]
[null,null,null,13,{"$f":"$C3452&D3468","v":"TAS Savage River13"},null,{"$f":"IF(CommentaryInput!D3433=0,\"\",CommentaryInput!D3433)","v":""}]
[null,null,null,14,{"$f":"$C3452&D3469","v":"TAS Savage River14"},null,{"$f":"IF(CommentaryInput!D3434=0,\"\",CommentaryInput!D3434)","v":""}]
[null,null,null,15,{"$f":"$C3452&D3470","v":"TAS Savage River15"},null,{"$f":"IF(CommentaryInput!D3435=0,\"\",CommentaryInput!D3435)","v":""}]
[null,null,null,16,{"$f":"$C3452&D3471","v":"TAS Savage River16"},null,{"$f":"IF(CommentaryInput!D3436=0,\"\",CommentaryInput!D3436)","v":""}]
[null,null,null,17,{"$f":"$C3452&D3472","v":"TAS Savage River17"},null,{"$f":"IF(CommentaryInput!D3437=0,\"\",CommentaryInput!D3437)","v":""}]
[null,null,null,null,null,null,"Other"]
[null,null,null,18,{"$f":"$C3452&D3474","v":"TAS Savage River18"},null,{"$f":"IF(CommentaryInput!D3439=0,\"\",CommentaryInput!D3439)","v":""}]
[null,null,null,19,{"$f":"$C3452&D3475","v":"TAS Savage River19"},null,{"$f":"IF(CommentaryInput!D3440=0,\"\",CommentaryInput!D3440)","v":""}]
[null,null,null,20,{"$f":"$C3452&D3476","v":"TAS Savage River20"},null,{"$f":"IF(CommentaryInput!D3441=0,\"\",CommentaryInput!D3441)","v":""}]
[null,null,null,21,{"$f":"$C3452&D3477","v":"TAS Savage River21"},null,{"$f":"IF(CommentaryInput!D3442=0,\"\",CommentaryInput!D3442)","v":""}]
[null,null,null,22,{"$f":"$C3452&D3478","v":"TAS Savage River22"},null,{"$f":"IF(CommentaryInput!D3443=0,\"\",CommentaryInput!D3443)","v":""}]
[null,null,null,23,{"$f":"$C3452&D3479","v":"TAS Savage River23"},null,{"$f":"IF(CommentaryInput!D3444=0,\"\",CommentaryInput!D3444)","v":""}]
[null,null,null,24,{"$f":"$C3452&D3480","v":"TAS Savage River24"},null,{"$f":"IF(CommentaryInput!D3445=0,\"\",CommentaryInput!D3445)","v":""}]
[null,null,null,25,{"$f":"$C3452&D3481","v":"TAS Savage River25"},null,{"$f":"IF(CommentaryInput!D3446=0,\"\",CommentaryInput!D3446)","v":""}]
[]
[null,null,"TAS Railton"]
[]
[null,null,null,null,null,null,"MAIN SECTORS"]
[null,null,null,1,{"$f":"$C3483&D3486","v":"TAS Railton1"},null,{"$f":"IF(CommentaryInput!D3451=0,\"\",CommentaryInput!D3451)","v":""}]
[null,null,null,2,{"$f":"$C3483&D3487","v":"TAS Railton2"},null,{"$f":"IF(CommentaryInput!D3452=0,\"\",CommentaryInput!D3452)","v":""}]
[null,null,null,3,{"$f":"$C3483&D3488","v":"TAS Railton3"},null,{"$f":"IF(CommentaryInput!D3453=0,\"\",CommentaryInput!D3453)","v":""}]
[null,null,null,4,{"$f":"$C3483&D3489","v":"TAS Railton4"},null,{"$f":"IF(CommentaryInput!D3454=0,\"\",CommentaryInput!D3454)","v":""}]
[null,null,null,5,{"$f":"$C3483&D3490","v":"TAS Railton5"},null,{"$f":"IF(CommentaryInput!D3455=0,\"\",CommentaryInput!D3455)","v":""}]
[null,null,null,null,null,null,"MEDIUM SCENARIO"]
[null,null,null,null,null,null,"Summer"]
[null,null,null,8,{"$f":"$C3483&D3493","v":"TAS Railton8"},null,{"$f":"IF(CommentaryInput!D3458=0,\"\",CommentaryInput!D3458)","v":""}]
[null,null,null,9,{"$f":"$C3483&D3494","v":"TAS Railton9"},null,{"$f":"IF(CommentaryInput!D3459=0,\"\",CommentaryInput!D3459)","v":""}]
[null,null,null,10,{"$f":"$C3483&D3495","v":"TAS Railton10"},null,{"$f":"IF(CommentaryInput!D3460=0,\"\",CommentaryInput!D3460)","v":""}]
[null,null,null,11,{"$f":"$C3483&D3496","v":"TAS Railton11"},null,{"$f":"IF(CommentaryInput!D3461=0,\"\",CommentaryInput!D3461)","v":""}]
[null,null,null,12,{"$f":"$C3483&D3497","v":"TAS Railton12"},null,{"$f":"IF(CommentaryInput!D3462=0,\"\",CommentaryInput!D3462)","v":""}]
[null,null,null,null,null,null,"Winter"]
[null,null,null,13,{"$f":"$C3483&D3499","v":"TAS Railton13"},null,{"$f":"IF(CommentaryInput!D3464=0,\"\",CommentaryInput!D3464)","v":""}]
[null,null,null,14,{"$f":"$C3483&D3500","v":"TAS Railton14"},null,{"$f":"IF(CommentaryInput!D3465=0,\"\",CommentaryInput!D3465)","v":""}]
[null,null,null,15,{"$f":"$C3483&D3501","v":"TAS Railton15"},null,{"$f":"IF(CommentaryInput!D3466=0,\"\",CommentaryInput!D3466)","v":""}]
[null,null,null,16,{"$f":"$C3483&D3502","v":"TAS Railton16"},null,{"$f":"IF(CommentaryInput!D3467=0,\"\",CommentaryInput!D3467)","v":""}]
[null,null,null,17,{"$f":"$C3483&D3503","v":"TAS Railton17"},null,{"$f":"IF(CommentaryInput!D3468=0,\"\",CommentaryInput!D3468)","v":""}]
[null,null,null,null,null,null,"Other"]
[null,null,null,18,{"$f":"$C3483&D3505","v":"TAS Railton18"},null,{"$f":"IF(CommentaryInput!D3470=0,\"\",CommentaryInput!D3470)","v":""}]
[null,null,null,19,{"$f":"$C3483&D3506","v":"TAS Railton19"},null,{"$f":"IF(CommentaryInput!D3471=0,\"\",CommentaryInput!D3471)","v":""}]
[null,null,null,20,{"$f":"$C3483&D3507","v":"TAS Railton20"},null,{"$f":"IF(CommentaryInput!D3472=0,\"\",CommentaryInput!D3472)","v":""}]
[null,null,null,21,{"$f":"$C3483&D3508","v":"TAS Railton21"},null,{"$f":"IF(CommentaryInput!D3473=0,\"\",CommentaryInput!D3473)","v":""}]
[null,null,null,22,{"$f":"$C3483&D3509","v":"TAS Railton22"},null,{"$f":"IF(CommentaryInput!D3474=0,\"\",CommentaryInput!D3474)","v":""}]
[null,null,null,23,{"$f":"$C3483&D3510","v":"TAS Railton23"},null,{"$f":"IF(CommentaryInput!D3475=0,\"\",CommentaryInput!D3475)","v":""}]
[null,null,null,24,{"$f":"$C3483&D3511","v":"TAS Railton24"},null,{"$f":"IF(CommentaryInput!D3476=0,\"\",CommentaryInput!D3476)","v":""}]
[null,null,null,25,{"$f":"$C3483&D3512","v":"TAS Railton25"},null,{"$f":"IF(CommentaryInput!D3477=0,\"\",CommentaryInput!D3477)","v":""}]
[]
[null,null,"TAS Kermandie"]
[]
[null,null,null,null,null,null,"MAIN SECTORS"]
[null,null,null,1,{"$f":"$C3514&D3517","v":"TAS Kermandie1"},null,{"$f":"IF(CommentaryInput!D3482=0,\"\",CommentaryInput!D3482)","v":""}]
[null,null,null,2,{"$f":"$C3514&D3518","v":"TAS Kermandie2"},null,{"$f":"IF(CommentaryInput!D3483=0,\"\",CommentaryInput!D3483)","v":""}]
[null,null,null,3,{"$f":"$C3514&D3519","v":"TAS Kermandie3"},null,{"$f":"IF(CommentaryInput!D3484=0,\"\",CommentaryInput!D3484)","v":""}]
[null,null,null,4,{"$f":"$C3514&D3520","v":"TAS Kermandie4"},null,{"$f":"IF(CommentaryInput!D3485=0,\"\",CommentaryInput!D3485)","v":""}]
[null,null,null,5,{"$f":"$C3514&D3521","v":"TAS Kermandie5"},null,{"$f":"IF(CommentaryInput!D3486=0,\"\",CommentaryInput!D3486)","v":""}]
[null,null,null,null,null,null,"MEDIUM SCENARIO"]
[null,null,null,null,null,null,"Summer"]
[null,null,null,8,{"$f":"$C3514&D3524","v":"TAS Kermandie8"},null,{"$f":"IF(CommentaryInput!D3489=0,\"\",CommentaryInput!D3489)","v":""}]
[null,null,null,9,{"$f":"$C3514&D3525","v":"TAS Kermandie9"},null,{"$f":"IF(CommentaryInput!D3490=0,\"\",CommentaryInput!D3490)","v":""}]
[null,null,null,10,{"$f":"$C3514&D3526","v":"TAS Kermandie10"},null,{"$f":"IF(CommentaryInput!D3491=0,\"\",CommentaryInput!D3491)","v":""}]
[null,null,null,11,{"$f":"$C3514&D3527","v":"TAS Kermandie11"},null,{"$f":"IF(CommentaryInput!D3492=0,\"\",CommentaryInput!D3492)","v":""}]
[null,null,null,12,{"$f":"$C3514&D3528","v":"TAS Kermandie12"},null,{"$f":"IF(CommentaryInput!D3493=0,\"\",CommentaryInput!D3493)","v":""}]
[null,null,null,null,null,null,"Winter"]
[null,null,null,13,{"$f":"$C3514&D3530","v":"TAS Kermandie13"},null,{"$f":"IF(CommentaryInput!D3495=0,\"\",CommentaryInput!D3495)","v":""}]
[null,null,null,14,{"$f":"$C3514&D3531","v":"TAS Kermandie14"},null,{"$f":"IF(CommentaryInput!D3496=0,\"\",CommentaryInput!D3496)","v":""}]
[null,null,null,15,{"$f":"$C3514&D3532","v":"TAS Kermandie15"},null,{"$f":"IF(CommentaryInput!D3497=0,\"\",CommentaryInput!D3497)","v":""}]
[null,null,null,16,{"$f":"$C3514&D3533","v":"TAS Kermandie16"},null,{"$f":"IF(CommentaryInput!D3498=0,\"\",CommentaryInput!D3498)","v":""}]
[null,null,null,17,{"$f":"$C3514&D3534","v":"TAS Kermandie17"},null,{"$f":"IF(CommentaryInput!D3499=0,\"\",CommentaryInput!D3499)","v":""}]
[null,null,null,null,null,null,"Other"]
[null,null,null,18,{"$f":"$C3514&D3536","v":"TAS Kermandie18"},null,{"$f":"IF(CommentaryInput!D3501=0,\"\",CommentaryInput!D3501)","v":""}]
[null,null,null,19,{"$f":"$C3514&D3537","v":"TAS Kermandie19"},null,{"$f":"IF(CommentaryInput!D3502=0,\"\",CommentaryInput!D3502)","v":""}]
[null,null,null,20,{"$f":"$C3514&D3538","v":"TAS Kermandie20"},null,{"$f":"IF(CommentaryInput!D3503=0,\"\",CommentaryInput!D3503)","v":""}]
[null,null,null,21,{"$f":"$C3514&D3539","v":"TAS Kermandie21"},null,{"$f":"IF(CommentaryInput!D3504=0,\"\",CommentaryInput!D3504)","v":""}]
[null,null,null,22,{"$f":"$C3514&D3540","v":"TAS Kermandie22"},null,{"$f":"IF(CommentaryInput!D3505=0,\"\",CommentaryInput!D3505)","v":""}]
[null,null,null,23,{"$f":"$C3514&D3541","v":"TAS Kermandie23"},null,{"$f":"IF(CommentaryInput!D3506=0,\"\",CommentaryInput!D3506)","v":""}]
[null,null,null,24,{"$f":"$C3514&D3542","v":"TAS Kermandie24"},null,{"$f":"IF(CommentaryInput!D3507=0,\"\",CommentaryInput!D3507)","v":""}]
[null,null,null,25,{"$f":"$C3514&D3543","v":"TAS Kermandie25"},null,{"$f":"IF(CommentaryInput!D3508=0,\"\",CommentaryInput!D3508)","v":""}]
[]
[null,null,"TAS Kingston"]
[]
[null,null,null,null,null,null,"MAIN SECTORS"]
[null,null,null,1,{"$f":"$C3545&D3548","v":"TAS Kingston1"},null,{"$f":"IF(CommentaryInput!D3513=0,\"\",CommentaryInput!D3513)","v":""}]
[null,null,null,2,{"$f":"$C3545&D3549","v":"TAS Kingston2"},null,{"$f":"IF(CommentaryInput!D3514=0,\"\",CommentaryInput!D3514)","v":""}]
[null,null,null,3,{"$f":"$C3545&D3550","v":"TAS Kingston3"},null,{"$f":"IF(CommentaryInput!D3515=0,\"\",CommentaryInput!D3515)","v":""}]
[null,null,null,4,{"$f":"$C3545&D3551","v":"TAS Kingston4"},null,{"$f":"IF(CommentaryInput!D3516=0,\"\",CommentaryInput!D3516)","v":""}]
[null,null,null,5,{"$f":"$C3545&D3552","v":"TAS Kingston5"},null,{"$f":"IF(CommentaryInput!D3517=0,\"\",CommentaryInput!D3517)","v":""}]
[null,null,null,null,null,null,"MEDIUM SCENARIO"]
[null,null,null,null,null,null,"Summer"]
[null,null,null,8,{"$f":"$C3545&D3555","v":"TAS Kingston8"},null,{"$f":"IF(CommentaryInput!D3520=0,\"\",CommentaryInput!D3520)","v":""}]
[null,null,null,9,{"$f":"$C3545&D3556","v":"TAS Kingston9"},null,{"$f":"IF(CommentaryInput!D3521=0,\"\",CommentaryInput!D3521)","v":""}]
[null,null,null,10,{"$f":"$C3545&D3557","v":"TAS Kingston10"},null,{"$f":"IF(CommentaryInput!D3522=0,\"\",CommentaryInput!D3522)","v":""}]
[null,null,null,11,{"$f":"$C3545&D3558","v":"TAS Kingston11"},null,{"$f":"IF(CommentaryInput!D3523=0,\"\",CommentaryInput!D3523)","v":""}]
[null,null,null,12,{"$f":"$C3545&D3559","v":"TAS Kingston12"},null,{"$f":"IF(CommentaryInput!D3524=0,\"\",CommentaryInput!D3524)","v":""}]
[null,null,null,null,null,null,"Winter"]
[null,null,null,13,{"$f":"$C3545&D3561","v":"TAS Kingston13"},null,{"$f":"IF(CommentaryInput!D3526=0,\"\",CommentaryInput!D3526)","v":""}]
[null,null,null,14,{"$f":"$C3545&D3562","v":"TAS Kingston14"},null,{"$f":"IF(CommentaryInput!D3527=0,\"\",CommentaryInput!D3527)","v":""}]
[null,null,null,15,{"$f":"$C3545&D3563","v":"TAS Kingston15"},null,{"$f":"IF(CommentaryInput!D3528=0,\"\",CommentaryInput!D3528)","v":""}]
[null,null,null,16,{"$f":"$C3545&D3564","v":"TAS Kingston16"},null,{"$f":"IF(CommentaryInput!D3529=0,\"\",CommentaryInput!D3529)","v":""}]
[null,null,null,17,{"$f":"$C3545&D3565","v":"TAS Kingston17"},null,{"$f":"IF(CommentaryInput!D3530=0,\"\",CommentaryInput!D3530)","v":""}]
[null,null,null,null,null,null,"Other"]
[null,null,null,18,{"$f":"$C3545&D3567","v":"TAS Kingston18"},null,{"$f":"IF(CommentaryInput!D3532=0,\"\",CommentaryInput!D3532)","v":""}]
[null,null,null,19,{"$f":"$C3545&D3568","v":"TAS Kingston19"},null,{"$f":"IF(CommentaryInput!D3533=0,\"\",CommentaryInput!D3533)","v":""}]
[null,null,null,20,{"$f":"$C3545&D3569","v":"TAS Kingston20"},null,{"$f":"IF(CommentaryInput!D3534=0,\"\",CommentaryInput!D3534)","v":""}]
[null,null,null,21,{"$f":"$C3545&D3570","v":"TAS Kingston21"},null,{"$f":"IF(CommentaryInput!D3535=0,\"\",CommentaryInput!D3535)","v":""}]
[null,null,null,22,{"$f":"$C3545&D3571","v":"TAS Kingston22"},null,{"$f":"IF(CommentaryInput!D3536=0,\"\",CommentaryInput!D3536)","v":""}]
[null,null,null,23,{"$f":"$C3545&D3572","v":"TAS Kingston23"},null,{"$f":"IF(CommentaryInput!D3537=0,\"\",CommentaryInput!D3537)","v":""}]
[null,null,null,24,{"$f":"$C3545&D3573","v":"TAS Kingston24"},null,{"$f":"IF(CommentaryInput!D3538=0,\"\",CommentaryInput!D3538)","v":""}]
[null,null,null,25,{"$f":"$C3545&D3574","v":"TAS Kingston25"},null,{"$f":"IF(CommentaryInput!D3539=0,\"\",CommentaryInput!D3539)","v":""}]
[]
[null,null,"TAS Knights Road"]
[]
[null,null,null,null,null,null,"MAIN SECTORS"]
[null,null,null,1,{"$f":"$C3576&D3579","v":"TAS Knights Road1"},null,{"$f":"IF(CommentaryInput!D3544=0,\"\",CommentaryInput!D3544)","v":""}]
[null,null,null,2,{"$f":"$C3576&D3580","v":"TAS Knights Road2"},null,{"$f":"IF(CommentaryInput!D3545=0,\"\",CommentaryInput!D3545)","v":""}]
[null,null,null,3,{"$f":"$C3576&D3581","v":"TAS Knights Road3"},null,{"$f":"IF(CommentaryInput!D3546=0,\"\",CommentaryInput!D3546)","v":""}]
[null,null,null,4,{"$f":"$C3576&D3582","v":"TAS Knights Road4"},null,{"$f":"IF(CommentaryInput!D3547=0,\"\",CommentaryInput!D3547)","v":""}]
[null,null,null,5,{"$f":"$C3576&D3583","v":"TAS Knights Road5"},null,{"$f":"IF(CommentaryInput!D3548=0,\"\",CommentaryInput!D3548)","v":""}]
[null,null,null,null,null,null,"MEDIUM SCENARIO"]
[null,null,null,null,null,null,"Summer"]
[null,null,null,8,{"$f":"$C3576&D3586","v":"TAS Knights Road8"},null,{"$f":"IF(CommentaryInput!D3551=0,\"\",CommentaryInput!D3551)","v":""}]
[null,null,null,9,{"$f":"$C3576&D3587","v":"TAS Knights Road9"},null,{"$f":"IF(CommentaryInput!D3552=0,\"\",CommentaryInput!D3552)","v":""}]
[null,null,null,10,{"$f":"$C3576&D3588","v":"TAS Knights Road10"},null,{"$f":"IF(CommentaryInput!D3553=0,\"\",CommentaryInput!D3553)","v":""}]
[null,null,null,11,{"$f":"$C3576&D3589","v":"TAS Knights Road11"},null,{"$f":"IF(CommentaryInput!D3554=0,\"\",CommentaryInput!D3554)","v":""}]
[null,null,null,12,{"$f":"$C3576&D3590","v":"TAS Knights Road12"},null,{"$f":"IF(CommentaryInput!D3555=0,\"\",CommentaryInput!D3555)","v":""}]
[null,null,null,null,null,null,"Winter"]
[null,null,null,13,{"$f":"$C3576&D3592","v":"TAS Knights Road13"},null,{"$f":"IF(CommentaryInput!D3557=0,\"\",CommentaryInput!D3557)","v":""}]
[null,null,null,14,{"$f":"$C3576&D3593","v":"TAS Knights Road14"},null,{"$f":"IF(CommentaryInput!D3558=0,\"\",CommentaryInput!D3558)","v":""}]
[null,null,null,15,{"$f":"$C3576&D3594","v":"TAS Knights Road15"},null,{"$f":"IF(CommentaryInput!D3559=0,\"\",CommentaryInput!D3559)","v":""}]
[null,null,null,16,{"$f":"$C3576&D3595","v":"TAS Knights Road16"},null,{"$f":"IF(CommentaryInput!D3560=0,\"\",CommentaryInput!D3560)","v":""}]
[null,null,null,17,{"$f":"$C3576&D3596","v":"TAS Knights Road17"},null,{"$f":"IF(CommentaryInput!D3561=0,\"\",CommentaryInput!D3561)","v":""}]
[null,null,null,null,null,null,"Other"]
[null,null,null,18,{"$f":"$C3576&D3598","v":"TAS Knights Road18"},null,{"$f":"IF(CommentaryInput!D3563=0,\"\",CommentaryInput!D3563)","v":""}]
[null,null,null,19,{"$f":"$C3576&D3599","v":"TAS Knights Road19"},null,{"$f":"IF(CommentaryInput!D3564=0,\"\",CommentaryInput!D3564)","v":""}]
[null,null,null,20,{"$f":"$C3576&D3600","v":"TAS Knights Road20"},null,{"$f":"IF(CommentaryInput!D3565=0,\"\",CommentaryInput!D3565)","v":""}]
[null,null,null,21,{"$f":"$C3576&D3601","v":"TAS Knights Road21"},null,{"$f":"IF(CommentaryInput!D3566=0,\"\",CommentaryInput!D3566)","v":""}]
[null,null,null,22,{"$f":"$C3576&D3602","v":"TAS Knights Road22"},null,{"$f":"IF(CommentaryInput!D3567=0,\"\",CommentaryInput!D3567)","v":""}]
[null,null,null,23,{"$f":"$C3576&D3603","v":"TAS Knights Road23"},null,{"$f":"IF(CommentaryInput!D3568=0,\"\",CommentaryInput!D3568)","v":""}]
[null,null,null,24,{"$f":"$C3576&D3604","v":"TAS Knights Road24"},null,{"$f":"IF(CommentaryInput!D3569=0,\"\",CommentaryInput!D3569)","v":""}]
[null,null,null,25,{"$f":"$C3576&D3605","v":"TAS Knights Road25"},null,{"$f":"IF(CommentaryInput!D3570=0,\"\",CommentaryInput!D3570)","v":""}]
[]
[null,null,"TAS Lindisfarne"]
[]
[null,null,null,null,null,null,"MAIN SECTORS"]
[null,null,null,1,{"$f":"$C3607&D3610","v":"TAS Lindisfarne1"},null,{"$f":"IF(CommentaryInput!D3575=0,\"\",CommentaryInput!D3575)","v":""}]
[null,null,null,2,{"$f":"$C3607&D3611","v":"TAS Lindisfarne2"},null,{"$f":"IF(CommentaryInput!D3576=0,\"\",CommentaryInput!D3576)","v":""}]
[null,null,null,3,{"$f":"$C3607&D3612","v":"TAS Lindisfarne3"},null,{"$f":"IF(CommentaryInput!D3577=0,\"\",CommentaryInput!D3577)","v":""}]
[null,null,null,4,{"$f":"$C3607&D3613","v":"TAS Lindisfarne4"},null,{"$f":"IF(CommentaryInput!D3578=0,\"\",CommentaryInput!D3578)","v":""}]
[null,null,null,5,{"$f":"$C3607&D3614","v":"TAS Lindisfarne5"},null,{"$f":"IF(CommentaryInput!D3579=0,\"\",CommentaryInput!D3579)","v":""}]
[null,null,null,null,null,null,"MEDIUM SCENARIO"]
[null,null,null,null,null,null,"Summer"]
[null,null,null,8,{"$f":"$C3607&D3617","v":"TAS Lindisfarne8"},null,{"$f":"IF(CommentaryInput!D3582=0,\"\",CommentaryInput!D3582)","v":""}]
[null,null,null,9,{"$f":"$C3607&D3618","v":"TAS Lindisfarne9"},null,{"$f":"IF(CommentaryInput!D3583=0,\"\",CommentaryInput!D3583)","v":""}]
[null,null,null,10,{"$f":"$C3607&D3619","v":"TAS Lindisfarne10"},null,{"$f":"IF(CommentaryInput!D3584=0,\"\",CommentaryInput!D3584)","v":""}]
[null,null,null,11,{"$f":"$C3607&D3620","v":"TAS Lindisfarne11"},null,{"$f":"IF(CommentaryInput!D3585=0,\"\",CommentaryInput!D3585)","v":""}]
[null,null,null,12,{"$f":"$C3607&D3621","v":"TAS Lindisfarne12"},null,{"$f":"IF(CommentaryInput!D3586=0,\"\",CommentaryInput!D3586)","v":""}]
[null,null,null,null,null,null,"Winter"]
[null,null,null,13,{"$f":"$C3607&D3623","v":"TAS Lindisfarne13"},null,{"$f":"IF(CommentaryInput!D3588=0,\"\",CommentaryInput!D3588)","v":""}]
[null,null,null,14,{"$f":"$C3607&D3624","v":"TAS Lindisfarne14"},null,{"$f":"IF(CommentaryInput!D3589=0,\"\",CommentaryInput!D3589)","v":""}]
[null,null,null,15,{"$f":"$C3607&D3625","v":"TAS Lindisfarne15"},null,{"$f":"IF(CommentaryInput!D3590=0,\"\",CommentaryInput!D3590)","v":""}]
[null,null,null,16,{"$f":"$C3607&D3626","v":"TAS Lindisfarne16"},null,{"$f":"IF(CommentaryInput!D3591=0,\"\",CommentaryInput!D3591)","v":""}]
[null,null,null,17,{"$f":"$C3607&D3627","v":"TAS Lindisfarne17"},null,{"$f":"IF(CommentaryInput!D3592=0,\"\",CommentaryInput!D3592)","v":""}]
[null,null,null,null,null,null,"Other"]
[null,null,null,18,{"$f":"$C3607&D3629","v":"TAS Lindisfarne18"},null,{"$f":"IF(CommentaryInput!D3594=0,\"\",CommentaryInput!D3594)","v":""}]
[null,null,null,19,{"$f":"$C3607&D3630","v":"TAS Lindisfarne19"},null,{"$f":"IF(CommentaryInput!D3595=0,\"\",CommentaryInput!D3595)","v":""}]
[null,null,null,20,{"$f":"$C3607&D3631","v":"TAS Lindisfarne20"},null,{"$f":"IF(CommentaryInput!D3596=0,\"\",CommentaryInput!D3596)","v":""}]
[null,null,null,21,{"$f":"$C3607&D3632","v":"TAS Lindisfarne21"},null,{"$f":"IF(CommentaryInput!D3597=0,\"\",CommentaryInput!D3597)","v":""}]
[null,null,null,22,{"$f":"$C3607&D3633","v":"TAS Lindisfarne22"},null,{"$f":"IF(CommentaryInput!D3598=0,\"\",CommentaryInput!D3598)","v":""}]
[null,null,null,23,{"$f":"$C3607&D3634","v":"TAS Lindisfarne23"},null,{"$f":"IF(CommentaryInput!D3599=0,\"\",CommentaryInput!D3599)","v":""}]
[null,null,null,24,{"$f":"$C3607&D3635","v":"TAS Lindisfarne24"},null,{"$f":"IF(CommentaryInput!D3600=0,\"\",CommentaryInput!D3600)","v":""}]
[null,null,null,25,{"$f":"$C3607&D3636","v":"TAS Lindisfarne25"},null,{"$f":"IF(CommentaryInput!D3601=0,\"\",CommentaryInput!D3601)","v":""}]
[]
[null,null,"TAS Meadowbank"]
[]
[null,null,null,null,null,null,"MAIN SECTORS"]
[null,null,null,1,{"$f":"$C3638&D3641","v":"TAS Meadowbank1"},null,{"$f":"IF(CommentaryInput!D3606=0,\"\",CommentaryInput!D3606)","v":""}]
[null,null,null,2,{"$f":"$C3638&D3642","v":"TAS Meadowbank2"},null,{"$f":"IF(CommentaryInput!D3607=0,\"\",CommentaryInput!D3607)","v":""}]
[null,null,null,3,{"$f":"$C3638&D3643","v":"TAS Meadowbank3"},null,{"$f":"IF(CommentaryInput!D3608=0,\"\",CommentaryInput!D3608)","v":""}]
[null,null,null,4,{"$f":"$C3638&D3644","v":"TAS Meadowbank4"},null,{"$f":"IF(CommentaryInput!D3609=0,\"\",CommentaryInput!D3609)","v":""}]
[null,null,null,5,{"$f":"$C3638&D3645","v":"TAS Meadowbank5"},null,{"$f":"IF(CommentaryInput!D3610=0,\"\",CommentaryInput!D3610)","v":""}]
[null,null,null,null,null,null,"MEDIUM SCENARIO"]
[null,null,null,null,null,null,"Summer"]
[null,null,null,8,{"$f":"$C3638&D3648","v":"TAS Meadowbank8"},null,{"$f":"IF(CommentaryInput!D3613=0,\"\",CommentaryInput!D3613)","v":""}]
[null,null,null,9,{"$f":"$C3638&D3649","v":"TAS Meadowbank9"},null,{"$f":"IF(CommentaryInput!D3614=0,\"\",CommentaryInput!D3614)","v":""}]
[null,null,null,10,{"$f":"$C3638&D3650","v":"TAS Meadowbank10"},null,{"$f":"IF(CommentaryInput!D3615=0,\"\",CommentaryInput!D3615)","v":""}]
[null,null,null,11,{"$f":"$C3638&D3651","v":"TAS Meadowbank11"},null,{"$f":"IF(CommentaryInput!D3616=0,\"\",CommentaryInput!D3616)","v":""}]
[null,null,null,12,{"$f":"$C3638&D3652","v":"TAS Meadowbank12"},null,{"$f":"IF(CommentaryInput!D3617=0,\"\",CommentaryInput!D3617)","v":""}]
[null,null,null,null,null,null,"Winter"]
[null,null,null,13,{"$f":"$C3638&D3654","v":"TAS Meadowbank13"},null,{"$f":"IF(CommentaryInput!D3619=0,\"\",CommentaryInput!D3619)","v":""}]
[null,null,null,14,{"$f":"$C3638&D3655","v":"TAS Meadowbank14"},null,{"$f":"IF(CommentaryInput!D3620=0,\"\",CommentaryInput!D3620)","v":""}]
[null,null,null,15,{"$f":"$C3638&D3656","v":"TAS Meadowbank15"},null,{"$f":"IF(CommentaryInput!D3621=0,\"\",CommentaryInput!D3621)","v":""}]
[null,null,null,16,{"$f":"$C3638&D3657","v":"TAS Meadowbank16"},null,{"$f":"IF(CommentaryInput!D3622=0,\"\",CommentaryInput!D3622)","v":""}]
[null,null,null,17,{"$f":"$C3638&D3658","v":"TAS Meadowbank17"},null,{"$f":"IF(CommentaryInput!D3623=0,\"\",CommentaryInput!D3623)","v":""}]
[null,null,null,null,null,null,"Other"]
[null,null,null,18,{"$f":"$C3638&D3660","v":"TAS Meadowbank18"},null,{"$f":"IF(CommentaryInput!D3625=0,\"\",CommentaryInput!D3625)","v":""}]
[null,null,null,19,{"$f":"$C3638&D3661","v":"TAS Meadowbank19"},null,{"$f":"IF(CommentaryInput!D3626=0,\"\",CommentaryInput!D3626)","v":""}]
[null,null,null,20,{"$f":"$C3638&D3662","v":"TAS Meadowbank20"},null,{"$f":"IF(CommentaryInput!D3627=0,\"\",CommentaryInput!D3627)","v":""}]
[null,null,null,21,{"$f":"$C3638&D3663","v":"TAS Meadowbank21"},null,{"$f":"IF(CommentaryInput!D3628=0,\"\",CommentaryInput!D3628)","v":""}]
[null,null,null,22,{"$f":"$C3638&D3664","v":"TAS Meadowbank22"},null,{"$f":"IF(CommentaryInput!D3629=0,\"\",CommentaryInput!D3629)","v":""}]
[null,null,null,23,{"$f":"$C3638&D3665","v":"TAS Meadowbank23"},null,{"$f":"IF(CommentaryInput!D3630=0,\"\",CommentaryInput!D3630)","v":""}]
[null,null,null,24,{"$f":"$C3638&D3666","v":"TAS Meadowbank24"},null,{"$f":"IF(CommentaryInput!D3631=0,\"\",CommentaryInput!D3631)","v":""}]
[null,null,null,25,{"$f":"$C3638&D3667","v":"TAS Meadowbank25"},null,{"$f":"IF(CommentaryInput!D3632=0,\"\",CommentaryInput!D3632)","v":""}]
[]
[null,null,"TAS Mornington"]
[]
[null,null,null,null,null,null,"MAIN SECTORS"]
[null,null,null,1,{"$f":"$C3669&D3672","v":"TAS Mornington1"},null,{"$f":"IF(CommentaryInput!D3637=0,\"\",CommentaryInput!D3637)","v":""}]
[null,null,null,2,{"$f":"$C3669&D3673","v":"TAS Mornington2"},null,{"$f":"IF(CommentaryInput!D3638=0,\"\",CommentaryInput!D3638)","v":""}]
[null,null,null,3,{"$f":"$C3669&D3674","v":"TAS Mornington3"},null,{"$f":"IF(CommentaryInput!D3639=0,\"\",CommentaryInput!D3639)","v":""}]
[null,null,null,4,{"$f":"$C3669&D3675","v":"TAS Mornington4"},null,{"$f":"IF(CommentaryInput!D3640=0,\"\",CommentaryInput!D3640)","v":""}]
[null,null,null,5,{"$f":"$C3669&D3676","v":"TAS Mornington5"},null,{"$f":"IF(CommentaryInput!D3641=0,\"\",CommentaryInput!D3641)","v":""}]
[null,null,null,null,null,null,"MEDIUM SCENARIO"]
[null,null,null,null,null,null,"Summer"]
[null,null,null,8,{"$f":"$C3669&D3679","v":"TAS Mornington8"},null,{"$f":"IF(CommentaryInput!D3644=0,\"\",CommentaryInput!D3644)","v":""}]
[null,null,null,9,{"$f":"$C3669&D3680","v":"TAS Mornington9"},null,{"$f":"IF(CommentaryInput!D3645=0,\"\",CommentaryInput!D3645)","v":""}]
[null,null,null,10,{"$f":"$C3669&D3681","v":"TAS Mornington10"},null,{"$f":"IF(CommentaryInput!D3646=0,\"\",CommentaryInput!D3646)","v":""}]
[null,null,null,11,{"$f":"$C3669&D3682","v":"TAS Mornington11"},null,{"$f":"IF(CommentaryInput!D3647=0,\"\",CommentaryInput!D3647)","v":""}]
[null,null,null,12,{"$f":"$C3669&D3683","v":"TAS Mornington12"},null,{"$f":"IF(CommentaryInput!D3648=0,\"\",CommentaryInput!D3648)","v":""}]
[null,null,null,null,null,null,"Winter"]
[null,null,null,13,{"$f":"$C3669&D3685","v":"TAS Mornington13"},null,{"$f":"IF(CommentaryInput!D3650=0,\"\",CommentaryInput!D3650)","v":""}]
[null,null,null,14,{"$f":"$C3669&D3686","v":"TAS Mornington14"},null,{"$f":"IF(CommentaryInput!D3651=0,\"\",CommentaryInput!D3651)","v":""}]
[null,null,null,15,{"$f":"$C3669&D3687","v":"TAS Mornington15"},null,{"$f":"IF(CommentaryInput!D3652=0,\"\",CommentaryInput!D3652)","v":""}]
[null,null,null,16,{"$f":"$C3669&D3688","v":"TAS Mornington16"},null,{"$f":"IF(CommentaryInput!D3653=0,\"\",CommentaryInput!D3653)","v":""}]
[null,null,null,17,{"$f":"$C3669&D3689","v":"TAS Mornington17"},null,{"$f":"IF(CommentaryInput!D3654=0,\"\",CommentaryInput!D3654)","v":""}]
[null,null,null,null,null,null,"Other"]
[null,null,null,18,{"$f":"$C3669&D3691","v":"TAS Mornington18"},null,{"$f":"IF(CommentaryInput!D3656=0,\"\",CommentaryInput!D3656)","v":""}]
[null,null,null,19,{"$f":"$C3669&D3692","v":"TAS Mornington19"},null,{"$f":"IF(CommentaryInput!D3657=0,\"\",CommentaryInput!D3657)","v":""}]
[null,null,null,20,{"$f":"$C3669&D3693","v":"TAS Mornington20"},null,{"$f":"IF(CommentaryInput!D3658=0,\"\",CommentaryInput!D3658)","v":""}]
[null,null,null,21,{"$f":"$C3669&D3694","v":"TAS Mornington21"},null,{"$f":"IF(CommentaryInput!D3659=0,\"\",CommentaryInput!D3659)","v":""}]
[null,null,null,22,{"$f":"$C3669&D3695","v":"TAS Mornington22"},null,{"$f":"IF(CommentaryInput!D3660=0,\"\",CommentaryInput!D3660)","v":""}]
[null,null,null,23,{"$f":"$C3669&D3696","v":"TAS Mornington23"},null,{"$f":"IF(CommentaryInput!D3661=0,\"\",CommentaryInput!D3661)","v":""}]
[null,null,null,24,{"$f":"$C3669&D3697","v":"TAS Mornington24"},null,{"$f":"IF(CommentaryInput!D3662=0,\"\",CommentaryInput!D3662)","v":""}]
[null,null,null,25,{"$f":"$C3669&D3698","v":"TAS Mornington25"},null,{"$f":"IF(CommentaryInput!D3663=0,\"\",CommentaryInput!D3663)","v":""}]
[]
[null,null,"TAS North Hobart"]
[]
[null,null,null,null,null,null,"MAIN SECTORS"]
[null,null,null,1,{"$f":"$C3700&D3703","v":"TAS North Hobart1"},null,{"$f":"IF(CommentaryInput!D3668=0,\"\",CommentaryInput!D3668)","v":""}]
[null,null,null,2,{"$f":"$C3700&D3704","v":"TAS North Hobart2"},null,{"$f":"IF(CommentaryInput!D3669=0,\"\",CommentaryInput!D3669)","v":""}]
[null,null,null,3,{"$f":"$C3700&D3705","v":"TAS North Hobart3"},null,{"$f":"IF(CommentaryInput!D3670=0,\"\",CommentaryInput!D3670)","v":""}]
[null,null,null,4,{"$f":"$C3700&D3706","v":"TAS North Hobart4"},null,{"$f":"IF(CommentaryInput!D3671=0,\"\",CommentaryInput!D3671)","v":""}]
[null,null,null,5,{"$f":"$C3700&D3707","v":"TAS North Hobart5"},null,{"$f":"IF(CommentaryInput!D3672=0,\"\",CommentaryInput!D3672)","v":""}]
[null,null,null,null,null,null,"MEDIUM SCENARIO"]
[null,null,null,null,null,null,"Summer"]
[null,null,null,8,{"$f":"$C3700&D3710","v":"TAS North Hobart8"},null,{"$f":"IF(CommentaryInput!D3675=0,\"\",CommentaryInput!D3675)","v":""}]
[null,null,null,9,{"$f":"$C3700&D3711","v":"TAS North Hobart9"},null,{"$f":"IF(CommentaryInput!D3676=0,\"\",CommentaryInput!D3676)","v":""}]
[null,null,null,10,{"$f":"$C3700&D3712","v":"TAS North Hobart10"},null,{"$f":"IF(CommentaryInput!D3677=0,\"\",CommentaryInput!D3677)","v":""}]
[null,null,null,11,{"$f":"$C3700&D3713","v":"TAS North Hobart11"},null,{"$f":"IF(CommentaryInput!D3678=0,\"\",CommentaryInput!D3678)","v":""}]
[null,null,null,12,{"$f":"$C3700&D3714","v":"TAS North Hobart12"},null,{"$f":"IF(CommentaryInput!D3679=0,\"\",CommentaryInput!D3679)","v":""}]
[null,null,null,null,null,null,"Winter"]
[null,null,null,13,{"$f":"$C3700&D3716","v":"TAS North Hobart13"},null,{"$f":"IF(CommentaryInput!D3681=0,\"\",CommentaryInput!D3681)","v":""}]
[null,null,null,14,{"$f":"$C3700&D3717","v":"TAS North Hobart14"},null,{"$f":"IF(CommentaryInput!D3682=0,\"\",CommentaryInput!D3682)","v":""}]
[null,null,null,15,{"$f":"$C3700&D3718","v":"TAS North Hobart15"},null,{"$f":"IF(CommentaryInput!D3683=0,\"\",CommentaryInput!D3683)","v":""}]
[null,null,null,16,{"$f":"$C3700&D3719","v":"TAS North Hobart16"},null,{"$f":"IF(CommentaryInput!D3684=0,\"\",CommentaryInput!D3684)","v":""}]
[null,null,null,17,{"$f":"$C3700&D3720","v":"TAS North Hobart17"},null,{"$f":"IF(CommentaryInput!D3685=0,\"\",CommentaryInput!D3685)","v":""}]
[null,null,null,null,null,null,"Other"]
[null,null,null,18,{"$f":"$C3700&D3722","v":"TAS North Hobart18"},null,{"$f":"IF(CommentaryInput!D3687=0,\"\",CommentaryInput!D3687)","v":""}]
[null,null,null,19,{"$f":"$C3700&D3723","v":"TAS North Hobart19"},null,{"$f":"IF(CommentaryInput!D3688=0,\"\",CommentaryInput!D3688)","v":""}]
[null,null,null,20,{"$f":"$C3700&D3724","v":"TAS North Hobart20"},null,{"$f":"IF(CommentaryInput!D3689=0,\"\",CommentaryInput!D3689)","v":""}]
[null,null,null,21,{"$f":"$C3700&D3725","v":"TAS North Hobart21"},null,{"$f":"IF(CommentaryInput!D3690=0,\"\",CommentaryInput!D3690)","v":""}]
[null,null,null,22,{"$f":"$C3700&D3726","v":"TAS North Hobart22"},null,{"$f":"IF(CommentaryInput!D3691=0,\"\",CommentaryInput!D3691)","v":""}]
[null,null,null,23,{"$f":"$C3700&D3727","v":"TAS North Hobart23"},null,{"$f":"IF(CommentaryInput!D3692=0,\"\",CommentaryInput!D3692)","v":""}]
[null,null,null,24,{"$f":"$C3700&D3728","v":"TAS North Hobart24"},null,{"$f":"IF(CommentaryInput!D3693=0,\"\",CommentaryInput!D3693)","v":""}]
[null,null,null,25,{"$f":"$C3700&D3729","v":"TAS North Hobart25"},null,{"$f":"IF(CommentaryInput!D3694=0,\"\",CommentaryInput!D3694)","v":""}]
[]
[null,null,"TAS New Norfolk"]
[]
[null,null,null,null,null,null,"MAIN SECTORS"]
[null,null,null,1,{"$f":"$C3731&D3734","v":"TAS New Norfolk1"},null,{"$f":"IF(CommentaryInput!D3699=0,\"\",CommentaryInput!D3699)","v":""}]
[null,null,null,2,{"$f":"$C3731&D3735","v":"TAS New Norfolk2"},null,{"$f":"IF(CommentaryInput!D3700=0,\"\",CommentaryInput!D3700)","v":""}]
[null,null,null,3,{"$f":"$C3731&D3736","v":"TAS New Norfolk3"},null,{"$f":"IF(CommentaryInput!D3701=0,\"\",CommentaryInput!D3701)","v":""}]
[null,null,null,4,{"$f":"$C3731&D3737","v":"TAS New Norfolk4"},null,{"$f":"IF(CommentaryInput!D3702=0,\"\",CommentaryInput!D3702)","v":""}]
[null,null,null,5,{"$f":"$C3731&D3738","v":"TAS New Norfolk5"},null,{"$f":"IF(CommentaryInput!D3703=0,\"\",CommentaryInput!D3703)","v":""}]
[null,null,null,null,null,null,"MEDIUM SCENARIO"]
[null,null,null,null,null,null,"Summer"]
[null,null,null,8,{"$f":"$C3731&D3741","v":"TAS New Norfolk8"},null,{"$f":"IF(CommentaryInput!D3706=0,\"\",CommentaryInput!D3706)","v":""}]
[null,null,null,9,{"$f":"$C3731&D3742","v":"TAS New Norfolk9"},null,{"$f":"IF(CommentaryInput!D3707=0,\"\",CommentaryInput!D3707)","v":""}]
[null,null,null,10,{"$f":"$C3731&D3743","v":"TAS New Norfolk10"},null,{"$f":"IF(CommentaryInput!D3708=0,\"\",CommentaryInput!D3708)","v":""}]
[null,null,null,11,{"$f":"$C3731&D3744","v":"TAS New Norfolk11"},null,{"$f":"IF(CommentaryInput!D3709=0,\"\",CommentaryInput!D3709)","v":""}]
[null,null,null,12,{"$f":"$C3731&D3745","v":"TAS New Norfolk12"},null,{"$f":"IF(CommentaryInput!D3710=0,\"\",CommentaryInput!D3710)","v":""}]
[null,null,null,null,null,null,"Winter"]
[null,null,null,13,{"$f":"$C3731&D3747","v":"TAS New Norfolk13"},null,{"$f":"IF(CommentaryInput!D3712=0,\"\",CommentaryInput!D3712)","v":""}]
[null,null,null,14,{"$f":"$C3731&D3748","v":"TAS New Norfolk14"},null,{"$f":"IF(CommentaryInput!D3713=0,\"\",CommentaryInput!D3713)","v":""}]
[null,null,null,15,{"$f":"$C3731&D3749","v":"TAS New Norfolk15"},null,{"$f":"IF(CommentaryInput!D3714=0,\"\",CommentaryInput!D3714)","v":""}]
[null,null,null,16,{"$f":"$C3731&D3750","v":"TAS New Norfolk16"},null,{"$f":"IF(CommentaryInput!D3715=0,\"\",CommentaryInput!D3715)","v":""}]
[null,null,null,17,{"$f":"$C3731&D3751","v":"TAS New Norfolk17"},null,{"$f":"IF(CommentaryInput!D3716=0,\"\",CommentaryInput!D3716)","v":""}]
[null,null,null,null,null,null,"Other"]
[null,null,null,18,{"$f":"$C3731&D3753","v":"TAS New Norfolk18"},null,{"$f":"IF(CommentaryInput!D3718=0,\"\",CommentaryInput!D3718)","v":""}]
[null,null,null,19,{"$f":"$C3731&D3754","v":"TAS New Norfolk19"},null,{"$f":"IF(CommentaryInput!D3719=0,\"\",CommentaryInput!D3719)","v":""}]
[null,null,null,20,{"$f":"$C3731&D3755","v":"TAS New Norfolk20"},null,{"$f":"IF(CommentaryInput!D3720=0,\"\",CommentaryInput!D3720)","v":""}]
[null,null,null,21,{"$f":"$C3731&D3756","v":"TAS New Norfolk21"},null,{"$f":"IF(CommentaryInput!D3721=0,\"\",CommentaryInput!D3721)","v":""}]
[null,null,null,22,{"$f":"$C3731&D3757","v":"TAS New Norfolk22"},null,{"$f":"IF(CommentaryInput!D3722=0,\"\",CommentaryInput!D3722)","v":""}]
[null,null,null,23,{"$f":"$C3731&D3758","v":"TAS New Norfolk23"},null,{"$f":"IF(CommentaryInput!D3723=0,\"\",CommentaryInput!D3723)","v":""}]
[null,null,null,24,{"$f":"$C3731&D3759","v":"TAS New Norfolk24"},null,{"$f":"IF(CommentaryInput!D3724=0,\"\",CommentaryInput!D3724)","v":""}]
[null,null,null,25,{"$f":"$C3731&D3760","v":"TAS New Norfolk25"},null,{"$f":"IF(CommentaryInput!D3725=0,\"\",CommentaryInput!D3725)","v":""}]
[]
[null,null,"TAS Newton"]
[]
[null,null,null,null,null,null,"MAIN SECTORS"]
[null,null,null,1,{"$f":"$C3762&D3765","v":"TAS Newton1"},null,{"$f":"IF(CommentaryInput!D3730=0,\"\",CommentaryInput!D3730)","v":""}]
[null,null,null,2,{"$f":"$C3762&D3766","v":"TAS Newton2"},null,{"$f":"IF(CommentaryInput!D3731=0,\"\",CommentaryInput!D3731)","v":""}]
[null,null,null,3,{"$f":"$C3762&D3767","v":"TAS Newton3"},null,{"$f":"IF(CommentaryInput!D3732=0,\"\",CommentaryInput!D3732)","v":""}]
[null,null,null,4,{"$f":"$C3762&D3768","v":"TAS Newton4"},null,{"$f":"IF(CommentaryInput!D3733=0,\"\",CommentaryInput!D3733)","v":""}]
[null,null,null,5,{"$f":"$C3762&D3769","v":"TAS Newton5"},null,{"$f":"IF(CommentaryInput!D3734=0,\"\",CommentaryInput!D3734)","v":""}]
[null,null,null,null,null,null,"MEDIUM SCENARIO"]
[null,null,null,null,null,null,"Summer"]
[null,null,null,8,{"$f":"$C3762&D3772","v":"TAS Newton8"},null,{"$f":"IF(CommentaryInput!D3737=0,\"\",CommentaryInput!D3737)","v":""}]
[null,null,null,9,{"$f":"$C3762&D3773","v":"TAS Newton9"},null,{"$f":"IF(CommentaryInput!D3738=0,\"\",CommentaryInput!D3738)","v":""}]
[null,null,null,10,{"$f":"$C3762&D3774","v":"TAS Newton10"},null,{"$f":"IF(CommentaryInput!D3739=0,\"\",CommentaryInput!D3739)","v":""}]
[null,null,null,11,{"$f":"$C3762&D3775","v":"TAS Newton11"},null,{"$f":"IF(CommentaryInput!D3740=0,\"\",CommentaryInput!D3740)","v":""}]
[null,null,null,12,{"$f":"$C3762&D3776","v":"TAS Newton12"},null,{"$f":"IF(CommentaryInput!D3741=0,\"\",CommentaryInput!D3741)","v":""}]
[null,null,null,null,null,null,"Winter"]
[null,null,null,13,{"$f":"$C3762&D3778","v":"TAS Newton13"},null,{"$f":"IF(CommentaryInput!D3743=0,\"\",CommentaryInput!D3743)","v":""}]
[null,null,null,14,{"$f":"$C3762&D3779","v":"TAS Newton14"},null,{"$f":"IF(CommentaryInput!D3744=0,\"\",CommentaryInput!D3744)","v":""}]
[null,null,null,15,{"$f":"$C3762&D3780","v":"TAS Newton15"},null,{"$f":"IF(CommentaryInput!D3745=0,\"\",CommentaryInput!D3745)","v":""}]
[null,null,null,16,{"$f":"$C3762&D3781","v":"TAS Newton16"},null,{"$f":"IF(CommentaryInput!D3746=0,\"\",CommentaryInput!D3746)","v":""}]
[null,null,null,17,{"$f":"$C3762&D3782","v":"TAS Newton17"},null,{"$f":"IF(CommentaryInput!D3747=0,\"\",CommentaryInput!D3747)","v":""}]
[null,null,null,null,null,null,"Other"]
[null,null,null,18,{"$f":"$C3762&D3784","v":"TAS Newton18"},null,{"$f":"IF(CommentaryInput!D3749=0,\"\",CommentaryInput!D3749)","v":""}]
[null,null,null,19,{"$f":"$C3762&D3785","v":"TAS Newton19"},null,{"$f":"IF(CommentaryInput!D3750=0,\"\",CommentaryInput!D3750)","v":""}]
[null,null,null,20,{"$f":"$C3762&D3786","v":"TAS Newton20"},null,{"$f":"IF(CommentaryInput!D3751=0,\"\",CommentaryInput!D3751)","v":""}]
[null,null,null,21,{"$f":"$C3762&D3787","v":"TAS Newton21"},null,{"$f":"IF(CommentaryInput!D3752=0,\"\",CommentaryInput!D3752)","v":""}]
[null,null,null,22,{"$f":"$C3762&D3788","v":"TAS Newton22"},null,{"$f":"IF(CommentaryInput!D3753=0,\"\",CommentaryInput!D3753)","v":""}]
[null,null,null,23,{"$f":"$C3762&D3789","v":"TAS Newton23"},null,{"$f":"IF(CommentaryInput!D3754=0,\"\",CommentaryInput!D3754)","v":""}]
[null,null,null,24,{"$f":"$C3762&D3790","v":"TAS Newton24"},null,{"$f":"IF(CommentaryInput!D3755=0,\"\",CommentaryInput!D3755)","v":""}]
[null,null,null,25,{"$f":"$C3762&D3791","v":"TAS Newton25"},null,{"$f":"IF(CommentaryInput!D3756=0,\"\",CommentaryInput!D3756)","v":""}]
[]
[null,null,"TAS Norwood"]
[]
[null,null,null,null,null,null,"MAIN SECTORS"]
[null,null,null,1,{"$f":"$C3793&D3796","v":"TAS Norwood1"},null,{"$f":"IF(CommentaryInput!D3761=0,\"\",CommentaryInput!D3761)","v":""}]
[null,null,null,2,{"$f":"$C3793&D3797","v":"TAS Norwood2"},null,{"$f":"IF(CommentaryInput!D3762=0,\"\",CommentaryInput!D3762)","v":""}]
[null,null,null,3,{"$f":"$C3793&D3798","v":"TAS Norwood3"},null,{"$f":"IF(CommentaryInput!D3763=0,\"\",CommentaryInput!D3763)","v":""}]
[null,null,null,4,{"$f":"$C3793&D3799","v":"TAS Norwood4"},null,{"$f":"IF(CommentaryInput!D3764=0,\"\",CommentaryInput!D3764)","v":""}]
[null,null,null,5,{"$f":"$C3793&D3800","v":"TAS Norwood5"},null,{"$f":"IF(CommentaryInput!D3765=0,\"\",CommentaryInput!D3765)","v":""}]
[null,null,null,null,null,null,"MEDIUM SCENARIO"]
[null,null,null,null,null,null,"Summer"]
[null,null,null,8,{"$f":"$C3793&D3803","v":"TAS Norwood8"},null,{"$f":"IF(CommentaryInput!D3768=0,\"\",CommentaryInput!D3768)","v":""}]
[null,null,null,9,{"$f":"$C3793&D3804","v":"TAS Norwood9"},null,{"$f":"IF(CommentaryInput!D3769=0,\"\",CommentaryInput!D3769)","v":""}]
[null,null,null,10,{"$f":"$C3793&D3805","v":"TAS Norwood10"},null,{"$f":"IF(CommentaryInput!D3770=0,\"\",CommentaryInput!D3770)","v":""}]
[null,null,null,11,{"$f":"$C3793&D3806","v":"TAS Norwood11"},null,{"$f":"IF(CommentaryInput!D3771=0,\"\",CommentaryInput!D3771)","v":""}]
[null,null,null,12,{"$f":"$C3793&D3807","v":"TAS Norwood12"},null,{"$f":"IF(CommentaryInput!D3772=0,\"\",CommentaryInput!D3772)","v":""}]
[null,null,null,null,null,null,"Winter"]
[null,null,null,13,{"$f":"$C3793&D3809","v":"TAS Norwood13"},null,{"$f":"IF(CommentaryInput!D3774=0,\"\",CommentaryInput!D3774)","v":""}]
[null,null,null,14,{"$f":"$C3793&D3810","v":"TAS Norwood14"},null,{"$f":"IF(CommentaryInput!D3775=0,\"\",CommentaryInput!D3775)","v":""}]
[null,null,null,15,{"$f":"$C3793&D3811","v":"TAS Norwood15"},null,{"$f":"IF(CommentaryInput!D3776=0,\"\",CommentaryInput!D3776)","v":""}]
[null,null,null,16,{"$f":"$C3793&D3812","v":"TAS Norwood16"},null,{"$f":"IF(CommentaryInput!D3777=0,\"\",CommentaryInput!D3777)","v":""}]
[null,null,null,17,{"$f":"$C3793&D3813","v":"TAS Norwood17"},null,{"$f":"IF(CommentaryInput!D3778=0,\"\",CommentaryInput!D3778)","v":""}]
[null,null,null,null,null,null,"Other"]
[null,null,null,18,{"$f":"$C3793&D3815","v":"TAS Norwood18"},null,{"$f":"IF(CommentaryInput!D3780=0,\"\",CommentaryInput!D3780)","v":""}]
[null,null,null,19,{"$f":"$C3793&D3816","v":"TAS Norwood19"},null,{"$f":"IF(CommentaryInput!D3781=0,\"\",CommentaryInput!D3781)","v":""}]
[null,null,null,20,{"$f":"$C3793&D3817","v":"TAS Norwood20"},null,{"$f":"IF(CommentaryInput!D3782=0,\"\",CommentaryInput!D3782)","v":""}]
[null,null,null,21,{"$f":"$C3793&D3818","v":"TAS Norwood21"},null,{"$f":"IF(CommentaryInput!D3783=0,\"\",CommentaryInput!D3783)","v":""}]
[null,null,null,22,{"$f":"$C3793&D3819","v":"TAS Norwood22"},null,{"$f":"IF(CommentaryInput!D3784=0,\"\",CommentaryInput!D3784)","v":""}]
[null,null,null,23,{"$f":"$C3793&D3820","v":"TAS Norwood23"},null,{"$f":"IF(CommentaryInput!D3785=0,\"\",CommentaryInput!D3785)","v":""}]
[null,null,null,24,{"$f":"$C3793&D3821","v":"TAS Norwood24"},null,{"$f":"IF(CommentaryInput!D3786=0,\"\",CommentaryInput!D3786)","v":""}]
[null,null,null,25,{"$f":"$C3793&D3822","v":"TAS Norwood25"},null,{"$f":"IF(CommentaryInput!D3787=0,\"\",CommentaryInput!D3787)","v":""}]
[]
[null,null,"TAS Palmerston"]
[]
[null,null,null,null,null,null,"MAIN SECTORS"]
[null,null,null,1,{"$f":"$C3824&D3827","v":"TAS Palmerston1"},null,{"$f":"IF(CommentaryInput!D3792=0,\"\",CommentaryInput!D3792)","v":""}]
[null,null,null,2,{"$f":"$C3824&D3828","v":"TAS Palmerston2"},null,{"$f":"IF(CommentaryInput!D3793=0,\"\",CommentaryInput!D3793)","v":""}]
[null,null,null,3,{"$f":"$C3824&D3829","v":"TAS Palmerston3"},null,{"$f":"IF(CommentaryInput!D3794=0,\"\",CommentaryInput!D3794)","v":""}]
[null,null,null,4,{"$f":"$C3824&D3830","v":"TAS Palmerston4"},null,{"$f":"IF(CommentaryInput!D3795=0,\"\",CommentaryInput!D3795)","v":""}]
[null,null,null,5,{"$f":"$C3824&D3831","v":"TAS Palmerston5"},null,{"$f":"IF(CommentaryInput!D3796=0,\"\",CommentaryInput!D3796)","v":""}]
[null,null,null,null,null,null,"MEDIUM SCENARIO"]
[null,null,null,null,null,null,"Summer"]
[null,null,null,8,{"$f":"$C3824&D3834","v":"TAS Palmerston8"},null,{"$f":"IF(CommentaryInput!D3799=0,\"\",CommentaryInput!D3799)","v":""}]
[null,null,null,9,{"$f":"$C3824&D3835","v":"TAS Palmerston9"},null,{"$f":"IF(CommentaryInput!D3800=0,\"\",CommentaryInput!D3800)","v":""}]
[null,null,null,10,{"$f":"$C3824&D3836","v":"TAS Palmerston10"},null,{"$f":"IF(CommentaryInput!D3801=0,\"\",CommentaryInput!D3801)","v":""}]
[null,null,null,11,{"$f":"$C3824&D3837","v":"TAS Palmerston11"},null,{"$f":"IF(CommentaryInput!D3802=0,\"\",CommentaryInput!D3802)","v":""}]
[null,null,null,12,{"$f":"$C3824&D3838","v":"TAS Palmerston12"},null,{"$f":"IF(CommentaryInput!D3803=0,\"\",CommentaryInput!D3803)","v":""}]
[null,null,null,null,null,null,"Winter"]
[null,null,null,13,{"$f":"$C3824&D3840","v":"TAS Palmerston13"},null,{"$f":"IF(CommentaryInput!D3805=0,\"\",CommentaryInput!D3805)","v":""}]
[null,null,null,14,{"$f":"$C3824&D3841","v":"TAS Palmerston14"},null,{"$f":"IF(CommentaryInput!D3806=0,\"\",CommentaryInput!D3806)","v":""}]
[null,null,null,15,{"$f":"$C3824&D3842","v":"TAS Palmerston15"},null,{"$f":"IF(CommentaryInput!D3807=0,\"\",CommentaryInput!D3807)","v":""}]
[null,null,null,16,{"$f":"$C3824&D3843","v":"TAS Palmerston16"},null,{"$f":"IF(CommentaryInput!D3808=0,\"\",CommentaryInput!D3808)","v":""}]
[null,null,null,17,{"$f":"$C3824&D3844","v":"TAS Palmerston17"},null,{"$f":"IF(CommentaryInput!D3809=0,\"\",CommentaryInput!D3809)","v":""}]
[null,null,null,null,null,null,"Other"]
[null,null,null,18,{"$f":"$C3824&D3846","v":"TAS Palmerston18"},null,{"$f":"IF(CommentaryInput!D3811=0,\"\",CommentaryInput!D3811)","v":""}]
[null,null,null,19,{"$f":"$C3824&D3847","v":"TAS Palmerston19"},null,{"$f":"IF(CommentaryInput!D3812=0,\"\",CommentaryInput!D3812)","v":""}]
[null,null,null,20,{"$f":"$C3824&D3848","v":"TAS Palmerston20"},null,{"$f":"IF(CommentaryInput!D3813=0,\"\",CommentaryInput!D3813)","v":""}]
[null,null,null,21,{"$f":"$C3824&D3849","v":"TAS Palmerston21"},null,{"$f":"IF(CommentaryInput!D3814=0,\"\",CommentaryInput!D3814)","v":""}]
[null,null,null,22,{"$f":"$C3824&D3850","v":"TAS Palmerston22"},null,{"$f":"IF(CommentaryInput!D3815=0,\"\",CommentaryInput!D3815)","v":""}]
[null,null,null,23,{"$f":"$C3824&D3851","v":"TAS Palmerston23"},null,{"$f":"IF(CommentaryInput!D3816=0,\"\",CommentaryInput!D3816)","v":""}]
[null,null,null,24,{"$f":"$C3824&D3852","v":"TAS Palmerston24"},null,{"$f":"IF(CommentaryInput!D3817=0,\"\",CommentaryInput!D3817)","v":""}]
[null,null,null,25,{"$f":"$C3824&D3853","v":"TAS Palmerston25"},null,{"$f":"IF(CommentaryInput!D3818=0,\"\",CommentaryInput!D3818)","v":""}]
[]
[null,null,"TAS Queenstown"]
[]
[null,null,null,null,null,null,"MAIN SECTORS"]
[null,null,null,1,{"$f":"$C3855&D3858","v":"TAS Queenstown1"},null,{"$f":"IF(CommentaryInput!D3823=0,\"\",CommentaryInput!D3823)","v":""}]
[null,null,null,2,{"$f":"$C3855&D3859","v":"TAS Queenstown2"},null,{"$f":"IF(CommentaryInput!D3824=0,\"\",CommentaryInput!D3824)","v":""}]
[null,null,null,3,{"$f":"$C3855&D3860","v":"TAS Queenstown3"},null,{"$f":"IF(CommentaryInput!D3825=0,\"\",CommentaryInput!D3825)","v":""}]
[null,null,null,4,{"$f":"$C3855&D3861","v":"TAS Queenstown4"},null,{"$f":"IF(CommentaryInput!D3826=0,\"\",CommentaryInput!D3826)","v":""}]
[null,null,null,5,{"$f":"$C3855&D3862","v":"TAS Queenstown5"},null,{"$f":"IF(CommentaryInput!D3827=0,\"\",CommentaryInput!D3827)","v":""}]
[null,null,null,null,null,null,"MEDIUM SCENARIO"]
[null,null,null,null,null,null,"Summer"]
[null,null,null,8,{"$f":"$C3855&D3865","v":"TAS Queenstown8"},null,{"$f":"IF(CommentaryInput!D3830=0,\"\",CommentaryInput!D3830)","v":""}]
[null,null,null,9,{"$f":"$C3855&D3866","v":"TAS Queenstown9"},null,{"$f":"IF(CommentaryInput!D3831=0,\"\",CommentaryInput!D3831)","v":""}]
[null,null,null,10,{"$f":"$C3855&D3867","v":"TAS Queenstown10"},null,{"$f":"IF(CommentaryInput!D3832=0,\"\",CommentaryInput!D3832)","v":""}]
[null,null,null,11,{"$f":"$C3855&D3868","v":"TAS Queenstown11"},null,{"$f":"IF(CommentaryInput!D3833=0,\"\",CommentaryInput!D3833)","v":""}]
[null,null,null,12,{"$f":"$C3855&D3869","v":"TAS Queenstown12"},null,{"$f":"IF(CommentaryInput!D3834=0,\"\",CommentaryInput!D3834)","v":""}]
[null,null,null,null,null,null,"Winter"]
[null,null,null,13,{"$f":"$C3855&D3871","v":"TAS Queenstown13"},null,{"$f":"IF(CommentaryInput!D3836=0,\"\",CommentaryInput!D3836)","v":""}]
[null,null,null,14,{"$f":"$C3855&D3872","v":"TAS Queenstown14"},null,{"$f":"IF(CommentaryInput!D3837=0,\"\",CommentaryInput!D3837)","v":""}]
[null,null,null,15,{"$f":"$C3855&D3873","v":"TAS Queenstown15"},null,{"$f":"IF(CommentaryInput!D3838=0,\"\",CommentaryInput!D3838)","v":""}]
[null,null,null,16,{"$f":"$C3855&D3874","v":"TAS Queenstown16"},null,{"$f":"IF(CommentaryInput!D3839=0,\"\",CommentaryInput!D3839)","v":""}]
[null,null,null,17,{"$f":"$C3855&D3875","v":"TAS Queenstown17"},null,{"$f":"IF(CommentaryInput!D3840=0,\"\",CommentaryInput!D3840)","v":""}]
[null,null,null,null,null,null,"Other"]
[null,null,null,18,{"$f":"$C3855&D3877","v":"TAS Queenstown18"},null,{"$f":"IF(CommentaryInput!D3842=0,\"\",CommentaryInput!D3842)","v":""}]
[null,null,null,19,{"$f":"$C3855&D3878","v":"TAS Queenstown19"},null,{"$f":"IF(CommentaryInput!D3843=0,\"\",CommentaryInput!D3843)","v":""}]
[null,null,null,20,{"$f":"$C3855&D3879","v":"TAS Queenstown20"},null,{"$f":"IF(CommentaryInput!D3844=0,\"\",CommentaryInput!D3844)","v":""}]
[null,null,null,21,{"$f":"$C3855&D3880","v":"TAS Queenstown21"},null,{"$f":"IF(CommentaryInput!D3845=0,\"\",CommentaryInput!D3845)","v":""}]
[null,null,null,22,{"$f":"$C3855&D3881","v":"TAS Queenstown22"},null,{"$f":"IF(CommentaryInput!D3846=0,\"\",CommentaryInput!D3846)","v":""}]
[null,null,null,23,{"$f":"$C3855&D3882","v":"TAS Queenstown23"},null,{"$f":"IF(CommentaryInput!D3847=0,\"\",CommentaryInput!D3847)","v":""}]
[null,null,null,24,{"$f":"$C3855&D3883","v":"TAS Queenstown24"},null,{"$f":"IF(CommentaryInput!D3848=0,\"\",CommentaryInput!D3848)","v":""}]
[null,null,null,25,{"$f":"$C3855&D3884","v":"TAS Queenstown25"},null,{"$f":"IF(CommentaryInput!D3849=0,\"\",CommentaryInput!D3849)","v":""}]
[]
[null,null,"TAS Risdon"]
[]
[null,null,null,null,null,null,"MAIN SECTORS"]
[null,null,null,1,{"$f":"$C3886&D3889","v":"TAS Risdon1"},null,{"$f":"IF(CommentaryInput!D3854=0,\"\",CommentaryInput!D3854)","v":""}]
[null,null,null,2,{"$f":"$C3886&D3890","v":"TAS Risdon2"},null,{"$f":"IF(CommentaryInput!D3855=0,\"\",CommentaryInput!D3855)","v":""}]
[null,null,null,3,{"$f":"$C3886&D3891","v":"TAS Risdon3"},null,{"$f":"IF(CommentaryInput!D3856=0,\"\",CommentaryInput!D3856)","v":""}]
[null,null,null,4,{"$f":"$C3886&D3892","v":"TAS Risdon4"},null,{"$f":"IF(CommentaryInput!D3857=0,\"\",CommentaryInput!D3857)","v":""}]
[null,null,null,5,{"$f":"$C3886&D3893","v":"TAS Risdon5"},null,{"$f":"IF(CommentaryInput!D3858=0,\"\",CommentaryInput!D3858)","v":""}]
[null,null,null,null,null,null,"MEDIUM SCENARIO"]
[null,null,null,null,null,null,"Summer"]
[null,null,null,8,{"$f":"$C3886&D3896","v":"TAS Risdon8"},null,{"$f":"IF(CommentaryInput!D3861=0,\"\",CommentaryInput!D3861)","v":""}]
[null,null,null,9,{"$f":"$C3886&D3897","v":"TAS Risdon9"},null,{"$f":"IF(CommentaryInput!D3862=0,\"\",CommentaryInput!D3862)","v":""}]
[null,null,null,10,{"$f":"$C3886&D3898","v":"TAS Risdon10"},null,{"$f":"IF(CommentaryInput!D3863=0,\"\",CommentaryInput!D3863)","v":""}]
[null,null,null,11,{"$f":"$C3886&D3899","v":"TAS Risdon11"},null,{"$f":"IF(CommentaryInput!D3864=0,\"\",CommentaryInput!D3864)","v":""}]
[null,null,null,12,{"$f":"$C3886&D3900","v":"TAS Risdon12"},null,{"$f":"IF(CommentaryInput!D3865=0,\"\",CommentaryInput!D3865)","v":""}]
[null,null,null,null,null,null,"Winter"]
[null,null,null,13,{"$f":"$C3886&D3902","v":"TAS Risdon13"},null,{"$f":"IF(CommentaryInput!D3867=0,\"\",CommentaryInput!D3867)","v":""}]
[null,null,null,14,{"$f":"$C3886&D3903","v":"TAS Risdon14"},null,{"$f":"IF(CommentaryInput!D3868=0,\"\",CommentaryInput!D3868)","v":""}]
[null,null,null,15,{"$f":"$C3886&D3904","v":"TAS Risdon15"},null,{"$f":"IF(CommentaryInput!D3869=0,\"\",CommentaryInput!D3869)","v":""}]
[null,null,null,16,{"$f":"$C3886&D3905","v":"TAS Risdon16"},null,{"$f":"IF(CommentaryInput!D3870=0,\"\",CommentaryInput!D3870)","v":""}]
[null,null,null,17,{"$f":"$C3886&D3906","v":"TAS Risdon17"},null,{"$f":"IF(CommentaryInput!D3871=0,\"\",CommentaryInput!D3871)","v":""}]
[null,null,null,null,null,null,"Other"]
[null,null,null,18,{"$f":"$C3886&D3908","v":"TAS Risdon18"},null,{"$f":"IF(CommentaryInput!D3873=0,\"\",CommentaryInput!D3873)","v":""}]
[null,null,null,19,{"$f":"$C3886&D3909","v":"TAS Risdon19"},null,{"$f":"IF(CommentaryInput!D3874=0,\"\",CommentaryInput!D3874)","v":""}]
[null,null,null,20,{"$f":"$C3886&D3910","v":"TAS Risdon20"},null,{"$f":"IF(CommentaryInput!D3875=0,\"\",CommentaryInput!D3875)","v":""}]
[null,null,null,21,{"$f":"$C3886&D3911","v":"TAS Risdon21"},null,{"$f":"IF(CommentaryInput!D3876=0,\"\",CommentaryInput!D3876)","v":""}]
[null,null,null,22,{"$f":"$C3886&D3912","v":"TAS Risdon22"},null,{"$f":"IF(CommentaryInput!D3877=0,\"\",CommentaryInput!D3877)","v":""}]
[null,null,null,23,{"$f":"$C3886&D3913","v":"TAS Risdon23"},null,{"$f":"IF(CommentaryInput!D3878=0,\"\",CommentaryInput!D3878)","v":""}]
[null,null,null,24,{"$f":"$C3886&D3914","v":"TAS Risdon24"},null,{"$f":"IF(CommentaryInput!D3879=0,\"\",CommentaryInput!D3879)","v":""}]
[null,null,null,25,{"$f":"$C3886&D3915","v":"TAS Risdon25"},null,{"$f":"IF(CommentaryInput!D3880=0,\"\",CommentaryInput!D3880)","v":""}]
[]
[null,null,"TAS Rokeby"]
[]
[null,null,null,null,null,null,"MAIN SECTORS"]
[null,null,null,1,{"$f":"$C3917&D3920","v":"TAS Rokeby1"},null,{"$f":"IF(CommentaryInput!D3885=0,\"\",CommentaryInput!D3885)","v":""}]
[null,null,null,2,{"$f":"$C3917&D3921","v":"TAS Rokeby2"},null,{"$f":"IF(CommentaryInput!D3886=0,\"\",CommentaryInput!D3886)","v":""}]
[null,null,null,3,{"$f":"$C3917&D3922","v":"TAS Rokeby3"},null,{"$f":"IF(CommentaryInput!D3887=0,\"\",CommentaryInput!D3887)","v":""}]
[null,null,null,4,{"$f":"$C3917&D3923","v":"TAS Rokeby4"},null,{"$f":"IF(CommentaryInput!D3888=0,\"\",CommentaryInput!D3888)","v":""}]
[null,null,null,5,{"$f":"$C3917&D3924","v":"TAS Rokeby5"},null,{"$f":"IF(CommentaryInput!D3889=0,\"\",CommentaryInput!D3889)","v":""}]
[null,null,null,null,null,null,"MEDIUM SCENARIO"]
[null,null,null,null,null,null,"Summer"]
[null,null,null,8,{"$f":"$C3917&D3927","v":"TAS Rokeby8"},null,{"$f":"IF(CommentaryInput!D3892=0,\"\",CommentaryInput!D3892)","v":""}]
[null,null,null,9,{"$f":"$C3917&D3928","v":"TAS Rokeby9"},null,{"$f":"IF(CommentaryInput!D3893=0,\"\",CommentaryInput!D3893)","v":""}]
[null,null,null,10,{"$f":"$C3917&D3929","v":"TAS Rokeby10"},null,{"$f":"IF(CommentaryInput!D3894=0,\"\",CommentaryInput!D3894)","v":""}]
[null,null,null,11,{"$f":"$C3917&D3930","v":"TAS Rokeby11"},null,{"$f":"IF(CommentaryInput!D3895=0,\"\",CommentaryInput!D3895)","v":""}]
[null,null,null,12,{"$f":"$C3917&D3931","v":"TAS Rokeby12"},null,{"$f":"IF(CommentaryInput!D3896=0,\"\",CommentaryInput!D3896)","v":""}]
[null,null,null,null,null,null,"Winter"]
[null,null,null,13,{"$f":"$C3917&D3933","v":"TAS Rokeby13"},null,{"$f":"IF(CommentaryInput!D3898=0,\"\",CommentaryInput!D3898)","v":""}]
[null,null,null,14,{"$f":"$C3917&D3934","v":"TAS Rokeby14"},null,{"$f":"IF(CommentaryInput!D3899=0,\"\",CommentaryInput!D3899)","v":""}]
[null,null,null,15,{"$f":"$C3917&D3935","v":"TAS Rokeby15"},null,{"$f":"IF(CommentaryInput!D3900=0,\"\",CommentaryInput!D3900)","v":""}]
[null,null,null,16,{"$f":"$C3917&D3936","v":"TAS Rokeby16"},null,{"$f":"IF(CommentaryInput!D3901=0,\"\",CommentaryInput!D3901)","v":""}]
[null,null,null,17,{"$f":"$C3917&D3937","v":"TAS Rokeby17"},null,{"$f":"IF(CommentaryInput!D3902=0,\"\",CommentaryInput!D3902)","v":""}]
[null,null,null,null,null,null,"Other"]
[null,null,null,18,{"$f":"$C3917&D3939","v":"TAS Rokeby18"},null,{"$f":"IF(CommentaryInput!D3904=0,\"\",CommentaryInput!D3904)","v":""}]
[null,null,null,19,{"$f":"$C3917&D3940","v":"TAS Rokeby19"},null,{"$f":"IF(CommentaryInput!D3905=0,\"\",CommentaryInput!D3905)","v":""}]
[null,null,null,20,{"$f":"$C3917&D3941","v":"TAS Rokeby20"},null,{"$f":"IF(CommentaryInput!D3906=0,\"\",CommentaryInput!D3906)","v":""}]
[null,null,null,21,{"$f":"$C3917&D3942","v":"TAS Rokeby21"},null,{"$f":"IF(CommentaryInput!D3907=0,\"\",CommentaryInput!D3907)","v":""}]
[null,null,null,22,{"$f":"$C3917&D3943","v":"TAS Rokeby22"},null,{"$f":"IF(CommentaryInput!D3908=0,\"\",CommentaryInput!D3908)","v":""}]
[null,null,null,23,{"$f":"$C3917&D3944","v":"TAS Rokeby23"},null,{"$f":"IF(CommentaryInput!D3909=0,\"\",CommentaryInput!D3909)","v":""}]
[null,null,null,24,{"$f":"$C3917&D3945","v":"TAS Rokeby24"},null,{"$f":"IF(CommentaryInput!D3910=0,\"\",CommentaryInput!D3910)","v":""}]
[null,null,null,25,{"$f":"$C3917&D3946","v":"TAS Rokeby25"},null,{"$f":"IF(CommentaryInput!D3911=0,\"\",CommentaryInput!D3911)","v":""}]
[]
[null,null,"TAS Scottsdale"]
[]
[null,null,null,null,null,null,"MAIN SECTORS"]
[null,null,null,1,{"$f":"$C3948&D3951","v":"TAS Scottsdale1"},null,{"$f":"IF(CommentaryInput!D3916=0,\"\",CommentaryInput!D3916)","v":""}]
[null,null,null,2,{"$f":"$C3948&D3952","v":"TAS Scottsdale2"},null,{"$f":"IF(CommentaryInput!D3917=0,\"\",CommentaryInput!D3917)","v":""}]
[null,null,null,3,{"$f":"$C3948&D3953","v":"TAS Scottsdale3"},null,{"$f":"IF(CommentaryInput!D3918=0,\"\",CommentaryInput!D3918)","v":""}]
[null,null,null,4,{"$f":"$C3948&D3954","v":"TAS Scottsdale4"},null,{"$f":"IF(CommentaryInput!D3919=0,\"\",CommentaryInput!D3919)","v":""}]
[null,null,null,5,{"$f":"$C3948&D3955","v":"TAS Scottsdale5"},null,{"$f":"IF(CommentaryInput!D3920=0,\"\",CommentaryInput!D3920)","v":""}]
[null,null,null,null,null,null,"MEDIUM SCENARIO"]
[null,null,null,null,null,null,"Summer"]
[null,null,null,8,{"$f":"$C3948&D3958","v":"TAS Scottsdale8"},null,{"$f":"IF(CommentaryInput!D3923=0,\"\",CommentaryInput!D3923)","v":""}]
[null,null,null,9,{"$f":"$C3948&D3959","v":"TAS Scottsdale9"},null,{"$f":"IF(CommentaryInput!D3924=0,\"\",CommentaryInput!D3924)","v":""}]
[null,null,null,10,{"$f":"$C3948&D3960","v":"TAS Scottsdale10"},null,{"$f":"IF(CommentaryInput!D3925=0,\"\",CommentaryInput!D3925)","v":""}]
[null,null,null,11,{"$f":"$C3948&D3961","v":"TAS Scottsdale11"},null,{"$f":"IF(CommentaryInput!D3926=0,\"\",CommentaryInput!D3926)","v":""}]
[null,null,null,12,{"$f":"$C3948&D3962","v":"TAS Scottsdale12"},null,{"$f":"IF(CommentaryInput!D3927=0,\"\",CommentaryInput!D3927)","v":""}]
[null,null,null,null,null,null,"Winter"]
[null,null,null,13,{"$f":"$C3948&D3964","v":"TAS Scottsdale13"},null,{"$f":"IF(CommentaryInput!D3929=0,\"\",CommentaryInput!D3929)","v":""}]
[null,null,null,14,{"$f":"$C3948&D3965","v":"TAS Scottsdale14"},null,{"$f":"IF(CommentaryInput!D3930=0,\"\",CommentaryInput!D3930)","v":""}]
[null,null,null,15,{"$f":"$C3948&D3966","v":"TAS Scottsdale15"},null,{"$f":"IF(CommentaryInput!D3931=0,\"\",CommentaryInput!D3931)","v":""}]
[null,null,null,16,{"$f":"$C3948&D3967","v":"TAS Scottsdale16"},null,{"$f":"IF(CommentaryInput!D3932=0,\"\",CommentaryInput!D3932)","v":""}]
[null,null,null,17,{"$f":"$C3948&D3968","v":"TAS Scottsdale17"},null,{"$f":"IF(CommentaryInput!D3933=0,\"\",CommentaryInput!D3933)","v":""}]
[null,null,null,null,null,null,"Other"]
[null,null,null,18,{"$f":"$C3948&D3970","v":"TAS Scottsdale18"},null,{"$f":"IF(CommentaryInput!D3935=0,\"\",CommentaryInput!D3935)","v":""}]
[null,null,null,19,{"$f":"$C3948&D3971","v":"TAS Scottsdale19"},null,{"$f":"IF(CommentaryInput!D3936=0,\"\",CommentaryInput!D3936)","v":""}]
[null,null,null,20,{"$f":"$C3948&D3972","v":"TAS Scottsdale20"},null,{"$f":"IF(CommentaryInput!D3937=0,\"\",CommentaryInput!D3937)","v":""}]
[null,null,null,21,{"$f":"$C3948&D3973","v":"TAS Scottsdale21"},null,{"$f":"IF(CommentaryInput!D3938=0,\"\",CommentaryInput!D3938)","v":""}]
[null,null,null,22,{"$f":"$C3948&D3974","v":"TAS Scottsdale22"},null,{"$f":"IF(CommentaryInput!D3939=0,\"\",CommentaryInput!D3939)","v":""}]
[null,null,null,23,{"$f":"$C3948&D3975","v":"TAS Scottsdale23"},null,{"$f":"IF(CommentaryInput!D3940=0,\"\",CommentaryInput!D3940)","v":""}]
[null,null,null,24,{"$f":"$C3948&D3976","v":"TAS Scottsdale24"},null,{"$f":"IF(CommentaryInput!D3941=0,\"\",CommentaryInput!D3941)","v":""}]
[null,null,null,25,{"$f":"$C3948&D3977","v":"TAS Scottsdale25"},null,{"$f":"IF(CommentaryInput!D3942=0,\"\",CommentaryInput!D3942)","v":""}]
[]
[null,null,"TAS St. Leonards"]
[]
[null,null,null,null,null,null,"MAIN SECTORS"]
[null,null,null,1,{"$f":"$C3979&D3982","v":"TAS St. Leonards1"},null,{"$f":"IF(CommentaryInput!D3947=0,\"\",CommentaryInput!D3947)","v":""}]
[null,null,null,2,{"$f":"$C3979&D3983","v":"TAS St. Leonards2"},null,{"$f":"IF(CommentaryInput!D3948=0,\"\",CommentaryInput!D3948)","v":""}]
[null,null,null,3,{"$f":"$C3979&D3984","v":"TAS St. Leonards3"},null,{"$f":"IF(CommentaryInput!D3949=0,\"\",CommentaryInput!D3949)","v":""}]
[null,null,null,4,{"$f":"$C3979&D3985","v":"TAS St. Leonards4"},null,{"$f":"IF(CommentaryInput!D3950=0,\"\",CommentaryInput!D3950)","v":""}]
[null,null,null,5,{"$f":"$C3979&D3986","v":"TAS St. Leonards5"},null,{"$f":"IF(CommentaryInput!D3951=0,\"\",CommentaryInput!D3951)","v":""}]
[null,null,null,null,null,null,"MEDIUM SCENARIO"]
[null,null,null,null,null,null,"Summer"]
[null,null,null,8,{"$f":"$C3979&D3989","v":"TAS St. Leonards8"},null,{"$f":"IF(CommentaryInput!D3954=0,\"\",CommentaryInput!D3954)","v":""}]
[null,null,null,9,{"$f":"$C3979&D3990","v":"TAS St. Leonards9"},null,{"$f":"IF(CommentaryInput!D3955=0,\"\",CommentaryInput!D3955)","v":""}]
[null,null,null,10,{"$f":"$C3979&D3991","v":"TAS St. Leonards10"},null,{"$f":"IF(CommentaryInput!D3956=0,\"\",CommentaryInput!D3956)","v":""}]
[null,null,null,11,{"$f":"$C3979&D3992","v":"TAS St. Leonards11"},null,{"$f":"IF(CommentaryInput!D3957=0,\"\",CommentaryInput!D3957)","v":""}]
[null,null,null,12,{"$f":"$C3979&D3993","v":"TAS St. Leonards12"},null,{"$f":"IF(CommentaryInput!D3958=0,\"\",CommentaryInput!D3958)","v":""}]
[null,null,null,null,null,null,"Winter"]
[null,null,null,13,{"$f":"$C3979&D3995","v":"TAS St. Leonards13"},null,{"$f":"IF(CommentaryInput!D3960=0,\"\",CommentaryInput!D3960)","v":""}]
[null,null,null,14,{"$f":"$C3979&D3996","v":"TAS St. Leonards14"},null,{"$f":"IF(CommentaryInput!D3961=0,\"\",CommentaryInput!D3961)","v":""}]
[null,null,null,15,{"$f":"$C3979&D3997","v":"TAS St. Leonards15"},null,{"$f":"IF(CommentaryInput!D3962=0,\"\",CommentaryInput!D3962)","v":""}]
[null,null,null,16,{"$f":"$C3979&D3998","v":"TAS St. Leonards16"},null,{"$f":"IF(CommentaryInput!D3963=0,\"\",CommentaryInput!D3963)","v":""}]
[null,null,null,17,{"$f":"$C3979&D3999","v":"TAS St. Leonards17"},null,{"$f":"IF(CommentaryInput!D3964=0,\"\",CommentaryInput!D3964)","v":""}]
[null,null,null,null,null,null,"Other"]
[null,null,null,18,{"$f":"$C3979&D4001","v":"TAS St. Leonards18"},null,{"$f":"IF(CommentaryInput!D3966=0,\"\",CommentaryInput!D3966)","v":""}]
[null,null,null,19,{"$f":"$C3979&D4002","v":"TAS St. Leonards19"},null,{"$f":"IF(CommentaryInput!D3967=0,\"\",CommentaryInput!D3967)","v":""}]
[null,null,null,20,{"$f":"$C3979&D4003","v":"TAS St. Leonards20"},null,{"$f":"IF(CommentaryInput!D3968=0,\"\",CommentaryInput!D3968)","v":""}]
[null,null,null,21,{"$f":"$C3979&D4004","v":"TAS St. Leonards21"},null,{"$f":"IF(CommentaryInput!D3969=0,\"\",CommentaryInput!D3969)","v":""}]
[null,null,null,22,{"$f":"$C3979&D4005","v":"TAS St. Leonards22"},null,{"$f":"IF(CommentaryInput!D3970=0,\"\",CommentaryInput!D3970)","v":""}]
[null,null,null,23,{"$f":"$C3979&D4006","v":"TAS St. Leonards23"},null,{"$f":"IF(CommentaryInput!D3971=0,\"\",CommentaryInput!D3971)","v":""}]
[null,null,null,24,{"$f":"$C3979&D4007","v":"TAS St. Leonards24"},null,{"$f":"IF(CommentaryInput!D3972=0,\"\",CommentaryInput!D3972)","v":""}]
[null,null,null,25,{"$f":"$C3979&D4008","v":"TAS St. Leonards25"},null,{"$f":"IF(CommentaryInput!D3973=0,\"\",CommentaryInput!D3973)","v":""}]
[]
[null,null,"TAS St. Marys"]
[]
[null,null,null,null,null,null,"MAIN SECTORS"]
[null,null,null,1,{"$f":"$C4010&D4013","v":"TAS St. Marys1"},null,{"$f":"IF(CommentaryInput!D3978=0,\"\",CommentaryInput!D3978)","v":""}]
[null,null,null,2,{"$f":"$C4010&D4014","v":"TAS St. Marys2"},null,{"$f":"IF(CommentaryInput!D3979=0,\"\",CommentaryInput!D3979)","v":""}]
[null,null,null,3,{"$f":"$C4010&D4015","v":"TAS St. Marys3"},null,{"$f":"IF(CommentaryInput!D3980=0,\"\",CommentaryInput!D3980)","v":""}]
[null,null,null,4,{"$f":"$C4010&D4016","v":"TAS St. Marys4"},null,{"$f":"IF(CommentaryInput!D3981=0,\"\",CommentaryInput!D3981)","v":""}]
[null,null,null,5,{"$f":"$C4010&D4017","v":"TAS St. Marys5"},null,{"$f":"IF(CommentaryInput!D3982=0,\"\",CommentaryInput!D3982)","v":""}]
[null,null,null,null,null,null,"MEDIUM SCENARIO"]
[null,null,null,null,null,null,"Summer"]
[null,null,null,8,{"$f":"$C4010&D4020","v":"TAS St. Marys8"},null,{"$f":"IF(CommentaryInput!D3985=0,\"\",CommentaryInput!D3985)","v":""}]
[null,null,null,9,{"$f":"$C4010&D4021","v":"TAS St. Marys9"},null,{"$f":"IF(CommentaryInput!D3986=0,\"\",CommentaryInput!D3986)","v":""}]
[null,null,null,10,{"$f":"$C4010&D4022","v":"TAS St. Marys10"},null,{"$f":"IF(CommentaryInput!D3987=0,\"\",CommentaryInput!D3987)","v":""}]
[null,null,null,11,{"$f":"$C4010&D4023","v":"TAS St. Marys11"},null,{"$f":"IF(CommentaryInput!D3988=0,\"\",CommentaryInput!D3988)","v":""}]
[null,null,null,12,{"$f":"$C4010&D4024","v":"TAS St. Marys12"},null,{"$f":"IF(CommentaryInput!D3989=0,\"\",CommentaryInput!D3989)","v":""}]
[null,null,null,null,null,null,"Winter"]
[null,null,null,13,{"$f":"$C4010&D4026","v":"TAS St. Marys13"},null,{"$f":"IF(CommentaryInput!D3991=0,\"\",CommentaryInput!D3991)","v":""}]
[null,null,null,14,{"$f":"$C4010&D4027","v":"TAS St. Marys14"},null,{"$f":"IF(CommentaryInput!D3992=0,\"\",CommentaryInput!D3992)","v":""}]
[null,null,null,15,{"$f":"$C4010&D4028","v":"TAS St. Marys15"},null,{"$f":"IF(CommentaryInput!D3993=0,\"\",CommentaryInput!D3993)","v":""}]
[null,null,null,16,{"$f":"$C4010&D4029","v":"TAS St. Marys16"},null,{"$f":"IF(CommentaryInput!D3994=0,\"\",CommentaryInput!D3994)","v":""}]
[null,null,null,17,{"$f":"$C4010&D4030","v":"TAS St. Marys17"},null,{"$f":"IF(CommentaryInput!D3995=0,\"\",CommentaryInput!D3995)","v":""}]
[null,null,null,null,null,null,"Other"]
[null,null,null,18,{"$f":"$C4010&D4032","v":"TAS St. Marys18"},null,{"$f":"IF(CommentaryInput!D3997=0,\"\",CommentaryInput!D3997)","v":""}]
[null,null,null,19,{"$f":"$C4010&D4033","v":"TAS St. Marys19"},null,{"$f":"IF(CommentaryInput!D3998=0,\"\",CommentaryInput!D3998)","v":""}]
[null,null,null,20,{"$f":"$C4010&D4034","v":"TAS St. Marys20"},null,{"$f":"IF(CommentaryInput!D3999=0,\"\",CommentaryInput!D3999)","v":""}]
[null,null,null,21,{"$f":"$C4010&D4035","v":"TAS St. Marys21"},null,{"$f":"IF(CommentaryInput!D4000=0,\"\",CommentaryInput!D4000)","v":""}]
[null,null,null,22,{"$f":"$C4010&D4036","v":"TAS St. Marys22"},null,{"$f":"IF(CommentaryInput!D4001=0,\"\",CommentaryInput!D4001)","v":""}]
[null,null,null,23,{"$f":"$C4010&D4037","v":"TAS St. Marys23"},null,{"$f":"IF(CommentaryInput!D4002=0,\"\",CommentaryInput!D4002)","v":""}]
[null,null,null,24,{"$f":"$C4010&D4038","v":"TAS St. Marys24"},null,{"$f":"IF(CommentaryInput!D4003=0,\"\",CommentaryInput!D4003)","v":""}]
[null,null,null,25,{"$f":"$C4010&D4039","v":"TAS St. Marys25"},null,{"$f":"IF(CommentaryInput!D4004=0,\"\",CommentaryInput!D4004)","v":""}]
[]
[null,null,"TAS Sorell"]
[]
[null,null,null,null,null,null,"MAIN SECTORS"]
[null,null,null,1,{"$f":"$C4041&D4044","v":"TAS Sorell1"},null,{"$f":"IF(CommentaryInput!D4009=0,\"\",CommentaryInput!D4009)","v":""}]
[null,null,null,2,{"$f":"$C4041&D4045","v":"TAS Sorell2"},null,{"$f":"IF(CommentaryInput!D4010=0,\"\",CommentaryInput!D4010)","v":""}]
[null,null,null,3,{"$f":"$C4041&D4046","v":"TAS Sorell3"},null,{"$f":"IF(CommentaryInput!D4011=0,\"\",CommentaryInput!D4011)","v":""}]
[null,null,null,4,{"$f":"$C4041&D4047","v":"TAS Sorell4"},null,{"$f":"IF(CommentaryInput!D4012=0,\"\",CommentaryInput!D4012)","v":""}]
[null,null,null,5,{"$f":"$C4041&D4048","v":"TAS Sorell5"},null,{"$f":"IF(CommentaryInput!D4013=0,\"\",CommentaryInput!D4013)","v":""}]
[null,null,null,null,null,null,"MEDIUM SCENARIO"]
[null,null,null,null,null,null,"Summer"]
[null,null,null,8,{"$f":"$C4041&D4051","v":"TAS Sorell8"},null,{"$f":"IF(CommentaryInput!D4016=0,\"\",CommentaryInput!D4016)","v":""}]
[null,null,null,9,{"$f":"$C4041&D4052","v":"TAS Sorell9"},null,{"$f":"IF(CommentaryInput!D4017=0,\"\",CommentaryInput!D4017)","v":""}]
[null,null,null,10,{"$f":"$C4041&D4053","v":"TAS Sorell10"},null,{"$f":"IF(CommentaryInput!D4018=0,\"\",CommentaryInput!D4018)","v":""}]
[null,null,null,11,{"$f":"$C4041&D4054","v":"TAS Sorell11"},null,{"$f":"IF(CommentaryInput!D4019=0,\"\",CommentaryInput!D4019)","v":""}]
[null,null,null,12,{"$f":"$C4041&D4055","v":"TAS Sorell12"},null,{"$f":"IF(CommentaryInput!D4020=0,\"\",CommentaryInput!D4020)","v":""}]
[null,null,null,null,null,null,"Winter"]
[null,null,null,13,{"$f":"$C4041&D4057","v":"TAS Sorell13"},null,{"$f":"IF(CommentaryInput!D4022=0,\"\",CommentaryInput!D4022)","v":""}]
[null,null,null,14,{"$f":"$C4041&D4058","v":"TAS Sorell14"},null,{"$f":"IF(CommentaryInput!D4023=0,\"\",CommentaryInput!D4023)","v":""}]
[null,null,null,15,{"$f":"$C4041&D4059","v":"TAS Sorell15"},null,{"$f":"IF(CommentaryInput!D4024=0,\"\",CommentaryInput!D4024)","v":""}]
[null,null,null,16,{"$f":"$C4041&D4060","v":"TAS Sorell16"},null,{"$f":"IF(CommentaryInput!D4025=0,\"\",CommentaryInput!D4025)","v":""}]
[null,null,null,17,{"$f":"$C4041&D4061","v":"TAS Sorell17"},null,{"$f":"IF(CommentaryInput!D4026=0,\"\",CommentaryInput!D4026)","v":""}]
[null,null,null,null,null,null,"Other"]
[null,null,null,18,{"$f":"$C4041&D4063","v":"TAS Sorell18"},null,{"$f":"IF(CommentaryInput!D4028=0,\"\",CommentaryInput!D4028)","v":""}]
[null,null,null,19,{"$f":"$C4041&D4064","v":"TAS Sorell19"},null,{"$f":"IF(CommentaryInput!D4029=0,\"\",CommentaryInput!D4029)","v":""}]
[null,null,null,20,{"$f":"$C4041&D4065","v":"TAS Sorell20"},null,{"$f":"IF(CommentaryInput!D4030=0,\"\",CommentaryInput!D4030)","v":""}]
[null,null,null,21,{"$f":"$C4041&D4066","v":"TAS Sorell21"},null,{"$f":"IF(CommentaryInput!D4031=0,\"\",CommentaryInput!D4031)","v":""}]
[null,null,null,22,{"$f":"$C4041&D4067","v":"TAS Sorell22"},null,{"$f":"IF(CommentaryInput!D4032=0,\"\",CommentaryInput!D4032)","v":""}]
[null,null,null,23,{"$f":"$C4041&D4068","v":"TAS Sorell23"},null,{"$f":"IF(CommentaryInput!D4033=0,\"\",CommentaryInput!D4033)","v":""}]
[null,null,null,24,{"$f":"$C4041&D4069","v":"TAS Sorell24"},null,{"$f":"IF(CommentaryInput!D4034=0,\"\",CommentaryInput!D4034)","v":""}]
[null,null,null,25,{"$f":"$C4041&D4070","v":"TAS Sorell25"},null,{"$f":"IF(CommentaryInput!D4035=0,\"\",CommentaryInput!D4035)","v":""}]
[]
[null,null,"TAS Smithton"]
[]
[null,null,null,null,null,null,"MAIN SECTORS"]
[null,null,null,1,{"$f":"$C4072&D4075","v":"TAS Smithton1"},null,{"$f":"IF(CommentaryInput!D4040=0,\"\",CommentaryInput!D4040)","v":""}]
[null,null,null,2,{"$f":"$C4072&D4076","v":"TAS Smithton2"},null,{"$f":"IF(CommentaryInput!D4041=0,\"\",CommentaryInput!D4041)","v":""}]
[null,null,null,3,{"$f":"$C4072&D4077","v":"TAS Smithton3"},null,{"$f":"IF(CommentaryInput!D4042=0,\"\",CommentaryInput!D4042)","v":""}]
[null,null,null,4,{"$f":"$C4072&D4078","v":"TAS Smithton4"},null,{"$f":"IF(CommentaryInput!D4043=0,\"\",CommentaryInput!D4043)","v":""}]
[null,null,null,5,{"$f":"$C4072&D4079","v":"TAS Smithton5"},null,{"$f":"IF(CommentaryInput!D4044=0,\"\",CommentaryInput!D4044)","v":""}]
[null,null,null,null,null,null,"MEDIUM SCENARIO"]
[null,null,null,null,null,null,"Summer"]
[null,null,null,8,{"$f":"$C4072&D4082","v":"TAS Smithton8"},null,{"$f":"IF(CommentaryInput!D4047=0,\"\",CommentaryInput!D4047)","v":""}]
[null,null,null,9,{"$f":"$C4072&D4083","v":"TAS Smithton9"},null,{"$f":"IF(CommentaryInput!D4048=0,\"\",CommentaryInput!D4048)","v":""}]
[null,null,null,10,{"$f":"$C4072&D4084","v":"TAS Smithton10"},null,{"$f":"IF(CommentaryInput!D4049=0,\"\",CommentaryInput!D4049)","v":""}]
[null,null,null,11,{"$f":"$C4072&D4085","v":"TAS Smithton11"},null,{"$f":"IF(CommentaryInput!D4050=0,\"\",CommentaryInput!D4050)","v":""}]
[null,null,null,12,{"$f":"$C4072&D4086","v":"TAS Smithton12"},null,{"$f":"IF(CommentaryInput!D4051=0,\"\",CommentaryInput!D4051)","v":""}]
[null,null,null,null,null,null,"Winter"]
[null,null,null,13,{"$f":"$C4072&D4088","v":"TAS Smithton13"},null,{"$f":"IF(CommentaryInput!D4053=0,\"\",CommentaryInput!D4053)","v":""}]
[null,null,null,14,{"$f":"$C4072&D4089","v":"TAS Smithton14"},null,{"$f":"IF(CommentaryInput!D4054=0,\"\",CommentaryInput!D4054)","v":""}]
[null,null,null,15,{"$f":"$C4072&D4090","v":"TAS Smithton15"},null,{"$f":"IF(CommentaryInput!D4055=0,\"\",CommentaryInput!D4055)","v":""}]
[null,null,null,16,{"$f":"$C4072&D4091","v":"TAS Smithton16"},null,{"$f":"IF(CommentaryInput!D4056=0,\"\",CommentaryInput!D4056)","v":""}]
[null,null,null,17,{"$f":"$C4072&D4092","v":"TAS Smithton17"},null,{"$f":"IF(CommentaryInput!D4057=0,\"\",CommentaryInput!D4057)","v":""}]
[null,null,null,null,null,null,"Other"]
[null,null,null,18,{"$f":"$C4072&D4094","v":"TAS Smithton18"},null,{"$f":"IF(CommentaryInput!D4059=0,\"\",CommentaryInput!D4059)","v":""}]
[null,null,null,19,{"$f":"$C4072&D4095","v":"TAS Smithton19"},null,{"$f":"IF(CommentaryInput!D4060=0,\"\",CommentaryInput!D4060)","v":""}]
[null,null,null,20,{"$f":"$C4072&D4096","v":"TAS Smithton20"},null,{"$f":"IF(CommentaryInput!D4061=0,\"\",CommentaryInput!D4061)","v":""}]
[null,null,null,21,{"$f":"$C4072&D4097","v":"TAS Smithton21"},null,{"$f":"IF(CommentaryInput!D4062=0,\"\",CommentaryInput!D4062)","v":""}]
[null,null,null,22,{"$f":"$C4072&D4098","v":"TAS Smithton22"},null,{"$f":"IF(CommentaryInput!D4063=0,\"\",CommentaryInput!D4063)","v":""}]
[null,null,null,23,{"$f":"$C4072&D4099","v":"TAS Smithton23"},null,{"$f":"IF(CommentaryInput!D4064=0,\"\",CommentaryInput!D4064)","v":""}]
[null,null,null,24,{"$f":"$C4072&D4100","v":"TAS Smithton24"},null,{"$f":"IF(CommentaryInput!D4065=0,\"\",CommentaryInput!D4065)","v":""}]
[null,null,null,25,{"$f":"$C4072&D4101","v":"TAS Smithton25"},null,{"$f":"IF(CommentaryInput!D4066=0,\"\",CommentaryInput!D4066)","v":""}]
[]
[null,null,"TAS Triabunna"]
[]
[null,null,null,null,null,null,"MAIN SECTORS"]
[null,null,null,1,{"$f":"$C4103&D4106","v":"TAS Triabunna1"},null,{"$f":"IF(CommentaryInput!D4071=0,\"\",CommentaryInput!D4071)","v":""}]
[null,null,null,2,{"$f":"$C4103&D4107","v":"TAS Triabunna2"},null,{"$f":"IF(CommentaryInput!D4072=0,\"\",CommentaryInput!D4072)","v":""}]
[null,null,null,3,{"$f":"$C4103&D4108","v":"TAS Triabunna3"},null,{"$f":"IF(CommentaryInput!D4073=0,\"\",CommentaryInput!D4073)","v":""}]
[null,null,null,4,{"$f":"$C4103&D4109","v":"TAS Triabunna4"},null,{"$f":"IF(CommentaryInput!D4074=0,\"\",CommentaryInput!D4074)","v":""}]
[null,null,null,5,{"$f":"$C4103&D4110","v":"TAS Triabunna5"},null,{"$f":"IF(CommentaryInput!D4075=0,\"\",CommentaryInput!D4075)","v":""}]
[null,null,null,null,null,null,"MEDIUM SCENARIO"]
[null,null,null,null,null,null,"Summer"]
[null,null,null,8,{"$f":"$C4103&D4113","v":"TAS Triabunna8"},null,{"$f":"IF(CommentaryInput!D4078=0,\"\",CommentaryInput!D4078)","v":""}]
[null,null,null,9,{"$f":"$C4103&D4114","v":"TAS Triabunna9"},null,{"$f":"IF(CommentaryInput!D4079=0,\"\",CommentaryInput!D4079)","v":""}]
[null,null,null,10,{"$f":"$C4103&D4115","v":"TAS Triabunna10"},null,{"$f":"IF(CommentaryInput!D4080=0,\"\",CommentaryInput!D4080)","v":""}]
[null,null,null,11,{"$f":"$C4103&D4116","v":"TAS Triabunna11"},null,{"$f":"IF(CommentaryInput!D4081=0,\"\",CommentaryInput!D4081)","v":""}]
[null,null,null,12,{"$f":"$C4103&D4117","v":"TAS Triabunna12"},null,{"$f":"IF(CommentaryInput!D4082=0,\"\",CommentaryInput!D4082)","v":""}]
[null,null,null,null,null,null,"Winter"]
[null,null,null,13,{"$f":"$C4103&D4119","v":"TAS Triabunna13"},null,{"$f":"IF(CommentaryInput!D4084=0,\"\",CommentaryInput!D4084)","v":""}]
[null,null,null,14,{"$f":"$C4103&D4120","v":"TAS Triabunna14"},null,{"$f":"IF(CommentaryInput!D4085=0,\"\",CommentaryInput!D4085)","v":""}]
[null,null,null,15,{"$f":"$C4103&D4121","v":"TAS Triabunna15"},null,{"$f":"IF(CommentaryInput!D4086=0,\"\",CommentaryInput!D4086)","v":""}]
[null,null,null,16,{"$f":"$C4103&D4122","v":"TAS Triabunna16"},null,{"$f":"IF(CommentaryInput!D4087=0,\"\",CommentaryInput!D4087)","v":""}]
[null,null,null,17,{"$f":"$C4103&D4123","v":"TAS Triabunna17"},null,{"$f":"IF(CommentaryInput!D4088=0,\"\",CommentaryInput!D4088)","v":""}]
[null,null,null,null,null,null,"Other"]
[null,null,null,18,{"$f":"$C4103&D4125","v":"TAS Triabunna18"},null,{"$f":"IF(CommentaryInput!D4090=0,\"\",CommentaryInput!D4090)","v":""}]
[null,null,null,19,{"$f":"$C4103&D4126","v":"TAS Triabunna19"},null,{"$f":"IF(CommentaryInput!D4091=0,\"\",CommentaryInput!D4091)","v":""}]
[null,null,null,20,{"$f":"$C4103&D4127","v":"TAS Triabunna20"},null,{"$f":"IF(CommentaryInput!D4092=0,\"\",CommentaryInput!D4092)","v":""}]
[null,null,null,21,{"$f":"$C4103&D4128","v":"TAS Triabunna21"},null,{"$f":"IF(CommentaryInput!D4093=0,\"\",CommentaryInput!D4093)","v":""}]
[null,null,null,22,{"$f":"$C4103&D4129","v":"TAS Triabunna22"},null,{"$f":"IF(CommentaryInput!D4094=0,\"\",CommentaryInput!D4094)","v":""}]
[null,null,null,23,{"$f":"$C4103&D4130","v":"TAS Triabunna23"},null,{"$f":"IF(CommentaryInput!D4095=0,\"\",CommentaryInput!D4095)","v":""}]
[null,null,null,24,{"$f":"$C4103&D4131","v":"TAS Triabunna24"},null,{"$f":"IF(CommentaryInput!D4096=0,\"\",CommentaryInput!D4096)","v":""}]
[null,null,null,25,{"$f":"$C4103&D4132","v":"TAS Triabunna25"},null,{"$f":"IF(CommentaryInput!D4097=0,\"\",CommentaryInput!D4097)","v":""}]
[]
[null,null,"TAS Trevallyn"]
[]
[null,null,null,null,null,null,"MAIN SECTORS"]
[null,null,null,1,{"$f":"$C4134&D4137","v":"TAS Trevallyn1"},null,{"$f":"IF(CommentaryInput!D4102=0,\"\",CommentaryInput!D4102)","v":""}]
[null,null,null,2,{"$f":"$C4134&D4138","v":"TAS Trevallyn2"},null,{"$f":"IF(CommentaryInput!D4103=0,\"\",CommentaryInput!D4103)","v":""}]
[null,null,null,3,{"$f":"$C4134&D4139","v":"TAS Trevallyn3"},null,{"$f":"IF(CommentaryInput!D4104=0,\"\",CommentaryInput!D4104)","v":""}]
[null,null,null,4,{"$f":"$C4134&D4140","v":"TAS Trevallyn4"},null,{"$f":"IF(CommentaryInput!D4105=0,\"\",CommentaryInput!D4105)","v":""}]
[null,null,null,5,{"$f":"$C4134&D4141","v":"TAS Trevallyn5"},null,{"$f":"IF(CommentaryInput!D4106=0,\"\",CommentaryInput!D4106)","v":""}]
[null,null,null,null,null,null,"MEDIUM SCENARIO"]
[null,null,null,null,null,null,"Summer"]
[null,null,null,8,{"$f":"$C4134&D4144","v":"TAS Trevallyn8"},null,{"$f":"IF(CommentaryInput!D4109=0,\"\",CommentaryInput!D4109)","v":""}]
[null,null,null,9,{"$f":"$C4134&D4145","v":"TAS Trevallyn9"},null,{"$f":"IF(CommentaryInput!D4110=0,\"\",CommentaryInput!D4110)","v":""}]
[null,null,null,10,{"$f":"$C4134&D4146","v":"TAS Trevallyn10"},null,{"$f":"IF(CommentaryInput!D4111=0,\"\",CommentaryInput!D4111)","v":""}]
[null,null,null,11,{"$f":"$C4134&D4147","v":"TAS Trevallyn11"},null,{"$f":"IF(CommentaryInput!D4112=0,\"\",CommentaryInput!D4112)","v":""}]
[null,null,null,12,{"$f":"$C4134&D4148","v":"TAS Trevallyn12"},null,{"$f":"IF(CommentaryInput!D4113=0,\"\",CommentaryInput!D4113)","v":""}]
[null,null,null,null,null,null,"Winter"]
[null,null,null,13,{"$f":"$C4134&D4150","v":"TAS Trevallyn13"},null,{"$f":"IF(CommentaryInput!D4115=0,\"\",CommentaryInput!D4115)","v":""}]
[null,null,null,14,{"$f":"$C4134&D4151","v":"TAS Trevallyn14"},null,{"$f":"IF(CommentaryInput!D4116=0,\"\",CommentaryInput!D4116)","v":""}]
[null,null,null,15,{"$f":"$C4134&D4152","v":"TAS Trevallyn15"},null,{"$f":"IF(CommentaryInput!D4117=0,\"\",CommentaryInput!D4117)","v":""}]
[null,null,null,16,{"$f":"$C4134&D4153","v":"TAS Trevallyn16"},null,{"$f":"IF(CommentaryInput!D4118=0,\"\",CommentaryInput!D4118)","v":""}]
[null,null,null,17,{"$f":"$C4134&D4154","v":"TAS Trevallyn17"},null,{"$f":"IF(CommentaryInput!D4119=0,\"\",CommentaryInput!D4119)","v":""}]
[null,null,null,null,null,null,"Other"]
[null,null,null,18,{"$f":"$C4134&D4156","v":"TAS Trevallyn18"},null,{"$f":"IF(CommentaryInput!D4121=0,\"\",CommentaryInput!D4121)","v":""}]
[null,null,null,19,{"$f":"$C4134&D4157","v":"TAS Trevallyn19"},null,{"$f":"IF(CommentaryInput!D4122=0,\"\",CommentaryInput!D4122)","v":""}]
[null,null,null,20,{"$f":"$C4134&D4158","v":"TAS Trevallyn20"},null,{"$f":"IF(CommentaryInput!D4123=0,\"\",CommentaryInput!D4123)","v":""}]
[null,null,null,21,{"$f":"$C4134&D4159","v":"TAS Trevallyn21"},null,{"$f":"IF(CommentaryInput!D4124=0,\"\",CommentaryInput!D4124)","v":""}]
[null,null,null,22,{"$f":"$C4134&D4160","v":"TAS Trevallyn22"},null,{"$f":"IF(CommentaryInput!D4125=0,\"\",CommentaryInput!D4125)","v":""}]
[null,null,null,23,{"$f":"$C4134&D4161","v":"TAS Trevallyn23"},null,{"$f":"IF(CommentaryInput!D4126=0,\"\",CommentaryInput!D4126)","v":""}]
[null,null,null,24,{"$f":"$C4134&D4162","v":"TAS Trevallyn24"},null,{"$f":"IF(CommentaryInput!D4127=0,\"\",CommentaryInput!D4127)","v":""}]
[null,null,null,25,{"$f":"$C4134&D4163","v":"TAS Trevallyn25"},null,{"$f":"IF(CommentaryInput!D4128=0,\"\",CommentaryInput!D4128)","v":""}]
[]
[null,null,"TAS Tungatinah"]
[]
[null,null,null,null,null,null,"MAIN SECTORS"]
[null,null,null,1,{"$f":"$C4165&D4168","v":"TAS Tungatinah1"},null,{"$f":"IF(CommentaryInput!D4133=0,\"\",CommentaryInput!D4133)","v":""}]
[null,null,null,2,{"$f":"$C4165&D4169","v":"TAS Tungatinah2"},null,{"$f":"IF(CommentaryInput!D4134=0,\"\",CommentaryInput!D4134)","v":""}]
[null,null,null,3,{"$f":"$C4165&D4170","v":"TAS Tungatinah3"},null,{"$f":"IF(CommentaryInput!D4135=0,\"\",CommentaryInput!D4135)","v":""}]
[null,null,null,4,{"$f":"$C4165&D4171","v":"TAS Tungatinah4"},null,{"$f":"IF(CommentaryInput!D4136=0,\"\",CommentaryInput!D4136)","v":""}]
[null,null,null,5,{"$f":"$C4165&D4172","v":"TAS Tungatinah5"},null,{"$f":"IF(CommentaryInput!D4137=0,\"\",CommentaryInput!D4137)","v":""}]
[null,null,null,null,null,null,"MEDIUM SCENARIO"]
[null,null,null,null,null,null,"Summer"]
[null,null,null,8,{"$f":"$C4165&D4175","v":"TAS Tungatinah8"},null,{"$f":"IF(CommentaryInput!D4140=0,\"\",CommentaryInput!D4140)","v":""}]
[null,null,null,9,{"$f":"$C4165&D4176","v":"TAS Tungatinah9"},null,{"$f":"IF(CommentaryInput!D4141=0,\"\",CommentaryInput!D4141)","v":""}]
[null,null,null,10,{"$f":"$C4165&D4177","v":"TAS Tungatinah10"},null,{"$f":"IF(CommentaryInput!D4142=0,\"\",CommentaryInput!D4142)","v":""}]
[null,null,null,11,{"$f":"$C4165&D4178","v":"TAS Tungatinah11"},null,{"$f":"IF(CommentaryInput!D4143=0,\"\",CommentaryInput!D4143)","v":""}]
[null,null,null,12,{"$f":"$C4165&D4179","v":"TAS Tungatinah12"},null,{"$f":"IF(CommentaryInput!D4144=0,\"\",CommentaryInput!D4144)","v":""}]
[null,null,null,null,null,null,"Winter"]
[null,null,null,13,{"$f":"$C4165&D4181","v":"TAS Tungatinah13"},null,{"$f":"IF(CommentaryInput!D4146=0,\"\",CommentaryInput!D4146)","v":""}]
[null,null,null,14,{"$f":"$C4165&D4182","v":"TAS Tungatinah14"},null,{"$f":"IF(CommentaryInput!D4147=0,\"\",CommentaryInput!D4147)","v":""}]
[null,null,null,15,{"$f":"$C4165&D4183","v":"TAS Tungatinah15"},null,{"$f":"IF(CommentaryInput!D4148=0,\"\",CommentaryInput!D4148)","v":""}]
[null,null,null,16,{"$f":"$C4165&D4184","v":"TAS Tungatinah16"},null,{"$f":"IF(CommentaryInput!D4149=0,\"\",CommentaryInput!D4149)","v":""}]
[null,null,null,17,{"$f":"$C4165&D4185","v":"TAS Tungatinah17"},null,{"$f":"IF(CommentaryInput!D4150=0,\"\",CommentaryInput!D4150)","v":""}]
[null,null,null,null,null,null,"Other"]
[null,null,null,18,{"$f":"$C4165&D4187","v":"TAS Tungatinah18"},null,{"$f":"IF(CommentaryInput!D4152=0,\"\",CommentaryInput!D4152)","v":""}]
[null,null,null,19,{"$f":"$C4165&D4188","v":"TAS Tungatinah19"},null,{"$f":"IF(CommentaryInput!D4153=0,\"\",CommentaryInput!D4153)","v":""}]
[null,null,null,20,{"$f":"$C4165&D4189","v":"TAS Tungatinah20"},null,{"$f":"IF(CommentaryInput!D4154=0,\"\",CommentaryInput!D4154)","v":""}]
[null,null,null,21,{"$f":"$C4165&D4190","v":"TAS Tungatinah21"},null,{"$f":"IF(CommentaryInput!D4155=0,\"\",CommentaryInput!D4155)","v":""}]
[null,null,null,22,{"$f":"$C4165&D4191","v":"TAS Tungatinah22"},null,{"$f":"IF(CommentaryInput!D4156=0,\"\",CommentaryInput!D4156)","v":""}]
[null,null,null,23,{"$f":"$C4165&D4192","v":"TAS Tungatinah23"},null,{"$f":"IF(CommentaryInput!D4157=0,\"\",CommentaryInput!D4157)","v":""}]
[null,null,null,24,{"$f":"$C4165&D4193","v":"TAS Tungatinah24"},null,{"$f":"IF(CommentaryInput!D4158=0,\"\",CommentaryInput!D4158)","v":""}]
[null,null,null,25,{"$f":"$C4165&D4194","v":"TAS Tungatinah25"},null,{"$f":"IF(CommentaryInput!D4159=0,\"\",CommentaryInput!D4159)","v":""}]
[]
[null,null,"TAS Ulverstone"]
[]
[null,null,null,null,null,null,"MAIN SECTORS"]
[null,null,null,1,{"$f":"$C4196&D4199","v":"TAS Ulverstone1"},null,{"$f":"IF(CommentaryInput!D4164=0,\"\",CommentaryInput!D4164)","v":""}]
[null,null,null,2,{"$f":"$C4196&D4200","v":"TAS Ulverstone2"},null,{"$f":"IF(CommentaryInput!D4165=0,\"\",CommentaryInput!D4165)","v":""}]
[null,null,null,3,{"$f":"$C4196&D4201","v":"TAS Ulverstone3"},null,{"$f":"IF(CommentaryInput!D4166=0,\"\",CommentaryInput!D4166)","v":""}]
[null,null,null,4,{"$f":"$C4196&D4202","v":"TAS Ulverstone4"},null,{"$f":"IF(CommentaryInput!D4167=0,\"\",CommentaryInput!D4167)","v":""}]
[null,null,null,5,{"$f":"$C4196&D4203","v":"TAS Ulverstone5"},null,{"$f":"IF(CommentaryInput!D4168=0,\"\",CommentaryInput!D4168)","v":""}]
[null,null,null,null,null,null,"MEDIUM SCENARIO"]
[null,null,null,null,null,null,"Summer"]
[null,null,null,8,{"$f":"$C4196&D4206","v":"TAS Ulverstone8"},null,{"$f":"IF(CommentaryInput!D4171=0,\"\",CommentaryInput!D4171)","v":""}]
[null,null,null,9,{"$f":"$C4196&D4207","v":"TAS Ulverstone9"},null,{"$f":"IF(CommentaryInput!D4172=0,\"\",CommentaryInput!D4172)","v":""}]
[null,null,null,10,{"$f":"$C4196&D4208","v":"TAS Ulverstone10"},null,{"$f":"IF(CommentaryInput!D4173=0,\"\",CommentaryInput!D4173)","v":""}]
[null,null,null,11,{"$f":"$C4196&D4209","v":"TAS Ulverstone11"},null,{"$f":"IF(CommentaryInput!D4174=0,\"\",CommentaryInput!D4174)","v":""}]
[null,null,null,12,{"$f":"$C4196&D4210","v":"TAS Ulverstone12"},null,{"$f":"IF(CommentaryInput!D4175=0,\"\",CommentaryInput!D4175)","v":""}]
[null,null,null,null,null,null,"Winter"]
[null,null,null,13,{"$f":"$C4196&D4212","v":"TAS Ulverstone13"},null,{"$f":"IF(CommentaryInput!D4177=0,\"\",CommentaryInput!D4177)","v":""}]
[null,null,null,14,{"$f":"$C4196&D4213","v":"TAS Ulverstone14"},null,{"$f":"IF(CommentaryInput!D4178=0,\"\",CommentaryInput!D4178)","v":""}]
[null,null,null,15,{"$f":"$C4196&D4214","v":"TAS Ulverstone15"},null,{"$f":"IF(CommentaryInput!D4179=0,\"\",CommentaryInput!D4179)","v":""}]
[null,null,null,16,{"$f":"$C4196&D4215","v":"TAS Ulverstone16"},null,{"$f":"IF(CommentaryInput!D4180=0,\"\",CommentaryInput!D4180)","v":""}]
[null,null,null,17,{"$f":"$C4196&D4216","v":"TAS Ulverstone17"},null,{"$f":"IF(CommentaryInput!D4181=0,\"\",CommentaryInput!D4181)","v":""}]
[null,null,null,null,null,null,"Other"]
[null,null,null,18,{"$f":"$C4196&D4218","v":"TAS Ulverstone18"},null,{"$f":"IF(CommentaryInput!D4183=0,\"\",CommentaryInput!D4183)","v":""}]
[null,null,null,19,{"$f":"$C4196&D4219","v":"TAS Ulverstone19"},null,{"$f":"IF(CommentaryInput!D4184=0,\"\",CommentaryInput!D4184)","v":""}]
[null,null,null,20,{"$f":"$C4196&D4220","v":"TAS Ulverstone20"},null,{"$f":"IF(CommentaryInput!D4185=0,\"\",CommentaryInput!D4185)","v":""}]
[null,null,null,21,{"$f":"$C4196&D4221","v":"TAS Ulverstone21"},null,{"$f":"IF(CommentaryInput!D4186=0,\"\",CommentaryInput!D4186)","v":""}]
[null,null,null,22,{"$f":"$C4196&D4222","v":"TAS Ulverstone22"},null,{"$f":"IF(CommentaryInput!D4187=0,\"\",CommentaryInput!D4187)","v":""}]
[null,null,null,23,{"$f":"$C4196&D4223","v":"TAS Ulverstone23"},null,{"$f":"IF(CommentaryInput!D4188=0,\"\",CommentaryInput!D4188)","v":""}]
[null,null,null,24,{"$f":"$C4196&D4224","v":"TAS Ulverstone24"},null,{"$f":"IF(CommentaryInput!D4189=0,\"\",CommentaryInput!D4189)","v":""}]
[null,null,null,25,{"$f":"$C4196&D4225","v":"TAS Ulverstone25"},null,{"$f":"IF(CommentaryInput!D4190=0,\"\",CommentaryInput!D4190)","v":""}]
[]
[null,null,"TAS Waddamana"]
[]
[null,null,null,null,null,null,"MAIN SECTORS"]
[null,null,null,1,{"$f":"$C4227&D4230","v":"TAS Waddamana1"},null,{"$f":"IF(CommentaryInput!D4195=0,\"\",CommentaryInput!D4195)","v":""}]
[null,null,null,2,{"$f":"$C4227&D4231","v":"TAS Waddamana2"},null,{"$f":"IF(CommentaryInput!D4196=0,\"\",CommentaryInput!D4196)","v":""}]
[null,null,null,3,{"$f":"$C4227&D4232","v":"TAS Waddamana3"},null,{"$f":"IF(CommentaryInput!D4197=0,\"\",CommentaryInput!D4197)","v":""}]
[null,null,null,4,{"$f":"$C4227&D4233","v":"TAS Waddamana4"},null,{"$f":"IF(CommentaryInput!D4198=0,\"\",CommentaryInput!D4198)","v":""}]
[null,null,null,5,{"$f":"$C4227&D4234","v":"TAS Waddamana5"},null,{"$f":"IF(CommentaryInput!D4199=0,\"\",CommentaryInput!D4199)","v":""}]
[null,null,null,null,null,null,"MEDIUM SCENARIO"]
[null,null,null,null,null,null,"Summer"]
[null,null,null,8,{"$f":"$C4227&D4237","v":"TAS Waddamana8"},null,{"$f":"IF(CommentaryInput!D4202=0,\"\",CommentaryInput!D4202)","v":""}]
[null,null,null,9,{"$f":"$C4227&D4238","v":"TAS Waddamana9"},null,{"$f":"IF(CommentaryInput!D4203=0,\"\",CommentaryInput!D4203)","v":""}]
[null,null,null,10,{"$f":"$C4227&D4239","v":"TAS Waddamana10"},null,{"$f":"IF(CommentaryInput!D4204=0,\"\",CommentaryInput!D4204)","v":""}]
[null,null,null,11,{"$f":"$C4227&D4240","v":"TAS Waddamana11"},null,{"$f":"IF(CommentaryInput!D4205=0,\"\",CommentaryInput!D4205)","v":""}]
[null,null,null,12,{"$f":"$C4227&D4241","v":"TAS Waddamana12"},null,{"$f":"IF(CommentaryInput!D4206=0,\"\",CommentaryInput!D4206)","v":""}]
[null,null,null,null,null,null,"Winter"]
[null,null,null,13,{"$f":"$C4227&D4243","v":"TAS Waddamana13"},null,{"$f":"IF(CommentaryInput!D4208=0,\"\",CommentaryInput!D4208)","v":""}]
[null,null,null,14,{"$f":"$C4227&D4244","v":"TAS Waddamana14"},null,{"$f":"IF(CommentaryInput!D4209=0,\"\",CommentaryInput!D4209)","v":""}]
[null,null,null,15,{"$f":"$C4227&D4245","v":"TAS Waddamana15"},null,{"$f":"IF(CommentaryInput!D4210=0,\"\",CommentaryInput!D4210)","v":""}]
[null,null,null,16,{"$f":"$C4227&D4246","v":"TAS Waddamana16"},null,{"$f":"IF(CommentaryInput!D4211=0,\"\",CommentaryInput!D4211)","v":""}]
[null,null,null,17,{"$f":"$C4227&D4247","v":"TAS Waddamana17"},null,{"$f":"IF(CommentaryInput!D4212=0,\"\",CommentaryInput!D4212)","v":""}]
[null,null,null,null,null,null,"Other"]
[null,null,null,18,{"$f":"$C4227&D4249","v":"TAS Waddamana18"},null,{"$f":"IF(CommentaryInput!D4214=0,\"\",CommentaryInput!D4214)","v":""}]
[null,null,null,19,{"$f":"$C4227&D4250","v":"TAS Waddamana19"},null,{"$f":"IF(CommentaryInput!D4215=0,\"\",CommentaryInput!D4215)","v":""}]
[null,null,null,20,{"$f":"$C4227&D4251","v":"TAS Waddamana20"},null,{"$f":"IF(CommentaryInput!D4216=0,\"\",CommentaryInput!D4216)","v":""}]
[null,null,null,21,{"$f":"$C4227&D4252","v":"TAS Waddamana21"},null,{"$f":"IF(CommentaryInput!D4217=0,\"\",CommentaryInput!D4217)","v":""}]
[null,null,null,22,{"$f":"$C4227&D4253","v":"TAS Waddamana22"},null,{"$f":"IF(CommentaryInput!D4218=0,\"\",CommentaryInput!D4218)","v":""}]
[null,null,null,23,{"$f":"$C4227&D4254","v":"TAS Waddamana23"},null,{"$f":"IF(CommentaryInput!D4219=0,\"\",CommentaryInput!D4219)","v":""}]
[null,null,null,24,{"$f":"$C4227&D4255","v":"TAS Waddamana24"},null,{"$f":"IF(CommentaryInput!D4220=0,\"\",CommentaryInput!D4220)","v":""}]
[null,null,null,25,{"$f":"$C4227&D4256","v":"TAS Waddamana25"},null,{"$f":"IF(CommentaryInput!D4221=0,\"\",CommentaryInput!D4221)","v":""}]
[]
[null,null,"TAS Wesley Vale"]
[]
[null,null,null,null,null,null,"MAIN SECTORS"]
[null,null,null,1,{"$f":"$C4258&D4261","v":"TAS Wesley Vale1"},null,{"$f":"IF(CommentaryInput!D4226=0,\"\",CommentaryInput!D4226)","v":""}]
[null,null,null,2,{"$f":"$C4258&D4262","v":"TAS Wesley Vale2"},null,{"$f":"IF(CommentaryInput!D4227=0,\"\",CommentaryInput!D4227)","v":""}]
[null,null,null,3,{"$f":"$C4258&D4263","v":"TAS Wesley Vale3"},null,{"$f":"IF(CommentaryInput!D4228=0,\"\",CommentaryInput!D4228)","v":""}]
[null,null,null,4,{"$f":"$C4258&D4264","v":"TAS Wesley Vale4"},null,{"$f":"IF(CommentaryInput!D4229=0,\"\",CommentaryInput!D4229)","v":""}]
[null,null,null,5,{"$f":"$C4258&D4265","v":"TAS Wesley Vale5"},null,{"$f":"IF(CommentaryInput!D4230=0,\"\",CommentaryInput!D4230)","v":""}]
[null,null,null,null,null,null,"MEDIUM SCENARIO"]
[null,null,null,null,null,null,"Summer"]
[null,null,null,8,{"$f":"$C4258&D4268","v":"TAS Wesley Vale8"},null,{"$f":"IF(CommentaryInput!D4233=0,\"\",CommentaryInput!D4233)","v":""}]
[null,null,null,9,{"$f":"$C4258&D4269","v":"TAS Wesley Vale9"},null,{"$f":"IF(CommentaryInput!D4234=0,\"\",CommentaryInput!D4234)","v":""}]
[null,null,null,10,{"$f":"$C4258&D4270","v":"TAS Wesley Vale10"},null,{"$f":"IF(CommentaryInput!D4235=0,\"\",CommentaryInput!D4235)","v":""}]
[null,null,null,11,{"$f":"$C4258&D4271","v":"TAS Wesley Vale11"},null,{"$f":"IF(CommentaryInput!D4236=0,\"\",CommentaryInput!D4236)","v":""}]
[null,null,null,12,{"$f":"$C4258&D4272","v":"TAS Wesley Vale12"},null,{"$f":"IF(CommentaryInput!D4237=0,\"\",CommentaryInput!D4237)","v":""}]
[null,null,null,null,null,null,"Winter"]
[null,null,null,13,{"$f":"$C4258&D4274","v":"TAS Wesley Vale13"},null,{"$f":"IF(CommentaryInput!D4239=0,\"\",CommentaryInput!D4239)","v":""}]
[null,null,null,14,{"$f":"$C4258&D4275","v":"TAS Wesley Vale14"},null,{"$f":"IF(CommentaryInput!D4240=0,\"\",CommentaryInput!D4240)","v":""}]
[null,null,null,15,{"$f":"$C4258&D4276","v":"TAS Wesley Vale15"},null,{"$f":"IF(CommentaryInput!D4241=0,\"\",CommentaryInput!D4241)","v":""}]
[null,null,null,16,{"$f":"$C4258&D4277","v":"TAS Wesley Vale16"},null,{"$f":"IF(CommentaryInput!D4242=0,\"\",CommentaryInput!D4242)","v":""}]
[null,null,null,17,{"$f":"$C4258&D4278","v":"TAS Wesley Vale17"},null,{"$f":"IF(CommentaryInput!D4243=0,\"\",CommentaryInput!D4243)","v":""}]
[null,null,null,null,null,null,"Other"]
[null,null,null,18,{"$f":"$C4258&D4280","v":"TAS Wesley Vale18"},null,{"$f":"IF(CommentaryInput!D4245=0,\"\",CommentaryInput!D4245)","v":""}]
[null,null,null,19,{"$f":"$C4258&D4281","v":"TAS Wesley Vale19"},null,{"$f":"IF(CommentaryInput!D4246=0,\"\",CommentaryInput!D4246)","v":""}]
[null,null,null,20,{"$f":"$C4258&D4282","v":"TAS Wesley Vale20"},null,{"$f":"IF(CommentaryInput!D4247=0,\"\",CommentaryInput!D4247)","v":""}]
[null,null,null,21,{"$f":"$C4258&D4283","v":"TAS Wesley Vale21"},null,{"$f":"IF(CommentaryInput!D4248=0,\"\",CommentaryInput!D4248)","v":""}]
[null,null,null,22,{"$f":"$C4258&D4284","v":"TAS Wesley Vale22"},null,{"$f":"IF(CommentaryInput!D4249=0,\"\",CommentaryInput!D4249)","v":""}]
[null,null,null,23,{"$f":"$C4258&D4285","v":"TAS Wesley Vale23"},null,{"$f":"IF(CommentaryInput!D4250=0,\"\",CommentaryInput!D4250)","v":""}]
[null,null,null,24,{"$f":"$C4258&D4286","v":"TAS Wesley Vale24"},null,{"$f":"IF(CommentaryInput!D4251=0,\"\",CommentaryInput!D4251)","v":""}]
[null,null,null,25,{"$f":"$C4258&D4287","v":"TAS Wesley Vale25"},null,{"$f":"IF(CommentaryInput!D4252=0,\"\",CommentaryInput!D4252)","v":""}]
[]
[null,null,"TAS Arthurs Lake"]
[]
[null,null,null,null,null,null,"MAIN SECTORS"]
[null,null,null,1,{"$f":"$C4289&D4292","v":"TAS Arthurs Lake1"},null,{"$f":"IF(CommentaryInput!D4257=0,\"\",CommentaryInput!D4257)","v":""}]
[null,null,null,2,{"$f":"$C4289&D4293","v":"TAS Arthurs Lake2"},null,{"$f":"IF(CommentaryInput!D4258=0,\"\",CommentaryInput!D4258)","v":""}]
[null,null,null,3,{"$f":"$C4289&D4294","v":"TAS Arthurs Lake3"},null,{"$f":"IF(CommentaryInput!D4259=0,\"\",CommentaryInput!D4259)","v":""}]
[null,null,null,4,{"$f":"$C4289&D4295","v":"TAS Arthurs Lake4"},null,{"$f":"IF(CommentaryInput!D4260=0,\"\",CommentaryInput!D4260)","v":""}]
[null,null,null,5,{"$f":"$C4289&D4296","v":"TAS Arthurs Lake5"},null,{"$f":"IF(CommentaryInput!D4261=0,\"\",CommentaryInput!D4261)","v":""}]
[null,null,null,null,null,null,"MEDIUM SCENARIO"]
[null,null,null,null,null,null,"Summer"]
[null,null,null,8,{"$f":"$C4289&D4299","v":"TAS Arthurs Lake8"},null,{"$f":"IF(CommentaryInput!D4264=0,\"\",CommentaryInput!D4264)","v":""}]
[null,null,null,9,{"$f":"$C4289&D4300","v":"TAS Arthurs Lake9"},null,{"$f":"IF(CommentaryInput!D4265=0,\"\",CommentaryInput!D4265)","v":""}]
[null,null,null,10,{"$f":"$C4289&D4301","v":"TAS Arthurs Lake10"},null,{"$f":"IF(CommentaryInput!D4266=0,\"\",CommentaryInput!D4266)","v":""}]
[null,null,null,11,{"$f":"$C4289&D4302","v":"TAS Arthurs Lake11"},null,{"$f":"IF(CommentaryInput!D4267=0,\"\",CommentaryInput!D4267)","v":""}]
[null,null,null,12,{"$f":"$C4289&D4303","v":"TAS Arthurs Lake12"},null,{"$f":"IF(CommentaryInput!D4268=0,\"\",CommentaryInput!D4268)","v":""}]
[null,null,null,null,null,null,"Winter"]
[null,null,null,13,{"$f":"$C4289&D4305","v":"TAS Arthurs Lake13"},null,{"$f":"IF(CommentaryInput!D4270=0,\"\",CommentaryInput!D4270)","v":""}]
[null,null,null,14,{"$f":"$C4289&D4306","v":"TAS Arthurs Lake14"},null,{"$f":"IF(CommentaryInput!D4271=0,\"\",CommentaryInput!D4271)","v":""}]
[null,null,null,15,{"$f":"$C4289&D4307","v":"TAS Arthurs Lake15"},null,{"$f":"IF(CommentaryInput!D4272=0,\"\",CommentaryInput!D4272)","v":""}]
[null,null,null,16,{"$f":"$C4289&D4308","v":"TAS Arthurs Lake16"},null,{"$f":"IF(CommentaryInput!D4273=0,\"\",CommentaryInput!D4273)","v":""}]
[null,null,null,17,{"$f":"$C4289&D4309","v":"TAS Arthurs Lake17"},null,{"$f":"IF(CommentaryInput!D4274=0,\"\",CommentaryInput!D4274)","v":""}]
[null,null,null,null,null,null,"Other"]
[null,null,null,18,{"$f":"$C4289&D4311","v":"TAS Arthurs Lake18"},null,{"$f":"IF(CommentaryInput!D4276=0,\"\",CommentaryInput!D4276)","v":""}]
[null,null,null,19,{"$f":"$C4289&D4312","v":"TAS Arthurs Lake19"},null,{"$f":"IF(CommentaryInput!D4277=0,\"\",CommentaryInput!D4277)","v":""}]
[null,null,null,20,{"$f":"$C4289&D4313","v":"TAS Arthurs Lake20"},null,{"$f":"IF(CommentaryInput!D4278=0,\"\",CommentaryInput!D4278)","v":""}]
[null,null,null,21,{"$f":"$C4289&D4314","v":"TAS Arthurs Lake21"},null,{"$f":"IF(CommentaryInput!D4279=0,\"\",CommentaryInput!D4279)","v":""}]
[null,null,null,22,{"$f":"$C4289&D4315","v":"TAS Arthurs Lake22"},null,{"$f":"IF(CommentaryInput!D4280=0,\"\",CommentaryInput!D4280)","v":""}]
[null,null,null,23,{"$f":"$C4289&D4316","v":"TAS Arthurs Lake23"},null,{"$f":"IF(CommentaryInput!D4281=0,\"\",CommentaryInput!D4281)","v":""}]
[null,null,null,24,{"$f":"$C4289&D4317","v":"TAS Arthurs Lake24"},null,{"$f":"IF(CommentaryInput!D4282=0,\"\",CommentaryInput!D4282)","v":""}]
[null,null,null,25,{"$f":"$C4289&D4318","v":"TAS Arthurs Lake25"},null,{"$f":"IF(CommentaryInput!D4283=0,\"\",CommentaryInput!D4283)","v":""}]
[]
[null,null,"TAS Derby"]
[]
[null,null,null,null,null,null,"MAIN SECTORS"]
[null,null,null,1,{"$f":"$C4320&D4323","v":"TAS Derby1"},null,{"$f":"IF(CommentaryInput!D4288=0,\"\",CommentaryInput!D4288)","v":""}]
[null,null,null,2,{"$f":"$C4320&D4324","v":"TAS Derby2"},null,{"$f":"IF(CommentaryInput!D4289=0,\"\",CommentaryInput!D4289)","v":""}]
[null,null,null,3,{"$f":"$C4320&D4325","v":"TAS Derby3"},null,{"$f":"IF(CommentaryInput!D4290=0,\"\",CommentaryInput!D4290)","v":""}]
[null,null,null,4,{"$f":"$C4320&D4326","v":"TAS Derby4"},null,{"$f":"IF(CommentaryInput!D4291=0,\"\",CommentaryInput!D4291)","v":""}]
[null,null,null,5,{"$f":"$C4320&D4327","v":"TAS Derby5"},null,{"$f":"IF(CommentaryInput!D4292=0,\"\",CommentaryInput!D4292)","v":""}]
[null,null,null,null,null,null,"MEDIUM SCENARIO"]
[null,null,null,null,null,null,"Summer"]
[null,null,null,8,{"$f":"$C4320&D4330","v":"TAS Derby8"},null,{"$f":"IF(CommentaryInput!D4295=0,\"\",CommentaryInput!D4295)","v":""}]
[null,null,null,9,{"$f":"$C4320&D4331","v":"TAS Derby9"},null,{"$f":"IF(CommentaryInput!D4296=0,\"\",CommentaryInput!D4296)","v":""}]
[null,null,null,10,{"$f":"$C4320&D4332","v":"TAS Derby10"},null,{"$f":"IF(CommentaryInput!D4297=0,\"\",CommentaryInput!D4297)","v":""}]
[null,null,null,11,{"$f":"$C4320&D4333","v":"TAS Derby11"},null,{"$f":"IF(CommentaryInput!D4298=0,\"\",CommentaryInput!D4298)","v":""}]
[null,null,null,12,{"$f":"$C4320&D4334","v":"TAS Derby12"},null,{"$f":"IF(CommentaryInput!D4299=0,\"\",CommentaryInput!D4299)","v":""}]
[null,null,null,null,null,null,"Winter"]
[null,null,null,13,{"$f":"$C4320&D4336","v":"TAS Derby13"},null,{"$f":"IF(CommentaryInput!D4301=0,\"\",CommentaryInput!D4301)","v":""}]
[null,null,null,14,{"$f":"$C4320&D4337","v":"TAS Derby14"},null,{"$f":"IF(CommentaryInput!D4302=0,\"\",CommentaryInput!D4302)","v":""}]
[null,null,null,15,{"$f":"$C4320&D4338","v":"TAS Derby15"},null,{"$f":"IF(CommentaryInput!D4303=0,\"\",CommentaryInput!D4303)","v":""}]
[null,null,null,16,{"$f":"$C4320&D4339","v":"TAS Derby16"},null,{"$f":"IF(CommentaryInput!D4304=0,\"\",CommentaryInput!D4304)","v":""}]
[null,null,null,17,{"$f":"$C4320&D4340","v":"TAS Derby17"},null,{"$f":"IF(CommentaryInput!D4305=0,\"\",CommentaryInput!D4305)","v":""}]
[null,null,null,null,null,null,"Other"]
[null,null,null,18,{"$f":"$C4320&D4342","v":"TAS Derby18"},null,{"$f":"IF(CommentaryInput!D4307=0,\"\",CommentaryInput!D4307)","v":""}]
[null,null,null,19,{"$f":"$C4320&D4343","v":"TAS Derby19"},null,{"$f":"IF(CommentaryInput!D4308=0,\"\",CommentaryInput!D4308)","v":""}]
[null,null,null,20,{"$f":"$C4320&D4344","v":"TAS Derby20"},null,{"$f":"IF(CommentaryInput!D4309=0,\"\",CommentaryInput!D4309)","v":""}]
[null,null,null,21,{"$f":"$C4320&D4345","v":"TAS Derby21"},null,{"$f":"IF(CommentaryInput!D4310=0,\"\",CommentaryInput!D4310)","v":""}]
[null,null,null,22,{"$f":"$C4320&D4346","v":"TAS Derby22"},null,{"$f":"IF(CommentaryInput!D4311=0,\"\",CommentaryInput!D4311)","v":""}]
[null,null,null,23,{"$f":"$C4320&D4347","v":"TAS Derby23"},null,{"$f":"IF(CommentaryInput!D4312=0,\"\",CommentaryInput!D4312)","v":""}]
[null,null,null,24,{"$f":"$C4320&D4348","v":"TAS Derby24"},null,{"$f":"IF(CommentaryInput!D4313=0,\"\",CommentaryInput!D4313)","v":""}]
[null,null,null,25,{"$f":"$C4320&D4349","v":"TAS Derby25"},null,{"$f":"IF(CommentaryInput!D4314=0,\"\",CommentaryInput!D4314)","v":""}]
[]
[null,null,"TAS Mowbray"]
[]
[null,null,null,null,null,null,"MAIN SECTORS"]
[null,null,null,1,{"$f":"$C4351&D4354","v":"TAS Mowbray1"},null,{"$f":"IF(CommentaryInput!D4319=0,\"\",CommentaryInput!D4319)","v":""}]
[null,null,null,2,{"$f":"$C4351&D4355","v":"TAS Mowbray2"},null,{"$f":"IF(CommentaryInput!D4320=0,\"\",CommentaryInput!D4320)","v":""}]
[null,null,null,3,{"$f":"$C4351&D4356","v":"TAS Mowbray3"},null,{"$f":"IF(CommentaryInput!D4321=0,\"\",CommentaryInput!D4321)","v":""}]
[null,null,null,4,{"$f":"$C4351&D4357","v":"TAS Mowbray4"},null,{"$f":"IF(CommentaryInput!D4322=0,\"\",CommentaryInput!D4322)","v":""}]
[null,null,null,5,{"$f":"$C4351&D4358","v":"TAS Mowbray5"},null,{"$f":"IF(CommentaryInput!D4323=0,\"\",CommentaryInput!D4323)","v":""}]
[null,null,null,null,null,null,"MEDIUM SCENARIO"]
[null,null,null,null,null,null,"Summer"]
[null,null,null,8,{"$f":"$C4351&D4361","v":"TAS Mowbray8"},null,{"$f":"IF(CommentaryInput!D4326=0,\"\",CommentaryInput!D4326)","v":""}]
[null,null,null,9,{"$f":"$C4351&D4362","v":"TAS Mowbray9"},null,{"$f":"IF(CommentaryInput!D4327=0,\"\",CommentaryInput!D4327)","v":""}]
[null,null,null,10,{"$f":"$C4351&D4363","v":"TAS Mowbray10"},null,{"$f":"IF(CommentaryInput!D4328=0,\"\",CommentaryInput!D4328)","v":""}]
[null,null,null,11,{"$f":"$C4351&D4364","v":"TAS Mowbray11"},null,{"$f":"IF(CommentaryInput!D4329=0,\"\",CommentaryInput!D4329)","v":""}]
[null,null,null,12,{"$f":"$C4351&D4365","v":"TAS Mowbray12"},null,{"$f":"IF(CommentaryInput!D4330=0,\"\",CommentaryInput!D4330)","v":""}]
[null,null,null,null,null,null,"Winter"]
[null,null,null,13,{"$f":"$C4351&D4367","v":"TAS Mowbray13"},null,{"$f":"IF(CommentaryInput!D4332=0,\"\",CommentaryInput!D4332)","v":""}]
[null,null,null,14,{"$f":"$C4351&D4368","v":"TAS Mowbray14"},null,{"$f":"IF(CommentaryInput!D4333=0,\"\",CommentaryInput!D4333)","v":""}]
[null,null,null,15,{"$f":"$C4351&D4369","v":"TAS Mowbray15"},null,{"$f":"IF(CommentaryInput!D4334=0,\"\",CommentaryInput!D4334)","v":""}]
[null,null,null,16,{"$f":"$C4351&D4370","v":"TAS Mowbray16"},null,{"$f":"IF(CommentaryInput!D4335=0,\"\",CommentaryInput!D4335)","v":""}]
[null,null,null,17,{"$f":"$C4351&D4371","v":"TAS Mowbray17"},null,{"$f":"IF(CommentaryInput!D4336=0,\"\",CommentaryInput!D4336)","v":""}]
[null,null,null,null,null,null,"Other"]
[null,null,null,18,{"$f":"$C4351&D4373","v":"TAS Mowbray18"},null,{"$f":"IF(CommentaryInput!D4338=0,\"\",CommentaryInput!D4338)","v":""}]
[null,null,null,19,{"$f":"$C4351&D4374","v":"TAS Mowbray19"},null,{"$f":"IF(CommentaryInput!D4339=0,\"\",CommentaryInput!D4339)","v":""}]
[null,null,null,20,{"$f":"$C4351&D4375","v":"TAS Mowbray20"},null,{"$f":"IF(CommentaryInput!D4340=0,\"\",CommentaryInput!D4340)","v":""}]
[null,null,null,21,{"$f":"$C4351&D4376","v":"TAS Mowbray21"},null,{"$f":"IF(CommentaryInput!D4341=0,\"\",CommentaryInput!D4341)","v":""}]
[null,null,null,22,{"$f":"$C4351&D4377","v":"TAS Mowbray22"},null,{"$f":"IF(CommentaryInput!D4342=0,\"\",CommentaryInput!D4342)","v":""}]
[null,null,null,23,{"$f":"$C4351&D4378","v":"TAS Mowbray23"},null,{"$f":"IF(CommentaryInput!D4343=0,\"\",CommentaryInput!D4343)","v":""}]
[null,null,null,24,{"$f":"$C4351&D4379","v":"TAS Mowbray24"},null,{"$f":"IF(CommentaryInput!D4344=0,\"\",CommentaryInput!D4344)","v":""}]
[null,null,null,25,{"$f":"$C4351&D4380","v":"TAS Mowbray25"},null,{"$f":"IF(CommentaryInput!D4345=0,\"\",CommentaryInput!D4345)","v":""}]
[]
[null,null,"TAS Wayatinah"]
[]
[null,null,null,null,null,null,"MAIN SECTORS"]
[null,null,null,1,{"$f":"$C4382&D4385","v":"TAS Wayatinah1"},null,{"$f":"IF(CommentaryInput!D4350=0,\"\",CommentaryInput!D4350)","v":""}]
[null,null,null,2,{"$f":"$C4382&D4386","v":"TAS Wayatinah2"},null,{"$f":"IF(CommentaryInput!D4351=0,\"\",CommentaryInput!D4351)","v":""}]
[null,null,null,3,{"$f":"$C4382&D4387","v":"TAS Wayatinah3"},null,{"$f":"IF(CommentaryInput!D4352=0,\"\",CommentaryInput!D4352)","v":""}]
[null,null,null,4,{"$f":"$C4382&D4388","v":"TAS Wayatinah4"},null,{"$f":"IF(CommentaryInput!D4353=0,\"\",CommentaryInput!D4353)","v":""}]
[null,null,null,5,{"$f":"$C4382&D4389","v":"TAS Wayatinah5"},null,{"$f":"IF(CommentaryInput!D4354=0,\"\",CommentaryInput!D4354)","v":""}]
[null,null,null,null,null,null,"MEDIUM SCENARIO"]
[null,null,null,null,null,null,"Summer"]
[null,null,null,8,{"$f":"$C4382&D4392","v":"TAS Wayatinah8"},null,{"$f":"IF(CommentaryInput!D4357=0,\"\",CommentaryInput!D4357)","v":""}]
[null,null,null,9,{"$f":"$C4382&D4393","v":"TAS Wayatinah9"},null,{"$f":"IF(CommentaryInput!D4358=0,\"\",CommentaryInput!D4358)","v":""}]
[null,null,null,10,{"$f":"$C4382&D4394","v":"TAS Wayatinah10"},null,{"$f":"IF(CommentaryInput!D4359=0,\"\",CommentaryInput!D4359)","v":""}]
[null,null,null,11,{"$f":"$C4382&D4395","v":"TAS Wayatinah11"},null,{"$f":"IF(CommentaryInput!D4360=0,\"\",CommentaryInput!D4360)","v":""}]
[null,null,null,12,{"$f":"$C4382&D4396","v":"TAS Wayatinah12"},null,{"$f":"IF(CommentaryInput!D4361=0,\"\",CommentaryInput!D4361)","v":""}]
[null,null,null,null,null,null,"Winter"]
[null,null,null,13,{"$f":"$C4382&D4398","v":"TAS Wayatinah13"},null,{"$f":"IF(CommentaryInput!D4363=0,\"\",CommentaryInput!D4363)","v":""}]
[null,null,null,14,{"$f":"$C4382&D4399","v":"TAS Wayatinah14"},null,{"$f":"IF(CommentaryInput!D4364=0,\"\",CommentaryInput!D4364)","v":""}]
[null,null,null,15,{"$f":"$C4382&D4400","v":"TAS Wayatinah15"},null,{"$f":"IF(CommentaryInput!D4365=0,\"\",CommentaryInput!D4365)","v":""}]
[null,null,null,16,{"$f":"$C4382&D4401","v":"TAS Wayatinah16"},null,{"$f":"IF(CommentaryInput!D4366=0,\"\",CommentaryInput!D4366)","v":""}]
[null,null,null,17,{"$f":"$C4382&D4402","v":"TAS Wayatinah17"},null,{"$f":"IF(CommentaryInput!D4367=0,\"\",CommentaryInput!D4367)","v":""}]
[null,null,null,null,null,null,"Other"]
[null,null,null,18,{"$f":"$C4382&D4404","v":"TAS Wayatinah18"},null,{"$f":"IF(CommentaryInput!D4369=0,\"\",CommentaryInput!D4369)","v":""}]
[null,null,null,19,{"$f":"$C4382&D4405","v":"TAS Wayatinah19"},null,{"$f":"IF(CommentaryInput!D4370=0,\"\",CommentaryInput!D4370)","v":""}]
[null,null,null,20,{"$f":"$C4382&D4406","v":"TAS Wayatinah20"},null,{"$f":"IF(CommentaryInput!D4371=0,\"\",CommentaryInput!D4371)","v":""}]
[null,null,null,21,{"$f":"$C4382&D4407","v":"TAS Wayatinah21"},null,{"$f":"IF(CommentaryInput!D4372=0,\"\",CommentaryInput!D4372)","v":""}]
[null,null,null,22,{"$f":"$C4382&D4408","v":"TAS Wayatinah22"},null,{"$f":"IF(CommentaryInput!D4373=0,\"\",CommentaryInput!D4373)","v":""}]
[null,null,null,23,{"$f":"$C4382&D4409","v":"TAS Wayatinah23"},null,{"$f":"IF(CommentaryInput!D4374=0,\"\",CommentaryInput!D4374)","v":""}]
[null,null,null,24,{"$f":"$C4382&D4410","v":"TAS Wayatinah24"},null,{"$f":"IF(CommentaryInput!D4375=0,\"\",CommentaryInput!D4375)","v":""}]
[null,null,null,25,{"$f":"$C4382&D4411","v":"TAS Wayatinah25"},null,{"$f":"IF(CommentaryInput!D4376=0,\"\",CommentaryInput!D4376)","v":""}]
[]
[null,null,"TAS SpareA"]
[]
[null,null,null,null,null,null,"MAIN SECTORS"]
[null,null,null,1,{"$f":"$C4413&D4416","v":"TAS SpareA1"},null,{"$f":"IF(CommentaryInput!D4381=0,\"\",CommentaryInput!D4381)","v":""}]
[null,null,null,2,{"$f":"$C4413&D4417","v":"TAS SpareA2"},null,{"$f":"IF(CommentaryInput!D4382=0,\"\",CommentaryInput!D4382)","v":""}]
[null,null,null,3,{"$f":"$C4413&D4418","v":"TAS SpareA3"},null,{"$f":"IF(CommentaryInput!D4383=0,\"\",CommentaryInput!D4383)","v":""}]
[null,null,null,4,{"$f":"$C4413&D4419","v":"TAS SpareA4"},null,{"$f":"IF(CommentaryInput!D4384=0,\"\",CommentaryInput!D4384)","v":""}]
[null,null,null,5,{"$f":"$C4413&D4420","v":"TAS SpareA5"},null,{"$f":"IF(CommentaryInput!D4385=0,\"\",CommentaryInput!D4385)","v":""}]
[null,null,null,null,null,null,"MEDIUM SCENARIO"]
[null,null,null,null,null,null,"Summer"]
[null,null,null,8,{"$f":"$C4413&D4423","v":"TAS SpareA8"},null,{"$f":"IF(CommentaryInput!D4388=0,\"\",CommentaryInput!D4388)","v":""}]
[null,null,null,9,{"$f":"$C4413&D4424","v":"TAS SpareA9"},null,{"$f":"IF(CommentaryInput!D4389=0,\"\",CommentaryInput!D4389)","v":""}]
[null,null,null,10,{"$f":"$C4413&D4425","v":"TAS SpareA10"},null,{"$f":"IF(CommentaryInput!D4390=0,\"\",CommentaryInput!D4390)","v":""}]
[null,null,null,11,{"$f":"$C4413&D4426","v":"TAS SpareA11"},null,{"$f":"IF(CommentaryInput!D4391=0,\"\",CommentaryInput!D4391)","v":""}]
[null,null,null,12,{"$f":"$C4413&D4427","v":"TAS SpareA12"},null,{"$f":"IF(CommentaryInput!D4392=0,\"\",CommentaryInput!D4392)","v":""}]
[null,null,null,null,null,null,"Winter"]
[null,null,null,13,{"$f":"$C4413&D4429","v":"TAS SpareA13"},null,{"$f":"IF(CommentaryInput!D4394=0,\"\",CommentaryInput!D4394)","v":""}]
[null,null,null,14,{"$f":"$C4413&D4430","v":"TAS SpareA14"},null,{"$f":"IF(CommentaryInput!D4395=0,\"\",CommentaryInput!D4395)","v":""}]
[null,null,null,15,{"$f":"$C4413&D4431","v":"TAS SpareA15"},null,{"$f":"IF(CommentaryInput!D4396=0,\"\",CommentaryInput!D4396)","v":""}]
[null,null,null,16,{"$f":"$C4413&D4432","v":"TAS SpareA16"},null,{"$f":"IF(CommentaryInput!D4397=0,\"\",CommentaryInput!D4397)","v":""}]
[null,null,null,17,{"$f":"$C4413&D4433","v":"TAS SpareA17"},null,{"$f":"IF(CommentaryInput!D4398=0,\"\",CommentaryInput!D4398)","v":""}]
[null,null,null,null,null,null,"Other"]
[null,null,null,18,{"$f":"$C4413&D4435","v":"TAS SpareA18"},null,{"$f":"IF(CommentaryInput!D4400=0,\"\",CommentaryInput!D4400)","v":""}]
[null,null,null,19,{"$f":"$C4413&D4436","v":"TAS SpareA19"},null,{"$f":"IF(CommentaryInput!D4401=0,\"\",CommentaryInput!D4401)","v":""}]
[null,null,null,20,{"$f":"$C4413&D4437","v":"TAS SpareA20"},null,{"$f":"IF(CommentaryInput!D4402=0,\"\",CommentaryInput!D4402)","v":""}]
[null,null,null,21,{"$f":"$C4413&D4438","v":"TAS SpareA21"},null,{"$f":"IF(CommentaryInput!D4403=0,\"\",CommentaryInput!D4403)","v":""}]
[null,null,null,22,{"$f":"$C4413&D4439","v":"TAS SpareA22"},null,{"$f":"IF(CommentaryInput!D4404=0,\"\",CommentaryInput!D4404)","v":""}]
[null,null,null,23,{"$f":"$C4413&D4440","v":"TAS SpareA23"},null,{"$f":"IF(CommentaryInput!D4405=0,\"\",CommentaryInput!D4405)","v":""}]
[null,null,null,24,{"$f":"$C4413&D4441","v":"TAS SpareA24"},null,{"$f":"IF(CommentaryInput!D4406=0,\"\",CommentaryInput!D4406)","v":""}]
[null,null,null,25,{"$f":"$C4413&D4442","v":"TAS SpareA25"},null,{"$f":"IF(CommentaryInput!D4407=0,\"\",CommentaryInput!D4407)","v":""}]
[]
[null,null,"TASSpareB"]
[]
[null,null,null,null,null,null,"MAIN SECTORS"]
[null,null,null,1,{"$f":"$C4444&D4447","v":"TASSpareB1"},null,{"$f":"IF(CommentaryInput!D4412=0,\"\",CommentaryInput!D4412)","v":""}]
[null,null,null,2,{"$f":"$C4444&D4448","v":"TASSpareB2"},null,{"$f":"IF(CommentaryInput!D4413=0,\"\",CommentaryInput!D4413)","v":""}]
[null,null,null,3,{"$f":"$C4444&D4449","v":"TASSpareB3"},null,{"$f":"IF(CommentaryInput!D4414=0,\"\",CommentaryInput!D4414)","v":""}]
[null,null,null,4,{"$f":"$C4444&D4450","v":"TASSpareB4"},null,{"$f":"IF(CommentaryInput!D4415=0,\"\",CommentaryInput!D4415)","v":""}]
[null,null,null,5,{"$f":"$C4444&D4451","v":"TASSpareB5"},null,{"$f":"IF(CommentaryInput!D4416=0,\"\",CommentaryInput!D4416)","v":""}]
[null,null,null,null,null,null,"MEDIUM SCENARIO"]
[null,null,null,null,null,null,"Summer"]
[null,null,null,8,{"$f":"$C4444&D4454","v":"TASSpareB8"},null,{"$f":"IF(CommentaryInput!D4419=0,\"\",CommentaryInput!D4419)","v":""}]
[null,null,null,9,{"$f":"$C4444&D4455","v":"TASSpareB9"},null,{"$f":"IF(CommentaryInput!D4420=0,\"\",CommentaryInput!D4420)","v":""}]
[null,null,null,10,{"$f":"$C4444&D4456","v":"TASSpareB10"},null,{"$f":"IF(CommentaryInput!D4421=0,\"\",CommentaryInput!D4421)","v":""}]
[null,null,null,11,{"$f":"$C4444&D4457","v":"TASSpareB11"},null,{"$f":"IF(CommentaryInput!D4422=0,\"\",CommentaryInput!D4422)","v":""}]
[null,null,null,12,{"$f":"$C4444&D4458","v":"TASSpareB12"},null,{"$f":"IF(CommentaryInput!D4423=0,\"\",CommentaryInput!D4423)","v":""}]
[null,null,null,null,null,null,"Winter"]
[null,null,null,13,{"$f":"$C4444&D4460","v":"TASSpareB13"},null,{"$f":"IF(CommentaryInput!D4425=0,\"\",CommentaryInput!D4425)","v":""}]
[null,null,null,14,{"$f":"$C4444&D4461","v":"TASSpareB14"},null,{"$f":"IF(CommentaryInput!D4426=0,\"\",CommentaryInput!D4426)","v":""}]
[null,null,null,15,{"$f":"$C4444&D4462","v":"TASSpareB15"},null,{"$f":"IF(CommentaryInput!D4427=0,\"\",CommentaryInput!D4427)","v":""}]
[null,null,null,16,{"$f":"$C4444&D4463","v":"TASSpareB16"},null,{"$f":"IF(CommentaryInput!D4428=0,\"\",CommentaryInput!D4428)","v":""}]
[null,null,null,17,{"$f":"$C4444&D4464","v":"TASSpareB17"},null,{"$f":"IF(CommentaryInput!D4429=0,\"\",CommentaryInput!D4429)","v":""}]
[null,null,null,null,null,null,"Other"]
[null,null,null,18,{"$f":"$C4444&D4466","v":"TASSpareB18"},null,{"$f":"IF(CommentaryInput!D4431=0,\"\",CommentaryInput!D4431)","v":""}]
[null,null,null,19,{"$f":"$C4444&D4467","v":"TASSpareB19"},null,{"$f":"IF(CommentaryInput!D4432=0,\"\",CommentaryInput!D4432)","v":""}]
[null,null,null,20,{"$f":"$C4444&D4468","v":"TASSpareB20"},null,{"$f":"IF(CommentaryInput!D4433=0,\"\",CommentaryInput!D4433)","v":""}]
[null,null,null,21,{"$f":"$C4444&D4469","v":"TASSpareB21"},null,{"$f":"IF(CommentaryInput!D4434=0,\"\",CommentaryInput!D4434)","v":""}]
[null,null,null,22,{"$f":"$C4444&D4470","v":"TASSpareB22"},null,{"$f":"IF(CommentaryInput!D4435=0,\"\",CommentaryInput!D4435)","v":""}]
[null,null,null,23,{"$f":"$C4444&D4471","v":"TASSpareB23"},null,{"$f":"IF(CommentaryInput!D4436=0,\"\",CommentaryInput!D4436)","v":""}]
[null,null,null,24,{"$f":"$C4444&D4472","v":"TASSpareB24"},null,{"$f":"IF(CommentaryInput!D4437=0,\"\",CommentaryInput!D4437)","v":""}]
[null,null,null,25,{"$f":"$C4444&D4473","v":"TASSpareB25"},null,{"$f":"IF(CommentaryInput!D4438=0,\"\",CommentaryInput!D4438)","v":""}]
[]
[null,null,"TAS SpareC"]
[]
[null,null,null,null,null,null,"MAIN SECTORS"]
[null,null,null,1,{"$f":"$C4475&D4478","v":"TAS SpareC1"},null,{"$f":"IF(CommentaryInput!D4443=0,\"\",CommentaryInput!D4443)","v":""}]
[null,null,null,2,{"$f":"$C4475&D4479","v":"TAS SpareC2"},null,{"$f":"IF(CommentaryInput!D4444=0,\"\",CommentaryInput!D4444)","v":""}]
[null,null,null,3,{"$f":"$C4475&D4480","v":"TAS SpareC3"},null,{"$f":"IF(CommentaryInput!D4445=0,\"\",CommentaryInput!D4445)","v":""}]
[null,null,null,4,{"$f":"$C4475&D4481","v":"TAS SpareC4"},null,{"$f":"IF(CommentaryInput!D4446=0,\"\",CommentaryInput!D4446)","v":""}]
[null,null,null,5,{"$f":"$C4475&D4482","v":"TAS SpareC5"},null,{"$f":"IF(CommentaryInput!D4447=0,\"\",CommentaryInput!D4447)","v":""}]
[null,null,null,null,null,null,"MEDIUM SCENARIO"]
[null,null,null,null,null,null,"Summer"]
[null,null,null,8,{"$f":"$C4475&D4485","v":"TAS SpareC8"},null,{"$f":"IF(CommentaryInput!D4450=0,\"\",CommentaryInput!D4450)","v":""}]
[null,null,null,9,{"$f":"$C4475&D4486","v":"TAS SpareC9"},null,{"$f":"IF(CommentaryInput!D4451=0,\"\",CommentaryInput!D4451)","v":""}]
[null,null,null,10,{"$f":"$C4475&D4487","v":"TAS SpareC10"},null,{"$f":"IF(CommentaryInput!D4452=0,\"\",CommentaryInput!D4452)","v":""}]
[null,null,null,11,{"$f":"$C4475&D4488","v":"TAS SpareC11"},null,{"$f":"IF(CommentaryInput!D4453=0,\"\",CommentaryInput!D4453)","v":""}]
[null,null,null,12,{"$f":"$C4475&D4489","v":"TAS SpareC12"},null,{"$f":"IF(CommentaryInput!D4454=0,\"\",CommentaryInput!D4454)","v":""}]
[null,null,null,null,null,null,"Winter"]
[null,null,null,13,{"$f":"$C4475&D4491","v":"TAS SpareC13"},null,{"$f":"IF(CommentaryInput!D4456=0,\"\",CommentaryInput!D4456)","v":""}]
[null,null,null,14,{"$f":"$C4475&D4492","v":"TAS SpareC14"},null,{"$f":"IF(CommentaryInput!D4457=0,\"\",CommentaryInput!D4457)","v":""}]
[null,null,null,15,{"$f":"$C4475&D4493","v":"TAS SpareC15"},null,{"$f":"IF(CommentaryInput!D4458=0,\"\",CommentaryInput!D4458)","v":""}]
[null,null,null,16,{"$f":"$C4475&D4494","v":"TAS SpareC16"},null,{"$f":"IF(CommentaryInput!D4459=0,\"\",CommentaryInput!D4459)","v":""}]
[null,null,null,17,{"$f":"$C4475&D4495","v":"TAS SpareC17"},null,{"$f":"IF(CommentaryInput!D4460=0,\"\",CommentaryInput!D4460)","v":""}]
[null,null,null,null,null,null,"Other"]
[null,null,null,18,{"$f":"$C4475&D4497","v":"TAS SpareC18"},null,{"$f":"IF(CommentaryInput!D4462=0,\"\",CommentaryInput!D4462)","v":""}]
[null,null,null,19,{"$f":"$C4475&D4498","v":"TAS SpareC19"},null,{"$f":"IF(CommentaryInput!D4463=0,\"\",CommentaryInput!D4463)","v":""}]
[null,null,null,20,{"$f":"$C4475&D4499","v":"TAS SpareC20"},null,{"$f":"IF(CommentaryInput!D4464=0,\"\",CommentaryInput!D4464)","v":""}]
[null,null,null,21,{"$f":"$C4475&D4500","v":"TAS SpareC21"},null,{"$f":"IF(CommentaryInput!D4465=0,\"\",CommentaryInput!D4465)","v":""}]
[null,null,null,22,{"$f":"$C4475&D4501","v":"TAS SpareC22"},null,{"$f":"IF(CommentaryInput!D4466=0,\"\",CommentaryInput!D4466)","v":""}]
[null,null,null,23,{"$f":"$C4475&D4502","v":"TAS SpareC23"},null,{"$f":"IF(CommentaryInput!D4467=0,\"\",CommentaryInput!D4467)","v":""}]
[null,null,null,24,{"$f":"$C4475&D4503","v":"TAS SpareC24"},null,{"$f":"IF(CommentaryInput!D4468=0,\"\",CommentaryInput!D4468)","v":""}]
[null,null,null,25,{"$f":"$C4475&D4504","v":"TAS SpareC25"},null,{"$f":"IF(CommentaryInput!D4469=0,\"\",CommentaryInput!D4469)","v":""}]
[]
[null,null,"TAS SpareD"]
[]
[null,null,null,null,null,null,"MAIN SECTORS"]
[null,null,null,1,{"$f":"$C4506&D4509","v":"TAS SpareD1"},null,{"$f":"IF(CommentaryInput!D4474=0,\"\",CommentaryInput!D4474)","v":""}]
[null,null,null,2,{"$f":"$C4506&D4510","v":"TAS SpareD2"},null,{"$f":"IF(CommentaryInput!D4475=0,\"\",CommentaryInput!D4475)","v":""}]
[null,null,null,3,{"$f":"$C4506&D4511","v":"TAS SpareD3"},null,{"$f":"IF(CommentaryInput!D4476=0,\"\",CommentaryInput!D4476)","v":""}]
[null,null,null,4,{"$f":"$C4506&D4512","v":"TAS SpareD4"},null,{"$f":"IF(CommentaryInput!D4477=0,\"\",CommentaryInput!D4477)","v":""}]
[null,null,null,5,{"$f":"$C4506&D4513","v":"TAS SpareD5"},null,{"$f":"IF(CommentaryInput!D4478=0,\"\",CommentaryInput!D4478)","v":""}]
[null,null,null,null,null,null,"MEDIUM SCENARIO"]
[null,null,null,null,null,null,"Summer"]
[null,null,null,8,{"$f":"$C4506&D4516","v":"TAS SpareD8"},null,{"$f":"IF(CommentaryInput!D4481=0,\"\",CommentaryInput!D4481)","v":""}]
[null,null,null,9,{"$f":"$C4506&D4517","v":"TAS SpareD9"},null,{"$f":"IF(CommentaryInput!D4482=0,\"\",CommentaryInput!D4482)","v":""}]
[null,null,null,10,{"$f":"$C4506&D4518","v":"TAS SpareD10"},null,{"$f":"IF(CommentaryInput!D4483=0,\"\",CommentaryInput!D4483)","v":""}]
[null,null,null,11,{"$f":"$C4506&D4519","v":"TAS SpareD11"},null,{"$f":"IF(CommentaryInput!D4484=0,\"\",CommentaryInput!D4484)","v":""}]
[null,null,null,12,{"$f":"$C4506&D4520","v":"TAS SpareD12"},null,{"$f":"IF(CommentaryInput!D4485=0,\"\",CommentaryInput!D4485)","v":""}]
[null,null,null,null,null,null,"Winter"]
[null,null,null,13,{"$f":"$C4506&D4522","v":"TAS SpareD13"},null,{"$f":"IF(CommentaryInput!D4487=0,\"\",CommentaryInput!D4487)","v":""}]
[null,null,null,14,{"$f":"$C4506&D4523","v":"TAS SpareD14"},null,{"$f":"IF(CommentaryInput!D4488=0,\"\",CommentaryInput!D4488)","v":""}]
[null,null,null,15,{"$f":"$C4506&D4524","v":"TAS SpareD15"},null,{"$f":"IF(CommentaryInput!D4489=0,\"\",CommentaryInput!D4489)","v":""}]
[null,null,null,16,{"$f":"$C4506&D4525","v":"TAS SpareD16"},null,{"$f":"IF(CommentaryInput!D4490=0,\"\",CommentaryInput!D4490)","v":""}]
[null,null,null,17,{"$f":"$C4506&D4526","v":"TAS SpareD17"},null,{"$f":"IF(CommentaryInput!D4491=0,\"\",CommentaryInput!D4491)","v":""}]
[null,null,null,null,null,null,"Other"]
[null,null,null,18,{"$f":"$C4506&D4528","v":"TAS SpareD18"},null,{"$f":"IF(CommentaryInput!D4493=0,\"\",CommentaryInput!D4493)","v":""}]
[null,null,null,19,{"$f":"$C4506&D4529","v":"TAS SpareD19"},null,{"$f":"IF(CommentaryInput!D4494=0,\"\",CommentaryInput!D4494)","v":""}]
[null,null,null,20,{"$f":"$C4506&D4530","v":"TAS SpareD20"},null,{"$f":"IF(CommentaryInput!D4495=0,\"\",CommentaryInput!D4495)","v":""}]
[null,null,null,21,{"$f":"$C4506&D4531","v":"TAS SpareD21"},null,{"$f":"IF(CommentaryInput!D4496=0,\"\",CommentaryInput!D4496)","v":""}]
[null,null,null,22,{"$f":"$C4506&D4532","v":"TAS SpareD22"},null,{"$f":"IF(CommentaryInput!D4497=0,\"\",CommentaryInput!D4497)","v":""}]
[null,null,null,23,{"$f":"$C4506&D4533","v":"TAS SpareD23"},null,{"$f":"IF(CommentaryInput!D4498=0,\"\",CommentaryInput!D4498)","v":""}]
[null,null,null,24,{"$f":"$C4506&D4534","v":"TAS SpareD24"},null,{"$f":"IF(CommentaryInput!D4499=0,\"\",CommentaryInput!D4499)","v":""}]
[null,null,null,25,{"$f":"$C4506&D4535","v":"TAS SpareD25"},null,{"$f":"IF(CommentaryInput!D4500=0,\"\",CommentaryInput!D4500)","v":""}]
[]
[null,null,"TAS SpareE"]
[]
[null,null,null,null,null,null,"MAIN SECTORS"]
[null,null,null,1,{"$f":"$C4537&D4540","v":"TAS SpareE1"},null,{"$f":"IF(CommentaryInput!D4505=0,\"\",CommentaryInput!D4505)","v":""}]
[null,null,null,2,{"$f":"$C4537&D4541","v":"TAS SpareE2"},null,{"$f":"IF(CommentaryInput!D4506=0,\"\",CommentaryInput!D4506)","v":""}]
[null,null,null,3,{"$f":"$C4537&D4542","v":"TAS SpareE3"},null,{"$f":"IF(CommentaryInput!D4507=0,\"\",CommentaryInput!D4507)","v":""}]
[null,null,null,4,{"$f":"$C4537&D4543","v":"TAS SpareE4"},null,{"$f":"IF(CommentaryInput!D4508=0,\"\",CommentaryInput!D4508)","v":""}]
[null,null,null,5,{"$f":"$C4537&D4544","v":"TAS SpareE5"},null,{"$f":"IF(CommentaryInput!D4509=0,\"\",CommentaryInput!D4509)","v":""}]
[null,null,null,null,null,null,"MEDIUM SCENARIO"]
[null,null,null,null,null,null,"Summer"]
[null,null,null,8,{"$f":"$C4537&D4547","v":"TAS SpareE8"},null,{"$f":"IF(CommentaryInput!D4512=0,\"\",CommentaryInput!D4512)","v":""}]
[null,null,null,9,{"$f":"$C4537&D4548","v":"TAS SpareE9"},null,{"$f":"IF(CommentaryInput!D4513=0,\"\",CommentaryInput!D4513)","v":""}]
[null,null,null,10,{"$f":"$C4537&D4549","v":"TAS SpareE10"},null,{"$f":"IF(CommentaryInput!D4514=0,\"\",CommentaryInput!D4514)","v":""}]
[null,null,null,11,{"$f":"$C4537&D4550","v":"TAS SpareE11"},null,{"$f":"IF(CommentaryInput!D4515=0,\"\",CommentaryInput!D4515)","v":""}]
[null,null,null,12,{"$f":"$C4537&D4551","v":"TAS SpareE12"},null,{"$f":"IF(CommentaryInput!D4516=0,\"\",CommentaryInput!D4516)","v":""}]
[null,null,null,null,null,null,"Winter"]
[null,null,null,13,{"$f":"$C4537&D4553","v":"TAS SpareE13"},null,{"$f":"IF(CommentaryInput!D4518=0,\"\",CommentaryInput!D4518)","v":""}]
[null,null,null,14,{"$f":"$C4537&D4554","v":"TAS SpareE14"},null,{"$f":"IF(CommentaryInput!D4519=0,\"\",CommentaryInput!D4519)","v":""}]
[null,null,null,15,{"$f":"$C4537&D4555","v":"TAS SpareE15"},null,{"$f":"IF(CommentaryInput!D4520=0,\"\",CommentaryInput!D4520)","v":""}]
[null,null,null,16,{"$f":"$C4537&D4556","v":"TAS SpareE16"},null,{"$f":"IF(CommentaryInput!D4521=0,\"\",CommentaryInput!D4521)","v":""}]
[null,null,null,17,{"$f":"$C4537&D4557","v":"TAS SpareE17"},null,{"$f":"IF(CommentaryInput!D4522=0,\"\",CommentaryInput!D4522)","v":""}]
[null,null,null,null,null,null,"Other"]
[null,null,null,18,{"$f":"$C4537&D4559","v":"TAS SpareE18"},null,{"$f":"IF(CommentaryInput!D4524=0,\"\",CommentaryInput!D4524)","v":""}]
[null,null,null,19,{"$f":"$C4537&D4560","v":"TAS SpareE19"},null,{"$f":"IF(CommentaryInput!D4525=0,\"\",CommentaryInput!D4525)","v":""}]
[null,null,null,20,{"$f":"$C4537&D4561","v":"TAS SpareE20"},null,{"$f":"IF(CommentaryInput!D4526=0,\"\",CommentaryInput!D4526)","v":""}]
[null,null,null,21,{"$f":"$C4537&D4562","v":"TAS SpareE21"},null,{"$f":"IF(CommentaryInput!D4527=0,\"\",CommentaryInput!D4527)","v":""}]
[null,null,null,22,{"$f":"$C4537&D4563","v":"TAS SpareE22"},null,{"$f":"IF(CommentaryInput!D4528=0,\"\",CommentaryInput!D4528)","v":""}]
[null,null,null,23,{"$f":"$C4537&D4564","v":"TAS SpareE23"},null,{"$f":"IF(CommentaryInput!D4529=0,\"\",CommentaryInput!D4529)","v":""}]
[null,null,null,24,{"$f":"$C4537&D4565","v":"TAS SpareE24"},null,{"$f":"IF(CommentaryInput!D4530=0,\"\",CommentaryInput!D4530)","v":""}]
[null,null,null,25,{"$f":"$C4537&D4566","v":"TAS SpareE25"},null,{"$f":"IF(CommentaryInput!D4531=0,\"\",CommentaryInput!D4531)","v":""}]
[]
[null,null,"TAS SpareF"]
[]
[null,null,null,null,null,null,"MAIN SECTORS"]
[null,null,null,1,{"$f":"$C4568&D4571","v":"TAS SpareF1"},null,{"$f":"IF(CommentaryInput!D4536=0,\"\",CommentaryInput!D4536)","v":""}]
[null,null,null,2,{"$f":"$C4568&D4572","v":"TAS SpareF2"},null,{"$f":"IF(CommentaryInput!D4537=0,\"\",CommentaryInput!D4537)","v":""}]
[null,null,null,3,{"$f":"$C4568&D4573","v":"TAS SpareF3"},null,{"$f":"IF(CommentaryInput!D4538=0,\"\",CommentaryInput!D4538)","v":""}]
[null,null,null,4,{"$f":"$C4568&D4574","v":"TAS SpareF4"},null,{"$f":"IF(CommentaryInput!D4539=0,\"\",CommentaryInput!D4539)","v":""}]
[null,null,null,5,{"$f":"$C4568&D4575","v":"TAS SpareF5"},null,{"$f":"IF(CommentaryInput!D4540=0,\"\",CommentaryInput!D4540)","v":""}]
[null,null,null,null,null,null,"MEDIUM SCENARIO"]
[null,null,null,null,null,null,"Summer"]
[null,null,null,8,{"$f":"$C4568&D4578","v":"TAS SpareF8"},null,{"$f":"IF(CommentaryInput!D4543=0,\"\",CommentaryInput!D4543)","v":""}]
[null,null,null,9,{"$f":"$C4568&D4579","v":"TAS SpareF9"},null,{"$f":"IF(CommentaryInput!D4544=0,\"\",CommentaryInput!D4544)","v":""}]
[null,null,null,10,{"$f":"$C4568&D4580","v":"TAS SpareF10"},null,{"$f":"IF(CommentaryInput!D4545=0,\"\",CommentaryInput!D4545)","v":""}]
[null,null,null,11,{"$f":"$C4568&D4581","v":"TAS SpareF11"},null,{"$f":"IF(CommentaryInput!D4546=0,\"\",CommentaryInput!D4546)","v":""}]
[null,null,null,12,{"$f":"$C4568&D4582","v":"TAS SpareF12"},null,{"$f":"IF(CommentaryInput!D4547=0,\"\",CommentaryInput!D4547)","v":""}]
[null,null,null,null,null,null,"Winter"]
[null,null,null,13,{"$f":"$C4568&D4584","v":"TAS SpareF13"},null,{"$f":"IF(CommentaryInput!D4549=0,\"\",CommentaryInput!D4549)","v":""}]
[null,null,null,14,{"$f":"$C4568&D4585","v":"TAS SpareF14"},null,{"$f":"IF(CommentaryInput!D4550=0,\"\",CommentaryInput!D4550)","v":""}]
[null,null,null,15,{"$f":"$C4568&D4586","v":"TAS SpareF15"},null,{"$f":"IF(CommentaryInput!D4551=0,\"\",CommentaryInput!D4551)","v":""}]
[null,null,null,16,{"$f":"$C4568&D4587","v":"TAS SpareF16"},null,{"$f":"IF(CommentaryInput!D4552=0,\"\",CommentaryInput!D4552)","v":""}]
[null,null,null,17,{"$f":"$C4568&D4588","v":"TAS SpareF17"},null,{"$f":"IF(CommentaryInput!D4553=0,\"\",CommentaryInput!D4553)","v":""}]
[null,null,null,null,null,null,"Other"]
[null,null,null,18,{"$f":"$C4568&D4590","v":"TAS SpareF18"},null,{"$f":"IF(CommentaryInput!D4555=0,\"\",CommentaryInput!D4555)","v":""}]
[null,null,null,19,{"$f":"$C4568&D4591","v":"TAS SpareF19"},null,{"$f":"IF(CommentaryInput!D4556=0,\"\",CommentaryInput!D4556)","v":""}]
[null,null,null,20,{"$f":"$C4568&D4592","v":"TAS SpareF20"},null,{"$f":"IF(CommentaryInput!D4557=0,\"\",CommentaryInput!D4557)","v":""}]
[null,null,null,21,{"$f":"$C4568&D4593","v":"TAS SpareF21"},null,{"$f":"IF(CommentaryInput!D4558=0,\"\",CommentaryInput!D4558)","v":""}]
[null,null,null,22,{"$f":"$C4568&D4594","v":"TAS SpareF22"},null,{"$f":"IF(CommentaryInput!D4559=0,\"\",CommentaryInput!D4559)","v":""}]
[null,null,null,23,{"$f":"$C4568&D4595","v":"TAS SpareF23"},null,{"$f":"IF(CommentaryInput!D4560=0,\"\",CommentaryInput!D4560)","v":""}]
[null,null,null,24,{"$f":"$C4568&D4596","v":"TAS SpareF24"},null,{"$f":"IF(CommentaryInput!D4561=0,\"\",CommentaryInput!D4561)","v":""}]
[null,null,null,25,{"$f":"$C4568&D4597","v":"TAS SpareF25"},null,{"$f":"IF(CommentaryInput!D4562=0,\"\",CommentaryInput!D4562)","v":""}]
[]
[null,null,"TAS SpareG"]
[]
[null,null,null,null,null,null,"MAIN SECTORS"]
[null,null,null,1,{"$f":"$C4599&D4602","v":"TAS SpareG1"},null,{"$f":"IF(CommentaryInput!D4567=0,\"\",CommentaryInput!D4567)","v":""}]
[null,null,null,2,{"$f":"$C4599&D4603","v":"TAS SpareG2"},null,{"$f":"IF(CommentaryInput!D4568=0,\"\",CommentaryInput!D4568)","v":""}]
[null,null,null,3,{"$f":"$C4599&D4604","v":"TAS SpareG3"},null,{"$f":"IF(CommentaryInput!D4569=0,\"\",CommentaryInput!D4569)","v":""}]
[null,null,null,4,{"$f":"$C4599&D4605","v":"TAS SpareG4"},null,{"$f":"IF(CommentaryInput!D4570=0,\"\",CommentaryInput!D4570)","v":""}]
[null,null,null,5,{"$f":"$C4599&D4606","v":"TAS SpareG5"},null,{"$f":"IF(CommentaryInput!D4571=0,\"\",CommentaryInput!D4571)","v":""}]
[null,null,null,null,null,null,"MEDIUM SCENARIO"]
[null,null,null,null,null,null,"Summer"]
[null,null,null,8,{"$f":"$C4599&D4609","v":"TAS SpareG8"},null,{"$f":"IF(CommentaryInput!D4574=0,\"\",CommentaryInput!D4574)","v":""}]
[null,null,null,9,{"$f":"$C4599&D4610","v":"TAS SpareG9"},null,{"$f":"IF(CommentaryInput!D4575=0,\"\",CommentaryInput!D4575)","v":""}]
[null,null,null,10,{"$f":"$C4599&D4611","v":"TAS SpareG10"},null,{"$f":"IF(CommentaryInput!D4576=0,\"\",CommentaryInput!D4576)","v":""}]
[null,null,null,11,{"$f":"$C4599&D4612","v":"TAS SpareG11"},null,{"$f":"IF(CommentaryInput!D4577=0,\"\",CommentaryInput!D4577)","v":""}]
[null,null,null,12,{"$f":"$C4599&D4613","v":"TAS SpareG12"},null,{"$f":"IF(CommentaryInput!D4578=0,\"\",CommentaryInput!D4578)","v":""}]
[null,null,null,null,null,null,"Winter"]
[null,null,null,13,{"$f":"$C4599&D4615","v":"TAS SpareG13"},null,{"$f":"IF(CommentaryInput!D4580=0,\"\",CommentaryInput!D4580)","v":""}]
[null,null,null,14,{"$f":"$C4599&D4616","v":"TAS SpareG14"},null,{"$f":"IF(CommentaryInput!D4581=0,\"\",CommentaryInput!D4581)","v":""}]
[null,null,null,15,{"$f":"$C4599&D4617","v":"TAS SpareG15"},null,{"$f":"IF(CommentaryInput!D4582=0,\"\",CommentaryInput!D4582)","v":""}]
[null,null,null,16,{"$f":"$C4599&D4618","v":"TAS SpareG16"},null,{"$f":"IF(CommentaryInput!D4583=0,\"\",CommentaryInput!D4583)","v":""}]
[null,null,null,17,{"$f":"$C4599&D4619","v":"TAS SpareG17"},null,{"$f":"IF(CommentaryInput!D4584=0,\"\",CommentaryInput!D4584)","v":""}]
[null,null,null,null,null,null,"Other"]
[null,null,null,18,{"$f":"$C4599&D4621","v":"TAS SpareG18"},null,{"$f":"IF(CommentaryInput!D4586=0,\"\",CommentaryInput!D4586)","v":""}]
[null,null,null,19,{"$f":"$C4599&D4622","v":"TAS SpareG19"},null,{"$f":"IF(CommentaryInput!D4587=0,\"\",CommentaryInput!D4587)","v":""}]
[null,null,null,20,{"$f":"$C4599&D4623","v":"TAS SpareG20"},null,{"$f":"IF(CommentaryInput!D4588=0,\"\",CommentaryInput!D4588)","v":""}]
[null,null,null,21,{"$f":"$C4599&D4624","v":"TAS SpareG21"},null,{"$f":"IF(CommentaryInput!D4589=0,\"\",CommentaryInput!D4589)","v":""}]
[null,null,null,22,{"$f":"$C4599&D4625","v":"TAS SpareG22"},null,{"$f":"IF(CommentaryInput!D4590=0,\"\",CommentaryInput!D4590)","v":""}]
[null,null,null,23,{"$f":"$C4599&D4626","v":"TAS SpareG23"},null,{"$f":"IF(CommentaryInput!D4591=0,\"\",CommentaryInput!D4591)","v":""}]
[null,null,null,24,{"$f":"$C4599&D4627","v":"TAS SpareG24"},null,{"$f":"IF(CommentaryInput!D4592=0,\"\",CommentaryInput!D4592)","v":""}]
[null,null,null,25,{"$f":"$C4599&D4628","v":"TAS SpareG25"},null,{"$f":"IF(CommentaryInput!D4593=0,\"\",CommentaryInput!D4593)","v":""}]
[]
[null,null,"TAS SpareH"]
[]
[null,null,null,null,null,null,"MAIN SECTORS"]
[null,null,null,1,{"$f":"$C4630&D4633","v":"TAS SpareH1"},null,{"$f":"IF(CommentaryInput!D4598=0,\"\",CommentaryInput!D4598)","v":""}]
[null,null,null,2,{"$f":"$C4630&D4634","v":"TAS SpareH2"},null,{"$f":"IF(CommentaryInput!D4599=0,\"\",CommentaryInput!D4599)","v":""}]
[null,null,null,3,{"$f":"$C4630&D4635","v":"TAS SpareH3"},null,{"$f":"IF(CommentaryInput!D4600=0,\"\",CommentaryInput!D4600)","v":""}]
[null,null,null,4,{"$f":"$C4630&D4636","v":"TAS SpareH4"},null,{"$f":"IF(CommentaryInput!D4601=0,\"\",CommentaryInput!D4601)","v":""}]
[null,null,null,5,{"$f":"$C4630&D4637","v":"TAS SpareH5"},null,{"$f":"IF(CommentaryInput!D4602=0,\"\",CommentaryInput!D4602)","v":""}]
[null,null,null,null,null,null,"MEDIUM SCENARIO"]
[null,null,null,null,null,null,"Summer"]
[null,null,null,8,{"$f":"$C4630&D4640","v":"TAS SpareH8"},null,{"$f":"IF(CommentaryInput!D4605=0,\"\",CommentaryInput!D4605)","v":""}]
[null,null,null,9,{"$f":"$C4630&D4641","v":"TAS SpareH9"},null,{"$f":"IF(CommentaryInput!D4606=0,\"\",CommentaryInput!D4606)","v":""}]
[null,null,null,10,{"$f":"$C4630&D4642","v":"TAS SpareH10"},null,{"$f":"IF(CommentaryInput!D4607=0,\"\",CommentaryInput!D4607)","v":""}]
[null,null,null,11,{"$f":"$C4630&D4643","v":"TAS SpareH11"},null,{"$f":"IF(CommentaryInput!D4608=0,\"\",CommentaryInput!D4608)","v":""}]
[null,null,null,12,{"$f":"$C4630&D4644","v":"TAS SpareH12"},null,{"$f":"IF(CommentaryInput!D4609=0,\"\",CommentaryInput!D4609)","v":""}]
[null,null,null,null,null,null,"Winter"]
[null,null,null,13,{"$f":"$C4630&D4646","v":"TAS SpareH13"},null,{"$f":"IF(CommentaryInput!D4611=0,\"\",CommentaryInput!D4611)","v":""}]
[null,null,null,14,{"$f":"$C4630&D4647","v":"TAS SpareH14"},null,{"$f":"IF(CommentaryInput!D4612=0,\"\",CommentaryInput!D4612)","v":""}]
[null,null,null,15,{"$f":"$C4630&D4648","v":"TAS SpareH15"},null,{"$f":"IF(CommentaryInput!D4613=0,\"\",CommentaryInput!D4613)","v":""}]
[null,null,null,16,{"$f":"$C4630&D4649","v":"TAS SpareH16"},null,{"$f":"IF(CommentaryInput!D4614=0,\"\",CommentaryInput!D4614)","v":""}]
[null,null,null,17,{"$f":"$C4630&D4650","v":"TAS SpareH17"},null,{"$f":"IF(CommentaryInput!D4615=0,\"\",CommentaryInput!D4615)","v":""}]
[null,null,null,null,null,null,"Other"]
[null,null,null,18,{"$f":"$C4630&D4652","v":"TAS SpareH18"},null,{"$f":"IF(CommentaryInput!D4617=0,\"\",CommentaryInput!D4617)","v":""}]
[null,null,null,19,{"$f":"$C4630&D4653","v":"TAS SpareH19"},null,{"$f":"IF(CommentaryInput!D4618=0,\"\",CommentaryInput!D4618)","v":""}]
[null,null,null,20,{"$f":"$C4630&D4654","v":"TAS SpareH20"},null,{"$f":"IF(CommentaryInput!D4619=0,\"\",CommentaryInput!D4619)","v":""}]
[null,null,null,21,{"$f":"$C4630&D4655","v":"TAS SpareH21"},null,{"$f":"IF(CommentaryInput!D4620=0,\"\",CommentaryInput!D4620)","v":""}]
[null,null,null,22,{"$f":"$C4630&D4656","v":"TAS SpareH22"},null,{"$f":"IF(CommentaryInput!D4621=0,\"\",CommentaryInput!D4621)","v":""}]
[null,null,null,23,{"$f":"$C4630&D4657","v":"TAS SpareH23"},null,{"$f":"IF(CommentaryInput!D4622=0,\"\",CommentaryInput!D4622)","v":""}]
[null,null,null,24,{"$f":"$C4630&D4658","v":"TAS SpareH24"},null,{"$f":"IF(CommentaryInput!D4623=0,\"\",CommentaryInput!D4623)","v":""}]
[null,null,null,25,{"$f":"$C4630&D4659","v":"TAS SpareH25"},null,{"$f":"IF(CommentaryInput!D4624=0,\"\",CommentaryInput!D4624)","v":""}]
[]
[null,null,"TAS SpareI"]
[]
[null,null,null,null,null,null,"MAIN SECTORS"]
[null,null,null,1,{"$f":"$C4661&D4664","v":"TAS SpareI1"},null,{"$f":"IF(CommentaryInput!D4629=0,\"\",CommentaryInput!D4629)","v":""}]
[null,null,null,2,{"$f":"$C4661&D4665","v":"TAS SpareI2"},null,{"$f":"IF(CommentaryInput!D4630=0,\"\",CommentaryInput!D4630)","v":""}]
[null,null,null,3,{"$f":"$C4661&D4666","v":"TAS SpareI3"},null,{"$f":"IF(CommentaryInput!D4631=0,\"\",CommentaryInput!D4631)","v":""}]
[null,null,null,4,{"$f":"$C4661&D4667","v":"TAS SpareI4"},null,{"$f":"IF(CommentaryInput!D4632=0,\"\",CommentaryInput!D4632)","v":""}]
[null,null,null,5,{"$f":"$C4661&D4668","v":"TAS SpareI5"},null,{"$f":"IF(CommentaryInput!D4633=0,\"\",CommentaryInput!D4633)","v":""}]
[null,null,null,null,null,null,"MEDIUM SCENARIO"]
[null,null,null,null,null,null,"Summer"]
[null,null,null,8,{"$f":"$C4661&D4671","v":"TAS SpareI8"},null,{"$f":"IF(CommentaryInput!D4636=0,\"\",CommentaryInput!D4636)","v":""}]
[null,null,null,9,{"$f":"$C4661&D4672","v":"TAS SpareI9"},null,{"$f":"IF(CommentaryInput!D4637=0,\"\",CommentaryInput!D4637)","v":""}]
[null,null,null,10,{"$f":"$C4661&D4673","v":"TAS SpareI10"},null,{"$f":"IF(CommentaryInput!D4638=0,\"\",CommentaryInput!D4638)","v":""}]
[null,null,null,11,{"$f":"$C4661&D4674","v":"TAS SpareI11"},null,{"$f":"IF(CommentaryInput!D4639=0,\"\",CommentaryInput!D4639)","v":""}]
[null,null,null,12,{"$f":"$C4661&D4675","v":"TAS SpareI12"},null,{"$f":"IF(CommentaryInput!D4640=0,\"\",CommentaryInput!D4640)","v":""}]
[null,null,null,null,null,null,"Winter"]
[null,null,null,13,{"$f":"$C4661&D4677","v":"TAS SpareI13"},null,{"$f":"IF(CommentaryInput!D4642=0,\"\",CommentaryInput!D4642)","v":""}]
[null,null,null,14,{"$f":"$C4661&D4678","v":"TAS SpareI14"},null,{"$f":"IF(CommentaryInput!D4643=0,\"\",CommentaryInput!D4643)","v":""}]
[null,null,null,15,{"$f":"$C4661&D4679","v":"TAS SpareI15"},null,{"$f":"IF(CommentaryInput!D4644=0,\"\",CommentaryInput!D4644)","v":""}]
[null,null,null,16,{"$f":"$C4661&D4680","v":"TAS SpareI16"},null,{"$f":"IF(CommentaryInput!D4645=0,\"\",CommentaryInput!D4645)","v":""}]
[null,null,null,17,{"$f":"$C4661&D4681","v":"TAS SpareI17"},null,{"$f":"IF(CommentaryInput!D4646=0,\"\",CommentaryInput!D4646)","v":""}]
[null,null,null,null,null,null,"Other"]
[null,null,null,18,{"$f":"$C4661&D4683","v":"TAS SpareI18"},null,{"$f":"IF(CommentaryInput!D4648=0,\"\",CommentaryInput!D4648)","v":""}]
[null,null,null,19,{"$f":"$C4661&D4684","v":"TAS SpareI19"},null,{"$f":"IF(CommentaryInput!D4649=0,\"\",CommentaryInput!D4649)","v":""}]
[null,null,null,20,{"$f":"$C4661&D4685","v":"TAS SpareI20"},null,{"$f":"IF(CommentaryInput!D4650=0,\"\",CommentaryInput!D4650)","v":""}]
[null,null,null,21,{"$f":"$C4661&D4686","v":"TAS SpareI21"},null,{"$f":"IF(CommentaryInput!D4651=0,\"\",CommentaryInput!D4651)","v":""}]
[null,null,null,22,{"$f":"$C4661&D4687","v":"TAS SpareI22"},null,{"$f":"IF(CommentaryInput!D4652=0,\"\",CommentaryInput!D4652)","v":""}]
[null,null,null,23,{"$f":"$C4661&D4688","v":"TAS SpareI23"},null,{"$f":"IF(CommentaryInput!D4653=0,\"\",CommentaryInput!D4653)","v":""}]
[null,null,null,24,{"$f":"$C4661&D4689","v":"TAS SpareI24"},null,{"$f":"IF(CommentaryInput!D4654=0,\"\",CommentaryInput!D4654)","v":""}]
[null,null,null,25,{"$f":"$C4661&D4690","v":"TAS SpareI25"},null,{"$f":"IF(CommentaryInput!D4655=0,\"\",CommentaryInput!D4655)","v":""}]
[]
[null,null,"TAS SpareJ"]
[]
[null,null,null,null,null,null,"MAIN SECTORS"]
[null,null,null,1,{"$f":"$C4692&D4695","v":"TAS SpareJ1"},null,{"$f":"IF(CommentaryInput!D4660=0,\"\",CommentaryInput!D4660)","v":""}]
[null,null,null,2,{"$f":"$C4692&D4696","v":"TAS SpareJ2"},null,{"$f":"IF(CommentaryInput!D4661=0,\"\",CommentaryInput!D4661)","v":""}]
[null,null,null,3,{"$f":"$C4692&D4697","v":"TAS SpareJ3"},null,{"$f":"IF(CommentaryInput!D4662=0,\"\",CommentaryInput!D4662)","v":""}]
[null,null,null,4,{"$f":"$C4692&D4698","v":"TAS SpareJ4"},null,{"$f":"IF(CommentaryInput!D4663=0,\"\",CommentaryInput!D4663)","v":""}]
[null,null,null,5,{"$f":"$C4692&D4699","v":"TAS SpareJ5"},null,{"$f":"IF(CommentaryInput!D4664=0,\"\",CommentaryInput!D4664)","v":""}]
[null,null,null,null,null,null,"MEDIUM SCENARIO"]
[null,null,null,null,null,null,"Summer"]
[null,null,null,8,{"$f":"$C4692&D4702","v":"TAS SpareJ8"},null,{"$f":"IF(CommentaryInput!D4667=0,\"\",CommentaryInput!D4667)","v":""}]
[null,null,null,9,{"$f":"$C4692&D4703","v":"TAS SpareJ9"},null,{"$f":"IF(CommentaryInput!D4668=0,\"\",CommentaryInput!D4668)","v":""}]
[null,null,null,10,{"$f":"$C4692&D4704","v":"TAS SpareJ10"},null,{"$f":"IF(CommentaryInput!D4669=0,\"\",CommentaryInput!D4669)","v":""}]
[null,null,null,11,{"$f":"$C4692&D4705","v":"TAS SpareJ11"},null,{"$f":"IF(CommentaryInput!D4670=0,\"\",CommentaryInput!D4670)","v":""}]
[null,null,null,12,{"$f":"$C4692&D4706","v":"TAS SpareJ12"},null,{"$f":"IF(CommentaryInput!D4671=0,\"\",CommentaryInput!D4671)","v":""}]
[null,null,null,null,null,null,"Winter"]
[null,null,null,13,{"$f":"$C4692&D4708","v":"TAS SpareJ13"},null,{"$f":"IF(CommentaryInput!D4673=0,\"\",CommentaryInput!D4673)","v":""}]
[null,null,null,14,{"$f":"$C4692&D4709","v":"TAS SpareJ14"},null,{"$f":"IF(CommentaryInput!D4674=0,\"\",CommentaryInput!D4674)","v":""}]
[null,null,null,15,{"$f":"$C4692&D4710","v":"TAS SpareJ15"},null,{"$f":"IF(CommentaryInput!D4675=0,\"\",CommentaryInput!D4675)","v":""}]
[null,null,null,16,{"$f":"$C4692&D4711","v":"TAS SpareJ16"},null,{"$f":"IF(CommentaryInput!D4676=0,\"\",CommentaryInput!D4676)","v":""}]
[null,null,null,17,{"$f":"$C4692&D4712","v":"TAS SpareJ17"},null,{"$f":"IF(CommentaryInput!D4677=0,\"\",CommentaryInput!D4677)","v":""}]
[null,null,null,null,null,null,"Other"]
[null,null,null,18,{"$f":"$C4692&D4714","v":"TAS SpareJ18"},null,{"$f":"IF(CommentaryInput!D4679=0,\"\",CommentaryInput!D4679)","v":""}]
[null,null,null,19,{"$f":"$C4692&D4715","v":"TAS SpareJ19"},null,{"$f":"IF(CommentaryInput!D4680=0,\"\",CommentaryInput!D4680)","v":""}]
[null,null,null,20,{"$f":"$C4692&D4716","v":"TAS SpareJ20"},null,{"$f":"IF(CommentaryInput!D4681=0,\"\",CommentaryInput!D4681)","v":""}]
[null,null,null,21,{"$f":"$C4692&D4717","v":"TAS SpareJ21"},null,{"$f":"IF(CommentaryInput!D4682=0,\"\",CommentaryInput!D4682)","v":""}]
[null,null,null,22,{"$f":"$C4692&D4718","v":"TAS SpareJ22"},null,{"$f":"IF(CommentaryInput!D4683=0,\"\",CommentaryInput!D4683)","v":""}]
[null,null,null,23,{"$f":"$C4692&D4719","v":"TAS SpareJ23"},null,{"$f":"IF(CommentaryInput!D4684=0,\"\",CommentaryInput!D4684)","v":""}]
[null,null,null,24,{"$f":"$C4692&D4720","v":"TAS SpareJ24"},null,{"$f":"IF(CommentaryInput!D4685=0,\"\",CommentaryInput!D4685)","v":""}]
[null,null,null,25,{"$f":"$C4692&D4721","v":"TAS SpareJ25"},null,{"$f":"IF(CommentaryInput!D4686=0,\"\",CommentaryInput!D4686)","v":""}]
[]
[null,null,"TAS SpareK"]
[]
[null,null,null,null,null,null,"MAIN SECTORS"]
[null,null,null,1,{"$f":"$C4723&D4726","v":"TAS SpareK1"},null,{"$f":"IF(CommentaryInput!D4691=0,\"\",CommentaryInput!D4691)","v":""}]
[null,null,null,2,{"$f":"$C4723&D4727","v":"TAS SpareK2"},null,{"$f":"IF(CommentaryInput!D4692=0,\"\",CommentaryInput!D4692)","v":""}]
[null,null,null,3,{"$f":"$C4723&D4728","v":"TAS SpareK3"},null,{"$f":"IF(CommentaryInput!D4693=0,\"\",CommentaryInput!D4693)","v":""}]
[null,null,null,4,{"$f":"$C4723&D4729","v":"TAS SpareK4"},null,{"$f":"IF(CommentaryInput!D4694=0,\"\",CommentaryInput!D4694)","v":""}]
[null,null,null,5,{"$f":"$C4723&D4730","v":"TAS SpareK5"},null,{"$f":"IF(CommentaryInput!D4695=0,\"\",CommentaryInput!D4695)","v":""}]
[null,null,null,null,null,null,"MEDIUM SCENARIO"]
[null,null,null,null,null,null,"Summer"]
[null,null,null,8,{"$f":"$C4723&D4733","v":"TAS SpareK8"},null,{"$f":"IF(CommentaryInput!D4698=0,\"\",CommentaryInput!D4698)","v":""}]
[null,null,null,9,{"$f":"$C4723&D4734","v":"TAS SpareK9"},null,{"$f":"IF(CommentaryInput!D4699=0,\"\",CommentaryInput!D4699)","v":""}]
[null,null,null,10,{"$f":"$C4723&D4735","v":"TAS SpareK10"},null,{"$f":"IF(CommentaryInput!D4700=0,\"\",CommentaryInput!D4700)","v":""}]
[null,null,null,11,{"$f":"$C4723&D4736","v":"TAS SpareK11"},null,{"$f":"IF(CommentaryInput!D4701=0,\"\",CommentaryInput!D4701)","v":""}]
[null,null,null,12,{"$f":"$C4723&D4737","v":"TAS SpareK12"},null,{"$f":"IF(CommentaryInput!D4702=0,\"\",CommentaryInput!D4702)","v":""}]
[null,null,null,null,null,null,"Winter"]
[null,null,null,13,{"$f":"$C4723&D4739","v":"TAS SpareK13"},null,{"$f":"IF(CommentaryInput!D4704=0,\"\",CommentaryInput!D4704)","v":""}]
[null,null,null,14,{"$f":"$C4723&D4740","v":"TAS SpareK14"},null,{"$f":"IF(CommentaryInput!D4705=0,\"\",CommentaryInput!D4705)","v":""}]
[null,null,null,15,{"$f":"$C4723&D4741","v":"TAS SpareK15"},null,{"$f":"IF(CommentaryInput!D4706=0,\"\",CommentaryInput!D4706)","v":""}]
[null,null,null,16,{"$f":"$C4723&D4742","v":"TAS SpareK16"},null,{"$f":"IF(CommentaryInput!D4707=0,\"\",CommentaryInput!D4707)","v":""}]
[null,null,null,17,{"$f":"$C4723&D4743","v":"TAS SpareK17"},null,{"$f":"IF(CommentaryInput!D4708=0,\"\",CommentaryInput!D4708)","v":""}]
[null,null,null,null,null,null,"Other"]
[null,null,null,18,{"$f":"$C4723&D4745","v":"TAS SpareK18"},null,{"$f":"IF(CommentaryInput!D4710=0,\"\",CommentaryInput!D4710)","v":""}]
[null,null,null,19,{"$f":"$C4723&D4746","v":"TAS SpareK19"},null,{"$f":"IF(CommentaryInput!D4711=0,\"\",CommentaryInput!D4711)","v":""}]
[null,null,null,20,{"$f":"$C4723&D4747","v":"TAS SpareK20"},null,{"$f":"IF(CommentaryInput!D4712=0,\"\",CommentaryInput!D4712)","v":""}]
[null,null,null,21,{"$f":"$C4723&D4748","v":"TAS SpareK21"},null,{"$f":"IF(CommentaryInput!D4713=0,\"\",CommentaryInput!D4713)","v":""}]
[null,null,null,22,{"$f":"$C4723&D4749","v":"TAS SpareK22"},null,{"$f":"IF(CommentaryInput!D4714=0,\"\",CommentaryInput!D4714)","v":""}]
[null,null,null,23,{"$f":"$C4723&D4750","v":"TAS SpareK23"},null,{"$f":"IF(CommentaryInput!D4715=0,\"\",CommentaryInput!D4715)","v":""}]
[null,null,null,24,{"$f":"$C4723&D4751","v":"TAS SpareK24"},null,{"$f":"IF(CommentaryInput!D4716=0,\"\",CommentaryInput!D4716)","v":""}]
[null,null,null,25,{"$f":"$C4723&D4752","v":"TAS SpareK25"},null,{"$f":"IF(CommentaryInput!D4717=0,\"\",CommentaryInput!D4717)","v":""}]
[]
[null,null,"TAS SpareL"]
[]
[null,null,null,null,null,null,"MAIN SECTORS"]
[null,null,null,1,{"$f":"$C4754&D4757","v":"TAS SpareL1"},null,{"$f":"IF(CommentaryInput!D4722=0,\"\",CommentaryInput!D4722)","v":""}]
[null,null,null,2,{"$f":"$C4754&D4758","v":"TAS SpareL2"},null,{"$f":"IF(CommentaryInput!D4723=0,\"\",CommentaryInput!D4723)","v":""}]
[null,null,null,3,{"$f":"$C4754&D4759","v":"TAS SpareL3"},null,{"$f":"IF(CommentaryInput!D4724=0,\"\",CommentaryInput!D4724)","v":""}]
[null,null,null,4,{"$f":"$C4754&D4760","v":"TAS SpareL4"},null,{"$f":"IF(CommentaryInput!D4725=0,\"\",CommentaryInput!D4725)","v":""}]
[null,null,null,5,{"$f":"$C4754&D4761","v":"TAS SpareL5"},null,{"$f":"IF(CommentaryInput!D4726=0,\"\",CommentaryInput!D4726)","v":""}]
[null,null,null,null,null,null,"MEDIUM SCENARIO"]
[null,null,null,null,null,null,"Summer"]
[null,null,null,8,{"$f":"$C4754&D4764","v":"TAS SpareL8"},null,{"$f":"IF(CommentaryInput!D4729=0,\"\",CommentaryInput!D4729)","v":""}]
[null,null,null,9,{"$f":"$C4754&D4765","v":"TAS SpareL9"},null,{"$f":"IF(CommentaryInput!D4730=0,\"\",CommentaryInput!D4730)","v":""}]
[null,null,null,10,{"$f":"$C4754&D4766","v":"TAS SpareL10"},null,{"$f":"IF(CommentaryInput!D4731=0,\"\",CommentaryInput!D4731)","v":""}]
[null,null,null,11,{"$f":"$C4754&D4767","v":"TAS SpareL11"},null,{"$f":"IF(CommentaryInput!D4732=0,\"\",CommentaryInput!D4732)","v":""}]
[null,null,null,12,{"$f":"$C4754&D4768","v":"TAS SpareL12"},null,{"$f":"IF(CommentaryInput!D4733=0,\"\",CommentaryInput!D4733)","v":""}]
[null,null,null,null,null,null,"Winter"]
[null,null,null,13,{"$f":"$C4754&D4770","v":"TAS SpareL13"},null,{"$f":"IF(CommentaryInput!D4735=0,\"\",CommentaryInput!D4735)","v":""}]
[null,null,null,14,{"$f":"$C4754&D4771","v":"TAS SpareL14"},null,{"$f":"IF(CommentaryInput!D4736=0,\"\",CommentaryInput!D4736)","v":""}]
[null,null,null,15,{"$f":"$C4754&D4772","v":"TAS SpareL15"},null,{"$f":"IF(CommentaryInput!D4737=0,\"\",CommentaryInput!D4737)","v":""}]
[null,null,null,16,{"$f":"$C4754&D4773","v":"TAS SpareL16"},null,{"$f":"IF(CommentaryInput!D4738=0,\"\",CommentaryInput!D4738)","v":""}]
[null,null,null,17,{"$f":"$C4754&D4774","v":"TAS SpareL17"},null,{"$f":"IF(CommentaryInput!D4739=0,\"\",CommentaryInput!D4739)","v":""}]
[null,null,null,null,null,null,"Other"]
[null,null,null,18,{"$f":"$C4754&D4776","v":"TAS SpareL18"},null,{"$f":"IF(CommentaryInput!D4741=0,\"\",CommentaryInput!D4741)","v":""}]
[null,null,null,19,{"$f":"$C4754&D4777","v":"TAS SpareL19"},null,{"$f":"IF(CommentaryInput!D4742=0,\"\",CommentaryInput!D4742)","v":""}]
[null,null,null,20,{"$f":"$C4754&D4778","v":"TAS SpareL20"},null,{"$f":"IF(CommentaryInput!D4743=0,\"\",CommentaryInput!D4743)","v":""}]
[null,null,null,21,{"$f":"$C4754&D4779","v":"TAS SpareL21"},null,{"$f":"IF(CommentaryInput!D4744=0,\"\",CommentaryInput!D4744)","v":""}]
[null,null,null,22,{"$f":"$C4754&D4780","v":"TAS SpareL22"},null,{"$f":"IF(CommentaryInput!D4745=0,\"\",CommentaryInput!D4745)","v":""}]
[null,null,null,23,{"$f":"$C4754&D4781","v":"TAS SpareL23"},null,{"$f":"IF(CommentaryInput!D4746=0,\"\",CommentaryInput!D4746)","v":""}]
[null,null,null,24,{"$f":"$C4754&D4782","v":"TAS SpareL24"},null,{"$f":"IF(CommentaryInput!D4747=0,\"\",CommentaryInput!D4747)","v":""}]
[null,null,null,25,{"$f":"$C4754&D4783","v":"TAS SpareL25"},null,{"$f":"IF(CommentaryInput!D4748=0,\"\",CommentaryInput!D4748)","v":""}]
[]
[null,null,"TAS SpareM"]
[]
[null,null,null,null,null,null,"MAIN SECTORS"]
[null,null,null,1,{"$f":"$C4785&D4788","v":"TAS SpareM1"},null,{"$f":"IF(CommentaryInput!D4753=0,\"\",CommentaryInput!D4753)","v":""}]
[null,null,null,2,{"$f":"$C4785&D4789","v":"TAS SpareM2"},null,{"$f":"IF(CommentaryInput!D4754=0,\"\",CommentaryInput!D4754)","v":""}]
[null,null,null,3,{"$f":"$C4785&D4790","v":"TAS SpareM3"},null,{"$f":"IF(CommentaryInput!D4755=0,\"\",CommentaryInput!D4755)","v":""}]
[null,null,null,4,{"$f":"$C4785&D4791","v":"TAS SpareM4"},null,{"$f":"IF(CommentaryInput!D4756=0,\"\",CommentaryInput!D4756)","v":""}]
[null,null,null,5,{"$f":"$C4785&D4792","v":"TAS SpareM5"},null,{"$f":"IF(CommentaryInput!D4757=0,\"\",CommentaryInput!D4757)","v":""}]
[null,null,null,null,null,null,"MEDIUM SCENARIO"]
[null,null,null,null,null,null,"Summer"]
[null,null,null,8,{"$f":"$C4785&D4795","v":"TAS SpareM8"},null,{"$f":"IF(CommentaryInput!D4760=0,\"\",CommentaryInput!D4760)","v":""}]
[null,null,null,9,{"$f":"$C4785&D4796","v":"TAS SpareM9"},null,{"$f":"IF(CommentaryInput!D4761=0,\"\",CommentaryInput!D4761)","v":""}]
[null,null,null,10,{"$f":"$C4785&D4797","v":"TAS SpareM10"},null,{"$f":"IF(CommentaryInput!D4762=0,\"\",CommentaryInput!D4762)","v":""}]
[null,null,null,11,{"$f":"$C4785&D4798","v":"TAS SpareM11"},null,{"$f":"IF(CommentaryInput!D4763=0,\"\",CommentaryInput!D4763)","v":""}]
[null,null,null,12,{"$f":"$C4785&D4799","v":"TAS SpareM12"},null,{"$f":"IF(CommentaryInput!D4764=0,\"\",CommentaryInput!D4764)","v":""}]
[null,null,null,null,null,null,"Winter"]
[null,null,null,13,{"$f":"$C4785&D4801","v":"TAS SpareM13"},null,{"$f":"IF(CommentaryInput!D4766=0,\"\",CommentaryInput!D4766)","v":""}]
[null,null,null,14,{"$f":"$C4785&D4802","v":"TAS SpareM14"},null,{"$f":"IF(CommentaryInput!D4767=0,\"\",CommentaryInput!D4767)","v":""}]
[null,null,null,15,{"$f":"$C4785&D4803","v":"TAS SpareM15"},null,{"$f":"IF(CommentaryInput!D4768=0,\"\",CommentaryInput!D4768)","v":""}]
[null,null,null,16,{"$f":"$C4785&D4804","v":"TAS SpareM16"},null,{"$f":"IF(CommentaryInput!D4769=0,\"\",CommentaryInput!D4769)","v":""}]
[null,null,null,17,{"$f":"$C4785&D4805","v":"TAS SpareM17"},null,{"$f":"IF(CommentaryInput!D4770=0,\"\",CommentaryInput!D4770)","v":""}]
[null,null,null,null,null,null,"Other"]
[null,null,null,18,{"$f":"$C4785&D4807","v":"TAS SpareM18"},null,{"$f":"IF(CommentaryInput!D4772=0,\"\",CommentaryInput!D4772)","v":""}]
[null,null,null,19,{"$f":"$C4785&D4808","v":"TAS SpareM19"},null,{"$f":"IF(CommentaryInput!D4773=0,\"\",CommentaryInput!D4773)","v":""}]
[null,null,null,20,{"$f":"$C4785&D4809","v":"TAS SpareM20"},null,{"$f":"IF(CommentaryInput!D4774=0,\"\",CommentaryInput!D4774)","v":""}]
[null,null,null,21,{"$f":"$C4785&D4810","v":"TAS SpareM21"},null,{"$f":"IF(CommentaryInput!D4775=0,\"\",CommentaryInput!D4775)","v":""}]
[null,null,null,22,{"$f":"$C4785&D4811","v":"TAS SpareM22"},null,{"$f":"IF(CommentaryInput!D4776=0,\"\",CommentaryInput!D4776)","v":""}]
[null,null,null,23,{"$f":"$C4785&D4812","v":"TAS SpareM23"},null,{"$f":"IF(CommentaryInput!D4777=0,\"\",CommentaryInput!D4777)","v":""}]
[null,null,null,24,{"$f":"$C4785&D4813","v":"TAS SpareM24"},null,{"$f":"IF(CommentaryInput!D4778=0,\"\",CommentaryInput!D4778)","v":""}]
[null,null,null,25,{"$f":"$C4785&D4814","v":"TAS SpareM25"},null,{"$f":"IF(CommentaryInput!D4779=0,\"\",CommentaryInput!D4779)","v":""}]

{"sheet":"DataInput","index":4,"n_rows":14714,"n_cols":11,"rows_kept":4500,"cut":true,"hidden":true,"merged":[],"bounds":{"rows_first":2000,"rows_last":500,"rows_between":2000,"halvings":0}}
[]
[null,"Last date updated",null,"2015-12-08"]
[]
[null,"Region","cpID","Name","DB/DNSP","Season","reconciled","Year","Percentile","MW","divFactor"]
[]
[]
[]
[]
[]
[]
[null,"VIC","APD","Alcoa Portland 500 kV","Direct Connect","Summer","Coincident",2006,"TempCorrActualPOE10",611.35557779999999,"NA"]
[null,"VIC","APD","Alcoa Portland 500 kV","Direct Connect","Summer","Coincident",2006,"TempCorrActualPOE50",555.77779799999996,"NA"]
[null,"VIC","APD","Alcoa Portland 500 kV","Direct Connect","Summer","Non-Coincident",2006,"TempCorrActualPOE10",666.14042440000003,"NA"]
[null,"VIC","APD","Alcoa Portland 500 kV","Direct Connect","Summer","Non-Coincident",2006,"TempCorrActualPOE50",605.58220400000005,"NA"]
[null,"VIC","APD","Alcoa Portland 500 kV","Direct Connect","Summer","Coincident",2006,"Actual",555.77779799999996,"NA"]
[null,"VIC","APD","Alcoa Portland 500 kV","Direct Connect","Summer","Non-Coincident",2006,"Actual",605.58220400000005,"NA"]
[null,"VIC","APD","Alcoa Portland 500 kV","Direct Connect","Summer","Coincident",2007,"TempCorrActualPOE10",622.41092100000003,"NA"]
[null,"VIC","APD","Alcoa Portland 500 kV","Direct Connect","Summer","Coincident",2007,"TempCorrActualPOE50",565.82811000000004,"NA"]
[null,"VIC","APD","Alcoa Portland 500 kV","Direct Connect","Summer","Non-Coincident",2007,"TempCorrActualPOE10",668.90642500000001,"NA"]
[null,"VIC","APD","Alcoa Portland 500 kV","Direct Connect","Summer","Non-Coincident",2007,"TempCorrActualPOE50",608.09675000000004,"NA"]
[null,"VIC","APD","Alcoa Portland 500 kV","Direct Connect","Summer","Coincident",2007,"Actual",565.82811000000004,"NA"]
[null,"VIC","APD","Alcoa Portland 500 kV","Direct Connect","Summer","Non-Coincident",2007,"Actual",608.09675000000004,"NA"]
[null,"VIC","APD","Alcoa Portland 500 kV","Direct Connect","Summer","Coincident",2008,"TempCorrActualPOE10",561.50392099999999,"NA"]
[null,"VIC","APD","Alcoa Portland 500 kV","Direct Connect","Summer","Coincident",2008,"TempCorrActualPOE50",510.45810999999998,"NA"]
[null,"VIC","APD","Alcoa Portland 500 kV","Direct Connect","Summer","Non-Coincident",2008,"TempCorrActualPOE10",664.14459320000003,"NA"]
[null,"VIC","APD","Alcoa Portland 500 kV","Direct Connect","Summer","Non-Coincident",2008,"TempCorrActualPOE50",603.76781200000005,"NA"]
[null,"VIC","APD","Alcoa Portland 500 kV","Direct Connect","Summer","Coincident",2008,"Actual",510.45810999999998,"NA"]
[null,"VIC","APD","Alcoa Portland 500 kV","Direct Connect","Summer","Non-Coincident",2008,"Actual",603.76781200000005,"NA"]
[null,"VIC","APD","Alcoa Portland 500 kV","Direct Connect","Summer","Coincident",2009,"TempCorrActualPOE10",537.86276280000004,"NA"]
[null,"VIC","APD","Alcoa Portland 500 kV","Direct Connect","Summer","Coincident",2009,"TempCorrActualPOE50",488.96614799999998,"NA"]
[null,"VIC","APD","Alcoa Portland 500 kV","Direct Connect","Summer","Non-Coincident",2009,"TempCorrActualPOE10",644.01070619999996,"NA"]
[null,"VIC","APD","Alcoa Portland 500 kV","Direct Connect","Summer","Non-Coincident",2009,"TempCorrActualPOE50",585.46427840000001,"NA"]
[null,"VIC","APD","Alcoa Portland 500 kV","Direct Connect","Summer","Coincident",2009,"Actual",488.96614799999998,"NA"]
[null,"VIC","APD","Alcoa Portland 500 kV","Direct Connect","Summer","Non-Coincident",2009,"Actual",604.20390599999996,"NA"]
[null,"VIC","APD","Alcoa Portland 500 kV","Direct Connect","Summer","Coincident",2010,"TempCorrActualPOE10",370.05591700000002,"NA"]
[null,"VIC","APD","Alcoa Portland 500 kV","Direct Connect","Summer","Coincident",2010,"TempCorrActualPOE50",336.41446999999999,"NA"]
[null,"VIC","APD","Alcoa Portland 500 kV","Direct Connect","Summer","Non-Coincident",2010,"TempCorrActualPOE10",443.0869525,"NA"]
[null,"VIC","APD","Alcoa Portland 500 kV","Direct Connect","Summer","Non-Coincident",2010,"TempCorrActualPOE50",402.80632050000003,"NA"]
[null,"VIC","APD","Alcoa Portland 500 kV","Direct Connect","Summer","Coincident",2010,"Actual",336.41446999999999,"NA"]
[null,"VIC","APD","Alcoa Portland 500 kV","Direct Connect","Summer","Non-Coincident",2010,"Actual",512.44717200000002,"NA"]
[null,"VIC","APD","Alcoa Portland 500 kV","Direct Connect","Summer","Coincident",2011,"TempCorrActualPOE10",440.61893479999998,"NA"]
[null,"VIC","APD","Alcoa Portland 500 kV","Direct Connect","Summer","Coincident",2011,"TempCorrActualPOE50",400.56266799999997,"NA"]
[null,"VIC","APD","Alcoa Portland 500 kV","Direct Connect","Summer","Non-Coincident",2011,"TempCorrActualPOE10",527.57567730000005,"NA"]
[null,"VIC","APD","Alcoa Portland 500 kV","Direct Connect","Summer","Non-Coincident",2011,"TempCorrActualPOE50",479.61425209999999,"NA"]
[null,"VIC","APD","Alcoa Portland 500 kV","Direct Connect","Summer","Coincident",2011,"Actual",400.56266799999997,"NA"]
[null,"VIC","APD","Alcoa Portland 500 kV","Direct Connect","Summer","Non-Coincident",2011,"Actual",512.74745199999995,"NA"]
[null,"VIC","APD","Alcoa Portland 500 kV","Direct Connect","Summer","Coincident",2012,"TempCorrActualPOE10",511.75139180000002,"NA"]
[null,"VIC","APD","Alcoa Portland 500 kV","Direct Connect","Summer","Coincident",2012,"TempCorrActualPOE50",465.22853800000001,"NA"]
[null,"VIC","APD","Alcoa Portland 500 kV","Direct Connect","Summer","Non-Coincident",2012,"TempCorrActualPOE10",564.02600540000003,"NA"]
[null,"VIC","APD","Alcoa Portland 500 kV","Direct Connect","Summer","Non-Coincident",2012,"TempCorrActualPOE50",512.75091399999997,"NA"]
[null,"VIC","APD","Alcoa Portland 500 kV","Direct Connect","Summer","Coincident",2012,"Actual",465.22853800000001,"NA"]
[null,"VIC","APD","Alcoa Portland 500 kV","Direct Connect","Summer","Non-Coincident",2012,"Actual",512.75091399999997,"NA"]
[null,"VIC","APD","Alcoa Portland 500 kV","Direct Connect","Summer","Coincident",2013,"TempCorrActualPOE10",394.49612839999998,"NA"]
[null,"VIC","APD","Alcoa Portland 500 kV","Direct Connect","Summer","Coincident",2013,"TempCorrActualPOE50",358.63284399999998,"NA"]
[null,"VIC","APD","Alcoa Portland 500 kV","Direct Connect","Summer","Non-Coincident",2013,"TempCorrActualPOE10",472.35047270000001,"NA"]
[null,"VIC","APD","Alcoa Portland 500 kV","Direct Connect","Summer","Non-Coincident",2013,"TempCorrActualPOE50",429.40952060000001,"NA"]
[null,"VIC","APD","Alcoa Portland 500 kV","Direct Connect","Summer","Coincident",2013,"Actual",358.63284399999998,"NA"]
[null,"VIC","APD","Alcoa Portland 500 kV","Direct Connect","Summer","Non-Coincident",2013,"Actual",512.20846800000004,"NA"]
[null,"VIC","APD","Alcoa Portland 500 kV","Direct Connect","Summer","Coincident",2014,"TempCorrActualPOE10",505.9597162,"NA"]
[null,"VIC","APD","Alcoa Portland 500 kV","Direct Connect","Summer","Coincident",2014,"TempCorrActualPOE50",472.85888929999999,"NA"]
[null,"VIC","APD","Alcoa Portland 500 kV","Direct Connect","Summer","Non-Coincident",2014,"TempCorrActualPOE10",515.93401600000004,"NA"]
[null,"VIC","APD","Alcoa Portland 500 kV","Direct Connect","Summer","Non-Coincident",2014,"TempCorrActualPOE50",515.93401600000004,"NA"]
[null,"VIC","APD","Alcoa Portland 500 kV","Direct Connect","Summer","Coincident",2014,"Actual",412.42971199999999,"NA"]
[null,"VIC","APD","Alcoa Portland 500 kV","Direct Connect","Summer","Non-Coincident",2014,"Actual",509.338258,"NA"]
[null,"VIC","APD","Alcoa Portland 500 kV","Direct Connect","Summer","Coincident",2015,"TempCorrActualPOE10",504.79859019999998,"NA"]
[null,"VIC","APD","Alcoa Portland 500 kV","Direct Connect","Summer","Coincident",2015,"TempCorrActualPOE50",471.77372630000002,"NA"]
[null,"VIC","APD","Alcoa Portland 500 kV","Direct Connect","Summer","Non-Coincident",2015,"TempCorrActualPOE10",514.75,"NA"]
[null,"VIC","APD","Alcoa Portland 500 kV","Direct Connect","Summer","Non-Coincident",2015,"TempCorrActualPOE50",514.75,"NA"]
[null,"VIC","APD","Alcoa Portland 500 kV","Direct Connect","Summer","Coincident",2015,"Actual",500.98683599999998,"NA"]
[null,"VIC","APD","Alcoa Portland 500 kV","Direct Connect","Summer","Non-Coincident",2015,"Actual",512.544532,"NA"]
[null,"VIC","APD","Alcoa Portland 500 kV","Direct Connect","Summer","Non-Coincident",2016,"POE10",514.75,0.980667489]
[null,"VIC","APD","Alcoa Portland 500 kV","Direct Connect","Summer","Non-Coincident",2016,"POE50",514.75,0.91651039599999995]
[null,"VIC","APD","Alcoa Portland 500 kV","Direct Connect","Summer","Coincident",2016,"POE10",504.79859019999998,0.980667489]
[null,"VIC","APD","Alcoa Portland 500 kV","Direct Connect","Summer","Coincident",2016,"POE50",471.77372630000002,0.91651039599999995]
[null,"VIC","APD","Alcoa Portland 500 kV","Direct Connect","Summer","Non-Coincident",2017,"POE10",514.75,0.980667489]
[null,"VIC","APD","Alcoa Portland 500 kV","Direct Connect","Summer","Non-Coincident",2017,"POE50",514.75,0.91651039599999995]
[null,"VIC","APD","Alcoa Portland 500 kV","Direct Connect","Summer","Coincident",2017,"POE10",504.79859019999998,0.980667489]
[null,"VIC","APD","Alcoa Portland 500 kV","Direct Connect","Summer","Coincident",2017,"POE50",471.77372630000002,0.91651039599999995]
[null,"VIC","APD","Alcoa Portland 500 kV","Direct Connect","Summer","Non-Coincident",2018,"POE10",514.75,0.980667489]
[null,"VIC","APD","Alcoa Portland 500 kV","Direct Connect","Summer","Non-Coincident",2018,"POE50",514.75,0.91651039599999995]
[null,"VIC","APD","Alcoa Portland 500 kV","Direct Connect","Summer","Coincident",2018,"POE10",504.79859019999998,0.980667489]
[null,"VIC","APD","Alcoa Portland 500 kV","Direct Connect","Summer","Coincident",2018,"POE50",471.77372630000002,0.91651039599999995]
[null,"VIC","APD","Alcoa Portland 500 kV","Direct Connect","Summer","Non-Coincident",2019,"POE10",514.75,0.980667489]
[null,"VIC","APD","Alcoa Portland 500 kV","Direct Connect","Summer","Non-Coincident",2019,"POE50",514.75,0.91651039599999995]
[null,"VIC","APD","Alcoa Portland 500 kV","Direct Connect","Summer","Coincident",2019,"POE10",504.79859019999998,0.980667489]
[null,"VIC","APD","Alcoa Portland 500 kV","Direct Connect","Summer","Coincident",2019,"POE50",471.77372630000002,0.91651039599999995]
[null,"VIC","APD","Alcoa Portland 500 kV","Direct Connect","Summer","Non-Coincident",2020,"POE10",514.75,0.980667489]
[null,"VIC","APD","Alcoa Portland 500 kV","Direct Connect","Summer","Non-Coincident",2020,"POE50",514.75,0.91651039599999995]
[null,"VIC","APD","Alcoa Portland 500 kV","Direct Connect","Summer","Coincident",2020,"POE10",504.79859019999998,0.980667489]
[null,"VIC","APD","Alcoa Portland 500 kV","Direct Connect","Summer","Coincident",2020,"POE50",471.77372630000002,0.91651039599999995]
[null,"VIC","APD","Alcoa Portland 500 kV","Direct Connect","Summer","Non-Coincident",2021,"POE10",514.75,0.980667489]
[null,"VIC","APD","Alcoa Portland 500 kV","Direct Connect","Summer","Non-Coincident",2021,"POE50",514.75,0.91651039599999995]
[null,"VIC","APD","Alcoa Portland 500 kV","Direct Connect","Summer","Coincident",2021,"POE10",504.79859019999998,0.980667489]
[null,"VIC","APD","Alcoa Portland 500 kV","Direct Connect","Summer","Coincident",2021,"POE50",471.77372630000002,0.91651039599999995]
[null,"VIC","APD","Alcoa Portland 500 kV","Direct Connect","Summer","Non-Coincident",2022,"POE10",514.75,0.980667489]
[null,"VIC","APD","Alcoa Portland 500 kV","Direct Connect","Summer","Non-Coincident",2022,"POE50",514.75,0.91651039599999995]
[null,"VIC","APD","Alcoa Portland 500 kV","Direct Connect","Summer","Coincident",2022,"POE10",504.79859019999998,0.980667489]
[null,"VIC","APD","Alcoa Portland 500 kV","Direct Connect","Summer","Coincident",2022,"POE50",471.77372630000002,0.91651039599999995]
[null,"VIC","APD","Alcoa Portland 500 kV","Direct Connect","Summer","Non-Coincident",2023,"POE10",514.75,0.980667489]
[null,"VIC","APD","Alcoa Portland 500 kV","Direct Connect","Summer","Non-Coincident",2023,"POE50",514.75,0.91651039599999995]
[null,"VIC","APD","Alcoa Portland 500 kV","Direct Connect","Summer","Coincident",2023,"POE10",504.79859019999998,0.980667489]
[null,"VIC","APD","Alcoa Portland 500 kV","Direct Connect","Summer","Coincident",2023,"POE50",471.77372630000002,0.91651039599999995]
[null,"VIC","APD","Alcoa Portland 500 kV","Direct Connect","Summer","Non-Coincident",2024,"POE10",514.75,0.980667489]
[null,"VIC","APD","Alcoa Portland 500 kV","Direct Connect","Summer","Non-Coincident",2024,"POE50",514.75,0.91651039599999995]
[null,"VIC","APD","Alcoa Portland 500 kV","Direct Connect","Summer","Coincident",2024,"POE10",504.79859019999998,0.980667489]
[null,"VIC","APD","Alcoa Portland 500 kV","Direct Connect","Summer","Coincident",2024,"POE50",471.77372630000002,0.91651039599999995]
[null,"VIC","APD","Alcoa Portland 500 kV","Direct Connect","Summer","Non-Coincident",2025,"POE10",514.75,0.980667489]
[null,"VIC","APD","Alcoa Portland 500 kV","Direct Connect","Summer","Non-Coincident",2025,"POE50",514.75,0.91651039599999995]
[null,"VIC","APD","Alcoa Portland 500 kV","Direct Connect","Summer","Coincident",2025,"POE10",504.79859019999998,0.980667489]
[null,"VIC","APD","Alcoa Portland 500 kV","Direct Connect","Summer","Coincident",2025,"POE50",471.77372630000002,0.91651039599999995]
[null,"VIC","APD","Alcoa Portland 500 kV","Direct Connect","Winter","Coincident",2005,"TempCorrActualPOE10",657.22201819999998,"NA"]
[null,"VIC","APD","Alcoa Portland 500 kV","Direct Connect","Winter","Coincident",2005,"TempCorrActualPOE50",597.47456199999999,"NA"]
[null,"VIC","APD","Alcoa Portland 500 kV","Direct Connect","Winter","Non-Coincident",2005,"TempCorrActualPOE10",670.96663920000003,"NA"]
[null,"VIC","APD","Alcoa Portland 500 kV","Direct Connect","Winter","Non-Coincident",2005,"TempCorrActualPOE50",609.96967199999995,"NA"]
[null,"VIC","APD","Alcoa Portland 500 kV","Direct Connect","Winter","Coincident",2005,"Actual",597.47456199999999,"NA"]
[null,"VIC","APD","Alcoa Portland 500 kV","Direct Connect","Winter","Non-Coincident",2005,"Actual",609.96967199999995,"NA"]
[null,"VIC","APD","Alcoa Portland 500 kV","Direct Connect","Winter","Coincident",2006,"TempCorrActualPOE10",624.95573579999996,"NA"]
[null,"VIC","APD","Alcoa Portland 500 kV","Direct Connect","Winter","Coincident",2006,"TempCorrActualPOE50",568.14157799999998,"NA"]
[null,"VIC","APD","Alcoa Portland 500 kV","Direct Connect","Winter","Non-Coincident",2006,"TempCorrActualPOE10",658.60793239999998,"NA"]
[null,"VIC","APD","Alcoa Portland 500 kV","Direct Connect","Winter","Non-Coincident",2006,"TempCorrActualPOE50",598.73448399999995,"NA"]
[null,"VIC","APD","Alcoa Portland 500 kV","Direct Connect","Winter","Coincident",2006,"Actual",568.14157799999998,"NA"]
[null,"VIC","APD","Alcoa Portland 500 kV","Direct Connect","Winter","Non-Coincident",2006,"Actual",598.73448399999995,"NA"]
[null,"VIC","APD","Alcoa Portland 500 kV","Direct Connect","Winter","Coincident",2007,"TempCorrActualPOE10",651.13735059999999,"NA"]
[null,"VIC","APD","Alcoa Portland 500 kV","Direct Connect","Winter","Coincident",2007,"TempCorrActualPOE50",591.94304599999998,"NA"]
[null,"VIC","APD","Alcoa Portland 500 kV","Direct Connect","Winter","Non-Coincident",2007,"TempCorrActualPOE10",667.91252440000005,"NA"]
[null,"VIC","APD","Alcoa Portland 500 kV","Direct Connect","Winter","Non-Coincident",2007,"TempCorrActualPOE50",607.19320400000004,"NA"]
[null,"VIC","APD","Alcoa Portland 500 kV","Direct Connect","Winter","Coincident",2007,"Actual",591.94304599999998,"NA"]
[null,"VIC","APD","Alcoa Portland 500 kV","Direct Connect","Winter","Non-Coincident",2007,"Actual",607.19320400000004,"NA"]
[null,"VIC","APD","Alcoa Portland 500 kV","Direct Connect","Winter","Coincident",2008,"TempCorrActualPOE10",655.85540460000004,"NA"]
[null,"VIC","APD","Alcoa Portland 500 kV","Direct Connect","Winter","Coincident",2008,"TempCorrActualPOE50",596.23218599999996,"NA"]
[null,"VIC","APD","Alcoa Portland 500 kV","Direct Connect","Winter","Non-Coincident",2008,"TempCorrActualPOE10",676.94697840000003,"NA"]
[null,"VIC","APD","Alcoa Portland 500 kV","Direct Connect","Winter","Non-Coincident",2008,"TempCorrActualPOE50",615.40634399999999,"NA"]
[null,"VIC","APD","Alcoa Portland 500 kV","Direct Connect","Winter","Coincident",2008,"Actual",596.23218599999996,"NA"]
[null,"VIC","APD","Alcoa Portland 500 kV","Direct Connect","Winter","Non-Coincident",2008,"Actual",615.40634399999999,"NA"]
[null,"VIC","APD","Alcoa Portland 500 kV","Direct Connect","Winter","Coincident",2009,"TempCorrActualPOE10",624.69048180000004,"NA"]
[null,"VIC","APD","Alcoa Portland 500 kV","Direct Connect","Winter","Coincident",2009,"TempCorrActualPOE50",567.90043800000001,"NA"]
[null,"VIC","APD","Alcoa Portland 500 kV","Direct Connect","Winter","Non-Coincident",2009,"TempCorrActualPOE10",636.883467,"NA"]
[null,"VIC","APD","Alcoa Portland 500 kV","Direct Connect","Winter","Non-Coincident",2009,"TempCorrActualPOE50",578.98496999999998,"NA"]
[null,"VIC","APD","Alcoa Portland 500 kV","Direct Connect","Winter","Coincident",2009,"Actual",567.90043800000001,"NA"]
[null,"VIC","APD","Alcoa Portland 500 kV","Direct Connect","Winter","Non-Coincident",2009,"Actual",578.98496999999998,"NA"]
[null,"VIC","APD","Alcoa Portland 500 kV","Direct Connect","Winter","Coincident",2010,"TempCorrActualPOE10",464.65021899999999,"NA"]
[null,"VIC","APD","Alcoa Portland 500 kV","Direct Connect","Winter","Coincident",2010,"TempCorrActualPOE50",422.40929,"NA"]
[null,"VIC","APD","Alcoa Portland 500 kV","Direct Connect","Winter","Non-Coincident",2010,"TempCorrActualPOE10",516.54769839999994,"NA"]
[null,"VIC","APD","Alcoa Portland 500 kV","Direct Connect","Winter","Non-Coincident",2010,"TempCorrActualPOE50",469.5888167,"NA"]
[null,"VIC","APD","Alcoa Portland 500 kV","Direct Connect","Winter","Coincident",2010,"Actual",422.40929,"NA"]
[null,"VIC","APD","Alcoa Portland 500 kV","Direct Connect","Winter","Non-Coincident",2010,"Actual",509.40242999999998,"NA"]
[null,"VIC","APD","Alcoa Portland 500 kV","Direct Connect","Winter","Coincident",2011,"TempCorrActualPOE10",457.41899940000002,"NA"]
[null,"VIC","APD","Alcoa Portland 500 kV","Direct Connect","Winter","Coincident",2011,"TempCorrActualPOE50",415.83545400000003,"NA"]
[null,"VIC","APD","Alcoa Portland 500 kV","Direct Connect","Winter","Non-Coincident",2011,"TempCorrActualPOE10",508.50881299999998,"NA"]
[null,"VIC","APD","Alcoa Portland 500 kV","Direct Connect","Winter","Non-Coincident",2011,"TempCorrActualPOE50",462.28073910000001,"NA"]
[null,"VIC","APD","Alcoa Portland 500 kV","Direct Connect","Winter","Coincident",2011,"Actual",415.83545400000003,"NA"]
[null,"VIC","APD","Alcoa Portland 500 kV","Direct Connect","Winter","Non-Coincident",2011,"Actual",512.16596000000004,"NA"]
[null,"VIC","APD","Alcoa Portland 500 kV","Direct Connect","Winter","Coincident",2012,"TempCorrActualPOE10",554.55895880000003,"NA"]
[null,"VIC","APD","Alcoa Portland 500 kV","Direct Connect","Winter","Coincident",2012,"TempCorrActualPOE50",504.14450799999997,"NA"]
[null,"VIC","APD","Alcoa Portland 500 kV","Direct Connect","Winter","Non-Coincident",2012,"TempCorrActualPOE10",563.54678379999996,"NA"]
[null,"VIC","APD","Alcoa Portland 500 kV","Direct Connect","Winter","Non-Coincident",2012,"TempCorrActualPOE50",512.31525799999997,"NA"]
[null,"VIC","APD","Alcoa Portland 500 kV","Direct Connect","Winter","Coincident",2012,"Actual",504.14450799999997,"NA"]
[null,"VIC","APD","Alcoa Portland 500 kV","Direct Connect","Winter","Non-Coincident",2012,"Actual",512.31525799999997,"NA"]
[null,"VIC","APD","Alcoa Portland 500 kV","Direct Connect","Winter","Coincident",2013,"TempCorrActualPOE10",537.05268980000005,"NA"]
[null,"VIC","APD","Alcoa Portland 500 kV","Direct Connect","Winter","Coincident",2013,"TempCorrActualPOE50",488.22971799999999,"NA"]
[null,"VIC","APD","Alcoa Portland 500 kV","Direct Connect","Winter","Non-Coincident",2013,"TempCorrActualPOE10",555.11225879999995,"NA"]
[null,"VIC","APD","Alcoa Portland 500 kV","Direct Connect","Winter","Non-Coincident",2013,"TempCorrActualPOE50",504.64750800000002,"NA"]
[null,"VIC","APD","Alcoa Portland 500 kV","Direct Connect","Winter","Coincident",2013,"Actual",488.22971799999999,"NA"]
[null,"VIC","APD","Alcoa Portland 500 kV","Direct Connect","Winter","Non-Coincident",2013,"Actual",504.64750800000002,"NA"]
[null,"VIC","APD","Alcoa Portland 500 kV","Direct Connect","Winter","Coincident",2014,"TempCorrActualPOE10",506.7958825,"NA"]
[null,"VIC","APD","Alcoa Portland 500 kV","Direct Connect","Winter","Coincident",2014,"TempCorrActualPOE50",503.05187840000002,"NA"]
[null,"VIC","APD","Alcoa Portland 500 kV","Direct Connect","Winter","Non-Coincident",2014,"TempCorrActualPOE10",515.93401600000004,"NA"]
[null,"VIC","APD","Alcoa Portland 500 kV","Direct Connect","Winter","Non-Coincident",2014,"TempCorrActualPOE50",515.93401600000004,"NA"]
[null,"VIC","APD","Alcoa Portland 500 kV","Direct Connect","Winter","Coincident",2014,"Actual",462.72961800000002,"NA"]
[null,"VIC","APD","Alcoa Portland 500 kV","Direct Connect","Winter","Non-Coincident",2014,"Actual",511.30799200000001,"NA"]
[null,"VIC","APD","Alcoa Portland 500 kV","Direct Connect","Winter","Non-Coincident",2015,"POE10",514.75,0.98228817400000001]
[null,"VIC","APD","Alcoa Portland 500 kV","Direct Connect","Winter","Non-Coincident",2015,"POE50",514.75,0.97503142399999998]
[null,"VIC","APD","Alcoa Portland 500 kV","Direct Connect","Winter","Coincident",2015,"POE10",505.63283760000002,0.98228817400000001]
[null,"VIC","APD","Alcoa Portland 500 kV","Direct Connect","Winter","Coincident",2015,"POE50",501.89742560000002,0.97503142399999998]
[null,"VIC","APD","Alcoa Portland 500 kV","Direct Connect","Winter","Non-Coincident",2016,"POE10",514.75,0.98228817400000001]
[null,"VIC","APD","Alcoa Portland 500 kV","Direct Connect","Winter","Non-Coincident",2016,"POE50",514.75,0.97503142399999998]
[null,"VIC","APD","Alcoa Portland 500 kV","Direct Connect","Winter","Coincident",2016,"POE10",505.63283760000002,0.98228817400000001]
[null,"VIC","APD","Alcoa Portland 500 kV","Direct Connect","Winter","Coincident",2016,"POE50",501.89742560000002,0.97503142399999998]
[null,"VIC","APD","Alcoa Portland 500 kV","Direct Connect","Winter","Non-Coincident",2017,"POE10",514.75,0.98228817400000001]
[null,"VIC","APD","Alcoa Portland 500 kV","Direct Connect","Winter","Non-Coincident",2017,"POE50",514.75,0.97503142399999998]
[null,"VIC","APD","Alcoa Portland 500 kV","Direct Connect","Winter","Coincident",2017,"POE10",505.63283760000002,0.98228817400000001]
[null,"VIC","APD","Alcoa Portland 500 kV","Direct Connect","Winter","Coincident",2017,"POE50",501.89742560000002,0.97503142399999998]
[null,"VIC","APD","Alcoa Portland 500 kV","Direct Connect","Winter","Non-Coincident",2018,"POE10",514.75,0.98228817400000001]
[null,"VIC","APD","Alcoa Portland 500 kV","Direct Connect","Winter","Non-Coincident",2018,"POE50",514.75,0.97503142399999998]
[null,"VIC","APD","Alcoa Portland 500 kV","Direct Connect","Winter","Coincident",2018,"POE10",505.63283760000002,0.98228817400000001]
[null,"VIC","APD","Alcoa Portland 500 kV","Direct Connect","Winter","Coincident",2018,"POE50",501.89742560000002,0.97503142399999998]
[null,"VIC","APD","Alcoa Portland 500 kV","Direct Connect","Winter","Non-Coincident",2019,"POE10",514.75,0.98228817400000001]
[null,"VIC","APD","Alcoa Portland 500 kV","Direct Connect","Winter","Non-Coincident",2019,"POE50",514.75,0.97503142399999998]
[null,"VIC","APD","Alcoa Portland 500 kV","Direct Connect","Winter","Coincident",2019,"POE10",505.63283760000002,0.98228817400000001]
[null,"VIC","APD","Alcoa Portland 500 kV","Direct Connect","Winter","Coincident",2019,"POE50",501.89742560000002,0.97503142399999998]
[null,"VIC","APD","Alcoa Portland 500 kV","Direct Connect","Winter","Non-Coincident",2020,"POE10",514.75,0.98228817400000001]
[null,"VIC","APD","Alcoa Portland 500 kV","Direct Connect","Winter","Non-Coincident",2020,"POE50",514.75,0.97503142399999998]
[null,"VIC","APD","Alcoa Portland 500 kV","Direct Connect","Winter","Coincident",2020,"POE10",505.63283760000002,0.98228817400000001]
[null,"VIC","APD","Alcoa Portland 500 kV","Direct Connect","Winter","Coincident",2020,"POE50",501.89742560000002,0.97503142399999998]
[null,"VIC","APD","Alcoa Portland 500 kV","Direct Connect","Winter","Non-Coincident",2021,"POE10",514.75,0.98228817400000001]
[null,"VIC","APD","Alcoa Portland 500 kV","Direct Connect","Winter","Non-Coincident",2021,"POE50",514.75,0.97503142399999998]
[null,"VIC","APD","Alcoa Portland 500 kV","Direct Connect","Winter","Coincident",2021,"POE10",505.63283760000002,0.98228817400000001]
[null,"VIC","APD","Alcoa Portland 500 kV","Direct Connect","Winter","Coincident",2021,"POE50",501.89742560000002,0.97503142399999998]
[null,"VIC","APD","Alcoa Portland 500 kV","Direct Connect","Winter","Non-Coincident",2022,"POE10",514.75,0.98228817400000001]
[null,"VIC","APD","Alcoa Portland 500 kV","Direct Connect","Winter","Non-Coincident",2022,"POE50",514.75,0.97503142399999998]
[null,"VIC","APD","Alcoa Portland 500 kV","Direct Connect","Winter","Coincident",2022,"POE10",505.63283760000002,0.98228817400000001]
[null,"VIC","APD","Alcoa Portland 500 kV","Direct Connect","Winter","Coincident",2022,"POE50",501.89742560000002,0.97503142399999998]
[null,"VIC","APD","Alcoa Portland 500 kV","Direct Connect","Winter","Non-Coincident",2023,"POE10",514.75,0.98228817400000001]
[null,"VIC","APD","Alcoa Portland 500 kV","Direct Connect","Winter","Non-Coincident",2023,"POE50",514.75,0.97503142399999998]
[null,"VIC","APD","Alcoa Portland 500 kV","Direct Connect","Winter","Coincident",2023,"POE10",505.63283760000002,0.98228817400000001]
[null,"VIC","APD","Alcoa Portland 500 kV","Direct Connect","Winter","Coincident",2023,"POE50",501.89742560000002,0.97503142399999998]
[null,"VIC","APD","Alcoa Portland 500 kV","Direct Connect","Winter","Non-Coincident",2024,"POE10",514.75,0.98228817400000001]
[null,"VIC","APD","Alcoa Portland 500 kV","Direct Connect","Winter","Non-Coincident",2024,"POE50",514.75,0.97503142399999998]
[null,"VIC","APD","Alcoa Portland 500 kV","Direct Connect","Winter","Coincident",2024,"POE10",505.63283760000002,0.98228817400000001]
[null,"VIC","APD","Alcoa Portland 500 kV","Direct Connect","Winter","Coincident",2024,"POE50",501.89742560000002,0.97503142399999998]
[null,"VIC","ATSBJ","Altona-Brooklyn (Jemena) 66 kV","Jemena","Summer","Coincident",2006,"TempCorrActualPOE10",131.49054340000001,"NA"]
[null,"VIC","ATSBJ","Altona-Brooklyn (Jemena) 66 kV","Jemena","Summer","Coincident",2006,"TempCorrActualPOE50",125.3855815,"NA"]
[null,"VIC","ATSBJ","Altona-Brooklyn (Jemena) 66 kV","Jemena","Summer","Non-Coincident",2006,"TempCorrActualPOE10",136.84252939999999,"NA"]
[null,"VIC","ATSBJ","Altona-Brooklyn (Jemena) 66 kV","Jemena","Summer","Non-Coincident",2006,"TempCorrActualPOE50",130.48908470000001,"NA"]
[null,"VIC","ATSBJ","Altona-Brooklyn (Jemena) 66 kV","Jemena","Summer","Coincident",2006,"Actual",114.38540399999999,"NA"]
[null,"VIC","ATSBJ","Altona-Brooklyn (Jemena) 66 kV","Jemena","Summer","Non-Coincident",2006,"Actual",122.825988,"NA"]
[null,"VIC","ATSBJ","Altona-Brooklyn (Jemena) 66 kV","Jemena","Summer","Coincident",2007,"TempCorrActualPOE10",133.54263359999999,"NA"]
[null,"VIC","ATSBJ","Altona-Brooklyn (Jemena) 66 kV","Jemena","Summer","Coincident",2007,"TempCorrActualPOE50",127.5287636,"NA"]
[null,"VIC","ATSBJ","Altona-Brooklyn (Jemena) 66 kV","Jemena","Summer","Non-Coincident",2007,"TempCorrActualPOE10",138.9781677,"NA"]
[null,"VIC","ATSBJ","Altona-Brooklyn (Jemena) 66 kV","Jemena","Summer","Non-Coincident",2007,"TempCorrActualPOE50",132.7195226,"NA"]
[null,"VIC","ATSBJ","Altona-Brooklyn (Jemena) 66 kV","Jemena","Summer","Coincident",2007,"Actual",127.69152200000001,"NA"]
[null,"VIC","ATSBJ","Altona-Brooklyn (Jemena) 66 kV","Jemena","Summer","Non-Coincident",2007,"Actual",128.324994,"NA"]
[null,"VIC","ATSBJ","Altona-Brooklyn (Jemena) 66 kV","Jemena","Summer","Coincident",2008,"TempCorrActualPOE10",134.9597086,"NA"]
[null,"VIC","ATSBJ","Altona-Brooklyn (Jemena) 66 kV","Jemena","Summer","Coincident",2008,"TempCorrActualPOE50",128.0863789,"NA"]
[null,"VIC","ATSBJ","Altona-Brooklyn (Jemena) 66 kV","Jemena","Summer","Non-Coincident",2008,"TempCorrActualPOE10",140.45332970000001,"NA"]
[null,"VIC","ATSBJ","Altona-Brooklyn (Jemena) 66 kV","Jemena","Summer","Non-Coincident",2008,"TempCorrActualPOE50",133.30024330000001,"NA"]
[null,"VIC","ATSBJ","Altona-Brooklyn (Jemena) 66 kV","Jemena","Summer","Coincident",2008,"Actual",131.61262600000001,"NA"]
[null,"VIC","ATSBJ","Altona-Brooklyn (Jemena) 66 kV","Jemena","Summer","Non-Coincident",2008,"Actual",133.78844799999999,"NA"]
[null,"VIC","ATSBJ","Altona-Brooklyn (Jemena) 66 kV","Jemena","Summer","Coincident",2009,"TempCorrActualPOE10",129.76046479999999,"NA"]
[null,"VIC","ATSBJ","Altona-Brooklyn (Jemena) 66 kV","Jemena","Summer","Coincident",2009,"TempCorrActualPOE50",122.4987387,"NA"]
[null,"VIC","ATSBJ","Altona-Brooklyn (Jemena) 66 kV","Jemena","Summer","Non-Coincident",2009,"TempCorrActualPOE10",135.0431892,"NA"]
[null,"VIC","ATSBJ","Altona-Brooklyn (Jemena) 66 kV","Jemena","Summer","Non-Coincident",2009,"TempCorrActualPOE50",127.4858979,"NA"]
[null,"VIC","ATSBJ","Altona-Brooklyn (Jemena) 66 kV","Jemena","Summer","Coincident",2009,"Actual",124.005028,"NA"]
[null,"VIC","ATSBJ","Altona-Brooklyn (Jemena) 66 kV","Jemena","Summer","Non-Coincident",2009,"Actual",132.34887599999999,"NA"]
[null,"VIC","ATSBJ","Altona-Brooklyn (Jemena) 66 kV","Jemena","Summer","Coincident",2010,"TempCorrActualPOE10",132.89879930000001,"NA"]
[null,"VIC","ATSBJ","Altona-Brooklyn (Jemena) 66 kV","Jemena","Summer","Coincident",2010,"TempCorrActualPOE50",125.35779170000001,"NA"]
[null,"VIC","ATSBJ","Altona-Brooklyn (Jemena) 66 kV","Jemena","Summer","Non-Coincident",2010,"TempCorrActualPOE10",138.31247279999999,"NA"]
[null,"VIC","ATSBJ","Altona-Brooklyn (Jemena) 66 kV","Jemena","Summer","Non-Coincident",2010,"TempCorrActualPOE50",130.4645328,"NA"]
[null,"VIC","ATSBJ","Altona-Brooklyn (Jemena) 66 kV","Jemena","Summer","Coincident",2010,"Actual",134.44907599999999,"NA"]
[null,"VIC","ATSBJ","Altona-Brooklyn (Jemena) 66 kV","Jemena","Summer","Non-Coincident",2010,"Actual",135.42779400000001,"NA"]
[null,"VIC","ATSBJ","Altona-Brooklyn (Jemena) 66 kV","Jemena","Summer","Coincident",2011,"TempCorrActualPOE10",130.1169558,"NA"]
[null,"VIC","ATSBJ","Altona-Brooklyn (Jemena) 66 kV","Jemena","Summer","Coincident",2011,"TempCorrActualPOE50",122.3229537,"NA"]
[null,"VIC","ATSBJ","Altona-Brooklyn (Jemena) 66 kV","Jemena","Summer","Non-Coincident",2011,"TempCorrActualPOE10",135.4288962,"NA"]
[null,"VIC","ATSBJ","Altona-Brooklyn (Jemena) 66 kV","Jemena","Summer","Non-Coincident",2011,"TempCorrActualPOE50",127.31766450000001,"NA"]
[null,"VIC","ATSBJ","Altona-Brooklyn (Jemena) 66 kV","Jemena","Summer","Coincident",2011,"Actual",130.78641400000001,"NA"]
[null,"VIC","ATSBJ","Altona-Brooklyn (Jemena) 66 kV","Jemena","Summer","Non-Coincident",2011,"Actual",131.49180200000001,"NA"]
[null,"VIC","ATSBJ","Altona-Brooklyn (Jemena) 66 kV","Jemena","Summer","Coincident",2012,"TempCorrActualPOE10",130.8485925,"NA"]
[null,"VIC","ATSBJ","Altona-Brooklyn (Jemena) 66 kV","Jemena","Summer","Coincident",2012,"TempCorrActualPOE50",123.15102419999999,"NA"]
[null,"VIC","ATSBJ","Altona-Brooklyn (Jemena) 66 kV","Jemena","Summer","Non-Coincident",2012,"TempCorrActualPOE10",136.2102744,"NA"]
[null,"VIC","ATSBJ","Altona-Brooklyn (Jemena) 66 kV","Jemena","Summer","Non-Coincident",2012,"TempCorrActualPOE50",128.19940149999999,"NA"]
[null,"VIC","ATSBJ","Altona-Brooklyn (Jemena) 66 kV","Jemena","Summer","Coincident",2012,"Actual",111.52054800000001,"NA"]
[null,"VIC","ATSBJ","Altona-Brooklyn (Jemena) 66 kV","Jemena","Summer","Non-Coincident",2012,"Actual",126.658832,"NA"]
[null,"VIC","ATSBJ","Altona-Brooklyn (Jemena) 66 kV","Jemena","Summer","Coincident",2013,"TempCorrActualPOE10",127.0887615,"NA"]
[null,"VIC","ATSBJ","Altona-Brooklyn (Jemena) 66 kV","Jemena","Summer","Coincident",2013,"TempCorrActualPOE50",118.8859734,"NA"]
[null,"VIC","ATSBJ","Altona-Brooklyn (Jemena) 66 kV","Jemena","Summer","Non-Coincident",2013,"TempCorrActualPOE10",132.32555149999999,"NA"]
[null,"VIC","ATSBJ","Altona-Brooklyn (Jemena) 66 kV","Jemena","Summer","Non-Coincident",2013,"TempCorrActualPOE50",123.7888954,"NA"]
[null,"VIC","ATSBJ","Altona-Brooklyn (Jemena) 66 kV","Jemena","Summer","Coincident",2013,"Actual",121.77769600000001,"NA"]
[null,"VIC","ATSBJ","Altona-Brooklyn (Jemena) 66 kV","Jemena","Summer","Non-Coincident",2013,"Actual",123.74112,"NA"]
[null,"VIC","ATSBJ","Altona-Brooklyn (Jemena) 66 kV","Jemena","Summer","Coincident",2014,"TempCorrActualPOE10",121.9804371,"NA"]
[null,"VIC","ATSBJ","Altona-Brooklyn (Jemena) 66 kV","Jemena","Summer","Coincident",2014,"TempCorrActualPOE50",113.7021329,"NA"]
[null,"VIC","ATSBJ","Altona-Brooklyn (Jemena) 66 kV","Jemena","Summer","Non-Coincident",2014,"TempCorrActualPOE10",127.02592199999999,"NA"]
[null,"VIC","ATSBJ","Altona-Brooklyn (Jemena) 66 kV","Jemena","Summer","Non-Coincident",2014,"TempCorrActualPOE50",118.4106762,"NA"]
[null,"VIC","ATSBJ","Altona-Brooklyn (Jemena) 66 kV","Jemena","Summer","Coincident",2014,"Actual",119.496326,"NA"]
[null,"VIC","ATSBJ","Altona-Brooklyn (Jemena) 66 kV","Jemena","Summer","Non-Coincident",2014,"Actual",126.38123400000001,"NA"]
[null,"VIC","ATSBJ","Altona-Brooklyn (Jemena) 66 kV","Jemena","Summer","Coincident",2015,"TempCorrActualPOE10",118.0852536,"NA"]
[null,"VIC","ATSBJ","Altona-Brooklyn (Jemena) 66 kV","Jemena","Summer","Coincident",2015,"TempCorrActualPOE50",110.0283838,"NA"]
[null,"VIC","ATSBJ","Altona-Brooklyn (Jemena) 66 kV","Jemena","Summer","Non-Coincident",2015,"TempCorrActualPOE10",122.98362229999999,"NA"]
[null,"VIC","ATSBJ","Altona-Brooklyn (Jemena) 66 kV","Jemena","Summer","Non-Coincident",2015,"TempCorrActualPOE50",114.5988237,"NA"]
[null,"VIC","ATSBJ","Altona-Brooklyn (Jemena) 66 kV","Jemena","Summer","Coincident",2015,"Actual",104.59475999999999,"NA"]
[null,"VIC","ATSBJ","Altona-Brooklyn (Jemena) 66 kV","Jemena","Summer","Non-Coincident",2015,"Actual",105.243792,"NA"]
[null,"VIC","ATSBJ","Altona-Brooklyn (Jemena) 66 kV","Jemena","Summer","Non-Coincident",2016,"POE10",124.7651328,0.92350183500000005]
[null,"VIC","ATSBJ","Altona-Brooklyn (Jemena) 66 kV","Jemena","Summer","Non-Coincident",2016,"POE50",115.6312381,0.89106444100000004]
[null,"VIC","ATSBJ","Altona-Brooklyn (Jemena) 66 kV","Jemena","Summer","Coincident",2016,"POE10",115.2208291,0.92350183500000005]
[null,"VIC","ATSBJ","Altona-Brooklyn (Jemena) 66 kV","Jemena","Summer","Coincident",2016,"POE50",103.0348846,0.89106444100000004]
[null,"VIC","ATSBJ","Altona-Brooklyn (Jemena) 66 kV","Jemena","Summer","Non-Coincident",2017,"POE10",124.6086301,0.92346286399999999]
[null,"VIC","ATSBJ","Altona-Brooklyn (Jemena) 66 kV","Jemena","Summer","Non-Coincident",2017,"POE50",114.7437479,0.89106443700000004]
[null,"VIC","ATSBJ","Altona-Brooklyn (Jemena) 66 kV","Jemena","Summer","Coincident",2017,"POE10",115.0714425,0.92346286399999999]
[null,"VIC","ATSBJ","Altona-Brooklyn (Jemena) 66 kV","Jemena","Summer","Coincident",2017,"POE50",102.2440732,0.89106443700000004]
[null,"VIC","ATSBJ","Altona-Brooklyn (Jemena) 66 kV","Jemena","Summer","Non-Coincident",2018,"POE10",122.7034867,0.92328558000000005]
[null,"VIC","ATSBJ","Altona-Brooklyn (Jemena) 66 kV","Jemena","Summer","Non-Coincident",2018,"POE50",113.2129149,0.89094154999999997]
[null,"VIC","ATSBJ","Altona-Brooklyn (Jemena) 66 kV","Jemena","Summer","Coincident",2018,"POE10",113.2903598,0.92328558000000005]
[null,"VIC","ATSBJ","Altona-Brooklyn (Jemena) 66 kV","Jemena","Summer","Coincident",2018,"POE50",100.86608990000001,0.89094154999999997]
[null,"VIC","ATSBJ","Altona-Brooklyn (Jemena) 66 kV","Jemena","Summer","Non-Coincident",2019,"POE10",121.74399990000001,0.92309069799999999]
[null,"VIC","ATSBJ","Altona-Brooklyn (Jemena) 66 kV","Jemena","Summer","Non-Coincident",2019,"POE50",111.8843931,0.89083673200000002]
[null,"VIC","ATSBJ","Altona-Brooklyn (Jemena) 66 kV","Jemena","Summer","Coincident",2019,"POE10",112.3807539,0.92309069799999999]
[null,"VIC","ATSBJ","Altona-Brooklyn (Jemena) 66 kV","Jemena","Summer","Coincident",2019,"POE50",99.670727069999998,0.89083673200000002]
[null,"VIC","ATSBJ","Altona-Brooklyn (Jemena) 66 kV","Jemena","Summer","Non-Coincident",2020,"POE10",121.1125955,0.92276849400000005]
[null,"VIC","ATSBJ","Altona-Brooklyn (Jemena) 66 kV","Jemena","Summer","Non-Coincident",2020,"POE50",110.1994048,0.89068431999999997]
[null,"VIC","ATSBJ","Altona-Brooklyn (Jemena) 66 kV","Jemena","Summer","Coincident",2020,"POE10",111.7588873,0.92276849400000005]
[null,"VIC","ATSBJ","Altona-Brooklyn (Jemena) 66 kV","Jemena","Summer","Coincident",2020,"POE50",98.152881949999994,0.89068431999999997]
[null,"VIC","ATSBJ","Altona-Brooklyn (Jemena) 66 kV","Jemena","Summer","Non-Coincident",2021,"POE10",119.89370030000001,0.92258816600000004]
[null,"VIC","ATSBJ","Altona-Brooklyn (Jemena) 66 kV","Jemena","Summer","Non-Coincident",2021,"POE50",108.4490234,0.89064065000000003]
[null,"VIC","ATSBJ","Altona-Brooklyn (Jemena) 66 kV","Jemena","Summer","Coincident",2021,"POE10",110.612509,0.92258816600000004]
[null,"VIC","ATSBJ","Altona-Brooklyn (Jemena) 66 kV","Jemena","Summer","Coincident",2021,"POE50",96.589108719999999,0.89064065000000003]
[null,"VIC","ATSBJ","Altona-Brooklyn (Jemena) 66 kV","Jemena","Summer","Non-Coincident",2022,"POE10",118.4535853,0.92240324399999996]
[null,"VIC","ATSBJ","Altona-Brooklyn (Jemena) 66 kV","Jemena","Summer","Non-Coincident",2022,"POE50",107.00012460000001,0.89054300799999997]
[null,"VIC","ATSBJ","Altona-Brooklyn (Jemena) 66 kV","Jemena","Summer","Coincident",2022,"POE10",109.2619713,0.92240324399999996]
[null,"VIC","ATSBJ","Altona-Brooklyn (Jemena) 66 kV","Jemena","Summer","Coincident",2022,"POE50",95.288212860000002,0.89054300799999997]
[null,"VIC","ATSBJ","Altona-Brooklyn (Jemena) 66 kV","Jemena","Summer","Non-Coincident",2023,"POE10",117.2029983,0.92214889899999997]
[null,"VIC","ATSBJ","Altona-Brooklyn (Jemena) 66 kV","Jemena","Summer","Non-Coincident",2023,"POE50",104.919606,0.89049024200000004]
[null,"VIC","ATSBJ","Altona-Brooklyn (Jemena) 66 kV","Jemena","Summer","Coincident",2023,"POE10",108.0786159,0.92214889899999997]
[null,"VIC","ATSBJ","Altona-Brooklyn (Jemena) 66 kV","Jemena","Summer","Coincident",2023,"POE50",93.429885260000006,0.89049024200000004]
[null,"VIC","ATSBJ","Altona-Brooklyn (Jemena) 66 kV","Jemena","Summer","Non-Coincident",2024,"POE10",116.1453542,0.92183523199999995]
[null,"VIC","ATSBJ","Altona-Brooklyn (Jemena) 66 kV","Jemena","Summer","Non-Coincident",2024,"POE50",103.6989148,0.89033474599999995]
[null,"VIC","ATSBJ","Altona-Brooklyn (Jemena) 66 kV","Jemena","Summer","Coincident",2024,"POE10",107.0668795,0.92183523199999995]
[null,"VIC","ATSBJ","Altona-Brooklyn (Jemena) 66 kV","Jemena","Summer","Coincident",2024,"POE50",92.326746920000005,0.89033474599999995]
[null,"VIC","ATSBJ","Altona-Brooklyn (Jemena) 66 kV","Jemena","Summer","Non-Coincident",2025,"POE10",115.2501645,0.92144432799999998]
[null,"VIC","ATSBJ","Altona-Brooklyn (Jemena) 66 kV","Jemena","Summer","Non-Coincident",2025,"POE50",102.1636869,0.89017902000000004]
[null,"VIC","ATSBJ","Altona-Brooklyn (Jemena) 66 kV","Jemena","Summer","Coincident",2025,"POE10",106.1966104,0.92144432799999998]
[null,"VIC","ATSBJ","Altona-Brooklyn (Jemena) 66 kV","Jemena","Summer","Coincident",2025,"POE50",90.943970669999999,0.89017902000000004]
[null,"VIC","ATSBJ","Altona-Brooklyn (Jemena) 66 kV","Jemena","Winter","Coincident",2005,"TempCorrActualPOE10",118.7371041,"NA"]
[null,"VIC","ATSBJ","Altona-Brooklyn (Jemena) 66 kV","Jemena","Winter","Coincident",2005,"TempCorrActualPOE50",116.1966647,"NA"]
[null,"VIC","ATSBJ","Altona-Brooklyn (Jemena) 66 kV","Jemena","Winter","Non-Coincident",2005,"TempCorrActualPOE10",129.05866019999999,"NA"]
[null,"VIC","ATSBJ","Altona-Brooklyn (Jemena) 66 kV","Jemena","Winter","Non-Coincident",2005,"TempCorrActualPOE50",126.29738620000001,"NA"]
[null,"VIC","ATSBJ","Altona-Brooklyn (Jemena) 66 kV","Jemena","Winter","Coincident",2005,"Actual",111.89783199999999,"NA"]
[null,"VIC","ATSBJ","Altona-Brooklyn (Jemena) 66 kV","Jemena","Winter","Non-Coincident",2005,"Actual",123.46263999999999,"NA"]
[null,"VIC","ATSBJ","Altona-Brooklyn (Jemena) 66 kV","Jemena","Winter","Coincident",2006,"TempCorrActualPOE10",117.6643974,"NA"]
[null,"VIC","ATSBJ","Altona-Brooklyn (Jemena) 66 kV","Jemena","Winter","Coincident",2006,"TempCorrActualPOE50",115.1488696,"NA"]
[null,"VIC","ATSBJ","Altona-Brooklyn (Jemena) 66 kV","Jemena","Winter","Non-Coincident",2006,"TempCorrActualPOE10",127.89270980000001,"NA"]
[null,"VIC","ATSBJ","Altona-Brooklyn (Jemena) 66 kV","Jemena","Winter","Non-Coincident",2006,"TempCorrActualPOE50",125.15851290000001,"NA"]
[null,"VIC","ATSBJ","Altona-Brooklyn (Jemena) 66 kV","Jemena","Winter","Coincident",2006,"Actual",108.386776,"NA"]
[null,"VIC","ATSBJ","Altona-Brooklyn (Jemena) 66 kV","Jemena","Winter","Non-Coincident",2006,"Actual",121.102902,"NA"]
[null,"VIC","ATSBJ","Altona-Brooklyn (Jemena) 66 kV","Jemena","Winter","Coincident",2007,"TempCorrActualPOE10",115.7455902,"NA"]
[null,"VIC","ATSBJ","Altona-Brooklyn (Jemena) 66 kV","Jemena","Winter","Coincident",2007,"TempCorrActualPOE50",113.3722363,"NA"]
[null,"VIC","ATSBJ","Altona-Brooklyn (Jemena) 66 kV","Jemena","Winter","Non-Coincident",2007,"TempCorrActualPOE10",125.807132,"NA"]
[null,"VIC","ATSBJ","Altona-Brooklyn (Jemena) 66 kV","Jemena","Winter","Non-Coincident",2007,"TempCorrActualPOE50",123.22746789999999,"NA"]
[null,"VIC","ATSBJ","Altona-Brooklyn (Jemena) 66 kV","Jemena","Winter","Coincident",2007,"Actual",113.571916,"NA"]
[null,"VIC","ATSBJ","Altona-Brooklyn (Jemena) 66 kV","Jemena","Winter","Non-Coincident",2007,"Actual",123.97975,"NA"]
[null,"VIC","ATSBJ","Altona-Brooklyn (Jemena) 66 kV","Jemena","Winter","Coincident",2008,"TempCorrActualPOE10",116.8708255,"NA"]
[null,"VIC","ATSBJ","Altona-Brooklyn (Jemena) 66 kV","Jemena","Winter","Coincident",2008,"TempCorrActualPOE50",114.4579232,"NA"]
[null,"VIC","ATSBJ","Altona-Brooklyn (Jemena) 66 kV","Jemena","Winter","Non-Coincident",2008,"TempCorrActualPOE10",127.03026800000001,"NA"]
[null,"VIC","ATSBJ","Altona-Brooklyn (Jemena) 66 kV","Jemena","Winter","Non-Coincident",2008,"TempCorrActualPOE50",124.4076177,"NA"]
[null,"VIC","ATSBJ","Altona-Brooklyn (Jemena) 66 kV","Jemena","Winter","Coincident",2008,"Actual",107.21498200000001,"NA"]
[null,"VIC","ATSBJ","Altona-Brooklyn (Jemena) 66 kV","Jemena","Winter","Non-Coincident",2008,"Actual",120.92095999999999,"NA"]
[null,"VIC","ATSBJ","Altona-Brooklyn (Jemena) 66 kV","Jemena","Winter","Coincident",2009,"TempCorrActualPOE10",114.5663083,"NA"]
[null,"VIC","ATSBJ","Altona-Brooklyn (Jemena) 66 kV","Jemena","Winter","Coincident",2009,"TempCorrActualPOE50",112.2399836,"NA"]
[null,"VIC","ATSBJ","Altona-Brooklyn (Jemena) 66 kV","Jemena","Winter","Non-Coincident",2009,"TempCorrActualPOE10",124.5256303,"NA"]
[null,"VIC","ATSBJ","Altona-Brooklyn (Jemena) 66 kV","Jemena","Winter","Non-Coincident",2009,"TempCorrActualPOE50",121.9970836,"NA"]
[null,"VIC","ATSBJ","Altona-Brooklyn (Jemena) 66 kV","Jemena","Winter","Coincident",2009,"Actual",111.40831799999999,"NA"]
[null,"VIC","ATSBJ","Altona-Brooklyn (Jemena) 66 kV","Jemena","Winter","Non-Coincident",2009,"Actual",120.89036400000001,"NA"]
[null,"VIC","ATSBJ","Altona-Brooklyn (Jemena) 66 kV","Jemena","Winter","Coincident",2010,"TempCorrActualPOE10",111.2384904,"NA"]
[null,"VIC","ATSBJ","Altona-Brooklyn (Jemena) 66 kV","Jemena","Winter","Coincident",2010,"TempCorrActualPOE50",108.82032599999999,"NA"]
[null,"VIC","ATSBJ","Altona-Brooklyn (Jemena) 66 kV","Jemena","Winter","Non-Coincident",2010,"TempCorrActualPOE10",120.9098675,"NA"]
[null,"VIC","ATSBJ","Altona-Brooklyn (Jemena) 66 kV","Jemena","Winter","Non-Coincident",2010,"TempCorrActualPOE50",118.28149759999999,"NA"]
[null,"VIC","ATSBJ","Altona-Brooklyn (Jemena) 66 kV","Jemena","Winter","Coincident",2010,"Actual",102.89239000000001,"NA"]
[null,"VIC","ATSBJ","Altona-Brooklyn (Jemena) 66 kV","Jemena","Winter","Non-Coincident",2010,"Actual",115.485776,"NA"]
[null,"VIC","ATSBJ","Altona-Brooklyn (Jemena) 66 kV","Jemena","Winter","Coincident",2011,"TempCorrActualPOE10",107.8567099,"NA"]
[null,"VIC","ATSBJ","Altona-Brooklyn (Jemena) 66 kV","Jemena","Winter","Coincident",2011,"TempCorrActualPOE50",105.62770089999999,"NA"]
[null,"VIC","ATSBJ","Altona-Brooklyn (Jemena) 66 kV","Jemena","Winter","Non-Coincident",2011,"TempCorrActualPOE10",117.237476,"NA"]
[null,"VIC","ATSBJ","Altona-Brooklyn (Jemena) 66 kV","Jemena","Winter","Non-Coincident",2011,"TempCorrActualPOE50",114.8147043,"NA"]
[null,"VIC","ATSBJ","Altona-Brooklyn (Jemena) 66 kV","Jemena","Winter","Coincident",2011,"Actual",107.962608,"NA"]
[null,"VIC","ATSBJ","Altona-Brooklyn (Jemena) 66 kV","Jemena","Winter","Non-Coincident",2011,"Actual",113.881632,"NA"]
[null,"VIC","ATSBJ","Altona-Brooklyn (Jemena) 66 kV","Jemena","Winter","Coincident",2012,"TempCorrActualPOE10",107.7666622,"NA"]
[null,"VIC","ATSBJ","Altona-Brooklyn (Jemena) 66 kV","Jemena","Winter","Coincident",2012,"TempCorrActualPOE50",105.53668860000001,"NA"]
[null,"VIC","ATSBJ","Altona-Brooklyn (Jemena) 66 kV","Jemena","Winter","Non-Coincident",2012,"TempCorrActualPOE10",117.14373089999999,"NA"]
[null,"VIC","ATSBJ","Altona-Brooklyn (Jemena) 66 kV","Jemena","Winter","Non-Coincident",2012,"TempCorrActualPOE50",114.71991079999999,"NA"]
[null,"VIC","ATSBJ","Altona-Brooklyn (Jemena) 66 kV","Jemena","Winter","Coincident",2012,"Actual",100.90668599999999,"NA"]
[null,"VIC","ATSBJ","Altona-Brooklyn (Jemena) 66 kV","Jemena","Winter","Non-Coincident",2012,"Actual",109.346684,"NA"]
[null,"VIC","ATSBJ","Altona-Brooklyn (Jemena) 66 kV","Jemena","Winter","Coincident",2013,"TempCorrActualPOE10",106.2050352,"NA"]
[null,"VIC","ATSBJ","Altona-Brooklyn (Jemena) 66 kV","Jemena","Winter","Coincident",2013,"TempCorrActualPOE50",104.0203006,"NA"]
[null,"VIC","ATSBJ","Altona-Brooklyn (Jemena) 66 kV","Jemena","Winter","Non-Coincident",2013,"TempCorrActualPOE10",115.4496166,"NA"]
[null,"VIC","ATSBJ","Altona-Brooklyn (Jemena) 66 kV","Jemena","Winter","Non-Coincident",2013,"TempCorrActualPOE50",113.0749679,"NA"]
[null,"VIC","ATSBJ","Altona-Brooklyn (Jemena) 66 kV","Jemena","Winter","Coincident",2013,"Actual",103.394542,"NA"]
[null,"VIC","ATSBJ","Altona-Brooklyn (Jemena) 66 kV","Jemena","Winter","Non-Coincident",2013,"Actual",113.59391599999999,"NA"]
[null,"VIC","ATSBJ","Altona-Brooklyn (Jemena) 66 kV","Jemena","Winter","Coincident",2014,"TempCorrActualPOE10",100.7707544,"NA"]
[null,"VIC","ATSBJ","Altona-Brooklyn (Jemena) 66 kV","Jemena","Winter","Coincident",2014,"TempCorrActualPOE50",98.5690843,"NA"]
[null,"VIC","ATSBJ","Altona-Brooklyn (Jemena) 66 kV","Jemena","Winter","Non-Coincident",2014,"TempCorrActualPOE10",109.5456992,"NA"]
[null,"VIC","ATSBJ","Altona-Brooklyn (Jemena) 66 kV","Jemena","Winter","Non-Coincident",2014,"TempCorrActualPOE50",107.152643,"NA"]
[null,"VIC","ATSBJ","Altona-Brooklyn (Jemena) 66 kV","Jemena","Winter","Coincident",2014,"Actual",96.197614000000002,"NA"]
[null,"VIC","ATSBJ","Altona-Brooklyn (Jemena) 66 kV","Jemena","Winter","Non-Coincident",2014,"Actual",104.874528,"NA"]
[null,"VIC","ATSBJ","Altona-Brooklyn (Jemena) 66 kV","Jemena","Winter","Non-Coincident",2015,"POE10",109.9916034,0.94489126400000001]
[null,"VIC","ATSBJ","Altona-Brooklyn (Jemena) 66 kV","Jemena","Winter","Non-Coincident",2015,"POE50",107.6762918,0.93232742499999999]
[null,"VIC","ATSBJ","Altona-Brooklyn (Jemena) 66 kV","Jemena","Winter","Coincident",2015,"POE10",103.93010510000001,0.94489126400000001]
[null,"VIC","ATSBJ","Altona-Brooklyn (Jemena) 66 kV","Jemena","Winter","Coincident",2015,"POE50",100.38955989999999,0.93232742499999999]
[null,"VIC","ATSBJ","Altona-Brooklyn (Jemena) 66 kV","Jemena","Winter","Non-Coincident",2016,"POE10",108.38942110000001,0.94484179400000001]
[null,"VIC","ATSBJ","Altona-Brooklyn (Jemena) 66 kV","Jemena","Winter","Non-Coincident",2016,"POE50",106.3863691,0.932248988]
[null,"VIC","ATSBJ","Altona-Brooklyn (Jemena) 66 kV","Jemena","Winter","Coincident",2016,"POE10",102.410855,0.94484179400000001]
[null,"VIC","ATSBJ","Altona-Brooklyn (Jemena) 66 kV","Jemena","Winter","Coincident",2016,"POE50",99.178584900000004,0.932248988]
[null,"VIC","ATSBJ","Altona-Brooklyn (Jemena) 66 kV","Jemena","Winter","Non-Coincident",2017,"POE10",107.74417099999999,0.94465349799999998]
[null,"VIC","ATSBJ","Altona-Brooklyn (Jemena) 66 kV","Jemena","Winter","Non-Coincident",2017,"POE50",105.9096471,0.93203642200000003]
[null,"VIC","ATSBJ","Altona-Brooklyn (Jemena) 66 kV","Jemena","Winter","Coincident",2017,"POE10",101.780908,0.94465349799999998]
[null,"VIC","ATSBJ","Altona-Brooklyn (Jemena) 66 kV","Jemena","Winter","Coincident",2017,"POE50",98.711648569999994,0.93203642200000003]
[null,"VIC","ATSBJ","Altona-Brooklyn (Jemena) 66 kV","Jemena","Winter","Non-Coincident",2018,"POE10",106.1470003,0.94430534399999999]
[null,"VIC","ATSBJ","Altona-Brooklyn (Jemena) 66 kV","Jemena","Winter","Non-Coincident",2018,"POE50",104.1779672,0.93169535599999997]
[null,"VIC","ATSBJ","Altona-Brooklyn (Jemena) 66 kV","Jemena","Winter","Coincident",2018,"POE10",100.2351796,0.94430534399999999]
[null,"VIC","ATSBJ","Altona-Brooklyn (Jemena) 66 kV","Jemena","Winter","Coincident",2018,"POE50",97.062128250000001,0.93169535599999997]
[null,"VIC","ATSBJ","Altona-Brooklyn (Jemena) 66 kV","Jemena","Winter","Non-Coincident",2019,"POE10",105.49633350000001,0.94392522700000003]
[null,"VIC","ATSBJ","Altona-Brooklyn (Jemena) 66 kV","Jemena","Winter","Non-Coincident",2019,"POE50",103.2771528,0.93138356600000005]
[null,"VIC","ATSBJ","Altona-Brooklyn (Jemena) 66 kV","Jemena","Winter","Coincident",2019,"POE10",99.580650629999994,0.94392522700000003]
[null,"VIC","ATSBJ","Altona-Brooklyn (Jemena) 66 kV","Jemena","Winter","Coincident",2019,"POE50",96.190642920000002,0.93138356600000005]
[null,"VIC","ATSBJ","Altona-Brooklyn (Jemena) 66 kV","Jemena","Winter","Non-Coincident",2020,"POE10",104.3938879,0.94360242800000005]
[null,"VIC","ATSBJ","Altona-Brooklyn (Jemena) 66 kV","Jemena","Winter","Non-Coincident",2020,"POE50",102.2933615,0.93103452799999997]
[null,"VIC","ATSBJ","Altona-Brooklyn (Jemena) 66 kV","Jemena","Winter","Coincident",2020,"POE10",98.506326110000003,0.94360242800000005]
[null,"VIC","ATSBJ","Altona-Brooklyn (Jemena) 66 kV","Jemena","Winter","Coincident",2020,"POE50",95.238651590000003,0.93103452799999997]
[null,"VIC","ATSBJ","Altona-Brooklyn (Jemena) 66 kV","Jemena","Winter","Non-Coincident",2021,"POE10",103.0325821,0.9433549]
[null,"VIC","ATSBJ","Altona-Brooklyn (Jemena) 66 kV","Jemena","Winter","Non-Coincident",2021,"POE50",101.115804,0.93075693800000003]
[null,"VIC","ATSBJ","Altona-Brooklyn (Jemena) 66 kV","Jemena","Winter","Coincident",2021,"POE10",97.196291180000003,0.9433549]
[null,"VIC","ATSBJ","Altona-Brooklyn (Jemena) 66 kV","Jemena","Winter","Coincident",2021,"POE50",94.114236160000004,0.93075693800000003]
[null,"VIC","ATSBJ","Altona-Brooklyn (Jemena) 66 kV","Jemena","Winter","Non-Coincident",2022,"POE10",101.8659241,0.94297770299999994]
[null,"VIC","ATSBJ","Altona-Brooklyn (Jemena) 66 kV","Jemena","Winter","Non-Coincident",2022,"POE50",99.730553950000001,0.93044483499999997]
[null,"VIC","ATSBJ","Altona-Brooklyn (Jemena) 66 kV","Jemena","Winter","Coincident",2022,"POE10",96.057295109999998,0.94297770299999994]
[null,"VIC","ATSBJ","Altona-Brooklyn (Jemena) 66 kV","Jemena","Winter","Coincident",2022,"POE50",92.793778849999995,0.93044483499999997]
[null,"VIC","ATSBJ","Altona-Brooklyn (Jemena) 66 kV","Jemena","Winter","Non-Coincident",2023,"POE10",100.67555849999999,0.94257610599999997]
[null,"VIC","ATSBJ","Altona-Brooklyn (Jemena) 66 kV","Jemena","Winter","Non-Coincident",2023,"POE50",98.398914559999994,0.93009384100000003]
[null,"VIC","ATSBJ","Altona-Brooklyn (Jemena) 66 kV","Jemena","Winter","Coincident",2023,"POE10",94.8943759,0.94257610599999997]
[null,"VIC","ATSBJ","Altona-Brooklyn (Jemena) 66 kV","Jemena","Winter","Coincident",2023,"POE50",91.52022436,0.93009384100000003]
[null,"VIC","ATSBJ","Altona-Brooklyn (Jemena) 66 kV","Jemena","Winter","Non-Coincident",2024,"POE10",99.606540080000002,0.94207365700000001]
[null,"VIC","ATSBJ","Altona-Brooklyn (Jemena) 66 kV","Jemena","Winter","Non-Coincident",2024,"POE50",97.269398960000004,0.92962721699999995]
[null,"VIC","ATSBJ","Altona-Brooklyn (Jemena) 66 kV","Jemena","Winter","Coincident",2024,"POE10",93.836697520000001,0.94207365700000001]
[null,"VIC","ATSBJ","Altona-Brooklyn (Jemena) 66 kV","Jemena","Winter","Coincident",2024,"POE50",90.424280620000005,0.92962721699999995]
[null,"VIC","ATSBP","Altona-Brooklyn (Powercor) 66 kV","Powercor","Summer","Coincident",2006,"TempCorrActualPOE10",88.218444129999995,"NA"]
[null,"VIC","ATSBP","Altona-Brooklyn (Powercor) 66 kV","Powercor","Summer","Coincident",2006,"TempCorrActualPOE50",83.642005080000004,"NA"]
[null,"VIC","ATSBP","Altona-Brooklyn (Powercor) 66 kV","Powercor","Summer","Non-Coincident",2006,"TempCorrActualPOE10",91.871805429999995,"NA"]
[null,"VIC","ATSBP","Altona-Brooklyn (Powercor) 66 kV","Powercor","Summer","Non-Coincident",2006,"TempCorrActualPOE50",87.105846339999999,"NA"]
[null,"VIC","ATSBP","Altona-Brooklyn (Powercor) 66 kV","Powercor","Summer","Coincident",2006,"Actual",107.078408,"NA"]
[null,"VIC","ATSBP","Altona-Brooklyn (Powercor) 66 kV","Powercor","Summer","Non-Coincident",2006,"Actual",111.389742,"NA"]
[null,"VIC","ATSBP","Altona-Brooklyn (Powercor) 66 kV","Powercor","Summer","Coincident",2007,"TempCorrActualPOE10",103.5292323,"NA"]
[null,"VIC","ATSBP","Altona-Brooklyn (Powercor) 66 kV","Powercor","Summer","Coincident",2007,"TempCorrActualPOE50",98.893194190000003,"NA"]
[null,"VIC","ATSBP","Altona-Brooklyn (Powercor) 66 kV","Powercor","Summer","Non-Coincident",2007,"TempCorrActualPOE10",107.8166737,"NA"]
[null,"VIC","ATSBP","Altona-Brooklyn (Powercor) 66 kV","Powercor","Summer","Non-Coincident",2007,"TempCorrActualPOE50",102.9886474,"NA"]
[null,"VIC","ATSBP","Altona-Brooklyn (Powercor) 66 kV","Powercor","Summer","Coincident",2007,"Actual",123.02723,"NA"]
[null,"VIC","ATSBP","Altona-Brooklyn (Powercor) 66 kV","Powercor","Summer","Non-Coincident",2007,"Actual",124.09336399999999,"NA"]
[null,"VIC","ATSBP","Altona-Brooklyn (Powercor) 66 kV","Powercor","Summer","Coincident",2008,"TempCorrActualPOE10",112.58632969999999,"NA"]
[null,"VIC","ATSBP","Altona-Brooklyn (Powercor) 66 kV","Powercor","Summer","Coincident",2008,"TempCorrActualPOE50",106.7193336,"NA"]
[null,"VIC","ATSBP","Altona-Brooklyn (Powercor) 66 kV","Powercor","Summer","Non-Coincident",2008,"TempCorrActualPOE10",117.24891940000001,"NA"]
[null,"VIC","ATSBP","Altona-Brooklyn (Powercor) 66 kV","Powercor","Summer","Non-Coincident",2008,"TempCorrActualPOE50",111.1389586,"NA"]
[null,"VIC","ATSBP","Altona-Brooklyn (Powercor) 66 kV","Powercor","Summer","Coincident",2008,"Actual",114.247184,"NA"]
[null,"VIC","ATSBP","Altona-Brooklyn (Powercor) 66 kV","Powercor","Summer","Non-Coincident",2008,"Actual",127.75230000000001,"NA"]
[null,"VIC","ATSBP","Altona-Brooklyn (Powercor) 66 kV","Powercor","Summer","Coincident",2009,"TempCorrActualPOE10",115.67886919999999,"NA"]
[null,"VIC","ATSBP","Altona-Brooklyn (Powercor) 66 kV","Powercor","Summer","Coincident",2009,"TempCorrActualPOE50",109.1757788,"NA"]
[null,"VIC","ATSBP","Altona-Brooklyn (Powercor) 66 kV","Powercor","Summer","Non-Coincident",2009,"TempCorrActualPOE10",120.4698989,"NA"]
[null,"VIC","ATSBP","Altona-Brooklyn (Powercor) 66 kV","Powercor","Summer","Non-Coincident",2009,"TempCorrActualPOE50",113.6975017,"NA"]
[null,"VIC","ATSBP","Altona-Brooklyn (Powercor) 66 kV","Powercor","Summer","Coincident",2009,"Actual",133.25508199999999,"NA"]
[null,"VIC","ATSBP","Altona-Brooklyn (Powercor) 66 kV","Powercor","Summer","Non-Coincident",2009,"Actual",144.75604799999999,"NA"]
[null,"VIC","ATSBP","Altona-Brooklyn (Powercor) 66 kV","Powercor","Summer","Coincident",2010,"TempCorrActualPOE10",141.562433,"NA"]
[null,"VIC","ATSBP","Altona-Brooklyn (Powercor) 66 kV","Powercor","Summer","Coincident",2010,"TempCorrActualPOE50",134.07819900000001,"NA"]
[null,"VIC","ATSBP","Altona-Brooklyn (Powercor) 66 kV","Powercor","Summer","Non-Coincident",2010,"TempCorrActualPOE10",147.42758610000001,"NA"]
[null,"VIC","ATSBP","Altona-Brooklyn (Powercor) 66 kV","Powercor","Summer","Non-Coincident",2010,"TempCorrActualPOE50",139.63341410000001,"NA"]
[null,"VIC","ATSBP","Altona-Brooklyn (Powercor) 66 kV","Powercor","Summer","Coincident",2010,"Actual",142.56512000000001,"NA"]
[null,"VIC","ATSBP","Altona-Brooklyn (Powercor) 66 kV","Powercor","Summer","Non-Coincident",2010,"Actual",158.51587000000001,"NA"]
[null,"VIC","ATSBP","Altona-Brooklyn (Powercor) 66 kV","Powercor","Summer","Coincident",2011,"TempCorrActualPOE10",142.09338360000001,"NA"]
[null,"VIC","ATSBP","Altona-Brooklyn (Powercor) 66 kV","Powercor","Summer","Coincident",2011,"TempCorrActualPOE50",133.52132030000001,"NA"]
[null,"VIC","ATSBP","Altona-Brooklyn (Powercor) 66 kV","Powercor","Summer","Non-Coincident",2011,"TempCorrActualPOE10",147.99422620000001,"NA"]
[null,"VIC","ATSBP","Altona-Brooklyn (Powercor) 66 kV","Powercor","Summer","Non-Coincident",2011,"TempCorrActualPOE50",139.06717560000001,"NA"]
[null,"VIC","ATSBP","Altona-Brooklyn (Powercor) 66 kV","Powercor","Summer","Coincident",2011,"Actual",160.774012,"NA"]
[null,"VIC","ATSBP","Altona-Brooklyn (Powercor) 66 kV","Powercor","Summer","Non-Coincident",2011,"Actual",162.109658,"NA"]
[null,"VIC","ATSBP","Altona-Brooklyn (Powercor) 66 kV","Powercor","Summer","Coincident",2012,"TempCorrActualPOE10",152.26648030000001,"NA"]
[null,"VIC","ATSBP","Altona-Brooklyn (Powercor) 66 kV","Powercor","Summer","Coincident",2012,"TempCorrActualPOE50",143.10346920000001,"NA"]
[null,"VIC","ATSBP","Altona-Brooklyn (Powercor) 66 kV","Powercor","Summer","Non-Coincident",2012,"TempCorrActualPOE10",158.6179774,"NA"]
[null,"VIC","ATSBP","Altona-Brooklyn (Powercor) 66 kV","Powercor","Summer","Non-Coincident",2012,"TempCorrActualPOE50",149.07550660000001,"NA"]
[null,"VIC","ATSBP","Altona-Brooklyn (Powercor) 66 kV","Powercor","Summer","Coincident",2012,"Actual",159.69583,"NA"]
[null,"VIC","ATSBP","Altona-Brooklyn (Powercor) 66 kV","Powercor","Summer","Non-Coincident",2012,"Actual",166.770026,"NA"]
[null,"VIC","ATSBP","Altona-Brooklyn (Powercor) 66 kV","Powercor","Summer","Coincident",2013,"TempCorrActualPOE10",142.384345,"NA"]
[null,"VIC","ATSBP","Altona-Brooklyn (Powercor) 66 kV","Powercor","Summer","Coincident",2013,"TempCorrActualPOE50",134.28406390000001,"NA"]
[null,"VIC","ATSBP","Altona-Brooklyn (Powercor) 66 kV","Powercor","Summer","Non-Coincident",2013,"TempCorrActualPOE10",148.3728055,"NA"]
[null,"VIC","ATSBP","Altona-Brooklyn (Powercor) 66 kV","Powercor","Summer","Non-Coincident",2013,"TempCorrActualPOE50",139.93707449999999,"NA"]
[null,"VIC","ATSBP","Altona-Brooklyn (Powercor) 66 kV","Powercor","Summer","Coincident",2013,"Actual",146.20135200000001,"NA"]
[null,"VIC","ATSBP","Altona-Brooklyn (Powercor) 66 kV","Powercor","Summer","Non-Coincident",2013,"Actual",160.14321200000001,"NA"]
[null,"VIC","ATSBP","Altona-Brooklyn (Powercor) 66 kV","Powercor","Summer","Coincident",2014,"TempCorrActualPOE10",153.71829159999999,"NA"]
[null,"VIC","ATSBP","Altona-Brooklyn (Powercor) 66 kV","Powercor","Summer","Coincident",2014,"TempCorrActualPOE50",145.7108202,"NA"]
[null,"VIC","ATSBP","Altona-Brooklyn (Powercor) 66 kV","Powercor","Summer","Non-Coincident",2014,"TempCorrActualPOE10",160.20346219999999,"NA"]
[null,"VIC","ATSBP","Altona-Brooklyn (Powercor) 66 kV","Powercor","Summer","Non-Coincident",2014,"TempCorrActualPOE50",151.8643845,"NA"]
[null,"VIC","ATSBP","Altona-Brooklyn (Powercor) 66 kV","Powercor","Summer","Coincident",2014,"Actual",151.28718000000001,"NA"]
[null,"VIC","ATSBP","Altona-Brooklyn (Powercor) 66 kV","Powercor","Summer","Non-Coincident",2014,"Actual",157.30985799999999,"NA"]
[null,"VIC","ATSBP","Altona-Brooklyn (Powercor) 66 kV","Powercor","Summer","Coincident",2015,"TempCorrActualPOE10",152.81737709999999,"NA"]
[null,"VIC","ATSBP","Altona-Brooklyn (Powercor) 66 kV","Powercor","Summer","Coincident",2015,"TempCorrActualPOE50",144.88629700000001,"NA"]
[null,"VIC","ATSBP","Altona-Brooklyn (Powercor) 66 kV","Powercor","Summer","Non-Coincident",2015,"TempCorrActualPOE10",159.29556729999999,"NA"]
[null,"VIC","ATSBP","Altona-Brooklyn (Powercor) 66 kV","Powercor","Summer","Non-Coincident",2015,"TempCorrActualPOE50",151.03604429999999,"NA"]
[null,"VIC","ATSBP","Altona-Brooklyn (Powercor) 66 kV","Powercor","Summer","Coincident",2015,"Actual",145.52878000000001,"NA"]
[null,"VIC","ATSBP","Altona-Brooklyn (Powercor) 66 kV","Powercor","Summer","Non-Coincident",2015,"Actual",148.928,"NA"]
[null,"VIC","ATSBP","Altona-Brooklyn (Powercor) 66 kV","Powercor","Summer","Non-Coincident",2016,"POE10",154.5964496,0.92287191599999996]
[null,"VIC","ATSBP","Altona-Brooklyn (Powercor) 66 kV","Powercor","Summer","Non-Coincident",2016,"POE50",145.69042590000001,0.89045664800000002]
[null,"VIC","ATSBP","Altona-Brooklyn (Powercor) 66 kV","Powercor","Summer","Coincident",2016,"POE10",142.67272170000001,0.92287191599999996]
[null,"VIC","ATSBP","Altona-Brooklyn (Powercor) 66 kV","Powercor","Summer","Coincident",2016,"POE50",129.73100830000001,0.89045664800000002]
[null,"VIC","ATSBP","Altona-Brooklyn (Powercor) 66 kV","Powercor","Summer","Non-Coincident",2017,"POE10",158.12953899999999,0.92283297200000003]
[null,"VIC","ATSBP","Altona-Brooklyn (Powercor) 66 kV","Powercor","Summer","Non-Coincident",2017,"POE50",148.62932140000001,0.89045664400000002]
[null,"VIC","ATSBP","Altona-Brooklyn (Powercor) 66 kV","Powercor","Summer","Coincident",2017,"POE10",145.92715240000001,0.92283297200000003]
[null,"VIC","ATSBP","Altona-Brooklyn (Powercor) 66 kV","Powercor","Summer","Coincident",2017,"POE50",132.3479667,0.89045664400000002]
[null,"VIC","ATSBP","Altona-Brooklyn (Powercor) 66 kV","Powercor","Summer","Non-Coincident",2018,"POE10",150.5117429,0.92265580899999999]
[null,"VIC","ATSBP","Altona-Brooklyn (Powercor) 66 kV","Powercor","Summer","Non-Coincident",2018,"POE50",141.82135170000001,0.89033384100000001]
[null,"VIC","ATSBP","Altona-Brooklyn (Powercor) 66 kV","Powercor","Summer","Coincident",2018,"POE10",138.8705339,0.92265580899999999]
[null,"VIC","ATSBP","Altona-Brooklyn (Powercor) 66 kV","Powercor","Summer","Coincident",2018,"POE50",126.2683487,0.89033384100000001]
[null,"VIC","ATSBP","Altona-Brooklyn (Powercor) 66 kV","Powercor","Summer","Non-Coincident",2019,"POE10",152.1761999,0.92246105899999997]
[null,"VIC","ATSBP","Altona-Brooklyn (Powercor) 66 kV","Powercor","Summer","Non-Coincident",2019,"POE50",143.40618449999999,0.89022909400000005]
[null,"VIC","ATSBP","Altona-Brooklyn (Powercor) 66 kV","Powercor","Summer","Coincident",2019,"POE10",140.3766186,0.92246105899999997]
[null,"VIC","ATSBP","Altona-Brooklyn (Powercor) 66 kV","Powercor","Summer","Coincident",2019,"POE50",127.6643577,0.89022909400000005]
[null,"VIC","ATSBP","Altona-Brooklyn (Powercor) 66 kV","Powercor","Summer","Non-Coincident",2020,"POE10",153.9234099,0.92213907500000003]
[null,"VIC","ATSBP","Altona-Brooklyn (Powercor) 66 kV","Powercor","Summer","Non-Coincident",2020,"POE50",144.2116785,0.89007678599999995]
[null,"VIC","ATSBP","Altona-Brooklyn (Powercor) 66 kV","Powercor","Summer","Coincident",2020,"POE10",141.93879089999999,0.92213907500000003]
[null,"VIC","ATSBP","Altona-Brooklyn (Powercor) 66 kV","Powercor","Summer","Coincident",2020,"POE50",128.35946730000001,0.89007678599999995]
[null,"VIC","ATSBP","Altona-Brooklyn (Powercor) 66 kV","Powercor","Summer","Non-Coincident",2021,"POE10",154.6240971,0.92195886999999999]
[null,"VIC","ATSBP","Altona-Brooklyn (Powercor) 66 kV","Powercor","Summer","Non-Coincident",2021,"POE50",144.63097759999999,0.89003314600000005]
[null,"VIC","ATSBP","Altona-Brooklyn (Powercor) 66 kV","Powercor","Summer","Coincident",2021,"POE10",142.55705789999999,0.92195886999999999]
[null,"VIC","ATSBP","Altona-Brooklyn (Powercor) 66 kV","Powercor","Summer","Coincident",2021,"POE50",128.72636399999999,0.89003314600000005]
[null,"VIC","ATSBP","Altona-Brooklyn (Powercor) 66 kV","Powercor","Summer","Non-Coincident",2022,"POE10",154.73717859999999,0.921774074]
[null,"VIC","ATSBP","Altona-Brooklyn (Powercor) 66 kV","Powercor","Summer","Non-Coincident",2022,"POE50",145.16707529999999,0.88993557099999998]
[null,"VIC","ATSBP","Altona-Brooklyn (Powercor) 66 kV","Powercor","Summer","Coincident",2022,"POE10",142.6327196,0.921774074]
[null,"VIC","ATSBP","Altona-Brooklyn (Powercor) 66 kV","Powercor","Summer","Coincident",2022,"POE50",129.18934400000001,0.88993557099999998]
[null,"VIC","ATSBP","Altona-Brooklyn (Powercor) 66 kV","Powercor","Summer","Non-Coincident",2023,"POE10",154.84530029999999,0.92151990299999997]
[null,"VIC","ATSBP","Altona-Brooklyn (Powercor) 66 kV","Powercor","Summer","Non-Coincident",2023,"POE50",144.80793800000001,0.88988283999999995]
[null,"VIC","ATSBP","Altona-Brooklyn (Powercor) 66 kV","Powercor","Summer","Coincident",2023,"POE10",142.6930261,0.92151990299999997]
[null,"VIC","ATSBP","Altona-Brooklyn (Powercor) 66 kV","Powercor","Summer","Coincident",2023,"POE50",128.86209909999999,0.88988283999999995]
[null,"VIC","ATSBP","Altona-Brooklyn (Powercor) 66 kV","Powercor","Summer","Non-Coincident",2024,"POE10",155.6694722,0.92120645000000001]
[null,"VIC","ATSBP","Altona-Brooklyn (Powercor) 66 kV","Powercor","Summer","Non-Coincident",2024,"POE50",146.42146579999999,0.88972744999999998]
[null,"VIC","ATSBP","Altona-Brooklyn (Powercor) 66 kV","Powercor","Summer","Coincident",2024,"POE10",143.40372189999999,0.92120645000000001]
[null,"VIC","ATSBP","Altona-Brooklyn (Powercor) 66 kV","Powercor","Summer","Coincident",2024,"POE50",130.2751974,0.88972744999999998]
[null,"VIC","ATSBP","Altona-Brooklyn (Powercor) 66 kV","Powercor","Summer","Non-Coincident",2025,"POE10",157.08794309999999,0.92081581300000004]
[null,"VIC","ATSBP","Altona-Brooklyn (Powercor) 66 kV","Powercor","Summer","Non-Coincident",2025,"POE50",147.40481560000001,0.88957183100000004]
[null,"VIC","ATSBP","Altona-Brooklyn (Powercor) 66 kV","Powercor","Summer","Coincident",2025,"POE10",144.64906210000001,0.92081581300000004]
[null,"VIC","ATSBP","Altona-Brooklyn (Powercor) 66 kV","Powercor","Summer","Coincident",2025,"POE50",131.12717169999999,0.88957183100000004]
[null,"VIC","ATSBP","Altona-Brooklyn (Powercor) 66 kV","Powercor","Winter","Coincident",2005,"TempCorrActualPOE10",99.621245619999996,"NA"]
[null,"VIC","ATSBP","Altona-Brooklyn (Powercor) 66 kV","Powercor","Winter","Coincident",2005,"TempCorrActualPOE50",94.323378349999999,"NA"]
[null,"VIC","ATSBP","Altona-Brooklyn (Powercor) 66 kV","Powercor","Winter","Non-Coincident",2005,"TempCorrActualPOE10",115.08378159999999,"NA"]
[null,"VIC","ATSBP","Altona-Brooklyn (Powercor) 66 kV","Powercor","Winter","Non-Coincident",2005,"TempCorrActualPOE50",108.96361570000001,"NA"]
[null,"VIC","ATSBP","Altona-Brooklyn (Powercor) 66 kV","Powercor","Winter","Coincident",2005,"Actual",95.83672,"NA"]
[null,"VIC","ATSBP","Altona-Brooklyn (Powercor) 66 kV","Powercor","Winter","Non-Coincident",2005,"Actual",103.945746,"NA"]
[null,"VIC","ATSBP","Altona-Brooklyn (Powercor) 66 kV","Powercor","Winter","Coincident",2006,"TempCorrActualPOE10",99.519909389999995,"NA"]
[null,"VIC","ATSBP","Altona-Brooklyn (Powercor) 66 kV","Powercor","Winter","Coincident",2006,"TempCorrActualPOE50",94.323605220000005,"NA"]
[null,"VIC","ATSBP","Altona-Brooklyn (Powercor) 66 kV","Powercor","Winter","Non-Coincident",2006,"TempCorrActualPOE10",114.966741,"NA"]
[null,"VIC","ATSBP","Altona-Brooklyn (Powercor) 66 kV","Powercor","Winter","Non-Coincident",2006,"TempCorrActualPOE50",108.9639021,"NA"]
[null,"VIC","ATSBP","Altona-Brooklyn (Powercor) 66 kV","Powercor","Winter","Coincident",2006,"Actual",87.703817999999998,"NA"]
[null,"VIC","ATSBP","Altona-Brooklyn (Powercor) 66 kV","Powercor","Winter","Non-Coincident",2006,"Actual",114.134274,"NA"]
[null,"VIC","ATSBP","Altona-Brooklyn (Powercor) 66 kV","Powercor","Winter","Coincident",2007,"TempCorrActualPOE10",111.81151989999999,"NA"]
[null,"VIC","ATSBP","Altona-Brooklyn (Powercor) 66 kV","Powercor","Winter","Coincident",2007,"TempCorrActualPOE50",105.97815629999999,"NA"]
[null,"VIC","ATSBP","Altona-Brooklyn (Powercor) 66 kV","Powercor","Winter","Non-Coincident",2007,"TempCorrActualPOE10",129.16619130000001,"NA"]
[null,"VIC","ATSBP","Altona-Brooklyn (Powercor) 66 kV","Powercor","Winter","Non-Coincident",2007,"TempCorrActualPOE50",122.427413,"NA"]
[null,"VIC","ATSBP","Altona-Brooklyn (Powercor) 66 kV","Powercor","Winter","Coincident",2007,"Actual",109.40096800000001,"NA"]
[null,"VIC","ATSBP","Altona-Brooklyn (Powercor) 66 kV","Powercor","Winter","Non-Coincident",2007,"Actual",134.22842199999999,"NA"]
[null,"VIC","ATSBP","Altona-Brooklyn (Powercor) 66 kV","Powercor","Winter","Coincident",2008,"TempCorrActualPOE10",112.5749442,"NA"]
[null,"VIC","ATSBP","Altona-Brooklyn (Powercor) 66 kV","Powercor","Winter","Coincident",2008,"TempCorrActualPOE50",107.7427436,"NA"]
[null,"VIC","ATSBP","Altona-Brooklyn (Powercor) 66 kV","Powercor","Winter","Non-Coincident",2008,"TempCorrActualPOE10",130.04825299999999,"NA"]
[null,"VIC","ATSBP","Altona-Brooklyn (Powercor) 66 kV","Powercor","Winter","Non-Coincident",2008,"TempCorrActualPOE50",124.46603140000001,"NA"]
[null,"VIC","ATSBP","Altona-Brooklyn (Powercor) 66 kV","Powercor","Winter","Coincident",2008,"Actual",131.256362,"NA"]
[null,"VIC","ATSBP","Altona-Brooklyn (Powercor) 66 kV","Powercor","Winter","Non-Coincident",2008,"Actual",138.05301399999999,"NA"]
[null,"VIC","ATSBP","Altona-Brooklyn (Powercor) 66 kV","Powercor","Winter","Coincident",2009,"TempCorrActualPOE10",122.81242880000001,"NA"]
[null,"VIC","ATSBP","Altona-Brooklyn (Powercor) 66 kV","Powercor","Winter","Coincident",2009,"TempCorrActualPOE50",117.44976339999999,"NA"]
[null,"VIC","ATSBP","Altona-Brooklyn (Powercor) 66 kV","Powercor","Winter","Non-Coincident",2009,"TempCorrActualPOE10",141.875168,"NA"]
[null,"VIC","ATSBP","Altona-Brooklyn (Powercor) 66 kV","Powercor","Winter","Non-Coincident",2009,"TempCorrActualPOE50",135.68014629999999,"NA"]
[null,"VIC","ATSBP","Altona-Brooklyn (Powercor) 66 kV","Powercor","Winter","Coincident",2009,"Actual",125.06603200000001,"NA"]
[null,"VIC","ATSBP","Altona-Brooklyn (Powercor) 66 kV","Powercor","Winter","Non-Coincident",2009,"Actual",134.34196,"NA"]
[null,"VIC","ATSBP","Altona-Brooklyn (Powercor) 66 kV","Powercor","Winter","Coincident",2010,"TempCorrActualPOE10",123.7846661,"NA"]
[null,"VIC","ATSBP","Altona-Brooklyn (Powercor) 66 kV","Powercor","Winter","Coincident",2010,"TempCorrActualPOE50",118.9081687,"NA"]
[null,"VIC","ATSBP","Altona-Brooklyn (Powercor) 66 kV","Powercor","Winter","Non-Coincident",2010,"TempCorrActualPOE10",143.0031098,"NA"]
[null,"VIC","ATSBP","Altona-Brooklyn (Powercor) 66 kV","Powercor","Winter","Non-Coincident",2010,"TempCorrActualPOE50",137.36971589999999,"NA"]
[null,"VIC","ATSBP","Altona-Brooklyn (Powercor) 66 kV","Powercor","Winter","Coincident",2010,"Actual",139.02513999999999,"NA"]
[null,"VIC","ATSBP","Altona-Brooklyn (Powercor) 66 kV","Powercor","Winter","Non-Coincident",2010,"Actual",150.027232,"NA"]
[null,"VIC","ATSBP","Altona-Brooklyn (Powercor) 66 kV","Powercor","Winter","Coincident",2011,"TempCorrActualPOE10",119.1224265,"NA"]
[null,"VIC","ATSBP","Altona-Brooklyn (Powercor) 66 kV","Powercor","Winter","Coincident",2011,"TempCorrActualPOE50",116.3581439,"NA"]
[null,"VIC","ATSBP","Altona-Brooklyn (Powercor) 66 kV","Powercor","Winter","Non-Coincident",2011,"TempCorrActualPOE10",137.6344632,"NA"]
[null,"VIC","ATSBP","Altona-Brooklyn (Powercor) 66 kV","Powercor","Winter","Non-Coincident",2011,"TempCorrActualPOE50",134.44112770000001,"NA"]
[null,"VIC","ATSBP","Altona-Brooklyn (Powercor) 66 kV","Powercor","Winter","Coincident",2011,"Actual",143.55956,"NA"]
[null,"VIC","ATSBP","Altona-Brooklyn (Powercor) 66 kV","Powercor","Winter","Non-Coincident",2011,"Actual",149.057852,"NA"]
[null,"VIC","ATSBP","Altona-Brooklyn (Powercor) 66 kV","Powercor","Winter","Coincident",2012,"TempCorrActualPOE10",123.2746581,"NA"]
[null,"VIC","ATSBP","Altona-Brooklyn (Powercor) 66 kV","Powercor","Winter","Coincident",2012,"TempCorrActualPOE50",119.2260235,"NA"]
[null,"VIC","ATSBP","Altona-Brooklyn (Powercor) 66 kV","Powercor","Winter","Non-Coincident",2012,"TempCorrActualPOE10",142.45775219999999,"NA"]
[null,"VIC","ATSBP","Altona-Brooklyn (Powercor) 66 kV","Powercor","Winter","Non-Coincident",2012,"TempCorrActualPOE50",137.78071629999999,"NA"]
[null,"VIC","ATSBP","Altona-Brooklyn (Powercor) 66 kV","Powercor","Winter","Coincident",2012,"Actual",118.705212,"NA"]
[null,"VIC","ATSBP","Altona-Brooklyn (Powercor) 66 kV","Powercor","Winter","Non-Coincident",2012,"Actual",150.32744600000001,"NA"]
[null,"VIC","ATSBP","Altona-Brooklyn (Powercor) 66 kV","Powercor","Winter","Coincident",2013,"TempCorrActualPOE10",125.82173109999999,"NA"]
[null,"VIC","ATSBP","Altona-Brooklyn (Powercor) 66 kV","Powercor","Winter","Coincident",2013,"TempCorrActualPOE50",121.51331639999999,"NA"]
[null,"VIC","ATSBP","Altona-Brooklyn (Powercor) 66 kV","Powercor","Winter","Non-Coincident",2013,"TempCorrActualPOE10",145.4216088,"NA"]
[null,"VIC","ATSBP","Altona-Brooklyn (Powercor) 66 kV","Powercor","Winter","Non-Coincident",2013,"TempCorrActualPOE50",140.44447149999999,"NA"]
[null,"VIC","ATSBP","Altona-Brooklyn (Powercor) 66 kV","Powercor","Winter","Coincident",2013,"Actual",118.658148,"NA"]
[null,"VIC","ATSBP","Altona-Brooklyn (Powercor) 66 kV","Powercor","Winter","Non-Coincident",2013,"Actual",143.26252600000001,"NA"]
[null,"VIC","ATSBP","Altona-Brooklyn (Powercor) 66 kV","Powercor","Winter","Coincident",2014,"TempCorrActualPOE10",125.8017198,"NA"]
[null,"VIC","ATSBP","Altona-Brooklyn (Powercor) 66 kV","Powercor","Winter","Coincident",2014,"TempCorrActualPOE50",121.3381169,"NA"]
[null,"VIC","ATSBP","Altona-Brooklyn (Powercor) 66 kV","Powercor","Winter","Non-Coincident",2014,"TempCorrActualPOE10",145.4190576,"NA"]
[null,"VIC","ATSBP","Altona-Brooklyn (Powercor) 66 kV","Powercor","Winter","Non-Coincident",2014,"TempCorrActualPOE50",140.2626448,"NA"]
[null,"VIC","ATSBP","Altona-Brooklyn (Powercor) 66 kV","Powercor","Winter","Coincident",2014,"Actual",121.466736,"NA"]
[null,"VIC","ATSBP","Altona-Brooklyn (Powercor) 66 kV","Powercor","Winter","Non-Coincident",2014,"Actual",148.03529399999999,"NA"]
[null,"VIC","ATSBP","Altona-Brooklyn (Powercor) 66 kV","Powercor","Winter","Non-Coincident",2015,"POE10",146.58618089999999,0.88903808900000003]
[null,"VIC","ATSBP","Altona-Brooklyn (Powercor) 66 kV","Powercor","Winter","Non-Coincident",2015,"POE50",142.26137689999999,0.87721690799999996]
[null,"VIC","ATSBP","Altona-Brooklyn (Powercor) 66 kV","Powercor","Winter","Coincident",2015,"POE10",130.32069820000001,0.88903808900000003]
[null,"VIC","ATSBP","Altona-Brooklyn (Powercor) 66 kV","Powercor","Winter","Coincident",2015,"POE50",124.7940852,0.87721690799999996]
[null,"VIC","ATSBP","Altona-Brooklyn (Powercor) 66 kV","Powercor","Winter","Non-Coincident",2016,"POE10",139.37022279999999,0.88899154300000005]
[null,"VIC","ATSBP","Altona-Brooklyn (Powercor) 66 kV","Powercor","Winter","Non-Coincident",2016,"POE50",135.50621810000001,0.87714310699999998]
[null,"VIC","ATSBP","Altona-Brooklyn (Powercor) 66 kV","Powercor","Winter","Coincident",2016,"POE10",123.8989495,0.88899154300000005]
[null,"VIC","ATSBP","Altona-Brooklyn (Powercor) 66 kV","Powercor","Winter","Coincident",2016,"POE50",118.8583452,0.87714310699999998]
[null,"VIC","ATSBP","Altona-Brooklyn (Powercor) 66 kV","Powercor","Winter","Non-Coincident",2017,"POE10",141.74474660000001,0.88881437799999996]
[null,"VIC","ATSBP","Altona-Brooklyn (Powercor) 66 kV","Powercor","Winter","Non-Coincident",2017,"POE50",138.13710829999999,0.87694310600000003]
[null,"VIC","ATSBP","Altona-Brooklyn (Powercor) 66 kV","Powercor","Winter","Coincident",2017,"POE10",125.9847688,0.88881437799999996]
[null,"VIC","ATSBP","Altona-Brooklyn (Powercor) 66 kV","Powercor","Winter","Coincident",2017,"POE50",121.1383848,0.87694310600000003]
[null,"VIC","ATSBP","Altona-Brooklyn (Powercor) 66 kV","Powercor","Winter","Non-Coincident",2018,"POE10",133.82993070000001,0.88848680300000005]
[null,"VIC","ATSBP","Altona-Brooklyn (Powercor) 66 kV","Powercor","Winter","Non-Coincident",2018,"POE50",130.04960879999999,0.87662220099999999]
[null,"VIC","ATSBP","Altona-Brooklyn (Powercor) 66 kV","Powercor","Winter","Coincident",2018,"POE10",118.90612729999999,0.88848680300000005]
[null,"VIC","ATSBP","Altona-Brooklyn (Powercor) 66 kV","Powercor","Winter","Coincident",2018,"POE50",114.0043744,0.87662220099999999]
[null,"VIC","ATSBP","Altona-Brooklyn (Powercor) 66 kV","Powercor","Winter","Non-Coincident",2019,"POE10",135.98950360000001,0.88812915599999998]
[null,"VIC","ATSBP","Altona-Brooklyn (Powercor) 66 kV","Powercor","Winter","Non-Coincident",2019,"POE50",131.88366719999999,0.87632884099999997]
[null,"VIC","ATSBP","Altona-Brooklyn (Powercor) 66 kV","Powercor","Winter","Coincident",2019,"POE10",120.7762431,0.88812915599999998]
[null,"VIC","ATSBP","Altona-Brooklyn (Powercor) 66 kV","Powercor","Winter","Coincident",2019,"POE50",115.57346130000001,0.87632884099999997]
[null,"VIC","ATSBP","Altona-Brooklyn (Powercor) 66 kV","Powercor","Winter","Non-Coincident",2020,"POE10",137.5388734,0.88782543800000002]
[null,"VIC","ATSBP","Altona-Brooklyn (Powercor) 66 kV","Powercor","Winter","Non-Coincident",2020,"POE50",133.55800840000001,0.87600043500000002]
[null,"VIC","ATSBP","Altona-Brooklyn (Powercor) 66 kV","Powercor","Winter","Coincident",2020,"POE10",122.1105105,0.88782543800000002]
[null,"VIC","ATSBP","Altona-Brooklyn (Powercor) 66 kV","Powercor","Winter","Coincident",2020,"POE50",116.99687350000001,0.87600043500000002]
[null,"VIC","ATSBP","Altona-Brooklyn (Powercor) 66 kV","Powercor","Winter","Non-Coincident",2021,"POE10",138.71579629999999,0.88759254099999996]
[null,"VIC","ATSBP","Altona-Brooklyn (Powercor) 66 kV","Powercor","Winter","Non-Coincident",2021,"POE50",134.9541878,0.87573925399999997]
[null,"VIC","ATSBP","Altona-Brooklyn (Powercor) 66 kV","Powercor","Winter","Coincident",2021,"POE10",123.1231062,0.88759254099999996]
[null,"VIC","ATSBP","Altona-Brooklyn (Powercor) 66 kV","Powercor","Winter","Coincident",2021,"POE50",118.1846797,0.87573925399999997]
[null,"VIC","ATSBP","Altona-Brooklyn (Powercor) 66 kV","Powercor","Winter","Non-Coincident",2022,"POE10",140.17628550000001,0.88723764000000005]
[null,"VIC","ATSBP","Altona-Brooklyn (Powercor) 66 kV","Powercor","Winter","Non-Coincident",2022,"POE50",136.05137120000001,0.87544559899999996]
[null,"VIC","ATSBP","Altona-Brooklyn (Powercor) 66 kV","Powercor","Winter","Coincident",2022,"POE10",124.36967679999999,0.88723764000000005]
[null,"VIC","ATSBP","Altona-Brooklyn (Powercor) 66 kV","Powercor","Winter","Coincident",2022,"POE50",119.10557420000001,0.87544559899999996]
[null,"VIC","ATSBP","Altona-Brooklyn (Powercor) 66 kV","Powercor","Winter","Non-Coincident",2023,"POE10",141.60543659999999,0.88685978200000004]
[null,"VIC","ATSBP","Altona-Brooklyn (Powercor) 66 kV","Powercor","Winter","Non-Coincident",2023,"POE50",137.19123980000001,0.87511535200000001]
[null,"VIC","ATSBP","Altona-Brooklyn (Powercor) 66 kV","Powercor","Winter","Coincident",2023,"POE10",125.5841667,0.88685978200000004]
[null,"VIC","ATSBP","Altona-Brooklyn (Powercor) 66 kV","Powercor","Winter","Coincident",2023,"POE50",120.05816009999999,0.87511535200000001]
[null,"VIC","ATSBP","Altona-Brooklyn (Powercor) 66 kV","Powercor","Winter","Non-Coincident",2024,"POE10",143.20997019999999,0.88638703399999996]
[null,"VIC","ATSBP","Altona-Brooklyn (Powercor) 66 kV","Powercor","Winter","Non-Coincident",2024,"POE50",138.59004719999999,0.87467631099999998]
[null,"VIC","ATSBP","Altona-Brooklyn (Powercor) 66 kV","Powercor","Winter","Coincident",2024,"POE10",126.9394607,0.88638703399999996]
[null,"VIC","ATSBP","Altona-Brooklyn (Powercor) 66 kV","Powercor","Winter","Coincident",2024,"POE50",121.2214312,0.87467631099999998]
[null,"VIC","ATSW","Altona West (Powercor) 66 kV","Powercor","Summer","Coincident",2006,"TempCorrActualPOE10",165.07950700000001,"NA"]
[null,"VIC","ATSW","Altona West (Powercor) 66 kV","Powercor","Summer","Coincident",2006,"TempCorrActualPOE50",150.27615850000001,"NA"]
[null,"VIC","ATSW","Altona West (Powercor) 66 kV","Powercor","Summer","Non-Coincident",2006,"TempCorrActualPOE10",170.06365510000001,"NA"]
[null,"VIC","ATSW","Altona West (Powercor) 66 kV","Powercor","Summer","Non-Coincident",2006,"TempCorrActualPOE50",154.81336519999999,"NA"]
[null,"VIC","ATSW","Altona West (Powercor) 66 kV","Powercor","Summer","Coincident",2006,"Actual",138.45657800000001,"NA"]
[null,"VIC","ATSW","Altona West (Powercor) 66 kV","Powercor","Summer","Non-Coincident",2006,"Actual",146.469492,"NA"]
[null,"VIC","ATSW","Altona West (Powercor) 66 kV","Powercor","Summer","Coincident",2007,"TempCorrActualPOE10",161.19673739999999,"NA"]
[null,"VIC","ATSW","Altona West (Powercor) 66 kV","Powercor","Summer","Coincident",2007,"TempCorrActualPOE50",145.85408419999999,"NA"]
[null,"VIC","ATSW","Altona West (Powercor) 66 kV","Powercor","Summer","Non-Coincident",2007,"TempCorrActualPOE10",166.06370459999999,"NA"]
[null,"VIC","ATSW","Altona West (Powercor) 66 kV","Powercor","Summer","Non-Coincident",2007,"TempCorrActualPOE50",150.2578273,"NA"]
[null,"VIC","ATSW","Altona West (Powercor) 66 kV","Powercor","Summer","Coincident",2007,"Actual",136.645162,"NA"]
[null,"VIC","ATSW","Altona West (Powercor) 66 kV","Powercor","Summer","Non-Coincident",2007,"Actual",149.38695200000001,"NA"]
[null,"VIC","ATSW","Altona West (Powercor) 66 kV","Powercor","Summer","Coincident",2008,"TempCorrActualPOE10",170.19735270000001,"NA"]
[null,"VIC","ATSW","Altona West (Powercor) 66 kV","Powercor","Summer","Coincident",2008,"TempCorrActualPOE50",155.22738770000001,"NA"]
[null,"VIC","ATSW","Altona West (Powercor) 66 kV","Powercor","Summer","Non-Coincident",2008,"TempCorrActualPOE10",175.33619229999999,"NA"]
[null,"VIC","ATSW","Altona West (Powercor) 66 kV","Powercor","Summer","Non-Coincident",2008,"TempCorrActualPOE50",159.9142555,"NA"]
[null,"VIC","ATSW","Altona West (Powercor) 66 kV","Powercor","Summer","Coincident",2008,"Actual",158.70770999999999,"NA"]
[null,"VIC","ATSW","Altona West (Powercor) 66 kV","Powercor","Summer","Non-Coincident",2008,"Actual",161.50827000000001,"NA"]
[null,"VIC","ATSW","Altona West (Powercor) 66 kV","Powercor","Summer","Coincident",2009,"TempCorrActualPOE10",174.78871459999999,"NA"]
[null,"VIC","ATSW","Altona West (Powercor) 66 kV","Powercor","Summer","Coincident",2009,"TempCorrActualPOE50",158.4735139,"NA"]
[null,"VIC","ATSW","Altona West (Powercor) 66 kV","Powercor","Summer","Non-Coincident",2009,"TempCorrActualPOE10",180.066767,"NA"]
[null,"VIC","ATSW","Altona West (Powercor) 66 kV","Powercor","Summer","Non-Coincident",2009,"TempCorrActualPOE50",163.2589792,"NA"]
[null,"VIC","ATSW","Altona West (Powercor) 66 kV","Powercor","Summer","Coincident",2009,"Actual",176.69911200000001,"NA"]
[null,"VIC","ATSW","Altona West (Powercor) 66 kV","Powercor","Summer","Non-Coincident",2009,"Actual",180.39507399999999,"NA"]
[null,"VIC","ATSW","Altona West (Powercor) 66 kV","Powercor","Summer","Coincident",2010,"TempCorrActualPOE10",180.6597663,"NA"]
[null,"VIC","ATSW","Altona West (Powercor) 66 kV","Powercor","Summer","Coincident",2010,"TempCorrActualPOE50",164.3810197,"NA"]
[null,"VIC","ATSW","Altona West (Powercor) 66 kV","Powercor","Summer","Non-Coincident",2010,"TempCorrActualPOE10",186.1187482,"NA"]
[null,"VIC","ATSW","Altona West (Powercor) 66 kV","Powercor","Summer","Non-Coincident",2010,"TempCorrActualPOE50",169.34851509999999,"NA"]
[null,"VIC","ATSW","Altona West (Powercor) 66 kV","Powercor","Summer","Coincident",2010,"Actual",181.591172,"NA"]
[null,"VIC","ATSW","Altona West (Powercor) 66 kV","Powercor","Summer","Non-Coincident",2010,"Actual",181.591172,"NA"]
[null,"VIC","ATSW","Altona West (Powercor) 66 kV","Powercor","Summer","Coincident",2011,"TempCorrActualPOE10",191.34630490000001,"NA"]
[null,"VIC","ATSW","Altona West (Powercor) 66 kV","Powercor","Summer","Coincident",2011,"TempCorrActualPOE50",172.7315955,"NA"]
[null,"VIC","ATSW","Altona West (Powercor) 66 kV","Powercor","Summer","Non-Coincident",2011,"TempCorrActualPOE10",197.150465,"NA"]
[null,"VIC","ATSW","Altona West (Powercor) 66 kV","Powercor","Summer","Non-Coincident",2011,"TempCorrActualPOE50",177.97374199999999,"NA"]
[null,"VIC","ATSW","Altona West (Powercor) 66 kV","Powercor","Summer","Coincident",2011,"Actual",174.09213199999999,"NA"]
[null,"VIC","ATSW","Altona West (Powercor) 66 kV","Powercor","Summer","Non-Coincident",2011,"Actual",174.234734,"NA"]
[null,"VIC","ATSW","Altona West (Powercor) 66 kV","Powercor","Summer","Coincident",2012,"TempCorrActualPOE10",206.7793408,"NA"]
[null,"VIC","ATSW","Altona West (Powercor) 66 kV","Powercor","Summer","Coincident",2012,"TempCorrActualPOE50",185.3446457,"NA"]
[null,"VIC","ATSW","Altona West (Powercor) 66 kV","Powercor","Summer","Non-Coincident",2012,"TempCorrActualPOE10",213.0984804,"NA"]
[null,"VIC","ATSW","Altona West (Powercor) 66 kV","Powercor","Summer","Non-Coincident",2012,"TempCorrActualPOE50",191.0166309,"NA"]
[null,"VIC","ATSW","Altona West (Powercor) 66 kV","Powercor","Summer","Coincident",2012,"Actual",167.49457200000001,"NA"]
[null,"VIC","ATSW","Altona West (Powercor) 66 kV","Powercor","Summer","Non-Coincident",2012,"Actual",175.25246799999999,"NA"]
[null,"VIC","ATSW","Altona West (Powercor) 66 kV","Powercor","Summer","Coincident",2013,"TempCorrActualPOE10",207.49520219999999,"NA"]
[null,"VIC","ATSW","Altona West (Powercor) 66 kV","Powercor","Summer","Coincident",2013,"TempCorrActualPOE50",186.42201399999999,"NA"]
[null,"VIC","ATSW","Altona West (Powercor) 66 kV","Powercor","Summer","Non-Coincident",2013,"TempCorrActualPOE10",213.9130251,"NA"]
[null,"VIC","ATSW","Altona West (Powercor) 66 kV","Powercor","Summer","Non-Coincident",2013,"TempCorrActualPOE50",192.20359719999999,"NA"]
[null,"VIC","ATSW","Altona West (Powercor) 66 kV","Powercor","Summer","Coincident",2013,"Actual",197.827844,"NA"]
[null,"VIC","ATSW","Altona West (Powercor) 66 kV","Powercor","Summer","Non-Coincident",2013,"Actual",198.50458800000001,"NA"]
[null,"VIC","ATSW","Altona West (Powercor) 66 kV","Powercor","Summer","Coincident",2014,"TempCorrActualPOE10",212.08673440000001,"NA"]
[null,"VIC","ATSW","Altona West (Powercor) 66 kV","Powercor","Summer","Coincident",2014,"TempCorrActualPOE50",186.23423740000001,"NA"]
[null,"VIC","ATSW","Altona West (Powercor) 66 kV","Powercor","Summer","Non-Coincident",2014,"TempCorrActualPOE10",218.68731260000001,"NA"]
[null,"VIC","ATSW","Altona West (Powercor) 66 kV","Powercor","Summer","Non-Coincident",2014,"TempCorrActualPOE50",192.05427940000001,"NA"]
[null,"VIC","ATSW","Altona West (Powercor) 66 kV","Powercor","Summer","Coincident",2014,"Actual",209.153526,"NA"]
[null,"VIC","ATSW","Altona West (Powercor) 66 kV","Powercor","Summer","Non-Coincident",2014,"Actual",213.693782,"NA"]
[null,"VIC","ATSW","Altona West (Powercor) 66 kV","Powercor","Summer","Coincident",2015,"TempCorrActualPOE10",221.29028439999999,"NA"]
[null,"VIC","ATSW","Altona West (Powercor) 66 kV","Powercor","Summer","Coincident",2015,"TempCorrActualPOE50",194.8408757,"NA"]
[null,"VIC","ATSW","Altona West (Powercor) 66 kV","Powercor","Summer","Non-Coincident",2015,"TempCorrActualPOE10",228.21838640000001,"NA"]
[null,"VIC","ATSW","Altona West (Powercor) 66 kV","Powercor","Summer","Non-Coincident",2015,"TempCorrActualPOE50",200.97041960000001,"NA"]
[null,"VIC","ATSW","Altona West (Powercor) 66 kV","Powercor","Summer","Coincident",2015,"Actual",174.89319399999999,"NA"]
[null,"VIC","ATSW","Altona West (Powercor) 66 kV","Powercor","Summer","Non-Coincident",2015,"Actual",189.87326999999999,"NA"]
[null,"VIC","ATSW","Altona West (Powercor) 66 kV","Powercor","Summer","Non-Coincident",2016,"POE10",236.98248910000001,0.92155483400000004]
[null,"VIC","ATSW","Altona West (Powercor) 66 kV","Powercor","Summer","Non-Coincident",2016,"POE50",212.21148239999999,0.87458849900000002]
[null,"VIC","ATSW","Altona West (Powercor) 66 kV","Powercor","Summer","Coincident",2016,"POE10",218.39235840000001,0.92155483400000004]
[null,"VIC","ATSW","Altona West (Powercor) 66 kV","Powercor","Summer","Coincident",2016,"POE50",185.59772190000001,0.87458849900000002]
[null,"VIC","ATSW","Altona West (Powercor) 66 kV","Powercor","Summer","Non-Coincident",2017,"POE10",245.995553,0.92155218299999997]
[null,"VIC","ATSW","Altona West (Powercor) 66 kV","Powercor","Summer","Non-Coincident",2017,"POE50",220.14476339999999,0.875146333]
[null,"VIC","ATSW","Altona West (Powercor) 66 kV","Powercor","Summer","Coincident",2017,"POE10",226.6977388,0.92155218299999997]
[null,"VIC","ATSW","Altona West (Powercor) 66 kV","Powercor","Summer","Coincident",2017,"POE50",192.65888240000001,0.875146333]
[null,"VIC","ATSW","Altona West (Powercor) 66 kV","Powercor","Summer","Non-Coincident",2018,"POE10",223.0170814,0.92193506400000003]
[null,"VIC","ATSW","Altona West (Powercor) 66 kV","Powercor","Summer","Non-Coincident",2018,"POE50",197.14407120000001,0.88439483399999996]
[null,"VIC","ATSW","Altona West (Powercor) 66 kV","Powercor","Summer","Coincident",2018,"POE10",205.6072672,0.92193506400000003]
[null,"VIC","ATSW","Altona West (Powercor) 66 kV","Powercor","Summer","Coincident",2018,"POE50",174.35319809999999,0.88439483399999996]
[null,"VIC","ATSW","Altona West (Powercor) 66 kV","Powercor","Summer","Non-Coincident",2019,"POE10",231.6750826,0.921757194]
[null,"VIC","ATSW","Altona West (Powercor) 66 kV","Powercor","Summer","Non-Coincident",2019,"POE50",204.4404639,0.88449121900000005]
[null,"VIC","ATSW","Altona West (Powercor) 66 kV","Powercor","Summer","Coincident",2019,"POE10",213.54817410000001,0.921757194]
[null,"VIC","ATSW","Altona West (Powercor) 66 kV","Powercor","Summer","Coincident",2019,"POE50",180.82579519999999,0.88449121900000005]
[null,"VIC","ATSW","Altona West (Powercor) 66 kV","Powercor","Summer","Non-Coincident",2020,"POE10",241.18926780000001,0.92145502400000001]
[null,"VIC","ATSW","Altona West (Powercor) 66 kV","Powercor","Summer","Non-Coincident",2020,"POE50",211.27581950000001,0.88451625300000003]
[null,"VIC","ATSW","Altona West (Powercor) 66 kV","Powercor","Summer","Coincident",2020,"POE10",222.24506260000001,0.92145502400000001]
[null,"VIC","ATSW","Altona West (Powercor) 66 kV","Powercor","Summer","Coincident",2020,"POE50",186.87689610000001,0.88451625300000003]
[null,"VIC","ATSW","Altona West (Powercor) 66 kV","Powercor","Summer","Non-Coincident",2021,"POE10",249.81751919999999,0.921288836]
[null,"VIC","ATSW","Altona West (Powercor) 66 kV","Powercor","Summer","Non-Coincident",2021,"POE50",218.1529663,0.884636851]
[null,"VIC","ATSW","Altona West (Powercor) 66 kV","Powercor","Summer","Coincident",2021,"POE10",230.1540914,0.921288836]
[null,"VIC","ATSW","Altona West (Powercor) 66 kV","Powercor","Summer","Coincident",2021,"POE50",192.9861531,0.884636851]
[null,"VIC","ATSW","Altona West (Powercor) 66 kV","Powercor","Summer","Non-Coincident",2022,"POE10",258.21781399999998,0.92111700699999999]
[null,"VIC","ATSW","Altona West (Powercor) 66 kV","Powercor","Summer","Non-Coincident",2022,"POE50",225.85071239999999,0.884712528]
[null,"VIC","ATSW","Altona West (Powercor) 66 kV","Powercor","Summer","Coincident",2022,"POE10",237.8488199,0.92111700699999999]
[null,"VIC","ATSW","Altona West (Powercor) 66 kV","Powercor","Summer","Coincident",2022,"POE50",199.81295470000001,0.884712528]
[null,"VIC","ATSW","Altona West (Powercor) 66 kV","Powercor","Summer","Non-Coincident",2023,"POE10",267.23045509999997,0.92087708999999995]
[null,"VIC","ATSW","Altona West (Powercor) 66 kV","Powercor","Summer","Non-Coincident",2023,"POE50",232.4309921,0.88479802100000005]
[null,"VIC","ATSW","Altona West (Powercor) 66 kV","Powercor","Summer","Coincident",2023,"POE10",246.08640389999999,0.92087708999999995]
[null,"VIC","ATSW","Altona West (Powercor) 66 kV","Powercor","Summer","Coincident",2023,"POE50",205.65448169999999,0.88479802100000005]
[null,"VIC","ATSW","Altona West (Powercor) 66 kV","Powercor","Summer","Non-Coincident",2024,"POE10",276.91344199999997,0.92057879399999998]
[null,"VIC","ATSW","Altona West (Powercor) 66 kV","Powercor","Summer","Non-Coincident",2024,"POE50",241.03317010000001,0.88481407400000001]
[null,"VIC","ATSW","Altona West (Powercor) 66 kV","Powercor","Summer","Coincident",2024,"POE10",254.9206423,0.92057879399999998]
[null,"VIC","ATSW","Altona West (Powercor) 66 kV","Powercor","Summer","Coincident",2024,"POE50",213.26954129999999,0.88481407400000001]
[null,"VIC","ATSW","Altona West (Powercor) 66 kV","Powercor","Summer","Non-Coincident",2025,"POE10",287.2474661,0.92020437799999999]
[null,"VIC","ATSW","Altona West (Powercor) 66 kV","Powercor","Summer","Non-Coincident",2025,"POE50",249.1213233,0.884809085]
[null,"VIC","ATSW","Altona West (Powercor) 66 kV","Powercor","Summer","Coincident",2025,"POE10",264.32637590000002,0.92020437799999999]
[null,"VIC","ATSW","Altona West (Powercor) 66 kV","Powercor","Summer","Coincident",2025,"POE50",220.42481000000001,0.884809085]
[null,"VIC","ATSW","Altona West (Powercor) 66 kV","Powercor","Winter","Coincident",2005,"TempCorrActualPOE10",129.13778439999999,"NA"]
[null,"VIC","ATSW","Altona West (Powercor) 66 kV","Powercor","Winter","Coincident",2005,"TempCorrActualPOE50",124.9019081,"NA"]
[null,"VIC","ATSW","Altona West (Powercor) 66 kV","Powercor","Winter","Non-Coincident",2005,"TempCorrActualPOE10",132.81719860000001,"NA"]
[null,"VIC","ATSW","Altona West (Powercor) 66 kV","Powercor","Winter","Non-Coincident",2005,"TempCorrActualPOE50",128.4606331,"NA"]
[null,"VIC","ATSW","Altona West (Powercor) 66 kV","Powercor","Winter","Coincident",2005,"Actual",120.109996,"NA"]
[null,"VIC","ATSW","Altona West (Powercor) 66 kV","Powercor","Winter","Non-Coincident",2005,"Actual",122.98593,"NA"]
[null,"VIC","ATSW","Altona West (Powercor) 66 kV","Powercor","Winter","Coincident",2006,"TempCorrActualPOE10",118.0088623,"NA"]
[null,"VIC","ATSW","Altona West (Powercor) 66 kV","Powercor","Winter","Coincident",2006,"TempCorrActualPOE50",114.07059390000001,"NA"]
[null,"VIC","ATSW","Altona West (Powercor) 66 kV","Powercor","Winter","Non-Coincident",2006,"TempCorrActualPOE10",121.37118959999999,"NA"]
[null,"VIC","ATSW","Altona West (Powercor) 66 kV","Powercor","Winter","Non-Coincident",2006,"TempCorrActualPOE50",117.32071139999999,"NA"]
[null,"VIC","ATSW","Altona West (Powercor) 66 kV","Powercor","Winter","Coincident",2006,"Actual",109.310164,"NA"]
[null,"VIC","ATSW","Altona West (Powercor) 66 kV","Powercor","Winter","Non-Coincident",2006,"Actual",115.834952,"NA"]
[null,"VIC","ATSW","Altona West (Powercor) 66 kV","Powercor","Winter","Coincident",2007,"TempCorrActualPOE10",131.21419839999999,"NA"]
[null,"VIC","ATSW","Altona West (Powercor) 66 kV","Powercor","Winter","Coincident",2007,"TempCorrActualPOE50",127.1100347,"NA"]
[null,"VIC","ATSW","Altona West (Powercor) 66 kV","Powercor","Winter","Non-Coincident",2007,"TempCorrActualPOE10",134.95277419999999,"NA"]
[null,"VIC","ATSW","Altona West (Powercor) 66 kV","Powercor","Winter","Non-Coincident",2007,"TempCorrActualPOE50",130.731674,"NA"]
[null,"VIC","ATSW","Altona West (Powercor) 66 kV","Powercor","Winter","Coincident",2007,"Actual",129.47359399999999,"NA"]
[null,"VIC","ATSW","Altona West (Powercor) 66 kV","Powercor","Winter","Non-Coincident",2007,"Actual",135.173688,"NA"]
[null,"VIC","ATSW","Altona West (Powercor) 66 kV","Powercor","Winter","Coincident",2008,"TempCorrActualPOE10",135.10170299999999,"NA"]
[null,"VIC","ATSW","Altona West (Powercor) 66 kV","Powercor","Winter","Coincident",2008,"TempCorrActualPOE50",130.90834749999999,"NA"]
[null,"VIC","ATSW","Altona West (Powercor) 66 kV","Powercor","Winter","Non-Coincident",2008,"TempCorrActualPOE10",138.95104219999999,"NA"]
[null,"VIC","ATSW","Altona West (Powercor) 66 kV","Powercor","Winter","Non-Coincident",2008,"TempCorrActualPOE50",134.6382089,"NA"]
[null,"VIC","ATSW","Altona West (Powercor) 66 kV","Powercor","Winter","Coincident",2008,"Actual",125.344972,"NA"]
[null,"VIC","ATSW","Altona West (Powercor) 66 kV","Powercor","Winter","Non-Coincident",2008,"Actual",131.58333400000001,"NA"]
[null,"VIC","ATSW","Altona West (Powercor) 66 kV","Powercor","Winter","Coincident",2009,"TempCorrActualPOE10",137.13725729999999,"NA"]
[null,"VIC","ATSW","Altona West (Powercor) 66 kV","Powercor","Winter","Coincident",2009,"TempCorrActualPOE50",133.22257440000001,"NA"]
[null,"VIC","ATSW","Altona West (Powercor) 66 kV","Powercor","Winter","Non-Coincident",2009,"TempCorrActualPOE10",141.0445939,"NA"]
[null,"VIC","ATSW","Altona West (Powercor) 66 kV","Powercor","Winter","Non-Coincident",2009,"TempCorrActualPOE50",137.01837320000001,"NA"]
[null,"VIC","ATSW","Altona West (Powercor) 66 kV","Powercor","Winter","Coincident",2009,"Actual",142.40600800000001,"NA"]
[null,"VIC","ATSW","Altona West (Powercor) 66 kV","Powercor","Winter","Non-Coincident",2009,"Actual",144.78321199999999,"NA"]
[null,"VIC","ATSW","Altona West (Powercor) 66 kV","Powercor","Winter","Coincident",2010,"TempCorrActualPOE10",139.20770060000001,"NA"]
[null,"VIC","ATSW","Altona West (Powercor) 66 kV","Powercor","Winter","Coincident",2010,"TempCorrActualPOE50",135.02520100000001,"NA"]
[null,"VIC","ATSW","Altona West (Powercor) 66 kV","Powercor","Winter","Non-Coincident",2010,"TempCorrActualPOE10",143.17402849999999,"NA"]
[null,"VIC","ATSW","Altona West (Powercor) 66 kV","Powercor","Winter","Non-Coincident",2010,"TempCorrActualPOE50",138.87236050000001,"NA"]
[null,"VIC","ATSW","Altona West (Powercor) 66 kV","Powercor","Winter","Coincident",2010,"Actual",134.226764,"NA"]
[null,"VIC","ATSW","Altona West (Powercor) 66 kV","Powercor","Winter","Non-Coincident",2010,"Actual",135.279742,"NA"]
[null,"VIC","ATSW","Altona West (Powercor) 66 kV","Powercor","Winter","Coincident",2011,"TempCorrActualPOE10",139.23918470000001,"NA"]
[null,"VIC","ATSW","Altona West (Powercor) 66 kV","Powercor","Winter","Coincident",2011,"TempCorrActualPOE50",135.23860680000001,"NA"]
[null,"VIC","ATSW","Altona West (Powercor) 66 kV","Powercor","Winter","Non-Coincident",2011,"TempCorrActualPOE10",143.2064096,"NA"]
[null,"VIC","ATSW","Altona West (Powercor) 66 kV","Powercor","Winter","Non-Coincident",2011,"TempCorrActualPOE50",139.09184669999999,"NA"]
[null,"VIC","ATSW","Altona West (Powercor) 66 kV","Powercor","Winter","Coincident",2011,"Actual",133.12634800000001,"NA"]
[null,"VIC","ATSW","Altona West (Powercor) 66 kV","Powercor","Winter","Non-Coincident",2011,"Actual",137.78603799999999,"NA"]
[null,"VIC","ATSW","Altona West (Powercor) 66 kV","Powercor","Winter","Coincident",2012,"TempCorrActualPOE10",146.05574619999999,"NA"]
[null,"VIC","ATSW","Altona West (Powercor) 66 kV","Powercor","Winter","Coincident",2012,"TempCorrActualPOE50",142.0695953,"NA"]
[null,"VIC","ATSW","Altona West (Powercor) 66 kV","Powercor","Winter","Non-Coincident",2012,"TempCorrActualPOE10",150.2171898,"NA"]
[null,"VIC","ATSW","Altona West (Powercor) 66 kV","Powercor","Winter","Non-Coincident",2012,"TempCorrActualPOE50",146.11746479999999,"NA"]
[null,"VIC","ATSW","Altona West (Powercor) 66 kV","Powercor","Winter","Coincident",2012,"Actual",142.08062200000001,"NA"]
[null,"VIC","ATSW","Altona West (Powercor) 66 kV","Powercor","Winter","Non-Coincident",2012,"Actual",148.65589600000001,"NA"]
[null,"VIC","ATSW","Altona West (Powercor) 66 kV","Powercor","Winter","Coincident",2013,"TempCorrActualPOE10",154.84652439999999,"NA"]
[null,"VIC","ATSW","Altona West (Powercor) 66 kV","Powercor","Winter","Coincident",2013,"TempCorrActualPOE50",150.2312981,"NA"]
[null,"VIC","ATSW","Altona West (Powercor) 66 kV","Powercor","Winter","Non-Coincident",2013,"TempCorrActualPOE10",159.25843620000001,"NA"]
[null,"VIC","ATSW","Altona West (Powercor) 66 kV","Powercor","Winter","Non-Coincident",2013,"TempCorrActualPOE50",154.51171220000001,"NA"]
[null,"VIC","ATSW","Altona West (Powercor) 66 kV","Powercor","Winter","Coincident",2013,"Actual",152.265266,"NA"]
[null,"VIC","ATSW","Altona West (Powercor) 66 kV","Powercor","Winter","Non-Coincident",2013,"Actual",154.06593599999999,"NA"]
[null,"VIC","ATSW","Altona West (Powercor) 66 kV","Powercor","Winter","Coincident",2014,"TempCorrActualPOE10",160.3666609,"NA"]
[null,"VIC","ATSW","Altona West (Powercor) 66 kV","Powercor","Winter","Coincident",2014,"TempCorrActualPOE50",156.01161450000001,"NA"]
[null,"VIC","ATSW","Altona West (Powercor) 66 kV","Powercor","Winter","Non-Coincident",2014,"TempCorrActualPOE10",164.93585329999999,"NA"]
[null,"VIC","ATSW","Altona West (Powercor) 66 kV","Powercor","Winter","Non-Coincident",2014,"TempCorrActualPOE50",160.4567222,"NA"]
[null,"VIC","ATSW","Altona West (Powercor) 66 kV","Powercor","Winter","Coincident",2014,"Actual",143.49185399999999,"NA"]
[null,"VIC","ATSW","Altona West (Powercor) 66 kV","Powercor","Winter","Non-Coincident",2014,"Actual",150.98155199999999,"NA"]
[null,"VIC","ATSW","Altona West (Powercor) 66 kV","Powercor","Winter","Non-Coincident",2015,"POE10",169.67457730000001,0.99047801300000005]
[null,"VIC","ATSW","Altona West (Powercor) 66 kV","Powercor","Winter","Non-Coincident",2015,"POE50",165.95948300000001,0.975193431]
[null,"VIC","ATSW","Altona West (Powercor) 66 kV","Powercor","Winter","Coincident",2015,"POE10",168.05893829999999,0.99047801300000005]
[null,"VIC","ATSW","Altona West (Powercor) 66 kV","Powercor","Winter","Coincident",2015,"POE50",161.8425977,0.975193431]
[null,"VIC","ATSW","Altona West (Powercor) 66 kV","Powercor","Winter","Non-Coincident",2016,"POE10",173.6700768,0.990552561]
[null,"VIC","ATSW","Altona West (Powercor) 66 kV","Powercor","Winter","Non-Coincident",2016,"POE50",170.30765009999999,0.975306216]
[null,"VIC","ATSW","Altona West (Powercor) 66 kV","Powercor","Winter","Coincident",2016,"POE10",172.0293394,0.990552561]
[null,"VIC","ATSW","Altona West (Powercor) 66 kV","Powercor","Winter","Coincident",2016,"POE50",166.10210979999999,0.975306216]
[null,"VIC","ATSW","Altona West (Powercor) 66 kV","Powercor","Winter","Non-Coincident",2017,"POE10",179.16987789999999,0.99053163300000002]
[null,"VIC","ATSW","Altona West (Powercor) 66 kV","Powercor","Winter","Non-Coincident",2017,"POE50",175.9740678,0.97533397099999997]
[null,"VIC","ATSW","Altona West (Powercor) 66 kV","Powercor","Winter","Coincident",2017,"POE10",177.47343179999999,0.99053163300000002]
[null,"VIC","ATSW","Altona West (Powercor) 66 kV","Powercor","Winter","Coincident",2017,"POE50",171.63348629999999,0.97533397099999997]
[null,"VIC","ATSW","Altona West (Powercor) 66 kV","Powercor","Winter","Non-Coincident",2018,"POE10",158.0782141,0.99327300699999999]
[null,"VIC","ATSW","Altona West (Powercor) 66 kV","Powercor","Winter","Non-Coincident",2018,"POE50",154.55307440000001,0.97925401300000003]
[null,"VIC","ATSW","Altona West (Powercor) 66 kV","Powercor","Winter","Coincident",2018,"POE10",157.01482300000001,0.99327300699999999]
[null,"VIC","ATSW","Altona West (Powercor) 66 kV","Powercor","Winter","Coincident",2018,"POE50",151.34671839999999,0.97925401300000003]
[null,"VIC","ATSW","Altona West (Powercor) 66 kV","Powercor","Winter","Non-Coincident",2019,"POE10",163.58481430000001,0.99294950999999998]
[null,"VIC","ATSW","Altona West (Powercor) 66 kV","Powercor","Winter","Non-Coincident",2019,"POE50",159.5878549,0.97901934099999999]
[null,"VIC","ATSW","Altona West (Powercor) 66 kV","Powercor","Winter","Coincident",2019,"POE10",162.4314612,0.99294950999999998]
[null,"VIC","ATSW","Altona West (Powercor) 66 kV","Powercor","Winter","Coincident",2019,"POE50",156.2395966,0.97901934099999999]
[null,"VIC","ATSW","Altona West (Powercor) 66 kV","Powercor","Winter","Non-Coincident",2020,"POE10",168.59058999999999,0.99267420699999998]
[null,"VIC","ATSW","Altona West (Powercor) 66 kV","Powercor","Winter","Non-Coincident",2020,"POE50",164.66179500000001,0.97874163599999997]
[null,"VIC","ATSW","Altona West (Powercor) 66 kV","Powercor","Winter","Coincident",2020,"POE10",167.3555302,0.99267420699999998]
[null,"VIC","ATSW","Altona West (Powercor) 66 kV","Powercor","Winter","Coincident",2020,"POE50",161.16135460000001,0.97874163599999997]
[null,"VIC","ATSW","Altona West (Powercor) 66 kV","Powercor","Winter","Non-Coincident",2021,"POE10",173.34223900000001,0.99246937899999998]
[null,"VIC","ATSW","Altona West (Powercor) 66 kV","Powercor","Winter","Non-Coincident",2021,"POE50",169.6005954,0.97852939400000005]
[null,"VIC","ATSW","Altona West (Powercor) 66 kV","Powercor","Winter","Coincident",2021,"POE10",172.03686440000001,0.99246937899999998]
[null,"VIC","ATSW","Altona West (Powercor) 66 kV","Powercor","Winter","Coincident",2021,"POE50",165.95916779999999,0.97852939400000005]
[null,"VIC","ATSW","Altona West (Powercor) 66 kV","Powercor","Winter","Non-Coincident",2022,"POE10",178.61394150000001,0.99213407499999995]
[null,"VIC","ATSW","Altona West (Powercor) 66 kV","Powercor","Winter","Non-Coincident",2022,"POE50",174.40400059999999,0.97827570200000002]
[null,"VIC","ATSW","Altona West (Powercor) 66 kV","Powercor","Winter","Coincident",2022,"POE10",177.20897769999999,0.99213407499999995]
[null,"VIC","ATSW","Altona West (Powercor) 66 kV","Powercor","Winter","Coincident",2022,"POE50",170.61519609999999,0.97827570200000002]
[null,"VIC","ATSW","Altona West (Powercor) 66 kV","Powercor","Winter","Non-Coincident",2023,"POE10",184.00950359999999,0.991771348]
[null,"VIC","ATSW","Altona West (Powercor) 66 kV","Powercor","Winter","Non-Coincident",2023,"POE50",179.43089130000001,0.97798104600000002]
[null,"VIC","ATSW","Altona West (Powercor) 66 kV","Powercor","Winter","Coincident",2023,"POE10",182.4953534,0.991771348]
[null,"VIC","ATSW","Altona West (Powercor) 66 kV","Powercor","Winter","Coincident",2023,"POE50",175.4800108,0.97798104600000002]
[null,"VIC","ATSW","Altona West (Powercor) 66 kV","Powercor","Winter","Non-Coincident",2024,"POE10",189.81999429999999,0.99130541100000003]
[null,"VIC","ATSW","Altona West (Powercor) 66 kV","Powercor","Winter","Non-Coincident",2024,"POE50",184.99466699999999,0.97757040100000003]
[null,"VIC","ATSW","Altona West (Powercor) 66 kV","Powercor","Winter","Coincident",2024,"POE10",188.16958750000001,0.99130541100000003]
[null,"VIC","ATSW","Altona West (Powercor) 66 kV","Powercor","Winter","Coincident",2024,"POE50",180.84531079999999,0.97757040100000003]
[null,"VIC","ATSWAL","Air Liquide 66 kV","Direct Connect","Summer","Coincident",2006,"TempCorrActualPOE10","NA","NA"]
[null,"VIC","ATSWAL","Air Liquide 66 kV","Direct Connect","Summer","Coincident",2006,"TempCorrActualPOE50","NA","NA"]
[null,"VIC","ATSWAL","Air Liquide 66 kV","Direct Connect","Summer","Non-Coincident",2006,"TempCorrActualPOE10","NA","NA"]
[null,"VIC","ATSWAL","Air Liquide 66 kV","Direct Connect","Summer","Non-Coincident",2006,"TempCorrActualPOE50","NA","NA"]
[null,"VIC","ATSWAL","Air Liquide 66 kV","Direct Connect","Summer","Coincident",2006,"Actual","NA","NA"]
[null,"VIC","ATSWAL","Air Liquide 66 kV","Direct Connect","Summer","Non-Coincident",2006,"Actual","NA","NA"]
[null,"VIC","ATSWAL","Air Liquide 66 kV","Direct Connect","Summer","Coincident",2007,"TempCorrActualPOE10","NA","NA"]
[null,"VIC","ATSWAL","Air Liquide 66 kV","Direct Connect","Summer","Coincident",2007,"TempCorrActualPOE50","NA","NA"]
[null,"VIC","ATSWAL","Air Liquide 66 kV","Direct Connect","Summer","Non-Coincident",2007,"TempCorrActualPOE10","NA","NA"]
[null,"VIC","ATSWAL","Air Liquide 66 kV","Direct Connect","Summer","Non-Coincident",2007,"TempCorrActualPOE50","NA","NA"]
[null,"VIC","ATSWAL","Air Liquide 66 kV","Direct Connect","Summer","Coincident",2007,"Actual","NA","NA"]
[null,"VIC","ATSWAL","Air Liquide 66 kV","Direct Connect","Summer","Non-Coincident",2007,"Actual","NA","NA"]
[null,"VIC","ATSWAL","Air Liquide 66 kV","Direct Connect","Summer","Coincident",2008,"TempCorrActualPOE10","NA","NA"]
[null,"VIC","ATSWAL","Air Liquide 66 kV","Direct Connect","Summer","Coincident",2008,"TempCorrActualPOE50","NA","NA"]
[null,"VIC","ATSWAL","Air Liquide 66 kV","Direct Connect","Summer","Non-Coincident",2008,"TempCorrActualPOE10","NA","NA"]
[null,"VIC","ATSWAL","Air Liquide 66 kV","Direct Connect","Summer","Non-Coincident",2008,"TempCorrActualPOE50","NA","NA"]
[null,"VIC","ATSWAL","Air Liquide 66 kV","Direct Connect","Summer","Coincident",2008,"Actual","NA","NA"]
[null,"VIC","ATSWAL","Air Liquide 66 kV","Direct Connect","Summer","Non-Coincident",2008,"Actual","NA","NA"]
[null,"VIC","ATSWAL","Air Liquide 66 kV","Direct Connect","Summer","Coincident",2009,"TempCorrActualPOE10","NA","NA"]
[null,"VIC","ATSWAL","Air Liquide 66 kV","Direct Connect","Summer","Coincident",2009,"TempCorrActualPOE50","NA","NA"]
[null,"VIC","ATSWAL","Air Liquide 66 kV","Direct Connect","Summer","Non-Coincident",2009,"TempCorrActualPOE10","NA","NA"]
[null,"VIC","ATSWAL","Air Liquide 66 kV","Direct Connect","Summer","Non-Coincident",2009,"TempCorrActualPOE50","NA","NA"]
[null,"VIC","ATSWAL","Air Liquide 66 kV","Direct Connect","Summer","Coincident",2009,"Actual","NA","NA"]
[null,"VIC","ATSWAL","Air Liquide 66 kV","Direct Connect","Summer","Non-Coincident",2009,"Actual","NA","NA"]
[null,"VIC","ATSWAL","Air Liquide 66 kV","Direct Connect","Summer","Coincident",2010,"TempCorrActualPOE10","NA","NA"]
[null,"VIC","ATSWAL","Air Liquide 66 kV","Direct Connect","Summer","Coincident",2010,"TempCorrActualPOE50","NA","NA"]
[null,"VIC","ATSWAL","Air Liquide 66 kV","Direct Connect","Summer","Non-Coincident",2010,"TempCorrActualPOE10","NA","NA"]
[null,"VIC","ATSWAL","Air Liquide 66 kV","Direct Connect","Summer","Non-Coincident",2010,"TempCorrActualPOE50","NA","NA"]
[null,"VIC","ATSWAL","Air Liquide 66 kV","Direct Connect","Summer","Coincident",2010,"Actual","NA","NA"]
[null,"VIC","ATSWAL","Air Liquide 66 kV","Direct Connect","Summer","Non-Coincident",2010,"Actual","NA","NA"]
[null,"VIC","ATSWAL","Air Liquide 66 kV","Direct Connect","Summer","Coincident",2011,"TempCorrActualPOE10","NA","NA"]
[null,"VIC","ATSWAL","Air Liquide 66 kV","Direct Connect","Summer","Coincident",2011,"TempCorrActualPOE50","NA","NA"]
[null,"VIC","ATSWAL","Air Liquide 66 kV","Direct Connect","Summer","Non-Coincident",2011,"TempCorrActualPOE10","NA","NA"]
[null,"VIC","ATSWAL","Air Liquide 66 kV","Direct Connect","Summer","Non-Coincident",2011,"TempCorrActualPOE50","NA","NA"]
[null,"VIC","ATSWAL","Air Liquide 66 kV","Direct Connect","Summer","Coincident",2011,"Actual","NA","NA"]
[null,"VIC","ATSWAL","Air Liquide 66 kV","Direct Connect","Summer","Non-Coincident",2011,"Actual","NA","NA"]
[null,"VIC","ATSWAL","Air Liquide 66 kV","Direct Connect","Summer","Coincident",2012,"TempCorrActualPOE10","NA","NA"]
[null,"VIC","ATSWAL","Air Liquide 66 kV","Direct Connect","Summer","Coincident",2012,"TempCorrActualPOE50","NA","NA"]
[null,"VIC","ATSWAL","Air Liquide 66 kV","Direct Connect","Summer","Non-Coincident",2012,"TempCorrActualPOE10","NA","NA"]
[null,"VIC","ATSWAL","Air Liquide 66 kV","Direct Connect","Summer","Non-Coincident",2012,"TempCorrActualPOE50","NA","NA"]
[null,"VIC","ATSWAL","Air Liquide 66 kV","Direct Connect","Summer","Coincident",2012,"Actual","NA","NA"]
[null,"VIC","ATSWAL","Air Liquide 66 kV","Direct Connect","Summer","Non-Coincident",2012,"Actual","NA","NA"]
[null,"VIC","ATSWAL","Air Liquide 66 kV","Direct Connect","Summer","Coincident",2013,"TempCorrActualPOE10","NA","NA"]
[null,"VIC","ATSWAL","Air Liquide 66 kV","Direct Connect","Summer","Coincident",2013,"TempCorrActualPOE50","NA","NA"]
[null,"VIC","ATSWAL","Air Liquide 66 kV","Direct Connect","Summer","Non-Coincident",2013,"TempCorrActualPOE10","NA","NA"]
[null,"VIC","ATSWAL","Air Liquide 66 kV","Direct Connect","Summer","Non-Coincident",2013,"TempCorrActualPOE50","NA","NA"]
[null,"VIC","ATSWAL","Air Liquide 66 kV","Direct Connect","Summer","Coincident",2013,"Actual","NA","NA"]
[null,"VIC","ATSWAL","Air Liquide 66 kV","Direct Connect","Summer","Non-Coincident",2013,"Actual","NA","NA"]
[null,"VIC","ATSWAL","Air Liquide 66 kV","Direct Connect","Summer","Coincident",2014,"TempCorrActualPOE10","NA","NA"]
[null,"VIC","ATSWAL","Air Liquide 66 kV","Direct Connect","Summer","Coincident",2014,"TempCorrActualPOE50","NA","NA"]
[null,"VIC","ATSWAL","Air Liquide 66 kV","Direct Connect","Summer","Non-Coincident",2014,"TempCorrActualPOE10","NA","NA"]
[null,"VIC","ATSWAL","Air Liquide 66 kV","Direct Connect","Summer","Non-Coincident",2014,"TempCorrActualPOE50","NA","NA"]
[null,"VIC","ATSWAL","Air Liquide 66 kV","Direct Connect","Summer","Coincident",2014,"Actual","NA","NA"]
[null,"VIC","ATSWAL","Air Liquide 66 kV","Direct Connect","Summer","Non-Coincident",2014,"Actual","NA","NA"]
[null,"VIC","ATSWAL","Air Liquide 66 kV","Direct Connect","Summer","Coincident",2015,"TempCorrActualPOE10","NA","NA"]
[null,"VIC","ATSWAL","Air Liquide 66 kV","Direct Connect","Summer","Coincident",2015,"TempCorrActualPOE50","NA","NA"]
[null,"VIC","ATSWAL","Air Liquide 66 kV","Direct Connect","Summer","Non-Coincident",2015,"TempCorrActualPOE10","NA","NA"]
[null,"VIC","ATSWAL","Air Liquide 66 kV","Direct Connect","Summer","Non-Coincident",2015,"TempCorrActualPOE50","NA","NA"]
[null,"VIC","ATSWAL","Air Liquide 66 kV","Direct Connect","Summer","Coincident",2015,"Actual","NA","NA"]
[null,"VIC","ATSWAL","Air Liquide 66 kV","Direct Connect","Summer","Non-Coincident",2015,"Actual","NA","NA"]
[null,"VIC","ATSWAL","Air Liquide 66 kV","Direct Connect","Summer","Non-Coincident",2016,"POE10","NA","NA"]
[null,"VIC","ATSWAL","Air Liquide 66 kV","Direct Connect","Summer","Non-Coincident",2016,"POE50","NA","NA"]
[null,"VIC","ATSWAL","Air Liquide 66 kV","Direct Connect","Summer","Coincident",2016,"POE10","NA","NA"]
[null,"VIC","ATSWAL","Air Liquide 66 kV","Direct Connect","Summer","Coincident",2016,"POE50","NA","NA"]
[null,"VIC","ATSWAL","Air Liquide 66 kV","Direct Connect","Summer","Non-Coincident",2017,"POE10","NA","NA"]
[null,"VIC","ATSWAL","Air Liquide 66 kV","Direct Connect","Summer","Non-Coincident",2017,"POE50","NA","NA"]
[null,"VIC","ATSWAL","Air Liquide 66 kV","Direct Connect","Summer","Coincident",2017,"POE10","NA","NA"]
[null,"VIC","ATSWAL","Air Liquide 66 kV","Direct Connect","Summer","Coincident",2017,"POE50","NA","NA"]
[null,"VIC","ATSWAL","Air Liquide 66 kV","Direct Connect","Summer","Non-Coincident",2018,"POE10","NA","NA"]
[null,"VIC","ATSWAL","Air Liquide 66 kV","Direct Connect","Summer","Non-Coincident",2018,"POE50","NA","NA"]
[null,"VIC","ATSWAL","Air Liquide 66 kV","Direct Connect","Summer","Coincident",2018,"POE10","NA","NA"]
[null,"VIC","ATSWAL","Air Liquide 66 kV","Direct Connect","Summer","Coincident",2018,"POE50","NA","NA"]
[null,"VIC","ATSWAL","Air Liquide 66 kV","Direct Connect","Summer","Non-Coincident",2019,"POE10","NA","NA"]
[null,"VIC","ATSWAL","Air Liquide 66 kV","Direct Connect","Summer","Non-Coincident",2019,"POE50","NA","NA"]
[null,"VIC","ATSWAL","Air Liquide 66 kV","Direct Connect","Summer","Coincident",2019,"POE10","NA","NA"]
[null,"VIC","ATSWAL","Air Liquide 66 kV","Direct Connect","Summer","Coincident",2019,"POE50","NA","NA"]
[null,"VIC","ATSWAL","Air Liquide 66 kV","Direct Connect","Summer","Non-Coincident",2020,"POE10","NA","NA"]
[null,"VIC","ATSWAL","Air Liquide 66 kV","Direct Connect","Summer","Non-Coincident",2020,"POE50","NA","NA"]
[null,"VIC","ATSWAL","Air Liquide 66 kV","Direct Connect","Summer","Coincident",2020,"POE10","NA","NA"]
[null,"VIC","ATSWAL","Air Liquide 66 kV","Direct Connect","Summer","Coincident",2020,"POE50","NA","NA"]
[null,"VIC","ATSWAL","Air Liquide 66 kV","Direct Connect","Summer","Non-Coincident",2021,"POE10","NA","NA"]
[null,"VIC","ATSWAL","Air Liquide 66 kV","Direct Connect","Summer","Non-Coincident",2021,"POE50","NA","NA"]
[null,"VIC","ATSWAL","Air Liquide 66 kV","Direct Connect","Summer","Coincident",2021,"POE10","NA","NA"]
[null,"VIC","ATSWAL","Air Liquide 66 kV","Direct Connect","Summer","Coincident",2021,"POE50","NA","NA"]
[null,"VIC","ATSWAL","Air Liquide 66 kV","Direct Connect","Summer","Non-Coincident",2022,"POE10","NA","NA"]
[null,"VIC","ATSWAL","Air Liquide 66 kV","Direct Connect","Summer","Non-Coincident",2022,"POE50","NA","NA"]
[null,"VIC","ATSWAL","Air Liquide 66 kV","Direct Connect","Summer","Coincident",2022,"POE10","NA","NA"]
[null,"VIC","ATSWAL","Air Liquide 66 kV","Direct Connect","Summer","Coincident",2022,"POE50","NA","NA"]
[null,"VIC","ATSWAL","Air Liquide 66 kV","Direct Connect","Summer","Non-Coincident",2023,"POE10","NA","NA"]
[null,"VIC","ATSWAL","Air Liquide 66 kV","Direct Connect","Summer","Non-Coincident",2023,"POE50","NA","NA"]
[null,"VIC","ATSWAL","Air Liquide 66 kV","Direct Connect","Summer","Coincident",2023,"POE10","NA","NA"]
[null,"VIC","ATSWAL","Air Liquide 66 kV","Direct Connect","Summer","Coincident",2023,"POE50","NA","NA"]
[null,"VIC","ATSWAL","Air Liquide 66 kV","Direct Connect","Summer","Non-Coincident",2024,"POE10","NA","NA"]
[null,"VIC","ATSWAL","Air Liquide 66 kV","Direct Connect","Summer","Non-Coincident",2024,"POE50","NA","NA"]
[null,"VIC","ATSWAL","Air Liquide 66 kV","Direct Connect","Summer","Coincident",2024,"POE10","NA","NA"]
[null,"VIC","ATSWAL","Air Liquide 66 kV","Direct Connect","Summer","Coincident",2024,"POE50","NA","NA"]
[null,"VIC","ATSWAL","Air Liquide 66 kV","Direct Connect","Summer","Non-Coincident",2025,"POE10","NA","NA"]
[null,"VIC","ATSWAL","Air Liquide 66 kV","Direct Connect","Summer","Non-Coincident",2025,"POE50","NA","NA"]
[null,"VIC","ATSWAL","Air Liquide 66 kV","Direct Connect","Summer","Coincident",2025,"POE10","NA","NA"]
[null,"VIC","ATSWAL","Air Liquide 66 kV","Direct Connect","Summer","Coincident",2025,"POE50","NA","NA"]
[null,"VIC","ATSWAL","Air Liquide 66 kV","Direct Connect","Winter","Coincident",2005,"TempCorrActualPOE10","NA","NA"]
[null,"VIC","ATSWAL","Air Liquide 66 kV","Direct Connect","Winter","Coincident",2005,"TempCorrActualPOE50","NA","NA"]
[null,"VIC","ATSWAL","Air Liquide 66 kV","Direct Connect","Winter","Non-Coincident",2005,"TempCorrActualPOE10","NA","NA"]
[null,"VIC","ATSWAL","Air Liquide 66 kV","Direct Connect","Winter","Non-Coincident",2005,"TempCorrActualPOE50","NA","NA"]
[null,"VIC","ATSWAL","Air Liquide 66 kV","Direct Connect","Winter","Coincident",2005,"Actual","NA","NA"]
[null,"VIC","ATSWAL","Air Liquide 66 kV","Direct Connect","Winter","Non-Coincident",2005,"Actual","NA","NA"]
[null,"VIC","ATSWAL","Air Liquide 66 kV","Direct Connect","Winter","Coincident",2006,"TempCorrActualPOE10","NA","NA"]
[null,"VIC","ATSWAL","Air Liquide 66 kV","Direct Connect","Winter","Coincident",2006,"TempCorrActualPOE50","NA","NA"]
[null,"VIC","ATSWAL","Air Liquide 66 kV","Direct Connect","Winter","Non-Coincident",2006,"TempCorrActualPOE10","NA","NA"]
[null,"VIC","ATSWAL","Air Liquide 66 kV","Direct Connect","Winter","Non-Coincident",2006,"TempCorrActualPOE50","NA","NA"]
[null,"VIC","ATSWAL","Air Liquide 66 kV","Direct Connect","Winter","Coincident",2006,"Actual","NA","NA"]
[null,"VIC","ATSWAL","Air Liquide 66 kV","Direct Connect","Winter","Non-Coincident",2006,"Actual","NA","NA"]
[null,"VIC","ATSWAL","Air Liquide 66 kV","Direct Connect","Winter","Coincident",2007,"TempCorrActualPOE10","NA","NA"]
[null,"VIC","ATSWAL","Air Liquide 66 kV","Direct Connect","Winter","Coincident",2007,"TempCorrActualPOE50","NA","NA"]
[null,"VIC","ATSWAL","Air Liquide 66 kV","Direct Connect","Winter","Non-Coincident",2007,"TempCorrActualPOE10","NA","NA"]
[null,"VIC","ATSWAL","Air Liquide 66 kV","Direct Connect","Winter","Non-Coincident",2007,"TempCorrActualPOE50","NA","NA"]
[null,"VIC","ATSWAL","Air Liquide 66 kV","Direct Connect","Winter","Coincident",2007,"Actual","NA","NA"]
[null,"VIC","ATSWAL","Air Liquide 66 kV","Direct Connect","Winter","Non-Coincident",2007,"Actual","NA","NA"]
[null,"VIC","ATSWAL","Air Liquide 66 kV","Direct Connect","Winter","Coincident",2008,"TempCorrActualPOE10","NA","NA"]
[null,"VIC","ATSWAL","Air Liquide 66 kV","Direct Connect","Winter","Coincident",2008,"TempCorrActualPOE50","NA","NA"]
[null,"VIC","ATSWAL","Air Liquide 66 kV","Direct Connect","Winter","Non-Coincident",2008,"TempCorrActualPOE10","NA","NA"]
[null,"VIC","ATSWAL","Air Liquide 66 kV","Direct Connect","Winter","Non-Coincident",2008,"TempCorrActualPOE50","NA","NA"]
[null,"VIC","ATSWAL","Air Liquide 66 kV","Direct Connect","Winter","Coincident",2008,"Actual","NA","NA"]
[null,"VIC","ATSWAL","Air Liquide 66 kV","Direct Connect","Winter","Non-Coincident",2008,"Actual","NA","NA"]
[null,"VIC","ATSWAL","Air Liquide 66 kV","Direct Connect","Winter","Coincident",2009,"TempCorrActualPOE10","NA","NA"]
[null,"VIC","ATSWAL","Air Liquide 66 kV","Direct Connect","Winter","Coincident",2009,"TempCorrActualPOE50","NA","NA"]
[null,"VIC","ATSWAL","Air Liquide 66 kV","Direct Connect","Winter","Non-Coincident",2009,"TempCorrActualPOE10","NA","NA"]
[null,"VIC","ATSWAL","Air Liquide 66 kV","Direct Connect","Winter","Non-Coincident",2009,"TempCorrActualPOE50","NA","NA"]
[null,"VIC","ATSWAL","Air Liquide 66 kV","Direct Connect","Winter","Coincident",2009,"Actual","NA","NA"]
[null,"VIC","ATSWAL","Air Liquide 66 kV","Direct Connect","Winter","Non-Coincident",2009,"Actual","NA","NA"]
[null,"VIC","ATSWAL","Air Liquide 66 kV","Direct Connect","Winter","Coincident",2010,"TempCorrActualPOE10","NA","NA"]
[null,"VIC","ATSWAL","Air Liquide 66 kV","Direct Connect","Winter","Coincident",2010,"TempCorrActualPOE50","NA","NA"]
[null,"VIC","ATSWAL","Air Liquide 66 kV","Direct Connect","Winter","Non-Coincident",2010,"TempCorrActualPOE10","NA","NA"]
[null,"VIC","ATSWAL","Air Liquide 66 kV","Direct Connect","Winter","Non-Coincident",2010,"TempCorrActualPOE50","NA","NA"]
[null,"VIC","ATSWAL","Air Liquide 66 kV","Direct Connect","Winter","Coincident",2010,"Actual","NA","NA"]
[null,"VIC","ATSWAL","Air Liquide 66 kV","Direct Connect","Winter","Non-Coincident",2010,"Actual","NA","NA"]
[null,"VIC","ATSWAL","Air Liquide 66 kV","Direct Connect","Winter","Coincident",2011,"TempCorrActualPOE10","NA","NA"]
[null,"VIC","ATSWAL","Air Liquide 66 kV","Direct Connect","Winter","Coincident",2011,"TempCorrActualPOE50","NA","NA"]
[null,"VIC","ATSWAL","Air Liquide 66 kV","Direct Connect","Winter","Non-Coincident",2011,"TempCorrActualPOE10","NA","NA"]
[null,"VIC","ATSWAL","Air Liquide 66 kV","Direct Connect","Winter","Non-Coincident",2011,"TempCorrActualPOE50","NA","NA"]
[null,"VIC","ATSWAL","Air Liquide 66 kV","Direct Connect","Winter","Coincident",2011,"Actual","NA","NA"]
[null,"VIC","ATSWAL","Air Liquide 66 kV","Direct Connect","Winter","Non-Coincident",2011,"Actual","NA","NA"]
[null,"VIC","ATSWAL","Air Liquide 66 kV","Direct Connect","Winter","Coincident",2012,"TempCorrActualPOE10","NA","NA"]
[null,"VIC","ATSWAL","Air Liquide 66 kV","Direct Connect","Winter","Coincident",2012,"TempCorrActualPOE50","NA","NA"]
[null,"VIC","ATSWAL","Air Liquide 66 kV","Direct Connect","Winter","Non-Coincident",2012,"TempCorrActualPOE10","NA","NA"]
[null,"VIC","ATSWAL","Air Liquide 66 kV","Direct Connect","Winter","Non-Coincident",2012,"TempCorrActualPOE50","NA","NA"]
[null,"VIC","ATSWAL","Air Liquide 66 kV","Direct Connect","Winter","Coincident",2012,"Actual","NA","NA"]
[null,"VIC","ATSWAL","Air Liquide 66 kV","Direct Connect","Winter","Non-Coincident",2012,"Actual","NA","NA"]
[null,"VIC","ATSWAL","Air Liquide 66 kV","Direct Connect","Winter","Coincident",2013,"TempCorrActualPOE10","NA","NA"]
[null,"VIC","ATSWAL","Air Liquide 66 kV","Direct Connect","Winter","Coincident",2013,"TempCorrActualPOE50","NA","NA"]
[null,"VIC","ATSWAL","Air Liquide 66 kV","Direct Connect","Winter","Non-Coincident",2013,"TempCorrActualPOE10","NA","NA"]
[null,"VIC","ATSWAL","Air Liquide 66 kV","Direct Connect","Winter","Non-Coincident",2013,"TempCorrActualPOE50","NA","NA"]
[null,"VIC","ATSWAL","Air Liquide 66 kV","Direct Connect","Winter","Coincident",2013,"Actual","NA","NA"]
[null,"VIC","ATSWAL","Air Liquide 66 kV","Direct Connect","Winter","Non-Coincident",2013,"Actual","NA","NA"]
[null,"VIC","ATSWAL","Air Liquide 66 kV","Direct Connect","Winter","Coincident",2014,"TempCorrActualPOE10","NA","NA"]
[null,"VIC","ATSWAL","Air Liquide 66 kV","Direct Connect","Winter","Coincident",2014,"TempCorrActualPOE50","NA","NA"]
[null,"VIC","ATSWAL","Air Liquide 66 kV","Direct Connect","Winter","Non-Coincident",2014,"TempCorrActualPOE10","NA","NA"]
[null,"VIC","ATSWAL","Air Liquide 66 kV","Direct Connect","Winter","Non-Coincident",2014,"TempCorrActualPOE50","NA","NA"]
[null,"VIC","ATSWAL","Air Liquide 66 kV","Direct Connect","Winter","Coincident",2014,"Actual","NA","NA"]
[null,"VIC","ATSWAL","Air Liquide 66 kV","Direct Connect","Winter","Non-Coincident",2014,"Actual","NA","NA"]
[null,"VIC","ATSWAL","Air Liquide 66 kV","Direct Connect","Winter","Non-Coincident",2015,"POE10","NA","NA"]
[null,"VIC","ATSWAL","Air Liquide 66 kV","Direct Connect","Winter","Non-Coincident",2015,"POE50","NA","NA"]
[null,"VIC","ATSWAL","Air Liquide 66 kV","Direct Connect","Winter","Coincident",2015,"POE10","NA","NA"]
[null,"VIC","ATSWAL","Air Liquide 66 kV","Direct Connect","Winter","Coincident",2015,"POE50","NA","NA"]
[null,"VIC","ATSWAL","Air Liquide 66 kV","Direct Connect","Winter","Non-Coincident",2016,"POE10","NA","NA"]
[null,"VIC","ATSWAL","Air Liquide 66 kV","Direct Connect","Winter","Non-Coincident",2016,"POE50","NA","NA"]
[null,"VIC","ATSWAL","Air Liquide 66 kV","Direct Connect","Winter","Coincident",2016,"POE10","NA","NA"]
[null,"VIC","ATSWAL","Air Liquide 66 kV","Direct Connect","Winter","Coincident",2016,"POE50","NA","NA"]
[null,"VIC","ATSWAL","Air Liquide 66 kV","Direct Connect","Winter","Non-Coincident",2017,"POE10","NA","NA"]
[null,"VIC","ATSWAL","Air Liquide 66 kV","Direct Connect","Winter","Non-Coincident",2017,"POE50","NA","NA"]
[null,"VIC","ATSWAL","Air Liquide 66 kV","Direct Connect","Winter","Coincident",2017,"POE10","NA","NA"]
[null,"VIC","ATSWAL","Air Liquide 66 kV","Direct Connect","Winter","Coincident",2017,"POE50","NA","NA"]
[null,"VIC","ATSWAL","Air Liquide 66 kV","Direct Connect","Winter","Non-Coincident",2018,"POE10","NA","NA"]
[null,"VIC","ATSWAL","Air Liquide 66 kV","Direct Connect","Winter","Non-Coincident",2018,"POE50","NA","NA"]
[null,"VIC","ATSWAL","Air Liquide 66 kV","Direct Connect","Winter","Coincident",2018,"POE10","NA","NA"]
[null,"VIC","ATSWAL","Air Liquide 66 kV","Direct Connect","Winter","Coincident",2018,"POE50","NA","NA"]
[null,"VIC","ATSWAL","Air Liquide 66 kV","Direct Connect","Winter","Non-Coincident",2019,"POE10","NA","NA"]
[null,"VIC","ATSWAL","Air Liquide 66 kV","Direct Connect","Winter","Non-Coincident",2019,"POE50","NA","NA"]
[null,"VIC","ATSWAL","Air Liquide 66 kV","Direct Connect","Winter","Coincident",2019,"POE10","NA","NA"]
[null,"VIC","ATSWAL","Air Liquide 66 kV","Direct Connect","Winter","Coincident",2019,"POE50","NA","NA"]
[null,"VIC","ATSWAL","Air Liquide 66 kV","Direct Connect","Winter","Non-Coincident",2020,"POE10","NA","NA"]
[null,"VIC","ATSWAL","Air Liquide 66 kV","Direct Connect","Winter","Non-Coincident",2020,"POE50","NA","NA"]
[null,"VIC","ATSWAL","Air Liquide 66 kV","Direct Connect","Winter","Coincident",2020,"POE10","NA","NA"]
[null,"VIC","ATSWAL","Air Liquide 66 kV","Direct Connect","Winter","Coincident",2020,"POE50","NA","NA"]
[null,"VIC","ATSWAL","Air Liquide 66 kV","Direct Connect","Winter","Non-Coincident",2021,"POE10","NA","NA"]
[null,"VIC","ATSWAL","Air Liquide 66 kV","Direct Connect","Winter","Non-Coincident",2021,"POE50","NA","NA"]
[null,"VIC","ATSWAL","Air Liquide 66 kV","Direct Connect","Winter","Coincident",2021,"POE10","NA","NA"]
[null,"VIC","ATSWAL","Air Liquide 66 kV","Direct Connect","Winter","Coincident",2021,"POE50","NA","NA"]
[null,"VIC","ATSWAL","Air Liquide 66 kV","Direct Connect","Winter","Non-Coincident",2022,"POE10","NA","NA"]
[null,"VIC","ATSWAL","Air Liquide 66 kV","Direct Connect","Winter","Non-Coincident",2022,"POE50","NA","NA"]
[null,"VIC","ATSWAL","Air Liquide 66 kV","Direct Connect","Winter","Coincident",2022,"POE10","NA","NA"]
[null,"VIC","ATSWAL","Air Liquide 66 kV","Direct Connect","Winter","Coincident",2022,"POE50","NA","NA"]
[null,"VIC","ATSWAL","Air Liquide 66 kV","Direct Connect","Winter","Non-Coincident",2023,"POE10","NA","NA"]
[null,"VIC","ATSWAL","Air Liquide 66 kV","Direct Connect","Winter","Non-Coincident",2023,"POE50","NA","NA"]
[null,"VIC","ATSWAL","Air Liquide 66 kV","Direct Connect","Winter","Coincident",2023,"POE10","NA","NA"]
[null,"VIC","ATSWAL","Air Liquide 66 kV","Direct Connect","Winter","Coincident",2023,"POE50","NA","NA"]
[null,"VIC","ATSWAL","Air Liquide 66 kV","Direct Connect","Winter","Non-Coincident",2024,"POE10","NA","NA"]
[null,"VIC","ATSWAL","Air Liquide 66 kV","Direct Connect","Winter","Non-Coincident",2024,"POE50","NA","NA"]
[null,"VIC","ATSWAL","Air Liquide 66 kV","Direct Connect","Winter","Coincident",2024,"POE10","NA","NA"]
[null,"VIC","ATSWAL","Air Liquide 66 kV","Direct Connect","Winter","Coincident",2024,"POE50","NA","NA"]
[null,"VIC","BATS66","Ballarat (Powercor) 66 kV","Powercor","Summer","Coincident",2006,"TempCorrActualPOE10",160.08833920000001,"NA"]
[null,"VIC","BATS66","Ballarat (Powercor) 66 kV","Powercor","Summer","Coincident",2006,"TempCorrActualPOE50",147.47782119999999,"NA"]
[null,"VIC","BATS66","Ballarat (Powercor) 66 kV","Powercor","Summer","Non-Coincident",2006,"TempCorrActualPOE10",176.05418220000001,"NA"]
[null,"VIC","BATS66","Ballarat (Powercor) 66 kV","Powercor","Summer","Non-Coincident",2006,"TempCorrActualPOE50",162.18611100000001,"NA"]
[null,"VIC","BATS66","Ballarat (Powercor) 66 kV","Powercor","Summer","Coincident",2006,"Actual",138.43588,"NA"]
[null,"VIC","BATS66","Ballarat (Powercor) 66 kV","Powercor","Summer","Non-Coincident",2006,"Actual",149.077528,"NA"]
[null,"VIC","BATS66","Ballarat (Powercor) 66 kV","Powercor","Summer","Coincident",2007,"TempCorrActualPOE10",167.31237719999999,"NA"]
[null,"VIC","BATS66","Ballarat (Powercor) 66 kV","Powercor","Summer","Coincident",2007,"TempCorrActualPOE50",155.47182609999999,"NA"]
[null,"VIC","BATS66","Ballarat (Powercor) 66 kV","Powercor","Summer","Non-Coincident",2007,"TempCorrActualPOE10",183.9990225,"NA"]
[null,"VIC","BATS66","Ballarat (Powercor) 66 kV","Powercor","Summer","Non-Coincident",2007,"TempCorrActualPOE50",170.97770130000001,"NA"]
[null,"VIC","BATS66","Ballarat (Powercor) 66 kV","Powercor","Summer","Coincident",2007,"Actual",150.24866399999999,"NA"]
[null,"VIC","BATS66","Ballarat (Powercor) 66 kV","Powercor","Summer","Non-Coincident",2007,"Actual",169.59484599999999,"NA"]
[null,"VIC","BATS66","Ballarat (Powercor) 66 kV","Powercor","Summer","Coincident",2008,"TempCorrActualPOE10",170.9130064,"NA"]
[null,"VIC","BATS66","Ballarat (Powercor) 66 kV","Powercor","Summer","Coincident",2008,"TempCorrActualPOE50",157.4016287,"NA"]
[null,"VIC","BATS66","Ballarat (Powercor) 66 kV","Powercor","Summer","Non-Coincident",2008,"TempCorrActualPOE10",187.96088180000001,"NA"]
[null,"VIC","BATS66","Ballarat (Powercor) 66 kV","Powercor","Summer","Non-Coincident",2008,"TempCorrActualPOE50",173.102115,"NA"]
[null,"VIC","BATS66","Ballarat (Powercor) 66 kV","Powercor","Summer","Coincident",2008,"Actual",176.18491399999999,"NA"]
[null,"VIC","BATS66","Ballarat (Powercor) 66 kV","Powercor","Summer","Non-Coincident",2008,"Actual",176.79611399999999,"NA"]
[null,"VIC","BATS66","Ballarat (Powercor) 66 kV","Powercor","Summer","Coincident",2009,"TempCorrActualPOE10",161.13426999999999,"NA"]
[null,"VIC","BATS66","Ballarat (Powercor) 66 kV","Powercor","Summer","Coincident",2009,"TempCorrActualPOE50",146.84374840000001,"NA"]
[null,"VIC","BATS66","Ballarat (Powercor) 66 kV","Powercor","Summer","Non-Coincident",2009,"TempCorrActualPOE10",177.21006399999999,"NA"]
[null,"VIC","BATS66","Ballarat (Powercor) 66 kV","Powercor","Summer","Non-Coincident",2009,"TempCorrActualPOE50",161.49445489999999,"NA"]
[null,"VIC","BATS66","Ballarat (Powercor) 66 kV","Powercor","Summer","Coincident",2009,"Actual",173.869776,"NA"]
[null,"VIC","BATS66","Ballarat (Powercor) 66 kV","Powercor","Summer","Non-Coincident",2009,"Actual",175.80808200000001,"NA"]
[null,"VIC","BATS66","Ballarat (Powercor) 66 kV","Powercor","Summer","Coincident",2010,"TempCorrActualPOE10",160.80828439999999,"NA"]
[null,"VIC","BATS66","Ballarat (Powercor) 66 kV","Powercor","Summer","Coincident",2010,"TempCorrActualPOE50",146.38022119999999,"NA"]
[null,"VIC","BATS66","Ballarat (Powercor) 66 kV","Powercor","Summer","Non-Coincident",2010,"TempCorrActualPOE10",176.86632169999999,"NA"]
[null,"VIC","BATS66","Ballarat (Powercor) 66 kV","Powercor","Summer","Non-Coincident",2010,"TempCorrActualPOE50",160.99945500000001,"NA"]
[null,"VIC","BATS66","Ballarat (Powercor) 66 kV","Powercor","Summer","Coincident",2010,"Actual",150.01994199999999,"NA"]
[null,"VIC","BATS66","Ballarat (Powercor) 66 kV","Powercor","Summer","Non-Coincident",2010,"Actual",162.62380400000001,"NA"]
[null,"VIC","BATS66","Ballarat (Powercor) 66 kV","Powercor","Summer","Coincident",2011,"TempCorrActualPOE10",156.58972639999999,"NA"]
[null,"VIC","BATS66","Ballarat (Powercor) 66 kV","Powercor","Summer","Coincident",2011,"TempCorrActualPOE50",141.7268067,"NA"]
[null,"VIC","BATS66","Ballarat (Powercor) 66 kV","Powercor","Summer","Non-Coincident",2011,"TempCorrActualPOE10",172.32690980000001,"NA"]
[null,"VIC","BATS66","Ballarat (Powercor) 66 kV","Powercor","Summer","Non-Coincident",2011,"TempCorrActualPOE50",155.98182170000001,"NA"]
[null,"VIC","BATS66","Ballarat (Powercor) 66 kV","Powercor","Summer","Coincident",2011,"Actual",143.07311200000001,"NA"]
[null,"VIC","BATS66","Ballarat (Powercor) 66 kV","Powercor","Summer","Non-Coincident",2011,"Actual",159.77819400000001,"NA"]
[null,"VIC","BATS66","Ballarat (Powercor) 66 kV","Powercor","Summer","Coincident",2012,"TempCorrActualPOE10",151.52284409999999,"NA"]
[null,"VIC","BATS66","Ballarat (Powercor) 66 kV","Powercor","Summer","Coincident",2012,"TempCorrActualPOE50",138.4076039,"NA"]
[null,"VIC","BATS66","Ballarat (Powercor) 66 kV","Powercor","Summer","Non-Coincident",2012,"TempCorrActualPOE10",166.98489570000001,"NA"]
[null,"VIC","BATS66","Ballarat (Powercor) 66 kV","Powercor","Summer","Non-Coincident",2012,"TempCorrActualPOE50",152.56177,"NA"]
[null,"VIC","BATS66","Ballarat (Powercor) 66 kV","Powercor","Summer","Coincident",2012,"Actual",144.687546,"NA"]
[null,"VIC","BATS66","Ballarat (Powercor) 66 kV","Powercor","Summer","Non-Coincident",2012,"Actual",167.15148600000001,"NA"]
[null,"VIC","BATS66","Ballarat (Powercor) 66 kV","Powercor","Summer","Coincident",2013,"TempCorrActualPOE10",158.1095862,"NA"]
[null,"VIC","BATS66","Ballarat (Powercor) 66 kV","Powercor","Summer","Coincident",2013,"TempCorrActualPOE50",143.8974217,"NA"]
[null,"VIC","BATS66","Ballarat (Powercor) 66 kV","Powercor","Summer","Non-Coincident",2013,"TempCorrActualPOE10",174.49074239999999,"NA"]
[null,"VIC","BATS66","Ballarat (Powercor) 66 kV","Powercor","Summer","Non-Coincident",2013,"TempCorrActualPOE50",158.84365149999999,"NA"]
[null,"VIC","BATS66","Ballarat (Powercor) 66 kV","Powercor","Summer","Coincident",2013,"Actual",144.30927,"NA"]
[null,"VIC","BATS66","Ballarat (Powercor) 66 kV","Powercor","Summer","Non-Coincident",2013,"Actual",146.169588,"NA"]
[null,"VIC","BATS66","Ballarat (Powercor) 66 kV","Powercor","Summer","Coincident",2014,"TempCorrActualPOE10",154.81463310000001,"NA"]
[null,"VIC","BATS66","Ballarat (Powercor) 66 kV","Powercor","Summer","Coincident",2014,"TempCorrActualPOE50",140.38709940000001,"NA"]
[null,"VIC","BATS66","Ballarat (Powercor) 66 kV","Powercor","Summer","Non-Coincident",2014,"TempCorrActualPOE10",170.994066,"NA"]
[null,"VIC","BATS66","Ballarat (Powercor) 66 kV","Powercor","Summer","Non-Coincident",2014,"TempCorrActualPOE50",155.10986120000001,"NA"]
[null,"VIC","BATS66","Ballarat (Powercor) 66 kV","Powercor","Summer","Coincident",2014,"Actual",150.987954,"NA"]
[null,"VIC","BATS66","Ballarat (Powercor) 66 kV","Powercor","Summer","Non-Coincident",2014,"Actual",171.86355599999999,"NA"]
[null,"VIC","BATS66","Ballarat (Powercor) 66 kV","Powercor","Summer","Coincident",2015,"TempCorrActualPOE10",155.8825866,"NA"]
[null,"VIC","BATS66","Ballarat (Powercor) 66 kV","Powercor","Summer","Coincident",2015,"TempCorrActualPOE50",141.98857620000001,"NA"]
[null,"VIC","BATS66","Ballarat (Powercor) 66 kV","Powercor","Summer","Non-Coincident",2015,"TempCorrActualPOE10",172.29047130000001,"NA"]
[null,"VIC","BATS66","Ballarat (Powercor) 66 kV","Powercor","Summer","Non-Coincident",2015,"TempCorrActualPOE50",156.9936568,"NA"]
[null,"VIC","BATS66","Ballarat (Powercor) 66 kV","Powercor","Summer","Coincident",2015,"Actual",131.646862,"NA"]
[null,"VIC","BATS66","Ballarat (Powercor) 66 kV","Powercor","Summer","Non-Coincident",2015,"Actual",147.03934599999999,"NA"]
[null,"VIC","BATS66","Ballarat (Powercor) 66 kV","Powercor","Summer","Non-Coincident",2016,"POE10",166.08961450000001,0.87393859900000004]
[null,"VIC","BATS66","Ballarat (Powercor) 66 kV","Powercor","Summer","Non-Coincident",2016,"POE50",150.783918,0.84324208099999998]
[null,"VIC","BATS66","Ballarat (Powercor) 66 kV","Powercor","Summer","Coincident",2016,"POE10",145.15212500000001,0.87393859900000004]
[null,"VIC","BATS66","Ballarat (Powercor) 66 kV","Powercor","Summer","Coincident",2016,"POE50",127.1473448,0.84324208099999998]
[null,"VIC","BATS66","Ballarat (Powercor) 66 kV","Powercor","Summer","Non-Coincident",2017,"POE10",166.99663090000001,0.87390171999999999]
[null,"VIC","BATS66","Ballarat (Powercor) 66 kV","Powercor","Summer","Non-Coincident",2017,"POE50",151.0918441,0.84324207699999998]
[null,"VIC","BATS66","Ballarat (Powercor) 66 kV","Powercor","Summer","Coincident",2017,"POE10",145.93864289999999,0.87390171999999999]
[null,"VIC","BATS66","Ballarat (Powercor) 66 kV","Powercor","Summer","Coincident",2017,"POE50",127.4070005,0.84324207699999998]
[null,"VIC","BATS66","Ballarat (Powercor) 66 kV","Powercor","Summer","Non-Coincident",2018,"POE10",165.5513991,0.87373394999999998]
[null,"VIC","BATS66","Ballarat (Powercor) 66 kV","Powercor","Summer","Non-Coincident",2018,"POE50",150.5507681,0.84312578500000002]
[null,"VIC","BATS66","Ballarat (Powercor) 66 kV","Powercor","Summer","Coincident",2018,"POE10",144.6478778,0.87373394999999998]
[null,"VIC","BATS66","Ballarat (Powercor) 66 kV","Powercor","Summer","Coincident",2018,"POE50",126.93323460000001,0.84312578500000002]
[null,"VIC","BATS66","Ballarat (Powercor) 66 kV","Powercor","Summer","Non-Coincident",2019,"POE10",165.4434526,0.87354952699999999]
[null,"VIC","BATS66","Ballarat (Powercor) 66 kV","Powercor","Summer","Non-Coincident",2019,"POE50",150.35533129999999,0.84302659300000005]
[null,"VIC","BATS66","Ballarat (Powercor) 66 kV","Powercor","Summer","Coincident",2019,"POE10",144.5230498,0.87354952699999999]
[null,"VIC","BATS66","Ballarat (Powercor) 66 kV","Powercor","Summer","Coincident",2019,"POE50",126.7535426,0.84302659300000005]
[null,"VIC","BATS66","Ballarat (Powercor) 66 kV","Powercor","Summer","Non-Coincident",2020,"POE10",165.8543018,0.87324461499999995]
[null,"VIC","BATS66","Ballarat (Powercor) 66 kV","Powercor","Summer","Non-Coincident",2020,"POE50",150.48583020000001,0.84288236000000005]
[null,"VIC","BATS66","Ballarat (Powercor) 66 kV","Powercor","Summer","Coincident",2020,"POE10",144.83137590000001,0.87324461499999995]
[null,"VIC","BATS66","Ballarat (Powercor) 66 kV","Powercor","Summer","Coincident",2020,"POE50",126.8418518,0.84288236000000005]
[null,"VIC","BATS66","Ballarat (Powercor) 66 kV","Powercor","Summer","Non-Coincident",2021,"POE10",166.5896453,0.87307396500000001]
[null,"VIC","BATS66","Ballarat (Powercor) 66 kV","Powercor","Summer","Non-Coincident",2021,"POE50",151.01456139999999,0.84284103399999999]
[null,"VIC","BATS66","Ballarat (Powercor) 66 kV","Powercor","Summer","Coincident",2021,"POE10",145.44508210000001,0.87307396500000001]
[null,"VIC","BATS66","Ballarat (Powercor) 66 kV","Powercor","Summer","Coincident",2021,"POE50",127.2812691,0.84284103399999999]
[null,"VIC","BATS66","Ballarat (Powercor) 66 kV","Powercor","Summer","Non-Coincident",2022,"POE10",167.2677166,0.872898968]
[null,"VIC","BATS66","Ballarat (Powercor) 66 kV","Powercor","Summer","Non-Coincident",2022,"POE50",152.12663169999999,0.84274863300000002]
[null,"VIC","BATS66","Ballarat (Powercor) 66 kV","Powercor","Summer","Coincident",2022,"POE10",146.00781710000001,0.872898968]
[null,"VIC","BATS66","Ballarat (Powercor) 66 kV","Powercor","Summer","Coincident",2022,"POE50",128.20451080000001,0.84274863300000002]
[null,"VIC","BATS66","Ballarat (Powercor) 66 kV","Powercor","Summer","Non-Coincident",2023,"POE10",168.32370030000001,0.87265827299999998]
[null,"VIC","BATS66","Ballarat (Powercor) 66 kV","Powercor","Summer","Non-Coincident",2023,"POE50",152.45021349999999,0.84269869799999997]
[null,"VIC","BATS66","Ballarat (Powercor) 66 kV","Powercor","Summer","Coincident",2023,"POE10",146.88906969999999,0.87265827299999998]
[null,"VIC","BATS66","Ballarat (Powercor) 66 kV","Powercor","Summer","Coincident",2023,"POE50",128.4695964,0.84269869799999997]
[null,"VIC","BATS66","Ballarat (Powercor) 66 kV","Powercor","Summer","Non-Coincident",2024,"POE10",169.77643939999999,0.87236144000000004]
[null,"VIC","BATS66","Ballarat (Powercor) 66 kV","Powercor","Summer","Non-Coincident",2024,"POE50",154.1160893,0.84255154799999998]
[null,"VIC","BATS66","Ballarat (Powercor) 66 kV","Powercor","Summer","Coincident",2024,"POE10",148.1064192,0.87236144000000004]
[null,"VIC","BATS66","Ballarat (Powercor) 66 kV","Powercor","Summer","Coincident",2024,"POE50",129.85074950000001,0.84255154799999998]
[null,"VIC","BATS66","Ballarat (Powercor) 66 kV","Powercor","Summer","Non-Coincident",2025,"POE10",171.5951384,0.87199151600000002]
[null,"VIC","BATS66","Ballarat (Powercor) 66 kV","Powercor","Summer","Non-Coincident",2025,"POE50",155.41413320000001,0.84240417899999998]
[null,"VIC","BATS66","Ballarat (Powercor) 66 kV","Powercor","Summer","Coincident",2025,"POE10",149.6295049,0.87199151600000002]
[null,"VIC","BATS66","Ballarat (Powercor) 66 kV","Powercor","Summer","Coincident",2025,"POE50",130.92151530000001,0.84240417899999998]
[null,"VIC","BATS66","Ballarat (Powercor) 66 kV","Powercor","Winter","Coincident",2005,"TempCorrActualPOE10",150.42840659999999,"NA"]
[null,"VIC","BATS66","Ballarat (Powercor) 66 kV","Powercor","Winter","Coincident",2005,"TempCorrActualPOE50",144.70759609999999,"NA"]
[null,"VIC","BATS66","Ballarat (Powercor) 66 kV","Powercor","Winter","Non-Coincident",2005,"TempCorrActualPOE10",171.936938,"NA"]
[null,"VIC","BATS66","Ballarat (Powercor) 66 kV","Powercor","Winter","Non-Coincident",2005,"TempCorrActualPOE50",165.3981555,"NA"]
[null,"VIC","BATS66","Ballarat (Powercor) 66 kV","Powercor","Winter","Coincident",2005,"Actual",159.28455199999999,"NA"]
[null,"VIC","BATS66","Ballarat (Powercor) 66 kV","Powercor","Winter","Non-Coincident",2005,"Actual",159.84194400000001,"NA"]
[null,"VIC","BATS66","Ballarat (Powercor) 66 kV","Powercor","Winter","Coincident",2006,"TempCorrActualPOE10",157.436553,"NA"]
[null,"VIC","BATS66","Ballarat (Powercor) 66 kV","Powercor","Winter","Coincident",2006,"TempCorrActualPOE50",151.85005459999999,"NA"]
[null,"VIC","BATS66","Ballarat (Powercor) 66 kV","Powercor","Winter","Non-Coincident",2006,"TempCorrActualPOE10",179.9471222,"NA"]
[null,"VIC","BATS66","Ballarat (Powercor) 66 kV","Powercor","Winter","Non-Coincident",2006,"TempCorrActualPOE50",173.56185590000001,"NA"]
[null,"VIC","BATS66","Ballarat (Powercor) 66 kV","Powercor","Winter","Coincident",2006,"Actual",160.53595799999999,"NA"]
[null,"VIC","BATS66","Ballarat (Powercor) 66 kV","Powercor","Winter","Non-Coincident",2006,"Actual",166.778896,"NA"]
[null,"VIC","BATS66","Ballarat (Powercor) 66 kV","Powercor","Winter","Coincident",2007,"TempCorrActualPOE10",158.95146729999999,"NA"]
[null,"VIC","BATS66","Ballarat (Powercor) 66 kV","Powercor","Winter","Coincident",2007,"TempCorrActualPOE50",153.02474079999999,"NA"]
[null,"VIC","BATS66","Ballarat (Powercor) 66 kV","Powercor","Winter","Non-Coincident",2007,"TempCorrActualPOE10",181.67864169999999,"NA"]
[null,"VIC","BATS66","Ballarat (Powercor) 66 kV","Powercor","Winter","Non-Coincident",2007,"TempCorrActualPOE50",174.90450089999999,"NA"]
[null,"VIC","BATS66","Ballarat (Powercor) 66 kV","Powercor","Winter","Coincident",2007,"Actual",177.01361800000001,"NA"]
[null,"VIC","BATS66","Ballarat (Powercor) 66 kV","Powercor","Winter","Non-Coincident",2007,"Actual",177.29835199999999,"NA"]
[null,"VIC","BATS66","Ballarat (Powercor) 66 kV","Powercor","Winter","Coincident",2008,"TempCorrActualPOE10",151.67522,"NA"]
[null,"VIC","BATS66","Ballarat (Powercor) 66 kV","Powercor","Winter","Coincident",2008,"TempCorrActualPOE50",145.68338890000001,"NA"]
[null,"VIC","BATS66","Ballarat (Powercor) 66 kV","Powercor","Winter","Non-Coincident",2008,"TempCorrActualPOE10",173.36202320000001,"NA"]
[null,"VIC","BATS66","Ballarat (Powercor) 66 kV","Powercor","Winter","Non-Coincident",2008,"TempCorrActualPOE50",166.51346899999999,"NA"]
[null,"VIC","BATS66","Ballarat (Powercor) 66 kV","Powercor","Winter","Coincident",2008,"Actual",138.23974999999999,"NA"]
[null,"VIC","BATS66","Ballarat (Powercor) 66 kV","Powercor","Winter","Non-Coincident",2008,"Actual",163.25214399999999,"NA"]
[null,"VIC","BATS66","Ballarat (Powercor) 66 kV","Powercor","Winter","Coincident",2009,"TempCorrActualPOE10",144.04520919999999,"NA"]
[null,"VIC","BATS66","Ballarat (Powercor) 66 kV","Powercor","Winter","Coincident",2009,"TempCorrActualPOE50",138.6406336,"NA"]
[null,"VIC","BATS66","Ballarat (Powercor) 66 kV","Powercor","Winter","Non-Coincident",2009,"TempCorrActualPOE10",164.64105929999999,"NA"]
[null,"VIC","BATS66","Ballarat (Powercor) 66 kV","Powercor","Winter","Non-Coincident",2009,"TempCorrActualPOE50",158.4637275,"NA"]
[null,"VIC","BATS66","Ballarat (Powercor) 66 kV","Powercor","Winter","Coincident",2009,"Actual",149.83738199999999,"NA"]
[null,"VIC","BATS66","Ballarat (Powercor) 66 kV","Powercor","Winter","Non-Coincident",2009,"Actual",163.802368,"NA"]
[null,"VIC","BATS66","Ballarat (Powercor) 66 kV","Powercor","Winter","Coincident",2010,"TempCorrActualPOE10",142.5214666,"NA"]
[null,"VIC","BATS66","Ballarat (Powercor) 66 kV","Powercor","Winter","Coincident",2010,"TempCorrActualPOE50",137.12777360000001,"NA"]
[null,"VIC","BATS66","Ballarat (Powercor) 66 kV","Powercor","Winter","Non-Coincident",2010,"TempCorrActualPOE10",162.8994491,"NA"]
[null,"VIC","BATS66","Ballarat (Powercor) 66 kV","Powercor","Winter","Non-Coincident",2010,"TempCorrActualPOE50",156.734556,"NA"]
[null,"VIC","BATS66","Ballarat (Powercor) 66 kV","Powercor","Winter","Coincident",2010,"Actual",125.29026399999999,"NA"]
[null,"VIC","BATS66","Ballarat (Powercor) 66 kV","Powercor","Winter","Non-Coincident",2010,"Actual",152.68532999999999,"NA"]
[null,"VIC","BATS66","Ballarat (Powercor) 66 kV","Powercor","Winter","Coincident",2011,"TempCorrActualPOE10",139.78457850000001,"NA"]
[null,"VIC","BATS66","Ballarat (Powercor) 66 kV","Powercor","Winter","Coincident",2011,"TempCorrActualPOE50",134.4998439,"NA"]
[null,"VIC","BATS66","Ballarat (Powercor) 66 kV","Powercor","Winter","Non-Coincident",2011,"TempCorrActualPOE10",159.77123570000001,"NA"]
[null,"VIC","BATS66","Ballarat (Powercor) 66 kV","Powercor","Winter","Non-Coincident",2011,"TempCorrActualPOE50",153.73088000000001,"NA"]
[null,"VIC","BATS66","Ballarat (Powercor) 66 kV","Powercor","Winter","Coincident",2011,"Actual",133.04887400000001,"NA"]
[null,"VIC","BATS66","Ballarat (Powercor) 66 kV","Powercor","Winter","Non-Coincident",2011,"Actual",147.61724000000001,"NA"]
[null,"VIC","BATS66","Ballarat (Powercor) 66 kV","Powercor","Winter","Coincident",2012,"TempCorrActualPOE10",142.3222322,"NA"]
[null,"VIC","BATS66","Ballarat (Powercor) 66 kV","Powercor","Winter","Coincident",2012,"TempCorrActualPOE50",136.62048419999999,"NA"]
[null,"VIC","BATS66","Ballarat (Powercor) 66 kV","Powercor","Winter","Non-Coincident",2012,"TempCorrActualPOE10",162.67172790000001,"NA"]
[null,"VIC","BATS66","Ballarat (Powercor) 66 kV","Powercor","Winter","Non-Coincident",2012,"TempCorrActualPOE50",156.1547334,"NA"]
[null,"VIC","BATS66","Ballarat (Powercor) 66 kV","Powercor","Winter","Coincident",2012,"Actual",164.37402599999999,"NA"]
[null,"VIC","BATS66","Ballarat (Powercor) 66 kV","Powercor","Winter","Non-Coincident",2012,"Actual",164.37402599999999,"NA"]
[null,"VIC","BATS66","Ballarat (Powercor) 66 kV","Powercor","Winter","Coincident",2013,"TempCorrActualPOE10",143.65458570000001,"NA"]
[null,"VIC","BATS66","Ballarat (Powercor) 66 kV","Powercor","Winter","Coincident",2013,"TempCorrActualPOE50",137.8690679,"NA"]
[null,"VIC","BATS66","Ballarat (Powercor) 66 kV","Powercor","Winter","Non-Coincident",2013,"TempCorrActualPOE10",164.19458370000001,"NA"]
[null,"VIC","BATS66","Ballarat (Powercor) 66 kV","Powercor","Winter","Non-Coincident",2013,"TempCorrActualPOE50",157.58184199999999,"NA"]
[null,"VIC","BATS66","Ballarat (Powercor) 66 kV","Powercor","Winter","Coincident",2013,"Actual",133.33945600000001,"NA"]
[null,"VIC","BATS66","Ballarat (Powercor) 66 kV","Powercor","Winter","Non-Coincident",2013,"Actual",170.135942,"NA"]
[null,"VIC","BATS66","Ballarat (Powercor) 66 kV","Powercor","Winter","Coincident",2014,"TempCorrActualPOE10",144.6527571,"NA"]
[null,"VIC","BATS66","Ballarat (Powercor) 66 kV","Powercor","Winter","Coincident",2014,"TempCorrActualPOE50",138.7880735,"NA"]
[null,"VIC","BATS66","Ballarat (Powercor) 66 kV","Powercor","Winter","Non-Coincident",2014,"TempCorrActualPOE10",165.3354755,"NA"]
[null,"VIC","BATS66","Ballarat (Powercor) 66 kV","Powercor","Winter","Non-Coincident",2014,"TempCorrActualPOE50",158.6322486,"NA"]
[null,"VIC","BATS66","Ballarat (Powercor) 66 kV","Powercor","Winter","Coincident",2014,"Actual",124.998608,"NA"]
[null,"VIC","BATS66","Ballarat (Powercor) 66 kV","Powercor","Winter","Non-Coincident",2014,"Actual",148.744204,"NA"]
[null,"VIC","BATS66","Ballarat (Powercor) 66 kV","Powercor","Winter","Non-Coincident",2015,"POE10",158.9888468,0.898551879]
[null,"VIC","BATS66","Ballarat (Powercor) 66 kV","Powercor","Winter","Non-Coincident",2015,"POE50",152.46379450000001,0.88660419700000004]
[null,"VIC","BATS66","Ballarat (Powercor) 66 kV","Powercor","Winter","Coincident",2015,"POE10",142.85972709999999,0.898551879]
[null,"VIC","BATS66","Ballarat (Powercor) 66 kV","Powercor","Winter","Coincident",2015,"POE50",135.17504009999999,0.88660419700000004]
[null,"VIC","BATS66","Ballarat (Powercor) 66 kV","Powercor","Winter","Non-Coincident",2016,"POE10",158.8450641,0.898504835]
[null,"VIC","BATS66","Ballarat (Powercor) 66 kV","Powercor","Winter","Non-Coincident",2016,"POE50",152.671626,0.88652960700000005]
[null,"VIC","BATS66","Ballarat (Powercor) 66 kV","Powercor","Winter","Coincident",2016,"POE10",142.7230582,0.898504835]
[null,"VIC","BATS66","Ballarat (Powercor) 66 kV","Powercor","Winter","Coincident",2016,"POE50",135.34791659999999,0.88652960700000005]
[null,"VIC","BATS66","Ballarat (Powercor) 66 kV","Powercor","Winter","Non-Coincident",2017,"POE10",160.4076297,0.89832577400000002]
[null,"VIC","BATS66","Ballarat (Powercor) 66 kV","Powercor","Winter","Non-Coincident",2017,"POE50",154.3587254,0.88632746500000004]
[null,"VIC","BATS66","Ballarat (Powercor) 66 kV","Powercor","Winter","Coincident",2017,"POE10",144.0983081,0.89832577400000002]
[null,"VIC","BATS66","Ballarat (Powercor) 66 kV","Powercor","Winter","Coincident",2017,"POE50",136.81237780000001,0.88632746500000004]
[null,"VIC","BATS66","Ballarat (Powercor) 66 kV","Powercor","Winter","Non-Coincident",2018,"POE10",160.75613680000001,0.89799469399999998]
[null,"VIC","BATS66","Ballarat (Powercor) 66 kV","Powercor","Winter","Non-Coincident",2018,"POE50",154.4092742,0.88600312599999997]
[null,"VIC","BATS66","Ballarat (Powercor) 66 kV","Powercor","Winter","Coincident",2018,"POE10",144.35815790000001,0.89799469399999998]
[null,"VIC","BATS66","Ballarat (Powercor) 66 kV","Powercor","Winter","Coincident",2018,"POE50",136.80709959999999,0.88600312599999997]
[null,"VIC","BATS66","Ballarat (Powercor) 66 kV","Powercor","Winter","Non-Coincident",2019,"POE10",162.8280408,0.89763322000000001]
[null,"VIC","BATS66","Ballarat (Powercor) 66 kV","Powercor","Winter","Non-Coincident",2019,"POE50",155.96858889999999,0.88570662700000002]
[null,"VIC","BATS66","Ballarat (Powercor) 66 kV","Powercor","Winter","Coincident",2019,"POE10",146.15985850000001,0.89763322000000001]
[null,"VIC","BATS66","Ballarat (Powercor) 66 kV","Powercor","Winter","Coincident",2019,"POE50",138.14241279999999,0.88570662700000002]
[null,"VIC","BATS66","Ballarat (Powercor) 66 kV","Powercor","Winter","Non-Coincident",2020,"POE10",164.50769550000001,0.89732625099999996]
[null,"VIC","BATS66","Ballarat (Powercor) 66 kV","Powercor","Winter","Non-Coincident",2020,"POE50",157.7007955,0.88537470699999998]
[null,"VIC","BATS66","Ballarat (Powercor) 66 kV","Powercor","Winter","Coincident",2020,"POE10",147.61707369999999,0.89732625099999996]
[null,"VIC","BATS66","Ballarat (Powercor) 66 kV","Powercor","Winter","Coincident",2020,"POE50",139.62429560000001,0.88537470699999998]
[null,"VIC","BATS66","Ballarat (Powercor) 66 kV","Powercor","Winter","Non-Coincident",2021,"POE10",166.06880200000001,0.89709086199999999]
[null,"VIC","BATS66","Ballarat (Powercor) 66 kV","Powercor","Winter","Non-Coincident",2021,"POE50",159.43191920000001,0.88511072999999996]
[null,"VIC","BATS66","Ballarat (Powercor) 66 kV","Powercor","Winter","Coincident",2021,"POE10",148.97880480000001,0.89709086199999999]
[null,"VIC","BATS66","Ballarat (Powercor) 66 kV","Powercor","Winter","Coincident",2021,"POE50",141.11490240000001,0.88511072999999996]
[null,"VIC","BATS66","Ballarat (Powercor) 66 kV","Powercor","Winter","Non-Coincident",2022,"POE10",168.27310679999999,0.896732164]
[null,"VIC","BATS66","Ballarat (Powercor) 66 kV","Powercor","Winter","Non-Coincident",2022,"POE50",161.16619600000001,0.884813933]
[null,"VIC","BATS66","Ballarat (Powercor) 66 kV","Powercor","Winter","Coincident",2022,"POE10",150.89590709999999,0.896732164]
[null,"VIC","BATS66","Ballarat (Powercor) 66 kV","Powercor","Winter","Coincident",2022,"POE50",142.6020958,0.884813933]
[null,"VIC","BATS66","Ballarat (Powercor) 66 kV","Powercor","Winter","Non-Coincident",2023,"POE10",170.7195949,0.89635026200000001]
[null,"VIC","BATS66","Ballarat (Powercor) 66 kV","Powercor","Winter","Non-Coincident",2023,"POE50",163.25016439999999,0.88448015199999996]
[null,"VIC","BATS66","Ballarat (Powercor) 66 kV","Powercor","Winter","Coincident",2023,"POE10",153.02455359999999,0.89635026200000001]
[null,"VIC","BATS66","Ballarat (Powercor) 66 kV","Powercor","Winter","Coincident",2023,"POE50",144.3915303,0.88448015199999996]
[null,"VIC","BATS66","Ballarat (Powercor) 66 kV","Powercor","Winter","Non-Coincident",2024,"POE10",173.67444950000001,0.89587245400000004]
[null,"VIC","BATS66","Ballarat (Powercor) 66 kV","Powercor","Winter","Non-Coincident",2024,"POE50",165.96036409999999,0.88403641200000005]
[null,"VIC","BATS66","Ballarat (Powercor) 66 kV","Powercor","Winter","Coincident",2024,"POE10",155.59015539999999,0.89587245400000004]
[null,"VIC","BATS66","Ballarat (Powercor) 66 kV","Powercor","Winter","Coincident",2024,"POE50",146.7150048,0.88403641200000005]
[null,"VIC","BETS22","Bendigo (Powercor) 22 kV","Powercor","Summer","Coincident",2006,"TempCorrActualPOE10",39.044806690000001,"NA"]
[null,"VIC","BETS22","Bendigo (Powercor) 22 kV","Powercor","Summer","Coincident",2006,"TempCorrActualPOE50",35.387283830000001,"NA"]
[null,"VIC","BETS22","Bendigo (Powercor) 22 kV","Powercor","Summer","Non-Coincident",2006,"TempCorrActualPOE10",42.1547451,"NA"]
[null,"VIC","BETS22","Bendigo (Powercor) 22 kV","Powercor","Summer","Non-Coincident",2006,"TempCorrActualPOE50",38.205945030000002,"NA"]
[null,"VIC","BETS22","Bendigo (Powercor) 22 kV","Powercor","Summer","Coincident",2006,"Actual",32.584511999999997,"NA"]
[null,"VIC","BETS22","Bendigo (Powercor) 22 kV","Powercor","Summer","Non-Coincident",2006,"Actual",36.064666000000003,"NA"]
[null,"VIC","BETS22","Bendigo (Powercor) 22 kV","Powercor","Summer","Coincident",2007,"TempCorrActualPOE10",44.527483599999996,"NA"]
[null,"VIC","BETS22","Bendigo (Powercor) 22 kV","Powercor","Summer","Coincident",2007,"TempCorrActualPOE50",40.783030259999997,"NA"]
[null,"VIC","BETS22","Bendigo (Powercor) 22 kV","Powercor","Summer","Non-Coincident",2007,"TempCorrActualPOE10",48.074132949999999,"NA"]
[null,"VIC","BETS22","Bendigo (Powercor) 22 kV","Powercor","Summer","Non-Coincident",2007,"TempCorrActualPOE50",44.031479439999998,"NA"]
[null,"VIC","BETS22","Bendigo (Powercor) 22 kV","Powercor","Summer","Coincident",2007,"Actual",43.942554000000001,"NA"]
[null,"VIC","BETS22","Bendigo (Powercor) 22 kV","Powercor","Summer","Non-Coincident",2007,"Actual",43.942554000000001,"NA"]
[null,"VIC","BETS22","Bendigo (Powercor) 22 kV","Powercor","Summer","Coincident",2008,"TempCorrActualPOE10",46.939612169999997,"NA"]
[null,"VIC","BETS22","Bendigo (Powercor) 22 kV","Powercor","Summer","Coincident",2008,"TempCorrActualPOE50",42.72593766,"NA"]
[null,"VIC","BETS22","Bendigo (Powercor) 22 kV","Powercor","Summer","Non-Coincident",2008,"TempCorrActualPOE10",50.679089570000002,"NA"]
[null,"VIC","BETS22","Bendigo (Powercor) 22 kV","Powercor","Summer","Non-Coincident",2008,"TempCorrActualPOE50",46.129847130000002,"NA"]
[null,"VIC","BETS22","Bendigo (Powercor) 22 kV","Powercor","Summer","Coincident",2008,"Actual",43.724469999999997,"NA"]
[null,"VIC","BETS22","Bendigo (Powercor) 22 kV","Powercor","Summer","Non-Coincident",2008,"Actual",48.924996,"NA"]
[null,"VIC","BETS22","Bendigo (Powercor) 22 kV","Powercor","Summer","Coincident",2009,"TempCorrActualPOE10",50.022257400000001,"NA"]
[null,"VIC","BETS22","Bendigo (Powercor) 22 kV","Powercor","Summer","Coincident",2009,"TempCorrActualPOE50",45.561833300000004,"NA"]
[null,"VIC","BETS22","Bendigo (Powercor) 22 kV","Powercor","Summer","Non-Coincident",2009,"TempCorrActualPOE10",54.008884299999998,"NA"]
[null,"VIC","BETS22","Bendigo (Powercor) 22 kV","Powercor","Summer","Non-Coincident",2009,"TempCorrActualPOE50",49.193241669999999,"NA"]
[null,"VIC","BETS22","Bendigo (Powercor) 22 kV","Powercor","Summer","Coincident",2009,"Actual",54.361503999999996,"NA"]
[null,"VIC","BETS22","Bendigo (Powercor) 22 kV","Powercor","Summer","Non-Coincident",2009,"Actual",54.361503999999996,"NA"]
[null,"VIC","BETS22","Bendigo (Powercor) 22 kV","Powercor","Summer","Coincident",2010,"TempCorrActualPOE10",54.67288121,"NA"]
[null,"VIC","BETS22","Bendigo (Powercor) 22 kV","Powercor","Summer","Coincident",2010,"TempCorrActualPOE50",49.937334010000001,"NA"]
[null,"VIC","BETS22","Bendigo (Powercor) 22 kV","Powercor","Summer","Non-Coincident",2010,"TempCorrActualPOE10",59.034564699999997,"NA"]
[null,"VIC","BETS22","Bendigo (Powercor) 22 kV","Powercor","Summer","Non-Coincident",2010,"TempCorrActualPOE50",53.921888760000002,"NA"]
[null,"VIC","BETS22","Bendigo (Powercor) 22 kV","Powercor","Summer","Coincident",2010,"Actual",57.036588000000002,"NA"]
[null,"VIC","BETS22","Bendigo (Powercor) 22 kV","Powercor","Summer","Non-Coincident",2010,"Actual",57.210265999999997,"NA"]
[null,"VIC","BETS22","Bendigo (Powercor) 22 kV","Powercor","Summer","Coincident",2011,"TempCorrActualPOE10",54.39749458,"NA"]
[null,"VIC","BETS22","Bendigo (Powercor) 22 kV","Powercor","Summer","Coincident",2011,"TempCorrActualPOE50",49.76131779,"NA"]
[null,"VIC","BETS22","Bendigo (Powercor) 22 kV","Powercor","Summer","Non-Coincident",2011,"TempCorrActualPOE10",58.764811659999999,"NA"]
[null,"VIC","BETS22","Bendigo (Powercor) 22 kV","Powercor","Summer","Non-Coincident",2011,"TempCorrActualPOE50",53.759419780000002,"NA"]
[null,"VIC","BETS22","Bendigo (Powercor) 22 kV","Powercor","Summer","Coincident",2011,"Actual",50.724924000000001,"NA"]
[null,"VIC","BETS22","Bendigo (Powercor) 22 kV","Powercor","Summer","Non-Coincident",2011,"Actual",55.533875999999999,"NA"]
[null,"VIC","BETS22","Bendigo (Powercor) 22 kV","Powercor","Summer","Coincident",2012,"TempCorrActualPOE10",50.754725950000001,"NA"]
[null,"VIC","BETS22","Bendigo (Powercor) 22 kV","Powercor","Summer","Coincident",2012,"TempCorrActualPOE50",46.013664640000002,"NA"]
[null,"VIC","BETS22","Bendigo (Powercor) 22 kV","Powercor","Summer","Non-Coincident",2012,"TempCorrActualPOE10",54.899560880000003,"NA"]
[null,"VIC","BETS22","Bendigo (Powercor) 22 kV","Powercor","Summer","Non-Coincident",2012,"TempCorrActualPOE50",49.780267709999997,"NA"]
[null,"VIC","BETS22","Bendigo (Powercor) 22 kV","Powercor","Summer","Coincident",2012,"Actual",42.181657999999999,"NA"]
[null,"VIC","BETS22","Bendigo (Powercor) 22 kV","Powercor","Summer","Non-Coincident",2012,"Actual",45.228942000000004,"NA"]
[null,"VIC","BETS22","Bendigo (Powercor) 22 kV","Powercor","Summer","Coincident",2013,"TempCorrActualPOE10",50.429499399999997,"NA"]
[null,"VIC","BETS22","Bendigo (Powercor) 22 kV","Powercor","Summer","Coincident",2013,"TempCorrActualPOE50",45.664111030000001,"NA"]
[null,"VIC","BETS22","Bendigo (Powercor) 22 kV","Powercor","Summer","Non-Coincident",2013,"TempCorrActualPOE10",54.636228889999998,"NA"]
[null,"VIC","BETS22","Bendigo (Powercor) 22 kV","Powercor","Summer","Non-Coincident",2013,"TempCorrActualPOE50",49.487895709999997,"NA"]
[null,"VIC","BETS22","Bendigo (Powercor) 22 kV","Powercor","Summer","Coincident",2013,"Actual",45.917068,"NA"]
[null,"VIC","BETS22","Bendigo (Powercor) 22 kV","Powercor","Summer","Non-Coincident",2013,"Actual",48.505096000000002,"NA"]
[null,"VIC","BETS22","Bendigo (Powercor) 22 kV","Powercor","Summer","Coincident",2014,"TempCorrActualPOE10",51.361067949999999,"NA"]
[null,"VIC","BETS22","Bendigo (Powercor) 22 kV","Powercor","Summer","Coincident",2014,"TempCorrActualPOE50",45.97472715,"NA"]
[null,"VIC","BETS22","Bendigo (Powercor) 22 kV","Powercor","Summer","Non-Coincident",2014,"TempCorrActualPOE10",55.684906060000003,"NA"]
[null,"VIC","BETS22","Bendigo (Powercor) 22 kV","Powercor","Summer","Non-Coincident",2014,"TempCorrActualPOE50",49.86446119,"NA"]
[null,"VIC","BETS22","Bendigo (Powercor) 22 kV","Powercor","Summer","Coincident",2014,"Actual",51.066403999999999,"NA"]
[null,"VIC","BETS22","Bendigo (Powercor) 22 kV","Powercor","Summer","Non-Coincident",2014,"Actual",53.696708000000001,"NA"]
[null,"VIC","BETS22","Bendigo (Powercor) 22 kV","Powercor","Summer","Coincident",2015,"TempCorrActualPOE10",55.455952240000002,"NA"]
[null,"VIC","BETS22","Bendigo (Powercor) 22 kV","Powercor","Summer","Coincident",2015,"TempCorrActualPOE50",50.04115685,"NA"]
[null,"VIC","BETS22","Bendigo (Powercor) 22 kV","Powercor","Summer","Non-Coincident",2015,"TempCorrActualPOE10",60.153195019999998,"NA"]
[null,"VIC","BETS22","Bendigo (Powercor) 22 kV","Powercor","Summer","Non-Coincident",2015,"TempCorrActualPOE50",54.302002309999999,"NA"]
[null,"VIC","BETS22","Bendigo (Powercor) 22 kV","Powercor","Summer","Coincident",2015,"Actual",45.824607999999998,"NA"]
[null,"VIC","BETS22","Bendigo (Powercor) 22 kV","Powercor","Summer","Non-Coincident",2015,"Actual",51.633800000000001,"NA"]
[null,"VIC","BETS22","Bendigo (Powercor) 22 kV","Powercor","Summer","Non-Coincident",2016,"POE10",62.213769470000003,0.89019665999999997]
[null,"VIC","BETS22","Bendigo (Powercor) 22 kV","Powercor","Summer","Non-Coincident",2016,"POE50",56.36745114,0.85892908899999998]
[null,"VIC","BETS22","Bendigo (Powercor) 22 kV","Powercor","Summer","Coincident",2016,"POE10",55.382489790000001,0.89019665999999997]
[null,"VIC","BETS22","Bendigo (Powercor) 22 kV","Powercor","Summer","Coincident",2016,"POE50",48.415643439999997,0.85892908899999998]
[null,"VIC","BETS22","Bendigo (Powercor) 22 kV","Powercor","Summer","Non-Coincident",2017,"POE10",62.882710760000002,0.89015909500000001]
[null,"VIC","BETS22","Bendigo (Powercor) 22 kV","Powercor","Summer","Non-Coincident",2017,"POE50",56.841863789999998,0.85892908499999998]
[null,"VIC","BETS22","Bendigo (Powercor) 22 kV","Powercor","Summer","Coincident",2017,"POE10",55.975616889999998,0.89015909500000001]
[null,"VIC","BETS22","Bendigo (Powercor) 22 kV","Powercor","Summer","Coincident",2017,"POE50",48.823130050000003,0.85892908499999998]
[null,"VIC","BETS22","Bendigo (Powercor) 22 kV","Powercor","Summer","Non-Coincident",2018,"POE10",62.671977980000001,0.889988204]
[null,"VIC","BETS22","Bendigo (Powercor) 22 kV","Powercor","Summer","Non-Coincident",2018,"POE50",56.836774239999997,0.85881063000000002]
[null,"VIC","BETS22","Bendigo (Powercor) 22 kV","Powercor","Summer","Coincident",2018,"POE10",55.777321110000003,0.889988204]
[null,"VIC","BETS22","Bendigo (Powercor) 22 kV","Powercor","Summer","Coincident",2018,"POE50",48.812025869999999,0.85881063000000002]
[null,"VIC","BETS22","Bendigo (Powercor) 22 kV","Powercor","Summer","Non-Coincident",2019,"POE10",62.935927,0.88980035000000002]
[null,"VIC","BETS22","Bendigo (Powercor) 22 kV","Powercor","Summer","Non-Coincident",2019,"POE50",56.94037531,0.85870959099999999]
[null,"VIC","BETS22","Bendigo (Powercor) 22 kV","Powercor","Summer","Coincident",2019,"POE10",56.000409869999999,0.88980035000000002]
[null,"VIC","BETS22","Bendigo (Powercor) 22 kV","Powercor","Summer","Coincident",2019,"POE50",48.895246419999999,0.85870959099999999]
[null,"VIC","BETS22","Bendigo (Powercor) 22 kV","Powercor","Summer","Non-Coincident",2020,"POE10",63.385445019999999,0.88948976599999996]
[null,"VIC","BETS22","Bendigo (Powercor) 22 kV","Powercor","Summer","Non-Coincident",2020,"POE50",56.884930310000001,0.85856267600000002]
[null,"VIC","BETS22","Bendigo (Powercor) 22 kV","Powercor","Summer","Coincident",2020,"POE10",56.380704649999998,0.88948976599999996]
[null,"VIC","BETS22","Bendigo (Powercor) 22 kV","Powercor","Summer","Coincident",2020,"POE50",48.839277989999999,0.85856267600000002]
[null,"VIC","BETS22","Bendigo (Powercor) 22 kV","Powercor","Summer","Non-Coincident",2021,"POE10",63.564896330000003,0.889315941]
[null,"VIC","BETS22","Bendigo (Powercor) 22 kV","Powercor","Summer","Non-Coincident",2021,"POE50",56.901832759999998,0.85852058099999995]
[null,"VIC","BETS22","Bendigo (Powercor) 22 kV","Powercor","Summer","Coincident",2021,"POE10",56.52927562,0.889315941]
[null,"VIC","BETS22","Bendigo (Powercor) 22 kV","Powercor","Summer","Coincident",2021,"POE50",48.851394519999999,0.85852058099999995]
[null,"VIC","BETS22","Bendigo (Powercor) 22 kV","Powercor","Summer","Non-Coincident",2022,"POE10",63.819253600000003,0.88913768800000004]
[null,"VIC","BETS22","Bendigo (Powercor) 22 kV","Powercor","Summer","Non-Coincident",2022,"POE50",57.32909317,0.85842646099999997]
[null,"VIC","BETS22","Bendigo (Powercor) 22 kV","Powercor","Summer","Coincident",2022,"POE10",56.744103619999997,0.88913768800000004]
[null,"VIC","BETS22","Bendigo (Powercor) 22 kV","Powercor","Summer","Coincident",2022,"POE50",49.21281054,0.85842646099999997]
[null,"VIC","BETS22","Bendigo (Powercor) 22 kV","Powercor","Summer","Non-Coincident",2023,"POE10",64.319864179999996,0.88889251599999997]
[null,"VIC","BETS22","Bendigo (Powercor) 22 kV","Powercor","Summer","Non-Coincident",2023,"POE50",57.468567120000003,0.85837559699999999]
[null,"VIC","BETS22","Bendigo (Powercor) 22 kV","Powercor","Summer","Coincident",2023,"POE10",57.17344593,0.88889251599999997]
[null,"VIC","BETS22","Bendigo (Powercor) 22 kV","Powercor","Summer","Coincident",2023,"POE50",49.329615599999997,0.85837559699999999]
[null,"VIC","BETS22","Bendigo (Powercor) 22 kV","Powercor","Summer","Non-Coincident",2024,"POE10",65.005018500000006,0.88859016199999996]
[null,"VIC","BETS22","Bendigo (Powercor) 22 kV","Powercor","Summer","Non-Coincident",2024,"POE50",58.157594840000002,0.85822570899999995]
[null,"VIC","BETS22","Bendigo (Powercor) 22 kV","Powercor","Summer","Coincident",2024,"POE10",57.762819880000002,0.88859016199999996]
[null,"VIC","BETS22","Bendigo (Powercor) 22 kV","Powercor","Summer","Coincident",2024,"POE50",49.912343069999999,0.85822570899999995]
[null,"VIC","BETS22","Bendigo (Powercor) 22 kV","Powercor","Summer","Non-Coincident",2025,"POE10",65.888849199999996,0.88821335499999998]
[null,"VIC","BETS22","Bendigo (Powercor) 22 kV","Powercor","Summer","Non-Coincident",2025,"POE50",58.77852472,0.85807559899999997]
[null,"VIC","BETS22","Bendigo (Powercor) 22 kV","Powercor","Summer","Coincident",2025,"POE10",58.52335583,0.88821335499999998]
[null,"VIC","BETS22","Bendigo (Powercor) 22 kV","Powercor","Summer","Coincident",2025,"POE50",50.436417820000003,0.85807559899999997]
[null,"VIC","BETS22","Bendigo (Powercor) 22 kV","Powercor","Winter","Coincident",2005,"TempCorrActualPOE10",27.011792100000001,"NA"]
[null,"VIC","BETS22","Bendigo (Powercor) 22 kV","Powercor","Winter","Coincident",2005,"TempCorrActualPOE50",26.057072990000002,"NA"]
[null,"VIC","BETS22","Bendigo (Powercor) 22 kV","Powercor","Winter","Non-Coincident",2005,"TempCorrActualPOE10",27.86491037,"NA"]
[null,"VIC","BETS22","Bendigo (Powercor) 22 kV","Powercor","Winter","Non-Coincident",2005,"TempCorrActualPOE50",26.88003818,"NA"]
[null,"VIC","BETS22","Bendigo (Powercor) 22 kV","Powercor","Winter","Coincident",2005,"Actual",25.195162,"NA"]
[null,"VIC","BETS22","Bendigo (Powercor) 22 kV","Powercor","Winter","Non-Coincident",2005,"Actual",25.809718,"NA"]
[null,"VIC","BETS22","Bendigo (Powercor) 22 kV","Powercor","Winter","Coincident",2006,"TempCorrActualPOE10",31.41245821,"NA"]
[null,"VIC","BETS22","Bendigo (Powercor) 22 kV","Powercor","Winter","Coincident",2006,"TempCorrActualPOE50",30.473830320000001,"NA"]
[null,"VIC","BETS22","Bendigo (Powercor) 22 kV","Powercor","Winter","Non-Coincident",2006,"TempCorrActualPOE10",32.404563500000002,"NA"]
[null,"VIC","BETS22","Bendigo (Powercor) 22 kV","Powercor","Winter","Non-Coincident",2006,"TempCorrActualPOE50",31.436290759999999,"NA"]
[null,"VIC","BETS22","Bendigo (Powercor) 22 kV","Powercor","Winter","Coincident",2006,"Actual",26.631388000000001,"NA"]
[null,"VIC","BETS22","Bendigo (Powercor) 22 kV","Powercor","Winter","Non-Coincident",2006,"Actual",30.944766000000001,"NA"]
[null,"VIC","BETS22","Bendigo (Powercor) 22 kV","Powercor","Winter","Coincident",2007,"TempCorrActualPOE10",33.596261570000003,"NA"]
[null,"VIC","BETS22","Bendigo (Powercor) 22 kV","Powercor","Winter","Coincident",2007,"TempCorrActualPOE50",32.629315849999998,"NA"]
[null,"VIC","BETS22","Bendigo (Powercor) 22 kV","Powercor","Winter","Non-Coincident",2007,"TempCorrActualPOE10",34.65733831,"NA"]
[null,"VIC","BETS22","Bendigo (Powercor) 22 kV","Powercor","Winter","Non-Coincident",2007,"TempCorrActualPOE50",33.65985337,"NA"]
[null,"VIC","BETS22","Bendigo (Powercor) 22 kV","Powercor","Winter","Coincident",2007,"Actual",34.082216000000003,"NA"]
[null,"VIC","BETS22","Bendigo (Powercor) 22 kV","Powercor","Winter","Non-Coincident",2007,"Actual",34.452762,"NA"]
[null,"VIC","BETS22","Bendigo (Powercor) 22 kV","Powercor","Winter","Coincident",2008,"TempCorrActualPOE10",35.470765219999997,"NA"]
[null,"VIC","BETS22","Bendigo (Powercor) 22 kV","Powercor","Winter","Coincident",2008,"TempCorrActualPOE50",34.504459670000003,"NA"]
[null,"VIC","BETS22","Bendigo (Powercor) 22 kV","Powercor","Winter","Non-Coincident",2008,"TempCorrActualPOE10",36.591044740000001,"NA"]
[null,"VIC","BETS22","Bendigo (Powercor) 22 kV","Powercor","Winter","Non-Coincident",2008,"TempCorrActualPOE50",35.594220200000002,"NA"]
[null,"VIC","BETS22","Bendigo (Powercor) 22 kV","Powercor","Winter","Coincident",2008,"Actual",33.498052000000001,"NA"]
[null,"VIC","BETS22","Bendigo (Powercor) 22 kV","Powercor","Winter","Non-Coincident",2008,"Actual",34.827136000000003,"NA"]
[null,"VIC","BETS22","Bendigo (Powercor) 22 kV","Powercor","Winter","Coincident",2009,"TempCorrActualPOE10",36.922525749999998,"NA"]
[null,"VIC","BETS22","Bendigo (Powercor) 22 kV","Powercor","Winter","Coincident",2009,"TempCorrActualPOE50",35.939864800000002,"NA"]
[null,"VIC","BETS22","Bendigo (Powercor) 22 kV","Powercor","Winter","Non-Coincident",2009,"TempCorrActualPOE10",38.088656489999998,"NA"]
[null,"VIC","BETS22","Bendigo (Powercor) 22 kV","Powercor","Winter","Non-Coincident",2009,"TempCorrActualPOE50",37.074959980000003,"NA"]
[null,"VIC","BETS22","Bendigo (Powercor) 22 kV","Powercor","Winter","Coincident",2009,"Actual",35.728116,"NA"]
[null,"VIC","BETS22","Bendigo (Powercor) 22 kV","Powercor","Winter","Non-Coincident",2009,"Actual",36.197023999999999,"NA"]
[null,"VIC","BETS22","Bendigo (Powercor) 22 kV","Powercor","Winter","Coincident",2010,"TempCorrActualPOE10",40.802384949999997,"NA"]
[null,"VIC","BETS22","Bendigo (Powercor) 22 kV","Powercor","Winter","Coincident",2010,"TempCorrActualPOE50",39.679174000000003,"NA"]
[null,"VIC","BETS22","Bendigo (Powercor) 22 kV","Powercor","Winter","Non-Coincident",2010,"TempCorrActualPOE10",42.091053969999997,"NA"]
[null,"VIC","BETS22","Bendigo (Powercor) 22 kV","Powercor","Winter","Non-Coincident",2010,"TempCorrActualPOE50",40.932368449999998,"NA"]
[null,"VIC","BETS22","Bendigo (Powercor) 22 kV","Powercor","Winter","Coincident",2010,"Actual",40.305242,"NA"]
[null,"VIC","BETS22","Bendigo (Powercor) 22 kV","Powercor","Winter","Non-Coincident",2010,"Actual",40.552334000000002,"NA"]
[null,"VIC","BETS22","Bendigo (Powercor) 22 kV","Powercor","Winter","Coincident",2011,"TempCorrActualPOE10",37.947559839999997,"NA"]
[null,"VIC","BETS22","Bendigo (Powercor) 22 kV","Powercor","Winter","Coincident",2011,"TempCorrActualPOE50",36.801865849999999,"NA"]
[null,"VIC","BETS22","Bendigo (Powercor) 22 kV","Powercor","Winter","Non-Coincident",2011,"TempCorrActualPOE10",39.146064420000002,"NA"]
[null,"VIC","BETS22","Bendigo (Powercor) 22 kV","Powercor","Winter","Non-Coincident",2011,"TempCorrActualPOE50",37.964185759999999,"NA"]
[null,"VIC","BETS22","Bendigo (Powercor) 22 kV","Powercor","Winter","Coincident",2011,"Actual",36.570825999999997,"NA"]
[null,"VIC","BETS22","Bendigo (Powercor) 22 kV","Powercor","Winter","Non-Coincident",2011,"Actual",37.941130000000001,"NA"]
[null,"VIC","BETS22","Bendigo (Powercor) 22 kV","Powercor","Winter","Coincident",2012,"TempCorrActualPOE10",37.646032249999998,"NA"]
[null,"VIC","BETS22","Bendigo (Powercor) 22 kV","Powercor","Winter","Coincident",2012,"TempCorrActualPOE50",36.541996230000002,"NA"]
[null,"VIC","BETS22","Bendigo (Powercor) 22 kV","Powercor","Winter","Non-Coincident",2012,"TempCorrActualPOE10",38.835013619999998,"NA"]
[null,"VIC","BETS22","Bendigo (Powercor) 22 kV","Powercor","Winter","Non-Coincident",2012,"TempCorrActualPOE50",37.696108629999998,"NA"]
[null,"VIC","BETS22","Bendigo (Powercor) 22 kV","Powercor","Winter","Coincident",2012,"Actual",36.813507999999999,"NA"]
[null,"VIC","BETS22","Bendigo (Powercor) 22 kV","Powercor","Winter","Non-Coincident",2012,"Actual",36.813507999999999,"NA"]
[null,"VIC","BETS22","Bendigo (Powercor) 22 kV","Powercor","Winter","Coincident",2013,"TempCorrActualPOE10",39.815088529999997,"NA"]
[null,"VIC","BETS22","Bendigo (Powercor) 22 kV","Powercor","Winter","Coincident",2013,"TempCorrActualPOE50",38.170973279999998,"NA"]
[null,"VIC","BETS22","Bendigo (Powercor) 22 kV","Powercor","Winter","Non-Coincident",2013,"TempCorrActualPOE10",41.0725756,"NA"]
[null,"VIC","BETS22","Bendigo (Powercor) 22 kV","Powercor","Winter","Non-Coincident",2013,"TempCorrActualPOE50",39.376533960000003,"NA"]
[null,"VIC","BETS22","Bendigo (Powercor) 22 kV","Powercor","Winter","Coincident",2013,"Actual",33.341382000000003,"NA"]
[null,"VIC","BETS22","Bendigo (Powercor) 22 kV","Powercor","Winter","Non-Coincident",2013,"Actual",35.991481999999998,"NA"]
[null,"VIC","BETS22","Bendigo (Powercor) 22 kV","Powercor","Winter","Coincident",2014,"TempCorrActualPOE10",43.05063088,"NA"]
[null,"VIC","BETS22","Bendigo (Powercor) 22 kV","Powercor","Winter","Coincident",2014,"TempCorrActualPOE50",41.407924870000002,"NA"]
[null,"VIC","BETS22","Bendigo (Powercor) 22 kV","Powercor","Winter","Non-Coincident",2014,"TempCorrActualPOE10",44.410306660000003,"NA"]
[null,"VIC","BETS22","Bendigo (Powercor) 22 kV","Powercor","Winter","Non-Coincident",2014,"TempCorrActualPOE50",42.715718770000002,"NA"]
[null,"VIC","BETS22","Bendigo (Powercor) 22 kV","Powercor","Winter","Coincident",2014,"Actual",42.570480000000003,"NA"]
[null,"VIC","BETS22","Bendigo (Powercor) 22 kV","Powercor","Winter","Non-Coincident",2014,"Actual",44.217128000000002,"NA"]
[null,"VIC","BETS22","Bendigo (Powercor) 22 kV","Powercor","Winter","Non-Coincident",2015,"POE10",42.571830110000001,0.99558475499999999]
[null,"VIC","BETS22","Bendigo (Powercor) 22 kV","Powercor","Winter","Non-Coincident",2015,"POE50",40.855352379999999,0.98234686599999999]
[null,"VIC","BETS22","Bendigo (Powercor) 22 kV","Powercor","Winter","Coincident",2015,"POE10",42.383865069999999,0.99558475499999999]
[null,"VIC","BETS22","Bendigo (Powercor) 22 kV","Powercor","Winter","Coincident",2015,"POE50",40.134127370000002,0.98234686599999999]
[null,"VIC","BETS22","Bendigo (Powercor) 22 kV","Powercor","Winter","Non-Coincident",2016,"POE10",49.257054969999999,0.995532631]
[null,"VIC","BETS22","Bendigo (Powercor) 22 kV","Powercor","Winter","Non-Coincident",2016,"POE50",47.567218240000003,0.98226422099999999]
[null,"VIC","BETS22","Bendigo (Powercor) 22 kV","Powercor","Winter","Coincident",2016,"POE10",49.037005540000003,0.995532631]
[null,"VIC","BETS22","Bendigo (Powercor) 22 kV","Powercor","Winter","Coincident",2016,"POE50",46.723576559999998,0.98226422099999999]
[null,"VIC","BETS22","Bendigo (Powercor) 22 kV","Powercor","Winter","Non-Coincident",2017,"POE10",50.272015199999998,0.99533423399999998]
[null,"VIC","BETS22","Bendigo (Powercor) 22 kV","Powercor","Winter","Non-Coincident",2017,"POE50",48.550227540000002,0.98204025100000003]
[null,"VIC","BETS22","Bendigo (Powercor) 22 kV","Powercor","Winter","Coincident",2017,"POE10",50.037457709999998,0.99533423399999998]
[null,"VIC","BETS22","Bendigo (Powercor) 22 kV","Powercor","Winter","Coincident",2017,"POE50",47.678277629999997,0.98204025100000003]
[null,"VIC","BETS22","Bendigo (Powercor) 22 kV","Powercor","Winter","Non-Coincident",2018,"POE10",50.652234780000001,0.99496740100000003]
[null,"VIC","BETS22","Bendigo (Powercor) 22 kV","Powercor","Winter","Non-Coincident",2018,"POE50",48.759310030000002,0.981680887]
[null,"VIC","BETS22","Bendigo (Powercor) 22 kV","Powercor","Winter","Coincident",2018,"POE10",50.397322379999999,0.99496740100000003]
[null,"VIC","BETS22","Bendigo (Powercor) 22 kV","Powercor","Winter","Coincident",2018,"POE50",47.8660827,0.981680887]
[null,"VIC","BETS22","Bendigo (Powercor) 22 kV","Powercor","Winter","Non-Coincident",2019,"POE10",51.479598549999999,0.99456689099999995]
[null,"VIC","BETS22","Bendigo (Powercor) 22 kV","Powercor","Winter","Non-Coincident",2019,"POE50",49.354981690000002,0.981352369]
[null,"VIC","BETS22","Bendigo (Powercor) 22 kV","Powercor","Winter","Coincident",2019,"POE10",51.1999043,0.99456689099999995]
[null,"VIC","BETS22","Bendigo (Powercor) 22 kV","Powercor","Winter","Coincident",2019,"POE50",48.43462821,0.981352369]
[null,"VIC","BETS22","Bendigo (Powercor) 22 kV","Powercor","Winter","Non-Coincident",2020,"POE10",52.099886689999998,0.99422677400000004]
[null,"VIC","BETS22","Bendigo (Powercor) 22 kV","Powercor","Winter","Non-Coincident",2020,"POE50",49.928891800000002,0.98098460499999995]
[null,"VIC","BETS22","Bendigo (Powercor) 22 kV","Powercor","Winter","Coincident",2020,"POE10",51.799102269999999,0.99422677400000004]
[null,"VIC","BETS22","Bendigo (Powercor) 22 kV","Powercor","Winter","Coincident",2020,"POE50",48.979474209999999,0.98098460499999995]
[null,"VIC","BETS22","Bendigo (Powercor) 22 kV","Powercor","Winter","Non-Coincident",2021,"POE10",52.6194445,0.99396596599999998]
[null,"VIC","BETS22","Bendigo (Powercor) 22 kV","Powercor","Winter","Non-Coincident",2021,"POE50",50.447495510000003,0.980692122]
[null,"VIC","BETS22","Bendigo (Powercor) 22 kV","Powercor","Winter","Coincident",2021,"POE10",52.301936990000002,0.99396596599999998]
[null,"VIC","BETS22","Bendigo (Powercor) 22 kV","Powercor","Winter","Coincident",2021,"POE50",49.473461440000001,0.980692122]
[null,"VIC","BETS22","Bendigo (Powercor) 22 kV","Powercor","Winter","Non-Coincident",2022,"POE10",53.369539600000003,0.99356853199999995]
[null,"VIC","BETS22","Bendigo (Powercor) 22 kV","Powercor","Winter","Non-Coincident",2022,"POE50",51.008531640000001,0.98036327499999998]
[null,"VIC","BETS22","Bendigo (Powercor) 22 kV","Powercor","Winter","Coincident",2022,"POE10",53.02629512,0.99356853199999995]
[null,"VIC","BETS22","Bendigo (Powercor) 22 kV","Powercor","Winter","Coincident",2022,"POE50",50.00689114,0.98036327499999998]
[null,"VIC","BETS22","Bendigo (Powercor) 22 kV","Powercor","Winter","Non-Coincident",2023,"POE10",54.132844149999997,0.99314538900000005]
[null,"VIC","BETS22","Bendigo (Powercor) 22 kV","Powercor","Winter","Non-Coincident",2023,"POE50",51.623929490000002,0.97999345000000004]
[null,"VIC","BETS22","Bendigo (Powercor) 22 kV","Powercor","Winter","Coincident",2023,"POE10",53.761784579999997,0.99314538900000005]
[null,"VIC","BETS22","Bendigo (Powercor) 22 kV","Powercor","Winter","Coincident",2023,"POE50",50.591112750000001,0.97999345000000004]
[null,"VIC","BETS22","Bendigo (Powercor) 22 kV","Powercor","Winter","Non-Coincident",2024,"POE10",55.033076139999999,0.99261598500000003]
[null,"VIC","BETS22","Bendigo (Powercor) 22 kV","Powercor","Winter","Non-Coincident",2024,"POE50",52.423035830000003,0.97950179100000001]
[null,"VIC","BETS22","Bendigo (Powercor) 22 kV","Powercor","Winter","Coincident",2024,"POE10",54.626711049999997,0.99261598500000003]
[null,"VIC","BETS22","Bendigo (Powercor) 22 kV","Powercor","Winter","Coincident",2024,"POE50",51.348457500000002,0.97950179100000001]
[null,"VIC","BETS66","Bendigo (Powercor) 66 kV","Powercor","Summer","Coincident",2006,"TempCorrActualPOE10",163.09231260000001,"NA"]
[null,"VIC","BETS66","Bendigo (Powercor) 66 kV","Powercor","Summer","Coincident",2006,"TempCorrActualPOE50",148.37874360000001,"NA"]
[null,"VIC","BETS66","Bendigo (Powercor) 66 kV","Powercor","Summer","Non-Coincident",2006,"TempCorrActualPOE10",172.25770729999999,"NA"]
[null,"VIC","BETS66","Bendigo (Powercor) 66 kV","Powercor","Summer","Non-Coincident",2006,"TempCorrActualPOE50",156.7173459,"NA"]
[null,"VIC","BETS66","Bendigo (Powercor) 66 kV","Powercor","Summer","Coincident",2006,"Actual",127.467884,"NA"]
[null,"VIC","BETS66","Bendigo (Powercor) 66 kV","Powercor","Summer","Non-Coincident",2006,"Actual",147.21251599999999,"NA"]
[null,"VIC","BETS66","Bendigo (Powercor) 66 kV","Powercor","Summer","Coincident",2007,"TempCorrActualPOE10",165.95350049999999,"NA"]
[null,"VIC","BETS66","Bendigo (Powercor) 66 kV","Powercor","Summer","Coincident",2007,"TempCorrActualPOE50",151.70664070000001,"NA"]
[null,"VIC","BETS66","Bendigo (Powercor) 66 kV","Powercor","Summer","Non-Coincident",2007,"TempCorrActualPOE10",175.27981070000001,"NA"]
[null,"VIC","BETS66","Bendigo (Powercor) 66 kV","Powercor","Summer","Non-Coincident",2007,"TempCorrActualPOE50",160.23238409999999,"NA"]
[null,"VIC","BETS66","Bendigo (Powercor) 66 kV","Powercor","Summer","Coincident",2007,"Actual",156.514848,"NA"]
[null,"VIC","BETS66","Bendigo (Powercor) 66 kV","Powercor","Summer","Non-Coincident",2007,"Actual",160.93379400000001,"NA"]
[null,"VIC","BETS66","Bendigo (Powercor) 66 kV","Powercor","Summer","Coincident",2008,"TempCorrActualPOE10",175.75851180000001,"NA"]
[null,"VIC","BETS66","Bendigo (Powercor) 66 kV","Powercor","Summer","Coincident",2008,"TempCorrActualPOE50",158.90143850000001,"NA"]
[null,"VIC","BETS66","Bendigo (Powercor) 66 kV","Powercor","Summer","Non-Coincident",2008,"TempCorrActualPOE10",185.63701649999999,"NA"]
[null,"VIC","BETS66","Bendigo (Powercor) 66 kV","Powercor","Summer","Non-Coincident",2008,"TempCorrActualPOE50",167.83270200000001,"NA"]
[null,"VIC","BETS66","Bendigo (Powercor) 66 kV","Powercor","Summer","Coincident",2008,"Actual",160.61064200000001,"NA"]
[null,"VIC","BETS66","Bendigo (Powercor) 66 kV","Powercor","Summer","Non-Coincident",2008,"Actual",162.251848,"NA"]
[null,"VIC","BETS66","Bendigo (Powercor) 66 kV","Powercor","Summer","Coincident",2009,"TempCorrActualPOE10",181.0646649,"NA"]
[null,"VIC","BETS66","Bendigo (Powercor) 66 kV","Powercor","Summer","Coincident",2009,"TempCorrActualPOE50",164.22904410000001,"NA"]
[null,"VIC","BETS66","Bendigo (Powercor) 66 kV","Powercor","Summer","Non-Coincident",2009,"TempCorrActualPOE10",191.24410950000001,"NA"]
[null,"VIC","BETS66","Bendigo (Powercor) 66 kV","Powercor","Summer","Non-Coincident",2009,"TempCorrActualPOE50",173.4624531,"NA"]
[null,"VIC","BETS66","Bendigo (Powercor) 66 kV","Powercor","Summer","Coincident",2009,"Actual",192.33231000000001,"NA"]
[null,"VIC","BETS66","Bendigo (Powercor) 66 kV","Powercor","Summer","Non-Coincident",2009,"Actual",192.33231000000001,"NA"]
[null,"VIC","BETS66","Bendigo (Powercor) 66 kV","Powercor","Summer","Coincident",2010,"TempCorrActualPOE10",183.885256,"NA"]
[null,"VIC","BETS66","Bendigo (Powercor) 66 kV","Powercor","Summer","Coincident",2010,"TempCorrActualPOE50",165.78920690000001,"NA"]
[null,"VIC","BETS66","Bendigo (Powercor) 66 kV","Powercor","Summer","Non-Coincident",2010,"TempCorrActualPOE10",194.2310627,"NA"]
[null,"VIC","BETS66","Bendigo (Powercor) 66 kV","Powercor","Summer","Non-Coincident",2010,"TempCorrActualPOE50",175.1181512,"NA"]
[null,"VIC","BETS66","Bendigo (Powercor) 66 kV","Powercor","Summer","Coincident",2010,"Actual",172.61928800000001,"NA"]
[null,"VIC","BETS66","Bendigo (Powercor) 66 kV","Powercor","Summer","Non-Coincident",2010,"Actual",172.85225600000001,"NA"]
[null,"VIC","BETS66","Bendigo (Powercor) 66 kV","Powercor","Summer","Coincident",2011,"TempCorrActualPOE10",179.4370701,"NA"]
[null,"VIC","BETS66","Bendigo (Powercor) 66 kV","Powercor","Summer","Coincident",2011,"TempCorrActualPOE50",161.9671056,"NA"]
[null,"VIC","BETS66","Bendigo (Powercor) 66 kV","Powercor","Summer","Non-Coincident",2011,"TempCorrActualPOE10",189.57914360000001,"NA"]
[null,"VIC","BETS66","Bendigo (Powercor) 66 kV","Powercor","Summer","Non-Coincident",2011,"TempCorrActualPOE50",171.127498,"NA"]
[null,"VIC","BETS66","Bendigo (Powercor) 66 kV","Powercor","Summer","Coincident",2011,"Actual",163.53085200000001,"NA"]
[null,"VIC","BETS66","Bendigo (Powercor) 66 kV","Powercor","Summer","Non-Coincident",2011,"Actual",170.30955800000001,"NA"]
[null,"VIC","BETS66","Bendigo (Powercor) 66 kV","Powercor","Summer","Coincident",2012,"TempCorrActualPOE10",171.35577520000001,"NA"]
[null,"VIC","BETS66","Bendigo (Powercor) 66 kV","Powercor","Summer","Coincident",2012,"TempCorrActualPOE50",155.73161709999999,"NA"]
[null,"VIC","BETS66","Bendigo (Powercor) 66 kV","Powercor","Summer","Non-Coincident",2012,"TempCorrActualPOE10",181.18064330000001,"NA"]
[null,"VIC","BETS66","Bendigo (Powercor) 66 kV","Powercor","Summer","Non-Coincident",2012,"TempCorrActualPOE50",164.6785247,"NA"]
[null,"VIC","BETS66","Bendigo (Powercor) 66 kV","Powercor","Summer","Coincident",2012,"Actual",141.98512400000001,"NA"]
[null,"VIC","BETS66","Bendigo (Powercor) 66 kV","Powercor","Summer","Non-Coincident",2012,"Actual",145.29532399999999,"NA"]
[null,"VIC","BETS66","Bendigo (Powercor) 66 kV","Powercor","Summer","Coincident",2013,"TempCorrActualPOE10",171.18131500000001,"NA"]
[null,"VIC","BETS66","Bendigo (Powercor) 66 kV","Powercor","Summer","Coincident",2013,"TempCorrActualPOE50",155.62837999999999,"NA"]
[null,"VIC","BETS66","Bendigo (Powercor) 66 kV","Powercor","Summer","Non-Coincident",2013,"TempCorrActualPOE10",181.0965314,"NA"]
[null,"VIC","BETS66","Bendigo (Powercor) 66 kV","Powercor","Summer","Non-Coincident",2013,"TempCorrActualPOE50",164.65320310000001,"NA"]
[null,"VIC","BETS66","Bendigo (Powercor) 66 kV","Powercor","Summer","Coincident",2013,"Actual",152.28724199999999,"NA"]
[null,"VIC","BETS66","Bendigo (Powercor) 66 kV","Powercor","Summer","Non-Coincident",2013,"Actual",161.62757999999999,"NA"]
[null,"VIC","BETS66","Bendigo (Powercor) 66 kV","Powercor","Summer","Coincident",2014,"TempCorrActualPOE10",170.79526179999999,"NA"]
[null,"VIC","BETS66","Bendigo (Powercor) 66 kV","Powercor","Summer","Coincident",2014,"TempCorrActualPOE50",153.83081849999999,"NA"]
[null,"VIC","BETS66","Bendigo (Powercor) 66 kV","Powercor","Summer","Non-Coincident",2014,"TempCorrActualPOE10",180.72104519999999,"NA"]
[null,"VIC","BETS66","Bendigo (Powercor) 66 kV","Powercor","Summer","Non-Coincident",2014,"TempCorrActualPOE50",162.78530090000001,"NA"]
[null,"VIC","BETS66","Bendigo (Powercor) 66 kV","Powercor","Summer","Coincident",2014,"Actual",170.84374,"NA"]
[null,"VIC","BETS66","Bendigo (Powercor) 66 kV","Powercor","Summer","Non-Coincident",2014,"Actual",176.87027399999999,"NA"]
[null,"VIC","BETS66","Bendigo (Powercor) 66 kV","Powercor","Summer","Coincident",2015,"TempCorrActualPOE10",173.39565329999999,"NA"]
[null,"VIC","BETS66","Bendigo (Powercor) 66 kV","Powercor","Summer","Coincident",2015,"TempCorrActualPOE50",156.7800632,"NA"]
[null,"VIC","BETS66","Bendigo (Powercor) 66 kV","Powercor","Summer","Non-Coincident",2015,"TempCorrActualPOE10",183.5048663,"NA"]
[null,"VIC","BETS66","Bendigo (Powercor) 66 kV","Powercor","Summer","Non-Coincident",2015,"TempCorrActualPOE50",165.93794890000001,"NA"]
[null,"VIC","BETS66","Bendigo (Powercor) 66 kV","Powercor","Summer","Coincident",2015,"Actual",136.920008,"NA"]
[null,"VIC","BETS66","Bendigo (Powercor) 66 kV","Powercor","Summer","Non-Coincident",2015,"Actual",154.11409,"NA"]
[null,"VIC","BETS66","Bendigo (Powercor) 66 kV","Powercor","Summer","Non-Coincident",2016,"POE10",172.07018919999999,0.90995722099999998]
[null,"VIC","BETS66","Bendigo (Powercor) 66 kV","Powercor","Summer","Non-Coincident",2016,"POE50",155.00031250000001,0.87799557399999995]
[null,"VIC","BETS66","Bendigo (Powercor) 66 kV","Powercor","Summer","Coincident",2016,"POE10",156.57651129999999,0.90995722099999998]
[null,"VIC","BETS66","Bendigo (Powercor) 66 kV","Powercor","Summer","Coincident",2016,"POE50",136.0895883,0.87799557399999995]
[null,"VIC","BETS66","Bendigo (Powercor) 66 kV","Powercor","Summer","Non-Coincident",2017,"POE10",178.2263949,0.90991882199999996]
[null,"VIC","BETS66","Bendigo (Powercor) 66 kV","Powercor","Summer","Non-Coincident",2017,"POE50",160.5500112,0.87799556999999995]
[null,"VIC","BETS66","Bendigo (Powercor) 66 kV","Powercor","Summer","Coincident",2017,"POE10",162.1715513,0.90991882199999996]
[null,"VIC","BETS66","Bendigo (Powercor) 66 kV","Powercor","Summer","Coincident",2017,"POE50",140.96219859999999,0.87799556999999995]
[null,"VIC","BETS66","Bendigo (Powercor) 66 kV","Powercor","Summer","Non-Coincident",2018,"POE10",176.8202186,0.90974413799999998]
[null,"VIC","BETS66","Bendigo (Powercor) 66 kV","Powercor","Summer","Non-Coincident",2018,"POE50",160.1294164,0.87787448499999998]
[null,"VIC","BETS66","Bendigo (Powercor) 66 kV","Powercor","Summer","Coincident",2018,"POE10",160.8611573,0.90974413799999998]
[null,"VIC","BETS66","Bendigo (Powercor) 66 kV","Powercor","Summer","Coincident",2018,"POE50",140.57352890000001,0.87787448499999998]
[null,"VIC","BETS66","Bendigo (Powercor) 66 kV","Powercor","Summer","Non-Coincident",2019,"POE10",176.97719620000001,0.90955211400000002]
[null,"VIC","BETS66","Bendigo (Powercor) 66 kV","Powercor","Summer","Non-Coincident",2019,"POE50",160.1825504,0.87777120399999997]
[null,"VIC","BETS66","Bendigo (Powercor) 66 kV","Powercor","Summer","Coincident",2019,"POE10",160.96998300000001,0.90955211400000002]
[null,"VIC","BETS66","Bendigo (Powercor) 66 kV","Powercor","Summer","Coincident",2019,"POE50",140.60363000000001,0.87777120399999997]
[null,"VIC","BETS66","Bendigo (Powercor) 66 kV","Powercor","Summer","Non-Coincident",2020,"POE10",177.8478259,0.90923463599999998]
[null,"VIC","BETS66","Bendigo (Powercor) 66 kV","Powercor","Summer","Non-Coincident",2020,"POE50",159.9609236,0.877621027]
[null,"VIC","BETS66","Bendigo (Powercor) 66 kV","Powercor","Summer","Coincident",2020,"POE10",161.70540320000001,0.90923463599999998]
[null,"VIC","BETS66","Bendigo (Powercor) 66 kV","Powercor","Summer","Coincident",2020,"POE50",140.38507000000001,0.877621027]
[null,"VIC","BETS66","Bendigo (Powercor) 66 kV","Powercor","Summer","Non-Coincident",2021,"POE10",178.20241229999999,0.909056953]
[null,"VIC","BETS66","Bendigo (Powercor) 66 kV","Powercor","Summer","Non-Coincident",2021,"POE50",160.2358955,0.87757799800000003]
[null,"VIC","BETS66","Bendigo (Powercor) 66 kV","Powercor","Summer","Coincident",2021,"POE10",161.9961418,0.909056953]
[null,"VIC","BETS66","Bendigo (Powercor) 66 kV","Powercor","Summer","Coincident",2021,"POE50",140.61949630000001,0.87757799800000003]
[null,"VIC","BETS66","Bendigo (Powercor) 66 kV","Powercor","Summer","Non-Coincident",2022,"POE10",178.76614430000001,0.90887474300000004]
[null,"VIC","BETS66","Bendigo (Powercor) 66 kV","Powercor","Summer","Non-Coincident",2022,"POE50",161.15071850000001,0.87748178799999998]
[null,"VIC","BETS66","Bendigo (Powercor) 66 kV","Powercor","Summer","Coincident",2022,"POE10",162.47603340000001,0.90887474300000004]
[null,"VIC","BETS66","Bendigo (Powercor) 66 kV","Powercor","Summer","Coincident",2022,"POE50",141.4068206,0.87748178799999998]
[null,"VIC","BETS66","Bendigo (Powercor) 66 kV","Powercor","Summer","Non-Coincident",2023,"POE10",179.8893348,0.90862412800000003]
[null,"VIC","BETS66","Bendigo (Powercor) 66 kV","Powercor","Summer","Non-Coincident",2023,"POE50",161.3562106,0.87742979499999996]
[null,"VIC","BETS66","Bendigo (Powercor) 66 kV","Powercor","Summer","Coincident",2023,"POE10",163.45178999999999,0.90862412800000003]
[null,"VIC","BETS66","Bendigo (Powercor) 66 kV","Powercor","Summer","Coincident",2023,"POE50",141.5787468,0.87742979499999996]
[null,"VIC","BETS66","Bendigo (Powercor) 66 kV","Powercor","Summer","Non-Coincident",2024,"POE10",181.5661538,0.90831506200000001]
[null,"VIC","BETS66","Bendigo (Powercor) 66 kV","Powercor","Summer","Non-Coincident",2024,"POE50",163.08034789999999,0.87727657999999997]
[null,"VIC","BETS66","Bendigo (Powercor) 66 kV","Powercor","Summer","Coincident",2024,"POE10",164.91927229999999,0.90831506200000001]
[null,"VIC","BETS66","Bendigo (Powercor) 66 kV","Powercor","Summer","Coincident",2024,"POE50",143.06656989999999,0.87727657999999997]
[null,"VIC","BETS66","Bendigo (Powercor) 66 kV","Powercor","Summer","Non-Coincident",2025,"POE10",183.73728689999999,0.90792989099999999]
[null,"VIC","BETS66","Bendigo (Powercor) 66 kV","Powercor","Summer","Non-Coincident",2025,"POE50",164.4838436,0.87712313799999997]
[null,"VIC","BETS66","Bendigo (Powercor) 66 kV","Powercor","Summer","Coincident",2025,"POE10",166.82057499999999,0.90792989099999999]
[null,"VIC","BETS66","Bendigo (Powercor) 66 kV","Powercor","Summer","Coincident",2025,"POE50",144.27258509999999,0.87712313799999997]
[null,"VIC","BETS66","Bendigo (Powercor) 66 kV","Powercor","Winter","Coincident",2005,"TempCorrActualPOE10",129.216927,"NA"]
[null,"VIC","BETS66","Bendigo (Powercor) 66 kV","Powercor","Winter","Coincident",2005,"TempCorrActualPOE50",125.39005950000001,"NA"]
[null,"VIC","BETS66","Bendigo (Powercor) 66 kV","Powercor","Winter","Non-Coincident",2005,"TempCorrActualPOE10",135.4952624,"NA"]
[null,"VIC","BETS66","Bendigo (Powercor) 66 kV","Powercor","Winter","Non-Coincident",2005,"TempCorrActualPOE50",131.48245679999999,"NA"]
[null,"VIC","BETS66","Bendigo (Powercor) 66 kV","Powercor","Winter","Coincident",2005,"Actual",127.244094,"NA"]
[null,"VIC","BETS66","Bendigo (Powercor) 66 kV","Powercor","Winter","Non-Coincident",2005,"Actual",127.832232,"NA"]
[null,"VIC","BETS66","Bendigo (Powercor) 66 kV","Powercor","Winter","Coincident",2006,"TempCorrActualPOE10",126.8273801,"NA"]
[null,"VIC","BETS66","Bendigo (Powercor) 66 kV","Powercor","Winter","Coincident",2006,"TempCorrActualPOE50",123.1261631,"NA"]
[null,"VIC","BETS66","Bendigo (Powercor) 66 kV","Powercor","Winter","Non-Coincident",2006,"TempCorrActualPOE10",132.9896133,"NA"]
[null,"VIC","BETS66","Bendigo (Powercor) 66 kV","Powercor","Winter","Non-Coincident",2006,"TempCorrActualPOE50",129.10856319999999,"NA"]
[null,"VIC","BETS66","Bendigo (Powercor) 66 kV","Powercor","Winter","Coincident",2006,"Actual",116.11489400000001,"NA"]
[null,"VIC","BETS66","Bendigo (Powercor) 66 kV","Powercor","Winter","Non-Coincident",2006,"Actual",127.87088199999999,"NA"]
[null,"VIC","BETS66","Bendigo (Powercor) 66 kV","Powercor","Winter","Coincident",2007,"TempCorrActualPOE10",125.4136081,"NA"]
[null,"VIC","BETS66","Bendigo (Powercor) 66 kV","Powercor","Winter","Coincident",2007,"TempCorrActualPOE50",121.80596180000001,"NA"]
[null,"VIC","BETS66","Bendigo (Powercor) 66 kV","Powercor","Winter","Non-Coincident",2007,"TempCorrActualPOE10",131.50714959999999,"NA"]
[null,"VIC","BETS66","Bendigo (Powercor) 66 kV","Powercor","Winter","Non-Coincident",2007,"TempCorrActualPOE50",127.72421660000001,"NA"]
[null,"VIC","BETS66","Bendigo (Powercor) 66 kV","Powercor","Winter","Coincident",2007,"Actual",128.81155799999999,"NA"]
[null,"VIC","BETS66","Bendigo (Powercor) 66 kV","Powercor","Winter","Non-Coincident",2007,"Actual",130.74786800000001,"NA"]
[null,"VIC","BETS66","Bendigo (Powercor) 66 kV","Powercor","Winter","Coincident",2008,"TempCorrActualPOE10",127.36159499999999,"NA"]
[null,"VIC","BETS66","Bendigo (Powercor) 66 kV","Powercor","Winter","Coincident",2008,"TempCorrActualPOE50",123.56245130000001,"NA"]
[null,"VIC","BETS66","Bendigo (Powercor) 66 kV","Powercor","Winter","Non-Coincident",2008,"TempCorrActualPOE10",133.54978439999999,"NA"]
[null,"VIC","BETS66","Bendigo (Powercor) 66 kV","Powercor","Winter","Non-Coincident",2008,"TempCorrActualPOE50",129.56604960000001,"NA"]
[null,"VIC","BETS66","Bendigo (Powercor) 66 kV","Powercor","Winter","Coincident",2008,"Actual",120.924012,"NA"]
[null,"VIC","BETS66","Bendigo (Powercor) 66 kV","Powercor","Winter","Non-Coincident",2008,"Actual",128.31250399999999,"NA"]
[null,"VIC","BETS66","Bendigo (Powercor) 66 kV","Powercor","Winter","Coincident",2009,"TempCorrActualPOE10",127.4289347,"NA"]
[null,"VIC","BETS66","Bendigo (Powercor) 66 kV","Powercor","Winter","Coincident",2009,"TempCorrActualPOE50",123.7498325,"NA"]
[null,"VIC","BETS66","Bendigo (Powercor) 66 kV","Powercor","Winter","Non-Coincident",2009,"TempCorrActualPOE10",133.620396,"NA"]
[null,"VIC","BETS66","Bendigo (Powercor) 66 kV","Powercor","Winter","Non-Coincident",2009,"TempCorrActualPOE50",129.7625352,"NA"]
[null,"VIC","BETS66","Bendigo (Powercor) 66 kV","Powercor","Winter","Coincident",2009,"Actual",123.305032,"NA"]
[null,"VIC","BETS66","Bendigo (Powercor) 66 kV","Powercor","Winter","Non-Coincident",2009,"Actual",127.16306400000001,"NA"]
[null,"VIC","BETS66","Bendigo (Powercor) 66 kV","Powercor","Winter","Coincident",2010,"TempCorrActualPOE10",130.49182719999999,"NA"]
[null,"VIC","BETS66","Bendigo (Powercor) 66 kV","Powercor","Winter","Coincident",2010,"TempCorrActualPOE50",126.6261166,"NA"]
[null,"VIC","BETS66","Bendigo (Powercor) 66 kV","Powercor","Winter","Non-Coincident",2010,"TempCorrActualPOE10",136.83210700000001,"NA"]
[null,"VIC","BETS66","Bendigo (Powercor) 66 kV","Powercor","Winter","Non-Coincident",2010,"TempCorrActualPOE50",132.77857090000001,"NA"]
[null,"VIC","BETS66","Bendigo (Powercor) 66 kV","Powercor","Winter","Coincident",2010,"Actual",120.934506,"NA"]
[null,"VIC","BETS66","Bendigo (Powercor) 66 kV","Powercor","Winter","Non-Coincident",2010,"Actual",131.768326,"NA"]
[null,"VIC","BETS66","Bendigo (Powercor) 66 kV","Powercor","Winter","Coincident",2011,"TempCorrActualPOE10",126.9301688,"NA"]
[null,"VIC","BETS66","Bendigo (Powercor) 66 kV","Powercor","Winter","Coincident",2011,"TempCorrActualPOE50",123.0786789,"NA"]
[null,"VIC","BETS66","Bendigo (Powercor) 66 kV","Powercor","Winter","Non-Coincident",2011,"TempCorrActualPOE10",133.09739619999999,"NA"]
[null,"VIC","BETS66","Bendigo (Powercor) 66 kV","Powercor","Winter","Non-Coincident",2011,"TempCorrActualPOE50",129.05877179999999,"NA"]
[null,"VIC","BETS66","Bendigo (Powercor) 66 kV","Powercor","Winter","Coincident",2011,"Actual",127.561228,"NA"]
[null,"VIC","BETS66","Bendigo (Powercor) 66 kV","Powercor","Winter","Non-Coincident",2011,"Actual",129.101584,"NA"]
[null,"VIC","BETS66","Bendigo (Powercor) 66 kV","Powercor","Winter","Coincident",2012,"TempCorrActualPOE10",125.41591560000001,"NA"]
[null,"VIC","BETS66","Bendigo (Powercor) 66 kV","Powercor","Winter","Coincident",2012,"TempCorrActualPOE50",121.9354297,"NA"]
[null,"VIC","BETS66","Bendigo (Powercor) 66 kV","Powercor","Winter","Non-Coincident",2012,"TempCorrActualPOE10",131.50956919999999,"NA"]
[null,"VIC","BETS66","Bendigo (Powercor) 66 kV","Powercor","Winter","Non-Coincident",2012,"TempCorrActualPOE50",127.85997500000001,"NA"]
[null,"VIC","BETS66","Bendigo (Powercor) 66 kV","Powercor","Winter","Coincident",2012,"Actual",124.33064,"NA"]
[null,"VIC","BETS66","Bendigo (Powercor) 66 kV","Powercor","Winter","Non-Coincident",2012,"Actual",124.33064,"NA"]
[null,"VIC","BETS66","Bendigo (Powercor) 66 kV","Powercor","Winter","Coincident",2013,"TempCorrActualPOE10",124.2258365,"NA"]
[null,"VIC","BETS66","Bendigo (Powercor) 66 kV","Powercor","Winter","Coincident",2013,"TempCorrActualPOE50",120.99761479999999,"NA"]
[null,"VIC","BETS66","Bendigo (Powercor) 66 kV","Powercor","Winter","Non-Coincident",2013,"TempCorrActualPOE10",130.26166710000001,"NA"]
[null,"VIC","BETS66","Bendigo (Powercor) 66 kV","Powercor","Winter","Non-Coincident",2013,"TempCorrActualPOE50",126.8765939,"NA"]
[null,"VIC","BETS66","Bendigo (Powercor) 66 kV","Powercor","Winter","Coincident",2013,"Actual",111.12519399999999,"NA"]
[null,"VIC","BETS66","Bendigo (Powercor) 66 kV","Powercor","Winter","Non-Coincident",2013,"Actual",122.758206,"NA"]
[null,"VIC","BETS66","Bendigo (Powercor) 66 kV","Powercor","Winter","Coincident",2014,"TempCorrActualPOE10",123.99026120000001,"NA"]
[null,"VIC","BETS66","Bendigo (Powercor) 66 kV","Powercor","Winter","Coincident",2014,"TempCorrActualPOE50",120.7718019,"NA"]
[null,"VIC","BETS66","Bendigo (Powercor) 66 kV","Powercor","Winter","Non-Coincident",2014,"TempCorrActualPOE10",130.01464569999999,"NA"]
[null,"VIC","BETS66","Bendigo (Powercor) 66 kV","Powercor","Winter","Non-Coincident",2014,"TempCorrActualPOE50",126.6398093,"NA"]
[null,"VIC","BETS66","Bendigo (Powercor) 66 kV","Powercor","Winter","Coincident",2014,"Actual",120.819704,"NA"]
[null,"VIC","BETS66","Bendigo (Powercor) 66 kV","Powercor","Winter","Non-Coincident",2014,"Actual",126.217698,"NA"]
[null,"VIC","BETS66","Bendigo (Powercor) 66 kV","Powercor","Winter","Non-Coincident",2015,"POE10",130.6432298,0.97943988999999998]
[null,"VIC","BETS66","Bendigo (Powercor) 66 kV","Powercor","Winter","Non-Coincident",2015,"POE50",127.1566059,0.966416673]
[null,"VIC","BETS66","Bendigo (Powercor) 66 kV","Powercor","Winter","Coincident",2015,"POE10",127.9571907,0.97943988999999998]
[null,"VIC","BETS66","Bendigo (Powercor) 66 kV","Powercor","Winter","Coincident",2015,"POE50",122.886264,0.966416673]
[null,"VIC","BETS66","Bendigo (Powercor) 66 kV","Powercor","Winter","Non-Coincident",2016,"POE10",124.7181013,0.97938861200000005]
[null,"VIC","BETS66","Bendigo (Powercor) 66 kV","Powercor","Winter","Non-Coincident",2016,"POE50",121.5941201,0.96633536799999997]
[null,"VIC","BETS66","Bendigo (Powercor) 66 kV","Powercor","Winter","Coincident",2016,"POE10",122.147488,0.97938861200000005]
[null,"VIC","BETS66","Bendigo (Powercor) 66 kV","Powercor","Winter","Coincident",2016,"POE50",117.5006988,0.96633536799999997]
[null,"VIC","BETS66","Bendigo (Powercor) 66 kV","Powercor","Winter","Non-Coincident",2017,"POE10",131.53381659999999,0.979193431]
[null,"VIC","BETS66","Bendigo (Powercor) 66 kV","Powercor","Winter","Non-Coincident",2017,"POE50",128.63200180000001,0.96611502999999999]
[null,"VIC","BETS66","Bendigo (Powercor) 66 kV","Powercor","Winter","Coincident",2017,"POE10",128.7970492,0.979193431]
[null,"VIC","BETS66","Bendigo (Powercor) 66 kV","Powercor","Winter","Coincident",2017,"POE50",124.2733102,0.96611502999999999]
[null,"VIC","BETS66","Bendigo (Powercor) 66 kV","Powercor","Winter","Non-Coincident",2018,"POE10",131.87304420000001,0.978832547]
[null,"VIC","BETS66","Bendigo (Powercor) 66 kV","Powercor","Winter","Non-Coincident",2018,"POE50",128.8216371,0.96576149300000003]
[null,"VIC","BETS66","Bendigo (Powercor) 66 kV","Powercor","Winter","Coincident",2018,"POE10",129.08162770000001,0.978832547]
[null,"VIC","BETS66","Bendigo (Powercor) 66 kV","Powercor","Winter","Coincident",2018,"POE50",124.4109766,0.96576149300000003]
[null,"VIC","BETS66","Bendigo (Powercor) 66 kV","Powercor","Winter","Non-Coincident",2019,"POE10",133.4433003,0.97843853300000005]
[null,"VIC","BETS66","Bendigo (Powercor) 66 kV","Powercor","Winter","Non-Coincident",2019,"POE50",130.08498900000001,0.965438303]
[null,"VIC","BETS66","Bendigo (Powercor) 66 kV","Powercor","Winter","Coincident",2019,"POE10",130.56606690000001,0.97843853300000005]
[null,"VIC","BETS66","Bendigo (Powercor) 66 kV","Powercor","Winter","Coincident",2019,"POE50",125.5890311,0.965438303]
[null,"VIC","BETS66","Bendigo (Powercor) 66 kV","Powercor","Winter","Non-Coincident",2020,"POE10",134.51046880000001,0.97810393100000004]
[null,"VIC","BETS66","Bendigo (Powercor) 66 kV","Powercor","Winter","Non-Coincident",2020,"POE50",131.30904430000001,0.96507650300000003]
[null,"VIC","BETS66","Bendigo (Powercor) 66 kV","Powercor","Winter","Coincident",2020,"POE10",131.5652182,0.97810393100000004]
[null,"VIC","BETS66","Bendigo (Powercor) 66 kV","Powercor","Winter","Coincident",2020,"POE50",126.7232733,0.96507650300000003]
[null,"VIC","BETS66","Bendigo (Powercor) 66 kV","Powercor","Winter","Non-Coincident",2021,"POE10",135.29374000000001,0.97784735199999995]
[null,"VIC","BETS66","Bendigo (Powercor) 66 kV","Powercor","Winter","Non-Coincident",2021,"POE50",132.34055499999999,0.96478876300000005]
[null,"VIC","BETS66","Bendigo (Powercor) 66 kV","Powercor","Winter","Coincident",2021,"POE10",132.2966255,0.97784735199999995]
[null,"VIC","BETS66","Bendigo (Powercor) 66 kV","Powercor","Winter","Coincident",2021,"POE50",127.6806804,0.96478876300000005]
[null,"VIC","BETS66","Bendigo (Powercor) 66 kV","Powercor","Winter","Non-Coincident",2022,"POE10",136.34635359999999,0.97745636300000005]
[null,"VIC","BETS66","Bendigo (Powercor) 66 kV","Powercor","Winter","Non-Coincident",2022,"POE50",133.10921300000001,0.96446524899999997]
[null,"VIC","BETS66","Bendigo (Powercor) 66 kV","Powercor","Winter","Coincident",2022,"POE10",133.27261089999999,0.97745636300000005]
[null,"VIC","BETS66","Bendigo (Powercor) 66 kV","Powercor","Winter","Coincident",2022,"POE50",128.37921019999999,0.96446524899999997]
[null,"VIC","BETS66","Bendigo (Powercor) 66 kV","Powercor","Winter","Non-Coincident",2023,"POE10",137.42915629999999,0.97704008200000003]
[null,"VIC","BETS66","Bendigo (Powercor) 66 kV","Powercor","Winter","Non-Coincident",2023,"POE50",134.001,0.96410142099999996]
[null,"VIC","BETS66","Bendigo (Powercor) 66 kV","Powercor","Winter","Coincident",2023,"POE10",134.2737942,0.97704008200000003]
[null,"VIC","BETS66","Bendigo (Powercor) 66 kV","Powercor","Winter","Coincident",2023,"POE50",129.19055449999999,0.96410142099999996]
[null,"VIC","BETS66","Bendigo (Powercor) 66 kV","Powercor","Winter","Non-Coincident",2024,"POE10",138.72862660000001,0.97651926300000003]
[null,"VIC","BETS66","Bendigo (Powercor) 66 kV","Powercor","Winter","Non-Coincident",2024,"POE50",135.2112559,0.96361773500000003]
[null,"VIC","BETS66","Bendigo (Powercor) 66 kV","Powercor","Winter","Coincident",2024,"POE10",135.47117610000001,0.97651926300000003]
[null,"VIC","BETS66","Bendigo (Powercor) 66 kV","Powercor","Winter","Coincident",2024,"POE50",130.2919642,0.96361773500000003]
[null,"VIC","BLTS22J","Brooklyn (Jemena) 22 kV","Jemena","Summer","Coincident",2006,"TempCorrActualPOE10",1.0313669169999999,"NA"]
[null,"VIC","BLTS22J","Brooklyn (Jemena) 22 kV","Jemena","Summer","Coincident",2006,"TempCorrActualPOE50",0.96391167,"NA"]
[null,"VIC","BLTS22J","Brooklyn (Jemena) 22 kV","Jemena","Summer","Non-Coincident",2006,"TempCorrActualPOE10",2.173781489,"NA"]
[null,"VIC","BLTS22J","Brooklyn (Jemena) 22 kV","Jemena","Summer","Non-Coincident",2006,"TempCorrActualPOE50",2.0316080649999999,"NA"]
[null,"VIC","BLTS22J","Brooklyn (Jemena) 22 kV","Jemena","Summer","Coincident",2006,"Actual",1.301606,"NA"]
[null,"VIC","BLTS22J","Brooklyn (Jemena) 22 kV","Jemena","Summer","Non-Coincident",2006,"Actual",3.1322220000000001,"NA"]
[null,"VIC","BLTS22J","Brooklyn (Jemena) 22 kV","Jemena","Summer","Coincident",2007,"TempCorrActualPOE10",1.031192026,"NA"]
[null,"VIC","BLTS22J","Brooklyn (Jemena) 22 kV","Jemena","Summer","Coincident",2007,"TempCorrActualPOE50",0.96448241300000004,"NA"]
[null,"VIC","BLTS22J","Brooklyn (Jemena) 22 kV","Jemena","Summer","Non-Coincident",2007,"TempCorrActualPOE10",2.1734128780000002,"NA"]
[null,"VIC","BLTS22J","Brooklyn (Jemena) 22 kV","Jemena","Summer","Non-Coincident",2007,"TempCorrActualPOE50",2.0328110029999999,"NA"]
[null,"VIC","BLTS22J","Brooklyn (Jemena) 22 kV","Jemena","Summer","Coincident",2007,"Actual",1.2908059999999999,"NA"]
[null,"VIC","BLTS22J","Brooklyn (Jemena) 22 kV","Jemena","Summer","Non-Coincident",2007,"Actual",2.0217360000000002,"NA"]
[null,"VIC","BLTS22J","Brooklyn (Jemena) 22 kV","Jemena","Summer","Coincident",2008,"TempCorrActualPOE10",0.918797156,"NA"]
[null,"VIC","BLTS22J","Brooklyn (Jemena) 22 kV","Jemena","Summer","Coincident",2008,"TempCorrActualPOE50",0.86792733499999997,"NA"]
[null,"VIC","BLTS22J","Brooklyn (Jemena) 22 kV","Jemena","Summer","Non-Coincident",2008,"TempCorrActualPOE10",1.9365215410000001,"NA"]
[null,"VIC","BLTS22J","Brooklyn (Jemena) 22 kV","Jemena","Summer","Non-Coincident",2008,"TempCorrActualPOE50",1.829304727,"NA"]
[null,"VIC","BLTS22J","Brooklyn (Jemena) 22 kV","Jemena","Summer","Coincident",2008,"Actual",1.2523439999999999,"NA"]
[null,"VIC","BLTS22J","Brooklyn (Jemena) 22 kV","Jemena","Summer","Non-Coincident",2008,"Actual",2.6876099999999998,"NA"]
[null,"VIC","BLTS22J","Brooklyn (Jemena) 22 kV","Jemena","Summer","Coincident",2009,"TempCorrActualPOE10",0.94999071000000002,"NA"]
[null,"VIC","BLTS22J","Brooklyn (Jemena) 22 kV","Jemena","Summer","Coincident",2009,"TempCorrActualPOE50",0.89406111799999999,"NA"]
[null,"VIC","BLTS22J","Brooklyn (Jemena) 22 kV","Jemena","Summer","Non-Coincident",2009,"TempCorrActualPOE10",2.0022672689999998,"NA"]
[null,"VIC","BLTS22J","Brooklyn (Jemena) 22 kV","Jemena","Summer","Non-Coincident",2009,"TempCorrActualPOE50",1.8843861260000001,"NA"]
[null,"VIC","BLTS22J","Brooklyn (Jemena) 22 kV","Jemena","Summer","Coincident",2009,"Actual",1.2311920000000001,"NA"]
[null,"VIC","BLTS22J","Brooklyn (Jemena) 22 kV","Jemena","Summer","Non-Coincident",2009,"Actual",2.600876,"NA"]
[null,"VIC","BLTS22J","Brooklyn (Jemena) 22 kV","Jemena","Summer","Coincident",2010,"TempCorrActualPOE10",1.149537338,"NA"]
[null,"VIC","BLTS22J","Brooklyn (Jemena) 22 kV","Jemena","Summer","Coincident",2010,"TempCorrActualPOE50",1.0596324450000001,"NA"]
[null,"VIC","BLTS22J","Brooklyn (Jemena) 22 kV","Jemena","Summer","Non-Coincident",2010,"TempCorrActualPOE10",2.4228457840000002,"NA"]
[null,"VIC","BLTS22J","Brooklyn (Jemena) 22 kV","Jemena","Summer","Non-Coincident",2010,"TempCorrActualPOE50",2.2333559059999999,"NA"]
[null,"VIC","BLTS22J","Brooklyn (Jemena) 22 kV","Jemena","Summer","Coincident",2010,"Actual",1.2585599999999999,"NA"]
[null,"VIC","BLTS22J","Brooklyn (Jemena) 22 kV","Jemena","Summer","Non-Coincident",2010,"Actual",3.0267919999999999,"NA"]
[null,"VIC","BLTS22J","Brooklyn (Jemena) 22 kV","Jemena","Summer","Coincident",2011,"TempCorrActualPOE10",1.2120654230000001,"NA"]
[null,"VIC","BLTS22J","Brooklyn (Jemena) 22 kV","Jemena","Summer","Coincident",2011,"TempCorrActualPOE50",1.1216482210000001,"NA"]
[null,"VIC","BLTS22J","Brooklyn (Jemena) 22 kV","Jemena","Summer","Non-Coincident",2011,"TempCorrActualPOE10",2.5546343760000001,"NA"]
[null,"VIC","BLTS22J","Brooklyn (Jemena) 22 kV","Jemena","Summer","Non-Coincident",2011,"TempCorrActualPOE50",2.3640647179999998,"NA"]
[null,"VIC","BLTS22J","Brooklyn (Jemena) 22 kV","Jemena","Summer","Coincident",2011,"Actual",1.370852,"NA"]
[null,"VIC","BLTS22J","Brooklyn (Jemena) 22 kV","Jemena","Summer","Non-Coincident",2011,"Actual",3.8154400000000002,"NA"]
[null,"VIC","BLTS22J","Brooklyn (Jemena) 22 kV","Jemena","Summer","Coincident",2012,"TempCorrActualPOE10",1.217914028,"NA"]
[null,"VIC","BLTS22J","Brooklyn (Jemena) 22 kV","Jemena","Summer","Coincident",2012,"TempCorrActualPOE50",1.1261050850000001,"NA"]
[null,"VIC","BLTS22J","Brooklyn (Jemena) 22 kV","Jemena","Summer","Non-Coincident",2012,"TempCorrActualPOE10",2.5669613070000001,"NA"]
[null,"VIC","BLTS22J","Brooklyn (Jemena) 22 kV","Jemena","Summer","Non-Coincident",2012,"TempCorrActualPOE50",2.373458319,"NA"]
[null,"VIC","BLTS22J","Brooklyn (Jemena) 22 kV","Jemena","Summer","Coincident",2012,"Actual",1.4554339999999999,"NA"]
[null,"VIC","BLTS22J","Brooklyn (Jemena) 22 kV","Jemena","Summer","Non-Coincident",2012,"Actual",3.1511420000000001,"NA"]
[null,"VIC","BLTS22J","Brooklyn (Jemena) 22 kV","Jemena","Summer","Coincident",2013,"TempCorrActualPOE10",1.0620032319999999,"NA"]
[null,"VIC","BLTS22J","Brooklyn (Jemena) 22 kV","Jemena","Summer","Coincident",2013,"TempCorrActualPOE50",0.99260170800000003,"NA"]
[null,"VIC","BLTS22J","Brooklyn (Jemena) 22 kV","Jemena","Summer","Non-Coincident",2013,"TempCorrActualPOE10",2.2383527430000001,"NA"]
[null,"VIC","BLTS22J","Brooklyn (Jemena) 22 kV","Jemena","Summer","Non-Coincident",2013,"TempCorrActualPOE50",2.092077207,"NA"]
[null,"VIC","BLTS22J","Brooklyn (Jemena) 22 kV","Jemena","Summer","Coincident",2013,"Actual",1.2451559999999999,"NA"]
[null,"VIC","BLTS22J","Brooklyn (Jemena) 22 kV","Jemena","Summer","Non-Coincident",2013,"Actual",3.0064860000000002,"NA"]
[null,"VIC","BLTS22J","Brooklyn (Jemena) 22 kV","Jemena","Summer","Coincident",2014,"TempCorrActualPOE10",0.96023741600000001,"NA"]
[null,"VIC","BLTS22J","Brooklyn (Jemena) 22 kV","Jemena","Summer","Coincident",2014,"TempCorrActualPOE50",0.90481864000000001,"NA"]
[null,"VIC","BLTS22J","Brooklyn (Jemena) 22 kV","Jemena","Summer","Non-Coincident",2014,"TempCorrActualPOE10",2.0238639479999998,"NA"]
[null,"VIC","BLTS22J","Brooklyn (Jemena) 22 kV","Jemena","Summer","Non-Coincident",2014,"TempCorrActualPOE50",1.907059437,"NA"]
[null,"VIC","BLTS22J","Brooklyn (Jemena) 22 kV","Jemena","Summer","Coincident",2014,"Actual",1.34443,"NA"]
[null,"VIC","BLTS22J","Brooklyn (Jemena) 22 kV","Jemena","Summer","Non-Coincident",2014,"Actual",2.3655080000000002,"NA"]
[null,"VIC","BLTS22J","Brooklyn (Jemena) 22 kV","Jemena","Summer","Coincident",2015,"TempCorrActualPOE10",0.96026889500000001,"NA"]
[null,"VIC","BLTS22J","Brooklyn (Jemena) 22 kV","Jemena","Summer","Coincident",2015,"TempCorrActualPOE50",0.90737453499999998,"NA"]
[null,"VIC","BLTS22J","Brooklyn (Jemena) 22 kV","Jemena","Summer","Non-Coincident",2015,"TempCorrActualPOE10",2.0239302960000001,"NA"]
[null,"VIC","BLTS22J","Brooklyn (Jemena) 22 kV","Jemena","Summer","Non-Coincident",2015,"TempCorrActualPOE50",1.9124464210000001,"NA"]
[null,"VIC","BLTS22J","Brooklyn (Jemena) 22 kV","Jemena","Summer","Coincident",2015,"Actual",1.330344,"NA"]
[null,"VIC","BLTS22J","Brooklyn (Jemena) 22 kV","Jemena","Summer","Non-Coincident",2015,"Actual",2.33961,"NA"]
[null,"VIC","BLTS22J","Brooklyn (Jemena) 22 kV","Jemena","Summer","Non-Coincident",2016,"POE10",2.0239302960000001,0.47445749300000001]
[null,"VIC","BLTS22J","Brooklyn (Jemena) 22 kV","Jemena","Summer","Non-Coincident",2016,"POE50",1.9124464210000001,0.47445749300000001]
[null,"VIC","BLTS22J","Brooklyn (Jemena) 22 kV","Jemena","Summer","Coincident",2016,"POE10",0.96026889500000001,0.47445749300000001]
[null,"VIC","BLTS22J","Brooklyn (Jemena) 22 kV","Jemena","Summer","Coincident",2016,"POE50",0.90737453499999998,0.47445749300000001]
[null,"VIC","BLTS22J","Brooklyn (Jemena) 22 kV","Jemena","Summer","Non-Coincident",2017,"POE10",2.0536419600000002,0.46759314099999999]
[null,"VIC","BLTS22J","Brooklyn (Jemena) 22 kV","Jemena","Summer","Non-Coincident",2017,"POE50",1.934971539,0.46893430600000002]
[null,"VIC","BLTS22J","Brooklyn (Jemena) 22 kV","Jemena","Summer","Coincident",2017,"POE10",0.96026889500000001,0.46759314099999999]
[null,"VIC","BLTS22J","Brooklyn (Jemena) 22 kV","Jemena","Summer","Coincident",2017,"POE50",0.90737453499999998,0.46893430600000002]
[null,"VIC","BLTS22J","Brooklyn (Jemena) 22 kV","Jemena","Summer","Non-Coincident",2018,"POE10",2.0563095840000001,0.46698653899999998]
[null,"VIC","BLTS22J","Brooklyn (Jemena) 22 kV","Jemena","Summer","Non-Coincident",2018,"POE50",1.948747265,0.46561940200000002]
[null,"VIC","BLTS22J","Brooklyn (Jemena) 22 kV","Jemena","Summer","Coincident",2018,"POE10",0.96026889500000001,0.46698653899999998]
[null,"VIC","BLTS22J","Brooklyn (Jemena) 22 kV","Jemena","Summer","Coincident",2018,"POE50",0.90737453499999998,0.46561940200000002]
[null,"VIC","BLTS22J","Brooklyn (Jemena) 22 kV","Jemena","Summer","Non-Coincident",2019,"POE10",2.0754808929999999,0.46267296299999999]
[null,"VIC","BLTS22J","Brooklyn (Jemena) 22 kV","Jemena","Summer","Non-Coincident",2019,"POE50",1.9669710359999999,0.46130548900000001]
[null,"VIC","BLTS22J","Brooklyn (Jemena) 22 kV","Jemena","Summer","Coincident",2019,"POE10",0.96026889500000001,0.46267296299999999]
[null,"VIC","BLTS22J","Brooklyn (Jemena) 22 kV","Jemena","Summer","Coincident",2019,"POE50",0.90737453499999998,0.46130548900000001]
[null,"VIC","BLTS22J","Brooklyn (Jemena) 22 kV","Jemena","Summer","Non-Coincident",2020,"POE10",2.101346811,0.456977825]
[null,"VIC","BLTS22J","Brooklyn (Jemena) 22 kV","Jemena","Summer","Non-Coincident",2020,"POE50",1.9799282659999999,0.45828657099999998]
[null,"VIC","BLTS22J","Brooklyn (Jemena) 22 kV","Jemena","Summer","Coincident",2020,"POE10",0.96026889500000001,0.456977825]
[null,"VIC","BLTS22J","Brooklyn (Jemena) 22 kV","Jemena","Summer","Coincident",2020,"POE50",0.90737453499999998,0.45828657099999998]
[null,"VIC","BLTS22J","Brooklyn (Jemena) 22 kV","Jemena","Summer","Non-Coincident",2021,"POE10",2.118136443,0.453355542]
[null,"VIC","BLTS22J","Brooklyn (Jemena) 22 kV","Jemena","Summer","Non-Coincident",2021,"POE50",1.9926394999999999,0.45536311800000001]
[null,"VIC","BLTS22J","Brooklyn (Jemena) 22 kV","Jemena","Summer","Coincident",2021,"POE10",0.96026889500000001,0.453355542]
[null,"VIC","BLTS22J","Brooklyn (Jemena) 22 kV","Jemena","Summer","Coincident",2021,"POE50",0.90737453499999998,0.45536311800000001]
[null,"VIC","BLTS22J","Brooklyn (Jemena) 22 kV","Jemena","Summer","Non-Coincident",2022,"POE10",2.1313609950000001,0.45054258600000002]
[null,"VIC","BLTS22J","Brooklyn (Jemena) 22 kV","Jemena","Summer","Non-Coincident",2022,"POE50",2.0113286669999999,0.45113190600000003]
[null,"VIC","BLTS22J","Brooklyn (Jemena) 22 kV","Jemena","Summer","Coincident",2022,"POE10",0.96026889500000001,0.45054258600000002]
[null,"VIC","BLTS22J","Brooklyn (Jemena) 22 kV","Jemena","Summer","Coincident",2022,"POE50",0.90737453499999998,0.45113190600000003]
[null,"VIC","BLTS22J","Brooklyn (Jemena) 22 kV","Jemena","Summer","Non-Coincident",2023,"POE10",2.1491031500000002,0.44682308300000001]
[null,"VIC","BLTS22J","Brooklyn (Jemena) 22 kV","Jemena","Summer","Non-Coincident",2023,"POE50",2.0193177100000002,0.44934708899999998]
[null,"VIC","BLTS22J","Brooklyn (Jemena) 22 kV","Jemena","Summer","Coincident",2023,"POE10",0.96026889500000001,0.44682308300000001]
[null,"VIC","BLTS22J","Brooklyn (Jemena) 22 kV","Jemena","Summer","Coincident",2023,"POE50",0.90737453499999998,0.44934708899999998]
[null,"VIC","BLTS22J","Brooklyn (Jemena) 22 kV","Jemena","Summer","Non-Coincident",2024,"POE10",2.1710588450000001,0.44230440700000001]
[null,"VIC","BLTS22J","Brooklyn (Jemena) 22 kV","Jemena","Summer","Non-Coincident",2024,"POE50",2.0442012859999998,0.44387729399999998]
[null,"VIC","BLTS22J","Brooklyn (Jemena) 22 kV","Jemena","Summer","Coincident",2024,"POE10",0.96026889500000001,0.44230440700000001]
[null,"VIC","BLTS22J","Brooklyn (Jemena) 22 kV","Jemena","Summer","Coincident",2024,"POE50",0.90737453499999998,0.44387729399999998]
[null,"VIC","BLTS22J","Brooklyn (Jemena) 22 kV","Jemena","Summer","Non-Coincident",2025,"POE10",2.1965411920000002,0.43717317900000002]
[null,"VIC","BLTS22J","Brooklyn (Jemena) 22 kV","Jemena","Summer","Non-Coincident",2025,"POE50",2.0629898340000001,0.43983471000000002]
[null,"VIC","BLTS22J","Brooklyn (Jemena) 22 kV","Jemena","Summer","Coincident",2025,"POE10",0.96026889500000001,0.43717317900000002]
[null,"VIC","BLTS22J","Brooklyn (Jemena) 22 kV","Jemena","Summer","Coincident",2025,"POE50",0.90737453499999998,0.43983471000000002]
[null,"VIC","BLTS22J","Brooklyn (Jemena) 22 kV","Jemena","Winter","Coincident",2005,"TempCorrActualPOE10",1.4796769830000001,"NA"]
[null,"VIC","BLTS22J","Brooklyn (Jemena) 22 kV","Jemena","Winter","Coincident",2005,"TempCorrActualPOE50",1.3832105029999999,"NA"]
[null,"VIC","BLTS22J","Brooklyn (Jemena) 22 kV","Jemena","Winter","Non-Coincident",2005,"TempCorrActualPOE10",2.2225640019999999,"NA"]
[null,"VIC","BLTS22J","Brooklyn (Jemena) 22 kV","Jemena","Winter","Non-Coincident",2005,"TempCorrActualPOE50",2.077665535,"NA"]
[null,"VIC","BLTS22J","Brooklyn (Jemena) 22 kV","Jemena","Winter","Coincident",2005,"Actual",1.2020999999999999,"NA"]
[null,"VIC","BLTS22J","Brooklyn (Jemena) 22 kV","Jemena","Winter","Non-Coincident",2005,"Actual",2.3365300000000002,"NA"]
[null,"VIC","BLTS22J","Brooklyn (Jemena) 22 kV","Jemena","Winter","Coincident",2006,"TempCorrActualPOE10",1.4825372189999999,"NA"]
[null,"VIC","BLTS22J","Brooklyn (Jemena) 22 kV","Jemena","Winter","Coincident",2006,"TempCorrActualPOE50",1.38635493,"NA"]
[null,"VIC","BLTS22J","Brooklyn (Jemena) 22 kV","Jemena","Winter","Non-Coincident",2006,"TempCorrActualPOE10",2.226860249,"NA"]
[null,"VIC","BLTS22J","Brooklyn (Jemena) 22 kV","Jemena","Winter","Non-Coincident",2006,"TempCorrActualPOE50",2.0823886539999998,"NA"]
[null,"VIC","BLTS22J","Brooklyn (Jemena) 22 kV","Jemena","Winter","Coincident",2006,"Actual",1.2177039999999999,"NA"]
[null,"VIC","BLTS22J","Brooklyn (Jemena) 22 kV","Jemena","Winter","Non-Coincident",2006,"Actual",2.6197919999999999,"NA"]
[null,"VIC","BLTS22J","Brooklyn (Jemena) 22 kV","Jemena","Winter","Coincident",2007,"TempCorrActualPOE10",1.4001443629999999,"NA"]
[null,"VIC","BLTS22J","Brooklyn (Jemena) 22 kV","Jemena","Winter","Coincident",2007,"TempCorrActualPOE50",1.3100498039999999,"NA"]
[null,"VIC","BLTS22J","Brooklyn (Jemena) 22 kV","Jemena","Winter","Non-Coincident",2007,"TempCorrActualPOE10",2.103101213,"NA"]
[null,"VIC","BLTS22J","Brooklyn (Jemena) 22 kV","Jemena","Winter","Non-Coincident",2007,"TempCorrActualPOE50",1.967773757,"NA"]
[null,"VIC","BLTS22J","Brooklyn (Jemena) 22 kV","Jemena","Winter","Coincident",2007,"Actual",1.6052580000000001,"NA"]
[null,"VIC","BLTS22J","Brooklyn (Jemena) 22 kV","Jemena","Winter","Non-Coincident",2007,"Actual",2.2791999999999999,"NA"]
[null,"VIC","BLTS22J","Brooklyn (Jemena) 22 kV","Jemena","Winter","Coincident",2008,"TempCorrActualPOE10",1.2909004639999999,"NA"]
[null,"VIC","BLTS22J","Brooklyn (Jemena) 22 kV","Jemena","Winter","Coincident",2008,"TempCorrActualPOE50",1.2182228850000001,"NA"]
[null,"VIC","BLTS22J","Brooklyn (Jemena) 22 kV","Jemena","Winter","Non-Coincident",2008,"TempCorrActualPOE10",1.939010294,"NA"]
[null,"VIC","BLTS22J","Brooklyn (Jemena) 22 kV","Jemena","Winter","Non-Coincident",2008,"TempCorrActualPOE50",1.82984419,"NA"]
[null,"VIC","BLTS22J","Brooklyn (Jemena) 22 kV","Jemena","Winter","Coincident",2008,"Actual",1.2673300000000001,"NA"]
[null,"VIC","BLTS22J","Brooklyn (Jemena) 22 kV","Jemena","Winter","Non-Coincident",2008,"Actual",1.9559599999999999,"NA"]
[null,"VIC","BLTS22J","Brooklyn (Jemena) 22 kV","Jemena","Winter","Coincident",2009,"TempCorrActualPOE10",1.3127059430000001,"NA"]
[null,"VIC","BLTS22J","Brooklyn (Jemena) 22 kV","Jemena","Winter","Coincident",2009,"TempCorrActualPOE50",1.2392225729999999,"NA"]
[null,"VIC","BLTS22J","Brooklyn (Jemena) 22 kV","Jemena","Winter","Non-Coincident",2009,"TempCorrActualPOE10",1.9717634369999999,"NA"]
[null,"VIC","BLTS22J","Brooklyn (Jemena) 22 kV","Jemena","Winter","Non-Coincident",2009,"TempCorrActualPOE50",1.8613869860000001,"NA"]
[null,"VIC","BLTS22J","Brooklyn (Jemena) 22 kV","Jemena","Winter","Coincident",2009,"Actual",1.3215619999999999,"NA"]
[null,"VIC","BLTS22J","Brooklyn (Jemena) 22 kV","Jemena","Winter","Non-Coincident",2009,"Actual",1.9635659999999999,"NA"]
[null,"VIC","BLTS22J","Brooklyn (Jemena) 22 kV","Jemena","Winter","Coincident",2010,"TempCorrActualPOE10",1.373589631,"NA"]
[null,"VIC","BLTS22J","Brooklyn (Jemena) 22 kV","Jemena","Winter","Coincident",2010,"TempCorrActualPOE50",1.2918111910000001,"NA"]
[null,"VIC","BLTS22J","Brooklyn (Jemena) 22 kV","Jemena","Winter","Non-Coincident",2010,"TempCorrActualPOE10",2.0632144060000002,"NA"]
[null,"VIC","BLTS22J","Brooklyn (Jemena) 22 kV","Jemena","Winter","Non-Coincident",2010,"TempCorrActualPOE50",1.9403782599999999,"NA"]
[null,"VIC","BLTS22J","Brooklyn (Jemena) 22 kV","Jemena","Winter","Coincident",2010,"Actual",1.3872340000000001,"NA"]
[null,"VIC","BLTS22J","Brooklyn (Jemena) 22 kV","Jemena","Winter","Non-Coincident",2010,"Actual",1.947702,"NA"]
[null,"VIC","BLTS22J","Brooklyn (Jemena) 22 kV","Jemena","Winter","Coincident",2011,"TempCorrActualPOE10",1.5060692550000001,"NA"]
[null,"VIC","BLTS22J","Brooklyn (Jemena) 22 kV","Jemena","Winter","Coincident",2011,"TempCorrActualPOE50",1.416870565,"NA"]
[null,"VIC","BLTS22J","Brooklyn (Jemena) 22 kV","Jemena","Winter","Non-Coincident",2011,"TempCorrActualPOE10",2.2622067850000001,"NA"]
[null,"VIC","BLTS22J","Brooklyn (Jemena) 22 kV","Jemena","Winter","Non-Coincident",2011,"TempCorrActualPOE50",2.128224978,"NA"]
[null,"VIC","BLTS22J","Brooklyn (Jemena) 22 kV","Jemena","Winter","Coincident",2011,"Actual",1.6910719999999999,"NA"]
[null,"VIC","BLTS22J","Brooklyn (Jemena) 22 kV","Jemena","Winter","Non-Coincident",2011,"Actual",2.0386600000000001,"NA"]
[null,"VIC","BLTS22J","Brooklyn (Jemena) 22 kV","Jemena","Winter","Coincident",2012,"TempCorrActualPOE10",1.5207478649999999,"NA"]
[null,"VIC","BLTS22J","Brooklyn (Jemena) 22 kV","Jemena","Winter","Coincident",2012,"TempCorrActualPOE50",1.422784303,"NA"]
[null,"VIC","BLTS22J","Brooklyn (Jemena) 22 kV","Jemena","Winter","Non-Coincident",2012,"TempCorrActualPOE10",2.284254942,"NA"]
[null,"VIC","BLTS22J","Brooklyn (Jemena) 22 kV","Jemena","Winter","Non-Coincident",2012,"TempCorrActualPOE50",2.1371077669999998,"NA"]
[null,"VIC","BLTS22J","Brooklyn (Jemena) 22 kV","Jemena","Winter","Coincident",2012,"Actual",1.9210199999999999,"NA"]
[null,"VIC","BLTS22J","Brooklyn (Jemena) 22 kV","Jemena","Winter","Non-Coincident",2012,"Actual",2.326098,"NA"]
[null,"VIC","BLTS22J","Brooklyn (Jemena) 22 kV","Jemena","Winter","Coincident",2013,"TempCorrActualPOE10",1.50239817,"NA"]
[null,"VIC","BLTS22J","Brooklyn (Jemena) 22 kV","Jemena","Winter","Coincident",2013,"TempCorrActualPOE50",1.4008531959999999,"NA"]
[null,"VIC","BLTS22J","Brooklyn (Jemena) 22 kV","Jemena","Winter","Non-Coincident",2013,"TempCorrActualPOE10",2.256692594,"NA"]
[null,"VIC","BLTS22J","Brooklyn (Jemena) 22 kV","Jemena","Winter","Non-Coincident",2013,"TempCorrActualPOE50",2.1041659240000001,"NA"]
[null,"VIC","BLTS22J","Brooklyn (Jemena) 22 kV","Jemena","Winter","Coincident",2013,"Actual",1.2226079999999999,"NA"]
[null,"VIC","BLTS22J","Brooklyn (Jemena) 22 kV","Jemena","Winter","Non-Coincident",2013,"Actual",3.6580279999999998,"NA"]
[null,"VIC","BLTS22J","Brooklyn (Jemena) 22 kV","Jemena","Winter","Coincident",2014,"TempCorrActualPOE10",1.5035846930000001,"NA"]
[null,"VIC","BLTS22J","Brooklyn (Jemena) 22 kV","Jemena","Winter","Coincident",2014,"TempCorrActualPOE50",1.403607866,"NA"]
[null,"VIC","BLTS22J","Brooklyn (Jemena) 22 kV","Jemena","Winter","Non-Coincident",2014,"TempCorrActualPOE10",2.2584748220000002,"NA"]
[null,"VIC","BLTS22J","Brooklyn (Jemena) 22 kV","Jemena","Winter","Non-Coincident",2014,"TempCorrActualPOE50",2.1083036040000001,"NA"]
[null,"VIC","BLTS22J","Brooklyn (Jemena) 22 kV","Jemena","Winter","Coincident",2014,"Actual",1.1475580000000001,"NA"]
[null,"VIC","BLTS22J","Brooklyn (Jemena) 22 kV","Jemena","Winter","Non-Coincident",2014,"Actual",1.8304199999999999,"NA"]
[null,"VIC","BLTS22J","Brooklyn (Jemena) 22 kV","Jemena","Winter","Non-Coincident",2015,"POE10",2.2584748220000002,0.66575224899999996]
[null,"VIC","BLTS22J","Brooklyn (Jemena) 22 kV","Jemena","Winter","Non-Coincident",2015,"POE50",2.1083036040000001,0.66575224899999996]
[null,"VIC","BLTS22J","Brooklyn (Jemena) 22 kV","Jemena","Winter","Coincident",2015,"POE10",1.5035846930000001,0.66575224899999996]
[null,"VIC","BLTS22J","Brooklyn (Jemena) 22 kV","Jemena","Winter","Coincident",2015,"POE50",1.403607866,0.66575224899999996]
[null,"VIC","BLTS22J","Brooklyn (Jemena) 22 kV","Jemena","Winter","Non-Coincident",2016,"POE10",2.2691318119999999,0.66262553999999996]
[null,"VIC","BLTS22J","Brooklyn (Jemena) 22 kV","Jemena","Winter","Non-Coincident",2016,"POE50",2.1238709230000001,0.66087249000000003]
[null,"VIC","BLTS22J","Brooklyn (Jemena) 22 kV","Jemena","Winter","Coincident",2016,"POE10",1.5035846930000001,0.66262553999999996]
[null,"VIC","BLTS22J","Brooklyn (Jemena) 22 kV","Jemena","Winter","Coincident",2016,"POE50",1.403607866,0.66087249000000003]
[null,"VIC","BLTS22J","Brooklyn (Jemena) 22 kV","Jemena","Winter","Non-Coincident",2017,"POE10",2.3006525720000002,0.65354704600000002]
[null,"VIC","BLTS22J","Brooklyn (Jemena) 22 kV","Jemena","Winter","Non-Coincident",2017,"POE50",2.1566205759999999,0.65083672199999998]
[null,"VIC","BLTS22J","Brooklyn (Jemena) 22 kV","Jemena","Winter","Coincident",2017,"POE10",1.5035846930000001,0.65354704600000002]
[null,"VIC","BLTS22J","Brooklyn (Jemena) 22 kV","Jemena","Winter","Coincident",2017,"POE50",1.403607866,0.65083672199999998]
[null,"VIC","BLTS22J","Brooklyn (Jemena) 22 kV","Jemena","Winter","Non-Coincident",2018,"POE10",2.3144198870000001,0.64965942499999996]
[null,"VIC","BLTS22J","Brooklyn (Jemena) 22 kV","Jemena","Winter","Non-Coincident",2018,"POE50",2.166378897,0.64790506800000003]
[null,"VIC","BLTS22J","Brooklyn (Jemena) 22 kV","Jemena","Winter","Coincident",2018,"POE10",1.5035846930000001,0.64965942499999996]
[null,"VIC","BLTS22J","Brooklyn (Jemena) 22 kV","Jemena","Winter","Coincident",2018,"POE50",1.403607866,0.64790506800000003]
[null,"VIC","BLTS22J","Brooklyn (Jemena) 22 kV","Jemena","Winter","Non-Coincident",2019,"POE10",2.3499856960000001,0.63982716799999995]
[null,"VIC","BLTS22J","Brooklyn (Jemena) 22 kV","Jemena","Winter","Non-Coincident",2019,"POE50",2.1943353989999999,0.63965055999999998]
[null,"VIC","BLTS22J","Brooklyn (Jemena) 22 kV","Jemena","Winter","Coincident",2019,"POE10",1.5035846930000001,0.63982716799999995]
[null,"VIC","BLTS22J","Brooklyn (Jemena) 22 kV","Jemena","Winter","Coincident",2019,"POE50",1.403607866,0.63965055999999998]
[null,"VIC","BLTS22J","Brooklyn (Jemena) 22 kV","Jemena","Winter","Non-Coincident",2020,"POE10",2.3769178219999998,0.63257748300000005]
[null,"VIC","BLTS22J","Brooklyn (Jemena) 22 kV","Jemena","Winter","Non-Coincident",2020,"POE50",2.2218116459999999,0.63174025899999997]
[null,"VIC","BLTS22J","Brooklyn (Jemena) 22 kV","Jemena","Winter","Coincident",2020,"POE10",1.5035846930000001,0.63257748300000005]
[null,"VIC","BLTS22J","Brooklyn (Jemena) 22 kV","Jemena","Winter","Coincident",2020,"POE50",1.403607866,0.63174025899999997]
[null,"VIC","BLTS22J","Brooklyn (Jemena) 22 kV","Jemena","Winter","Non-Coincident",2021,"POE10",2.3989699729999998,0.62676261499999997]
[null,"VIC","BLTS22J","Brooklyn (Jemena) 22 kV","Jemena","Winter","Non-Coincident",2021,"POE50",2.2461571139999998,0.62489300400000003]
[null,"VIC","BLTS22J","Brooklyn (Jemena) 22 kV","Jemena","Winter","Coincident",2021,"POE10",1.5035846930000001,0.62676261499999997]
[null,"VIC","BLTS22J","Brooklyn (Jemena) 22 kV","Jemena","Winter","Coincident",2021,"POE50",1.403607866,0.62489300400000003]
[null,"VIC","BLTS22J","Brooklyn (Jemena) 22 kV","Jemena","Winter","Non-Coincident",2022,"POE10",2.4256756749999999,0.619862213]
[null,"VIC","BLTS22J","Brooklyn (Jemena) 22 kV","Jemena","Winter","Non-Coincident",2022,"POE50",2.2658786069999999,0.61945413199999999]
[null,"VIC","BLTS22J","Brooklyn (Jemena) 22 kV","Jemena","Winter","Coincident",2022,"POE10",1.5035846930000001,0.619862213]
[null,"VIC","BLTS22J","Brooklyn (Jemena) 22 kV","Jemena","Winter","Coincident",2022,"POE50",1.403607866,0.61945413199999999]
[null,"VIC","BLTS22J","Brooklyn (Jemena) 22 kV","Jemena","Winter","Non-Coincident",2023,"POE10",2.4531072589999998,0.61293067700000003]
[null,"VIC","BLTS22J","Brooklyn (Jemena) 22 kV","Jemena","Winter","Non-Coincident",2023,"POE50",2.2878281920000001,0.61351104599999995]
[null,"VIC","BLTS22J","Brooklyn (Jemena) 22 kV","Jemena","Winter","Coincident",2023,"POE10",1.5035846930000001,0.61293067700000003]
[null,"VIC","BLTS22J","Brooklyn (Jemena) 22 kV","Jemena","Winter","Coincident",2023,"POE50",1.403607866,0.61351104599999995]
[null,"VIC","BLTS22J","Brooklyn (Jemena) 22 kV","Jemena","Winter","Non-Coincident",2024,"POE10",2.4845024109999998,0.60518544299999999]
[null,"VIC","BLTS22J","Brooklyn (Jemena) 22 kV","Jemena","Winter","Non-Coincident",2024,"POE50",2.3152584869999999,0.60624240200000001]
[null,"VIC","BLTS22J","Brooklyn (Jemena) 22 kV","Jemena","Winter","Coincident",2024,"POE10",1.5035846930000001,0.60518544299999999]
[null,"VIC","BLTS22J","Brooklyn (Jemena) 22 kV","Jemena","Winter","Coincident",2024,"POE50",1.403607866,0.60624240200000001]
[null,"VIC","BLTS22P","Brooklyn (Powercor) 22 kV","Powercor","Summer","Coincident",2006,"TempCorrActualPOE10",54.397397859999998,"NA"]
[null,"VIC","BLTS22P","Brooklyn (Powercor) 22 kV","Powercor","Summer","Coincident",2006,"TempCorrActualPOE50",51.580255610000002,"NA"]
[null,"VIC","BLTS22P","Brooklyn (Powercor) 22 kV","Powercor","Summer","Non-Coincident",2006,"TempCorrActualPOE10",57.81944996,"NA"]
[null,"VIC","BLTS22P","Brooklyn (Powercor) 22 kV","Powercor","Summer","Non-Coincident",2006,"TempCorrActualPOE50",54.825089599999998,"NA"]
[null,"VIC","BLTS22P","Brooklyn (Powercor) 22 kV","Powercor","Summer","Coincident",2006,"Actual",51.203547999999998,"NA"]
[null,"VIC","BLTS22P","Brooklyn (Powercor) 22 kV","Powercor","Summer","Non-Coincident",2006,"Actual",54.500141999999997,"NA"]
[null,"VIC","BLTS22P","Brooklyn (Powercor) 22 kV","Powercor","Summer","Coincident",2007,"TempCorrActualPOE10",55.00170352,"NA"]
[null,"VIC","BLTS22P","Brooklyn (Powercor) 22 kV","Powercor","Summer","Coincident",2007,"TempCorrActualPOE50",52.139099899999998,"NA"]
[null,"VIC","BLTS22P","Brooklyn (Powercor) 22 kV","Powercor","Summer","Non-Coincident",2007,"TempCorrActualPOE10",58.461777949999998,"NA"]
[null,"VIC","BLTS22P","Brooklyn (Powercor) 22 kV","Powercor","Summer","Non-Coincident",2007,"TempCorrActualPOE50",55.419096379999999,"NA"]
[null,"VIC","BLTS22P","Brooklyn (Powercor) 22 kV","Powercor","Summer","Coincident",2007,"Actual",53.750895999999997,"NA"]
[null,"VIC","BLTS22P","Brooklyn (Powercor) 22 kV","Powercor","Summer","Non-Coincident",2007,"Actual",55.622672000000001,"NA"]
[null,"VIC","BLTS22P","Brooklyn (Powercor) 22 kV","Powercor","Summer","Coincident",2008,"TempCorrActualPOE10",56.592403130000001,"NA"]
[null,"VIC","BLTS22P","Brooklyn (Powercor) 22 kV","Powercor","Summer","Coincident",2008,"TempCorrActualPOE50",53.193615229999999,"NA"]
[null,"VIC","BLTS22P","Brooklyn (Powercor) 22 kV","Powercor","Summer","Non-Coincident",2008,"TempCorrActualPOE10",60.152710159999998,"NA"]
[null,"VIC","BLTS22P","Brooklyn (Powercor) 22 kV","Powercor","Summer","Non-Coincident",2008,"TempCorrActualPOE50",56.540114549999998,"NA"]
[null,"VIC","BLTS22P","Brooklyn (Powercor) 22 kV","Powercor","Summer","Coincident",2008,"Actual",55.289726000000002,"NA"]
[null,"VIC","BLTS22P","Brooklyn (Powercor) 22 kV","Powercor","Summer","Non-Coincident",2008,"Actual",57.001019999999997,"NA"]
[null,"VIC","BLTS22P","Brooklyn (Powercor) 22 kV","Powercor","Summer","Coincident",2009,"TempCorrActualPOE10",59.258095099999998,"NA"]
[null,"VIC","BLTS22P","Brooklyn (Powercor) 22 kV","Powercor","Summer","Coincident",2009,"TempCorrActualPOE50",55.757753379999997,"NA"]
[null,"VIC","BLTS22P","Brooklyn (Powercor) 22 kV","Powercor","Summer","Non-Coincident",2009,"TempCorrActualPOE10",62.986447419999998,"NA"]
[null,"VIC","BLTS22P","Brooklyn (Powercor) 22 kV","Powercor","Summer","Non-Coincident",2009,"TempCorrActualPOE50",59.265909540000003,"NA"]
[null,"VIC","BLTS22P","Brooklyn (Powercor) 22 kV","Powercor","Summer","Coincident",2009,"Actual",58.305280000000003,"NA"]
[null,"VIC","BLTS22P","Brooklyn (Powercor) 22 kV","Powercor","Summer","Non-Coincident",2009,"Actual",64.368266000000006,"NA"]
[null,"VIC","BLTS22P","Brooklyn (Powercor) 22 kV","Powercor","Summer","Coincident",2010,"TempCorrActualPOE10",59.637040910000003,"NA"]
[null,"VIC","BLTS22P","Brooklyn (Powercor) 22 kV","Powercor","Summer","Coincident",2010,"TempCorrActualPOE50",55.946238370000003,"NA"]
[null,"VIC","BLTS22P","Brooklyn (Powercor) 22 kV","Powercor","Summer","Non-Coincident",2010,"TempCorrActualPOE10",63.391423600000003,"NA"]
[null,"VIC","BLTS22P","Brooklyn (Powercor) 22 kV","Powercor","Summer","Non-Coincident",2010,"TempCorrActualPOE50",59.468443559999997,"NA"]
[null,"VIC","BLTS22P","Brooklyn (Powercor) 22 kV","Powercor","Summer","Coincident",2010,"Actual",54.363072000000003,"NA"]
[null,"VIC","BLTS22P","Brooklyn (Powercor) 22 kV","Powercor","Summer","Non-Coincident",2010,"Actual",58.680804000000002,"NA"]
[null,"VIC","BLTS22P","Brooklyn (Powercor) 22 kV","Powercor","Summer","Coincident",2011,"TempCorrActualPOE10",62.78935938,"NA"]
[null,"VIC","BLTS22P","Brooklyn (Powercor) 22 kV","Powercor","Summer","Coincident",2011,"TempCorrActualPOE50",58.92513683,"NA"]
[null,"VIC","BLTS22P","Brooklyn (Powercor) 22 kV","Powercor","Summer","Non-Coincident",2011,"TempCorrActualPOE10",66.75536348,"NA"]
[null,"VIC","BLTS22P","Brooklyn (Powercor) 22 kV","Powercor","Summer","Non-Coincident",2011,"TempCorrActualPOE50",62.648054090000002,"NA"]
[null,"VIC","BLTS22P","Brooklyn (Powercor) 22 kV","Powercor","Summer","Coincident",2011,"Actual",63.645654,"NA"]
[null,"VIC","BLTS22P","Brooklyn (Powercor) 22 kV","Powercor","Summer","Non-Coincident",2011,"Actual",63.965496000000002,"NA"]
[null,"VIC","BLTS22P","Brooklyn (Powercor) 22 kV","Powercor","Summer","Coincident",2012,"TempCorrActualPOE10",59.622529200000002,"NA"]
[null,"VIC","BLTS22P","Brooklyn (Powercor) 22 kV","Powercor","Summer","Coincident",2012,"TempCorrActualPOE50",55.868135510000002,"NA"]
[null,"VIC","BLTS22P","Brooklyn (Powercor) 22 kV","Powercor","Summer","Non-Coincident",2012,"TempCorrActualPOE10",63.402903389999999,"NA"]
[null,"VIC","BLTS22P","Brooklyn (Powercor) 22 kV","Powercor","Summer","Non-Coincident",2012,"TempCorrActualPOE50",59.412331880000004,"NA"]
[null,"VIC","BLTS22P","Brooklyn (Powercor) 22 kV","Powercor","Summer","Coincident",2012,"Actual",54.685741999999998,"NA"]
[null,"VIC","BLTS22P","Brooklyn (Powercor) 22 kV","Powercor","Summer","Non-Coincident",2012,"Actual",58.437812000000001,"NA"]
[null,"VIC","BLTS22P","Brooklyn (Powercor) 22 kV","Powercor","Summer","Coincident",2013,"TempCorrActualPOE10",57.833863559999998,"NA"]
[null,"VIC","BLTS22P","Brooklyn (Powercor) 22 kV","Powercor","Summer","Coincident",2013,"TempCorrActualPOE50",54.259161220000003,"NA"]
[null,"VIC","BLTS22P","Brooklyn (Powercor) 22 kV","Powercor","Summer","Non-Coincident",2013,"TempCorrActualPOE10",61.522147779999997,"NA"]
[null,"VIC","BLTS22P","Brooklyn (Powercor) 22 kV","Powercor","Summer","Non-Coincident",2013,"TempCorrActualPOE50",57.722571459999998,"NA"]
[null,"VIC","BLTS22P","Brooklyn (Powercor) 22 kV","Powercor","Summer","Coincident",2013,"Actual",53.035524000000002,"NA"]
[null,"VIC","BLTS22P","Brooklyn (Powercor) 22 kV","Powercor","Summer","Non-Coincident",2013,"Actual",58.233623999999999,"NA"]
[null,"VIC","BLTS22P","Brooklyn (Powercor) 22 kV","Powercor","Summer","Coincident",2014,"TempCorrActualPOE10",65.526801770000006,"NA"]
[null,"VIC","BLTS22P","Brooklyn (Powercor) 22 kV","Powercor","Summer","Coincident",2014,"TempCorrActualPOE50",62.821645629999999,"NA"]
[null,"VIC","BLTS22P","Brooklyn (Powercor) 22 kV","Powercor","Summer","Non-Coincident",2014,"TempCorrActualPOE10",69.711801820000005,"NA"]
[null,"VIC","BLTS22P","Brooklyn (Powercor) 22 kV","Powercor","Summer","Non-Coincident",2014,"TempCorrActualPOE50",66.836472279999995,"NA"]
[null,"VIC","BLTS22P","Brooklyn (Powercor) 22 kV","Powercor","Summer","Coincident",2014,"Actual",54.191026000000001,"NA"]
[null,"VIC","BLTS22P","Brooklyn (Powercor) 22 kV","Powercor","Summer","Non-Coincident",2014,"Actual",58.693350000000002,"NA"]
[null,"VIC","BLTS22P","Brooklyn (Powercor) 22 kV","Powercor","Summer","Coincident",2015,"TempCorrActualPOE10",66.188695350000003,"NA"]
[null,"VIC","BLTS22P","Brooklyn (Powercor) 22 kV","Powercor","Summer","Coincident",2015,"TempCorrActualPOE50",63.42064001,"NA"]
[null,"VIC","BLTS22P","Brooklyn (Powercor) 22 kV","Powercor","Summer","Non-Coincident",2015,"TempCorrActualPOE10",70.42971498,"NA"]
[null,"VIC","BLTS22P","Brooklyn (Powercor) 22 kV","Powercor","Summer","Non-Coincident",2015,"TempCorrActualPOE50",67.487529440000003,"NA"]
[null,"VIC","BLTS22P","Brooklyn (Powercor) 22 kV","Powercor","Summer","Coincident",2015,"Actual",52.848602,"NA"]
[null,"VIC","BLTS22P","Brooklyn (Powercor) 22 kV","Powercor","Summer","Non-Coincident",2015,"Actual",56.266286000000001,"NA"]
[null,"VIC","BLTS22P","Brooklyn (Powercor) 22 kV","Powercor","Summer","Non-Coincident",2016,"POE10",71.496602800000005,0.89593412500000003]
[null,"VIC","BLTS22P","Brooklyn (Powercor) 22 kV","Powercor","Summer","Non-Coincident",2016,"POE50",68.855229390000005,0.86985756299999994]
[null,"VIC","BLTS22P","Brooklyn (Powercor) 22 kV","Powercor","Summer","Coincident",2016,"POE10",64.056246299999998,0.89593412500000003]
[null,"VIC","BLTS22P","Brooklyn (Powercor) 22 kV","Powercor","Summer","Coincident",2016,"POE50",59.89424202,0.86985756299999994]
[null,"VIC","BLTS22P","Brooklyn (Powercor) 22 kV","Powercor","Summer","Non-Coincident",2017,"POE10",71.53518124,0.89590001200000002]
[null,"VIC","BLTS22P","Brooklyn (Powercor) 22 kV","Powercor","Summer","Non-Coincident",2017,"POE50",68.778827579999998,0.869879493]
[null,"VIC","BLTS22P","Brooklyn (Powercor) 22 kV","Powercor","Summer","Coincident",2017,"POE10",64.088369720000003,0.89590001200000002]
[null,"VIC","BLTS22P","Brooklyn (Powercor) 22 kV","Powercor","Summer","Coincident",2017,"POE50",59.829291679999997,0.869879493]
[null,"VIC","BLTS22P","Brooklyn (Powercor) 22 kV","Powercor","Summer","Non-Coincident",2018,"POE10",70.919562189999994,0.89591090100000004]
[null,"VIC","BLTS22P","Brooklyn (Powercor) 22 kV","Powercor","Summer","Non-Coincident",2018,"POE50",68.483839419999995,0.86988391899999995]
[null,"VIC","BLTS22P","Brooklyn (Powercor) 22 kV","Powercor","Summer","Coincident",2018,"POE10",63.537608849999998,0.89591090100000004]
[null,"VIC","BLTS22P","Brooklyn (Powercor) 22 kV","Powercor","Summer","Coincident",2018,"POE50",59.572990609999998,0.86988391899999995]
[null,"VIC","BLTS22P","Brooklyn (Powercor) 22 kV","Powercor","Summer","Non-Coincident",2019,"POE10",70.750524990000002,0.89581701400000002]
[null,"VIC","BLTS22P","Brooklyn (Powercor) 22 kV","Powercor","Summer","Non-Coincident",2019,"POE50",68.333015459999999,0.86985903600000003]
[null,"VIC","BLTS22P","Brooklyn (Powercor) 22 kV","Powercor","Summer","Coincident",2019,"POE10",63.379524050000001,0.89581701400000002]
[null,"VIC","BLTS22P","Brooklyn (Powercor) 22 kV","Powercor","Summer","Coincident",2019,"POE50",59.440090939999997,0.86985903600000003]
[null,"VIC","BLTS22P","Brooklyn (Powercor) 22 kV","Powercor","Summer","Non-Coincident",2020,"POE10",70.788861789999999,0.89559405400000003]
[null,"VIC","BLTS22P","Brooklyn (Powercor) 22 kV","Powercor","Summer","Non-Coincident",2020,"POE50",68.0984512,0.86982794500000005]
[null,"VIC","BLTS22P","Brooklyn (Powercor) 22 kV","Powercor","Summer","Coincident",2020,"POE10",63.39808369,0.89559405400000003]
[null,"VIC","BLTS22P","Brooklyn (Powercor) 22 kV","Powercor","Summer","Coincident",2020,"POE50",59.233935879999997,0.86982794500000005]
[null,"VIC","BLTS22P","Brooklyn (Powercor) 22 kV","Powercor","Summer","Non-Coincident",2021,"POE10",70.666545920000004,0.89550032000000002]
[null,"VIC","BLTS22P","Brooklyn (Powercor) 22 kV","Powercor","Summer","Non-Coincident",2021,"POE50",67.905002809999999,0.86985656899999997]
[null,"VIC","BLTS22P","Brooklyn (Powercor) 22 kV","Powercor","Summer","Coincident",2021,"POE10",63.281914479999998,0.89550032000000002]
[null,"VIC","BLTS22P","Brooklyn (Powercor) 22 kV","Powercor","Summer","Coincident",2021,"POE50",59.067612779999997,0.86985656899999997]
[null,"VIC","BLTS22P","Brooklyn (Powercor) 22 kV","Powercor","Summer","Non-Coincident",2022,"POE10",70.556866080000006,0.89540104399999998]
[null,"VIC","BLTS22P","Brooklyn (Powercor) 22 kV","Powercor","Summer","Non-Coincident",2022,"POE50",67.979622699999993,0.86977053299999996]
[null,"VIC","BLTS22P","Brooklyn (Powercor) 22 kV","Powercor","Summer","Coincident",2022,"POE10",63.176691519999999,0.89540104399999998]
[null,"VIC","BLTS22P","Brooklyn (Powercor) 22 kV","Powercor","Summer","Coincident",2022,"POE50",59.126672669999998,0.86977053299999996]
[null,"VIC","BLTS22P","Brooklyn (Powercor) 22 kV","Powercor","Summer","Non-Coincident",2023,"POE10",70.682121199999997,0.89520435600000003]
[null,"VIC","BLTS22P","Brooklyn (Powercor) 22 kV","Powercor","Summer","Non-Coincident",2023,"POE50",67.883188970000006,0.86976464399999998]
[null,"VIC","BLTS22P","Brooklyn (Powercor) 22 kV","Powercor","Summer","Coincident",2023,"POE10",63.274942780000003,0.89520435600000003]
[null,"VIC","BLTS22P","Brooklyn (Powercor) 22 kV","Powercor","Summer","Coincident",2023,"POE50",59.042397719999997,0.86976464399999998]
[null,"VIC","BLTS22P","Brooklyn (Powercor) 22 kV","Powercor","Summer","Non-Coincident",2024,"POE10",70.977967199999995,0.89493071199999996]
[null,"VIC","BLTS22P","Brooklyn (Powercor) 22 kV","Powercor","Summer","Non-Coincident",2024,"POE50",68.239984210000003,0.86955705900000002]
[null,"VIC","BLTS22P","Brooklyn (Powercor) 22 kV","Powercor","Summer","Coincident",2024,"POE10",63.520362730000002,0.89493071199999996]
[null,"VIC","BLTS22P","Brooklyn (Powercor) 22 kV","Powercor","Summer","Coincident",2024,"POE50",59.338559959999998,0.86955705900000002]
[null,"VIC","BLTS22P","Brooklyn (Powercor) 22 kV","Powercor","Summer","Non-Coincident",2025,"POE10",71.430532290000002,0.89457119799999996]
[null,"VIC","BLTS22P","Brooklyn (Powercor) 22 kV","Powercor","Summer","Non-Coincident",2025,"POE50",68.522547270000004,0.86937169299999995]
[null,"VIC","BLTS22P","Brooklyn (Powercor) 22 kV","Powercor","Summer","Coincident",2025,"POE10",63.899696859999999,0.89457119799999996]
[null,"VIC","BLTS22P","Brooklyn (Powercor) 22 kV","Powercor","Summer","Coincident",2025,"POE50",59.571562929999999,0.86937169299999995]
[null,"VIC","BLTS22P","Brooklyn (Powercor) 22 kV","Powercor","Winter","Coincident",2005,"TempCorrActualPOE10",43.287164349999998,"NA"]
[null,"VIC","BLTS22P","Brooklyn (Powercor) 22 kV","Powercor","Winter","Coincident",2005,"TempCorrActualPOE50",41.744260160000003,"NA"]
[null,"VIC","BLTS22P","Brooklyn (Powercor) 22 kV","Powercor","Winter","Non-Coincident",2005,"TempCorrActualPOE10",50.497680969999998,"NA"]
[null,"VIC","BLTS22P","Brooklyn (Powercor) 22 kV","Powercor","Winter","Non-Coincident",2005,"TempCorrActualPOE50",48.6977707,"NA"]
[null,"VIC","BLTS22P","Brooklyn (Powercor) 22 kV","Powercor","Winter","Coincident",2005,"Actual",44.989958000000001,"NA"]
[null,"VIC","BLTS22P","Brooklyn (Powercor) 22 kV","Powercor","Winter","Non-Coincident",2005,"Actual",51.792014000000002,"NA"]
[null,"VIC","BLTS22P","Brooklyn (Powercor) 22 kV","Powercor","Winter","Coincident",2006,"TempCorrActualPOE10",43.233220129999999,"NA"]
[null,"VIC","BLTS22P","Brooklyn (Powercor) 22 kV","Powercor","Winter","Coincident",2006,"TempCorrActualPOE50",41.657739050000004,"NA"]
[null,"VIC","BLTS22P","Brooklyn (Powercor) 22 kV","Powercor","Winter","Non-Coincident",2006,"TempCorrActualPOE10",50.434751110000001,"NA"]
[null,"VIC","BLTS22P","Brooklyn (Powercor) 22 kV","Powercor","Winter","Non-Coincident",2006,"TempCorrActualPOE50",48.59683751,"NA"]
[null,"VIC","BLTS22P","Brooklyn (Powercor) 22 kV","Powercor","Winter","Coincident",2006,"Actual",46.148001999999998,"NA"]
[null,"VIC","BLTS22P","Brooklyn (Powercor) 22 kV","Powercor","Winter","Non-Coincident",2006,"Actual",51.590477999999997,"NA"]
[null,"VIC","BLTS22P","Brooklyn (Powercor) 22 kV","Powercor","Winter","Coincident",2007,"TempCorrActualPOE10",44.89019416,"NA"]
[null,"VIC","BLTS22P","Brooklyn (Powercor) 22 kV","Powercor","Winter","Coincident",2007,"TempCorrActualPOE50",43.263911399999998,"NA"]
[null,"VIC","BLTS22P","Brooklyn (Powercor) 22 kV","Powercor","Winter","Non-Coincident",2007,"TempCorrActualPOE10",52.367755469999999,"NA"]
[null,"VIC","BLTS22P","Brooklyn (Powercor) 22 kV","Powercor","Winter","Non-Coincident",2007,"TempCorrActualPOE50",50.470578019999998,"NA"]
[null,"VIC","BLTS22P","Brooklyn (Powercor) 22 kV","Powercor","Winter","Coincident",2007,"Actual",49.018439999999998,"NA"]
[null,"VIC","BLTS22P","Brooklyn (Powercor) 22 kV","Powercor","Winter","Non-Coincident",2007,"Actual",53.665204000000003,"NA"]
[null,"VIC","BLTS22P","Brooklyn (Powercor) 22 kV","Powercor","Winter","Coincident",2008,"TempCorrActualPOE10",44.352802099999998,"NA"]
[null,"VIC","BLTS22P","Brooklyn (Powercor) 22 kV","Powercor","Winter","Coincident",2008,"TempCorrActualPOE50",42.776483130000003,"NA"]
[null,"VIC","BLTS22P","Brooklyn (Powercor) 22 kV","Powercor","Winter","Non-Coincident",2008,"TempCorrActualPOE10",51.74101168,"NA"]
[null,"VIC","BLTS22P","Brooklyn (Powercor) 22 kV","Powercor","Winter","Non-Coincident",2008,"TempCorrActualPOE50",49.90212064,"NA"]
[null,"VIC","BLTS22P","Brooklyn (Powercor) 22 kV","Powercor","Winter","Coincident",2008,"Actual",45.579115999999999,"NA"]
[null,"VIC","BLTS22P","Brooklyn (Powercor) 22 kV","Powercor","Winter","Non-Coincident",2008,"Actual",52.549537999999998,"NA"]
[null,"VIC","BLTS22P","Brooklyn (Powercor) 22 kV","Powercor","Winter","Coincident",2009,"TempCorrActualPOE10",45.631167419999997,"NA"]
[null,"VIC","BLTS22P","Brooklyn (Powercor) 22 kV","Powercor","Winter","Coincident",2009,"TempCorrActualPOE50",43.957274740000003,"NA"]
[null,"VIC","BLTS22P","Brooklyn (Powercor) 22 kV","Powercor","Winter","Non-Coincident",2009,"TempCorrActualPOE10",53.232784469999999,"NA"]
[null,"VIC","BLTS22P","Brooklyn (Powercor) 22 kV","Powercor","Winter","Non-Coincident",2009,"TempCorrActualPOE50",51.280066580000003,"NA"]
[null,"VIC","BLTS22P","Brooklyn (Powercor) 22 kV","Powercor","Winter","Coincident",2009,"Actual",47.641970000000001,"NA"]
[null,"VIC","BLTS22P","Brooklyn (Powercor) 22 kV","Powercor","Winter","Non-Coincident",2009,"Actual",53.438625999999999,"NA"]
[null,"VIC","BLTS22P","Brooklyn (Powercor) 22 kV","Powercor","Winter","Coincident",2010,"TempCorrActualPOE10",46.330696080000003,"NA"]
[null,"VIC","BLTS22P","Brooklyn (Powercor) 22 kV","Powercor","Winter","Coincident",2010,"TempCorrActualPOE50",44.713821209999999,"NA"]
[null,"VIC","BLTS22P","Brooklyn (Powercor) 22 kV","Powercor","Winter","Non-Coincident",2010,"TempCorrActualPOE10",54.054308159999998,"NA"]
[null,"VIC","BLTS22P","Brooklyn (Powercor) 22 kV","Powercor","Winter","Non-Coincident",2010,"TempCorrActualPOE50",52.168105679999996,"NA"]
[null,"VIC","BLTS22P","Brooklyn (Powercor) 22 kV","Powercor","Winter","Coincident",2010,"Actual",47.580114000000002,"NA"]
[null,"VIC","BLTS22P","Brooklyn (Powercor) 22 kV","Powercor","Winter","Non-Coincident",2010,"Actual",57.018652000000003,"NA"]
[null,"VIC","BLTS22P","Brooklyn (Powercor) 22 kV","Powercor","Winter","Coincident",2011,"TempCorrActualPOE10",46.101146669999999,"NA"]
[null,"VIC","BLTS22P","Brooklyn (Powercor) 22 kV","Powercor","Winter","Coincident",2011,"TempCorrActualPOE50",44.469587500000003,"NA"]
[null,"VIC","BLTS22P","Brooklyn (Powercor) 22 kV","Powercor","Winter","Non-Coincident",2011,"TempCorrActualPOE10",53.795990029999999,"NA"]
[null,"VIC","BLTS22P","Brooklyn (Powercor) 22 kV","Powercor","Winter","Non-Coincident",2011,"TempCorrActualPOE50",51.89265726,"NA"]
[null,"VIC","BLTS22P","Brooklyn (Powercor) 22 kV","Powercor","Winter","Coincident",2011,"Actual",46.872098000000001,"NA"]
[null,"VIC","BLTS22P","Brooklyn (Powercor) 22 kV","Powercor","Winter","Non-Coincident",2011,"Actual",54.953242000000003,"NA"]
[null,"VIC","BLTS22P","Brooklyn (Powercor) 22 kV","Powercor","Winter","Coincident",2012,"TempCorrActualPOE10",45.642648979999997,"NA"]
[null,"VIC","BLTS22P","Brooklyn (Powercor) 22 kV","Powercor","Winter","Coincident",2012,"TempCorrActualPOE50",43.990524270000002,"NA"]
[null,"VIC","BLTS22P","Brooklyn (Powercor) 22 kV","Powercor","Winter","Non-Coincident",2012,"TempCorrActualPOE10",53.271449879999999,"NA"]
[null,"VIC","BLTS22P","Brooklyn (Powercor) 22 kV","Powercor","Winter","Non-Coincident",2012,"TempCorrActualPOE50",51.344125920000003,"NA"]
[null,"VIC","BLTS22P","Brooklyn (Powercor) 22 kV","Powercor","Winter","Coincident",2012,"Actual",48.531610000000001,"NA"]
[null,"VIC","BLTS22P","Brooklyn (Powercor) 22 kV","Powercor","Winter","Non-Coincident",2012,"Actual",54.207425999999998,"NA"]
[null,"VIC","BLTS22P","Brooklyn (Powercor) 22 kV","Powercor","Winter","Coincident",2013,"TempCorrActualPOE10",45.639158520000002,"NA"]
[null,"VIC","BLTS22P","Brooklyn (Powercor) 22 kV","Powercor","Winter","Coincident",2013,"TempCorrActualPOE50",44.007735840000002,"NA"]
[null,"VIC","BLTS22P","Brooklyn (Powercor) 22 kV","Powercor","Winter","Non-Coincident",2013,"TempCorrActualPOE10",53.277514529999998,"NA"]
[null,"VIC","BLTS22P","Brooklyn (Powercor) 22 kV","Powercor","Winter","Non-Coincident",2013,"TempCorrActualPOE50",51.374340979999999,"NA"]
[null,"VIC","BLTS22P","Brooklyn (Powercor) 22 kV","Powercor","Winter","Coincident",2013,"Actual",45.672842000000003,"NA"]
[null,"VIC","BLTS22P","Brooklyn (Powercor) 22 kV","Powercor","Winter","Non-Coincident",2013,"Actual",53.285324000000003,"NA"]
[null,"VIC","BLTS22P","Brooklyn (Powercor) 22 kV","Powercor","Winter","Coincident",2014,"TempCorrActualPOE10",55.363840879999998,"NA"]
[null,"VIC","BLTS22P","Brooklyn (Powercor) 22 kV","Powercor","Winter","Coincident",2014,"TempCorrActualPOE50",54.439985710000002,"NA"]
[null,"VIC","BLTS22P","Brooklyn (Powercor) 22 kV","Powercor","Winter","Non-Coincident",2014,"TempCorrActualPOE10",64.631953530000004,"NA"]
[null,"VIC","BLTS22P","Brooklyn (Powercor) 22 kV","Powercor","Winter","Non-Coincident",2014,"TempCorrActualPOE50",63.554209100000001,"NA"]
[null,"VIC","BLTS22P","Brooklyn (Powercor) 22 kV","Powercor","Winter","Coincident",2014,"Actual",46.919922,"NA"]
[null,"VIC","BLTS22P","Brooklyn (Powercor) 22 kV","Powercor","Winter","Non-Coincident",2014,"Actual",55.446750000000002,"NA"]
[null,"VIC","BLTS22P","Brooklyn (Powercor) 22 kV","Powercor","Winter","Non-Coincident",2015,"POE10",68.508403139999999,0.83064962600000003]
[null,"VIC","BLTS22P","Brooklyn (Powercor) 22 kV","Powercor","Winter","Non-Coincident",2015,"POE50",67.590077679999993,0.82033032500000003]
[null,"VIC","BLTS22P","Brooklyn (Powercor) 22 kV","Powercor","Winter","Coincident",2015,"POE10",56.906479419999997,0.83064962600000003]
[null,"VIC","BLTS22P","Brooklyn (Powercor) 22 kV","Powercor","Winter","Coincident",2015,"POE50",55.44619041,0.82033032500000003]
[null,"VIC","BLTS22P","Brooklyn (Powercor) 22 kV","Powercor","Winter","Non-Coincident",2016,"POE10",69.03312201,0.830328815]
[null,"VIC","BLTS22P","Brooklyn (Powercor) 22 kV","Powercor","Winter","Non-Coincident",2016,"POE50",68.229251050000002,0.81991720199999996]
[null,"VIC","BLTS22P","Brooklyn (Powercor) 22 kV","Powercor","Winter","Coincident",2016,"POE10",57.320190420000003,0.830328815]
[null,"VIC","BLTS22P","Brooklyn (Powercor) 22 kV","Powercor","Winter","Coincident",2016,"POE50",55.942336609999998,0.81991720199999996]
[null,"VIC","BLTS22P","Brooklyn (Powercor) 22 kV","Powercor","Winter","Non-Coincident",2017,"POE10",69.98487969,0.82965115499999997]
[null,"VIC","BLTS22P","Brooklyn (Powercor) 22 kV","Powercor","Winter","Non-Coincident",2017,"POE50",69.237452070000003,0.819184409]
[null,"VIC","BLTS22P","Brooklyn (Powercor) 22 kV","Powercor","Winter","Coincident",2017,"POE10",58.063036279999999,0.82965115499999997]
[null,"VIC","BLTS22P","Brooklyn (Powercor) 22 kV","Powercor","Winter","Coincident",2017,"POE50",56.718241290000002,0.819184409]
[null,"VIC","BLTS22P","Brooklyn (Powercor) 22 kV","Powercor","Winter","Non-Coincident",2018,"POE10",70.528786740000001,0.82913016799999995]
[null,"VIC","BLTS22P","Brooklyn (Powercor) 22 kV","Powercor","Winter","Non-Coincident",2018,"POE50",69.699619010000006,0.81871277499999995]
[null,"VIC","BLTS22P","Brooklyn (Powercor) 22 kV","Powercor","Winter","Coincident",2018,"POE10",58.477544790000003,0.82913016799999995]
[null,"VIC","BLTS22P","Brooklyn (Powercor) 22 kV","Powercor","Winter","Coincident",2018,"POE50",57.063968500000001,0.81871277499999995]
[null,"VIC","BLTS22P","Brooklyn (Powercor) 22 kV","Powercor","Winter","Non-Coincident",2019,"POE10",71.537536029999998,0.82832874999999995]
[null,"VIC","BLTS22P","Brooklyn (Powercor) 22 kV","Powercor","Winter","Non-Coincident",2019,"POE50",70.572302739999998,0.81802234100000004]
[null,"VIC","BLTS22P","Brooklyn (Powercor) 22 kV","Powercor","Winter","Coincident",2019,"POE10",59.256597769999999,0.82832874999999995]
[null,"VIC","BLTS22P","Brooklyn (Powercor) 22 kV","Powercor","Winter","Coincident",2019,"POE50",57.729720309999998,0.81802234100000004]
[null,"VIC","BLTS22P","Brooklyn (Powercor) 22 kV","Powercor","Winter","Non-Coincident",2020,"POE10",72.397645760000003,0.82765684699999997]
[null,"VIC","BLTS22P","Brooklyn (Powercor) 22 kV","Powercor","Winter","Non-Coincident",2020,"POE50",71.466917330000001,0.81730824300000005]
[null,"VIC","BLTS22P","Brooklyn (Powercor) 22 kV","Powercor","Winter","Coincident",2020,"POE10",59.92040721,0.82765684699999997]
[null,"VIC","BLTS22P","Brooklyn (Powercor) 22 kV","Powercor","Winter","Coincident",2020,"POE50",58.410500669999998,0.81730824300000005]
[null,"VIC","BLTS22P","Brooklyn (Powercor) 22 kV","Powercor","Winter","Non-Coincident",2021,"POE10",73.160860479999997,0.82709156299999997]
[null,"VIC","BLTS22P","Brooklyn (Powercor) 22 kV","Powercor","Winter","Non-Coincident",2021,"POE50",72.298240239999998,0.81668155099999995]
[null,"VIC","BLTS22P","Brooklyn (Powercor) 22 kV","Powercor","Winter","Coincident",2021,"POE10",60.510730459999998,0.82709156299999997]
[null,"VIC","BLTS22P","Brooklyn (Powercor) 22 kV","Powercor","Winter","Coincident",2021,"POE50",59.044638999999997,0.81668155099999995]
[null,"VIC","BLTS22P","Brooklyn (Powercor) 22 kV","Powercor","Winter","Non-Coincident",2022,"POE10",74.049027120000005,0.82639007900000006]
[null,"VIC","BLTS22P","Brooklyn (Powercor) 22 kV","Powercor","Winter","Non-Coincident",2022,"POE50",73.050325439999995,0.81608631399999998]
[null,"VIC","BLTS22P","Brooklyn (Powercor) 22 kV","Powercor","Winter","Non-Coincident",2023,"POE50",73.857116739999995,0.81544575200000002]
[null,"VIC","BLTSS","Brooklyn (Powercor) 66 kV - Onesteel","Powercor","Summer","Coincident",2006,"TempCorrActualPOE10","NA","NA"]
[null,"VIC","BLTSS","Brooklyn (Powercor) 66 kV - Onesteel","Powercor","Summer","Non-Coincident",2006,"TempCorrActualPOE50","NA","NA"]
[null,"VIC","BLTSS","Brooklyn (Powercor) 66 kV - Onesteel","Powercor","Summer","Coincident",2007,"Actual","NA","NA"]
[null,"VIC","BLTSS","Brooklyn (Powercor) 66 kV - Onesteel","Powercor","Summer","Coincident",2009,"TempCorrActualPOE50","NA","NA"]
[null,"VIC","BLTSS","Brooklyn (Powercor) 66 kV - Onesteel","Powercor","Summer","Coincident",2009,"Actual","NA","NA"]
[null,"VIC","BLTSS","Brooklyn (Powercor) 66 kV - Onesteel","Powercor","Summer","Non-Coincident",2010,"Actual","NA","NA"]
[null,"VIC","BLTSS","Brooklyn (Powercor) 66 kV - Onesteel","Powercor","Summer","Non-Coincident",2011,"TempCorrActualPOE10","NA","NA"]
[null,"VIC","BLTSS","Brooklyn (Powercor) 66 kV - Onesteel","Powercor","Summer","Non-Coincident",2012,"TempCorrActualPOE50","NA","NA"]
[null,"VIC","BLTSS","Brooklyn (Powercor) 66 kV - Onesteel","Powercor","Summer","Non-Coincident",2013,"TempCorrActualPOE50","NA","NA"]
[null,"VIC","BLTSS","Brooklyn (Powercor) 66 kV - Onesteel","Powercor","Summer","Coincident",2014,"Actual","NA","NA"]
[null,"VIC","BLTSS","Brooklyn (Powercor) 66 kV - Onesteel","Powercor","Summer","Non-Coincident",2015,"Actual","NA","NA"]
[null,"VIC","BLTSS","Brooklyn (Powercor) 66 kV - Onesteel","Powercor","Summer","Non-Coincident",2018,"POE10","NA","NA"]
[null,"VIC","BLTSS","Brooklyn (Powercor) 66 kV - Onesteel","Powercor","Summer","Coincident",2018,"POE50","NA","NA"]
[null,"VIC","BLTSS","Brooklyn (Powercor) 66 kV - Onesteel","Powercor","Summer","Coincident",2020,"POE10","NA","NA"]
[null,"VIC","BLTSS","Brooklyn (Powercor) 66 kV - Onesteel","Powercor","Summer","Non-Coincident",2021,"POE50","NA","NA"]
[null,"VIC","BLTSS","Brooklyn (Powercor) 66 kV - Onesteel","Powercor","Summer","Non-Coincident",2023,"POE10","NA","NA"]
[null,"VIC","BLTSS","Brooklyn (Powercor) 66 kV - Onesteel","Powercor","Summer","Non-Coincident",2025,"POE50","NA","NA"]
[null,"VIC","BLTSS","Brooklyn (Powercor) 66 kV - Onesteel","Powercor","Winter","Coincident",2005,"TempCorrActualPOE10","NA","NA"]
[null,"VIC","BLTSS","Brooklyn (Powercor) 66 kV - Onesteel","Powercor","Winter","Non-Coincident",2006,"TempCorrActualPOE10","NA","NA"]
[null,"VIC","BLTSS","Brooklyn (Powercor) 66 kV - Onesteel","Powercor","Winter","Non-Coincident",2007,"Actual","NA","NA"]
[null,"VIC","BLTSS","Brooklyn (Powercor) 66 kV - Onesteel","Powercor","Winter","Coincident",2008,"TempCorrActualPOE10","NA","NA"]
[null,"VIC","BLTSS","Brooklyn (Powercor) 66 kV - Onesteel","Powercor","Winter","Non-Coincident",2009,"TempCorrActualPOE50","NA","NA"]
[null,"VIC","BLTSS","Brooklyn (Powercor) 66 kV - Onesteel","Powercor","Winter","Coincident",2010,"TempCorrActualPOE10","NA","NA"]
[null,"VIC","BLTSS","Brooklyn (Powercor) 66 kV - Onesteel","Powercor","Winter","Coincident",2011,"TempCorrActualPOE50","NA","NA"]
[null,"VIC","BLTSS","Brooklyn (Powercor) 66 kV - Onesteel","Powercor","Winter","Coincident",2012,"Actual","NA","NA"]
[null,"VIC","BLTSS","Brooklyn (Powercor) 66 kV - Onesteel","Powercor","Winter","Coincident",2013,"TempCorrActualPOE50","NA","NA"]
[null,"VIC","BLTSS","Brooklyn (Powercor) 66 kV - Onesteel","Powercor","Winter","Non-Coincident",2014,"TempCorrActualPOE10","NA","NA"]
[null,"VIC","BLTSS","Brooklyn (Powercor) 66 kV - Onesteel","Powercor","Winter","Coincident",2016,"POE10","NA","NA"]
[null,"VIC","BLTSS","Brooklyn (Powercor) 66 kV - Onesteel","Powercor","Winter","Coincident",2016,"POE50","NA","NA"]
[null,"VIC","BLTSS","Brooklyn (Powercor) 66 kV - Onesteel","Powercor","Winter","Non-Coincident",2019,"POE10","NA","NA"]
[null,"VIC","BLTSS","Brooklyn (Powercor) 66 kV - Onesteel","Powercor","Winter","Coincident",2019,"POE50","NA","NA"]
[null,"VIC","BLTSS","Brooklyn (Powercor) 66 kV - Onesteel","Powercor","Winter","Coincident",2021,"POE10","NA","NA"]
[null,"VIC","BLTSS","Brooklyn (Powercor) 66 kV - Onesteel","Powercor","Winter","Coincident",2023,"POE50","NA","NA"]
[null,"VIC","BLTSS","Brooklyn (Powercor) 66 kV - Onesteel","Powercor","Winter","Coincident",2024,"POE10","NA","NA"]
[null,"VIC","BTS22C","Brunswick (CitiPower) 22 kV","Citipower","Summer","Non-Coincident",2006,"Actual",40.847923999999999,"NA"]
[null,"VIC","BTS22C","Brunswick (CitiPower) 22 kV","Citipower","Summer","Non-Coincident",2008,"TempCorrActualPOE10",48.346603969999997,"NA"]
[null,"VIC","BTS22C","Brunswick (CitiPower) 22 kV","Citipower","Summer","Coincident",2009,"TempCorrActualPOE10",48.421509380000003,"NA"]
[null,"VIC","BTS22C","Brunswick (CitiPower) 22 kV","Citipower","Summer","Coincident",2010,"TempCorrActualPOE50",46.566175549999997,"NA"]
[null,"VIC","BTS22C","Brunswick (CitiPower) 22 kV","Citipower","Summer","Coincident",2010,"Actual",46.390492000000002,"NA"]
[null,"VIC","BTS22C","Brunswick (CitiPower) 22 kV","Citipower","Summer","Non-Coincident",2011,"Actual",47.568463999999999,"NA"]
[null,"VIC","BTS22C","Brunswick (CitiPower) 22 kV","Citipower","Summer","Non-Coincident",2013,"TempCorrActualPOE10",52.431112339999999,"NA"]
[null,"VIC","BTS22C","Brunswick (CitiPower) 22 kV","Citipower","Summer","Non-Coincident",2014,"TempCorrActualPOE50",46.902970879999998,"NA"]
[null,"VIC","BTS22C","Brunswick (CitiPower) 22 kV","Citipower","Summer","Coincident",2015,"TempCorrActualPOE10",49.931225660000003,"NA"]
[null,"VIC","BTS22C","Brunswick (CitiPower) 22 kV","Citipower","Summer","Coincident",2016,"POE50",42.300126200000001,0.91352887599999999]
[null,"VIC","BTS22C","Brunswick (CitiPower) 22 kV","Citipower","Summer","Non-Coincident",2017,"POE10",52.606769290000003,0.94674408899999996]
[null,"VIC","BTS22C","Brunswick (CitiPower) 22 kV","Citipower","Summer","Non-Coincident",2019,"POE50",46.972627330000002,0.91329542600000002]
[null,"VIC","BTS22C","Brunswick (CitiPower) 22 kV","Citipower","Summer","Non-Coincident",2020,"POE50",46.999788860000002,0.91313917099999997]
[null,"VIC","BTS22C","Brunswick (CitiPower) 22 kV","Citipower","Summer","Non-Coincident",2022,"POE10",53.81336031,0.94565775399999996]
[null,"VIC","BTS22C","Brunswick (CitiPower) 22 kV","Citipower","Summer","Non-Coincident",2024,"POE50",47.420279960000002,0.91278078399999996]
[null,"VIC","BTS22C","Brunswick (CitiPower) 22 kV","Citipower","Winter","Coincident",2005,"TempCorrActualPOE10",48.314956070000001,"NA"]
[null,"VIC","BTS22C","Brunswick (CitiPower) 22 kV","Citipower","Winter","Non-Coincident",2005,"TempCorrActualPOE50",48.714795969999997,"NA"]
[null,"VIC","BTS22C","Brunswick (CitiPower) 22 kV","Citipower","Winter","Coincident",2007,"TempCorrActualPOE10",48.581227679999998,"NA"]
[null,"VIC","BTS22C","Brunswick (CitiPower) 22 kV","Citipower","Winter","Coincident",2007,"TempCorrActualPOE50",47.04664279,"NA"]
[null,"VIC","BTS22C","Brunswick (CitiPower) 22 kV","Citipower","Winter","Coincident",2008,"Actual",47.221744000000001,"NA"]
[null,"VIC","BTS22C","Brunswick (CitiPower) 22 kV","Citipower","Winter","Non-Coincident",2009,"Actual",50.678592000000002,"NA"]
[null,"VIC","BTS22C","Brunswick (CitiPower) 22 kV","Citipower","Winter","Non-Coincident",2010,"TempCorrActualPOE10",51.418819360000001,"NA"]
[null,"VIC","BTS22C","Brunswick (CitiPower) 22 kV","Citipower","Winter","Coincident",2012,"TempCorrActualPOE10",49.13351651,"NA"]
[null,"VIC","BTS22C","Brunswick (CitiPower) 22 kV","Citipower","Winter","Coincident",2013,"TempCorrActualPOE50",47.503389159999998,"NA"]
[null,"VIC","BTS22C","Brunswick (CitiPower) 22 kV","Citipower","Winter","Coincident",2013,"Actual",48.777467999999999,"NA"]
[null,"VIC","BTS22C","Brunswick (CitiPower) 22 kV","Citipower","Winter","Non-Coincident",2015,"POE50",49.424739459999998,0.977129621]
[null,"VIC","BTS22C","Brunswick (CitiPower) 22 kV","Citipower","Winter","Coincident",2015,"POE10",50.511514920000003,0.99029720399999999]
[null,"VIC","BTS22C","Brunswick (CitiPower) 22 kV","Citipower","Winter","Coincident",2017,"POE50",49.506237290000001,0.97682463399999997]
[null,"VIC","BTS22C","Brunswick (CitiPower) 22 kV","Citipower","Winter","Coincident",2019,"POE10",52.634319359999999,0.98928474600000005]
[null,"VIC","BTS22C","Brunswick (CitiPower) 22 kV","Citipower","Winter","Non-Coincident",2020,"POE50",52.123992659999999,0.97577459499999997]
[null,"VIC","BTS22C","Brunswick (CitiPower) 22 kV","Citipower","Winter","Coincident",2021,"POE50",51.376603920000001,0.97548366600000003]
[null,"VIC","BTS22C","Brunswick (CitiPower) 22 kV","Citipower","Winter","Coincident",2024,"POE10",55.649433500000001,0.98734420000000001]
[null,"VIC","BTS22J","Brunswick (Jemena) 22 kV","Jemena","Summer","Coincident",2006,"TempCorrActualPOE50",38.155423489999997,"NA"]
[null,"VIC","BTS22J","Brunswick (Jemena) 22 kV","Jemena","Summer","Coincident",2007,"Actual",38.578980000000001,"NA"]
[null,"VIC","BTS22J","Brunswick (Jemena) 22 kV","Jemena","Summer","Non-Coincident",2007,"Actual",40.678248000000004,"NA"]
[null,"VIC","BTS22J","Brunswick (Jemena) 22 kV","Jemena","Summer","Non-Coincident",2009,"TempCorrActualPOE10",44.962238890000002,"NA"]
[null,"VIC","BTS22J","Brunswick (Jemena) 22 kV","Jemena","Summer","Non-Coincident",2010,"TempCorrActualPOE50",41.904753159999999,"NA"]
[null,"VIC","BTS22J","Brunswick (Jemena) 22 kV","Jemena","Summer","Coincident",2011,"TempCorrActualPOE10",45.480012119999998,"NA"]
[null,"VIC","BTS22J","Brunswick (Jemena) 22 kV","Jemena","Summer","Non-Coincident",2012,"TempCorrActualPOE50",42.563586960000002,"NA"]
[null,"VIC","BTS22J","Brunswick (Jemena) 22 kV","Jemena","Summer","Coincident",2013,"Actual",42.663781999999998,"NA"]
[null,"VIC","BTS22J","Brunswick (Jemena) 22 kV","Jemena","Summer","Non-Coincident",2014,"TempCorrActualPOE10",44.522356270000003,"NA"]
[null,"VIC","BTS22J","Brunswick (Jemena) 22 kV","Jemena","Summer","Non-Coincident",2015,"TempCorrActualPOE50",38.13790659,"NA"]
[null,"VIC","BTS22J","Brunswick (Jemena) 22 kV","Jemena","Summer","Non-Coincident",2016,"POE10",51.313247599999997,0.92030575999999997]
[null,"VIC","BTS22J","Brunswick (Jemena) 22 kV","Jemena","Summer","Non-Coincident",2018,"POE50",46.939429650000001,0.88785815999999995]
[null,"VIC","BTS22J","Brunswick (Jemena) 22 kV","Jemena","Summer","Non-Coincident",2020,"POE10",55.179768459999998,0.91957495600000005]
[null,"VIC","BTS22J","Brunswick (Jemena) 22 kV","Jemena","Summer","Coincident",2020,"POE50",42.894219200000002,0.88760181999999999]
[null,"VIC","BTS22J","Brunswick (Jemena) 22 kV","Jemena","Summer","Non-Coincident",2023,"POE10",56.842420730000001,0.91895750600000004]
[null,"VIC","BTS22J","Brunswick (Jemena) 22 kV","Jemena","Summer","Coincident",2024,"POE50",44.124022199999999,0.88725345600000005]
[null,"VIC","BTS22J","Brunswick (Jemena) 22 kV","Jemena","Summer","Coincident",2025,"POE10",53.117131929999999,0.91825537400000001]
[null,"VIC","BTS22J","Brunswick (Jemena) 22 kV","Jemena","Winter","Non-Coincident",2005,"Actual",36.239041999999998,"NA"]
[null,"VIC","BTS22J","Brunswick (Jemena) 22 kV","Jemena","Winter","Non-Coincident",2006,"TempCorrActualPOE50",35.465577449999998,"NA"]
[null,"VIC","BTS22J","Brunswick (Jemena) 22 kV","Jemena","Winter","Coincident",2008,"TempCorrActualPOE10",34.452934980000002,"NA"]
[null,"VIC","BTS22J","Brunswick (Jemena) 22 kV","Jemena","Winter","Coincident",2009,"TempCorrActualPOE50",33.07612649,"NA"]
[null,"VIC","BTS22J","Brunswick (Jemena) 22 kV","Jemena","Winter","Coincident",2009,"Actual",34.08193,"NA"]
[null,"VIC","BTS22J","Brunswick (Jemena) 22 kV","Jemena","Winter","Coincident",2011,"TempCorrActualPOE50",32.509530509999998,"NA"]
[null,"VIC","BTS22J","Brunswick (Jemena) 22 kV","Jemena","Winter","Non-Coincident",2012,"TempCorrActualPOE10",34.438674489999997,"NA"]
[null,"VIC","BTS22J","Brunswick (Jemena) 22 kV","Jemena","Winter","Non-Coincident",2012,"Actual",32.509746,"NA"]
[null,"VIC","BTS22J","Brunswick (Jemena) 22 kV","Jemena","Winter","Coincident",2014,"TempCorrActualPOE10",31.8858435,"NA"]
[null,"VIC","BTS22J","Brunswick (Jemena) 22 kV","Jemena","Winter","Non-Coincident",2015,"POE10",32.950453690000003,0.98935224099999997]
[null,"VIC","BTS22J","Brunswick (Jemena) 22 kV","Jemena","Winter","Coincident",2016,"POE50",37.416780899999999,0.97611509500000004]
[null,"VIC","BTS22J","Brunswick (Jemena) 22 kV","Jemena","Winter","Coincident",2018,"POE10",40.122972730000001,0.98873875099999997]
[null,"VIC","BTS22J","Brunswick (Jemena) 22 kV","Jemena","Winter","Non-Coincident",2019,"POE50",40.747645949999999,0.97520895200000002]
[null,"VIC","BTS22J","Brunswick (Jemena) 22 kV","Jemena","Winter","Non-Coincident",2021,"POE10",42.77773612,0.98774358500000004]
[null,"VIC","BTS22J","Brunswick (Jemena) 22 kV","Jemena","Winter","Non-Coincident",2023,"POE50",41.727102870000003,0.97385853899999997]
[null,"VIC","BTS22J","Brunswick (Jemena) 22 kV","Jemena","Winter","Non-Coincident",2024,"POE10",43.033790209999999,0.986402055]
[null,"VIC","BTS66","Brunswick (CitiPower) 66 kV","Citipower","Summer","Coincident",2016,"POE50",0,"NA"]
[null,"VIC","BTS66","Brunswick (CitiPower) 66 kV","Citipower","Summer","Coincident",2017,"POE10",163.39883259999999,0.92465633899999999]
[null,"VIC","BTS66","Brunswick (CitiPower) 66 kV","Citipower","Summer","Coincident",2019,"POE50",278.54871159999999,0.89198804099999995]
[null,"VIC","BTS66","Brunswick (CitiPower) 66 kV","Citipower","Summer","Coincident",2021,"POE50",304.549038,0.89179170600000002]
[null,"VIC","BTS66","Brunswick (CitiPower) 66 kV","Citipower","Summer","Coincident",2022,"POE10",342.6876709,0.92359534899999995]
[null,"VIC","BTS66","Brunswick (CitiPower) 66 kV","Citipower","Summer","Non-Coincident",2024,"POE50",345.924734,0.89148540600000004]
[null,"VIC","BTS66","Brunswick (CitiPower) 66 kV","Citipower","Winter","Coincident",2015,"POE10",0,"NA"]
[null,"VIC","BTS66","Brunswick (CitiPower) 66 kV","Citipower","Winter","Non-Coincident",2016,"POE50",0,"NA"]
[null,"VIC","BTS66","Brunswick (CitiPower) 66 kV","Citipower","Winter","Non-Coincident",2018,"POE10",251.94284819999999,0.958767586]
[null,"VIC","BTS66","Brunswick (CitiPower) 66 kV","Citipower","Winter","Coincident",2018,"POE50",235.52035670000001,0.94596447400000006]
[null,"VIC","BTS66","Brunswick (CitiPower) 66 kV","Citipower","Winter","Coincident",2020,"POE10",260.45746700000001,0.95805390599999996]
[null,"VIC","BTS66","Brunswick (CitiPower) 66 kV","Citipower","Winter","Coincident",2022,"POE50",257.85022220000002,0.94469480100000003]
[null,"VIC","BTS66","Brunswick (CitiPower) 66 kV","Citipower","Winter","Coincident",2023,"POE10",266.76030500000002,0.95701186500000002]
[null,"VIC","CBTS66A","Cranbourne (AusNet) 66 kV","AusNet","Summer","Non-Coincident",2006,"TempCorrActualPOE10",165.1791241,"NA"]
[null,"VIC","CBTS66A","Cranbourne (AusNet) 66 kV","AusNet","Summer","Non-Coincident",2007,"Actual",155.22814600000001,"NA"]
[null,"VIC","CBTS66A","Cranbourne (AusNet) 66 kV","AusNet","Summer","Non-Coincident",2008,"TempCorrActualPOE10",191.43742119999999,"NA"]
[null,"VIC","CBTS66A","Cranbourne (AusNet) 66 kV","AusNet","Summer","Non-Coincident",2009,"TempCorrActualPOE50",183.7372489,"NA"]
[null,"VIC","CBTS66A","Cranbourne (AusNet) 66 kV","AusNet","Summer","Coincident",2010,"TempCorrActualPOE10",202.49250319999999,"NA"]
[null,"VIC","CBTS66A","Cranbourne (AusNet) 66 kV","AusNet","Summer","Coincident",2011,"TempCorrActualPOE50",187.22409490000001,"NA"]
[null,"VIC","CBTS66A","Cranbourne (AusNet) 66 kV","AusNet","Summer","Coincident",2012,"Actual",174.51612800000001,"NA"]
[null,"VIC","CBTS66A","Cranbourne (AusNet) 66 kV","AusNet","Summer","Coincident",2013,"TempCorrActualPOE50",226.60882430000001,"NA"]
[null,"VIC","CBTS66A","Cranbourne (AusNet) 66 kV","AusNet","Summer","Non-Coincident",2014,"Actual",251.42216199999999,"NA"]
[null,"VIC","CBTS66A","Cranbourne (AusNet) 66 kV","AusNet","Summer","Non-Coincident",2016,"POE10",287.8608509,0.91439868400000002]
[null,"VIC","CBTS66A","Cranbourne (AusNet) 66 kV","AusNet","Summer","Coincident",2016,"POE50",226.8392614,0.88228103300000005]
[null,"VIC","CBTS66A","Cranbourne (AusNet) 66 kV","AusNet","Summer","Coincident",2018,"POE10",289.22331000000003,0.91418456100000001]
[null,"VIC","CBTS66A","Cranbourne (AusNet) 66 kV","AusNet","Summer","Non-Coincident",2019,"POE50",296.11395279999999,0.88205556799999996]
[null,"VIC","CBTS66A","Cranbourne (AusNet) 66 kV","AusNet","Summer","Non-Coincident",2021,"POE10",363.0141673,0.91349402099999999]
[null,"VIC","CBTS66A","Cranbourne (AusNet) 66 kV","AusNet","Summer","Non-Coincident",2023,"POE50",348.32925289999997,0.88171249299999999]
[null,"VIC","CBTS66A","Cranbourne (AusNet) 66 kV","AusNet","Summer","Non-Coincident",2024,"POE10",411.41329480000002,0.91274851000000001]
[null,"VIC","CBTS66A","Cranbourne (AusNet) 66 kV","AusNet","Summer","Coincident",2025,"POE50",333.96371749999997,0.88140433900000004]
[null,"VIC","CBTS66A","Cranbourne (AusNet) 66 kV","AusNet","Winter","Non-Coincident",2006,"TempCorrActualPOE10",127.4707871,"NA"]
[null,"VIC","CBTS66A","Cranbourne (AusNet) 66 kV","AusNet","Winter","Coincident",2006,"Actual",111.09371,"NA"]
[null,"VIC","CBTS66A","Cranbourne (AusNet) 66 kV","AusNet","Winter","Coincident",2008,"TempCorrActualPOE50",144.44218739999999,"NA"]
[null,"VIC","CBTS66A","Cranbourne (AusNet) 66 kV","AusNet","Winter","Coincident",2008,"Actual",136.90992,"NA"]
[null,"VIC","CBTS66A","Cranbourne (AusNet) 66 kV","AusNet","Winter","Non-Coincident",2009,"Actual",151.85357999999999,"NA"]
[null,"VIC","CBTS66A","Cranbourne (AusNet) 66 kV","AusNet","Winter","Non-Coincident",2011,"TempCorrActualPOE10",172.14714939999999,"NA"]
[null,"VIC","CBTS66A","Cranbourne (AusNet) 66 kV","AusNet","Winter","Non-Coincident",2011,"Actual",165.346034,"NA"]
[null,"VIC","CBTS66A","Cranbourne (AusNet) 66 kV","AusNet","Winter","Coincident",2013,"TempCorrActualPOE10",184.28839239999999,"NA"]
[null,"VIC","CBTS66A","Cranbourne (AusNet) 66 kV","AusNet","Winter","Non-Coincident",2014,"TempCorrActualPOE50",183.55969200000001,"NA"]
[null,"VIC","CBTS66A","Cranbourne (AusNet) 66 kV","AusNet","Winter","Coincident",2014,"Actual",170.022122,"NA"]
[null,"VIC","CBTS66A","Cranbourne (AusNet) 66 kV","AusNet","Winter","Coincident",2016,"POE50",193.00593760000001,0.99208625699999997]
[null,"VIC","CBTS66A","Cranbourne (AusNet) 66 kV","AusNet","Winter","Coincident",2017,"POE50",198.730313,0.99186004800000005]
[null,"VIC","CBTS66A","Cranbourne (AusNet) 66 kV","AusNet","Winter","Coincident",2019,"POE10",214.4076886,1]
[null,"VIC","CBTS66A","Cranbourne (AusNet) 66 kV","AusNet","Winter","Coincident",2021,"POE50",211.62838919999999,0.99049843900000001]
[null,"VIC","CBTS66A","Cranbourne (AusNet) 66 kV","AusNet","Winter","Coincident",2023,"POE10",225.35444390000001,1]
[null,"VIC","CBTS66A","Cranbourne (AusNet) 66 kV","AusNet","Winter","Non-Coincident",2024,"POE50",219.94750289999999,0.98929620500000004]
[null,"VIC","CBTS66U","Cranbourne (United Energy) 66 kV","United Energy","Summer","Coincident",2007,"TempCorrActualPOE10",127.3610757,"NA"]
[null,"VIC","CBTS66U","Cranbourne (United Energy) 66 kV","United Energy","Summer","Coincident",2007,"TempCorrActualPOE50",117.4783711,"NA"]
[null,"VIC","CBTS66U","Cranbourne (United Energy) 66 kV","United Energy","Summer","Coincident",2008,"Actual",109.64767399999999,"NA"]
[null,"VIC","CBTS66U","Cranbourne (United Energy) 66 kV","United Energy","Summer","Coincident",2009,"Actual",124.734624,"NA"]
[null,"VIC","CBTS66U","Cranbourne (United Energy) 66 kV","United Energy","Summer","Non-Coincident",2010,"TempCorrActualPOE50",148.66749849999999,"NA"]
[null,"VIC","CBTS66U","Cranbourne (United Energy) 66 kV","United Energy","Summer","Coincident",2012,"TempCorrActualPOE10",166.74708079999999,"NA"]
[null,"VIC","CBTS66U","Cranbourne (United Energy) 66 kV","United Energy","Summer","Coincident",2013,"TempCorrActualPOE50",157.59671180000001,"NA"]
[null,"VIC","CBTS66U","Cranbourne (United Energy) 66 kV","United Energy","Summer","Coincident",2013,"Actual",163.189244,"NA"]
[null,"VIC","CBTS66U","Cranbourne (United Energy) 66 kV","United Energy","Summer","Coincident",2015,"TempCorrActualPOE50",155.50392120000001,"NA"]
[null,"VIC","CBTS66U","Cranbourne (United Energy) 66 kV","United Energy","Summer","Non-Coincident",2015,"TempCorrActualPOE10",178.6605012,"NA"]
[null,"VIC","CBTS66U","Cranbourne (United Energy) 66 kV","United Energy","Summer","Non-Coincident",2017,"POE50",168.77855159999999,0.89949154099999995]
[null,"VIC","CBTS66U","Cranbourne (United Energy) 66 kV","United Energy","Summer","Non-Coincident",2018,"POE10",191.70798490000001,0.93201741000000005]
[null,"VIC","CBTS66U","Cranbourne (United Energy) 66 kV","United Energy","Summer","Coincident",2019,"POE10",181.15039920000001,0.93182068500000004]
[null,"VIC","CBTS66U","Cranbourne (United Energy) 66 kV","United Energy","Summer","Non-Coincident",2022,"POE50",177.99178800000001,0.898965181]
[null,"VIC","CBTS66U","Cranbourne (United Energy) 66 kV","United Energy","Summer","Non-Coincident",2024,"POE10",203.49541360000001,0.93055334599999995]
[null,"VIC","CBTS66U","Cranbourne (United Energy) 66 kV","United Energy","Summer","Coincident",2024,"POE50",161.58086069999999,0.89875494899999997]
[null,"VIC","CBTS66U","Cranbourne (United Energy) 66 kV","United Energy","Winter","Non-Coincident",2006,"TempCorrActualPOE10",116.4567835,"NA"]
[null,"VIC","CBTS66U","Cranbourne (United Energy) 66 kV","United Energy","Winter","Non-Coincident",2006,"TempCorrActualPOE50",113.6518749,"NA"]
[null,"VIC","CBTS66U","Cranbourne (United Energy) 66 kV","United Energy","Winter","Coincident",2008,"TempCorrActualPOE10",108.4253714,"NA"]
[null,"VIC","CBTS66U","Cranbourne (United Energy) 66 kV","United Energy","Winter","Coincident",2009,"TempCorrActualPOE50",109.301822,"NA"]
[null,"VIC","CBTS66U","Cranbourne (United Energy) 66 kV","United Energy","Winter","Coincident",2009,"Actual",91.713319999999996,"NA"]
[null,"VIC","CBTS66U","Cranbourne (United Energy) 66 kV","United Energy","Winter","Coincident",2011,"TempCorrActualPOE50",114.9298161,"NA"]
[null,"VIC","CBTS66U","Cranbourne (United Energy) 66 kV","United Energy","Winter","Non-Coincident",2012,"TempCorrActualPOE10",131.71856009999999,"NA"]
[null,"VIC","CBTS66U","Cranbourne (United Energy) 66 kV","United Energy","Winter","Coincident",2013,"TempCorrActualPOE10",123.10903140000001,"NA"]
[null,"VIC","CBTS66U","Cranbourne (United Energy) 66 kV","United Energy","Winter","Non-Coincident",2014,"TempCorrActualPOE50",129.0538555,"NA"]
[null,"VIC","CBTS66U","Cranbourne (United Energy) 66 kV","United Energy","Winter","Coincident",2014,"Actual",118.503114,"NA"]
[null,"VIC","CBTS66U","Cranbourne (United Energy) 66 kV","United Energy","Winter","Coincident",2016,"POE50",125.4189034,0.93106322600000002]
[null,"VIC","CBTS66U","Cranbourne (United Energy) 66 kV","United Energy","Winter","Coincident",2018,"POE10",136.35107729999999,0.94310424599999998]
[null,"VIC","CBTS66U","Cranbourne (United Energy) 66 kV","United Energy","Winter","Non-Coincident",2019,"POE50",141.7379152,0.93019890500000002]
[null,"VIC","CBTS66U","Cranbourne (United Energy) 66 kV","United Energy","Winter","Coincident",2021,"POE10",142.60644149999999,0.94215501199999996]
[null,"VIC","CBTS66U","Cranbourne (United Energy) 66 kV","United Energy","Winter","Non-Coincident",2023,"POE50",148.37164899999999,0.92891082000000003]
[null,"VIC","CBTS66U","Cranbourne (United Energy) 66 kV","United Energy","Winter","Coincident",2024,"POE50",139.2209403,0.92844478900000005]
[null,"VIC","DPTS","Deer Park (Powercor) 66 kV","Powercor","Summer","Coincident",2017,"POE10",0,"NA"]
[null,"VIC","DPTS","Deer Park (Powercor) 66 kV","Powercor","Summer","Coincident",2017,"POE50",0,"NA"]
[null,"VIC","DPTS","Deer Park (Powercor) 66 kV","Powercor","Summer","Non-Coincident",2020,"POE10",231.04281159999999,0.94837845399999998]
[null,"VIC","DPTS","Deer Park (Powercor) 66 kV","Powercor","Summer","Coincident",2021,"POE50",192.6799321,0.915358954]
[null,"VIC","DPTS","Deer Park (Powercor) 66 kV","Powercor","Summer","Coincident",2022,"POE10",229.2831419,0.94800306700000003]
[null,"VIC","DPTS","Deer Park (Powercor) 66 kV","Powercor","Summer","Coincident",2024,"POE50",205.9239987,0.91504456000000001]
[null,"VIC","DPTS","Deer Park (Powercor) 66 kV","Powercor","Winter","Coincident",2015,"POE10",0,"NA"]
[null,"VIC","DPTS","Deer Park (Powercor) 66 kV","Powercor","Winter","Non-Coincident",2016,"POE50",0,"NA"]
[null,"VIC","DPTS","Deer Park (Powercor) 66 kV","Powercor","Winter","Coincident",2017,"POE50",0,"NA"]
[null,"VIC","DPTS","Deer Park (Powercor) 66 kV","Powercor","Winter","Non-Coincident",2019,"POE10",160.6953967,0.98326979299999995]
[null,"VIC","DPTS","Deer Park (Powercor) 66 kV","Powercor","Winter","Non-Coincident",2021,"POE50",165.01521629999999,0.96955262499999995]
[null,"VIC","DPTS","Deer Park (Powercor) 66 kV","Powercor","Winter","Non-Coincident",2023,"POE10",177.17486690000001,0.98186443800000001]
[null,"VIC","DPTS","Deer Park (Powercor) 66 kV","Powercor","Winter","Coincident",2023,"POE50",167.3832353,0.96886188799999995]
[null,"VIC","ERTS1266A","East Rowville 12 (AusNet) 66 kV","AusNet","Summer","Coincident",2006,"Actual",66.668136000000004,"NA"]
[null,"VIC","ERTS1266A","East Rowville 12 (AusNet) 66 kV","AusNet","Summer","Non-Coincident",2007,"Actual",81.706639999999993,"NA"]
[null,"VIC","ERTS1266A","East Rowville 12 (AusNet) 66 kV","AusNet","Summer","Non-Coincident",2008,"TempCorrActualPOE10",97.614604049999997,"NA"]
[null,"VIC","ERTS1266A","East Rowville 12 (AusNet) 66 kV","AusNet","Summer","Non-Coincident",2009,"TempCorrActualPOE50",89.802660470000006,"NA"]
[null,"VIC","ERTS1266A","East Rowville 12 (AusNet) 66 kV","AusNet","Summer","Coincident",2010,"TempCorrActualPOE10",97.566614180000002,"NA"]
[null,"VIC","ERTS1266A","East Rowville 12 (AusNet) 66 kV","AusNet","Summer","Non-Coincident",2011,"TempCorrActualPOE50",93.086813800000002,"NA"]
[null,"VIC","ERTS1266A","East Rowville 12 (AusNet) 66 kV","AusNet","Summer","Non-Coincident",2012,"Actual",80.571712000000005,"NA"]
[null,"VIC","ERTS1266A","East Rowville 12 (AusNet) 66 kV","AusNet","Summer","Non-Coincident",2013,"TempCorrActualPOE10",102.4558435,"NA"]
[null,"VIC","ERTS1266A","East Rowville 12 (AusNet) 66 kV","AusNet","Summer","Non-Coincident",2014,"TempCorrActualPOE50",87.893289499999995,"NA"]
[null,"VIC","ERTS1266A","East Rowville 12 (AusNet) 66 kV","AusNet","Summer","Non-Coincident",2016,"POE10",98.240226809999996,0.90736546900000004]
[null,"VIC","ERTS1266A","East Rowville 12 (AusNet) 66 kV","AusNet","Summer","Coincident",2016,"POE50",74.993297429999998,0.87549485500000002]
[null,"VIC","ERTS1266A","East Rowville 12 (AusNet) 66 kV","AusNet","Summer","Coincident",2018,"POE10",88.352979110000007,0.90715299299999996]
[null,"VIC","ERTS1266A","East Rowville 12 (AusNet) 66 kV","AusNet","Summer","Non-Coincident",2019,"POE50",84.051841280000005,0.87527112399999996]
[null,"VIC","ERTS1266A","East Rowville 12 (AusNet) 66 kV","AusNet","Summer","Coincident",2021,"POE10",88.155952330000005,0.90646776500000004]
[null,"VIC","ERTS1266A","East Rowville 12 (AusNet) 66 kV","AusNet","Summer","Non-Coincident",2022,"POE50",83.140137850000002,0.87498253299999995]
[null,"VIC","ERTS1266A","East Rowville 12 (AusNet) 66 kV","AusNet","Summer","Non-Coincident",2024,"POE50",83.559570699999995,0.87477790899999996]
[null,"VIC","ERTS1266A","East Rowville 12 (AusNet) 66 kV","AusNet","Winter","Coincident",2005,"TempCorrActualPOE10",64.63157502,"NA"]
[null,"VIC","ERTS1266A","East Rowville 12 (AusNet) 66 kV","AusNet","Winter","Non-Coincident",2006,"TempCorrActualPOE50",69.613798599999996,"NA"]
[null,"VIC","ERTS1266A","East Rowville 12 (AusNet) 66 kV","AusNet","Winter","Coincident",2007,"TempCorrActualPOE10",74.847205349999996,"NA"]
[null,"VIC","ERTS1266A","East Rowville 12 (AusNet) 66 kV","AusNet","Winter","Coincident",2008,"TempCorrActualPOE50",78.162310169999998,"NA"]
[null,"VIC","ERTS1266A","East Rowville 12 (AusNet) 66 kV","AusNet","Winter","Coincident",2008,"Actual",79.123264000000006,"NA"]
[null,"VIC","ERTS1266A","East Rowville 12 (AusNet) 66 kV","AusNet","Winter","Coincident",2010,"TempCorrActualPOE50",79.552233220000005,"NA"]
[null,"VIC","ERTS1266A","East Rowville 12 (AusNet) 66 kV","AusNet","Winter","Non-Coincident",2011,"TempCorrActualPOE10",83.194836050000006,"NA"]
[null,"VIC","ERTS1266A","East Rowville 12 (AusNet) 66 kV","AusNet","Winter","Coincident",2011,"Actual",84.845382000000001,"NA"]
[null,"VIC","ERTS1266A","East Rowville 12 (AusNet) 66 kV","AusNet","Winter","Coincident",2013,"TempCorrActualPOE50",72.803182699999994,"NA"]
[null,"VIC","ERTS1266A","East Rowville 12 (AusNet) 66 kV","AusNet","Winter","Coincident",2014,"Actual",67.029656000000003,"NA"]
[null,"VIC","ERTS1266A","East Rowville 12 (AusNet) 66 kV","AusNet","Winter","Non-Coincident",2015,"POE50",73.766293050000002,0.96351810199999999]
[null,"VIC","ERTS1266A","East Rowville 12 (AusNet) 66 kV","AusNet","Winter","Non-Coincident",2017,"POE10",75.157598899999996,0.97625653899999998]
[null,"VIC","ERTS1266A","East Rowville 12 (AusNet) 66 kV","AusNet","Winter","Coincident",2017,"POE50",70.293643900000006,0.96321736400000002]
[null,"VIC","ERTS1266A","East Rowville 12 (AusNet) 66 kV","AusNet","Winter","Coincident",2019,"POE10",73.017388190000005,0.97550390499999995]
[null,"VIC","ERTS1266A","East Rowville 12 (AusNet) 66 kV","AusNet","Winter","Coincident",2021,"POE50",70.145990179999998,0.96189507500000004]
[null,"VIC","ERTS1266A","East Rowville 12 (AusNet) 66 kV","AusNet","Winter","Coincident",2022,"POE10",74.0765095,0.974524681]
[null,"VIC","ERTS1266A","East Rowville 12 (AusNet) 66 kV","AusNet","Winter","Non-Coincident",2024,"POE50",75.330871889999997,0.96072755899999995]
[null,"VIC","ERTS1266U","East Rowville 12 (United Energy) 66 kV","United Energy","Summer","Coincident",2007,"TempCorrActualPOE10",130.1152773,"NA"]
[null,"VIC","ERTS1266U","East Rowville 12 (United Energy) 66 kV","United Energy","Summer","Coincident",2007,"Actual",115.261892,"NA"]
[null,"VIC","ERTS1266U","East Rowville 12 (United Energy) 66 kV","United Energy","Summer","Non-Coincident",2008,"Actual",124.80750399999999,"NA"]
[null,"VIC","ERTS1266U","East Rowville 12 (United Energy) 66 kV","United Energy","Summer","Non-Coincident",2009,"TempCorrActualPOE10",130.26382369999999,"NA"]
[null,"VIC","ERTS1266U","East Rowville 12 (United Energy) 66 kV","United Energy","Summer","Non-Coincident",2010,"TempCorrActualPOE50",120.52060779999999,"NA"]
[null,"VIC","ERTS1266U","East Rowville 12 (United Energy) 66 kV","United Energy","Summer","Coincident",2012,"TempCorrActualPOE10",139.9588005,"NA"]
[null,"VIC","ERTS1266U","East Rowville 12 (United Energy) 66 kV","United Energy","Summer","Non-Coincident",2012,"TempCorrActualPOE50",126.62202310000001,"NA"]
[null,"VIC","ERTS1266U","East Rowville 12 (United Energy) 66 kV","United Energy","Summer","Coincident",2013,"Actual",135.67386400000001,"NA"]
[null,"VIC","ERTS1266U","East Rowville 12 (United Energy) 66 kV","United Energy","Summer","Coincident",2015,"TempCorrActualPOE50",118.43591000000001,"NA"]
[null,"VIC","ERTS1266U","East Rowville 12 (United Energy) 66 kV","United Energy","Summer","Non-Coincident",2016,"POE50",125.2647362,0.91548421999999996]
[null,"VIC","ERTS1266U","East Rowville 12 (United Energy) 66 kV","United Energy","Summer","Coincident",2017,"POE10",137.02711819999999,0.94877052699999997]
[null,"VIC","ERTS1266U","East Rowville 12 (United Energy) 66 kV","United Energy","Summer","Non-Coincident",2018,"POE50",128.5208121,0.915357961]
[null,"VIC","ERTS1266U","East Rowville 12 (United Energy) 66 kV","United Energy","Summer","Non-Coincident",2020,"POE10",150.23452030000001,0.948057127]
[null,"VIC","ERTS1266U","East Rowville 12 (United Energy) 66 kV","United Energy","Summer","Non-Coincident",2022,"POE50",134.10886110000001,0.91494849600000006]
[null,"VIC","ERTS1266U","East Rowville 12 (United Energy) 66 kV","United Energy","Summer","Non-Coincident",2023,"POE10",156.0518136,0.94742055199999997]
[null,"VIC","ERTS1266U","East Rowville 12 (United Energy) 66 kV","United Energy","Summer","Coincident",2024,"POE50",125.3180368,0.91473452700000002]
[null,"VIC","ERTS1266U","East Rowville 12 (United Energy) 66 kV","United Energy","Winter","Coincident",2005,"Actual",84.037632000000002,"NA"]
[null,"VIC","ERTS1266U","East Rowville 12 (United Energy) 66 kV","United Energy","Winter","Non-Coincident",2005,"Actual",84.037632000000002,"NA"]
[null,"VIC","ERTS1266U","East Rowville 12 (United Energy) 66 kV","United Energy","Winter","Coincident",2007,"TempCorrActualPOE50",86.290134170000002,"NA"]
[null,"VIC","ERTS1266U","East Rowville 12 (United Energy) 66 kV","United Energy","Winter","Coincident",2008,"TempCorrActualPOE10",87.778058110000003,"NA"]
[null,"VIC","ERTS1266U","East Rowville 12 (United Energy) 66 kV","United Energy","Winter","Coincident",2009,"TempCorrActualPOE50",83.786582129999999,"NA"]
[null,"VIC","ERTS1266U","East Rowville 12 (United Energy) 66 kV","United Energy","Winter","Coincident",2010,"Actual",83.469200000000001,"NA"]
[null,"VIC","ERTS1266U","East Rowville 12 (United Energy) 66 kV","United Energy","Winter","Coincident",2011,"TempCorrActualPOE50",88.17293033,"NA"]
[null,"VIC","ERTS1266U","East Rowville 12 (United Energy) 66 kV","United Energy","Winter","Non-Coincident",2012,"TempCorrActualPOE10",96.981540730000006,"NA"]
[null,"VIC","ERTS1266U","East Rowville 12 (United Energy) 66 kV","United Energy","Winter","Non-Coincident",2013,"Actual",98.598581999999993,"NA"]
[null,"VIC","ERTS1266U","East Rowville 12 (United Energy) 66 kV","United Energy","Winter","Coincident",2014,"TempCorrActualPOE10",91.362132419999995,"NA"]
[null,"VIC","ERTS1266U","East Rowville 12 (United Energy) 66 kV","United Energy","Winter","Coincident",2015,"POE50",92.430223699999999,0.99226242099999995]
[null,"VIC","ERTS1266U","East Rowville 12 (United Energy) 66 kV","United Energy","Winter","Coincident",2016,"POE10",96.981538720000003,1]
[null,"VIC","ERTS1266U","East Rowville 12 (United Energy) 66 kV","United Energy","Winter","Non-Coincident",2018,"POE10",99.776812090000007,1]
[null,"VIC","ERTS1266U","East Rowville 12 (United Energy) 66 kV","United Energy","Winter","Coincident",2020,"POE50",100.7516937,0.99088641]
[null,"VIC","ERTS1266U","East Rowville 12 (United Energy) 66 kV","United Energy","Winter","Coincident",2022,"POE10",107.7532478,1]
[null,"VIC","ERTS1266U","East Rowville 12 (United Energy) 66 kV","United Energy","Winter","Non-Coincident",2023,"POE50",106.8651266,0.98988525000000005]
[null,"VIC","ERTS3466A","East Rowville 34 (AusNet) 66 kV","AusNet","Summer","Coincident",2007,"Actual",0,"NA"]
[null,"VIC","ERTS3466A","East Rowville 34 (AusNet) 66 kV","AusNet","Summer","Non-Coincident",2007,"Actual",67.400437999999994,"NA"]
[null,"VIC","ERTS3466A","East Rowville 34 (AusNet) 66 kV","AusNet","Summer","Non-Coincident",2009,"TempCorrActualPOE10",86.288476119999999,"NA"]
[null,"VIC","ERTS3466A","East Rowville 34 (AusNet) 66 kV","AusNet","Summer","Non-Coincident",2009,"Actual",88.478188000000003,"NA"]
[null,"VIC","ERTS3466A","East Rowville 34 (AusNet) 66 kV","AusNet","Summer","Coincident",2011,"TempCorrActualPOE10",73.110955290000007,"NA"]
[null,"VIC","ERTS3466A","East Rowville 34 (AusNet) 66 kV","AusNet","Summer","Non-Coincident",2011,"Actual",81.478093999999999,"NA"]
[null,"VIC","ERTS3466A","East Rowville 34 (AusNet) 66 kV","AusNet","Summer","Non-Coincident",2013,"Actual",49.496915999999999,"NA"]
[null,"VIC","ERTS3466A","East Rowville 34 (AusNet) 66 kV","AusNet","Summer","Non-Coincident",2014,"TempCorrActualPOE10",59.320373480000001,"NA"]
[null,"VIC","ERTS3466A","East Rowville 34 (AusNet) 66 kV","AusNet","Summer","Non-Coincident",2015,"Actual",42.230122000000001,"NA"]
[null,"VIC","ERTS3466A","East Rowville 34 (AusNet) 66 kV","AusNet","Summer","Non-Coincident",2016,"POE10",60.029078519999999,0.87892992299999995]
[null,"VIC","ERTS3466A","East Rowville 34 (AusNet) 66 kV","AusNet","Summer","Non-Coincident",2018,"POE50",53.816941989999997,0.84794112899999996]
[null,"VIC","ERTS3466A","East Rowville 34 (AusNet) 66 kV","AusNet","Summer","Non-Coincident",2019,"POE10",61.461213409999999,0.87853862900000002]
[null,"VIC","ERTS3466A","East Rowville 34 (AusNet) 66 kV","AusNet","Summer","Coincident",2020,"POE50",46.520866320000003,0.84769631300000003]
[null,"VIC","ERTS3466A","East Rowville 34 (AusNet) 66 kV","AusNet","Summer","Non-Coincident",2023,"POE10",64.578290969999998,0.87764228499999997]
[null,"VIC","ERTS3466A","East Rowville 34 (AusNet) 66 kV","AusNet","Summer","Coincident",2024,"POE50",48.78333739,0.84736361100000002]
[null,"VIC","ERTS3466A","East Rowville 34 (AusNet) 66 kV","AusNet","Winter","Non-Coincident",2005,"Actual",78.711776,"NA"]
[null,"VIC","ERTS3466A","East Rowville 34 (AusNet) 66 kV","AusNet","Winter","Coincident",2007,"Actual",58.049610000000001,"NA"]
[null,"VIC","ERTS3466A","East Rowville 34 (AusNet) 66 kV","AusNet","Winter","Non-Coincident",2007,"Actual",58.726599999999998,"NA"]
[null,"VIC","ERTS3466A","East Rowville 34 (AusNet) 66 kV","AusNet","Winter","Non-Coincident",2009,"TempCorrActualPOE10",59.973411669999997,"NA"]
[null,"VIC","ERTS3466A","East Rowville 34 (AusNet) 66 kV","AusNet","Winter","Non-Coincident",2010,"TempCorrActualPOE50",56.433749669999997,"NA"]
[null,"VIC","ERTS3466A","East Rowville 34 (AusNet) 66 kV","AusNet","Winter","Coincident",2011,"TempCorrActualPOE10",49.577578099999997,"NA"]
[null,"VIC","ERTS3466A","East Rowville 34 (AusNet) 66 kV","AusNet","Winter","Non-Coincident",2012,"TempCorrActualPOE50",39.859785629999998,"NA"]
[null,"VIC","ERTS3466A","East Rowville 34 (AusNet) 66 kV","AusNet","Winter","Coincident",2013,"Actual",30.343707999999999,"NA"]
[null,"VIC","ERTS3466A","East Rowville 34 (AusNet) 66 kV","AusNet","Winter","Coincident",2014,"TempCorrActualPOE50",39.397171739999997,"NA"]
[null,"VIC","ERTS3466A","East Rowville 34 (AusNet) 66 kV","AusNet","Winter","Non-Coincident",2016,"POE10",43.55588676,0.97642578099999999]
[null,"VIC","ERTS3466A","East Rowville 34 (AusNet) 66 kV","AusNet","Winter","Coincident",2016,"POE10",42.529090770000003,0.97642578099999999]
[null,"VIC","ERTS3466A","East Rowville 34 (AusNet) 66 kV","AusNet","Winter","Coincident",2018,"POE50",42.111202550000002,0.96283988799999998]
[null,"VIC","ERTS3466A","East Rowville 34 (AusNet) 66 kV","AusNet","Winter","Coincident",2020,"POE10",45.608340249999998,0.97514498699999996]
[null,"VIC","ERTS3466A","East Rowville 34 (AusNet) 66 kV","AusNet","Winter","Non-Coincident",2021,"POE50",46.090273269999997,0.96187009999999995]
[null,"VIC","ERTS3466A","East Rowville 34 (AusNet) 66 kV","AusNet","Winter","Coincident",2023,"POE10",47.956383850000002,0.97408435699999996]
[null,"VIC","ERTS3466U","East Rowville 34 (United Energy) 66 kV","United Energy","Summer","Non-Coincident",2006,"Actual",118.88912000000001,"NA"]
[null,"VIC","ERTS3466U","East Rowville 34 (United Energy) 66 kV","United Energy","Summer","Coincident",2008,"TempCorrActualPOE10",196.30957699999999,"NA"]
[null,"VIC","ERTS3466U","East Rowville 34 (United Energy) 66 kV","United Energy","Summer","Coincident",2009,"TempCorrActualPOE50",182.02039959999999,"NA"]
[null,"VIC","ERTS3466U","East Rowville 34 (United Energy) 66 kV","United Energy","Summer","Coincident",2010,"TempCorrActualPOE10",200.706805,"NA"]
[null,"VIC","ERTS3466U","East Rowville 34 (United Energy) 66 kV","United Energy","Summer","Non-Coincident",2011,"TempCorrActualPOE10",221.20066069999999,"NA"]
[null,"VIC","ERTS3466U","East Rowville 34 (United Energy) 66 kV","United Energy","Summer","Non-Coincident",2012,"TempCorrActualPOE50",204.18271319999999,"NA"]
[null,"VIC","ERTS3466U","East Rowville 34 (United Energy) 66 kV","United Energy","Summer","Coincident",2013,"TempCorrActualPOE10",187.34433999999999,"NA"]
[null,"VIC","ERTS3466U","East Rowville 34 (United Energy) 66 kV","United Energy","Summer","Non-Coincident",2014,"TempCorrActualPOE50",202.77954209999999,"NA"]
[null,"VIC","ERTS3466U","East Rowville 34 (United Energy) 66 kV","United Energy","Summer","Coincident",2015,"Actual",167.394114,"NA"]
[null,"VIC","ERTS3466U","East Rowville 34 (United Energy) 66 kV","United Energy","Summer","Non-Coincident",2016,"POE50",214.7978463,0.82254229700000003]
[null,"VIC","ERTS3466U","East Rowville 34 (United Energy) 66 kV","United Energy","Summer","Non-Coincident",2018,"POE10",228.60109059999999,0.85228565499999998]
[null,"VIC","ERTS3466U","East Rowville 34 (United Energy) 66 kV","United Energy","Summer","Coincident",2018,"POE50",181.32042129999999,0.82242885600000004]
[null,"VIC","ERTS3466U","East Rowville 34 (United Energy) 66 kV","United Energy","Summer","Non-Coincident",2021,"POE10",225.9675091,0.85164187199999997]
[null,"VIC","ERTS3466U","East Rowville 34 (United Energy) 66 kV","United Energy","Summer","Coincident",2021,"POE50",178.49749360000001,0.82215109500000005]
[null,"VIC","ERTS3466U","East Rowville 34 (United Energy) 66 kV","United Energy","Summer","Coincident",2023,"POE50",176.11781920000001,0.82201225200000005]
[null,"VIC","ERTS3466U","East Rowville 34 (United Energy) 66 kV","United Energy","Winter","Coincident",2005,"Actual",80.233757999999995,"NA"]
[null,"VIC","ERTS3466U","East Rowville 34 (United Energy) 66 kV","United Energy","Winter","Non-Coincident",2007,"TempCorrActualPOE50",187.1524081,"NA"]
[null,"VIC","ERTS3466U","East Rowville 34 (United Energy) 66 kV","United Energy","Winter","Coincident",2008,"TempCorrActualPOE10",140.88911010000001,"NA"]
[null,"VIC","ERTS3466U","East Rowville 34 (United Energy) 66 kV","United Energy","Winter","Coincident",2009,"TempCorrActualPOE50",140.1461649,"NA"]
[null,"VIC","ERTS3466U","East Rowville 34 (United Energy) 66 kV","United Energy","Winter","Coincident",2009,"Actual",139.917822,"NA"]
[null,"VIC","ERTS3466U","East Rowville 34 (United Energy) 66 kV","United Energy","Winter","Coincident",2011,"TempCorrActualPOE50",140.37543450000001,"NA"]
[null,"VIC","ERTS3466U","East Rowville 34 (United Energy) 66 kV","United Energy","Winter","Non-Coincident",2012,"TempCorrActualPOE10",192.9002079,"NA"]
[null,"VIC","ERTS3466U","East Rowville 34 (United Energy) 66 kV","United Energy","Winter","Coincident",2012,"Actual",138.10643400000001,"NA"]
[null,"VIC","ERTS3466U","East Rowville 34 (United Energy) 66 kV","United Energy","Winter","Coincident",2014,"TempCorrActualPOE50",141.06985030000001,"NA"]
[null,"VIC","ERTS3466U","East Rowville 34 (United Energy) 66 kV","United Energy","Winter","Non-Coincident",2016,"POE10",217.13495789999999,0.76014552700000004]
[null,"VIC","ERTS3466U","East Rowville 34 (United Energy) 66 kV","United Energy","Winter","Coincident",2016,"POE50",160.13984139999999,0.750014344]
[null,"VIC","ERTS3466U","East Rowville 34 (United Energy) 66 kV","United Energy","Winter","Coincident",2018,"POE10",174.17204699999999,0.759713941]
[null,"VIC","ERTS3466U","East Rowville 34 (United Energy) 66 kV","United Energy","Winter","Non-Coincident",2019,"POE50",228.7858186,0.74931809400000005]
[null,"VIC","ERTS3466U","East Rowville 34 (United Energy) 66 kV","United Energy","Winter","Coincident",2021,"POE10",181.36945689999999,0.75894928900000003]
[null,"VIC","ERTS3466U","East Rowville 34 (United Energy) 66 kV","United Energy","Winter","Non-Coincident",2023,"POE50",240.1656184,0.74828048199999997]
[null,"VIC","ERTS3466U","East Rowville 34 (United Energy) 66 kV","United Energy","Winter","Non-Coincident",2024,"POE10",248.9821341,0.75791850199999999]
[null,"VIC","FBTS66C","Fishermans Bend (Citipower) 66 kV","Citipower","Summer","Non-Coincident",2006,"Actual",220.74309,"NA"]
[null,"VIC","FBTS66C","Fishermans Bend (Citipower) 66 kV","Citipower","Summer","Coincident",2008,"TempCorrActualPOE50",226.8375197,"NA"]
[null,"VIC","FBTS66C","Fishermans Bend (Citipower) 66 kV","Citipower","Summer","Coincident",2008,"Actual",223.02935600000001,"NA"]
[null,"VIC","FBTS66C","Fishermans Bend (Citipower) 66 kV","Citipower","Summer","Non-Coincident",2009,"Actual",232.43810199999999,"NA"]
[null,"VIC","FBTS66C","Fishermans Bend (Citipower) 66 kV","Citipower","Summer","Non-Coincident",2010,"TempCorrActualPOE10",244.31337809999999,"NA"]
[null,"VIC","FBTS66C","Fishermans Bend (Citipower) 66 kV","Citipower","Summer","Non-Coincident",2011,"Actual",247.42775399999999,"NA"]
[null,"VIC","FBTS66C","Fishermans Bend (Citipower) 66 kV","Citipower","Summer","Coincident",2013,"TempCorrActualPOE10",249.4248039,"NA"]
[null,"VIC","FBTS66C","Fishermans Bend (Citipower) 66 kV","Citipower","Summer","Non-Coincident",2013,"TempCorrActualPOE50",238.83405139999999,"NA"]
[null,"VIC","FBTS66C","Fishermans Bend (Citipower) 66 kV","Citipower","Summer","Coincident",2014,"Actual",243.07989799999999,"NA"]
[null,"VIC","FBTS66C","Fishermans Bend (Citipower) 66 kV","Citipower","Summer","Non-Coincident",2016,"POE50",253.63451280000001,0.89112551299999998]
[null,"VIC","FBTS66C","Fishermans Bend (Citipower) 66 kV","Citipower","Summer","Coincident",2017,"POE50",230.043486,0.89424019600000004]
[null,"VIC","FBTS66C","Fishermans Bend (Citipower) 66 kV","Citipower","Summer","Non-Coincident",2019,"POE10",289.79545869999998,0.92898333300000002]
[null,"VIC","FBTS66C","Fishermans Bend (Citipower) 66 kV","Citipower","Summer","Coincident",2019,"POE50",239.07477030000001,0.89529644900000005]
[null,"VIC","FBTS66C","Fishermans Bend (Citipower) 66 kV","Citipower","Summer","Coincident",2021,"POE10",281.12428510000001,0.92968191700000002]
[null,"VIC","FBTS66C","Fishermans Bend (Citipower) 66 kV","Citipower","Summer","Coincident",2023,"POE50",256.61106949999999,0.89671585899999995]
[null,"VIC","FBTS66C","Fishermans Bend (Citipower) 66 kV","Citipower","Summer","Coincident",2024,"POE10",299.70756840000001,0.92901895099999998]
[null,"VIC","FBTS66C","Fishermans Bend (Citipower) 66 kV","Citipower","Winter","Coincident",2005,"TempCorrActualPOE50",167.46388569999999,"NA"]
[null,"VIC","FBTS66C","Fishermans Bend (Citipower) 66 kV","Citipower","Winter","Coincident",2006,"Actual",158.33185800000001,"NA"]
[null,"VIC","FBTS66C","Fishermans Bend (Citipower) 66 kV","Citipower","Winter","Coincident",2007,"TempCorrActualPOE50",167.55980389999999,"NA"]
[null,"VIC","FBTS66C","Fishermans Bend (Citipower) 66 kV","Citipower","Winter","Coincident",2008,"TempCorrActualPOE50",169.00131440000001,"NA"]
[null,"VIC","FBTS66C","Fishermans Bend (Citipower) 66 kV","Citipower","Winter","Coincident",2009,"TempCorrActualPOE10",163.31636330000001,"NA"]
[null,"VIC","FBTS66C","Fishermans Bend (Citipower) 66 kV","Citipower","Winter","Coincident",2010,"TempCorrActualPOE50",160.62026599999999,"NA"]
[null,"VIC","FBTS66C","Fishermans Bend (Citipower) 66 kV","Citipower","Winter","Coincident",2011,"Actual",165.35855599999999,"NA"]
[null,"VIC","FBTS66C","Fishermans Bend (Citipower) 66 kV","Citipower","Winter","Coincident",2012,"TempCorrActualPOE50",162.4281948,"NA"]
[null,"VIC","FBTS66C","Fishermans Bend (Citipower) 66 kV","Citipower","Winter","Non-Coincident",2013,"TempCorrActualPOE10",184.77682419999999,"NA"]
[null,"VIC","FBTS66C","Fishermans Bend (Citipower) 66 kV","Citipower","Winter","Non-Coincident",2014,"Actual",183.434256,"NA"]
[null,"VIC","FBTS66C","Fishermans Bend (Citipower) 66 kV","Citipower","Winter","Non-Coincident",2015,"POE10",187.01526960000001,0.94782565100000005]
[null,"VIC","FBTS66C","Fishermans Bend (Citipower) 66 kV","Citipower","Winter","Non-Coincident",2017,"POE50",186.12608270000001,0.93631778099999996]
[null,"VIC","FBTS66C","Fishermans Bend (Citipower) 66 kV","Citipower","Winter","Coincident",2018,"POE10",179.8438917,0.95246030000000004]
[null,"VIC","FBTS66C","Fishermans Bend (Citipower) 66 kV","Citipower","Winter","Non-Coincident",2020,"POE10",194.34629269999999,0.95189945899999995]
[null,"VIC","FBTS66C","Fishermans Bend (Citipower) 66 kV","Citipower","Winter","Non-Coincident",2022,"POE50",194.57977289999999,0.93964387299999996]
[null,"VIC","FBTS66C","Fishermans Bend (Citipower) 66 kV","Citipower","Winter","Non-Coincident",2023,"POE10",199.91337290000001,0.95295935399999998]
[null,"VIC","FBTS66C","Fishermans Bend (Citipower) 66 kV","Citipower","Winter","Coincident",2024,"POE50",187.4071639,0.93891516399999997]
[null,"VIC","FBTS66P","Fishermans Bend (Powercor) 66 kV","Powercor","Summer","Coincident",2010,"TempCorrActualPOE10",18.900433320000001,"NA"]
[null,"VIC","FBTS66P","Fishermans Bend (Powercor) 66 kV","Powercor","Summer","Coincident",2010,"TempCorrActualPOE50",17.48899677,"NA"]
[null,"VIC","FBTS66P","Fishermans Bend (Powercor) 66 kV","Powercor","Summer","Coincident",2011,"Actual",23.452559999999998,"NA"]
[null,"VIC","FBTS66P","Fishermans Bend (Powercor) 66 kV","Powercor","Summer","Coincident",2012,"TempCorrActualPOE50",18.84601073,"NA"]
[null,"VIC","FBTS66P","Fishermans Bend (Powercor) 66 kV","Powercor","Summer","Non-Coincident",2013,"TempCorrActualPOE10",22.14736358,"NA"]
[null,"VIC","FBTS66P","Fishermans Bend (Powercor) 66 kV","Powercor","Summer","Coincident",2014,"TempCorrActualPOE50",18.44002596,"NA"]
[null,"VIC","FBTS66P","Fishermans Bend (Powercor) 66 kV","Powercor","Summer","Non-Coincident",2015,"TempCorrActualPOE50",18.599956890000001,"NA"]
[null,"VIC","FBTS66P","Fishermans Bend (Powercor) 66 kV","Powercor","Summer","Non-Coincident",2017,"POE10",20.403570240000001,0.90806133499999997]
[null,"VIC","FBTS66P","Fishermans Bend (Powercor) 66 kV","Powercor","Summer","Non-Coincident",2019,"POE50",19.128368760000001,0.87597934200000005]
[null,"VIC","FBTS66P","Fishermans Bend (Powercor) 66 kV","Powercor","Summer","Coincident",2019,"POE10",18.709011279999999,0.90769537499999997]
[null,"VIC","FBTS66P","Fishermans Bend (Powercor) 66 kV","Powercor","Summer","Coincident",2021,"POE50",16.962333019999999,0.87578652999999995]
[null,"VIC","FBTS66P","Fishermans Bend (Powercor) 66 kV","Powercor","Summer","Coincident",2022,"POE10",19.18655949,0.90701938699999995]
[null,"VIC","FBTS66P","Fishermans Bend (Powercor) 66 kV","Powercor","Summer","Non-Coincident",2024,"POE50",19.858206630000002,0.87548572800000002]
[null,"VIC","FBTS66P","Fishermans Bend (Powercor) 66 kV","Powercor","Winter","Coincident",2006,"Actual",2.2752560000000002,"NA"]
[null,"VIC","FBTS66P","Fishermans Bend (Powercor) 66 kV","Powercor","Winter","Coincident",2009,"Actual",6.3689099999999996,"NA"]
[null,"VIC","FBTS66P","Fishermans Bend (Powercor) 66 kV","Powercor","Winter","Non-Coincident",2010,"TempCorrActualPOE50",14.11861611,"NA"]
[null,"VIC","FBTS66P","Fishermans Bend (Powercor) 66 kV","Powercor","Winter","Coincident",2012,"TempCorrActualPOE10",14.33867438,"NA"]
[null,"VIC","FBTS66P","Fishermans Bend (Powercor) 66 kV","Powercor","Winter","Coincident",2012,"TempCorrActualPOE50",13.86857107,"NA"]
[null,"VIC","FBTS66P","Fishermans Bend (Powercor) 66 kV","Powercor","Winter","Coincident",2013,"Actual",13.915979999999999,"NA"]
[null,"VIC","FBTS66P","Fishermans Bend (Powercor) 66 kV","Powercor","Winter","Coincident",2014,"TempCorrActualPOE50",13.741602869999999,"NA"]
[null,"VIC","FBTS66P","Fishermans Bend (Powercor) 66 kV","Powercor","Winter","Coincident",2015,"POE10",14.60797739,0.93864393400000001]
[null,"VIC","FBTS66P","Fishermans Bend (Powercor) 66 kV","Powercor","Winter","Coincident",2017,"POE50",14.24138421,0.92587408500000001]
[null,"VIC","FBTS66P","Fishermans Bend (Powercor) 66 kV","Powercor","Winter","Coincident",2019,"POE10",15.17430504,0.93768428500000001]
[null,"VIC","FBTS66P","Fishermans Bend (Powercor) 66 kV","Powercor","Winter","Coincident",2020,"POE50",14.644255190000001,0.92487881500000002]
[null,"VIC","FBTS66P","Fishermans Bend (Powercor) 66 kV","Powercor","Winter","Coincident",2022,"POE50",14.91862429,0.92429302099999999]
[null,"VIC","FBTS66P","Fishermans Bend (Powercor) 66 kV","Powercor","Winter","Non-Coincident",2023,"POE10",16.87894416,0.93634408400000002]
[null,"VIC","FVTS220","Fosterville 220 kV","Direct connect","Summer","Coincident",2006,"TempCorrActualPOE50",7.1177900000000003,"NA"]
[null,"VIC","FVTS220","Fosterville 220 kV","Direct connect","Summer","Non-Coincident",2007,"TempCorrActualPOE10",9.6494774880000005,"NA"]
[null,"VIC","FVTS220","Fosterville 220 kV","Direct connect","Summer","Non-Coincident",2007,"Actual",9.0093259999999997,"NA"]
[null,"VIC","FVTS220","Fosterville 220 kV","Direct connect","Summer","Non-Coincident",2009,"TempCorrActualPOE10",11.5271024,"NA"]
[null,"VIC","FVTS220","Fosterville 220 kV","Direct connect","Summer","Non-Coincident",2010,"TempCorrActualPOE50",11.08191845,"NA"]
[null,"VIC","FVTS220","Fosterville 220 kV","Direct connect","Summer","Coincident",2011,"TempCorrActualPOE10",11.297750199999999,"NA"]
[null,"VIC","FVTS220","Fosterville 220 kV","Direct connect","Summer","Non-Coincident",2012,"TempCorrActualPOE50",11.73743792,"NA"]
[null,"VIC","FVTS220","Fosterville 220 kV","Direct connect","Summer","Coincident",2013,"TempCorrActualPOE10",11.5869556,"NA"]
[null,"VIC","FVTS220","Fosterville 220 kV","Direct connect","Summer","Non-Coincident",2014,"TempCorrActualPOE10",12.165428,"NA"]
[null,"VIC","FVTS220","Fosterville 220 kV","Direct connect","Summer","Non-Coincident",2015,"TempCorrActualPOE50",12.5,"NA"]
[null,"VIC","FVTS220","Fosterville 220 kV","Direct connect","Summer","Non-Coincident",2016,"POE10",13,0.94212839299999995]
[null,"VIC","FVTS220","Fosterville 220 kV","Direct connect","Summer","Non-Coincident",2018,"POE50",13.5,0.91876589600000003]
[null,"VIC","FVTS220","Fosterville 220 kV","Direct connect","Summer","Non-Coincident",2020,"POE10",13.5,0.94212839299999995]
[null,"VIC","FVTS220","Fosterville 220 kV","Direct connect","Summer","Coincident",2020,"POE50",12.40333959,0.91876589600000003]
[null,"VIC","FVTS220","Fosterville 220 kV","Direct connect","Summer","Non-Coincident",2023,"POE10",13.60949598,0.94212839299999995]
[null,"VIC","FVTS220","Fosterville 220 kV","Direct connect","Summer","Non-Coincident",2023,"POE50",13.60949598,0.91876589600000003]
[null,"VIC","FVTS220","Fosterville 220 kV","Direct connect","Summer","Non-Coincident",2025,"POE50",13.68312405,0.91876589600000003]
[null,"VIC","FVTS220","Fosterville 220 kV","Direct connect","Winter","Coincident",2006,"TempCorrActualPOE10",6.9288471999999999,"NA"]
[null,"VIC","FVTS220","Fosterville 220 kV","Direct connect","Winter","Non-Coincident",2006,"TempCorrActualPOE50",6.8606471070000001,"NA"]
[null,"VIC","FVTS220","Fosterville 220 kV","Direct connect","Winter","Coincident",2008,"TempCorrActualPOE10",5.3165354000000002,"NA"]
[null,"VIC","FVTS220","Fosterville 220 kV","Direct connect","Winter","Coincident",2009,"TempCorrActualPOE50",9.0118939999999998,"NA"]
[null,"VIC","FVTS220","Fosterville 220 kV","Direct connect","Winter","Coincident",2009,"Actual",9.0118939999999998,"NA"]
[null,"VIC","FVTS220","Fosterville 220 kV","Direct connect","Winter","Non-Coincident",2010,"Actual",11.131656,"NA"]
[null,"VIC","FVTS220","Fosterville 220 kV","Direct connect","Winter","Non-Coincident",2011,"TempCorrActualPOE10",13.1726958,"NA"]
[null,"VIC","FVTS220","Fosterville 220 kV","Direct connect","Winter","Non-Coincident",2012,"Actual",11.796656,"NA"]
[null,"VIC","FVTS220","Fosterville 220 kV","Direct connect","Winter","Non-Coincident",2014,"TempCorrActualPOE10",12.15458735,"NA"]
[null,"VIC","FVTS220","Fosterville 220 kV","Direct connect","Winter","Coincident",2014,"Actual",10.438086,"NA"]
[null,"VIC","FVTS220","Fosterville 220 kV","Direct connect","Winter","Coincident",2016,"POE50",11.44600417,0.88046185899999996]
[null,"VIC","FVTS220","Fosterville 220 kV","Direct connect","Winter","Coincident",2018,"POE10",12.383682609999999,0.91730982299999997]
[null,"VIC","FVTS220","Fosterville 220 kV","Direct connect","Winter","Non-Coincident",2019,"POE50",13.5,0.88046185899999996]
[null,"VIC","FVTS220","Fosterville 220 kV","Direct connect","Winter","Non-Coincident",2021,"POE10",13.53637309,0.91730982299999997]
[null,"VIC","FVTS220","Fosterville 220 kV","Direct connect","Winter","Coincident",2021,"POE50",11.918260220000001,0.88046185899999996]
[null,"VIC","FVTS220","Fosterville 220 kV","Direct connect","Winter","Non-Coincident",2024,"POE10",13.64624665,0.91730982299999997]
[null,"VIC","GNTS66","Glenrowan (AusNet) 66 kV","AusNet","Summer","Non-Coincident",2006,"TempCorrActualPOE50",90.644116639999993,"NA"]
[null,"VIC","GNTS66","Glenrowan (AusNet) 66 kV","AusNet","Summer","Coincident",2007,"TempCorrActualPOE10",83.816557299999999,"NA"]
[null,"VIC","GNTS66","Glenrowan (AusNet) 66 kV","AusNet","Summer","Non-Coincident",2007,"Actual",101.854758,"NA"]
[null,"VIC","GNTS66","Glenrowan (AusNet) 66 kV","AusNet","Summer","Non-Coincident",2009,"Actual",105.998552,"NA"]
[null,"VIC","GNTS66","Glenrowan (AusNet) 66 kV","AusNet","Summer","Non-Coincident",2010,"TempCorrActualPOE10",112.0008177,"NA"]
[null,"VIC","GNTS66","Glenrowan (AusNet) 66 kV","AusNet","Summer","Non-Coincident",2011,"TempCorrActualPOE50",97.597230379999999,"NA"]
[null,"VIC","GNTS66","Glenrowan (AusNet) 66 kV","AusNet","Summer","Coincident",2012,"TempCorrActualPOE10",87.123668480000006,"NA"]
[null,"VIC","GNTS66","Glenrowan (AusNet) 66 kV","AusNet","Summer","Non-Coincident",2013,"TempCorrActualPOE50",93.764245279999997,"NA"]
[null,"VIC","GNTS66","Glenrowan (AusNet) 66 kV","AusNet","Summer","Coincident",2014,"Actual",77.119759999999999,"NA"]
[null,"VIC","GNTS66","Glenrowan (AusNet) 66 kV","AusNet","Summer","Coincident",2015,"TempCorrActualPOE50",75.401828519999995,"NA"]
[null,"VIC","GNTS66","Glenrowan (AusNet) 66 kV","AusNet","Summer","Coincident",2016,"POE10",78.625469069999994,0.79052744500000005]
[null,"VIC","GNTS66","Glenrowan (AusNet) 66 kV","AusNet","Summer","Coincident",2018,"POE10",77.944667460000005,0.79034232800000004]
[null,"VIC","GNTS66","Glenrowan (AusNet) 66 kV","AusNet","Summer","Coincident",2019,"POE50",68.016992110000004,0.76256576700000001]
[null,"VIC","GNTS66","Glenrowan (AusNet) 66 kV","AusNet","Summer","Coincident",2021,"POE10",77.939331589999995,0.78974533400000002]
[null,"VIC","GNTS66","Glenrowan (AusNet) 66 kV","AusNet","Summer","Non-Coincident",2022,"POE50",89.305360289999996,0.76231433599999998]
[null,"VIC","GNTS66","Glenrowan (AusNet) 66 kV","AusNet","Summer","Coincident",2024,"POE10",79.110683850000001,0.78910081499999996]
[null,"VIC","GNTS66","Glenrowan (AusNet) 66 kV","AusNet","Winter","Coincident",2005,"TempCorrActualPOE50",87.133450190000005,"NA"]
[null,"VIC","GNTS66","Glenrowan (AusNet) 66 kV","AusNet","Winter","Coincident",2005,"Actual",81.127840000000006,"NA"]
[null,"VIC","GNTS66","Glenrowan (AusNet) 66 kV","AusNet","Winter","Non-Coincident",2006,"Actual",115.188344,"NA"]
[null,"VIC","GNTS66","Glenrowan (AusNet) 66 kV","AusNet","Winter","Non-Coincident",2008,"TempCorrActualPOE10",116.19661790000001,"NA"]
[null,"VIC","GNTS66","Glenrowan (AusNet) 66 kV","AusNet","Winter","Coincident",2009,"TempCorrActualPOE50",90.309858140000003,"NA"]
[null,"VIC","GNTS66","Glenrowan (AusNet) 66 kV","AusNet","Winter","Coincident",2010,"TempCorrActualPOE50",88.027727220000003,"NA"]
[null,"VIC","GNTS66","Glenrowan (AusNet) 66 kV","AusNet","Winter","Coincident",2010,"Actual",93.855136000000002,"NA"]
[null,"VIC","GNTS66","Glenrowan (AusNet) 66 kV","AusNet","Winter","Non-Coincident",2011,"Actual",116.4828,"NA"]
[null,"VIC","GNTS66","Glenrowan (AusNet) 66 kV","AusNet","Winter","Non-Coincident",2013,"TempCorrActualPOE10",95.287818040000005,"NA"]
[null,"VIC","GNTS66","Glenrowan (AusNet) 66 kV","AusNet","Winter","Non-Coincident",2013,"Actual",89.275255999999999,"NA"]
[null,"VIC","GNTS66","Glenrowan (AusNet) 66 kV","AusNet","Winter","Non-Coincident",2015,"POE10",91.977634910000006,0.84434370000000003]
[null,"VIC","GNTS66","Glenrowan (AusNet) 66 kV","AusNet","Winter","Non-Coincident",2017,"POE50",84.967901530000006,0.83285676600000003]
[null,"VIC","GNTS66","Glenrowan (AusNet) 66 kV","AusNet","Winter","Non-Coincident",2018,"POE10",86.852215400000006,0.84382012900000003]
[null,"VIC","GNTS66","Glenrowan (AusNet) 66 kV","AusNet","Winter","Coincident",2019,"POE50",68.62723982,0.83227338100000003]
[null,"VIC","GNTS66","Glenrowan (AusNet) 66 kV","AusNet","Winter","Non-Coincident",2021,"POE10",85.454850739999998,0.84297082400000001]
[null,"VIC","GNTS66","Glenrowan (AusNet) 66 kV","AusNet","Winter","Coincident",2022,"POE10",72.164228089999995,0.84263376499999998]
[null,"VIC","GNTS66","Glenrowan (AusNet) 66 kV","AusNet","Winter","Coincident",2024,"POE50",68.901835149999997,0.83070392800000004]
[null,"VIC","GTS1266","Geelong 12 (Powercor) 66 kV","Powercor","Summer","Non-Coincident",2006,"TempCorrActualPOE10",160.13400909999999,"NA"]
[null,"VIC","GTS1266","Geelong 12 (Powercor) 66 kV","Powercor","Summer","Non-Coincident",2007,"TempCorrActualPOE50",163.4918567,"NA"]
[null,"VIC","GTS1266","Geelong 12 (Powercor) 66 kV","Powercor","Summer","Coincident",2009,"TempCorrActualPOE10",158.30906329999999,"NA"]
[null,"VIC","GTS1266","Geelong 12 (Powercor) 66 kV","Powercor","Summer","Non-Coincident",2009,"TempCorrActualPOE50",162.1862806,"NA"]
[null,"VIC","GTS1266","Geelong 12 (Powercor) 66 kV","Powercor","Summer","Coincident",2010,"Actual",167.22528,"NA"]
[null,"VIC","GTS1266","Geelong 12 (Powercor) 66 kV","Powercor","Summer","Coincident",2011,"TempCorrActualPOE50",147.7321302,"NA"]
[null,"VIC","GTS1266","Geelong 12 (Powercor) 66 kV","Powercor","Summer","Coincident",2013,"TempCorrActualPOE50",145.6675152,"NA"]
[null,"VIC","GTS1266","Geelong 12 (Powercor) 66 kV","Powercor","Summer","Coincident",2014,"TempCorrActualPOE10",185.44274799999999,"NA"]
[null,"VIC","GTS1266","Geelong 12 (Powercor) 66 kV","Powercor","Summer","Non-Coincident",2014,"TempCorrActualPOE50",189.3069788,"NA"]
[null,"VIC","GTS1266","Geelong 12 (Powercor) 66 kV","Powercor","Summer","Coincident",2015,"Actual",129.90491399999999,"NA"]
[null,"VIC","GTS1266","Geelong 12 (Powercor) 66 kV","Powercor","Summer","Coincident",2017,"POE50",157.84800369999999,0.79443013100000004]
[null,"VIC","GTS1266","Geelong 12 (Powercor) 66 kV","Powercor","Summer","Non-Coincident",2018,"POE10",201.70925460000001,0.856660329]
[null,"VIC","GTS1266","Geelong 12 (Powercor) 66 kV","Powercor","Summer","Non-Coincident",2020,"POE50",187.64031940000001,0.82298651599999995]
[null,"VIC","GTS1266","Geelong 12 (Powercor) 66 kV","Powercor","Summer","Non-Coincident",2021,"POE10",201.86774930000001,0.85617305899999996]
[null,"VIC","GTS1266","Geelong 12 (Powercor) 66 kV","Powercor","Summer","Coincident",2022,"POE50",154.62337339999999,0.82287850699999998]
[null,"VIC","GTS1266","Geelong 12 (Powercor) 66 kV","Powercor","Summer","Coincident",2025,"POE10",175.61567830000001,0.85515069600000004]
[null,"VIC","GTS1266","Geelong 12 (Powercor) 66 kV","Powercor","Winter","Coincident",2005,"TempCorrActualPOE10",144.58152440000001,"NA"]
[null,"VIC","GTS1266","Geelong 12 (Powercor) 66 kV","Powercor","Winter","Coincident",2006,"TempCorrActualPOE50",148.390883,"NA"]
[null,"VIC","GTS1266","Geelong 12 (Powercor) 66 kV","Powercor","Winter","Coincident",2007,"Actual",149.37939,"NA"]
[null,"VIC","GTS1266","Geelong 12 (Powercor) 66 kV","Powercor","Winter","Non-Coincident",2007,"Actual",157.61426599999999,"NA"]
[null,"VIC","GTS1266","Geelong 12 (Powercor) 66 kV","Powercor","Winter","Non-Coincident",2009,"TempCorrActualPOE10",170.42381330000001,"NA"]
[null,"VIC","GTS1266","Geelong 12 (Powercor) 66 kV","Powercor","Winter","Non-Coincident",2009,"Actual",160.26975999999999,"NA"]
[null,"VIC","GTS1266","Geelong 12 (Powercor) 66 kV","Powercor","Winter","Coincident",2011,"TempCorrActualPOE10",153.78721490000001,"NA"]
[null,"VIC","GTS1266","Geelong 12 (Powercor) 66 kV","Powercor","Winter","Non-Coincident",2012,"TempCorrActualPOE50",158.612999,"NA"]
[null,"VIC","GTS1266","Geelong 12 (Powercor) 66 kV","Powercor","Winter","Coincident",2013,"TempCorrActualPOE10",141.07829570000001,"NA"]
[null,"VIC","GTS1266","Geelong 12 (Powercor) 66 kV","Powercor","Winter","Non-Coincident",2014,"TempCorrActualPOE50",181.28196500000001,"NA"]
[null,"VIC","GTS1266","Geelong 12 (Powercor) 66 kV","Powercor","Winter","Non-Coincident",2016,"POE50",194.65319729999999,0.85534127500000001]
[null,"VIC","GTS1266","Geelong 12 (Powercor) 66 kV","Powercor","Winter","Coincident",2016,"POE10",179.6168236,0.90635495700000002]
[null,"VIC","GTS1266","Geelong 12 (Powercor) 66 kV","Powercor","Winter","Coincident",2018,"POE50",162.14251279999999,0.88867652100000005]
[null,"VIC","GTS1266","Geelong 12 (Powercor) 66 kV","Powercor","Winter","Coincident",2019,"POE10",173.64271890000001,0.93329511300000001]
[null,"VIC","GTS1266","Geelong 12 (Powercor) 66 kV","Powercor","Winter","Non-Coincident",2021,"POE50",182.7633419,0.88806909000000001]
[null,"VIC","GTS1266","Geelong 12 (Powercor) 66 kV","Powercor","Winter","Coincident",2023,"POE10",174.77108129999999,0.93237267700000004]
[null,"VIC","GTS3466","Geelong 34 (Powercor) 66 kV","Powercor","Summer","Coincident",2006,"TempCorrActualPOE50",200.00549140000001,"NA"]
[null,"VIC","GTS3466","Geelong 34 (Powercor) 66 kV","Powercor","Summer","Coincident",2006,"Actual",195.28975,"NA"]
[null,"VIC","GTS3466","Geelong 34 (Powercor) 66 kV","Powercor","Summer","Coincident",2008,"TempCorrActualPOE10",228.40657920000001,"NA"]
[null,"VIC","GTS3466","Geelong 34 (Powercor) 66 kV","Powercor","Summer","Non-Coincident",2008,"TempCorrActualPOE50",218.7582146,"NA"]
[null,"VIC","GTS3466","Geelong 34 (Powercor) 66 kV","Powercor","Summer","Coincident",2010,"TempCorrActualPOE10",238.57145790000001,"NA"]
[null,"VIC","GTS3466","Geelong 34 (Powercor) 66 kV","Powercor","Summer","Non-Coincident",2010,"TempCorrActualPOE50",227.07698350000001,"NA"]
[null,"VIC","GTS3466","Geelong 34 (Powercor) 66 kV","Powercor","Summer","Coincident",2011,"Actual",234.36371199999999,"NA"]
[null,"VIC","GTS3466","Geelong 34 (Powercor) 66 kV","Powercor","Summer","Coincident",2013,"TempCorrActualPOE50",222.52062710000001,"NA"]
[null,"VIC","GTS3466","Geelong 34 (Powercor) 66 kV","Powercor","Summer","Non-Coincident",2014,"TempCorrActualPOE10",251.4001241,"NA"]
[null,"VIC","GTS3466","Geelong 34 (Powercor) 66 kV","Powercor","Summer","Non-Coincident",2014,"Actual",257.64795800000002,"NA"]
[null,"VIC","GTS3466","Geelong 34 (Powercor) 66 kV","Powercor","Summer","Coincident",2016,"POE10",238.09657730000001,0.90468803200000003]
[null,"VIC","GTS3466","Geelong 34 (Powercor) 66 kV","Powercor","Summer","Non-Coincident",2017,"POE10",265.35008800000003,0.90827344099999996]
[null,"VIC","GTS3466","Geelong 34 (Powercor) 66 kV","Powercor","Summer","Non-Coincident",2019,"POE50",233.8484588,0.87344668700000005]
[null,"VIC","GTS3466","Geelong 34 (Powercor) 66 kV","Powercor","Summer","Non-Coincident",2021,"POE10",277.64908029999998,0.90772616299999997]
[null,"VIC","GTS3466","Geelong 34 (Powercor) 66 kV","Powercor","Summer","Coincident",2021,"POE50",205.82146280000001,0.87332920300000005]
[null,"VIC","GTS3466","Geelong 34 (Powercor) 66 kV","Powercor","Summer","Non-Coincident",2024,"POE10",286.96120409999997,0.90720552799999998]
[null,"VIC","GTS3466","Geelong 34 (Powercor) 66 kV","Powercor","Summer","Coincident",2025,"POE50",211.0553922,0.87311367699999998]
[null,"VIC","GTS3466","Geelong 34 (Powercor) 66 kV","Powercor","Winter","Non-Coincident",2005,"TempCorrActualPOE10",190.69803529999999,"NA"]
[null,"VIC","GTS3466","Geelong 34 (Powercor) 66 kV","Powercor","Winter","Non-Coincident",2006,"Actual",181.73902000000001,"NA"]
[null,"VIC","GTS3466","Geelong 34 (Powercor) 66 kV","Powercor","Winter","Coincident",2007,"TempCorrActualPOE10",187.61272640000001,"NA"]
[null,"VIC","GTS3466","Geelong 34 (Powercor) 66 kV","Powercor","Winter","Non-Coincident",2008,"TempCorrActualPOE50",189.1401175,"NA"]
[null,"VIC","GTS3466","Geelong 34 (Powercor) 66 kV","Powercor","Winter","Coincident",2010,"TempCorrActualPOE10",191.4945774,"NA"]
[null,"VIC","GTS3466","Geelong 34 (Powercor) 66 kV","Powercor","Winter","Non-Coincident",2010,"TempCorrActualPOE10",197.9466429,"NA"]
[null,"VIC","GTS3466","Geelong 34 (Powercor) 66 kV","Powercor","Winter","Non-Coincident",2011,"Actual",191.22467800000001,"NA"]
[null,"VIC","GTS3466","Geelong 34 (Powercor) 66 kV","Powercor","Winter","Coincident",2013,"TempCorrActualPOE10",184.23071590000001,"NA"]
[null,"VIC","GTS3466","Geelong 34 (Powercor) 66 kV","Powercor","Winter","Non-Coincident",2013,"TempCorrActualPOE50",185.08789569999999,"NA"]
[null,"VIC","GTS3466","Geelong 34 (Powercor) 66 kV","Powercor","Winter","Non-Coincident",2015,"POE10",194.86544850000001,0.97366926499999995]
[null,"VIC","GTS3466","Geelong 34 (Powercor) 66 kV","Powercor","Winter","Non-Coincident",2015,"POE50",189.69214489999999,0.95746779900000001]
[null,"VIC","GTS3466","Geelong 34 (Powercor) 66 kV","Powercor","Winter","Coincident",2017,"POE10",190.1133327,0.98033057800000001]
[null,"VIC","GTS3466","Geelong 34 (Powercor) 66 kV","Powercor","Winter","Non-Coincident",2019,"POE50",191.38352800000001,0.964692196]
[null,"VIC","GTS3466","Geelong 34 (Powercor) 66 kV","Powercor","Winter","Non-Coincident",2021,"POE50",194.83486730000001,0.96429701599999995]
[null,"VIC","GTS3466","Geelong 34 (Powercor) 66 kV","Powercor","Winter","Coincident",2022,"POE10",197.63228280000001,0.979093616]
[null,"VIC","GTS3466","Geelong 34 (Powercor) 66 kV","Powercor","Winter","Non-Coincident",2024,"POE50",200.5273732,0.96352726399999999]
[null,"VIC","HOTS66","Horsham (Powercor) 66 kV","Powercor","Summer","Coincident",2006,"TempCorrActualPOE10",64.555796409999999,"NA"]
[null,"VIC","HOTS66","Horsham (Powercor) 66 kV","Powercor","Summer","Coincident",2007,"TempCorrActualPOE50",64.589225839999997,"NA"]
[null,"VIC","HOTS66","Horsham (Powercor) 66 kV","Powercor","Summer","Coincident",2007,"Actual",64.010282000000004,"NA"]
[null,"VIC","HOTS66","Horsham (Powercor) 66 kV","Powercor","Summer","Coincident",2009,"TempCorrActualPOE50",67.443921560000007,"NA"]
[null,"VIC","HOTS66","Horsham (Powercor) 66 kV","Powercor","Summer","Non-Coincident",2010,"TempCorrActualPOE10",96.820815400000001,"NA"]
[null,"VIC","HOTS66","Horsham (Powercor) 66 kV","Powercor","Summer","Non-Coincident",2010,"Actual",85.384540000000001,"NA"]
[null,"VIC","HOTS66","Horsham (Powercor) 66 kV","Powercor","Summer","Non-Coincident",2012,"TempCorrActualPOE10",91.195587959999997,"NA"]
[null,"VIC","HOTS66","Horsham (Powercor) 66 kV","Powercor","Summer","Non-Coincident",2013,"TempCorrActualPOE10",88.003373409999995,"NA"]
[null,"VIC","HOTS66","Horsham (Powercor) 66 kV","Powercor","Summer","Coincident",2014,"TempCorrActualPOE50",63.774672350000003,"NA"]
[null,"VIC","HOTS66","Horsham (Powercor) 66 kV","Powercor","Summer","Non-Coincident",2015,"TempCorrActualPOE10",84.596488039999997,"NA"]
[null,"VIC","HOTS66","Horsham (Powercor) 66 kV","Powercor","Summer","Non-Coincident",2015,"Actual",79.534824,"NA"]
[null,"VIC","HOTS66","Horsham (Powercor) 66 kV","Powercor","Summer","Non-Coincident",2018,"POE10",80.470670580000004,0.79212521499999999]
[null,"VIC","HOTS66","Horsham (Powercor) 66 kV","Powercor","Summer","Coincident",2019,"POE50",53.610666649999999,0.76428599500000005]
[null,"VIC","HOTS66","Horsham (Powercor) 66 kV","Powercor","Summer","Coincident",2020,"POE10",62.591930830000003,0.79168158600000005]
[null,"VIC","HOTS66","Horsham (Powercor) 66 kV","Powercor","Summer","Non-Coincident",2022,"POE50",68.447745929999996,0.76403399699999996]
[null,"VIC","HOTS66","Horsham (Powercor) 66 kV","Powercor","Summer","Coincident",2024,"POE10",62.443886740000003,0.79088090200000005]
[null,"VIC","HOTS66","Horsham (Powercor) 66 kV","Powercor","Summer","Coincident",2025,"POE50",53.507319899999999,0.76372171700000002]
[null,"VIC","HOTS66","Horsham (Powercor) 66 kV","Powercor","Winter","Non-Coincident",2005,"Actual",65.880536000000006,"NA"]
[null,"VIC","HOTS66","Horsham (Powercor) 66 kV","Powercor","Winter","Non-Coincident",2006,"TempCorrActualPOE10",75.158998940000004,"NA"]
[null,"VIC","HOTS66","Horsham (Powercor) 66 kV","Powercor","Winter","Non-Coincident",2007,"Actual",70.311672000000002,"NA"]
[null,"VIC","HOTS66","Horsham (Powercor) 66 kV","Powercor","Winter","Coincident",2009,"TempCorrActualPOE10",55.048163289999998,"NA"]
[null,"VIC","HOTS66","Horsham (Powercor) 66 kV","Powercor","Winter","Non-Coincident",2009,"TempCorrActualPOE50",72.175214519999997,"NA"]
[null,"VIC","HOTS66","Horsham (Powercor) 66 kV","Powercor","Winter","Coincident",2010,"Actual",45.205950000000001,"NA"]
[null,"VIC","HOTS66","Horsham (Powercor) 66 kV","Powercor","Winter","Coincident",2012,"TempCorrActualPOE50",54.245862289999998,"NA"]
[null,"VIC","HOTS66","Horsham (Powercor) 66 kV","Powercor","Winter","Coincident",2012,"Actual",62.302433999999998,"NA"]
[null,"VIC","HOTS66","Horsham (Powercor) 66 kV","Powercor","Winter","Non-Coincident",2013,"TempCorrActualPOE50",73.967140220000005,"NA"]
[null,"VIC","HOTS66","Horsham (Powercor) 66 kV","Powercor","Winter","Non-Coincident",2014,"TempCorrActualPOE50",75.227971420000003,"NA"]
[null,"VIC","HOTS66","Horsham (Powercor) 66 kV","Powercor","Winter","Coincident",2016,"POE10",59.844597909999997,0.74199273200000004]
[null,"VIC","HOTS66","Horsham (Powercor) 66 kV","Powercor","Winter","Non-Coincident",2018,"POE50",79.031241379999997,0.73166871700000002]
[null,"VIC","HOTS66","Horsham (Powercor) 66 kV","Powercor","Winter","Non-Coincident",2019,"POE10",85.284665559999993,0.74127294399999999]
[null,"VIC","HOTS66","Horsham (Powercor) 66 kV","Powercor","Winter","Coincident",2020,"POE50",59.94826767,0.73114976200000004]
[null,"VIC","HOTS66","Horsham (Powercor) 66 kV","Powercor","Winter","Non-Coincident",2023,"POE10",91.445675429999994,0.74021346700000001]
[null,"VIC","HOTS66","Horsham (Powercor) 66 kV","Powercor","Winter","Coincident",2023,"POE50",62.820518309999997,0.73041103200000002]
[null,"VIC","HTS66","Heatherton (United Energy) 66 kV","United Energy","Summer","Non-Coincident",2006,"TempCorrActualPOE10",324.58507320000001,"NA"]
[null,"VIC","HTS66","Heatherton (United Energy) 66 kV","United Energy","Summer","Non-Coincident",2006,"Actual",282.18391200000002,"NA"]
[null,"VIC","HTS66","Heatherton (United Energy) 66 kV","United Energy","Summer","Non-Coincident",2008,"Actual",316.371126,"NA"]
[null,"VIC","HTS66","Heatherton (United Energy) 66 kV","United Energy","Summer","Coincident",2009,"Actual",328.78646400000002,"NA"]
[null,"VIC","HTS66","Heatherton (United Energy) 66 kV","United Energy","Summer","Coincident",2010,"TempCorrActualPOE50",305.70353679999999,"NA"]
[null,"VIC","HTS66","Heatherton (United Energy) 66 kV","United Energy","Summer","Non-Coincident",2011,"TempCorrActualPOE10",345.36335630000002,"NA"]
[null,"VIC","HTS66","Heatherton (United Energy) 66 kV","United Energy","Summer","Non-Coincident",2012,"Actual",277.84467000000001,"NA"]
[null,"VIC","HTS66","Heatherton (United Energy) 66 kV","United Energy","Summer","Non-Coincident",2013,"TempCorrActualPOE10",343.6503275,"NA"]
[null,"VIC","HTS66","Heatherton (United Energy) 66 kV","United Energy","Summer","Non-Coincident",2014,"TempCorrActualPOE50",293.71033920000002,"NA"]
[null,"VIC","HTS66","Heatherton (United Energy) 66 kV","United Energy","Summer","Coincident",2015,"TempCorrActualPOE10",332.3233851,"NA"]
[null,"VIC","HTS66","Heatherton (United Energy) 66 kV","United Energy","Summer","Non-Coincident",2016,"POE50",308.14739809999998,0.92216599099999996]
[null,"VIC","HTS66","Heatherton (United Energy) 66 kV","United Energy","Summer","Non-Coincident",2019,"POE10",357.2841373,0.95531008500000003]
[null,"VIC","HTS66","Heatherton (United Energy) 66 kV","United Energy","Summer","Coincident",2019,"POE10",341.31713969999998,0.95531008500000003]
[null,"VIC","HTS66","Heatherton (United Energy) 66 kV","United Energy","Summer","Non-Coincident",2021,"POE50",316.15972190000002,0.921727407]
[null,"VIC","HTS66","Heatherton (United Energy) 66 kV","United Energy","Summer","Coincident",2023,"POE10",352.26102479999997,0.95433541399999999]
[null,"VIC","HTS66","Heatherton (United Energy) 66 kV","United Energy","Summer","Non-Coincident",2024,"POE50",321.03277259999999,0.92141082600000002]
[null,"VIC","HTS66","Heatherton (United Energy) 66 kV","United Energy","Winter","Coincident",2005,"Actual",293.00689399999999,"NA"]
[null,"VIC","HTS66","Heatherton (United Energy) 66 kV","United Energy","Winter","Coincident",2006,"TempCorrActualPOE50",242.3655718,"NA"]
[null,"VIC","HTS66","Heatherton (United Energy) 66 kV","United Energy","Winter","Non-Coincident",2007,"TempCorrActualPOE10",257.6699476,"NA"]
[null,"VIC","HTS66","Heatherton (United Energy) 66 kV","United Energy","Winter","Non-Coincident",2008,"Actual",240.981236,"NA"]
[null,"VIC","HTS66","Heatherton (United Energy) 66 kV","United Energy","Winter","Coincident",2010,"TempCorrActualPOE50",243.3457665,"NA"]
[null,"VIC","HTS66","Heatherton (United Energy) 66 kV","United Energy","Winter","Coincident",2010,"Actual",237.00978799999999,"NA"]
[null,"VIC","HTS66","Heatherton (United Energy) 66 kV","United Energy","Winter","Coincident",2012,"TempCorrActualPOE50",241.1844279,"NA"]
[null,"VIC","HTS66","Heatherton (United Energy) 66 kV","United Energy","Winter","Non-Coincident",2012,"TempCorrActualPOE10",252.72749010000001,"NA"]
[null,"VIC","HTS66","Heatherton (United Energy) 66 kV","United Energy","Winter","Non-Coincident",2013,"Actual",236.12572599999999,"NA"]
[null,"VIC","HTS66","Heatherton (United Energy) 66 kV","United Energy","Winter","Non-Coincident",2014,"TempCorrActualPOE10",242.24197280000001,"NA"]
[null,"VIC","HTS66","Heatherton (United Energy) 66 kV","United Energy","Winter","Coincident",2015,"POE50",235.90028570000001,0.99183354000000001]
[null,"VIC","HTS66","Heatherton (United Energy) 66 kV","United Energy","Winter","Non-Coincident",2018,"POE10",254.9159123,1]
[null,"VIC","HTS66","Heatherton (United Energy) 66 kV","United Energy","Winter","Coincident",2018,"POE50",247.1503342,0.99116112999999995]
[null,"VIC","HTS66","Heatherton (United Energy) 66 kV","United Energy","Winter","Coincident",2020,"POE10",258.9963444,1]
[null,"VIC","HTS66","Heatherton (United Energy) 66 kV","United Energy","Winter","Coincident",2022,"POE10",260.46411849999998,1]
[null,"VIC","HTS66","Heatherton (United Energy) 66 kV","United Energy","Winter","Non-Coincident",2023,"POE50",254.072654,0.98945739700000002]
[null,"VIC","HYTS22","Heywood (Powercor) 22 kV","Powercor","Summer","Non-Coincident",2010,"TempCorrActualPOE10",1.542153737,"NA"]
[null,"VIC","HYTS22","Heywood (Powercor) 22 kV","Powercor","Summer","Non-Coincident",2010,"Actual",1.20462,"NA"]
[null,"VIC","HYTS22","Heywood (Powercor) 22 kV","Powercor","Summer","Coincident",2012,"TempCorrActualPOE10",0.71838571399999995,"NA"]
[null,"VIC","HYTS22","Heywood (Powercor) 22 kV","Powercor","Summer","Non-Coincident",2013,"TempCorrActualPOE50",1.576434991,"NA"]
[null,"VIC","HYTS22","Heywood (Powercor) 22 kV","Powercor","Summer","Coincident",2014,"Actual",0.40835399999999999,"NA"]
[null,"VIC","HYTS22","Heywood (Powercor) 22 kV","Powercor","Summer","Coincident",2015,"TempCorrActualPOE50",0.79584977499999998,"NA"]
[null,"VIC","HYTS22","Heywood (Powercor) 22 kV","Powercor","Summer","Non-Coincident",2017,"POE10",1.857448738,0.45055686900000003]
[null,"VIC","HYTS22","Heywood (Powercor) 22 kV","Powercor","Summer","Coincident",2017,"POE10",0.83688628700000001,0.45055686900000003]
[null,"VIC","HYTS22","Heywood (Powercor) 22 kV","Powercor","Summer","Coincident",2019,"POE50",0.79584977499999998,0.44449830099999998]
[null,"VIC","HYTS22","Heywood (Powercor) 22 kV","Powercor","Summer","Coincident",2020,"POE10",0.83688628700000001,0.44032831]
[null,"VIC","HYTS22","Heywood (Powercor) 22 kV","Powercor","Summer","Non-Coincident",2022,"POE50",1.830821786,0.43469538200000002]
[null,"VIC","HYTS22","Heywood (Powercor) 22 kV","Powercor","Summer","Coincident",2024,"POE10",0.83688628700000001,0.42618950300000003]
[null,"VIC","HYTS22","Heywood (Powercor) 22 kV","Powercor","Winter","Coincident",2010,"TempCorrActualPOE50",0.80139829699999998,"NA"]
[null,"VIC","HYTS22","Heywood (Powercor) 22 kV","Powercor","Winter","Coincident",2010,"Actual",0.26374999999999998,"NA"]
[null,"VIC","HYTS22","Heywood (Powercor) 22 kV","Powercor","Winter","Coincident",2012,"TempCorrActualPOE50",0.801753049,"NA"]
[null,"VIC","HYTS22","Heywood (Powercor) 22 kV","Powercor","Winter","Non-Coincident",2012,"TempCorrActualPOE10",1.5335541720000001,"NA"]
[null,"VIC","HYTS22","Heywood (Powercor) 22 kV","Powercor","Winter","Non-Coincident",2013,"TempCorrActualPOE50",1.6287620780000001,"NA"]
[null,"VIC","HYTS22","Heywood (Powercor) 22 kV","Powercor","Winter","Non-Coincident",2014,"TempCorrActualPOE50",1.6286197849999999,"NA"]
[null,"VIC","HYTS22","Heywood (Powercor) 22 kV","Powercor","Winter","Non-Coincident",2016,"POE10",1.69772893,0.53619491100000005]
[null,"VIC","HYTS22","Heywood (Powercor) 22 kV","Powercor","Winter","Non-Coincident",2018,"POE50",1.673481716,0.52428314200000004]
[null,"VIC","HYTS22","Heywood (Powercor) 22 kV","Powercor","Winter","Non-Coincident",2020,"POE10",1.778372737,0.51188009899999998]
[null,"VIC","HYTS22","Heywood (Powercor) 22 kV","Powercor","Winter","Coincident",2020,"POE50",0.87737825199999997,0.51120262000000005]
[null,"VIC","HYTS22","Heywood (Powercor) 22 kV","Powercor","Winter","Non-Coincident",2023,"POE10",1.835376482,0.49598195299999998]
[null,"VIC","HYTS22","Heywood (Powercor) 22 kV","Powercor","Winter","Non-Coincident",2023,"POE50",1.7672987179999999,0.496451586]
[null,"VIC","JLA220","John Lysaght 220 kV","Direct Connect","Summer","Non-Coincident",2006,"TempCorrActualPOE10","NA","NA"]
[null,"VIC","JLA220","John Lysaght 220 kV","Direct Connect","Summer","Non-Coincident",2007,"TempCorrActualPOE50","NA","NA"]
[null,"VIC","JLA220","John Lysaght 220 kV","Direct Connect","Summer","Non-Coincident",2008,"Actual","NA","NA"]
[null,"VIC","JLA220","John Lysaght 220 kV","Direct Connect","Summer","Coincident",2009,"Actual","NA","NA"]
[null,"VIC","JLA220","John Lysaght 220 kV","Direct Connect","Summer","Non-Coincident",2010,"Actual","NA","NA"]
[null,"VIC","JLA220","John Lysaght 220 kV","Direct Connect","Summer","Non-Coincident",2011,"TempCorrActualPOE10","NA","NA"]
[null,"VIC","JLA220","John Lysaght 220 kV","Direct Connect","Summer","Non-Coincident",2012,"Actual","NA","NA"]
[null,"VIC","JLA220","John Lysaght 220 kV","Direct Connect","Summer","Coincident",2013,"TempCorrActualPOE10","NA","NA"]
[null,"VIC","JLA220","John Lysaght 220 kV","Direct Connect","Summer","Non-Coincident",2014,"TempCorrActualPOE50","NA","NA"]
[null,"VIC","JLA220","John Lysaght 220 kV","Direct Connect","Summer","Coincident",2015,"Actual","NA","NA"]
[null,"VIC","JLA220","John Lysaght 220 kV","Direct Connect","Summer","Non-Coincident",2016,"POE50","NA","NA"]
[null,"VIC","JLA220","John Lysaght 220 kV","Direct Connect","Summer","Non-Coincident",2019,"POE10","NA","NA"]
[null,"VIC","JLA220","John Lysaght 220 kV","Direct Connect","Summer","Coincident",2020,"POE10","NA","NA"]
[null,"VIC","JLA220","John Lysaght 220 kV","Direct Connect","Summer","Non-Coincident",2021,"POE50","NA","NA"]
[null,"VIC","JLA220","John Lysaght 220 kV","Direct Connect","Summer","Coincident",2023,"POE10","NA","NA"]
[null,"VIC","JLA220","John Lysaght 220 kV","Direct Connect","Summer","Coincident",2023,"POE50","NA","NA"]
[null,"VIC","JLA220","John Lysaght 220 kV","Direct Connect","Winter","Coincident",2005,"TempCorrActualPOE10","NA","NA"]
[null,"VIC","JLA220","John Lysaght 220 kV","Direct Connect","Winter","Coincident",2006,"TempCorrActualPOE50","NA","NA"]
[null,"VIC","JLA220","John Lysaght 220 kV","Direct Connect","Winter","Coincident",2006,"Actual","NA","NA"]
[null,"VIC","JLA220","John Lysaght 220 kV","Direct Connect","Winter","Coincident",2008,"TempCorrActualPOE50","NA","NA"]
[null,"VIC","JLA220","John Lysaght 220 kV","Direct Connect","Winter","Coincident",2009,"TempCorrActualPOE10","NA","NA"]
[null,"VIC","JLA220","John Lysaght 220 kV","Direct Connect","Winter","Coincident",2010,"TempCorrActualPOE10","NA","NA"]
[null,"VIC","JLA220","John Lysaght 220 kV","Direct Connect","Winter","Coincident",2011,"TempCorrActualPOE50","NA","NA"]
[null,"VIC","JLA220","John Lysaght 220 kV","Direct Connect","Winter","Coincident",2011,"Actual","NA","NA"]
[null,"VIC","JLA220","John Lysaght 220 kV","Direct Connect","Winter","Coincident",2013,"TempCorrActualPOE50","NA","NA"]
[null,"VIC","JLA220","John Lysaght 220 kV","Direct Connect","Winter","Non-Coincident",2014,"TempCorrActualPOE10","NA","NA"]
[null,"VIC","JLA220","John Lysaght 220 kV","Direct Connect","Winter","Non-Coincident",2014,"Actual","NA","NA"]
[null,"VIC","JLA220","John Lysaght 220 kV","Direct Connect","Winter","Non-Coincident",2017,"POE10","NA","NA"]
[null,"VIC","JLA220","John Lysaght 220 kV","Direct Connect","Winter","Coincident",2018,"POE50","NA","NA"]
[null,"VIC","JLA220","John Lysaght 220 kV","Direct Connect","Winter","Coincident",2019,"POE10","NA","NA"]
[null,"VIC","JLA220","John Lysaght 220 kV","Direct Connect","Winter","Coincident",2020,"POE50","NA","NA"]
[null,"VIC","JLA220","John Lysaght 220 kV","Direct Connect","Winter","Non-Coincident",2022,"POE50","NA","NA"]
[null,"VIC","JLA220","John Lysaght 220 kV","Direct Connect","Winter","Coincident",2024,"POE10","NA","NA"]
[null,"VIC","KGTS22","Kerang (Powercor) 22 kV","Powercor","Summer","Non-Coincident",2006,"Actual",11.352148,"NA"]
[null,"VIC","KGTS22","Kerang (Powercor) 22 kV","Powercor","Summer","Non-Coincident",2007,"TempCorrActualPOE10",12.99725288,"NA"]
[null,"VIC","KGTS22","Kerang (Powercor) 22 kV","Powercor","Summer","Non-Coincident",2008,"TempCorrActualPOE50",12.53892158,"NA"]
[null,"VIC","KGTS22","Kerang (Powercor) 22 kV","Powercor","Summer","Coincident",2010,"TempCorrActualPOE10",11.29298968,"NA"]
[null,"VIC","KGTS22","Kerang (Powercor) 22 kV","Powercor","Summer","Non-Coincident",2010,"TempCorrActualPOE50",12.385123589999999,"NA"]
[null,"VIC","KGTS22","Kerang (Powercor) 22 kV","Powercor","Summer","Coincident",2011,"Actual",11.594580000000001,"NA"]
[null,"VIC","KGTS22","Kerang (Powercor) 22 kV","Powercor","Summer","Non-Coincident",2012,"TempCorrActualPOE10",13.648326689999999,"NA"]
[null,"VIC","KGTS22","Kerang (Powercor) 22 kV","Powercor","Summer","Non-Coincident",2013,"Actual",13.946607999999999,"NA"]
[null,"VIC","KGTS22","Kerang (Powercor) 22 kV","Powercor","Summer","Coincident",2015,"TempCorrActualPOE10",10.76468483,"NA"]
[null,"VIC","KGTS22","Kerang (Powercor) 22 kV","Powercor","Summer","Non-Coincident",2015,"TempCorrActualPOE50",11.851090449999999,"NA"]
[null,"VIC","KGTS22","Kerang (Powercor) 22 kV","Powercor","Summer","Non-Coincident",2017,"POE10",12.858187060000001,0.82867059300000001]
[null,"VIC","KGTS22","Kerang (Powercor) 22 kV","Powercor","Summer","Non-Coincident",2019,"POE50",12.03321036,0.79939349100000001]
[null,"VIC","KGTS22","Kerang (Powercor) 22 kV","Powercor","Summer","Non-Coincident",2020,"POE10",13.17567798,0.82804749799999999]
[null,"VIC","KGTS22","Kerang (Powercor) 22 kV","Powercor","Summer","Coincident",2021,"POE50",9.6913802790000005,0.79921753600000001]
[null,"VIC","KGTS22","Kerang (Powercor) 22 kV","Powercor","Summer","Coincident",2022,"POE10",11.102919549999999,0.82771974100000001]
[null,"VIC","KGTS22","Kerang (Powercor) 22 kV","Powercor","Summer","Non-Coincident",2024,"POE50",12.41026548,0.79894303300000002]
[null,"VIC","KGTS22","Kerang (Powercor) 22 kV","Powercor","Winter","Non-Coincident",2005,"TempCorrActualPOE50",13.368928909999999,"NA"]
[null,"VIC","KGTS22","Kerang (Powercor) 22 kV","Powercor","Winter","Coincident",2006,"TempCorrActualPOE10",9.5924838619999999,"NA"]
[null,"VIC","KGTS22","Kerang (Powercor) 22 kV","Powercor","Winter","Coincident",2007,"TempCorrActualPOE50",9.1778448650000009,"NA"]
[null,"VIC","KGTS22","Kerang (Powercor) 22 kV","Powercor","Winter","Coincident",2008,"Actual",7.052708,"NA"]
[null,"VIC","KGTS22","Kerang (Powercor) 22 kV","Powercor","Winter","Coincident",2009,"TempCorrActualPOE50",8.3025659080000001,"NA"]
[null,"VIC","KGTS22","Kerang (Powercor) 22 kV","Powercor","Winter","Non-Coincident",2010,"TempCorrActualPOE10",12.06171269,"NA"]
[null,"VIC","KGTS22","Kerang (Powercor) 22 kV","Powercor","Winter","Non-Coincident",2010,"Actual",11.96367,"NA"]
[null,"VIC","KGTS22","Kerang (Powercor) 22 kV","Powercor","Winter","Coincident",2012,"TempCorrActualPOE10",8.4473032480000008,"NA"]
[null,"VIC","KGTS22","Kerang (Powercor) 22 kV","Powercor","Winter","Non-Coincident",2013,"TempCorrActualPOE50",14.012065209999999,"NA"]
[null,"VIC","KGTS22","Kerang (Powercor) 22 kV","Powercor","Winter","Non-Coincident",2014,"Actual",12.79796,"NA"]
[null,"VIC","KGTS22","Kerang (Powercor) 22 kV","Powercor","Winter","Coincident",2015,"POE10",8.8228640449999993,0.70509238100000005]
[null,"VIC","KGTS22","Kerang (Powercor) 22 kV","Powercor","Winter","Coincident",2017,"POE50",8.5601198529999998,0.69549990100000003]
[null,"VIC","KGTS22","Kerang (Powercor) 22 kV","Powercor","Winter","Coincident",2018,"POE10",8.792264973,0.70465515899999998]
[null,"VIC","KGTS22","Kerang (Powercor) 22 kV","Powercor","Winter","Non-Coincident",2020,"POE50",12.23337946,0.69475227299999998]
[null,"VIC","KGTS22","Kerang (Powercor) 22 kV","Powercor","Winter","Non-Coincident",2021,"POE10",12.489773700000001,0.70394592300000003]
[null,"VIC","KGTS22","Kerang (Powercor) 22 kV","Powercor","Winter","Coincident",2022,"POE50",8.47030715,0.69431223500000006]
[null,"VIC","KGTS66","Kerang (Powercor) 66 kV","Powercor","Summer","Coincident",2006,"TempCorrActualPOE10",42.066910909999997,"NA"]
[null,"VIC","KGTS66","Kerang (Powercor) 66 kV","Powercor","Summer","Non-Coincident",2006,"TempCorrActualPOE50",42.878509579999999,"NA"]
[null,"VIC","KGTS66","Kerang (Powercor) 66 kV","Powercor","Summer","Non-Coincident",2007,"Actual",52.732191999999998,"NA"]
[null,"VIC","KGTS66","Kerang (Powercor) 66 kV","Powercor","Summer","Non-Coincident",2009,"TempCorrActualPOE10",48.698091609999999,"NA"]
[null,"VIC","KGTS66","Kerang (Powercor) 66 kV","Powercor","Summer","Non-Coincident",2009,"TempCorrActualPOE50",44.561143809999997,"NA"]
[null,"VIC","KGTS66","Kerang (Powercor) 66 kV","Powercor","Summer","Coincident",2011,"TempCorrActualPOE10",50.536533669999997,"NA"]
[null,"VIC","KGTS66","Kerang (Powercor) 66 kV","Powercor","Summer","Non-Coincident",2011,"TempCorrActualPOE50",51.407370020000002,"NA"]
[null,"VIC","KGTS66","Kerang (Powercor) 66 kV","Powercor","Summer","Coincident",2012,"Actual",43.945860000000003,"NA"]
[null,"VIC","KGTS66","Kerang (Powercor) 66 kV","Powercor","Summer","Coincident",2014,"TempCorrActualPOE50",47.511896499999999,"NA"]
[null,"VIC","KGTS66","Kerang (Powercor) 66 kV","Powercor","Summer","Coincident",2014,"Actual",53.416187999999998,"NA"]
[null,"VIC","KGTS66","Kerang (Powercor) 66 kV","Powercor","Summer","Non-Coincident",2015,"Actual",52.805759999999999,"NA"]
[null,"VIC","KGTS66","Kerang (Powercor) 66 kV","Powercor","Summer","Coincident",2017,"POE10",53.871881199999997,0.86905574500000005]
[null,"VIC","KGTS66","Kerang (Powercor) 66 kV","Powercor","Summer","Coincident",2018,"POE10",54.995784559999997,0.86888890500000004]
[null,"VIC","KGTS66","Kerang (Powercor) 66 kV","Powercor","Summer","Coincident",2020,"POE50",52.091128050000002,0.838208395]
[null,"VIC","KGTS66","Kerang (Powercor) 66 kV","Powercor","Summer","Coincident",2021,"POE10",59.830229430000003,0.86823258000000003]
[null,"VIC","KGTS66","Kerang (Powercor) 66 kV","Powercor","Summer","Non-Coincident",2023,"POE50",67.383979159999996,0.83802575099999999]
[null,"VIC","KGTS66","Kerang (Powercor) 66 kV","Powercor","Summer","Coincident",2025,"POE10",66.989527679999995,0.86715613400000002]
[null,"VIC","KGTS66","Kerang (Powercor) 66 kV","Powercor","Winter","Non-Coincident",2005,"Actual",44.806303999999997,"NA"]
[null,"VIC","KGTS66","Kerang (Powercor) 66 kV","Powercor","Winter","Coincident",2009,"Actual",33.634003999999997,"NA"]
[null,"VIC","KGTS66","Kerang (Powercor) 66 kV","Powercor","Winter","Coincident",2011,"TempCorrActualPOE50",29.579002320000001,"NA"]
[null,"VIC","KGTS66","Kerang (Powercor) 66 kV","Powercor","Winter","Non-Coincident",2011,"TempCorrActualPOE10",40.10796174,"NA"]
[null,"VIC","KGTS66","Kerang (Powercor) 66 kV","Powercor","Winter","Non-Coincident",2012,"TempCorrActualPOE50",39.342765419999999,"NA"]
[null,"VIC","KGTS66","Kerang (Powercor) 66 kV","Powercor","Winter","Non-Coincident",2013,"TempCorrActualPOE50",43.643762860000002,"NA"]
[null,"VIC","KGTS66","Kerang (Powercor) 66 kV","Powercor","Winter","Coincident",2014,"Actual",32.364215999999999,"NA"]
[null,"VIC","KGTS66","Kerang (Powercor) 66 kV","Powercor","Winter","Coincident",2016,"POE50",36.662029109999999,0.771214387]
[null,"VIC","KGTS66","Kerang (Powercor) 66 kV","Powercor","Winter","Coincident",2018,"POE10",38.64645076,0.78118815500000005]
[null,"VIC","KGTS66","Kerang (Powercor) 66 kV","Powercor","Winter","Non-Coincident",2019,"POE50",49.149125820000002,0.770498456]
[null,"VIC","KGTS66","Kerang (Powercor) 66 kV","Powercor","Winter","Coincident",2021,"POE10",40.043330429999997,0.78040188899999996]
[null,"VIC","KGTS66","Kerang (Powercor) 66 kV","Powercor","Winter","Coincident",2021,"POE50",38.753278049999999,0.76998007099999999]
[null,"VIC","KGTS66","Kerang (Powercor) 66 kV","Powercor","Winter","Non-Coincident",2024,"POE10",53.181401809999997,0.77934196499999997]
[null,"VIC","KTSEJ","Keilor East (Jemena) 66 kV","Jemena","Summer","Coincident",2006,"TempCorrActualPOE10",209.4358182,"NA"]
[null,"VIC","KTSEJ","Keilor East (Jemena) 66 kV","Jemena","Summer","Coincident",2007,"TempCorrActualPOE50",198.5254659,"NA"]
[null,"VIC","KTSEJ","Keilor East (Jemena) 66 kV","Jemena","Summer","Coincident",2008,"Actual",214.49789200000001,"NA"]
[null,"VIC","KTSEJ","Keilor East (Jemena) 66 kV","Jemena","Summer","Non-Coincident",2009,"Actual",231.87327199999999,"NA"]
[null,"VIC","KTSEJ","Keilor East (Jemena) 66 kV","Jemena","Summer","Non-Coincident",2010,"TempCorrActualPOE10",241.3016523,"NA"]
[null,"VIC","KTSEJ","Keilor East (Jemena) 66 kV","Jemena","Summer","Non-Coincident",2011,"Actual",227.37428399999999,"NA"]
[null,"VIC","KTSEJ","Keilor East (Jemena) 66 kV","Jemena","Summer","Coincident",2012,"TempCorrActualPOE10",244.6052755,"NA"]
[null,"VIC","KTSEJ","Keilor East (Jemena) 66 kV","Jemena","Summer","Non-Coincident",2013,"TempCorrActualPOE50",218.375055,"NA"]
[null,"VIC","KTSEJ","Keilor East (Jemena) 66 kV","Jemena","Summer","Coincident",2014,"TempCorrActualPOE10",237.58133699999999,"NA"]
[null,"VIC","KTSEJ","Keilor East (Jemena) 66 kV","Jemena","Summer","Non-Coincident",2015,"Actual",200.55994200000001,"NA"]
[null,"VIC","KTSEJ","Keilor East (Jemena) 66 kV","Jemena","Summer","Non-Coincident",2017,"POE50",217.76690600000001,0.91959317699999998]
[null,"VIC","KTSEJ","Keilor East (Jemena) 66 kV","Jemena","Summer","Non-Coincident",2019,"POE10",282.3604287,0.95264480500000004]
[null,"VIC","KTSEJ","Keilor East (Jemena) 66 kV","Jemena","Summer","Coincident",2019,"POE50",231.44524630000001,0.919358181]
[null,"VIC","KTSEJ","Keilor East (Jemena) 66 kV","Jemena","Summer","Non-Coincident",2022,"POE10",297.52439070000003,0.95193534199999996]
[null,"VIC","KTSEJ","Keilor East (Jemena) 66 kV","Jemena","Summer","Non-Coincident",2022,"POE50",264.41175620000001,0.91905505399999998]
[null,"VIC","KTSEJ","Keilor East (Jemena) 66 kV","Jemena","Summer","Coincident",2024,"POE10",293.06483919999999,0.95134914400000004]
[null,"VIC","KTSEJ","Keilor East (Jemena) 66 kV","Jemena","Winter","Coincident",2005,"TempCorrActualPOE50",145.16885199999999,"NA"]
[null,"VIC","KTSEJ","Keilor East (Jemena) 66 kV","Jemena","Winter","Coincident",2005,"Actual",141.335688,"NA"]
[null,"VIC","KTSEJ","Keilor East (Jemena) 66 kV","Jemena","Winter","Coincident",2007,"TempCorrActualPOE50",155.86637350000001,"NA"]
[null,"VIC","KTSEJ","Keilor East (Jemena) 66 kV","Jemena","Winter","Coincident",2008,"TempCorrActualPOE10",160.27535639999999,"NA"]
[null,"VIC","KTSEJ","Keilor East (Jemena) 66 kV","Jemena","Winter","Coincident",2009,"TempCorrActualPOE10",159.3154662,"NA"]
[null,"VIC","KTSEJ","Keilor East (Jemena) 66 kV","Jemena","Winter","Non-Coincident",2010,"TempCorrActualPOE50",165.9664789,"NA"]
[null,"VIC","KTSEJ","Keilor East (Jemena) 66 kV","Jemena","Winter","Coincident",2010,"Actual",163.66905,"NA"]
[null,"VIC","KTSEJ","Keilor East (Jemena) 66 kV","Jemena","Winter","Coincident",2012,"TempCorrActualPOE50",162.374788,"NA"]
[null,"VIC","KTSEJ","Keilor East (Jemena) 66 kV","Jemena","Winter","Non-Coincident",2013,"TempCorrActualPOE10",170.87286130000001,"NA"]
[null,"VIC","KTSEJ","Keilor East (Jemena) 66 kV","Jemena","Winter","Non-Coincident",2013,"Actual",167.32400200000001,"NA"]
[null,"VIC","KTSEJ","Keilor East (Jemena) 66 kV","Jemena","Winter","Coincident",2015,"POE10",171.1074648,1]
[null,"VIC","KTSEJ","Keilor East (Jemena) 66 kV","Jemena","Winter","Non-Coincident",2017,"POE50",180.27120729999999,0.99766983799999998]
[null,"VIC","KTSEJ","Keilor East (Jemena) 66 kV","Jemena","Winter","Non-Coincident",2018,"POE50",207.54774850000001,0.99730475500000004]
[null,"VIC","KTSEJ","Keilor East (Jemena) 66 kV","Jemena","Winter","Non-Coincident",2020,"POE10",224.4766549,1]
[null,"VIC","KTSEJ","Keilor East (Jemena) 66 kV","Jemena","Winter","Coincident",2020,"POE50",219.2149359,0.99659739199999997]
[null,"VIC","KTSEJ","Keilor East (Jemena) 66 kV","Jemena","Winter","Non-Coincident",2023,"POE10",242.83805179999999,1]
[null,"VIC","KTSEJ","Keilor East (Jemena) 66 kV","Jemena","Winter","Coincident",2024,"POE50",239.21853010000001,0.99509097800000001]
[null,"VIC","KTSEP","Keilor East (Powercor) 66 kV","Powercor","Summer","Non-Coincident",2006,"TempCorrActualPOE10",109.4987093,"NA"]
[null,"VIC","KTSEP","Keilor East (Powercor) 66 kV","Powercor","Summer","Non-Coincident",2007,"Actual",112.372928,"NA"]
[null,"VIC","KTSEP","Keilor East (Powercor) 66 kV","Powercor","Summer","Coincident",2009,"TempCorrActualPOE10",125.17847639999999,"NA"]
[null,"VIC","KTSEP","Keilor East (Powercor) 66 kV","Powercor","Summer","Non-Coincident",2009,"TempCorrActualPOE50",115.4686497,"NA"]
[null,"VIC","KTSEP","Keilor East (Powercor) 66 kV","Powercor","Summer","Coincident",2010,"TempCorrActualPOE50",122.3981369,"NA"]
[null,"VIC","KTSEP","Keilor East (Powercor) 66 kV","Powercor","Summer","Non-Coincident",2011,"TempCorrActualPOE10",137.01274760000001,"NA"]
[null,"VIC","KTSEP","Keilor East (Powercor) 66 kV","Powercor","Summer","Non-Coincident",2012,"Actual",108.482022,"NA"]
[null,"VIC","KTSEP","Keilor East (Powercor) 66 kV","Powercor","Summer","Coincident",2014,"TempCorrActualPOE10",146.38483489999999,"NA"]
[null,"VIC","KTSEP","Keilor East (Powercor) 66 kV","Powercor","Summer","Non-Coincident",2014,"TempCorrActualPOE50",133.85501819999999,"NA"]
[null,"VIC","KTSEP","Keilor East (Powercor) 66 kV","Powercor","Summer","Non-Coincident",2016,"POE10",163.571136,0.94913214800000001]
[null,"VIC","KTSEP","Keilor East (Powercor) 66 kV","Powercor","Summer","Coincident",2017,"POE50",139.42585500000001,0.91579450200000001]
[null,"VIC","KTSEP","Keilor East (Powercor) 66 kV","Powercor","Summer","Coincident",2018,"POE10",76.749203960000003,0.94890989100000001]
[null,"VIC","KTSEP","Keilor East (Powercor) 66 kV","Powercor","Summer","Non-Coincident",2020,"POE50",70.941635129999995,0.915403835]
[null,"VIC","KTSEP","Keilor East (Powercor) 66 kV","Powercor","Summer","Non-Coincident",2021,"POE10",93.981060499999998,0.94819312099999997]
[null,"VIC","KTSEP","Keilor East (Powercor) 66 kV","Powercor","Summer","Coincident",2022,"POE50",71.177972969999999,0.91525860199999998]
[null,"VIC","KTSEP","Keilor East (Powercor) 66 kV","Powercor","Summer","Non-Coincident",2025,"POE50",88.712427349999999,0.91488451199999998]
[null,"VIC","KTSEP","Keilor East (Powercor) 66 kV","Powercor","Winter","Coincident",2005,"TempCorrActualPOE10",81.737881700000003,"NA"]
[null,"VIC","KTSEP","Keilor East (Powercor) 66 kV","Powercor","Winter","Coincident",2006,"TempCorrActualPOE50",81.373936880000002,"NA"]
[null,"VIC","KTSEP","Keilor East (Powercor) 66 kV","Powercor","Winter","Coincident",2007,"Actual",94.982551999999998,"NA"]
[null,"VIC","KTSEP","Keilor East (Powercor) 66 kV","Powercor","Winter","Coincident",2008,"TempCorrActualPOE50",95.728092910000001,"NA"]
[null,"VIC","KTSEP","Keilor East (Powercor) 66 kV","Powercor","Winter","Non-Coincident",2009,"TempCorrActualPOE10",101.4006148,"NA"]
[null,"VIC","KTSEP","Keilor East (Powercor) 66 kV","Powercor","Winter","Non-Coincident",2009,"Actual",97.991968,"NA"]
[null,"VIC","KTSEP","Keilor East (Powercor) 66 kV","Powercor","Winter","Non-Coincident",2011,"TempCorrActualPOE10",107.790021,"NA"]
[null,"VIC","KTSEP","Keilor East (Powercor) 66 kV","Powercor","Winter","Coincident",2012,"Actual",99.725031999999999,"NA"]
[null,"VIC","KTSEP","Keilor East (Powercor) 66 kV","Powercor","Winter","Coincident",2013,"TempCorrActualPOE50",107.446713,"NA"]
[null,"VIC","KTSEP","Keilor East (Powercor) 66 kV","Powercor","Winter","Non-Coincident",2014,"TempCorrActualPOE10",115.30579040000001,"NA"]
[null,"VIC","KTSEP","Keilor East (Powercor) 66 kV","Powercor","Winter","Non-Coincident",2016,"POE50",129.9913239,0.97110686599999996]
[null,"VIC","KTSEP","Keilor East (Powercor) 66 kV","Powercor","Winter","Non-Coincident",2017,"POE10",137.53101799999999,0.98402841900000004]
[null,"VIC","KTSEP","Keilor East (Powercor) 66 kV","Powercor","Winter","Coincident",2018,"POE50",61.645253969999999,0.97053015799999998]
[null,"VIC","KTSEP","Keilor East (Powercor) 66 kV","Powercor","Winter","Coincident",2019,"POE10",69.543536579999994,0.98326979299999995]
[null,"VIC","KTSEP","Keilor East (Powercor) 66 kV","Powercor","Winter","Non-Coincident",2021,"POE50",75.784166690000006,0.96955262499999995]
[null,"VIC","KTSEP","Keilor East (Powercor) 66 kV","Powercor","Winter","Coincident",2023,"POE10",86.320346970000003,0.98186443800000001]
[null,"VIC","KTSEP","Keilor East (Powercor) 66 kV","Powercor","Winter","Non-Coincident",2024,"POE50",88.623816250000004,0.96837581500000003]
[null,"VIC","KTSWJ","Keilor West (Jemena) 66 kV","Jemena","Summer","Non-Coincident",2006,"Actual",41.316792,"NA"]
[null,"VIC","KTSWJ","Keilor West (Jemena) 66 kV","Jemena","Summer","Non-Coincident",2008,"TempCorrActualPOE10",68.643852949999996,"NA"]
[null,"VIC","KTSWJ","Keilor West (Jemena) 66 kV","Jemena","Summer","Non-Coincident",2008,"Actual",61.08334,"NA"]
[null,"VIC","KTSWJ","Keilor West (Jemena) 66 kV","Jemena","Summer","Coincident",2010,"TempCorrActualPOE10",70.228789419999998,"NA"]
[null,"VIC","KTSWJ","Keilor West (Jemena) 66 kV","Jemena","Summer","Non-Coincident",2010,"TempCorrActualPOE50",68.419615149999998,"NA"]
[null,"VIC","KTSWJ","Keilor West (Jemena) 66 kV","Jemena","Summer","Coincident",2011,"Actual",58.812966000000003,"NA"]
[null,"VIC","KTSWJ","Keilor West (Jemena) 66 kV","Jemena","Summer","Coincident",2013,"TempCorrActualPOE50",63.643305609999999,"NA"]
[null,"VIC","KTSWJ","Keilor West (Jemena) 66 kV","Jemena","Summer","Coincident",2013,"Actual",67.703766000000002,"NA"]
[null,"VIC","KTSWJ","Keilor West (Jemena) 66 kV","Jemena","Summer","Non-Coincident",2014,"Actual",76.694882000000007,"NA"]
[null,"VIC","KTSWJ","Keilor West (Jemena) 66 kV","Jemena","Summer","Non-Coincident",2016,"POE10",78.579339489999995,0.88058779099999995]
[null,"VIC","KTSWJ","Keilor West (Jemena) 66 kV","Jemena","Summer","Coincident",2017,"POE10",70.090594809999999,0.88055063099999997]
[null,"VIC","KTSWJ","Keilor West (Jemena) 66 kV","Jemena","Summer","Non-Coincident",2019,"POE50",70.363415349999997,0.84944059699999996]
[null,"VIC","KTSWJ","Keilor West (Jemena) 66 kV","Jemena","Summer","Non-Coincident",2020,"POE10",80.101570350000003,0.87988852699999998]
[null,"VIC","KTSWJ","Keilor West (Jemena) 66 kV","Jemena","Summer","Coincident",2021,"POE50",59.52603826,0.84925362699999996]
[null,"VIC","KTSWJ","Keilor West (Jemena) 66 kV","Jemena","Summer","Non-Coincident",2024,"POE10",80.433544479999995,0.87899863300000003]
[null,"VIC","KTSWJ","Keilor West (Jemena) 66 kV","Jemena","Summer","Coincident",2024,"POE50",59.537639249999998,0.84896193799999997]
[null,"VIC","KTSWJ","Keilor West (Jemena) 66 kV","Jemena","Winter","Non-Coincident",2005,"TempCorrActualPOE10",51.646864270000002,"NA"]
[null,"VIC","KTSWJ","Keilor West (Jemena) 66 kV","Jemena","Winter","Non-Coincident",2006,"Actual",37.407587999999997,"NA"]
[null,"VIC","KTSWJ","Keilor West (Jemena) 66 kV","Jemena","Winter","Coincident",2007,"TempCorrActualPOE10",48.918728549999997,"NA"]
[null,"VIC","KTSWJ","Keilor West (Jemena) 66 kV","Jemena","Winter","Coincident",2008,"Actual",50.341847999999999,"NA"]
[null,"VIC","KTSWJ","Keilor West (Jemena) 66 kV","Jemena","Winter","Coincident",2009,"TempCorrActualPOE50",50.822521610000003,"NA"]
[null,"VIC","KTSWJ","Keilor West (Jemena) 66 kV","Jemena","Winter","Non-Coincident",2010,"TempCorrActualPOE10",56.086340229999998,"NA"]
[null,"VIC","KTSWJ","Keilor West (Jemena) 66 kV","Jemena","Winter","Non-Coincident",2011,"Actual",54.283383999999998,"NA"]
[null,"VIC","KTSWJ","Keilor West (Jemena) 66 kV","Jemena","Winter","Non-Coincident",2012,"TempCorrActualPOE10",55.512679179999999,"NA"]
[null,"VIC","KTSWJ","Keilor West (Jemena) 66 kV","Jemena","Winter","Non-Coincident",2013,"TempCorrActualPOE50",55.351130300000001,"NA"]
[null,"VIC","KTSWJ","Keilor West (Jemena) 66 kV","Jemena","Winter","Non-Coincident",2015,"POE10",57.358190899999997,0.98299423900000005]
[null,"VIC","KTSWJ","Keilor West (Jemena) 66 kV","Jemena","Winter","Non-Coincident",2015,"POE50",55.624989450000001,0.96992376000000002]
[null,"VIC","KTSWJ","Keilor West (Jemena) 66 kV","Jemena","Winter","Coincident",2017,"POE10",58.04161345,0.98274688499999996]
[null,"VIC","KTSWJ","Keilor West (Jemena) 66 kV","Jemena","Winter","Coincident",2018,"POE10",58.445048110000002,0.98238469100000003]
[null,"VIC","KTSWJ","Keilor West (Jemena) 66 kV","Jemena","Winter","Non-Coincident",2020,"POE50",59.167333020000001,0.96857872700000003]
[null,"VIC","KTSWJ","Keilor West (Jemena) 66 kV","Jemena","Winter","Coincident",2022,"POE10",61.025274750000001,0.98100351299999999]
[null,"VIC","KTSWJ","Keilor West (Jemena) 66 kV","Jemena","Winter","Non-Coincident",2023,"POE50",60.667059309999999,0.96760010600000002]
[null,"VIC","KTSWP","Keilor West (Powercor) 66 kV","Powercor","Summer","Coincident",2006,"TempCorrActualPOE10",164.3033259,"NA"]
[null,"VIC","KTSWP","Keilor West (Powercor) 66 kV","Powercor","Summer","Non-Coincident",2007,"TempCorrActualPOE50",160.20424499999999,"NA"]
[null,"VIC","KTSWP","Keilor West (Powercor) 66 kV","Powercor","Summer","Coincident",2007,"Actual",151.53599600000001,"NA"]
[null,"VIC","KTSWP","Keilor West (Powercor) 66 kV","Powercor","Summer","Coincident",2009,"TempCorrActualPOE50",154.21975269999999,"NA"]
[null,"VIC","KTSWP","Keilor West (Powercor) 66 kV","Powercor","Summer","Coincident",2009,"Actual",185.58403000000001,"NA"]
[null,"VIC","KTSWP","Keilor West (Powercor) 66 kV","Powercor","Summer","Non-Coincident",2011,"TempCorrActualPOE50",178.13504810000001,"NA"]
[null,"VIC","KTSWP","Keilor West (Powercor) 66 kV","Powercor","Summer","Non-Coincident",2012,"TempCorrActualPOE50",184.9087902,"NA"]
[null,"VIC","KTSWP","Keilor West (Powercor) 66 kV","Powercor","Summer","Coincident",2013,"Actual",179.087244,"NA"]
[null,"VIC","KTSWP","Keilor West (Powercor) 66 kV","Powercor","Summer","Coincident",2014,"TempCorrActualPOE50",159.9798777,"NA"]
[null,"VIC","KTSWP","Keilor West (Powercor) 66 kV","Powercor","Summer","Coincident",2015,"Actual",143.032444,"NA"]
[null,"VIC","KTSWP","Keilor West (Powercor) 66 kV","Powercor","Summer","Non-Coincident",2015,"Actual",161.37268800000001,"NA"]
[null,"VIC","KTSWP","Keilor West (Powercor) 66 kV","Powercor","Summer","Non-Coincident",2018,"POE10",136.5503684,0.89911223200000001]
[null,"VIC","KTSWP","Keilor West (Powercor) 66 kV","Powercor","Summer","Coincident",2018,"POE50",98.31763952,0.86761502999999995]
[null,"VIC","KTSWP","Keilor West (Powercor) 66 kV","Powercor","Summer","Coincident",2020,"POE10",128.46788100000001,0.89860868400000005]
[null,"VIC","KTSWP","Keilor West (Powercor) 66 kV","Powercor","Summer","Non-Coincident",2023,"POE10",153.4359164,0.898005312]
[null,"VIC","KTSWP","Keilor West (Powercor) 66 kV","Powercor","Summer","Coincident",2024,"POE50",112.19497459999999,0.86702411300000004]
[null,"VIC","KTSWP","Keilor West (Powercor) 66 kV","Powercor","Summer","Coincident",2025,"POE10",145.2984409,0.89731918799999999]
[null,"VIC","KTSWP","Keilor West (Powercor) 66 kV","Powercor","Winter","Coincident",2006,"TempCorrActualPOE50",145.11370700000001,"NA"]
[null,"VIC","KTSWP","Keilor West (Powercor) 66 kV","Powercor","Winter","Non-Coincident",2006,"TempCorrActualPOE10",153.78941979999999,"NA"]
[null,"VIC","KTSWP","Keilor West (Powercor) 66 kV","Powercor","Winter","Non-Coincident",2007,"Actual",160.95847000000001,"NA"]
[null,"VIC","KTSWP","Keilor West (Powercor) 66 kV","Powercor","Winter","Coincident",2009,"TempCorrActualPOE10",147.895928,"NA"]
[null,"VIC","KTSWP","Keilor West (Powercor) 66 kV","Powercor","Winter","Non-Coincident",2009,"TempCorrActualPOE50",148.28230959999999,"NA"]
[null,"VIC","KTSWP","Keilor West (Powercor) 66 kV","Powercor","Winter","Coincident",2011,"TempCorrActualPOE10",153.0565948,"NA"]
[null,"VIC","KTSWP","Keilor West (Powercor) 66 kV","Powercor","Winter","Coincident",2012,"TempCorrActualPOE50",152.4641063,"NA"]
[null,"VIC","KTSWP","Keilor West (Powercor) 66 kV","Powercor","Winter","Non-Coincident",2012,"Actual",154.62057200000001,"NA"]
[null,"VIC","KTSWP","Keilor West (Powercor) 66 kV","Powercor","Winter","Non-Coincident",2014,"TempCorrActualPOE10",151.12536829999999,"NA"]
[null,"VIC","KTSWP","Keilor West (Powercor) 66 kV","Powercor","Winter","Non-Coincident",2014,"TempCorrActualPOE50",146.88627740000001,"NA"]
[null,"VIC","KTSWP","Keilor West (Powercor) 66 kV","Powercor","Winter","Coincident",2016,"POE10",155.45254589999999,0.99547696500000005]
[null,"VIC","KTSWP","Keilor West (Powercor) 66 kV","Powercor","Winter","Non-Coincident",2018,"POE50",107.7731126,0.98162599500000003]
[null,"VIC","KTSWP","Keilor West (Powercor) 66 kV","Powercor","Winter","Non-Coincident",2019,"POE10",113.610181,0.99451127900000003]
[null,"VIC","KTSWP","Keilor West (Powercor) 66 kV","Powercor","Winter","Non-Coincident",2021,"POE50",111.9902309,0.980637286]
[null,"VIC","KTSWP","Keilor West (Powercor) 66 kV","Powercor","Winter","Non-Coincident",2023,"POE10",119.3291333,0.99308985599999999]
[null,"VIC","KTSWP","Keilor West (Powercor) 66 kV","Powercor","Winter","Coincident",2023,"POE50",112.29244250000001,0.97993865199999997]
[null,"VIC","LY66","Loy Yang (AusNet) 66 kV","AusNet","Summer","Non-Coincident",2012,"TempCorrActualPOE10",29.29501608,"NA"]
[null,"VIC","LY66","Loy Yang (AusNet) 66 kV","AusNet","Summer","Coincident",2013,"TempCorrActualPOE10",10.05610353,"NA"]
[null,"VIC","LY66","Loy Yang (AusNet) 66 kV","AusNet","Summer","Non-Coincident",2014,"TempCorrActualPOE50",27.571160819999999,"NA"]
[null,"VIC","LY66","Loy Yang (AusNet) 66 kV","AusNet","Summer","Coincident",2015,"Actual",15.986924,"NA"]
[null,"VIC","LY66","Loy Yang (AusNet) 66 kV","AusNet","Summer","Non-Coincident",2016,"POE50",27.57002159,0.343494668]
[null,"VIC","LY66","Loy Yang (AusNet) 66 kV","AusNet","Summer","Coincident",2018,"POE10",10.001857169999999,0.33808589500000003]
[null,"VIC","LY66","Loy Yang (AusNet) 66 kV","AusNet","Summer","Non-Coincident",2020,"POE50",28.54284672,0.33178734799999998]
[null,"VIC","LY66","Loy Yang (AusNet) 66 kV","AusNet","Summer","Non-Coincident",2021,"POE10",30.473267870000001,0.32821741399999999]
[null,"VIC","LY66","Loy Yang (AusNet) 66 kV","AusNet","Summer","Coincident",2022,"POE50",9.4701554199999993,0.32660756000000002]
[null,"VIC","LY66","Loy Yang (AusNet) 66 kV","AusNet","Summer","Coincident",2023,"POE10",10.001857169999999,0.32348808600000001]
[null,"VIC","LY66","Loy Yang (AusNet) 66 kV","AusNet","Winter","Coincident",2011,"TempCorrActualPOE10",19.024039779999999,"NA"]
[null,"VIC","LY66","Loy Yang (AusNet) 66 kV","AusNet","Winter","Non-Coincident",2012,"TempCorrActualPOE50",29.049314599999999,"NA"]
[null,"VIC","LY66","Loy Yang (AusNet) 66 kV","AusNet","Winter","Coincident",2013,"TempCorrActualPOE10",18.867576209999999,"NA"]
[null,"VIC","LY66","Loy Yang (AusNet) 66 kV","AusNet","Winter","Non-Coincident",2014,"TempCorrActualPOE50",28.904133730000002,"NA"]
[null,"VIC","LY66","Loy Yang (AusNet) 66 kV","AusNet","Winter","Non-Coincident",2016,"POE10",30.606940479999999,0.61669412099999998]
[null,"VIC","LY66","Loy Yang (AusNet) 66 kV","AusNet","Winter","Coincident",2016,"POE50",17.909119629999999,0.61506258800000002]
[null,"VIC","LY66","Loy Yang (AusNet) 66 kV","AusNet","Winter","Coincident",2018,"POE10",18.875120259999999,0.60462678199999997]
[null,"VIC","LY66","Loy Yang (AusNet) 66 kV","AusNet","Winter","Non-Coincident",2019,"POE50",30.083600730000001,0.595311704]
[null,"VIC","LY66","Loy Yang (AusNet) 66 kV","AusNet","Winter","Coincident",2021,"POE10",18.875120259999999,0.583317117]
[null,"VIC","LY66","Loy Yang (AusNet) 66 kV","AusNet","Winter","Coincident",2023,"POE10",18.875120259999999,0.57044397199999997]
[null,"VIC","LY66","Loy Yang (AusNet) 66 kV","AusNet","Winter","Non-Coincident",2024,"POE50",31.741415620000001,0.56421931000000003]
[null,"VIC","MBTS66","Mt Beauty (AusNet) 66 kV","AusNet","Summer","Coincident",2007,"TempCorrActualPOE10",27.12147847,"NA"]
[null,"VIC","MBTS66","Mt Beauty (AusNet) 66 kV","AusNet","Summer","Coincident",2008,"TempCorrActualPOE50",27.211105270000001,"NA"]
[null,"VIC","MBTS66","Mt Beauty (AusNet) 66 kV","AusNet","Summer","Coincident",2008,"Actual",6.1310200000000004,"NA"]
[null,"VIC","MBTS66","Mt Beauty (AusNet) 66 kV","AusNet","Summer","Non-Coincident",2009,"Actual",31.472715999999998,"NA"]
[null,"VIC","MBTS66","Mt Beauty (AusNet) 66 kV","AusNet","Summer","Non-Coincident",2010,"TempCorrActualPOE10",38.44768414,"NA"]
[null,"VIC","MBTS66","Mt Beauty (AusNet) 66 kV","AusNet","Summer","Non-Coincident",2011,"Actual",32.103208000000002,"NA"]
[null,"VIC","MBTS66","Mt Beauty (AusNet) 66 kV","AusNet","Summer","Coincident",2013,"TempCorrActualPOE10",28.087025480000001,"NA"]
[null,"VIC","MBTS66","Mt Beauty (AusNet) 66 kV","AusNet","Summer","Coincident",2014,"TempCorrActualPOE50",25.77215911,"NA"]
[null,"VIC","MBTS66","Mt Beauty (AusNet) 66 kV","AusNet","Summer","Non-Coincident",2014,"Actual",30.290174,"NA"]
[null,"VIC","MBTS66","Mt Beauty (AusNet) 66 kV","AusNet","Summer","Coincident",2016,"POE10",28.161031659999999,0.75091038899999996]
[null,"VIC","MBTS66","Mt Beauty (AusNet) 66 kV","AusNet","Summer","Non-Coincident",2017,"POE50",34.116792060000002,0.72453515300000004]
[null,"VIC","MBTS66","Mt Beauty (AusNet) 66 kV","AusNet","Summer","Non-Coincident",2019,"POE10",38.420533650000003,0.75057608799999997]
[null,"VIC","MBTS66","Mt Beauty (AusNet) 66 kV","AusNet","Summer","Coincident",2019,"POE50",24.97055056,0.72435000299999996]
[null,"VIC","MBTS66","Mt Beauty (AusNet) 66 kV","AusNet","Summer","Non-Coincident",2022,"POE10",39.65412285,0.75001711100000001]
[null,"VIC","MBTS66","Mt Beauty (AusNet) 66 kV","AusNet","Summer","Coincident",2023,"POE50",25.50468047,0.72406826700000004]
[null,"VIC","MBTS66","Mt Beauty (AusNet) 66 kV","AusNet","Summer","Coincident",2024,"POE10",30.386977569999999,0.749555254]
[null,"VIC","MBTS66","Mt Beauty (AusNet) 66 kV","AusNet","Winter","Coincident",2005,"TempCorrActualPOE50",37.047364350000002,"NA"]
[null,"VIC","MBTS66","Mt Beauty (AusNet) 66 kV","AusNet","Winter","Non-Coincident",2006,"Actual",45.158914000000003,"NA"]
[null,"VIC","MBTS66","Mt Beauty (AusNet) 66 kV","AusNet","Winter","Non-Coincident",2007,"TempCorrActualPOE10",50.344453790000003,"NA"]
[null,"VIC","MBTS66","Mt Beauty (AusNet) 66 kV","AusNet","Winter","Non-Coincident",2008,"TempCorrActualPOE50",48.47233816,"NA"]
[null,"VIC","MBTS66","Mt Beauty (AusNet) 66 kV","AusNet","Winter","Coincident",2009,"TempCorrActualPOE10",39.346046819999998,"NA"]
[null,"VIC","MBTS66","Mt Beauty (AusNet) 66 kV","AusNet","Winter","Coincident",2010,"TempCorrActualPOE50",36.20758,"NA"]
[null,"VIC","MBTS66","Mt Beauty (AusNet) 66 kV","AusNet","Winter","Coincident",2011,"Actual",27.507252000000001,"NA"]
[null,"VIC","MBTS66","Mt Beauty (AusNet) 66 kV","AusNet","Winter","Coincident",2012,"TempCorrActualPOE50",35.73997447,"NA"]
[null,"VIC","MBTS66","Mt Beauty (AusNet) 66 kV","AusNet","Winter","Non-Coincident",2013,"TempCorrActualPOE10",49.18650221,"NA"]
[null,"VIC","MBTS66","Mt Beauty (AusNet) 66 kV","AusNet","Winter","Non-Coincident",2014,"Actual",43.078203999999999,"NA"]
[null,"VIC","MBTS66","Mt Beauty (AusNet) 66 kV","AusNet","Winter","Coincident",2015,"POE50",35.235809109999998,0.75817189900000004]
[null,"VIC","MBTS66","Mt Beauty (AusNet) 66 kV","AusNet","Winter","Coincident",2017,"POE10",38.172014969999999,0.76819550400000003]
[null,"VIC","MBTS66","Mt Beauty (AusNet) 66 kV","AusNet","Winter","Non-Coincident",2018,"POE50",46.958111010000003,0.75765789800000005]
[null,"VIC","MBTS66","Mt Beauty (AusNet) 66 kV","AusNet","Winter","Non-Coincident",2020,"POE10",50.53894674,0.76734077099999998]
[null,"VIC","MBTS66","Mt Beauty (AusNet) 66 kV","AusNet","Winter","Non-Coincident",2022,"POE50",47.90669544,0.75664096999999997]
[null,"VIC","MBTS66","Mt Beauty (AusNet) 66 kV","AusNet","Winter","Non-Coincident",2023,"POE10",51.383517410000003,0.76650616199999999]
[null,"VIC","MBTS66","Mt Beauty (AusNet) 66 kV","AusNet","Winter","Coincident",2024,"POE50",36.57431708,0.75597608000000005]
[null,"VIC","MTS22","Malvern (United Energy) 66 kV","United Energy","Summer","Non-Coincident",2009,"TempCorrActualPOE10",38.121047609999998,"NA"]
[null,"VIC","MTS22","Malvern (United Energy) 66 kV","United Energy","Summer","Non-Coincident",2009,"Actual",39.964647999999997,"NA"]
[null,"VIC","MTS22","Malvern (United Energy) 66 kV","United Energy","Summer","Non-Coincident",2010,"TempCorrActualPOE50",37.430756850000002,"NA"]
[null,"VIC","MTS22","Malvern (United Energy) 66 kV","United Energy","Summer","Coincident",2011,"Actual",33.327654000000003,"NA"]
[null,"VIC","MTS22","Malvern (United Energy) 66 kV","United Energy","Summer","Non-Coincident",2012,"Actual",34.639724000000001,"NA"]
[null,"VIC","MTS22","Malvern (United Energy) 66 kV","United Energy","Summer","Non-Coincident",2014,"TempCorrActualPOE10",40.956649810000002,"NA"]
[null,"VIC","MTS22","Malvern (United Energy) 66 kV","United Energy","Summer","Non-Coincident",2014,"Actual",42.257696000000003,"NA"]
[null,"VIC","MTS22","Malvern (United Energy) 66 kV","United Energy","Summer","Non-Coincident",2016,"POE10",40.41341619,0.94858640400000005]
[null,"VIC","MTS22","Malvern (United Energy) 66 kV","United Energy","Summer","Non-Coincident",2018,"POE50",35.648390130000003,0.915141702]
[null,"VIC","MTS22","Malvern (United Energy) 66 kV","United Energy","Summer","Coincident",2018,"POE10",38.050012160000001,0.94836427400000001]
[null,"VIC","MTS22","Malvern (United Energy) 66 kV","United Energy","Summer","Coincident",2020,"POE50",31.89692878,0.91487748499999999]
[null,"VIC","MTS22","Malvern (United Energy) 66 kV","United Energy","Summer","Coincident",2021,"POE10",37.678492859999999,0.94764791699999995]
[null,"VIC","MTS22","Malvern (United Energy) 66 kV","United Energy","Summer","Coincident",2023,"POE10",37.369742979999998,0.94719671900000002]
[null,"VIC","MTS22","Malvern (United Energy) 66 kV","United Energy","Summer","Coincident",2025,"POE50",31.197096699999999,0.91435845900000001]
[null,"VIC","MTS22","Malvern (United Energy) 66 kV","United Energy","Winter","Coincident",2006,"Actual",51.957754000000001,"NA"]
[null,"VIC","MTS22","Malvern (United Energy) 66 kV","United Energy","Winter","Non-Coincident",2008,"TempCorrActualPOE50",32.299238889999998,"NA"]
[null,"VIC","MTS22","Malvern (United Energy) 66 kV","United Energy","Winter","Coincident",2010,"TempCorrActualPOE10",32.587169529999997,"NA"]
[null,"VIC","MTS22","Malvern (United Energy) 66 kV","United Energy","Winter","Coincident",2010,"TempCorrActualPOE50",31.581669309999999,"NA"]
[null,"VIC","MTS22","Malvern (United Energy) 66 kV","United Energy","Winter","Coincident",2011,"Actual",29.562342000000001,"NA"]
[null,"VIC","MTS22","Malvern (United Energy) 66 kV","United Energy","Winter","Coincident",2012,"TempCorrActualPOE50",32.072337990000001,"NA"]
[null,"VIC","MTS22","Malvern (United Energy) 66 kV","United Energy","Winter","Non-Coincident",2013,"TempCorrActualPOE10",34.516668510000002,"NA"]
[null,"VIC","MTS22","Malvern (United Energy) 66 kV","United Energy","Winter","Non-Coincident",2015,"POE10",33.065691260000001,1]
[null,"VIC","MTS22","Malvern (United Energy) 66 kV","United Energy","Winter","Coincident",2016,"POE50",31.71997159,0.98911539900000001]
[null,"VIC","MTS22","Malvern (United Energy) 66 kV","United Energy","Winter","Coincident",2017,"POE10",33.765236719999997,1]
[null,"VIC","MTS22","Malvern (United Energy) 66 kV","United Energy","Winter","Coincident",2019,"POE50",32.483115159999997,0.98819718700000003]
[null,"VIC","MTS22","Malvern (United Energy) 66 kV","United Energy","Winter","Non-Coincident",2020,"POE10",34.586688479999999,1]
[null,"VIC","MTS22","Malvern (United Energy) 66 kV","United Energy","Winter","Non-Coincident",2022,"POE50",33.632527930000002,0.98720119500000003]
[null,"VIC","MTS22","Malvern (United Energy) 66 kV","United Energy","Winter","Non-Coincident",2023,"POE10",35.560313000000001,1]
[null,"VIC","MTS22","Malvern (United Energy) 66 kV","United Energy","Winter","Coincident",2024,"POE50",33.764419019999998,0.98633370200000003]
[null,"VIC","MTS66","Malvern (United Energy) 22 kV","United Energy","Summer","Non-Coincident",2007,"TempCorrActualPOE10",154.89499380000001,"NA"]
[null,"VIC","MTS66","Malvern (United Energy) 22 kV","United Energy","Summer","Coincident",2008,"TempCorrActualPOE10",161.8681484,"NA"]
[null,"VIC","MTS66","Malvern (United Energy) 22 kV","United Energy","Summer","Coincident",2009,"TempCorrActualPOE50",148.6609162,"NA"]
[null,"VIC","MTS66","Malvern (United Energy) 22 kV","United Energy","Summer","Coincident",2010,"Actual",169.20703399999999,"NA"]
[null,"VIC","MTS66","Malvern (United Energy) 22 kV","United Energy","Summer","Non-Coincident",2010,"Actual",170.27761799999999,"NA"]
[null,"VIC","MTS66","Malvern (United Energy) 22 kV","United Energy","Summer","Non-Coincident",2012,"TempCorrActualPOE10",192.559382,"NA"]
[null,"VIC","MTS66","Malvern (United Energy) 22 kV","United Energy","Summer","Non-Coincident",2012,"Actual",157.39851200000001,"NA"]
[null,"VIC","MTS66","Malvern (United Energy) 22 kV","United Energy","Summer","Coincident",2014,"TempCorrActualPOE10",173.55660779999999,"NA"]
[null,"VIC","MTS66","Malvern (United Energy) 22 kV","United Energy","Summer","Non-Coincident",2015,"TempCorrActualPOE50",158.38723569999999,"NA"]
[null,"VIC","MTS66","Malvern (United Energy) 22 kV","United Energy","Summer","Non-Coincident",2017,"POE10",192.1575,0.92987499299999998]
[null,"VIC","MTS66","Malvern (United Energy) 22 kV","United Energy","Summer","Coincident",2017,"POE50",152.09783999999999,0.89725160599999998]
[null,"VIC","MTS66","Malvern (United Energy) 22 kV","United Energy","Summer","Non-Coincident",2020,"POE50",173.15106159999999,0.89686884899999997]
[null,"VIC","MTS66","Malvern (United Energy) 22 kV","United Energy","Summer","Coincident",2020,"POE10",183.06523100000001,0.92917580099999997]
[null,"VIC","MTS66","Malvern (United Energy) 22 kV","United Energy","Summer","Coincident",2022,"POE50",156.0149103,0.89672655599999995]
[null,"VIC","MTS66","Malvern (United Energy) 22 kV","United Energy","Summer","Coincident",2024,"POE10",185.95557109999999,0.92823606000000003]
[null,"VIC","MTS66","Malvern (United Energy) 22 kV","United Energy","Summer","Non-Coincident",2025,"POE50",176.78331439999999,0.89636004000000002]
[null,"VIC","MTS66","Malvern (United Energy) 22 kV","United Energy","Winter","Coincident",2006,"TempCorrActualPOE10",107.201212,"NA"]
[null,"VIC","MTS66","Malvern (United Energy) 22 kV","United Energy","Winter","Coincident",2007,"TempCorrActualPOE50",108.6810481,"NA"]
[null,"VIC","MTS66","Malvern (United Energy) 22 kV","United Energy","Winter","Coincident",2007,"Actual",105.519244,"NA"]
[null,"VIC","MTS66","Malvern (United Energy) 22 kV","United Energy","Winter","Coincident",2009,"TempCorrActualPOE50",120.0910932,"NA"]
[null,"VIC","MTS66","Malvern (United Energy) 22 kV","United Energy","Winter","Non-Coincident",2009,"TempCorrActualPOE10",130.14132179999999,"NA"]
[null,"VIC","MTS66","Malvern (United Energy) 22 kV","United Energy","Winter","Coincident",2011,"TempCorrActualPOE10",126.3413372,"NA"]
[null,"VIC","MTS66","Malvern (United Energy) 22 kV","United Energy","Winter","Coincident",2012,"TempCorrActualPOE50",123.368692,"NA"]
[null,"VIC","MTS66","Malvern (United Energy) 22 kV","United Energy","Winter","Coincident",2012,"Actual",125.73118599999999,"NA"]
[null,"VIC","MTS66","Malvern (United Energy) 22 kV","United Energy","Winter","Coincident",2014,"TempCorrActualPOE50",116.3670628,"NA"]
[null,"VIC","MTS66","Malvern (United Energy) 22 kV","United Energy","Winter","Coincident",2015,"POE10",127.48839289999999,0.97136442499999998]
[null,"VIC","MTS66","Malvern (United Energy) 22 kV","United Energy","Winter","Non-Coincident",2016,"POE50",135.49634570000001,0.958367949]
[null,"VIC","MTS66","Malvern (United Energy) 22 kV","United Energy","Winter","Coincident",2018,"POE10",140.53765240000001,0.97076208900000005]
[null,"VIC","MTS66","Malvern (United Energy) 22 kV","United Energy","Winter","Coincident",2018,"POE50",134.95847620000001,0.957798806]
[null,"VIC","MTS66","Malvern (United Energy) 22 kV","United Energy","Winter","Non-Coincident",2020,"POE50",143.49890980000001,0.95711946400000003]
[null,"VIC","MTS66","Malvern (United Energy) 22 kV","United Energy","Winter","Non-Coincident",2023,"POE10",151.66875759999999,0.96898440299999999]
[null,"VIC","MTS66","Malvern (United Energy) 22 kV","United Energy","Winter","Coincident",2023,"POE50",140.45277680000001,0.95615242099999997]
[null,"VIC","MWTS66","Morwell (Ausnet) 66 kV","AusNet","Summer","Coincident",2006,"Actual",218.17761200000001,"NA"]
[null,"VIC","MWTS66","Morwell (Ausnet) 66 kV","AusNet","Summer","Non-Coincident",2007,"Actual",324.59810199999998,"NA"]
[null,"VIC","MWTS66","Morwell (Ausnet) 66 kV","AusNet","Summer","Non-Coincident",2008,"TempCorrActualPOE10",390.89120329999997,"NA"]
[null,"VIC","MWTS66","Morwell (Ausnet) 66 kV","AusNet","Summer","Non-Coincident",2009,"TempCorrActualPOE50",379.08966070000002,"NA"]
[null,"VIC","MWTS66","Morwell (Ausnet) 66 kV","AusNet","Summer","Coincident",2010,"TempCorrActualPOE10",369.8396401,"NA"]
[null,"VIC","MWTS66","Morwell (Ausnet) 66 kV","AusNet","Summer","Non-Coincident",2011,"TempCorrActualPOE50",386.31555150000003,"NA"]
[null,"VIC","MWTS66","Morwell (Ausnet) 66 kV","AusNet","Summer","Coincident",2012,"Actual",288.23598800000002,"NA"]
[null,"VIC","MWTS66","Morwell (Ausnet) 66 kV","AusNet","Summer","Non-Coincident",2013,"TempCorrActualPOE10",435.28153150000003,"NA"]
[null,"VIC","MWTS66","Morwell (Ausnet) 66 kV","AusNet","Summer","Non-Coincident",2014,"Actual",359.91173600000002,"NA"]
[null,"VIC","MWTS66","Morwell (Ausnet) 66 kV","AusNet","Summer","Non-Coincident",2016,"POE10",477.35391329999999,0.84330611600000005]
[null,"VIC","MWTS66","Morwell (Ausnet) 66 kV","AusNet","Summer","Coincident",2016,"POE50",351.74056389999998,0.80538997999999995]
[null,"VIC","MWTS66","Morwell (Ausnet) 66 kV","AusNet","Summer","Coincident",2018,"POE10",373.79382079999999,0.85834579300000002]
[null,"VIC","MWTS66","Morwell (Ausnet) 66 kV","AusNet","Summer","Non-Coincident",2019,"POE50",396.08609740000003,0.82817925199999998]
[null,"VIC","MWTS66","Morwell (Ausnet) 66 kV","AusNet","Summer","Coincident",2021,"POE10",382.67431319999997,0.85769743099999995]
[null,"VIC","MWTS66","Morwell (Ausnet) 66 kV","AusNet","Summer","Non-Coincident",2023,"POE50",400.00838620000002,0.827857132]
[null,"VIC","MWTS66","Morwell (Ausnet) 66 kV","AusNet","Summer","Non-Coincident",2024,"POE10",451.15800710000002,0.85699745599999999]
[null,"VIC","MWTS66","Morwell (Ausnet) 66 kV","AusNet","Summer","Coincident",2025,"POE50",333.9245482,0.82756779999999996]
[null,"VIC","MWTS66","Morwell (Ausnet) 66 kV","AusNet","Winter","Non-Coincident",2006,"TempCorrActualPOE50",377.88557909999997,"NA"]
[null,"VIC","MWTS66","Morwell (Ausnet) 66 kV","AusNet","Winter","Coincident",2007,"TempCorrActualPOE10",371.43628039999999,"NA"]
[null,"VIC","MWTS66","Morwell (Ausnet) 66 kV","AusNet","Winter","Coincident",2008,"TempCorrActualPOE50",363.09984059999999,"NA"]
[null,"VIC","MWTS66","Morwell (Ausnet) 66 kV","AusNet","Winter","Coincident",2008,"Actual",225.40079600000001,"NA"]
[null,"VIC","MWTS66","Morwell (Ausnet) 66 kV","AusNet","Winter","Coincident",2010,"TempCorrActualPOE50",344.64525630000003,"NA"]
[null,"VIC","MWTS66","Morwell (Ausnet) 66 kV","AusNet","Winter","Non-Coincident",2011,"TempCorrActualPOE10",370.24969900000002,"NA"]
[null,"VIC","MWTS66","Morwell (Ausnet) 66 kV","AusNet","Winter","Non-Coincident",2011,"Actual",308.69508400000001,"NA"]
[null,"VIC","MWTS66","Morwell (Ausnet) 66 kV","AusNet","Winter","Coincident",2013,"TempCorrActualPOE10",347.92828850000001,"NA"]
[null,"VIC","MWTS66","Morwell (Ausnet) 66 kV","AusNet","Winter","Coincident",2014,"TempCorrActualPOE10",369.00699839999999,"NA"]
[null,"VIC","MWTS66","Morwell (Ausnet) 66 kV","AusNet","Winter","Non-Coincident",2015,"POE50",382.61855789999998,0.94684559400000001]
[null,"VIC","MWTS66","Morwell (Ausnet) 66 kV","AusNet","Winter","Non-Coincident",2017,"POE10",342.02951530000001,1]
[null,"VIC","MWTS66","Morwell (Ausnet) 66 kV","AusNet","Winter","Coincident",2017,"POE50",333.7824938,0.99655520399999997]
[null,"VIC","MWTS66","Morwell (Ausnet) 66 kV","AusNet","Winter","Non-Coincident",2020,"POE10",347.96250479999998,1]
[null,"VIC","MWTS66","Morwell (Ausnet) 66 kV","AusNet","Winter","Coincident",2021,"POE50",340.54320719999998,0.99518715000000002]
[null,"VIC","MWTS66","Morwell (Ausnet) 66 kV","AusNet","Winter","Coincident",2022,"POE10",356.92413850000003,1]
[null,"VIC","MWTS66","Morwell (Ausnet) 66 kV","AusNet","Winter","Non-Coincident",2024,"POE50",353.46373399999999,0.99397922500000002]
[null,"VIC","NKHN","Khancoban (Essential Energy) 11 kV","Essential Energy","Summer","Non-Coincident",2008,"TempCorrActualPOE10",0.60766055200000002,"NA"]
[null,"VIC","NKHN","Khancoban (Essential Energy) 11 kV","Essential Energy","Summer","Non-Coincident",2008,"Actual",0.64575000000000005,"NA"]
[null,"VIC","NKHN","Khancoban (Essential Energy) 11 kV","Essential Energy","Summer","Coincident",2010,"TempCorrActualPOE50",0.28276399099999999,"NA"]
[null,"VIC","NKHN","Khancoban (Essential Energy) 11 kV","Essential Energy","Summer","Coincident",2010,"Actual",0.45345000000000002,"NA"]
[null,"VIC","NKHN","Khancoban (Essential Energy) 11 kV","Essential Energy","Summer","Non-Coincident",2011,"Actual",0.59670000000000001,"NA"]
[null,"VIC","NKHN","Khancoban (Essential Energy) 11 kV","Essential Energy","Summer","Non-Coincident",2013,"TempCorrActualPOE10",0.51849364899999995,"NA"]
[null,"VIC","NKHN","Khancoban (Essential Energy) 11 kV","Essential Energy","Summer","Non-Coincident",2013,"Actual",0.55500000000000005,"NA"]
[null,"VIC","NKHN","Khancoban (Essential Energy) 11 kV","Essential Energy","Summer","Coincident",2015,"TempCorrActualPOE10",0.22454236,"NA"]
[null,"VIC","NKHN","Khancoban (Essential Energy) 11 kV","Essential Energy","Summer","Coincident",2016,"POE50",0.19490376100000001,0.47197806799999997]
[null,"VIC","NKHN","Khancoban (Essential Energy) 11 kV","Essential Energy","Summer","Coincident",2017,"POE10",0.20222968799999999,0.489138831]
[null,"VIC","NKHN","Khancoban (Essential Energy) 11 kV","Essential Energy","Summer","Non-Coincident",2019,"POE50",0.36343204699999998,0.47185745499999998]
[null,"VIC","NKHN","Khancoban (Essential Energy) 11 kV","Essential Energy","Summer","Non-Coincident",2020,"POE10",0.36734867300000001,0.48877103700000002]
[null,"VIC","NKHN","Khancoban (Essential Energy) 11 kV","Essential Energy","Summer","Non-Coincident",2022,"POE10",0.35010174100000002,0.48857757200000002]
[null,"VIC","NKHN","Khancoban (Essential Energy) 11 kV","Essential Energy","Summer","Non-Coincident",2024,"POE50",0.32843968699999998,0.47159156400000002]
[null,"VIC","NKHN","Khancoban (Essential Energy) 11 kV","Essential Energy","Summer","Non-Coincident",2025,"POE10",0.349118763,0.48806965499999999]
[null,"VIC","NKHN","Khancoban (Essential Energy) 11 kV","Essential Energy","Winter","Non-Coincident",2005,"TempCorrActualPOE50",0.68990281200000003,"NA"]
[null,"VIC","NKHN","Khancoban (Essential Energy) 11 kV","Essential Energy","Winter","Coincident",2007,"TempCorrActualPOE10",0.40346924899999997,"NA"]
[null,"VIC","NKHN","Khancoban (Essential Energy) 11 kV","Essential Energy","Winter","Coincident",2007,"TempCorrActualPOE50",0.38683469300000001,"NA"]
[null,"VIC","NKHN","Khancoban (Essential Energy) 11 kV","Essential Energy","Winter","Coincident",2008,"Actual",0.28575,"NA"]
[null,"VIC","NKHN","Khancoban (Essential Energy) 11 kV","Essential Energy","Winter","Coincident",2009,"TempCorrActualPOE50",0.32787815599999998,"NA"]
[null,"VIC","NKHN","Khancoban (Essential Energy) 11 kV","Essential Energy","Winter","Non-Coincident",2010,"Actual",0.60824999999999996,"NA"]
[null,"VIC","NKHN","Khancoban (Essential Energy) 11 kV","Essential Energy","Winter","Coincident",2012,"TempCorrActualPOE10",0.33197868899999999,"NA"]
[null,"VIC","NKHN","Khancoban (Essential Energy) 11 kV","Essential Energy","Winter","Non-Coincident",2012,"TempCorrActualPOE50",0.57951802699999999,"NA"]
[null,"VIC","NKHN","Khancoban (Essential Energy) 11 kV","Essential Energy","Winter","Coincident",2013,"Actual",0.30599999999999999,"NA"]
[null,"VIC","NKHN","Khancoban (Essential Energy) 11 kV","Essential Energy","Winter","Non-Coincident",2015,"POE50",0.52032313100000005,0.55917898099999996]
[null,"VIC","NKHN","Khancoban (Essential Energy) 11 kV","Essential Energy","Winter","Coincident",2015,"POE10",0.30749602700000001,0.56671435400000003]
[null,"VIC","NKHN","Khancoban (Essential Energy) 11 kV","Essential Energy","Winter","Coincident",2017,"POE50",0.27665926899999999,0.55900444699999996]
[null,"VIC","NKHN","Khancoban (Essential Energy) 11 kV","Essential Energy","Winter","Coincident",2018,"POE10",0.28298921700000002,0.56636293800000004]
[null,"VIC","NKHN","Khancoban (Essential Energy) 11 kV","Essential Energy","Winter","Non-Coincident",2020,"POE50",0.44978406799999998,0.558403545]
[null,"VIC","NKHN","Khancoban (Essential Energy) 11 kV","Essential Energy","Winter","Coincident",2022,"POE10",0.25069401699999999,0.565566664]
[null,"VIC","NKHN","Khancoban (Essential Energy) 11 kV","Essential Energy","Winter","Coincident",2023,"POE10",0.242108246,0.56532579900000002]
[null,"VIC","RCTS22","Red Cliffs (Powercor) 22 kV","Powercor","Summer","Coincident",2006,"TempCorrActualPOE50",33.648903429999997,"NA"]
[null,"VIC","RCTS22","Red Cliffs (Powercor) 22 kV","Powercor","Summer","Coincident",2007,"Actual",26.431314,"NA"]
[null,"VIC","RCTS22","Red Cliffs (Powercor) 22 kV","Powercor","Summer","Non-Coincident",2007,"Actual",35.928353999999999,"NA"]
[null,"VIC","RCTS22","Red Cliffs (Powercor) 22 kV","Powercor","Summer","Non-Coincident",2009,"TempCorrActualPOE10",43.151336809999997,"NA"]
[null,"VIC","RCTS22","Red Cliffs (Powercor) 22 kV","Powercor","Summer","Non-Coincident",2009,"Actual",41.741349999999997,"NA"]
[null,"VIC","RCTS22","Red Cliffs (Powercor) 22 kV","Powercor","Summer","Coincident",2011,"TempCorrActualPOE10",30.54252761,"NA"]
[null,"VIC","RCTS22","Red Cliffs (Powercor) 22 kV","Powercor","Summer","Non-Coincident",2012,"TempCorrActualPOE50",38.779697050000003,"NA"]
[null,"VIC","RCTS22","Red Cliffs (Powercor) 22 kV","Powercor","Summer","Coincident",2013,"Actual",30.052551999999999,"NA"]
[null,"VIC","RCTS22","Red Cliffs (Powercor) 22 kV","Powercor","Summer","Coincident",2014,"TempCorrActualPOE50",29.47325609,"NA"]
[null,"VIC","RCTS22","Red Cliffs (Powercor) 22 kV","Powercor","Summer","Non-Coincident",2015,"Actual",41.051794000000001,"NA"]
[null,"VIC","RCTS22","Red Cliffs (Powercor) 22 kV","Powercor","Summer","Non-Coincident",2016,"POE10",38.615275349999997,0.76846469399999995]
[null,"VIC","RCTS22","Red Cliffs (Powercor) 22 kV","Powercor","Summer","Non-Coincident",2018,"POE50",35.131221349999997,0.74137061699999995]
[null,"VIC","RCTS22","Red Cliffs (Powercor) 22 kV","Powercor","Summer","Non-Coincident",2019,"POE10",37.548003350000002,0.76812257799999994]
[null,"VIC","RCTS22","Red Cliffs (Powercor) 22 kV","Powercor","Summer","Coincident",2020,"POE50",25.419636149999999,0.74115657099999999]
[null,"VIC","RCTS22","Red Cliffs (Powercor) 22 kV","Powercor","Summer","Non-Coincident",2023,"POE10",36.838281530000003,0.76733888800000005]
[null,"VIC","RCTS22","Red Cliffs (Powercor) 22 kV","Powercor","Summer","Coincident",2024,"POE50",25.10636697,0.740865683]
[null,"VIC","RCTS22","Red Cliffs (Powercor) 22 kV","Powercor","Summer","Coincident",2025,"POE10",28.392387320000001,0.76675260000000001]
[null,"VIC","RCTS22","Red Cliffs (Powercor) 22 kV","Powercor","Winter","Coincident",2005,"Actual",13.347716,"NA"]
[null,"VIC","RCTS22","Red Cliffs (Powercor) 22 kV","Powercor","Winter","Non-Coincident",2006,"TempCorrActualPOE50",24.016258069999999,"NA"]
[null,"VIC","RCTS22","Red Cliffs (Powercor) 22 kV","Powercor","Winter","Coincident",2008,"TempCorrActualPOE10",17.61690347,"NA"]
[null,"VIC","RCTS22","Red Cliffs (Powercor) 22 kV","Powercor","Winter","Non-Coincident",2008,"TempCorrActualPOE50",22.726711890000001,"NA"]
[null,"VIC","RCTS22","Red Cliffs (Powercor) 22 kV","Powercor","Winter","Coincident",2009,"Actual",14.326855999999999,"NA"]
[null,"VIC","RCTS22","Red Cliffs (Powercor) 22 kV","Powercor","Winter","Coincident",2011,"TempCorrActualPOE50",16.09741189,"NA"]
[null,"VIC","RCTS22","Red Cliffs (Powercor) 22 kV","Powercor","Winter","Non-Coincident",2012,"TempCorrActualPOE10",23.123779209999999,"NA"]
[null,"VIC","RCTS22","Red Cliffs (Powercor) 22 kV","Powercor","Winter","Non-Coincident",2012,"Actual",18.535298000000001,"NA"]
[null,"VIC","RCTS22","Red Cliffs (Powercor) 22 kV","Powercor","Winter","Non-Coincident",2014,"TempCorrActualPOE10",23.699217600000001,"NA"]
[null,"VIC","RCTS22","Red Cliffs (Powercor) 22 kV","Powercor","Winter","Non-Coincident",2014,"TempCorrActualPOE50",22.934955550000002,"NA"]
[null,"VIC","RCTS22","Red Cliffs (Powercor) 22 kV","Powercor","Winter","Coincident",2015,"POE50",16.589936120000001,0.76239182999999999]
[null,"VIC","RCTS22","Red Cliffs (Powercor) 22 kV","Powercor","Winter","Coincident",2018,"POE10",17.184967199999999,0.77218653000000004]
[null,"VIC","RCTS22","Red Cliffs (Powercor) 22 kV","Powercor","Winter","Non-Coincident",2019,"POE50",21.602448389999999,0.76162000900000004]
[null,"VIC","RCTS22","Red Cliffs (Powercor) 22 kV","Powercor","Winter","Coincident",2021,"POE10",17.04392511,0.77140932399999995]
[null,"VIC","RCTS22","Red Cliffs (Powercor) 22 kV","Powercor","Winter","Non-Coincident",2023,"POE50",21.336581500000001,0.76056536200000002]
[null,"VIC","RCTS22","Red Cliffs (Powercor) 22 kV","Powercor","Winter","Non-Coincident",2024,"POE10",22.062906099999999,0.77036161400000003]
[null,"VIC","RCTS66","Red Cliffs (Powercor) 66 kV","Powercor","Summer","Non-Coincident",2006,"Actual",129.59790599999999,"NA"]
[null,"VIC","RCTS66","Red Cliffs (Powercor) 66 kV","Powercor","Summer","Coincident",2007,"TempCorrActualPOE10",109.94204449999999,"NA"]
[null,"VIC","RCTS66","Red Cliffs (Powercor) 66 kV","Powercor","Summer","Non-Coincident",2008,"TempCorrActualPOE50",121.03319,"NA"]
[null,"VIC","RCTS66","Red Cliffs (Powercor) 66 kV","Powercor","Summer","Coincident",2009,"Actual",145.47312600000001,"NA"]
[null,"VIC","RCTS66","Red Cliffs (Powercor) 66 kV","Powercor","Summer","Non-Coincident",2010,"TempCorrActualPOE10",152.8341767,"NA"]
[null,"VIC","RCTS66","Red Cliffs (Powercor) 66 kV","Powercor","Summer","Non-Coincident",2011,"Actual",165.977192,"NA"]
[null,"VIC","RCTS66","Red Cliffs (Powercor) 66 kV","Powercor","Summer","Coincident",2013,"TempCorrActualPOE10",137.66229519999999,"NA"]
[null,"VIC","RCTS66","Red Cliffs (Powercor) 66 kV","Powercor","Summer","Non-Coincident",2013,"TempCorrActualPOE50",140.6534801,"NA"]
[null,"VIC","RCTS66","Red Cliffs (Powercor) 66 kV","Powercor","Summer","Coincident",2014,"Actual",137.58106000000001,"NA"]
[null,"VIC","RCTS66","Red Cliffs (Powercor) 66 kV","Powercor","Summer","Coincident",2015,"TempCorrActualPOE50",122.8806694,"NA"]
[null,"VIC","RCTS66","Red Cliffs (Powercor) 66 kV","Powercor","Summer","Non-Coincident",2017,"POE10",152.06607969999999,0.86944140999999997]
[null,"VIC","RCTS66","Red Cliffs (Powercor) 66 kV","Powercor","Summer","Coincident",2018,"POE50",118.1760254,0.83882255299999997]
[null,"VIC","RCTS66","Red Cliffs (Powercor) 66 kV","Powercor","Summer","Non-Coincident",2020,"POE50",141.1315319,0.83858037100000005]
[null,"VIC","RCTS66","Red Cliffs (Powercor) 66 kV","Powercor","Summer","Non-Coincident",2022,"POE10",152.7880212,0.868443776]
[null,"VIC","RCTS66","Red Cliffs (Powercor) 66 kV","Powercor","Summer","Coincident",2023,"POE50",119.3571499,0.838397646]
[null,"VIC","RCTS66","Red Cliffs (Powercor) 66 kV","Powercor","Summer","Coincident",2024,"POE10",134.55125279999999,0.86790899200000005]
[null,"VIC","RCTS66","Red Cliffs (Powercor) 66 kV","Powercor","Winter","Coincident",2005,"TempCorrActualPOE50",73.862200150000007,"NA"]
[null,"VIC","RCTS66","Red Cliffs (Powercor) 66 kV","Powercor","Winter","Coincident",2005,"Actual",70.998928000000006,"NA"]
[null,"VIC","RCTS66","Red Cliffs (Powercor) 66 kV","Powercor","Winter","Coincident",2007,"TempCorrActualPOE50",72.006903800000003,"NA"]
[null,"VIC","RCTS66","Red Cliffs (Powercor) 66 kV","Powercor","Winter","Non-Coincident",2008,"TempCorrActualPOE10",84.928334960000001,"NA"]
[null,"VIC","RCTS66","Red Cliffs (Powercor) 66 kV","Powercor","Winter","Non-Coincident",2008,"Actual",91.571932000000004,"NA"]
[null,"VIC","RCTS66","Red Cliffs (Powercor) 66 kV","Powercor","Winter","Non-Coincident",2010,"TempCorrActualPOE10",85.342357649999997,"NA"]
[null,"VIC","RCTS66","Red Cliffs (Powercor) 66 kV","Powercor","Winter","Coincident",2011,"TempCorrActualPOE10",75.392790919999996,"NA"]
[null,"VIC","RCTS66","Red Cliffs (Powercor) 66 kV","Powercor","Winter","Coincident",2012,"TempCorrActualPOE50",69.884898019999994,"NA"]
[null,"VIC","RCTS66","Red Cliffs (Powercor) 66 kV","Powercor","Winter","Non-Coincident",2013,"TempCorrActualPOE10",96.288180940000004,"NA"]
[null,"VIC","RCTS66","Red Cliffs (Powercor) 66 kV","Powercor","Winter","Non-Coincident",2013,"Actual",90.537075999999999,"NA"]
[null,"VIC","RCTS66","Red Cliffs (Powercor) 66 kV","Powercor","Winter","Coincident",2015,"POE10",79.524594489999998,0.88644727499999998]
[null,"VIC","RCTS66","Red Cliffs (Powercor) 66 kV","Powercor","Winter","Non-Coincident",2017,"POE50",90.744446499999995,0.87438753899999999]
[null,"VIC","RCTS66","Red Cliffs (Powercor) 66 kV","Powercor","Winter","Non-Coincident",2018,"POE10",93.007055989999998,0.88589759499999998]
[null,"VIC","RCTS66","Red Cliffs (Powercor) 66 kV","Powercor","Winter","Coincident",2019,"POE50",81.508170509999999,0.87377506400000005]
[null,"VIC","RCTS66","Red Cliffs (Powercor) 66 kV","Powercor","Winter","Non-Coincident",2022,"POE10",98.927136180000005,0.88465207300000004]
[null,"VIC","RCTS66","Red Cliffs (Powercor) 66 kV","Powercor","Winter","Coincident",2022,"POE50",85.378553400000001,0.87289439599999996]
[null,"VIC","RCTS66","Red Cliffs (Powercor) 66 kV","Powercor","Winter","Coincident",2024,"POE50",88.066424010000006,0.872127349]
[null,"VIC","RTS1266C","Richmond 12 (CitiPower) 66 kV","Citipower","Summer","Non-Coincident",2006,"TempCorrActualPOE10",254.2045809,"NA"]
[null,"VIC","RTS1266C","Richmond 12 (CitiPower) 66 kV","Citipower","Summer","Non-Coincident",2007,"Actual",232.81654599999999,"NA"]
[null,"VIC","RTS1266C","Richmond 12 (CitiPower) 66 kV","Citipower","Summer","Coincident",2009,"TempCorrActualPOE10",259.71008139999998,"NA"]
[null,"VIC","RTS1266C","Richmond 12 (CitiPower) 66 kV","Citipower","Summer","Non-Coincident",2009,"TempCorrActualPOE50",239.19464260000001,"NA"]
[null,"VIC","RTS1266C","Richmond 12 (CitiPower) 66 kV","Citipower","Summer","Coincident",2010,"Actual",241.71051399999999,"NA"]
[null,"VIC","RTS1266C","Richmond 12 (CitiPower) 66 kV","Citipower","Summer","Coincident",2012,"TempCorrActualPOE50",238.00115919999999,"NA"]
[null,"VIC","RTS1266C","Richmond 12 (CitiPower) 66 kV","Citipower","Summer","Coincident",2012,"Actual",214.986268,"NA"]
[null,"VIC","RTS1266C","Richmond 12 (CitiPower) 66 kV","Citipower","Summer","Non-Coincident",2014,"TempCorrActualPOE10",263.67749500000002,"NA"]
[null,"VIC","RTS1266C","Richmond 12 (CitiPower) 66 kV","Citipower","Summer","Non-Coincident",2014,"TempCorrActualPOE50",235.9555245,"NA"]
[null,"VIC","RTS1266C","Richmond 12 (CitiPower) 66 kV","Citipower","Summer","Non-Coincident",2016,"POE10",289.21860559999999,0.94304559200000004]
[null,"VIC","RTS1266C","Richmond 12 (CitiPower) 66 kV","Citipower","Summer","Coincident",2017,"POE50",239.8541401,0.90992173300000001]
[null,"VIC","RTS1266C","Richmond 12 (CitiPower) 66 kV","Citipower","Summer","Coincident",2018,"POE10",279.75643530000002,0.94282476000000004]
[null,"VIC","RTS1266C","Richmond 12 (CitiPower) 66 kV","Citipower","Summer","Non-Coincident",2020,"POE50",271.83706269999999,0.90953357099999999]
[null,"VIC","RTS1266C","Richmond 12 (CitiPower) 66 kV","Citipower","Summer","Coincident",2022,"POE10",294.78700099999998,0.941923752]
[null,"VIC","RTS1266C","Richmond 12 (CitiPower) 66 kV","Citipower","Summer","Non-Coincident",2023,"POE50",279.63128390000003,0.90933538599999997]
[null,"VIC","RTS1266C","Richmond 12 (CitiPower) 66 kV","Citipower","Summer","Non-Coincident",2025,"POE10",327.14193239999997,0.94094454299999997]
[null,"VIC","RTS1266C","Richmond 12 (CitiPower) 66 kV","Citipower","Summer","Coincident",2025,"POE50",261.41349350000002,0.90901757800000005]
[null,"VIC","RTS1266C","Richmond 12 (CitiPower) 66 kV","Citipower","Winter","Non-Coincident",2006,"TempCorrActualPOE50",198.1735735,"NA"]
[null,"VIC","RTS1266C","Richmond 12 (CitiPower) 66 kV","Citipower","Winter","Coincident",2007,"Actual",209.49521200000001,"NA"]
[null,"VIC","RTS1266C","Richmond 12 (CitiPower) 66 kV","Citipower","Winter","Coincident",2008,"TempCorrActualPOE50",193.12868119999999,"NA"]
[null,"VIC","RTS1266C","Richmond 12 (CitiPower) 66 kV","Citipower","Winter","Non-Coincident",2009,"TempCorrActualPOE10",200.89344890000001,"NA"]
[null,"VIC","RTS1266C","Richmond 12 (CitiPower) 66 kV","Citipower","Winter","Non-Coincident",2010,"Actual",201.81310199999999,"NA"]
[null,"VIC","RTS1266C","Richmond 12 (CitiPower) 66 kV","Citipower","Winter","Non-Coincident",2011,"TempCorrActualPOE10",202.02720830000001,"NA"]
[null,"VIC","RTS1266C","Richmond 12 (CitiPower) 66 kV","Citipower","Winter","Non-Coincident",2012,"TempCorrActualPOE50",206.30085159999999,"NA"]
[null,"VIC","RTS1266C","Richmond 12 (CitiPower) 66 kV","Citipower","Winter","Coincident",2013,"TempCorrActualPOE10",198.87612390000001,"NA"]
[null,"VIC","RTS1266C","Richmond 12 (CitiPower) 66 kV","Citipower","Winter","Coincident",2014,"TempCorrActualPOE50",199.1552097,"NA"]
[null,"VIC","RTS1266C","Richmond 12 (CitiPower) 66 kV","Citipower","Winter","Non-Coincident",2016,"POE10",225.11013149999999,0.99440124100000005]
[null,"VIC","RTS1266C","Richmond 12 (CitiPower) 66 kV","Citipower","Winter","Non-Coincident",2017,"POE10",229.35490809999999,0.99420306800000002]
[null,"VIC","RTS1266C","Richmond 12 (CitiPower) 66 kV","Citipower","Winter","Coincident",2018,"POE50",221.26943560000001,0.98056523799999995]
[null,"VIC","RTS1266C","Richmond 12 (CitiPower) 66 kV","Citipower","Winter","Non-Coincident",2021,"POE10",242.51922640000001,0.99283635599999998]
[null,"VIC","RTS1266C","Richmond 12 (CitiPower) 66 kV","Citipower","Winter","Non-Coincident",2021,"POE50",236.23461760000001,0.97957759799999999]
[null,"VIC","RTS1266C","Richmond 12 (CitiPower) 66 kV","Citipower","Winter","Coincident",2023,"POE10",248.08327840000001,0.99201671199999997]
[null,"VIC","RTS1266C","Richmond 12 (CitiPower) 66 kV","Citipower","Winter","Non-Coincident",2024,"POE50",246.51732519999999,0.97838861899999996]
[null,"VIC","RTS1266U","Richmond 12 (United Energy) 66 kV","United Energy","Summer","Coincident",2006,"Actual",37.28707,"NA"]
[null,"VIC","RTS1266U","Richmond 12 (United Energy) 66 kV","United Energy","Summer","Coincident",2008,"TempCorrActualPOE50",39.790370449999998,"NA"]
[null,"VIC","RTS1266U","Richmond 12 (United Energy) 66 kV","United Energy","Summer","Coincident",2009,"TempCorrActualPOE50",38.549887480000002,"NA"]
[null,"VIC","RTS1266U","Richmond 12 (United Energy) 66 kV","United Energy","Summer","Coincident",2010,"TempCorrActualPOE10",46.350555180000001,"NA"]
[null,"VIC","RTS1266U","Richmond 12 (United Energy) 66 kV","United Energy","Summer","Non-Coincident",2011,"TempCorrActualPOE50",42.37897297,"NA"]
[null,"VIC","RTS1266U","Richmond 12 (United Energy) 66 kV","United Energy","Summer","Coincident",2011,"Actual",42.661844000000002,"NA"]
[null,"VIC","RTS1266U","Richmond 12 (United Energy) 66 kV","United Energy","Summer","Coincident",2013,"TempCorrActualPOE50",42.203921940000001,"NA"]
[null,"VIC","RTS1266U","Richmond 12 (United Energy) 66 kV","United Energy","Summer","Coincident",2013,"Actual",46.334062000000003,"NA"]
[null,"VIC","RTS1266U","Richmond 12 (United Energy) 66 kV","United Energy","Summer","Non-Coincident",2014,"Actual",51.966701999999998,"NA"]
[null,"VIC","RTS1266U","Richmond 12 (United Energy) 66 kV","United Energy","Summer","Coincident",2016,"POE10",48.643270729999998,0.94984402700000004]
[null,"VIC","RTS1266U","Richmond 12 (United Energy) 66 kV","United Energy","Summer","Non-Coincident",2017,"POE50",41.743296389999998,0.91648137799999996]
[null,"VIC","RTS1266U","Richmond 12 (United Energy) 66 kV","United Energy","Summer","Non-Coincident",2019,"POE10",50.945541419999998,0.94942116300000001]
[null,"VIC","RTS1266U","Richmond 12 (United Energy) 66 kV","United Energy","Summer","Coincident",2020,"POE10",49.575095840000003,0.949089768]
[null,"VIC","RTS1266U","Richmond 12 (United Energy) 66 kV","United Energy","Summer","Coincident",2021,"POE50",41.041085539999997,0.91604550200000001]
[null,"VIC","RTS1266U","Richmond 12 (United Energy) 66 kV","United Energy","Summer","Non-Coincident",2024,"POE10",56.760265539999999,0.94812988600000003]
[null,"VIC","RTS1266U","Richmond 12 (United Energy) 66 kV","United Energy","Summer","Coincident",2024,"POE50",43.45000289,0.91573087200000003]
[null,"VIC","RTS1266U","Richmond 12 (United Energy) 66 kV","United Energy","Winter","Non-Coincident",2005,"TempCorrActualPOE10",35.448842480000003,"NA"]
[null,"VIC","RTS1266U","Richmond 12 (United Energy) 66 kV","United Energy","Winter","Non-Coincident",2006,"Actual",34.292802000000002,"NA"]
[null,"VIC","RTS1266U","Richmond 12 (United Energy) 66 kV","United Energy","Winter","Coincident",2008,"TempCorrActualPOE10",36.51984255,"NA"]
[null,"VIC","RTS1266U","Richmond 12 (United Energy) 66 kV","United Energy","Winter","Non-Coincident",2008,"TempCorrActualPOE50",37.124497329999997,"NA"]
[null,"VIC","RTS1266U","Richmond 12 (United Energy) 66 kV","United Energy","Winter","Coincident",2010,"TempCorrActualPOE10",34.449362919999999,"NA"]
[null,"VIC","RTS1266U","Richmond 12 (United Energy) 66 kV","United Energy","Winter","Coincident",2011,"TempCorrActualPOE50",34.304636309999999,"NA"]
[null,"VIC","RTS1266U","Richmond 12 (United Energy) 66 kV","United Energy","Winter","Non-Coincident",2011,"Actual",35.916834000000001,"NA"]
[null,"VIC","RTS1266U","Richmond 12 (United Energy) 66 kV","United Energy","Winter","Non-Coincident",2012,"TempCorrActualPOE10",34.41905895,"NA"]
[null,"VIC","RTS1266U","Richmond 12 (United Energy) 66 kV","United Energy","Winter","Non-Coincident",2013,"TempCorrActualPOE50",35.620781569999998,"NA"]
[null,"VIC","RTS1266U","Richmond 12 (United Energy) 66 kV","United Energy","Winter","Non-Coincident",2015,"POE10",35.613356340000003,0.97748159999999995]
[null,"VIC","RTS1266U","Richmond 12 (United Energy) 66 kV","United Energy","Winter","Coincident",2016,"POE50",33.331672099999999,0.964403279]
[null,"VIC","RTS1266U","Richmond 12 (United Energy) 66 kV","United Energy","Winter","Coincident",2017,"POE10",31.734904180000001,0.97723563400000002]
[null,"VIC","RTS1266U","Richmond 12 (United Energy) 66 kV","United Energy","Winter","Coincident",2019,"POE50",30.40612484,0.96350800800000003]
[null,"VIC","RTS1266U","Richmond 12 (United Energy) 66 kV","United Energy","Winter","Non-Coincident",2020,"POE10",32.969561689999999,0.97614831199999996]
[null,"VIC","RTS1266U","Richmond 12 (United Energy) 66 kV","United Energy","Winter","Non-Coincident",2023,"POE10",33.510833849999997,0.97508658999999998]
[null,"VIC","RTS1266U","Richmond 12 (United Energy) 66 kV","United Energy","Winter","Non-Coincident",2024,"POE50",32.412876439999998,0.96169107899999995]
[null,"VIC","RTS22","Richmond (CitiPower) 22kV","Citipower","Summer","Coincident",2006,"Actual",80.853189999999998,"NA"]
[null,"VIC","RTS22","Richmond (CitiPower) 22kV","Citipower","Summer","Non-Coincident",2008,"Actual",69.707896000000005,"NA"]
[null,"VIC","RTS22","Richmond (CitiPower) 22kV","Citipower","Summer","Coincident",2010,"TempCorrActualPOE10",59.747172890000002,"NA"]
[null,"VIC","RTS22","Richmond (CitiPower) 22kV","Citipower","Summer","Non-Coincident",2010,"TempCorrActualPOE50",55.45776077,"NA"]
[null,"VIC","RTS22","Richmond (CitiPower) 22kV","Citipower","Summer","Coincident",2012,"TempCorrActualPOE10",62.516765059999997,"NA"]
[null,"VIC","RTS22","Richmond (CitiPower) 22kV","Citipower","Summer","Coincident",2012,"TempCorrActualPOE50",57.055677770000003,"NA"]
[null,"VIC","RTS22","Richmond (CitiPower) 22kV","Citipower","Summer","Coincident",2013,"Actual",70.477121999999994,"NA"]
[null,"VIC","RTS22","Richmond (CitiPower) 22kV","Citipower","Summer","Non-Coincident",2014,"Actual",69.693396000000007,"NA"]
[null,"VIC","RTS22","Richmond (CitiPower) 22kV","Citipower","Summer","Non-Coincident",2015,"Actual",51.98386,"NA"]
[null,"VIC","RTS22","Richmond (CitiPower) 22kV","Citipower","Summer","Coincident",2017,"POE10",46.282950399999997,0.95521929000000005]
[null,"VIC","RTS22","Richmond (CitiPower) 22kV","Citipower","Summer","Non-Coincident",2019,"POE50",53.630177099999997,0.92147119700000002]
[null,"VIC","RTS22","Richmond (CitiPower) 22kV","Citipower","Summer","Non-Coincident",2020,"POE10",59.119995400000001,0.95450104099999999]
[null,"VIC","RTS22","Richmond (CitiPower) 22kV","Citipower","Summer","Non-Coincident",2022,"POE50",53.928898089999997,0.92116737199999998]
[null,"VIC","RTS22","Richmond (CitiPower) 22kV","Citipower","Summer","Coincident",2022,"POE10",56.673593250000003,0.95412323099999996]
[null,"VIC","RTS22","Richmond (CitiPower) 22kV","Citipower","Summer","Coincident",2024,"POE50",50.223040089999998,0.92095194800000002]
[null,"VIC","RTS22","Richmond (CitiPower) 22kV","Citipower","Winter","Coincident",2006,"Actual",64.614208000000005,"NA"]
[null,"VIC","RTS22","Richmond (CitiPower) 22kV","Citipower","Winter","Coincident",2007,"TempCorrActualPOE50",41.631936330000002,"NA"]
[null,"VIC","RTS22","Richmond (CitiPower) 22kV","Citipower","Winter","Coincident",2008,"Actual",52.429997999999998,"NA"]
[null,"VIC","RTS22","Richmond (CitiPower) 22kV","Citipower","Winter","Coincident",2010,"TempCorrActualPOE10",46.347940199999996,"NA"]
[null,"VIC","RTS22","Richmond (CitiPower) 22kV","Citipower","Winter","Non-Coincident",2010,"TempCorrActualPOE50",46.758247189999999,"NA"]
[null,"VIC","RTS22","Richmond (CitiPower) 22kV","Citipower","Winter","Coincident",2011,"Actual",60.618952,"NA"]
[null,"VIC","RTS22","Richmond (CitiPower) 22kV","Citipower","Winter","Coincident",2012,"TempCorrActualPOE50",44.246077440000001,"NA"]
[null,"VIC","RTS22","Richmond (CitiPower) 22kV","Citipower","Winter","Coincident",2013,"Actual",56.739676000000003,"NA"]
[null,"VIC","RTS22","Richmond (CitiPower) 22kV","Citipower","Winter","Non-Coincident",2014,"Actual",51.375632000000003,"NA"]
[null,"VIC","RTS22","Richmond (CitiPower) 22kV","Citipower","Winter","Coincident",2015,"POE10",52.725301219999999,0.98800188499999997]
[null,"VIC","RTS22","Richmond (CitiPower) 22kV","Citipower","Winter","Coincident",2017,"POE50",41.818735009999997,0.97456054199999997]
[null,"VIC","RTS22","Richmond (CitiPower) 22kV","Citipower","Winter","Coincident",2018,"POE10",58.29167958,0.98738923199999995]
[null,"VIC","RTS22","Richmond (CitiPower) 22kV","Citipower","Winter","Coincident",2020,"POE10",62.257578780000003,0.98665424700000004]
[null,"VIC","RTS22","Richmond (CitiPower) 22kV","Citipower","Winter","Non-Coincident",2022,"POE50",64.685380519999995,0.97289633900000005]
[null,"VIC","RTS22","Richmond (CitiPower) 22kV","Citipower","Winter","Non-Coincident",2023,"POE10",69.023230589999997,0.98558109800000004]
[null,"VIC","RTS3466C","Richmond 34 (CitiPower) 66 kV","Citipower","Summer","Coincident",2006,"TempCorrActualPOE50",205.11249549999999,"NA"]
[null,"VIC","RTS3466C","Richmond 34 (CitiPower) 66 kV","Citipower","Summer","Non-Coincident",2007,"TempCorrActualPOE10",231.7211514,"NA"]
[null,"VIC","RTS3466C","Richmond 34 (CitiPower) 66 kV","Citipower","Summer","Non-Coincident",2007,"Actual",218.22496599999999,"NA"]
[null,"VIC","RTS3466C","Richmond 34 (CitiPower) 66 kV","Citipower","Summer","Non-Coincident",2009,"TempCorrActualPOE10",221.59074179999999,"NA"]
[null,"VIC","RTS3466C","Richmond 34 (CitiPower) 66 kV","Citipower","Summer","Non-Coincident",2010,"TempCorrActualPOE50",222.61687230000001,"NA"]
[null,"VIC","RTS3466C","Richmond 34 (CitiPower) 66 kV","Citipower","Summer","Coincident",2011,"TempCorrActualPOE10",223.7667563,"NA"]
[null,"VIC","RTS3466C","Richmond 34 (CitiPower) 66 kV","Citipower","Summer","Coincident",2012,"Actual",197.00737599999999,"NA"]
[null,"VIC","RTS3466C","Richmond 34 (CitiPower) 66 kV","Citipower","Summer","Non-Coincident",2012,"Actual",209.00732199999999,"NA"]
[null,"VIC","RTS3466C","Richmond 34 (CitiPower) 66 kV","Citipower","Summer","Non-Coincident",2014,"TempCorrActualPOE10",225.82461119999999,"NA"]
[null,"VIC","RTS3466C","Richmond 34 (CitiPower) 66 kV","Citipower","Summer","Non-Coincident",2015,"TempCorrActualPOE50",203.890489,"NA"]
[null,"VIC","RTS3466C","Richmond 34 (CitiPower) 66 kV","Citipower","Summer","Non-Coincident",2016,"POE10",226.98190550000001,0.92570111300000002]
[null,"VIC","RTS3466C","Richmond 34 (CitiPower) 66 kV","Citipower","Summer","Coincident",2017,"POE50",188.91166530000001,0.89318646700000004]
[null,"VIC","RTS3466C","Richmond 34 (CitiPower) 66 kV","Citipower","Summer","Non-Coincident",2020,"POE10",106.2039865,0.92496602500000003]
[null,"VIC","RTS3466C","Richmond 34 (CitiPower) 66 kV","Citipower","Summer","Coincident",2020,"POE50",77.364876539999997,0.89280544500000003]
[null,"VIC","RTS3466C","Richmond 34 (CitiPower) 66 kV","Citipower","Summer","Coincident",2022,"POE10",98.670675979999999,0.92459990599999997]
[null,"VIC","RTS3466C","Richmond 34 (CitiPower) 66 kV","Citipower","Summer","Coincident",2024,"POE50",76.645304949999996,0.89245503800000003]
[null,"VIC","RTS3466C","Richmond 34 (CitiPower) 66 kV","Citipower","Summer","Coincident",2025,"POE50",76.54425664,0.89229894099999996]
[null,"VIC","RTS3466C","Richmond 34 (CitiPower) 66 kV","Citipower","Winter","Coincident",2006,"TempCorrActualPOE10",149.76059620000001,"NA"]
[null,"VIC","RTS3466C","Richmond 34 (CitiPower) 66 kV","Citipower","Winter","Non-Coincident",2006,"TempCorrActualPOE50",153.90272820000001,"NA"]
[null,"VIC","RTS3466C","Richmond 34 (CitiPower) 66 kV","Citipower","Winter","Coincident",2007,"Actual",157.84499600000001,"NA"]
[null,"VIC","RTS3466C","Richmond 34 (CitiPower) 66 kV","Citipower","Winter","Coincident",2009,"TempCorrActualPOE50",147.60512270000001,"NA"]
[null,"VIC","RTS3466C","Richmond 34 (CitiPower) 66 kV","Citipower","Winter","Coincident",2009,"Actual",156.002522,"NA"]
[null,"VIC","RTS3466C","Richmond 34 (CitiPower) 66 kV","Citipower","Winter","Non-Coincident",2011,"TempCorrActualPOE50",151.75492589999999,"NA"]
[null,"VIC","RTS3466C","Richmond 34 (CitiPower) 66 kV","Citipower","Winter","Coincident",2012,"TempCorrActualPOE10",145.43750510000001,"NA"]
[null,"VIC","RTS3466C","Richmond 34 (CitiPower) 66 kV","Citipower","Winter","Non-Coincident",2013,"TempCorrActualPOE50",144.13273720000001,"NA"]
[null,"VIC","RTS3466C","Richmond 34 (CitiPower) 66 kV","Citipower","Winter","Non-Coincident",2014,"Actual",151.34785199999999,"NA"]
[null,"VIC","RTS3466C","Richmond 34 (CitiPower) 66 kV","Citipower","Winter","Coincident",2015,"POE10",140.7608554,0.97294681199999999]
[null,"VIC","RTS3466C","Richmond 34 (CitiPower) 66 kV","Citipower","Winter","Non-Coincident",2017,"POE50",140.99818619999999,0.95971028599999997]
[null,"VIC","RTS3466C","Richmond 34 (CitiPower) 66 kV","Citipower","Winter","Coincident",2019,"POE10",37.074402929999998,0.97195209199999999]
[null,"VIC","RTS3466C","Richmond 34 (CitiPower) 66 kV","Citipower","Winter","Non-Coincident",2020,"POE50",35.341881270000002,0.958678645]
[null,"VIC","RTS3466C","Richmond 34 (CitiPower) 66 kV","Citipower","Winter","Non-Coincident",2022,"POE10",36.564226089999998,0.970976434]
[null,"VIC","RTS3466C","Richmond 34 (CitiPower) 66 kV","Citipower","Winter","Coincident",2022,"POE50",33.18742108,0.95807144200000005]
[null,"VIC","RTS3466C","Richmond 34 (CitiPower) 66 kV","Citipower","Winter","Coincident",2024,"POE10",35.91791473,0.97004554600000004]
[null,"VIC","RTS3466U","Richmond 34 (United Energy) 66 kV","United Energy","Summer","Coincident",2007,"TempCorrActualPOE50",13.60975468,"NA"]
[null,"VIC","RTS3466U","Richmond 34 (United Energy) 66 kV","United Energy","Summer","Coincident",2008,"TempCorrActualPOE50",14.30891868,"NA"]
[null,"VIC","RTS3466U","Richmond 34 (United Energy) 66 kV","United Energy","Summer","Coincident",2009,"TempCorrActualPOE10",16.602010069999999,"NA"]
[null,"VIC","RTS3466U","Richmond 34 (United Energy) 66 kV","United Energy","Summer","Non-Coincident",2010,"TempCorrActualPOE50",19.242763539999999,"NA"]
[null,"VIC","RTS3466U","Richmond 34 (United Energy) 66 kV","United Energy","Summer","Coincident",2011,"TempCorrActualPOE10",18.517126579999999,"NA"]
[null,"VIC","RTS3466U","Richmond 34 (United Energy) 66 kV","United Energy","Summer","Coincident",2012,"TempCorrActualPOE50",16.958819089999999,"NA"]
[null,"VIC","RTS3466U","Richmond 34 (United Energy) 66 kV","United Energy","Summer","Coincident",2012,"Actual",15.842442,"NA"]
[null,"VIC","RTS3466U","Richmond 34 (United Energy) 66 kV","United Energy","Summer","Non-Coincident",2013,"Actual",22.143546000000001,"NA"]
[null,"VIC","RTS3466U","Richmond 34 (United Energy) 66 kV","United Energy","Summer","Non-Coincident",2015,"TempCorrActualPOE10",20.847511130000001,"NA"]
[null,"VIC","RTS3466U","Richmond 34 (United Energy) 66 kV","United Energy","Summer","Non-Coincident",2015,"Actual",17.957004000000001,"NA"]
[null,"VIC","RTS3466U","Richmond 34 (United Energy) 66 kV","United Energy","Summer","Non-Coincident",2017,"POE50",19.56513751,0.81196758099999999]
[null,"VIC","RTS3466U","Richmond 34 (United Energy) 66 kV","United Energy","Summer","Non-Coincident",2020,"POE10",22.80858757,0.84085737299999996]
[null,"VIC","RTS3466U","Richmond 34 (United Energy) 66 kV","United Energy","Summer","Non-Coincident",2020,"POE50",19.86283895,0.81162120599999998]
[null,"VIC","RTS3466U","Richmond 34 (United Energy) 66 kV","United Energy","Summer","Coincident",2022,"POE10",19.385964829999999,0.84052454499999996]
[null,"VIC","RTS3466U","Richmond 34 (United Energy) 66 kV","United Energy","Summer","Non-Coincident",2023,"POE50",20.081543750000002,0.81144435500000001]
[null,"VIC","RTS3466U","Richmond 34 (United Energy) 66 kV","United Energy","Summer","Non-Coincident",2025,"POE10",23.623749010000001,0.83965074900000003]
[null,"VIC","RTS3466U","Richmond 34 (United Energy) 66 kV","United Energy","Winter","Non-Coincident",2005,"Actual",22.493834,"NA"]
[null,"VIC","RTS3466U","Richmond 34 (United Energy) 66 kV","United Energy","Winter","Non-Coincident",2006,"TempCorrActualPOE10",24.19305726,"NA"]
[null,"VIC","RTS3466U","Richmond 34 (United Energy) 66 kV","United Energy","Winter","Non-Coincident",2007,"TempCorrActualPOE50",23.641051300000001,"NA"]
[null,"VIC","RTS3466U","Richmond 34 (United Energy) 66 kV","United Energy","Winter","Non-Coincident",2008,"TempCorrActualPOE10",25.203876319999999,"NA"]
[null,"VIC","RTS3466U","Richmond 34 (United Energy) 66 kV","United Energy","Winter","Non-Coincident",2009,"TempCorrActualPOE10",26.009180570000002,"NA"]
[null,"VIC","RTS3466U","Richmond 34 (United Energy) 66 kV","United Energy","Winter","Non-Coincident",2010,"Actual",25.096506000000002,"NA"]
[null,"VIC","RTS3466U","Richmond 34 (United Energy) 66 kV","United Energy","Winter","Non-Coincident",2011,"TempCorrActualPOE10",26.092720450000002,"NA"]
[null,"VIC","RTS3466U","Richmond 34 (United Energy) 66 kV","United Energy","Winter","Non-Coincident",2012,"TempCorrActualPOE50",25.065808879999999,"NA"]
[null,"VIC","RTS3466U","Richmond 34 (United Energy) 66 kV","United Energy","Winter","Coincident",2014,"TempCorrActualPOE10",20.57050031,"NA"]
[null,"VIC","RTS3466U","Richmond 34 (United Energy) 66 kV","United Energy","Winter","Non-Coincident",2014,"TempCorrActualPOE50",23.683344999999999,"NA"]
[null,"VIC","RTS3466U","Richmond 34 (United Energy) 66 kV","United Energy","Winter","Non-Coincident",2016,"POE10",25.458566220000002,0.85249615599999995]
[null,"VIC","RTS3466U","Richmond 34 (United Energy) 66 kV","United Energy","Winter","Non-Coincident",2018,"POE50",24.63430529,0.84063460700000003]
[null,"VIC","RTS3466U","Richmond 34 (United Energy) 66 kV","United Energy","Winter","Coincident",2018,"POE10",21.957335130000001,0.852012137]
[null,"VIC","RTS3466U","Richmond 34 (United Energy) 66 kV","United Energy","Winter","Coincident",2021,"POE10",22.535312480000002,0.85115458700000002]
[null,"VIC","RTS3466U","Richmond 34 (United Energy) 66 kV","United Energy","Winter","Coincident",2021,"POE50",21.24521056,0.83978790699999994]
[null,"VIC","RTS3466U","Richmond 34 (United Energy) 66 kV","United Energy","Winter","Coincident",2023,"POE10",22.992166229999999,0.85045190900000001]
[null,"VIC","RWTS1366A","Ringwood 13 (AusNet) 66 kV","AusNet","Summer","Non-Coincident",2006,"TempCorrActualPOE50",132.7195725,"NA"]
[null,"VIC","RWTS1366A","Ringwood 13 (AusNet) 66 kV","AusNet","Summer","Coincident",2007,"Actual",135.10142200000001,"NA"]
[null,"VIC","RWTS1366A","Ringwood 13 (AusNet) 66 kV","AusNet","Summer","Coincident",2008,"TempCorrActualPOE50",137.73033520000001,"NA"]
[null,"VIC","RWTS1366A","Ringwood 13 (AusNet) 66 kV","AusNet","Summer","Coincident",2009,"Actual",167.150654,"NA"]
[null,"VIC","RWTS1366A","Ringwood 13 (AusNet) 66 kV","AusNet","Summer","Non-Coincident",2009,"Actual",169.567048,"NA"]
[null,"VIC","RWTS1366A","Ringwood 13 (AusNet) 66 kV","AusNet","Summer","Non-Coincident",2011,"TempCorrActualPOE10",179.2004015,"NA"]
[null,"VIC","RWTS1366A","Ringwood 13 (AusNet) 66 kV","AusNet","Summer","Non-Coincident",2012,"Actual",138.81384800000001,"NA"]
[null,"VIC","RWTS1366A","Ringwood 13 (AusNet) 66 kV","AusNet","Summer","Coincident",2013,"TempCorrActualPOE50",146.30019369999999,"NA"]
[null,"VIC","RWTS1366A","Ringwood 13 (AusNet) 66 kV","AusNet","Summer","Coincident",2014,"Actual",159.14957200000001,"NA"]
[null,"VIC","RWTS1366A","Ringwood 13 (AusNet) 66 kV","AusNet","Summer","Non-Coincident",2015,"Actual",143.94815199999999,"NA"]
[null,"VIC","RWTS1366A","Ringwood 13 (AusNet) 66 kV","AusNet","Summer","Coincident",2016,"POE10",160.53672420000001,0.89169329600000002]
[null,"VIC","RWTS1366A","Ringwood 13 (AusNet) 66 kV","AusNet","Summer","Coincident",2018,"POE50",135.3764171,0.86025449799999998]
[null,"VIC","RWTS1366A","Ringwood 13 (AusNet) 66 kV","AusNet","Summer","Non-Coincident",2019,"POE10",184.78376420000001,0.89129632000000003]
[null,"VIC","RWTS1366A","Ringwood 13 (AusNet) 66 kV","AusNet","Summer","Non-Coincident",2021,"POE50",159.14371349999999,0.85996396200000003]
[null,"VIC","RWTS1366A","Ringwood 13 (AusNet) 66 kV","AusNet","Summer","Non-Coincident",2023,"POE10",191.1492499,0.89038695999999995]
[null,"VIC","RWTS1366A","Ringwood 13 (AusNet) 66 kV","AusNet","Summer","Non-Coincident",2024,"POE50",162.4078428,0.85966859399999995]
[null,"VIC","RWTS1366A","Ringwood 13 (AusNet) 66 kV","AusNet","Winter","Coincident",2005,"TempCorrActualPOE50",111.30183940000001,"NA"]
[null,"VIC","RWTS1366A","Ringwood 13 (AusNet) 66 kV","AusNet","Winter","Non-Coincident",2006,"TempCorrActualPOE10",128.84769539999999,"NA"]
[null,"VIC","RWTS1366A","Ringwood 13 (AusNet) 66 kV","AusNet","Winter","Non-Coincident",2006,"Actual",123.71966,"NA"]
[null,"VIC","RWTS1366A","Ringwood 13 (AusNet) 66 kV","AusNet","Winter","Non-Coincident",2008,"TempCorrActualPOE10",132.35051780000001,"NA"]
[null,"VIC","RWTS1366A","Ringwood 13 (AusNet) 66 kV","AusNet","Winter","Non-Coincident",2008,"TempCorrActualPOE50",128.54513349999999,"NA"]
[null,"VIC","RWTS1366A","Ringwood 13 (AusNet) 66 kV","AusNet","Winter","Coincident",2010,"TempCorrActualPOE10",129.1727247,"NA"]
[null,"VIC","RWTS1366A","Ringwood 13 (AusNet) 66 kV","AusNet","Winter","Coincident",2011,"TempCorrActualPOE50",121.84685760000001,"NA"]
[null,"VIC","RWTS1366A","Ringwood 13 (AusNet) 66 kV","AusNet","Winter","Coincident",2011,"Actual",123.61116,"NA"]
[null,"VIC","RWTS1366A","Ringwood 13 (AusNet) 66 kV","AusNet","Winter","Coincident",2013,"TempCorrActualPOE50",116.9050805,"NA"]
[null,"VIC","RWTS1366A","Ringwood 13 (AusNet) 66 kV","AusNet","Winter","Coincident",2013,"Actual",120.22263599999999,"NA"]
[null,"VIC","RWTS1366A","Ringwood 13 (AusNet) 66 kV","AusNet","Winter","Non-Coincident",2015,"POE10",121.10670090000001,0.98464200300000004]
[null,"VIC","RWTS1366A","Ringwood 13 (AusNet) 66 kV","AusNet","Winter","Non-Coincident",2017,"POE50",116.49440009999999,0.97124636900000005]
[null,"VIC","RWTS1366A","Ringwood 13 (AusNet) 66 kV","AusNet","Winter","Coincident",2017,"POE10",117.6570533,0.98439423400000003]
[null,"VIC","RWTS1366A","Ringwood 13 (AusNet) 66 kV","AusNet","Winter","Coincident",2019,"POE50",111.6559939,0.97056604899999999]
[null,"VIC","RWTS1366A","Ringwood 13 (AusNet) 66 kV","AusNet","Winter","Coincident",2021,"POE10",116.4846323,0.98304100599999999]
[null,"VIC","RWTS1366A","Ringwood 13 (AusNet) 66 kV","AusNet","Winter","Non-Coincident",2022,"POE50",115.2315564,0.96958782600000004]
[null,"VIC","RWTS1366A","Ringwood 13 (AusNet) 66 kV","AusNet","Winter","Coincident",2024,"POE10",118.6175887,0.98170586199999998]
[null,"VIC","RWTS1366U","Ringwood 13 (United Energy) 66 kV","United Energy","Summer","Non-Coincident",2007,"TempCorrActualPOE50",104.50440570000001,"NA"]
[null,"VIC","RWTS1366U","Ringwood 13 (United Energy) 66 kV","United Energy","Summer","Non-Coincident",2007,"Actual",99.368191999999993,"NA"]
[null,"VIC","RWTS1366U","Ringwood 13 (United Energy) 66 kV","United Energy","Summer","Non-Coincident",2009,"TempCorrActualPOE10",116.19621100000001,"NA"]
[null,"VIC","RWTS1366U","Ringwood 13 (United Energy) 66 kV","United Energy","Summer","Non-Coincident",2009,"Actual",114.899806,"NA"]
[null,"VIC","RWTS1366U","Ringwood 13 (United Energy) 66 kV","United Energy","Summer","Non-Coincident",2011,"TempCorrActualPOE10",108.9144326,"NA"]
[null,"VIC","RWTS1366U","Ringwood 13 (United Energy) 66 kV","United Energy","Summer","Non-Coincident",2012,"TempCorrActualPOE50",101.0989,"NA"]
[null,"VIC","RWTS1366U","Ringwood 13 (United Energy) 66 kV","United Energy","Summer","Coincident",2013,"TempCorrActualPOE10",112.11481740000001,"NA"]
[null,"VIC","RWTS1366U","Ringwood 13 (United Energy) 66 kV","United Energy","Summer","Non-Coincident",2014,"TempCorrActualPOE50",103.608665,"NA"]
[null,"VIC","RWTS1366U","Ringwood 13 (United Energy) 66 kV","United Energy","Summer","Coincident",2015,"Actual",93.691379999999995,"NA"]
[null,"VIC","RWTS1366U","Ringwood 13 (United Energy) 66 kV","United Energy","Summer","Non-Coincident",2016,"POE50",101.1352096,0.89393253299999997]
[null,"VIC","RWTS1366U","Ringwood 13 (United Energy) 66 kV","United Energy","Summer","Non-Coincident",2018,"POE10",113.0024133,0.92625738199999996]
[null,"VIC","RWTS1366U","Ringwood 13 (United Energy) 66 kV","United Energy","Summer","Non-Coincident",2020,"POE50",101.79347989999999,0.893551188]
[null,"VIC","RWTS1366U","Ringwood 13 (United Energy) 66 kV","United Energy","Summer","Non-Coincident",2021,"POE50",101.7654866,0.89350737700000005]
[null,"VIC","RWTS1366U","Ringwood 13 (United Energy) 66 kV","United Energy","Summer","Non-Coincident",2023,"POE10",115.75976470000001,0.92511704299999997]
[null,"VIC","RWTS1366U","Ringwood 13 (United Energy) 66 kV","United Energy","Summer","Coincident",2023,"POE50",90.952104390000002,0.89335648499999998]
[null,"VIC","RWTS1366U","Ringwood 13 (United Energy) 66 kV","United Energy","Summer","Coincident",2025,"POE10",108.6300438,0.92441020399999996]
[null,"VIC","RWTS1366U","Ringwood 13 (United Energy) 66 kV","United Energy","Winter","Non-Coincident",2006,"Actual",82.228937999999999,"NA"]
[null,"VIC","RWTS1366U","Ringwood 13 (United Energy) 66 kV","United Energy","Winter","Non-Coincident",2007,"TempCorrActualPOE10",87.39438921,"NA"]
[null,"VIC","RWTS1366U","Ringwood 13 (United Energy) 66 kV","United Energy","Winter","Non-Coincident",2008,"TempCorrActualPOE50",86.234824230000001,"NA"]
[null,"VIC","RWTS1366U","Ringwood 13 (United Energy) 66 kV","United Energy","Winter","Coincident",2009,"TempCorrActualPOE10",87.754805289999993,"NA"]
[null,"VIC","RWTS1366U","Ringwood 13 (United Energy) 66 kV","United Energy","Winter","Coincident",2011,"TempCorrActualPOE10",85.309859360000004,"NA"]
[null,"VIC","RWTS1366U","Ringwood 13 (United Energy) 66 kV","United Energy","Winter","Non-Coincident",2011,"Actual",83.680111999999994,"NA"]
[null,"VIC","RWTS1366U","Ringwood 13 (United Energy) 66 kV","United Energy","Winter","Non-Coincident",2012,"TempCorrActualPOE10",84.993732039999998,"NA"]
[null,"VIC","RWTS1366U","Ringwood 13 (United Energy) 66 kV","United Energy","Winter","Non-Coincident",2013,"TempCorrActualPOE50",81.121473949999995,"NA"]
[null,"VIC","RWTS1366U","Ringwood 13 (United Energy) 66 kV","United Energy","Winter","Non-Coincident",2015,"POE10",80.850538369999995,1]
[null,"VIC","RWTS1366U","Ringwood 13 (United Energy) 66 kV","United Energy","Winter","Coincident",2015,"POE50",78.594628150000005,1]
[null,"VIC","RWTS1366U","Ringwood 13 (United Energy) 66 kV","United Energy","Winter","Coincident",2017,"POE10",81.293368580000006,1]
[null,"VIC","RWTS1366U","Ringwood 13 (United Energy) 66 kV","United Energy","Winter","Non-Coincident",2018,"POE50",77.703272900000002,0.99956447199999998]
[null,"VIC","RWTS1366U","Ringwood 13 (United Energy) 66 kV","United Energy","Winter","Coincident",2020,"POE10",81.261359240000004,1]
[null,"VIC","RWTS1366U","Ringwood 13 (United Energy) 66 kV","United Energy","Winter","Non-Coincident",2022,"POE10",80.925227359999994,1]
[null,"VIC","RWTS1366U","Ringwood 13 (United Energy) 66 kV","United Energy","Winter","Non-Coincident",2023,"POE50",79.158404869999998,0.99784629499999999]
[null,"VIC","RWTS22A","Ringwood (AusNet) 22 kV","AusNet","Summer","Coincident",2006,"TempCorrActualPOE10",58.70695748,"NA"]
[null,"VIC","RWTS22A","Ringwood (AusNet) 22 kV","AusNet","Summer","Non-Coincident",2007,"TempCorrActualPOE50",54.611203250000003,"NA"]
[null,"VIC","RWTS22A","Ringwood (AusNet) 22 kV","AusNet","Summer","Coincident",2008,"TempCorrActualPOE10",57.963719310000002,"NA"]
[null,"VIC","RWTS22A","Ringwood (AusNet) 22 kV","AusNet","Summer","Coincident",2009,"TempCorrActualPOE50",52.416537230000003,"NA"]
[null,"VIC","RWTS22A","Ringwood (AusNet) 22 kV","AusNet","Summer","Coincident",2009,"Actual",56.356707999999998,"NA"]
[null,"VIC","RWTS22A","Ringwood (AusNet) 22 kV","AusNet","Summer","Non-Coincident",2010,"Actual",55.534793999999998,"NA"]
[null,"VIC","RWTS22A","Ringwood (AusNet) 22 kV","AusNet","Summer","Non-Coincident",2012,"TempCorrActualPOE10",55.531699330000002,"NA"]
[null,"VIC","RWTS22A","Ringwood (AusNet) 22 kV","AusNet","Summer","Non-Coincident",2012,"Actual",46.511040000000001,"NA"]
[null,"VIC","RWTS22A","Ringwood (AusNet) 22 kV","AusNet","Summer","Non-Coincident",2013,"Actual",52.152588000000002,"NA"]
[null,"VIC","RWTS22A","Ringwood (AusNet) 22 kV","AusNet","Summer","Coincident",2015,"Actual",44.808835999999999,"NA"]
[null,"VIC","RWTS22A","Ringwood (AusNet) 22 kV","AusNet","Summer","Non-Coincident",2016,"POE50",47.772643379999998,0.90433876800000002]
[null,"VIC","RWTS22A","Ringwood (AusNet) 22 kV","AusNet","Summer","Non-Coincident",2018,"POE10",50.915188139999998,0.937039909]
[null,"VIC","RWTS22A","Ringwood (AusNet) 22 kV","AusNet","Summer","Coincident",2018,"POE50",42.225443980000001,0.90421404599999999]
[null,"VIC","RWTS22A","Ringwood (AusNet) 22 kV","AusNet","Summer","Coincident",2020,"POE10",46.825075820000002,0.93651512000000003]
[null,"VIC","RWTS22A","Ringwood (AusNet) 22 kV","AusNet","Summer","Coincident",2022,"POE50",39.732298309999997,0.90380956700000004]
[null,"VIC","RWTS22A","Ringwood (AusNet) 22 kV","AusNet","Summer","Coincident",2023,"POE10",44.931673429999996,0.93588629499999998]
[null,"VIC","RWTS22A","Ringwood (AusNet) 22 kV","AusNet","Summer","Non-Coincident",2025,"POE50",41.855518869999997,0.90344015600000005]
[null,"VIC","RWTS22A","Ringwood (AusNet) 22 kV","AusNet","Winter","Non-Coincident",2005,"TempCorrActualPOE10",48.145872769999997,"NA"]
[null,"VIC","RWTS22A","Ringwood (AusNet) 22 kV","AusNet","Winter","Coincident",2006,"Actual",47.185881999999999,"NA"]
[null,"VIC","RWTS22A","Ringwood (AusNet) 22 kV","AusNet","Winter","Non-Coincident",2007,"Actual",48.571204000000002,"NA"]
[null,"VIC","RWTS22A","Ringwood (AusNet) 22 kV","AusNet","Winter","Non-Coincident",2008,"TempCorrActualPOE10",49.113227909999999,"NA"]
[null,"VIC","RWTS22A","Ringwood (AusNet) 22 kV","AusNet","Winter","Non-Coincident",2009,"TempCorrActualPOE50",44.99349737,"NA"]
[null,"VIC","RWTS22A","Ringwood (AusNet) 22 kV","AusNet","Winter","Coincident",2011,"TempCorrActualPOE10",41.235649189999997,"NA"]
[null,"VIC","RWTS22A","Ringwood (AusNet) 22 kV","AusNet","Winter","Non-Coincident",2011,"TempCorrActualPOE50",42.043846170000002,"NA"]
[null,"VIC","RWTS22A","Ringwood (AusNet) 22 kV","AusNet","Winter","Coincident",2012,"Actual",36.519047999999998,"NA"]
[null,"VIC","RWTS22A","Ringwood (AusNet) 22 kV","AusNet","Winter","Coincident",2014,"TempCorrActualPOE50",36.985462079999998,"NA"]
[null,"VIC","RWTS22A","Ringwood (AusNet) 22 kV","AusNet","Winter","Non-Coincident",2015,"POE50",37.168052369999998,0.96536897700000002]
[null,"VIC","RWTS22A","Ringwood (AusNet) 22 kV","AusNet","Winter","Coincident",2016,"POE10",36.609268739999997,0.97832685200000002]
[null,"VIC","RWTS22A","Ringwood (AusNet) 22 kV","AusNet","Winter","Non-Coincident",2017,"POE50",36.461622990000002,0.96506766099999997]
[null,"VIC","RWTS22A","Ringwood (AusNet) 22 kV","AusNet","Winter","Non-Coincident",2019,"POE10",36.992325059999999,0.97737780299999999]
[null,"VIC","RWTS22A","Ringwood (AusNet) 22 kV","AusNet","Winter","Non-Coincident",2021,"POE50",36.575650279999998,0.96374283199999999]
[null,"VIC","RWTS22A","Ringwood (AusNet) 22 kV","AusNet","Winter","Non-Coincident",2022,"POE10",37.892862909999998,0.97639669900000003]
[null,"VIC","RWTS22A","Ringwood (AusNet) 22 kV","AusNet","Winter","Coincident",2023,"POE50",36.154144180000003,0.96305623399999996]
[null,"VIC","RWTS22U","Ringwood (United Energy) 22 kV","United Energy","Summer","Non-Coincident",2007,"TempCorrActualPOE10",38.048500330000003,"NA"]
[null,"VIC","RWTS22U","Ringwood (United Energy) 22 kV","United Energy","Summer","Non-Coincident",2007,"TempCorrActualPOE50",33.296507230000003,"NA"]
[null,"VIC","RWTS22U","Ringwood (United Energy) 22 kV","United Energy","Summer","Coincident",2009,"TempCorrActualPOE10",34.684863120000003,"NA"]
[null,"VIC","RWTS22U","Ringwood (United Energy) 22 kV","United Energy","Summer","Non-Coincident",2010,"TempCorrActualPOE50",32.43166978,"NA"]
[null,"VIC","RWTS22U","Ringwood (United Energy) 22 kV","United Energy","Summer","Non-Coincident",2010,"Actual",34.377858000000003,"NA"]
[null,"VIC","RWTS22U","Ringwood (United Energy) 22 kV","United Energy","Summer","Non-Coincident",2012,"TempCorrActualPOE10",35.831293359999997,"NA"]
[null,"VIC","RWTS22U","Ringwood (United Energy) 22 kV","United Energy","Summer","Non-Coincident",2013,"TempCorrActualPOE50",31.064914399999999,"NA"]
[null,"VIC","RWTS22U","Ringwood (United Energy) 22 kV","United Energy","Summer","Coincident",2014,"TempCorrActualPOE10",33.79921538,"NA"]
[null,"VIC","RWTS22U","Ringwood (United Energy) 22 kV","United Energy","Summer","Non-Coincident",2015,"TempCorrActualPOE50",29.41119673,"NA"]
[null,"VIC","RWTS22U","Ringwood (United Energy) 22 kV","United Energy","Summer","Coincident",2015,"Actual",27.449145999999999,"NA"]
[null,"VIC","RWTS22U","Ringwood (United Energy) 22 kV","United Energy","Summer","Coincident",2017,"POE50",26.269665759999999,0.90079556100000002]
[null,"VIC","RWTS22U","Ringwood (United Energy) 22 kV","United Energy","Summer","Coincident",2018,"POE10",31.126603670000002,0.933368584]
[null,"VIC","RWTS22U","Ringwood (United Energy) 22 kV","United Energy","Summer","Coincident",2020,"POE50",25.60848069,0.90041129200000003]
[null,"VIC","RWTS22U","Ringwood (United Energy) 22 kV","United Energy","Summer","Coincident",2022,"POE50",25.249331690000002,0.90026843700000003]
[null,"VIC","RWTS22U","Ringwood (United Energy) 22 kV","United Energy","Summer","Coincident",2024,"POE10",30.249200590000001,0.93190239699999999]
[null,"VIC","RWTS22U","Ringwood (United Energy) 22 kV","United Energy","Summer","Non-Coincident",2025,"POE50",27.540928770000001,0.89990047399999995]
[null,"VIC","RWTS22U","Ringwood (United Energy) 22 kV","United Energy","Winter","Non-Coincident",2007,"TempCorrActualPOE10",27.162968070000002,"NA"]
[null,"VIC","RWTS22U","Ringwood (United Energy) 22 kV","United Energy","Winter","Non-Coincident",2007,"TempCorrActualPOE50",26.27207808,"NA"]
[null,"VIC","RWTS22U","Ringwood (United Energy) 22 kV","United Energy","Winter","Coincident",2009,"TempCorrActualPOE10",24.932887829999999,"NA"]
[null,"VIC","RWTS22U","Ringwood (United Energy) 22 kV","United Energy","Winter","Non-Coincident",2009,"TempCorrActualPOE50",25.140724079999998,"NA"]
[null,"VIC","RWTS22U","Ringwood (United Energy) 22 kV","United Energy","Winter","Coincident",2010,"Actual",24.674977999999999,"NA"]
[null,"VIC","RWTS22U","Ringwood (United Energy) 22 kV","United Energy","Winter","Coincident",2012,"TempCorrActualPOE10",24.48627609,"NA"]
[null,"VIC","RWTS22U","Ringwood (United Energy) 22 kV","United Energy","Winter","Non-Coincident",2013,"TempCorrActualPOE50",24.27670217,"NA"]
[null,"VIC","RWTS22U","Ringwood (United Energy) 22 kV","United Energy","Winter","Coincident",2014,"TempCorrActualPOE10",23.492060819999999,"NA"]
[null,"VIC","RWTS22U","Ringwood (United Energy) 22 kV","United Energy","Winter","Coincident",2015,"POE50",22.946021510000001,0.97566756799999999]
[null,"VIC","RWTS22U","Ringwood (United Energy) 22 kV","United Energy","Winter","Non-Coincident",2016,"POE10",23.941546939999999,0.98876367899999995]
[null,"VIC","RWTS22U","Ringwood (United Energy) 22 kV","United Energy","Winter","Non-Coincident",2018,"POE50",23.162365950000002,0.97500611699999995]
[null,"VIC","RWTS22U","Ringwood (United Energy) 22 kV","United Energy","Winter","Non-Coincident",2020,"POE10",23.52513119,0.98746670000000003]
[null,"VIC","RWTS22U","Ringwood (United Energy) 22 kV","United Energy","Winter","Coincident",2020,"POE50",22.411625260000001,0.97431456900000002]
[null,"VIC","RWTS22U","Ringwood (United Energy) 22 kV","United Energy","Winter","Non-Coincident",2023,"POE10",23.09465561,0.98639266800000003]
[null,"VIC","RWTS22U","Ringwood (United Energy) 22 kV","United Energy","Winter","Coincident",2024,"POE50",21.888226979999999,0.97284183700000004]
[null,"VIC","RWTS2466A","Ringwood 24 (AusNet) 66 kV","AusNet","Summer","Coincident",2006,"TempCorrActualPOE50",202.76256409999999,"NA"]
[null,"VIC","RWTS2466A","Ringwood 24 (AusNet) 66 kV","AusNet","Summer","Coincident",2008,"TempCorrActualPOE10",225.9137724,"NA"]
[null,"VIC","RWTS2466A","Ringwood 24 (AusNet) 66 kV","AusNet","Summer","Coincident",2008,"TempCorrActualPOE50",205.2653353,"NA"]
[null,"VIC","RWTS2466A","Ringwood 24 (AusNet) 66 kV","AusNet","Summer","Coincident",2009,"Actual",225.355738,"NA"]
[null,"VIC","RWTS2466A","Ringwood 24 (AusNet) 66 kV","AusNet","Summer","Non-Coincident",2010,"Actual",214.17731800000001,"NA"]
[null,"VIC","RWTS2466A","Ringwood 24 (AusNet) 66 kV","AusNet","Summer","Non-Coincident",2011,"TempCorrActualPOE10",240.7528275,"NA"]
[null,"VIC","RWTS2466A","Ringwood 24 (AusNet) 66 kV","AusNet","Summer","Non-Coincident",2012,"Actual",190.19872799999999,"NA"]
[null,"VIC","RWTS2466A","Ringwood 24 (AusNet) 66 kV","AusNet","Summer","Coincident",2014,"TempCorrActualPOE10",209.27671190000001,"NA"]
[null,"VIC","RWTS2466A","Ringwood 24 (AusNet) 66 kV","AusNet","Summer","Non-Coincident",2014,"TempCorrActualPOE50",192.52988880000001,"NA"]
[null,"VIC","RWTS2466A","Ringwood 24 (AusNet) 66 kV","AusNet","Summer","Non-Coincident",2016,"POE10",207.12117910000001,0.93405188500000003]
[null,"VIC","RWTS2466A","Ringwood 24 (AusNet) 66 kV","AusNet","Summer","Coincident",2016,"POE10",193.46192790000001,0.93405188500000003]
[null,"VIC","RWTS2466A","Ringwood 24 (AusNet) 66 kV","AusNet","Summer","Coincident",2018,"POE50",160.14918990000001,0.90111963299999998]
[null,"VIC","RWTS2466A","Ringwood 24 (AusNet) 66 kV","AusNet","Summer","Coincident",2020,"POE10",183.82294569999999,0.93331016600000005]
[null,"VIC","RWTS2466A","Ringwood 24 (AusNet) 66 kV","AusNet","Summer","Non-Coincident",2021,"POE50",170.29679039999999,0.90081529500000002]
[null,"VIC","RWTS2466A","Ringwood 24 (AusNet) 66 kV","AusNet","Summer","Coincident",2023,"POE10",178.40337690000001,0.93268349399999995]
[null,"VIC","RWTS2466A","Ringwood 24 (AusNet) 66 kV","AusNet","Summer","Non-Coincident",2025,"POE50",168.0757322,0.90034839200000005]
[null,"VIC","RWTS2466A","Ringwood 24 (AusNet) 66 kV","AusNet","Winter","Coincident",2005,"TempCorrActualPOE10",167.21152620000001,"NA"]
[null,"VIC","RWTS2466A","Ringwood 24 (AusNet) 66 kV","AusNet","Winter","Coincident",2006,"TempCorrActualPOE50",163.4213278,"NA"]
[null,"VIC","RWTS2466A","Ringwood 24 (AusNet) 66 kV","AusNet","Winter","Non-Coincident",2007,"TempCorrActualPOE50",174.84212439999999,"NA"]
[null,"VIC","RWTS2466A","Ringwood 24 (AusNet) 66 kV","AusNet","Winter","Non-Coincident",2008,"TempCorrActualPOE10",177.448813,"NA"]
[null,"VIC","RWTS2466A","Ringwood 24 (AusNet) 66 kV","AusNet","Winter","Non-Coincident",2009,"TempCorrActualPOE50",170.0166586,"NA"]
[null,"VIC","RWTS2466A","Ringwood 24 (AusNet) 66 kV","AusNet","Winter","Coincident",2010,"TempCorrActualPOE10",156.2179567,"NA"]
[null,"VIC","RWTS2466A","Ringwood 24 (AusNet) 66 kV","AusNet","Winter","Non-Coincident",2011,"TempCorrActualPOE50",169.98648059999999,"NA"]
[null,"VIC","RWTS2466A","Ringwood 24 (AusNet) 66 kV","AusNet","Winter","Coincident",2012,"Actual",147.74219600000001,"NA"]
[null,"VIC","RWTS2466A","Ringwood 24 (AusNet) 66 kV","AusNet","Winter","Coincident",2013,"TempCorrActualPOE50",145.46061420000001,"NA"]
[null,"VIC","RWTS2466A","Ringwood 24 (AusNet) 66 kV","AusNet","Winter","Non-Coincident",2014,"TempCorrActualPOE10",167.1120392,"NA"]
[null,"VIC","RWTS2466A","Ringwood 24 (AusNet) 66 kV","AusNet","Winter","Non-Coincident",2014,"Actual",161.62404799999999,"NA"]
[null,"VIC","RWTS2466A","Ringwood 24 (AusNet) 66 kV","AusNet","Winter","Non-Coincident",2017,"POE10",160.7949299,0.91746315700000003]
[null,"VIC","RWTS2466A","Ringwood 24 (AusNet) 66 kV","AusNet","Winter","Coincident",2018,"POE10",145.6611091,0.91712502299999998]
[null,"VIC","RWTS2466A","Ringwood 24 (AusNet) 66 kV","AusNet","Winter","Coincident",2019,"POE50",138.84428550000001,0.90457517899999995]
[null,"VIC","RWTS2466A","Ringwood 24 (AusNet) 66 kV","AusNet","Winter","Coincident",2021,"POE10",142.34158059999999,0.91620193699999997]
[null,"VIC","RWTS2466A","Ringwood 24 (AusNet) 66 kV","AusNet","Winter","Coincident",2023,"POE50",133.3071601,0.90332257599999999]
[null,"VIC","RWTS2466A","Ringwood 24 (AusNet) 66 kV","AusNet","Winter","Coincident",2024,"POE10",139.2786409,0.91495757300000002]
[null,"VIC","SHTS66","Shepparton (Powercor) 66 kV","Powercor","Summer","Non-Coincident",2006,"Actual",263.32692200000002,"NA"]
[null,"VIC","SHTS66","Shepparton (Powercor) 66 kV","Powercor","Summer","Non-Coincident",2007,"TempCorrActualPOE10",294.7821242,"NA"]
[null,"VIC","SHTS66","Shepparton (Powercor) 66 kV","Powercor","Summer","Non-Coincident",2008,"Actual",263.77743199999998,"NA"]
[null,"VIC","SHTS66","Shepparton (Powercor) 66 kV","Powercor","Summer","Coincident",2010,"TempCorrActualPOE10",270.34327130000003,"NA"]
[null,"VIC","SHTS66","Shepparton (Powercor) 66 kV","Powercor","Summer","Non-Coincident",2010,"Actual",277.24247000000003,"NA"]
[null,"VIC","SHTS66","Shepparton (Powercor) 66 kV","Powercor","Summer","Non-Coincident",2011,"Actual",270.43895199999997,"NA"]
[null,"VIC","SHTS66","Shepparton (Powercor) 66 kV","Powercor","Summer","Non-Coincident",2013,"TempCorrActualPOE10",290.74473899999998,"NA"]
[null,"VIC","SHTS66","Shepparton (Powercor) 66 kV","Powercor","Summer","Non-Coincident",2013,"Actual",266.39184799999998,"NA"]
[null,"VIC","SHTS66","Shepparton (Powercor) 66 kV","Powercor","Summer","Coincident",2015,"TempCorrActualPOE10",273.9944059,"NA"]
[null,"VIC","SHTS66","Shepparton (Powercor) 66 kV","Powercor","Summer","Non-Coincident",2015,"TempCorrActualPOE50",280.4943485,"NA"]
[null,"VIC","SHTS66","Shepparton (Powercor) 66 kV","Powercor","Summer","Coincident",2017,"POE10",263.72750200000002,0.86331533299999996]
[null,"VIC","SHTS66","Shepparton (Powercor) 66 kV","Powercor","Summer","Non-Coincident",2019,"POE50",281.4504215,0.83281422500000002]
[null,"VIC","SHTS66","Shepparton (Powercor) 66 kV","Powercor","Summer","Non-Coincident",2020,"POE10",317.47095389999998,0.86266618799999994]
[null,"VIC","SHTS66","Shepparton (Powercor) 66 kV","Powercor","Summer","Non-Coincident",2021,"POE50",291.11911889999999,0.832630914]
[null,"VIC","SHTS66","Shepparton (Powercor) 66 kV","Powercor","Summer","Non-Coincident",2024,"POE50",298.85451569999998,0.83234493499999995]
[null,"VIC","SHTS66","Shepparton (Powercor) 66 kV","Powercor","Summer","Non-Coincident",2025,"POE10",334.5433549,0.86142826900000002]
[null,"VIC","SHTS66","Shepparton (Powercor) 66 kV","Powercor","Winter","Non-Coincident",2005,"TempCorrActualPOE50",216.33076389999999,"NA"]
[null,"VIC","SHTS66","Shepparton (Powercor) 66 kV","Powercor","Winter","Coincident",2006,"TempCorrActualPOE10",210.0517365,"NA"]
[null,"VIC","SHTS66","Shepparton (Powercor) 66 kV","Powercor","Winter","Coincident",2007,"TempCorrActualPOE50",198.63947590000001,"NA"]
[null,"VIC","SHTS66","Shepparton (Powercor) 66 kV","Powercor","Winter","Coincident",2008,"Actual",168.36411200000001,"NA"]
[null,"VIC","SHTS66","Shepparton (Powercor) 66 kV","Powercor","Winter","Coincident",2009,"TempCorrActualPOE50",186.63331170000001,"NA"]
[null,"VIC","SHTS66","Shepparton (Powercor) 66 kV","Powercor","Winter","Non-Coincident",2010,"TempCorrActualPOE10",202.0455647,"NA"]
[null,"VIC","SHTS66","Shepparton (Powercor) 66 kV","Powercor","Winter","Non-Coincident",2011,"Actual",188.39520200000001,"NA"]
[null,"VIC","SHTS66","Shepparton (Powercor) 66 kV","Powercor","Winter","Coincident",2012,"TempCorrActualPOE50",181.904608,"NA"]
[null,"VIC","SHTS66","Shepparton (Powercor) 66 kV","Powercor","Winter","Coincident",2013,"Actual",167.88434799999999,"NA"]
[null,"VIC","SHTS66","Shepparton (Powercor) 66 kV","Powercor","Winter","Coincident",2014,"TempCorrActualPOE50",187.15242359999999,"NA"]
[null,"VIC","SHTS66","Shepparton (Powercor) 66 kV","Powercor","Winter","Coincident",2015,"POE10",193.2337952,0.96022605699999997]
[null,"VIC","SHTS66","Shepparton (Powercor) 66 kV","Powercor","Winter","Coincident",2017,"POE50",195.72315409999999,0.94716259199999997]
[null,"VIC","SHTS66","Shepparton (Powercor) 66 kV","Powercor","Winter","Coincident",2018,"POE10",204.3370864,0.95963062799999999]
[null,"VIC","SHTS66","Shepparton (Powercor) 66 kV","Powercor","Winter","Non-Coincident",2020,"POE50",219.87310890000001,0.946144439]
[null,"VIC","SHTS66","Shepparton (Powercor) 66 kV","Powercor","Winter","Coincident",2022,"POE10",221.91428550000001,0.95828144100000001]
[null,"VIC","SHTS66","Shepparton (Powercor) 66 kV","Powercor","Winter","Coincident",2022,"POE50",212.94387979999999,0.94554517500000002]
[null,"VIC","SMTS66A","South Morang (AusNet) 66 kV","AusNet","Summer","Coincident",2010,"TempCorrActualPOE10",191.27902330000001,"NA"]
[null,"VIC","SMTS66A","South Morang (AusNet) 66 kV","AusNet","Summer","Non-Coincident",2010,"TempCorrActualPOE10",200.99270970000001,"NA"]
[null,"VIC","SMTS66A","South Morang (AusNet) 66 kV","AusNet","Summer","Non-Coincident",2011,"TempCorrActualPOE50",179.47958740000001,"NA"]
[null,"VIC","SMTS66A","South Morang (AusNet) 66 kV","AusNet","Summer","Coincident",2013,"TempCorrActualPOE10",204.2861853,"NA"]
[null,"VIC","SMTS66A","South Morang (AusNet) 66 kV","AusNet","Summer","Non-Coincident",2013,"TempCorrActualPOE50",190.9124061,"NA"]
[null,"VIC","SMTS66A","South Morang (AusNet) 66 kV","AusNet","Summer","Coincident",2014,"Actual",205.31711000000001,"NA"]
[null,"VIC","SMTS66A","South Morang (AusNet) 66 kV","AusNet","Summer","Non-Coincident",2016,"POE50",220.12975990000001,0.88251639900000001]
[null,"VIC","SMTS66A","South Morang (AusNet) 66 kV","AusNet","Summer","Coincident",2016,"POE10",229.38779729999999,0.91464261800000002]
[null,"VIC","SMTS66A","South Morang (AusNet) 66 kV","AusNet","Summer","Coincident",2018,"POE50",211.22929350000001,0.88239468600000004]
[null,"VIC","SMTS66A","South Morang (AusNet) 66 kV","AusNet","Summer","Coincident",2020,"POE50",224.2421157,0.88213992399999996]
[null,"VIC","SMTS66A","South Morang (AusNet) 66 kV","AusNet","Summer","Coincident",2021,"POE10",275.06266149999999,0.91373771299999995]
[null,"VIC","SMTS66A","South Morang (AusNet) 66 kV","AusNet","Summer","Coincident",2023,"POE50",235.49709820000001,0.88194770700000003]
[null,"VIC","SMTS66A","South Morang (AusNet) 66 kV","AusNet","Summer","Coincident",2024,"POE10",287.20300040000001,0.91299200300000005]
[null,"VIC","SMTS66A","South Morang (AusNet) 66 kV","AusNet","Winter","Non-Coincident",2009,"Actual",59,"NA"]
[null,"VIC","SMTS66A","South Morang (AusNet) 66 kV","AusNet","Winter","Non-Coincident",2011,"TempCorrActualPOE10",152.00827039999999,"NA"]
[null,"VIC","SMTS66A","South Morang (AusNet) 66 kV","AusNet","Winter","Non-Coincident",2011,"TempCorrActualPOE50",147.68992259999999,"NA"]
[null,"VIC","SMTS66A","South Morang (AusNet) 66 kV","AusNet","Winter","Coincident",2013,"TempCorrActualPOE10",158.313739,"NA"]
[null,"VIC","SMTS66A","South Morang (AusNet) 66 kV","AusNet","Winter","Non-Coincident",2013,"TempCorrActualPOE50",159.2179467,"NA"]
[null,"VIC","SMTS66A","South Morang (AusNet) 66 kV","AusNet","Winter","Coincident",2014,"Actual",137.031544,"NA"]
[null,"VIC","SMTS66A","South Morang (AusNet) 66 kV","AusNet","Winter","Coincident",2016,"POE10",179.7575731,0.99464920000000001]
[null,"VIC","SMTS66A","South Morang (AusNet) 66 kV","AusNet","Winter","Coincident",2018,"POE50",184.533905,0.98080974799999998]
[null,"VIC","SMTS66A","South Morang (AusNet) 66 kV","AusNet","Winter","Coincident",2019,"POE10",197.17415220000001,0.99368431700000004]
[null,"VIC","SMTS66A","South Morang (AusNet) 66 kV","AusNet","Winter","Coincident",2021,"POE50",202.230377,0.97982186100000002]
[null,"VIC","SMTS66A","South Morang (AusNet) 66 kV","AusNet","Winter","Non-Coincident",2022,"POE10",216.30974399999999,0.99268684399999996]
[null,"VIC","SMTS66A","South Morang (AusNet) 66 kV","AusNet","Winter","Non-Coincident",2024,"POE50",224.9978849,0.97863258600000003]
[null,"VIC","SMTS66J","South Morang (Jemena) 66 kV","Jemena","Summer","Coincident",2010,"TempCorrActualPOE10",71.492025740000003,"NA"]
[null,"VIC","SMTS66J","South Morang (Jemena) 66 kV","Jemena","Summer","Coincident",2011,"TempCorrActualPOE50",66.340480979999995,"NA"]
[null,"VIC","SMTS66J","South Morang (Jemena) 66 kV","Jemena","Summer","Coincident",2012,"Actual",61.571143999999997,"NA"]
[null,"VIC","SMTS66J","South Morang (Jemena) 66 kV","Jemena","Summer","Coincident",2013,"TempCorrActualPOE10",64.041581239999999,"NA"]
[null,"VIC","SMTS66J","South Morang (Jemena) 66 kV","Jemena","Summer","Non-Coincident",2014,"TempCorrActualPOE50",62.183533140000002,"NA"]
[null,"VIC","SMTS66J","South Morang (Jemena) 66 kV","Jemena","Summer","Non-Coincident",2016,"POE10",63.775289100000002,0.906054264]
[null,"VIC","SMTS66J","South Morang (Jemena) 66 kV","Jemena","Summer","Non-Coincident",2016,"POE50",60.13899215,0.87422970499999997]
[null,"VIC","SMTS66J","South Morang (Jemena) 66 kV","Jemena","Summer","Coincident",2018,"POE10",56.916361600000002,0.90584209500000001]
[null,"VIC","SMTS66J","South Morang (Jemena) 66 kV","Jemena","Summer","Non-Coincident",2019,"POE50",58.920710030000002,0.87400629799999996]
[null,"VIC","SMTS66J","South Morang (Jemena) 66 kV","Jemena","Summer","Non-Coincident",2021,"POE10",61.934596880000001,0.90515785699999995]
[null,"VIC","SMTS66J","South Morang (Jemena) 66 kV","Jemena","Summer","Non-Coincident",2023,"POE50",56.884638199999998,0.87366635400000003]
[null,"VIC","SMTS66J","South Morang (Jemena) 66 kV","Jemena","Summer","Non-Coincident",2025,"POE10",61.67504598,0.90403562999999998]
[null,"VIC","SMTS66J","South Morang (Jemena) 66 kV","Jemena","Summer","Non-Coincident",2025,"POE50",57.994223820000002,0.87336101200000005]
[null,"VIC","SMTS66J","South Morang (Jemena) 66 kV","Jemena","Winter","Non-Coincident",2011,"TempCorrActualPOE50",64.506206370000001,"NA"]
[null,"VIC","SMTS66J","South Morang (Jemena) 66 kV","Jemena","Winter","Coincident",2011,"Actual",59.959456000000003,"NA"]
[null,"VIC","SMTS66J","South Morang (Jemena) 66 kV","Jemena","Winter","Coincident",2013,"TempCorrActualPOE50",53.441139620000001,"NA"]
[null,"VIC","SMTS66J","South Morang (Jemena) 66 kV","Jemena","Winter","Non-Coincident",2014,"TempCorrActualPOE10",61.01800471,"NA"]
[null,"VIC","SMTS66J","South Morang (Jemena) 66 kV","Jemena","Winter","Non-Coincident",2014,"Actual",59.634535999999997,"NA"]
[null,"VIC","SMTS66J","South Morang (Jemena) 66 kV","Jemena","Winter","Non-Coincident",2017,"POE10",61.803138169999997,0.92307495799999995]
[null,"VIC","SMTS66J","South Morang (Jemena) 66 kV","Jemena","Winter","Coincident",2018,"POE50",55.171479239999996,0.91041281699999999]
[null,"VIC","SMTS66J","South Morang (Jemena) 66 kV","Jemena","Winter","Coincident",2019,"POE10",57.939229910000002,0.92236332300000001]
[null,"VIC","SMTS66J","South Morang (Jemena) 66 kV","Jemena","Winter","Coincident",2021,"POE50",56.68346906,0.90949583499999997]
[null,"VIC","SMTS66J","South Morang (Jemena) 66 kV","Jemena","Winter","Non-Coincident",2023,"POE50",63.181683790000001,0.90884788400000005]
[null,"VIC","SMTS66J","South Morang (Jemena) 66 kV","Jemena","Winter","Coincident",2024,"POE10",60.416475159999997,0.92055404799999996]
[null,"VIC","SVTS1266U","Springvale 12 (United Energy) 66 kV","United Energy","Summer","Non-Coincident",2006,"Actual",211.589258,"NA"]
[null,"VIC","SVTS1266U","Springvale 12 (United Energy) 66 kV","United Energy","Summer","Non-Coincident",2007,"TempCorrActualPOE10",240.20743540000001,"NA"]
[null,"VIC","SVTS1266U","Springvale 12 (United Energy) 66 kV","United Energy","Summer","Non-Coincident",2008,"Actual",243.691574,"NA"]
[null,"VIC","SVTS1266U","Springvale 12 (United Energy) 66 kV","United Energy","Summer","Coincident",2010,"TempCorrActualPOE10",256.82466069999998,"NA"]
[null,"VIC","SVTS1266U","Springvale 12 (United Energy) 66 kV","United Energy","Summer","Non-Coincident",2010,"TempCorrActualPOE50",242.9042661,"NA"]
[null,"VIC","SVTS1266U","Springvale 12 (United Energy) 66 kV","United Energy","Summer","Coincident",2011,"Actual",251.31086400000001,"NA"]
[null,"VIC","SVTS1266U","Springvale 12 (United Energy) 66 kV","United Energy","Summer","Coincident",2012,"TempCorrActualPOE50",233.59987229999999,"NA"]
[null,"VIC","SVTS1266U","Springvale 12 (United Energy) 66 kV","United Energy","Summer","Coincident",2014,"TempCorrActualPOE10",248.27997970000001,"NA"]
[null,"VIC","SVTS1266U","Springvale 12 (United Energy) 66 kV","United Energy","Summer","Coincident",2015,"TempCorrActualPOE10",234.9757707,"NA"]
[null,"VIC","SVTS1266U","Springvale 12 (United Energy) 66 kV","United Energy","Summer","Non-Coincident",2015,"TempCorrActualPOE50",222.02555939999999,"NA"]
[null,"VIC","SVTS1266U","Springvale 12 (United Energy) 66 kV","United Energy","Summer","Coincident",2017,"POE10",233.86230810000001,0.93759179500000001]
[null,"VIC","SVTS1266U","Springvale 12 (United Energy) 66 kV","United Energy","Summer","Non-Coincident",2019,"POE50",226.2777624,0.90446648500000004]
[null,"VIC","SVTS1266U","Springvale 12 (United Energy) 66 kV","United Energy","Summer","Non-Coincident",2020,"POE10",245.15839130000001,0.93688680099999999]
[null,"VIC","SVTS1266U","Springvale 12 (United Energy) 66 kV","United Energy","Summer","Coincident",2021,"POE50",201.98040270000001,0.90426740299999997]
[null,"VIC","SVTS1266U","Springvale 12 (United Energy) 66 kV","United Energy","Summer","Coincident",2022,"POE10",227.8581002,0.93651596299999995]
[null,"VIC","SVTS1266U","Springvale 12 (United Energy) 66 kV","United Energy","Summer","Coincident",2024,"POE50",201.52596890000001,0.90395681900000002]
[null,"VIC","SVTS1266U","Springvale 12 (United Energy) 66 kV","United Energy","Winter","Coincident",2005,"TempCorrActualPOE10",171.34659569999999,"NA"]
[null,"VIC","SVTS1266U","Springvale 12 (United Energy) 66 kV","United Energy","Winter","Coincident",2006,"TempCorrActualPOE10",173.2262862,"NA"]
[null,"VIC","SVTS1266U","Springvale 12 (United Energy) 66 kV","United Energy","Winter","Non-Coincident",2007,"TempCorrActualPOE50",195.39748599999999,"NA"]
[null,"VIC","SVTS1266U","Springvale 12 (United Energy) 66 kV","United Energy","Winter","Coincident",2008,"Actual",173.63119599999999,"NA"]
[null,"VIC","SVTS1266U","Springvale 12 (United Energy) 66 kV","United Energy","Winter","Coincident",2009,"TempCorrActualPOE50",180.098861,"NA"]
[null,"VIC","SVTS1266U","Springvale 12 (United Energy) 66 kV","United Energy","Winter","Non-Coincident",2010,"TempCorrActualPOE10",207.347173,"NA"]
[null,"VIC","SVTS1266U","Springvale 12 (United Energy) 66 kV","United Energy","Winter","Non-Coincident",2010,"Actual",204.66463400000001,"NA"]
[null,"VIC","SVTS1266U","Springvale 12 (United Energy) 66 kV","United Energy","Winter","Non-Coincident",2012,"TempCorrActualPOE10",193.6052794,"NA"]
[null,"VIC","SVTS1266U","Springvale 12 (United Energy) 66 kV","United Energy","Winter","Non-Coincident",2013,"TempCorrActualPOE50",179.2302238,"NA"]
[null,"VIC","SVTS1266U","Springvale 12 (United Energy) 66 kV","United Energy","Winter","Coincident",2014,"TempCorrActualPOE10",185.47163019999999,"NA"]
[null,"VIC","SVTS1266U","Springvale 12 (United Energy) 66 kV","United Energy","Winter","Non-Coincident",2014,"Actual",190.07725400000001,"NA"]
[null,"VIC","SVTS1266U","Springvale 12 (United Energy) 66 kV","United Energy","Winter","Coincident",2017,"POE50",191.9727097,0.91708189200000001]
[null,"VIC","SVTS1266U","Springvale 12 (United Energy) 66 kV","United Energy","Winter","Coincident",2018,"POE10",199.1491034,0.92915395899999997]
[null,"VIC","SVTS1266U","Springvale 12 (United Energy) 66 kV","United Energy","Winter","Non-Coincident",2020,"POE50",214.73448099999999,0.91609607400000004]
[null,"VIC","SVTS1266U","Springvale 12 (United Energy) 66 kV","United Energy","Winter","Non-Coincident",2021,"POE10",221.33879730000001,0.928218765]
[null,"VIC","SVTS1266U","Springvale 12 (United Energy) 66 kV","United Energy","Winter","Non-Coincident",2023,"POE50",220.305273,0.91517047900000004]
[null,"VIC","SVTS3466C","Springvale 34 (CitiPower) 66 kV","Citipower","Summer","Coincident",2006,"TempCorrActualPOE10",30.157916820000001,"NA"]
[null,"VIC","SVTS3466C","Springvale 34 (CitiPower) 66 kV","Citipower","Summer","Non-Coincident",2006,"TempCorrActualPOE50",28.557888129999998,"NA"]
[null,"VIC","SVTS3466C","Springvale 34 (CitiPower) 66 kV","Citipower","Summer","Coincident",2007,"Actual",22.74558,"NA"]
[null,"VIC","SVTS3466C","Springvale 34 (CitiPower) 66 kV","Citipower","Summer","Non-Coincident",2008,"TempCorrActualPOE10",33.534768049999997,"NA"]
[null,"VIC","SVTS3466C","Springvale 34 (CitiPower) 66 kV","Citipower","Summer","Non-Coincident",2009,"Actual",32.975515999999999,"NA"]
[null,"VIC","SVTS3466C","Springvale 34 (CitiPower) 66 kV","Citipower","Summer","Coincident",2011,"TempCorrActualPOE10",34.94374457,"NA"]
[null,"VIC","SVTS3466C","Springvale 34 (CitiPower) 66 kV","Citipower","Summer","Non-Coincident",2011,"TempCorrActualPOE50",32.971528229999997,"NA"]
[null,"VIC","SVTS3466C","Springvale 34 (CitiPower) 66 kV","Citipower","Summer","Coincident",2012,"Actual",29.922028000000001,"NA"]
[null,"VIC","SVTS3466C","Springvale 34 (CitiPower) 66 kV","Citipower","Summer","Coincident",2014,"TempCorrActualPOE50",29.461066979999998,"NA"]
[null,"VIC","SVTS3466C","Springvale 34 (CitiPower) 66 kV","Citipower","Summer","Coincident",2014,"Actual",35.265084000000002,"NA"]
[null,"VIC","SVTS3466C","Springvale 34 (CitiPower) 66 kV","Citipower","Summer","Non-Coincident",2015,"Actual",27.575569999999999,"NA"]
[null,"VIC","SVTS3466C","Springvale 34 (CitiPower) 66 kV","Citipower","Summer","Non-Coincident",2018,"POE10",39.079251259999999,0.89541416699999998]
[null,"VIC","SVTS3466C","Springvale 34 (CitiPower) 66 kV","Citipower","Summer","Coincident",2018,"POE50",28.390392210000002,0.86404651399999999]
[null,"VIC","SVTS3466C","Springvale 34 (CitiPower) 66 kV","Citipower","Summer","Non-Coincident",2021,"POE10",40.233620870000003,0.89473780599999997]
[null,"VIC","SVTS3466C","Springvale 34 (CitiPower) 66 kV","Citipower","Summer","Coincident",2021,"POE10",35.998541680000002,0.89473780599999997]
[null,"VIC","SVTS3466C","Springvale 34 (CitiPower) 66 kV","Citipower","Summer","Non-Coincident",2023,"POE50",33.68720502,0.86360882900000002]
[null,"VIC","SVTS3466C","Springvale 34 (CitiPower) 66 kV","Citipower","Summer","Coincident",2025,"POE10",37.37755241,0.89362849799999999]
[null,"VIC","SVTS3466C","Springvale 34 (CitiPower) 66 kV","Citipower","Winter","Coincident",2005,"TempCorrActualPOE50",24.504205349999999,"NA"]
[null,"VIC","SVTS3466C","Springvale 34 (CitiPower) 66 kV","Citipower","Winter","Non-Coincident",2006,"TempCorrActualPOE10",28.320934189999999,"NA"]
[null,"VIC","SVTS3466C","Springvale 34 (CitiPower) 66 kV","Citipower","Winter","Non-Coincident",2007,"Actual",25.46902,"NA"]
[null,"VIC","SVTS3466C","Springvale 34 (CitiPower) 66 kV","Citipower","Winter","Non-Coincident",2008,"TempCorrActualPOE10",29.108374789999999,"NA"]
[null,"VIC","SVTS3466C","Springvale 34 (CitiPower) 66 kV","Citipower","Winter","Non-Coincident",2009,"TempCorrActualPOE50",28.321465580000002,"NA"]
[null,"VIC","SVTS3466C","Springvale 34 (CitiPower) 66 kV","Citipower","Winter","Non-Coincident",2010,"Actual",23.611718,"NA"]
[null,"VIC","SVTS3466C","Springvale 34 (CitiPower) 66 kV","Citipower","Winter","Non-Coincident",2011,"TempCorrActualPOE10",29.800872609999999,"NA"]
[null,"VIC","SVTS3466C","Springvale 34 (CitiPower) 66 kV","Citipower","Winter","Non-Coincident",2012,"Actual",27.766445999999998,"NA"]
[null,"VIC","SVTS3466C","Springvale 34 (CitiPower) 66 kV","Citipower","Winter","Non-Coincident",2013,"TempCorrActualPOE10",28.842702030000002,"NA"]
[null,"VIC","SVTS3466C","Springvale 34 (CitiPower) 66 kV","Citipower","Winter","Non-Coincident",2014,"TempCorrActualPOE50",25.274364080000002,"NA"]
[null,"VIC","SVTS3466C","Springvale 34 (CitiPower) 66 kV","Citipower","Winter","Coincident",2016,"POE10",25.402993859999999,0.92842179400000002]
[null,"VIC","SVTS3466C","Springvale 34 (CitiPower) 66 kV","Citipower","Winter","Coincident",2016,"POE50",24.152620729999999,0.91604783400000001]
[null,"VIC","SVTS3466C","Springvale 34 (CitiPower) 66 kV","Citipower","Winter","Non-Coincident",2019,"POE10",27.401986099999998,0.92752115700000004]
[null,"VIC","SVTS3466C","Springvale 34 (CitiPower) 66 kV","Citipower","Winter","Coincident",2019,"POE50",24.022379820000001,0.91519745200000002]
[null,"VIC","SVTS3466C","Springvale 34 (CitiPower) 66 kV","Citipower","Winter","Coincident",2021,"POE50",24.088221359999999,0.91458171399999999]
[null,"VIC","SVTS3466C","Springvale 34 (CitiPower) 66 kV","Citipower","Winter","Non-Coincident",2024,"POE10",27.98349524,0.92570176500000001]
[null,"VIC","SVTS3466C","Springvale 34 (CitiPower) 66 kV","Citipower","Winter","Coincident",2024,"POE50",24.355800330000001,0.91347162500000001]
[null,"VIC","SVTS3466U","Springvale 34 (United Energy) 66 kV","United Energy","Summer","Coincident",2007,"TempCorrActualPOE10",182.40196710000001,"NA"]
[null,"VIC","SVTS3466U","Springvale 34 (United Energy) 66 kV","United Energy","Summer","Non-Coincident",2008,"TempCorrActualPOE50",160.9927643,"NA"]
[null,"VIC","SVTS3466U","Springvale 34 (United Energy) 66 kV","United Energy","Summer","Coincident",2008,"Actual",170.84326999999999,"NA"]
[null,"VIC","SVTS3466U","Springvale 34 (United Energy) 66 kV","United Energy","Summer","Coincident",2010,"TempCorrActualPOE50",166.34230919999999,"NA"]
[null,"VIC","SVTS3466U","Springvale 34 (United Energy) 66 kV","United Energy","Summer","Coincident",2010,"Actual",179.76396600000001,"NA"]
[null,"VIC","SVTS3466U","Springvale 34 (United Energy) 66 kV","United Energy","Summer","Non-Coincident",2011,"Actual",173.27588399999999,"NA"]
[null,"VIC","SVTS3466U","Springvale 34 (United Energy) 66 kV","United Energy","Summer","Non-Coincident",2013,"TempCorrActualPOE10",173.03433079999999,"NA"]
[null,"VIC","SVTS3466U","Springvale 34 (United Energy) 66 kV","United Energy","Summer","Coincident",2014,"TempCorrActualPOE50",145.3905331,"NA"]
[null,"VIC","SVTS3466U","Springvale 34 (United Energy) 66 kV","United Energy","Summer","Coincident",2015,"TempCorrActualPOE50",144.83530139999999,"NA"]
[null,"VIC","SVTS3466U","Springvale 34 (United Energy) 66 kV","United Energy","Summer","Non-Coincident",2017,"POE10",187.262047,0.94698295300000002]
[null,"VIC","SVTS3466U","Springvale 34 (United Energy) 66 kV","United Energy","Summer","Non-Coincident",2017,"POE50",169.0429924,0.91375935600000002]
[null,"VIC","SVTS3466U","Springvale 34 (United Energy) 66 kV","United Energy","Summer","Coincident",2019,"POE10",173.50014909999999,0.946601307]
[null,"VIC","SVTS3466U","Springvale 34 (United Energy) 66 kV","United Energy","Summer","Non-Coincident",2020,"POE50",164.1381121,0.913369557]
[null,"VIC","SVTS3466U","Springvale 34 (United Energy) 66 kV","United Energy","Summer","Non-Coincident",2022,"POE10",178.91417920000001,0.945896344]
[null,"VIC","SVTS3466U","Springvale 34 (United Energy) 66 kV","United Energy","Summer","Non-Coincident",2024,"POE50",157.7539817,0.913011079]
[null,"VIC","SVTS3466U","Springvale 34 (United Energy) 66 kV","United Energy","Winter","Coincident",2005,"TempCorrActualPOE10",128.82814310000001,"NA"]
[null,"VIC","SVTS3466U","Springvale 34 (United Energy) 66 kV","United Energy","Winter","Coincident",2005,"TempCorrActualPOE50",125.84555880000001,"NA"]
[null,"VIC","SVTS3466U","Springvale 34 (United Energy) 66 kV","United Energy","Winter","Coincident",2007,"TempCorrActualPOE50",123.44387450000001,"NA"]
[null,"VIC","SVTS3466U","Springvale 34 (United Energy) 66 kV","United Energy","Winter","Non-Coincident",2007,"TempCorrActualPOE10",129.03709789999999,"NA"]
[null,"VIC","SVTS3466U","Springvale 34 (United Energy) 66 kV","United Energy","Winter","Non-Coincident",2008,"Actual",122.33217,"NA"]
[null,"VIC","SVTS3466U","Springvale 34 (United Energy) 66 kV","United Energy","Winter","Non-Coincident",2009,"TempCorrActualPOE10",123.9967724,"NA"]
[null,"VIC","SVTS3466U","Springvale 34 (United Energy) 66 kV","United Energy","Winter","Non-Coincident",2010,"TempCorrActualPOE50",124.6107842,"NA"]
[null,"VIC","SVTS3466U","Springvale 34 (United Energy) 66 kV","United Energy","Winter","Coincident",2012,"TempCorrActualPOE10",118.8352635,"NA"]
[null,"VIC","SVTS3466U","Springvale 34 (United Energy) 66 kV","United Energy","Winter","Coincident",2013,"TempCorrActualPOE50",110.92701080000001,"NA"]
[null,"VIC","SVTS3466U","Springvale 34 (United Energy) 66 kV","United Energy","Winter","Coincident",2013,"Actual",109.597532,"NA"]
[null,"VIC","SVTS3466U","Springvale 34 (United Energy) 66 kV","United Energy","Winter","Non-Coincident",2014,"TempCorrActualPOE10",113.8185139,"NA"]
[null,"VIC","SVTS3466U","Springvale 34 (United Energy) 66 kV","United Energy","Winter","Coincident",2015,"POE50",110.5573582,0.99266344200000001]
[null,"VIC","SVTS3466U","Springvale 34 (United Energy) 66 kV","United Energy","Winter","Non-Coincident",2018,"POE10",134.22908860000001,1]
[null,"VIC","SVTS3466U","Springvale 34 (United Energy) 66 kV","United Energy","Winter","Coincident",2019,"POE50",130.54490340000001,0.99165850099999997]
[null,"VIC","SVTS3466U","Springvale 34 (United Energy) 66 kV","United Energy","Winter","Coincident",2020,"POE10",134.2347982,1]
[null,"VIC","SVTS3466U","Springvale 34 (United Energy) 66 kV","United Energy","Winter","Coincident",2022,"POE50",128.40199440000001,0.99065901999999995]
[null,"VIC","SVTS3466U","Springvale 34 (United Energy) 66 kV","United Energy","Winter","Coincident",2024,"POE10",131.42849720000001,1]
[null,"VIC","TBTS66","Tyabb (United Energy) 66 kV","United Energy","Summer","Coincident",2006,"TempCorrActualPOE50",167.1744128,"NA"]
[null,"VIC","TBTS66","Tyabb (United Energy) 66 kV","United Energy","Summer","Coincident",2007,"Actual",222.840844,"NA"]
[null,"VIC","TBTS66","Tyabb (United Energy) 66 kV","United Energy","Summer","Non-Coincident",2007,"Actual",235.32148799999999,"NA"]
[null,"VIC","TBTS66","Tyabb (United Energy) 66 kV","United Energy","Summer","Coincident",2009,"Actual",283.30799999999999,"NA"]
[null,"VIC","TBTS66","Tyabb (United Energy) 66 kV","United Energy","Summer","Coincident",2010,"Actual",265.59950400000002,"NA"]
[null,"VIC","TBTS66","Tyabb (United Energy) 66 kV","United Energy","Summer","Coincident",2011,"TempCorrActualPOE50",196.13146620000001,"NA"]
[null,"VIC","TBTS66","Tyabb (United Energy) 66 kV","United Energy","Summer","Coincident",2012,"Actual",202.23642599999999,"NA"]
[null,"VIC","TBTS66","Tyabb (United Energy) 66 kV","United Energy","Summer","Non-Coincident",2013,"Actual",269.30106799999999,"NA"]
[null,"VIC","TBTS66","Tyabb (United Energy) 66 kV","United Energy","Summer","Non-Coincident",2014,"TempCorrActualPOE10",272.54094270000002,"NA"]
[null,"VIC","TBTS66","Tyabb (United Energy) 66 kV","United Energy","Summer","Non-Coincident",2015,"Actual",257.77134799999999,"NA"]
[null,"VIC","TBTS66","Tyabb (United Energy) 66 kV","United Energy","Summer","Non-Coincident",2016,"POE10",285.89317899999998,0.814227425]
[null,"VIC","TBTS66","Tyabb (United Energy) 66 kV","United Energy","Summer","Non-Coincident",2018,"POE50",257.86298040000003,0.78551987300000004]
[null,"VIC","TBTS66","Tyabb (United Energy) 66 kV","United Energy","Summer","Coincident",2019,"POE10",251.4200069,0.81386493599999998]
[null,"VIC","TBTS66","Tyabb (United Energy) 66 kV","United Energy","Summer","Non-Coincident",2021,"POE10",325.58934319999997,0.81342186699999997]
[null,"VIC","TBTS66","Tyabb (United Energy) 66 kV","United Energy","Summer","Non-Coincident",2023,"POE50",285.93488200000002,0.78512196599999995]
[null,"VIC","TBTS66","Tyabb (United Energy) 66 kV","United Energy","Summer","Non-Coincident",2025,"POE10",359.3985366,0.81241337499999999]
[null,"VIC","TBTS66","Tyabb (United Energy) 66 kV","United Energy","Summer","Coincident",2025,"POE50",235.41897539999999,0.78484757000000005]
[null,"VIC","TBTS66","Tyabb (United Energy) 66 kV","United Energy","Winter","Coincident",2006,"TempCorrActualPOE10",180.6354656,"NA"]
[null,"VIC","TBTS66","Tyabb (United Energy) 66 kV","United Energy","Winter","Non-Coincident",2006,"TempCorrActualPOE50",181.4657713,"NA"]
[null,"VIC","TBTS66","Tyabb (United Energy) 66 kV","United Energy","Winter","Coincident",2008,"TempCorrActualPOE10",188.0650191,"NA"]
[null,"VIC","TBTS66","Tyabb (United Energy) 66 kV","United Energy","Winter","Coincident",2009,"TempCorrActualPOE50",186.08745099999999,"NA"]
[null,"VIC","TBTS66","Tyabb (United Energy) 66 kV","United Energy","Winter","Non-Coincident",2009,"Actual",213.2586,"NA"]
[null,"VIC","TBTS66","Tyabb (United Energy) 66 kV","United Energy","Winter","Non-Coincident",2011,"TempCorrActualPOE10",198.54525430000001,"NA"]
[null,"VIC","TBTS66","Tyabb (United Energy) 66 kV","United Energy","Winter","Non-Coincident",2012,"TempCorrActualPOE50",194.83712510000001,"NA"]
[null,"VIC","TBTS66","Tyabb (United Energy) 66 kV","United Energy","Winter","Coincident",2013,"TempCorrActualPOE10",193.11932920000001,"NA"]
[null,"VIC","TBTS66","Tyabb (United Energy) 66 kV","United Energy","Winter","Coincident",2014,"TempCorrActualPOE50",185.89919409999999,"NA"]
[null,"VIC","TBTS66","Tyabb (United Energy) 66 kV","United Energy","Winter","Coincident",2014,"Actual",184.86412000000001,"NA"]
[null,"VIC","TBTS66","Tyabb (United Energy) 66 kV","United Energy","Winter","Coincident",2016,"POE50",191.30638039999999,0.97918828300000005]
[null,"VIC","TBTS66","Tyabb (United Energy) 66 kV","United Energy","Winter","Coincident",2018,"POE10",202.23383459999999,0.99185168300000004]
[null,"VIC","TBTS66","Tyabb (United Energy) 66 kV","United Energy","Winter","Non-Coincident",2019,"POE50",200.61290310000001,0.97827928600000003]
[null,"VIC","TBTS66","Tyabb (United Energy) 66 kV","United Energy","Winter","Coincident",2021,"POE10",207.82888460000001,0.990853384]
[null,"VIC","TBTS66","Tyabb (United Energy) 66 kV","United Energy","Winter","Non-Coincident",2022,"POE10",211.76995830000001,0.99045719499999996]
[null,"VIC","TBTS66","Tyabb (United Energy) 66 kV","United Energy","Winter","Non-Coincident",2024,"POE50",209.50331,0.97643450300000001]
[null,"VIC","TGTS66","Terang (Powercor) 66 kV","Powercor","Summer","Coincident",2006,"Actual",138.06666799999999,"NA"]
[null,"VIC","TGTS66","Terang (Powercor) 66 kV","Powercor","Summer","Coincident",2007,"TempCorrActualPOE50",152.2983734,"NA"]
[null,"VIC","TGTS66","Terang (Powercor) 66 kV","Powercor","Summer","Coincident",2008,"Actual",177.16319999999999,"NA"]
[null,"VIC","TGTS66","Terang (Powercor) 66 kV","Powercor","Summer","Non-Coincident",2009,"Actual",197.25727599999999,"NA"]
[null,"VIC","TGTS66","Terang (Powercor) 66 kV","Powercor","Summer","Non-Coincident",2010,"TempCorrActualPOE10",204.8730339,"NA"]
[null,"VIC","TGTS66","Terang (Powercor) 66 kV","Powercor","Summer","Non-Coincident",2011,"TempCorrActualPOE50",183.08960160000001,"NA"]
[null,"VIC","TGTS66","Terang (Powercor) 66 kV","Powercor","Summer","Coincident",2013,"TempCorrActualPOE10",176.99884510000001,"NA"]
[null,"VIC","TGTS66","Terang (Powercor) 66 kV","Powercor","Summer","Coincident",2013,"TempCorrActualPOE50",166.83322609999999,"NA"]
[null,"VIC","TGTS66","Terang (Powercor) 66 kV","Powercor","Summer","Non-Coincident",2014,"Actual",186.40366399999999,"NA"]
[null,"VIC","TGTS66","Terang (Powercor) 66 kV","Powercor","Summer","Non-Coincident",2015,"TempCorrActualPOE10",191.52388869999999,"NA"]
[null,"VIC","TGTS66","Terang (Powercor) 66 kV","Powercor","Summer","Non-Coincident",2017,"POE50",186.48195250000001,0.83324155899999996]
[null,"VIC","TGTS66","Terang (Powercor) 66 kV","Powercor","Summer","Non-Coincident",2019,"POE10",210.9358014,0.86318957399999996]
[null,"VIC","TGTS66","Terang (Powercor) 66 kV","Powercor","Summer","Coincident",2019,"POE50",168.83002450000001,0.83302863000000005]
[null,"VIC","TGTS66","Terang (Powercor) 66 kV","Powercor","Summer","Coincident",2021,"POE10",182.0700554,0.86271965299999998]
[null,"VIC","TGTS66","Terang (Powercor) 66 kV","Powercor","Summer","Coincident",2023,"POE50",167.79796669999999,0.832704624]
[null,"VIC","TGTS66","Terang (Powercor) 66 kV","Powercor","Summer","Coincident",2024,"POE10",183.04034780000001,0.86201557799999995]
[null,"VIC","TGTS66","Terang (Powercor) 66 kV","Powercor","Winter","Non-Coincident",2005,"TempCorrActualPOE10",169.58222420000001,"NA"]
[null,"VIC","TGTS66","Terang (Powercor) 66 kV","Powercor","Winter","Non-Coincident",2005,"Actual",166.69457399999999,"NA"]
[null,"VIC","TGTS66","Terang (Powercor) 66 kV","Powercor","Winter","Coincident",2007,"TempCorrActualPOE10",161.0931314,"NA"]
[null,"VIC","TGTS66","Terang (Powercor) 66 kV","Powercor","Winter","Non-Coincident",2008,"TempCorrActualPOE50",176.2158211,"NA"]
[null,"VIC","TGTS66","Terang (Powercor) 66 kV","Powercor","Winter","Coincident",2009,"TempCorrActualPOE10",162.07245019999999,"NA"]
[null,"VIC","TGTS66","Terang (Powercor) 66 kV","Powercor","Winter","Coincident",2010,"TempCorrActualPOE50",163.08084919999999,"NA"]
[null,"VIC","TGTS66","Terang (Powercor) 66 kV","Powercor","Winter","Coincident",2011,"Actual",134.24219199999999,"NA"]
[null,"VIC","TGTS66","Terang (Powercor) 66 kV","Powercor","Winter","Coincident",2012,"TempCorrActualPOE50",173.19360990000001,"NA"]
[null,"VIC","TGTS66","Terang (Powercor) 66 kV","Powercor","Winter","Non-Coincident",2013,"TempCorrActualPOE10",197.3409001,"NA"]
[null,"VIC","TGTS66","Terang (Powercor) 66 kV","Powercor","Winter","Non-Coincident",2013,"Actual",182.28577200000001,"NA"]
[null,"VIC","TGTS66","Terang (Powercor) 66 kV","Powercor","Winter","Non-Coincident",2015,"POE50",197.597475,0.92660526099999996]
[null,"VIC","TGTS66","Terang (Powercor) 66 kV","Powercor","Winter","Coincident",2017,"POE10",205.720844,0.93885568200000002]
[null,"VIC","TGTS66","Terang (Powercor) 66 kV","Powercor","Winter","Non-Coincident",2018,"POE50",230.93041640000001,0.92597707100000004]
[null,"VIC","TGTS66","Terang (Powercor) 66 kV","Powercor","Winter","Non-Coincident",2020,"POE10",254.1729875,0.93781106400000003]
[null,"VIC","TGTS66","Terang (Powercor) 66 kV","Powercor","Winter","Non-Coincident",2022,"POE50",262.08527199999997,0.92473422500000002]
[null,"VIC","TGTS66","Terang (Powercor) 66 kV","Powercor","Winter","Non-Coincident",2023,"POE10",272.50203809999999,0.93679104000000002]
[null,"VIC","TGTS66","Terang (Powercor) 66 kV","Powercor","Winter","Coincident",2024,"POE50",253.93019469999999,0.92392162499999997]
[null,"VIC","TSTS66A","Templestowe (AusNet) 66 kV","AusNet","Summer","Non-Coincident",2006,"TempCorrActualPOE10",80.255570230000004,"NA"]
[null,"VIC","TSTS66A","Templestowe (AusNet) 66 kV","AusNet","Summer","Non-Coincident",2007,"TempCorrActualPOE50",72.610784730000006,"NA"]
[null,"VIC","TSTS66A","Templestowe (AusNet) 66 kV","AusNet","Summer","Coincident",2008,"Actual",70.993654000000006,"NA"]
[null,"VIC","TSTS66A","Templestowe (AusNet) 66 kV","AusNet","Summer","Coincident",2009,"Actual",77.428138000000004,"NA"]
[null,"VIC","TSTS66A","Templestowe (AusNet) 66 kV","AusNet","Summer","Non-Coincident",2010,"Actual",82.067902000000004,"NA"]
[null,"VIC","TSTS66A","Templestowe (AusNet) 66 kV","AusNet","Summer","Non-Coincident",2012,"TempCorrActualPOE10",82.661670920000006,"NA"]
[null,"VIC","TSTS66A","Templestowe (AusNet) 66 kV","AusNet","Summer","Non-Coincident",2012,"TempCorrActualPOE50",73.398717869999999,"NA"]
[null,"VIC","TSTS66A","Templestowe (AusNet) 66 kV","AusNet","Summer","Coincident",2014,"TempCorrActualPOE10",71.293700349999995,"NA"]
[null,"VIC","TSTS66A","Templestowe (AusNet) 66 kV","AusNet","Summer","Non-Coincident",2014,"TempCorrActualPOE50",69.872546659999998,"NA"]
[null,"VIC","TSTS66A","Templestowe (AusNet) 66 kV","AusNet","Summer","Coincident",2015,"Actual",55.962817999999999,"NA"]
[null,"VIC","TSTS66A","Templestowe (AusNet) 66 kV","AusNet","Summer","Coincident",2017,"POE50",55.503589230000003,0.83053301400000001]
[null,"VIC","TSTS66A","Templestowe (AusNet) 66 kV","AusNet","Summer","Coincident",2018,"POE50",54.62885309,0.83041847499999999]
[null,"VIC","TSTS66A","Templestowe (AusNet) 66 kV","AusNet","Summer","Coincident",2020,"POE10",64.100727520000007,0.86008336299999999]
[null,"VIC","TSTS66A","Templestowe (AusNet) 66 kV","AusNet","Summer","Coincident",2022,"POE50",52.839776020000002,0.83004700600000003]
[null,"VIC","TSTS66A","Templestowe (AusNet) 66 kV","AusNet","Summer","Non-Coincident",2023,"POE10",73.965080950000001,0.85950585899999998]
[null,"VIC","TSTS66A","Templestowe (AusNet) 66 kV","AusNet","Summer","Non-Coincident",2025,"POE50",64.11772843,0.82970774400000002]
[null,"VIC","TSTS66A","Templestowe (AusNet) 66 kV","AusNet","Winter","Coincident",2005,"TempCorrActualPOE10",72.735109080000001,"NA"]
[null,"VIC","TSTS66A","Templestowe (AusNet) 66 kV","AusNet","Winter","Coincident",2006,"TempCorrActualPOE50",66.314726089999994,"NA"]
[null,"VIC","TSTS66A","Templestowe (AusNet) 66 kV","AusNet","Winter","Coincident",2007,"Actual",71.985427999999999,"NA"]
[null,"VIC","TSTS66A","Templestowe (AusNet) 66 kV","AusNet","Winter","Non-Coincident",2008,"Actual",74.953695999999994,"NA"]
[null,"VIC","TSTS66A","Templestowe (AusNet) 66 kV","AusNet","Winter","Non-Coincident",2009,"TempCorrActualPOE10",76.029592170000001,"NA"]
[null,"VIC","TSTS66A","Templestowe (AusNet) 66 kV","AusNet","Winter","Coincident",2010,"TempCorrActualPOE10",77.005821900000001,"NA"]
[null,"VIC","TSTS66A","Templestowe (AusNet) 66 kV","AusNet","Winter","Coincident",2011,"TempCorrActualPOE50",64.670249170000005,"NA"]
[null,"VIC","TSTS66A","Templestowe (AusNet) 66 kV","AusNet","Winter","Coincident",2012,"Actual",55.886066,"NA"]
[null,"VIC","TSTS66A","Templestowe (AusNet) 66 kV","AusNet","Winter","Coincident",2013,"TempCorrActualPOE50",59.996061279999999,"NA"]
[null,"VIC","TSTS66A","Templestowe (AusNet) 66 kV","AusNet","Winter","Non-Coincident",2014,"TempCorrActualPOE10",62.431649520000001,"NA"]
[null,"VIC","TSTS66A","Templestowe (AusNet) 66 kV","AusNet","Winter","Non-Coincident",2016,"POE50",59.880244959999999,0.95984227]
[null,"VIC","TSTS66A","Templestowe (AusNet) 66 kV","AusNet","Winter","Non-Coincident",2018,"POE10",59.954742860000003,0.97225547700000003]
[null,"VIC","TSTS66A","Templestowe (AusNet) 66 kV","AusNet","Winter","Coincident",2018,"POE50",55.401333610000002,0.95927225199999999]
[null,"VIC","TSTS66A","Templestowe (AusNet) 66 kV","AusNet","Winter","Non-Coincident",2021,"POE10",56.523875920000002,0.97127690200000005]
[null,"VIC","TSTS66A","Templestowe (AusNet) 66 kV","AusNet","Winter","Non-Coincident",2022,"POE50",53.306810689999999,0.95798471699999999]
[null,"VIC","TSTS66A","Templestowe (AusNet) 66 kV","AusNet","Winter","Coincident",2023,"POE50",49.863543180000001,0.95762333399999999]
[null,"VIC","TSTS66A","Templestowe (AusNet) 66 kV","AusNet","Winter","Coincident",2024,"POE10",51.294684480000001,0.96995773699999999]
[null,"VIC","TSTS66C","Templestowe (CitiPower) 66 kV","Citipower","Summer","Non-Coincident",2006,"Actual",82.004934000000006,"NA"]
[null,"VIC","TSTS66C","Templestowe (CitiPower) 66 kV","Citipower","Summer","Non-Coincident",2008,"TempCorrActualPOE10",76.668689880000002,"NA"]
[null,"VIC","TSTS66C","Templestowe (CitiPower) 66 kV","Citipower","Summer","Non-Coincident",2009,"TempCorrActualPOE50",65.916313059999993,"NA"]
[null,"VIC","TSTS66C","Templestowe (CitiPower) 66 kV","Citipower","Summer","Coincident",2010,"TempCorrActualPOE10",77.357784980000005,"NA"]
[null,"VIC","TSTS66C","Templestowe (CitiPower) 66 kV","Citipower","Summer","Non-Coincident",2011,"TempCorrActualPOE50",71.898732289999998,"NA"]
[null,"VIC","TSTS66C","Templestowe (CitiPower) 66 kV","Citipower","Summer","Coincident",2011,"Actual",88.55283,"NA"]
[null,"VIC","TSTS66C","Templestowe (CitiPower) 66 kV","Citipower","Summer","Non-Coincident",2013,"TempCorrActualPOE10",76.01639059,"NA"]
[null,"VIC","TSTS66C","Templestowe (CitiPower) 66 kV","Citipower","Summer","Non-Coincident",2014,"TempCorrActualPOE50",62.306622560000001,"NA"]
[null,"VIC","TSTS66C","Templestowe (CitiPower) 66 kV","Citipower","Summer","Coincident",2015,"TempCorrActualPOE10",66.496347799999995,"NA"]
[null,"VIC","TSTS66C","Templestowe (CitiPower) 66 kV","Citipower","Summer","Coincident",2016,"POE50",53.51613837,0.86560315200000004]
[null,"VIC","TSTS66C","Templestowe (CitiPower) 66 kV","Citipower","Summer","Coincident",2018,"POE10",61.865723629999998,0.89690360300000005]
[null,"VIC","TSTS66C","Templestowe (CitiPower) 66 kV","Citipower","Summer","Non-Coincident",2019,"POE50",60.426501500000001,0.86538194899999998]
[null,"VIC","TSTS66C","Templestowe (CitiPower) 66 kV","Citipower","Summer","Coincident",2021,"POE10",60.277620110000001,0.89622611699999999]
[null,"VIC","TSTS66C","Templestowe (CitiPower) 66 kV","Citipower","Summer","Coincident",2021,"POE50",51.963289590000002,0.86519146999999996]
[null,"VIC","TSTS66C","Templestowe (CitiPower) 66 kV","Citipower","Summer","Non-Coincident",2024,"POE10",66.936963779999999,0.89549469699999995]
[null,"VIC","TSTS66C","Templestowe (CitiPower) 66 kV","Citipower","Summer","Coincident",2025,"POE50",53.539267889999998,0.86474302999999997]
[null,"VIC","TSTS66C","Templestowe (CitiPower) 66 kV","Citipower","Winter","Non-Coincident",2005,"TempCorrActualPOE50",53.35083745,"NA"]
[null,"VIC","TSTS66C","Templestowe (CitiPower) 66 kV","Citipower","Winter","Coincident",2007,"TempCorrActualPOE10",45.289087170000002,"NA"]
[null,"VIC","TSTS66C","Templestowe (CitiPower) 66 kV","Citipower","Winter","Coincident",2008,"TempCorrActualPOE50",44.112695420000001,"NA"]
[null,"VIC","TSTS66C","Templestowe (CitiPower) 66 kV","Citipower","Winter","Coincident",2008,"Actual",73.560981999999996,"NA"]
[null,"VIC","TSTS66C","Templestowe (CitiPower) 66 kV","Citipower","Winter","Coincident",2010,"TempCorrActualPOE50",44.53253995,"NA"]
[null,"VIC","TSTS66C","Templestowe (CitiPower) 66 kV","Citipower","Winter","Non-Coincident",2010,"TempCorrActualPOE10",57.811230330000001,"NA"]
[null,"VIC","TSTS66C","Templestowe (CitiPower) 66 kV","Citipower","Winter","Non-Coincident",2011,"Actual",78.791696000000002,"NA"]
[null,"VIC","TSTS66C","Templestowe (CitiPower) 66 kV","Citipower","Winter","Coincident",2013,"TempCorrActualPOE10",40.853276950000001,"NA"]
[null,"VIC","TSTS66C","Templestowe (CitiPower) 66 kV","Citipower","Winter","Non-Coincident",2013,"TempCorrActualPOE50",48.672224649999997,"NA"]
[null,"VIC","TSTS66C","Templestowe (CitiPower) 66 kV","Citipower","Winter","Coincident",2014,"Actual",44.465876000000002,"NA"]
[null,"VIC","TSTS66C","Templestowe (CitiPower) 66 kV","Citipower","Winter","Non-Coincident",2017,"POE10",47.982456509999999,0.829302859]
[null,"VIC","TSTS66C","Templestowe (CitiPower) 66 kV","Citipower","Winter","Coincident",2017,"POE50",38.080089819999998,0.81822644099999997]
[null,"VIC","TSTS66C","Templestowe (CitiPower) 66 kV","Citipower","Winter","Coincident",2019,"POE10",39.123070230000003,0.82866351699999996]
[null,"VIC","TSTS66C","Templestowe (CitiPower) 66 kV","Citipower","Winter","Non-Coincident",2020,"POE50",45.560134789999999,0.81734688700000002]
[null,"VIC","TSTS66C","Templestowe (CitiPower) 66 kV","Citipower","Winter","Coincident",2022,"POE10",38.892434450000003,0.82783169400000001]
[null,"VIC","TSTS66C","Templestowe (CitiPower) 66 kV","Citipower","Winter","Non-Coincident",2024,"POE50",46.022937280000001,0.816111421]
[null,"VIC","TSTS66J","Templestowe (Jemena) 66 kV","Jemena","Summer","Coincident",2006,"Actual",18.389099999999999,"NA"]
[null,"VIC","TSTS66J","Templestowe (Jemena) 66 kV","Jemena","Summer","Non-Coincident",2010,"Actual",24.266396,"NA"]
[null,"VIC","TSTS66J","Templestowe (Jemena) 66 kV","Jemena","Summer","Non-Coincident",2013,"TempCorrActualPOE50",56.534138169999999,"NA"]
[null,"VIC","TSTS66J","Templestowe (Jemena) 66 kV","Jemena","Summer","Coincident",2014,"TempCorrActualPOE10",56.598797230000002,"NA"]
[null,"VIC","TSTS66J","Templestowe (Jemena) 66 kV","Jemena","Summer","Coincident",2015,"TempCorrActualPOE50",47.51114578,"NA"]
[null,"VIC","TSTS66J","Templestowe (Jemena) 66 kV","Jemena","Summer","Coincident",2015,"Actual",49.844914000000003,"NA"]
[null,"VIC","TSTS66J","Templestowe (Jemena) 66 kV","Jemena","Summer","Coincident",2017,"POE50",45.32957098,0.82484737299999999]
[null,"VIC","TSTS66J","Templestowe (Jemena) 66 kV","Jemena","Summer","Coincident",2019,"POE10",56.190618069999999,0.85449368800000003]
[null,"VIC","TSTS66J","Templestowe (Jemena) 66 kV","Jemena","Summer","Non-Coincident",2020,"POE50",57.583559819999998,0.82449550299999996]
[null,"VIC","TSTS66J","Templestowe (Jemena) 66 kV","Jemena","Summer","Non-Coincident",2022,"POE10",69.222780049999997,0.85385732000000003]
[null,"VIC","TSTS66J","Templestowe (Jemena) 66 kV","Jemena","Summer","Non-Coincident",2024,"POE50",61.404437160000001,0.82417190699999998]
[null,"VIC","TSTS66J","Templestowe (Jemena) 66 kV","Jemena","Summer","Non-Coincident",2025,"POE10",73.164643810000001,0.85296966399999996]
[null,"VIC","TSTS66J","Templestowe (Jemena) 66 kV","Jemena","Winter","Coincident",2007,"Actual",17.260020000000001,"NA"]
[null,"VIC","TSTS66J","Templestowe (Jemena) 66 kV","Jemena","Winter","Non-Coincident",2008,"Actual",17.262888,"NA"]
[null,"VIC","TSTS66J","Templestowe (Jemena) 66 kV","Jemena","Winter","Non-Coincident",2012,"TempCorrActualPOE10",54.82657322,"NA"]
[null,"VIC","TSTS66J","Templestowe (Jemena) 66 kV","Jemena","Winter","Non-Coincident",2013,"TempCorrActualPOE50",52.190695720000001,"NA"]
[null,"VIC","TSTS66J","Templestowe (Jemena) 66 kV","Jemena","Winter","Coincident",2014,"TempCorrActualPOE10",43.537484499999998,"NA"]
[null,"VIC","TSTS66J","Templestowe (Jemena) 66 kV","Jemena","Winter","Non-Coincident",2015,"POE50",51.658832369999999,0.81122608100000004]
[null,"VIC","TSTS66J","Templestowe (Jemena) 66 kV","Jemena","Winter","Coincident",2017,"POE10",46.785042259999997,0.82195110199999999]
[null,"VIC","TSTS66J","Templestowe (Jemena) 66 kV","Jemena","Winter","Non-Coincident",2018,"POE50",54.476618639999998,0.810676112]
[null,"VIC","TSTS66J","Templestowe (Jemena) 66 kV","Jemena","Winter","Non-Coincident",2020,"POE10",60.315245089999998,0.821036557]
[null,"VIC","TSTS66J","Templestowe (Jemena) 66 kV","Jemena","Winter","Coincident",2021,"POE50",46.899796340000002,0.80985958700000005]
[null,"VIC","TSTS66J","Templestowe (Jemena) 66 kV","Jemena","Winter","Non-Coincident",2023,"POE50",60.005520349999998,0.80928261999999995]
[null,"VIC","TSTS66U","Templestowe (United Energy) 66 kV","United Energy","Summer","Coincident",2006,"TempCorrActualPOE10",138.59369849999999,"NA"]
[null,"VIC","TSTS66U","Templestowe (United Energy) 66 kV","United Energy","Summer","Non-Coincident",2006,"TempCorrActualPOE50",126.0461864,"NA"]
[null,"VIC","TSTS66U","Templestowe (United Energy) 66 kV","United Energy","Summer","Coincident",2007,"Actual",113.24260200000001,"NA"]
[null,"VIC","TSTS66U","Templestowe (United Energy) 66 kV","United Energy","Summer","Coincident",2009,"TempCorrActualPOE50",121.1009517,"NA"]
[null,"VIC","TSTS66U","Templestowe (United Energy) 66 kV","United Energy","Summer","Coincident",2009,"Actual",149.52224200000001,"NA"]
[null,"VIC","TSTS66U","Templestowe (United Energy) 66 kV","United Energy","Summer","Non-Coincident",2010,"Actual",141.966274,"NA"]
[null,"VIC","TSTS66U","Templestowe (United Energy) 66 kV","United Energy","Summer","Non-Coincident",2011,"TempCorrActualPOE10",149.75537990000001,"NA"]
[null,"VIC","TSTS66U","Templestowe (United Energy) 66 kV","United Energy","Summer","Non-Coincident",2012,"TempCorrActualPOE50",126.14036419999999,"NA"]
[null,"VIC","TSTS66U","Templestowe (United Energy) 66 kV","United Energy","Summer","Coincident",2014,"TempCorrActualPOE50",117.5662767,"NA"]
[null,"VIC","TSTS66U","Templestowe (United Energy) 66 kV","United Energy","Summer","Coincident",2014,"Actual",133.69427400000001,"NA"]
[null,"VIC","TSTS66U","Templestowe (United Energy) 66 kV","United Energy","Summer","Non-Coincident",2015,"Actual",115.732366,"NA"]
[null,"VIC","TSTS66U","Templestowe (United Energy) 66 kV","United Energy","Summer","Non-Coincident",2018,"POE10",151.1307204,0.92010643400000003]
[null,"VIC","TSTS66U","Templestowe (United Energy) 66 kV","United Energy","Summer","Coincident",2018,"POE50",117.90963189999999,0.887873774]
[null,"VIC","TSTS66U","Templestowe (United Energy) 66 kV","United Energy","Summer","Coincident",2020,"POE10",140.66581410000001,0.91959112799999998]
[null,"VIC","TSTS66U","Templestowe (United Energy) 66 kV","United Energy","Summer","Non-Coincident",2021,"POE50",133.8724765,0.88757390999999997]
[null,"VIC","TSTS66U","Templestowe (United Energy) 66 kV","United Energy","Summer","Non-Coincident",2023,"POE10",154.78432269999999,0.91897366700000005]
[null,"VIC","TSTS66U","Templestowe (United Energy) 66 kV","United Energy","Summer","Non-Coincident",2025,"POE50",136.4329128,0.88711386999999997]
[null,"VIC","TSTS66U","Templestowe (United Energy) 66 kV","United Energy","Winter","Coincident",2005,"TempCorrActualPOE50",91.944426410000005,"NA"]
[null,"VIC","TSTS66U","Templestowe (United Energy) 66 kV","United Energy","Winter","Non-Coincident",2006,"TempCorrActualPOE10",93.653966800000006,"NA"]
[null,"VIC","TSTS66U","Templestowe (United Energy) 66 kV","United Energy","Winter","Non-Coincident",2007,"Actual",93.643664000000001,"NA"]
[null,"VIC","TSTS66U","Templestowe (United Energy) 66 kV","United Energy","Winter","Coincident",2008,"TempCorrActualPOE10",92.814587720000006,"NA"]
[null,"VIC","TSTS66U","Templestowe (United Energy) 66 kV","United Energy","Winter","Non-Coincident",2009,"TempCorrActualPOE50",92.062317809999996,"NA"]
[null,"VIC","TSTS66U","Templestowe (United Energy) 66 kV","United Energy","Winter","Coincident",2010,"TempCorrActualPOE10",93.548137229999995,"NA"]
[null,"VIC","TSTS66U","Templestowe (United Energy) 66 kV","United Energy","Winter","Coincident",2011,"TempCorrActualPOE50",89.543395079999996,"NA"]
[null,"VIC","TSTS66U","Templestowe (United Energy) 66 kV","United Energy","Winter","Coincident",2012,"Actual",89.017718000000002,"NA"]
[null,"VIC","TSTS66U","Templestowe (United Energy) 66 kV","United Energy","Winter","Coincident",2013,"TempCorrActualPOE50",87.737583580000006,"NA"]
[null,"VIC","TSTS66U","Templestowe (United Energy) 66 kV","United Energy","Winter","Non-Coincident",2015,"POE10",91.436569710000001,1]
[null,"VIC","TSTS66U","Templestowe (United Energy) 66 kV","United Energy","Winter","Coincident",2016,"POE10",100.0503763,1]
[null,"VIC","TSTS66U","Templestowe (United Energy) 66 kV","United Energy","Winter","Coincident",2016,"POE50",96.429416700000004,0.99792066999999995]
[null,"VIC","TSTS66U","Templestowe (United Energy) 66 kV","United Energy","Winter","Non-Coincident",2019,"POE10",100.95137630000001,1]
[null,"VIC","TSTS66U","Templestowe (United Energy) 66 kV","United Energy","Winter","Coincident",2019,"POE50",97.971651390000005,0.99699428499999998]
[null,"VIC","TSTS66U","Templestowe (United Energy) 66 kV","United Energy","Winter","Coincident",2021,"POE10",102.9301942,1]
[null,"VIC","TSTS66U","Templestowe (United Energy) 66 kV","United Energy","Winter","Coincident",2023,"POE50",99.787428610000006,0.99561370500000002]
[null,"VIC","TSTS66U","Templestowe (United Energy) 66 kV","United Energy","Winter","Coincident",2024,"POE10",104.99143410000001,1]
[null,"VIC","TTS1266A","Thomastown 12 (AusNet) 66 kV","AusNet","Summer","Non-Coincident",2008,"Actual",294.06241399999999,"NA"]
[null,"VIC","TTS1266A","Thomastown 12 (AusNet) 66 kV","AusNet","Summer","Coincident",2011,"Actual",135.028504,"NA"]
[null,"VIC","TTS1266A","Thomastown 12 (AusNet) 66 kV","AusNet","Summer","Non-Coincident",2012,"TempCorrActualPOE50",132.33785270000001,"NA"]
[null,"VIC","TTS1266A","Thomastown 12 (AusNet) 66 kV","AusNet","Summer","Non-Coincident",2013,"TempCorrActualPOE50",129.7417361,"NA"]
[null,"VIC","TTS1266A","Thomastown 12 (AusNet) 66 kV","AusNet","Summer","Coincident",2014,"TempCorrActualPOE10",139.3690727,"NA"]
[null,"VIC","TTS1266A","Thomastown 12 (AusNet) 66 kV","AusNet","Summer","Coincident",2015,"TempCorrActualPOE50",120.666088,"NA"]
[null,"VIC","TTS1266A","Thomastown 12 (AusNet) 66 kV","AusNet","Summer","Non-Coincident",2017,"POE10",136.88313310000001,0.94788433000000005]
[null,"VIC","TTS1266A","Thomastown 12 (AusNet) 66 kV","AusNet","Summer","Coincident",2018,"POE50",107.21135719999999,0.91450297300000005]
[null,"VIC","TTS1266A","Thomastown 12 (AusNet) 66 kV","AusNet","Summer","Coincident",2019,"POE10",126.6321295,0.94750232099999998]
[null,"VIC","TTS1266A","Thomastown 12 (AusNet) 66 kV","AusNet","Summer","Coincident",2021,"POE50",103.2946482,0.91419411500000003]
[null,"VIC","TTS1266A","Thomastown 12 (AusNet) 66 kV","AusNet","Summer","Non-Coincident",2022,"POE10",130.58464000000001,0.94679668699999997]
[null,"VIC","TTS1266A","Thomastown 12 (AusNet) 66 kV","AusNet","Summer","Coincident",2024,"POE10",122.01438709999999,0.94621365400000002]
[null,"VIC","TTS1266A","Thomastown 12 (AusNet) 66 kV","AusNet","Summer","Non-Coincident",2025,"POE50",108.5926302,0.91372027700000003]
[null,"VIC","TTS1266A","Thomastown 12 (AusNet) 66 kV","AusNet","Winter","Coincident",2007,"Actual",228.13687999999999,"NA"]
[null,"VIC","TTS1266A","Thomastown 12 (AusNet) 66 kV","AusNet","Winter","Coincident",2011,"TempCorrActualPOE50",98.461447440000001,"NA"]
[null,"VIC","TTS1266A","Thomastown 12 (AusNet) 66 kV","AusNet","Winter","Non-Coincident",2012,"TempCorrActualPOE10",100.8184174,"NA"]
[null,"VIC","TTS1266A","Thomastown 12 (AusNet) 66 kV","AusNet","Winter","Non-Coincident",2012,"Actual",95.815494000000001,"NA"]
[null,"VIC","TTS1266A","Thomastown 12 (AusNet) 66 kV","AusNet","Winter","Non-Coincident",2014,"TempCorrActualPOE10",102.6709896,"NA"]
[null,"VIC","TTS1266A","Thomastown 12 (AusNet) 66 kV","AusNet","Winter","Non-Coincident",2014,"TempCorrActualPOE50",99.711410439999995,"NA"]
[null,"VIC","TTS1266A","Thomastown 12 (AusNet) 66 kV","AusNet","Winter","Coincident",2016,"POE10",101.1769362,0.98784420799999995]
[null,"VIC","TTS1266A","Thomastown 12 (AusNet) 66 kV","AusNet","Winter","Non-Coincident",2018,"POE50",101.5651349,0.97409944000000004]
[null,"VIC","TTS1266A","Thomastown 12 (AusNet) 66 kV","AusNet","Winter","Non-Coincident",2019,"POE50",102.7196156,0.97377345900000001]
[null,"VIC","TTS1266A","Thomastown 12 (AusNet) 66 kV","AusNet","Winter","Coincident",2021,"POE10",106.1928147,0.98628964200000002]
[null,"VIC","TTS1266A","Thomastown 12 (AusNet) 66 kV","AusNet","Winter","Non-Coincident",2023,"POE50",106.5949711,0.97242503499999999]
[null,"VIC","TTS1266A","Thomastown 12 (AusNet) 66 kV","AusNet","Winter","Non-Coincident",2024,"POE10",111.2785435,0.98495008699999997]
[null,"VIC","TTS1266J","Thomastown 12 (Jemena) 66 kV","Jemena","Summer","Non-Coincident",2006,"Actual",99.707288000000005,"NA"]
[null,"VIC","TTS1266J","Thomastown 12 (Jemena) 66 kV","Jemena","Summer","Coincident",2007,"TempCorrActualPOE10",116.0677017,"NA"]
[null,"VIC","TTS1266J","Thomastown 12 (Jemena) 66 kV","Jemena","Summer","Non-Coincident",2008,"TempCorrActualPOE50",114.1316329,"NA"]
[null,"VIC","TTS1266J","Thomastown 12 (Jemena) 66 kV","Jemena","Summer","Coincident",2009,"Actual",120.78863,"NA"]
[null,"VIC","TTS1266J","Thomastown 12 (Jemena) 66 kV","Jemena","Summer","Coincident",2010,"TempCorrActualPOE50",112.79491849999999,"NA"]
[null,"VIC","TTS1266J","Thomastown 12 (Jemena) 66 kV","Jemena","Summer","Non-Coincident",2011,"TempCorrActualPOE10",127.57704769999999,"NA"]
[null,"VIC","TTS1266J","Thomastown 12 (Jemena) 66 kV","Jemena","Summer","Coincident",2013,"TempCorrActualPOE10",103.3545117,"NA"]
[null,"VIC","TTS1266J","Thomastown 12 (Jemena) 66 kV","Jemena","Summer","Non-Coincident",2013,"TempCorrActualPOE50",97.791957310000001,"NA"]
[null,"VIC","TTS1266J","Thomastown 12 (Jemena) 66 kV","Jemena","Summer","Coincident",2015,"TempCorrActualPOE10",98.640562189999997,"NA"]
[null,"VIC","TTS1266J","Thomastown 12 (Jemena) 66 kV","Jemena","Summer","Coincident",2015,"TempCorrActualPOE50",89.684997449999997,"NA"]
[null,"VIC","TTS1266J","Thomastown 12 (Jemena) 66 kV","Jemena","Summer","Non-Coincident",2017,"POE10",94.168482879999999,0.92265095600000002]
[null,"VIC","TTS1266J","Thomastown 12 (Jemena) 66 kV","Jemena","Summer","Coincident",2018,"POE50",72.938549910000006,0.89015823400000005]
[null,"VIC","TTS1266J","Thomastown 12 (Jemena) 66 kV","Jemena","Summer","Coincident",2019,"POE10",80.994632229999993,0.92227911600000001]
[null,"VIC","TTS1266J","Thomastown 12 (Jemena) 66 kV","Jemena","Summer","Coincident",2021,"POE50",67.402237490000005,0.88985759900000005]
[null,"VIC","TTS1266J","Thomastown 12 (Jemena) 66 kV","Jemena","Summer","Coincident",2023,"POE50",65.520794820000006,0.88970732200000002]
[null,"VIC","TTS1266J","Thomastown 12 (Jemena) 66 kV","Jemena","Summer","Coincident",2024,"POE10",75.513802089999999,0.92102475399999995]
[null,"VIC","TTS1266J","Thomastown 12 (Jemena) 66 kV","Jemena","Winter","Coincident",2005,"TempCorrActualPOE50",81.653248079999997,"NA"]
[null,"VIC","TTS1266J","Thomastown 12 (Jemena) 66 kV","Jemena","Winter","Coincident",2005,"Actual",76.926361999999997,"NA"]
[null,"VIC","TTS1266J","Thomastown 12 (Jemena) 66 kV","Jemena","Winter","Coincident",2007,"TempCorrActualPOE50",83.695560999999998,"NA"]
[null,"VIC","TTS1266J","Thomastown 12 (Jemena) 66 kV","Jemena","Winter","Non-Coincident",2008,"TempCorrActualPOE10",98.25238109,"NA"]
[null,"VIC","TTS1266J","Thomastown 12 (Jemena) 66 kV","Jemena","Winter","Non-Coincident",2008,"Actual",94.145399999999995,"NA"]
[null,"VIC","TTS1266J","Thomastown 12 (Jemena) 66 kV","Jemena","Winter","Non-Coincident",2010,"TempCorrActualPOE10",95.784057129999994,"NA"]
[null,"VIC","TTS1266J","Thomastown 12 (Jemena) 66 kV","Jemena","Winter","Non-Coincident",2011,"TempCorrActualPOE50",90.009458120000005,"NA"]
[null,"VIC","TTS1266J","Thomastown 12 (Jemena) 66 kV","Jemena","Winter","Coincident",2012,"Actual",73.683235999999994,"NA"]
[null,"VIC","TTS1266J","Thomastown 12 (Jemena) 66 kV","Jemena","Winter","Non-Coincident",2013,"TempCorrActualPOE10",82.171064099999995,"NA"]
[null,"VIC","TTS1266J","Thomastown 12 (Jemena) 66 kV","Jemena","Winter","Non-Coincident",2013,"Actual",80.408376000000004,"NA"]
[null,"VIC","TTS1266J","Thomastown 12 (Jemena) 66 kV","Jemena","Winter","Coincident",2015,"POE10",70.599638580000004,0.89603824099999996]
[null,"VIC","TTS1266J","Thomastown 12 (Jemena) 66 kV","Jemena","Winter","Non-Coincident",2017,"POE50",73.993734509999996,0.88384802399999995]
[null,"VIC","TTS1266J","Thomastown 12 (Jemena) 66 kV","Jemena","Winter","Non-Coincident",2018,"POE10",74.342756399999999,0.89548261399999995]
[null,"VIC","TTS1266J","Thomastown 12 (Jemena) 66 kV","Jemena","Winter","Non-Coincident",2020,"POE50",71.327531910000005,0.88289793100000002]
[null,"VIC","TTS1266J","Thomastown 12 (Jemena) 66 kV","Jemena","Winter","Non-Coincident",2022,"POE10",72.821511779999994,0.894223616]
[null,"VIC","TTS1266J","Thomastown 12 (Jemena) 66 kV","Jemena","Winter","Coincident",2022,"POE50",62.466622399999999,0.88233872599999996]
[null,"VIC","TTS1266J","Thomastown 12 (Jemena) 66 kV","Jemena","Winter","Coincident",2024,"POE10",65.789176729999994,0.89336631200000005]
[null,"VIC","TTS3466J","Thomastown 34 (Jemena) 66 kV","Jemena","Summer","Non-Coincident",2006,"Actual",181.89352,"NA"]
[null,"VIC","TTS3466J","Thomastown 34 (Jemena) 66 kV","Jemena","Summer","Non-Coincident",2007,"Actual",203.62888799999999,"NA"]
[null,"VIC","TTS3466J","Thomastown 34 (Jemena) 66 kV","Jemena","Summer","Coincident",2009,"TempCorrActualPOE10",236.97025600000001,"NA"]
[null,"VIC","TTS3466J","Thomastown 34 (Jemena) 66 kV","Jemena","Summer","Non-Coincident",2009,"TempCorrActualPOE50",221.42504579999999,"NA"]
[null,"VIC","TTS3466J","Thomastown 34 (Jemena) 66 kV","Jemena","Summer","Coincident",2010,"Actual",222.434494,"NA"]
[null,"VIC","TTS3466J","Thomastown 34 (Jemena) 66 kV","Jemena","Summer","Coincident",2012,"TempCorrActualPOE50",234.55841580000001,"NA"]
[null,"VIC","TTS3466J","Thomastown 34 (Jemena) 66 kV","Jemena","Summer","Coincident",2012,"Actual",214.19092800000001,"NA"]
[null,"VIC","TTS3466J","Thomastown 34 (Jemena) 66 kV","Jemena","Summer","Non-Coincident",2013,"Actual",250.65322800000001,"NA"]
[null,"VIC","TTS3466J","Thomastown 34 (Jemena) 66 kV","Jemena","Summer","Non-Coincident",2014,"TempCorrActualPOE10",264.11868099999998,"NA"]
[null,"VIC","TTS3466J","Thomastown 34 (Jemena) 66 kV","Jemena","Summer","Non-Coincident",2016,"POE10",262.23115730000001,0.93560061900000002]
[null,"VIC","TTS3466J","Thomastown 34 (Jemena) 66 kV","Jemena","Summer","Coincident",2017,"POE50",205.1606563,0.88851641100000001]
[null,"VIC","TTS3466J","Thomastown 34 (Jemena) 66 kV","Jemena","Summer","Coincident",2018,"POE10",234.3520613,0.93520219699999996]
[null,"VIC","TTS3466J","Thomastown 34 (Jemena) 66 kV","Jemena","Summer","Non-Coincident",2020,"POE50",229.03694369999999,0.88801862499999995]
[null,"VIC","TTS3466J","Thomastown 34 (Jemena) 66 kV","Jemena","Summer","Coincident",2022,"POE10",232.68571170000001,0.93444998300000004]
[null,"VIC","TTS3466J","Thomastown 34 (Jemena) 66 kV","Jemena","Summer","Non-Coincident",2023,"POE50",226.6193366,0.88822475999999995]
[null,"VIC","TTS3466J","Thomastown 34 (Jemena) 66 kV","Jemena","Summer","Non-Coincident",2025,"POE10",249.66435039999999,0.93370290199999995]
[null,"VIC","TTS3466J","Thomastown 34 (Jemena) 66 kV","Jemena","Summer","Coincident",2025,"POE50",201.91650759999999,0.888364979]
[null,"VIC","TTS3466J","Thomastown 34 (Jemena) 66 kV","Jemena","Winter","Non-Coincident",2006,"TempCorrActualPOE10",185.18051,"NA"]
[null,"VIC","TTS3466J","Thomastown 34 (Jemena) 66 kV","Jemena","Winter","Coincident",2007,"TempCorrActualPOE10",175.35934560000001,"NA"]
[null,"VIC","TTS3466J","Thomastown 34 (Jemena) 66 kV","Jemena","Winter","Coincident",2008,"TempCorrActualPOE50",181.41132429999999,"NA"]
[null,"VIC","TTS3466J","Thomastown 34 (Jemena) 66 kV","Jemena","Winter","Non-Coincident",2009,"TempCorrActualPOE10",202.7223535,"NA"]
[null,"VIC","TTS3466J","Thomastown 34 (Jemena) 66 kV","Jemena","Winter","Non-Coincident",2010,"Actual",203.15985599999999,"NA"]
[null,"VIC","TTS3466J","Thomastown 34 (Jemena) 66 kV","Jemena","Winter","Non-Coincident",2011,"TempCorrActualPOE10",203.9978083,"NA"]
[null,"VIC","TTS3466J","Thomastown 34 (Jemena) 66 kV","Jemena","Winter","Non-Coincident",2012,"TempCorrActualPOE50",205.39775710000001,"NA"]
[null,"VIC","TTS3466J","Thomastown 34 (Jemena) 66 kV","Jemena","Winter","Coincident",2013,"TempCorrActualPOE10",194.61524489999999,"NA"]
[null,"VIC","TTS3466J","Thomastown 34 (Jemena) 66 kV","Jemena","Winter","Coincident",2014,"TempCorrActualPOE50",196.44879359999999,"NA"]
[null,"VIC","TTS3466J","Thomastown 34 (Jemena) 66 kV","Jemena","Winter","Non-Coincident",2016,"POE10",235.38248060000001,0.92236375599999998]
[null,"VIC","TTS3466J","Thomastown 34 (Jemena) 66 kV","Jemena","Winter","Coincident",2016,"POE50",208.66957719999999,0.90404602499999998]
[null,"VIC","TTS3466J","Thomastown 34 (Jemena) 66 kV","Jemena","Winter","Coincident",2019,"POE10",221.89358050000001,0.92160475399999997]
[null,"VIC","TTS3466J","Thomastown 34 (Jemena) 66 kV","Jemena","Winter","Non-Coincident",2021,"POE10",250.90719350000001,0.92120988299999995]
[null,"VIC","TTS3466J","Thomastown 34 (Jemena) 66 kV","Jemena","Winter","Coincident",2021,"POE50",221.9464648,0.903309637]
[null,"VIC","TTS3466J","Thomastown 34 (Jemena) 66 kV","Jemena","Winter","Coincident",2023,"POE10",241.40824169999999,0.92064288900000002]
[null,"VIC","TTS3466J","Thomastown 34 (Jemena) 66 kV","Jemena","Winter","Non-Coincident",2024,"POE50",261.9636764,0.90299385799999998]
[null,"VIC","VCB2","Aquasure Desalination 220kV","Direct Connect","Summer","Coincident",2012,"Actual","NA","NA"]
[null,"VIC","VCB2","Aquasure Desalination 220kV","Direct Connect","Summer","Coincident",2014,"TempCorrActualPOE50","NA","NA"]
[null,"VIC","VCB2","Aquasure Desalination 220kV","Direct Connect","Summer","Coincident",2014,"Actual","NA","NA"]
[null,"VIC","VCB2","Aquasure Desalination 220kV","Direct Connect","Summer","Non-Coincident",2015,"Actual","NA","NA"]
[null,"VIC","VCB2","Aquasure Desalination 220kV","Direct Connect","Summer","Non-Coincident",2018,"POE50","NA","NA"]
[null,"VIC","VCB2","Aquasure Desalination 220kV","Direct Connect","Summer","Coincident",2018,"POE10","NA","NA"]
[null,"VIC","VCB2","Aquasure Desalination 220kV","Direct Connect","Summer","Coincident",2020,"POE50","NA","NA"]
[null,"VIC","VCB2","Aquasure Desalination 220kV","Direct Connect","Summer","Coincident",2021,"POE10","NA","NA"]
[null,"VIC","VCB2","Aquasure Desalination 220kV","Direct Connect","Summer","Non-Coincident",2023,"POE50","NA","NA"]
[null,"VIC","VCB2","Aquasure Desalination 220kV","Direct Connect","Summer","Coincident",2025,"POE10","NA","NA"]
[null,"VIC","VCB2","Aquasure Desalination 220kV","Direct Connect","Winter","Coincident",2012,"TempCorrActualPOE50","NA","NA"]
[null,"VIC","VCB2","Aquasure Desalination 220kV","Direct Connect","Winter","Non-Coincident",2013,"TempCorrActualPOE10","NA","NA"]
[null,"VIC","VCB2","Aquasure Desalination 220kV","Direct Connect","Winter","Non-Coincident",2014,"Actual","NA","NA"]
[null,"VIC","VCB2","Aquasure Desalination 220kV","Direct Connect","Winter","Coincident",2015,"POE50","NA","NA"]
[null,"VIC","VCB2","Aquasure Desalination 220kV","Direct Connect","Winter","Coincident",2017,"POE10","NA","NA"]
[null,"VIC","VCB2","Aquasure Desalination 220kV","Direct Connect","Winter","Non-Coincident",2018,"POE50","NA","NA"]
[null,"VIC","VCB2","Aquasure Desalination 220kV","Direct Connect","Winter","Non-Coincident",2020,"POE10","NA","NA"]
[null,"VIC","VCB2","Aquasure Desalination 220kV","Direct Connect","Winter","Non-Coincident",2022,"POE50","NA","NA"]
[null,"VIC","VCB2","Aquasure Desalination 220kV","Direct Connect","Winter","Non-Coincident",2023,"POE10","NA","NA"]
[null,"VIC","VCB2","Aquasure Desalination 220kV","Direct Connect","Winter","Coincident",2024,"POE50","NA","NA"]
[null,"VIC","WETS66","Wemen (Powercor) 66 kV","Powercor","Summer","Non-Coincident",2013,"TempCorrActualPOE10",57.053716229999999,"NA"]
[null,"VIC","WETS66","Wemen (Powercor) 66 kV","Powercor","Summer","Non-Coincident",2013,"TempCorrActualPOE50",52.846139190000002,"NA"]
[null,"VIC","WETS66","Wemen (Powercor) 66 kV","Powercor","Summer","Coincident",2015,"TempCorrActualPOE10",33.261273639999999,"NA"]
[null,"VIC","WETS66","Wemen (Powercor) 66 kV","Powercor","Summer","Non-Coincident",2016,"POE50",45.773732549999998,0.57421417900000005]
[null,"VIC","WETS66","Wemen (Powercor) 66 kV","Powercor","Summer","Non-Coincident",2017,"POE50",47.182048969999997,0.57421417600000002]
[null,"VIC","WETS66","Wemen (Powercor) 66 kV","Powercor","Summer","Coincident",2019,"POE10",31.57159575,0.59485233900000001]
[null,"VIC","WETS66","Wemen (Powercor) 66 kV","Powercor","Summer","Non-Coincident",2021,"POE50",52.084557150000002,0.57394108200000005]
[null,"VIC","WETS66","Wemen (Powercor) 66 kV","Powercor","Summer","Non-Coincident",2022,"POE10",56.707402649999999,0.59440933399999996]
[null,"VIC","WETS66","Wemen (Powercor) 66 kV","Powercor","Summer","Non-Coincident",2024,"POE50",56.37253939,0.57374395300000003]
[null,"VIC","WETS66","Wemen (Powercor) 66 kV","Powercor","Summer","Coincident",2024,"POE10",35.302219649999998,0.59404330000000005]
[null,"VIC","WETS66","Wemen (Powercor) 66 kV","Powercor","Winter","Non-Coincident",2012,"TempCorrActualPOE50",23.665050600000001,"NA"]
[null,"VIC","WETS66","Wemen (Powercor) 66 kV","Powercor","Winter","Coincident",2013,"TempCorrActualPOE10",12.996700349999999,"NA"]
[null,"VIC","WETS66","Wemen (Powercor) 66 kV","Powercor","Winter","Coincident",2014,"TempCorrActualPOE50",11.902805989999999,"NA"]
[null,"VIC","WETS66","Wemen (Powercor) 66 kV","Powercor","Winter","Non-Coincident",2016,"POE50",20.069309690000001,0.50995686699999998]
[null,"VIC","WETS66","Wemen (Powercor) 66 kV","Powercor","Winter","Non-Coincident",2018,"POE10",22.958667729999998,0.51655190900000003]
[null,"VIC","WETS66","Wemen (Powercor) 66 kV","Powercor","Winter","Coincident",2018,"POE50",10.576446669999999,0.50965402000000004]
[null,"VIC","WETS66","Wemen (Powercor) 66 kV","Powercor","Winter","Non-Coincident",2021,"POE10",24.276371269999999,0.51603199899999996]
[null,"VIC","WETS66","Wemen (Powercor) 66 kV","Powercor","Winter","Non-Coincident",2021,"POE50",21.954779160000001,0.50914068899999998]
[null,"VIC","WETS66","Wemen (Powercor) 66 kV","Powercor","Winter","Coincident",2023,"POE10",12.972300649999999,0.51560598499999999]
[null,"VIC","WMT66C","West Melbourne (CitiPower) 66 kV","Citipower","Summer","Coincident",2006,"TempCorrActualPOE50",338.5026853,"NA"]
[null,"VIC","WMT66C","West Melbourne (CitiPower) 66 kV","Citipower","Summer","Coincident",2006,"Actual",332.70389999999998,"NA"]
[null,"VIC","WMT66C","West Melbourne (CitiPower) 66 kV","Citipower","Summer","Coincident",2007,"Actual",351.75717800000001,"NA"]
[null,"VIC","WMT66C","West Melbourne (CitiPower) 66 kV","Citipower","Summer","Non-Coincident",2009,"TempCorrActualPOE50",367.90196170000002,"NA"]
[null,"VIC","WMT66C","West Melbourne (CitiPower) 66 kV","Citipower","Summer","Coincident",2010,"TempCorrActualPOE10",378.74065999999999,"NA"]
[null,"VIC","WMT66C","West Melbourne (CitiPower) 66 kV","Citipower","Summer","Non-Coincident",2011,"TempCorrActualPOE50",353.21109940000002,"NA"]
[null,"VIC","WMT66C","West Melbourne (CitiPower) 66 kV","Citipower","Summer","Coincident",2011,"Actual",362.19047399999999,"NA"]
[null,"VIC","WMT66C","West Melbourne (CitiPower) 66 kV","Citipower","Summer","Coincident",2013,"TempCorrActualPOE50",347.41999370000002,"NA"]
[null,"VIC","WMT66C","West Melbourne (CitiPower) 66 kV","Citipower","Summer","Non-Coincident",2014,"TempCorrActualPOE10",368.17484139999999,"NA"]
[null,"VIC","WMT66C","West Melbourne (CitiPower) 66 kV","Citipower","Summer","Non-Coincident",2014,"Actual",360.911496,"NA"]
[null,"VIC","WMT66C","West Melbourne (CitiPower) 66 kV","Citipower","Summer","Coincident",2016,"POE10",352.51948770000001,0.92469535999999997]
[null,"VIC","WMT66C","West Melbourne (CitiPower) 66 kV","Citipower","Summer","Non-Coincident",2018,"POE50",227.94162159999999,0.89209299500000006]
[null,"VIC","WMT66C","West Melbourne (CitiPower) 66 kV","Citipower","Summer","Non-Coincident",2020,"POE10",297.04039419999998,0.92396107100000002]
[null,"VIC","WMT66C","West Melbourne (CitiPower) 66 kV","Citipower","Summer","Coincident",2021,"POE10",274.95799629999999,0.92378051000000005]
[null,"VIC","WMT66C","West Melbourne (CitiPower) 66 kV","Citipower","Summer","Coincident",2021,"POE50",235.72986990000001,0.89179170600000002]
[null,"VIC","WMT66C","West Melbourne (CitiPower) 66 kV","Citipower","Summer","Non-Coincident",2024,"POE10",299.82781670000003,0.92302660299999995]
[null,"VIC","WMT66C","West Melbourne (CitiPower) 66 kV","Citipower","Summer","Coincident",2025,"POE50",236.7075681,0.89132947900000004]
[null,"VIC","WMT66C","West Melbourne (CitiPower) 66 kV","Citipower","Winter","Non-Coincident",2005,"TempCorrActualPOE10",256.23172419999997,"NA"]
[null,"VIC","WMT66C","West Melbourne (CitiPower) 66 kV","Citipower","Winter","Non-Coincident",2006,"Actual",260.18776400000002,"NA"]
[null,"VIC","WMT66C","West Melbourne (CitiPower) 66 kV","Citipower","Winter","Coincident",2008,"TempCorrActualPOE10",259.1705814,"NA"]
[null,"VIC","WMT66C","West Melbourne (CitiPower) 66 kV","Citipower","Winter","Non-Coincident",2008,"TempCorrActualPOE50",273.8068705,"NA"]
[null,"VIC","WMT66C","West Melbourne (CitiPower) 66 kV","Citipower","Winter","Coincident",2009,"Actual",255.96472,"NA"]
[null,"VIC","WMT66C","West Melbourne (CitiPower) 66 kV","Citipower","Winter","Non-Coincident",2010,"TempCorrActualPOE10",268.9212028,"NA"]
[null,"VIC","WMT66C","West Melbourne (CitiPower) 66 kV","Citipower","Winter","Non-Coincident",2011,"Actual",262.95775800000001,"NA"]
[null,"VIC","WMT66C","West Melbourne (CitiPower) 66 kV","Citipower","Winter","Coincident",2013,"TempCorrActualPOE10",249.10320050000001,"NA"]
[null,"VIC","WMT66C","West Melbourne (CitiPower) 66 kV","Citipower","Winter","Non-Coincident",2013,"TempCorrActualPOE50",263.4950637,"NA"]
[null,"VIC","WMT66C","West Melbourne (CitiPower) 66 kV","Citipower","Winter","Non-Coincident",2015,"POE10",258.89331390000001,0.95936248000000002]
[null,"VIC","WMT66C","West Melbourne (CitiPower) 66 kV","Citipower","Winter","Coincident",2016,"POE50",241.91820050000001,0.94652658499999998]
[null,"VIC","WMT66C","West Melbourne (CitiPower) 66 kV","Citipower","Winter","Coincident",2017,"POE10",128.5538023,0.95912107199999996]
[null,"VIC","WMT66C","West Melbourne (CitiPower) 66 kV","Citipower","Winter","Non-Coincident",2019,"POE50",173.9070744,0.94564790899999995]
[null,"VIC","WMT66C","West Melbourne (CitiPower) 66 kV","Citipower","Winter","Coincident",2020,"POE50",187.07803430000001,0.94529352499999997]
[null,"VIC","WMT66C","West Melbourne (CitiPower) 66 kV","Citipower","Winter","Coincident",2022,"POE10",195.3367518,0.95741961200000003]
[null,"VIC","WMT66C","West Melbourne (CitiPower) 66 kV","Citipower","Winter","Non-Coincident",2024,"POE50",205.8499721,0.94386466000000002]
[null,"VIC","WMT66J","West Melbourne (Jemena) 66 kV","Jemena","Summer","Coincident",2006,"TempCorrActualPOE10",57.400910629999998,"NA"]
[null,"VIC","WMT66J","West Melbourne (Jemena) 66 kV","Jemena","Summer","Non-Coincident",2007,"TempCorrActualPOE50",51.811133859999998,"NA"]
[null,"VIC","WMT66J","West Melbourne (Jemena) 66 kV","Jemena","Summer","Coincident",2008,"Actual",55.398476000000002,"NA"]
[null,"VIC","WMT66J","West Melbourne (Jemena) 66 kV","Jemena","Summer","Coincident",2009,"TempCorrActualPOE50",53.121552639999997,"NA"]
[null,"VIC","WMT66J","West Melbourne (Jemena) 66 kV","Jemena","Summer","Non-Coincident",2010,"TempCorrActualPOE10",63.776890020000003,"NA"]
[null,"VIC","WMT66J","West Melbourne (Jemena) 66 kV","Jemena","Summer","Non-Coincident",2010,"Actual",57.588886000000002,"NA"]
[null,"VIC","WMT66J","West Melbourne (Jemena) 66 kV","Jemena","Summer","Non-Coincident",2012,"TempCorrActualPOE10",66.156326399999998,"NA"]
[null,"VIC","WMT66J","West Melbourne (Jemena) 66 kV","Jemena","Summer","Coincident",2013,"TempCorrActualPOE10",65.009117790000005,"NA"]
[null,"VIC","WMT66J","West Melbourne (Jemena) 66 kV","Jemena","Summer","Coincident",2014,"TempCorrActualPOE50",56.718923770000004,"NA"]
[null,"VIC","WMT66J","West Melbourne (Jemena) 66 kV","Jemena","Summer","Non-Coincident",2015,"TempCorrActualPOE10",66.905460579999996,"NA"]
[null,"VIC","WMT66J","West Melbourne (Jemena) 66 kV","Jemena","Summer","Non-Coincident",2017,"POE50",62.536797100000001,0.90873545600000005]
[null,"VIC","WMT66J","West Melbourne (Jemena) 66 kV","Jemena","Summer","Non-Coincident",2018,"POE10",71.114534770000006,0.94159558799999998]
[null,"VIC","WMT66J","West Melbourne (Jemena) 66 kV","Jemena","Summer","Coincident",2019,"POE50",58.912929769999998,0.90850323499999996]
[null,"VIC","WMT66J","West Melbourne (Jemena) 66 kV","Jemena","Summer","Coincident",2020,"POE10",70.102765579999996,0.94106824700000002]
[null,"VIC","WMT66J","West Melbourne (Jemena) 66 kV","Jemena","Summer","Coincident",2022,"POE50",62.344775230000003,0.90820368600000001]
[null,"VIC","WMT66J","West Melbourne (Jemena) 66 kV","Jemena","Summer","Coincident",2024,"POE10",76.464012429999997,0.94011647799999998]
[null,"VIC","WMT66J","West Melbourne (Jemena) 66 kV","Jemena","Summer","Non-Coincident",2025,"POE50",73.043288309999994,0.90783248000000005]
[null,"VIC","WMT66J","West Melbourne (Jemena) 66 kV","Jemena","Winter","Non-Coincident",2005,"Actual",50.060752000000001,"NA"]
[null,"VIC","WMT66J","West Melbourne (Jemena) 66 kV","Jemena","Winter","Non-Coincident",2007,"TempCorrActualPOE10",54.257240860000003,"NA"]
[null,"VIC","WMT66J","West Melbourne (Jemena) 66 kV","Jemena","Winter","Non-Coincident",2007,"Actual",53.771135999999998,"NA"]
[null,"VIC","WMT66J","West Melbourne (Jemena) 66 kV","Jemena","Winter","Coincident",2009,"TempCorrActualPOE10",52.788793920000003,"NA"]
[null,"VIC","WMT66J","West Melbourne (Jemena) 66 kV","Jemena","Winter","Non-Coincident",2009,"TempCorrActualPOE50",54.142088190000003,"NA"]
[null,"VIC","WMT66J","West Melbourne (Jemena) 66 kV","Jemena","Winter","Coincident",2010,"Actual",48.811160000000001,"NA"]
[null,"VIC","WMT66J","West Melbourne (Jemena) 66 kV","Jemena","Winter","Coincident",2012,"TempCorrActualPOE50",53.079544040000002,"NA"]
[null,"VIC","WMT66J","West Melbourne (Jemena) 66 kV","Jemena","Winter","Coincident",2012,"Actual",51.56044,"NA"]
[null,"VIC","WMT66J","West Melbourne (Jemena) 66 kV","Jemena","Winter","Non-Coincident",2014,"TempCorrActualPOE10",57.361875130000001,"NA"]
[null,"VIC","WMT66J","West Melbourne (Jemena) 66 kV","Jemena","Winter","Coincident",2015,"POE50",52.209038319999998,0.95841860000000001]
[null,"VIC","WMT66J","West Melbourne (Jemena) 66 kV","Jemena","Winter","Coincident",2016,"POE10",55.196524500000002,0.97128318300000005]
[null,"VIC","WMT66J","West Melbourne (Jemena) 66 kV","Jemena","Winter","Non-Coincident",2018,"POE50",55.642382169999998,0.95776884299999998]
[null,"VIC","WMT66J","West Melbourne (Jemena) 66 kV","Jemena","Winter","Non-Coincident",2019,"POE10",58.543745389999998,0.97034096700000005]
[null,"VIC","WMT66J","West Melbourne (Jemena) 66 kV","Jemena","Winter","Coincident",2020,"POE50",54.315703589999998,0.95708952199999997]
[null,"VIC","WMT66J","West Melbourne (Jemena) 66 kV","Jemena","Winter","Non-Coincident",2023,"POE10",60.807594819999998,0.96895408999999999]
[null,"VIC","WMT66J","West Melbourne (Jemena) 66 kV","Jemena","Winter","Coincident",2023,"POE50",55.655107430000001,0.95612250899999995]
[null,"VIC","WMTS22","West Melbourne (CitiPower) 22 kV","Citipower","Summer","Non-Coincident",2006,"TempCorrActualPOE10",86.459817860000001,"NA"]
[null,"VIC","WMTS22","West Melbourne (CitiPower) 22 kV","Citipower","Summer","Non-Coincident",2007,"Actual",81.146298000000002,"NA"]
[null,"VIC","WMTS22","West Melbourne (CitiPower) 22 kV","Citipower","Summer","Coincident",2009,"TempCorrActualPOE10",89.943489360000001,"NA"]
[null,"VIC","WMTS22","West Melbourne (CitiPower) 22 kV","Citipower","Summer","Coincident",2009,"Actual",94.908910000000006,"NA"]
[null,"VIC","WMTS22","West Melbourne (CitiPower) 22 kV","Citipower","Summer","Coincident",2010,"TempCorrActualPOE50",82.438412389999996,"NA"]
[null,"VIC","WMTS22","West Melbourne (CitiPower) 22 kV","Citipower","Summer","Non-Coincident",2011,"TempCorrActualPOE10",100.905154,"NA"]
[null,"VIC","WMTS22","West Melbourne (CitiPower) 22 kV","Citipower","Summer","Non-Coincident",2012,"Actual",91.039817999999997,"NA"]
[null,"VIC","WMTS22","West Melbourne (CitiPower) 22 kV","Citipower","Summer","Non-Coincident",2013,"TempCorrActualPOE10",87.490277160000005,"NA"]
[null,"VIC","WMTS22","West Melbourne (CitiPower) 22 kV","Citipower","Summer","Non-Coincident",2014,"TempCorrActualPOE50",77.669298179999998,"NA"]
[null,"VIC","WMTS22","West Melbourne (CitiPower) 22 kV","Citipower","Summer","Non-Coincident",2016,"POE10",76.152086819999994,0.882674293]
[null,"VIC","WMTS22","West Melbourne (CitiPower) 22 kV","Citipower","Summer","Non-Coincident",2016,"POE50",71.046611670000004,0.85167093999999999]
[null,"VIC","WMTS22","West Melbourne (CitiPower) 22 kV","Citipower","Summer","Coincident",2018,"POE10",39.993804279999999,0.88246759799999996]
[null,"VIC","WMTS22","West Melbourne (CitiPower) 22 kV","Citipower","Summer","Coincident",2019,"POE10",31.0407318,0.88228133200000003]
[null,"VIC","WMTS22","West Melbourne (CitiPower) 22 kV","Citipower","Summer","Non-Coincident",2021,"POE50",0,"NA"]
[null,"VIC","WMTS22","West Melbourne (CitiPower) 22 kV","Citipower","Summer","Coincident",2023,"POE10",0,"NA"]
[null,"VIC","WMTS22","West Melbourne (CitiPower) 22 kV","Citipower","Summer","Non-Coincident",2024,"POE50",0,"NA"]
[null,"VIC","WMTS22","West Melbourne (CitiPower) 22 kV","Citipower","Winter","Coincident",2005,"TempCorrActualPOE10",55.536189010000001,"NA"]
[null,"VIC","WMTS22","West Melbourne (CitiPower) 22 kV","Citipower","Winter","Non-Coincident",2006,"TempCorrActualPOE50",59.83402418,"NA"]
[null,"VIC","WMTS22","West Melbourne (CitiPower) 22 kV","Citipower","Winter","Coincident",2006,"Actual",63.947617999999999,"NA"]
[null,"VIC","WMTS22","West Melbourne (CitiPower) 22 kV","Citipower","Winter","Coincident",2008,"TempCorrActualPOE50",60.702182649999997,"NA"]
[null,"VIC","WMTS22","West Melbourne (CitiPower) 22 kV","Citipower","Winter","Coincident",2009,"TempCorrActualPOE50",64.294738339999995,"NA"]
[null,"VIC","WMTS22","West Melbourne (CitiPower) 22 kV","Citipower","Winter","Coincident",2010,"TempCorrActualPOE10",66.002530489999998,"NA"]
[null,"VIC","WMTS22","West Melbourne (CitiPower) 22 kV","Citipower","Winter","Non-Coincident",2011,"TempCorrActualPOE50",74.845599930000006,"NA"]
[null,"VIC","WMTS22","West Melbourne (CitiPower) 22 kV","Citipower","Winter","Coincident",2012,"Actual",64.679119999999998,"NA"]
[null,"VIC","WMTS22","West Melbourne (CitiPower) 22 kV","Citipower","Winter","Coincident",2013,"TempCorrActualPOE50",59.799529489999998,"NA"]
[null,"VIC","WMTS22","West Melbourne (CitiPower) 22 kV","Citipower","Winter","Coincident",2014,"Actual",58.650101999999997,"NA"]
[null,"VIC","WMTS22","West Melbourne (CitiPower) 22 kV","Citipower","Winter","Non-Coincident",2014,"Actual",65.973535999999996,"NA"]
[null,"VIC","WMTS22","West Melbourne (CitiPower) 22 kV","Citipower","Winter","Non-Coincident",2017,"POE10",67.737893049999997,0.90536430400000001]
[null,"VIC","WMTS22","West Melbourne (CitiPower) 22 kV","Citipower","Winter","Coincident",2017,"POE50",59.207038070000003,0.89327198699999999]
[null,"VIC","WMTS22","West Melbourne (CitiPower) 22 kV","Citipower","Winter","Coincident",2019,"POE10",35.491724329999997,0.90466632300000005]
[null,"VIC","WMTS22","West Melbourne (CitiPower) 22 kV","Citipower","Winter","Non-Coincident",2021,"POE10",0,"NA"]
[null,"VIC","WMTS22","West Melbourne (CitiPower) 22 kV","Citipower","Winter","Coincident",2023,"POE50",0,"NA"]
[null,"VIC","WMTS22","West Melbourne (CitiPower) 22 kV","Citipower","Winter","Coincident",2024,"POE10",0,"NA"]
[null,"VIC","WOTS22","Wodonga (AusNet) 22 kV","AusNet","Summer","Coincident",2007,"TempCorrActualPOE50",23.67095084,"NA"]
[null,"VIC","WOTS22","Wodonga (AusNet) 22 kV","AusNet","Summer","Non-Coincident",2007,"TempCorrActualPOE10",29.658070129999999,"NA"]
[null,"VIC","WOTS22","Wodonga (AusNet) 22 kV","AusNet","Summer","Non-Coincident",2008,"Actual",26.812159999999999,"NA"]
[null,"VIC","WOTS22","Wodonga (AusNet) 22 kV","AusNet","Summer","Non-Coincident",2009,"TempCorrActualPOE10",28.670888869999999,"NA"]
[null,"VIC","WOTS22","Wodonga (AusNet) 22 kV","AusNet","Summer","Non-Coincident",2010,"TempCorrActualPOE50",29.541947230000002,"NA"]
[null,"VIC","WOTS22","Wodonga (AusNet) 22 kV","AusNet","Summer","Coincident",2012,"TempCorrActualPOE10",26.76049587,"NA"]
[null,"VIC","WOTS22","Wodonga (AusNet) 22 kV","AusNet","Summer","Coincident",2013,"TempCorrActualPOE50",25.16526339,"NA"]
[null,"VIC","WOTS22","Wodonga (AusNet) 22 kV","AusNet","Summer","Non-Coincident",2013,"Actual",31.529623999999998,"NA"]
[null,"VIC","WOTS22","Wodonga (AusNet) 22 kV","AusNet","Summer","Non-Coincident",2015,"TempCorrActualPOE10",34.936845859999998,"NA"]
[null,"VIC","WOTS22","Wodonga (AusNet) 22 kV","AusNet","Summer","Non-Coincident",2015,"TempCorrActualPOE50",32.200533319999998,"NA"]
[null,"VIC","WOTS22","Wodonga (AusNet) 22 kV","AusNet","Summer","Coincident",2017,"POE10",29.352822870000001,0.81878992900000003]
[null,"VIC","WOTS22","Wodonga (AusNet) 22 kV","AusNet","Summer","Non-Coincident",2019,"POE50",34.238376199999998,0.78986191299999997]
[null,"VIC","WOTS22","Wodonga (AusNet) 22 kV","AusNet","Summer","Non-Coincident",2020,"POE10",38.530017710000003,0.81817426400000004]
[null,"VIC","WOTS22","Wodonga (AusNet) 22 kV","AusNet","Summer","Non-Coincident",2022,"POE50",36.674694700000003,0.78960148200000002]
[null,"VIC","WOTS22","Wodonga (AusNet) 22 kV","AusNet","Summer","Non-Coincident",2024,"POE10",42.602127449999998,0.81734678599999999]
[null,"VIC","WOTS22","Wodonga (AusNet) 22 kV","AusNet","Summer","Coincident",2025,"POE10",35.826310960000001,0.81700019099999999]
[null,"VIC","WOTS22","Wodonga (AusNet) 22 kV","AusNet","Winter","Coincident",2005,"TempCorrActualPOE10",27.881310379999999,"NA"]
[null,"VIC","WOTS22","Wodonga (AusNet) 22 kV","AusNet","Winter","Coincident",2005,"TempCorrActualPOE50",27.16794981,"NA"]
[null,"VIC","WOTS22","Wodonga (AusNet) 22 kV","AusNet","Winter","Non-Coincident",2005,"TempCorrActualPOE10",29.943360970000001,"NA"]
[null,"VIC","WOTS22","Wodonga (AusNet) 22 kV","AusNet","Winter","Non-Coincident",2005,"TempCorrActualPOE50",29.177241550000002,"NA"]
[null,"VIC","WOTS22","Wodonga (AusNet) 22 kV","AusNet","Winter","Coincident",2005,"Actual",23.326076,"NA"]
[null,"VIC","WOTS22","Wodonga (AusNet) 22 kV","AusNet","Winter","Non-Coincident",2005,"Actual",29.167784000000001,"NA"]
[null,"VIC","WOTS22","Wodonga (AusNet) 22 kV","AusNet","Winter","Coincident",2006,"TempCorrActualPOE10",27.937275150000001,"NA"]
[null,"VIC","WOTS22","Wodonga (AusNet) 22 kV","AusNet","Winter","Coincident",2006,"TempCorrActualPOE50",27.22971081,"NA"]
[null,"VIC","WOTS22","Wodonga (AusNet) 22 kV","AusNet","Winter","Non-Coincident",2006,"TempCorrActualPOE10",30.003464789999999,"NA"]
[null,"VIC","WOTS22","Wodonga (AusNet) 22 kV","AusNet","Winter","Non-Coincident",2006,"TempCorrActualPOE50",29.243570290000001,"NA"]
[null,"VIC","WOTS22","Wodonga (AusNet) 22 kV","AusNet","Winter","Coincident",2006,"Actual",23.448708,"NA"]
[null,"VIC","WOTS22","Wodonga (AusNet) 22 kV","AusNet","Winter","Non-Coincident",2006,"Actual",29.810616,"NA"]
[null,"VIC","WOTS22","Wodonga (AusNet) 22 kV","AusNet","Winter","Coincident",2007,"TempCorrActualPOE10",26.20545332,"NA"]
[null,"VIC","WOTS22","Wodonga (AusNet) 22 kV","AusNet","Winter","Coincident",2007,"TempCorrActualPOE50",25.481496669999999,"NA"]
[null,"VIC","WOTS22","Wodonga (AusNet) 22 kV","AusNet","Winter","Non-Coincident",2007,"TempCorrActualPOE10",28.14356059,"NA"]
[null,"VIC","WOTS22","Wodonga (AusNet) 22 kV","AusNet","Winter","Non-Coincident",2007,"TempCorrActualPOE50",27.366061439999999,"NA"]
[null,"VIC","WOTS22","Wodonga (AusNet) 22 kV","AusNet","Winter","Coincident",2007,"Actual",24.704975999999998,"NA"]
[null,"VIC","WOTS22","Wodonga (AusNet) 22 kV","AusNet","Winter","Non-Coincident",2007,"Actual",27.896436000000001,"NA"]
[null,"VIC","WOTS22","Wodonga (AusNet) 22 kV","AusNet","Winter","Coincident",2008,"TempCorrActualPOE10",25.70416882,"NA"]
[null,"VIC","WOTS22","Wodonga (AusNet) 22 kV","AusNet","Winter","Coincident",2008,"TempCorrActualPOE50",25.090987179999999,"NA"]
[null,"VIC","WOTS22","Wodonga (AusNet) 22 kV","AusNet","Winter","Non-Coincident",2008,"TempCorrActualPOE10",27.605201999999998,"NA"]
[null,"VIC","WOTS22","Wodonga (AusNet) 22 kV","AusNet","Winter","Non-Coincident",2008,"TempCorrActualPOE50",26.946670579999999,"NA"]
[null,"VIC","WOTS22","Wodonga (AusNet) 22 kV","AusNet","Winter","Coincident",2008,"Actual",22.941344000000001,"NA"]
[null,"VIC","WOTS22","Wodonga (AusNet) 22 kV","AusNet","Winter","Non-Coincident",2008,"Actual",26.235987999999999,"NA"]
[null,"VIC","WOTS22","Wodonga (AusNet) 22 kV","AusNet","Winter","Coincident",2009,"TempCorrActualPOE10",22.909623180000001,"NA"]
[null,"VIC","WOTS22","Wodonga (AusNet) 22 kV","AusNet","Winter","Coincident",2009,"TempCorrActualPOE50",22.375099519999999,"NA"]
[null,"VIC","WOTS22","Wodonga (AusNet) 22 kV","AusNet","Winter","Non-Coincident",2009,"TempCorrActualPOE10",24.603976899999999,"NA"]
[null,"VIC","WOTS22","Wodonga (AusNet) 22 kV","AusNet","Winter","Non-Coincident",2009,"TempCorrActualPOE50",24.02992085,"NA"]
[null,"VIC","WOTS22","Wodonga (AusNet) 22 kV","AusNet","Winter","Coincident",2009,"Actual",21.471608,"NA"]
[null,"VIC","WOTS22","Wodonga (AusNet) 22 kV","AusNet","Winter","Non-Coincident",2009,"Actual",23.392060000000001,"NA"]
[null,"VIC","WOTS22","Wodonga (AusNet) 22 kV","AusNet","Winter","Coincident",2010,"TempCorrActualPOE10",25.103230270000001,"NA"]
[null,"VIC","WOTS22","Wodonga (AusNet) 22 kV","AusNet","Winter","Coincident",2010,"TempCorrActualPOE50",24.631558250000001,"NA"]
[null,"VIC","WOTS22","Wodonga (AusNet) 22 kV","AusNet","Winter","Non-Coincident",2010,"TempCorrActualPOE10",26.95981914,"NA"]
[null,"VIC","WOTS22","Wodonga (AusNet) 22 kV","AusNet","Winter","Non-Coincident",2010,"TempCorrActualPOE50",26.45326313,"NA"]
[null,"VIC","WOTS22","Wodonga (AusNet) 22 kV","AusNet","Winter","Coincident",2010,"Actual",24.303419999999999,"NA"]
[null,"VIC","WOTS22","Wodonga (AusNet) 22 kV","AusNet","Winter","Non-Coincident",2010,"Actual",25.774111999999999,"NA"]
[null,"VIC","WOTS22","Wodonga (AusNet) 22 kV","AusNet","Winter","Coincident",2011,"TempCorrActualPOE10",24.175823600000001,"NA"]
[null,"VIC","WOTS22","Wodonga (AusNet) 22 kV","AusNet","Winter","Coincident",2011,"TempCorrActualPOE50",23.724674,"NA"]
[null,"VIC","WOTS22","Wodonga (AusNet) 22 kV","AusNet","Winter","Non-Coincident",2011,"TempCorrActualPOE10",25.963823170000001,"NA"]
[null,"VIC","WOTS22","Wodonga (AusNet) 22 kV","AusNet","Winter","Non-Coincident",2011,"TempCorrActualPOE50",25.479307380000002,"NA"]
[null,"VIC","WOTS22","Wodonga (AusNet) 22 kV","AusNet","Winter","Coincident",2011,"Actual",24.805892,"NA"]
[null,"VIC","WOTS22","Wodonga (AusNet) 22 kV","AusNet","Winter","Non-Coincident",2011,"Actual",25.434456000000001,"NA"]
[null,"VIC","WOTS22","Wodonga (AusNet) 22 kV","AusNet","Winter","Coincident",2012,"TempCorrActualPOE10",24.64720303,"NA"]
[null,"VIC","WOTS22","Wodonga (AusNet) 22 kV","AusNet","Winter","Coincident",2012,"TempCorrActualPOE50",24.179549730000002,"NA"]
[null,"VIC","WOTS22","Wodonga (AusNet) 22 kV","AusNet","Winter","Non-Coincident",2012,"TempCorrActualPOE10",26.470064969999999,"NA"]
[null,"VIC","WOTS22","Wodonga (AusNet) 22 kV","AusNet","Winter","Non-Coincident",2012,"TempCorrActualPOE50",25.967824889999999,"NA"]
[null,"VIC","WOTS22","Wodonga (AusNet) 22 kV","AusNet","Winter","Coincident",2012,"Actual",22.272819999999999,"NA"]
[null,"VIC","WOTS22","Wodonga (AusNet) 22 kV","AusNet","Winter","Non-Coincident",2012,"Actual",25.772848,"NA"]
[null,"VIC","WOTS22","Wodonga (AusNet) 22 kV","AusNet","Winter","Coincident",2013,"TempCorrActualPOE10",24.08326203,"NA"]
[null,"VIC","WOTS22","Wodonga (AusNet) 22 kV","AusNet","Winter","Coincident",2013,"TempCorrActualPOE50",23.533627469999999,"NA"]
[null,"VIC","WOTS22","Wodonga (AusNet) 22 kV","AusNet","Winter","Non-Coincident",2013,"TempCorrActualPOE10",25.864415919999999,"NA"]
[null,"VIC","WOTS22","Wodonga (AusNet) 22 kV","AusNet","Winter","Non-Coincident",2013,"TempCorrActualPOE50",25.274131400000002,"NA"]
[null,"VIC","WOTS22","Wodonga (AusNet) 22 kV","AusNet","Winter","Coincident",2013,"Actual",23.528131999999999,"NA"]
[null,"VIC","WOTS22","Wodonga (AusNet) 22 kV","AusNet","Winter","Non-Coincident",2013,"Actual",24.765616000000001,"NA"]
[null,"VIC","WOTS22","Wodonga (AusNet) 22 kV","AusNet","Winter","Coincident",2014,"TempCorrActualPOE10",26.51494443,"NA"]
[null,"VIC","WOTS22","Wodonga (AusNet) 22 kV","AusNet","Winter","Coincident",2014,"TempCorrActualPOE50",25.99004927,"NA"]
[null,"VIC","WOTS22","Wodonga (AusNet) 22 kV","AusNet","Winter","Non-Coincident",2014,"TempCorrActualPOE10",28.4759411,"NA"]
[null,"VIC","WOTS22","Wodonga (AusNet) 22 kV","AusNet","Winter","Non-Coincident",2014,"TempCorrActualPOE50",27.91222565,"NA"]
[null,"VIC","WOTS22","Wodonga (AusNet) 22 kV","AusNet","Winter","Coincident",2014,"Actual",25.841988000000001,"NA"]
[null,"VIC","WOTS22","Wodonga (AusNet) 22 kV","AusNet","Winter","Non-Coincident",2014,"Actual",27.991164000000001,"NA"]
[null,"VIC","WOTS22","Wodonga (AusNet) 22 kV","AusNet","Winter","Non-Coincident",2015,"POE10",27.103886750000001,0.95630213500000005]
[null,"VIC","WOTS22","Wodonga (AusNet) 22 kV","AusNet","Winter","Non-Coincident",2015,"POE50",26.591243909999999,0.94358657000000001]
[null,"VIC","WOTS22","Wodonga (AusNet) 22 kV","AusNet","Winter","Coincident",2015,"POE10",25.919504759999999,0.95630213500000005]
[null,"VIC","WOTS22","Wodonga (AusNet) 22 kV","AusNet","Winter","Coincident",2015,"POE50",25.09114065,0.94358657000000001]
[null,"VIC","WOTS22","Wodonga (AusNet) 22 kV","AusNet","Winter","Non-Coincident",2016,"POE10",27.433138719999999,0.95625206699999998]
[null,"VIC","WOTS22","Wodonga (AusNet) 22 kV","AusNet","Winter","Non-Coincident",2016,"POE50",26.991389760000001,0.94350718600000005]
[null,"VIC","WOTS22","Wodonga (AusNet) 22 kV","AusNet","Winter","Coincident",2016,"POE10",26.23299561,0.95625206699999998]
[null,"VIC","WOTS22","Wodonga (AusNet) 22 kV","AusNet","Winter","Coincident",2016,"POE50",25.46657021,0.94350718600000005]
[null,"VIC","WOTS22","Wodonga (AusNet) 22 kV","AusNet","Winter","Non-Coincident",2017,"POE10",28.017176079999999,0.95606149799999995]
[null,"VIC","WOTS22","Wodonga (AusNet) 22 kV","AusNet","Winter","Non-Coincident",2017,"POE50",27.610923240000002,0.94329205299999996]
[null,"VIC","WOTS22","Wodonga (AusNet) 22 kV","AusNet","Winter","Coincident",2017,"POE10",26.786143320000001,0.95606149799999995]
[null,"VIC","WOTS22","Wodonga (AusNet) 22 kV","AusNet","Winter","Coincident",2017,"POE50",26.04516447,0.94329205299999996]
[null,"VIC","WOTS22","Wodonga (AusNet) 22 kV","AusNet","Winter","Non-Coincident",2018,"POE10",28.344646130000001,0.95570913899999999]
[null,"VIC","WOTS22","Wodonga (AusNet) 22 kV","AusNet","Winter","Non-Coincident",2018,"POE50",27.890690230000001,0.94294686900000002]
[null,"VIC","WOTS22","Wodonga (AusNet) 22 kV","AusNet","Winter","Coincident",2018,"POE10",27.089237350000001,0.95570913899999999]
[null,"VIC","WOTS22","Wodonga (AusNet) 22 kV","AusNet","Winter","Coincident",2018,"POE50",26.299439020000001,0.94294686900000002]
[null,"VIC","WOTS22","Wodonga (AusNet) 22 kV","AusNet","Winter","Non-Coincident",2019,"POE10",28.92851477,0.95532443199999995]
[null,"VIC","WOTS22","Wodonga (AusNet) 22 kV","AusNet","Winter","Non-Coincident",2019,"POE50",28.39134958,0.94263131300000003]
[null,"VIC","WOTS22","Wodonga (AusNet) 22 kV","AusNet","Winter","Coincident",2019,"POE10",27.636116950000002,0.95532443199999995]
[null,"VIC","WOTS22","Wodonga (AusNet) 22 kV","AusNet","Winter","Coincident",2019,"POE50",26.762575139999999,0.94263131300000003]
[null,"VIC","WOTS22","Wodonga (AusNet) 22 kV","AusNet","Winter","Non-Coincident",2020,"POE10",29.39425095,0.95499773499999996]
[null,"VIC","WOTS22","Wodonga (AusNet) 22 kV","AusNet","Winter","Non-Coincident",2020,"POE50",28.871700929999999,0.94227806000000003]
[null,"VIC","WOTS22","Wodonga (AusNet) 22 kV","AusNet","Winter","Coincident",2020,"POE10",28.071443080000002,0.95499773499999996]
[null,"VIC","WOTS22","Wodonga (AusNet) 22 kV","AusNet","Winter","Coincident",2020,"POE50",27.20517035,0.94227806000000003]
[null,"VIC","WOTS22","Wodonga (AusNet) 22 kV","AusNet","Winter","Non-Coincident",2021,"POE10",29.787897279999999,0.95474721799999995]
[null,"VIC","WOTS22","Wodonga (AusNet) 22 kV","AusNet","Winter","Non-Coincident",2021,"POE50",29.298320310000001,0.94199711799999997]
[null,"VIC","WOTS22","Wodonga (AusNet) 22 kV","AusNet","Winter","Coincident",2021,"POE10",28.43991205,0.95474721799999995]
[null,"VIC","WOTS22","Wodonga (AusNet) 22 kV","AusNet","Winter","Coincident",2021,"POE50",27.598933290000002,0.94199711799999997]
[null,"VIC","WOTS22","Wodonga (AusNet) 22 kV","AusNet","Winter","Non-Coincident",2022,"POE10",30.24498324,0.95436546499999997]
[null,"VIC","WOTS22","Wodonga (AusNet) 22 kV","AusNet","Winter","Non-Coincident",2022,"POE50",29.670166210000001,0.94168124600000003]
[null,"VIC","WOTS22","Wodonga (AusNet) 22 kV","AusNet","Winter","Coincident",2022,"POE10",28.864767499999999,0.95436546499999997]
[null,"VIC","WOTS22","Wodonga (AusNet) 22 kV","AusNet","Winter","Coincident",2022,"POE50",27.939839079999999,0.94168124600000003]
[null,"VIC","WOTS22","Wodonga (AusNet) 22 kV","AusNet","Winter","Non-Coincident",2023,"POE10",30.694201629999998,0.95395901800000005]
[null,"VIC","WOTS22","Wodonga (AusNet) 22 kV","AusNet","Winter","Non-Coincident",2023,"POE50",30.052259549999999,0.94132601199999999]
[null,"VIC","WOTS22","Wodonga (AusNet) 22 kV","AusNet","Winter","Coincident",2023,"POE10",29.281010460000001,0.95395901800000005]
[null,"VIC","WOTS22","Wodonga (AusNet) 22 kV","AusNet","Winter","Coincident",2023,"POE50",28.288973639999998,0.94132601199999999]
[null,"VIC","WOTS22","Wodonga (AusNet) 22 kV","AusNet","Winter","Non-Coincident",2024,"POE10",31.18332152,0.95345050200000003]
[null,"VIC","WOTS22","Wodonga (AusNet) 22 kV","AusNet","Winter","Non-Coincident",2024,"POE50",30.495531,0.94085375299999996]
[null,"VIC","WOTS22","Wodonga (AusNet) 22 kV","AusNet","Winter","Coincident",2024,"POE10",29.731753560000001,0.95345050200000003]
[null,"VIC","WOTS22","Wodonga (AusNet) 22 kV","AusNet","Winter","Coincident",2024,"POE50",28.691834799999999,0.94085375299999996]
[null,"VIC","WOTS66","Wodonga (AusNet) 66 kV","AusNet","Summer","Coincident",2006,"TempCorrActualPOE10",59.183169599999999,"NA"]
[null,"VIC","WOTS66","Wodonga (AusNet) 66 kV","AusNet","Summer","Coincident",2006,"TempCorrActualPOE50",55.80436255,"NA"]
[null,"VIC","WOTS66","Wodonga (AusNet) 66 kV","AusNet","Summer","Non-Coincident",2006,"TempCorrActualPOE10",65.533445630000003,"NA"]
[null,"VIC","WOTS66","Wodonga (AusNet) 66 kV","AusNet","Summer","Non-Coincident",2006,"TempCorrActualPOE50",61.792107399999999,"NA"]
[null,"VIC","WOTS66","Wodonga (AusNet) 66 kV","AusNet","Summer","Coincident",2006,"Actual",13.444599999999999,"NA"]
[null,"VIC","WOTS66","Wodonga (AusNet) 66 kV","AusNet","Summer","Non-Coincident",2006,"Actual",64.758294000000006,"NA"]
[null,"VIC","WOTS66","Wodonga (AusNet) 66 kV","AusNet","Summer","Coincident",2007,"TempCorrActualPOE10",59.693202820000003,"NA"]
[null,"VIC","WOTS66","Wodonga (AusNet) 66 kV","AusNet","Summer","Coincident",2007,"TempCorrActualPOE50",56.335040990000003,"NA"]
[null,"VIC","WOTS66","Wodonga (AusNet) 66 kV","AusNet","Summer","Non-Coincident",2007,"TempCorrActualPOE10",66.098203170000005,"NA"]
[null,"VIC","WOTS66","Wodonga (AusNet) 66 kV","AusNet","Summer","Non-Coincident",2007,"TempCorrActualPOE50",62.379725309999998,"NA"]
[null,"VIC","WOTS66","Wodonga (AusNet) 66 kV","AusNet","Summer","Coincident",2007,"Actual",63.928199999999997,"NA"]
[null,"VIC","WOTS66","Wodonga (AusNet) 66 kV","AusNet","Summer","Non-Coincident",2007,"Actual",63.928199999999997,"NA"]
[null,"VIC","WOTS66","Wodonga (AusNet) 66 kV","AusNet","Summer","Coincident",2008,"TempCorrActualPOE10",61.658394360000003,"NA"]
[null,"VIC","WOTS66","Wodonga (AusNet) 66 kV","AusNet","Summer","Coincident",2008,"TempCorrActualPOE50",58.115703779999997,"NA"]
[null,"VIC","WOTS66","Wodonga (AusNet) 66 kV","AusNet","Summer","Non-Coincident",2008,"TempCorrActualPOE10",68.275004550000006,"NA"]
[null,"VIC","WOTS66","Wodonga (AusNet) 66 kV","AusNet","Summer","Non-Coincident",2008,"TempCorrActualPOE50",64.352198810000004,"NA"]
[null,"VIC","WOTS66","Wodonga (AusNet) 66 kV","AusNet","Summer","Coincident",2008,"Actual",48.781511999999999,"NA"]
[null,"VIC","WOTS66","Wodonga (AusNet) 66 kV","AusNet","Summer","Non-Coincident",2008,"Actual",51.328671999999997,"NA"]
[null,"VIC","WOTS66","Wodonga (AusNet) 66 kV","AusNet","Summer","Coincident",2009,"TempCorrActualPOE10",61.067677449999998,"NA"]
[null,"VIC","WOTS66","Wodonga (AusNet) 66 kV","AusNet","Summer","Coincident",2009,"TempCorrActualPOE50",57.276661519999998,"NA"]
[null,"VIC","WOTS66","Wodonga (AusNet) 66 kV","AusNet","Summer","Non-Coincident",2009,"TempCorrActualPOE10",67.622685439999998,"NA"]
[null,"VIC","WOTS66","Wodonga (AusNet) 66 kV","AusNet","Summer","Non-Coincident",2009,"TempCorrActualPOE50",63.424910130000001,"NA"]
[null,"VIC","WOTS66","Wodonga (AusNet) 66 kV","AusNet","Summer","Coincident",2009,"Actual",49.8964,"NA"]
[null,"VIC","WOTS66","Wodonga (AusNet) 66 kV","AusNet","Summer","Non-Coincident",2009,"Actual",65.489754000000005,"NA"]
[null,"VIC","WOTS66","Wodonga (AusNet) 66 kV","AusNet","Summer","Coincident",2010,"TempCorrActualPOE10",61.148628209999998,"NA"]
[null,"VIC","WOTS66","Wodonga (AusNet) 66 kV","AusNet","Summer","Coincident",2010,"TempCorrActualPOE50",57.450379429999998,"NA"]
[null,"VIC","WOTS66","Wodonga (AusNet) 66 kV","AusNet","Summer","Non-Coincident",2010,"TempCorrActualPOE10",67.715498890000006,"NA"]
[null,"VIC","WOTS66","Wodonga (AusNet) 66 kV","AusNet","Summer","Non-Coincident",2010,"TempCorrActualPOE50",63.620444229999997,"NA"]
[null,"VIC","WOTS66","Wodonga (AusNet) 66 kV","AusNet","Summer","Coincident",2010,"Actual",41.069223999999998,"NA"]
[null,"VIC","WOTS66","Wodonga (AusNet) 66 kV","AusNet","Summer","Non-Coincident",2010,"Actual",63.153288000000003,"NA"]
[null,"VIC","WOTS66","Wodonga (AusNet) 66 kV","AusNet","Summer","Coincident",2011,"TempCorrActualPOE10",58.494280840000002,"NA"]
[null,"VIC","WOTS66","Wodonga (AusNet) 66 kV","AusNet","Summer","Coincident",2011,"TempCorrActualPOE50",55.06877059,"NA"]
[null,"VIC","WOTS66","Wodonga (AusNet) 66 kV","AusNet","Summer","Non-Coincident",2011,"TempCorrActualPOE10",64.791383539999998,"NA"]
[null,"VIC","WOTS66","Wodonga (AusNet) 66 kV","AusNet","Summer","Non-Coincident",2011,"TempCorrActualPOE50",60.998331069999999,"NA"]
[null,"VIC","WOTS66","Wodonga (AusNet) 66 kV","AusNet","Summer","Coincident",2011,"Actual",19.183322,"NA"]
[null,"VIC","WOTS66","Wodonga (AusNet) 66 kV","AusNet","Summer","Non-Coincident",2011,"Actual",61.372878,"NA"]
[null,"VIC","WOTS66","Wodonga (AusNet) 66 kV","AusNet","Summer","Coincident",2012,"TempCorrActualPOE10",56.556866309999997,"NA"]
[null,"VIC","WOTS66","Wodonga (AusNet) 66 kV","AusNet","Summer","Coincident",2012,"TempCorrActualPOE50",53.112367550000002,"NA"]
[null,"VIC","WOTS66","Wodonga (AusNet) 66 kV","AusNet","Summer","Non-Coincident",2012,"TempCorrActualPOE10",62.713355049999997,"NA"]
[null,"VIC","WOTS66","Wodonga (AusNet) 66 kV","AusNet","Summer","Non-Coincident",2012,"TempCorrActualPOE50",58.899276690000001,"NA"]
[null,"VIC","WOTS66","Wodonga (AusNet) 66 kV","AusNet","Summer","Coincident",2012,"Actual",51.743012,"NA"]
[null,"VIC","WOTS66","Wodonga (AusNet) 66 kV","AusNet","Summer","Non-Coincident",2012,"Actual",55.550427999999997,"NA"]
[null,"VIC","WOTS66","Wodonga (AusNet) 66 kV","AusNet","Summer","Coincident",2013,"TempCorrActualPOE10",56.371213259999998,"NA"]
[null,"VIC","WOTS66","Wodonga (AusNet) 66 kV","AusNet","Summer","Coincident",2013,"TempCorrActualPOE50",52.866764779999997,"NA"]
[null,"VIC","WOTS66","Wodonga (AusNet) 66 kV","AusNet","Summer","Non-Coincident",2013,"TempCorrActualPOE10",62.598263860000003,"NA"]
[null,"VIC","WOTS66","Wodonga (AusNet) 66 kV","AusNet","Summer","Non-Coincident",2013,"TempCorrActualPOE50",58.717803429999996,"NA"]
[null,"VIC","WOTS66","Wodonga (AusNet) 66 kV","AusNet","Summer","Coincident",2013,"Actual",53.647454000000003,"NA"]
[null,"VIC","WOTS66","Wodonga (AusNet) 66 kV","AusNet","Summer","Non-Coincident",2013,"Actual",58.585818000000003,"NA"]
[null,"VIC","WOTS66","Wodonga (AusNet) 66 kV","AusNet","Summer","Coincident",2014,"TempCorrActualPOE10",54.30870402,"NA"]
[null,"VIC","WOTS66","Wodonga (AusNet) 66 kV","AusNet","Summer","Coincident",2014,"TempCorrActualPOE50",50.771463400000002,"NA"]
[null,"VIC","WOTS66","Wodonga (AusNet) 66 kV","AusNet","Summer","Non-Coincident",2014,"TempCorrActualPOE10",60.348804579999999,"NA"]
[null,"VIC","WOTS66","Wodonga (AusNet) 66 kV","AusNet","Summer","Non-Coincident",2014,"TempCorrActualPOE50",56.432033560000001,"NA"]
[null,"VIC","WOTS66","Wodonga (AusNet) 66 kV","AusNet","Summer","Coincident",2014,"Actual",52.047401999999998,"NA"]
[null,"VIC","WOTS66","Wodonga (AusNet) 66 kV","AusNet","Summer","Non-Coincident",2014,"Actual",57.774853999999998,"NA"]
[null,"VIC","WOTS66","Wodonga (AusNet) 66 kV","AusNet","Summer","Coincident",2015,"TempCorrActualPOE10",53.6955685,"NA"]
[null,"VIC","WOTS66","Wodonga (AusNet) 66 kV","AusNet","Summer","Coincident",2015,"TempCorrActualPOE50",50.060612679999998,"NA"]
[null,"VIC","WOTS66","Wodonga (AusNet) 66 kV","AusNet","Summer","Non-Coincident",2015,"TempCorrActualPOE10",59.719997579999998,"NA"]
[null,"VIC","WOTS66","Wodonga (AusNet) 66 kV","AusNet","Summer","Non-Coincident",2015,"TempCorrActualPOE50",55.695026949999999,"NA"]
[null,"VIC","WOTS66","Wodonga (AusNet) 66 kV","AusNet","Summer","Coincident",2015,"Actual",45.211587999999999,"NA"]
[null,"VIC","WOTS66","Wodonga (AusNet) 66 kV","AusNet","Summer","Non-Coincident",2015,"Actual",55.533546000000001,"NA"]
[null,"VIC","WOTS66","Wodonga (AusNet) 66 kV","AusNet","Summer","Non-Coincident",2016,"POE10",57.432397420000001,0.86796153200000004]
[null,"VIC","WOTS66","Wodonga (AusNet) 66 kV","AusNet","Summer","Non-Coincident",2016,"POE50",53.559444970000001,0.83747495500000002]
[null,"VIC","WOTS66","Wodonga (AusNet) 66 kV","AusNet","Summer","Coincident",2016,"POE10",49.849111659999998,0.86796153200000004]
[null,"VIC","WOTS66","Wodonga (AusNet) 66 kV","AusNet","Summer","Coincident",2016,"POE50",44.854693769999997,0.83747495500000002]
[null,"VIC","WOTS66","Wodonga (AusNet) 66 kV","AusNet","Summer","Non-Coincident",2017,"POE10",56.917285370000002,0.86792490499999997]
[null,"VIC","WOTS66","Wodonga (AusNet) 66 kV","AusNet","Summer","Non-Coincident",2017,"POE50",52.953095509999997,0.83747495100000002]
[null,"VIC","WOTS66","Wodonga (AusNet) 66 kV","AusNet","Summer","Coincident",2017,"POE10",49.39992951,0.86792490499999997]
[null,"VIC","WOTS66","Wodonga (AusNet) 66 kV","AusNet","Summer","Coincident",2017,"POE50",44.346891079999999,0.83747495100000002]
[null,"VIC","WOTS66","Wodonga (AusNet) 66 kV","AusNet","Summer","Non-Coincident",2018,"POE10",55.932104119999998,0.86775828300000002]
[null,"VIC","WOTS66","Wodonga (AusNet) 66 kV","AusNet","Summer","Non-Coincident",2018,"POE50",52.282116940000002,0.83735945499999997]
[null,"VIC","WOTS66","Wodonga (AusNet) 66 kV","AusNet","Summer","Coincident",2018,"POE10",48.535546629999999,0.86775828300000002]
[null,"VIC","WOTS66","Wodonga (AusNet) 66 kV","AusNet","Summer","Coincident",2018,"POE50",43.778924930000002,0.83735945499999997]
[null,"VIC","WOTS66","Wodonga (AusNet) 66 kV","AusNet","Summer","Non-Coincident",2019,"POE10",55.501140929999998,0.867575121]
[null,"VIC","WOTS66","Wodonga (AusNet) 66 kV","AusNet","Summer","Non-Coincident",2019,"POE50",51.827371479999996,0.83726093999999995]
[null,"VIC","WOTS66","Wodonga (AusNet) 66 kV","AusNet","Summer","Coincident",2019,"POE10",48.15140907,0.867575121]
[null,"VIC","WOTS66","Wodonga (AusNet) 66 kV","AusNet","Summer","Coincident",2019,"POE50",43.393033780000003,0.83726093999999995]
[null,"VIC","WOTS66","Wodonga (AusNet) 66 kV","AusNet","Summer","Non-Coincident",2020,"POE10",55.345092819999998,0.86727229500000003]
[null,"VIC","WOTS66","Wodonga (AusNet) 66 kV","AusNet","Summer","Non-Coincident",2020,"POE50",51.3321568,0.83711769499999999]
[null,"VIC","WOTS66","Wodonga (AusNet) 66 kV","AusNet","Summer","Coincident",2020,"POE10",47.999265639999997,0.86727229500000003]
[null,"VIC","WOTS66","Wodonga (AusNet) 66 kV","AusNet","Summer","Coincident",2020,"POE50",42.971056760000003,0.83711769499999999]
[null,"VIC","WOTS66","Wodonga (AusNet) 66 kV","AusNet","Summer","Non-Coincident",2021,"POE10",55.167605729999998,0.86710281199999995]
[null,"VIC","WOTS66","Wodonga (AusNet) 66 kV","AusNet","Summer","Non-Coincident",2021,"POE50",51.210757770000001,0.83707665099999995]
[null,"VIC","WOTS66","Wodonga (AusNet) 66 kV","AusNet","Summer","Coincident",2021,"POE10",47.835986050000002,0.86710281199999995]
[null,"VIC","WOTS66","Wodonga (AusNet) 66 kV","AusNet","Summer","Coincident",2021,"POE50",42.867329609999999,0.83707665099999995]
[null,"VIC","WOTS66","Wodonga (AusNet) 66 kV","AusNet","Summer","Non-Coincident",2022,"POE10",55.19070481,0.86692901099999997]
[null,"VIC","WOTS66","Wodonga (AusNet) 66 kV","AusNet","Summer","Non-Coincident",2022,"POE50",51.374573779999999,0.83698488100000001]
[null,"VIC","WOTS66","Wodonga (AusNet) 66 kV","AusNet","Summer","Coincident",2022,"POE10",47.84642315,0.86692901099999997]
[null,"VIC","WOTS66","Wodonga (AusNet) 66 kV","AusNet","Summer","Coincident",2022,"POE50",42.999741540000002,0.83698488100000001]
[null,"VIC","WOTS66","Wodonga (AusNet) 66 kV","AusNet","Summer","Non-Coincident",2023,"POE10",55.43399076,0.86668996300000001]
[null,"VIC","WOTS66","Wodonga (AusNet) 66 kV","AusNet","Summer","Non-Coincident",2023,"POE50",51.365073799999998,0.83693528800000005]
[null,"VIC","WOTS66","Wodonga (AusNet) 66 kV","AusNet","Summer","Coincident",2023,"POE10",48.044083399999998,0.86668996300000001]
[null,"VIC","WOTS66","Wodonga (AusNet) 66 kV","AusNet","Summer","Coincident",2023,"POE50",42.989242840000003,0.83693528800000005]
[null,"VIC","WOTS66","Wodonga (AusNet) 66 kV","AusNet","Summer","Non-Coincident",2024,"POE10",55.899418089999998,0.86639516000000005]
[null,"VIC","WOTS66","Wodonga (AusNet) 66 kV","AusNet","Summer","Non-Coincident",2024,"POE50",51.896429810000001,0.83678914400000004]
[null,"VIC","WOTS66","Wodonga (AusNet) 66 kV","AusNet","Summer","Coincident",2024,"POE10",48.430985300000003,0.86639516000000005]
[null,"VIC","WOTS66","Wodonga (AusNet) 66 kV","AusNet","Summer","Coincident",2024,"POE50",43.426369090000001,0.83678914400000004]
[null,"VIC","WOTS66","Wodonga (AusNet) 66 kV","AusNet","Summer","Non-Coincident",2025,"POE10",56.571178340000003,0.86602776599999998]
[null,"VIC","WOTS66","Wodonga (AusNet) 66 kV","AusNet","Summer","Non-Coincident",2025,"POE50",52.386039080000003,0.83664278400000003]
[null,"VIC","WOTS66","Wodonga (AusNet) 66 kV","AusNet","Summer","Coincident",2025,"POE10",48.9922112,0.86602776599999998]
[null,"VIC","WOTS66","Wodonga (AusNet) 66 kV","AusNet","Summer","Coincident",2025,"POE50",43.828401569999997,0.83664278400000003]
[null,"VIC","WOTS66","Wodonga (AusNet) 66 kV","AusNet","Winter","Coincident",2005,"TempCorrActualPOE10",46.632221119999997,"NA"]
[null,"VIC","WOTS66","Wodonga (AusNet) 66 kV","AusNet","Winter","Coincident",2005,"TempCorrActualPOE50",45.315994969999998,"NA"]
[null,"VIC","WOTS66","Wodonga (AusNet) 66 kV","AusNet","Winter","Non-Coincident",2005,"TempCorrActualPOE10",49.50022929,"NA"]
[null,"VIC","WOTS66","Wodonga (AusNet) 66 kV","AusNet","Winter","Non-Coincident",2005,"TempCorrActualPOE50",48.103051659999998,"NA"]
[null,"VIC","WOTS66","Wodonga (AusNet) 66 kV","AusNet","Winter","Coincident",2005,"Actual",46.397843999999999,"NA"]
[null,"VIC","WOTS66","Wodonga (AusNet) 66 kV","AusNet","Winter","Non-Coincident",2005,"Actual",46.860703999999998,"NA"]
[null,"VIC","WOTS66","Wodonga (AusNet) 66 kV","AusNet","Winter","Coincident",2006,"TempCorrActualPOE10",48.07273722,"NA"]
[null,"VIC","WOTS66","Wodonga (AusNet) 66 kV","AusNet","Winter","Coincident",2006,"TempCorrActualPOE50",46.73406112,"NA"]
[null,"VIC","WOTS66","Wodonga (AusNet) 66 kV","AusNet","Winter","Non-Coincident",2006,"TempCorrActualPOE10",51.029341039999998,"NA"]
[null,"VIC","WOTS66","Wodonga (AusNet) 66 kV","AusNet","Winter","Non-Coincident",2006,"TempCorrActualPOE50",49.608332730000001,"NA"]
[null,"VIC","WOTS66","Wodonga (AusNet) 66 kV","AusNet","Winter","Coincident",2006,"Actual",48.355988000000004,"NA"]
[null,"VIC","WOTS66","Wodonga (AusNet) 66 kV","AusNet","Winter","Non-Coincident",2006,"Actual",50.091847999999999,"NA"]
[null,"VIC","WOTS66","Wodonga (AusNet) 66 kV","AusNet","Winter","Coincident",2007,"TempCorrActualPOE10",47.680322820000001,"NA"]
[null,"VIC","WOTS66","Wodonga (AusNet) 66 kV","AusNet","Winter","Coincident",2007,"TempCorrActualPOE50",46.414831130000003,"NA"]
[null,"VIC","WOTS66","Wodonga (AusNet) 66 kV","AusNet","Winter","Non-Coincident",2007,"TempCorrActualPOE10",50.612792089999999,"NA"]
[null,"VIC","WOTS66","Wodonga (AusNet) 66 kV","AusNet","Winter","Non-Coincident",2007,"TempCorrActualPOE50",49.269469229999999,"NA"]
[null,"VIC","WOTS66","Wodonga (AusNet) 66 kV","AusNet","Winter","Coincident",2007,"Actual",48.671337999999999,"NA"]
[null,"VIC","WOTS66","Wodonga (AusNet) 66 kV","AusNet","Winter","Non-Coincident",2007,"Actual",48.910083999999998,"NA"]
[null,"VIC","WOTS66","Wodonga (AusNet) 66 kV","AusNet","Winter","Coincident",2008,"TempCorrActualPOE10",48.448829480000001,"NA"]
[null,"VIC","WOTS66","Wodonga (AusNet) 66 kV","AusNet","Winter","Coincident",2008,"TempCorrActualPOE50",47.254385900000003,"NA"]
[null,"VIC","WOTS66","Wodonga (AusNet) 66 kV","AusNet","Winter","Non-Coincident",2008,"TempCorrActualPOE10",51.428563990000001,"NA"]
[null,"VIC","WOTS66","Wodonga (AusNet) 66 kV","AusNet","Winter","Non-Coincident",2008,"TempCorrActualPOE50",50.160658900000001,"NA"]
[null,"VIC","WOTS66","Wodonga (AusNet) 66 kV","AusNet","Winter","Coincident",2008,"Actual",46.343902,"NA"]
[null,"VIC","WOTS66","Wodonga (AusNet) 66 kV","AusNet","Winter","Non-Coincident",2008,"Actual",48.241140000000001,"NA"]
[null,"VIC","WOTS66","Wodonga (AusNet) 66 kV","AusNet","Winter","Coincident",2009,"TempCorrActualPOE10",49.177240779999998,"NA"]
[null,"VIC","WOTS66","Wodonga (AusNet) 66 kV","AusNet","Winter","Coincident",2009,"TempCorrActualPOE50",47.762857439999998,"NA"]
[null,"VIC","WOTS66","Wodonga (AusNet) 66 kV","AusNet","Winter","Non-Coincident",2009,"TempCorrActualPOE10",52.201774569999998,"NA"]
[null,"VIC","WOTS66","Wodonga (AusNet) 66 kV","AusNet","Winter","Non-Coincident",2009,"TempCorrActualPOE50",50.700402820000001,"NA"]
[null,"VIC","WOTS66","Wodonga (AusNet) 66 kV","AusNet","Winter","Coincident",2009,"Actual",49.002670000000002,"NA"]
[null,"VIC","WOTS66","Wodonga (AusNet) 66 kV","AusNet","Winter","Non-Coincident",2009,"Actual",49.287773999999999,"NA"]
[null,"VIC","WOTS66","Wodonga (AusNet) 66 kV","AusNet","Winter","Coincident",2010,"TempCorrActualPOE10",50.972517379999999,"NA"]
[null,"VIC","WOTS66","Wodonga (AusNet) 66 kV","AusNet","Winter","Coincident",2010,"TempCorrActualPOE50",49.488961349999997,"NA"]
[null,"VIC","WOTS66","Wodonga (AusNet) 66 kV","AusNet","Winter","Non-Coincident",2010,"TempCorrActualPOE10",54.107465550000001,"NA"]
[null,"VIC","WOTS66","Wodonga (AusNet) 66 kV","AusNet","Winter","Non-Coincident",2010,"TempCorrActualPOE50",52.532666800000001,"NA"]
[null,"VIC","WOTS66","Wodonga (AusNet) 66 kV","AusNet","Winter","Coincident",2010,"Actual",48.716828,"NA"]
[null,"VIC","WOTS66","Wodonga (AusNet) 66 kV","AusNet","Winter","Non-Coincident",2010,"Actual",53.958454000000003,"NA"]
[null,"VIC","WOTS66","Wodonga (AusNet) 66 kV","AusNet","Winter","Coincident",2011,"TempCorrActualPOE10",49.012374819999998,"NA"]
[null,"VIC","WOTS66","Wodonga (AusNet) 66 kV","AusNet","Winter","Coincident",2011,"TempCorrActualPOE50",47.52702841,"NA"]
[null,"VIC","WOTS66","Wodonga (AusNet) 66 kV","AusNet","Winter","Non-Coincident",2011,"TempCorrActualPOE10",52.0267689,"NA"]
[null,"VIC","WOTS66","Wodonga (AusNet) 66 kV","AusNet","Winter","Non-Coincident",2011,"TempCorrActualPOE50",50.450069659999997,"NA"]
[null,"VIC","WOTS66","Wodonga (AusNet) 66 kV","AusNet","Winter","Coincident",2011,"Actual",19.030608000000001,"NA"]
[null,"VIC","WOTS66","Wodonga (AusNet) 66 kV","AusNet","Winter","Non-Coincident",2011,"Actual",49.283760000000001,"NA"]
[null,"VIC","WOTS66","Wodonga (AusNet) 66 kV","AusNet","Winter","Coincident",2012,"TempCorrActualPOE10",46.866573780000003,"NA"]
[null,"VIC","WOTS66","Wodonga (AusNet) 66 kV","AusNet","Winter","Coincident",2012,"TempCorrActualPOE50",45.521045610000002,"NA"]
[null,"VIC","WOTS66","Wodonga (AusNet) 66 kV","AusNet","Winter","Non-Coincident",2012,"TempCorrActualPOE10",49.748995270000002,"NA"]
[null,"VIC","WOTS66","Wodonga (AusNet) 66 kV","AusNet","Winter","Non-Coincident",2012,"TempCorrActualPOE50",48.320713470000001,"NA"]
[null,"VIC","WOTS66","Wodonga (AusNet) 66 kV","AusNet","Winter","Coincident",2012,"Actual",41.788004000000001,"NA"]
[null,"VIC","WOTS66","Wodonga (AusNet) 66 kV","AusNet","Winter","Non-Coincident",2012,"Actual",46.956789999999998,"NA"]
[null,"VIC","WOTS66","Wodonga (AusNet) 66 kV","AusNet","Winter","Coincident",2013,"TempCorrActualPOE10",45.24866042,"NA"]
[null,"VIC","WOTS66","Wodonga (AusNet) 66 kV","AusNet","Winter","Coincident",2013,"TempCorrActualPOE50",43.992704609999997,"NA"]
[null,"VIC","WOTS66","Wodonga (AusNet) 66 kV","AusNet","Winter","Non-Coincident",2013,"TempCorrActualPOE10",48.031575850000003,"NA"]
[null,"VIC","WOTS66","Wodonga (AusNet) 66 kV","AusNet","Winter","Non-Coincident",2013,"TempCorrActualPOE50",46.698375349999999,"NA"]
[null,"VIC","WOTS66","Wodonga (AusNet) 66 kV","AusNet","Winter","Coincident",2013,"Actual",46.949426000000003,"NA"]
[null,"VIC","WOTS66","Wodonga (AusNet) 66 kV","AusNet","Winter","Non-Coincident",2013,"Actual",46.949426000000003,"NA"]
[null,"VIC","WOTS66","Wodonga (AusNet) 66 kV","AusNet","Winter","Coincident",2014,"TempCorrActualPOE10",42.693062329999997,"NA"]
[null,"VIC","WOTS66","Wodonga (AusNet) 66 kV","AusNet","Winter","Coincident",2014,"TempCorrActualPOE50",41.428232819999998,"NA"]
[null,"VIC","WOTS66","Wodonga (AusNet) 66 kV","AusNet","Winter","Non-Coincident",2014,"TempCorrActualPOE10",45.318801540000003,"NA"]
[null,"VIC","WOTS66","Wodonga (AusNet) 66 kV","AusNet","Winter","Non-Coincident",2014,"TempCorrActualPOE50",43.976181590000003,"NA"]
[null,"VIC","WOTS66","Wodonga (AusNet) 66 kV","AusNet","Winter","Coincident",2014,"Actual",40.193013999999998,"NA"]
[null,"VIC","WOTS66","Wodonga (AusNet) 66 kV","AusNet","Winter","Non-Coincident",2014,"Actual",43.025696000000003,"NA"]
[null,"VIC","WOTS66","Wodonga (AusNet) 66 kV","AusNet","Winter","Non-Coincident",2015,"POE10",46.442234030000002,0.96752318500000001]
[null,"VIC","WOTS66","Wodonga (AusNet) 66 kV","AusNet","Winter","Non-Coincident",2015,"POE50",45.035164649999999,0.95465841900000004]
[null,"VIC","WOTS66","Wodonga (AusNet) 66 kV","AusNet","Winter","Coincident",2015,"POE10",44.933938189999999,0.96752318500000001]
[null,"VIC","WOTS66","Wodonga (AusNet) 66 kV","AusNet","Winter","Coincident",2015,"POE50",42.993199079999997,0.95465841900000004]
[null,"VIC","WOTS66","Wodonga (AusNet) 66 kV","AusNet","Winter","Non-Coincident",2016,"POE10",45.805459589999998,0.96747253]
[null,"VIC","WOTS66","Wodonga (AusNet) 66 kV","AusNet","Winter","Non-Coincident",2016,"POE50",44.516458059999998,0.95457810300000001]
[null,"VIC","WOTS66","Wodonga (AusNet) 66 kV","AusNet","Winter","Coincident",2016,"POE10",44.315523880000001,0.96747253]
[null,"VIC","WOTS66","Wodonga (AusNet) 66 kV","AusNet","Winter","Coincident",2016,"POE50",42.494436090000001,0.95457810300000001]
[null,"VIC","WOTS66","Wodonga (AusNet) 66 kV","AusNet","Winter","Non-Coincident",2017,"POE10",45.663208480000002,0.96727972399999995]
[null,"VIC","WOTS66","Wodonga (AusNet) 66 kV","AusNet","Winter","Non-Coincident",2017,"POE50",44.428010290000003,0.95436044600000003]
[null,"VIC","WOTS66","Wodonga (AusNet) 66 kV","AusNet","Winter","Coincident",2017,"POE10",44.169095710000001,0.96727972399999995]
[null,"VIC","WOTS66","Wodonga (AusNet) 66 kV","AusNet","Winter","Coincident",2017,"POE50",42.40033571,0.95436044600000003]
[null,"VIC","WOTS66","Wodonga (AusNet) 66 kV","AusNet","Winter","Non-Coincident",2018,"POE10",45.203636439999997,0.96692323099999999]
[null,"VIC","WOTS66","Wodonga (AusNet) 66 kV","AusNet","Winter","Non-Coincident",2018,"POE50",43.8975686,0.95401121099999997]
[null,"VIC","WOTS66","Wodonga (AusNet) 66 kV","AusNet","Winter","Coincident",2018,"POE10",43.708446199999997,0.96692323099999999]
[null,"VIC","WOTS66","Wodonga (AusNet) 66 kV","AusNet","Winter","Coincident",2018,"POE50",41.878772580000003,0.95401121099999997]
[null,"VIC","WOTS66","Wodonga (AusNet) 66 kV","AusNet","Winter","Non-Coincident",2019,"POE10",45.24828333,0.96653401000000005]
[null,"VIC","WOTS66","Wodonga (AusNet) 66 kV","AusNet","Winter","Non-Coincident",2019,"POE50",43.816619680000002,0.95369195299999998]
[null,"VIC","WOTS66","Wodonga (AusNet) 66 kV","AusNet","Winter","Coincident",2019,"POE10",43.734004759999998,0.96653401000000005]
[null,"VIC","WOTS66","Wodonga (AusNet) 66 kV","AusNet","Winter","Coincident",2019,"POE50",41.7875576,0.95369195299999998]
[null,"VIC","WOTS66","Wodonga (AusNet) 66 kV","AusNet","Winter","Non-Coincident",2020,"POE10",45.205601170000001,0.96620348]
[null,"VIC","WOTS66","Wodonga (AusNet) 66 kV","AusNet","Winter","Non-Coincident",2020,"POE50",43.805447319999999,0.95333455499999997]
[null,"VIC","WOTS66","Wodonga (AusNet) 66 kV","AusNet","Winter","Coincident",2020,"POE10",43.677809150000002,0.96620348]
[null,"VIC","WOTS66","Wodonga (AusNet) 66 kV","AusNet","Winter","Coincident",2020,"POE50",41.761246630000002,0.95333455499999997]
[null,"VIC","WOTS66","Wodonga (AusNet) 66 kV","AusNet","Winter","Non-Coincident",2021,"POE10",45.157875269999998,0.96595002299999999]
[null,"VIC","WOTS66","Wodonga (AusNet) 66 kV","AusNet","Winter","Non-Coincident",2021,"POE50",43.818768740000003,0.95305031600000001]
[null,"VIC","WOTS66","Wodonga (AusNet) 66 kV","AusNet","Winter","Coincident",2021,"POE10",43.620250650000003,0.96595002299999999]
[null,"VIC","WOTS66","Wodonga (AusNet) 66 kV","AusNet","Winter","Coincident",2021,"POE50",41.761491399999997,0.95305031600000001]
[null,"VIC","WOTS66","Wodonga (AusNet) 66 kV","AusNet","Winter","Non-Coincident",2022,"POE10",45.30854532,0.965563791]
[null,"VIC","WOTS66","Wodonga (AusNet) 66 kV","AusNet","Winter","Non-Coincident",2022,"POE50",43.854403779999998,0.95273073799999997]
[null,"VIC","WOTS66","Wodonga (AusNet) 66 kV","AusNet","Winter","Coincident",2022,"POE10",43.748290789999999,0.965563791]
[null,"VIC","WOTS66","Wodonga (AusNet) 66 kV","AusNet","Winter","Coincident",2022,"POE50",41.781438459999997,0.95273073799999997]
[null,"VIC","WOTS66","Wodonga (AusNet) 66 kV","AusNet","Winter","Non-Coincident",2023,"POE10",45.557269759999997,0.96515257499999996]
[null,"VIC","WOTS66","Wodonga (AusNet) 66 kV","AusNet","Winter","Non-Coincident",2023,"POE50",44.018360690000002,0.95237133600000001]
[null,"VIC","WOTS66","Wodonga (AusNet) 66 kV","AusNet","Winter","Coincident",2023,"POE10",43.969716220000002,0.96515257499999996]
[null,"VIC","WOTS66","Wodonga (AusNet) 66 kV","AusNet","Winter","Coincident",2023,"POE50",41.921824979999997,0.95237133600000001]
[null,"VIC","WOTS66","Wodonga (AusNet) 66 kV","AusNet","Winter","Non-Coincident",2024,"POE10",45.972724820000003,0.96463809199999995]
[null,"VIC","WOTS66","Wodonga (AusNet) 66 kV","AusNet","Winter","Non-Coincident",2024,"POE50",44.381461680000001,0.95189353499999996]
[null,"VIC","WOTS66","Wodonga (AusNet) 66 kV","AusNet","Winter","Coincident",2024,"POE10",44.34704155,0.96463809199999995]
[null,"VIC","WOTS66","Wodonga (AusNet) 66 kV","AusNet","Winter","Coincident",2024,"POE50",42.246426470000003,0.95189353499999996]
[null,"VIC","YPS11","Yallourn (AusNet) 11 kV","AusNet","Summer","Coincident",2006,"TempCorrActualPOE10",0.30611804100000001,"NA"]
[null,"VIC","YPS11","Yallourn (AusNet) 11 kV","AusNet","Summer","Coincident",2006,"TempCorrActualPOE50",0.282792137,"NA"]
[null,"VIC","YPS11","Yallourn (AusNet) 11 kV","AusNet","Summer","Non-Coincident",2006,"TempCorrActualPOE10",0.712350276,"NA"]
[null,"VIC","YPS11","Yallourn (AusNet) 11 kV","AusNet","Summer","Non-Coincident",2006,"TempCorrActualPOE50",0.65806986199999995,"NA"]
[null,"VIC","YPS11","Yallourn (AusNet) 11 kV","AusNet","Summer","Coincident",2006,"Actual",0.48737799999999998,"NA"]
[null,"VIC","YPS11","Yallourn (AusNet) 11 kV","AusNet","Summer","Non-Coincident",2006,"Actual",0.73199199999999998,"NA"]
[null,"VIC","YPS11","Yallourn (AusNet) 11 kV","AusNet","Summer","Coincident",2007,"TempCorrActualPOE10",0.30679694000000002,"NA"]
[null,"VIC","YPS11","Yallourn (AusNet) 11 kV","AusNet","Summer","Coincident",2007,"TempCorrActualPOE50",0.28338058500000002,"NA"]
[null,"VIC","YPS11","Yallourn (AusNet) 11 kV","AusNet","Summer","Non-Coincident",2007,"TempCorrActualPOE10",0.71393010499999998,"NA"]
[null,"VIC","YPS11","Yallourn (AusNet) 11 kV","AusNet","Summer","Non-Coincident",2007,"TempCorrActualPOE50",0.65943920600000006,"NA"]
[null,"VIC","YPS11","Yallourn (AusNet) 11 kV","AusNet","Summer","Coincident",2007,"Actual",0.32179400000000002,"NA"]
[null,"VIC","YPS11","Yallourn (AusNet) 11 kV","AusNet","Summer","Non-Coincident",2007,"Actual",0.565608,"NA"]
[null,"VIC","YPS11","Yallourn (AusNet) 11 kV","AusNet","Summer","Coincident",2008,"TempCorrActualPOE10",0.28329162099999999,"NA"]
[null,"VIC","YPS11","Yallourn (AusNet) 11 kV","AusNet","Summer","Coincident",2008,"TempCorrActualPOE50",0.26306238300000001,"NA"]
[null,"VIC","YPS11","Yallourn (AusNet) 11 kV","AusNet","Summer","Non-Coincident",2008,"TempCorrActualPOE10",0.65923218299999997,"NA"]
[null,"VIC","YPS11","Yallourn (AusNet) 11 kV","AusNet","Summer","Non-Coincident",2008,"TempCorrActualPOE50",0.61215784900000003,"NA"]
[null,"VIC","YPS11","Yallourn (AusNet) 11 kV","AusNet","Summer","Coincident",2008,"Actual",0.34055200000000002,"NA"]
[null,"VIC","YPS11","Yallourn (AusNet) 11 kV","AusNet","Summer","Non-Coincident",2008,"Actual",0.57384999999999997,"NA"]
[null,"VIC","YPS11","Yallourn (AusNet) 11 kV","AusNet","Summer","Coincident",2009,"TempCorrActualPOE10",0.32881349300000001,"NA"]
[null,"VIC","YPS11","Yallourn (AusNet) 11 kV","AusNet","Summer","Coincident",2009,"TempCorrActualPOE50",0.30283863300000002,"NA"]
[null,"VIC","YPS11","Yallourn (AusNet) 11 kV","AusNet","Summer","Non-Coincident",2009,"TempCorrActualPOE10",0.76516360100000003,"NA"]
[null,"VIC","YPS11","Yallourn (AusNet) 11 kV","AusNet","Summer","Non-Coincident",2009,"TempCorrActualPOE50",0.70471894800000001,"NA"]
[null,"VIC","YPS11","Yallourn (AusNet) 11 kV","AusNet","Summer","Coincident",2009,"Actual",0.30397200000000002,"NA"]
[null,"VIC","YPS11","Yallourn (AusNet) 11 kV","AusNet","Summer","Non-Coincident",2009,"Actual",0.65854599999999996,"NA"]
[null,"VIC","YPS11","Yallourn (AusNet) 11 kV","AusNet","Summer","Coincident",2010,"TempCorrActualPOE10",0.33080652799999999,"NA"]
[null,"VIC","YPS11","Yallourn (AusNet) 11 kV","AusNet","Summer","Coincident",2010,"TempCorrActualPOE50",0.30540015700000001,"NA"]
[null,"VIC","YPS11","Yallourn (AusNet) 11 kV","AusNet","Summer","Non-Coincident",2010,"TempCorrActualPOE10",0.76980148299999995,"NA"]
[null,"VIC","YPS11","Yallourn (AusNet) 11 kV","AusNet","Summer","Non-Coincident",2010,"TempCorrActualPOE50",0.71067972800000001,"NA"]
[null,"VIC","YPS11","Yallourn (AusNet) 11 kV","AusNet","Summer","Coincident",2010,"Actual",0.319048,"NA"]
[null,"VIC","YPS11","Yallourn (AusNet) 11 kV","AusNet","Summer","Non-Coincident",2010,"Actual",0.84355199999999997,"NA"]
[null,"VIC","YPS11","Yallourn (AusNet) 11 kV","AusNet","Summer","Coincident",2011,"TempCorrActualPOE10",0.32585609199999999,"NA"]
[null,"VIC","YPS11","Yallourn (AusNet) 11 kV","AusNet","Summer","Coincident",2011,"TempCorrActualPOE50",0.301940392,"NA"]
[null,"VIC","YPS11","Yallourn (AusNet) 11 kV","AusNet","Summer","Non-Coincident",2011,"TempCorrActualPOE10",0.75828159900000003,"NA"]
[null,"VIC","YPS11","Yallourn (AusNet) 11 kV","AusNet","Summer","Non-Coincident",2011,"TempCorrActualPOE50",0.70262870099999997,"NA"]
[null,"VIC","YPS11","Yallourn (AusNet) 11 kV","AusNet","Summer","Coincident",2011,"Actual",0.38119599999999998,"NA"]
[null,"VIC","YPS11","Yallourn (AusNet) 11 kV","AusNet","Summer","Non-Coincident",2011,"Actual",0.69101199999999996,"NA"]
[null,"VIC","YPS11","Yallourn (AusNet) 11 kV","AusNet","Summer","Coincident",2012,"TempCorrActualPOE10",0.28292256500000001,"NA"]
[null,"VIC","YPS11","Yallourn (AusNet) 11 kV","AusNet","Summer","Coincident",2012,"TempCorrActualPOE50",0.267037578,"NA"]
[null,"VIC","YPS11","Yallourn (AusNet) 11 kV","AusNet","Summer","Non-Coincident",2012,"TempCorrActualPOE10",0.65837337399999996,"NA"]
[null,"VIC","YPS11","Yallourn (AusNet) 11 kV","AusNet","Summer","Non-Coincident",2012,"TempCorrActualPOE50",0.62140830400000002,"NA"]
[null,"VIC","YPS11","Yallourn (AusNet) 11 kV","AusNet","Summer","Coincident",2012,"Actual",0.27298,"NA"]
[null,"VIC","YPS11","Yallourn (AusNet) 11 kV","AusNet","Summer","Non-Coincident",2012,"Actual",0.59992199999999996,"NA"]
[null,"VIC","YPS11","Yallourn (AusNet) 11 kV","AusNet","Summer","Coincident",2013,"TempCorrActualPOE10",0.280297091,"NA"]
[null,"VIC","YPS11","Yallourn (AusNet) 11 kV","AusNet","Summer","Coincident",2013,"TempCorrActualPOE50",0.26191660100000003,"NA"]
[null,"VIC","YPS11","Yallourn (AusNet) 11 kV","AusNet","Summer","Non-Coincident",2013,"TempCorrActualPOE10",0.65226377899999999,"NA"]
[null,"VIC","YPS11","Yallourn (AusNet) 11 kV","AusNet","Summer","Non-Coincident",2013,"TempCorrActualPOE50",0.60949156199999999,"NA"]
[null,"VIC","YPS11","Yallourn (AusNet) 11 kV","AusNet","Summer","Coincident",2013,"Actual",0.26755800000000002,"NA"]
[null,"VIC","YPS11","Yallourn (AusNet) 11 kV","AusNet","Summer","Non-Coincident",2013,"Actual",0.58056600000000003,"NA"]
[null,"VIC","YPS11","Yallourn (AusNet) 11 kV","AusNet","Summer","Coincident",2014,"TempCorrActualPOE10",0.266508515,"NA"]
[null,"VIC","YPS11","Yallourn (AusNet) 11 kV","AusNet","Summer","Coincident",2014,"TempCorrActualPOE50",0.24697765399999999,"NA"]
[null,"VIC","YPS11","Yallourn (AusNet) 11 kV","AusNet","Summer","Non-Coincident",2014,"TempCorrActualPOE10",0.62017715100000004,"NA"]
[null,"VIC","YPS11","Yallourn (AusNet) 11 kV","AusNet","Summer","Non-Coincident",2014,"TempCorrActualPOE50",0.57472796999999998,"NA"]
[null,"VIC","YPS11","Yallourn (AusNet) 11 kV","AusNet","Summer","Coincident",2014,"Actual",0.20873800000000001,"NA"]
[null,"VIC","YPS11","Yallourn (AusNet) 11 kV","AusNet","Summer","Non-Coincident",2014,"Actual",0.51078599999999996,"NA"]
[null,"VIC","YPS11","Yallourn (AusNet) 11 kV","AusNet","Summer","Coincident",2015,"TempCorrActualPOE10",0.26694422099999998,"NA"]
[null,"VIC","YPS11","Yallourn (AusNet) 11 kV","AusNet","Summer","Coincident",2015,"TempCorrActualPOE50",0.246301571,"NA"]
[null,"VIC","YPS11","Yallourn (AusNet) 11 kV","AusNet","Summer","Non-Coincident",2015,"TempCorrActualPOE10",0.62119105799999996,"NA"]
[null,"VIC","YPS11","Yallourn (AusNet) 11 kV","AusNet","Summer","Non-Coincident",2015,"TempCorrActualPOE50",0.57315469399999996,"NA"]
[null,"VIC","YPS11","Yallourn (AusNet) 11 kV","AusNet","Summer","Coincident",2015,"Actual",0.12821399999999999,"NA"]
[null,"VIC","YPS11","Yallourn (AusNet) 11 kV","AusNet","Summer","Non-Coincident",2015,"Actual",0.470586,"NA"]
[null,"VIC","YPS11","Yallourn (AusNet) 11 kV","AusNet","Summer","Non-Coincident",2016,"POE10",0.62119105799999996,0.42972965800000001]
[null,"VIC","YPS11","Yallourn (AusNet) 11 kV","AusNet","Summer","Non-Coincident",2016,"POE50",0.57315469399999996,0.42972965800000001]
[null,"VIC","YPS11","Yallourn (AusNet) 11 kV","AusNet","Summer","Coincident",2016,"POE10",0.26694422099999998,0.42972965800000001]
[null,"VIC","YPS11","Yallourn (AusNet) 11 kV","AusNet","Summer","Coincident",2016,"POE50",0.246301571,0.42972965800000001]
[null,"VIC","YPS11","Yallourn (AusNet) 11 kV","AusNet","Summer","Non-Coincident",2017,"POE10",0.63031025600000001,0.42351241899999997]
[null,"VIC","YPS11","Yallourn (AusNet) 11 kV","AusNet","Summer","Non-Coincident",2017,"POE50",0.57990540700000004,0.42472715]
[null,"VIC","YPS11","Yallourn (AusNet) 11 kV","AusNet","Summer","Coincident",2017,"POE10",0.26694422099999998,0.42351241899999997]
[null,"VIC","YPS11","Yallourn (AusNet) 11 kV","AusNet","Summer","Coincident",2017,"POE50",0.246301571,0.42472715]
[null,"VIC","YPS11","Yallourn (AusNet) 11 kV","AusNet","Summer","Non-Coincident",2018,"POE10",0.63112901099999996,0.42296300199999998]
[null,"VIC","YPS11","Yallourn (AusNet) 11 kV","AusNet","Summer","Non-Coincident",2018,"POE50",0.58403395199999997,0.42172474700000001]
[null,"VIC","YPS11","Yallourn (AusNet) 11 kV","AusNet","Summer","Coincident",2018,"POE10",0.26694422099999998,0.42296300199999998]
[null,"VIC","YPS11","Yallourn (AusNet) 11 kV","AusNet","Summer","Coincident",2018,"POE50",0.246301571,0.42172474700000001]
[null,"VIC","YPS11","Yallourn (AusNet) 11 kV","AusNet","Summer","Non-Coincident",2019,"POE10",0.63701313000000004,0.419056074]
[null,"VIC","YPS11","Yallourn (AusNet) 11 kV","AusNet","Summer","Non-Coincident",2019,"POE50",0.58949556400000003,0.417817514]
[null,"VIC","YPS11","Yallourn (AusNet) 11 kV","AusNet","Summer","Coincident",2019,"POE10",0.26694422099999998,0.419056074]
[null,"VIC","YPS11","Yallourn (AusNet) 11 kV","AusNet","Summer","Coincident",2019,"POE50",0.246301571,0.417817514]
[null,"VIC","YPS11","Yallourn (AusNet) 11 kV","AusNet","Summer","Non-Coincident",2020,"POE10",0.64495197900000001,0.413897825]
[null,"VIC","YPS11","Yallourn (AusNet) 11 kV","AusNet","Summer","Non-Coincident",2020,"POE50",0.59337880899999995,0.41508319300000002]
[null,"VIC","YPS11","Yallourn (AusNet) 11 kV","AusNet","Summer","Coincident",2020,"POE10",0.26694422099999998,0.413897825]
[null,"VIC","YPS11","Yallourn (AusNet) 11 kV","AusNet","Summer","Coincident",2020,"POE50",0.246301571,0.41508319300000002]
[null,"VIC","YPS11","Yallourn (AusNet) 11 kV","AusNet","Summer","Non-Coincident",2021,"POE10",0.65010510600000004,0.41061702]
[null,"VIC","YPS11","Yallourn (AusNet) 11 kV","AusNet","Summer","Non-Coincident",2021,"POE50",0.59718832899999996,0.41243533900000001]
[null,"VIC","YPS11","Yallourn (AusNet) 11 kV","AusNet","Summer","Coincident",2021,"POE10",0.26694422099999998,0.41061702]
[null,"VIC","YPS11","Yallourn (AusNet) 11 kV","AusNet","Summer","Coincident",2021,"POE50",0.246301571,0.41243533900000001]
[null,"VIC","YPS11","Yallourn (AusNet) 11 kV","AusNet","Summer","Non-Coincident",2022,"POE10",0.65416402699999998,0.408069246]
[null,"VIC","YPS11","Yallourn (AusNet) 11 kV","AusNet","Summer","Non-Coincident",2022,"POE50",0.60278941900000005,0.40860300999999999]
[null,"VIC","YPS11","Yallourn (AusNet) 11 kV","AusNet","Summer","Coincident",2022,"POE10",0.26694422099999998,0.408069246]
[null,"VIC","YPS11","Yallourn (AusNet) 11 kV","AusNet","Summer","Coincident",2022,"POE50",0.246301571,0.40860300999999999]
[null,"VIC","YPS11","Yallourn (AusNet) 11 kV","AusNet","Summer","Non-Coincident",2023,"POE10",0.65960950500000004,0.40470038600000002]
[null,"VIC","YPS11","Yallourn (AusNet) 11 kV","AusNet","Summer","Non-Coincident",2023,"POE50",0.60518371199999998,0.40698645]
[null,"VIC","YPS11","Yallourn (AusNet) 11 kV","AusNet","Summer","Coincident",2023,"POE10",0.26694422099999998,0.40470038600000002]
[null,"VIC","YPS11","Yallourn (AusNet) 11 kV","AusNet","Summer","Coincident",2023,"POE50",0.246301571,0.40698645]
[null,"VIC","YPS11","Yallourn (AusNet) 11 kV","AusNet","Summer","Non-Coincident",2024,"POE10",0.66634821600000005,0.40060769299999999]
[null,"VIC","YPS11","Yallourn (AusNet) 11 kV","AusNet","Summer","Non-Coincident",2024,"POE50",0.61264124799999997,0.40203230099999998]
[null,"VIC","YPS11","Yallourn (AusNet) 11 kV","AusNet","Summer","Coincident",2024,"POE10",0.26694422099999998,0.40060769299999999]
[null,"VIC","YPS11","Yallourn (AusNet) 11 kV","AusNet","Summer","Coincident",2024,"POE50",0.246301571,0.40203230099999998]
[null,"VIC","YPS11","Yallourn (AusNet) 11 kV","AusNet","Summer","Non-Coincident",2025,"POE10",0.67416933800000001,0.39596019300000002]
[null,"VIC","YPS11","Yallourn (AusNet) 11 kV","AusNet","Summer","Non-Coincident",2025,"POE50",0.61827212200000004,0.39837081800000002]
[null,"VIC","YPS11","Yallourn (AusNet) 11 kV","AusNet","Summer","Coincident",2025,"POE10",0.26694422099999998,0.39596019300000002]
[null,"VIC","YPS11","Yallourn (AusNet) 11 kV","AusNet","Summer","Coincident",2025,"POE50",0.246301571,0.39837081800000002]
[null,"VIC","YPS11","Yallourn (AusNet) 11 kV","AusNet","Winter","Coincident",2005,"TempCorrActualPOE10",0.42718753900000001,"NA"]
[null,"VIC","YPS11","Yallourn (AusNet) 11 kV","AusNet","Winter","Coincident",2005,"TempCorrActualPOE50",0.39272901399999999,"NA"]
[null,"VIC","YPS11","Yallourn (AusNet) 11 kV","AusNet","Winter","Non-Coincident",2005,"TempCorrActualPOE10",1.112768223,"NA"]
[null,"VIC","YPS11","Yallourn (AusNet) 11 kV","AusNet","Winter","Non-Coincident",2005,"TempCorrActualPOE50",1.023008226,"NA"]
[null,"VIC","YPS11","Yallourn (AusNet) 11 kV","AusNet","Winter","Coincident",2005,"Actual",0.50090000000000001,"NA"]
[null,"VIC","YPS11","Yallourn (AusNet) 11 kV","AusNet","Winter","Non-Coincident",2005,"Actual",0.93805400000000005,"NA"]
[null,"VIC","YPS11","Yallourn (AusNet) 11 kV","AusNet","Winter","Coincident",2006,"TempCorrActualPOE10",0.42871461300000002,"NA"]
[null,"VIC","YPS11","Yallourn (AusNet) 11 kV","AusNet","Winter","Coincident",2006,"TempCorrActualPOE50",0.39285479000000001,"NA"]
[null,"VIC","YPS11","Yallourn (AusNet) 11 kV","AusNet","Winter","Non-Coincident",2006,"TempCorrActualPOE10",1.1167460520000001,"NA"]
[null,"VIC","YPS11","Yallourn (AusNet) 11 kV","AusNet","Winter","Non-Coincident",2006,"TempCorrActualPOE50",1.0233358560000001,"NA"]
[null,"VIC","YPS11","Yallourn (AusNet) 11 kV","AusNet","Winter","Coincident",2006,"Actual",0.50761599999999996,"NA"]
[null,"VIC","YPS11","Yallourn (AusNet) 11 kV","AusNet","Winter","Non-Coincident",2006,"Actual",0.97974399999999995,"NA"]
[null,"VIC","YPS11","Yallourn (AusNet) 11 kV","AusNet","Winter","Coincident",2007,"TempCorrActualPOE10",0.408236394,"NA"]
[null,"VIC","YPS11","Yallourn (AusNet) 11 kV","AusNet","Winter","Coincident",2007,"TempCorrActualPOE50",0.37175754599999999,"NA"]
[null,"VIC","YPS11","Yallourn (AusNet) 11 kV","AusNet","Winter","Non-Coincident",2007,"TempCorrActualPOE10",1.063402943,"NA"]
[null,"VIC","YPS11","Yallourn (AusNet) 11 kV","AusNet","Winter","Non-Coincident",2007,"TempCorrActualPOE50",0.96838026899999996,"NA"]
[null,"VIC","YPS11","Yallourn (AusNet) 11 kV","AusNet","Winter","Coincident",2007,"Actual",0.47477200000000003,"NA"]
[null,"VIC","YPS11","Yallourn (AusNet) 11 kV","AusNet","Winter","Non-Coincident",2007,"Actual",0.66316200000000003,"NA"]
[null,"VIC","YPS11","Yallourn (AusNet) 11 kV","AusNet","Winter","Coincident",2008,"TempCorrActualPOE10",0.26850726600000002,"NA"]
[null,"VIC","YPS11","Yallourn (AusNet) 11 kV","AusNet","Winter","Coincident",2008,"TempCorrActualPOE50",0.25517451099999999,"NA"]
[null,"VIC","YPS11","Yallourn (AusNet) 11 kV","AusNet","Winter","Non-Coincident",2008,"TempCorrActualPOE10",0.69942665900000001,"NA"]
[null,"VIC","YPS11","Yallourn (AusNet) 11 kV","AusNet","Winter","Non-Coincident",2008,"TempCorrActualPOE50",0.66469655900000002,"NA"]
[null,"VIC","YPS11","Yallourn (AusNet) 11 kV","AusNet","Winter","Coincident",2008,"Actual",0.29012199999999999,"NA"]
[null,"VIC","YPS11","Yallourn (AusNet) 11 kV","AusNet","Winter","Non-Coincident",2008,"Actual",0.61462000000000006,"NA"]
[null,"VIC","YPS11","Yallourn (AusNet) 11 kV","AusNet","Winter","Coincident",2009,"TempCorrActualPOE10",0.29472208900000002,"NA"]
[null,"VIC","YPS11","Yallourn (AusNet) 11 kV","AusNet","Winter","Coincident",2009,"TempCorrActualPOE50",0.27808433199999999,"NA"]
[null,"VIC","YPS11","Yallourn (AusNet) 11 kV","AusNet","Winter","Non-Coincident",2009,"TempCorrActualPOE10",0.76771287799999999,"NA"]
[null,"VIC","YPS11","Yallourn (AusNet) 11 kV","AusNet","Winter","Non-Coincident",2009,"TempCorrActualPOE50",0.72437367600000002,"NA"]
[null,"VIC","YPS11","Yallourn (AusNet) 11 kV","AusNet","Winter","Coincident",2009,"Actual",0.29759400000000003,"NA"]
[null,"VIC","YPS11","Yallourn (AusNet) 11 kV","AusNet","Winter","Non-Coincident",2009,"Actual",0.74736000000000002,"NA"]
[null,"VIC","YPS11","Yallourn (AusNet) 11 kV","AusNet","Winter","Coincident",2010,"TempCorrActualPOE10",0.30119323999999997,"NA"]
[null,"VIC","YPS11","Yallourn (AusNet) 11 kV","AusNet","Winter","Coincident",2010,"TempCorrActualPOE50",0.28206235899999998,"NA"]
[null,"VIC","YPS11","Yallourn (AusNet) 11 kV","AusNet","Winter","Non-Coincident",2010,"TempCorrActualPOE10",0.78456939000000003,"NA"]
[null,"VIC","YPS11","Yallourn (AusNet) 11 kV","AusNet","Winter","Non-Coincident",2010,"TempCorrActualPOE50",0.73473592200000004,"NA"]
[null,"VIC","YPS11","Yallourn (AusNet) 11 kV","AusNet","Winter","Coincident",2010,"Actual",0.24032000000000001,"NA"]
[null,"VIC","YPS11","Yallourn (AusNet) 11 kV","AusNet","Winter","Non-Coincident",2010,"Actual",0.89668800000000004,"NA"]
[null,"VIC","YPS11","Yallourn (AusNet) 11 kV","AusNet","Winter","Coincident",2011,"TempCorrActualPOE10",0.30862956400000002,"NA"]
[null,"VIC","YPS11","Yallourn (AusNet) 11 kV","AusNet","Winter","Coincident",2011,"TempCorrActualPOE50",0.28840843500000002,"NA"]
[null,"VIC","YPS11","Yallourn (AusNet) 11 kV","AusNet","Winter","Non-Coincident",2011,"TempCorrActualPOE10",0.80394004900000005,"NA"]
[null,"VIC","YPS11","Yallourn (AusNet) 11 kV","AusNet","Winter","Non-Coincident",2011,"TempCorrActualPOE50",0.75126662600000005,"NA"]
[null,"VIC","YPS11","Yallourn (AusNet) 11 kV","AusNet","Winter","Coincident",2011,"Actual",0.25807200000000002,"NA"]
[null,"VIC","YPS11","Yallourn (AusNet) 11 kV","AusNet","Winter","Non-Coincident",2011,"Actual",0.66728799999999999,"NA"]
[null,"VIC","YPS11","Yallourn (AusNet) 11 kV","AusNet","Winter","Coincident",2012,"TempCorrActualPOE10",0.28652311899999999,"NA"]
[null,"VIC","YPS11","Yallourn (AusNet) 11 kV","AusNet","Winter","Coincident",2012,"TempCorrActualPOE50",0.26899172700000001,"NA"]
[null,"VIC","YPS11","Yallourn (AusNet) 11 kV","AusNet","Winter","Non-Coincident",2012,"TempCorrActualPOE10",0.746355624,"NA"]
[null,"VIC","YPS11","Yallourn (AusNet) 11 kV","AusNet","Winter","Non-Coincident",2012,"TempCorrActualPOE50",0.70068861699999996,"NA"]
[null,"VIC","YPS11","Yallourn (AusNet) 11 kV","AusNet","Winter","Coincident",2012,"Actual",0.31587799999999999,"NA"]
[null,"VIC","YPS11","Yallourn (AusNet) 11 kV","AusNet","Winter","Non-Coincident",2012,"Actual",0.76666199999999995,"NA"]
[null,"VIC","YPS11","Yallourn (AusNet) 11 kV","AusNet","Winter","Coincident",2013,"TempCorrActualPOE10",0.29046824199999999,"NA"]
[null,"VIC","YPS11","Yallourn (AusNet) 11 kV","AusNet","Winter","Coincident",2013,"TempCorrActualPOE50",0.27014154000000001,"NA"]
[null,"VIC","YPS11","Yallourn (AusNet) 11 kV","AusNet","Winter","Non-Coincident",2013,"TempCorrActualPOE10",0.75663215699999997,"NA"]
[null,"VIC","YPS11","Yallourn (AusNet) 11 kV","AusNet","Winter","Non-Coincident",2013,"TempCorrActualPOE50",0.70368373200000001,"NA"]
[null,"VIC","YPS11","Yallourn (AusNet) 11 kV","AusNet","Winter","Coincident",2013,"Actual",0.190246,"NA"]
[null,"VIC","YPS11","Yallourn (AusNet) 11 kV","AusNet","Winter","Non-Coincident",2013,"Actual",0.576654,"NA"]
[null,"VIC","YPS11","Yallourn (AusNet) 11 kV","AusNet","Winter","Coincident",2014,"TempCorrActualPOE10",0.29042952399999999,"NA"]
[null,"VIC","YPS11","Yallourn (AusNet) 11 kV","AusNet","Winter","Coincident",2014,"TempCorrActualPOE50",0.26928911500000002,"NA"]
[null,"VIC","YPS11","Yallourn (AusNet) 11 kV","AusNet","Winter","Non-Coincident",2014,"TempCorrActualPOE10",0.75653130300000004,"NA"]
[null,"VIC","YPS11","Yallourn (AusNet) 11 kV","AusNet","Winter","Non-Coincident",2014,"TempCorrActualPOE50",0.70146327500000005,"NA"]
[null,"VIC","YPS11","Yallourn (AusNet) 11 kV","AusNet","Winter","Coincident",2014,"Actual",0.31141600000000003,"NA"]
[null,"VIC","YPS11","Yallourn (AusNet) 11 kV","AusNet","Winter","Non-Coincident",2014,"Actual",0.59567599999999998,"NA"]
[null,"VIC","YPS11","Yallourn (AusNet) 11 kV","AusNet","Winter","Non-Coincident",2015,"POE10",0.75653130300000004,0.383896242]
[null,"VIC","YPS11","Yallourn (AusNet) 11 kV","AusNet","Winter","Non-Coincident",2015,"POE50",0.70146327500000005,0.383896242]
[null,"VIC","YPS11","Yallourn (AusNet) 11 kV","AusNet","Winter","Coincident",2015,"POE10",0.29042952399999999,0.383896242]
[null,"VIC","YPS11","Yallourn (AusNet) 11 kV","AusNet","Winter","Coincident",2015,"POE50",0.26928911500000002,0.383896242]
[null,"VIC","YPS11","Yallourn (AusNet) 11 kV","AusNet","Winter","Non-Coincident",2016,"POE10",0.76010112200000002,0.38209327199999998]
[null,"VIC","YPS11","Yallourn (AusNet) 11 kV","AusNet","Winter","Non-Coincident",2016,"POE50",0.70664274800000004,0.38108240100000002]
[null,"VIC","YPS11","Yallourn (AusNet) 11 kV","AusNet","Winter","Coincident",2016,"POE10",0.29042952399999999,0.38209327199999998]
[null,"VIC","YPS11","Yallourn (AusNet) 11 kV","AusNet","Winter","Coincident",2016,"POE50",0.26928911500000002,0.38108240100000002]
[null,"VIC","YPS11","Yallourn (AusNet) 11 kV","AusNet","Winter","Non-Coincident",2017,"POE10",0.77065976999999997,0.37685829199999998]
[null,"VIC","YPS11","Yallourn (AusNet) 11 kV","AusNet","Winter","Non-Coincident",2017,"POE50",0.71753903500000005,0.37529542300000002]
[null,"VIC","YPS11","Yallourn (AusNet) 11 kV","AusNet","Winter","Coincident",2017,"POE10",0.29042952399999999,0.37685829199999998]
[null,"VIC","YPS11","Yallourn (AusNet) 11 kV","AusNet","Winter","Coincident",2017,"POE50",0.26928911500000002,0.37529542300000002]
[null,"VIC","YPS11","Yallourn (AusNet) 11 kV","AusNet","Winter","Non-Coincident",2018,"POE10",0.77527146899999999,0.37461655199999999]
[null,"VIC","YPS11","Yallourn (AusNet) 11 kV","AusNet","Winter","Non-Coincident",2018,"POE50",0.72078576999999999,0.373604928]
[null,"VIC","YPS11","Yallourn (AusNet) 11 kV","AusNet","Winter","Coincident",2018,"POE10",0.29042952399999999,0.37461655199999999]
[null,"VIC","YPS11","Yallourn (AusNet) 11 kV","AusNet","Winter","Coincident",2018,"POE50",0.26928911500000002,0.373604928]
[null,"VIC","YPS11","Yallourn (AusNet) 11 kV","AusNet","Winter","Non-Coincident",2019,"POE10",0.78718510500000005,0.36894692600000001]
[null,"VIC","YPS11","Yallourn (AusNet) 11 kV","AusNet","Winter","Non-Coincident",2019,"POE50",0.73008730499999996,0.36884508700000002]
[null,"VIC","YPS11","Yallourn (AusNet) 11 kV","AusNet","Winter","Coincident",2019,"POE10",0.29042952399999999,0.36894692600000001]
[null,"VIC","YPS11","Yallourn (AusNet) 11 kV","AusNet","Winter","Coincident",2019,"POE50",0.26928911500000002,0.36884508700000002]
[null,"VIC","YPS11","Yallourn (AusNet) 11 kV","AusNet","Winter","Non-Coincident",2020,"POE10",0.796206678,0.36476650100000002]
[null,"VIC","YPS11","Yallourn (AusNet) 11 kV","AusNet","Winter","Non-Coincident",2020,"POE50",0.739229052,0.364283729]
[null,"VIC","YPS11","Yallourn (AusNet) 11 kV","AusNet","Winter","Coincident",2020,"POE10",0.29042952399999999,0.36476650100000002]
[null,"VIC","YPS11","Yallourn (AusNet) 11 kV","AusNet","Winter","Coincident",2020,"POE50",0.26928911500000002,0.364283729]
[null,"VIC","YPS11","Yallourn (AusNet) 11 kV","AusNet","Winter","Non-Coincident",2021,"POE10",0.803593585,0.361413443]
[null,"VIC","YPS11","Yallourn (AusNet) 11 kV","AusNet","Winter","Non-Coincident",2021,"POE50",0.74732914299999997,0.36033535900000002]
[null,"VIC","YPS11","Yallourn (AusNet) 11 kV","AusNet","Winter","Coincident",2021,"POE10",0.29042952399999999,0.361413443]
[null,"VIC","YPS11","Yallourn (AusNet) 11 kV","AusNet","Winter","Coincident",2021,"POE50",0.26928911500000002,0.36033535900000002]
[null,"VIC","YPS11","Yallourn (AusNet) 11 kV","AusNet","Winter","Non-Coincident",2022,"POE10",0.81253931199999996,0.35743442800000003]
[null,"VIC","YPS11","Yallourn (AusNet) 11 kV","AusNet","Winter","Non-Coincident",2022,"POE50",0.75389077000000004,0.35719911399999998]
[null,"VIC","YPS11","Yallourn (AusNet) 11 kV","AusNet","Winter","Coincident",2022,"POE10",0.29042952399999999,0.35743442800000003]
[null,"VIC","YPS11","Yallourn (AusNet) 11 kV","AusNet","Winter","Coincident",2022,"POE50",0.26928911500000002,0.35719911399999998]
[null,"VIC","YPS11","Yallourn (AusNet) 11 kV","AusNet","Winter","Non-Coincident",2023,"POE10",0.82172819100000005,0.35343745900000001]
[null,"VIC","YPS11","Yallourn (AusNet) 11 kV","AusNet","Winter","Non-Coincident",2023,"POE50",0.76119371700000005,0.35377212099999999]
[null,"VIC","YPS11","Yallourn (AusNet) 11 kV","AusNet","Winter","Coincident",2023,"POE10",0.29042952399999999,0.35343745900000001]
[null,"VIC","YPS11","Yallourn (AusNet) 11 kV","AusNet","Winter","Coincident",2023,"POE50",0.26928911500000002,0.35377212099999999]
[null,"VIC","YPS11","Yallourn (AusNet) 11 kV","AusNet","Winter","Non-Coincident",2024,"POE10",0.83224476400000003,0.34897128399999999]
[null,"VIC","YPS11","Yallourn (AusNet) 11 kV","AusNet","Winter","Non-Coincident",2024,"POE50",0.77032017500000005,0.34958076399999999]
[null,"VIC","YPS11","Yallourn (AusNet) 11 kV","AusNet","Winter","Coincident",2024,"POE10",0.29042952399999999,0.34897128399999999]
[null,"VIC","YPS11","Yallourn (AusNet) 11 kV","AusNet","Winter","Coincident",2024,"POE50",0.26928911500000002,0.34958076399999999]

{"sheet":"Lists_Selections","index":5,"n_rows":103,"n_cols":15,"rows_kept":103,"cut":false,"hidden":true,"merged":[[1,5,1,6]]}
[]
[null,"State","VIC DNSP",null,"State&DNSP Pull Down","Corresponding State & Region",null,"Unique State/CP","VIC - ALL","VIC - AusNet","VIC - CitiPower","VIC - Powercor","VIC - United Energy","VIC - Jemena","VIC - Other"]
[null,null,null,null,null,"State","DB/DNSP",{"$f":"StateRegionSelectNumber","v":1},1,2,3,4,5,6,7]
[null,"VIC","AusNet",null,"VIC - ALL","VIC","ALL",{"$f":"CHOOSE(H$3,I4,J4,K4,L4,M4,N4)","v":"VIC Air Liquide 66 kV"},"VIC Air Liquide 66 kV","VIC Cranbourne (AusNet) 66 kV","VIC Brunswick (CitiPower) 22 kV","VIC Air Liquide 66 kV","VIC Cranbourne (United Energy) 66 kV","VIC Altona-Brooklyn (Jemena) 66 kV","VIC Khancoban (Essential Energy) 11 kV"]
[null,null,"CitiPower",null,"VIC - AusNet","VIC","AusNet","VIC Alcoa Portland 500 kV","VIC Alcoa Portland 500 kV","VIC East Rowville 12 (AusNet) 66 kV","VIC Brunswick (CitiPower) 66 kV","VIC Altona-Brooklyn (Powercor) 66 kV","VIC East Rowville 12 (United Energy) 66 kV","VIC Brooklyn (Jemena) 22 kV"]
[null,null,"Powercor",null,"VIC - CitiPower","VIC","CitiPower","VIC Altona-Brooklyn (Jemena) 66 kV","VIC Altona-Brooklyn (Jemena) 66 kV","VIC East Rowville 34 (AusNet) 66 kV","VIC Fishermans Bend (Citipower) 66 kV","VIC Altona West (Powercor) 66 kV","VIC East Rowville 34 (United Energy) 66 kV","VIC Brunswick (Jemena) 22 kV"]
[null,null,"United Energy",null,"VIC - Powercor","VIC","Powercor","VIC Altona-Brooklyn (Powercor) 66 kV","VIC Altona-Brooklyn (Powercor) 66 kV","VIC Glenrowan (AusNet) 66 kV","VIC Richmond (CitiPower) 22kV","VIC Ballarat (Powercor) 66 kV","VIC Heatherton (United Energy) 66 kV","VIC Keilor East (Jemena) 66 kV"]
[null,null,"Jemena",null,"VIC - United Energy","VIC","United Energy","VIC Altona West (Powercor) 66 kV","VIC Altona West (Powercor) 66 kV","VIC Morwell (Ausnet) 66 kV","VIC Richmond 12 (CitiPower) 66 kV","VIC Bendigo (Powercor) 22 kV","VIC Malvern (United Energy) 22 kV","VIC Keilor West (Jemena) 66 kV"]
[null,null,null,null,"VIC - Jemena","VIC","Jemena","VIC Aquasure Desalination 220kV","VIC Aquasure Desalination 220kV","VIC Mt Beauty (AusNet) 66 kV","VIC Richmond 34 (CitiPower) 66 kV","VIC Bendigo (Powercor) 66 kV","VIC Malvern (United Energy) 66 kV","VIC South Morang (Jemena) 66 kV"]
[null,null,null,null,"VIC - Other","VIC","Other","VIC Ballarat (Powercor) 66 kV","VIC Ballarat (Powercor) 66 kV","VIC Ringwood (AusNet) 22 kV","VIC Springvale 34 (CitiPower) 66 kV","VIC Brooklyn (Powercor) 22 kV","VIC Richmond 12 (United Energy) 66 kV","VIC Templestowe (Jemena) 66 kV"]
[null,null,null,null,null,null,null,"VIC Bendigo (Powercor) 22 kV","VIC Bendigo (Powercor) 22 kV","VIC Ringwood 13 (AusNet) 66 kV","VIC Templestowe (CitiPower) 66 kV","VIC Brooklyn (Powercor) 66 kV - Onesteel","VIC Richmond 34 (United Energy) 66 kV","VIC Thomastown 12 (Jemena) 66 kV"]
[null,null,null,null,null,null,null,"VIC Bendigo (Powercor) 66 kV","VIC Bendigo (Powercor) 66 kV","VIC Ringwood 24 (AusNet) 66 kV","VIC West Melbourne (CitiPower) 22 kV","VIC Deer Park (Powercor) 66 kV","VIC Ringwood (United Energy) 22 kV","VIC Thomastown 34 (Jemena) 66 kV"]
[null,null,null,null,null,null,null,"VIC Brooklyn (Jemena) 22 kV","VIC Brooklyn (Jemena) 22 kV","VIC South Morang (AusNet) 66 kV","VIC West Melbourne (CitiPower) 66 kV","VIC Fishermans Bend (Powercor) 66 kV","VIC Ringwood 13 (United Energy) 66 kV","VIC West Melbourne (Jemena) 66 kV"]
[null,null,null,null,null,null," ","VIC Brooklyn (Powercor) 22 kV","VIC Brooklyn (Powercor) 22 kV","VIC Templestowe (AusNet) 66 kV","","VIC Geelong 12 (Powercor) 66 kV","VIC Springvale 12 (United Energy) 66 kV",""]
[null,null,null,null,null,null,null,"VIC Brooklyn (Powercor) 66 kV - Onesteel","VIC Brooklyn (Powercor) 66 kV - Onesteel","VIC Thomastown 12 (AusNet) 66 kV","","VIC Geelong 34 (Powercor) 66 kV","VIC Springvale 34 (United Energy) 66 kV",""]
[null,null,null,null,null,null,null,"VIC Brunswick (CitiPower) 22 kV","VIC Brunswick (CitiPower) 22 kV","VIC Wodonga (AusNet) 22 kV","","VIC Heywood (Powercor) 22 kV","VIC Templestowe (United Energy) 66 kV",""]
[null,null,null,null,null,null,null,"VIC Brunswick (CitiPower) 66 kV","VIC Brunswick (CitiPower) 66 kV","VIC Wodonga (AusNet) 66 kV","","VIC Horsham (Powercor) 66 kV","VIC Tyabb (United Energy) 66 kV",""]
[null,null,null,null,null,null,null,"VIC Brunswick (Jemena) 22 kV","VIC Brunswick (Jemena) 22 kV","VIC Yallourn (AusNet) 11 kV","SCROLL UP","VIC Keilor East (Powercor) 66 kV","SCROLL UP","SCROLL UP","SCROLL UP"]
[null,null,null,null,null,null,null,"VIC Cranbourne (AusNet) 66 kV","VIC Cranbourne (AusNet) 66 kV","","","VIC Keilor West (Powercor) 66 kV","","",""]
[null,null,null,null,null,null,null,"VIC Cranbourne (United Energy) 66 kV","VIC Cranbourne (United Energy) 66 kV","","","VIC Kerang (Powercor) 22 kV","","",""]
[null,null,null,null,null,null,null,"VIC Deer Park (Powercor) 66 kV","VIC Deer Park (Powercor) 66 kV","","","VIC Kerang (Powercor) 66 kV","","",""]
[null,null,null,null,null,null,null,"VIC East Rowville 12 (AusNet) 66 kV","VIC East Rowville 12 (AusNet) 66 kV","","","VIC Red Cliffs (Powercor) 22 kV","","",""]
[null,null,null,null,null,null,null,"VIC East Rowville 12 (United Energy) 66 kV","VIC East Rowville 12 (United Energy) 66 kV","","","VIC Red Cliffs (Powercor) 66 kV","","",""]
[null,null,null,null,null,null,null,"VIC East Rowville 34 (AusNet) 66 kV","VIC East Rowville 34 (AusNet) 66 kV","","","VIC Shepparton (Powercor) 66 kV","","",""]
[null,null,null,null,null,null,null,"VIC East Rowville 34 (United Energy) 66 kV","VIC East Rowville 34 (United Energy) 66 kV","","","VIC Terang (Powercor) 66 kV","","",""]
[null,null,null,null,null,null,null,"VIC Fishermans Bend (Citipower) 66 kV","VIC Fishermans Bend (Citipower) 66 kV","","","VIC Wemen (Powercor) 66 kV","","",""]
[null,null,null,null,null,null,null,"VIC Fishermans Bend (Powercor) 66 kV","VIC Fishermans Bend (Powercor) 66 kV","","","","","",""]
[null,null,null,null,null,null,null,"VIC Fosterville 220 kV","VIC Fosterville 220 kV","","","","","",""]
[null,null,null,null,null,null,null,"VIC Geelong 12 (Powercor) 66 kV","VIC Geelong 12 (Powercor) 66 kV","","","","","",""]
[null,null,null,null,null,null,null,"VIC Geelong 34 (Powercor) 66 kV","VIC Geelong 34 (Powercor) 66 kV","","","","","",""]
[null,null,null,null,null,null,null,"VIC Glenrowan (AusNet) 66 kV","VIC Glenrowan (AusNet) 66 kV","","","","","",""]
[null,null,null,null,null,null,null,"VIC Heatherton (United Energy) 66 kV","VIC Heatherton (United Energy) 66 kV","","","","","",""]
[null,null,null,null,null,null,null,"VIC Heywood (Powercor) 22 kV","VIC Heywood (Powercor) 22 kV","SCROLL UP","SCROLL UP","SCROLL UP","SCROLL UP","SCROLL UP","SCROLL UP"]
[null,null,null,null,null,null,null,"VIC Horsham (Powercor) 66 kV","VIC Horsham (Powercor) 66 kV","","","","","",""]
[null,null,null,null,null,null,null,"VIC John Lysaght 220 kV","VIC John Lysaght 220 kV","","","","","",""]
[null,null,null,null,null,null,null,"VIC Keilor East (Jemena) 66 kV","VIC Keilor East (Jemena) 66 kV","","","","","",""]
[null,null,null,null,null,null,null,"VIC Keilor East (Powercor) 66 kV","VIC Keilor East (Powercor) 66 kV","","","","","",""]
[null,null,null,null,null,null,null,"VIC Keilor West (Jemena) 66 kV","VIC Keilor West (Jemena) 66 kV","","","","","",""]
[null,null,null,null,null,null,null,"VIC Keilor West (Powercor) 66 kV","VIC Keilor West (Powercor) 66 kV","","","","","",""]
[null,null,null,null,null,null,null,"VIC Kerang (Powercor) 22 kV","VIC Kerang (Powercor) 22 kV","","","","","",""]
[null,null,null,null,null,null,null,"VIC Kerang (Powercor) 66 kV","VIC Kerang (Powercor) 66 kV","","","","","",""]
[null,null,null,null,null,null,null,"VIC Khancoban (Essential Energy) 11 kV","VIC Khancoban (Essential Energy) 11 kV","","","","","",""]
[null,null,null,null,null,null,null,"VIC Loy Yang (AusNet) 66 kV","VIC Loy Yang (AusNet) 66 kV","","","","","",""]
[null,null,null,null,null,null,null,"VIC Malvern (United Energy) 22 kV","VIC Malvern (United Energy) 22 kV","","","","","",""]
[null,null,null,null,null,null,null,"VIC Malvern (United Energy) 66 kV","VIC Malvern (United Energy) 66 kV","","","","","",""]
[null,null,null,null,null,null,null,"VIC Morwell (Ausnet) 66 kV","VIC Morwell (Ausnet) 66 kV","","","","","",""]
[null,null,null,null,null,null,null,"VIC Mt Beauty (AusNet) 66 kV","VIC Mt Beauty (AusNet) 66 kV","","","","","",""]
[null,null,null,null,null,null,null,"VIC Red Cliffs (Powercor) 22 kV","VIC Red Cliffs (Powercor) 22 kV","SCROLL UP","SCROLL UP","SCROLL UP","SCROLL UP","SCROLL UP","SCROLL UP"]
[null,null,null,null,null,null,null,"VIC Red Cliffs (Powercor) 66 kV","VIC Red Cliffs (Powercor) 66 kV","","","","","",""]
[null,null,null,null,null,null,null,"VIC Richmond (CitiPower) 22kV","VIC Richmond (CitiPower) 22kV","","","","","",""]
[null,null,null,null,null,null,null,"VIC Richmond 12 (CitiPower) 66 kV","VIC Richmond 12 (CitiPower) 66 kV","","","","","",""]
[null,null,null,null,null,null,null,"VIC Richmond 12 (United Energy) 66 kV","VIC Richmond 12 (United Energy) 66 kV","","","","","",""]
[null,null,null,null,null,null,null,"VIC Richmond 34 (CitiPower) 66 kV","VIC Richmond 34 (CitiPower) 66 kV","","","","","",""]
[null,null,null,null,null,null,null,"VIC Richmond 34 (United Energy) 66 kV","VIC Richmond 34 (United Energy) 66 kV","","","","","",""]
[null,null,null,null,null,null,null,"VIC Ringwood (AusNet) 22 kV","VIC Ringwood (AusNet) 22 kV","","","","","",""]
[null,null,null,null,null,null,null,"VIC Ringwood (United Energy) 22 kV","VIC Ringwood (United Energy) 22 kV","","","","","",""]
[null,null,null,null,null,null,null,"VIC Ringwood 13 (AusNet) 66 kV","VIC Ringwood 13 (AusNet) 66 kV","","","","","",""]
[null,null,null,null,null,null,null,"VIC Ringwood 13 (United Energy) 66 kV","VIC Ringwood 13 (United Energy) 66 kV","","","","","",""]
[null,null,null,null,null,null,null,"VIC Ringwood 24 (AusNet) 66 kV","VIC Ringwood 24 (AusNet) 66 kV","","","","","",""]
[null,null,null,null,null,null,null,"VIC Shepparton (Powercor) 66 kV","VIC Shepparton (Powercor) 66 kV","","","","","",""]
[null,null,null,null,null,null,null,"VIC South Morang (AusNet) 66 kV","VIC South Morang (AusNet) 66 kV","","","","","",""]
[null,null,null,null,null,null,null,"VIC South Morang (Jemena) 66 kV","VIC South Morang (Jemena) 66 kV","","","","","",""]
[null,null,null,null,null,null,null,{"$f":"CHOOSE(H$3,I63,J63,K63,L63,M64,N63)","v":"VIC Springvale 12 (United Energy) 66 kV"},"VIC Springvale 12 (United Energy) 66 kV","SCROLL UP","SCROLL UP","SCROLL UP","SCROLL UP","SCROLL UP","SCROLL UP"]
[null,null,null,null,null,null,null,{"$f":"CHOOSE(H$3,I64,J64,K64,L64,M65,N64)","v":"VIC Springvale 34 (CitiPower) 66 kV"},"VIC Springvale 34 (CitiPower) 66 kV","","","","","",""]
[null,null,null,null,null,null,null,{"$f":"CHOOSE(H$3,I65,J65,K65,L65,M66,N65)","v":"VIC Springvale 34 (United Energy) 66 kV"},"VIC Springvale 34 (United Energy) 66 kV","","","","","",""]
[null,null,null,null,null,null,null,{"$f":"CHOOSE(H$3,I66,J66,K66,L66,M67,N66)","v":"VIC Templestowe (AusNet) 66 kV"},"VIC Templestowe (AusNet) 66 kV","","","","","",""]
[null,null,null,null,null,null,null,{"$f":"CHOOSE(H$3,I67,J67,K67,L67,M63,N67)","v":"VIC Templestowe (CitiPower) 66 kV"},"VIC Templestowe (CitiPower) 66 kV","","","","","",""]
[null,null,null,null,null,null,null,{"$f":"CHOOSE(H$3,I68,J68,K68,L68,M68,N68)","v":"VIC Templestowe (Jemena) 66 kV"},"VIC Templestowe (Jemena) 66 kV","","","","","",""]
[null,null,null,null,null,null,null,"VIC Templestowe (United Energy) 66 kV","VIC Templestowe (United Energy) 66 kV","","","","","",""]
[null,null,null,null,null,null,null,"VIC Terang (Powercor) 66 kV","VIC Terang (Powercor) 66 kV","","","","","",""]
[null,null,null,null,null,null,null,"VIC Thomastown 12 (AusNet) 66 kV","VIC Thomastown 12 (AusNet) 66 kV","","","","","",""]
[null,null,null,null,null,null,null,"VIC Thomastown 12 (Jemena) 66 kV","VIC Thomastown 12 (Jemena) 66 kV","","","","","",""]
[null,null,null,null,null,null,null,"VIC Thomastown 34 (Jemena) 66 kV","VIC Thomastown 34 (Jemena) 66 kV","","","","","",""]
[null,null,null,null,null,null,null,"VIC Tyabb (United Energy) 66 kV","VIC Tyabb (United Energy) 66 kV","","","","","",""]
[null,null,null,null,null,null,null,"VIC Wemen (Powercor) 66 kV","VIC Wemen (Powercor) 66 kV","","","","","",""]
[null,null,null,null,null,null,null,"VIC West Melbourne (CitiPower) 22 kV","VIC West Melbourne (CitiPower) 22 kV","","","","","",""]
[null,null,null,null,null,null,null,"VIC West Melbourne (CitiPower) 66 kV","VIC West Melbourne (CitiPower) 66 kV","","","","","",""]
[null,null,null,null,null,null,null,"VIC West Melbourne (Jemena) 66 kV","VIC West Melbourne (Jemena) 66 kV","SCROLL UP","SCROLL UP","SCROLL UP","SCROLL UP","SCROLL UP","SCROLL UP"]
[null,null,null,null,null,null,null,"VIC Wodonga (AusNet) 22 kV","VIC Wodonga (AusNet) 22 kV","","","","","",""]
[null,null,null,null,null,null,null,"VIC Wodonga (AusNet) 66 kV","VIC Wodonga (AusNet) 66 kV","","","","","",""]
[null,null,null,null,null,null,null,"VIC Yallourn (AusNet) 11 kV","VIC Yallourn (AusNet) 11 kV","","","","","",""]
[null,null,null,null,null,null,null,"","","","","","","",""]
[null,null,null,null,null,null,null,"","","","","","","",""]
[null,null,null,null,null,null,null,"","","","","","","",""]
[null,null,null,null,null,null,null,"","","","","","","",""]
[null,null,null,null,null,null,null,"","","","","","","",""]
[null,null,null,null,null,null,null,"","","","","","","",""]
[null,null,null,null,null,null,null,"","","","","","","",""]
[null,null,null,null,null,null,null,"","","","","","","",""]
[null,null,null,null,null,null,null,"","","","","","","",""]
[null,null,null,null,null,null,null,"","","","","","","",""]
[null,null,null,null,null,null,null,"","","","","","","",""]
[null,null,null,null,null,null,null,"SCROLL UP","SCROLL UP","SCROLL UP","SCROLL UP","SCROLL UP","SCROLL UP","SCROLL UP","SCROLL UP"]
[null,null,null,null,null,null,null,"","","","","","","",""]
[null,null,null,null,null,null,null,"","","","","","","",""]
[null,null,null,null,null,null,null,"","","","","","","",""]
[null,null,null,null,null,null,null,"","","","","","","",""]
[null,null,null,null,null,null,null,"","","","","","","",""]
[null,null,null,null,null,null,null,"","","","","","","",""]
[null,null,null,null,null,null,null,"","","","","","","",""]
[null,null,null,null,null,null,null,"","","","","","","",""]
[null,null,null,null,null,null,null,"","","","","","",""]
[null,null,null,null,null,null,null,"","","","","","",""]

{"sheet":"DataSelection","index":6,"n_rows":30002,"n_cols":69,"rows_kept":2250,"cut":true,"hidden":true,"merged":[[47,53,47,56],[48,53,48,56],[42,53,42,56],[43,53,43,56],[44,53,44,56],[45,53,45,56],[46,53,46,56],[37,53,37,56],[38,53,38,56],[39,53,39,56],[40,53,40,56],[41,53,41,56]],"bounds":{"rows_first":1000,"rows_last":250,"rows_between":1000,"halvings":1}}
[]
[null,{"$f":"\"DATA LAST UPDATED \"& TEXT(DataInput!D2,\"dd/mm/yyyy\")","v":"DATA LAST UPDATED 08/12/2015"}]
[]
[null,"State/DB Selection",null,null,{"$f":"DataInput!B4","v":"Region"},{"$f":"DataInput!C4","v":"cpID"},{"$f":"DataInput!D4","v":"Name"},{"$f":"DataInput!E4","v":"DB/DNSP"},{"$f":"DataInput!F4","v":"Season"},{"$f":"DataInput!G4","v":"reconciled"},{"$f":"DataInput!H4","v":"Year"},{"$f":"DataInput!I4","v":"Percentile"},{"$f":"DataInput!J4","v":"MW"},{"$f":"DataInput!K4","v":"divFactor"},null,null,"State/CP",null,"Unique State/CP",null,null,"CP Selection",null,null,{"$f":"E4","v":"Region"},{"$f":"F4","v":"cpID"},"Name","DB/DNSP","Season","reconciled","Year","Percentile","MW","divFactor"]
[null,"State/DB",null,null,null,null,null,null,null,null,null,null,null,null,null,null,null,null,{"$f":"COUNTIF(S11:S110,\"*\"&B8&\" *\")","v":78},null,null,"CP List #"]
[null,1,null,null,null,null,null,null,null,null,null,null,null,null,null,null,null,null,null,null,null,4]
[null,{"$f":"INDEX(Lists_Selections!E4:E9,DataSelection!B6,)","v":"VIC - ALL"},null,null,null,null,null,null,null,null,null,null,null,null,null,null,null,null,null,null,null,"CP NAME"]
[null,{"$f":"INDEX(Lists_Selections!F4:F9,DataSelection!B6,)","v":"VIC"},null,null,null,null,null,null,null,null,null,null,null,null,null,null,null,null,null,null,null,{"$f":"LOOKUP(V6,R11:R110,S11:S110)","v":"VIC Altona-Brooklyn (Powercor) 66 kV"},null,null,null,null,null,null,null,null,null,null,null,null,null,null,null,null,null,null,null,null,null,null,null,null,null,null,null,null,null,null,null,null,{"$f":"1.8*12.75","v":22.95}]
[null,{"$f":"INDEX(Lists_Selections!G4:G9,DataSelection!B6,)","v":"ALL"},null,null,null,null,null,null,null,null,null,null,null,null,null,null,null,null,null,null,null,{"$f":"TRIM(SUBSTITUTE(LOOKUP(V6,R11:R110,S11:S110),B8,\"\"))","v":"Altona-Brooklyn (Powercor) 66 kV"}]
[null,"ALL",null,null,null,null,null,null,null,null,null,null,null,null,null,null,null,null,"  "]
[null,{"$f":"IF(DataInput!#REF!=$B$8,IF($B$9=$B$10,TRUE,IF(DataInput!#REF!=$B$9,TRUE,FALSE)))","v":{"$error":"#REF!"}},null,null,{"$f":"IF(B11=TRUE,DataInput!#REF!,NA())","v":{"$error":"#REF!"}},{"$f":"IF($E11=DataInput!#REF!,DataInput!#REF!,NA())","v":{"$error":"#REF!"}},{"$f":"IF($E11=DataInput!#REF!,DataInput!#REF!,NA())","v":{"$error":"#REF!"}},{"$f":"IF($E11=DataInput!#REF!,DataInput!#REF!,NA())","v":{"$error":"#REF!"}},{"$f":"IF($E11=DataInput!#REF!,DataInput!#REF!,NA())","v":{"$error":"#REF!"}},{"$f":"IF($E11=DataInput!#REF!,DataInput!#REF!,NA())","v":{"$error":"#REF!"}},{"$f":"IF($E11=DataInput!#REF!,DataInput!#REF!,NA())","v":{"$error":"#REF!"}},{"$f":"IF($E11=DataInput!#REF!,DataInput!#REF!,NA())","v":{"$error":"#REF!"}},{"$f":"IF($E11=DataInput!#REF!,DataInput!#REF!,NA())","v":{"$error":"#REF!"}},{"$f":"IF($E11=DataInput!#REF!,DataInput!#REF!,NA())","v":{"$error":"#REF!"}},null,null,{"$f":"IF(OR(ISERROR(E11),ISERROR(G11)),\"  \",E11&\" \"&G11)","v":"  "},1,{"$f":"Lists_Selections!H4","v":"VIC Air Liquide 66 kV"},null,null,{"$f":"IF(ISERROR(G11),FALSE,IF($V$9=G11,TRUE,FALSE))","v":false},null,null,{"$f":"IF($V11=TRUE,E11,NA())","v":{"$error":"#N/A"}},{"$error":"#N/A"},{"$error":"#N/A"},{"$error":"#N/A"},{"$error":"#N/A"},{"$error":"#N/A"},{"$error":"#N/A"},{"$error":"#N/A"},{"$error":"#N/A"},{"$error":"#N/A"}]
[null,{"$f":"IF(DataInput!B11=$B$8,IF($B$9=$B$10,TRUE,IF(DataInput!E11=$B$9,TRUE,FALSE)))","v":true},null,null,{"$f":"IF(B12=TRUE,DataInput!B11,NA())","v":"VIC"},{"$f":"IF($E12=DataInput!$B11,DataInput!C11,NA())","v":"APD"},{"$f":"IF($E12=DataInput!$B11,DataInput!D11,NA())","v":"Alcoa Portland 500 kV"},{"$f":"IF($E12=DataInput!$B11,DataInput!E11,NA())","v":"Direct Connect"},{"$f":"IF($E12=DataInput!$B11,DataInput!F11,NA())","v":"Summer"},{"$f":"IF($E12=DataInput!$B11,DataInput!G11,NA())","v":"Coincident"},{"$f":"IF($E12=DataInput!$B11,DataInput!H11,NA())","v":2006},{"$f":"IF($E12=DataInput!$B11,DataInput!I11,NA())","v":"TempCorrActualPOE10"},{"$f":"IF($E12=DataInput!$B11,DataInput!J11,NA())","v":611.35557779999999},{"$f":"IF($E12=DataInput!$B11,DataInput!K11,NA())","v":"NA"},null,null,{"$f":"IF(OR(ISERROR(E12),ISERROR(G12)),\"  \",E12&\" \"&G12)","v":"VIC Alcoa Portland 500 kV"},2,{"$f":"Lists_Selections!H5","v":"VIC Alcoa Portland 500 kV"},null,null,{"$f":"IF(ISERROR(G12),FALSE,IF($V$9=G12,TRUE,FALSE))","v":false},null,null,{"$f":"IF($V12=TRUE,E12,NA())","v":{"$error":"#N/A"}},{"$f":"IF($V12=TRUE,F12,NA())","v":{"$error":"#N/A"}},{"$f":"IF($V12=TRUE,G12,NA())","v":{"$error":"#N/A"}},{"$f":"IF($V12=TRUE,H12,NA())","v":{"$error":"#N/A"}},{"$f":"IF($V12=TRUE,I12,NA())","v":{"$error":"#N/A"}},{"$f":"IF($V12=TRUE,J12,NA())","v":{"$error":"#N/A"}},{"$f":"IF($V12=TRUE,K12,NA())","v":{"$error":"#N/A"}},{"$f":"IF($V12=TRUE,L12,NA())","v":{"$error":"#N/A"}},{"$f":"IF($V12=TRUE,M12,NA())","v":{"$error":"#N/A"}},{"$f":"IF($V12=TRUE,N12,NA())","v":{"$error":"#N/A"}}]
[null,{"$f":"IF(DataInput!B12=$B$8,IF($B$9=$B$10,TRUE,IF(DataInput!E12=$B$9,TRUE,FALSE)))","v":true},null,null,{"$f":"IF(B13=TRUE,DataInput!B12,NA())","v":"VIC"},{"$f":"IF($E13=DataInput!$B12,DataInput!C12,NA())","v":"APD"},{"$f":"IF($E13=DataInput!$B12,DataInput!D12,NA())","v":"Alcoa Portland 500 kV"},{"$f":"IF($E13=DataInput!$B12,DataInput!E12,NA())","v":"Direct Connect"},{"$f":"IF($E13=DataInput!$B12,DataInput!F12,NA())","v":"Summer"},{"$f":"IF($E13=DataInput!$B12,DataInput!G12,NA())","v":"Coincident"},{"$f":"IF($E13=DataInput!$B12,DataInput!H12,NA())","v":2006},{"$f":"IF($E13=DataInput!$B12,DataInput!I12,NA())","v":"TempCorrActualPOE50"},{"$f":"IF($E13=DataInput!$B12,DataInput!J12,NA())","v":555.77779799999996},{"$f":"IF($E13=DataInput!$B12,DataInput!K12,NA())","v":"NA"},null,null,"VIC Alcoa Portland 500 kV",3,{"$f":"Lists_Selections!H6","v":"VIC Altona-Brooklyn (Jemena) 66 kV"},null,null,false,null,null,{"$error":"#N/A"},{"$error":"#N/A"},{"$error":"#N/A"},{"$error":"#N/A"},{"$error":"#N/A"},{"$error":"#N/A"},{"$error":"#N/A"},{"$error":"#N/A"},{"$error":"#N/A"},{"$error":"#N/A"},null,null,null,null,"DATA REPORTED",null,"Identifiers",null,"Summer","1999/00","2000/01","2001/02","2002/03","2003/04","2004/05","2005/06","2006/07","2007/08","2008/09","2009/10","2010/11","2011/12","2012/13","2013/14","2014/15","2015/16","2016/17","2017/18","2018/19","2019/20","2020/21","2021/22","2022/23","2023/24","2024/25"]
[null,{"$f":"IF(DataInput!B13=$B$8,IF($B$9=$B$10,TRUE,IF(DataInput!E13=$B$9,TRUE,FALSE)))","v":true},null,null,{"$f":"IF(B14=TRUE,DataInput!B13,NA())","v":"VIC"},{"$f":"IF($E14=DataInput!$B13,DataInput!C13,NA())","v":"APD"},{"$f":"IF($E14=DataInput!$B13,DataInput!D13,NA())","v":"Alcoa Portland 500 kV"},{"$f":"IF($E14=DataInput!$B13,DataInput!E13,NA())","v":"Direct Connect"},{"$f":"IF($E14=DataInput!$B13,DataInput!F13,NA())","v":"Summer"},{"$f":"IF($E14=DataInput!$B13,DataInput!G13,NA())","v":"Non-Coincident"},{"$f":"IF($E14=DataInput!$B13,DataInput!H13,NA())","v":2006},{"$f":"IF($E14=DataInput!$B13,DataInput!I13,NA())","v":"TempCorrActualPOE10"},{"$f":"IF($E14=DataInput!$B13,DataInput!J13,NA())","v":666.14042440000003},{"$f":"IF($E14=DataInput!$B13,DataInput!K13,NA())","v":"NA"},null,null,"VIC Alcoa Portland 500 kV",4,{"$f":"Lists_Selections!H7","v":"VIC Altona-Brooklyn (Powercor) 66 kV"},null,null,false,null,null,{"$error":"#N/A"},{"$error":"#N/A"},{"$error":"#N/A"},{"$error":"#N/A"},{"$error":"#N/A"},{"$error":"#N/A"},{"$error":"#N/A"},{"$error":"#N/A"},{"$error":"#N/A"},{"$error":"#N/A"},null,null,null,null,null,null,null,null,null,2000,2001,2002,2003,2004,2005,2006,2007,2008,2009,2010,2011,2012,2013,2014,2015,2016,2017,2018,2019,2020,2021,2022,2023,2024,2025]
[null,{"$f":"IF(DataInput!B14=$B$8,IF($B$9=$B$10,TRUE,IF(DataInput!E14=$B$9,TRUE,FALSE)))","v":true},null,null,{"$f":"IF(B15=TRUE,DataInput!B14,NA())","v":"VIC"},{"$f":"IF($E15=DataInput!$B14,DataInput!C14,NA())","v":"APD"},{"$f":"IF($E15=DataInput!$B14,DataInput!D14,NA())","v":"Alcoa Portland 500 kV"},{"$f":"IF($E15=DataInput!$B14,DataInput!E14,NA())","v":"Direct Connect"},{"$f":"IF($E15=DataInput!$B14,DataInput!F14,NA())","v":"Summer"},{"$f":"IF($E15=DataInput!$B14,DataInput!G14,NA())","v":"Non-Coincident"},{"$f":"IF($E15=DataInput!$B14,DataInput!H14,NA())","v":2006},{"$f":"IF($E15=DataInput!$B14,DataInput!I14,NA())","v":"TempCorrActualPOE50"},{"$f":"IF($E15=DataInput!$B14,DataInput!J14,NA())","v":605.58220400000005},{"$f":"IF($E15=DataInput!$B14,DataInput!K14,NA())","v":"NA"},null,null,"VIC Alcoa Portland 500 kV",5,{"$f":"Lists_Selections!H8","v":"VIC Altona West (Powercor) 66 kV"},null,null,false,null,null,{"$error":"#N/A"},{"$error":"#N/A"},{"$error":"#N/A"},{"$error":"#N/A"},{"$error":"#N/A"},{"$error":"#N/A"},{"$error":"#N/A"},{"$error":"#N/A"},{"$error":"#N/A"},{"$error":"#N/A"},null,null,null,null,null,null,null,null,"Winter",1999,2000,2001,2002,2003,2004,2005,2006,2007,2008,2009,2010,2011,2012,2013,2014,2015,2016,2017,2018,2019,2020,2021,2022,2023,2024]
[null,{"$f":"IF(DataInput!B15=$B$8,IF($B$9=$B$10,TRUE,IF(DataInput!E15=$B$9,TRUE,FALSE)))","v":true},null,null,{"$f":"IF(B16=TRUE,DataInput!B15,NA())","v":"VIC"},{"$f":"IF($E16=DataInput!$B15,DataInput!C15,NA())","v":"APD"},{"$f":"IF($E16=DataInput!$B15,DataInput!D15,NA())","v":"Alcoa Portland 500 kV"},{"$f":"IF($E16=DataInput!$B15,DataInput!E15,NA())","v":"Direct Connect"},{"$f":"IF($E16=DataInput!$B15,DataInput!F15,NA())","v":"Summer"},{"$f":"IF($E16=DataInput!$B15,DataInput!G15,NA())","v":"Coincident"},{"$f":"IF($E16=DataInput!$B15,DataInput!H15,NA())","v":2006},{"$f":"IF($E16=DataInput!$B15,DataInput!I15,NA())","v":"Actual"},{"$f":"IF($E16=DataInput!$B15,DataInput!J15,NA())","v":555.77779799999996},{"$f":"IF($E16=DataInput!$B15,DataInput!K15,NA())","v":"NA"},null,null,"VIC Alcoa Portland 500 kV",6,{"$f":"Lists_Selections!H9","v":"VIC Aquasure Desalination 220kV"},null,null,false,null,null,{"$error":"#N/A"},{"$error":"#N/A"},{"$error":"#N/A"},{"$error":"#N/A"},{"$error":"#N/A"},{"$error":"#N/A"},{"$error":"#N/A"},{"$error":"#N/A"},{"$error":"#N/A"},{"$error":"#N/A"},null,null,null,null,"SUMMER (MW)"]
[null,{"$f":"IF(DataInput!B16=$B$8,IF($B$9=$B$10,TRUE,IF(DataInput!E16=$B$9,TRUE,FALSE)))","v":true},null,null,{"$f":"IF(B17=TRUE,DataInput!B16,NA())","v":"VIC"},{"$f":"IF($E17=DataInput!$B16,DataInput!C16,NA())","v":"APD"},{"$f":"IF($E17=DataInput!$B16,DataInput!D16,NA())","v":"Alcoa Portland 500 kV"},{"$f":"IF($E17=DataInput!$B16,DataInput!E16,NA())","v":"Direct Connect"},{"$f":"IF($E17=DataInput!$B16,DataInput!F16,NA())","v":"Summer"},{"$f":"IF($E17=DataInput!$B16,DataInput!G16,NA())","v":"Non-Coincident"},{"$f":"IF($E17=DataInput!$B16,DataInput!H16,NA())","v":2006},{"$f":"IF($E17=DataInput!$B16,DataInput!I16,NA())","v":"Actual"},{"$f":"IF($E17=DataInput!$B16,DataInput!J16,NA())","v":605.58220400000005},{"$f":"IF($E17=DataInput!$B16,DataInput!K16,NA())","v":"NA"},null,null,"VIC Alcoa Portland 500 kV",7,{"$f":"Lists_Selections!H10","v":"VIC Ballarat (Powercor) 66 kV"},null,null,false,null,null,{"$error":"#N/A"},{"$error":"#N/A"},{"$error":"#N/A"},{"$error":"#N/A"},{"$error":"#N/A"},{"$error":"#N/A"},{"$error":"#N/A"},{"$error":"#N/A"},{"$error":"#N/A"},{"$error":"#N/A"},null,null,null,null,"Actual",null,"Summer","Non-Coincident","Actual",{"$f":"IF(SUMIFS($AG$11:$AG$30002,$AC$11:$AC$30002,$AO17,$AD$11:$AD$30002,$AP17,$AF$11:$AF$30002,$AQ17,$AE$11:$AE$30002,AR$14)=0,NA(),SUMIFS($AG$11:$AG$30002,$AC$11:$AC$30002,$AO17,$AD$11:$AD$30002,$AP17,$AF$11:$AF$30002,$AQ17,$AE$11:$AE$30002,AR$14))","v":{"$error":"#N/A"}},{"$f":"IF(SUMIFS($AG$11:$AG$30002,$AC$11:$AC$30002,$AO17,$AD$11:$AD$30002,$AP17,$AF$11:$AF$30002,$AQ17,$AE$11:$AE$30002,AS$14)=0,NA(),SUMIFS($AG$11:$AG$30002,$AC$11:$AC$30002,$AO17,$AD$11:$AD$30002,$AP17,$AF$11:$AF$30002,$AQ17,$AE$11:$AE$30002,AS$14))","v":{"$error":"#N/A"}},{"$error":"#N/A"},{"$error":"#N/A"},{"$error":"#N/A"},{"$error":"#N/A"},111.389742,124.09336399999999,127.75230000000001,144.75604799999999,158.51587000000001,162.109658,166.770026,160.14321200000001,157.30985799999999,148.928,{"$error":"#N/A"},{"$error":"#N/A"},{"$error":"#N/A"},{"$error":"#N/A"},{"$error":"#N/A"},{"$error":"#N/A"},{"$error":"#N/A"},{"$error":"#N/A"},{"$error":"#N/A"},{"$error":"#N/A"}]
[null,{"$f":"IF(DataInput!B17=$B$8,IF($B$9=$B$10,TRUE,IF(DataInput!E17=$B$9,TRUE,FALSE)))","v":true},null,null,{"$f":"IF(B18=TRUE,DataInput!B17,NA())","v":"VIC"},{"$f":"IF($E18=DataInput!$B17,DataInput!C17,NA())","v":"APD"},{"$f":"IF($E18=DataInput!$B17,DataInput!D17,NA())","v":"Alcoa Portland 500 kV"},{"$f":"IF($E18=DataInput!$B17,DataInput!E17,NA())","v":"Direct Connect"},{"$f":"IF($E18=DataInput!$B17,DataInput!F17,NA())","v":"Summer"},{"$f":"IF($E18=DataInput!$B17,DataInput!G17,NA())","v":"Coincident"},{"$f":"IF($E18=DataInput!$B17,DataInput!H17,NA())","v":2007},{"$f":"IF($E18=DataInput!$B17,DataInput!I17,NA())","v":"TempCorrActualPOE10"},{"$f":"IF($E18=DataInput!$B17,DataInput!J17,NA())","v":622.41092100000003},{"$f":"IF($E18=DataInput!$B17,DataInput!K17,NA())","v":"NA"},null,null,"VIC Alcoa Portland 500 kV",8,{"$f":"Lists_Selections!H11","v":"VIC Bendigo (Powercor) 22 kV"},null,null,false,null,null,{"$error":"#N/A"},{"$error":"#N/A"},{"$error":"#N/A"},{"$error":"#N/A"},{"$error":"#N/A"},{"$error":"#N/A"},{"$error":"#N/A"},{"$error":"#N/A"},{"$error":"#N/A"},{"$error":"#N/A"},null,null,null,null,"Temp. corrected actual 10%",null,"Summer","Non-Coincident","TempCorrActualPOE10",{"$f":"IF(SUMIFS($AG$11:$AG$30002,$AC$11:$AC$30002,$AO18,$AD$11:$AD$30002,$AP18,$AF$11:$AF$30002,$AQ18,$AE$11:$AE$30002,AR14)=0,NA(),SUMIFS($AG$11:$AG$30002,$AC$11:$AC$30002,$AO18,$AD$11:$AD$30002,$AP18,$AF$11:$AF$30002,$AQ18,$AE$11:$AE$30002,AR14))","v":{"$error":"#N/A"}},{"$error":"#N/A"},{"$error":"#N/A"},{"$error":"#N/A"},{"$error":"#N/A"},{"$error":"#N/A"},91.871805429999995,107.8166737,117.24891940000001,120.4698989,147.42758610000001,147.99422620000001,158.6179774,148.3728055,160.20346219999999,159.29556729999999,{"$error":"#N/A"},{"$error":"#N/A"},{"$error":"#N/A"},{"$error":"#N/A"},{"$error":"#N/A"},{"$error":"#N/A"},{"$error":"#N/A"},{"$error":"#N/A"},{"$error":"#N/A"},{"$f":"IF(SUMIFS($AG$11:$AG$30002,$AC$11:$AC$30002,$AO18,$AD$11:$AD$30002,$AP18,$AF$11:$AF$30002,$AQ18,$AE$11:$AE$30002,BQ14)=0,NA(),SUMIFS($AG$11:$AG$30002,$AC$11:$AC$30002,$AO18,$AD$11:$AD$30002,$AP18,$AF$11:$AF$30002,$AQ18,$AE$11:$AE$30002,BQ14))","v":{"$error":"#N/A"}}]
[null,{"$f":"IF(DataInput!B18=$B$8,IF($B$9=$B$10,TRUE,IF(DataInput!E18=$B$9,TRUE,FALSE)))","v":true},null,null,{"$f":"IF(B19=TRUE,DataInput!B18,NA())","v":"VIC"},{"$f":"IF($E19=DataInput!$B18,DataInput!C18,NA())","v":"APD"},{"$f":"IF($E19=DataInput!$B18,DataInput!D18,NA())","v":"Alcoa Portland 500 kV"},{"$f":"IF($E19=DataInput!$B18,DataInput!E18,NA())","v":"Direct Connect"},{"$f":"IF($E19=DataInput!$B18,DataInput!F18,NA())","v":"Summer"},{"$f":"IF($E19=DataInput!$B18,DataInput!G18,NA())","v":"Coincident"},{"$f":"IF($E19=DataInput!$B18,DataInput!H18,NA())","v":2007},{"$f":"IF($E19=DataInput!$B18,DataInput!I18,NA())","v":"TempCorrActualPOE50"},{"$f":"IF($E19=DataInput!$B18,DataInput!J18,NA())","v":565.82811000000004},{"$f":"IF($E19=DataInput!$B18,DataInput!K18,NA())","v":"NA"},null,null,"VIC Alcoa Portland 500 kV",9,{"$f":"Lists_Selections!H12","v":"VIC Bendigo (Powercor) 66 kV"},null,null,false,null,null,{"$error":"#N/A"},{"$error":"#N/A"},{"$error":"#N/A"},{"$error":"#N/A"},{"$error":"#N/A"},{"$error":"#N/A"},{"$error":"#N/A"},{"$error":"#N/A"},{"$error":"#N/A"},{"$error":"#N/A"},null,null,null,null,"Temp. corrected actual 50%",null,"Summer","Non-Coincident","TempCorrActualPOE50",{"$f":"IF(SUMIFS($AG$11:$AG$30002,$AC$11:$AC$30002,$AO19,$AD$11:$AD$30002,$AP19,$AF$11:$AF$30002,$AQ19,$AE$11:$AE$30002,AR14)=0,NA(),SUMIFS($AG$11:$AG$30002,$AC$11:$AC$30002,$AO19,$AD$11:$AD$30002,$AP19,$AF$11:$AF$30002,$AQ19,$AE$11:$AE$30002,AR14))","v":{"$error":"#N/A"}},{"$error":"#N/A"},{"$error":"#N/A"},{"$error":"#N/A"},{"$error":"#N/A"},{"$error":"#N/A"},87.105846339999999,102.9886474,111.1389586,113.6975017,139.63341410000001,139.06717560000001,149.07550660000001,139.93707449999999,151.8643845,151.03604429999999,{"$error":"#N/A"},{"$error":"#N/A"},{"$error":"#N/A"},{"$error":"#N/A"},{"$error":"#N/A"},{"$error":"#N/A"},{"$error":"#N/A"},{"$error":"#N/A"},{"$error":"#N/A"},{"$f":"IF(SUMIFS($AG$11:$AG$30002,$AC$11:$AC$30002,$AO19,$AD$11:$AD$30002,$AP19,$AF$11:$AF$30002,$AQ19,$AE$11:$AE$30002,BQ14)=0,NA(),SUMIFS($AG$11:$AG$30002,$AC$11:$AC$30002,$AO19,$AD$11:$AD$30002,$AP19,$AF$11:$AF$30002,$AQ19,$AE$11:$AE$30002,BQ14))","v":{"$error":"#N/A"}}]
[null,{"$f":"IF(DataInput!B19=$B$8,IF($B$9=$B$10,TRUE,IF(DataInput!E19=$B$9,TRUE,FALSE)))","v":true},null,null,{"$f":"IF(B20=TRUE,DataInput!B19,NA())","v":"VIC"},{"$f":"IF($E20=DataInput!$B19,DataInput!C19,NA())","v":"APD"},{"$f":"IF($E20=DataInput!$B19,DataInput!D19,NA())","v":"Alcoa Portland 500 kV"},{"$f":"IF($E20=DataInput!$B19,DataInput!E19,NA())","v":"Direct Connect"},{"$f":"IF($E20=DataInput!$B19,DataInput!F19,NA())","v":"Summer"},{"$f":"IF($E20=DataInput!$B19,DataInput!G19,NA())","v":"Non-Coincident"},{"$f":"IF($E20=DataInput!$B19,DataInput!H19,NA())","v":2007},{"$f":"IF($E20=DataInput!$B19,DataInput!I19,NA())","v":"TempCorrActualPOE10"},{"$f":"IF($E20=DataInput!$B19,DataInput!J19,NA())","v":668.90642500000001},{"$f":"IF($E20=DataInput!$B19,DataInput!K19,NA())","v":"NA"},null,null,"VIC Alcoa Portland 500 kV",10,{"$f":"Lists_Selections!H13","v":"VIC Brooklyn (Jemena) 22 kV"},null,null,false,null,null,{"$error":"#N/A"},{"$error":"#N/A"},{"$error":"#N/A"},{"$error":"#N/A"},{"$error":"#N/A"},{"$error":"#N/A"},{"$error":"#N/A"},{"$error":"#N/A"},{"$error":"#N/A"},{"$error":"#N/A"},null,null,null,null,"Non co-incident 10 POE",null,"Summer","Non-Coincident","POE10",{"$f":"IF(SUMIFS($AG$11:$AG$30002,$AC$11:$AC$30002,$AO20,$AD$11:$AD$30002,$AP20,$AF$11:$AF$30002,$AQ20,$AE$11:$AE$30002,AR14)=0,NA(),SUMIFS($AG$11:$AG$30002,$AC$11:$AC$30002,$AO20,$AD$11:$AD$30002,$AP20,$AF$11:$AF$30002,$AQ20,$AE$11:$AE$30002,AR14))","v":{"$error":"#N/A"}},{"$error":"#N/A"},{"$error":"#N/A"},{"$error":"#N/A"},{"$error":"#N/A"},{"$error":"#N/A"},{"$error":"#N/A"},{"$error":"#N/A"},{"$error":"#N/A"},{"$error":"#N/A"},{"$error":"#N/A"},{"$error":"#N/A"},{"$error":"#N/A"},{"$error":"#N/A"},{"$error":"#N/A"},{"$error":"#N/A"},{"$f":"IF(SUMIFS($AG$11:$AG$30002,$AC$11:$AC$30002,$AO20,$AD$11:$AD$30002,$AP20,$AF$11:$AF$30002,$AQ20,$AE$11:$AE$30002,BH14)=0,0,SUMIFS($AG$11:$AG$30002,$AC$11:$AC$30002,$AO20,$AD$11:$AD$30002,$AP20,$AF$11:$AF$30002,$AQ20,$AE$11:$AE$30002,BH14))","v":154.5964496},158.12953899999999,150.5117429,152.1761999,153.9234099,154.6240971,154.73717859999999,154.84530029999999,155.6694722,{"$f":"IF(SUMIFS($AG$11:$AG$30002,$AC$11:$AC$30002,$AO20,$AD$11:$AD$30002,$AP20,$AF$11:$AF$30002,$AQ20,$AE$11:$AE$30002,BQ14)=0,0,SUMIFS($AG$11:$AG$30002,$AC$11:$AC$30002,$AO20,$AD$11:$AD$30002,$AP20,$AF$11:$AF$30002,$AQ20,$AE$11:$AE$30002,BQ14))","v":157.08794309999999}]
[null,{"$f":"IF(DataInput!B20=$B$8,IF($B$9=$B$10,TRUE,IF(DataInput!E20=$B$9,TRUE,FALSE)))","v":true},null,null,{"$f":"IF(B21=TRUE,DataInput!B20,NA())","v":"VIC"},{"$f":"IF($E21=DataInput!$B20,DataInput!C20,NA())","v":"APD"},{"$f":"IF($E21=DataInput!$B20,DataInput!D20,NA())","v":"Alcoa Portland 500 kV"},{"$f":"IF($E21=DataInput!$B20,DataInput!E20,NA())","v":"Direct Connect"},{"$f":"IF($E21=DataInput!$B20,DataInput!F20,NA())","v":"Summer"},{"$f":"IF($E21=DataInput!$B20,DataInput!G20,NA())","v":"Non-Coincident"},{"$f":"IF($E21=DataInput!$B20,DataInput!H20,NA())","v":2007},{"$f":"IF($E21=DataInput!$B20,DataInput!I20,NA())","v":"TempCorrActualPOE50"},{"$f":"IF($E21=DataInput!$B20,DataInput!J20,NA())","v":608.09675000000004},{"$f":"IF($E21=DataInput!$B20,DataInput!K20,NA())","v":"NA"},null,null,"VIC Alcoa Portland 500 kV",11,{"$f":"Lists_Selections!H14","v":"VIC Brooklyn (Powercor) 22 kV"},null,null,false,null,null,{"$error":"#N/A"},{"$error":"#N/A"},{"$error":"#N/A"},{"$error":"#N/A"},{"$error":"#N/A"},{"$error":"#N/A"},{"$error":"#N/A"},{"$error":"#N/A"},{"$error":"#N/A"},{"$error":"#N/A"},null,null,null,null,"Non co-incident 50 POE",null,"Summer","Non-Coincident","POE50",{"$f":"IF(SUMIFS($AG$11:$AG$30002,$AC$11:$AC$30002,$AO21,$AD$11:$AD$30002,$AP21,$AF$11:$AF$30002,$AQ21,$AE$11:$AE$30002,AR14)=0,NA(),SUMIFS($AG$11:$AG$30002,$AC$11:$AC$30002,$AO21,$AD$11:$AD$30002,$AP21,$AF$11:$AF$30002,$AQ21,$AE$11:$AE$30002,AR14))","v":{"$error":"#N/A"}},{"$error":"#N/A"},{"$error":"#N/A"},{"$error":"#N/A"},{"$error":"#N/A"},{"$error":"#N/A"},{"$error":"#N/A"},{"$error":"#N/A"},{"$error":"#N/A"},{"$error":"#N/A"},{"$error":"#N/A"},{"$error":"#N/A"},{"$error":"#N/A"},{"$error":"#N/A"},{"$error":"#N/A"},{"$error":"#N/A"},{"$f":"IF(SUMIFS($AG$11:$AG$30002,$AC$11:$AC$30002,$AO21,$AD$11:$AD$30002,$AP21,$AF$11:$AF$30002,$AQ21,$AE$11:$AE$30002,BH14)=0,0,SUMIFS($AG$11:$AG$30002,$AC$11:$AC$30002,$AO21,$AD$11:$AD$30002,$AP21,$AF$11:$AF$30002,$AQ21,$AE$11:$AE$30002,BH14))","v":145.69042590000001},148.62932140000001,141.82135170000001,143.40618449999999,144.2116785,144.63097759999999,145.16707529999999,144.80793800000001,146.42146579999999,{"$f":"IF(SUMIFS($AG$11:$AG$30002,$AC$11:$AC$30002,$AO21,$AD$11:$AD$30002,$AP21,$AF$11:$AF$30002,$AQ21,$AE$11:$AE$30002,BQ14)=0,0,SUMIFS($AG$11:$AG$30002,$AC$11:$AC$30002,$AO21,$AD$11:$AD$30002,$AP21,$AF$11:$AF$30002,$AQ21,$AE$11:$AE$30002,BQ14))","v":147.40481560000001}]
[null,{"$f":"IF(DataInput!B21=$B$8,IF($B$9=$B$10,TRUE,IF(DataInput!E21=$B$9,TRUE,FALSE)))","v":true},null,null,{"$f":"IF(B22=TRUE,DataInput!B21,NA())","v":"VIC"},{"$f":"IF($E22=DataInput!$B21,DataInput!C21,NA())","v":"APD"},{"$f":"IF($E22=DataInput!$B21,DataInput!D21,NA())","v":"Alcoa Portland 500 kV"},{"$f":"IF($E22=DataInput!$B21,DataInput!E21,NA())","v":"Direct Connect"},{"$f":"IF($E22=DataInput!$B21,DataInput!F21,NA())","v":"Summer"},{"$f":"IF($E22=DataInput!$B21,DataInput!G21,NA())","v":"Coincident"},{"$f":"IF($E22=DataInput!$B21,DataInput!H21,NA())","v":2007},{"$f":"IF($E22=DataInput!$B21,DataInput!I21,NA())","v":"Actual"},{"$f":"IF($E22=DataInput!$B21,DataInput!J21,NA())","v":565.82811000000004},{"$f":"IF($E22=DataInput!$B21,DataInput!K21,NA())","v":"NA"},null,null,"VIC Alcoa Portland 500 kV",12,{"$f":"Lists_Selections!H15","v":"VIC Brooklyn (Powercor) 66 kV - Onesteel"},null,null,false,null,null,{"$error":"#N/A"},{"$error":"#N/A"},{"$error":"#N/A"},{"$error":"#N/A"},{"$error":"#N/A"},{"$error":"#N/A"},{"$error":"#N/A"},{"$error":"#N/A"},{"$error":"#N/A"},{"$error":"#N/A"},null,null,null,null,"Co-incident factor",null,"Summer","Coincident","Actual",{"$f":"IF(SUMIFS($AH$11:$AH$30002,$AC$11:$AC$30002,$AO22,$AD$11:$AD$30002,$AP22,$AF$11:$AF$30002,$AQ22,$AE$11:$AE$30002,AR14)=0,NA(),SUMIFS($AH$11:$AH$30002,$AC$11:$AC$30002,$AO22,$AD$11:$AD$30002,$AP22,$AF$11:$AF$30002,$AQ22,$AE$11:$AE$30002,AR14))","v":{"$error":"#N/A"}},{"$error":"#N/A"},{"$error":"#N/A"},{"$error":"#N/A"},{"$error":"#N/A"},{"$error":"#N/A"},{"$error":"#N/A"},{"$error":"#N/A"},{"$error":"#N/A"},{"$error":"#N/A"},{"$error":"#N/A"},{"$error":"#N/A"},{"$error":"#N/A"},{"$error":"#N/A"},{"$error":"#N/A"},{"$error":"#N/A"},{"$error":"#N/A"},{"$error":"#N/A"},{"$error":"#N/A"},{"$error":"#N/A"},{"$error":"#N/A"},{"$error":"#N/A"},{"$error":"#N/A"},{"$error":"#N/A"},{"$error":"#N/A"},{"$f":"IF(SUMIFS($AH$11:$AH$30002,$AC$11:$AC$30002,$AO22,$AD$11:$AD$30002,$AP22,$AF$11:$AF$30002,$AQ22,$AE$11:$AE$30002,BQ14)=0,NA(),SUMIFS($AH$11:$AH$30002,$AC$11:$AC$30002,$AO22,$AD$11:$AD$30002,$AP22,$AF$11:$AF$30002,$AQ22,$AE$11:$AE$30002,BQ14))","v":{"$error":"#N/A"}}]
[null,{"$f":"IF(DataInput!B22=$B$8,IF($B$9=$B$10,TRUE,IF(DataInput!E22=$B$9,TRUE,FALSE)))","v":true},null,null,{"$f":"IF(B23=TRUE,DataInput!B22,NA())","v":"VIC"},{"$f":"IF($E23=DataInput!$B22,DataInput!C22,NA())","v":"APD"},{"$f":"IF($E23=DataInput!$B22,DataInput!D22,NA())","v":"Alcoa Portland 500 kV"},{"$f":"IF($E23=DataInput!$B22,DataInput!E22,NA())","v":"Direct Connect"},{"$f":"IF($E23=DataInput!$B22,DataInput!F22,NA())","v":"Summer"},{"$f":"IF($E23=DataInput!$B22,DataInput!G22,NA())","v":"Non-Coincident"},{"$f":"IF($E23=DataInput!$B22,DataInput!H22,NA())","v":2007},{"$f":"IF($E23=DataInput!$B22,DataInput!I22,NA())","v":"Actual"},{"$f":"IF($E23=DataInput!$B22,DataInput!J22,NA())","v":608.09675000000004},{"$f":"IF($E23=DataInput!$B22,DataInput!K22,NA())","v":"NA"},null,null,"VIC Alcoa Portland 500 kV",13,{"$f":"Lists_Selections!H16","v":"VIC Brunswick (CitiPower) 22 kV"},null,null,false,null,null,{"$error":"#N/A"},{"$error":"#N/A"},{"$error":"#N/A"},{"$error":"#N/A"},{"$error":"#N/A"},{"$error":"#N/A"},{"$error":"#N/A"},{"$error":"#N/A"},{"$error":"#N/A"},{"$error":"#N/A"},null,null,null,null,"WINTER (MW)"]
[null,{"$f":"IF(DataInput!B23=$B$8,IF($B$9=$B$10,TRUE,IF(DataInput!E23=$B$9,TRUE,FALSE)))","v":true},null,null,{"$f":"IF(B24=TRUE,DataInput!B23,NA())","v":"VIC"},{"$f":"IF($E24=DataInput!$B23,DataInput!C23,NA())","v":"APD"},{"$f":"IF($E24=DataInput!$B23,DataInput!D23,NA())","v":"Alcoa Portland 500 kV"},{"$f":"IF($E24=DataInput!$B23,DataInput!E23,NA())","v":"Direct Connect"},{"$f":"IF($E24=DataInput!$B23,DataInput!F23,NA())","v":"Summer"},{"$f":"IF($E24=DataInput!$B23,DataInput!G23,NA())","v":"Coincident"},{"$f":"IF($E24=DataInput!$B23,DataInput!H23,NA())","v":2008},{"$f":"IF($E24=DataInput!$B23,DataInput!I23,NA())","v":"TempCorrActualPOE10"},{"$f":"IF($E24=DataInput!$B23,DataInput!J23,NA())","v":561.50392099999999},{"$f":"IF($E24=DataInput!$B23,DataInput!K23,NA())","v":"NA"},null,null,"VIC Alcoa Portland 500 kV",14,{"$f":"Lists_Selections!H17","v":"VIC Brunswick (CitiPower) 66 kV"},null,null,false,null,null,{"$error":"#N/A"},{"$error":"#N/A"},{"$error":"#N/A"},{"$error":"#N/A"},{"$error":"#N/A"},{"$error":"#N/A"},{"$error":"#N/A"},{"$error":"#N/A"},{"$error":"#N/A"},{"$error":"#N/A"},null,null,null,null,"Actual",null,"Winter","Non-Coincident","Actual",{"$f":"IF(SUMIFS($AG$11:$AG$30002,$AC$11:$AC$30002,$AO24,$AD$11:$AD$30002,$AP24,$AF$11:$AF$30002,$AQ24,$AE$11:$AE$30002,AR$15)=0,NA(),SUMIFS($AG$11:$AG$30002,$AC$11:$AC$30002,$AO24,$AD$11:$AD$30002,$AP24,$AF$11:$AF$30002,$AQ24,$AE$11:$AE$30002,AR$15))","v":{"$error":"#N/A"}},{"$f":"IF(SUMIFS($AG$11:$AG$30002,$AC$11:$AC$30002,$AO24,$AD$11:$AD$30002,$AP24,$AF$11:$AF$30002,$AQ24,$AE$11:$AE$30002,AS$15)=0,NA(),SUMIFS($AG$11:$AG$30002,$AC$11:$AC$30002,$AO24,$AD$11:$AD$30002,$AP24,$AF$11:$AF$30002,$AQ24,$AE$11:$AE$30002,AS$15))","v":{"$error":"#N/A"}},{"$f":"IF(SUMIFS($AG$11:$AG$30002,$AC$11:$AC$30002,$AO24,$AD$11:$AD$30002,$AP24,$AF$11:$AF$30002,$AQ24,$AE$11:$AE$30002,AT$15)=0,NA(),SUMIFS($AG$11:$AG$30002,$AC$11:$AC$30002,$AO24,$AD$11:$AD$30002,$AP24,$AF$11:$AF$30002,$AQ24,$AE$11:$AE$30002,AT$15))","v":{"$error":"#N/A"}},{"$error":"#N/A"},{"$error":"#N/A"},{"$error":"#N/A"},103.945746,114.134274,134.22842199999999,138.05301399999999,134.34196,150.027232,149.057852,150.32744600000001,143.26252600000001,148.03529399999999,{"$error":"#N/A"},{"$error":"#N/A"},{"$error":"#N/A"},{"$error":"#N/A"},{"$error":"#N/A"},{"$error":"#N/A"},{"$error":"#N/A"},{"$error":"#N/A"},{"$error":"#N/A"},{"$error":"#N/A"}]
[null,{"$f":"IF(DataInput!B24=$B$8,IF($B$9=$B$10,TRUE,IF(DataInput!E24=$B$9,TRUE,FALSE)))","v":true},null,null,{"$f":"IF(B25=TRUE,DataInput!B24,NA())","v":"VIC"},{"$f":"IF($E25=DataInput!$B24,DataInput!C24,NA())","v":"APD"},{"$f":"IF($E25=DataInput!$B24,DataInput!D24,NA())","v":"Alcoa Portland 500 kV"},{"$f":"IF($E25=DataInput!$B24,DataInput!E24,NA())","v":"Direct Connect"},{"$f":"IF($E25=DataInput!$B24,DataInput!F24,NA())","v":"Summer"},{"$f":"IF($E25=DataInput!$B24,DataInput!G24,NA())","v":"Coincident"},{"$f":"IF($E25=DataInput!$B24,DataInput!H24,NA())","v":2008},{"$f":"IF($E25=DataInput!$B24,DataInput!I24,NA())","v":"TempCorrActualPOE50"},{"$f":"IF($E25=DataInput!$B24,DataInput!J24,NA())","v":510.45810999999998},{"$f":"IF($E25=DataInput!$B24,DataInput!K24,NA())","v":"NA"},null,null,"VIC Alcoa Portland 500 kV",15,{"$f":"Lists_Selections!H18","v":"VIC Brunswick (Jemena) 22 kV"},null,null,false,null,null,{"$error":"#N/A"},{"$error":"#N/A"},{"$error":"#N/A"},{"$error":"#N/A"},{"$error":"#N/A"},{"$error":"#N/A"},{"$error":"#N/A"},{"$error":"#N/A"},{"$error":"#N/A"},{"$error":"#N/A"},null,null,null,null,"Temp. corrected actual 10%",null,"Winter","Non-Coincident","TempCorrActualPOE10",{"$f":"IF(SUMIFS($AG$11:$AG$30002,$AC$11:$AC$30002,$AO25,$AD$11:$AD$30002,$AP25,$AF$11:$AF$30002,$AQ25,$AE$11:$AE$30002,AR15)=0,NA(),SUMIFS($AG$11:$AG$30002,$AC$11:$AC$30002,$AO25,$AD$11:$AD$30002,$AP25,$AF$11:$AF$30002,$AQ25,$AE$11:$AE$30002,AR15))","v":{"$error":"#N/A"}},{"$f":"IF(SUMIFS($AG$11:$AG$30002,$AC$11:$AC$30002,$AO25,$AD$11:$AD$30002,$AP25,$AF$11:$AF$30002,$AQ25,$AE$11:$AE$30002,AS15)=0,NA(),SUMIFS($AG$11:$AG$30002,$AC$11:$AC$30002,$AO25,$AD$11:$AD$30002,$AP25,$AF$11:$AF$30002,$AQ25,$AE$11:$AE$30002,AS15))","v":{"$error":"#N/A"}},{"$f":"IF(SUMIFS($AG$11:$AG$30002,$AC$11:$AC$30002,$AO25,$AD$11:$AD$30002,$AP25,$AF$11:$AF$30002,$AQ25,$AE$11:$AE$30002,AT15)=0,NA(),SUMIFS($AG$11:$AG$30002,$AC$11:$AC$30002,$AO25,$AD$11:$AD$30002,$AP25,$AF$11:$AF$30002,$AQ25,$AE$11:$AE$30002,AT15))","v":{"$error":"#N/A"}},{"$error":"#N/A"},{"$error":"#N/A"},{"$error":"#N/A"},115.08378159999999,114.966741,129.16619130000001,130.04825299999999,141.875168,143.0031098,137.6344632,142.45775219999999,145.4216088,145.4190576,{"$error":"#N/A"},{"$error":"#N/A"},{"$error":"#N/A"},{"$error":"#N/A"},{"$error":"#N/A"},{"$error":"#N/A"},{"$error":"#N/A"},{"$error":"#N/A"},{"$error":"#N/A"},{"$f":"IF(SUMIFS($AG$11:$AG$30002,$AC$11:$AC$30002,$AO25,$AD$11:$AD$30002,$AP25,$AF$11:$AF$30002,$AQ25,$AE$11:$AE$30002,BQ15)=0,NA(),SUMIFS($AG$11:$AG$30002,$AC$11:$AC$30002,$AO25,$AD$11:$AD$30002,$AP25,$AF$11:$AF$30002,$AQ25,$AE$11:$AE$30002,BQ15))","v":{"$error":"#N/A"}}]
[null,{"$f":"IF(DataInput!B25=$B$8,IF($B$9=$B$10,TRUE,IF(DataInput!E25=$B$9,TRUE,FALSE)))","v":true},null,null,{"$f":"IF(B26=TRUE,DataInput!B25,NA())","v":"VIC"},{"$f":"IF($E26=DataInput!$B25,DataInput!C25,NA())","v":"APD"},{"$f":"IF($E26=DataInput!$B25,DataInput!D25,NA())","v":"Alcoa Portland 500 kV"},{"$f":"IF($E26=DataInput!$B25,DataInput!E25,NA())","v":"Direct Connect"},{"$f":"IF($E26=DataInput!$B25,DataInput!F25,NA())","v":"Summer"},{"$f":"IF($E26=DataInput!$B25,DataInput!G25,NA())","v":"Non-Coincident"},{"$f":"IF($E26=DataInput!$B25,DataInput!H25,NA())","v":2008},{"$f":"IF($E26=DataInput!$B25,DataInput!I25,NA())","v":"TempCorrActualPOE10"},{"$f":"IF($E26=DataInput!$B25,DataInput!J25,NA())","v":664.14459320000003},{"$f":"IF($E26=DataInput!$B25,DataInput!K25,NA())","v":"NA"},null,null,"VIC Alcoa Portland 500 kV",16,{"$f":"Lists_Selections!H19","v":"VIC Cranbourne (AusNet) 66 kV"},null,null,false,null,null,{"$error":"#N/A"},{"$error":"#N/A"},{"$error":"#N/A"},{"$error":"#N/A"},{"$error":"#N/A"},{"$error":"#N/A"},{"$error":"#N/A"},{"$error":"#N/A"},{"$error":"#N/A"},{"$error":"#N/A"},null,null,null,null,"Temp. corrected actual 50%",null,"Winter","Non-Coincident","TempCorrActualPOE50",{"$f":"IF(SUMIFS($AG$11:$AG$30002,$AC$11:$AC$30002,$AO26,$AD$11:$AD$30002,$AP26,$AF$11:$AF$30002,$AQ26,$AE$11:$AE$30002,AR15)=0,NA(),SUMIFS($AG$11:$AG$30002,$AC$11:$AC$30002,$AO26,$AD$11:$AD$30002,$AP26,$AF$11:$AF$30002,$AQ26,$AE$11:$AE$30002,AR15))","v":{"$error":"#N/A"}},{"$f":"IF(SUMIFS($AG$11:$AG$30002,$AC$11:$AC$30002,$AO26,$AD$11:$AD$30002,$AP26,$AF$11:$AF$30002,$AQ26,$AE$11:$AE$30002,AS15)=0,NA(),SUMIFS($AG$11:$AG$30002,$AC$11:$AC$30002,$AO26,$AD$11:$AD$30002,$AP26,$AF$11:$AF$30002,$AQ26,$AE$11:$AE$30002,AS15))","v":{"$error":"#N/A"}},{"$f":"IF(SUMIFS($AG$11:$AG$30002,$AC$11:$AC$30002,$AO26,$AD$11:$AD$30002,$AP26,$AF$11:$AF$30002,$AQ26,$AE$11:$AE$30002,AT15)=0,NA(),SUMIFS($AG$11:$AG$30002,$AC$11:$AC$30002,$AO26,$AD$11:$AD$30002,$AP26,$AF$11:$AF$30002,$AQ26,$AE$11:$AE$30002,AT15))","v":{"$error":"#N/A"}},{"$error":"#N/A"},{"$error":"#N/A"},{"$error":"#N/A"},108.96361570000001,108.9639021,122.427413,124.46603140000001,135.68014629999999,137.36971589999999,134.44112770000001,137.78071629999999,140.44447149999999,140.2626448,{"$error":"#N/A"},{"$error":"#N/A"},{"$error":"#N/A"},{"$error":"#N/A"},{"$error":"#N/A"},{"$error":"#N/A"},{"$error":"#N/A"},{"$error":"#N/A"},{"$error":"#N/A"},{"$f":"IF(SUMIFS($AG$11:$AG$30002,$AC$11:$AC$30002,$AO26,$AD$11:$AD$30002,$AP26,$AF$11:$AF$30002,$AQ26,$AE$11:$AE$30002,BQ15)=0,NA(),SUMIFS($AG$11:$AG$30002,$AC$11:$AC$30002,$AO26,$AD$11:$AD$30002,$AP26,$AF$11:$AF$30002,$AQ26,$AE$11:$AE$30002,BQ15))","v":{"$error":"#N/A"}}]
[null,{"$f":"IF(DataInput!B26=$B$8,IF($B$9=$B$10,TRUE,IF(DataInput!E26=$B$9,TRUE,FALSE)))","v":true},null,null,{"$f":"IF(B27=TRUE,DataInput!B26,NA())","v":"VIC"},{"$f":"IF($E27=DataInput!$B26,DataInput!C26,NA())","v":"APD"},{"$f":"IF($E27=DataInput!$B26,DataInput!D26,NA())","v":"Alcoa Portland 500 kV"},{"$f":"IF($E27=DataInput!$B26,DataInput!E26,NA())","v":"Direct Connect"},{"$f":"IF($E27=DataInput!$B26,DataInput!F26,NA())","v":"Summer"},{"$f":"IF($E27=DataInput!$B26,DataInput!G26,NA())","v":"Non-Coincident"},{"$f":"IF($E27=DataInput!$B26,DataInput!H26,NA())","v":2008},{"$f":"IF($E27=DataInput!$B26,DataInput!I26,NA())","v":"TempCorrActualPOE50"},{"$f":"IF($E27=DataInput!$B26,DataInput!J26,NA())","v":603.76781200000005},{"$f":"IF($E27=DataInput!$B26,DataInput!K26,NA())","v":"NA"},null,null,"VIC Alcoa Portland 500 kV",17,{"$f":"Lists_Selections!H20","v":"VIC Cranbourne (United Energy) 66 kV"},null,null,false,null,null,{"$error":"#N/A"},{"$error":"#N/A"},{"$error":"#N/A"},{"$error":"#N/A"},{"$error":"#N/A"},{"$error":"#N/A"},{"$error":"#N/A"},{"$error":"#N/A"},{"$error":"#N/A"},{"$error":"#N/A"},null,null,null,null,"Non co-incident 10 POE",null,"Winter","Non-Coincident","POE10",{"$f":"IF(SUMIFS($AG$11:$AG$30002,$AC$11:$AC$30002,$AO27,$AD$11:$AD$30002,$AP27,$AF$11:$AF$30002,$AQ27,$AE$11:$AE$30002,AR15)=0,NA(),SUMIFS($AG$11:$AG$30002,$AC$11:$AC$30002,$AO27,$AD$11:$AD$30002,$AP27,$AF$11:$AF$30002,$AQ27,$AE$11:$AE$30002,AR15))","v":{"$error":"#N/A"}},{"$f":"IF(SUMIFS($AG$11:$AG$30002,$AC$11:$AC$30002,$AO27,$AD$11:$AD$30002,$AP27,$AF$11:$AF$30002,$AQ27,$AE$11:$AE$30002,AS15)=0,NA(),SUMIFS($AG$11:$AG$30002,$AC$11:$AC$30002,$AO27,$AD$11:$AD$30002,$AP27,$AF$11:$AF$30002,$AQ27,$AE$11:$AE$30002,AS15))","v":{"$error":"#N/A"}},{"$f":"IF(SUMIFS($AG$11:$AG$30002,$AC$11:$AC$30002,$AO27,$AD$11:$AD$30002,$AP27,$AF$11:$AF$30002,$AQ27,$AE$11:$AE$30002,AT15)=0,NA(),SUMIFS($AG$11:$AG$30002,$AC$11:$AC$30002,$AO27,$AD$11:$AD$30002,$AP27,$AF$11:$AF$30002,$AQ27,$AE$11:$AE$30002,AT15))","v":{"$error":"#N/A"}},{"$error":"#N/A"},{"$error":"#N/A"},{"$error":"#N/A"},{"$error":"#N/A"},{"$error":"#N/A"},{"$error":"#N/A"},{"$error":"#N/A"},{"$error":"#N/A"},{"$error":"#N/A"},{"$error":"#N/A"},{"$error":"#N/A"},{"$error":"#N/A"},{"$f":"IF(SUMIFS($AG$11:$AG$30002,$AC$11:$AC$30002,$AO27,$AD$11:$AD$30002,$AP27,$AF$11:$AF$30002,$AQ27,$AE$11:$AE$30002,BG15)=0,NA(),SUMIFS($AG$11:$AG$30002,$AC$11:$AC$30002,$AO27,$AD$11:$AD$30002,$AP27,$AF$11:$AF$30002,$AQ27,$AE$11:$AE$30002,BG15))","v":{"$error":"#N/A"}},{"$f":"IF(SUMIFS($AG$11:$AG$30002,$AC$11:$AC$30002,$AO27,$AD$11:$AD$30002,$AP27,$AF$11:$AF$30002,$AQ27,$AE$11:$AE$30002,BH15)=0,0,SUMIFS($AG$11:$AG$30002,$AC$11:$AC$30002,$AO27,$AD$11:$AD$30002,$AP27,$AF$11:$AF$30002,$AQ27,$AE$11:$AE$30002,BH15))","v":146.58618089999999},139.37022279999999,141.74474660000001,133.82993070000001,135.98950360000001,137.5388734,138.71579629999999,140.17628550000001,141.60543659999999,{"$f":"IF(SUMIFS($AG$11:$AG$30002,$AC$11:$AC$30002,$AO27,$AD$11:$AD$30002,$AP27,$AF$11:$AF$30002,$AQ27,$AE$11:$AE$30002,BQ15)=0,0,SUMIFS($AG$11:$AG$30002,$AC$11:$AC$30002,$AO27,$AD$11:$AD$30002,$AP27,$AF$11:$AF$30002,$AQ27,$AE$11:$AE$30002,BQ15))","v":143.20997019999999}]
[null,{"$f":"IF(DataInput!B27=$B$8,IF($B$9=$B$10,TRUE,IF(DataInput!E27=$B$9,TRUE,FALSE)))","v":true},null,null,{"$f":"IF(B28=TRUE,DataInput!B27,NA())","v":"VIC"},{"$f":"IF($E28=DataInput!$B27,DataInput!C27,NA())","v":"APD"},{"$f":"IF($E28=DataInput!$B27,DataInput!D27,NA())","v":"Alcoa Portland 500 kV"},{"$f":"IF($E28=DataInput!$B27,DataInput!E27,NA())","v":"Direct Connect"},{"$f":"IF($E28=DataInput!$B27,DataInput!F27,NA())","v":"Summer"},{"$f":"IF($E28=DataInput!$B27,DataInput!G27,NA())","v":"Coincident"},{"$f":"IF($E28=DataInput!$B27,DataInput!H27,NA())","v":2008},{"$f":"IF($E28=DataInput!$B27,DataInput!I27,NA())","v":"Actual"},{"$f":"IF($E28=DataInput!$B27,DataInput!J27,NA())","v":510.45810999999998},{"$f":"IF($E28=DataInput!$B27,DataInput!K27,NA())","v":"NA"},null,null,"VIC Alcoa Portland 500 kV",18,{"$f":"Lists_Selections!H21","v":"VIC Deer Park (Powercor) 66 kV"},null,null,false,null,null,{"$error":"#N/A"},{"$error":"#N/A"},{"$error":"#N/A"},{"$error":"#N/A"},{"$error":"#N/A"},{"$error":"#N/A"},{"$error":"#N/A"},{"$error":"#N/A"},{"$error":"#N/A"},{"$error":"#N/A"},null,null,null,null,"Non co-incident 50 POE",null,"Winter","Non-Coincident","POE50",{"$f":"IF(SUMIFS($AG$11:$AG$30002,$AC$11:$AC$30002,$AO28,$AD$11:$AD$30002,$AP28,$AF$11:$AF$30002,$AQ28,$AE$11:$AE$30002,AR15)=0,NA(),SUMIFS($AG$11:$AG$30002,$AC$11:$AC$30002,$AO28,$AD$11:$AD$30002,$AP28,$AF$11:$AF$30002,$AQ28,$AE$11:$AE$30002,AR15))","v":{"$error":"#N/A"}},{"$f":"IF(SUMIFS($AG$11:$AG$30002,$AC$11:$AC$30002,$AO28,$AD$11:$AD$30002,$AP28,$AF$11:$AF$30002,$AQ28,$AE$11:$AE$30002,AS15)=0,NA(),SUMIFS($AG$11:$AG$30002,$AC$11:$AC$30002,$AO28,$AD$11:$AD$30002,$AP28,$AF$11:$AF$30002,$AQ28,$AE$11:$AE$30002,AS15))","v":{"$error":"#N/A"}},{"$f":"IF(SUMIFS($AG$11:$AG$30002,$AC$11:$AC$30002,$AO28,$AD$11:$AD$30002,$AP28,$AF$11:$AF$30002,$AQ28,$AE$11:$AE$30002,AT15)=0,NA(),SUMIFS($AG$11:$AG$30002,$AC$11:$AC$30002,$AO28,$AD$11:$AD$30002,$AP28,$AF$11:$AF$30002,$AQ28,$AE$11:$AE$30002,AT15))","v":{"$error":"#N/A"}},{"$error":"#N/A"},{"$error":"#N/A"},{"$error":"#N/A"},{"$error":"#N/A"},{"$error":"#N/A"},{"$error":"#N/A"},{"$error":"#N/A"},{"$error":"#N/A"},{"$error":"#N/A"},{"$error":"#N/A"},{"$error":"#N/A"},{"$error":"#N/A"},{"$f":"IF(SUMIFS($AG$11:$AG$30002,$AC$11:$AC$30002,$AO28,$AD$11:$AD$30002,$AP28,$AF$11:$AF$30002,$AQ28,$AE$11:$AE$30002,BG15)=0,NA(),SUMIFS($AG$11:$AG$30002,$AC$11:$AC$30002,$AO28,$AD$11:$AD$30002,$AP28,$AF$11:$AF$30002,$AQ28,$AE$11:$AE$30002,BG15))","v":{"$error":"#N/A"}},{"$f":"IF(SUMIFS($AG$11:$AG$30002,$AC$11:$AC$30002,$AO28,$AD$11:$AD$30002,$AP28,$AF$11:$AF$30002,$AQ28,$AE$11:$AE$30002,BH15)=0,0,SUMIFS($AG$11:$AG$30002,$AC$11:$AC$30002,$AO28,$AD$11:$AD$30002,$AP28,$AF$11:$AF$30002,$AQ28,$AE$11:$AE$30002,BH15))","v":142.26137689999999},135.50621810000001,138.13710829999999,130.04960879999999,131.88366719999999,133.55800840000001,134.9541878,136.05137120000001,137.19123980000001,{"$f":"IF(SUMIFS($AG$11:$AG$30002,$AC$11:$AC$30002,$AO28,$AD$11:$AD$30002,$AP28,$AF$11:$AF$30002,$AQ28,$AE$11:$AE$30002,BQ15)=0,0,SUMIFS($AG$11:$AG$30002,$AC$11:$AC$30002,$AO28,$AD$11:$AD$30002,$AP28,$AF$11:$AF$30002,$AQ28,$AE$11:$AE$30002,BQ15))","v":138.59004719999999}]
[null,{"$f":"IF(DataInput!B28=$B$8,IF($B$9=$B$10,TRUE,IF(DataInput!E28=$B$9,TRUE,FALSE)))","v":true},null,null,{"$f":"IF(B29=TRUE,DataInput!B28,NA())","v":"VIC"},{"$f":"IF($E29=DataInput!$B28,DataInput!C28,NA())","v":"APD"},{"$f":"IF($E29=DataInput!$B28,DataInput!D28,NA())","v":"Alcoa Portland 500 kV"},{"$f":"IF($E29=DataInput!$B28,DataInput!E28,NA())","v":"Direct Connect"},{"$f":"IF($E29=DataInput!$B28,DataInput!F28,NA())","v":"Summer"},{"$f":"IF($E29=DataInput!$B28,DataInput!G28,NA())","v":"Non-Coincident"},{"$f":"IF($E29=DataInput!$B28,DataInput!H28,NA())","v":2008},{"$f":"IF($E29=DataInput!$B28,DataInput!I28,NA())","v":"Actual"},{"$f":"IF($E29=DataInput!$B28,DataInput!J28,NA())","v":603.76781200000005},{"$f":"IF($E29=DataInput!$B28,DataInput!K28,NA())","v":"NA"},null,null,"VIC Alcoa Portland 500 kV",19,{"$f":"Lists_Selections!H22","v":"VIC East Rowville 12 (AusNet) 66 kV"},null,null,false,null,null,{"$error":"#N/A"},{"$error":"#N/A"},{"$error":"#N/A"},{"$error":"#N/A"},{"$error":"#N/A"},{"$error":"#N/A"},{"$error":"#N/A"},{"$error":"#N/A"},{"$error":"#N/A"},{"$error":"#N/A"},null,null,null,null,"Co-incident factor",null,"Winter","Coincident","Actual",{"$f":"IF(SUMIFS($AH$11:$AH$30002,$AC$11:$AC$30002,$AO29,$AD$11:$AD$30002,$AP29,$AF$11:$AF$30002,$AQ29,$AE$11:$AE$30002,AR15)=0,NA(),SUMIFS($AH$11:$AH$30002,$AC$11:$AC$30002,$AO29,$AD$11:$AD$30002,$AP29,$AF$11:$AF$30002,$AQ29,$AE$11:$AE$30002,AR15))","v":{"$error":"#N/A"}},{"$f":"IF(SUMIFS($AH$11:$AH$30002,$AC$11:$AC$30002,$AO29,$AD$11:$AD$30002,$AP29,$AF$11:$AF$30002,$AQ29,$AE$11:$AE$30002,AS15)=0,NA(),SUMIFS($AH$11:$AH$30002,$AC$11:$AC$30002,$AO29,$AD$11:$AD$30002,$AP29,$AF$11:$AF$30002,$AQ29,$AE$11:$AE$30002,AS15))","v":{"$error":"#N/A"}},{"$f":"IF(SUMIFS($AH$11:$AH$30002,$AC$11:$AC$30002,$AO29,$AD$11:$AD$30002,$AP29,$AF$11:$AF$30002,$AQ29,$AE$11:$AE$30002,AT15)=0,NA(),SUMIFS($AH$11:$AH$30002,$AC$11:$AC$30002,$AO29,$AD$11:$AD$30002,$AP29,$AF$11:$AF$30002,$AQ29,$AE$11:$AE$30002,AT15))","v":{"$error":"#N/A"}},{"$error":"#N/A"},{"$error":"#N/A"},{"$error":"#N/A"},{"$error":"#N/A"},{"$error":"#N/A"},{"$error":"#N/A"},{"$error":"#N/A"},{"$error":"#N/A"},{"$error":"#N/A"},{"$error":"#N/A"},{"$error":"#N/A"},{"$error":"#N/A"},{"$error":"#N/A"},{"$error":"#N/A"},{"$error":"#N/A"},{"$error":"#N/A"},{"$error":"#N/A"},{"$error":"#N/A"},{"$error":"#N/A"},{"$error":"#N/A"},{"$error":"#N/A"},{"$error":"#N/A"},{"$f":"IF(SUMIFS($AH$11:$AH$30002,$AC$11:$AC$30002,$AO29,$AD$11:$AD$30002,$AP29,$AF$11:$AF$30002,$AQ29,$AE$11:$AE$30002,BQ15)=0,NA(),SUMIFS($AH$11:$AH$30002,$AC$11:$AC$30002,$AO29,$AD$11:$AD$30002,$AP29,$AF$11:$AF$30002,$AQ29,$AE$11:$AE$30002,BQ15))","v":{"$error":"#N/A"}}]
[null,{"$f":"IF(DataInput!B29=$B$8,IF($B$9=$B$10,TRUE,IF(DataInput!E29=$B$9,TRUE,FALSE)))","v":true},null,null,{"$f":"IF(B30=TRUE,DataInput!B29,NA())","v":"VIC"},{"$f":"IF($E30=DataInput!$B29,DataInput!C29,NA())","v":"APD"},{"$f":"IF($E30=DataInput!$B29,DataInput!D29,NA())","v":"Alcoa Portland 500 kV"},{"$f":"IF($E30=DataInput!$B29,DataInput!E29,NA())","v":"Direct Connect"},{"$f":"IF($E30=DataInput!$B29,DataInput!F29,NA())","v":"Summer"},{"$f":"IF($E30=DataInput!$B29,DataInput!G29,NA())","v":"Coincident"},{"$f":"IF($E30=DataInput!$B29,DataInput!H29,NA())","v":2009},{"$f":"IF($E30=DataInput!$B29,DataInput!I29,NA())","v":"TempCorrActualPOE10"},{"$f":"IF($E30=DataInput!$B29,DataInput!J29,NA())","v":537.86276280000004},{"$f":"IF($E30=DataInput!$B29,DataInput!K29,NA())","v":"NA"},null,null,"VIC Alcoa Portland 500 kV",20,{"$f":"Lists_Selections!H23","v":"VIC East Rowville 12 (United Energy) 66 kV"},null,null,false,null,null,{"$error":"#N/A"},{"$error":"#N/A"},{"$error":"#N/A"},{"$error":"#N/A"},{"$error":"#N/A"},{"$error":"#N/A"},{"$error":"#N/A"},{"$error":"#N/A"},{"$error":"#N/A"},{"$error":"#N/A"},null,null,null,null,"Options under each Identifyer"]
[null,{"$f":"IF(DataInput!B30=$B$8,IF($B$9=$B$10,TRUE,IF(DataInput!E30=$B$9,TRUE,FALSE)))","v":true},null,null,{"$f":"IF(B31=TRUE,DataInput!B30,NA())","v":"VIC"},{"$f":"IF($E31=DataInput!$B30,DataInput!C30,NA())","v":"APD"},{"$f":"IF($E31=DataInput!$B30,DataInput!D30,NA())","v":"Alcoa Portland 500 kV"},{"$f":"IF($E31=DataInput!$B30,DataInput!E30,NA())","v":"Direct Connect"},{"$f":"IF($E31=DataInput!$B30,DataInput!F30,NA())","v":"Summer"},{"$f":"IF($E31=DataInput!$B30,DataInput!G30,NA())","v":"Coincident"},{"$f":"IF($E31=DataInput!$B30,DataInput!H30,NA())","v":2009},{"$f":"IF($E31=DataInput!$B30,DataInput!I30,NA())","v":"TempCorrActualPOE50"},{"$f":"IF($E31=DataInput!$B30,DataInput!J30,NA())","v":488.96614799999998},{"$f":"IF($E31=DataInput!$B30,DataInput!K30,NA())","v":"NA"},null,null,"VIC Alcoa Portland 500 kV",21,{"$f":"Lists_Selections!H24","v":"VIC East Rowville 34 (AusNet) 66 kV"},null,null,false,null,null,{"$error":"#N/A"},{"$error":"#N/A"},{"$error":"#N/A"},{"$error":"#N/A"},{"$error":"#N/A"},{"$error":"#N/A"},{"$error":"#N/A"},{"$error":"#N/A"},{"$error":"#N/A"},{"$error":"#N/A"},null,null,null,null,null,null,"Summer","Coincident","Actual"]
[null,{"$f":"IF(DataInput!B31=$B$8,IF($B$9=$B$10,TRUE,IF(DataInput!E31=$B$9,TRUE,FALSE)))","v":true},null,null,{"$f":"IF(B32=TRUE,DataInput!B31,NA())","v":"VIC"},{"$f":"IF($E32=DataInput!$B31,DataInput!C31,NA())","v":"APD"},{"$f":"IF($E32=DataInput!$B31,DataInput!D31,NA())","v":"Alcoa Portland 500 kV"},{"$f":"IF($E32=DataInput!$B31,DataInput!E31,NA())","v":"Direct Connect"},{"$f":"IF($E32=DataInput!$B31,DataInput!F31,NA())","v":"Summer"},{"$f":"IF($E32=DataInput!$B31,DataInput!G31,NA())","v":"Non-Coincident"},{"$f":"IF($E32=DataInput!$B31,DataInput!H31,NA())","v":2009},{"$f":"IF($E32=DataInput!$B31,DataInput!I31,NA())","v":"TempCorrActualPOE10"},{"$f":"IF($E32=DataInput!$B31,DataInput!J31,NA())","v":644.01070619999996},{"$f":"IF($E32=DataInput!$B31,DataInput!K31,NA())","v":"NA"},null,null,"VIC Alcoa Portland 500 kV",22,{"$f":"Lists_Selections!H25","v":"VIC East Rowville 34 (United Energy) 66 kV"},null,null,false,null,null,{"$error":"#N/A"},{"$error":"#N/A"},{"$error":"#N/A"},{"$error":"#N/A"},{"$error":"#N/A"},{"$error":"#N/A"},{"$error":"#N/A"},{"$error":"#N/A"},{"$error":"#N/A"},{"$error":"#N/A"},null,null,null,null,null,null,"Winter","Non-Coincident","POE10"]
[null,{"$f":"IF(DataInput!B32=$B$8,IF($B$9=$B$10,TRUE,IF(DataInput!E32=$B$9,TRUE,FALSE)))","v":true},null,null,{"$f":"IF(B33=TRUE,DataInput!B32,NA())","v":"VIC"},{"$f":"IF($E33=DataInput!$B32,DataInput!C32,NA())","v":"APD"},{"$f":"IF($E33=DataInput!$B32,DataInput!D32,NA())","v":"Alcoa Portland 500 kV"},{"$f":"IF($E33=DataInput!$B32,DataInput!E32,NA())","v":"Direct Connect"},{"$f":"IF($E33=DataInput!$B32,DataInput!F32,NA())","v":"Summer"},{"$f":"IF($E33=DataInput!$B32,DataInput!G32,NA())","v":"Non-Coincident"},{"$f":"IF($E33=DataInput!$B32,DataInput!H32,NA())","v":2009},{"$f":"IF($E33=DataInput!$B32,DataInput!I32,NA())","v":"TempCorrActualPOE50"},{"$f":"IF($E33=DataInput!$B32,DataInput!J32,NA())","v":585.46427840000001},{"$f":"IF($E33=DataInput!$B32,DataInput!K32,NA())","v":"NA"},null,null,"VIC Alcoa Portland 500 kV",23,{"$f":"Lists_Selections!H26","v":"VIC Fishermans Bend (Citipower) 66 kV"},null,null,false,null,null,{"$error":"#N/A"},{"$error":"#N/A"},{"$error":"#N/A"},{"$error":"#N/A"},{"$error":"#N/A"},{"$error":"#N/A"},{"$error":"#N/A"},{"$error":"#N/A"},{"$error":"#N/A"},{"$error":"#N/A"},null,null,null,null,null,null,null,null,"POE50"]
[null,{"$f":"IF(DataInput!B33=$B$8,IF($B$9=$B$10,TRUE,IF(DataInput!E33=$B$9,TRUE,FALSE)))","v":true},null,null,{"$f":"IF(B34=TRUE,DataInput!B33,NA())","v":"VIC"},{"$f":"IF($E34=DataInput!$B33,DataInput!C33,NA())","v":"APD"},{"$f":"IF($E34=DataInput!$B33,DataInput!D33,NA())","v":"Alcoa Portland 500 kV"},{"$f":"IF($E34=DataInput!$B33,DataInput!E33,NA())","v":"Direct Connect"},{"$f":"IF($E34=DataInput!$B33,DataInput!F33,NA())","v":"Summer"},{"$f":"IF($E34=DataInput!$B33,DataInput!G33,NA())","v":"Coincident"},{"$f":"IF($E34=DataInput!$B33,DataInput!H33,NA())","v":2009},{"$f":"IF($E34=DataInput!$B33,DataInput!I33,NA())","v":"Actual"},{"$f":"IF($E34=DataInput!$B33,DataInput!J33,NA())","v":488.96614799999998},{"$f":"IF($E34=DataInput!$B33,DataInput!K33,NA())","v":"NA"},null,null,"VIC Alcoa Portland 500 kV",24,{"$f":"Lists_Selections!H27","v":"VIC Fishermans Bend (Powercor) 66 kV"},null,null,false,null,null,{"$error":"#N/A"},{"$error":"#N/A"},{"$error":"#N/A"},{"$error":"#N/A"},{"$error":"#N/A"},{"$error":"#N/A"},{"$error":"#N/A"},{"$error":"#N/A"},{"$error":"#N/A"},{"$error":"#N/A"},null,null,null,null,null,null,null,null,"TempCorrActualPOE10"]
[null,{"$f":"IF(DataInput!B34=$B$8,IF($B$9=$B$10,TRUE,IF(DataInput!E34=$B$9,TRUE,FALSE)))","v":true},null,null,{"$f":"IF(B35=TRUE,DataInput!B34,NA())","v":"VIC"},{"$f":"IF($E35=DataInput!$B34,DataInput!C34,NA())","v":"APD"},{"$f":"IF($E35=DataInput!$B34,DataInput!D34,NA())","v":"Alcoa Portland 500 kV"},{"$f":"IF($E35=DataInput!$B34,DataInput!E34,NA())","v":"Direct Connect"},{"$f":"IF($E35=DataInput!$B34,DataInput!F34,NA())","v":"Summer"},{"$f":"IF($E35=DataInput!$B34,DataInput!G34,NA())","v":"Non-Coincident"},{"$f":"IF($E35=DataInput!$B34,DataInput!H34,NA())","v":2009},{"$f":"IF($E35=DataInput!$B34,DataInput!I34,NA())","v":"Actual"},{"$f":"IF($E35=DataInput!$B34,DataInput!J34,NA())","v":604.20390599999996},{"$f":"IF($E35=DataInput!$B34,DataInput!K34,NA())","v":"NA"},null,null,"VIC Alcoa Portland 500 kV",25,{"$f":"Lists_Selections!H28","v":"VIC Fosterville 220 kV"},null,null,false,null,null,{"$error":"#N/A"},{"$f":"IF($V35=TRUE,F35,NA())","v":{"$error":"#N/A"}},{"$f":"IF($V35=TRUE,G35,NA())","v":{"$error":"#N/A"}},{"$f":"IF($V35=TRUE,H35,NA())","v":{"$error":"#N/A"}},{"$f":"IF($V35=TRUE,I35,NA())","v":{"$error":"#N/A"}},{"$f":"IF($V35=TRUE,J35,NA())","v":{"$error":"#N/A"}},{"$f":"IF($V35=TRUE,K35,NA())","v":{"$error":"#N/A"}},{"$f":"IF($V35=TRUE,L35,NA())","v":{"$error":"#N/A"}},{"$f":"IF($V35=TRUE,M35,NA())","v":{"$error":"#N/A"}},{"$f":"IF($V35=TRUE,N35,NA())","v":{"$error":"#N/A"}},null,null,null,null,null,null,null,null,"TempCorrActualPOE50"]
[null,{"$f":"IF(DataInput!B35=$B$8,IF($B$9=$B$10,TRUE,IF(DataInput!E35=$B$9,TRUE,FALSE)))","v":true},null,null,{"$f":"IF(B36=TRUE,DataInput!B35,NA())","v":"VIC"},{"$f":"IF($E36=DataInput!$B35,DataInput!C35,NA())","v":"APD"},{"$f":"IF($E36=DataInput!$B35,DataInput!D35,NA())","v":"Alcoa Portland 500 kV"},{"$f":"IF($E36=DataInput!$B35,DataInput!E35,NA())","v":"Direct Connect"},{"$f":"IF($E36=DataInput!$B35,DataInput!F35,NA())","v":"Summer"},{"$f":"IF($E36=DataInput!$B35,DataInput!G35,NA())","v":"Coincident"},{"$f":"IF($E36=DataInput!$B35,DataInput!H35,NA())","v":2010},{"$f":"IF($E36=DataInput!$B35,DataInput!I35,NA())","v":"TempCorrActualPOE10"},{"$f":"IF($E36=DataInput!$B35,DataInput!J35,NA())","v":370.05591700000002},{"$f":"IF($E36=DataInput!$B35,DataInput!K35,NA())","v":"NA"},null,null,"VIC Alcoa Portland 500 kV",26,{"$f":"Lists_Selections!H29","v":"VIC Geelong 12 (Powercor) 66 kV"},null,null,false,null,null,{"$error":"#N/A"},{"$error":"#N/A"},{"$error":"#N/A"},{"$error":"#N/A"},{"$error":"#N/A"},{"$error":"#N/A"},{"$error":"#N/A"},{"$error":"#N/A"},{"$error":"#N/A"},{"$error":"#N/A"}]
[null,{"$f":"IF(DataInput!B36=$B$8,IF($B$9=$B$10,TRUE,IF(DataInput!E36=$B$9,TRUE,FALSE)))","v":true},null,null,{"$f":"IF(B37=TRUE,DataInput!B36,NA())","v":"VIC"},{"$f":"IF($E37=DataInput!$B36,DataInput!C36,NA())","v":"APD"},{"$f":"IF($E37=DataInput!$B36,DataInput!D36,NA())","v":"Alcoa Portland 500 kV"},{"$f":"IF($E37=DataInput!$B36,DataInput!E36,NA())","v":"Direct Connect"},{"$f":"IF($E37=DataInput!$B36,DataInput!F36,NA())","v":"Summer"},{"$f":"IF($E37=DataInput!$B36,DataInput!G36,NA())","v":"Coincident"},{"$f":"IF($E37=DataInput!$B36,DataInput!H36,NA())","v":2010},{"$f":"IF($E37=DataInput!$B36,DataInput!I36,NA())","v":"TempCorrActualPOE50"},{"$f":"IF($E37=DataInput!$B36,DataInput!J36,NA())","v":336.41446999999999},{"$f":"IF($E37=DataInput!$B36,DataInput!K36,NA())","v":"NA"},null,null,"VIC Alcoa Portland 500 kV",27,{"$f":"Lists_Selections!H30","v":"VIC Geelong 34 (Powercor) 66 kV"},null,null,false,null,null,{"$error":"#N/A"},{"$error":"#N/A"},{"$error":"#N/A"},{"$error":"#N/A"},{"$error":"#N/A"},{"$error":"#N/A"},{"$error":"#N/A"},{"$error":"#N/A"},{"$error":"#N/A"},{"$error":"#N/A"}]
[null,{"$f":"IF(DataInput!B37=$B$8,IF($B$9=$B$10,TRUE,IF(DataInput!E37=$B$9,TRUE,FALSE)))","v":true},null,null,{"$f":"IF(B38=TRUE,DataInput!B37,NA())","v":"VIC"},{"$f":"IF($E38=DataInput!$B37,DataInput!C37,NA())","v":"APD"},{"$f":"IF($E38=DataInput!$B37,DataInput!D37,NA())","v":"Alcoa Portland 500 kV"},{"$f":"IF($E38=DataInput!$B37,DataInput!E37,NA())","v":"Direct Connect"},{"$f":"IF($E38=DataInput!$B37,DataInput!F37,NA())","v":"Summer"},{"$f":"IF($E38=DataInput!$B37,DataInput!G37,NA())","v":"Non-Coincident"},{"$f":"IF($E38=DataInput!$B37,DataInput!H37,NA())","v":2010},{"$f":"IF($E38=DataInput!$B37,DataInput!I37,NA())","v":"TempCorrActualPOE10"},{"$f":"IF($E38=DataInput!$B37,DataInput!J37,NA())","v":443.0869525},{"$f":"IF($E38=DataInput!$B37,DataInput!K37,NA())","v":"NA"},null,null,"VIC Alcoa Portland 500 kV",28,{"$f":"Lists_Selections!H31","v":"VIC Glenrowan (AusNet) 66 kV"},null,null,false,null,null,{"$error":"#N/A"},{"$error":"#N/A"},{"$error":"#N/A"},{"$error":"#N/A"},{"$error":"#N/A"},{"$error":"#N/A"},{"$error":"#N/A"},{"$error":"#N/A"},{"$error":"#N/A"},{"$error":"#N/A"},null,null,null,null,null,null,null,null,null,null,null,null,null,null,null,null,null,null,null,"SUMMER (MW)",null,null,null,"2014-15","2015-16","2016-17","2017-18","2018-19","2019-20","2020-21","2021-22","2022-23","2023-24","2024-25","10-yr growth rate"]
[null,{"$f":"IF(DataInput!B38=$B$8,IF($B$9=$B$10,TRUE,IF(DataInput!E38=$B$9,TRUE,FALSE)))","v":true},null,null,{"$f":"IF(B39=TRUE,DataInput!B38,NA())","v":"VIC"},{"$f":"IF($E39=DataInput!$B38,DataInput!C38,NA())","v":"APD"},{"$f":"IF($E39=DataInput!$B38,DataInput!D38,NA())","v":"Alcoa Portland 500 kV"},{"$f":"IF($E39=DataInput!$B38,DataInput!E38,NA())","v":"Direct Connect"},{"$f":"IF($E39=DataInput!$B38,DataInput!F38,NA())","v":"Summer"},{"$f":"IF($E39=DataInput!$B38,DataInput!G38,NA())","v":"Non-Coincident"},{"$f":"IF($E39=DataInput!$B38,DataInput!H38,NA())","v":2010},{"$f":"IF($E39=DataInput!$B38,DataInput!I38,NA())","v":"TempCorrActualPOE50"},{"$f":"IF($E39=DataInput!$B38,DataInput!J38,NA())","v":402.80632050000003},{"$f":"IF($E39=DataInput!$B38,DataInput!K38,NA())","v":"NA"},null,null,"VIC Alcoa Portland 500 kV",29,{"$f":"Lists_Selections!H32","v":"VIC Heatherton (United Energy) 66 kV"},null,null,false,null,null,{"$error":"#N/A"},{"$error":"#N/A"},{"$error":"#N/A"},{"$error":"#N/A"},{"$error":"#N/A"},{"$error":"#N/A"},{"$error":"#N/A"},{"$error":"#N/A"},{"$error":"#N/A"},{"$error":"#N/A"},null,null,null,null,null,null,null,null,null,null,null,null,null,null,null,null,null,null,null,"Actual",null,null,null,{"$f":"IFERROR(BG17,\"\")","v":148.928},"","","","","","","","",""]
[null,{"$f":"IF(DataInput!B39=$B$8,IF($B$9=$B$10,TRUE,IF(DataInput!E39=$B$9,TRUE,FALSE)))","v":true},null,null,{"$f":"IF(B40=TRUE,DataInput!B39,NA())","v":"VIC"},{"$f":"IF($E40=DataInput!$B39,DataInput!C39,NA())","v":"APD"},{"$f":"IF($E40=DataInput!$B39,DataInput!D39,NA())","v":"Alcoa Portland 500 kV"},{"$f":"IF($E40=DataInput!$B39,DataInput!E39,NA())","v":"Direct Connect"},{"$f":"IF($E40=DataInput!$B39,DataInput!F39,NA())","v":"Summer"},{"$f":"IF($E40=DataInput!$B39,DataInput!G39,NA())","v":"Coincident"},{"$f":"IF($E40=DataInput!$B39,DataInput!H39,NA())","v":2010},{"$f":"IF($E40=DataInput!$B39,DataInput!I39,NA())","v":"Actual"},{"$f":"IF($E40=DataInput!$B39,DataInput!J39,NA())","v":336.41446999999999},{"$f":"IF($E40=DataInput!$B39,DataInput!K39,NA())","v":"NA"},null,null,"VIC Alcoa Portland 500 kV",30,{"$f":"Lists_Selections!H33","v":"VIC Heywood (Powercor) 22 kV"},null,null,false,null,null,{"$error":"#N/A"},{"$error":"#N/A"},{"$error":"#N/A"},{"$error":"#N/A"},{"$error":"#N/A"},{"$error":"#N/A"},{"$error":"#N/A"},{"$error":"#N/A"},{"$error":"#N/A"},{"$error":"#N/A"},null,null,null,null,null,null,null,null,null,null,null,null,null,null,null,null,null,null,null,"Temp. corrected actual 10 POE (TCA10)",null,null,null,{"$f":"IFERROR(BG18,\"\")","v":159.29556729999999},"","","","","","","","",""]
[null,{"$f":"IF(DataInput!B40=$B$8,IF($B$9=$B$10,TRUE,IF(DataInput!E40=$B$9,TRUE,FALSE)))","v":true},null,null,{"$f":"IF(B41=TRUE,DataInput!B40,NA())","v":"VIC"},{"$f":"IF($E41=DataInput!$B40,DataInput!C40,NA())","v":"APD"},{"$f":"IF($E41=DataInput!$B40,DataInput!D40,NA())","v":"Alcoa Portland 500 kV"},{"$f":"IF($E41=DataInput!$B40,DataInput!E40,NA())","v":"Direct Connect"},{"$f":"IF($E41=DataInput!$B40,DataInput!F40,NA())","v":"Summer"},{"$f":"IF($E41=DataInput!$B40,DataInput!G40,NA())","v":"Non-Coincident"},{"$f":"IF($E41=DataInput!$B40,DataInput!H40,NA())","v":2010},{"$f":"IF($E41=DataInput!$B40,DataInput!I40,NA())","v":"Actual"},{"$f":"IF($E41=DataInput!$B40,DataInput!J40,NA())","v":512.44717200000002},{"$f":"IF($E41=DataInput!$B40,DataInput!K40,NA())","v":"NA"},null,null,"VIC Alcoa Portland 500 kV",31,{"$f":"Lists_Selections!H34","v":"VIC Horsham (Powercor) 66 kV"},null,null,false,null,null,{"$error":"#N/A"},{"$error":"#N/A"},{"$error":"#N/A"},{"$error":"#N/A"},{"$error":"#N/A"},{"$error":"#N/A"},{"$error":"#N/A"},{"$error":"#N/A"},{"$error":"#N/A"},{"$error":"#N/A"},null,null,null,null,null,null,null,null,null,null,null,null,null,null,null,null,null,null,null,"Temp. corrected actual 50 POE (TCA50)",null,null,null,{"$f":"IFERROR(BG19,\"\")","v":151.03604429999999},"","","","","","","","",""]
[null,{"$f":"IF(DataInput!B41=$B$8,IF($B$9=$B$10,TRUE,IF(DataInput!E41=$B$9,TRUE,FALSE)))","v":true},null,null,{"$f":"IF(B42=TRUE,DataInput!B41,NA())","v":"VIC"},{"$f":"IF($E42=DataInput!$B41,DataInput!C41,NA())","v":"APD"},{"$f":"IF($E42=DataInput!$B41,DataInput!D41,NA())","v":"Alcoa Portland 500 kV"},{"$f":"IF($E42=DataInput!$B41,DataInput!E41,NA())","v":"Direct Connect"},{"$f":"IF($E42=DataInput!$B41,DataInput!F41,NA())","v":"Summer"},{"$f":"IF($E42=DataInput!$B41,DataInput!G41,NA())","v":"Coincident"},{"$f":"IF($E42=DataInput!$B41,DataInput!H41,NA())","v":2011},{"$f":"IF($E42=DataInput!$B41,DataInput!I41,NA())","v":"TempCorrActualPOE10"},{"$f":"IF($E42=DataInput!$B41,DataInput!J41,NA())","v":440.61893479999998},{"$f":"IF($E42=DataInput!$B41,DataInput!K41,NA())","v":"NA"},null,null,"VIC Alcoa Portland 500 kV",32,{"$f":"Lists_Selections!H35","v":"VIC John Lysaght 220 kV"},null,null,false,null,null,{"$error":"#N/A"},{"$error":"#N/A"},{"$error":"#N/A"},{"$error":"#N/A"},{"$error":"#N/A"},{"$error":"#N/A"},{"$error":"#N/A"},{"$error":"#N/A"},{"$error":"#N/A"},{"$error":"#N/A"},null,null,null,null,null,null,null,null,null,null,null,null,null,null,null,null,null,null,null,"Non co-incident 10 POE (NC10POE)",null,null,null,null,{"$f":"IFERROR(BH20,\"\")","v":154.5964496},158.12953899999999,150.5117429,152.1761999,153.9234099,154.6240971,154.73717859999999,154.84530029999999,155.6694722,157.08794309999999,{"$f":"IFERROR((1+(BP42-BG42)/BG42)^(1/9)-1,\"N/A\")","v":1.7779814980416475E-3}]
[null,{"$f":"IF(DataInput!B42=$B$8,IF($B$9=$B$10,TRUE,IF(DataInput!E42=$B$9,TRUE,FALSE)))","v":true},null,null,{"$f":"IF(B43=TRUE,DataInput!B42,NA())","v":"VIC"},{"$f":"IF($E43=DataInput!$B42,DataInput!C42,NA())","v":"APD"},{"$f":"IF($E43=DataInput!$B42,DataInput!D42,NA())","v":"Alcoa Portland 500 kV"},{"$f":"IF($E43=DataInput!$B42,DataInput!E42,NA())","v":"Direct Connect"},{"$f":"IF($E43=DataInput!$B42,DataInput!F42,NA())","v":"Summer"},{"$f":"IF($E43=DataInput!$B42,DataInput!G42,NA())","v":"Coincident"},{"$f":"IF($E43=DataInput!$B42,DataInput!H42,NA())","v":2011},{"$f":"IF($E43=DataInput!$B42,DataInput!I42,NA())","v":"TempCorrActualPOE50"},{"$f":"IF($E43=DataInput!$B42,DataInput!J42,NA())","v":400.56266799999997},{"$f":"IF($E43=DataInput!$B42,DataInput!K42,NA())","v":"NA"},null,null,"VIC Alcoa Portland 500 kV",33,{"$f":"Lists_Selections!H36","v":"VIC Keilor East (Jemena) 66 kV"},null,null,false,null,null,{"$error":"#N/A"},{"$error":"#N/A"},{"$error":"#N/A"},{"$error":"#N/A"},{"$error":"#N/A"},{"$error":"#N/A"},{"$error":"#N/A"},{"$error":"#N/A"},{"$error":"#N/A"},{"$error":"#N/A"},null,null,null,null,null,null,null,null,null,null,null,null,null,null,null,null,null,null,null,"Non co-incident 50 POE (NC50POE)",null,null,null,null,{"$f":"IFERROR(BH21,\"\")","v":145.69042590000001},148.62932140000001,141.82135170000001,143.40618449999999,144.2116785,144.63097759999999,145.16707529999999,144.80793800000001,146.42146579999999,147.40481560000001,{"$f":"IFERROR((1+(BP43-BG43)/BG43)^(1/9)-1,\"N/A\")","v":1.3006951171581349E-3}]
[null,{"$f":"IF(DataInput!B43=$B$8,IF($B$9=$B$10,TRUE,IF(DataInput!E43=$B$9,TRUE,FALSE)))","v":true},null,null,{"$f":"IF(B44=TRUE,DataInput!B43,NA())","v":"VIC"},{"$f":"IF($E44=DataInput!$B43,DataInput!C43,NA())","v":"APD"},{"$f":"IF($E44=DataInput!$B43,DataInput!D43,NA())","v":"Alcoa Portland 500 kV"},{"$f":"IF($E44=DataInput!$B43,DataInput!E43,NA())","v":"Direct Connect"},{"$f":"IF($E44=DataInput!$B43,DataInput!F43,NA())","v":"Summer"},{"$f":"IF($E44=DataInput!$B43,DataInput!G43,NA())","v":"Non-Coincident"},{"$f":"IF($E44=DataInput!$B43,DataInput!H43,NA())","v":2011},{"$f":"IF($E44=DataInput!$B43,DataInput!I43,NA())","v":"TempCorrActualPOE10"},{"$f":"IF($E44=DataInput!$B43,DataInput!J43,NA())","v":527.57567730000005},{"$f":"IF($E44=DataInput!$B43,DataInput!K43,NA())","v":"NA"},null,null,"VIC Alcoa Portland 500 kV",34,{"$f":"Lists_Selections!H37","v":"VIC Keilor East (Powercor) 66 kV"},null,null,false,null,null,{"$error":"#N/A"},{"$error":"#N/A"},{"$error":"#N/A"},{"$error":"#N/A"},{"$error":"#N/A"},{"$error":"#N/A"},{"$error":"#N/A"},{"$error":"#N/A"},{"$error":"#N/A"},{"$error":"#N/A"},null,null,null,null,null,null,null,null,null,null,null,null,null,null,null,null,null,null,null,"WINTER (MW)",null,null,null,2014,2015,2016,2017,2018,2019,2020,2021,2022,2023,2024,"10-yr growth rate"]
[null,{"$f":"IF(DataInput!B44=$B$8,IF($B$9=$B$10,TRUE,IF(DataInput!E44=$B$9,TRUE,FALSE)))","v":true},null,null,{"$f":"IF(B45=TRUE,DataInput!B44,NA())","v":"VIC"},{"$f":"IF($E45=DataInput!$B44,DataInput!C44,NA())","v":"APD"},{"$f":"IF($E45=DataInput!$B44,DataInput!D44,NA())","v":"Alcoa Portland 500 kV"},{"$f":"IF($E45=DataInput!$B44,DataInput!E44,NA())","v":"Direct Connect"},{"$f":"IF($E45=DataInput!$B44,DataInput!F44,NA())","v":"Summer"},{"$f":"IF($E45=DataInput!$B44,DataInput!G44,NA())","v":"Non-Coincident"},{"$f":"IF($E45=DataInput!$B44,DataInput!H44,NA())","v":2011},{"$f":"IF($E45=DataInput!$B44,DataInput!I44,NA())","v":"TempCorrActualPOE50"},{"$f":"IF($E45=DataInput!$B44,DataInput!J44,NA())","v":479.61425209999999},{"$f":"IF($E45=DataInput!$B44,DataInput!K44,NA())","v":"NA"},null,null,"VIC Alcoa Portland 500 kV",35,{"$f":"Lists_Selections!H38","v":"VIC Keilor West (Jemena) 66 kV"},null,null,false,null,null,{"$error":"#N/A"},{"$error":"#N/A"},{"$error":"#N/A"},{"$error":"#N/A"},{"$error":"#N/A"},{"$error":"#N/A"},{"$error":"#N/A"},{"$error":"#N/A"},{"$error":"#N/A"},{"$error":"#N/A"},null,null,null,null,null,null,null,null,null,null,null,null,null,null,null,null,null,null,null,"Actual",null,null,null,{"$f":"IFERROR(BG24,\"\")","v":148.03529399999999},"","","","","","","","",""]
[null,{"$f":"IF(DataInput!B45=$B$8,IF($B$9=$B$10,TRUE,IF(DataInput!E45=$B$9,TRUE,FALSE)))","v":true},null,null,{"$f":"IF(B46=TRUE,DataInput!B45,NA())","v":"VIC"},{"$f":"IF($E46=DataInput!$B45,DataInput!C45,NA())","v":"APD"},{"$f":"IF($E46=DataInput!$B45,DataInput!D45,NA())","v":"Alcoa Portland 500 kV"},{"$f":"IF($E46=DataInput!$B45,DataInput!E45,NA())","v":"Direct Connect"},{"$f":"IF($E46=DataInput!$B45,DataInput!F45,NA())","v":"Summer"},{"$f":"IF($E46=DataInput!$B45,DataInput!G45,NA())","v":"Coincident"},{"$f":"IF($E46=DataInput!$B45,DataInput!H45,NA())","v":2011},{"$f":"IF($E46=DataInput!$B45,DataInput!I45,NA())","v":"Actual"},{"$f":"IF($E46=DataInput!$B45,DataInput!J45,NA())","v":400.56266799999997},{"$f":"IF($E46=DataInput!$B45,DataInput!K45,NA())","v":"NA"},null,null,"VIC Alcoa Portland 500 kV",36,{"$f":"Lists_Selections!H39","v":"VIC Keilor West (Powercor) 66 kV"},null,null,false,null,null,{"$error":"#N/A"},{"$error":"#N/A"},{"$error":"#N/A"},{"$error":"#N/A"},{"$error":"#N/A"},{"$error":"#N/A"},{"$error":"#N/A"},{"$error":"#N/A"},{"$error":"#N/A"},{"$error":"#N/A"},null,null,null,null,null,null,null,null,null,null,null,null,null,null,null,null,null,null,null,"Temp. corrected actual 10 POE (TCA10)",null,null,null,{"$f":"IFERROR(BG25,\"\")","v":145.4190576},"","","","","","","","",""]
[null,{"$f":"IF(DataInput!B46=$B$8,IF($B$9=$B$10,TRUE,IF(DataInput!E46=$B$9,TRUE,FALSE)))","v":true},null,null,{"$f":"IF(B47=TRUE,DataInput!B46,NA())","v":"VIC"},{"$f":"IF($E47=DataInput!$B46,DataInput!C46,NA())","v":"APD"},{"$f":"IF($E47=DataInput!$B46,DataInput!D46,NA())","v":"Alcoa Portland 500 kV"},{"$f":"IF($E47=DataInput!$B46,DataInput!E46,NA())","v":"Direct Connect"},{"$f":"IF($E47=DataInput!$B46,DataInput!F46,NA())","v":"Summer"},{"$f":"IF($E47=DataInput!$B46,DataInput!G46,NA())","v":"Non-Coincident"},{"$f":"IF($E47=DataInput!$B46,DataInput!H46,NA())","v":2011},{"$f":"IF($E47=DataInput!$B46,DataInput!I46,NA())","v":"Actual"},{"$f":"IF($E47=DataInput!$B46,DataInput!J46,NA())","v":512.74745199999995},{"$f":"IF($E47=DataInput!$B46,DataInput!K46,NA())","v":"NA"},null,null,"VIC Alcoa Portland 500 kV",37,{"$f":"Lists_Selections!H40","v":"VIC Kerang (Powercor) 22 kV"},null,null,false,null,null,{"$error":"#N/A"},{"$error":"#N/A"},{"$error":"#N/A"},{"$error":"#N/A"},{"$error":"#N/A"},{"$error":"#N/A"},{"$error":"#N/A"},{"$error":"#N/A"},{"$error":"#N/A"},{"$error":"#N/A"},null,null,null,null,null,null,null,null,null,null,null,null,null,null,null,null,null,null,null,"Temp. corrected actual 50 POE (TCA50)",null,null,null,{"$f":"IFERROR(BG26,\"\")","v":140.2626448},"","","","","","","","",""]
[null,{"$f":"IF(DataInput!B47=$B$8,IF($B$9=$B$10,TRUE,IF(DataInput!E47=$B$9,TRUE,FALSE)))","v":true},null,null,{"$f":"IF(B48=TRUE,DataInput!B47,NA())","v":"VIC"},{"$f":"IF($E48=DataInput!$B47,DataInput!C47,NA())","v":"APD"},{"$f":"IF($E48=DataInput!$B47,DataInput!D47,NA())","v":"Alcoa Portland 500 kV"},{"$f":"IF($E48=DataInput!$B47,DataInput!E47,NA())","v":"Direct Connect"},{"$f":"IF($E48=DataInput!$B47,DataInput!F47,NA())","v":"Summer"},{"$f":"IF($E48=DataInput!$B47,DataInput!G47,NA())","v":"Coincident"},{"$f":"IF($E48=DataInput!$B47,DataInput!H47,NA())","v":2012},{"$f":"IF($E48=DataInput!$B47,DataInput!I47,NA())","v":"TempCorrActualPOE10"},{"$f":"IF($E48=DataInput!$B47,DataInput!J47,NA())","v":511.75139180000002},{"$f":"IF($E48=DataInput!$B47,DataInput!K47,NA())","v":"NA"},null,null,"VIC Alcoa Portland 500 kV",38,{"$f":"Lists_Selections!H41","v":"VIC Kerang (Powercor) 66 kV"},null,null,false,null,null,{"$error":"#N/A"},{"$error":"#N/A"},{"$error":"#N/A"},{"$error":"#N/A"},{"$error":"#N/A"},{"$error":"#N/A"},{"$error":"#N/A"},{"$error":"#N/A"},{"$error":"#N/A"},{"$error":"#N/A"},null,null,null,null,null,null,null,null,null,null,null,null,null,null,null,null,null,null,null,"Non co-incident 10 POE (NC10POE)",null,null,null,null,{"$f":"IFERROR(BH27,\"\")","v":146.58618089999999},139.37022279999999,141.74474660000001,133.82993070000001,135.98950360000001,137.5388734,138.71579629999999,140.17628550000001,141.60543659999999,143.20997019999999,{"$f":"IFERROR((1+(BP48-BG48)/BG48)^(1/9)-1,\"N/A\")","v":-2.5857228693219048E-3}]
[null,{"$f":"IF(DataInput!B48=$B$8,IF($B$9=$B$10,TRUE,IF(DataInput!E48=$B$9,TRUE,FALSE)))","v":true},null,null,{"$f":"IF(B49=TRUE,DataInput!B48,NA())","v":"VIC"},{"$f":"IF($E49=DataInput!$B48,DataInput!C48,NA())","v":"APD"},{"$f":"IF($E49=DataInput!$B48,DataInput!D48,NA())","v":"Alcoa Portland 500 kV"},{"$f":"IF($E49=DataInput!$B48,DataInput!E48,NA())","v":"Direct Connect"},{"$f":"IF($E49=DataInput!$B48,DataInput!F48,NA())","v":"Summer"},{"$f":"IF($E49=DataInput!$B48,DataInput!G48,NA())","v":"Coincident"},{"$f":"IF($E49=DataInput!$B48,DataInput!H48,NA())","v":2012},{"$f":"IF($E49=DataInput!$B48,DataInput!I48,NA())","v":"TempCorrActualPOE50"},{"$f":"IF($E49=DataInput!$B48,DataInput!J48,NA())","v":465.22853800000001},{"$f":"IF($E49=DataInput!$B48,DataInput!K48,NA())","v":"NA"},null,null,"VIC Alcoa Portland 500 kV",39,{"$f":"Lists_Selections!H42","v":"VIC Khancoban (Essential Energy) 11 kV"},null,null,false,null,null,{"$error":"#N/A"},{"$error":"#N/A"},{"$error":"#N/A"},{"$error":"#N/A"},{"$error":"#N/A"},{"$error":"#N/A"},{"$error":"#N/A"},{"$error":"#N/A"},{"$error":"#N/A"},{"$error":"#N/A"},null,null,null,null,null,null,null,null,null,null,null,null,null,null,null,null,null,null,null,"Non co-incident 50 POE (NC50POE)",null,null,null,null,{"$f":"IFERROR(BH28,\"\")","v":142.26137689999999},135.50621810000001,138.13710829999999,130.04960879999999,131.88366719999999,133.55800840000001,134.9541878,136.05137120000001,137.19123980000001,138.59004719999999,{"$f":"IFERROR((1+(BP49-BG49)/BG49)^(1/9)-1,\"N/A\")","v":-2.9008702502932859E-3}]
[null,{"$f":"IF(DataInput!B49=$B$8,IF($B$9=$B$10,TRUE,IF(DataInput!E49=$B$9,TRUE,FALSE)))","v":true},null,null,{"$f":"IF(B50=TRUE,DataInput!B49,NA())","v":"VIC"},{"$f":"IF($E50=DataInput!$B49,DataInput!C49,NA())","v":"APD"},{"$f":"IF($E50=DataInput!$B49,DataInput!D49,NA())","v":"Alcoa Portland 500 kV"},{"$f":"IF($E50=DataInput!$B49,DataInput!E49,NA())","v":"Direct Connect"},{"$f":"IF($E50=DataInput!$B49,DataInput!F49,NA())","v":"Summer"},{"$f":"IF($E50=DataInput!$B49,DataInput!G49,NA())","v":"Non-Coincident"},{"$f":"IF($E50=DataInput!$B49,DataInput!H49,NA())","v":2012},{"$f":"IF($E50=DataInput!$B49,DataInput!I49,NA())","v":"TempCorrActualPOE10"},{"$f":"IF($E50=DataInput!$B49,DataInput!J49,NA())","v":564.02600540000003},{"$f":"IF($E50=DataInput!$B49,DataInput!K49,NA())","v":"NA"},null,null,"VIC Alcoa Portland 500 kV",40,{"$f":"Lists_Selections!H43","v":"VIC Loy Yang (AusNet) 66 kV"},null,null,false,null,null,{"$error":"#N/A"},{"$error":"#N/A"},{"$error":"#N/A"},{"$error":"#N/A"},{"$error":"#N/A"},{"$error":"#N/A"},{"$error":"#N/A"},{"$error":"#N/A"},{"$error":"#N/A"},{"$error":"#N/A"}]
[null,{"$f":"IF(DataInput!B50=$B$8,IF($B$9=$B$10,TRUE,IF(DataInput!E50=$B$9,TRUE,FALSE)))","v":true},null,null,{"$f":"IF(B51=TRUE,DataInput!B50,NA())","v":"VIC"},{"$f":"IF($E51=DataInput!$B50,DataInput!C50,NA())","v":"APD"},{"$f":"IF($E51=DataInput!$B50,DataInput!D50,NA())","v":"Alcoa Portland 500 kV"},{"$f":"IF($E51=DataInput!$B50,DataInput!E50,NA())","v":"Direct Connect"},{"$f":"IF($E51=DataInput!$B50,DataInput!F50,NA())","v":"Summer"},{"$f":"IF($E51=DataInput!$B50,DataInput!G50,NA())","v":"Non-Coincident"},{"$f":"IF($E51=DataInput!$B50,DataInput!H50,NA())","v":2012},{"$f":"IF($E51=DataInput!$B50,DataInput!I50,NA())","v":"TempCorrActualPOE50"},{"$f":"IF($E51=DataInput!$B50,DataInput!J50,NA())","v":512.75091399999997},{"$f":"IF($E51=DataInput!$B50,DataInput!K50,NA())","v":"NA"},null,null,"VIC Alcoa Portland 500 kV",41,{"$f":"Lists_Selections!H44","v":"VIC Malvern (United Energy) 22 kV"},null,null,false,null,null,{"$error":"#N/A"},{"$error":"#N/A"},{"$error":"#N/A"},{"$error":"#N/A"},{"$error":"#N/A"},{"$error":"#N/A"},{"$error":"#N/A"},{"$error":"#N/A"},{"$error":"#N/A"},{"$error":"#N/A"}]
[null,{"$f":"IF(DataInput!B51=$B$8,IF($B$9=$B$10,TRUE,IF(DataInput!E51=$B$9,TRUE,FALSE)))","v":true},null,null,{"$f":"IF(B52=TRUE,DataInput!B51,NA())","v":"VIC"},{"$f":"IF($E52=DataInput!$B51,DataInput!C51,NA())","v":"APD"},{"$f":"IF($E52=DataInput!$B51,DataInput!D51,NA())","v":"Alcoa Portland 500 kV"},{"$f":"IF($E52=DataInput!$B51,DataInput!E51,NA())","v":"Direct Connect"},{"$f":"IF($E52=DataInput!$B51,DataInput!F51,NA())","v":"Summer"},{"$f":"IF($E52=DataInput!$B51,DataInput!G51,NA())","v":"Coincident"},{"$f":"IF($E52=DataInput!$B51,DataInput!H51,NA())","v":2012},{"$f":"IF($E52=DataInput!$B51,DataInput!I51,NA())","v":"Actual"},{"$f":"IF($E52=DataInput!$B51,DataInput!J51,NA())","v":465.22853800000001},{"$f":"IF($E52=DataInput!$B51,DataInput!K51,NA())","v":"NA"},null,null,"VIC Alcoa Portland 500 kV",42,{"$f":"Lists_Selections!H45","v":"VIC Malvern (United Energy) 66 kV"},null,null,false,null,null,{"$error":"#N/A"},{"$error":"#N/A"},{"$error":"#N/A"},{"$error":"#N/A"},{"$error":"#N/A"},{"$error":"#N/A"},{"$error":"#N/A"},{"$error":"#N/A"},{"$error":"#N/A"},{"$error":"#N/A"}]
[null,{"$f":"IF(DataInput!B52=$B$8,IF($B$9=$B$10,TRUE,IF(DataInput!E52=$B$9,TRUE,FALSE)))","v":true},null,null,{"$f":"IF(B53=TRUE,DataInput!B52,NA())","v":"VIC"},{"$f":"IF($E53=DataInput!$B52,DataInput!C52,NA())","v":"APD"},{"$f":"IF($E53=DataInput!$B52,DataInput!D52,NA())","v":"Alcoa Portland 500 kV"},{"$f":"IF($E53=DataInput!$B52,DataInput!E52,NA())","v":"Direct Connect"},{"$f":"IF($E53=DataInput!$B52,DataInput!F52,NA())","v":"Summer"},{"$f":"IF($E53=DataInput!$B52,DataInput!G52,NA())","v":"Non-Coincident"},{"$f":"IF($E53=DataInput!$B52,DataInput!H52,NA())","v":2012},{"$f":"IF($E53=DataInput!$B52,DataInput!I52,NA())","v":"Actual"},{"$f":"IF($E53=DataInput!$B52,DataInput!J52,NA())","v":512.75091399999997},{"$f":"IF($E53=DataInput!$B52,DataInput!K52,NA())","v":"NA"},null,null,"VIC Alcoa Portland 500 kV",43,{"$f":"Lists_Selections!H46","v":"VIC Morwell (Ausnet) 66 kV"},null,null,false,null,null,{"$error":"#N/A"},{"$error":"#N/A"},{"$error":"#N/A"},{"$error":"#N/A"},{"$error":"#N/A"},{"$error":"#N/A"},{"$error":"#N/A"},{"$error":"#N/A"},{"$error":"#N/A"},{"$error":"#N/A"}]
[null,{"$f":"IF(DataInput!B53=$B$8,IF($B$9=$B$10,TRUE,IF(DataInput!E53=$B$9,TRUE,FALSE)))","v":true},null,null,{"$f":"IF(B54=TRUE,DataInput!B53,NA())","v":"VIC"},{"$f":"IF($E54=DataInput!$B53,DataInput!C53,NA())","v":"APD"},{"$f":"IF($E54=DataInput!$B53,DataInput!D53,NA())","v":"Alcoa Portland 500 kV"},{"$f":"IF($E54=DataInput!$B53,DataInput!E53,NA())","v":"Direct Connect"},{"$f":"IF($E54=DataInput!$B53,DataInput!F53,NA())","v":"Summer"},{"$f":"IF($E54=DataInput!$B53,DataInput!G53,NA())","v":"Coincident"},{"$f":"IF($E54=DataInput!$B53,DataInput!H53,NA())","v":2013},{"$f":"IF($E54=DataInput!$B53,DataInput!I53,NA())","v":"TempCorrActualPOE10"},{"$f":"IF($E54=DataInput!$B53,DataInput!J53,NA())","v":394.49612839999998},{"$f":"IF($E54=DataInput!$B53,DataInput!K53,NA())","v":"NA"},null,null,"VIC Alcoa Portland 500 kV",44,{"$f":"Lists_Selections!H47","v":"VIC Mt Beauty (AusNet) 66 kV"},null,null,false,null,null,{"$error":"#N/A"},{"$error":"#N/A"},{"$error":"#N/A"},{"$error":"#N/A"},{"$error":"#N/A"},{"$error":"#N/A"},{"$error":"#N/A"},{"$error":"#N/A"},{"$error":"#N/A"},{"$error":"#N/A"}]
[null,{"$f":"IF(DataInput!B54=$B$8,IF($B$9=$B$10,TRUE,IF(DataInput!E54=$B$9,TRUE,FALSE)))","v":true},null,null,{"$f":"IF(B55=TRUE,DataInput!B54,NA())","v":"VIC"},{"$f":"IF($E55=DataInput!$B54,DataInput!C54,NA())","v":"APD"},{"$f":"IF($E55=DataInput!$B54,DataInput!D54,NA())","v":"Alcoa Portland 500 kV"},{"$f":"IF($E55=DataInput!$B54,DataInput!E54,NA())","v":"Direct Connect"},{"$f":"IF($E55=DataInput!$B54,DataInput!F54,NA())","v":"Summer"},{"$f":"IF($E55=DataInput!$B54,DataInput!G54,NA())","v":"Coincident"},{"$f":"IF($E55=DataInput!$B54,DataInput!H54,NA())","v":2013},{"$f":"IF($E55=DataInput!$B54,DataInput!I54,NA())","v":"TempCorrActualPOE50"},{"$f":"IF($E55=DataInput!$B54,DataInput!J54,NA())","v":358.63284399999998},{"$f":"IF($E55=DataInput!$B54,DataInput!K54,NA())","v":"NA"},null,null,"VIC Alcoa Portland 500 kV",45,{"$f":"Lists_Selections!H48","v":"VIC Red Cliffs (Powercor) 22 kV"},null,null,false,null,null,{"$error":"#N/A"},{"$error":"#N/A"},{"$error":"#N/A"},{"$error":"#N/A"},{"$error":"#N/A"},{"$error":"#N/A"},{"$error":"#N/A"},{"$error":"#N/A"},{"$error":"#N/A"},{"$error":"#N/A"}]
[null,{"$f":"IF(DataInput!B55=$B$8,IF($B$9=$B$10,TRUE,IF(DataInput!E55=$B$9,TRUE,FALSE)))","v":true},null,null,{"$f":"IF(B56=TRUE,DataInput!B55,NA())","v":"VIC"},{"$f":"IF($E56=DataInput!$B55,DataInput!C55,NA())","v":"APD"},{"$f":"IF($E56=DataInput!$B55,DataInput!D55,NA())","v":"Alcoa Portland 500 kV"},{"$f":"IF($E56=DataInput!$B55,DataInput!E55,NA())","v":"Direct Connect"},{"$f":"IF($E56=DataInput!$B55,DataInput!F55,NA())","v":"Summer"},{"$f":"IF($E56=DataInput!$B55,DataInput!G55,NA())","v":"Non-Coincident"},{"$f":"IF($E56=DataInput!$B55,DataInput!H55,NA())","v":2013},{"$f":"IF($E56=DataInput!$B55,DataInput!I55,NA())","v":"TempCorrActualPOE10"},{"$f":"IF($E56=DataInput!$B55,DataInput!J55,NA())","v":472.35047270000001},{"$f":"IF($E56=DataInput!$B55,DataInput!K55,NA())","v":"NA"},null,null,"VIC Alcoa Portland 500 kV",46,{"$f":"Lists_Selections!H49","v":"VIC Red Cliffs (Powercor) 66 kV"},null,null,false,null,null,{"$error":"#N/A"},{"$error":"#N/A"},{"$error":"#N/A"},{"$error":"#N/A"},{"$error":"#N/A"},{"$error":"#N/A"},{"$error":"#N/A"},{"$error":"#N/A"},{"$error":"#N/A"},{"$error":"#N/A"}]
[null,{"$f":"IF(DataInput!B56=$B$8,IF($B$9=$B$10,TRUE,IF(DataInput!E56=$B$9,TRUE,FALSE)))","v":true},null,null,{"$f":"IF(B57=TRUE,DataInput!B56,NA())","v":"VIC"},{"$f":"IF($E57=DataInput!$B56,DataInput!C56,NA())","v":"APD"},{"$f":"IF($E57=DataInput!$B56,DataInput!D56,NA())","v":"Alcoa Portland 500 kV"},{"$f":"IF($E57=DataInput!$B56,DataInput!E56,NA())","v":"Direct Connect"},{"$f":"IF($E57=DataInput!$B56,DataInput!F56,NA())","v":"Summer"},{"$f":"IF($E57=DataInput!$B56,DataInput!G56,NA())","v":"Non-Coincident"},{"$f":"IF($E57=DataInput!$B56,DataInput!H56,NA())","v":2013},{"$f":"IF($E57=DataInput!$B56,DataInput!I56,NA())","v":"TempCorrActualPOE50"},{"$f":"IF($E57=DataInput!$B56,DataInput!J56,NA())","v":429.40952060000001},{"$f":"IF($E57=DataInput!$B56,DataInput!K56,NA())","v":"NA"},null,null,"VIC Alcoa Portland 500 kV",47,{"$f":"Lists_Selections!H50","v":"VIC Richmond (CitiPower) 22kV"},null,null,false,null,null,{"$error":"#N/A"},{"$error":"#N/A"},{"$error":"#N/A"},{"$error":"#N/A"},{"$error":"#N/A"},{"$error":"#N/A"},{"$error":"#N/A"},{"$error":"#N/A"},{"$error":"#N/A"},{"$error":"#N/A"}]
[null,{"$f":"IF(DataInput!B57=$B$8,IF($B$9=$B$10,TRUE,IF(DataInput!E57=$B$9,TRUE,FALSE)))","v":true},null,null,{"$f":"IF(B58=TRUE,DataInput!B57,NA())","v":"VIC"},{"$f":"IF($E58=DataInput!$B57,DataInput!C57,NA())","v":"APD"},{"$f":"IF($E58=DataInput!$B57,DataInput!D57,NA())","v":"Alcoa Portland 500 kV"},{"$f":"IF($E58=DataInput!$B57,DataInput!E57,NA())","v":"Direct Connect"},{"$f":"IF($E58=DataInput!$B57,DataInput!F57,NA())","v":"Summer"},{"$f":"IF($E58=DataInput!$B57,DataInput!G57,NA())","v":"Coincident"},{"$f":"IF($E58=DataInput!$B57,DataInput!H57,NA())","v":2013},{"$f":"IF($E58=DataInput!$B57,DataInput!I57,NA())","v":"Actual"},{"$f":"IF($E58=DataInput!$B57,DataInput!J57,NA())","v":358.63284399999998},{"$f":"IF($E58=DataInput!$B57,DataInput!K57,NA())","v":"NA"},null,null,"VIC Alcoa Portland 500 kV",48,{"$f":"Lists_Selections!H51","v":"VIC Richmond 12 (CitiPower) 66 kV"},null,null,false,null,null,{"$error":"#N/A"},{"$error":"#N/A"},{"$error":"#N/A"},{"$error":"#N/A"},{"$error":"#N/A"},{"$error":"#N/A"},{"$error":"#N/A"},{"$error":"#N/A"},{"$error":"#N/A"},{"$error":"#N/A"}]
[null,{"$f":"IF(DataInput!B58=$B$8,IF($B$9=$B$10,TRUE,IF(DataInput!E58=$B$9,TRUE,FALSE)))","v":true},null,null,{"$f":"IF(B59=TRUE,DataInput!B58,NA())","v":"VIC"},{"$f":"IF($E59=DataInput!$B58,DataInput!C58,NA())","v":"APD"},{"$f":"IF($E59=DataInput!$B58,DataInput!D58,NA())","v":"Alcoa Portland 500 kV"},{"$f":"IF($E59=DataInput!$B58,DataInput!E58,NA())","v":"Direct Connect"},{"$f":"IF($E59=DataInput!$B58,DataInput!F58,NA())","v":"Summer"},{"$f":"IF($E59=DataInput!$B58,DataInput!G58,NA())","v":"Non-Coincident"},{"$f":"IF($E59=DataInput!$B58,DataInput!H58,NA())","v":2013},{"$f":"IF($E59=DataInput!$B58,DataInput!I58,NA())","v":"Actual"},{"$f":"IF($E59=DataInput!$B58,DataInput!J58,NA())","v":512.20846800000004},{"$f":"IF($E59=DataInput!$B58,DataInput!K58,NA())","v":"NA"},null,null,"VIC Alcoa Portland 500 kV",49,{"$f":"Lists_Selections!H52","v":"VIC Richmond 12 (United Energy) 66 kV"},null,null,false,null,null,{"$error":"#N/A"},{"$error":"#N/A"},{"$error":"#N/A"},{"$error":"#N/A"},{"$error":"#N/A"},{"$error":"#N/A"},{"$error":"#N/A"},{"$error":"#N/A"},{"$error":"#N/A"},{"$error":"#N/A"}]
[null,{"$f":"IF(DataInput!B59=$B$8,IF($B$9=$B$10,TRUE,IF(DataInput!E59=$B$9,TRUE,FALSE)))","v":true},null,null,{"$f":"IF(B60=TRUE,DataInput!B59,NA())","v":"VIC"},{"$f":"IF($E60=DataInput!$B59,DataInput!C59,NA())","v":"APD"},{"$f":"IF($E60=DataInput!$B59,DataInput!D59,NA())","v":"Alcoa Portland 500 kV"},{"$f":"IF($E60=DataInput!$B59,DataInput!E59,NA())","v":"Direct Connect"},{"$f":"IF($E60=DataInput!$B59,DataInput!F59,NA())","v":"Summer"},{"$f":"IF($E60=DataInput!$B59,DataInput!G59,NA())","v":"Coincident"},{"$f":"IF($E60=DataInput!$B59,DataInput!H59,NA())","v":2014},{"$f":"IF($E60=DataInput!$B59,DataInput!I59,NA())","v":"TempCorrActualPOE10"},{"$f":"IF($E60=DataInput!$B59,DataInput!J59,NA())","v":505.9597162},{"$f":"IF($E60=DataInput!$B59,DataInput!K59,NA())","v":"NA"},null,null,"VIC Alcoa Portland 500 kV",50,{"$f":"Lists_Selections!H53","v":"VIC Richmond 34 (CitiPower) 66 kV"},null,null,false,null,null,{"$error":"#N/A"},{"$error":"#N/A"},{"$error":"#N/A"},{"$error":"#N/A"},{"$error":"#N/A"},{"$error":"#N/A"},{"$error":"#N/A"},{"$error":"#N/A"},{"$error":"#N/A"},{"$error":"#N/A"}]
[null,{"$f":"IF(DataInput!B60=$B$8,IF($B$9=$B$10,TRUE,IF(DataInput!E60=$B$9,TRUE,FALSE)))","v":true},null,null,{"$f":"IF(B61=TRUE,DataInput!B60,NA())","v":"VIC"},{"$f":"IF($E61=DataInput!$B60,DataInput!C60,NA())","v":"APD"},{"$f":"IF($E61=DataInput!$B60,DataInput!D60,NA())","v":"Alcoa Portland 500 kV"},{"$f":"IF($E61=DataInput!$B60,DataInput!E60,NA())","v":"Direct Connect"},{"$f":"IF($E61=DataInput!$B60,DataInput!F60,NA())","v":"Summer"},{"$f":"IF($E61=DataInput!$B60,DataInput!G60,NA())","v":"Coincident"},{"$f":"IF($E61=DataInput!$B60,DataInput!H60,NA())","v":2014},{"$f":"IF($E61=DataInput!$B60,DataInput!I60,NA())","v":"TempCorrActualPOE50"},{"$f":"IF($E61=DataInput!$B60,DataInput!J60,NA())","v":472.85888929999999},{"$f":"IF($E61=DataInput!$B60,DataInput!K60,NA())","v":"NA"},null,null,"VIC Alcoa Portland 500 kV",51,{"$f":"Lists_Selections!H54","v":"VIC Richmond 34 (United Energy) 66 kV"},null,null,false,null,null,{"$error":"#N/A"},{"$error":"#N/A"},{"$error":"#N/A"},{"$error":"#N/A"},{"$error":"#N/A"},{"$error":"#N/A"},{"$error":"#N/A"},{"$error":"#N/A"},{"$error":"#N/A"},{"$error":"#N/A"}]
[null,{"$f":"IF(DataInput!B61=$B$8,IF($B$9=$B$10,TRUE,IF(DataInput!E61=$B$9,TRUE,FALSE)))","v":true},null,null,{"$f":"IF(B62=TRUE,DataInput!B61,NA())","v":"VIC"},{"$f":"IF($E62=DataInput!$B61,DataInput!C61,NA())","v":"APD"},{"$f":"IF($E62=DataInput!$B61,DataInput!D61,NA())","v":"Alcoa Portland 500 kV"},{"$f":"IF($E62=DataInput!$B61,DataInput!E61,NA())","v":"Direct Connect"},{"$f":"IF($E62=DataInput!$B61,DataInput!F61,NA())","v":"Summer"},{"$f":"IF($E62=DataInput!$B61,DataInput!G61,NA())","v":"Non-Coincident"},{"$f":"IF($E62=DataInput!$B61,DataInput!H61,NA())","v":2014},{"$f":"IF($E62=DataInput!$B61,DataInput!I61,NA())","v":"TempCorrActualPOE10"},{"$f":"IF($E62=DataInput!$B61,DataInput!J61,NA())","v":515.93401600000004},{"$f":"IF($E62=DataInput!$B61,DataInput!K61,NA())","v":"NA"},null,null,"VIC Alcoa Portland 500 kV",52,{"$f":"Lists_Selections!H55","v":"VIC Ringwood (AusNet) 22 kV"},null,null,false,null,null,{"$error":"#N/A"},{"$error":"#N/A"},{"$error":"#N/A"},{"$error":"#N/A"},{"$error":"#N/A"},{"$error":"#N/A"},{"$error":"#N/A"},{"$error":"#N/A"},{"$error":"#N/A"},{"$error":"#N/A"}]
[null,{"$f":"IF(DataInput!B62=$B$8,IF($B$9=$B$10,TRUE,IF(DataInput!E62=$B$9,TRUE,FALSE)))","v":true},null,null,{"$f":"IF(B63=TRUE,DataInput!B62,NA())","v":"VIC"},{"$f":"IF($E63=DataInput!$B62,DataInput!C62,NA())","v":"APD"},{"$f":"IF($E63=DataInput!$B62,DataInput!D62,NA())","v":"Alcoa Portland 500 kV"},{"$f":"IF($E63=DataInput!$B62,DataInput!E62,NA())","v":"Direct Connect"},{"$f":"IF($E63=DataInput!$B62,DataInput!F62,NA())","v":"Summer"},{"$f":"IF($E63=DataInput!$B62,DataInput!G62,NA())","v":"Non-Coincident"},{"$f":"IF($E63=DataInput!$B62,DataInput!H62,NA())","v":2014},{"$f":"IF($E63=DataInput!$B62,DataInput!I62,NA())","v":"TempCorrActualPOE50"},{"$f":"IF($E63=DataInput!$B62,DataInput!J62,NA())","v":515.93401600000004},{"$f":"IF($E63=DataInput!$B62,DataInput!K62,NA())","v":"NA"},null,null,"VIC Alcoa Portland 500 kV",53,{"$f":"Lists_Selections!H56","v":"VIC Ringwood (United Energy) 22 kV"},null,null,false,null,null,{"$error":"#N/A"},{"$error":"#N/A"},{"$error":"#N/A"},{"$error":"#N/A"},{"$error":"#N/A"},{"$error":"#N/A"},{"$error":"#N/A"},{"$error":"#N/A"},{"$error":"#N/A"},{"$error":"#N/A"}]
[null,{"$f":"IF(DataInput!B63=$B$8,IF($B$9=$B$10,TRUE,IF(DataInput!E63=$B$9,TRUE,FALSE)))","v":true},null,null,{"$f":"IF(B64=TRUE,DataInput!B63,NA())","v":"VIC"},{"$f":"IF($E64=DataInput!$B63,DataInput!C63,NA())","v":"APD"},{"$f":"IF($E64=DataInput!$B63,DataInput!D63,NA())","v":"Alcoa Portland 500 kV"},{"$f":"IF($E64=DataInput!$B63,DataInput!E63,NA())","v":"Direct Connect"},{"$f":"IF($E64=DataInput!$B63,DataInput!F63,NA())","v":"Summer"},{"$f":"IF($E64=DataInput!$B63,DataInput!G63,NA())","v":"Coincident"},{"$f":"IF($E64=DataInput!$B63,DataInput!H63,NA())","v":2014},{"$f":"IF($E64=DataInput!$B63,DataInput!I63,NA())","v":"Actual"},{"$f":"IF($E64=DataInput!$B63,DataInput!J63,NA())","v":412.42971199999999},{"$f":"IF($E64=DataInput!$B63,DataInput!K63,NA())","v":"NA"},null,null,"VIC Alcoa Portland 500 kV",54,{"$f":"Lists_Selections!H57","v":"VIC Ringwood 13 (AusNet) 66 kV"},null,null,false,null,null,{"$error":"#N/A"},{"$error":"#N/A"},{"$error":"#N/A"},{"$error":"#N/A"},{"$error":"#N/A"},{"$error":"#N/A"},{"$error":"#N/A"},{"$error":"#N/A"},{"$error":"#N/A"},{"$error":"#N/A"}]
[null,{"$f":"IF(DataInput!B64=$B$8,IF($B$9=$B$10,TRUE,IF(DataInput!E64=$B$9,TRUE,FALSE)))","v":true},null,null,{"$f":"IF(B65=TRUE,DataInput!B64,NA())","v":"VIC"},{"$f":"IF($E65=DataInput!$B64,DataInput!C64,NA())","v":"APD"},{"$f":"IF($E65=DataInput!$B64,DataInput!D64,NA())","v":"Alcoa Portland 500 kV"},{"$f":"IF($E65=DataInput!$B64,DataInput!E64,NA())","v":"Direct Connect"},{"$f":"IF($E65=DataInput!$B64,DataInput!F64,NA())","v":"Summer"},{"$f":"IF($E65=DataInput!$B64,DataInput!G64,NA())","v":"Non-Coincident"},{"$f":"IF($E65=DataInput!$B64,DataInput!H64,NA())","v":2014},{"$f":"IF($E65=DataInput!$B64,DataInput!I64,NA())","v":"Actual"},{"$f":"IF($E65=DataInput!$B64,DataInput!J64,NA())","v":509.338258},{"$f":"IF($E65=DataInput!$B64,DataInput!K64,NA())","v":"NA"},null,null,"VIC Alcoa Portland 500 kV",55,{"$f":"Lists_Selections!H58","v":"VIC Ringwood 13 (United Energy) 66 kV"},null,null,false,null,null,{"$error":"#N/A"},{"$error":"#N/A"},{"$error":"#N/A"},{"$error":"#N/A"},{"$error":"#N/A"},{"$error":"#N/A"},{"$error":"#N/A"},{"$error":"#N/A"},{"$error":"#N/A"},{"$error":"#N/A"}]
[null,{"$f":"IF(DataInput!B65=$B$8,IF($B$9=$B$10,TRUE,IF(DataInput!E65=$B$9,TRUE,FALSE)))","v":true},null,null,{"$f":"IF(B66=TRUE,DataInput!B65,NA())","v":"VIC"},{"$f":"IF($E66=DataInput!$B65,DataInput!C65,NA())","v":"APD"},{"$f":"IF($E66=DataInput!$B65,DataInput!D65,NA())","v":"Alcoa Portland 500 kV"},{"$f":"IF($E66=DataInput!$B65,DataInput!E65,NA())","v":"Direct Connect"},{"$f":"IF($E66=DataInput!$B65,DataInput!F65,NA())","v":"Summer"},{"$f":"IF($E66=DataInput!$B65,DataInput!G65,NA())","v":"Coincident"},{"$f":"IF($E66=DataInput!$B65,DataInput!H65,NA())","v":2015},{"$f":"IF($E66=DataInput!$B65,DataInput!I65,NA())","v":"TempCorrActualPOE10"},{"$f":"IF($E66=DataInput!$B65,DataInput!J65,NA())","v":504.79859019999998},{"$f":"IF($E66=DataInput!$B65,DataInput!K65,NA())","v":"NA"},null,null,"VIC Alcoa Portland 500 kV",56,{"$f":"Lists_Selections!H59","v":"VIC Ringwood 24 (AusNet) 66 kV"},null,null,false,null,null,{"$error":"#N/A"},{"$error":"#N/A"},{"$error":"#N/A"},{"$error":"#N/A"},{"$error":"#N/A"},{"$error":"#N/A"},{"$error":"#N/A"},{"$error":"#N/A"},{"$error":"#N/A"},{"$error":"#N/A"}]
[null,{"$f":"IF(DataInput!B66=$B$8,IF($B$9=$B$10,TRUE,IF(DataInput!E66=$B$9,TRUE,FALSE)))","v":true},null,null,{"$f":"IF(B67=TRUE,DataInput!B66,NA())","v":"VIC"},{"$f":"IF($E67=DataInput!$B66,DataInput!C66,NA())","v":"APD"},{"$f":"IF($E67=DataInput!$B66,DataInput!D66,NA())","v":"Alcoa Portland 500 kV"},{"$f":"IF($E67=DataInput!$B66,DataInput!E66,NA())","v":"Direct Connect"},{"$f":"IF($E67=DataInput!$B66,DataInput!F66,NA())","v":"Summer"},{"$f":"IF($E67=DataInput!$B66,DataInput!G66,NA())","v":"Coincident"},{"$f":"IF($E67=DataInput!$B66,DataInput!H66,NA())","v":2015},{"$f":"IF($E67=DataInput!$B66,DataInput!I66,NA())","v":"TempCorrActualPOE50"},{"$f":"IF($E67=DataInput!$B66,DataInput!J66,NA())","v":471.77372630000002},{"$f":"IF($E67=DataInput!$B66,DataInput!K66,NA())","v":"NA"},null,null,"VIC Alcoa Portland 500 kV",57,{"$f":"Lists_Selections!H60","v":"VIC Shepparton (Powercor) 66 kV"},null,null,false,null,null,{"$error":"#N/A"},{"$error":"#N/A"},{"$error":"#N/A"},{"$error":"#N/A"},{"$error":"#N/A"},{"$error":"#N/A"},{"$error":"#N/A"},{"$error":"#N/A"},{"$error":"#N/A"},{"$error":"#N/A"}]
[null,{"$f":"IF(DataInput!B67=$B$8,IF($B$9=$B$10,TRUE,IF(DataInput!E67=$B$9,TRUE,FALSE)))","v":true},null,null,{"$f":"IF(B68=TRUE,DataInput!B67,NA())","v":"VIC"},{"$f":"IF($E68=DataInput!$B67,DataInput!C67,NA())","v":"APD"},{"$f":"IF($E68=DataInput!$B67,DataInput!D67,NA())","v":"Alcoa Portland 500 kV"},{"$f":"IF($E68=DataInput!$B67,DataInput!E67,NA())","v":"Direct Connect"},{"$f":"IF($E68=DataInput!$B67,DataInput!F67,NA())","v":"Summer"},{"$f":"IF($E68=DataInput!$B67,DataInput!G67,NA())","v":"Non-Coincident"},{"$f":"IF($E68=DataInput!$B67,DataInput!H67,NA())","v":2015},{"$f":"IF($E68=DataInput!$B67,DataInput!I67,NA())","v":"TempCorrActualPOE10"},{"$f":"IF($E68=DataInput!$B67,DataInput!J67,NA())","v":514.75},{"$f":"IF($E68=DataInput!$B67,DataInput!K67,NA())","v":"NA"},null,null,"VIC Alcoa Portland 500 kV",58,{"$f":"Lists_Selections!H61","v":"VIC South Morang (AusNet) 66 kV"},null,null,false,null,null,{"$error":"#N/A"},{"$error":"#N/A"},{"$error":"#N/A"},{"$error":"#N/A"},{"$error":"#N/A"},{"$error":"#N/A"},{"$error":"#N/A"},{"$error":"#N/A"},{"$error":"#N/A"},{"$error":"#N/A"}]
[null,{"$f":"IF(DataInput!B68=$B$8,IF($B$9=$B$10,TRUE,IF(DataInput!E68=$B$9,TRUE,FALSE)))","v":true},null,null,{"$f":"IF(B69=TRUE,DataInput!B68,NA())","v":"VIC"},{"$f":"IF($E69=DataInput!$B68,DataInput!C68,NA())","v":"APD"},{"$f":"IF($E69=DataInput!$B68,DataInput!D68,NA())","v":"Alcoa Portland 500 kV"},{"$f":"IF($E69=DataInput!$B68,DataInput!E68,NA())","v":"Direct Connect"},{"$f":"IF($E69=DataInput!$B68,DataInput!F68,NA())","v":"Summer"},{"$f":"IF($E69=DataInput!$B68,DataInput!G68,NA())","v":"Non-Coincident"},{"$f":"IF($E69=DataInput!$B68,DataInput!H68,NA())","v":2015},{"$f":"IF($E69=DataInput!$B68,DataInput!I68,NA())","v":"TempCorrActualPOE50"},{"$f":"IF($E69=DataInput!$B68,DataInput!J68,NA())","v":514.75},{"$f":"IF($E69=DataInput!$B68,DataInput!K68,NA())","v":"NA"},null,null,"VIC Alcoa Portland 500 kV",59,{"$f":"Lists_Selections!H62","v":"VIC South Morang (Jemena) 66 kV"},null,null,false,null,null,{"$error":"#N/A"},{"$error":"#N/A"},{"$error":"#N/A"},{"$error":"#N/A"},{"$error":"#N/A"},{"$error":"#N/A"},{"$error":"#N/A"},{"$error":"#N/A"},{"$error":"#N/A"},{"$error":"#N/A"}]
[null,{"$f":"IF(DataInput!B69=$B$8,IF($B$9=$B$10,TRUE,IF(DataInput!E69=$B$9,TRUE,FALSE)))","v":true},null,null,{"$f":"IF(B70=TRUE,DataInput!B69,NA())","v":"VIC"},{"$f":"IF($E70=DataInput!$B69,DataInput!C69,NA())","v":"APD"},{"$f":"IF($E70=DataInput!$B69,DataInput!D69,NA())","v":"Alcoa Portland 500 kV"},{"$f":"IF($E70=DataInput!$B69,DataInput!E69,NA())","v":"Direct Connect"},{"$f":"IF($E70=DataInput!$B69,DataInput!F69,NA())","v":"Summer"},{"$f":"IF($E70=DataInput!$B69,DataInput!G69,NA())","v":"Coincident"},{"$f":"IF($E70=DataInput!$B69,DataInput!H69,NA())","v":2015},{"$f":"IF($E70=DataInput!$B69,DataInput!I69,NA())","v":"Actual"},{"$f":"IF($E70=DataInput!$B69,DataInput!J69,NA())","v":500.98683599999998},{"$f":"IF($E70=DataInput!$B69,DataInput!K69,NA())","v":"NA"},null,null,"VIC Alcoa Portland 500 kV",60,{"$f":"Lists_Selections!H63","v":"VIC Springvale 12 (United Energy) 66 kV"},null,null,false,null,null,{"$error":"#N/A"},{"$error":"#N/A"},{"$error":"#N/A"},{"$error":"#N/A"},{"$error":"#N/A"},{"$error":"#N/A"},{"$error":"#N/A"},{"$error":"#N/A"},{"$error":"#N/A"},{"$error":"#N/A"}]
[null,{"$f":"IF(DataInput!B70=$B$8,IF($B$9=$B$10,TRUE,IF(DataInput!E70=$B$9,TRUE,FALSE)))","v":true},null,null,{"$f":"IF(B71=TRUE,DataInput!B70,NA())","v":"VIC"},{"$f":"IF($E71=DataInput!$B70,DataInput!C70,NA())","v":"APD"},{"$f":"IF($E71=DataInput!$B70,DataInput!D70,NA())","v":"Alcoa Portland 500 kV"},{"$f":"IF($E71=DataInput!$B70,DataInput!E70,NA())","v":"Direct Connect"},{"$f":"IF($E71=DataInput!$B70,DataInput!F70,NA())","v":"Summer"},{"$f":"IF($E71=DataInput!$B70,DataInput!G70,NA())","v":"Non-Coincident"},{"$f":"IF($E71=DataInput!$B70,DataInput!H70,NA())","v":2015},{"$f":"IF($E71=DataInput!$B70,DataInput!I70,NA())","v":"Actual"},{"$f":"IF($E71=DataInput!$B70,DataInput!J70,NA())","v":512.544532},{"$f":"IF($E71=DataInput!$B70,DataInput!K70,NA())","v":"NA"},null,null,"VIC Alcoa Portland 500 kV",61,{"$f":"Lists_Selections!H64","v":"VIC Springvale 34 (CitiPower) 66 kV"},null,null,false,null,null,{"$error":"#N/A"},{"$error":"#N/A"},{"$error":"#N/A"},{"$error":"#N/A"},{"$error":"#N/A"},{"$error":"#N/A"},{"$error":"#N/A"},{"$error":"#N/A"},{"$error":"#N/A"},{"$error":"#N/A"}]
[null,{"$f":"IF(DataInput!B71=$B$8,IF($B$9=$B$10,TRUE,IF(DataInput!E71=$B$9,TRUE,FALSE)))","v":true},null,null,{"$f":"IF(B72=TRUE,DataInput!B71,NA())","v":"VIC"},{"$f":"IF($E72=DataInput!$B71,DataInput!C71,NA())","v":"APD"},{"$f":"IF($E72=DataInput!$B71,DataInput!D71,NA())","v":"Alcoa Portland 500 kV"},{"$f":"IF($E72=DataInput!$B71,DataInput!E71,NA())","v":"Direct Connect"},{"$f":"IF($E72=DataInput!$B71,DataInput!F71,NA())","v":"Summer"},{"$f":"IF($E72=DataInput!$B71,DataInput!G71,NA())","v":"Non-Coincident"},{"$f":"IF($E72=DataInput!$B71,DataInput!H71,NA())","v":2016},{"$f":"IF($E72=DataInput!$B71,DataInput!I71,NA())","v":"POE10"},{"$f":"IF($E72=DataInput!$B71,DataInput!J71,NA())","v":514.75},{"$f":"IF($E72=DataInput!$B71,DataInput!K71,NA())","v":0.980667489},null,null,"VIC Alcoa Portland 500 kV",62,{"$f":"Lists_Selections!H65","v":"VIC Springvale 34 (United Energy) 66 kV"},null,null,false,null,null,{"$error":"#N/A"},{"$error":"#N/A"},{"$error":"#N/A"},{"$error":"#N/A"},{"$error":"#N/A"},{"$error":"#N/A"},{"$error":"#N/A"},{"$error":"#N/A"},{"$error":"#N/A"},{"$error":"#N/A"}]
[null,{"$f":"IF(DataInput!B72=$B$8,IF($B$9=$B$10,TRUE,IF(DataInput!E72=$B$9,TRUE,FALSE)))","v":true},null,null,{"$f":"IF(B73=TRUE,DataInput!B72,NA())","v":"VIC"},{"$f":"IF($E73=DataInput!$B72,DataInput!C72,NA())","v":"APD"},{"$f":"IF($E73=DataInput!$B72,DataInput!D72,NA())","v":"Alcoa Portland 500 kV"},{"$f":"IF($E73=DataInput!$B72,DataInput!E72,NA())","v":"Direct Connect"},{"$f":"IF($E73=DataInput!$B72,DataInput!F72,NA())","v":"Summer"},{"$f":"IF($E73=DataInput!$B72,DataInput!G72,NA())","v":"Non-Coincident"},{"$f":"IF($E73=DataInput!$B72,DataInput!H72,NA())","v":2016},{"$f":"IF($E73=DataInput!$B72,DataInput!I72,NA())","v":"POE50"},{"$f":"IF($E73=DataInput!$B72,DataInput!J72,NA())","v":514.75},{"$f":"IF($E73=DataInput!$B72,DataInput!K72,NA())","v":0.91651039599999995},null,null,"VIC Alcoa Portland 500 kV",63,{"$f":"Lists_Selections!H66","v":"VIC Templestowe (AusNet) 66 kV"},null,null,false,null,null,{"$error":"#N/A"},{"$error":"#N/A"},{"$error":"#N/A"},{"$error":"#N/A"},{"$error":"#N/A"},{"$error":"#N/A"},{"$error":"#N/A"},{"$error":"#N/A"},{"$error":"#N/A"},{"$error":"#N/A"}]
[null,{"$f":"IF(DataInput!B73=$B$8,IF($B$9=$B$10,TRUE,IF(DataInput!E73=$B$9,TRUE,FALSE)))","v":true},null,null,{"$f":"IF(B74=TRUE,DataInput!B73,NA())","v":"VIC"},{"$f":"IF($E74=DataInput!$B73,DataInput!C73,NA())","v":"APD"},{"$f":"IF($E74=DataInput!$B73,DataInput!D73,NA())","v":"Alcoa Portland 500 kV"},{"$f":"IF($E74=DataInput!$B73,DataInput!E73,NA())","v":"Direct Connect"},{"$f":"IF($E74=DataInput!$B73,DataInput!F73,NA())","v":"Summer"},{"$f":"IF($E74=DataInput!$B73,DataInput!G73,NA())","v":"Coincident"},{"$f":"IF($E74=DataInput!$B73,DataInput!H73,NA())","v":2016},{"$f":"IF($E74=DataInput!$B73,DataInput!I73,NA())","v":"POE10"},{"$f":"IF($E74=DataInput!$B73,DataInput!J73,NA())","v":504.79859019999998},{"$f":"IF($E74=DataInput!$B73,DataInput!K73,NA())","v":0.980667489},null,null,"VIC Alcoa Portland 500 kV",64,{"$f":"Lists_Selections!H67","v":"VIC Templestowe (CitiPower) 66 kV"},null,null,false,null,null,{"$error":"#N/A"},{"$error":"#N/A"},{"$error":"#N/A"},{"$error":"#N/A"},{"$error":"#N/A"},{"$error":"#N/A"},{"$error":"#N/A"},{"$error":"#N/A"},{"$error":"#N/A"},{"$error":"#N/A"}]
[null,{"$f":"IF(DataInput!B74=$B$8,IF($B$9=$B$10,TRUE,IF(DataInput!E74=$B$9,TRUE,FALSE)))","v":true},null,null,{"$f":"IF(B75=TRUE,DataInput!B74,NA())","v":"VIC"},{"$f":"IF($E75=DataInput!$B74,DataInput!C74,NA())","v":"APD"},{"$f":"IF($E75=DataInput!$B74,DataInput!D74,NA())","v":"Alcoa Portland 500 kV"},{"$f":"IF($E75=DataInput!$B74,DataInput!E74,NA())","v":"Direct Connect"},{"$f":"IF($E75=DataInput!$B74,DataInput!F74,NA())","v":"Summer"},{"$f":"IF($E75=DataInput!$B74,DataInput!G74,NA())","v":"Coincident"},{"$f":"IF($E75=DataInput!$B74,DataInput!H74,NA())","v":2016},{"$f":"IF($E75=DataInput!$B74,DataInput!I74,NA())","v":"POE50"},{"$f":"IF($E75=DataInput!$B74,DataInput!J74,NA())","v":471.77372630000002},{"$f":"IF($E75=DataInput!$B74,DataInput!K74,NA())","v":0.91651039599999995},null,null,"VIC Alcoa Portland 500 kV",65,{"$f":"Lists_Selections!H68","v":"VIC Templestowe (Jemena) 66 kV"},null,null,false,null,null,{"$error":"#N/A"},{"$error":"#N/A"},{"$error":"#N/A"},{"$error":"#N/A"},{"$error":"#N/A"},{"$error":"#N/A"},{"$error":"#N/A"},{"$error":"#N/A"},{"$error":"#N/A"},{"$error":"#N/A"}]
[null,{"$f":"IF(DataInput!B75=$B$8,IF($B$9=$B$10,TRUE,IF(DataInput!E75=$B$9,TRUE,FALSE)))","v":true},null,null,{"$f":"IF(B76=TRUE,DataInput!B75,NA())","v":"VIC"},{"$f":"IF($E76=DataInput!$B75,DataInput!C75,NA())","v":"APD"},{"$f":"IF($E76=DataInput!$B75,DataInput!D75,NA())","v":"Alcoa Portland 500 kV"},{"$f":"IF($E76=DataInput!$B75,DataInput!E75,NA())","v":"Direct Connect"},{"$f":"IF($E76=DataInput!$B75,DataInput!F75,NA())","v":"Summer"},{"$f":"IF($E76=DataInput!$B75,DataInput!G75,NA())","v":"Non-Coincident"},{"$f":"IF($E76=DataInput!$B75,DataInput!H75,NA())","v":2017},{"$f":"IF($E76=DataInput!$B75,DataInput!I75,NA())","v":"POE10"},{"$f":"IF($E76=DataInput!$B75,DataInput!J75,NA())","v":514.75},{"$f":"IF($E76=DataInput!$B75,DataInput!K75,NA())","v":0.980667489},null,null,{"$f":"IF(OR(ISERROR(E76),ISERROR(G76)),\"  \",E76&\" \"&G76)","v":"VIC Alcoa Portland 500 kV"},66,{"$f":"Lists_Selections!H69","v":"VIC Templestowe (United Energy) 66 kV"},null,null,{"$f":"IF(ISERROR(G76),FALSE,IF($V$9=G76,TRUE,FALSE))","v":false},null,null,{"$f":"IF($V76=TRUE,E76,NA())","v":{"$error":"#N/A"}},{"$error":"#N/A"},{"$error":"#N/A"},{"$error":"#N/A"},{"$error":"#N/A"},{"$error":"#N/A"},{"$error":"#N/A"},{"$error":"#N/A"},{"$error":"#N/A"},{"$error":"#N/A"}]
[null,{"$f":"IF(DataInput!B76=$B$8,IF($B$9=$B$10,TRUE,IF(DataInput!E76=$B$9,TRUE,FALSE)))","v":true},null,null,{"$f":"IF(B77=TRUE,DataInput!B76,NA())","v":"VIC"},{"$f":"IF($E77=DataInput!$B76,DataInput!C76,NA())","v":"APD"},{"$f":"IF($E77=DataInput!$B76,DataInput!D76,NA())","v":"Alcoa Portland 500 kV"},{"$f":"IF($E77=DataInput!$B76,DataInput!E76,NA())","v":"Direct Connect"},{"$f":"IF($E77=DataInput!$B76,DataInput!F76,NA())","v":"Summer"},{"$f":"IF($E77=DataInput!$B76,DataInput!G76,NA())","v":"Non-Coincident"},{"$f":"IF($E77=DataInput!$B76,DataInput!H76,NA())","v":2017},{"$f":"IF($E77=DataInput!$B76,DataInput!I76,NA())","v":"POE50"},{"$f":"IF($E77=DataInput!$B76,DataInput!J76,NA())","v":514.75},{"$f":"IF($E77=DataInput!$B76,DataInput!K76,NA())","v":0.91651039599999995},null,null,"VIC Alcoa Portland 500 kV",67,{"$f":"Lists_Selections!H70","v":"VIC Terang (Powercor) 66 kV"},null,null,false,null,null,{"$error":"#N/A"},{"$error":"#N/A"},{"$error":"#N/A"},{"$error":"#N/A"},{"$error":"#N/A"},{"$error":"#N/A"},{"$error":"#N/A"},{"$error":"#N/A"},{"$error":"#N/A"},{"$error":"#N/A"}]
[null,{"$f":"IF(DataInput!B77=$B$8,IF($B$9=$B$10,TRUE,IF(DataInput!E77=$B$9,TRUE,FALSE)))","v":true},null,null,{"$f":"IF(B78=TRUE,DataInput!B77,NA())","v":"VIC"},{"$f":"IF($E78=DataInput!$B77,DataInput!C77,NA())","v":"APD"},{"$f":"IF($E78=DataInput!$B77,DataInput!D77,NA())","v":"Alcoa Portland 500 kV"},{"$f":"IF($E78=DataInput!$B77,DataInput!E77,NA())","v":"Direct Connect"},{"$f":"IF($E78=DataInput!$B77,DataInput!F77,NA())","v":"Summer"},{"$f":"IF($E78=DataInput!$B77,DataInput!G77,NA())","v":"Coincident"},{"$f":"IF($E78=DataInput!$B77,DataInput!H77,NA())","v":2017},{"$f":"IF($E78=DataInput!$B77,DataInput!I77,NA())","v":"POE10"},{"$f":"IF($E78=DataInput!$B77,DataInput!J77,NA())","v":504.79859019999998},{"$f":"IF($E78=DataInput!$B77,DataInput!K77,NA())","v":0.980667489},null,null,"VIC Alcoa Portland 500 kV",68,{"$f":"Lists_Selections!H71","v":"VIC Thomastown 12 (AusNet) 66 kV"},null,null,false,null,null,{"$error":"#N/A"},{"$error":"#N/A"},{"$error":"#N/A"},{"$error":"#N/A"},{"$error":"#N/A"},{"$error":"#N/A"},{"$error":"#N/A"},{"$error":"#N/A"},{"$error":"#N/A"},{"$error":"#N/A"}]
[null,{"$f":"IF(DataInput!B78=$B$8,IF($B$9=$B$10,TRUE,IF(DataInput!E78=$B$9,TRUE,FALSE)))","v":true},null,null,{"$f":"IF(B79=TRUE,DataInput!B78,NA())","v":"VIC"},{"$f":"IF($E79=DataInput!$B78,DataInput!C78,NA())","v":"APD"},{"$f":"IF($E79=DataInput!$B78,DataInput!D78,NA())","v":"Alcoa Portland 500 kV"},{"$f":"IF($E79=DataInput!$B78,DataInput!E78,NA())","v":"Direct Connect"},{"$f":"IF($E79=DataInput!$B78,DataInput!F78,NA())","v":"Summer"},{"$f":"IF($E79=DataInput!$B78,DataInput!G78,NA())","v":"Coincident"},{"$f":"IF($E79=DataInput!$B78,DataInput!H78,NA())","v":2017},{"$f":"IF($E79=DataInput!$B78,DataInput!I78,NA())","v":"POE50"},{"$f":"IF($E79=DataInput!$B78,DataInput!J78,NA())","v":471.77372630000002},{"$f":"IF($E79=DataInput!$B78,DataInput!K78,NA())","v":0.91651039599999995},null,null,"VIC Alcoa Portland 500 kV",69,{"$f":"Lists_Selections!H72","v":"VIC Thomastown 12 (Jemena) 66 kV"},null,null,false,null,null,{"$error":"#N/A"},{"$error":"#N/A"},{"$error":"#N/A"},{"$error":"#N/A"},{"$error":"#N/A"},{"$error":"#N/A"},{"$error":"#N/A"},{"$error":"#N/A"},{"$error":"#N/A"},{"$error":"#N/A"}]
[null,{"$f":"IF(DataInput!B79=$B$8,IF($B$9=$B$10,TRUE,IF(DataInput!E79=$B$9,TRUE,FALSE)))","v":true},null,null,{"$f":"IF(B80=TRUE,DataInput!B79,NA())","v":"VIC"},{"$f":"IF($E80=DataInput!$B79,DataInput!C79,NA())","v":"APD"},{"$f":"IF($E80=DataInput!$B79,DataInput!D79,NA())","v":"Alcoa Portland 500 kV"},{"$f":"IF($E80=DataInput!$B79,DataInput!E79,NA())","v":"Direct Connect"},{"$f":"IF($E80=DataInput!$B79,DataInput!F79,NA())","v":"Summer"},{"$f":"IF($E80=DataInput!$B79,DataInput!G79,NA())","v":"Non-Coincident"},{"$f":"IF($E80=DataInput!$B79,DataInput!H79,NA())","v":2018},{"$f":"IF($E80=DataInput!$B79,DataInput!I79,NA())","v":"POE10"},{"$f":"IF($E80=DataInput!$B79,DataInput!J79,NA())","v":514.75},{"$f":"IF($E80=DataInput!$B79,DataInput!K79,NA())","v":0.980667489},null,null,"VIC Alcoa Portland 500 kV",70,{"$f":"Lists_Selections!H73","v":"VIC Thomastown 34 (Jemena) 66 kV"},null,null,false,null,null,{"$error":"#N/A"},{"$error":"#N/A"},{"$error":"#N/A"},{"$error":"#N/A"},{"$error":"#N/A"},{"$error":"#N/A"},{"$error":"#N/A"},{"$error":"#N/A"},{"$error":"#N/A"},{"$error":"#N/A"}]
[null,{"$f":"IF(DataInput!B80=$B$8,IF($B$9=$B$10,TRUE,IF(DataInput!E80=$B$9,TRUE,FALSE)))","v":true},null,null,{"$f":"IF(B81=TRUE,DataInput!B80,NA())","v":"VIC"},{"$f":"IF($E81=DataInput!$B80,DataInput!C80,NA())","v":"APD"},{"$f":"IF($E81=DataInput!$B80,DataInput!D80,NA())","v":"Alcoa Portland 500 kV"},{"$f":"IF($E81=DataInput!$B80,DataInput!E80,NA())","v":"Direct Connect"},{"$f":"IF($E81=DataInput!$B80,DataInput!F80,NA())","v":"Summer"},{"$f":"IF($E81=DataInput!$B80,DataInput!G80,NA())","v":"Non-Coincident"},{"$f":"IF($E81=DataInput!$B80,DataInput!H80,NA())","v":2018},{"$f":"IF($E81=DataInput!$B80,DataInput!I80,NA())","v":"POE50"},{"$f":"IF($E81=DataInput!$B80,DataInput!J80,NA())","v":514.75},{"$f":"IF($E81=DataInput!$B80,DataInput!K80,NA())","v":0.91651039599999995},null,null,"VIC Alcoa Portland 500 kV",71,{"$f":"Lists_Selections!H74","v":"VIC Tyabb (United Energy) 66 kV"},null,null,false,null,null,{"$error":"#N/A"},{"$error":"#N/A"},{"$error":"#N/A"},{"$error":"#N/A"},{"$error":"#N/A"},{"$error":"#N/A"},{"$error":"#N/A"},{"$error":"#N/A"},{"$error":"#N/A"},{"$error":"#N/A"}]
[null,{"$f":"IF(DataInput!B81=$B$8,IF($B$9=$B$10,TRUE,IF(DataInput!E81=$B$9,TRUE,FALSE)))","v":true},null,null,{"$f":"IF(B82=TRUE,DataInput!B81,NA())","v":"VIC"},{"$f":"IF($E82=DataInput!$B81,DataInput!C81,NA())","v":"APD"},{"$f":"IF($E82=DataInput!$B81,DataInput!D81,NA())","v":"Alcoa Portland 500 kV"},{"$f":"IF($E82=DataInput!$B81,DataInput!E81,NA())","v":"Direct Connect"},{"$f":"IF($E82=DataInput!$B81,DataInput!F81,NA())","v":"Summer"},{"$f":"IF($E82=DataInput!$B81,DataInput!G81,NA())","v":"Coincident"},{"$f":"IF($E82=DataInput!$B81,DataInput!H81,NA())","v":2018},{"$f":"IF($E82=DataInput!$B81,DataInput!I81,NA())","v":"POE10"},{"$f":"IF($E82=DataInput!$B81,DataInput!J81,NA())","v":504.79859019999998},{"$f":"IF($E82=DataInput!$B81,DataInput!K81,NA())","v":0.980667489},null,null,"VIC Alcoa Portland 500 kV",72,{"$f":"Lists_Selections!H75","v":"VIC Wemen (Powercor) 66 kV"},null,null,false,null,null,{"$error":"#N/A"},{"$error":"#N/A"},{"$error":"#N/A"},{"$error":"#N/A"},{"$error":"#N/A"},{"$error":"#N/A"},{"$error":"#N/A"},{"$error":"#N/A"},{"$error":"#N/A"},{"$error":"#N/A"}]
[null,{"$f":"IF(DataInput!B82=$B$8,IF($B$9=$B$10,TRUE,IF(DataInput!E82=$B$9,TRUE,FALSE)))","v":true},null,null,{"$f":"IF(B83=TRUE,DataInput!B82,NA())","v":"VIC"},{"$f":"IF($E83=DataInput!$B82,DataInput!C82,NA())","v":"APD"},{"$f":"IF($E83=DataInput!$B82,DataInput!D82,NA())","v":"Alcoa Portland 500 kV"},{"$f":"IF($E83=DataInput!$B82,DataInput!E82,NA())","v":"Direct Connect"},{"$f":"IF($E83=DataInput!$B82,DataInput!F82,NA())","v":"Summer"},{"$f":"IF($E83=DataInput!$B82,DataInput!G82,NA())","v":"Coincident"},{"$f":"IF($E83=DataInput!$B82,DataInput!H82,NA())","v":2018},{"$f":"IF($E83=DataInput!$B82,DataInput!I82,NA())","v":"POE50"},{"$f":"IF($E83=DataInput!$B82,DataInput!J82,NA())","v":471.77372630000002},{"$f":"IF($E83=DataInput!$B82,DataInput!K82,NA())","v":0.91651039599999995},null,null,"VIC Alcoa Portland 500 kV",73,{"$f":"Lists_Selections!H76","v":"VIC West Melbourne (CitiPower) 22 kV"},null,null,false,null,null,{"$error":"#N/A"},{"$error":"#N/A"},{"$error":"#N/A"},{"$error":"#N/A"},{"$error":"#N/A"},{"$error":"#N/A"},{"$error":"#N/A"},{"$error":"#N/A"},{"$error":"#N/A"},{"$error":"#N/A"}]
[null,{"$f":"IF(DataInput!B83=$B$8,IF($B$9=$B$10,TRUE,IF(DataInput!E83=$B$9,TRUE,FALSE)))","v":true},null,null,{"$f":"IF(B84=TRUE,DataInput!B83,NA())","v":"VIC"},{"$f":"IF($E84=DataInput!$B83,DataInput!C83,NA())","v":"APD"},{"$f":"IF($E84=DataInput!$B83,DataInput!D83,NA())","v":"Alcoa Portland 500 kV"},{"$f":"IF($E84=DataInput!$B83,DataInput!E83,NA())","v":"Direct Connect"},{"$f":"IF($E84=DataInput!$B83,DataInput!F83,NA())","v":"Summer"},{"$f":"IF($E84=DataInput!$B83,DataInput!G83,NA())","v":"Non-Coincident"},{"$f":"IF($E84=DataInput!$B83,DataInput!H83,NA())","v":2019},{"$f":"IF($E84=DataInput!$B83,DataInput!I83,NA())","v":"POE10"},{"$f":"IF($E84=DataInput!$B83,DataInput!J83,NA())","v":514.75},{"$f":"IF($E84=DataInput!$B83,DataInput!K83,NA())","v":0.980667489},null,null,"VIC Alcoa Portland 500 kV",74,{"$f":"Lists_Selections!H77","v":"VIC West Melbourne (CitiPower) 66 kV"},null,null,false,null,null,{"$error":"#N/A"},{"$error":"#N/A"},{"$error":"#N/A"},{"$error":"#N/A"},{"$error":"#N/A"},{"$error":"#N/A"},{"$error":"#N/A"},{"$error":"#N/A"},{"$error":"#N/A"},{"$error":"#N/A"}]
[null,{"$f":"IF(DataInput!B84=$B$8,IF($B$9=$B$10,TRUE,IF(DataInput!E84=$B$9,TRUE,FALSE)))","v":true},null,null,{"$f":"IF(B85=TRUE,DataInput!B84,NA())","v":"VIC"},{"$f":"IF($E85=DataInput!$B84,DataInput!C84,NA())","v":"APD"},{"$f":"IF($E85=DataInput!$B84,DataInput!D84,NA())","v":"Alcoa Portland 500 kV"},{"$f":"IF($E85=DataInput!$B84,DataInput!E84,NA())","v":"Direct Connect"},{"$f":"IF($E85=DataInput!$B84,DataInput!F84,NA())","v":"Summer"},{"$f":"IF($E85=DataInput!$B84,DataInput!G84,NA())","v":"Non-Coincident"},{"$f":"IF($E85=DataInput!$B84,DataInput!H84,NA())","v":2019},{"$f":"IF($E85=DataInput!$B84,DataInput!I84,NA())","v":"POE50"},{"$f":"IF($E85=DataInput!$B84,DataInput!J84,NA())","v":514.75},{"$f":"IF($E85=DataInput!$B84,DataInput!K84,NA())","v":0.91651039599999995},null,null,"VIC Alcoa Portland 500 kV",75,{"$f":"Lists_Selections!H78","v":"VIC West Melbourne (Jemena) 66 kV"},null,null,false,null,null,{"$error":"#N/A"},{"$error":"#N/A"},{"$error":"#N/A"},{"$error":"#N/A"},{"$error":"#N/A"},{"$error":"#N/A"},{"$error":"#N/A"},{"$error":"#N/A"},{"$error":"#N/A"},{"$error":"#N/A"}]
[null,{"$f":"IF(DataInput!B85=$B$8,IF($B$9=$B$10,TRUE,IF(DataInput!E85=$B$9,TRUE,FALSE)))","v":true},null,null,{"$f":"IF(B86=TRUE,DataInput!B85,NA())","v":"VIC"},{"$f":"IF($E86=DataInput!$B85,DataInput!C85,NA())","v":"APD"},{"$f":"IF($E86=DataInput!$B85,DataInput!D85,NA())","v":"Alcoa Portland 500 kV"},{"$f":"IF($E86=DataInput!$B85,DataInput!E85,NA())","v":"Direct Connect"},{"$f":"IF($E86=DataInput!$B85,DataInput!F85,NA())","v":"Summer"},{"$f":"IF($E86=DataInput!$B85,DataInput!G85,NA())","v":"Coincident"},{"$f":"IF($E86=DataInput!$B85,DataInput!H85,NA())","v":2019},{"$f":"IF($E86=DataInput!$B85,DataInput!I85,NA())","v":"POE10"},{"$f":"IF($E86=DataInput!$B85,DataInput!J85,NA())","v":504.79859019999998},{"$f":"IF($E86=DataInput!$B85,DataInput!K85,NA())","v":0.980667489},null,null,"VIC Alcoa Portland 500 kV",76,{"$f":"Lists_Selections!H79","v":"VIC Wodonga (AusNet) 22 kV"},null,null,false,null,null,{"$error":"#N/A"},{"$error":"#N/A"},{"$error":"#N/A"},{"$error":"#N/A"},{"$error":"#N/A"},{"$error":"#N/A"},{"$error":"#N/A"},{"$error":"#N/A"},{"$error":"#N/A"},{"$error":"#N/A"}]
[null,{"$f":"IF(DataInput!B86=$B$8,IF($B$9=$B$10,TRUE,IF(DataInput!E86=$B$9,TRUE,FALSE)))","v":true},null,null,{"$f":"IF(B87=TRUE,DataInput!B86,NA())","v":"VIC"},{"$f":"IF($E87=DataInput!$B86,DataInput!C86,NA())","v":"APD"},{"$f":"IF($E87=DataInput!$B86,DataInput!D86,NA())","v":"Alcoa Portland 500 kV"},{"$f":"IF($E87=DataInput!$B86,DataInput!E86,NA())","v":"Direct Connect"},{"$f":"IF($E87=DataInput!$B86,DataInput!F86,NA())","v":"Summer"},{"$f":"IF($E87=DataInput!$B86,DataInput!G86,NA())","v":"Coincident"},{"$f":"IF($E87=DataInput!$B86,DataInput!H86,NA())","v":2019},{"$f":"IF($E87=DataInput!$B86,DataInput!I86,NA())","v":"POE50"},{"$f":"IF($E87=DataInput!$B86,DataInput!J86,NA())","v":471.77372630000002},{"$f":"IF($E87=DataInput!$B86,DataInput!K86,NA())","v":0.91651039599999995},null,null,"VIC Alcoa Portland 500 kV",77,{"$f":"Lists_Selections!H80","v":"VIC Wodonga (AusNet) 66 kV"},null,null,false,null,null,{"$error":"#N/A"},{"$error":"#N/A"},{"$error":"#N/A"},{"$error":"#N/A"},{"$error":"#N/A"},{"$error":"#N/A"},{"$error":"#N/A"},{"$error":"#N/A"},{"$error":"#N/A"},{"$error":"#N/A"}]
[null,{"$f":"IF(DataInput!B87=$B$8,IF($B$9=$B$10,TRUE,IF(DataInput!E87=$B$9,TRUE,FALSE)))","v":true},null,null,{"$f":"IF(B88=TRUE,DataInput!B87,NA())","v":"VIC"},{"$f":"IF($E88=DataInput!$B87,DataInput!C87,NA())","v":"APD"},{"$f":"IF($E88=DataInput!$B87,DataInput!D87,NA())","v":"Alcoa Portland 500 kV"},{"$f":"IF($E88=DataInput!$B87,DataInput!E87,NA())","v":"Direct Connect"},{"$f":"IF($E88=DataInput!$B87,DataInput!F87,NA())","v":"Summer"},{"$f":"IF($E88=DataInput!$B87,DataInput!G87,NA())","v":"Non-Coincident"},{"$f":"IF($E88=DataInput!$B87,DataInput!H87,NA())","v":2020},{"$f":"IF($E88=DataInput!$B87,DataInput!I87,NA())","v":"POE10"},{"$f":"IF($E88=DataInput!$B87,DataInput!J87,NA())","v":514.75},{"$f":"IF($E88=DataInput!$B87,DataInput!K87,NA())","v":0.980667489},null,null,"VIC Alcoa Portland 500 kV",78,{"$f":"Lists_Selections!H81","v":"VIC Yallourn (AusNet) 11 kV"},null,null,false,null,null,{"$error":"#N/A"},{"$error":"#N/A"},{"$error":"#N/A"},{"$error":"#N/A"},{"$error":"#N/A"},{"$error":"#N/A"},{"$error":"#N/A"},{"$error":"#N/A"},{"$error":"#N/A"},{"$error":"#N/A"}]
[null,{"$f":"IF(DataInput!B88=$B$8,IF($B$9=$B$10,TRUE,IF(DataInput!E88=$B$9,TRUE,FALSE)))","v":true},null,null,{"$f":"IF(B89=TRUE,DataInput!B88,NA())","v":"VIC"},{"$f":"IF($E89=DataInput!$B88,DataInput!C88,NA())","v":"APD"},{"$f":"IF($E89=DataInput!$B88,DataInput!D88,NA())","v":"Alcoa Portland 500 kV"},{"$f":"IF($E89=DataInput!$B88,DataInput!E88,NA())","v":"Direct Connect"},{"$f":"IF($E89=DataInput!$B88,DataInput!F88,NA())","v":"Summer"},{"$f":"IF($E89=DataInput!$B88,DataInput!G88,NA())","v":"Non-Coincident"},{"$f":"IF($E89=DataInput!$B88,DataInput!H88,NA())","v":2020},{"$f":"IF($E89=DataInput!$B88,DataInput!I88,NA())","v":"POE50"},{"$f":"IF($E89=DataInput!$B88,DataInput!J88,NA())","v":514.75},{"$f":"IF($E89=DataInput!$B88,DataInput!K88,NA())","v":0.91651039599999995},null,null,"VIC Alcoa Portland 500 kV",79,{"$f":"Lists_Selections!H82","v":""},null,null,false,null,null,{"$error":"#N/A"},{"$error":"#N/A"},{"$error":"#N/A"},{"$error":"#N/A"},{"$error":"#N/A"},{"$error":"#N/A"},{"$error":"#N/A"},{"$error":"#N/A"},{"$error":"#N/A"},{"$error":"#N/A"}]
[null,{"$f":"IF(DataInput!B89=$B$8,IF($B$9=$B$10,TRUE,IF(DataInput!E89=$B$9,TRUE,FALSE)))","v":true},null,null,{"$f":"IF(B90=TRUE,DataInput!B89,NA())","v":"VIC"},{"$f":"IF($E90=DataInput!$B89,DataInput!C89,NA())","v":"APD"},{"$f":"IF($E90=DataInput!$B89,DataInput!D89,NA())","v":"Alcoa Portland 500 kV"},{"$f":"IF($E90=DataInput!$B89,DataInput!E89,NA())","v":"Direct Connect"},{"$f":"IF($E90=DataInput!$B89,DataInput!F89,NA())","v":"Summer"},{"$f":"IF($E90=DataInput!$B89,DataInput!G89,NA())","v":"Coincident"},{"$f":"IF($E90=DataInput!$B89,DataInput!H89,NA())","v":2020},{"$f":"IF($E90=DataInput!$B89,DataInput!I89,NA())","v":"POE10"},{"$f":"IF($E90=DataInput!$B89,DataInput!J89,NA())","v":504.79859019999998},{"$f":"IF($E90=DataInput!$B89,DataInput!K89,NA())","v":0.980667489},null,null,"VIC Alcoa Portland 500 kV",80,{"$f":"Lists_Selections!H83","v":""},null,null,false,null,null,{"$error":"#N/A"},{"$error":"#N/A"},{"$error":"#N/A"},{"$error":"#N/A"},{"$error":"#N/A"},{"$error":"#N/A"},{"$error":"#N/A"},{"$error":"#N/A"},{"$error":"#N/A"},{"$error":"#N/A"}]
[null,{"$f":"IF(DataInput!B90=$B$8,IF($B$9=$B$10,TRUE,IF(DataInput!E90=$B$9,TRUE,FALSE)))","v":true},null,null,{"$f":"IF(B91=TRUE,DataInput!B90,NA())","v":"VIC"},{"$f":"IF($E91=DataInput!$B90,DataInput!C90,NA())","v":"APD"},{"$f":"IF($E91=DataInput!$B90,DataInput!D90,NA())","v":"Alcoa Portland 500 kV"},{"$f":"IF($E91=DataInput!$B90,DataInput!E90,NA())","v":"Direct Connect"},{"$f":"IF($E91=DataInput!$B90,DataInput!F90,NA())","v":"Summer"},{"$f":"IF($E91=DataInput!$B90,DataInput!G90,NA())","v":"Coincident"},{"$f":"IF($E91=DataInput!$B90,DataInput!H90,NA())","v":2020},{"$f":"IF($E91=DataInput!$B90,DataInput!I90,NA())","v":"POE50"},{"$f":"IF($E91=DataInput!$B90,DataInput!J90,NA())","v":471.77372630000002},{"$f":"IF($E91=DataInput!$B90,DataInput!K90,NA())","v":0.91651039599999995},null,null,"VIC Alcoa Portland 500 kV",81,{"$f":"Lists_Selections!H84","v":""},null,null,false,null,null,{"$error":"#N/A"},{"$error":"#N/A"},{"$error":"#N/A"},{"$error":"#N/A"},{"$error":"#N/A"},{"$error":"#N/A"},{"$error":"#N/A"},{"$error":"#N/A"},{"$error":"#N/A"},{"$error":"#N/A"}]
[null,{"$f":"IF(DataInput!B91=$B$8,IF($B$9=$B$10,TRUE,IF(DataInput!E91=$B$9,TRUE,FALSE)))","v":true},null,null,{"$f":"IF(B92=TRUE,DataInput!B91,NA())","v":"VIC"},{"$f":"IF($E92=DataInput!$B91,DataInput!C91,NA())","v":"APD"},{"$f":"IF($E92=DataInput!$B91,DataInput!D91,NA())","v":"Alcoa Portland 500 kV"},{"$f":"IF($E92=DataInput!$B91,DataInput!E91,NA())","v":"Direct Connect"},{"$f":"IF($E92=DataInput!$B91,DataInput!F91,NA())","v":"Summer"},{"$f":"IF($E92=DataInput!$B91,DataInput!G91,NA())","v":"Non-Coincident"},{"$f":"IF($E92=DataInput!$B91,DataInput!H91,NA())","v":2021},{"$f":"IF($E92=DataInput!$B91,DataInput!I91,NA())","v":"POE10"},{"$f":"IF($E92=DataInput!$B91,DataInput!J91,NA())","v":514.75},{"$f":"IF($E92=DataInput!$B91,DataInput!K91,NA())","v":0.980667489},null,null,"VIC Alcoa Portland 500 kV",82,{"$f":"Lists_Selections!H85","v":""},null,null,false,null,null,{"$error":"#N/A"},{"$error":"#N/A"},{"$error":"#N/A"},{"$error":"#N/A"},{"$error":"#N/A"},{"$error":"#N/A"},{"$error":"#N/A"},{"$error":"#N/A"},{"$error":"#N/A"},{"$error":"#N/A"}]
[null,{"$f":"IF(DataInput!B92=$B$8,IF($B$9=$B$10,TRUE,IF(DataInput!E92=$B$9,TRUE,FALSE)))","v":true},null,null,{"$f":"IF(B93=TRUE,DataInput!B92,NA())","v":"VIC"},{"$f":"IF($E93=DataInput!$B92,DataInput!C92,NA())","v":"APD"},{"$f":"IF($E93=DataInput!$B92,DataInput!D92,NA())","v":"Alcoa Portland 500 kV"},{"$f":"IF($E93=DataInput!$B92,DataInput!E92,NA())","v":"Direct Connect"},{"$f":"IF($E93=DataInput!$B92,DataInput!F92,NA())","v":"Summer"},{"$f":"IF($E93=DataInput!$B92,DataInput!G92,NA())","v":"Non-Coincident"},{"$f":"IF($E93=DataInput!$B92,DataInput!H92,NA())","v":2021},{"$f":"IF($E93=DataInput!$B92,DataInput!I92,NA())","v":"POE50"},{"$f":"IF($E93=DataInput!$B92,DataInput!J92,NA())","v":514.75},{"$f":"IF($E93=DataInput!$B92,DataInput!K92,NA())","v":0.91651039599999995},null,null,"VIC Alcoa Portland 500 kV",83,{"$f":"Lists_Selections!H86","v":""},null,null,false,null,null,{"$error":"#N/A"},{"$error":"#N/A"},{"$error":"#N/A"},{"$error":"#N/A"},{"$error":"#N/A"},{"$error":"#N/A"},{"$error":"#N/A"},{"$error":"#N/A"},{"$error":"#N/A"},{"$error":"#N/A"}]
[null,{"$f":"IF(DataInput!B93=$B$8,IF($B$9=$B$10,TRUE,IF(DataInput!E93=$B$9,TRUE,FALSE)))","v":true},null,null,{"$f":"IF(B94=TRUE,DataInput!B93,NA())","v":"VIC"},{"$f":"IF($E94=DataInput!$B93,DataInput!C93,NA())","v":"APD"},{"$f":"IF($E94=DataInput!$B93,DataInput!D93,NA())","v":"Alcoa Portland 500 kV"},{"$f":"IF($E94=DataInput!$B93,DataInput!E93,NA())","v":"Direct Connect"},{"$f":"IF($E94=DataInput!$B93,DataInput!F93,NA())","v":"Summer"},{"$f":"IF($E94=DataInput!$B93,DataInput!G93,NA())","v":"Coincident"},{"$f":"IF($E94=DataInput!$B93,DataInput!H93,NA())","v":2021},{"$f":"IF($E94=DataInput!$B93,DataInput!I93,NA())","v":"POE10"},{"$f":"IF($E94=DataInput!$B93,DataInput!J93,NA())","v":504.79859019999998},{"$f":"IF($E94=DataInput!$B93,DataInput!K93,NA())","v":0.980667489},null,null,"VIC Alcoa Portland 500 kV",84,{"$f":"Lists_Selections!H87","v":""},null,null,false,null,null,{"$error":"#N/A"},{"$error":"#N/A"},{"$error":"#N/A"},{"$error":"#N/A"},{"$error":"#N/A"},{"$error":"#N/A"},{"$error":"#N/A"},{"$error":"#N/A"},{"$error":"#N/A"},{"$error":"#N/A"}]
[null,{"$f":"IF(DataInput!B94=$B$8,IF($B$9=$B$10,TRUE,IF(DataInput!E94=$B$9,TRUE,FALSE)))","v":true},null,null,{"$f":"IF(B95=TRUE,DataInput!B94,NA())","v":"VIC"},{"$f":"IF($E95=DataInput!$B94,DataInput!C94,NA())","v":"APD"},{"$f":"IF($E95=DataInput!$B94,DataInput!D94,NA())","v":"Alcoa Portland 500 kV"},{"$f":"IF($E95=DataInput!$B94,DataInput!E94,NA())","v":"Direct Connect"},{"$f":"IF($E95=DataInput!$B94,DataInput!F94,NA())","v":"Summer"},{"$f":"IF($E95=DataInput!$B94,DataInput!G94,NA())","v":"Coincident"},{"$f":"IF($E95=DataInput!$B94,DataInput!H94,NA())","v":2021},{"$f":"IF($E95=DataInput!$B94,DataInput!I94,NA())","v":"POE50"},{"$f":"IF($E95=DataInput!$B94,DataInput!J94,NA())","v":471.77372630000002},{"$f":"IF($E95=DataInput!$B94,DataInput!K94,NA())","v":0.91651039599999995},null,null,"VIC Alcoa Portland 500 kV",85,{"$f":"Lists_Selections!H88","v":""},null,null,false,null,null,{"$error":"#N/A"},{"$error":"#N/A"},{"$error":"#N/A"},{"$error":"#N/A"},{"$error":"#N/A"},{"$error":"#N/A"},{"$error":"#N/A"},{"$error":"#N/A"},{"$error":"#N/A"},{"$error":"#N/A"}]
[null,{"$f":"IF(DataInput!B95=$B$8,IF($B$9=$B$10,TRUE,IF(DataInput!E95=$B$9,TRUE,FALSE)))","v":true},null,null,{"$f":"IF(B96=TRUE,DataInput!B95,NA())","v":"VIC"},{"$f":"IF($E96=DataInput!$B95,DataInput!C95,NA())","v":"APD"},{"$f":"IF($E96=DataInput!$B95,DataInput!D95,NA())","v":"Alcoa Portland 500 kV"},{"$f":"IF($E96=DataInput!$B95,DataInput!E95,NA())","v":"Direct Connect"},{"$f":"IF($E96=DataInput!$B95,DataInput!F95,NA())","v":"Summer"},{"$f":"IF($E96=DataInput!$B95,DataInput!G95,NA())","v":"Non-Coincident"},{"$f":"IF($E96=DataInput!$B95,DataInput!H95,NA())","v":2022},{"$f":"IF($E96=DataInput!$B95,DataInput!I95,NA())","v":"POE10"},{"$f":"IF($E96=DataInput!$B95,DataInput!J95,NA())","v":514.75},{"$f":"IF($E96=DataInput!$B95,DataInput!K95,NA())","v":0.980667489},null,null,"VIC Alcoa Portland 500 kV",86,{"$f":"Lists_Selections!H89","v":""},null,null,false,null,null,{"$error":"#N/A"},{"$error":"#N/A"},{"$error":"#N/A"},{"$error":"#N/A"},{"$error":"#N/A"},{"$error":"#N/A"},{"$error":"#N/A"},{"$error":"#N/A"},{"$error":"#N/A"},{"$error":"#N/A"}]
[null,{"$f":"IF(DataInput!B96=$B$8,IF($B$9=$B$10,TRUE,IF(DataInput!E96=$B$9,TRUE,FALSE)))","v":true},null,null,{"$f":"IF(B97=TRUE,DataInput!B96,NA())","v":"VIC"},{"$f":"IF($E97=DataInput!$B96,DataInput!C96,NA())","v":"APD"},{"$f":"IF($E97=DataInput!$B96,DataInput!D96,NA())","v":"Alcoa Portland 500 kV"},{"$f":"IF($E97=DataInput!$B96,DataInput!E96,NA())","v":"Direct Connect"},{"$f":"IF($E97=DataInput!$B96,DataInput!F96,NA())","v":"Summer"},{"$f":"IF($E97=DataInput!$B96,DataInput!G96,NA())","v":"Non-Coincident"},{"$f":"IF($E97=DataInput!$B96,DataInput!H96,NA())","v":2022},{"$f":"IF($E97=DataInput!$B96,DataInput!I96,NA())","v":"POE50"},{"$f":"IF($E97=DataInput!$B96,DataInput!J96,NA())","v":514.75},{"$f":"IF($E97=DataInput!$B96,DataInput!K96,NA())","v":0.91651039599999995},null,null,"VIC Alcoa Portland 500 kV",87,{"$f":"Lists_Selections!H90","v":""},null,null,false,null,null,{"$error":"#N/A"},{"$error":"#N/A"},{"$error":"#N/A"},{"$error":"#N/A"},{"$error":"#N/A"},{"$error":"#N/A"},{"$error":"#N/A"},{"$error":"#N/A"},{"$error":"#N/A"},{"$error":"#N/A"}]
[null,{"$f":"IF(DataInput!B97=$B$8,IF($B$9=$B$10,TRUE,IF(DataInput!E97=$B$9,TRUE,FALSE)))","v":true},null,null,{"$f":"IF(B98=TRUE,DataInput!B97,NA())","v":"VIC"},{"$f":"IF($E98=DataInput!$B97,DataInput!C97,NA())","v":"APD"},{"$f":"IF($E98=DataInput!$B97,DataInput!D97,NA())","v":"Alcoa Portland 500 kV"},{"$f":"IF($E98=DataInput!$B97,DataInput!E97,NA())","v":"Direct Connect"},{"$f":"IF($E98=DataInput!$B97,DataInput!F97,NA())","v":"Summer"},{"$f":"IF($E98=DataInput!$B97,DataInput!G97,NA())","v":"Coincident"},{"$f":"IF($E98=DataInput!$B97,DataInput!H97,NA())","v":2022},{"$f":"IF($E98=DataInput!$B97,DataInput!I97,NA())","v":"POE10"},{"$f":"IF($E98=DataInput!$B97,DataInput!J97,NA())","v":504.79859019999998},{"$f":"IF($E98=DataInput!$B97,DataInput!K97,NA())","v":0.980667489},null,null,"VIC Alcoa Portland 500 kV",88,{"$f":"Lists_Selections!H91","v":""},null,null,false,null,null,{"$error":"#N/A"},{"$error":"#N/A"},{"$error":"#N/A"},{"$error":"#N/A"},{"$error":"#N/A"},{"$error":"#N/A"},{"$error":"#N/A"},{"$error":"#N/A"},{"$error":"#N/A"},{"$error":"#N/A"}]
[null,{"$f":"IF(DataInput!B98=$B$8,IF($B$9=$B$10,TRUE,IF(DataInput!E98=$B$9,TRUE,FALSE)))","v":true},null,null,{"$f":"IF(B99=TRUE,DataInput!B98,NA())","v":"VIC"},{"$f":"IF($E99=DataInput!$B98,DataInput!C98,NA())","v":"APD"},{"$f":"IF($E99=DataInput!$B98,DataInput!D98,NA())","v":"Alcoa Portland 500 kV"},{"$f":"IF($E99=DataInput!$B98,DataInput!E98,NA())","v":"Direct Connect"},{"$f":"IF($E99=DataInput!$B98,DataInput!F98,NA())","v":"Summer"},{"$f":"IF($E99=DataInput!$B98,DataInput!G98,NA())","v":"Coincident"},{"$f":"IF($E99=DataInput!$B98,DataInput!H98,NA())","v":2022},{"$f":"IF($E99=DataInput!$B98,DataInput!I98,NA())","v":"POE50"},{"$f":"IF($E99=DataInput!$B98,DataInput!J98,NA())","v":471.77372630000002},{"$f":"IF($E99=DataInput!$B98,DataInput!K98,NA())","v":0.91651039599999995},null,null,"VIC Alcoa Portland 500 kV",89,{"$f":"Lists_Selections!H92","v":""},null,null,false,null,null,{"$error":"#N/A"},{"$f":"IF($V99=TRUE,F99,NA())","v":{"$error":"#N/A"}},{"$f":"IF($V99=TRUE,G99,NA())","v":{"$error":"#N/A"}},{"$f":"IF($V99=TRUE,H99,NA())","v":{"$error":"#N/A"}},{"$f":"IF($V99=TRUE,I99,NA())","v":{"$error":"#N/A"}},{"$f":"IF($V99=TRUE,J99,NA())","v":{"$error":"#N/A"}},{"$f":"IF($V99=TRUE,K99,NA())","v":{"$error":"#N/A"}},{"$f":"IF($V99=TRUE,L99,NA())","v":{"$error":"#N/A"}},{"$f":"IF($V99=TRUE,M99,NA())","v":{"$error":"#N/A"}},{"$f":"IF($V99=TRUE,N99,NA())","v":{"$error":"#N/A"}}]
[null,{"$f":"IF(DataInput!B99=$B$8,IF($B$9=$B$10,TRUE,IF(DataInput!E99=$B$9,TRUE,FALSE)))","v":true},null,null,{"$f":"IF(B100=TRUE,DataInput!B99,NA())","v":"VIC"},{"$f":"IF($E100=DataInput!$B99,DataInput!C99,NA())","v":"APD"},{"$f":"IF($E100=DataInput!$B99,DataInput!D99,NA())","v":"Alcoa Portland 500 kV"},{"$f":"IF($E100=DataInput!$B99,DataInput!E99,NA())","v":"Direct Connect"},{"$f":"IF($E100=DataInput!$B99,DataInput!F99,NA())","v":"Summer"},{"$f":"IF($E100=DataInput!$B99,DataInput!G99,NA())","v":"Non-Coincident"},{"$f":"IF($E100=DataInput!$B99,DataInput!H99,NA())","v":2023},{"$f":"IF($E100=DataInput!$B99,DataInput!I99,NA())","v":"POE10"},{"$f":"IF($E100=DataInput!$B99,DataInput!J99,NA())","v":514.75},{"$f":"IF($E100=DataInput!$B99,DataInput!K99,NA())","v":0.980667489},null,null,"VIC Alcoa Portland 500 kV",90,{"$f":"Lists_Selections!H93","v":"SCROLL UP"},null,null,false,null,null,{"$error":"#N/A"},{"$error":"#N/A"},{"$error":"#N/A"},{"$error":"#N/A"},{"$error":"#N/A"},{"$error":"#N/A"},{"$error":"#N/A"},{"$error":"#N/A"},{"$error":"#N/A"},{"$error":"#N/A"}]
[null,{"$f":"IF(DataInput!B100=$B$8,IF($B$9=$B$10,TRUE,IF(DataInput!E100=$B$9,TRUE,FALSE)))","v":true},null,null,{"$f":"IF(B101=TRUE,DataInput!B100,NA())","v":"VIC"},{"$f":"IF($E101=DataInput!$B100,DataInput!C100,NA())","v":"APD"},{"$f":"IF($E101=DataInput!$B100,DataInput!D100,NA())","v":"Alcoa Portland 500 kV"},{"$f":"IF($E101=DataInput!$B100,DataInput!E100,NA())","v":"Direct Connect"},{"$f":"IF($E101=DataInput!$B100,DataInput!F100,NA())","v":"Summer"},{"$f":"IF($E101=DataInput!$B100,DataInput!G100,NA())","v":"Non-Coincident"},{"$f":"IF($E101=DataInput!$B100,DataInput!H100,NA())","v":2023},{"$f":"IF($E101=DataInput!$B100,DataInput!I100,NA())","v":"POE50"},{"$f":"IF($E101=DataInput!$B100,DataInput!J100,NA())","v":514.75},{"$f":"IF($E101=DataInput!$B100,DataInput!K100,NA())","v":0.91651039599999995},null,null,"VIC Alcoa Portland 500 kV",91,{"$f":"Lists_Selections!H94","v":""},null,null,false,null,null,{"$error":"#N/A"},{"$error":"#N/A"},{"$error":"#N/A"},{"$error":"#N/A"},{"$error":"#N/A"},{"$error":"#N/A"},{"$error":"#N/A"},{"$error":"#N/A"},{"$error":"#N/A"},{"$error":"#N/A"}]
[null,{"$f":"IF(DataInput!B101=$B$8,IF($B$9=$B$10,TRUE,IF(DataInput!E101=$B$9,TRUE,FALSE)))","v":true},null,null,{"$f":"IF(B102=TRUE,DataInput!B101,NA())","v":"VIC"},{"$f":"IF($E102=DataInput!$B101,DataInput!C101,NA())","v":"APD"},{"$f":"IF($E102=DataInput!$B101,DataInput!D101,NA())","v":"Alcoa Portland 500 kV"},{"$f":"IF($E102=DataInput!$B101,DataInput!E101,NA())","v":"Direct Connect"},{"$f":"IF($E102=DataInput!$B101,DataInput!F101,NA())","v":"Summer"},{"$f":"IF($E102=DataInput!$B101,DataInput!G101,NA())","v":"Coincident"},{"$f":"IF($E102=DataInput!$B101,DataInput!H101,NA())","v":2023},{"$f":"IF($E102=DataInput!$B101,DataInput!I101,NA())","v":"POE10"},{"$f":"IF($E102=DataInput!$B101,DataInput!J101,NA())","v":504.79859019999998},{"$f":"IF($E102=DataInput!$B101,DataInput!K101,NA())","v":0.980667489},null,null,"VIC Alcoa Portland 500 kV",92,{"$f":"Lists_Selections!H95","v":""},null,null,false,null,null,{"$error":"#N/A"},{"$error":"#N/A"},{"$error":"#N/A"},{"$error":"#N/A"},{"$error":"#N/A"},{"$error":"#N/A"},{"$error":"#N/A"},{"$error":"#N/A"},{"$error":"#N/A"},{"$error":"#N/A"}]
[null,{"$f":"IF(DataInput!B102=$B$8,IF($B$9=$B$10,TRUE,IF(DataInput!E102=$B$9,TRUE,FALSE)))","v":true},null,null,{"$f":"IF(B103=TRUE,DataInput!B102,NA())","v":"VIC"},{"$f":"IF($E103=DataInput!$B102,DataInput!C102,NA())","v":"APD"},{"$f":"IF($E103=DataInput!$B102,DataInput!D102,NA())","v":"Alcoa Portland 500 kV"},{"$f":"IF($E103=DataInput!$B102,DataInput!E102,NA())","v":"Direct Connect"},{"$f":"IF($E103=DataInput!$B102,DataInput!F102,NA())","v":"Summer"},{"$f":"IF($E103=DataInput!$B102,DataInput!G102,NA())","v":"Coincident"},{"$f":"IF($E103=DataInput!$B102,DataInput!H102,NA())","v":2023},{"$f":"IF($E103=DataInput!$B102,DataInput!I102,NA())","v":"POE50"},{"$f":"IF($E103=DataInput!$B102,DataInput!J102,NA())","v":471.77372630000002},{"$f":"IF($E103=DataInput!$B102,DataInput!K102,NA())","v":0.91651039599999995},null,null,"VIC Alcoa Portland 500 kV",93,{"$f":"Lists_Selections!H96","v":""},null,null,false,null,null,{"$error":"#N/A"},{"$error":"#N/A"},{"$error":"#N/A"},{"$error":"#N/A"},{"$error":"#N/A"},{"$error":"#N/A"},{"$error":"#N/A"},{"$error":"#N/A"},{"$error":"#N/A"},{"$error":"#N/A"}]
[null,{"$f":"IF(DataInput!B103=$B$8,IF($B$9=$B$10,TRUE,IF(DataInput!E103=$B$9,TRUE,FALSE)))","v":true},null,null,{"$f":"IF(B104=TRUE,DataInput!B103,NA())","v":"VIC"},{"$f":"IF($E104=DataInput!$B103,DataInput!C103,NA())","v":"APD"},{"$f":"IF($E104=DataInput!$B103,DataInput!D103,NA())","v":"Alcoa Portland 500 kV"},{"$f":"IF($E104=DataInput!$B103,DataInput!E103,NA())","v":"Direct Connect"},{"$f":"IF($E104=DataInput!$B103,DataInput!F103,NA())","v":"Summer"},{"$f":"IF($E104=DataInput!$B103,DataInput!G103,NA())","v":"Non-Coincident"},{"$f":"IF($E104=DataInput!$B103,DataInput!H103,NA())","v":2024},{"$f":"IF($E104=DataInput!$B103,DataInput!I103,NA())","v":"POE10"},{"$f":"IF($E104=DataInput!$B103,DataInput!J103,NA())","v":514.75},{"$f":"IF($E104=DataInput!$B103,DataInput!K103,NA())","v":0.980667489},null,null,"VIC Alcoa Portland 500 kV",94,{"$f":"Lists_Selections!H97","v":""},null,null,false,null,null,{"$error":"#N/A"},{"$error":"#N/A"},{"$error":"#N/A"},{"$error":"#N/A"},{"$error":"#N/A"},{"$error":"#N/A"},{"$error":"#N/A"},{"$error":"#N/A"},{"$error":"#N/A"},{"$error":"#N/A"}]
[null,{"$f":"IF(DataInput!B104=$B$8,IF($B$9=$B$10,TRUE,IF(DataInput!E104=$B$9,TRUE,FALSE)))","v":true},null,null,{"$f":"IF(B105=TRUE,DataInput!B104,NA())","v":"VIC"},{"$f":"IF($E105=DataInput!$B104,DataInput!C104,NA())","v":"APD"},{"$f":"IF($E105=DataInput!$B104,DataInput!D104,NA())","v":"Alcoa Portland 500 kV"},{"$f":"IF($E105=DataInput!$B104,DataInput!E104,NA())","v":"Direct Connect"},{"$f":"IF($E105=DataInput!$B104,DataInput!F104,NA())","v":"Summer"},{"$f":"IF($E105=DataInput!$B104,DataInput!G104,NA())","v":"Non-Coincident"},{"$f":"IF($E105=DataInput!$B104,DataInput!H104,NA())","v":2024},{"$f":"IF($E105=DataInput!$B104,DataInput!I104,NA())","v":"POE50"},{"$f":"IF($E105=DataInput!$B104,DataInput!J104,NA())","v":514.75},{"$f":"IF($E105=DataInput!$B104,DataInput!K104,NA())","v":0.91651039599999995},null,null,"VIC Alcoa Portland 500 kV",95,{"$f":"Lists_Selections!H98","v":""},null,null,false,null,null,{"$error":"#N/A"},{"$error":"#N/A"},{"$error":"#N/A"},{"$error":"#N/A"},{"$error":"#N/A"},{"$error":"#N/A"},{"$error":"#N/A"},{"$error":"#N/A"},{"$error":"#N/A"},{"$error":"#N/A"}]
[null,{"$f":"IF(DataInput!B105=$B$8,IF($B$9=$B$10,TRUE,IF(DataInput!E105=$B$9,TRUE,FALSE)))","v":true},null,null,{"$f":"IF(B106=TRUE,DataInput!B105,NA())","v":"VIC"},{"$f":"IF($E106=DataInput!$B105,DataInput!C105,NA())","v":"APD"},{"$f":"IF($E106=DataInput!$B105,DataInput!D105,NA())","v":"Alcoa Portland 500 kV"},{"$f":"IF($E106=DataInput!$B105,DataInput!E105,NA())","v":"Direct Connect"},{"$f":"IF($E106=DataInput!$B105,DataInput!F105,NA())","v":"Summer"},{"$f":"IF($E106=DataInput!$B105,DataInput!G105,NA())","v":"Coincident"},{"$f":"IF($E106=DataInput!$B105,DataInput!H105,NA())","v":2024},{"$f":"IF($E106=DataInput!$B105,DataInput!I105,NA())","v":"POE10"},{"$f":"IF($E106=DataInput!$B105,DataInput!J105,NA())","v":504.79859019999998},{"$f":"IF($E106=DataInput!$B105,DataInput!K105,NA())","v":0.980667489},null,null,"VIC Alcoa Portland 500 kV",96,{"$f":"Lists_Selections!H99","v":""},null,null,false,null,null,{"$error":"#N/A"},{"$error":"#N/A"},{"$error":"#N/A"},{"$error":"#N/A"},{"$error":"#N/A"},{"$error":"#N/A"},{"$error":"#N/A"},{"$error":"#N/A"},{"$error":"#N/A"},{"$error":"#N/A"}]
[null,{"$f":"IF(DataInput!B106=$B$8,IF($B$9=$B$10,TRUE,IF(DataInput!E106=$B$9,TRUE,FALSE)))","v":true},null,null,{"$f":"IF(B107=TRUE,DataInput!B106,NA())","v":"VIC"},{"$f":"IF($E107=DataInput!$B106,DataInput!C106,NA())","v":"APD"},{"$f":"IF($E107=DataInput!$B106,DataInput!D106,NA())","v":"Alcoa Portland 500 kV"},{"$f":"IF($E107=DataInput!$B106,DataInput!E106,NA())","v":"Direct Connect"},{"$f":"IF($E107=DataInput!$B106,DataInput!F106,NA())","v":"Summer"},{"$f":"IF($E107=DataInput!$B106,DataInput!G106,NA())","v":"Coincident"},{"$f":"IF($E107=DataInput!$B106,DataInput!H106,NA())","v":2024},{"$f":"IF($E107=DataInput!$B106,DataInput!I106,NA())","v":"POE50"},{"$f":"IF($E107=DataInput!$B106,DataInput!J106,NA())","v":471.77372630000002},{"$f":"IF($E107=DataInput!$B106,DataInput!K106,NA())","v":0.91651039599999995},null,null,"VIC Alcoa Portland 500 kV",97,{"$f":"Lists_Selections!H100","v":""},null,null,false,null,null,{"$error":"#N/A"},{"$error":"#N/A"},{"$error":"#N/A"},{"$error":"#N/A"},{"$error":"#N/A"},{"$error":"#N/A"},{"$error":"#N/A"},{"$error":"#N/A"},{"$error":"#N/A"},{"$error":"#N/A"}]
[null,{"$f":"IF(DataInput!B107=$B$8,IF($B$9=$B$10,TRUE,IF(DataInput!E107=$B$9,TRUE,FALSE)))","v":true},null,null,{"$f":"IF(B108=TRUE,DataInput!B107,NA())","v":"VIC"},{"$f":"IF($E108=DataInput!$B107,DataInput!C107,NA())","v":"APD"},{"$f":"IF($E108=DataInput!$B107,DataInput!D107,NA())","v":"Alcoa Portland 500 kV"},{"$f":"IF($E108=DataInput!$B107,DataInput!E107,NA())","v":"Direct Connect"},{"$f":"IF($E108=DataInput!$B107,DataInput!F107,NA())","v":"Summer"},{"$f":"IF($E108=DataInput!$B107,DataInput!G107,NA())","v":"Non-Coincident"},{"$f":"IF($E108=DataInput!$B107,DataInput!H107,NA())","v":2025},{"$f":"IF($E108=DataInput!$B107,DataInput!I107,NA())","v":"POE10"},{"$f":"IF($E108=DataInput!$B107,DataInput!J107,NA())","v":514.75},{"$f":"IF($E108=DataInput!$B107,DataInput!K107,NA())","v":0.980667489},null,null,"VIC Alcoa Portland 500 kV",98,{"$f":"Lists_Selections!H101","v":""},null,null,false,null,null,{"$error":"#N/A"},{"$error":"#N/A"},{"$error":"#N/A"},{"$error":"#N/A"},{"$error":"#N/A"},{"$error":"#N/A"},{"$error":"#N/A"},{"$error":"#N/A"},{"$error":"#N/A"},{"$error":"#N/A"}]
[null,{"$f":"IF(DataInput!B108=$B$8,IF($B$9=$B$10,TRUE,IF(DataInput!E108=$B$9,TRUE,FALSE)))","v":true},null,null,{"$f":"IF(B109=TRUE,DataInput!B108,NA())","v":"VIC"},{"$f":"IF($E109=DataInput!$B108,DataInput!C108,NA())","v":"APD"},{"$f":"IF($E109=DataInput!$B108,DataInput!D108,NA())","v":"Alcoa Portland 500 kV"},{"$f":"IF($E109=DataInput!$B108,DataInput!E108,NA())","v":"Direct Connect"},{"$f":"IF($E109=DataInput!$B108,DataInput!F108,NA())","v":"Summer"},{"$f":"IF($E109=DataInput!$B108,DataInput!G108,NA())","v":"Non-Coincident"},{"$f":"IF($E109=DataInput!$B108,DataInput!H108,NA())","v":2025},{"$f":"IF($E109=DataInput!$B108,DataInput!I108,NA())","v":"POE50"},{"$f":"IF($E109=DataInput!$B108,DataInput!J108,NA())","v":514.75},{"$f":"IF($E109=DataInput!$B108,DataInput!K108,NA())","v":0.91651039599999995},null,null,"VIC Alcoa Portland 500 kV",99,{"$f":"Lists_Selections!H102","v":""},null,null,false,null,null,{"$error":"#N/A"},{"$error":"#N/A"},{"$error":"#N/A"},{"$error":"#N/A"},{"$error":"#N/A"},{"$error":"#N/A"},{"$error":"#N/A"},{"$error":"#N/A"},{"$error":"#N/A"},{"$error":"#N/A"}]
[null,{"$f":"IF(DataInput!B109=$B$8,IF($B$9=$B$10,TRUE,IF(DataInput!E109=$B$9,TRUE,FALSE)))","v":true},null,null,{"$f":"IF(B110=TRUE,DataInput!B109,NA())","v":"VIC"},{"$f":"IF($E110=DataInput!$B109,DataInput!C109,NA())","v":"APD"},{"$f":"IF($E110=DataInput!$B109,DataInput!D109,NA())","v":"Alcoa Portland 500 kV"},{"$f":"IF($E110=DataInput!$B109,DataInput!E109,NA())","v":"Direct Connect"},{"$f":"IF($E110=DataInput!$B109,DataInput!F109,NA())","v":"Summer"},{"$f":"IF($E110=DataInput!$B109,DataInput!G109,NA())","v":"Coincident"},{"$f":"IF($E110=DataInput!$B109,DataInput!H109,NA())","v":2025},{"$f":"IF($E110=DataInput!$B109,DataInput!I109,NA())","v":"POE10"},{"$f":"IF($E110=DataInput!$B109,DataInput!J109,NA())","v":504.79859019999998},{"$f":"IF($E110=DataInput!$B109,DataInput!K109,NA())","v":0.980667489},null,null,"VIC Alcoa Portland 500 kV",100,{"$f":"Lists_Selections!H103","v":""},null,null,false,null,null,{"$error":"#N/A"},{"$error":"#N/A"},{"$error":"#N/A"},{"$error":"#N/A"},{"$error":"#N/A"},{"$error":"#N/A"},{"$error":"#N/A"},{"$error":"#N/A"},{"$error":"#N/A"},{"$error":"#N/A"}]
[null,{"$f":"IF(DataInput!B110=$B$8,IF($B$9=$B$10,TRUE,IF(DataInput!E110=$B$9,TRUE,FALSE)))","v":true},null,null,{"$f":"IF(B111=TRUE,DataInput!B110,NA())","v":"VIC"},{"$f":"IF($E111=DataInput!$B110,DataInput!C110,NA())","v":"APD"},{"$f":"IF($E111=DataInput!$B110,DataInput!D110,NA())","v":"Alcoa Portland 500 kV"},{"$f":"IF($E111=DataInput!$B110,DataInput!E110,NA())","v":"Direct Connect"},{"$f":"IF($E111=DataInput!$B110,DataInput!F110,NA())","v":"Summer"},{"$f":"IF($E111=DataInput!$B110,DataInput!G110,NA())","v":"Coincident"},{"$f":"IF($E111=DataInput!$B110,DataInput!H110,NA())","v":2025},{"$f":"IF($E111=DataInput!$B110,DataInput!I110,NA())","v":"POE50"},{"$f":"IF($E111=DataInput!$B110,DataInput!J110,NA())","v":471.77372630000002},{"$f":"IF($E111=DataInput!$B110,DataInput!K110,NA())","v":0.91651039599999995},null,null,"VIC Alcoa Portland 500 kV",null,null,null,null,false,null,null,{"$error":"#N/A"},{"$error":"#N/A"},{"$error":"#N/A"},{"$error":"#N/A"},{"$error":"#N/A"},{"$error":"#N/A"},{"$error":"#N/A"},{"$error":"#N/A"},{"$error":"#N/A"},{"$error":"#N/A"}]
[null,{"$f":"IF(DataInput!B111=$B$8,IF($B$9=$B$10,TRUE,IF(DataInput!E111=$B$9,TRUE,FALSE)))","v":true},null,null,{"$f":"IF(B112=TRUE,DataInput!B111,NA())","v":"VIC"},{"$f":"IF($E112=DataInput!$B111,DataInput!C111,NA())","v":"APD"},{"$f":"IF($E112=DataInput!$B111,DataInput!D111,NA())","v":"Alcoa Portland 500 kV"},{"$f":"IF($E112=DataInput!$B111,DataInput!E111,NA())","v":"Direct Connect"},{"$f":"IF($E112=DataInput!$B111,DataInput!F111,NA())","v":"Winter"},{"$f":"IF($E112=DataInput!$B111,DataInput!G111,NA())","v":"Coincident"},{"$f":"IF($E112=DataInput!$B111,DataInput!H111,NA())","v":2005},{"$f":"IF($E112=DataInput!$B111,DataInput!I111,NA())","v":"TempCorrActualPOE10"},{"$f":"IF($E112=DataInput!$B111,DataInput!J111,NA())","v":657.22201819999998},{"$f":"IF($E112=DataInput!$B111,DataInput!K111,NA())","v":"NA"},null,null,"VIC Alcoa Portland 500 kV",null,null,null,null,false,null,null,{"$error":"#N/A"},{"$error":"#N/A"},{"$error":"#N/A"},{"$error":"#N/A"},{"$error":"#N/A"},{"$error":"#N/A"},{"$error":"#N/A"},{"$error":"#N/A"},{"$error":"#N/A"},{"$error":"#N/A"}]
[null,{"$f":"IF(DataInput!B112=$B$8,IF($B$9=$B$10,TRUE,IF(DataInput!E112=$B$9,TRUE,FALSE)))","v":true},null,null,{"$f":"IF(B113=TRUE,DataInput!B112,NA())","v":"VIC"},{"$f":"IF($E113=DataInput!$B112,DataInput!C112,NA())","v":"APD"},{"$f":"IF($E113=DataInput!$B112,DataInput!D112,NA())","v":"Alcoa Portland 500 kV"},{"$f":"IF($E113=DataInput!$B112,DataInput!E112,NA())","v":"Direct Connect"},{"$f":"IF($E113=DataInput!$B112,DataInput!F112,NA())","v":"Winter"},{"$f":"IF($E113=DataInput!$B112,DataInput!G112,NA())","v":"Coincident"},{"$f":"IF($E113=DataInput!$B112,DataInput!H112,NA())","v":2005},{"$f":"IF($E113=DataInput!$B112,DataInput!I112,NA())","v":"TempCorrActualPOE50"},{"$f":"IF($E113=DataInput!$B112,DataInput!J112,NA())","v":597.47456199999999},{"$f":"IF($E113=DataInput!$B112,DataInput!K112,NA())","v":"NA"},null,null,"VIC Alcoa Portland 500 kV",null,null,null,null,false,null,null,{"$error":"#N/A"},{"$error":"#N/A"},{"$error":"#N/A"},{"$error":"#N/A"},{"$error":"#N/A"},{"$error":"#N/A"},{"$error":"#N/A"},{"$error":"#N/A"},{"$error":"#N/A"},{"$error":"#N/A"}]
[null,{"$f":"IF(DataInput!B113=$B$8,IF($B$9=$B$10,TRUE,IF(DataInput!E113=$B$9,TRUE,FALSE)))","v":true},null,null,{"$f":"IF(B114=TRUE,DataInput!B113,NA())","v":"VIC"},{"$f":"IF($E114=DataInput!$B113,DataInput!C113,NA())","v":"APD"},{"$f":"IF($E114=DataInput!$B113,DataInput!D113,NA())","v":"Alcoa Portland 500 kV"},{"$f":"IF($E114=DataInput!$B113,DataInput!E113,NA())","v":"Direct Connect"},{"$f":"IF($E114=DataInput!$B113,DataInput!F113,NA())","v":"Winter"},{"$f":"IF($E114=DataInput!$B113,DataInput!G113,NA())","v":"Non-Coincident"},{"$f":"IF($E114=DataInput!$B113,DataInput!H113,NA())","v":2005},{"$f":"IF($E114=DataInput!$B113,DataInput!I113,NA())","v":"TempCorrActualPOE10"},{"$f":"IF($E114=DataInput!$B113,DataInput!J113,NA())","v":670.96663920000003},{"$f":"IF($E114=DataInput!$B113,DataInput!K113,NA())","v":"NA"},null,null,"VIC Alcoa Portland 500 kV",null,null,null,null,false,null,null,{"$error":"#N/A"},{"$error":"#N/A"},{"$error":"#N/A"},{"$error":"#N/A"},{"$error":"#N/A"},{"$error":"#N/A"},{"$error":"#N/A"},{"$error":"#N/A"},{"$error":"#N/A"},{"$error":"#N/A"}]
[null,{"$f":"IF(DataInput!B114=$B$8,IF($B$9=$B$10,TRUE,IF(DataInput!E114=$B$9,TRUE,FALSE)))","v":true},null,null,{"$f":"IF(B115=TRUE,DataInput!B114,NA())","v":"VIC"},{"$f":"IF($E115=DataInput!$B114,DataInput!C114,NA())","v":"APD"},{"$f":"IF($E115=DataInput!$B114,DataInput!D114,NA())","v":"Alcoa Portland 500 kV"},{"$f":"IF($E115=DataInput!$B114,DataInput!E114,NA())","v":"Direct Connect"},{"$f":"IF($E115=DataInput!$B114,DataInput!F114,NA())","v":"Winter"},{"$f":"IF($E115=DataInput!$B114,DataInput!G114,NA())","v":"Non-Coincident"},{"$f":"IF($E115=DataInput!$B114,DataInput!H114,NA())","v":2005},{"$f":"IF($E115=DataInput!$B114,DataInput!I114,NA())","v":"TempCorrActualPOE50"},{"$f":"IF($E115=DataInput!$B114,DataInput!J114,NA())","v":609.96967199999995},{"$f":"IF($E115=DataInput!$B114,DataInput!K114,NA())","v":"NA"},null,null,"VIC Alcoa Portland 500 kV",null,null,null,null,false,null,null,{"$error":"#N/A"},{"$error":"#N/A"},{"$error":"#N/A"},{"$error":"#N/A"},{"$error":"#N/A"},{"$error":"#N/A"},{"$error":"#N/A"},{"$error":"#N/A"},{"$error":"#N/A"},{"$error":"#N/A"}]
[null,{"$f":"IF(DataInput!B115=$B$8,IF($B$9=$B$10,TRUE,IF(DataInput!E115=$B$9,TRUE,FALSE)))","v":true},null,null,{"$f":"IF(B116=TRUE,DataInput!B115,NA())","v":"VIC"},{"$f":"IF($E116=DataInput!$B115,DataInput!C115,NA())","v":"APD"},{"$f":"IF($E116=DataInput!$B115,DataInput!D115,NA())","v":"Alcoa Portland 500 kV"},{"$f":"IF($E116=DataInput!$B115,DataInput!E115,NA())","v":"Direct Connect"},{"$f":"IF($E116=DataInput!$B115,DataInput!F115,NA())","v":"Winter"},{"$f":"IF($E116=DataInput!$B115,DataInput!G115,NA())","v":"Coincident"},{"$f":"IF($E116=DataInput!$B115,DataInput!H115,NA())","v":2005},{"$f":"IF($E116=DataInput!$B115,DataInput!I115,NA())","v":"Actual"},{"$f":"IF($E116=DataInput!$B115,DataInput!J115,NA())","v":597.47456199999999},{"$f":"IF($E116=DataInput!$B115,DataInput!K115,NA())","v":"NA"},null,null,"VIC Alcoa Portland 500 kV",null,null,null,null,false,null,null,{"$error":"#N/A"},{"$error":"#N/A"},{"$error":"#N/A"},{"$error":"#N/A"},{"$error":"#N/A"},{"$error":"#N/A"},{"$error":"#N/A"},{"$error":"#N/A"},{"$error":"#N/A"},{"$error":"#N/A"}]
[null,{"$f":"IF(DataInput!B116=$B$8,IF($B$9=$B$10,TRUE,IF(DataInput!E116=$B$9,TRUE,FALSE)))","v":true},null,null,{"$f":"IF(B117=TRUE,DataInput!B116,NA())","v":"VIC"},{"$f":"IF($E117=DataInput!$B116,DataInput!C116,NA())","v":"APD"},{"$f":"IF($E117=DataInput!$B116,DataInput!D116,NA())","v":"Alcoa Portland 500 kV"},{"$f":"IF($E117=DataInput!$B116,DataInput!E116,NA())","v":"Direct Connect"},{"$f":"IF($E117=DataInput!$B116,DataInput!F116,NA())","v":"Winter"},{"$f":"IF($E117=DataInput!$B116,DataInput!G116,NA())","v":"Non-Coincident"},{"$f":"IF($E117=DataInput!$B116,DataInput!H116,NA())","v":2005},{"$f":"IF($E117=DataInput!$B116,DataInput!I116,NA())","v":"Actual"},{"$f":"IF($E117=DataInput!$B116,DataInput!J116,NA())","v":609.96967199999995},{"$f":"IF($E117=DataInput!$B116,DataInput!K116,NA())","v":"NA"},null,null,"VIC Alcoa Portland 500 kV",null,null,null,null,false,null,null,{"$error":"#N/A"},{"$error":"#N/A"},{"$error":"#N/A"},{"$error":"#N/A"},{"$error":"#N/A"},{"$error":"#N/A"},{"$error":"#N/A"},{"$error":"#N/A"},{"$error":"#N/A"},{"$error":"#N/A"}]
[null,{"$f":"IF(DataInput!B117=$B$8,IF($B$9=$B$10,TRUE,IF(DataInput!E117=$B$9,TRUE,FALSE)))","v":true},null,null,{"$f":"IF(B118=TRUE,DataInput!B117,NA())","v":"VIC"},{"$f":"IF($E118=DataInput!$B117,DataInput!C117,NA())","v":"APD"},{"$f":"IF($E118=DataInput!$B117,DataInput!D117,NA())","v":"Alcoa Portland 500 kV"},{"$f":"IF($E118=DataInput!$B117,DataInput!E117,NA())","v":"Direct Connect"},{"$f":"IF($E118=DataInput!$B117,DataInput!F117,NA())","v":"Winter"},{"$f":"IF($E118=DataInput!$B117,DataInput!G117,NA())","v":"Coincident"},{"$f":"IF($E118=DataInput!$B117,DataInput!H117,NA())","v":2006},{"$f":"IF($E118=DataInput!$B117,DataInput!I117,NA())","v":"TempCorrActualPOE10"},{"$f":"IF($E118=DataInput!$B117,DataInput!J117,NA())","v":624.95573579999996},{"$f":"IF($E118=DataInput!$B117,DataInput!K117,NA())","v":"NA"},null,null,"VIC Alcoa Portland 500 kV",null,null,null,null,false,null,null,{"$error":"#N/A"},{"$error":"#N/A"},{"$error":"#N/A"},{"$error":"#N/A"},{"$error":"#N/A"},{"$error":"#N/A"},{"$error":"#N/A"},{"$error":"#N/A"},{"$error":"#N/A"},{"$error":"#N/A"}]
[null,{"$f":"IF(DataInput!B118=$B$8,IF($B$9=$B$10,TRUE,IF(DataInput!E118=$B$9,TRUE,FALSE)))","v":true},null,null,{"$f":"IF(B119=TRUE,DataInput!B118,NA())","v":"VIC"},{"$f":"IF($E119=DataInput!$B118,DataInput!C118,NA())","v":"APD"},{"$f":"IF($E119=DataInput!$B118,DataInput!D118,NA())","v":"Alcoa Portland 500 kV"},{"$f":"IF($E119=DataInput!$B118,DataInput!E118,NA())","v":"Direct Connect"},{"$f":"IF($E119=DataInput!$B118,DataInput!F118,NA())","v":"Winter"},{"$f":"IF($E119=DataInput!$B118,DataInput!G118,NA())","v":"Coincident"},{"$f":"IF($E119=DataInput!$B118,DataInput!H118,NA())","v":2006},{"$f":"IF($E119=DataInput!$B118,DataInput!I118,NA())","v":"TempCorrActualPOE50"},{"$f":"IF($E119=DataInput!$B118,DataInput!J118,NA())","v":568.14157799999998},{"$f":"IF($E119=DataInput!$B118,DataInput!K118,NA())","v":"NA"},null,null,"VIC Alcoa Portland 500 kV",null,null,null,null,false,null,null,{"$error":"#N/A"},{"$error":"#N/A"},{"$error":"#N/A"},{"$error":"#N/A"},{"$error":"#N/A"},{"$error":"#N/A"},{"$error":"#N/A"},{"$error":"#N/A"},{"$error":"#N/A"},{"$error":"#N/A"}]
[null,{"$f":"IF(DataInput!B119=$B$8,IF($B$9=$B$10,TRUE,IF(DataInput!E119=$B$9,TRUE,FALSE)))","v":true},null,null,{"$f":"IF(B120=TRUE,DataInput!B119,NA())","v":"VIC"},{"$f":"IF($E120=DataInput!$B119,DataInput!C119,NA())","v":"APD"},{"$f":"IF($E120=DataInput!$B119,DataInput!D119,NA())","v":"Alcoa Portland 500 kV"},{"$f":"IF($E120=DataInput!$B119,DataInput!E119,NA())","v":"Direct Connect"},{"$f":"IF($E120=DataInput!$B119,DataInput!F119,NA())","v":"Winter"},{"$f":"IF($E120=DataInput!$B119,DataInput!G119,NA())","v":"Non-Coincident"},{"$f":"IF($E120=DataInput!$B119,DataInput!H119,NA())","v":2006},{"$f":"IF($E120=DataInput!$B119,DataInput!I119,NA())","v":"TempCorrActualPOE10"},{"$f":"IF($E120=DataInput!$B119,DataInput!J119,NA())","v":658.60793239999998},{"$f":"IF($E120=DataInput!$B119,DataInput!K119,NA())","v":"NA"},null,null,"VIC Alcoa Portland 500 kV",null,null,null,null,false,null,null,{"$error":"#N/A"},{"$error":"#N/A"},{"$error":"#N/A"},{"$error":"#N/A"},{"$error":"#N/A"},{"$error":"#N/A"},{"$error":"#N/A"},{"$error":"#N/A"},{"$error":"#N/A"},{"$error":"#N/A"}]
[null,{"$f":"IF(DataInput!B120=$B$8,IF($B$9=$B$10,TRUE,IF(DataInput!E120=$B$9,TRUE,FALSE)))","v":true},null,null,{"$f":"IF(B121=TRUE,DataInput!B120,NA())","v":"VIC"},{"$f":"IF($E121=DataInput!$B120,DataInput!C120,NA())","v":"APD"},{"$f":"IF($E121=DataInput!$B120,DataInput!D120,NA())","v":"Alcoa Portland 500 kV"},{"$f":"IF($E121=DataInput!$B120,DataInput!E120,NA())","v":"Direct Connect"},{"$f":"IF($E121=DataInput!$B120,DataInput!F120,NA())","v":"Winter"},{"$f":"IF($E121=DataInput!$B120,DataInput!G120,NA())","v":"Non-Coincident"},{"$f":"IF($E121=DataInput!$B120,DataInput!H120,NA())","v":2006},{"$f":"IF($E121=DataInput!$B120,DataInput!I120,NA())","v":"TempCorrActualPOE50"},{"$f":"IF($E121=DataInput!$B120,DataInput!J120,NA())","v":598.73448399999995},{"$f":"IF($E121=DataInput!$B120,DataInput!K120,NA())","v":"NA"},null,null,"VIC Alcoa Portland 500 kV",null,null,null,null,false,null,null,{"$error":"#N/A"},{"$error":"#N/A"},{"$error":"#N/A"},{"$error":"#N/A"},{"$error":"#N/A"},{"$error":"#N/A"},{"$error":"#N/A"},{"$error":"#N/A"},{"$error":"#N/A"},{"$error":"#N/A"}]
[null,{"$f":"IF(DataInput!B121=$B$8,IF($B$9=$B$10,TRUE,IF(DataInput!E121=$B$9,TRUE,FALSE)))","v":true},null,null,{"$f":"IF(B122=TRUE,DataInput!B121,NA())","v":"VIC"},{"$f":"IF($E122=DataInput!$B121,DataInput!C121,NA())","v":"APD"},{"$f":"IF($E122=DataInput!$B121,DataInput!D121,NA())","v":"Alcoa Portland 500 kV"},{"$f":"IF($E122=DataInput!$B121,DataInput!E121,NA())","v":"Direct Connect"},{"$f":"IF($E122=DataInput!$B121,DataInput!F121,NA())","v":"Winter"},{"$f":"IF($E122=DataInput!$B121,DataInput!G121,NA())","v":"Coincident"},{"$f":"IF($E122=DataInput!$B121,DataInput!H121,NA())","v":2006},{"$f":"IF($E122=DataInput!$B121,DataInput!I121,NA())","v":"Actual"},{"$f":"IF($E122=DataInput!$B121,DataInput!J121,NA())","v":568.14157799999998},{"$f":"IF($E122=DataInput!$B121,DataInput!K121,NA())","v":"NA"},null,null,"VIC Alcoa Portland 500 kV",null,null,null,null,false,null,null,{"$error":"#N/A"},{"$error":"#N/A"},{"$error":"#N/A"},{"$error":"#N/A"},{"$error":"#N/A"},{"$error":"#N/A"},{"$error":"#N/A"},{"$error":"#N/A"},{"$error":"#N/A"},{"$error":"#N/A"}]
[null,{"$f":"IF(DataInput!B122=$B$8,IF($B$9=$B$10,TRUE,IF(DataInput!E122=$B$9,TRUE,FALSE)))","v":true},null,null,{"$f":"IF(B123=TRUE,DataInput!B122,NA())","v":"VIC"},{"$f":"IF($E123=DataInput!$B122,DataInput!C122,NA())","v":"APD"},{"$f":"IF($E123=DataInput!$B122,DataInput!D122,NA())","v":"Alcoa Portland 500 kV"},{"$f":"IF($E123=DataInput!$B122,DataInput!E122,NA())","v":"Direct Connect"},{"$f":"IF($E123=DataInput!$B122,DataInput!F122,NA())","v":"Winter"},{"$f":"IF($E123=DataInput!$B122,DataInput!G122,NA())","v":"Non-Coincident"},{"$f":"IF($E123=DataInput!$B122,DataInput!H122,NA())","v":2006},{"$f":"IF($E123=DataInput!$B122,DataInput!I122,NA())","v":"Actual"},{"$f":"IF($E123=DataInput!$B122,DataInput!J122,NA())","v":598.73448399999995},{"$f":"IF($E123=DataInput!$B122,DataInput!K122,NA())","v":"NA"},null,null,"VIC Alcoa Portland 500 kV",null,null,null,null,false,null,null,{"$error":"#N/A"},{"$error":"#N/A"},{"$error":"#N/A"},{"$error":"#N/A"},{"$error":"#N/A"},{"$error":"#N/A"},{"$error":"#N/A"},{"$error":"#N/A"},{"$error":"#N/A"},{"$error":"#N/A"}]
[null,{"$f":"IF(DataInput!B123=$B$8,IF($B$9=$B$10,TRUE,IF(DataInput!E123=$B$9,TRUE,FALSE)))","v":true},null,null,{"$f":"IF(B124=TRUE,DataInput!B123,NA())","v":"VIC"},{"$f":"IF($E124=DataInput!$B123,DataInput!C123,NA())","v":"APD"},{"$f":"IF($E124=DataInput!$B123,DataInput!D123,NA())","v":"Alcoa Portland 500 kV"},{"$f":"IF($E124=DataInput!$B123,DataInput!E123,NA())","v":"Direct Connect"},{"$f":"IF($E124=DataInput!$B123,DataInput!F123,NA())","v":"Winter"},{"$f":"IF($E124=DataInput!$B123,DataInput!G123,NA())","v":"Coincident"},{"$f":"IF($E124=DataInput!$B123,DataInput!H123,NA())","v":2007},{"$f":"IF($E124=DataInput!$B123,DataInput!I123,NA())","v":"TempCorrActualPOE10"},{"$f":"IF($E124=DataInput!$B123,DataInput!J123,NA())","v":651.13735059999999},{"$f":"IF($E124=DataInput!$B123,DataInput!K123,NA())","v":"NA"},null,null,"VIC Alcoa Portland 500 kV",null,null,null,null,false,null,null,{"$error":"#N/A"},{"$error":"#N/A"},{"$error":"#N/A"},{"$error":"#N/A"},{"$error":"#N/A"},{"$error":"#N/A"},{"$error":"#N/A"},{"$error":"#N/A"},{"$error":"#N/A"},{"$error":"#N/A"}]
[null,{"$f":"IF(DataInput!B124=$B$8,IF($B$9=$B$10,TRUE,IF(DataInput!E124=$B$9,TRUE,FALSE)))","v":true},null,null,{"$f":"IF(B125=TRUE,DataInput!B124,NA())","v":"VIC"},{"$f":"IF($E125=DataInput!$B124,DataInput!C124,NA())","v":"APD"},{"$f":"IF($E125=DataInput!$B124,DataInput!D124,NA())","v":"Alcoa Portland 500 kV"},{"$f":"IF($E125=DataInput!$B124,DataInput!E124,NA())","v":"Direct Connect"},{"$f":"IF($E125=DataInput!$B124,DataInput!F124,NA())","v":"Winter"},{"$f":"IF($E125=DataInput!$B124,DataInput!G124,NA())","v":"Coincident"},{"$f":"IF($E125=DataInput!$B124,DataInput!H124,NA())","v":2007},{"$f":"IF($E125=DataInput!$B124,DataInput!I124,NA())","v":"TempCorrActualPOE50"},{"$f":"IF($E125=DataInput!$B124,DataInput!J124,NA())","v":591.94304599999998},{"$f":"IF($E125=DataInput!$B124,DataInput!K124,NA())","v":"NA"},null,null,"VIC Alcoa Portland 500 kV",null,null,null,null,false,null,null,{"$error":"#N/A"},{"$error":"#N/A"},{"$error":"#N/A"},{"$error":"#N/A"},{"$error":"#N/A"},{"$error":"#N/A"},{"$error":"#N/A"},{"$error":"#N/A"},{"$error":"#N/A"},{"$error":"#N/A"}]
[null,{"$f":"IF(DataInput!B125=$B$8,IF($B$9=$B$10,TRUE,IF(DataInput!E125=$B$9,TRUE,FALSE)))","v":true},null,null,{"$f":"IF(B126=TRUE,DataInput!B125,NA())","v":"VIC"},{"$f":"IF($E126=DataInput!$B125,DataInput!C125,NA())","v":"APD"},{"$f":"IF($E126=DataInput!$B125,DataInput!D125,NA())","v":"Alcoa Portland 500 kV"},{"$f":"IF($E126=DataInput!$B125,DataInput!E125,NA())","v":"Direct Connect"},{"$f":"IF($E126=DataInput!$B125,DataInput!F125,NA())","v":"Winter"},{"$f":"IF($E126=DataInput!$B125,DataInput!G125,NA())","v":"Non-Coincident"},{"$f":"IF($E126=DataInput!$B125,DataInput!H125,NA())","v":2007},{"$f":"IF($E126=DataInput!$B125,DataInput!I125,NA())","v":"TempCorrActualPOE10"},{"$f":"IF($E126=DataInput!$B125,DataInput!J125,NA())","v":667.91252440000005},{"$f":"IF($E126=DataInput!$B125,DataInput!K125,NA())","v":"NA"},null,null,"VIC Alcoa Portland 500 kV",null,null,null,null,false,null,null,{"$error":"#N/A"},{"$error":"#N/A"},{"$error":"#N/A"},{"$error":"#N/A"},{"$error":"#N/A"},{"$error":"#N/A"},{"$error":"#N/A"},{"$error":"#N/A"},{"$error":"#N/A"},{"$error":"#N/A"}]
[null,{"$f":"IF(DataInput!B126=$B$8,IF($B$9=$B$10,TRUE,IF(DataInput!E126=$B$9,TRUE,FALSE)))","v":true},null,null,{"$f":"IF(B127=TRUE,DataInput!B126,NA())","v":"VIC"},{"$f":"IF($E127=DataInput!$B126,DataInput!C126,NA())","v":"APD"},{"$f":"IF($E127=DataInput!$B126,DataInput!D126,NA())","v":"Alcoa Portland 500 kV"},{"$f":"IF($E127=DataInput!$B126,DataInput!E126,NA())","v":"Direct Connect"},{"$f":"IF($E127=DataInput!$B126,DataInput!F126,NA())","v":"Winter"},{"$f":"IF($E127=DataInput!$B126,DataInput!G126,NA())","v":"Non-Coincident"},{"$f":"IF($E127=DataInput!$B126,DataInput!H126,NA())","v":2007},{"$f":"IF($E127=DataInput!$B126,DataInput!I126,NA())","v":"TempCorrActualPOE50"},{"$f":"IF($E127=DataInput!$B126,DataInput!J126,NA())","v":607.19320400000004},{"$f":"IF($E127=DataInput!$B126,DataInput!K126,NA())","v":"NA"},null,null,"VIC Alcoa Portland 500 kV",null,null,null,null,false,null,null,{"$error":"#N/A"},{"$error":"#N/A"},{"$error":"#N/A"},{"$error":"#N/A"},{"$error":"#N/A"},{"$error":"#N/A"},{"$error":"#N/A"},{"$error":"#N/A"},{"$error":"#N/A"},{"$error":"#N/A"}]
[null,{"$f":"IF(DataInput!B127=$B$8,IF($B$9=$B$10,TRUE,IF(DataInput!E127=$B$9,TRUE,FALSE)))","v":true},null,null,{"$f":"IF(B128=TRUE,DataInput!B127,NA())","v":"VIC"},{"$f":"IF($E128=DataInput!$B127,DataInput!C127,NA())","v":"APD"},{"$f":"IF($E128=DataInput!$B127,DataInput!D127,NA())","v":"Alcoa Portland 500 kV"},{"$f":"IF($E128=DataInput!$B127,DataInput!E127,NA())","v":"Direct Connect"},{"$f":"IF($E128=DataInput!$B127,DataInput!F127,NA())","v":"Winter"},{"$f":"IF($E128=DataInput!$B127,DataInput!G127,NA())","v":"Coincident"},{"$f":"IF($E128=DataInput!$B127,DataInput!H127,NA())","v":2007},{"$f":"IF($E128=DataInput!$B127,DataInput!I127,NA())","v":"Actual"},{"$f":"IF($E128=DataInput!$B127,DataInput!J127,NA())","v":591.94304599999998},{"$f":"IF($E128=DataInput!$B127,DataInput!K127,NA())","v":"NA"},null,null,"VIC Alcoa Portland 500 kV",null,null,null,null,false,null,null,{"$error":"#N/A"},{"$error":"#N/A"},{"$error":"#N/A"},{"$error":"#N/A"},{"$error":"#N/A"},{"$error":"#N/A"},{"$error":"#N/A"},{"$error":"#N/A"},{"$error":"#N/A"},{"$error":"#N/A"}]
[null,{"$f":"IF(DataInput!B128=$B$8,IF($B$9=$B$10,TRUE,IF(DataInput!E128=$B$9,TRUE,FALSE)))","v":true},null,null,{"$f":"IF(B129=TRUE,DataInput!B128,NA())","v":"VIC"},{"$f":"IF($E129=DataInput!$B128,DataInput!C128,NA())","v":"APD"},{"$f":"IF($E129=DataInput!$B128,DataInput!D128,NA())","v":"Alcoa Portland 500 kV"},{"$f":"IF($E129=DataInput!$B128,DataInput!E128,NA())","v":"Direct Connect"},{"$f":"IF($E129=DataInput!$B128,DataInput!F128,NA())","v":"Winter"},{"$f":"IF($E129=DataInput!$B128,DataInput!G128,NA())","v":"Non-Coincident"},{"$f":"IF($E129=DataInput!$B128,DataInput!H128,NA())","v":2007},{"$f":"IF($E129=DataInput!$B128,DataInput!I128,NA())","v":"Actual"},{"$f":"IF($E129=DataInput!$B128,DataInput!J128,NA())","v":607.19320400000004},{"$f":"IF($E129=DataInput!$B128,DataInput!K128,NA())","v":"NA"},null,null,"VIC Alcoa Portland 500 kV",null,null,null,null,false,null,null,{"$error":"#N/A"},{"$error":"#N/A"},{"$error":"#N/A"},{"$error":"#N/A"},{"$error":"#N/A"},{"$error":"#N/A"},{"$error":"#N/A"},{"$error":"#N/A"},{"$error":"#N/A"},{"$error":"#N/A"}]
[null,{"$f":"IF(DataInput!B129=$B$8,IF($B$9=$B$10,TRUE,IF(DataInput!E129=$B$9,TRUE,FALSE)))","v":true},null,null,{"$f":"IF(B130=TRUE,DataInput!B129,NA())","v":"VIC"},{"$f":"IF($E130=DataInput!$B129,DataInput!C129,NA())","v":"APD"},{"$f":"IF($E130=DataInput!$B129,DataInput!D129,NA())","v":"Alcoa Portland 500 kV"},{"$f":"IF($E130=DataInput!$B129,DataInput!E129,NA())","v":"Direct Connect"},{"$f":"IF($E130=DataInput!$B129,DataInput!F129,NA())","v":"Winter"},{"$f":"IF($E130=DataInput!$B129,DataInput!G129,NA())","v":"Coincident"},{"$f":"IF($E130=DataInput!$B129,DataInput!H129,NA())","v":2008},{"$f":"IF($E130=DataInput!$B129,DataInput!I129,NA())","v":"TempCorrActualPOE10"},{"$f":"IF($E130=DataInput!$B129,DataInput!J129,NA())","v":655.85540460000004},{"$f":"IF($E130=DataInput!$B129,DataInput!K129,NA())","v":"NA"},null,null,"VIC Alcoa Portland 500 kV",null,null,null,null,false,null,null,{"$error":"#N/A"},{"$error":"#N/A"},{"$error":"#N/A"},{"$error":"#N/A"},{"$error":"#N/A"},{"$error":"#N/A"},{"$error":"#N/A"},{"$error":"#N/A"},{"$error":"#N/A"},{"$error":"#N/A"}]
[null,{"$f":"IF(DataInput!B130=$B$8,IF($B$9=$B$10,TRUE,IF(DataInput!E130=$B$9,TRUE,FALSE)))","v":true},null,null,{"$f":"IF(B131=TRUE,DataInput!B130,NA())","v":"VIC"},{"$f":"IF($E131=DataInput!$B130,DataInput!C130,NA())","v":"APD"},{"$f":"IF($E131=DataInput!$B130,DataInput!D130,NA())","v":"Alcoa Portland 500 kV"},{"$f":"IF($E131=DataInput!$B130,DataInput!E130,NA())","v":"Direct Connect"},{"$f":"IF($E131=DataInput!$B130,DataInput!F130,NA())","v":"Winter"},{"$f":"IF($E131=DataInput!$B130,DataInput!G130,NA())","v":"Coincident"},{"$f":"IF($E131=DataInput!$B130,DataInput!H130,NA())","v":2008},{"$f":"IF($E131=DataInput!$B130,DataInput!I130,NA())","v":"TempCorrActualPOE50"},{"$f":"IF($E131=DataInput!$B130,DataInput!J130,NA())","v":596.23218599999996},{"$f":"IF($E131=DataInput!$B130,DataInput!K130,NA())","v":"NA"},null,null,"VIC Alcoa Portland 500 kV",null,null,null,null,false,null,null,{"$error":"#N/A"},{"$error":"#N/A"},{"$error":"#N/A"},{"$error":"#N/A"},{"$error":"#N/A"},{"$error":"#N/A"},{"$error":"#N/A"},{"$error":"#N/A"},{"$error":"#N/A"},{"$error":"#N/A"}]
[null,{"$f":"IF(DataInput!B131=$B$8,IF($B$9=$B$10,TRUE,IF(DataInput!E131=$B$9,TRUE,FALSE)))","v":true},null,null,{"$f":"IF(B132=TRUE,DataInput!B131,NA())","v":"VIC"},{"$f":"IF($E132=DataInput!$B131,DataInput!C131,NA())","v":"APD"},{"$f":"IF($E132=DataInput!$B131,DataInput!D131,NA())","v":"Alcoa Portland 500 kV"},{"$f":"IF($E132=DataInput!$B131,DataInput!E131,NA())","v":"Direct Connect"},{"$f":"IF($E132=DataInput!$B131,DataInput!F131,NA())","v":"Winter"},{"$f":"IF($E132=DataInput!$B131,DataInput!G131,NA())","v":"Non-Coincident"},{"$f":"IF($E132=DataInput!$B131,DataInput!H131,NA())","v":2008},{"$f":"IF($E132=DataInput!$B131,DataInput!I131,NA())","v":"TempCorrActualPOE10"},{"$f":"IF($E132=DataInput!$B131,DataInput!J131,NA())","v":676.94697840000003},{"$f":"IF($E132=DataInput!$B131,DataInput!K131,NA())","v":"NA"},null,null,"VIC Alcoa Portland 500 kV",null,null,null,null,false,null,null,{"$error":"#N/A"},{"$error":"#N/A"},{"$error":"#N/A"},{"$error":"#N/A"},{"$error":"#N/A"},{"$error":"#N/A"},{"$error":"#N/A"},{"$error":"#N/A"},{"$error":"#N/A"},{"$error":"#N/A"}]
[null,{"$f":"IF(DataInput!B132=$B$8,IF($B$9=$B$10,TRUE,IF(DataInput!E132=$B$9,TRUE,FALSE)))","v":true},null,null,{"$f":"IF(B133=TRUE,DataInput!B132,NA())","v":"VIC"},{"$f":"IF($E133=DataInput!$B132,DataInput!C132,NA())","v":"APD"},{"$f":"IF($E133=DataInput!$B132,DataInput!D132,NA())","v":"Alcoa Portland 500 kV"},{"$f":"IF($E133=DataInput!$B132,DataInput!E132,NA())","v":"Direct Connect"},{"$f":"IF($E133=DataInput!$B132,DataInput!F132,NA())","v":"Winter"},{"$f":"IF($E133=DataInput!$B132,DataInput!G132,NA())","v":"Non-Coincident"},{"$f":"IF($E133=DataInput!$B132,DataInput!H132,NA())","v":2008},{"$f":"IF($E133=DataInput!$B132,DataInput!I132,NA())","v":"TempCorrActualPOE50"},{"$f":"IF($E133=DataInput!$B132,DataInput!J132,NA())","v":615.40634399999999},{"$f":"IF($E133=DataInput!$B132,DataInput!K132,NA())","v":"NA"},null,null,"VIC Alcoa Portland 500 kV",null,null,null,null,false,null,null,{"$error":"#N/A"},{"$error":"#N/A"},{"$error":"#N/A"},{"$error":"#N/A"},{"$error":"#N/A"},{"$error":"#N/A"},{"$error":"#N/A"},{"$error":"#N/A"},{"$error":"#N/A"},{"$error":"#N/A"}]
[null,{"$f":"IF(DataInput!B133=$B$8,IF($B$9=$B$10,TRUE,IF(DataInput!E133=$B$9,TRUE,FALSE)))","v":true},null,null,{"$f":"IF(B134=TRUE,DataInput!B133,NA())","v":"VIC"},{"$f":"IF($E134=DataInput!$B133,DataInput!C133,NA())","v":"APD"},{"$f":"IF($E134=DataInput!$B133,DataInput!D133,NA())","v":"Alcoa Portland 500 kV"},{"$f":"IF($E134=DataInput!$B133,DataInput!E133,NA())","v":"Direct Connect"},{"$f":"IF($E134=DataInput!$B133,DataInput!F133,NA())","v":"Winter"},{"$f":"IF($E134=DataInput!$B133,DataInput!G133,NA())","v":"Coincident"},{"$f":"IF($E134=DataInput!$B133,DataInput!H133,NA())","v":2008},{"$f":"IF($E134=DataInput!$B133,DataInput!I133,NA())","v":"Actual"},{"$f":"IF($E134=DataInput!$B133,DataInput!J133,NA())","v":596.23218599999996},{"$f":"IF($E134=DataInput!$B133,DataInput!K133,NA())","v":"NA"},null,null,"VIC Alcoa Portland 500 kV",null,null,null,null,false,null,null,{"$error":"#N/A"},{"$error":"#N/A"},{"$error":"#N/A"},{"$error":"#N/A"},{"$error":"#N/A"},{"$error":"#N/A"},{"$error":"#N/A"},{"$error":"#N/A"},{"$error":"#N/A"},{"$error":"#N/A"}]
[null,{"$f":"IF(DataInput!B134=$B$8,IF($B$9=$B$10,TRUE,IF(DataInput!E134=$B$9,TRUE,FALSE)))","v":true},null,null,{"$f":"IF(B135=TRUE,DataInput!B134,NA())","v":"VIC"},{"$f":"IF($E135=DataInput!$B134,DataInput!C134,NA())","v":"APD"},{"$f":"IF($E135=DataInput!$B134,DataInput!D134,NA())","v":"Alcoa Portland 500 kV"},{"$f":"IF($E135=DataInput!$B134,DataInput!E134,NA())","v":"Direct Connect"},{"$f":"IF($E135=DataInput!$B134,DataInput!F134,NA())","v":"Winter"},{"$f":"IF($E135=DataInput!$B134,DataInput!G134,NA())","v":"Non-Coincident"},{"$f":"IF($E135=DataInput!$B134,DataInput!H134,NA())","v":2008},{"$f":"IF($E135=DataInput!$B134,DataInput!I134,NA())","v":"Actual"},{"$f":"IF($E135=DataInput!$B134,DataInput!J134,NA())","v":615.40634399999999},{"$f":"IF($E135=DataInput!$B134,DataInput!K134,NA())","v":"NA"},null,null,"VIC Alcoa Portland 500 kV",null,null,null,null,false,null,null,{"$error":"#N/A"},{"$error":"#N/A"},{"$error":"#N/A"},{"$error":"#N/A"},{"$error":"#N/A"},{"$error":"#N/A"},{"$error":"#N/A"},{"$error":"#N/A"},{"$error":"#N/A"},{"$error":"#N/A"}]
[null,{"$f":"IF(DataInput!B135=$B$8,IF($B$9=$B$10,TRUE,IF(DataInput!E135=$B$9,TRUE,FALSE)))","v":true},null,null,{"$f":"IF(B136=TRUE,DataInput!B135,NA())","v":"VIC"},{"$f":"IF($E136=DataInput!$B135,DataInput!C135,NA())","v":"APD"},{"$f":"IF($E136=DataInput!$B135,DataInput!D135,NA())","v":"Alcoa Portland 500 kV"},{"$f":"IF($E136=DataInput!$B135,DataInput!E135,NA())","v":"Direct Connect"},{"$f":"IF($E136=DataInput!$B135,DataInput!F135,NA())","v":"Winter"},{"$f":"IF($E136=DataInput!$B135,DataInput!G135,NA())","v":"Coincident"},{"$f":"IF($E136=DataInput!$B135,DataInput!H135,NA())","v":2009},{"$f":"IF($E136=DataInput!$B135,DataInput!I135,NA())","v":"TempCorrActualPOE10"},{"$f":"IF($E136=DataInput!$B135,DataInput!J135,NA())","v":624.69048180000004},{"$f":"IF($E136=DataInput!$B135,DataInput!K135,NA())","v":"NA"},null,null,"VIC Alcoa Portland 500 kV",null,null,null,null,false,null,null,{"$error":"#N/A"},{"$error":"#N/A"},{"$error":"#N/A"},{"$error":"#N/A"},{"$error":"#N/A"},{"$error":"#N/A"},{"$error":"#N/A"},{"$error":"#N/A"},{"$error":"#N/A"},{"$error":"#N/A"}]
[null,{"$f":"IF(DataInput!B136=$B$8,IF($B$9=$B$10,TRUE,IF(DataInput!E136=$B$9,TRUE,FALSE)))","v":true},null,null,{"$f":"IF(B137=TRUE,DataInput!B136,NA())","v":"VIC"},{"$f":"IF($E137=DataInput!$B136,DataInput!C136,NA())","v":"APD"},{"$f":"IF($E137=DataInput!$B136,DataInput!D136,NA())","v":"Alcoa Portland 500 kV"},{"$f":"IF($E137=DataInput!$B136,DataInput!E136,NA())","v":"Direct Connect"},{"$f":"IF($E137=DataInput!$B136,DataInput!F136,NA())","v":"Winter"},{"$f":"IF($E137=DataInput!$B136,DataInput!G136,NA())","v":"Coincident"},{"$f":"IF($E137=DataInput!$B136,DataInput!H136,NA())","v":2009},{"$f":"IF($E137=DataInput!$B136,DataInput!I136,NA())","v":"TempCorrActualPOE50"},{"$f":"IF($E137=DataInput!$B136,DataInput!J136,NA())","v":567.90043800000001},{"$f":"IF($E137=DataInput!$B136,DataInput!K136,NA())","v":"NA"},null,null,"VIC Alcoa Portland 500 kV",null,null,null,null,false,null,null,{"$error":"#N/A"},{"$error":"#N/A"},{"$error":"#N/A"},{"$error":"#N/A"},{"$error":"#N/A"},{"$error":"#N/A"},{"$error":"#N/A"},{"$error":"#N/A"},{"$error":"#N/A"},{"$error":"#N/A"}]
[null,{"$f":"IF(DataInput!B137=$B$8,IF($B$9=$B$10,TRUE,IF(DataInput!E137=$B$9,TRUE,FALSE)))","v":true},null,null,{"$f":"IF(B138=TRUE,DataInput!B137,NA())","v":"VIC"},{"$f":"IF($E138=DataInput!$B137,DataInput!C137,NA())","v":"APD"},{"$f":"IF($E138=DataInput!$B137,DataInput!D137,NA())","v":"Alcoa Portland 500 kV"},{"$f":"IF($E138=DataInput!$B137,DataInput!E137,NA())","v":"Direct Connect"},{"$f":"IF($E138=DataInput!$B137,DataInput!F137,NA())","v":"Winter"},{"$f":"IF($E138=DataInput!$B137,DataInput!G137,NA())","v":"Non-Coincident"},{"$f":"IF($E138=DataInput!$B137,DataInput!H137,NA())","v":2009},{"$f":"IF($E138=DataInput!$B137,DataInput!I137,NA())","v":"TempCorrActualPOE10"},{"$f":"IF($E138=DataInput!$B137,DataInput!J137,NA())","v":636.883467},{"$f":"IF($E138=DataInput!$B137,DataInput!K137,NA())","v":"NA"},null,null,"VIC Alcoa Portland 500 kV",null,null,null,null,false,null,null,{"$error":"#N/A"},{"$error":"#N/A"},{"$error":"#N/A"},{"$error":"#N/A"},{"$error":"#N/A"},{"$error":"#N/A"},{"$error":"#N/A"},{"$error":"#N/A"},{"$error":"#N/A"},{"$error":"#N/A"}]
[null,{"$f":"IF(DataInput!B138=$B$8,IF($B$9=$B$10,TRUE,IF(DataInput!E138=$B$9,TRUE,FALSE)))","v":true},null,null,{"$f":"IF(B139=TRUE,DataInput!B138,NA())","v":"VIC"},{"$f":"IF($E139=DataInput!$B138,DataInput!C138,NA())","v":"APD"},{"$f":"IF($E139=DataInput!$B138,DataInput!D138,NA())","v":"Alcoa Portland 500 kV"},{"$f":"IF($E139=DataInput!$B138,DataInput!E138,NA())","v":"Direct Connect"},{"$f":"IF($E139=DataInput!$B138,DataInput!F138,NA())","v":"Winter"},{"$f":"IF($E139=DataInput!$B138,DataInput!G138,NA())","v":"Non-Coincident"},{"$f":"IF($E139=DataInput!$B138,DataInput!H138,NA())","v":2009},{"$f":"IF($E139=DataInput!$B138,DataInput!I138,NA())","v":"TempCorrActualPOE50"},{"$f":"IF($E139=DataInput!$B138,DataInput!J138,NA())","v":578.98496999999998},{"$f":"IF($E139=DataInput!$B138,DataInput!K138,NA())","v":"NA"},null,null,"VIC Alcoa Portland 500 kV",null,null,null,null,false,null,null,{"$error":"#N/A"},{"$error":"#N/A"},{"$error":"#N/A"},{"$error":"#N/A"},{"$error":"#N/A"},{"$error":"#N/A"},{"$error":"#N/A"},{"$error":"#N/A"},{"$error":"#N/A"},{"$error":"#N/A"}]
[null,{"$f":"IF(DataInput!B139=$B$8,IF($B$9=$B$10,TRUE,IF(DataInput!E139=$B$9,TRUE,FALSE)))","v":true},null,null,{"$f":"IF(B140=TRUE,DataInput!B139,NA())","v":"VIC"},{"$f":"IF($E140=DataInput!$B139,DataInput!C139,NA())","v":"APD"},{"$f":"IF($E140=DataInput!$B139,DataInput!D139,NA())","v":"Alcoa Portland 500 kV"},{"$f":"IF($E140=DataInput!$B139,DataInput!E139,NA())","v":"Direct Connect"},{"$f":"IF($E140=DataInput!$B139,DataInput!F139,NA())","v":"Winter"},{"$f":"IF($E140=DataInput!$B139,DataInput!G139,NA())","v":"Coincident"},{"$f":"IF($E140=DataInput!$B139,DataInput!H139,NA())","v":2009},{"$f":"IF($E140=DataInput!$B139,DataInput!I139,NA())","v":"Actual"},{"$f":"IF($E140=DataInput!$B139,DataInput!J139,NA())","v":567.90043800000001},{"$f":"IF($E140=DataInput!$B139,DataInput!K139,NA())","v":"NA"},null,null,{"$f":"IF(OR(ISERROR(E140),ISERROR(G140)),\"  \",E140&\" \"&G140)","v":"VIC Alcoa Portland 500 kV"},null,null,null,null,{"$f":"IF(ISERROR(G140),FALSE,IF($V$9=G140,TRUE,FALSE))","v":false},null,null,{"$f":"IF($V140=TRUE,E140,NA())","v":{"$error":"#N/A"}},{"$error":"#N/A"},{"$error":"#N/A"},{"$error":"#N/A"},{"$error":"#N/A"},{"$error":"#N/A"},{"$error":"#N/A"},{"$error":"#N/A"},{"$error":"#N/A"},{"$error":"#N/A"}]
[null,{"$f":"IF(DataInput!B140=$B$8,IF($B$9=$B$10,TRUE,IF(DataInput!E140=$B$9,TRUE,FALSE)))","v":true},null,null,{"$f":"IF(B141=TRUE,DataInput!B140,NA())","v":"VIC"},{"$f":"IF($E141=DataInput!$B140,DataInput!C140,NA())","v":"APD"},{"$f":"IF($E141=DataInput!$B140,DataInput!D140,NA())","v":"Alcoa Portland 500 kV"},{"$f":"IF($E141=DataInput!$B140,DataInput!E140,NA())","v":"Direct Connect"},{"$f":"IF($E141=DataInput!$B140,DataInput!F140,NA())","v":"Winter"},{"$f":"IF($E141=DataInput!$B140,DataInput!G140,NA())","v":"Non-Coincident"},{"$f":"IF($E141=DataInput!$B140,DataInput!H140,NA())","v":2009},{"$f":"IF($E141=DataInput!$B140,DataInput!I140,NA())","v":"Actual"},{"$f":"IF($E141=DataInput!$B140,DataInput!J140,NA())","v":578.98496999999998},{"$f":"IF($E141=DataInput!$B140,DataInput!K140,NA())","v":"NA"},null,null,"VIC Alcoa Portland 500 kV",null,null,null,null,false,null,null,{"$error":"#N/A"},{"$error":"#N/A"},{"$error":"#N/A"},{"$error":"#N/A"},{"$error":"#N/A"},{"$error":"#N/A"},{"$error":"#N/A"},{"$error":"#N/A"},{"$error":"#N/A"},{"$error":"#N/A"}]
[null,{"$f":"IF(DataInput!B141=$B$8,IF($B$9=$B$10,TRUE,IF(DataInput!E141=$B$9,TRUE,FALSE)))","v":true},null,null,{"$f":"IF(B142=TRUE,DataInput!B141,NA())","v":"VIC"},{"$f":"IF($E142=DataInput!$B141,DataInput!C141,NA())","v":"APD"},{"$f":"IF($E142=DataInput!$B141,DataInput!D141,NA())","v":"Alcoa Portland 500 kV"},{"$f":"IF($E142=DataInput!$B141,DataInput!E141,NA())","v":"Direct Connect"},{"$f":"IF($E142=DataInput!$B141,DataInput!F141,NA())","v":"Winter"},{"$f":"IF($E142=DataInput!$B141,DataInput!G141,NA())","v":"Coincident"},{"$f":"IF($E142=DataInput!$B141,DataInput!H141,NA())","v":2010},{"$f":"IF($E142=DataInput!$B141,DataInput!I141,NA())","v":"TempCorrActualPOE10"},{"$f":"IF($E142=DataInput!$B141,DataInput!J141,NA())","v":464.65021899999999},{"$f":"IF($E142=DataInput!$B141,DataInput!K141,NA())","v":"NA"},null,null,"VIC Alcoa Portland 500 kV",null,null,null,null,false,null,null,{"$error":"#N/A"},{"$error":"#N/A"},{"$error":"#N/A"},{"$error":"#N/A"},{"$error":"#N/A"},{"$error":"#N/A"},{"$error":"#N/A"},{"$error":"#N/A"},{"$error":"#N/A"},{"$error":"#N/A"}]
[null,{"$f":"IF(DataInput!B142=$B$8,IF($B$9=$B$10,TRUE,IF(DataInput!E142=$B$9,TRUE,FALSE)))","v":true},null,null,{"$f":"IF(B143=TRUE,DataInput!B142,NA())","v":"VIC"},{"$f":"IF($E143=DataInput!$B142,DataInput!C142,NA())","v":"APD"},{"$f":"IF($E143=DataInput!$B142,DataInput!D142,NA())","v":"Alcoa Portland 500 kV"},{"$f":"IF($E143=DataInput!$B142,DataInput!E142,NA())","v":"Direct Connect"},{"$f":"IF($E143=DataInput!$B142,DataInput!F142,NA())","v":"Winter"},{"$f":"IF($E143=DataInput!$B142,DataInput!G142,NA())","v":"Coincident"},{"$f":"IF($E143=DataInput!$B142,DataInput!H142,NA())","v":2010},{"$f":"IF($E143=DataInput!$B142,DataInput!I142,NA())","v":"TempCorrActualPOE50"},{"$f":"IF($E143=DataInput!$B142,DataInput!J142,NA())","v":422.40929},{"$f":"IF($E143=DataInput!$B142,DataInput!K142,NA())","v":"NA"},null,null,"VIC Alcoa Portland 500 kV",null,null,null,null,false,null,null,{"$error":"#N/A"},{"$error":"#N/A"},{"$error":"#N/A"},{"$error":"#N/A"},{"$error":"#N/A"},{"$error":"#N/A"},{"$error":"#N/A"},{"$error":"#N/A"},{"$error":"#N/A"},{"$error":"#N/A"}]
[null,{"$f":"IF(DataInput!B143=$B$8,IF($B$9=$B$10,TRUE,IF(DataInput!E143=$B$9,TRUE,FALSE)))","v":true},null,null,{"$f":"IF(B144=TRUE,DataInput!B143,NA())","v":"VIC"},{"$f":"IF($E144=DataInput!$B143,DataInput!C143,NA())","v":"APD"},{"$f":"IF($E144=DataInput!$B143,DataInput!D143,NA())","v":"Alcoa Portland 500 kV"},{"$f":"IF($E144=DataInput!$B143,DataInput!E143,NA())","v":"Direct Connect"},{"$f":"IF($E144=DataInput!$B143,DataInput!F143,NA())","v":"Winter"},{"$f":"IF($E144=DataInput!$B143,DataInput!G143,NA())","v":"Non-Coincident"},{"$f":"IF($E144=DataInput!$B143,DataInput!H143,NA())","v":2010},{"$f":"IF($E144=DataInput!$B143,DataInput!I143,NA())","v":"TempCorrActualPOE10"},{"$f":"IF($E144=DataInput!$B143,DataInput!J143,NA())","v":516.54769839999994},{"$f":"IF($E144=DataInput!$B143,DataInput!K143,NA())","v":"NA"},null,null,"VIC Alcoa Portland 500 kV",null,null,null,null,false,null,null,{"$error":"#N/A"},{"$error":"#N/A"},{"$error":"#N/A"},{"$error":"#N/A"},{"$error":"#N/A"},{"$error":"#N/A"},{"$error":"#N/A"},{"$error":"#N/A"},{"$error":"#N/A"},{"$error":"#N/A"}]
[null,{"$f":"IF(DataInput!B144=$B$8,IF($B$9=$B$10,TRUE,IF(DataInput!E144=$B$9,TRUE,FALSE)))","v":true},null,null,{"$f":"IF(B145=TRUE,DataInput!B144,NA())","v":"VIC"},{"$f":"IF($E145=DataInput!$B144,DataInput!C144,NA())","v":"APD"},{"$f":"IF($E145=DataInput!$B144,DataInput!D144,NA())","v":"Alcoa Portland 500 kV"},{"$f":"IF($E145=DataInput!$B144,DataInput!E144,NA())","v":"Direct Connect"},{"$f":"IF($E145=DataInput!$B144,DataInput!F144,NA())","v":"Winter"},{"$f":"IF($E145=DataInput!$B144,DataInput!G144,NA())","v":"Non-Coincident"},{"$f":"IF($E145=DataInput!$B144,DataInput!H144,NA())","v":2010},{"$f":"IF($E145=DataInput!$B144,DataInput!I144,NA())","v":"TempCorrActualPOE50"},{"$f":"IF($E145=DataInput!$B144,DataInput!J144,NA())","v":469.5888167},{"$f":"IF($E145=DataInput!$B144,DataInput!K144,NA())","v":"NA"},null,null,"VIC Alcoa Portland 500 kV",null,null,null,null,false,null,null,{"$error":"#N/A"},{"$error":"#N/A"},{"$error":"#N/A"},{"$error":"#N/A"},{"$error":"#N/A"},{"$error":"#N/A"},{"$error":"#N/A"},{"$error":"#N/A"},{"$error":"#N/A"},{"$error":"#N/A"}]
[null,{"$f":"IF(DataInput!B145=$B$8,IF($B$9=$B$10,TRUE,IF(DataInput!E145=$B$9,TRUE,FALSE)))","v":true},null,null,{"$f":"IF(B146=TRUE,DataInput!B145,NA())","v":"VIC"},{"$f":"IF($E146=DataInput!$B145,DataInput!C145,NA())","v":"APD"},{"$f":"IF($E146=DataInput!$B145,DataInput!D145,NA())","v":"Alcoa Portland 500 kV"},{"$f":"IF($E146=DataInput!$B145,DataInput!E145,NA())","v":"Direct Connect"},{"$f":"IF($E146=DataInput!$B145,DataInput!F145,NA())","v":"Winter"},{"$f":"IF($E146=DataInput!$B145,DataInput!G145,NA())","v":"Coincident"},{"$f":"IF($E146=DataInput!$B145,DataInput!H145,NA())","v":2010},{"$f":"IF($E146=DataInput!$B145,DataInput!I145,NA())","v":"Actual"},{"$f":"IF($E146=DataInput!$B145,DataInput!J145,NA())","v":422.40929},{"$f":"IF($E146=DataInput!$B145,DataInput!K145,NA())","v":"NA"},null,null,"VIC Alcoa Portland 500 kV",null,null,null,null,false,null,null,{"$error":"#N/A"},{"$error":"#N/A"},{"$error":"#N/A"},{"$error":"#N/A"},{"$error":"#N/A"},{"$error":"#N/A"},{"$error":"#N/A"},{"$error":"#N/A"},{"$error":"#N/A"},{"$error":"#N/A"}]
[null,{"$f":"IF(DataInput!B146=$B$8,IF($B$9=$B$10,TRUE,IF(DataInput!E146=$B$9,TRUE,FALSE)))","v":true},null,null,{"$f":"IF(B147=TRUE,DataInput!B146,NA())","v":"VIC"},{"$f":"IF($E147=DataInput!$B146,DataInput!C146,NA())","v":"APD"},{"$f":"IF($E147=DataInput!$B146,DataInput!D146,NA())","v":"Alcoa Portland 500 kV"},{"$f":"IF($E147=DataInput!$B146,DataInput!E146,NA())","v":"Direct Connect"},{"$f":"IF($E147=DataInput!$B146,DataInput!F146,NA())","v":"Winter"},{"$f":"IF($E147=DataInput!$B146,DataInput!G146,NA())","v":"Non-Coincident"},{"$f":"IF($E147=DataInput!$B146,DataInput!H146,NA())","v":2010},{"$f":"IF($E147=DataInput!$B146,DataInput!I146,NA())","v":"Actual"},{"$f":"IF($E147=DataInput!$B146,DataInput!J146,NA())","v":509.40242999999998},{"$f":"IF($E147=DataInput!$B146,DataInput!K146,NA())","v":"NA"},null,null,"VIC Alcoa Portland 500 kV",null,null,null,null,false,null,null,{"$error":"#N/A"},{"$error":"#N/A"},{"$error":"#N/A"},{"$error":"#N/A"},{"$error":"#N/A"},{"$error":"#N/A"},{"$error":"#N/A"},{"$error":"#N/A"},{"$error":"#N/A"},{"$error":"#N/A"}]
[null,{"$f":"IF(DataInput!B147=$B$8,IF($B$9=$B$10,TRUE,IF(DataInput!E147=$B$9,TRUE,FALSE)))","v":true},null,null,{"$f":"IF(B148=TRUE,DataInput!B147,NA())","v":"VIC"},{"$f":"IF($E148=DataInput!$B147,DataInput!C147,NA())","v":"APD"},{"$f":"IF($E148=DataInput!$B147,DataInput!D147,NA())","v":"Alcoa Portland 500 kV"},{"$f":"IF($E148=DataInput!$B147,DataInput!E147,NA())","v":"Direct Connect"},{"$f":"IF($E148=DataInput!$B147,DataInput!F147,NA())","v":"Winter"},{"$f":"IF($E148=DataInput!$B147,DataInput!G147,NA())","v":"Coincident"},{"$f":"IF($E148=DataInput!$B147,DataInput!H147,NA())","v":2011},{"$f":"IF($E148=DataInput!$B147,DataInput!I147,NA())","v":"TempCorrActualPOE10"},{"$f":"IF($E148=DataInput!$B147,DataInput!J147,NA())","v":457.41899940000002},{"$f":"IF($E148=DataInput!$B147,DataInput!K147,NA())","v":"NA"},null,null,"VIC Alcoa Portland 500 kV",null,null,null,null,false,null,null,{"$error":"#N/A"},{"$error":"#N/A"},{"$error":"#N/A"},{"$error":"#N/A"},{"$error":"#N/A"},{"$error":"#N/A"},{"$error":"#N/A"},{"$error":"#N/A"},{"$error":"#N/A"},{"$error":"#N/A"}]
[null,{"$f":"IF(DataInput!B148=$B$8,IF($B$9=$B$10,TRUE,IF(DataInput!E148=$B$9,TRUE,FALSE)))","v":true},null,null,{"$f":"IF(B149=TRUE,DataInput!B148,NA())","v":"VIC"},{"$f":"IF($E149=DataInput!$B148,DataInput!C148,NA())","v":"APD"},{"$f":"IF($E149=DataInput!$B148,DataInput!D148,NA())","v":"Alcoa Portland 500 kV"},{"$f":"IF($E149=DataInput!$B148,DataInput!E148,NA())","v":"Direct Connect"},{"$f":"IF($E149=DataInput!$B148,DataInput!F148,NA())","v":"Winter"},{"$f":"IF($E149=DataInput!$B148,DataInput!G148,NA())","v":"Coincident"},{"$f":"IF($E149=DataInput!$B148,DataInput!H148,NA())","v":2011},{"$f":"IF($E149=DataInput!$B148,DataInput!I148,NA())","v":"TempCorrActualPOE50"},{"$f":"IF($E149=DataInput!$B148,DataInput!J148,NA())","v":415.83545400000003},{"$f":"IF($E149=DataInput!$B148,DataInput!K148,NA())","v":"NA"},null,null,"VIC Alcoa Portland 500 kV",null,null,null,null,false,null,null,{"$error":"#N/A"},{"$error":"#N/A"},{"$error":"#N/A"},{"$error":"#N/A"},{"$error":"#N/A"},{"$error":"#N/A"},{"$error":"#N/A"},{"$error":"#N/A"},{"$error":"#N/A"},{"$error":"#N/A"}]
[null,{"$f":"IF(DataInput!B149=$B$8,IF($B$9=$B$10,TRUE,IF(DataInput!E149=$B$9,TRUE,FALSE)))","v":true},null,null,{"$f":"IF(B150=TRUE,DataInput!B149,NA())","v":"VIC"},{"$f":"IF($E150=DataInput!$B149,DataInput!C149,NA())","v":"APD"},{"$f":"IF($E150=DataInput!$B149,DataInput!D149,NA())","v":"Alcoa Portland 500 kV"},{"$f":"IF($E150=DataInput!$B149,DataInput!E149,NA())","v":"Direct Connect"},{"$f":"IF($E150=DataInput!$B149,DataInput!F149,NA())","v":"Winter"},{"$f":"IF($E150=DataInput!$B149,DataInput!G149,NA())","v":"Non-Coincident"},{"$f":"IF($E150=DataInput!$B149,DataInput!H149,NA())","v":2011},{"$f":"IF($E150=DataInput!$B149,DataInput!I149,NA())","v":"TempCorrActualPOE10"},{"$f":"IF($E150=DataInput!$B149,DataInput!J149,NA())","v":508.50881299999998},{"$f":"IF($E150=DataInput!$B149,DataInput!K149,NA())","v":"NA"},null,null,"VIC Alcoa Portland 500 kV",null,null,null,null,false,null,null,{"$error":"#N/A"},{"$error":"#N/A"},{"$error":"#N/A"},{"$error":"#N/A"},{"$error":"#N/A"},{"$error":"#N/A"},{"$error":"#N/A"},{"$error":"#N/A"},{"$error":"#N/A"},{"$error":"#N/A"}]
[null,{"$f":"IF(DataInput!B150=$B$8,IF($B$9=$B$10,TRUE,IF(DataInput!E150=$B$9,TRUE,FALSE)))","v":true},null,null,{"$f":"IF(B151=TRUE,DataInput!B150,NA())","v":"VIC"},{"$f":"IF($E151=DataInput!$B150,DataInput!C150,NA())","v":"APD"},{"$f":"IF($E151=DataInput!$B150,DataInput!D150,NA())","v":"Alcoa Portland 500 kV"},{"$f":"IF($E151=DataInput!$B150,DataInput!E150,NA())","v":"Direct Connect"},{"$f":"IF($E151=DataInput!$B150,DataInput!F150,NA())","v":"Winter"},{"$f":"IF($E151=DataInput!$B150,DataInput!G150,NA())","v":"Non-Coincident"},{"$f":"IF($E151=DataInput!$B150,DataInput!H150,NA())","v":2011},{"$f":"IF($E151=DataInput!$B150,DataInput!I150,NA())","v":"TempCorrActualPOE50"},{"$f":"IF($E151=DataInput!$B150,DataInput!J150,NA())","v":462.28073910000001},{"$f":"IF($E151=DataInput!$B150,DataInput!K150,NA())","v":"NA"},null,null,"VIC Alcoa Portland 500 kV",null,null,null,null,false,null,null,{"$error":"#N/A"},{"$error":"#N/A"},{"$error":"#N/A"},{"$error":"#N/A"},{"$error":"#N/A"},{"$error":"#N/A"},{"$error":"#N/A"},{"$error":"#N/A"},{"$error":"#N/A"},{"$error":"#N/A"}]
[null,{"$f":"IF(DataInput!B151=$B$8,IF($B$9=$B$10,TRUE,IF(DataInput!E151=$B$9,TRUE,FALSE)))","v":true},null,null,{"$f":"IF(B152=TRUE,DataInput!B151,NA())","v":"VIC"},{"$f":"IF($E152=DataInput!$B151,DataInput!C151,NA())","v":"APD"},{"$f":"IF($E152=DataInput!$B151,DataInput!D151,NA())","v":"Alcoa Portland 500 kV"},{"$f":"IF($E152=DataInput!$B151,DataInput!E151,NA())","v":"Direct Connect"},{"$f":"IF($E152=DataInput!$B151,DataInput!F151,NA())","v":"Winter"},{"$f":"IF($E152=DataInput!$B151,DataInput!G151,NA())","v":"Coincident"},{"$f":"IF($E152=DataInput!$B151,DataInput!H151,NA())","v":2011},{"$f":"IF($E152=DataInput!$B151,DataInput!I151,NA())","v":"Actual"},{"$f":"IF($E152=DataInput!$B151,DataInput!J151,NA())","v":415.83545400000003},{"$f":"IF($E152=DataInput!$B151,DataInput!K151,NA())","v":"NA"},null,null,"VIC Alcoa Portland 500 kV",null,null,null,null,false,null,null,{"$error":"#N/A"},{"$error":"#N/A"},{"$error":"#N/A"},{"$error":"#N/A"},{"$error":"#N/A"},{"$error":"#N/A"},{"$error":"#N/A"},{"$error":"#N/A"},{"$error":"#N/A"},{"$error":"#N/A"}]
[null,{"$f":"IF(DataInput!B152=$B$8,IF($B$9=$B$10,TRUE,IF(DataInput!E152=$B$9,TRUE,FALSE)))","v":true},null,null,{"$f":"IF(B153=TRUE,DataInput!B152,NA())","v":"VIC"},{"$f":"IF($E153=DataInput!$B152,DataInput!C152,NA())","v":"APD"},{"$f":"IF($E153=DataInput!$B152,DataInput!D152,NA())","v":"Alcoa Portland 500 kV"},{"$f":"IF($E153=DataInput!$B152,DataInput!E152,NA())","v":"Direct Connect"},{"$f":"IF($E153=DataInput!$B152,DataInput!F152,NA())","v":"Winter"},{"$f":"IF($E153=DataInput!$B152,DataInput!G152,NA())","v":"Non-Coincident"},{"$f":"IF($E153=DataInput!$B152,DataInput!H152,NA())","v":2011},{"$f":"IF($E153=DataInput!$B152,DataInput!I152,NA())","v":"Actual"},{"$f":"IF($E153=DataInput!$B152,DataInput!J152,NA())","v":512.16596000000004},{"$f":"IF($E153=DataInput!$B152,DataInput!K152,NA())","v":"NA"},null,null,"VIC Alcoa Portland 500 kV",null,null,null,null,false,null,null,{"$error":"#N/A"},{"$error":"#N/A"},{"$error":"#N/A"},{"$error":"#N/A"},{"$error":"#N/A"},{"$error":"#N/A"},{"$error":"#N/A"},{"$error":"#N/A"},{"$error":"#N/A"},{"$error":"#N/A"}]
[null,{"$f":"IF(DataInput!B153=$B$8,IF($B$9=$B$10,TRUE,IF(DataInput!E153=$B$9,TRUE,FALSE)))","v":true},null,null,{"$f":"IF(B154=TRUE,DataInput!B153,NA())","v":"VIC"},{"$f":"IF($E154=DataInput!$B153,DataInput!C153,NA())","v":"APD"},{"$f":"IF($E154=DataInput!$B153,DataInput!D153,NA())","v":"Alcoa Portland 500 kV"},{"$f":"IF($E154=DataInput!$B153,DataInput!E153,NA())","v":"Direct Connect"},{"$f":"IF($E154=DataInput!$B153,DataInput!F153,NA())","v":"Winter"},{"$f":"IF($E154=DataInput!$B153,DataInput!G153,NA())","v":"Coincident"},{"$f":"IF($E154=DataInput!$B153,DataInput!H153,NA())","v":2012},{"$f":"IF($E154=DataInput!$B153,DataInput!I153,NA())","v":"TempCorrActualPOE10"},{"$f":"IF($E154=DataInput!$B153,DataInput!J153,NA())","v":554.55895880000003},{"$f":"IF($E154=DataInput!$B153,DataInput!K153,NA())","v":"NA"},null,null,"VIC Alcoa Portland 500 kV",null,null,null,null,false,null,null,{"$error":"#N/A"},{"$error":"#N/A"},{"$error":"#N/A"},{"$error":"#N/A"},{"$error":"#N/A"},{"$error":"#N/A"},{"$error":"#N/A"},{"$error":"#N/A"},{"$error":"#N/A"},{"$error":"#N/A"}]
[null,{"$f":"IF(DataInput!B154=$B$8,IF($B$9=$B$10,TRUE,IF(DataInput!E154=$B$9,TRUE,FALSE)))","v":true},null,null,{"$f":"IF(B155=TRUE,DataInput!B154,NA())","v":"VIC"},{"$f":"IF($E155=DataInput!$B154,DataInput!C154,NA())","v":"APD"},{"$f":"IF($E155=DataInput!$B154,DataInput!D154,NA())","v":"Alcoa Portland 500 kV"},{"$f":"IF($E155=DataInput!$B154,DataInput!E154,NA())","v":"Direct Connect"},{"$f":"IF($E155=DataInput!$B154,DataInput!F154,NA())","v":"Winter"},{"$f":"IF($E155=DataInput!$B154,DataInput!G154,NA())","v":"Coincident"},{"$f":"IF($E155=DataInput!$B154,DataInput!H154,NA())","v":2012},{"$f":"IF($E155=DataInput!$B154,DataInput!I154,NA())","v":"TempCorrActualPOE50"},{"$f":"IF($E155=DataInput!$B154,DataInput!J154,NA())","v":504.14450799999997},{"$f":"IF($E155=DataInput!$B154,DataInput!K154,NA())","v":"NA"},null,null,"VIC Alcoa Portland 500 kV",null,null,null,null,false,null,null,{"$error":"#N/A"},{"$error":"#N/A"},{"$error":"#N/A"},{"$error":"#N/A"},{"$error":"#N/A"},{"$error":"#N/A"},{"$error":"#N/A"},{"$error":"#N/A"},{"$error":"#N/A"},{"$error":"#N/A"}]
[null,{"$f":"IF(DataInput!B155=$B$8,IF($B$9=$B$10,TRUE,IF(DataInput!E155=$B$9,TRUE,FALSE)))","v":true},null,null,{"$f":"IF(B156=TRUE,DataInput!B155,NA())","v":"VIC"},{"$f":"IF($E156=DataInput!$B155,DataInput!C155,NA())","v":"APD"},{"$f":"IF($E156=DataInput!$B155,DataInput!D155,NA())","v":"Alcoa Portland 500 kV"},{"$f":"IF($E156=DataInput!$B155,DataInput!E155,NA())","v":"Direct Connect"},{"$f":"IF($E156=DataInput!$B155,DataInput!F155,NA())","v":"Winter"},{"$f":"IF($E156=DataInput!$B155,DataInput!G155,NA())","v":"Non-Coincident"},{"$f":"IF($E156=DataInput!$B155,DataInput!H155,NA())","v":2012},{"$f":"IF($E156=DataInput!$B155,DataInput!I155,NA())","v":"TempCorrActualPOE10"},{"$f":"IF($E156=DataInput!$B155,DataInput!J155,NA())","v":563.54678379999996},{"$f":"IF($E156=DataInput!$B155,DataInput!K155,NA())","v":"NA"},null,null,"VIC Alcoa Portland 500 kV",null,null,null,null,false,null,null,{"$error":"#N/A"},{"$error":"#N/A"},{"$error":"#N/A"},{"$error":"#N/A"},{"$error":"#N/A"},{"$error":"#N/A"},{"$error":"#N/A"},{"$error":"#N/A"},{"$error":"#N/A"},{"$error":"#N/A"}]
[null,{"$f":"IF(DataInput!B156=$B$8,IF($B$9=$B$10,TRUE,IF(DataInput!E156=$B$9,TRUE,FALSE)))","v":true},null,null,{"$f":"IF(B157=TRUE,DataInput!B156,NA())","v":"VIC"},{"$f":"IF($E157=DataInput!$B156,DataInput!C156,NA())","v":"APD"},{"$f":"IF($E157=DataInput!$B156,DataInput!D156,NA())","v":"Alcoa Portland 500 kV"},{"$f":"IF($E157=DataInput!$B156,DataInput!E156,NA())","v":"Direct Connect"},{"$f":"IF($E157=DataInput!$B156,DataInput!F156,NA())","v":"Winter"},{"$f":"IF($E157=DataInput!$B156,DataInput!G156,NA())","v":"Non-Coincident"},{"$f":"IF($E157=DataInput!$B156,DataInput!H156,NA())","v":2012},{"$f":"IF($E157=DataInput!$B156,DataInput!I156,NA())","v":"TempCorrActualPOE50"},{"$f":"IF($E157=DataInput!$B156,DataInput!J156,NA())","v":512.31525799999997},{"$f":"IF($E157=DataInput!$B156,DataInput!K156,NA())","v":"NA"},null,null,"VIC Alcoa Portland 500 kV",null,null,null,null,false,null,null,{"$error":"#N/A"},{"$error":"#N/A"},{"$error":"#N/A"},{"$error":"#N/A"},{"$error":"#N/A"},{"$error":"#N/A"},{"$error":"#N/A"},{"$error":"#N/A"},{"$error":"#N/A"},{"$error":"#N/A"}]
[null,{"$f":"IF(DataInput!B157=$B$8,IF($B$9=$B$10,TRUE,IF(DataInput!E157=$B$9,TRUE,FALSE)))","v":true},null,null,{"$f":"IF(B158=TRUE,DataInput!B157,NA())","v":"VIC"},{"$f":"IF($E158=DataInput!$B157,DataInput!C157,NA())","v":"APD"},{"$f":"IF($E158=DataInput!$B157,DataInput!D157,NA())","v":"Alcoa Portland 500 kV"},{"$f":"IF($E158=DataInput!$B157,DataInput!E157,NA())","v":"Direct Connect"},{"$f":"IF($E158=DataInput!$B157,DataInput!F157,NA())","v":"Winter"},{"$f":"IF($E158=DataInput!$B157,DataInput!G157,NA())","v":"Coincident"},{"$f":"IF($E158=DataInput!$B157,DataInput!H157,NA())","v":2012},{"$f":"IF($E158=DataInput!$B157,DataInput!I157,NA())","v":"Actual"},{"$f":"IF($E158=DataInput!$B157,DataInput!J157,NA())","v":504.14450799999997},{"$f":"IF($E158=DataInput!$B157,DataInput!K157,NA())","v":"NA"},null,null,"VIC Alcoa Portland 500 kV",null,null,null,null,false,null,null,{"$error":"#N/A"},{"$error":"#N/A"},{"$error":"#N/A"},{"$error":"#N/A"},{"$error":"#N/A"},{"$error":"#N/A"},{"$error":"#N/A"},{"$error":"#N/A"},{"$error":"#N/A"},{"$error":"#N/A"}]
[null,{"$f":"IF(DataInput!B158=$B$8,IF($B$9=$B$10,TRUE,IF(DataInput!E158=$B$9,TRUE,FALSE)))","v":true},null,null,{"$f":"IF(B159=TRUE,DataInput!B158,NA())","v":"VIC"},{"$f":"IF($E159=DataInput!$B158,DataInput!C158,NA())","v":"APD"},{"$f":"IF($E159=DataInput!$B158,DataInput!D158,NA())","v":"Alcoa Portland 500 kV"},{"$f":"IF($E159=DataInput!$B158,DataInput!E158,NA())","v":"Direct Connect"},{"$f":"IF($E159=DataInput!$B158,DataInput!F158,NA())","v":"Winter"},{"$f":"IF($E159=DataInput!$B158,DataInput!G158,NA())","v":"Non-Coincident"},{"$f":"IF($E159=DataInput!$B158,DataInput!H158,NA())","v":2012},{"$f":"IF($E159=DataInput!$B158,DataInput!I158,NA())","v":"Actual"},{"$f":"IF($E159=DataInput!$B158,DataInput!J158,NA())","v":512.31525799999997},{"$f":"IF($E159=DataInput!$B158,DataInput!K158,NA())","v":"NA"},null,null,"VIC Alcoa Portland 500 kV",null,null,null,null,false,null,null,{"$error":"#N/A"},{"$error":"#N/A"},{"$error":"#N/A"},{"$error":"#N/A"},{"$error":"#N/A"},{"$error":"#N/A"},{"$error":"#N/A"},{"$error":"#N/A"},{"$error":"#N/A"},{"$error":"#N/A"}]
[null,{"$f":"IF(DataInput!B159=$B$8,IF($B$9=$B$10,TRUE,IF(DataInput!E159=$B$9,TRUE,FALSE)))","v":true},null,null,{"$f":"IF(B160=TRUE,DataInput!B159,NA())","v":"VIC"},{"$f":"IF($E160=DataInput!$B159,DataInput!C159,NA())","v":"APD"},{"$f":"IF($E160=DataInput!$B159,DataInput!D159,NA())","v":"Alcoa Portland 500 kV"},{"$f":"IF($E160=DataInput!$B159,DataInput!E159,NA())","v":"Direct Connect"},{"$f":"IF($E160=DataInput!$B159,DataInput!F159,NA())","v":"Winter"},{"$f":"IF($E160=DataInput!$B159,DataInput!G159,NA())","v":"Coincident"},{"$f":"IF($E160=DataInput!$B159,DataInput!H159,NA())","v":2013},{"$f":"IF($E160=DataInput!$B159,DataInput!I159,NA())","v":"TempCorrActualPOE10"},{"$f":"IF($E160=DataInput!$B159,DataInput!J159,NA())","v":537.05268980000005},{"$f":"IF($E160=DataInput!$B159,DataInput!K159,NA())","v":"NA"},null,null,"VIC Alcoa Portland 500 kV",null,null,null,null,false,null,null,{"$error":"#N/A"},{"$error":"#N/A"},{"$error":"#N/A"},{"$error":"#N/A"},{"$error":"#N/A"},{"$error":"#N/A"},{"$error":"#N/A"},{"$error":"#N/A"},{"$error":"#N/A"},{"$error":"#N/A"}]
[null,{"$f":"IF(DataInput!B160=$B$8,IF($B$9=$B$10,TRUE,IF(DataInput!E160=$B$9,TRUE,FALSE)))","v":true},null,null,{"$f":"IF(B161=TRUE,DataInput!B160,NA())","v":"VIC"},{"$f":"IF($E161=DataInput!$B160,DataInput!C160,NA())","v":"APD"},{"$f":"IF($E161=DataInput!$B160,DataInput!D160,NA())","v":"Alcoa Portland 500 kV"},{"$f":"IF($E161=DataInput!$B160,DataInput!E160,NA())","v":"Direct Connect"},{"$f":"IF($E161=DataInput!$B160,DataInput!F160,NA())","v":"Winter"},{"$f":"IF($E161=DataInput!$B160,DataInput!G160,NA())","v":"Coincident"},{"$f":"IF($E161=DataInput!$B160,DataInput!H160,NA())","v":2013},{"$f":"IF($E161=DataInput!$B160,DataInput!I160,NA())","v":"TempCorrActualPOE50"},{"$f":"IF($E161=DataInput!$B160,DataInput!J160,NA())","v":488.22971799999999},{"$f":"IF($E161=DataInput!$B160,DataInput!K160,NA())","v":"NA"},null,null,"VIC Alcoa Portland 500 kV",null,null,null,null,false,null,null,{"$error":"#N/A"},{"$error":"#N/A"},{"$error":"#N/A"},{"$error":"#N/A"},{"$error":"#N/A"},{"$error":"#N/A"},{"$error":"#N/A"},{"$error":"#N/A"},{"$error":"#N/A"},{"$error":"#N/A"}]
[null,{"$f":"IF(DataInput!B161=$B$8,IF($B$9=$B$10,TRUE,IF(DataInput!E161=$B$9,TRUE,FALSE)))","v":true},null,null,{"$f":"IF(B162=TRUE,DataInput!B161,NA())","v":"VIC"},{"$f":"IF($E162=DataInput!$B161,DataInput!C161,NA())","v":"APD"},{"$f":"IF($E162=DataInput!$B161,DataInput!D161,NA())","v":"Alcoa Portland 500 kV"},{"$f":"IF($E162=DataInput!$B161,DataInput!E161,NA())","v":"Direct Connect"},{"$f":"IF($E162=DataInput!$B161,DataInput!F161,NA())","v":"Winter"},{"$f":"IF($E162=DataInput!$B161,DataInput!G161,NA())","v":"Non-Coincident"},{"$f":"IF($E162=DataInput!$B161,DataInput!H161,NA())","v":2013},{"$f":"IF($E162=DataInput!$B161,DataInput!I161,NA())","v":"TempCorrActualPOE10"},{"$f":"IF($E162=DataInput!$B161,DataInput!J161,NA())","v":555.11225879999995},{"$f":"IF($E162=DataInput!$B161,DataInput!K161,NA())","v":"NA"},null,null,"VIC Alcoa Portland 500 kV",null,null,null,null,false,null,null,{"$error":"#N/A"},{"$error":"#N/A"},{"$error":"#N/A"},{"$error":"#N/A"},{"$error":"#N/A"},{"$error":"#N/A"},{"$error":"#N/A"},{"$error":"#N/A"},{"$error":"#N/A"},{"$error":"#N/A"}]
[null,{"$f":"IF(DataInput!B162=$B$8,IF($B$9=$B$10,TRUE,IF(DataInput!E162=$B$9,TRUE,FALSE)))","v":true},null,null,{"$f":"IF(B163=TRUE,DataInput!B162,NA())","v":"VIC"},{"$f":"IF($E163=DataInput!$B162,DataInput!C162,NA())","v":"APD"},{"$f":"IF($E163=DataInput!$B162,DataInput!D162,NA())","v":"Alcoa Portland 500 kV"},{"$f":"IF($E163=DataInput!$B162,DataInput!E162,NA())","v":"Direct Connect"},{"$f":"IF($E163=DataInput!$B162,DataInput!F162,NA())","v":"Winter"},{"$f":"IF($E163=DataInput!$B162,DataInput!G162,NA())","v":"Non-Coincident"},{"$f":"IF($E163=DataInput!$B162,DataInput!H162,NA())","v":2013},{"$f":"IF($E163=DataInput!$B162,DataInput!I162,NA())","v":"TempCorrActualPOE50"},{"$f":"IF($E163=DataInput!$B162,DataInput!J162,NA())","v":504.64750800000002},{"$f":"IF($E163=DataInput!$B162,DataInput!K162,NA())","v":"NA"},null,null,"VIC Alcoa Portland 500 kV",null,null,null,null,false,null,null,{"$error":"#N/A"},{"$f":"IF($V163=TRUE,F163,NA())","v":{"$error":"#N/A"}},{"$f":"IF($V163=TRUE,G163,NA())","v":{"$error":"#N/A"}},{"$f":"IF($V163=TRUE,H163,NA())","v":{"$error":"#N/A"}},{"$f":"IF($V163=TRUE,I163,NA())","v":{"$error":"#N/A"}},{"$f":"IF($V163=TRUE,J163,NA())","v":{"$error":"#N/A"}},{"$f":"IF($V163=TRUE,K163,NA())","v":{"$error":"#N/A"}},{"$f":"IF($V163=TRUE,L163,NA())","v":{"$error":"#N/A"}},{"$f":"IF($V163=TRUE,M163,NA())","v":{"$error":"#N/A"}},{"$f":"IF($V163=TRUE,N163,NA())","v":{"$error":"#N/A"}}]
[null,{"$f":"IF(DataInput!B163=$B$8,IF($B$9=$B$10,TRUE,IF(DataInput!E163=$B$9,TRUE,FALSE)))","v":true},null,null,{"$f":"IF(B164=TRUE,DataInput!B163,NA())","v":"VIC"},{"$f":"IF($E164=DataInput!$B163,DataInput!C163,NA())","v":"APD"},{"$f":"IF($E164=DataInput!$B163,DataInput!D163,NA())","v":"Alcoa Portland 500 kV"},{"$f":"IF($E164=DataInput!$B163,DataInput!E163,NA())","v":"Direct Connect"},{"$f":"IF($E164=DataInput!$B163,DataInput!F163,NA())","v":"Winter"},{"$f":"IF($E164=DataInput!$B163,DataInput!G163,NA())","v":"Coincident"},{"$f":"IF($E164=DataInput!$B163,DataInput!H163,NA())","v":2013},{"$f":"IF($E164=DataInput!$B163,DataInput!I163,NA())","v":"Actual"},{"$f":"IF($E164=DataInput!$B163,DataInput!J163,NA())","v":488.22971799999999},{"$f":"IF($E164=DataInput!$B163,DataInput!K163,NA())","v":"NA"},null,null,"VIC Alcoa Portland 500 kV",null,null,null,null,false,null,null,{"$error":"#N/A"},{"$error":"#N/A"},{"$error":"#N/A"},{"$error":"#N/A"},{"$error":"#N/A"},{"$error":"#N/A"},{"$error":"#N/A"},{"$error":"#N/A"},{"$error":"#N/A"},{"$error":"#N/A"}]
[null,{"$f":"IF(DataInput!B164=$B$8,IF($B$9=$B$10,TRUE,IF(DataInput!E164=$B$9,TRUE,FALSE)))","v":true},null,null,{"$f":"IF(B165=TRUE,DataInput!B164,NA())","v":"VIC"},{"$f":"IF($E165=DataInput!$B164,DataInput!C164,NA())","v":"APD"},{"$f":"IF($E165=DataInput!$B164,DataInput!D164,NA())","v":"Alcoa Portland 500 kV"},{"$f":"IF($E165=DataInput!$B164,DataInput!E164,NA())","v":"Direct Connect"},{"$f":"IF($E165=DataInput!$B164,DataInput!F164,NA())","v":"Winter"},{"$f":"IF($E165=DataInput!$B164,DataInput!G164,NA())","v":"Non-Coincident"},{"$f":"IF($E165=DataInput!$B164,DataInput!H164,NA())","v":2013},{"$f":"IF($E165=DataInput!$B164,DataInput!I164,NA())","v":"Actual"},{"$f":"IF($E165=DataInput!$B164,DataInput!J164,NA())","v":504.64750800000002},{"$f":"IF($E165=DataInput!$B164,DataInput!K164,NA())","v":"NA"},null,null,"VIC Alcoa Portland 500 kV",null,null,null,null,false,null,null,{"$error":"#N/A"},{"$error":"#N/A"},{"$error":"#N/A"},{"$error":"#N/A"},{"$error":"#N/A"},{"$error":"#N/A"},{"$error":"#N/A"},{"$error":"#N/A"},{"$error":"#N/A"},{"$error":"#N/A"}]
[null,{"$f":"IF(DataInput!B165=$B$8,IF($B$9=$B$10,TRUE,IF(DataInput!E165=$B$9,TRUE,FALSE)))","v":true},null,null,{"$f":"IF(B166=TRUE,DataInput!B165,NA())","v":"VIC"},{"$f":"IF($E166=DataInput!$B165,DataInput!C165,NA())","v":"APD"},{"$f":"IF($E166=DataInput!$B165,DataInput!D165,NA())","v":"Alcoa Portland 500 kV"},{"$f":"IF($E166=DataInput!$B165,DataInput!E165,NA())","v":"Direct Connect"},{"$f":"IF($E166=DataInput!$B165,DataInput!F165,NA())","v":"Winter"},{"$f":"IF($E166=DataInput!$B165,DataInput!G165,NA())","v":"Coincident"},{"$f":"IF($E166=DataInput!$B165,DataInput!H165,NA())","v":2014},{"$f":"IF($E166=DataInput!$B165,DataInput!I165,NA())","v":"TempCorrActualPOE10"},{"$f":"IF($E166=DataInput!$B165,DataInput!J165,NA())","v":506.7958825},{"$f":"IF($E166=DataInput!$B165,DataInput!K165,NA())","v":"NA"},null,null,"VIC Alcoa Portland 500 kV",null,null,null,null,false,null,null,{"$error":"#N/A"},{"$error":"#N/A"},{"$error":"#N/A"},{"$error":"#N/A"},{"$error":"#N/A"},{"$error":"#N/A"},{"$error":"#N/A"},{"$error":"#N/A"},{"$error":"#N/A"},{"$error":"#N/A"}]
[null,{"$f":"IF(DataInput!B166=$B$8,IF($B$9=$B$10,TRUE,IF(DataInput!E166=$B$9,TRUE,FALSE)))","v":true},null,null,{"$f":"IF(B167=TRUE,DataInput!B166,NA())","v":"VIC"},{"$f":"IF($E167=DataInput!$B166,DataInput!C166,NA())","v":"APD"},{"$f":"IF($E167=DataInput!$B166,DataInput!D166,NA())","v":"Alcoa Portland 500 kV"},{"$f":"IF($E167=DataInput!$B166,DataInput!E166,NA())","v":"Direct Connect"},{"$f":"IF($E167=DataInput!$B166,DataInput!F166,NA())","v":"Winter"},{"$f":"IF($E167=DataInput!$B166,DataInput!G166,NA())","v":"Coincident"},{"$f":"IF($E167=DataInput!$B166,DataInput!H166,NA())","v":2014},{"$f":"IF($E167=DataInput!$B166,DataInput!I166,NA())","v":"TempCorrActualPOE50"},{"$f":"IF($E167=DataInput!$B166,DataInput!J166,NA())","v":503.05187840000002},{"$f":"IF($E167=DataInput!$B166,DataInput!K166,NA())","v":"NA"},null,null,"VIC Alcoa Portland 500 kV",null,null,null,null,false,null,null,{"$error":"#N/A"},{"$error":"#N/A"},{"$error":"#N/A"},{"$error":"#N/A"},{"$error":"#N/A"},{"$error":"#N/A"},{"$error":"#N/A"},{"$error":"#N/A"},{"$error":"#N/A"},{"$error":"#N/A"}]
[null,{"$f":"IF(DataInput!B167=$B$8,IF($B$9=$B$10,TRUE,IF(DataInput!E167=$B$9,TRUE,FALSE)))","v":true},null,null,{"$f":"IF(B168=TRUE,DataInput!B167,NA())","v":"VIC"},{"$f":"IF($E168=DataInput!$B167,DataInput!C167,NA())","v":"APD"},{"$f":"IF($E168=DataInput!$B167,DataInput!D167,NA())","v":"Alcoa Portland 500 kV"},{"$f":"IF($E168=DataInput!$B167,DataInput!E167,NA())","v":"Direct Connect"},{"$f":"IF($E168=DataInput!$B167,DataInput!F167,NA())","v":"Winter"},{"$f":"IF($E168=DataInput!$B167,DataInput!G167,NA())","v":"Non-Coincident"},{"$f":"IF($E168=DataInput!$B167,DataInput!H167,NA())","v":2014},{"$f":"IF($E168=DataInput!$B167,DataInput!I167,NA())","v":"TempCorrActualPOE10"},{"$f":"IF($E168=DataInput!$B167,DataInput!J167,NA())","v":515.93401600000004},{"$f":"IF($E168=DataInput!$B167,DataInput!K167,NA())","v":"NA"},null,null,"VIC Alcoa Portland 500 kV",null,null,null,null,false,null,null,{"$error":"#N/A"},{"$error":"#N/A"},{"$error":"#N/A"},{"$error":"#N/A"},{"$error":"#N/A"},{"$error":"#N/A"},{"$error":"#N/A"},{"$error":"#N/A"},{"$error":"#N/A"},{"$error":"#N/A"}]
[null,{"$f":"IF(DataInput!B168=$B$8,IF($B$9=$B$10,TRUE,IF(DataInput!E168=$B$9,TRUE,FALSE)))","v":true},null,null,{"$f":"IF(B169=TRUE,DataInput!B168,NA())","v":"VIC"},{"$f":"IF($E169=DataInput!$B168,DataInput!C168,NA())","v":"APD"},{"$f":"IF($E169=DataInput!$B168,DataInput!D168,NA())","v":"Alcoa Portland 500 kV"},{"$f":"IF($E169=DataInput!$B168,DataInput!E168,NA())","v":"Direct Connect"},{"$f":"IF($E169=DataInput!$B168,DataInput!F168,NA())","v":"Winter"},{"$f":"IF($E169=DataInput!$B168,DataInput!G168,NA())","v":"Non-Coincident"},{"$f":"IF($E169=DataInput!$B168,DataInput!H168,NA())","v":2014},{"$f":"IF($E169=DataInput!$B168,DataInput!I168,NA())","v":"TempCorrActualPOE50"},{"$f":"IF($E169=DataInput!$B168,DataInput!J168,NA())","v":515.93401600000004},{"$f":"IF($E169=DataInput!$B168,DataInput!K168,NA())","v":"NA"},null,null,"VIC Alcoa Portland 500 kV",null,null,null,null,false,null,null,{"$error":"#N/A"},{"$error":"#N/A"},{"$error":"#N/A"},{"$error":"#N/A"},{"$error":"#N/A"},{"$error":"#N/A"},{"$error":"#N/A"},{"$error":"#N/A"},{"$error":"#N/A"},{"$error":"#N/A"}]
[null,{"$f":"IF(DataInput!B169=$B$8,IF($B$9=$B$10,TRUE,IF(DataInput!E169=$B$9,TRUE,FALSE)))","v":true},null,null,{"$f":"IF(B170=TRUE,DataInput!B169,NA())","v":"VIC"},{"$f":"IF($E170=DataInput!$B169,DataInput!C169,NA())","v":"APD"},{"$f":"IF($E170=DataInput!$B169,DataInput!D169,NA())","v":"Alcoa Portland 500 kV"},{"$f":"IF($E170=DataInput!$B169,DataInput!E169,NA())","v":"Direct Connect"},{"$f":"IF($E170=DataInput!$B169,DataInput!F169,NA())","v":"Winter"},{"$f":"IF($E170=DataInput!$B169,DataInput!G169,NA())","v":"Coincident"},{"$f":"IF($E170=DataInput!$B169,DataInput!H169,NA())","v":2014},{"$f":"IF($E170=DataInput!$B169,DataInput!I169,NA())","v":"Actual"},{"$f":"IF($E170=DataInput!$B169,DataInput!J169,NA())","v":462.72961800000002},{"$f":"IF($E170=DataInput!$B169,DataInput!K169,NA())","v":"NA"},null,null,"VIC Alcoa Portland 500 kV",null,null,null,null,false,null,null,{"$error":"#N/A"},{"$error":"#N/A"},{"$error":"#N/A"},{"$error":"#N/A"},{"$error":"#N/A"},{"$error":"#N/A"},{"$error":"#N/A"},{"$error":"#N/A"},{"$error":"#N/A"},{"$error":"#N/A"}]
[null,{"$f":"IF(DataInput!B170=$B$8,IF($B$9=$B$10,TRUE,IF(DataInput!E170=$B$9,TRUE,FALSE)))","v":true},null,null,{"$f":"IF(B171=TRUE,DataInput!B170,NA())","v":"VIC"},{"$f":"IF($E171=DataInput!$B170,DataInput!C170,NA())","v":"APD"},{"$f":"IF($E171=DataInput!$B170,DataInput!D170,NA())","v":"Alcoa Portland 500 kV"},{"$f":"IF($E171=DataInput!$B170,DataInput!E170,NA())","v":"Direct Connect"},{"$f":"IF($E171=DataInput!$B170,DataInput!F170,NA())","v":"Winter"},{"$f":"IF($E171=DataInput!$B170,DataInput!G170,NA())","v":"Non-Coincident"},{"$f":"IF($E171=DataInput!$B170,DataInput!H170,NA())","v":2014},{"$f":"IF($E171=DataInput!$B170,DataInput!I170,NA())","v":"Actual"},{"$f":"IF($E171=DataInput!$B170,DataInput!J170,NA())","v":511.30799200000001},{"$f":"IF($E171=DataInput!$B170,DataInput!K170,NA())","v":"NA"},null,null,"VIC Alcoa Portland 500 kV",null,null,null,null,false,null,null,{"$error":"#N/A"},{"$error":"#N/A"},{"$error":"#N/A"},{"$error":"#N/A"},{"$error":"#N/A"},{"$error":"#N/A"},{"$error":"#N/A"},{"$error":"#N/A"},{"$error":"#N/A"},{"$error":"#N/A"}]
[null,{"$f":"IF(DataInput!B171=$B$8,IF($B$9=$B$10,TRUE,IF(DataInput!E171=$B$9,TRUE,FALSE)))","v":true},null,null,{"$f":"IF(B172=TRUE,DataInput!B171,NA())","v":"VIC"},{"$f":"IF($E172=DataInput!$B171,DataInput!C171,NA())","v":"APD"},{"$f":"IF($E172=DataInput!$B171,DataInput!D171,NA())","v":"Alcoa Portland 500 kV"},{"$f":"IF($E172=DataInput!$B171,DataInput!E171,NA())","v":"Direct Connect"},{"$f":"IF($E172=DataInput!$B171,DataInput!F171,NA())","v":"Winter"},{"$f":"IF($E172=DataInput!$B171,DataInput!G171,NA())","v":"Non-Coincident"},{"$f":"IF($E172=DataInput!$B171,DataInput!H171,NA())","v":2015},{"$f":"IF($E172=DataInput!$B171,DataInput!I171,NA())","v":"POE10"},{"$f":"IF($E172=DataInput!$B171,DataInput!J171,NA())","v":514.75},{"$f":"IF($E172=DataInput!$B171,DataInput!K171,NA())","v":0.98228817400000001},null,null,"VIC Alcoa Portland 500 kV",null,null,null,null,false,null,null,{"$error":"#N/A"},{"$error":"#N/A"},{"$error":"#N/A"},{"$error":"#N/A"},{"$error":"#N/A"},{"$error":"#N/A"},{"$error":"#N/A"},{"$error":"#N/A"},{"$error":"#N/A"},{"$error":"#N/A"}]
[null,{"$f":"IF(DataInput!B172=$B$8,IF($B$9=$B$10,TRUE,IF(DataInput!E172=$B$9,TRUE,FALSE)))","v":true},null,null,{"$f":"IF(B173=TRUE,DataInput!B172,NA())","v":"VIC"},{"$f":"IF($E173=DataInput!$B172,DataInput!C172,NA())","v":"APD"},{"$f":"IF($E173=DataInput!$B172,DataInput!D172,NA())","v":"Alcoa Portland 500 kV"},{"$f":"IF($E173=DataInput!$B172,DataInput!E172,NA())","v":"Direct Connect"},{"$f":"IF($E173=DataInput!$B172,DataInput!F172,NA())","v":"Winter"},{"$f":"IF($E173=DataInput!$B172,DataInput!G172,NA())","v":"Non-Coincident"},{"$f":"IF($E173=DataInput!$B172,DataInput!H172,NA())","v":2015},{"$f":"IF($E173=DataInput!$B172,DataInput!I172,NA())","v":"POE50"},{"$f":"IF($E173=DataInput!$B172,DataInput!J172,NA())","v":514.75},{"$f":"IF($E173=DataInput!$B172,DataInput!K172,NA())","v":0.97503142399999998},null,null,"VIC Alcoa Portland 500 kV",null,null,null,null,false,null,null,{"$error":"#N/A"},{"$error":"#N/A"},{"$error":"#N/A"},{"$error":"#N/A"},{"$error":"#N/A"},{"$error":"#N/A"},{"$error":"#N/A"},{"$error":"#N/A"},{"$error":"#N/A"},{"$error":"#N/A"}]
[null,{"$f":"IF(DataInput!B173=$B$8,IF($B$9=$B$10,TRUE,IF(DataInput!E173=$B$9,TRUE,FALSE)))","v":true},null,null,{"$f":"IF(B174=TRUE,DataInput!B173,NA())","v":"VIC"},{"$f":"IF($E174=DataInput!$B173,DataInput!C173,NA())","v":"APD"},{"$f":"IF($E174=DataInput!$B173,DataInput!D173,NA())","v":"Alcoa Portland 500 kV"},{"$f":"IF($E174=DataInput!$B173,DataInput!E173,NA())","v":"Direct Connect"},{"$f":"IF($E174=DataInput!$B173,DataInput!F173,NA())","v":"Winter"},{"$f":"IF($E174=DataInput!$B173,DataInput!G173,NA())","v":"Coincident"},{"$f":"IF($E174=DataInput!$B173,DataInput!H173,NA())","v":2015},{"$f":"IF($E174=DataInput!$B173,DataInput!I173,NA())","v":"POE10"},{"$f":"IF($E174=DataInput!$B173,DataInput!J173,NA())","v":505.63283760000002},{"$f":"IF($E174=DataInput!$B173,DataInput!K173,NA())","v":0.98228817400000001},null,null,"VIC Alcoa Portland 500 kV",null,null,null,null,false,null,null,{"$error":"#N/A"},{"$error":"#N/A"},{"$error":"#N/A"},{"$error":"#N/A"},{"$error":"#N/A"},{"$error":"#N/A"},{"$error":"#N/A"},{"$error":"#N/A"},{"$error":"#N/A"},{"$error":"#N/A"}]
[null,{"$f":"IF(DataInput!B174=$B$8,IF($B$9=$B$10,TRUE,IF(DataInput!E174=$B$9,TRUE,FALSE)))","v":true},null,null,{"$f":"IF(B175=TRUE,DataInput!B174,NA())","v":"VIC"},{"$f":"IF($E175=DataInput!$B174,DataInput!C174,NA())","v":"APD"},{"$f":"IF($E175=DataInput!$B174,DataInput!D174,NA())","v":"Alcoa Portland 500 kV"},{"$f":"IF($E175=DataInput!$B174,DataInput!E174,NA())","v":"Direct Connect"},{"$f":"IF($E175=DataInput!$B174,DataInput!F174,NA())","v":"Winter"},{"$f":"IF($E175=DataInput!$B174,DataInput!G174,NA())","v":"Coincident"},{"$f":"IF($E175=DataInput!$B174,DataInput!H174,NA())","v":2015},{"$f":"IF($E175=DataInput!$B174,DataInput!I174,NA())","v":"POE50"},{"$f":"IF($E175=DataInput!$B174,DataInput!J174,NA())","v":501.89742560000002},{"$f":"IF($E175=DataInput!$B174,DataInput!K174,NA())","v":0.97503142399999998},null,null,"VIC Alcoa Portland 500 kV",null,null,null,null,false,null,null,{"$error":"#N/A"},{"$error":"#N/A"},{"$error":"#N/A"},{"$error":"#N/A"},{"$error":"#N/A"},{"$error":"#N/A"},{"$error":"#N/A"},{"$error":"#N/A"},{"$error":"#N/A"},{"$error":"#N/A"}]
[null,{"$f":"IF(DataInput!B175=$B$8,IF($B$9=$B$10,TRUE,IF(DataInput!E175=$B$9,TRUE,FALSE)))","v":true},null,null,{"$f":"IF(B176=TRUE,DataInput!B175,NA())","v":"VIC"},{"$f":"IF($E176=DataInput!$B175,DataInput!C175,NA())","v":"APD"},{"$f":"IF($E176=DataInput!$B175,DataInput!D175,NA())","v":"Alcoa Portland 500 kV"},{"$f":"IF($E176=DataInput!$B175,DataInput!E175,NA())","v":"Direct Connect"},{"$f":"IF($E176=DataInput!$B175,DataInput!F175,NA())","v":"Winter"},{"$f":"IF($E176=DataInput!$B175,DataInput!G175,NA())","v":"Non-Coincident"},{"$f":"IF($E176=DataInput!$B175,DataInput!H175,NA())","v":2016},{"$f":"IF($E176=DataInput!$B175,DataInput!I175,NA())","v":"POE10"},{"$f":"IF($E176=DataInput!$B175,DataInput!J175,NA())","v":514.75},{"$f":"IF($E176=DataInput!$B175,DataInput!K175,NA())","v":0.98228817400000001},null,null,"VIC Alcoa Portland 500 kV",null,null,null,null,false,null,null,{"$error":"#N/A"},{"$error":"#N/A"},{"$error":"#N/A"},{"$error":"#N/A"},{"$error":"#N/A"},{"$error":"#N/A"},{"$error":"#N/A"},{"$error":"#N/A"},{"$error":"#N/A"},{"$error":"#N/A"}]
[null,{"$f":"IF(DataInput!B176=$B$8,IF($B$9=$B$10,TRUE,IF(DataInput!E176=$B$9,TRUE,FALSE)))","v":true},null,null,{"$f":"IF(B177=TRUE,DataInput!B176,NA())","v":"VIC"},{"$f":"IF($E177=DataInput!$B176,DataInput!C176,NA())","v":"APD"},{"$f":"IF($E177=DataInput!$B176,DataInput!D176,NA())","v":"Alcoa Portland 500 kV"},{"$f":"IF($E177=DataInput!$B176,DataInput!E176,NA())","v":"Direct Connect"},{"$f":"IF($E177=DataInput!$B176,DataInput!F176,NA())","v":"Winter"},{"$f":"IF($E177=DataInput!$B176,DataInput!G176,NA())","v":"Non-Coincident"},{"$f":"IF($E177=DataInput!$B176,DataInput!H176,NA())","v":2016},{"$f":"IF($E177=DataInput!$B176,DataInput!I176,NA())","v":"POE50"},{"$f":"IF($E177=DataInput!$B176,DataInput!J176,NA())","v":514.75},{"$f":"IF($E177=DataInput!$B176,DataInput!K176,NA())","v":0.97503142399999998},null,null,"VIC Alcoa Portland 500 kV",null,null,null,null,false,null,null,{"$error":"#N/A"},{"$error":"#N/A"},{"$error":"#N/A"},{"$error":"#N/A"},{"$error":"#N/A"},{"$error":"#N/A"},{"$error":"#N/A"},{"$error":"#N/A"},{"$error":"#N/A"},{"$error":"#N/A"}]
[null,{"$f":"IF(DataInput!B177=$B$8,IF($B$9=$B$10,TRUE,IF(DataInput!E177=$B$9,TRUE,FALSE)))","v":true},null,null,{"$f":"IF(B178=TRUE,DataInput!B177,NA())","v":"VIC"},{"$f":"IF($E178=DataInput!$B177,DataInput!C177,NA())","v":"APD"},{"$f":"IF($E178=DataInput!$B177,DataInput!D177,NA())","v":"Alcoa Portland 500 kV"},{"$f":"IF($E178=DataInput!$B177,DataInput!E177,NA())","v":"Direct Connect"},{"$f":"IF($E178=DataInput!$B177,DataInput!F177,NA())","v":"Winter"},{"$f":"IF($E178=DataInput!$B177,DataInput!G177,NA())","v":"Coincident"},{"$f":"IF($E178=DataInput!$B177,DataInput!H177,NA())","v":2016},{"$f":"IF($E178=DataInput!$B177,DataInput!I177,NA())","v":"POE10"},{"$f":"IF($E178=DataInput!$B177,DataInput!J177,NA())","v":505.63283760000002},{"$f":"IF($E178=DataInput!$B177,DataInput!K177,NA())","v":0.98228817400000001},null,null,"VIC Alcoa Portland 500 kV",null,null,null,null,false,null,null,{"$error":"#N/A"},{"$error":"#N/A"},{"$error":"#N/A"},{"$error":"#N/A"},{"$error":"#N/A"},{"$error":"#N/A"},{"$error":"#N/A"},{"$error":"#N/A"},{"$error":"#N/A"},{"$error":"#N/A"}]
[null,{"$f":"IF(DataInput!B178=$B$8,IF($B$9=$B$10,TRUE,IF(DataInput!E178=$B$9,TRUE,FALSE)))","v":true},null,null,{"$f":"IF(B179=TRUE,DataInput!B178,NA())","v":"VIC"},{"$f":"IF($E179=DataInput!$B178,DataInput!C178,NA())","v":"APD"},{"$f":"IF($E179=DataInput!$B178,DataInput!D178,NA())","v":"Alcoa Portland 500 kV"},{"$f":"IF($E179=DataInput!$B178,DataInput!E178,NA())","v":"Direct Connect"},{"$f":"IF($E179=DataInput!$B178,DataInput!F178,NA())","v":"Winter"},{"$f":"IF($E179=DataInput!$B178,DataInput!G178,NA())","v":"Coincident"},{"$f":"IF($E179=DataInput!$B178,DataInput!H178,NA())","v":2016},{"$f":"IF($E179=DataInput!$B178,DataInput!I178,NA())","v":"POE50"},{"$f":"IF($E179=DataInput!$B178,DataInput!J178,NA())","v":501.89742560000002},{"$f":"IF($E179=DataInput!$B178,DataInput!K178,NA())","v":0.97503142399999998},null,null,"VIC Alcoa Portland 500 kV",null,null,null,null,false,null,null,{"$error":"#N/A"},{"$f":"IF($V179=TRUE,F179,NA())","v":{"$error":"#N/A"}},{"$f":"IF($V179=TRUE,G179,NA())","v":{"$error":"#N/A"}},{"$f":"IF($V179=TRUE,H179,NA())","v":{"$error":"#N/A"}},{"$f":"IF($V179=TRUE,I179,NA())","v":{"$error":"#N/A"}},{"$f":"IF($V179=TRUE,J179,NA())","v":{"$error":"#N/A"}},{"$f":"IF($V179=TRUE,K179,NA())","v":{"$error":"#N/A"}},{"$f":"IF($V179=TRUE,L179,NA())","v":{"$error":"#N/A"}},{"$f":"IF($V179=TRUE,M179,NA())","v":{"$error":"#N/A"}},{"$f":"IF($V179=TRUE,N179,NA())","v":{"$error":"#N/A"}}]
[null,{"$f":"IF(DataInput!B179=$B$8,IF($B$9=$B$10,TRUE,IF(DataInput!E179=$B$9,TRUE,FALSE)))","v":true},null,null,{"$f":"IF(B180=TRUE,DataInput!B179,NA())","v":"VIC"},{"$f":"IF($E180=DataInput!$B179,DataInput!C179,NA())","v":"APD"},{"$f":"IF($E180=DataInput!$B179,DataInput!D179,NA())","v":"Alcoa Portland 500 kV"},{"$f":"IF($E180=DataInput!$B179,DataInput!E179,NA())","v":"Direct Connect"},{"$f":"IF($E180=DataInput!$B179,DataInput!F179,NA())","v":"Winter"},{"$f":"IF($E180=DataInput!$B179,DataInput!G179,NA())","v":"Non-Coincident"},{"$f":"IF($E180=DataInput!$B179,DataInput!H179,NA())","v":2017},{"$f":"IF($E180=DataInput!$B179,DataInput!I179,NA())","v":"POE10"},{"$f":"IF($E180=DataInput!$B179,DataInput!J179,NA())","v":514.75},{"$f":"IF($E180=DataInput!$B179,DataInput!K179,NA())","v":0.98228817400000001},null,null,"VIC Alcoa Portland 500 kV",null,null,null,null,false,null,null,{"$error":"#N/A"},{"$error":"#N/A"},{"$error":"#N/A"},{"$error":"#N/A"},{"$error":"#N/A"},{"$error":"#N/A"},{"$error":"#N/A"},{"$error":"#N/A"},{"$error":"#N/A"},{"$error":"#N/A"}]
[null,{"$f":"IF(DataInput!B180=$B$8,IF($B$9=$B$10,TRUE,IF(DataInput!E180=$B$9,TRUE,FALSE)))","v":true},null,null,{"$f":"IF(B181=TRUE,DataInput!B180,NA())","v":"VIC"},{"$f":"IF($E181=DataInput!$B180,DataInput!C180,NA())","v":"APD"},{"$f":"IF($E181=DataInput!$B180,DataInput!D180,NA())","v":"Alcoa Portland 500 kV"},{"$f":"IF($E181=DataInput!$B180,DataInput!E180,NA())","v":"Direct Connect"},{"$f":"IF($E181=DataInput!$B180,DataInput!F180,NA())","v":"Winter"},{"$f":"IF($E181=DataInput!$B180,DataInput!G180,NA())","v":"Non-Coincident"},{"$f":"IF($E181=DataInput!$B180,DataInput!H180,NA())","v":2017},{"$f":"IF($E181=DataInput!$B180,DataInput!I180,NA())","v":"POE50"},{"$f":"IF($E181=DataInput!$B180,DataInput!J180,NA())","v":514.75},{"$f":"IF($E181=DataInput!$B180,DataInput!K180,NA())","v":0.97503142399999998},null,null,"VIC Alcoa Portland 500 kV",null,null,null,null,false,null,null,{"$error":"#N/A"},{"$error":"#N/A"},{"$error":"#N/A"},{"$error":"#N/A"},{"$error":"#N/A"},{"$error":"#N/A"},{"$error":"#N/A"},{"$error":"#N/A"},{"$error":"#N/A"},{"$error":"#N/A"}]
[null,{"$f":"IF(DataInput!B181=$B$8,IF($B$9=$B$10,TRUE,IF(DataInput!E181=$B$9,TRUE,FALSE)))","v":true},null,null,{"$f":"IF(B182=TRUE,DataInput!B181,NA())","v":"VIC"},{"$f":"IF($E182=DataInput!$B181,DataInput!C181,NA())","v":"APD"},{"$f":"IF($E182=DataInput!$B181,DataInput!D181,NA())","v":"Alcoa Portland 500 kV"},{"$f":"IF($E182=DataInput!$B181,DataInput!E181,NA())","v":"Direct Connect"},{"$f":"IF($E182=DataInput!$B181,DataInput!F181,NA())","v":"Winter"},{"$f":"IF($E182=DataInput!$B181,DataInput!G181,NA())","v":"Coincident"},{"$f":"IF($E182=DataInput!$B181,DataInput!H181,NA())","v":2017},{"$f":"IF($E182=DataInput!$B181,DataInput!I181,NA())","v":"POE10"},{"$f":"IF($E182=DataInput!$B181,DataInput!J181,NA())","v":505.63283760000002},{"$f":"IF($E182=DataInput!$B181,DataInput!K181,NA())","v":0.98228817400000001},null,null,"VIC Alcoa Portland 500 kV",null,null,null,null,false,null,null,{"$error":"#N/A"},{"$error":"#N/A"},{"$error":"#N/A"},{"$error":"#N/A"},{"$error":"#N/A"},{"$error":"#N/A"},{"$error":"#N/A"},{"$error":"#N/A"},{"$error":"#N/A"},{"$error":"#N/A"}]
[null,{"$f":"IF(DataInput!B182=$B$8,IF($B$9=$B$10,TRUE,IF(DataInput!E182=$B$9,TRUE,FALSE)))","v":true},null,null,{"$f":"IF(B183=TRUE,DataInput!B182,NA())","v":"VIC"},{"$f":"IF($E183=DataInput!$B182,DataInput!C182,NA())","v":"APD"},{"$f":"IF($E183=DataInput!$B182,DataInput!D182,NA())","v":"Alcoa Portland 500 kV"},{"$f":"IF($E183=DataInput!$B182,DataInput!E182,NA())","v":"Direct Connect"},{"$f":"IF($E183=DataInput!$B182,DataInput!F182,NA())","v":"Winter"},{"$f":"IF($E183=DataInput!$B182,DataInput!G182,NA())","v":"Coincident"},{"$f":"IF($E183=DataInput!$B182,DataInput!H182,NA())","v":2017},{"$f":"IF($E183=DataInput!$B182,DataInput!I182,NA())","v":"POE50"},{"$f":"IF($E183=DataInput!$B182,DataInput!J182,NA())","v":501.89742560000002},{"$f":"IF($E183=DataInput!$B182,DataInput!K182,NA())","v":0.97503142399999998},null,null,"VIC Alcoa Portland 500 kV",null,null,null,null,false,null,null,{"$error":"#N/A"},{"$error":"#N/A"},{"$error":"#N/A"},{"$error":"#N/A"},{"$error":"#N/A"},{"$error":"#N/A"},{"$error":"#N/A"},{"$error":"#N/A"},{"$error":"#N/A"},{"$error":"#N/A"}]
[null,{"$f":"IF(DataInput!B183=$B$8,IF($B$9=$B$10,TRUE,IF(DataInput!E183=$B$9,TRUE,FALSE)))","v":true},null,null,{"$f":"IF(B184=TRUE,DataInput!B183,NA())","v":"VIC"},{"$f":"IF($E184=DataInput!$B183,DataInput!C183,NA())","v":"APD"},{"$f":"IF($E184=DataInput!$B183,DataInput!D183,NA())","v":"Alcoa Portland 500 kV"},{"$f":"IF($E184=DataInput!$B183,DataInput!E183,NA())","v":"Direct Connect"},{"$f":"IF($E184=DataInput!$B183,DataInput!F183,NA())","v":"Winter"},{"$f":"IF($E184=DataInput!$B183,DataInput!G183,NA())","v":"Non-Coincident"},{"$f":"IF($E184=DataInput!$B183,DataInput!H183,NA())","v":2018},{"$f":"IF($E184=DataInput!$B183,DataInput!I183,NA())","v":"POE10"},{"$f":"IF($E184=DataInput!$B183,DataInput!J183,NA())","v":514.75},{"$f":"IF($E184=DataInput!$B183,DataInput!K183,NA())","v":0.98228817400000001},null,null,"VIC Alcoa Portland 500 kV",null,null,null,null,false,null,null,{"$error":"#N/A"},{"$error":"#N/A"},{"$error":"#N/A"},{"$error":"#N/A"},{"$error":"#N/A"},{"$error":"#N/A"},{"$error":"#N/A"},{"$error":"#N/A"},{"$error":"#N/A"},{"$error":"#N/A"}]
[null,{"$f":"IF(DataInput!B184=$B$8,IF($B$9=$B$10,TRUE,IF(DataInput!E184=$B$9,TRUE,FALSE)))","v":true},null,null,{"$f":"IF(B185=TRUE,DataInput!B184,NA())","v":"VIC"},{"$f":"IF($E185=DataInput!$B184,DataInput!C184,NA())","v":"APD"},{"$f":"IF($E185=DataInput!$B184,DataInput!D184,NA())","v":"Alcoa Portland 500 kV"},{"$f":"IF($E185=DataInput!$B184,DataInput!E184,NA())","v":"Direct Connect"},{"$f":"IF($E185=DataInput!$B184,DataInput!F184,NA())","v":"Winter"},{"$f":"IF($E185=DataInput!$B184,DataInput!G184,NA())","v":"Non-Coincident"},{"$f":"IF($E185=DataInput!$B184,DataInput!H184,NA())","v":2018},{"$f":"IF($E185=DataInput!$B184,DataInput!I184,NA())","v":"POE50"},{"$f":"IF($E185=DataInput!$B184,DataInput!J184,NA())","v":514.75},{"$f":"IF($E185=DataInput!$B184,DataInput!K184,NA())","v":0.97503142399999998},null,null,"VIC Alcoa Portland 500 kV",null,null,null,null,false,null,null,{"$error":"#N/A"},{"$error":"#N/A"},{"$error":"#N/A"},{"$error":"#N/A"},{"$error":"#N/A"},{"$error":"#N/A"},{"$error":"#N/A"},{"$error":"#N/A"},{"$error":"#N/A"},{"$error":"#N/A"}]
[null,{"$f":"IF(DataInput!B185=$B$8,IF($B$9=$B$10,TRUE,IF(DataInput!E185=$B$9,TRUE,FALSE)))","v":true},null,null,{"$f":"IF(B186=TRUE,DataInput!B185,NA())","v":"VIC"},{"$f":"IF($E186=DataInput!$B185,DataInput!C185,NA())","v":"APD"},{"$f":"IF($E186=DataInput!$B185,DataInput!D185,NA())","v":"Alcoa Portland 500 kV"},{"$f":"IF($E186=DataInput!$B185,DataInput!E185,NA())","v":"Direct Connect"},{"$f":"IF($E186=DataInput!$B185,DataInput!F185,NA())","v":"Winter"},{"$f":"IF($E186=DataInput!$B185,DataInput!G185,NA())","v":"Coincident"},{"$f":"IF($E186=DataInput!$B185,DataInput!H185,NA())","v":2018},{"$f":"IF($E186=DataInput!$B185,DataInput!I185,NA())","v":"POE10"},{"$f":"IF($E186=DataInput!$B185,DataInput!J185,NA())","v":505.63283760000002},{"$f":"IF($E186=DataInput!$B185,DataInput!K185,NA())","v":0.98228817400000001},null,null,"VIC Alcoa Portland 500 kV",null,null,null,null,false,null,null,{"$error":"#N/A"},{"$error":"#N/A"},{"$error":"#N/A"},{"$error":"#N/A"},{"$error":"#N/A"},{"$error":"#N/A"},{"$error":"#N/A"},{"$error":"#N/A"},{"$error":"#N/A"},{"$error":"#N/A"}]
[null,{"$f":"IF(DataInput!B186=$B$8,IF($B$9=$B$10,TRUE,IF(DataInput!E186=$B$9,TRUE,FALSE)))","v":true},null,null,{"$f":"IF(B187=TRUE,DataInput!B186,NA())","v":"VIC"},{"$f":"IF($E187=DataInput!$B186,DataInput!C186,NA())","v":"APD"},{"$f":"IF($E187=DataInput!$B186,DataInput!D186,NA())","v":"Alcoa Portland 500 kV"},{"$f":"IF($E187=DataInput!$B186,DataInput!E186,NA())","v":"Direct Connect"},{"$f":"IF($E187=DataInput!$B186,DataInput!F186,NA())","v":"Winter"},{"$f":"IF($E187=DataInput!$B186,DataInput!G186,NA())","v":"Coincident"},{"$f":"IF($E187=DataInput!$B186,DataInput!H186,NA())","v":2018},{"$f":"IF($E187=DataInput!$B186,DataInput!I186,NA())","v":"POE50"},{"$f":"IF($E187=DataInput!$B186,DataInput!J186,NA())","v":501.89742560000002},{"$f":"IF($E187=DataInput!$B186,DataInput!K186,NA())","v":0.97503142399999998},null,null,"VIC Alcoa Portland 500 kV",null,null,null,null,false,null,null,{"$error":"#N/A"},{"$error":"#N/A"},{"$error":"#N/A"},{"$error":"#N/A"},{"$error":"#N/A"},{"$error":"#N/A"},{"$error":"#N/A"},{"$error":"#N/A"},{"$error":"#N/A"},{"$error":"#N/A"}]
[null,{"$f":"IF(DataInput!B187=$B$8,IF($B$9=$B$10,TRUE,IF(DataInput!E187=$B$9,TRUE,FALSE)))","v":true},null,null,{"$f":"IF(B188=TRUE,DataInput!B187,NA())","v":"VIC"},{"$f":"IF($E188=DataInput!$B187,DataInput!C187,NA())","v":"APD"},{"$f":"IF($E188=DataInput!$B187,DataInput!D187,NA())","v":"Alcoa Portland 500 kV"},{"$f":"IF($E188=DataInput!$B187,DataInput!E187,NA())","v":"Direct Connect"},{"$f":"IF($E188=DataInput!$B187,DataInput!F187,NA())","v":"Winter"},{"$f":"IF($E188=DataInput!$B187,DataInput!G187,NA())","v":"Non-Coincident"},{"$f":"IF($E188=DataInput!$B187,DataInput!H187,NA())","v":2019},{"$f":"IF($E188=DataInput!$B187,DataInput!I187,NA())","v":"POE10"},{"$f":"IF($E188=DataInput!$B187,DataInput!J187,NA())","v":514.75},{"$f":"IF($E188=DataInput!$B187,DataInput!K187,NA())","v":0.98228817400000001},null,null,"VIC Alcoa Portland 500 kV",null,null,null,null,false,null,null,{"$error":"#N/A"},{"$error":"#N/A"},{"$error":"#N/A"},{"$error":"#N/A"},{"$error":"#N/A"},{"$error":"#N/A"},{"$error":"#N/A"},{"$error":"#N/A"},{"$error":"#N/A"},{"$error":"#N/A"}]
[null,{"$f":"IF(DataInput!B188=$B$8,IF($B$9=$B$10,TRUE,IF(DataInput!E188=$B$9,TRUE,FALSE)))","v":true},null,null,{"$f":"IF(B189=TRUE,DataInput!B188,NA())","v":"VIC"},{"$f":"IF($E189=DataInput!$B188,DataInput!C188,NA())","v":"APD"},{"$f":"IF($E189=DataInput!$B188,DataInput!D188,NA())","v":"Alcoa Portland 500 kV"},{"$f":"IF($E189=DataInput!$B188,DataInput!E188,NA())","v":"Direct Connect"},{"$f":"IF($E189=DataInput!$B188,DataInput!F188,NA())","v":"Winter"},{"$f":"IF($E189=DataInput!$B188,DataInput!G188,NA())","v":"Non-Coincident"},{"$f":"IF($E189=DataInput!$B188,DataInput!H188,NA())","v":2019},{"$f":"IF($E189=DataInput!$B188,DataInput!I188,NA())","v":"POE50"},{"$f":"IF($E189=DataInput!$B188,DataInput!J188,NA())","v":514.75},{"$f":"IF($E189=DataInput!$B188,DataInput!K188,NA())","v":0.97503142399999998},null,null,"VIC Alcoa Portland 500 kV",null,null,null,null,false,null,null,{"$error":"#N/A"},{"$error":"#N/A"},{"$error":"#N/A"},{"$error":"#N/A"},{"$error":"#N/A"},{"$error":"#N/A"},{"$error":"#N/A"},{"$error":"#N/A"},{"$error":"#N/A"},{"$error":"#N/A"}]
[null,{"$f":"IF(DataInput!B189=$B$8,IF($B$9=$B$10,TRUE,IF(DataInput!E189=$B$9,TRUE,FALSE)))","v":true},null,null,{"$f":"IF(B190=TRUE,DataInput!B189,NA())","v":"VIC"},{"$f":"IF($E190=DataInput!$B189,DataInput!C189,NA())","v":"APD"},{"$f":"IF($E190=DataInput!$B189,DataInput!D189,NA())","v":"Alcoa Portland 500 kV"},{"$f":"IF($E190=DataInput!$B189,DataInput!E189,NA())","v":"Direct Connect"},{"$f":"IF($E190=DataInput!$B189,DataInput!F189,NA())","v":"Winter"},{"$f":"IF($E190=DataInput!$B189,DataInput!G189,NA())","v":"Coincident"},{"$f":"IF($E190=DataInput!$B189,DataInput!H189,NA())","v":2019},{"$f":"IF($E190=DataInput!$B189,DataInput!I189,NA())","v":"POE10"},{"$f":"IF($E190=DataInput!$B189,DataInput!J189,NA())","v":505.63283760000002},{"$f":"IF($E190=DataInput!$B189,DataInput!K189,NA())","v":0.98228817400000001},null,null,"VIC Alcoa Portland 500 kV",null,null,null,null,false,null,null,{"$error":"#N/A"},{"$error":"#N/A"},{"$error":"#N/A"},{"$error":"#N/A"},{"$error":"#N/A"},{"$error":"#N/A"},{"$error":"#N/A"},{"$error":"#N/A"},{"$error":"#N/A"},{"$error":"#N/A"}]
[null,{"$f":"IF(DataInput!B190=$B$8,IF($B$9=$B$10,TRUE,IF(DataInput!E190=$B$9,TRUE,FALSE)))","v":true},null,null,{"$f":"IF(B191=TRUE,DataInput!B190,NA())","v":"VIC"},{"$f":"IF($E191=DataInput!$B190,DataInput!C190,NA())","v":"APD"},{"$f":"IF($E191=DataInput!$B190,DataInput!D190,NA())","v":"Alcoa Portland 500 kV"},{"$f":"IF($E191=DataInput!$B190,DataInput!E190,NA())","v":"Direct Connect"},{"$f":"IF($E191=DataInput!$B190,DataInput!F190,NA())","v":"Winter"},{"$f":"IF($E191=DataInput!$B190,DataInput!G190,NA())","v":"Coincident"},{"$f":"IF($E191=DataInput!$B190,DataInput!H190,NA())","v":2019},{"$f":"IF($E191=DataInput!$B190,DataInput!I190,NA())","v":"POE50"},{"$f":"IF($E191=DataInput!$B190,DataInput!J190,NA())","v":501.89742560000002},{"$f":"IF($E191=DataInput!$B190,DataInput!K190,NA())","v":0.97503142399999998},null,null,"VIC Alcoa Portland 500 kV",null,null,null,null,false,null,null,{"$error":"#N/A"},{"$error":"#N/A"},{"$error":"#N/A"},{"$error":"#N/A"},{"$error":"#N/A"},{"$error":"#N/A"},{"$error":"#N/A"},{"$error":"#N/A"},{"$error":"#N/A"},{"$error":"#N/A"}]
[null,{"$f":"IF(DataInput!B191=$B$8,IF($B$9=$B$10,TRUE,IF(DataInput!E191=$B$9,TRUE,FALSE)))","v":true},null,null,{"$f":"IF(B192=TRUE,DataInput!B191,NA())","v":"VIC"},{"$f":"IF($E192=DataInput!$B191,DataInput!C191,NA())","v":"APD"},{"$f":"IF($E192=DataInput!$B191,DataInput!D191,NA())","v":"Alcoa Portland 500 kV"},{"$f":"IF($E192=DataInput!$B191,DataInput!E191,NA())","v":"Direct Connect"},{"$f":"IF($E192=DataInput!$B191,DataInput!F191,NA())","v":"Winter"},{"$f":"IF($E192=DataInput!$B191,DataInput!G191,NA())","v":"Non-Coincident"},{"$f":"IF($E192=DataInput!$B191,DataInput!H191,NA())","v":2020},{"$f":"IF($E192=DataInput!$B191,DataInput!I191,NA())","v":"POE10"},{"$f":"IF($E192=DataInput!$B191,DataInput!J191,NA())","v":514.75},{"$f":"IF($E192=DataInput!$B191,DataInput!K191,NA())","v":0.98228817400000001},null,null,"VIC Alcoa Portland 500 kV",null,null,null,null,false,null,null,{"$error":"#N/A"},{"$error":"#N/A"},{"$error":"#N/A"},{"$error":"#N/A"},{"$error":"#N/A"},{"$error":"#N/A"},{"$error":"#N/A"},{"$error":"#N/A"},{"$error":"#N/A"},{"$error":"#N/A"}]
[null,{"$f":"IF(DataInput!B192=$B$8,IF($B$9=$B$10,TRUE,IF(DataInput!E192=$B$9,TRUE,FALSE)))","v":true},null,null,{"$f":"IF(B193=TRUE,DataInput!B192,NA())","v":"VIC"},{"$f":"IF($E193=DataInput!$B192,DataInput!C192,NA())","v":"APD"},{"$f":"IF($E193=DataInput!$B192,DataInput!D192,NA())","v":"Alcoa Portland 500 kV"},{"$f":"IF($E193=DataInput!$B192,DataInput!E192,NA())","v":"Direct Connect"},{"$f":"IF($E193=DataInput!$B192,DataInput!F192,NA())","v":"Winter"},{"$f":"IF($E193=DataInput!$B192,DataInput!G192,NA())","v":"Non-Coincident"},{"$f":"IF($E193=DataInput!$B192,DataInput!H192,NA())","v":2020},{"$f":"IF($E193=DataInput!$B192,DataInput!I192,NA())","v":"POE50"},{"$f":"IF($E193=DataInput!$B192,DataInput!J192,NA())","v":514.75},{"$f":"IF($E193=DataInput!$B192,DataInput!K192,NA())","v":0.97503142399999998},null,null,"VIC Alcoa Portland 500 kV",null,null,null,null,false,null,null,{"$error":"#N/A"},{"$error":"#N/A"},{"$error":"#N/A"},{"$error":"#N/A"},{"$error":"#N/A"},{"$error":"#N/A"},{"$error":"#N/A"},{"$error":"#N/A"},{"$error":"#N/A"},{"$error":"#N/A"}]
[null,{"$f":"IF(DataInput!B193=$B$8,IF($B$9=$B$10,TRUE,IF(DataInput!E193=$B$9,TRUE,FALSE)))","v":true},null,null,{"$f":"IF(B194=TRUE,DataInput!B193,NA())","v":"VIC"},{"$f":"IF($E194=DataInput!$B193,DataInput!C193,NA())","v":"APD"},{"$f":"IF($E194=DataInput!$B193,DataInput!D193,NA())","v":"Alcoa Portland 500 kV"},{"$f":"IF($E194=DataInput!$B193,DataInput!E193,NA())","v":"Direct Connect"},{"$f":"IF($E194=DataInput!$B193,DataInput!F193,NA())","v":"Winter"},{"$f":"IF($E194=DataInput!$B193,DataInput!G193,NA())","v":"Coincident"},{"$f":"IF($E194=DataInput!$B193,DataInput!H193,NA())","v":2020},{"$f":"IF($E194=DataInput!$B193,DataInput!I193,NA())","v":"POE10"},{"$f":"IF($E194=DataInput!$B193,DataInput!J193,NA())","v":505.63283760000002},{"$f":"IF($E194=DataInput!$B193,DataInput!K193,NA())","v":0.98228817400000001},null,null,"VIC Alcoa Portland 500 kV",null,null,null,null,false,null,null,{"$error":"#N/A"},{"$error":"#N/A"},{"$error":"#N/A"},{"$error":"#N/A"},{"$error":"#N/A"},{"$error":"#N/A"},{"$error":"#N/A"},{"$error":"#N/A"},{"$error":"#N/A"},{"$error":"#N/A"}]
[null,{"$f":"IF(DataInput!B194=$B$8,IF($B$9=$B$10,TRUE,IF(DataInput!E194=$B$9,TRUE,FALSE)))","v":true},null,null,{"$f":"IF(B195=TRUE,DataInput!B194,NA())","v":"VIC"},{"$f":"IF($E195=DataInput!$B194,DataInput!C194,NA())","v":"APD"},{"$f":"IF($E195=DataInput!$B194,DataInput!D194,NA())","v":"Alcoa Portland 500 kV"},{"$f":"IF($E195=DataInput!$B194,DataInput!E194,NA())","v":"Direct Connect"},{"$f":"IF($E195=DataInput!$B194,DataInput!F194,NA())","v":"Winter"},{"$f":"IF($E195=DataInput!$B194,DataInput!G194,NA())","v":"Coincident"},{"$f":"IF($E195=DataInput!$B194,DataInput!H194,NA())","v":2020},{"$f":"IF($E195=DataInput!$B194,DataInput!I194,NA())","v":"POE50"},{"$f":"IF($E195=DataInput!$B194,DataInput!J194,NA())","v":501.89742560000002},{"$f":"IF($E195=DataInput!$B194,DataInput!K194,NA())","v":0.97503142399999998},null,null,"VIC Alcoa Portland 500 kV",null,null,null,null,false,null,null,{"$error":"#N/A"},{"$error":"#N/A"},{"$error":"#N/A"},{"$error":"#N/A"},{"$error":"#N/A"},{"$error":"#N/A"},{"$error":"#N/A"},{"$error":"#N/A"},{"$error":"#N/A"},{"$error":"#N/A"}]
[null,{"$f":"IF(DataInput!B195=$B$8,IF($B$9=$B$10,TRUE,IF(DataInput!E195=$B$9,TRUE,FALSE)))","v":true},null,null,{"$f":"IF(B196=TRUE,DataInput!B195,NA())","v":"VIC"},{"$f":"IF($E196=DataInput!$B195,DataInput!C195,NA())","v":"APD"},{"$f":"IF($E196=DataInput!$B195,DataInput!D195,NA())","v":"Alcoa Portland 500 kV"},{"$f":"IF($E196=DataInput!$B195,DataInput!E195,NA())","v":"Direct Connect"},{"$f":"IF($E196=DataInput!$B195,DataInput!F195,NA())","v":"Winter"},{"$f":"IF($E196=DataInput!$B195,DataInput!G195,NA())","v":"Non-Coincident"},{"$f":"IF($E196=DataInput!$B195,DataInput!H195,NA())","v":2021},{"$f":"IF($E196=DataInput!$B195,DataInput!I195,NA())","v":"POE10"},{"$f":"IF($E196=DataInput!$B195,DataInput!J195,NA())","v":514.75},{"$f":"IF($E196=DataInput!$B195,DataInput!K195,NA())","v":0.98228817400000001},null,null,"VIC Alcoa Portland 500 kV",null,null,null,null,false,null,null,{"$error":"#N/A"},{"$error":"#N/A"},{"$error":"#N/A"},{"$error":"#N/A"},{"$error":"#N/A"},{"$error":"#N/A"},{"$error":"#N/A"},{"$error":"#N/A"},{"$error":"#N/A"},{"$error":"#N/A"}]
[null,{"$f":"IF(DataInput!B196=$B$8,IF($B$9=$B$10,TRUE,IF(DataInput!E196=$B$9,TRUE,FALSE)))","v":true},null,null,{"$f":"IF(B197=TRUE,DataInput!B196,NA())","v":"VIC"},{"$f":"IF($E197=DataInput!$B196,DataInput!C196,NA())","v":"APD"},{"$f":"IF($E197=DataInput!$B196,DataInput!D196,NA())","v":"Alcoa Portland 500 kV"},{"$f":"IF($E197=DataInput!$B196,DataInput!E196,NA())","v":"Direct Connect"},{"$f":"IF($E197=DataInput!$B196,DataInput!F196,NA())","v":"Winter"},{"$f":"IF($E197=DataInput!$B196,DataInput!G196,NA())","v":"Non-Coincident"},{"$f":"IF($E197=DataInput!$B196,DataInput!H196,NA())","v":2021},{"$f":"IF($E197=DataInput!$B196,DataInput!I196,NA())","v":"POE50"},{"$f":"IF($E197=DataInput!$B196,DataInput!J196,NA())","v":514.75},{"$f":"IF($E197=DataInput!$B196,DataInput!K196,NA())","v":0.97503142399999998},null,null,"VIC Alcoa Portland 500 kV",null,null,null,null,false,null,null,{"$error":"#N/A"},{"$error":"#N/A"},{"$error":"#N/A"},{"$error":"#N/A"},{"$error":"#N/A"},{"$error":"#N/A"},{"$error":"#N/A"},{"$error":"#N/A"},{"$error":"#N/A"},{"$error":"#N/A"}]
[null,{"$f":"IF(DataInput!B197=$B$8,IF($B$9=$B$10,TRUE,IF(DataInput!E197=$B$9,TRUE,FALSE)))","v":true},null,null,{"$f":"IF(B198=TRUE,DataInput!B197,NA())","v":"VIC"},{"$f":"IF($E198=DataInput!$B197,DataInput!C197,NA())","v":"APD"},{"$f":"IF($E198=DataInput!$B197,DataInput!D197,NA())","v":"Alcoa Portland 500 kV"},{"$f":"IF($E198=DataInput!$B197,DataInput!E197,NA())","v":"Direct Connect"},{"$f":"IF($E198=DataInput!$B197,DataInput!F197,NA())","v":"Winter"},{"$f":"IF($E198=DataInput!$B197,DataInput!G197,NA())","v":"Coincident"},{"$f":"IF($E198=DataInput!$B197,DataInput!H197,NA())","v":2021},{"$f":"IF($E198=DataInput!$B197,DataInput!I197,NA())","v":"POE10"},{"$f":"IF($E198=DataInput!$B197,DataInput!J197,NA())","v":505.63283760000002},{"$f":"IF($E198=DataInput!$B197,DataInput!K197,NA())","v":0.98228817400000001},null,null,"VIC Alcoa Portland 500 kV",null,null,null,null,false,null,null,{"$error":"#N/A"},{"$error":"#N/A"},{"$error":"#N/A"},{"$error":"#N/A"},{"$error":"#N/A"},{"$error":"#N/A"},{"$error":"#N/A"},{"$error":"#N/A"},{"$error":"#N/A"},{"$error":"#N/A"}]
[null,{"$f":"IF(DataInput!B198=$B$8,IF($B$9=$B$10,TRUE,IF(DataInput!E198=$B$9,TRUE,FALSE)))","v":true},null,null,{"$f":"IF(B199=TRUE,DataInput!B198,NA())","v":"VIC"},{"$f":"IF($E199=DataInput!$B198,DataInput!C198,NA())","v":"APD"},{"$f":"IF($E199=DataInput!$B198,DataInput!D198,NA())","v":"Alcoa Portland 500 kV"},{"$f":"IF($E199=DataInput!$B198,DataInput!E198,NA())","v":"Direct Connect"},{"$f":"IF($E199=DataInput!$B198,DataInput!F198,NA())","v":"Winter"},{"$f":"IF($E199=DataInput!$B198,DataInput!G198,NA())","v":"Coincident"},{"$f":"IF($E199=DataInput!$B198,DataInput!H198,NA())","v":2021},{"$f":"IF($E199=DataInput!$B198,DataInput!I198,NA())","v":"POE50"},{"$f":"IF($E199=DataInput!$B198,DataInput!J198,NA())","v":501.89742560000002},{"$f":"IF($E199=DataInput!$B198,DataInput!K198,NA())","v":0.97503142399999998},null,null,"VIC Alcoa Portland 500 kV",null,null,null,null,false,null,null,{"$error":"#N/A"},{"$error":"#N/A"},{"$error":"#N/A"},{"$error":"#N/A"},{"$error":"#N/A"},{"$error":"#N/A"},{"$error":"#N/A"},{"$error":"#N/A"},{"$error":"#N/A"},{"$error":"#N/A"}]
[null,{"$f":"IF(DataInput!B199=$B$8,IF($B$9=$B$10,TRUE,IF(DataInput!E199=$B$9,TRUE,FALSE)))","v":true},null,null,{"$f":"IF(B200=TRUE,DataInput!B199,NA())","v":"VIC"},{"$f":"IF($E200=DataInput!$B199,DataInput!C199,NA())","v":"APD"},{"$f":"IF($E200=DataInput!$B199,DataInput!D199,NA())","v":"Alcoa Portland 500 kV"},{"$f":"IF($E200=DataInput!$B199,DataInput!E199,NA())","v":"Direct Connect"},{"$f":"IF($E200=DataInput!$B199,DataInput!F199,NA())","v":"Winter"},{"$f":"IF($E200=DataInput!$B199,DataInput!G199,NA())","v":"Non-Coincident"},{"$f":"IF($E200=DataInput!$B199,DataInput!H199,NA())","v":2022},{"$f":"IF($E200=DataInput!$B199,DataInput!I199,NA())","v":"POE10"},{"$f":"IF($E200=DataInput!$B199,DataInput!J199,NA())","v":514.75},{"$f":"IF($E200=DataInput!$B199,DataInput!K199,NA())","v":0.98228817400000001},null,null,"VIC Alcoa Portland 500 kV",null,null,null,null,false,null,null,{"$error":"#N/A"},{"$error":"#N/A"},{"$error":"#N/A"},{"$error":"#N/A"},{"$error":"#N/A"},{"$error":"#N/A"},{"$error":"#N/A"},{"$error":"#N/A"},{"$error":"#N/A"},{"$error":"#N/A"}]
[null,{"$f":"IF(DataInput!B200=$B$8,IF($B$9=$B$10,TRUE,IF(DataInput!E200=$B$9,TRUE,FALSE)))","v":true},null,null,{"$f":"IF(B201=TRUE,DataInput!B200,NA())","v":"VIC"},{"$f":"IF($E201=DataInput!$B200,DataInput!C200,NA())","v":"APD"},{"$f":"IF($E201=DataInput!$B200,DataInput!D200,NA())","v":"Alcoa Portland 500 kV"},{"$f":"IF($E201=DataInput!$B200,DataInput!E200,NA())","v":"Direct Connect"},{"$f":"IF($E201=DataInput!$B200,DataInput!F200,NA())","v":"Winter"},{"$f":"IF($E201=DataInput!$B200,DataInput!G200,NA())","v":"Non-Coincident"},{"$f":"IF($E201=DataInput!$B200,DataInput!H200,NA())","v":2022},{"$f":"IF($E201=DataInput!$B200,DataInput!I200,NA())","v":"POE50"},{"$f":"IF($E201=DataInput!$B200,DataInput!J200,NA())","v":514.75},{"$f":"IF($E201=DataInput!$B200,DataInput!K200,NA())","v":0.97503142399999998},null,null,"VIC Alcoa Portland 500 kV",null,null,null,null,false,null,null,{"$error":"#N/A"},{"$error":"#N/A"},{"$error":"#N/A"},{"$error":"#N/A"},{"$error":"#N/A"},{"$error":"#N/A"},{"$error":"#N/A"},{"$error":"#N/A"},{"$error":"#N/A"},{"$error":"#N/A"}]
[null,{"$f":"IF(DataInput!B201=$B$8,IF($B$9=$B$10,TRUE,IF(DataInput!E201=$B$9,TRUE,FALSE)))","v":true},null,null,{"$f":"IF(B202=TRUE,DataInput!B201,NA())","v":"VIC"},{"$f":"IF($E202=DataInput!$B201,DataInput!C201,NA())","v":"APD"},{"$f":"IF($E202=DataInput!$B201,DataInput!D201,NA())","v":"Alcoa Portland 500 kV"},{"$f":"IF($E202=DataInput!$B201,DataInput!E201,NA())","v":"Direct Connect"},{"$f":"IF($E202=DataInput!$B201,DataInput!F201,NA())","v":"Winter"},{"$f":"IF($E202=DataInput!$B201,DataInput!G201,NA())","v":"Coincident"},{"$f":"IF($E202=DataInput!$B201,DataInput!H201,NA())","v":2022},{"$f":"IF($E202=DataInput!$B201,DataInput!I201,NA())","v":"POE10"},{"$f":"IF($E202=DataInput!$B201,DataInput!J201,NA())","v":505.63283760000002},{"$f":"IF($E202=DataInput!$B201,DataInput!K201,NA())","v":0.98228817400000001},null,null,"VIC Alcoa Portland 500 kV",null,null,null,null,false,null,null,{"$error":"#N/A"},{"$error":"#N/A"},{"$error":"#N/A"},{"$error":"#N/A"},{"$error":"#N/A"},{"$error":"#N/A"},{"$error":"#N/A"},{"$error":"#N/A"},{"$error":"#N/A"},{"$error":"#N/A"}]
[null,{"$f":"IF(DataInput!B202=$B$8,IF($B$9=$B$10,TRUE,IF(DataInput!E202=$B$9,TRUE,FALSE)))","v":true},null,null,{"$f":"IF(B203=TRUE,DataInput!B202,NA())","v":"VIC"},{"$f":"IF($E203=DataInput!$B202,DataInput!C202,NA())","v":"APD"},{"$f":"IF($E203=DataInput!$B202,DataInput!D202,NA())","v":"Alcoa Portland 500 kV"},{"$f":"IF($E203=DataInput!$B202,DataInput!E202,NA())","v":"Direct Connect"},{"$f":"IF($E203=DataInput!$B202,DataInput!F202,NA())","v":"Winter"},{"$f":"IF($E203=DataInput!$B202,DataInput!G202,NA())","v":"Coincident"},{"$f":"IF($E203=DataInput!$B202,DataInput!H202,NA())","v":2022},{"$f":"IF($E203=DataInput!$B202,DataInput!I202,NA())","v":"POE50"},{"$f":"IF($E203=DataInput!$B202,DataInput!J202,NA())","v":501.89742560000002},{"$f":"IF($E203=DataInput!$B202,DataInput!K202,NA())","v":0.97503142399999998},null,null,"VIC Alcoa Portland 500 kV",null,null,null,null,false,null,null,{"$error":"#N/A"},{"$error":"#N/A"},{"$error":"#N/A"},{"$error":"#N/A"},{"$error":"#N/A"},{"$error":"#N/A"},{"$error":"#N/A"},{"$error":"#N/A"},{"$error":"#N/A"},{"$error":"#N/A"}]
[null,{"$f":"IF(DataInput!B203=$B$8,IF($B$9=$B$10,TRUE,IF(DataInput!E203=$B$9,TRUE,FALSE)))","v":true},null,null,{"$f":"IF(B204=TRUE,DataInput!B203,NA())","v":"VIC"},{"$f":"IF($E204=DataInput!$B203,DataInput!C203,NA())","v":"APD"},{"$f":"IF($E204=DataInput!$B203,DataInput!D203,NA())","v":"Alcoa Portland 500 kV"},{"$f":"IF($E204=DataInput!$B203,DataInput!E203,NA())","v":"Direct Connect"},{"$f":"IF($E204=DataInput!$B203,DataInput!F203,NA())","v":"Winter"},{"$f":"IF($E204=DataInput!$B203,DataInput!G203,NA())","v":"Non-Coincident"},{"$f":"IF($E204=DataInput!$B203,DataInput!H203,NA())","v":2023},{"$f":"IF($E204=DataInput!$B203,DataInput!I203,NA())","v":"POE10"},{"$f":"IF($E204=DataInput!$B203,DataInput!J203,NA())","v":514.75},{"$f":"IF($E204=DataInput!$B203,DataInput!K203,NA())","v":0.98228817400000001},null,null,{"$f":"IF(OR(ISERROR(E204),ISERROR(G204)),\"  \",E204&\" \"&G204)","v":"VIC Alcoa Portland 500 kV"},null,null,null,null,{"$f":"IF(ISERROR(G204),FALSE,IF($V$9=G204,TRUE,FALSE))","v":false},null,null,{"$f":"IF($V204=TRUE,E204,NA())","v":{"$error":"#N/A"}},{"$error":"#N/A"},{"$error":"#N/A"},{"$error":"#N/A"},{"$error":"#N/A"},{"$error":"#N/A"},{"$error":"#N/A"},{"$error":"#N/A"},{"$error":"#N/A"},{"$error":"#N/A"}]
[null,{"$f":"IF(DataInput!B204=$B$8,IF($B$9=$B$10,TRUE,IF(DataInput!E204=$B$9,TRUE,FALSE)))","v":true},null,null,{"$f":"IF(B205=TRUE,DataInput!B204,NA())","v":"VIC"},{"$f":"IF($E205=DataInput!$B204,DataInput!C204,NA())","v":"APD"},{"$f":"IF($E205=DataInput!$B204,DataInput!D204,NA())","v":"Alcoa Portland 500 kV"},{"$f":"IF($E205=DataInput!$B204,DataInput!E204,NA())","v":"Direct Connect"},{"$f":"IF($E205=DataInput!$B204,DataInput!F204,NA())","v":"Winter"},{"$f":"IF($E205=DataInput!$B204,DataInput!G204,NA())","v":"Non-Coincident"},{"$f":"IF($E205=DataInput!$B204,DataInput!H204,NA())","v":2023},{"$f":"IF($E205=DataInput!$B204,DataInput!I204,NA())","v":"POE50"},{"$f":"IF($E205=DataInput!$B204,DataInput!J204,NA())","v":514.75},{"$f":"IF($E205=DataInput!$B204,DataInput!K204,NA())","v":0.97503142399999998},null,null,"VIC Alcoa Portland 500 kV",null,null,null,null,false,null,null,{"$error":"#N/A"},{"$error":"#N/A"},{"$error":"#N/A"},{"$error":"#N/A"},{"$error":"#N/A"},{"$error":"#N/A"},{"$error":"#N/A"},{"$error":"#N/A"},{"$error":"#N/A"},{"$error":"#N/A"}]
[null,{"$f":"IF(DataInput!B205=$B$8,IF($B$9=$B$10,TRUE,IF(DataInput!E205=$B$9,TRUE,FALSE)))","v":true},null,null,{"$f":"IF(B206=TRUE,DataInput!B205,NA())","v":"VIC"},{"$f":"IF($E206=DataInput!$B205,DataInput!C205,NA())","v":"APD"},{"$f":"IF($E206=DataInput!$B205,DataInput!D205,NA())","v":"Alcoa Portland 500 kV"},{"$f":"IF($E206=DataInput!$B205,DataInput!E205,NA())","v":"Direct Connect"},{"$f":"IF($E206=DataInput!$B205,DataInput!F205,NA())","v":"Winter"},{"$f":"IF($E206=DataInput!$B205,DataInput!G205,NA())","v":"Coincident"},{"$f":"IF($E206=DataInput!$B205,DataInput!H205,NA())","v":2023},{"$f":"IF($E206=DataInput!$B205,DataInput!I205,NA())","v":"POE10"},{"$f":"IF($E206=DataInput!$B205,DataInput!J205,NA())","v":505.63283760000002},{"$f":"IF($E206=DataInput!$B205,DataInput!K205,NA())","v":0.98228817400000001},null,null,"VIC Alcoa Portland 500 kV",null,null,null,null,false,null,null,{"$error":"#N/A"},{"$error":"#N/A"},{"$error":"#N/A"},{"$error":"#N/A"},{"$error":"#N/A"},{"$error":"#N/A"},{"$error":"#N/A"},{"$error":"#N/A"},{"$error":"#N/A"},{"$error":"#N/A"}]
[null,{"$f":"IF(DataInput!B206=$B$8,IF($B$9=$B$10,TRUE,IF(DataInput!E206=$B$9,TRUE,FALSE)))","v":true},null,null,{"$f":"IF(B207=TRUE,DataInput!B206,NA())","v":"VIC"},{"$f":"IF($E207=DataInput!$B206,DataInput!C206,NA())","v":"APD"},{"$f":"IF($E207=DataInput!$B206,DataInput!D206,NA())","v":"Alcoa Portland 500 kV"},{"$f":"IF($E207=DataInput!$B206,DataInput!E206,NA())","v":"Direct Connect"},{"$f":"IF($E207=DataInput!$B206,DataInput!F206,NA())","v":"Winter"},{"$f":"IF($E207=DataInput!$B206,DataInput!G206,NA())","v":"Coincident"},{"$f":"IF($E207=DataInput!$B206,DataInput!H206,NA())","v":2023},{"$f":"IF($E207=DataInput!$B206,DataInput!I206,NA())","v":"POE50"},{"$f":"IF($E207=DataInput!$B206,DataInput!J206,NA())","v":501.89742560000002},{"$f":"IF($E207=DataInput!$B206,DataInput!K206,NA())","v":0.97503142399999998},null,null,"VIC Alcoa Portland 500 kV",null,null,null,null,false,null,null,{"$error":"#N/A"},{"$error":"#N/A"},{"$error":"#N/A"},{"$error":"#N/A"},{"$error":"#N/A"},{"$error":"#N/A"},{"$error":"#N/A"},{"$error":"#N/A"},{"$error":"#N/A"},{"$error":"#N/A"}]
[null,{"$f":"IF(DataInput!B207=$B$8,IF($B$9=$B$10,TRUE,IF(DataInput!E207=$B$9,TRUE,FALSE)))","v":true},null,null,{"$f":"IF(B208=TRUE,DataInput!B207,NA())","v":"VIC"},{"$f":"IF($E208=DataInput!$B207,DataInput!C207,NA())","v":"APD"},{"$f":"IF($E208=DataInput!$B207,DataInput!D207,NA())","v":"Alcoa Portland 500 kV"},{"$f":"IF($E208=DataInput!$B207,DataInput!E207,NA())","v":"Direct Connect"},{"$f":"IF($E208=DataInput!$B207,DataInput!F207,NA())","v":"Winter"},{"$f":"IF($E208=DataInput!$B207,DataInput!G207,NA())","v":"Non-Coincident"},{"$f":"IF($E208=DataInput!$B207,DataInput!H207,NA())","v":2024},{"$f":"IF($E208=DataInput!$B207,DataInput!I207,NA())","v":"POE10"},{"$f":"IF($E208=DataInput!$B207,DataInput!J207,NA())","v":514.75},{"$f":"IF($E208=DataInput!$B207,DataInput!K207,NA())","v":0.98228817400000001},null,null,"VIC Alcoa Portland 500 kV",null,null,null,null,false,null,null,{"$error":"#N/A"},{"$error":"#N/A"},{"$error":"#N/A"},{"$error":"#N/A"},{"$error":"#N/A"},{"$error":"#N/A"},{"$error":"#N/A"},{"$error":"#N/A"},{"$error":"#N/A"},{"$error":"#N/A"}]
[null,{"$f":"IF(DataInput!B208=$B$8,IF($B$9=$B$10,TRUE,IF(DataInput!E208=$B$9,TRUE,FALSE)))","v":true},null,null,{"$f":"IF(B209=TRUE,DataInput!B208,NA())","v":"VIC"},{"$f":"IF($E209=DataInput!$B208,DataInput!C208,NA())","v":"APD"},{"$f":"IF($E209=DataInput!$B208,DataInput!D208,NA())","v":"Alcoa Portland 500 kV"},{"$f":"IF($E209=DataInput!$B208,DataInput!E208,NA())","v":"Direct Connect"},{"$f":"IF($E209=DataInput!$B208,DataInput!F208,NA())","v":"Winter"},{"$f":"IF($E209=DataInput!$B208,DataInput!G208,NA())","v":"Non-Coincident"},{"$f":"IF($E209=DataInput!$B208,DataInput!H208,NA())","v":2024},{"$f":"IF($E209=DataInput!$B208,DataInput!I208,NA())","v":"POE50"},{"$f":"IF($E209=DataInput!$B208,DataInput!J208,NA())","v":514.75},{"$f":"IF($E209=DataInput!$B208,DataInput!K208,NA())","v":0.97503142399999998},null,null,"VIC Alcoa Portland 500 kV",null,null,null,null,false,null,null,{"$error":"#N/A"},{"$error":"#N/A"},{"$error":"#N/A"},{"$error":"#N/A"},{"$error":"#N/A"},{"$error":"#N/A"},{"$error":"#N/A"},{"$error":"#N/A"},{"$error":"#N/A"},{"$error":"#N/A"}]
[null,{"$f":"IF(DataInput!B209=$B$8,IF($B$9=$B$10,TRUE,IF(DataInput!E209=$B$9,TRUE,FALSE)))","v":true},null,null,{"$f":"IF(B210=TRUE,DataInput!B209,NA())","v":"VIC"},{"$f":"IF($E210=DataInput!$B209,DataInput!C209,NA())","v":"APD"},{"$f":"IF($E210=DataInput!$B209,DataInput!D209,NA())","v":"Alcoa Portland 500 kV"},{"$f":"IF($E210=DataInput!$B209,DataInput!E209,NA())","v":"Direct Connect"},{"$f":"IF($E210=DataInput!$B209,DataInput!F209,NA())","v":"Winter"},{"$f":"IF($E210=DataInput!$B209,DataInput!G209,NA())","v":"Coincident"},{"$f":"IF($E210=DataInput!$B209,DataInput!H209,NA())","v":2024},{"$f":"IF($E210=DataInput!$B209,DataInput!I209,NA())","v":"POE10"},{"$f":"IF($E210=DataInput!$B209,DataInput!J209,NA())","v":505.63283760000002},{"$f":"IF($E210=DataInput!$B209,DataInput!K209,NA())","v":0.98228817400000001},null,null,"VIC Alcoa Portland 500 kV",null,null,null,null,false,null,null,{"$error":"#N/A"},{"$error":"#N/A"},{"$error":"#N/A"},{"$error":"#N/A"},{"$error":"#N/A"},{"$error":"#N/A"},{"$error":"#N/A"},{"$error":"#N/A"},{"$error":"#N/A"},{"$error":"#N/A"}]
[null,{"$f":"IF(DataInput!B210=$B$8,IF($B$9=$B$10,TRUE,IF(DataInput!E210=$B$9,TRUE,FALSE)))","v":true},null,null,{"$f":"IF(B211=TRUE,DataInput!B210,NA())","v":"VIC"},{"$f":"IF($E211=DataInput!$B210,DataInput!C210,NA())","v":"APD"},{"$f":"IF($E211=DataInput!$B210,DataInput!D210,NA())","v":"Alcoa Portland 500 kV"},{"$f":"IF($E211=DataInput!$B210,DataInput!E210,NA())","v":"Direct Connect"},{"$f":"IF($E211=DataInput!$B210,DataInput!F210,NA())","v":"Winter"},{"$f":"IF($E211=DataInput!$B210,DataInput!G210,NA())","v":"Coincident"},{"$f":"IF($E211=DataInput!$B210,DataInput!H210,NA())","v":2024},{"$f":"IF($E211=DataInput!$B210,DataInput!I210,NA())","v":"POE50"},{"$f":"IF($E211=DataInput!$B210,DataInput!J210,NA())","v":501.89742560000002},{"$f":"IF($E211=DataInput!$B210,DataInput!K210,NA())","v":0.97503142399999998},null,null,"VIC Alcoa Portland 500 kV",null,null,null,null,false,null,null,{"$error":"#N/A"},{"$error":"#N/A"},{"$error":"#N/A"},{"$error":"#N/A"},{"$error":"#N/A"},{"$error":"#N/A"},{"$error":"#N/A"},{"$error":"#N/A"},{"$error":"#N/A"},{"$error":"#N/A"}]
[null,{"$f":"IF(DataInput!B211=$B$8,IF($B$9=$B$10,TRUE,IF(DataInput!E211=$B$9,TRUE,FALSE)))","v":true},null,null,{"$f":"IF(B212=TRUE,DataInput!B211,NA())","v":"VIC"},{"$f":"IF($E212=DataInput!$B211,DataInput!C211,NA())","v":"ATSBJ"},{"$f":"IF($E212=DataInput!$B211,DataInput!D211,NA())","v":"Altona-Brooklyn (Jemena) 66 kV"},{"$f":"IF($E212=DataInput!$B211,DataInput!E211,NA())","v":"Jemena"},{"$f":"IF($E212=DataInput!$B211,DataInput!F211,NA())","v":"Summer"},{"$f":"IF($E212=DataInput!$B211,DataInput!G211,NA())","v":"Coincident"},{"$f":"IF($E212=DataInput!$B211,DataInput!H211,NA())","v":2006},{"$f":"IF($E212=DataInput!$B211,DataInput!I211,NA())","v":"TempCorrActualPOE10"},{"$f":"IF($E212=DataInput!$B211,DataInput!J211,NA())","v":131.49054340000001},{"$f":"IF($E212=DataInput!$B211,DataInput!K211,NA())","v":"NA"},null,null,"VIC Altona-Brooklyn (Jemena) 66 kV",null,null,null,null,false,null,null,{"$error":"#N/A"},{"$error":"#N/A"},{"$error":"#N/A"},{"$error":"#N/A"},{"$error":"#N/A"},{"$error":"#N/A"},{"$error":"#N/A"},{"$error":"#N/A"},{"$error":"#N/A"},{"$error":"#N/A"}]
[null,{"$f":"IF(DataInput!B212=$B$8,IF($B$9=$B$10,TRUE,IF(DataInput!E212=$B$9,TRUE,FALSE)))","v":true},null,null,{"$f":"IF(B213=TRUE,DataInput!B212,NA())","v":"VIC"},{"$f":"IF($E213=DataInput!$B212,DataInput!C212,NA())","v":"ATSBJ"},{"$f":"IF($E213=DataInput!$B212,DataInput!D212,NA())","v":"Altona-Brooklyn (Jemena) 66 kV"},{"$f":"IF($E213=DataInput!$B212,DataInput!E212,NA())","v":"Jemena"},{"$f":"IF($E213=DataInput!$B212,DataInput!F212,NA())","v":"Summer"},{"$f":"IF($E213=DataInput!$B212,DataInput!G212,NA())","v":"Coincident"},{"$f":"IF($E213=DataInput!$B212,DataInput!H212,NA())","v":2006},{"$f":"IF($E213=DataInput!$B212,DataInput!I212,NA())","v":"TempCorrActualPOE50"},{"$f":"IF($E213=DataInput!$B212,DataInput!J212,NA())","v":125.3855815},{"$f":"IF($E213=DataInput!$B212,DataInput!K212,NA())","v":"NA"},null,null,"VIC Altona-Brooklyn (Jemena) 66 kV",null,null,null,null,false,null,null,{"$error":"#N/A"},{"$error":"#N/A"},{"$error":"#N/A"},{"$error":"#N/A"},{"$error":"#N/A"},{"$error":"#N/A"},{"$error":"#N/A"},{"$error":"#N/A"},{"$error":"#N/A"},{"$error":"#N/A"}]
[null,{"$f":"IF(DataInput!B213=$B$8,IF($B$9=$B$10,TRUE,IF(DataInput!E213=$B$9,TRUE,FALSE)))","v":true},null,null,{"$f":"IF(B214=TRUE,DataInput!B213,NA())","v":"VIC"},{"$f":"IF($E214=DataInput!$B213,DataInput!C213,NA())","v":"ATSBJ"},{"$f":"IF($E214=DataInput!$B213,DataInput!D213,NA())","v":"Altona-Brooklyn (Jemena) 66 kV"},{"$f":"IF($E214=DataInput!$B213,DataInput!E213,NA())","v":"Jemena"},{"$f":"IF($E214=DataInput!$B213,DataInput!F213,NA())","v":"Summer"},{"$f":"IF($E214=DataInput!$B213,DataInput!G213,NA())","v":"Non-Coincident"},{"$f":"IF($E214=DataInput!$B213,DataInput!H213,NA())","v":2006},{"$f":"IF($E214=DataInput!$B213,DataInput!I213,NA())","v":"TempCorrActualPOE10"},{"$f":"IF($E214=DataInput!$B213,DataInput!J213,NA())","v":136.84252939999999},{"$f":"IF($E214=DataInput!$B213,DataInput!K213,NA())","v":"NA"},null,null,"VIC Altona-Brooklyn (Jemena) 66 kV",null,null,null,null,false,null,null,{"$error":"#N/A"},{"$error":"#N/A"},{"$error":"#N/A"},{"$error":"#N/A"},{"$error":"#N/A"},{"$error":"#N/A"},{"$error":"#N/A"},{"$error":"#N/A"},{"$error":"#N/A"},{"$error":"#N/A"}]
[null,{"$f":"IF(DataInput!B214=$B$8,IF($B$9=$B$10,TRUE,IF(DataInput!E214=$B$9,TRUE,FALSE)))","v":true},null,null,{"$f":"IF(B215=TRUE,DataInput!B214,NA())","v":"VIC"},{"$f":"IF($E215=DataInput!$B214,DataInput!C214,NA())","v":"ATSBJ"},{"$f":"IF($E215=DataInput!$B214,DataInput!D214,NA())","v":"Altona-Brooklyn (Jemena) 66 kV"},{"$f":"IF($E215=DataInput!$B214,DataInput!E214,NA())","v":"Jemena"},{"$f":"IF($E215=DataInput!$B214,DataInput!F214,NA())","v":"Summer"},{"$f":"IF($E215=DataInput!$B214,DataInput!G214,NA())","v":"Non-Coincident"},{"$f":"IF($E215=DataInput!$B214,DataInput!H214,NA())","v":2006},{"$f":"IF($E215=DataInput!$B214,DataInput!I214,NA())","v":"TempCorrActualPOE50"},{"$f":"IF($E215=DataInput!$B214,DataInput!J214,NA())","v":130.48908470000001},{"$f":"IF($E215=DataInput!$B214,DataInput!K214,NA())","v":"NA"},null,null,"VIC Altona-Brooklyn (Jemena) 66 kV",null,null,null,null,false,null,null,{"$error":"#N/A"},{"$error":"#N/A"},{"$error":"#N/A"},{"$error":"#N/A"},{"$error":"#N/A"},{"$error":"#N/A"},{"$error":"#N/A"},{"$error":"#N/A"},{"$error":"#N/A"},{"$error":"#N/A"}]
[null,{"$f":"IF(DataInput!B215=$B$8,IF($B$9=$B$10,TRUE,IF(DataInput!E215=$B$9,TRUE,FALSE)))","v":true},null,null,{"$f":"IF(B216=TRUE,DataInput!B215,NA())","v":"VIC"},{"$f":"IF($E216=DataInput!$B215,DataInput!C215,NA())","v":"ATSBJ"},{"$f":"IF($E216=DataInput!$B215,DataInput!D215,NA())","v":"Altona-Brooklyn (Jemena) 66 kV"},{"$f":"IF($E216=DataInput!$B215,DataInput!E215,NA())","v":"Jemena"},{"$f":"IF($E216=DataInput!$B215,DataInput!F215,NA())","v":"Summer"},{"$f":"IF($E216=DataInput!$B215,DataInput!G215,NA())","v":"Coincident"},{"$f":"IF($E216=DataInput!$B215,DataInput!H215,NA())","v":2006},{"$f":"IF($E216=DataInput!$B215,DataInput!I215,NA())","v":"Actual"},{"$f":"IF($E216=DataInput!$B215,DataInput!J215,NA())","v":114.38540399999999},{"$f":"IF($E216=DataInput!$B215,DataInput!K215,NA())","v":"NA"},null,null,"VIC Altona-Brooklyn (Jemena) 66 kV",null,null,null,null,false,null,null,{"$error":"#N/A"},{"$error":"#N/A"},{"$error":"#N/A"},{"$error":"#N/A"},{"$error":"#N/A"},{"$error":"#N/A"},{"$error":"#N/A"},{"$error":"#N/A"},{"$error":"#N/A"},{"$error":"#N/A"}]
[null,{"$f":"IF(DataInput!B216=$B$8,IF($B$9=$B$10,TRUE,IF(DataInput!E216=$B$9,TRUE,FALSE)))","v":true},null,null,{"$f":"IF(B217=TRUE,DataInput!B216,NA())","v":"VIC"},{"$f":"IF($E217=DataInput!$B216,DataInput!C216,NA())","v":"ATSBJ"},{"$f":"IF($E217=DataInput!$B216,DataInput!D216,NA())","v":"Altona-Brooklyn (Jemena) 66 kV"},{"$f":"IF($E217=DataInput!$B216,DataInput!E216,NA())","v":"Jemena"},{"$f":"IF($E217=DataInput!$B216,DataInput!F216,NA())","v":"Summer"},{"$f":"IF($E217=DataInput!$B216,DataInput!G216,NA())","v":"Non-Coincident"},{"$f":"IF($E217=DataInput!$B216,DataInput!H216,NA())","v":2006},{"$f":"IF($E217=DataInput!$B216,DataInput!I216,NA())","v":"Actual"},{"$f":"IF($E217=DataInput!$B216,DataInput!J216,NA())","v":122.825988},{"$f":"IF($E217=DataInput!$B216,DataInput!K216,NA())","v":"NA"},null,null,"VIC Altona-Brooklyn (Jemena) 66 kV",null,null,null,null,false,null,null,{"$error":"#N/A"},{"$error":"#N/A"},{"$error":"#N/A"},{"$error":"#N/A"},{"$error":"#N/A"},{"$error":"#N/A"},{"$error":"#N/A"},{"$error":"#N/A"},{"$error":"#N/A"},{"$error":"#N/A"}]
[null,{"$f":"IF(DataInput!B217=$B$8,IF($B$9=$B$10,TRUE,IF(DataInput!E217=$B$9,TRUE,FALSE)))","v":true},null,null,{"$f":"IF(B218=TRUE,DataInput!B217,NA())","v":"VIC"},{"$f":"IF($E218=DataInput!$B217,DataInput!C217,NA())","v":"ATSBJ"},{"$f":"IF($E218=DataInput!$B217,DataInput!D217,NA())","v":"Altona-Brooklyn (Jemena) 66 kV"},{"$f":"IF($E218=DataInput!$B217,DataInput!E217,NA())","v":"Jemena"},{"$f":"IF($E218=DataInput!$B217,DataInput!F217,NA())","v":"Summer"},{"$f":"IF($E218=DataInput!$B217,DataInput!G217,NA())","v":"Coincident"},{"$f":"IF($E218=DataInput!$B217,DataInput!H217,NA())","v":2007},{"$f":"IF($E218=DataInput!$B217,DataInput!I217,NA())","v":"TempCorrActualPOE10"},{"$f":"IF($E218=DataInput!$B217,DataInput!J217,NA())","v":133.54263359999999},{"$f":"IF($E218=DataInput!$B217,DataInput!K217,NA())","v":"NA"},null,null,"VIC Altona-Brooklyn (Jemena) 66 kV",null,null,null,null,false,null,null,{"$error":"#N/A"},{"$error":"#N/A"},{"$error":"#N/A"},{"$error":"#N/A"},{"$error":"#N/A"},{"$error":"#N/A"},{"$error":"#N/A"},{"$error":"#N/A"},{"$error":"#N/A"},{"$error":"#N/A"}]
[null,{"$f":"IF(DataInput!B218=$B$8,IF($B$9=$B$10,TRUE,IF(DataInput!E218=$B$9,TRUE,FALSE)))","v":true},null,null,{"$f":"IF(B219=TRUE,DataInput!B218,NA())","v":"VIC"},{"$f":"IF($E219=DataInput!$B218,DataInput!C218,NA())","v":"ATSBJ"},{"$f":"IF($E219=DataInput!$B218,DataInput!D218,NA())","v":"Altona-Brooklyn (Jemena) 66 kV"},{"$f":"IF($E219=DataInput!$B218,DataInput!E218,NA())","v":"Jemena"},{"$f":"IF($E219=DataInput!$B218,DataInput!F218,NA())","v":"Summer"},{"$f":"IF($E219=DataInput!$B218,DataInput!G218,NA())","v":"Coincident"},{"$f":"IF($E219=DataInput!$B218,DataInput!H218,NA())","v":2007},{"$f":"IF($E219=DataInput!$B218,DataInput!I218,NA())","v":"TempCorrActualPOE50"},{"$f":"IF($E219=DataInput!$B218,DataInput!J218,NA())","v":127.5287636},{"$f":"IF($E219=DataInput!$B218,DataInput!K218,NA())","v":"NA"},null,null,"VIC Altona-Brooklyn (Jemena) 66 kV",null,null,null,null,false,null,null,{"$error":"#N/A"},{"$error":"#N/A"},{"$error":"#N/A"},{"$error":"#N/A"},{"$error":"#N/A"},{"$error":"#N/A"},{"$error":"#N/A"},{"$error":"#N/A"},{"$error":"#N/A"},{"$error":"#N/A"}]
[null,{"$f":"IF(DataInput!B219=$B$8,IF($B$9=$B$10,TRUE,IF(DataInput!E219=$B$9,TRUE,FALSE)))","v":true},null,null,{"$f":"IF(B220=TRUE,DataInput!B219,NA())","v":"VIC"},{"$f":"IF($E220=DataInput!$B219,DataInput!C219,NA())","v":"ATSBJ"},{"$f":"IF($E220=DataInput!$B219,DataInput!D219,NA())","v":"Altona-Brooklyn (Jemena) 66 kV"},{"$f":"IF($E220=DataInput!$B219,DataInput!E219,NA())","v":"Jemena"},{"$f":"IF($E220=DataInput!$B219,DataInput!F219,NA())","v":"Summer"},{"$f":"IF($E220=DataInput!$B219,DataInput!G219,NA())","v":"Non-Coincident"},{"$f":"IF($E220=DataInput!$B219,DataInput!H219,NA())","v":2007},{"$f":"IF($E220=DataInput!$B219,DataInput!I219,NA())","v":"TempCorrActualPOE10"},{"$f":"IF($E220=DataInput!$B219,DataInput!J219,NA())","v":138.9781677},{"$f":"IF($E220=DataInput!$B219,DataInput!K219,NA())","v":"NA"},null,null,"VIC Altona-Brooklyn (Jemena) 66 kV",null,null,null,null,false,null,null,{"$error":"#N/A"},{"$error":"#N/A"},{"$error":"#N/A"},{"$error":"#N/A"},{"$error":"#N/A"},{"$error":"#N/A"},{"$error":"#N/A"},{"$error":"#N/A"},{"$error":"#N/A"},{"$error":"#N/A"}]
[null,{"$f":"IF(DataInput!B220=$B$8,IF($B$9=$B$10,TRUE,IF(DataInput!E220=$B$9,TRUE,FALSE)))","v":true},null,null,{"$f":"IF(B221=TRUE,DataInput!B220,NA())","v":"VIC"},{"$f":"IF($E221=DataInput!$B220,DataInput!C220,NA())","v":"ATSBJ"},{"$f":"IF($E221=DataInput!$B220,DataInput!D220,NA())","v":"Altona-Brooklyn (Jemena) 66 kV"},{"$f":"IF($E221=DataInput!$B220,DataInput!E220,NA())","v":"Jemena"},{"$f":"IF($E221=DataInput!$B220,DataInput!F220,NA())","v":"Summer"},{"$f":"IF($E221=DataInput!$B220,DataInput!G220,NA())","v":"Non-Coincident"},{"$f":"IF($E221=DataInput!$B220,DataInput!H220,NA())","v":2007},{"$f":"IF($E221=DataInput!$B220,DataInput!I220,NA())","v":"TempCorrActualPOE50"},{"$f":"IF($E221=DataInput!$B220,DataInput!J220,NA())","v":132.7195226},{"$f":"IF($E221=DataInput!$B220,DataInput!K220,NA())","v":"NA"},null,null,"VIC Altona-Brooklyn (Jemena) 66 kV",null,null,null,null,false,null,null,{"$error":"#N/A"},{"$error":"#N/A"},{"$error":"#N/A"},{"$error":"#N/A"},{"$error":"#N/A"},{"$error":"#N/A"},{"$error":"#N/A"},{"$error":"#N/A"},{"$error":"#N/A"},{"$error":"#N/A"}]
[null,{"$f":"IF(DataInput!B221=$B$8,IF($B$9=$B$10,TRUE,IF(DataInput!E221=$B$9,TRUE,FALSE)))","v":true},null,null,{"$f":"IF(B222=TRUE,DataInput!B221,NA())","v":"VIC"},{"$f":"IF($E222=DataInput!$B221,DataInput!C221,NA())","v":"ATSBJ"},{"$f":"IF($E222=DataInput!$B221,DataInput!D221,NA())","v":"Altona-Brooklyn (Jemena) 66 kV"},{"$f":"IF($E222=DataInput!$B221,DataInput!E221,NA())","v":"Jemena"},{"$f":"IF($E222=DataInput!$B221,DataInput!F221,NA())","v":"Summer"},{"$f":"IF($E222=DataInput!$B221,DataInput!G221,NA())","v":"Coincident"},{"$f":"IF($E222=DataInput!$B221,DataInput!H221,NA())","v":2007},{"$f":"IF($E222=DataInput!$B221,DataInput!I221,NA())","v":"Actual"},{"$f":"IF($E222=DataInput!$B221,DataInput!J221,NA())","v":127.69152200000001},{"$f":"IF($E222=DataInput!$B221,DataInput!K221,NA())","v":"NA"},null,null,"VIC Altona-Brooklyn (Jemena) 66 kV",null,null,null,null,false,null,null,{"$error":"#N/A"},{"$error":"#N/A"},{"$error":"#N/A"},{"$error":"#N/A"},{"$error":"#N/A"},{"$error":"#N/A"},{"$error":"#N/A"},{"$error":"#N/A"},{"$error":"#N/A"},{"$error":"#N/A"}]
[null,{"$f":"IF(DataInput!B222=$B$8,IF($B$9=$B$10,TRUE,IF(DataInput!E222=$B$9,TRUE,FALSE)))","v":true},null,null,{"$f":"IF(B223=TRUE,DataInput!B222,NA())","v":"VIC"},{"$f":"IF($E223=DataInput!$B222,DataInput!C222,NA())","v":"ATSBJ"},{"$f":"IF($E223=DataInput!$B222,DataInput!D222,NA())","v":"Altona-Brooklyn (Jemena) 66 kV"},{"$f":"IF($E223=DataInput!$B222,DataInput!E222,NA())","v":"Jemena"},{"$f":"IF($E223=DataInput!$B222,DataInput!F222,NA())","v":"Summer"},{"$f":"IF($E223=DataInput!$B222,DataInput!G222,NA())","v":"Non-Coincident"},{"$f":"IF($E223=DataInput!$B222,DataInput!H222,NA())","v":2007},{"$f":"IF($E223=DataInput!$B222,DataInput!I222,NA())","v":"Actual"},{"$f":"IF($E223=DataInput!$B222,DataInput!J222,NA())","v":128.324994},{"$f":"IF($E223=DataInput!$B222,DataInput!K222,NA())","v":"NA"},null,null,"VIC Altona-Brooklyn (Jemena) 66 kV",null,null,null,null,false,null,null,{"$error":"#N/A"},{"$error":"#N/A"},{"$error":"#N/A"},{"$error":"#N/A"},{"$error":"#N/A"},{"$error":"#N/A"},{"$error":"#N/A"},{"$error":"#N/A"},{"$error":"#N/A"},{"$error":"#N/A"}]
[null,{"$f":"IF(DataInput!B223=$B$8,IF($B$9=$B$10,TRUE,IF(DataInput!E223=$B$9,TRUE,FALSE)))","v":true},null,null,{"$f":"IF(B224=TRUE,DataInput!B223,NA())","v":"VIC"},{"$f":"IF($E224=DataInput!$B223,DataInput!C223,NA())","v":"ATSBJ"},{"$f":"IF($E224=DataInput!$B223,DataInput!D223,NA())","v":"Altona-Brooklyn (Jemena) 66 kV"},{"$f":"IF($E224=DataInput!$B223,DataInput!E223,NA())","v":"Jemena"},{"$f":"IF($E224=DataInput!$B223,DataInput!F223,NA())","v":"Summer"},{"$f":"IF($E224=DataInput!$B223,DataInput!G223,NA())","v":"Coincident"},{"$f":"IF($E224=DataInput!$B223,DataInput!H223,NA())","v":2008},{"$f":"IF($E224=DataInput!$B223,DataInput!I223,NA())","v":"TempCorrActualPOE10"},{"$f":"IF($E224=DataInput!$B223,DataInput!J223,NA())","v":134.9597086},{"$f":"IF($E224=DataInput!$B223,DataInput!K223,NA())","v":"NA"},null,null,"VIC Altona-Brooklyn (Jemena) 66 kV",null,null,null,null,false,null,null,{"$error":"#N/A"},{"$error":"#N/A"},{"$error":"#N/A"},{"$error":"#N/A"},{"$error":"#N/A"},{"$error":"#N/A"},{"$error":"#N/A"},{"$error":"#N/A"},{"$error":"#N/A"},{"$error":"#N/A"}]
[null,{"$f":"IF(DataInput!B224=$B$8,IF($B$9=$B$10,TRUE,IF(DataInput!E224=$B$9,TRUE,FALSE)))","v":true},null,null,{"$f":"IF(B225=TRUE,DataInput!B224,NA())","v":"VIC"},{"$f":"IF($E225=DataInput!$B224,DataInput!C224,NA())","v":"ATSBJ"},{"$f":"IF($E225=DataInput!$B224,DataInput!D224,NA())","v":"Altona-Brooklyn (Jemena) 66 kV"},{"$f":"IF($E225=DataInput!$B224,DataInput!E224,NA())","v":"Jemena"},{"$f":"IF($E225=DataInput!$B224,DataInput!F224,NA())","v":"Summer"},{"$f":"IF($E225=DataInput!$B224,DataInput!G224,NA())","v":"Coincident"},{"$f":"IF($E225=DataInput!$B224,DataInput!H224,NA())","v":2008},{"$f":"IF($E225=DataInput!$B224,DataInput!I224,NA())","v":"TempCorrActualPOE50"},{"$f":"IF($E225=DataInput!$B224,DataInput!J224,NA())","v":128.0863789},{"$f":"IF($E225=DataInput!$B224,DataInput!K224,NA())","v":"NA"},null,null,"VIC Altona-Brooklyn (Jemena) 66 kV",null,null,null,null,false,null,null,{"$error":"#N/A"},{"$error":"#N/A"},{"$error":"#N/A"},{"$error":"#N/A"},{"$error":"#N/A"},{"$error":"#N/A"},{"$error":"#N/A"},{"$error":"#N/A"},{"$error":"#N/A"},{"$error":"#N/A"}]
[null,{"$f":"IF(DataInput!B225=$B$8,IF($B$9=$B$10,TRUE,IF(DataInput!E225=$B$9,TRUE,FALSE)))","v":true},null,null,{"$f":"IF(B226=TRUE,DataInput!B225,NA())","v":"VIC"},{"$f":"IF($E226=DataInput!$B225,DataInput!C225,NA())","v":"ATSBJ"},{"$f":"IF($E226=DataInput!$B225,DataInput!D225,NA())","v":"Altona-Brooklyn (Jemena) 66 kV"},{"$f":"IF($E226=DataInput!$B225,DataInput!E225,NA())","v":"Jemena"},{"$f":"IF($E226=DataInput!$B225,DataInput!F225,NA())","v":"Summer"},{"$f":"IF($E226=DataInput!$B225,DataInput!G225,NA())","v":"Non-Coincident"},{"$f":"IF($E226=DataInput!$B225,DataInput!H225,NA())","v":2008},{"$f":"IF($E226=DataInput!$B225,DataInput!I225,NA())","v":"TempCorrActualPOE10"},{"$f":"IF($E226=DataInput!$B225,DataInput!J225,NA())","v":140.45332970000001},{"$f":"IF($E226=DataInput!$B225,DataInput!K225,NA())","v":"NA"},null,null,"VIC Altona-Brooklyn (Jemena) 66 kV",null,null,null,null,false,null,null,{"$error":"#N/A"},{"$error":"#N/A"},{"$error":"#N/A"},{"$error":"#N/A"},{"$error":"#N/A"},{"$error":"#N/A"},{"$error":"#N/A"},{"$error":"#N/A"},{"$error":"#N/A"},{"$error":"#N/A"}]
[null,{"$f":"IF(DataInput!B226=$B$8,IF($B$9=$B$10,TRUE,IF(DataInput!E226=$B$9,TRUE,FALSE)))","v":true},null,null,{"$f":"IF(B227=TRUE,DataInput!B226,NA())","v":"VIC"},{"$f":"IF($E227=DataInput!$B226,DataInput!C226,NA())","v":"ATSBJ"},{"$f":"IF($E227=DataInput!$B226,DataInput!D226,NA())","v":"Altona-Brooklyn (Jemena) 66 kV"},{"$f":"IF($E227=DataInput!$B226,DataInput!E226,NA())","v":"Jemena"},{"$f":"IF($E227=DataInput!$B226,DataInput!F226,NA())","v":"Summer"},{"$f":"IF($E227=DataInput!$B226,DataInput!G226,NA())","v":"Non-Coincident"},{"$f":"IF($E227=DataInput!$B226,DataInput!H226,NA())","v":2008},{"$f":"IF($E227=DataInput!$B226,DataInput!I226,NA())","v":"TempCorrActualPOE50"},{"$f":"IF($E227=DataInput!$B226,DataInput!J226,NA())","v":133.30024330000001},{"$f":"IF($E227=DataInput!$B226,DataInput!K226,NA())","v":"NA"},null,null,"VIC Altona-Brooklyn (Jemena) 66 kV",null,null,null,null,false,null,null,{"$error":"#N/A"},{"$error":"#N/A"},{"$error":"#N/A"},{"$error":"#N/A"},{"$error":"#N/A"},{"$error":"#N/A"},{"$error":"#N/A"},{"$error":"#N/A"},{"$error":"#N/A"},{"$error":"#N/A"}]
[null,{"$f":"IF(DataInput!B227=$B$8,IF($B$9=$B$10,TRUE,IF(DataInput!E227=$B$9,TRUE,FALSE)))","v":true},null,null,{"$f":"IF(B228=TRUE,DataInput!B227,NA())","v":"VIC"},{"$f":"IF($E228=DataInput!$B227,DataInput!C227,NA())","v":"ATSBJ"},{"$f":"IF($E228=DataInput!$B227,DataInput!D227,NA())","v":"Altona-Brooklyn (Jemena) 66 kV"},{"$f":"IF($E228=DataInput!$B227,DataInput!E227,NA())","v":"Jemena"},{"$f":"IF($E228=DataInput!$B227,DataInput!F227,NA())","v":"Summer"},{"$f":"IF($E228=DataInput!$B227,DataInput!G227,NA())","v":"Coincident"},{"$f":"IF($E228=DataInput!$B227,DataInput!H227,NA())","v":2008},{"$f":"IF($E228=DataInput!$B227,DataInput!I227,NA())","v":"Actual"},{"$f":"IF($E228=DataInput!$B227,DataInput!J227,NA())","v":131.61262600000001},{"$f":"IF($E228=DataInput!$B227,DataInput!K227,NA())","v":"NA"},null,null,"VIC Altona-Brooklyn (Jemena) 66 kV",null,null,null,null,false,null,null,{"$error":"#N/A"},{"$error":"#N/A"},{"$error":"#N/A"},{"$error":"#N/A"},{"$error":"#N/A"},{"$error":"#N/A"},{"$error":"#N/A"},{"$error":"#N/A"},{"$error":"#N/A"},{"$error":"#N/A"}]
[null,{"$f":"IF(DataInput!B228=$B$8,IF($B$9=$B$10,TRUE,IF(DataInput!E228=$B$9,TRUE,FALSE)))","v":true},null,null,{"$f":"IF(B229=TRUE,DataInput!B228,NA())","v":"VIC"},{"$f":"IF($E229=DataInput!$B228,DataInput!C228,NA())","v":"ATSBJ"},{"$f":"IF($E229=DataInput!$B228,DataInput!D228,NA())","v":"Altona-Brooklyn (Jemena) 66 kV"},{"$f":"IF($E229=DataInput!$B228,DataInput!E228,NA())","v":"Jemena"},{"$f":"IF($E229=DataInput!$B228,DataInput!F228,NA())","v":"Summer"},{"$f":"IF($E229=DataInput!$B228,DataInput!G228,NA())","v":"Non-Coincident"},{"$f":"IF($E229=DataInput!$B228,DataInput!H228,NA())","v":2008},{"$f":"IF($E229=DataInput!$B228,DataInput!I228,NA())","v":"Actual"},{"$f":"IF($E229=DataInput!$B228,DataInput!J228,NA())","v":133.78844799999999},{"$f":"IF($E229=DataInput!$B228,DataInput!K228,NA())","v":"NA"},null,null,"VIC Altona-Brooklyn (Jemena) 66 kV",null,null,null,null,false,null,null,{"$error":"#N/A"},{"$error":"#N/A"},{"$error":"#N/A"},{"$error":"#N/A"},{"$error":"#N/A"},{"$error":"#N/A"},{"$error":"#N/A"},{"$error":"#N/A"},{"$error":"#N/A"},{"$error":"#N/A"}]
[null,{"$f":"IF(DataInput!B229=$B$8,IF($B$9=$B$10,TRUE,IF(DataInput!E229=$B$9,TRUE,FALSE)))","v":true},null,null,{"$f":"IF(B230=TRUE,DataInput!B229,NA())","v":"VIC"},{"$f":"IF($E230=DataInput!$B229,DataInput!C229,NA())","v":"ATSBJ"},{"$f":"IF($E230=DataInput!$B229,DataInput!D229,NA())","v":"Altona-Brooklyn (Jemena) 66 kV"},{"$f":"IF($E230=DataInput!$B229,DataInput!E229,NA())","v":"Jemena"},{"$f":"IF($E230=DataInput!$B229,DataInput!F229,NA())","v":"Summer"},{"$f":"IF($E230=DataInput!$B229,DataInput!G229,NA())","v":"Coincident"},{"$f":"IF($E230=DataInput!$B229,DataInput!H229,NA())","v":2009},{"$f":"IF($E230=DataInput!$B229,DataInput!I229,NA())","v":"TempCorrActualPOE10"},{"$f":"IF($E230=DataInput!$B229,DataInput!J229,NA())","v":129.76046479999999},{"$f":"IF($E230=DataInput!$B229,DataInput!K229,NA())","v":"NA"},null,null,"VIC Altona-Brooklyn (Jemena) 66 kV",null,null,null,null,false,null,null,{"$error":"#N/A"},{"$error":"#N/A"},{"$error":"#N/A"},{"$error":"#N/A"},{"$error":"#N/A"},{"$error":"#N/A"},{"$error":"#N/A"},{"$error":"#N/A"},{"$error":"#N/A"},{"$error":"#N/A"}]
[null,{"$f":"IF(DataInput!B230=$B$8,IF($B$9=$B$10,TRUE,IF(DataInput!E230=$B$9,TRUE,FALSE)))","v":true},null,null,{"$f":"IF(B231=TRUE,DataInput!B230,NA())","v":"VIC"},{"$f":"IF($E231=DataInput!$B230,DataInput!C230,NA())","v":"ATSBJ"},{"$f":"IF($E231=DataInput!$B230,DataInput!D230,NA())","v":"Altona-Brooklyn (Jemena) 66 kV"},{"$f":"IF($E231=DataInput!$B230,DataInput!E230,NA())","v":"Jemena"},{"$f":"IF($E231=DataInput!$B230,DataInput!F230,NA())","v":"Summer"},{"$f":"IF($E231=DataInput!$B230,DataInput!G230,NA())","v":"Coincident"},{"$f":"IF($E231=DataInput!$B230,DataInput!H230,NA())","v":2009},{"$f":"IF($E231=DataInput!$B230,DataInput!I230,NA())","v":"TempCorrActualPOE50"},{"$f":"IF($E231=DataInput!$B230,DataInput!J230,NA())","v":122.4987387},{"$f":"IF($E231=DataInput!$B230,DataInput!K230,NA())","v":"NA"},null,null,"VIC Altona-Brooklyn (Jemena) 66 kV",null,null,null,null,false,null,null,{"$error":"#N/A"},{"$error":"#N/A"},{"$error":"#N/A"},{"$error":"#N/A"},{"$error":"#N/A"},{"$error":"#N/A"},{"$error":"#N/A"},{"$error":"#N/A"},{"$error":"#N/A"},{"$error":"#N/A"}]
[null,{"$f":"IF(DataInput!B231=$B$8,IF($B$9=$B$10,TRUE,IF(DataInput!E231=$B$9,TRUE,FALSE)))","v":true},null,null,{"$f":"IF(B232=TRUE,DataInput!B231,NA())","v":"VIC"},{"$f":"IF($E232=DataInput!$B231,DataInput!C231,NA())","v":"ATSBJ"},{"$f":"IF($E232=DataInput!$B231,DataInput!D231,NA())","v":"Altona-Brooklyn (Jemena) 66 kV"},{"$f":"IF($E232=DataInput!$B231,DataInput!E231,NA())","v":"Jemena"},{"$f":"IF($E232=DataInput!$B231,DataInput!F231,NA())","v":"Summer"},{"$f":"IF($E232=DataInput!$B231,DataInput!G231,NA())","v":"Non-Coincident"},{"$f":"IF($E232=DataInput!$B231,DataInput!H231,NA())","v":2009},{"$f":"IF($E232=DataInput!$B231,DataInput!I231,NA())","v":"TempCorrActualPOE10"},{"$f":"IF($E232=DataInput!$B231,DataInput!J231,NA())","v":135.0431892},{"$f":"IF($E232=DataInput!$B231,DataInput!K231,NA())","v":"NA"},null,null,"VIC Altona-Brooklyn (Jemena) 66 kV",null,null,null,null,false,null,null,{"$error":"#N/A"},{"$error":"#N/A"},{"$error":"#N/A"},{"$error":"#N/A"},{"$error":"#N/A"},{"$error":"#N/A"},{"$error":"#N/A"},{"$error":"#N/A"},{"$error":"#N/A"},{"$error":"#N/A"}]
[null,{"$f":"IF(DataInput!B232=$B$8,IF($B$9=$B$10,TRUE,IF(DataInput!E232=$B$9,TRUE,FALSE)))","v":true},null,null,{"$f":"IF(B233=TRUE,DataInput!B232,NA())","v":"VIC"},{"$f":"IF($E233=DataInput!$B232,DataInput!C232,NA())","v":"ATSBJ"},{"$f":"IF($E233=DataInput!$B232,DataInput!D232,NA())","v":"Altona-Brooklyn (Jemena) 66 kV"},{"$f":"IF($E233=DataInput!$B232,DataInput!E232,NA())","v":"Jemena"},{"$f":"IF($E233=DataInput!$B232,DataInput!F232,NA())","v":"Summer"},{"$f":"IF($E233=DataInput!$B232,DataInput!G232,NA())","v":"Non-Coincident"},{"$f":"IF($E233=DataInput!$B232,DataInput!H232,NA())","v":2009},{"$f":"IF($E233=DataInput!$B232,DataInput!I232,NA())","v":"TempCorrActualPOE50"},{"$f":"IF($E233=DataInput!$B232,DataInput!J232,NA())","v":127.4858979},{"$f":"IF($E233=DataInput!$B232,DataInput!K232,NA())","v":"NA"},null,null,"VIC Altona-Brooklyn (Jemena) 66 kV",null,null,null,null,false,null,null,{"$error":"#N/A"},{"$error":"#N/A"},{"$error":"#N/A"},{"$error":"#N/A"},{"$error":"#N/A"},{"$error":"#N/A"},{"$error":"#N/A"},{"$error":"#N/A"},{"$error":"#N/A"},{"$error":"#N/A"}]
[null,{"$f":"IF(DataInput!B233=$B$8,IF($B$9=$B$10,TRUE,IF(DataInput!E233=$B$9,TRUE,FALSE)))","v":true},null,null,{"$f":"IF(B234=TRUE,DataInput!B233,NA())","v":"VIC"},{"$f":"IF($E234=DataInput!$B233,DataInput!C233,NA())","v":"ATSBJ"},{"$f":"IF($E234=DataInput!$B233,DataInput!D233,NA())","v":"Altona-Brooklyn (Jemena) 66 kV"},{"$f":"IF($E234=DataInput!$B233,DataInput!E233,NA())","v":"Jemena"},{"$f":"IF($E234=DataInput!$B233,DataInput!F233,NA())","v":"Summer"},{"$f":"IF($E234=DataInput!$B233,DataInput!G233,NA())","v":"Coincident"},{"$f":"IF($E234=DataInput!$B233,DataInput!H233,NA())","v":2009},{"$f":"IF($E234=DataInput!$B233,DataInput!I233,NA())","v":"Actual"},{"$f":"IF($E234=DataInput!$B233,DataInput!J233,NA())","v":124.005028},{"$f":"IF($E234=DataInput!$B233,DataInput!K233,NA())","v":"NA"},null,null,"VIC Altona-Brooklyn (Jemena) 66 kV",null,null,null,null,false,null,null,{"$error":"#N/A"},{"$error":"#N/A"},{"$error":"#N/A"},{"$error":"#N/A"},{"$error":"#N/A"},{"$error":"#N/A"},{"$error":"#N/A"},{"$error":"#N/A"},{"$error":"#N/A"},{"$error":"#N/A"}]
[null,{"$f":"IF(DataInput!B234=$B$8,IF($B$9=$B$10,TRUE,IF(DataInput!E234=$B$9,TRUE,FALSE)))","v":true},null,null,{"$f":"IF(B235=TRUE,DataInput!B234,NA())","v":"VIC"},{"$f":"IF($E235=DataInput!$B234,DataInput!C234,NA())","v":"ATSBJ"},{"$f":"IF($E235=DataInput!$B234,DataInput!D234,NA())","v":"Altona-Brooklyn (Jemena) 66 kV"},{"$f":"IF($E235=DataInput!$B234,DataInput!E234,NA())","v":"Jemena"},{"$f":"IF($E235=DataInput!$B234,DataInput!F234,NA())","v":"Summer"},{"$f":"IF($E235=DataInput!$B234,DataInput!G234,NA())","v":"Non-Coincident"},{"$f":"IF($E235=DataInput!$B234,DataInput!H234,NA())","v":2009},{"$f":"IF($E235=DataInput!$B234,DataInput!I234,NA())","v":"Actual"},{"$f":"IF($E235=DataInput!$B234,DataInput!J234,NA())","v":132.34887599999999},{"$f":"IF($E235=DataInput!$B234,DataInput!K234,NA())","v":"NA"},null,null,"VIC Altona-Brooklyn (Jemena) 66 kV",null,null,null,null,false,null,null,{"$error":"#N/A"},{"$error":"#N/A"},{"$error":"#N/A"},{"$error":"#N/A"},{"$error":"#N/A"},{"$error":"#N/A"},{"$error":"#N/A"},{"$error":"#N/A"},{"$error":"#N/A"},{"$error":"#N/A"}]
[null,{"$f":"IF(DataInput!B235=$B$8,IF($B$9=$B$10,TRUE,IF(DataInput!E235=$B$9,TRUE,FALSE)))","v":true},null,null,{"$f":"IF(B236=TRUE,DataInput!B235,NA())","v":"VIC"},{"$f":"IF($E236=DataInput!$B235,DataInput!C235,NA())","v":"ATSBJ"},{"$f":"IF($E236=DataInput!$B235,DataInput!D235,NA())","v":"Altona-Brooklyn (Jemena) 66 kV"},{"$f":"IF($E236=DataInput!$B235,DataInput!E235,NA())","v":"Jemena"},{"$f":"IF($E236=DataInput!$B235,DataInput!F235,NA())","v":"Summer"},{"$f":"IF($E236=DataInput!$B235,DataInput!G235,NA())","v":"Coincident"},{"$f":"IF($E236=DataInput!$B235,DataInput!H235,NA())","v":2010},{"$f":"IF($E236=DataInput!$B235,DataInput!I235,NA())","v":"TempCorrActualPOE10"},{"$f":"IF($E236=DataInput!$B235,DataInput!J235,NA())","v":132.89879930000001},{"$f":"IF($E236=DataInput!$B235,DataInput!K235,NA())","v":"NA"},null,null,"VIC Altona-Brooklyn (Jemena) 66 kV",null,null,null,null,false,null,null,{"$error":"#N/A"},{"$error":"#N/A"},{"$error":"#N/A"},{"$error":"#N/A"},{"$error":"#N/A"},{"$error":"#N/A"},{"$error":"#N/A"},{"$error":"#N/A"},{"$error":"#N/A"},{"$error":"#N/A"}]
[null,{"$f":"IF(DataInput!B236=$B$8,IF($B$9=$B$10,TRUE,IF(DataInput!E236=$B$9,TRUE,FALSE)))","v":true},null,null,{"$f":"IF(B237=TRUE,DataInput!B236,NA())","v":"VIC"},{"$f":"IF($E237=DataInput!$B236,DataInput!C236,NA())","v":"ATSBJ"},{"$f":"IF($E237=DataInput!$B236,DataInput!D236,NA())","v":"Altona-Brooklyn (Jemena) 66 kV"},{"$f":"IF($E237=DataInput!$B236,DataInput!E236,NA())","v":"Jemena"},{"$f":"IF($E237=DataInput!$B236,DataInput!F236,NA())","v":"Summer"},{"$f":"IF($E237=DataInput!$B236,DataInput!G236,NA())","v":"Coincident"},{"$f":"IF($E237=DataInput!$B236,DataInput!H236,NA())","v":2010},{"$f":"IF($E237=DataInput!$B236,DataInput!I236,NA())","v":"TempCorrActualPOE50"},{"$f":"IF($E237=DataInput!$B236,DataInput!J236,NA())","v":125.35779170000001},{"$f":"IF($E237=DataInput!$B236,DataInput!K236,NA())","v":"NA"},null,null,"VIC Altona-Brooklyn (Jemena) 66 kV",null,null,null,null,false,null,null,{"$error":"#N/A"},{"$error":"#N/A"},{"$error":"#N/A"},{"$error":"#N/A"},{"$error":"#N/A"},{"$error":"#N/A"},{"$error":"#N/A"},{"$error":"#N/A"},{"$error":"#N/A"},{"$error":"#N/A"}]
[null,{"$f":"IF(DataInput!B237=$B$8,IF($B$9=$B$10,TRUE,IF(DataInput!E237=$B$9,TRUE,FALSE)))","v":true},null,null,{"$f":"IF(B238=TRUE,DataInput!B237,NA())","v":"VIC"},{"$f":"IF($E238=DataInput!$B237,DataInput!C237,NA())","v":"ATSBJ"},{"$f":"IF($E238=DataInput!$B237,DataInput!D237,NA())","v":"Altona-Brooklyn (Jemena) 66 kV"},{"$f":"IF($E238=DataInput!$B237,DataInput!E237,NA())","v":"Jemena"},{"$f":"IF($E238=DataInput!$B237,DataInput!F237,NA())","v":"Summer"},{"$f":"IF($E238=DataInput!$B237,DataInput!G237,NA())","v":"Non-Coincident"},{"$f":"IF($E238=DataInput!$B237,DataInput!H237,NA())","v":2010},{"$f":"IF($E238=DataInput!$B237,DataInput!I237,NA())","v":"TempCorrActualPOE10"},{"$f":"IF($E238=DataInput!$B237,DataInput!J237,NA())","v":138.31247279999999},{"$f":"IF($E238=DataInput!$B237,DataInput!K237,NA())","v":"NA"},null,null,"VIC Altona-Brooklyn (Jemena) 66 kV",null,null,null,null,false,null,null,{"$error":"#N/A"},{"$error":"#N/A"},{"$error":"#N/A"},{"$error":"#N/A"},{"$error":"#N/A"},{"$error":"#N/A"},{"$error":"#N/A"},{"$error":"#N/A"},{"$error":"#N/A"},{"$error":"#N/A"}]
[null,{"$f":"IF(DataInput!B238=$B$8,IF($B$9=$B$10,TRUE,IF(DataInput!E238=$B$9,TRUE,FALSE)))","v":true},null,null,{"$f":"IF(B239=TRUE,DataInput!B238,NA())","v":"VIC"},{"$f":"IF($E239=DataInput!$B238,DataInput!C238,NA())","v":"ATSBJ"},{"$f":"IF($E239=DataInput!$B238,DataInput!D238,NA())","v":"Altona-Brooklyn (Jemena) 66 kV"},{"$f":"IF($E239=DataInput!$B238,DataInput!E238,NA())","v":"Jemena"},{"$f":"IF($E239=DataInput!$B238,DataInput!F238,NA())","v":"Summer"},{"$f":"IF($E239=DataInput!$B238,DataInput!G238,NA())","v":"Non-Coincident"},{"$f":"IF($E239=DataInput!$B238,DataInput!H238,NA())","v":2010},{"$f":"IF($E239=DataInput!$B238,DataInput!I238,NA())","v":"TempCorrActualPOE50"},{"$f":"IF($E239=DataInput!$B238,DataInput!J238,NA())","v":130.4645328},{"$f":"IF($E239=DataInput!$B238,DataInput!K238,NA())","v":"NA"},null,null,"VIC Altona-Brooklyn (Jemena) 66 kV",null,null,null,null,false,null,null,{"$error":"#N/A"},{"$error":"#N/A"},{"$error":"#N/A"},{"$error":"#N/A"},{"$error":"#N/A"},{"$error":"#N/A"},{"$error":"#N/A"},{"$error":"#N/A"},{"$error":"#N/A"},{"$error":"#N/A"}]
[null,{"$f":"IF(DataInput!B239=$B$8,IF($B$9=$B$10,TRUE,IF(DataInput!E239=$B$9,TRUE,FALSE)))","v":true},null,null,{"$f":"IF(B240=TRUE,DataInput!B239,NA())","v":"VIC"},{"$f":"IF($E240=DataInput!$B239,DataInput!C239,NA())","v":"ATSBJ"},{"$f":"IF($E240=DataInput!$B239,DataInput!D239,NA())","v":"Altona-Brooklyn (Jemena) 66 kV"},{"$f":"IF($E240=DataInput!$B239,DataInput!E239,NA())","v":"Jemena"},{"$f":"IF($E240=DataInput!$B239,DataInput!F239,NA())","v":"Summer"},{"$f":"IF($E240=DataInput!$B239,DataInput!G239,NA())","v":"Coincident"},{"$f":"IF($E240=DataInput!$B239,DataInput!H239,NA())","v":2010},{"$f":"IF($E240=DataInput!$B239,DataInput!I239,NA())","v":"Actual"},{"$f":"IF($E240=DataInput!$B239,DataInput!J239,NA())","v":134.44907599999999},{"$f":"IF($E240=DataInput!$B239,DataInput!K239,NA())","v":"NA"},null,null,"VIC Altona-Brooklyn (Jemena) 66 kV",null,null,null,null,false,null,null,{"$error":"#N/A"},{"$error":"#N/A"},{"$error":"#N/A"},{"$error":"#N/A"},{"$error":"#N/A"},{"$error":"#N/A"},{"$error":"#N/A"},{"$error":"#N/A"},{"$error":"#N/A"},{"$error":"#N/A"}]
[null,{"$f":"IF(DataInput!B240=$B$8,IF($B$9=$B$10,TRUE,IF(DataInput!E240=$B$9,TRUE,FALSE)))","v":true},null,null,{"$f":"IF(B241=TRUE,DataInput!B240,NA())","v":"VIC"},{"$f":"IF($E241=DataInput!$B240,DataInput!C240,NA())","v":"ATSBJ"},{"$f":"IF($E241=DataInput!$B240,DataInput!D240,NA())","v":"Altona-Brooklyn (Jemena) 66 kV"},{"$f":"IF($E241=DataInput!$B240,DataInput!E240,NA())","v":"Jemena"},{"$f":"IF($E241=DataInput!$B240,DataInput!F240,NA())","v":"Summer"},{"$f":"IF($E241=DataInput!$B240,DataInput!G240,NA())","v":"Non-Coincident"},{"$f":"IF($E241=DataInput!$B240,DataInput!H240,NA())","v":2010},{"$f":"IF($E241=DataInput!$B240,DataInput!I240,NA())","v":"Actual"},{"$f":"IF($E241=DataInput!$B240,DataInput!J240,NA())","v":135.42779400000001},{"$f":"IF($E241=DataInput!$B240,DataInput!K240,NA())","v":"NA"},null,null,"VIC Altona-Brooklyn (Jemena) 66 kV",null,null,null,null,false,null,null,{"$error":"#N/A"},{"$error":"#N/A"},{"$error":"#N/A"},{"$error":"#N/A"},{"$error":"#N/A"},{"$error":"#N/A"},{"$error":"#N/A"},{"$error":"#N/A"},{"$error":"#N/A"},{"$error":"#N/A"}]
[null,{"$f":"IF(DataInput!B241=$B$8,IF($B$9=$B$10,TRUE,IF(DataInput!E241=$B$9,TRUE,FALSE)))","v":true},null,null,{"$f":"IF(B242=TRUE,DataInput!B241,NA())","v":"VIC"},{"$f":"IF($E242=DataInput!$B241,DataInput!C241,NA())","v":"ATSBJ"},{"$f":"IF($E242=DataInput!$B241,DataInput!D241,NA())","v":"Altona-Brooklyn (Jemena) 66 kV"},{"$f":"IF($E242=DataInput!$B241,DataInput!E241,NA())","v":"Jemena"},{"$f":"IF($E242=DataInput!$B241,DataInput!F241,NA())","v":"Summer"},{"$f":"IF($E242=DataInput!$B241,DataInput!G241,NA())","v":"Coincident"},{"$f":"IF($E242=DataInput!$B241,DataInput!H241,NA())","v":2011},{"$f":"IF($E242=DataInput!$B241,DataInput!I241,NA())","v":"TempCorrActualPOE10"},{"$f":"IF($E242=DataInput!$B241,DataInput!J241,NA())","v":130.1169558},{"$f":"IF($E242=DataInput!$B241,DataInput!K241,NA())","v":"NA"},null,null,"VIC Altona-Brooklyn (Jemena) 66 kV",null,null,null,null,false,null,null,{"$error":"#N/A"},{"$error":"#N/A"},{"$error":"#N/A"},{"$error":"#N/A"},{"$error":"#N/A"},{"$error":"#N/A"},{"$error":"#N/A"},{"$error":"#N/A"},{"$error":"#N/A"},{"$error":"#N/A"}]
[null,{"$f":"IF(DataInput!B242=$B$8,IF($B$9=$B$10,TRUE,IF(DataInput!E242=$B$9,TRUE,FALSE)))","v":true},null,null,{"$f":"IF(B243=TRUE,DataInput!B242,NA())","v":"VIC"},{"$f":"IF($E243=DataInput!$B242,DataInput!C242,NA())","v":"ATSBJ"},{"$f":"IF($E243=DataInput!$B242,DataInput!D242,NA())","v":"Altona-Brooklyn (Jemena) 66 kV"},{"$f":"IF($E243=DataInput!$B242,DataInput!E242,NA())","v":"Jemena"},{"$f":"IF($E243=DataInput!$B242,DataInput!F242,NA())","v":"Summer"},{"$f":"IF($E243=DataInput!$B242,DataInput!G242,NA())","v":"Coincident"},{"$f":"IF($E243=DataInput!$B242,DataInput!H242,NA())","v":2011},{"$f":"IF($E243=DataInput!$B242,DataInput!I242,NA())","v":"TempCorrActualPOE50"},{"$f":"IF($E243=DataInput!$B242,DataInput!J242,NA())","v":122.3229537},{"$f":"IF($E243=DataInput!$B242,DataInput!K242,NA())","v":"NA"},null,null,"VIC Altona-Brooklyn (Jemena) 66 kV",null,null,null,null,false,null,null,{"$error":"#N/A"},{"$f":"IF($V243=TRUE,F243,NA())","v":{"$error":"#N/A"}},{"$f":"IF($V243=TRUE,G243,NA())","v":{"$error":"#N/A"}},{"$f":"IF($V243=TRUE,H243,NA())","v":{"$error":"#N/A"}},{"$f":"IF($V243=TRUE,I243,NA())","v":{"$error":"#N/A"}},{"$f":"IF($V243=TRUE,J243,NA())","v":{"$error":"#N/A"}},{"$f":"IF($V243=TRUE,K243,NA())","v":{"$error":"#N/A"}},{"$f":"IF($V243=TRUE,L243,NA())","v":{"$error":"#N/A"}},{"$f":"IF($V243=TRUE,M243,NA())","v":{"$error":"#N/A"}},{"$f":"IF($V243=TRUE,N243,NA())","v":{"$error":"#N/A"}}]
[null,{"$f":"IF(DataInput!B243=$B$8,IF($B$9=$B$10,TRUE,IF(DataInput!E243=$B$9,TRUE,FALSE)))","v":true},null,null,{"$f":"IF(B244=TRUE,DataInput!B243,NA())","v":"VIC"},{"$f":"IF($E244=DataInput!$B243,DataInput!C243,NA())","v":"ATSBJ"},{"$f":"IF($E244=DataInput!$B243,DataInput!D243,NA())","v":"Altona-Brooklyn (Jemena) 66 kV"},{"$f":"IF($E244=DataInput!$B243,DataInput!E243,NA())","v":"Jemena"},{"$f":"IF($E244=DataInput!$B243,DataInput!F243,NA())","v":"Summer"},{"$f":"IF($E244=DataInput!$B243,DataInput!G243,NA())","v":"Non-Coincident"},{"$f":"IF($E244=DataInput!$B243,DataInput!H243,NA())","v":2011},{"$f":"IF($E244=DataInput!$B243,DataInput!I243,NA())","v":"TempCorrActualPOE10"},{"$f":"IF($E244=DataInput!$B243,DataInput!J243,NA())","v":135.4288962},{"$f":"IF($E244=DataInput!$B243,DataInput!K243,NA())","v":"NA"},null,null,"VIC Altona-Brooklyn (Jemena) 66 kV",null,null,null,null,false,null,null,{"$error":"#N/A"},{"$error":"#N/A"},{"$error":"#N/A"},{"$error":"#N/A"},{"$error":"#N/A"},{"$error":"#N/A"},{"$error":"#N/A"},{"$error":"#N/A"},{"$error":"#N/A"},{"$error":"#N/A"}]
[null,{"$f":"IF(DataInput!B244=$B$8,IF($B$9=$B$10,TRUE,IF(DataInput!E244=$B$9,TRUE,FALSE)))","v":true},null,null,{"$f":"IF(B245=TRUE,DataInput!B244,NA())","v":"VIC"},{"$f":"IF($E245=DataInput!$B244,DataInput!C244,NA())","v":"ATSBJ"},{"$f":"IF($E245=DataInput!$B244,DataInput!D244,NA())","v":"Altona-Brooklyn (Jemena) 66 kV"},{"$f":"IF($E245=DataInput!$B244,DataInput!E244,NA())","v":"Jemena"},{"$f":"IF($E245=DataInput!$B244,DataInput!F244,NA())","v":"Summer"},{"$f":"IF($E245=DataInput!$B244,DataInput!G244,NA())","v":"Non-Coincident"},{"$f":"IF($E245=DataInput!$B244,DataInput!H244,NA())","v":2011},{"$f":"IF($E245=DataInput!$B244,DataInput!I244,NA())","v":"TempCorrActualPOE50"},{"$f":"IF($E245=DataInput!$B244,DataInput!J244,NA())","v":127.31766450000001},{"$f":"IF($E245=DataInput!$B244,DataInput!K244,NA())","v":"NA"},null,null,"VIC Altona-Brooklyn (Jemena) 66 kV",null,null,null,null,false,null,null,{"$error":"#N/A"},{"$error":"#N/A"},{"$error":"#N/A"},{"$error":"#N/A"},{"$error":"#N/A"},{"$error":"#N/A"},{"$error":"#N/A"},{"$error":"#N/A"},{"$error":"#N/A"},{"$error":"#N/A"}]
[null,{"$f":"IF(DataInput!B245=$B$8,IF($B$9=$B$10,TRUE,IF(DataInput!E245=$B$9,TRUE,FALSE)))","v":true},null,null,{"$f":"IF(B246=TRUE,DataInput!B245,NA())","v":"VIC"},{"$f":"IF($E246=DataInput!$B245,DataInput!C245,NA())","v":"ATSBJ"},{"$f":"IF($E246=DataInput!$B245,DataInput!D245,NA())","v":"Altona-Brooklyn (Jemena) 66 kV"},{"$f":"IF($E246=DataInput!$B245,DataInput!E245,NA())","v":"Jemena"},{"$f":"IF($E246=DataInput!$B245,DataInput!F245,NA())","v":"Summer"},{"$f":"IF($E246=DataInput!$B245,DataInput!G245,NA())","v":"Coincident"},{"$f":"IF($E246=DataInput!$B245,DataInput!H245,NA())","v":2011},{"$f":"IF($E246=DataInput!$B245,DataInput!I245,NA())","v":"Actual"},{"$f":"IF($E246=DataInput!$B245,DataInput!J245,NA())","v":130.78641400000001},{"$f":"IF($E246=DataInput!$B245,DataInput!K245,NA())","v":"NA"},null,null,"VIC Altona-Brooklyn (Jemena) 66 kV",null,null,null,null,false,null,null,{"$error":"#N/A"},{"$error":"#N/A"},{"$error":"#N/A"},{"$error":"#N/A"},{"$error":"#N/A"},{"$error":"#N/A"},{"$error":"#N/A"},{"$error":"#N/A"},{"$error":"#N/A"},{"$error":"#N/A"}]
[null,{"$f":"IF(DataInput!B246=$B$8,IF($B$9=$B$10,TRUE,IF(DataInput!E246=$B$9,TRUE,FALSE)))","v":true},null,null,{"$f":"IF(B247=TRUE,DataInput!B246,NA())","v":"VIC"},{"$f":"IF($E247=DataInput!$B246,DataInput!C246,NA())","v":"ATSBJ"},{"$f":"IF($E247=DataInput!$B246,DataInput!D246,NA())","v":"Altona-Brooklyn (Jemena) 66 kV"},{"$f":"IF($E247=DataInput!$B246,DataInput!E246,NA())","v":"Jemena"},{"$f":"IF($E247=DataInput!$B246,DataInput!F246,NA())","v":"Summer"},{"$f":"IF($E247=DataInput!$B246,DataInput!G246,NA())","v":"Non-Coincident"},{"$f":"IF($E247=DataInput!$B246,DataInput!H246,NA())","v":2011},{"$f":"IF($E247=DataInput!$B246,DataInput!I246,NA())","v":"Actual"},{"$f":"IF($E247=DataInput!$B246,DataInput!J246,NA())","v":131.49180200000001},{"$f":"IF($E247=DataInput!$B246,DataInput!K246,NA())","v":"NA"},null,null,"VIC Altona-Brooklyn (Jemena) 66 kV",null,null,null,null,false,null,null,{"$error":"#N/A"},{"$error":"#N/A"},{"$error":"#N/A"},{"$error":"#N/A"},{"$error":"#N/A"},{"$error":"#N/A"},{"$error":"#N/A"},{"$error":"#N/A"},{"$error":"#N/A"},{"$error":"#N/A"}]
[null,{"$f":"IF(DataInput!B247=$B$8,IF($B$9=$B$10,TRUE,IF(DataInput!E247=$B$9,TRUE,FALSE)))","v":true},null,null,{"$f":"IF(B248=TRUE,DataInput!B247,NA())","v":"VIC"},{"$f":"IF($E248=DataInput!$B247,DataInput!C247,NA())","v":"ATSBJ"},{"$f":"IF($E248=DataInput!$B247,DataInput!D247,NA())","v":"Altona-Brooklyn (Jemena) 66 kV"},{"$f":"IF($E248=DataInput!$B247,DataInput!E247,NA())","v":"Jemena"},{"$f":"IF($E248=DataInput!$B247,DataInput!F247,NA())","v":"Summer"},{"$f":"IF($E248=DataInput!$B247,DataInput!G247,NA())","v":"Coincident"},{"$f":"IF($E248=DataInput!$B247,DataInput!H247,NA())","v":2012},{"$f":"IF($E248=DataInput!$B247,DataInput!I247,NA())","v":"TempCorrActualPOE10"},{"$f":"IF($E248=DataInput!$B247,DataInput!J247,NA())","v":130.8485925},{"$f":"IF($E248=DataInput!$B247,DataInput!K247,NA())","v":"NA"},null,null,"VIC Altona-Brooklyn (Jemena) 66 kV",null,null,null,null,false,null,null,{"$error":"#N/A"},{"$error":"#N/A"},{"$error":"#N/A"},{"$error":"#N/A"},{"$error":"#N/A"},{"$error":"#N/A"},{"$error":"#N/A"},{"$error":"#N/A"},{"$error":"#N/A"},{"$error":"#N/A"}]
[null,{"$f":"IF(DataInput!B248=$B$8,IF($B$9=$B$10,TRUE,IF(DataInput!E248=$B$9,TRUE,FALSE)))","v":true},null,null,{"$f":"IF(B249=TRUE,DataInput!B248,NA())","v":"VIC"},{"$f":"IF($E249=DataInput!$B248,DataInput!C248,NA())","v":"ATSBJ"},{"$f":"IF($E249=DataInput!$B248,DataInput!D248,NA())","v":"Altona-Brooklyn (Jemena) 66 kV"},{"$f":"IF($E249=DataInput!$B248,DataInput!E248,NA())","v":"Jemena"},{"$f":"IF($E249=DataInput!$B248,DataInput!F248,NA())","v":"Summer"},{"$f":"IF($E249=DataInput!$B248,DataInput!G248,NA())","v":"Coincident"},{"$f":"IF($E249=DataInput!$B248,DataInput!H248,NA())","v":2012},{"$f":"IF($E249=DataInput!$B248,DataInput!I248,NA())","v":"TempCorrActualPOE50"},{"$f":"IF($E249=DataInput!$B248,DataInput!J248,NA())","v":123.15102419999999},{"$f":"IF($E249=DataInput!$B248,DataInput!K248,NA())","v":"NA"},null,null,"VIC Altona-Brooklyn (Jemena) 66 kV",null,null,null,null,false,null,null,{"$error":"#N/A"},{"$error":"#N/A"},{"$error":"#N/A"},{"$error":"#N/A"},{"$error":"#N/A"},{"$error":"#N/A"},{"$error":"#N/A"},{"$error":"#N/A"},{"$error":"#N/A"},{"$error":"#N/A"}]
[null,{"$f":"IF(DataInput!B249=$B$8,IF($B$9=$B$10,TRUE,IF(DataInput!E249=$B$9,TRUE,FALSE)))","v":true},null,null,{"$f":"IF(B250=TRUE,DataInput!B249,NA())","v":"VIC"},{"$f":"IF($E250=DataInput!$B249,DataInput!C249,NA())","v":"ATSBJ"},{"$f":"IF($E250=DataInput!$B249,DataInput!D249,NA())","v":"Altona-Brooklyn (Jemena) 66 kV"},{"$f":"IF($E250=DataInput!$B249,DataInput!E249,NA())","v":"Jemena"},{"$f":"IF($E250=DataInput!$B249,DataInput!F249,NA())","v":"Summer"},{"$f":"IF($E250=DataInput!$B249,DataInput!G249,NA())","v":"Non-Coincident"},{"$f":"IF($E250=DataInput!$B249,DataInput!H249,NA())","v":2012},{"$f":"IF($E250=DataInput!$B249,DataInput!I249,NA())","v":"TempCorrActualPOE10"},{"$f":"IF($E250=DataInput!$B249,DataInput!J249,NA())","v":136.2102744},{"$f":"IF($E250=DataInput!$B249,DataInput!K249,NA())","v":"NA"},null,null,"VIC Altona-Brooklyn (Jemena) 66 kV",null,null,null,null,false,null,null,{"$error":"#N/A"},{"$error":"#N/A"},{"$error":"#N/A"},{"$error":"#N/A"},{"$error":"#N/A"},{"$error":"#N/A"},{"$error":"#N/A"},{"$error":"#N/A"},{"$error":"#N/A"},{"$error":"#N/A"}]
[null,{"$f":"IF(DataInput!B250=$B$8,IF($B$9=$B$10,TRUE,IF(DataInput!E250=$B$9,TRUE,FALSE)))","v":true},null,null,{"$f":"IF(B251=TRUE,DataInput!B250,NA())","v":"VIC"},{"$f":"IF($E251=DataInput!$B250,DataInput!C250,NA())","v":"ATSBJ"},{"$f":"IF($E251=DataInput!$B250,DataInput!D250,NA())","v":"Altona-Brooklyn (Jemena) 66 kV"},{"$f":"IF($E251=DataInput!$B250,DataInput!E250,NA())","v":"Jemena"},{"$f":"IF($E251=DataInput!$B250,DataInput!F250,NA())","v":"Summer"},{"$f":"IF($E251=DataInput!$B250,DataInput!G250,NA())","v":"Non-Coincident"},{"$f":"IF($E251=DataInput!$B250,DataInput!H250,NA())","v":2012},{"$f":"IF($E251=DataInput!$B250,DataInput!I250,NA())","v":"TempCorrActualPOE50"},{"$f":"IF($E251=DataInput!$B250,DataInput!J250,NA())","v":128.19940149999999},{"$f":"IF($E251=DataInput!$B250,DataInput!K250,NA())","v":"NA"},null,null,"VIC Altona-Brooklyn (Jemena) 66 kV",null,null,null,null,false,null,null,{"$error":"#N/A"},{"$error":"#N/A"},{"$error":"#N/A"},{"$error":"#N/A"},{"$error":"#N/A"},{"$error":"#N/A"},{"$error":"#N/A"},{"$error":"#N/A"},{"$error":"#N/A"},{"$error":"#N/A"}]
[null,{"$f":"IF(DataInput!B251=$B$8,IF($B$9=$B$10,TRUE,IF(DataInput!E251=$B$9,TRUE,FALSE)))","v":true},null,null,{"$f":"IF(B252=TRUE,DataInput!B251,NA())","v":"VIC"},{"$f":"IF($E252=DataInput!$B251,DataInput!C251,NA())","v":"ATSBJ"},{"$f":"IF($E252=DataInput!$B251,DataInput!D251,NA())","v":"Altona-Brooklyn (Jemena) 66 kV"},{"$f":"IF($E252=DataInput!$B251,DataInput!E251,NA())","v":"Jemena"},{"$f":"IF($E252=DataInput!$B251,DataInput!F251,NA())","v":"Summer"},{"$f":"IF($E252=DataInput!$B251,DataInput!G251,NA())","v":"Coincident"},{"$f":"IF($E252=DataInput!$B251,DataInput!H251,NA())","v":2012},{"$f":"IF($E252=DataInput!$B251,DataInput!I251,NA())","v":"Actual"},{"$f":"IF($E252=DataInput!$B251,DataInput!J251,NA())","v":111.52054800000001},{"$f":"IF($E252=DataInput!$B251,DataInput!K251,NA())","v":"NA"},null,null,"VIC Altona-Brooklyn (Jemena) 66 kV",null,null,null,null,false,null,null,{"$error":"#N/A"},{"$error":"#N/A"},{"$error":"#N/A"},{"$error":"#N/A"},{"$error":"#N/A"},{"$error":"#N/A"},{"$error":"#N/A"},{"$error":"#N/A"},{"$error":"#N/A"},{"$error":"#N/A"}]
[null,{"$f":"IF(DataInput!B252=$B$8,IF($B$9=$B$10,TRUE,IF(DataInput!E252=$B$9,TRUE,FALSE)))","v":true},null,null,{"$f":"IF(B253=TRUE,DataInput!B252,NA())","v":"VIC"},{"$f":"IF($E253=DataInput!$B252,DataInput!C252,NA())","v":"ATSBJ"},{"$f":"IF($E253=DataInput!$B252,DataInput!D252,NA())","v":"Altona-Brooklyn (Jemena) 66 kV"},{"$f":"IF($E253=DataInput!$B252,DataInput!E252,NA())","v":"Jemena"},{"$f":"IF($E253=DataInput!$B252,DataInput!F252,NA())","v":"Summer"},{"$f":"IF($E253=DataInput!$B252,DataInput!G252,NA())","v":"Non-Coincident"},{"$f":"IF($E253=DataInput!$B252,DataInput!H252,NA())","v":2012},{"$f":"IF($E253=DataInput!$B252,DataInput!I252,NA())","v":"Actual"},{"$f":"IF($E253=DataInput!$B252,DataInput!J252,NA())","v":126.658832},{"$f":"IF($E253=DataInput!$B252,DataInput!K252,NA())","v":"NA"},null,null,"VIC Altona-Brooklyn (Jemena) 66 kV",null,null,null,null,false,null,null,{"$error":"#N/A"},{"$error":"#N/A"},{"$error":"#N/A"},{"$error":"#N/A"},{"$error":"#N/A"},{"$error":"#N/A"},{"$error":"#N/A"},{"$error":"#N/A"},{"$error":"#N/A"},{"$error":"#N/A"}]
[null,{"$f":"IF(DataInput!B253=$B$8,IF($B$9=$B$10,TRUE,IF(DataInput!E253=$B$9,TRUE,FALSE)))","v":true},null,null,{"$f":"IF(B254=TRUE,DataInput!B253,NA())","v":"VIC"},{"$f":"IF($E254=DataInput!$B253,DataInput!C253,NA())","v":"ATSBJ"},{"$f":"IF($E254=DataInput!$B253,DataInput!D253,NA())","v":"Altona-Brooklyn (Jemena) 66 kV"},{"$f":"IF($E254=DataInput!$B253,DataInput!E253,NA())","v":"Jemena"},{"$f":"IF($E254=DataInput!$B253,DataInput!F253,NA())","v":"Summer"},{"$f":"IF($E254=DataInput!$B253,DataInput!G253,NA())","v":"Coincident"},{"$f":"IF($E254=DataInput!$B253,DataInput!H253,NA())","v":2013},{"$f":"IF($E254=DataInput!$B253,DataInput!I253,NA())","v":"TempCorrActualPOE10"},{"$f":"IF($E254=DataInput!$B253,DataInput!J253,NA())","v":127.0887615},{"$f":"IF($E254=DataInput!$B253,DataInput!K253,NA())","v":"NA"},null,null,"VIC Altona-Brooklyn (Jemena) 66 kV",null,null,null,null,false,null,null,{"$error":"#N/A"},{"$error":"#N/A"},{"$error":"#N/A"},{"$error":"#N/A"},{"$error":"#N/A"},{"$error":"#N/A"},{"$error":"#N/A"},{"$error":"#N/A"},{"$error":"#N/A"},{"$error":"#N/A"}]
[null,{"$f":"IF(DataInput!B254=$B$8,IF($B$9=$B$10,TRUE,IF(DataInput!E254=$B$9,TRUE,FALSE)))","v":true},null,null,{"$f":"IF(B255=TRUE,DataInput!B254,NA())","v":"VIC"},{"$f":"IF($E255=DataInput!$B254,DataInput!C254,NA())","v":"ATSBJ"},{"$f":"IF($E255=DataInput!$B254,DataInput!D254,NA())","v":"Altona-Brooklyn (Jemena) 66 kV"},{"$f":"IF($E255=DataInput!$B254,DataInput!E254,NA())","v":"Jemena"},{"$f":"IF($E255=DataInput!$B254,DataInput!F254,NA())","v":"Summer"},{"$f":"IF($E255=DataInput!$B254,DataInput!G254,NA())","v":"Coincident"},{"$f":"IF($E255=DataInput!$B254,DataInput!H254,NA())","v":2013},{"$f":"IF($E255=DataInput!$B254,DataInput!I254,NA())","v":"TempCorrActualPOE50"},{"$f":"IF($E255=DataInput!$B254,DataInput!J254,NA())","v":118.8859734},{"$f":"IF($E255=DataInput!$B254,DataInput!K254,NA())","v":"NA"},null,null,"VIC Altona-Brooklyn (Jemena) 66 kV",null,null,null,null,false,null,null,{"$error":"#N/A"},{"$error":"#N/A"},{"$error":"#N/A"},{"$error":"#N/A"},{"$error":"#N/A"},{"$error":"#N/A"},{"$error":"#N/A"},{"$error":"#N/A"},{"$error":"#N/A"},{"$error":"#N/A"}]
[null,{"$f":"IF(DataInput!B255=$B$8,IF($B$9=$B$10,TRUE,IF(DataInput!E255=$B$9,TRUE,FALSE)))","v":true},null,null,{"$f":"IF(B256=TRUE,DataInput!B255,NA())","v":"VIC"},{"$f":"IF($E256=DataInput!$B255,DataInput!C255,NA())","v":"ATSBJ"},{"$f":"IF($E256=DataInput!$B255,DataInput!D255,NA())","v":"Altona-Brooklyn (Jemena) 66 kV"},{"$f":"IF($E256=DataInput!$B255,DataInput!E255,NA())","v":"Jemena"},{"$f":"IF($E256=DataInput!$B255,DataInput!F255,NA())","v":"Summer"},{"$f":"IF($E256=DataInput!$B255,DataInput!G255,NA())","v":"Non-Coincident"},{"$f":"IF($E256=DataInput!$B255,DataInput!H255,NA())","v":2013},{"$f":"IF($E256=DataInput!$B255,DataInput!I255,NA())","v":"TempCorrActualPOE10"},{"$f":"IF($E256=DataInput!$B255,DataInput!J255,NA())","v":132.32555149999999},{"$f":"IF($E256=DataInput!$B255,DataInput!K255,NA())","v":"NA"},null,null,"VIC Altona-Brooklyn (Jemena) 66 kV",null,null,null,null,false,null,null,{"$error":"#N/A"},{"$error":"#N/A"},{"$error":"#N/A"},{"$error":"#N/A"},{"$error":"#N/A"},{"$error":"#N/A"},{"$error":"#N/A"},{"$error":"#N/A"},{"$error":"#N/A"},{"$error":"#N/A"}]
[null,{"$f":"IF(DataInput!B256=$B$8,IF($B$9=$B$10,TRUE,IF(DataInput!E256=$B$9,TRUE,FALSE)))","v":true},null,null,{"$f":"IF(B257=TRUE,DataInput!B256,NA())","v":"VIC"},{"$f":"IF($E257=DataInput!$B256,DataInput!C256,NA())","v":"ATSBJ"},{"$f":"IF($E257=DataInput!$B256,DataInput!D256,NA())","v":"Altona-Brooklyn (Jemena) 66 kV"},{"$f":"IF($E257=DataInput!$B256,DataInput!E256,NA())","v":"Jemena"},{"$f":"IF($E257=DataInput!$B256,DataInput!F256,NA())","v":"Summer"},{"$f":"IF($E257=DataInput!$B256,DataInput!G256,NA())","v":"Non-Coincident"},{"$f":"IF($E257=DataInput!$B256,DataInput!H256,NA())","v":2013},{"$f":"IF($E257=DataInput!$B256,DataInput!I256,NA())","v":"TempCorrActualPOE50"},{"$f":"IF($E257=DataInput!$B256,DataInput!J256,NA())","v":123.7888954},{"$f":"IF($E257=DataInput!$B256,DataInput!K256,NA())","v":"NA"},null,null,"VIC Altona-Brooklyn (Jemena) 66 kV",null,null,null,null,false,null,null,{"$error":"#N/A"},{"$error":"#N/A"},{"$error":"#N/A"},{"$error":"#N/A"},{"$error":"#N/A"},{"$error":"#N/A"},{"$error":"#N/A"},{"$error":"#N/A"},{"$error":"#N/A"},{"$error":"#N/A"}]
[null,{"$f":"IF(DataInput!B257=$B$8,IF($B$9=$B$10,TRUE,IF(DataInput!E257=$B$9,TRUE,FALSE)))","v":true},null,null,{"$f":"IF(B258=TRUE,DataInput!B257,NA())","v":"VIC"},{"$f":"IF($E258=DataInput!$B257,DataInput!C257,NA())","v":"ATSBJ"},{"$f":"IF($E258=DataInput!$B257,DataInput!D257,NA())","v":"Altona-Brooklyn (Jemena) 66 kV"},{"$f":"IF($E258=DataInput!$B257,DataInput!E257,NA())","v":"Jemena"},{"$f":"IF($E258=DataInput!$B257,DataInput!F257,NA())","v":"Summer"},{"$f":"IF($E258=DataInput!$B257,DataInput!G257,NA())","v":"Coincident"},{"$f":"IF($E258=DataInput!$B257,DataInput!H257,NA())","v":2013},{"$f":"IF($E258=DataInput!$B257,DataInput!I257,NA())","v":"Actual"},{"$f":"IF($E258=DataInput!$B257,DataInput!J257,NA())","v":121.77769600000001},{"$f":"IF($E258=DataInput!$B257,DataInput!K257,NA())","v":"NA"},null,null,"VIC Altona-Brooklyn (Jemena) 66 kV",null,null,null,null,false,null,null,{"$error":"#N/A"},{"$error":"#N/A"},{"$error":"#N/A"},{"$error":"#N/A"},{"$error":"#N/A"},{"$error":"#N/A"},{"$error":"#N/A"},{"$error":"#N/A"},{"$error":"#N/A"},{"$error":"#N/A"}]
[null,{"$f":"IF(DataInput!B258=$B$8,IF($B$9=$B$10,TRUE,IF(DataInput!E258=$B$9,TRUE,FALSE)))","v":true},null,null,{"$f":"IF(B259=TRUE,DataInput!B258,NA())","v":"VIC"},{"$f":"IF($E259=DataInput!$B258,DataInput!C258,NA())","v":"ATSBJ"},{"$f":"IF($E259=DataInput!$B258,DataInput!D258,NA())","v":"Altona-Brooklyn (Jemena) 66 kV"},{"$f":"IF($E259=DataInput!$B258,DataInput!E258,NA())","v":"Jemena"},{"$f":"IF($E259=DataInput!$B258,DataInput!F258,NA())","v":"Summer"},{"$f":"IF($E259=DataInput!$B258,DataInput!G258,NA())","v":"Non-Coincident"},{"$f":"IF($E259=DataInput!$B258,DataInput!H258,NA())","v":2013},{"$f":"IF($E259=DataInput!$B258,DataInput!I258,NA())","v":"Actual"},{"$f":"IF($E259=DataInput!$B258,DataInput!J258,NA())","v":123.74112},{"$f":"IF($E259=DataInput!$B258,DataInput!K258,NA())","v":"NA"},null,null,"VIC Altona-Brooklyn (Jemena) 66 kV",null,null,null,null,false,null,null,{"$error":"#N/A"},{"$error":"#N/A"},{"$error":"#N/A"},{"$error":"#N/A"},{"$error":"#N/A"},{"$error":"#N/A"},{"$error":"#N/A"},{"$error":"#N/A"},{"$error":"#N/A"},{"$error":"#N/A"}]
[null,{"$f":"IF(DataInput!B259=$B$8,IF($B$9=$B$10,TRUE,IF(DataInput!E259=$B$9,TRUE,FALSE)))","v":true},null,null,{"$f":"IF(B260=TRUE,DataInput!B259,NA())","v":"VIC"},{"$f":"IF($E260=DataInput!$B259,DataInput!C259,NA())","v":"ATSBJ"},{"$f":"IF($E260=DataInput!$B259,DataInput!D259,NA())","v":"Altona-Brooklyn (Jemena) 66 kV"},{"$f":"IF($E260=DataInput!$B259,DataInput!E259,NA())","v":"Jemena"},{"$f":"IF($E260=DataInput!$B259,DataInput!F259,NA())","v":"Summer"},{"$f":"IF($E260=DataInput!$B259,DataInput!G259,NA())","v":"Coincident"},{"$f":"IF($E260=DataInput!$B259,DataInput!H259,NA())","v":2014},{"$f":"IF($E260=DataInput!$B259,DataInput!I259,NA())","v":"TempCorrActualPOE10"},{"$f":"IF($E260=DataInput!$B259,DataInput!J259,NA())","v":121.9804371},{"$f":"IF($E260=DataInput!$B259,DataInput!K259,NA())","v":"NA"},null,null,"VIC Altona-Brooklyn (Jemena) 66 kV",null,null,null,null,false,null,null,{"$error":"#N/A"},{"$error":"#N/A"},{"$error":"#N/A"},{"$error":"#N/A"},{"$error":"#N/A"},{"$error":"#N/A"},{"$error":"#N/A"},{"$error":"#N/A"},{"$error":"#N/A"},{"$error":"#N/A"}]
[null,{"$f":"IF(DataInput!B260=$B$8,IF($B$9=$B$10,TRUE,IF(DataInput!E260=$B$9,TRUE,FALSE)))","v":true},null,null,{"$f":"IF(B261=TRUE,DataInput!B260,NA())","v":"VIC"},{"$f":"IF($E261=DataInput!$B260,DataInput!C260,NA())","v":"ATSBJ"},{"$f":"IF($E261=DataInput!$B260,DataInput!D260,NA())","v":"Altona-Brooklyn (Jemena) 66 kV"},{"$f":"IF($E261=DataInput!$B260,DataInput!E260,NA())","v":"Jemena"},{"$f":"IF($E261=DataInput!$B260,DataInput!F260,NA())","v":"Summer"},{"$f":"IF($E261=DataInput!$B260,DataInput!G260,NA())","v":"Coincident"},{"$f":"IF($E261=DataInput!$B260,DataInput!H260,NA())","v":2014},{"$f":"IF($E261=DataInput!$B260,DataInput!I260,NA())","v":"TempCorrActualPOE50"},{"$f":"IF($E261=DataInput!$B260,DataInput!J260,NA())","v":113.7021329},{"$f":"IF($E261=DataInput!$B260,DataInput!K260,NA())","v":"NA"},null,null,"VIC Altona-Brooklyn (Jemena) 66 kV",null,null,null,null,false,null,null,{"$error":"#N/A"},{"$error":"#N/A"},{"$error":"#N/A"},{"$error":"#N/A"},{"$error":"#N/A"},{"$error":"#N/A"},{"$error":"#N/A"},{"$error":"#N/A"},{"$error":"#N/A"},{"$error":"#N/A"}]
[null,{"$f":"IF(DataInput!B261=$B$8,IF($B$9=$B$10,TRUE,IF(DataInput!E261=$B$9,TRUE,FALSE)))","v":true},null,null,{"$f":"IF(B262=TRUE,DataInput!B261,NA())","v":"VIC"},{"$f":"IF($E262=DataInput!$B261,DataInput!C261,NA())","v":"ATSBJ"},{"$f":"IF($E262=DataInput!$B261,DataInput!D261,NA())","v":"Altona-Brooklyn (Jemena) 66 kV"},{"$f":"IF($E262=DataInput!$B261,DataInput!E261,NA())","v":"Jemena"},{"$f":"IF($E262=DataInput!$B261,DataInput!F261,NA())","v":"Summer"},{"$f":"IF($E262=DataInput!$B261,DataInput!G261,NA())","v":"Non-Coincident"},{"$f":"IF($E262=DataInput!$B261,DataInput!H261,NA())","v":2014},{"$f":"IF($E262=DataInput!$B261,DataInput!I261,NA())","v":"TempCorrActualPOE10"},{"$f":"IF($E262=DataInput!$B261,DataInput!J261,NA())","v":127.02592199999999},{"$f":"IF($E262=DataInput!$B261,DataInput!K261,NA())","v":"NA"},null,null,"VIC Altona-Brooklyn (Jemena) 66 kV",null,null,null,null,false,null,null,{"$error":"#N/A"},{"$error":"#N/A"},{"$error":"#N/A"},{"$error":"#N/A"},{"$error":"#N/A"},{"$error":"#N/A"},{"$error":"#N/A"},{"$error":"#N/A"},{"$error":"#N/A"},{"$error":"#N/A"}]
[null,{"$f":"IF(DataInput!B262=$B$8,IF($B$9=$B$10,TRUE,IF(DataInput!E262=$B$9,TRUE,FALSE)))","v":true},null,null,{"$f":"IF(B263=TRUE,DataInput!B262,NA())","v":"VIC"},{"$f":"IF($E263=DataInput!$B262,DataInput!C262,NA())","v":"ATSBJ"},{"$f":"IF($E263=DataInput!$B262,DataInput!D262,NA())","v":"Altona-Brooklyn (Jemena) 66 kV"},{"$f":"IF($E263=DataInput!$B262,DataInput!E262,NA())","v":"Jemena"},{"$f":"IF($E263=DataInput!$B262,DataInput!F262,NA())","v":"Summer"},{"$f":"IF($E263=DataInput!$B262,DataInput!G262,NA())","v":"Non-Coincident"},{"$f":"IF($E263=DataInput!$B262,DataInput!H262,NA())","v":2014},{"$f":"IF($E263=DataInput!$B262,DataInput!I262,NA())","v":"TempCorrActualPOE50"},{"$f":"IF($E263=DataInput!$B262,DataInput!J262,NA())","v":118.4106762},{"$f":"IF($E263=DataInput!$B262,DataInput!K262,NA())","v":"NA"},null,null,"VIC Altona-Brooklyn (Jemena) 66 kV",null,null,null,null,false,null,null,{"$error":"#N/A"},{"$error":"#N/A"},{"$error":"#N/A"},{"$error":"#N/A"},{"$error":"#N/A"},{"$error":"#N/A"},{"$error":"#N/A"},{"$error":"#N/A"},{"$error":"#N/A"},{"$error":"#N/A"}]
[null,{"$f":"IF(DataInput!B263=$B$8,IF($B$9=$B$10,TRUE,IF(DataInput!E263=$B$9,TRUE,FALSE)))","v":true},null,null,{"$f":"IF(B264=TRUE,DataInput!B263,NA())","v":"VIC"},{"$f":"IF($E264=DataInput!$B263,DataInput!C263,NA())","v":"ATSBJ"},{"$f":"IF($E264=DataInput!$B263,DataInput!D263,NA())","v":"Altona-Brooklyn (Jemena) 66 kV"},{"$f":"IF($E264=DataInput!$B263,DataInput!E263,NA())","v":"Jemena"},{"$f":"IF($E264=DataInput!$B263,DataInput!F263,NA())","v":"Summer"},{"$f":"IF($E264=DataInput!$B263,DataInput!G263,NA())","v":"Coincident"},{"$f":"IF($E264=DataInput!$B263,DataInput!H263,NA())","v":2014},{"$f":"IF($E264=DataInput!$B263,DataInput!I263,NA())","v":"Actual"},{"$f":"IF($E264=DataInput!$B263,DataInput!J263,NA())","v":119.496326},{"$f":"IF($E264=DataInput!$B263,DataInput!K263,NA())","v":"NA"},null,null,"VIC Altona-Brooklyn (Jemena) 66 kV",null,null,null,null,false,null,null,{"$error":"#N/A"},{"$error":"#N/A"},{"$error":"#N/A"},{"$error":"#N/A"},{"$error":"#N/A"},{"$error":"#N/A"},{"$error":"#N/A"},{"$error":"#N/A"},{"$error":"#N/A"},{"$error":"#N/A"}]
[null,{"$f":"IF(DataInput!B264=$B$8,IF($B$9=$B$10,TRUE,IF(DataInput!E264=$B$9,TRUE,FALSE)))","v":true},null,null,{"$f":"IF(B265=TRUE,DataInput!B264,NA())","v":"VIC"},{"$f":"IF($E265=DataInput!$B264,DataInput!C264,NA())","v":"ATSBJ"},{"$f":"IF($E265=DataInput!$B264,DataInput!D264,NA())","v":"Altona-Brooklyn (Jemena) 66 kV"},{"$f":"IF($E265=DataInput!$B264,DataInput!E264,NA())","v":"Jemena"},{"$f":"IF($E265=DataInput!$B264,DataInput!F264,NA())","v":"Summer"},{"$f":"IF($E265=DataInput!$B264,DataInput!G264,NA())","v":"Non-Coincident"},{"$f":"IF($E265=DataInput!$B264,DataInput!H264,NA())","v":2014},{"$f":"IF($E265=DataInput!$B264,DataInput!I264,NA())","v":"Actual"},{"$f":"IF($E265=DataInput!$B264,DataInput!J264,NA())","v":126.38123400000001},{"$f":"IF($E265=DataInput!$B264,DataInput!K264,NA())","v":"NA"},null,null,"VIC Altona-Brooklyn (Jemena) 66 kV",null,null,null,null,false,null,null,{"$error":"#N/A"},{"$error":"#N/A"},{"$error":"#N/A"},{"$error":"#N/A"},{"$error":"#N/A"},{"$error":"#N/A"},{"$error":"#N/A"},{"$error":"#N/A"},{"$error":"#N/A"},{"$error":"#N/A"}]
[null,{"$f":"IF(DataInput!B265=$B$8,IF($B$9=$B$10,TRUE,IF(DataInput!E265=$B$9,TRUE,FALSE)))","v":true},null,null,{"$f":"IF(B266=TRUE,DataInput!B265,NA())","v":"VIC"},{"$f":"IF($E266=DataInput!$B265,DataInput!C265,NA())","v":"ATSBJ"},{"$f":"IF($E266=DataInput!$B265,DataInput!D265,NA())","v":"Altona-Brooklyn (Jemena) 66 kV"},{"$f":"IF($E266=DataInput!$B265,DataInput!E265,NA())","v":"Jemena"},{"$f":"IF($E266=DataInput!$B265,DataInput!F265,NA())","v":"Summer"},{"$f":"IF($E266=DataInput!$B265,DataInput!G265,NA())","v":"Coincident"},{"$f":"IF($E266=DataInput!$B265,DataInput!H265,NA())","v":2015},{"$f":"IF($E266=DataInput!$B265,DataInput!I265,NA())","v":"TempCorrActualPOE10"},{"$f":"IF($E266=DataInput!$B265,DataInput!J265,NA())","v":118.0852536},{"$f":"IF($E266=DataInput!$B265,DataInput!K265,NA())","v":"NA"},null,null,"VIC Altona-Brooklyn (Jemena) 66 kV",null,null,null,null,false,null,null,{"$error":"#N/A"},{"$error":"#N/A"},{"$error":"#N/A"},{"$error":"#N/A"},{"$error":"#N/A"},{"$error":"#N/A"},{"$error":"#N/A"},{"$error":"#N/A"},{"$error":"#N/A"},{"$error":"#N/A"}]
[null,{"$f":"IF(DataInput!B266=$B$8,IF($B$9=$B$10,TRUE,IF(DataInput!E266=$B$9,TRUE,FALSE)))","v":true},null,null,{"$f":"IF(B267=TRUE,DataInput!B266,NA())","v":"VIC"},{"$f":"IF($E267=DataInput!$B266,DataInput!C266,NA())","v":"ATSBJ"},{"$f":"IF($E267=DataInput!$B266,DataInput!D266,NA())","v":"Altona-Brooklyn (Jemena) 66 kV"},{"$f":"IF($E267=DataInput!$B266,DataInput!E266,NA())","v":"Jemena"},{"$f":"IF($E267=DataInput!$B266,DataInput!F266,NA())","v":"Summer"},{"$f":"IF($E267=DataInput!$B266,DataInput!G266,NA())","v":"Coincident"},{"$f":"IF($E267=DataInput!$B266,DataInput!H266,NA())","v":2015},{"$f":"IF($E267=DataInput!$B266,DataInput!I266,NA())","v":"TempCorrActualPOE50"},{"$f":"IF($E267=DataInput!$B266,DataInput!J266,NA())","v":110.0283838},{"$f":"IF($E267=DataInput!$B266,DataInput!K266,NA())","v":"NA"},null,null,"VIC Altona-Brooklyn (Jemena) 66 kV",null,null,null,null,false,null,null,{"$error":"#N/A"},{"$error":"#N/A"},{"$error":"#N/A"},{"$error":"#N/A"},{"$error":"#N/A"},{"$error":"#N/A"},{"$error":"#N/A"},{"$error":"#N/A"},{"$error":"#N/A"},{"$error":"#N/A"}]
[null,{"$f":"IF(DataInput!B267=$B$8,IF($B$9=$B$10,TRUE,IF(DataInput!E267=$B$9,TRUE,FALSE)))","v":true},null,null,{"$f":"IF(B268=TRUE,DataInput!B267,NA())","v":"VIC"},{"$f":"IF($E268=DataInput!$B267,DataInput!C267,NA())","v":"ATSBJ"},{"$f":"IF($E268=DataInput!$B267,DataInput!D267,NA())","v":"Altona-Brooklyn (Jemena) 66 kV"},{"$f":"IF($E268=DataInput!$B267,DataInput!E267,NA())","v":"Jemena"},{"$f":"IF($E268=DataInput!$B267,DataInput!F267,NA())","v":"Summer"},{"$f":"IF($E268=DataInput!$B267,DataInput!G267,NA())","v":"Non-Coincident"},{"$f":"IF($E268=DataInput!$B267,DataInput!H267,NA())","v":2015},{"$f":"IF($E268=DataInput!$B267,DataInput!I267,NA())","v":"TempCorrActualPOE10"},{"$f":"IF($E268=DataInput!$B267,DataInput!J267,NA())","v":122.98362229999999},{"$f":"IF($E268=DataInput!$B267,DataInput!K267,NA())","v":"NA"},null,null,{"$f":"IF(OR(ISERROR(E268),ISERROR(G268)),\"  \",E268&\" \"&G268)","v":"VIC Altona-Brooklyn (Jemena) 66 kV"},null,null,null,null,{"$f":"IF(ISERROR(G268),FALSE,IF($V$9=G268,TRUE,FALSE))","v":false},null,null,{"$f":"IF($V268=TRUE,E268,NA())","v":{"$error":"#N/A"}},{"$error":"#N/A"},{"$error":"#N/A"},{"$error":"#N/A"},{"$error":"#N/A"},{"$error":"#N/A"},{"$error":"#N/A"},{"$error":"#N/A"},{"$error":"#N/A"},{"$error":"#N/A"}]
[null,{"$f":"IF(DataInput!B268=$B$8,IF($B$9=$B$10,TRUE,IF(DataInput!E268=$B$9,TRUE,FALSE)))","v":true},null,null,{"$f":"IF(B269=TRUE,DataInput!B268,NA())","v":"VIC"},{"$f":"IF($E269=DataInput!$B268,DataInput!C268,NA())","v":"ATSBJ"},{"$f":"IF($E269=DataInput!$B268,DataInput!D268,NA())","v":"Altona-Brooklyn (Jemena) 66 kV"},{"$f":"IF($E269=DataInput!$B268,DataInput!E268,NA())","v":"Jemena"},{"$f":"IF($E269=DataInput!$B268,DataInput!F268,NA())","v":"Summer"},{"$f":"IF($E269=DataInput!$B268,DataInput!G268,NA())","v":"Non-Coincident"},{"$f":"IF($E269=DataInput!$B268,DataInput!H268,NA())","v":2015},{"$f":"IF($E269=DataInput!$B268,DataInput!I268,NA())","v":"TempCorrActualPOE50"},{"$f":"IF($E269=DataInput!$B268,DataInput!J268,NA())","v":114.5988237},{"$f":"IF($E269=DataInput!$B268,DataInput!K268,NA())","v":"NA"},null,null,"VIC Altona-Brooklyn (Jemena) 66 kV",null,null,null,null,false,null,null,{"$error":"#N/A"},{"$error":"#N/A"},{"$error":"#N/A"},{"$error":"#N/A"},{"$error":"#N/A"},{"$error":"#N/A"},{"$error":"#N/A"},{"$error":"#N/A"},{"$error":"#N/A"},{"$error":"#N/A"}]
[null,{"$f":"IF(DataInput!B269=$B$8,IF($B$9=$B$10,TRUE,IF(DataInput!E269=$B$9,TRUE,FALSE)))","v":true},null,null,{"$f":"IF(B270=TRUE,DataInput!B269,NA())","v":"VIC"},{"$f":"IF($E270=DataInput!$B269,DataInput!C269,NA())","v":"ATSBJ"},{"$f":"IF($E270=DataInput!$B269,DataInput!D269,NA())","v":"Altona-Brooklyn (Jemena) 66 kV"},{"$f":"IF($E270=DataInput!$B269,DataInput!E269,NA())","v":"Jemena"},{"$f":"IF($E270=DataInput!$B269,DataInput!F269,NA())","v":"Summer"},{"$f":"IF($E270=DataInput!$B269,DataInput!G269,NA())","v":"Coincident"},{"$f":"IF($E270=DataInput!$B269,DataInput!H269,NA())","v":2015},{"$f":"IF($E270=DataInput!$B269,DataInput!I269,NA())","v":"Actual"},{"$f":"IF($E270=DataInput!$B269,DataInput!J269,NA())","v":104.59475999999999},{"$f":"IF($E270=DataInput!$B269,DataInput!K269,NA())","v":"NA"},null,null,"VIC Altona-Brooklyn (Jemena) 66 kV",null,null,null,null,false,null,null,{"$error":"#N/A"},{"$error":"#N/A"},{"$error":"#N/A"},{"$error":"#N/A"},{"$error":"#N/A"},{"$error":"#N/A"},{"$error":"#N/A"},{"$error":"#N/A"},{"$error":"#N/A"},{"$error":"#N/A"}]
[null,{"$f":"IF(DataInput!B270=$B$8,IF($B$9=$B$10,TRUE,IF(DataInput!E270=$B$9,TRUE,FALSE)))","v":true},null,null,{"$f":"IF(B271=TRUE,DataInput!B270,NA())","v":"VIC"},{"$f":"IF($E271=DataInput!$B270,DataInput!C270,NA())","v":"ATSBJ"},{"$f":"IF($E271=DataInput!$B270,DataInput!D270,NA())","v":"Altona-Brooklyn (Jemena) 66 kV"},{"$f":"IF($E271=DataInput!$B270,DataInput!E270,NA())","v":"Jemena"},{"$f":"IF($E271=DataInput!$B270,DataInput!F270,NA())","v":"Summer"},{"$f":"IF($E271=DataInput!$B270,DataInput!G270,NA())","v":"Non-Coincident"},{"$f":"IF($E271=DataInput!$B270,DataInput!H270,NA())","v":2015},{"$f":"IF($E271=DataInput!$B270,DataInput!I270,NA())","v":"Actual"},{"$f":"IF($E271=DataInput!$B270,DataInput!J270,NA())","v":105.243792},{"$f":"IF($E271=DataInput!$B270,DataInput!K270,NA())","v":"NA"},null,null,"VIC Altona-Brooklyn (Jemena) 66 kV",null,null,null,null,false,null,null,{"$error":"#N/A"},{"$error":"#N/A"},{"$error":"#N/A"},{"$error":"#N/A"},{"$error":"#N/A"},{"$error":"#N/A"},{"$error":"#N/A"},{"$error":"#N/A"},{"$error":"#N/A"},{"$error":"#N/A"}]
[null,{"$f":"IF(DataInput!B271=$B$8,IF($B$9=$B$10,TRUE,IF(DataInput!E271=$B$9,TRUE,FALSE)))","v":true},null,null,{"$f":"IF(B272=TRUE,DataInput!B271,NA())","v":"VIC"},{"$f":"IF($E272=DataInput!$B271,DataInput!C271,NA())","v":"ATSBJ"},{"$f":"IF($E272=DataInput!$B271,DataInput!D271,NA())","v":"Altona-Brooklyn (Jemena) 66 kV"},{"$f":"IF($E272=DataInput!$B271,DataInput!E271,NA())","v":"Jemena"},{"$f":"IF($E272=DataInput!$B271,DataInput!F271,NA())","v":"Summer"},{"$f":"IF($E272=DataInput!$B271,DataInput!G271,NA())","v":"Non-Coincident"},{"$f":"IF($E272=DataInput!$B271,DataInput!H271,NA())","v":2016},{"$f":"IF($E272=DataInput!$B271,DataInput!I271,NA())","v":"POE10"},{"$f":"IF($E272=DataInput!$B271,DataInput!J271,NA())","v":124.7651328},{"$f":"IF($E272=DataInput!$B271,DataInput!K271,NA())","v":0.92350183500000005},null,null,"VIC Altona-Brooklyn (Jemena) 66 kV",null,null,null,null,false,null,null,{"$error":"#N/A"},{"$error":"#N/A"},{"$error":"#N/A"},{"$error":"#N/A"},{"$error":"#N/A"},{"$error":"#N/A"},{"$error":"#N/A"},{"$error":"#N/A"},{"$error":"#N/A"},{"$error":"#N/A"}]
[null,{"$f":"IF(DataInput!B272=$B$8,IF($B$9=$B$10,TRUE,IF(DataInput!E272=$B$9,TRUE,FALSE)))","v":true},null,null,{"$f":"IF(B273=TRUE,DataInput!B272,NA())","v":"VIC"},{"$f":"IF($E273=DataInput!$B272,DataInput!C272,NA())","v":"ATSBJ"},{"$f":"IF($E273=DataInput!$B272,DataInput!D272,NA())","v":"Altona-Brooklyn (Jemena) 66 kV"},{"$f":"IF($E273=DataInput!$B272,DataInput!E272,NA())","v":"Jemena"},{"$f":"IF($E273=DataInput!$B272,DataInput!F272,NA())","v":"Summer"},{"$f":"IF($E273=DataInput!$B272,DataInput!G272,NA())","v":"Non-Coincident"},{"$f":"IF($E273=DataInput!$B272,DataInput!H272,NA())","v":2016},{"$f":"IF($E273=DataInput!$B272,DataInput!I272,NA())","v":"POE50"},{"$f":"IF($E273=DataInput!$B272,DataInput!J272,NA())","v":115.6312381},{"$f":"IF($E273=DataInput!$B272,DataInput!K272,NA())","v":0.89106444100000004},null,null,"VIC Altona-Brooklyn (Jemena) 66 kV",null,null,null,null,false,null,null,{"$error":"#N/A"},{"$error":"#N/A"},{"$error":"#N/A"},{"$error":"#N/A"},{"$error":"#N/A"},{"$error":"#N/A"},{"$error":"#N/A"},{"$error":"#N/A"},{"$error":"#N/A"},{"$error":"#N/A"}]
[null,{"$f":"IF(DataInput!B273=$B$8,IF($B$9=$B$10,TRUE,IF(DataInput!E273=$B$9,TRUE,FALSE)))","v":true},null,null,{"$f":"IF(B274=TRUE,DataInput!B273,NA())","v":"VIC"},{"$f":"IF($E274=DataInput!$B273,DataInput!C273,NA())","v":"ATSBJ"},{"$f":"IF($E274=DataInput!$B273,DataInput!D273,NA())","v":"Altona-Brooklyn (Jemena) 66 kV"},{"$f":"IF($E274=DataInput!$B273,DataInput!E273,NA())","v":"Jemena"},{"$f":"IF($E274=DataInput!$B273,DataInput!F273,NA())","v":"Summer"},{"$f":"IF($E274=DataInput!$B273,DataInput!G273,NA())","v":"Coincident"},{"$f":"IF($E274=DataInput!$B273,DataInput!H273,NA())","v":2016},{"$f":"IF($E274=DataInput!$B273,DataInput!I273,NA())","v":"POE10"},{"$f":"IF($E274=DataInput!$B273,DataInput!J273,NA())","v":115.2208291},{"$f":"IF($E274=DataInput!$B273,DataInput!K273,NA())","v":0.92350183500000005},null,null,"VIC Altona-Brooklyn (Jemena) 66 kV",null,null,null,null,false,null,null,{"$error":"#N/A"},{"$error":"#N/A"},{"$error":"#N/A"},{"$error":"#N/A"},{"$error":"#N/A"},{"$error":"#N/A"},{"$error":"#N/A"},{"$error":"#N/A"},{"$error":"#N/A"},{"$error":"#N/A"}]
[null,{"$f":"IF(DataInput!B274=$B$8,IF($B$9=$B$10,TRUE,IF(DataInput!E274=$B$9,TRUE,FALSE)))","v":true},null,null,{"$f":"IF(B275=TRUE,DataInput!B274,NA())","v":"VIC"},{"$f":"IF($E275=DataInput!$B274,DataInput!C274,NA())","v":"ATSBJ"},{"$f":"IF($E275=DataInput!$B274,DataInput!D274,NA())","v":"Altona-Brooklyn (Jemena) 66 kV"},{"$f":"IF($E275=DataInput!$B274,DataInput!E274,NA())","v":"Jemena"},{"$f":"IF($E275=DataInput!$B274,DataInput!F274,NA())","v":"Summer"},{"$f":"IF($E275=DataInput!$B274,DataInput!G274,NA())","v":"Coincident"},{"$f":"IF($E275=DataInput!$B274,DataInput!H274,NA())","v":2016},{"$f":"IF($E275=DataInput!$B274,DataInput!I274,NA())","v":"POE50"},{"$f":"IF($E275=DataInput!$B274,DataInput!J274,NA())","v":103.0348846},{"$f":"IF($E275=DataInput!$B274,DataInput!K274,NA())","v":0.89106444100000004},null,null,"VIC Altona-Brooklyn (Jemena) 66 kV",null,null,null,null,false,null,null,{"$error":"#N/A"},{"$error":"#N/A"},{"$error":"#N/A"},{"$error":"#N/A"},{"$error":"#N/A"},{"$error":"#N/A"},{"$error":"#N/A"},{"$error":"#N/A"},{"$error":"#N/A"},{"$error":"#N/A"}]
[null,{"$f":"IF(DataInput!B275=$B$8,IF($B$9=$B$10,TRUE,IF(DataInput!E275=$B$9,TRUE,FALSE)))","v":true},null,null,{"$f":"IF(B276=TRUE,DataInput!B275,NA())","v":"VIC"},{"$f":"IF($E276=DataInput!$B275,DataInput!C275,NA())","v":"ATSBJ"},{"$f":"IF($E276=DataInput!$B275,DataInput!D275,NA())","v":"Altona-Brooklyn (Jemena) 66 kV"},{"$f":"IF($E276=DataInput!$B275,DataInput!E275,NA())","v":"Jemena"},{"$f":"IF($E276=DataInput!$B275,DataInput!F275,NA())","v":"Summer"},{"$f":"IF($E276=DataInput!$B275,DataInput!G275,NA())","v":"Non-Coincident"},{"$f":"IF($E276=DataInput!$B275,DataInput!H275,NA())","v":2017},{"$f":"IF($E276=DataInput!$B275,DataInput!I275,NA())","v":"POE10"},{"$f":"IF($E276=DataInput!$B275,DataInput!J275,NA())","v":124.6086301},{"$f":"IF($E276=DataInput!$B275,DataInput!K275,NA())","v":0.92346286399999999},null,null,"VIC Altona-Brooklyn (Jemena) 66 kV",null,null,null,null,false,null,null,{"$error":"#N/A"},{"$error":"#N/A"},{"$error":"#N/A"},{"$error":"#N/A"},{"$error":"#N/A"},{"$error":"#N/A"},{"$error":"#N/A"},{"$error":"#N/A"},{"$error":"#N/A"},{"$error":"#N/A"}]
[null,{"$f":"IF(DataInput!B276=$B$8,IF($B$9=$B$10,TRUE,IF(DataInput!E276=$B$9,TRUE,FALSE)))","v":true},null,null,{"$f":"IF(B277=TRUE,DataInput!B276,NA())","v":"VIC"},{"$f":"IF($E277=DataInput!$B276,DataInput!C276,NA())","v":"ATSBJ"},{"$f":"IF($E277=DataInput!$B276,DataInput!D276,NA())","v":"Altona-Brooklyn (Jemena) 66 kV"},{"$f":"IF($E277=DataInput!$B276,DataInput!E276,NA())","v":"Jemena"},{"$f":"IF($E277=DataInput!$B276,DataInput!F276,NA())","v":"Summer"},{"$f":"IF($E277=DataInput!$B276,DataInput!G276,NA())","v":"Non-Coincident"},{"$f":"IF($E277=DataInput!$B276,DataInput!H276,NA())","v":2017},{"$f":"IF($E277=DataInput!$B276,DataInput!I276,NA())","v":"POE50"},{"$f":"IF($E277=DataInput!$B276,DataInput!J276,NA())","v":114.7437479},{"$f":"IF($E277=DataInput!$B276,DataInput!K276,NA())","v":0.89106443700000004},null,null,"VIC Altona-Brooklyn (Jemena) 66 kV",null,null,null,null,false,null,null,{"$error":"#N/A"},{"$error":"#N/A"},{"$error":"#N/A"},{"$error":"#N/A"},{"$error":"#N/A"},{"$error":"#N/A"},{"$error":"#N/A"},{"$error":"#N/A"},{"$error":"#N/A"},{"$error":"#N/A"}]
[null,{"$f":"IF(DataInput!B277=$B$8,IF($B$9=$B$10,TRUE,IF(DataInput!E277=$B$9,TRUE,FALSE)))","v":true},null,null,{"$f":"IF(B278=TRUE,DataInput!B277,NA())","v":"VIC"},{"$f":"IF($E278=DataInput!$B277,DataInput!C277,NA())","v":"ATSBJ"},{"$f":"IF($E278=DataInput!$B277,DataInput!D277,NA())","v":"Altona-Brooklyn (Jemena) 66 kV"},{"$f":"IF($E278=DataInput!$B277,DataInput!E277,NA())","v":"Jemena"},{"$f":"IF($E278=DataInput!$B277,DataInput!F277,NA())","v":"Summer"},{"$f":"IF($E278=DataInput!$B277,DataInput!G277,NA())","v":"Coincident"},{"$f":"IF($E278=DataInput!$B277,DataInput!H277,NA())","v":2017},{"$f":"IF($E278=DataInput!$B277,DataInput!I277,NA())","v":"POE10"},{"$f":"IF($E278=DataInput!$B277,DataInput!J277,NA())","v":115.0714425},{"$f":"IF($E278=DataInput!$B277,DataInput!K277,NA())","v":0.92346286399999999},null,null,"VIC Altona-Brooklyn (Jemena) 66 kV",null,null,null,null,false,null,null,{"$error":"#N/A"},{"$error":"#N/A"},{"$error":"#N/A"},{"$error":"#N/A"},{"$error":"#N/A"},{"$error":"#N/A"},{"$error":"#N/A"},{"$error":"#N/A"},{"$error":"#N/A"},{"$error":"#N/A"}]
[null,{"$f":"IF(DataInput!B278=$B$8,IF($B$9=$B$10,TRUE,IF(DataInput!E278=$B$9,TRUE,FALSE)))","v":true},null,null,{"$f":"IF(B279=TRUE,DataInput!B278,NA())","v":"VIC"},{"$f":"IF($E279=DataInput!$B278,DataInput!C278,NA())","v":"ATSBJ"},{"$f":"IF($E279=DataInput!$B278,DataInput!D278,NA())","v":"Altona-Brooklyn (Jemena) 66 kV"},{"$f":"IF($E279=DataInput!$B278,DataInput!E278,NA())","v":"Jemena"},{"$f":"IF($E279=DataInput!$B278,DataInput!F278,NA())","v":"Summer"},{"$f":"IF($E279=DataInput!$B278,DataInput!G278,NA())","v":"Coincident"},{"$f":"IF($E279=DataInput!$B278,DataInput!H278,NA())","v":2017},{"$f":"IF($E279=DataInput!$B278,DataInput!I278,NA())","v":"POE50"},{"$f":"IF($E279=DataInput!$B278,DataInput!J278,NA())","v":102.2440732},{"$f":"IF($E279=DataInput!$B278,DataInput!K278,NA())","v":0.89106443700000004},null,null,"VIC Altona-Brooklyn (Jemena) 66 kV",null,null,null,null,false,null,null,{"$error":"#N/A"},{"$error":"#N/A"},{"$error":"#N/A"},{"$error":"#N/A"},{"$error":"#N/A"},{"$error":"#N/A"},{"$error":"#N/A"},{"$error":"#N/A"},{"$error":"#N/A"},{"$error":"#N/A"}]
[null,{"$f":"IF(DataInput!B279=$B$8,IF($B$9=$B$10,TRUE,IF(DataInput!E279=$B$9,TRUE,FALSE)))","v":true},null,null,{"$f":"IF(B280=TRUE,DataInput!B279,NA())","v":"VIC"},{"$f":"IF($E280=DataInput!$B279,DataInput!C279,NA())","v":"ATSBJ"},{"$f":"IF($E280=DataInput!$B279,DataInput!D279,NA())","v":"Altona-Brooklyn (Jemena) 66 kV"},{"$f":"IF($E280=DataInput!$B279,DataInput!E279,NA())","v":"Jemena"},{"$f":"IF($E280=DataInput!$B279,DataInput!F279,NA())","v":"Summer"},{"$f":"IF($E280=DataInput!$B279,DataInput!G279,NA())","v":"Non-Coincident"},{"$f":"IF($E280=DataInput!$B279,DataInput!H279,NA())","v":2018},{"$f":"IF($E280=DataInput!$B279,DataInput!I279,NA())","v":"POE10"},{"$f":"IF($E280=DataInput!$B279,DataInput!J279,NA())","v":122.7034867},{"$f":"IF($E280=DataInput!$B279,DataInput!K279,NA())","v":0.92328558000000005},null,null,"VIC Altona-Brooklyn (Jemena) 66 kV",null,null,null,null,false,null,null,{"$error":"#N/A"},{"$error":"#N/A"},{"$error":"#N/A"},{"$error":"#N/A"},{"$error":"#N/A"},{"$error":"#N/A"},{"$error":"#N/A"},{"$error":"#N/A"},{"$error":"#N/A"},{"$error":"#N/A"}]
[null,{"$f":"IF(DataInput!B280=$B$8,IF($B$9=$B$10,TRUE,IF(DataInput!E280=$B$9,TRUE,FALSE)))","v":true},null,null,{"$f":"IF(B281=TRUE,DataInput!B280,NA())","v":"VIC"},{"$f":"IF($E281=DataInput!$B280,DataInput!C280,NA())","v":"ATSBJ"},{"$f":"IF($E281=DataInput!$B280,DataInput!D280,NA())","v":"Altona-Brooklyn (Jemena) 66 kV"},{"$f":"IF($E281=DataInput!$B280,DataInput!E280,NA())","v":"Jemena"},{"$f":"IF($E281=DataInput!$B280,DataInput!F280,NA())","v":"Summer"},{"$f":"IF($E281=DataInput!$B280,DataInput!G280,NA())","v":"Non-Coincident"},{"$f":"IF($E281=DataInput!$B280,DataInput!H280,NA())","v":2018},{"$f":"IF($E281=DataInput!$B280,DataInput!I280,NA())","v":"POE50"},{"$f":"IF($E281=DataInput!$B280,DataInput!J280,NA())","v":113.2129149},{"$f":"IF($E281=DataInput!$B280,DataInput!K280,NA())","v":0.89094154999999997},null,null,"VIC Altona-Brooklyn (Jemena) 66 kV",null,null,null,null,false,null,null,{"$error":"#N/A"},{"$error":"#N/A"},{"$error":"#N/A"},{"$error":"#N/A"},{"$error":"#N/A"},{"$error":"#N/A"},{"$error":"#N/A"},{"$error":"#N/A"},{"$error":"#N/A"},{"$error":"#N/A"}]
[null,{"$f":"IF(DataInput!B281=$B$8,IF($B$9=$B$10,TRUE,IF(DataInput!E281=$B$9,TRUE,FALSE)))","v":true},null,null,{"$f":"IF(B282=TRUE,DataInput!B281,NA())","v":"VIC"},{"$f":"IF($E282=DataInput!$B281,DataInput!C281,NA())","v":"ATSBJ"},{"$f":"IF($E282=DataInput!$B281,DataInput!D281,NA())","v":"Altona-Brooklyn (Jemena) 66 kV"},{"$f":"IF($E282=DataInput!$B281,DataInput!E281,NA())","v":"Jemena"},{"$f":"IF($E282=DataInput!$B281,DataInput!F281,NA())","v":"Summer"},{"$f":"IF($E282=DataInput!$B281,DataInput!G281,NA())","v":"Coincident"},{"$f":"IF($E282=DataInput!$B281,DataInput!H281,NA())","v":2018},{"$f":"IF($E282=DataInput!$B281,DataInput!I281,NA())","v":"POE10"},{"$f":"IF($E282=DataInput!$B281,DataInput!J281,NA())","v":113.2903598},{"$f":"IF($E282=DataInput!$B281,DataInput!K281,NA())","v":0.92328558000000005},null,null,"VIC Altona-Brooklyn (Jemena) 66 kV",null,null,null,null,false,null,null,{"$error":"#N/A"},{"$error":"#N/A"},{"$error":"#N/A"},{"$error":"#N/A"},{"$error":"#N/A"},{"$error":"#N/A"},{"$error":"#N/A"},{"$error":"#N/A"},{"$error":"#N/A"},{"$error":"#N/A"}]
[null,{"$f":"IF(DataInput!B282=$B$8,IF($B$9=$B$10,TRUE,IF(DataInput!E282=$B$9,TRUE,FALSE)))","v":true},null,null,{"$f":"IF(B283=TRUE,DataInput!B282,NA())","v":"VIC"},{"$f":"IF($E283=DataInput!$B282,DataInput!C282,NA())","v":"ATSBJ"},{"$f":"IF($E283=DataInput!$B282,DataInput!D282,NA())","v":"Altona-Brooklyn (Jemena) 66 kV"},{"$f":"IF($E283=DataInput!$B282,DataInput!E282,NA())","v":"Jemena"},{"$f":"IF($E283=DataInput!$B282,DataInput!F282,NA())","v":"Summer"},{"$f":"IF($E283=DataInput!$B282,DataInput!G282,NA())","v":"Coincident"},{"$f":"IF($E283=DataInput!$B282,DataInput!H282,NA())","v":2018},{"$f":"IF($E283=DataInput!$B282,DataInput!I282,NA())","v":"POE50"},{"$f":"IF($E283=DataInput!$B282,DataInput!J282,NA())","v":100.86608990000001},{"$f":"IF($E283=DataInput!$B282,DataInput!K282,NA())","v":0.89094154999999997},null,null,"VIC Altona-Brooklyn (Jemena) 66 kV",null,null,null,null,false,null,null,{"$error":"#N/A"},{"$error":"#N/A"},{"$error":"#N/A"},{"$error":"#N/A"},{"$error":"#N/A"},{"$error":"#N/A"},{"$error":"#N/A"},{"$error":"#N/A"},{"$error":"#N/A"},{"$error":"#N/A"}]
[null,{"$f":"IF(DataInput!B283=$B$8,IF($B$9=$B$10,TRUE,IF(DataInput!E283=$B$9,TRUE,FALSE)))","v":true},null,null,{"$f":"IF(B284=TRUE,DataInput!B283,NA())","v":"VIC"},{"$f":"IF($E284=DataInput!$B283,DataInput!C283,NA())","v":"ATSBJ"},{"$f":"IF($E284=DataInput!$B283,DataInput!D283,NA())","v":"Altona-Brooklyn (Jemena) 66 kV"},{"$f":"IF($E284=DataInput!$B283,DataInput!E283,NA())","v":"Jemena"},{"$f":"IF($E284=DataInput!$B283,DataInput!F283,NA())","v":"Summer"},{"$f":"IF($E284=DataInput!$B283,DataInput!G283,NA())","v":"Non-Coincident"},{"$f":"IF($E284=DataInput!$B283,DataInput!H283,NA())","v":2019},{"$f":"IF($E284=DataInput!$B283,DataInput!I283,NA())","v":"POE10"},{"$f":"IF($E284=DataInput!$B283,DataInput!J283,NA())","v":121.74399990000001},{"$f":"IF($E284=DataInput!$B283,DataInput!K283,NA())","v":0.92309069799999999},null,null,"VIC Altona-Brooklyn (Jemena) 66 kV",null,null,null,null,false,null,null,{"$error":"#N/A"},{"$error":"#N/A"},{"$error":"#N/A"},{"$error":"#N/A"},{"$error":"#N/A"},{"$error":"#N/A"},{"$error":"#N/A"},{"$error":"#N/A"},{"$error":"#N/A"},{"$error":"#N/A"}]
[null,{"$f":"IF(DataInput!B284=$B$8,IF($B$9=$B$10,TRUE,IF(DataInput!E284=$B$9,TRUE,FALSE)))","v":true},null,null,{"$f":"IF(B285=TRUE,DataInput!B284,NA())","v":"VIC"},{"$f":"IF($E285=DataInput!$B284,DataInput!C284,NA())","v":"ATSBJ"},{"$f":"IF($E285=DataInput!$B284,DataInput!D284,NA())","v":"Altona-Brooklyn (Jemena) 66 kV"},{"$f":"IF($E285=DataInput!$B284,DataInput!E284,NA())","v":"Jemena"},{"$f":"IF($E285=DataInput!$B284,DataInput!F284,NA())","v":"Summer"},{"$f":"IF($E285=DataInput!$B284,DataInput!G284,NA())","v":"Non-Coincident"},{"$f":"IF($E285=DataInput!$B284,DataInput!H284,NA())","v":2019},{"$f":"IF($E285=DataInput!$B284,DataInput!I284,NA())","v":"POE50"},{"$f":"IF($E285=DataInput!$B284,DataInput!J284,NA())","v":111.8843931},{"$f":"IF($E285=DataInput!$B284,DataInput!K284,NA())","v":0.89083673200000002},null,null,"VIC Altona-Brooklyn (Jemena) 66 kV",null,null,null,null,false,null,null,{"$error":"#N/A"},{"$error":"#N/A"},{"$error":"#N/A"},{"$error":"#N/A"},{"$error":"#N/A"},{"$error":"#N/A"},{"$error":"#N/A"},{"$error":"#N/A"},{"$error":"#N/A"},{"$error":"#N/A"}]
[null,{"$f":"IF(DataInput!B285=$B$8,IF($B$9=$B$10,TRUE,IF(DataInput!E285=$B$9,TRUE,FALSE)))","v":true},null,null,{"$f":"IF(B286=TRUE,DataInput!B285,NA())","v":"VIC"},{"$f":"IF($E286=DataInput!$B285,DataInput!C285,NA())","v":"ATSBJ"},{"$f":"IF($E286=DataInput!$B285,DataInput!D285,NA())","v":"Altona-Brooklyn (Jemena) 66 kV"},{"$f":"IF($E286=DataInput!$B285,DataInput!E285,NA())","v":"Jemena"},{"$f":"IF($E286=DataInput!$B285,DataInput!F285,NA())","v":"Summer"},{"$f":"IF($E286=DataInput!$B285,DataInput!G285,NA())","v":"Coincident"},{"$f":"IF($E286=DataInput!$B285,DataInput!H285,NA())","v":2019},{"$f":"IF($E286=DataInput!$B285,DataInput!I285,NA())","v":"POE10"},{"$f":"IF($E286=DataInput!$B285,DataInput!J285,NA())","v":112.3807539},{"$f":"IF($E286=DataInput!$B285,DataInput!K285,NA())","v":0.92309069799999999},null,null,"VIC Altona-Brooklyn (Jemena) 66 kV",null,null,null,null,false,null,null,{"$error":"#N/A"},{"$error":"#N/A"},{"$error":"#N/A"},{"$error":"#N/A"},{"$error":"#N/A"},{"$error":"#N/A"},{"$error":"#N/A"},{"$error":"#N/A"},{"$error":"#N/A"},{"$error":"#N/A"}]
[null,{"$f":"IF(DataInput!B286=$B$8,IF($B$9=$B$10,TRUE,IF(DataInput!E286=$B$9,TRUE,FALSE)))","v":true},null,null,{"$f":"IF(B287=TRUE,DataInput!B286,NA())","v":"VIC"},{"$f":"IF($E287=DataInput!$B286,DataInput!C286,NA())","v":"ATSBJ"},{"$f":"IF($E287=DataInput!$B286,DataInput!D286,NA())","v":"Altona-Brooklyn (Jemena) 66 kV"},{"$f":"IF($E287=DataInput!$B286,DataInput!E286,NA())","v":"Jemena"},{"$f":"IF($E287=DataInput!$B286,DataInput!F286,NA())","v":"Summer"},{"$f":"IF($E287=DataInput!$B286,DataInput!G286,NA())","v":"Coincident"},{"$f":"IF($E287=DataInput!$B286,DataInput!H286,NA())","v":2019},{"$f":"IF($E287=DataInput!$B286,DataInput!I286,NA())","v":"POE50"},{"$f":"IF($E287=DataInput!$B286,DataInput!J286,NA())","v":99.670727069999998},{"$f":"IF($E287=DataInput!$B286,DataInput!K286,NA())","v":0.89083673200000002},null,null,"VIC Altona-Brooklyn (Jemena) 66 kV",null,null,null,null,false,null,null,{"$error":"#N/A"},{"$error":"#N/A"},{"$error":"#N/A"},{"$error":"#N/A"},{"$error":"#N/A"},{"$error":"#N/A"},{"$error":"#N/A"},{"$error":"#N/A"},{"$error":"#N/A"},{"$error":"#N/A"}]
[null,{"$f":"IF(DataInput!B287=$B$8,IF($B$9=$B$10,TRUE,IF(DataInput!E287=$B$9,TRUE,FALSE)))","v":true},null,null,{"$f":"IF(B288=TRUE,DataInput!B287,NA())","v":"VIC"},{"$f":"IF($E288=DataInput!$B287,DataInput!C287,NA())","v":"ATSBJ"},{"$f":"IF($E288=DataInput!$B287,DataInput!D287,NA())","v":"Altona-Brooklyn (Jemena) 66 kV"},{"$f":"IF($E288=DataInput!$B287,DataInput!E287,NA())","v":"Jemena"},{"$f":"IF($E288=DataInput!$B287,DataInput!F287,NA())","v":"Summer"},{"$f":"IF($E288=DataInput!$B287,DataInput!G287,NA())","v":"Non-Coincident"},{"$f":"IF($E288=DataInput!$B287,DataInput!H287,NA())","v":2020},{"$f":"IF($E288=DataInput!$B287,DataInput!I287,NA())","v":"POE10"},{"$f":"IF($E288=DataInput!$B287,DataInput!J287,NA())","v":121.1125955},{"$f":"IF($E288=DataInput!$B287,DataInput!K287,NA())","v":0.92276849400000005},null,null,"VIC Altona-Brooklyn (Jemena) 66 kV",null,null,null,null,false,null,null,{"$error":"#N/A"},{"$error":"#N/A"},{"$error":"#N/A"},{"$error":"#N/A"},{"$error":"#N/A"},{"$error":"#N/A"},{"$error":"#N/A"},{"$error":"#N/A"},{"$error":"#N/A"},{"$error":"#N/A"}]
[null,{"$f":"IF(DataInput!B288=$B$8,IF($B$9=$B$10,TRUE,IF(DataInput!E288=$B$9,TRUE,FALSE)))","v":true},null,null,{"$f":"IF(B289=TRUE,DataInput!B288,NA())","v":"VIC"},{"$f":"IF($E289=DataInput!$B288,DataInput!C288,NA())","v":"ATSBJ"},{"$f":"IF($E289=DataInput!$B288,DataInput!D288,NA())","v":"Altona-Brooklyn (Jemena) 66 kV"},{"$f":"IF($E289=DataInput!$B288,DataInput!E288,NA())","v":"Jemena"},{"$f":"IF($E289=DataInput!$B288,DataInput!F288,NA())","v":"Summer"},{"$f":"IF($E289=DataInput!$B288,DataInput!G288,NA())","v":"Non-Coincident"},{"$f":"IF($E289=DataInput!$B288,DataInput!H288,NA())","v":2020},{"$f":"IF($E289=DataInput!$B288,DataInput!I288,NA())","v":"POE50"},{"$f":"IF($E289=DataInput!$B288,DataInput!J288,NA())","v":110.1994048},{"$f":"IF($E289=DataInput!$B288,DataInput!K288,NA())","v":0.89068431999999997},null,null,"VIC Altona-Brooklyn (Jemena) 66 kV",null,null,null,null,false,null,null,{"$error":"#N/A"},{"$error":"#N/A"},{"$error":"#N/A"},{"$error":"#N/A"},{"$error":"#N/A"},{"$error":"#N/A"},{"$error":"#N/A"},{"$error":"#N/A"},{"$error":"#N/A"},{"$error":"#N/A"}]
[null,{"$f":"IF(DataInput!B289=$B$8,IF($B$9=$B$10,TRUE,IF(DataInput!E289=$B$9,TRUE,FALSE)))","v":true},null,null,{"$f":"IF(B290=TRUE,DataInput!B289,NA())","v":"VIC"},{"$f":"IF($E290=DataInput!$B289,DataInput!C289,NA())","v":"ATSBJ"},{"$f":"IF($E290=DataInput!$B289,DataInput!D289,NA())","v":"Altona-Brooklyn (Jemena) 66 kV"},{"$f":"IF($E290=DataInput!$B289,DataInput!E289,NA())","v":"Jemena"},{"$f":"IF($E290=DataInput!$B289,DataInput!F289,NA())","v":"Summer"},{"$f":"IF($E290=DataInput!$B289,DataInput!G289,NA())","v":"Coincident"},{"$f":"IF($E290=DataInput!$B289,DataInput!H289,NA())","v":2020},{"$f":"IF($E290=DataInput!$B289,DataInput!I289,NA())","v":"POE10"},{"$f":"IF($E290=DataInput!$B289,DataInput!J289,NA())","v":111.7588873},{"$f":"IF($E290=DataInput!$B289,DataInput!K289,NA())","v":0.92276849400000005},null,null,"VIC Altona-Brooklyn (Jemena) 66 kV",null,null,null,null,false,null,null,{"$error":"#N/A"},{"$error":"#N/A"},{"$error":"#N/A"},{"$error":"#N/A"},{"$error":"#N/A"},{"$error":"#N/A"},{"$error":"#N/A"},{"$error":"#N/A"},{"$error":"#N/A"},{"$error":"#N/A"}]
[null,{"$f":"IF(DataInput!B290=$B$8,IF($B$9=$B$10,TRUE,IF(DataInput!E290=$B$9,TRUE,FALSE)))","v":true},null,null,{"$f":"IF(B291=TRUE,DataInput!B290,NA())","v":"VIC"},{"$f":"IF($E291=DataInput!$B290,DataInput!C290,NA())","v":"ATSBJ"},{"$f":"IF($E291=DataInput!$B290,DataInput!D290,NA())","v":"Altona-Brooklyn (Jemena) 66 kV"},{"$f":"IF($E291=DataInput!$B290,DataInput!E290,NA())","v":"Jemena"},{"$f":"IF($E291=DataInput!$B290,DataInput!F290,NA())","v":"Summer"},{"$f":"IF($E291=DataInput!$B290,DataInput!G290,NA())","v":"Coincident"},{"$f":"IF($E291=DataInput!$B290,DataInput!H290,NA())","v":2020},{"$f":"IF($E291=DataInput!$B290,DataInput!I290,NA())","v":"POE50"},{"$f":"IF($E291=DataInput!$B290,DataInput!J290,NA())","v":98.152881949999994},{"$f":"IF($E291=DataInput!$B290,DataInput!K290,NA())","v":0.89068431999999997},null,null,"VIC Altona-Brooklyn (Jemena) 66 kV",null,null,null,null,false,null,null,{"$error":"#N/A"},{"$error":"#N/A"},{"$error":"#N/A"},{"$error":"#N/A"},{"$error":"#N/A"},{"$error":"#N/A"},{"$error":"#N/A"},{"$error":"#N/A"},{"$error":"#N/A"},{"$error":"#N/A"}]
[null,{"$f":"IF(DataInput!B291=$B$8,IF($B$9=$B$10,TRUE,IF(DataInput!E291=$B$9,TRUE,FALSE)))","v":true},null,null,{"$f":"IF(B292=TRUE,DataInput!B291,NA())","v":"VIC"},{"$f":"IF($E292=DataInput!$B291,DataInput!C291,NA())","v":"ATSBJ"},{"$f":"IF($E292=DataInput!$B291,DataInput!D291,NA())","v":"Altona-Brooklyn (Jemena) 66 kV"},{"$f":"IF($E292=DataInput!$B291,DataInput!E291,NA())","v":"Jemena"},{"$f":"IF($E292=DataInput!$B291,DataInput!F291,NA())","v":"Summer"},{"$f":"IF($E292=DataInput!$B291,DataInput!G291,NA())","v":"Non-Coincident"},{"$f":"IF($E292=DataInput!$B291,DataInput!H291,NA())","v":2021},{"$f":"IF($E292=DataInput!$B291,DataInput!I291,NA())","v":"POE10"},{"$f":"IF($E292=DataInput!$B291,DataInput!J291,NA())","v":119.89370030000001},{"$f":"IF($E292=DataInput!$B291,DataInput!K291,NA())","v":0.92258816600000004},null,null,"VIC Altona-Brooklyn (Jemena) 66 kV",null,null,null,null,false,null,null,{"$error":"#N/A"},{"$error":"#N/A"},{"$error":"#N/A"},{"$error":"#N/A"},{"$error":"#N/A"},{"$error":"#N/A"},{"$error":"#N/A"},{"$error":"#N/A"},{"$error":"#N/A"},{"$error":"#N/A"}]
[null,{"$f":"IF(DataInput!B292=$B$8,IF($B$9=$B$10,TRUE,IF(DataInput!E292=$B$9,TRUE,FALSE)))","v":true},null,null,{"$f":"IF(B293=TRUE,DataInput!B292,NA())","v":"VIC"},{"$f":"IF($E293=DataInput!$B292,DataInput!C292,NA())","v":"ATSBJ"},{"$f":"IF($E293=DataInput!$B292,DataInput!D292,NA())","v":"Altona-Brooklyn (Jemena) 66 kV"},{"$f":"IF($E293=DataInput!$B292,DataInput!E292,NA())","v":"Jemena"},{"$f":"IF($E293=DataInput!$B292,DataInput!F292,NA())","v":"Summer"},{"$f":"IF($E293=DataInput!$B292,DataInput!G292,NA())","v":"Non-Coincident"},{"$f":"IF($E293=DataInput!$B292,DataInput!H292,NA())","v":2021},{"$f":"IF($E293=DataInput!$B292,DataInput!I292,NA())","v":"POE50"},{"$f":"IF($E293=DataInput!$B292,DataInput!J292,NA())","v":108.4490234},{"$f":"IF($E293=DataInput!$B292,DataInput!K292,NA())","v":0.89064065000000003},null,null,"VIC Altona-Brooklyn (Jemena) 66 kV",null,null,null,null,false,null,null,{"$error":"#N/A"},{"$error":"#N/A"},{"$error":"#N/A"},{"$error":"#N/A"},{"$error":"#N/A"},{"$error":"#N/A"},{"$error":"#N/A"},{"$error":"#N/A"},{"$error":"#N/A"},{"$error":"#N/A"}]
[null,{"$f":"IF(DataInput!B293=$B$8,IF($B$9=$B$10,TRUE,IF(DataInput!E293=$B$9,TRUE,FALSE)))","v":true},null,null,{"$f":"IF(B294=TRUE,DataInput!B293,NA())","v":"VIC"},{"$f":"IF($E294=DataInput!$B293,DataInput!C293,NA())","v":"ATSBJ"},{"$f":"IF($E294=DataInput!$B293,DataInput!D293,NA())","v":"Altona-Brooklyn (Jemena) 66 kV"},{"$f":"IF($E294=DataInput!$B293,DataInput!E293,NA())","v":"Jemena"},{"$f":"IF($E294=DataInput!$B293,DataInput!F293,NA())","v":"Summer"},{"$f":"IF($E294=DataInput!$B293,DataInput!G293,NA())","v":"Coincident"},{"$f":"IF($E294=DataInput!$B293,DataInput!H293,NA())","v":2021},{"$f":"IF($E294=DataInput!$B293,DataInput!I293,NA())","v":"POE10"},{"$f":"IF($E294=DataInput!$B293,DataInput!J293,NA())","v":110.612509},{"$f":"IF($E294=DataInput!$B293,DataInput!K293,NA())","v":0.92258816600000004},null,null,"VIC Altona-Brooklyn (Jemena) 66 kV",null,null,null,null,false,null,null,{"$error":"#N/A"},{"$error":"#N/A"},{"$error":"#N/A"},{"$error":"#N/A"},{"$error":"#N/A"},{"$error":"#N/A"},{"$error":"#N/A"},{"$error":"#N/A"},{"$error":"#N/A"},{"$error":"#N/A"}]
[null,{"$f":"IF(DataInput!B294=$B$8,IF($B$9=$B$10,TRUE,IF(DataInput!E294=$B$9,TRUE,FALSE)))","v":true},null,null,{"$f":"IF(B295=TRUE,DataInput!B294,NA())","v":"VIC"},{"$f":"IF($E295=DataInput!$B294,DataInput!C294,NA())","v":"ATSBJ"},{"$f":"IF($E295=DataInput!$B294,DataInput!D294,NA())","v":"Altona-Brooklyn (Jemena) 66 kV"},{"$f":"IF($E295=DataInput!$B294,DataInput!E294,NA())","v":"Jemena"},{"$f":"IF($E295=DataInput!$B294,DataInput!F294,NA())","v":"Summer"},{"$f":"IF($E295=DataInput!$B294,DataInput!G294,NA())","v":"Coincident"},{"$f":"IF($E295=DataInput!$B294,DataInput!H294,NA())","v":2021},{"$f":"IF($E295=DataInput!$B294,DataInput!I294,NA())","v":"POE50"},{"$f":"IF($E295=DataInput!$B294,DataInput!J294,NA())","v":96.589108719999999},{"$f":"IF($E295=DataInput!$B294,DataInput!K294,NA())","v":0.89064065000000003},null,null,"VIC Altona-Brooklyn (Jemena) 66 kV",null,null,null,null,false,null,null,{"$error":"#N/A"},{"$error":"#N/A"},{"$error":"#N/A"},{"$error":"#N/A"},{"$error":"#N/A"},{"$error":"#N/A"},{"$error":"#N/A"},{"$error":"#N/A"},{"$error":"#N/A"},{"$error":"#N/A"}]
[null,{"$f":"IF(DataInput!B295=$B$8,IF($B$9=$B$10,TRUE,IF(DataInput!E295=$B$9,TRUE,FALSE)))","v":true},null,null,{"$f":"IF(B296=TRUE,DataInput!B295,NA())","v":"VIC"},{"$f":"IF($E296=DataInput!$B295,DataInput!C295,NA())","v":"ATSBJ"},{"$f":"IF($E296=DataInput!$B295,DataInput!D295,NA())","v":"Altona-Brooklyn (Jemena) 66 kV"},{"$f":"IF($E296=DataInput!$B295,DataInput!E295,NA())","v":"Jemena"},{"$f":"IF($E296=DataInput!$B295,DataInput!F295,NA())","v":"Summer"},{"$f":"IF($E296=DataInput!$B295,DataInput!G295,NA())","v":"Non-Coincident"},{"$f":"IF($E296=DataInput!$B295,DataInput!H295,NA())","v":2022},{"$f":"IF($E296=DataInput!$B295,DataInput!I295,NA())","v":"POE10"},{"$f":"IF($E296=DataInput!$B295,DataInput!J295,NA())","v":118.4535853},{"$f":"IF($E296=DataInput!$B295,DataInput!K295,NA())","v":0.92240324399999996},null,null,"VIC Altona-Brooklyn (Jemena) 66 kV",null,null,null,null,false,null,null,{"$error":"#N/A"},{"$error":"#N/A"},{"$error":"#N/A"},{"$error":"#N/A"},{"$error":"#N/A"},{"$error":"#N/A"},{"$error":"#N/A"},{"$error":"#N/A"},{"$error":"#N/A"},{"$error":"#N/A"}]
[null,{"$f":"IF(DataInput!B296=$B$8,IF($B$9=$B$10,TRUE,IF(DataInput!E296=$B$9,TRUE,FALSE)))","v":true},null,null,{"$f":"IF(B297=TRUE,DataInput!B296,NA())","v":"VIC"},{"$f":"IF($E297=DataInput!$B296,DataInput!C296,NA())","v":"ATSBJ"},{"$f":"IF($E297=DataInput!$B296,DataInput!D296,NA())","v":"Altona-Brooklyn (Jemena) 66 kV"},{"$f":"IF($E297=DataInput!$B296,DataInput!E296,NA())","v":"Jemena"},{"$f":"IF($E297=DataInput!$B296,DataInput!F296,NA())","v":"Summer"},{"$f":"IF($E297=DataInput!$B296,DataInput!G296,NA())","v":"Non-Coincident"},{"$f":"IF($E297=DataInput!$B296,DataInput!H296,NA())","v":2022},{"$f":"IF($E297=DataInput!$B296,DataInput!I296,NA())","v":"POE50"},{"$f":"IF($E297=DataInput!$B296,DataInput!J296,NA())","v":107.00012460000001},{"$f":"IF($E297=DataInput!$B296,DataInput!K296,NA())","v":0.89054300799999997},null,null,"VIC Altona-Brooklyn (Jemena) 66 kV",null,null,null,null,false,null,null,{"$error":"#N/A"},{"$error":"#N/A"},{"$error":"#N/A"},{"$error":"#N/A"},{"$error":"#N/A"},{"$error":"#N/A"},{"$error":"#N/A"},{"$error":"#N/A"},{"$error":"#N/A"},{"$error":"#N/A"}]
[null,{"$f":"IF(DataInput!B297=$B$8,IF($B$9=$B$10,TRUE,IF(DataInput!E297=$B$9,TRUE,FALSE)))","v":true},null,null,{"$f":"IF(B298=TRUE,DataInput!B297,NA())","v":"VIC"},{"$f":"IF($E298=DataInput!$B297,DataInput!C297,NA())","v":"ATSBJ"},{"$f":"IF($E298=DataInput!$B297,DataInput!D297,NA())","v":"Altona-Brooklyn (Jemena) 66 kV"},{"$f":"IF($E298=DataInput!$B297,DataInput!E297,NA())","v":"Jemena"},{"$f":"IF($E298=DataInput!$B297,DataInput!F297,NA())","v":"Summer"},{"$f":"IF($E298=DataInput!$B297,DataInput!G297,NA())","v":"Coincident"},{"$f":"IF($E298=DataInput!$B297,DataInput!H297,NA())","v":2022},{"$f":"IF($E298=DataInput!$B297,DataInput!I297,NA())","v":"POE10"},{"$f":"IF($E298=DataInput!$B297,DataInput!J297,NA())","v":109.2619713},{"$f":"IF($E298=DataInput!$B297,DataInput!K297,NA())","v":0.92240324399999996},null,null,"VIC Altona-Brooklyn (Jemena) 66 kV",null,null,null,null,false,null,null,{"$error":"#N/A"},{"$error":"#N/A"},{"$error":"#N/A"},{"$error":"#N/A"},{"$error":"#N/A"},{"$error":"#N/A"},{"$error":"#N/A"},{"$error":"#N/A"},{"$error":"#N/A"},{"$error":"#N/A"}]
[null,{"$f":"IF(DataInput!B298=$B$8,IF($B$9=$B$10,TRUE,IF(DataInput!E298=$B$9,TRUE,FALSE)))","v":true},null,null,{"$f":"IF(B299=TRUE,DataInput!B298,NA())","v":"VIC"},{"$f":"IF($E299=DataInput!$B298,DataInput!C298,NA())","v":"ATSBJ"},{"$f":"IF($E299=DataInput!$B298,DataInput!D298,NA())","v":"Altona-Brooklyn (Jemena) 66 kV"},{"$f":"IF($E299=DataInput!$B298,DataInput!E298,NA())","v":"Jemena"},{"$f":"IF($E299=DataInput!$B298,DataInput!F298,NA())","v":"Summer"},{"$f":"IF($E299=DataInput!$B298,DataInput!G298,NA())","v":"Coincident"},{"$f":"IF($E299=DataInput!$B298,DataInput!H298,NA())","v":2022},{"$f":"IF($E299=DataInput!$B298,DataInput!I298,NA())","v":"POE50"},{"$f":"IF($E299=DataInput!$B298,DataInput!J298,NA())","v":95.288212860000002},{"$f":"IF($E299=DataInput!$B298,DataInput!K298,NA())","v":0.89054300799999997},null,null,"VIC Altona-Brooklyn (Jemena) 66 kV",null,null,null,null,false,null,null,{"$error":"#N/A"},{"$error":"#N/A"},{"$error":"#N/A"},{"$error":"#N/A"},{"$error":"#N/A"},{"$error":"#N/A"},{"$error":"#N/A"},{"$error":"#N/A"},{"$error":"#N/A"},{"$error":"#N/A"}]
[null,{"$f":"IF(DataInput!B299=$B$8,IF($B$9=$B$10,TRUE,IF(DataInput!E299=$B$9,TRUE,FALSE)))","v":true},null,null,{"$f":"IF(B300=TRUE,DataInput!B299,NA())","v":"VIC"},{"$f":"IF($E300=DataInput!$B299,DataInput!C299,NA())","v":"ATSBJ"},{"$f":"IF($E300=DataInput!$B299,DataInput!D299,NA())","v":"Altona-Brooklyn (Jemena) 66 kV"},{"$f":"IF($E300=DataInput!$B299,DataInput!E299,NA())","v":"Jemena"},{"$f":"IF($E300=DataInput!$B299,DataInput!F299,NA())","v":"Summer"},{"$f":"IF($E300=DataInput!$B299,DataInput!G299,NA())","v":"Non-Coincident"},{"$f":"IF($E300=DataInput!$B299,DataInput!H299,NA())","v":2023},{"$f":"IF($E300=DataInput!$B299,DataInput!I299,NA())","v":"POE10"},{"$f":"IF($E300=DataInput!$B299,DataInput!J299,NA())","v":117.2029983},{"$f":"IF($E300=DataInput!$B299,DataInput!K299,NA())","v":0.92214889899999997},null,null,"VIC Altona-Brooklyn (Jemena) 66 kV",null,null,null,null,false,null,null,{"$error":"#N/A"},{"$error":"#N/A"},{"$error":"#N/A"},{"$error":"#N/A"},{"$error":"#N/A"},{"$error":"#N/A"},{"$error":"#N/A"},{"$error":"#N/A"},{"$error":"#N/A"},{"$error":"#N/A"}]
[null,{"$f":"IF(DataInput!B300=$B$8,IF($B$9=$B$10,TRUE,IF(DataInput!E300=$B$9,TRUE,FALSE)))","v":true},null,null,{"$f":"IF(B301=TRUE,DataInput!B300,NA())","v":"VIC"},{"$f":"IF($E301=DataInput!$B300,DataInput!C300,NA())","v":"ATSBJ"},{"$f":"IF($E301=DataInput!$B300,DataInput!D300,NA())","v":"Altona-Brooklyn (Jemena) 66 kV"},{"$f":"IF($E301=DataInput!$B300,DataInput!E300,NA())","v":"Jemena"},{"$f":"IF($E301=DataInput!$B300,DataInput!F300,NA())","v":"Summer"},{"$f":"IF($E301=DataInput!$B300,DataInput!G300,NA())","v":"Non-Coincident"},{"$f":"IF($E301=DataInput!$B300,DataInput!H300,NA())","v":2023},{"$f":"IF($E301=DataInput!$B300,DataInput!I300,NA())","v":"POE50"},{"$f":"IF($E301=DataInput!$B300,DataInput!J300,NA())","v":104.919606},{"$f":"IF($E301=DataInput!$B300,DataInput!K300,NA())","v":0.89049024200000004},null,null,"VIC Altona-Brooklyn (Jemena) 66 kV",null,null,null,null,false,null,null,{"$error":"#N/A"},{"$error":"#N/A"},{"$error":"#N/A"},{"$error":"#N/A"},{"$error":"#N/A"},{"$error":"#N/A"},{"$error":"#N/A"},{"$error":"#N/A"},{"$error":"#N/A"},{"$error":"#N/A"}]
[null,{"$f":"IF(DataInput!B301=$B$8,IF($B$9=$B$10,TRUE,IF(DataInput!E301=$B$9,TRUE,FALSE)))","v":true},null,null,{"$f":"IF(B302=TRUE,DataInput!B301,NA())","v":"VIC"},{"$f":"IF($E302=DataInput!$B301,DataInput!C301,NA())","v":"ATSBJ"},{"$f":"IF($E302=DataInput!$B301,DataInput!D301,NA())","v":"Altona-Brooklyn (Jemena) 66 kV"},{"$f":"IF($E302=DataInput!$B301,DataInput!E301,NA())","v":"Jemena"},{"$f":"IF($E302=DataInput!$B301,DataInput!F301,NA())","v":"Summer"},{"$f":"IF($E302=DataInput!$B301,DataInput!G301,NA())","v":"Coincident"},{"$f":"IF($E302=DataInput!$B301,DataInput!H301,NA())","v":2023},{"$f":"IF($E302=DataInput!$B301,DataInput!I301,NA())","v":"POE10"},{"$f":"IF($E302=DataInput!$B301,DataInput!J301,NA())","v":108.0786159},{"$f":"IF($E302=DataInput!$B301,DataInput!K301,NA())","v":0.92214889899999997},null,null,"VIC Altona-Brooklyn (Jemena) 66 kV",null,null,null,null,false,null,null,{"$error":"#N/A"},{"$error":"#N/A"},{"$error":"#N/A"},{"$error":"#N/A"},{"$error":"#N/A"},{"$error":"#N/A"},{"$error":"#N/A"},{"$error":"#N/A"},{"$error":"#N/A"},{"$error":"#N/A"}]
[null,{"$f":"IF(DataInput!B302=$B$8,IF($B$9=$B$10,TRUE,IF(DataInput!E302=$B$9,TRUE,FALSE)))","v":true},null,null,{"$f":"IF(B303=TRUE,DataInput!B302,NA())","v":"VIC"},{"$f":"IF($E303=DataInput!$B302,DataInput!C302,NA())","v":"ATSBJ"},{"$f":"IF($E303=DataInput!$B302,DataInput!D302,NA())","v":"Altona-Brooklyn (Jemena) 66 kV"},{"$f":"IF($E303=DataInput!$B302,DataInput!E302,NA())","v":"Jemena"},{"$f":"IF($E303=DataInput!$B302,DataInput!F302,NA())","v":"Summer"},{"$f":"IF($E303=DataInput!$B302,DataInput!G302,NA())","v":"Coincident"},{"$f":"IF($E303=DataInput!$B302,DataInput!H302,NA())","v":2023},{"$f":"IF($E303=DataInput!$B302,DataInput!I302,NA())","v":"POE50"},{"$f":"IF($E303=DataInput!$B302,DataInput!J302,NA())","v":93.429885260000006},{"$f":"IF($E303=DataInput!$B302,DataInput!K302,NA())","v":0.89049024200000004},null,null,"VIC Altona-Brooklyn (Jemena) 66 kV",null,null,null,null,false,null,null,{"$error":"#N/A"},{"$error":"#N/A"},{"$error":"#N/A"},{"$error":"#N/A"},{"$error":"#N/A"},{"$error":"#N/A"},{"$error":"#N/A"},{"$error":"#N/A"},{"$error":"#N/A"},{"$error":"#N/A"}]
[null,{"$f":"IF(DataInput!B303=$B$8,IF($B$9=$B$10,TRUE,IF(DataInput!E303=$B$9,TRUE,FALSE)))","v":true},null,null,{"$f":"IF(B304=TRUE,DataInput!B303,NA())","v":"VIC"},{"$f":"IF($E304=DataInput!$B303,DataInput!C303,NA())","v":"ATSBJ"},{"$f":"IF($E304=DataInput!$B303,DataInput!D303,NA())","v":"Altona-Brooklyn (Jemena) 66 kV"},{"$f":"IF($E304=DataInput!$B303,DataInput!E303,NA())","v":"Jemena"},{"$f":"IF($E304=DataInput!$B303,DataInput!F303,NA())","v":"Summer"},{"$f":"IF($E304=DataInput!$B303,DataInput!G303,NA())","v":"Non-Coincident"},{"$f":"IF($E304=DataInput!$B303,DataInput!H303,NA())","v":2024},{"$f":"IF($E304=DataInput!$B303,DataInput!I303,NA())","v":"POE10"},{"$f":"IF($E304=DataInput!$B303,DataInput!J303,NA())","v":116.1453542},{"$f":"IF($E304=DataInput!$B303,DataInput!K303,NA())","v":0.92183523199999995},null,null,"VIC Altona-Brooklyn (Jemena) 66 kV",null,null,null,null,false,null,null,{"$error":"#N/A"},{"$error":"#N/A"},{"$error":"#N/A"},{"$error":"#N/A"},{"$error":"#N/A"},{"$error":"#N/A"},{"$error":"#N/A"},{"$error":"#N/A"},{"$error":"#N/A"},{"$error":"#N/A"}]
[null,{"$f":"IF(DataInput!B304=$B$8,IF($B$9=$B$10,TRUE,IF(DataInput!E304=$B$9,TRUE,FALSE)))","v":true},null,null,{"$f":"IF(B305=TRUE,DataInput!B304,NA())","v":"VIC"},{"$f":"IF($E305=DataInput!$B304,DataInput!C304,NA())","v":"ATSBJ"},{"$f":"IF($E305=DataInput!$B304,DataInput!D304,NA())","v":"Altona-Brooklyn (Jemena) 66 kV"},{"$f":"IF($E305=DataInput!$B304,DataInput!E304,NA())","v":"Jemena"},{"$f":"IF($E305=DataInput!$B304,DataInput!F304,NA())","v":"Summer"},{"$f":"IF($E305=DataInput!$B304,DataInput!G304,NA())","v":"Non-Coincident"},{"$f":"IF($E305=DataInput!$B304,DataInput!H304,NA())","v":2024},{"$f":"IF($E305=DataInput!$B304,DataInput!I304,NA())","v":"POE50"},{"$f":"IF($E305=DataInput!$B304,DataInput!J304,NA())","v":103.6989148},{"$f":"IF($E305=DataInput!$B304,DataInput!K304,NA())","v":0.89033474599999995},null,null,"VIC Altona-Brooklyn (Jemena) 66 kV",null,null,null,null,false,null,null,{"$error":"#N/A"},{"$error":"#N/A"},{"$error":"#N/A"},{"$error":"#N/A"},{"$error":"#N/A"},{"$error":"#N/A"},{"$error":"#N/A"},{"$error":"#N/A"},{"$error":"#N/A"},{"$error":"#N/A"}]
[null,{"$f":"IF(DataInput!B305=$B$8,IF($B$9=$B$10,TRUE,IF(DataInput!E305=$B$9,TRUE,FALSE)))","v":true},null,null,{"$f":"IF(B306=TRUE,DataInput!B305,NA())","v":"VIC"},{"$f":"IF($E306=DataInput!$B305,DataInput!C305,NA())","v":"ATSBJ"},{"$f":"IF($E306=DataInput!$B305,DataInput!D305,NA())","v":"Altona-Brooklyn (Jemena) 66 kV"},{"$f":"IF($E306=DataInput!$B305,DataInput!E305,NA())","v":"Jemena"},{"$f":"IF($E306=DataInput!$B305,DataInput!F305,NA())","v":"Summer"},{"$f":"IF($E306=DataInput!$B305,DataInput!G305,NA())","v":"Coincident"},{"$f":"IF($E306=DataInput!$B305,DataInput!H305,NA())","v":2024},{"$f":"IF($E306=DataInput!$B305,DataInput!I305,NA())","v":"POE10"},{"$f":"IF($E306=DataInput!$B305,DataInput!J305,NA())","v":107.0668795},{"$f":"IF($E306=DataInput!$B305,DataInput!K305,NA())","v":0.92183523199999995},null,null,"VIC Altona-Brooklyn (Jemena) 66 kV",null,null,null,null,false,null,null,{"$error":"#N/A"},{"$error":"#N/A"},{"$error":"#N/A"},{"$error":"#N/A"},{"$error":"#N/A"},{"$error":"#N/A"},{"$error":"#N/A"},{"$error":"#N/A"},{"$error":"#N/A"},{"$error":"#N/A"}]
[null,{"$f":"IF(DataInput!B306=$B$8,IF($B$9=$B$10,TRUE,IF(DataInput!E306=$B$9,TRUE,FALSE)))","v":true},null,null,{"$f":"IF(B307=TRUE,DataInput!B306,NA())","v":"VIC"},{"$f":"IF($E307=DataInput!$B306,DataInput!C306,NA())","v":"ATSBJ"},{"$f":"IF($E307=DataInput!$B306,DataInput!D306,NA())","v":"Altona-Brooklyn (Jemena) 66 kV"},{"$f":"IF($E307=DataInput!$B306,DataInput!E306,NA())","v":"Jemena"},{"$f":"IF($E307=DataInput!$B306,DataInput!F306,NA())","v":"Summer"},{"$f":"IF($E307=DataInput!$B306,DataInput!G306,NA())","v":"Coincident"},{"$f":"IF($E307=DataInput!$B306,DataInput!H306,NA())","v":2024},{"$f":"IF($E307=DataInput!$B306,DataInput!I306,NA())","v":"POE50"},{"$f":"IF($E307=DataInput!$B306,DataInput!J306,NA())","v":92.326746920000005},{"$f":"IF($E307=DataInput!$B306,DataInput!K306,NA())","v":0.89033474599999995},null,null,"VIC Altona-Brooklyn (Jemena) 66 kV",null,null,null,null,false,null,null,{"$error":"#N/A"},{"$f":"IF($V307=TRUE,F307,NA())","v":{"$error":"#N/A"}},{"$f":"IF($V307=TRUE,G307,NA())","v":{"$error":"#N/A"}},{"$f":"IF($V307=TRUE,H307,NA())","v":{"$error":"#N/A"}},{"$f":"IF($V307=TRUE,I307,NA())","v":{"$error":"#N/A"}},{"$f":"IF($V307=TRUE,J307,NA())","v":{"$error":"#N/A"}},{"$f":"IF($V307=TRUE,K307,NA())","v":{"$error":"#N/A"}},{"$f":"IF($V307=TRUE,L307,NA())","v":{"$error":"#N/A"}},{"$f":"IF($V307=TRUE,M307,NA())","v":{"$error":"#N/A"}},{"$f":"IF($V307=TRUE,N307,NA())","v":{"$error":"#N/A"}}]
[null,{"$f":"IF(DataInput!B307=$B$8,IF($B$9=$B$10,TRUE,IF(DataInput!E307=$B$9,TRUE,FALSE)))","v":true},null,null,{"$f":"IF(B308=TRUE,DataInput!B307,NA())","v":"VIC"},{"$f":"IF($E308=DataInput!$B307,DataInput!C307,NA())","v":"ATSBJ"},{"$f":"IF($E308=DataInput!$B307,DataInput!D307,NA())","v":"Altona-Brooklyn (Jemena) 66 kV"},{"$f":"IF($E308=DataInput!$B307,DataInput!E307,NA())","v":"Jemena"},{"$f":"IF($E308=DataInput!$B307,DataInput!F307,NA())","v":"Summer"},{"$f":"IF($E308=DataInput!$B307,DataInput!G307,NA())","v":"Non-Coincident"},{"$f":"IF($E308=DataInput!$B307,DataInput!H307,NA())","v":2025},{"$f":"IF($E308=DataInput!$B307,DataInput!I307,NA())","v":"POE10"},{"$f":"IF($E308=DataInput!$B307,DataInput!J307,NA())","v":115.2501645},{"$f":"IF($E308=DataInput!$B307,DataInput!K307,NA())","v":0.92144432799999998},null,null,"VIC Altona-Brooklyn (Jemena) 66 kV",null,null,null,null,false,null,null,{"$error":"#N/A"},{"$error":"#N/A"},{"$error":"#N/A"},{"$error":"#N/A"},{"$error":"#N/A"},{"$error":"#N/A"},{"$error":"#N/A"},{"$error":"#N/A"},{"$error":"#N/A"},{"$error":"#N/A"}]
[null,{"$f":"IF(DataInput!B308=$B$8,IF($B$9=$B$10,TRUE,IF(DataInput!E308=$B$9,TRUE,FALSE)))","v":true},null,null,{"$f":"IF(B309=TRUE,DataInput!B308,NA())","v":"VIC"},{"$f":"IF($E309=DataInput!$B308,DataInput!C308,NA())","v":"ATSBJ"},{"$f":"IF($E309=DataInput!$B308,DataInput!D308,NA())","v":"Altona-Brooklyn (Jemena) 66 kV"},{"$f":"IF($E309=DataInput!$B308,DataInput!E308,NA())","v":"Jemena"},{"$f":"IF($E309=DataInput!$B308,DataInput!F308,NA())","v":"Summer"},{"$f":"IF($E309=DataInput!$B308,DataInput!G308,NA())","v":"Non-Coincident"},{"$f":"IF($E309=DataInput!$B308,DataInput!H308,NA())","v":2025},{"$f":"IF($E309=DataInput!$B308,DataInput!I308,NA())","v":"POE50"},{"$f":"IF($E309=DataInput!$B308,DataInput!J308,NA())","v":102.1636869},{"$f":"IF($E309=DataInput!$B308,DataInput!K308,NA())","v":0.89017902000000004},null,null,"VIC Altona-Brooklyn (Jemena) 66 kV",null,null,null,null,false,null,null,{"$error":"#N/A"},{"$error":"#N/A"},{"$error":"#N/A"},{"$error":"#N/A"},{"$error":"#N/A"},{"$error":"#N/A"},{"$error":"#N/A"},{"$error":"#N/A"},{"$error":"#N/A"},{"$error":"#N/A"}]
[null,{"$f":"IF(DataInput!B309=$B$8,IF($B$9=$B$10,TRUE,IF(DataInput!E309=$B$9,TRUE,FALSE)))","v":true},null,null,{"$f":"IF(B310=TRUE,DataInput!B309,NA())","v":"VIC"},{"$f":"IF($E310=DataInput!$B309,DataInput!C309,NA())","v":"ATSBJ"},{"$f":"IF($E310=DataInput!$B309,DataInput!D309,NA())","v":"Altona-Brooklyn (Jemena) 66 kV"},{"$f":"IF($E310=DataInput!$B309,DataInput!E309,NA())","v":"Jemena"},{"$f":"IF($E310=DataInput!$B309,DataInput!F309,NA())","v":"Summer"},{"$f":"IF($E310=DataInput!$B309,DataInput!G309,NA())","v":"Coincident"},{"$f":"IF($E310=DataInput!$B309,DataInput!H309,NA())","v":2025},{"$f":"IF($E310=DataInput!$B309,DataInput!I309,NA())","v":"POE10"},{"$f":"IF($E310=DataInput!$B309,DataInput!J309,NA())","v":106.1966104},{"$f":"IF($E310=DataInput!$B309,DataInput!K309,NA())","v":0.92144432799999998},null,null,"VIC Altona-Brooklyn (Jemena) 66 kV",null,null,null,null,false,null,null,{"$error":"#N/A"},{"$error":"#N/A"},{"$error":"#N/A"},{"$error":"#N/A"},{"$error":"#N/A"},{"$error":"#N/A"},{"$error":"#N/A"},{"$error":"#N/A"},{"$error":"#N/A"},{"$error":"#N/A"}]
[null,{"$f":"IF(DataInput!B310=$B$8,IF($B$9=$B$10,TRUE,IF(DataInput!E310=$B$9,TRUE,FALSE)))","v":true},null,null,{"$f":"IF(B311=TRUE,DataInput!B310,NA())","v":"VIC"},{"$f":"IF($E311=DataInput!$B310,DataInput!C310,NA())","v":"ATSBJ"},{"$f":"IF($E311=DataInput!$B310,DataInput!D310,NA())","v":"Altona-Brooklyn (Jemena) 66 kV"},{"$f":"IF($E311=DataInput!$B310,DataInput!E310,NA())","v":"Jemena"},{"$f":"IF($E311=DataInput!$B310,DataInput!F310,NA())","v":"Summer"},{"$f":"IF($E311=DataInput!$B310,DataInput!G310,NA())","v":"Coincident"},{"$f":"IF($E311=DataInput!$B310,DataInput!H310,NA())","v":2025},{"$f":"IF($E311=DataInput!$B310,DataInput!I310,NA())","v":"POE50"},{"$f":"IF($E311=DataInput!$B310,DataInput!J310,NA())","v":90.943970669999999},{"$f":"IF($E311=DataInput!$B310,DataInput!K310,NA())","v":0.89017902000000004},null,null,"VIC Altona-Brooklyn (Jemena) 66 kV",null,null,null,null,false,null,null,{"$error":"#N/A"},{"$error":"#N/A"},{"$error":"#N/A"},{"$error":"#N/A"},{"$error":"#N/A"},{"$error":"#N/A"},{"$error":"#N/A"},{"$error":"#N/A"},{"$error":"#N/A"},{"$error":"#N/A"}]
[null,{"$f":"IF(DataInput!B311=$B$8,IF($B$9=$B$10,TRUE,IF(DataInput!E311=$B$9,TRUE,FALSE)))","v":true},null,null,{"$f":"IF(B312=TRUE,DataInput!B311,NA())","v":"VIC"},{"$f":"IF($E312=DataInput!$B311,DataInput!C311,NA())","v":"ATSBJ"},{"$f":"IF($E312=DataInput!$B311,DataInput!D311,NA())","v":"Altona-Brooklyn (Jemena) 66 kV"},{"$f":"IF($E312=DataInput!$B311,DataInput!E311,NA())","v":"Jemena"},{"$f":"IF($E312=DataInput!$B311,DataInput!F311,NA())","v":"Winter"},{"$f":"IF($E312=DataInput!$B311,DataInput!G311,NA())","v":"Coincident"},{"$f":"IF($E312=DataInput!$B311,DataInput!H311,NA())","v":2005},{"$f":"IF($E312=DataInput!$B311,DataInput!I311,NA())","v":"TempCorrActualPOE10"},{"$f":"IF($E312=DataInput!$B311,DataInput!J311,NA())","v":118.7371041},{"$f":"IF($E312=DataInput!$B311,DataInput!K311,NA())","v":"NA"},null,null,"VIC Altona-Brooklyn (Jemena) 66 kV",null,null,null,null,false,null,null,{"$error":"#N/A"},{"$error":"#N/A"},{"$error":"#N/A"},{"$error":"#N/A"},{"$error":"#N/A"},{"$error":"#N/A"},{"$error":"#N/A"},{"$error":"#N/A"},{"$error":"#N/A"},{"$error":"#N/A"}]
[null,{"$f":"IF(DataInput!B312=$B$8,IF($B$9=$B$10,TRUE,IF(DataInput!E312=$B$9,TRUE,FALSE)))","v":true},null,null,{"$f":"IF(B313=TRUE,DataInput!B312,NA())","v":"VIC"},{"$f":"IF($E313=DataInput!$B312,DataInput!C312,NA())","v":"ATSBJ"},{"$f":"IF($E313=DataInput!$B312,DataInput!D312,NA())","v":"Altona-Brooklyn (Jemena) 66 kV"},{"$f":"IF($E313=DataInput!$B312,DataInput!E312,NA())","v":"Jemena"},{"$f":"IF($E313=DataInput!$B312,DataInput!F312,NA())","v":"Winter"},{"$f":"IF($E313=DataInput!$B312,DataInput!G312,NA())","v":"Coincident"},{"$f":"IF($E313=DataInput!$B312,DataInput!H312,NA())","v":2005},{"$f":"IF($E313=DataInput!$B312,DataInput!I312,NA())","v":"TempCorrActualPOE50"},{"$f":"IF($E313=DataInput!$B312,DataInput!J312,NA())","v":116.1966647},{"$f":"IF($E313=DataInput!$B312,DataInput!K312,NA())","v":"NA"},null,null,"VIC Altona-Brooklyn (Jemena) 66 kV",null,null,null,null,false,null,null,{"$error":"#N/A"},{"$error":"#N/A"},{"$error":"#N/A"},{"$error":"#N/A"},{"$error":"#N/A"},{"$error":"#N/A"},{"$error":"#N/A"},{"$error":"#N/A"},{"$error":"#N/A"},{"$error":"#N/A"}]
[null,{"$f":"IF(DataInput!B313=$B$8,IF($B$9=$B$10,TRUE,IF(DataInput!E313=$B$9,TRUE,FALSE)))","v":true},null,null,{"$f":"IF(B314=TRUE,DataInput!B313,NA())","v":"VIC"},{"$f":"IF($E314=DataInput!$B313,DataInput!C313,NA())","v":"ATSBJ"},{"$f":"IF($E314=DataInput!$B313,DataInput!D313,NA())","v":"Altona-Brooklyn (Jemena) 66 kV"},{"$f":"IF($E314=DataInput!$B313,DataInput!E313,NA())","v":"Jemena"},{"$f":"IF($E314=DataInput!$B313,DataInput!F313,NA())","v":"Winter"},{"$f":"IF($E314=DataInput!$B313,DataInput!G313,NA())","v":"Non-Coincident"},{"$f":"IF($E314=DataInput!$B313,DataInput!H313,NA())","v":2005},{"$f":"IF($E314=DataInput!$B313,DataInput!I313,NA())","v":"TempCorrActualPOE10"},{"$f":"IF($E314=DataInput!$B313,DataInput!J313,NA())","v":129.05866019999999},{"$f":"IF($E314=DataInput!$B313,DataInput!K313,NA())","v":"NA"},null,null,"VIC Altona-Brooklyn (Jemena) 66 kV",null,null,null,null,false,null,null,{"$error":"#N/A"},{"$error":"#N/A"},{"$error":"#N/A"},{"$error":"#N/A"},{"$error":"#N/A"},{"$error":"#N/A"},{"$error":"#N/A"},{"$error":"#N/A"},{"$error":"#N/A"},{"$error":"#N/A"}]
[null,{"$f":"IF(DataInput!B314=$B$8,IF($B$9=$B$10,TRUE,IF(DataInput!E314=$B$9,TRUE,FALSE)))","v":true},null,null,{"$f":"IF(B315=TRUE,DataInput!B314,NA())","v":"VIC"},{"$f":"IF($E315=DataInput!$B314,DataInput!C314,NA())","v":"ATSBJ"},{"$f":"IF($E315=DataInput!$B314,DataInput!D314,NA())","v":"Altona-Brooklyn (Jemena) 66 kV"},{"$f":"IF($E315=DataInput!$B314,DataInput!E314,NA())","v":"Jemena"},{"$f":"IF($E315=DataInput!$B314,DataInput!F314,NA())","v":"Winter"},{"$f":"IF($E315=DataInput!$B314,DataInput!G314,NA())","v":"Non-Coincident"},{"$f":"IF($E315=DataInput!$B314,DataInput!H314,NA())","v":2005},{"$f":"IF($E315=DataInput!$B314,DataInput!I314,NA())","v":"TempCorrActualPOE50"},{"$f":"IF($E315=DataInput!$B314,DataInput!J314,NA())","v":126.29738620000001},{"$f":"IF($E315=DataInput!$B314,DataInput!K314,NA())","v":"NA"},null,null,"VIC Altona-Brooklyn (Jemena) 66 kV",null,null,null,null,false,null,null,{"$error":"#N/A"},{"$error":"#N/A"},{"$error":"#N/A"},{"$error":"#N/A"},{"$error":"#N/A"},{"$error":"#N/A"},{"$error":"#N/A"},{"$error":"#N/A"},{"$error":"#N/A"},{"$error":"#N/A"}]
[null,{"$f":"IF(DataInput!B315=$B$8,IF($B$9=$B$10,TRUE,IF(DataInput!E315=$B$9,TRUE,FALSE)))","v":true},null,null,{"$f":"IF(B316=TRUE,DataInput!B315,NA())","v":"VIC"},{"$f":"IF($E316=DataInput!$B315,DataInput!C315,NA())","v":"ATSBJ"},{"$f":"IF($E316=DataInput!$B315,DataInput!D315,NA())","v":"Altona-Brooklyn (Jemena) 66 kV"},{"$f":"IF($E316=DataInput!$B315,DataInput!E315,NA())","v":"Jemena"},{"$f":"IF($E316=DataInput!$B315,DataInput!F315,NA())","v":"Winter"},{"$f":"IF($E316=DataInput!$B315,DataInput!G315,NA())","v":"Coincident"},{"$f":"IF($E316=DataInput!$B315,DataInput!H315,NA())","v":2005},{"$f":"IF($E316=DataInput!$B315,DataInput!I315,NA())","v":"Actual"},{"$f":"IF($E316=DataInput!$B315,DataInput!J315,NA())","v":111.89783199999999},{"$f":"IF($E316=DataInput!$B315,DataInput!K315,NA())","v":"NA"},null,null,"VIC Altona-Brooklyn (Jemena) 66 kV",null,null,null,null,false,null,null,{"$error":"#N/A"},{"$error":"#N/A"},{"$error":"#N/A"},{"$error":"#N/A"},{"$error":"#N/A"},{"$error":"#N/A"},{"$error":"#N/A"},{"$error":"#N/A"},{"$error":"#N/A"},{"$error":"#N/A"}]
[null,{"$f":"IF(DataInput!B316=$B$8,IF($B$9=$B$10,TRUE,IF(DataInput!E316=$B$9,TRUE,FALSE)))","v":true},null,null,{"$f":"IF(B317=TRUE,DataInput!B316,NA())","v":"VIC"},{"$f":"IF($E317=DataInput!$B316,DataInput!C316,NA())","v":"ATSBJ"},{"$f":"IF($E317=DataInput!$B316,DataInput!D316,NA())","v":"Altona-Brooklyn (Jemena) 66 kV"},{"$f":"IF($E317=DataInput!$B316,DataInput!E316,NA())","v":"Jemena"},{"$f":"IF($E317=DataInput!$B316,DataInput!F316,NA())","v":"Winter"},{"$f":"IF($E317=DataInput!$B316,DataInput!G316,NA())","v":"Non-Coincident"},{"$f":"IF($E317=DataInput!$B316,DataInput!H316,NA())","v":2005},{"$f":"IF($E317=DataInput!$B316,DataInput!I316,NA())","v":"Actual"},{"$f":"IF($E317=DataInput!$B316,DataInput!J316,NA())","v":123.46263999999999},{"$f":"IF($E317=DataInput!$B316,DataInput!K316,NA())","v":"NA"},null,null,"VIC Altona-Brooklyn (Jemena) 66 kV",null,null,null,null,false,null,null,{"$error":"#N/A"},{"$error":"#N/A"},{"$error":"#N/A"},{"$error":"#N/A"},{"$error":"#N/A"},{"$error":"#N/A"},{"$error":"#N/A"},{"$error":"#N/A"},{"$error":"#N/A"},{"$error":"#N/A"}]
[null,{"$f":"IF(DataInput!B317=$B$8,IF($B$9=$B$10,TRUE,IF(DataInput!E317=$B$9,TRUE,FALSE)))","v":true},null,null,{"$f":"IF(B318=TRUE,DataInput!B317,NA())","v":"VIC"},{"$f":"IF($E318=DataInput!$B317,DataInput!C317,NA())","v":"ATSBJ"},{"$f":"IF($E318=DataInput!$B317,DataInput!D317,NA())","v":"Altona-Brooklyn (Jemena) 66 kV"},{"$f":"IF($E318=DataInput!$B317,DataInput!E317,NA())","v":"Jemena"},{"$f":"IF($E318=DataInput!$B317,DataInput!F317,NA())","v":"Winter"},{"$f":"IF($E318=DataInput!$B317,DataInput!G317,NA())","v":"Coincident"},{"$f":"IF($E318=DataInput!$B317,DataInput!H317,NA())","v":2006},{"$f":"IF($E318=DataInput!$B317,DataInput!I317,NA())","v":"TempCorrActualPOE10"},{"$f":"IF($E318=DataInput!$B317,DataInput!J317,NA())","v":117.6643974},{"$f":"IF($E318=DataInput!$B317,DataInput!K317,NA())","v":"NA"},null,null,"VIC Altona-Brooklyn (Jemena) 66 kV",null,null,null,null,false,null,null,{"$error":"#N/A"},{"$error":"#N/A"},{"$error":"#N/A"},{"$error":"#N/A"},{"$error":"#N/A"},{"$error":"#N/A"},{"$error":"#N/A"},{"$error":"#N/A"},{"$error":"#N/A"},{"$error":"#N/A"}]
[null,{"$f":"IF(DataInput!B318=$B$8,IF($B$9=$B$10,TRUE,IF(DataInput!E318=$B$9,TRUE,FALSE)))","v":true},null,null,{"$f":"IF(B319=TRUE,DataInput!B318,NA())","v":"VIC"},{"$f":"IF($E319=DataInput!$B318,DataInput!C318,NA())","v":"ATSBJ"},{"$f":"IF($E319=DataInput!$B318,DataInput!D318,NA())","v":"Altona-Brooklyn (Jemena) 66 kV"},{"$f":"IF($E319=DataInput!$B318,DataInput!E318,NA())","v":"Jemena"},{"$f":"IF($E319=DataInput!$B318,DataInput!F318,NA())","v":"Winter"},{"$f":"IF($E319=DataInput!$B318,DataInput!G318,NA())","v":"Coincident"},{"$f":"IF($E319=DataInput!$B318,DataInput!H318,NA())","v":2006},{"$f":"IF($E319=DataInput!$B318,DataInput!I318,NA())","v":"TempCorrActualPOE50"},{"$f":"IF($E319=DataInput!$B318,DataInput!J318,NA())","v":115.1488696},{"$f":"IF($E319=DataInput!$B318,DataInput!K318,NA())","v":"NA"},null,null,"VIC Altona-Brooklyn (Jemena) 66 kV",null,null,null,null,false,null,null,{"$error":"#N/A"},{"$error":"#N/A"},{"$error":"#N/A"},{"$error":"#N/A"},{"$error":"#N/A"},{"$error":"#N/A"},{"$error":"#N/A"},{"$error":"#N/A"},{"$error":"#N/A"},{"$error":"#N/A"}]
[null,{"$f":"IF(DataInput!B319=$B$8,IF($B$9=$B$10,TRUE,IF(DataInput!E319=$B$9,TRUE,FALSE)))","v":true},null,null,{"$f":"IF(B320=TRUE,DataInput!B319,NA())","v":"VIC"},{"$f":"IF($E320=DataInput!$B319,DataInput!C319,NA())","v":"ATSBJ"},{"$f":"IF($E320=DataInput!$B319,DataInput!D319,NA())","v":"Altona-Brooklyn (Jemena) 66 kV"},{"$f":"IF($E320=DataInput!$B319,DataInput!E319,NA())","v":"Jemena"},{"$f":"IF($E320=DataInput!$B319,DataInput!F319,NA())","v":"Winter"},{"$f":"IF($E320=DataInput!$B319,DataInput!G319,NA())","v":"Non-Coincident"},{"$f":"IF($E320=DataInput!$B319,DataInput!H319,NA())","v":2006},{"$f":"IF($E320=DataInput!$B319,DataInput!I319,NA())","v":"TempCorrActualPOE10"},{"$f":"IF($E320=DataInput!$B319,DataInput!J319,NA())","v":127.89270980000001},{"$f":"IF($E320=DataInput!$B319,DataInput!K319,NA())","v":"NA"},null,null,"VIC Altona-Brooklyn (Jemena) 66 kV",null,null,null,null,false,null,null,{"$error":"#N/A"},{"$error":"#N/A"},{"$error":"#N/A"},{"$error":"#N/A"},{"$error":"#N/A"},{"$error":"#N/A"},{"$error":"#N/A"},{"$error":"#N/A"},{"$error":"#N/A"},{"$error":"#N/A"}]
[null,{"$f":"IF(DataInput!B320=$B$8,IF($B$9=$B$10,TRUE,IF(DataInput!E320=$B$9,TRUE,FALSE)))","v":true},null,null,{"$f":"IF(B321=TRUE,DataInput!B320,NA())","v":"VIC"},{"$f":"IF($E321=DataInput!$B320,DataInput!C320,NA())","v":"ATSBJ"},{"$f":"IF($E321=DataInput!$B320,DataInput!D320,NA())","v":"Altona-Brooklyn (Jemena) 66 kV"},{"$f":"IF($E321=DataInput!$B320,DataInput!E320,NA())","v":"Jemena"},{"$f":"IF($E321=DataInput!$B320,DataInput!F320,NA())","v":"Winter"},{"$f":"IF($E321=DataInput!$B320,DataInput!G320,NA())","v":"Non-Coincident"},{"$f":"IF($E321=DataInput!$B320,DataInput!H320,NA())","v":2006},{"$f":"IF($E321=DataInput!$B320,DataInput!I320,NA())","v":"TempCorrActualPOE50"},{"$f":"IF($E321=DataInput!$B320,DataInput!J320,NA())","v":125.15851290000001},{"$f":"IF($E321=DataInput!$B320,DataInput!K320,NA())","v":"NA"},null,null,"VIC Altona-Brooklyn (Jemena) 66 kV",null,null,null,null,false,null,null,{"$error":"#N/A"},{"$error":"#N/A"},{"$error":"#N/A"},{"$error":"#N/A"},{"$error":"#N/A"},{"$error":"#N/A"},{"$error":"#N/A"},{"$error":"#N/A"},{"$error":"#N/A"},{"$error":"#N/A"}]
[null,{"$f":"IF(DataInput!B321=$B$8,IF($B$9=$B$10,TRUE,IF(DataInput!E321=$B$9,TRUE,FALSE)))","v":true},null,null,{"$f":"IF(B322=TRUE,DataInput!B321,NA())","v":"VIC"},{"$f":"IF($E322=DataInput!$B321,DataInput!C321,NA())","v":"ATSBJ"},{"$f":"IF($E322=DataInput!$B321,DataInput!D321,NA())","v":"Altona-Brooklyn (Jemena) 66 kV"},{"$f":"IF($E322=DataInput!$B321,DataInput!E321,NA())","v":"Jemena"},{"$f":"IF($E322=DataInput!$B321,DataInput!F321,NA())","v":"Winter"},{"$f":"IF($E322=DataInput!$B321,DataInput!G321,NA())","v":"Coincident"},{"$f":"IF($E322=DataInput!$B321,DataInput!H321,NA())","v":2006},{"$f":"IF($E322=DataInput!$B321,DataInput!I321,NA())","v":"Actual"},{"$f":"IF($E322=DataInput!$B321,DataInput!J321,NA())","v":108.386776},{"$f":"IF($E322=DataInput!$B321,DataInput!K321,NA())","v":"NA"},null,null,"VIC Altona-Brooklyn (Jemena) 66 kV",null,null,null,null,false,null,null,{"$error":"#N/A"},{"$error":"#N/A"},{"$error":"#N/A"},{"$error":"#N/A"},{"$error":"#N/A"},{"$error":"#N/A"},{"$error":"#N/A"},{"$error":"#N/A"},{"$error":"#N/A"},{"$error":"#N/A"}]
[null,{"$f":"IF(DataInput!B322=$B$8,IF($B$9=$B$10,TRUE,IF(DataInput!E322=$B$9,TRUE,FALSE)))","v":true},null,null,{"$f":"IF(B323=TRUE,DataInput!B322,NA())","v":"VIC"},{"$f":"IF($E323=DataInput!$B322,DataInput!C322,NA())","v":"ATSBJ"},{"$f":"IF($E323=DataInput!$B322,DataInput!D322,NA())","v":"Altona-Brooklyn (Jemena) 66 kV"},{"$f":"IF($E323=DataInput!$B322,DataInput!E322,NA())","v":"Jemena"},{"$f":"IF($E323=DataInput!$B322,DataInput!F322,NA())","v":"Winter"},{"$f":"IF($E323=DataInput!$B322,DataInput!G322,NA())","v":"Non-Coincident"},{"$f":"IF($E323=DataInput!$B322,DataInput!H322,NA())","v":2006},{"$f":"IF($E323=DataInput!$B322,DataInput!I322,NA())","v":"Actual"},{"$f":"IF($E323=DataInput!$B322,DataInput!J322,NA())","v":121.102902},{"$f":"IF($E323=DataInput!$B322,DataInput!K322,NA())","v":"NA"},null,null,"VIC Altona-Brooklyn (Jemena) 66 kV",null,null,null,null,false,null,null,{"$error":"#N/A"},{"$error":"#N/A"},{"$error":"#N/A"},{"$error":"#N/A"},{"$error":"#N/A"},{"$error":"#N/A"},{"$error":"#N/A"},{"$error":"#N/A"},{"$error":"#N/A"},{"$error":"#N/A"}]
[null,{"$f":"IF(DataInput!B323=$B$8,IF($B$9=$B$10,TRUE,IF(DataInput!E323=$B$9,TRUE,FALSE)))","v":true},null,null,{"$f":"IF(B324=TRUE,DataInput!B323,NA())","v":"VIC"},{"$f":"IF($E324=DataInput!$B323,DataInput!C323,NA())","v":"ATSBJ"},{"$f":"IF($E324=DataInput!$B323,DataInput!D323,NA())","v":"Altona-Brooklyn (Jemena) 66 kV"},{"$f":"IF($E324=DataInput!$B323,DataInput!E323,NA())","v":"Jemena"},{"$f":"IF($E324=DataInput!$B323,DataInput!F323,NA())","v":"Winter"},{"$f":"IF($E324=DataInput!$B323,DataInput!G323,NA())","v":"Coincident"},{"$f":"IF($E324=DataInput!$B323,DataInput!H323,NA())","v":2007},{"$f":"IF($E324=DataInput!$B323,DataInput!I323,NA())","v":"TempCorrActualPOE10"},{"$f":"IF($E324=DataInput!$B323,DataInput!J323,NA())","v":115.7455902},{"$f":"IF($E324=DataInput!$B323,DataInput!K323,NA())","v":"NA"},null,null,"VIC Altona-Brooklyn (Jemena) 66 kV",null,null,null,null,false,null,null,{"$error":"#N/A"},{"$error":"#N/A"},{"$error":"#N/A"},{"$error":"#N/A"},{"$error":"#N/A"},{"$error":"#N/A"},{"$error":"#N/A"},{"$error":"#N/A"},{"$error":"#N/A"},{"$error":"#N/A"}]
[null,{"$f":"IF(DataInput!B324=$B$8,IF($B$9=$B$10,TRUE,IF(DataInput!E324=$B$9,TRUE,FALSE)))","v":true},null,null,{"$f":"IF(B325=TRUE,DataInput!B324,NA())","v":"VIC"},{"$f":"IF($E325=DataInput!$B324,DataInput!C324,NA())","v":"ATSBJ"},{"$f":"IF($E325=DataInput!$B324,DataInput!D324,NA())","v":"Altona-Brooklyn (Jemena) 66 kV"},{"$f":"IF($E325=DataInput!$B324,DataInput!E324,NA())","v":"Jemena"},{"$f":"IF($E325=DataInput!$B324,DataInput!F324,NA())","v":"Winter"},{"$f":"IF($E325=DataInput!$B324,DataInput!G324,NA())","v":"Coincident"},{"$f":"IF($E325=DataInput!$B324,DataInput!H324,NA())","v":2007},{"$f":"IF($E325=DataInput!$B324,DataInput!I324,NA())","v":"TempCorrActualPOE50"},{"$f":"IF($E325=DataInput!$B324,DataInput!J324,NA())","v":113.3722363},{"$f":"IF($E325=DataInput!$B324,DataInput!K324,NA())","v":"NA"},null,null,"VIC Altona-Brooklyn (Jemena) 66 kV",null,null,null,null,false,null,null,{"$error":"#N/A"},{"$error":"#N/A"},{"$error":"#N/A"},{"$error":"#N/A"},{"$error":"#N/A"},{"$error":"#N/A"},{"$error":"#N/A"},{"$error":"#N/A"},{"$error":"#N/A"},{"$error":"#N/A"}]
[null,{"$f":"IF(DataInput!B325=$B$8,IF($B$9=$B$10,TRUE,IF(DataInput!E325=$B$9,TRUE,FALSE)))","v":true},null,null,{"$f":"IF(B326=TRUE,DataInput!B325,NA())","v":"VIC"},{"$f":"IF($E326=DataInput!$B325,DataInput!C325,NA())","v":"ATSBJ"},{"$f":"IF($E326=DataInput!$B325,DataInput!D325,NA())","v":"Altona-Brooklyn (Jemena) 66 kV"},{"$f":"IF($E326=DataInput!$B325,DataInput!E325,NA())","v":"Jemena"},{"$f":"IF($E326=DataInput!$B325,DataInput!F325,NA())","v":"Winter"},{"$f":"IF($E326=DataInput!$B325,DataInput!G325,NA())","v":"Non-Coincident"},{"$f":"IF($E326=DataInput!$B325,DataInput!H325,NA())","v":2007},{"$f":"IF($E326=DataInput!$B325,DataInput!I325,NA())","v":"TempCorrActualPOE10"},{"$f":"IF($E326=DataInput!$B325,DataInput!J325,NA())","v":125.807132},{"$f":"IF($E326=DataInput!$B325,DataInput!K325,NA())","v":"NA"},null,null,"VIC Altona-Brooklyn (Jemena) 66 kV",null,null,null,null,false,null,null,{"$error":"#N/A"},{"$error":"#N/A"},{"$error":"#N/A"},{"$error":"#N/A"},{"$error":"#N/A"},{"$error":"#N/A"},{"$error":"#N/A"},{"$error":"#N/A"},{"$error":"#N/A"},{"$error":"#N/A"}]
[null,{"$f":"IF(DataInput!B326=$B$8,IF($B$9=$B$10,TRUE,IF(DataInput!E326=$B$9,TRUE,FALSE)))","v":true},null,null,{"$f":"IF(B327=TRUE,DataInput!B326,NA())","v":"VIC"},{"$f":"IF($E327=DataInput!$B326,DataInput!C326,NA())","v":"ATSBJ"},{"$f":"IF($E327=DataInput!$B326,DataInput!D326,NA())","v":"Altona-Brooklyn (Jemena) 66 kV"},{"$f":"IF($E327=DataInput!$B326,DataInput!E326,NA())","v":"Jemena"},{"$f":"IF($E327=DataInput!$B326,DataInput!F326,NA())","v":"Winter"},{"$f":"IF($E327=DataInput!$B326,DataInput!G326,NA())","v":"Non-Coincident"},{"$f":"IF($E327=DataInput!$B326,DataInput!H326,NA())","v":2007},{"$f":"IF($E327=DataInput!$B326,DataInput!I326,NA())","v":"TempCorrActualPOE50"},{"$f":"IF($E327=DataInput!$B326,DataInput!J326,NA())","v":123.22746789999999},{"$f":"IF($E327=DataInput!$B326,DataInput!K326,NA())","v":"NA"},null,null,"VIC Altona-Brooklyn (Jemena) 66 kV",null,null,null,null,false,null,null,{"$error":"#N/A"},{"$error":"#N/A"},{"$error":"#N/A"},{"$error":"#N/A"},{"$error":"#N/A"},{"$error":"#N/A"},{"$error":"#N/A"},{"$error":"#N/A"},{"$error":"#N/A"},{"$error":"#N/A"}]
[null,{"$f":"IF(DataInput!B327=$B$8,IF($B$9=$B$10,TRUE,IF(DataInput!E327=$B$9,TRUE,FALSE)))","v":true},null,null,{"$f":"IF(B328=TRUE,DataInput!B327,NA())","v":"VIC"},{"$f":"IF($E328=DataInput!$B327,DataInput!C327,NA())","v":"ATSBJ"},{"$f":"IF($E328=DataInput!$B327,DataInput!D327,NA())","v":"Altona-Brooklyn (Jemena) 66 kV"},{"$f":"IF($E328=DataInput!$B327,DataInput!E327,NA())","v":"Jemena"},{"$f":"IF($E328=DataInput!$B327,DataInput!F327,NA())","v":"Winter"},{"$f":"IF($E328=DataInput!$B327,DataInput!G327,NA())","v":"Coincident"},{"$f":"IF($E328=DataInput!$B327,DataInput!H327,NA())","v":2007},{"$f":"IF($E328=DataInput!$B327,DataInput!I327,NA())","v":"Actual"},{"$f":"IF($E328=DataInput!$B327,DataInput!J327,NA())","v":113.571916},{"$f":"IF($E328=DataInput!$B327,DataInput!K327,NA())","v":"NA"},null,null,"VIC Altona-Brooklyn (Jemena) 66 kV",null,null,null,null,false,null,null,{"$error":"#N/A"},{"$error":"#N/A"},{"$error":"#N/A"},{"$error":"#N/A"},{"$error":"#N/A"},{"$error":"#N/A"},{"$error":"#N/A"},{"$error":"#N/A"},{"$error":"#N/A"},{"$error":"#N/A"}]
[null,{"$f":"IF(DataInput!B328=$B$8,IF($B$9=$B$10,TRUE,IF(DataInput!E328=$B$9,TRUE,FALSE)))","v":true},null,null,{"$f":"IF(B329=TRUE,DataInput!B328,NA())","v":"VIC"},{"$f":"IF($E329=DataInput!$B328,DataInput!C328,NA())","v":"ATSBJ"},{"$f":"IF($E329=DataInput!$B328,DataInput!D328,NA())","v":"Altona-Brooklyn (Jemena) 66 kV"},{"$f":"IF($E329=DataInput!$B328,DataInput!E328,NA())","v":"Jemena"},{"$f":"IF($E329=DataInput!$B328,DataInput!F328,NA())","v":"Winter"},{"$f":"IF($E329=DataInput!$B328,DataInput!G328,NA())","v":"Non-Coincident"},{"$f":"IF($E329=DataInput!$B328,DataInput!H328,NA())","v":2007},{"$f":"IF($E329=DataInput!$B328,DataInput!I328,NA())","v":"Actual"},{"$f":"IF($E329=DataInput!$B328,DataInput!J328,NA())","v":123.97975},{"$f":"IF($E329=DataInput!$B328,DataInput!K328,NA())","v":"NA"},null,null,"VIC Altona-Brooklyn (Jemena) 66 kV",null,null,null,null,false,null,null,{"$error":"#N/A"},{"$error":"#N/A"},{"$error":"#N/A"},{"$error":"#N/A"},{"$error":"#N/A"},{"$error":"#N/A"},{"$error":"#N/A"},{"$error":"#N/A"},{"$error":"#N/A"},{"$error":"#N/A"}]
[null,{"$f":"IF(DataInput!B329=$B$8,IF($B$9=$B$10,TRUE,IF(DataInput!E329=$B$9,TRUE,FALSE)))","v":true},null,null,{"$f":"IF(B330=TRUE,DataInput!B329,NA())","v":"VIC"},{"$f":"IF($E330=DataInput!$B329,DataInput!C329,NA())","v":"ATSBJ"},{"$f":"IF($E330=DataInput!$B329,DataInput!D329,NA())","v":"Altona-Brooklyn (Jemena) 66 kV"},{"$f":"IF($E330=DataInput!$B329,DataInput!E329,NA())","v":"Jemena"},{"$f":"IF($E330=DataInput!$B329,DataInput!F329,NA())","v":"Winter"},{"$f":"IF($E330=DataInput!$B329,DataInput!G329,NA())","v":"Coincident"},{"$f":"IF($E330=DataInput!$B329,DataInput!H329,NA())","v":2008},{"$f":"IF($E330=DataInput!$B329,DataInput!I329,NA())","v":"TempCorrActualPOE10"},{"$f":"IF($E330=DataInput!$B329,DataInput!J329,NA())","v":116.8708255},{"$f":"IF($E330=DataInput!$B329,DataInput!K329,NA())","v":"NA"},null,null,"VIC Altona-Brooklyn (Jemena) 66 kV",null,null,null,null,false,null,null,{"$error":"#N/A"},{"$error":"#N/A"},{"$error":"#N/A"},{"$error":"#N/A"},{"$error":"#N/A"},{"$error":"#N/A"},{"$error":"#N/A"},{"$error":"#N/A"},{"$error":"#N/A"},{"$error":"#N/A"}]
[null,{"$f":"IF(DataInput!B330=$B$8,IF($B$9=$B$10,TRUE,IF(DataInput!E330=$B$9,TRUE,FALSE)))","v":true},null,null,{"$f":"IF(B331=TRUE,DataInput!B330,NA())","v":"VIC"},{"$f":"IF($E331=DataInput!$B330,DataInput!C330,NA())","v":"ATSBJ"},{"$f":"IF($E331=DataInput!$B330,DataInput!D330,NA())","v":"Altona-Brooklyn (Jemena) 66 kV"},{"$f":"IF($E331=DataInput!$B330,DataInput!E330,NA())","v":"Jemena"},{"$f":"IF($E331=DataInput!$B330,DataInput!F330,NA())","v":"Winter"},{"$f":"IF($E331=DataInput!$B330,DataInput!G330,NA())","v":"Coincident"},{"$f":"IF($E331=DataInput!$B330,DataInput!H330,NA())","v":2008},{"$f":"IF($E331=DataInput!$B330,DataInput!I330,NA())","v":"TempCorrActualPOE50"},{"$f":"IF($E331=DataInput!$B330,DataInput!J330,NA())","v":114.4579232},{"$f":"IF($E331=DataInput!$B330,DataInput!K330,NA())","v":"NA"},null,null,"VIC Altona-Brooklyn (Jemena) 66 kV",null,null,null,null,false,null,null,{"$error":"#N/A"},{"$error":"#N/A"},{"$error":"#N/A"},{"$error":"#N/A"},{"$error":"#N/A"},{"$error":"#N/A"},{"$error":"#N/A"},{"$error":"#N/A"},{"$error":"#N/A"},{"$error":"#N/A"}]
[null,{"$f":"IF(DataInput!B331=$B$8,IF($B$9=$B$10,TRUE,IF(DataInput!E331=$B$9,TRUE,FALSE)))","v":true},null,null,{"$f":"IF(B332=TRUE,DataInput!B331,NA())","v":"VIC"},{"$f":"IF($E332=DataInput!$B331,DataInput!C331,NA())","v":"ATSBJ"},{"$f":"IF($E332=DataInput!$B331,DataInput!D331,NA())","v":"Altona-Brooklyn (Jemena) 66 kV"},{"$f":"IF($E332=DataInput!$B331,DataInput!E331,NA())","v":"Jemena"},{"$f":"IF($E332=DataInput!$B331,DataInput!F331,NA())","v":"Winter"},{"$f":"IF($E332=DataInput!$B331,DataInput!G331,NA())","v":"Non-Coincident"},{"$f":"IF($E332=DataInput!$B331,DataInput!H331,NA())","v":2008},{"$f":"IF($E332=DataInput!$B331,DataInput!I331,NA())","v":"TempCorrActualPOE10"},{"$f":"IF($E332=DataInput!$B331,DataInput!J331,NA())","v":127.03026800000001},{"$f":"IF($E332=DataInput!$B331,DataInput!K331,NA())","v":"NA"},null,null,{"$f":"IF(OR(ISERROR(E332),ISERROR(G332)),\"  \",E332&\" \"&G332)","v":"VIC Altona-Brooklyn (Jemena) 66 kV"},null,null,null,null,{"$f":"IF(ISERROR(G332),FALSE,IF($V$9=G332,TRUE,FALSE))","v":false},null,null,{"$f":"IF($V332=TRUE,E332,NA())","v":{"$error":"#N/A"}},{"$error":"#N/A"},{"$error":"#N/A"},{"$error":"#N/A"},{"$error":"#N/A"},{"$error":"#N/A"},{"$error":"#N/A"},{"$error":"#N/A"},{"$error":"#N/A"},{"$error":"#N/A"}]
[null,{"$f":"IF(DataInput!B332=$B$8,IF($B$9=$B$10,TRUE,IF(DataInput!E332=$B$9,TRUE,FALSE)))","v":true},null,null,{"$f":"IF(B333=TRUE,DataInput!B332,NA())","v":"VIC"},{"$f":"IF($E333=DataInput!$B332,DataInput!C332,NA())","v":"ATSBJ"},{"$f":"IF($E333=DataInput!$B332,DataInput!D332,NA())","v":"Altona-Brooklyn (Jemena) 66 kV"},{"$f":"IF($E333=DataInput!$B332,DataInput!E332,NA())","v":"Jemena"},{"$f":"IF($E333=DataInput!$B332,DataInput!F332,NA())","v":"Winter"},{"$f":"IF($E333=DataInput!$B332,DataInput!G332,NA())","v":"Non-Coincident"},{"$f":"IF($E333=DataInput!$B332,DataInput!H332,NA())","v":2008},{"$f":"IF($E333=DataInput!$B332,DataInput!I332,NA())","v":"TempCorrActualPOE50"},{"$f":"IF($E333=DataInput!$B332,DataInput!J332,NA())","v":124.4076177},{"$f":"IF($E333=DataInput!$B332,DataInput!K332,NA())","v":"NA"},null,null,"VIC Altona-Brooklyn (Jemena) 66 kV",null,null,null,null,false,null,null,{"$error":"#N/A"},{"$error":"#N/A"},{"$error":"#N/A"},{"$error":"#N/A"},{"$error":"#N/A"},{"$error":"#N/A"},{"$error":"#N/A"},{"$error":"#N/A"},{"$error":"#N/A"},{"$error":"#N/A"}]
[null,{"$f":"IF(DataInput!B333=$B$8,IF($B$9=$B$10,TRUE,IF(DataInput!E333=$B$9,TRUE,FALSE)))","v":true},null,null,{"$f":"IF(B334=TRUE,DataInput!B333,NA())","v":"VIC"},{"$f":"IF($E334=DataInput!$B333,DataInput!C333,NA())","v":"ATSBJ"},{"$f":"IF($E334=DataInput!$B333,DataInput!D333,NA())","v":"Altona-Brooklyn (Jemena) 66 kV"},{"$f":"IF($E334=DataInput!$B333,DataInput!E333,NA())","v":"Jemena"},{"$f":"IF($E334=DataInput!$B333,DataInput!F333,NA())","v":"Winter"},{"$f":"IF($E334=DataInput!$B333,DataInput!G333,NA())","v":"Coincident"},{"$f":"IF($E334=DataInput!$B333,DataInput!H333,NA())","v":2008},{"$f":"IF($E334=DataInput!$B333,DataInput!I333,NA())","v":"Actual"},{"$f":"IF($E334=DataInput!$B333,DataInput!J333,NA())","v":107.21498200000001},{"$f":"IF($E334=DataInput!$B333,DataInput!K333,NA())","v":"NA"},null,null,"VIC Altona-Brooklyn (Jemena) 66 kV",null,null,null,null,false,null,null,{"$error":"#N/A"},{"$error":"#N/A"},{"$error":"#N/A"},{"$error":"#N/A"},{"$error":"#N/A"},{"$error":"#N/A"},{"$error":"#N/A"},{"$error":"#N/A"},{"$error":"#N/A"},{"$error":"#N/A"}]
[null,{"$f":"IF(DataInput!B334=$B$8,IF($B$9=$B$10,TRUE,IF(DataInput!E334=$B$9,TRUE,FALSE)))","v":true},null,null,{"$f":"IF(B335=TRUE,DataInput!B334,NA())","v":"VIC"},{"$f":"IF($E335=DataInput!$B334,DataInput!C334,NA())","v":"ATSBJ"},{"$f":"IF($E335=DataInput!$B334,DataInput!D334,NA())","v":"Altona-Brooklyn (Jemena) 66 kV"},{"$f":"IF($E335=DataInput!$B334,DataInput!E334,NA())","v":"Jemena"},{"$f":"IF($E335=DataInput!$B334,DataInput!F334,NA())","v":"Winter"},{"$f":"IF($E335=DataInput!$B334,DataInput!G334,NA())","v":"Non-Coincident"},{"$f":"IF($E335=DataInput!$B334,DataInput!H334,NA())","v":2008},{"$f":"IF($E335=DataInput!$B334,DataInput!I334,NA())","v":"Actual"},{"$f":"IF($E335=DataInput!$B334,DataInput!J334,NA())","v":120.92095999999999},{"$f":"IF($E335=DataInput!$B334,DataInput!K334,NA())","v":"NA"},null,null,"VIC Altona-Brooklyn (Jemena) 66 kV",null,null,null,null,false,null,null,{"$error":"#N/A"},{"$error":"#N/A"},{"$error":"#N/A"},{"$error":"#N/A"},{"$error":"#N/A"},{"$error":"#N/A"},{"$error":"#N/A"},{"$error":"#N/A"},{"$error":"#N/A"},{"$error":"#N/A"}]
[null,{"$f":"IF(DataInput!B335=$B$8,IF($B$9=$B$10,TRUE,IF(DataInput!E335=$B$9,TRUE,FALSE)))","v":true},null,null,{"$f":"IF(B336=TRUE,DataInput!B335,NA())","v":"VIC"},{"$f":"IF($E336=DataInput!$B335,DataInput!C335,NA())","v":"ATSBJ"},{"$f":"IF($E336=DataInput!$B335,DataInput!D335,NA())","v":"Altona-Brooklyn (Jemena) 66 kV"},{"$f":"IF($E336=DataInput!$B335,DataInput!E335,NA())","v":"Jemena"},{"$f":"IF($E336=DataInput!$B335,DataInput!F335,NA())","v":"Winter"},{"$f":"IF($E336=DataInput!$B335,DataInput!G335,NA())","v":"Coincident"},{"$f":"IF($E336=DataInput!$B335,DataInput!H335,NA())","v":2009},{"$f":"IF($E336=DataInput!$B335,DataInput!I335,NA())","v":"TempCorrActualPOE10"},{"$f":"IF($E336=DataInput!$B335,DataInput!J335,NA())","v":114.5663083},{"$f":"IF($E336=DataInput!$B335,DataInput!K335,NA())","v":"NA"},null,null,"VIC Altona-Brooklyn (Jemena) 66 kV",null,null,null,null,false,null,null,{"$error":"#N/A"},{"$error":"#N/A"},{"$error":"#N/A"},{"$error":"#N/A"},{"$error":"#N/A"},{"$error":"#N/A"},{"$error":"#N/A"},{"$error":"#N/A"},{"$error":"#N/A"},{"$error":"#N/A"}]
[null,{"$f":"IF(DataInput!B336=$B$8,IF($B$9=$B$10,TRUE,IF(DataInput!E336=$B$9,TRUE,FALSE)))","v":true},null,null,{"$f":"IF(B337=TRUE,DataInput!B336,NA())","v":"VIC"},{"$f":"IF($E337=DataInput!$B336,DataInput!C336,NA())","v":"ATSBJ"},{"$f":"IF($E337=DataInput!$B336,DataInput!D336,NA())","v":"Altona-Brooklyn (Jemena) 66 kV"},{"$f":"IF($E337=DataInput!$B336,DataInput!E336,NA())","v":"Jemena"},{"$f":"IF($E337=DataInput!$B336,DataInput!F336,NA())","v":"Winter"},{"$f":"IF($E337=DataInput!$B336,DataInput!G336,NA())","v":"Coincident"},{"$f":"IF($E337=DataInput!$B336,DataInput!H336,NA())","v":2009},{"$f":"IF($E337=DataInput!$B336,DataInput!I336,NA())","v":"TempCorrActualPOE50"},{"$f":"IF($E337=DataInput!$B336,DataInput!J336,NA())","v":112.2399836},{"$f":"IF($E337=DataInput!$B336,DataInput!K336,NA())","v":"NA"},null,null,"VIC Altona-Brooklyn (Jemena) 66 kV",null,null,null,null,false,null,null,{"$error":"#N/A"},{"$error":"#N/A"},{"$error":"#N/A"},{"$error":"#N/A"},{"$error":"#N/A"},{"$error":"#N/A"},{"$error":"#N/A"},{"$error":"#N/A"},{"$error":"#N/A"},{"$error":"#N/A"}]
[null,{"$f":"IF(DataInput!B337=$B$8,IF($B$9=$B$10,TRUE,IF(DataInput!E337=$B$9,TRUE,FALSE)))","v":true},null,null,{"$f":"IF(B338=TRUE,DataInput!B337,NA())","v":"VIC"},{"$f":"IF($E338=DataInput!$B337,DataInput!C337,NA())","v":"ATSBJ"},{"$f":"IF($E338=DataInput!$B337,DataInput!D337,NA())","v":"Altona-Brooklyn (Jemena) 66 kV"},{"$f":"IF($E338=DataInput!$B337,DataInput!E337,NA())","v":"Jemena"},{"$f":"IF($E338=DataInput!$B337,DataInput!F337,NA())","v":"Winter"},{"$f":"IF($E338=DataInput!$B337,DataInput!G337,NA())","v":"Non-Coincident"},{"$f":"IF($E338=DataInput!$B337,DataInput!H337,NA())","v":2009},{"$f":"IF($E338=DataInput!$B337,DataInput!I337,NA())","v":"TempCorrActualPOE10"},{"$f":"IF($E338=DataInput!$B337,DataInput!J337,NA())","v":124.5256303},{"$f":"IF($E338=DataInput!$B337,DataInput!K337,NA())","v":"NA"},null,null,"VIC Altona-Brooklyn (Jemena) 66 kV",null,null,null,null,false,null,null,{"$error":"#N/A"},{"$error":"#N/A"},{"$error":"#N/A"},{"$error":"#N/A"},{"$error":"#N/A"},{"$error":"#N/A"},{"$error":"#N/A"},{"$error":"#N/A"},{"$error":"#N/A"},{"$error":"#N/A"}]
[null,{"$f":"IF(DataInput!B338=$B$8,IF($B$9=$B$10,TRUE,IF(DataInput!E338=$B$9,TRUE,FALSE)))","v":true},null,null,{"$f":"IF(B339=TRUE,DataInput!B338,NA())","v":"VIC"},{"$f":"IF($E339=DataInput!$B338,DataInput!C338,NA())","v":"ATSBJ"},{"$f":"IF($E339=DataInput!$B338,DataInput!D338,NA())","v":"Altona-Brooklyn (Jemena) 66 kV"},{"$f":"IF($E339=DataInput!$B338,DataInput!E338,NA())","v":"Jemena"},{"$f":"IF($E339=DataInput!$B338,DataInput!F338,NA())","v":"Winter"},{"$f":"IF($E339=DataInput!$B338,DataInput!G338,NA())","v":"Non-Coincident"},{"$f":"IF($E339=DataInput!$B338,DataInput!H338,NA())","v":2009},{"$f":"IF($E339=DataInput!$B338,DataInput!I338,NA())","v":"TempCorrActualPOE50"},{"$f":"IF($E339=DataInput!$B338,DataInput!J338,NA())","v":121.9970836},{"$f":"IF($E339=DataInput!$B338,DataInput!K338,NA())","v":"NA"},null,null,"VIC Altona-Brooklyn (Jemena) 66 kV",null,null,null,null,false,null,null,{"$error":"#N/A"},{"$error":"#N/A"},{"$error":"#N/A"},{"$error":"#N/A"},{"$error":"#N/A"},{"$error":"#N/A"},{"$error":"#N/A"},{"$error":"#N/A"},{"$error":"#N/A"},{"$error":"#N/A"}]
[null,{"$f":"IF(DataInput!B339=$B$8,IF($B$9=$B$10,TRUE,IF(DataInput!E339=$B$9,TRUE,FALSE)))","v":true},null,null,{"$f":"IF(B340=TRUE,DataInput!B339,NA())","v":"VIC"},{"$f":"IF($E340=DataInput!$B339,DataInput!C339,NA())","v":"ATSBJ"},{"$f":"IF($E340=DataInput!$B339,DataInput!D339,NA())","v":"Altona-Brooklyn (Jemena) 66 kV"},{"$f":"IF($E340=DataInput!$B339,DataInput!E339,NA())","v":"Jemena"},{"$f":"IF($E340=DataInput!$B339,DataInput!F339,NA())","v":"Winter"},{"$f":"IF($E340=DataInput!$B339,DataInput!G339,NA())","v":"Coincident"},{"$f":"IF($E340=DataInput!$B339,DataInput!H339,NA())","v":2009},{"$f":"IF($E340=DataInput!$B339,DataInput!I339,NA())","v":"Actual"},{"$f":"IF($E340=DataInput!$B339,DataInput!J339,NA())","v":111.40831799999999},{"$f":"IF($E340=DataInput!$B339,DataInput!K339,NA())","v":"NA"},null,null,"VIC Altona-Brooklyn (Jemena) 66 kV",null,null,null,null,false,null,null,{"$error":"#N/A"},{"$error":"#N/A"},{"$error":"#N/A"},{"$error":"#N/A"},{"$error":"#N/A"},{"$error":"#N/A"},{"$error":"#N/A"},{"$error":"#N/A"},{"$error":"#N/A"},{"$error":"#N/A"}]
[null,{"$f":"IF(DataInput!B340=$B$8,IF($B$9=$B$10,TRUE,IF(DataInput!E340=$B$9,TRUE,FALSE)))","v":true},null,null,{"$f":"IF(B341=TRUE,DataInput!B340,NA())","v":"VIC"},{"$f":"IF($E341=DataInput!$B340,DataInput!C340,NA())","v":"ATSBJ"},{"$f":"IF($E341=DataInput!$B340,DataInput!D340,NA())","v":"Altona-Brooklyn (Jemena) 66 kV"},{"$f":"IF($E341=DataInput!$B340,DataInput!E340,NA())","v":"Jemena"},{"$f":"IF($E341=DataInput!$B340,DataInput!F340,NA())","v":"Winter"},{"$f":"IF($E341=DataInput!$B340,DataInput!G340,NA())","v":"Non-Coincident"},{"$f":"IF($E341=DataInput!$B340,DataInput!H340,NA())","v":2009},{"$f":"IF($E341=DataInput!$B340,DataInput!I340,NA())","v":"Actual"},{"$f":"IF($E341=DataInput!$B340,DataInput!J340,NA())","v":120.89036400000001},{"$f":"IF($E341=DataInput!$B340,DataInput!K340,NA())","v":"NA"},null,null,"VIC Altona-Brooklyn (Jemena) 66 kV",null,null,null,null,false,null,null,{"$error":"#N/A"},{"$error":"#N/A"},{"$error":"#N/A"},{"$error":"#N/A"},{"$error":"#N/A"},{"$error":"#N/A"},{"$error":"#N/A"},{"$error":"#N/A"},{"$error":"#N/A"},{"$error":"#N/A"}]
[null,{"$f":"IF(DataInput!B341=$B$8,IF($B$9=$B$10,TRUE,IF(DataInput!E341=$B$9,TRUE,FALSE)))","v":true},null,null,{"$f":"IF(B342=TRUE,DataInput!B341,NA())","v":"VIC"},{"$f":"IF($E342=DataInput!$B341,DataInput!C341,NA())","v":"ATSBJ"},{"$f":"IF($E342=DataInput!$B341,DataInput!D341,NA())","v":"Altona-Brooklyn (Jemena) 66 kV"},{"$f":"IF($E342=DataInput!$B341,DataInput!E341,NA())","v":"Jemena"},{"$f":"IF($E342=DataInput!$B341,DataInput!F341,NA())","v":"Winter"},{"$f":"IF($E342=DataInput!$B341,DataInput!G341,NA())","v":"Coincident"},{"$f":"IF($E342=DataInput!$B341,DataInput!H341,NA())","v":2010},{"$f":"IF($E342=DataInput!$B341,DataInput!I341,NA())","v":"TempCorrActualPOE10"},{"$f":"IF($E342=DataInput!$B341,DataInput!J341,NA())","v":111.2384904},{"$f":"IF($E342=DataInput!$B341,DataInput!K341,NA())","v":"NA"},null,null,"VIC Altona-Brooklyn (Jemena) 66 kV",null,null,null,null,false,null,null,{"$error":"#N/A"},{"$error":"#N/A"},{"$error":"#N/A"},{"$error":"#N/A"},{"$error":"#N/A"},{"$error":"#N/A"},{"$error":"#N/A"},{"$error":"#N/A"},{"$error":"#N/A"},{"$error":"#N/A"}]
[null,{"$f":"IF(DataInput!B342=$B$8,IF($B$9=$B$10,TRUE,IF(DataInput!E342=$B$9,TRUE,FALSE)))","v":true},null,null,{"$f":"IF(B343=TRUE,DataInput!B342,NA())","v":"VIC"},{"$f":"IF($E343=DataInput!$B342,DataInput!C342,NA())","v":"ATSBJ"},{"$f":"IF($E343=DataInput!$B342,DataInput!D342,NA())","v":"Altona-Brooklyn (Jemena) 66 kV"},{"$f":"IF($E343=DataInput!$B342,DataInput!E342,NA())","v":"Jemena"},{"$f":"IF($E343=DataInput!$B342,DataInput!F342,NA())","v":"Winter"},{"$f":"IF($E343=DataInput!$B342,DataInput!G342,NA())","v":"Coincident"},{"$f":"IF($E343=DataInput!$B342,DataInput!H342,NA())","v":2010},{"$f":"IF($E343=DataInput!$B342,DataInput!I342,NA())","v":"TempCorrActualPOE50"},{"$f":"IF($E343=DataInput!$B342,DataInput!J342,NA())","v":108.82032599999999},{"$f":"IF($E343=DataInput!$B342,DataInput!K342,NA())","v":"NA"},null,null,"VIC Altona-Brooklyn (Jemena) 66 kV",null,null,null,null,false,null,null,{"$error":"#N/A"},{"$error":"#N/A"},{"$error":"#N/A"},{"$error":"#N/A"},{"$error":"#N/A"},{"$error":"#N/A"},{"$error":"#N/A"},{"$error":"#N/A"},{"$error":"#N/A"},{"$error":"#N/A"}]
[null,{"$f":"IF(DataInput!B343=$B$8,IF($B$9=$B$10,TRUE,IF(DataInput!E343=$B$9,TRUE,FALSE)))","v":true},null,null,{"$f":"IF(B344=TRUE,DataInput!B343,NA())","v":"VIC"},{"$f":"IF($E344=DataInput!$B343,DataInput!C343,NA())","v":"ATSBJ"},{"$f":"IF($E344=DataInput!$B343,DataInput!D343,NA())","v":"Altona-Brooklyn (Jemena) 66 kV"},{"$f":"IF($E344=DataInput!$B343,DataInput!E343,NA())","v":"Jemena"},{"$f":"IF($E344=DataInput!$B343,DataInput!F343,NA())","v":"Winter"},{"$f":"IF($E344=DataInput!$B343,DataInput!G343,NA())","v":"Non-Coincident"},{"$f":"IF($E344=DataInput!$B343,DataInput!H343,NA())","v":2010},{"$f":"IF($E344=DataInput!$B343,DataInput!I343,NA())","v":"TempCorrActualPOE10"},{"$f":"IF($E344=DataInput!$B343,DataInput!J343,NA())","v":120.9098675},{"$f":"IF($E344=DataInput!$B343,DataInput!K343,NA())","v":"NA"},null,null,"VIC Altona-Brooklyn (Jemena) 66 kV",null,null,null,null,false,null,null,{"$error":"#N/A"},{"$error":"#N/A"},{"$error":"#N/A"},{"$error":"#N/A"},{"$error":"#N/A"},{"$error":"#N/A"},{"$error":"#N/A"},{"$error":"#N/A"},{"$error":"#N/A"},{"$error":"#N/A"}]
[null,{"$f":"IF(DataInput!B344=$B$8,IF($B$9=$B$10,TRUE,IF(DataInput!E344=$B$9,TRUE,FALSE)))","v":true},null,null,{"$f":"IF(B345=TRUE,DataInput!B344,NA())","v":"VIC"},{"$f":"IF($E345=DataInput!$B344,DataInput!C344,NA())","v":"ATSBJ"},{"$f":"IF($E345=DataInput!$B344,DataInput!D344,NA())","v":"Altona-Brooklyn (Jemena) 66 kV"},{"$f":"IF($E345=DataInput!$B344,DataInput!E344,NA())","v":"Jemena"},{"$f":"IF($E345=DataInput!$B344,DataInput!F344,NA())","v":"Winter"},{"$f":"IF($E345=DataInput!$B344,DataInput!G344,NA())","v":"Non-Coincident"},{"$f":"IF($E345=DataInput!$B344,DataInput!H344,NA())","v":2010},{"$f":"IF($E345=DataInput!$B344,DataInput!I344,NA())","v":"TempCorrActualPOE50"},{"$f":"IF($E345=DataInput!$B344,DataInput!J344,NA())","v":118.28149759999999},{"$f":"IF($E345=DataInput!$B344,DataInput!K344,NA())","v":"NA"},null,null,"VIC Altona-Brooklyn (Jemena) 66 kV",null,null,null,null,false,null,null,{"$error":"#N/A"},{"$error":"#N/A"},{"$error":"#N/A"},{"$error":"#N/A"},{"$error":"#N/A"},{"$error":"#N/A"},{"$error":"#N/A"},{"$error":"#N/A"},{"$error":"#N/A"},{"$error":"#N/A"}]
[null,{"$f":"IF(DataInput!B345=$B$8,IF($B$9=$B$10,TRUE,IF(DataInput!E345=$B$9,TRUE,FALSE)))","v":true},null,null,{"$f":"IF(B346=TRUE,DataInput!B345,NA())","v":"VIC"},{"$f":"IF($E346=DataInput!$B345,DataInput!C345,NA())","v":"ATSBJ"},{"$f":"IF($E346=DataInput!$B345,DataInput!D345,NA())","v":"Altona-Brooklyn (Jemena) 66 kV"},{"$f":"IF($E346=DataInput!$B345,DataInput!E345,NA())","v":"Jemena"},{"$f":"IF($E346=DataInput!$B345,DataInput!F345,NA())","v":"Winter"},{"$f":"IF($E346=DataInput!$B345,DataInput!G345,NA())","v":"Coincident"},{"$f":"IF($E346=DataInput!$B345,DataInput!H345,NA())","v":2010},{"$f":"IF($E346=DataInput!$B345,DataInput!I345,NA())","v":"Actual"},{"$f":"IF($E346=DataInput!$B345,DataInput!J345,NA())","v":102.89239000000001},{"$f":"IF($E346=DataInput!$B345,DataInput!K345,NA())","v":"NA"},null,null,"VIC Altona-Brooklyn (Jemena) 66 kV",null,null,null,null,false,null,null,{"$error":"#N/A"},{"$error":"#N/A"},{"$error":"#N/A"},{"$error":"#N/A"},{"$error":"#N/A"},{"$error":"#N/A"},{"$error":"#N/A"},{"$error":"#N/A"},{"$error":"#N/A"},{"$error":"#N/A"}]
[null,{"$f":"IF(DataInput!B346=$B$8,IF($B$9=$B$10,TRUE,IF(DataInput!E346=$B$9,TRUE,FALSE)))","v":true},null,null,{"$f":"IF(B347=TRUE,DataInput!B346,NA())","v":"VIC"},{"$f":"IF($E347=DataInput!$B346,DataInput!C346,NA())","v":"ATSBJ"},{"$f":"IF($E347=DataInput!$B346,DataInput!D346,NA())","v":"Altona-Brooklyn (Jemena) 66 kV"},{"$f":"IF($E347=DataInput!$B346,DataInput!E346,NA())","v":"Jemena"},{"$f":"IF($E347=DataInput!$B346,DataInput!F346,NA())","v":"Winter"},{"$f":"IF($E347=DataInput!$B346,DataInput!G346,NA())","v":"Non-Coincident"},{"$f":"IF($E347=DataInput!$B346,DataInput!H346,NA())","v":2010},{"$f":"IF($E347=DataInput!$B346,DataInput!I346,NA())","v":"Actual"},{"$f":"IF($E347=DataInput!$B346,DataInput!J346,NA())","v":115.485776},{"$f":"IF($E347=DataInput!$B346,DataInput!K346,NA())","v":"NA"},null,null,"VIC Altona-Brooklyn (Jemena) 66 kV",null,null,null,null,false,null,null,{"$error":"#N/A"},{"$error":"#N/A"},{"$error":"#N/A"},{"$error":"#N/A"},{"$error":"#N/A"},{"$error":"#N/A"},{"$error":"#N/A"},{"$error":"#N/A"},{"$error":"#N/A"},{"$error":"#N/A"}]
[null,{"$f":"IF(DataInput!B347=$B$8,IF($B$9=$B$10,TRUE,IF(DataInput!E347=$B$9,TRUE,FALSE)))","v":true},null,null,{"$f":"IF(B348=TRUE,DataInput!B347,NA())","v":"VIC"},{"$f":"IF($E348=DataInput!$B347,DataInput!C347,NA())","v":"ATSBJ"},{"$f":"IF($E348=DataInput!$B347,DataInput!D347,NA())","v":"Altona-Brooklyn (Jemena) 66 kV"},{"$f":"IF($E348=DataInput!$B347,DataInput!E347,NA())","v":"Jemena"},{"$f":"IF($E348=DataInput!$B347,DataInput!F347,NA())","v":"Winter"},{"$f":"IF($E348=DataInput!$B347,DataInput!G347,NA())","v":"Coincident"},{"$f":"IF($E348=DataInput!$B347,DataInput!H347,NA())","v":2011},{"$f":"IF($E348=DataInput!$B347,DataInput!I347,NA())","v":"TempCorrActualPOE10"},{"$f":"IF($E348=DataInput!$B347,DataInput!J347,NA())","v":107.8567099},{"$f":"IF($E348=DataInput!$B347,DataInput!K347,NA())","v":"NA"},null,null,"VIC Altona-Brooklyn (Jemena) 66 kV",null,null,null,null,false,null,null,{"$error":"#N/A"},{"$error":"#N/A"},{"$error":"#N/A"},{"$error":"#N/A"},{"$error":"#N/A"},{"$error":"#N/A"},{"$error":"#N/A"},{"$error":"#N/A"},{"$error":"#N/A"},{"$error":"#N/A"}]
[null,{"$f":"IF(DataInput!B348=$B$8,IF($B$9=$B$10,TRUE,IF(DataInput!E348=$B$9,TRUE,FALSE)))","v":true},null,null,{"$f":"IF(B349=TRUE,DataInput!B348,NA())","v":"VIC"},{"$f":"IF($E349=DataInput!$B348,DataInput!C348,NA())","v":"ATSBJ"},{"$f":"IF($E349=DataInput!$B348,DataInput!D348,NA())","v":"Altona-Brooklyn (Jemena) 66 kV"},{"$f":"IF($E349=DataInput!$B348,DataInput!E348,NA())","v":"Jemena"},{"$f":"IF($E349=DataInput!$B348,DataInput!F348,NA())","v":"Winter"},{"$f":"IF($E349=DataInput!$B348,DataInput!G348,NA())","v":"Coincident"},{"$f":"IF($E349=DataInput!$B348,DataInput!H348,NA())","v":2011},{"$f":"IF($E349=DataInput!$B348,DataInput!I348,NA())","v":"TempCorrActualPOE50"},{"$f":"IF($E349=DataInput!$B348,DataInput!J348,NA())","v":105.62770089999999},{"$f":"IF($E349=DataInput!$B348,DataInput!K348,NA())","v":"NA"},null,null,"VIC Altona-Brooklyn (Jemena) 66 kV",null,null,null,null,false,null,null,{"$error":"#N/A"},{"$error":"#N/A"},{"$error":"#N/A"},{"$error":"#N/A"},{"$error":"#N/A"},{"$error":"#N/A"},{"$error":"#N/A"},{"$error":"#N/A"},{"$error":"#N/A"},{"$error":"#N/A"}]
[null,{"$f":"IF(DataInput!B349=$B$8,IF($B$9=$B$10,TRUE,IF(DataInput!E349=$B$9,TRUE,FALSE)))","v":true},null,null,{"$f":"IF(B350=TRUE,DataInput!B349,NA())","v":"VIC"},{"$f":"IF($E350=DataInput!$B349,DataInput!C349,NA())","v":"ATSBJ"},{"$f":"IF($E350=DataInput!$B349,DataInput!D349,NA())","v":"Altona-Brooklyn (Jemena) 66 kV"},{"$f":"IF($E350=DataInput!$B349,DataInput!E349,NA())","v":"Jemena"},{"$f":"IF($E350=DataInput!$B349,DataInput!F349,NA())","v":"Winter"},{"$f":"IF($E350=DataInput!$B349,DataInput!G349,NA())","v":"Non-Coincident"},{"$f":"IF($E350=DataInput!$B349,DataInput!H349,NA())","v":2011},{"$f":"IF($E350=DataInput!$B349,DataInput!I349,NA())","v":"TempCorrActualPOE10"},{"$f":"IF($E350=DataInput!$B349,DataInput!J349,NA())","v":117.237476},{"$f":"IF($E350=DataInput!$B349,DataInput!K349,NA())","v":"NA"},null,null,"VIC Altona-Brooklyn (Jemena) 66 kV",null,null,null,null,false,null,null,{"$error":"#N/A"},{"$error":"#N/A"},{"$error":"#N/A"},{"$error":"#N/A"},{"$error":"#N/A"},{"$error":"#N/A"},{"$error":"#N/A"},{"$error":"#N/A"},{"$error":"#N/A"},{"$error":"#N/A"}]
[null,{"$f":"IF(DataInput!B350=$B$8,IF($B$9=$B$10,TRUE,IF(DataInput!E350=$B$9,TRUE,FALSE)))","v":true},null,null,{"$f":"IF(B351=TRUE,DataInput!B350,NA())","v":"VIC"},{"$f":"IF($E351=DataInput!$B350,DataInput!C350,NA())","v":"ATSBJ"},{"$f":"IF($E351=DataInput!$B350,DataInput!D350,NA())","v":"Altona-Brooklyn (Jemena) 66 kV"},{"$f":"IF($E351=DataInput!$B350,DataInput!E350,NA())","v":"Jemena"},{"$f":"IF($E351=DataInput!$B350,DataInput!F350,NA())","v":"Winter"},{"$f":"IF($E351=DataInput!$B350,DataInput!G350,NA())","v":"Non-Coincident"},{"$f":"IF($E351=DataInput!$B350,DataInput!H350,NA())","v":2011},{"$f":"IF($E351=DataInput!$B350,DataInput!I350,NA())","v":"TempCorrActualPOE50"},{"$f":"IF($E351=DataInput!$B350,DataInput!J350,NA())","v":114.8147043},{"$f":"IF($E351=DataInput!$B350,DataInput!K350,NA())","v":"NA"},null,null,"VIC Altona-Brooklyn (Jemena) 66 kV",null,null,null,null,false,null,null,{"$error":"#N/A"},{"$error":"#N/A"},{"$error":"#N/A"},{"$error":"#N/A"},{"$error":"#N/A"},{"$error":"#N/A"},{"$error":"#N/A"},{"$error":"#N/A"},{"$error":"#N/A"},{"$error":"#N/A"}]
[null,{"$f":"IF(DataInput!B351=$B$8,IF($B$9=$B$10,TRUE,IF(DataInput!E351=$B$9,TRUE,FALSE)))","v":true},null,null,{"$f":"IF(B352=TRUE,DataInput!B351,NA())","v":"VIC"},{"$f":"IF($E352=DataInput!$B351,DataInput!C351,NA())","v":"ATSBJ"},{"$f":"IF($E352=DataInput!$B351,DataInput!D351,NA())","v":"Altona-Brooklyn (Jemena) 66 kV"},{"$f":"IF($E352=DataInput!$B351,DataInput!E351,NA())","v":"Jemena"},{"$f":"IF($E352=DataInput!$B351,DataInput!F351,NA())","v":"Winter"},{"$f":"IF($E352=DataInput!$B351,DataInput!G351,NA())","v":"Coincident"},{"$f":"IF($E352=DataInput!$B351,DataInput!H351,NA())","v":2011},{"$f":"IF($E352=DataInput!$B351,DataInput!I351,NA())","v":"Actual"},{"$f":"IF($E352=DataInput!$B351,DataInput!J351,NA())","v":107.962608},{"$f":"IF($E352=DataInput!$B351,DataInput!K351,NA())","v":"NA"},null,null,"VIC Altona-Brooklyn (Jemena) 66 kV",null,null,null,null,false,null,null,{"$error":"#N/A"},{"$error":"#N/A"},{"$error":"#N/A"},{"$error":"#N/A"},{"$error":"#N/A"},{"$error":"#N/A"},{"$error":"#N/A"},{"$error":"#N/A"},{"$error":"#N/A"},{"$error":"#N/A"}]
[null,{"$f":"IF(DataInput!B352=$B$8,IF($B$9=$B$10,TRUE,IF(DataInput!E352=$B$9,TRUE,FALSE)))","v":true},null,null,{"$f":"IF(B353=TRUE,DataInput!B352,NA())","v":"VIC"},{"$f":"IF($E353=DataInput!$B352,DataInput!C352,NA())","v":"ATSBJ"},{"$f":"IF($E353=DataInput!$B352,DataInput!D352,NA())","v":"Altona-Brooklyn (Jemena) 66 kV"},{"$f":"IF($E353=DataInput!$B352,DataInput!E352,NA())","v":"Jemena"},{"$f":"IF($E353=DataInput!$B352,DataInput!F352,NA())","v":"Winter"},{"$f":"IF($E353=DataInput!$B352,DataInput!G352,NA())","v":"Non-Coincident"},{"$f":"IF($E353=DataInput!$B352,DataInput!H352,NA())","v":2011},{"$f":"IF($E353=DataInput!$B352,DataInput!I352,NA())","v":"Actual"},{"$f":"IF($E353=DataInput!$B352,DataInput!J352,NA())","v":113.881632},{"$f":"IF($E353=DataInput!$B352,DataInput!K352,NA())","v":"NA"},null,null,"VIC Altona-Brooklyn (Jemena) 66 kV",null,null,null,null,false,null,null,{"$error":"#N/A"},{"$error":"#N/A"},{"$error":"#N/A"},{"$error":"#N/A"},{"$error":"#N/A"},{"$error":"#N/A"},{"$error":"#N/A"},{"$error":"#N/A"},{"$error":"#N/A"},{"$error":"#N/A"}]
[null,{"$f":"IF(DataInput!B353=$B$8,IF($B$9=$B$10,TRUE,IF(DataInput!E353=$B$9,TRUE,FALSE)))","v":true},null,null,{"$f":"IF(B354=TRUE,DataInput!B353,NA())","v":"VIC"},{"$f":"IF($E354=DataInput!$B353,DataInput!C353,NA())","v":"ATSBJ"},{"$f":"IF($E354=DataInput!$B353,DataInput!D353,NA())","v":"Altona-Brooklyn (Jemena) 66 kV"},{"$f":"IF($E354=DataInput!$B353,DataInput!E353,NA())","v":"Jemena"},{"$f":"IF($E354=DataInput!$B353,DataInput!F353,NA())","v":"Winter"},{"$f":"IF($E354=DataInput!$B353,DataInput!G353,NA())","v":"Coincident"},{"$f":"IF($E354=DataInput!$B353,DataInput!H353,NA())","v":2012},{"$f":"IF($E354=DataInput!$B353,DataInput!I353,NA())","v":"TempCorrActualPOE10"},{"$f":"IF($E354=DataInput!$B353,DataInput!J353,NA())","v":107.7666622},{"$f":"IF($E354=DataInput!$B353,DataInput!K353,NA())","v":"NA"},null,null,"VIC Altona-Brooklyn (Jemena) 66 kV",null,null,null,null,false,null,null,{"$error":"#N/A"},{"$error":"#N/A"},{"$error":"#N/A"},{"$error":"#N/A"},{"$error":"#N/A"},{"$error":"#N/A"},{"$error":"#N/A"},{"$error":"#N/A"},{"$error":"#N/A"},{"$error":"#N/A"}]
[null,{"$f":"IF(DataInput!B354=$B$8,IF($B$9=$B$10,TRUE,IF(DataInput!E354=$B$9,TRUE,FALSE)))","v":true},null,null,{"$f":"IF(B355=TRUE,DataInput!B354,NA())","v":"VIC"},{"$f":"IF($E355=DataInput!$B354,DataInput!C354,NA())","v":"ATSBJ"},{"$f":"IF($E355=DataInput!$B354,DataInput!D354,NA())","v":"Altona-Brooklyn (Jemena) 66 kV"},{"$f":"IF($E355=DataInput!$B354,DataInput!E354,NA())","v":"Jemena"},{"$f":"IF($E355=DataInput!$B354,DataInput!F354,NA())","v":"Winter"},{"$f":"IF($E355=DataInput!$B354,DataInput!G354,NA())","v":"Coincident"},{"$f":"IF($E355=DataInput!$B354,DataInput!H354,NA())","v":2012},{"$f":"IF($E355=DataInput!$B354,DataInput!I354,NA())","v":"TempCorrActualPOE50"},{"$f":"IF($E355=DataInput!$B354,DataInput!J354,NA())","v":105.53668860000001},{"$f":"IF($E355=DataInput!$B354,DataInput!K354,NA())","v":"NA"},null,null,"VIC Altona-Brooklyn (Jemena) 66 kV",null,null,null,null,false,null,null,{"$error":"#N/A"},{"$error":"#N/A"},{"$error":"#N/A"},{"$error":"#N/A"},{"$error":"#N/A"},{"$error":"#N/A"},{"$error":"#N/A"},{"$error":"#N/A"},{"$error":"#N/A"},{"$error":"#N/A"}]
[null,{"$f":"IF(DataInput!B355=$B$8,IF($B$9=$B$10,TRUE,IF(DataInput!E355=$B$9,TRUE,FALSE)))","v":true},null,null,{"$f":"IF(B356=TRUE,DataInput!B355,NA())","v":"VIC"},{"$f":"IF($E356=DataInput!$B355,DataInput!C355,NA())","v":"ATSBJ"},{"$f":"IF($E356=DataInput!$B355,DataInput!D355,NA())","v":"Altona-Brooklyn (Jemena) 66 kV"},{"$f":"IF($E356=DataInput!$B355,DataInput!E355,NA())","v":"Jemena"},{"$f":"IF($E356=DataInput!$B355,DataInput!F355,NA())","v":"Winter"},{"$f":"IF($E356=DataInput!$B355,DataInput!G355,NA())","v":"Non-Coincident"},{"$f":"IF($E356=DataInput!$B355,DataInput!H355,NA())","v":2012},{"$f":"IF($E356=DataInput!$B355,DataInput!I355,NA())","v":"TempCorrActualPOE10"},{"$f":"IF($E356=DataInput!$B355,DataInput!J355,NA())","v":117.14373089999999},{"$f":"IF($E356=DataInput!$B355,DataInput!K355,NA())","v":"NA"},null,null,"VIC Altona-Brooklyn (Jemena) 66 kV",null,null,null,null,false,null,null,{"$error":"#N/A"},{"$error":"#N/A"},{"$error":"#N/A"},{"$error":"#N/A"},{"$error":"#N/A"},{"$error":"#N/A"},{"$error":"#N/A"},{"$error":"#N/A"},{"$error":"#N/A"},{"$error":"#N/A"}]
[null,{"$f":"IF(DataInput!B356=$B$8,IF($B$9=$B$10,TRUE,IF(DataInput!E356=$B$9,TRUE,FALSE)))","v":true},null,null,{"$f":"IF(B357=TRUE,DataInput!B356,NA())","v":"VIC"},{"$f":"IF($E357=DataInput!$B356,DataInput!C356,NA())","v":"ATSBJ"},{"$f":"IF($E357=DataInput!$B356,DataInput!D356,NA())","v":"Altona-Brooklyn (Jemena) 66 kV"},{"$f":"IF($E357=DataInput!$B356,DataInput!E356,NA())","v":"Jemena"},{"$f":"IF($E357=DataInput!$B356,DataInput!F356,NA())","v":"Winter"},{"$f":"IF($E357=DataInput!$B356,DataInput!G356,NA())","v":"Non-Coincident"},{"$f":"IF($E357=DataInput!$B356,DataInput!H356,NA())","v":2012},{"$f":"IF($E357=DataInput!$B356,DataInput!I356,NA())","v":"TempCorrActualPOE50"},{"$f":"IF($E357=DataInput!$B356,DataInput!J356,NA())","v":114.71991079999999},{"$f":"IF($E357=DataInput!$B356,DataInput!K356,NA())","v":"NA"},null,null,"VIC Altona-Brooklyn (Jemena) 66 kV",null,null,null,null,false,null,null,{"$error":"#N/A"},{"$error":"#N/A"},{"$error":"#N/A"},{"$error":"#N/A"},{"$error":"#N/A"},{"$error":"#N/A"},{"$error":"#N/A"},{"$error":"#N/A"},{"$error":"#N/A"},{"$error":"#N/A"}]
[null,{"$f":"IF(DataInput!B357=$B$8,IF($B$9=$B$10,TRUE,IF(DataInput!E357=$B$9,TRUE,FALSE)))","v":true},null,null,{"$f":"IF(B358=TRUE,DataInput!B357,NA())","v":"VIC"},{"$f":"IF($E358=DataInput!$B357,DataInput!C357,NA())","v":"ATSBJ"},{"$f":"IF($E358=DataInput!$B357,DataInput!D357,NA())","v":"Altona-Brooklyn (Jemena) 66 kV"},{"$f":"IF($E358=DataInput!$B357,DataInput!E357,NA())","v":"Jemena"},{"$f":"IF($E358=DataInput!$B357,DataInput!F357,NA())","v":"Winter"},{"$f":"IF($E358=DataInput!$B357,DataInput!G357,NA())","v":"Coincident"},{"$f":"IF($E358=DataInput!$B357,DataInput!H357,NA())","v":2012},{"$f":"IF($E358=DataInput!$B357,DataInput!I357,NA())","v":"Actual"},{"$f":"IF($E358=DataInput!$B357,DataInput!J357,NA())","v":100.90668599999999},{"$f":"IF($E358=DataInput!$B357,DataInput!K357,NA())","v":"NA"},null,null,"VIC Altona-Brooklyn (Jemena) 66 kV",null,null,null,null,false,null,null,{"$error":"#N/A"},{"$error":"#N/A"},{"$error":"#N/A"},{"$error":"#N/A"},{"$error":"#N/A"},{"$error":"#N/A"},{"$error":"#N/A"},{"$error":"#N/A"},{"$error":"#N/A"},{"$error":"#N/A"}]
[null,{"$f":"IF(DataInput!B358=$B$8,IF($B$9=$B$10,TRUE,IF(DataInput!E358=$B$9,TRUE,FALSE)))","v":true},null,null,{"$f":"IF(B359=TRUE,DataInput!B358,NA())","v":"VIC"},{"$f":"IF($E359=DataInput!$B358,DataInput!C358,NA())","v":"ATSBJ"},{"$f":"IF($E359=DataInput!$B358,DataInput!D358,NA())","v":"Altona-Brooklyn (Jemena) 66 kV"},{"$f":"IF($E359=DataInput!$B358,DataInput!E358,NA())","v":"Jemena"},{"$f":"IF($E359=DataInput!$B358,DataInput!F358,NA())","v":"Winter"},{"$f":"IF($E359=DataInput!$B358,DataInput!G358,NA())","v":"Non-Coincident"},{"$f":"IF($E359=DataInput!$B358,DataInput!H358,NA())","v":2012},{"$f":"IF($E359=DataInput!$B358,DataInput!I358,NA())","v":"Actual"},{"$f":"IF($E359=DataInput!$B358,DataInput!J358,NA())","v":109.346684},{"$f":"IF($E359=DataInput!$B358,DataInput!K358,NA())","v":"NA"},null,null,"VIC Altona-Brooklyn (Jemena) 66 kV",null,null,null,null,false,null,null,{"$error":"#N/A"},{"$error":"#N/A"},{"$error":"#N/A"},{"$error":"#N/A"},{"$error":"#N/A"},{"$error":"#N/A"},{"$error":"#N/A"},{"$error":"#N/A"},{"$error":"#N/A"},{"$error":"#N/A"}]
[null,{"$f":"IF(DataInput!B359=$B$8,IF($B$9=$B$10,TRUE,IF(DataInput!E359=$B$9,TRUE,FALSE)))","v":true},null,null,{"$f":"IF(B360=TRUE,DataInput!B359,NA())","v":"VIC"},{"$f":"IF($E360=DataInput!$B359,DataInput!C359,NA())","v":"ATSBJ"},{"$f":"IF($E360=DataInput!$B359,DataInput!D359,NA())","v":"Altona-Brooklyn (Jemena) 66 kV"},{"$f":"IF($E360=DataInput!$B359,DataInput!E359,NA())","v":"Jemena"},{"$f":"IF($E360=DataInput!$B359,DataInput!F359,NA())","v":"Winter"},{"$f":"IF($E360=DataInput!$B359,DataInput!G359,NA())","v":"Coincident"},{"$f":"IF($E360=DataInput!$B359,DataInput!H359,NA())","v":2013},{"$f":"IF($E360=DataInput!$B359,DataInput!I359,NA())","v":"TempCorrActualPOE10"},{"$f":"IF($E360=DataInput!$B359,DataInput!J359,NA())","v":106.2050352},{"$f":"IF($E360=DataInput!$B359,DataInput!K359,NA())","v":"NA"},null,null,"VIC Altona-Brooklyn (Jemena) 66 kV",null,null,null,null,false,null,null,{"$error":"#N/A"},{"$error":"#N/A"},{"$error":"#N/A"},{"$error":"#N/A"},{"$error":"#N/A"},{"$error":"#N/A"},{"$error":"#N/A"},{"$error":"#N/A"},{"$error":"#N/A"},{"$error":"#N/A"}]
[null,{"$f":"IF(DataInput!B360=$B$8,IF($B$9=$B$10,TRUE,IF(DataInput!E360=$B$9,TRUE,FALSE)))","v":true},null,null,{"$f":"IF(B361=TRUE,DataInput!B360,NA())","v":"VIC"},{"$f":"IF($E361=DataInput!$B360,DataInput!C360,NA())","v":"ATSBJ"},{"$f":"IF($E361=DataInput!$B360,DataInput!D360,NA())","v":"Altona-Brooklyn (Jemena) 66 kV"},{"$f":"IF($E361=DataInput!$B360,DataInput!E360,NA())","v":"Jemena"},{"$f":"IF($E361=DataInput!$B360,DataInput!F360,NA())","v":"Winter"},{"$f":"IF($E361=DataInput!$B360,DataInput!G360,NA())","v":"Coincident"},{"$f":"IF($E361=DataInput!$B360,DataInput!H360,NA())","v":2013},{"$f":"IF($E361=DataInput!$B360,DataInput!I360,NA())","v":"TempCorrActualPOE50"},{"$f":"IF($E361=DataInput!$B360,DataInput!J360,NA())","v":104.0203006},{"$f":"IF($E361=DataInput!$B360,DataInput!K360,NA())","v":"NA"},null,null,"VIC Altona-Brooklyn (Jemena) 66 kV",null,null,null,null,false,null,null,{"$error":"#N/A"},{"$error":"#N/A"},{"$error":"#N/A"},{"$error":"#N/A"},{"$error":"#N/A"},{"$error":"#N/A"},{"$error":"#N/A"},{"$error":"#N/A"},{"$error":"#N/A"},{"$error":"#N/A"}]
[null,{"$f":"IF(DataInput!B361=$B$8,IF($B$9=$B$10,TRUE,IF(DataInput!E361=$B$9,TRUE,FALSE)))","v":true},null,null,{"$f":"IF(B362=TRUE,DataInput!B361,NA())","v":"VIC"},{"$f":"IF($E362=DataInput!$B361,DataInput!C361,NA())","v":"ATSBJ"},{"$f":"IF($E362=DataInput!$B361,DataInput!D361,NA())","v":"Altona-Brooklyn (Jemena) 66 kV"},{"$f":"IF($E362=DataInput!$B361,DataInput!E361,NA())","v":"Jemena"},{"$f":"IF($E362=DataInput!$B361,DataInput!F361,NA())","v":"Winter"},{"$f":"IF($E362=DataInput!$B361,DataInput!G361,NA())","v":"Non-Coincident"},{"$f":"IF($E362=DataInput!$B361,DataInput!H361,NA())","v":2013},{"$f":"IF($E362=DataInput!$B361,DataInput!I361,NA())","v":"TempCorrActualPOE10"},{"$f":"IF($E362=DataInput!$B361,DataInput!J361,NA())","v":115.4496166},{"$f":"IF($E362=DataInput!$B361,DataInput!K361,NA())","v":"NA"},null,null,"VIC Altona-Brooklyn (Jemena) 66 kV",null,null,null,null,false,null,null,{"$error":"#N/A"},{"$error":"#N/A"},{"$error":"#N/A"},{"$error":"#N/A"},{"$error":"#N/A"},{"$error":"#N/A"},{"$error":"#N/A"},{"$error":"#N/A"},{"$error":"#N/A"},{"$error":"#N/A"}]
[null,{"$f":"IF(DataInput!B362=$B$8,IF($B$9=$B$10,TRUE,IF(DataInput!E362=$B$9,TRUE,FALSE)))","v":true},null,null,{"$f":"IF(B363=TRUE,DataInput!B362,NA())","v":"VIC"},{"$f":"IF($E363=DataInput!$B362,DataInput!C362,NA())","v":"ATSBJ"},{"$f":"IF($E363=DataInput!$B362,DataInput!D362,NA())","v":"Altona-Brooklyn (Jemena) 66 kV"},{"$f":"IF($E363=DataInput!$B362,DataInput!E362,NA())","v":"Jemena"},{"$f":"IF($E363=DataInput!$B362,DataInput!F362,NA())","v":"Winter"},{"$f":"IF($E363=DataInput!$B362,DataInput!G362,NA())","v":"Non-Coincident"},{"$f":"IF($E363=DataInput!$B362,DataInput!H362,NA())","v":2013},{"$f":"IF($E363=DataInput!$B362,DataInput!I362,NA())","v":"TempCorrActualPOE50"},{"$f":"IF($E363=DataInput!$B362,DataInput!J362,NA())","v":113.0749679},{"$f":"IF($E363=DataInput!$B362,DataInput!K362,NA())","v":"NA"},null,null,"VIC Altona-Brooklyn (Jemena) 66 kV",null,null,null,null,false,null,null,{"$error":"#N/A"},{"$error":"#N/A"},{"$error":"#N/A"},{"$error":"#N/A"},{"$error":"#N/A"},{"$error":"#N/A"},{"$error":"#N/A"},{"$error":"#N/A"},{"$error":"#N/A"},{"$error":"#N/A"}]
[null,{"$f":"IF(DataInput!B363=$B$8,IF($B$9=$B$10,TRUE,IF(DataInput!E363=$B$9,TRUE,FALSE)))","v":true},null,null,{"$f":"IF(B364=TRUE,DataInput!B363,NA())","v":"VIC"},{"$f":"IF($E364=DataInput!$B363,DataInput!C363,NA())","v":"ATSBJ"},{"$f":"IF($E364=DataInput!$B363,DataInput!D363,NA())","v":"Altona-Brooklyn (Jemena) 66 kV"},{"$f":"IF($E364=DataInput!$B363,DataInput!E363,NA())","v":"Jemena"},{"$f":"IF($E364=DataInput!$B363,DataInput!F363,NA())","v":"Winter"},{"$f":"IF($E364=DataInput!$B363,DataInput!G363,NA())","v":"Coincident"},{"$f":"IF($E364=DataInput!$B363,DataInput!H363,NA())","v":2013},{"$f":"IF($E364=DataInput!$B363,DataInput!I363,NA())","v":"Actual"},{"$f":"IF($E364=DataInput!$B363,DataInput!J363,NA())","v":103.394542},{"$f":"IF($E364=DataInput!$B363,DataInput!K363,NA())","v":"NA"},null,null,"VIC Altona-Brooklyn (Jemena) 66 kV",null,null,null,null,false,null,null,{"$error":"#N/A"},{"$error":"#N/A"},{"$error":"#N/A"},{"$error":"#N/A"},{"$error":"#N/A"},{"$error":"#N/A"},{"$error":"#N/A"},{"$error":"#N/A"},{"$error":"#N/A"},{"$error":"#N/A"}]
[null,{"$f":"IF(DataInput!B364=$B$8,IF($B$9=$B$10,TRUE,IF(DataInput!E364=$B$9,TRUE,FALSE)))","v":true},null,null,{"$f":"IF(B365=TRUE,DataInput!B364,NA())","v":"VIC"},{"$f":"IF($E365=DataInput!$B364,DataInput!C364,NA())","v":"ATSBJ"},{"$f":"IF($E365=DataInput!$B364,DataInput!D364,NA())","v":"Altona-Brooklyn (Jemena) 66 kV"},{"$f":"IF($E365=DataInput!$B364,DataInput!E364,NA())","v":"Jemena"},{"$f":"IF($E365=DataInput!$B364,DataInput!F364,NA())","v":"Winter"},{"$f":"IF($E365=DataInput!$B364,DataInput!G364,NA())","v":"Non-Coincident"},{"$f":"IF($E365=DataInput!$B364,DataInput!H364,NA())","v":2013},{"$f":"IF($E365=DataInput!$B364,DataInput!I364,NA())","v":"Actual"},{"$f":"IF($E365=DataInput!$B364,DataInput!J364,NA())","v":113.59391599999999},{"$f":"IF($E365=DataInput!$B364,DataInput!K364,NA())","v":"NA"},null,null,"VIC Altona-Brooklyn (Jemena) 66 kV",null,null,null,null,false,null,null,{"$error":"#N/A"},{"$error":"#N/A"},{"$error":"#N/A"},{"$error":"#N/A"},{"$error":"#N/A"},{"$error":"#N/A"},{"$error":"#N/A"},{"$error":"#N/A"},{"$error":"#N/A"},{"$error":"#N/A"}]
[null,{"$f":"IF(DataInput!B365=$B$8,IF($B$9=$B$10,TRUE,IF(DataInput!E365=$B$9,TRUE,FALSE)))","v":true},null,null,{"$f":"IF(B366=TRUE,DataInput!B365,NA())","v":"VIC"},{"$f":"IF($E366=DataInput!$B365,DataInput!C365,NA())","v":"ATSBJ"},{"$f":"IF($E366=DataInput!$B365,DataInput!D365,NA())","v":"Altona-Brooklyn (Jemena) 66 kV"},{"$f":"IF($E366=DataInput!$B365,DataInput!E365,NA())","v":"Jemena"},{"$f":"IF($E366=DataInput!$B365,DataInput!F365,NA())","v":"Winter"},{"$f":"IF($E366=DataInput!$B365,DataInput!G365,NA())","v":"Coincident"},{"$f":"IF($E366=DataInput!$B365,DataInput!H365,NA())","v":2014},{"$f":"IF($E366=DataInput!$B365,DataInput!I365,NA())","v":"TempCorrActualPOE10"},{"$f":"IF($E366=DataInput!$B365,DataInput!J365,NA())","v":100.7707544},{"$f":"IF($E366=DataInput!$B365,DataInput!K365,NA())","v":"NA"},null,null,"VIC Altona-Brooklyn (Jemena) 66 kV",null,null,null,null,false,null,null,{"$error":"#N/A"},{"$error":"#N/A"},{"$error":"#N/A"},{"$error":"#N/A"},{"$error":"#N/A"},{"$error":"#N/A"},{"$error":"#N/A"},{"$error":"#N/A"},{"$error":"#N/A"},{"$error":"#N/A"}]
[null,{"$f":"IF(DataInput!B366=$B$8,IF($B$9=$B$10,TRUE,IF(DataInput!E366=$B$9,TRUE,FALSE)))","v":true},null,null,{"$f":"IF(B367=TRUE,DataInput!B366,NA())","v":"VIC"},{"$f":"IF($E367=DataInput!$B366,DataInput!C366,NA())","v":"ATSBJ"},{"$f":"IF($E367=DataInput!$B366,DataInput!D366,NA())","v":"Altona-Brooklyn (Jemena) 66 kV"},{"$f":"IF($E367=DataInput!$B366,DataInput!E366,NA())","v":"Jemena"},{"$f":"IF($E367=DataInput!$B366,DataInput!F366,NA())","v":"Winter"},{"$f":"IF($E367=DataInput!$B366,DataInput!G366,NA())","v":"Coincident"},{"$f":"IF($E367=DataInput!$B366,DataInput!H366,NA())","v":2014},{"$f":"IF($E367=DataInput!$B366,DataInput!I366,NA())","v":"TempCorrActualPOE50"},{"$f":"IF($E367=DataInput!$B366,DataInput!J366,NA())","v":98.5690843},{"$f":"IF($E367=DataInput!$B366,DataInput!K366,NA())","v":"NA"},null,null,"VIC Altona-Brooklyn (Jemena) 66 kV",null,null,null,null,false,null,null,{"$error":"#N/A"},{"$error":"#N/A"},{"$error":"#N/A"},{"$error":"#N/A"},{"$error":"#N/A"},{"$error":"#N/A"},{"$error":"#N/A"},{"$error":"#N/A"},{"$error":"#N/A"},{"$error":"#N/A"}]
[null,{"$f":"IF(DataInput!B367=$B$8,IF($B$9=$B$10,TRUE,IF(DataInput!E367=$B$9,TRUE,FALSE)))","v":true},null,null,{"$f":"IF(B368=TRUE,DataInput!B367,NA())","v":"VIC"},{"$f":"IF($E368=DataInput!$B367,DataInput!C367,NA())","v":"ATSBJ"},{"$f":"IF($E368=DataInput!$B367,DataInput!D367,NA())","v":"Altona-Brooklyn (Jemena) 66 kV"},{"$f":"IF($E368=DataInput!$B367,DataInput!E367,NA())","v":"Jemena"},{"$f":"IF($E368=DataInput!$B367,DataInput!F367,NA())","v":"Winter"},{"$f":"IF($E368=DataInput!$B367,DataInput!G367,NA())","v":"Non-Coincident"},{"$f":"IF($E368=DataInput!$B367,DataInput!H367,NA())","v":2014},{"$f":"IF($E368=DataInput!$B367,DataInput!I367,NA())","v":"TempCorrActualPOE10"},{"$f":"IF($E368=DataInput!$B367,DataInput!J367,NA())","v":109.5456992},{"$f":"IF($E368=DataInput!$B367,DataInput!K367,NA())","v":"NA"},null,null,"VIC Altona-Brooklyn (Jemena) 66 kV",null,null,null,null,false,null,null,{"$error":"#N/A"},{"$error":"#N/A"},{"$error":"#N/A"},{"$error":"#N/A"},{"$error":"#N/A"},{"$error":"#N/A"},{"$error":"#N/A"},{"$error":"#N/A"},{"$error":"#N/A"},{"$error":"#N/A"}]
[null,{"$f":"IF(DataInput!B368=$B$8,IF($B$9=$B$10,TRUE,IF(DataInput!E368=$B$9,TRUE,FALSE)))","v":true},null,null,{"$f":"IF(B369=TRUE,DataInput!B368,NA())","v":"VIC"},{"$f":"IF($E369=DataInput!$B368,DataInput!C368,NA())","v":"ATSBJ"},{"$f":"IF($E369=DataInput!$B368,DataInput!D368,NA())","v":"Altona-Brooklyn (Jemena) 66 kV"},{"$f":"IF($E369=DataInput!$B368,DataInput!E368,NA())","v":"Jemena"},{"$f":"IF($E369=DataInput!$B368,DataInput!F368,NA())","v":"Winter"},{"$f":"IF($E369=DataInput!$B368,DataInput!G368,NA())","v":"Non-Coincident"},{"$f":"IF($E369=DataInput!$B368,DataInput!H368,NA())","v":2014},{"$f":"IF($E369=DataInput!$B368,DataInput!I368,NA())","v":"TempCorrActualPOE50"},{"$f":"IF($E369=DataInput!$B368,DataInput!J368,NA())","v":107.152643},{"$f":"IF($E369=DataInput!$B368,DataInput!K368,NA())","v":"NA"},null,null,"VIC Altona-Brooklyn (Jemena) 66 kV",null,null,null,null,false,null,null,{"$error":"#N/A"},{"$error":"#N/A"},{"$error":"#N/A"},{"$error":"#N/A"},{"$error":"#N/A"},{"$error":"#N/A"},{"$error":"#N/A"},{"$error":"#N/A"},{"$error":"#N/A"},{"$error":"#N/A"}]
[null,{"$f":"IF(DataInput!B369=$B$8,IF($B$9=$B$10,TRUE,IF(DataInput!E369=$B$9,TRUE,FALSE)))","v":true},null,null,{"$f":"IF(B370=TRUE,DataInput!B369,NA())","v":"VIC"},{"$f":"IF($E370=DataInput!$B369,DataInput!C369,NA())","v":"ATSBJ"},{"$f":"IF($E370=DataInput!$B369,DataInput!D369,NA())","v":"Altona-Brooklyn (Jemena) 66 kV"},{"$f":"IF($E370=DataInput!$B369,DataInput!E369,NA())","v":"Jemena"},{"$f":"IF($E370=DataInput!$B369,DataInput!F369,NA())","v":"Winter"},{"$f":"IF($E370=DataInput!$B369,DataInput!G369,NA())","v":"Coincident"},{"$f":"IF($E370=DataInput!$B369,DataInput!H369,NA())","v":2014},{"$f":"IF($E370=DataInput!$B369,DataInput!I369,NA())","v":"Actual"},{"$f":"IF($E370=DataInput!$B369,DataInput!J369,NA())","v":96.197614000000002},{"$f":"IF($E370=DataInput!$B369,DataInput!K369,NA())","v":"NA"},null,null,"VIC Altona-Brooklyn (Jemena) 66 kV",null,null,null,null,false,null,null,{"$error":"#N/A"},{"$error":"#N/A"},{"$error":"#N/A"},{"$error":"#N/A"},{"$error":"#N/A"},{"$error":"#N/A"},{"$error":"#N/A"},{"$error":"#N/A"},{"$error":"#N/A"},{"$error":"#N/A"}]
[null,{"$f":"IF(DataInput!B370=$B$8,IF($B$9=$B$10,TRUE,IF(DataInput!E370=$B$9,TRUE,FALSE)))","v":true},null,null,{"$f":"IF(B371=TRUE,DataInput!B370,NA())","v":"VIC"},{"$f":"IF($E371=DataInput!$B370,DataInput!C370,NA())","v":"ATSBJ"},{"$f":"IF($E371=DataInput!$B370,DataInput!D370,NA())","v":"Altona-Brooklyn (Jemena) 66 kV"},{"$f":"IF($E371=DataInput!$B370,DataInput!E370,NA())","v":"Jemena"},{"$f":"IF($E371=DataInput!$B370,DataInput!F370,NA())","v":"Winter"},{"$f":"IF($E371=DataInput!$B370,DataInput!G370,NA())","v":"Non-Coincident"},{"$f":"IF($E371=DataInput!$B370,DataInput!H370,NA())","v":2014},{"$f":"IF($E371=DataInput!$B370,DataInput!I370,NA())","v":"Actual"},{"$f":"IF($E371=DataInput!$B370,DataInput!J370,NA())","v":104.874528},{"$f":"IF($E371=DataInput!$B370,DataInput!K370,NA())","v":"NA"},null,null,"VIC Altona-Brooklyn (Jemena) 66 kV",null,null,null,null,false,null,null,{"$error":"#N/A"},{"$f":"IF($V371=TRUE,F371,NA())","v":{"$error":"#N/A"}},{"$f":"IF($V371=TRUE,G371,NA())","v":{"$error":"#N/A"}},{"$f":"IF($V371=TRUE,H371,NA())","v":{"$error":"#N/A"}},{"$f":"IF($V371=TRUE,I371,NA())","v":{"$error":"#N/A"}},{"$f":"IF($V371=TRUE,J371,NA())","v":{"$error":"#N/A"}},{"$f":"IF($V371=TRUE,K371,NA())","v":{"$error":"#N/A"}},{"$f":"IF($V371=TRUE,L371,NA())","v":{"$error":"#N/A"}},{"$f":"IF($V371=TRUE,M371,NA())","v":{"$error":"#N/A"}},{"$f":"IF($V371=TRUE,N371,NA())","v":{"$error":"#N/A"}}]
[null,{"$f":"IF(DataInput!B371=$B$8,IF($B$9=$B$10,TRUE,IF(DataInput!E371=$B$9,TRUE,FALSE)))","v":true},null,null,{"$f":"IF(B372=TRUE,DataInput!B371,NA())","v":"VIC"},{"$f":"IF($E372=DataInput!$B371,DataInput!C371,NA())","v":"ATSBJ"},{"$f":"IF($E372=DataInput!$B371,DataInput!D371,NA())","v":"Altona-Brooklyn (Jemena) 66 kV"},{"$f":"IF($E372=DataInput!$B371,DataInput!E371,NA())","v":"Jemena"},{"$f":"IF($E372=DataInput!$B371,DataInput!F371,NA())","v":"Winter"},{"$f":"IF($E372=DataInput!$B371,DataInput!G371,NA())","v":"Non-Coincident"},{"$f":"IF($E372=DataInput!$B371,DataInput!H371,NA())","v":2015},{"$f":"IF($E372=DataInput!$B371,DataInput!I371,NA())","v":"POE10"},{"$f":"IF($E372=DataInput!$B371,DataInput!J371,NA())","v":109.9916034},{"$f":"IF($E372=DataInput!$B371,DataInput!K371,NA())","v":0.94489126400000001},null,null,"VIC Altona-Brooklyn (Jemena) 66 kV",null,null,null,null,false,null,null,{"$error":"#N/A"},{"$error":"#N/A"},{"$error":"#N/A"},{"$error":"#N/A"},{"$error":"#N/A"},{"$error":"#N/A"},{"$error":"#N/A"},{"$error":"#N/A"},{"$error":"#N/A"},{"$error":"#N/A"}]
[null,{"$f":"IF(DataInput!B372=$B$8,IF($B$9=$B$10,TRUE,IF(DataInput!E372=$B$9,TRUE,FALSE)))","v":true},null,null,{"$f":"IF(B373=TRUE,DataInput!B372,NA())","v":"VIC"},{"$f":"IF($E373=DataInput!$B372,DataInput!C372,NA())","v":"ATSBJ"},{"$f":"IF($E373=DataInput!$B372,DataInput!D372,NA())","v":"Altona-Brooklyn (Jemena) 66 kV"},{"$f":"IF($E373=DataInput!$B372,DataInput!E372,NA())","v":"Jemena"},{"$f":"IF($E373=DataInput!$B372,DataInput!F372,NA())","v":"Winter"},{"$f":"IF($E373=DataInput!$B372,DataInput!G372,NA())","v":"Non-Coincident"},{"$f":"IF($E373=DataInput!$B372,DataInput!H372,NA())","v":2015},{"$f":"IF($E373=DataInput!$B372,DataInput!I372,NA())","v":"POE50"},{"$f":"IF($E373=DataInput!$B372,DataInput!J372,NA())","v":107.6762918},{"$f":"IF($E373=DataInput!$B372,DataInput!K372,NA())","v":0.93232742499999999},null,null,"VIC Altona-Brooklyn (Jemena) 66 kV",null,null,null,null,false,null,null,{"$error":"#N/A"},{"$error":"#N/A"},{"$error":"#N/A"},{"$error":"#N/A"},{"$error":"#N/A"},{"$error":"#N/A"},{"$error":"#N/A"},{"$error":"#N/A"},{"$error":"#N/A"},{"$error":"#N/A"}]
[null,{"$f":"IF(DataInput!B373=$B$8,IF($B$9=$B$10,TRUE,IF(DataInput!E373=$B$9,TRUE,FALSE)))","v":true},null,null,{"$f":"IF(B374=TRUE,DataInput!B373,NA())","v":"VIC"},{"$f":"IF($E374=DataInput!$B373,DataInput!C373,NA())","v":"ATSBJ"},{"$f":"IF($E374=DataInput!$B373,DataInput!D373,NA())","v":"Altona-Brooklyn (Jemena) 66 kV"},{"$f":"IF($E374=DataInput!$B373,DataInput!E373,NA())","v":"Jemena"},{"$f":"IF($E374=DataInput!$B373,DataInput!F373,NA())","v":"Winter"},{"$f":"IF($E374=DataInput!$B373,DataInput!G373,NA())","v":"Coincident"},{"$f":"IF($E374=DataInput!$B373,DataInput!H373,NA())","v":2015},{"$f":"IF($E374=DataInput!$B373,DataInput!I373,NA())","v":"POE10"},{"$f":"IF($E374=DataInput!$B373,DataInput!J373,NA())","v":103.93010510000001},{"$f":"IF($E374=DataInput!$B373,DataInput!K373,NA())","v":0.94489126400000001},null,null,"VIC Altona-Brooklyn (Jemena) 66 kV",null,null,null,null,false,null,null,{"$error":"#N/A"},{"$error":"#N/A"},{"$error":"#N/A"},{"$error":"#N/A"},{"$error":"#N/A"},{"$error":"#N/A"},{"$error":"#N/A"},{"$error":"#N/A"},{"$error":"#N/A"},{"$error":"#N/A"}]
[null,{"$f":"IF(DataInput!B374=$B$8,IF($B$9=$B$10,TRUE,IF(DataInput!E374=$B$9,TRUE,FALSE)))","v":true},null,null,{"$f":"IF(B375=TRUE,DataInput!B374,NA())","v":"VIC"},{"$f":"IF($E375=DataInput!$B374,DataInput!C374,NA())","v":"ATSBJ"},{"$f":"IF($E375=DataInput!$B374,DataInput!D374,NA())","v":"Altona-Brooklyn (Jemena) 66 kV"},{"$f":"IF($E375=DataInput!$B374,DataInput!E374,NA())","v":"Jemena"},{"$f":"IF($E375=DataInput!$B374,DataInput!F374,NA())","v":"Winter"},{"$f":"IF($E375=DataInput!$B374,DataInput!G374,NA())","v":"Coincident"},{"$f":"IF($E375=DataInput!$B374,DataInput!H374,NA())","v":2015},{"$f":"IF($E375=DataInput!$B374,DataInput!I374,NA())","v":"POE50"},{"$f":"IF($E375=DataInput!$B374,DataInput!J374,NA())","v":100.38955989999999},{"$f":"IF($E375=DataInput!$B374,DataInput!K374,NA())","v":0.93232742499999999},null,null,"VIC Altona-Brooklyn (Jemena) 66 kV",null,null,null,null,false,null,null,{"$error":"#N/A"},{"$error":"#N/A"},{"$error":"#N/A"},{"$error":"#N/A"},{"$error":"#N/A"},{"$error":"#N/A"},{"$error":"#N/A"},{"$error":"#N/A"},{"$error":"#N/A"},{"$error":"#N/A"}]
[null,{"$f":"IF(DataInput!B375=$B$8,IF($B$9=$B$10,TRUE,IF(DataInput!E375=$B$9,TRUE,FALSE)))","v":true},null,null,{"$f":"IF(B376=TRUE,DataInput!B375,NA())","v":"VIC"},{"$f":"IF($E376=DataInput!$B375,DataInput!C375,NA())","v":"ATSBJ"},{"$f":"IF($E376=DataInput!$B375,DataInput!D375,NA())","v":"Altona-Brooklyn (Jemena) 66 kV"},{"$f":"IF($E376=DataInput!$B375,DataInput!E375,NA())","v":"Jemena"},{"$f":"IF($E376=DataInput!$B375,DataInput!F375,NA())","v":"Winter"},{"$f":"IF($E376=DataInput!$B375,DataInput!G375,NA())","v":"Non-Coincident"},{"$f":"IF($E376=DataInput!$B375,DataInput!H375,NA())","v":2016},{"$f":"IF($E376=DataInput!$B375,DataInput!I375,NA())","v":"POE10"},{"$f":"IF($E376=DataInput!$B375,DataInput!J375,NA())","v":108.38942110000001},{"$f":"IF($E376=DataInput!$B375,DataInput!K375,NA())","v":0.94484179400000001},null,null,"VIC Altona-Brooklyn (Jemena) 66 kV",null,null,null,null,false,null,null,{"$error":"#N/A"},{"$error":"#N/A"},{"$error":"#N/A"},{"$error":"#N/A"},{"$error":"#N/A"},{"$error":"#N/A"},{"$error":"#N/A"},{"$error":"#N/A"},{"$error":"#N/A"},{"$error":"#N/A"}]
[null,{"$f":"IF(DataInput!B376=$B$8,IF($B$9=$B$10,TRUE,IF(DataInput!E376=$B$9,TRUE,FALSE)))","v":true},null,null,{"$f":"IF(B377=TRUE,DataInput!B376,NA())","v":"VIC"},{"$f":"IF($E377=DataInput!$B376,DataInput!C376,NA())","v":"ATSBJ"},{"$f":"IF($E377=DataInput!$B376,DataInput!D376,NA())","v":"Altona-Brooklyn (Jemena) 66 kV"},{"$f":"IF($E377=DataInput!$B376,DataInput!E376,NA())","v":"Jemena"},{"$f":"IF($E377=DataInput!$B376,DataInput!F376,NA())","v":"Winter"},{"$f":"IF($E377=DataInput!$B376,DataInput!G376,NA())","v":"Non-Coincident"},{"$f":"IF($E377=DataInput!$B376,DataInput!H376,NA())","v":2016},{"$f":"IF($E377=DataInput!$B376,DataInput!I376,NA())","v":"POE50"},{"$f":"IF($E377=DataInput!$B376,DataInput!J376,NA())","v":106.3863691},{"$f":"IF($E377=DataInput!$B376,DataInput!K376,NA())","v":0.932248988},null,null,"VIC Altona-Brooklyn (Jemena) 66 kV",null,null,null,null,false,null,null,{"$error":"#N/A"},{"$error":"#N/A"},{"$error":"#N/A"},{"$error":"#N/A"},{"$error":"#N/A"},{"$error":"#N/A"},{"$error":"#N/A"},{"$error":"#N/A"},{"$error":"#N/A"},{"$error":"#N/A"}]
[null,{"$f":"IF(DataInput!B377=$B$8,IF($B$9=$B$10,TRUE,IF(DataInput!E377=$B$9,TRUE,FALSE)))","v":true},null,null,{"$f":"IF(B378=TRUE,DataInput!B377,NA())","v":"VIC"},{"$f":"IF($E378=DataInput!$B377,DataInput!C377,NA())","v":"ATSBJ"},{"$f":"IF($E378=DataInput!$B377,DataInput!D377,NA())","v":"Altona-Brooklyn (Jemena) 66 kV"},{"$f":"IF($E378=DataInput!$B377,DataInput!E377,NA())","v":"Jemena"},{"$f":"IF($E378=DataInput!$B377,DataInput!F377,NA())","v":"Winter"},{"$f":"IF($E378=DataInput!$B377,DataInput!G377,NA())","v":"Coincident"},{"$f":"IF($E378=DataInput!$B377,DataInput!H377,NA())","v":2016},{"$f":"IF($E378=DataInput!$B377,DataInput!I377,NA())","v":"POE10"},{"$f":"IF($E378=DataInput!$B377,DataInput!J377,NA())","v":102.410855},{"$f":"IF($E378=DataInput!$B377,DataInput!K377,NA())","v":0.94484179400000001},null,null,"VIC Altona-Brooklyn (Jemena) 66 kV",null,null,null,null,false,null,null,{"$error":"#N/A"},{"$error":"#N/A"},{"$error":"#N/A"},{"$error":"#N/A"},{"$error":"#N/A"},{"$error":"#N/A"},{"$error":"#N/A"},{"$error":"#N/A"},{"$error":"#N/A"},{"$error":"#N/A"}]
[null,{"$f":"IF(DataInput!B378=$B$8,IF($B$9=$B$10,TRUE,IF(DataInput!E378=$B$9,TRUE,FALSE)))","v":true},null,null,{"$f":"IF(B379=TRUE,DataInput!B378,NA())","v":"VIC"},{"$f":"IF($E379=DataInput!$B378,DataInput!C378,NA())","v":"ATSBJ"},{"$f":"IF($E379=DataInput!$B378,DataInput!D378,NA())","v":"Altona-Brooklyn (Jemena) 66 kV"},{"$f":"IF($E379=DataInput!$B378,DataInput!E378,NA())","v":"Jemena"},{"$f":"IF($E379=DataInput!$B378,DataInput!F378,NA())","v":"Winter"},{"$f":"IF($E379=DataInput!$B378,DataInput!G378,NA())","v":"Coincident"},{"$f":"IF($E379=DataInput!$B378,DataInput!H378,NA())","v":2016},{"$f":"IF($E379=DataInput!$B378,DataInput!I378,NA())","v":"POE50"},{"$f":"IF($E379=DataInput!$B378,DataInput!J378,NA())","v":99.178584900000004},{"$f":"IF($E379=DataInput!$B378,DataInput!K378,NA())","v":0.932248988},null,null,"VIC Altona-Brooklyn (Jemena) 66 kV",null,null,null,null,false,null,null,{"$error":"#N/A"},{"$error":"#N/A"},{"$error":"#N/A"},{"$error":"#N/A"},{"$error":"#N/A"},{"$error":"#N/A"},{"$error":"#N/A"},{"$error":"#N/A"},{"$error":"#N/A"},{"$error":"#N/A"}]
[null,{"$f":"IF(DataInput!B379=$B$8,IF($B$9=$B$10,TRUE,IF(DataInput!E379=$B$9,TRUE,FALSE)))","v":true},null,null,{"$f":"IF(B380=TRUE,DataInput!B379,NA())","v":"VIC"},{"$f":"IF($E380=DataInput!$B379,DataInput!C379,NA())","v":"ATSBJ"},{"$f":"IF($E380=DataInput!$B379,DataInput!D379,NA())","v":"Altona-Brooklyn (Jemena) 66 kV"},{"$f":"IF($E380=DataInput!$B379,DataInput!E379,NA())","v":"Jemena"},{"$f":"IF($E380=DataInput!$B379,DataInput!F379,NA())","v":"Winter"},{"$f":"IF($E380=DataInput!$B379,DataInput!G379,NA())","v":"Non-Coincident"},{"$f":"IF($E380=DataInput!$B379,DataInput!H379,NA())","v":2017},{"$f":"IF($E380=DataInput!$B379,DataInput!I379,NA())","v":"POE10"},{"$f":"IF($E380=DataInput!$B379,DataInput!J379,NA())","v":107.74417099999999},{"$f":"IF($E380=DataInput!$B379,DataInput!K379,NA())","v":0.94465349799999998},null,null,"VIC Altona-Brooklyn (Jemena) 66 kV",null,null,null,null,false,null,null,{"$error":"#N/A"},{"$error":"#N/A"},{"$error":"#N/A"},{"$error":"#N/A"},{"$error":"#N/A"},{"$error":"#N/A"},{"$error":"#N/A"},{"$error":"#N/A"},{"$error":"#N/A"},{"$error":"#N/A"}]
[null,{"$f":"IF(DataInput!B380=$B$8,IF($B$9=$B$10,TRUE,IF(DataInput!E380=$B$9,TRUE,FALSE)))","v":true},null,null,{"$f":"IF(B381=TRUE,DataInput!B380,NA())","v":"VIC"},{"$f":"IF($E381=DataInput!$B380,DataInput!C380,NA())","v":"ATSBJ"},{"$f":"IF($E381=DataInput!$B380,DataInput!D380,NA())","v":"Altona-Brooklyn (Jemena) 66 kV"},{"$f":"IF($E381=DataInput!$B380,DataInput!E380,NA())","v":"Jemena"},{"$f":"IF($E381=DataInput!$B380,DataInput!F380,NA())","v":"Winter"},{"$f":"IF($E381=DataInput!$B380,DataInput!G380,NA())","v":"Non-Coincident"},{"$f":"IF($E381=DataInput!$B380,DataInput!H380,NA())","v":2017},{"$f":"IF($E381=DataInput!$B380,DataInput!I380,NA())","v":"POE50"},{"$f":"IF($E381=DataInput!$B380,DataInput!J380,NA())","v":105.9096471},{"$f":"IF($E381=DataInput!$B380,DataInput!K380,NA())","v":0.93203642200000003},null,null,"VIC Altona-Brooklyn (Jemena) 66 kV",null,null,null,null,false,null,null,{"$error":"#N/A"},{"$error":"#N/A"},{"$error":"#N/A"},{"$error":"#N/A"},{"$error":"#N/A"},{"$error":"#N/A"},{"$error":"#N/A"},{"$error":"#N/A"},{"$error":"#N/A"},{"$error":"#N/A"}]
[null,{"$f":"IF(DataInput!B381=$B$8,IF($B$9=$B$10,TRUE,IF(DataInput!E381=$B$9,TRUE,FALSE)))","v":true},null,null,{"$f":"IF(B382=TRUE,DataInput!B381,NA())","v":"VIC"},{"$f":"IF($E382=DataInput!$B381,DataInput!C381,NA())","v":"ATSBJ"},{"$f":"IF($E382=DataInput!$B381,DataInput!D381,NA())","v":"Altona-Brooklyn (Jemena) 66 kV"},{"$f":"IF($E382=DataInput!$B381,DataInput!E381,NA())","v":"Jemena"},{"$f":"IF($E382=DataInput!$B381,DataInput!F381,NA())","v":"Winter"},{"$f":"IF($E382=DataInput!$B381,DataInput!G381,NA())","v":"Coincident"},{"$f":"IF($E382=DataInput!$B381,DataInput!H381,NA())","v":2017},{"$f":"IF($E382=DataInput!$B381,DataInput!I381,NA())","v":"POE10"},{"$f":"IF($E382=DataInput!$B381,DataInput!J381,NA())","v":101.780908},{"$f":"IF($E382=DataInput!$B381,DataInput!K381,NA())","v":0.94465349799999998},null,null,"VIC Altona-Brooklyn (Jemena) 66 kV",null,null,null,null,false,null,null,{"$error":"#N/A"},{"$error":"#N/A"},{"$error":"#N/A"},{"$error":"#N/A"},{"$error":"#N/A"},{"$error":"#N/A"},{"$error":"#N/A"},{"$error":"#N/A"},{"$error":"#N/A"},{"$error":"#N/A"}]
[null,{"$f":"IF(DataInput!B382=$B$8,IF($B$9=$B$10,TRUE,IF(DataInput!E382=$B$9,TRUE,FALSE)))","v":true},null,null,{"$f":"IF(B383=TRUE,DataInput!B382,NA())","v":"VIC"},{"$f":"IF($E383=DataInput!$B382,DataInput!C382,NA())","v":"ATSBJ"},{"$f":"IF($E383=DataInput!$B382,DataInput!D382,NA())","v":"Altona-Brooklyn (Jemena) 66 kV"},{"$f":"IF($E383=DataInput!$B382,DataInput!E382,NA())","v":"Jemena"},{"$f":"IF($E383=DataInput!$B382,DataInput!F382,NA())","v":"Winter"},{"$f":"IF($E383=DataInput!$B382,DataInput!G382,NA())","v":"Coincident"},{"$f":"IF($E383=DataInput!$B382,DataInput!H382,NA())","v":2017},{"$f":"IF($E383=DataInput!$B382,DataInput!I382,NA())","v":"POE50"},{"$f":"IF($E383=DataInput!$B382,DataInput!J382,NA())","v":98.711648569999994},{"$f":"IF($E383=DataInput!$B382,DataInput!K382,NA())","v":0.93203642200000003},null,null,"VIC Altona-Brooklyn (Jemena) 66 kV",null,null,null,null,false,null,null,{"$error":"#N/A"},{"$error":"#N/A"},{"$error":"#N/A"},{"$error":"#N/A"},{"$error":"#N/A"},{"$error":"#N/A"},{"$error":"#N/A"},{"$error":"#N/A"},{"$error":"#N/A"},{"$error":"#N/A"}]
[null,{"$f":"IF(DataInput!B383=$B$8,IF($B$9=$B$10,TRUE,IF(DataInput!E383=$B$9,TRUE,FALSE)))","v":true},null,null,{"$f":"IF(B384=TRUE,DataInput!B383,NA())","v":"VIC"},{"$f":"IF($E384=DataInput!$B383,DataInput!C383,NA())","v":"ATSBJ"},{"$f":"IF($E384=DataInput!$B383,DataInput!D383,NA())","v":"Altona-Brooklyn (Jemena) 66 kV"},{"$f":"IF($E384=DataInput!$B383,DataInput!E383,NA())","v":"Jemena"},{"$f":"IF($E384=DataInput!$B383,DataInput!F383,NA())","v":"Winter"},{"$f":"IF($E384=DataInput!$B383,DataInput!G383,NA())","v":"Non-Coincident"},{"$f":"IF($E384=DataInput!$B383,DataInput!H383,NA())","v":2018},{"$f":"IF($E384=DataInput!$B383,DataInput!I383,NA())","v":"POE10"},{"$f":"IF($E384=DataInput!$B383,DataInput!J383,NA())","v":106.1470003},{"$f":"IF($E384=DataInput!$B383,DataInput!K383,NA())","v":0.94430534399999999},null,null,"VIC Altona-Brooklyn (Jemena) 66 kV",null,null,null,null,false,null,null,{"$error":"#N/A"},{"$error":"#N/A"},{"$error":"#N/A"},{"$error":"#N/A"},{"$error":"#N/A"},{"$error":"#N/A"},{"$error":"#N/A"},{"$error":"#N/A"},{"$error":"#N/A"},{"$error":"#N/A"}]
[null,{"$f":"IF(DataInput!B384=$B$8,IF($B$9=$B$10,TRUE,IF(DataInput!E384=$B$9,TRUE,FALSE)))","v":true},null,null,{"$f":"IF(B385=TRUE,DataInput!B384,NA())","v":"VIC"},{"$f":"IF($E385=DataInput!$B384,DataInput!C384,NA())","v":"ATSBJ"},{"$f":"IF($E385=DataInput!$B384,DataInput!D384,NA())","v":"Altona-Brooklyn (Jemena) 66 kV"},{"$f":"IF($E385=DataInput!$B384,DataInput!E384,NA())","v":"Jemena"},{"$f":"IF($E385=DataInput!$B384,DataInput!F384,NA())","v":"Winter"},{"$f":"IF($E385=DataInput!$B384,DataInput!G384,NA())","v":"Non-Coincident"},{"$f":"IF($E385=DataInput!$B384,DataInput!H384,NA())","v":2018},{"$f":"IF($E385=DataInput!$B384,DataInput!I384,NA())","v":"POE50"},{"$f":"IF($E385=DataInput!$B384,DataInput!J384,NA())","v":104.1779672},{"$f":"IF($E385=DataInput!$B384,DataInput!K384,NA())","v":0.93169535599999997},null,null,"VIC Altona-Brooklyn (Jemena) 66 kV",null,null,null,null,false,null,null,{"$error":"#N/A"},{"$error":"#N/A"},{"$error":"#N/A"},{"$error":"#N/A"},{"$error":"#N/A"},{"$error":"#N/A"},{"$error":"#N/A"},{"$error":"#N/A"},{"$error":"#N/A"},{"$error":"#N/A"}]
[null,{"$f":"IF(DataInput!B385=$B$8,IF($B$9=$B$10,TRUE,IF(DataInput!E385=$B$9,TRUE,FALSE)))","v":true},null,null,{"$f":"IF(B386=TRUE,DataInput!B385,NA())","v":"VIC"},{"$f":"IF($E386=DataInput!$B385,DataInput!C385,NA())","v":"ATSBJ"},{"$f":"IF($E386=DataInput!$B385,DataInput!D385,NA())","v":"Altona-Brooklyn (Jemena) 66 kV"},{"$f":"IF($E386=DataInput!$B385,DataInput!E385,NA())","v":"Jemena"},{"$f":"IF($E386=DataInput!$B385,DataInput!F385,NA())","v":"Winter"},{"$f":"IF($E386=DataInput!$B385,DataInput!G385,NA())","v":"Coincident"},{"$f":"IF($E386=DataInput!$B385,DataInput!H385,NA())","v":2018},{"$f":"IF($E386=DataInput!$B385,DataInput!I385,NA())","v":"POE10"},{"$f":"IF($E386=DataInput!$B385,DataInput!J385,NA())","v":100.2351796},{"$f":"IF($E386=DataInput!$B385,DataInput!K385,NA())","v":0.94430534399999999},null,null,"VIC Altona-Brooklyn (Jemena) 66 kV",null,null,null,null,false,null,null,{"$error":"#N/A"},{"$error":"#N/A"},{"$error":"#N/A"},{"$error":"#N/A"},{"$error":"#N/A"},{"$error":"#N/A"},{"$error":"#N/A"},{"$error":"#N/A"},{"$error":"#N/A"},{"$error":"#N/A"}]
[null,{"$f":"IF(DataInput!B386=$B$8,IF($B$9=$B$10,TRUE,IF(DataInput!E386=$B$9,TRUE,FALSE)))","v":true},null,null,{"$f":"IF(B387=TRUE,DataInput!B386,NA())","v":"VIC"},{"$f":"IF($E387=DataInput!$B386,DataInput!C386,NA())","v":"ATSBJ"},{"$f":"IF($E387=DataInput!$B386,DataInput!D386,NA())","v":"Altona-Brooklyn (Jemena) 66 kV"},{"$f":"IF($E387=DataInput!$B386,DataInput!E386,NA())","v":"Jemena"},{"$f":"IF($E387=DataInput!$B386,DataInput!F386,NA())","v":"Winter"},{"$f":"IF($E387=DataInput!$B386,DataInput!G386,NA())","v":"Coincident"},{"$f":"IF($E387=DataInput!$B386,DataInput!H386,NA())","v":2018},{"$f":"IF($E387=DataInput!$B386,DataInput!I386,NA())","v":"POE50"},{"$f":"IF($E387=DataInput!$B386,DataInput!J386,NA())","v":97.062128250000001},{"$f":"IF($E387=DataInput!$B386,DataInput!K386,NA())","v":0.93169535599999997},null,null,"VIC Altona-Brooklyn (Jemena) 66 kV",null,null,null,null,false,null,null,{"$error":"#N/A"},{"$error":"#N/A"},{"$error":"#N/A"},{"$error":"#N/A"},{"$error":"#N/A"},{"$error":"#N/A"},{"$error":"#N/A"},{"$error":"#N/A"},{"$error":"#N/A"},{"$error":"#N/A"}]
[null,{"$f":"IF(DataInput!B387=$B$8,IF($B$9=$B$10,TRUE,IF(DataInput!E387=$B$9,TRUE,FALSE)))","v":true},null,null,{"$f":"IF(B388=TRUE,DataInput!B387,NA())","v":"VIC"},{"$f":"IF($E388=DataInput!$B387,DataInput!C387,NA())","v":"ATSBJ"},{"$f":"IF($E388=DataInput!$B387,DataInput!D387,NA())","v":"Altona-Brooklyn (Jemena) 66 kV"},{"$f":"IF($E388=DataInput!$B387,DataInput!E387,NA())","v":"Jemena"},{"$f":"IF($E388=DataInput!$B387,DataInput!F387,NA())","v":"Winter"},{"$f":"IF($E388=DataInput!$B387,DataInput!G387,NA())","v":"Non-Coincident"},{"$f":"IF($E388=DataInput!$B387,DataInput!H387,NA())","v":2019},{"$f":"IF($E388=DataInput!$B387,DataInput!I387,NA())","v":"POE10"},{"$f":"IF($E388=DataInput!$B387,DataInput!J387,NA())","v":105.49633350000001},{"$f":"IF($E388=DataInput!$B387,DataInput!K387,NA())","v":0.94392522700000003},null,null,"VIC Altona-Brooklyn (Jemena) 66 kV",null,null,null,null,false,null,null,{"$error":"#N/A"},{"$error":"#N/A"},{"$error":"#N/A"},{"$error":"#N/A"},{"$error":"#N/A"},{"$error":"#N/A"},{"$error":"#N/A"},{"$error":"#N/A"},{"$error":"#N/A"},{"$error":"#N/A"}]
[null,{"$f":"IF(DataInput!B388=$B$8,IF($B$9=$B$10,TRUE,IF(DataInput!E388=$B$9,TRUE,FALSE)))","v":true},null,null,{"$f":"IF(B389=TRUE,DataInput!B388,NA())","v":"VIC"},{"$f":"IF($E389=DataInput!$B388,DataInput!C388,NA())","v":"ATSBJ"},{"$f":"IF($E389=DataInput!$B388,DataInput!D388,NA())","v":"Altona-Brooklyn (Jemena) 66 kV"},{"$f":"IF($E389=DataInput!$B388,DataInput!E388,NA())","v":"Jemena"},{"$f":"IF($E389=DataInput!$B388,DataInput!F388,NA())","v":"Winter"},{"$f":"IF($E389=DataInput!$B388,DataInput!G388,NA())","v":"Non-Coincident"},{"$f":"IF($E389=DataInput!$B388,DataInput!H388,NA())","v":2019},{"$f":"IF($E389=DataInput!$B388,DataInput!I388,NA())","v":"POE50"},{"$f":"IF($E389=DataInput!$B388,DataInput!J388,NA())","v":103.2771528},{"$f":"IF($E389=DataInput!$B388,DataInput!K388,NA())","v":0.93138356600000005},null,null,"VIC Altona-Brooklyn (Jemena) 66 kV",null,null,null,null,false,null,null,{"$error":"#N/A"},{"$error":"#N/A"},{"$error":"#N/A"},{"$error":"#N/A"},{"$error":"#N/A"},{"$error":"#N/A"},{"$error":"#N/A"},{"$error":"#N/A"},{"$error":"#N/A"},{"$error":"#N/A"}]
[null,{"$f":"IF(DataInput!B389=$B$8,IF($B$9=$B$10,TRUE,IF(DataInput!E389=$B$9,TRUE,FALSE)))","v":true},null,null,{"$f":"IF(B390=TRUE,DataInput!B389,NA())","v":"VIC"},{"$f":"IF($E390=DataInput!$B389,DataInput!C389,NA())","v":"ATSBJ"},{"$f":"IF($E390=DataInput!$B389,DataInput!D389,NA())","v":"Altona-Brooklyn (Jemena) 66 kV"},{"$f":"IF($E390=DataInput!$B389,DataInput!E389,NA())","v":"Jemena"},{"$f":"IF($E390=DataInput!$B389,DataInput!F389,NA())","v":"Winter"},{"$f":"IF($E390=DataInput!$B389,DataInput!G389,NA())","v":"Coincident"},{"$f":"IF($E390=DataInput!$B389,DataInput!H389,NA())","v":2019},{"$f":"IF($E390=DataInput!$B389,DataInput!I389,NA())","v":"POE10"},{"$f":"IF($E390=DataInput!$B389,DataInput!J389,NA())","v":99.580650629999994},{"$f":"IF($E390=DataInput!$B389,DataInput!K389,NA())","v":0.94392522700000003},null,null,"VIC Altona-Brooklyn (Jemena) 66 kV",null,null,null,null,false,null,null,{"$error":"#N/A"},{"$error":"#N/A"},{"$error":"#N/A"},{"$error":"#N/A"},{"$error":"#N/A"},{"$error":"#N/A"},{"$error":"#N/A"},{"$error":"#N/A"},{"$error":"#N/A"},{"$error":"#N/A"}]
[null,{"$f":"IF(DataInput!B390=$B$8,IF($B$9=$B$10,TRUE,IF(DataInput!E390=$B$9,TRUE,FALSE)))","v":true},null,null,{"$f":"IF(B391=TRUE,DataInput!B390,NA())","v":"VIC"},{"$f":"IF($E391=DataInput!$B390,DataInput!C390,NA())","v":"ATSBJ"},{"$f":"IF($E391=DataInput!$B390,DataInput!D390,NA())","v":"Altona-Brooklyn (Jemena) 66 kV"},{"$f":"IF($E391=DataInput!$B390,DataInput!E390,NA())","v":"Jemena"},{"$f":"IF($E391=DataInput!$B390,DataInput!F390,NA())","v":"Winter"},{"$f":"IF($E391=DataInput!$B390,DataInput!G390,NA())","v":"Coincident"},{"$f":"IF($E391=DataInput!$B390,DataInput!H390,NA())","v":2019},{"$f":"IF($E391=DataInput!$B390,DataInput!I390,NA())","v":"POE50"},{"$f":"IF($E391=DataInput!$B390,DataInput!J390,NA())","v":96.190642920000002},{"$f":"IF($E391=DataInput!$B390,DataInput!K390,NA())","v":0.93138356600000005},null,null,"VIC Altona-Brooklyn (Jemena) 66 kV",null,null,null,null,false,null,null,{"$error":"#N/A"},{"$error":"#N/A"},{"$error":"#N/A"},{"$error":"#N/A"},{"$error":"#N/A"},{"$error":"#N/A"},{"$error":"#N/A"},{"$error":"#N/A"},{"$error":"#N/A"},{"$error":"#N/A"}]
[null,{"$f":"IF(DataInput!B391=$B$8,IF($B$9=$B$10,TRUE,IF(DataInput!E391=$B$9,TRUE,FALSE)))","v":true},null,null,{"$f":"IF(B392=TRUE,DataInput!B391,NA())","v":"VIC"},{"$f":"IF($E392=DataInput!$B391,DataInput!C391,NA())","v":"ATSBJ"},{"$f":"IF($E392=DataInput!$B391,DataInput!D391,NA())","v":"Altona-Brooklyn (Jemena) 66 kV"},{"$f":"IF($E392=DataInput!$B391,DataInput!E391,NA())","v":"Jemena"},{"$f":"IF($E392=DataInput!$B391,DataInput!F391,NA())","v":"Winter"},{"$f":"IF($E392=DataInput!$B391,DataInput!G391,NA())","v":"Non-Coincident"},{"$f":"IF($E392=DataInput!$B391,DataInput!H391,NA())","v":2020},{"$f":"IF($E392=DataInput!$B391,DataInput!I391,NA())","v":"POE10"},{"$f":"IF($E392=DataInput!$B391,DataInput!J391,NA())","v":104.3938879},{"$f":"IF($E392=DataInput!$B391,DataInput!K391,NA())","v":0.94360242800000005},null,null,"VIC Altona-Brooklyn (Jemena) 66 kV",null,null,null,null,false,null,null,{"$error":"#N/A"},{"$error":"#N/A"},{"$error":"#N/A"},{"$error":"#N/A"},{"$error":"#N/A"},{"$error":"#N/A"},{"$error":"#N/A"},{"$error":"#N/A"},{"$error":"#N/A"},{"$error":"#N/A"}]
[null,{"$f":"IF(DataInput!B392=$B$8,IF($B$9=$B$10,TRUE,IF(DataInput!E392=$B$9,TRUE,FALSE)))","v":true},null,null,{"$f":"IF(B393=TRUE,DataInput!B392,NA())","v":"VIC"},{"$f":"IF($E393=DataInput!$B392,DataInput!C392,NA())","v":"ATSBJ"},{"$f":"IF($E393=DataInput!$B392,DataInput!D392,NA())","v":"Altona-Brooklyn (Jemena) 66 kV"},{"$f":"IF($E393=DataInput!$B392,DataInput!E392,NA())","v":"Jemena"},{"$f":"IF($E393=DataInput!$B392,DataInput!F392,NA())","v":"Winter"},{"$f":"IF($E393=DataInput!$B392,DataInput!G392,NA())","v":"Non-Coincident"},{"$f":"IF($E393=DataInput!$B392,DataInput!H392,NA())","v":2020},{"$f":"IF($E393=DataInput!$B392,DataInput!I392,NA())","v":"POE50"},{"$f":"IF($E393=DataInput!$B392,DataInput!J392,NA())","v":102.2933615},{"$f":"IF($E393=DataInput!$B392,DataInput!K392,NA())","v":0.93103452799999997},null,null,"VIC Altona-Brooklyn (Jemena) 66 kV",null,null,null,null,false,null,null,{"$error":"#N/A"},{"$error":"#N/A"},{"$error":"#N/A"},{"$error":"#N/A"},{"$error":"#N/A"},{"$error":"#N/A"},{"$error":"#N/A"},{"$error":"#N/A"},{"$error":"#N/A"},{"$error":"#N/A"}]
[null,{"$f":"IF(DataInput!B393=$B$8,IF($B$9=$B$10,TRUE,IF(DataInput!E393=$B$9,TRUE,FALSE)))","v":true},null,null,{"$f":"IF(B394=TRUE,DataInput!B393,NA())","v":"VIC"},{"$f":"IF($E394=DataInput!$B393,DataInput!C393,NA())","v":"ATSBJ"},{"$f":"IF($E394=DataInput!$B393,DataInput!D393,NA())","v":"Altona-Brooklyn (Jemena) 66 kV"},{"$f":"IF($E394=DataInput!$B393,DataInput!E393,NA())","v":"Jemena"},{"$f":"IF($E394=DataInput!$B393,DataInput!F393,NA())","v":"Winter"},{"$f":"IF($E394=DataInput!$B393,DataInput!G393,NA())","v":"Coincident"},{"$f":"IF($E394=DataInput!$B393,DataInput!H393,NA())","v":2020},{"$f":"IF($E394=DataInput!$B393,DataInput!I393,NA())","v":"POE10"},{"$f":"IF($E394=DataInput!$B393,DataInput!J393,NA())","v":98.506326110000003},{"$f":"IF($E394=DataInput!$B393,DataInput!K393,NA())","v":0.94360242800000005},null,null,"VIC Altona-Brooklyn (Jemena) 66 kV",null,null,null,null,false,null,null,{"$error":"#N/A"},{"$error":"#N/A"},{"$error":"#N/A"},{"$error":"#N/A"},{"$error":"#N/A"},{"$error":"#N/A"},{"$error":"#N/A"},{"$error":"#N/A"},{"$error":"#N/A"},{"$error":"#N/A"}]
[null,{"$f":"IF(DataInput!B394=$B$8,IF($B$9=$B$10,TRUE,IF(DataInput!E394=$B$9,TRUE,FALSE)))","v":true},null,null,{"$f":"IF(B395=TRUE,DataInput!B394,NA())","v":"VIC"},{"$f":"IF($E395=DataInput!$B394,DataInput!C394,NA())","v":"ATSBJ"},{"$f":"IF($E395=DataInput!$B394,DataInput!D394,NA())","v":"Altona-Brooklyn (Jemena) 66 kV"},{"$f":"IF($E395=DataInput!$B394,DataInput!E394,NA())","v":"Jemena"},{"$f":"IF($E395=DataInput!$B394,DataInput!F394,NA())","v":"Winter"},{"$f":"IF($E395=DataInput!$B394,DataInput!G394,NA())","v":"Coincident"},{"$f":"IF($E395=DataInput!$B394,DataInput!H394,NA())","v":2020},{"$f":"IF($E395=DataInput!$B394,DataInput!I394,NA())","v":"POE50"},{"$f":"IF($E395=DataInput!$B394,DataInput!J394,NA())","v":95.238651590000003},{"$f":"IF($E395=DataInput!$B394,DataInput!K394,NA())","v":0.93103452799999997},null,null,"VIC Altona-Brooklyn (Jemena) 66 kV",null,null,null,null,false,null,null,{"$error":"#N/A"},{"$error":"#N/A"},{"$error":"#N/A"},{"$error":"#N/A"},{"$error":"#N/A"},{"$error":"#N/A"},{"$error":"#N/A"},{"$error":"#N/A"},{"$error":"#N/A"},{"$error":"#N/A"}]
[null,{"$f":"IF(DataInput!B395=$B$8,IF($B$9=$B$10,TRUE,IF(DataInput!E395=$B$9,TRUE,FALSE)))","v":true},null,null,{"$f":"IF(B396=TRUE,DataInput!B395,NA())","v":"VIC"},{"$f":"IF($E396=DataInput!$B395,DataInput!C395,NA())","v":"ATSBJ"},{"$f":"IF($E396=DataInput!$B395,DataInput!D395,NA())","v":"Altona-Brooklyn (Jemena) 66 kV"},{"$f":"IF($E396=DataInput!$B395,DataInput!E395,NA())","v":"Jemena"},{"$f":"IF($E396=DataInput!$B395,DataInput!F395,NA())","v":"Winter"},{"$f":"IF($E396=DataInput!$B395,DataInput!G395,NA())","v":"Non-Coincident"},{"$f":"IF($E396=DataInput!$B395,DataInput!H395,NA())","v":2021},{"$f":"IF($E396=DataInput!$B395,DataInput!I395,NA())","v":"POE10"},{"$f":"IF($E396=DataInput!$B395,DataInput!J395,NA())","v":103.0325821},{"$f":"IF($E396=DataInput!$B395,DataInput!K395,NA())","v":0.9433549},null,null,{"$f":"IF(OR(ISERROR(E396),ISERROR(G396)),\"  \",E396&\" \"&G396)","v":"VIC Altona-Brooklyn (Jemena) 66 kV"},null,null,null,null,{"$f":"IF(ISERROR(G396),FALSE,IF($V$9=G396,TRUE,FALSE))","v":false},null,null,{"$f":"IF($V396=TRUE,E396,NA())","v":{"$error":"#N/A"}},{"$error":"#N/A"},{"$error":"#N/A"},{"$error":"#N/A"},{"$error":"#N/A"},{"$error":"#N/A"},{"$error":"#N/A"},{"$error":"#N/A"},{"$error":"#N/A"},{"$error":"#N/A"}]
[null,{"$f":"IF(DataInput!B396=$B$8,IF($B$9=$B$10,TRUE,IF(DataInput!E396=$B$9,TRUE,FALSE)))","v":true},null,null,{"$f":"IF(B397=TRUE,DataInput!B396,NA())","v":"VIC"},{"$f":"IF($E397=DataInput!$B396,DataInput!C396,NA())","v":"ATSBJ"},{"$f":"IF($E397=DataInput!$B396,DataInput!D396,NA())","v":"Altona-Brooklyn (Jemena) 66 kV"},{"$f":"IF($E397=DataInput!$B396,DataInput!E396,NA())","v":"Jemena"},{"$f":"IF($E397=DataInput!$B396,DataInput!F396,NA())","v":"Winter"},{"$f":"IF($E397=DataInput!$B396,DataInput!G396,NA())","v":"Non-Coincident"},{"$f":"IF($E397=DataInput!$B396,DataInput!H396,NA())","v":2021},{"$f":"IF($E397=DataInput!$B396,DataInput!I396,NA())","v":"POE50"},{"$f":"IF($E397=DataInput!$B396,DataInput!J396,NA())","v":101.115804},{"$f":"IF($E397=DataInput!$B396,DataInput!K396,NA())","v":0.93075693800000003},null,null,"VIC Altona-Brooklyn (Jemena) 66 kV",null,null,null,null,false,null,null,{"$error":"#N/A"},{"$error":"#N/A"},{"$error":"#N/A"},{"$error":"#N/A"},{"$error":"#N/A"},{"$error":"#N/A"},{"$error":"#N/A"},{"$error":"#N/A"},{"$error":"#N/A"},{"$error":"#N/A"}]
[null,{"$f":"IF(DataInput!B397=$B$8,IF($B$9=$B$10,TRUE,IF(DataInput!E397=$B$9,TRUE,FALSE)))","v":true},null,null,{"$f":"IF(B398=TRUE,DataInput!B397,NA())","v":"VIC"},{"$f":"IF($E398=DataInput!$B397,DataInput!C397,NA())","v":"ATSBJ"},{"$f":"IF($E398=DataInput!$B397,DataInput!D397,NA())","v":"Altona-Brooklyn (Jemena) 66 kV"},{"$f":"IF($E398=DataInput!$B397,DataInput!E397,NA())","v":"Jemena"},{"$f":"IF($E398=DataInput!$B397,DataInput!F397,NA())","v":"Winter"},{"$f":"IF($E398=DataInput!$B397,DataInput!G397,NA())","v":"Coincident"},{"$f":"IF($E398=DataInput!$B397,DataInput!H397,NA())","v":2021},{"$f":"IF($E398=DataInput!$B397,DataInput!I397,NA())","v":"POE10"},{"$f":"IF($E398=DataInput!$B397,DataInput!J397,NA())","v":97.196291180000003},{"$f":"IF($E398=DataInput!$B397,DataInput!K397,NA())","v":0.9433549},null,null,"VIC Altona-Brooklyn (Jemena) 66 kV",null,null,null,null,false,null,null,{"$error":"#N/A"},{"$error":"#N/A"},{"$error":"#N/A"},{"$error":"#N/A"},{"$error":"#N/A"},{"$error":"#N/A"},{"$error":"#N/A"},{"$error":"#N/A"},{"$error":"#N/A"},{"$error":"#N/A"}]
[null,{"$f":"IF(DataInput!B398=$B$8,IF($B$9=$B$10,TRUE,IF(DataInput!E398=$B$9,TRUE,FALSE)))","v":true},null,null,{"$f":"IF(B399=TRUE,DataInput!B398,NA())","v":"VIC"},{"$f":"IF($E399=DataInput!$B398,DataInput!C398,NA())","v":"ATSBJ"},{"$f":"IF($E399=DataInput!$B398,DataInput!D398,NA())","v":"Altona-Brooklyn (Jemena) 66 kV"},{"$f":"IF($E399=DataInput!$B398,DataInput!E398,NA())","v":"Jemena"},{"$f":"IF($E399=DataInput!$B398,DataInput!F398,NA())","v":"Winter"},{"$f":"IF($E399=DataInput!$B398,DataInput!G398,NA())","v":"Coincident"},{"$f":"IF($E399=DataInput!$B398,DataInput!H398,NA())","v":2021},{"$f":"IF($E399=DataInput!$B398,DataInput!I398,NA())","v":"POE50"},{"$f":"IF($E399=DataInput!$B398,DataInput!J398,NA())","v":94.114236160000004},{"$f":"IF($E399=DataInput!$B398,DataInput!K398,NA())","v":0.93075693800000003},null,null,"VIC Altona-Brooklyn (Jemena) 66 kV",null,null,null,null,false,null,null,{"$error":"#N/A"},{"$error":"#N/A"},{"$error":"#N/A"},{"$error":"#N/A"},{"$error":"#N/A"},{"$error":"#N/A"},{"$error":"#N/A"},{"$error":"#N/A"},{"$error":"#N/A"},{"$error":"#N/A"}]
[null,{"$f":"IF(DataInput!B399=$B$8,IF($B$9=$B$10,TRUE,IF(DataInput!E399=$B$9,TRUE,FALSE)))","v":true},null,null,{"$f":"IF(B400=TRUE,DataInput!B399,NA())","v":"VIC"},{"$f":"IF($E400=DataInput!$B399,DataInput!C399,NA())","v":"ATSBJ"},{"$f":"IF($E400=DataInput!$B399,DataInput!D399,NA())","v":"Altona-Brooklyn (Jemena) 66 kV"},{"$f":"IF($E400=DataInput!$B399,DataInput!E399,NA())","v":"Jemena"},{"$f":"IF($E400=DataInput!$B399,DataInput!F399,NA())","v":"Winter"},{"$f":"IF($E400=DataInput!$B399,DataInput!G399,NA())","v":"Non-Coincident"},{"$f":"IF($E400=DataInput!$B399,DataInput!H399,NA())","v":2022},{"$f":"IF($E400=DataInput!$B399,DataInput!I399,NA())","v":"POE10"},{"$f":"IF($E400=DataInput!$B399,DataInput!J399,NA())","v":101.8659241},{"$f":"IF($E400=DataInput!$B399,DataInput!K399,NA())","v":0.94297770299999994},null,null,"VIC Altona-Brooklyn (Jemena) 66 kV",null,null,null,null,false,null,null,{"$error":"#N/A"},{"$error":"#N/A"},{"$error":"#N/A"},{"$error":"#N/A"},{"$error":"#N/A"},{"$error":"#N/A"},{"$error":"#N/A"},{"$error":"#N/A"},{"$error":"#N/A"},{"$error":"#N/A"}]
[null,{"$f":"IF(DataInput!B400=$B$8,IF($B$9=$B$10,TRUE,IF(DataInput!E400=$B$9,TRUE,FALSE)))","v":true},null,null,{"$f":"IF(B401=TRUE,DataInput!B400,NA())","v":"VIC"},{"$f":"IF($E401=DataInput!$B400,DataInput!C400,NA())","v":"ATSBJ"},{"$f":"IF($E401=DataInput!$B400,DataInput!D400,NA())","v":"Altona-Brooklyn (Jemena) 66 kV"},{"$f":"IF($E401=DataInput!$B400,DataInput!E400,NA())","v":"Jemena"},{"$f":"IF($E401=DataInput!$B400,DataInput!F400,NA())","v":"Winter"},{"$f":"IF($E401=DataInput!$B400,DataInput!G400,NA())","v":"Non-Coincident"},{"$f":"IF($E401=DataInput!$B400,DataInput!H400,NA())","v":2022},{"$f":"IF($E401=DataInput!$B400,DataInput!I400,NA())","v":"POE50"},{"$f":"IF($E401=DataInput!$B400,DataInput!J400,NA())","v":99.730553950000001},{"$f":"IF($E401=DataInput!$B400,DataInput!K400,NA())","v":0.93044483499999997},null,null,"VIC Altona-Brooklyn (Jemena) 66 kV",null,null,null,null,false,null,null,{"$error":"#N/A"},{"$error":"#N/A"},{"$error":"#N/A"},{"$error":"#N/A"},{"$error":"#N/A"},{"$error":"#N/A"},{"$error":"#N/A"},{"$error":"#N/A"},{"$error":"#N/A"},{"$error":"#N/A"}]
[null,{"$f":"IF(DataInput!B401=$B$8,IF($B$9=$B$10,TRUE,IF(DataInput!E401=$B$9,TRUE,FALSE)))","v":true},null,null,{"$f":"IF(B402=TRUE,DataInput!B401,NA())","v":"VIC"},{"$f":"IF($E402=DataInput!$B401,DataInput!C401,NA())","v":"ATSBJ"},{"$f":"IF($E402=DataInput!$B401,DataInput!D401,NA())","v":"Altona-Brooklyn (Jemena) 66 kV"},{"$f":"IF($E402=DataInput!$B401,DataInput!E401,NA())","v":"Jemena"},{"$f":"IF($E402=DataInput!$B401,DataInput!F401,NA())","v":"Winter"},{"$f":"IF($E402=DataInput!$B401,DataInput!G401,NA())","v":"Coincident"},{"$f":"IF($E402=DataInput!$B401,DataInput!H401,NA())","v":2022},{"$f":"IF($E402=DataInput!$B401,DataInput!I401,NA())","v":"POE10"},{"$f":"IF($E402=DataInput!$B401,DataInput!J401,NA())","v":96.057295109999998},{"$f":"IF($E402=DataInput!$B401,DataInput!K401,NA())","v":0.94297770299999994},null,null,"VIC Altona-Brooklyn (Jemena) 66 kV",null,null,null,null,false,null,null,{"$error":"#N/A"},{"$error":"#N/A"},{"$error":"#N/A"},{"$error":"#N/A"},{"$error":"#N/A"},{"$error":"#N/A"},{"$error":"#N/A"},{"$error":"#N/A"},{"$error":"#N/A"},{"$error":"#N/A"}]
[null,{"$f":"IF(DataInput!B402=$B$8,IF($B$9=$B$10,TRUE,IF(DataInput!E402=$B$9,TRUE,FALSE)))","v":true},null,null,{"$f":"IF(B403=TRUE,DataInput!B402,NA())","v":"VIC"},{"$f":"IF($E403=DataInput!$B402,DataInput!C402,NA())","v":"ATSBJ"},{"$f":"IF($E403=DataInput!$B402,DataInput!D402,NA())","v":"Altona-Brooklyn (Jemena) 66 kV"},{"$f":"IF($E403=DataInput!$B402,DataInput!E402,NA())","v":"Jemena"},{"$f":"IF($E403=DataInput!$B402,DataInput!F402,NA())","v":"Winter"},{"$f":"IF($E403=DataInput!$B402,DataInput!G402,NA())","v":"Coincident"},{"$f":"IF($E403=DataInput!$B402,DataInput!H402,NA())","v":2022},{"$f":"IF($E403=DataInput!$B402,DataInput!I402,NA())","v":"POE50"},{"$f":"IF($E403=DataInput!$B402,DataInput!J402,NA())","v":92.793778849999995},{"$f":"IF($E403=DataInput!$B402,DataInput!K402,NA())","v":0.93044483499999997},null,null,"VIC Altona-Brooklyn (Jemena) 66 kV",null,null,null,null,false,null,null,{"$error":"#N/A"},{"$error":"#N/A"},{"$error":"#N/A"},{"$error":"#N/A"},{"$error":"#N/A"},{"$error":"#N/A"},{"$error":"#N/A"},{"$error":"#N/A"},{"$error":"#N/A"},{"$error":"#N/A"}]
[null,{"$f":"IF(DataInput!B403=$B$8,IF($B$9=$B$10,TRUE,IF(DataInput!E403=$B$9,TRUE,FALSE)))","v":true},null,null,{"$f":"IF(B404=TRUE,DataInput!B403,NA())","v":"VIC"},{"$f":"IF($E404=DataInput!$B403,DataInput!C403,NA())","v":"ATSBJ"},{"$f":"IF($E404=DataInput!$B403,DataInput!D403,NA())","v":"Altona-Brooklyn (Jemena) 66 kV"},{"$f":"IF($E404=DataInput!$B403,DataInput!E403,NA())","v":"Jemena"},{"$f":"IF($E404=DataInput!$B403,DataInput!F403,NA())","v":"Winter"},{"$f":"IF($E404=DataInput!$B403,DataInput!G403,NA())","v":"Non-Coincident"},{"$f":"IF($E404=DataInput!$B403,DataInput!H403,NA())","v":2023},{"$f":"IF($E404=DataInput!$B403,DataInput!I403,NA())","v":"POE10"},{"$f":"IF($E404=DataInput!$B403,DataInput!J403,NA())","v":100.67555849999999},{"$f":"IF($E404=DataInput!$B403,DataInput!K403,NA())","v":0.94257610599999997},null,null,"VIC Altona-Brooklyn (Jemena) 66 kV",null,null,null,null,false,null,null,{"$error":"#N/A"},{"$error":"#N/A"},{"$error":"#N/A"},{"$error":"#N/A"},{"$error":"#N/A"},{"$error":"#N/A"},{"$error":"#N/A"},{"$error":"#N/A"},{"$error":"#N/A"},{"$error":"#N/A"}]
[null,{"$f":"IF(DataInput!B404=$B$8,IF($B$9=$B$10,TRUE,IF(DataInput!E404=$B$9,TRUE,FALSE)))","v":true},null,null,{"$f":"IF(B405=TRUE,DataInput!B404,NA())","v":"VIC"},{"$f":"IF($E405=DataInput!$B404,DataInput!C404,NA())","v":"ATSBJ"},{"$f":"IF($E405=DataInput!$B404,DataInput!D404,NA())","v":"Altona-Brooklyn (Jemena) 66 kV"},{"$f":"IF($E405=DataInput!$B404,DataInput!E404,NA())","v":"Jemena"},{"$f":"IF($E405=DataInput!$B404,DataInput!F404,NA())","v":"Winter"},{"$f":"IF($E405=DataInput!$B404,DataInput!G404,NA())","v":"Non-Coincident"},{"$f":"IF($E405=DataInput!$B404,DataInput!H404,NA())","v":2023},{"$f":"IF($E405=DataInput!$B404,DataInput!I404,NA())","v":"POE50"},{"$f":"IF($E405=DataInput!$B404,DataInput!J404,NA())","v":98.398914559999994},{"$f":"IF($E405=DataInput!$B404,DataInput!K404,NA())","v":0.93009384100000003},null,null,"VIC Altona-Brooklyn (Jemena) 66 kV",null,null,null,null,false,null,null,{"$error":"#N/A"},{"$error":"#N/A"},{"$error":"#N/A"},{"$error":"#N/A"},{"$error":"#N/A"},{"$error":"#N/A"},{"$error":"#N/A"},{"$error":"#N/A"},{"$error":"#N/A"},{"$error":"#N/A"}]
[null,{"$f":"IF(DataInput!B405=$B$8,IF($B$9=$B$10,TRUE,IF(DataInput!E405=$B$9,TRUE,FALSE)))","v":true},null,null,{"$f":"IF(B406=TRUE,DataInput!B405,NA())","v":"VIC"},{"$f":"IF($E406=DataInput!$B405,DataInput!C405,NA())","v":"ATSBJ"},{"$f":"IF($E406=DataInput!$B405,DataInput!D405,NA())","v":"Altona-Brooklyn (Jemena) 66 kV"},{"$f":"IF($E406=DataInput!$B405,DataInput!E405,NA())","v":"Jemena"},{"$f":"IF($E406=DataInput!$B405,DataInput!F405,NA())","v":"Winter"},{"$f":"IF($E406=DataInput!$B405,DataInput!G405,NA())","v":"Coincident"},{"$f":"IF($E406=DataInput!$B405,DataInput!H405,NA())","v":2023},{"$f":"IF($E406=DataInput!$B405,DataInput!I405,NA())","v":"POE10"},{"$f":"IF($E406=DataInput!$B405,DataInput!J405,NA())","v":94.8943759},{"$f":"IF($E406=DataInput!$B405,DataInput!K405,NA())","v":0.94257610599999997},null,null,"VIC Altona-Brooklyn (Jemena) 66 kV",null,null,null,null,false,null,null,{"$error":"#N/A"},{"$error":"#N/A"},{"$error":"#N/A"},{"$error":"#N/A"},{"$error":"#N/A"},{"$error":"#N/A"},{"$error":"#N/A"},{"$error":"#N/A"},{"$error":"#N/A"},{"$error":"#N/A"}]
[null,{"$f":"IF(DataInput!B406=$B$8,IF($B$9=$B$10,TRUE,IF(DataInput!E406=$B$9,TRUE,FALSE)))","v":true},null,null,{"$f":"IF(B407=TRUE,DataInput!B406,NA())","v":"VIC"},{"$f":"IF($E407=DataInput!$B406,DataInput!C406,NA())","v":"ATSBJ"},{"$f":"IF($E407=DataInput!$B406,DataInput!D406,NA())","v":"Altona-Brooklyn (Jemena) 66 kV"},{"$f":"IF($E407=DataInput!$B406,DataInput!E406,NA())","v":"Jemena"},{"$f":"IF($E407=DataInput!$B406,DataInput!F406,NA())","v":"Winter"},{"$f":"IF($E407=DataInput!$B406,DataInput!G406,NA())","v":"Coincident"},{"$f":"IF($E407=DataInput!$B406,DataInput!H406,NA())","v":2023},{"$f":"IF($E407=DataInput!$B406,DataInput!I406,NA())","v":"POE50"},{"$f":"IF($E407=DataInput!$B406,DataInput!J406,NA())","v":91.52022436},{"$f":"IF($E407=DataInput!$B406,DataInput!K406,NA())","v":0.93009384100000003},null,null,"VIC Altona-Brooklyn (Jemena) 66 kV",null,null,null,null,false,null,null,{"$error":"#N/A"},{"$error":"#N/A"},{"$error":"#N/A"},{"$error":"#N/A"},{"$error":"#N/A"},{"$error":"#N/A"},{"$error":"#N/A"},{"$error":"#N/A"},{"$error":"#N/A"},{"$error":"#N/A"}]
[null,{"$f":"IF(DataInput!B407=$B$8,IF($B$9=$B$10,TRUE,IF(DataInput!E407=$B$9,TRUE,FALSE)))","v":true},null,null,{"$f":"IF(B408=TRUE,DataInput!B407,NA())","v":"VIC"},{"$f":"IF($E408=DataInput!$B407,DataInput!C407,NA())","v":"ATSBJ"},{"$f":"IF($E408=DataInput!$B407,DataInput!D407,NA())","v":"Altona-Brooklyn (Jemena) 66 kV"},{"$f":"IF($E408=DataInput!$B407,DataInput!E407,NA())","v":"Jemena"},{"$f":"IF($E408=DataInput!$B407,DataInput!F407,NA())","v":"Winter"},{"$f":"IF($E408=DataInput!$B407,DataInput!G407,NA())","v":"Non-Coincident"},{"$f":"IF($E408=DataInput!$B407,DataInput!H407,NA())","v":2024},{"$f":"IF($E408=DataInput!$B407,DataInput!I407,NA())","v":"POE10"},{"$f":"IF($E408=DataInput!$B407,DataInput!J407,NA())","v":99.606540080000002},{"$f":"IF($E408=DataInput!$B407,DataInput!K407,NA())","v":0.94207365700000001},null,null,"VIC Altona-Brooklyn (Jemena) 66 kV",null,null,null,null,false,null,null,{"$error":"#N/A"},{"$error":"#N/A"},{"$error":"#N/A"},{"$error":"#N/A"},{"$error":"#N/A"},{"$error":"#N/A"},{"$error":"#N/A"},{"$error":"#N/A"},{"$error":"#N/A"},{"$error":"#N/A"}]
[null,{"$f":"IF(DataInput!B408=$B$8,IF($B$9=$B$10,TRUE,IF(DataInput!E408=$B$9,TRUE,FALSE)))","v":true},null,null,{"$f":"IF(B409=TRUE,DataInput!B408,NA())","v":"VIC"},{"$f":"IF($E409=DataInput!$B408,DataInput!C408,NA())","v":"ATSBJ"},{"$f":"IF($E409=DataInput!$B408,DataInput!D408,NA())","v":"Altona-Brooklyn (Jemena) 66 kV"},{"$f":"IF($E409=DataInput!$B408,DataInput!E408,NA())","v":"Jemena"},{"$f":"IF($E409=DataInput!$B408,DataInput!F408,NA())","v":"Winter"},{"$f":"IF($E409=DataInput!$B408,DataInput!G408,NA())","v":"Non-Coincident"},{"$f":"IF($E409=DataInput!$B408,DataInput!H408,NA())","v":2024},{"$f":"IF($E409=DataInput!$B408,DataInput!I408,NA())","v":"POE50"},{"$f":"IF($E409=DataInput!$B408,DataInput!J408,NA())","v":97.269398960000004},{"$f":"IF($E409=DataInput!$B408,DataInput!K408,NA())","v":0.92962721699999995},null,null,"VIC Altona-Brooklyn (Jemena) 66 kV",null,null,null,null,false,null,null,{"$error":"#N/A"},{"$error":"#N/A"},{"$error":"#N/A"},{"$error":"#N/A"},{"$error":"#N/A"},{"$error":"#N/A"},{"$error":"#N/A"},{"$error":"#N/A"},{"$error":"#N/A"},{"$error":"#N/A"}]
[null,{"$f":"IF(DataInput!B409=$B$8,IF($B$9=$B$10,TRUE,IF(DataInput!E409=$B$9,TRUE,FALSE)))","v":true},null,null,{"$f":"IF(B410=TRUE,DataInput!B409,NA())","v":"VIC"},{"$f":"IF($E410=DataInput!$B409,DataInput!C409,NA())","v":"ATSBJ"},{"$f":"IF($E410=DataInput!$B409,DataInput!D409,NA())","v":"Altona-Brooklyn (Jemena) 66 kV"},{"$f":"IF($E410=DataInput!$B409,DataInput!E409,NA())","v":"Jemena"},{"$f":"IF($E410=DataInput!$B409,DataInput!F409,NA())","v":"Winter"},{"$f":"IF($E410=DataInput!$B409,DataInput!G409,NA())","v":"Coincident"},{"$f":"IF($E410=DataInput!$B409,DataInput!H409,NA())","v":2024},{"$f":"IF($E410=DataInput!$B409,DataInput!I409,NA())","v":"POE10"},{"$f":"IF($E410=DataInput!$B409,DataInput!J409,NA())","v":93.836697520000001},{"$f":"IF($E410=DataInput!$B409,DataInput!K409,NA())","v":0.94207365700000001},null,null,"VIC Altona-Brooklyn (Jemena) 66 kV",null,null,null,null,false,null,null,{"$error":"#N/A"},{"$error":"#N/A"},{"$error":"#N/A"},{"$error":"#N/A"},{"$error":"#N/A"},{"$error":"#N/A"},{"$error":"#N/A"},{"$error":"#N/A"},{"$error":"#N/A"},{"$error":"#N/A"}]
[null,{"$f":"IF(DataInput!B410=$B$8,IF($B$9=$B$10,TRUE,IF(DataInput!E410=$B$9,TRUE,FALSE)))","v":true},null,null,{"$f":"IF(B411=TRUE,DataInput!B410,NA())","v":"VIC"},{"$f":"IF($E411=DataInput!$B410,DataInput!C410,NA())","v":"ATSBJ"},{"$f":"IF($E411=DataInput!$B410,DataInput!D410,NA())","v":"Altona-Brooklyn (Jemena) 66 kV"},{"$f":"IF($E411=DataInput!$B410,DataInput!E410,NA())","v":"Jemena"},{"$f":"IF($E411=DataInput!$B410,DataInput!F410,NA())","v":"Winter"},{"$f":"IF($E411=DataInput!$B410,DataInput!G410,NA())","v":"Coincident"},{"$f":"IF($E411=DataInput!$B410,DataInput!H410,NA())","v":2024},{"$f":"IF($E411=DataInput!$B410,DataInput!I410,NA())","v":"POE50"},{"$f":"IF($E411=DataInput!$B410,DataInput!J410,NA())","v":90.424280620000005},{"$f":"IF($E411=DataInput!$B410,DataInput!K410,NA())","v":0.92962721699999995},null,null,"VIC Altona-Brooklyn (Jemena) 66 kV",null,null,null,null,false,null,null,{"$error":"#N/A"},{"$error":"#N/A"},{"$error":"#N/A"},{"$error":"#N/A"},{"$error":"#N/A"},{"$error":"#N/A"},{"$error":"#N/A"},{"$error":"#N/A"},{"$error":"#N/A"},{"$error":"#N/A"}]
[null,{"$f":"IF(DataInput!B411=$B$8,IF($B$9=$B$10,TRUE,IF(DataInput!E411=$B$9,TRUE,FALSE)))","v":true},null,null,{"$f":"IF(B412=TRUE,DataInput!B411,NA())","v":"VIC"},{"$f":"IF($E412=DataInput!$B411,DataInput!C411,NA())","v":"ATSBP"},{"$f":"IF($E412=DataInput!$B411,DataInput!D411,NA())","v":"Altona-Brooklyn (Powercor) 66 kV"},{"$f":"IF($E412=DataInput!$B411,DataInput!E411,NA())","v":"Powercor"},{"$f":"IF($E412=DataInput!$B411,DataInput!F411,NA())","v":"Summer"},{"$f":"IF($E412=DataInput!$B411,DataInput!G411,NA())","v":"Coincident"},{"$f":"IF($E412=DataInput!$B411,DataInput!H411,NA())","v":2006},{"$f":"IF($E412=DataInput!$B411,DataInput!I411,NA())","v":"TempCorrActualPOE10"},{"$f":"IF($E412=DataInput!$B411,DataInput!J411,NA())","v":88.218444129999995},{"$f":"IF($E412=DataInput!$B411,DataInput!K411,NA())","v":"NA"},null,null,"VIC Altona-Brooklyn (Powercor) 66 kV",null,null,null,null,true,null,null,"VIC","ATSBP","Altona-Brooklyn (Powercor) 66 kV","Powercor","Summer","Coincident",2006,"TempCorrActualPOE10",88.218444129999995,"NA"]
[null,{"$f":"IF(DataInput!B412=$B$8,IF($B$9=$B$10,TRUE,IF(DataInput!E412=$B$9,TRUE,FALSE)))","v":true},null,null,{"$f":"IF(B413=TRUE,DataInput!B412,NA())","v":"VIC"},{"$f":"IF($E413=DataInput!$B412,DataInput!C412,NA())","v":"ATSBP"},{"$f":"IF($E413=DataInput!$B412,DataInput!D412,NA())","v":"Altona-Brooklyn (Powercor) 66 kV"},{"$f":"IF($E413=DataInput!$B412,DataInput!E412,NA())","v":"Powercor"},{"$f":"IF($E413=DataInput!$B412,DataInput!F412,NA())","v":"Summer"},{"$f":"IF($E413=DataInput!$B412,DataInput!G412,NA())","v":"Coincident"},{"$f":"IF($E413=DataInput!$B412,DataInput!H412,NA())","v":2006},{"$f":"IF($E413=DataInput!$B412,DataInput!I412,NA())","v":"TempCorrActualPOE50"},{"$f":"IF($E413=DataInput!$B412,DataInput!J412,NA())","v":83.642005080000004},{"$f":"IF($E413=DataInput!$B412,DataInput!K412,NA())","v":"NA"},null,null,"VIC Altona-Brooklyn (Powercor) 66 kV",null,null,null,null,true,null,null,"VIC","ATSBP","Altona-Brooklyn (Powercor) 66 kV","Powercor","Summer","Coincident",2006,"TempCorrActualPOE50",83.642005080000004,"NA"]
[null,{"$f":"IF(DataInput!B413=$B$8,IF($B$9=$B$10,TRUE,IF(DataInput!E413=$B$9,TRUE,FALSE)))","v":true},null,null,{"$f":"IF(B414=TRUE,DataInput!B413,NA())","v":"VIC"},{"$f":"IF($E414=DataInput!$B413,DataInput!C413,NA())","v":"ATSBP"},{"$f":"IF($E414=DataInput!$B413,DataInput!D413,NA())","v":"Altona-Brooklyn (Powercor) 66 kV"},{"$f":"IF($E414=DataInput!$B413,DataInput!E413,NA())","v":"Powercor"},{"$f":"IF($E414=DataInput!$B413,DataInput!F413,NA())","v":"Summer"},{"$f":"IF($E414=DataInput!$B413,DataInput!G413,NA())","v":"Non-Coincident"},{"$f":"IF($E414=DataInput!$B413,DataInput!H413,NA())","v":2006},{"$f":"IF($E414=DataInput!$B413,DataInput!I413,NA())","v":"TempCorrActualPOE10"},{"$f":"IF($E414=DataInput!$B413,DataInput!J413,NA())","v":91.871805429999995},{"$f":"IF($E414=DataInput!$B413,DataInput!K413,NA())","v":"NA"},null,null,"VIC Altona-Brooklyn (Powercor) 66 kV",null,null,null,null,true,null,null,"VIC","ATSBP","Altona-Brooklyn (Powercor) 66 kV","Powercor","Summer","Non-Coincident",2006,"TempCorrActualPOE10",91.871805429999995,"NA"]
[null,{"$f":"IF(DataInput!B414=$B$8,IF($B$9=$B$10,TRUE,IF(DataInput!E414=$B$9,TRUE,FALSE)))","v":true},null,null,{"$f":"IF(B415=TRUE,DataInput!B414,NA())","v":"VIC"},{"$f":"IF($E415=DataInput!$B414,DataInput!C414,NA())","v":"ATSBP"},{"$f":"IF($E415=DataInput!$B414,DataInput!D414,NA())","v":"Altona-Brooklyn (Powercor) 66 kV"},{"$f":"IF($E415=DataInput!$B414,DataInput!E414,NA())","v":"Powercor"},{"$f":"IF($E415=DataInput!$B414,DataInput!F414,NA())","v":"Summer"},{"$f":"IF($E415=DataInput!$B414,DataInput!G414,NA())","v":"Non-Coincident"},{"$f":"IF($E415=DataInput!$B414,DataInput!H414,NA())","v":2006},{"$f":"IF($E415=DataInput!$B414,DataInput!I414,NA())","v":"TempCorrActualPOE50"},{"$f":"IF($E415=DataInput!$B414,DataInput!J414,NA())","v":87.105846339999999},{"$f":"IF($E415=DataInput!$B414,DataInput!K414,NA())","v":"NA"},null,null,"VIC Altona-Brooklyn (Powercor) 66 kV",null,null,null,null,true,null,null,"VIC","ATSBP","Altona-Brooklyn (Powercor) 66 kV","Powercor","Summer","Non-Coincident",2006,"TempCorrActualPOE50",87.105846339999999,"NA"]
[null,{"$f":"IF(DataInput!B415=$B$8,IF($B$9=$B$10,TRUE,IF(DataInput!E415=$B$9,TRUE,FALSE)))","v":true},null,null,{"$f":"IF(B416=TRUE,DataInput!B415,NA())","v":"VIC"},{"$f":"IF($E416=DataInput!$B415,DataInput!C415,NA())","v":"ATSBP"},{"$f":"IF($E416=DataInput!$B415,DataInput!D415,NA())","v":"Altona-Brooklyn (Powercor) 66 kV"},{"$f":"IF($E416=DataInput!$B415,DataInput!E415,NA())","v":"Powercor"},{"$f":"IF($E416=DataInput!$B415,DataInput!F415,NA())","v":"Summer"},{"$f":"IF($E416=DataInput!$B415,DataInput!G415,NA())","v":"Coincident"},{"$f":"IF($E416=DataInput!$B415,DataInput!H415,NA())","v":2006},{"$f":"IF($E416=DataInput!$B415,DataInput!I415,NA())","v":"Actual"},{"$f":"IF($E416=DataInput!$B415,DataInput!J415,NA())","v":107.078408},{"$f":"IF($E416=DataInput!$B415,DataInput!K415,NA())","v":"NA"},null,null,"VIC Altona-Brooklyn (Powercor) 66 kV",null,null,null,null,true,null,null,"VIC","ATSBP","Altona-Brooklyn (Powercor) 66 kV","Powercor","Summer","Coincident",2006,"Actual",107.078408,"NA"]
[null,{"$f":"IF(DataInput!B416=$B$8,IF($B$9=$B$10,TRUE,IF(DataInput!E416=$B$9,TRUE,FALSE)))","v":true},null,null,{"$f":"IF(B417=TRUE,DataInput!B416,NA())","v":"VIC"},{"$f":"IF($E417=DataInput!$B416,DataInput!C416,NA())","v":"ATSBP"},{"$f":"IF($E417=DataInput!$B416,DataInput!D416,NA())","v":"Altona-Brooklyn (Powercor) 66 kV"},{"$f":"IF($E417=DataInput!$B416,DataInput!E416,NA())","v":"Powercor"},{"$f":"IF($E417=DataInput!$B416,DataInput!F416,NA())","v":"Summer"},{"$f":"IF($E417=DataInput!$B416,DataInput!G416,NA())","v":"Non-Coincident"},{"$f":"IF($E417=DataInput!$B416,DataInput!H416,NA())","v":2006},{"$f":"IF($E417=DataInput!$B416,DataInput!I416,NA())","v":"Actual"},{"$f":"IF($E417=DataInput!$B416,DataInput!J416,NA())","v":111.389742},{"$f":"IF($E417=DataInput!$B416,DataInput!K416,NA())","v":"NA"},null,null,"VIC Altona-Brooklyn (Powercor) 66 kV",null,null,null,null,true,null,null,"VIC","ATSBP","Altona-Brooklyn (Powercor) 66 kV","Powercor","Summer","Non-Coincident",2006,"Actual",111.389742,"NA"]
[null,{"$f":"IF(DataInput!B417=$B$8,IF($B$9=$B$10,TRUE,IF(DataInput!E417=$B$9,TRUE,FALSE)))","v":true},null,null,{"$f":"IF(B418=TRUE,DataInput!B417,NA())","v":"VIC"},{"$f":"IF($E418=DataInput!$B417,DataInput!C417,NA())","v":"ATSBP"},{"$f":"IF($E418=DataInput!$B417,DataInput!D417,NA())","v":"Altona-Brooklyn (Powercor) 66 kV"},{"$f":"IF($E418=DataInput!$B417,DataInput!E417,NA())","v":"Powercor"},{"$f":"IF($E418=DataInput!$B417,DataInput!F417,NA())","v":"Summer"},{"$f":"IF($E418=DataInput!$B417,DataInput!G417,NA())","v":"Coincident"},{"$f":"IF($E418=DataInput!$B417,DataInput!H417,NA())","v":2007},{"$f":"IF($E418=DataInput!$B417,DataInput!I417,NA())","v":"TempCorrActualPOE10"},{"$f":"IF($E418=DataInput!$B417,DataInput!J417,NA())","v":103.5292323},{"$f":"IF($E418=DataInput!$B417,DataInput!K417,NA())","v":"NA"},null,null,"VIC Altona-Brooklyn (Powercor) 66 kV",null,null,null,null,true,null,null,"VIC","ATSBP","Altona-Brooklyn (Powercor) 66 kV","Powercor","Summer","Coincident",2007,"TempCorrActualPOE10",103.5292323,"NA"]
[null,{"$f":"IF(DataInput!B418=$B$8,IF($B$9=$B$10,TRUE,IF(DataInput!E418=$B$9,TRUE,FALSE)))","v":true},null,null,{"$f":"IF(B419=TRUE,DataInput!B418,NA())","v":"VIC"},{"$f":"IF($E419=DataInput!$B418,DataInput!C418,NA())","v":"ATSBP"},{"$f":"IF($E419=DataInput!$B418,DataInput!D418,NA())","v":"Altona-Brooklyn (Powercor) 66 kV"},{"$f":"IF($E419=DataInput!$B418,DataInput!E418,NA())","v":"Powercor"},{"$f":"IF($E419=DataInput!$B418,DataInput!F418,NA())","v":"Summer"},{"$f":"IF($E419=DataInput!$B418,DataInput!G418,NA())","v":"Coincident"},{"$f":"IF($E419=DataInput!$B418,DataInput!H418,NA())","v":2007},{"$f":"IF($E419=DataInput!$B418,DataInput!I418,NA())","v":"TempCorrActualPOE50"},{"$f":"IF($E419=DataInput!$B418,DataInput!J418,NA())","v":98.893194190000003},{"$f":"IF($E419=DataInput!$B418,DataInput!K418,NA())","v":"NA"},null,null,"VIC Altona-Brooklyn (Powercor) 66 kV",null,null,null,null,true,null,null,"VIC","ATSBP","Altona-Brooklyn (Powercor) 66 kV","Powercor","Summer","Coincident",2007,"TempCorrActualPOE50",98.893194190000003,"NA"]
[null,{"$f":"IF(DataInput!B419=$B$8,IF($B$9=$B$10,TRUE,IF(DataInput!E419=$B$9,TRUE,FALSE)))","v":true},null,null,{"$f":"IF(B420=TRUE,DataInput!B419,NA())","v":"VIC"},{"$f":"IF($E420=DataInput!$B419,DataInput!C419,NA())","v":"ATSBP"},{"$f":"IF($E420=DataInput!$B419,DataInput!D419,NA())","v":"Altona-Brooklyn (Powercor) 66 kV"},{"$f":"IF($E420=DataInput!$B419,DataInput!E419,NA())","v":"Powercor"},{"$f":"IF($E420=DataInput!$B419,DataInput!F419,NA())","v":"Summer"},{"$f":"IF($E420=DataInput!$B419,DataInput!G419,NA())","v":"Non-Coincident"},{"$f":"IF($E420=DataInput!$B419,DataInput!H419,NA())","v":2007},{"$f":"IF($E420=DataInput!$B419,DataInput!I419,NA())","v":"TempCorrActualPOE10"},{"$f":"IF($E420=DataInput!$B419,DataInput!J419,NA())","v":107.8166737},{"$f":"IF($E420=DataInput!$B419,DataInput!K419,NA())","v":"NA"},null,null,"VIC Altona-Brooklyn (Powercor) 66 kV",null,null,null,null,true,null,null,"VIC","ATSBP","Altona-Brooklyn (Powercor) 66 kV","Powercor","Summer","Non-Coincident",2007,"TempCorrActualPOE10",107.8166737,"NA"]
[null,{"$f":"IF(DataInput!B420=$B$8,IF($B$9=$B$10,TRUE,IF(DataInput!E420=$B$9,TRUE,FALSE)))","v":true},null,null,{"$f":"IF(B421=TRUE,DataInput!B420,NA())","v":"VIC"},{"$f":"IF($E421=DataInput!$B420,DataInput!C420,NA())","v":"ATSBP"},{"$f":"IF($E421=DataInput!$B420,DataInput!D420,NA())","v":"Altona-Brooklyn (Powercor) 66 kV"},{"$f":"IF($E421=DataInput!$B420,DataInput!E420,NA())","v":"Powercor"},{"$f":"IF($E421=DataInput!$B420,DataInput!F420,NA())","v":"Summer"},{"$f":"IF($E421=DataInput!$B420,DataInput!G420,NA())","v":"Non-Coincident"},{"$f":"IF($E421=DataInput!$B420,DataInput!H420,NA())","v":2007},{"$f":"IF($E421=DataInput!$B420,DataInput!I420,NA())","v":"TempCorrActualPOE50"},{"$f":"IF($E421=DataInput!$B420,DataInput!J420,NA())","v":102.9886474},{"$f":"IF($E421=DataInput!$B420,DataInput!K420,NA())","v":"NA"},null,null,"VIC Altona-Brooklyn (Powercor) 66 kV",null,null,null,null,true,null,null,"VIC","ATSBP","Altona-Brooklyn (Powercor) 66 kV","Powercor","Summer","Non-Coincident",2007,"TempCorrActualPOE50",102.9886474,"NA"]
[null,{"$f":"IF(DataInput!B421=$B$8,IF($B$9=$B$10,TRUE,IF(DataInput!E421=$B$9,TRUE,FALSE)))","v":true},null,null,{"$f":"IF(B422=TRUE,DataInput!B421,NA())","v":"VIC"},{"$f":"IF($E422=DataInput!$B421,DataInput!C421,NA())","v":"ATSBP"},{"$f":"IF($E422=DataInput!$B421,DataInput!D421,NA())","v":"Altona-Brooklyn (Powercor) 66 kV"},{"$f":"IF($E422=DataInput!$B421,DataInput!E421,NA())","v":"Powercor"},{"$f":"IF($E422=DataInput!$B421,DataInput!F421,NA())","v":"Summer"},{"$f":"IF($E422=DataInput!$B421,DataInput!G421,NA())","v":"Coincident"},{"$f":"IF($E422=DataInput!$B421,DataInput!H421,NA())","v":2007},{"$f":"IF($E422=DataInput!$B421,DataInput!I421,NA())","v":"Actual"},{"$f":"IF($E422=DataInput!$B421,DataInput!J421,NA())","v":123.02723},{"$f":"IF($E422=DataInput!$B421,DataInput!K421,NA())","v":"NA"},null,null,"VIC Altona-Brooklyn (Powercor) 66 kV",null,null,null,null,true,null,null,"VIC","ATSBP","Altona-Brooklyn (Powercor) 66 kV","Powercor","Summer","Coincident",2007,"Actual",123.02723,"NA"]
[null,{"$f":"IF(DataInput!B422=$B$8,IF($B$9=$B$10,TRUE,IF(DataInput!E422=$B$9,TRUE,FALSE)))","v":true},null,null,{"$f":"IF(B423=TRUE,DataInput!B422,NA())","v":"VIC"},{"$f":"IF($E423=DataInput!$B422,DataInput!C422,NA())","v":"ATSBP"},{"$f":"IF($E423=DataInput!$B422,DataInput!D422,NA())","v":"Altona-Brooklyn (Powercor) 66 kV"},{"$f":"IF($E423=DataInput!$B422,DataInput!E422,NA())","v":"Powercor"},{"$f":"IF($E423=DataInput!$B422,DataInput!F422,NA())","v":"Summer"},{"$f":"IF($E423=DataInput!$B422,DataInput!G422,NA())","v":"Non-Coincident"},{"$f":"IF($E423=DataInput!$B422,DataInput!H422,NA())","v":2007},{"$f":"IF($E423=DataInput!$B422,DataInput!I422,NA())","v":"Actual"},{"$f":"IF($E423=DataInput!$B422,DataInput!J422,NA())","v":124.09336399999999},{"$f":"IF($E423=DataInput!$B422,DataInput!K422,NA())","v":"NA"},null,null,"VIC Altona-Brooklyn (Powercor) 66 kV",null,null,null,null,true,null,null,"VIC","ATSBP","Altona-Brooklyn (Powercor) 66 kV","Powercor","Summer","Non-Coincident",2007,"Actual",124.09336399999999,"NA"]
[null,{"$f":"IF(DataInput!B423=$B$8,IF($B$9=$B$10,TRUE,IF(DataInput!E423=$B$9,TRUE,FALSE)))","v":true},null,null,{"$f":"IF(B424=TRUE,DataInput!B423,NA())","v":"VIC"},{"$f":"IF($E424=DataInput!$B423,DataInput!C423,NA())","v":"ATSBP"},{"$f":"IF($E424=DataInput!$B423,DataInput!D423,NA())","v":"Altona-Brooklyn (Powercor) 66 kV"},{"$f":"IF($E424=DataInput!$B423,DataInput!E423,NA())","v":"Powercor"},{"$f":"IF($E424=DataInput!$B423,DataInput!F423,NA())","v":"Summer"},{"$f":"IF($E424=DataInput!$B423,DataInput!G423,NA())","v":"Coincident"},{"$f":"IF($E424=DataInput!$B423,DataInput!H423,NA())","v":2008},{"$f":"IF($E424=DataInput!$B423,DataInput!I423,NA())","v":"TempCorrActualPOE10"},{"$f":"IF($E424=DataInput!$B423,DataInput!J423,NA())","v":112.58632969999999},{"$f":"IF($E424=DataInput!$B423,DataInput!K423,NA())","v":"NA"},null,null,"VIC Altona-Brooklyn (Powercor) 66 kV",null,null,null,null,true,null,null,"VIC","ATSBP","Altona-Brooklyn (Powercor) 66 kV","Powercor","Summer","Coincident",2008,"TempCorrActualPOE10",112.58632969999999,"NA"]
[null,{"$f":"IF(DataInput!B424=$B$8,IF($B$9=$B$10,TRUE,IF(DataInput!E424=$B$9,TRUE,FALSE)))","v":true},null,null,{"$f":"IF(B425=TRUE,DataInput!B424,NA())","v":"VIC"},{"$f":"IF($E425=DataInput!$B424,DataInput!C424,NA())","v":"ATSBP"},{"$f":"IF($E425=DataInput!$B424,DataInput!D424,NA())","v":"Altona-Brooklyn (Powercor) 66 kV"},{"$f":"IF($E425=DataInput!$B424,DataInput!E424,NA())","v":"Powercor"},{"$f":"IF($E425=DataInput!$B424,DataInput!F424,NA())","v":"Summer"},{"$f":"IF($E425=DataInput!$B424,DataInput!G424,NA())","v":"Coincident"},{"$f":"IF($E425=DataInput!$B424,DataInput!H424,NA())","v":2008},{"$f":"IF($E425=DataInput!$B424,DataInput!I424,NA())","v":"TempCorrActualPOE50"},{"$f":"IF($E425=DataInput!$B424,DataInput!J424,NA())","v":106.7193336},{"$f":"IF($E425=DataInput!$B424,DataInput!K424,NA())","v":"NA"},null,null,"VIC Altona-Brooklyn (Powercor) 66 kV",null,null,null,null,true,null,null,"VIC","ATSBP","Altona-Brooklyn (Powercor) 66 kV","Powercor","Summer","Coincident",2008,"TempCorrActualPOE50",106.7193336,"NA"]
[null,{"$f":"IF(DataInput!B425=$B$8,IF($B$9=$B$10,TRUE,IF(DataInput!E425=$B$9,TRUE,FALSE)))","v":true},null,null,{"$f":"IF(B426=TRUE,DataInput!B425,NA())","v":"VIC"},{"$f":"IF($E426=DataInput!$B425,DataInput!C425,NA())","v":"ATSBP"},{"$f":"IF($E426=DataInput!$B425,DataInput!D425,NA())","v":"Altona-Brooklyn (Powercor) 66 kV"},{"$f":"IF($E426=DataInput!$B425,DataInput!E425,NA())","v":"Powercor"},{"$f":"IF($E426=DataInput!$B425,DataInput!F425,NA())","v":"Summer"},{"$f":"IF($E426=DataInput!$B425,DataInput!G425,NA())","v":"Non-Coincident"},{"$f":"IF($E426=DataInput!$B425,DataInput!H425,NA())","v":2008},{"$f":"IF($E426=DataInput!$B425,DataInput!I425,NA())","v":"TempCorrActualPOE10"},{"$f":"IF($E426=DataInput!$B425,DataInput!J425,NA())","v":117.24891940000001},{"$f":"IF($E426=DataInput!$B425,DataInput!K425,NA())","v":"NA"},null,null,"VIC Altona-Brooklyn (Powercor) 66 kV",null,null,null,null,true,null,null,"VIC","ATSBP","Altona-Brooklyn (Powercor) 66 kV","Powercor","Summer","Non-Coincident",2008,"TempCorrActualPOE10",117.24891940000001,"NA"]
[null,{"$f":"IF(DataInput!B426=$B$8,IF($B$9=$B$10,TRUE,IF(DataInput!E426=$B$9,TRUE,FALSE)))","v":true},null,null,{"$f":"IF(B427=TRUE,DataInput!B426,NA())","v":"VIC"},{"$f":"IF($E427=DataInput!$B426,DataInput!C426,NA())","v":"ATSBP"},{"$f":"IF($E427=DataInput!$B426,DataInput!D426,NA())","v":"Altona-Brooklyn (Powercor) 66 kV"},{"$f":"IF($E427=DataInput!$B426,DataInput!E426,NA())","v":"Powercor"},{"$f":"IF($E427=DataInput!$B426,DataInput!F426,NA())","v":"Summer"},{"$f":"IF($E427=DataInput!$B426,DataInput!G426,NA())","v":"Non-Coincident"},{"$f":"IF($E427=DataInput!$B426,DataInput!H426,NA())","v":2008},{"$f":"IF($E427=DataInput!$B426,DataInput!I426,NA())","v":"TempCorrActualPOE50"},{"$f":"IF($E427=DataInput!$B426,DataInput!J426,NA())","v":111.1389586},{"$f":"IF($E427=DataInput!$B426,DataInput!K426,NA())","v":"NA"},null,null,"VIC Altona-Brooklyn (Powercor) 66 kV",null,null,null,null,true,null,null,"VIC","ATSBP","Altona-Brooklyn (Powercor) 66 kV","Powercor","Summer","Non-Coincident",2008,"TempCorrActualPOE50",111.1389586,"NA"]
[null,{"$f":"IF(DataInput!B427=$B$8,IF($B$9=$B$10,TRUE,IF(DataInput!E427=$B$9,TRUE,FALSE)))","v":true},null,null,{"$f":"IF(B428=TRUE,DataInput!B427,NA())","v":"VIC"},{"$f":"IF($E428=DataInput!$B427,DataInput!C427,NA())","v":"ATSBP"},{"$f":"IF($E428=DataInput!$B427,DataInput!D427,NA())","v":"Altona-Brooklyn (Powercor) 66 kV"},{"$f":"IF($E428=DataInput!$B427,DataInput!E427,NA())","v":"Powercor"},{"$f":"IF($E428=DataInput!$B427,DataInput!F427,NA())","v":"Summer"},{"$f":"IF($E428=DataInput!$B427,DataInput!G427,NA())","v":"Coincident"},{"$f":"IF($E428=DataInput!$B427,DataInput!H427,NA())","v":2008},{"$f":"IF($E428=DataInput!$B427,DataInput!I427,NA())","v":"Actual"},{"$f":"IF($E428=DataInput!$B427,DataInput!J427,NA())","v":114.247184},{"$f":"IF($E428=DataInput!$B427,DataInput!K427,NA())","v":"NA"},null,null,"VIC Altona-Brooklyn (Powercor) 66 kV",null,null,null,null,true,null,null,"VIC","ATSBP","Altona-Brooklyn (Powercor) 66 kV","Powercor","Summer","Coincident",2008,"Actual",114.247184,"NA"]
[null,{"$f":"IF(DataInput!B428=$B$8,IF($B$9=$B$10,TRUE,IF(DataInput!E428=$B$9,TRUE,FALSE)))","v":true},null,null,{"$f":"IF(B429=TRUE,DataInput!B428,NA())","v":"VIC"},{"$f":"IF($E429=DataInput!$B428,DataInput!C428,NA())","v":"ATSBP"},{"$f":"IF($E429=DataInput!$B428,DataInput!D428,NA())","v":"Altona-Brooklyn (Powercor) 66 kV"},{"$f":"IF($E429=DataInput!$B428,DataInput!E428,NA())","v":"Powercor"},{"$f":"IF($E429=DataInput!$B428,DataInput!F428,NA())","v":"Summer"},{"$f":"IF($E429=DataInput!$B428,DataInput!G428,NA())","v":"Non-Coincident"},{"$f":"IF($E429=DataInput!$B428,DataInput!H428,NA())","v":2008},{"$f":"IF($E429=DataInput!$B428,DataInput!I428,NA())","v":"Actual"},{"$f":"IF($E429=DataInput!$B428,DataInput!J428,NA())","v":127.75230000000001},{"$f":"IF($E429=DataInput!$B428,DataInput!K428,NA())","v":"NA"},null,null,"VIC Altona-Brooklyn (Powercor) 66 kV",null,null,null,null,true,null,null,"VIC","ATSBP","Altona-Brooklyn (Powercor) 66 kV","Powercor","Summer","Non-Coincident",2008,"Actual",127.75230000000001,"NA"]
[null,{"$f":"IF(DataInput!B429=$B$8,IF($B$9=$B$10,TRUE,IF(DataInput!E429=$B$9,TRUE,FALSE)))","v":true},null,null,{"$f":"IF(B430=TRUE,DataInput!B429,NA())","v":"VIC"},{"$f":"IF($E430=DataInput!$B429,DataInput!C429,NA())","v":"ATSBP"},{"$f":"IF($E430=DataInput!$B429,DataInput!D429,NA())","v":"Altona-Brooklyn (Powercor) 66 kV"},{"$f":"IF($E430=DataInput!$B429,DataInput!E429,NA())","v":"Powercor"},{"$f":"IF($E430=DataInput!$B429,DataInput!F429,NA())","v":"Summer"},{"$f":"IF($E430=DataInput!$B429,DataInput!G429,NA())","v":"Coincident"},{"$f":"IF($E430=DataInput!$B429,DataInput!H429,NA())","v":2009},{"$f":"IF($E430=DataInput!$B429,DataInput!I429,NA())","v":"TempCorrActualPOE10"},{"$f":"IF($E430=DataInput!$B429,DataInput!J429,NA())","v":115.67886919999999},{"$f":"IF($E430=DataInput!$B429,DataInput!K429,NA())","v":"NA"},null,null,"VIC Altona-Brooklyn (Powercor) 66 kV",null,null,null,null,true,null,null,"VIC","ATSBP","Altona-Brooklyn (Powercor) 66 kV","Powercor","Summer","Coincident",2009,"TempCorrActualPOE10",115.67886919999999,"NA"]
[null,{"$f":"IF(DataInput!B430=$B$8,IF($B$9=$B$10,TRUE,IF(DataInput!E430=$B$9,TRUE,FALSE)))","v":true},null,null,{"$f":"IF(B431=TRUE,DataInput!B430,NA())","v":"VIC"},{"$f":"IF($E431=DataInput!$B430,DataInput!C430,NA())","v":"ATSBP"},{"$f":"IF($E431=DataInput!$B430,DataInput!D430,NA())","v":"Altona-Brooklyn (Powercor) 66 kV"},{"$f":"IF($E431=DataInput!$B430,DataInput!E430,NA())","v":"Powercor"},{"$f":"IF($E431=DataInput!$B430,DataInput!F430,NA())","v":"Summer"},{"$f":"IF($E431=DataInput!$B430,DataInput!G430,NA())","v":"Coincident"},{"$f":"IF($E431=DataInput!$B430,DataInput!H430,NA())","v":2009},{"$f":"IF($E431=DataInput!$B430,DataInput!I430,NA())","v":"TempCorrActualPOE50"},{"$f":"IF($E431=DataInput!$B430,DataInput!J430,NA())","v":109.1757788},{"$f":"IF($E431=DataInput!$B430,DataInput!K430,NA())","v":"NA"},null,null,"VIC Altona-Brooklyn (Powercor) 66 kV",null,null,null,null,true,null,null,"VIC",{"$f":"IF($V431=TRUE,F431,NA())","v":"ATSBP"},{"$f":"IF($V431=TRUE,G431,NA())","v":"Altona-Brooklyn (Powercor) 66 kV"},{"$f":"IF($V431=TRUE,H431,NA())","v":"Powercor"},{"$f":"IF($V431=TRUE,I431,NA())","v":"Summer"},{"$f":"IF($V431=TRUE,J431,NA())","v":"Coincident"},{"$f":"IF($V431=TRUE,K431,NA())","v":2009},{"$f":"IF($V431=TRUE,L431,NA())","v":"TempCorrActualPOE50"},{"$f":"IF($V431=TRUE,M431,NA())","v":109.1757788},{"$f":"IF($V431=TRUE,N431,NA())","v":"NA"}]
[null,{"$f":"IF(DataInput!B431=$B$8,IF($B$9=$B$10,TRUE,IF(DataInput!E431=$B$9,TRUE,FALSE)))","v":true},null,null,{"$f":"IF(B432=TRUE,DataInput!B431,NA())","v":"VIC"},{"$f":"IF($E432=DataInput!$B431,DataInput!C431,NA())","v":"ATSBP"},{"$f":"IF($E432=DataInput!$B431,DataInput!D431,NA())","v":"Altona-Brooklyn (Powercor) 66 kV"},{"$f":"IF($E432=DataInput!$B431,DataInput!E431,NA())","v":"Powercor"},{"$f":"IF($E432=DataInput!$B431,DataInput!F431,NA())","v":"Summer"},{"$f":"IF($E432=DataInput!$B431,DataInput!G431,NA())","v":"Non-Coincident"},{"$f":"IF($E432=DataInput!$B431,DataInput!H431,NA())","v":2009},{"$f":"IF($E432=DataInput!$B431,DataInput!I431,NA())","v":"TempCorrActualPOE10"},{"$f":"IF($E432=DataInput!$B431,DataInput!J431,NA())","v":120.4698989},{"$f":"IF($E432=DataInput!$B431,DataInput!K431,NA())","v":"NA"},null,null,"VIC Altona-Brooklyn (Powercor) 66 kV",null,null,null,null,true,null,null,"VIC","ATSBP","Altona-Brooklyn (Powercor) 66 kV","Powercor","Summer","Non-Coincident",2009,"TempCorrActualPOE10",120.4698989,"NA"]
[null,{"$f":"IF(DataInput!B432=$B$8,IF($B$9=$B$10,TRUE,IF(DataInput!E432=$B$9,TRUE,FALSE)))","v":true},null,null,{"$f":"IF(B433=TRUE,DataInput!B432,NA())","v":"VIC"},{"$f":"IF($E433=DataInput!$B432,DataInput!C432,NA())","v":"ATSBP"},{"$f":"IF($E433=DataInput!$B432,DataInput!D432,NA())","v":"Altona-Brooklyn (Powercor) 66 kV"},{"$f":"IF($E433=DataInput!$B432,DataInput!E432,NA())","v":"Powercor"},{"$f":"IF($E433=DataInput!$B432,DataInput!F432,NA())","v":"Summer"},{"$f":"IF($E433=DataInput!$B432,DataInput!G432,NA())","v":"Non-Coincident"},{"$f":"IF($E433=DataInput!$B432,DataInput!H432,NA())","v":2009},{"$f":"IF($E433=DataInput!$B432,DataInput!I432,NA())","v":"TempCorrActualPOE50"},{"$f":"IF($E433=DataInput!$B432,DataInput!J432,NA())","v":113.6975017},{"$f":"IF($E433=DataInput!$B432,DataInput!K432,NA())","v":"NA"},null,null,"VIC Altona-Brooklyn (Powercor) 66 kV",null,null,null,null,true,null,null,"VIC","ATSBP","Altona-Brooklyn (Powercor) 66 kV","Powercor","Summer","Non-Coincident",2009,"TempCorrActualPOE50",113.6975017,"NA"]
[null,{"$f":"IF(DataInput!B433=$B$8,IF($B$9=$B$10,TRUE,IF(DataInput!E433=$B$9,TRUE,FALSE)))","v":true},null,null,{"$f":"IF(B434=TRUE,DataInput!B433,NA())","v":"VIC"},{"$f":"IF($E434=DataInput!$B433,DataInput!C433,NA())","v":"ATSBP"},{"$f":"IF($E434=DataInput!$B433,DataInput!D433,NA())","v":"Altona-Brooklyn (Powercor) 66 kV"},{"$f":"IF($E434=DataInput!$B433,DataInput!E433,NA())","v":"Powercor"},{"$f":"IF($E434=DataInput!$B433,DataInput!F433,NA())","v":"Summer"},{"$f":"IF($E434=DataInput!$B433,DataInput!G433,NA())","v":"Coincident"},{"$f":"IF($E434=DataInput!$B433,DataInput!H433,NA())","v":2009},{"$f":"IF($E434=DataInput!$B433,DataInput!I433,NA())","v":"Actual"},{"$f":"IF($E434=DataInput!$B433,DataInput!J433,NA())","v":133.25508199999999},{"$f":"IF($E434=DataInput!$B433,DataInput!K433,NA())","v":"NA"},null,null,"VIC Altona-Brooklyn (Powercor) 66 kV",null,null,null,null,true,null,null,"VIC","ATSBP","Altona-Brooklyn (Powercor) 66 kV","Powercor","Summer","Coincident",2009,"Actual",133.25508199999999,"NA"]
[null,{"$f":"IF(DataInput!B434=$B$8,IF($B$9=$B$10,TRUE,IF(DataInput!E434=$B$9,TRUE,FALSE)))","v":true},null,null,{"$f":"IF(B435=TRUE,DataInput!B434,NA())","v":"VIC"},{"$f":"IF($E435=DataInput!$B434,DataInput!C434,NA())","v":"ATSBP"},{"$f":"IF($E435=DataInput!$B434,DataInput!D434,NA())","v":"Altona-Brooklyn (Powercor) 66 kV"},{"$f":"IF($E435=DataInput!$B434,DataInput!E434,NA())","v":"Powercor"},{"$f":"IF($E435=DataInput!$B434,DataInput!F434,NA())","v":"Summer"},{"$f":"IF($E435=DataInput!$B434,DataInput!G434,NA())","v":"Non-Coincident"},{"$f":"IF($E435=DataInput!$B434,DataInput!H434,NA())","v":2009},{"$f":"IF($E435=DataInput!$B434,DataInput!I434,NA())","v":"Actual"},{"$f":"IF($E435=DataInput!$B434,DataInput!J434,NA())","v":144.75604799999999},{"$f":"IF($E435=DataInput!$B434,DataInput!K434,NA())","v":"NA"},null,null,"VIC Altona-Brooklyn (Powercor) 66 kV",null,null,null,null,true,null,null,"VIC","ATSBP","Altona-Brooklyn (Powercor) 66 kV","Powercor","Summer","Non-Coincident",2009,"Actual",144.75604799999999,"NA"]
[null,{"$f":"IF(DataInput!B435=$B$8,IF($B$9=$B$10,TRUE,IF(DataInput!E435=$B$9,TRUE,FALSE)))","v":true},null,null,{"$f":"IF(B436=TRUE,DataInput!B435,NA())","v":"VIC"},{"$f":"IF($E436=DataInput!$B435,DataInput!C435,NA())","v":"ATSBP"},{"$f":"IF($E436=DataInput!$B435,DataInput!D435,NA())","v":"Altona-Brooklyn (Powercor) 66 kV"},{"$f":"IF($E436=DataInput!$B435,DataInput!E435,NA())","v":"Powercor"},{"$f":"IF($E436=DataInput!$B435,DataInput!F435,NA())","v":"Summer"},{"$f":"IF($E436=DataInput!$B435,DataInput!G435,NA())","v":"Coincident"},{"$f":"IF($E436=DataInput!$B435,DataInput!H435,NA())","v":2010},{"$f":"IF($E436=DataInput!$B435,DataInput!I435,NA())","v":"TempCorrActualPOE10"},{"$f":"IF($E436=DataInput!$B435,DataInput!J435,NA())","v":141.562433},{"$f":"IF($E436=DataInput!$B435,DataInput!K435,NA())","v":"NA"},null,null,"VIC Altona-Brooklyn (Powercor) 66 kV",null,null,null,null,true,null,null,"VIC","ATSBP","Altona-Brooklyn (Powercor) 66 kV","Powercor","Summer","Coincident",2010,"TempCorrActualPOE10",141.562433,"NA"]
[null,{"$f":"IF(DataInput!B436=$B$8,IF($B$9=$B$10,TRUE,IF(DataInput!E436=$B$9,TRUE,FALSE)))","v":true},null,null,{"$f":"IF(B437=TRUE,DataInput!B436,NA())","v":"VIC"},{"$f":"IF($E437=DataInput!$B436,DataInput!C436,NA())","v":"ATSBP"},{"$f":"IF($E437=DataInput!$B436,DataInput!D436,NA())","v":"Altona-Brooklyn (Powercor) 66 kV"},{"$f":"IF($E437=DataInput!$B436,DataInput!E436,NA())","v":"Powercor"},{"$f":"IF($E437=DataInput!$B436,DataInput!F436,NA())","v":"Summer"},{"$f":"IF($E437=DataInput!$B436,DataInput!G436,NA())","v":"Coincident"},{"$f":"IF($E437=DataInput!$B436,DataInput!H436,NA())","v":2010},{"$f":"IF($E437=DataInput!$B436,DataInput!I436,NA())","v":"TempCorrActualPOE50"},{"$f":"IF($E437=DataInput!$B436,DataInput!J436,NA())","v":134.07819900000001},{"$f":"IF($E437=DataInput!$B436,DataInput!K436,NA())","v":"NA"},null,null,"VIC Altona-Brooklyn (Powercor) 66 kV",null,null,null,null,true,null,null,"VIC","ATSBP","Altona-Brooklyn (Powercor) 66 kV","Powercor","Summer","Coincident",2010,"TempCorrActualPOE50",134.07819900000001,"NA"]
[null,{"$f":"IF(DataInput!B437=$B$8,IF($B$9=$B$10,TRUE,IF(DataInput!E437=$B$9,TRUE,FALSE)))","v":true},null,null,{"$f":"IF(B438=TRUE,DataInput!B437,NA())","v":"VIC"},{"$f":"IF($E438=DataInput!$B437,DataInput!C437,NA())","v":"ATSBP"},{"$f":"IF($E438=DataInput!$B437,DataInput!D437,NA())","v":"Altona-Brooklyn (Powercor) 66 kV"},{"$f":"IF($E438=DataInput!$B437,DataInput!E437,NA())","v":"Powercor"},{"$f":"IF($E438=DataInput!$B437,DataInput!F437,NA())","v":"Summer"},{"$f":"IF($E438=DataInput!$B437,DataInput!G437,NA())","v":"Non-Coincident"},{"$f":"IF($E438=DataInput!$B437,DataInput!H437,NA())","v":2010},{"$f":"IF($E438=DataInput!$B437,DataInput!I437,NA())","v":"TempCorrActualPOE10"},{"$f":"IF($E438=DataInput!$B437,DataInput!J437,NA())","v":147.42758610000001},{"$f":"IF($E438=DataInput!$B437,DataInput!K437,NA())","v":"NA"},null,null,"VIC Altona-Brooklyn (Powercor) 66 kV",null,null,null,null,true,null,null,"VIC","ATSBP","Altona-Brooklyn (Powercor) 66 kV","Powercor","Summer","Non-Coincident",2010,"TempCorrActualPOE10",147.42758610000001,"NA"]
[null,{"$f":"IF(DataInput!B438=$B$8,IF($B$9=$B$10,TRUE,IF(DataInput!E438=$B$9,TRUE,FALSE)))","v":true},null,null,{"$f":"IF(B439=TRUE,DataInput!B438,NA())","v":"VIC"},{"$f":"IF($E439=DataInput!$B438,DataInput!C438,NA())","v":"ATSBP"},{"$f":"IF($E439=DataInput!$B438,DataInput!D438,NA())","v":"Altona-Brooklyn (Powercor) 66 kV"},{"$f":"IF($E439=DataInput!$B438,DataInput!E438,NA())","v":"Powercor"},{"$f":"IF($E439=DataInput!$B438,DataInput!F438,NA())","v":"Summer"},{"$f":"IF($E439=DataInput!$B438,DataInput!G438,NA())","v":"Non-Coincident"},{"$f":"IF($E439=DataInput!$B438,DataInput!H438,NA())","v":2010},{"$f":"IF($E439=DataInput!$B438,DataInput!I438,NA())","v":"TempCorrActualPOE50"},{"$f":"IF($E439=DataInput!$B438,DataInput!J438,NA())","v":139.63341410000001},{"$f":"IF($E439=DataInput!$B438,DataInput!K438,NA())","v":"NA"},null,null,"VIC Altona-Brooklyn (Powercor) 66 kV",null,null,null,null,true,null,null,"VIC","ATSBP","Altona-Brooklyn (Powercor) 66 kV","Powercor","Summer","Non-Coincident",2010,"TempCorrActualPOE50",139.63341410000001,"NA"]
[null,{"$f":"IF(DataInput!B439=$B$8,IF($B$9=$B$10,TRUE,IF(DataInput!E439=$B$9,TRUE,FALSE)))","v":true},null,null,{"$f":"IF(B440=TRUE,DataInput!B439,NA())","v":"VIC"},{"$f":"IF($E440=DataInput!$B439,DataInput!C439,NA())","v":"ATSBP"},{"$f":"IF($E440=DataInput!$B439,DataInput!D439,NA())","v":"Altona-Brooklyn (Powercor) 66 kV"},{"$f":"IF($E440=DataInput!$B439,DataInput!E439,NA())","v":"Powercor"},{"$f":"IF($E440=DataInput!$B439,DataInput!F439,NA())","v":"Summer"},{"$f":"IF($E440=DataInput!$B439,DataInput!G439,NA())","v":"Coincident"},{"$f":"IF($E440=DataInput!$B439,DataInput!H439,NA())","v":2010},{"$f":"IF($E440=DataInput!$B439,DataInput!I439,NA())","v":"Actual"},{"$f":"IF($E440=DataInput!$B439,DataInput!J439,NA())","v":142.56512000000001},{"$f":"IF($E440=DataInput!$B439,DataInput!K439,NA())","v":"NA"},null,null,"VIC Altona-Brooklyn (Powercor) 66 kV",null,null,null,null,true,null,null,"VIC","ATSBP","Altona-Brooklyn (Powercor) 66 kV","Powercor","Summer","Coincident",2010,"Actual",142.56512000000001,"NA"]
[null,{"$f":"IF(DataInput!B440=$B$8,IF($B$9=$B$10,TRUE,IF(DataInput!E440=$B$9,TRUE,FALSE)))","v":true},null,null,{"$f":"IF(B441=TRUE,DataInput!B440,NA())","v":"VIC"},{"$f":"IF($E441=DataInput!$B440,DataInput!C440,NA())","v":"ATSBP"},{"$f":"IF($E441=DataInput!$B440,DataInput!D440,NA())","v":"Altona-Brooklyn (Powercor) 66 kV"},{"$f":"IF($E441=DataInput!$B440,DataInput!E440,NA())","v":"Powercor"},{"$f":"IF($E441=DataInput!$B440,DataInput!F440,NA())","v":"Summer"},{"$f":"IF($E441=DataInput!$B440,DataInput!G440,NA())","v":"Non-Coincident"},{"$f":"IF($E441=DataInput!$B440,DataInput!H440,NA())","v":2010},{"$f":"IF($E441=DataInput!$B440,DataInput!I440,NA())","v":"Actual"},{"$f":"IF($E441=DataInput!$B440,DataInput!J440,NA())","v":158.51587000000001},{"$f":"IF($E441=DataInput!$B440,DataInput!K440,NA())","v":"NA"},null,null,"VIC Altona-Brooklyn (Powercor) 66 kV",null,null,null,null,true,null,null,"VIC","ATSBP","Altona-Brooklyn (Powercor) 66 kV","Powercor","Summer","Non-Coincident",2010,"Actual",158.51587000000001,"NA"]
[null,{"$f":"IF(DataInput!B441=$B$8,IF($B$9=$B$10,TRUE,IF(DataInput!E441=$B$9,TRUE,FALSE)))","v":true},null,null,{"$f":"IF(B442=TRUE,DataInput!B441,NA())","v":"VIC"},{"$f":"IF($E442=DataInput!$B441,DataInput!C441,NA())","v":"ATSBP"},{"$f":"IF($E442=DataInput!$B441,DataInput!D441,NA())","v":"Altona-Brooklyn (Powercor) 66 kV"},{"$f":"IF($E442=DataInput!$B441,DataInput!E441,NA())","v":"Powercor"},{"$f":"IF($E442=DataInput!$B441,DataInput!F441,NA())","v":"Summer"},{"$f":"IF($E442=DataInput!$B441,DataInput!G441,NA())","v":"Coincident"},{"$f":"IF($E442=DataInput!$B441,DataInput!H441,NA())","v":2011},{"$f":"IF($E442=DataInput!$B441,DataInput!I441,NA())","v":"TempCorrActualPOE10"},{"$f":"IF($E442=DataInput!$B441,DataInput!J441,NA())","v":142.09338360000001},{"$f":"IF($E442=DataInput!$B441,DataInput!K441,NA())","v":"NA"},null,null,"VIC Altona-Brooklyn (Powercor) 66 kV",null,null,null,null,true,null,null,"VIC","ATSBP","Altona-Brooklyn (Powercor) 66 kV","Powercor","Summer","Coincident",2011,"TempCorrActualPOE10",142.09338360000001,"NA"]
[null,{"$f":"IF(DataInput!B442=$B$8,IF($B$9=$B$10,TRUE,IF(DataInput!E442=$B$9,TRUE,FALSE)))","v":true},null,null,{"$f":"IF(B443=TRUE,DataInput!B442,NA())","v":"VIC"},{"$f":"IF($E443=DataInput!$B442,DataInput!C442,NA())","v":"ATSBP"},{"$f":"IF($E443=DataInput!$B442,DataInput!D442,NA())","v":"Altona-Brooklyn (Powercor) 66 kV"},{"$f":"IF($E443=DataInput!$B442,DataInput!E442,NA())","v":"Powercor"},{"$f":"IF($E443=DataInput!$B442,DataInput!F442,NA())","v":"Summer"},{"$f":"IF($E443=DataInput!$B442,DataInput!G442,NA())","v":"Coincident"},{"$f":"IF($E443=DataInput!$B442,DataInput!H442,NA())","v":2011},{"$f":"IF($E443=DataInput!$B442,DataInput!I442,NA())","v":"TempCorrActualPOE50"},{"$f":"IF($E443=DataInput!$B442,DataInput!J442,NA())","v":133.52132030000001},{"$f":"IF($E443=DataInput!$B442,DataInput!K442,NA())","v":"NA"},null,null,"VIC Altona-Brooklyn (Powercor) 66 kV",null,null,null,null,true,null,null,"VIC","ATSBP","Altona-Brooklyn (Powercor) 66 kV","Powercor","Summer","Coincident",2011,"TempCorrActualPOE50",133.52132030000001,"NA"]
[null,{"$f":"IF(DataInput!B443=$B$8,IF($B$9=$B$10,TRUE,IF(DataInput!E443=$B$9,TRUE,FALSE)))","v":true},null,null,{"$f":"IF(B444=TRUE,DataInput!B443,NA())","v":"VIC"},{"$f":"IF($E444=DataInput!$B443,DataInput!C443,NA())","v":"ATSBP"},{"$f":"IF($E444=DataInput!$B443,DataInput!D443,NA())","v":"Altona-Brooklyn (Powercor) 66 kV"},{"$f":"IF($E444=DataInput!$B443,DataInput!E443,NA())","v":"Powercor"},{"$f":"IF($E444=DataInput!$B443,DataInput!F443,NA())","v":"Summer"},{"$f":"IF($E444=DataInput!$B443,DataInput!G443,NA())","v":"Non-Coincident"},{"$f":"IF($E444=DataInput!$B443,DataInput!H443,NA())","v":2011},{"$f":"IF($E444=DataInput!$B443,DataInput!I443,NA())","v":"TempCorrActualPOE10"},{"$f":"IF($E444=DataInput!$B443,DataInput!J443,NA())","v":147.99422620000001},{"$f":"IF($E444=DataInput!$B443,DataInput!K443,NA())","v":"NA"},null,null,"VIC Altona-Brooklyn (Powercor) 66 kV",null,null,null,null,true,null,null,"VIC","ATSBP","Altona-Brooklyn (Powercor) 66 kV","Powercor","Summer","Non-Coincident",2011,"TempCorrActualPOE10",147.99422620000001,"NA"]
[null,{"$f":"IF(DataInput!B444=$B$8,IF($B$9=$B$10,TRUE,IF(DataInput!E444=$B$9,TRUE,FALSE)))","v":true},null,null,{"$f":"IF(B445=TRUE,DataInput!B444,NA())","v":"VIC"},{"$f":"IF($E445=DataInput!$B444,DataInput!C444,NA())","v":"ATSBP"},{"$f":"IF($E445=DataInput!$B444,DataInput!D444,NA())","v":"Altona-Brooklyn (Powercor) 66 kV"},{"$f":"IF($E445=DataInput!$B444,DataInput!E444,NA())","v":"Powercor"},{"$f":"IF($E445=DataInput!$B444,DataInput!F444,NA())","v":"Summer"},{"$f":"IF($E445=DataInput!$B444,DataInput!G444,NA())","v":"Non-Coincident"},{"$f":"IF($E445=DataInput!$B444,DataInput!H444,NA())","v":2011},{"$f":"IF($E445=DataInput!$B444,DataInput!I444,NA())","v":"TempCorrActualPOE50"},{"$f":"IF($E445=DataInput!$B444,DataInput!J444,NA())","v":139.06717560000001},{"$f":"IF($E445=DataInput!$B444,DataInput!K444,NA())","v":"NA"},null,null,"VIC Altona-Brooklyn (Powercor) 66 kV",null,null,null,null,true,null,null,"VIC","ATSBP","Altona-Brooklyn (Powercor) 66 kV","Powercor","Summer","Non-Coincident",2011,"TempCorrActualPOE50",139.06717560000001,"NA"]
[null,{"$f":"IF(DataInput!B445=$B$8,IF($B$9=$B$10,TRUE,IF(DataInput!E445=$B$9,TRUE,FALSE)))","v":true},null,null,{"$f":"IF(B446=TRUE,DataInput!B445,NA())","v":"VIC"},{"$f":"IF($E446=DataInput!$B445,DataInput!C445,NA())","v":"ATSBP"},{"$f":"IF($E446=DataInput!$B445,DataInput!D445,NA())","v":"Altona-Brooklyn (Powercor) 66 kV"},{"$f":"IF($E446=DataInput!$B445,DataInput!E445,NA())","v":"Powercor"},{"$f":"IF($E446=DataInput!$B445,DataInput!F445,NA())","v":"Summer"},{"$f":"IF($E446=DataInput!$B445,DataInput!G445,NA())","v":"Coincident"},{"$f":"IF($E446=DataInput!$B445,DataInput!H445,NA())","v":2011},{"$f":"IF($E446=DataInput!$B445,DataInput!I445,NA())","v":"Actual"},{"$f":"IF($E446=DataInput!$B445,DataInput!J445,NA())","v":160.774012},{"$f":"IF($E446=DataInput!$B445,DataInput!K445,NA())","v":"NA"},null,null,"VIC Altona-Brooklyn (Powercor) 66 kV",null,null,null,null,true,null,null,"VIC",{"$f":"IF($V446=TRUE,F446,NA())","v":"ATSBP"},{"$f":"IF($V446=TRUE,G446,NA())","v":"Altona-Brooklyn (Powercor) 66 kV"},{"$f":"IF($V446=TRUE,H446,NA())","v":"Powercor"},{"$f":"IF($V446=TRUE,I446,NA())","v":"Summer"},{"$f":"IF($V446=TRUE,J446,NA())","v":"Coincident"},{"$f":"IF($V446=TRUE,K446,NA())","v":2011},{"$f":"IF($V446=TRUE,L446,NA())","v":"Actual"},{"$f":"IF($V446=TRUE,M446,NA())","v":160.774012},{"$f":"IF($V446=TRUE,N446,NA())","v":"NA"}]
[null,{"$f":"IF(DataInput!B446=$B$8,IF($B$9=$B$10,TRUE,IF(DataInput!E446=$B$9,TRUE,FALSE)))","v":true},null,null,{"$f":"IF(B447=TRUE,DataInput!B446,NA())","v":"VIC"},{"$f":"IF($E447=DataInput!$B446,DataInput!C446,NA())","v":"ATSBP"},{"$f":"IF($E447=DataInput!$B446,DataInput!D446,NA())","v":"Altona-Brooklyn (Powercor) 66 kV"},{"$f":"IF($E447=DataInput!$B446,DataInput!E446,NA())","v":"Powercor"},{"$f":"IF($E447=DataInput!$B446,DataInput!F446,NA())","v":"Summer"},{"$f":"IF($E447=DataInput!$B446,DataInput!G446,NA())","v":"Non-Coincident"},{"$f":"IF($E447=DataInput!$B446,DataInput!H446,NA())","v":2011},{"$f":"IF($E447=DataInput!$B446,DataInput!I446,NA())","v":"Actual"},{"$f":"IF($E447=DataInput!$B446,DataInput!J446,NA())","v":162.109658},{"$f":"IF($E447=DataInput!$B446,DataInput!K446,NA())","v":"NA"},null,null,"VIC Altona-Brooklyn (Powercor) 66 kV",null,null,null,null,true,null,null,"VIC","ATSBP","Altona-Brooklyn (Powercor) 66 kV","Powercor","Summer","Non-Coincident",2011,"Actual",162.109658,"NA"]
[null,{"$f":"IF(DataInput!B447=$B$8,IF($B$9=$B$10,TRUE,IF(DataInput!E447=$B$9,TRUE,FALSE)))","v":true},null,null,{"$f":"IF(B448=TRUE,DataInput!B447,NA())","v":"VIC"},{"$f":"IF($E448=DataInput!$B447,DataInput!C447,NA())","v":"ATSBP"},{"$f":"IF($E448=DataInput!$B447,DataInput!D447,NA())","v":"Altona-Brooklyn (Powercor) 66 kV"},{"$f":"IF($E448=DataInput!$B447,DataInput!E447,NA())","v":"Powercor"},{"$f":"IF($E448=DataInput!$B447,DataInput!F447,NA())","v":"Summer"},{"$f":"IF($E448=DataInput!$B447,DataInput!G447,NA())","v":"Coincident"},{"$f":"IF($E448=DataInput!$B447,DataInput!H447,NA())","v":2012},{"$f":"IF($E448=DataInput!$B447,DataInput!I447,NA())","v":"TempCorrActualPOE10"},{"$f":"IF($E448=DataInput!$B447,DataInput!J447,NA())","v":152.26648030000001},{"$f":"IF($E448=DataInput!$B447,DataInput!K447,NA())","v":"NA"},null,null,"VIC Altona-Brooklyn (Powercor) 66 kV",null,null,null,null,true,null,null,"VIC","ATSBP","Altona-Brooklyn (Powercor) 66 kV","Powercor","Summer","Coincident",2012,"TempCorrActualPOE10",152.26648030000001,"NA"]
[null,{"$f":"IF(DataInput!B448=$B$8,IF($B$9=$B$10,TRUE,IF(DataInput!E448=$B$9,TRUE,FALSE)))","v":true},null,null,{"$f":"IF(B449=TRUE,DataInput!B448,NA())","v":"VIC"},{"$f":"IF($E449=DataInput!$B448,DataInput!C448,NA())","v":"ATSBP"},{"$f":"IF($E449=DataInput!$B448,DataInput!D448,NA())","v":"Altona-Brooklyn (Powercor) 66 kV"},{"$f":"IF($E449=DataInput!$B448,DataInput!E448,NA())","v":"Powercor"},{"$f":"IF($E449=DataInput!$B448,DataInput!F448,NA())","v":"Summer"},{"$f":"IF($E449=DataInput!$B448,DataInput!G448,NA())","v":"Coincident"},{"$f":"IF($E449=DataInput!$B448,DataInput!H448,NA())","v":2012},{"$f":"IF($E449=DataInput!$B448,DataInput!I448,NA())","v":"TempCorrActualPOE50"},{"$f":"IF($E449=DataInput!$B448,DataInput!J448,NA())","v":143.10346920000001},{"$f":"IF($E449=DataInput!$B448,DataInput!K448,NA())","v":"NA"},null,null,"VIC Altona-Brooklyn (Powercor) 66 kV",null,null,null,null,true,null,null,"VIC","ATSBP","Altona-Brooklyn (Powercor) 66 kV","Powercor","Summer","Coincident",2012,"TempCorrActualPOE50",143.10346920000001,"NA"]
[null,{"$f":"IF(DataInput!B449=$B$8,IF($B$9=$B$10,TRUE,IF(DataInput!E449=$B$9,TRUE,FALSE)))","v":true},null,null,{"$f":"IF(B450=TRUE,DataInput!B449,NA())","v":"VIC"},{"$f":"IF($E450=DataInput!$B449,DataInput!C449,NA())","v":"ATSBP"},{"$f":"IF($E450=DataInput!$B449,DataInput!D449,NA())","v":"Altona-Brooklyn (Powercor) 66 kV"},{"$f":"IF($E450=DataInput!$B449,DataInput!E449,NA())","v":"Powercor"},{"$f":"IF($E450=DataInput!$B449,DataInput!F449,NA())","v":"Summer"},{"$f":"IF($E450=DataInput!$B449,DataInput!G449,NA())","v":"Non-Coincident"},{"$f":"IF($E450=DataInput!$B449,DataInput!H449,NA())","v":2012},{"$f":"IF($E450=DataInput!$B449,DataInput!I449,NA())","v":"TempCorrActualPOE10"},{"$f":"IF($E450=DataInput!$B449,DataInput!J449,NA())","v":158.6179774},{"$f":"IF($E450=DataInput!$B449,DataInput!K449,NA())","v":"NA"},null,null,"VIC Altona-Brooklyn (Powercor) 66 kV",null,null,null,null,true,null,null,"VIC","ATSBP","Altona-Brooklyn (Powercor) 66 kV","Powercor","Summer","Non-Coincident",2012,"TempCorrActualPOE10",158.6179774,"NA"]
[null,{"$f":"IF(DataInput!B450=$B$8,IF($B$9=$B$10,TRUE,IF(DataInput!E450=$B$9,TRUE,FALSE)))","v":true},null,null,{"$f":"IF(B451=TRUE,DataInput!B450,NA())","v":"VIC"},{"$f":"IF($E451=DataInput!$B450,DataInput!C450,NA())","v":"ATSBP"},{"$f":"IF($E451=DataInput!$B450,DataInput!D450,NA())","v":"Altona-Brooklyn (Powercor) 66 kV"},{"$f":"IF($E451=DataInput!$B450,DataInput!E450,NA())","v":"Powercor"},{"$f":"IF($E451=DataInput!$B450,DataInput!F450,NA())","v":"Summer"},{"$f":"IF($E451=DataInput!$B450,DataInput!G450,NA())","v":"Non-Coincident"},{"$f":"IF($E451=DataInput!$B450,DataInput!H450,NA())","v":2012},{"$f":"IF($E451=DataInput!$B450,DataInput!I450,NA())","v":"TempCorrActualPOE50"},{"$f":"IF($E451=DataInput!$B450,DataInput!J450,NA())","v":149.07550660000001},{"$f":"IF($E451=DataInput!$B450,DataInput!K450,NA())","v":"NA"},null,null,"VIC Altona-Brooklyn (Powercor) 66 kV",null,null,null,null,true,null,null,"VIC","ATSBP","Altona-Brooklyn (Powercor) 66 kV","Powercor","Summer","Non-Coincident",2012,"TempCorrActualPOE50",149.07550660000001,"NA"]
[null,{"$f":"IF(DataInput!B451=$B$8,IF($B$9=$B$10,TRUE,IF(DataInput!E451=$B$9,TRUE,FALSE)))","v":true},null,null,{"$f":"IF(B452=TRUE,DataInput!B451,NA())","v":"VIC"},{"$f":"IF($E452=DataInput!$B451,DataInput!C451,NA())","v":"ATSBP"},{"$f":"IF($E452=DataInput!$B451,DataInput!D451,NA())","v":"Altona-Brooklyn (Powercor) 66 kV"},{"$f":"IF($E452=DataInput!$B451,DataInput!E451,NA())","v":"Powercor"},{"$f":"IF($E452=DataInput!$B451,DataInput!F451,NA())","v":"Summer"},{"$f":"IF($E452=DataInput!$B451,DataInput!G451,NA())","v":"Coincident"},{"$f":"IF($E452=DataInput!$B451,DataInput!H451,NA())","v":2012},{"$f":"IF($E452=DataInput!$B451,DataInput!I451,NA())","v":"Actual"},{"$f":"IF($E452=DataInput!$B451,DataInput!J451,NA())","v":159.69583},{"$f":"IF($E452=DataInput!$B451,DataInput!K451,NA())","v":"NA"},null,null,"VIC Altona-Brooklyn (Powercor) 66 kV",null,null,null,null,true,null,null,"VIC","ATSBP","Altona-Brooklyn (Powercor) 66 kV","Powercor","Summer","Coincident",2012,"Actual",159.69583,"NA"]
[null,{"$f":"IF(DataInput!B452=$B$8,IF($B$9=$B$10,TRUE,IF(DataInput!E452=$B$9,TRUE,FALSE)))","v":true},null,null,{"$f":"IF(B453=TRUE,DataInput!B452,NA())","v":"VIC"},{"$f":"IF($E453=DataInput!$B452,DataInput!C452,NA())","v":"ATSBP"},{"$f":"IF($E453=DataInput!$B452,DataInput!D452,NA())","v":"Altona-Brooklyn (Powercor) 66 kV"},{"$f":"IF($E453=DataInput!$B452,DataInput!E452,NA())","v":"Powercor"},{"$f":"IF($E453=DataInput!$B452,DataInput!F452,NA())","v":"Summer"},{"$f":"IF($E453=DataInput!$B452,DataInput!G452,NA())","v":"Non-Coincident"},{"$f":"IF($E453=DataInput!$B452,DataInput!H452,NA())","v":2012},{"$f":"IF($E453=DataInput!$B452,DataInput!I452,NA())","v":"Actual"},{"$f":"IF($E453=DataInput!$B452,DataInput!J452,NA())","v":166.770026},{"$f":"IF($E453=DataInput!$B452,DataInput!K452,NA())","v":"NA"},null,null,"VIC Altona-Brooklyn (Powercor) 66 kV",null,null,null,null,true,null,null,"VIC","ATSBP","Altona-Brooklyn (Powercor) 66 kV","Powercor","Summer","Non-Coincident",2012,"Actual",166.770026,"NA"]
[null,{"$f":"IF(DataInput!B453=$B$8,IF($B$9=$B$10,TRUE,IF(DataInput!E453=$B$9,TRUE,FALSE)))","v":true},null,null,{"$f":"IF(B454=TRUE,DataInput!B453,NA())","v":"VIC"},{"$f":"IF($E454=DataInput!$B453,DataInput!C453,NA())","v":"ATSBP"},{"$f":"IF($E454=DataInput!$B453,DataInput!D453,NA())","v":"Altona-Brooklyn (Powercor) 66 kV"},{"$f":"IF($E454=DataInput!$B453,DataInput!E453,NA())","v":"Powercor"},{"$f":"IF($E454=DataInput!$B453,DataInput!F453,NA())","v":"Summer"},{"$f":"IF($E454=DataInput!$B453,DataInput!G453,NA())","v":"Coincident"},{"$f":"IF($E454=DataInput!$B453,DataInput!H453,NA())","v":2013},{"$f":"IF($E454=DataInput!$B453,DataInput!I453,NA())","v":"TempCorrActualPOE10"},{"$f":"IF($E454=DataInput!$B453,DataInput!J453,NA())","v":142.384345},{"$f":"IF($E454=DataInput!$B453,DataInput!K453,NA())","v":"NA"},null,null,"VIC Altona-Brooklyn (Powercor) 66 kV",null,null,null,null,true,null,null,"VIC","ATSBP","Altona-Brooklyn (Powercor) 66 kV","Powercor","Summer","Coincident",2013,"TempCorrActualPOE10",142.384345,"NA"]
[null,{"$f":"IF(DataInput!B454=$B$8,IF($B$9=$B$10,TRUE,IF(DataInput!E454=$B$9,TRUE,FALSE)))","v":true},null,null,{"$f":"IF(B455=TRUE,DataInput!B454,NA())","v":"VIC"},{"$f":"IF($E455=DataInput!$B454,DataInput!C454,NA())","v":"ATSBP"},{"$f":"IF($E455=DataInput!$B454,DataInput!D454,NA())","v":"Altona-Brooklyn (Powercor) 66 kV"},{"$f":"IF($E455=DataInput!$B454,DataInput!E454,NA())","v":"Powercor"},{"$f":"IF($E455=DataInput!$B454,DataInput!F454,NA())","v":"Summer"},{"$f":"IF($E455=DataInput!$B454,DataInput!G454,NA())","v":"Coincident"},{"$f":"IF($E455=DataInput!$B454,DataInput!H454,NA())","v":2013},{"$f":"IF($E455=DataInput!$B454,DataInput!I454,NA())","v":"TempCorrActualPOE50"},{"$f":"IF($E455=DataInput!$B454,DataInput!J454,NA())","v":134.28406390000001},{"$f":"IF($E455=DataInput!$B454,DataInput!K454,NA())","v":"NA"},null,null,"VIC Altona-Brooklyn (Powercor) 66 kV",null,null,null,null,true,null,null,"VIC","ATSBP","Altona-Brooklyn (Powercor) 66 kV","Powercor","Summer","Coincident",2013,"TempCorrActualPOE50",134.28406390000001,"NA"]
[null,{"$f":"IF(DataInput!B455=$B$8,IF($B$9=$B$10,TRUE,IF(DataInput!E455=$B$9,TRUE,FALSE)))","v":true},null,null,{"$f":"IF(B456=TRUE,DataInput!B455,NA())","v":"VIC"},{"$f":"IF($E456=DataInput!$B455,DataInput!C455,NA())","v":"ATSBP"},{"$f":"IF($E456=DataInput!$B455,DataInput!D455,NA())","v":"Altona-Brooklyn (Powercor) 66 kV"},{"$f":"IF($E456=DataInput!$B455,DataInput!E455,NA())","v":"Powercor"},{"$f":"IF($E456=DataInput!$B455,DataInput!F455,NA())","v":"Summer"},{"$f":"IF($E456=DataInput!$B455,DataInput!G455,NA())","v":"Non-Coincident"},{"$f":"IF($E456=DataInput!$B455,DataInput!H455,NA())","v":2013},{"$f":"IF($E456=DataInput!$B455,DataInput!I455,NA())","v":"TempCorrActualPOE10"},{"$f":"IF($E456=DataInput!$B455,DataInput!J455,NA())","v":148.3728055},{"$f":"IF($E456=DataInput!$B455,DataInput!K455,NA())","v":"NA"},null,null,"VIC Altona-Brooklyn (Powercor) 66 kV",null,null,null,null,true,null,null,"VIC","ATSBP","Altona-Brooklyn (Powercor) 66 kV","Powercor","Summer","Non-Coincident",2013,"TempCorrActualPOE10",148.3728055,"NA"]
[null,{"$f":"IF(DataInput!B456=$B$8,IF($B$9=$B$10,TRUE,IF(DataInput!E456=$B$9,TRUE,FALSE)))","v":true},null,null,{"$f":"IF(B457=TRUE,DataInput!B456,NA())","v":"VIC"},{"$f":"IF($E457=DataInput!$B456,DataInput!C456,NA())","v":"ATSBP"},{"$f":"IF($E457=DataInput!$B456,DataInput!D456,NA())","v":"Altona-Brooklyn (Powercor) 66 kV"},{"$f":"IF($E457=DataInput!$B456,DataInput!E456,NA())","v":"Powercor"},{"$f":"IF($E457=DataInput!$B456,DataInput!F456,NA())","v":"Summer"},{"$f":"IF($E457=DataInput!$B456,DataInput!G456,NA())","v":"Non-Coincident"},{"$f":"IF($E457=DataInput!$B456,DataInput!H456,NA())","v":2013},{"$f":"IF($E457=DataInput!$B456,DataInput!I456,NA())","v":"TempCorrActualPOE50"},{"$f":"IF($E457=DataInput!$B456,DataInput!J456,NA())","v":139.93707449999999},{"$f":"IF($E457=DataInput!$B456,DataInput!K456,NA())","v":"NA"},null,null,"VIC Altona-Brooklyn (Powercor) 66 kV",null,null,null,null,true,null,null,"VIC","ATSBP","Altona-Brooklyn (Powercor) 66 kV","Powercor","Summer","Non-Coincident",2013,"TempCorrActualPOE50",139.93707449999999,"NA"]
[null,{"$f":"IF(DataInput!B457=$B$8,IF($B$9=$B$10,TRUE,IF(DataInput!E457=$B$9,TRUE,FALSE)))","v":true},null,null,{"$f":"IF(B458=TRUE,DataInput!B457,NA())","v":"VIC"},{"$f":"IF($E458=DataInput!$B457,DataInput!C457,NA())","v":"ATSBP"},{"$f":"IF($E458=DataInput!$B457,DataInput!D457,NA())","v":"Altona-Brooklyn (Powercor) 66 kV"},{"$f":"IF($E458=DataInput!$B457,DataInput!E457,NA())","v":"Powercor"},{"$f":"IF($E458=DataInput!$B457,DataInput!F457,NA())","v":"Summer"},{"$f":"IF($E458=DataInput!$B457,DataInput!G457,NA())","v":"Coincident"},{"$f":"IF($E458=DataInput!$B457,DataInput!H457,NA())","v":2013},{"$f":"IF($E458=DataInput!$B457,DataInput!I457,NA())","v":"Actual"},{"$f":"IF($E458=DataInput!$B457,DataInput!J457,NA())","v":146.20135200000001},{"$f":"IF($E458=DataInput!$B457,DataInput!K457,NA())","v":"NA"},null,null,"VIC Altona-Brooklyn (Powercor) 66 kV",null,null,null,null,true,null,null,"VIC","ATSBP","Altona-Brooklyn (Powercor) 66 kV","Powercor","Summer","Coincident",2013,"Actual",146.20135200000001,"NA"]
[null,{"$f":"IF(DataInput!B458=$B$8,IF($B$9=$B$10,TRUE,IF(DataInput!E458=$B$9,TRUE,FALSE)))","v":true},null,null,{"$f":"IF(B459=TRUE,DataInput!B458,NA())","v":"VIC"},{"$f":"IF($E459=DataInput!$B458,DataInput!C458,NA())","v":"ATSBP"},{"$f":"IF($E459=DataInput!$B458,DataInput!D458,NA())","v":"Altona-Brooklyn (Powercor) 66 kV"},{"$f":"IF($E459=DataInput!$B458,DataInput!E458,NA())","v":"Powercor"},{"$f":"IF($E459=DataInput!$B458,DataInput!F458,NA())","v":"Summer"},{"$f":"IF($E459=DataInput!$B458,DataInput!G458,NA())","v":"Non-Coincident"},{"$f":"IF($E459=DataInput!$B458,DataInput!H458,NA())","v":2013},{"$f":"IF($E459=DataInput!$B458,DataInput!I458,NA())","v":"Actual"},{"$f":"IF($E459=DataInput!$B458,DataInput!J458,NA())","v":160.14321200000001},{"$f":"IF($E459=DataInput!$B458,DataInput!K458,NA())","v":"NA"},null,null,"VIC Altona-Brooklyn (Powercor) 66 kV",null,null,null,null,true,null,null,"VIC","ATSBP","Altona-Brooklyn (Powercor) 66 kV","Powercor","Summer","Non-Coincident",2013,"Actual",160.14321200000001,"NA"]
[null,{"$f":"IF(DataInput!B459=$B$8,IF($B$9=$B$10,TRUE,IF(DataInput!E459=$B$9,TRUE,FALSE)))","v":true},null,null,{"$f":"IF(B460=TRUE,DataInput!B459,NA())","v":"VIC"},{"$f":"IF($E460=DataInput!$B459,DataInput!C459,NA())","v":"ATSBP"},{"$f":"IF($E460=DataInput!$B459,DataInput!D459,NA())","v":"Altona-Brooklyn (Powercor) 66 kV"},{"$f":"IF($E460=DataInput!$B459,DataInput!E459,NA())","v":"Powercor"},{"$f":"IF($E460=DataInput!$B459,DataInput!F459,NA())","v":"Summer"},{"$f":"IF($E460=DataInput!$B459,DataInput!G459,NA())","v":"Coincident"},{"$f":"IF($E460=DataInput!$B459,DataInput!H459,NA())","v":2014},{"$f":"IF($E460=DataInput!$B459,DataInput!I459,NA())","v":"TempCorrActualPOE10"},{"$f":"IF($E460=DataInput!$B459,DataInput!J459,NA())","v":153.71829159999999},{"$f":"IF($E460=DataInput!$B459,DataInput!K459,NA())","v":"NA"},null,null,{"$f":"IF(OR(ISERROR(E460),ISERROR(G460)),\"  \",E460&\" \"&G460)","v":"VIC Altona-Brooklyn (Powercor) 66 kV"},null,null,null,null,{"$f":"IF(ISERROR(G460),FALSE,IF($V$9=G460,TRUE,FALSE))","v":true},null,null,{"$f":"IF($V460=TRUE,E460,NA())","v":"VIC"},"ATSBP","Altona-Brooklyn (Powercor) 66 kV","Powercor","Summer","Coincident",2014,"TempCorrActualPOE10",153.71829159999999,"NA"]
[null,{"$f":"IF(DataInput!B460=$B$8,IF($B$9=$B$10,TRUE,IF(DataInput!E460=$B$9,TRUE,FALSE)))","v":true},null,null,{"$f":"IF(B461=TRUE,DataInput!B460,NA())","v":"VIC"},{"$f":"IF($E461=DataInput!$B460,DataInput!C460,NA())","v":"ATSBP"},{"$f":"IF($E461=DataInput!$B460,DataInput!D460,NA())","v":"Altona-Brooklyn (Powercor) 66 kV"},{"$f":"IF($E461=DataInput!$B460,DataInput!E460,NA())","v":"Powercor"},{"$f":"IF($E461=DataInput!$B460,DataInput!F460,NA())","v":"Summer"},{"$f":"IF($E461=DataInput!$B460,DataInput!G460,NA())","v":"Coincident"},{"$f":"IF($E461=DataInput!$B460,DataInput!H460,NA())","v":2014},{"$f":"IF($E461=DataInput!$B460,DataInput!I460,NA())","v":"TempCorrActualPOE50"},{"$f":"IF($E461=DataInput!$B460,DataInput!J460,NA())","v":145.7108202},{"$f":"IF($E461=DataInput!$B460,DataInput!K460,NA())","v":"NA"},null,null,"VIC Altona-Brooklyn (Powercor) 66 kV",null,null,null,null,true,null,null,"VIC",{"$f":"IF($V461=TRUE,F461,NA())","v":"ATSBP"},{"$f":"IF($V461=TRUE,G461,NA())","v":"Altona-Brooklyn (Powercor) 66 kV"},{"$f":"IF($V461=TRUE,H461,NA())","v":"Powercor"},{"$f":"IF($V461=TRUE,I461,NA())","v":"Summer"},{"$f":"IF($V461=TRUE,J461,NA())","v":"Coincident"},{"$f":"IF($V461=TRUE,K461,NA())","v":2014},{"$f":"IF($V461=TRUE,L461,NA())","v":"TempCorrActualPOE50"},{"$f":"IF($V461=TRUE,M461,NA())","v":145.7108202},{"$f":"IF($V461=TRUE,N461,NA())","v":"NA"}]
[null,{"$f":"IF(DataInput!B461=$B$8,IF($B$9=$B$10,TRUE,IF(DataInput!E461=$B$9,TRUE,FALSE)))","v":true},null,null,{"$f":"IF(B462=TRUE,DataInput!B461,NA())","v":"VIC"},{"$f":"IF($E462=DataInput!$B461,DataInput!C461,NA())","v":"ATSBP"},{"$f":"IF($E462=DataInput!$B461,DataInput!D461,NA())","v":"Altona-Brooklyn (Powercor) 66 kV"},{"$f":"IF($E462=DataInput!$B461,DataInput!E461,NA())","v":"Powercor"},{"$f":"IF($E462=DataInput!$B461,DataInput!F461,NA())","v":"Summer"},{"$f":"IF($E462=DataInput!$B461,DataInput!G461,NA())","v":"Non-Coincident"},{"$f":"IF($E462=DataInput!$B461,DataInput!H461,NA())","v":2014},{"$f":"IF($E462=DataInput!$B461,DataInput!I461,NA())","v":"TempCorrActualPOE10"},{"$f":"IF($E462=DataInput!$B461,DataInput!J461,NA())","v":160.20346219999999},{"$f":"IF($E462=DataInput!$B461,DataInput!K461,NA())","v":"NA"},null,null,"VIC Altona-Brooklyn (Powercor) 66 kV",null,null,null,null,true,null,null,"VIC","ATSBP","Altona-Brooklyn (Powercor) 66 kV","Powercor","Summer","Non-Coincident",2014,"TempCorrActualPOE10",160.20346219999999,"NA"]
[null,{"$f":"IF(DataInput!B462=$B$8,IF($B$9=$B$10,TRUE,IF(DataInput!E462=$B$9,TRUE,FALSE)))","v":true},null,null,{"$f":"IF(B463=TRUE,DataInput!B462,NA())","v":"VIC"},{"$f":"IF($E463=DataInput!$B462,DataInput!C462,NA())","v":"ATSBP"},{"$f":"IF($E463=DataInput!$B462,DataInput!D462,NA())","v":"Altona-Brooklyn (Powercor) 66 kV"},{"$f":"IF($E463=DataInput!$B462,DataInput!E462,NA())","v":"Powercor"},{"$f":"IF($E463=DataInput!$B462,DataInput!F462,NA())","v":"Summer"},{"$f":"IF($E463=DataInput!$B462,DataInput!G462,NA())","v":"Non-Coincident"},{"$f":"IF($E463=DataInput!$B462,DataInput!H462,NA())","v":2014},{"$f":"IF($E463=DataInput!$B462,DataInput!I462,NA())","v":"TempCorrActualPOE50"},{"$f":"IF($E463=DataInput!$B462,DataInput!J462,NA())","v":151.8643845},{"$f":"IF($E463=DataInput!$B462,DataInput!K462,NA())","v":"NA"},null,null,"VIC Altona-Brooklyn (Powercor) 66 kV",null,null,null,null,true,null,null,"VIC","ATSBP","Altona-Brooklyn (Powercor) 66 kV","Powercor","Summer","Non-Coincident",2014,"TempCorrActualPOE50",151.8643845,"NA"]
[null,{"$f":"IF(DataInput!B463=$B$8,IF($B$9=$B$10,TRUE,IF(DataInput!E463=$B$9,TRUE,FALSE)))","v":true},null,null,{"$f":"IF(B464=TRUE,DataInput!B463,NA())","v":"VIC"},{"$f":"IF($E464=DataInput!$B463,DataInput!C463,NA())","v":"ATSBP"},{"$f":"IF($E464=DataInput!$B463,DataInput!D463,NA())","v":"Altona-Brooklyn (Powercor) 66 kV"},{"$f":"IF($E464=DataInput!$B463,DataInput!E463,NA())","v":"Powercor"},{"$f":"IF($E464=DataInput!$B463,DataInput!F463,NA())","v":"Summer"},{"$f":"IF($E464=DataInput!$B463,DataInput!G463,NA())","v":"Coincident"},{"$f":"IF($E464=DataInput!$B463,DataInput!H463,NA())","v":2014},{"$f":"IF($E464=DataInput!$B463,DataInput!I463,NA())","v":"Actual"},{"$f":"IF($E464=DataInput!$B463,DataInput!J463,NA())","v":151.28718000000001},{"$f":"IF($E464=DataInput!$B463,DataInput!K463,NA())","v":"NA"},null,null,"VIC Altona-Brooklyn (Powercor) 66 kV",null,null,null,null,true,null,null,"VIC","ATSBP","Altona-Brooklyn (Powercor) 66 kV","Powercor","Summer","Coincident",2014,"Actual",151.28718000000001,"NA"]
[null,{"$f":"IF(DataInput!B464=$B$8,IF($B$9=$B$10,TRUE,IF(DataInput!E464=$B$9,TRUE,FALSE)))","v":true},null,null,{"$f":"IF(B465=TRUE,DataInput!B464,NA())","v":"VIC"},{"$f":"IF($E465=DataInput!$B464,DataInput!C464,NA())","v":"ATSBP"},{"$f":"IF($E465=DataInput!$B464,DataInput!D464,NA())","v":"Altona-Brooklyn (Powercor) 66 kV"},{"$f":"IF($E465=DataInput!$B464,DataInput!E464,NA())","v":"Powercor"},{"$f":"IF($E465=DataInput!$B464,DataInput!F464,NA())","v":"Summer"},{"$f":"IF($E465=DataInput!$B464,DataInput!G464,NA())","v":"Non-Coincident"},{"$f":"IF($E465=DataInput!$B464,DataInput!H464,NA())","v":2014},{"$f":"IF($E465=DataInput!$B464,DataInput!I464,NA())","v":"Actual"},{"$f":"IF($E465=DataInput!$B464,DataInput!J464,NA())","v":157.30985799999999},{"$f":"IF($E465=DataInput!$B464,DataInput!K464,NA())","v":"NA"},null,null,"VIC Altona-Brooklyn (Powercor) 66 kV",null,null,null,null,true,null,null,"VIC","ATSBP","Altona-Brooklyn (Powercor) 66 kV","Powercor","Summer","Non-Coincident",2014,"Actual",157.30985799999999,"NA"]
[null,{"$f":"IF(DataInput!B465=$B$8,IF($B$9=$B$10,TRUE,IF(DataInput!E465=$B$9,TRUE,FALSE)))","v":true},null,null,{"$f":"IF(B466=TRUE,DataInput!B465,NA())","v":"VIC"},{"$f":"IF($E466=DataInput!$B465,DataInput!C465,NA())","v":"ATSBP"},{"$f":"IF($E466=DataInput!$B465,DataInput!D465,NA())","v":"Altona-Brooklyn (Powercor) 66 kV"},{"$f":"IF($E466=DataInput!$B465,DataInput!E465,NA())","v":"Powercor"},{"$f":"IF($E466=DataInput!$B465,DataInput!F465,NA())","v":"Summer"},{"$f":"IF($E466=DataInput!$B465,DataInput!G465,NA())","v":"Coincident"},{"$f":"IF($E466=DataInput!$B465,DataInput!H465,NA())","v":2015},{"$f":"IF($E466=DataInput!$B465,DataInput!I465,NA())","v":"TempCorrActualPOE10"},{"$f":"IF($E466=DataInput!$B465,DataInput!J465,NA())","v":152.81737709999999},{"$f":"IF($E466=DataInput!$B465,DataInput!K465,NA())","v":"NA"},null,null,"VIC Altona-Brooklyn (Powercor) 66 kV",null,null,null,null,true,null,null,"VIC","ATSBP","Altona-Brooklyn (Powercor) 66 kV","Powercor","Summer","Coincident",2015,"TempCorrActualPOE10",152.81737709999999,"NA"]
[null,{"$f":"IF(DataInput!B466=$B$8,IF($B$9=$B$10,TRUE,IF(DataInput!E466=$B$9,TRUE,FALSE)))","v":true},null,null,{"$f":"IF(B467=TRUE,DataInput!B466,NA())","v":"VIC"},{"$f":"IF($E467=DataInput!$B466,DataInput!C466,NA())","v":"ATSBP"},{"$f":"IF($E467=DataInput!$B466,DataInput!D466,NA())","v":"Altona-Brooklyn (Powercor) 66 kV"},{"$f":"IF($E467=DataInput!$B466,DataInput!E466,NA())","v":"Powercor"},{"$f":"IF($E467=DataInput!$B466,DataInput!F466,NA())","v":"Summer"},{"$f":"IF($E467=DataInput!$B466,DataInput!G466,NA())","v":"Coincident"},{"$f":"IF($E467=DataInput!$B466,DataInput!H466,NA())","v":2015},{"$f":"IF($E467=DataInput!$B466,DataInput!I466,NA())","v":"TempCorrActualPOE50"},{"$f":"IF($E467=DataInput!$B466,DataInput!J466,NA())","v":144.88629700000001},{"$f":"IF($E467=DataInput!$B466,DataInput!K466,NA())","v":"NA"},null,null,"VIC Altona-Brooklyn (Powercor) 66 kV",null,null,null,null,true,null,null,"VIC","ATSBP","Altona-Brooklyn (Powercor) 66 kV","Powercor","Summer","Coincident",2015,"TempCorrActualPOE50",144.88629700000001,"NA"]
[null,{"$f":"IF(DataInput!B467=$B$8,IF($B$9=$B$10,TRUE,IF(DataInput!E467=$B$9,TRUE,FALSE)))","v":true},null,null,{"$f":"IF(B468=TRUE,DataInput!B467,NA())","v":"VIC"},{"$f":"IF($E468=DataInput!$B467,DataInput!C467,NA())","v":"ATSBP"},{"$f":"IF($E468=DataInput!$B467,DataInput!D467,NA())","v":"Altona-Brooklyn (Powercor) 66 kV"},{"$f":"IF($E468=DataInput!$B467,DataInput!E467,NA())","v":"Powercor"},{"$f":"IF($E468=DataInput!$B467,DataInput!F467,NA())","v":"Summer"},{"$f":"IF($E468=DataInput!$B467,DataInput!G467,NA())","v":"Non-Coincident"},{"$f":"IF($E468=DataInput!$B467,DataInput!H467,NA())","v":2015},{"$f":"IF($E468=DataInput!$B467,DataInput!I467,NA())","v":"TempCorrActualPOE10"},{"$f":"IF($E468=DataInput!$B467,DataInput!J467,NA())","v":159.29556729999999},{"$f":"IF($E468=DataInput!$B467,DataInput!K467,NA())","v":"NA"},null,null,"VIC Altona-Brooklyn (Powercor) 66 kV",null,null,null,null,true,null,null,"VIC","ATSBP","Altona-Brooklyn (Powercor) 66 kV","Powercor","Summer","Non-Coincident",2015,"TempCorrActualPOE10",159.29556729999999,"NA"]
[null,{"$f":"IF(DataInput!B468=$B$8,IF($B$9=$B$10,TRUE,IF(DataInput!E468=$B$9,TRUE,FALSE)))","v":true},null,null,{"$f":"IF(B469=TRUE,DataInput!B468,NA())","v":"VIC"},{"$f":"IF($E469=DataInput!$B468,DataInput!C468,NA())","v":"ATSBP"},{"$f":"IF($E469=DataInput!$B468,DataInput!D468,NA())","v":"Altona-Brooklyn (Powercor) 66 kV"},{"$f":"IF($E469=DataInput!$B468,DataInput!E468,NA())","v":"Powercor"},{"$f":"IF($E469=DataInput!$B468,DataInput!F468,NA())","v":"Summer"},{"$f":"IF($E469=DataInput!$B468,DataInput!G468,NA())","v":"Non-Coincident"},{"$f":"IF($E469=DataInput!$B468,DataInput!H468,NA())","v":2015},{"$f":"IF($E469=DataInput!$B468,DataInput!I468,NA())","v":"TempCorrActualPOE50"},{"$f":"IF($E469=DataInput!$B468,DataInput!J468,NA())","v":151.03604429999999},{"$f":"IF($E469=DataInput!$B468,DataInput!K468,NA())","v":"NA"},null,null,"VIC Altona-Brooklyn (Powercor) 66 kV",null,null,null,null,true,null,null,"VIC","ATSBP","Altona-Brooklyn (Powercor) 66 kV","Powercor","Summer","Non-Coincident",2015,"TempCorrActualPOE50",151.03604429999999,"NA"]
[null,{"$f":"IF(DataInput!B469=$B$8,IF($B$9=$B$10,TRUE,IF(DataInput!E469=$B$9,TRUE,FALSE)))","v":true},null,null,{"$f":"IF(B470=TRUE,DataInput!B469,NA())","v":"VIC"},{"$f":"IF($E470=DataInput!$B469,DataInput!C469,NA())","v":"ATSBP"},{"$f":"IF($E470=DataInput!$B469,DataInput!D469,NA())","v":"Altona-Brooklyn (Powercor) 66 kV"},{"$f":"IF($E470=DataInput!$B469,DataInput!E469,NA())","v":"Powercor"},{"$f":"IF($E470=DataInput!$B469,DataInput!F469,NA())","v":"Summer"},{"$f":"IF($E470=DataInput!$B469,DataInput!G469,NA())","v":"Coincident"},{"$f":"IF($E470=DataInput!$B469,DataInput!H469,NA())","v":2015},{"$f":"IF($E470=DataInput!$B469,DataInput!I469,NA())","v":"Actual"},{"$f":"IF($E470=DataInput!$B469,DataInput!J469,NA())","v":145.52878000000001},{"$f":"IF($E470=DataInput!$B469,DataInput!K469,NA())","v":"NA"},null,null,"VIC Altona-Brooklyn (Powercor) 66 kV",null,null,null,null,true,null,null,"VIC","ATSBP","Altona-Brooklyn (Powercor) 66 kV","Powercor","Summer","Coincident",2015,"Actual",145.52878000000001,"NA"]
[null,{"$f":"IF(DataInput!B470=$B$8,IF($B$9=$B$10,TRUE,IF(DataInput!E470=$B$9,TRUE,FALSE)))","v":true},null,null,{"$f":"IF(B471=TRUE,DataInput!B470,NA())","v":"VIC"},{"$f":"IF($E471=DataInput!$B470,DataInput!C470,NA())","v":"ATSBP"},{"$f":"IF($E471=DataInput!$B470,DataInput!D470,NA())","v":"Altona-Brooklyn (Powercor) 66 kV"},{"$f":"IF($E471=DataInput!$B470,DataInput!E470,NA())","v":"Powercor"},{"$f":"IF($E471=DataInput!$B470,DataInput!F470,NA())","v":"Summer"},{"$f":"IF($E471=DataInput!$B470,DataInput!G470,NA())","v":"Non-Coincident"},{"$f":"IF($E471=DataInput!$B470,DataInput!H470,NA())","v":2015},{"$f":"IF($E471=DataInput!$B470,DataInput!I470,NA())","v":"Actual"},{"$f":"IF($E471=DataInput!$B470,DataInput!J470,NA())","v":148.928},{"$f":"IF($E471=DataInput!$B470,DataInput!K470,NA())","v":"NA"},null,null,"VIC Altona-Brooklyn (Powercor) 66 kV",null,null,null,null,true,null,null,"VIC","ATSBP","Altona-Brooklyn (Powercor) 66 kV","Powercor","Summer","Non-Coincident",2015,"Actual",148.928,"NA"]
[null,{"$f":"IF(DataInput!B471=$B$8,IF($B$9=$B$10,TRUE,IF(DataInput!E471=$B$9,TRUE,FALSE)))","v":true},null,null,{"$f":"IF(B472=TRUE,DataInput!B471,NA())","v":"VIC"},{"$f":"IF($E472=DataInput!$B471,DataInput!C471,NA())","v":"ATSBP"},{"$f":"IF($E472=DataInput!$B471,DataInput!D471,NA())","v":"Altona-Brooklyn (Powercor) 66 kV"},{"$f":"IF($E472=DataInput!$B471,DataInput!E471,NA())","v":"Powercor"},{"$f":"IF($E472=DataInput!$B471,DataInput!F471,NA())","v":"Summer"},{"$f":"IF($E472=DataInput!$B471,DataInput!G471,NA())","v":"Non-Coincident"},{"$f":"IF($E472=DataInput!$B471,DataInput!H471,NA())","v":2016},{"$f":"IF($E472=DataInput!$B471,DataInput!I471,NA())","v":"POE10"},{"$f":"IF($E472=DataInput!$B471,DataInput!J471,NA())","v":154.5964496},{"$f":"IF($E472=DataInput!$B471,DataInput!K471,NA())","v":0.92287191599999996},null,null,"VIC Altona-Brooklyn (Powercor) 66 kV",null,null,null,null,true,null,null,"VIC","ATSBP","Altona-Brooklyn (Powercor) 66 kV","Powercor","Summer","Non-Coincident",2016,"POE10",154.5964496,0.92287191599999996]
[null,{"$f":"IF(DataInput!B472=$B$8,IF($B$9=$B$10,TRUE,IF(DataInput!E472=$B$9,TRUE,FALSE)))","v":true},null,null,{"$f":"IF(B473=TRUE,DataInput!B472,NA())","v":"VIC"},{"$f":"IF($E473=DataInput!$B472,DataInput!C472,NA())","v":"ATSBP"},{"$f":"IF($E473=DataInput!$B472,DataInput!D472,NA())","v":"Altona-Brooklyn (Powercor) 66 kV"},{"$f":"IF($E473=DataInput!$B472,DataInput!E472,NA())","v":"Powercor"},{"$f":"IF($E473=DataInput!$B472,DataInput!F472,NA())","v":"Summer"},{"$f":"IF($E473=DataInput!$B472,DataInput!G472,NA())","v":"Non-Coincident"},{"$f":"IF($E473=DataInput!$B472,DataInput!H472,NA())","v":2016},{"$f":"IF($E473=DataInput!$B472,DataInput!I472,NA())","v":"POE50"},{"$f":"IF($E473=DataInput!$B472,DataInput!J472,NA())","v":145.69042590000001},{"$f":"IF($E473=DataInput!$B472,DataInput!K472,NA())","v":0.89045664800000002},null,null,"VIC Altona-Brooklyn (Powercor) 66 kV",null,null,null,null,true,null,null,"VIC","ATSBP","Altona-Brooklyn (Powercor) 66 kV","Powercor","Summer","Non-Coincident",2016,"POE50",145.69042590000001,0.89045664800000002]
[null,{"$f":"IF(DataInput!B473=$B$8,IF($B$9=$B$10,TRUE,IF(DataInput!E473=$B$9,TRUE,FALSE)))","v":true},null,null,{"$f":"IF(B474=TRUE,DataInput!B473,NA())","v":"VIC"},{"$f":"IF($E474=DataInput!$B473,DataInput!C473,NA())","v":"ATSBP"},{"$f":"IF($E474=DataInput!$B473,DataInput!D473,NA())","v":"Altona-Brooklyn (Powercor) 66 kV"},{"$f":"IF($E474=DataInput!$B473,DataInput!E473,NA())","v":"Powercor"},{"$f":"IF($E474=DataInput!$B473,DataInput!F473,NA())","v":"Summer"},{"$f":"IF($E474=DataInput!$B473,DataInput!G473,NA())","v":"Coincident"},{"$f":"IF($E474=DataInput!$B473,DataInput!H473,NA())","v":2016},{"$f":"IF($E474=DataInput!$B473,DataInput!I473,NA())","v":"POE10"},{"$f":"IF($E474=DataInput!$B473,DataInput!J473,NA())","v":142.67272170000001},{"$f":"IF($E474=DataInput!$B473,DataInput!K473,NA())","v":0.92287191599999996},null,null,"VIC Altona-Brooklyn (Powercor) 66 kV",null,null,null,null,true,null,null,"VIC","ATSBP","Altona-Brooklyn (Powercor) 66 kV","Powercor","Summer","Coincident",2016,"POE10",142.67272170000001,0.92287191599999996]
[null,{"$f":"IF(DataInput!B474=$B$8,IF($B$9=$B$10,TRUE,IF(DataInput!E474=$B$9,TRUE,FALSE)))","v":true},null,null,{"$f":"IF(B475=TRUE,DataInput!B474,NA())","v":"VIC"},{"$f":"IF($E475=DataInput!$B474,DataInput!C474,NA())","v":"ATSBP"},{"$f":"IF($E475=DataInput!$B474,DataInput!D474,NA())","v":"Altona-Brooklyn (Powercor) 66 kV"},{"$f":"IF($E475=DataInput!$B474,DataInput!E474,NA())","v":"Powercor"},{"$f":"IF($E475=DataInput!$B474,DataInput!F474,NA())","v":"Summer"},{"$f":"IF($E475=DataInput!$B474,DataInput!G474,NA())","v":"Coincident"},{"$f":"IF($E475=DataInput!$B474,DataInput!H474,NA())","v":2016},{"$f":"IF($E475=DataInput!$B474,DataInput!I474,NA())","v":"POE50"},{"$f":"IF($E475=DataInput!$B474,DataInput!J474,NA())","v":129.73100830000001},{"$f":"IF($E475=DataInput!$B474,DataInput!K474,NA())","v":0.89045664800000002},null,null,"VIC Altona-Brooklyn (Powercor) 66 kV",null,null,null,null,true,null,null,"VIC","ATSBP","Altona-Brooklyn (Powercor) 66 kV","Powercor","Summer","Coincident",2016,"POE50",129.73100830000001,0.89045664800000002]
[null,{"$f":"IF(DataInput!B475=$B$8,IF($B$9=$B$10,TRUE,IF(DataInput!E475=$B$9,TRUE,FALSE)))","v":true},null,null,{"$f":"IF(B476=TRUE,DataInput!B475,NA())","v":"VIC"},{"$f":"IF($E476=DataInput!$B475,DataInput!C475,NA())","v":"ATSBP"},{"$f":"IF($E476=DataInput!$B475,DataInput!D475,NA())","v":"Altona-Brooklyn (Powercor) 66 kV"},{"$f":"IF($E476=DataInput!$B475,DataInput!E475,NA())","v":"Powercor"},{"$f":"IF($E476=DataInput!$B475,DataInput!F475,NA())","v":"Summer"},{"$f":"IF($E476=DataInput!$B475,DataInput!G475,NA())","v":"Non-Coincident"},{"$f":"IF($E476=DataInput!$B475,DataInput!H475,NA())","v":2017},{"$f":"IF($E476=DataInput!$B475,DataInput!I475,NA())","v":"POE10"},{"$f":"IF($E476=DataInput!$B475,DataInput!J475,NA())","v":158.12953899999999},{"$f":"IF($E476=DataInput!$B475,DataInput!K475,NA())","v":0.92283297200000003},null,null,"VIC Altona-Brooklyn (Powercor) 66 kV",null,null,null,null,true,null,null,"VIC","ATSBP","Altona-Brooklyn (Powercor) 66 kV","Powercor","Summer","Non-Coincident",2017,"POE10",158.12953899999999,0.92283297200000003]
[null,{"$f":"IF(DataInput!B476=$B$8,IF($B$9=$B$10,TRUE,IF(DataInput!E476=$B$9,TRUE,FALSE)))","v":true},null,null,{"$f":"IF(B477=TRUE,DataInput!B476,NA())","v":"VIC"},{"$f":"IF($E477=DataInput!$B476,DataInput!C476,NA())","v":"ATSBP"},{"$f":"IF($E477=DataInput!$B476,DataInput!D476,NA())","v":"Altona-Brooklyn (Powercor) 66 kV"},{"$f":"IF($E477=DataInput!$B476,DataInput!E476,NA())","v":"Powercor"},{"$f":"IF($E477=DataInput!$B476,DataInput!F476,NA())","v":"Summer"},{"$f":"IF($E477=DataInput!$B476,DataInput!G476,NA())","v":"Non-Coincident"},{"$f":"IF($E477=DataInput!$B476,DataInput!H476,NA())","v":2017},{"$f":"IF($E477=DataInput!$B476,DataInput!I476,NA())","v":"POE50"},{"$f":"IF($E477=DataInput!$B476,DataInput!J476,NA())","v":148.62932140000001},{"$f":"IF($E477=DataInput!$B476,DataInput!K476,NA())","v":0.89045664400000002},null,null,"VIC Altona-Brooklyn (Powercor) 66 kV",null,null,null,null,true,null,null,"VIC","ATSBP","Altona-Brooklyn (Powercor) 66 kV","Powercor","Summer","Non-Coincident",2017,"POE50",148.62932140000001,0.89045664400000002]
[null,{"$f":"IF(DataInput!B477=$B$8,IF($B$9=$B$10,TRUE,IF(DataInput!E477=$B$9,TRUE,FALSE)))","v":true},null,null,{"$f":"IF(B478=TRUE,DataInput!B477,NA())","v":"VIC"},{"$f":"IF($E478=DataInput!$B477,DataInput!C477,NA())","v":"ATSBP"},{"$f":"IF($E478=DataInput!$B477,DataInput!D477,NA())","v":"Altona-Brooklyn (Powercor) 66 kV"},{"$f":"IF($E478=DataInput!$B477,DataInput!E477,NA())","v":"Powercor"},{"$f":"IF($E478=DataInput!$B477,DataInput!F477,NA())","v":"Summer"},{"$f":"IF($E478=DataInput!$B477,DataInput!G477,NA())","v":"Coincident"},{"$f":"IF($E478=DataInput!$B477,DataInput!H477,NA())","v":2017},{"$f":"IF($E478=DataInput!$B477,DataInput!I477,NA())","v":"POE10"},{"$f":"IF($E478=DataInput!$B477,DataInput!J477,NA())","v":145.92715240000001},{"$f":"IF($E478=DataInput!$B477,DataInput!K477,NA())","v":0.92283297200000003},null,null,"VIC Altona-Brooklyn (Powercor) 66 kV",null,null,null,null,true,null,null,"VIC","ATSBP","Altona-Brooklyn (Powercor) 66 kV","Powercor","Summer","Coincident",2017,"POE10",145.92715240000001,0.92283297200000003]
[null,{"$f":"IF(DataInput!B478=$B$8,IF($B$9=$B$10,TRUE,IF(DataInput!E478=$B$9,TRUE,FALSE)))","v":true},null,null,{"$f":"IF(B479=TRUE,DataInput!B478,NA())","v":"VIC"},{"$f":"IF($E479=DataInput!$B478,DataInput!C478,NA())","v":"ATSBP"},{"$f":"IF($E479=DataInput!$B478,DataInput!D478,NA())","v":"Altona-Brooklyn (Powercor) 66 kV"},{"$f":"IF($E479=DataInput!$B478,DataInput!E478,NA())","v":"Powercor"},{"$f":"IF($E479=DataInput!$B478,DataInput!F478,NA())","v":"Summer"},{"$f":"IF($E479=DataInput!$B478,DataInput!G478,NA())","v":"Coincident"},{"$f":"IF($E479=DataInput!$B478,DataInput!H478,NA())","v":2017},{"$f":"IF($E479=DataInput!$B478,DataInput!I478,NA())","v":"POE50"},{"$f":"IF($E479=DataInput!$B478,DataInput!J478,NA())","v":132.3479667},{"$f":"IF($E479=DataInput!$B478,DataInput!K478,NA())","v":0.89045664400000002},null,null,"VIC Altona-Brooklyn (Powercor) 66 kV",null,null,null,null,true,null,null,"VIC","ATSBP","Altona-Brooklyn (Powercor) 66 kV","Powercor","Summer","Coincident",2017,"POE50",132.3479667,0.89045664400000002]
[null,{"$f":"IF(DataInput!B479=$B$8,IF($B$9=$B$10,TRUE,IF(DataInput!E479=$B$9,TRUE,FALSE)))","v":true},null,null,{"$f":"IF(B480=TRUE,DataInput!B479,NA())","v":"VIC"},{"$f":"IF($E480=DataInput!$B479,DataInput!C479,NA())","v":"ATSBP"},{"$f":"IF($E480=DataInput!$B479,DataInput!D479,NA())","v":"Altona-Brooklyn (Powercor) 66 kV"},{"$f":"IF($E480=DataInput!$B479,DataInput!E479,NA())","v":"Powercor"},{"$f":"IF($E480=DataInput!$B479,DataInput!F479,NA())","v":"Summer"},{"$f":"IF($E480=DataInput!$B479,DataInput!G479,NA())","v":"Non-Coincident"},{"$f":"IF($E480=DataInput!$B479,DataInput!H479,NA())","v":2018},{"$f":"IF($E480=DataInput!$B479,DataInput!I479,NA())","v":"POE10"},{"$f":"IF($E480=DataInput!$B479,DataInput!J479,NA())","v":150.5117429},{"$f":"IF($E480=DataInput!$B479,DataInput!K479,NA())","v":0.92265580899999999},null,null,"VIC Altona-Brooklyn (Powercor) 66 kV",null,null,null,null,true,null,null,"VIC","ATSBP","Altona-Brooklyn (Powercor) 66 kV","Powercor","Summer","Non-Coincident",2018,"POE10",150.5117429,0.92265580899999999]
[null,{"$f":"IF(DataInput!B480=$B$8,IF($B$9=$B$10,TRUE,IF(DataInput!E480=$B$9,TRUE,FALSE)))","v":true},null,null,{"$f":"IF(B481=TRUE,DataInput!B480,NA())","v":"VIC"},{"$f":"IF($E481=DataInput!$B480,DataInput!C480,NA())","v":"ATSBP"},{"$f":"IF($E481=DataInput!$B480,DataInput!D480,NA())","v":"Altona-Brooklyn (Powercor) 66 kV"},{"$f":"IF($E481=DataInput!$B480,DataInput!E480,NA())","v":"Powercor"},{"$f":"IF($E481=DataInput!$B480,DataInput!F480,NA())","v":"Summer"},{"$f":"IF($E481=DataInput!$B480,DataInput!G480,NA())","v":"Non-Coincident"},{"$f":"IF($E481=DataInput!$B480,DataInput!H480,NA())","v":2018},{"$f":"IF($E481=DataInput!$B480,DataInput!I480,NA())","v":"POE50"},{"$f":"IF($E481=DataInput!$B480,DataInput!J480,NA())","v":141.82135170000001},{"$f":"IF($E481=DataInput!$B480,DataInput!K480,NA())","v":0.89033384100000001},null,null,"VIC Altona-Brooklyn (Powercor) 66 kV",null,null,null,null,true,null,null,"VIC","ATSBP","Altona-Brooklyn (Powercor) 66 kV","Powercor","Summer","Non-Coincident",2018,"POE50",141.82135170000001,0.89033384100000001]
[null,{"$f":"IF(DataInput!B481=$B$8,IF($B$9=$B$10,TRUE,IF(DataInput!E481=$B$9,TRUE,FALSE)))","v":true},null,null,{"$f":"IF(B482=TRUE,DataInput!B481,NA())","v":"VIC"},{"$f":"IF($E482=DataInput!$B481,DataInput!C481,NA())","v":"ATSBP"},{"$f":"IF($E482=DataInput!$B481,DataInput!D481,NA())","v":"Altona-Brooklyn (Powercor) 66 kV"},{"$f":"IF($E482=DataInput!$B481,DataInput!E481,NA())","v":"Powercor"},{"$f":"IF($E482=DataInput!$B481,DataInput!F481,NA())","v":"Summer"},{"$f":"IF($E482=DataInput!$B481,DataInput!G481,NA())","v":"Coincident"},{"$f":"IF($E482=DataInput!$B481,DataInput!H481,NA())","v":2018},{"$f":"IF($E482=DataInput!$B481,DataInput!I481,NA())","v":"POE10"},{"$f":"IF($E482=DataInput!$B481,DataInput!J481,NA())","v":138.8705339},{"$f":"IF($E482=DataInput!$B481,DataInput!K481,NA())","v":0.92265580899999999},null,null,"VIC Altona-Brooklyn (Powercor) 66 kV",null,null,null,null,true,null,null,"VIC","ATSBP","Altona-Brooklyn (Powercor) 66 kV","Powercor","Summer","Coincident",2018,"POE10",138.8705339,0.92265580899999999]
[null,{"$f":"IF(DataInput!B482=$B$8,IF($B$9=$B$10,TRUE,IF(DataInput!E482=$B$9,TRUE,FALSE)))","v":true},null,null,{"$f":"IF(B483=TRUE,DataInput!B482,NA())","v":"VIC"},{"$f":"IF($E483=DataInput!$B482,DataInput!C482,NA())","v":"ATSBP"},{"$f":"IF($E483=DataInput!$B482,DataInput!D482,NA())","v":"Altona-Brooklyn (Powercor) 66 kV"},{"$f":"IF($E483=DataInput!$B482,DataInput!E482,NA())","v":"Powercor"},{"$f":"IF($E483=DataInput!$B482,DataInput!F482,NA())","v":"Summer"},{"$f":"IF($E483=DataInput!$B482,DataInput!G482,NA())","v":"Coincident"},{"$f":"IF($E483=DataInput!$B482,DataInput!H482,NA())","v":2018},{"$f":"IF($E483=DataInput!$B482,DataInput!I482,NA())","v":"POE50"},{"$f":"IF($E483=DataInput!$B482,DataInput!J482,NA())","v":126.2683487},{"$f":"IF($E483=DataInput!$B482,DataInput!K482,NA())","v":0.89033384100000001},null,null,"VIC Altona-Brooklyn (Powercor) 66 kV",null,null,null,null,true,null,null,"VIC","ATSBP","Altona-Brooklyn (Powercor) 66 kV","Powercor","Summer","Coincident",2018,"POE50",126.2683487,0.89033384100000001]
[null,{"$f":"IF(DataInput!B483=$B$8,IF($B$9=$B$10,TRUE,IF(DataInput!E483=$B$9,TRUE,FALSE)))","v":true},null,null,{"$f":"IF(B484=TRUE,DataInput!B483,NA())","v":"VIC"},{"$f":"IF($E484=DataInput!$B483,DataInput!C483,NA())","v":"ATSBP"},{"$f":"IF($E484=DataInput!$B483,DataInput!D483,NA())","v":"Altona-Brooklyn (Powercor) 66 kV"},{"$f":"IF($E484=DataInput!$B483,DataInput!E483,NA())","v":"Powercor"},{"$f":"IF($E484=DataInput!$B483,DataInput!F483,NA())","v":"Summer"},{"$f":"IF($E484=DataInput!$B483,DataInput!G483,NA())","v":"Non-Coincident"},{"$f":"IF($E484=DataInput!$B483,DataInput!H483,NA())","v":2019},{"$f":"IF($E484=DataInput!$B483,DataInput!I483,NA())","v":"POE10"},{"$f":"IF($E484=DataInput!$B483,DataInput!J483,NA())","v":152.1761999},{"$f":"IF($E484=DataInput!$B483,DataInput!K483,NA())","v":0.92246105899999997},null,null,"VIC Altona-Brooklyn (Powercor) 66 kV",null,null,null,null,true,null,null,"VIC","ATSBP","Altona-Brooklyn (Powercor) 66 kV","Powercor","Summer","Non-Coincident",2019,"POE10",152.1761999,0.92246105899999997]
[null,{"$f":"IF(DataInput!B484=$B$8,IF($B$9=$B$10,TRUE,IF(DataInput!E484=$B$9,TRUE,FALSE)))","v":true},null,null,{"$f":"IF(B485=TRUE,DataInput!B484,NA())","v":"VIC"},{"$f":"IF($E485=DataInput!$B484,DataInput!C484,NA())","v":"ATSBP"},{"$f":"IF($E485=DataInput!$B484,DataInput!D484,NA())","v":"Altona-Brooklyn (Powercor) 66 kV"},{"$f":"IF($E485=DataInput!$B484,DataInput!E484,NA())","v":"Powercor"},{"$f":"IF($E485=DataInput!$B484,DataInput!F484,NA())","v":"Summer"},{"$f":"IF($E485=DataInput!$B484,DataInput!G484,NA())","v":"Non-Coincident"},{"$f":"IF($E485=DataInput!$B484,DataInput!H484,NA())","v":2019},{"$f":"IF($E485=DataInput!$B484,DataInput!I484,NA())","v":"POE50"},{"$f":"IF($E485=DataInput!$B484,DataInput!J484,NA())","v":143.40618449999999},{"$f":"IF($E485=DataInput!$B484,DataInput!K484,NA())","v":0.89022909400000005},null,null,"VIC Altona-Brooklyn (Powercor) 66 kV",null,null,null,null,true,null,null,"VIC","ATSBP","Altona-Brooklyn (Powercor) 66 kV","Powercor","Summer","Non-Coincident",2019,"POE50",143.40618449999999,0.89022909400000005]
[null,{"$f":"IF(DataInput!B485=$B$8,IF($B$9=$B$10,TRUE,IF(DataInput!E485=$B$9,TRUE,FALSE)))","v":true},null,null,{"$f":"IF(B486=TRUE,DataInput!B485,NA())","v":"VIC"},{"$f":"IF($E486=DataInput!$B485,DataInput!C485,NA())","v":"ATSBP"},{"$f":"IF($E486=DataInput!$B485,DataInput!D485,NA())","v":"Altona-Brooklyn (Powercor) 66 kV"},{"$f":"IF($E486=DataInput!$B485,DataInput!E485,NA())","v":"Powercor"},{"$f":"IF($E486=DataInput!$B485,DataInput!F485,NA())","v":"Summer"},{"$f":"IF($E486=DataInput!$B485,DataInput!G485,NA())","v":"Coincident"},{"$f":"IF($E486=DataInput!$B485,DataInput!H485,NA())","v":2019},{"$f":"IF($E486=DataInput!$B485,DataInput!I485,NA())","v":"POE10"},{"$f":"IF($E486=DataInput!$B485,DataInput!J485,NA())","v":140.3766186},{"$f":"IF($E486=DataInput!$B485,DataInput!K485,NA())","v":0.92246105899999997},null,null,"VIC Altona-Brooklyn (Powercor) 66 kV",null,null,null,null,true,null,null,"VIC","ATSBP","Altona-Brooklyn (Powercor) 66 kV","Powercor","Summer","Coincident",2019,"POE10",140.3766186,0.92246105899999997]
[null,{"$f":"IF(DataInput!B486=$B$8,IF($B$9=$B$10,TRUE,IF(DataInput!E486=$B$9,TRUE,FALSE)))","v":true},null,null,{"$f":"IF(B487=TRUE,DataInput!B486,NA())","v":"VIC"},{"$f":"IF($E487=DataInput!$B486,DataInput!C486,NA())","v":"ATSBP"},{"$f":"IF($E487=DataInput!$B486,DataInput!D486,NA())","v":"Altona-Brooklyn (Powercor) 66 kV"},{"$f":"IF($E487=DataInput!$B486,DataInput!E486,NA())","v":"Powercor"},{"$f":"IF($E487=DataInput!$B486,DataInput!F486,NA())","v":"Summer"},{"$f":"IF($E487=DataInput!$B486,DataInput!G486,NA())","v":"Coincident"},{"$f":"IF($E487=DataInput!$B486,DataInput!H486,NA())","v":2019},{"$f":"IF($E487=DataInput!$B486,DataInput!I486,NA())","v":"POE50"},{"$f":"IF($E487=DataInput!$B486,DataInput!J486,NA())","v":127.6643577},{"$f":"IF($E487=DataInput!$B486,DataInput!K486,NA())","v":0.89022909400000005},null,null,"VIC Altona-Brooklyn (Powercor) 66 kV",null,null,null,null,true,null,null,"VIC","ATSBP","Altona-Brooklyn (Powercor) 66 kV","Powercor","Summer","Coincident",2019,"POE50",127.6643577,0.89022909400000005]
[null,{"$f":"IF(DataInput!B487=$B$8,IF($B$9=$B$10,TRUE,IF(DataInput!E487=$B$9,TRUE,FALSE)))","v":true},null,null,{"$f":"IF(B488=TRUE,DataInput!B487,NA())","v":"VIC"},{"$f":"IF($E488=DataInput!$B487,DataInput!C487,NA())","v":"ATSBP"},{"$f":"IF($E488=DataInput!$B487,DataInput!D487,NA())","v":"Altona-Brooklyn (Powercor) 66 kV"},{"$f":"IF($E488=DataInput!$B487,DataInput!E487,NA())","v":"Powercor"},{"$f":"IF($E488=DataInput!$B487,DataInput!F487,NA())","v":"Summer"},{"$f":"IF($E488=DataInput!$B487,DataInput!G487,NA())","v":"Non-Coincident"},{"$f":"IF($E488=DataInput!$B487,DataInput!H487,NA())","v":2020},{"$f":"IF($E488=DataInput!$B487,DataInput!I487,NA())","v":"POE10"},{"$f":"IF($E488=DataInput!$B487,DataInput!J487,NA())","v":153.9234099},{"$f":"IF($E488=DataInput!$B487,DataInput!K487,NA())","v":0.92213907500000003},null,null,"VIC Altona-Brooklyn (Powercor) 66 kV",null,null,null,null,true,null,null,"VIC","ATSBP","Altona-Brooklyn (Powercor) 66 kV","Powercor","Summer","Non-Coincident",2020,"POE10",153.9234099,0.92213907500000003]
[null,{"$f":"IF(DataInput!B488=$B$8,IF($B$9=$B$10,TRUE,IF(DataInput!E488=$B$9,TRUE,FALSE)))","v":true},null,null,{"$f":"IF(B489=TRUE,DataInput!B488,NA())","v":"VIC"},{"$f":"IF($E489=DataInput!$B488,DataInput!C488,NA())","v":"ATSBP"},{"$f":"IF($E489=DataInput!$B488,DataInput!D488,NA())","v":"Altona-Brooklyn (Powercor) 66 kV"},{"$f":"IF($E489=DataInput!$B488,DataInput!E488,NA())","v":"Powercor"},{"$f":"IF($E489=DataInput!$B488,DataInput!F488,NA())","v":"Summer"},{"$f":"IF($E489=DataInput!$B488,DataInput!G488,NA())","v":"Non-Coincident"},{"$f":"IF($E489=DataInput!$B488,DataInput!H488,NA())","v":2020},{"$f":"IF($E489=DataInput!$B488,DataInput!I488,NA())","v":"POE50"},{"$f":"IF($E489=DataInput!$B488,DataInput!J488,NA())","v":144.2116785},{"$f":"IF($E489=DataInput!$B488,DataInput!K488,NA())","v":0.89007678599999995},null,null,"VIC Altona-Brooklyn (Powercor) 66 kV",null,null,null,null,true,null,null,"VIC","ATSBP","Altona-Brooklyn (Powercor) 66 kV","Powercor","Summer","Non-Coincident",2020,"POE50",144.2116785,0.89007678599999995]
[null,{"$f":"IF(DataInput!B489=$B$8,IF($B$9=$B$10,TRUE,IF(DataInput!E489=$B$9,TRUE,FALSE)))","v":true},null,null,{"$f":"IF(B490=TRUE,DataInput!B489,NA())","v":"VIC"},{"$f":"IF($E490=DataInput!$B489,DataInput!C489,NA())","v":"ATSBP"},{"$f":"IF($E490=DataInput!$B489,DataInput!D489,NA())","v":"Altona-Brooklyn (Powercor) 66 kV"},{"$f":"IF($E490=DataInput!$B489,DataInput!E489,NA())","v":"Powercor"},{"$f":"IF($E490=DataInput!$B489,DataInput!F489,NA())","v":"Summer"},{"$f":"IF($E490=DataInput!$B489,DataInput!G489,NA())","v":"Coincident"},{"$f":"IF($E490=DataInput!$B489,DataInput!H489,NA())","v":2020},{"$f":"IF($E490=DataInput!$B489,DataInput!I489,NA())","v":"POE10"},{"$f":"IF($E490=DataInput!$B489,DataInput!J489,NA())","v":141.93879089999999},{"$f":"IF($E490=DataInput!$B489,DataInput!K489,NA())","v":0.92213907500000003},null,null,"VIC Altona-Brooklyn (Powercor) 66 kV",null,null,null,null,true,null,null,"VIC","ATSBP","Altona-Brooklyn (Powercor) 66 kV","Powercor","Summer","Coincident",2020,"POE10",141.93879089999999,0.92213907500000003]
[null,{"$f":"IF(DataInput!B490=$B$8,IF($B$9=$B$10,TRUE,IF(DataInput!E490=$B$9,TRUE,FALSE)))","v":true},null,null,{"$f":"IF(B491=TRUE,DataInput!B490,NA())","v":"VIC"},{"$f":"IF($E491=DataInput!$B490,DataInput!C490,NA())","v":"ATSBP"},{"$f":"IF($E491=DataInput!$B490,DataInput!D490,NA())","v":"Altona-Brooklyn (Powercor) 66 kV"},{"$f":"IF($E491=DataInput!$B490,DataInput!E490,NA())","v":"Powercor"},{"$f":"IF($E491=DataInput!$B490,DataInput!F490,NA())","v":"Summer"},{"$f":"IF($E491=DataInput!$B490,DataInput!G490,NA())","v":"Coincident"},{"$f":"IF($E491=DataInput!$B490,DataInput!H490,NA())","v":2020},{"$f":"IF($E491=DataInput!$B490,DataInput!I490,NA())","v":"POE50"},{"$f":"IF($E491=DataInput!$B490,DataInput!J490,NA())","v":128.35946730000001},{"$f":"IF($E491=DataInput!$B490,DataInput!K490,NA())","v":0.89007678599999995},null,null,"VIC Altona-Brooklyn (Powercor) 66 kV",null,null,null,null,true,null,null,"VIC","ATSBP","Altona-Brooklyn (Powercor) 66 kV","Powercor","Summer","Coincident",2020,"POE50",128.35946730000001,0.89007678599999995]
[null,{"$f":"IF(DataInput!B491=$B$8,IF($B$9=$B$10,TRUE,IF(DataInput!E491=$B$9,TRUE,FALSE)))","v":true},null,null,{"$f":"IF(B492=TRUE,DataInput!B491,NA())","v":"VIC"},{"$f":"IF($E492=DataInput!$B491,DataInput!C491,NA())","v":"ATSBP"},{"$f":"IF($E492=DataInput!$B491,DataInput!D491,NA())","v":"Altona-Brooklyn (Powercor) 66 kV"},{"$f":"IF($E492=DataInput!$B491,DataInput!E491,NA())","v":"Powercor"},{"$f":"IF($E492=DataInput!$B491,DataInput!F491,NA())","v":"Summer"},{"$f":"IF($E492=DataInput!$B491,DataInput!G491,NA())","v":"Non-Coincident"},{"$f":"IF($E492=DataInput!$B491,DataInput!H491,NA())","v":2021},{"$f":"IF($E492=DataInput!$B491,DataInput!I491,NA())","v":"POE10"},{"$f":"IF($E492=DataInput!$B491,DataInput!J491,NA())","v":154.6240971},{"$f":"IF($E492=DataInput!$B491,DataInput!K491,NA())","v":0.92195886999999999},null,null,"VIC Altona-Brooklyn (Powercor) 66 kV",null,null,null,null,true,null,null,"VIC","ATSBP","Altona-Brooklyn (Powercor) 66 kV","Powercor","Summer","Non-Coincident",2021,"POE10",154.6240971,0.92195886999999999]
[null,{"$f":"IF(DataInput!B492=$B$8,IF($B$9=$B$10,TRUE,IF(DataInput!E492=$B$9,TRUE,FALSE)))","v":true},null,null,{"$f":"IF(B493=TRUE,DataInput!B492,NA())","v":"VIC"},{"$f":"IF($E493=DataInput!$B492,DataInput!C492,NA())","v":"ATSBP"},{"$f":"IF($E493=DataInput!$B492,DataInput!D492,NA())","v":"Altona-Brooklyn (Powercor) 66 kV"},{"$f":"IF($E493=DataInput!$B492,DataInput!E492,NA())","v":"Powercor"},{"$f":"IF($E493=DataInput!$B492,DataInput!F492,NA())","v":"Summer"},{"$f":"IF($E493=DataInput!$B492,DataInput!G492,NA())","v":"Non-Coincident"},{"$f":"IF($E493=DataInput!$B492,DataInput!H492,NA())","v":2021},{"$f":"IF($E493=DataInput!$B492,DataInput!I492,NA())","v":"POE50"},{"$f":"IF($E493=DataInput!$B492,DataInput!J492,NA())","v":144.63097759999999},{"$f":"IF($E493=DataInput!$B492,DataInput!K492,NA())","v":0.89003314600000005},null,null,"VIC Altona-Brooklyn (Powercor) 66 kV",null,null,null,null,true,null,null,"VIC","ATSBP","Altona-Brooklyn (Powercor) 66 kV","Powercor","Summer","Non-Coincident",2021,"POE50",144.63097759999999,0.89003314600000005]
[null,{"$f":"IF(DataInput!B493=$B$8,IF($B$9=$B$10,TRUE,IF(DataInput!E493=$B$9,TRUE,FALSE)))","v":true},null,null,{"$f":"IF(B494=TRUE,DataInput!B493,NA())","v":"VIC"},{"$f":"IF($E494=DataInput!$B493,DataInput!C493,NA())","v":"ATSBP"},{"$f":"IF($E494=DataInput!$B493,DataInput!D493,NA())","v":"Altona-Brooklyn (Powercor) 66 kV"},{"$f":"IF($E494=DataInput!$B493,DataInput!E493,NA())","v":"Powercor"},{"$f":"IF($E494=DataInput!$B493,DataInput!F493,NA())","v":"Summer"},{"$f":"IF($E494=DataInput!$B493,DataInput!G493,NA())","v":"Coincident"},{"$f":"IF($E494=DataInput!$B493,DataInput!H493,NA())","v":2021},{"$f":"IF($E494=DataInput!$B493,DataInput!I493,NA())","v":"POE10"},{"$f":"IF($E494=DataInput!$B493,DataInput!J493,NA())","v":142.55705789999999},{"$f":"IF($E494=DataInput!$B493,DataInput!K493,NA())","v":0.92195886999999999},null,null,"VIC Altona-Brooklyn (Powercor) 66 kV",null,null,null,null,true,null,null,"VIC","ATSBP","Altona-Brooklyn (Powercor) 66 kV","Powercor","Summer","Coincident",2021,"POE10",142.55705789999999,0.92195886999999999]
[null,{"$f":"IF(DataInput!B494=$B$8,IF($B$9=$B$10,TRUE,IF(DataInput!E494=$B$9,TRUE,FALSE)))","v":true},null,null,{"$f":"IF(B495=TRUE,DataInput!B494,NA())","v":"VIC"},{"$f":"IF($E495=DataInput!$B494,DataInput!C494,NA())","v":"ATSBP"},{"$f":"IF($E495=DataInput!$B494,DataInput!D494,NA())","v":"Altona-Brooklyn (Powercor) 66 kV"},{"$f":"IF($E495=DataInput!$B494,DataInput!E494,NA())","v":"Powercor"},{"$f":"IF($E495=DataInput!$B494,DataInput!F494,NA())","v":"Summer"},{"$f":"IF($E495=DataInput!$B494,DataInput!G494,NA())","v":"Coincident"},{"$f":"IF($E495=DataInput!$B494,DataInput!H494,NA())","v":2021},{"$f":"IF($E495=DataInput!$B494,DataInput!I494,NA())","v":"POE50"},{"$f":"IF($E495=DataInput!$B494,DataInput!J494,NA())","v":128.72636399999999},{"$f":"IF($E495=DataInput!$B494,DataInput!K494,NA())","v":0.89003314600000005},null,null,"VIC Altona-Brooklyn (Powercor) 66 kV",null,null,null,null,true,null,null,"VIC","ATSBP","Altona-Brooklyn (Powercor) 66 kV","Powercor","Summer","Coincident",2021,"POE50",128.72636399999999,0.89003314600000005]
[null,{"$f":"IF(DataInput!B495=$B$8,IF($B$9=$B$10,TRUE,IF(DataInput!E495=$B$9,TRUE,FALSE)))","v":true},null,null,{"$f":"IF(B496=TRUE,DataInput!B495,NA())","v":"VIC"},{"$f":"IF($E496=DataInput!$B495,DataInput!C495,NA())","v":"ATSBP"},{"$f":"IF($E496=DataInput!$B495,DataInput!D495,NA())","v":"Altona-Brooklyn (Powercor) 66 kV"},{"$f":"IF($E496=DataInput!$B495,DataInput!E495,NA())","v":"Powercor"},{"$f":"IF($E496=DataInput!$B495,DataInput!F495,NA())","v":"Summer"},{"$f":"IF($E496=DataInput!$B495,DataInput!G495,NA())","v":"Non-Coincident"},{"$f":"IF($E496=DataInput!$B495,DataInput!H495,NA())","v":2022},{"$f":"IF($E496=DataInput!$B495,DataInput!I495,NA())","v":"POE10"},{"$f":"IF($E496=DataInput!$B495,DataInput!J495,NA())","v":154.73717859999999},{"$f":"IF($E496=DataInput!$B495,DataInput!K495,NA())","v":0.921774074},null,null,"VIC Altona-Brooklyn (Powercor) 66 kV",null,null,null,null,true,null,null,"VIC","ATSBP","Altona-Brooklyn (Powercor) 66 kV","Powercor","Summer","Non-Coincident",2022,"POE10",154.73717859999999,0.921774074]
[null,{"$f":"IF(DataInput!B496=$B$8,IF($B$9=$B$10,TRUE,IF(DataInput!E496=$B$9,TRUE,FALSE)))","v":true},null,null,{"$f":"IF(B497=TRUE,DataInput!B496,NA())","v":"VIC"},{"$f":"IF($E497=DataInput!$B496,DataInput!C496,NA())","v":"ATSBP"},{"$f":"IF($E497=DataInput!$B496,DataInput!D496,NA())","v":"Altona-Brooklyn (Powercor) 66 kV"},{"$f":"IF($E497=DataInput!$B496,DataInput!E496,NA())","v":"Powercor"},{"$f":"IF($E497=DataInput!$B496,DataInput!F496,NA())","v":"Summer"},{"$f":"IF($E497=DataInput!$B496,DataInput!G496,NA())","v":"Non-Coincident"},{"$f":"IF($E497=DataInput!$B496,DataInput!H496,NA())","v":2022},{"$f":"IF($E497=DataInput!$B496,DataInput!I496,NA())","v":"POE50"},{"$f":"IF($E497=DataInput!$B496,DataInput!J496,NA())","v":145.16707529999999},{"$f":"IF($E497=DataInput!$B496,DataInput!K496,NA())","v":0.88993557099999998},null,null,"VIC Altona-Brooklyn (Powercor) 66 kV",null,null,null,null,true,null,null,"VIC","ATSBP","Altona-Brooklyn (Powercor) 66 kV","Powercor","Summer","Non-Coincident",2022,"POE50",145.16707529999999,0.88993557099999998]
[null,{"$f":"IF(DataInput!B497=$B$8,IF($B$9=$B$10,TRUE,IF(DataInput!E497=$B$9,TRUE,FALSE)))","v":true},null,null,{"$f":"IF(B498=TRUE,DataInput!B497,NA())","v":"VIC"},{"$f":"IF($E498=DataInput!$B497,DataInput!C497,NA())","v":"ATSBP"},{"$f":"IF($E498=DataInput!$B497,DataInput!D497,NA())","v":"Altona-Brooklyn (Powercor) 66 kV"},{"$f":"IF($E498=DataInput!$B497,DataInput!E497,NA())","v":"Powercor"},{"$f":"IF($E498=DataInput!$B497,DataInput!F497,NA())","v":"Summer"},{"$f":"IF($E498=DataInput!$B497,DataInput!G497,NA())","v":"Coincident"},{"$f":"IF($E498=DataInput!$B497,DataInput!H497,NA())","v":2022},{"$f":"IF($E498=DataInput!$B497,DataInput!I497,NA())","v":"POE10"},{"$f":"IF($E498=DataInput!$B497,DataInput!J497,NA())","v":142.6327196},{"$f":"IF($E498=DataInput!$B497,DataInput!K497,NA())","v":0.921774074},null,null,"VIC Altona-Brooklyn (Powercor) 66 kV",null,null,null,null,true,null,null,"VIC","ATSBP","Altona-Brooklyn (Powercor) 66 kV","Powercor","Summer","Coincident",2022,"POE10",142.6327196,0.921774074]
[null,{"$f":"IF(DataInput!B498=$B$8,IF($B$9=$B$10,TRUE,IF(DataInput!E498=$B$9,TRUE,FALSE)))","v":true},null,null,{"$f":"IF(B499=TRUE,DataInput!B498,NA())","v":"VIC"},{"$f":"IF($E499=DataInput!$B498,DataInput!C498,NA())","v":"ATSBP"},{"$f":"IF($E499=DataInput!$B498,DataInput!D498,NA())","v":"Altona-Brooklyn (Powercor) 66 kV"},{"$f":"IF($E499=DataInput!$B498,DataInput!E498,NA())","v":"Powercor"},{"$f":"IF($E499=DataInput!$B498,DataInput!F498,NA())","v":"Summer"},{"$f":"IF($E499=DataInput!$B498,DataInput!G498,NA())","v":"Coincident"},{"$f":"IF($E499=DataInput!$B498,DataInput!H498,NA())","v":2022},{"$f":"IF($E499=DataInput!$B498,DataInput!I498,NA())","v":"POE50"},{"$f":"IF($E499=DataInput!$B498,DataInput!J498,NA())","v":129.18934400000001},{"$f":"IF($E499=DataInput!$B498,DataInput!K498,NA())","v":0.88993557099999998},null,null,"VIC Altona-Brooklyn (Powercor) 66 kV",null,null,null,null,true,null,null,"VIC","ATSBP","Altona-Brooklyn (Powercor) 66 kV","Powercor","Summer","Coincident",2022,"POE50",129.18934400000001,0.88993557099999998]
[null,{"$f":"IF(DataInput!B499=$B$8,IF($B$9=$B$10,TRUE,IF(DataInput!E499=$B$9,TRUE,FALSE)))","v":true},null,null,{"$f":"IF(B500=TRUE,DataInput!B499,NA())","v":"VIC"},{"$f":"IF($E500=DataInput!$B499,DataInput!C499,NA())","v":"ATSBP"},{"$f":"IF($E500=DataInput!$B499,DataInput!D499,NA())","v":"Altona-Brooklyn (Powercor) 66 kV"},{"$f":"IF($E500=DataInput!$B499,DataInput!E499,NA())","v":"Powercor"},{"$f":"IF($E500=DataInput!$B499,DataInput!F499,NA())","v":"Summer"},{"$f":"IF($E500=DataInput!$B499,DataInput!G499,NA())","v":"Non-Coincident"},{"$f":"IF($E500=DataInput!$B499,DataInput!H499,NA())","v":2023},{"$f":"IF($E500=DataInput!$B499,DataInput!I499,NA())","v":"POE10"},{"$f":"IF($E500=DataInput!$B499,DataInput!J499,NA())","v":154.84530029999999},{"$f":"IF($E500=DataInput!$B499,DataInput!K499,NA())","v":0.92151990299999997},null,null,"VIC Altona-Brooklyn (Powercor) 66 kV",null,null,null,null,true,null,null,"VIC","ATSBP","Altona-Brooklyn (Powercor) 66 kV","Powercor","Summer","Non-Coincident",2023,"POE10",154.84530029999999,0.92151990299999997]
[null,{"$f":"IF(DataInput!B500=$B$8,IF($B$9=$B$10,TRUE,IF(DataInput!E500=$B$9,TRUE,FALSE)))","v":true},null,null,{"$f":"IF(B501=TRUE,DataInput!B500,NA())","v":"VIC"},{"$f":"IF($E501=DataInput!$B500,DataInput!C500,NA())","v":"ATSBP"},{"$f":"IF($E501=DataInput!$B500,DataInput!D500,NA())","v":"Altona-Brooklyn (Powercor) 66 kV"},{"$f":"IF($E501=DataInput!$B500,DataInput!E500,NA())","v":"Powercor"},{"$f":"IF($E501=DataInput!$B500,DataInput!F500,NA())","v":"Summer"},{"$f":"IF($E501=DataInput!$B500,DataInput!G500,NA())","v":"Non-Coincident"},{"$f":"IF($E501=DataInput!$B500,DataInput!H500,NA())","v":2023},{"$f":"IF($E501=DataInput!$B500,DataInput!I500,NA())","v":"POE50"},{"$f":"IF($E501=DataInput!$B500,DataInput!J500,NA())","v":144.80793800000001},{"$f":"IF($E501=DataInput!$B500,DataInput!K500,NA())","v":0.88988283999999995},null,null,"VIC Altona-Brooklyn (Powercor) 66 kV",null,null,null,null,true,null,null,"VIC","ATSBP","Altona-Brooklyn (Powercor) 66 kV","Powercor","Summer","Non-Coincident",2023,"POE50",144.80793800000001,0.88988283999999995]
[null,{"$f":"IF(DataInput!B501=$B$8,IF($B$9=$B$10,TRUE,IF(DataInput!E501=$B$9,TRUE,FALSE)))","v":true},null,null,{"$f":"IF(B502=TRUE,DataInput!B501,NA())","v":"VIC"},{"$f":"IF($E502=DataInput!$B501,DataInput!C501,NA())","v":"ATSBP"},{"$f":"IF($E502=DataInput!$B501,DataInput!D501,NA())","v":"Altona-Brooklyn (Powercor) 66 kV"},{"$f":"IF($E502=DataInput!$B501,DataInput!E501,NA())","v":"Powercor"},{"$f":"IF($E502=DataInput!$B501,DataInput!F501,NA())","v":"Summer"},{"$f":"IF($E502=DataInput!$B501,DataInput!G501,NA())","v":"Coincident"},{"$f":"IF($E502=DataInput!$B501,DataInput!H501,NA())","v":2023},{"$f":"IF($E502=DataInput!$B501,DataInput!I501,NA())","v":"POE10"},{"$f":"IF($E502=DataInput!$B501,DataInput!J501,NA())","v":142.6930261},{"$f":"IF($E502=DataInput!$B501,DataInput!K501,NA())","v":0.92151990299999997},null,null,"VIC Altona-Brooklyn (Powercor) 66 kV",null,null,null,null,true,null,null,"VIC","ATSBP","Altona-Brooklyn (Powercor) 66 kV","Powercor","Summer","Coincident",2023,"POE10",142.6930261,0.92151990299999997]
[null,{"$f":"IF(DataInput!B502=$B$8,IF($B$9=$B$10,TRUE,IF(DataInput!E502=$B$9,TRUE,FALSE)))","v":true},null,null,{"$f":"IF(B503=TRUE,DataInput!B502,NA())","v":"VIC"},{"$f":"IF($E503=DataInput!$B502,DataInput!C502,NA())","v":"ATSBP"},{"$f":"IF($E503=DataInput!$B502,DataInput!D502,NA())","v":"Altona-Brooklyn (Powercor) 66 kV"},{"$f":"IF($E503=DataInput!$B502,DataInput!E502,NA())","v":"Powercor"},{"$f":"IF($E503=DataInput!$B502,DataInput!F502,NA())","v":"Summer"},{"$f":"IF($E503=DataInput!$B502,DataInput!G502,NA())","v":"Coincident"},{"$f":"IF($E503=DataInput!$B502,DataInput!H502,NA())","v":2023},{"$f":"IF($E503=DataInput!$B502,DataInput!I502,NA())","v":"POE50"},{"$f":"IF($E503=DataInput!$B502,DataInput!J502,NA())","v":128.86209909999999},{"$f":"IF($E503=DataInput!$B502,DataInput!K502,NA())","v":0.88988283999999995},null,null,"VIC Altona-Brooklyn (Powercor) 66 kV",null,null,null,null,true,null,null,"VIC","ATSBP","Altona-Brooklyn (Powercor) 66 kV","Powercor","Summer","Coincident",2023,"POE50",128.86209909999999,0.88988283999999995]
[null,{"$f":"IF(DataInput!B503=$B$8,IF($B$9=$B$10,TRUE,IF(DataInput!E503=$B$9,TRUE,FALSE)))","v":true},null,null,{"$f":"IF(B504=TRUE,DataInput!B503,NA())","v":"VIC"},{"$f":"IF($E504=DataInput!$B503,DataInput!C503,NA())","v":"ATSBP"},{"$f":"IF($E504=DataInput!$B503,DataInput!D503,NA())","v":"Altona-Brooklyn (Powercor) 66 kV"},{"$f":"IF($E504=DataInput!$B503,DataInput!E503,NA())","v":"Powercor"},{"$f":"IF($E504=DataInput!$B503,DataInput!F503,NA())","v":"Summer"},{"$f":"IF($E504=DataInput!$B503,DataInput!G503,NA())","v":"Non-Coincident"},{"$f":"IF($E504=DataInput!$B503,DataInput!H503,NA())","v":2024},{"$f":"IF($E504=DataInput!$B503,DataInput!I503,NA())","v":"POE10"},{"$f":"IF($E504=DataInput!$B503,DataInput!J503,NA())","v":155.6694722},{"$f":"IF($E504=DataInput!$B503,DataInput!K503,NA())","v":0.92120645000000001},null,null,"VIC Altona-Brooklyn (Powercor) 66 kV",null,null,null,null,true,null,null,"VIC","ATSBP","Altona-Brooklyn (Powercor) 66 kV","Powercor","Summer","Non-Coincident",2024,"POE10",155.6694722,0.92120645000000001]
[null,{"$f":"IF(DataInput!B504=$B$8,IF($B$9=$B$10,TRUE,IF(DataInput!E504=$B$9,TRUE,FALSE)))","v":true},null,null,{"$f":"IF(B505=TRUE,DataInput!B504,NA())","v":"VIC"},{"$f":"IF($E505=DataInput!$B504,DataInput!C504,NA())","v":"ATSBP"},{"$f":"IF($E505=DataInput!$B504,DataInput!D504,NA())","v":"Altona-Brooklyn (Powercor) 66 kV"},{"$f":"IF($E505=DataInput!$B504,DataInput!E504,NA())","v":"Powercor"},{"$f":"IF($E505=DataInput!$B504,DataInput!F504,NA())","v":"Summer"},{"$f":"IF($E505=DataInput!$B504,DataInput!G504,NA())","v":"Non-Coincident"},{"$f":"IF($E505=DataInput!$B504,DataInput!H504,NA())","v":2024},{"$f":"IF($E505=DataInput!$B504,DataInput!I504,NA())","v":"POE50"},{"$f":"IF($E505=DataInput!$B504,DataInput!J504,NA())","v":146.42146579999999},{"$f":"IF($E505=DataInput!$B504,DataInput!K504,NA())","v":0.88972744999999998},null,null,"VIC Altona-Brooklyn (Powercor) 66 kV",null,null,null,null,true,null,null,"VIC","ATSBP","Altona-Brooklyn (Powercor) 66 kV","Powercor","Summer","Non-Coincident",2024,"POE50",146.42146579999999,0.88972744999999998]
[null,{"$f":"IF(DataInput!B505=$B$8,IF($B$9=$B$10,TRUE,IF(DataInput!E505=$B$9,TRUE,FALSE)))","v":true},null,null,{"$f":"IF(B506=TRUE,DataInput!B505,NA())","v":"VIC"},{"$f":"IF($E506=DataInput!$B505,DataInput!C505,NA())","v":"ATSBP"},{"$f":"IF($E506=DataInput!$B505,DataInput!D505,NA())","v":"Altona-Brooklyn (Powercor) 66 kV"},{"$f":"IF($E506=DataInput!$B505,DataInput!E505,NA())","v":"Powercor"},{"$f":"IF($E506=DataInput!$B505,DataInput!F505,NA())","v":"Summer"},{"$f":"IF($E506=DataInput!$B505,DataInput!G505,NA())","v":"Coincident"},{"$f":"IF($E506=DataInput!$B505,DataInput!H505,NA())","v":2024},{"$f":"IF($E506=DataInput!$B505,DataInput!I505,NA())","v":"POE10"},{"$f":"IF($E506=DataInput!$B505,DataInput!J505,NA())","v":143.40372189999999},{"$f":"IF($E506=DataInput!$B505,DataInput!K505,NA())","v":0.92120645000000001},null,null,"VIC Altona-Brooklyn (Powercor) 66 kV",null,null,null,null,true,null,null,"VIC","ATSBP","Altona-Brooklyn (Powercor) 66 kV","Powercor","Summer","Coincident",2024,"POE10",143.40372189999999,0.92120645000000001]
[null,{"$f":"IF(DataInput!B506=$B$8,IF($B$9=$B$10,TRUE,IF(DataInput!E506=$B$9,TRUE,FALSE)))","v":true},null,null,{"$f":"IF(B507=TRUE,DataInput!B506,NA())","v":"VIC"},{"$f":"IF($E507=DataInput!$B506,DataInput!C506,NA())","v":"ATSBP"},{"$f":"IF($E507=DataInput!$B506,DataInput!D506,NA())","v":"Altona-Brooklyn (Powercor) 66 kV"},{"$f":"IF($E507=DataInput!$B506,DataInput!E506,NA())","v":"Powercor"},{"$f":"IF($E507=DataInput!$B506,DataInput!F506,NA())","v":"Summer"},{"$f":"IF($E507=DataInput!$B506,DataInput!G506,NA())","v":"Coincident"},{"$f":"IF($E507=DataInput!$B506,DataInput!H506,NA())","v":2024},{"$f":"IF($E507=DataInput!$B506,DataInput!I506,NA())","v":"POE50"},{"$f":"IF($E507=DataInput!$B506,DataInput!J506,NA())","v":130.2751974},{"$f":"IF($E507=DataInput!$B506,DataInput!K506,NA())","v":0.88972744999999998},null,null,"VIC Altona-Brooklyn (Powercor) 66 kV",null,null,null,null,true,null,null,"VIC","ATSBP","Altona-Brooklyn (Powercor) 66 kV","Powercor","Summer","Coincident",2024,"POE50",130.2751974,0.88972744999999998]
[null,{"$f":"IF(DataInput!B507=$B$8,IF($B$9=$B$10,TRUE,IF(DataInput!E507=$B$9,TRUE,FALSE)))","v":true},null,null,{"$f":"IF(B508=TRUE,DataInput!B507,NA())","v":"VIC"},{"$f":"IF($E508=DataInput!$B507,DataInput!C507,NA())","v":"ATSBP"},{"$f":"IF($E508=DataInput!$B507,DataInput!D507,NA())","v":"Altona-Brooklyn (Powercor) 66 kV"},{"$f":"IF($E508=DataInput!$B507,DataInput!E507,NA())","v":"Powercor"},{"$f":"IF($E508=DataInput!$B507,DataInput!F507,NA())","v":"Summer"},{"$f":"IF($E508=DataInput!$B507,DataInput!G507,NA())","v":"Non-Coincident"},{"$f":"IF($E508=DataInput!$B507,DataInput!H507,NA())","v":2025},{"$f":"IF($E508=DataInput!$B507,DataInput!I507,NA())","v":"POE10"},{"$f":"IF($E508=DataInput!$B507,DataInput!J507,NA())","v":157.08794309999999},{"$f":"IF($E508=DataInput!$B507,DataInput!K507,NA())","v":0.92081581300000004},null,null,"VIC Altona-Brooklyn (Powercor) 66 kV",null,null,null,null,true,null,null,"VIC","ATSBP","Altona-Brooklyn (Powercor) 66 kV","Powercor","Summer","Non-Coincident",2025,"POE10",157.08794309999999,0.92081581300000004]
[null,{"$f":"IF(DataInput!B508=$B$8,IF($B$9=$B$10,TRUE,IF(DataInput!E508=$B$9,TRUE,FALSE)))","v":true},null,null,{"$f":"IF(B509=TRUE,DataInput!B508,NA())","v":"VIC"},{"$f":"IF($E509=DataInput!$B508,DataInput!C508,NA())","v":"ATSBP"},{"$f":"IF($E509=DataInput!$B508,DataInput!D508,NA())","v":"Altona-Brooklyn (Powercor) 66 kV"},{"$f":"IF($E509=DataInput!$B508,DataInput!E508,NA())","v":"Powercor"},{"$f":"IF($E509=DataInput!$B508,DataInput!F508,NA())","v":"Summer"},{"$f":"IF($E509=DataInput!$B508,DataInput!G508,NA())","v":"Non-Coincident"},{"$f":"IF($E509=DataInput!$B508,DataInput!H508,NA())","v":2025},{"$f":"IF($E509=DataInput!$B508,DataInput!I508,NA())","v":"POE50"},{"$f":"IF($E509=DataInput!$B508,DataInput!J508,NA())","v":147.40481560000001},{"$f":"IF($E509=DataInput!$B508,DataInput!K508,NA())","v":0.88957183100000004},null,null,"VIC Altona-Brooklyn (Powercor) 66 kV",null,null,null,null,true,null,null,"VIC","ATSBP","Altona-Brooklyn (Powercor) 66 kV","Powercor","Summer","Non-Coincident",2025,"POE50",147.40481560000001,0.88957183100000004]
[null,{"$f":"IF(DataInput!B509=$B$8,IF($B$9=$B$10,TRUE,IF(DataInput!E509=$B$9,TRUE,FALSE)))","v":true},null,null,{"$f":"IF(B510=TRUE,DataInput!B509,NA())","v":"VIC"},{"$f":"IF($E510=DataInput!$B509,DataInput!C509,NA())","v":"ATSBP"},{"$f":"IF($E510=DataInput!$B509,DataInput!D509,NA())","v":"Altona-Brooklyn (Powercor) 66 kV"},{"$f":"IF($E510=DataInput!$B509,DataInput!E509,NA())","v":"Powercor"},{"$f":"IF($E510=DataInput!$B509,DataInput!F509,NA())","v":"Summer"},{"$f":"IF($E510=DataInput!$B509,DataInput!G509,NA())","v":"Coincident"},{"$f":"IF($E510=DataInput!$B509,DataInput!H509,NA())","v":2025},{"$f":"IF($E510=DataInput!$B509,DataInput!I509,NA())","v":"POE10"},{"$f":"IF($E510=DataInput!$B509,DataInput!J509,NA())","v":144.64906210000001},{"$f":"IF($E510=DataInput!$B509,DataInput!K509,NA())","v":0.92081581300000004},null,null,"VIC Altona-Brooklyn (Powercor) 66 kV",null,null,null,null,true,null,null,"VIC","ATSBP","Altona-Brooklyn (Powercor) 66 kV","Powercor","Summer","Coincident",2025,"POE10",144.64906210000001,0.92081581300000004]
[null,{"$f":"IF(DataInput!B510=$B$8,IF($B$9=$B$10,TRUE,IF(DataInput!E510=$B$9,TRUE,FALSE)))","v":true},null,null,{"$f":"IF(B511=TRUE,DataInput!B510,NA())","v":"VIC"},{"$f":"IF($E511=DataInput!$B510,DataInput!C510,NA())","v":"ATSBP"},{"$f":"IF($E511=DataInput!$B510,DataInput!D510,NA())","v":"Altona-Brooklyn (Powercor) 66 kV"},{"$f":"IF($E511=DataInput!$B510,DataInput!E510,NA())","v":"Powercor"},{"$f":"IF($E511=DataInput!$B510,DataInput!F510,NA())","v":"Summer"},{"$f":"IF($E511=DataInput!$B510,DataInput!G510,NA())","v":"Coincident"},{"$f":"IF($E511=DataInput!$B510,DataInput!H510,NA())","v":2025},{"$f":"IF($E511=DataInput!$B510,DataInput!I510,NA())","v":"POE50"},{"$f":"IF($E511=DataInput!$B510,DataInput!J510,NA())","v":131.12717169999999},{"$f":"IF($E511=DataInput!$B510,DataInput!K510,NA())","v":0.88957183100000004},null,null,"VIC Altona-Brooklyn (Powercor) 66 kV",null,null,null,null,true,null,null,"VIC","ATSBP","Altona-Brooklyn (Powercor) 66 kV","Powercor","Summer","Coincident",2025,"POE50",131.12717169999999,0.88957183100000004]
[null,{"$f":"IF(DataInput!B511=$B$8,IF($B$9=$B$10,TRUE,IF(DataInput!E511=$B$9,TRUE,FALSE)))","v":true},null,null,{"$f":"IF(B512=TRUE,DataInput!B511,NA())","v":"VIC"},{"$f":"IF($E512=DataInput!$B511,DataInput!C511,NA())","v":"ATSBP"},{"$f":"IF($E512=DataInput!$B511,DataInput!D511,NA())","v":"Altona-Brooklyn (Powercor) 66 kV"},{"$f":"IF($E512=DataInput!$B511,DataInput!E511,NA())","v":"Powercor"},{"$f":"IF($E512=DataInput!$B511,DataInput!F511,NA())","v":"Winter"},{"$f":"IF($E512=DataInput!$B511,DataInput!G511,NA())","v":"Coincident"},{"$f":"IF($E512=DataInput!$B511,DataInput!H511,NA())","v":2005},{"$f":"IF($E512=DataInput!$B511,DataInput!I511,NA())","v":"TempCorrActualPOE10"},{"$f":"IF($E512=DataInput!$B511,DataInput!J511,NA())","v":99.621245619999996},{"$f":"IF($E512=DataInput!$B511,DataInput!K511,NA())","v":"NA"},null,null,"VIC Altona-Brooklyn (Powercor) 66 kV",null,null,null,null,true,null,null,"VIC","ATSBP","Altona-Brooklyn (Powercor) 66 kV","Powercor","Winter","Coincident",2005,"TempCorrActualPOE10",99.621245619999996,"NA"]
[null,{"$f":"IF(DataInput!B512=$B$8,IF($B$9=$B$10,TRUE,IF(DataInput!E512=$B$9,TRUE,FALSE)))","v":true},null,null,{"$f":"IF(B513=TRUE,DataInput!B512,NA())","v":"VIC"},{"$f":"IF($E513=DataInput!$B512,DataInput!C512,NA())","v":"ATSBP"},{"$f":"IF($E513=DataInput!$B512,DataInput!D512,NA())","v":"Altona-Brooklyn (Powercor) 66 kV"},{"$f":"IF($E513=DataInput!$B512,DataInput!E512,NA())","v":"Powercor"},{"$f":"IF($E513=DataInput!$B512,DataInput!F512,NA())","v":"Winter"},{"$f":"IF($E513=DataInput!$B512,DataInput!G512,NA())","v":"Coincident"},{"$f":"IF($E513=DataInput!$B512,DataInput!H512,NA())","v":2005},{"$f":"IF($E513=DataInput!$B512,DataInput!I512,NA())","v":"TempCorrActualPOE50"},{"$f":"IF($E513=DataInput!$B512,DataInput!J512,NA())","v":94.323378349999999},{"$f":"IF($E513=DataInput!$B512,DataInput!K512,NA())","v":"NA"},null,null,"VIC Altona-Brooklyn (Powercor) 66 kV",null,null,null,null,true,null,null,"VIC","ATSBP","Altona-Brooklyn (Powercor) 66 kV","Powercor","Winter","Coincident",2005,"TempCorrActualPOE50",94.323378349999999,"NA"]
[null,{"$f":"IF(DataInput!B513=$B$8,IF($B$9=$B$10,TRUE,IF(DataInput!E513=$B$9,TRUE,FALSE)))","v":true},null,null,{"$f":"IF(B514=TRUE,DataInput!B513,NA())","v":"VIC"},{"$f":"IF($E514=DataInput!$B513,DataInput!C513,NA())","v":"ATSBP"},{"$f":"IF($E514=DataInput!$B513,DataInput!D513,NA())","v":"Altona-Brooklyn (Powercor) 66 kV"},{"$f":"IF($E514=DataInput!$B513,DataInput!E513,NA())","v":"Powercor"},{"$f":"IF($E514=DataInput!$B513,DataInput!F513,NA())","v":"Winter"},{"$f":"IF($E514=DataInput!$B513,DataInput!G513,NA())","v":"Non-Coincident"},{"$f":"IF($E514=DataInput!$B513,DataInput!H513,NA())","v":2005},{"$f":"IF($E514=DataInput!$B513,DataInput!I513,NA())","v":"TempCorrActualPOE10"},{"$f":"IF($E514=DataInput!$B513,DataInput!J513,NA())","v":115.08378159999999},{"$f":"IF($E514=DataInput!$B513,DataInput!K513,NA())","v":"NA"},null,null,"VIC Altona-Brooklyn (Powercor) 66 kV",null,null,null,null,true,null,null,"VIC","ATSBP","Altona-Brooklyn (Powercor) 66 kV","Powercor","Winter","Non-Coincident",2005,"TempCorrActualPOE10",115.08378159999999,"NA"]
[null,{"$f":"IF(DataInput!B514=$B$8,IF($B$9=$B$10,TRUE,IF(DataInput!E514=$B$9,TRUE,FALSE)))","v":true},null,null,{"$f":"IF(B515=TRUE,DataInput!B514,NA())","v":"VIC"},{"$f":"IF($E515=DataInput!$B514,DataInput!C514,NA())","v":"ATSBP"},{"$f":"IF($E515=DataInput!$B514,DataInput!D514,NA())","v":"Altona-Brooklyn (Powercor) 66 kV"},{"$f":"IF($E515=DataInput!$B514,DataInput!E514,NA())","v":"Powercor"},{"$f":"IF($E515=DataInput!$B514,DataInput!F514,NA())","v":"Winter"},{"$f":"IF($E515=DataInput!$B514,DataInput!G514,NA())","v":"Non-Coincident"},{"$f":"IF($E515=DataInput!$B514,DataInput!H514,NA())","v":2005},{"$f":"IF($E515=DataInput!$B514,DataInput!I514,NA())","v":"TempCorrActualPOE50"},{"$f":"IF($E515=DataInput!$B514,DataInput!J514,NA())","v":108.96361570000001},{"$f":"IF($E515=DataInput!$B514,DataInput!K514,NA())","v":"NA"},null,null,"VIC Altona-Brooklyn (Powercor) 66 kV",null,null,null,null,true,null,null,"VIC","ATSBP","Altona-Brooklyn (Powercor) 66 kV","Powercor","Winter","Non-Coincident",2005,"TempCorrActualPOE50",108.96361570000001,"NA"]
[null,{"$f":"IF(DataInput!B515=$B$8,IF($B$9=$B$10,TRUE,IF(DataInput!E515=$B$9,TRUE,FALSE)))","v":true},null,null,{"$f":"IF(B516=TRUE,DataInput!B515,NA())","v":"VIC"},{"$f":"IF($E516=DataInput!$B515,DataInput!C515,NA())","v":"ATSBP"},{"$f":"IF($E516=DataInput!$B515,DataInput!D515,NA())","v":"Altona-Brooklyn (Powercor) 66 kV"},{"$f":"IF($E516=DataInput!$B515,DataInput!E515,NA())","v":"Powercor"},{"$f":"IF($E516=DataInput!$B515,DataInput!F515,NA())","v":"Winter"},{"$f":"IF($E516=DataInput!$B515,DataInput!G515,NA())","v":"Coincident"},{"$f":"IF($E516=DataInput!$B515,DataInput!H515,NA())","v":2005},{"$f":"IF($E516=DataInput!$B515,DataInput!I515,NA())","v":"Actual"},{"$f":"IF($E516=DataInput!$B515,DataInput!J515,NA())","v":95.83672},{"$f":"IF($E516=DataInput!$B515,DataInput!K515,NA())","v":"NA"},null,null,"VIC Altona-Brooklyn (Powercor) 66 kV",null,null,null,null,true,null,null,"VIC","ATSBP","Altona-Brooklyn (Powercor) 66 kV","Powercor","Winter","Coincident",2005,"Actual",95.83672,"NA"]
[null,{"$f":"IF(DataInput!B516=$B$8,IF($B$9=$B$10,TRUE,IF(DataInput!E516=$B$9,TRUE,FALSE)))","v":true},null,null,{"$f":"IF(B517=TRUE,DataInput!B516,NA())","v":"VIC"},{"$f":"IF($E517=DataInput!$B516,DataInput!C516,NA())","v":"ATSBP"},{"$f":"IF($E517=DataInput!$B516,DataInput!D516,NA())","v":"Altona-Brooklyn (Powercor) 66 kV"},{"$f":"IF($E517=DataInput!$B516,DataInput!E516,NA())","v":"Powercor"},{"$f":"IF($E517=DataInput!$B516,DataInput!F516,NA())","v":"Winter"},{"$f":"IF($E517=DataInput!$B516,DataInput!G516,NA())","v":"Non-Coincident"},{"$f":"IF($E517=DataInput!$B516,DataInput!H516,NA())","v":2005},{"$f":"IF($E517=DataInput!$B516,DataInput!I516,NA())","v":"Actual"},{"$f":"IF($E517=DataInput!$B516,DataInput!J516,NA())","v":103.945746},{"$f":"IF($E517=DataInput!$B516,DataInput!K516,NA())","v":"NA"},null,null,"VIC Altona-Brooklyn (Powercor) 66 kV",null,null,null,null,true,null,null,"VIC","ATSBP","Altona-Brooklyn (Powercor) 66 kV","Powercor","Winter","Non-Coincident",2005,"Actual",103.945746,"NA"]
[null,{"$f":"IF(DataInput!B517=$B$8,IF($B$9=$B$10,TRUE,IF(DataInput!E517=$B$9,TRUE,FALSE)))","v":true},null,null,{"$f":"IF(B518=TRUE,DataInput!B517,NA())","v":"VIC"},{"$f":"IF($E518=DataInput!$B517,DataInput!C517,NA())","v":"ATSBP"},{"$f":"IF($E518=DataInput!$B517,DataInput!D517,NA())","v":"Altona-Brooklyn (Powercor) 66 kV"},{"$f":"IF($E518=DataInput!$B517,DataInput!E517,NA())","v":"Powercor"},{"$f":"IF($E518=DataInput!$B517,DataInput!F517,NA())","v":"Winter"},{"$f":"IF($E518=DataInput!$B517,DataInput!G517,NA())","v":"Coincident"},{"$f":"IF($E518=DataInput!$B517,DataInput!H517,NA())","v":2006},{"$f":"IF($E518=DataInput!$B517,DataInput!I517,NA())","v":"TempCorrActualPOE10"},{"$f":"IF($E518=DataInput!$B517,DataInput!J517,NA())","v":99.519909389999995},{"$f":"IF($E518=DataInput!$B517,DataInput!K517,NA())","v":"NA"},null,null,"VIC Altona-Brooklyn (Powercor) 66 kV",null,null,null,null,true,null,null,"VIC","ATSBP","Altona-Brooklyn (Powercor) 66 kV","Powercor","Winter","Coincident",2006,"TempCorrActualPOE10",99.519909389999995,"NA"]
[null,{"$f":"IF(DataInput!B518=$B$8,IF($B$9=$B$10,TRUE,IF(DataInput!E518=$B$9,TRUE,FALSE)))","v":true},null,null,{"$f":"IF(B519=TRUE,DataInput!B518,NA())","v":"VIC"},{"$f":"IF($E519=DataInput!$B518,DataInput!C518,NA())","v":"ATSBP"},{"$f":"IF($E519=DataInput!$B518,DataInput!D518,NA())","v":"Altona-Brooklyn (Powercor) 66 kV"},{"$f":"IF($E519=DataInput!$B518,DataInput!E518,NA())","v":"Powercor"},{"$f":"IF($E519=DataInput!$B518,DataInput!F518,NA())","v":"Winter"},{"$f":"IF($E519=DataInput!$B518,DataInput!G518,NA())","v":"Coincident"},{"$f":"IF($E519=DataInput!$B518,DataInput!H518,NA())","v":2006},{"$f":"IF($E519=DataInput!$B518,DataInput!I518,NA())","v":"TempCorrActualPOE50"},{"$f":"IF($E519=DataInput!$B518,DataInput!J518,NA())","v":94.323605220000005},{"$f":"IF($E519=DataInput!$B518,DataInput!K518,NA())","v":"NA"},null,null,"VIC Altona-Brooklyn (Powercor) 66 kV",null,null,null,null,true,null,null,"VIC","ATSBP","Altona-Brooklyn (Powercor) 66 kV","Powercor","Winter","Coincident",2006,"TempCorrActualPOE50",94.323605220000005,"NA"]
[null,{"$f":"IF(DataInput!B519=$B$8,IF($B$9=$B$10,TRUE,IF(DataInput!E519=$B$9,TRUE,FALSE)))","v":true},null,null,{"$f":"IF(B520=TRUE,DataInput!B519,NA())","v":"VIC"},{"$f":"IF($E520=DataInput!$B519,DataInput!C519,NA())","v":"ATSBP"},{"$f":"IF($E520=DataInput!$B519,DataInput!D519,NA())","v":"Altona-Brooklyn (Powercor) 66 kV"},{"$f":"IF($E520=DataInput!$B519,DataInput!E519,NA())","v":"Powercor"},{"$f":"IF($E520=DataInput!$B519,DataInput!F519,NA())","v":"Winter"},{"$f":"IF($E520=DataInput!$B519,DataInput!G519,NA())","v":"Non-Coincident"},{"$f":"IF($E520=DataInput!$B519,DataInput!H519,NA())","v":2006},{"$f":"IF($E520=DataInput!$B519,DataInput!I519,NA())","v":"TempCorrActualPOE10"},{"$f":"IF($E520=DataInput!$B519,DataInput!J519,NA())","v":114.966741},{"$f":"IF($E520=DataInput!$B519,DataInput!K519,NA())","v":"NA"},null,null,"VIC Altona-Brooklyn (Powercor) 66 kV",null,null,null,null,true,null,null,"VIC","ATSBP","Altona-Brooklyn (Powercor) 66 kV","Powercor","Winter","Non-Coincident",2006,"TempCorrActualPOE10",114.966741,"NA"]
[null,{"$f":"IF(DataInput!B520=$B$8,IF($B$9=$B$10,TRUE,IF(DataInput!E520=$B$9,TRUE,FALSE)))","v":true},null,null,{"$f":"IF(B521=TRUE,DataInput!B520,NA())","v":"VIC"},{"$f":"IF($E521=DataInput!$B520,DataInput!C520,NA())","v":"ATSBP"},{"$f":"IF($E521=DataInput!$B520,DataInput!D520,NA())","v":"Altona-Brooklyn (Powercor) 66 kV"},{"$f":"IF($E521=DataInput!$B520,DataInput!E520,NA())","v":"Powercor"},{"$f":"IF($E521=DataInput!$B520,DataInput!F520,NA())","v":"Winter"},{"$f":"IF($E521=DataInput!$B520,DataInput!G520,NA())","v":"Non-Coincident"},{"$f":"IF($E521=DataInput!$B520,DataInput!H520,NA())","v":2006},{"$f":"IF($E521=DataInput!$B520,DataInput!I520,NA())","v":"TempCorrActualPOE50"},{"$f":"IF($E521=DataInput!$B520,DataInput!J520,NA())","v":108.9639021},{"$f":"IF($E521=DataInput!$B520,DataInput!K520,NA())","v":"NA"},null,null,"VIC Altona-Brooklyn (Powercor) 66 kV",null,null,null,null,true,null,null,"VIC","ATSBP","Altona-Brooklyn (Powercor) 66 kV","Powercor","Winter","Non-Coincident",2006,"TempCorrActualPOE50",108.9639021,"NA"]
[null,{"$f":"IF(DataInput!B521=$B$8,IF($B$9=$B$10,TRUE,IF(DataInput!E521=$B$9,TRUE,FALSE)))","v":true},null,null,{"$f":"IF(B522=TRUE,DataInput!B521,NA())","v":"VIC"},{"$f":"IF($E522=DataInput!$B521,DataInput!C521,NA())","v":"ATSBP"},{"$f":"IF($E522=DataInput!$B521,DataInput!D521,NA())","v":"Altona-Brooklyn (Powercor) 66 kV"},{"$f":"IF($E522=DataInput!$B521,DataInput!E521,NA())","v":"Powercor"},{"$f":"IF($E522=DataInput!$B521,DataInput!F521,NA())","v":"Winter"},{"$f":"IF($E522=DataInput!$B521,DataInput!G521,NA())","v":"Coincident"},{"$f":"IF($E522=DataInput!$B521,DataInput!H521,NA())","v":2006},{"$f":"IF($E522=DataInput!$B521,DataInput!I521,NA())","v":"Actual"},{"$f":"IF($E522=DataInput!$B521,DataInput!J521,NA())","v":87.703817999999998},{"$f":"IF($E522=DataInput!$B521,DataInput!K521,NA())","v":"NA"},null,null,"VIC Altona-Brooklyn (Powercor) 66 kV",null,null,null,null,true,null,null,"VIC","ATSBP","Altona-Brooklyn (Powercor) 66 kV","Powercor","Winter","Coincident",2006,"Actual",87.703817999999998,"NA"]
[null,{"$f":"IF(DataInput!B522=$B$8,IF($B$9=$B$10,TRUE,IF(DataInput!E522=$B$9,TRUE,FALSE)))","v":true},null,null,{"$f":"IF(B523=TRUE,DataInput!B522,NA())","v":"VIC"},{"$f":"IF($E523=DataInput!$B522,DataInput!C522,NA())","v":"ATSBP"},{"$f":"IF($E523=DataInput!$B522,DataInput!D522,NA())","v":"Altona-Brooklyn (Powercor) 66 kV"},{"$f":"IF($E523=DataInput!$B522,DataInput!E522,NA())","v":"Powercor"},{"$f":"IF($E523=DataInput!$B522,DataInput!F522,NA())","v":"Winter"},{"$f":"IF($E523=DataInput!$B522,DataInput!G522,NA())","v":"Non-Coincident"},{"$f":"IF($E523=DataInput!$B522,DataInput!H522,NA())","v":2006},{"$f":"IF($E523=DataInput!$B522,DataInput!I522,NA())","v":"Actual"},{"$f":"IF($E523=DataInput!$B522,DataInput!J522,NA())","v":114.134274},{"$f":"IF($E523=DataInput!$B522,DataInput!K522,NA())","v":"NA"},null,null,"VIC Altona-Brooklyn (Powercor) 66 kV",null,null,null,null,true,null,null,"VIC","ATSBP","Altona-Brooklyn (Powercor) 66 kV","Powercor","Winter","Non-Coincident",2006,"Actual",114.134274,"NA"]
[null,{"$f":"IF(DataInput!B523=$B$8,IF($B$9=$B$10,TRUE,IF(DataInput!E523=$B$9,TRUE,FALSE)))","v":true},null,null,{"$f":"IF(B524=TRUE,DataInput!B523,NA())","v":"VIC"},{"$f":"IF($E524=DataInput!$B523,DataInput!C523,NA())","v":"ATSBP"},{"$f":"IF($E524=DataInput!$B523,DataInput!D523,NA())","v":"Altona-Brooklyn (Powercor) 66 kV"},{"$f":"IF($E524=DataInput!$B523,DataInput!E523,NA())","v":"Powercor"},{"$f":"IF($E524=DataInput!$B523,DataInput!F523,NA())","v":"Winter"},{"$f":"IF($E524=DataInput!$B523,DataInput!G523,NA())","v":"Coincident"},{"$f":"IF($E524=DataInput!$B523,DataInput!H523,NA())","v":2007},{"$f":"IF($E524=DataInput!$B523,DataInput!I523,NA())","v":"TempCorrActualPOE10"},{"$f":"IF($E524=DataInput!$B523,DataInput!J523,NA())","v":111.81151989999999},{"$f":"IF($E524=DataInput!$B523,DataInput!K523,NA())","v":"NA"},null,null,{"$f":"IF(OR(ISERROR(E524),ISERROR(G524)),\"  \",E524&\" \"&G524)","v":"VIC Altona-Brooklyn (Powercor) 66 kV"},null,null,null,null,{"$f":"IF(ISERROR(G524),FALSE,IF($V$9=G524,TRUE,FALSE))","v":true},null,null,{"$f":"IF($V524=TRUE,E524,NA())","v":"VIC"},"ATSBP","Altona-Brooklyn (Powercor) 66 kV","Powercor","Winter","Coincident",2007,"TempCorrActualPOE10",111.81151989999999,"NA"]
[null,{"$f":"IF(DataInput!B524=$B$8,IF($B$9=$B$10,TRUE,IF(DataInput!E524=$B$9,TRUE,FALSE)))","v":true},null,null,{"$f":"IF(B525=TRUE,DataInput!B524,NA())","v":"VIC"},{"$f":"IF($E525=DataInput!$B524,DataInput!C524,NA())","v":"ATSBP"},{"$f":"IF($E525=DataInput!$B524,DataInput!D524,NA())","v":"Altona-Brooklyn (Powercor) 66 kV"},{"$f":"IF($E525=DataInput!$B524,DataInput!E524,NA())","v":"Powercor"},{"$f":"IF($E525=DataInput!$B524,DataInput!F524,NA())","v":"Winter"},{"$f":"IF($E525=DataInput!$B524,DataInput!G524,NA())","v":"Coincident"},{"$f":"IF($E525=DataInput!$B524,DataInput!H524,NA())","v":2007},{"$f":"IF($E525=DataInput!$B524,DataInput!I524,NA())","v":"TempCorrActualPOE50"},{"$f":"IF($E525=DataInput!$B524,DataInput!J524,NA())","v":105.97815629999999},{"$f":"IF($E525=DataInput!$B524,DataInput!K524,NA())","v":"NA"},null,null,"VIC Altona-Brooklyn (Powercor) 66 kV",null,null,null,null,true,null,null,"VIC",{"$f":"IF($V525=TRUE,F525,NA())","v":"ATSBP"},{"$f":"IF($V525=TRUE,G525,NA())","v":"Altona-Brooklyn (Powercor) 66 kV"},{"$f":"IF($V525=TRUE,H525,NA())","v":"Powercor"},{"$f":"IF($V525=TRUE,I525,NA())","v":"Winter"},{"$f":"IF($V525=TRUE,J525,NA())","v":"Coincident"},{"$f":"IF($V525=TRUE,K525,NA())","v":2007},{"$f":"IF($V525=TRUE,L525,NA())","v":"TempCorrActualPOE50"},{"$f":"IF($V525=TRUE,M525,NA())","v":105.97815629999999},{"$f":"IF($V525=TRUE,N525,NA())","v":"NA"}]
[null,{"$f":"IF(DataInput!B525=$B$8,IF($B$9=$B$10,TRUE,IF(DataInput!E525=$B$9,TRUE,FALSE)))","v":true},null,null,{"$f":"IF(B526=TRUE,DataInput!B525,NA())","v":"VIC"},{"$f":"IF($E526=DataInput!$B525,DataInput!C525,NA())","v":"ATSBP"},{"$f":"IF($E526=DataInput!$B525,DataInput!D525,NA())","v":"Altona-Brooklyn (Powercor) 66 kV"},{"$f":"IF($E526=DataInput!$B525,DataInput!E525,NA())","v":"Powercor"},{"$f":"IF($E526=DataInput!$B525,DataInput!F525,NA())","v":"Winter"},{"$f":"IF($E526=DataInput!$B525,DataInput!G525,NA())","v":"Non-Coincident"},{"$f":"IF($E526=DataInput!$B525,DataInput!H525,NA())","v":2007},{"$f":"IF($E526=DataInput!$B525,DataInput!I525,NA())","v":"TempCorrActualPOE10"},{"$f":"IF($E526=DataInput!$B525,DataInput!J525,NA())","v":129.16619130000001},{"$f":"IF($E526=DataInput!$B525,DataInput!K525,NA())","v":"NA"},null,null,"VIC Altona-Brooklyn (Powercor) 66 kV",null,null,null,null,true,null,null,"VIC","ATSBP","Altona-Brooklyn (Powercor) 66 kV","Powercor","Winter","Non-Coincident",2007,"TempCorrActualPOE10",129.16619130000001,"NA"]
[null,{"$f":"IF(DataInput!B526=$B$8,IF($B$9=$B$10,TRUE,IF(DataInput!E526=$B$9,TRUE,FALSE)))","v":true},null,null,{"$f":"IF(B527=TRUE,DataInput!B526,NA())","v":"VIC"},{"$f":"IF($E527=DataInput!$B526,DataInput!C526,NA())","v":"ATSBP"},{"$f":"IF($E527=DataInput!$B526,DataInput!D526,NA())","v":"Altona-Brooklyn (Powercor) 66 kV"},{"$f":"IF($E527=DataInput!$B526,DataInput!E526,NA())","v":"Powercor"},{"$f":"IF($E527=DataInput!$B526,DataInput!F526,NA())","v":"Winter"},{"$f":"IF($E527=DataInput!$B526,DataInput!G526,NA())","v":"Non-Coincident"},{"$f":"IF($E527=DataInput!$B526,DataInput!H526,NA())","v":2007},{"$f":"IF($E527=DataInput!$B526,DataInput!I526,NA())","v":"TempCorrActualPOE50"},{"$f":"IF($E527=DataInput!$B526,DataInput!J526,NA())","v":122.427413},{"$f":"IF($E527=DataInput!$B526,DataInput!K526,NA())","v":"NA"},null,null,"VIC Altona-Brooklyn (Powercor) 66 kV",null,null,null,null,true,null,null,"VIC","ATSBP","Altona-Brooklyn (Powercor) 66 kV","Powercor","Winter","Non-Coincident",2007,"TempCorrActualPOE50",122.427413,"NA"]
[null,{"$f":"IF(DataInput!B527=$B$8,IF($B$9=$B$10,TRUE,IF(DataInput!E527=$B$9,TRUE,FALSE)))","v":true},null,null,{"$f":"IF(B528=TRUE,DataInput!B527,NA())","v":"VIC"},{"$f":"IF($E528=DataInput!$B527,DataInput!C527,NA())","v":"ATSBP"},{"$f":"IF($E528=DataInput!$B527,DataInput!D527,NA())","v":"Altona-Brooklyn (Powercor) 66 kV"},{"$f":"IF($E528=DataInput!$B527,DataInput!E527,NA())","v":"Powercor"},{"$f":"IF($E528=DataInput!$B527,DataInput!F527,NA())","v":"Winter"},{"$f":"IF($E528=DataInput!$B527,DataInput!G527,NA())","v":"Coincident"},{"$f":"IF($E528=DataInput!$B527,DataInput!H527,NA())","v":2007},{"$f":"IF($E528=DataInput!$B527,DataInput!I527,NA())","v":"Actual"},{"$f":"IF($E528=DataInput!$B527,DataInput!J527,NA())","v":109.40096800000001},{"$f":"IF($E528=DataInput!$B527,DataInput!K527,NA())","v":"NA"},null,null,"VIC Altona-Brooklyn (Powercor) 66 kV",null,null,null,null,true,null,null,"VIC","ATSBP","Altona-Brooklyn (Powercor) 66 kV","Powercor","Winter","Coincident",2007,"Actual",109.40096800000001,"NA"]
[null,{"$f":"IF(DataInput!B528=$B$8,IF($B$9=$B$10,TRUE,IF(DataInput!E528=$B$9,TRUE,FALSE)))","v":true},null,null,{"$f":"IF(B529=TRUE,DataInput!B528,NA())","v":"VIC"},{"$f":"IF($E529=DataInput!$B528,DataInput!C528,NA())","v":"ATSBP"},{"$f":"IF($E529=DataInput!$B528,DataInput!D528,NA())","v":"Altona-Brooklyn (Powercor) 66 kV"},{"$f":"IF($E529=DataInput!$B528,DataInput!E528,NA())","v":"Powercor"},{"$f":"IF($E529=DataInput!$B528,DataInput!F528,NA())","v":"Winter"},{"$f":"IF($E529=DataInput!$B528,DataInput!G528,NA())","v":"Non-Coincident"},{"$f":"IF($E529=DataInput!$B528,DataInput!H528,NA())","v":2007},{"$f":"IF($E529=DataInput!$B528,DataInput!I528,NA())","v":"Actual"},{"$f":"IF($E529=DataInput!$B528,DataInput!J528,NA())","v":134.22842199999999},{"$f":"IF($E529=DataInput!$B528,DataInput!K528,NA())","v":"NA"},null,null,"VIC Altona-Brooklyn (Powercor) 66 kV",null,null,null,null,true,null,null,"VIC","ATSBP","Altona-Brooklyn (Powercor) 66 kV","Powercor","Winter","Non-Coincident",2007,"Actual",134.22842199999999,"NA"]
[null,{"$f":"IF(DataInput!B529=$B$8,IF($B$9=$B$10,TRUE,IF(DataInput!E529=$B$9,TRUE,FALSE)))","v":true},null,null,{"$f":"IF(B530=TRUE,DataInput!B529,NA())","v":"VIC"},{"$f":"IF($E530=DataInput!$B529,DataInput!C529,NA())","v":"ATSBP"},{"$f":"IF($E530=DataInput!$B529,DataInput!D529,NA())","v":"Altona-Brooklyn (Powercor) 66 kV"},{"$f":"IF($E530=DataInput!$B529,DataInput!E529,NA())","v":"Powercor"},{"$f":"IF($E530=DataInput!$B529,DataInput!F529,NA())","v":"Winter"},{"$f":"IF($E530=DataInput!$B529,DataInput!G529,NA())","v":"Coincident"},{"$f":"IF($E530=DataInput!$B529,DataInput!H529,NA())","v":2008},{"$f":"IF($E530=DataInput!$B529,DataInput!I529,NA())","v":"TempCorrActualPOE10"},{"$f":"IF($E530=DataInput!$B529,DataInput!J529,NA())","v":112.5749442},{"$f":"IF($E530=DataInput!$B529,DataInput!K529,NA())","v":"NA"},null,null,"VIC Altona-Brooklyn (Powercor) 66 kV",null,null,null,null,true,null,null,"VIC","ATSBP","Altona-Brooklyn (Powercor) 66 kV","Powercor","Winter","Coincident",2008,"TempCorrActualPOE10",112.5749442,"NA"]
[null,{"$f":"IF(DataInput!B530=$B$8,IF($B$9=$B$10,TRUE,IF(DataInput!E530=$B$9,TRUE,FALSE)))","v":true},null,null,{"$f":"IF(B531=TRUE,DataInput!B530,NA())","v":"VIC"},{"$f":"IF($E531=DataInput!$B530,DataInput!C530,NA())","v":"ATSBP"},{"$f":"IF($E531=DataInput!$B530,DataInput!D530,NA())","v":"Altona-Brooklyn (Powercor) 66 kV"},{"$f":"IF($E531=DataInput!$B530,DataInput!E530,NA())","v":"Powercor"},{"$f":"IF($E531=DataInput!$B530,DataInput!F530,NA())","v":"Winter"},{"$f":"IF($E531=DataInput!$B530,DataInput!G530,NA())","v":"Coincident"},{"$f":"IF($E531=DataInput!$B530,DataInput!H530,NA())","v":2008},{"$f":"IF($E531=DataInput!$B530,DataInput!I530,NA())","v":"TempCorrActualPOE50"},{"$f":"IF($E531=DataInput!$B530,DataInput!J530,NA())","v":107.7427436},{"$f":"IF($E531=DataInput!$B530,DataInput!K530,NA())","v":"NA"},null,null,"VIC Altona-Brooklyn (Powercor) 66 kV",null,null,null,null,true,null,null,"VIC","ATSBP","Altona-Brooklyn (Powercor) 66 kV","Powercor","Winter","Coincident",2008,"TempCorrActualPOE50",107.7427436,"NA"]
[null,{"$f":"IF(DataInput!B531=$B$8,IF($B$9=$B$10,TRUE,IF(DataInput!E531=$B$9,TRUE,FALSE)))","v":true},null,null,{"$f":"IF(B532=TRUE,DataInput!B531,NA())","v":"VIC"},{"$f":"IF($E532=DataInput!$B531,DataInput!C531,NA())","v":"ATSBP"},{"$f":"IF($E532=DataInput!$B531,DataInput!D531,NA())","v":"Altona-Brooklyn (Powercor) 66 kV"},{"$f":"IF($E532=DataInput!$B531,DataInput!E531,NA())","v":"Powercor"},{"$f":"IF($E532=DataInput!$B531,DataInput!F531,NA())","v":"Winter"},{"$f":"IF($E532=DataInput!$B531,DataInput!G531,NA())","v":"Non-Coincident"},{"$f":"IF($E532=DataInput!$B531,DataInput!H531,NA())","v":2008},{"$f":"IF($E532=DataInput!$B531,DataInput!I531,NA())","v":"TempCorrActualPOE10"},{"$f":"IF($E532=DataInput!$B531,DataInput!J531,NA())","v":130.04825299999999},{"$f":"IF($E532=DataInput!$B531,DataInput!K531,NA())","v":"NA"},null,null,"VIC Altona-Brooklyn (Powercor) 66 kV",null,null,null,null,true,null,null,"VIC","ATSBP","Altona-Brooklyn (Powercor) 66 kV","Powercor","Winter","Non-Coincident",2008,"TempCorrActualPOE10",130.04825299999999,"NA"]
[null,{"$f":"IF(DataInput!B532=$B$8,IF($B$9=$B$10,TRUE,IF(DataInput!E532=$B$9,TRUE,FALSE)))","v":true},null,null,{"$f":"IF(B533=TRUE,DataInput!B532,NA())","v":"VIC"},{"$f":"IF($E533=DataInput!$B532,DataInput!C532,NA())","v":"ATSBP"},{"$f":"IF($E533=DataInput!$B532,DataInput!D532,NA())","v":"Altona-Brooklyn (Powercor) 66 kV"},{"$f":"IF($E533=DataInput!$B532,DataInput!E532,NA())","v":"Powercor"},{"$f":"IF($E533=DataInput!$B532,DataInput!F532,NA())","v":"Winter"},{"$f":"IF($E533=DataInput!$B532,DataInput!G532,NA())","v":"Non-Coincident"},{"$f":"IF($E533=DataInput!$B532,DataInput!H532,NA())","v":2008},{"$f":"IF($E533=DataInput!$B532,DataInput!I532,NA())","v":"TempCorrActualPOE50"},{"$f":"IF($E533=DataInput!$B532,DataInput!J532,NA())","v":124.46603140000001},{"$f":"IF($E533=DataInput!$B532,DataInput!K532,NA())","v":"NA"},null,null,"VIC Altona-Brooklyn (Powercor) 66 kV",null,null,null,null,true,null,null,"VIC","ATSBP","Altona-Brooklyn (Powercor) 66 kV","Powercor","Winter","Non-Coincident",2008,"TempCorrActualPOE50",124.46603140000001,"NA"]
[null,{"$f":"IF(DataInput!B533=$B$8,IF($B$9=$B$10,TRUE,IF(DataInput!E533=$B$9,TRUE,FALSE)))","v":true},null,null,{"$f":"IF(B534=TRUE,DataInput!B533,NA())","v":"VIC"},{"$f":"IF($E534=DataInput!$B533,DataInput!C533,NA())","v":"ATSBP"},{"$f":"IF($E534=DataInput!$B533,DataInput!D533,NA())","v":"Altona-Brooklyn (Powercor) 66 kV"},{"$f":"IF($E534=DataInput!$B533,DataInput!E533,NA())","v":"Powercor"},{"$f":"IF($E534=DataInput!$B533,DataInput!F533,NA())","v":"Winter"},{"$f":"IF($E534=DataInput!$B533,DataInput!G533,NA())","v":"Coincident"},{"$f":"IF($E534=DataInput!$B533,DataInput!H533,NA())","v":2008},{"$f":"IF($E534=DataInput!$B533,DataInput!I533,NA())","v":"Actual"},{"$f":"IF($E534=DataInput!$B533,DataInput!J533,NA())","v":131.256362},{"$f":"IF($E534=DataInput!$B533,DataInput!K533,NA())","v":"NA"},null,null,"VIC Altona-Brooklyn (Powercor) 66 kV",null,null,null,null,true,null,null,"VIC","ATSBP","Altona-Brooklyn (Powercor) 66 kV","Powercor","Winter","Coincident",2008,"Actual",131.256362,"NA"]
[null,{"$f":"IF(DataInput!B534=$B$8,IF($B$9=$B$10,TRUE,IF(DataInput!E534=$B$9,TRUE,FALSE)))","v":true},null,null,{"$f":"IF(B535=TRUE,DataInput!B534,NA())","v":"VIC"},{"$f":"IF($E535=DataInput!$B534,DataInput!C534,NA())","v":"ATSBP"},{"$f":"IF($E535=DataInput!$B534,DataInput!D534,NA())","v":"Altona-Brooklyn (Powercor) 66 kV"},{"$f":"IF($E535=DataInput!$B534,DataInput!E534,NA())","v":"Powercor"},{"$f":"IF($E535=DataInput!$B534,DataInput!F534,NA())","v":"Winter"},{"$f":"IF($E535=DataInput!$B534,DataInput!G534,NA())","v":"Non-Coincident"},{"$f":"IF($E535=DataInput!$B534,DataInput!H534,NA())","v":2008},{"$f":"IF($E535=DataInput!$B534,DataInput!I534,NA())","v":"Actual"},{"$f":"IF($E535=DataInput!$B534,DataInput!J534,NA())","v":138.05301399999999},{"$f":"IF($E535=DataInput!$B534,DataInput!K534,NA())","v":"NA"},null,null,"VIC Altona-Brooklyn (Powercor) 66 kV",null,null,null,null,true,null,null,"VIC","ATSBP","Altona-Brooklyn (Powercor) 66 kV","Powercor","Winter","Non-Coincident",2008,"Actual",138.05301399999999,"NA"]
[null,{"$f":"IF(DataInput!B535=$B$8,IF($B$9=$B$10,TRUE,IF(DataInput!E535=$B$9,TRUE,FALSE)))","v":true},null,null,{"$f":"IF(B536=TRUE,DataInput!B535,NA())","v":"VIC"},{"$f":"IF($E536=DataInput!$B535,DataInput!C535,NA())","v":"ATSBP"},{"$f":"IF($E536=DataInput!$B535,DataInput!D535,NA())","v":"Altona-Brooklyn (Powercor) 66 kV"},{"$f":"IF($E536=DataInput!$B535,DataInput!E535,NA())","v":"Powercor"},{"$f":"IF($E536=DataInput!$B535,DataInput!F535,NA())","v":"Winter"},{"$f":"IF($E536=DataInput!$B535,DataInput!G535,NA())","v":"Coincident"},{"$f":"IF($E536=DataInput!$B535,DataInput!H535,NA())","v":2009},{"$f":"IF($E536=DataInput!$B535,DataInput!I535,NA())","v":"TempCorrActualPOE10"},{"$f":"IF($E536=DataInput!$B535,DataInput!J535,NA())","v":122.81242880000001},{"$f":"IF($E536=DataInput!$B535,DataInput!K535,NA())","v":"NA"},null,null,"VIC Altona-Brooklyn (Powercor) 66 kV",null,null,null,null,true,null,null,"VIC","ATSBP","Altona-Brooklyn (Powercor) 66 kV","Powercor","Winter","Coincident",2009,"TempCorrActualPOE10",122.81242880000001,"NA"]
[null,{"$f":"IF(DataInput!B536=$B$8,IF($B$9=$B$10,TRUE,IF(DataInput!E536=$B$9,TRUE,FALSE)))","v":true},null,null,{"$f":"IF(B537=TRUE,DataInput!B536,NA())","v":"VIC"},{"$f":"IF($E537=DataInput!$B536,DataInput!C536,NA())","v":"ATSBP"},{"$f":"IF($E537=DataInput!$B536,DataInput!D536,NA())","v":"Altona-Brooklyn (Powercor) 66 kV"},{"$f":"IF($E537=DataInput!$B536,DataInput!E536,NA())","v":"Powercor"},{"$f":"IF($E537=DataInput!$B536,DataInput!F536,NA())","v":"Winter"},{"$f":"IF($E537=DataInput!$B536,DataInput!G536,NA())","v":"Coincident"},{"$f":"IF($E537=DataInput!$B536,DataInput!H536,NA())","v":2009},{"$f":"IF($E537=DataInput!$B536,DataInput!I536,NA())","v":"TempCorrActualPOE50"},{"$f":"IF($E537=DataInput!$B536,DataInput!J536,NA())","v":117.44976339999999},{"$f":"IF($E537=DataInput!$B536,DataInput!K536,NA())","v":"NA"},null,null,"VIC Altona-Brooklyn (Powercor) 66 kV",null,null,null,null,true,null,null,"VIC","ATSBP","Altona-Brooklyn (Powercor) 66 kV","Powercor","Winter","Coincident",2009,"TempCorrActualPOE50",117.44976339999999,"NA"]
[null,{"$f":"IF(DataInput!B537=$B$8,IF($B$9=$B$10,TRUE,IF(DataInput!E537=$B$9,TRUE,FALSE)))","v":true},null,null,{"$f":"IF(B538=TRUE,DataInput!B537,NA())","v":"VIC"},{"$f":"IF($E538=DataInput!$B537,DataInput!C537,NA())","v":"ATSBP"},{"$f":"IF($E538=DataInput!$B537,DataInput!D537,NA())","v":"Altona-Brooklyn (Powercor) 66 kV"},{"$f":"IF($E538=DataInput!$B537,DataInput!E537,NA())","v":"Powercor"},{"$f":"IF($E538=DataInput!$B537,DataInput!F537,NA())","v":"Winter"},{"$f":"IF($E538=DataInput!$B537,DataInput!G537,NA())","v":"Non-Coincident"},{"$f":"IF($E538=DataInput!$B537,DataInput!H537,NA())","v":2009},{"$f":"IF($E538=DataInput!$B537,DataInput!I537,NA())","v":"TempCorrActualPOE10"},{"$f":"IF($E538=DataInput!$B537,DataInput!J537,NA())","v":141.875168},{"$f":"IF($E538=DataInput!$B537,DataInput!K537,NA())","v":"NA"},null,null,"VIC Altona-Brooklyn (Powercor) 66 kV",null,null,null,null,true,null,null,"VIC","ATSBP","Altona-Brooklyn (Powercor) 66 kV","Powercor","Winter","Non-Coincident",2009,"TempCorrActualPOE10",141.875168,"NA"]
[null,{"$f":"IF(DataInput!B538=$B$8,IF($B$9=$B$10,TRUE,IF(DataInput!E538=$B$9,TRUE,FALSE)))","v":true},null,null,{"$f":"IF(B539=TRUE,DataInput!B538,NA())","v":"VIC"},{"$f":"IF($E539=DataInput!$B538,DataInput!C538,NA())","v":"ATSBP"},{"$f":"IF($E539=DataInput!$B538,DataInput!D538,NA())","v":"Altona-Brooklyn (Powercor) 66 kV"},{"$f":"IF($E539=DataInput!$B538,DataInput!E538,NA())","v":"Powercor"},{"$f":"IF($E539=DataInput!$B538,DataInput!F538,NA())","v":"Winter"},{"$f":"IF($E539=DataInput!$B538,DataInput!G538,NA())","v":"Non-Coincident"},{"$f":"IF($E539=DataInput!$B538,DataInput!H538,NA())","v":2009},{"$f":"IF($E539=DataInput!$B538,DataInput!I538,NA())","v":"TempCorrActualPOE50"},{"$f":"IF($E539=DataInput!$B538,DataInput!J538,NA())","v":135.68014629999999},{"$f":"IF($E539=DataInput!$B538,DataInput!K538,NA())","v":"NA"},null,null,"VIC Altona-Brooklyn (Powercor) 66 kV",null,null,null,null,true,null,null,"VIC","ATSBP","Altona-Brooklyn (Powercor) 66 kV","Powercor","Winter","Non-Coincident",2009,"TempCorrActualPOE50",135.68014629999999,"NA"]
[null,{"$f":"IF(DataInput!B539=$B$8,IF($B$9=$B$10,TRUE,IF(DataInput!E539=$B$9,TRUE,FALSE)))","v":true},null,null,{"$f":"IF(B540=TRUE,DataInput!B539,NA())","v":"VIC"},{"$f":"IF($E540=DataInput!$B539,DataInput!C539,NA())","v":"ATSBP"},{"$f":"IF($E540=DataInput!$B539,DataInput!D539,NA())","v":"Altona-Brooklyn (Powercor) 66 kV"},{"$f":"IF($E540=DataInput!$B539,DataInput!E539,NA())","v":"Powercor"},{"$f":"IF($E540=DataInput!$B539,DataInput!F539,NA())","v":"Winter"},{"$f":"IF($E540=DataInput!$B539,DataInput!G539,NA())","v":"Coincident"},{"$f":"IF($E540=DataInput!$B539,DataInput!H539,NA())","v":2009},{"$f":"IF($E540=DataInput!$B539,DataInput!I539,NA())","v":"Actual"},{"$f":"IF($E540=DataInput!$B539,DataInput!J539,NA())","v":125.06603200000001},{"$f":"IF($E540=DataInput!$B539,DataInput!K539,NA())","v":"NA"},null,null,"VIC Altona-Brooklyn (Powercor) 66 kV",null,null,null,null,true,null,null,"VIC","ATSBP","Altona-Brooklyn (Powercor) 66 kV","Powercor","Winter","Coincident",2009,"Actual",125.06603200000001,"NA"]
[null,{"$f":"IF(DataInput!B540=$B$8,IF($B$9=$B$10,TRUE,IF(DataInput!E540=$B$9,TRUE,FALSE)))","v":true},null,null,{"$f":"IF(B541=TRUE,DataInput!B540,NA())","v":"VIC"},{"$f":"IF($E541=DataInput!$B540,DataInput!C540,NA())","v":"ATSBP"},{"$f":"IF($E541=DataInput!$B540,DataInput!D540,NA())","v":"Altona-Brooklyn (Powercor) 66 kV"},{"$f":"IF($E541=DataInput!$B540,DataInput!E540,NA())","v":"Powercor"},{"$f":"IF($E541=DataInput!$B540,DataInput!F540,NA())","v":"Winter"},{"$f":"IF($E541=DataInput!$B540,DataInput!G540,NA())","v":"Non-Coincident"},{"$f":"IF($E541=DataInput!$B540,DataInput!H540,NA())","v":2009},{"$f":"IF($E541=DataInput!$B540,DataInput!I540,NA())","v":"Actual"},{"$f":"IF($E541=DataInput!$B540,DataInput!J540,NA())","v":134.34196},{"$f":"IF($E541=DataInput!$B540,DataInput!K540,NA())","v":"NA"},null,null,"VIC Altona-Brooklyn (Powercor) 66 kV",null,null,null,null,true,null,null,"VIC","ATSBP","Altona-Brooklyn (Powercor) 66 kV","Powercor","Winter","Non-Coincident",2009,"Actual",134.34196,"NA"]
[null,{"$f":"IF(DataInput!B541=$B$8,IF($B$9=$B$10,TRUE,IF(DataInput!E541=$B$9,TRUE,FALSE)))","v":true},null,null,{"$f":"IF(B542=TRUE,DataInput!B541,NA())","v":"VIC"},{"$f":"IF($E542=DataInput!$B541,DataInput!C541,NA())","v":"ATSBP"},{"$f":"IF($E542=DataInput!$B541,DataInput!D541,NA())","v":"Altona-Brooklyn (Powercor) 66 kV"},{"$f":"IF($E542=DataInput!$B541,DataInput!E541,NA())","v":"Powercor"},{"$f":"IF($E542=DataInput!$B541,DataInput!F541,NA())","v":"Winter"},{"$f":"IF($E542=DataInput!$B541,DataInput!G541,NA())","v":"Coincident"},{"$f":"IF($E542=DataInput!$B541,DataInput!H541,NA())","v":2010},{"$f":"IF($E542=DataInput!$B541,DataInput!I541,NA())","v":"TempCorrActualPOE10"},{"$f":"IF($E542=DataInput!$B541,DataInput!J541,NA())","v":123.7846661},{"$f":"IF($E542=DataInput!$B541,DataInput!K541,NA())","v":"NA"},null,null,"VIC Altona-Brooklyn (Powercor) 66 kV",null,null,null,null,true,null,null,"VIC","ATSBP","Altona-Brooklyn (Powercor) 66 kV","Powercor","Winter","Coincident",2010,"TempCorrActualPOE10",123.7846661,"NA"]
[null,{"$f":"IF(DataInput!B542=$B$8,IF($B$9=$B$10,TRUE,IF(DataInput!E542=$B$9,TRUE,FALSE)))","v":true},null,null,{"$f":"IF(B543=TRUE,DataInput!B542,NA())","v":"VIC"},{"$f":"IF($E543=DataInput!$B542,DataInput!C542,NA())","v":"ATSBP"},{"$f":"IF($E543=DataInput!$B542,DataInput!D542,NA())","v":"Altona-Brooklyn (Powercor) 66 kV"},{"$f":"IF($E543=DataInput!$B542,DataInput!E542,NA())","v":"Powercor"},{"$f":"IF($E543=DataInput!$B542,DataInput!F542,NA())","v":"Winter"},{"$f":"IF($E543=DataInput!$B542,DataInput!G542,NA())","v":"Coincident"},{"$f":"IF($E543=DataInput!$B542,DataInput!H542,NA())","v":2010},{"$f":"IF($E543=DataInput!$B542,DataInput!I542,NA())","v":"TempCorrActualPOE50"},{"$f":"IF($E543=DataInput!$B542,DataInput!J542,NA())","v":118.9081687},{"$f":"IF($E543=DataInput!$B542,DataInput!K542,NA())","v":"NA"},null,null,"VIC Altona-Brooklyn (Powercor) 66 kV",null,null,null,null,true,null,null,"VIC","ATSBP","Altona-Brooklyn (Powercor) 66 kV","Powercor","Winter","Coincident",2010,"TempCorrActualPOE50",118.9081687,"NA"]
[null,{"$f":"IF(DataInput!B543=$B$8,IF($B$9=$B$10,TRUE,IF(DataInput!E543=$B$9,TRUE,FALSE)))","v":true},null,null,{"$f":"IF(B544=TRUE,DataInput!B543,NA())","v":"VIC"},{"$f":"IF($E544=DataInput!$B543,DataInput!C543,NA())","v":"ATSBP"},{"$f":"IF($E544=DataInput!$B543,DataInput!D543,NA())","v":"Altona-Brooklyn (Powercor) 66 kV"},{"$f":"IF($E544=DataInput!$B543,DataInput!E543,NA())","v":"Powercor"},{"$f":"IF($E544=DataInput!$B543,DataInput!F543,NA())","v":"Winter"},{"$f":"IF($E544=DataInput!$B543,DataInput!G543,NA())","v":"Non-Coincident"},{"$f":"IF($E544=DataInput!$B543,DataInput!H543,NA())","v":2010},{"$f":"IF($E544=DataInput!$B543,DataInput!I543,NA())","v":"TempCorrActualPOE10"},{"$f":"IF($E544=DataInput!$B543,DataInput!J543,NA())","v":143.0031098},{"$f":"IF($E544=DataInput!$B543,DataInput!K543,NA())","v":"NA"},null,null,"VIC Altona-Brooklyn (Powercor) 66 kV",null,null,null,null,true,null,null,"VIC","ATSBP","Altona-Brooklyn (Powercor) 66 kV","Powercor","Winter","Non-Coincident",2010,"TempCorrActualPOE10",143.0031098,"NA"]
[null,{"$f":"IF(DataInput!B544=$B$8,IF($B$9=$B$10,TRUE,IF(DataInput!E544=$B$9,TRUE,FALSE)))","v":true},null,null,{"$f":"IF(B545=TRUE,DataInput!B544,NA())","v":"VIC"},{"$f":"IF($E545=DataInput!$B544,DataInput!C544,NA())","v":"ATSBP"},{"$f":"IF($E545=DataInput!$B544,DataInput!D544,NA())","v":"Altona-Brooklyn (Powercor) 66 kV"},{"$f":"IF($E545=DataInput!$B544,DataInput!E544,NA())","v":"Powercor"},{"$f":"IF($E545=DataInput!$B544,DataInput!F544,NA())","v":"Winter"},{"$f":"IF($E545=DataInput!$B544,DataInput!G544,NA())","v":"Non-Coincident"},{"$f":"IF($E545=DataInput!$B544,DataInput!H544,NA())","v":2010},{"$f":"IF($E545=DataInput!$B544,DataInput!I544,NA())","v":"TempCorrActualPOE50"},{"$f":"IF($E545=DataInput!$B544,DataInput!J544,NA())","v":137.36971589999999},{"$f":"IF($E545=DataInput!$B544,DataInput!K544,NA())","v":"NA"},null,null,"VIC Altona-Brooklyn (Powercor) 66 kV",null,null,null,null,true,null,null,"VIC","ATSBP","Altona-Brooklyn (Powercor) 66 kV","Powercor","Winter","Non-Coincident",2010,"TempCorrActualPOE50",137.36971589999999,"NA"]
[null,{"$f":"IF(DataInput!B545=$B$8,IF($B$9=$B$10,TRUE,IF(DataInput!E545=$B$9,TRUE,FALSE)))","v":true},null,null,{"$f":"IF(B546=TRUE,DataInput!B545,NA())","v":"VIC"},{"$f":"IF($E546=DataInput!$B545,DataInput!C545,NA())","v":"ATSBP"},{"$f":"IF($E546=DataInput!$B545,DataInput!D545,NA())","v":"Altona-Brooklyn (Powercor) 66 kV"},{"$f":"IF($E546=DataInput!$B545,DataInput!E545,NA())","v":"Powercor"},{"$f":"IF($E546=DataInput!$B545,DataInput!F545,NA())","v":"Winter"},{"$f":"IF($E546=DataInput!$B545,DataInput!G545,NA())","v":"Coincident"},{"$f":"IF($E546=DataInput!$B545,DataInput!H545,NA())","v":2010},{"$f":"IF($E546=DataInput!$B545,DataInput!I545,NA())","v":"Actual"},{"$f":"IF($E546=DataInput!$B545,DataInput!J545,NA())","v":139.02513999999999},{"$f":"IF($E546=DataInput!$B545,DataInput!K545,NA())","v":"NA"},null,null,"VIC Altona-Brooklyn (Powercor) 66 kV",null,null,null,null,true,null,null,"VIC","ATSBP","Altona-Brooklyn (Powercor) 66 kV","Powercor","Winter","Coincident",2010,"Actual",139.02513999999999,"NA"]
[null,{"$f":"IF(DataInput!B546=$B$8,IF($B$9=$B$10,TRUE,IF(DataInput!E546=$B$9,TRUE,FALSE)))","v":true},null,null,{"$f":"IF(B547=TRUE,DataInput!B546,NA())","v":"VIC"},{"$f":"IF($E547=DataInput!$B546,DataInput!C546,NA())","v":"ATSBP"},{"$f":"IF($E547=DataInput!$B546,DataInput!D546,NA())","v":"Altona-Brooklyn (Powercor) 66 kV"},{"$f":"IF($E547=DataInput!$B546,DataInput!E546,NA())","v":"Powercor"},{"$f":"IF($E547=DataInput!$B546,DataInput!F546,NA())","v":"Winter"},{"$f":"IF($E547=DataInput!$B546,DataInput!G546,NA())","v":"Non-Coincident"},{"$f":"IF($E547=DataInput!$B546,DataInput!H546,NA())","v":2010},{"$f":"IF($E547=DataInput!$B546,DataInput!I546,NA())","v":"Actual"},{"$f":"IF($E547=DataInput!$B546,DataInput!J546,NA())","v":150.027232},{"$f":"IF($E547=DataInput!$B546,DataInput!K546,NA())","v":"NA"},null,null,"VIC Altona-Brooklyn (Powercor) 66 kV",null,null,null,null,true,null,null,"VIC","ATSBP","Altona-Brooklyn (Powercor) 66 kV","Powercor","Winter","Non-Coincident",2010,"Actual",150.027232,"NA"]
[null,{"$f":"IF(DataInput!B547=$B$8,IF($B$9=$B$10,TRUE,IF(DataInput!E547=$B$9,TRUE,FALSE)))","v":true},null,null,{"$f":"IF(B548=TRUE,DataInput!B547,NA())","v":"VIC"},{"$f":"IF($E548=DataInput!$B547,DataInput!C547,NA())","v":"ATSBP"},{"$f":"IF($E548=DataInput!$B547,DataInput!D547,NA())","v":"Altona-Brooklyn (Powercor) 66 kV"},{"$f":"IF($E548=DataInput!$B547,DataInput!E547,NA())","v":"Powercor"},{"$f":"IF($E548=DataInput!$B547,DataInput!F547,NA())","v":"Winter"},{"$f":"IF($E548=DataInput!$B547,DataInput!G547,NA())","v":"Coincident"},{"$f":"IF($E548=DataInput!$B547,DataInput!H547,NA())","v":2011},{"$f":"IF($E548=DataInput!$B547,DataInput!I547,NA())","v":"TempCorrActualPOE10"},{"$f":"IF($E548=DataInput!$B547,DataInput!J547,NA())","v":119.1224265},{"$f":"IF($E548=DataInput!$B547,DataInput!K547,NA())","v":"NA"},null,null,"VIC Altona-Brooklyn (Powercor) 66 kV",null,null,null,null,true,null,null,"VIC","ATSBP","Altona-Brooklyn (Powercor) 66 kV","Powercor","Winter","Coincident",2011,"TempCorrActualPOE10",119.1224265,"NA"]
[null,{"$f":"IF(DataInput!B548=$B$8,IF($B$9=$B$10,TRUE,IF(DataInput!E548=$B$9,TRUE,FALSE)))","v":true},null,null,{"$f":"IF(B549=TRUE,DataInput!B548,NA())","v":"VIC"},{"$f":"IF($E549=DataInput!$B548,DataInput!C548,NA())","v":"ATSBP"},{"$f":"IF($E549=DataInput!$B548,DataInput!D548,NA())","v":"Altona-Brooklyn (Powercor) 66 kV"},{"$f":"IF($E549=DataInput!$B548,DataInput!E548,NA())","v":"Powercor"},{"$f":"IF($E549=DataInput!$B548,DataInput!F548,NA())","v":"Winter"},{"$f":"IF($E549=DataInput!$B548,DataInput!G548,NA())","v":"Coincident"},{"$f":"IF($E549=DataInput!$B548,DataInput!H548,NA())","v":2011},{"$f":"IF($E549=DataInput!$B548,DataInput!I548,NA())","v":"TempCorrActualPOE50"},{"$f":"IF($E549=DataInput!$B548,DataInput!J548,NA())","v":116.3581439},{"$f":"IF($E549=DataInput!$B548,DataInput!K548,NA())","v":"NA"},null,null,"VIC Altona-Brooklyn (Powercor) 66 kV",null,null,null,null,true,null,null,"VIC","ATSBP","Altona-Brooklyn (Powercor) 66 kV","Powercor","Winter","Coincident",2011,"TempCorrActualPOE50",116.3581439,"NA"]
[null,{"$f":"IF(DataInput!B549=$B$8,IF($B$9=$B$10,TRUE,IF(DataInput!E549=$B$9,TRUE,FALSE)))","v":true},null,null,{"$f":"IF(B550=TRUE,DataInput!B549,NA())","v":"VIC"},{"$f":"IF($E550=DataInput!$B549,DataInput!C549,NA())","v":"ATSBP"},{"$f":"IF($E550=DataInput!$B549,DataInput!D549,NA())","v":"Altona-Brooklyn (Powercor) 66 kV"},{"$f":"IF($E550=DataInput!$B549,DataInput!E549,NA())","v":"Powercor"},{"$f":"IF($E550=DataInput!$B549,DataInput!F549,NA())","v":"Winter"},{"$f":"IF($E550=DataInput!$B549,DataInput!G549,NA())","v":"Non-Coincident"},{"$f":"IF($E550=DataInput!$B549,DataInput!H549,NA())","v":2011},{"$f":"IF($E550=DataInput!$B549,DataInput!I549,NA())","v":"TempCorrActualPOE10"},{"$f":"IF($E550=DataInput!$B549,DataInput!J549,NA())","v":137.6344632},{"$f":"IF($E550=DataInput!$B549,DataInput!K549,NA())","v":"NA"},null,null,"VIC Altona-Brooklyn (Powercor) 66 kV",null,null,null,null,true,null,null,"VIC","ATSBP","Altona-Brooklyn (Powercor) 66 kV","Powercor","Winter","Non-Coincident",2011,"TempCorrActualPOE10",137.6344632,"NA"]
[null,{"$f":"IF(DataInput!B550=$B$8,IF($B$9=$B$10,TRUE,IF(DataInput!E550=$B$9,TRUE,FALSE)))","v":true},null,null,{"$f":"IF(B551=TRUE,DataInput!B550,NA())","v":"VIC"},{"$f":"IF($E551=DataInput!$B550,DataInput!C550,NA())","v":"ATSBP"},{"$f":"IF($E551=DataInput!$B550,DataInput!D550,NA())","v":"Altona-Brooklyn (Powercor) 66 kV"},{"$f":"IF($E551=DataInput!$B550,DataInput!E550,NA())","v":"Powercor"},{"$f":"IF($E551=DataInput!$B550,DataInput!F550,NA())","v":"Winter"},{"$f":"IF($E551=DataInput!$B550,DataInput!G550,NA())","v":"Non-Coincident"},{"$f":"IF($E551=DataInput!$B550,DataInput!H550,NA())","v":2011},{"$f":"IF($E551=DataInput!$B550,DataInput!I550,NA())","v":"TempCorrActualPOE50"},{"$f":"IF($E551=DataInput!$B550,DataInput!J550,NA())","v":134.44112770000001},{"$f":"IF($E551=DataInput!$B550,DataInput!K550,NA())","v":"NA"},null,null,"VIC Altona-Brooklyn (Powercor) 66 kV",null,null,null,null,true,null,null,"VIC","ATSBP","Altona-Brooklyn (Powercor) 66 kV","Powercor","Winter","Non-Coincident",2011,"TempCorrActualPOE50",134.44112770000001,"NA"]
[null,{"$f":"IF(DataInput!B551=$B$8,IF($B$9=$B$10,TRUE,IF(DataInput!E551=$B$9,TRUE,FALSE)))","v":true},null,null,{"$f":"IF(B552=TRUE,DataInput!B551,NA())","v":"VIC"},{"$f":"IF($E552=DataInput!$B551,DataInput!C551,NA())","v":"ATSBP"},{"$f":"IF($E552=DataInput!$B551,DataInput!D551,NA())","v":"Altona-Brooklyn (Powercor) 66 kV"},{"$f":"IF($E552=DataInput!$B551,DataInput!E551,NA())","v":"Powercor"},{"$f":"IF($E552=DataInput!$B551,DataInput!F551,NA())","v":"Winter"},{"$f":"IF($E552=DataInput!$B551,DataInput!G551,NA())","v":"Coincident"},{"$f":"IF($E552=DataInput!$B551,DataInput!H551,NA())","v":2011},{"$f":"IF($E552=DataInput!$B551,DataInput!I551,NA())","v":"Actual"},{"$f":"IF($E552=DataInput!$B551,DataInput!J551,NA())","v":143.55956},{"$f":"IF($E552=DataInput!$B551,DataInput!K551,NA())","v":"NA"},null,null,"VIC Altona-Brooklyn (Powercor) 66 kV",null,null,null,null,true,null,null,"VIC","ATSBP","Altona-Brooklyn (Powercor) 66 kV","Powercor","Winter","Coincident",2011,"Actual",143.55956,"NA"]
[null,{"$f":"IF(DataInput!B552=$B$8,IF($B$9=$B$10,TRUE,IF(DataInput!E552=$B$9,TRUE,FALSE)))","v":true},null,null,{"$f":"IF(B553=TRUE,DataInput!B552,NA())","v":"VIC"},{"$f":"IF($E553=DataInput!$B552,DataInput!C552,NA())","v":"ATSBP"},{"$f":"IF($E553=DataInput!$B552,DataInput!D552,NA())","v":"Altona-Brooklyn (Powercor) 66 kV"},{"$f":"IF($E553=DataInput!$B552,DataInput!E552,NA())","v":"Powercor"},{"$f":"IF($E553=DataInput!$B552,DataInput!F552,NA())","v":"Winter"},{"$f":"IF($E553=DataInput!$B552,DataInput!G552,NA())","v":"Non-Coincident"},{"$f":"IF($E553=DataInput!$B552,DataInput!H552,NA())","v":2011},{"$f":"IF($E553=DataInput!$B552,DataInput!I552,NA())","v":"Actual"},{"$f":"IF($E553=DataInput!$B552,DataInput!J552,NA())","v":149.057852},{"$f":"IF($E553=DataInput!$B552,DataInput!K552,NA())","v":"NA"},null,null,"VIC Altona-Brooklyn (Powercor) 66 kV",null,null,null,null,true,null,null,"VIC","ATSBP","Altona-Brooklyn (Powercor) 66 kV","Powercor","Winter","Non-Coincident",2011,"Actual",149.057852,"NA"]
[null,{"$f":"IF(DataInput!B553=$B$8,IF($B$9=$B$10,TRUE,IF(DataInput!E553=$B$9,TRUE,FALSE)))","v":true},null,null,{"$f":"IF(B554=TRUE,DataInput!B553,NA())","v":"VIC"},{"$f":"IF($E554=DataInput!$B553,DataInput!C553,NA())","v":"ATSBP"},{"$f":"IF($E554=DataInput!$B553,DataInput!D553,NA())","v":"Altona-Brooklyn (Powercor) 66 kV"},{"$f":"IF($E554=DataInput!$B553,DataInput!E553,NA())","v":"Powercor"},{"$f":"IF($E554=DataInput!$B553,DataInput!F553,NA())","v":"Winter"},{"$f":"IF($E554=DataInput!$B553,DataInput!G553,NA())","v":"Coincident"},{"$f":"IF($E554=DataInput!$B553,DataInput!H553,NA())","v":2012},{"$f":"IF($E554=DataInput!$B553,DataInput!I553,NA())","v":"TempCorrActualPOE10"},{"$f":"IF($E554=DataInput!$B553,DataInput!J553,NA())","v":123.2746581},{"$f":"IF($E554=DataInput!$B553,DataInput!K553,NA())","v":"NA"},null,null,"VIC Altona-Brooklyn (Powercor) 66 kV",null,null,null,null,true,null,null,"VIC","ATSBP","Altona-Brooklyn (Powercor) 66 kV","Powercor","Winter","Coincident",2012,"TempCorrActualPOE10",123.2746581,"NA"]
[null,{"$f":"IF(DataInput!B554=$B$8,IF($B$9=$B$10,TRUE,IF(DataInput!E554=$B$9,TRUE,FALSE)))","v":true},null,null,{"$f":"IF(B555=TRUE,DataInput!B554,NA())","v":"VIC"},{"$f":"IF($E555=DataInput!$B554,DataInput!C554,NA())","v":"ATSBP"},{"$f":"IF($E555=DataInput!$B554,DataInput!D554,NA())","v":"Altona-Brooklyn (Powercor) 66 kV"},{"$f":"IF($E555=DataInput!$B554,DataInput!E554,NA())","v":"Powercor"},{"$f":"IF($E555=DataInput!$B554,DataInput!F554,NA())","v":"Winter"},{"$f":"IF($E555=DataInput!$B554,DataInput!G554,NA())","v":"Coincident"},{"$f":"IF($E555=DataInput!$B554,DataInput!H554,NA())","v":2012},{"$f":"IF($E555=DataInput!$B554,DataInput!I554,NA())","v":"TempCorrActualPOE50"},{"$f":"IF($E555=DataInput!$B554,DataInput!J554,NA())","v":119.2260235},{"$f":"IF($E555=DataInput!$B554,DataInput!K554,NA())","v":"NA"},null,null,"VIC Altona-Brooklyn (Powercor) 66 kV",null,null,null,null,true,null,null,"VIC","ATSBP","Altona-Brooklyn (Powercor) 66 kV","Powercor","Winter","Coincident",2012,"TempCorrActualPOE50",119.2260235,"NA"]
[null,{"$f":"IF(DataInput!B555=$B$8,IF($B$9=$B$10,TRUE,IF(DataInput!E555=$B$9,TRUE,FALSE)))","v":true},null,null,{"$f":"IF(B556=TRUE,DataInput!B555,NA())","v":"VIC"},{"$f":"IF($E556=DataInput!$B555,DataInput!C555,NA())","v":"ATSBP"},{"$f":"IF($E556=DataInput!$B555,DataInput!D555,NA())","v":"Altona-Brooklyn (Powercor) 66 kV"},{"$f":"IF($E556=DataInput!$B555,DataInput!E555,NA())","v":"Powercor"},{"$f":"IF($E556=DataInput!$B555,DataInput!F555,NA())","v":"Winter"},{"$f":"IF($E556=DataInput!$B555,DataInput!G555,NA())","v":"Non-Coincident"},{"$f":"IF($E556=DataInput!$B555,DataInput!H555,NA())","v":2012},{"$f":"IF($E556=DataInput!$B555,DataInput!I555,NA())","v":"TempCorrActualPOE10"},{"$f":"IF($E556=DataInput!$B555,DataInput!J555,NA())","v":142.45775219999999},{"$f":"IF($E556=DataInput!$B555,DataInput!K555,NA())","v":"NA"},null,null,"VIC Altona-Brooklyn (Powercor) 66 kV",null,null,null,null,true,null,null,"VIC","ATSBP","Altona-Brooklyn (Powercor) 66 kV","Powercor","Winter","Non-Coincident",2012,"TempCorrActualPOE10",142.45775219999999,"NA"]
[null,{"$f":"IF(DataInput!B556=$B$8,IF($B$9=$B$10,TRUE,IF(DataInput!E556=$B$9,TRUE,FALSE)))","v":true},null,null,{"$f":"IF(B557=TRUE,DataInput!B556,NA())","v":"VIC"},{"$f":"IF($E557=DataInput!$B556,DataInput!C556,NA())","v":"ATSBP"},{"$f":"IF($E557=DataInput!$B556,DataInput!D556,NA())","v":"Altona-Brooklyn (Powercor) 66 kV"},{"$f":"IF($E557=DataInput!$B556,DataInput!E556,NA())","v":"Powercor"},{"$f":"IF($E557=DataInput!$B556,DataInput!F556,NA())","v":"Winter"},{"$f":"IF($E557=DataInput!$B556,DataInput!G556,NA())","v":"Non-Coincident"},{"$f":"IF($E557=DataInput!$B556,DataInput!H556,NA())","v":2012},{"$f":"IF($E557=DataInput!$B556,DataInput!I556,NA())","v":"TempCorrActualPOE50"},{"$f":"IF($E557=DataInput!$B556,DataInput!J556,NA())","v":137.78071629999999},{"$f":"IF($E557=DataInput!$B556,DataInput!K556,NA())","v":"NA"},null,null,"VIC Altona-Brooklyn (Powercor) 66 kV",null,null,null,null,true,null,null,"VIC","ATSBP","Altona-Brooklyn (Powercor) 66 kV","Powercor","Winter","Non-Coincident",2012,"TempCorrActualPOE50",137.78071629999999,"NA"]
[null,{"$f":"IF(DataInput!B557=$B$8,IF($B$9=$B$10,TRUE,IF(DataInput!E557=$B$9,TRUE,FALSE)))","v":true},null,null,{"$f":"IF(B558=TRUE,DataInput!B557,NA())","v":"VIC"},{"$f":"IF($E558=DataInput!$B557,DataInput!C557,NA())","v":"ATSBP"},{"$f":"IF($E558=DataInput!$B557,DataInput!D557,NA())","v":"Altona-Brooklyn (Powercor) 66 kV"},{"$f":"IF($E558=DataInput!$B557,DataInput!E557,NA())","v":"Powercor"},{"$f":"IF($E558=DataInput!$B557,DataInput!F557,NA())","v":"Winter"},{"$f":"IF($E558=DataInput!$B557,DataInput!G557,NA())","v":"Coincident"},{"$f":"IF($E558=DataInput!$B557,DataInput!H557,NA())","v":2012},{"$f":"IF($E558=DataInput!$B557,DataInput!I557,NA())","v":"Actual"},{"$f":"IF($E558=DataInput!$B557,DataInput!J557,NA())","v":118.705212},{"$f":"IF($E558=DataInput!$B557,DataInput!K557,NA())","v":"NA"},null,null,"VIC Altona-Brooklyn (Powercor) 66 kV",null,null,null,null,true,null,null,"VIC","ATSBP","Altona-Brooklyn (Powercor) 66 kV","Powercor","Winter","Coincident",2012,"Actual",118.705212,"NA"]
[null,{"$f":"IF(DataInput!B558=$B$8,IF($B$9=$B$10,TRUE,IF(DataInput!E558=$B$9,TRUE,FALSE)))","v":true},null,null,{"$f":"IF(B559=TRUE,DataInput!B558,NA())","v":"VIC"},{"$f":"IF($E559=DataInput!$B558,DataInput!C558,NA())","v":"ATSBP"},{"$f":"IF($E559=DataInput!$B558,DataInput!D558,NA())","v":"Altona-Brooklyn (Powercor) 66 kV"},{"$f":"IF($E559=DataInput!$B558,DataInput!E558,NA())","v":"Powercor"},{"$f":"IF($E559=DataInput!$B558,DataInput!F558,NA())","v":"Winter"},{"$f":"IF($E559=DataInput!$B558,DataInput!G558,NA())","v":"Non-Coincident"},{"$f":"IF($E559=DataInput!$B558,DataInput!H558,NA())","v":2012},{"$f":"IF($E559=DataInput!$B558,DataInput!I558,NA())","v":"Actual"},{"$f":"IF($E559=DataInput!$B558,DataInput!J558,NA())","v":150.32744600000001},{"$f":"IF($E559=DataInput!$B558,DataInput!K558,NA())","v":"NA"},null,null,"VIC Altona-Brooklyn (Powercor) 66 kV",null,null,null,null,true,null,null,"VIC","ATSBP","Altona-Brooklyn (Powercor) 66 kV","Powercor","Winter","Non-Coincident",2012,"Actual",150.32744600000001,"NA"]
[null,{"$f":"IF(DataInput!B559=$B$8,IF($B$9=$B$10,TRUE,IF(DataInput!E559=$B$9,TRUE,FALSE)))","v":true},null,null,{"$f":"IF(B560=TRUE,DataInput!B559,NA())","v":"VIC"},{"$f":"IF($E560=DataInput!$B559,DataInput!C559,NA())","v":"ATSBP"},{"$f":"IF($E560=DataInput!$B559,DataInput!D559,NA())","v":"Altona-Brooklyn (Powercor) 66 kV"},{"$f":"IF($E560=DataInput!$B559,DataInput!E559,NA())","v":"Powercor"},{"$f":"IF($E560=DataInput!$B559,DataInput!F559,NA())","v":"Winter"},{"$f":"IF($E560=DataInput!$B559,DataInput!G559,NA())","v":"Coincident"},{"$f":"IF($E560=DataInput!$B559,DataInput!H559,NA())","v":2013},{"$f":"IF($E560=DataInput!$B559,DataInput!I559,NA())","v":"TempCorrActualPOE10"},{"$f":"IF($E560=DataInput!$B559,DataInput!J559,NA())","v":125.82173109999999},{"$f":"IF($E560=DataInput!$B559,DataInput!K559,NA())","v":"NA"},null,null,"VIC Altona-Brooklyn (Powercor) 66 kV",null,null,null,null,true,null,null,"VIC","ATSBP","Altona-Brooklyn (Powercor) 66 kV","Powercor","Winter","Coincident",2013,"TempCorrActualPOE10",125.82173109999999,"NA"]
[null,{"$f":"IF(DataInput!B560=$B$8,IF($B$9=$B$10,TRUE,IF(DataInput!E560=$B$9,TRUE,FALSE)))","v":true},null,null,{"$f":"IF(B561=TRUE,DataInput!B560,NA())","v":"VIC"},{"$f":"IF($E561=DataInput!$B560,DataInput!C560,NA())","v":"ATSBP"},{"$f":"IF($E561=DataInput!$B560,DataInput!D560,NA())","v":"Altona-Brooklyn (Powercor) 66 kV"},{"$f":"IF($E561=DataInput!$B560,DataInput!E560,NA())","v":"Powercor"},{"$f":"IF($E561=DataInput!$B560,DataInput!F560,NA())","v":"Winter"},{"$f":"IF($E561=DataInput!$B560,DataInput!G560,NA())","v":"Coincident"},{"$f":"IF($E561=DataInput!$B560,DataInput!H560,NA())","v":2013},{"$f":"IF($E561=DataInput!$B560,DataInput!I560,NA())","v":"TempCorrActualPOE50"},{"$f":"IF($E561=DataInput!$B560,DataInput!J560,NA())","v":121.51331639999999},{"$f":"IF($E561=DataInput!$B560,DataInput!K560,NA())","v":"NA"},null,null,"VIC Altona-Brooklyn (Powercor) 66 kV",null,null,null,null,true,null,null,"VIC","ATSBP","Altona-Brooklyn (Powercor) 66 kV","Powercor","Winter","Coincident",2013,"TempCorrActualPOE50",121.51331639999999,"NA"]
[null,{"$f":"IF(DataInput!B561=$B$8,IF($B$9=$B$10,TRUE,IF(DataInput!E561=$B$9,TRUE,FALSE)))","v":true},null,null,{"$f":"IF(B562=TRUE,DataInput!B561,NA())","v":"VIC"},{"$f":"IF($E562=DataInput!$B561,DataInput!C561,NA())","v":"ATSBP"},{"$f":"IF($E562=DataInput!$B561,DataInput!D561,NA())","v":"Altona-Brooklyn (Powercor) 66 kV"},{"$f":"IF($E562=DataInput!$B561,DataInput!E561,NA())","v":"Powercor"},{"$f":"IF($E562=DataInput!$B561,DataInput!F561,NA())","v":"Winter"},{"$f":"IF($E562=DataInput!$B561,DataInput!G561,NA())","v":"Non-Coincident"},{"$f":"IF($E562=DataInput!$B561,DataInput!H561,NA())","v":2013},{"$f":"IF($E562=DataInput!$B561,DataInput!I561,NA())","v":"TempCorrActualPOE10"},{"$f":"IF($E562=DataInput!$B561,DataInput!J561,NA())","v":145.4216088},{"$f":"IF($E562=DataInput!$B561,DataInput!K561,NA())","v":"NA"},null,null,"VIC Altona-Brooklyn (Powercor) 66 kV",null,null,null,null,true,null,null,"VIC","ATSBP","Altona-Brooklyn (Powercor) 66 kV","Powercor","Winter","Non-Coincident",2013,"TempCorrActualPOE10",145.4216088,"NA"]
[null,{"$f":"IF(DataInput!B562=$B$8,IF($B$9=$B$10,TRUE,IF(DataInput!E562=$B$9,TRUE,FALSE)))","v":true},null,null,{"$f":"IF(B563=TRUE,DataInput!B562,NA())","v":"VIC"},{"$f":"IF($E563=DataInput!$B562,DataInput!C562,NA())","v":"ATSBP"},{"$f":"IF($E563=DataInput!$B562,DataInput!D562,NA())","v":"Altona-Brooklyn (Powercor) 66 kV"},{"$f":"IF($E563=DataInput!$B562,DataInput!E562,NA())","v":"Powercor"},{"$f":"IF($E563=DataInput!$B562,DataInput!F562,NA())","v":"Winter"},{"$f":"IF($E563=DataInput!$B562,DataInput!G562,NA())","v":"Non-Coincident"},{"$f":"IF($E563=DataInput!$B562,DataInput!H562,NA())","v":2013},{"$f":"IF($E563=DataInput!$B562,DataInput!I562,NA())","v":"TempCorrActualPOE50"},{"$f":"IF($E563=DataInput!$B562,DataInput!J562,NA())","v":140.44447149999999},{"$f":"IF($E563=DataInput!$B562,DataInput!K562,NA())","v":"NA"},null,null,"VIC Altona-Brooklyn (Powercor) 66 kV",null,null,null,null,true,null,null,"VIC","ATSBP","Altona-Brooklyn (Powercor) 66 kV","Powercor","Winter","Non-Coincident",2013,"TempCorrActualPOE50",140.44447149999999,"NA"]
[null,{"$f":"IF(DataInput!B563=$B$8,IF($B$9=$B$10,TRUE,IF(DataInput!E563=$B$9,TRUE,FALSE)))","v":true},null,null,{"$f":"IF(B564=TRUE,DataInput!B563,NA())","v":"VIC"},{"$f":"IF($E564=DataInput!$B563,DataInput!C563,NA())","v":"ATSBP"},{"$f":"IF($E564=DataInput!$B563,DataInput!D563,NA())","v":"Altona-Brooklyn (Powercor) 66 kV"},{"$f":"IF($E564=DataInput!$B563,DataInput!E563,NA())","v":"Powercor"},{"$f":"IF($E564=DataInput!$B563,DataInput!F563,NA())","v":"Winter"},{"$f":"IF($E564=DataInput!$B563,DataInput!G563,NA())","v":"Coincident"},{"$f":"IF($E564=DataInput!$B563,DataInput!H563,NA())","v":2013},{"$f":"IF($E564=DataInput!$B563,DataInput!I563,NA())","v":"Actual"},{"$f":"IF($E564=DataInput!$B563,DataInput!J563,NA())","v":118.658148},{"$f":"IF($E564=DataInput!$B563,DataInput!K563,NA())","v":"NA"},null,null,"VIC Altona-Brooklyn (Powercor) 66 kV",null,null,null,null,true,null,null,"VIC","ATSBP","Altona-Brooklyn (Powercor) 66 kV","Powercor","Winter","Coincident",2013,"Actual",118.658148,"NA"]
[null,{"$f":"IF(DataInput!B564=$B$8,IF($B$9=$B$10,TRUE,IF(DataInput!E564=$B$9,TRUE,FALSE)))","v":true},null,null,{"$f":"IF(B565=TRUE,DataInput!B564,NA())","v":"VIC"},{"$f":"IF($E565=DataInput!$B564,DataInput!C564,NA())","v":"ATSBP"},{"$f":"IF($E565=DataInput!$B564,DataInput!D564,NA())","v":"Altona-Brooklyn (Powercor) 66 kV"},{"$f":"IF($E565=DataInput!$B564,DataInput!E564,NA())","v":"Powercor"},{"$f":"IF($E565=DataInput!$B564,DataInput!F564,NA())","v":"Winter"},{"$f":"IF($E565=DataInput!$B564,DataInput!G564,NA())","v":"Non-Coincident"},{"$f":"IF($E565=DataInput!$B564,DataInput!H564,NA())","v":2013},{"$f":"IF($E565=DataInput!$B564,DataInput!I564,NA())","v":"Actual"},{"$f":"IF($E565=DataInput!$B564,DataInput!J564,NA())","v":143.26252600000001},{"$f":"IF($E565=DataInput!$B564,DataInput!K564,NA())","v":"NA"},null,null,"VIC Altona-Brooklyn (Powercor) 66 kV",null,null,null,null,true,null,null,"VIC","ATSBP","Altona-Brooklyn (Powercor) 66 kV","Powercor","Winter","Non-Coincident",2013,"Actual",143.26252600000001,"NA"]
[null,{"$f":"IF(DataInput!B565=$B$8,IF($B$9=$B$10,TRUE,IF(DataInput!E565=$B$9,TRUE,FALSE)))","v":true},null,null,{"$f":"IF(B566=TRUE,DataInput!B565,NA())","v":"VIC"},{"$f":"IF($E566=DataInput!$B565,DataInput!C565,NA())","v":"ATSBP"},{"$f":"IF($E566=DataInput!$B565,DataInput!D565,NA())","v":"Altona-Brooklyn (Powercor) 66 kV"},{"$f":"IF($E566=DataInput!$B565,DataInput!E565,NA())","v":"Powercor"},{"$f":"IF($E566=DataInput!$B565,DataInput!F565,NA())","v":"Winter"},{"$f":"IF($E566=DataInput!$B565,DataInput!G565,NA())","v":"Coincident"},{"$f":"IF($E566=DataInput!$B565,DataInput!H565,NA())","v":2014},{"$f":"IF($E566=DataInput!$B565,DataInput!I565,NA())","v":"TempCorrActualPOE10"},{"$f":"IF($E566=DataInput!$B565,DataInput!J565,NA())","v":125.8017198},{"$f":"IF($E566=DataInput!$B565,DataInput!K565,NA())","v":"NA"},null,null,"VIC Altona-Brooklyn (Powercor) 66 kV",null,null,null,null,true,null,null,"VIC","ATSBP","Altona-Brooklyn (Powercor) 66 kV","Powercor","Winter","Coincident",2014,"TempCorrActualPOE10",125.8017198,"NA"]
[null,{"$f":"IF(DataInput!B566=$B$8,IF($B$9=$B$10,TRUE,IF(DataInput!E566=$B$9,TRUE,FALSE)))","v":true},null,null,{"$f":"IF(B567=TRUE,DataInput!B566,NA())","v":"VIC"},{"$f":"IF($E567=DataInput!$B566,DataInput!C566,NA())","v":"ATSBP"},{"$f":"IF($E567=DataInput!$B566,DataInput!D566,NA())","v":"Altona-Brooklyn (Powercor) 66 kV"},{"$f":"IF($E567=DataInput!$B566,DataInput!E566,NA())","v":"Powercor"},{"$f":"IF($E567=DataInput!$B566,DataInput!F566,NA())","v":"Winter"},{"$f":"IF($E567=DataInput!$B566,DataInput!G566,NA())","v":"Coincident"},{"$f":"IF($E567=DataInput!$B566,DataInput!H566,NA())","v":2014},{"$f":"IF($E567=DataInput!$B566,DataInput!I566,NA())","v":"TempCorrActualPOE50"},{"$f":"IF($E567=DataInput!$B566,DataInput!J566,NA())","v":121.3381169},{"$f":"IF($E567=DataInput!$B566,DataInput!K566,NA())","v":"NA"},null,null,"VIC Altona-Brooklyn (Powercor) 66 kV",null,null,null,null,true,null,null,"VIC",{"$f":"IF($V567=TRUE,F567,NA())","v":"ATSBP"},{"$f":"IF($V567=TRUE,G567,NA())","v":"Altona-Brooklyn (Powercor) 66 kV"},{"$f":"IF($V567=TRUE,H567,NA())","v":"Powercor"},{"$f":"IF($V567=TRUE,I567,NA())","v":"Winter"},{"$f":"IF($V567=TRUE,J567,NA())","v":"Coincident"},{"$f":"IF($V567=TRUE,K567,NA())","v":2014},{"$f":"IF($V567=TRUE,L567,NA())","v":"TempCorrActualPOE50"},{"$f":"IF($V567=TRUE,M567,NA())","v":121.3381169},{"$f":"IF($V567=TRUE,N567,NA())","v":"NA"}]
[null,{"$f":"IF(DataInput!B567=$B$8,IF($B$9=$B$10,TRUE,IF(DataInput!E567=$B$9,TRUE,FALSE)))","v":true},null,null,{"$f":"IF(B568=TRUE,DataInput!B567,NA())","v":"VIC"},{"$f":"IF($E568=DataInput!$B567,DataInput!C567,NA())","v":"ATSBP"},{"$f":"IF($E568=DataInput!$B567,DataInput!D567,NA())","v":"Altona-Brooklyn (Powercor) 66 kV"},{"$f":"IF($E568=DataInput!$B567,DataInput!E567,NA())","v":"Powercor"},{"$f":"IF($E568=DataInput!$B567,DataInput!F567,NA())","v":"Winter"},{"$f":"IF($E568=DataInput!$B567,DataInput!G567,NA())","v":"Non-Coincident"},{"$f":"IF($E568=DataInput!$B567,DataInput!H567,NA())","v":2014},{"$f":"IF($E568=DataInput!$B567,DataInput!I567,NA())","v":"TempCorrActualPOE10"},{"$f":"IF($E568=DataInput!$B567,DataInput!J567,NA())","v":145.4190576},{"$f":"IF($E568=DataInput!$B567,DataInput!K567,NA())","v":"NA"},null,null,"VIC Altona-Brooklyn (Powercor) 66 kV",null,null,null,null,true,null,null,"VIC","ATSBP","Altona-Brooklyn (Powercor) 66 kV","Powercor","Winter","Non-Coincident",2014,"TempCorrActualPOE10",145.4190576,"NA"]
[null,{"$f":"IF(DataInput!B568=$B$8,IF($B$9=$B$10,TRUE,IF(DataInput!E568=$B$9,TRUE,FALSE)))","v":true},null,null,{"$f":"IF(B569=TRUE,DataInput!B568,NA())","v":"VIC"},{"$f":"IF($E569=DataInput!$B568,DataInput!C568,NA())","v":"ATSBP"},{"$f":"IF($E569=DataInput!$B568,DataInput!D568,NA())","v":"Altona-Brooklyn (Powercor) 66 kV"},{"$f":"IF($E569=DataInput!$B568,DataInput!E568,NA())","v":"Powercor"},{"$f":"IF($E569=DataInput!$B568,DataInput!F568,NA())","v":"Winter"},{"$f":"IF($E569=DataInput!$B568,DataInput!G568,NA())","v":"Non-Coincident"},{"$f":"IF($E569=DataInput!$B568,DataInput!H568,NA())","v":2014},{"$f":"IF($E569=DataInput!$B568,DataInput!I568,NA())","v":"TempCorrActualPOE50"},{"$f":"IF($E569=DataInput!$B568,DataInput!J568,NA())","v":140.2626448},{"$f":"IF($E569=DataInput!$B568,DataInput!K568,NA())","v":"NA"},null,null,"VIC Altona-Brooklyn (Powercor) 66 kV",null,null,null,null,true,null,null,"VIC","ATSBP","Altona-Brooklyn (Powercor) 66 kV","Powercor","Winter","Non-Coincident",2014,"TempCorrActualPOE50",140.2626448,"NA"]
[null,{"$f":"IF(DataInput!B569=$B$8,IF($B$9=$B$10,TRUE,IF(DataInput!E569=$B$9,TRUE,FALSE)))","v":true},null,null,{"$f":"IF(B570=TRUE,DataInput!B569,NA())","v":"VIC"},{"$f":"IF($E570=DataInput!$B569,DataInput!C569,NA())","v":"ATSBP"},{"$f":"IF($E570=DataInput!$B569,DataInput!D569,NA())","v":"Altona-Brooklyn (Powercor) 66 kV"},{"$f":"IF($E570=DataInput!$B569,DataInput!E569,NA())","v":"Powercor"},{"$f":"IF($E570=DataInput!$B569,DataInput!F569,NA())","v":"Winter"},{"$f":"IF($E570=DataInput!$B569,DataInput!G569,NA())","v":"Coincident"},{"$f":"IF($E570=DataInput!$B569,DataInput!H569,NA())","v":2014},{"$f":"IF($E570=DataInput!$B569,DataInput!I569,NA())","v":"Actual"},{"$f":"IF($E570=DataInput!$B569,DataInput!J569,NA())","v":121.466736},{"$f":"IF($E570=DataInput!$B569,DataInput!K569,NA())","v":"NA"},null,null,"VIC Altona-Brooklyn (Powercor) 66 kV",null,null,null,null,true,null,null,"VIC","ATSBP","Altona-Brooklyn (Powercor) 66 kV","Powercor","Winter","Coincident",2014,"Actual",121.466736,"NA"]
[null,{"$f":"IF(DataInput!B570=$B$8,IF($B$9=$B$10,TRUE,IF(DataInput!E570=$B$9,TRUE,FALSE)))","v":true},null,null,{"$f":"IF(B571=TRUE,DataInput!B570,NA())","v":"VIC"},{"$f":"IF($E571=DataInput!$B570,DataInput!C570,NA())","v":"ATSBP"},{"$f":"IF($E571=DataInput!$B570,DataInput!D570,NA())","v":"Altona-Brooklyn (Powercor) 66 kV"},{"$f":"IF($E571=DataInput!$B570,DataInput!E570,NA())","v":"Powercor"},{"$f":"IF($E571=DataInput!$B570,DataInput!F570,NA())","v":"Winter"},{"$f":"IF($E571=DataInput!$B570,DataInput!G570,NA())","v":"Non-Coincident"},{"$f":"IF($E571=DataInput!$B570,DataInput!H570,NA())","v":2014},{"$f":"IF($E571=DataInput!$B570,DataInput!I570,NA())","v":"Actual"},{"$f":"IF($E571=DataInput!$B570,DataInput!J570,NA())","v":148.03529399999999},{"$f":"IF($E571=DataInput!$B570,DataInput!K570,NA())","v":"NA"},null,null,"VIC Altona-Brooklyn (Powercor) 66 kV",null,null,null,null,true,null,null,"VIC","ATSBP","Altona-Brooklyn (Powercor) 66 kV","Powercor","Winter","Non-Coincident",2014,"Actual",148.03529399999999,"NA"]
[null,{"$f":"IF(DataInput!B571=$B$8,IF($B$9=$B$10,TRUE,IF(DataInput!E571=$B$9,TRUE,FALSE)))","v":true},null,null,{"$f":"IF(B572=TRUE,DataInput!B571,NA())","v":"VIC"},{"$f":"IF($E572=DataInput!$B571,DataInput!C571,NA())","v":"ATSBP"},{"$f":"IF($E572=DataInput!$B571,DataInput!D571,NA())","v":"Altona-Brooklyn (Powercor) 66 kV"},{"$f":"IF($E572=DataInput!$B571,DataInput!E571,NA())","v":"Powercor"},{"$f":"IF($E572=DataInput!$B571,DataInput!F571,NA())","v":"Winter"},{"$f":"IF($E572=DataInput!$B571,DataInput!G571,NA())","v":"Non-Coincident"},{"$f":"IF($E572=DataInput!$B571,DataInput!H571,NA())","v":2015},{"$f":"IF($E572=DataInput!$B571,DataInput!I571,NA())","v":"POE10"},{"$f":"IF($E572=DataInput!$B571,DataInput!J571,NA())","v":146.58618089999999},{"$f":"IF($E572=DataInput!$B571,DataInput!K571,NA())","v":0.88903808900000003},null,null,"VIC Altona-Brooklyn (Powercor) 66 kV",null,null,null,null,true,null,null,"VIC","ATSBP","Altona-Brooklyn (Powercor) 66 kV","Powercor","Winter","Non-Coincident",2015,"POE10",146.58618089999999,0.88903808900000003]
[null,{"$f":"IF(DataInput!B572=$B$8,IF($B$9=$B$10,TRUE,IF(DataInput!E572=$B$9,TRUE,FALSE)))","v":true},null,null,{"$f":"IF(B573=TRUE,DataInput!B572,NA())","v":"VIC"},{"$f":"IF($E573=DataInput!$B572,DataInput!C572,NA())","v":"ATSBP"},{"$f":"IF($E573=DataInput!$B572,DataInput!D572,NA())","v":"Altona-Brooklyn (Powercor) 66 kV"},{"$f":"IF($E573=DataInput!$B572,DataInput!E572,NA())","v":"Powercor"},{"$f":"IF($E573=DataInput!$B572,DataInput!F572,NA())","v":"Winter"},{"$f":"IF($E573=DataInput!$B572,DataInput!G572,NA())","v":"Non-Coincident"},{"$f":"IF($E573=DataInput!$B572,DataInput!H572,NA())","v":2015},{"$f":"IF($E573=DataInput!$B572,DataInput!I572,NA())","v":"POE50"},{"$f":"IF($E573=DataInput!$B572,DataInput!J572,NA())","v":142.26137689999999},{"$f":"IF($E573=DataInput!$B572,DataInput!K572,NA())","v":0.87721690799999996},null,null,"VIC Altona-Brooklyn (Powercor) 66 kV",null,null,null,null,true,null,null,"VIC","ATSBP","Altona-Brooklyn (Powercor) 66 kV","Powercor","Winter","Non-Coincident",2015,"POE50",142.26137689999999,0.87721690799999996]
[null,{"$f":"IF(DataInput!B573=$B$8,IF($B$9=$B$10,TRUE,IF(DataInput!E573=$B$9,TRUE,FALSE)))","v":true},null,null,{"$f":"IF(B574=TRUE,DataInput!B573,NA())","v":"VIC"},{"$f":"IF($E574=DataInput!$B573,DataInput!C573,NA())","v":"ATSBP"},{"$f":"IF($E574=DataInput!$B573,DataInput!D573,NA())","v":"Altona-Brooklyn (Powercor) 66 kV"},{"$f":"IF($E574=DataInput!$B573,DataInput!E573,NA())","v":"Powercor"},{"$f":"IF($E574=DataInput!$B573,DataInput!F573,NA())","v":"Winter"},{"$f":"IF($E574=DataInput!$B573,DataInput!G573,NA())","v":"Coincident"},{"$f":"IF($E574=DataInput!$B573,DataInput!H573,NA())","v":2015},{"$f":"IF($E574=DataInput!$B573,DataInput!I573,NA())","v":"POE10"},{"$f":"IF($E574=DataInput!$B573,DataInput!J573,NA())","v":130.32069820000001},{"$f":"IF($E574=DataInput!$B573,DataInput!K573,NA())","v":0.88903808900000003},null,null,"VIC Altona-Brooklyn (Powercor) 66 kV",null,null,null,null,true,null,null,"VIC","ATSBP","Altona-Brooklyn (Powercor) 66 kV","Powercor","Winter","Coincident",2015,"POE10",130.32069820000001,0.88903808900000003]
[null,{"$f":"IF(DataInput!B574=$B$8,IF($B$9=$B$10,TRUE,IF(DataInput!E574=$B$9,TRUE,FALSE)))","v":true},null,null,{"$f":"IF(B575=TRUE,DataInput!B574,NA())","v":"VIC"},{"$f":"IF($E575=DataInput!$B574,DataInput!C574,NA())","v":"ATSBP"},{"$f":"IF($E575=DataInput!$B574,DataInput!D574,NA())","v":"Altona-Brooklyn (Powercor) 66 kV"},{"$f":"IF($E575=DataInput!$B574,DataInput!E574,NA())","v":"Powercor"},{"$f":"IF($E575=DataInput!$B574,DataInput!F574,NA())","v":"Winter"},{"$f":"IF($E575=DataInput!$B574,DataInput!G574,NA())","v":"Coincident"},{"$f":"IF($E575=DataInput!$B574,DataInput!H574,NA())","v":2015},{"$f":"IF($E575=DataInput!$B574,DataInput!I574,NA())","v":"POE50"},{"$f":"IF($E575=DataInput!$B574,DataInput!J574,NA())","v":124.7940852},{"$f":"IF($E575=DataInput!$B574,DataInput!K574,NA())","v":0.87721690799999996},null,null,"VIC Altona-Brooklyn (Powercor) 66 kV",null,null,null,null,true,null,null,"VIC","ATSBP","Altona-Brooklyn (Powercor) 66 kV","Powercor","Winter","Coincident",2015,"POE50",124.7940852,0.87721690799999996]
[null,{"$f":"IF(DataInput!B575=$B$8,IF($B$9=$B$10,TRUE,IF(DataInput!E575=$B$9,TRUE,FALSE)))","v":true},null,null,{"$f":"IF(B576=TRUE,DataInput!B575,NA())","v":"VIC"},{"$f":"IF($E576=DataInput!$B575,DataInput!C575,NA())","v":"ATSBP"},{"$f":"IF($E576=DataInput!$B575,DataInput!D575,NA())","v":"Altona-Brooklyn (Powercor) 66 kV"},{"$f":"IF($E576=DataInput!$B575,DataInput!E575,NA())","v":"Powercor"},{"$f":"IF($E576=DataInput!$B575,DataInput!F575,NA())","v":"Winter"},{"$f":"IF($E576=DataInput!$B575,DataInput!G575,NA())","v":"Non-Coincident"},{"$f":"IF($E576=DataInput!$B575,DataInput!H575,NA())","v":2016},{"$f":"IF($E576=DataInput!$B575,DataInput!I575,NA())","v":"POE10"},{"$f":"IF($E576=DataInput!$B575,DataInput!J575,NA())","v":139.37022279999999},{"$f":"IF($E576=DataInput!$B575,DataInput!K575,NA())","v":0.88899154300000005},null,null,"VIC Altona-Brooklyn (Powercor) 66 kV",null,null,null,null,true,null,null,"VIC","ATSBP","Altona-Brooklyn (Powercor) 66 kV","Powercor","Winter","Non-Coincident",2016,"POE10",139.37022279999999,0.88899154300000005]
[null,{"$f":"IF(DataInput!B576=$B$8,IF($B$9=$B$10,TRUE,IF(DataInput!E576=$B$9,TRUE,FALSE)))","v":true},null,null,{"$f":"IF(B577=TRUE,DataInput!B576,NA())","v":"VIC"},{"$f":"IF($E577=DataInput!$B576,DataInput!C576,NA())","v":"ATSBP"},{"$f":"IF($E577=DataInput!$B576,DataInput!D576,NA())","v":"Altona-Brooklyn (Powercor) 66 kV"},{"$f":"IF($E577=DataInput!$B576,DataInput!E576,NA())","v":"Powercor"},{"$f":"IF($E577=DataInput!$B576,DataInput!F576,NA())","v":"Winter"},{"$f":"IF($E577=DataInput!$B576,DataInput!G576,NA())","v":"Non-Coincident"},{"$f":"IF($E577=DataInput!$B576,DataInput!H576,NA())","v":2016},{"$f":"IF($E577=DataInput!$B576,DataInput!I576,NA())","v":"POE50"},{"$f":"IF($E577=DataInput!$B576,DataInput!J576,NA())","v":135.50621810000001},{"$f":"IF($E577=DataInput!$B576,DataInput!K576,NA())","v":0.87714310699999998},null,null,"VIC Altona-Brooklyn (Powercor) 66 kV",null,null,null,null,true,null,null,"VIC","ATSBP","Altona-Brooklyn (Powercor) 66 kV","Powercor","Winter","Non-Coincident",2016,"POE50",135.50621810000001,0.87714310699999998]
[null,{"$f":"IF(DataInput!B577=$B$8,IF($B$9=$B$10,TRUE,IF(DataInput!E577=$B$9,TRUE,FALSE)))","v":true},null,null,{"$f":"IF(B578=TRUE,DataInput!B577,NA())","v":"VIC"},{"$f":"IF($E578=DataInput!$B577,DataInput!C577,NA())","v":"ATSBP"},{"$f":"IF($E578=DataInput!$B577,DataInput!D577,NA())","v":"Altona-Brooklyn (Powercor) 66 kV"},{"$f":"IF($E578=DataInput!$B577,DataInput!E577,NA())","v":"Powercor"},{"$f":"IF($E578=DataInput!$B577,DataInput!F577,NA())","v":"Winter"},{"$f":"IF($E578=DataInput!$B577,DataInput!G577,NA())","v":"Coincident"},{"$f":"IF($E578=DataInput!$B577,DataInput!H577,NA())","v":2016},{"$f":"IF($E578=DataInput!$B577,DataInput!I577,NA())","v":"POE10"},{"$f":"IF($E578=DataInput!$B577,DataInput!J577,NA())","v":123.8989495},{"$f":"IF($E578=DataInput!$B577,DataInput!K577,NA())","v":0.88899154300000005},null,null,"VIC Altona-Brooklyn (Powercor) 66 kV",null,null,null,null,true,null,null,"VIC","ATSBP","Altona-Brooklyn (Powercor) 66 kV","Powercor","Winter","Coincident",2016,"POE10",123.8989495,0.88899154300000005]
[null,{"$f":"IF(DataInput!B578=$B$8,IF($B$9=$B$10,TRUE,IF(DataInput!E578=$B$9,TRUE,FALSE)))","v":true},null,null,{"$f":"IF(B579=TRUE,DataInput!B578,NA())","v":"VIC"},{"$f":"IF($E579=DataInput!$B578,DataInput!C578,NA())","v":"ATSBP"},{"$f":"IF($E579=DataInput!$B578,DataInput!D578,NA())","v":"Altona-Brooklyn (Powercor) 66 kV"},{"$f":"IF($E579=DataInput!$B578,DataInput!E578,NA())","v":"Powercor"},{"$f":"IF($E579=DataInput!$B578,DataInput!F578,NA())","v":"Winter"},{"$f":"IF($E579=DataInput!$B578,DataInput!G578,NA())","v":"Coincident"},{"$f":"IF($E579=DataInput!$B578,DataInput!H578,NA())","v":2016},{"$f":"IF($E579=DataInput!$B578,DataInput!I578,NA())","v":"POE50"},{"$f":"IF($E579=DataInput!$B578,DataInput!J578,NA())","v":118.8583452},{"$f":"IF($E579=DataInput!$B578,DataInput!K578,NA())","v":0.87714310699999998},null,null,"VIC Altona-Brooklyn (Powercor) 66 kV",null,null,null,null,true,null,null,"VIC","ATSBP","Altona-Brooklyn (Powercor) 66 kV","Powercor","Winter","Coincident",2016,"POE50",118.8583452,0.87714310699999998]
[null,{"$f":"IF(DataInput!B579=$B$8,IF($B$9=$B$10,TRUE,IF(DataInput!E579=$B$9,TRUE,FALSE)))","v":true},null,null,{"$f":"IF(B580=TRUE,DataInput!B579,NA())","v":"VIC"},{"$f":"IF($E580=DataInput!$B579,DataInput!C579,NA())","v":"ATSBP"},{"$f":"IF($E580=DataInput!$B579,DataInput!D579,NA())","v":"Altona-Brooklyn (Powercor) 66 kV"},{"$f":"IF($E580=DataInput!$B579,DataInput!E579,NA())","v":"Powercor"},{"$f":"IF($E580=DataInput!$B579,DataInput!F579,NA())","v":"Winter"},{"$f":"IF($E580=DataInput!$B579,DataInput!G579,NA())","v":"Non-Coincident"},{"$f":"IF($E580=DataInput!$B579,DataInput!H579,NA())","v":2017},{"$f":"IF($E580=DataInput!$B579,DataInput!I579,NA())","v":"POE10"},{"$f":"IF($E580=DataInput!$B579,DataInput!J579,NA())","v":141.74474660000001},{"$f":"IF($E580=DataInput!$B579,DataInput!K579,NA())","v":0.88881437799999996},null,null,"VIC Altona-Brooklyn (Powercor) 66 kV",null,null,null,null,true,null,null,"VIC","ATSBP","Altona-Brooklyn (Powercor) 66 kV","Powercor","Winter","Non-Coincident",2017,"POE10",141.74474660000001,0.88881437799999996]
[null,{"$f":"IF(DataInput!B580=$B$8,IF($B$9=$B$10,TRUE,IF(DataInput!E580=$B$9,TRUE,FALSE)))","v":true},null,null,{"$f":"IF(B581=TRUE,DataInput!B580,NA())","v":"VIC"},{"$f":"IF($E581=DataInput!$B580,DataInput!C580,NA())","v":"ATSBP"},{"$f":"IF($E581=DataInput!$B580,DataInput!D580,NA())","v":"Altona-Brooklyn (Powercor) 66 kV"},{"$f":"IF($E581=DataInput!$B580,DataInput!E580,NA())","v":"Powercor"},{"$f":"IF($E581=DataInput!$B580,DataInput!F580,NA())","v":"Winter"},{"$f":"IF($E581=DataInput!$B580,DataInput!G580,NA())","v":"Non-Coincident"},{"$f":"IF($E581=DataInput!$B580,DataInput!H580,NA())","v":2017},{"$f":"IF($E581=DataInput!$B580,DataInput!I580,NA())","v":"POE50"},{"$f":"IF($E581=DataInput!$B580,DataInput!J580,NA())","v":138.13710829999999},{"$f":"IF($E581=DataInput!$B580,DataInput!K580,NA())","v":0.87694310600000003},null,null,"VIC Altona-Brooklyn (Powercor) 66 kV",null,null,null,null,true,null,null,"VIC","ATSBP","Altona-Brooklyn (Powercor) 66 kV","Powercor","Winter","Non-Coincident",2017,"POE50",138.13710829999999,0.87694310600000003]
[null,{"$f":"IF(DataInput!B581=$B$8,IF($B$9=$B$10,TRUE,IF(DataInput!E581=$B$9,TRUE,FALSE)))","v":true},null,null,{"$f":"IF(B582=TRUE,DataInput!B581,NA())","v":"VIC"},{"$f":"IF($E582=DataInput!$B581,DataInput!C581,NA())","v":"ATSBP"},{"$f":"IF($E582=DataInput!$B581,DataInput!D581,NA())","v":"Altona-Brooklyn (Powercor) 66 kV"},{"$f":"IF($E582=DataInput!$B581,DataInput!E581,NA())","v":"Powercor"},{"$f":"IF($E582=DataInput!$B581,DataInput!F581,NA())","v":"Winter"},{"$f":"IF($E582=DataInput!$B581,DataInput!G581,NA())","v":"Coincident"},{"$f":"IF($E582=DataInput!$B581,DataInput!H581,NA())","v":2017},{"$f":"IF($E582=DataInput!$B581,DataInput!I581,NA())","v":"POE10"},{"$f":"IF($E582=DataInput!$B581,DataInput!J581,NA())","v":125.9847688},{"$f":"IF($E582=DataInput!$B581,DataInput!K581,NA())","v":0.88881437799999996},null,null,"VIC Altona-Brooklyn (Powercor) 66 kV",null,null,null,null,true,null,null,"VIC","ATSBP","Altona-Brooklyn (Powercor) 66 kV","Powercor","Winter","Coincident",2017,"POE10",125.9847688,0.88881437799999996]
[null,{"$f":"IF(DataInput!B582=$B$8,IF($B$9=$B$10,TRUE,IF(DataInput!E582=$B$9,TRUE,FALSE)))","v":true},null,null,{"$f":"IF(B583=TRUE,DataInput!B582,NA())","v":"VIC"},{"$f":"IF($E583=DataInput!$B582,DataInput!C582,NA())","v":"ATSBP"},{"$f":"IF($E583=DataInput!$B582,DataInput!D582,NA())","v":"Altona-Brooklyn (Powercor) 66 kV"},{"$f":"IF($E583=DataInput!$B582,DataInput!E582,NA())","v":"Powercor"},{"$f":"IF($E583=DataInput!$B582,DataInput!F582,NA())","v":"Winter"},{"$f":"IF($E583=DataInput!$B582,DataInput!G582,NA())","v":"Coincident"},{"$f":"IF($E583=DataInput!$B582,DataInput!H582,NA())","v":2017},{"$f":"IF($E583=DataInput!$B582,DataInput!I582,NA())","v":"POE50"},{"$f":"IF($E583=DataInput!$B582,DataInput!J582,NA())","v":121.1383848},{"$f":"IF($E583=DataInput!$B582,DataInput!K582,NA())","v":0.87694310600000003},null,null,"VIC Altona-Brooklyn (Powercor) 66 kV",null,null,null,null,true,null,null,"VIC","ATSBP","Altona-Brooklyn (Powercor) 66 kV","Powercor","Winter","Coincident",2017,"POE50",121.1383848,0.87694310600000003]
[null,{"$f":"IF(DataInput!B583=$B$8,IF($B$9=$B$10,TRUE,IF(DataInput!E583=$B$9,TRUE,FALSE)))","v":true},null,null,{"$f":"IF(B584=TRUE,DataInput!B583,NA())","v":"VIC"},{"$f":"IF($E584=DataInput!$B583,DataInput!C583,NA())","v":"ATSBP"},{"$f":"IF($E584=DataInput!$B583,DataInput!D583,NA())","v":"Altona-Brooklyn (Powercor) 66 kV"},{"$f":"IF($E584=DataInput!$B583,DataInput!E583,NA())","v":"Powercor"},{"$f":"IF($E584=DataInput!$B583,DataInput!F583,NA())","v":"Winter"},{"$f":"IF($E584=DataInput!$B583,DataInput!G583,NA())","v":"Non-Coincident"},{"$f":"IF($E584=DataInput!$B583,DataInput!H583,NA())","v":2018},{"$f":"IF($E584=DataInput!$B583,DataInput!I583,NA())","v":"POE10"},{"$f":"IF($E584=DataInput!$B583,DataInput!J583,NA())","v":133.82993070000001},{"$f":"IF($E584=DataInput!$B583,DataInput!K583,NA())","v":0.88848680300000005},null,null,"VIC Altona-Brooklyn (Powercor) 66 kV",null,null,null,null,true,null,null,"VIC","ATSBP","Altona-Brooklyn (Powercor) 66 kV","Powercor","Winter","Non-Coincident",2018,"POE10",133.82993070000001,0.88848680300000005]
[null,{"$f":"IF(DataInput!B584=$B$8,IF($B$9=$B$10,TRUE,IF(DataInput!E584=$B$9,TRUE,FALSE)))","v":true},null,null,{"$f":"IF(B585=TRUE,DataInput!B584,NA())","v":"VIC"},{"$f":"IF($E585=DataInput!$B584,DataInput!C584,NA())","v":"ATSBP"},{"$f":"IF($E585=DataInput!$B584,DataInput!D584,NA())","v":"Altona-Brooklyn (Powercor) 66 kV"},{"$f":"IF($E585=DataInput!$B584,DataInput!E584,NA())","v":"Powercor"},{"$f":"IF($E585=DataInput!$B584,DataInput!F584,NA())","v":"Winter"},{"$f":"IF($E585=DataInput!$B584,DataInput!G584,NA())","v":"Non-Coincident"},{"$f":"IF($E585=DataInput!$B584,DataInput!H584,NA())","v":2018},{"$f":"IF($E585=DataInput!$B584,DataInput!I584,NA())","v":"POE50"},{"$f":"IF($E585=DataInput!$B584,DataInput!J584,NA())","v":130.04960879999999},{"$f":"IF($E585=DataInput!$B584,DataInput!K584,NA())","v":0.87662220099999999},null,null,"VIC Altona-Brooklyn (Powercor) 66 kV",null,null,null,null,true,null,null,"VIC","ATSBP","Altona-Brooklyn (Powercor) 66 kV","Powercor","Winter","Non-Coincident",2018,"POE50",130.04960879999999,0.87662220099999999]
[null,{"$f":"IF(DataInput!B585=$B$8,IF($B$9=$B$10,TRUE,IF(DataInput!E585=$B$9,TRUE,FALSE)))","v":true},null,null,{"$f":"IF(B586=TRUE,DataInput!B585,NA())","v":"VIC"},{"$f":"IF($E586=DataInput!$B585,DataInput!C585,NA())","v":"ATSBP"},{"$f":"IF($E586=DataInput!$B585,DataInput!D585,NA())","v":"Altona-Brooklyn (Powercor) 66 kV"},{"$f":"IF($E586=DataInput!$B585,DataInput!E585,NA())","v":"Powercor"},{"$f":"IF($E586=DataInput!$B585,DataInput!F585,NA())","v":"Winter"},{"$f":"IF($E586=DataInput!$B585,DataInput!G585,NA())","v":"Coincident"},{"$f":"IF($E586=DataInput!$B585,DataInput!H585,NA())","v":2018},{"$f":"IF($E586=DataInput!$B585,DataInput!I585,NA())","v":"POE10"},{"$f":"IF($E586=DataInput!$B585,DataInput!J585,NA())","v":118.90612729999999},{"$f":"IF($E586=DataInput!$B585,DataInput!K585,NA())","v":0.88848680300000005},null,null,"VIC Altona-Brooklyn (Powercor) 66 kV",null,null,null,null,true,null,null,"VIC","ATSBP","Altona-Brooklyn (Powercor) 66 kV","Powercor","Winter","Coincident",2018,"POE10",118.90612729999999,0.88848680300000005]
[null,{"$f":"IF(DataInput!B586=$B$8,IF($B$9=$B$10,TRUE,IF(DataInput!E586=$B$9,TRUE,FALSE)))","v":true},null,null,{"$f":"IF(B587=TRUE,DataInput!B586,NA())","v":"VIC"},{"$f":"IF($E587=DataInput!$B586,DataInput!C586,NA())","v":"ATSBP"},{"$f":"IF($E587=DataInput!$B586,DataInput!D586,NA())","v":"Altona-Brooklyn (Powercor) 66 kV"},{"$f":"IF($E587=DataInput!$B586,DataInput!E586,NA())","v":"Powercor"},{"$f":"IF($E587=DataInput!$B586,DataInput!F586,NA())","v":"Winter"},{"$f":"IF($E587=DataInput!$B586,DataInput!G586,NA())","v":"Coincident"},{"$f":"IF($E587=DataInput!$B586,DataInput!H586,NA())","v":2018},{"$f":"IF($E587=DataInput!$B586,DataInput!I586,NA())","v":"POE50"},{"$f":"IF($E587=DataInput!$B586,DataInput!J586,NA())","v":114.0043744},{"$f":"IF($E587=DataInput!$B586,DataInput!K586,NA())","v":0.87662220099999999},null,null,"VIC Altona-Brooklyn (Powercor) 66 kV",null,null,null,null,true,null,null,"VIC","ATSBP","Altona-Brooklyn (Powercor) 66 kV","Powercor","Winter","Coincident",2018,"POE50",114.0043744,0.87662220099999999]
[null,{"$f":"IF(DataInput!B587=$B$8,IF($B$9=$B$10,TRUE,IF(DataInput!E587=$B$9,TRUE,FALSE)))","v":true},null,null,{"$f":"IF(B588=TRUE,DataInput!B587,NA())","v":"VIC"},{"$f":"IF($E588=DataInput!$B587,DataInput!C587,NA())","v":"ATSBP"},{"$f":"IF($E588=DataInput!$B587,DataInput!D587,NA())","v":"Altona-Brooklyn (Powercor) 66 kV"},{"$f":"IF($E588=DataInput!$B587,DataInput!E587,NA())","v":"Powercor"},{"$f":"IF($E588=DataInput!$B587,DataInput!F587,NA())","v":"Winter"},{"$f":"IF($E588=DataInput!$B587,DataInput!G587,NA())","v":"Non-Coincident"},{"$f":"IF($E588=DataInput!$B587,DataInput!H587,NA())","v":2019},{"$f":"IF($E588=DataInput!$B587,DataInput!I587,NA())","v":"POE10"},{"$f":"IF($E588=DataInput!$B587,DataInput!J587,NA())","v":135.98950360000001},{"$f":"IF($E588=DataInput!$B587,DataInput!K587,NA())","v":0.88812915599999998},null,null,{"$f":"IF(OR(ISERROR(E588),ISERROR(G588)),\"  \",E588&\" \"&G588)","v":"VIC Altona-Brooklyn (Powercor) 66 kV"},null,null,null,null,{"$f":"IF(ISERROR(G588),FALSE,IF($V$9=G588,TRUE,FALSE))","v":true},null,null,{"$f":"IF($V588=TRUE,E588,NA())","v":"VIC"},"ATSBP","Altona-Brooklyn (Powercor) 66 kV","Powercor","Winter","Non-Coincident",2019,"POE10",135.98950360000001,0.88812915599999998]
[null,{"$f":"IF(DataInput!B588=$B$8,IF($B$9=$B$10,TRUE,IF(DataInput!E588=$B$9,TRUE,FALSE)))","v":true},null,null,{"$f":"IF(B589=TRUE,DataInput!B588,NA())","v":"VIC"},{"$f":"IF($E589=DataInput!$B588,DataInput!C588,NA())","v":"ATSBP"},{"$f":"IF($E589=DataInput!$B588,DataInput!D588,NA())","v":"Altona-Brooklyn (Powercor) 66 kV"},{"$f":"IF($E589=DataInput!$B588,DataInput!E588,NA())","v":"Powercor"},{"$f":"IF($E589=DataInput!$B588,DataInput!F588,NA())","v":"Winter"},{"$f":"IF($E589=DataInput!$B588,DataInput!G588,NA())","v":"Non-Coincident"},{"$f":"IF($E589=DataInput!$B588,DataInput!H588,NA())","v":2019},{"$f":"IF($E589=DataInput!$B588,DataInput!I588,NA())","v":"POE50"},{"$f":"IF($E589=DataInput!$B588,DataInput!J588,NA())","v":131.88366719999999},{"$f":"IF($E589=DataInput!$B588,DataInput!K588,NA())","v":0.87632884099999997},null,null,"VIC Altona-Brooklyn (Powercor) 66 kV",null,null,null,null,true,null,null,"VIC","ATSBP","Altona-Brooklyn (Powercor) 66 kV","Powercor","Winter","Non-Coincident",2019,"POE50",131.88366719999999,0.87632884099999997]
[null,{"$f":"IF(DataInput!B589=$B$8,IF($B$9=$B$10,TRUE,IF(DataInput!E589=$B$9,TRUE,FALSE)))","v":true},null,null,{"$f":"IF(B590=TRUE,DataInput!B589,NA())","v":"VIC"},{"$f":"IF($E590=DataInput!$B589,DataInput!C589,NA())","v":"ATSBP"},{"$f":"IF($E590=DataInput!$B589,DataInput!D589,NA())","v":"Altona-Brooklyn (Powercor) 66 kV"},{"$f":"IF($E590=DataInput!$B589,DataInput!E589,NA())","v":"Powercor"},{"$f":"IF($E590=DataInput!$B589,DataInput!F589,NA())","v":"Winter"},{"$f":"IF($E590=DataInput!$B589,DataInput!G589,NA())","v":"Coincident"},{"$f":"IF($E590=DataInput!$B589,DataInput!H589,NA())","v":2019},{"$f":"IF($E590=DataInput!$B589,DataInput!I589,NA())","v":"POE10"},{"$f":"IF($E590=DataInput!$B589,DataInput!J589,NA())","v":120.7762431},{"$f":"IF($E590=DataInput!$B589,DataInput!K589,NA())","v":0.88812915599999998},null,null,"VIC Altona-Brooklyn (Powercor) 66 kV",null,null,null,null,true,null,null,"VIC","ATSBP","Altona-Brooklyn (Powercor) 66 kV","Powercor","Winter","Coincident",2019,"POE10",120.7762431,0.88812915599999998]
[null,{"$f":"IF(DataInput!B590=$B$8,IF($B$9=$B$10,TRUE,IF(DataInput!E590=$B$9,TRUE,FALSE)))","v":true},null,null,{"$f":"IF(B591=TRUE,DataInput!B590,NA())","v":"VIC"},{"$f":"IF($E591=DataInput!$B590,DataInput!C590,NA())","v":"ATSBP"},{"$f":"IF($E591=DataInput!$B590,DataInput!D590,NA())","v":"Altona-Brooklyn (Powercor) 66 kV"},{"$f":"IF($E591=DataInput!$B590,DataInput!E590,NA())","v":"Powercor"},{"$f":"IF($E591=DataInput!$B590,DataInput!F590,NA())","v":"Winter"},{"$f":"IF($E591=DataInput!$B590,DataInput!G590,NA())","v":"Coincident"},{"$f":"IF($E591=DataInput!$B590,DataInput!H590,NA())","v":2019},{"$f":"IF($E591=DataInput!$B590,DataInput!I590,NA())","v":"POE50"},{"$f":"IF($E591=DataInput!$B590,DataInput!J590,NA())","v":115.57346130000001},{"$f":"IF($E591=DataInput!$B590,DataInput!K590,NA())","v":0.87632884099999997},null,null,"VIC Altona-Brooklyn (Powercor) 66 kV",null,null,null,null,true,null,null,"VIC","ATSBP","Altona-Brooklyn (Powercor) 66 kV","Powercor","Winter","Coincident",2019,"POE50",115.57346130000001,0.87632884099999997]
[null,{"$f":"IF(DataInput!B591=$B$8,IF($B$9=$B$10,TRUE,IF(DataInput!E591=$B$9,TRUE,FALSE)))","v":true},null,null,{"$f":"IF(B592=TRUE,DataInput!B591,NA())","v":"VIC"},{"$f":"IF($E592=DataInput!$B591,DataInput!C591,NA())","v":"ATSBP"},{"$f":"IF($E592=DataInput!$B591,DataInput!D591,NA())","v":"Altona-Brooklyn (Powercor) 66 kV"},{"$f":"IF($E592=DataInput!$B591,DataInput!E591,NA())","v":"Powercor"},{"$f":"IF($E592=DataInput!$B591,DataInput!F591,NA())","v":"Winter"},{"$f":"IF($E592=DataInput!$B591,DataInput!G591,NA())","v":"Non-Coincident"},{"$f":"IF($E592=DataInput!$B591,DataInput!H591,NA())","v":2020},{"$f":"IF($E592=DataInput!$B591,DataInput!I591,NA())","v":"POE10"},{"$f":"IF($E592=DataInput!$B591,DataInput!J591,NA())","v":137.5388734},{"$f":"IF($E592=DataInput!$B591,DataInput!K591,NA())","v":0.88782543800000002},null,null,"VIC Altona-Brooklyn (Powercor) 66 kV",null,null,null,null,true,null,null,"VIC","ATSBP","Altona-Brooklyn (Powercor) 66 kV","Powercor","Winter","Non-Coincident",2020,"POE10",137.5388734,0.88782543800000002]
[null,{"$f":"IF(DataInput!B592=$B$8,IF($B$9=$B$10,TRUE,IF(DataInput!E592=$B$9,TRUE,FALSE)))","v":true},null,null,{"$f":"IF(B593=TRUE,DataInput!B592,NA())","v":"VIC"},{"$f":"IF($E593=DataInput!$B592,DataInput!C592,NA())","v":"ATSBP"},{"$f":"IF($E593=DataInput!$B592,DataInput!D592,NA())","v":"Altona-Brooklyn (Powercor) 66 kV"},{"$f":"IF($E593=DataInput!$B592,DataInput!E592,NA())","v":"Powercor"},{"$f":"IF($E593=DataInput!$B592,DataInput!F592,NA())","v":"Winter"},{"$f":"IF($E593=DataInput!$B592,DataInput!G592,NA())","v":"Non-Coincident"},{"$f":"IF($E593=DataInput!$B592,DataInput!H592,NA())","v":2020},{"$f":"IF($E593=DataInput!$B592,DataInput!I592,NA())","v":"POE50"},{"$f":"IF($E593=DataInput!$B592,DataInput!J592,NA())","v":133.55800840000001},{"$f":"IF($E593=DataInput!$B592,DataInput!K592,NA())","v":0.87600043500000002},null,null,"VIC Altona-Brooklyn (Powercor) 66 kV",null,null,null,null,true,null,null,"VIC","ATSBP","Altona-Brooklyn (Powercor) 66 kV","Powercor","Winter","Non-Coincident",2020,"POE50",133.55800840000001,0.87600043500000002]
[null,{"$f":"IF(DataInput!B593=$B$8,IF($B$9=$B$10,TRUE,IF(DataInput!E593=$B$9,TRUE,FALSE)))","v":true},null,null,{"$f":"IF(B594=TRUE,DataInput!B593,NA())","v":"VIC"},{"$f":"IF($E594=DataInput!$B593,DataInput!C593,NA())","v":"ATSBP"},{"$f":"IF($E594=DataInput!$B593,DataInput!D593,NA())","v":"Altona-Brooklyn (Powercor) 66 kV"},{"$f":"IF($E594=DataInput!$B593,DataInput!E593,NA())","v":"Powercor"},{"$f":"IF($E594=DataInput!$B593,DataInput!F593,NA())","v":"Winter"},{"$f":"IF($E594=DataInput!$B593,DataInput!G593,NA())","v":"Coincident"},{"$f":"IF($E594=DataInput!$B593,DataInput!H593,NA())","v":2020},{"$f":"IF($E594=DataInput!$B593,DataInput!I593,NA())","v":"POE10"},{"$f":"IF($E594=DataInput!$B593,DataInput!J593,NA())","v":122.1105105},{"$f":"IF($E594=DataInput!$B593,DataInput!K593,NA())","v":0.88782543800000002},null,null,"VIC Altona-Brooklyn (Powercor) 66 kV",null,null,null,null,true,null,null,"VIC","ATSBP","Altona-Brooklyn (Powercor) 66 kV","Powercor","Winter","Coincident",2020,"POE10",122.1105105,0.88782543800000002]
[null,{"$f":"IF(DataInput!B594=$B$8,IF($B$9=$B$10,TRUE,IF(DataInput!E594=$B$9,TRUE,FALSE)))","v":true},null,null,{"$f":"IF(B595=TRUE,DataInput!B594,NA())","v":"VIC"},{"$f":"IF($E595=DataInput!$B594,DataInput!C594,NA())","v":"ATSBP"},{"$f":"IF($E595=DataInput!$B594,DataInput!D594,NA())","v":"Altona-Brooklyn (Powercor) 66 kV"},{"$f":"IF($E595=DataInput!$B594,DataInput!E594,NA())","v":"Powercor"},{"$f":"IF($E595=DataInput!$B594,DataInput!F594,NA())","v":"Winter"},{"$f":"IF($E595=DataInput!$B594,DataInput!G594,NA())","v":"Coincident"},{"$f":"IF($E595=DataInput!$B594,DataInput!H594,NA())","v":2020},{"$f":"IF($E595=DataInput!$B594,DataInput!I594,NA())","v":"POE50"},{"$f":"IF($E595=DataInput!$B594,DataInput!J594,NA())","v":116.99687350000001},{"$f":"IF($E595=DataInput!$B594,DataInput!K594,NA())","v":0.87600043500000002},null,null,"VIC Altona-Brooklyn (Powercor) 66 kV",null,null,null,null,true,null,null,"VIC","ATSBP","Altona-Brooklyn (Powercor) 66 kV","Powercor","Winter","Coincident",2020,"POE50",116.99687350000001,0.87600043500000002]
[null,{"$f":"IF(DataInput!B595=$B$8,IF($B$9=$B$10,TRUE,IF(DataInput!E595=$B$9,TRUE,FALSE)))","v":true},null,null,{"$f":"IF(B596=TRUE,DataInput!B595,NA())","v":"VIC"},{"$f":"IF($E596=DataInput!$B595,DataInput!C595,NA())","v":"ATSBP"},{"$f":"IF($E596=DataInput!$B595,DataInput!D595,NA())","v":"Altona-Brooklyn (Powercor) 66 kV"},{"$f":"IF($E596=DataInput!$B595,DataInput!E595,NA())","v":"Powercor"},{"$f":"IF($E596=DataInput!$B595,DataInput!F595,NA())","v":"Winter"},{"$f":"IF($E596=DataInput!$B595,DataInput!G595,NA())","v":"Non-Coincident"},{"$f":"IF($E596=DataInput!$B595,DataInput!H595,NA())","v":2021},{"$f":"IF($E596=DataInput!$B595,DataInput!I595,NA())","v":"POE10"},{"$f":"IF($E596=DataInput!$B595,DataInput!J595,NA())","v":138.71579629999999},{"$f":"IF($E596=DataInput!$B595,DataInput!K595,NA())","v":0.88759254099999996},null,null,"VIC Altona-Brooklyn (Powercor) 66 kV",null,null,null,null,true,null,null,"VIC","ATSBP","Altona-Brooklyn (Powercor) 66 kV","Powercor","Winter","Non-Coincident",2021,"POE10",138.71579629999999,0.88759254099999996]
[null,{"$f":"IF(DataInput!B596=$B$8,IF($B$9=$B$10,TRUE,IF(DataInput!E596=$B$9,TRUE,FALSE)))","v":true},null,null,{"$f":"IF(B597=TRUE,DataInput!B596,NA())","v":"VIC"},{"$f":"IF($E597=DataInput!$B596,DataInput!C596,NA())","v":"ATSBP"},{"$f":"IF($E597=DataInput!$B596,DataInput!D596,NA())","v":"Altona-Brooklyn (Powercor) 66 kV"},{"$f":"IF($E597=DataInput!$B596,DataInput!E596,NA())","v":"Powercor"},{"$f":"IF($E597=DataInput!$B596,DataInput!F596,NA())","v":"Winter"},{"$f":"IF($E597=DataInput!$B596,DataInput!G596,NA())","v":"Non-Coincident"},{"$f":"IF($E597=DataInput!$B596,DataInput!H596,NA())","v":2021},{"$f":"IF($E597=DataInput!$B596,DataInput!I596,NA())","v":"POE50"},{"$f":"IF($E597=DataInput!$B596,DataInput!J596,NA())","v":134.9541878},{"$f":"IF($E597=DataInput!$B596,DataInput!K596,NA())","v":0.87573925399999997},null,null,"VIC Altona-Brooklyn (Powercor) 66 kV",null,null,null,null,true,null,null,"VIC","ATSBP","Altona-Brooklyn (Powercor) 66 kV","Powercor","Winter","Non-Coincident",2021,"POE50",134.9541878,0.87573925399999997]
[null,{"$f":"IF(DataInput!B597=$B$8,IF($B$9=$B$10,TRUE,IF(DataInput!E597=$B$9,TRUE,FALSE)))","v":true},null,null,{"$f":"IF(B598=TRUE,DataInput!B597,NA())","v":"VIC"},{"$f":"IF($E598=DataInput!$B597,DataInput!C597,NA())","v":"ATSBP"},{"$f":"IF($E598=DataInput!$B597,DataInput!D597,NA())","v":"Altona-Brooklyn (Powercor) 66 kV"},{"$f":"IF($E598=DataInput!$B597,DataInput!E597,NA())","v":"Powercor"},{"$f":"IF($E598=DataInput!$B597,DataInput!F597,NA())","v":"Winter"},{"$f":"IF($E598=DataInput!$B597,DataInput!G597,NA())","v":"Coincident"},{"$f":"IF($E598=DataInput!$B597,DataInput!H597,NA())","v":2021},{"$f":"IF($E598=DataInput!$B597,DataInput!I597,NA())","v":"POE10"},{"$f":"IF($E598=DataInput!$B597,DataInput!J597,NA())","v":123.1231062},{"$f":"IF($E598=DataInput!$B597,DataInput!K597,NA())","v":0.88759254099999996},null,null,"VIC Altona-Brooklyn (Powercor) 66 kV",null,null,null,null,true,null,null,"VIC","ATSBP","Altona-Brooklyn (Powercor) 66 kV","Powercor","Winter","Coincident",2021,"POE10",123.1231062,0.88759254099999996]
[null,{"$f":"IF(DataInput!B598=$B$8,IF($B$9=$B$10,TRUE,IF(DataInput!E598=$B$9,TRUE,FALSE)))","v":true},null,null,{"$f":"IF(B599=TRUE,DataInput!B598,NA())","v":"VIC"},{"$f":"IF($E599=DataInput!$B598,DataInput!C598,NA())","v":"ATSBP"},{"$f":"IF($E599=DataInput!$B598,DataInput!D598,NA())","v":"Altona-Brooklyn (Powercor) 66 kV"},{"$f":"IF($E599=DataInput!$B598,DataInput!E598,NA())","v":"Powercor"},{"$f":"IF($E599=DataInput!$B598,DataInput!F598,NA())","v":"Winter"},{"$f":"IF($E599=DataInput!$B598,DataInput!G598,NA())","v":"Coincident"},{"$f":"IF($E599=DataInput!$B598,DataInput!H598,NA())","v":2021},{"$f":"IF($E599=DataInput!$B598,DataInput!I598,NA())","v":"POE50"},{"$f":"IF($E599=DataInput!$B598,DataInput!J598,NA())","v":118.1846797},{"$f":"IF($E599=DataInput!$B598,DataInput!K598,NA())","v":0.87573925399999997},null,null,"VIC Altona-Brooklyn (Powercor) 66 kV",null,null,null,null,true,null,null,"VIC","ATSBP","Altona-Brooklyn (Powercor) 66 kV","Powercor","Winter","Coincident",2021,"POE50",118.1846797,0.87573925399999997]
[null,{"$f":"IF(DataInput!B599=$B$8,IF($B$9=$B$10,TRUE,IF(DataInput!E599=$B$9,TRUE,FALSE)))","v":true},null,null,{"$f":"IF(B600=TRUE,DataInput!B599,NA())","v":"VIC"},{"$f":"IF($E600=DataInput!$B599,DataInput!C599,NA())","v":"ATSBP"},{"$f":"IF($E600=DataInput!$B599,DataInput!D599,NA())","v":"Altona-Brooklyn (Powercor) 66 kV"},{"$f":"IF($E600=DataInput!$B599,DataInput!E599,NA())","v":"Powercor"},{"$f":"IF($E600=DataInput!$B599,DataInput!F599,NA())","v":"Winter"},{"$f":"IF($E600=DataInput!$B599,DataInput!G599,NA())","v":"Non-Coincident"},{"$f":"IF($E600=DataInput!$B599,DataInput!H599,NA())","v":2022},{"$f":"IF($E600=DataInput!$B599,DataInput!I599,NA())","v":"POE10"},{"$f":"IF($E600=DataInput!$B599,DataInput!J599,NA())","v":140.17628550000001},{"$f":"IF($E600=DataInput!$B599,DataInput!K599,NA())","v":0.88723764000000005},null,null,"VIC Altona-Brooklyn (Powercor) 66 kV",null,null,null,null,true,null,null,"VIC","ATSBP","Altona-Brooklyn (Powercor) 66 kV","Powercor","Winter","Non-Coincident",2022,"POE10",140.17628550000001,0.88723764000000005]
[null,{"$f":"IF(DataInput!B600=$B$8,IF($B$9=$B$10,TRUE,IF(DataInput!E600=$B$9,TRUE,FALSE)))","v":true},null,null,{"$f":"IF(B601=TRUE,DataInput!B600,NA())","v":"VIC"},{"$f":"IF($E601=DataInput!$B600,DataInput!C600,NA())","v":"ATSBP"},{"$f":"IF($E601=DataInput!$B600,DataInput!D600,NA())","v":"Altona-Brooklyn (Powercor) 66 kV"},{"$f":"IF($E601=DataInput!$B600,DataInput!E600,NA())","v":"Powercor"},{"$f":"IF($E601=DataInput!$B600,DataInput!F600,NA())","v":"Winter"},{"$f":"IF($E601=DataInput!$B600,DataInput!G600,NA())","v":"Non-Coincident"},{"$f":"IF($E601=DataInput!$B600,DataInput!H600,NA())","v":2022},{"$f":"IF($E601=DataInput!$B600,DataInput!I600,NA())","v":"POE50"},{"$f":"IF($E601=DataInput!$B600,DataInput!J600,NA())","v":136.05137120000001},{"$f":"IF($E601=DataInput!$B600,DataInput!K600,NA())","v":0.87544559899999996},null,null,"VIC Altona-Brooklyn (Powercor) 66 kV",null,null,null,null,true,null,null,"VIC","ATSBP","Altona-Brooklyn (Powercor) 66 kV","Powercor","Winter","Non-Coincident",2022,"POE50",136.05137120000001,0.87544559899999996]
[null,{"$f":"IF(DataInput!B601=$B$8,IF($B$9=$B$10,TRUE,IF(DataInput!E601=$B$9,TRUE,FALSE)))","v":true},null,null,{"$f":"IF(B602=TRUE,DataInput!B601,NA())","v":"VIC"},{"$f":"IF($E602=DataInput!$B601,DataInput!C601,NA())","v":"ATSBP"},{"$f":"IF($E602=DataInput!$B601,DataInput!D601,NA())","v":"Altona-Brooklyn (Powercor) 66 kV"},{"$f":"IF($E602=DataInput!$B601,DataInput!E601,NA())","v":"Powercor"},{"$f":"IF($E602=DataInput!$B601,DataInput!F601,NA())","v":"Winter"},{"$f":"IF($E602=DataInput!$B601,DataInput!G601,NA())","v":"Coincident"},{"$f":"IF($E602=DataInput!$B601,DataInput!H601,NA())","v":2022},{"$f":"IF($E602=DataInput!$B601,DataInput!I601,NA())","v":"POE10"},{"$f":"IF($E602=DataInput!$B601,DataInput!J601,NA())","v":124.36967679999999},{"$f":"IF($E602=DataInput!$B601,DataInput!K601,NA())","v":0.88723764000000005},null,null,"VIC Altona-Brooklyn (Powercor) 66 kV",null,null,null,null,true,null,null,"VIC","ATSBP","Altona-Brooklyn (Powercor) 66 kV","Powercor","Winter","Coincident",2022,"POE10",124.36967679999999,0.88723764000000005]
[null,{"$f":"IF(DataInput!B602=$B$8,IF($B$9=$B$10,TRUE,IF(DataInput!E602=$B$9,TRUE,FALSE)))","v":true},null,null,{"$f":"IF(B603=TRUE,DataInput!B602,NA())","v":"VIC"},{"$f":"IF($E603=DataInput!$B602,DataInput!C602,NA())","v":"ATSBP"},{"$f":"IF($E603=DataInput!$B602,DataInput!D602,NA())","v":"Altona-Brooklyn (Powercor) 66 kV"},{"$f":"IF($E603=DataInput!$B602,DataInput!E602,NA())","v":"Powercor"},{"$f":"IF($E603=DataInput!$B602,DataInput!F602,NA())","v":"Winter"},{"$f":"IF($E603=DataInput!$B602,DataInput!G602,NA())","v":"Coincident"},{"$f":"IF($E603=DataInput!$B602,DataInput!H602,NA())","v":2022},{"$f":"IF($E603=DataInput!$B602,DataInput!I602,NA())","v":"POE50"},{"$f":"IF($E603=DataInput!$B602,DataInput!J602,NA())","v":119.10557420000001},{"$f":"IF($E603=DataInput!$B602,DataInput!K602,NA())","v":0.87544559899999996},null,null,"VIC Altona-Brooklyn (Powercor) 66 kV",null,null,null,null,true,null,null,"VIC","ATSBP","Altona-Brooklyn (Powercor) 66 kV","Powercor","Winter","Coincident",2022,"POE50",119.10557420000001,0.87544559899999996]
[null,{"$f":"IF(DataInput!B603=$B$8,IF($B$9=$B$10,TRUE,IF(DataInput!E603=$B$9,TRUE,FALSE)))","v":true},null,null,{"$f":"IF(B604=TRUE,DataInput!B603,NA())","v":"VIC"},{"$f":"IF($E604=DataInput!$B603,DataInput!C603,NA())","v":"ATSBP"},{"$f":"IF($E604=DataInput!$B603,DataInput!D603,NA())","v":"Altona-Brooklyn (Powercor) 66 kV"},{"$f":"IF($E604=DataInput!$B603,DataInput!E603,NA())","v":"Powercor"},{"$f":"IF($E604=DataInput!$B603,DataInput!F603,NA())","v":"Winter"},{"$f":"IF($E604=DataInput!$B603,DataInput!G603,NA())","v":"Non-Coincident"},{"$f":"IF($E604=DataInput!$B603,DataInput!H603,NA())","v":2023},{"$f":"IF($E604=DataInput!$B603,DataInput!I603,NA())","v":"POE10"},{"$f":"IF($E604=DataInput!$B603,DataInput!J603,NA())","v":141.60543659999999},{"$f":"IF($E604=DataInput!$B603,DataInput!K603,NA())","v":0.88685978200000004},null,null,"VIC Altona-Brooklyn (Powercor) 66 kV",null,null,null,null,true,null,null,"VIC","ATSBP","Altona-Brooklyn (Powercor) 66 kV","Powercor","Winter","Non-Coincident",2023,"POE10",141.60543659999999,0.88685978200000004]
[null,{"$f":"IF(DataInput!B604=$B$8,IF($B$9=$B$10,TRUE,IF(DataInput!E604=$B$9,TRUE,FALSE)))","v":true},null,null,{"$f":"IF(B605=TRUE,DataInput!B604,NA())","v":"VIC"},{"$f":"IF($E605=DataInput!$B604,DataInput!C604,NA())","v":"ATSBP"},{"$f":"IF($E605=DataInput!$B604,DataInput!D604,NA())","v":"Altona-Brooklyn (Powercor) 66 kV"},{"$f":"IF($E605=DataInput!$B604,DataInput!E604,NA())","v":"Powercor"},{"$f":"IF($E605=DataInput!$B604,DataInput!F604,NA())","v":"Winter"},{"$f":"IF($E605=DataInput!$B604,DataInput!G604,NA())","v":"Non-Coincident"},{"$f":"IF($E605=DataInput!$B604,DataInput!H604,NA())","v":2023},{"$f":"IF($E605=DataInput!$B604,DataInput!I604,NA())","v":"POE50"},{"$f":"IF($E605=DataInput!$B604,DataInput!J604,NA())","v":137.19123980000001},{"$f":"IF($E605=DataInput!$B604,DataInput!K604,NA())","v":0.87511535200000001},null,null,"VIC Altona-Brooklyn (Powercor) 66 kV",null,null,null,null,true,null,null,"VIC","ATSBP","Altona-Brooklyn (Powercor) 66 kV","Powercor","Winter","Non-Coincident",2023,"POE50",137.19123980000001,0.87511535200000001]
[null,{"$f":"IF(DataInput!B605=$B$8,IF($B$9=$B$10,TRUE,IF(DataInput!E605=$B$9,TRUE,FALSE)))","v":true},null,null,{"$f":"IF(B606=TRUE,DataInput!B605,NA())","v":"VIC"},{"$f":"IF($E606=DataInput!$B605,DataInput!C605,NA())","v":"ATSBP"},{"$f":"IF($E606=DataInput!$B605,DataInput!D605,NA())","v":"Altona-Brooklyn (Powercor) 66 kV"},{"$f":"IF($E606=DataInput!$B605,DataInput!E605,NA())","v":"Powercor"},{"$f":"IF($E606=DataInput!$B605,DataInput!F605,NA())","v":"Winter"},{"$f":"IF($E606=DataInput!$B605,DataInput!G605,NA())","v":"Coincident"},{"$f":"IF($E606=DataInput!$B605,DataInput!H605,NA())","v":2023},{"$f":"IF($E606=DataInput!$B605,DataInput!I605,NA())","v":"POE10"},{"$f":"IF($E606=DataInput!$B605,DataInput!J605,NA())","v":125.5841667},{"$f":"IF($E606=DataInput!$B605,DataInput!K605,NA())","v":0.88685978200000004},null,null,"VIC Altona-Brooklyn (Powercor) 66 kV",null,null,null,null,true,null,null,"VIC","ATSBP","Altona-Brooklyn (Powercor) 66 kV","Powercor","Winter","Coincident",2023,"POE10",125.5841667,0.88685978200000004]
[null,{"$f":"IF(DataInput!B606=$B$8,IF($B$9=$B$10,TRUE,IF(DataInput!E606=$B$9,TRUE,FALSE)))","v":true},null,null,{"$f":"IF(B607=TRUE,DataInput!B606,NA())","v":"VIC"},{"$f":"IF($E607=DataInput!$B606,DataInput!C606,NA())","v":"ATSBP"},{"$f":"IF($E607=DataInput!$B606,DataInput!D606,NA())","v":"Altona-Brooklyn (Powercor) 66 kV"},{"$f":"IF($E607=DataInput!$B606,DataInput!E606,NA())","v":"Powercor"},{"$f":"IF($E607=DataInput!$B606,DataInput!F606,NA())","v":"Winter"},{"$f":"IF($E607=DataInput!$B606,DataInput!G606,NA())","v":"Coincident"},{"$f":"IF($E607=DataInput!$B606,DataInput!H606,NA())","v":2023},{"$f":"IF($E607=DataInput!$B606,DataInput!I606,NA())","v":"POE50"},{"$f":"IF($E607=DataInput!$B606,DataInput!J606,NA())","v":120.05816009999999},{"$f":"IF($E607=DataInput!$B606,DataInput!K606,NA())","v":0.87511535200000001},null,null,"VIC Altona-Brooklyn (Powercor) 66 kV",null,null,null,null,true,null,null,"VIC","ATSBP","Altona-Brooklyn (Powercor) 66 kV","Powercor","Winter","Coincident",2023,"POE50",120.05816009999999,0.87511535200000001]
[null,{"$f":"IF(DataInput!B607=$B$8,IF($B$9=$B$10,TRUE,IF(DataInput!E607=$B$9,TRUE,FALSE)))","v":true},null,null,{"$f":"IF(B608=TRUE,DataInput!B607,NA())","v":"VIC"},{"$f":"IF($E608=DataInput!$B607,DataInput!C607,NA())","v":"ATSBP"},{"$f":"IF($E608=DataInput!$B607,DataInput!D607,NA())","v":"Altona-Brooklyn (Powercor) 66 kV"},{"$f":"IF($E608=DataInput!$B607,DataInput!E607,NA())","v":"Powercor"},{"$f":"IF($E608=DataInput!$B607,DataInput!F607,NA())","v":"Winter"},{"$f":"IF($E608=DataInput!$B607,DataInput!G607,NA())","v":"Non-Coincident"},{"$f":"IF($E608=DataInput!$B607,DataInput!H607,NA())","v":2024},{"$f":"IF($E608=DataInput!$B607,DataInput!I607,NA())","v":"POE10"},{"$f":"IF($E608=DataInput!$B607,DataInput!J607,NA())","v":143.20997019999999},{"$f":"IF($E608=DataInput!$B607,DataInput!K607,NA())","v":0.88638703399999996},null,null,"VIC Altona-Brooklyn (Powercor) 66 kV",null,null,null,null,true,null,null,"VIC","ATSBP","Altona-Brooklyn (Powercor) 66 kV","Powercor","Winter","Non-Coincident",2024,"POE10",143.20997019999999,0.88638703399999996]
[null,{"$f":"IF(DataInput!B608=$B$8,IF($B$9=$B$10,TRUE,IF(DataInput!E608=$B$9,TRUE,FALSE)))","v":true},null,null,{"$f":"IF(B609=TRUE,DataInput!B608,NA())","v":"VIC"},{"$f":"IF($E609=DataInput!$B608,DataInput!C608,NA())","v":"ATSBP"},{"$f":"IF($E609=DataInput!$B608,DataInput!D608,NA())","v":"Altona-Brooklyn (Powercor) 66 kV"},{"$f":"IF($E609=DataInput!$B608,DataInput!E608,NA())","v":"Powercor"},{"$f":"IF($E609=DataInput!$B608,DataInput!F608,NA())","v":"Winter"},{"$f":"IF($E609=DataInput!$B608,DataInput!G608,NA())","v":"Non-Coincident"},{"$f":"IF($E609=DataInput!$B608,DataInput!H608,NA())","v":2024},{"$f":"IF($E609=DataInput!$B608,DataInput!I608,NA())","v":"POE50"},{"$f":"IF($E609=DataInput!$B608,DataInput!J608,NA())","v":138.59004719999999},{"$f":"IF($E609=DataInput!$B608,DataInput!K608,NA())","v":0.87467631099999998},null,null,"VIC Altona-Brooklyn (Powercor) 66 kV",null,null,null,null,true,null,null,"VIC","ATSBP","Altona-Brooklyn (Powercor) 66 kV","Powercor","Winter","Non-Coincident",2024,"POE50",138.59004719999999,0.87467631099999998]
[null,{"$f":"IF(DataInput!B609=$B$8,IF($B$9=$B$10,TRUE,IF(DataInput!E609=$B$9,TRUE,FALSE)))","v":true},null,null,{"$f":"IF(B610=TRUE,DataInput!B609,NA())","v":"VIC"},{"$f":"IF($E610=DataInput!$B609,DataInput!C609,NA())","v":"ATSBP"},{"$f":"IF($E610=DataInput!$B609,DataInput!D609,NA())","v":"Altona-Brooklyn (Powercor) 66 kV"},{"$f":"IF($E610=DataInput!$B609,DataInput!E609,NA())","v":"Powercor"},{"$f":"IF($E610=DataInput!$B609,DataInput!F609,NA())","v":"Winter"},{"$f":"IF($E610=DataInput!$B609,DataInput!G609,NA())","v":"Coincident"},{"$f":"IF($E610=DataInput!$B609,DataInput!H609,NA())","v":2024},{"$f":"IF($E610=DataInput!$B609,DataInput!I609,NA())","v":"POE10"},{"$f":"IF($E610=DataInput!$B609,DataInput!J609,NA())","v":126.9394607},{"$f":"IF($E610=DataInput!$B609,DataInput!K609,NA())","v":0.88638703399999996},null,null,"VIC Altona-Brooklyn (Powercor) 66 kV",null,null,null,null,true,null,null,"VIC","ATSBP","Altona-Brooklyn (Powercor) 66 kV","Powercor","Winter","Coincident",2024,"POE10",126.9394607,0.88638703399999996]
[null,{"$f":"IF(DataInput!B610=$B$8,IF($B$9=$B$10,TRUE,IF(DataInput!E610=$B$9,TRUE,FALSE)))","v":true},null,null,{"$f":"IF(B611=TRUE,DataInput!B610,NA())","v":"VIC"},{"$f":"IF($E611=DataInput!$B610,DataInput!C610,NA())","v":"ATSBP"},{"$f":"IF($E611=DataInput!$B610,DataInput!D610,NA())","v":"Altona-Brooklyn (Powercor) 66 kV"},{"$f":"IF($E611=DataInput!$B610,DataInput!E610,NA())","v":"Powercor"},{"$f":"IF($E611=DataInput!$B610,DataInput!F610,NA())","v":"Winter"},{"$f":"IF($E611=DataInput!$B610,DataInput!G610,NA())","v":"Coincident"},{"$f":"IF($E611=DataInput!$B610,DataInput!H610,NA())","v":2024},{"$f":"IF($E611=DataInput!$B610,DataInput!I610,NA())","v":"POE50"},{"$f":"IF($E611=DataInput!$B610,DataInput!J610,NA())","v":121.2214312},{"$f":"IF($E611=DataInput!$B610,DataInput!K610,NA())","v":0.87467631099999998},null,null,"VIC Altona-Brooklyn (Powercor) 66 kV",null,null,null,null,true,null,null,"VIC","ATSBP","Altona-Brooklyn (Powercor) 66 kV","Powercor","Winter","Coincident",2024,"POE50",121.2214312,0.87467631099999998]
[null,{"$f":"IF(DataInput!B611=$B$8,IF($B$9=$B$10,TRUE,IF(DataInput!E611=$B$9,TRUE,FALSE)))","v":true},null,null,{"$f":"IF(B612=TRUE,DataInput!B611,NA())","v":"VIC"},{"$f":"IF($E612=DataInput!$B611,DataInput!C611,NA())","v":"ATSW"},{"$f":"IF($E612=DataInput!$B611,DataInput!D611,NA())","v":"Altona West (Powercor) 66 kV"},{"$f":"IF($E612=DataInput!$B611,DataInput!E611,NA())","v":"Powercor"},{"$f":"IF($E612=DataInput!$B611,DataInput!F611,NA())","v":"Summer"},{"$f":"IF($E612=DataInput!$B611,DataInput!G611,NA())","v":"Coincident"},{"$f":"IF($E612=DataInput!$B611,DataInput!H611,NA())","v":2006},{"$f":"IF($E612=DataInput!$B611,DataInput!I611,NA())","v":"TempCorrActualPOE10"},{"$f":"IF($E612=DataInput!$B611,DataInput!J611,NA())","v":165.07950700000001},{"$f":"IF($E612=DataInput!$B611,DataInput!K611,NA())","v":"NA"},null,null,"VIC Altona West (Powercor) 66 kV",null,null,null,null,false,null,null,{"$error":"#N/A"},{"$error":"#N/A"},{"$error":"#N/A"},{"$error":"#N/A"},{"$error":"#N/A"},{"$error":"#N/A"},{"$error":"#N/A"},{"$error":"#N/A"},{"$error":"#N/A"},{"$error":"#N/A"}]
[null,{"$f":"IF(DataInput!B612=$B$8,IF($B$9=$B$10,TRUE,IF(DataInput!E612=$B$9,TRUE,FALSE)))","v":true},null,null,{"$f":"IF(B613=TRUE,DataInput!B612,NA())","v":"VIC"},{"$f":"IF($E613=DataInput!$B612,DataInput!C612,NA())","v":"ATSW"},{"$f":"IF($E613=DataInput!$B612,DataInput!D612,NA())","v":"Altona West (Powercor) 66 kV"},{"$f":"IF($E613=DataInput!$B612,DataInput!E612,NA())","v":"Powercor"},{"$f":"IF($E613=DataInput!$B612,DataInput!F612,NA())","v":"Summer"},{"$f":"IF($E613=DataInput!$B612,DataInput!G612,NA())","v":"Coincident"},{"$f":"IF($E613=DataInput!$B612,DataInput!H612,NA())","v":2006},{"$f":"IF($E613=DataInput!$B612,DataInput!I612,NA())","v":"TempCorrActualPOE50"},{"$f":"IF($E613=DataInput!$B612,DataInput!J612,NA())","v":150.27615850000001},{"$f":"IF($E613=DataInput!$B612,DataInput!K612,NA())","v":"NA"},null,null,"VIC Altona West (Powercor) 66 kV",null,null,null,null,false,null,null,{"$error":"#N/A"},{"$error":"#N/A"},{"$error":"#N/A"},{"$error":"#N/A"},{"$error":"#N/A"},{"$error":"#N/A"},{"$error":"#N/A"},{"$error":"#N/A"},{"$error":"#N/A"},{"$error":"#N/A"}]
[null,{"$f":"IF(DataInput!B613=$B$8,IF($B$9=$B$10,TRUE,IF(DataInput!E613=$B$9,TRUE,FALSE)))","v":true},null,null,{"$f":"IF(B614=TRUE,DataInput!B613,NA())","v":"VIC"},{"$f":"IF($E614=DataInput!$B613,DataInput!C613,NA())","v":"ATSW"},{"$f":"IF($E614=DataInput!$B613,DataInput!D613,NA())","v":"Altona West (Powercor) 66 kV"},{"$f":"IF($E614=DataInput!$B613,DataInput!E613,NA())","v":"Powercor"},{"$f":"IF($E614=DataInput!$B613,DataInput!F613,NA())","v":"Summer"},{"$f":"IF($E614=DataInput!$B613,DataInput!G613,NA())","v":"Non-Coincident"},{"$f":"IF($E614=DataInput!$B613,DataInput!H613,NA())","v":2006},{"$f":"IF($E614=DataInput!$B613,DataInput!I613,NA())","v":"TempCorrActualPOE10"},{"$f":"IF($E614=DataInput!$B613,DataInput!J613,NA())","v":170.06365510000001},{"$f":"IF($E614=DataInput!$B613,DataInput!K613,NA())","v":"NA"},null,null,"VIC Altona West (Powercor) 66 kV",null,null,null,null,false,null,null,{"$error":"#N/A"},{"$error":"#N/A"},{"$error":"#N/A"},{"$error":"#N/A"},{"$error":"#N/A"},{"$error":"#N/A"},{"$error":"#N/A"},{"$error":"#N/A"},{"$error":"#N/A"},{"$error":"#N/A"}]
[null,{"$f":"IF(DataInput!B614=$B$8,IF($B$9=$B$10,TRUE,IF(DataInput!E614=$B$9,TRUE,FALSE)))","v":true},null,null,{"$f":"IF(B615=TRUE,DataInput!B614,NA())","v":"VIC"},{"$f":"IF($E615=DataInput!$B614,DataInput!C614,NA())","v":"ATSW"},{"$f":"IF($E615=DataInput!$B614,DataInput!D614,NA())","v":"Altona West (Powercor) 66 kV"},{"$f":"IF($E615=DataInput!$B614,DataInput!E614,NA())","v":"Powercor"},{"$f":"IF($E615=DataInput!$B614,DataInput!F614,NA())","v":"Summer"},{"$f":"IF($E615=DataInput!$B614,DataInput!G614,NA())","v":"Non-Coincident"},{"$f":"IF($E615=DataInput!$B614,DataInput!H614,NA())","v":2006},{"$f":"IF($E615=DataInput!$B614,DataInput!I614,NA())","v":"TempCorrActualPOE50"},{"$f":"IF($E615=DataInput!$B614,DataInput!J614,NA())","v":154.81336519999999},{"$f":"IF($E615=DataInput!$B614,DataInput!K614,NA())","v":"NA"},null,null,"VIC Altona West (Powercor) 66 kV",null,null,null,null,false,null,null,{"$error":"#N/A"},{"$error":"#N/A"},{"$error":"#N/A"},{"$error":"#N/A"},{"$error":"#N/A"},{"$error":"#N/A"},{"$error":"#N/A"},{"$error":"#N/A"},{"$error":"#N/A"},{"$error":"#N/A"}]
[null,{"$f":"IF(DataInput!B615=$B$8,IF($B$9=$B$10,TRUE,IF(DataInput!E615=$B$9,TRUE,FALSE)))","v":true},null,null,{"$f":"IF(B616=TRUE,DataInput!B615,NA())","v":"VIC"},{"$f":"IF($E616=DataInput!$B615,DataInput!C615,NA())","v":"ATSW"},{"$f":"IF($E616=DataInput!$B615,DataInput!D615,NA())","v":"Altona West (Powercor) 66 kV"},{"$f":"IF($E616=DataInput!$B615,DataInput!E615,NA())","v":"Powercor"},{"$f":"IF($E616=DataInput!$B615,DataInput!F615,NA())","v":"Summer"},{"$f":"IF($E616=DataInput!$B615,DataInput!G615,NA())","v":"Coincident"},{"$f":"IF($E616=DataInput!$B615,DataInput!H615,NA())","v":2006},{"$f":"IF($E616=DataInput!$B615,DataInput!I615,NA())","v":"Actual"},{"$f":"IF($E616=DataInput!$B615,DataInput!J615,NA())","v":138.45657800000001},{"$f":"IF($E616=DataInput!$B615,DataInput!K615,NA())","v":"NA"},null,null,"VIC Altona West (Powercor) 66 kV",null,null,null,null,false,null,null,{"$error":"#N/A"},{"$error":"#N/A"},{"$error":"#N/A"},{"$error":"#N/A"},{"$error":"#N/A"},{"$error":"#N/A"},{"$error":"#N/A"},{"$error":"#N/A"},{"$error":"#N/A"},{"$error":"#N/A"}]
[null,{"$f":"IF(DataInput!B616=$B$8,IF($B$9=$B$10,TRUE,IF(DataInput!E616=$B$9,TRUE,FALSE)))","v":true},null,null,{"$f":"IF(B617=TRUE,DataInput!B616,NA())","v":"VIC"},{"$f":"IF($E617=DataInput!$B616,DataInput!C616,NA())","v":"ATSW"},{"$f":"IF($E617=DataInput!$B616,DataInput!D616,NA())","v":"Altona West (Powercor) 66 kV"},{"$f":"IF($E617=DataInput!$B616,DataInput!E616,NA())","v":"Powercor"},{"$f":"IF($E617=DataInput!$B616,DataInput!F616,NA())","v":"Summer"},{"$f":"IF($E617=DataInput!$B616,DataInput!G616,NA())","v":"Non-Coincident"},{"$f":"IF($E617=DataInput!$B616,DataInput!H616,NA())","v":2006},{"$f":"IF($E617=DataInput!$B616,DataInput!I616,NA())","v":"Actual"},{"$f":"IF($E617=DataInput!$B616,DataInput!J616,NA())","v":146.469492},{"$f":"IF($E617=DataInput!$B616,DataInput!K616,NA())","v":"NA"},null,null,"VIC Altona West (Powercor) 66 kV",null,null,null,null,false,null,null,{"$error":"#N/A"},{"$error":"#N/A"},{"$error":"#N/A"},{"$error":"#N/A"},{"$error":"#N/A"},{"$error":"#N/A"},{"$error":"#N/A"},{"$error":"#N/A"},{"$error":"#N/A"},{"$error":"#N/A"}]
[null,{"$f":"IF(DataInput!B617=$B$8,IF($B$9=$B$10,TRUE,IF(DataInput!E617=$B$9,TRUE,FALSE)))","v":true},null,null,{"$f":"IF(B618=TRUE,DataInput!B617,NA())","v":"VIC"},{"$f":"IF($E618=DataInput!$B617,DataInput!C617,NA())","v":"ATSW"},{"$f":"IF($E618=DataInput!$B617,DataInput!D617,NA())","v":"Altona West (Powercor) 66 kV"},{"$f":"IF($E618=DataInput!$B617,DataInput!E617,NA())","v":"Powercor"},{"$f":"IF($E618=DataInput!$B617,DataInput!F617,NA())","v":"Summer"},{"$f":"IF($E618=DataInput!$B617,DataInput!G617,NA())","v":"Coincident"},{"$f":"IF($E618=DataInput!$B617,DataInput!H617,NA())","v":2007},{"$f":"IF($E618=DataInput!$B617,DataInput!I617,NA())","v":"TempCorrActualPOE10"},{"$f":"IF($E618=DataInput!$B617,DataInput!J617,NA())","v":161.19673739999999},{"$f":"IF($E618=DataInput!$B617,DataInput!K617,NA())","v":"NA"},null,null,"VIC Altona West (Powercor) 66 kV",null,null,null,null,false,null,null,{"$error":"#N/A"},{"$error":"#N/A"},{"$error":"#N/A"},{"$error":"#N/A"},{"$error":"#N/A"},{"$error":"#N/A"},{"$error":"#N/A"},{"$error":"#N/A"},{"$error":"#N/A"},{"$error":"#N/A"}]
[null,{"$f":"IF(DataInput!B618=$B$8,IF($B$9=$B$10,TRUE,IF(DataInput!E618=$B$9,TRUE,FALSE)))","v":true},null,null,{"$f":"IF(B619=TRUE,DataInput!B618,NA())","v":"VIC"},{"$f":"IF($E619=DataInput!$B618,DataInput!C618,NA())","v":"ATSW"},{"$f":"IF($E619=DataInput!$B618,DataInput!D618,NA())","v":"Altona West (Powercor) 66 kV"},{"$f":"IF($E619=DataInput!$B618,DataInput!E618,NA())","v":"Powercor"},{"$f":"IF($E619=DataInput!$B618,DataInput!F618,NA())","v":"Summer"},{"$f":"IF($E619=DataInput!$B618,DataInput!G618,NA())","v":"Coincident"},{"$f":"IF($E619=DataInput!$B618,DataInput!H618,NA())","v":2007},{"$f":"IF($E619=DataInput!$B618,DataInput!I618,NA())","v":"TempCorrActualPOE50"},{"$f":"IF($E619=DataInput!$B618,DataInput!J618,NA())","v":145.85408419999999},{"$f":"IF($E619=DataInput!$B618,DataInput!K618,NA())","v":"NA"},null,null,"VIC Altona West (Powercor) 66 kV",null,null,null,null,false,null,null,{"$error":"#N/A"},{"$error":"#N/A"},{"$error":"#N/A"},{"$error":"#N/A"},{"$error":"#N/A"},{"$error":"#N/A"},{"$error":"#N/A"},{"$error":"#N/A"},{"$error":"#N/A"},{"$error":"#N/A"}]
[null,{"$f":"IF(DataInput!B619=$B$8,IF($B$9=$B$10,TRUE,IF(DataInput!E619=$B$9,TRUE,FALSE)))","v":true},null,null,{"$f":"IF(B620=TRUE,DataInput!B619,NA())","v":"VIC"},{"$f":"IF($E620=DataInput!$B619,DataInput!C619,NA())","v":"ATSW"},{"$f":"IF($E620=DataInput!$B619,DataInput!D619,NA())","v":"Altona West (Powercor) 66 kV"},{"$f":"IF($E620=DataInput!$B619,DataInput!E619,NA())","v":"Powercor"},{"$f":"IF($E620=DataInput!$B619,DataInput!F619,NA())","v":"Summer"},{"$f":"IF($E620=DataInput!$B619,DataInput!G619,NA())","v":"Non-Coincident"},{"$f":"IF($E620=DataInput!$B619,DataInput!H619,NA())","v":2007},{"$f":"IF($E620=DataInput!$B619,DataInput!I619,NA())","v":"TempCorrActualPOE10"},{"$f":"IF($E620=DataInput!$B619,DataInput!J619,NA())","v":166.06370459999999},{"$f":"IF($E620=DataInput!$B619,DataInput!K619,NA())","v":"NA"},null,null,"VIC Altona West (Powercor) 66 kV",null,null,null,null,false,null,null,{"$error":"#N/A"},{"$error":"#N/A"},{"$error":"#N/A"},{"$error":"#N/A"},{"$error":"#N/A"},{"$error":"#N/A"},{"$error":"#N/A"},{"$error":"#N/A"},{"$error":"#N/A"},{"$error":"#N/A"}]
[null,{"$f":"IF(DataInput!B620=$B$8,IF($B$9=$B$10,TRUE,IF(DataInput!E620=$B$9,TRUE,FALSE)))","v":true},null,null,{"$f":"IF(B621=TRUE,DataInput!B620,NA())","v":"VIC"},{"$f":"IF($E621=DataInput!$B620,DataInput!C620,NA())","v":"ATSW"},{"$f":"IF($E621=DataInput!$B620,DataInput!D620,NA())","v":"Altona West (Powercor) 66 kV"},{"$f":"IF($E621=DataInput!$B620,DataInput!E620,NA())","v":"Powercor"},{"$f":"IF($E621=DataInput!$B620,DataInput!F620,NA())","v":"Summer"},{"$f":"IF($E621=DataInput!$B620,DataInput!G620,NA())","v":"Non-Coincident"},{"$f":"IF($E621=DataInput!$B620,DataInput!H620,NA())","v":2007},{"$f":"IF($E621=DataInput!$B620,DataInput!I620,NA())","v":"TempCorrActualPOE50"},{"$f":"IF($E621=DataInput!$B620,DataInput!J620,NA())","v":150.2578273},{"$f":"IF($E621=DataInput!$B620,DataInput!K620,NA())","v":"NA"},null,null,"VIC Altona West (Powercor) 66 kV",null,null,null,null,false,null,null,{"$error":"#N/A"},{"$error":"#N/A"},{"$error":"#N/A"},{"$error":"#N/A"},{"$error":"#N/A"},{"$error":"#N/A"},{"$error":"#N/A"},{"$error":"#N/A"},{"$error":"#N/A"},{"$error":"#N/A"}]
[null,{"$f":"IF(DataInput!B621=$B$8,IF($B$9=$B$10,TRUE,IF(DataInput!E621=$B$9,TRUE,FALSE)))","v":true},null,null,{"$f":"IF(B622=TRUE,DataInput!B621,NA())","v":"VIC"},{"$f":"IF($E622=DataInput!$B621,DataInput!C621,NA())","v":"ATSW"},{"$f":"IF($E622=DataInput!$B621,DataInput!D621,NA())","v":"Altona West (Powercor) 66 kV"},{"$f":"IF($E622=DataInput!$B621,DataInput!E621,NA())","v":"Powercor"},{"$f":"IF($E622=DataInput!$B621,DataInput!F621,NA())","v":"Summer"},{"$f":"IF($E622=DataInput!$B621,DataInput!G621,NA())","v":"Coincident"},{"$f":"IF($E622=DataInput!$B621,DataInput!H621,NA())","v":2007},{"$f":"IF($E622=DataInput!$B621,DataInput!I621,NA())","v":"Actual"},{"$f":"IF($E622=DataInput!$B621,DataInput!J621,NA())","v":136.645162},{"$f":"IF($E622=DataInput!$B621,DataInput!K621,NA())","v":"NA"},null,null,"VIC Altona West (Powercor) 66 kV",null,null,null,null,false,null,null,{"$error":"#N/A"},{"$error":"#N/A"},{"$error":"#N/A"},{"$error":"#N/A"},{"$error":"#N/A"},{"$error":"#N/A"},{"$error":"#N/A"},{"$error":"#N/A"},{"$error":"#N/A"},{"$error":"#N/A"}]
[null,{"$f":"IF(DataInput!B622=$B$8,IF($B$9=$B$10,TRUE,IF(DataInput!E622=$B$9,TRUE,FALSE)))","v":true},null,null,{"$f":"IF(B623=TRUE,DataInput!B622,NA())","v":"VIC"},{"$f":"IF($E623=DataInput!$B622,DataInput!C622,NA())","v":"ATSW"},{"$f":"IF($E623=DataInput!$B622,DataInput!D622,NA())","v":"Altona West (Powercor) 66 kV"},{"$f":"IF($E623=DataInput!$B622,DataInput!E622,NA())","v":"Powercor"},{"$f":"IF($E623=DataInput!$B622,DataInput!F622,NA())","v":"Summer"},{"$f":"IF($E623=DataInput!$B622,DataInput!G622,NA())","v":"Non-Coincident"},{"$f":"IF($E623=DataInput!$B622,DataInput!H622,NA())","v":2007},{"$f":"IF($E623=DataInput!$B622,DataInput!I622,NA())","v":"Actual"},{"$f":"IF($E623=DataInput!$B622,DataInput!J622,NA())","v":149.38695200000001},{"$f":"IF($E623=DataInput!$B622,DataInput!K622,NA())","v":"NA"},null,null,"VIC Altona West (Powercor) 66 kV",null,null,null,null,false,null,null,{"$error":"#N/A"},{"$error":"#N/A"},{"$error":"#N/A"},{"$error":"#N/A"},{"$error":"#N/A"},{"$error":"#N/A"},{"$error":"#N/A"},{"$error":"#N/A"},{"$error":"#N/A"},{"$error":"#N/A"}]
[null,{"$f":"IF(DataInput!B623=$B$8,IF($B$9=$B$10,TRUE,IF(DataInput!E623=$B$9,TRUE,FALSE)))","v":true},null,null,{"$f":"IF(B624=TRUE,DataInput!B623,NA())","v":"VIC"},{"$f":"IF($E624=DataInput!$B623,DataInput!C623,NA())","v":"ATSW"},{"$f":"IF($E624=DataInput!$B623,DataInput!D623,NA())","v":"Altona West (Powercor) 66 kV"},{"$f":"IF($E624=DataInput!$B623,DataInput!E623,NA())","v":"Powercor"},{"$f":"IF($E624=DataInput!$B623,DataInput!F623,NA())","v":"Summer"},{"$f":"IF($E624=DataInput!$B623,DataInput!G623,NA())","v":"Coincident"},{"$f":"IF($E624=DataInput!$B623,DataInput!H623,NA())","v":2008},{"$f":"IF($E624=DataInput!$B623,DataInput!I623,NA())","v":"TempCorrActualPOE10"},{"$f":"IF($E624=DataInput!$B623,DataInput!J623,NA())","v":170.19735270000001},{"$f":"IF($E624=DataInput!$B623,DataInput!K623,NA())","v":"NA"},null,null,"VIC Altona West (Powercor) 66 kV",null,null,null,null,false,null,null,{"$error":"#N/A"},{"$error":"#N/A"},{"$error":"#N/A"},{"$error":"#N/A"},{"$error":"#N/A"},{"$error":"#N/A"},{"$error":"#N/A"},{"$error":"#N/A"},{"$error":"#N/A"},{"$error":"#N/A"}]
[null,{"$f":"IF(DataInput!B624=$B$8,IF($B$9=$B$10,TRUE,IF(DataInput!E624=$B$9,TRUE,FALSE)))","v":true},null,null,{"$f":"IF(B625=TRUE,DataInput!B624,NA())","v":"VIC"},{"$f":"IF($E625=DataInput!$B624,DataInput!C624,NA())","v":"ATSW"},{"$f":"IF($E625=DataInput!$B624,DataInput!D624,NA())","v":"Altona West (Powercor) 66 kV"},{"$f":"IF($E625=DataInput!$B624,DataInput!E624,NA())","v":"Powercor"},{"$f":"IF($E625=DataInput!$B624,DataInput!F624,NA())","v":"Summer"},{"$f":"IF($E625=DataInput!$B624,DataInput!G624,NA())","v":"Coincident"},{"$f":"IF($E625=DataInput!$B624,DataInput!H624,NA())","v":2008},{"$f":"IF($E625=DataInput!$B624,DataInput!I624,NA())","v":"TempCorrActualPOE50"},{"$f":"IF($E625=DataInput!$B624,DataInput!J624,NA())","v":155.22738770000001},{"$f":"IF($E625=DataInput!$B624,DataInput!K624,NA())","v":"NA"},null,null,"VIC Altona West (Powercor) 66 kV",null,null,null,null,false,null,null,{"$error":"#N/A"},{"$error":"#N/A"},{"$error":"#N/A"},{"$error":"#N/A"},{"$error":"#N/A"},{"$error":"#N/A"},{"$error":"#N/A"},{"$error":"#N/A"},{"$error":"#N/A"},{"$error":"#N/A"}]
[null,{"$f":"IF(DataInput!B625=$B$8,IF($B$9=$B$10,TRUE,IF(DataInput!E625=$B$9,TRUE,FALSE)))","v":true},null,null,{"$f":"IF(B626=TRUE,DataInput!B625,NA())","v":"VIC"},{"$f":"IF($E626=DataInput!$B625,DataInput!C625,NA())","v":"ATSW"},{"$f":"IF($E626=DataInput!$B625,DataInput!D625,NA())","v":"Altona West (Powercor) 66 kV"},{"$f":"IF($E626=DataInput!$B625,DataInput!E625,NA())","v":"Powercor"},{"$f":"IF($E626=DataInput!$B625,DataInput!F625,NA())","v":"Summer"},{"$f":"IF($E626=DataInput!$B625,DataInput!G625,NA())","v":"Non-Coincident"},{"$f":"IF($E626=DataInput!$B625,DataInput!H625,NA())","v":2008},{"$f":"IF($E626=DataInput!$B625,DataInput!I625,NA())","v":"TempCorrActualPOE10"},{"$f":"IF($E626=DataInput!$B625,DataInput!J625,NA())","v":175.33619229999999},{"$f":"IF($E626=DataInput!$B625,DataInput!K625,NA())","v":"NA"},null,null,"VIC Altona West (Powercor) 66 kV",null,null,null,null,false,null,null,{"$error":"#N/A"},{"$error":"#N/A"},{"$error":"#N/A"},{"$error":"#N/A"},{"$error":"#N/A"},{"$error":"#N/A"},{"$error":"#N/A"},{"$error":"#N/A"},{"$error":"#N/A"},{"$error":"#N/A"}]
[null,{"$f":"IF(DataInput!B626=$B$8,IF($B$9=$B$10,TRUE,IF(DataInput!E626=$B$9,TRUE,FALSE)))","v":true},null,null,{"$f":"IF(B627=TRUE,DataInput!B626,NA())","v":"VIC"},{"$f":"IF($E627=DataInput!$B626,DataInput!C626,NA())","v":"ATSW"},{"$f":"IF($E627=DataInput!$B626,DataInput!D626,NA())","v":"Altona West (Powercor) 66 kV"},{"$f":"IF($E627=DataInput!$B626,DataInput!E626,NA())","v":"Powercor"},{"$f":"IF($E627=DataInput!$B626,DataInput!F626,NA())","v":"Summer"},{"$f":"IF($E627=DataInput!$B626,DataInput!G626,NA())","v":"Non-Coincident"},{"$f":"IF($E627=DataInput!$B626,DataInput!H626,NA())","v":2008},{"$f":"IF($E627=DataInput!$B626,DataInput!I626,NA())","v":"TempCorrActualPOE50"},{"$f":"IF($E627=DataInput!$B626,DataInput!J626,NA())","v":159.9142555},{"$f":"IF($E627=DataInput!$B626,DataInput!K626,NA())","v":"NA"},null,null,"VIC Altona West (Powercor) 66 kV",null,null,null,null,false,null,null,{"$error":"#N/A"},{"$error":"#N/A"},{"$error":"#N/A"},{"$error":"#N/A"},{"$error":"#N/A"},{"$error":"#N/A"},{"$error":"#N/A"},{"$error":"#N/A"},{"$error":"#N/A"},{"$error":"#N/A"}]
[null,{"$f":"IF(DataInput!B627=$B$8,IF($B$9=$B$10,TRUE,IF(DataInput!E627=$B$9,TRUE,FALSE)))","v":true},null,null,{"$f":"IF(B628=TRUE,DataInput!B627,NA())","v":"VIC"},{"$f":"IF($E628=DataInput!$B627,DataInput!C627,NA())","v":"ATSW"},{"$f":"IF($E628=DataInput!$B627,DataInput!D627,NA())","v":"Altona West (Powercor) 66 kV"},{"$f":"IF($E628=DataInput!$B627,DataInput!E627,NA())","v":"Powercor"},{"$f":"IF($E628=DataInput!$B627,DataInput!F627,NA())","v":"Summer"},{"$f":"IF($E628=DataInput!$B627,DataInput!G627,NA())","v":"Coincident"},{"$f":"IF($E628=DataInput!$B627,DataInput!H627,NA())","v":2008},{"$f":"IF($E628=DataInput!$B627,DataInput!I627,NA())","v":"Actual"},{"$f":"IF($E628=DataInput!$B627,DataInput!J627,NA())","v":158.70770999999999},{"$f":"IF($E628=DataInput!$B627,DataInput!K627,NA())","v":"NA"},null,null,"VIC Altona West (Powercor) 66 kV",null,null,null,null,false,null,null,{"$error":"#N/A"},{"$error":"#N/A"},{"$error":"#N/A"},{"$error":"#N/A"},{"$error":"#N/A"},{"$error":"#N/A"},{"$error":"#N/A"},{"$error":"#N/A"},{"$error":"#N/A"},{"$error":"#N/A"}]
[null,{"$f":"IF(DataInput!B628=$B$8,IF($B$9=$B$10,TRUE,IF(DataInput!E628=$B$9,TRUE,FALSE)))","v":true},null,null,{"$f":"IF(B629=TRUE,DataInput!B628,NA())","v":"VIC"},{"$f":"IF($E629=DataInput!$B628,DataInput!C628,NA())","v":"ATSW"},{"$f":"IF($E629=DataInput!$B628,DataInput!D628,NA())","v":"Altona West (Powercor) 66 kV"},{"$f":"IF($E629=DataInput!$B628,DataInput!E628,NA())","v":"Powercor"},{"$f":"IF($E629=DataInput!$B628,DataInput!F628,NA())","v":"Summer"},{"$f":"IF($E629=DataInput!$B628,DataInput!G628,NA())","v":"Non-Coincident"},{"$f":"IF($E629=DataInput!$B628,DataInput!H628,NA())","v":2008},{"$f":"IF($E629=DataInput!$B628,DataInput!I628,NA())","v":"Actual"},{"$f":"IF($E629=DataInput!$B628,DataInput!J628,NA())","v":161.50827000000001},{"$f":"IF($E629=DataInput!$B628,DataInput!K628,NA())","v":"NA"},null,null,"VIC Altona West (Powercor) 66 kV",null,null,null,null,false,null,null,{"$error":"#N/A"},{"$error":"#N/A"},{"$error":"#N/A"},{"$error":"#N/A"},{"$error":"#N/A"},{"$error":"#N/A"},{"$error":"#N/A"},{"$error":"#N/A"},{"$error":"#N/A"},{"$error":"#N/A"}]
[null,{"$f":"IF(DataInput!B629=$B$8,IF($B$9=$B$10,TRUE,IF(DataInput!E629=$B$9,TRUE,FALSE)))","v":true},null,null,{"$f":"IF(B630=TRUE,DataInput!B629,NA())","v":"VIC"},{"$f":"IF($E630=DataInput!$B629,DataInput!C629,NA())","v":"ATSW"},{"$f":"IF($E630=DataInput!$B629,DataInput!D629,NA())","v":"Altona West (Powercor) 66 kV"},{"$f":"IF($E630=DataInput!$B629,DataInput!E629,NA())","v":"Powercor"},{"$f":"IF($E630=DataInput!$B629,DataInput!F629,NA())","v":"Summer"},{"$f":"IF($E630=DataInput!$B629,DataInput!G629,NA())","v":"Coincident"},{"$f":"IF($E630=DataInput!$B629,DataInput!H629,NA())","v":2009},{"$f":"IF($E630=DataInput!$B629,DataInput!I629,NA())","v":"TempCorrActualPOE10"},{"$f":"IF($E630=DataInput!$B629,DataInput!J629,NA())","v":174.78871459999999},{"$f":"IF($E630=DataInput!$B629,DataInput!K629,NA())","v":"NA"},null,null,"VIC Altona West (Powercor) 66 kV",null,null,null,null,false,null,null,{"$error":"#N/A"},{"$error":"#N/A"},{"$error":"#N/A"},{"$error":"#N/A"},{"$error":"#N/A"},{"$error":"#N/A"},{"$error":"#N/A"},{"$error":"#N/A"},{"$error":"#N/A"},{"$error":"#N/A"}]
[null,{"$f":"IF(DataInput!B630=$B$8,IF($B$9=$B$10,TRUE,IF(DataInput!E630=$B$9,TRUE,FALSE)))","v":true},null,null,{"$f":"IF(B631=TRUE,DataInput!B630,NA())","v":"VIC"},{"$f":"IF($E631=DataInput!$B630,DataInput!C630,NA())","v":"ATSW"},{"$f":"IF($E631=DataInput!$B630,DataInput!D630,NA())","v":"Altona West (Powercor) 66 kV"},{"$f":"IF($E631=DataInput!$B630,DataInput!E630,NA())","v":"Powercor"},{"$f":"IF($E631=DataInput!$B630,DataInput!F630,NA())","v":"Summer"},{"$f":"IF($E631=DataInput!$B630,DataInput!G630,NA())","v":"Coincident"},{"$f":"IF($E631=DataInput!$B630,DataInput!H630,NA())","v":2009},{"$f":"IF($E631=DataInput!$B630,DataInput!I630,NA())","v":"TempCorrActualPOE50"},{"$f":"IF($E631=DataInput!$B630,DataInput!J630,NA())","v":158.4735139},{"$f":"IF($E631=DataInput!$B630,DataInput!K630,NA())","v":"NA"},null,null,"VIC Altona West (Powercor) 66 kV",null,null,null,null,false,null,null,{"$error":"#N/A"},{"$f":"IF($V631=TRUE,F631,NA())","v":{"$error":"#N/A"}},{"$f":"IF($V631=TRUE,G631,NA())","v":{"$error":"#N/A"}},{"$f":"IF($V631=TRUE,H631,NA())","v":{"$error":"#N/A"}},{"$f":"IF($V631=TRUE,I631,NA())","v":{"$error":"#N/A"}},{"$f":"IF($V631=TRUE,J631,NA())","v":{"$error":"#N/A"}},{"$f":"IF($V631=TRUE,K631,NA())","v":{"$error":"#N/A"}},{"$f":"IF($V631=TRUE,L631,NA())","v":{"$error":"#N/A"}},{"$f":"IF($V631=TRUE,M631,NA())","v":{"$error":"#N/A"}},{"$f":"IF($V631=TRUE,N631,NA())","v":{"$error":"#N/A"}}]
[null,{"$f":"IF(DataInput!B631=$B$8,IF($B$9=$B$10,TRUE,IF(DataInput!E631=$B$9,TRUE,FALSE)))","v":true},null,null,{"$f":"IF(B632=TRUE,DataInput!B631,NA())","v":"VIC"},{"$f":"IF($E632=DataInput!$B631,DataInput!C631,NA())","v":"ATSW"},{"$f":"IF($E632=DataInput!$B631,DataInput!D631,NA())","v":"Altona West (Powercor) 66 kV"},{"$f":"IF($E632=DataInput!$B631,DataInput!E631,NA())","v":"Powercor"},{"$f":"IF($E632=DataInput!$B631,DataInput!F631,NA())","v":"Summer"},{"$f":"IF($E632=DataInput!$B631,DataInput!G631,NA())","v":"Non-Coincident"},{"$f":"IF($E632=DataInput!$B631,DataInput!H631,NA())","v":2009},{"$f":"IF($E632=DataInput!$B631,DataInput!I631,NA())","v":"TempCorrActualPOE10"},{"$f":"IF($E632=DataInput!$B631,DataInput!J631,NA())","v":180.066767},{"$f":"IF($E632=DataInput!$B631,DataInput!K631,NA())","v":"NA"},null,null,"VIC Altona West (Powercor) 66 kV",null,null,null,null,false,null,null,{"$error":"#N/A"},{"$error":"#N/A"},{"$error":"#N/A"},{"$error":"#N/A"},{"$error":"#N/A"},{"$error":"#N/A"},{"$error":"#N/A"},{"$error":"#N/A"},{"$error":"#N/A"},{"$error":"#N/A"}]
[null,{"$f":"IF(DataInput!B632=$B$8,IF($B$9=$B$10,TRUE,IF(DataInput!E632=$B$9,TRUE,FALSE)))","v":true},null,null,{"$f":"IF(B633=TRUE,DataInput!B632,NA())","v":"VIC"},{"$f":"IF($E633=DataInput!$B632,DataInput!C632,NA())","v":"ATSW"},{"$f":"IF($E633=DataInput!$B632,DataInput!D632,NA())","v":"Altona West (Powercor) 66 kV"},{"$f":"IF($E633=DataInput!$B632,DataInput!E632,NA())","v":"Powercor"},{"$f":"IF($E633=DataInput!$B632,DataInput!F632,NA())","v":"Summer"},{"$f":"IF($E633=DataInput!$B632,DataInput!G632,NA())","v":"Non-Coincident"},{"$f":"IF($E633=DataInput!$B632,DataInput!H632,NA())","v":2009},{"$f":"IF($E633=DataInput!$B632,DataInput!I632,NA())","v":"TempCorrActualPOE50"},{"$f":"IF($E633=DataInput!$B632,DataInput!J632,NA())","v":163.2589792},{"$f":"IF($E633=DataInput!$B632,DataInput!K632,NA())","v":"NA"},null,null,"VIC Altona West (Powercor) 66 kV",null,null,null,null,false,null,null,{"$error":"#N/A"},{"$error":"#N/A"},{"$error":"#N/A"},{"$error":"#N/A"},{"$error":"#N/A"},{"$error":"#N/A"},{"$error":"#N/A"},{"$error":"#N/A"},{"$error":"#N/A"},{"$error":"#N/A"}]
[null,{"$f":"IF(DataInput!B633=$B$8,IF($B$9=$B$10,TRUE,IF(DataInput!E633=$B$9,TRUE,FALSE)))","v":true},null,null,{"$f":"IF(B634=TRUE,DataInput!B633,NA())","v":"VIC"},{"$f":"IF($E634=DataInput!$B633,DataInput!C633,NA())","v":"ATSW"},{"$f":"IF($E634=DataInput!$B633,DataInput!D633,NA())","v":"Altona West (Powercor) 66 kV"},{"$f":"IF($E634=DataInput!$B633,DataInput!E633,NA())","v":"Powercor"},{"$f":"IF($E634=DataInput!$B633,DataInput!F633,NA())","v":"Summer"},{"$f":"IF($E634=DataInput!$B633,DataInput!G633,NA())","v":"Coincident"},{"$f":"IF($E634=DataInput!$B633,DataInput!H633,NA())","v":2009},{"$f":"IF($E634=DataInput!$B633,DataInput!I633,NA())","v":"Actual"},{"$f":"IF($E634=DataInput!$B633,DataInput!J633,NA())","v":176.69911200000001},{"$f":"IF($E634=DataInput!$B633,DataInput!K633,NA())","v":"NA"},null,null,"VIC Altona West (Powercor) 66 kV",null,null,null,null,false,null,null,{"$error":"#N/A"},{"$error":"#N/A"},{"$error":"#N/A"},{"$error":"#N/A"},{"$error":"#N/A"},{"$error":"#N/A"},{"$error":"#N/A"},{"$error":"#N/A"},{"$error":"#N/A"},{"$error":"#N/A"}]
[null,{"$f":"IF(DataInput!B634=$B$8,IF($B$9=$B$10,TRUE,IF(DataInput!E634=$B$9,TRUE,FALSE)))","v":true},null,null,{"$f":"IF(B635=TRUE,DataInput!B634,NA())","v":"VIC"},{"$f":"IF($E635=DataInput!$B634,DataInput!C634,NA())","v":"ATSW"},{"$f":"IF($E635=DataInput!$B634,DataInput!D634,NA())","v":"Altona West (Powercor) 66 kV"},{"$f":"IF($E635=DataInput!$B634,DataInput!E634,NA())","v":"Powercor"},{"$f":"IF($E635=DataInput!$B634,DataInput!F634,NA())","v":"Summer"},{"$f":"IF($E635=DataInput!$B634,DataInput!G634,NA())","v":"Non-Coincident"},{"$f":"IF($E635=DataInput!$B634,DataInput!H634,NA())","v":2009},{"$f":"IF($E635=DataInput!$B634,DataInput!I634,NA())","v":"Actual"},{"$f":"IF($E635=DataInput!$B634,DataInput!J634,NA())","v":180.39507399999999},{"$f":"IF($E635=DataInput!$B634,DataInput!K634,NA())","v":"NA"},null,null,"VIC Altona West (Powercor) 66 kV",null,null,null,null,false,null,null,{"$error":"#N/A"},{"$error":"#N/A"},{"$error":"#N/A"},{"$error":"#N/A"},{"$error":"#N/A"},{"$error":"#N/A"},{"$error":"#N/A"},{"$error":"#N/A"},{"$error":"#N/A"},{"$error":"#N/A"}]
[null,{"$f":"IF(DataInput!B635=$B$8,IF($B$9=$B$10,TRUE,IF(DataInput!E635=$B$9,TRUE,FALSE)))","v":true},null,null,{"$f":"IF(B636=TRUE,DataInput!B635,NA())","v":"VIC"},{"$f":"IF($E636=DataInput!$B635,DataInput!C635,NA())","v":"ATSW"},{"$f":"IF($E636=DataInput!$B635,DataInput!D635,NA())","v":"Altona West (Powercor) 66 kV"},{"$f":"IF($E636=DataInput!$B635,DataInput!E635,NA())","v":"Powercor"},{"$f":"IF($E636=DataInput!$B635,DataInput!F635,NA())","v":"Summer"},{"$f":"IF($E636=DataInput!$B635,DataInput!G635,NA())","v":"Coincident"},{"$f":"IF($E636=DataInput!$B635,DataInput!H635,NA())","v":2010},{"$f":"IF($E636=DataInput!$B635,DataInput!I635,NA())","v":"TempCorrActualPOE10"},{"$f":"IF($E636=DataInput!$B635,DataInput!J635,NA())","v":180.6597663},{"$f":"IF($E636=DataInput!$B635,DataInput!K635,NA())","v":"NA"},null,null,"VIC Altona West (Powercor) 66 kV",null,null,null,null,false,null,null,{"$error":"#N/A"},{"$error":"#N/A"},{"$error":"#N/A"},{"$error":"#N/A"},{"$error":"#N/A"},{"$error":"#N/A"},{"$error":"#N/A"},{"$error":"#N/A"},{"$error":"#N/A"},{"$error":"#N/A"}]
[null,{"$f":"IF(DataInput!B636=$B$8,IF($B$9=$B$10,TRUE,IF(DataInput!E636=$B$9,TRUE,FALSE)))","v":true},null,null,{"$f":"IF(B637=TRUE,DataInput!B636,NA())","v":"VIC"},{"$f":"IF($E637=DataInput!$B636,DataInput!C636,NA())","v":"ATSW"},{"$f":"IF($E637=DataInput!$B636,DataInput!D636,NA())","v":"Altona West (Powercor) 66 kV"},{"$f":"IF($E637=DataInput!$B636,DataInput!E636,NA())","v":"Powercor"},{"$f":"IF($E637=DataInput!$B636,DataInput!F636,NA())","v":"Summer"},{"$f":"IF($E637=DataInput!$B636,DataInput!G636,NA())","v":"Coincident"},{"$f":"IF($E637=DataInput!$B636,DataInput!H636,NA())","v":2010},{"$f":"IF($E637=DataInput!$B636,DataInput!I636,NA())","v":"TempCorrActualPOE50"},{"$f":"IF($E637=DataInput!$B636,DataInput!J636,NA())","v":164.3810197},{"$f":"IF($E637=DataInput!$B636,DataInput!K636,NA())","v":"NA"},null,null,"VIC Altona West (Powercor) 66 kV",null,null,null,null,false,null,null,{"$error":"#N/A"},{"$error":"#N/A"},{"$error":"#N/A"},{"$error":"#N/A"},{"$error":"#N/A"},{"$error":"#N/A"},{"$error":"#N/A"},{"$error":"#N/A"},{"$error":"#N/A"},{"$error":"#N/A"}]
[null,{"$f":"IF(DataInput!B637=$B$8,IF($B$9=$B$10,TRUE,IF(DataInput!E637=$B$9,TRUE,FALSE)))","v":true},null,null,{"$f":"IF(B638=TRUE,DataInput!B637,NA())","v":"VIC"},{"$f":"IF($E638=DataInput!$B637,DataInput!C637,NA())","v":"ATSW"},{"$f":"IF($E638=DataInput!$B637,DataInput!D637,NA())","v":"Altona West (Powercor) 66 kV"},{"$f":"IF($E638=DataInput!$B637,DataInput!E637,NA())","v":"Powercor"},{"$f":"IF($E638=DataInput!$B637,DataInput!F637,NA())","v":"Summer"},{"$f":"IF($E638=DataInput!$B637,DataInput!G637,NA())","v":"Non-Coincident"},{"$f":"IF($E638=DataInput!$B637,DataInput!H637,NA())","v":2010},{"$f":"IF($E638=DataInput!$B637,DataInput!I637,NA())","v":"TempCorrActualPOE10"},{"$f":"IF($E638=DataInput!$B637,DataInput!J637,NA())","v":186.1187482},{"$f":"IF($E638=DataInput!$B637,DataInput!K637,NA())","v":"NA"},null,null,"VIC Altona West (Powercor) 66 kV",null,null,null,null,false,null,null,{"$error":"#N/A"},{"$error":"#N/A"},{"$error":"#N/A"},{"$error":"#N/A"},{"$error":"#N/A"},{"$error":"#N/A"},{"$error":"#N/A"},{"$error":"#N/A"},{"$error":"#N/A"},{"$error":"#N/A"}]
[null,{"$f":"IF(DataInput!B638=$B$8,IF($B$9=$B$10,TRUE,IF(DataInput!E638=$B$9,TRUE,FALSE)))","v":true},null,null,{"$f":"IF(B639=TRUE,DataInput!B638,NA())","v":"VIC"},{"$f":"IF($E639=DataInput!$B638,DataInput!C638,NA())","v":"ATSW"},{"$f":"IF($E639=DataInput!$B638,DataInput!D638,NA())","v":"Altona West (Powercor) 66 kV"},{"$f":"IF($E639=DataInput!$B638,DataInput!E638,NA())","v":"Powercor"},{"$f":"IF($E639=DataInput!$B638,DataInput!F638,NA())","v":"Summer"},{"$f":"IF($E639=DataInput!$B638,DataInput!G638,NA())","v":"Non-Coincident"},{"$f":"IF($E639=DataInput!$B638,DataInput!H638,NA())","v":2010},{"$f":"IF($E639=DataInput!$B638,DataInput!I638,NA())","v":"TempCorrActualPOE50"},{"$f":"IF($E639=DataInput!$B638,DataInput!J638,NA())","v":169.34851509999999},{"$f":"IF($E639=DataInput!$B638,DataInput!K638,NA())","v":"NA"},null,null,"VIC Altona West (Powercor) 66 kV",null,null,null,null,false,null,null,{"$error":"#N/A"},{"$error":"#N/A"},{"$error":"#N/A"},{"$error":"#N/A"},{"$error":"#N/A"},{"$error":"#N/A"},{"$error":"#N/A"},{"$error":"#N/A"},{"$error":"#N/A"},{"$error":"#N/A"}]
[null,{"$f":"IF(DataInput!B639=$B$8,IF($B$9=$B$10,TRUE,IF(DataInput!E639=$B$9,TRUE,FALSE)))","v":true},null,null,{"$f":"IF(B640=TRUE,DataInput!B639,NA())","v":"VIC"},{"$f":"IF($E640=DataInput!$B639,DataInput!C639,NA())","v":"ATSW"},{"$f":"IF($E640=DataInput!$B639,DataInput!D639,NA())","v":"Altona West (Powercor) 66 kV"},{"$f":"IF($E640=DataInput!$B639,DataInput!E639,NA())","v":"Powercor"},{"$f":"IF($E640=DataInput!$B639,DataInput!F639,NA())","v":"Summer"},{"$f":"IF($E640=DataInput!$B639,DataInput!G639,NA())","v":"Coincident"},{"$f":"IF($E640=DataInput!$B639,DataInput!H639,NA())","v":2010},{"$f":"IF($E640=DataInput!$B639,DataInput!I639,NA())","v":"Actual"},{"$f":"IF($E640=DataInput!$B639,DataInput!J639,NA())","v":181.591172},{"$f":"IF($E640=DataInput!$B639,DataInput!K639,NA())","v":"NA"},null,null,"VIC Altona West (Powercor) 66 kV",null,null,null,null,false,null,null,{"$error":"#N/A"},{"$error":"#N/A"},{"$error":"#N/A"},{"$error":"#N/A"},{"$error":"#N/A"},{"$error":"#N/A"},{"$error":"#N/A"},{"$error":"#N/A"},{"$error":"#N/A"},{"$error":"#N/A"}]
[null,{"$f":"IF(DataInput!B640=$B$8,IF($B$9=$B$10,TRUE,IF(DataInput!E640=$B$9,TRUE,FALSE)))","v":true},null,null,{"$f":"IF(B641=TRUE,DataInput!B640,NA())","v":"VIC"},{"$f":"IF($E641=DataInput!$B640,DataInput!C640,NA())","v":"ATSW"},{"$f":"IF($E641=DataInput!$B640,DataInput!D640,NA())","v":"Altona West (Powercor) 66 kV"},{"$f":"IF($E641=DataInput!$B640,DataInput!E640,NA())","v":"Powercor"},{"$f":"IF($E641=DataInput!$B640,DataInput!F640,NA())","v":"Summer"},{"$f":"IF($E641=DataInput!$B640,DataInput!G640,NA())","v":"Non-Coincident"},{"$f":"IF($E641=DataInput!$B640,DataInput!H640,NA())","v":2010},{"$f":"IF($E641=DataInput!$B640,DataInput!I640,NA())","v":"Actual"},{"$f":"IF($E641=DataInput!$B640,DataInput!J640,NA())","v":181.591172},{"$f":"IF($E641=DataInput!$B640,DataInput!K640,NA())","v":"NA"},null,null,"VIC Altona West (Powercor) 66 kV",null,null,null,null,false,null,null,{"$error":"#N/A"},{"$error":"#N/A"},{"$error":"#N/A"},{"$error":"#N/A"},{"$error":"#N/A"},{"$error":"#N/A"},{"$error":"#N/A"},{"$error":"#N/A"},{"$error":"#N/A"},{"$error":"#N/A"}]
[null,{"$f":"IF(DataInput!B641=$B$8,IF($B$9=$B$10,TRUE,IF(DataInput!E641=$B$9,TRUE,FALSE)))","v":true},null,null,{"$f":"IF(B642=TRUE,DataInput!B641,NA())","v":"VIC"},{"$f":"IF($E642=DataInput!$B641,DataInput!C641,NA())","v":"ATSW"},{"$f":"IF($E642=DataInput!$B641,DataInput!D641,NA())","v":"Altona West (Powercor) 66 kV"},{"$f":"IF($E642=DataInput!$B641,DataInput!E641,NA())","v":"Powercor"},{"$f":"IF($E642=DataInput!$B641,DataInput!F641,NA())","v":"Summer"},{"$f":"IF($E642=DataInput!$B641,DataInput!G641,NA())","v":"Coincident"},{"$f":"IF($E642=DataInput!$B641,DataInput!H641,NA())","v":2011},{"$f":"IF($E642=DataInput!$B641,DataInput!I641,NA())","v":"TempCorrActualPOE10"},{"$f":"IF($E642=DataInput!$B641,DataInput!J641,NA())","v":191.34630490000001},{"$f":"IF($E642=DataInput!$B641,DataInput!K641,NA())","v":"NA"},null,null,"VIC Altona West (Powercor) 66 kV",null,null,null,null,false,null,null,{"$error":"#N/A"},{"$error":"#N/A"},{"$error":"#N/A"},{"$error":"#N/A"},{"$error":"#N/A"},{"$error":"#N/A"},{"$error":"#N/A"},{"$error":"#N/A"},{"$error":"#N/A"},{"$error":"#N/A"}]
[null,{"$f":"IF(DataInput!B642=$B$8,IF($B$9=$B$10,TRUE,IF(DataInput!E642=$B$9,TRUE,FALSE)))","v":true},null,null,{"$f":"IF(B643=TRUE,DataInput!B642,NA())","v":"VIC"},{"$f":"IF($E643=DataInput!$B642,DataInput!C642,NA())","v":"ATSW"},{"$f":"IF($E643=DataInput!$B642,DataInput!D642,NA())","v":"Altona West (Powercor) 66 kV"},{"$f":"IF($E643=DataInput!$B642,DataInput!E642,NA())","v":"Powercor"},{"$f":"IF($E643=DataInput!$B642,DataInput!F642,NA())","v":"Summer"},{"$f":"IF($E643=DataInput!$B642,DataInput!G642,NA())","v":"Coincident"},{"$f":"IF($E643=DataInput!$B642,DataInput!H642,NA())","v":2011},{"$f":"IF($E643=DataInput!$B642,DataInput!I642,NA())","v":"TempCorrActualPOE50"},{"$f":"IF($E643=DataInput!$B642,DataInput!J642,NA())","v":172.7315955},{"$f":"IF($E643=DataInput!$B642,DataInput!K642,NA())","v":"NA"},null,null,"VIC Altona West (Powercor) 66 kV",null,null,null,null,false,null,null,{"$error":"#N/A"},{"$error":"#N/A"},{"$error":"#N/A"},{"$error":"#N/A"},{"$error":"#N/A"},{"$error":"#N/A"},{"$error":"#N/A"},{"$error":"#N/A"},{"$error":"#N/A"},{"$error":"#N/A"}]
[null,{"$f":"IF(DataInput!B643=$B$8,IF($B$9=$B$10,TRUE,IF(DataInput!E643=$B$9,TRUE,FALSE)))","v":true},null,null,{"$f":"IF(B644=TRUE,DataInput!B643,NA())","v":"VIC"},{"$f":"IF($E644=DataInput!$B643,DataInput!C643,NA())","v":"ATSW"},{"$f":"IF($E644=DataInput!$B643,DataInput!D643,NA())","v":"Altona West (Powercor) 66 kV"},{"$f":"IF($E644=DataInput!$B643,DataInput!E643,NA())","v":"Powercor"},{"$f":"IF($E644=DataInput!$B643,DataInput!F643,NA())","v":"Summer"},{"$f":"IF($E644=DataInput!$B643,DataInput!G643,NA())","v":"Non-Coincident"},{"$f":"IF($E644=DataInput!$B643,DataInput!H643,NA())","v":2011},{"$f":"IF($E644=DataInput!$B643,DataInput!I643,NA())","v":"TempCorrActualPOE10"},{"$f":"IF($E644=DataInput!$B643,DataInput!J643,NA())","v":197.150465},{"$f":"IF($E644=DataInput!$B643,DataInput!K643,NA())","v":"NA"},null,null,"VIC Altona West (Powercor) 66 kV",null,null,null,null,false,null,null,{"$error":"#N/A"},{"$error":"#N/A"},{"$error":"#N/A"},{"$error":"#N/A"},{"$error":"#N/A"},{"$error":"#N/A"},{"$error":"#N/A"},{"$error":"#N/A"},{"$error":"#N/A"},{"$error":"#N/A"}]
[null,{"$f":"IF(DataInput!B644=$B$8,IF($B$9=$B$10,TRUE,IF(DataInput!E644=$B$9,TRUE,FALSE)))","v":true},null,null,{"$f":"IF(B645=TRUE,DataInput!B644,NA())","v":"VIC"},{"$f":"IF($E645=DataInput!$B644,DataInput!C644,NA())","v":"ATSW"},{"$f":"IF($E645=DataInput!$B644,DataInput!D644,NA())","v":"Altona West (Powercor) 66 kV"},{"$f":"IF($E645=DataInput!$B644,DataInput!E644,NA())","v":"Powercor"},{"$f":"IF($E645=DataInput!$B644,DataInput!F644,NA())","v":"Summer"},{"$f":"IF($E645=DataInput!$B644,DataInput!G644,NA())","v":"Non-Coincident"},{"$f":"IF($E645=DataInput!$B644,DataInput!H644,NA())","v":2011},{"$f":"IF($E645=DataInput!$B644,DataInput!I644,NA())","v":"TempCorrActualPOE50"},{"$f":"IF($E645=DataInput!$B644,DataInput!J644,NA())","v":177.97374199999999},{"$f":"IF($E645=DataInput!$B644,DataInput!K644,NA())","v":"NA"},null,null,"VIC Altona West (Powercor) 66 kV",null,null,null,null,false,null,null,{"$error":"#N/A"},{"$error":"#N/A"},{"$error":"#N/A"},{"$error":"#N/A"},{"$error":"#N/A"},{"$error":"#N/A"},{"$error":"#N/A"},{"$error":"#N/A"},{"$error":"#N/A"},{"$error":"#N/A"}]
[null,{"$f":"IF(DataInput!B645=$B$8,IF($B$9=$B$10,TRUE,IF(DataInput!E645=$B$9,TRUE,FALSE)))","v":true},null,null,{"$f":"IF(B646=TRUE,DataInput!B645,NA())","v":"VIC"},{"$f":"IF($E646=DataInput!$B645,DataInput!C645,NA())","v":"ATSW"},{"$f":"IF($E646=DataInput!$B645,DataInput!D645,NA())","v":"Altona West (Powercor) 66 kV"},{"$f":"IF($E646=DataInput!$B645,DataInput!E645,NA())","v":"Powercor"},{"$f":"IF($E646=DataInput!$B645,DataInput!F645,NA())","v":"Summer"},{"$f":"IF($E646=DataInput!$B645,DataInput!G645,NA())","v":"Coincident"},{"$f":"IF($E646=DataInput!$B645,DataInput!H645,NA())","v":2011},{"$f":"IF($E646=DataInput!$B645,DataInput!I645,NA())","v":"Actual"},{"$f":"IF($E646=DataInput!$B645,DataInput!J645,NA())","v":174.09213199999999},{"$f":"IF($E646=DataInput!$B645,DataInput!K645,NA())","v":"NA"},null,null,"VIC Altona West (Powercor) 66 kV",null,null,null,null,false,null,null,{"$error":"#N/A"},{"$error":"#N/A"},{"$error":"#N/A"},{"$error":"#N/A"},{"$error":"#N/A"},{"$error":"#N/A"},{"$error":"#N/A"},{"$error":"#N/A"},{"$error":"#N/A"},{"$error":"#N/A"}]
[null,{"$f":"IF(DataInput!B646=$B$8,IF($B$9=$B$10,TRUE,IF(DataInput!E646=$B$9,TRUE,FALSE)))","v":true},null,null,{"$f":"IF(B647=TRUE,DataInput!B646,NA())","v":"VIC"},{"$f":"IF($E647=DataInput!$B646,DataInput!C646,NA())","v":"ATSW"},{"$f":"IF($E647=DataInput!$B646,DataInput!D646,NA())","v":"Altona West (Powercor) 66 kV"},{"$f":"IF($E647=DataInput!$B646,DataInput!E646,NA())","v":"Powercor"},{"$f":"IF($E647=DataInput!$B646,DataInput!F646,NA())","v":"Summer"},{"$f":"IF($E647=DataInput!$B646,DataInput!G646,NA())","v":"Non-Coincident"},{"$f":"IF($E647=DataInput!$B646,DataInput!H646,NA())","v":2011},{"$f":"IF($E647=DataInput!$B646,DataInput!I646,NA())","v":"Actual"},{"$f":"IF($E647=DataInput!$B646,DataInput!J646,NA())","v":174.234734},{"$f":"IF($E647=DataInput!$B646,DataInput!K646,NA())","v":"NA"},null,null,"VIC Altona West (Powercor) 66 kV",null,null,null,null,false,null,null,{"$error":"#N/A"},{"$error":"#N/A"},{"$error":"#N/A"},{"$error":"#N/A"},{"$error":"#N/A"},{"$error":"#N/A"},{"$error":"#N/A"},{"$error":"#N/A"},{"$error":"#N/A"},{"$error":"#N/A"}]
[null,{"$f":"IF(DataInput!B647=$B$8,IF($B$9=$B$10,TRUE,IF(DataInput!E647=$B$9,TRUE,FALSE)))","v":true},null,null,{"$f":"IF(B648=TRUE,DataInput!B647,NA())","v":"VIC"},{"$f":"IF($E648=DataInput!$B647,DataInput!C647,NA())","v":"ATSW"},{"$f":"IF($E648=DataInput!$B647,DataInput!D647,NA())","v":"Altona West (Powercor) 66 kV"},{"$f":"IF($E648=DataInput!$B647,DataInput!E647,NA())","v":"Powercor"},{"$f":"IF($E648=DataInput!$B647,DataInput!F647,NA())","v":"Summer"},{"$f":"IF($E648=DataInput!$B647,DataInput!G647,NA())","v":"Coincident"},{"$f":"IF($E648=DataInput!$B647,DataInput!H647,NA())","v":2012},{"$f":"IF($E648=DataInput!$B647,DataInput!I647,NA())","v":"TempCorrActualPOE10"},{"$f":"IF($E648=DataInput!$B647,DataInput!J647,NA())","v":206.7793408},{"$f":"IF($E648=DataInput!$B647,DataInput!K647,NA())","v":"NA"},null,null,"VIC Altona West (Powercor) 66 kV",null,null,null,null,false,null,null,{"$error":"#N/A"},{"$error":"#N/A"},{"$error":"#N/A"},{"$error":"#N/A"},{"$error":"#N/A"},{"$error":"#N/A"},{"$error":"#N/A"},{"$error":"#N/A"},{"$error":"#N/A"},{"$error":"#N/A"}]
[null,{"$f":"IF(DataInput!B648=$B$8,IF($B$9=$B$10,TRUE,IF(DataInput!E648=$B$9,TRUE,FALSE)))","v":true},null,null,{"$f":"IF(B649=TRUE,DataInput!B648,NA())","v":"VIC"},{"$f":"IF($E649=DataInput!$B648,DataInput!C648,NA())","v":"ATSW"},{"$f":"IF($E649=DataInput!$B648,DataInput!D648,NA())","v":"Altona West (Powercor) 66 kV"},{"$f":"IF($E649=DataInput!$B648,DataInput!E648,NA())","v":"Powercor"},{"$f":"IF($E649=DataInput!$B648,DataInput!F648,NA())","v":"Summer"},{"$f":"IF($E649=DataInput!$B648,DataInput!G648,NA())","v":"Coincident"},{"$f":"IF($E649=DataInput!$B648,DataInput!H648,NA())","v":2012},{"$f":"IF($E649=DataInput!$B648,DataInput!I648,NA())","v":"TempCorrActualPOE50"},{"$f":"IF($E649=DataInput!$B648,DataInput!J648,NA())","v":185.3446457},{"$f":"IF($E649=DataInput!$B648,DataInput!K648,NA())","v":"NA"},null,null,"VIC Altona West (Powercor) 66 kV",null,null,null,null,false,null,null,{"$error":"#N/A"},{"$error":"#N/A"},{"$error":"#N/A"},{"$error":"#N/A"},{"$error":"#N/A"},{"$error":"#N/A"},{"$error":"#N/A"},{"$error":"#N/A"},{"$error":"#N/A"},{"$error":"#N/A"}]
[null,{"$f":"IF(DataInput!B649=$B$8,IF($B$9=$B$10,TRUE,IF(DataInput!E649=$B$9,TRUE,FALSE)))","v":true},null,null,{"$f":"IF(B650=TRUE,DataInput!B649,NA())","v":"VIC"},{"$f":"IF($E650=DataInput!$B649,DataInput!C649,NA())","v":"ATSW"},{"$f":"IF($E650=DataInput!$B649,DataInput!D649,NA())","v":"Altona West (Powercor) 66 kV"},{"$f":"IF($E650=DataInput!$B649,DataInput!E649,NA())","v":"Powercor"},{"$f":"IF($E650=DataInput!$B649,DataInput!F649,NA())","v":"Summer"},{"$f":"IF($E650=DataInput!$B649,DataInput!G649,NA())","v":"Non-Coincident"},{"$f":"IF($E650=DataInput!$B649,DataInput!H649,NA())","v":2012},{"$f":"IF($E650=DataInput!$B649,DataInput!I649,NA())","v":"TempCorrActualPOE10"},{"$f":"IF($E650=DataInput!$B649,DataInput!J649,NA())","v":213.0984804},{"$f":"IF($E650=DataInput!$B649,DataInput!K649,NA())","v":"NA"},null,null,"VIC Altona West (Powercor) 66 kV",null,null,null,null,false,null,null,{"$error":"#N/A"},{"$error":"#N/A"},{"$error":"#N/A"},{"$error":"#N/A"},{"$error":"#N/A"},{"$error":"#N/A"},{"$error":"#N/A"},{"$error":"#N/A"},{"$error":"#N/A"},{"$error":"#N/A"}]
[null,{"$f":"IF(DataInput!B650=$B$8,IF($B$9=$B$10,TRUE,IF(DataInput!E650=$B$9,TRUE,FALSE)))","v":true},null,null,{"$f":"IF(B651=TRUE,DataInput!B650,NA())","v":"VIC"},{"$f":"IF($E651=DataInput!$B650,DataInput!C650,NA())","v":"ATSW"},{"$f":"IF($E651=DataInput!$B650,DataInput!D650,NA())","v":"Altona West (Powercor) 66 kV"},{"$f":"IF($E651=DataInput!$B650,DataInput!E650,NA())","v":"Powercor"},{"$f":"IF($E651=DataInput!$B650,DataInput!F650,NA())","v":"Summer"},{"$f":"IF($E651=DataInput!$B650,DataInput!G650,NA())","v":"Non-Coincident"},{"$f":"IF($E651=DataInput!$B650,DataInput!H650,NA())","v":2012},{"$f":"IF($E651=DataInput!$B650,DataInput!I650,NA())","v":"TempCorrActualPOE50"},{"$f":"IF($E651=DataInput!$B650,DataInput!J650,NA())","v":191.0166309},{"$f":"IF($E651=DataInput!$B650,DataInput!K650,NA())","v":"NA"},null,null,"VIC Altona West (Powercor) 66 kV",null,null,null,null,false,null,null,{"$error":"#N/A"},{"$error":"#N/A"},{"$error":"#N/A"},{"$error":"#N/A"},{"$error":"#N/A"},{"$error":"#N/A"},{"$error":"#N/A"},{"$error":"#N/A"},{"$error":"#N/A"},{"$error":"#N/A"}]
[null,{"$f":"IF(DataInput!B651=$B$8,IF($B$9=$B$10,TRUE,IF(DataInput!E651=$B$9,TRUE,FALSE)))","v":true},null,null,{"$f":"IF(B652=TRUE,DataInput!B651,NA())","v":"VIC"},{"$f":"IF($E652=DataInput!$B651,DataInput!C651,NA())","v":"ATSW"},{"$f":"IF($E652=DataInput!$B651,DataInput!D651,NA())","v":"Altona West (Powercor) 66 kV"},{"$f":"IF($E652=DataInput!$B651,DataInput!E651,NA())","v":"Powercor"},{"$f":"IF($E652=DataInput!$B651,DataInput!F651,NA())","v":"Summer"},{"$f":"IF($E652=DataInput!$B651,DataInput!G651,NA())","v":"Coincident"},{"$f":"IF($E652=DataInput!$B651,DataInput!H651,NA())","v":2012},{"$f":"IF($E652=DataInput!$B651,DataInput!I651,NA())","v":"Actual"},{"$f":"IF($E652=DataInput!$B651,DataInput!J651,NA())","v":167.49457200000001},{"$f":"IF($E652=DataInput!$B651,DataInput!K651,NA())","v":"NA"},null,null,{"$f":"IF(OR(ISERROR(E652),ISERROR(G652)),\"  \",E652&\" \"&G652)","v":"VIC Altona West (Powercor) 66 kV"},null,null,null,null,{"$f":"IF(ISERROR(G652),FALSE,IF($V$9=G652,TRUE,FALSE))","v":false},null,null,{"$f":"IF($V652=TRUE,E652,NA())","v":{"$error":"#N/A"}},{"$error":"#N/A"},{"$error":"#N/A"},{"$error":"#N/A"},{"$error":"#N/A"},{"$error":"#N/A"},{"$error":"#N/A"},{"$error":"#N/A"},{"$error":"#N/A"},{"$error":"#N/A"}]
[null,{"$f":"IF(DataInput!B652=$B$8,IF($B$9=$B$10,TRUE,IF(DataInput!E652=$B$9,TRUE,FALSE)))","v":true},null,null,{"$f":"IF(B653=TRUE,DataInput!B652,NA())","v":"VIC"},{"$f":"IF($E653=DataInput!$B652,DataInput!C652,NA())","v":"ATSW"},{"$f":"IF($E653=DataInput!$B652,DataInput!D652,NA())","v":"Altona West (Powercor) 66 kV"},{"$f":"IF($E653=DataInput!$B652,DataInput!E652,NA())","v":"Powercor"},{"$f":"IF($E653=DataInput!$B652,DataInput!F652,NA())","v":"Summer"},{"$f":"IF($E653=DataInput!$B652,DataInput!G652,NA())","v":"Non-Coincident"},{"$f":"IF($E653=DataInput!$B652,DataInput!H652,NA())","v":2012},{"$f":"IF($E653=DataInput!$B652,DataInput!I652,NA())","v":"Actual"},{"$f":"IF($E653=DataInput!$B652,DataInput!J652,NA())","v":175.25246799999999},{"$f":"IF($E653=DataInput!$B652,DataInput!K652,NA())","v":"NA"},null,null,"VIC Altona West (Powercor) 66 kV",null,null,null,null,false,null,null,{"$error":"#N/A"},{"$error":"#N/A"},{"$error":"#N/A"},{"$error":"#N/A"},{"$error":"#N/A"},{"$error":"#N/A"},{"$error":"#N/A"},{"$error":"#N/A"},{"$error":"#N/A"},{"$error":"#N/A"}]
[null,{"$f":"IF(DataInput!B653=$B$8,IF($B$9=$B$10,TRUE,IF(DataInput!E653=$B$9,TRUE,FALSE)))","v":true},null,null,{"$f":"IF(B654=TRUE,DataInput!B653,NA())","v":"VIC"},{"$f":"IF($E654=DataInput!$B653,DataInput!C653,NA())","v":"ATSW"},{"$f":"IF($E654=DataInput!$B653,DataInput!D653,NA())","v":"Altona West (Powercor) 66 kV"},{"$f":"IF($E654=DataInput!$B653,DataInput!E653,NA())","v":"Powercor"},{"$f":"IF($E654=DataInput!$B653,DataInput!F653,NA())","v":"Summer"},{"$f":"IF($E654=DataInput!$B653,DataInput!G653,NA())","v":"Coincident"},{"$f":"IF($E654=DataInput!$B653,DataInput!H653,NA())","v":2013},{"$f":"IF($E654=DataInput!$B653,DataInput!I653,NA())","v":"TempCorrActualPOE10"},{"$f":"IF($E654=DataInput!$B653,DataInput!J653,NA())","v":207.49520219999999},{"$f":"IF($E654=DataInput!$B653,DataInput!K653,NA())","v":"NA"},null,null,"VIC Altona West (Powercor) 66 kV",null,null,null,null,false,null,null,{"$error":"#N/A"},{"$error":"#N/A"},{"$error":"#N/A"},{"$error":"#N/A"},{"$error":"#N/A"},{"$error":"#N/A"},{"$error":"#N/A"},{"$error":"#N/A"},{"$error":"#N/A"},{"$error":"#N/A"}]
[null,{"$f":"IF(DataInput!B654=$B$8,IF($B$9=$B$10,TRUE,IF(DataInput!E654=$B$9,TRUE,FALSE)))","v":true},null,null,{"$f":"IF(B655=TRUE,DataInput!B654,NA())","v":"VIC"},{"$f":"IF($E655=DataInput!$B654,DataInput!C654,NA())","v":"ATSW"},{"$f":"IF($E655=DataInput!$B654,DataInput!D654,NA())","v":"Altona West (Powercor) 66 kV"},{"$f":"IF($E655=DataInput!$B654,DataInput!E654,NA())","v":"Powercor"},{"$f":"IF($E655=DataInput!$B654,DataInput!F654,NA())","v":"Summer"},{"$f":"IF($E655=DataInput!$B654,DataInput!G654,NA())","v":"Coincident"},{"$f":"IF($E655=DataInput!$B654,DataInput!H654,NA())","v":2013},{"$f":"IF($E655=DataInput!$B654,DataInput!I654,NA())","v":"TempCorrActualPOE50"},{"$f":"IF($E655=DataInput!$B654,DataInput!J654,NA())","v":186.42201399999999},{"$f":"IF($E655=DataInput!$B654,DataInput!K654,NA())","v":"NA"},null,null,"VIC Altona West (Powercor) 66 kV",null,null,null,null,false,null,null,{"$error":"#N/A"},{"$error":"#N/A"},{"$error":"#N/A"},{"$error":"#N/A"},{"$error":"#N/A"},{"$error":"#N/A"},{"$error":"#N/A"},{"$error":"#N/A"},{"$error":"#N/A"},{"$error":"#N/A"}]
[null,{"$f":"IF(DataInput!B655=$B$8,IF($B$9=$B$10,TRUE,IF(DataInput!E655=$B$9,TRUE,FALSE)))","v":true},null,null,{"$f":"IF(B656=TRUE,DataInput!B655,NA())","v":"VIC"},{"$f":"IF($E656=DataInput!$B655,DataInput!C655,NA())","v":"ATSW"},{"$f":"IF($E656=DataInput!$B655,DataInput!D655,NA())","v":"Altona West (Powercor) 66 kV"},{"$f":"IF($E656=DataInput!$B655,DataInput!E655,NA())","v":"Powercor"},{"$f":"IF($E656=DataInput!$B655,DataInput!F655,NA())","v":"Summer"},{"$f":"IF($E656=DataInput!$B655,DataInput!G655,NA())","v":"Non-Coincident"},{"$f":"IF($E656=DataInput!$B655,DataInput!H655,NA())","v":2013},{"$f":"IF($E656=DataInput!$B655,DataInput!I655,NA())","v":"TempCorrActualPOE10"},{"$f":"IF($E656=DataInput!$B655,DataInput!J655,NA())","v":213.9130251},{"$f":"IF($E656=DataInput!$B655,DataInput!K655,NA())","v":"NA"},null,null,"VIC Altona West (Powercor) 66 kV",null,null,null,null,false,null,null,{"$error":"#N/A"},{"$error":"#N/A"},{"$error":"#N/A"},{"$error":"#N/A"},{"$error":"#N/A"},{"$error":"#N/A"},{"$error":"#N/A"},{"$error":"#N/A"},{"$error":"#N/A"},{"$error":"#N/A"}]
[null,{"$f":"IF(DataInput!B656=$B$8,IF($B$9=$B$10,TRUE,IF(DataInput!E656=$B$9,TRUE,FALSE)))","v":true},null,null,{"$f":"IF(B657=TRUE,DataInput!B656,NA())","v":"VIC"},{"$f":"IF($E657=DataInput!$B656,DataInput!C656,NA())","v":"ATSW"},{"$f":"IF($E657=DataInput!$B656,DataInput!D656,NA())","v":"Altona West (Powercor) 66 kV"},{"$f":"IF($E657=DataInput!$B656,DataInput!E656,NA())","v":"Powercor"},{"$f":"IF($E657=DataInput!$B656,DataInput!F656,NA())","v":"Summer"},{"$f":"IF($E657=DataInput!$B656,DataInput!G656,NA())","v":"Non-Coincident"},{"$f":"IF($E657=DataInput!$B656,DataInput!H656,NA())","v":2013},{"$f":"IF($E657=DataInput!$B656,DataInput!I656,NA())","v":"TempCorrActualPOE50"},{"$f":"IF($E657=DataInput!$B656,DataInput!J656,NA())","v":192.20359719999999},{"$f":"IF($E657=DataInput!$B656,DataInput!K656,NA())","v":"NA"},null,null,"VIC Altona West (Powercor) 66 kV",null,null,null,null,false,null,null,{"$error":"#N/A"},{"$error":"#N/A"},{"$error":"#N/A"},{"$error":"#N/A"},{"$error":"#N/A"},{"$error":"#N/A"},{"$error":"#N/A"},{"$error":"#N/A"},{"$error":"#N/A"},{"$error":"#N/A"}]
[null,{"$f":"IF(DataInput!B657=$B$8,IF($B$9=$B$10,TRUE,IF(DataInput!E657=$B$9,TRUE,FALSE)))","v":true},null,null,{"$f":"IF(B658=TRUE,DataInput!B657,NA())","v":"VIC"},{"$f":"IF($E658=DataInput!$B657,DataInput!C657,NA())","v":"ATSW"},{"$f":"IF($E658=DataInput!$B657,DataInput!D657,NA())","v":"Altona West (Powercor) 66 kV"},{"$f":"IF($E658=DataInput!$B657,DataInput!E657,NA())","v":"Powercor"},{"$f":"IF($E658=DataInput!$B657,DataInput!F657,NA())","v":"Summer"},{"$f":"IF($E658=DataInput!$B657,DataInput!G657,NA())","v":"Coincident"},{"$f":"IF($E658=DataInput!$B657,DataInput!H657,NA())","v":2013},{"$f":"IF($E658=DataInput!$B657,DataInput!I657,NA())","v":"Actual"},{"$f":"IF($E658=DataInput!$B657,DataInput!J657,NA())","v":197.827844},{"$f":"IF($E658=DataInput!$B657,DataInput!K657,NA())","v":"NA"},null,null,"VIC Altona West (Powercor) 66 kV",null,null,null,null,false,null,null,{"$error":"#N/A"},{"$error":"#N/A"},{"$error":"#N/A"},{"$error":"#N/A"},{"$error":"#N/A"},{"$error":"#N/A"},{"$error":"#N/A"},{"$error":"#N/A"},{"$error":"#N/A"},{"$error":"#N/A"}]
[null,{"$f":"IF(DataInput!B658=$B$8,IF($B$9=$B$10,TRUE,IF(DataInput!E658=$B$9,TRUE,FALSE)))","v":true},null,null,{"$f":"IF(B659=TRUE,DataInput!B658,NA())","v":"VIC"},{"$f":"IF($E659=DataInput!$B658,DataInput!C658,NA())","v":"ATSW"},{"$f":"IF($E659=DataInput!$B658,DataInput!D658,NA())","v":"Altona West (Powercor) 66 kV"},{"$f":"IF($E659=DataInput!$B658,DataInput!E658,NA())","v":"Powercor"},{"$f":"IF($E659=DataInput!$B658,DataInput!F658,NA())","v":"Summer"},{"$f":"IF($E659=DataInput!$B658,DataInput!G658,NA())","v":"Non-Coincident"},{"$f":"IF($E659=DataInput!$B658,DataInput!H658,NA())","v":2013},{"$f":"IF($E659=DataInput!$B658,DataInput!I658,NA())","v":"Actual"},{"$f":"IF($E659=DataInput!$B658,DataInput!J658,NA())","v":198.50458800000001},{"$f":"IF($E659=DataInput!$B658,DataInput!K658,NA())","v":"NA"},null,null,"VIC Altona West (Powercor) 66 kV",null,null,null,null,false,null,null,{"$error":"#N/A"},{"$error":"#N/A"},{"$error":"#N/A"},{"$error":"#N/A"},{"$error":"#N/A"},{"$error":"#N/A"},{"$error":"#N/A"},{"$error":"#N/A"},{"$error":"#N/A"},{"$error":"#N/A"}]
[null,{"$f":"IF(DataInput!B659=$B$8,IF($B$9=$B$10,TRUE,IF(DataInput!E659=$B$9,TRUE,FALSE)))","v":true},null,null,{"$f":"IF(B660=TRUE,DataInput!B659,NA())","v":"VIC"},{"$f":"IF($E660=DataInput!$B659,DataInput!C659,NA())","v":"ATSW"},{"$f":"IF($E660=DataInput!$B659,DataInput!D659,NA())","v":"Altona West (Powercor) 66 kV"},{"$f":"IF($E660=DataInput!$B659,DataInput!E659,NA())","v":"Powercor"},{"$f":"IF($E660=DataInput!$B659,DataInput!F659,NA())","v":"Summer"},{"$f":"IF($E660=DataInput!$B659,DataInput!G659,NA())","v":"Coincident"},{"$f":"IF($E660=DataInput!$B659,DataInput!H659,NA())","v":2014},{"$f":"IF($E660=DataInput!$B659,DataInput!I659,NA())","v":"TempCorrActualPOE10"},{"$f":"IF($E660=DataInput!$B659,DataInput!J659,NA())","v":212.08673440000001},{"$f":"IF($E660=DataInput!$B659,DataInput!K659,NA())","v":"NA"},null,null,"VIC Altona West (Powercor) 66 kV",null,null,null,null,false,null,null,{"$error":"#N/A"},{"$error":"#N/A"},{"$error":"#N/A"},{"$error":"#N/A"},{"$error":"#N/A"},{"$error":"#N/A"},{"$error":"#N/A"},{"$error":"#N/A"},{"$error":"#N/A"},{"$error":"#N/A"}]
[null,{"$f":"IF(DataInput!B660=$B$8,IF($B$9=$B$10,TRUE,IF(DataInput!E660=$B$9,TRUE,FALSE)))","v":true},null,null,{"$f":"IF(B661=TRUE,DataInput!B660,NA())","v":"VIC"},{"$f":"IF($E661=DataInput!$B660,DataInput!C660,NA())","v":"ATSW"},{"$f":"IF($E661=DataInput!$B660,DataInput!D660,NA())","v":"Altona West (Powercor) 66 kV"},{"$f":"IF($E661=DataInput!$B660,DataInput!E660,NA())","v":"Powercor"},{"$f":"IF($E661=DataInput!$B660,DataInput!F660,NA())","v":"Summer"},{"$f":"IF($E661=DataInput!$B660,DataInput!G660,NA())","v":"Coincident"},{"$f":"IF($E661=DataInput!$B660,DataInput!H660,NA())","v":2014},{"$f":"IF($E661=DataInput!$B660,DataInput!I660,NA())","v":"TempCorrActualPOE50"},{"$f":"IF($E661=DataInput!$B660,DataInput!J660,NA())","v":186.23423740000001},{"$f":"IF($E661=DataInput!$B660,DataInput!K660,NA())","v":"NA"},null,null,"VIC Altona West (Powercor) 66 kV",null,null,null,null,false,null,null,{"$error":"#N/A"},{"$error":"#N/A"},{"$error":"#N/A"},{"$error":"#N/A"},{"$error":"#N/A"},{"$error":"#N/A"},{"$error":"#N/A"},{"$error":"#N/A"},{"$error":"#N/A"},{"$error":"#N/A"}]
[null,{"$f":"IF(DataInput!B661=$B$8,IF($B$9=$B$10,TRUE,IF(DataInput!E661=$B$9,TRUE,FALSE)))","v":true},null,null,{"$f":"IF(B662=TRUE,DataInput!B661,NA())","v":"VIC"},{"$f":"IF($E662=DataInput!$B661,DataInput!C661,NA())","v":"ATSW"},{"$f":"IF($E662=DataInput!$B661,DataInput!D661,NA())","v":"Altona West (Powercor) 66 kV"},{"$f":"IF($E662=DataInput!$B661,DataInput!E661,NA())","v":"Powercor"},{"$f":"IF($E662=DataInput!$B661,DataInput!F661,NA())","v":"Summer"},{"$f":"IF($E662=DataInput!$B661,DataInput!G661,NA())","v":"Non-Coincident"},{"$f":"IF($E662=DataInput!$B661,DataInput!H661,NA())","v":2014},{"$f":"IF($E662=DataInput!$B661,DataInput!I661,NA())","v":"TempCorrActualPOE10"},{"$f":"IF($E662=DataInput!$B661,DataInput!J661,NA())","v":218.68731260000001},{"$f":"IF($E662=DataInput!$B661,DataInput!K661,NA())","v":"NA"},null,null,"VIC Altona West (Powercor) 66 kV",null,null,null,null,false,null,null,{"$error":"#N/A"},{"$error":"#N/A"},{"$error":"#N/A"},{"$error":"#N/A"},{"$error":"#N/A"},{"$error":"#N/A"},{"$error":"#N/A"},{"$error":"#N/A"},{"$error":"#N/A"},{"$error":"#N/A"}]
[null,{"$f":"IF(DataInput!B662=$B$8,IF($B$9=$B$10,TRUE,IF(DataInput!E662=$B$9,TRUE,FALSE)))","v":true},null,null,{"$f":"IF(B663=TRUE,DataInput!B662,NA())","v":"VIC"},{"$f":"IF($E663=DataInput!$B662,DataInput!C662,NA())","v":"ATSW"},{"$f":"IF($E663=DataInput!$B662,DataInput!D662,NA())","v":"Altona West (Powercor) 66 kV"},{"$f":"IF($E663=DataInput!$B662,DataInput!E662,NA())","v":"Powercor"},{"$f":"IF($E663=DataInput!$B662,DataInput!F662,NA())","v":"Summer"},{"$f":"IF($E663=DataInput!$B662,DataInput!G662,NA())","v":"Non-Coincident"},{"$f":"IF($E663=DataInput!$B662,DataInput!H662,NA())","v":2014},{"$f":"IF($E663=DataInput!$B662,DataInput!I662,NA())","v":"TempCorrActualPOE50"},{"$f":"IF($E663=DataInput!$B662,DataInput!J662,NA())","v":192.05427940000001},{"$f":"IF($E663=DataInput!$B662,DataInput!K662,NA())","v":"NA"},null,null,"VIC Altona West (Powercor) 66 kV",null,null,null,null,false,null,null,{"$error":"#N/A"},{"$error":"#N/A"},{"$error":"#N/A"},{"$error":"#N/A"},{"$error":"#N/A"},{"$error":"#N/A"},{"$error":"#N/A"},{"$error":"#N/A"},{"$error":"#N/A"},{"$error":"#N/A"}]
[null,{"$f":"IF(DataInput!B663=$B$8,IF($B$9=$B$10,TRUE,IF(DataInput!E663=$B$9,TRUE,FALSE)))","v":true},null,null,{"$f":"IF(B664=TRUE,DataInput!B663,NA())","v":"VIC"},{"$f":"IF($E664=DataInput!$B663,DataInput!C663,NA())","v":"ATSW"},{"$f":"IF($E664=DataInput!$B663,DataInput!D663,NA())","v":"Altona West (Powercor) 66 kV"},{"$f":"IF($E664=DataInput!$B663,DataInput!E663,NA())","v":"Powercor"},{"$f":"IF($E664=DataInput!$B663,DataInput!F663,NA())","v":"Summer"},{"$f":"IF($E664=DataInput!$B663,DataInput!G663,NA())","v":"Coincident"},{"$f":"IF($E664=DataInput!$B663,DataInput!H663,NA())","v":2014},{"$f":"IF($E664=DataInput!$B663,DataInput!I663,NA())","v":"Actual"},{"$f":"IF($E664=DataInput!$B663,DataInput!J663,NA())","v":209.153526},{"$f":"IF($E664=DataInput!$B663,DataInput!K663,NA())","v":"NA"},null,null,"VIC Altona West (Powercor) 66 kV",null,null,null,null,false,null,null,{"$error":"#N/A"},{"$error":"#N/A"},{"$error":"#N/A"},{"$error":"#N/A"},{"$error":"#N/A"},{"$error":"#N/A"},{"$error":"#N/A"},{"$error":"#N/A"},{"$error":"#N/A"},{"$error":"#N/A"}]
[null,{"$f":"IF(DataInput!B664=$B$8,IF($B$9=$B$10,TRUE,IF(DataInput!E664=$B$9,TRUE,FALSE)))","v":true},null,null,{"$f":"IF(B665=TRUE,DataInput!B664,NA())","v":"VIC"},{"$f":"IF($E665=DataInput!$B664,DataInput!C664,NA())","v":"ATSW"},{"$f":"IF($E665=DataInput!$B664,DataInput!D664,NA())","v":"Altona West (Powercor) 66 kV"},{"$f":"IF($E665=DataInput!$B664,DataInput!E664,NA())","v":"Powercor"},{"$f":"IF($E665=DataInput!$B664,DataInput!F664,NA())","v":"Summer"},{"$f":"IF($E665=DataInput!$B664,DataInput!G664,NA())","v":"Non-Coincident"},{"$f":"IF($E665=DataInput!$B664,DataInput!H664,NA())","v":2014},{"$f":"IF($E665=DataInput!$B664,DataInput!I664,NA())","v":"Actual"},{"$f":"IF($E665=DataInput!$B664,DataInput!J664,NA())","v":213.693782},{"$f":"IF($E665=DataInput!$B664,DataInput!K664,NA())","v":"NA"},null,null,"VIC Altona West (Powercor) 66 kV",null,null,null,null,false,null,null,{"$error":"#N/A"},{"$error":"#N/A"},{"$error":"#N/A"},{"$error":"#N/A"},{"$error":"#N/A"},{"$error":"#N/A"},{"$error":"#N/A"},{"$error":"#N/A"},{"$error":"#N/A"},{"$error":"#N/A"}]
[null,{"$f":"IF(DataInput!B665=$B$8,IF($B$9=$B$10,TRUE,IF(DataInput!E665=$B$9,TRUE,FALSE)))","v":true},null,null,{"$f":"IF(B666=TRUE,DataInput!B665,NA())","v":"VIC"},{"$f":"IF($E666=DataInput!$B665,DataInput!C665,NA())","v":"ATSW"},{"$f":"IF($E666=DataInput!$B665,DataInput!D665,NA())","v":"Altona West (Powercor) 66 kV"},{"$f":"IF($E666=DataInput!$B665,DataInput!E665,NA())","v":"Powercor"},{"$f":"IF($E666=DataInput!$B665,DataInput!F665,NA())","v":"Summer"},{"$f":"IF($E666=DataInput!$B665,DataInput!G665,NA())","v":"Coincident"},{"$f":"IF($E666=DataInput!$B665,DataInput!H665,NA())","v":2015},{"$f":"IF($E666=DataInput!$B665,DataInput!I665,NA())","v":"TempCorrActualPOE10"},{"$f":"IF($E666=DataInput!$B665,DataInput!J665,NA())","v":221.29028439999999},{"$f":"IF($E666=DataInput!$B665,DataInput!K665,NA())","v":"NA"},null,null,"VIC Altona West (Powercor) 66 kV",null,null,null,null,false,null,null,{"$error":"#N/A"},{"$error":"#N/A"},{"$error":"#N/A"},{"$error":"#N/A"},{"$error":"#N/A"},{"$error":"#N/A"},{"$error":"#N/A"},{"$error":"#N/A"},{"$error":"#N/A"},{"$error":"#N/A"}]
[null,{"$f":"IF(DataInput!B666=$B$8,IF($B$9=$B$10,TRUE,IF(DataInput!E666=$B$9,TRUE,FALSE)))","v":true},null,null,{"$f":"IF(B667=TRUE,DataInput!B666,NA())","v":"VIC"},{"$f":"IF($E667=DataInput!$B666,DataInput!C666,NA())","v":"ATSW"},{"$f":"IF($E667=DataInput!$B666,DataInput!D666,NA())","v":"Altona West (Powercor) 66 kV"},{"$f":"IF($E667=DataInput!$B666,DataInput!E666,NA())","v":"Powercor"},{"$f":"IF($E667=DataInput!$B666,DataInput!F666,NA())","v":"Summer"},{"$f":"IF($E667=DataInput!$B666,DataInput!G666,NA())","v":"Coincident"},{"$f":"IF($E667=DataInput!$B666,DataInput!H666,NA())","v":2015},{"$f":"IF($E667=DataInput!$B666,DataInput!I666,NA())","v":"TempCorrActualPOE50"},{"$f":"IF($E667=DataInput!$B666,DataInput!J666,NA())","v":194.8408757},{"$f":"IF($E667=DataInput!$B666,DataInput!K666,NA())","v":"NA"},null,null,"VIC Altona West (Powercor) 66 kV",null,null,null,null,false,null,null,{"$error":"#N/A"},{"$error":"#N/A"},{"$error":"#N/A"},{"$error":"#N/A"},{"$error":"#N/A"},{"$error":"#N/A"},{"$error":"#N/A"},{"$error":"#N/A"},{"$error":"#N/A"},{"$error":"#N/A"}]
[null,{"$f":"IF(DataInput!B667=$B$8,IF($B$9=$B$10,TRUE,IF(DataInput!E667=$B$9,TRUE,FALSE)))","v":true},null,null,{"$f":"IF(B668=TRUE,DataInput!B667,NA())","v":"VIC"},{"$f":"IF($E668=DataInput!$B667,DataInput!C667,NA())","v":"ATSW"},{"$f":"IF($E668=DataInput!$B667,DataInput!D667,NA())","v":"Altona West (Powercor) 66 kV"},{"$f":"IF($E668=DataInput!$B667,DataInput!E667,NA())","v":"Powercor"},{"$f":"IF($E668=DataInput!$B667,DataInput!F667,NA())","v":"Summer"},{"$f":"IF($E668=DataInput!$B667,DataInput!G667,NA())","v":"Non-Coincident"},{"$f":"IF($E668=DataInput!$B667,DataInput!H667,NA())","v":2015},{"$f":"IF($E668=DataInput!$B667,DataInput!I667,NA())","v":"TempCorrActualPOE10"},{"$f":"IF($E668=DataInput!$B667,DataInput!J667,NA())","v":228.21838640000001},{"$f":"IF($E668=DataInput!$B667,DataInput!K667,NA())","v":"NA"},null,null,"VIC Altona West (Powercor) 66 kV",null,null,null,null,false,null,null,{"$error":"#N/A"},{"$error":"#N/A"},{"$error":"#N/A"},{"$error":"#N/A"},{"$error":"#N/A"},{"$error":"#N/A"},{"$error":"#N/A"},{"$error":"#N/A"},{"$error":"#N/A"},{"$error":"#N/A"}]
[null,{"$f":"IF(DataInput!B668=$B$8,IF($B$9=$B$10,TRUE,IF(DataInput!E668=$B$9,TRUE,FALSE)))","v":true},null,null,{"$f":"IF(B669=TRUE,DataInput!B668,NA())","v":"VIC"},{"$f":"IF($E669=DataInput!$B668,DataInput!C668,NA())","v":"ATSW"},{"$f":"IF($E669=DataInput!$B668,DataInput!D668,NA())","v":"Altona West (Powercor) 66 kV"},{"$f":"IF($E669=DataInput!$B668,DataInput!E668,NA())","v":"Powercor"},{"$f":"IF($E669=DataInput!$B668,DataInput!F668,NA())","v":"Summer"},{"$f":"IF($E669=DataInput!$B668,DataInput!G668,NA())","v":"Non-Coincident"},{"$f":"IF($E669=DataInput!$B668,DataInput!H668,NA())","v":2015},{"$f":"IF($E669=DataInput!$B668,DataInput!I668,NA())","v":"TempCorrActualPOE50"},{"$f":"IF($E669=DataInput!$B668,DataInput!J668,NA())","v":200.97041960000001},{"$f":"IF($E669=DataInput!$B668,DataInput!K668,NA())","v":"NA"},null,null,"VIC Altona West (Powercor) 66 kV",null,null,null,null,false,null,null,{"$error":"#N/A"},{"$error":"#N/A"},{"$error":"#N/A"},{"$error":"#N/A"},{"$error":"#N/A"},{"$error":"#N/A"},{"$error":"#N/A"},{"$error":"#N/A"},{"$error":"#N/A"},{"$error":"#N/A"}]
[null,{"$f":"IF(DataInput!B669=$B$8,IF($B$9=$B$10,TRUE,IF(DataInput!E669=$B$9,TRUE,FALSE)))","v":true},null,null,{"$f":"IF(B670=TRUE,DataInput!B669,NA())","v":"VIC"},{"$f":"IF($E670=DataInput!$B669,DataInput!C669,NA())","v":"ATSW"},{"$f":"IF($E670=DataInput!$B669,DataInput!D669,NA())","v":"Altona West (Powercor) 66 kV"},{"$f":"IF($E670=DataInput!$B669,DataInput!E669,NA())","v":"Powercor"},{"$f":"IF($E670=DataInput!$B669,DataInput!F669,NA())","v":"Summer"},{"$f":"IF($E670=DataInput!$B669,DataInput!G669,NA())","v":"Coincident"},{"$f":"IF($E670=DataInput!$B669,DataInput!H669,NA())","v":2015},{"$f":"IF($E670=DataInput!$B669,DataInput!I669,NA())","v":"Actual"},{"$f":"IF($E670=DataInput!$B669,DataInput!J669,NA())","v":174.89319399999999},{"$f":"IF($E670=DataInput!$B669,DataInput!K669,NA())","v":"NA"},null,null,"VIC Altona West (Powercor) 66 kV",null,null,null,null,false,null,null,{"$error":"#N/A"},{"$error":"#N/A"},{"$error":"#N/A"},{"$error":"#N/A"},{"$error":"#N/A"},{"$error":"#N/A"},{"$error":"#N/A"},{"$error":"#N/A"},{"$error":"#N/A"},{"$error":"#N/A"}]
[null,{"$f":"IF(DataInput!B670=$B$8,IF($B$9=$B$10,TRUE,IF(DataInput!E670=$B$9,TRUE,FALSE)))","v":true},null,null,{"$f":"IF(B671=TRUE,DataInput!B670,NA())","v":"VIC"},{"$f":"IF($E671=DataInput!$B670,DataInput!C670,NA())","v":"ATSW"},{"$f":"IF($E671=DataInput!$B670,DataInput!D670,NA())","v":"Altona West (Powercor) 66 kV"},{"$f":"IF($E671=DataInput!$B670,DataInput!E670,NA())","v":"Powercor"},{"$f":"IF($E671=DataInput!$B670,DataInput!F670,NA())","v":"Summer"},{"$f":"IF($E671=DataInput!$B670,DataInput!G670,NA())","v":"Non-Coincident"},{"$f":"IF($E671=DataInput!$B670,DataInput!H670,NA())","v":2015},{"$f":"IF($E671=DataInput!$B670,DataInput!I670,NA())","v":"Actual"},{"$f":"IF($E671=DataInput!$B670,DataInput!J670,NA())","v":189.87326999999999},{"$f":"IF($E671=DataInput!$B670,DataInput!K670,NA())","v":"NA"},null,null,"VIC Altona West (Powercor) 66 kV",null,null,null,null,false,null,null,{"$error":"#N/A"},{"$error":"#N/A"},{"$error":"#N/A"},{"$error":"#N/A"},{"$error":"#N/A"},{"$error":"#N/A"},{"$error":"#N/A"},{"$error":"#N/A"},{"$error":"#N/A"},{"$error":"#N/A"}]
[null,{"$f":"IF(DataInput!B671=$B$8,IF($B$9=$B$10,TRUE,IF(DataInput!E671=$B$9,TRUE,FALSE)))","v":true},null,null,{"$f":"IF(B672=TRUE,DataInput!B671,NA())","v":"VIC"},{"$f":"IF($E672=DataInput!$B671,DataInput!C671,NA())","v":"ATSW"},{"$f":"IF($E672=DataInput!$B671,DataInput!D671,NA())","v":"Altona West (Powercor) 66 kV"},{"$f":"IF($E672=DataInput!$B671,DataInput!E671,NA())","v":"Powercor"},{"$f":"IF($E672=DataInput!$B671,DataInput!F671,NA())","v":"Summer"},{"$f":"IF($E672=DataInput!$B671,DataInput!G671,NA())","v":"Non-Coincident"},{"$f":"IF($E672=DataInput!$B671,DataInput!H671,NA())","v":2016},{"$f":"IF($E672=DataInput!$B671,DataInput!I671,NA())","v":"POE10"},{"$f":"IF($E672=DataInput!$B671,DataInput!J671,NA())","v":236.98248910000001},{"$f":"IF($E672=DataInput!$B671,DataInput!K671,NA())","v":0.92155483400000004},null,null,"VIC Altona West (Powercor) 66 kV",null,null,null,null,false,null,null,{"$error":"#N/A"},{"$error":"#N/A"},{"$error":"#N/A"},{"$error":"#N/A"},{"$error":"#N/A"},{"$error":"#N/A"},{"$error":"#N/A"},{"$error":"#N/A"},{"$error":"#N/A"},{"$error":"#N/A"}]
[null,{"$f":"IF(DataInput!B672=$B$8,IF($B$9=$B$10,TRUE,IF(DataInput!E672=$B$9,TRUE,FALSE)))","v":true},null,null,{"$f":"IF(B673=TRUE,DataInput!B672,NA())","v":"VIC"},{"$f":"IF($E673=DataInput!$B672,DataInput!C672,NA())","v":"ATSW"},{"$f":"IF($E673=DataInput!$B672,DataInput!D672,NA())","v":"Altona West (Powercor) 66 kV"},{"$f":"IF($E673=DataInput!$B672,DataInput!E672,NA())","v":"Powercor"},{"$f":"IF($E673=DataInput!$B672,DataInput!F672,NA())","v":"Summer"},{"$f":"IF($E673=DataInput!$B672,DataInput!G672,NA())","v":"Non-Coincident"},{"$f":"IF($E673=DataInput!$B672,DataInput!H672,NA())","v":2016},{"$f":"IF($E673=DataInput!$B672,DataInput!I672,NA())","v":"POE50"},{"$f":"IF($E673=DataInput!$B672,DataInput!J672,NA())","v":212.21148239999999},{"$f":"IF($E673=DataInput!$B672,DataInput!K672,NA())","v":0.87458849900000002},null,null,"VIC Altona West (Powercor) 66 kV",null,null,null,null,false,null,null,{"$error":"#N/A"},{"$error":"#N/A"},{"$error":"#N/A"},{"$error":"#N/A"},{"$error":"#N/A"},{"$error":"#N/A"},{"$error":"#N/A"},{"$error":"#N/A"},{"$error":"#N/A"},{"$error":"#N/A"}]
[null,{"$f":"IF(DataInput!B673=$B$8,IF($B$9=$B$10,TRUE,IF(DataInput!E673=$B$9,TRUE,FALSE)))","v":true},null,null,{"$f":"IF(B674=TRUE,DataInput!B673,NA())","v":"VIC"},{"$f":"IF($E674=DataInput!$B673,DataInput!C673,NA())","v":"ATSW"},{"$f":"IF($E674=DataInput!$B673,DataInput!D673,NA())","v":"Altona West (Powercor) 66 kV"},{"$f":"IF($E674=DataInput!$B673,DataInput!E673,NA())","v":"Powercor"},{"$f":"IF($E674=DataInput!$B673,DataInput!F673,NA())","v":"Summer"},{"$f":"IF($E674=DataInput!$B673,DataInput!G673,NA())","v":"Coincident"},{"$f":"IF($E674=DataInput!$B673,DataInput!H673,NA())","v":2016},{"$f":"IF($E674=DataInput!$B673,DataInput!I673,NA())","v":"POE10"},{"$f":"IF($E674=DataInput!$B673,DataInput!J673,NA())","v":218.39235840000001},{"$f":"IF($E674=DataInput!$B673,DataInput!K673,NA())","v":0.92155483400000004},null,null,"VIC Altona West (Powercor) 66 kV",null,null,null,null,false,null,null,{"$error":"#N/A"},{"$error":"#N/A"},{"$error":"#N/A"},{"$error":"#N/A"},{"$error":"#N/A"},{"$error":"#N/A"},{"$error":"#N/A"},{"$error":"#N/A"},{"$error":"#N/A"},{"$error":"#N/A"}]
[null,{"$f":"IF(DataInput!B674=$B$8,IF($B$9=$B$10,TRUE,IF(DataInput!E674=$B$9,TRUE,FALSE)))","v":true},null,null,{"$f":"IF(B675=TRUE,DataInput!B674,NA())","v":"VIC"},{"$f":"IF($E675=DataInput!$B674,DataInput!C674,NA())","v":"ATSW"},{"$f":"IF($E675=DataInput!$B674,DataInput!D674,NA())","v":"Altona West (Powercor) 66 kV"},{"$f":"IF($E675=DataInput!$B674,DataInput!E674,NA())","v":"Powercor"},{"$f":"IF($E675=DataInput!$B674,DataInput!F674,NA())","v":"Summer"},{"$f":"IF($E675=DataInput!$B674,DataInput!G674,NA())","v":"Coincident"},{"$f":"IF($E675=DataInput!$B674,DataInput!H674,NA())","v":2016},{"$f":"IF($E675=DataInput!$B674,DataInput!I674,NA())","v":"POE50"},{"$f":"IF($E675=DataInput!$B674,DataInput!J674,NA())","v":185.59772190000001},{"$f":"IF($E675=DataInput!$B674,DataInput!K674,NA())","v":0.87458849900000002},null,null,"VIC Altona West (Powercor) 66 kV",null,null,null,null,false,null,null,{"$error":"#N/A"},{"$error":"#N/A"},{"$error":"#N/A"},{"$error":"#N/A"},{"$error":"#N/A"},{"$error":"#N/A"},{"$error":"#N/A"},{"$error":"#N/A"},{"$error":"#N/A"},{"$error":"#N/A"}]
[null,{"$f":"IF(DataInput!B675=$B$8,IF($B$9=$B$10,TRUE,IF(DataInput!E675=$B$9,TRUE,FALSE)))","v":true},null,null,{"$f":"IF(B676=TRUE,DataInput!B675,NA())","v":"VIC"},{"$f":"IF($E676=DataInput!$B675,DataInput!C675,NA())","v":"ATSW"},{"$f":"IF($E676=DataInput!$B675,DataInput!D675,NA())","v":"Altona West (Powercor) 66 kV"},{"$f":"IF($E676=DataInput!$B675,DataInput!E675,NA())","v":"Powercor"},{"$f":"IF($E676=DataInput!$B675,DataInput!F675,NA())","v":"Summer"},{"$f":"IF($E676=DataInput!$B675,DataInput!G675,NA())","v":"Non-Coincident"},{"$f":"IF($E676=DataInput!$B675,DataInput!H675,NA())","v":2017},{"$f":"IF($E676=DataInput!$B675,DataInput!I675,NA())","v":"POE10"},{"$f":"IF($E676=DataInput!$B675,DataInput!J675,NA())","v":245.995553},{"$f":"IF($E676=DataInput!$B675,DataInput!K675,NA())","v":0.92155218299999997},null,null,"VIC Altona West (Powercor) 66 kV",null,null,null,null,false,null,null,{"$error":"#N/A"},{"$error":"#N/A"},{"$error":"#N/A"},{"$error":"#N/A"},{"$error":"#N/A"},{"$error":"#N/A"},{"$error":"#N/A"},{"$error":"#N/A"},{"$error":"#N/A"},{"$error":"#N/A"}]
[null,{"$f":"IF(DataInput!B676=$B$8,IF($B$9=$B$10,TRUE,IF(DataInput!E676=$B$9,TRUE,FALSE)))","v":true},null,null,{"$f":"IF(B677=TRUE,DataInput!B676,NA())","v":"VIC"},{"$f":"IF($E677=DataInput!$B676,DataInput!C676,NA())","v":"ATSW"},{"$f":"IF($E677=DataInput!$B676,DataInput!D676,NA())","v":"Altona West (Powercor) 66 kV"},{"$f":"IF($E677=DataInput!$B676,DataInput!E676,NA())","v":"Powercor"},{"$f":"IF($E677=DataInput!$B676,DataInput!F676,NA())","v":"Summer"},{"$f":"IF($E677=DataInput!$B676,DataInput!G676,NA())","v":"Non-Coincident"},{"$f":"IF($E677=DataInput!$B676,DataInput!H676,NA())","v":2017},{"$f":"IF($E677=DataInput!$B676,DataInput!I676,NA())","v":"POE50"},{"$f":"IF($E677=DataInput!$B676,DataInput!J676,NA())","v":220.14476339999999},{"$f":"IF($E677=DataInput!$B676,DataInput!K676,NA())","v":0.875146333},null,null,"VIC Altona West (Powercor) 66 kV",null,null,null,null,false,null,null,{"$error":"#N/A"},{"$error":"#N/A"},{"$error":"#N/A"},{"$error":"#N/A"},{"$error":"#N/A"},{"$error":"#N/A"},{"$error":"#N/A"},{"$error":"#N/A"},{"$error":"#N/A"},{"$error":"#N/A"}]
[null,{"$f":"IF(DataInput!B677=$B$8,IF($B$9=$B$10,TRUE,IF(DataInput!E677=$B$9,TRUE,FALSE)))","v":true},null,null,{"$f":"IF(B678=TRUE,DataInput!B677,NA())","v":"VIC"},{"$f":"IF($E678=DataInput!$B677,DataInput!C677,NA())","v":"ATSW"},{"$f":"IF($E678=DataInput!$B677,DataInput!D677,NA())","v":"Altona West (Powercor) 66 kV"},{"$f":"IF($E678=DataInput!$B677,DataInput!E677,NA())","v":"Powercor"},{"$f":"IF($E678=DataInput!$B677,DataInput!F677,NA())","v":"Summer"},{"$f":"IF($E678=DataInput!$B677,DataInput!G677,NA())","v":"Coincident"},{"$f":"IF($E678=DataInput!$B677,DataInput!H677,NA())","v":2017},{"$f":"IF($E678=DataInput!$B677,DataInput!I677,NA())","v":"POE10"},{"$f":"IF($E678=DataInput!$B677,DataInput!J677,NA())","v":226.6977388},{"$f":"IF($E678=DataInput!$B677,DataInput!K677,NA())","v":0.92155218299999997},null,null,"VIC Altona West (Powercor) 66 kV",null,null,null,null,false,null,null,{"$error":"#N/A"},{"$error":"#N/A"},{"$error":"#N/A"},{"$error":"#N/A"},{"$error":"#N/A"},{"$error":"#N/A"},{"$error":"#N/A"},{"$error":"#N/A"},{"$error":"#N/A"},{"$error":"#N/A"}]
[null,{"$f":"IF(DataInput!B678=$B$8,IF($B$9=$B$10,TRUE,IF(DataInput!E678=$B$9,TRUE,FALSE)))","v":true},null,null,{"$f":"IF(B679=TRUE,DataInput!B678,NA())","v":"VIC"},{"$f":"IF($E679=DataInput!$B678,DataInput!C678,NA())","v":"ATSW"},{"$f":"IF($E679=DataInput!$B678,DataInput!D678,NA())","v":"Altona West (Powercor) 66 kV"},{"$f":"IF($E679=DataInput!$B678,DataInput!E678,NA())","v":"Powercor"},{"$f":"IF($E679=DataInput!$B678,DataInput!F678,NA())","v":"Summer"},{"$f":"IF($E679=DataInput!$B678,DataInput!G678,NA())","v":"Coincident"},{"$f":"IF($E679=DataInput!$B678,DataInput!H678,NA())","v":2017},{"$f":"IF($E679=DataInput!$B678,DataInput!I678,NA())","v":"POE50"},{"$f":"IF($E679=DataInput!$B678,DataInput!J678,NA())","v":192.65888240000001},{"$f":"IF($E679=DataInput!$B678,DataInput!K678,NA())","v":0.875146333},null,null,"VIC Altona West (Powercor) 66 kV",null,null,null,null,false,null,null,{"$error":"#N/A"},{"$error":"#N/A"},{"$error":"#N/A"},{"$error":"#N/A"},{"$error":"#N/A"},{"$error":"#N/A"},{"$error":"#N/A"},{"$error":"#N/A"},{"$error":"#N/A"},{"$error":"#N/A"}]
[null,{"$f":"IF(DataInput!B679=$B$8,IF($B$9=$B$10,TRUE,IF(DataInput!E679=$B$9,TRUE,FALSE)))","v":true},null,null,{"$f":"IF(B680=TRUE,DataInput!B679,NA())","v":"VIC"},{"$f":"IF($E680=DataInput!$B679,DataInput!C679,NA())","v":"ATSW"},{"$f":"IF($E680=DataInput!$B679,DataInput!D679,NA())","v":"Altona West (Powercor) 66 kV"},{"$f":"IF($E680=DataInput!$B679,DataInput!E679,NA())","v":"Powercor"},{"$f":"IF($E680=DataInput!$B679,DataInput!F679,NA())","v":"Summer"},{"$f":"IF($E680=DataInput!$B679,DataInput!G679,NA())","v":"Non-Coincident"},{"$f":"IF($E680=DataInput!$B679,DataInput!H679,NA())","v":2018},{"$f":"IF($E680=DataInput!$B679,DataInput!I679,NA())","v":"POE10"},{"$f":"IF($E680=DataInput!$B679,DataInput!J679,NA())","v":223.0170814},{"$f":"IF($E680=DataInput!$B679,DataInput!K679,NA())","v":0.92193506400000003},null,null,"VIC Altona West (Powercor) 66 kV",null,null,null,null,false,null,null,{"$error":"#N/A"},{"$error":"#N/A"},{"$error":"#N/A"},{"$error":"#N/A"},{"$error":"#N/A"},{"$error":"#N/A"},{"$error":"#N/A"},{"$error":"#N/A"},{"$error":"#N/A"},{"$error":"#N/A"}]
[null,{"$f":"IF(DataInput!B680=$B$8,IF($B$9=$B$10,TRUE,IF(DataInput!E680=$B$9,TRUE,FALSE)))","v":true},null,null,{"$f":"IF(B681=TRUE,DataInput!B680,NA())","v":"VIC"},{"$f":"IF($E681=DataInput!$B680,DataInput!C680,NA())","v":"ATSW"},{"$f":"IF($E681=DataInput!$B680,DataInput!D680,NA())","v":"Altona West (Powercor) 66 kV"},{"$f":"IF($E681=DataInput!$B680,DataInput!E680,NA())","v":"Powercor"},{"$f":"IF($E681=DataInput!$B680,DataInput!F680,NA())","v":"Summer"},{"$f":"IF($E681=DataInput!$B680,DataInput!G680,NA())","v":"Non-Coincident"},{"$f":"IF($E681=DataInput!$B680,DataInput!H680,NA())","v":2018},{"$f":"IF($E681=DataInput!$B680,DataInput!I680,NA())","v":"POE50"},{"$f":"IF($E681=DataInput!$B680,DataInput!J680,NA())","v":197.14407120000001},{"$f":"IF($E681=DataInput!$B680,DataInput!K680,NA())","v":0.88439483399999996},null,null,"VIC Altona West (Powercor) 66 kV",null,null,null,null,false,null,null,{"$error":"#N/A"},{"$error":"#N/A"},{"$error":"#N/A"},{"$error":"#N/A"},{"$error":"#N/A"},{"$error":"#N/A"},{"$error":"#N/A"},{"$error":"#N/A"},{"$error":"#N/A"},{"$error":"#N/A"}]
[null,{"$f":"IF(DataInput!B681=$B$8,IF($B$9=$B$10,TRUE,IF(DataInput!E681=$B$9,TRUE,FALSE)))","v":true},null,null,{"$f":"IF(B682=TRUE,DataInput!B681,NA())","v":"VIC"},{"$f":"IF($E682=DataInput!$B681,DataInput!C681,NA())","v":"ATSW"},{"$f":"IF($E682=DataInput!$B681,DataInput!D681,NA())","v":"Altona West (Powercor) 66 kV"},{"$f":"IF($E682=DataInput!$B681,DataInput!E681,NA())","v":"Powercor"},{"$f":"IF($E682=DataInput!$B681,DataInput!F681,NA())","v":"Summer"},{"$f":"IF($E682=DataInput!$B681,DataInput!G681,NA())","v":"Coincident"},{"$f":"IF($E682=DataInput!$B681,DataInput!H681,NA())","v":2018},{"$f":"IF($E682=DataInput!$B681,DataInput!I681,NA())","v":"POE10"},{"$f":"IF($E682=DataInput!$B681,DataInput!J681,NA())","v":205.6072672},{"$f":"IF($E682=DataInput!$B681,DataInput!K681,NA())","v":0.92193506400000003},null,null,"VIC Altona West (Powercor) 66 kV",null,null,null,null,false,null,null,{"$error":"#N/A"},{"$error":"#N/A"},{"$error":"#N/A"},{"$error":"#N/A"},{"$error":"#N/A"},{"$error":"#N/A"},{"$error":"#N/A"},{"$error":"#N/A"},{"$error":"#N/A"},{"$error":"#N/A"}]
[null,{"$f":"IF(DataInput!B682=$B$8,IF($B$9=$B$10,TRUE,IF(DataInput!E682=$B$9,TRUE,FALSE)))","v":true},null,null,{"$f":"IF(B683=TRUE,DataInput!B682,NA())","v":"VIC"},{"$f":"IF($E683=DataInput!$B682,DataInput!C682,NA())","v":"ATSW"},{"$f":"IF($E683=DataInput!$B682,DataInput!D682,NA())","v":"Altona West (Powercor) 66 kV"},{"$f":"IF($E683=DataInput!$B682,DataInput!E682,NA())","v":"Powercor"},{"$f":"IF($E683=DataInput!$B682,DataInput!F682,NA())","v":"Summer"},{"$f":"IF($E683=DataInput!$B682,DataInput!G682,NA())","v":"Coincident"},{"$f":"IF($E683=DataInput!$B682,DataInput!H682,NA())","v":2018},{"$f":"IF($E683=DataInput!$B682,DataInput!I682,NA())","v":"POE50"},{"$f":"IF($E683=DataInput!$B682,DataInput!J682,NA())","v":174.35319809999999},{"$f":"IF($E683=DataInput!$B682,DataInput!K682,NA())","v":0.88439483399999996},null,null,"VIC Altona West (Powercor) 66 kV",null,null,null,null,false,null,null,{"$error":"#N/A"},{"$error":"#N/A"},{"$error":"#N/A"},{"$error":"#N/A"},{"$error":"#N/A"},{"$error":"#N/A"},{"$error":"#N/A"},{"$error":"#N/A"},{"$error":"#N/A"},{"$error":"#N/A"}]
[null,{"$f":"IF(DataInput!B683=$B$8,IF($B$9=$B$10,TRUE,IF(DataInput!E683=$B$9,TRUE,FALSE)))","v":true},null,null,{"$f":"IF(B684=TRUE,DataInput!B683,NA())","v":"VIC"},{"$f":"IF($E684=DataInput!$B683,DataInput!C683,NA())","v":"ATSW"},{"$f":"IF($E684=DataInput!$B683,DataInput!D683,NA())","v":"Altona West (Powercor) 66 kV"},{"$f":"IF($E684=DataInput!$B683,DataInput!E683,NA())","v":"Powercor"},{"$f":"IF($E684=DataInput!$B683,DataInput!F683,NA())","v":"Summer"},{"$f":"IF($E684=DataInput!$B683,DataInput!G683,NA())","v":"Non-Coincident"},{"$f":"IF($E684=DataInput!$B683,DataInput!H683,NA())","v":2019},{"$f":"IF($E684=DataInput!$B683,DataInput!I683,NA())","v":"POE10"},{"$f":"IF($E684=DataInput!$B683,DataInput!J683,NA())","v":231.6750826},{"$f":"IF($E684=DataInput!$B683,DataInput!K683,NA())","v":0.921757194},null,null,"VIC Altona West (Powercor) 66 kV",null,null,null,null,false,null,null,{"$error":"#N/A"},{"$error":"#N/A"},{"$error":"#N/A"},{"$error":"#N/A"},{"$error":"#N/A"},{"$error":"#N/A"},{"$error":"#N/A"},{"$error":"#N/A"},{"$error":"#N/A"},{"$error":"#N/A"}]
[null,{"$f":"IF(DataInput!B684=$B$8,IF($B$9=$B$10,TRUE,IF(DataInput!E684=$B$9,TRUE,FALSE)))","v":true},null,null,{"$f":"IF(B685=TRUE,DataInput!B684,NA())","v":"VIC"},{"$f":"IF($E685=DataInput!$B684,DataInput!C684,NA())","v":"ATSW"},{"$f":"IF($E685=DataInput!$B684,DataInput!D684,NA())","v":"Altona West (Powercor) 66 kV"},{"$f":"IF($E685=DataInput!$B684,DataInput!E684,NA())","v":"Powercor"},{"$f":"IF($E685=DataInput!$B684,DataInput!F684,NA())","v":"Summer"},{"$f":"IF($E685=DataInput!$B684,DataInput!G684,NA())","v":"Non-Coincident"},{"$f":"IF($E685=DataInput!$B684,DataInput!H684,NA())","v":2019},{"$f":"IF($E685=DataInput!$B684,DataInput!I684,NA())","v":"POE50"},{"$f":"IF($E685=DataInput!$B684,DataInput!J684,NA())","v":204.4404639},{"$f":"IF($E685=DataInput!$B684,DataInput!K684,NA())","v":0.88449121900000005},null,null,"VIC Altona West (Powercor) 66 kV",null,null,null,null,false,null,null,{"$error":"#N/A"},{"$error":"#N/A"},{"$error":"#N/A"},{"$error":"#N/A"},{"$error":"#N/A"},{"$error":"#N/A"},{"$error":"#N/A"},{"$error":"#N/A"},{"$error":"#N/A"},{"$error":"#N/A"}]
[null,{"$f":"IF(DataInput!B685=$B$8,IF($B$9=$B$10,TRUE,IF(DataInput!E685=$B$9,TRUE,FALSE)))","v":true},null,null,{"$f":"IF(B686=TRUE,DataInput!B685,NA())","v":"VIC"},{"$f":"IF($E686=DataInput!$B685,DataInput!C685,NA())","v":"ATSW"},{"$f":"IF($E686=DataInput!$B685,DataInput!D685,NA())","v":"Altona West (Powercor) 66 kV"},{"$f":"IF($E686=DataInput!$B685,DataInput!E685,NA())","v":"Powercor"},{"$f":"IF($E686=DataInput!$B685,DataInput!F685,NA())","v":"Summer"},{"$f":"IF($E686=DataInput!$B685,DataInput!G685,NA())","v":"Coincident"},{"$f":"IF($E686=DataInput!$B685,DataInput!H685,NA())","v":2019},{"$f":"IF($E686=DataInput!$B685,DataInput!I685,NA())","v":"POE10"},{"$f":"IF($E686=DataInput!$B685,DataInput!J685,NA())","v":213.54817410000001},{"$f":"IF($E686=DataInput!$B685,DataInput!K685,NA())","v":0.921757194},null,null,"VIC Altona West (Powercor) 66 kV",null,null,null,null,false,null,null,{"$error":"#N/A"},{"$error":"#N/A"},{"$error":"#N/A"},{"$error":"#N/A"},{"$error":"#N/A"},{"$error":"#N/A"},{"$error":"#N/A"},{"$error":"#N/A"},{"$error":"#N/A"},{"$error":"#N/A"}]
[null,{"$f":"IF(DataInput!B686=$B$8,IF($B$9=$B$10,TRUE,IF(DataInput!E686=$B$9,TRUE,FALSE)))","v":true},null,null,{"$f":"IF(B687=TRUE,DataInput!B686,NA())","v":"VIC"},{"$f":"IF($E687=DataInput!$B686,DataInput!C686,NA())","v":"ATSW"},{"$f":"IF($E687=DataInput!$B686,DataInput!D686,NA())","v":"Altona West (Powercor) 66 kV"},{"$f":"IF($E687=DataInput!$B686,DataInput!E686,NA())","v":"Powercor"},{"$f":"IF($E687=DataInput!$B686,DataInput!F686,NA())","v":"Summer"},{"$f":"IF($E687=DataInput!$B686,DataInput!G686,NA())","v":"Coincident"},{"$f":"IF($E687=DataInput!$B686,DataInput!H686,NA())","v":2019},{"$f":"IF($E687=DataInput!$B686,DataInput!I686,NA())","v":"POE50"},{"$f":"IF($E687=DataInput!$B686,DataInput!J686,NA())","v":180.82579519999999},{"$f":"IF($E687=DataInput!$B686,DataInput!K686,NA())","v":0.88449121900000005},null,null,"VIC Altona West (Powercor) 66 kV",null,null,null,null,false,null,null,{"$error":"#N/A"},{"$error":"#N/A"},{"$error":"#N/A"},{"$error":"#N/A"},{"$error":"#N/A"},{"$error":"#N/A"},{"$error":"#N/A"},{"$error":"#N/A"},{"$error":"#N/A"},{"$error":"#N/A"}]
[null,{"$f":"IF(DataInput!B687=$B$8,IF($B$9=$B$10,TRUE,IF(DataInput!E687=$B$9,TRUE,FALSE)))","v":true},null,null,{"$f":"IF(B688=TRUE,DataInput!B687,NA())","v":"VIC"},{"$f":"IF($E688=DataInput!$B687,DataInput!C687,NA())","v":"ATSW"},{"$f":"IF($E688=DataInput!$B687,DataInput!D687,NA())","v":"Altona West (Powercor) 66 kV"},{"$f":"IF($E688=DataInput!$B687,DataInput!E687,NA())","v":"Powercor"},{"$f":"IF($E688=DataInput!$B687,DataInput!F687,NA())","v":"Summer"},{"$f":"IF($E688=DataInput!$B687,DataInput!G687,NA())","v":"Non-Coincident"},{"$f":"IF($E688=DataInput!$B687,DataInput!H687,NA())","v":2020},{"$f":"IF($E688=DataInput!$B687,DataInput!I687,NA())","v":"POE10"},{"$f":"IF($E688=DataInput!$B687,DataInput!J687,NA())","v":241.18926780000001},{"$f":"IF($E688=DataInput!$B687,DataInput!K687,NA())","v":0.92145502400000001},null,null,"VIC Altona West (Powercor) 66 kV",null,null,null,null,false,null,null,{"$error":"#N/A"},{"$error":"#N/A"},{"$error":"#N/A"},{"$error":"#N/A"},{"$error":"#N/A"},{"$error":"#N/A"},{"$error":"#N/A"},{"$error":"#N/A"},{"$error":"#N/A"},{"$error":"#N/A"}]
[null,{"$f":"IF(DataInput!B688=$B$8,IF($B$9=$B$10,TRUE,IF(DataInput!E688=$B$9,TRUE,FALSE)))","v":true},null,null,{"$f":"IF(B689=TRUE,DataInput!B688,NA())","v":"VIC"},{"$f":"IF($E689=DataInput!$B688,DataInput!C688,NA())","v":"ATSW"},{"$f":"IF($E689=DataInput!$B688,DataInput!D688,NA())","v":"Altona West (Powercor) 66 kV"},{"$f":"IF($E689=DataInput!$B688,DataInput!E688,NA())","v":"Powercor"},{"$f":"IF($E689=DataInput!$B688,DataInput!F688,NA())","v":"Summer"},{"$f":"IF($E689=DataInput!$B688,DataInput!G688,NA())","v":"Non-Coincident"},{"$f":"IF($E689=DataInput!$B688,DataInput!H688,NA())","v":2020},{"$f":"IF($E689=DataInput!$B688,DataInput!I688,NA())","v":"POE50"},{"$f":"IF($E689=DataInput!$B688,DataInput!J688,NA())","v":211.27581950000001},{"$f":"IF($E689=DataInput!$B688,DataInput!K688,NA())","v":0.88451625300000003},null,null,"VIC Altona West (Powercor) 66 kV",null,null,null,null,false,null,null,{"$error":"#N/A"},{"$error":"#N/A"},{"$error":"#N/A"},{"$error":"#N/A"},{"$error":"#N/A"},{"$error":"#N/A"},{"$error":"#N/A"},{"$error":"#N/A"},{"$error":"#N/A"},{"$error":"#N/A"}]
[null,{"$f":"IF(DataInput!B689=$B$8,IF($B$9=$B$10,TRUE,IF(DataInput!E689=$B$9,TRUE,FALSE)))","v":true},null,null,{"$f":"IF(B690=TRUE,DataInput!B689,NA())","v":"VIC"},{"$f":"IF($E690=DataInput!$B689,DataInput!C689,NA())","v":"ATSW"},{"$f":"IF($E690=DataInput!$B689,DataInput!D689,NA())","v":"Altona West (Powercor) 66 kV"},{"$f":"IF($E690=DataInput!$B689,DataInput!E689,NA())","v":"Powercor"},{"$f":"IF($E690=DataInput!$B689,DataInput!F689,NA())","v":"Summer"},{"$f":"IF($E690=DataInput!$B689,DataInput!G689,NA())","v":"Coincident"},{"$f":"IF($E690=DataInput!$B689,DataInput!H689,NA())","v":2020},{"$f":"IF($E690=DataInput!$B689,DataInput!I689,NA())","v":"POE10"},{"$f":"IF($E690=DataInput!$B689,DataInput!J689,NA())","v":222.24506260000001},{"$f":"IF($E690=DataInput!$B689,DataInput!K689,NA())","v":0.92145502400000001},null,null,"VIC Altona West (Powercor) 66 kV",null,null,null,null,false,null,null,{"$error":"#N/A"},{"$error":"#N/A"},{"$error":"#N/A"},{"$error":"#N/A"},{"$error":"#N/A"},{"$error":"#N/A"},{"$error":"#N/A"},{"$error":"#N/A"},{"$error":"#N/A"},{"$error":"#N/A"}]
[null,{"$f":"IF(DataInput!B690=$B$8,IF($B$9=$B$10,TRUE,IF(DataInput!E690=$B$9,TRUE,FALSE)))","v":true},null,null,{"$f":"IF(B691=TRUE,DataInput!B690,NA())","v":"VIC"},{"$f":"IF($E691=DataInput!$B690,DataInput!C690,NA())","v":"ATSW"},{"$f":"IF($E691=DataInput!$B690,DataInput!D690,NA())","v":"Altona West (Powercor) 66 kV"},{"$f":"IF($E691=DataInput!$B690,DataInput!E690,NA())","v":"Powercor"},{"$f":"IF($E691=DataInput!$B690,DataInput!F690,NA())","v":"Summer"},{"$f":"IF($E691=DataInput!$B690,DataInput!G690,NA())","v":"Coincident"},{"$f":"IF($E691=DataInput!$B690,DataInput!H690,NA())","v":2020},{"$f":"IF($E691=DataInput!$B690,DataInput!I690,NA())","v":"POE50"},{"$f":"IF($E691=DataInput!$B690,DataInput!J690,NA())","v":186.87689610000001},{"$f":"IF($E691=DataInput!$B690,DataInput!K690,NA())","v":0.88451625300000003},null,null,"VIC Altona West (Powercor) 66 kV",null,null,null,null,false,null,null,{"$error":"#N/A"},{"$error":"#N/A"},{"$error":"#N/A"},{"$error":"#N/A"},{"$error":"#N/A"},{"$error":"#N/A"},{"$error":"#N/A"},{"$error":"#N/A"},{"$error":"#N/A"},{"$error":"#N/A"}]
[null,{"$f":"IF(DataInput!B691=$B$8,IF($B$9=$B$10,TRUE,IF(DataInput!E691=$B$9,TRUE,FALSE)))","v":true},null,null,{"$f":"IF(B692=TRUE,DataInput!B691,NA())","v":"VIC"},{"$f":"IF($E692=DataInput!$B691,DataInput!C691,NA())","v":"ATSW"},{"$f":"IF($E692=DataInput!$B691,DataInput!D691,NA())","v":"Altona West (Powercor) 66 kV"},{"$f":"IF($E692=DataInput!$B691,DataInput!E691,NA())","v":"Powercor"},{"$f":"IF($E692=DataInput!$B691,DataInput!F691,NA())","v":"Summer"},{"$f":"IF($E692=DataInput!$B691,DataInput!G691,NA())","v":"Non-Coincident"},{"$f":"IF($E692=DataInput!$B691,DataInput!H691,NA())","v":2021},{"$f":"IF($E692=DataInput!$B691,DataInput!I691,NA())","v":"POE10"},{"$f":"IF($E692=DataInput!$B691,DataInput!J691,NA())","v":249.81751919999999},{"$f":"IF($E692=DataInput!$B691,DataInput!K691,NA())","v":0.921288836},null,null,"VIC Altona West (Powercor) 66 kV",null,null,null,null,false,null,null,{"$error":"#N/A"},{"$error":"#N/A"},{"$error":"#N/A"},{"$error":"#N/A"},{"$error":"#N/A"},{"$error":"#N/A"},{"$error":"#N/A"},{"$error":"#N/A"},{"$error":"#N/A"},{"$error":"#N/A"}]
[null,{"$f":"IF(DataInput!B692=$B$8,IF($B$9=$B$10,TRUE,IF(DataInput!E692=$B$9,TRUE,FALSE)))","v":true},null,null,{"$f":"IF(B693=TRUE,DataInput!B692,NA())","v":"VIC"},{"$f":"IF($E693=DataInput!$B692,DataInput!C692,NA())","v":"ATSW"},{"$f":"IF($E693=DataInput!$B692,DataInput!D692,NA())","v":"Altona West (Powercor) 66 kV"},{"$f":"IF($E693=DataInput!$B692,DataInput!E692,NA())","v":"Powercor"},{"$f":"IF($E693=DataInput!$B692,DataInput!F692,NA())","v":"Summer"},{"$f":"IF($E693=DataInput!$B692,DataInput!G692,NA())","v":"Non-Coincident"},{"$f":"IF($E693=DataInput!$B692,DataInput!H692,NA())","v":2021},{"$f":"IF($E693=DataInput!$B692,DataInput!I692,NA())","v":"POE50"},{"$f":"IF($E693=DataInput!$B692,DataInput!J692,NA())","v":218.1529663},{"$f":"IF($E693=DataInput!$B692,DataInput!K692,NA())","v":0.884636851},null,null,"VIC Altona West (Powercor) 66 kV",null,null,null,null,false,null,null,{"$error":"#N/A"},{"$error":"#N/A"},{"$error":"#N/A"},{"$error":"#N/A"},{"$error":"#N/A"},{"$error":"#N/A"},{"$error":"#N/A"},{"$error":"#N/A"},{"$error":"#N/A"},{"$error":"#N/A"}]
[null,{"$f":"IF(DataInput!B693=$B$8,IF($B$9=$B$10,TRUE,IF(DataInput!E693=$B$9,TRUE,FALSE)))","v":true},null,null,{"$f":"IF(B694=TRUE,DataInput!B693,NA())","v":"VIC"},{"$f":"IF($E694=DataInput!$B693,DataInput!C693,NA())","v":"ATSW"},{"$f":"IF($E694=DataInput!$B693,DataInput!D693,NA())","v":"Altona West (Powercor) 66 kV"},{"$f":"IF($E694=DataInput!$B693,DataInput!E693,NA())","v":"Powercor"},{"$f":"IF($E694=DataInput!$B693,DataInput!F693,NA())","v":"Summer"},{"$f":"IF($E694=DataInput!$B693,DataInput!G693,NA())","v":"Coincident"},{"$f":"IF($E694=DataInput!$B693,DataInput!H693,NA())","v":2021},{"$f":"IF($E694=DataInput!$B693,DataInput!I693,NA())","v":"POE10"},{"$f":"IF($E694=DataInput!$B693,DataInput!J693,NA())","v":230.1540914},{"$f":"IF($E694=DataInput!$B693,DataInput!K693,NA())","v":0.921288836},null,null,"VIC Altona West (Powercor) 66 kV",null,null,null,null,false,null,null,{"$error":"#N/A"},{"$error":"#N/A"},{"$error":"#N/A"},{"$error":"#N/A"},{"$error":"#N/A"},{"$error":"#N/A"},{"$error":"#N/A"},{"$error":"#N/A"},{"$error":"#N/A"},{"$error":"#N/A"}]
[null,{"$f":"IF(DataInput!B694=$B$8,IF($B$9=$B$10,TRUE,IF(DataInput!E694=$B$9,TRUE,FALSE)))","v":true},null,null,{"$f":"IF(B695=TRUE,DataInput!B694,NA())","v":"VIC"},{"$f":"IF($E695=DataInput!$B694,DataInput!C694,NA())","v":"ATSW"},{"$f":"IF($E695=DataInput!$B694,DataInput!D694,NA())","v":"Altona West (Powercor) 66 kV"},{"$f":"IF($E695=DataInput!$B694,DataInput!E694,NA())","v":"Powercor"},{"$f":"IF($E695=DataInput!$B694,DataInput!F694,NA())","v":"Summer"},{"$f":"IF($E695=DataInput!$B694,DataInput!G694,NA())","v":"Coincident"},{"$f":"IF($E695=DataInput!$B694,DataInput!H694,NA())","v":2021},{"$f":"IF($E695=DataInput!$B694,DataInput!I694,NA())","v":"POE50"},{"$f":"IF($E695=DataInput!$B694,DataInput!J694,NA())","v":192.9861531},{"$f":"IF($E695=DataInput!$B694,DataInput!K694,NA())","v":0.884636851},null,null,"VIC Altona West (Powercor) 66 kV",null,null,null,null,false,null,null,{"$error":"#N/A"},{"$f":"IF($V695=TRUE,F695,NA())","v":{"$error":"#N/A"}},{"$f":"IF($V695=TRUE,G695,NA())","v":{"$error":"#N/A"}},{"$f":"IF($V695=TRUE,H695,NA())","v":{"$error":"#N/A"}},{"$f":"IF($V695=TRUE,I695,NA())","v":{"$error":"#N/A"}},{"$f":"IF($V695=TRUE,J695,NA())","v":{"$error":"#N/A"}},{"$f":"IF($V695=TRUE,K695,NA())","v":{"$error":"#N/A"}},{"$f":"IF($V695=TRUE,L695,NA())","v":{"$error":"#N/A"}},{"$f":"IF($V695=TRUE,M695,NA())","v":{"$error":"#N/A"}},{"$f":"IF($V695=TRUE,N695,NA())","v":{"$error":"#N/A"}}]
[null,{"$f":"IF(DataInput!B695=$B$8,IF($B$9=$B$10,TRUE,IF(DataInput!E695=$B$9,TRUE,FALSE)))","v":true},null,null,{"$f":"IF(B696=TRUE,DataInput!B695,NA())","v":"VIC"},{"$f":"IF($E696=DataInput!$B695,DataInput!C695,NA())","v":"ATSW"},{"$f":"IF($E696=DataInput!$B695,DataInput!D695,NA())","v":"Altona West (Powercor) 66 kV"},{"$f":"IF($E696=DataInput!$B695,DataInput!E695,NA())","v":"Powercor"},{"$f":"IF($E696=DataInput!$B695,DataInput!F695,NA())","v":"Summer"},{"$f":"IF($E696=DataInput!$B695,DataInput!G695,NA())","v":"Non-Coincident"},{"$f":"IF($E696=DataInput!$B695,DataInput!H695,NA())","v":2022},{"$f":"IF($E696=DataInput!$B695,DataInput!I695,NA())","v":"POE10"},{"$f":"IF($E696=DataInput!$B695,DataInput!J695,NA())","v":258.21781399999998},{"$f":"IF($E696=DataInput!$B695,DataInput!K695,NA())","v":0.92111700699999999},null,null,"VIC Altona West (Powercor) 66 kV",null,null,null,null,false,null,null,{"$error":"#N/A"},{"$error":"#N/A"},{"$error":"#N/A"},{"$error":"#N/A"},{"$error":"#N/A"},{"$error":"#N/A"},{"$error":"#N/A"},{"$error":"#N/A"},{"$error":"#N/A"},{"$error":"#N/A"}]
[null,{"$f":"IF(DataInput!B696=$B$8,IF($B$9=$B$10,TRUE,IF(DataInput!E696=$B$9,TRUE,FALSE)))","v":true},null,null,{"$f":"IF(B697=TRUE,DataInput!B696,NA())","v":"VIC"},{"$f":"IF($E697=DataInput!$B696,DataInput!C696,NA())","v":"ATSW"},{"$f":"IF($E697=DataInput!$B696,DataInput!D696,NA())","v":"Altona West (Powercor) 66 kV"},{"$f":"IF($E697=DataInput!$B696,DataInput!E696,NA())","v":"Powercor"},{"$f":"IF($E697=DataInput!$B696,DataInput!F696,NA())","v":"Summer"},{"$f":"IF($E697=DataInput!$B696,DataInput!G696,NA())","v":"Non-Coincident"},{"$f":"IF($E697=DataInput!$B696,DataInput!H696,NA())","v":2022},{"$f":"IF($E697=DataInput!$B696,DataInput!I696,NA())","v":"POE50"},{"$f":"IF($E697=DataInput!$B696,DataInput!J696,NA())","v":225.85071239999999},{"$f":"IF($E697=DataInput!$B696,DataInput!K696,NA())","v":0.884712528},null,null,"VIC Altona West (Powercor) 66 kV",null,null,null,null,false,null,null,{"$error":"#N/A"},{"$error":"#N/A"},{"$error":"#N/A"},{"$error":"#N/A"},{"$error":"#N/A"},{"$error":"#N/A"},{"$error":"#N/A"},{"$error":"#N/A"},{"$error":"#N/A"},{"$error":"#N/A"}]
[null,{"$f":"IF(DataInput!B697=$B$8,IF($B$9=$B$10,TRUE,IF(DataInput!E697=$B$9,TRUE,FALSE)))","v":true},null,null,{"$f":"IF(B698=TRUE,DataInput!B697,NA())","v":"VIC"},{"$f":"IF($E698=DataInput!$B697,DataInput!C697,NA())","v":"ATSW"},{"$f":"IF($E698=DataInput!$B697,DataInput!D697,NA())","v":"Altona West (Powercor) 66 kV"},{"$f":"IF($E698=DataInput!$B697,DataInput!E697,NA())","v":"Powercor"},{"$f":"IF($E698=DataInput!$B697,DataInput!F697,NA())","v":"Summer"},{"$f":"IF($E698=DataInput!$B697,DataInput!G697,NA())","v":"Coincident"},{"$f":"IF($E698=DataInput!$B697,DataInput!H697,NA())","v":2022},{"$f":"IF($E698=DataInput!$B697,DataInput!I697,NA())","v":"POE10"},{"$f":"IF($E698=DataInput!$B697,DataInput!J697,NA())","v":237.8488199},{"$f":"IF($E698=DataInput!$B697,DataInput!K697,NA())","v":0.92111700699999999},null,null,"VIC Altona West (Powercor) 66 kV",null,null,null,null,false,null,null,{"$error":"#N/A"},{"$error":"#N/A"},{"$error":"#N/A"},{"$error":"#N/A"},{"$error":"#N/A"},{"$error":"#N/A"},{"$error":"#N/A"},{"$error":"#N/A"},{"$error":"#N/A"},{"$error":"#N/A"}]
[null,{"$f":"IF(DataInput!B698=$B$8,IF($B$9=$B$10,TRUE,IF(DataInput!E698=$B$9,TRUE,FALSE)))","v":true},null,null,{"$f":"IF(B699=TRUE,DataInput!B698,NA())","v":"VIC"},{"$f":"IF($E699=DataInput!$B698,DataInput!C698,NA())","v":"ATSW"},{"$f":"IF($E699=DataInput!$B698,DataInput!D698,NA())","v":"Altona West (Powercor) 66 kV"},{"$f":"IF($E699=DataInput!$B698,DataInput!E698,NA())","v":"Powercor"},{"$f":"IF($E699=DataInput!$B698,DataInput!F698,NA())","v":"Summer"},{"$f":"IF($E699=DataInput!$B698,DataInput!G698,NA())","v":"Coincident"},{"$f":"IF($E699=DataInput!$B698,DataInput!H698,NA())","v":2022},{"$f":"IF($E699=DataInput!$B698,DataInput!I698,NA())","v":"POE50"},{"$f":"IF($E699=DataInput!$B698,DataInput!J698,NA())","v":199.81295470000001},{"$f":"IF($E699=DataInput!$B698,DataInput!K698,NA())","v":0.884712528},null,null,"VIC Altona West (Powercor) 66 kV",null,null,null,null,false,null,null,{"$error":"#N/A"},{"$error":"#N/A"},{"$error":"#N/A"},{"$error":"#N/A"},{"$error":"#N/A"},{"$error":"#N/A"},{"$error":"#N/A"},{"$error":"#N/A"},{"$error":"#N/A"},{"$error":"#N/A"}]
[null,{"$f":"IF(DataInput!B699=$B$8,IF($B$9=$B$10,TRUE,IF(DataInput!E699=$B$9,TRUE,FALSE)))","v":true},null,null,{"$f":"IF(B700=TRUE,DataInput!B699,NA())","v":"VIC"},{"$f":"IF($E700=DataInput!$B699,DataInput!C699,NA())","v":"ATSW"},{"$f":"IF($E700=DataInput!$B699,DataInput!D699,NA())","v":"Altona West (Powercor) 66 kV"},{"$f":"IF($E700=DataInput!$B699,DataInput!E699,NA())","v":"Powercor"},{"$f":"IF($E700=DataInput!$B699,DataInput!F699,NA())","v":"Summer"},{"$f":"IF($E700=DataInput!$B699,DataInput!G699,NA())","v":"Non-Coincident"},{"$f":"IF($E700=DataInput!$B699,DataInput!H699,NA())","v":2023},{"$f":"IF($E700=DataInput!$B699,DataInput!I699,NA())","v":"POE10"},{"$f":"IF($E700=DataInput!$B699,DataInput!J699,NA())","v":267.23045509999997},{"$f":"IF($E700=DataInput!$B699,DataInput!K699,NA())","v":0.92087708999999995},null,null,"VIC Altona West (Powercor) 66 kV",null,null,null,null,false,null,null,{"$error":"#N/A"},{"$error":"#N/A"},{"$error":"#N/A"},{"$error":"#N/A"},{"$error":"#N/A"},{"$error":"#N/A"},{"$error":"#N/A"},{"$error":"#N/A"},{"$error":"#N/A"},{"$error":"#N/A"}]
[null,{"$f":"IF(DataInput!B700=$B$8,IF($B$9=$B$10,TRUE,IF(DataInput!E700=$B$9,TRUE,FALSE)))","v":true},null,null,{"$f":"IF(B701=TRUE,DataInput!B700,NA())","v":"VIC"},{"$f":"IF($E701=DataInput!$B700,DataInput!C700,NA())","v":"ATSW"},{"$f":"IF($E701=DataInput!$B700,DataInput!D700,NA())","v":"Altona West (Powercor) 66 kV"},{"$f":"IF($E701=DataInput!$B700,DataInput!E700,NA())","v":"Powercor"},{"$f":"IF($E701=DataInput!$B700,DataInput!F700,NA())","v":"Summer"},{"$f":"IF($E701=DataInput!$B700,DataInput!G700,NA())","v":"Non-Coincident"},{"$f":"IF($E701=DataInput!$B700,DataInput!H700,NA())","v":2023},{"$f":"IF($E701=DataInput!$B700,DataInput!I700,NA())","v":"POE50"},{"$f":"IF($E701=DataInput!$B700,DataInput!J700,NA())","v":232.4309921},{"$f":"IF($E701=DataInput!$B700,DataInput!K700,NA())","v":0.88479802100000005},null,null,"VIC Altona West (Powercor) 66 kV",null,null,null,null,false,null,null,{"$error":"#N/A"},{"$error":"#N/A"},{"$error":"#N/A"},{"$error":"#N/A"},{"$error":"#N/A"},{"$error":"#N/A"},{"$error":"#N/A"},{"$error":"#N/A"},{"$error":"#N/A"},{"$error":"#N/A"}]
[null,{"$f":"IF(DataInput!B701=$B$8,IF($B$9=$B$10,TRUE,IF(DataInput!E701=$B$9,TRUE,FALSE)))","v":true},null,null,{"$f":"IF(B702=TRUE,DataInput!B701,NA())","v":"VIC"},{"$f":"IF($E702=DataInput!$B701,DataInput!C701,NA())","v":"ATSW"},{"$f":"IF($E702=DataInput!$B701,DataInput!D701,NA())","v":"Altona West (Powercor) 66 kV"},{"$f":"IF($E702=DataInput!$B701,DataInput!E701,NA())","v":"Powercor"},{"$f":"IF($E702=DataInput!$B701,DataInput!F701,NA())","v":"Summer"},{"$f":"IF($E702=DataInput!$B701,DataInput!G701,NA())","v":"Coincident"},{"$f":"IF($E702=DataInput!$B701,DataInput!H701,NA())","v":2023},{"$f":"IF($E702=DataInput!$B701,DataInput!I701,NA())","v":"POE10"},{"$f":"IF($E702=DataInput!$B701,DataInput!J701,NA())","v":246.08640389999999},{"$f":"IF($E702=DataInput!$B701,DataInput!K701,NA())","v":0.92087708999999995},null,null,"VIC Altona West (Powercor) 66 kV",null,null,null,null,false,null,null,{"$error":"#N/A"},{"$error":"#N/A"},{"$error":"#N/A"},{"$error":"#N/A"},{"$error":"#N/A"},{"$error":"#N/A"},{"$error":"#N/A"},{"$error":"#N/A"},{"$error":"#N/A"},{"$error":"#N/A"}]
[null,{"$f":"IF(DataInput!B702=$B$8,IF($B$9=$B$10,TRUE,IF(DataInput!E702=$B$9,TRUE,FALSE)))","v":true},null,null,{"$f":"IF(B703=TRUE,DataInput!B702,NA())","v":"VIC"},{"$f":"IF($E703=DataInput!$B702,DataInput!C702,NA())","v":"ATSW"},{"$f":"IF($E703=DataInput!$B702,DataInput!D702,NA())","v":"Altona West (Powercor) 66 kV"},{"$f":"IF($E703=DataInput!$B702,DataInput!E702,NA())","v":"Powercor"},{"$f":"IF($E703=DataInput!$B702,DataInput!F702,NA())","v":"Summer"},{"$f":"IF($E703=DataInput!$B702,DataInput!G702,NA())","v":"Coincident"},{"$f":"IF($E703=DataInput!$B702,DataInput!H702,NA())","v":2023},{"$f":"IF($E703=DataInput!$B702,DataInput!I702,NA())","v":"POE50"},{"$f":"IF($E703=DataInput!$B702,DataInput!J702,NA())","v":205.65448169999999},{"$f":"IF($E703=DataInput!$B702,DataInput!K702,NA())","v":0.88479802100000005},null,null,"VIC Altona West (Powercor) 66 kV",null,null,null,null,false,null,null,{"$error":"#N/A"},{"$error":"#N/A"},{"$error":"#N/A"},{"$error":"#N/A"},{"$error":"#N/A"},{"$error":"#N/A"},{"$error":"#N/A"},{"$error":"#N/A"},{"$error":"#N/A"},{"$error":"#N/A"}]
[null,{"$f":"IF(DataInput!B703=$B$8,IF($B$9=$B$10,TRUE,IF(DataInput!E703=$B$9,TRUE,FALSE)))","v":true},null,null,{"$f":"IF(B704=TRUE,DataInput!B703,NA())","v":"VIC"},{"$f":"IF($E704=DataInput!$B703,DataInput!C703,NA())","v":"ATSW"},{"$f":"IF($E704=DataInput!$B703,DataInput!D703,NA())","v":"Altona West (Powercor) 66 kV"},{"$f":"IF($E704=DataInput!$B703,DataInput!E703,NA())","v":"Powercor"},{"$f":"IF($E704=DataInput!$B703,DataInput!F703,NA())","v":"Summer"},{"$f":"IF($E704=DataInput!$B703,DataInput!G703,NA())","v":"Non-Coincident"},{"$f":"IF($E704=DataInput!$B703,DataInput!H703,NA())","v":2024},{"$f":"IF($E704=DataInput!$B703,DataInput!I703,NA())","v":"POE10"},{"$f":"IF($E704=DataInput!$B703,DataInput!J703,NA())","v":276.91344199999997},{"$f":"IF($E704=DataInput!$B703,DataInput!K703,NA())","v":0.92057879399999998},null,null,"VIC Altona West (Powercor) 66 kV",null,null,null,null,false,null,null,{"$error":"#N/A"},{"$error":"#N/A"},{"$error":"#N/A"},{"$error":"#N/A"},{"$error":"#N/A"},{"$error":"#N/A"},{"$error":"#N/A"},{"$error":"#N/A"},{"$error":"#N/A"},{"$error":"#N/A"}]
[null,{"$f":"IF(DataInput!B704=$B$8,IF($B$9=$B$10,TRUE,IF(DataInput!E704=$B$9,TRUE,FALSE)))","v":true},null,null,{"$f":"IF(B705=TRUE,DataInput!B704,NA())","v":"VIC"},{"$f":"IF($E705=DataInput!$B704,DataInput!C704,NA())","v":"ATSW"},{"$f":"IF($E705=DataInput!$B704,DataInput!D704,NA())","v":"Altona West (Powercor) 66 kV"},{"$f":"IF($E705=DataInput!$B704,DataInput!E704,NA())","v":"Powercor"},{"$f":"IF($E705=DataInput!$B704,DataInput!F704,NA())","v":"Summer"},{"$f":"IF($E705=DataInput!$B704,DataInput!G704,NA())","v":"Non-Coincident"},{"$f":"IF($E705=DataInput!$B704,DataInput!H704,NA())","v":2024},{"$f":"IF($E705=DataInput!$B704,DataInput!I704,NA())","v":"POE50"},{"$f":"IF($E705=DataInput!$B704,DataInput!J704,NA())","v":241.03317010000001},{"$f":"IF($E705=DataInput!$B704,DataInput!K704,NA())","v":0.88481407400000001},null,null,"VIC Altona West (Powercor) 66 kV",null,null,null,null,false,null,null,{"$error":"#N/A"},{"$error":"#N/A"},{"$error":"#N/A"},{"$error":"#N/A"},{"$error":"#N/A"},{"$error":"#N/A"},{"$error":"#N/A"},{"$error":"#N/A"},{"$error":"#N/A"},{"$error":"#N/A"}]
[null,{"$f":"IF(DataInput!B705=$B$8,IF($B$9=$B$10,TRUE,IF(DataInput!E705=$B$9,TRUE,FALSE)))","v":true},null,null,{"$f":"IF(B706=TRUE,DataInput!B705,NA())","v":"VIC"},{"$f":"IF($E706=DataInput!$B705,DataInput!C705,NA())","v":"ATSW"},{"$f":"IF($E706=DataInput!$B705,DataInput!D705,NA())","v":"Altona West (Powercor) 66 kV"},{"$f":"IF($E706=DataInput!$B705,DataInput!E705,NA())","v":"Powercor"},{"$f":"IF($E706=DataInput!$B705,DataInput!F705,NA())","v":"Summer"},{"$f":"IF($E706=DataInput!$B705,DataInput!G705,NA())","v":"Coincident"},{"$f":"IF($E706=DataInput!$B705,DataInput!H705,NA())","v":2024},{"$f":"IF($E706=DataInput!$B705,DataInput!I705,NA())","v":"POE10"},{"$f":"IF($E706=DataInput!$B705,DataInput!J705,NA())","v":254.9206423},{"$f":"IF($E706=DataInput!$B705,DataInput!K705,NA())","v":0.92057879399999998},null,null,"VIC Altona West (Powercor) 66 kV",null,null,null,null,false,null,null,{"$error":"#N/A"},{"$error":"#N/A"},{"$error":"#N/A"},{"$error":"#N/A"},{"$error":"#N/A"},{"$error":"#N/A"},{"$error":"#N/A"},{"$error":"#N/A"},{"$error":"#N/A"},{"$error":"#N/A"}]
[null,{"$f":"IF(DataInput!B706=$B$8,IF($B$9=$B$10,TRUE,IF(DataInput!E706=$B$9,TRUE,FALSE)))","v":true},null,null,{"$f":"IF(B707=TRUE,DataInput!B706,NA())","v":"VIC"},{"$f":"IF($E707=DataInput!$B706,DataInput!C706,NA())","v":"ATSW"},{"$f":"IF($E707=DataInput!$B706,DataInput!D706,NA())","v":"Altona West (Powercor) 66 kV"},{"$f":"IF($E707=DataInput!$B706,DataInput!E706,NA())","v":"Powercor"},{"$f":"IF($E707=DataInput!$B706,DataInput!F706,NA())","v":"Summer"},{"$f":"IF($E707=DataInput!$B706,DataInput!G706,NA())","v":"Coincident"},{"$f":"IF($E707=DataInput!$B706,DataInput!H706,NA())","v":2024},{"$f":"IF($E707=DataInput!$B706,DataInput!I706,NA())","v":"POE50"},{"$f":"IF($E707=DataInput!$B706,DataInput!J706,NA())","v":213.26954129999999},{"$f":"IF($E707=DataInput!$B706,DataInput!K706,NA())","v":0.88481407400000001},null,null,"VIC Altona West (Powercor) 66 kV",null,null,null,null,false,null,null,{"$error":"#N/A"},{"$error":"#N/A"},{"$error":"#N/A"},{"$error":"#N/A"},{"$error":"#N/A"},{"$error":"#N/A"},{"$error":"#N/A"},{"$error":"#N/A"},{"$error":"#N/A"},{"$error":"#N/A"}]
[null,{"$f":"IF(DataInput!B707=$B$8,IF($B$9=$B$10,TRUE,IF(DataInput!E707=$B$9,TRUE,FALSE)))","v":true},null,null,{"$f":"IF(B708=TRUE,DataInput!B707,NA())","v":"VIC"},{"$f":"IF($E708=DataInput!$B707,DataInput!C707,NA())","v":"ATSW"},{"$f":"IF($E708=DataInput!$B707,DataInput!D707,NA())","v":"Altona West (Powercor) 66 kV"},{"$f":"IF($E708=DataInput!$B707,DataInput!E707,NA())","v":"Powercor"},{"$f":"IF($E708=DataInput!$B707,DataInput!F707,NA())","v":"Summer"},{"$f":"IF($E708=DataInput!$B707,DataInput!G707,NA())","v":"Non-Coincident"},{"$f":"IF($E708=DataInput!$B707,DataInput!H707,NA())","v":2025},{"$f":"IF($E708=DataInput!$B707,DataInput!I707,NA())","v":"POE10"},{"$f":"IF($E708=DataInput!$B707,DataInput!J707,NA())","v":287.2474661},{"$f":"IF($E708=DataInput!$B707,DataInput!K707,NA())","v":0.92020437799999999},null,null,"VIC Altona West (Powercor) 66 kV",null,null,null,null,false,null,null,{"$error":"#N/A"},{"$error":"#N/A"},{"$error":"#N/A"},{"$error":"#N/A"},{"$error":"#N/A"},{"$error":"#N/A"},{"$error":"#N/A"},{"$error":"#N/A"},{"$error":"#N/A"},{"$error":"#N/A"}]
[null,{"$f":"IF(DataInput!B708=$B$8,IF($B$9=$B$10,TRUE,IF(DataInput!E708=$B$9,TRUE,FALSE)))","v":true},null,null,{"$f":"IF(B709=TRUE,DataInput!B708,NA())","v":"VIC"},{"$f":"IF($E709=DataInput!$B708,DataInput!C708,NA())","v":"ATSW"},{"$f":"IF($E709=DataInput!$B708,DataInput!D708,NA())","v":"Altona West (Powercor) 66 kV"},{"$f":"IF($E709=DataInput!$B708,DataInput!E708,NA())","v":"Powercor"},{"$f":"IF($E709=DataInput!$B708,DataInput!F708,NA())","v":"Summer"},{"$f":"IF($E709=DataInput!$B708,DataInput!G708,NA())","v":"Non-Coincident"},{"$f":"IF($E709=DataInput!$B708,DataInput!H708,NA())","v":2025},{"$f":"IF($E709=DataInput!$B708,DataInput!I708,NA())","v":"POE50"},{"$f":"IF($E709=DataInput!$B708,DataInput!J708,NA())","v":249.1213233},{"$f":"IF($E709=DataInput!$B708,DataInput!K708,NA())","v":0.884809085},null,null,"VIC Altona West (Powercor) 66 kV",null,null,null,null,false,null,null,{"$error":"#N/A"},{"$error":"#N/A"},{"$error":"#N/A"},{"$error":"#N/A"},{"$error":"#N/A"},{"$error":"#N/A"},{"$error":"#N/A"},{"$error":"#N/A"},{"$error":"#N/A"},{"$error":"#N/A"}]
[null,{"$f":"IF(DataInput!B709=$B$8,IF($B$9=$B$10,TRUE,IF(DataInput!E709=$B$9,TRUE,FALSE)))","v":true},null,null,{"$f":"IF(B710=TRUE,DataInput!B709,NA())","v":"VIC"},{"$f":"IF($E710=DataInput!$B709,DataInput!C709,NA())","v":"ATSW"},{"$f":"IF($E710=DataInput!$B709,DataInput!D709,NA())","v":"Altona West (Powercor) 66 kV"},{"$f":"IF($E710=DataInput!$B709,DataInput!E709,NA())","v":"Powercor"},{"$f":"IF($E710=DataInput!$B709,DataInput!F709,NA())","v":"Summer"},{"$f":"IF($E710=DataInput!$B709,DataInput!G709,NA())","v":"Coincident"},{"$f":"IF($E710=DataInput!$B709,DataInput!H709,NA())","v":2025},{"$f":"IF($E710=DataInput!$B709,DataInput!I709,NA())","v":"POE10"},{"$f":"IF($E710=DataInput!$B709,DataInput!J709,NA())","v":264.32637590000002},{"$f":"IF($E710=DataInput!$B709,DataInput!K709,NA())","v":0.92020437799999999},null,null,"VIC Altona West (Powercor) 66 kV",null,null,null,null,false,null,null,{"$error":"#N/A"},{"$error":"#N/A"},{"$error":"#N/A"},{"$error":"#N/A"},{"$error":"#N/A"},{"$error":"#N/A"},{"$error":"#N/A"},{"$error":"#N/A"},{"$error":"#N/A"},{"$error":"#N/A"}]
[null,{"$f":"IF(DataInput!B710=$B$8,IF($B$9=$B$10,TRUE,IF(DataInput!E710=$B$9,TRUE,FALSE)))","v":true},null,null,{"$f":"IF(B711=TRUE,DataInput!B710,NA())","v":"VIC"},{"$f":"IF($E711=DataInput!$B710,DataInput!C710,NA())","v":"ATSW"},{"$f":"IF($E711=DataInput!$B710,DataInput!D710,NA())","v":"Altona West (Powercor) 66 kV"},{"$f":"IF($E711=DataInput!$B710,DataInput!E710,NA())","v":"Powercor"},{"$f":"IF($E711=DataInput!$B710,DataInput!F710,NA())","v":"Summer"},{"$f":"IF($E711=DataInput!$B710,DataInput!G710,NA())","v":"Coincident"},{"$f":"IF($E711=DataInput!$B710,DataInput!H710,NA())","v":2025},{"$f":"IF($E711=DataInput!$B710,DataInput!I710,NA())","v":"POE50"},{"$f":"IF($E711=DataInput!$B710,DataInput!J710,NA())","v":220.42481000000001},{"$f":"IF($E711=DataInput!$B710,DataInput!K710,NA())","v":0.884809085},null,null,"VIC Altona West (Powercor) 66 kV",null,null,null,null,false,null,null,{"$error":"#N/A"},{"$error":"#N/A"},{"$error":"#N/A"},{"$error":"#N/A"},{"$error":"#N/A"},{"$error":"#N/A"},{"$error":"#N/A"},{"$error":"#N/A"},{"$error":"#N/A"},{"$error":"#N/A"}]
[null,{"$f":"IF(DataInput!B711=$B$8,IF($B$9=$B$10,TRUE,IF(DataInput!E711=$B$9,TRUE,FALSE)))","v":true},null,null,{"$f":"IF(B712=TRUE,DataInput!B711,NA())","v":"VIC"},{"$f":"IF($E712=DataInput!$B711,DataInput!C711,NA())","v":"ATSW"},{"$f":"IF($E712=DataInput!$B711,DataInput!D711,NA())","v":"Altona West (Powercor) 66 kV"},{"$f":"IF($E712=DataInput!$B711,DataInput!E711,NA())","v":"Powercor"},{"$f":"IF($E712=DataInput!$B711,DataInput!F711,NA())","v":"Winter"},{"$f":"IF($E712=DataInput!$B711,DataInput!G711,NA())","v":"Coincident"},{"$f":"IF($E712=DataInput!$B711,DataInput!H711,NA())","v":2005},{"$f":"IF($E712=DataInput!$B711,DataInput!I711,NA())","v":"TempCorrActualPOE10"},{"$f":"IF($E712=DataInput!$B711,DataInput!J711,NA())","v":129.13778439999999},{"$f":"IF($E712=DataInput!$B711,DataInput!K711,NA())","v":"NA"},null,null,"VIC Altona West (Powercor) 66 kV",null,null,null,null,false,null,null,{"$error":"#N/A"},{"$error":"#N/A"},{"$error":"#N/A"},{"$error":"#N/A"},{"$error":"#N/A"},{"$error":"#N/A"},{"$error":"#N/A"},{"$error":"#N/A"},{"$error":"#N/A"},{"$error":"#N/A"}]
[null,{"$f":"IF(DataInput!B712=$B$8,IF($B$9=$B$10,TRUE,IF(DataInput!E712=$B$9,TRUE,FALSE)))","v":true},null,null,{"$f":"IF(B713=TRUE,DataInput!B712,NA())","v":"VIC"},{"$f":"IF($E713=DataInput!$B712,DataInput!C712,NA())","v":"ATSW"},{"$f":"IF($E713=DataInput!$B712,DataInput!D712,NA())","v":"Altona West (Powercor) 66 kV"},{"$f":"IF($E713=DataInput!$B712,DataInput!E712,NA())","v":"Powercor"},{"$f":"IF($E713=DataInput!$B712,DataInput!F712,NA())","v":"Winter"},{"$f":"IF($E713=DataInput!$B712,DataInput!G712,NA())","v":"Coincident"},{"$f":"IF($E713=DataInput!$B712,DataInput!H712,NA())","v":2005},{"$f":"IF($E713=DataInput!$B712,DataInput!I712,NA())","v":"TempCorrActualPOE50"},{"$f":"IF($E713=DataInput!$B712,DataInput!J712,NA())","v":124.9019081},{"$f":"IF($E713=DataInput!$B712,DataInput!K712,NA())","v":"NA"},null,null,"VIC Altona West (Powercor) 66 kV",null,null,null,null,false,null,null,{"$error":"#N/A"},{"$error":"#N/A"},{"$error":"#N/A"},{"$error":"#N/A"},{"$error":"#N/A"},{"$error":"#N/A"},{"$error":"#N/A"},{"$error":"#N/A"},{"$error":"#N/A"},{"$error":"#N/A"}]
[null,{"$f":"IF(DataInput!B713=$B$8,IF($B$9=$B$10,TRUE,IF(DataInput!E713=$B$9,TRUE,FALSE)))","v":true},null,null,{"$f":"IF(B714=TRUE,DataInput!B713,NA())","v":"VIC"},{"$f":"IF($E714=DataInput!$B713,DataInput!C713,NA())","v":"ATSW"},{"$f":"IF($E714=DataInput!$B713,DataInput!D713,NA())","v":"Altona West (Powercor) 66 kV"},{"$f":"IF($E714=DataInput!$B713,DataInput!E713,NA())","v":"Powercor"},{"$f":"IF($E714=DataInput!$B713,DataInput!F713,NA())","v":"Winter"},{"$f":"IF($E714=DataInput!$B713,DataInput!G713,NA())","v":"Non-Coincident"},{"$f":"IF($E714=DataInput!$B713,DataInput!H713,NA())","v":2005},{"$f":"IF($E714=DataInput!$B713,DataInput!I713,NA())","v":"TempCorrActualPOE10"},{"$f":"IF($E714=DataInput!$B713,DataInput!J713,NA())","v":132.81719860000001},{"$f":"IF($E714=DataInput!$B713,DataInput!K713,NA())","v":"NA"},null,null,"VIC Altona West (Powercor) 66 kV",null,null,null,null,false,null,null,{"$error":"#N/A"},{"$error":"#N/A"},{"$error":"#N/A"},{"$error":"#N/A"},{"$error":"#N/A"},{"$error":"#N/A"},{"$error":"#N/A"},{"$error":"#N/A"},{"$error":"#N/A"},{"$error":"#N/A"}]
[null,{"$f":"IF(DataInput!B714=$B$8,IF($B$9=$B$10,TRUE,IF(DataInput!E714=$B$9,TRUE,FALSE)))","v":true},null,null,{"$f":"IF(B715=TRUE,DataInput!B714,NA())","v":"VIC"},{"$f":"IF($E715=DataInput!$B714,DataInput!C714,NA())","v":"ATSW"},{"$f":"IF($E715=DataInput!$B714,DataInput!D714,NA())","v":"Altona West (Powercor) 66 kV"},{"$f":"IF($E715=DataInput!$B714,DataInput!E714,NA())","v":"Powercor"},{"$f":"IF($E715=DataInput!$B714,DataInput!F714,NA())","v":"Winter"},{"$f":"IF($E715=DataInput!$B714,DataInput!G714,NA())","v":"Non-Coincident"},{"$f":"IF($E715=DataInput!$B714,DataInput!H714,NA())","v":2005},{"$f":"IF($E715=DataInput!$B714,DataInput!I714,NA())","v":"TempCorrActualPOE50"},{"$f":"IF($E715=DataInput!$B714,DataInput!J714,NA())","v":128.4606331},{"$f":"IF($E715=DataInput!$B714,DataInput!K714,NA())","v":"NA"},null,null,"VIC Altona West (Powercor) 66 kV",null,null,null,null,false,null,null,{"$error":"#N/A"},{"$error":"#N/A"},{"$error":"#N/A"},{"$error":"#N/A"},{"$error":"#N/A"},{"$error":"#N/A"},{"$error":"#N/A"},{"$error":"#N/A"},{"$error":"#N/A"},{"$error":"#N/A"}]
[null,{"$f":"IF(DataInput!B715=$B$8,IF($B$9=$B$10,TRUE,IF(DataInput!E715=$B$9,TRUE,FALSE)))","v":true},null,null,{"$f":"IF(B716=TRUE,DataInput!B715,NA())","v":"VIC"},{"$f":"IF($E716=DataInput!$B715,DataInput!C715,NA())","v":"ATSW"},{"$f":"IF($E716=DataInput!$B715,DataInput!D715,NA())","v":"Altona West (Powercor) 66 kV"},{"$f":"IF($E716=DataInput!$B715,DataInput!E715,NA())","v":"Powercor"},{"$f":"IF($E716=DataInput!$B715,DataInput!F715,NA())","v":"Winter"},{"$f":"IF($E716=DataInput!$B715,DataInput!G715,NA())","v":"Coincident"},{"$f":"IF($E716=DataInput!$B715,DataInput!H715,NA())","v":2005},{"$f":"IF($E716=DataInput!$B715,DataInput!I715,NA())","v":"Actual"},{"$f":"IF($E716=DataInput!$B715,DataInput!J715,NA())","v":120.109996},{"$f":"IF($E716=DataInput!$B715,DataInput!K715,NA())","v":"NA"},null,null,{"$f":"IF(OR(ISERROR(E716),ISERROR(G716)),\"  \",E716&\" \"&G716)","v":"VIC Altona West (Powercor) 66 kV"},null,null,null,null,{"$f":"IF(ISERROR(G716),FALSE,IF($V$9=G716,TRUE,FALSE))","v":false},null,null,{"$f":"IF($V716=TRUE,E716,NA())","v":{"$error":"#N/A"}},{"$error":"#N/A"},{"$error":"#N/A"},{"$error":"#N/A"},{"$error":"#N/A"},{"$error":"#N/A"},{"$error":"#N/A"},{"$error":"#N/A"},{"$error":"#N/A"},{"$error":"#N/A"}]
[null,{"$f":"IF(DataInput!B716=$B$8,IF($B$9=$B$10,TRUE,IF(DataInput!E716=$B$9,TRUE,FALSE)))","v":true},null,null,{"$f":"IF(B717=TRUE,DataInput!B716,NA())","v":"VIC"},{"$f":"IF($E717=DataInput!$B716,DataInput!C716,NA())","v":"ATSW"},{"$f":"IF($E717=DataInput!$B716,DataInput!D716,NA())","v":"Altona West (Powercor) 66 kV"},{"$f":"IF($E717=DataInput!$B716,DataInput!E716,NA())","v":"Powercor"},{"$f":"IF($E717=DataInput!$B716,DataInput!F716,NA())","v":"Winter"},{"$f":"IF($E717=DataInput!$B716,DataInput!G716,NA())","v":"Non-Coincident"},{"$f":"IF($E717=DataInput!$B716,DataInput!H716,NA())","v":2005},{"$f":"IF($E717=DataInput!$B716,DataInput!I716,NA())","v":"Actual"},{"$f":"IF($E717=DataInput!$B716,DataInput!J716,NA())","v":122.98593},{"$f":"IF($E717=DataInput!$B716,DataInput!K716,NA())","v":"NA"},null,null,"VIC Altona West (Powercor) 66 kV",null,null,null,null,false,null,null,{"$error":"#N/A"},{"$error":"#N/A"},{"$error":"#N/A"},{"$error":"#N/A"},{"$error":"#N/A"},{"$error":"#N/A"},{"$error":"#N/A"},{"$error":"#N/A"},{"$error":"#N/A"},{"$error":"#N/A"}]
[null,{"$f":"IF(DataInput!B717=$B$8,IF($B$9=$B$10,TRUE,IF(DataInput!E717=$B$9,TRUE,FALSE)))","v":true},null,null,{"$f":"IF(B718=TRUE,DataInput!B717,NA())","v":"VIC"},{"$f":"IF($E718=DataInput!$B717,DataInput!C717,NA())","v":"ATSW"},{"$f":"IF($E718=DataInput!$B717,DataInput!D717,NA())","v":"Altona West (Powercor) 66 kV"},{"$f":"IF($E718=DataInput!$B717,DataInput!E717,NA())","v":"Powercor"},{"$f":"IF($E718=DataInput!$B717,DataInput!F717,NA())","v":"Winter"},{"$f":"IF($E718=DataInput!$B717,DataInput!G717,NA())","v":"Coincident"},{"$f":"IF($E718=DataInput!$B717,DataInput!H717,NA())","v":2006},{"$f":"IF($E718=DataInput!$B717,DataInput!I717,NA())","v":"TempCorrActualPOE10"},{"$f":"IF($E718=DataInput!$B717,DataInput!J717,NA())","v":118.0088623},{"$f":"IF($E718=DataInput!$B717,DataInput!K717,NA())","v":"NA"},null,null,"VIC Altona West (Powercor) 66 kV",null,null,null,null,false,null,null,{"$error":"#N/A"},{"$error":"#N/A"},{"$error":"#N/A"},{"$error":"#N/A"},{"$error":"#N/A"},{"$error":"#N/A"},{"$error":"#N/A"},{"$error":"#N/A"},{"$error":"#N/A"},{"$error":"#N/A"}]
[null,{"$f":"IF(DataInput!B718=$B$8,IF($B$9=$B$10,TRUE,IF(DataInput!E718=$B$9,TRUE,FALSE)))","v":true},null,null,{"$f":"IF(B719=TRUE,DataInput!B718,NA())","v":"VIC"},{"$f":"IF($E719=DataInput!$B718,DataInput!C718,NA())","v":"ATSW"},{"$f":"IF($E719=DataInput!$B718,DataInput!D718,NA())","v":"Altona West (Powercor) 66 kV"},{"$f":"IF($E719=DataInput!$B718,DataInput!E718,NA())","v":"Powercor"},{"$f":"IF($E719=DataInput!$B718,DataInput!F718,NA())","v":"Winter"},{"$f":"IF($E719=DataInput!$B718,DataInput!G718,NA())","v":"Coincident"},{"$f":"IF($E719=DataInput!$B718,DataInput!H718,NA())","v":2006},{"$f":"IF($E719=DataInput!$B718,DataInput!I718,NA())","v":"TempCorrActualPOE50"},{"$f":"IF($E719=DataInput!$B718,DataInput!J718,NA())","v":114.07059390000001},{"$f":"IF($E719=DataInput!$B718,DataInput!K718,NA())","v":"NA"},null,null,"VIC Altona West (Powercor) 66 kV",null,null,null,null,false,null,null,{"$error":"#N/A"},{"$error":"#N/A"},{"$error":"#N/A"},{"$error":"#N/A"},{"$error":"#N/A"},{"$error":"#N/A"},{"$error":"#N/A"},{"$error":"#N/A"},{"$error":"#N/A"},{"$error":"#N/A"}]
[null,{"$f":"IF(DataInput!B719=$B$8,IF($B$9=$B$10,TRUE,IF(DataInput!E719=$B$9,TRUE,FALSE)))","v":true},null,null,{"$f":"IF(B720=TRUE,DataInput!B719,NA())","v":"VIC"},{"$f":"IF($E720=DataInput!$B719,DataInput!C719,NA())","v":"ATSW"},{"$f":"IF($E720=DataInput!$B719,DataInput!D719,NA())","v":"Altona West (Powercor) 66 kV"},{"$f":"IF($E720=DataInput!$B719,DataInput!E719,NA())","v":"Powercor"},{"$f":"IF($E720=DataInput!$B719,DataInput!F719,NA())","v":"Winter"},{"$f":"IF($E720=DataInput!$B719,DataInput!G719,NA())","v":"Non-Coincident"},{"$f":"IF($E720=DataInput!$B719,DataInput!H719,NA())","v":2006},{"$f":"IF($E720=DataInput!$B719,DataInput!I719,NA())","v":"TempCorrActualPOE10"},{"$f":"IF($E720=DataInput!$B719,DataInput!J719,NA())","v":121.37118959999999},{"$f":"IF($E720=DataInput!$B719,DataInput!K719,NA())","v":"NA"},null,null,"VIC Altona West (Powercor) 66 kV",null,null,null,null,false,null,null,{"$error":"#N/A"},{"$error":"#N/A"},{"$error":"#N/A"},{"$error":"#N/A"},{"$error":"#N/A"},{"$error":"#N/A"},{"$error":"#N/A"},{"$error":"#N/A"},{"$error":"#N/A"},{"$error":"#N/A"}]
[null,{"$f":"IF(DataInput!B720=$B$8,IF($B$9=$B$10,TRUE,IF(DataInput!E720=$B$9,TRUE,FALSE)))","v":true},null,null,{"$f":"IF(B721=TRUE,DataInput!B720,NA())","v":"VIC"},{"$f":"IF($E721=DataInput!$B720,DataInput!C720,NA())","v":"ATSW"},{"$f":"IF($E721=DataInput!$B720,DataInput!D720,NA())","v":"Altona West (Powercor) 66 kV"},{"$f":"IF($E721=DataInput!$B720,DataInput!E720,NA())","v":"Powercor"},{"$f":"IF($E721=DataInput!$B720,DataInput!F720,NA())","v":"Winter"},{"$f":"IF($E721=DataInput!$B720,DataInput!G720,NA())","v":"Non-Coincident"},{"$f":"IF($E721=DataInput!$B720,DataInput!H720,NA())","v":2006},{"$f":"IF($E721=DataInput!$B720,DataInput!I720,NA())","v":"TempCorrActualPOE50"},{"$f":"IF($E721=DataInput!$B720,DataInput!J720,NA())","v":117.32071139999999},{"$f":"IF($E721=DataInput!$B720,DataInput!K720,NA())","v":"NA"},null,null,"VIC Altona West (Powercor) 66 kV",null,null,null,null,false,null,null,{"$error":"#N/A"},{"$error":"#N/A"},{"$error":"#N/A"},{"$error":"#N/A"},{"$error":"#N/A"},{"$error":"#N/A"},{"$error":"#N/A"},{"$error":"#N/A"},{"$error":"#N/A"},{"$error":"#N/A"}]
[null,{"$f":"IF(DataInput!B721=$B$8,IF($B$9=$B$10,TRUE,IF(DataInput!E721=$B$9,TRUE,FALSE)))","v":true},null,null,{"$f":"IF(B722=TRUE,DataInput!B721,NA())","v":"VIC"},{"$f":"IF($E722=DataInput!$B721,DataInput!C721,NA())","v":"ATSW"},{"$f":"IF($E722=DataInput!$B721,DataInput!D721,NA())","v":"Altona West (Powercor) 66 kV"},{"$f":"IF($E722=DataInput!$B721,DataInput!E721,NA())","v":"Powercor"},{"$f":"IF($E722=DataInput!$B721,DataInput!F721,NA())","v":"Winter"},{"$f":"IF($E722=DataInput!$B721,DataInput!G721,NA())","v":"Coincident"},{"$f":"IF($E722=DataInput!$B721,DataInput!H721,NA())","v":2006},{"$f":"IF($E722=DataInput!$B721,DataInput!I721,NA())","v":"Actual"},{"$f":"IF($E722=DataInput!$B721,DataInput!J721,NA())","v":109.310164},{"$f":"IF($E722=DataInput!$B721,DataInput!K721,NA())","v":"NA"},null,null,"VIC Altona West (Powercor) 66 kV",null,null,null,null,false,null,null,{"$error":"#N/A"},{"$error":"#N/A"},{"$error":"#N/A"},{"$error":"#N/A"},{"$error":"#N/A"},{"$error":"#N/A"},{"$error":"#N/A"},{"$error":"#N/A"},{"$error":"#N/A"},{"$error":"#N/A"}]
[null,{"$f":"IF(DataInput!B722=$B$8,IF($B$9=$B$10,TRUE,IF(DataInput!E722=$B$9,TRUE,FALSE)))","v":true},null,null,{"$f":"IF(B723=TRUE,DataInput!B722,NA())","v":"VIC"},{"$f":"IF($E723=DataInput!$B722,DataInput!C722,NA())","v":"ATSW"},{"$f":"IF($E723=DataInput!$B722,DataInput!D722,NA())","v":"Altona West (Powercor) 66 kV"},{"$f":"IF($E723=DataInput!$B722,DataInput!E722,NA())","v":"Powercor"},{"$f":"IF($E723=DataInput!$B722,DataInput!F722,NA())","v":"Winter"},{"$f":"IF($E723=DataInput!$B722,DataInput!G722,NA())","v":"Non-Coincident"},{"$f":"IF($E723=DataInput!$B722,DataInput!H722,NA())","v":2006},{"$f":"IF($E723=DataInput!$B722,DataInput!I722,NA())","v":"Actual"},{"$f":"IF($E723=DataInput!$B722,DataInput!J722,NA())","v":115.834952},{"$f":"IF($E723=DataInput!$B722,DataInput!K722,NA())","v":"NA"},null,null,"VIC Altona West (Powercor) 66 kV",null,null,null,null,false,null,null,{"$error":"#N/A"},{"$error":"#N/A"},{"$error":"#N/A"},{"$error":"#N/A"},{"$error":"#N/A"},{"$error":"#N/A"},{"$error":"#N/A"},{"$error":"#N/A"},{"$error":"#N/A"},{"$error":"#N/A"}]
[null,{"$f":"IF(DataInput!B723=$B$8,IF($B$9=$B$10,TRUE,IF(DataInput!E723=$B$9,TRUE,FALSE)))","v":true},null,null,{"$f":"IF(B724=TRUE,DataInput!B723,NA())","v":"VIC"},{"$f":"IF($E724=DataInput!$B723,DataInput!C723,NA())","v":"ATSW"},{"$f":"IF($E724=DataInput!$B723,DataInput!D723,NA())","v":"Altona West (Powercor) 66 kV"},{"$f":"IF($E724=DataInput!$B723,DataInput!E723,NA())","v":"Powercor"},{"$f":"IF($E724=DataInput!$B723,DataInput!F723,NA())","v":"Winter"},{"$f":"IF($E724=DataInput!$B723,DataInput!G723,NA())","v":"Coincident"},{"$f":"IF($E724=DataInput!$B723,DataInput!H723,NA())","v":2007},{"$f":"IF($E724=DataInput!$B723,DataInput!I723,NA())","v":"TempCorrActualPOE10"},{"$f":"IF($E724=DataInput!$B723,DataInput!J723,NA())","v":131.21419839999999},{"$f":"IF($E724=DataInput!$B723,DataInput!K723,NA())","v":"NA"},null,null,"VIC Altona West (Powercor) 66 kV",null,null,null,null,false,null,null,{"$error":"#N/A"},{"$error":"#N/A"},{"$error":"#N/A"},{"$error":"#N/A"},{"$error":"#N/A"},{"$error":"#N/A"},{"$error":"#N/A"},{"$error":"#N/A"},{"$error":"#N/A"},{"$error":"#N/A"}]
[null,{"$f":"IF(DataInput!B724=$B$8,IF($B$9=$B$10,TRUE,IF(DataInput!E724=$B$9,TRUE,FALSE)))","v":true},null,null,{"$f":"IF(B725=TRUE,DataInput!B724,NA())","v":"VIC"},{"$f":"IF($E725=DataInput!$B724,DataInput!C724,NA())","v":"ATSW"},{"$f":"IF($E725=DataInput!$B724,DataInput!D724,NA())","v":"Altona West (Powercor) 66 kV"},{"$f":"IF($E725=DataInput!$B724,DataInput!E724,NA())","v":"Powercor"},{"$f":"IF($E725=DataInput!$B724,DataInput!F724,NA())","v":"Winter"},{"$f":"IF($E725=DataInput!$B724,DataInput!G724,NA())","v":"Coincident"},{"$f":"IF($E725=DataInput!$B724,DataInput!H724,NA())","v":2007},{"$f":"IF($E725=DataInput!$B724,DataInput!I724,NA())","v":"TempCorrActualPOE50"},{"$f":"IF($E725=DataInput!$B724,DataInput!J724,NA())","v":127.1100347},{"$f":"IF($E725=DataInput!$B724,DataInput!K724,NA())","v":"NA"},null,null,"VIC Altona West (Powercor) 66 kV",null,null,null,null,false,null,null,{"$error":"#N/A"},{"$error":"#N/A"},{"$error":"#N/A"},{"$error":"#N/A"},{"$error":"#N/A"},{"$error":"#N/A"},{"$error":"#N/A"},{"$error":"#N/A"},{"$error":"#N/A"},{"$error":"#N/A"}]
[null,{"$f":"IF(DataInput!B725=$B$8,IF($B$9=$B$10,TRUE,IF(DataInput!E725=$B$9,TRUE,FALSE)))","v":true},null,null,{"$f":"IF(B726=TRUE,DataInput!B725,NA())","v":"VIC"},{"$f":"IF($E726=DataInput!$B725,DataInput!C725,NA())","v":"ATSW"},{"$f":"IF($E726=DataInput!$B725,DataInput!D725,NA())","v":"Altona West (Powercor) 66 kV"},{"$f":"IF($E726=DataInput!$B725,DataInput!E725,NA())","v":"Powercor"},{"$f":"IF($E726=DataInput!$B725,DataInput!F725,NA())","v":"Winter"},{"$f":"IF($E726=DataInput!$B725,DataInput!G725,NA())","v":"Non-Coincident"},{"$f":"IF($E726=DataInput!$B725,DataInput!H725,NA())","v":2007},{"$f":"IF($E726=DataInput!$B725,DataInput!I725,NA())","v":"TempCorrActualPOE10"},{"$f":"IF($E726=DataInput!$B725,DataInput!J725,NA())","v":134.95277419999999},{"$f":"IF($E726=DataInput!$B725,DataInput!K725,NA())","v":"NA"},null,null,"VIC Altona West (Powercor) 66 kV",null,null,null,null,false,null,null,{"$error":"#N/A"},{"$error":"#N/A"},{"$error":"#N/A"},{"$error":"#N/A"},{"$error":"#N/A"},{"$error":"#N/A"},{"$error":"#N/A"},{"$error":"#N/A"},{"$error":"#N/A"},{"$error":"#N/A"}]
[null,{"$f":"IF(DataInput!B726=$B$8,IF($B$9=$B$10,TRUE,IF(DataInput!E726=$B$9,TRUE,FALSE)))","v":true},null,null,{"$f":"IF(B727=TRUE,DataInput!B726,NA())","v":"VIC"},{"$f":"IF($E727=DataInput!$B726,DataInput!C726,NA())","v":"ATSW"},{"$f":"IF($E727=DataInput!$B726,DataInput!D726,NA())","v":"Altona West (Powercor) 66 kV"},{"$f":"IF($E727=DataInput!$B726,DataInput!E726,NA())","v":"Powercor"},{"$f":"IF($E727=DataInput!$B726,DataInput!F726,NA())","v":"Winter"},{"$f":"IF($E727=DataInput!$B726,DataInput!G726,NA())","v":"Non-Coincident"},{"$f":"IF($E727=DataInput!$B726,DataInput!H726,NA())","v":2007},{"$f":"IF($E727=DataInput!$B726,DataInput!I726,NA())","v":"TempCorrActualPOE50"},{"$f":"IF($E727=DataInput!$B726,DataInput!J726,NA())","v":130.731674},{"$f":"IF($E727=DataInput!$B726,DataInput!K726,NA())","v":"NA"},null,null,"VIC Altona West (Powercor) 66 kV",null,null,null,null,false,null,null,{"$error":"#N/A"},{"$error":"#N/A"},{"$error":"#N/A"},{"$error":"#N/A"},{"$error":"#N/A"},{"$error":"#N/A"},{"$error":"#N/A"},{"$error":"#N/A"},{"$error":"#N/A"},{"$error":"#N/A"}]
[null,{"$f":"IF(DataInput!B727=$B$8,IF($B$9=$B$10,TRUE,IF(DataInput!E727=$B$9,TRUE,FALSE)))","v":true},null,null,{"$f":"IF(B728=TRUE,DataInput!B727,NA())","v":"VIC"},{"$f":"IF($E728=DataInput!$B727,DataInput!C727,NA())","v":"ATSW"},{"$f":"IF($E728=DataInput!$B727,DataInput!D727,NA())","v":"Altona West (Powercor) 66 kV"},{"$f":"IF($E728=DataInput!$B727,DataInput!E727,NA())","v":"Powercor"},{"$f":"IF($E728=DataInput!$B727,DataInput!F727,NA())","v":"Winter"},{"$f":"IF($E728=DataInput!$B727,DataInput!G727,NA())","v":"Coincident"},{"$f":"IF($E728=DataInput!$B727,DataInput!H727,NA())","v":2007},{"$f":"IF($E728=DataInput!$B727,DataInput!I727,NA())","v":"Actual"},{"$f":"IF($E728=DataInput!$B727,DataInput!J727,NA())","v":129.47359399999999},{"$f":"IF($E728=DataInput!$B727,DataInput!K727,NA())","v":"NA"},null,null,"VIC Altona West (Powercor) 66 kV",null,null,null,null,false,null,null,{"$error":"#N/A"},{"$error":"#N/A"},{"$error":"#N/A"},{"$error":"#N/A"},{"$error":"#N/A"},{"$error":"#N/A"},{"$error":"#N/A"},{"$error":"#N/A"},{"$error":"#N/A"},{"$error":"#N/A"}]
[null,{"$f":"IF(DataInput!B728=$B$8,IF($B$9=$B$10,TRUE,IF(DataInput!E728=$B$9,TRUE,FALSE)))","v":true},null,null,{"$f":"IF(B729=TRUE,DataInput!B728,NA())","v":"VIC"},{"$f":"IF($E729=DataInput!$B728,DataInput!C728,NA())","v":"ATSW"},{"$f":"IF($E729=DataInput!$B728,DataInput!D728,NA())","v":"Altona West (Powercor) 66 kV"},{"$f":"IF($E729=DataInput!$B728,DataInput!E728,NA())","v":"Powercor"},{"$f":"IF($E729=DataInput!$B728,DataInput!F728,NA())","v":"Winter"},{"$f":"IF($E729=DataInput!$B728,DataInput!G728,NA())","v":"Non-Coincident"},{"$f":"IF($E729=DataInput!$B728,DataInput!H728,NA())","v":2007},{"$f":"IF($E729=DataInput!$B728,DataInput!I728,NA())","v":"Actual"},{"$f":"IF($E729=DataInput!$B728,DataInput!J728,NA())","v":135.173688},{"$f":"IF($E729=DataInput!$B728,DataInput!K728,NA())","v":"NA"},null,null,"VIC Altona West (Powercor) 66 kV",null,null,null,null,false,null,null,{"$error":"#N/A"},{"$error":"#N/A"},{"$error":"#N/A"},{"$error":"#N/A"},{"$error":"#N/A"},{"$error":"#N/A"},{"$error":"#N/A"},{"$error":"#N/A"},{"$error":"#N/A"},{"$error":"#N/A"}]
[null,{"$f":"IF(DataInput!B729=$B$8,IF($B$9=$B$10,TRUE,IF(DataInput!E729=$B$9,TRUE,FALSE)))","v":true},null,null,{"$f":"IF(B730=TRUE,DataInput!B729,NA())","v":"VIC"},{"$f":"IF($E730=DataInput!$B729,DataInput!C729,NA())","v":"ATSW"},{"$f":"IF($E730=DataInput!$B729,DataInput!D729,NA())","v":"Altona West (Powercor) 66 kV"},{"$f":"IF($E730=DataInput!$B729,DataInput!E729,NA())","v":"Powercor"},{"$f":"IF($E730=DataInput!$B729,DataInput!F729,NA())","v":"Winter"},{"$f":"IF($E730=DataInput!$B729,DataInput!G729,NA())","v":"Coincident"},{"$f":"IF($E730=DataInput!$B729,DataInput!H729,NA())","v":2008},{"$f":"IF($E730=DataInput!$B729,DataInput!I729,NA())","v":"TempCorrActualPOE10"},{"$f":"IF($E730=DataInput!$B729,DataInput!J729,NA())","v":135.10170299999999},{"$f":"IF($E730=DataInput!$B729,DataInput!K729,NA())","v":"NA"},null,null,"VIC Altona West (Powercor) 66 kV",null,null,null,null,false,null,null,{"$error":"#N/A"},{"$error":"#N/A"},{"$error":"#N/A"},{"$error":"#N/A"},{"$error":"#N/A"},{"$error":"#N/A"},{"$error":"#N/A"},{"$error":"#N/A"},{"$error":"#N/A"},{"$error":"#N/A"}]
[null,{"$f":"IF(DataInput!B730=$B$8,IF($B$9=$B$10,TRUE,IF(DataInput!E730=$B$9,TRUE,FALSE)))","v":true},null,null,{"$f":"IF(B731=TRUE,DataInput!B730,NA())","v":"VIC"},{"$f":"IF($E731=DataInput!$B730,DataInput!C730,NA())","v":"ATSW"},{"$f":"IF($E731=DataInput!$B730,DataInput!D730,NA())","v":"Altona West (Powercor) 66 kV"},{"$f":"IF($E731=DataInput!$B730,DataInput!E730,NA())","v":"Powercor"},{"$f":"IF($E731=DataInput!$B730,DataInput!F730,NA())","v":"Winter"},{"$f":"IF($E731=DataInput!$B730,DataInput!G730,NA())","v":"Coincident"},{"$f":"IF($E731=DataInput!$B730,DataInput!H730,NA())","v":2008},{"$f":"IF($E731=DataInput!$B730,DataInput!I730,NA())","v":"TempCorrActualPOE50"},{"$f":"IF($E731=DataInput!$B730,DataInput!J730,NA())","v":130.90834749999999},{"$f":"IF($E731=DataInput!$B730,DataInput!K730,NA())","v":"NA"},null,null,"VIC Altona West (Powercor) 66 kV",null,null,null,null,false,null,null,{"$error":"#N/A"},{"$error":"#N/A"},{"$error":"#N/A"},{"$error":"#N/A"},{"$error":"#N/A"},{"$error":"#N/A"},{"$error":"#N/A"},{"$error":"#N/A"},{"$error":"#N/A"},{"$error":"#N/A"}]
[null,{"$f":"IF(DataInput!B731=$B$8,IF($B$9=$B$10,TRUE,IF(DataInput!E731=$B$9,TRUE,FALSE)))","v":true},null,null,{"$f":"IF(B732=TRUE,DataInput!B731,NA())","v":"VIC"},{"$f":"IF($E732=DataInput!$B731,DataInput!C731,NA())","v":"ATSW"},{"$f":"IF($E732=DataInput!$B731,DataInput!D731,NA())","v":"Altona West (Powercor) 66 kV"},{"$f":"IF($E732=DataInput!$B731,DataInput!E731,NA())","v":"Powercor"},{"$f":"IF($E732=DataInput!$B731,DataInput!F731,NA())","v":"Winter"},{"$f":"IF($E732=DataInput!$B731,DataInput!G731,NA())","v":"Non-Coincident"},{"$f":"IF($E732=DataInput!$B731,DataInput!H731,NA())","v":2008},{"$f":"IF($E732=DataInput!$B731,DataInput!I731,NA())","v":"TempCorrActualPOE10"},{"$f":"IF($E732=DataInput!$B731,DataInput!J731,NA())","v":138.95104219999999},{"$f":"IF($E732=DataInput!$B731,DataInput!K731,NA())","v":"NA"},null,null,"VIC Altona West (Powercor) 66 kV",null,null,null,null,false,null,null,{"$error":"#N/A"},{"$error":"#N/A"},{"$error":"#N/A"},{"$error":"#N/A"},{"$error":"#N/A"},{"$error":"#N/A"},{"$error":"#N/A"},{"$error":"#N/A"},{"$error":"#N/A"},{"$error":"#N/A"}]
[null,{"$f":"IF(DataInput!B732=$B$8,IF($B$9=$B$10,TRUE,IF(DataInput!E732=$B$9,TRUE,FALSE)))","v":true},null,null,{"$f":"IF(B733=TRUE,DataInput!B732,NA())","v":"VIC"},{"$f":"IF($E733=DataInput!$B732,DataInput!C732,NA())","v":"ATSW"},{"$f":"IF($E733=DataInput!$B732,DataInput!D732,NA())","v":"Altona West (Powercor) 66 kV"},{"$f":"IF($E733=DataInput!$B732,DataInput!E732,NA())","v":"Powercor"},{"$f":"IF($E733=DataInput!$B732,DataInput!F732,NA())","v":"Winter"},{"$f":"IF($E733=DataInput!$B732,DataInput!G732,NA())","v":"Non-Coincident"},{"$f":"IF($E733=DataInput!$B732,DataInput!H732,NA())","v":2008},{"$f":"IF($E733=DataInput!$B732,DataInput!I732,NA())","v":"TempCorrActualPOE50"},{"$f":"IF($E733=DataInput!$B732,DataInput!J732,NA())","v":134.6382089},{"$f":"IF($E733=DataInput!$B732,DataInput!K732,NA())","v":"NA"},null,null,"VIC Altona West (Powercor) 66 kV",null,null,null,null,false,null,null,{"$error":"#N/A"},{"$error":"#N/A"},{"$error":"#N/A"},{"$error":"#N/A"},{"$error":"#N/A"},{"$error":"#N/A"},{"$error":"#N/A"},{"$error":"#N/A"},{"$error":"#N/A"},{"$error":"#N/A"}]
[null,{"$f":"IF(DataInput!B733=$B$8,IF($B$9=$B$10,TRUE,IF(DataInput!E733=$B$9,TRUE,FALSE)))","v":true},null,null,{"$f":"IF(B734=TRUE,DataInput!B733,NA())","v":"VIC"},{"$f":"IF($E734=DataInput!$B733,DataInput!C733,NA())","v":"ATSW"},{"$f":"IF($E734=DataInput!$B733,DataInput!D733,NA())","v":"Altona West (Powercor) 66 kV"},{"$f":"IF($E734=DataInput!$B733,DataInput!E733,NA())","v":"Powercor"},{"$f":"IF($E734=DataInput!$B733,DataInput!F733,NA())","v":"Winter"},{"$f":"IF($E734=DataInput!$B733,DataInput!G733,NA())","v":"Coincident"},{"$f":"IF($E734=DataInput!$B733,DataInput!H733,NA())","v":2008},{"$f":"IF($E734=DataInput!$B733,DataInput!I733,NA())","v":"Actual"},{"$f":"IF($E734=DataInput!$B733,DataInput!J733,NA())","v":125.344972},{"$f":"IF($E734=DataInput!$B733,DataInput!K733,NA())","v":"NA"},null,null,"VIC Altona West (Powercor) 66 kV",null,null,null,null,false,null,null,{"$error":"#N/A"},{"$error":"#N/A"},{"$error":"#N/A"},{"$error":"#N/A"},{"$error":"#N/A"},{"$error":"#N/A"},{"$error":"#N/A"},{"$error":"#N/A"},{"$error":"#N/A"},{"$error":"#N/A"}]
[null,{"$f":"IF(DataInput!B734=$B$8,IF($B$9=$B$10,TRUE,IF(DataInput!E734=$B$9,TRUE,FALSE)))","v":true},null,null,{"$f":"IF(B735=TRUE,DataInput!B734,NA())","v":"VIC"},{"$f":"IF($E735=DataInput!$B734,DataInput!C734,NA())","v":"ATSW"},{"$f":"IF($E735=DataInput!$B734,DataInput!D734,NA())","v":"Altona West (Powercor) 66 kV"},{"$f":"IF($E735=DataInput!$B734,DataInput!E734,NA())","v":"Powercor"},{"$f":"IF($E735=DataInput!$B734,DataInput!F734,NA())","v":"Winter"},{"$f":"IF($E735=DataInput!$B734,DataInput!G734,NA())","v":"Non-Coincident"},{"$f":"IF($E735=DataInput!$B734,DataInput!H734,NA())","v":2008},{"$f":"IF($E735=DataInput!$B734,DataInput!I734,NA())","v":"Actual"},{"$f":"IF($E735=DataInput!$B734,DataInput!J734,NA())","v":131.58333400000001},{"$f":"IF($E735=DataInput!$B734,DataInput!K734,NA())","v":"NA"},null,null,"VIC Altona West (Powercor) 66 kV",null,null,null,null,false,null,null,{"$error":"#N/A"},{"$error":"#N/A"},{"$error":"#N/A"},{"$error":"#N/A"},{"$error":"#N/A"},{"$error":"#N/A"},{"$error":"#N/A"},{"$error":"#N/A"},{"$error":"#N/A"},{"$error":"#N/A"}]
[null,{"$f":"IF(DataInput!B735=$B$8,IF($B$9=$B$10,TRUE,IF(DataInput!E735=$B$9,TRUE,FALSE)))","v":true},null,null,{"$f":"IF(B736=TRUE,DataInput!B735,NA())","v":"VIC"},{"$f":"IF($E736=DataInput!$B735,DataInput!C735,NA())","v":"ATSW"},{"$f":"IF($E736=DataInput!$B735,DataInput!D735,NA())","v":"Altona West (Powercor) 66 kV"},{"$f":"IF($E736=DataInput!$B735,DataInput!E735,NA())","v":"Powercor"},{"$f":"IF($E736=DataInput!$B735,DataInput!F735,NA())","v":"Winter"},{"$f":"IF($E736=DataInput!$B735,DataInput!G735,NA())","v":"Coincident"},{"$f":"IF($E736=DataInput!$B735,DataInput!H735,NA())","v":2009},{"$f":"IF($E736=DataInput!$B735,DataInput!I735,NA())","v":"TempCorrActualPOE10"},{"$f":"IF($E736=DataInput!$B735,DataInput!J735,NA())","v":137.13725729999999},{"$f":"IF($E736=DataInput!$B735,DataInput!K735,NA())","v":"NA"},null,null,"VIC Altona West (Powercor) 66 kV",null,null,null,null,false,null,null,{"$error":"#N/A"},{"$error":"#N/A"},{"$error":"#N/A"},{"$error":"#N/A"},{"$error":"#N/A"},{"$error":"#N/A"},{"$error":"#N/A"},{"$error":"#N/A"},{"$error":"#N/A"},{"$error":"#N/A"}]
[null,{"$f":"IF(DataInput!B736=$B$8,IF($B$9=$B$10,TRUE,IF(DataInput!E736=$B$9,TRUE,FALSE)))","v":true},null,null,{"$f":"IF(B737=TRUE,DataInput!B736,NA())","v":"VIC"},{"$f":"IF($E737=DataInput!$B736,DataInput!C736,NA())","v":"ATSW"},{"$f":"IF($E737=DataInput!$B736,DataInput!D736,NA())","v":"Altona West (Powercor) 66 kV"},{"$f":"IF($E737=DataInput!$B736,DataInput!E736,NA())","v":"Powercor"},{"$f":"IF($E737=DataInput!$B736,DataInput!F736,NA())","v":"Winter"},{"$f":"IF($E737=DataInput!$B736,DataInput!G736,NA())","v":"Coincident"},{"$f":"IF($E737=DataInput!$B736,DataInput!H736,NA())","v":2009},{"$f":"IF($E737=DataInput!$B736,DataInput!I736,NA())","v":"TempCorrActualPOE50"},{"$f":"IF($E737=DataInput!$B736,DataInput!J736,NA())","v":133.22257440000001},{"$f":"IF($E737=DataInput!$B736,DataInput!K736,NA())","v":"NA"},null,null,"VIC Altona West (Powercor) 66 kV",null,null,null,null,false,null,null,{"$error":"#N/A"},{"$error":"#N/A"},{"$error":"#N/A"},{"$error":"#N/A"},{"$error":"#N/A"},{"$error":"#N/A"},{"$error":"#N/A"},{"$error":"#N/A"},{"$error":"#N/A"},{"$error":"#N/A"}]
[null,{"$f":"IF(DataInput!B737=$B$8,IF($B$9=$B$10,TRUE,IF(DataInput!E737=$B$9,TRUE,FALSE)))","v":true},null,null,{"$f":"IF(B738=TRUE,DataInput!B737,NA())","v":"VIC"},{"$f":"IF($E738=DataInput!$B737,DataInput!C737,NA())","v":"ATSW"},{"$f":"IF($E738=DataInput!$B737,DataInput!D737,NA())","v":"Altona West (Powercor) 66 kV"},{"$f":"IF($E738=DataInput!$B737,DataInput!E737,NA())","v":"Powercor"},{"$f":"IF($E738=DataInput!$B737,DataInput!F737,NA())","v":"Winter"},{"$f":"IF($E738=DataInput!$B737,DataInput!G737,NA())","v":"Non-Coincident"},{"$f":"IF($E738=DataInput!$B737,DataInput!H737,NA())","v":2009},{"$f":"IF($E738=DataInput!$B737,DataInput!I737,NA())","v":"TempCorrActualPOE10"},{"$f":"IF($E738=DataInput!$B737,DataInput!J737,NA())","v":141.0445939},{"$f":"IF($E738=DataInput!$B737,DataInput!K737,NA())","v":"NA"},null,null,"VIC Altona West (Powercor) 66 kV",null,null,null,null,false,null,null,{"$error":"#N/A"},{"$error":"#N/A"},{"$error":"#N/A"},{"$error":"#N/A"},{"$error":"#N/A"},{"$error":"#N/A"},{"$error":"#N/A"},{"$error":"#N/A"},{"$error":"#N/A"},{"$error":"#N/A"}]
[null,{"$f":"IF(DataInput!B738=$B$8,IF($B$9=$B$10,TRUE,IF(DataInput!E738=$B$9,TRUE,FALSE)))","v":true},null,null,{"$f":"IF(B739=TRUE,DataInput!B738,NA())","v":"VIC"},{"$f":"IF($E739=DataInput!$B738,DataInput!C738,NA())","v":"ATSW"},{"$f":"IF($E739=DataInput!$B738,DataInput!D738,NA())","v":"Altona West (Powercor) 66 kV"},{"$f":"IF($E739=DataInput!$B738,DataInput!E738,NA())","v":"Powercor"},{"$f":"IF($E739=DataInput!$B738,DataInput!F738,NA())","v":"Winter"},{"$f":"IF($E739=DataInput!$B738,DataInput!G738,NA())","v":"Non-Coincident"},{"$f":"IF($E739=DataInput!$B738,DataInput!H738,NA())","v":2009},{"$f":"IF($E739=DataInput!$B738,DataInput!I738,NA())","v":"TempCorrActualPOE50"},{"$f":"IF($E739=DataInput!$B738,DataInput!J738,NA())","v":137.01837320000001},{"$f":"IF($E739=DataInput!$B738,DataInput!K738,NA())","v":"NA"},null,null,"VIC Altona West (Powercor) 66 kV",null,null,null,null,false,null,null,{"$error":"#N/A"},{"$error":"#N/A"},{"$error":"#N/A"},{"$error":"#N/A"},{"$error":"#N/A"},{"$error":"#N/A"},{"$error":"#N/A"},{"$error":"#N/A"},{"$error":"#N/A"},{"$error":"#N/A"}]
[null,{"$f":"IF(DataInput!B739=$B$8,IF($B$9=$B$10,TRUE,IF(DataInput!E739=$B$9,TRUE,FALSE)))","v":true},null,null,{"$f":"IF(B740=TRUE,DataInput!B739,NA())","v":"VIC"},{"$f":"IF($E740=DataInput!$B739,DataInput!C739,NA())","v":"ATSW"},{"$f":"IF($E740=DataInput!$B739,DataInput!D739,NA())","v":"Altona West (Powercor) 66 kV"},{"$f":"IF($E740=DataInput!$B739,DataInput!E739,NA())","v":"Powercor"},{"$f":"IF($E740=DataInput!$B739,DataInput!F739,NA())","v":"Winter"},{"$f":"IF($E740=DataInput!$B739,DataInput!G739,NA())","v":"Coincident"},{"$f":"IF($E740=DataInput!$B739,DataInput!H739,NA())","v":2009},{"$f":"IF($E740=DataInput!$B739,DataInput!I739,NA())","v":"Actual"},{"$f":"IF($E740=DataInput!$B739,DataInput!J739,NA())","v":142.40600800000001},{"$f":"IF($E740=DataInput!$B739,DataInput!K739,NA())","v":"NA"},null,null,"VIC Altona West (Powercor) 66 kV",null,null,null,null,false,null,null,{"$error":"#N/A"},{"$error":"#N/A"},{"$error":"#N/A"},{"$error":"#N/A"},{"$error":"#N/A"},{"$error":"#N/A"},{"$error":"#N/A"},{"$error":"#N/A"},{"$error":"#N/A"},{"$error":"#N/A"}]
[null,{"$f":"IF(DataInput!B740=$B$8,IF($B$9=$B$10,TRUE,IF(DataInput!E740=$B$9,TRUE,FALSE)))","v":true},null,null,{"$f":"IF(B741=TRUE,DataInput!B740,NA())","v":"VIC"},{"$f":"IF($E741=DataInput!$B740,DataInput!C740,NA())","v":"ATSW"},{"$f":"IF($E741=DataInput!$B740,DataInput!D740,NA())","v":"Altona West (Powercor) 66 kV"},{"$f":"IF($E741=DataInput!$B740,DataInput!E740,NA())","v":"Powercor"},{"$f":"IF($E741=DataInput!$B740,DataInput!F740,NA())","v":"Winter"},{"$f":"IF($E741=DataInput!$B740,DataInput!G740,NA())","v":"Non-Coincident"},{"$f":"IF($E741=DataInput!$B740,DataInput!H740,NA())","v":2009},{"$f":"IF($E741=DataInput!$B740,DataInput!I740,NA())","v":"Actual"},{"$f":"IF($E741=DataInput!$B740,DataInput!J740,NA())","v":144.78321199999999},{"$f":"IF($E741=DataInput!$B740,DataInput!K740,NA())","v":"NA"},null,null,"VIC Altona West (Powercor) 66 kV",null,null,null,null,false,null,null,{"$error":"#N/A"},{"$error":"#N/A"},{"$error":"#N/A"},{"$error":"#N/A"},{"$error":"#N/A"},{"$error":"#N/A"},{"$error":"#N/A"},{"$error":"#N/A"},{"$error":"#N/A"},{"$error":"#N/A"}]
[null,{"$f":"IF(DataInput!B741=$B$8,IF($B$9=$B$10,TRUE,IF(DataInput!E741=$B$9,TRUE,FALSE)))","v":true},null,null,{"$f":"IF(B742=TRUE,DataInput!B741,NA())","v":"VIC"},{"$f":"IF($E742=DataInput!$B741,DataInput!C741,NA())","v":"ATSW"},{"$f":"IF($E742=DataInput!$B741,DataInput!D741,NA())","v":"Altona West (Powercor) 66 kV"},{"$f":"IF($E742=DataInput!$B741,DataInput!E741,NA())","v":"Powercor"},{"$f":"IF($E742=DataInput!$B741,DataInput!F741,NA())","v":"Winter"},{"$f":"IF($E742=DataInput!$B741,DataInput!G741,NA())","v":"Coincident"},{"$f":"IF($E742=DataInput!$B741,DataInput!H741,NA())","v":2010},{"$f":"IF($E742=DataInput!$B741,DataInput!I741,NA())","v":"TempCorrActualPOE10"},{"$f":"IF($E742=DataInput!$B741,DataInput!J741,NA())","v":139.20770060000001},{"$f":"IF($E742=DataInput!$B741,DataInput!K741,NA())","v":"NA"},null,null,"VIC Altona West (Powercor) 66 kV",null,null,null,null,false,null,null,{"$error":"#N/A"},{"$error":"#N/A"},{"$error":"#N/A"},{"$error":"#N/A"},{"$error":"#N/A"},{"$error":"#N/A"},{"$error":"#N/A"},{"$error":"#N/A"},{"$error":"#N/A"},{"$error":"#N/A"}]
[null,{"$f":"IF(DataInput!B742=$B$8,IF($B$9=$B$10,TRUE,IF(DataInput!E742=$B$9,TRUE,FALSE)))","v":true},null,null,{"$f":"IF(B743=TRUE,DataInput!B742,NA())","v":"VIC"},{"$f":"IF($E743=DataInput!$B742,DataInput!C742,NA())","v":"ATSW"},{"$f":"IF($E743=DataInput!$B742,DataInput!D742,NA())","v":"Altona West (Powercor) 66 kV"},{"$f":"IF($E743=DataInput!$B742,DataInput!E742,NA())","v":"Powercor"},{"$f":"IF($E743=DataInput!$B742,DataInput!F742,NA())","v":"Winter"},{"$f":"IF($E743=DataInput!$B742,DataInput!G742,NA())","v":"Coincident"},{"$f":"IF($E743=DataInput!$B742,DataInput!H742,NA())","v":2010},{"$f":"IF($E743=DataInput!$B742,DataInput!I742,NA())","v":"TempCorrActualPOE50"},{"$f":"IF($E743=DataInput!$B742,DataInput!J742,NA())","v":135.02520100000001},{"$f":"IF($E743=DataInput!$B742,DataInput!K742,NA())","v":"NA"},null,null,"VIC Altona West (Powercor) 66 kV",null,null,null,null,false,null,null,{"$error":"#N/A"},{"$error":"#N/A"},{"$error":"#N/A"},{"$error":"#N/A"},{"$error":"#N/A"},{"$error":"#N/A"},{"$error":"#N/A"},{"$error":"#N/A"},{"$error":"#N/A"},{"$error":"#N/A"}]
[null,{"$f":"IF(DataInput!B743=$B$8,IF($B$9=$B$10,TRUE,IF(DataInput!E743=$B$9,TRUE,FALSE)))","v":true},null,null,{"$f":"IF(B744=TRUE,DataInput!B743,NA())","v":"VIC"},{"$f":"IF($E744=DataInput!$B743,DataInput!C743,NA())","v":"ATSW"},{"$f":"IF($E744=DataInput!$B743,DataInput!D743,NA())","v":"Altona West (Powercor) 66 kV"},{"$f":"IF($E744=DataInput!$B743,DataInput!E743,NA())","v":"Powercor"},{"$f":"IF($E744=DataInput!$B743,DataInput!F743,NA())","v":"Winter"},{"$f":"IF($E744=DataInput!$B743,DataInput!G743,NA())","v":"Non-Coincident"},{"$f":"IF($E744=DataInput!$B743,DataInput!H743,NA())","v":2010},{"$f":"IF($E744=DataInput!$B743,DataInput!I743,NA())","v":"TempCorrActualPOE10"},{"$f":"IF($E744=DataInput!$B743,DataInput!J743,NA())","v":143.17402849999999},{"$f":"IF($E744=DataInput!$B743,DataInput!K743,NA())","v":"NA"},null,null,"VIC Altona West (Powercor) 66 kV",null,null,null,null,false,null,null,{"$error":"#N/A"},{"$error":"#N/A"},{"$error":"#N/A"},{"$error":"#N/A"},{"$error":"#N/A"},{"$error":"#N/A"},{"$error":"#N/A"},{"$error":"#N/A"},{"$error":"#N/A"},{"$error":"#N/A"}]
[null,{"$f":"IF(DataInput!B744=$B$8,IF($B$9=$B$10,TRUE,IF(DataInput!E744=$B$9,TRUE,FALSE)))","v":true},null,null,{"$f":"IF(B745=TRUE,DataInput!B744,NA())","v":"VIC"},{"$f":"IF($E745=DataInput!$B744,DataInput!C744,NA())","v":"ATSW"},{"$f":"IF($E745=DataInput!$B744,DataInput!D744,NA())","v":"Altona West (Powercor) 66 kV"},{"$f":"IF($E745=DataInput!$B744,DataInput!E744,NA())","v":"Powercor"},{"$f":"IF($E745=DataInput!$B744,DataInput!F744,NA())","v":"Winter"},{"$f":"IF($E745=DataInput!$B744,DataInput!G744,NA())","v":"Non-Coincident"},{"$f":"IF($E745=DataInput!$B744,DataInput!H744,NA())","v":2010},{"$f":"IF($E745=DataInput!$B744,DataInput!I744,NA())","v":"TempCorrActualPOE50"},{"$f":"IF($E745=DataInput!$B744,DataInput!J744,NA())","v":138.87236050000001},{"$f":"IF($E745=DataInput!$B744,DataInput!K744,NA())","v":"NA"},null,null,"VIC Altona West (Powercor) 66 kV",null,null,null,null,false,null,null,{"$error":"#N/A"},{"$error":"#N/A"},{"$error":"#N/A"},{"$error":"#N/A"},{"$error":"#N/A"},{"$error":"#N/A"},{"$error":"#N/A"},{"$error":"#N/A"},{"$error":"#N/A"},{"$error":"#N/A"}]
[null,{"$f":"IF(DataInput!B745=$B$8,IF($B$9=$B$10,TRUE,IF(DataInput!E745=$B$9,TRUE,FALSE)))","v":true},null,null,{"$f":"IF(B746=TRUE,DataInput!B745,NA())","v":"VIC"},{"$f":"IF($E746=DataInput!$B745,DataInput!C745,NA())","v":"ATSW"},{"$f":"IF($E746=DataInput!$B745,DataInput!D745,NA())","v":"Altona West (Powercor) 66 kV"},{"$f":"IF($E746=DataInput!$B745,DataInput!E745,NA())","v":"Powercor"},{"$f":"IF($E746=DataInput!$B745,DataInput!F745,NA())","v":"Winter"},{"$f":"IF($E746=DataInput!$B745,DataInput!G745,NA())","v":"Coincident"},{"$f":"IF($E746=DataInput!$B745,DataInput!H745,NA())","v":2010},{"$f":"IF($E746=DataInput!$B745,DataInput!I745,NA())","v":"Actual"},{"$f":"IF($E746=DataInput!$B745,DataInput!J745,NA())","v":134.226764},{"$f":"IF($E746=DataInput!$B745,DataInput!K745,NA())","v":"NA"},null,null,"VIC Altona West (Powercor) 66 kV",null,null,null,null,false,null,null,{"$error":"#N/A"},{"$error":"#N/A"},{"$error":"#N/A"},{"$error":"#N/A"},{"$error":"#N/A"},{"$error":"#N/A"},{"$error":"#N/A"},{"$error":"#N/A"},{"$error":"#N/A"},{"$error":"#N/A"}]
[null,{"$f":"IF(DataInput!B746=$B$8,IF($B$9=$B$10,TRUE,IF(DataInput!E746=$B$9,TRUE,FALSE)))","v":true},null,null,{"$f":"IF(B747=TRUE,DataInput!B746,NA())","v":"VIC"},{"$f":"IF($E747=DataInput!$B746,DataInput!C746,NA())","v":"ATSW"},{"$f":"IF($E747=DataInput!$B746,DataInput!D746,NA())","v":"Altona West (Powercor) 66 kV"},{"$f":"IF($E747=DataInput!$B746,DataInput!E746,NA())","v":"Powercor"},{"$f":"IF($E747=DataInput!$B746,DataInput!F746,NA())","v":"Winter"},{"$f":"IF($E747=DataInput!$B746,DataInput!G746,NA())","v":"Non-Coincident"},{"$f":"IF($E747=DataInput!$B746,DataInput!H746,NA())","v":2010},{"$f":"IF($E747=DataInput!$B746,DataInput!I746,NA())","v":"Actual"},{"$f":"IF($E747=DataInput!$B746,DataInput!J746,NA())","v":135.279742},{"$f":"IF($E747=DataInput!$B746,DataInput!K746,NA())","v":"NA"},null,null,"VIC Altona West (Powercor) 66 kV",null,null,null,null,false,null,null,{"$error":"#N/A"},{"$error":"#N/A"},{"$error":"#N/A"},{"$error":"#N/A"},{"$error":"#N/A"},{"$error":"#N/A"},{"$error":"#N/A"},{"$error":"#N/A"},{"$error":"#N/A"},{"$error":"#N/A"}]
[null,{"$f":"IF(DataInput!B747=$B$8,IF($B$9=$B$10,TRUE,IF(DataInput!E747=$B$9,TRUE,FALSE)))","v":true},null,null,{"$f":"IF(B748=TRUE,DataInput!B747,NA())","v":"VIC"},{"$f":"IF($E748=DataInput!$B747,DataInput!C747,NA())","v":"ATSW"},{"$f":"IF($E748=DataInput!$B747,DataInput!D747,NA())","v":"Altona West (Powercor) 66 kV"},{"$f":"IF($E748=DataInput!$B747,DataInput!E747,NA())","v":"Powercor"},{"$f":"IF($E748=DataInput!$B747,DataInput!F747,NA())","v":"Winter"},{"$f":"IF($E748=DataInput!$B747,DataInput!G747,NA())","v":"Coincident"},{"$f":"IF($E748=DataInput!$B747,DataInput!H747,NA())","v":2011},{"$f":"IF($E748=DataInput!$B747,DataInput!I747,NA())","v":"TempCorrActualPOE10"},{"$f":"IF($E748=DataInput!$B747,DataInput!J747,NA())","v":139.23918470000001},{"$f":"IF($E748=DataInput!$B747,DataInput!K747,NA())","v":"NA"},null,null,"VIC Altona West (Powercor) 66 kV",null,null,null,null,false,null,null,{"$error":"#N/A"},{"$error":"#N/A"},{"$error":"#N/A"},{"$error":"#N/A"},{"$error":"#N/A"},{"$error":"#N/A"},{"$error":"#N/A"},{"$error":"#N/A"},{"$error":"#N/A"},{"$error":"#N/A"}]
[null,{"$f":"IF(DataInput!B748=$B$8,IF($B$9=$B$10,TRUE,IF(DataInput!E748=$B$9,TRUE,FALSE)))","v":true},null,null,{"$f":"IF(B749=TRUE,DataInput!B748,NA())","v":"VIC"},{"$f":"IF($E749=DataInput!$B748,DataInput!C748,NA())","v":"ATSW"},{"$f":"IF($E749=DataInput!$B748,DataInput!D748,NA())","v":"Altona West (Powercor) 66 kV"},{"$f":"IF($E749=DataInput!$B748,DataInput!E748,NA())","v":"Powercor"},{"$f":"IF($E749=DataInput!$B748,DataInput!F748,NA())","v":"Winter"},{"$f":"IF($E749=DataInput!$B748,DataInput!G748,NA())","v":"Coincident"},{"$f":"IF($E749=DataInput!$B748,DataInput!H748,NA())","v":2011},{"$f":"IF($E749=DataInput!$B748,DataInput!I748,NA())","v":"TempCorrActualPOE50"},{"$f":"IF($E749=DataInput!$B748,DataInput!J748,NA())","v":135.23860680000001},{"$f":"IF($E749=DataInput!$B748,DataInput!K748,NA())","v":"NA"},null,null,"VIC Altona West (Powercor) 66 kV",null,null,null,null,false,null,null,{"$error":"#N/A"},{"$error":"#N/A"},{"$error":"#N/A"},{"$error":"#N/A"},{"$error":"#N/A"},{"$error":"#N/A"},{"$error":"#N/A"},{"$error":"#N/A"},{"$error":"#N/A"},{"$error":"#N/A"}]
[null,{"$f":"IF(DataInput!B749=$B$8,IF($B$9=$B$10,TRUE,IF(DataInput!E749=$B$9,TRUE,FALSE)))","v":true},null,null,{"$f":"IF(B750=TRUE,DataInput!B749,NA())","v":"VIC"},{"$f":"IF($E750=DataInput!$B749,DataInput!C749,NA())","v":"ATSW"},{"$f":"IF($E750=DataInput!$B749,DataInput!D749,NA())","v":"Altona West (Powercor) 66 kV"},{"$f":"IF($E750=DataInput!$B749,DataInput!E749,NA())","v":"Powercor"},{"$f":"IF($E750=DataInput!$B749,DataInput!F749,NA())","v":"Winter"},{"$f":"IF($E750=DataInput!$B749,DataInput!G749,NA())","v":"Non-Coincident"},{"$f":"IF($E750=DataInput!$B749,DataInput!H749,NA())","v":2011},{"$f":"IF($E750=DataInput!$B749,DataInput!I749,NA())","v":"TempCorrActualPOE10"},{"$f":"IF($E750=DataInput!$B749,DataInput!J749,NA())","v":143.2064096},{"$f":"IF($E750=DataInput!$B749,DataInput!K749,NA())","v":"NA"},null,null,"VIC Altona West (Powercor) 66 kV",null,null,null,null,false,null,null,{"$error":"#N/A"},{"$error":"#N/A"},{"$error":"#N/A"},{"$error":"#N/A"},{"$error":"#N/A"},{"$error":"#N/A"},{"$error":"#N/A"},{"$error":"#N/A"},{"$error":"#N/A"},{"$error":"#N/A"}]
[null,{"$f":"IF(DataInput!B750=$B$8,IF($B$9=$B$10,TRUE,IF(DataInput!E750=$B$9,TRUE,FALSE)))","v":true},null,null,{"$f":"IF(B751=TRUE,DataInput!B750,NA())","v":"VIC"},{"$f":"IF($E751=DataInput!$B750,DataInput!C750,NA())","v":"ATSW"},{"$f":"IF($E751=DataInput!$B750,DataInput!D750,NA())","v":"Altona West (Powercor) 66 kV"},{"$f":"IF($E751=DataInput!$B750,DataInput!E750,NA())","v":"Powercor"},{"$f":"IF($E751=DataInput!$B750,DataInput!F750,NA())","v":"Winter"},{"$f":"IF($E751=DataInput!$B750,DataInput!G750,NA())","v":"Non-Coincident"},{"$f":"IF($E751=DataInput!$B750,DataInput!H750,NA())","v":2011},{"$f":"IF($E751=DataInput!$B750,DataInput!I750,NA())","v":"TempCorrActualPOE50"},{"$f":"IF($E751=DataInput!$B750,DataInput!J750,NA())","v":139.09184669999999},{"$f":"IF($E751=DataInput!$B750,DataInput!K750,NA())","v":"NA"},null,null,"VIC Altona West (Powercor) 66 kV",null,null,null,null,false,null,null,{"$error":"#N/A"},{"$error":"#N/A"},{"$error":"#N/A"},{"$error":"#N/A"},{"$error":"#N/A"},{"$error":"#N/A"},{"$error":"#N/A"},{"$error":"#N/A"},{"$error":"#N/A"},{"$error":"#N/A"}]
[null,{"$f":"IF(DataInput!B751=$B$8,IF($B$9=$B$10,TRUE,IF(DataInput!E751=$B$9,TRUE,FALSE)))","v":true},null,null,{"$f":"IF(B752=TRUE,DataInput!B751,NA())","v":"VIC"},{"$f":"IF($E752=DataInput!$B751,DataInput!C751,NA())","v":"ATSW"},{"$f":"IF($E752=DataInput!$B751,DataInput!D751,NA())","v":"Altona West (Powercor) 66 kV"},{"$f":"IF($E752=DataInput!$B751,DataInput!E751,NA())","v":"Powercor"},{"$f":"IF($E752=DataInput!$B751,DataInput!F751,NA())","v":"Winter"},{"$f":"IF($E752=DataInput!$B751,DataInput!G751,NA())","v":"Coincident"},{"$f":"IF($E752=DataInput!$B751,DataInput!H751,NA())","v":2011},{"$f":"IF($E752=DataInput!$B751,DataInput!I751,NA())","v":"Actual"},{"$f":"IF($E752=DataInput!$B751,DataInput!J751,NA())","v":133.12634800000001},{"$f":"IF($E752=DataInput!$B751,DataInput!K751,NA())","v":"NA"},null,null,"VIC Altona West (Powercor) 66 kV",null,null,null,null,false,null,null,{"$error":"#N/A"},{"$error":"#N/A"},{"$error":"#N/A"},{"$error":"#N/A"},{"$error":"#N/A"},{"$error":"#N/A"},{"$error":"#N/A"},{"$error":"#N/A"},{"$error":"#N/A"},{"$error":"#N/A"}]
[null,{"$f":"IF(DataInput!B752=$B$8,IF($B$9=$B$10,TRUE,IF(DataInput!E752=$B$9,TRUE,FALSE)))","v":true},null,null,{"$f":"IF(B753=TRUE,DataInput!B752,NA())","v":"VIC"},{"$f":"IF($E753=DataInput!$B752,DataInput!C752,NA())","v":"ATSW"},{"$f":"IF($E753=DataInput!$B752,DataInput!D752,NA())","v":"Altona West (Powercor) 66 kV"},{"$f":"IF($E753=DataInput!$B752,DataInput!E752,NA())","v":"Powercor"},{"$f":"IF($E753=DataInput!$B752,DataInput!F752,NA())","v":"Winter"},{"$f":"IF($E753=DataInput!$B752,DataInput!G752,NA())","v":"Non-Coincident"},{"$f":"IF($E753=DataInput!$B752,DataInput!H752,NA())","v":2011},{"$f":"IF($E753=DataInput!$B752,DataInput!I752,NA())","v":"Actual"},{"$f":"IF($E753=DataInput!$B752,DataInput!J752,NA())","v":137.78603799999999},{"$f":"IF($E753=DataInput!$B752,DataInput!K752,NA())","v":"NA"},null,null,"VIC Altona West (Powercor) 66 kV",null,null,null,null,false,null,null,{"$error":"#N/A"},{"$error":"#N/A"},{"$error":"#N/A"},{"$error":"#N/A"},{"$error":"#N/A"},{"$error":"#N/A"},{"$error":"#N/A"},{"$error":"#N/A"},{"$error":"#N/A"},{"$error":"#N/A"}]
[null,{"$f":"IF(DataInput!B753=$B$8,IF($B$9=$B$10,TRUE,IF(DataInput!E753=$B$9,TRUE,FALSE)))","v":true},null,null,{"$f":"IF(B754=TRUE,DataInput!B753,NA())","v":"VIC"},{"$f":"IF($E754=DataInput!$B753,DataInput!C753,NA())","v":"ATSW"},{"$f":"IF($E754=DataInput!$B753,DataInput!D753,NA())","v":"Altona West (Powercor) 66 kV"},{"$f":"IF($E754=DataInput!$B753,DataInput!E753,NA())","v":"Powercor"},{"$f":"IF($E754=DataInput!$B753,DataInput!F753,NA())","v":"Winter"},{"$f":"IF($E754=DataInput!$B753,DataInput!G753,NA())","v":"Coincident"},{"$f":"IF($E754=DataInput!$B753,DataInput!H753,NA())","v":2012},{"$f":"IF($E754=DataInput!$B753,DataInput!I753,NA())","v":"TempCorrActualPOE10"},{"$f":"IF($E754=DataInput!$B753,DataInput!J753,NA())","v":146.05574619999999},{"$f":"IF($E754=DataInput!$B753,DataInput!K753,NA())","v":"NA"},null,null,"VIC Altona West (Powercor) 66 kV",null,null,null,null,false,null,null,{"$error":"#N/A"},{"$error":"#N/A"},{"$error":"#N/A"},{"$error":"#N/A"},{"$error":"#N/A"},{"$error":"#N/A"},{"$error":"#N/A"},{"$error":"#N/A"},{"$error":"#N/A"},{"$error":"#N/A"}]
[null,{"$f":"IF(DataInput!B754=$B$8,IF($B$9=$B$10,TRUE,IF(DataInput!E754=$B$9,TRUE,FALSE)))","v":true},null,null,{"$f":"IF(B755=TRUE,DataInput!B754,NA())","v":"VIC"},{"$f":"IF($E755=DataInput!$B754,DataInput!C754,NA())","v":"ATSW"},{"$f":"IF($E755=DataInput!$B754,DataInput!D754,NA())","v":"Altona West (Powercor) 66 kV"},{"$f":"IF($E755=DataInput!$B754,DataInput!E754,NA())","v":"Powercor"},{"$f":"IF($E755=DataInput!$B754,DataInput!F754,NA())","v":"Winter"},{"$f":"IF($E755=DataInput!$B754,DataInput!G754,NA())","v":"Coincident"},{"$f":"IF($E755=DataInput!$B754,DataInput!H754,NA())","v":2012},{"$f":"IF($E755=DataInput!$B754,DataInput!I754,NA())","v":"TempCorrActualPOE50"},{"$f":"IF($E755=DataInput!$B754,DataInput!J754,NA())","v":142.0695953},{"$f":"IF($E755=DataInput!$B754,DataInput!K754,NA())","v":"NA"},null,null,"VIC Altona West (Powercor) 66 kV",null,null,null,null,false,null,null,{"$error":"#N/A"},{"$error":"#N/A"},{"$error":"#N/A"},{"$error":"#N/A"},{"$error":"#N/A"},{"$error":"#N/A"},{"$error":"#N/A"},{"$error":"#N/A"},{"$error":"#N/A"},{"$error":"#N/A"}]
[null,{"$f":"IF(DataInput!B755=$B$8,IF($B$9=$B$10,TRUE,IF(DataInput!E755=$B$9,TRUE,FALSE)))","v":true},null,null,{"$f":"IF(B756=TRUE,DataInput!B755,NA())","v":"VIC"},{"$f":"IF($E756=DataInput!$B755,DataInput!C755,NA())","v":"ATSW"},{"$f":"IF($E756=DataInput!$B755,DataInput!D755,NA())","v":"Altona West (Powercor) 66 kV"},{"$f":"IF($E756=DataInput!$B755,DataInput!E755,NA())","v":"Powercor"},{"$f":"IF($E756=DataInput!$B755,DataInput!F755,NA())","v":"Winter"},{"$f":"IF($E756=DataInput!$B755,DataInput!G755,NA())","v":"Non-Coincident"},{"$f":"IF($E756=DataInput!$B755,DataInput!H755,NA())","v":2012},{"$f":"IF($E756=DataInput!$B755,DataInput!I755,NA())","v":"TempCorrActualPOE10"},{"$f":"IF($E756=DataInput!$B755,DataInput!J755,NA())","v":150.2171898},{"$f":"IF($E756=DataInput!$B755,DataInput!K755,NA())","v":"NA"},null,null,"VIC Altona West (Powercor) 66 kV",null,null,null,null,false,null,null,{"$error":"#N/A"},{"$error":"#N/A"},{"$error":"#N/A"},{"$error":"#N/A"},{"$error":"#N/A"},{"$error":"#N/A"},{"$error":"#N/A"},{"$error":"#N/A"},{"$error":"#N/A"},{"$error":"#N/A"}]
[null,{"$f":"IF(DataInput!B756=$B$8,IF($B$9=$B$10,TRUE,IF(DataInput!E756=$B$9,TRUE,FALSE)))","v":true},null,null,{"$f":"IF(B757=TRUE,DataInput!B756,NA())","v":"VIC"},{"$f":"IF($E757=DataInput!$B756,DataInput!C756,NA())","v":"ATSW"},{"$f":"IF($E757=DataInput!$B756,DataInput!D756,NA())","v":"Altona West (Powercor) 66 kV"},{"$f":"IF($E757=DataInput!$B756,DataInput!E756,NA())","v":"Powercor"},{"$f":"IF($E757=DataInput!$B756,DataInput!F756,NA())","v":"Winter"},{"$f":"IF($E757=DataInput!$B756,DataInput!G756,NA())","v":"Non-Coincident"},{"$f":"IF($E757=DataInput!$B756,DataInput!H756,NA())","v":2012},{"$f":"IF($E757=DataInput!$B756,DataInput!I756,NA())","v":"TempCorrActualPOE50"},{"$f":"IF($E757=DataInput!$B756,DataInput!J756,NA())","v":146.11746479999999},{"$f":"IF($E757=DataInput!$B756,DataInput!K756,NA())","v":"NA"},null,null,"VIC Altona West (Powercor) 66 kV",null,null,null,null,false,null,null,{"$error":"#N/A"},{"$error":"#N/A"},{"$error":"#N/A"},{"$error":"#N/A"},{"$error":"#N/A"},{"$error":"#N/A"},{"$error":"#N/A"},{"$error":"#N/A"},{"$error":"#N/A"},{"$error":"#N/A"}]
[null,{"$f":"IF(DataInput!B757=$B$8,IF($B$9=$B$10,TRUE,IF(DataInput!E757=$B$9,TRUE,FALSE)))","v":true},null,null,{"$f":"IF(B758=TRUE,DataInput!B757,NA())","v":"VIC"},{"$f":"IF($E758=DataInput!$B757,DataInput!C757,NA())","v":"ATSW"},{"$f":"IF($E758=DataInput!$B757,DataInput!D757,NA())","v":"Altona West (Powercor) 66 kV"},{"$f":"IF($E758=DataInput!$B757,DataInput!E757,NA())","v":"Powercor"},{"$f":"IF($E758=DataInput!$B757,DataInput!F757,NA())","v":"Winter"},{"$f":"IF($E758=DataInput!$B757,DataInput!G757,NA())","v":"Coincident"},{"$f":"IF($E758=DataInput!$B757,DataInput!H757,NA())","v":2012},{"$f":"IF($E758=DataInput!$B757,DataInput!I757,NA())","v":"Actual"},{"$f":"IF($E758=DataInput!$B757,DataInput!J757,NA())","v":142.08062200000001},{"$f":"IF($E758=DataInput!$B757,DataInput!K757,NA())","v":"NA"},null,null,"VIC Altona West (Powercor) 66 kV",null,null,null,null,false,null,null,{"$error":"#N/A"},{"$error":"#N/A"},{"$error":"#N/A"},{"$error":"#N/A"},{"$error":"#N/A"},{"$error":"#N/A"},{"$error":"#N/A"},{"$error":"#N/A"},{"$error":"#N/A"},{"$error":"#N/A"}]
[null,{"$f":"IF(DataInput!B758=$B$8,IF($B$9=$B$10,TRUE,IF(DataInput!E758=$B$9,TRUE,FALSE)))","v":true},null,null,{"$f":"IF(B759=TRUE,DataInput!B758,NA())","v":"VIC"},{"$f":"IF($E759=DataInput!$B758,DataInput!C758,NA())","v":"ATSW"},{"$f":"IF($E759=DataInput!$B758,DataInput!D758,NA())","v":"Altona West (Powercor) 66 kV"},{"$f":"IF($E759=DataInput!$B758,DataInput!E758,NA())","v":"Powercor"},{"$f":"IF($E759=DataInput!$B758,DataInput!F758,NA())","v":"Winter"},{"$f":"IF($E759=DataInput!$B758,DataInput!G758,NA())","v":"Non-Coincident"},{"$f":"IF($E759=DataInput!$B758,DataInput!H758,NA())","v":2012},{"$f":"IF($E759=DataInput!$B758,DataInput!I758,NA())","v":"Actual"},{"$f":"IF($E759=DataInput!$B758,DataInput!J758,NA())","v":148.65589600000001},{"$f":"IF($E759=DataInput!$B758,DataInput!K758,NA())","v":"NA"},null,null,"VIC Altona West (Powercor) 66 kV",null,null,null,null,false,null,null,{"$error":"#N/A"},{"$f":"IF($V759=TRUE,F759,NA())","v":{"$error":"#N/A"}},{"$f":"IF($V759=TRUE,G759,NA())","v":{"$error":"#N/A"}},{"$f":"IF($V759=TRUE,H759,NA())","v":{"$error":"#N/A"}},{"$f":"IF($V759=TRUE,I759,NA())","v":{"$error":"#N/A"}},{"$f":"IF($V759=TRUE,J759,NA())","v":{"$error":"#N/A"}},{"$f":"IF($V759=TRUE,K759,NA())","v":{"$error":"#N/A"}},{"$f":"IF($V759=TRUE,L759,NA())","v":{"$error":"#N/A"}},{"$f":"IF($V759=TRUE,M759,NA())","v":{"$error":"#N/A"}},{"$f":"IF($V759=TRUE,N759,NA())","v":{"$error":"#N/A"}}]
[null,{"$f":"IF(DataInput!B759=$B$8,IF($B$9=$B$10,TRUE,IF(DataInput!E759=$B$9,TRUE,FALSE)))","v":true},null,null,{"$f":"IF(B760=TRUE,DataInput!B759,NA())","v":"VIC"},{"$f":"IF($E760=DataInput!$B759,DataInput!C759,NA())","v":"ATSW"},{"$f":"IF($E760=DataInput!$B759,DataInput!D759,NA())","v":"Altona West (Powercor) 66 kV"},{"$f":"IF($E760=DataInput!$B759,DataInput!E759,NA())","v":"Powercor"},{"$f":"IF($E760=DataInput!$B759,DataInput!F759,NA())","v":"Winter"},{"$f":"IF($E760=DataInput!$B759,DataInput!G759,NA())","v":"Coincident"},{"$f":"IF($E760=DataInput!$B759,DataInput!H759,NA())","v":2013},{"$f":"IF($E760=DataInput!$B759,DataInput!I759,NA())","v":"TempCorrActualPOE10"},{"$f":"IF($E760=DataInput!$B759,DataInput!J759,NA())","v":154.84652439999999},{"$f":"IF($E760=DataInput!$B759,DataInput!K759,NA())","v":"NA"},null,null,"VIC Altona West (Powercor) 66 kV",null,null,null,null,false,null,null,{"$error":"#N/A"},{"$error":"#N/A"},{"$error":"#N/A"},{"$error":"#N/A"},{"$error":"#N/A"},{"$error":"#N/A"},{"$error":"#N/A"},{"$error":"#N/A"},{"$error":"#N/A"},{"$error":"#N/A"}]
[null,{"$f":"IF(DataInput!B760=$B$8,IF($B$9=$B$10,TRUE,IF(DataInput!E760=$B$9,TRUE,FALSE)))","v":true},null,null,{"$f":"IF(B761=TRUE,DataInput!B760,NA())","v":"VIC"},{"$f":"IF($E761=DataInput!$B760,DataInput!C760,NA())","v":"ATSW"},{"$f":"IF($E761=DataInput!$B760,DataInput!D760,NA())","v":"Altona West (Powercor) 66 kV"},{"$f":"IF($E761=DataInput!$B760,DataInput!E760,NA())","v":"Powercor"},{"$f":"IF($E761=DataInput!$B760,DataInput!F760,NA())","v":"Winter"},{"$f":"IF($E761=DataInput!$B760,DataInput!G760,NA())","v":"Coincident"},{"$f":"IF($E761=DataInput!$B760,DataInput!H760,NA())","v":2013},{"$f":"IF($E761=DataInput!$B760,DataInput!I760,NA())","v":"TempCorrActualPOE50"},{"$f":"IF($E761=DataInput!$B760,DataInput!J760,NA())","v":150.2312981},{"$f":"IF($E761=DataInput!$B760,DataInput!K760,NA())","v":"NA"},null,null,"VIC Altona West (Powercor) 66 kV",null,null,null,null,false,null,null,{"$error":"#N/A"},{"$error":"#N/A"},{"$error":"#N/A"},{"$error":"#N/A"},{"$error":"#N/A"},{"$error":"#N/A"},{"$error":"#N/A"},{"$error":"#N/A"},{"$error":"#N/A"},{"$error":"#N/A"}]
[null,{"$f":"IF(DataInput!B761=$B$8,IF($B$9=$B$10,TRUE,IF(DataInput!E761=$B$9,TRUE,FALSE)))","v":true},null,null,{"$f":"IF(B762=TRUE,DataInput!B761,NA())","v":"VIC"},{"$f":"IF($E762=DataInput!$B761,DataInput!C761,NA())","v":"ATSW"},{"$f":"IF($E762=DataInput!$B761,DataInput!D761,NA())","v":"Altona West (Powercor) 66 kV"},{"$f":"IF($E762=DataInput!$B761,DataInput!E761,NA())","v":"Powercor"},{"$f":"IF($E762=DataInput!$B761,DataInput!F761,NA())","v":"Winter"},{"$f":"IF($E762=DataInput!$B761,DataInput!G761,NA())","v":"Non-Coincident"},{"$f":"IF($E762=DataInput!$B761,DataInput!H761,NA())","v":2013},{"$f":"IF($E762=DataInput!$B761,DataInput!I761,NA())","v":"TempCorrActualPOE10"},{"$f":"IF($E762=DataInput!$B761,DataInput!J761,NA())","v":159.25843620000001},{"$f":"IF($E762=DataInput!$B761,DataInput!K761,NA())","v":"NA"},null,null,"VIC Altona West (Powercor) 66 kV",null,null,null,null,false,null,null,{"$error":"#N/A"},{"$error":"#N/A"},{"$error":"#N/A"},{"$error":"#N/A"},{"$error":"#N/A"},{"$error":"#N/A"},{"$error":"#N/A"},{"$error":"#N/A"},{"$error":"#N/A"},{"$error":"#N/A"}]
[null,{"$f":"IF(DataInput!B762=$B$8,IF($B$9=$B$10,TRUE,IF(DataInput!E762=$B$9,TRUE,FALSE)))","v":true},null,null,{"$f":"IF(B763=TRUE,DataInput!B762,NA())","v":"VIC"},{"$f":"IF($E763=DataInput!$B762,DataInput!C762,NA())","v":"ATSW"},{"$f":"IF($E763=DataInput!$B762,DataInput!D762,NA())","v":"Altona West (Powercor) 66 kV"},{"$f":"IF($E763=DataInput!$B762,DataInput!E762,NA())","v":"Powercor"},{"$f":"IF($E763=DataInput!$B762,DataInput!F762,NA())","v":"Winter"},{"$f":"IF($E763=DataInput!$B762,DataInput!G762,NA())","v":"Non-Coincident"},{"$f":"IF($E763=DataInput!$B762,DataInput!H762,NA())","v":2013},{"$f":"IF($E763=DataInput!$B762,DataInput!I762,NA())","v":"TempCorrActualPOE50"},{"$f":"IF($E763=DataInput!$B762,DataInput!J762,NA())","v":154.51171220000001},{"$f":"IF($E763=DataInput!$B762,DataInput!K762,NA())","v":"NA"},null,null,"VIC Altona West (Powercor) 66 kV",null,null,null,null,false,null,null,{"$error":"#N/A"},{"$error":"#N/A"},{"$error":"#N/A"},{"$error":"#N/A"},{"$error":"#N/A"},{"$error":"#N/A"},{"$error":"#N/A"},{"$error":"#N/A"},{"$error":"#N/A"},{"$error":"#N/A"}]
[null,{"$f":"IF(DataInput!B763=$B$8,IF($B$9=$B$10,TRUE,IF(DataInput!E763=$B$9,TRUE,FALSE)))","v":true},null,null,{"$f":"IF(B764=TRUE,DataInput!B763,NA())","v":"VIC"},{"$f":"IF($E764=DataInput!$B763,DataInput!C763,NA())","v":"ATSW"},{"$f":"IF($E764=DataInput!$B763,DataInput!D763,NA())","v":"Altona West (Powercor) 66 kV"},{"$f":"IF($E764=DataInput!$B763,DataInput!E763,NA())","v":"Powercor"},{"$f":"IF($E764=DataInput!$B763,DataInput!F763,NA())","v":"Winter"},{"$f":"IF($E764=DataInput!$B763,DataInput!G763,NA())","v":"Coincident"},{"$f":"IF($E764=DataInput!$B763,DataInput!H763,NA())","v":2013},{"$f":"IF($E764=DataInput!$B763,DataInput!I763,NA())","v":"Actual"},{"$f":"IF($E764=DataInput!$B763,DataInput!J763,NA())","v":152.265266},{"$f":"IF($E764=DataInput!$B763,DataInput!K763,NA())","v":"NA"},null,null,"VIC Altona West (Powercor) 66 kV",null,null,null,null,false,null,null,{"$error":"#N/A"},{"$error":"#N/A"},{"$error":"#N/A"},{"$error":"#N/A"},{"$error":"#N/A"},{"$error":"#N/A"},{"$error":"#N/A"},{"$error":"#N/A"},{"$error":"#N/A"},{"$error":"#N/A"}]
[null,{"$f":"IF(DataInput!B764=$B$8,IF($B$9=$B$10,TRUE,IF(DataInput!E764=$B$9,TRUE,FALSE)))","v":true},null,null,{"$f":"IF(B765=TRUE,DataInput!B764,NA())","v":"VIC"},{"$f":"IF($E765=DataInput!$B764,DataInput!C764,NA())","v":"ATSW"},{"$f":"IF($E765=DataInput!$B764,DataInput!D764,NA())","v":"Altona West (Powercor) 66 kV"},{"$f":"IF($E765=DataInput!$B764,DataInput!E764,NA())","v":"Powercor"},{"$f":"IF($E765=DataInput!$B764,DataInput!F764,NA())","v":"Winter"},{"$f":"IF($E765=DataInput!$B764,DataInput!G764,NA())","v":"Non-Coincident"},{"$f":"IF($E765=DataInput!$B764,DataInput!H764,NA())","v":2013},{"$f":"IF($E765=DataInput!$B764,DataInput!I764,NA())","v":"Actual"},{"$f":"IF($E765=DataInput!$B764,DataInput!J764,NA())","v":154.06593599999999},{"$f":"IF($E765=DataInput!$B764,DataInput!K764,NA())","v":"NA"},null,null,"VIC Altona West (Powercor) 66 kV",null,null,null,null,false,null,null,{"$error":"#N/A"},{"$error":"#N/A"},{"$error":"#N/A"},{"$error":"#N/A"},{"$error":"#N/A"},{"$error":"#N/A"},{"$error":"#N/A"},{"$error":"#N/A"},{"$error":"#N/A"},{"$error":"#N/A"}]
[null,{"$f":"IF(DataInput!B765=$B$8,IF($B$9=$B$10,TRUE,IF(DataInput!E765=$B$9,TRUE,FALSE)))","v":true},null,null,{"$f":"IF(B766=TRUE,DataInput!B765,NA())","v":"VIC"},{"$f":"IF($E766=DataInput!$B765,DataInput!C765,NA())","v":"ATSW"},{"$f":"IF($E766=DataInput!$B765,DataInput!D765,NA())","v":"Altona West (Powercor) 66 kV"},{"$f":"IF($E766=DataInput!$B765,DataInput!E765,NA())","v":"Powercor"},{"$f":"IF($E766=DataInput!$B765,DataInput!F765,NA())","v":"Winter"},{"$f":"IF($E766=DataInput!$B765,DataInput!G765,NA())","v":"Coincident"},{"$f":"IF($E766=DataInput!$B765,DataInput!H765,NA())","v":2014},{"$f":"IF($E766=DataInput!$B765,DataInput!I765,NA())","v":"TempCorrActualPOE10"},{"$f":"IF($E766=DataInput!$B765,DataInput!J765,NA())","v":160.3666609},{"$f":"IF($E766=DataInput!$B765,DataInput!K765,NA())","v":"NA"},null,null,"VIC Altona West (Powercor) 66 kV",null,null,null,null,false,null,null,{"$error":"#N/A"},{"$error":"#N/A"},{"$error":"#N/A"},{"$error":"#N/A"},{"$error":"#N/A"},{"$error":"#N/A"},{"$error":"#N/A"},{"$error":"#N/A"},{"$error":"#N/A"},{"$error":"#N/A"}]
[null,{"$f":"IF(DataInput!B766=$B$8,IF($B$9=$B$10,TRUE,IF(DataInput!E766=$B$9,TRUE,FALSE)))","v":true},null,null,{"$f":"IF(B767=TRUE,DataInput!B766,NA())","v":"VIC"},{"$f":"IF($E767=DataInput!$B766,DataInput!C766,NA())","v":"ATSW"},{"$f":"IF($E767=DataInput!$B766,DataInput!D766,NA())","v":"Altona West (Powercor) 66 kV"},{"$f":"IF($E767=DataInput!$B766,DataInput!E766,NA())","v":"Powercor"},{"$f":"IF($E767=DataInput!$B766,DataInput!F766,NA())","v":"Winter"},{"$f":"IF($E767=DataInput!$B766,DataInput!G766,NA())","v":"Coincident"},{"$f":"IF($E767=DataInput!$B766,DataInput!H766,NA())","v":2014},{"$f":"IF($E767=DataInput!$B766,DataInput!I766,NA())","v":"TempCorrActualPOE50"},{"$f":"IF($E767=DataInput!$B766,DataInput!J766,NA())","v":156.01161450000001},{"$f":"IF($E767=DataInput!$B766,DataInput!K766,NA())","v":"NA"},null,null,"VIC Altona West (Powercor) 66 kV",null,null,null,null,false,null,null,{"$error":"#N/A"},{"$error":"#N/A"},{"$error":"#N/A"},{"$error":"#N/A"},{"$error":"#N/A"},{"$error":"#N/A"},{"$error":"#N/A"},{"$error":"#N/A"},{"$error":"#N/A"},{"$error":"#N/A"}]
[null,{"$f":"IF(DataInput!B767=$B$8,IF($B$9=$B$10,TRUE,IF(DataInput!E767=$B$9,TRUE,FALSE)))","v":true},null,null,{"$f":"IF(B768=TRUE,DataInput!B767,NA())","v":"VIC"},{"$f":"IF($E768=DataInput!$B767,DataInput!C767,NA())","v":"ATSW"},{"$f":"IF($E768=DataInput!$B767,DataInput!D767,NA())","v":"Altona West (Powercor) 66 kV"},{"$f":"IF($E768=DataInput!$B767,DataInput!E767,NA())","v":"Powercor"},{"$f":"IF($E768=DataInput!$B767,DataInput!F767,NA())","v":"Winter"},{"$f":"IF($E768=DataInput!$B767,DataInput!G767,NA())","v":"Non-Coincident"},{"$f":"IF($E768=DataInput!$B767,DataInput!H767,NA())","v":2014},{"$f":"IF($E768=DataInput!$B767,DataInput!I767,NA())","v":"TempCorrActualPOE10"},{"$f":"IF($E768=DataInput!$B767,DataInput!J767,NA())","v":164.93585329999999},{"$f":"IF($E768=DataInput!$B767,DataInput!K767,NA())","v":"NA"},null,null,"VIC Altona West (Powercor) 66 kV",null,null,null,null,false,null,null,{"$error":"#N/A"},{"$error":"#N/A"},{"$error":"#N/A"},{"$error":"#N/A"},{"$error":"#N/A"},{"$error":"#N/A"},{"$error":"#N/A"},{"$error":"#N/A"},{"$error":"#N/A"},{"$error":"#N/A"}]
[null,{"$f":"IF(DataInput!B768=$B$8,IF($B$9=$B$10,TRUE,IF(DataInput!E768=$B$9,TRUE,FALSE)))","v":true},null,null,{"$f":"IF(B769=TRUE,DataInput!B768,NA())","v":"VIC"},{"$f":"IF($E769=DataInput!$B768,DataInput!C768,NA())","v":"ATSW"},{"$f":"IF($E769=DataInput!$B768,DataInput!D768,NA())","v":"Altona West (Powercor) 66 kV"},{"$f":"IF($E769=DataInput!$B768,DataInput!E768,NA())","v":"Powercor"},{"$f":"IF($E769=DataInput!$B768,DataInput!F768,NA())","v":"Winter"},{"$f":"IF($E769=DataInput!$B768,DataInput!G768,NA())","v":"Non-Coincident"},{"$f":"IF($E769=DataInput!$B768,DataInput!H768,NA())","v":2014},{"$f":"IF($E769=DataInput!$B768,DataInput!I768,NA())","v":"TempCorrActualPOE50"},{"$f":"IF($E769=DataInput!$B768,DataInput!J768,NA())","v":160.4567222},{"$f":"IF($E769=DataInput!$B768,DataInput!K768,NA())","v":"NA"},null,null,"VIC Altona West (Powercor) 66 kV",null,null,null,null,false,null,null,{"$error":"#N/A"},{"$error":"#N/A"},{"$error":"#N/A"},{"$error":"#N/A"},{"$error":"#N/A"},{"$error":"#N/A"},{"$error":"#N/A"},{"$error":"#N/A"},{"$error":"#N/A"},{"$error":"#N/A"}]
[null,{"$f":"IF(DataInput!B769=$B$8,IF($B$9=$B$10,TRUE,IF(DataInput!E769=$B$9,TRUE,FALSE)))","v":true},null,null,{"$f":"IF(B770=TRUE,DataInput!B769,NA())","v":"VIC"},{"$f":"IF($E770=DataInput!$B769,DataInput!C769,NA())","v":"ATSW"},{"$f":"IF($E770=DataInput!$B769,DataInput!D769,NA())","v":"Altona West (Powercor) 66 kV"},{"$f":"IF($E770=DataInput!$B769,DataInput!E769,NA())","v":"Powercor"},{"$f":"IF($E770=DataInput!$B769,DataInput!F769,NA())","v":"Winter"},{"$f":"IF($E770=DataInput!$B769,DataInput!G769,NA())","v":"Coincident"},{"$f":"IF($E770=DataInput!$B769,DataInput!H769,NA())","v":2014},{"$f":"IF($E770=DataInput!$B769,DataInput!I769,NA())","v":"Actual"},{"$f":"IF($E770=DataInput!$B769,DataInput!J769,NA())","v":143.49185399999999},{"$f":"IF($E770=DataInput!$B769,DataInput!K769,NA())","v":"NA"},null,null,"VIC Altona West (Powercor) 66 kV",null,null,null,null,false,null,null,{"$error":"#N/A"},{"$error":"#N/A"},{"$error":"#N/A"},{"$error":"#N/A"},{"$error":"#N/A"},{"$error":"#N/A"},{"$error":"#N/A"},{"$error":"#N/A"},{"$error":"#N/A"},{"$error":"#N/A"}]
[null,{"$f":"IF(DataInput!B770=$B$8,IF($B$9=$B$10,TRUE,IF(DataInput!E770=$B$9,TRUE,FALSE)))","v":true},null,null,{"$f":"IF(B771=TRUE,DataInput!B770,NA())","v":"VIC"},{"$f":"IF($E771=DataInput!$B770,DataInput!C770,NA())","v":"ATSW"},{"$f":"IF($E771=DataInput!$B770,DataInput!D770,NA())","v":"Altona West (Powercor) 66 kV"},{"$f":"IF($E771=DataInput!$B770,DataInput!E770,NA())","v":"Powercor"},{"$f":"IF($E771=DataInput!$B770,DataInput!F770,NA())","v":"Winter"},{"$f":"IF($E771=DataInput!$B770,DataInput!G770,NA())","v":"Non-Coincident"},{"$f":"IF($E771=DataInput!$B770,DataInput!H770,NA())","v":2014},{"$f":"IF($E771=DataInput!$B770,DataInput!I770,NA())","v":"Actual"},{"$f":"IF($E771=DataInput!$B770,DataInput!J770,NA())","v":150.98155199999999},{"$f":"IF($E771=DataInput!$B770,DataInput!K770,NA())","v":"NA"},null,null,"VIC Altona West (Powercor) 66 kV",null,null,null,null,false,null,null,{"$error":"#N/A"},{"$error":"#N/A"},{"$error":"#N/A"},{"$error":"#N/A"},{"$error":"#N/A"},{"$error":"#N/A"},{"$error":"#N/A"},{"$error":"#N/A"},{"$error":"#N/A"},{"$error":"#N/A"}]
[null,{"$f":"IF(DataInput!B771=$B$8,IF($B$9=$B$10,TRUE,IF(DataInput!E771=$B$9,TRUE,FALSE)))","v":true},null,null,{"$f":"IF(B772=TRUE,DataInput!B771,NA())","v":"VIC"},{"$f":"IF($E772=DataInput!$B771,DataInput!C771,NA())","v":"ATSW"},{"$f":"IF($E772=DataInput!$B771,DataInput!D771,NA())","v":"Altona West (Powercor) 66 kV"},{"$f":"IF($E772=DataInput!$B771,DataInput!E771,NA())","v":"Powercor"},{"$f":"IF($E772=DataInput!$B771,DataInput!F771,NA())","v":"Winter"},{"$f":"IF($E772=DataInput!$B771,DataInput!G771,NA())","v":"Non-Coincident"},{"$f":"IF($E772=DataInput!$B771,DataInput!H771,NA())","v":2015},{"$f":"IF($E772=DataInput!$B771,DataInput!I771,NA())","v":"POE10"},{"$f":"IF($E772=DataInput!$B771,DataInput!J771,NA())","v":169.67457730000001},{"$f":"IF($E772=DataInput!$B771,DataInput!K771,NA())","v":0.99047801300000005},null,null,"VIC Altona West (Powercor) 66 kV",null,null,null,null,false,null,null,{"$error":"#N/A"},{"$error":"#N/A"},{"$error":"#N/A"},{"$error":"#N/A"},{"$error":"#N/A"},{"$error":"#N/A"},{"$error":"#N/A"},{"$error":"#N/A"},{"$error":"#N/A"},{"$error":"#N/A"}]
[null,{"$f":"IF(DataInput!B772=$B$8,IF($B$9=$B$10,TRUE,IF(DataInput!E772=$B$9,TRUE,FALSE)))","v":true},null,null,{"$f":"IF(B773=TRUE,DataInput!B772,NA())","v":"VIC"},{"$f":"IF($E773=DataInput!$B772,DataInput!C772,NA())","v":"ATSW"},{"$f":"IF($E773=DataInput!$B772,DataInput!D772,NA())","v":"Altona West (Powercor) 66 kV"},{"$f":"IF($E773=DataInput!$B772,DataInput!E772,NA())","v":"Powercor"},{"$f":"IF($E773=DataInput!$B772,DataInput!F772,NA())","v":"Winter"},{"$f":"IF($E773=DataInput!$B772,DataInput!G772,NA())","v":"Non-Coincident"},{"$f":"IF($E773=DataInput!$B772,DataInput!H772,NA())","v":2015},{"$f":"IF($E773=DataInput!$B772,DataInput!I772,NA())","v":"POE50"},{"$f":"IF($E773=DataInput!$B772,DataInput!J772,NA())","v":165.95948300000001},{"$f":"IF($E773=DataInput!$B772,DataInput!K772,NA())","v":0.975193431},null,null,"VIC Altona West (Powercor) 66 kV",null,null,null,null,false,null,null,{"$error":"#N/A"},{"$error":"#N/A"},{"$error":"#N/A"},{"$error":"#N/A"},{"$error":"#N/A"},{"$error":"#N/A"},{"$error":"#N/A"},{"$error":"#N/A"},{"$error":"#N/A"},{"$error":"#N/A"}]
[null,{"$f":"IF(DataInput!B773=$B$8,IF($B$9=$B$10,TRUE,IF(DataInput!E773=$B$9,TRUE,FALSE)))","v":true},null,null,{"$f":"IF(B774=TRUE,DataInput!B773,NA())","v":"VIC"},{"$f":"IF($E774=DataInput!$B773,DataInput!C773,NA())","v":"ATSW"},{"$f":"IF($E774=DataInput!$B773,DataInput!D773,NA())","v":"Altona West (Powercor) 66 kV"},{"$f":"IF($E774=DataInput!$B773,DataInput!E773,NA())","v":"Powercor"},{"$f":"IF($E774=DataInput!$B773,DataInput!F773,NA())","v":"Winter"},{"$f":"IF($E774=DataInput!$B773,DataInput!G773,NA())","v":"Coincident"},{"$f":"IF($E774=DataInput!$B773,DataInput!H773,NA())","v":2015},{"$f":"IF($E774=DataInput!$B773,DataInput!I773,NA())","v":"POE10"},{"$f":"IF($E774=DataInput!$B773,DataInput!J773,NA())","v":168.05893829999999},{"$f":"IF($E774=DataInput!$B773,DataInput!K773,NA())","v":0.99047801300000005},null,null,"VIC Altona West (Powercor) 66 kV",null,null,null,null,false,null,null,{"$error":"#N/A"},{"$error":"#N/A"},{"$error":"#N/A"},{"$error":"#N/A"},{"$error":"#N/A"},{"$error":"#N/A"},{"$error":"#N/A"},{"$error":"#N/A"},{"$error":"#N/A"},{"$error":"#N/A"}]
[null,{"$f":"IF(DataInput!B774=$B$8,IF($B$9=$B$10,TRUE,IF(DataInput!E774=$B$9,TRUE,FALSE)))","v":true},null,null,{"$f":"IF(B775=TRUE,DataInput!B774,NA())","v":"VIC"},{"$f":"IF($E775=DataInput!$B774,DataInput!C774,NA())","v":"ATSW"},{"$f":"IF($E775=DataInput!$B774,DataInput!D774,NA())","v":"Altona West (Powercor) 66 kV"},{"$f":"IF($E775=DataInput!$B774,DataInput!E774,NA())","v":"Powercor"},{"$f":"IF($E775=DataInput!$B774,DataInput!F774,NA())","v":"Winter"},{"$f":"IF($E775=DataInput!$B774,DataInput!G774,NA())","v":"Coincident"},{"$f":"IF($E775=DataInput!$B774,DataInput!H774,NA())","v":2015},{"$f":"IF($E775=DataInput!$B774,DataInput!I774,NA())","v":"POE50"},{"$f":"IF($E775=DataInput!$B774,DataInput!J774,NA())","v":161.8425977},{"$f":"IF($E775=DataInput!$B774,DataInput!K774,NA())","v":0.975193431},null,null,"VIC Altona West (Powercor) 66 kV",null,null,null,null,false,null,null,{"$error":"#N/A"},{"$error":"#N/A"},{"$error":"#N/A"},{"$error":"#N/A"},{"$error":"#N/A"},{"$error":"#N/A"},{"$error":"#N/A"},{"$error":"#N/A"},{"$error":"#N/A"},{"$error":"#N/A"}]
[null,{"$f":"IF(DataInput!B775=$B$8,IF($B$9=$B$10,TRUE,IF(DataInput!E775=$B$9,TRUE,FALSE)))","v":true},null,null,{"$f":"IF(B776=TRUE,DataInput!B775,NA())","v":"VIC"},{"$f":"IF($E776=DataInput!$B775,DataInput!C775,NA())","v":"ATSW"},{"$f":"IF($E776=DataInput!$B775,DataInput!D775,NA())","v":"Altona West (Powercor) 66 kV"},{"$f":"IF($E776=DataInput!$B775,DataInput!E775,NA())","v":"Powercor"},{"$f":"IF($E776=DataInput!$B775,DataInput!F775,NA())","v":"Winter"},{"$f":"IF($E776=DataInput!$B775,DataInput!G775,NA())","v":"Non-Coincident"},{"$f":"IF($E776=DataInput!$B775,DataInput!H775,NA())","v":2016},{"$f":"IF($E776=DataInput!$B775,DataInput!I775,NA())","v":"POE10"},{"$f":"IF($E776=DataInput!$B775,DataInput!J775,NA())","v":173.6700768},{"$f":"IF($E776=DataInput!$B775,DataInput!K775,NA())","v":0.990552561},null,null,"VIC Altona West (Powercor) 66 kV",null,null,null,null,false,null,null,{"$error":"#N/A"},{"$error":"#N/A"},{"$error":"#N/A"},{"$error":"#N/A"},{"$error":"#N/A"},{"$error":"#N/A"},{"$error":"#N/A"},{"$error":"#N/A"},{"$error":"#N/A"},{"$error":"#N/A"}]
[null,{"$f":"IF(DataInput!B776=$B$8,IF($B$9=$B$10,TRUE,IF(DataInput!E776=$B$9,TRUE,FALSE)))","v":true},null,null,{"$f":"IF(B777=TRUE,DataInput!B776,NA())","v":"VIC"},{"$f":"IF($E777=DataInput!$B776,DataInput!C776,NA())","v":"ATSW"},{"$f":"IF($E777=DataInput!$B776,DataInput!D776,NA())","v":"Altona West (Powercor) 66 kV"},{"$f":"IF($E777=DataInput!$B776,DataInput!E776,NA())","v":"Powercor"},{"$f":"IF($E777=DataInput!$B776,DataInput!F776,NA())","v":"Winter"},{"$f":"IF($E777=DataInput!$B776,DataInput!G776,NA())","v":"Non-Coincident"},{"$f":"IF($E777=DataInput!$B776,DataInput!H776,NA())","v":2016},{"$f":"IF($E777=DataInput!$B776,DataInput!I776,NA())","v":"POE50"},{"$f":"IF($E777=DataInput!$B776,DataInput!J776,NA())","v":170.30765009999999},{"$f":"IF($E777=DataInput!$B776,DataInput!K776,NA())","v":0.975306216},null,null,"VIC Altona West (Powercor) 66 kV",null,null,null,null,false,null,null,{"$error":"#N/A"},{"$error":"#N/A"},{"$error":"#N/A"},{"$error":"#N/A"},{"$error":"#N/A"},{"$error":"#N/A"},{"$error":"#N/A"},{"$error":"#N/A"},{"$error":"#N/A"},{"$error":"#N/A"}]
[null,{"$f":"IF(DataInput!B777=$B$8,IF($B$9=$B$10,TRUE,IF(DataInput!E777=$B$9,TRUE,FALSE)))","v":true},null,null,{"$f":"IF(B778=TRUE,DataInput!B777,NA())","v":"VIC"},{"$f":"IF($E778=DataInput!$B777,DataInput!C777,NA())","v":"ATSW"},{"$f":"IF($E778=DataInput!$B777,DataInput!D777,NA())","v":"Altona West (Powercor) 66 kV"},{"$f":"IF($E778=DataInput!$B777,DataInput!E777,NA())","v":"Powercor"},{"$f":"IF($E778=DataInput!$B777,DataInput!F777,NA())","v":"Winter"},{"$f":"IF($E778=DataInput!$B777,DataInput!G777,NA())","v":"Coincident"},{"$f":"IF($E778=DataInput!$B777,DataInput!H777,NA())","v":2016},{"$f":"IF($E778=DataInput!$B777,DataInput!I777,NA())","v":"POE10"},{"$f":"IF($E778=DataInput!$B777,DataInput!J777,NA())","v":172.0293394},{"$f":"IF($E778=DataInput!$B777,DataInput!K777,NA())","v":0.990552561},null,null,"VIC Altona West (Powercor) 66 kV",null,null,null,null,false,null,null,{"$error":"#N/A"},{"$error":"#N/A"},{"$error":"#N/A"},{"$error":"#N/A"},{"$error":"#N/A"},{"$error":"#N/A"},{"$error":"#N/A"},{"$error":"#N/A"},{"$error":"#N/A"},{"$error":"#N/A"}]
[null,{"$f":"IF(DataInput!B778=$B$8,IF($B$9=$B$10,TRUE,IF(DataInput!E778=$B$9,TRUE,FALSE)))","v":true},null,null,{"$f":"IF(B779=TRUE,DataInput!B778,NA())","v":"VIC"},{"$f":"IF($E779=DataInput!$B778,DataInput!C778,NA())","v":"ATSW"},{"$f":"IF($E779=DataInput!$B778,DataInput!D778,NA())","v":"Altona West (Powercor) 66 kV"},{"$f":"IF($E779=DataInput!$B778,DataInput!E778,NA())","v":"Powercor"},{"$f":"IF($E779=DataInput!$B778,DataInput!F778,NA())","v":"Winter"},{"$f":"IF($E779=DataInput!$B778,DataInput!G778,NA())","v":"Coincident"},{"$f":"IF($E779=DataInput!$B778,DataInput!H778,NA())","v":2016},{"$f":"IF($E779=DataInput!$B778,DataInput!I778,NA())","v":"POE50"},{"$f":"IF($E779=DataInput!$B778,DataInput!J778,NA())","v":166.10210979999999},{"$f":"IF($E779=DataInput!$B778,DataInput!K778,NA())","v":0.975306216},null,null,"VIC Altona West (Powercor) 66 kV",null,null,null,null,false,null,null,{"$error":"#N/A"},{"$error":"#N/A"},{"$error":"#N/A"},{"$error":"#N/A"},{"$error":"#N/A"},{"$error":"#N/A"},{"$error":"#N/A"},{"$error":"#N/A"},{"$error":"#N/A"},{"$error":"#N/A"}]
[null,{"$f":"IF(DataInput!B779=$B$8,IF($B$9=$B$10,TRUE,IF(DataInput!E779=$B$9,TRUE,FALSE)))","v":true},null,null,{"$f":"IF(B780=TRUE,DataInput!B779,NA())","v":"VIC"},{"$f":"IF($E780=DataInput!$B779,DataInput!C779,NA())","v":"ATSW"},{"$f":"IF($E780=DataInput!$B779,DataInput!D779,NA())","v":"Altona West (Powercor) 66 kV"},{"$f":"IF($E780=DataInput!$B779,DataInput!E779,NA())","v":"Powercor"},{"$f":"IF($E780=DataInput!$B779,DataInput!F779,NA())","v":"Winter"},{"$f":"IF($E780=DataInput!$B779,DataInput!G779,NA())","v":"Non-Coincident"},{"$f":"IF($E780=DataInput!$B779,DataInput!H779,NA())","v":2017},{"$f":"IF($E780=DataInput!$B779,DataInput!I779,NA())","v":"POE10"},{"$f":"IF($E780=DataInput!$B779,DataInput!J779,NA())","v":179.16987789999999},{"$f":"IF($E780=DataInput!$B779,DataInput!K779,NA())","v":0.99053163300000002},null,null,{"$f":"IF(OR(ISERROR(E780),ISERROR(G780)),\"  \",E780&\" \"&G780)","v":"VIC Altona West (Powercor) 66 kV"},null,null,null,null,{"$f":"IF(ISERROR(G780),FALSE,IF($V$9=G780,TRUE,FALSE))","v":false},null,null,{"$f":"IF($V780=TRUE,E780,NA())","v":{"$error":"#N/A"}},{"$error":"#N/A"},{"$error":"#N/A"},{"$error":"#N/A"},{"$error":"#N/A"},{"$error":"#N/A"},{"$error":"#N/A"},{"$error":"#N/A"},{"$error":"#N/A"},{"$error":"#N/A"}]
[null,{"$f":"IF(DataInput!B780=$B$8,IF($B$9=$B$10,TRUE,IF(DataInput!E780=$B$9,TRUE,FALSE)))","v":true},null,null,{"$f":"IF(B781=TRUE,DataInput!B780,NA())","v":"VIC"},{"$f":"IF($E781=DataInput!$B780,DataInput!C780,NA())","v":"ATSW"},{"$f":"IF($E781=DataInput!$B780,DataInput!D780,NA())","v":"Altona West (Powercor) 66 kV"},{"$f":"IF($E781=DataInput!$B780,DataInput!E780,NA())","v":"Powercor"},{"$f":"IF($E781=DataInput!$B780,DataInput!F780,NA())","v":"Winter"},{"$f":"IF($E781=DataInput!$B780,DataInput!G780,NA())","v":"Non-Coincident"},{"$f":"IF($E781=DataInput!$B780,DataInput!H780,NA())","v":2017},{"$f":"IF($E781=DataInput!$B780,DataInput!I780,NA())","v":"POE50"},{"$f":"IF($E781=DataInput!$B780,DataInput!J780,NA())","v":175.9740678},{"$f":"IF($E781=DataInput!$B780,DataInput!K780,NA())","v":0.97533397099999997},null,null,"VIC Altona West (Powercor) 66 kV",null,null,null,null,false,null,null,{"$error":"#N/A"},{"$error":"#N/A"},{"$error":"#N/A"},{"$error":"#N/A"},{"$error":"#N/A"},{"$error":"#N/A"},{"$error":"#N/A"},{"$error":"#N/A"},{"$error":"#N/A"},{"$error":"#N/A"}]
[null,{"$f":"IF(DataInput!B781=$B$8,IF($B$9=$B$10,TRUE,IF(DataInput!E781=$B$9,TRUE,FALSE)))","v":true},null,null,{"$f":"IF(B782=TRUE,DataInput!B781,NA())","v":"VIC"},{"$f":"IF($E782=DataInput!$B781,DataInput!C781,NA())","v":"ATSW"},{"$f":"IF($E782=DataInput!$B781,DataInput!D781,NA())","v":"Altona West (Powercor) 66 kV"},{"$f":"IF($E782=DataInput!$B781,DataInput!E781,NA())","v":"Powercor"},{"$f":"IF($E782=DataInput!$B781,DataInput!F781,NA())","v":"Winter"},{"$f":"IF($E782=DataInput!$B781,DataInput!G781,NA())","v":"Coincident"},{"$f":"IF($E782=DataInput!$B781,DataInput!H781,NA())","v":2017},{"$f":"IF($E782=DataInput!$B781,DataInput!I781,NA())","v":"POE10"},{"$f":"IF($E782=DataInput!$B781,DataInput!J781,NA())","v":177.47343179999999},{"$f":"IF($E782=DataInput!$B781,DataInput!K781,NA())","v":0.99053163300000002},null,null,"VIC Altona West (Powercor) 66 kV",null,null,null,null,false,null,null,{"$error":"#N/A"},{"$error":"#N/A"},{"$error":"#N/A"},{"$error":"#N/A"},{"$error":"#N/A"},{"$error":"#N/A"},{"$error":"#N/A"},{"$error":"#N/A"},{"$error":"#N/A"},{"$error":"#N/A"}]
[null,{"$f":"IF(DataInput!B782=$B$8,IF($B$9=$B$10,TRUE,IF(DataInput!E782=$B$9,TRUE,FALSE)))","v":true},null,null,{"$f":"IF(B783=TRUE,DataInput!B782,NA())","v":"VIC"},{"$f":"IF($E783=DataInput!$B782,DataInput!C782,NA())","v":"ATSW"},{"$f":"IF($E783=DataInput!$B782,DataInput!D782,NA())","v":"Altona West (Powercor) 66 kV"},{"$f":"IF($E783=DataInput!$B782,DataInput!E782,NA())","v":"Powercor"},{"$f":"IF($E783=DataInput!$B782,DataInput!F782,NA())","v":"Winter"},{"$f":"IF($E783=DataInput!$B782,DataInput!G782,NA())","v":"Coincident"},{"$f":"IF($E783=DataInput!$B782,DataInput!H782,NA())","v":2017},{"$f":"IF($E783=DataInput!$B782,DataInput!I782,NA())","v":"POE50"},{"$f":"IF($E783=DataInput!$B782,DataInput!J782,NA())","v":171.63348629999999},{"$f":"IF($E783=DataInput!$B782,DataInput!K782,NA())","v":0.97533397099999997},null,null,"VIC Altona West (Powercor) 66 kV",null,null,null,null,false,null,null,{"$error":"#N/A"},{"$error":"#N/A"},{"$error":"#N/A"},{"$error":"#N/A"},{"$error":"#N/A"},{"$error":"#N/A"},{"$error":"#N/A"},{"$error":"#N/A"},{"$error":"#N/A"},{"$error":"#N/A"}]
[null,{"$f":"IF(DataInput!B783=$B$8,IF($B$9=$B$10,TRUE,IF(DataInput!E783=$B$9,TRUE,FALSE)))","v":true},null,null,{"$f":"IF(B784=TRUE,DataInput!B783,NA())","v":"VIC"},{"$f":"IF($E784=DataInput!$B783,DataInput!C783,NA())","v":"ATSW"},{"$f":"IF($E784=DataInput!$B783,DataInput!D783,NA())","v":"Altona West (Powercor) 66 kV"},{"$f":"IF($E784=DataInput!$B783,DataInput!E783,NA())","v":"Powercor"},{"$f":"IF($E784=DataInput!$B783,DataInput!F783,NA())","v":"Winter"},{"$f":"IF($E784=DataInput!$B783,DataInput!G783,NA())","v":"Non-Coincident"},{"$f":"IF($E784=DataInput!$B783,DataInput!H783,NA())","v":2018},{"$f":"IF($E784=DataInput!$B783,DataInput!I783,NA())","v":"POE10"},{"$f":"IF($E784=DataInput!$B783,DataInput!J783,NA())","v":158.0782141},{"$f":"IF($E784=DataInput!$B783,DataInput!K783,NA())","v":0.99327300699999999},null,null,"VIC Altona West (Powercor) 66 kV",null,null,null,null,false,null,null,{"$error":"#N/A"},{"$error":"#N/A"},{"$error":"#N/A"},{"$error":"#N/A"},{"$error":"#N/A"},{"$error":"#N/A"},{"$error":"#N/A"},{"$error":"#N/A"},{"$error":"#N/A"},{"$error":"#N/A"}]
[null,{"$f":"IF(DataInput!B784=$B$8,IF($B$9=$B$10,TRUE,IF(DataInput!E784=$B$9,TRUE,FALSE)))","v":true},null,null,{"$f":"IF(B785=TRUE,DataInput!B784,NA())","v":"VIC"},{"$f":"IF($E785=DataInput!$B784,DataInput!C784,NA())","v":"ATSW"},{"$f":"IF($E785=DataInput!$B784,DataInput!D784,NA())","v":"Altona West (Powercor) 66 kV"},{"$f":"IF($E785=DataInput!$B784,DataInput!E784,NA())","v":"Powercor"},{"$f":"IF($E785=DataInput!$B784,DataInput!F784,NA())","v":"Winter"},{"$f":"IF($E785=DataInput!$B784,DataInput!G784,NA())","v":"Non-Coincident"},{"$f":"IF($E785=DataInput!$B784,DataInput!H784,NA())","v":2018},{"$f":"IF($E785=DataInput!$B784,DataInput!I784,NA())","v":"POE50"},{"$f":"IF($E785=DataInput!$B784,DataInput!J784,NA())","v":154.55307440000001},{"$f":"IF($E785=DataInput!$B784,DataInput!K784,NA())","v":0.97925401300000003},null,null,"VIC Altona West (Powercor) 66 kV",null,null,null,null,false,null,null,{"$error":"#N/A"},{"$error":"#N/A"},{"$error":"#N/A"},{"$error":"#N/A"},{"$error":"#N/A"},{"$error":"#N/A"},{"$error":"#N/A"},{"$error":"#N/A"},{"$error":"#N/A"},{"$error":"#N/A"}]
[null,{"$f":"IF(DataInput!B785=$B$8,IF($B$9=$B$10,TRUE,IF(DataInput!E785=$B$9,TRUE,FALSE)))","v":true},null,null,{"$f":"IF(B786=TRUE,DataInput!B785,NA())","v":"VIC"},{"$f":"IF($E786=DataInput!$B785,DataInput!C785,NA())","v":"ATSW"},{"$f":"IF($E786=DataInput!$B785,DataInput!D785,NA())","v":"Altona West (Powercor) 66 kV"},{"$f":"IF($E786=DataInput!$B785,DataInput!E785,NA())","v":"Powercor"},{"$f":"IF($E786=DataInput!$B785,DataInput!F785,NA())","v":"Winter"},{"$f":"IF($E786=DataInput!$B785,DataInput!G785,NA())","v":"Coincident"},{"$f":"IF($E786=DataInput!$B785,DataInput!H785,NA())","v":2018},{"$f":"IF($E786=DataInput!$B785,DataInput!I785,NA())","v":"POE10"},{"$f":"IF($E786=DataInput!$B785,DataInput!J785,NA())","v":157.01482300000001},{"$f":"IF($E786=DataInput!$B785,DataInput!K785,NA())","v":0.99327300699999999},null,null,"VIC Altona West (Powercor) 66 kV",null,null,null,null,false,null,null,{"$error":"#N/A"},{"$error":"#N/A"},{"$error":"#N/A"},{"$error":"#N/A"},{"$error":"#N/A"},{"$error":"#N/A"},{"$error":"#N/A"},{"$error":"#N/A"},{"$error":"#N/A"},{"$error":"#N/A"}]
[null,{"$f":"IF(DataInput!B786=$B$8,IF($B$9=$B$10,TRUE,IF(DataInput!E786=$B$9,TRUE,FALSE)))","v":true},null,null,{"$f":"IF(B787=TRUE,DataInput!B786,NA())","v":"VIC"},{"$f":"IF($E787=DataInput!$B786,DataInput!C786,NA())","v":"ATSW"},{"$f":"IF($E787=DataInput!$B786,DataInput!D786,NA())","v":"Altona West (Powercor) 66 kV"},{"$f":"IF($E787=DataInput!$B786,DataInput!E786,NA())","v":"Powercor"},{"$f":"IF($E787=DataInput!$B786,DataInput!F786,NA())","v":"Winter"},{"$f":"IF($E787=DataInput!$B786,DataInput!G786,NA())","v":"Coincident"},{"$f":"IF($E787=DataInput!$B786,DataInput!H786,NA())","v":2018},{"$f":"IF($E787=DataInput!$B786,DataInput!I786,NA())","v":"POE50"},{"$f":"IF($E787=DataInput!$B786,DataInput!J786,NA())","v":151.34671839999999},{"$f":"IF($E787=DataInput!$B786,DataInput!K786,NA())","v":0.97925401300000003},null,null,"VIC Altona West (Powercor) 66 kV",null,null,null,null,false,null,null,{"$error":"#N/A"},{"$error":"#N/A"},{"$error":"#N/A"},{"$error":"#N/A"},{"$error":"#N/A"},{"$error":"#N/A"},{"$error":"#N/A"},{"$error":"#N/A"},{"$error":"#N/A"},{"$error":"#N/A"}]
[null,{"$f":"IF(DataInput!B787=$B$8,IF($B$9=$B$10,TRUE,IF(DataInput!E787=$B$9,TRUE,FALSE)))","v":true},null,null,{"$f":"IF(B788=TRUE,DataInput!B787,NA())","v":"VIC"},{"$f":"IF($E788=DataInput!$B787,DataInput!C787,NA())","v":"ATSW"},{"$f":"IF($E788=DataInput!$B787,DataInput!D787,NA())","v":"Altona West (Powercor) 66 kV"},{"$f":"IF($E788=DataInput!$B787,DataInput!E787,NA())","v":"Powercor"},{"$f":"IF($E788=DataInput!$B787,DataInput!F787,NA())","v":"Winter"},{"$f":"IF($E788=DataInput!$B787,DataInput!G787,NA())","v":"Non-Coincident"},{"$f":"IF($E788=DataInput!$B787,DataInput!H787,NA())","v":2019},{"$f":"IF($E788=DataInput!$B787,DataInput!I787,NA())","v":"POE10"},{"$f":"IF($E788=DataInput!$B787,DataInput!J787,NA())","v":163.58481430000001},{"$f":"IF($E788=DataInput!$B787,DataInput!K787,NA())","v":0.99294950999999998},null,null,"VIC Altona West (Powercor) 66 kV",null,null,null,null,false,null,null,{"$error":"#N/A"},{"$error":"#N/A"},{"$error":"#N/A"},{"$error":"#N/A"},{"$error":"#N/A"},{"$error":"#N/A"},{"$error":"#N/A"},{"$error":"#N/A"},{"$error":"#N/A"},{"$error":"#N/A"}]
[null,{"$f":"IF(DataInput!B788=$B$8,IF($B$9=$B$10,TRUE,IF(DataInput!E788=$B$9,TRUE,FALSE)))","v":true},null,null,{"$f":"IF(B789=TRUE,DataInput!B788,NA())","v":"VIC"},{"$f":"IF($E789=DataInput!$B788,DataInput!C788,NA())","v":"ATSW"},{"$f":"IF($E789=DataInput!$B788,DataInput!D788,NA())","v":"Altona West (Powercor) 66 kV"},{"$f":"IF($E789=DataInput!$B788,DataInput!E788,NA())","v":"Powercor"},{"$f":"IF($E789=DataInput!$B788,DataInput!F788,NA())","v":"Winter"},{"$f":"IF($E789=DataInput!$B788,DataInput!G788,NA())","v":"Non-Coincident"},{"$f":"IF($E789=DataInput!$B788,DataInput!H788,NA())","v":2019},{"$f":"IF($E789=DataInput!$B788,DataInput!I788,NA())","v":"POE50"},{"$f":"IF($E789=DataInput!$B788,DataInput!J788,NA())","v":159.5878549},{"$f":"IF($E789=DataInput!$B788,DataInput!K788,NA())","v":0.97901934099999999},null,null,"VIC Altona West (Powercor) 66 kV",null,null,null,null,false,null,null,{"$error":"#N/A"},{"$error":"#N/A"},{"$error":"#N/A"},{"$error":"#N/A"},{"$error":"#N/A"},{"$error":"#N/A"},{"$error":"#N/A"},{"$error":"#N/A"},{"$error":"#N/A"},{"$error":"#N/A"}]
[null,{"$f":"IF(DataInput!B789=$B$8,IF($B$9=$B$10,TRUE,IF(DataInput!E789=$B$9,TRUE,FALSE)))","v":true},null,null,{"$f":"IF(B790=TRUE,DataInput!B789,NA())","v":"VIC"},{"$f":"IF($E790=DataInput!$B789,DataInput!C789,NA())","v":"ATSW"},{"$f":"IF($E790=DataInput!$B789,DataInput!D789,NA())","v":"Altona West (Powercor) 66 kV"},{"$f":"IF($E790=DataInput!$B789,DataInput!E789,NA())","v":"Powercor"},{"$f":"IF($E790=DataInput!$B789,DataInput!F789,NA())","v":"Winter"},{"$f":"IF($E790=DataInput!$B789,DataInput!G789,NA())","v":"Coincident"},{"$f":"IF($E790=DataInput!$B789,DataInput!H789,NA())","v":2019},{"$f":"IF($E790=DataInput!$B789,DataInput!I789,NA())","v":"POE10"},{"$f":"IF($E790=DataInput!$B789,DataInput!J789,NA())","v":162.4314612},{"$f":"IF($E790=DataInput!$B789,DataInput!K789,NA())","v":0.99294950999999998},null,null,"VIC Altona West (Powercor) 66 kV",null,null,null,null,false,null,null,{"$error":"#N/A"},{"$error":"#N/A"},{"$error":"#N/A"},{"$error":"#N/A"},{"$error":"#N/A"},{"$error":"#N/A"},{"$error":"#N/A"},{"$error":"#N/A"},{"$error":"#N/A"},{"$error":"#N/A"}]
[null,{"$f":"IF(DataInput!B790=$B$8,IF($B$9=$B$10,TRUE,IF(DataInput!E790=$B$9,TRUE,FALSE)))","v":true},null,null,{"$f":"IF(B791=TRUE,DataInput!B790,NA())","v":"VIC"},{"$f":"IF($E791=DataInput!$B790,DataInput!C790,NA())","v":"ATSW"},{"$f":"IF($E791=DataInput!$B790,DataInput!D790,NA())","v":"Altona West (Powercor) 66 kV"},{"$f":"IF($E791=DataInput!$B790,DataInput!E790,NA())","v":"Powercor"},{"$f":"IF($E791=DataInput!$B790,DataInput!F790,NA())","v":"Winter"},{"$f":"IF($E791=DataInput!$B790,DataInput!G790,NA())","v":"Coincident"},{"$f":"IF($E791=DataInput!$B790,DataInput!H790,NA())","v":2019},{"$f":"IF($E791=DataInput!$B790,DataInput!I790,NA())","v":"POE50"},{"$f":"IF($E791=DataInput!$B790,DataInput!J790,NA())","v":156.2395966},{"$f":"IF($E791=DataInput!$B790,DataInput!K790,NA())","v":0.97901934099999999},null,null,"VIC Altona West (Powercor) 66 kV",null,null,null,null,false,null,null,{"$error":"#N/A"},{"$error":"#N/A"},{"$error":"#N/A"},{"$error":"#N/A"},{"$error":"#N/A"},{"$error":"#N/A"},{"$error":"#N/A"},{"$error":"#N/A"},{"$error":"#N/A"},{"$error":"#N/A"}]
[null,{"$f":"IF(DataInput!B791=$B$8,IF($B$9=$B$10,TRUE,IF(DataInput!E791=$B$9,TRUE,FALSE)))","v":true},null,null,{"$f":"IF(B792=TRUE,DataInput!B791,NA())","v":"VIC"},{"$f":"IF($E792=DataInput!$B791,DataInput!C791,NA())","v":"ATSW"},{"$f":"IF($E792=DataInput!$B791,DataInput!D791,NA())","v":"Altona West (Powercor) 66 kV"},{"$f":"IF($E792=DataInput!$B791,DataInput!E791,NA())","v":"Powercor"},{"$f":"IF($E792=DataInput!$B791,DataInput!F791,NA())","v":"Winter"},{"$f":"IF($E792=DataInput!$B791,DataInput!G791,NA())","v":"Non-Coincident"},{"$f":"IF($E792=DataInput!$B791,DataInput!H791,NA())","v":2020},{"$f":"IF($E792=DataInput!$B791,DataInput!I791,NA())","v":"POE10"},{"$f":"IF($E792=DataInput!$B791,DataInput!J791,NA())","v":168.59058999999999},{"$f":"IF($E792=DataInput!$B791,DataInput!K791,NA())","v":0.99267420699999998},null,null,"VIC Altona West (Powercor) 66 kV",null,null,null,null,false,null,null,{"$error":"#N/A"},{"$error":"#N/A"},{"$error":"#N/A"},{"$error":"#N/A"},{"$error":"#N/A"},{"$error":"#N/A"},{"$error":"#N/A"},{"$error":"#N/A"},{"$error":"#N/A"},{"$error":"#N/A"}]
[null,{"$f":"IF(DataInput!B792=$B$8,IF($B$9=$B$10,TRUE,IF(DataInput!E792=$B$9,TRUE,FALSE)))","v":true},null,null,{"$f":"IF(B793=TRUE,DataInput!B792,NA())","v":"VIC"},{"$f":"IF($E793=DataInput!$B792,DataInput!C792,NA())","v":"ATSW"},{"$f":"IF($E793=DataInput!$B792,DataInput!D792,NA())","v":"Altona West (Powercor) 66 kV"},{"$f":"IF($E793=DataInput!$B792,DataInput!E792,NA())","v":"Powercor"},{"$f":"IF($E793=DataInput!$B792,DataInput!F792,NA())","v":"Winter"},{"$f":"IF($E793=DataInput!$B792,DataInput!G792,NA())","v":"Non-Coincident"},{"$f":"IF($E793=DataInput!$B792,DataInput!H792,NA())","v":2020},{"$f":"IF($E793=DataInput!$B792,DataInput!I792,NA())","v":"POE50"},{"$f":"IF($E793=DataInput!$B792,DataInput!J792,NA())","v":164.66179500000001},{"$f":"IF($E793=DataInput!$B792,DataInput!K792,NA())","v":0.97874163599999997},null,null,"VIC Altona West (Powercor) 66 kV",null,null,null,null,false,null,null,{"$error":"#N/A"},{"$error":"#N/A"},{"$error":"#N/A"},{"$error":"#N/A"},{"$error":"#N/A"},{"$error":"#N/A"},{"$error":"#N/A"},{"$error":"#N/A"},{"$error":"#N/A"},{"$error":"#N/A"}]
[null,{"$f":"IF(DataInput!B793=$B$8,IF($B$9=$B$10,TRUE,IF(DataInput!E793=$B$9,TRUE,FALSE)))","v":true},null,null,{"$f":"IF(B794=TRUE,DataInput!B793,NA())","v":"VIC"},{"$f":"IF($E794=DataInput!$B793,DataInput!C793,NA())","v":"ATSW"},{"$f":"IF($E794=DataInput!$B793,DataInput!D793,NA())","v":"Altona West (Powercor) 66 kV"},{"$f":"IF($E794=DataInput!$B793,DataInput!E793,NA())","v":"Powercor"},{"$f":"IF($E794=DataInput!$B793,DataInput!F793,NA())","v":"Winter"},{"$f":"IF($E794=DataInput!$B793,DataInput!G793,NA())","v":"Coincident"},{"$f":"IF($E794=DataInput!$B793,DataInput!H793,NA())","v":2020},{"$f":"IF($E794=DataInput!$B793,DataInput!I793,NA())","v":"POE10"},{"$f":"IF($E794=DataInput!$B793,DataInput!J793,NA())","v":167.3555302},{"$f":"IF($E794=DataInput!$B793,DataInput!K793,NA())","v":0.99267420699999998},null,null,"VIC Altona West (Powercor) 66 kV",null,null,null,null,false,null,null,{"$error":"#N/A"},{"$error":"#N/A"},{"$error":"#N/A"},{"$error":"#N/A"},{"$error":"#N/A"},{"$error":"#N/A"},{"$error":"#N/A"},{"$error":"#N/A"},{"$error":"#N/A"},{"$error":"#N/A"}]
[null,{"$f":"IF(DataInput!B794=$B$8,IF($B$9=$B$10,TRUE,IF(DataInput!E794=$B$9,TRUE,FALSE)))","v":true},null,null,{"$f":"IF(B795=TRUE,DataInput!B794,NA())","v":"VIC"},{"$f":"IF($E795=DataInput!$B794,DataInput!C794,NA())","v":"ATSW"},{"$f":"IF($E795=DataInput!$B794,DataInput!D794,NA())","v":"Altona West (Powercor) 66 kV"},{"$f":"IF($E795=DataInput!$B794,DataInput!E794,NA())","v":"Powercor"},{"$f":"IF($E795=DataInput!$B794,DataInput!F794,NA())","v":"Winter"},{"$f":"IF($E795=DataInput!$B794,DataInput!G794,NA())","v":"Coincident"},{"$f":"IF($E795=DataInput!$B794,DataInput!H794,NA())","v":2020},{"$f":"IF($E795=DataInput!$B794,DataInput!I794,NA())","v":"POE50"},{"$f":"IF($E795=DataInput!$B794,DataInput!J794,NA())","v":161.16135460000001},{"$f":"IF($E795=DataInput!$B794,DataInput!K794,NA())","v":0.97874163599999997},null,null,"VIC Altona West (Powercor) 66 kV",null,null,null,null,false,null,null,{"$error":"#N/A"},{"$error":"#N/A"},{"$error":"#N/A"},{"$error":"#N/A"},{"$error":"#N/A"},{"$error":"#N/A"},{"$error":"#N/A"},{"$error":"#N/A"},{"$error":"#N/A"},{"$error":"#N/A"}]
[null,{"$f":"IF(DataInput!B795=$B$8,IF($B$9=$B$10,TRUE,IF(DataInput!E795=$B$9,TRUE,FALSE)))","v":true},null,null,{"$f":"IF(B796=TRUE,DataInput!B795,NA())","v":"VIC"},{"$f":"IF($E796=DataInput!$B795,DataInput!C795,NA())","v":"ATSW"},{"$f":"IF($E796=DataInput!$B795,DataInput!D795,NA())","v":"Altona West (Powercor) 66 kV"},{"$f":"IF($E796=DataInput!$B795,DataInput!E795,NA())","v":"Powercor"},{"$f":"IF($E796=DataInput!$B795,DataInput!F795,NA())","v":"Winter"},{"$f":"IF($E796=DataInput!$B795,DataInput!G795,NA())","v":"Non-Coincident"},{"$f":"IF($E796=DataInput!$B795,DataInput!H795,NA())","v":2021},{"$f":"IF($E796=DataInput!$B795,DataInput!I795,NA())","v":"POE10"},{"$f":"IF($E796=DataInput!$B795,DataInput!J795,NA())","v":173.34223900000001},{"$f":"IF($E796=DataInput!$B795,DataInput!K795,NA())","v":0.99246937899999998},null,null,"VIC Altona West (Powercor) 66 kV",null,null,null,null,false,null,null,{"$error":"#N/A"},{"$error":"#N/A"},{"$error":"#N/A"},{"$error":"#N/A"},{"$error":"#N/A"},{"$error":"#N/A"},{"$error":"#N/A"},{"$error":"#N/A"},{"$error":"#N/A"},{"$error":"#N/A"}]
[null,{"$f":"IF(DataInput!B796=$B$8,IF($B$9=$B$10,TRUE,IF(DataInput!E796=$B$9,TRUE,FALSE)))","v":true},null,null,{"$f":"IF(B797=TRUE,DataInput!B796,NA())","v":"VIC"},{"$f":"IF($E797=DataInput!$B796,DataInput!C796,NA())","v":"ATSW"},{"$f":"IF($E797=DataInput!$B796,DataInput!D796,NA())","v":"Altona West (Powercor) 66 kV"},{"$f":"IF($E797=DataInput!$B796,DataInput!E796,NA())","v":"Powercor"},{"$f":"IF($E797=DataInput!$B796,DataInput!F796,NA())","v":"Winter"},{"$f":"IF($E797=DataInput!$B796,DataInput!G796,NA())","v":"Non-Coincident"},{"$f":"IF($E797=DataInput!$B796,DataInput!H796,NA())","v":2021},{"$f":"IF($E797=DataInput!$B796,DataInput!I796,NA())","v":"POE50"},{"$f":"IF($E797=DataInput!$B796,DataInput!J796,NA())","v":169.6005954},{"$f":"IF($E797=DataInput!$B796,DataInput!K796,NA())","v":0.97852939400000005},null,null,"VIC Altona West (Powercor) 66 kV",null,null,null,null,false,null,null,{"$error":"#N/A"},{"$error":"#N/A"},{"$error":"#N/A"},{"$error":"#N/A"},{"$error":"#N/A"},{"$error":"#N/A"},{"$error":"#N/A"},{"$error":"#N/A"},{"$error":"#N/A"},{"$error":"#N/A"}]
[null,{"$f":"IF(DataInput!B797=$B$8,IF($B$9=$B$10,TRUE,IF(DataInput!E797=$B$9,TRUE,FALSE)))","v":true},null,null,{"$f":"IF(B798=TRUE,DataInput!B797,NA())","v":"VIC"},{"$f":"IF($E798=DataInput!$B797,DataInput!C797,NA())","v":"ATSW"},{"$f":"IF($E798=DataInput!$B797,DataInput!D797,NA())","v":"Altona West (Powercor) 66 kV"},{"$f":"IF($E798=DataInput!$B797,DataInput!E797,NA())","v":"Powercor"},{"$f":"IF($E798=DataInput!$B797,DataInput!F797,NA())","v":"Winter"},{"$f":"IF($E798=DataInput!$B797,DataInput!G797,NA())","v":"Coincident"},{"$f":"IF($E798=DataInput!$B797,DataInput!H797,NA())","v":2021},{"$f":"IF($E798=DataInput!$B797,DataInput!I797,NA())","v":"POE10"},{"$f":"IF($E798=DataInput!$B797,DataInput!J797,NA())","v":172.03686440000001},{"$f":"IF($E798=DataInput!$B797,DataInput!K797,NA())","v":0.99246937899999998},null,null,"VIC Altona West (Powercor) 66 kV",null,null,null,null,false,null,null,{"$error":"#N/A"},{"$error":"#N/A"},{"$error":"#N/A"},{"$error":"#N/A"},{"$error":"#N/A"},{"$error":"#N/A"},{"$error":"#N/A"},{"$error":"#N/A"},{"$error":"#N/A"},{"$error":"#N/A"}]
[null,{"$f":"IF(DataInput!B798=$B$8,IF($B$9=$B$10,TRUE,IF(DataInput!E798=$B$9,TRUE,FALSE)))","v":true},null,null,{"$f":"IF(B799=TRUE,DataInput!B798,NA())","v":"VIC"},{"$f":"IF($E799=DataInput!$B798,DataInput!C798,NA())","v":"ATSW"},{"$f":"IF($E799=DataInput!$B798,DataInput!D798,NA())","v":"Altona West (Powercor) 66 kV"},{"$f":"IF($E799=DataInput!$B798,DataInput!E798,NA())","v":"Powercor"},{"$f":"IF($E799=DataInput!$B798,DataInput!F798,NA())","v":"Winter"},{"$f":"IF($E799=DataInput!$B798,DataInput!G798,NA())","v":"Coincident"},{"$f":"IF($E799=DataInput!$B798,DataInput!H798,NA())","v":2021},{"$f":"IF($E799=DataInput!$B798,DataInput!I798,NA())","v":"POE50"},{"$f":"IF($E799=DataInput!$B798,DataInput!J798,NA())","v":165.95916779999999},{"$f":"IF($E799=DataInput!$B798,DataInput!K798,NA())","v":0.97852939400000005},null,null,"VIC Altona West (Powercor) 66 kV",null,null,null,null,false,null,null,{"$error":"#N/A"},{"$error":"#N/A"},{"$error":"#N/A"},{"$error":"#N/A"},{"$error":"#N/A"},{"$error":"#N/A"},{"$error":"#N/A"},{"$error":"#N/A"},{"$error":"#N/A"},{"$error":"#N/A"}]
[null,{"$f":"IF(DataInput!B799=$B$8,IF($B$9=$B$10,TRUE,IF(DataInput!E799=$B$9,TRUE,FALSE)))","v":true},null,null,{"$f":"IF(B800=TRUE,DataInput!B799,NA())","v":"VIC"},{"$f":"IF($E800=DataInput!$B799,DataInput!C799,NA())","v":"ATSW"},{"$f":"IF($E800=DataInput!$B799,DataInput!D799,NA())","v":"Altona West (Powercor) 66 kV"},{"$f":"IF($E800=DataInput!$B799,DataInput!E799,NA())","v":"Powercor"},{"$f":"IF($E800=DataInput!$B799,DataInput!F799,NA())","v":"Winter"},{"$f":"IF($E800=DataInput!$B799,DataInput!G799,NA())","v":"Non-Coincident"},{"$f":"IF($E800=DataInput!$B799,DataInput!H799,NA())","v":2022},{"$f":"IF($E800=DataInput!$B799,DataInput!I799,NA())","v":"POE10"},{"$f":"IF($E800=DataInput!$B799,DataInput!J799,NA())","v":178.61394150000001},{"$f":"IF($E800=DataInput!$B799,DataInput!K799,NA())","v":0.99213407499999995},null,null,"VIC Altona West (Powercor) 66 kV",null,null,null,null,false,null,null,{"$error":"#N/A"},{"$error":"#N/A"},{"$error":"#N/A"},{"$error":"#N/A"},{"$error":"#N/A"},{"$error":"#N/A"},{"$error":"#N/A"},{"$error":"#N/A"},{"$error":"#N/A"},{"$error":"#N/A"}]
[null,{"$f":"IF(DataInput!B800=$B$8,IF($B$9=$B$10,TRUE,IF(DataInput!E800=$B$9,TRUE,FALSE)))","v":true},null,null,{"$f":"IF(B801=TRUE,DataInput!B800,NA())","v":"VIC"},{"$f":"IF($E801=DataInput!$B800,DataInput!C800,NA())","v":"ATSW"},{"$f":"IF($E801=DataInput!$B800,DataInput!D800,NA())","v":"Altona West (Powercor) 66 kV"},{"$f":"IF($E801=DataInput!$B800,DataInput!E800,NA())","v":"Powercor"},{"$f":"IF($E801=DataInput!$B800,DataInput!F800,NA())","v":"Winter"},{"$f":"IF($E801=DataInput!$B800,DataInput!G800,NA())","v":"Non-Coincident"},{"$f":"IF($E801=DataInput!$B800,DataInput!H800,NA())","v":2022},{"$f":"IF($E801=DataInput!$B800,DataInput!I800,NA())","v":"POE50"},{"$f":"IF($E801=DataInput!$B800,DataInput!J800,NA())","v":174.40400059999999},{"$f":"IF($E801=DataInput!$B800,DataInput!K800,NA())","v":0.97827570200000002},null,null,"VIC Altona West (Powercor) 66 kV",null,null,null,null,false,null,null,{"$error":"#N/A"},{"$error":"#N/A"},{"$error":"#N/A"},{"$error":"#N/A"},{"$error":"#N/A"},{"$error":"#N/A"},{"$error":"#N/A"},{"$error":"#N/A"},{"$error":"#N/A"},{"$error":"#N/A"}]
[null,{"$f":"IF(DataInput!B801=$B$8,IF($B$9=$B$10,TRUE,IF(DataInput!E801=$B$9,TRUE,FALSE)))","v":true},null,null,{"$f":"IF(B802=TRUE,DataInput!B801,NA())","v":"VIC"},{"$f":"IF($E802=DataInput!$B801,DataInput!C801,NA())","v":"ATSW"},{"$f":"IF($E802=DataInput!$B801,DataInput!D801,NA())","v":"Altona West (Powercor) 66 kV"},{"$f":"IF($E802=DataInput!$B801,DataInput!E801,NA())","v":"Powercor"},{"$f":"IF($E802=DataInput!$B801,DataInput!F801,NA())","v":"Winter"},{"$f":"IF($E802=DataInput!$B801,DataInput!G801,NA())","v":"Coincident"},{"$f":"IF($E802=DataInput!$B801,DataInput!H801,NA())","v":2022},{"$f":"IF($E802=DataInput!$B801,DataInput!I801,NA())","v":"POE10"},{"$f":"IF($E802=DataInput!$B801,DataInput!J801,NA())","v":177.20897769999999},{"$f":"IF($E802=DataInput!$B801,DataInput!K801,NA())","v":0.99213407499999995},null,null,"VIC Altona West (Powercor) 66 kV",null,null,null,null,false,null,null,{"$error":"#N/A"},{"$error":"#N/A"},{"$error":"#N/A"},{"$error":"#N/A"},{"$error":"#N/A"},{"$error":"#N/A"},{"$error":"#N/A"},{"$error":"#N/A"},{"$error":"#N/A"},{"$error":"#N/A"}]
[null,{"$f":"IF(DataInput!B802=$B$8,IF($B$9=$B$10,TRUE,IF(DataInput!E802=$B$9,TRUE,FALSE)))","v":true},null,null,{"$f":"IF(B803=TRUE,DataInput!B802,NA())","v":"VIC"},{"$f":"IF($E803=DataInput!$B802,DataInput!C802,NA())","v":"ATSW"},{"$f":"IF($E803=DataInput!$B802,DataInput!D802,NA())","v":"Altona West (Powercor) 66 kV"},{"$f":"IF($E803=DataInput!$B802,DataInput!E802,NA())","v":"Powercor"},{"$f":"IF($E803=DataInput!$B802,DataInput!F802,NA())","v":"Winter"},{"$f":"IF($E803=DataInput!$B802,DataInput!G802,NA())","v":"Coincident"},{"$f":"IF($E803=DataInput!$B802,DataInput!H802,NA())","v":2022},{"$f":"IF($E803=DataInput!$B802,DataInput!I802,NA())","v":"POE50"},{"$f":"IF($E803=DataInput!$B802,DataInput!J802,NA())","v":170.61519609999999},{"$f":"IF($E803=DataInput!$B802,DataInput!K802,NA())","v":0.97827570200000002},null,null,"VIC Altona West (Powercor) 66 kV",null,null,null,null,false,null,null,{"$error":"#N/A"},{"$error":"#N/A"},{"$error":"#N/A"},{"$error":"#N/A"},{"$error":"#N/A"},{"$error":"#N/A"},{"$error":"#N/A"},{"$error":"#N/A"},{"$error":"#N/A"},{"$error":"#N/A"}]
[null,{"$f":"IF(DataInput!B803=$B$8,IF($B$9=$B$10,TRUE,IF(DataInput!E803=$B$9,TRUE,FALSE)))","v":true},null,null,{"$f":"IF(B804=TRUE,DataInput!B803,NA())","v":"VIC"},{"$f":"IF($E804=DataInput!$B803,DataInput!C803,NA())","v":"ATSW"},{"$f":"IF($E804=DataInput!$B803,DataInput!D803,NA())","v":"Altona West (Powercor) 66 kV"},{"$f":"IF($E804=DataInput!$B803,DataInput!E803,NA())","v":"Powercor"},{"$f":"IF($E804=DataInput!$B803,DataInput!F803,NA())","v":"Winter"},{"$f":"IF($E804=DataInput!$B803,DataInput!G803,NA())","v":"Non-Coincident"},{"$f":"IF($E804=DataInput!$B803,DataInput!H803,NA())","v":2023},{"$f":"IF($E804=DataInput!$B803,DataInput!I803,NA())","v":"POE10"},{"$f":"IF($E804=DataInput!$B803,DataInput!J803,NA())","v":184.00950359999999},{"$f":"IF($E804=DataInput!$B803,DataInput!K803,NA())","v":0.991771348},null,null,"VIC Altona West (Powercor) 66 kV",null,null,null,null,false,null,null,{"$error":"#N/A"},{"$error":"#N/A"},{"$error":"#N/A"},{"$error":"#N/A"},{"$error":"#N/A"},{"$error":"#N/A"},{"$error":"#N/A"},{"$error":"#N/A"},{"$error":"#N/A"},{"$error":"#N/A"}]
[null,{"$f":"IF(DataInput!B804=$B$8,IF($B$9=$B$10,TRUE,IF(DataInput!E804=$B$9,TRUE,FALSE)))","v":true},null,null,{"$f":"IF(B805=TRUE,DataInput!B804,NA())","v":"VIC"},{"$f":"IF($E805=DataInput!$B804,DataInput!C804,NA())","v":"ATSW"},{"$f":"IF($E805=DataInput!$B804,DataInput!D804,NA())","v":"Altona West (Powercor) 66 kV"},{"$f":"IF($E805=DataInput!$B804,DataInput!E804,NA())","v":"Powercor"},{"$f":"IF($E805=DataInput!$B804,DataInput!F804,NA())","v":"Winter"},{"$f":"IF($E805=DataInput!$B804,DataInput!G804,NA())","v":"Non-Coincident"},{"$f":"IF($E805=DataInput!$B804,DataInput!H804,NA())","v":2023},{"$f":"IF($E805=DataInput!$B804,DataInput!I804,NA())","v":"POE50"},{"$f":"IF($E805=DataInput!$B804,DataInput!J804,NA())","v":179.43089130000001},{"$f":"IF($E805=DataInput!$B804,DataInput!K804,NA())","v":0.97798104600000002},null,null,"VIC Altona West (Powercor) 66 kV",null,null,null,null,false,null,null,{"$error":"#N/A"},{"$error":"#N/A"},{"$error":"#N/A"},{"$error":"#N/A"},{"$error":"#N/A"},{"$error":"#N/A"},{"$error":"#N/A"},{"$error":"#N/A"},{"$error":"#N/A"},{"$error":"#N/A"}]
[null,{"$f":"IF(DataInput!B805=$B$8,IF($B$9=$B$10,TRUE,IF(DataInput!E805=$B$9,TRUE,FALSE)))","v":true},null,null,{"$f":"IF(B806=TRUE,DataInput!B805,NA())","v":"VIC"},{"$f":"IF($E806=DataInput!$B805,DataInput!C805,NA())","v":"ATSW"},{"$f":"IF($E806=DataInput!$B805,DataInput!D805,NA())","v":"Altona West (Powercor) 66 kV"},{"$f":"IF($E806=DataInput!$B805,DataInput!E805,NA())","v":"Powercor"},{"$f":"IF($E806=DataInput!$B805,DataInput!F805,NA())","v":"Winter"},{"$f":"IF($E806=DataInput!$B805,DataInput!G805,NA())","v":"Coincident"},{"$f":"IF($E806=DataInput!$B805,DataInput!H805,NA())","v":2023},{"$f":"IF($E806=DataInput!$B805,DataInput!I805,NA())","v":"POE10"},{"$f":"IF($E806=DataInput!$B805,DataInput!J805,NA())","v":182.4953534},{"$f":"IF($E806=DataInput!$B805,DataInput!K805,NA())","v":0.991771348},null,null,"VIC Altona West (Powercor) 66 kV",null,null,null,null,false,null,null,{"$error":"#N/A"},{"$error":"#N/A"},{"$error":"#N/A"},{"$error":"#N/A"},{"$error":"#N/A"},{"$error":"#N/A"},{"$error":"#N/A"},{"$error":"#N/A"},{"$error":"#N/A"},{"$error":"#N/A"}]
[null,{"$f":"IF(DataInput!B806=$B$8,IF($B$9=$B$10,TRUE,IF(DataInput!E806=$B$9,TRUE,FALSE)))","v":true},null,null,{"$f":"IF(B807=TRUE,DataInput!B806,NA())","v":"VIC"},{"$f":"IF($E807=DataInput!$B806,DataInput!C806,NA())","v":"ATSW"},{"$f":"IF($E807=DataInput!$B806,DataInput!D806,NA())","v":"Altona West (Powercor) 66 kV"},{"$f":"IF($E807=DataInput!$B806,DataInput!E806,NA())","v":"Powercor"},{"$f":"IF($E807=DataInput!$B806,DataInput!F806,NA())","v":"Winter"},{"$f":"IF($E807=DataInput!$B806,DataInput!G806,NA())","v":"Coincident"},{"$f":"IF($E807=DataInput!$B806,DataInput!H806,NA())","v":2023},{"$f":"IF($E807=DataInput!$B806,DataInput!I806,NA())","v":"POE50"},{"$f":"IF($E807=DataInput!$B806,DataInput!J806,NA())","v":175.4800108},{"$f":"IF($E807=DataInput!$B806,DataInput!K806,NA())","v":0.97798104600000002},null,null,"VIC Altona West (Powercor) 66 kV",null,null,null,null,false,null,null,{"$error":"#N/A"},{"$error":"#N/A"},{"$error":"#N/A"},{"$error":"#N/A"},{"$error":"#N/A"},{"$error":"#N/A"},{"$error":"#N/A"},{"$error":"#N/A"},{"$error":"#N/A"},{"$error":"#N/A"}]
[null,{"$f":"IF(DataInput!B807=$B$8,IF($B$9=$B$10,TRUE,IF(DataInput!E807=$B$9,TRUE,FALSE)))","v":true},null,null,{"$f":"IF(B808=TRUE,DataInput!B807,NA())","v":"VIC"},{"$f":"IF($E808=DataInput!$B807,DataInput!C807,NA())","v":"ATSW"},{"$f":"IF($E808=DataInput!$B807,DataInput!D807,NA())","v":"Altona West (Powercor) 66 kV"},{"$f":"IF($E808=DataInput!$B807,DataInput!E807,NA())","v":"Powercor"},{"$f":"IF($E808=DataInput!$B807,DataInput!F807,NA())","v":"Winter"},{"$f":"IF($E808=DataInput!$B807,DataInput!G807,NA())","v":"Non-Coincident"},{"$f":"IF($E808=DataInput!$B807,DataInput!H807,NA())","v":2024},{"$f":"IF($E808=DataInput!$B807,DataInput!I807,NA())","v":"POE10"},{"$f":"IF($E808=DataInput!$B807,DataInput!J807,NA())","v":189.81999429999999},{"$f":"IF($E808=DataInput!$B807,DataInput!K807,NA())","v":0.99130541100000003},null,null,"VIC Altona West (Powercor) 66 kV",null,null,null,null,false,null,null,{"$error":"#N/A"},{"$error":"#N/A"},{"$error":"#N/A"},{"$error":"#N/A"},{"$error":"#N/A"},{"$error":"#N/A"},{"$error":"#N/A"},{"$error":"#N/A"},{"$error":"#N/A"},{"$error":"#N/A"}]
[null,{"$f":"IF(DataInput!B808=$B$8,IF($B$9=$B$10,TRUE,IF(DataInput!E808=$B$9,TRUE,FALSE)))","v":true},null,null,{"$f":"IF(B809=TRUE,DataInput!B808,NA())","v":"VIC"},{"$f":"IF($E809=DataInput!$B808,DataInput!C808,NA())","v":"ATSW"},{"$f":"IF($E809=DataInput!$B808,DataInput!D808,NA())","v":"Altona West (Powercor) 66 kV"},{"$f":"IF($E809=DataInput!$B808,DataInput!E808,NA())","v":"Powercor"},{"$f":"IF($E809=DataInput!$B808,DataInput!F808,NA())","v":"Winter"},{"$f":"IF($E809=DataInput!$B808,DataInput!G808,NA())","v":"Non-Coincident"},{"$f":"IF($E809=DataInput!$B808,DataInput!H808,NA())","v":2024},{"$f":"IF($E809=DataInput!$B808,DataInput!I808,NA())","v":"POE50"},{"$f":"IF($E809=DataInput!$B808,DataInput!J808,NA())","v":184.99466699999999},{"$f":"IF($E809=DataInput!$B808,DataInput!K808,NA())","v":0.97757040100000003},null,null,"VIC Altona West (Powercor) 66 kV",null,null,null,null,false,null,null,{"$error":"#N/A"},{"$error":"#N/A"},{"$error":"#N/A"},{"$error":"#N/A"},{"$error":"#N/A"},{"$error":"#N/A"},{"$error":"#N/A"},{"$error":"#N/A"},{"$error":"#N/A"},{"$error":"#N/A"}]
[null,{"$f":"IF(DataInput!B809=$B$8,IF($B$9=$B$10,TRUE,IF(DataInput!E809=$B$9,TRUE,FALSE)))","v":true},null,null,{"$f":"IF(B810=TRUE,DataInput!B809,NA())","v":"VIC"},{"$f":"IF($E810=DataInput!$B809,DataInput!C809,NA())","v":"ATSW"},{"$f":"IF($E810=DataInput!$B809,DataInput!D809,NA())","v":"Altona West (Powercor) 66 kV"},{"$f":"IF($E810=DataInput!$B809,DataInput!E809,NA())","v":"Powercor"},{"$f":"IF($E810=DataInput!$B809,DataInput!F809,NA())","v":"Winter"},{"$f":"IF($E810=DataInput!$B809,DataInput!G809,NA())","v":"Coincident"},{"$f":"IF($E810=DataInput!$B809,DataInput!H809,NA())","v":2024},{"$f":"IF($E810=DataInput!$B809,DataInput!I809,NA())","v":"POE10"},{"$f":"IF($E810=DataInput!$B809,DataInput!J809,NA())","v":188.16958750000001},{"$f":"IF($E810=DataInput!$B809,DataInput!K809,NA())","v":0.99130541100000003},null,null,"VIC Altona West (Powercor) 66 kV",null,null,null,null,false,null,null,{"$error":"#N/A"},{"$error":"#N/A"},{"$error":"#N/A"},{"$error":"#N/A"},{"$error":"#N/A"},{"$error":"#N/A"},{"$error":"#N/A"},{"$error":"#N/A"},{"$error":"#N/A"},{"$error":"#N/A"}]
[null,{"$f":"IF(DataInput!B810=$B$8,IF($B$9=$B$10,TRUE,IF(DataInput!E810=$B$9,TRUE,FALSE)))","v":true},null,null,{"$f":"IF(B811=TRUE,DataInput!B810,NA())","v":"VIC"},{"$f":"IF($E811=DataInput!$B810,DataInput!C810,NA())","v":"ATSW"},{"$f":"IF($E811=DataInput!$B810,DataInput!D810,NA())","v":"Altona West (Powercor) 66 kV"},{"$f":"IF($E811=DataInput!$B810,DataInput!E810,NA())","v":"Powercor"},{"$f":"IF($E811=DataInput!$B810,DataInput!F810,NA())","v":"Winter"},{"$f":"IF($E811=DataInput!$B810,DataInput!G810,NA())","v":"Coincident"},{"$f":"IF($E811=DataInput!$B810,DataInput!H810,NA())","v":2024},{"$f":"IF($E811=DataInput!$B810,DataInput!I810,NA())","v":"POE50"},{"$f":"IF($E811=DataInput!$B810,DataInput!J810,NA())","v":180.84531079999999},{"$f":"IF($E811=DataInput!$B810,DataInput!K810,NA())","v":0.97757040100000003},null,null,"VIC Altona West (Powercor) 66 kV",null,null,null,null,false,null,null,{"$error":"#N/A"},{"$error":"#N/A"},{"$error":"#N/A"},{"$error":"#N/A"},{"$error":"#N/A"},{"$error":"#N/A"},{"$error":"#N/A"},{"$error":"#N/A"},{"$error":"#N/A"},{"$error":"#N/A"}]
[null,{"$f":"IF(DataInput!B811=$B$8,IF($B$9=$B$10,TRUE,IF(DataInput!E811=$B$9,TRUE,FALSE)))","v":true},null,null,{"$f":"IF(B812=TRUE,DataInput!B811,NA())","v":"VIC"},{"$f":"IF($E812=DataInput!$B811,DataInput!C811,NA())","v":"ATSWAL"},{"$f":"IF($E812=DataInput!$B811,DataInput!D811,NA())","v":"Air Liquide 66 kV"},{"$f":"IF($E812=DataInput!$B811,DataInput!E811,NA())","v":"Direct Connect"},{"$f":"IF($E812=DataInput!$B811,DataInput!F811,NA())","v":"Summer"},{"$f":"IF($E812=DataInput!$B811,DataInput!G811,NA())","v":"Coincident"},{"$f":"IF($E812=DataInput!$B811,DataInput!H811,NA())","v":2006},{"$f":"IF($E812=DataInput!$B811,DataInput!I811,NA())","v":"TempCorrActualPOE10"},{"$f":"IF($E812=DataInput!$B811,DataInput!J811,NA())","v":"NA"},{"$f":"IF($E812=DataInput!$B811,DataInput!K811,NA())","v":"NA"},null,null,"VIC Air Liquide 66 kV",null,null,null,null,false,null,null,{"$error":"#N/A"},{"$error":"#N/A"},{"$error":"#N/A"},{"$error":"#N/A"},{"$error":"#N/A"},{"$error":"#N/A"},{"$error":"#N/A"},{"$error":"#N/A"},{"$error":"#N/A"},{"$error":"#N/A"}]
[null,{"$f":"IF(DataInput!B812=$B$8,IF($B$9=$B$10,TRUE,IF(DataInput!E812=$B$9,TRUE,FALSE)))","v":true},null,null,{"$f":"IF(B813=TRUE,DataInput!B812,NA())","v":"VIC"},{"$f":"IF($E813=DataInput!$B812,DataInput!C812,NA())","v":"ATSWAL"},{"$f":"IF($E813=DataInput!$B812,DataInput!D812,NA())","v":"Air Liquide 66 kV"},{"$f":"IF($E813=DataInput!$B812,DataInput!E812,NA())","v":"Direct Connect"},{"$f":"IF($E813=DataInput!$B812,DataInput!F812,NA())","v":"Summer"},{"$f":"IF($E813=DataInput!$B812,DataInput!G812,NA())","v":"Coincident"},{"$f":"IF($E813=DataInput!$B812,DataInput!H812,NA())","v":2006},{"$f":"IF($E813=DataInput!$B812,DataInput!I812,NA())","v":"TempCorrActualPOE50"},{"$f":"IF($E813=DataInput!$B812,DataInput!J812,NA())","v":"NA"},{"$f":"IF($E813=DataInput!$B812,DataInput!K812,NA())","v":"NA"},null,null,"VIC Air Liquide 66 kV",null,null,null,null,false,null,null,{"$error":"#N/A"},{"$error":"#N/A"},{"$error":"#N/A"},{"$error":"#N/A"},{"$error":"#N/A"},{"$error":"#N/A"},{"$error":"#N/A"},{"$error":"#N/A"},{"$error":"#N/A"},{"$error":"#N/A"}]
[null,{"$f":"IF(DataInput!B813=$B$8,IF($B$9=$B$10,TRUE,IF(DataInput!E813=$B$9,TRUE,FALSE)))","v":true},null,null,{"$f":"IF(B814=TRUE,DataInput!B813,NA())","v":"VIC"},{"$f":"IF($E814=DataInput!$B813,DataInput!C813,NA())","v":"ATSWAL"},{"$f":"IF($E814=DataInput!$B813,DataInput!D813,NA())","v":"Air Liquide 66 kV"},{"$f":"IF($E814=DataInput!$B813,DataInput!E813,NA())","v":"Direct Connect"},{"$f":"IF($E814=DataInput!$B813,DataInput!F813,NA())","v":"Summer"},{"$f":"IF($E814=DataInput!$B813,DataInput!G813,NA())","v":"Non-Coincident"},{"$f":"IF($E814=DataInput!$B813,DataInput!H813,NA())","v":2006},{"$f":"IF($E814=DataInput!$B813,DataInput!I813,NA())","v":"TempCorrActualPOE10"},{"$f":"IF($E814=DataInput!$B813,DataInput!J813,NA())","v":"NA"},{"$f":"IF($E814=DataInput!$B813,DataInput!K813,NA())","v":"NA"},null,null,"VIC Air Liquide 66 kV",null,null,null,null,false,null,null,{"$error":"#N/A"},{"$error":"#N/A"},{"$error":"#N/A"},{"$error":"#N/A"},{"$error":"#N/A"},{"$error":"#N/A"},{"$error":"#N/A"},{"$error":"#N/A"},{"$error":"#N/A"},{"$error":"#N/A"}]
[null,{"$f":"IF(DataInput!B814=$B$8,IF($B$9=$B$10,TRUE,IF(DataInput!E814=$B$9,TRUE,FALSE)))","v":true},null,null,{"$f":"IF(B815=TRUE,DataInput!B814,NA())","v":"VIC"},{"$f":"IF($E815=DataInput!$B814,DataInput!C814,NA())","v":"ATSWAL"},{"$f":"IF($E815=DataInput!$B814,DataInput!D814,NA())","v":"Air Liquide 66 kV"},{"$f":"IF($E815=DataInput!$B814,DataInput!E814,NA())","v":"Direct Connect"},{"$f":"IF($E815=DataInput!$B814,DataInput!F814,NA())","v":"Summer"},{"$f":"IF($E815=DataInput!$B814,DataInput!G814,NA())","v":"Non-Coincident"},{"$f":"IF($E815=DataInput!$B814,DataInput!H814,NA())","v":2006},{"$f":"IF($E815=DataInput!$B814,DataInput!I814,NA())","v":"TempCorrActualPOE50"},{"$f":"IF($E815=DataInput!$B814,DataInput!J814,NA())","v":"NA"},{"$f":"IF($E815=DataInput!$B814,DataInput!K814,NA())","v":"NA"},null,null,"VIC Air Liquide 66 kV",null,null,null,null,false,null,null,{"$error":"#N/A"},{"$error":"#N/A"},{"$error":"#N/A"},{"$error":"#N/A"},{"$error":"#N/A"},{"$error":"#N/A"},{"$error":"#N/A"},{"$error":"#N/A"},{"$error":"#N/A"},{"$error":"#N/A"}]
[null,{"$f":"IF(DataInput!B815=$B$8,IF($B$9=$B$10,TRUE,IF(DataInput!E815=$B$9,TRUE,FALSE)))","v":true},null,null,{"$f":"IF(B816=TRUE,DataInput!B815,NA())","v":"VIC"},{"$f":"IF($E816=DataInput!$B815,DataInput!C815,NA())","v":"ATSWAL"},{"$f":"IF($E816=DataInput!$B815,DataInput!D815,NA())","v":"Air Liquide 66 kV"},{"$f":"IF($E816=DataInput!$B815,DataInput!E815,NA())","v":"Direct Connect"},{"$f":"IF($E816=DataInput!$B815,DataInput!F815,NA())","v":"Summer"},{"$f":"IF($E816=DataInput!$B815,DataInput!G815,NA())","v":"Coincident"},{"$f":"IF($E816=DataInput!$B815,DataInput!H815,NA())","v":2006},{"$f":"IF($E816=DataInput!$B815,DataInput!I815,NA())","v":"Actual"},{"$f":"IF($E816=DataInput!$B815,DataInput!J815,NA())","v":"NA"},{"$f":"IF($E816=DataInput!$B815,DataInput!K815,NA())","v":"NA"},null,null,"VIC Air Liquide 66 kV",null,null,null,null,false,null,null,{"$error":"#N/A"},{"$error":"#N/A"},{"$error":"#N/A"},{"$error":"#N/A"},{"$error":"#N/A"},{"$error":"#N/A"},{"$error":"#N/A"},{"$error":"#N/A"},{"$error":"#N/A"},{"$error":"#N/A"}]
[null,{"$f":"IF(DataInput!B816=$B$8,IF($B$9=$B$10,TRUE,IF(DataInput!E816=$B$9,TRUE,FALSE)))","v":true},null,null,{"$f":"IF(B817=TRUE,DataInput!B816,NA())","v":"VIC"},{"$f":"IF($E817=DataInput!$B816,DataInput!C816,NA())","v":"ATSWAL"},{"$f":"IF($E817=DataInput!$B816,DataInput!D816,NA())","v":"Air Liquide 66 kV"},{"$f":"IF($E817=DataInput!$B816,DataInput!E816,NA())","v":"Direct Connect"},{"$f":"IF($E817=DataInput!$B816,DataInput!F816,NA())","v":"Summer"},{"$f":"IF($E817=DataInput!$B816,DataInput!G816,NA())","v":"Non-Coincident"},{"$f":"IF($E817=DataInput!$B816,DataInput!H816,NA())","v":2006},{"$f":"IF($E817=DataInput!$B816,DataInput!I816,NA())","v":"Actual"},{"$f":"IF($E817=DataInput!$B816,DataInput!J816,NA())","v":"NA"},{"$f":"IF($E817=DataInput!$B816,DataInput!K816,NA())","v":"NA"},null,null,"VIC Air Liquide 66 kV",null,null,null,null,false,null,null,{"$error":"#N/A"},{"$error":"#N/A"},{"$error":"#N/A"},{"$error":"#N/A"},{"$error":"#N/A"},{"$error":"#N/A"},{"$error":"#N/A"},{"$error":"#N/A"},{"$error":"#N/A"},{"$error":"#N/A"}]
[null,{"$f":"IF(DataInput!B817=$B$8,IF($B$9=$B$10,TRUE,IF(DataInput!E817=$B$9,TRUE,FALSE)))","v":true},null,null,{"$f":"IF(B818=TRUE,DataInput!B817,NA())","v":"VIC"},{"$f":"IF($E818=DataInput!$B817,DataInput!C817,NA())","v":"ATSWAL"},{"$f":"IF($E818=DataInput!$B817,DataInput!D817,NA())","v":"Air Liquide 66 kV"},{"$f":"IF($E818=DataInput!$B817,DataInput!E817,NA())","v":"Direct Connect"},{"$f":"IF($E818=DataInput!$B817,DataInput!F817,NA())","v":"Summer"},{"$f":"IF($E818=DataInput!$B817,DataInput!G817,NA())","v":"Coincident"},{"$f":"IF($E818=DataInput!$B817,DataInput!H817,NA())","v":2007},{"$f":"IF($E818=DataInput!$B817,DataInput!I817,NA())","v":"TempCorrActualPOE10"},{"$f":"IF($E818=DataInput!$B817,DataInput!J817,NA())","v":"NA"},{"$f":"IF($E818=DataInput!$B817,DataInput!K817,NA())","v":"NA"},null,null,"VIC Air Liquide 66 kV",null,null,null,null,false,null,null,{"$error":"#N/A"},{"$error":"#N/A"},{"$error":"#N/A"},{"$error":"#N/A"},{"$error":"#N/A"},{"$error":"#N/A"},{"$error":"#N/A"},{"$error":"#N/A"},{"$error":"#N/A"},{"$error":"#N/A"}]
[null,{"$f":"IF(DataInput!B818=$B$8,IF($B$9=$B$10,TRUE,IF(DataInput!E818=$B$9,TRUE,FALSE)))","v":true},null,null,{"$f":"IF(B819=TRUE,DataInput!B818,NA())","v":"VIC"},{"$f":"IF($E819=DataInput!$B818,DataInput!C818,NA())","v":"ATSWAL"},{"$f":"IF($E819=DataInput!$B818,DataInput!D818,NA())","v":"Air Liquide 66 kV"},{"$f":"IF($E819=DataInput!$B818,DataInput!E818,NA())","v":"Direct Connect"},{"$f":"IF($E819=DataInput!$B818,DataInput!F818,NA())","v":"Summer"},{"$f":"IF($E819=DataInput!$B818,DataInput!G818,NA())","v":"Coincident"},{"$f":"IF($E819=DataInput!$B818,DataInput!H818,NA())","v":2007},{"$f":"IF($E819=DataInput!$B818,DataInput!I818,NA())","v":"TempCorrActualPOE50"},{"$f":"IF($E819=DataInput!$B818,DataInput!J818,NA())","v":"NA"},{"$f":"IF($E819=DataInput!$B818,DataInput!K818,NA())","v":"NA"},null,null,"VIC Air Liquide 66 kV",null,null,null,null,false,null,null,{"$error":"#N/A"},{"$error":"#N/A"},{"$error":"#N/A"},{"$error":"#N/A"},{"$error":"#N/A"},{"$error":"#N/A"},{"$error":"#N/A"},{"$error":"#N/A"},{"$error":"#N/A"},{"$error":"#N/A"}]
[null,{"$f":"IF(DataInput!B819=$B$8,IF($B$9=$B$10,TRUE,IF(DataInput!E819=$B$9,TRUE,FALSE)))","v":true},null,null,{"$f":"IF(B820=TRUE,DataInput!B819,NA())","v":"VIC"},{"$f":"IF($E820=DataInput!$B819,DataInput!C819,NA())","v":"ATSWAL"},{"$f":"IF($E820=DataInput!$B819,DataInput!D819,NA())","v":"Air Liquide 66 kV"},{"$f":"IF($E820=DataInput!$B819,DataInput!E819,NA())","v":"Direct Connect"},{"$f":"IF($E820=DataInput!$B819,DataInput!F819,NA())","v":"Summer"},{"$f":"IF($E820=DataInput!$B819,DataInput!G819,NA())","v":"Non-Coincident"},{"$f":"IF($E820=DataInput!$B819,DataInput!H819,NA())","v":2007},{"$f":"IF($E820=DataInput!$B819,DataInput!I819,NA())","v":"TempCorrActualPOE10"},{"$f":"IF($E820=DataInput!$B819,DataInput!J819,NA())","v":"NA"},{"$f":"IF($E820=DataInput!$B819,DataInput!K819,NA())","v":"NA"},null,null,"VIC Air Liquide 66 kV",null,null,null,null,false,null,null,{"$error":"#N/A"},{"$error":"#N/A"},{"$error":"#N/A"},{"$error":"#N/A"},{"$error":"#N/A"},{"$error":"#N/A"},{"$error":"#N/A"},{"$error":"#N/A"},{"$error":"#N/A"},{"$error":"#N/A"}]
[null,{"$f":"IF(DataInput!B820=$B$8,IF($B$9=$B$10,TRUE,IF(DataInput!E820=$B$9,TRUE,FALSE)))","v":true},null,null,{"$f":"IF(B821=TRUE,DataInput!B820,NA())","v":"VIC"},{"$f":"IF($E821=DataInput!$B820,DataInput!C820,NA())","v":"ATSWAL"},{"$f":"IF($E821=DataInput!$B820,DataInput!D820,NA())","v":"Air Liquide 66 kV"},{"$f":"IF($E821=DataInput!$B820,DataInput!E820,NA())","v":"Direct Connect"},{"$f":"IF($E821=DataInput!$B820,DataInput!F820,NA())","v":"Summer"},{"$f":"IF($E821=DataInput!$B820,DataInput!G820,NA())","v":"Non-Coincident"},{"$f":"IF($E821=DataInput!$B820,DataInput!H820,NA())","v":2007},{"$f":"IF($E821=DataInput!$B820,DataInput!I820,NA())","v":"TempCorrActualPOE50"},{"$f":"IF($E821=DataInput!$B820,DataInput!J820,NA())","v":"NA"},{"$f":"IF($E821=DataInput!$B820,DataInput!K820,NA())","v":"NA"},null,null,"VIC Air Liquide 66 kV",null,null,null,null,false,null,null,{"$error":"#N/A"},{"$error":"#N/A"},{"$error":"#N/A"},{"$error":"#N/A"},{"$error":"#N/A"},{"$error":"#N/A"},{"$error":"#N/A"},{"$error":"#N/A"},{"$error":"#N/A"},{"$error":"#N/A"}]
[null,{"$f":"IF(DataInput!B821=$B$8,IF($B$9=$B$10,TRUE,IF(DataInput!E821=$B$9,TRUE,FALSE)))","v":true},null,null,{"$f":"IF(B822=TRUE,DataInput!B821,NA())","v":"VIC"},{"$f":"IF($E822=DataInput!$B821,DataInput!C821,NA())","v":"ATSWAL"},{"$f":"IF($E822=DataInput!$B821,DataInput!D821,NA())","v":"Air Liquide 66 kV"},{"$f":"IF($E822=DataInput!$B821,DataInput!E821,NA())","v":"Direct Connect"},{"$f":"IF($E822=DataInput!$B821,DataInput!F821,NA())","v":"Summer"},{"$f":"IF($E822=DataInput!$B821,DataInput!G821,NA())","v":"Coincident"},{"$f":"IF($E822=DataInput!$B821,DataInput!H821,NA())","v":2007},{"$f":"IF($E822=DataInput!$B821,DataInput!I821,NA())","v":"Actual"},{"$f":"IF($E822=DataInput!$B821,DataInput!J821,NA())","v":"NA"},{"$f":"IF($E822=DataInput!$B821,DataInput!K821,NA())","v":"NA"},null,null,"VIC Air Liquide 66 kV",null,null,null,null,false,null,null,{"$error":"#N/A"},{"$error":"#N/A"},{"$error":"#N/A"},{"$error":"#N/A"},{"$error":"#N/A"},{"$error":"#N/A"},{"$error":"#N/A"},{"$error":"#N/A"},{"$error":"#N/A"},{"$error":"#N/A"}]
[null,{"$f":"IF(DataInput!B822=$B$8,IF($B$9=$B$10,TRUE,IF(DataInput!E822=$B$9,TRUE,FALSE)))","v":true},null,null,{"$f":"IF(B823=TRUE,DataInput!B822,NA())","v":"VIC"},{"$f":"IF($E823=DataInput!$B822,DataInput!C822,NA())","v":"ATSWAL"},{"$f":"IF($E823=DataInput!$B822,DataInput!D822,NA())","v":"Air Liquide 66 kV"},{"$f":"IF($E823=DataInput!$B822,DataInput!E822,NA())","v":"Direct Connect"},{"$f":"IF($E823=DataInput!$B822,DataInput!F822,NA())","v":"Summer"},{"$f":"IF($E823=DataInput!$B822,DataInput!G822,NA())","v":"Non-Coincident"},{"$f":"IF($E823=DataInput!$B822,DataInput!H822,NA())","v":2007},{"$f":"IF($E823=DataInput!$B822,DataInput!I822,NA())","v":"Actual"},{"$f":"IF($E823=DataInput!$B822,DataInput!J822,NA())","v":"NA"},{"$f":"IF($E823=DataInput!$B822,DataInput!K822,NA())","v":"NA"},null,null,"VIC Air Liquide 66 kV",null,null,null,null,false,null,null,{"$error":"#N/A"},{"$f":"IF($V823=TRUE,F823,NA())","v":{"$error":"#N/A"}},{"$f":"IF($V823=TRUE,G823,NA())","v":{"$error":"#N/A"}},{"$f":"IF($V823=TRUE,H823,NA())","v":{"$error":"#N/A"}},{"$f":"IF($V823=TRUE,I823,NA())","v":{"$error":"#N/A"}},{"$f":"IF($V823=TRUE,J823,NA())","v":{"$error":"#N/A"}},{"$f":"IF($V823=TRUE,K823,NA())","v":{"$error":"#N/A"}},{"$f":"IF($V823=TRUE,L823,NA())","v":{"$error":"#N/A"}},{"$f":"IF($V823=TRUE,M823,NA())","v":{"$error":"#N/A"}},{"$f":"IF($V823=TRUE,N823,NA())","v":{"$error":"#N/A"}}]
[null,{"$f":"IF(DataInput!B823=$B$8,IF($B$9=$B$10,TRUE,IF(DataInput!E823=$B$9,TRUE,FALSE)))","v":true},null,null,{"$f":"IF(B824=TRUE,DataInput!B823,NA())","v":"VIC"},{"$f":"IF($E824=DataInput!$B823,DataInput!C823,NA())","v":"ATSWAL"},{"$f":"IF($E824=DataInput!$B823,DataInput!D823,NA())","v":"Air Liquide 66 kV"},{"$f":"IF($E824=DataInput!$B823,DataInput!E823,NA())","v":"Direct Connect"},{"$f":"IF($E824=DataInput!$B823,DataInput!F823,NA())","v":"Summer"},{"$f":"IF($E824=DataInput!$B823,DataInput!G823,NA())","v":"Coincident"},{"$f":"IF($E824=DataInput!$B823,DataInput!H823,NA())","v":2008},{"$f":"IF($E824=DataInput!$B823,DataInput!I823,NA())","v":"TempCorrActualPOE10"},{"$f":"IF($E824=DataInput!$B823,DataInput!J823,NA())","v":"NA"},{"$f":"IF($E824=DataInput!$B823,DataInput!K823,NA())","v":"NA"},null,null,"VIC Air Liquide 66 kV",null,null,null,null,false,null,null,{"$error":"#N/A"},{"$error":"#N/A"},{"$error":"#N/A"},{"$error":"#N/A"},{"$error":"#N/A"},{"$error":"#N/A"},{"$error":"#N/A"},{"$error":"#N/A"},{"$error":"#N/A"},{"$error":"#N/A"}]
[null,{"$f":"IF(DataInput!B824=$B$8,IF($B$9=$B$10,TRUE,IF(DataInput!E824=$B$9,TRUE,FALSE)))","v":true},null,null,{"$f":"IF(B825=TRUE,DataInput!B824,NA())","v":"VIC"},{"$f":"IF($E825=DataInput!$B824,DataInput!C824,NA())","v":"ATSWAL"},{"$f":"IF($E825=DataInput!$B824,DataInput!D824,NA())","v":"Air Liquide 66 kV"},{"$f":"IF($E825=DataInput!$B824,DataInput!E824,NA())","v":"Direct Connect"},{"$f":"IF($E825=DataInput!$B824,DataInput!F824,NA())","v":"Summer"},{"$f":"IF($E825=DataInput!$B824,DataInput!G824,NA())","v":"Coincident"},{"$f":"IF($E825=DataInput!$B824,DataInput!H824,NA())","v":2008},{"$f":"IF($E825=DataInput!$B824,DataInput!I824,NA())","v":"TempCorrActualPOE50"},{"$f":"IF($E825=DataInput!$B824,DataInput!J824,NA())","v":"NA"},{"$f":"IF($E825=DataInput!$B824,DataInput!K824,NA())","v":"NA"},null,null,"VIC Air Liquide 66 kV",null,null,null,null,false,null,null,{"$error":"#N/A"},{"$error":"#N/A"},{"$error":"#N/A"},{"$error":"#N/A"},{"$error":"#N/A"},{"$error":"#N/A"},{"$error":"#N/A"},{"$error":"#N/A"},{"$error":"#N/A"},{"$error":"#N/A"}]
[null,{"$f":"IF(DataInput!B825=$B$8,IF($B$9=$B$10,TRUE,IF(DataInput!E825=$B$9,TRUE,FALSE)))","v":true},null,null,{"$f":"IF(B826=TRUE,DataInput!B825,NA())","v":"VIC"},{"$f":"IF($E826=DataInput!$B825,DataInput!C825,NA())","v":"ATSWAL"},{"$f":"IF($E826=DataInput!$B825,DataInput!D825,NA())","v":"Air Liquide 66 kV"},{"$f":"IF($E826=DataInput!$B825,DataInput!E825,NA())","v":"Direct Connect"},{"$f":"IF($E826=DataInput!$B825,DataInput!F825,NA())","v":"Summer"},{"$f":"IF($E826=DataInput!$B825,DataInput!G825,NA())","v":"Non-Coincident"},{"$f":"IF($E826=DataInput!$B825,DataInput!H825,NA())","v":2008},{"$f":"IF($E826=DataInput!$B825,DataInput!I825,NA())","v":"TempCorrActualPOE10"},{"$f":"IF($E826=DataInput!$B825,DataInput!J825,NA())","v":"NA"},{"$f":"IF($E826=DataInput!$B825,DataInput!K825,NA())","v":"NA"},null,null,"VIC Air Liquide 66 kV",null,null,null,null,false,null,null,{"$error":"#N/A"},{"$error":"#N/A"},{"$error":"#N/A"},{"$error":"#N/A"},{"$error":"#N/A"},{"$error":"#N/A"},{"$error":"#N/A"},{"$error":"#N/A"},{"$error":"#N/A"},{"$error":"#N/A"}]
[null,{"$f":"IF(DataInput!B826=$B$8,IF($B$9=$B$10,TRUE,IF(DataInput!E826=$B$9,TRUE,FALSE)))","v":true},null,null,{"$f":"IF(B827=TRUE,DataInput!B826,NA())","v":"VIC"},{"$f":"IF($E827=DataInput!$B826,DataInput!C826,NA())","v":"ATSWAL"},{"$f":"IF($E827=DataInput!$B826,DataInput!D826,NA())","v":"Air Liquide 66 kV"},{"$f":"IF($E827=DataInput!$B826,DataInput!E826,NA())","v":"Direct Connect"},{"$f":"IF($E827=DataInput!$B826,DataInput!F826,NA())","v":"Summer"},{"$f":"IF($E827=DataInput!$B826,DataInput!G826,NA())","v":"Non-Coincident"},{"$f":"IF($E827=DataInput!$B826,DataInput!H826,NA())","v":2008},{"$f":"IF($E827=DataInput!$B826,DataInput!I826,NA())","v":"TempCorrActualPOE50"},{"$f":"IF($E827=DataInput!$B826,DataInput!J826,NA())","v":"NA"},{"$f":"IF($E827=DataInput!$B826,DataInput!K826,NA())","v":"NA"},null,null,"VIC Air Liquide 66 kV",null,null,null,null,false,null,null,{"$error":"#N/A"},{"$error":"#N/A"},{"$error":"#N/A"},{"$error":"#N/A"},{"$error":"#N/A"},{"$error":"#N/A"},{"$error":"#N/A"},{"$error":"#N/A"},{"$error":"#N/A"},{"$error":"#N/A"}]
[null,{"$f":"IF(DataInput!B827=$B$8,IF($B$9=$B$10,TRUE,IF(DataInput!E827=$B$9,TRUE,FALSE)))","v":true},null,null,{"$f":"IF(B828=TRUE,DataInput!B827,NA())","v":"VIC"},{"$f":"IF($E828=DataInput!$B827,DataInput!C827,NA())","v":"ATSWAL"},{"$f":"IF($E828=DataInput!$B827,DataInput!D827,NA())","v":"Air Liquide 66 kV"},{"$f":"IF($E828=DataInput!$B827,DataInput!E827,NA())","v":"Direct Connect"},{"$f":"IF($E828=DataInput!$B827,DataInput!F827,NA())","v":"Summer"},{"$f":"IF($E828=DataInput!$B827,DataInput!G827,NA())","v":"Coincident"},{"$f":"IF($E828=DataInput!$B827,DataInput!H827,NA())","v":2008},{"$f":"IF($E828=DataInput!$B827,DataInput!I827,NA())","v":"Actual"},{"$f":"IF($E828=DataInput!$B827,DataInput!J827,NA())","v":"NA"},{"$f":"IF($E828=DataInput!$B827,DataInput!K827,NA())","v":"NA"},null,null,"VIC Air Liquide 66 kV",null,null,null,null,false,null,null,{"$error":"#N/A"},{"$error":"#N/A"},{"$error":"#N/A"},{"$error":"#N/A"},{"$error":"#N/A"},{"$error":"#N/A"},{"$error":"#N/A"},{"$error":"#N/A"},{"$error":"#N/A"},{"$error":"#N/A"}]
[null,{"$f":"IF(DataInput!B828=$B$8,IF($B$9=$B$10,TRUE,IF(DataInput!E828=$B$9,TRUE,FALSE)))","v":true},null,null,{"$f":"IF(B829=TRUE,DataInput!B828,NA())","v":"VIC"},{"$f":"IF($E829=DataInput!$B828,DataInput!C828,NA())","v":"ATSWAL"},{"$f":"IF($E829=DataInput!$B828,DataInput!D828,NA())","v":"Air Liquide 66 kV"},{"$f":"IF($E829=DataInput!$B828,DataInput!E828,NA())","v":"Direct Connect"},{"$f":"IF($E829=DataInput!$B828,DataInput!F828,NA())","v":"Summer"},{"$f":"IF($E829=DataInput!$B828,DataInput!G828,NA())","v":"Non-Coincident"},{"$f":"IF($E829=DataInput!$B828,DataInput!H828,NA())","v":2008},{"$f":"IF($E829=DataInput!$B828,DataInput!I828,NA())","v":"Actual"},{"$f":"IF($E829=DataInput!$B828,DataInput!J828,NA())","v":"NA"},{"$f":"IF($E829=DataInput!$B828,DataInput!K828,NA())","v":"NA"},null,null,"VIC Air Liquide 66 kV",null,null,null,null,false,null,null,{"$error":"#N/A"},{"$error":"#N/A"},{"$error":"#N/A"},{"$error":"#N/A"},{"$error":"#N/A"},{"$error":"#N/A"},{"$error":"#N/A"},{"$error":"#N/A"},{"$error":"#N/A"},{"$error":"#N/A"}]
[null,{"$f":"IF(DataInput!B829=$B$8,IF($B$9=$B$10,TRUE,IF(DataInput!E829=$B$9,TRUE,FALSE)))","v":true},null,null,{"$f":"IF(B830=TRUE,DataInput!B829,NA())","v":"VIC"},{"$f":"IF($E830=DataInput!$B829,DataInput!C829,NA())","v":"ATSWAL"},{"$f":"IF($E830=DataInput!$B829,DataInput!D829,NA())","v":"Air Liquide 66 kV"},{"$f":"IF($E830=DataInput!$B829,DataInput!E829,NA())","v":"Direct Connect"},{"$f":"IF($E830=DataInput!$B829,DataInput!F829,NA())","v":"Summer"},{"$f":"IF($E830=DataInput!$B829,DataInput!G829,NA())","v":"Coincident"},{"$f":"IF($E830=DataInput!$B829,DataInput!H829,NA())","v":2009},{"$f":"IF($E830=DataInput!$B829,DataInput!I829,NA())","v":"TempCorrActualPOE10"},{"$f":"IF($E830=DataInput!$B829,DataInput!J829,NA())","v":"NA"},{"$f":"IF($E830=DataInput!$B829,DataInput!K829,NA())","v":"NA"},null,null,"VIC Air Liquide 66 kV",null,null,null,null,false,null,null,{"$error":"#N/A"},{"$error":"#N/A"},{"$error":"#N/A"},{"$error":"#N/A"},{"$error":"#N/A"},{"$error":"#N/A"},{"$error":"#N/A"},{"$error":"#N/A"},{"$error":"#N/A"},{"$error":"#N/A"}]
[null,{"$f":"IF(DataInput!B830=$B$8,IF($B$9=$B$10,TRUE,IF(DataInput!E830=$B$9,TRUE,FALSE)))","v":true},null,null,{"$f":"IF(B831=TRUE,DataInput!B830,NA())","v":"VIC"},{"$f":"IF($E831=DataInput!$B830,DataInput!C830,NA())","v":"ATSWAL"},{"$f":"IF($E831=DataInput!$B830,DataInput!D830,NA())","v":"Air Liquide 66 kV"},{"$f":"IF($E831=DataInput!$B830,DataInput!E830,NA())","v":"Direct Connect"},{"$f":"IF($E831=DataInput!$B830,DataInput!F830,NA())","v":"Summer"},{"$f":"IF($E831=DataInput!$B830,DataInput!G830,NA())","v":"Coincident"},{"$f":"IF($E831=DataInput!$B830,DataInput!H830,NA())","v":2009},{"$f":"IF($E831=DataInput!$B830,DataInput!I830,NA())","v":"TempCorrActualPOE50"},{"$f":"IF($E831=DataInput!$B830,DataInput!J830,NA())","v":"NA"},{"$f":"IF($E831=DataInput!$B830,DataInput!K830,NA())","v":"NA"},null,null,"VIC Air Liquide 66 kV",null,null,null,null,false,null,null,{"$error":"#N/A"},{"$error":"#N/A"},{"$error":"#N/A"},{"$error":"#N/A"},{"$error":"#N/A"},{"$error":"#N/A"},{"$error":"#N/A"},{"$error":"#N/A"},{"$error":"#N/A"},{"$error":"#N/A"}]
[null,{"$f":"IF(DataInput!B831=$B$8,IF($B$9=$B$10,TRUE,IF(DataInput!E831=$B$9,TRUE,FALSE)))","v":true},null,null,{"$f":"IF(B832=TRUE,DataInput!B831,NA())","v":"VIC"},{"$f":"IF($E832=DataInput!$B831,DataInput!C831,NA())","v":"ATSWAL"},{"$f":"IF($E832=DataInput!$B831,DataInput!D831,NA())","v":"Air Liquide 66 kV"},{"$f":"IF($E832=DataInput!$B831,DataInput!E831,NA())","v":"Direct Connect"},{"$f":"IF($E832=DataInput!$B831,DataInput!F831,NA())","v":"Summer"},{"$f":"IF($E832=DataInput!$B831,DataInput!G831,NA())","v":"Non-Coincident"},{"$f":"IF($E832=DataInput!$B831,DataInput!H831,NA())","v":2009},{"$f":"IF($E832=DataInput!$B831,DataInput!I831,NA())","v":"TempCorrActualPOE10"},{"$f":"IF($E832=DataInput!$B831,DataInput!J831,NA())","v":"NA"},{"$f":"IF($E832=DataInput!$B831,DataInput!K831,NA())","v":"NA"},null,null,"VIC Air Liquide 66 kV",null,null,null,null,false,null,null,{"$error":"#N/A"},{"$error":"#N/A"},{"$error":"#N/A"},{"$error":"#N/A"},{"$error":"#N/A"},{"$error":"#N/A"},{"$error":"#N/A"},{"$error":"#N/A"},{"$error":"#N/A"},{"$error":"#N/A"}]
[null,{"$f":"IF(DataInput!B832=$B$8,IF($B$9=$B$10,TRUE,IF(DataInput!E832=$B$9,TRUE,FALSE)))","v":true},null,null,{"$f":"IF(B833=TRUE,DataInput!B832,NA())","v":"VIC"},{"$f":"IF($E833=DataInput!$B832,DataInput!C832,NA())","v":"ATSWAL"},{"$f":"IF($E833=DataInput!$B832,DataInput!D832,NA())","v":"Air Liquide 66 kV"},{"$f":"IF($E833=DataInput!$B832,DataInput!E832,NA())","v":"Direct Connect"},{"$f":"IF($E833=DataInput!$B832,DataInput!F832,NA())","v":"Summer"},{"$f":"IF($E833=DataInput!$B832,DataInput!G832,NA())","v":"Non-Coincident"},{"$f":"IF($E833=DataInput!$B832,DataInput!H832,NA())","v":2009},{"$f":"IF($E833=DataInput!$B832,DataInput!I832,NA())","v":"TempCorrActualPOE50"},{"$f":"IF($E833=DataInput!$B832,DataInput!J832,NA())","v":"NA"},{"$f":"IF($E833=DataInput!$B832,DataInput!K832,NA())","v":"NA"},null,null,"VIC Air Liquide 66 kV",null,null,null,null,false,null,null,{"$error":"#N/A"},{"$error":"#N/A"},{"$error":"#N/A"},{"$error":"#N/A"},{"$error":"#N/A"},{"$error":"#N/A"},{"$error":"#N/A"},{"$error":"#N/A"},{"$error":"#N/A"},{"$error":"#N/A"}]
[null,{"$f":"IF(DataInput!B833=$B$8,IF($B$9=$B$10,TRUE,IF(DataInput!E833=$B$9,TRUE,FALSE)))","v":true},null,null,{"$f":"IF(B834=TRUE,DataInput!B833,NA())","v":"VIC"},{"$f":"IF($E834=DataInput!$B833,DataInput!C833,NA())","v":"ATSWAL"},{"$f":"IF($E834=DataInput!$B833,DataInput!D833,NA())","v":"Air Liquide 66 kV"},{"$f":"IF($E834=DataInput!$B833,DataInput!E833,NA())","v":"Direct Connect"},{"$f":"IF($E834=DataInput!$B833,DataInput!F833,NA())","v":"Summer"},{"$f":"IF($E834=DataInput!$B833,DataInput!G833,NA())","v":"Coincident"},{"$f":"IF($E834=DataInput!$B833,DataInput!H833,NA())","v":2009},{"$f":"IF($E834=DataInput!$B833,DataInput!I833,NA())","v":"Actual"},{"$f":"IF($E834=DataInput!$B833,DataInput!J833,NA())","v":"NA"},{"$f":"IF($E834=DataInput!$B833,DataInput!K833,NA())","v":"NA"},null,null,"VIC Air Liquide 66 kV",null,null,null,null,false,null,null,{"$error":"#N/A"},{"$error":"#N/A"},{"$error":"#N/A"},{"$error":"#N/A"},{"$error":"#N/A"},{"$error":"#N/A"},{"$error":"#N/A"},{"$error":"#N/A"},{"$error":"#N/A"},{"$error":"#N/A"}]
[null,{"$f":"IF(DataInput!B834=$B$8,IF($B$9=$B$10,TRUE,IF(DataInput!E834=$B$9,TRUE,FALSE)))","v":true},null,null,{"$f":"IF(B835=TRUE,DataInput!B834,NA())","v":"VIC"},{"$f":"IF($E835=DataInput!$B834,DataInput!C834,NA())","v":"ATSWAL"},{"$f":"IF($E835=DataInput!$B834,DataInput!D834,NA())","v":"Air Liquide 66 kV"},{"$f":"IF($E835=DataInput!$B834,DataInput!E834,NA())","v":"Direct Connect"},{"$f":"IF($E835=DataInput!$B834,DataInput!F834,NA())","v":"Summer"},{"$f":"IF($E835=DataInput!$B834,DataInput!G834,NA())","v":"Non-Coincident"},{"$f":"IF($E835=DataInput!$B834,DataInput!H834,NA())","v":2009},{"$f":"IF($E835=DataInput!$B834,DataInput!I834,NA())","v":"Actual"},{"$f":"IF($E835=DataInput!$B834,DataInput!J834,NA())","v":"NA"},{"$f":"IF($E835=DataInput!$B834,DataInput!K834,NA())","v":"NA"},null,null,"VIC Air Liquide 66 kV",null,null,null,null,false,null,null,{"$error":"#N/A"},{"$error":"#N/A"},{"$error":"#N/A"},{"$error":"#N/A"},{"$error":"#N/A"},{"$error":"#N/A"},{"$error":"#N/A"},{"$error":"#N/A"},{"$error":"#N/A"},{"$error":"#N/A"}]
[null,{"$f":"IF(DataInput!B835=$B$8,IF($B$9=$B$10,TRUE,IF(DataInput!E835=$B$9,TRUE,FALSE)))","v":true},null,null,{"$f":"IF(B836=TRUE,DataInput!B835,NA())","v":"VIC"},{"$f":"IF($E836=DataInput!$B835,DataInput!C835,NA())","v":"ATSWAL"},{"$f":"IF($E836=DataInput!$B835,DataInput!D835,NA())","v":"Air Liquide 66 kV"},{"$f":"IF($E836=DataInput!$B835,DataInput!E835,NA())","v":"Direct Connect"},{"$f":"IF($E836=DataInput!$B835,DataInput!F835,NA())","v":"Summer"},{"$f":"IF($E836=DataInput!$B835,DataInput!G835,NA())","v":"Coincident"},{"$f":"IF($E836=DataInput!$B835,DataInput!H835,NA())","v":2010},{"$f":"IF($E836=DataInput!$B835,DataInput!I835,NA())","v":"TempCorrActualPOE10"},{"$f":"IF($E836=DataInput!$B835,DataInput!J835,NA())","v":"NA"},{"$f":"IF($E836=DataInput!$B835,DataInput!K835,NA())","v":"NA"},null,null,"VIC Air Liquide 66 kV",null,null,null,null,false,null,null,{"$error":"#N/A"},{"$error":"#N/A"},{"$error":"#N/A"},{"$error":"#N/A"},{"$error":"#N/A"},{"$error":"#N/A"},{"$error":"#N/A"},{"$error":"#N/A"},{"$error":"#N/A"},{"$error":"#N/A"}]
[null,{"$f":"IF(DataInput!B836=$B$8,IF($B$9=$B$10,TRUE,IF(DataInput!E836=$B$9,TRUE,FALSE)))","v":true},null,null,{"$f":"IF(B837=TRUE,DataInput!B836,NA())","v":"VIC"},{"$f":"IF($E837=DataInput!$B836,DataInput!C836,NA())","v":"ATSWAL"},{"$f":"IF($E837=DataInput!$B836,DataInput!D836,NA())","v":"Air Liquide 66 kV"},{"$f":"IF($E837=DataInput!$B836,DataInput!E836,NA())","v":"Direct Connect"},{"$f":"IF($E837=DataInput!$B836,DataInput!F836,NA())","v":"Summer"},{"$f":"IF($E837=DataInput!$B836,DataInput!G836,NA())","v":"Coincident"},{"$f":"IF($E837=DataInput!$B836,DataInput!H836,NA())","v":2010},{"$f":"IF($E837=DataInput!$B836,DataInput!I836,NA())","v":"TempCorrActualPOE50"},{"$f":"IF($E837=DataInput!$B836,DataInput!J836,NA())","v":"NA"},{"$f":"IF($E837=DataInput!$B836,DataInput!K836,NA())","v":"NA"},null,null,"VIC Air Liquide 66 kV",null,null,null,null,false,null,null,{"$error":"#N/A"},{"$error":"#N/A"},{"$error":"#N/A"},{"$error":"#N/A"},{"$error":"#N/A"},{"$error":"#N/A"},{"$error":"#N/A"},{"$error":"#N/A"},{"$error":"#N/A"},{"$error":"#N/A"}]
[null,{"$f":"IF(DataInput!B837=$B$8,IF($B$9=$B$10,TRUE,IF(DataInput!E837=$B$9,TRUE,FALSE)))","v":true},null,null,{"$f":"IF(B838=TRUE,DataInput!B837,NA())","v":"VIC"},{"$f":"IF($E838=DataInput!$B837,DataInput!C837,NA())","v":"ATSWAL"},{"$f":"IF($E838=DataInput!$B837,DataInput!D837,NA())","v":"Air Liquide 66 kV"},{"$f":"IF($E838=DataInput!$B837,DataInput!E837,NA())","v":"Direct Connect"},{"$f":"IF($E838=DataInput!$B837,DataInput!F837,NA())","v":"Summer"},{"$f":"IF($E838=DataInput!$B837,DataInput!G837,NA())","v":"Non-Coincident"},{"$f":"IF($E838=DataInput!$B837,DataInput!H837,NA())","v":2010},{"$f":"IF($E838=DataInput!$B837,DataInput!I837,NA())","v":"TempCorrActualPOE10"},{"$f":"IF($E838=DataInput!$B837,DataInput!J837,NA())","v":"NA"},{"$f":"IF($E838=DataInput!$B837,DataInput!K837,NA())","v":"NA"},null,null,"VIC Air Liquide 66 kV",null,null,null,null,false,null,null,{"$error":"#N/A"},{"$error":"#N/A"},{"$error":"#N/A"},{"$error":"#N/A"},{"$error":"#N/A"},{"$error":"#N/A"},{"$error":"#N/A"},{"$error":"#N/A"},{"$error":"#N/A"},{"$error":"#N/A"}]
[null,{"$f":"IF(DataInput!B838=$B$8,IF($B$9=$B$10,TRUE,IF(DataInput!E838=$B$9,TRUE,FALSE)))","v":true},null,null,{"$f":"IF(B839=TRUE,DataInput!B838,NA())","v":"VIC"},{"$f":"IF($E839=DataInput!$B838,DataInput!C838,NA())","v":"ATSWAL"},{"$f":"IF($E839=DataInput!$B838,DataInput!D838,NA())","v":"Air Liquide 66 kV"},{"$f":"IF($E839=DataInput!$B838,DataInput!E838,NA())","v":"Direct Connect"},{"$f":"IF($E839=DataInput!$B838,DataInput!F838,NA())","v":"Summer"},{"$f":"IF($E839=DataInput!$B838,DataInput!G838,NA())","v":"Non-Coincident"},{"$f":"IF($E839=DataInput!$B838,DataInput!H838,NA())","v":2010},{"$f":"IF($E839=DataInput!$B838,DataInput!I838,NA())","v":"TempCorrActualPOE50"},{"$f":"IF($E839=DataInput!$B838,DataInput!J838,NA())","v":"NA"},{"$f":"IF($E839=DataInput!$B838,DataInput!K838,NA())","v":"NA"},null,null,"VIC Air Liquide 66 kV",null,null,null,null,false,null,null,{"$error":"#N/A"},{"$error":"#N/A"},{"$error":"#N/A"},{"$error":"#N/A"},{"$error":"#N/A"},{"$error":"#N/A"},{"$error":"#N/A"},{"$error":"#N/A"},{"$error":"#N/A"},{"$error":"#N/A"}]
[null,{"$f":"IF(DataInput!B839=$B$8,IF($B$9=$B$10,TRUE,IF(DataInput!E839=$B$9,TRUE,FALSE)))","v":true},null,null,{"$f":"IF(B840=TRUE,DataInput!B839,NA())","v":"VIC"},{"$f":"IF($E840=DataInput!$B839,DataInput!C839,NA())","v":"ATSWAL"},{"$f":"IF($E840=DataInput!$B839,DataInput!D839,NA())","v":"Air Liquide 66 kV"},{"$f":"IF($E840=DataInput!$B839,DataInput!E839,NA())","v":"Direct Connect"},{"$f":"IF($E840=DataInput!$B839,DataInput!F839,NA())","v":"Summer"},{"$f":"IF($E840=DataInput!$B839,DataInput!G839,NA())","v":"Coincident"},{"$f":"IF($E840=DataInput!$B839,DataInput!H839,NA())","v":2010},{"$f":"IF($E840=DataInput!$B839,DataInput!I839,NA())","v":"Actual"},{"$f":"IF($E840=DataInput!$B839,DataInput!J839,NA())","v":"NA"},{"$f":"IF($E840=DataInput!$B839,DataInput!K839,NA())","v":"NA"},null,null,"VIC Air Liquide 66 kV",null,null,null,null,false,null,null,{"$error":"#N/A"},{"$error":"#N/A"},{"$error":"#N/A"},{"$error":"#N/A"},{"$error":"#N/A"},{"$error":"#N/A"},{"$error":"#N/A"},{"$error":"#N/A"},{"$error":"#N/A"},{"$error":"#N/A"}]
[null,{"$f":"IF(DataInput!B840=$B$8,IF($B$9=$B$10,TRUE,IF(DataInput!E840=$B$9,TRUE,FALSE)))","v":true},null,null,{"$f":"IF(B841=TRUE,DataInput!B840,NA())","v":"VIC"},{"$f":"IF($E841=DataInput!$B840,DataInput!C840,NA())","v":"ATSWAL"},{"$f":"IF($E841=DataInput!$B840,DataInput!D840,NA())","v":"Air Liquide 66 kV"},{"$f":"IF($E841=DataInput!$B840,DataInput!E840,NA())","v":"Direct Connect"},{"$f":"IF($E841=DataInput!$B840,DataInput!F840,NA())","v":"Summer"},{"$f":"IF($E841=DataInput!$B840,DataInput!G840,NA())","v":"Non-Coincident"},{"$f":"IF($E841=DataInput!$B840,DataInput!H840,NA())","v":2010},{"$f":"IF($E841=DataInput!$B840,DataInput!I840,NA())","v":"Actual"},{"$f":"IF($E841=DataInput!$B840,DataInput!J840,NA())","v":"NA"},{"$f":"IF($E841=DataInput!$B840,DataInput!K840,NA())","v":"NA"},null,null,"VIC Air Liquide 66 kV",null,null,null,null,false,null,null,{"$error":"#N/A"},{"$error":"#N/A"},{"$error":"#N/A"},{"$error":"#N/A"},{"$error":"#N/A"},{"$error":"#N/A"},{"$error":"#N/A"},{"$error":"#N/A"},{"$error":"#N/A"},{"$error":"#N/A"}]
[null,{"$f":"IF(DataInput!B841=$B$8,IF($B$9=$B$10,TRUE,IF(DataInput!E841=$B$9,TRUE,FALSE)))","v":true},null,null,{"$f":"IF(B842=TRUE,DataInput!B841,NA())","v":"VIC"},{"$f":"IF($E842=DataInput!$B841,DataInput!C841,NA())","v":"ATSWAL"},{"$f":"IF($E842=DataInput!$B841,DataInput!D841,NA())","v":"Air Liquide 66 kV"},{"$f":"IF($E842=DataInput!$B841,DataInput!E841,NA())","v":"Direct Connect"},{"$f":"IF($E842=DataInput!$B841,DataInput!F841,NA())","v":"Summer"},{"$f":"IF($E842=DataInput!$B841,DataInput!G841,NA())","v":"Coincident"},{"$f":"IF($E842=DataInput!$B841,DataInput!H841,NA())","v":2011},{"$f":"IF($E842=DataInput!$B841,DataInput!I841,NA())","v":"TempCorrActualPOE10"},{"$f":"IF($E842=DataInput!$B841,DataInput!J841,NA())","v":"NA"},{"$f":"IF($E842=DataInput!$B841,DataInput!K841,NA())","v":"NA"},null,null,"VIC Air Liquide 66 kV",null,null,null,null,false,null,null,{"$error":"#N/A"},{"$error":"#N/A"},{"$error":"#N/A"},{"$error":"#N/A"},{"$error":"#N/A"},{"$error":"#N/A"},{"$error":"#N/A"},{"$error":"#N/A"},{"$error":"#N/A"},{"$error":"#N/A"}]
[null,{"$f":"IF(DataInput!B842=$B$8,IF($B$9=$B$10,TRUE,IF(DataInput!E842=$B$9,TRUE,FALSE)))","v":true},null,null,{"$f":"IF(B843=TRUE,DataInput!B842,NA())","v":"VIC"},{"$f":"IF($E843=DataInput!$B842,DataInput!C842,NA())","v":"ATSWAL"},{"$f":"IF($E843=DataInput!$B842,DataInput!D842,NA())","v":"Air Liquide 66 kV"},{"$f":"IF($E843=DataInput!$B842,DataInput!E842,NA())","v":"Direct Connect"},{"$f":"IF($E843=DataInput!$B842,DataInput!F842,NA())","v":"Summer"},{"$f":"IF($E843=DataInput!$B842,DataInput!G842,NA())","v":"Coincident"},{"$f":"IF($E843=DataInput!$B842,DataInput!H842,NA())","v":2011},{"$f":"IF($E843=DataInput!$B842,DataInput!I842,NA())","v":"TempCorrActualPOE50"},{"$f":"IF($E843=DataInput!$B842,DataInput!J842,NA())","v":"NA"},{"$f":"IF($E843=DataInput!$B842,DataInput!K842,NA())","v":"NA"},null,null,"VIC Air Liquide 66 kV",null,null,null,null,false,null,null,{"$error":"#N/A"},{"$error":"#N/A"},{"$error":"#N/A"},{"$error":"#N/A"},{"$error":"#N/A"},{"$error":"#N/A"},{"$error":"#N/A"},{"$error":"#N/A"},{"$error":"#N/A"},{"$error":"#N/A"}]
[null,{"$f":"IF(DataInput!B843=$B$8,IF($B$9=$B$10,TRUE,IF(DataInput!E843=$B$9,TRUE,FALSE)))","v":true},null,null,{"$f":"IF(B844=TRUE,DataInput!B843,NA())","v":"VIC"},{"$f":"IF($E844=DataInput!$B843,DataInput!C843,NA())","v":"ATSWAL"},{"$f":"IF($E844=DataInput!$B843,DataInput!D843,NA())","v":"Air Liquide 66 kV"},{"$f":"IF($E844=DataInput!$B843,DataInput!E843,NA())","v":"Direct Connect"},{"$f":"IF($E844=DataInput!$B843,DataInput!F843,NA())","v":"Summer"},{"$f":"IF($E844=DataInput!$B843,DataInput!G843,NA())","v":"Non-Coincident"},{"$f":"IF($E844=DataInput!$B843,DataInput!H843,NA())","v":2011},{"$f":"IF($E844=DataInput!$B843,DataInput!I843,NA())","v":"TempCorrActualPOE10"},{"$f":"IF($E844=DataInput!$B843,DataInput!J843,NA())","v":"NA"},{"$f":"IF($E844=DataInput!$B843,DataInput!K843,NA())","v":"NA"},null,null,{"$f":"IF(OR(ISERROR(E844),ISERROR(G844)),\"  \",E844&\" \"&G844)","v":"VIC Air Liquide 66 kV"},null,null,null,null,{"$f":"IF(ISERROR(G844),FALSE,IF($V$9=G844,TRUE,FALSE))","v":false},null,null,{"$f":"IF($V844=TRUE,E844,NA())","v":{"$error":"#N/A"}},{"$error":"#N/A"},{"$error":"#N/A"},{"$error":"#N/A"},{"$error":"#N/A"},{"$error":"#N/A"},{"$error":"#N/A"},{"$error":"#N/A"},{"$error":"#N/A"},{"$error":"#N/A"}]
[null,{"$f":"IF(DataInput!B844=$B$8,IF($B$9=$B$10,TRUE,IF(DataInput!E844=$B$9,TRUE,FALSE)))","v":true},null,null,{"$f":"IF(B845=TRUE,DataInput!B844,NA())","v":"VIC"},{"$f":"IF($E845=DataInput!$B844,DataInput!C844,NA())","v":"ATSWAL"},{"$f":"IF($E845=DataInput!$B844,DataInput!D844,NA())","v":"Air Liquide 66 kV"},{"$f":"IF($E845=DataInput!$B844,DataInput!E844,NA())","v":"Direct Connect"},{"$f":"IF($E845=DataInput!$B844,DataInput!F844,NA())","v":"Summer"},{"$f":"IF($E845=DataInput!$B844,DataInput!G844,NA())","v":"Non-Coincident"},{"$f":"IF($E845=DataInput!$B844,DataInput!H844,NA())","v":2011},{"$f":"IF($E845=DataInput!$B844,DataInput!I844,NA())","v":"TempCorrActualPOE50"},{"$f":"IF($E845=DataInput!$B844,DataInput!J844,NA())","v":"NA"},{"$f":"IF($E845=DataInput!$B844,DataInput!K844,NA())","v":"NA"},null,null,"VIC Air Liquide 66 kV",null,null,null,null,false,null,null,{"$error":"#N/A"},{"$error":"#N/A"},{"$error":"#N/A"},{"$error":"#N/A"},{"$error":"#N/A"},{"$error":"#N/A"},{"$error":"#N/A"},{"$error":"#N/A"},{"$error":"#N/A"},{"$error":"#N/A"}]
[null,{"$f":"IF(DataInput!B845=$B$8,IF($B$9=$B$10,TRUE,IF(DataInput!E845=$B$9,TRUE,FALSE)))","v":true},null,null,{"$f":"IF(B846=TRUE,DataInput!B845,NA())","v":"VIC"},{"$f":"IF($E846=DataInput!$B845,DataInput!C845,NA())","v":"ATSWAL"},{"$f":"IF($E846=DataInput!$B845,DataInput!D845,NA())","v":"Air Liquide 66 kV"},{"$f":"IF($E846=DataInput!$B845,DataInput!E845,NA())","v":"Direct Connect"},{"$f":"IF($E846=DataInput!$B845,DataInput!F845,NA())","v":"Summer"},{"$f":"IF($E846=DataInput!$B845,DataInput!G845,NA())","v":"Coincident"},{"$f":"IF($E846=DataInput!$B845,DataInput!H845,NA())","v":2011},{"$f":"IF($E846=DataInput!$B845,DataInput!I845,NA())","v":"Actual"},{"$f":"IF($E846=DataInput!$B845,DataInput!J845,NA())","v":"NA"},{"$f":"IF($E846=DataInput!$B845,DataInput!K845,NA())","v":"NA"},null,null,"VIC Air Liquide 66 kV",null,null,null,null,false,null,null,{"$error":"#N/A"},{"$error":"#N/A"},{"$error":"#N/A"},{"$error":"#N/A"},{"$error":"#N/A"},{"$error":"#N/A"},{"$error":"#N/A"},{"$error":"#N/A"},{"$error":"#N/A"},{"$error":"#N/A"}]
[null,{"$f":"IF(DataInput!B846=$B$8,IF($B$9=$B$10,TRUE,IF(DataInput!E846=$B$9,TRUE,FALSE)))","v":true},null,null,{"$f":"IF(B847=TRUE,DataInput!B846,NA())","v":"VIC"},{"$f":"IF($E847=DataInput!$B846,DataInput!C846,NA())","v":"ATSWAL"},{"$f":"IF($E847=DataInput!$B846,DataInput!D846,NA())","v":"Air Liquide 66 kV"},{"$f":"IF($E847=DataInput!$B846,DataInput!E846,NA())","v":"Direct Connect"},{"$f":"IF($E847=DataInput!$B846,DataInput!F846,NA())","v":"Summer"},{"$f":"IF($E847=DataInput!$B846,DataInput!G846,NA())","v":"Non-Coincident"},{"$f":"IF($E847=DataInput!$B846,DataInput!H846,NA())","v":2011},{"$f":"IF($E847=DataInput!$B846,DataInput!I846,NA())","v":"Actual"},{"$f":"IF($E847=DataInput!$B846,DataInput!J846,NA())","v":"NA"},{"$f":"IF($E847=DataInput!$B846,DataInput!K846,NA())","v":"NA"},null,null,"VIC Air Liquide 66 kV",null,null,null,null,false,null,null,{"$error":"#N/A"},{"$error":"#N/A"},{"$error":"#N/A"},{"$error":"#N/A"},{"$error":"#N/A"},{"$error":"#N/A"},{"$error":"#N/A"},{"$error":"#N/A"},{"$error":"#N/A"},{"$error":"#N/A"}]
[null,{"$f":"IF(DataInput!B847=$B$8,IF($B$9=$B$10,TRUE,IF(DataInput!E847=$B$9,TRUE,FALSE)))","v":true},null,null,{"$f":"IF(B848=TRUE,DataInput!B847,NA())","v":"VIC"},{"$f":"IF($E848=DataInput!$B847,DataInput!C847,NA())","v":"ATSWAL"},{"$f":"IF($E848=DataInput!$B847,DataInput!D847,NA())","v":"Air Liquide 66 kV"},{"$f":"IF($E848=DataInput!$B847,DataInput!E847,NA())","v":"Direct Connect"},{"$f":"IF($E848=DataInput!$B847,DataInput!F847,NA())","v":"Summer"},{"$f":"IF($E848=DataInput!$B847,DataInput!G847,NA())","v":"Coincident"},{"$f":"IF($E848=DataInput!$B847,DataInput!H847,NA())","v":2012},{"$f":"IF($E848=DataInput!$B847,DataInput!I847,NA())","v":"TempCorrActualPOE10"},{"$f":"IF($E848=DataInput!$B847,DataInput!J847,NA())","v":"NA"},{"$f":"IF($E848=DataInput!$B847,DataInput!K847,NA())","v":"NA"},null,null,"VIC Air Liquide 66 kV",null,null,null,null,false,null,null,{"$error":"#N/A"},{"$error":"#N/A"},{"$error":"#N/A"},{"$error":"#N/A"},{"$error":"#N/A"},{"$error":"#N/A"},{"$error":"#N/A"},{"$error":"#N/A"},{"$error":"#N/A"},{"$error":"#N/A"}]
[null,{"$f":"IF(DataInput!B848=$B$8,IF($B$9=$B$10,TRUE,IF(DataInput!E848=$B$9,TRUE,FALSE)))","v":true},null,null,{"$f":"IF(B849=TRUE,DataInput!B848,NA())","v":"VIC"},{"$f":"IF($E849=DataInput!$B848,DataInput!C848,NA())","v":"ATSWAL"},{"$f":"IF($E849=DataInput!$B848,DataInput!D848,NA())","v":"Air Liquide 66 kV"},{"$f":"IF($E849=DataInput!$B848,DataInput!E848,NA())","v":"Direct Connect"},{"$f":"IF($E849=DataInput!$B848,DataInput!F848,NA())","v":"Summer"},{"$f":"IF($E849=DataInput!$B848,DataInput!G848,NA())","v":"Coincident"},{"$f":"IF($E849=DataInput!$B848,DataInput!H848,NA())","v":2012},{"$f":"IF($E849=DataInput!$B848,DataInput!I848,NA())","v":"TempCorrActualPOE50"},{"$f":"IF($E849=DataInput!$B848,DataInput!J848,NA())","v":"NA"},{"$f":"IF($E849=DataInput!$B848,DataInput!K848,NA())","v":"NA"},null,null,"VIC Air Liquide 66 kV",null,null,null,null,false,null,null,{"$error":"#N/A"},{"$error":"#N/A"},{"$error":"#N/A"},{"$error":"#N/A"},{"$error":"#N/A"},{"$error":"#N/A"},{"$error":"#N/A"},{"$error":"#N/A"},{"$error":"#N/A"},{"$error":"#N/A"}]
[null,{"$f":"IF(DataInput!B849=$B$8,IF($B$9=$B$10,TRUE,IF(DataInput!E849=$B$9,TRUE,FALSE)))","v":true},null,null,{"$f":"IF(B850=TRUE,DataInput!B849,NA())","v":"VIC"},{"$f":"IF($E850=DataInput!$B849,DataInput!C849,NA())","v":"ATSWAL"},{"$f":"IF($E850=DataInput!$B849,DataInput!D849,NA())","v":"Air Liquide 66 kV"},{"$f":"IF($E850=DataInput!$B849,DataInput!E849,NA())","v":"Direct Connect"},{"$f":"IF($E850=DataInput!$B849,DataInput!F849,NA())","v":"Summer"},{"$f":"IF($E850=DataInput!$B849,DataInput!G849,NA())","v":"Non-Coincident"},{"$f":"IF($E850=DataInput!$B849,DataInput!H849,NA())","v":2012},{"$f":"IF($E850=DataInput!$B849,DataInput!I849,NA())","v":"TempCorrActualPOE10"},{"$f":"IF($E850=DataInput!$B849,DataInput!J849,NA())","v":"NA"},{"$f":"IF($E850=DataInput!$B849,DataInput!K849,NA())","v":"NA"},null,null,"VIC Air Liquide 66 kV",null,null,null,null,false,null,null,{"$error":"#N/A"},{"$error":"#N/A"},{"$error":"#N/A"},{"$error":"#N/A"},{"$error":"#N/A"},{"$error":"#N/A"},{"$error":"#N/A"},{"$error":"#N/A"},{"$error":"#N/A"},{"$error":"#N/A"}]
[null,{"$f":"IF(DataInput!B850=$B$8,IF($B$9=$B$10,TRUE,IF(DataInput!E850=$B$9,TRUE,FALSE)))","v":true},null,null,{"$f":"IF(B851=TRUE,DataInput!B850,NA())","v":"VIC"},{"$f":"IF($E851=DataInput!$B850,DataInput!C850,NA())","v":"ATSWAL"},{"$f":"IF($E851=DataInput!$B850,DataInput!D850,NA())","v":"Air Liquide 66 kV"},{"$f":"IF($E851=DataInput!$B850,DataInput!E850,NA())","v":"Direct Connect"},{"$f":"IF($E851=DataInput!$B850,DataInput!F850,NA())","v":"Summer"},{"$f":"IF($E851=DataInput!$B850,DataInput!G850,NA())","v":"Non-Coincident"},{"$f":"IF($E851=DataInput!$B850,DataInput!H850,NA())","v":2012},{"$f":"IF($E851=DataInput!$B850,DataInput!I850,NA())","v":"TempCorrActualPOE50"},{"$f":"IF($E851=DataInput!$B850,DataInput!J850,NA())","v":"NA"},{"$f":"IF($E851=DataInput!$B850,DataInput!K850,NA())","v":"NA"},null,null,"VIC Air Liquide 66 kV",null,null,null,null,false,null,null,{"$error":"#N/A"},{"$error":"#N/A"},{"$error":"#N/A"},{"$error":"#N/A"},{"$error":"#N/A"},{"$error":"#N/A"},{"$error":"#N/A"},{"$error":"#N/A"},{"$error":"#N/A"},{"$error":"#N/A"}]
[null,{"$f":"IF(DataInput!B851=$B$8,IF($B$9=$B$10,TRUE,IF(DataInput!E851=$B$9,TRUE,FALSE)))","v":true},null,null,{"$f":"IF(B852=TRUE,DataInput!B851,NA())","v":"VIC"},{"$f":"IF($E852=DataInput!$B851,DataInput!C851,NA())","v":"ATSWAL"},{"$f":"IF($E852=DataInput!$B851,DataInput!D851,NA())","v":"Air Liquide 66 kV"},{"$f":"IF($E852=DataInput!$B851,DataInput!E851,NA())","v":"Direct Connect"},{"$f":"IF($E852=DataInput!$B851,DataInput!F851,NA())","v":"Summer"},{"$f":"IF($E852=DataInput!$B851,DataInput!G851,NA())","v":"Coincident"},{"$f":"IF($E852=DataInput!$B851,DataInput!H851,NA())","v":2012},{"$f":"IF($E852=DataInput!$B851,DataInput!I851,NA())","v":"Actual"},{"$f":"IF($E852=DataInput!$B851,DataInput!J851,NA())","v":"NA"},{"$f":"IF($E852=DataInput!$B851,DataInput!K851,NA())","v":"NA"},null,null,"VIC Air Liquide 66 kV",null,null,null,null,false,null,null,{"$error":"#N/A"},{"$error":"#N/A"},{"$error":"#N/A"},{"$error":"#N/A"},{"$error":"#N/A"},{"$error":"#N/A"},{"$error":"#N/A"},{"$error":"#N/A"},{"$error":"#N/A"},{"$error":"#N/A"}]
[null,{"$f":"IF(DataInput!B852=$B$8,IF($B$9=$B$10,TRUE,IF(DataInput!E852=$B$9,TRUE,FALSE)))","v":true},null,null,{"$f":"IF(B853=TRUE,DataInput!B852,NA())","v":"VIC"},{"$f":"IF($E853=DataInput!$B852,DataInput!C852,NA())","v":"ATSWAL"},{"$f":"IF($E853=DataInput!$B852,DataInput!D852,NA())","v":"Air Liquide 66 kV"},{"$f":"IF($E853=DataInput!$B852,DataInput!E852,NA())","v":"Direct Connect"},{"$f":"IF($E853=DataInput!$B852,DataInput!F852,NA())","v":"Summer"},{"$f":"IF($E853=DataInput!$B852,DataInput!G852,NA())","v":"Non-Coincident"},{"$f":"IF($E853=DataInput!$B852,DataInput!H852,NA())","v":2012},{"$f":"IF($E853=DataInput!$B852,DataInput!I852,NA())","v":"Actual"},{"$f":"IF($E853=DataInput!$B852,DataInput!J852,NA())","v":"NA"},{"$f":"IF($E853=DataInput!$B852,DataInput!K852,NA())","v":"NA"},null,null,"VIC Air Liquide 66 kV",null,null,null,null,false,null,null,{"$error":"#N/A"},{"$error":"#N/A"},{"$error":"#N/A"},{"$error":"#N/A"},{"$error":"#N/A"},{"$error":"#N/A"},{"$error":"#N/A"},{"$error":"#N/A"},{"$error":"#N/A"},{"$error":"#N/A"}]
[null,{"$f":"IF(DataInput!B853=$B$8,IF($B$9=$B$10,TRUE,IF(DataInput!E853=$B$9,TRUE,FALSE)))","v":true},null,null,{"$f":"IF(B854=TRUE,DataInput!B853,NA())","v":"VIC"},{"$f":"IF($E854=DataInput!$B853,DataInput!C853,NA())","v":"ATSWAL"},{"$f":"IF($E854=DataInput!$B853,DataInput!D853,NA())","v":"Air Liquide 66 kV"},{"$f":"IF($E854=DataInput!$B853,DataInput!E853,NA())","v":"Direct Connect"},{"$f":"IF($E854=DataInput!$B853,DataInput!F853,NA())","v":"Summer"},{"$f":"IF($E854=DataInput!$B853,DataInput!G853,NA())","v":"Coincident"},{"$f":"IF($E854=DataInput!$B853,DataInput!H853,NA())","v":2013},{"$f":"IF($E854=DataInput!$B853,DataInput!I853,NA())","v":"TempCorrActualPOE10"},{"$f":"IF($E854=DataInput!$B853,DataInput!J853,NA())","v":"NA"},{"$f":"IF($E854=DataInput!$B853,DataInput!K853,NA())","v":"NA"},null,null,"VIC Air Liquide 66 kV",null,null,null,null,false,null,null,{"$error":"#N/A"},{"$error":"#N/A"},{"$error":"#N/A"},{"$error":"#N/A"},{"$error":"#N/A"},{"$error":"#N/A"},{"$error":"#N/A"},{"$error":"#N/A"},{"$error":"#N/A"},{"$error":"#N/A"}]
[null,{"$f":"IF(DataInput!B854=$B$8,IF($B$9=$B$10,TRUE,IF(DataInput!E854=$B$9,TRUE,FALSE)))","v":true},null,null,{"$f":"IF(B855=TRUE,DataInput!B854,NA())","v":"VIC"},{"$f":"IF($E855=DataInput!$B854,DataInput!C854,NA())","v":"ATSWAL"},{"$f":"IF($E855=DataInput!$B854,DataInput!D854,NA())","v":"Air Liquide 66 kV"},{"$f":"IF($E855=DataInput!$B854,DataInput!E854,NA())","v":"Direct Connect"},{"$f":"IF($E855=DataInput!$B854,DataInput!F854,NA())","v":"Summer"},{"$f":"IF($E855=DataInput!$B854,DataInput!G854,NA())","v":"Coincident"},{"$f":"IF($E855=DataInput!$B854,DataInput!H854,NA())","v":2013},{"$f":"IF($E855=DataInput!$B854,DataInput!I854,NA())","v":"TempCorrActualPOE50"},{"$f":"IF($E855=DataInput!$B854,DataInput!J854,NA())","v":"NA"},{"$f":"IF($E855=DataInput!$B854,DataInput!K854,NA())","v":"NA"},null,null,"VIC Air Liquide 66 kV",null,null,null,null,false,null,null,{"$error":"#N/A"},{"$error":"#N/A"},{"$error":"#N/A"},{"$error":"#N/A"},{"$error":"#N/A"},{"$error":"#N/A"},{"$error":"#N/A"},{"$error":"#N/A"},{"$error":"#N/A"},{"$error":"#N/A"}]
[null,{"$f":"IF(DataInput!B855=$B$8,IF($B$9=$B$10,TRUE,IF(DataInput!E855=$B$9,TRUE,FALSE)))","v":true},null,null,{"$f":"IF(B856=TRUE,DataInput!B855,NA())","v":"VIC"},{"$f":"IF($E856=DataInput!$B855,DataInput!C855,NA())","v":"ATSWAL"},{"$f":"IF($E856=DataInput!$B855,DataInput!D855,NA())","v":"Air Liquide 66 kV"},{"$f":"IF($E856=DataInput!$B855,DataInput!E855,NA())","v":"Direct Connect"},{"$f":"IF($E856=DataInput!$B855,DataInput!F855,NA())","v":"Summer"},{"$f":"IF($E856=DataInput!$B855,DataInput!G855,NA())","v":"Non-Coincident"},{"$f":"IF($E856=DataInput!$B855,DataInput!H855,NA())","v":2013},{"$f":"IF($E856=DataInput!$B855,DataInput!I855,NA())","v":"TempCorrActualPOE10"},{"$f":"IF($E856=DataInput!$B855,DataInput!J855,NA())","v":"NA"},{"$f":"IF($E856=DataInput!$B855,DataInput!K855,NA())","v":"NA"},null,null,"VIC Air Liquide 66 kV",null,null,null,null,false,null,null,{"$error":"#N/A"},{"$error":"#N/A"},{"$error":"#N/A"},{"$error":"#N/A"},{"$error":"#N/A"},{"$error":"#N/A"},{"$error":"#N/A"},{"$error":"#N/A"},{"$error":"#N/A"},{"$error":"#N/A"}]
[null,{"$f":"IF(DataInput!B856=$B$8,IF($B$9=$B$10,TRUE,IF(DataInput!E856=$B$9,TRUE,FALSE)))","v":true},null,null,{"$f":"IF(B857=TRUE,DataInput!B856,NA())","v":"VIC"},{"$f":"IF($E857=DataInput!$B856,DataInput!C856,NA())","v":"ATSWAL"},{"$f":"IF($E857=DataInput!$B856,DataInput!D856,NA())","v":"Air Liquide 66 kV"},{"$f":"IF($E857=DataInput!$B856,DataInput!E856,NA())","v":"Direct Connect"},{"$f":"IF($E857=DataInput!$B856,DataInput!F856,NA())","v":"Summer"},{"$f":"IF($E857=DataInput!$B856,DataInput!G856,NA())","v":"Non-Coincident"},{"$f":"IF($E857=DataInput!$B856,DataInput!H856,NA())","v":2013},{"$f":"IF($E857=DataInput!$B856,DataInput!I856,NA())","v":"TempCorrActualPOE50"},{"$f":"IF($E857=DataInput!$B856,DataInput!J856,NA())","v":"NA"},{"$f":"IF($E857=DataInput!$B856,DataInput!K856,NA())","v":"NA"},null,null,"VIC Air Liquide 66 kV",null,null,null,null,false,null,null,{"$error":"#N/A"},{"$error":"#N/A"},{"$error":"#N/A"},{"$error":"#N/A"},{"$error":"#N/A"},{"$error":"#N/A"},{"$error":"#N/A"},{"$error":"#N/A"},{"$error":"#N/A"},{"$error":"#N/A"}]
[null,{"$f":"IF(DataInput!B857=$B$8,IF($B$9=$B$10,TRUE,IF(DataInput!E857=$B$9,TRUE,FALSE)))","v":true},null,null,{"$f":"IF(B858=TRUE,DataInput!B857,NA())","v":"VIC"},{"$f":"IF($E858=DataInput!$B857,DataInput!C857,NA())","v":"ATSWAL"},{"$f":"IF($E858=DataInput!$B857,DataInput!D857,NA())","v":"Air Liquide 66 kV"},{"$f":"IF($E858=DataInput!$B857,DataInput!E857,NA())","v":"Direct Connect"},{"$f":"IF($E858=DataInput!$B857,DataInput!F857,NA())","v":"Summer"},{"$f":"IF($E858=DataInput!$B857,DataInput!G857,NA())","v":"Coincident"},{"$f":"IF($E858=DataInput!$B857,DataInput!H857,NA())","v":2013},{"$f":"IF($E858=DataInput!$B857,DataInput!I857,NA())","v":"Actual"},{"$f":"IF($E858=DataInput!$B857,DataInput!J857,NA())","v":"NA"},{"$f":"IF($E858=DataInput!$B857,DataInput!K857,NA())","v":"NA"},null,null,"VIC Air Liquide 66 kV",null,null,null,null,false,null,null,{"$error":"#N/A"},{"$error":"#N/A"},{"$error":"#N/A"},{"$error":"#N/A"},{"$error":"#N/A"},{"$error":"#N/A"},{"$error":"#N/A"},{"$error":"#N/A"},{"$error":"#N/A"},{"$error":"#N/A"}]
[null,{"$f":"IF(DataInput!B858=$B$8,IF($B$9=$B$10,TRUE,IF(DataInput!E858=$B$9,TRUE,FALSE)))","v":true},null,null,{"$f":"IF(B859=TRUE,DataInput!B858,NA())","v":"VIC"},{"$f":"IF($E859=DataInput!$B858,DataInput!C858,NA())","v":"ATSWAL"},{"$f":"IF($E859=DataInput!$B858,DataInput!D858,NA())","v":"Air Liquide 66 kV"},{"$f":"IF($E859=DataInput!$B858,DataInput!E858,NA())","v":"Direct Connect"},{"$f":"IF($E859=DataInput!$B858,DataInput!F858,NA())","v":"Summer"},{"$f":"IF($E859=DataInput!$B858,DataInput!G858,NA())","v":"Non-Coincident"},{"$f":"IF($E859=DataInput!$B858,DataInput!H858,NA())","v":2013},{"$f":"IF($E859=DataInput!$B858,DataInput!I858,NA())","v":"Actual"},{"$f":"IF($E859=DataInput!$B858,DataInput!J858,NA())","v":"NA"},{"$f":"IF($E859=DataInput!$B858,DataInput!K858,NA())","v":"NA"},null,null,"VIC Air Liquide 66 kV",null,null,null,null,false,null,null,{"$error":"#N/A"},{"$error":"#N/A"},{"$error":"#N/A"},{"$error":"#N/A"},{"$error":"#N/A"},{"$error":"#N/A"},{"$error":"#N/A"},{"$error":"#N/A"},{"$error":"#N/A"},{"$error":"#N/A"}]
[null,{"$f":"IF(DataInput!B859=$B$8,IF($B$9=$B$10,TRUE,IF(DataInput!E859=$B$9,TRUE,FALSE)))","v":true},null,null,{"$f":"IF(B860=TRUE,DataInput!B859,NA())","v":"VIC"},{"$f":"IF($E860=DataInput!$B859,DataInput!C859,NA())","v":"ATSWAL"},{"$f":"IF($E860=DataInput!$B859,DataInput!D859,NA())","v":"Air Liquide 66 kV"},{"$f":"IF($E860=DataInput!$B859,DataInput!E859,NA())","v":"Direct Connect"},{"$f":"IF($E860=DataInput!$B859,DataInput!F859,NA())","v":"Summer"},{"$f":"IF($E860=DataInput!$B859,DataInput!G859,NA())","v":"Coincident"},{"$f":"IF($E860=DataInput!$B859,DataInput!H859,NA())","v":2014},{"$f":"IF($E860=DataInput!$B859,DataInput!I859,NA())","v":"TempCorrActualPOE10"},{"$f":"IF($E860=DataInput!$B859,DataInput!J859,NA())","v":"NA"},{"$f":"IF($E860=DataInput!$B859,DataInput!K859,NA())","v":"NA"},null,null,"VIC Air Liquide 66 kV",null,null,null,null,false,null,null,{"$error":"#N/A"},{"$error":"#N/A"},{"$error":"#N/A"},{"$error":"#N/A"},{"$error":"#N/A"},{"$error":"#N/A"},{"$error":"#N/A"},{"$error":"#N/A"},{"$error":"#N/A"},{"$error":"#N/A"}]
[null,{"$f":"IF(DataInput!B860=$B$8,IF($B$9=$B$10,TRUE,IF(DataInput!E860=$B$9,TRUE,FALSE)))","v":true},null,null,{"$f":"IF(B861=TRUE,DataInput!B860,NA())","v":"VIC"},{"$f":"IF($E861=DataInput!$B860,DataInput!C860,NA())","v":"ATSWAL"},{"$f":"IF($E861=DataInput!$B860,DataInput!D860,NA())","v":"Air Liquide 66 kV"},{"$f":"IF($E861=DataInput!$B860,DataInput!E860,NA())","v":"Direct Connect"},{"$f":"IF($E861=DataInput!$B860,DataInput!F860,NA())","v":"Summer"},{"$f":"IF($E861=DataInput!$B860,DataInput!G860,NA())","v":"Coincident"},{"$f":"IF($E861=DataInput!$B860,DataInput!H860,NA())","v":2014},{"$f":"IF($E861=DataInput!$B860,DataInput!I860,NA())","v":"TempCorrActualPOE50"},{"$f":"IF($E861=DataInput!$B860,DataInput!J860,NA())","v":"NA"},{"$f":"IF($E861=DataInput!$B860,DataInput!K860,NA())","v":"NA"},null,null,"VIC Air Liquide 66 kV",null,null,null,null,false,null,null,{"$error":"#N/A"},{"$error":"#N/A"},{"$error":"#N/A"},{"$error":"#N/A"},{"$error":"#N/A"},{"$error":"#N/A"},{"$error":"#N/A"},{"$error":"#N/A"},{"$error":"#N/A"},{"$error":"#N/A"}]
[null,{"$f":"IF(DataInput!B861=$B$8,IF($B$9=$B$10,TRUE,IF(DataInput!E861=$B$9,TRUE,FALSE)))","v":true},null,null,{"$f":"IF(B862=TRUE,DataInput!B861,NA())","v":"VIC"},{"$f":"IF($E862=DataInput!$B861,DataInput!C861,NA())","v":"ATSWAL"},{"$f":"IF($E862=DataInput!$B861,DataInput!D861,NA())","v":"Air Liquide 66 kV"},{"$f":"IF($E862=DataInput!$B861,DataInput!E861,NA())","v":"Direct Connect"},{"$f":"IF($E862=DataInput!$B861,DataInput!F861,NA())","v":"Summer"},{"$f":"IF($E862=DataInput!$B861,DataInput!G861,NA())","v":"Non-Coincident"},{"$f":"IF($E862=DataInput!$B861,DataInput!H861,NA())","v":2014},{"$f":"IF($E862=DataInput!$B861,DataInput!I861,NA())","v":"TempCorrActualPOE10"},{"$f":"IF($E862=DataInput!$B861,DataInput!J861,NA())","v":"NA"},{"$f":"IF($E862=DataInput!$B861,DataInput!K861,NA())","v":"NA"},null,null,"VIC Air Liquide 66 kV",null,null,null,null,false,null,null,{"$error":"#N/A"},{"$error":"#N/A"},{"$error":"#N/A"},{"$error":"#N/A"},{"$error":"#N/A"},{"$error":"#N/A"},{"$error":"#N/A"},{"$error":"#N/A"},{"$error":"#N/A"},{"$error":"#N/A"}]
[null,{"$f":"IF(DataInput!B862=$B$8,IF($B$9=$B$10,TRUE,IF(DataInput!E862=$B$9,TRUE,FALSE)))","v":true},null,null,{"$f":"IF(B863=TRUE,DataInput!B862,NA())","v":"VIC"},{"$f":"IF($E863=DataInput!$B862,DataInput!C862,NA())","v":"ATSWAL"},{"$f":"IF($E863=DataInput!$B862,DataInput!D862,NA())","v":"Air Liquide 66 kV"},{"$f":"IF($E863=DataInput!$B862,DataInput!E862,NA())","v":"Direct Connect"},{"$f":"IF($E863=DataInput!$B862,DataInput!F862,NA())","v":"Summer"},{"$f":"IF($E863=DataInput!$B862,DataInput!G862,NA())","v":"Non-Coincident"},{"$f":"IF($E863=DataInput!$B862,DataInput!H862,NA())","v":2014},{"$f":"IF($E863=DataInput!$B862,DataInput!I862,NA())","v":"TempCorrActualPOE50"},{"$f":"IF($E863=DataInput!$B862,DataInput!J862,NA())","v":"NA"},{"$f":"IF($E863=DataInput!$B862,DataInput!K862,NA())","v":"NA"},null,null,"VIC Air Liquide 66 kV",null,null,null,null,false,null,null,{"$error":"#N/A"},{"$error":"#N/A"},{"$error":"#N/A"},{"$error":"#N/A"},{"$error":"#N/A"},{"$error":"#N/A"},{"$error":"#N/A"},{"$error":"#N/A"},{"$error":"#N/A"},{"$error":"#N/A"}]
[null,{"$f":"IF(DataInput!B863=$B$8,IF($B$9=$B$10,TRUE,IF(DataInput!E863=$B$9,TRUE,FALSE)))","v":true},null,null,{"$f":"IF(B864=TRUE,DataInput!B863,NA())","v":"VIC"},{"$f":"IF($E864=DataInput!$B863,DataInput!C863,NA())","v":"ATSWAL"},{"$f":"IF($E864=DataInput!$B863,DataInput!D863,NA())","v":"Air Liquide 66 kV"},{"$f":"IF($E864=DataInput!$B863,DataInput!E863,NA())","v":"Direct Connect"},{"$f":"IF($E864=DataInput!$B863,DataInput!F863,NA())","v":"Summer"},{"$f":"IF($E864=DataInput!$B863,DataInput!G863,NA())","v":"Coincident"},{"$f":"IF($E864=DataInput!$B863,DataInput!H863,NA())","v":2014},{"$f":"IF($E864=DataInput!$B863,DataInput!I863,NA())","v":"Actual"},{"$f":"IF($E864=DataInput!$B863,DataInput!J863,NA())","v":"NA"},{"$f":"IF($E864=DataInput!$B863,DataInput!K863,NA())","v":"NA"},null,null,"VIC Air Liquide 66 kV",null,null,null,null,false,null,null,{"$error":"#N/A"},{"$error":"#N/A"},{"$error":"#N/A"},{"$error":"#N/A"},{"$error":"#N/A"},{"$error":"#N/A"},{"$error":"#N/A"},{"$error":"#N/A"},{"$error":"#N/A"},{"$error":"#N/A"}]
[null,{"$f":"IF(DataInput!B864=$B$8,IF($B$9=$B$10,TRUE,IF(DataInput!E864=$B$9,TRUE,FALSE)))","v":true},null,null,{"$f":"IF(B865=TRUE,DataInput!B864,NA())","v":"VIC"},{"$f":"IF($E865=DataInput!$B864,DataInput!C864,NA())","v":"ATSWAL"},{"$f":"IF($E865=DataInput!$B864,DataInput!D864,NA())","v":"Air Liquide 66 kV"},{"$f":"IF($E865=DataInput!$B864,DataInput!E864,NA())","v":"Direct Connect"},{"$f":"IF($E865=DataInput!$B864,DataInput!F864,NA())","v":"Summer"},{"$f":"IF($E865=DataInput!$B864,DataInput!G864,NA())","v":"Non-Coincident"},{"$f":"IF($E865=DataInput!$B864,DataInput!H864,NA())","v":2014},{"$f":"IF($E865=DataInput!$B864,DataInput!I864,NA())","v":"Actual"},{"$f":"IF($E865=DataInput!$B864,DataInput!J864,NA())","v":"NA"},{"$f":"IF($E865=DataInput!$B864,DataInput!K864,NA())","v":"NA"},null,null,"VIC Air Liquide 66 kV",null,null,null,null,false,null,null,{"$error":"#N/A"},{"$error":"#N/A"},{"$error":"#N/A"},{"$error":"#N/A"},{"$error":"#N/A"},{"$error":"#N/A"},{"$error":"#N/A"},{"$error":"#N/A"},{"$error":"#N/A"},{"$error":"#N/A"}]
[null,{"$f":"IF(DataInput!B865=$B$8,IF($B$9=$B$10,TRUE,IF(DataInput!E865=$B$9,TRUE,FALSE)))","v":true},null,null,{"$f":"IF(B866=TRUE,DataInput!B865,NA())","v":"VIC"},{"$f":"IF($E866=DataInput!$B865,DataInput!C865,NA())","v":"ATSWAL"},{"$f":"IF($E866=DataInput!$B865,DataInput!D865,NA())","v":"Air Liquide 66 kV"},{"$f":"IF($E866=DataInput!$B865,DataInput!E865,NA())","v":"Direct Connect"},{"$f":"IF($E866=DataInput!$B865,DataInput!F865,NA())","v":"Summer"},{"$f":"IF($E866=DataInput!$B865,DataInput!G865,NA())","v":"Coincident"},{"$f":"IF($E866=DataInput!$B865,DataInput!H865,NA())","v":2015},{"$f":"IF($E866=DataInput!$B865,DataInput!I865,NA())","v":"TempCorrActualPOE10"},{"$f":"IF($E866=DataInput!$B865,DataInput!J865,NA())","v":"NA"},{"$f":"IF($E866=DataInput!$B865,DataInput!K865,NA())","v":"NA"},null,null,"VIC Air Liquide 66 kV",null,null,null,null,false,null,null,{"$error":"#N/A"},{"$error":"#N/A"},{"$error":"#N/A"},{"$error":"#N/A"},{"$error":"#N/A"},{"$error":"#N/A"},{"$error":"#N/A"},{"$error":"#N/A"},{"$error":"#N/A"},{"$error":"#N/A"}]
[null,{"$f":"IF(DataInput!B866=$B$8,IF($B$9=$B$10,TRUE,IF(DataInput!E866=$B$9,TRUE,FALSE)))","v":true},null,null,{"$f":"IF(B867=TRUE,DataInput!B866,NA())","v":"VIC"},{"$f":"IF($E867=DataInput!$B866,DataInput!C866,NA())","v":"ATSWAL"},{"$f":"IF($E867=DataInput!$B866,DataInput!D866,NA())","v":"Air Liquide 66 kV"},{"$f":"IF($E867=DataInput!$B866,DataInput!E866,NA())","v":"Direct Connect"},{"$f":"IF($E867=DataInput!$B866,DataInput!F866,NA())","v":"Summer"},{"$f":"IF($E867=DataInput!$B866,DataInput!G866,NA())","v":"Coincident"},{"$f":"IF($E867=DataInput!$B866,DataInput!H866,NA())","v":2015},{"$f":"IF($E867=DataInput!$B866,DataInput!I866,NA())","v":"TempCorrActualPOE50"},{"$f":"IF($E867=DataInput!$B866,DataInput!J866,NA())","v":"NA"},{"$f":"IF($E867=DataInput!$B866,DataInput!K866,NA())","v":"NA"},null,null,"VIC Air Liquide 66 kV",null,null,null,null,false,null,null,{"$error":"#N/A"},{"$error":"#N/A"},{"$error":"#N/A"},{"$error":"#N/A"},{"$error":"#N/A"},{"$error":"#N/A"},{"$error":"#N/A"},{"$error":"#N/A"},{"$error":"#N/A"},{"$error":"#N/A"}]
[null,{"$f":"IF(DataInput!B867=$B$8,IF($B$9=$B$10,TRUE,IF(DataInput!E867=$B$9,TRUE,FALSE)))","v":true},null,null,{"$f":"IF(B868=TRUE,DataInput!B867,NA())","v":"VIC"},{"$f":"IF($E868=DataInput!$B867,DataInput!C867,NA())","v":"ATSWAL"},{"$f":"IF($E868=DataInput!$B867,DataInput!D867,NA())","v":"Air Liquide 66 kV"},{"$f":"IF($E868=DataInput!$B867,DataInput!E867,NA())","v":"Direct Connect"},{"$f":"IF($E868=DataInput!$B867,DataInput!F867,NA())","v":"Summer"},{"$f":"IF($E868=DataInput!$B867,DataInput!G867,NA())","v":"Non-Coincident"},{"$f":"IF($E868=DataInput!$B867,DataInput!H867,NA())","v":2015},{"$f":"IF($E868=DataInput!$B867,DataInput!I867,NA())","v":"TempCorrActualPOE10"},{"$f":"IF($E868=DataInput!$B867,DataInput!J867,NA())","v":"NA"},{"$f":"IF($E868=DataInput!$B867,DataInput!K867,NA())","v":"NA"},null,null,"VIC Air Liquide 66 kV",null,null,null,null,false,null,null,{"$error":"#N/A"},{"$error":"#N/A"},{"$error":"#N/A"},{"$error":"#N/A"},{"$error":"#N/A"},{"$error":"#N/A"},{"$error":"#N/A"},{"$error":"#N/A"},{"$error":"#N/A"},{"$error":"#N/A"}]
[null,{"$f":"IF(DataInput!B868=$B$8,IF($B$9=$B$10,TRUE,IF(DataInput!E868=$B$9,TRUE,FALSE)))","v":true},null,null,{"$f":"IF(B869=TRUE,DataInput!B868,NA())","v":"VIC"},{"$f":"IF($E869=DataInput!$B868,DataInput!C868,NA())","v":"ATSWAL"},{"$f":"IF($E869=DataInput!$B868,DataInput!D868,NA())","v":"Air Liquide 66 kV"},{"$f":"IF($E869=DataInput!$B868,DataInput!E868,NA())","v":"Direct Connect"},{"$f":"IF($E869=DataInput!$B868,DataInput!F868,NA())","v":"Summer"},{"$f":"IF($E869=DataInput!$B868,DataInput!G868,NA())","v":"Non-Coincident"},{"$f":"IF($E869=DataInput!$B868,DataInput!H868,NA())","v":2015},{"$f":"IF($E869=DataInput!$B868,DataInput!I868,NA())","v":"TempCorrActualPOE50"},{"$f":"IF($E869=DataInput!$B868,DataInput!J868,NA())","v":"NA"},{"$f":"IF($E869=DataInput!$B868,DataInput!K868,NA())","v":"NA"},null,null,"VIC Air Liquide 66 kV",null,null,null,null,false,null,null,{"$error":"#N/A"},{"$error":"#N/A"},{"$error":"#N/A"},{"$error":"#N/A"},{"$error":"#N/A"},{"$error":"#N/A"},{"$error":"#N/A"},{"$error":"#N/A"},{"$error":"#N/A"},{"$error":"#N/A"}]
[null,{"$f":"IF(DataInput!B869=$B$8,IF($B$9=$B$10,TRUE,IF(DataInput!E869=$B$9,TRUE,FALSE)))","v":true},null,null,{"$f":"IF(B870=TRUE,DataInput!B869,NA())","v":"VIC"},{"$f":"IF($E870=DataInput!$B869,DataInput!C869,NA())","v":"ATSWAL"},{"$f":"IF($E870=DataInput!$B869,DataInput!D869,NA())","v":"Air Liquide 66 kV"},{"$f":"IF($E870=DataInput!$B869,DataInput!E869,NA())","v":"Direct Connect"},{"$f":"IF($E870=DataInput!$B869,DataInput!F869,NA())","v":"Summer"},{"$f":"IF($E870=DataInput!$B869,DataInput!G869,NA())","v":"Coincident"},{"$f":"IF($E870=DataInput!$B869,DataInput!H869,NA())","v":2015},{"$f":"IF($E870=DataInput!$B869,DataInput!I869,NA())","v":"Actual"},{"$f":"IF($E870=DataInput!$B869,DataInput!J869,NA())","v":"NA"},{"$f":"IF($E870=DataInput!$B869,DataInput!K869,NA())","v":"NA"},null,null,"VIC Air Liquide 66 kV",null,null,null,null,false,null,null,{"$error":"#N/A"},{"$error":"#N/A"},{"$error":"#N/A"},{"$error":"#N/A"},{"$error":"#N/A"},{"$error":"#N/A"},{"$error":"#N/A"},{"$error":"#N/A"},{"$error":"#N/A"},{"$error":"#N/A"}]
[null,{"$f":"IF(DataInput!B870=$B$8,IF($B$9=$B$10,TRUE,IF(DataInput!E870=$B$9,TRUE,FALSE)))","v":true},null,null,{"$f":"IF(B871=TRUE,DataInput!B870,NA())","v":"VIC"},{"$f":"IF($E871=DataInput!$B870,DataInput!C870,NA())","v":"ATSWAL"},{"$f":"IF($E871=DataInput!$B870,DataInput!D870,NA())","v":"Air Liquide 66 kV"},{"$f":"IF($E871=DataInput!$B870,DataInput!E870,NA())","v":"Direct Connect"},{"$f":"IF($E871=DataInput!$B870,DataInput!F870,NA())","v":"Summer"},{"$f":"IF($E871=DataInput!$B870,DataInput!G870,NA())","v":"Non-Coincident"},{"$f":"IF($E871=DataInput!$B870,DataInput!H870,NA())","v":2015},{"$f":"IF($E871=DataInput!$B870,DataInput!I870,NA())","v":"Actual"},{"$f":"IF($E871=DataInput!$B870,DataInput!J870,NA())","v":"NA"},{"$f":"IF($E871=DataInput!$B870,DataInput!K870,NA())","v":"NA"},null,null,"VIC Air Liquide 66 kV",null,null,null,null,false,null,null,{"$error":"#N/A"},{"$error":"#N/A"},{"$error":"#N/A"},{"$error":"#N/A"},{"$error":"#N/A"},{"$error":"#N/A"},{"$error":"#N/A"},{"$error":"#N/A"},{"$error":"#N/A"},{"$error":"#N/A"}]
[null,{"$f":"IF(DataInput!B871=$B$8,IF($B$9=$B$10,TRUE,IF(DataInput!E871=$B$9,TRUE,FALSE)))","v":true},null,null,{"$f":"IF(B872=TRUE,DataInput!B871,NA())","v":"VIC"},{"$f":"IF($E872=DataInput!$B871,DataInput!C871,NA())","v":"ATSWAL"},{"$f":"IF($E872=DataInput!$B871,DataInput!D871,NA())","v":"Air Liquide 66 kV"},{"$f":"IF($E872=DataInput!$B871,DataInput!E871,NA())","v":"Direct Connect"},{"$f":"IF($E872=DataInput!$B871,DataInput!F871,NA())","v":"Summer"},{"$f":"IF($E872=DataInput!$B871,DataInput!G871,NA())","v":"Non-Coincident"},{"$f":"IF($E872=DataInput!$B871,DataInput!H871,NA())","v":2016},{"$f":"IF($E872=DataInput!$B871,DataInput!I871,NA())","v":"POE10"},{"$f":"IF($E872=DataInput!$B871,DataInput!J871,NA())","v":"NA"},{"$f":"IF($E872=DataInput!$B871,DataInput!K871,NA())","v":"NA"},null,null,"VIC Air Liquide 66 kV",null,null,null,null,false,null,null,{"$error":"#N/A"},{"$error":"#N/A"},{"$error":"#N/A"},{"$error":"#N/A"},{"$error":"#N/A"},{"$error":"#N/A"},{"$error":"#N/A"},{"$error":"#N/A"},{"$error":"#N/A"},{"$error":"#N/A"}]
[null,{"$f":"IF(DataInput!B872=$B$8,IF($B$9=$B$10,TRUE,IF(DataInput!E872=$B$9,TRUE,FALSE)))","v":true},null,null,{"$f":"IF(B873=TRUE,DataInput!B872,NA())","v":"VIC"},{"$f":"IF($E873=DataInput!$B872,DataInput!C872,NA())","v":"ATSWAL"},{"$f":"IF($E873=DataInput!$B872,DataInput!D872,NA())","v":"Air Liquide 66 kV"},{"$f":"IF($E873=DataInput!$B872,DataInput!E872,NA())","v":"Direct Connect"},{"$f":"IF($E873=DataInput!$B872,DataInput!F872,NA())","v":"Summer"},{"$f":"IF($E873=DataInput!$B872,DataInput!G872,NA())","v":"Non-Coincident"},{"$f":"IF($E873=DataInput!$B872,DataInput!H872,NA())","v":2016},{"$f":"IF($E873=DataInput!$B872,DataInput!I872,NA())","v":"POE50"},{"$f":"IF($E873=DataInput!$B872,DataInput!J872,NA())","v":"NA"},{"$f":"IF($E873=DataInput!$B872,DataInput!K872,NA())","v":"NA"},null,null,"VIC Air Liquide 66 kV",null,null,null,null,false,null,null,{"$error":"#N/A"},{"$error":"#N/A"},{"$error":"#N/A"},{"$error":"#N/A"},{"$error":"#N/A"},{"$error":"#N/A"},{"$error":"#N/A"},{"$error":"#N/A"},{"$error":"#N/A"},{"$error":"#N/A"}]
[null,{"$f":"IF(DataInput!B873=$B$8,IF($B$9=$B$10,TRUE,IF(DataInput!E873=$B$9,TRUE,FALSE)))","v":true},null,null,{"$f":"IF(B874=TRUE,DataInput!B873,NA())","v":"VIC"},{"$f":"IF($E874=DataInput!$B873,DataInput!C873,NA())","v":"ATSWAL"},{"$f":"IF($E874=DataInput!$B873,DataInput!D873,NA())","v":"Air Liquide 66 kV"},{"$f":"IF($E874=DataInput!$B873,DataInput!E873,NA())","v":"Direct Connect"},{"$f":"IF($E874=DataInput!$B873,DataInput!F873,NA())","v":"Summer"},{"$f":"IF($E874=DataInput!$B873,DataInput!G873,NA())","v":"Coincident"},{"$f":"IF($E874=DataInput!$B873,DataInput!H873,NA())","v":2016},{"$f":"IF($E874=DataInput!$B873,DataInput!I873,NA())","v":"POE10"},{"$f":"IF($E874=DataInput!$B873,DataInput!J873,NA())","v":"NA"},{"$f":"IF($E874=DataInput!$B873,DataInput!K873,NA())","v":"NA"},null,null,"VIC Air Liquide 66 kV",null,null,null,null,false,null,null,{"$error":"#N/A"},{"$error":"#N/A"},{"$error":"#N/A"},{"$error":"#N/A"},{"$error":"#N/A"},{"$error":"#N/A"},{"$error":"#N/A"},{"$error":"#N/A"},{"$error":"#N/A"},{"$error":"#N/A"}]
[null,{"$f":"IF(DataInput!B874=$B$8,IF($B$9=$B$10,TRUE,IF(DataInput!E874=$B$9,TRUE,FALSE)))","v":true},null,null,{"$f":"IF(B875=TRUE,DataInput!B874,NA())","v":"VIC"},{"$f":"IF($E875=DataInput!$B874,DataInput!C874,NA())","v":"ATSWAL"},{"$f":"IF($E875=DataInput!$B874,DataInput!D874,NA())","v":"Air Liquide 66 kV"},{"$f":"IF($E875=DataInput!$B874,DataInput!E874,NA())","v":"Direct Connect"},{"$f":"IF($E875=DataInput!$B874,DataInput!F874,NA())","v":"Summer"},{"$f":"IF($E875=DataInput!$B874,DataInput!G874,NA())","v":"Coincident"},{"$f":"IF($E875=DataInput!$B874,DataInput!H874,NA())","v":2016},{"$f":"IF($E875=DataInput!$B874,DataInput!I874,NA())","v":"POE50"},{"$f":"IF($E875=DataInput!$B874,DataInput!J874,NA())","v":"NA"},{"$f":"IF($E875=DataInput!$B874,DataInput!K874,NA())","v":"NA"},null,null,"VIC Air Liquide 66 kV",null,null,null,null,false,null,null,{"$error":"#N/A"},{"$error":"#N/A"},{"$error":"#N/A"},{"$error":"#N/A"},{"$error":"#N/A"},{"$error":"#N/A"},{"$error":"#N/A"},{"$error":"#N/A"},{"$error":"#N/A"},{"$error":"#N/A"}]
[null,{"$f":"IF(DataInput!B875=$B$8,IF($B$9=$B$10,TRUE,IF(DataInput!E875=$B$9,TRUE,FALSE)))","v":true},null,null,{"$f":"IF(B876=TRUE,DataInput!B875,NA())","v":"VIC"},{"$f":"IF($E876=DataInput!$B875,DataInput!C875,NA())","v":"ATSWAL"},{"$f":"IF($E876=DataInput!$B875,DataInput!D875,NA())","v":"Air Liquide 66 kV"},{"$f":"IF($E876=DataInput!$B875,DataInput!E875,NA())","v":"Direct Connect"},{"$f":"IF($E876=DataInput!$B875,DataInput!F875,NA())","v":"Summer"},{"$f":"IF($E876=DataInput!$B875,DataInput!G875,NA())","v":"Non-Coincident"},{"$f":"IF($E876=DataInput!$B875,DataInput!H875,NA())","v":2017},{"$f":"IF($E876=DataInput!$B875,DataInput!I875,NA())","v":"POE10"},{"$f":"IF($E876=DataInput!$B875,DataInput!J875,NA())","v":"NA"},{"$f":"IF($E876=DataInput!$B875,DataInput!K875,NA())","v":"NA"},null,null,"VIC Air Liquide 66 kV",null,null,null,null,false,null,null,{"$error":"#N/A"},{"$error":"#N/A"},{"$error":"#N/A"},{"$error":"#N/A"},{"$error":"#N/A"},{"$error":"#N/A"},{"$error":"#N/A"},{"$error":"#N/A"},{"$error":"#N/A"},{"$error":"#N/A"}]
[null,{"$f":"IF(DataInput!B876=$B$8,IF($B$9=$B$10,TRUE,IF(DataInput!E876=$B$9,TRUE,FALSE)))","v":true},null,null,{"$f":"IF(B877=TRUE,DataInput!B876,NA())","v":"VIC"},{"$f":"IF($E877=DataInput!$B876,DataInput!C876,NA())","v":"ATSWAL"},{"$f":"IF($E877=DataInput!$B876,DataInput!D876,NA())","v":"Air Liquide 66 kV"},{"$f":"IF($E877=DataInput!$B876,DataInput!E876,NA())","v":"Direct Connect"},{"$f":"IF($E877=DataInput!$B876,DataInput!F876,NA())","v":"Summer"},{"$f":"IF($E877=DataInput!$B876,DataInput!G876,NA())","v":"Non-Coincident"},{"$f":"IF($E877=DataInput!$B876,DataInput!H876,NA())","v":2017},{"$f":"IF($E877=DataInput!$B876,DataInput!I876,NA())","v":"POE50"},{"$f":"IF($E877=DataInput!$B876,DataInput!J876,NA())","v":"NA"},{"$f":"IF($E877=DataInput!$B876,DataInput!K876,NA())","v":"NA"},null,null,"VIC Air Liquide 66 kV",null,null,null,null,false,null,null,{"$error":"#N/A"},{"$error":"#N/A"},{"$error":"#N/A"},{"$error":"#N/A"},{"$error":"#N/A"},{"$error":"#N/A"},{"$error":"#N/A"},{"$error":"#N/A"},{"$error":"#N/A"},{"$error":"#N/A"}]
[null,{"$f":"IF(DataInput!B877=$B$8,IF($B$9=$B$10,TRUE,IF(DataInput!E877=$B$9,TRUE,FALSE)))","v":true},null,null,{"$f":"IF(B878=TRUE,DataInput!B877,NA())","v":"VIC"},{"$f":"IF($E878=DataInput!$B877,DataInput!C877,NA())","v":"ATSWAL"},{"$f":"IF($E878=DataInput!$B877,DataInput!D877,NA())","v":"Air Liquide 66 kV"},{"$f":"IF($E878=DataInput!$B877,DataInput!E877,NA())","v":"Direct Connect"},{"$f":"IF($E878=DataInput!$B877,DataInput!F877,NA())","v":"Summer"},{"$f":"IF($E878=DataInput!$B877,DataInput!G877,NA())","v":"Coincident"},{"$f":"IF($E878=DataInput!$B877,DataInput!H877,NA())","v":2017},{"$f":"IF($E878=DataInput!$B877,DataInput!I877,NA())","v":"POE10"},{"$f":"IF($E878=DataInput!$B877,DataInput!J877,NA())","v":"NA"},{"$f":"IF($E878=DataInput!$B877,DataInput!K877,NA())","v":"NA"},null,null,"VIC Air Liquide 66 kV",null,null,null,null,false,null,null,{"$error":"#N/A"},{"$error":"#N/A"},{"$error":"#N/A"},{"$error":"#N/A"},{"$error":"#N/A"},{"$error":"#N/A"},{"$error":"#N/A"},{"$error":"#N/A"},{"$error":"#N/A"},{"$error":"#N/A"}]
[null,{"$f":"IF(DataInput!B878=$B$8,IF($B$9=$B$10,TRUE,IF(DataInput!E878=$B$9,TRUE,FALSE)))","v":true},null,null,{"$f":"IF(B879=TRUE,DataInput!B878,NA())","v":"VIC"},{"$f":"IF($E879=DataInput!$B878,DataInput!C878,NA())","v":"ATSWAL"},{"$f":"IF($E879=DataInput!$B878,DataInput!D878,NA())","v":"Air Liquide 66 kV"},{"$f":"IF($E879=DataInput!$B878,DataInput!E878,NA())","v":"Direct Connect"},{"$f":"IF($E879=DataInput!$B878,DataInput!F878,NA())","v":"Summer"},{"$f":"IF($E879=DataInput!$B878,DataInput!G878,NA())","v":"Coincident"},{"$f":"IF($E879=DataInput!$B878,DataInput!H878,NA())","v":2017},{"$f":"IF($E879=DataInput!$B878,DataInput!I878,NA())","v":"POE50"},{"$f":"IF($E879=DataInput!$B878,DataInput!J878,NA())","v":"NA"},{"$f":"IF($E879=DataInput!$B878,DataInput!K878,NA())","v":"NA"},null,null,"VIC Air Liquide 66 kV",null,null,null,null,false,null,null,{"$error":"#N/A"},{"$error":"#N/A"},{"$error":"#N/A"},{"$error":"#N/A"},{"$error":"#N/A"},{"$error":"#N/A"},{"$error":"#N/A"},{"$error":"#N/A"},{"$error":"#N/A"},{"$error":"#N/A"}]
[null,{"$f":"IF(DataInput!B879=$B$8,IF($B$9=$B$10,TRUE,IF(DataInput!E879=$B$9,TRUE,FALSE)))","v":true},null,null,{"$f":"IF(B880=TRUE,DataInput!B879,NA())","v":"VIC"},{"$f":"IF($E880=DataInput!$B879,DataInput!C879,NA())","v":"ATSWAL"},{"$f":"IF($E880=DataInput!$B879,DataInput!D879,NA())","v":"Air Liquide 66 kV"},{"$f":"IF($E880=DataInput!$B879,DataInput!E879,NA())","v":"Direct Connect"},{"$f":"IF($E880=DataInput!$B879,DataInput!F879,NA())","v":"Summer"},{"$f":"IF($E880=DataInput!$B879,DataInput!G879,NA())","v":"Non-Coincident"},{"$f":"IF($E880=DataInput!$B879,DataInput!H879,NA())","v":2018},{"$f":"IF($E880=DataInput!$B879,DataInput!I879,NA())","v":"POE10"},{"$f":"IF($E880=DataInput!$B879,DataInput!J879,NA())","v":"NA"},{"$f":"IF($E880=DataInput!$B879,DataInput!K879,NA())","v":"NA"},null,null,"VIC Air Liquide 66 kV",null,null,null,null,false,null,null,{"$error":"#N/A"},{"$error":"#N/A"},{"$error":"#N/A"},{"$error":"#N/A"},{"$error":"#N/A"},{"$error":"#N/A"},{"$error":"#N/A"},{"$error":"#N/A"},{"$error":"#N/A"},{"$error":"#N/A"}]
[null,{"$f":"IF(DataInput!B880=$B$8,IF($B$9=$B$10,TRUE,IF(DataInput!E880=$B$9,TRUE,FALSE)))","v":true},null,null,{"$f":"IF(B881=TRUE,DataInput!B880,NA())","v":"VIC"},{"$f":"IF($E881=DataInput!$B880,DataInput!C880,NA())","v":"ATSWAL"},{"$f":"IF($E881=DataInput!$B880,DataInput!D880,NA())","v":"Air Liquide 66 kV"},{"$f":"IF($E881=DataInput!$B880,DataInput!E880,NA())","v":"Direct Connect"},{"$f":"IF($E881=DataInput!$B880,DataInput!F880,NA())","v":"Summer"},{"$f":"IF($E881=DataInput!$B880,DataInput!G880,NA())","v":"Non-Coincident"},{"$f":"IF($E881=DataInput!$B880,DataInput!H880,NA())","v":2018},{"$f":"IF($E881=DataInput!$B880,DataInput!I880,NA())","v":"POE50"},{"$f":"IF($E881=DataInput!$B880,DataInput!J880,NA())","v":"NA"},{"$f":"IF($E881=DataInput!$B880,DataInput!K880,NA())","v":"NA"},null,null,"VIC Air Liquide 66 kV",null,null,null,null,false,null,null,{"$error":"#N/A"},{"$error":"#N/A"},{"$error":"#N/A"},{"$error":"#N/A"},{"$error":"#N/A"},{"$error":"#N/A"},{"$error":"#N/A"},{"$error":"#N/A"},{"$error":"#N/A"},{"$error":"#N/A"}]
[null,{"$f":"IF(DataInput!B881=$B$8,IF($B$9=$B$10,TRUE,IF(DataInput!E881=$B$9,TRUE,FALSE)))","v":true},null,null,{"$f":"IF(B882=TRUE,DataInput!B881,NA())","v":"VIC"},{"$f":"IF($E882=DataInput!$B881,DataInput!C881,NA())","v":"ATSWAL"},{"$f":"IF($E882=DataInput!$B881,DataInput!D881,NA())","v":"Air Liquide 66 kV"},{"$f":"IF($E882=DataInput!$B881,DataInput!E881,NA())","v":"Direct Connect"},{"$f":"IF($E882=DataInput!$B881,DataInput!F881,NA())","v":"Summer"},{"$f":"IF($E882=DataInput!$B881,DataInput!G881,NA())","v":"Coincident"},{"$f":"IF($E882=DataInput!$B881,DataInput!H881,NA())","v":2018},{"$f":"IF($E882=DataInput!$B881,DataInput!I881,NA())","v":"POE10"},{"$f":"IF($E882=DataInput!$B881,DataInput!J881,NA())","v":"NA"},{"$f":"IF($E882=DataInput!$B881,DataInput!K881,NA())","v":"NA"},null,null,"VIC Air Liquide 66 kV",null,null,null,null,false,null,null,{"$error":"#N/A"},{"$error":"#N/A"},{"$error":"#N/A"},{"$error":"#N/A"},{"$error":"#N/A"},{"$error":"#N/A"},{"$error":"#N/A"},{"$error":"#N/A"},{"$error":"#N/A"},{"$error":"#N/A"}]
[null,{"$f":"IF(DataInput!B882=$B$8,IF($B$9=$B$10,TRUE,IF(DataInput!E882=$B$9,TRUE,FALSE)))","v":true},null,null,{"$f":"IF(B883=TRUE,DataInput!B882,NA())","v":"VIC"},{"$f":"IF($E883=DataInput!$B882,DataInput!C882,NA())","v":"ATSWAL"},{"$f":"IF($E883=DataInput!$B882,DataInput!D882,NA())","v":"Air Liquide 66 kV"},{"$f":"IF($E883=DataInput!$B882,DataInput!E882,NA())","v":"Direct Connect"},{"$f":"IF($E883=DataInput!$B882,DataInput!F882,NA())","v":"Summer"},{"$f":"IF($E883=DataInput!$B882,DataInput!G882,NA())","v":"Coincident"},{"$f":"IF($E883=DataInput!$B882,DataInput!H882,NA())","v":2018},{"$f":"IF($E883=DataInput!$B882,DataInput!I882,NA())","v":"POE50"},{"$f":"IF($E883=DataInput!$B882,DataInput!J882,NA())","v":"NA"},{"$f":"IF($E883=DataInput!$B882,DataInput!K882,NA())","v":"NA"},null,null,"VIC Air Liquide 66 kV",null,null,null,null,false,null,null,{"$error":"#N/A"},{"$error":"#N/A"},{"$error":"#N/A"},{"$error":"#N/A"},{"$error":"#N/A"},{"$error":"#N/A"},{"$error":"#N/A"},{"$error":"#N/A"},{"$error":"#N/A"},{"$error":"#N/A"}]
[null,{"$f":"IF(DataInput!B883=$B$8,IF($B$9=$B$10,TRUE,IF(DataInput!E883=$B$9,TRUE,FALSE)))","v":true},null,null,{"$f":"IF(B884=TRUE,DataInput!B883,NA())","v":"VIC"},{"$f":"IF($E884=DataInput!$B883,DataInput!C883,NA())","v":"ATSWAL"},{"$f":"IF($E884=DataInput!$B883,DataInput!D883,NA())","v":"Air Liquide 66 kV"},{"$f":"IF($E884=DataInput!$B883,DataInput!E883,NA())","v":"Direct Connect"},{"$f":"IF($E884=DataInput!$B883,DataInput!F883,NA())","v":"Summer"},{"$f":"IF($E884=DataInput!$B883,DataInput!G883,NA())","v":"Non-Coincident"},{"$f":"IF($E884=DataInput!$B883,DataInput!H883,NA())","v":2019},{"$f":"IF($E884=DataInput!$B883,DataInput!I883,NA())","v":"POE10"},{"$f":"IF($E884=DataInput!$B883,DataInput!J883,NA())","v":"NA"},{"$f":"IF($E884=DataInput!$B883,DataInput!K883,NA())","v":"NA"},null,null,"VIC Air Liquide 66 kV",null,null,null,null,false,null,null,{"$error":"#N/A"},{"$error":"#N/A"},{"$error":"#N/A"},{"$error":"#N/A"},{"$error":"#N/A"},{"$error":"#N/A"},{"$error":"#N/A"},{"$error":"#N/A"},{"$error":"#N/A"},{"$error":"#N/A"}]
[null,{"$f":"IF(DataInput!B884=$B$8,IF($B$9=$B$10,TRUE,IF(DataInput!E884=$B$9,TRUE,FALSE)))","v":true},null,null,{"$f":"IF(B885=TRUE,DataInput!B884,NA())","v":"VIC"},{"$f":"IF($E885=DataInput!$B884,DataInput!C884,NA())","v":"ATSWAL"},{"$f":"IF($E885=DataInput!$B884,DataInput!D884,NA())","v":"Air Liquide 66 kV"},{"$f":"IF($E885=DataInput!$B884,DataInput!E884,NA())","v":"Direct Connect"},{"$f":"IF($E885=DataInput!$B884,DataInput!F884,NA())","v":"Summer"},{"$f":"IF($E885=DataInput!$B884,DataInput!G884,NA())","v":"Non-Coincident"},{"$f":"IF($E885=DataInput!$B884,DataInput!H884,NA())","v":2019},{"$f":"IF($E885=DataInput!$B884,DataInput!I884,NA())","v":"POE50"},{"$f":"IF($E885=DataInput!$B884,DataInput!J884,NA())","v":"NA"},{"$f":"IF($E885=DataInput!$B884,DataInput!K884,NA())","v":"NA"},null,null,"VIC Air Liquide 66 kV",null,null,null,null,false,null,null,{"$error":"#N/A"},{"$error":"#N/A"},{"$error":"#N/A"},{"$error":"#N/A"},{"$error":"#N/A"},{"$error":"#N/A"},{"$error":"#N/A"},{"$error":"#N/A"},{"$error":"#N/A"},{"$error":"#N/A"}]
[null,{"$f":"IF(DataInput!B885=$B$8,IF($B$9=$B$10,TRUE,IF(DataInput!E885=$B$9,TRUE,FALSE)))","v":true},null,null,{"$f":"IF(B886=TRUE,DataInput!B885,NA())","v":"VIC"},{"$f":"IF($E886=DataInput!$B885,DataInput!C885,NA())","v":"ATSWAL"},{"$f":"IF($E886=DataInput!$B885,DataInput!D885,NA())","v":"Air Liquide 66 kV"},{"$f":"IF($E886=DataInput!$B885,DataInput!E885,NA())","v":"Direct Connect"},{"$f":"IF($E886=DataInput!$B885,DataInput!F885,NA())","v":"Summer"},{"$f":"IF($E886=DataInput!$B885,DataInput!G885,NA())","v":"Coincident"},{"$f":"IF($E886=DataInput!$B885,DataInput!H885,NA())","v":2019},{"$f":"IF($E886=DataInput!$B885,DataInput!I885,NA())","v":"POE10"},{"$f":"IF($E886=DataInput!$B885,DataInput!J885,NA())","v":"NA"},{"$f":"IF($E886=DataInput!$B885,DataInput!K885,NA())","v":"NA"},null,null,"VIC Air Liquide 66 kV",null,null,null,null,false,null,null,{"$error":"#N/A"},{"$error":"#N/A"},{"$error":"#N/A"},{"$error":"#N/A"},{"$error":"#N/A"},{"$error":"#N/A"},{"$error":"#N/A"},{"$error":"#N/A"},{"$error":"#N/A"},{"$error":"#N/A"}]
[null,{"$f":"IF(DataInput!B886=$B$8,IF($B$9=$B$10,TRUE,IF(DataInput!E886=$B$9,TRUE,FALSE)))","v":true},null,null,{"$f":"IF(B887=TRUE,DataInput!B886,NA())","v":"VIC"},{"$f":"IF($E887=DataInput!$B886,DataInput!C886,NA())","v":"ATSWAL"},{"$f":"IF($E887=DataInput!$B886,DataInput!D886,NA())","v":"Air Liquide 66 kV"},{"$f":"IF($E887=DataInput!$B886,DataInput!E886,NA())","v":"Direct Connect"},{"$f":"IF($E887=DataInput!$B886,DataInput!F886,NA())","v":"Summer"},{"$f":"IF($E887=DataInput!$B886,DataInput!G886,NA())","v":"Coincident"},{"$f":"IF($E887=DataInput!$B886,DataInput!H886,NA())","v":2019},{"$f":"IF($E887=DataInput!$B886,DataInput!I886,NA())","v":"POE50"},{"$f":"IF($E887=DataInput!$B886,DataInput!J886,NA())","v":"NA"},{"$f":"IF($E887=DataInput!$B886,DataInput!K886,NA())","v":"NA"},null,null,"VIC Air Liquide 66 kV",null,null,null,null,false,null,null,{"$error":"#N/A"},{"$f":"IF($V887=TRUE,F887,NA())","v":{"$error":"#N/A"}},{"$f":"IF($V887=TRUE,G887,NA())","v":{"$error":"#N/A"}},{"$f":"IF($V887=TRUE,H887,NA())","v":{"$error":"#N/A"}},{"$f":"IF($V887=TRUE,I887,NA())","v":{"$error":"#N/A"}},{"$f":"IF($V887=TRUE,J887,NA())","v":{"$error":"#N/A"}},{"$f":"IF($V887=TRUE,K887,NA())","v":{"$error":"#N/A"}},{"$f":"IF($V887=TRUE,L887,NA())","v":{"$error":"#N/A"}},{"$f":"IF($V887=TRUE,M887,NA())","v":{"$error":"#N/A"}},{"$f":"IF($V887=TRUE,N887,NA())","v":{"$error":"#N/A"}}]
[null,{"$f":"IF(DataInput!B887=$B$8,IF($B$9=$B$10,TRUE,IF(DataInput!E887=$B$9,TRUE,FALSE)))","v":true},null,null,{"$f":"IF(B888=TRUE,DataInput!B887,NA())","v":"VIC"},{"$f":"IF($E888=DataInput!$B887,DataInput!C887,NA())","v":"ATSWAL"},{"$f":"IF($E888=DataInput!$B887,DataInput!D887,NA())","v":"Air Liquide 66 kV"},{"$f":"IF($E888=DataInput!$B887,DataInput!E887,NA())","v":"Direct Connect"},{"$f":"IF($E888=DataInput!$B887,DataInput!F887,NA())","v":"Summer"},{"$f":"IF($E888=DataInput!$B887,DataInput!G887,NA())","v":"Non-Coincident"},{"$f":"IF($E888=DataInput!$B887,DataInput!H887,NA())","v":2020},{"$f":"IF($E888=DataInput!$B887,DataInput!I887,NA())","v":"POE10"},{"$f":"IF($E888=DataInput!$B887,DataInput!J887,NA())","v":"NA"},{"$f":"IF($E888=DataInput!$B887,DataInput!K887,NA())","v":"NA"},null,null,"VIC Air Liquide 66 kV",null,null,null,null,false,null,null,{"$error":"#N/A"},{"$error":"#N/A"},{"$error":"#N/A"},{"$error":"#N/A"},{"$error":"#N/A"},{"$error":"#N/A"},{"$error":"#N/A"},{"$error":"#N/A"},{"$error":"#N/A"},{"$error":"#N/A"}]
[null,{"$f":"IF(DataInput!B888=$B$8,IF($B$9=$B$10,TRUE,IF(DataInput!E888=$B$9,TRUE,FALSE)))","v":true},null,null,{"$f":"IF(B889=TRUE,DataInput!B888,NA())","v":"VIC"},{"$f":"IF($E889=DataInput!$B888,DataInput!C888,NA())","v":"ATSWAL"},{"$f":"IF($E889=DataInput!$B888,DataInput!D888,NA())","v":"Air Liquide 66 kV"},{"$f":"IF($E889=DataInput!$B888,DataInput!E888,NA())","v":"Direct Connect"},{"$f":"IF($E889=DataInput!$B888,DataInput!F888,NA())","v":"Summer"},{"$f":"IF($E889=DataInput!$B888,DataInput!G888,NA())","v":"Non-Coincident"},{"$f":"IF($E889=DataInput!$B888,DataInput!H888,NA())","v":2020},{"$f":"IF($E889=DataInput!$B888,DataInput!I888,NA())","v":"POE50"},{"$f":"IF($E889=DataInput!$B888,DataInput!J888,NA())","v":"NA"},{"$f":"IF($E889=DataInput!$B888,DataInput!K888,NA())","v":"NA"},null,null,"VIC Air Liquide 66 kV",null,null,null,null,false,null,null,{"$error":"#N/A"},{"$error":"#N/A"},{"$error":"#N/A"},{"$error":"#N/A"},{"$error":"#N/A"},{"$error":"#N/A"},{"$error":"#N/A"},{"$error":"#N/A"},{"$error":"#N/A"},{"$error":"#N/A"}]
[null,{"$f":"IF(DataInput!B889=$B$8,IF($B$9=$B$10,TRUE,IF(DataInput!E889=$B$9,TRUE,FALSE)))","v":true},null,null,{"$f":"IF(B890=TRUE,DataInput!B889,NA())","v":"VIC"},{"$f":"IF($E890=DataInput!$B889,DataInput!C889,NA())","v":"ATSWAL"},{"$f":"IF($E890=DataInput!$B889,DataInput!D889,NA())","v":"Air Liquide 66 kV"},{"$f":"IF($E890=DataInput!$B889,DataInput!E889,NA())","v":"Direct Connect"},{"$f":"IF($E890=DataInput!$B889,DataInput!F889,NA())","v":"Summer"},{"$f":"IF($E890=DataInput!$B889,DataInput!G889,NA())","v":"Coincident"},{"$f":"IF($E890=DataInput!$B889,DataInput!H889,NA())","v":2020},{"$f":"IF($E890=DataInput!$B889,DataInput!I889,NA())","v":"POE10"},{"$f":"IF($E890=DataInput!$B889,DataInput!J889,NA())","v":"NA"},{"$f":"IF($E890=DataInput!$B889,DataInput!K889,NA())","v":"NA"},null,null,"VIC Air Liquide 66 kV",null,null,null,null,false,null,null,{"$error":"#N/A"},{"$error":"#N/A"},{"$error":"#N/A"},{"$error":"#N/A"},{"$error":"#N/A"},{"$error":"#N/A"},{"$error":"#N/A"},{"$error":"#N/A"},{"$error":"#N/A"},{"$error":"#N/A"}]
[null,{"$f":"IF(DataInput!B890=$B$8,IF($B$9=$B$10,TRUE,IF(DataInput!E890=$B$9,TRUE,FALSE)))","v":true},null,null,{"$f":"IF(B891=TRUE,DataInput!B890,NA())","v":"VIC"},{"$f":"IF($E891=DataInput!$B890,DataInput!C890,NA())","v":"ATSWAL"},{"$f":"IF($E891=DataInput!$B890,DataInput!D890,NA())","v":"Air Liquide 66 kV"},{"$f":"IF($E891=DataInput!$B890,DataInput!E890,NA())","v":"Direct Connect"},{"$f":"IF($E891=DataInput!$B890,DataInput!F890,NA())","v":"Summer"},{"$f":"IF($E891=DataInput!$B890,DataInput!G890,NA())","v":"Coincident"},{"$f":"IF($E891=DataInput!$B890,DataInput!H890,NA())","v":2020},{"$f":"IF($E891=DataInput!$B890,DataInput!I890,NA())","v":"POE50"},{"$f":"IF($E891=DataInput!$B890,DataInput!J890,NA())","v":"NA"},{"$f":"IF($E891=DataInput!$B890,DataInput!K890,NA())","v":"NA"},null,null,"VIC Air Liquide 66 kV",null,null,null,null,false,null,null,{"$error":"#N/A"},{"$error":"#N/A"},{"$error":"#N/A"},{"$error":"#N/A"},{"$error":"#N/A"},{"$error":"#N/A"},{"$error":"#N/A"},{"$error":"#N/A"},{"$error":"#N/A"},{"$error":"#N/A"}]
[null,{"$f":"IF(DataInput!B891=$B$8,IF($B$9=$B$10,TRUE,IF(DataInput!E891=$B$9,TRUE,FALSE)))","v":true},null,null,{"$f":"IF(B892=TRUE,DataInput!B891,NA())","v":"VIC"},{"$f":"IF($E892=DataInput!$B891,DataInput!C891,NA())","v":"ATSWAL"},{"$f":"IF($E892=DataInput!$B891,DataInput!D891,NA())","v":"Air Liquide 66 kV"},{"$f":"IF($E892=DataInput!$B891,DataInput!E891,NA())","v":"Direct Connect"},{"$f":"IF($E892=DataInput!$B891,DataInput!F891,NA())","v":"Summer"},{"$f":"IF($E892=DataInput!$B891,DataInput!G891,NA())","v":"Non-Coincident"},{"$f":"IF($E892=DataInput!$B891,DataInput!H891,NA())","v":2021},{"$f":"IF($E892=DataInput!$B891,DataInput!I891,NA())","v":"POE10"},{"$f":"IF($E892=DataInput!$B891,DataInput!J891,NA())","v":"NA"},{"$f":"IF($E892=DataInput!$B891,DataInput!K891,NA())","v":"NA"},null,null,"VIC Air Liquide 66 kV",null,null,null,null,false,null,null,{"$error":"#N/A"},{"$error":"#N/A"},{"$error":"#N/A"},{"$error":"#N/A"},{"$error":"#N/A"},{"$error":"#N/A"},{"$error":"#N/A"},{"$error":"#N/A"},{"$error":"#N/A"},{"$error":"#N/A"}]
[null,{"$f":"IF(DataInput!B892=$B$8,IF($B$9=$B$10,TRUE,IF(DataInput!E892=$B$9,TRUE,FALSE)))","v":true},null,null,{"$f":"IF(B893=TRUE,DataInput!B892,NA())","v":"VIC"},{"$f":"IF($E893=DataInput!$B892,DataInput!C892,NA())","v":"ATSWAL"},{"$f":"IF($E893=DataInput!$B892,DataInput!D892,NA())","v":"Air Liquide 66 kV"},{"$f":"IF($E893=DataInput!$B892,DataInput!E892,NA())","v":"Direct Connect"},{"$f":"IF($E893=DataInput!$B892,DataInput!F892,NA())","v":"Summer"},{"$f":"IF($E893=DataInput!$B892,DataInput!G892,NA())","v":"Non-Coincident"},{"$f":"IF($E893=DataInput!$B892,DataInput!H892,NA())","v":2021},{"$f":"IF($E893=DataInput!$B892,DataInput!I892,NA())","v":"POE50"},{"$f":"IF($E893=DataInput!$B892,DataInput!J892,NA())","v":"NA"},{"$f":"IF($E893=DataInput!$B892,DataInput!K892,NA())","v":"NA"},null,null,"VIC Air Liquide 66 kV",null,null,null,null,false,null,null,{"$error":"#N/A"},{"$error":"#N/A"},{"$error":"#N/A"},{"$error":"#N/A"},{"$error":"#N/A"},{"$error":"#N/A"},{"$error":"#N/A"},{"$error":"#N/A"},{"$error":"#N/A"},{"$error":"#N/A"}]
[null,{"$f":"IF(DataInput!B893=$B$8,IF($B$9=$B$10,TRUE,IF(DataInput!E893=$B$9,TRUE,FALSE)))","v":true},null,null,{"$f":"IF(B894=TRUE,DataInput!B893,NA())","v":"VIC"},{"$f":"IF($E894=DataInput!$B893,DataInput!C893,NA())","v":"ATSWAL"},{"$f":"IF($E894=DataInput!$B893,DataInput!D893,NA())","v":"Air Liquide 66 kV"},{"$f":"IF($E894=DataInput!$B893,DataInput!E893,NA())","v":"Direct Connect"},{"$f":"IF($E894=DataInput!$B893,DataInput!F893,NA())","v":"Summer"},{"$f":"IF($E894=DataInput!$B893,DataInput!G893,NA())","v":"Coincident"},{"$f":"IF($E894=DataInput!$B893,DataInput!H893,NA())","v":2021},{"$f":"IF($E894=DataInput!$B893,DataInput!I893,NA())","v":"POE10"},{"$f":"IF($E894=DataInput!$B893,DataInput!J893,NA())","v":"NA"},{"$f":"IF($E894=DataInput!$B893,DataInput!K893,NA())","v":"NA"},null,null,"VIC Air Liquide 66 kV",null,null,null,null,false,null,null,{"$error":"#N/A"},{"$error":"#N/A"},{"$error":"#N/A"},{"$error":"#N/A"},{"$error":"#N/A"},{"$error":"#N/A"},{"$error":"#N/A"},{"$error":"#N/A"},{"$error":"#N/A"},{"$error":"#N/A"}]
[null,{"$f":"IF(DataInput!B894=$B$8,IF($B$9=$B$10,TRUE,IF(DataInput!E894=$B$9,TRUE,FALSE)))","v":true},null,null,{"$f":"IF(B895=TRUE,DataInput!B894,NA())","v":"VIC"},{"$f":"IF($E895=DataInput!$B894,DataInput!C894,NA())","v":"ATSWAL"},{"$f":"IF($E895=DataInput!$B894,DataInput!D894,NA())","v":"Air Liquide 66 kV"},{"$f":"IF($E895=DataInput!$B894,DataInput!E894,NA())","v":"Direct Connect"},{"$f":"IF($E895=DataInput!$B894,DataInput!F894,NA())","v":"Summer"},{"$f":"IF($E895=DataInput!$B894,DataInput!G894,NA())","v":"Coincident"},{"$f":"IF($E895=DataInput!$B894,DataInput!H894,NA())","v":2021},{"$f":"IF($E895=DataInput!$B894,DataInput!I894,NA())","v":"POE50"},{"$f":"IF($E895=DataInput!$B894,DataInput!J894,NA())","v":"NA"},{"$f":"IF($E895=DataInput!$B894,DataInput!K894,NA())","v":"NA"},null,null,"VIC Air Liquide 66 kV",null,null,null,null,false,null,null,{"$error":"#N/A"},{"$error":"#N/A"},{"$error":"#N/A"},{"$error":"#N/A"},{"$error":"#N/A"},{"$error":"#N/A"},{"$error":"#N/A"},{"$error":"#N/A"},{"$error":"#N/A"},{"$error":"#N/A"}]
[null,{"$f":"IF(DataInput!B895=$B$8,IF($B$9=$B$10,TRUE,IF(DataInput!E895=$B$9,TRUE,FALSE)))","v":true},null,null,{"$f":"IF(B896=TRUE,DataInput!B895,NA())","v":"VIC"},{"$f":"IF($E896=DataInput!$B895,DataInput!C895,NA())","v":"ATSWAL"},{"$f":"IF($E896=DataInput!$B895,DataInput!D895,NA())","v":"Air Liquide 66 kV"},{"$f":"IF($E896=DataInput!$B895,DataInput!E895,NA())","v":"Direct Connect"},{"$f":"IF($E896=DataInput!$B895,DataInput!F895,NA())","v":"Summer"},{"$f":"IF($E896=DataInput!$B895,DataInput!G895,NA())","v":"Non-Coincident"},{"$f":"IF($E896=DataInput!$B895,DataInput!H895,NA())","v":2022},{"$f":"IF($E896=DataInput!$B895,DataInput!I895,NA())","v":"POE10"},{"$f":"IF($E896=DataInput!$B895,DataInput!J895,NA())","v":"NA"},{"$f":"IF($E896=DataInput!$B895,DataInput!K895,NA())","v":"NA"},null,null,"VIC Air Liquide 66 kV",null,null,null,null,false,null,null,{"$error":"#N/A"},{"$error":"#N/A"},{"$error":"#N/A"},{"$error":"#N/A"},{"$error":"#N/A"},{"$error":"#N/A"},{"$error":"#N/A"},{"$error":"#N/A"},{"$error":"#N/A"},{"$error":"#N/A"}]
[null,{"$f":"IF(DataInput!B896=$B$8,IF($B$9=$B$10,TRUE,IF(DataInput!E896=$B$9,TRUE,FALSE)))","v":true},null,null,{"$f":"IF(B897=TRUE,DataInput!B896,NA())","v":"VIC"},{"$f":"IF($E897=DataInput!$B896,DataInput!C896,NA())","v":"ATSWAL"},{"$f":"IF($E897=DataInput!$B896,DataInput!D896,NA())","v":"Air Liquide 66 kV"},{"$f":"IF($E897=DataInput!$B896,DataInput!E896,NA())","v":"Direct Connect"},{"$f":"IF($E897=DataInput!$B896,DataInput!F896,NA())","v":"Summer"},{"$f":"IF($E897=DataInput!$B896,DataInput!G896,NA())","v":"Non-Coincident"},{"$f":"IF($E897=DataInput!$B896,DataInput!H896,NA())","v":2022},{"$f":"IF($E897=DataInput!$B896,DataInput!I896,NA())","v":"POE50"},{"$f":"IF($E897=DataInput!$B896,DataInput!J896,NA())","v":"NA"},{"$f":"IF($E897=DataInput!$B896,DataInput!K896,NA())","v":"NA"},null,null,"VIC Air Liquide 66 kV",null,null,null,null,false,null,null,{"$error":"#N/A"},{"$error":"#N/A"},{"$error":"#N/A"},{"$error":"#N/A"},{"$error":"#N/A"},{"$error":"#N/A"},{"$error":"#N/A"},{"$error":"#N/A"},{"$error":"#N/A"},{"$error":"#N/A"}]
[null,{"$f":"IF(DataInput!B897=$B$8,IF($B$9=$B$10,TRUE,IF(DataInput!E897=$B$9,TRUE,FALSE)))","v":true},null,null,{"$f":"IF(B898=TRUE,DataInput!B897,NA())","v":"VIC"},{"$f":"IF($E898=DataInput!$B897,DataInput!C897,NA())","v":"ATSWAL"},{"$f":"IF($E898=DataInput!$B897,DataInput!D897,NA())","v":"Air Liquide 66 kV"},{"$f":"IF($E898=DataInput!$B897,DataInput!E897,NA())","v":"Direct Connect"},{"$f":"IF($E898=DataInput!$B897,DataInput!F897,NA())","v":"Summer"},{"$f":"IF($E898=DataInput!$B897,DataInput!G897,NA())","v":"Coincident"},{"$f":"IF($E898=DataInput!$B897,DataInput!H897,NA())","v":2022},{"$f":"IF($E898=DataInput!$B897,DataInput!I897,NA())","v":"POE10"},{"$f":"IF($E898=DataInput!$B897,DataInput!J897,NA())","v":"NA"},{"$f":"IF($E898=DataInput!$B897,DataInput!K897,NA())","v":"NA"},null,null,"VIC Air Liquide 66 kV",null,null,null,null,false,null,null,{"$error":"#N/A"},{"$error":"#N/A"},{"$error":"#N/A"},{"$error":"#N/A"},{"$error":"#N/A"},{"$error":"#N/A"},{"$error":"#N/A"},{"$error":"#N/A"},{"$error":"#N/A"},{"$error":"#N/A"}]
[null,{"$f":"IF(DataInput!B898=$B$8,IF($B$9=$B$10,TRUE,IF(DataInput!E898=$B$9,TRUE,FALSE)))","v":true},null,null,{"$f":"IF(B899=TRUE,DataInput!B898,NA())","v":"VIC"},{"$f":"IF($E899=DataInput!$B898,DataInput!C898,NA())","v":"ATSWAL"},{"$f":"IF($E899=DataInput!$B898,DataInput!D898,NA())","v":"Air Liquide 66 kV"},{"$f":"IF($E899=DataInput!$B898,DataInput!E898,NA())","v":"Direct Connect"},{"$f":"IF($E899=DataInput!$B898,DataInput!F898,NA())","v":"Summer"},{"$f":"IF($E899=DataInput!$B898,DataInput!G898,NA())","v":"Coincident"},{"$f":"IF($E899=DataInput!$B898,DataInput!H898,NA())","v":2022},{"$f":"IF($E899=DataInput!$B898,DataInput!I898,NA())","v":"POE50"},{"$f":"IF($E899=DataInput!$B898,DataInput!J898,NA())","v":"NA"},{"$f":"IF($E899=DataInput!$B898,DataInput!K898,NA())","v":"NA"},null,null,"VIC Air Liquide 66 kV",null,null,null,null,false,null,null,{"$error":"#N/A"},{"$error":"#N/A"},{"$error":"#N/A"},{"$error":"#N/A"},{"$error":"#N/A"},{"$error":"#N/A"},{"$error":"#N/A"},{"$error":"#N/A"},{"$error":"#N/A"},{"$error":"#N/A"}]
[null,{"$f":"IF(DataInput!B899=$B$8,IF($B$9=$B$10,TRUE,IF(DataInput!E899=$B$9,TRUE,FALSE)))","v":true},null,null,{"$f":"IF(B900=TRUE,DataInput!B899,NA())","v":"VIC"},{"$f":"IF($E900=DataInput!$B899,DataInput!C899,NA())","v":"ATSWAL"},{"$f":"IF($E900=DataInput!$B899,DataInput!D899,NA())","v":"Air Liquide 66 kV"},{"$f":"IF($E900=DataInput!$B899,DataInput!E899,NA())","v":"Direct Connect"},{"$f":"IF($E900=DataInput!$B899,DataInput!F899,NA())","v":"Summer"},{"$f":"IF($E900=DataInput!$B899,DataInput!G899,NA())","v":"Non-Coincident"},{"$f":"IF($E900=DataInput!$B899,DataInput!H899,NA())","v":2023},{"$f":"IF($E900=DataInput!$B899,DataInput!I899,NA())","v":"POE10"},{"$f":"IF($E900=DataInput!$B899,DataInput!J899,NA())","v":"NA"},{"$f":"IF($E900=DataInput!$B899,DataInput!K899,NA())","v":"NA"},null,null,"VIC Air Liquide 66 kV",null,null,null,null,false,null,null,{"$error":"#N/A"},{"$error":"#N/A"},{"$error":"#N/A"},{"$error":"#N/A"},{"$error":"#N/A"},{"$error":"#N/A"},{"$error":"#N/A"},{"$error":"#N/A"},{"$error":"#N/A"},{"$error":"#N/A"}]
[null,{"$f":"IF(DataInput!B900=$B$8,IF($B$9=$B$10,TRUE,IF(DataInput!E900=$B$9,TRUE,FALSE)))","v":true},null,null,{"$f":"IF(B901=TRUE,DataInput!B900,NA())","v":"VIC"},{"$f":"IF($E901=DataInput!$B900,DataInput!C900,NA())","v":"ATSWAL"},{"$f":"IF($E901=DataInput!$B900,DataInput!D900,NA())","v":"Air Liquide 66 kV"},{"$f":"IF($E901=DataInput!$B900,DataInput!E900,NA())","v":"Direct Connect"},{"$f":"IF($E901=DataInput!$B900,DataInput!F900,NA())","v":"Summer"},{"$f":"IF($E901=DataInput!$B900,DataInput!G900,NA())","v":"Non-Coincident"},{"$f":"IF($E901=DataInput!$B900,DataInput!H900,NA())","v":2023},{"$f":"IF($E901=DataInput!$B900,DataInput!I900,NA())","v":"POE50"},{"$f":"IF($E901=DataInput!$B900,DataInput!J900,NA())","v":"NA"},{"$f":"IF($E901=DataInput!$B900,DataInput!K900,NA())","v":"NA"},null,null,"VIC Air Liquide 66 kV",null,null,null,null,false,null,null,{"$error":"#N/A"},{"$error":"#N/A"},{"$error":"#N/A"},{"$error":"#N/A"},{"$error":"#N/A"},{"$error":"#N/A"},{"$error":"#N/A"},{"$error":"#N/A"},{"$error":"#N/A"},{"$error":"#N/A"}]
[null,{"$f":"IF(DataInput!B901=$B$8,IF($B$9=$B$10,TRUE,IF(DataInput!E901=$B$9,TRUE,FALSE)))","v":true},null,null,{"$f":"IF(B902=TRUE,DataInput!B901,NA())","v":"VIC"},{"$f":"IF($E902=DataInput!$B901,DataInput!C901,NA())","v":"ATSWAL"},{"$f":"IF($E902=DataInput!$B901,DataInput!D901,NA())","v":"Air Liquide 66 kV"},{"$f":"IF($E902=DataInput!$B901,DataInput!E901,NA())","v":"Direct Connect"},{"$f":"IF($E902=DataInput!$B901,DataInput!F901,NA())","v":"Summer"},{"$f":"IF($E902=DataInput!$B901,DataInput!G901,NA())","v":"Coincident"},{"$f":"IF($E902=DataInput!$B901,DataInput!H901,NA())","v":2023},{"$f":"IF($E902=DataInput!$B901,DataInput!I901,NA())","v":"POE10"},{"$f":"IF($E902=DataInput!$B901,DataInput!J901,NA())","v":"NA"},{"$f":"IF($E902=DataInput!$B901,DataInput!K901,NA())","v":"NA"},null,null,"VIC Air Liquide 66 kV",null,null,null,null,false,null,null,{"$error":"#N/A"},{"$error":"#N/A"},{"$error":"#N/A"},{"$error":"#N/A"},{"$error":"#N/A"},{"$error":"#N/A"},{"$error":"#N/A"},{"$error":"#N/A"},{"$error":"#N/A"},{"$error":"#N/A"}]
[null,{"$f":"IF(DataInput!B902=$B$8,IF($B$9=$B$10,TRUE,IF(DataInput!E902=$B$9,TRUE,FALSE)))","v":true},null,null,{"$f":"IF(B903=TRUE,DataInput!B902,NA())","v":"VIC"},{"$f":"IF($E903=DataInput!$B902,DataInput!C902,NA())","v":"ATSWAL"},{"$f":"IF($E903=DataInput!$B902,DataInput!D902,NA())","v":"Air Liquide 66 kV"},{"$f":"IF($E903=DataInput!$B902,DataInput!E902,NA())","v":"Direct Connect"},{"$f":"IF($E903=DataInput!$B902,DataInput!F902,NA())","v":"Summer"},{"$f":"IF($E903=DataInput!$B902,DataInput!G902,NA())","v":"Coincident"},{"$f":"IF($E903=DataInput!$B902,DataInput!H902,NA())","v":2023},{"$f":"IF($E903=DataInput!$B902,DataInput!I902,NA())","v":"POE50"},{"$f":"IF($E903=DataInput!$B902,DataInput!J902,NA())","v":"NA"},{"$f":"IF($E903=DataInput!$B902,DataInput!K902,NA())","v":"NA"},null,null,"VIC Air Liquide 66 kV",null,null,null,null,false,null,null,{"$error":"#N/A"},{"$error":"#N/A"},{"$error":"#N/A"},{"$error":"#N/A"},{"$error":"#N/A"},{"$error":"#N/A"},{"$error":"#N/A"},{"$error":"#N/A"},{"$error":"#N/A"},{"$error":"#N/A"}]
[null,{"$f":"IF(DataInput!B903=$B$8,IF($B$9=$B$10,TRUE,IF(DataInput!E903=$B$9,TRUE,FALSE)))","v":true},null,null,{"$f":"IF(B904=TRUE,DataInput!B903,NA())","v":"VIC"},{"$f":"IF($E904=DataInput!$B903,DataInput!C903,NA())","v":"ATSWAL"},{"$f":"IF($E904=DataInput!$B903,DataInput!D903,NA())","v":"Air Liquide 66 kV"},{"$f":"IF($E904=DataInput!$B903,DataInput!E903,NA())","v":"Direct Connect"},{"$f":"IF($E904=DataInput!$B903,DataInput!F903,NA())","v":"Summer"},{"$f":"IF($E904=DataInput!$B903,DataInput!G903,NA())","v":"Non-Coincident"},{"$f":"IF($E904=DataInput!$B903,DataInput!H903,NA())","v":2024},{"$f":"IF($E904=DataInput!$B903,DataInput!I903,NA())","v":"POE10"},{"$f":"IF($E904=DataInput!$B903,DataInput!J903,NA())","v":"NA"},{"$f":"IF($E904=DataInput!$B903,DataInput!K903,NA())","v":"NA"},null,null,"VIC Air Liquide 66 kV",null,null,null,null,false,null,null,{"$error":"#N/A"},{"$error":"#N/A"},{"$error":"#N/A"},{"$error":"#N/A"},{"$error":"#N/A"},{"$error":"#N/A"},{"$error":"#N/A"},{"$error":"#N/A"},{"$error":"#N/A"},{"$error":"#N/A"}]
[null,{"$f":"IF(DataInput!B904=$B$8,IF($B$9=$B$10,TRUE,IF(DataInput!E904=$B$9,TRUE,FALSE)))","v":true},null,null,{"$f":"IF(B905=TRUE,DataInput!B904,NA())","v":"VIC"},{"$f":"IF($E905=DataInput!$B904,DataInput!C904,NA())","v":"ATSWAL"},{"$f":"IF($E905=DataInput!$B904,DataInput!D904,NA())","v":"Air Liquide 66 kV"},{"$f":"IF($E905=DataInput!$B904,DataInput!E904,NA())","v":"Direct Connect"},{"$f":"IF($E905=DataInput!$B904,DataInput!F904,NA())","v":"Summer"},{"$f":"IF($E905=DataInput!$B904,DataInput!G904,NA())","v":"Non-Coincident"},{"$f":"IF($E905=DataInput!$B904,DataInput!H904,NA())","v":2024},{"$f":"IF($E905=DataInput!$B904,DataInput!I904,NA())","v":"POE50"},{"$f":"IF($E905=DataInput!$B904,DataInput!J904,NA())","v":"NA"},{"$f":"IF($E905=DataInput!$B904,DataInput!K904,NA())","v":"NA"},null,null,"VIC Air Liquide 66 kV",null,null,null,null,false,null,null,{"$error":"#N/A"},{"$error":"#N/A"},{"$error":"#N/A"},{"$error":"#N/A"},{"$error":"#N/A"},{"$error":"#N/A"},{"$error":"#N/A"},{"$error":"#N/A"},{"$error":"#N/A"},{"$error":"#N/A"}]
[null,{"$f":"IF(DataInput!B905=$B$8,IF($B$9=$B$10,TRUE,IF(DataInput!E905=$B$9,TRUE,FALSE)))","v":true},null,null,{"$f":"IF(B906=TRUE,DataInput!B905,NA())","v":"VIC"},{"$f":"IF($E906=DataInput!$B905,DataInput!C905,NA())","v":"ATSWAL"},{"$f":"IF($E906=DataInput!$B905,DataInput!D905,NA())","v":"Air Liquide 66 kV"},{"$f":"IF($E906=DataInput!$B905,DataInput!E905,NA())","v":"Direct Connect"},{"$f":"IF($E906=DataInput!$B905,DataInput!F905,NA())","v":"Summer"},{"$f":"IF($E906=DataInput!$B905,DataInput!G905,NA())","v":"Coincident"},{"$f":"IF($E906=DataInput!$B905,DataInput!H905,NA())","v":2024},{"$f":"IF($E906=DataInput!$B905,DataInput!I905,NA())","v":"POE10"},{"$f":"IF($E906=DataInput!$B905,DataInput!J905,NA())","v":"NA"},{"$f":"IF($E906=DataInput!$B905,DataInput!K905,NA())","v":"NA"},null,null,"VIC Air Liquide 66 kV",null,null,null,null,false,null,null,{"$error":"#N/A"},{"$error":"#N/A"},{"$error":"#N/A"},{"$error":"#N/A"},{"$error":"#N/A"},{"$error":"#N/A"},{"$error":"#N/A"},{"$error":"#N/A"},{"$error":"#N/A"},{"$error":"#N/A"}]
[null,{"$f":"IF(DataInput!B906=$B$8,IF($B$9=$B$10,TRUE,IF(DataInput!E906=$B$9,TRUE,FALSE)))","v":true},null,null,{"$f":"IF(B907=TRUE,DataInput!B906,NA())","v":"VIC"},{"$f":"IF($E907=DataInput!$B906,DataInput!C906,NA())","v":"ATSWAL"},{"$f":"IF($E907=DataInput!$B906,DataInput!D906,NA())","v":"Air Liquide 66 kV"},{"$f":"IF($E907=DataInput!$B906,DataInput!E906,NA())","v":"Direct Connect"},{"$f":"IF($E907=DataInput!$B906,DataInput!F906,NA())","v":"Summer"},{"$f":"IF($E907=DataInput!$B906,DataInput!G906,NA())","v":"Coincident"},{"$f":"IF($E907=DataInput!$B906,DataInput!H906,NA())","v":2024},{"$f":"IF($E907=DataInput!$B906,DataInput!I906,NA())","v":"POE50"},{"$f":"IF($E907=DataInput!$B906,DataInput!J906,NA())","v":"NA"},{"$f":"IF($E907=DataInput!$B906,DataInput!K906,NA())","v":"NA"},null,null,"VIC Air Liquide 66 kV",null,null,null,null,false,null,null,{"$error":"#N/A"},{"$error":"#N/A"},{"$error":"#N/A"},{"$error":"#N/A"},{"$error":"#N/A"},{"$error":"#N/A"},{"$error":"#N/A"},{"$error":"#N/A"},{"$error":"#N/A"},{"$error":"#N/A"}]
[null,{"$f":"IF(DataInput!B907=$B$8,IF($B$9=$B$10,TRUE,IF(DataInput!E907=$B$9,TRUE,FALSE)))","v":true},null,null,{"$f":"IF(B908=TRUE,DataInput!B907,NA())","v":"VIC"},{"$f":"IF($E908=DataInput!$B907,DataInput!C907,NA())","v":"ATSWAL"},{"$f":"IF($E908=DataInput!$B907,DataInput!D907,NA())","v":"Air Liquide 66 kV"},{"$f":"IF($E908=DataInput!$B907,DataInput!E907,NA())","v":"Direct Connect"},{"$f":"IF($E908=DataInput!$B907,DataInput!F907,NA())","v":"Summer"},{"$f":"IF($E908=DataInput!$B907,DataInput!G907,NA())","v":"Non-Coincident"},{"$f":"IF($E908=DataInput!$B907,DataInput!H907,NA())","v":2025},{"$f":"IF($E908=DataInput!$B907,DataInput!I907,NA())","v":"POE10"},{"$f":"IF($E908=DataInput!$B907,DataInput!J907,NA())","v":"NA"},{"$f":"IF($E908=DataInput!$B907,DataInput!K907,NA())","v":"NA"},null,null,{"$f":"IF(OR(ISERROR(E908),ISERROR(G908)),\"  \",E908&\" \"&G908)","v":"VIC Air Liquide 66 kV"},null,null,null,null,{"$f":"IF(ISERROR(G908),FALSE,IF($V$9=G908,TRUE,FALSE))","v":false},null,null,{"$f":"IF($V908=TRUE,E908,NA())","v":{"$error":"#N/A"}},{"$error":"#N/A"},{"$error":"#N/A"},{"$error":"#N/A"},{"$error":"#N/A"},{"$error":"#N/A"},{"$error":"#N/A"},{"$error":"#N/A"},{"$error":"#N/A"},{"$error":"#N/A"}]
[null,{"$f":"IF(DataInput!B908=$B$8,IF($B$9=$B$10,TRUE,IF(DataInput!E908=$B$9,TRUE,FALSE)))","v":true},null,null,{"$f":"IF(B909=TRUE,DataInput!B908,NA())","v":"VIC"},{"$f":"IF($E909=DataInput!$B908,DataInput!C908,NA())","v":"ATSWAL"},{"$f":"IF($E909=DataInput!$B908,DataInput!D908,NA())","v":"Air Liquide 66 kV"},{"$f":"IF($E909=DataInput!$B908,DataInput!E908,NA())","v":"Direct Connect"},{"$f":"IF($E909=DataInput!$B908,DataInput!F908,NA())","v":"Summer"},{"$f":"IF($E909=DataInput!$B908,DataInput!G908,NA())","v":"Non-Coincident"},{"$f":"IF($E909=DataInput!$B908,DataInput!H908,NA())","v":2025},{"$f":"IF($E909=DataInput!$B908,DataInput!I908,NA())","v":"POE50"},{"$f":"IF($E909=DataInput!$B908,DataInput!J908,NA())","v":"NA"},{"$f":"IF($E909=DataInput!$B908,DataInput!K908,NA())","v":"NA"},null,null,"VIC Air Liquide 66 kV",null,null,null,null,false,null,null,{"$error":"#N/A"},{"$error":"#N/A"},{"$error":"#N/A"},{"$error":"#N/A"},{"$error":"#N/A"},{"$error":"#N/A"},{"$error":"#N/A"},{"$error":"#N/A"},{"$error":"#N/A"},{"$error":"#N/A"}]
[null,{"$f":"IF(DataInput!B909=$B$8,IF($B$9=$B$10,TRUE,IF(DataInput!E909=$B$9,TRUE,FALSE)))","v":true},null,null,{"$f":"IF(B910=TRUE,DataInput!B909,NA())","v":"VIC"},{"$f":"IF($E910=DataInput!$B909,DataInput!C909,NA())","v":"ATSWAL"},{"$f":"IF($E910=DataInput!$B909,DataInput!D909,NA())","v":"Air Liquide 66 kV"},{"$f":"IF($E910=DataInput!$B909,DataInput!E909,NA())","v":"Direct Connect"},{"$f":"IF($E910=DataInput!$B909,DataInput!F909,NA())","v":"Summer"},{"$f":"IF($E910=DataInput!$B909,DataInput!G909,NA())","v":"Coincident"},{"$f":"IF($E910=DataInput!$B909,DataInput!H909,NA())","v":2025},{"$f":"IF($E910=DataInput!$B909,DataInput!I909,NA())","v":"POE10"},{"$f":"IF($E910=DataInput!$B909,DataInput!J909,NA())","v":"NA"},{"$f":"IF($E910=DataInput!$B909,DataInput!K909,NA())","v":"NA"},null,null,"VIC Air Liquide 66 kV",null,null,null,null,false,null,null,{"$error":"#N/A"},{"$error":"#N/A"},{"$error":"#N/A"},{"$error":"#N/A"},{"$error":"#N/A"},{"$error":"#N/A"},{"$error":"#N/A"},{"$error":"#N/A"},{"$error":"#N/A"},{"$error":"#N/A"}]
[null,{"$f":"IF(DataInput!B910=$B$8,IF($B$9=$B$10,TRUE,IF(DataInput!E910=$B$9,TRUE,FALSE)))","v":true},null,null,{"$f":"IF(B911=TRUE,DataInput!B910,NA())","v":"VIC"},{"$f":"IF($E911=DataInput!$B910,DataInput!C910,NA())","v":"ATSWAL"},{"$f":"IF($E911=DataInput!$B910,DataInput!D910,NA())","v":"Air Liquide 66 kV"},{"$f":"IF($E911=DataInput!$B910,DataInput!E910,NA())","v":"Direct Connect"},{"$f":"IF($E911=DataInput!$B910,DataInput!F910,NA())","v":"Summer"},{"$f":"IF($E911=DataInput!$B910,DataInput!G910,NA())","v":"Coincident"},{"$f":"IF($E911=DataInput!$B910,DataInput!H910,NA())","v":2025},{"$f":"IF($E911=DataInput!$B910,DataInput!I910,NA())","v":"POE50"},{"$f":"IF($E911=DataInput!$B910,DataInput!J910,NA())","v":"NA"},{"$f":"IF($E911=DataInput!$B910,DataInput!K910,NA())","v":"NA"},null,null,"VIC Air Liquide 66 kV",null,null,null,null,false,null,null,{"$error":"#N/A"},{"$error":"#N/A"},{"$error":"#N/A"},{"$error":"#N/A"},{"$error":"#N/A"},{"$error":"#N/A"},{"$error":"#N/A"},{"$error":"#N/A"},{"$error":"#N/A"},{"$error":"#N/A"}]
[null,{"$f":"IF(DataInput!B911=$B$8,IF($B$9=$B$10,TRUE,IF(DataInput!E911=$B$9,TRUE,FALSE)))","v":true},null,null,{"$f":"IF(B912=TRUE,DataInput!B911,NA())","v":"VIC"},{"$f":"IF($E912=DataInput!$B911,DataInput!C911,NA())","v":"ATSWAL"},{"$f":"IF($E912=DataInput!$B911,DataInput!D911,NA())","v":"Air Liquide 66 kV"},{"$f":"IF($E912=DataInput!$B911,DataInput!E911,NA())","v":"Direct Connect"},{"$f":"IF($E912=DataInput!$B911,DataInput!F911,NA())","v":"Winter"},{"$f":"IF($E912=DataInput!$B911,DataInput!G911,NA())","v":"Coincident"},{"$f":"IF($E912=DataInput!$B911,DataInput!H911,NA())","v":2005},{"$f":"IF($E912=DataInput!$B911,DataInput!I911,NA())","v":"TempCorrActualPOE10"},{"$f":"IF($E912=DataInput!$B911,DataInput!J911,NA())","v":"NA"},{"$f":"IF($E912=DataInput!$B911,DataInput!K911,NA())","v":"NA"},null,null,"VIC Air Liquide 66 kV",null,null,null,null,false,null,null,{"$error":"#N/A"},{"$error":"#N/A"},{"$error":"#N/A"},{"$error":"#N/A"},{"$error":"#N/A"},{"$error":"#N/A"},{"$error":"#N/A"},{"$error":"#N/A"},{"$error":"#N/A"},{"$error":"#N/A"}]
[null,{"$f":"IF(DataInput!B912=$B$8,IF($B$9=$B$10,TRUE,IF(DataInput!E912=$B$9,TRUE,FALSE)))","v":true},null,null,{"$f":"IF(B913=TRUE,DataInput!B912,NA())","v":"VIC"},{"$f":"IF($E913=DataInput!$B912,DataInput!C912,NA())","v":"ATSWAL"},{"$f":"IF($E913=DataInput!$B912,DataInput!D912,NA())","v":"Air Liquide 66 kV"},{"$f":"IF($E913=DataInput!$B912,DataInput!E912,NA())","v":"Direct Connect"},{"$f":"IF($E913=DataInput!$B912,DataInput!F912,NA())","v":"Winter"},{"$f":"IF($E913=DataInput!$B912,DataInput!G912,NA())","v":"Coincident"},{"$f":"IF($E913=DataInput!$B912,DataInput!H912,NA())","v":2005},{"$f":"IF($E913=DataInput!$B912,DataInput!I912,NA())","v":"TempCorrActualPOE50"},{"$f":"IF($E913=DataInput!$B912,DataInput!J912,NA())","v":"NA"},{"$f":"IF($E913=DataInput!$B912,DataInput!K912,NA())","v":"NA"},null,null,"VIC Air Liquide 66 kV",null,null,null,null,false,null,null,{"$error":"#N/A"},{"$error":"#N/A"},{"$error":"#N/A"},{"$error":"#N/A"},{"$error":"#N/A"},{"$error":"#N/A"},{"$error":"#N/A"},{"$error":"#N/A"},{"$error":"#N/A"},{"$error":"#N/A"}]
[null,{"$f":"IF(DataInput!B913=$B$8,IF($B$9=$B$10,TRUE,IF(DataInput!E913=$B$9,TRUE,FALSE)))","v":true},null,null,{"$f":"IF(B914=TRUE,DataInput!B913,NA())","v":"VIC"},{"$f":"IF($E914=DataInput!$B913,DataInput!C913,NA())","v":"ATSWAL"},{"$f":"IF($E914=DataInput!$B913,DataInput!D913,NA())","v":"Air Liquide 66 kV"},{"$f":"IF($E914=DataInput!$B913,DataInput!E913,NA())","v":"Direct Connect"},{"$f":"IF($E914=DataInput!$B913,DataInput!F913,NA())","v":"Winter"},{"$f":"IF($E914=DataInput!$B913,DataInput!G913,NA())","v":"Non-Coincident"},{"$f":"IF($E914=DataInput!$B913,DataInput!H913,NA())","v":2005},{"$f":"IF($E914=DataInput!$B913,DataInput!I913,NA())","v":"TempCorrActualPOE10"},{"$f":"IF($E914=DataInput!$B913,DataInput!J913,NA())","v":"NA"},{"$f":"IF($E914=DataInput!$B913,DataInput!K913,NA())","v":"NA"},null,null,"VIC Air Liquide 66 kV",null,null,null,null,false,null,null,{"$error":"#N/A"},{"$error":"#N/A"},{"$error":"#N/A"},{"$error":"#N/A"},{"$error":"#N/A"},{"$error":"#N/A"},{"$error":"#N/A"},{"$error":"#N/A"},{"$error":"#N/A"},{"$error":"#N/A"}]
[null,{"$f":"IF(DataInput!B914=$B$8,IF($B$9=$B$10,TRUE,IF(DataInput!E914=$B$9,TRUE,FALSE)))","v":true},null,null,{"$f":"IF(B915=TRUE,DataInput!B914,NA())","v":"VIC"},{"$f":"IF($E915=DataInput!$B914,DataInput!C914,NA())","v":"ATSWAL"},{"$f":"IF($E915=DataInput!$B914,DataInput!D914,NA())","v":"Air Liquide 66 kV"},{"$f":"IF($E915=DataInput!$B914,DataInput!E914,NA())","v":"Direct Connect"},{"$f":"IF($E915=DataInput!$B914,DataInput!F914,NA())","v":"Winter"},{"$f":"IF($E915=DataInput!$B914,DataInput!G914,NA())","v":"Non-Coincident"},{"$f":"IF($E915=DataInput!$B914,DataInput!H914,NA())","v":2005},{"$f":"IF($E915=DataInput!$B914,DataInput!I914,NA())","v":"TempCorrActualPOE50"},{"$f":"IF($E915=DataInput!$B914,DataInput!J914,NA())","v":"NA"},{"$f":"IF($E915=DataInput!$B914,DataInput!K914,NA())","v":"NA"},null,null,"VIC Air Liquide 66 kV",null,null,null,null,false,null,null,{"$error":"#N/A"},{"$error":"#N/A"},{"$error":"#N/A"},{"$error":"#N/A"},{"$error":"#N/A"},{"$error":"#N/A"},{"$error":"#N/A"},{"$error":"#N/A"},{"$error":"#N/A"},{"$error":"#N/A"}]
[null,{"$f":"IF(DataInput!B915=$B$8,IF($B$9=$B$10,TRUE,IF(DataInput!E915=$B$9,TRUE,FALSE)))","v":true},null,null,{"$f":"IF(B916=TRUE,DataInput!B915,NA())","v":"VIC"},{"$f":"IF($E916=DataInput!$B915,DataInput!C915,NA())","v":"ATSWAL"},{"$f":"IF($E916=DataInput!$B915,DataInput!D915,NA())","v":"Air Liquide 66 kV"},{"$f":"IF($E916=DataInput!$B915,DataInput!E915,NA())","v":"Direct Connect"},{"$f":"IF($E916=DataInput!$B915,DataInput!F915,NA())","v":"Winter"},{"$f":"IF($E916=DataInput!$B915,DataInput!G915,NA())","v":"Coincident"},{"$f":"IF($E916=DataInput!$B915,DataInput!H915,NA())","v":2005},{"$f":"IF($E916=DataInput!$B915,DataInput!I915,NA())","v":"Actual"},{"$f":"IF($E916=DataInput!$B915,DataInput!J915,NA())","v":"NA"},{"$f":"IF($E916=DataInput!$B915,DataInput!K915,NA())","v":"NA"},null,null,"VIC Air Liquide 66 kV",null,null,null,null,false,null,null,{"$error":"#N/A"},{"$error":"#N/A"},{"$error":"#N/A"},{"$error":"#N/A"},{"$error":"#N/A"},{"$error":"#N/A"},{"$error":"#N/A"},{"$error":"#N/A"},{"$error":"#N/A"},{"$error":"#N/A"}]
[null,{"$f":"IF(DataInput!B916=$B$8,IF($B$9=$B$10,TRUE,IF(DataInput!E916=$B$9,TRUE,FALSE)))","v":true},null,null,{"$f":"IF(B917=TRUE,DataInput!B916,NA())","v":"VIC"},{"$f":"IF($E917=DataInput!$B916,DataInput!C916,NA())","v":"ATSWAL"},{"$f":"IF($E917=DataInput!$B916,DataInput!D916,NA())","v":"Air Liquide 66 kV"},{"$f":"IF($E917=DataInput!$B916,DataInput!E916,NA())","v":"Direct Connect"},{"$f":"IF($E917=DataInput!$B916,DataInput!F916,NA())","v":"Winter"},{"$f":"IF($E917=DataInput!$B916,DataInput!G916,NA())","v":"Non-Coincident"},{"$f":"IF($E917=DataInput!$B916,DataInput!H916,NA())","v":2005},{"$f":"IF($E917=DataInput!$B916,DataInput!I916,NA())","v":"Actual"},{"$f":"IF($E917=DataInput!$B916,DataInput!J916,NA())","v":"NA"},{"$f":"IF($E917=DataInput!$B916,DataInput!K916,NA())","v":"NA"},null,null,"VIC Air Liquide 66 kV",null,null,null,null,false,null,null,{"$error":"#N/A"},{"$error":"#N/A"},{"$error":"#N/A"},{"$error":"#N/A"},{"$error":"#N/A"},{"$error":"#N/A"},{"$error":"#N/A"},{"$error":"#N/A"},{"$error":"#N/A"},{"$error":"#N/A"}]
[null,{"$f":"IF(DataInput!B917=$B$8,IF($B$9=$B$10,TRUE,IF(DataInput!E917=$B$9,TRUE,FALSE)))","v":true},null,null,{"$f":"IF(B918=TRUE,DataInput!B917,NA())","v":"VIC"},{"$f":"IF($E918=DataInput!$B917,DataInput!C917,NA())","v":"ATSWAL"},{"$f":"IF($E918=DataInput!$B917,DataInput!D917,NA())","v":"Air Liquide 66 kV"},{"$f":"IF($E918=DataInput!$B917,DataInput!E917,NA())","v":"Direct Connect"},{"$f":"IF($E918=DataInput!$B917,DataInput!F917,NA())","v":"Winter"},{"$f":"IF($E918=DataInput!$B917,DataInput!G917,NA())","v":"Coincident"},{"$f":"IF($E918=DataInput!$B917,DataInput!H917,NA())","v":2006},{"$f":"IF($E918=DataInput!$B917,DataInput!I917,NA())","v":"TempCorrActualPOE10"},{"$f":"IF($E918=DataInput!$B917,DataInput!J917,NA())","v":"NA"},{"$f":"IF($E918=DataInput!$B917,DataInput!K917,NA())","v":"NA"},null,null,"VIC Air Liquide 66 kV",null,null,null,null,false,null,null,{"$error":"#N/A"},{"$error":"#N/A"},{"$error":"#N/A"},{"$error":"#N/A"},{"$error":"#N/A"},{"$error":"#N/A"},{"$error":"#N/A"},{"$error":"#N/A"},{"$error":"#N/A"},{"$error":"#N/A"}]
[null,{"$f":"IF(DataInput!B918=$B$8,IF($B$9=$B$10,TRUE,IF(DataInput!E918=$B$9,TRUE,FALSE)))","v":true},null,null,{"$f":"IF(B919=TRUE,DataInput!B918,NA())","v":"VIC"},{"$f":"IF($E919=DataInput!$B918,DataInput!C918,NA())","v":"ATSWAL"},{"$f":"IF($E919=DataInput!$B918,DataInput!D918,NA())","v":"Air Liquide 66 kV"},{"$f":"IF($E919=DataInput!$B918,DataInput!E918,NA())","v":"Direct Connect"},{"$f":"IF($E919=DataInput!$B918,DataInput!F918,NA())","v":"Winter"},{"$f":"IF($E919=DataInput!$B918,DataInput!G918,NA())","v":"Coincident"},{"$f":"IF($E919=DataInput!$B918,DataInput!H918,NA())","v":2006},{"$f":"IF($E919=DataInput!$B918,DataInput!I918,NA())","v":"TempCorrActualPOE50"},{"$f":"IF($E919=DataInput!$B918,DataInput!J918,NA())","v":"NA"},{"$f":"IF($E919=DataInput!$B918,DataInput!K918,NA())","v":"NA"},null,null,"VIC Air Liquide 66 kV",null,null,null,null,false,null,null,{"$error":"#N/A"},{"$error":"#N/A"},{"$error":"#N/A"},{"$error":"#N/A"},{"$error":"#N/A"},{"$error":"#N/A"},{"$error":"#N/A"},{"$error":"#N/A"},{"$error":"#N/A"},{"$error":"#N/A"}]
[null,{"$f":"IF(DataInput!B919=$B$8,IF($B$9=$B$10,TRUE,IF(DataInput!E919=$B$9,TRUE,FALSE)))","v":true},null,null,{"$f":"IF(B920=TRUE,DataInput!B919,NA())","v":"VIC"},{"$f":"IF($E920=DataInput!$B919,DataInput!C919,NA())","v":"ATSWAL"},{"$f":"IF($E920=DataInput!$B919,DataInput!D919,NA())","v":"Air Liquide 66 kV"},{"$f":"IF($E920=DataInput!$B919,DataInput!E919,NA())","v":"Direct Connect"},{"$f":"IF($E920=DataInput!$B919,DataInput!F919,NA())","v":"Winter"},{"$f":"IF($E920=DataInput!$B919,DataInput!G919,NA())","v":"Non-Coincident"},{"$f":"IF($E920=DataInput!$B919,DataInput!H919,NA())","v":2006},{"$f":"IF($E920=DataInput!$B919,DataInput!I919,NA())","v":"TempCorrActualPOE10"},{"$f":"IF($E920=DataInput!$B919,DataInput!J919,NA())","v":"NA"},{"$f":"IF($E920=DataInput!$B919,DataInput!K919,NA())","v":"NA"},null,null,"VIC Air Liquide 66 kV",null,null,null,null,false,null,null,{"$error":"#N/A"},{"$error":"#N/A"},{"$error":"#N/A"},{"$error":"#N/A"},{"$error":"#N/A"},{"$error":"#N/A"},{"$error":"#N/A"},{"$error":"#N/A"},{"$error":"#N/A"},{"$error":"#N/A"}]
[null,{"$f":"IF(DataInput!B920=$B$8,IF($B$9=$B$10,TRUE,IF(DataInput!E920=$B$9,TRUE,FALSE)))","v":true},null,null,{"$f":"IF(B921=TRUE,DataInput!B920,NA())","v":"VIC"},{"$f":"IF($E921=DataInput!$B920,DataInput!C920,NA())","v":"ATSWAL"},{"$f":"IF($E921=DataInput!$B920,DataInput!D920,NA())","v":"Air Liquide 66 kV"},{"$f":"IF($E921=DataInput!$B920,DataInput!E920,NA())","v":"Direct Connect"},{"$f":"IF($E921=DataInput!$B920,DataInput!F920,NA())","v":"Winter"},{"$f":"IF($E921=DataInput!$B920,DataInput!G920,NA())","v":"Non-Coincident"},{"$f":"IF($E921=DataInput!$B920,DataInput!H920,NA())","v":2006},{"$f":"IF($E921=DataInput!$B920,DataInput!I920,NA())","v":"TempCorrActualPOE50"},{"$f":"IF($E921=DataInput!$B920,DataInput!J920,NA())","v":"NA"},{"$f":"IF($E921=DataInput!$B920,DataInput!K920,NA())","v":"NA"},null,null,"VIC Air Liquide 66 kV",null,null,null,null,false,null,null,{"$error":"#N/A"},{"$error":"#N/A"},{"$error":"#N/A"},{"$error":"#N/A"},{"$error":"#N/A"},{"$error":"#N/A"},{"$error":"#N/A"},{"$error":"#N/A"},{"$error":"#N/A"},{"$error":"#N/A"}]
[null,{"$f":"IF(DataInput!B921=$B$8,IF($B$9=$B$10,TRUE,IF(DataInput!E921=$B$9,TRUE,FALSE)))","v":true},null,null,{"$f":"IF(B922=TRUE,DataInput!B921,NA())","v":"VIC"},{"$f":"IF($E922=DataInput!$B921,DataInput!C921,NA())","v":"ATSWAL"},{"$f":"IF($E922=DataInput!$B921,DataInput!D921,NA())","v":"Air Liquide 66 kV"},{"$f":"IF($E922=DataInput!$B921,DataInput!E921,NA())","v":"Direct Connect"},{"$f":"IF($E922=DataInput!$B921,DataInput!F921,NA())","v":"Winter"},{"$f":"IF($E922=DataInput!$B921,DataInput!G921,NA())","v":"Coincident"},{"$f":"IF($E922=DataInput!$B921,DataInput!H921,NA())","v":2006},{"$f":"IF($E922=DataInput!$B921,DataInput!I921,NA())","v":"Actual"},{"$f":"IF($E922=DataInput!$B921,DataInput!J921,NA())","v":"NA"},{"$f":"IF($E922=DataInput!$B921,DataInput!K921,NA())","v":"NA"},null,null,"VIC Air Liquide 66 kV",null,null,null,null,false,null,null,{"$error":"#N/A"},{"$error":"#N/A"},{"$error":"#N/A"},{"$error":"#N/A"},{"$error":"#N/A"},{"$error":"#N/A"},{"$error":"#N/A"},{"$error":"#N/A"},{"$error":"#N/A"},{"$error":"#N/A"}]
[null,{"$f":"IF(DataInput!B922=$B$8,IF($B$9=$B$10,TRUE,IF(DataInput!E922=$B$9,TRUE,FALSE)))","v":true},null,null,{"$f":"IF(B923=TRUE,DataInput!B922,NA())","v":"VIC"},{"$f":"IF($E923=DataInput!$B922,DataInput!C922,NA())","v":"ATSWAL"},{"$f":"IF($E923=DataInput!$B922,DataInput!D922,NA())","v":"Air Liquide 66 kV"},{"$f":"IF($E923=DataInput!$B922,DataInput!E922,NA())","v":"Direct Connect"},{"$f":"IF($E923=DataInput!$B922,DataInput!F922,NA())","v":"Winter"},{"$f":"IF($E923=DataInput!$B922,DataInput!G922,NA())","v":"Non-Coincident"},{"$f":"IF($E923=DataInput!$B922,DataInput!H922,NA())","v":2006},{"$f":"IF($E923=DataInput!$B922,DataInput!I922,NA())","v":"Actual"},{"$f":"IF($E923=DataInput!$B922,DataInput!J922,NA())","v":"NA"},{"$f":"IF($E923=DataInput!$B922,DataInput!K922,NA())","v":"NA"},null,null,"VIC Air Liquide 66 kV",null,null,null,null,false,null,null,{"$error":"#N/A"},{"$error":"#N/A"},{"$error":"#N/A"},{"$error":"#N/A"},{"$error":"#N/A"},{"$error":"#N/A"},{"$error":"#N/A"},{"$error":"#N/A"},{"$error":"#N/A"},{"$error":"#N/A"}]
[null,{"$f":"IF(DataInput!B923=$B$8,IF($B$9=$B$10,TRUE,IF(DataInput!E923=$B$9,TRUE,FALSE)))","v":true},null,null,{"$f":"IF(B924=TRUE,DataInput!B923,NA())","v":"VIC"},{"$f":"IF($E924=DataInput!$B923,DataInput!C923,NA())","v":"ATSWAL"},{"$f":"IF($E924=DataInput!$B923,DataInput!D923,NA())","v":"Air Liquide 66 kV"},{"$f":"IF($E924=DataInput!$B923,DataInput!E923,NA())","v":"Direct Connect"},{"$f":"IF($E924=DataInput!$B923,DataInput!F923,NA())","v":"Winter"},{"$f":"IF($E924=DataInput!$B923,DataInput!G923,NA())","v":"Coincident"},{"$f":"IF($E924=DataInput!$B923,DataInput!H923,NA())","v":2007},{"$f":"IF($E924=DataInput!$B923,DataInput!I923,NA())","v":"TempCorrActualPOE10"},{"$f":"IF($E924=DataInput!$B923,DataInput!J923,NA())","v":"NA"},{"$f":"IF($E924=DataInput!$B923,DataInput!K923,NA())","v":"NA"},null,null,"VIC Air Liquide 66 kV",null,null,null,null,false,null,null,{"$error":"#N/A"},{"$error":"#N/A"},{"$error":"#N/A"},{"$error":"#N/A"},{"$error":"#N/A"},{"$error":"#N/A"},{"$error":"#N/A"},{"$error":"#N/A"},{"$error":"#N/A"},{"$error":"#N/A"}]
[null,{"$f":"IF(DataInput!B924=$B$8,IF($B$9=$B$10,TRUE,IF(DataInput!E924=$B$9,TRUE,FALSE)))","v":true},null,null,{"$f":"IF(B925=TRUE,DataInput!B924,NA())","v":"VIC"},{"$f":"IF($E925=DataInput!$B924,DataInput!C924,NA())","v":"ATSWAL"},{"$f":"IF($E925=DataInput!$B924,DataInput!D924,NA())","v":"Air Liquide 66 kV"},{"$f":"IF($E925=DataInput!$B924,DataInput!E924,NA())","v":"Direct Connect"},{"$f":"IF($E925=DataInput!$B924,DataInput!F924,NA())","v":"Winter"},{"$f":"IF($E925=DataInput!$B924,DataInput!G924,NA())","v":"Coincident"},{"$f":"IF($E925=DataInput!$B924,DataInput!H924,NA())","v":2007},{"$f":"IF($E925=DataInput!$B924,DataInput!I924,NA())","v":"TempCorrActualPOE50"},{"$f":"IF($E925=DataInput!$B924,DataInput!J924,NA())","v":"NA"},{"$f":"IF($E925=DataInput!$B924,DataInput!K924,NA())","v":"NA"},null,null,"VIC Air Liquide 66 kV",null,null,null,null,false,null,null,{"$error":"#N/A"},{"$error":"#N/A"},{"$error":"#N/A"},{"$error":"#N/A"},{"$error":"#N/A"},{"$error":"#N/A"},{"$error":"#N/A"},{"$error":"#N/A"},{"$error":"#N/A"},{"$error":"#N/A"}]
[null,{"$f":"IF(DataInput!B925=$B$8,IF($B$9=$B$10,TRUE,IF(DataInput!E925=$B$9,TRUE,FALSE)))","v":true},null,null,{"$f":"IF(B926=TRUE,DataInput!B925,NA())","v":"VIC"},{"$f":"IF($E926=DataInput!$B925,DataInput!C925,NA())","v":"ATSWAL"},{"$f":"IF($E926=DataInput!$B925,DataInput!D925,NA())","v":"Air Liquide 66 kV"},{"$f":"IF($E926=DataInput!$B925,DataInput!E925,NA())","v":"Direct Connect"},{"$f":"IF($E926=DataInput!$B925,DataInput!F925,NA())","v":"Winter"},{"$f":"IF($E926=DataInput!$B925,DataInput!G925,NA())","v":"Non-Coincident"},{"$f":"IF($E926=DataInput!$B925,DataInput!H925,NA())","v":2007},{"$f":"IF($E926=DataInput!$B925,DataInput!I925,NA())","v":"TempCorrActualPOE10"},{"$f":"IF($E926=DataInput!$B925,DataInput!J925,NA())","v":"NA"},{"$f":"IF($E926=DataInput!$B925,DataInput!K925,NA())","v":"NA"},null,null,"VIC Air Liquide 66 kV",null,null,null,null,false,null,null,{"$error":"#N/A"},{"$error":"#N/A"},{"$error":"#N/A"},{"$error":"#N/A"},{"$error":"#N/A"},{"$error":"#N/A"},{"$error":"#N/A"},{"$error":"#N/A"},{"$error":"#N/A"},{"$error":"#N/A"}]
[null,{"$f":"IF(DataInput!B926=$B$8,IF($B$9=$B$10,TRUE,IF(DataInput!E926=$B$9,TRUE,FALSE)))","v":true},null,null,{"$f":"IF(B927=TRUE,DataInput!B926,NA())","v":"VIC"},{"$f":"IF($E927=DataInput!$B926,DataInput!C926,NA())","v":"ATSWAL"},{"$f":"IF($E927=DataInput!$B926,DataInput!D926,NA())","v":"Air Liquide 66 kV"},{"$f":"IF($E927=DataInput!$B926,DataInput!E926,NA())","v":"Direct Connect"},{"$f":"IF($E927=DataInput!$B926,DataInput!F926,NA())","v":"Winter"},{"$f":"IF($E927=DataInput!$B926,DataInput!G926,NA())","v":"Non-Coincident"},{"$f":"IF($E927=DataInput!$B926,DataInput!H926,NA())","v":2007},{"$f":"IF($E927=DataInput!$B926,DataInput!I926,NA())","v":"TempCorrActualPOE50"},{"$f":"IF($E927=DataInput!$B926,DataInput!J926,NA())","v":"NA"},{"$f":"IF($E927=DataInput!$B926,DataInput!K926,NA())","v":"NA"},null,null,"VIC Air Liquide 66 kV",null,null,null,null,false,null,null,{"$error":"#N/A"},{"$error":"#N/A"},{"$error":"#N/A"},{"$error":"#N/A"},{"$error":"#N/A"},{"$error":"#N/A"},{"$error":"#N/A"},{"$error":"#N/A"},{"$error":"#N/A"},{"$error":"#N/A"}]
[null,{"$f":"IF(DataInput!B927=$B$8,IF($B$9=$B$10,TRUE,IF(DataInput!E927=$B$9,TRUE,FALSE)))","v":true},null,null,{"$f":"IF(B928=TRUE,DataInput!B927,NA())","v":"VIC"},{"$f":"IF($E928=DataInput!$B927,DataInput!C927,NA())","v":"ATSWAL"},{"$f":"IF($E928=DataInput!$B927,DataInput!D927,NA())","v":"Air Liquide 66 kV"},{"$f":"IF($E928=DataInput!$B927,DataInput!E927,NA())","v":"Direct Connect"},{"$f":"IF($E928=DataInput!$B927,DataInput!F927,NA())","v":"Winter"},{"$f":"IF($E928=DataInput!$B927,DataInput!G927,NA())","v":"Coincident"},{"$f":"IF($E928=DataInput!$B927,DataInput!H927,NA())","v":2007},{"$f":"IF($E928=DataInput!$B927,DataInput!I927,NA())","v":"Actual"},{"$f":"IF($E928=DataInput!$B927,DataInput!J927,NA())","v":"NA"},{"$f":"IF($E928=DataInput!$B927,DataInput!K927,NA())","v":"NA"},null,null,"VIC Air Liquide 66 kV",null,null,null,null,false,null,null,{"$error":"#N/A"},{"$error":"#N/A"},{"$error":"#N/A"},{"$error":"#N/A"},{"$error":"#N/A"},{"$error":"#N/A"},{"$error":"#N/A"},{"$error":"#N/A"},{"$error":"#N/A"},{"$error":"#N/A"}]
[null,{"$f":"IF(DataInput!B928=$B$8,IF($B$9=$B$10,TRUE,IF(DataInput!E928=$B$9,TRUE,FALSE)))","v":true},null,null,{"$f":"IF(B929=TRUE,DataInput!B928,NA())","v":"VIC"},{"$f":"IF($E929=DataInput!$B928,DataInput!C928,NA())","v":"ATSWAL"},{"$f":"IF($E929=DataInput!$B928,DataInput!D928,NA())","v":"Air Liquide 66 kV"},{"$f":"IF($E929=DataInput!$B928,DataInput!E928,NA())","v":"Direct Connect"},{"$f":"IF($E929=DataInput!$B928,DataInput!F928,NA())","v":"Winter"},{"$f":"IF($E929=DataInput!$B928,DataInput!G928,NA())","v":"Non-Coincident"},{"$f":"IF($E929=DataInput!$B928,DataInput!H928,NA())","v":2007},{"$f":"IF($E929=DataInput!$B928,DataInput!I928,NA())","v":"Actual"},{"$f":"IF($E929=DataInput!$B928,DataInput!J928,NA())","v":"NA"},{"$f":"IF($E929=DataInput!$B928,DataInput!K928,NA())","v":"NA"},null,null,"VIC Air Liquide 66 kV",null,null,null,null,false,null,null,{"$error":"#N/A"},{"$error":"#N/A"},{"$error":"#N/A"},{"$error":"#N/A"},{"$error":"#N/A"},{"$error":"#N/A"},{"$error":"#N/A"},{"$error":"#N/A"},{"$error":"#N/A"},{"$error":"#N/A"}]
[null,{"$f":"IF(DataInput!B929=$B$8,IF($B$9=$B$10,TRUE,IF(DataInput!E929=$B$9,TRUE,FALSE)))","v":true},null,null,{"$f":"IF(B930=TRUE,DataInput!B929,NA())","v":"VIC"},{"$f":"IF($E930=DataInput!$B929,DataInput!C929,NA())","v":"ATSWAL"},{"$f":"IF($E930=DataInput!$B929,DataInput!D929,NA())","v":"Air Liquide 66 kV"},{"$f":"IF($E930=DataInput!$B929,DataInput!E929,NA())","v":"Direct Connect"},{"$f":"IF($E930=DataInput!$B929,DataInput!F929,NA())","v":"Winter"},{"$f":"IF($E930=DataInput!$B929,DataInput!G929,NA())","v":"Coincident"},{"$f":"IF($E930=DataInput!$B929,DataInput!H929,NA())","v":2008},{"$f":"IF($E930=DataInput!$B929,DataInput!I929,NA())","v":"TempCorrActualPOE10"},{"$f":"IF($E930=DataInput!$B929,DataInput!J929,NA())","v":"NA"},{"$f":"IF($E930=DataInput!$B929,DataInput!K929,NA())","v":"NA"},null,null,"VIC Air Liquide 66 kV",null,null,null,null,false,null,null,{"$error":"#N/A"},{"$error":"#N/A"},{"$error":"#N/A"},{"$error":"#N/A"},{"$error":"#N/A"},{"$error":"#N/A"},{"$error":"#N/A"},{"$error":"#N/A"},{"$error":"#N/A"},{"$error":"#N/A"}]
[null,{"$f":"IF(DataInput!B930=$B$8,IF($B$9=$B$10,TRUE,IF(DataInput!E930=$B$9,TRUE,FALSE)))","v":true},null,null,{"$f":"IF(B931=TRUE,DataInput!B930,NA())","v":"VIC"},{"$f":"IF($E931=DataInput!$B930,DataInput!C930,NA())","v":"ATSWAL"},{"$f":"IF($E931=DataInput!$B930,DataInput!D930,NA())","v":"Air Liquide 66 kV"},{"$f":"IF($E931=DataInput!$B930,DataInput!E930,NA())","v":"Direct Connect"},{"$f":"IF($E931=DataInput!$B930,DataInput!F930,NA())","v":"Winter"},{"$f":"IF($E931=DataInput!$B930,DataInput!G930,NA())","v":"Coincident"},{"$f":"IF($E931=DataInput!$B930,DataInput!H930,NA())","v":2008},{"$f":"IF($E931=DataInput!$B930,DataInput!I930,NA())","v":"TempCorrActualPOE50"},{"$f":"IF($E931=DataInput!$B930,DataInput!J930,NA())","v":"NA"},{"$f":"IF($E931=DataInput!$B930,DataInput!K930,NA())","v":"NA"},null,null,"VIC Air Liquide 66 kV",null,null,null,null,false,null,null,{"$error":"#N/A"},{"$error":"#N/A"},{"$error":"#N/A"},{"$error":"#N/A"},{"$error":"#N/A"},{"$error":"#N/A"},{"$error":"#N/A"},{"$error":"#N/A"},{"$error":"#N/A"},{"$error":"#N/A"}]
[null,{"$f":"IF(DataInput!B931=$B$8,IF($B$9=$B$10,TRUE,IF(DataInput!E931=$B$9,TRUE,FALSE)))","v":true},null,null,{"$f":"IF(B932=TRUE,DataInput!B931,NA())","v":"VIC"},{"$f":"IF($E932=DataInput!$B931,DataInput!C931,NA())","v":"ATSWAL"},{"$f":"IF($E932=DataInput!$B931,DataInput!D931,NA())","v":"Air Liquide 66 kV"},{"$f":"IF($E932=DataInput!$B931,DataInput!E931,NA())","v":"Direct Connect"},{"$f":"IF($E932=DataInput!$B931,DataInput!F931,NA())","v":"Winter"},{"$f":"IF($E932=DataInput!$B931,DataInput!G931,NA())","v":"Non-Coincident"},{"$f":"IF($E932=DataInput!$B931,DataInput!H931,NA())","v":2008},{"$f":"IF($E932=DataInput!$B931,DataInput!I931,NA())","v":"TempCorrActualPOE10"},{"$f":"IF($E932=DataInput!$B931,DataInput!J931,NA())","v":"NA"},{"$f":"IF($E932=DataInput!$B931,DataInput!K931,NA())","v":"NA"},null,null,"VIC Air Liquide 66 kV",null,null,null,null,false,null,null,{"$error":"#N/A"},{"$error":"#N/A"},{"$error":"#N/A"},{"$error":"#N/A"},{"$error":"#N/A"},{"$error":"#N/A"},{"$error":"#N/A"},{"$error":"#N/A"},{"$error":"#N/A"},{"$error":"#N/A"}]
[null,{"$f":"IF(DataInput!B932=$B$8,IF($B$9=$B$10,TRUE,IF(DataInput!E932=$B$9,TRUE,FALSE)))","v":true},null,null,{"$f":"IF(B933=TRUE,DataInput!B932,NA())","v":"VIC"},{"$f":"IF($E933=DataInput!$B932,DataInput!C932,NA())","v":"ATSWAL"},{"$f":"IF($E933=DataInput!$B932,DataInput!D932,NA())","v":"Air Liquide 66 kV"},{"$f":"IF($E933=DataInput!$B932,DataInput!E932,NA())","v":"Direct Connect"},{"$f":"IF($E933=DataInput!$B932,DataInput!F932,NA())","v":"Winter"},{"$f":"IF($E933=DataInput!$B932,DataInput!G932,NA())","v":"Non-Coincident"},{"$f":"IF($E933=DataInput!$B932,DataInput!H932,NA())","v":2008},{"$f":"IF($E933=DataInput!$B932,DataInput!I932,NA())","v":"TempCorrActualPOE50"},{"$f":"IF($E933=DataInput!$B932,DataInput!J932,NA())","v":"NA"},{"$f":"IF($E933=DataInput!$B932,DataInput!K932,NA())","v":"NA"},null,null,"VIC Air Liquide 66 kV",null,null,null,null,false,null,null,{"$error":"#N/A"},{"$error":"#N/A"},{"$error":"#N/A"},{"$error":"#N/A"},{"$error":"#N/A"},{"$error":"#N/A"},{"$error":"#N/A"},{"$error":"#N/A"},{"$error":"#N/A"},{"$error":"#N/A"}]
[null,{"$f":"IF(DataInput!B933=$B$8,IF($B$9=$B$10,TRUE,IF(DataInput!E933=$B$9,TRUE,FALSE)))","v":true},null,null,{"$f":"IF(B934=TRUE,DataInput!B933,NA())","v":"VIC"},{"$f":"IF($E934=DataInput!$B933,DataInput!C933,NA())","v":"ATSWAL"},{"$f":"IF($E934=DataInput!$B933,DataInput!D933,NA())","v":"Air Liquide 66 kV"},{"$f":"IF($E934=DataInput!$B933,DataInput!E933,NA())","v":"Direct Connect"},{"$f":"IF($E934=DataInput!$B933,DataInput!F933,NA())","v":"Winter"},{"$f":"IF($E934=DataInput!$B933,DataInput!G933,NA())","v":"Coincident"},{"$f":"IF($E934=DataInput!$B933,DataInput!H933,NA())","v":2008},{"$f":"IF($E934=DataInput!$B933,DataInput!I933,NA())","v":"Actual"},{"$f":"IF($E934=DataInput!$B933,DataInput!J933,NA())","v":"NA"},{"$f":"IF($E934=DataInput!$B933,DataInput!K933,NA())","v":"NA"},null,null,"VIC Air Liquide 66 kV",null,null,null,null,false,null,null,{"$error":"#N/A"},{"$error":"#N/A"},{"$error":"#N/A"},{"$error":"#N/A"},{"$error":"#N/A"},{"$error":"#N/A"},{"$error":"#N/A"},{"$error":"#N/A"},{"$error":"#N/A"},{"$error":"#N/A"}]
[null,{"$f":"IF(DataInput!B934=$B$8,IF($B$9=$B$10,TRUE,IF(DataInput!E934=$B$9,TRUE,FALSE)))","v":true},null,null,{"$f":"IF(B935=TRUE,DataInput!B934,NA())","v":"VIC"},{"$f":"IF($E935=DataInput!$B934,DataInput!C934,NA())","v":"ATSWAL"},{"$f":"IF($E935=DataInput!$B934,DataInput!D934,NA())","v":"Air Liquide 66 kV"},{"$f":"IF($E935=DataInput!$B934,DataInput!E934,NA())","v":"Direct Connect"},{"$f":"IF($E935=DataInput!$B934,DataInput!F934,NA())","v":"Winter"},{"$f":"IF($E935=DataInput!$B934,DataInput!G934,NA())","v":"Non-Coincident"},{"$f":"IF($E935=DataInput!$B934,DataInput!H934,NA())","v":2008},{"$f":"IF($E935=DataInput!$B934,DataInput!I934,NA())","v":"Actual"},{"$f":"IF($E935=DataInput!$B934,DataInput!J934,NA())","v":"NA"},{"$f":"IF($E935=DataInput!$B934,DataInput!K934,NA())","v":"NA"},null,null,"VIC Air Liquide 66 kV",null,null,null,null,false,null,null,{"$error":"#N/A"},{"$error":"#N/A"},{"$error":"#N/A"},{"$error":"#N/A"},{"$error":"#N/A"},{"$error":"#N/A"},{"$error":"#N/A"},{"$error":"#N/A"},{"$error":"#N/A"},{"$error":"#N/A"}]
[null,{"$f":"IF(DataInput!B935=$B$8,IF($B$9=$B$10,TRUE,IF(DataInput!E935=$B$9,TRUE,FALSE)))","v":true},null,null,{"$f":"IF(B936=TRUE,DataInput!B935,NA())","v":"VIC"},{"$f":"IF($E936=DataInput!$B935,DataInput!C935,NA())","v":"ATSWAL"},{"$f":"IF($E936=DataInput!$B935,DataInput!D935,NA())","v":"Air Liquide 66 kV"},{"$f":"IF($E936=DataInput!$B935,DataInput!E935,NA())","v":"Direct Connect"},{"$f":"IF($E936=DataInput!$B935,DataInput!F935,NA())","v":"Winter"},{"$f":"IF($E936=DataInput!$B935,DataInput!G935,NA())","v":"Coincident"},{"$f":"IF($E936=DataInput!$B935,DataInput!H935,NA())","v":2009},{"$f":"IF($E936=DataInput!$B935,DataInput!I935,NA())","v":"TempCorrActualPOE10"},{"$f":"IF($E936=DataInput!$B935,DataInput!J935,NA())","v":"NA"},{"$f":"IF($E936=DataInput!$B935,DataInput!K935,NA())","v":"NA"},null,null,"VIC Air Liquide 66 kV",null,null,null,null,false,null,null,{"$error":"#N/A"},{"$error":"#N/A"},{"$error":"#N/A"},{"$error":"#N/A"},{"$error":"#N/A"},{"$error":"#N/A"},{"$error":"#N/A"},{"$error":"#N/A"},{"$error":"#N/A"},{"$error":"#N/A"}]
[null,{"$f":"IF(DataInput!B936=$B$8,IF($B$9=$B$10,TRUE,IF(DataInput!E936=$B$9,TRUE,FALSE)))","v":true},null,null,{"$f":"IF(B937=TRUE,DataInput!B936,NA())","v":"VIC"},{"$f":"IF($E937=DataInput!$B936,DataInput!C936,NA())","v":"ATSWAL"},{"$f":"IF($E937=DataInput!$B936,DataInput!D936,NA())","v":"Air Liquide 66 kV"},{"$f":"IF($E937=DataInput!$B936,DataInput!E936,NA())","v":"Direct Connect"},{"$f":"IF($E937=DataInput!$B936,DataInput!F936,NA())","v":"Winter"},{"$f":"IF($E937=DataInput!$B936,DataInput!G936,NA())","v":"Coincident"},{"$f":"IF($E937=DataInput!$B936,DataInput!H936,NA())","v":2009},{"$f":"IF($E937=DataInput!$B936,DataInput!I936,NA())","v":"TempCorrActualPOE50"},{"$f":"IF($E937=DataInput!$B936,DataInput!J936,NA())","v":"NA"},{"$f":"IF($E937=DataInput!$B936,DataInput!K936,NA())","v":"NA"},null,null,"VIC Air Liquide 66 kV",null,null,null,null,false,null,null,{"$error":"#N/A"},{"$error":"#N/A"},{"$error":"#N/A"},{"$error":"#N/A"},{"$error":"#N/A"},{"$error":"#N/A"},{"$error":"#N/A"},{"$error":"#N/A"},{"$error":"#N/A"},{"$error":"#N/A"}]
[null,{"$f":"IF(DataInput!B937=$B$8,IF($B$9=$B$10,TRUE,IF(DataInput!E937=$B$9,TRUE,FALSE)))","v":true},null,null,{"$f":"IF(B938=TRUE,DataInput!B937,NA())","v":"VIC"},{"$f":"IF($E938=DataInput!$B937,DataInput!C937,NA())","v":"ATSWAL"},{"$f":"IF($E938=DataInput!$B937,DataInput!D937,NA())","v":"Air Liquide 66 kV"},{"$f":"IF($E938=DataInput!$B937,DataInput!E937,NA())","v":"Direct Connect"},{"$f":"IF($E938=DataInput!$B937,DataInput!F937,NA())","v":"Winter"},{"$f":"IF($E938=DataInput!$B937,DataInput!G937,NA())","v":"Non-Coincident"},{"$f":"IF($E938=DataInput!$B937,DataInput!H937,NA())","v":2009},{"$f":"IF($E938=DataInput!$B937,DataInput!I937,NA())","v":"TempCorrActualPOE10"},{"$f":"IF($E938=DataInput!$B937,DataInput!J937,NA())","v":"NA"},{"$f":"IF($E938=DataInput!$B937,DataInput!K937,NA())","v":"NA"},null,null,"VIC Air Liquide 66 kV",null,null,null,null,false,null,null,{"$error":"#N/A"},{"$error":"#N/A"},{"$error":"#N/A"},{"$error":"#N/A"},{"$error":"#N/A"},{"$error":"#N/A"},{"$error":"#N/A"},{"$error":"#N/A"},{"$error":"#N/A"},{"$error":"#N/A"}]
[null,{"$f":"IF(DataInput!B938=$B$8,IF($B$9=$B$10,TRUE,IF(DataInput!E938=$B$9,TRUE,FALSE)))","v":true},null,null,{"$f":"IF(B939=TRUE,DataInput!B938,NA())","v":"VIC"},{"$f":"IF($E939=DataInput!$B938,DataInput!C938,NA())","v":"ATSWAL"},{"$f":"IF($E939=DataInput!$B938,DataInput!D938,NA())","v":"Air Liquide 66 kV"},{"$f":"IF($E939=DataInput!$B938,DataInput!E938,NA())","v":"Direct Connect"},{"$f":"IF($E939=DataInput!$B938,DataInput!F938,NA())","v":"Winter"},{"$f":"IF($E939=DataInput!$B938,DataInput!G938,NA())","v":"Non-Coincident"},{"$f":"IF($E939=DataInput!$B938,DataInput!H938,NA())","v":2009},{"$f":"IF($E939=DataInput!$B938,DataInput!I938,NA())","v":"TempCorrActualPOE50"},{"$f":"IF($E939=DataInput!$B938,DataInput!J938,NA())","v":"NA"},{"$f":"IF($E939=DataInput!$B938,DataInput!K938,NA())","v":"NA"},null,null,"VIC Air Liquide 66 kV",null,null,null,null,false,null,null,{"$error":"#N/A"},{"$error":"#N/A"},{"$error":"#N/A"},{"$error":"#N/A"},{"$error":"#N/A"},{"$error":"#N/A"},{"$error":"#N/A"},{"$error":"#N/A"},{"$error":"#N/A"},{"$error":"#N/A"}]
[null,{"$f":"IF(DataInput!B939=$B$8,IF($B$9=$B$10,TRUE,IF(DataInput!E939=$B$9,TRUE,FALSE)))","v":true},null,null,{"$f":"IF(B940=TRUE,DataInput!B939,NA())","v":"VIC"},{"$f":"IF($E940=DataInput!$B939,DataInput!C939,NA())","v":"ATSWAL"},{"$f":"IF($E940=DataInput!$B939,DataInput!D939,NA())","v":"Air Liquide 66 kV"},{"$f":"IF($E940=DataInput!$B939,DataInput!E939,NA())","v":"Direct Connect"},{"$f":"IF($E940=DataInput!$B939,DataInput!F939,NA())","v":"Winter"},{"$f":"IF($E940=DataInput!$B939,DataInput!G939,NA())","v":"Coincident"},{"$f":"IF($E940=DataInput!$B939,DataInput!H939,NA())","v":2009},{"$f":"IF($E940=DataInput!$B939,DataInput!I939,NA())","v":"Actual"},{"$f":"IF($E940=DataInput!$B939,DataInput!J939,NA())","v":"NA"},{"$f":"IF($E940=DataInput!$B939,DataInput!K939,NA())","v":"NA"},null,null,"VIC Air Liquide 66 kV",null,null,null,null,false,null,null,{"$error":"#N/A"},{"$error":"#N/A"},{"$error":"#N/A"},{"$error":"#N/A"},{"$error":"#N/A"},{"$error":"#N/A"},{"$error":"#N/A"},{"$error":"#N/A"},{"$error":"#N/A"},{"$error":"#N/A"}]
[null,{"$f":"IF(DataInput!B940=$B$8,IF($B$9=$B$10,TRUE,IF(DataInput!E940=$B$9,TRUE,FALSE)))","v":true},null,null,{"$f":"IF(B941=TRUE,DataInput!B940,NA())","v":"VIC"},{"$f":"IF($E941=DataInput!$B940,DataInput!C940,NA())","v":"ATSWAL"},{"$f":"IF($E941=DataInput!$B940,DataInput!D940,NA())","v":"Air Liquide 66 kV"},{"$f":"IF($E941=DataInput!$B940,DataInput!E940,NA())","v":"Direct Connect"},{"$f":"IF($E941=DataInput!$B940,DataInput!F940,NA())","v":"Winter"},{"$f":"IF($E941=DataInput!$B940,DataInput!G940,NA())","v":"Non-Coincident"},{"$f":"IF($E941=DataInput!$B940,DataInput!H940,NA())","v":2009},{"$f":"IF($E941=DataInput!$B940,DataInput!I940,NA())","v":"Actual"},{"$f":"IF($E941=DataInput!$B940,DataInput!J940,NA())","v":"NA"},{"$f":"IF($E941=DataInput!$B940,DataInput!K940,NA())","v":"NA"},null,null,"VIC Air Liquide 66 kV",null,null,null,null,false,null,null,{"$error":"#N/A"},{"$error":"#N/A"},{"$error":"#N/A"},{"$error":"#N/A"},{"$error":"#N/A"},{"$error":"#N/A"},{"$error":"#N/A"},{"$error":"#N/A"},{"$error":"#N/A"},{"$error":"#N/A"}]
[null,{"$f":"IF(DataInput!B941=$B$8,IF($B$9=$B$10,TRUE,IF(DataInput!E941=$B$9,TRUE,FALSE)))","v":true},null,null,{"$f":"IF(B942=TRUE,DataInput!B941,NA())","v":"VIC"},{"$f":"IF($E942=DataInput!$B941,DataInput!C941,NA())","v":"ATSWAL"},{"$f":"IF($E942=DataInput!$B941,DataInput!D941,NA())","v":"Air Liquide 66 kV"},{"$f":"IF($E942=DataInput!$B941,DataInput!E941,NA())","v":"Direct Connect"},{"$f":"IF($E942=DataInput!$B941,DataInput!F941,NA())","v":"Winter"},{"$f":"IF($E942=DataInput!$B941,DataInput!G941,NA())","v":"Coincident"},{"$f":"IF($E942=DataInput!$B941,DataInput!H941,NA())","v":2010},{"$f":"IF($E942=DataInput!$B941,DataInput!I941,NA())","v":"TempCorrActualPOE10"},{"$f":"IF($E942=DataInput!$B941,DataInput!J941,NA())","v":"NA"},{"$f":"IF($E942=DataInput!$B941,DataInput!K941,NA())","v":"NA"},null,null,"VIC Air Liquide 66 kV",null,null,null,null,false,null,null,{"$error":"#N/A"},{"$error":"#N/A"},{"$error":"#N/A"},{"$error":"#N/A"},{"$error":"#N/A"},{"$error":"#N/A"},{"$error":"#N/A"},{"$error":"#N/A"},{"$error":"#N/A"},{"$error":"#N/A"}]
[null,{"$f":"IF(DataInput!B942=$B$8,IF($B$9=$B$10,TRUE,IF(DataInput!E942=$B$9,TRUE,FALSE)))","v":true},null,null,{"$f":"IF(B943=TRUE,DataInput!B942,NA())","v":"VIC"},{"$f":"IF($E943=DataInput!$B942,DataInput!C942,NA())","v":"ATSWAL"},{"$f":"IF($E943=DataInput!$B942,DataInput!D942,NA())","v":"Air Liquide 66 kV"},{"$f":"IF($E943=DataInput!$B942,DataInput!E942,NA())","v":"Direct Connect"},{"$f":"IF($E943=DataInput!$B942,DataInput!F942,NA())","v":"Winter"},{"$f":"IF($E943=DataInput!$B942,DataInput!G942,NA())","v":"Coincident"},{"$f":"IF($E943=DataInput!$B942,DataInput!H942,NA())","v":2010},{"$f":"IF($E943=DataInput!$B942,DataInput!I942,NA())","v":"TempCorrActualPOE50"},{"$f":"IF($E943=DataInput!$B942,DataInput!J942,NA())","v":"NA"},{"$f":"IF($E943=DataInput!$B942,DataInput!K942,NA())","v":"NA"},null,null,"VIC Air Liquide 66 kV",null,null,null,null,false,null,null,{"$error":"#N/A"},{"$error":"#N/A"},{"$error":"#N/A"},{"$error":"#N/A"},{"$error":"#N/A"},{"$error":"#N/A"},{"$error":"#N/A"},{"$error":"#N/A"},{"$error":"#N/A"},{"$error":"#N/A"}]
[null,{"$f":"IF(DataInput!B943=$B$8,IF($B$9=$B$10,TRUE,IF(DataInput!E943=$B$9,TRUE,FALSE)))","v":true},null,null,{"$f":"IF(B944=TRUE,DataInput!B943,NA())","v":"VIC"},{"$f":"IF($E944=DataInput!$B943,DataInput!C943,NA())","v":"ATSWAL"},{"$f":"IF($E944=DataInput!$B943,DataInput!D943,NA())","v":"Air Liquide 66 kV"},{"$f":"IF($E944=DataInput!$B943,DataInput!E943,NA())","v":"Direct Connect"},{"$f":"IF($E944=DataInput!$B943,DataInput!F943,NA())","v":"Winter"},{"$f":"IF($E944=DataInput!$B943,DataInput!G943,NA())","v":"Non-Coincident"},{"$f":"IF($E944=DataInput!$B943,DataInput!H943,NA())","v":2010},{"$f":"IF($E944=DataInput!$B943,DataInput!I943,NA())","v":"TempCorrActualPOE10"},{"$f":"IF($E944=DataInput!$B943,DataInput!J943,NA())","v":"NA"},{"$f":"IF($E944=DataInput!$B943,DataInput!K943,NA())","v":"NA"},null,null,"VIC Air Liquide 66 kV",null,null,null,null,false,null,null,{"$error":"#N/A"},{"$error":"#N/A"},{"$error":"#N/A"},{"$error":"#N/A"},{"$error":"#N/A"},{"$error":"#N/A"},{"$error":"#N/A"},{"$error":"#N/A"},{"$error":"#N/A"},{"$error":"#N/A"}]
[null,{"$f":"IF(DataInput!B944=$B$8,IF($B$9=$B$10,TRUE,IF(DataInput!E944=$B$9,TRUE,FALSE)))","v":true},null,null,{"$f":"IF(B945=TRUE,DataInput!B944,NA())","v":"VIC"},{"$f":"IF($E945=DataInput!$B944,DataInput!C944,NA())","v":"ATSWAL"},{"$f":"IF($E945=DataInput!$B944,DataInput!D944,NA())","v":"Air Liquide 66 kV"},{"$f":"IF($E945=DataInput!$B944,DataInput!E944,NA())","v":"Direct Connect"},{"$f":"IF($E945=DataInput!$B944,DataInput!F944,NA())","v":"Winter"},{"$f":"IF($E945=DataInput!$B944,DataInput!G944,NA())","v":"Non-Coincident"},{"$f":"IF($E945=DataInput!$B944,DataInput!H944,NA())","v":2010},{"$f":"IF($E945=DataInput!$B944,DataInput!I944,NA())","v":"TempCorrActualPOE50"},{"$f":"IF($E945=DataInput!$B944,DataInput!J944,NA())","v":"NA"},{"$f":"IF($E945=DataInput!$B944,DataInput!K944,NA())","v":"NA"},null,null,"VIC Air Liquide 66 kV",null,null,null,null,false,null,null,{"$error":"#N/A"},{"$error":"#N/A"},{"$error":"#N/A"},{"$error":"#N/A"},{"$error":"#N/A"},{"$error":"#N/A"},{"$error":"#N/A"},{"$error":"#N/A"},{"$error":"#N/A"},{"$error":"#N/A"}]
[null,{"$f":"IF(DataInput!B945=$B$8,IF($B$9=$B$10,TRUE,IF(DataInput!E945=$B$9,TRUE,FALSE)))","v":true},null,null,{"$f":"IF(B946=TRUE,DataInput!B945,NA())","v":"VIC"},{"$f":"IF($E946=DataInput!$B945,DataInput!C945,NA())","v":"ATSWAL"},{"$f":"IF($E946=DataInput!$B945,DataInput!D945,NA())","v":"Air Liquide 66 kV"},{"$f":"IF($E946=DataInput!$B945,DataInput!E945,NA())","v":"Direct Connect"},{"$f":"IF($E946=DataInput!$B945,DataInput!F945,NA())","v":"Winter"},{"$f":"IF($E946=DataInput!$B945,DataInput!G945,NA())","v":"Coincident"},{"$f":"IF($E946=DataInput!$B945,DataInput!H945,NA())","v":2010},{"$f":"IF($E946=DataInput!$B945,DataInput!I945,NA())","v":"Actual"},{"$f":"IF($E946=DataInput!$B945,DataInput!J945,NA())","v":"NA"},{"$f":"IF($E946=DataInput!$B945,DataInput!K945,NA())","v":"NA"},null,null,"VIC Air Liquide 66 kV",null,null,null,null,false,null,null,{"$error":"#N/A"},{"$error":"#N/A"},{"$error":"#N/A"},{"$error":"#N/A"},{"$error":"#N/A"},{"$error":"#N/A"},{"$error":"#N/A"},{"$error":"#N/A"},{"$error":"#N/A"},{"$error":"#N/A"}]
[null,{"$f":"IF(DataInput!B946=$B$8,IF($B$9=$B$10,TRUE,IF(DataInput!E946=$B$9,TRUE,FALSE)))","v":true},null,null,{"$f":"IF(B947=TRUE,DataInput!B946,NA())","v":"VIC"},{"$f":"IF($E947=DataInput!$B946,DataInput!C946,NA())","v":"ATSWAL"},{"$f":"IF($E947=DataInput!$B946,DataInput!D946,NA())","v":"Air Liquide 66 kV"},{"$f":"IF($E947=DataInput!$B946,DataInput!E946,NA())","v":"Direct Connect"},{"$f":"IF($E947=DataInput!$B946,DataInput!F946,NA())","v":"Winter"},{"$f":"IF($E947=DataInput!$B946,DataInput!G946,NA())","v":"Non-Coincident"},{"$f":"IF($E947=DataInput!$B946,DataInput!H946,NA())","v":2010},{"$f":"IF($E947=DataInput!$B946,DataInput!I946,NA())","v":"Actual"},{"$f":"IF($E947=DataInput!$B946,DataInput!J946,NA())","v":"NA"},{"$f":"IF($E947=DataInput!$B946,DataInput!K946,NA())","v":"NA"},null,null,"VIC Air Liquide 66 kV",null,null,null,null,false,null,null,{"$error":"#N/A"},{"$error":"#N/A"},{"$error":"#N/A"},{"$error":"#N/A"},{"$error":"#N/A"},{"$error":"#N/A"},{"$error":"#N/A"},{"$error":"#N/A"},{"$error":"#N/A"},{"$error":"#N/A"}]
[null,{"$f":"IF(DataInput!B947=$B$8,IF($B$9=$B$10,TRUE,IF(DataInput!E947=$B$9,TRUE,FALSE)))","v":true},null,null,{"$f":"IF(B948=TRUE,DataInput!B947,NA())","v":"VIC"},{"$f":"IF($E948=DataInput!$B947,DataInput!C947,NA())","v":"ATSWAL"},{"$f":"IF($E948=DataInput!$B947,DataInput!D947,NA())","v":"Air Liquide 66 kV"},{"$f":"IF($E948=DataInput!$B947,DataInput!E947,NA())","v":"Direct Connect"},{"$f":"IF($E948=DataInput!$B947,DataInput!F947,NA())","v":"Winter"},{"$f":"IF($E948=DataInput!$B947,DataInput!G947,NA())","v":"Coincident"},{"$f":"IF($E948=DataInput!$B947,DataInput!H947,NA())","v":2011},{"$f":"IF($E948=DataInput!$B947,DataInput!I947,NA())","v":"TempCorrActualPOE10"},{"$f":"IF($E948=DataInput!$B947,DataInput!J947,NA())","v":"NA"},{"$f":"IF($E948=DataInput!$B947,DataInput!K947,NA())","v":"NA"},null,null,"VIC Air Liquide 66 kV",null,null,null,null,false,null,null,{"$error":"#N/A"},{"$error":"#N/A"},{"$error":"#N/A"},{"$error":"#N/A"},{"$error":"#N/A"},{"$error":"#N/A"},{"$error":"#N/A"},{"$error":"#N/A"},{"$error":"#N/A"},{"$error":"#N/A"}]
[null,{"$f":"IF(DataInput!B948=$B$8,IF($B$9=$B$10,TRUE,IF(DataInput!E948=$B$9,TRUE,FALSE)))","v":true},null,null,{"$f":"IF(B949=TRUE,DataInput!B948,NA())","v":"VIC"},{"$f":"IF($E949=DataInput!$B948,DataInput!C948,NA())","v":"ATSWAL"},{"$f":"IF($E949=DataInput!$B948,DataInput!D948,NA())","v":"Air Liquide 66 kV"},{"$f":"IF($E949=DataInput!$B948,DataInput!E948,NA())","v":"Direct Connect"},{"$f":"IF($E949=DataInput!$B948,DataInput!F948,NA())","v":"Winter"},{"$f":"IF($E949=DataInput!$B948,DataInput!G948,NA())","v":"Coincident"},{"$f":"IF($E949=DataInput!$B948,DataInput!H948,NA())","v":2011},{"$f":"IF($E949=DataInput!$B948,DataInput!I948,NA())","v":"TempCorrActualPOE50"},{"$f":"IF($E949=DataInput!$B948,DataInput!J948,NA())","v":"NA"},{"$f":"IF($E949=DataInput!$B948,DataInput!K948,NA())","v":"NA"},null,null,"VIC Air Liquide 66 kV",null,null,null,null,false,null,null,{"$error":"#N/A"},{"$error":"#N/A"},{"$error":"#N/A"},{"$error":"#N/A"},{"$error":"#N/A"},{"$error":"#N/A"},{"$error":"#N/A"},{"$error":"#N/A"},{"$error":"#N/A"},{"$error":"#N/A"}]
[null,{"$f":"IF(DataInput!B949=$B$8,IF($B$9=$B$10,TRUE,IF(DataInput!E949=$B$9,TRUE,FALSE)))","v":true},null,null,{"$f":"IF(B950=TRUE,DataInput!B949,NA())","v":"VIC"},{"$f":"IF($E950=DataInput!$B949,DataInput!C949,NA())","v":"ATSWAL"},{"$f":"IF($E950=DataInput!$B949,DataInput!D949,NA())","v":"Air Liquide 66 kV"},{"$f":"IF($E950=DataInput!$B949,DataInput!E949,NA())","v":"Direct Connect"},{"$f":"IF($E950=DataInput!$B949,DataInput!F949,NA())","v":"Winter"},{"$f":"IF($E950=DataInput!$B949,DataInput!G949,NA())","v":"Non-Coincident"},{"$f":"IF($E950=DataInput!$B949,DataInput!H949,NA())","v":2011},{"$f":"IF($E950=DataInput!$B949,DataInput!I949,NA())","v":"TempCorrActualPOE10"},{"$f":"IF($E950=DataInput!$B949,DataInput!J949,NA())","v":"NA"},{"$f":"IF($E950=DataInput!$B949,DataInput!K949,NA())","v":"NA"},null,null,"VIC Air Liquide 66 kV",null,null,null,null,false,null,null,{"$error":"#N/A"},{"$error":"#N/A"},{"$error":"#N/A"},{"$error":"#N/A"},{"$error":"#N/A"},{"$error":"#N/A"},{"$error":"#N/A"},{"$error":"#N/A"},{"$error":"#N/A"},{"$error":"#N/A"}]
[null,{"$f":"IF(DataInput!B950=$B$8,IF($B$9=$B$10,TRUE,IF(DataInput!E950=$B$9,TRUE,FALSE)))","v":true},null,null,{"$f":"IF(B951=TRUE,DataInput!B950,NA())","v":"VIC"},{"$f":"IF($E951=DataInput!$B950,DataInput!C950,NA())","v":"ATSWAL"},{"$f":"IF($E951=DataInput!$B950,DataInput!D950,NA())","v":"Air Liquide 66 kV"},{"$f":"IF($E951=DataInput!$B950,DataInput!E950,NA())","v":"Direct Connect"},{"$f":"IF($E951=DataInput!$B950,DataInput!F950,NA())","v":"Winter"},{"$f":"IF($E951=DataInput!$B950,DataInput!G950,NA())","v":"Non-Coincident"},{"$f":"IF($E951=DataInput!$B950,DataInput!H950,NA())","v":2011},{"$f":"IF($E951=DataInput!$B950,DataInput!I950,NA())","v":"TempCorrActualPOE50"},{"$f":"IF($E951=DataInput!$B950,DataInput!J950,NA())","v":"NA"},{"$f":"IF($E951=DataInput!$B950,DataInput!K950,NA())","v":"NA"},null,null,"VIC Air Liquide 66 kV",null,null,null,null,false,null,null,{"$error":"#N/A"},{"$f":"IF($V951=TRUE,F951,NA())","v":{"$error":"#N/A"}},{"$f":"IF($V951=TRUE,G951,NA())","v":{"$error":"#N/A"}},{"$f":"IF($V951=TRUE,H951,NA())","v":{"$error":"#N/A"}},{"$f":"IF($V951=TRUE,I951,NA())","v":{"$error":"#N/A"}},{"$f":"IF($V951=TRUE,J951,NA())","v":{"$error":"#N/A"}},{"$f":"IF($V951=TRUE,K951,NA())","v":{"$error":"#N/A"}},{"$f":"IF($V951=TRUE,L951,NA())","v":{"$error":"#N/A"}},{"$f":"IF($V951=TRUE,M951,NA())","v":{"$error":"#N/A"}},{"$f":"IF($V951=TRUE,N951,NA())","v":{"$error":"#N/A"}}]
[null,{"$f":"IF(DataInput!B951=$B$8,IF($B$9=$B$10,TRUE,IF(DataInput!E951=$B$9,TRUE,FALSE)))","v":true},null,null,{"$f":"IF(B952=TRUE,DataInput!B951,NA())","v":"VIC"},{"$f":"IF($E952=DataInput!$B951,DataInput!C951,NA())","v":"ATSWAL"},{"$f":"IF($E952=DataInput!$B951,DataInput!D951,NA())","v":"Air Liquide 66 kV"},{"$f":"IF($E952=DataInput!$B951,DataInput!E951,NA())","v":"Direct Connect"},{"$f":"IF($E952=DataInput!$B951,DataInput!F951,NA())","v":"Winter"},{"$f":"IF($E952=DataInput!$B951,DataInput!G951,NA())","v":"Coincident"},{"$f":"IF($E952=DataInput!$B951,DataInput!H951,NA())","v":2011},{"$f":"IF($E952=DataInput!$B951,DataInput!I951,NA())","v":"Actual"},{"$f":"IF($E952=DataInput!$B951,DataInput!J951,NA())","v":"NA"},{"$f":"IF($E952=DataInput!$B951,DataInput!K951,NA())","v":"NA"},null,null,"VIC Air Liquide 66 kV",null,null,null,null,false,null,null,{"$error":"#N/A"},{"$error":"#N/A"},{"$error":"#N/A"},{"$error":"#N/A"},{"$error":"#N/A"},{"$error":"#N/A"},{"$error":"#N/A"},{"$error":"#N/A"},{"$error":"#N/A"},{"$error":"#N/A"}]
[null,{"$f":"IF(DataInput!B952=$B$8,IF($B$9=$B$10,TRUE,IF(DataInput!E952=$B$9,TRUE,FALSE)))","v":true},null,null,{"$f":"IF(B953=TRUE,DataInput!B952,NA())","v":"VIC"},{"$f":"IF($E953=DataInput!$B952,DataInput!C952,NA())","v":"ATSWAL"},{"$f":"IF($E953=DataInput!$B952,DataInput!D952,NA())","v":"Air Liquide 66 kV"},{"$f":"IF($E953=DataInput!$B952,DataInput!E952,NA())","v":"Direct Connect"},{"$f":"IF($E953=DataInput!$B952,DataInput!F952,NA())","v":"Winter"},{"$f":"IF($E953=DataInput!$B952,DataInput!G952,NA())","v":"Non-Coincident"},{"$f":"IF($E953=DataInput!$B952,DataInput!H952,NA())","v":2011},{"$f":"IF($E953=DataInput!$B952,DataInput!I952,NA())","v":"Actual"},{"$f":"IF($E953=DataInput!$B952,DataInput!J952,NA())","v":"NA"},{"$f":"IF($E953=DataInput!$B952,DataInput!K952,NA())","v":"NA"},null,null,"VIC Air Liquide 66 kV",null,null,null,null,false,null,null,{"$error":"#N/A"},{"$error":"#N/A"},{"$error":"#N/A"},{"$error":"#N/A"},{"$error":"#N/A"},{"$error":"#N/A"},{"$error":"#N/A"},{"$error":"#N/A"},{"$error":"#N/A"},{"$error":"#N/A"}]
[null,{"$f":"IF(DataInput!B953=$B$8,IF($B$9=$B$10,TRUE,IF(DataInput!E953=$B$9,TRUE,FALSE)))","v":true},null,null,{"$f":"IF(B954=TRUE,DataInput!B953,NA())","v":"VIC"},{"$f":"IF($E954=DataInput!$B953,DataInput!C953,NA())","v":"ATSWAL"},{"$f":"IF($E954=DataInput!$B953,DataInput!D953,NA())","v":"Air Liquide 66 kV"},{"$f":"IF($E954=DataInput!$B953,DataInput!E953,NA())","v":"Direct Connect"},{"$f":"IF($E954=DataInput!$B953,DataInput!F953,NA())","v":"Winter"},{"$f":"IF($E954=DataInput!$B953,DataInput!G953,NA())","v":"Coincident"},{"$f":"IF($E954=DataInput!$B953,DataInput!H953,NA())","v":2012},{"$f":"IF($E954=DataInput!$B953,DataInput!I953,NA())","v":"TempCorrActualPOE10"},{"$f":"IF($E954=DataInput!$B953,DataInput!J953,NA())","v":"NA"},{"$f":"IF($E954=DataInput!$B953,DataInput!K953,NA())","v":"NA"},null,null,"VIC Air Liquide 66 kV",null,null,null,null,false,null,null,{"$error":"#N/A"},{"$error":"#N/A"},{"$error":"#N/A"},{"$error":"#N/A"},{"$error":"#N/A"},{"$error":"#N/A"},{"$error":"#N/A"},{"$error":"#N/A"},{"$error":"#N/A"},{"$error":"#N/A"}]
[null,{"$f":"IF(DataInput!B954=$B$8,IF($B$9=$B$10,TRUE,IF(DataInput!E954=$B$9,TRUE,FALSE)))","v":true},null,null,{"$f":"IF(B955=TRUE,DataInput!B954,NA())","v":"VIC"},{"$f":"IF($E955=DataInput!$B954,DataInput!C954,NA())","v":"ATSWAL"},{"$f":"IF($E955=DataInput!$B954,DataInput!D954,NA())","v":"Air Liquide 66 kV"},{"$f":"IF($E955=DataInput!$B954,DataInput!E954,NA())","v":"Direct Connect"},{"$f":"IF($E955=DataInput!$B954,DataInput!F954,NA())","v":"Winter"},{"$f":"IF($E955=DataInput!$B954,DataInput!G954,NA())","v":"Coincident"},{"$f":"IF($E955=DataInput!$B954,DataInput!H954,NA())","v":2012},{"$f":"IF($E955=DataInput!$B954,DataInput!I954,NA())","v":"TempCorrActualPOE50"},{"$f":"IF($E955=DataInput!$B954,DataInput!J954,NA())","v":"NA"},{"$f":"IF($E955=DataInput!$B954,DataInput!K954,NA())","v":"NA"},null,null,"VIC Air Liquide 66 kV",null,null,null,null,false,null,null,{"$error":"#N/A"},{"$error":"#N/A"},{"$error":"#N/A"},{"$error":"#N/A"},{"$error":"#N/A"},{"$error":"#N/A"},{"$error":"#N/A"},{"$error":"#N/A"},{"$error":"#N/A"},{"$error":"#N/A"}]
[null,{"$f":"IF(DataInput!B955=$B$8,IF($B$9=$B$10,TRUE,IF(DataInput!E955=$B$9,TRUE,FALSE)))","v":true},null,null,{"$f":"IF(B956=TRUE,DataInput!B955,NA())","v":"VIC"},{"$f":"IF($E956=DataInput!$B955,DataInput!C955,NA())","v":"ATSWAL"},{"$f":"IF($E956=DataInput!$B955,DataInput!D955,NA())","v":"Air Liquide 66 kV"},{"$f":"IF($E956=DataInput!$B955,DataInput!E955,NA())","v":"Direct Connect"},{"$f":"IF($E956=DataInput!$B955,DataInput!F955,NA())","v":"Winter"},{"$f":"IF($E956=DataInput!$B955,DataInput!G955,NA())","v":"Non-Coincident"},{"$f":"IF($E956=DataInput!$B955,DataInput!H955,NA())","v":2012},{"$f":"IF($E956=DataInput!$B955,DataInput!I955,NA())","v":"TempCorrActualPOE10"},{"$f":"IF($E956=DataInput!$B955,DataInput!J955,NA())","v":"NA"},{"$f":"IF($E956=DataInput!$B955,DataInput!K955,NA())","v":"NA"},null,null,"VIC Air Liquide 66 kV",null,null,null,null,false,null,null,{"$error":"#N/A"},{"$error":"#N/A"},{"$error":"#N/A"},{"$error":"#N/A"},{"$error":"#N/A"},{"$error":"#N/A"},{"$error":"#N/A"},{"$error":"#N/A"},{"$error":"#N/A"},{"$error":"#N/A"}]
[null,{"$f":"IF(DataInput!B956=$B$8,IF($B$9=$B$10,TRUE,IF(DataInput!E956=$B$9,TRUE,FALSE)))","v":true},null,null,{"$f":"IF(B957=TRUE,DataInput!B956,NA())","v":"VIC"},{"$f":"IF($E957=DataInput!$B956,DataInput!C956,NA())","v":"ATSWAL"},{"$f":"IF($E957=DataInput!$B956,DataInput!D956,NA())","v":"Air Liquide 66 kV"},{"$f":"IF($E957=DataInput!$B956,DataInput!E956,NA())","v":"Direct Connect"},{"$f":"IF($E957=DataInput!$B956,DataInput!F956,NA())","v":"Winter"},{"$f":"IF($E957=DataInput!$B956,DataInput!G956,NA())","v":"Non-Coincident"},{"$f":"IF($E957=DataInput!$B956,DataInput!H956,NA())","v":2012},{"$f":"IF($E957=DataInput!$B956,DataInput!I956,NA())","v":"TempCorrActualPOE50"},{"$f":"IF($E957=DataInput!$B956,DataInput!J956,NA())","v":"NA"},{"$f":"IF($E957=DataInput!$B956,DataInput!K956,NA())","v":"NA"},null,null,"VIC Air Liquide 66 kV",null,null,null,null,false,null,null,{"$error":"#N/A"},{"$error":"#N/A"},{"$error":"#N/A"},{"$error":"#N/A"},{"$error":"#N/A"},{"$error":"#N/A"},{"$error":"#N/A"},{"$error":"#N/A"},{"$error":"#N/A"},{"$error":"#N/A"}]
[null,{"$f":"IF(DataInput!B957=$B$8,IF($B$9=$B$10,TRUE,IF(DataInput!E957=$B$9,TRUE,FALSE)))","v":true},null,null,{"$f":"IF(B958=TRUE,DataInput!B957,NA())","v":"VIC"},{"$f":"IF($E958=DataInput!$B957,DataInput!C957,NA())","v":"ATSWAL"},{"$f":"IF($E958=DataInput!$B957,DataInput!D957,NA())","v":"Air Liquide 66 kV"},{"$f":"IF($E958=DataInput!$B957,DataInput!E957,NA())","v":"Direct Connect"},{"$f":"IF($E958=DataInput!$B957,DataInput!F957,NA())","v":"Winter"},{"$f":"IF($E958=DataInput!$B957,DataInput!G957,NA())","v":"Coincident"},{"$f":"IF($E958=DataInput!$B957,DataInput!H957,NA())","v":2012},{"$f":"IF($E958=DataInput!$B957,DataInput!I957,NA())","v":"Actual"},{"$f":"IF($E958=DataInput!$B957,DataInput!J957,NA())","v":"NA"},{"$f":"IF($E958=DataInput!$B957,DataInput!K957,NA())","v":"NA"},null,null,"VIC Air Liquide 66 kV",null,null,null,null,false,null,null,{"$error":"#N/A"},{"$error":"#N/A"},{"$error":"#N/A"},{"$error":"#N/A"},{"$error":"#N/A"},{"$error":"#N/A"},{"$error":"#N/A"},{"$error":"#N/A"},{"$error":"#N/A"},{"$error":"#N/A"}]
[null,{"$f":"IF(DataInput!B958=$B$8,IF($B$9=$B$10,TRUE,IF(DataInput!E958=$B$9,TRUE,FALSE)))","v":true},null,null,{"$f":"IF(B959=TRUE,DataInput!B958,NA())","v":"VIC"},{"$f":"IF($E959=DataInput!$B958,DataInput!C958,NA())","v":"ATSWAL"},{"$f":"IF($E959=DataInput!$B958,DataInput!D958,NA())","v":"Air Liquide 66 kV"},{"$f":"IF($E959=DataInput!$B958,DataInput!E958,NA())","v":"Direct Connect"},{"$f":"IF($E959=DataInput!$B958,DataInput!F958,NA())","v":"Winter"},{"$f":"IF($E959=DataInput!$B958,DataInput!G958,NA())","v":"Non-Coincident"},{"$f":"IF($E959=DataInput!$B958,DataInput!H958,NA())","v":2012},{"$f":"IF($E959=DataInput!$B958,DataInput!I958,NA())","v":"Actual"},{"$f":"IF($E959=DataInput!$B958,DataInput!J958,NA())","v":"NA"},{"$f":"IF($E959=DataInput!$B958,DataInput!K958,NA())","v":"NA"},null,null,"VIC Air Liquide 66 kV",null,null,null,null,false,null,null,{"$error":"#N/A"},{"$error":"#N/A"},{"$error":"#N/A"},{"$error":"#N/A"},{"$error":"#N/A"},{"$error":"#N/A"},{"$error":"#N/A"},{"$error":"#N/A"},{"$error":"#N/A"},{"$error":"#N/A"}]
[null,{"$f":"IF(DataInput!B959=$B$8,IF($B$9=$B$10,TRUE,IF(DataInput!E959=$B$9,TRUE,FALSE)))","v":true},null,null,{"$f":"IF(B960=TRUE,DataInput!B959,NA())","v":"VIC"},{"$f":"IF($E960=DataInput!$B959,DataInput!C959,NA())","v":"ATSWAL"},{"$f":"IF($E960=DataInput!$B959,DataInput!D959,NA())","v":"Air Liquide 66 kV"},{"$f":"IF($E960=DataInput!$B959,DataInput!E959,NA())","v":"Direct Connect"},{"$f":"IF($E960=DataInput!$B959,DataInput!F959,NA())","v":"Winter"},{"$f":"IF($E960=DataInput!$B959,DataInput!G959,NA())","v":"Coincident"},{"$f":"IF($E960=DataInput!$B959,DataInput!H959,NA())","v":2013},{"$f":"IF($E960=DataInput!$B959,DataInput!I959,NA())","v":"TempCorrActualPOE10"},{"$f":"IF($E960=DataInput!$B959,DataInput!J959,NA())","v":"NA"},{"$f":"IF($E960=DataInput!$B959,DataInput!K959,NA())","v":"NA"},null,null,"VIC Air Liquide 66 kV",null,null,null,null,false,null,null,{"$error":"#N/A"},{"$error":"#N/A"},{"$error":"#N/A"},{"$error":"#N/A"},{"$error":"#N/A"},{"$error":"#N/A"},{"$error":"#N/A"},{"$error":"#N/A"},{"$error":"#N/A"},{"$error":"#N/A"}]
[null,{"$f":"IF(DataInput!B960=$B$8,IF($B$9=$B$10,TRUE,IF(DataInput!E960=$B$9,TRUE,FALSE)))","v":true},null,null,{"$f":"IF(B961=TRUE,DataInput!B960,NA())","v":"VIC"},{"$f":"IF($E961=DataInput!$B960,DataInput!C960,NA())","v":"ATSWAL"},{"$f":"IF($E961=DataInput!$B960,DataInput!D960,NA())","v":"Air Liquide 66 kV"},{"$f":"IF($E961=DataInput!$B960,DataInput!E960,NA())","v":"Direct Connect"},{"$f":"IF($E961=DataInput!$B960,DataInput!F960,NA())","v":"Winter"},{"$f":"IF($E961=DataInput!$B960,DataInput!G960,NA())","v":"Coincident"},{"$f":"IF($E961=DataInput!$B960,DataInput!H960,NA())","v":2013},{"$f":"IF($E961=DataInput!$B960,DataInput!I960,NA())","v":"TempCorrActualPOE50"},{"$f":"IF($E961=DataInput!$B960,DataInput!J960,NA())","v":"NA"},{"$f":"IF($E961=DataInput!$B960,DataInput!K960,NA())","v":"NA"},null,null,"VIC Air Liquide 66 kV",null,null,null,null,false,null,null,{"$error":"#N/A"},{"$error":"#N/A"},{"$error":"#N/A"},{"$error":"#N/A"},{"$error":"#N/A"},{"$error":"#N/A"},{"$error":"#N/A"},{"$error":"#N/A"},{"$error":"#N/A"},{"$error":"#N/A"}]
[null,{"$f":"IF(DataInput!B961=$B$8,IF($B$9=$B$10,TRUE,IF(DataInput!E961=$B$9,TRUE,FALSE)))","v":true},null,null,{"$f":"IF(B962=TRUE,DataInput!B961,NA())","v":"VIC"},{"$f":"IF($E962=DataInput!$B961,DataInput!C961,NA())","v":"ATSWAL"},{"$f":"IF($E962=DataInput!$B961,DataInput!D961,NA())","v":"Air Liquide 66 kV"},{"$f":"IF($E962=DataInput!$B961,DataInput!E961,NA())","v":"Direct Connect"},{"$f":"IF($E962=DataInput!$B961,DataInput!F961,NA())","v":"Winter"},{"$f":"IF($E962=DataInput!$B961,DataInput!G961,NA())","v":"Non-Coincident"},{"$f":"IF($E962=DataInput!$B961,DataInput!H961,NA())","v":2013},{"$f":"IF($E962=DataInput!$B961,DataInput!I961,NA())","v":"TempCorrActualPOE10"},{"$f":"IF($E962=DataInput!$B961,DataInput!J961,NA())","v":"NA"},{"$f":"IF($E962=DataInput!$B961,DataInput!K961,NA())","v":"NA"},null,null,"VIC Air Liquide 66 kV",null,null,null,null,false,null,null,{"$error":"#N/A"},{"$error":"#N/A"},{"$error":"#N/A"},{"$error":"#N/A"},{"$error":"#N/A"},{"$error":"#N/A"},{"$error":"#N/A"},{"$error":"#N/A"},{"$error":"#N/A"},{"$error":"#N/A"}]
[null,{"$f":"IF(DataInput!B962=$B$8,IF($B$9=$B$10,TRUE,IF(DataInput!E962=$B$9,TRUE,FALSE)))","v":true},null,null,{"$f":"IF(B963=TRUE,DataInput!B962,NA())","v":"VIC"},{"$f":"IF($E963=DataInput!$B962,DataInput!C962,NA())","v":"ATSWAL"},{"$f":"IF($E963=DataInput!$B962,DataInput!D962,NA())","v":"Air Liquide 66 kV"},{"$f":"IF($E963=DataInput!$B962,DataInput!E962,NA())","v":"Direct Connect"},{"$f":"IF($E963=DataInput!$B962,DataInput!F962,NA())","v":"Winter"},{"$f":"IF($E963=DataInput!$B962,DataInput!G962,NA())","v":"Non-Coincident"},{"$f":"IF($E963=DataInput!$B962,DataInput!H962,NA())","v":2013},{"$f":"IF($E963=DataInput!$B962,DataInput!I962,NA())","v":"TempCorrActualPOE50"},{"$f":"IF($E963=DataInput!$B962,DataInput!J962,NA())","v":"NA"},{"$f":"IF($E963=DataInput!$B962,DataInput!K962,NA())","v":"NA"},null,null,"VIC Air Liquide 66 kV",null,null,null,null,false,null,null,{"$error":"#N/A"},{"$error":"#N/A"},{"$error":"#N/A"},{"$error":"#N/A"},{"$error":"#N/A"},{"$error":"#N/A"},{"$error":"#N/A"},{"$error":"#N/A"},{"$error":"#N/A"},{"$error":"#N/A"}]
[null,{"$f":"IF(DataInput!B963=$B$8,IF($B$9=$B$10,TRUE,IF(DataInput!E963=$B$9,TRUE,FALSE)))","v":true},null,null,{"$f":"IF(B964=TRUE,DataInput!B963,NA())","v":"VIC"},{"$f":"IF($E964=DataInput!$B963,DataInput!C963,NA())","v":"ATSWAL"},{"$f":"IF($E964=DataInput!$B963,DataInput!D963,NA())","v":"Air Liquide 66 kV"},{"$f":"IF($E964=DataInput!$B963,DataInput!E963,NA())","v":"Direct Connect"},{"$f":"IF($E964=DataInput!$B963,DataInput!F963,NA())","v":"Winter"},{"$f":"IF($E964=DataInput!$B963,DataInput!G963,NA())","v":"Coincident"},{"$f":"IF($E964=DataInput!$B963,DataInput!H963,NA())","v":2013},{"$f":"IF($E964=DataInput!$B963,DataInput!I963,NA())","v":"Actual"},{"$f":"IF($E964=DataInput!$B963,DataInput!J963,NA())","v":"NA"},{"$f":"IF($E964=DataInput!$B963,DataInput!K963,NA())","v":"NA"},null,null,"VIC Air Liquide 66 kV",null,null,null,null,false,null,null,{"$error":"#N/A"},{"$error":"#N/A"},{"$error":"#N/A"},{"$error":"#N/A"},{"$error":"#N/A"},{"$error":"#N/A"},{"$error":"#N/A"},{"$error":"#N/A"},{"$error":"#N/A"},{"$error":"#N/A"}]
[null,{"$f":"IF(DataInput!B964=$B$8,IF($B$9=$B$10,TRUE,IF(DataInput!E964=$B$9,TRUE,FALSE)))","v":true},null,null,{"$f":"IF(B965=TRUE,DataInput!B964,NA())","v":"VIC"},{"$f":"IF($E965=DataInput!$B964,DataInput!C964,NA())","v":"ATSWAL"},{"$f":"IF($E965=DataInput!$B964,DataInput!D964,NA())","v":"Air Liquide 66 kV"},{"$f":"IF($E965=DataInput!$B964,DataInput!E964,NA())","v":"Direct Connect"},{"$f":"IF($E965=DataInput!$B964,DataInput!F964,NA())","v":"Winter"},{"$f":"IF($E965=DataInput!$B964,DataInput!G964,NA())","v":"Non-Coincident"},{"$f":"IF($E965=DataInput!$B964,DataInput!H964,NA())","v":2013},{"$f":"IF($E965=DataInput!$B964,DataInput!I964,NA())","v":"Actual"},{"$f":"IF($E965=DataInput!$B964,DataInput!J964,NA())","v":"NA"},{"$f":"IF($E965=DataInput!$B964,DataInput!K964,NA())","v":"NA"},null,null,"VIC Air Liquide 66 kV",null,null,null,null,false,null,null,{"$error":"#N/A"},{"$error":"#N/A"},{"$error":"#N/A"},{"$error":"#N/A"},{"$error":"#N/A"},{"$error":"#N/A"},{"$error":"#N/A"},{"$error":"#N/A"},{"$error":"#N/A"},{"$error":"#N/A"}]
[null,{"$f":"IF(DataInput!B965=$B$8,IF($B$9=$B$10,TRUE,IF(DataInput!E965=$B$9,TRUE,FALSE)))","v":true},null,null,{"$f":"IF(B966=TRUE,DataInput!B965,NA())","v":"VIC"},{"$f":"IF($E966=DataInput!$B965,DataInput!C965,NA())","v":"ATSWAL"},{"$f":"IF($E966=DataInput!$B965,DataInput!D965,NA())","v":"Air Liquide 66 kV"},{"$f":"IF($E966=DataInput!$B965,DataInput!E965,NA())","v":"Direct Connect"},{"$f":"IF($E966=DataInput!$B965,DataInput!F965,NA())","v":"Winter"},{"$f":"IF($E966=DataInput!$B965,DataInput!G965,NA())","v":"Coincident"},{"$f":"IF($E966=DataInput!$B965,DataInput!H965,NA())","v":2014},{"$f":"IF($E966=DataInput!$B965,DataInput!I965,NA())","v":"TempCorrActualPOE10"},{"$f":"IF($E966=DataInput!$B965,DataInput!J965,NA())","v":"NA"},{"$f":"IF($E966=DataInput!$B965,DataInput!K965,NA())","v":"NA"},null,null,"VIC Air Liquide 66 kV",null,null,null,null,false,null,null,{"$error":"#N/A"},{"$error":"#N/A"},{"$error":"#N/A"},{"$error":"#N/A"},{"$error":"#N/A"},{"$error":"#N/A"},{"$error":"#N/A"},{"$error":"#N/A"},{"$error":"#N/A"},{"$error":"#N/A"}]
[null,{"$f":"IF(DataInput!B966=$B$8,IF($B$9=$B$10,TRUE,IF(DataInput!E966=$B$9,TRUE,FALSE)))","v":true},null,null,{"$f":"IF(B967=TRUE,DataInput!B966,NA())","v":"VIC"},{"$f":"IF($E967=DataInput!$B966,DataInput!C966,NA())","v":"ATSWAL"},{"$f":"IF($E967=DataInput!$B966,DataInput!D966,NA())","v":"Air Liquide 66 kV"},{"$f":"IF($E967=DataInput!$B966,DataInput!E966,NA())","v":"Direct Connect"},{"$f":"IF($E967=DataInput!$B966,DataInput!F966,NA())","v":"Winter"},{"$f":"IF($E967=DataInput!$B966,DataInput!G966,NA())","v":"Coincident"},{"$f":"IF($E967=DataInput!$B966,DataInput!H966,NA())","v":2014},{"$f":"IF($E967=DataInput!$B966,DataInput!I966,NA())","v":"TempCorrActualPOE50"},{"$f":"IF($E967=DataInput!$B966,DataInput!J966,NA())","v":"NA"},{"$f":"IF($E967=DataInput!$B966,DataInput!K966,NA())","v":"NA"},null,null,"VIC Air Liquide 66 kV",null,null,null,null,false,null,null,{"$error":"#N/A"},{"$error":"#N/A"},{"$error":"#N/A"},{"$error":"#N/A"},{"$error":"#N/A"},{"$error":"#N/A"},{"$error":"#N/A"},{"$error":"#N/A"},{"$error":"#N/A"},{"$error":"#N/A"}]
[null,{"$f":"IF(DataInput!B967=$B$8,IF($B$9=$B$10,TRUE,IF(DataInput!E967=$B$9,TRUE,FALSE)))","v":true},null,null,{"$f":"IF(B968=TRUE,DataInput!B967,NA())","v":"VIC"},{"$f":"IF($E968=DataInput!$B967,DataInput!C967,NA())","v":"ATSWAL"},{"$f":"IF($E968=DataInput!$B967,DataInput!D967,NA())","v":"Air Liquide 66 kV"},{"$f":"IF($E968=DataInput!$B967,DataInput!E967,NA())","v":"Direct Connect"},{"$f":"IF($E968=DataInput!$B967,DataInput!F967,NA())","v":"Winter"},{"$f":"IF($E968=DataInput!$B967,DataInput!G967,NA())","v":"Non-Coincident"},{"$f":"IF($E968=DataInput!$B967,DataInput!H967,NA())","v":2014},{"$f":"IF($E968=DataInput!$B967,DataInput!I967,NA())","v":"TempCorrActualPOE10"},{"$f":"IF($E968=DataInput!$B967,DataInput!J967,NA())","v":"NA"},{"$f":"IF($E968=DataInput!$B967,DataInput!K967,NA())","v":"NA"},null,null,"VIC Air Liquide 66 kV",null,null,null,null,false,null,null,{"$error":"#N/A"},{"$error":"#N/A"},{"$error":"#N/A"},{"$error":"#N/A"},{"$error":"#N/A"},{"$error":"#N/A"},{"$error":"#N/A"},{"$error":"#N/A"},{"$error":"#N/A"},{"$error":"#N/A"}]
[null,{"$f":"IF(DataInput!B968=$B$8,IF($B$9=$B$10,TRUE,IF(DataInput!E968=$B$9,TRUE,FALSE)))","v":true},null,null,{"$f":"IF(B969=TRUE,DataInput!B968,NA())","v":"VIC"},{"$f":"IF($E969=DataInput!$B968,DataInput!C968,NA())","v":"ATSWAL"},{"$f":"IF($E969=DataInput!$B968,DataInput!D968,NA())","v":"Air Liquide 66 kV"},{"$f":"IF($E969=DataInput!$B968,DataInput!E968,NA())","v":"Direct Connect"},{"$f":"IF($E969=DataInput!$B968,DataInput!F968,NA())","v":"Winter"},{"$f":"IF($E969=DataInput!$B968,DataInput!G968,NA())","v":"Non-Coincident"},{"$f":"IF($E969=DataInput!$B968,DataInput!H968,NA())","v":2014},{"$f":"IF($E969=DataInput!$B968,DataInput!I968,NA())","v":"TempCorrActualPOE50"},{"$f":"IF($E969=DataInput!$B968,DataInput!J968,NA())","v":"NA"},{"$f":"IF($E969=DataInput!$B968,DataInput!K968,NA())","v":"NA"},null,null,"VIC Air Liquide 66 kV",null,null,null,null,false,null,null,{"$error":"#N/A"},{"$error":"#N/A"},{"$error":"#N/A"},{"$error":"#N/A"},{"$error":"#N/A"},{"$error":"#N/A"},{"$error":"#N/A"},{"$error":"#N/A"},{"$error":"#N/A"},{"$error":"#N/A"}]
[null,{"$f":"IF(DataInput!B969=$B$8,IF($B$9=$B$10,TRUE,IF(DataInput!E969=$B$9,TRUE,FALSE)))","v":true},null,null,{"$f":"IF(B970=TRUE,DataInput!B969,NA())","v":"VIC"},{"$f":"IF($E970=DataInput!$B969,DataInput!C969,NA())","v":"ATSWAL"},{"$f":"IF($E970=DataInput!$B969,DataInput!D969,NA())","v":"Air Liquide 66 kV"},{"$f":"IF($E970=DataInput!$B969,DataInput!E969,NA())","v":"Direct Connect"},{"$f":"IF($E970=DataInput!$B969,DataInput!F969,NA())","v":"Winter"},{"$f":"IF($E970=DataInput!$B969,DataInput!G969,NA())","v":"Coincident"},{"$f":"IF($E970=DataInput!$B969,DataInput!H969,NA())","v":2014},{"$f":"IF($E970=DataInput!$B969,DataInput!I969,NA())","v":"Actual"},{"$f":"IF($E970=DataInput!$B969,DataInput!J969,NA())","v":"NA"},{"$f":"IF($E970=DataInput!$B969,DataInput!K969,NA())","v":"NA"},null,null,"VIC Air Liquide 66 kV",null,null,null,null,false,null,null,{"$error":"#N/A"},{"$error":"#N/A"},{"$error":"#N/A"},{"$error":"#N/A"},{"$error":"#N/A"},{"$error":"#N/A"},{"$error":"#N/A"},{"$error":"#N/A"},{"$error":"#N/A"},{"$error":"#N/A"}]
[null,{"$f":"IF(DataInput!B970=$B$8,IF($B$9=$B$10,TRUE,IF(DataInput!E970=$B$9,TRUE,FALSE)))","v":true},null,null,{"$f":"IF(B971=TRUE,DataInput!B970,NA())","v":"VIC"},{"$f":"IF($E971=DataInput!$B970,DataInput!C970,NA())","v":"ATSWAL"},{"$f":"IF($E971=DataInput!$B970,DataInput!D970,NA())","v":"Air Liquide 66 kV"},{"$f":"IF($E971=DataInput!$B970,DataInput!E970,NA())","v":"Direct Connect"},{"$f":"IF($E971=DataInput!$B970,DataInput!F970,NA())","v":"Winter"},{"$f":"IF($E971=DataInput!$B970,DataInput!G970,NA())","v":"Non-Coincident"},{"$f":"IF($E971=DataInput!$B970,DataInput!H970,NA())","v":2014},{"$f":"IF($E971=DataInput!$B970,DataInput!I970,NA())","v":"Actual"},{"$f":"IF($E971=DataInput!$B970,DataInput!J970,NA())","v":"NA"},{"$f":"IF($E971=DataInput!$B970,DataInput!K970,NA())","v":"NA"},null,null,"VIC Air Liquide 66 kV",null,null,null,null,false,null,null,{"$error":"#N/A"},{"$error":"#N/A"},{"$error":"#N/A"},{"$error":"#N/A"},{"$error":"#N/A"},{"$error":"#N/A"},{"$error":"#N/A"},{"$error":"#N/A"},{"$error":"#N/A"},{"$error":"#N/A"}]
[null,{"$f":"IF(DataInput!B971=$B$8,IF($B$9=$B$10,TRUE,IF(DataInput!E971=$B$9,TRUE,FALSE)))","v":true},null,null,{"$f":"IF(B972=TRUE,DataInput!B971,NA())","v":"VIC"},{"$f":"IF($E972=DataInput!$B971,DataInput!C971,NA())","v":"ATSWAL"},{"$f":"IF($E972=DataInput!$B971,DataInput!D971,NA())","v":"Air Liquide 66 kV"},{"$f":"IF($E972=DataInput!$B971,DataInput!E971,NA())","v":"Direct Connect"},{"$f":"IF($E972=DataInput!$B971,DataInput!F971,NA())","v":"Winter"},{"$f":"IF($E972=DataInput!$B971,DataInput!G971,NA())","v":"Non-Coincident"},{"$f":"IF($E972=DataInput!$B971,DataInput!H971,NA())","v":2015},{"$f":"IF($E972=DataInput!$B971,DataInput!I971,NA())","v":"POE10"},{"$f":"IF($E972=DataInput!$B971,DataInput!J971,NA())","v":"NA"},{"$f":"IF($E972=DataInput!$B971,DataInput!K971,NA())","v":"NA"},null,null,{"$f":"IF(OR(ISERROR(E972),ISERROR(G972)),\"  \",E972&\" \"&G972)","v":"VIC Air Liquide 66 kV"},null,null,null,null,{"$f":"IF(ISERROR(G972),FALSE,IF($V$9=G972,TRUE,FALSE))","v":false},null,null,{"$f":"IF($V972=TRUE,E972,NA())","v":{"$error":"#N/A"}},{"$error":"#N/A"},{"$error":"#N/A"},{"$error":"#N/A"},{"$error":"#N/A"},{"$error":"#N/A"},{"$error":"#N/A"},{"$error":"#N/A"},{"$error":"#N/A"},{"$error":"#N/A"}]
[null,{"$f":"IF(DataInput!B972=$B$8,IF($B$9=$B$10,TRUE,IF(DataInput!E972=$B$9,TRUE,FALSE)))","v":true},null,null,{"$f":"IF(B973=TRUE,DataInput!B972,NA())","v":"VIC"},{"$f":"IF($E973=DataInput!$B972,DataInput!C972,NA())","v":"ATSWAL"},{"$f":"IF($E973=DataInput!$B972,DataInput!D972,NA())","v":"Air Liquide 66 kV"},{"$f":"IF($E973=DataInput!$B972,DataInput!E972,NA())","v":"Direct Connect"},{"$f":"IF($E973=DataInput!$B972,DataInput!F972,NA())","v":"Winter"},{"$f":"IF($E973=DataInput!$B972,DataInput!G972,NA())","v":"Non-Coincident"},{"$f":"IF($E973=DataInput!$B972,DataInput!H972,NA())","v":2015},{"$f":"IF($E973=DataInput!$B972,DataInput!I972,NA())","v":"POE50"},{"$f":"IF($E973=DataInput!$B972,DataInput!J972,NA())","v":"NA"},{"$f":"IF($E973=DataInput!$B972,DataInput!K972,NA())","v":"NA"},null,null,"VIC Air Liquide 66 kV",null,null,null,null,false,null,null,{"$error":"#N/A"},{"$error":"#N/A"},{"$error":"#N/A"},{"$error":"#N/A"},{"$error":"#N/A"},{"$error":"#N/A"},{"$error":"#N/A"},{"$error":"#N/A"},{"$error":"#N/A"},{"$error":"#N/A"}]
[null,{"$f":"IF(DataInput!B973=$B$8,IF($B$9=$B$10,TRUE,IF(DataInput!E973=$B$9,TRUE,FALSE)))","v":true},null,null,{"$f":"IF(B974=TRUE,DataInput!B973,NA())","v":"VIC"},{"$f":"IF($E974=DataInput!$B973,DataInput!C973,NA())","v":"ATSWAL"},{"$f":"IF($E974=DataInput!$B973,DataInput!D973,NA())","v":"Air Liquide 66 kV"},{"$f":"IF($E974=DataInput!$B973,DataInput!E973,NA())","v":"Direct Connect"},{"$f":"IF($E974=DataInput!$B973,DataInput!F973,NA())","v":"Winter"},{"$f":"IF($E974=DataInput!$B973,DataInput!G973,NA())","v":"Coincident"},{"$f":"IF($E974=DataInput!$B973,DataInput!H973,NA())","v":2015},{"$f":"IF($E974=DataInput!$B973,DataInput!I973,NA())","v":"POE10"},{"$f":"IF($E974=DataInput!$B973,DataInput!J973,NA())","v":"NA"},{"$f":"IF($E974=DataInput!$B973,DataInput!K973,NA())","v":"NA"},null,null,"VIC Air Liquide 66 kV",null,null,null,null,false,null,null,{"$error":"#N/A"},{"$error":"#N/A"},{"$error":"#N/A"},{"$error":"#N/A"},{"$error":"#N/A"},{"$error":"#N/A"},{"$error":"#N/A"},{"$error":"#N/A"},{"$error":"#N/A"},{"$error":"#N/A"}]
[null,{"$f":"IF(DataInput!B974=$B$8,IF($B$9=$B$10,TRUE,IF(DataInput!E974=$B$9,TRUE,FALSE)))","v":true},null,null,{"$f":"IF(B975=TRUE,DataInput!B974,NA())","v":"VIC"},{"$f":"IF($E975=DataInput!$B974,DataInput!C974,NA())","v":"ATSWAL"},{"$f":"IF($E975=DataInput!$B974,DataInput!D974,NA())","v":"Air Liquide 66 kV"},{"$f":"IF($E975=DataInput!$B974,DataInput!E974,NA())","v":"Direct Connect"},{"$f":"IF($E975=DataInput!$B974,DataInput!F974,NA())","v":"Winter"},{"$f":"IF($E975=DataInput!$B974,DataInput!G974,NA())","v":"Coincident"},{"$f":"IF($E975=DataInput!$B974,DataInput!H974,NA())","v":2015},{"$f":"IF($E975=DataInput!$B974,DataInput!I974,NA())","v":"POE50"},{"$f":"IF($E975=DataInput!$B974,DataInput!J974,NA())","v":"NA"},{"$f":"IF($E975=DataInput!$B974,DataInput!K974,NA())","v":"NA"},null,null,"VIC Air Liquide 66 kV",null,null,null,null,false,null,null,{"$error":"#N/A"},{"$error":"#N/A"},{"$error":"#N/A"},{"$error":"#N/A"},{"$error":"#N/A"},{"$error":"#N/A"},{"$error":"#N/A"},{"$error":"#N/A"},{"$error":"#N/A"},{"$error":"#N/A"}]
[null,{"$f":"IF(DataInput!B975=$B$8,IF($B$9=$B$10,TRUE,IF(DataInput!E975=$B$9,TRUE,FALSE)))","v":true},null,null,{"$f":"IF(B976=TRUE,DataInput!B975,NA())","v":"VIC"},{"$f":"IF($E976=DataInput!$B975,DataInput!C975,NA())","v":"ATSWAL"},{"$f":"IF($E976=DataInput!$B975,DataInput!D975,NA())","v":"Air Liquide 66 kV"},{"$f":"IF($E976=DataInput!$B975,DataInput!E975,NA())","v":"Direct Connect"},{"$f":"IF($E976=DataInput!$B975,DataInput!F975,NA())","v":"Winter"},{"$f":"IF($E976=DataInput!$B975,DataInput!G975,NA())","v":"Non-Coincident"},{"$f":"IF($E976=DataInput!$B975,DataInput!H975,NA())","v":2016},{"$f":"IF($E976=DataInput!$B975,DataInput!I975,NA())","v":"POE10"},{"$f":"IF($E976=DataInput!$B975,DataInput!J975,NA())","v":"NA"},{"$f":"IF($E976=DataInput!$B975,DataInput!K975,NA())","v":"NA"},null,null,"VIC Air Liquide 66 kV",null,null,null,null,false,null,null,{"$error":"#N/A"},{"$error":"#N/A"},{"$error":"#N/A"},{"$error":"#N/A"},{"$error":"#N/A"},{"$error":"#N/A"},{"$error":"#N/A"},{"$error":"#N/A"},{"$error":"#N/A"},{"$error":"#N/A"}]
[null,{"$f":"IF(DataInput!B976=$B$8,IF($B$9=$B$10,TRUE,IF(DataInput!E976=$B$9,TRUE,FALSE)))","v":true},null,null,{"$f":"IF(B977=TRUE,DataInput!B976,NA())","v":"VIC"},{"$f":"IF($E977=DataInput!$B976,DataInput!C976,NA())","v":"ATSWAL"},{"$f":"IF($E977=DataInput!$B976,DataInput!D976,NA())","v":"Air Liquide 66 kV"},{"$f":"IF($E977=DataInput!$B976,DataInput!E976,NA())","v":"Direct Connect"},{"$f":"IF($E977=DataInput!$B976,DataInput!F976,NA())","v":"Winter"},{"$f":"IF($E977=DataInput!$B976,DataInput!G976,NA())","v":"Non-Coincident"},{"$f":"IF($E977=DataInput!$B976,DataInput!H976,NA())","v":2016},{"$f":"IF($E977=DataInput!$B976,DataInput!I976,NA())","v":"POE50"},{"$f":"IF($E977=DataInput!$B976,DataInput!J976,NA())","v":"NA"},{"$f":"IF($E977=DataInput!$B976,DataInput!K976,NA())","v":"NA"},null,null,"VIC Air Liquide 66 kV",null,null,null,null,false,null,null,{"$error":"#N/A"},{"$error":"#N/A"},{"$error":"#N/A"},{"$error":"#N/A"},{"$error":"#N/A"},{"$error":"#N/A"},{"$error":"#N/A"},{"$error":"#N/A"},{"$error":"#N/A"},{"$error":"#N/A"}]
[null,{"$f":"IF(DataInput!B977=$B$8,IF($B$9=$B$10,TRUE,IF(DataInput!E977=$B$9,TRUE,FALSE)))","v":true},null,null,{"$f":"IF(B978=TRUE,DataInput!B977,NA())","v":"VIC"},{"$f":"IF($E978=DataInput!$B977,DataInput!C977,NA())","v":"ATSWAL"},{"$f":"IF($E978=DataInput!$B977,DataInput!D977,NA())","v":"Air Liquide 66 kV"},{"$f":"IF($E978=DataInput!$B977,DataInput!E977,NA())","v":"Direct Connect"},{"$f":"IF($E978=DataInput!$B977,DataInput!F977,NA())","v":"Winter"},{"$f":"IF($E978=DataInput!$B977,DataInput!G977,NA())","v":"Coincident"},{"$f":"IF($E978=DataInput!$B977,DataInput!H977,NA())","v":2016},{"$f":"IF($E978=DataInput!$B977,DataInput!I977,NA())","v":"POE10"},{"$f":"IF($E978=DataInput!$B977,DataInput!J977,NA())","v":"NA"},{"$f":"IF($E978=DataInput!$B977,DataInput!K977,NA())","v":"NA"},null,null,"VIC Air Liquide 66 kV",null,null,null,null,false,null,null,{"$error":"#N/A"},{"$error":"#N/A"},{"$error":"#N/A"},{"$error":"#N/A"},{"$error":"#N/A"},{"$error":"#N/A"},{"$error":"#N/A"},{"$error":"#N/A"},{"$error":"#N/A"},{"$error":"#N/A"}]
[null,{"$f":"IF(DataInput!B978=$B$8,IF($B$9=$B$10,TRUE,IF(DataInput!E978=$B$9,TRUE,FALSE)))","v":true},null,null,{"$f":"IF(B979=TRUE,DataInput!B978,NA())","v":"VIC"},{"$f":"IF($E979=DataInput!$B978,DataInput!C978,NA())","v":"ATSWAL"},{"$f":"IF($E979=DataInput!$B978,DataInput!D978,NA())","v":"Air Liquide 66 kV"},{"$f":"IF($E979=DataInput!$B978,DataInput!E978,NA())","v":"Direct Connect"},{"$f":"IF($E979=DataInput!$B978,DataInput!F978,NA())","v":"Winter"},{"$f":"IF($E979=DataInput!$B978,DataInput!G978,NA())","v":"Coincident"},{"$f":"IF($E979=DataInput!$B978,DataInput!H978,NA())","v":2016},{"$f":"IF($E979=DataInput!$B978,DataInput!I978,NA())","v":"POE50"},{"$f":"IF($E979=DataInput!$B978,DataInput!J978,NA())","v":"NA"},{"$f":"IF($E979=DataInput!$B978,DataInput!K978,NA())","v":"NA"},null,null,"VIC Air Liquide 66 kV",null,null,null,null,false,null,null,{"$error":"#N/A"},{"$error":"#N/A"},{"$error":"#N/A"},{"$error":"#N/A"},{"$error":"#N/A"},{"$error":"#N/A"},{"$error":"#N/A"},{"$error":"#N/A"},{"$error":"#N/A"},{"$error":"#N/A"}]
[null,{"$f":"IF(DataInput!B979=$B$8,IF($B$9=$B$10,TRUE,IF(DataInput!E979=$B$9,TRUE,FALSE)))","v":true},null,null,{"$f":"IF(B980=TRUE,DataInput!B979,NA())","v":"VIC"},{"$f":"IF($E980=DataInput!$B979,DataInput!C979,NA())","v":"ATSWAL"},{"$f":"IF($E980=DataInput!$B979,DataInput!D979,NA())","v":"Air Liquide 66 kV"},{"$f":"IF($E980=DataInput!$B979,DataInput!E979,NA())","v":"Direct Connect"},{"$f":"IF($E980=DataInput!$B979,DataInput!F979,NA())","v":"Winter"},{"$f":"IF($E980=DataInput!$B979,DataInput!G979,NA())","v":"Non-Coincident"},{"$f":"IF($E980=DataInput!$B979,DataInput!H979,NA())","v":2017},{"$f":"IF($E980=DataInput!$B979,DataInput!I979,NA())","v":"POE10"},{"$f":"IF($E980=DataInput!$B979,DataInput!J979,NA())","v":"NA"},{"$f":"IF($E980=DataInput!$B979,DataInput!K979,NA())","v":"NA"},null,null,"VIC Air Liquide 66 kV",null,null,null,null,false,null,null,{"$error":"#N/A"},{"$error":"#N/A"},{"$error":"#N/A"},{"$error":"#N/A"},{"$error":"#N/A"},{"$error":"#N/A"},{"$error":"#N/A"},{"$error":"#N/A"},{"$error":"#N/A"},{"$error":"#N/A"}]
[null,{"$f":"IF(DataInput!B980=$B$8,IF($B$9=$B$10,TRUE,IF(DataInput!E980=$B$9,TRUE,FALSE)))","v":true},null,null,{"$f":"IF(B981=TRUE,DataInput!B980,NA())","v":"VIC"},{"$f":"IF($E981=DataInput!$B980,DataInput!C980,NA())","v":"ATSWAL"},{"$f":"IF($E981=DataInput!$B980,DataInput!D980,NA())","v":"Air Liquide 66 kV"},{"$f":"IF($E981=DataInput!$B980,DataInput!E980,NA())","v":"Direct Connect"},{"$f":"IF($E981=DataInput!$B980,DataInput!F980,NA())","v":"Winter"},{"$f":"IF($E981=DataInput!$B980,DataInput!G980,NA())","v":"Non-Coincident"},{"$f":"IF($E981=DataInput!$B980,DataInput!H980,NA())","v":2017},{"$f":"IF($E981=DataInput!$B980,DataInput!I980,NA())","v":"POE50"},{"$f":"IF($E981=DataInput!$B980,DataInput!J980,NA())","v":"NA"},{"$f":"IF($E981=DataInput!$B980,DataInput!K980,NA())","v":"NA"},null,null,"VIC Air Liquide 66 kV",null,null,null,null,false,null,null,{"$error":"#N/A"},{"$error":"#N/A"},{"$error":"#N/A"},{"$error":"#N/A"},{"$error":"#N/A"},{"$error":"#N/A"},{"$error":"#N/A"},{"$error":"#N/A"},{"$error":"#N/A"},{"$error":"#N/A"}]
[null,{"$f":"IF(DataInput!B981=$B$8,IF($B$9=$B$10,TRUE,IF(DataInput!E981=$B$9,TRUE,FALSE)))","v":true},null,null,{"$f":"IF(B982=TRUE,DataInput!B981,NA())","v":"VIC"},{"$f":"IF($E982=DataInput!$B981,DataInput!C981,NA())","v":"ATSWAL"},{"$f":"IF($E982=DataInput!$B981,DataInput!D981,NA())","v":"Air Liquide 66 kV"},{"$f":"IF($E982=DataInput!$B981,DataInput!E981,NA())","v":"Direct Connect"},{"$f":"IF($E982=DataInput!$B981,DataInput!F981,NA())","v":"Winter"},{"$f":"IF($E982=DataInput!$B981,DataInput!G981,NA())","v":"Coincident"},{"$f":"IF($E982=DataInput!$B981,DataInput!H981,NA())","v":2017},{"$f":"IF($E982=DataInput!$B981,DataInput!I981,NA())","v":"POE10"},{"$f":"IF($E982=DataInput!$B981,DataInput!J981,NA())","v":"NA"},{"$f":"IF($E982=DataInput!$B981,DataInput!K981,NA())","v":"NA"},null,null,"VIC Air Liquide 66 kV",null,null,null,null,false,null,null,{"$error":"#N/A"},{"$error":"#N/A"},{"$error":"#N/A"},{"$error":"#N/A"},{"$error":"#N/A"},{"$error":"#N/A"},{"$error":"#N/A"},{"$error":"#N/A"},{"$error":"#N/A"},{"$error":"#N/A"}]
[null,{"$f":"IF(DataInput!B982=$B$8,IF($B$9=$B$10,TRUE,IF(DataInput!E982=$B$9,TRUE,FALSE)))","v":true},null,null,{"$f":"IF(B983=TRUE,DataInput!B982,NA())","v":"VIC"},{"$f":"IF($E983=DataInput!$B982,DataInput!C982,NA())","v":"ATSWAL"},{"$f":"IF($E983=DataInput!$B982,DataInput!D982,NA())","v":"Air Liquide 66 kV"},{"$f":"IF($E983=DataInput!$B982,DataInput!E982,NA())","v":"Direct Connect"},{"$f":"IF($E983=DataInput!$B982,DataInput!F982,NA())","v":"Winter"},{"$f":"IF($E983=DataInput!$B982,DataInput!G982,NA())","v":"Coincident"},{"$f":"IF($E983=DataInput!$B982,DataInput!H982,NA())","v":2017},{"$f":"IF($E983=DataInput!$B982,DataInput!I982,NA())","v":"POE50"},{"$f":"IF($E983=DataInput!$B982,DataInput!J982,NA())","v":"NA"},{"$f":"IF($E983=DataInput!$B982,DataInput!K982,NA())","v":"NA"},null,null,"VIC Air Liquide 66 kV",null,null,null,null,false,null,null,{"$error":"#N/A"},{"$error":"#N/A"},{"$error":"#N/A"},{"$error":"#N/A"},{"$error":"#N/A"},{"$error":"#N/A"},{"$error":"#N/A"},{"$error":"#N/A"},{"$error":"#N/A"},{"$error":"#N/A"}]
[null,{"$f":"IF(DataInput!B983=$B$8,IF($B$9=$B$10,TRUE,IF(DataInput!E983=$B$9,TRUE,FALSE)))","v":true},null,null,{"$f":"IF(B984=TRUE,DataInput!B983,NA())","v":"VIC"},{"$f":"IF($E984=DataInput!$B983,DataInput!C983,NA())","v":"ATSWAL"},{"$f":"IF($E984=DataInput!$B983,DataInput!D983,NA())","v":"Air Liquide 66 kV"},{"$f":"IF($E984=DataInput!$B983,DataInput!E983,NA())","v":"Direct Connect"},{"$f":"IF($E984=DataInput!$B983,DataInput!F983,NA())","v":"Winter"},{"$f":"IF($E984=DataInput!$B983,DataInput!G983,NA())","v":"Non-Coincident"},{"$f":"IF($E984=DataInput!$B983,DataInput!H983,NA())","v":2018},{"$f":"IF($E984=DataInput!$B983,DataInput!I983,NA())","v":"POE10"},{"$f":"IF($E984=DataInput!$B983,DataInput!J983,NA())","v":"NA"},{"$f":"IF($E984=DataInput!$B983,DataInput!K983,NA())","v":"NA"},null,null,"VIC Air Liquide 66 kV",null,null,null,null,false,null,null,{"$error":"#N/A"},{"$error":"#N/A"},{"$error":"#N/A"},{"$error":"#N/A"},{"$error":"#N/A"},{"$error":"#N/A"},{"$error":"#N/A"},{"$error":"#N/A"},{"$error":"#N/A"},{"$error":"#N/A"}]
[null,{"$f":"IF(DataInput!B984=$B$8,IF($B$9=$B$10,TRUE,IF(DataInput!E984=$B$9,TRUE,FALSE)))","v":true},null,null,{"$f":"IF(B985=TRUE,DataInput!B984,NA())","v":"VIC"},{"$f":"IF($E985=DataInput!$B984,DataInput!C984,NA())","v":"ATSWAL"},{"$f":"IF($E985=DataInput!$B984,DataInput!D984,NA())","v":"Air Liquide 66 kV"},{"$f":"IF($E985=DataInput!$B984,DataInput!E984,NA())","v":"Direct Connect"},{"$f":"IF($E985=DataInput!$B984,DataInput!F984,NA())","v":"Winter"},{"$f":"IF($E985=DataInput!$B984,DataInput!G984,NA())","v":"Non-Coincident"},{"$f":"IF($E985=DataInput!$B984,DataInput!H984,NA())","v":2018},{"$f":"IF($E985=DataInput!$B984,DataInput!I984,NA())","v":"POE50"},{"$f":"IF($E985=DataInput!$B984,DataInput!J984,NA())","v":"NA"},{"$f":"IF($E985=DataInput!$B984,DataInput!K984,NA())","v":"NA"},null,null,"VIC Air Liquide 66 kV",null,null,null,null,false,null,null,{"$error":"#N/A"},{"$error":"#N/A"},{"$error":"#N/A"},{"$error":"#N/A"},{"$error":"#N/A"},{"$error":"#N/A"},{"$error":"#N/A"},{"$error":"#N/A"},{"$error":"#N/A"},{"$error":"#N/A"}]
[null,{"$f":"IF(DataInput!B985=$B$8,IF($B$9=$B$10,TRUE,IF(DataInput!E985=$B$9,TRUE,FALSE)))","v":true},null,null,{"$f":"IF(B986=TRUE,DataInput!B985,NA())","v":"VIC"},{"$f":"IF($E986=DataInput!$B985,DataInput!C985,NA())","v":"ATSWAL"},{"$f":"IF($E986=DataInput!$B985,DataInput!D985,NA())","v":"Air Liquide 66 kV"},{"$f":"IF($E986=DataInput!$B985,DataInput!E985,NA())","v":"Direct Connect"},{"$f":"IF($E986=DataInput!$B985,DataInput!F985,NA())","v":"Winter"},{"$f":"IF($E986=DataInput!$B985,DataInput!G985,NA())","v":"Coincident"},{"$f":"IF($E986=DataInput!$B985,DataInput!H985,NA())","v":2018},{"$f":"IF($E986=DataInput!$B985,DataInput!I985,NA())","v":"POE10"},{"$f":"IF($E986=DataInput!$B985,DataInput!J985,NA())","v":"NA"},{"$f":"IF($E986=DataInput!$B985,DataInput!K985,NA())","v":"NA"},null,null,"VIC Air Liquide 66 kV",null,null,null,null,false,null,null,{"$error":"#N/A"},{"$error":"#N/A"},{"$error":"#N/A"},{"$error":"#N/A"},{"$error":"#N/A"},{"$error":"#N/A"},{"$error":"#N/A"},{"$error":"#N/A"},{"$error":"#N/A"},{"$error":"#N/A"}]
[null,{"$f":"IF(DataInput!B986=$B$8,IF($B$9=$B$10,TRUE,IF(DataInput!E986=$B$9,TRUE,FALSE)))","v":true},null,null,{"$f":"IF(B987=TRUE,DataInput!B986,NA())","v":"VIC"},{"$f":"IF($E987=DataInput!$B986,DataInput!C986,NA())","v":"ATSWAL"},{"$f":"IF($E987=DataInput!$B986,DataInput!D986,NA())","v":"Air Liquide 66 kV"},{"$f":"IF($E987=DataInput!$B986,DataInput!E986,NA())","v":"Direct Connect"},{"$f":"IF($E987=DataInput!$B986,DataInput!F986,NA())","v":"Winter"},{"$f":"IF($E987=DataInput!$B986,DataInput!G986,NA())","v":"Coincident"},{"$f":"IF($E987=DataInput!$B986,DataInput!H986,NA())","v":2018},{"$f":"IF($E987=DataInput!$B986,DataInput!I986,NA())","v":"POE50"},{"$f":"IF($E987=DataInput!$B986,DataInput!J986,NA())","v":"NA"},{"$f":"IF($E987=DataInput!$B986,DataInput!K986,NA())","v":"NA"},null,null,"VIC Air Liquide 66 kV",null,null,null,null,false,null,null,{"$error":"#N/A"},{"$error":"#N/A"},{"$error":"#N/A"},{"$error":"#N/A"},{"$error":"#N/A"},{"$error":"#N/A"},{"$error":"#N/A"},{"$error":"#N/A"},{"$error":"#N/A"},{"$error":"#N/A"}]
[null,{"$f":"IF(DataInput!B987=$B$8,IF($B$9=$B$10,TRUE,IF(DataInput!E987=$B$9,TRUE,FALSE)))","v":true},null,null,{"$f":"IF(B988=TRUE,DataInput!B987,NA())","v":"VIC"},{"$f":"IF($E988=DataInput!$B987,DataInput!C987,NA())","v":"ATSWAL"},{"$f":"IF($E988=DataInput!$B987,DataInput!D987,NA())","v":"Air Liquide 66 kV"},{"$f":"IF($E988=DataInput!$B987,DataInput!E987,NA())","v":"Direct Connect"},{"$f":"IF($E988=DataInput!$B987,DataInput!F987,NA())","v":"Winter"},{"$f":"IF($E988=DataInput!$B987,DataInput!G987,NA())","v":"Non-Coincident"},{"$f":"IF($E988=DataInput!$B987,DataInput!H987,NA())","v":2019},{"$f":"IF($E988=DataInput!$B987,DataInput!I987,NA())","v":"POE10"},{"$f":"IF($E988=DataInput!$B987,DataInput!J987,NA())","v":"NA"},{"$f":"IF($E988=DataInput!$B987,DataInput!K987,NA())","v":"NA"},null,null,"VIC Air Liquide 66 kV",null,null,null,null,false,null,null,{"$error":"#N/A"},{"$error":"#N/A"},{"$error":"#N/A"},{"$error":"#N/A"},{"$error":"#N/A"},{"$error":"#N/A"},{"$error":"#N/A"},{"$error":"#N/A"},{"$error":"#N/A"},{"$error":"#N/A"}]
[null,{"$f":"IF(DataInput!B988=$B$8,IF($B$9=$B$10,TRUE,IF(DataInput!E988=$B$9,TRUE,FALSE)))","v":true},null,null,{"$f":"IF(B989=TRUE,DataInput!B988,NA())","v":"VIC"},{"$f":"IF($E989=DataInput!$B988,DataInput!C988,NA())","v":"ATSWAL"},{"$f":"IF($E989=DataInput!$B988,DataInput!D988,NA())","v":"Air Liquide 66 kV"},{"$f":"IF($E989=DataInput!$B988,DataInput!E988,NA())","v":"Direct Connect"},{"$f":"IF($E989=DataInput!$B988,DataInput!F988,NA())","v":"Winter"},{"$f":"IF($E989=DataInput!$B988,DataInput!G988,NA())","v":"Non-Coincident"},{"$f":"IF($E989=DataInput!$B988,DataInput!H988,NA())","v":2019},{"$f":"IF($E989=DataInput!$B988,DataInput!I988,NA())","v":"POE50"},{"$f":"IF($E989=DataInput!$B988,DataInput!J988,NA())","v":"NA"},{"$f":"IF($E989=DataInput!$B988,DataInput!K988,NA())","v":"NA"},null,null,"VIC Air Liquide 66 kV",null,null,null,null,false,null,null,{"$error":"#N/A"},{"$error":"#N/A"},{"$error":"#N/A"},{"$error":"#N/A"},{"$error":"#N/A"},{"$error":"#N/A"},{"$error":"#N/A"},{"$error":"#N/A"},{"$error":"#N/A"},{"$error":"#N/A"}]
[null,{"$f":"IF(DataInput!B989=$B$8,IF($B$9=$B$10,TRUE,IF(DataInput!E989=$B$9,TRUE,FALSE)))","v":true},null,null,{"$f":"IF(B990=TRUE,DataInput!B989,NA())","v":"VIC"},{"$f":"IF($E990=DataInput!$B989,DataInput!C989,NA())","v":"ATSWAL"},{"$f":"IF($E990=DataInput!$B989,DataInput!D989,NA())","v":"Air Liquide 66 kV"},{"$f":"IF($E990=DataInput!$B989,DataInput!E989,NA())","v":"Direct Connect"},{"$f":"IF($E990=DataInput!$B989,DataInput!F989,NA())","v":"Winter"},{"$f":"IF($E990=DataInput!$B989,DataInput!G989,NA())","v":"Coincident"},{"$f":"IF($E990=DataInput!$B989,DataInput!H989,NA())","v":2019},{"$f":"IF($E990=DataInput!$B989,DataInput!I989,NA())","v":"POE10"},{"$f":"IF($E990=DataInput!$B989,DataInput!J989,NA())","v":"NA"},{"$f":"IF($E990=DataInput!$B989,DataInput!K989,NA())","v":"NA"},null,null,"VIC Air Liquide 66 kV",null,null,null,null,false,null,null,{"$error":"#N/A"},{"$error":"#N/A"},{"$error":"#N/A"},{"$error":"#N/A"},{"$error":"#N/A"},{"$error":"#N/A"},{"$error":"#N/A"},{"$error":"#N/A"},{"$error":"#N/A"},{"$error":"#N/A"}]
[null,{"$f":"IF(DataInput!B990=$B$8,IF($B$9=$B$10,TRUE,IF(DataInput!E990=$B$9,TRUE,FALSE)))","v":true},null,null,{"$f":"IF(B991=TRUE,DataInput!B990,NA())","v":"VIC"},{"$f":"IF($E991=DataInput!$B990,DataInput!C990,NA())","v":"ATSWAL"},{"$f":"IF($E991=DataInput!$B990,DataInput!D990,NA())","v":"Air Liquide 66 kV"},{"$f":"IF($E991=DataInput!$B990,DataInput!E990,NA())","v":"Direct Connect"},{"$f":"IF($E991=DataInput!$B990,DataInput!F990,NA())","v":"Winter"},{"$f":"IF($E991=DataInput!$B990,DataInput!G990,NA())","v":"Coincident"},{"$f":"IF($E991=DataInput!$B990,DataInput!H990,NA())","v":2019},{"$f":"IF($E991=DataInput!$B990,DataInput!I990,NA())","v":"POE50"},{"$f":"IF($E991=DataInput!$B990,DataInput!J990,NA())","v":"NA"},{"$f":"IF($E991=DataInput!$B990,DataInput!K990,NA())","v":"NA"},null,null,"VIC Air Liquide 66 kV",null,null,null,null,false,null,null,{"$error":"#N/A"},{"$error":"#N/A"},{"$error":"#N/A"},{"$error":"#N/A"},{"$error":"#N/A"},{"$error":"#N/A"},{"$error":"#N/A"},{"$error":"#N/A"},{"$error":"#N/A"},{"$error":"#N/A"}]
[null,{"$f":"IF(DataInput!B991=$B$8,IF($B$9=$B$10,TRUE,IF(DataInput!E991=$B$9,TRUE,FALSE)))","v":true},null,null,{"$f":"IF(B992=TRUE,DataInput!B991,NA())","v":"VIC"},{"$f":"IF($E992=DataInput!$B991,DataInput!C991,NA())","v":"ATSWAL"},{"$f":"IF($E992=DataInput!$B991,DataInput!D991,NA())","v":"Air Liquide 66 kV"},{"$f":"IF($E992=DataInput!$B991,DataInput!E991,NA())","v":"Direct Connect"},{"$f":"IF($E992=DataInput!$B991,DataInput!F991,NA())","v":"Winter"},{"$f":"IF($E992=DataInput!$B991,DataInput!G991,NA())","v":"Non-Coincident"},{"$f":"IF($E992=DataInput!$B991,DataInput!H991,NA())","v":2020},{"$f":"IF($E992=DataInput!$B991,DataInput!I991,NA())","v":"POE10"},{"$f":"IF($E992=DataInput!$B991,DataInput!J991,NA())","v":"NA"},{"$f":"IF($E992=DataInput!$B991,DataInput!K991,NA())","v":"NA"},null,null,"VIC Air Liquide 66 kV",null,null,null,null,false,null,null,{"$error":"#N/A"},{"$error":"#N/A"},{"$error":"#N/A"},{"$error":"#N/A"},{"$error":"#N/A"},{"$error":"#N/A"},{"$error":"#N/A"},{"$error":"#N/A"},{"$error":"#N/A"},{"$error":"#N/A"}]
[null,{"$f":"IF(DataInput!B992=$B$8,IF($B$9=$B$10,TRUE,IF(DataInput!E992=$B$9,TRUE,FALSE)))","v":true},null,null,{"$f":"IF(B993=TRUE,DataInput!B992,NA())","v":"VIC"},{"$f":"IF($E993=DataInput!$B992,DataInput!C992,NA())","v":"ATSWAL"},{"$f":"IF($E993=DataInput!$B992,DataInput!D992,NA())","v":"Air Liquide 66 kV"},{"$f":"IF($E993=DataInput!$B992,DataInput!E992,NA())","v":"Direct Connect"},{"$f":"IF($E993=DataInput!$B992,DataInput!F992,NA())","v":"Winter"},{"$f":"IF($E993=DataInput!$B992,DataInput!G992,NA())","v":"Non-Coincident"},{"$f":"IF($E993=DataInput!$B992,DataInput!H992,NA())","v":2020},{"$f":"IF($E993=DataInput!$B992,DataInput!I992,NA())","v":"POE50"},{"$f":"IF($E993=DataInput!$B992,DataInput!J992,NA())","v":"NA"},{"$f":"IF($E993=DataInput!$B992,DataInput!K992,NA())","v":"NA"},null,null,"VIC Air Liquide 66 kV",null,null,null,null,false,null,null,{"$error":"#N/A"},{"$error":"#N/A"},{"$error":"#N/A"},{"$error":"#N/A"},{"$error":"#N/A"},{"$error":"#N/A"},{"$error":"#N/A"},{"$error":"#N/A"},{"$error":"#N/A"},{"$error":"#N/A"}]
[null,{"$f":"IF(DataInput!B993=$B$8,IF($B$9=$B$10,TRUE,IF(DataInput!E993=$B$9,TRUE,FALSE)))","v":true},null,null,{"$f":"IF(B994=TRUE,DataInput!B993,NA())","v":"VIC"},{"$f":"IF($E994=DataInput!$B993,DataInput!C993,NA())","v":"ATSWAL"},{"$f":"IF($E994=DataInput!$B993,DataInput!D993,NA())","v":"Air Liquide 66 kV"},{"$f":"IF($E994=DataInput!$B993,DataInput!E993,NA())","v":"Direct Connect"},{"$f":"IF($E994=DataInput!$B993,DataInput!F993,NA())","v":"Winter"},{"$f":"IF($E994=DataInput!$B993,DataInput!G993,NA())","v":"Coincident"},{"$f":"IF($E994=DataInput!$B993,DataInput!H993,NA())","v":2020},{"$f":"IF($E994=DataInput!$B993,DataInput!I993,NA())","v":"POE10"},{"$f":"IF($E994=DataInput!$B993,DataInput!J993,NA())","v":"NA"},{"$f":"IF($E994=DataInput!$B993,DataInput!K993,NA())","v":"NA"},null,null,"VIC Air Liquide 66 kV",null,null,null,null,false,null,null,{"$error":"#N/A"},{"$error":"#N/A"},{"$error":"#N/A"},{"$error":"#N/A"},{"$error":"#N/A"},{"$error":"#N/A"},{"$error":"#N/A"},{"$error":"#N/A"},{"$error":"#N/A"},{"$error":"#N/A"}]
[null,{"$f":"IF(DataInput!B994=$B$8,IF($B$9=$B$10,TRUE,IF(DataInput!E994=$B$9,TRUE,FALSE)))","v":true},null,null,{"$f":"IF(B995=TRUE,DataInput!B994,NA())","v":"VIC"},{"$f":"IF($E995=DataInput!$B994,DataInput!C994,NA())","v":"ATSWAL"},{"$f":"IF($E995=DataInput!$B994,DataInput!D994,NA())","v":"Air Liquide 66 kV"},{"$f":"IF($E995=DataInput!$B994,DataInput!E994,NA())","v":"Direct Connect"},{"$f":"IF($E995=DataInput!$B994,DataInput!F994,NA())","v":"Winter"},{"$f":"IF($E995=DataInput!$B994,DataInput!G994,NA())","v":"Coincident"},{"$f":"IF($E995=DataInput!$B994,DataInput!H994,NA())","v":2020},{"$f":"IF($E995=DataInput!$B994,DataInput!I994,NA())","v":"POE50"},{"$f":"IF($E995=DataInput!$B994,DataInput!J994,NA())","v":"NA"},{"$f":"IF($E995=DataInput!$B994,DataInput!K994,NA())","v":"NA"},null,null,"VIC Air Liquide 66 kV",null,null,null,null,false,null,null,{"$error":"#N/A"},{"$error":"#N/A"},{"$error":"#N/A"},{"$error":"#N/A"},{"$error":"#N/A"},{"$error":"#N/A"},{"$error":"#N/A"},{"$error":"#N/A"},{"$error":"#N/A"},{"$error":"#N/A"}]
[null,{"$f":"IF(DataInput!B995=$B$8,IF($B$9=$B$10,TRUE,IF(DataInput!E995=$B$9,TRUE,FALSE)))","v":true},null,null,{"$f":"IF(B996=TRUE,DataInput!B995,NA())","v":"VIC"},{"$f":"IF($E996=DataInput!$B995,DataInput!C995,NA())","v":"ATSWAL"},{"$f":"IF($E996=DataInput!$B995,DataInput!D995,NA())","v":"Air Liquide 66 kV"},{"$f":"IF($E996=DataInput!$B995,DataInput!E995,NA())","v":"Direct Connect"},{"$f":"IF($E996=DataInput!$B995,DataInput!F995,NA())","v":"Winter"},{"$f":"IF($E996=DataInput!$B995,DataInput!G995,NA())","v":"Non-Coincident"},{"$f":"IF($E996=DataInput!$B995,DataInput!H995,NA())","v":2021},{"$f":"IF($E996=DataInput!$B995,DataInput!I995,NA())","v":"POE10"},{"$f":"IF($E996=DataInput!$B995,DataInput!J995,NA())","v":"NA"},{"$f":"IF($E996=DataInput!$B995,DataInput!K995,NA())","v":"NA"},null,null,"VIC Air Liquide 66 kV",null,null,null,null,false,null,null,{"$error":"#N/A"},{"$error":"#N/A"},{"$error":"#N/A"},{"$error":"#N/A"},{"$error":"#N/A"},{"$error":"#N/A"},{"$error":"#N/A"},{"$error":"#N/A"},{"$error":"#N/A"},{"$error":"#N/A"}]
[null,{"$f":"IF(DataInput!B996=$B$8,IF($B$9=$B$10,TRUE,IF(DataInput!E996=$B$9,TRUE,FALSE)))","v":true},null,null,{"$f":"IF(B997=TRUE,DataInput!B996,NA())","v":"VIC"},{"$f":"IF($E997=DataInput!$B996,DataInput!C996,NA())","v":"ATSWAL"},{"$f":"IF($E997=DataInput!$B996,DataInput!D996,NA())","v":"Air Liquide 66 kV"},{"$f":"IF($E997=DataInput!$B996,DataInput!E996,NA())","v":"Direct Connect"},{"$f":"IF($E997=DataInput!$B996,DataInput!F996,NA())","v":"Winter"},{"$f":"IF($E997=DataInput!$B996,DataInput!G996,NA())","v":"Non-Coincident"},{"$f":"IF($E997=DataInput!$B996,DataInput!H996,NA())","v":2021},{"$f":"IF($E997=DataInput!$B996,DataInput!I996,NA())","v":"POE50"},{"$f":"IF($E997=DataInput!$B996,DataInput!J996,NA())","v":"NA"},{"$f":"IF($E997=DataInput!$B996,DataInput!K996,NA())","v":"NA"},null,null,"VIC Air Liquide 66 kV",null,null,null,null,false,null,null,{"$error":"#N/A"},{"$error":"#N/A"},{"$error":"#N/A"},{"$error":"#N/A"},{"$error":"#N/A"},{"$error":"#N/A"},{"$error":"#N/A"},{"$error":"#N/A"},{"$error":"#N/A"},{"$error":"#N/A"}]
[null,{"$f":"IF(DataInput!B997=$B$8,IF($B$9=$B$10,TRUE,IF(DataInput!E997=$B$9,TRUE,FALSE)))","v":true},null,null,{"$f":"IF(B998=TRUE,DataInput!B997,NA())","v":"VIC"},{"$f":"IF($E998=DataInput!$B997,DataInput!C997,NA())","v":"ATSWAL"},{"$f":"IF($E998=DataInput!$B997,DataInput!D997,NA())","v":"Air Liquide 66 kV"},{"$f":"IF($E998=DataInput!$B997,DataInput!E997,NA())","v":"Direct Connect"},{"$f":"IF($E998=DataInput!$B997,DataInput!F997,NA())","v":"Winter"},{"$f":"IF($E998=DataInput!$B997,DataInput!G997,NA())","v":"Coincident"},{"$f":"IF($E998=DataInput!$B997,DataInput!H997,NA())","v":2021},{"$f":"IF($E998=DataInput!$B997,DataInput!I997,NA())","v":"POE10"},{"$f":"IF($E998=DataInput!$B997,DataInput!J997,NA())","v":"NA"},{"$f":"IF($E998=DataInput!$B997,DataInput!K997,NA())","v":"NA"},null,null,"VIC Air Liquide 66 kV",null,null,null,null,false,null,null,{"$error":"#N/A"},{"$error":"#N/A"},{"$error":"#N/A"},{"$error":"#N/A"},{"$error":"#N/A"},{"$error":"#N/A"},{"$error":"#N/A"},{"$error":"#N/A"},{"$error":"#N/A"},{"$error":"#N/A"}]
[null,{"$f":"IF(DataInput!B998=$B$8,IF($B$9=$B$10,TRUE,IF(DataInput!E998=$B$9,TRUE,FALSE)))","v":true},null,null,{"$f":"IF(B999=TRUE,DataInput!B998,NA())","v":"VIC"},{"$f":"IF($E999=DataInput!$B998,DataInput!C998,NA())","v":"ATSWAL"},{"$f":"IF($E999=DataInput!$B998,DataInput!D998,NA())","v":"Air Liquide 66 kV"},{"$f":"IF($E999=DataInput!$B998,DataInput!E998,NA())","v":"Direct Connect"},{"$f":"IF($E999=DataInput!$B998,DataInput!F998,NA())","v":"Winter"},{"$f":"IF($E999=DataInput!$B998,DataInput!G998,NA())","v":"Coincident"},{"$f":"IF($E999=DataInput!$B998,DataInput!H998,NA())","v":2021},{"$f":"IF($E999=DataInput!$B998,DataInput!I998,NA())","v":"POE50"},{"$f":"IF($E999=DataInput!$B998,DataInput!J998,NA())","v":"NA"},{"$f":"IF($E999=DataInput!$B998,DataInput!K998,NA())","v":"NA"},null,null,"VIC Air Liquide 66 kV",null,null,null,null,false,null,null,{"$error":"#N/A"},{"$error":"#N/A"},{"$error":"#N/A"},{"$error":"#N/A"},{"$error":"#N/A"},{"$error":"#N/A"},{"$error":"#N/A"},{"$error":"#N/A"},{"$error":"#N/A"},{"$error":"#N/A"}]
[null,{"$f":"IF(DataInput!B999=$B$8,IF($B$9=$B$10,TRUE,IF(DataInput!E999=$B$9,TRUE,FALSE)))","v":true},null,null,{"$f":"IF(B1000=TRUE,DataInput!B999,NA())","v":"VIC"},{"$f":"IF($E1000=DataInput!$B999,DataInput!C999,NA())","v":"ATSWAL"},{"$f":"IF($E1000=DataInput!$B999,DataInput!D999,NA())","v":"Air Liquide 66 kV"},{"$f":"IF($E1000=DataInput!$B999,DataInput!E999,NA())","v":"Direct Connect"},{"$f":"IF($E1000=DataInput!$B999,DataInput!F999,NA())","v":"Winter"},{"$f":"IF($E1000=DataInput!$B999,DataInput!G999,NA())","v":"Non-Coincident"},{"$f":"IF($E1000=DataInput!$B999,DataInput!H999,NA())","v":2022},{"$f":"IF($E1000=DataInput!$B999,DataInput!I999,NA())","v":"POE10"},{"$f":"IF($E1000=DataInput!$B999,DataInput!J999,NA())","v":"NA"},{"$f":"IF($E1000=DataInput!$B999,DataInput!K999,NA())","v":"NA"},null,null,"VIC Air Liquide 66 kV",null,null,null,null,false,null,null,{"$error":"#N/A"},{"$error":"#N/A"},{"$error":"#N/A"},{"$error":"#N/A"},{"$error":"#N/A"},{"$error":"#N/A"},{"$error":"#N/A"},{"$error":"#N/A"},{"$error":"#N/A"},{"$error":"#N/A"}]
[null,{"$f":"IF(DataInput!B1025=$B$8,IF($B$9=$B$10,TRUE,IF(DataInput!E1025=$B$9,TRUE,FALSE)))","v":true},null,null,{"$f":"IF(B1026=TRUE,DataInput!B1025,NA())","v":"VIC"},{"$f":"IF($E1026=DataInput!$B1025,DataInput!C1025,NA())","v":"BATS66"},{"$f":"IF($E1026=DataInput!$B1025,DataInput!D1025,NA())","v":"Ballarat (Powercor) 66 kV"},{"$f":"IF($E1026=DataInput!$B1025,DataInput!E1025,NA())","v":"Powercor"},{"$f":"IF($E1026=DataInput!$B1025,DataInput!F1025,NA())","v":"Summer"},{"$f":"IF($E1026=DataInput!$B1025,DataInput!G1025,NA())","v":"Non-Coincident"},{"$f":"IF($E1026=DataInput!$B1025,DataInput!H1025,NA())","v":2008},{"$f":"IF($E1026=DataInput!$B1025,DataInput!I1025,NA())","v":"TempCorrActualPOE10"},{"$f":"IF($E1026=DataInput!$B1025,DataInput!J1025,NA())","v":187.96088180000001},{"$f":"IF($E1026=DataInput!$B1025,DataInput!K1025,NA())","v":"NA"},null,null,"VIC Ballarat (Powercor) 66 kV",null,null,null,null,false,null,null,{"$error":"#N/A"},{"$error":"#N/A"},{"$error":"#N/A"},{"$error":"#N/A"},{"$error":"#N/A"},{"$error":"#N/A"},{"$error":"#N/A"},{"$error":"#N/A"},{"$error":"#N/A"},{"$error":"#N/A"}]
[null,{"$f":"IF(DataInput!B1037=$B$8,IF($B$9=$B$10,TRUE,IF(DataInput!E1037=$B$9,TRUE,FALSE)))","v":true},null,null,{"$f":"IF(B1038=TRUE,DataInput!B1037,NA())","v":"VIC"},{"$f":"IF($E1038=DataInput!$B1037,DataInput!C1037,NA())","v":"BATS66"},{"$f":"IF($E1038=DataInput!$B1037,DataInput!D1037,NA())","v":"Ballarat (Powercor) 66 kV"},{"$f":"IF($E1038=DataInput!$B1037,DataInput!E1037,NA())","v":"Powercor"},{"$f":"IF($E1038=DataInput!$B1037,DataInput!F1037,NA())","v":"Summer"},{"$f":"IF($E1038=DataInput!$B1037,DataInput!G1037,NA())","v":"Non-Coincident"},{"$f":"IF($E1038=DataInput!$B1037,DataInput!H1037,NA())","v":2010},{"$f":"IF($E1038=DataInput!$B1037,DataInput!I1037,NA())","v":"TempCorrActualPOE10"},{"$f":"IF($E1038=DataInput!$B1037,DataInput!J1037,NA())","v":176.86632169999999},{"$f":"IF($E1038=DataInput!$B1037,DataInput!K1037,NA())","v":"NA"},null,null,"VIC Ballarat (Powercor) 66 kV",null,null,null,null,false,null,null,{"$error":"#N/A"},{"$error":"#N/A"},{"$error":"#N/A"},{"$error":"#N/A"},{"$error":"#N/A"},{"$error":"#N/A"},{"$error":"#N/A"},{"$error":"#N/A"},{"$error":"#N/A"},{"$error":"#N/A"}]
[null,{"$f":"IF(DataInput!B1068=$B$8,IF($B$9=$B$10,TRUE,IF(DataInput!E1068=$B$9,TRUE,FALSE)))","v":true},null,null,{"$f":"IF(B1069=TRUE,DataInput!B1068,NA())","v":"VIC"},{"$f":"IF($E1069=DataInput!$B1068,DataInput!C1068,NA())","v":"BATS66"},{"$f":"IF($E1069=DataInput!$B1068,DataInput!D1068,NA())","v":"Ballarat (Powercor) 66 kV"},{"$f":"IF($E1069=DataInput!$B1068,DataInput!E1068,NA())","v":"Powercor"},{"$f":"IF($E1069=DataInput!$B1068,DataInput!F1068,NA())","v":"Summer"},{"$f":"IF($E1069=DataInput!$B1068,DataInput!G1068,NA())","v":"Non-Coincident"},{"$f":"IF($E1069=DataInput!$B1068,DataInput!H1068,NA())","v":2015},{"$f":"IF($E1069=DataInput!$B1068,DataInput!I1068,NA())","v":"TempCorrActualPOE50"},{"$f":"IF($E1069=DataInput!$B1068,DataInput!J1068,NA())","v":156.9936568},{"$f":"IF($E1069=DataInput!$B1068,DataInput!K1068,NA())","v":"NA"},null,null,"VIC Ballarat (Powercor) 66 kV",null,null,null,null,false,null,null,{"$error":"#N/A"},{"$error":"#N/A"},{"$error":"#N/A"},{"$error":"#N/A"},{"$error":"#N/A"},{"$error":"#N/A"},{"$error":"#N/A"},{"$error":"#N/A"},{"$error":"#N/A"},{"$error":"#N/A"}]
[null,{"$f":"IF(DataInput!B1086=$B$8,IF($B$9=$B$10,TRUE,IF(DataInput!E1086=$B$9,TRUE,FALSE)))","v":true},null,null,{"$f":"IF(B1087=TRUE,DataInput!B1086,NA())","v":"VIC"},{"$f":"IF($E1087=DataInput!$B1086,DataInput!C1086,NA())","v":"BATS66"},{"$f":"IF($E1087=DataInput!$B1086,DataInput!D1086,NA())","v":"Ballarat (Powercor) 66 kV"},{"$f":"IF($E1087=DataInput!$B1086,DataInput!E1086,NA())","v":"Powercor"},{"$f":"IF($E1087=DataInput!$B1086,DataInput!F1086,NA())","v":"Summer"},{"$f":"IF($E1087=DataInput!$B1086,DataInput!G1086,NA())","v":"Coincident"},{"$f":"IF($E1087=DataInput!$B1086,DataInput!H1086,NA())","v":2019},{"$f":"IF($E1087=DataInput!$B1086,DataInput!I1086,NA())","v":"POE50"},{"$f":"IF($E1087=DataInput!$B1086,DataInput!J1086,NA())","v":126.7535426},{"$f":"IF($E1087=DataInput!$B1086,DataInput!K1086,NA())","v":0.84302659300000005},null,null,"VIC Ballarat (Powercor) 66 kV",null,null,null,null,false,null,null,{"$error":"#N/A"},{"$error":"#N/A"},{"$error":"#N/A"},{"$error":"#N/A"},{"$error":"#N/A"},{"$error":"#N/A"},{"$error":"#N/A"},{"$error":"#N/A"},{"$error":"#N/A"},{"$error":"#N/A"}]
[null,{"$f":"IF(DataInput!B1124=$B$8,IF($B$9=$B$10,TRUE,IF(DataInput!E1124=$B$9,TRUE,FALSE)))","v":true},null,null,{"$f":"IF(B1125=TRUE,DataInput!B1124,NA())","v":"VIC"},{"$f":"IF($E1125=DataInput!$B1124,DataInput!C1124,NA())","v":"BATS66"},{"$f":"IF($E1125=DataInput!$B1124,DataInput!D1124,NA())","v":"Ballarat (Powercor) 66 kV"},{"$f":"IF($E1125=DataInput!$B1124,DataInput!E1124,NA())","v":"Powercor"},{"$f":"IF($E1125=DataInput!$B1124,DataInput!F1124,NA())","v":"Winter"},{"$f":"IF($E1125=DataInput!$B1124,DataInput!G1124,NA())","v":"Coincident"},{"$f":"IF($E1125=DataInput!$B1124,DataInput!H1124,NA())","v":2007},{"$f":"IF($E1125=DataInput!$B1124,DataInput!I1124,NA())","v":"TempCorrActualPOE50"},{"$f":"IF($E1125=DataInput!$B1124,DataInput!J1124,NA())","v":153.02474079999999},{"$f":"IF($E1125=DataInput!$B1124,DataInput!K1124,NA())","v":"NA"},null,null,"VIC Ballarat (Powercor) 66 kV",null,null,null,null,false,null,null,{"$error":"#N/A"},{"$error":"#N/A"},{"$error":"#N/A"},{"$error":"#N/A"},{"$error":"#N/A"},{"$error":"#N/A"},{"$error":"#N/A"},{"$error":"#N/A"},{"$error":"#N/A"},{"$error":"#N/A"}]
[null,{"$f":"IF(DataInput!B1147=$B$8,IF($B$9=$B$10,TRUE,IF(DataInput!E1147=$B$9,TRUE,FALSE)))","v":true},null,null,{"$f":"IF(B1148=TRUE,DataInput!B1147,NA())","v":"VIC"},{"$f":"IF($E1148=DataInput!$B1147,DataInput!C1147,NA())","v":"BATS66"},{"$f":"IF($E1148=DataInput!$B1147,DataInput!D1147,NA())","v":"Ballarat (Powercor) 66 kV"},{"$f":"IF($E1148=DataInput!$B1147,DataInput!E1147,NA())","v":"Powercor"},{"$f":"IF($E1148=DataInput!$B1147,DataInput!F1147,NA())","v":"Winter"},{"$f":"IF($E1148=DataInput!$B1147,DataInput!G1147,NA())","v":"Coincident"},{"$f":"IF($E1148=DataInput!$B1147,DataInput!H1147,NA())","v":2011},{"$f":"IF($E1148=DataInput!$B1147,DataInput!I1147,NA())","v":"TempCorrActualPOE10"},{"$f":"IF($E1148=DataInput!$B1147,DataInput!J1147,NA())","v":139.78457850000001},{"$f":"IF($E1148=DataInput!$B1147,DataInput!K1147,NA())","v":"NA"},null,null,"VIC Ballarat (Powercor) 66 kV",null,null,null,null,false,null,null,{"$error":"#N/A"},{"$error":"#N/A"},{"$error":"#N/A"},{"$error":"#N/A"},{"$error":"#N/A"},{"$error":"#N/A"},{"$error":"#N/A"},{"$error":"#N/A"},{"$error":"#N/A"},{"$error":"#N/A"}]
[null,{"$f":"IF(DataInput!B1194=$B$8,IF($B$9=$B$10,TRUE,IF(DataInput!E1194=$B$9,TRUE,FALSE)))","v":true},null,null,{"$f":"IF(B1195=TRUE,DataInput!B1194,NA())","v":"VIC"},{"$f":"IF($E1195=DataInput!$B1194,DataInput!C1194,NA())","v":"BATS66"},{"$f":"IF($E1195=DataInput!$B1194,DataInput!D1194,NA())","v":"Ballarat (Powercor) 66 kV"},{"$f":"IF($E1195=DataInput!$B1194,DataInput!E1194,NA())","v":"Powercor"},{"$f":"IF($E1195=DataInput!$B1194,DataInput!F1194,NA())","v":"Winter"},{"$f":"IF($E1195=DataInput!$B1194,DataInput!G1194,NA())","v":"Coincident"},{"$f":"IF($E1195=DataInput!$B1194,DataInput!H1194,NA())","v":2020},{"$f":"IF($E1195=DataInput!$B1194,DataInput!I1194,NA())","v":"POE50"},{"$f":"IF($E1195=DataInput!$B1194,DataInput!J1194,NA())","v":139.62429560000001},{"$f":"IF($E1195=DataInput!$B1194,DataInput!K1194,NA())","v":0.88537470699999998},null,null,"VIC Ballarat (Powercor) 66 kV",null,null,null,null,false,null,null,{"$error":"#N/A"},{"$error":"#N/A"},{"$error":"#N/A"},{"$error":"#N/A"},{"$error":"#N/A"},{"$error":"#N/A"},{"$error":"#N/A"},{"$error":"#N/A"},{"$error":"#N/A"},{"$error":"#N/A"}]
[null,{"$f":"IF(DataInput!B1225=$B$8,IF($B$9=$B$10,TRUE,IF(DataInput!E1225=$B$9,TRUE,FALSE)))","v":true},null,null,{"$f":"IF(B1226=TRUE,DataInput!B1225,NA())","v":"VIC"},{"$f":"IF($E1226=DataInput!$B1225,DataInput!C1225,NA())","v":"BETS22"},{"$f":"IF($E1226=DataInput!$B1225,DataInput!D1225,NA())","v":"Bendigo (Powercor) 22 kV"},{"$f":"IF($E1226=DataInput!$B1225,DataInput!E1225,NA())","v":"Powercor"},{"$f":"IF($E1226=DataInput!$B1225,DataInput!F1225,NA())","v":"Summer"},{"$f":"IF($E1226=DataInput!$B1225,DataInput!G1225,NA())","v":"Non-Coincident"},{"$f":"IF($E1226=DataInput!$B1225,DataInput!H1225,NA())","v":2008},{"$f":"IF($E1226=DataInput!$B1225,DataInput!I1225,NA())","v":"TempCorrActualPOE10"},{"$f":"IF($E1226=DataInput!$B1225,DataInput!J1225,NA())","v":50.679089570000002},{"$f":"IF($E1226=DataInput!$B1225,DataInput!K1225,NA())","v":"NA"},null,null,"VIC Bendigo (Powercor) 22 kV",null,null,null,null,false,null,null,{"$error":"#N/A"},{"$error":"#N/A"},{"$error":"#N/A"},{"$error":"#N/A"},{"$error":"#N/A"},{"$error":"#N/A"},{"$error":"#N/A"},{"$error":"#N/A"},{"$error":"#N/A"},{"$error":"#N/A"}]
[null,{"$f":"IF(DataInput!B1251=$B$8,IF($B$9=$B$10,TRUE,IF(DataInput!E1251=$B$9,TRUE,FALSE)))","v":true},null,null,{"$f":"IF(B1252=TRUE,DataInput!B1251,NA())","v":"VIC"},{"$f":"IF($E1252=DataInput!$B1251,DataInput!C1251,NA())","v":"BETS22"},{"$f":"IF($E1252=DataInput!$B1251,DataInput!D1251,NA())","v":"Bendigo (Powercor) 22 kV"},{"$f":"IF($E1252=DataInput!$B1251,DataInput!E1251,NA())","v":"Powercor"},{"$f":"IF($E1252=DataInput!$B1251,DataInput!F1251,NA())","v":"Summer"},{"$f":"IF($E1252=DataInput!$B1251,DataInput!G1251,NA())","v":"Coincident"},{"$f":"IF($E1252=DataInput!$B1251,DataInput!H1251,NA())","v":2012},{"$f":"IF($E1252=DataInput!$B1251,DataInput!I1251,NA())","v":"Actual"},{"$f":"IF($E1252=DataInput!$B1251,DataInput!J1251,NA())","v":42.181657999999999},{"$f":"IF($E1252=DataInput!$B1251,DataInput!K1251,NA())","v":"NA"},null,null,"VIC Bendigo (Powercor) 22 kV",null,null,null,null,false,null,null,{"$error":"#N/A"},{"$error":"#N/A"},{"$error":"#N/A"},{"$error":"#N/A"},{"$error":"#N/A"},{"$error":"#N/A"},{"$error":"#N/A"},{"$error":"#N/A"},{"$error":"#N/A"},{"$error":"#N/A"}]
[null,{"$f":"IF(DataInput!B1273=$B$8,IF($B$9=$B$10,TRUE,IF(DataInput!E1273=$B$9,TRUE,FALSE)))","v":true},null,null,{"$f":"IF(B1274=TRUE,DataInput!B1273,NA())","v":"VIC"},{"$f":"IF($E1274=DataInput!$B1273,DataInput!C1273,NA())","v":"BETS22"},{"$f":"IF($E1274=DataInput!$B1273,DataInput!D1273,NA())","v":"Bendigo (Powercor) 22 kV"},{"$f":"IF($E1274=DataInput!$B1273,DataInput!E1273,NA())","v":"Powercor"},{"$f":"IF($E1274=DataInput!$B1273,DataInput!F1273,NA())","v":"Summer"},{"$f":"IF($E1274=DataInput!$B1273,DataInput!G1273,NA())","v":"Coincident"},{"$f":"IF($E1274=DataInput!$B1273,DataInput!H1273,NA())","v":2016},{"$f":"IF($E1274=DataInput!$B1273,DataInput!I1273,NA())","v":"POE10"},{"$f":"IF($E1274=DataInput!$B1273,DataInput!J1273,NA())","v":55.382489790000001},{"$f":"IF($E1274=DataInput!$B1273,DataInput!K1273,NA())","v":0.89019665999999997},null,null,"VIC Bendigo (Powercor) 22 kV",null,null,null,null,false,null,null,{"$error":"#N/A"},{"$error":"#N/A"},{"$error":"#N/A"},{"$error":"#N/A"},{"$error":"#N/A"},{"$error":"#N/A"},{"$error":"#N/A"},{"$error":"#N/A"},{"$error":"#N/A"},{"$error":"#N/A"}]
[null,{"$f":"IF(DataInput!B1304=$B$8,IF($B$9=$B$10,TRUE,IF(DataInput!E1304=$B$9,TRUE,FALSE)))","v":true},null,null,{"$f":"IF(B1305=TRUE,DataInput!B1304,NA())","v":"VIC"},{"$f":"IF($E1305=DataInput!$B1304,DataInput!C1304,NA())","v":"BETS22"},{"$f":"IF($E1305=DataInput!$B1304,DataInput!D1304,NA())","v":"Bendigo (Powercor) 22 kV"},{"$f":"IF($E1305=DataInput!$B1304,DataInput!E1304,NA())","v":"Powercor"},{"$f":"IF($E1305=DataInput!$B1304,DataInput!F1304,NA())","v":"Summer"},{"$f":"IF($E1305=DataInput!$B1304,DataInput!G1304,NA())","v":"Non-Coincident"},{"$f":"IF($E1305=DataInput!$B1304,DataInput!H1304,NA())","v":2024},{"$f":"IF($E1305=DataInput!$B1304,DataInput!I1304,NA())","v":"POE50"},{"$f":"IF($E1305=DataInput!$B1304,DataInput!J1304,NA())","v":58.157594840000002},{"$f":"IF($E1305=DataInput!$B1304,DataInput!K1304,NA())","v":0.85822570899999995},null,null,"VIC Bendigo (Powercor) 22 kV",null,null,null,null,false,null,null,{"$error":"#N/A"},{"$error":"#N/A"},{"$error":"#N/A"},{"$error":"#N/A"},{"$error":"#N/A"},{"$error":"#N/A"},{"$error":"#N/A"},{"$error":"#N/A"},{"$error":"#N/A"},{"$error":"#N/A"}]
[null,{"$f":"IF(DataInput!B1322=$B$8,IF($B$9=$B$10,TRUE,IF(DataInput!E1322=$B$9,TRUE,FALSE)))","v":true},null,null,{"$f":"IF(B1323=TRUE,DataInput!B1322,NA())","v":"VIC"},{"$f":"IF($E1323=DataInput!$B1322,DataInput!C1322,NA())","v":"BETS22"},{"$f":"IF($E1323=DataInput!$B1322,DataInput!D1322,NA())","v":"Bendigo (Powercor) 22 kV"},{"$f":"IF($E1323=DataInput!$B1322,DataInput!E1322,NA())","v":"Powercor"},{"$f":"IF($E1323=DataInput!$B1322,DataInput!F1322,NA())","v":"Winter"},{"$f":"IF($E1323=DataInput!$B1322,DataInput!G1322,NA())","v":"Non-Coincident"},{"$f":"IF($E1323=DataInput!$B1322,DataInput!H1322,NA())","v":2006},{"$f":"IF($E1323=DataInput!$B1322,DataInput!I1322,NA())","v":"Actual"},{"$f":"IF($E1323=DataInput!$B1322,DataInput!J1322,NA())","v":30.944766000000001},{"$f":"IF($E1323=DataInput!$B1322,DataInput!K1322,NA())","v":"NA"},null,null,"VIC Bendigo (Powercor) 22 kV",null,null,null,null,false,null,null,{"$error":"#N/A"},{"$error":"#N/A"},{"$error":"#N/A"},{"$error":"#N/A"},{"$error":"#N/A"},{"$error":"#N/A"},{"$error":"#N/A"},{"$error":"#N/A"},{"$error":"#N/A"},{"$error":"#N/A"}]
[null,{"$f":"IF(DataInput!B1346=$B$8,IF($B$9=$B$10,TRUE,IF(DataInput!E1346=$B$9,TRUE,FALSE)))","v":true},null,null,{"$f":"IF(B1347=TRUE,DataInput!B1346,NA())","v":"VIC"},{"$f":"IF($E1347=DataInput!$B1346,DataInput!C1346,NA())","v":"BETS22"},{"$f":"IF($E1347=DataInput!$B1346,DataInput!D1346,NA())","v":"Bendigo (Powercor) 22 kV"},{"$f":"IF($E1347=DataInput!$B1346,DataInput!E1346,NA())","v":"Powercor"},{"$f":"IF($E1347=DataInput!$B1346,DataInput!F1346,NA())","v":"Winter"},{"$f":"IF($E1347=DataInput!$B1346,DataInput!G1346,NA())","v":"Non-Coincident"},{"$f":"IF($E1347=DataInput!$B1346,DataInput!H1346,NA())","v":2010},{"$f":"IF($E1347=DataInput!$B1346,DataInput!I1346,NA())","v":"Actual"},{"$f":"IF($E1347=DataInput!$B1346,DataInput!J1346,NA())","v":40.552334000000002},{"$f":"IF($E1347=DataInput!$B1346,DataInput!K1346,NA())","v":"NA"},null,null,"VIC Bendigo (Powercor) 22 kV",null,null,null,null,false,null,null,{"$error":"#N/A"},{"$error":"#N/A"},{"$error":"#N/A"},{"$error":"#N/A"},{"$error":"#N/A"},{"$error":"#N/A"},{"$error":"#N/A"},{"$error":"#N/A"},{"$error":"#N/A"},{"$error":"#N/A"}]
[null,{"$f":"IF(DataInput!B1383=$B$8,IF($B$9=$B$10,TRUE,IF(DataInput!E1383=$B$9,TRUE,FALSE)))","v":true},null,null,{"$f":"IF(B1384=TRUE,DataInput!B1383,NA())","v":"VIC"},{"$f":"IF($E1384=DataInput!$B1383,DataInput!C1383,NA())","v":"BETS22"},{"$f":"IF($E1384=DataInput!$B1383,DataInput!D1383,NA())","v":"Bendigo (Powercor) 22 kV"},{"$f":"IF($E1384=DataInput!$B1383,DataInput!E1383,NA())","v":"Powercor"},{"$f":"IF($E1384=DataInput!$B1383,DataInput!F1383,NA())","v":"Winter"},{"$f":"IF($E1384=DataInput!$B1383,DataInput!G1383,NA())","v":"Non-Coincident"},{"$f":"IF($E1384=DataInput!$B1383,DataInput!H1383,NA())","v":2018},{"$f":"IF($E1384=DataInput!$B1383,DataInput!I1383,NA())","v":"POE10"},{"$f":"IF($E1384=DataInput!$B1383,DataInput!J1383,NA())","v":50.652234780000001},{"$f":"IF($E1384=DataInput!$B1383,DataInput!K1383,NA())","v":0.99496740100000003},null,null,"VIC Bendigo (Powercor) 22 kV",null,null,null,null,false,null,null,{"$error":"#N/A"},{"$error":"#N/A"},{"$error":"#N/A"},{"$error":"#N/A"},{"$error":"#N/A"},{"$error":"#N/A"},{"$error":"#N/A"},{"$error":"#N/A"},{"$error":"#N/A"},{"$error":"#N/A"}]
[null,{"$f":"IF(DataInput!B1430=$B$8,IF($B$9=$B$10,TRUE,IF(DataInput!E1430=$B$9,TRUE,FALSE)))","v":true},null,null,{"$f":"IF(B1431=TRUE,DataInput!B1430,NA())","v":"VIC"},{"$f":"IF($E1431=DataInput!$B1430,DataInput!C1430,NA())","v":"BETS66"},{"$f":"IF($E1431=DataInput!$B1430,DataInput!D1430,NA())","v":"Bendigo (Powercor) 66 kV"},{"$f":"IF($E1431=DataInput!$B1430,DataInput!E1430,NA())","v":"Powercor"},{"$f":"IF($E1431=DataInput!$B1430,DataInput!F1430,NA())","v":"Summer"},{"$f":"IF($E1431=DataInput!$B1430,DataInput!G1430,NA())","v":"Coincident"},{"$f":"IF($E1431=DataInput!$B1430,DataInput!H1430,NA())","v":2009},{"$f":"IF($E1431=DataInput!$B1430,DataInput!I1430,NA())","v":"TempCorrActualPOE50"},{"$f":"IF($E1431=DataInput!$B1430,DataInput!J1430,NA())","v":164.22904410000001},{"$f":"IF($E1431=DataInput!$B1430,DataInput!K1430,NA())","v":"NA"},null,null,"VIC Bendigo (Powercor) 66 kV",null,null,null,null,false,null,null,{"$error":"#N/A"},{"$error":"#N/A"},{"$error":"#N/A"},{"$error":"#N/A"},{"$error":"#N/A"},{"$error":"#N/A"},{"$error":"#N/A"},{"$error":"#N/A"},{"$error":"#N/A"},{"$error":"#N/A"}]
[null,{"$f":"IF(DataInput!B1432=$B$8,IF($B$9=$B$10,TRUE,IF(DataInput!E1432=$B$9,TRUE,FALSE)))","v":true},null,null,{"$f":"IF(B1433=TRUE,DataInput!B1432,NA())","v":"VIC"},{"$f":"IF($E1433=DataInput!$B1432,DataInput!C1432,NA())","v":"BETS66"},{"$f":"IF($E1433=DataInput!$B1432,DataInput!D1432,NA())","v":"Bendigo (Powercor) 66 kV"},{"$f":"IF($E1433=DataInput!$B1432,DataInput!E1432,NA())","v":"Powercor"},{"$f":"IF($E1433=DataInput!$B1432,DataInput!F1432,NA())","v":"Summer"},{"$f":"IF($E1433=DataInput!$B1432,DataInput!G1432,NA())","v":"Non-Coincident"},{"$f":"IF($E1433=DataInput!$B1432,DataInput!H1432,NA())","v":2009},{"$f":"IF($E1433=DataInput!$B1432,DataInput!I1432,NA())","v":"TempCorrActualPOE50"},{"$f":"IF($E1433=DataInput!$B1432,DataInput!J1432,NA())","v":173.4624531},{"$f":"IF($E1433=DataInput!$B1432,DataInput!K1432,NA())","v":"NA"},null,null,"VIC Bendigo (Powercor) 66 kV",null,null,null,null,false,null,null,{"$error":"#N/A"},{"$error":"#N/A"},{"$error":"#N/A"},{"$error":"#N/A"},{"$error":"#N/A"},{"$error":"#N/A"},{"$error":"#N/A"},{"$error":"#N/A"},{"$error":"#N/A"},{"$error":"#N/A"}]
[null,{"$f":"IF(DataInput!B1473=$B$8,IF($B$9=$B$10,TRUE,IF(DataInput!E1473=$B$9,TRUE,FALSE)))","v":true},null,null,{"$f":"IF(B1474=TRUE,DataInput!B1473,NA())","v":"VIC"},{"$f":"IF($E1474=DataInput!$B1473,DataInput!C1473,NA())","v":"BETS66"},{"$f":"IF($E1474=DataInput!$B1473,DataInput!D1473,NA())","v":"Bendigo (Powercor) 66 kV"},{"$f":"IF($E1474=DataInput!$B1473,DataInput!E1473,NA())","v":"Powercor"},{"$f":"IF($E1474=DataInput!$B1473,DataInput!F1473,NA())","v":"Summer"},{"$f":"IF($E1474=DataInput!$B1473,DataInput!G1473,NA())","v":"Coincident"},{"$f":"IF($E1474=DataInput!$B1473,DataInput!H1473,NA())","v":2016},{"$f":"IF($E1474=DataInput!$B1473,DataInput!I1473,NA())","v":"POE10"},{"$f":"IF($E1474=DataInput!$B1473,DataInput!J1473,NA())","v":156.57651129999999},{"$f":"IF($E1474=DataInput!$B1473,DataInput!K1473,NA())","v":0.90995722099999998},null,null,"VIC Bendigo (Powercor) 66 kV",null,null,null,null,false,null,null,{"$error":"#N/A"},{"$error":"#N/A"},{"$error":"#N/A"},{"$error":"#N/A"},{"$error":"#N/A"},{"$error":"#N/A"},{"$error":"#N/A"},{"$error":"#N/A"},{"$error":"#N/A"},{"$error":"#N/A"}]
[null,{"$f":"IF(DataInput!B1509=$B$8,IF($B$9=$B$10,TRUE,IF(DataInput!E1509=$B$9,TRUE,FALSE)))","v":true},null,null,{"$f":"IF(B1510=TRUE,DataInput!B1509,NA())","v":"VIC"},{"$f":"IF($E1510=DataInput!$B1509,DataInput!C1509,NA())","v":"BETS66"},{"$f":"IF($E1510=DataInput!$B1509,DataInput!D1509,NA())","v":"Bendigo (Powercor) 66 kV"},{"$f":"IF($E1510=DataInput!$B1509,DataInput!E1509,NA())","v":"Powercor"},{"$f":"IF($E1510=DataInput!$B1509,DataInput!F1509,NA())","v":"Summer"},{"$f":"IF($E1510=DataInput!$B1509,DataInput!G1509,NA())","v":"Coincident"},{"$f":"IF($E1510=DataInput!$B1509,DataInput!H1509,NA())","v":2025},{"$f":"IF($E1510=DataInput!$B1509,DataInput!I1509,NA())","v":"POE10"},{"$f":"IF($E1510=DataInput!$B1509,DataInput!J1509,NA())","v":166.82057499999999},{"$f":"IF($E1510=DataInput!$B1509,DataInput!K1509,NA())","v":0.90792989099999999},null,null,"VIC Bendigo (Powercor) 66 kV",null,null,null,null,false,null,null,{"$error":"#N/A"},{"$error":"#N/A"},{"$error":"#N/A"},{"$error":"#N/A"},{"$error":"#N/A"},{"$error":"#N/A"},{"$error":"#N/A"},{"$error":"#N/A"},{"$error":"#N/A"},{"$error":"#N/A"}]
[null,{"$f":"IF(DataInput!B1540=$B$8,IF($B$9=$B$10,TRUE,IF(DataInput!E1540=$B$9,TRUE,FALSE)))","v":true},null,null,{"$f":"IF(B1541=TRUE,DataInput!B1540,NA())","v":"VIC"},{"$f":"IF($E1541=DataInput!$B1540,DataInput!C1540,NA())","v":"BETS66"},{"$f":"IF($E1541=DataInput!$B1540,DataInput!D1540,NA())","v":"Bendigo (Powercor) 66 kV"},{"$f":"IF($E1541=DataInput!$B1540,DataInput!E1540,NA())","v":"Powercor"},{"$f":"IF($E1541=DataInput!$B1540,DataInput!F1540,NA())","v":"Winter"},{"$f":"IF($E1541=DataInput!$B1540,DataInput!G1540,NA())","v":"Non-Coincident"},{"$f":"IF($E1541=DataInput!$B1540,DataInput!H1540,NA())","v":2009},{"$f":"IF($E1541=DataInput!$B1540,DataInput!I1540,NA())","v":"Actual"},{"$f":"IF($E1541=DataInput!$B1540,DataInput!J1540,NA())","v":127.16306400000001},{"$f":"IF($E1541=DataInput!$B1540,DataInput!K1540,NA())","v":"NA"},null,null,"VIC Bendigo (Powercor) 66 kV",null,null,null,null,false,null,null,{"$error":"#N/A"},{"$error":"#N/A"},{"$error":"#N/A"},{"$error":"#N/A"},{"$error":"#N/A"},{"$error":"#N/A"},{"$error":"#N/A"},{"$error":"#N/A"},{"$error":"#N/A"},{"$error":"#N/A"}]
[null,{"$f":"IF(DataInput!B1558=$B$8,IF($B$9=$B$10,TRUE,IF(DataInput!E1558=$B$9,TRUE,FALSE)))","v":true},null,null,{"$f":"IF(B1559=TRUE,DataInput!B1558,NA())","v":"VIC"},{"$f":"IF($E1559=DataInput!$B1558,DataInput!C1558,NA())","v":"BETS66"},{"$f":"IF($E1559=DataInput!$B1558,DataInput!D1558,NA())","v":"Bendigo (Powercor) 66 kV"},{"$f":"IF($E1559=DataInput!$B1558,DataInput!E1558,NA())","v":"Powercor"},{"$f":"IF($E1559=DataInput!$B1558,DataInput!F1558,NA())","v":"Winter"},{"$f":"IF($E1559=DataInput!$B1558,DataInput!G1558,NA())","v":"Non-Coincident"},{"$f":"IF($E1559=DataInput!$B1558,DataInput!H1558,NA())","v":2012},{"$f":"IF($E1559=DataInput!$B1558,DataInput!I1558,NA())","v":"Actual"},{"$f":"IF($E1559=DataInput!$B1558,DataInput!J1558,NA())","v":124.33064},{"$f":"IF($E1559=DataInput!$B1558,DataInput!K1558,NA())","v":"NA"},null,null,"VIC Bendigo (Powercor) 66 kV",null,null,null,null,false,null,null,{"$error":"#N/A"},{"$error":"#N/A"},{"$error":"#N/A"},{"$error":"#N/A"},{"$error":"#N/A"},{"$error":"#N/A"},{"$error":"#N/A"},{"$error":"#N/A"},{"$error":"#N/A"},{"$error":"#N/A"}]
[null,{"$f":"IF(DataInput!B1596=$B$8,IF($B$9=$B$10,TRUE,IF(DataInput!E1596=$B$9,TRUE,FALSE)))","v":true},null,null,{"$f":"IF(B1597=TRUE,DataInput!B1596,NA())","v":"VIC"},{"$f":"IF($E1597=DataInput!$B1596,DataInput!C1596,NA())","v":"BETS66"},{"$f":"IF($E1597=DataInput!$B1596,DataInput!D1596,NA())","v":"Bendigo (Powercor) 66 kV"},{"$f":"IF($E1597=DataInput!$B1596,DataInput!E1596,NA())","v":"Powercor"},{"$f":"IF($E1597=DataInput!$B1596,DataInput!F1596,NA())","v":"Winter"},{"$f":"IF($E1597=DataInput!$B1596,DataInput!G1596,NA())","v":"Non-Coincident"},{"$f":"IF($E1597=DataInput!$B1596,DataInput!H1596,NA())","v":2021},{"$f":"IF($E1597=DataInput!$B1596,DataInput!I1596,NA())","v":"POE50"},{"$f":"IF($E1597=DataInput!$B1596,DataInput!J1596,NA())","v":132.34055499999999},{"$f":"IF($E1597=DataInput!$B1596,DataInput!K1596,NA())","v":0.96478876300000005},null,null,"VIC Bendigo (Powercor) 66 kV",null,null,null,null,false,null,null,{"$error":"#N/A"},{"$error":"#N/A"},{"$error":"#N/A"},{"$error":"#N/A"},{"$error":"#N/A"},{"$error":"#N/A"},{"$error":"#N/A"},{"$error":"#N/A"},{"$error":"#N/A"},{"$error":"#N/A"}]
[null,{"$f":"IF(DataInput!B1606=$B$8,IF($B$9=$B$10,TRUE,IF(DataInput!E1606=$B$9,TRUE,FALSE)))","v":true},null,null,{"$f":"IF(B1607=TRUE,DataInput!B1606,NA())","v":"VIC"},{"$f":"IF($E1607=DataInput!$B1606,DataInput!C1606,NA())","v":"BETS66"},{"$f":"IF($E1607=DataInput!$B1606,DataInput!D1606,NA())","v":"Bendigo (Powercor) 66 kV"},{"$f":"IF($E1607=DataInput!$B1606,DataInput!E1606,NA())","v":"Powercor"},{"$f":"IF($E1607=DataInput!$B1606,DataInput!F1606,NA())","v":"Winter"},{"$f":"IF($E1607=DataInput!$B1606,DataInput!G1606,NA())","v":"Coincident"},{"$f":"IF($E1607=DataInput!$B1606,DataInput!H1606,NA())","v":2023},{"$f":"IF($E1607=DataInput!$B1606,DataInput!I1606,NA())","v":"POE50"},{"$f":"IF($E1607=DataInput!$B1606,DataInput!J1606,NA())","v":129.19055449999999},{"$f":"IF($E1607=DataInput!$B1606,DataInput!K1606,NA())","v":0.96410142099999996},null,null,"VIC Bendigo (Powercor) 66 kV",null,null,null,null,false,null,null,{"$error":"#N/A"},{"$error":"#N/A"},{"$error":"#N/A"},{"$error":"#N/A"},{"$error":"#N/A"},{"$error":"#N/A"},{"$error":"#N/A"},{"$error":"#N/A"},{"$error":"#N/A"},{"$error":"#N/A"}]
[null,{"$f":"IF(DataInput!B1637=$B$8,IF($B$9=$B$10,TRUE,IF(DataInput!E1637=$B$9,TRUE,FALSE)))","v":true},null,null,{"$f":"IF(B1638=TRUE,DataInput!B1637,NA())","v":"VIC"},{"$f":"IF($E1638=DataInput!$B1637,DataInput!C1637,NA())","v":"BLTS22J"},{"$f":"IF($E1638=DataInput!$B1637,DataInput!D1637,NA())","v":"Brooklyn (Jemena) 22 kV"},{"$f":"IF($E1638=DataInput!$B1637,DataInput!E1637,NA())","v":"Jemena"},{"$f":"IF($E1638=DataInput!$B1637,DataInput!F1637,NA())","v":"Summer"},{"$f":"IF($E1638=DataInput!$B1637,DataInput!G1637,NA())","v":"Non-Coincident"},{"$f":"IF($E1638=DataInput!$B1637,DataInput!H1637,NA())","v":2010},{"$f":"IF($E1638=DataInput!$B1637,DataInput!I1637,NA())","v":"TempCorrActualPOE10"},{"$f":"IF($E1638=DataInput!$B1637,DataInput!J1637,NA())","v":2.4228457840000002},{"$f":"IF($E1638=DataInput!$B1637,DataInput!K1637,NA())","v":"NA"},null,null,"VIC Brooklyn (Jemena) 22 kV",null,null,null,null,false,null,null,{"$error":"#N/A"},{"$error":"#N/A"},{"$error":"#N/A"},{"$error":"#N/A"},{"$error":"#N/A"},{"$error":"#N/A"},{"$error":"#N/A"},{"$error":"#N/A"},{"$error":"#N/A"},{"$error":"#N/A"}]
[null,{"$f":"IF(DataInput!B1668=$B$8,IF($B$9=$B$10,TRUE,IF(DataInput!E1668=$B$9,TRUE,FALSE)))","v":true},null,null,{"$f":"IF(B1669=TRUE,DataInput!B1668,NA())","v":"VIC"},{"$f":"IF($E1669=DataInput!$B1668,DataInput!C1668,NA())","v":"BLTS22J"},{"$f":"IF($E1669=DataInput!$B1668,DataInput!D1668,NA())","v":"Brooklyn (Jemena) 22 kV"},{"$f":"IF($E1669=DataInput!$B1668,DataInput!E1668,NA())","v":"Jemena"},{"$f":"IF($E1669=DataInput!$B1668,DataInput!F1668,NA())","v":"Summer"},{"$f":"IF($E1669=DataInput!$B1668,DataInput!G1668,NA())","v":"Non-Coincident"},{"$f":"IF($E1669=DataInput!$B1668,DataInput!H1668,NA())","v":2015},{"$f":"IF($E1669=DataInput!$B1668,DataInput!I1668,NA())","v":"TempCorrActualPOE50"},{"$f":"IF($E1669=DataInput!$B1668,DataInput!J1668,NA())","v":1.9124464210000001},{"$f":"IF($E1669=DataInput!$B1668,DataInput!K1668,NA())","v":"NA"},null,null,"VIC Brooklyn (Jemena) 22 kV",null,null,null,null,false,null,null,{"$error":"#N/A"},{"$error":"#N/A"},{"$error":"#N/A"},{"$error":"#N/A"},{"$error":"#N/A"},{"$error":"#N/A"},{"$error":"#N/A"},{"$error":"#N/A"},{"$error":"#N/A"},{"$error":"#N/A"}]
[null,{"$f":"IF(DataInput!B1695=$B$8,IF($B$9=$B$10,TRUE,IF(DataInput!E1695=$B$9,TRUE,FALSE)))","v":true},null,null,{"$f":"IF(B1696=TRUE,DataInput!B1695,NA())","v":"VIC"},{"$f":"IF($E1696=DataInput!$B1695,DataInput!C1695,NA())","v":"BLTS22J"},{"$f":"IF($E1696=DataInput!$B1695,DataInput!D1695,NA())","v":"Brooklyn (Jemena) 22 kV"},{"$f":"IF($E1696=DataInput!$B1695,DataInput!E1695,NA())","v":"Jemena"},{"$f":"IF($E1696=DataInput!$B1695,DataInput!F1695,NA())","v":"Summer"},{"$f":"IF($E1696=DataInput!$B1695,DataInput!G1695,NA())","v":"Non-Coincident"},{"$f":"IF($E1696=DataInput!$B1695,DataInput!H1695,NA())","v":2022},{"$f":"IF($E1696=DataInput!$B1695,DataInput!I1695,NA())","v":"POE10"},{"$f":"IF($E1696=DataInput!$B1695,DataInput!J1695,NA())","v":2.1313609950000001},{"$f":"IF($E1696=DataInput!$B1695,DataInput!K1695,NA())","v":0.45054258600000002},null,null,"VIC Brooklyn (Jemena) 22 kV",null,null,null,null,false,null,null,{"$error":"#N/A"},{"$error":"#N/A"},{"$error":"#N/A"},{"$error":"#N/A"},{"$error":"#N/A"},{"$error":"#N/A"},{"$error":"#N/A"},{"$error":"#N/A"},{"$error":"#N/A"},{"$error":"#N/A"}]
[null,{"$f":"IF(DataInput!B1745=$B$8,IF($B$9=$B$10,TRUE,IF(DataInput!E1745=$B$9,TRUE,FALSE)))","v":true},null,null,{"$f":"IF(B1746=TRUE,DataInput!B1745,NA())","v":"VIC"},{"$f":"IF($E1746=DataInput!$B1745,DataInput!C1745,NA())","v":"BLTS22J"},{"$f":"IF($E1746=DataInput!$B1745,DataInput!D1745,NA())","v":"Brooklyn (Jemena) 22 kV"},{"$f":"IF($E1746=DataInput!$B1745,DataInput!E1745,NA())","v":"Jemena"},{"$f":"IF($E1746=DataInput!$B1745,DataInput!F1745,NA())","v":"Winter"},{"$f":"IF($E1746=DataInput!$B1745,DataInput!G1745,NA())","v":"Coincident"},{"$f":"IF($E1746=DataInput!$B1745,DataInput!H1745,NA())","v":2010},{"$f":"IF($E1746=DataInput!$B1745,DataInput!I1745,NA())","v":"Actual"},{"$f":"IF($E1746=DataInput!$B1745,DataInput!J1745,NA())","v":1.3872340000000001},{"$f":"IF($E1746=DataInput!$B1745,DataInput!K1745,NA())","v":"NA"},null,null,"VIC Brooklyn (Jemena) 22 kV",null,null,null,null,false,null,null,{"$error":"#N/A"},{"$error":"#N/A"},{"$error":"#N/A"},{"$error":"#N/A"},{"$error":"#N/A"},{"$error":"#N/A"},{"$error":"#N/A"},{"$error":"#N/A"},{"$error":"#N/A"},{"$error":"#N/A"}]
[null,{"$f":"IF(DataInput!B1747=$B$8,IF($B$9=$B$10,TRUE,IF(DataInput!E1747=$B$9,TRUE,FALSE)))","v":true},null,null,{"$f":"IF(B1748=TRUE,DataInput!B1747,NA())","v":"VIC"},{"$f":"IF($E1748=DataInput!$B1747,DataInput!C1747,NA())","v":"BLTS22J"},{"$f":"IF($E1748=DataInput!$B1747,DataInput!D1747,NA())","v":"Brooklyn (Jemena) 22 kV"},{"$f":"IF($E1748=DataInput!$B1747,DataInput!E1747,NA())","v":"Jemena"},{"$f":"IF($E1748=DataInput!$B1747,DataInput!F1747,NA())","v":"Winter"},{"$f":"IF($E1748=DataInput!$B1747,DataInput!G1747,NA())","v":"Coincident"},{"$f":"IF($E1748=DataInput!$B1747,DataInput!H1747,NA())","v":2011},{"$f":"IF($E1748=DataInput!$B1747,DataInput!I1747,NA())","v":"TempCorrActualPOE10"},{"$f":"IF($E1748=DataInput!$B1747,DataInput!J1747,NA())","v":1.5060692550000001},{"$f":"IF($E1748=DataInput!$B1747,DataInput!K1747,NA())","v":"NA"},null,null,"VIC Brooklyn (Jemena) 22 kV",null,null,null,null,false,null,null,{"$error":"#N/A"},{"$error":"#N/A"},{"$error":"#N/A"},{"$error":"#N/A"},{"$error":"#N/A"},{"$error":"#N/A"},{"$error":"#N/A"},{"$error":"#N/A"},{"$error":"#N/A"},{"$error":"#N/A"}]
[null,{"$f":"IF(DataInput!B1794=$B$8,IF($B$9=$B$10,TRUE,IF(DataInput!E1794=$B$9,TRUE,FALSE)))","v":true},null,null,{"$f":"IF(B1795=TRUE,DataInput!B1794,NA())","v":"VIC"},{"$f":"IF($E1795=DataInput!$B1794,DataInput!C1794,NA())","v":"BLTS22J"},{"$f":"IF($E1795=DataInput!$B1794,DataInput!D1794,NA())","v":"Brooklyn (Jemena) 22 kV"},{"$f":"IF($E1795=DataInput!$B1794,DataInput!E1794,NA())","v":"Jemena"},{"$f":"IF($E1795=DataInput!$B1794,DataInput!F1794,NA())","v":"Winter"},{"$f":"IF($E1795=DataInput!$B1794,DataInput!G1794,NA())","v":"Coincident"},{"$f":"IF($E1795=DataInput!$B1794,DataInput!H1794,NA())","v":2020},{"$f":"IF($E1795=DataInput!$B1794,DataInput!I1794,NA())","v":"POE50"},{"$f":"IF($E1795=DataInput!$B1794,DataInput!J1794,NA())","v":1.403607866},{"$f":"IF($E1795=DataInput!$B1794,DataInput!K1794,NA())","v":0.63174025899999997},null,null,"VIC Brooklyn (Jemena) 22 kV",null,null,null,null,false,null,null,{"$error":"#N/A"},{"$error":"#N/A"},{"$error":"#N/A"},{"$error":"#N/A"},{"$error":"#N/A"},{"$error":"#N/A"},{"$error":"#N/A"},{"$error":"#N/A"},{"$error":"#N/A"},{"$error":"#N/A"}]
[null,{"$f":"IF(DataInput!B1818=$B$8,IF($B$9=$B$10,TRUE,IF(DataInput!E1818=$B$9,TRUE,FALSE)))","v":true},null,null,{"$f":"IF(B1819=TRUE,DataInput!B1818,NA())","v":"VIC"},{"$f":"IF($E1819=DataInput!$B1818,DataInput!C1818,NA())","v":"BLTS22P"},{"$f":"IF($E1819=DataInput!$B1818,DataInput!D1818,NA())","v":"Brooklyn (Powercor) 22 kV"},{"$f":"IF($E1819=DataInput!$B1818,DataInput!E1818,NA())","v":"Powercor"},{"$f":"IF($E1819=DataInput!$B1818,DataInput!F1818,NA())","v":"Summer"},{"$f":"IF($E1819=DataInput!$B1818,DataInput!G1818,NA())","v":"Coincident"},{"$f":"IF($E1819=DataInput!$B1818,DataInput!H1818,NA())","v":2007},{"$f":"IF($E1819=DataInput!$B1818,DataInput!I1818,NA())","v":"TempCorrActualPOE50"},{"$f":"IF($E1819=DataInput!$B1818,DataInput!J1818,NA())","v":52.139099899999998},{"$f":"IF($E1819=DataInput!$B1818,DataInput!K1818,NA())","v":"NA"},null,null,"VIC Brooklyn (Powercor) 22 kV",null,null,null,null,false,null,null,{"$error":"#N/A"},{"$error":"#N/A"},{"$error":"#N/A"},{"$error":"#N/A"},{"$error":"#N/A"},{"$error":"#N/A"},{"$error":"#N/A"},{"$error":"#N/A"},{"$error":"#N/A"},{"$error":"#N/A"}]
[null,{"$f":"IF(DataInput!B1842=$B$8,IF($B$9=$B$10,TRUE,IF(DataInput!E1842=$B$9,TRUE,FALSE)))","v":true},null,null,{"$f":"IF(B1843=TRUE,DataInput!B1842,NA())","v":"VIC"},{"$f":"IF($E1843=DataInput!$B1842,DataInput!C1842,NA())","v":"BLTS22P"},{"$f":"IF($E1843=DataInput!$B1842,DataInput!D1842,NA())","v":"Brooklyn (Powercor) 22 kV"},{"$f":"IF($E1843=DataInput!$B1842,DataInput!E1842,NA())","v":"Powercor"},{"$f":"IF($E1843=DataInput!$B1842,DataInput!F1842,NA())","v":"Summer"},{"$f":"IF($E1843=DataInput!$B1842,DataInput!G1842,NA())","v":"Coincident"},{"$f":"IF($E1843=DataInput!$B1842,DataInput!H1842,NA())","v":2011},{"$f":"IF($E1843=DataInput!$B1842,DataInput!I1842,NA())","v":"TempCorrActualPOE50"},{"$f":"IF($E1843=DataInput!$B1842,DataInput!J1842,NA())","v":58.92513683},{"$f":"IF($E1843=DataInput!$B1842,DataInput!K1842,NA())","v":"NA"},null,null,"VIC Brooklyn (Powercor) 22 kV",null,null,null,null,false,null,null,{"$error":"#N/A"},{"$error":"#N/A"},{"$error":"#N/A"},{"$error":"#N/A"},{"$error":"#N/A"},{"$error":"#N/A"},{"$error":"#N/A"},{"$error":"#N/A"},{"$error":"#N/A"},{"$error":"#N/A"}]
[null,{"$f":"IF(DataInput!B1873=$B$8,IF($B$9=$B$10,TRUE,IF(DataInput!E1873=$B$9,TRUE,FALSE)))","v":true},null,null,{"$f":"IF(B1874=TRUE,DataInput!B1873,NA())","v":"VIC"},{"$f":"IF($E1874=DataInput!$B1873,DataInput!C1873,NA())","v":"BLTS22P"},{"$f":"IF($E1874=DataInput!$B1873,DataInput!D1873,NA())","v":"Brooklyn (Powercor) 22 kV"},{"$f":"IF($E1874=DataInput!$B1873,DataInput!E1873,NA())","v":"Powercor"},{"$f":"IF($E1874=DataInput!$B1873,DataInput!F1873,NA())","v":"Summer"},{"$f":"IF($E1874=DataInput!$B1873,DataInput!G1873,NA())","v":"Coincident"},{"$f":"IF($E1874=DataInput!$B1873,DataInput!H1873,NA())","v":2016},{"$f":"IF($E1874=DataInput!$B1873,DataInput!I1873,NA())","v":"POE10"},{"$f":"IF($E1874=DataInput!$B1873,DataInput!J1873,NA())","v":64.056246299999998},{"$f":"IF($E1874=DataInput!$B1873,DataInput!K1873,NA())","v":0.89593412500000003},null,null,"VIC Brooklyn (Powercor) 22 kV",null,null,null,null,false,null,null,{"$error":"#N/A"},{"$error":"#N/A"},{"$error":"#N/A"},{"$error":"#N/A"},{"$error":"#N/A"},{"$error":"#N/A"},{"$error":"#N/A"},{"$error":"#N/A"},{"$error":"#N/A"},{"$error":"#N/A"}]
[null,{"$f":"IF(DataInput!B1904=$B$8,IF($B$9=$B$10,TRUE,IF(DataInput!E1904=$B$9,TRUE,FALSE)))","v":true},null,null,{"$f":"IF(B1905=TRUE,DataInput!B1904,NA())","v":"VIC"},{"$f":"IF($E1905=DataInput!$B1904,DataInput!C1904,NA())","v":"BLTS22P"},{"$f":"IF($E1905=DataInput!$B1904,DataInput!D1904,NA())","v":"Brooklyn (Powercor) 22 kV"},{"$f":"IF($E1905=DataInput!$B1904,DataInput!E1904,NA())","v":"Powercor"},{"$f":"IF($E1905=DataInput!$B1904,DataInput!F1904,NA())","v":"Summer"},{"$f":"IF($E1905=DataInput!$B1904,DataInput!G1904,NA())","v":"Non-Coincident"},{"$f":"IF($E1905=DataInput!$B1904,DataInput!H1904,NA())","v":2024},{"$f":"IF($E1905=DataInput!$B1904,DataInput!I1904,NA())","v":"POE50"},{"$f":"IF($E1905=DataInput!$B1904,DataInput!J1904,NA())","v":68.239984210000003},{"$f":"IF($E1905=DataInput!$B1904,DataInput!K1904,NA())","v":0.86955705900000002},null,null,"VIC Brooklyn (Powercor) 22 kV",null,null,null,null,false,null,null,{"$error":"#N/A"},{"$error":"#N/A"},{"$error":"#N/A"},{"$error":"#N/A"},{"$error":"#N/A"},{"$error":"#N/A"},{"$error":"#N/A"},{"$error":"#N/A"},{"$error":"#N/A"},{"$error":"#N/A"}]
[null,{"$f":"IF(DataInput!B1945=$B$8,IF($B$9=$B$10,TRUE,IF(DataInput!E1945=$B$9,TRUE,FALSE)))","v":true},null,null,{"$f":"IF(B1946=TRUE,DataInput!B1945,NA())","v":"VIC"},{"$f":"IF($E1946=DataInput!$B1945,DataInput!C1945,NA())","v":"BLTS22P"},{"$f":"IF($E1946=DataInput!$B1945,DataInput!D1945,NA())","v":"Brooklyn (Powercor) 22 kV"},{"$f":"IF($E1946=DataInput!$B1945,DataInput!E1945,NA())","v":"Powercor"},{"$f":"IF($E1946=DataInput!$B1945,DataInput!F1945,NA())","v":"Winter"},{"$f":"IF($E1946=DataInput!$B1945,DataInput!G1945,NA())","v":"Coincident"},{"$f":"IF($E1946=DataInput!$B1945,DataInput!H1945,NA())","v":2010},{"$f":"IF($E1946=DataInput!$B1945,DataInput!I1945,NA())","v":"Actual"},{"$f":"IF($E1946=DataInput!$B1945,DataInput!J1945,NA())","v":47.580114000000002},{"$f":"IF($E1946=DataInput!$B1945,DataInput!K1945,NA())","v":"NA"},null,null,"VIC Brooklyn (Powercor) 22 kV",null,null,null,null,false,null,null,{"$error":"#N/A"},{"$error":"#N/A"},{"$error":"#N/A"},{"$error":"#N/A"},{"$error":"#N/A"},{"$error":"#N/A"},{"$error":"#N/A"},{"$error":"#N/A"},{"$error":"#N/A"},{"$error":"#N/A"}]
[null,{"$f":"IF(DataInput!B1952=$B$8,IF($B$9=$B$10,TRUE,IF(DataInput!E1952=$B$9,TRUE,FALSE)))","v":true},null,null,{"$f":"IF(B1953=TRUE,DataInput!B1952,NA())","v":"VIC"},{"$f":"IF($E1953=DataInput!$B1952,DataInput!C1952,NA())","v":"BLTS22P"},{"$f":"IF($E1953=DataInput!$B1952,DataInput!D1952,NA())","v":"Brooklyn (Powercor) 22 kV"},{"$f":"IF($E1953=DataInput!$B1952,DataInput!E1952,NA())","v":"Powercor"},{"$f":"IF($E1953=DataInput!$B1952,DataInput!F1952,NA())","v":"Winter"},{"$f":"IF($E1953=DataInput!$B1952,DataInput!G1952,NA())","v":"Non-Coincident"},{"$f":"IF($E1953=DataInput!$B1952,DataInput!H1952,NA())","v":2011},{"$f":"IF($E1953=DataInput!$B1952,DataInput!I1952,NA())","v":"Actual"},{"$f":"IF($E1953=DataInput!$B1952,DataInput!J1952,NA())","v":54.953242000000003},{"$f":"IF($E1953=DataInput!$B1952,DataInput!K1952,NA())","v":"NA"},null,null,"VIC Brooklyn (Powercor) 22 kV",null,null,null,null,false,null,null,{"$error":"#N/A"},{"$error":"#N/A"},{"$error":"#N/A"},{"$error":"#N/A"},{"$error":"#N/A"},{"$error":"#N/A"},{"$error":"#N/A"},{"$error":"#N/A"},{"$error":"#N/A"},{"$error":"#N/A"}]
[null,{"$f":"IF(DataInput!B1983=$B$8,IF($B$9=$B$10,TRUE,IF(DataInput!E1983=$B$9,TRUE,FALSE)))","v":true},null,null,{"$f":"IF(B1984=TRUE,DataInput!B1983,NA())","v":"VIC"},{"$f":"IF($E1984=DataInput!$B1983,DataInput!C1983,NA())","v":"BLTS22P"},{"$f":"IF($E1984=DataInput!$B1983,DataInput!D1983,NA())","v":"Brooklyn (Powercor) 22 kV"},{"$f":"IF($E1984=DataInput!$B1983,DataInput!E1983,NA())","v":"Powercor"},{"$f":"IF($E1984=DataInput!$B1983,DataInput!F1983,NA())","v":"Winter"},{"$f":"IF($E1984=DataInput!$B1983,DataInput!G1983,NA())","v":"Non-Coincident"},{"$f":"IF($E1984=DataInput!$B1983,DataInput!H1983,NA())","v":2018},{"$f":"IF($E1984=DataInput!$B1983,DataInput!I1983,NA())","v":"POE10"},{"$f":"IF($E1984=DataInput!$B1983,DataInput!J1983,NA())","v":70.528786740000001},{"$f":"IF($E1984=DataInput!$B1983,DataInput!K1983,NA())","v":0.82913016799999995},null,null,"VIC Brooklyn (Powercor) 22 kV",null,null,null,null,false,null,null,{"$error":"#N/A"},{"$error":"#N/A"},{"$error":"#N/A"},{"$error":"#N/A"},{"$error":"#N/A"},{"$error":"#N/A"},{"$error":"#N/A"},{"$error":"#N/A"},{"$error":"#N/A"},{"$error":"#N/A"}]
[null,{"$f":"IF(DataInput!B2030=$B$8,IF($B$9=$B$10,TRUE,IF(DataInput!E2030=$B$9,TRUE,FALSE)))","v":true},null,null,{"$f":"IF(B2031=TRUE,DataInput!B2030,NA())","v":"VIC"},{"$f":"IF($E2031=DataInput!$B2030,DataInput!C2030,NA())","v":"BLTSS"},{"$f":"IF($E2031=DataInput!$B2030,DataInput!D2030,NA())","v":"Brooklyn (Powercor) 66 kV - Onesteel"},{"$f":"IF($E2031=DataInput!$B2030,DataInput!E2030,NA())","v":"Powercor"},{"$f":"IF($E2031=DataInput!$B2030,DataInput!F2030,NA())","v":"Summer"},{"$f":"IF($E2031=DataInput!$B2030,DataInput!G2030,NA())","v":"Coincident"},{"$f":"IF($E2031=DataInput!$B2030,DataInput!H2030,NA())","v":2009},{"$f":"IF($E2031=DataInput!$B2030,DataInput!I2030,NA())","v":"TempCorrActualPOE50"},{"$f":"IF($E2031=DataInput!$B2030,DataInput!J2030,NA())","v":"NA"},{"$f":"IF($E2031=DataInput!$B2030,DataInput!K2030,NA())","v":"NA"},null,null,"VIC Brooklyn (Powercor) 66 kV - Onesteel",null,null,null,null,false,null,null,{"$error":"#N/A"},{"$error":"#N/A"},{"$error":"#N/A"},{"$error":"#N/A"},{"$error":"#N/A"},{"$error":"#N/A"},{"$error":"#N/A"},{"$error":"#N/A"},{"$error":"#N/A"},{"$error":"#N/A"}]
[null,{"$f":"IF(DataInput!B2040=$B$8,IF($B$9=$B$10,TRUE,IF(DataInput!E2040=$B$9,TRUE,FALSE)))","v":true},null,null,{"$f":"IF(B2041=TRUE,DataInput!B2040,NA())","v":"VIC"},{"$f":"IF($E2041=DataInput!$B2040,DataInput!C2040,NA())","v":"BLTSS"},{"$f":"IF($E2041=DataInput!$B2040,DataInput!D2040,NA())","v":"Brooklyn (Powercor) 66 kV - Onesteel"},{"$f":"IF($E2041=DataInput!$B2040,DataInput!E2040,NA())","v":"Powercor"},{"$f":"IF($E2041=DataInput!$B2040,DataInput!F2040,NA())","v":"Summer"},{"$f":"IF($E2041=DataInput!$B2040,DataInput!G2040,NA())","v":"Non-Coincident"},{"$f":"IF($E2041=DataInput!$B2040,DataInput!H2040,NA())","v":2010},{"$f":"IF($E2041=DataInput!$B2040,DataInput!I2040,NA())","v":"Actual"},{"$f":"IF($E2041=DataInput!$B2040,DataInput!J2040,NA())","v":"NA"},{"$f":"IF($E2041=DataInput!$B2040,DataInput!K2040,NA())","v":"NA"},null,null,"VIC Brooklyn (Powercor) 66 kV - Onesteel",null,null,null,null,false,null,null,{"$error":"#N/A"},{"$error":"#N/A"},{"$error":"#N/A"},{"$error":"#N/A"},{"$error":"#N/A"},{"$error":"#N/A"},{"$error":"#N/A"},{"$error":"#N/A"},{"$error":"#N/A"},{"$error":"#N/A"}]
[null,{"$f":"IF(DataInput!B2078=$B$8,IF($B$9=$B$10,TRUE,IF(DataInput!E2078=$B$9,TRUE,FALSE)))","v":true},null,null,{"$f":"IF(B2079=TRUE,DataInput!B2078,NA())","v":"VIC"},{"$f":"IF($E2079=DataInput!$B2078,DataInput!C2078,NA())","v":"BLTSS"},{"$f":"IF($E2079=DataInput!$B2078,DataInput!D2078,NA())","v":"Brooklyn (Powercor) 66 kV - Onesteel"},{"$f":"IF($E2079=DataInput!$B2078,DataInput!E2078,NA())","v":"Powercor"},{"$f":"IF($E2079=DataInput!$B2078,DataInput!F2078,NA())","v":"Summer"},{"$f":"IF($E2079=DataInput!$B2078,DataInput!G2078,NA())","v":"Coincident"},{"$f":"IF($E2079=DataInput!$B2078,DataInput!H2078,NA())","v":2017},{"$f":"IF($E2079=DataInput!$B2078,DataInput!I2078,NA())","v":"POE50"},{"$f":"IF($E2079=DataInput!$B2078,DataInput!J2078,NA())","v":"NA"},{"$f":"IF($E2079=DataInput!$B2078,DataInput!K2078,NA())","v":"NA"},null,null,"VIC Brooklyn (Powercor) 66 kV - Onesteel",null,null,null,null,false,null,null,{"$error":"#N/A"},{"$error":"#N/A"},{"$error":"#N/A"},{"$error":"#N/A"},{"$error":"#N/A"},{"$error":"#N/A"},{"$error":"#N/A"},{"$error":"#N/A"},{"$error":"#N/A"},{"$error":"#N/A"}]
[null,{"$f":"IF(DataInput!B2109=$B$8,IF($B$9=$B$10,TRUE,IF(DataInput!E2109=$B$9,TRUE,FALSE)))","v":true},null,null,{"$f":"IF(B2110=TRUE,DataInput!B2109,NA())","v":"VIC"},{"$f":"IF($E2110=DataInput!$B2109,DataInput!C2109,NA())","v":"BLTSS"},{"$f":"IF($E2110=DataInput!$B2109,DataInput!D2109,NA())","v":"Brooklyn (Powercor) 66 kV - Onesteel"},{"$f":"IF($E2110=DataInput!$B2109,DataInput!E2109,NA())","v":"Powercor"},{"$f":"IF($E2110=DataInput!$B2109,DataInput!F2109,NA())","v":"Summer"},{"$f":"IF($E2110=DataInput!$B2109,DataInput!G2109,NA())","v":"Coincident"},{"$f":"IF($E2110=DataInput!$B2109,DataInput!H2109,NA())","v":2025},{"$f":"IF($E2110=DataInput!$B2109,DataInput!I2109,NA())","v":"POE10"},{"$f":"IF($E2110=DataInput!$B2109,DataInput!J2109,NA())","v":"NA"},{"$f":"IF($E2110=DataInput!$B2109,DataInput!K2109,NA())","v":"NA"},null,null,"VIC Brooklyn (Powercor) 66 kV - Onesteel",null,null,null,null,false,null,null,{"$error":"#N/A"},{"$error":"#N/A"},{"$error":"#N/A"},{"$error":"#N/A"},{"$error":"#N/A"},{"$error":"#N/A"},{"$error":"#N/A"},{"$error":"#N/A"},{"$error":"#N/A"},{"$error":"#N/A"}]
[null,{"$f":"IF(DataInput!B2140=$B$8,IF($B$9=$B$10,TRUE,IF(DataInput!E2140=$B$9,TRUE,FALSE)))","v":true},null,null,{"$f":"IF(B2141=TRUE,DataInput!B2140,NA())","v":"VIC"},{"$f":"IF($E2141=DataInput!$B2140,DataInput!C2140,NA())","v":"BLTSS"},{"$f":"IF($E2141=DataInput!$B2140,DataInput!D2140,NA())","v":"Brooklyn (Powercor) 66 kV - Onesteel"},{"$f":"IF($E2141=DataInput!$B2140,DataInput!E2140,NA())","v":"Powercor"},{"$f":"IF($E2141=DataInput!$B2140,DataInput!F2140,NA())","v":"Winter"},{"$f":"IF($E2141=DataInput!$B2140,DataInput!G2140,NA())","v":"Non-Coincident"},{"$f":"IF($E2141=DataInput!$B2140,DataInput!H2140,NA())","v":2009},{"$f":"IF($E2141=DataInput!$B2140,DataInput!I2140,NA())","v":"Actual"},{"$f":"IF($E2141=DataInput!$B2140,DataInput!J2140,NA())","v":"NA"},{"$f":"IF($E2141=DataInput!$B2140,DataInput!K2140,NA())","v":"NA"},null,null,"VIC Brooklyn (Powercor) 66 kV - Onesteel",null,null,null,null,false,null,null,{"$error":"#N/A"},{"$error":"#N/A"},{"$error":"#N/A"},{"$error":"#N/A"},{"$error":"#N/A"},{"$error":"#N/A"},{"$error":"#N/A"},{"$error":"#N/A"},{"$error":"#N/A"},{"$error":"#N/A"}]
[null,{"$f":"IF(DataInput!B2167=$B$8,IF($B$9=$B$10,TRUE,IF(DataInput!E2167=$B$9,TRUE,FALSE)))","v":true},null,null,{"$f":"IF(B2168=TRUE,DataInput!B2167,NA())","v":"VIC"},{"$f":"IF($E2168=DataInput!$B2167,DataInput!C2167,NA())","v":"BLTSS"},{"$f":"IF($E2168=DataInput!$B2167,DataInput!D2167,NA())","v":"Brooklyn (Powercor) 66 kV - Onesteel"},{"$f":"IF($E2168=DataInput!$B2167,DataInput!E2167,NA())","v":"Powercor"},{"$f":"IF($E2168=DataInput!$B2167,DataInput!F2167,NA())","v":"Winter"},{"$f":"IF($E2168=DataInput!$B2167,DataInput!G2167,NA())","v":"Non-Coincident"},{"$f":"IF($E2168=DataInput!$B2167,DataInput!H2167,NA())","v":2014},{"$f":"IF($E2168=DataInput!$B2167,DataInput!I2167,NA())","v":"TempCorrActualPOE10"},{"$f":"IF($E2168=DataInput!$B2167,DataInput!J2167,NA())","v":"NA"},{"$f":"IF($E2168=DataInput!$B2167,DataInput!K2167,NA())","v":"NA"},null,null,"VIC Brooklyn (Powercor) 66 kV - Onesteel",null,null,null,null,false,null,null,{"$error":"#N/A"},{"$error":"#N/A"},{"$error":"#N/A"},{"$error":"#N/A"},{"$error":"#N/A"},{"$error":"#N/A"},{"$error":"#N/A"},{"$error":"#N/A"},{"$error":"#N/A"},{"$error":"#N/A"}]
[null,{"$f":"IF(DataInput!B2188=$B$8,IF($B$9=$B$10,TRUE,IF(DataInput!E2188=$B$9,TRUE,FALSE)))","v":true},null,null,{"$f":"IF(B2189=TRUE,DataInput!B2188,NA())","v":"VIC"},{"$f":"IF($E2189=DataInput!$B2188,DataInput!C2188,NA())","v":"BLTSS"},{"$f":"IF($E2189=DataInput!$B2188,DataInput!D2188,NA())","v":"Brooklyn (Powercor) 66 kV - Onesteel"},{"$f":"IF($E2189=DataInput!$B2188,DataInput!E2188,NA())","v":"Powercor"},{"$f":"IF($E2189=DataInput!$B2188,DataInput!F2188,NA())","v":"Winter"},{"$f":"IF($E2189=DataInput!$B2188,DataInput!G2188,NA())","v":"Non-Coincident"},{"$f":"IF($E2189=DataInput!$B2188,DataInput!H2188,NA())","v":2019},{"$f":"IF($E2189=DataInput!$B2188,DataInput!I2188,NA())","v":"POE50"},{"$f":"IF($E2189=DataInput!$B2188,DataInput!J2188,NA())","v":"NA"},{"$f":"IF($E2189=DataInput!$B2188,DataInput!K2188,NA())","v":"NA"},null,null,"VIC Brooklyn (Powercor) 66 kV - Onesteel",null,null,null,null,false,null,null,{"$error":"#N/A"},{"$error":"#N/A"},{"$error":"#N/A"},{"$error":"#N/A"},{"$error":"#N/A"},{"$error":"#N/A"},{"$error":"#N/A"},{"$error":"#N/A"},{"$error":"#N/A"},{"$error":"#N/A"}]
[null,{"$f":"IF(DataInput!B2235=$B$8,IF($B$9=$B$10,TRUE,IF(DataInput!E2235=$B$9,TRUE,FALSE)))","v":true},null,null,{"$f":"IF(B2236=TRUE,DataInput!B2235,NA())","v":"VIC"},{"$f":"IF($E2236=DataInput!$B2235,DataInput!C2235,NA())","v":"BTS22C"},{"$f":"IF($E2236=DataInput!$B2235,DataInput!D2235,NA())","v":"Brunswick (CitiPower) 22 kV"},{"$f":"IF($E2236=DataInput!$B2235,DataInput!E2235,NA())","v":"Citipower"},{"$f":"IF($E2236=DataInput!$B2235,DataInput!F2235,NA())","v":"Summer"},{"$f":"IF($E2236=DataInput!$B2235,DataInput!G2235,NA())","v":"Coincident"},{"$f":"IF($E2236=DataInput!$B2235,DataInput!H2235,NA())","v":2010},{"$f":"IF($E2236=DataInput!$B2235,DataInput!I2235,NA())","v":"TempCorrActualPOE10"},{"$f":"IF($E2236=DataInput!$B2235,DataInput!J2235,NA())","v":50.343082719999998},{"$f":"IF($E2236=DataInput!$B2235,DataInput!K2235,NA())","v":"NA"},null,null,"VIC Brunswick (CitiPower) 22 kV",null,null,null,null,false,null,null,{"$error":"#N/A"},{"$error":"#N/A"},{"$error":"#N/A"},{"$error":"#N/A"},{"$error":"#N/A"},{"$error":"#N/A"},{"$error":"#N/A"},{"$error":"#N/A"},{"$error":"#N/A"},{"$error":"#N/A"}]
[null,{"$f":"IF(DataInput!B2237=$B$8,IF($B$9=$B$10,TRUE,IF(DataInput!E2237=$B$9,TRUE,FALSE)))","v":true},null,null,{"$f":"IF(B2238=TRUE,DataInput!B2237,NA())","v":"VIC"},{"$f":"IF($E2238=DataInput!$B2237,DataInput!C2237,NA())","v":"BTS22C"},{"$f":"IF($E2238=DataInput!$B2237,DataInput!D2237,NA())","v":"Brunswick (CitiPower) 22 kV"},{"$f":"IF($E2238=DataInput!$B2237,DataInput!E2237,NA())","v":"Citipower"},{"$f":"IF($E2238=DataInput!$B2237,DataInput!F2237,NA())","v":"Summer"},{"$f":"IF($E2238=DataInput!$B2237,DataInput!G2237,NA())","v":"Non-Coincident"},{"$f":"IF($E2238=DataInput!$B2237,DataInput!H2237,NA())","v":2010},{"$f":"IF($E2238=DataInput!$B2237,DataInput!I2237,NA())","v":"TempCorrActualPOE10"},{"$f":"IF($E2238=DataInput!$B2237,DataInput!J2237,NA())","v":51.104642769999998},{"$f":"IF($E2238=DataInput!$B2237,DataInput!K2237,NA())","v":"NA"},null,null,"VIC Brunswick (CitiPower) 22 kV",null,null,null,null,false,null,null,{"$error":"#N/A"},{"$error":"#N/A"},{"$error":"#N/A"},{"$error":"#N/A"},{"$error":"#N/A"},{"$error":"#N/A"},{"$error":"#N/A"},{"$error":"#N/A"},{"$error":"#N/A"},{"$error":"#N/A"}]
[null,{"$f":"IF(DataInput!B2290=$B$8,IF($B$9=$B$10,TRUE,IF(DataInput!E2290=$B$9,TRUE,FALSE)))","v":true},null,null,{"$f":"IF(B2291=TRUE,DataInput!B2290,NA())","v":"VIC"},{"$f":"IF($E2291=DataInput!$B2290,DataInput!C2290,NA())","v":"BTS22C"},{"$f":"IF($E2291=DataInput!$B2290,DataInput!D2290,NA())","v":"Brunswick (CitiPower) 22 kV"},{"$f":"IF($E2291=DataInput!$B2290,DataInput!E2290,NA())","v":"Citipower"},{"$f":"IF($E2291=DataInput!$B2290,DataInput!F2290,NA())","v":"Summer"},{"$f":"IF($E2291=DataInput!$B2290,DataInput!G2290,NA())","v":"Coincident"},{"$f":"IF($E2291=DataInput!$B2290,DataInput!H2290,NA())","v":2020},{"$f":"IF($E2291=DataInput!$B2290,DataInput!I2290,NA())","v":"POE50"},{"$f":"IF($E2291=DataInput!$B2290,DataInput!J2290,NA())","v":42.917348259999997},{"$f":"IF($E2291=DataInput!$B2290,DataInput!K2290,NA())","v":0.91313917099999997},null,null,"VIC Brunswick (CitiPower) 22 kV",null,null,null,null,false,null,null,{"$error":"#N/A"},{"$error":"#N/A"},{"$error":"#N/A"},{"$error":"#N/A"},{"$error":"#N/A"},{"$error":"#N/A"},{"$error":"#N/A"},{"$error":"#N/A"},{"$error":"#N/A"},{"$error":"#N/A"}]
[null,{"$f":"IF(DataInput!B2314=$B$8,IF($B$9=$B$10,TRUE,IF(DataInput!E2314=$B$9,TRUE,FALSE)))","v":true},null,null,{"$f":"IF(B2315=TRUE,DataInput!B2314,NA())","v":"VIC"},{"$f":"IF($E2315=DataInput!$B2314,DataInput!C2314,NA())","v":"BTS22C"},{"$f":"IF($E2315=DataInput!$B2314,DataInput!D2314,NA())","v":"Brunswick (CitiPower) 22 kV"},{"$f":"IF($E2315=DataInput!$B2314,DataInput!E2314,NA())","v":"Citipower"},{"$f":"IF($E2315=DataInput!$B2314,DataInput!F2314,NA())","v":"Winter"},{"$f":"IF($E2315=DataInput!$B2314,DataInput!G2314,NA())","v":"Non-Coincident"},{"$f":"IF($E2315=DataInput!$B2314,DataInput!H2314,NA())","v":2005},{"$f":"IF($E2315=DataInput!$B2314,DataInput!I2314,NA())","v":"TempCorrActualPOE50"},{"$f":"IF($E2315=DataInput!$B2314,DataInput!J2314,NA())","v":48.714795969999997},{"$f":"IF($E2315=DataInput!$B2314,DataInput!K2314,NA())","v":"NA"},null,null,"VIC Brunswick (CitiPower) 22 kV",null,null,null,null,false,null,null,{"$error":"#N/A"},{"$error":"#N/A"},{"$error":"#N/A"},{"$error":"#N/A"},{"$error":"#N/A"},{"$error":"#N/A"},{"$error":"#N/A"},{"$error":"#N/A"},{"$error":"#N/A"},{"$error":"#N/A"}]
[null,{"$f":"IF(DataInput!B2345=$B$8,IF($B$9=$B$10,TRUE,IF(DataInput!E2345=$B$9,TRUE,FALSE)))","v":true},null,null,{"$f":"IF(B2346=TRUE,DataInput!B2345,NA())","v":"VIC"},{"$f":"IF($E2346=DataInput!$B2345,DataInput!C2345,NA())","v":"BTS22C"},{"$f":"IF($E2346=DataInput!$B2345,DataInput!D2345,NA())","v":"Brunswick (CitiPower) 22 kV"},{"$f":"IF($E2346=DataInput!$B2345,DataInput!E2345,NA())","v":"Citipower"},{"$f":"IF($E2346=DataInput!$B2345,DataInput!F2345,NA())","v":"Winter"},{"$f":"IF($E2346=DataInput!$B2345,DataInput!G2345,NA())","v":"Coincident"},{"$f":"IF($E2346=DataInput!$B2345,DataInput!H2345,NA())","v":2010},{"$f":"IF($E2346=DataInput!$B2345,DataInput!I2345,NA())","v":"Actual"},{"$f":"IF($E2346=DataInput!$B2345,DataInput!J2345,NA())","v":48.000701999999997},{"$f":"IF($E2346=DataInput!$B2345,DataInput!K2345,NA())","v":"NA"},null,null,"VIC Brunswick (CitiPower) 22 kV",null,null,null,null,false,null,null,{"$error":"#N/A"},{"$error":"#N/A"},{"$error":"#N/A"},{"$error":"#N/A"},{"$error":"#N/A"},{"$error":"#N/A"},{"$error":"#N/A"},{"$error":"#N/A"},{"$error":"#N/A"},{"$error":"#N/A"}]
[null,{"$f":"IF(DataInput!B2376=$B$8,IF($B$9=$B$10,TRUE,IF(DataInput!E2376=$B$9,TRUE,FALSE)))","v":true},null,null,{"$f":"IF(B2377=TRUE,DataInput!B2376,NA())","v":"VIC"},{"$f":"IF($E2377=DataInput!$B2376,DataInput!C2376,NA())","v":"BTS22C"},{"$f":"IF($E2377=DataInput!$B2376,DataInput!D2376,NA())","v":"Brunswick (CitiPower) 22 kV"},{"$f":"IF($E2377=DataInput!$B2376,DataInput!E2376,NA())","v":"Citipower"},{"$f":"IF($E2377=DataInput!$B2376,DataInput!F2376,NA())","v":"Winter"},{"$f":"IF($E2377=DataInput!$B2376,DataInput!G2376,NA())","v":"Non-Coincident"},{"$f":"IF($E2377=DataInput!$B2376,DataInput!H2376,NA())","v":2016},{"$f":"IF($E2377=DataInput!$B2376,DataInput!I2376,NA())","v":"POE50"},{"$f":"IF($E2377=DataInput!$B2376,DataInput!J2376,NA())","v":49.848951319999998},{"$f":"IF($E2377=DataInput!$B2376,DataInput!K2376,NA())","v":0.97704741399999995},null,null,"VIC Brunswick (CitiPower) 22 kV",null,null,null,null,false,null,null,{"$error":"#N/A"},{"$error":"#N/A"},{"$error":"#N/A"},{"$error":"#N/A"},{"$error":"#N/A"},{"$error":"#N/A"},{"$error":"#N/A"},{"$error":"#N/A"},{"$error":"#N/A"},{"$error":"#N/A"}]
[null,{"$f":"IF(DataInput!B2389=$B$8,IF($B$9=$B$10,TRUE,IF(DataInput!E2389=$B$9,TRUE,FALSE)))","v":true},null,null,{"$f":"IF(B2390=TRUE,DataInput!B2389,NA())","v":"VIC"},{"$f":"IF($E2390=DataInput!$B2389,DataInput!C2389,NA())","v":"BTS22C"},{"$f":"IF($E2390=DataInput!$B2389,DataInput!D2389,NA())","v":"Brunswick (CitiPower) 22 kV"},{"$f":"IF($E2390=DataInput!$B2389,DataInput!E2389,NA())","v":"Citipower"},{"$f":"IF($E2390=DataInput!$B2389,DataInput!F2389,NA())","v":"Winter"},{"$f":"IF($E2390=DataInput!$B2389,DataInput!G2389,NA())","v":"Coincident"},{"$f":"IF($E2390=DataInput!$B2389,DataInput!H2389,NA())","v":2019},{"$f":"IF($E2390=DataInput!$B2389,DataInput!I2389,NA())","v":"POE10"},{"$f":"IF($E2390=DataInput!$B2389,DataInput!J2389,NA())","v":52.634319359999999},{"$f":"IF($E2390=DataInput!$B2389,DataInput!K2389,NA())","v":0.98928474600000005},null,null,"VIC Brunswick (CitiPower) 22 kV",null,null,null,null,false,null,null,{"$error":"#N/A"},{"$error":"#N/A"},{"$error":"#N/A"},{"$error":"#N/A"},{"$error":"#N/A"},{"$error":"#N/A"},{"$error":"#N/A"},{"$error":"#N/A"},{"$error":"#N/A"},{"$error":"#N/A"}]
[null,{"$f":"IF(DataInput!B2424=$B$8,IF($B$9=$B$10,TRUE,IF(DataInput!E2424=$B$9,TRUE,FALSE)))","v":true},null,null,{"$f":"IF(B2425=TRUE,DataInput!B2424,NA())","v":"VIC"},{"$f":"IF($E2425=DataInput!$B2424,DataInput!C2424,NA())","v":"BTS22J"},{"$f":"IF($E2425=DataInput!$B2424,DataInput!D2424,NA())","v":"Brunswick (Jemena) 22 kV"},{"$f":"IF($E2425=DataInput!$B2424,DataInput!E2424,NA())","v":"Jemena"},{"$f":"IF($E2425=DataInput!$B2424,DataInput!F2424,NA())","v":"Summer"},{"$f":"IF($E2425=DataInput!$B2424,DataInput!G2424,NA())","v":"Coincident"},{"$f":"IF($E2425=DataInput!$B2424,DataInput!H2424,NA())","v":2008},{"$f":"IF($E2425=DataInput!$B2424,DataInput!I2424,NA())","v":"TempCorrActualPOE50"},{"$f":"IF($E2425=DataInput!$B2424,DataInput!J2424,NA())","v":37.671281950000001},{"$f":"IF($E2425=DataInput!$B2424,DataInput!K2424,NA())","v":"NA"},null,null,"VIC Brunswick (Jemena) 22 kV",null,null,null,null,false,null,null,{"$error":"#N/A"},{"$error":"#N/A"},{"$error":"#N/A"},{"$error":"#N/A"},{"$error":"#N/A"},{"$error":"#N/A"},{"$error":"#N/A"},{"$error":"#N/A"},{"$error":"#N/A"},{"$error":"#N/A"}]
[null,{"$f":"IF(DataInput!B2442=$B$8,IF($B$9=$B$10,TRUE,IF(DataInput!E2442=$B$9,TRUE,FALSE)))","v":true},null,null,{"$f":"IF(B2443=TRUE,DataInput!B2442,NA())","v":"VIC"},{"$f":"IF($E2443=DataInput!$B2442,DataInput!C2442,NA())","v":"BTS22J"},{"$f":"IF($E2443=DataInput!$B2442,DataInput!D2442,NA())","v":"Brunswick (Jemena) 22 kV"},{"$f":"IF($E2443=DataInput!$B2442,DataInput!E2442,NA())","v":"Jemena"},{"$f":"IF($E2443=DataInput!$B2442,DataInput!F2442,NA())","v":"Summer"},{"$f":"IF($E2443=DataInput!$B2442,DataInput!G2442,NA())","v":"Coincident"},{"$f":"IF($E2443=DataInput!$B2442,DataInput!H2442,NA())","v":2011},{"$f":"IF($E2443=DataInput!$B2442,DataInput!I2442,NA())","v":"TempCorrActualPOE50"},{"$f":"IF($E2443=DataInput!$B2442,DataInput!J2442,NA())","v":40.006997560000002},{"$f":"IF($E2443=DataInput!$B2442,DataInput!K2442,NA())","v":"NA"},null,null,"VIC Brunswick (Jemena) 22 kV",null,null,null,null,false,null,null,{"$error":"#N/A"},{"$error":"#N/A"},{"$error":"#N/A"},{"$error":"#N/A"},{"$error":"#N/A"},{"$error":"#N/A"},{"$error":"#N/A"},{"$error":"#N/A"},{"$error":"#N/A"},{"$error":"#N/A"}]
[null,{"$f":"IF(DataInput!B2473=$B$8,IF($B$9=$B$10,TRUE,IF(DataInput!E2473=$B$9,TRUE,FALSE)))","v":true},null,null,{"$f":"IF(B2474=TRUE,DataInput!B2473,NA())","v":"VIC"},{"$f":"IF($E2474=DataInput!$B2473,DataInput!C2473,NA())","v":"BTS22J"},{"$f":"IF($E2474=DataInput!$B2473,DataInput!D2473,NA())","v":"Brunswick (Jemena) 22 kV"},{"$f":"IF($E2474=DataInput!$B2473,DataInput!E2473,NA())","v":"Jemena"},{"$f":"IF($E2474=DataInput!$B2473,DataInput!F2473,NA())","v":"Summer"},{"$f":"IF($E2474=DataInput!$B2473,DataInput!G2473,NA())","v":"Coincident"},{"$f":"IF($E2474=DataInput!$B2473,DataInput!H2473,NA())","v":2016},{"$f":"IF($E2474=DataInput!$B2473,DataInput!I2473,NA())","v":"POE10"},{"$f":"IF($E2474=DataInput!$B2473,DataInput!J2473,NA())","v":47.223877309999999},{"$f":"IF($E2474=DataInput!$B2473,DataInput!K2473,NA())","v":0.92030575999999997},null,null,"VIC Brunswick (Jemena) 22 kV",null,null,null,null,false,null,null,{"$error":"#N/A"},{"$error":"#N/A"},{"$error":"#N/A"},{"$error":"#N/A"},{"$error":"#N/A"},{"$error":"#N/A"},{"$error":"#N/A"},{"$error":"#N/A"},{"$error":"#N/A"},{"$error":"#N/A"}]
[null,{"$f":"IF(DataInput!B2512=$B$8,IF($B$9=$B$10,TRUE,IF(DataInput!E2512=$B$9,TRUE,FALSE)))","v":true},null,null,{"$f":"IF(B2513=TRUE,DataInput!B2512,NA())","v":"VIC"},{"$f":"IF($E2513=DataInput!$B2512,DataInput!C2512,NA())","v":"BTS22J"},{"$f":"IF($E2513=DataInput!$B2512,DataInput!D2512,NA())","v":"Brunswick (Jemena) 22 kV"},{"$f":"IF($E2513=DataInput!$B2512,DataInput!E2512,NA())","v":"Jemena"},{"$f":"IF($E2513=DataInput!$B2512,DataInput!F2512,NA())","v":"Winter"},{"$f":"IF($E2513=DataInput!$B2512,DataInput!G2512,NA())","v":"Coincident"},{"$f":"IF($E2513=DataInput!$B2512,DataInput!H2512,NA())","v":2005},{"$f":"IF($E2513=DataInput!$B2512,DataInput!I2512,NA())","v":"TempCorrActualPOE50"},{"$f":"IF($E2513=DataInput!$B2512,DataInput!J2512,NA())","v":34.636761880000002},{"$f":"IF($E2513=DataInput!$B2512,DataInput!K2512,NA())","v":"NA"},null,null,"VIC Brunswick (Jemena) 22 kV",null,null,null,null,false,null,null,{"$error":"#N/A"},{"$error":"#N/A"},{"$error":"#N/A"},{"$error":"#N/A"},{"$error":"#N/A"},{"$error":"#N/A"},{"$error":"#N/A"},{"$error":"#N/A"},{"$error":"#N/A"},{"$error":"#N/A"}]
[null,{"$f":"IF(DataInput!B2550=$B$8,IF($B$9=$B$10,TRUE,IF(DataInput!E2550=$B$9,TRUE,FALSE)))","v":true},null,null,{"$f":"IF(B2551=TRUE,DataInput!B2550,NA())","v":"VIC"},{"$f":"IF($E2551=DataInput!$B2550,DataInput!C2550,NA())","v":"BTS22J"},{"$f":"IF($E2551=DataInput!$B2550,DataInput!D2550,NA())","v":"Brunswick (Jemena) 22 kV"},{"$f":"IF($E2551=DataInput!$B2550,DataInput!E2550,NA())","v":"Jemena"},{"$f":"IF($E2551=DataInput!$B2550,DataInput!F2550,NA())","v":"Winter"},{"$f":"IF($E2551=DataInput!$B2550,DataInput!G2550,NA())","v":"Non-Coincident"},{"$f":"IF($E2551=DataInput!$B2550,DataInput!H2550,NA())","v":2011},{"$f":"IF($E2551=DataInput!$B2550,DataInput!I2550,NA())","v":"TempCorrActualPOE50"},{"$f":"IF($E2551=DataInput!$B2550,DataInput!J2550,NA())","v":33.7475497},{"$f":"IF($E2551=DataInput!$B2550,DataInput!K2550,NA())","v":"NA"},null,null,"VIC Brunswick (Jemena) 22 kV",null,null,null,null,false,null,null,{"$error":"#N/A"},{"$error":"#N/A"},{"$error":"#N/A"},{"$error":"#N/A"},{"$error":"#N/A"},{"$error":"#N/A"},{"$error":"#N/A"},{"$error":"#N/A"},{"$error":"#N/A"},{"$error":"#N/A"}]
[null,{"$f":"IF(DataInput!B2552=$B$8,IF($B$9=$B$10,TRUE,IF(DataInput!E2552=$B$9,TRUE,FALSE)))","v":true},null,null,{"$f":"IF(B2553=TRUE,DataInput!B2552,NA())","v":"VIC"},{"$f":"IF($E2553=DataInput!$B2552,DataInput!C2552,NA())","v":"BTS22J"},{"$f":"IF($E2553=DataInput!$B2552,DataInput!D2552,NA())","v":"Brunswick (Jemena) 22 kV"},{"$f":"IF($E2553=DataInput!$B2552,DataInput!E2552,NA())","v":"Jemena"},{"$f":"IF($E2553=DataInput!$B2552,DataInput!F2552,NA())","v":"Winter"},{"$f":"IF($E2553=DataInput!$B2552,DataInput!G2552,NA())","v":"Non-Coincident"},{"$f":"IF($E2553=DataInput!$B2552,DataInput!H2552,NA())","v":2011},{"$f":"IF($E2553=DataInput!$B2552,DataInput!I2552,NA())","v":"Actual"},{"$f":"IF($E2553=DataInput!$B2552,DataInput!J2552,NA())","v":33.636643999999997},{"$f":"IF($E2553=DataInput!$B2552,DataInput!K2552,NA())","v":"NA"},null,null,"VIC Brunswick (Jemena) 22 kV",null,null,null,null,false,null,null,{"$error":"#N/A"},{"$error":"#N/A"},{"$error":"#N/A"},{"$error":"#N/A"},{"$error":"#N/A"},{"$error":"#N/A"},{"$error":"#N/A"},{"$error":"#N/A"},{"$error":"#N/A"},{"$error":"#N/A"}]
[null,{"$f":"IF(DataInput!B2599=$B$8,IF($B$9=$B$10,TRUE,IF(DataInput!E2599=$B$9,TRUE,FALSE)))","v":true},null,null,{"$f":"IF(B2600=TRUE,DataInput!B2599,NA())","v":"VIC"},{"$f":"IF($E2600=DataInput!$B2599,DataInput!C2599,NA())","v":"BTS22J"},{"$f":"IF($E2600=DataInput!$B2599,DataInput!D2599,NA())","v":"Brunswick (Jemena) 22 kV"},{"$f":"IF($E2600=DataInput!$B2599,DataInput!E2599,NA())","v":"Jemena"},{"$f":"IF($E2600=DataInput!$B2599,DataInput!F2599,NA())","v":"Winter"},{"$f":"IF($E2600=DataInput!$B2599,DataInput!G2599,NA())","v":"Non-Coincident"},{"$f":"IF($E2600=DataInput!$B2599,DataInput!H2599,NA())","v":2022},{"$f":"IF($E2600=DataInput!$B2599,DataInput!I2599,NA())","v":"POE10"},{"$f":"IF($E2600=DataInput!$B2599,DataInput!J2599,NA())","v":42.837435429999999},{"$f":"IF($E2600=DataInput!$B2599,DataInput!K2599,NA())","v":0.98734863900000003},null,null,"VIC Brunswick (Jemena) 22 kV",null,null,null,null,false,null,null,{"$error":"#N/A"},{"$error":"#N/A"},{"$error":"#N/A"},{"$error":"#N/A"},{"$error":"#N/A"},{"$error":"#N/A"},{"$error":"#N/A"},{"$error":"#N/A"},{"$error":"#N/A"},{"$error":"#N/A"}]
[null,{"$f":"IF(DataInput!B2611=$B$8,IF($B$9=$B$10,TRUE,IF(DataInput!E2611=$B$9,TRUE,FALSE)))","v":true},null,null,{"$f":"IF(B2612=TRUE,DataInput!B2611,NA())","v":"VIC"},{"$f":"IF($E2612=DataInput!$B2611,DataInput!C2611,NA())","v":"BTS66"},{"$f":"IF($E2612=DataInput!$B2611,DataInput!D2611,NA())","v":"Brunswick (CitiPower) 66 kV"},{"$f":"IF($E2612=DataInput!$B2611,DataInput!E2611,NA())","v":"Citipower"},{"$f":"IF($E2612=DataInput!$B2611,DataInput!F2611,NA())","v":"Summer"},{"$f":"IF($E2612=DataInput!$B2611,DataInput!G2611,NA())","v":"Non-Coincident"},{"$f":"IF($E2612=DataInput!$B2611,DataInput!H2611,NA())","v":2016},{"$f":"IF($E2612=DataInput!$B2611,DataInput!I2611,NA())","v":"POE10"},{"$f":"IF($E2612=DataInput!$B2611,DataInput!J2611,NA())","v":0},{"$f":"IF($E2612=DataInput!$B2611,DataInput!K2611,NA())","v":"NA"},null,null,"VIC Brunswick (CitiPower) 66 kV",null,null,null,null,false,null,null,{"$error":"#N/A"},{"$error":"#N/A"},{"$error":"#N/A"},{"$error":"#N/A"},{"$error":"#N/A"},{"$error":"#N/A"},{"$error":"#N/A"},{"$error":"#N/A"},{"$error":"#N/A"},{"$error":"#N/A"}]
[null,{"$f":"IF(DataInput!B2660=$B$8,IF($B$9=$B$10,TRUE,IF(DataInput!E2660=$B$9,TRUE,FALSE)))","v":true},null,null,{"$f":"IF(B2661=TRUE,DataInput!B2660,NA())","v":"VIC"},{"$f":"IF($E2661=DataInput!$B2660,DataInput!C2660,NA())","v":"BTS66"},{"$f":"IF($E2661=DataInput!$B2660,DataInput!D2660,NA())","v":"Brunswick (CitiPower) 66 kV"},{"$f":"IF($E2661=DataInput!$B2660,DataInput!E2660,NA())","v":"Citipower"},{"$f":"IF($E2661=DataInput!$B2660,DataInput!F2660,NA())","v":"Winter"},{"$f":"IF($E2661=DataInput!$B2660,DataInput!G2660,NA())","v":"Non-Coincident"},{"$f":"IF($E2661=DataInput!$B2660,DataInput!H2660,NA())","v":2017},{"$f":"IF($E2661=DataInput!$B2660,DataInput!I2660,NA())","v":"POE50"},{"$f":"IF($E2661=DataInput!$B2660,DataInput!J2660,NA())","v":126.1257233},{"$f":"IF($E2661=DataInput!$B2660,DataInput!K2660,NA())","v":0.94631076300000005},null,null,"VIC Brunswick (CitiPower) 66 kV",null,null,null,null,false,null,null,{"$error":"#N/A"},{"$error":"#N/A"},{"$error":"#N/A"},{"$error":"#N/A"},{"$error":"#N/A"},{"$error":"#N/A"},{"$error":"#N/A"},{"$error":"#N/A"},{"$error":"#N/A"},{"$error":"#N/A"}]
[null,{"$f":"IF(DataInput!B2678=$B$8,IF($B$9=$B$10,TRUE,IF(DataInput!E2678=$B$9,TRUE,FALSE)))","v":true},null,null,{"$f":"IF(B2679=TRUE,DataInput!B2678,NA())","v":"VIC"},{"$f":"IF($E2679=DataInput!$B2678,DataInput!C2678,NA())","v":"BTS66"},{"$f":"IF($E2679=DataInput!$B2678,DataInput!D2678,NA())","v":"Brunswick (CitiPower) 66 kV"},{"$f":"IF($E2679=DataInput!$B2678,DataInput!E2678,NA())","v":"Citipower"},{"$f":"IF($E2679=DataInput!$B2678,DataInput!F2678,NA())","v":"Winter"},{"$f":"IF($E2679=DataInput!$B2678,DataInput!G2678,NA())","v":"Coincident"},{"$f":"IF($E2679=DataInput!$B2678,DataInput!H2678,NA())","v":2021},{"$f":"IF($E2679=DataInput!$B2678,DataInput!I2678,NA())","v":"POE50"},{"$f":"IF($E2679=DataInput!$B2678,DataInput!J2678,NA())","v":256.19952710000001},{"$f":"IF($E2679=DataInput!$B2678,DataInput!K2678,NA())","v":0.94501168400000002},null,null,"VIC Brunswick (CitiPower) 66 kV",null,null,null,null,false,null,null,{"$error":"#N/A"},{"$error":"#N/A"},{"$error":"#N/A"},{"$error":"#N/A"},{"$error":"#N/A"},{"$error":"#N/A"},{"$error":"#N/A"},{"$error":"#N/A"},{"$error":"#N/A"},{"$error":"#N/A"}]
[null,{"$f":"IF(DataInput!B2709=$B$8,IF($B$9=$B$10,TRUE,IF(DataInput!E2709=$B$9,TRUE,FALSE)))","v":true},null,null,{"$f":"IF(B2710=TRUE,DataInput!B2709,NA())","v":"VIC"},{"$f":"IF($E2710=DataInput!$B2709,DataInput!C2709,NA())","v":"CBTS66A"},{"$f":"IF($E2710=DataInput!$B2709,DataInput!D2709,NA())","v":"Cranbourne (AusNet) 66 kV"},{"$f":"IF($E2710=DataInput!$B2709,DataInput!E2709,NA())","v":"AusNet"},{"$f":"IF($E2710=DataInput!$B2709,DataInput!F2709,NA())","v":"Summer"},{"$f":"IF($E2710=DataInput!$B2709,DataInput!G2709,NA())","v":"Coincident"},{"$f":"IF($E2710=DataInput!$B2709,DataInput!H2709,NA())","v":2009},{"$f":"IF($E2710=DataInput!$B2709,DataInput!I2709,NA())","v":"TempCorrActualPOE10"},{"$f":"IF($E2710=DataInput!$B2709,DataInput!J2709,NA())","v":191.90644309999999},{"$f":"IF($E2710=DataInput!$B2709,DataInput!K2709,NA())","v":"NA"},null,null,"VIC Cranbourne (AusNet) 66 kV",null,null,null,null,false,null,null,{"$error":"#N/A"},{"$error":"#N/A"},{"$error":"#N/A"},{"$error":"#N/A"},{"$error":"#N/A"},{"$error":"#N/A"},{"$error":"#N/A"},{"$error":"#N/A"},{"$error":"#N/A"},{"$error":"#N/A"}]
[null,{"$f":"IF(DataInput!B2734=$B$8,IF($B$9=$B$10,TRUE,IF(DataInput!E2734=$B$9,TRUE,FALSE)))","v":true},null,null,{"$f":"IF(B2735=TRUE,DataInput!B2734,NA())","v":"VIC"},{"$f":"IF($E2735=DataInput!$B2734,DataInput!C2734,NA())","v":"CBTS66A"},{"$f":"IF($E2735=DataInput!$B2734,DataInput!D2734,NA())","v":"Cranbourne (AusNet) 66 kV"},{"$f":"IF($E2735=DataInput!$B2734,DataInput!E2734,NA())","v":"AusNet"},{"$f":"IF($E2735=DataInput!$B2734,DataInput!F2734,NA())","v":"Summer"},{"$f":"IF($E2735=DataInput!$B2734,DataInput!G2734,NA())","v":"Coincident"},{"$f":"IF($E2735=DataInput!$B2734,DataInput!H2734,NA())","v":2013},{"$f":"IF($E2735=DataInput!$B2734,DataInput!I2734,NA())","v":"TempCorrActualPOE50"},{"$f":"IF($E2735=DataInput!$B2734,DataInput!J2734,NA())","v":226.60882430000001},{"$f":"IF($E2735=DataInput!$B2734,DataInput!K2734,NA())","v":"NA"},null,null,"VIC Cranbourne (AusNet) 66 kV",null,null,null,null,false,null,null,{"$error":"#N/A"},{"$error":"#N/A"},{"$error":"#N/A"},{"$error":"#N/A"},{"$error":"#N/A"},{"$error":"#N/A"},{"$error":"#N/A"},{"$error":"#N/A"},{"$error":"#N/A"},{"$error":"#N/A"}]
[null,{"$f":"IF(DataInput!B2757=$B$8,IF($B$9=$B$10,TRUE,IF(DataInput!E2757=$B$9,TRUE,FALSE)))","v":true},null,null,{"$f":"IF(B2758=TRUE,DataInput!B2757,NA())","v":"VIC"},{"$f":"IF($E2758=DataInput!$B2757,DataInput!C2757,NA())","v":"CBTS66A"},{"$f":"IF($E2758=DataInput!$B2757,DataInput!D2757,NA())","v":"Cranbourne (AusNet) 66 kV"},{"$f":"IF($E2758=DataInput!$B2757,DataInput!E2757,NA())","v":"AusNet"},{"$f":"IF($E2758=DataInput!$B2757,DataInput!F2757,NA())","v":"Summer"},{"$f":"IF($E2758=DataInput!$B2757,DataInput!G2757,NA())","v":"Coincident"},{"$f":"IF($E2758=DataInput!$B2757,DataInput!H2757,NA())","v":2017},{"$f":"IF($E2758=DataInput!$B2757,DataInput!I2757,NA())","v":"POE10"},{"$f":"IF($E2758=DataInput!$B2757,DataInput!J2757,NA())","v":277.90811170000001},{"$f":"IF($E2758=DataInput!$B2757,DataInput!K2757,NA())","v":0.91436009799999995},null,null,"VIC Cranbourne (AusNet) 66 kV",null,null,null,null,false,null,null,{"$error":"#N/A"},{"$error":"#N/A"},{"$error":"#N/A"},{"$error":"#N/A"},{"$error":"#N/A"},{"$error":"#N/A"},{"$error":"#N/A"},{"$error":"#N/A"},{"$error":"#N/A"},{"$error":"#N/A"}]
[null,{"$f":"IF(DataInput!B2788=$B$8,IF($B$9=$B$10,TRUE,IF(DataInput!E2788=$B$9,TRUE,FALSE)))","v":true},null,null,{"$f":"IF(B2789=TRUE,DataInput!B2788,NA())","v":"VIC"},{"$f":"IF($E2789=DataInput!$B2788,DataInput!C2788,NA())","v":"CBTS66A"},{"$f":"IF($E2789=DataInput!$B2788,DataInput!D2788,NA())","v":"Cranbourne (AusNet) 66 kV"},{"$f":"IF($E2789=DataInput!$B2788,DataInput!E2788,NA())","v":"AusNet"},{"$f":"IF($E2789=DataInput!$B2788,DataInput!F2788,NA())","v":"Summer"},{"$f":"IF($E2789=DataInput!$B2788,DataInput!G2788,NA())","v":"Non-Coincident"},{"$f":"IF($E2789=DataInput!$B2788,DataInput!H2788,NA())","v":2025},{"$f":"IF($E2789=DataInput!$B2788,DataInput!I2788,NA())","v":"POE50"},{"$f":"IF($E2789=DataInput!$B2788,DataInput!J2788,NA())","v":378.89956130000002},{"$f":"IF($E2789=DataInput!$B2788,DataInput!K2788,NA())","v":0.88140433900000004},null,null,"VIC Cranbourne (AusNet) 66 kV",null,null,null,null,false,null,null,{"$error":"#N/A"},{"$error":"#N/A"},{"$error":"#N/A"},{"$error":"#N/A"},{"$error":"#N/A"},{"$error":"#N/A"},{"$error":"#N/A"},{"$error":"#N/A"},{"$error":"#N/A"},{"$error":"#N/A"}]
[null,{"$f":"IF(DataInput!B2835=$B$8,IF($B$9=$B$10,TRUE,IF(DataInput!E2835=$B$9,TRUE,FALSE)))","v":true},null,null,{"$f":"IF(B2836=TRUE,DataInput!B2835,NA())","v":"VIC"},{"$f":"IF($E2836=DataInput!$B2835,DataInput!C2835,NA())","v":"CBTS66A"},{"$f":"IF($E2836=DataInput!$B2835,DataInput!D2835,NA())","v":"Cranbourne (AusNet) 66 kV"},{"$f":"IF($E2836=DataInput!$B2835,DataInput!E2835,NA())","v":"AusNet"},{"$f":"IF($E2836=DataInput!$B2835,DataInput!F2835,NA())","v":"Winter"},{"$f":"IF($E2836=DataInput!$B2835,DataInput!G2835,NA())","v":"Non-Coincident"},{"$f":"IF($E2836=DataInput!$B2835,DataInput!H2835,NA())","v":2012},{"$f":"IF($E2836=DataInput!$B2835,DataInput!I2835,NA())","v":"TempCorrActualPOE10"},{"$f":"IF($E2836=DataInput!$B2835,DataInput!J2835,NA())","v":182.03846250000001},{"$f":"IF($E2836=DataInput!$B2835,DataInput!K2835,NA())","v":"NA"},null,null,"VIC Cranbourne (AusNet) 66 kV",null,null,null,null,false,null,null,{"$error":"#N/A"},{"$error":"#N/A"},{"$error":"#N/A"},{"$error":"#N/A"},{"$error":"#N/A"},{"$error":"#N/A"},{"$error":"#N/A"},{"$error":"#N/A"},{"$error":"#N/A"},{"$error":"#N/A"}]
[null,{"$f":"IF(DataInput!B2861=$B$8,IF($B$9=$B$10,TRUE,IF(DataInput!E2861=$B$9,TRUE,FALSE)))","v":true},null,null,{"$f":"IF(B2862=TRUE,DataInput!B2861,NA())","v":"VIC"},{"$f":"IF($E2862=DataInput!$B2861,DataInput!C2861,NA())","v":"CBTS66A"},{"$f":"IF($E2862=DataInput!$B2861,DataInput!D2861,NA())","v":"Cranbourne (AusNet) 66 kV"},{"$f":"IF($E2862=DataInput!$B2861,DataInput!E2861,NA())","v":"AusNet"},{"$f":"IF($E2862=DataInput!$B2861,DataInput!F2861,NA())","v":"Winter"},{"$f":"IF($E2862=DataInput!$B2861,DataInput!G2861,NA())","v":"Coincident"},{"$f":"IF($E2862=DataInput!$B2861,DataInput!H2861,NA())","v":2017},{"$f":"IF($E2862=DataInput!$B2861,DataInput!I2861,NA())","v":"POE10"},{"$f":"IF($E2862=DataInput!$B2861,DataInput!J2861,NA())","v":206.52611250000001},{"$f":"IF($E2862=DataInput!$B2861,DataInput!K2861,NA())","v":1},null,null,"VIC Cranbourne (AusNet) 66 kV",null,null,null,null,false,null,null,{"$error":"#N/A"},{"$error":"#N/A"},{"$error":"#N/A"},{"$error":"#N/A"},{"$error":"#N/A"},{"$error":"#N/A"},{"$error":"#N/A"},{"$error":"#N/A"},{"$error":"#N/A"},{"$error":"#N/A"}]
[null,{"$f":"IF(DataInput!B2896=$B$8,IF($B$9=$B$10,TRUE,IF(DataInput!E2896=$B$9,TRUE,FALSE)))","v":true},null,null,{"$f":"IF(B2897=TRUE,DataInput!B2896,NA())","v":"VIC"},{"$f":"IF($E2897=DataInput!$B2896,DataInput!C2896,NA())","v":"CBTS66U"},{"$f":"IF($E2897=DataInput!$B2896,DataInput!D2896,NA())","v":"Cranbourne (United Energy) 66 kV"},{"$f":"IF($E2897=DataInput!$B2896,DataInput!E2896,NA())","v":"United Energy"},{"$f":"IF($E2897=DataInput!$B2896,DataInput!F2896,NA())","v":"Summer"},{"$f":"IF($E2897=DataInput!$B2896,DataInput!G2896,NA())","v":"Non-Coincident"},{"$f":"IF($E2897=DataInput!$B2896,DataInput!H2896,NA())","v":2006},{"$f":"IF($E2897=DataInput!$B2896,DataInput!I2896,NA())","v":"Actual"},{"$f":"IF($E2897=DataInput!$B2896,DataInput!J2896,NA())","v":93.599463999999998},{"$f":"IF($E2897=DataInput!$B2896,DataInput!K2896,NA())","v":"NA"},null,null,"VIC Cranbourne (United Energy) 66 kV",null,null,null,null,false,null,null,{"$error":"#N/A"},{"$error":"#N/A"},{"$error":"#N/A"},{"$error":"#N/A"},{"$error":"#N/A"},{"$error":"#N/A"},{"$error":"#N/A"},{"$error":"#N/A"},{"$error":"#N/A"},{"$error":"#N/A"}]
[null,{"$f":"IF(DataInput!B2914=$B$8,IF($B$9=$B$10,TRUE,IF(DataInput!E2914=$B$9,TRUE,FALSE)))","v":true},null,null,{"$f":"IF(B2915=TRUE,DataInput!B2914,NA())","v":"VIC"},{"$f":"IF($E2915=DataInput!$B2914,DataInput!C2914,NA())","v":"CBTS66U"},{"$f":"IF($E2915=DataInput!$B2914,DataInput!D2914,NA())","v":"Cranbourne (United Energy) 66 kV"},{"$f":"IF($E2915=DataInput!$B2914,DataInput!E2914,NA())","v":"United Energy"},{"$f":"IF($E2915=DataInput!$B2914,DataInput!F2914,NA())","v":"Summer"},{"$f":"IF($E2915=DataInput!$B2914,DataInput!G2914,NA())","v":"Non-Coincident"},{"$f":"IF($E2915=DataInput!$B2914,DataInput!H2914,NA())","v":2009},{"$f":"IF($E2915=DataInput!$B2914,DataInput!I2914,NA())","v":"Actual"},{"$f":"IF($E2915=DataInput!$B2914,DataInput!J2914,NA())","v":130.440744},{"$f":"IF($E2915=DataInput!$B2914,DataInput!K2914,NA())","v":"NA"},null,null,"VIC Cranbourne (United Energy) 66 kV",null,null,null,null,false,null,null,{"$error":"#N/A"},{"$error":"#N/A"},{"$error":"#N/A"},{"$error":"#N/A"},{"$error":"#N/A"},{"$error":"#N/A"},{"$error":"#N/A"},{"$error":"#N/A"},{"$error":"#N/A"},{"$error":"#N/A"}]
[null,{"$f":"IF(DataInput!B2945=$B$8,IF($B$9=$B$10,TRUE,IF(DataInput!E2945=$B$9,TRUE,FALSE)))","v":true},null,null,{"$f":"IF(B2946=TRUE,DataInput!B2945,NA())","v":"VIC"},{"$f":"IF($E2946=DataInput!$B2945,DataInput!C2945,NA())","v":"CBTS66U"},{"$f":"IF($E2946=DataInput!$B2945,DataInput!D2945,NA())","v":"Cranbourne (United Energy) 66 kV"},{"$f":"IF($E2946=DataInput!$B2945,DataInput!E2945,NA())","v":"United Energy"},{"$f":"IF($E2946=DataInput!$B2945,DataInput!F2945,NA())","v":"Summer"},{"$f":"IF($E2946=DataInput!$B2945,DataInput!G2945,NA())","v":"Coincident"},{"$f":"IF($E2946=DataInput!$B2945,DataInput!H2945,NA())","v":2015},{"$f":"IF($E2946=DataInput!$B2945,DataInput!I2945,NA())","v":"TempCorrActualPOE10"},{"$f":"IF($E2946=DataInput!$B2945,DataInput!J2945,NA())","v":173.18515500000001},{"$f":"IF($E2946=DataInput!$B2945,DataInput!K2945,NA())","v":"NA"},null,null,"VIC Cranbourne (United Energy) 66 kV",null,null,null,null,false,null,null,{"$error":"#N/A"},{"$error":"#N/A"},{"$error":"#N/A"},{"$error":"#N/A"},{"$error":"#N/A"},{"$error":"#N/A"},{"$error":"#N/A"},{"$error":"#N/A"},{"$error":"#N/A"},{"$error":"#N/A"}]
[null,{"$f":"IF(DataInput!B2956=$B$8,IF($B$9=$B$10,TRUE,IF(DataInput!E2956=$B$9,TRUE,FALSE)))","v":true},null,null,{"$f":"IF(B2957=TRUE,DataInput!B2956,NA())","v":"VIC"},{"$f":"IF($E2957=DataInput!$B2956,DataInput!C2956,NA())","v":"CBTS66U"},{"$f":"IF($E2957=DataInput!$B2956,DataInput!D2956,NA())","v":"Cranbourne (United Energy) 66 kV"},{"$f":"IF($E2957=DataInput!$B2956,DataInput!E2956,NA())","v":"United Energy"},{"$f":"IF($E2957=DataInput!$B2956,DataInput!F2956,NA())","v":"Summer"},{"$f":"IF($E2957=DataInput!$B2956,DataInput!G2956,NA())","v":"Non-Coincident"},{"$f":"IF($E2957=DataInput!$B2956,DataInput!H2956,NA())","v":2017},{"$f":"IF($E2957=DataInput!$B2956,DataInput!I2956,NA())","v":"POE50"},{"$f":"IF($E2957=DataInput!$B2956,DataInput!J2956,NA())","v":168.77855159999999},{"$f":"IF($E2957=DataInput!$B2956,DataInput!K2956,NA())","v":0.89949154099999995},null,null,"VIC Cranbourne (United Energy) 66 kV",null,null,null,null,false,null,null,{"$f":"IF($V2957=TRUE,E2957,NA())","v":{"$error":"#N/A"}},{"$error":"#N/A"},{"$error":"#N/A"},{"$error":"#N/A"},{"$error":"#N/A"},{"$error":"#N/A"},{"$error":"#N/A"},{"$error":"#N/A"},{"$error":"#N/A"},{"$error":"#N/A"}]
[null,{"$f":"IF(DataInput!B2993=$B$8,IF($B$9=$B$10,TRUE,IF(DataInput!E2993=$B$9,TRUE,FALSE)))","v":true},null,null,{"$f":"IF(B2994=TRUE,DataInput!B2993,NA())","v":"VIC"},{"$f":"IF($E2994=DataInput!$B2993,DataInput!C2993,NA())","v":"CBTS66U"},{"$f":"IF($E2994=DataInput!$B2993,DataInput!D2993,NA())","v":"Cranbourne (United Energy) 66 kV"},{"$f":"IF($E2994=DataInput!$B2993,DataInput!E2993,NA())","v":"United Energy"},{"$f":"IF($E2994=DataInput!$B2993,DataInput!F2993,NA())","v":"Winter"},{"$f":"IF($E2994=DataInput!$B2993,DataInput!G2993,NA())","v":"Coincident"},{"$f":"IF($E2994=DataInput!$B2993,DataInput!H2993,NA())","v":2006},{"$f":"IF($E2994=DataInput!$B2993,DataInput!I2993,NA())","v":"TempCorrActualPOE10"},{"$f":"IF($E2994=DataInput!$B2993,DataInput!J2993,NA())","v":107.0068026},{"$f":"IF($E2994=DataInput!$B2993,DataInput!K2993,NA())","v":"NA"},null,null,"VIC Cranbourne (United Energy) 66 kV",null,null,null,null,false,null,null,{"$error":"#N/A"},{"$error":"#N/A"},{"$error":"#N/A"},{"$error":"#N/A"},{"$error":"#N/A"},{"$error":"#N/A"},{"$error":"#N/A"},{"$error":"#N/A"},{"$error":"#N/A"},{"$error":"#N/A"}]
[null,{"$f":"IF(DataInput!B3024=$B$8,IF($B$9=$B$10,TRUE,IF(DataInput!E3024=$B$9,TRUE,FALSE)))","v":true},null,null,{"$f":"IF(B3025=TRUE,DataInput!B3024,NA())","v":"VIC"},{"$f":"IF($E3025=DataInput!$B3024,DataInput!C3024,NA())","v":"CBTS66U"},{"$f":"IF($E3025=DataInput!$B3024,DataInput!D3024,NA())","v":"Cranbourne (United Energy) 66 kV"},{"$f":"IF($E3025=DataInput!$B3024,DataInput!E3024,NA())","v":"United Energy"},{"$f":"IF($E3025=DataInput!$B3024,DataInput!F3024,NA())","v":"Winter"},{"$f":"IF($E3025=DataInput!$B3024,DataInput!G3024,NA())","v":"Coincident"},{"$f":"IF($E3025=DataInput!$B3024,DataInput!H3024,NA())","v":2011},{"$f":"IF($E3025=DataInput!$B3024,DataInput!I3024,NA())","v":"TempCorrActualPOE50"},{"$f":"IF($E3025=DataInput!$B3024,DataInput!J3024,NA())","v":114.9298161},{"$f":"IF($E3025=DataInput!$B3024,DataInput!K3024,NA())","v":"NA"},null,null,"VIC Cranbourne (United Energy) 66 kV",null,null,null,null,false,null,null,{"$error":"#N/A"},{"$error":"#N/A"},{"$error":"#N/A"},{"$error":"#N/A"},{"$error":"#N/A"},{"$error":"#N/A"},{"$error":"#N/A"},{"$error":"#N/A"},{"$error":"#N/A"},{"$error":"#N/A"}]
[null,{"$f":"IF(DataInput!B3042=$B$8,IF($B$9=$B$10,TRUE,IF(DataInput!E3042=$B$9,TRUE,FALSE)))","v":true},null,null,{"$f":"IF(B3043=TRUE,DataInput!B3042,NA())","v":"VIC"},{"$f":"IF($E3043=DataInput!$B3042,DataInput!C3042,NA())","v":"CBTS66U"},{"$f":"IF($E3043=DataInput!$B3042,DataInput!D3042,NA())","v":"Cranbourne (United Energy) 66 kV"},{"$f":"IF($E3043=DataInput!$B3042,DataInput!E3042,NA())","v":"United Energy"},{"$f":"IF($E3043=DataInput!$B3042,DataInput!F3042,NA())","v":"Winter"},{"$f":"IF($E3043=DataInput!$B3042,DataInput!G3042,NA())","v":"Coincident"},{"$f":"IF($E3043=DataInput!$B3042,DataInput!H3042,NA())","v":2014},{"$f":"IF($E3043=DataInput!$B3042,DataInput!I3042,NA())","v":"TempCorrActualPOE50"},{"$f":"IF($E3043=DataInput!$B3042,DataInput!J3042,NA())","v":118.5816749},{"$f":"IF($E3043=DataInput!$B3042,DataInput!K3042,NA())","v":"NA"},null,null,"VIC Cranbourne (United Energy) 66 kV",null,null,null,null,false,null,null,{"$error":"#N/A"},{"$error":"#N/A"},{"$error":"#N/A"},{"$error":"#N/A"},{"$error":"#N/A"},{"$error":"#N/A"},{"$error":"#N/A"},{"$error":"#N/A"},{"$error":"#N/A"},{"$error":"#N/A"}]
[null,{"$f":"IF(DataInput!B3083=$B$8,IF($B$9=$B$10,TRUE,IF(DataInput!E3083=$B$9,TRUE,FALSE)))","v":true},null,null,{"$f":"IF(B3084=TRUE,DataInput!B3083,NA())","v":"VIC"},{"$f":"IF($E3084=DataInput!$B3083,DataInput!C3083,NA())","v":"CBTS66U"},{"$f":"IF($E3084=DataInput!$B3083,DataInput!D3083,NA())","v":"Cranbourne (United Energy) 66 kV"},{"$f":"IF($E3084=DataInput!$B3083,DataInput!E3083,NA())","v":"United Energy"},{"$f":"IF($E3084=DataInput!$B3083,DataInput!F3083,NA())","v":"Winter"},{"$f":"IF($E3084=DataInput!$B3083,DataInput!G3083,NA())","v":"Non-Coincident"},{"$f":"IF($E3084=DataInput!$B3083,DataInput!H3083,NA())","v":2024},{"$f":"IF($E3084=DataInput!$B3083,DataInput!I3083,NA())","v":"POE10"},{"$f":"IF($E3084=DataInput!$B3083,DataInput!J3083,NA())","v":156.70826650000001},{"$f":"IF($E3084=DataInput!$B3083,DataInput!K3083,NA())","v":0.94087539899999995},null,null,{"$f":"IF(OR(ISERROR(E3084),ISERROR(G3084)),\"  \",E3084&\" \"&G3084)","v":"VIC Cranbourne (United Energy) 66 kV"},null,null,null,null,{"$f":"IF(ISERROR(G3084),FALSE,IF($V$9=G3084,TRUE,FALSE))","v":false},null,null,{"$error":"#N/A"},{"$error":"#N/A"},{"$error":"#N/A"},{"$error":"#N/A"},{"$error":"#N/A"},{"$error":"#N/A"},{"$error":"#N/A"},{"$error":"#N/A"},{"$error":"#N/A"},{"$error":"#N/A"}]
[null,{"$f":"IF(DataInput!B3103=$B$8,IF($B$9=$B$10,TRUE,IF(DataInput!E3103=$B$9,TRUE,FALSE)))","v":true},null,null,{"$f":"IF(B3104=TRUE,DataInput!B3103,NA())","v":"VIC"},{"$f":"IF($E3104=DataInput!$B3103,DataInput!C3103,NA())","v":"DPTS"},{"$f":"IF($E3104=DataInput!$B3103,DataInput!D3103,NA())","v":"Deer Park (Powercor) 66 kV"},{"$f":"IF($E3104=DataInput!$B3103,DataInput!E3103,NA())","v":"Powercor"},{"$f":"IF($E3104=DataInput!$B3103,DataInput!F3103,NA())","v":"Summer"},{"$f":"IF($E3104=DataInput!$B3103,DataInput!G3103,NA())","v":"Non-Coincident"},{"$f":"IF($E3104=DataInput!$B3103,DataInput!H3103,NA())","v":2020},{"$f":"IF($E3104=DataInput!$B3103,DataInput!I3103,NA())","v":"POE10"},{"$f":"IF($E3104=DataInput!$B3103,DataInput!J3103,NA())","v":231.04281159999999},{"$f":"IF($E3104=DataInput!$B3103,DataInput!K3103,NA())","v":0.94837845399999998},null,null,"VIC Deer Park (Powercor) 66 kV",null,null,null,null,false,null,null,{"$error":"#N/A"},{"$error":"#N/A"},{"$error":"#N/A"},{"$error":"#N/A"},{"$error":"#N/A"},{"$error":"#N/A"},{"$error":"#N/A"},{"$error":"#N/A"},{"$error":"#N/A"},{"$error":"#N/A"}]
[null,{"$f":"IF(DataInput!B3150=$B$8,IF($B$9=$B$10,TRUE,IF(DataInput!E3150=$B$9,TRUE,FALSE)))","v":true},null,null,{"$f":"IF(B3151=TRUE,DataInput!B3150,NA())","v":"VIC"},{"$f":"IF($E3151=DataInput!$B3150,DataInput!C3150,NA())","v":"DPTS"},{"$f":"IF($E3151=DataInput!$B3150,DataInput!D3150,NA())","v":"Deer Park (Powercor) 66 kV"},{"$f":"IF($E3151=DataInput!$B3150,DataInput!E3150,NA())","v":"Powercor"},{"$f":"IF($E3151=DataInput!$B3150,DataInput!F3150,NA())","v":"Winter"},{"$f":"IF($E3151=DataInput!$B3150,DataInput!G3150,NA())","v":"Coincident"},{"$f":"IF($E3151=DataInput!$B3150,DataInput!H3150,NA())","v":2020},{"$f":"IF($E3151=DataInput!$B3150,DataInput!I3150,NA())","v":"POE50"},{"$f":"IF($E3151=DataInput!$B3150,DataInput!J3150,NA())","v":156.19635869999999},{"$f":"IF($E3151=DataInput!$B3150,DataInput!K3150,NA())","v":0.96984178600000004},null,null,"VIC Deer Park (Powercor) 66 kV",null,null,null,null,false,null,null,{"$error":"#N/A"},{"$error":"#N/A"},{"$error":"#N/A"},{"$error":"#N/A"},{"$error":"#N/A"},{"$error":"#N/A"},{"$error":"#N/A"},{"$error":"#N/A"},{"$error":"#N/A"},{"$error":"#N/A"}]
[null,{"$f":"IF(DataInput!B3181=$B$8,IF($B$9=$B$10,TRUE,IF(DataInput!E3181=$B$9,TRUE,FALSE)))","v":true},null,null,{"$f":"IF(B3182=TRUE,DataInput!B3181,NA())","v":"VIC"},{"$f":"IF($E3182=DataInput!$B3181,DataInput!C3181,NA())","v":"ERTS1266A"},{"$f":"IF($E3182=DataInput!$B3181,DataInput!D3181,NA())","v":"East Rowville 12 (AusNet) 66 kV"},{"$f":"IF($E3182=DataInput!$B3181,DataInput!E3181,NA())","v":"AusNet"},{"$f":"IF($E3182=DataInput!$B3181,DataInput!F3181,NA())","v":"Summer"},{"$f":"IF($E3182=DataInput!$B3181,DataInput!G3181,NA())","v":"Non-Coincident"},{"$f":"IF($E3182=DataInput!$B3181,DataInput!H3181,NA())","v":2008},{"$f":"IF($E3182=DataInput!$B3181,DataInput!I3181,NA())","v":"TempCorrActualPOE10"},{"$f":"IF($E3182=DataInput!$B3181,DataInput!J3181,NA())","v":97.614604049999997},{"$f":"IF($E3182=DataInput!$B3181,DataInput!K3181,NA())","v":"NA"},null,null,"VIC East Rowville 12 (AusNet) 66 kV",null,null,null,null,false,null,null,{"$error":"#N/A"},{"$error":"#N/A"},{"$error":"#N/A"},{"$error":"#N/A"},{"$error":"#N/A"},{"$error":"#N/A"},{"$error":"#N/A"},{"$error":"#N/A"},{"$error":"#N/A"},{"$error":"#N/A"}]
[null,{"$f":"IF(DataInput!B3210=$B$8,IF($B$9=$B$10,TRUE,IF(DataInput!E3210=$B$9,TRUE,FALSE)))","v":true},null,null,{"$f":"IF(B3211=TRUE,DataInput!B3210,NA())","v":"VIC"},{"$f":"IF($E3211=DataInput!$B3210,DataInput!C3210,NA())","v":"ERTS1266A"},{"$f":"IF($E3211=DataInput!$B3210,DataInput!D3210,NA())","v":"East Rowville 12 (AusNet) 66 kV"},{"$f":"IF($E3211=DataInput!$B3210,DataInput!E3210,NA())","v":"AusNet"},{"$f":"IF($E3211=DataInput!$B3210,DataInput!F3210,NA())","v":"Summer"},{"$f":"IF($E3211=DataInput!$B3210,DataInput!G3210,NA())","v":"Coincident"},{"$f":"IF($E3211=DataInput!$B3210,DataInput!H3210,NA())","v":2013},{"$f":"IF($E3211=DataInput!$B3210,DataInput!I3210,NA())","v":"TempCorrActualPOE50"},{"$f":"IF($E3211=DataInput!$B3210,DataInput!J3210,NA())","v":85.512757620000002},{"$f":"IF($E3211=DataInput!$B3210,DataInput!K3210,NA())","v":"NA"},null,null,"VIC East Rowville 12 (AusNet) 66 kV",null,null,null,null,false,null,null,{"$error":"#N/A"},{"$error":"#N/A"},{"$error":"#N/A"},{"$error":"#N/A"},{"$error":"#N/A"},{"$error":"#N/A"},{"$error":"#N/A"},{"$error":"#N/A"},{"$error":"#N/A"},{"$error":"#N/A"}]
[null,{"$f":"IF(DataInput!B3229=$B$8,IF($B$9=$B$10,TRUE,IF(DataInput!E3229=$B$9,TRUE,FALSE)))","v":true},null,null,{"$f":"IF(B3230=TRUE,DataInput!B3229,NA())","v":"VIC"},{"$f":"IF($E3230=DataInput!$B3229,DataInput!C3229,NA())","v":"ERTS1266A"},{"$f":"IF($E3230=DataInput!$B3229,DataInput!D3229,NA())","v":"East Rowville 12 (AusNet) 66 kV"},{"$f":"IF($E3230=DataInput!$B3229,DataInput!E3229,NA())","v":"AusNet"},{"$f":"IF($E3230=DataInput!$B3229,DataInput!F3229,NA())","v":"Summer"},{"$f":"IF($E3230=DataInput!$B3229,DataInput!G3229,NA())","v":"Coincident"},{"$f":"IF($E3230=DataInput!$B3229,DataInput!H3229,NA())","v":2016},{"$f":"IF($E3230=DataInput!$B3229,DataInput!I3229,NA())","v":"POE10"},{"$f":"IF($E3230=DataInput!$B3229,DataInput!J3229,NA())","v":89.139789500000006},{"$f":"IF($E3230=DataInput!$B3229,DataInput!K3229,NA())","v":0.90736546900000004},null,null,"VIC East Rowville 12 (AusNet) 66 kV",null,null,null,null,false,null,null,{"$error":"#N/A"},{"$error":"#N/A"},{"$error":"#N/A"},{"$error":"#N/A"},{"$error":"#N/A"},{"$error":"#N/A"},{"$error":"#N/A"},{"$error":"#N/A"},{"$error":"#N/A"},{"$error":"#N/A"}]
[null,{"$f":"IF(DataInput!B3260=$B$8,IF($B$9=$B$10,TRUE,IF(DataInput!E3260=$B$9,TRUE,FALSE)))","v":true},null,null,{"$f":"IF(B3261=TRUE,DataInput!B3260,NA())","v":"VIC"},{"$f":"IF($E3261=DataInput!$B3260,DataInput!C3260,NA())","v":"ERTS1266A"},{"$f":"IF($E3261=DataInput!$B3260,DataInput!D3260,NA())","v":"East Rowville 12 (AusNet) 66 kV"},{"$f":"IF($E3261=DataInput!$B3260,DataInput!E3260,NA())","v":"AusNet"},{"$f":"IF($E3261=DataInput!$B3260,DataInput!F3260,NA())","v":"Summer"},{"$f":"IF($E3261=DataInput!$B3260,DataInput!G3260,NA())","v":"Non-Coincident"},{"$f":"IF($E3261=DataInput!$B3260,DataInput!H3260,NA())","v":2024},{"$f":"IF($E3261=DataInput!$B3260,DataInput!I3260,NA())","v":"POE50"},{"$f":"IF($E3261=DataInput!$B3260,DataInput!J3260,NA())","v":83.559570699999995},{"$f":"IF($E3261=DataInput!$B3260,DataInput!K3260,NA())","v":0.87477790899999996},null,null,"VIC East Rowville 12 (AusNet) 66 kV",null,null,null,null,false,null,null,{"$error":"#N/A"},{"$f":"IF($V3261=TRUE,F3261,NA())","v":{"$error":"#N/A"}},{"$f":"IF($V3261=TRUE,G3261,NA())","v":{"$error":"#N/A"}},{"$f":"IF($V3261=TRUE,H3261,NA())","v":{"$error":"#N/A"}},{"$f":"IF($V3261=TRUE,I3261,NA())","v":{"$error":"#N/A"}},{"$f":"IF($V3261=TRUE,J3261,NA())","v":{"$error":"#N/A"}},{"$f":"IF($V3261=TRUE,K3261,NA())","v":{"$error":"#N/A"}},{"$f":"IF($V3261=TRUE,L3261,NA())","v":{"$error":"#N/A"}},{"$f":"IF($V3261=TRUE,M3261,NA())","v":{"$error":"#N/A"}},{"$f":"IF($V3261=TRUE,N3261,NA())","v":{"$error":"#N/A"}}]
[null,{"$f":"IF(DataInput!B3278=$B$8,IF($B$9=$B$10,TRUE,IF(DataInput!E3278=$B$9,TRUE,FALSE)))","v":true},null,null,{"$f":"IF(B3279=TRUE,DataInput!B3278,NA())","v":"VIC"},{"$f":"IF($E3279=DataInput!$B3278,DataInput!C3278,NA())","v":"ERTS1266A"},{"$f":"IF($E3279=DataInput!$B3278,DataInput!D3278,NA())","v":"East Rowville 12 (AusNet) 66 kV"},{"$f":"IF($E3279=DataInput!$B3278,DataInput!E3278,NA())","v":"AusNet"},{"$f":"IF($E3279=DataInput!$B3278,DataInput!F3278,NA())","v":"Winter"},{"$f":"IF($E3279=DataInput!$B3278,DataInput!G3278,NA())","v":"Non-Coincident"},{"$f":"IF($E3279=DataInput!$B3278,DataInput!H3278,NA())","v":2006},{"$f":"IF($E3279=DataInput!$B3278,DataInput!I3278,NA())","v":"Actual"},{"$f":"IF($E3279=DataInput!$B3278,DataInput!J3278,NA())","v":67.828056000000004},{"$f":"IF($E3279=DataInput!$B3278,DataInput!K3278,NA())","v":"NA"},null,null,"VIC East Rowville 12 (AusNet) 66 kV",null,null,null,null,false,null,null,{"$error":"#N/A"},{"$error":"#N/A"},{"$error":"#N/A"},{"$error":"#N/A"},{"$error":"#N/A"},{"$error":"#N/A"},{"$error":"#N/A"},{"$error":"#N/A"},{"$error":"#N/A"},{"$error":"#N/A"}]
[null,{"$f":"IF(DataInput!B3305=$B$8,IF($B$9=$B$10,TRUE,IF(DataInput!E3305=$B$9,TRUE,FALSE)))","v":true},null,null,{"$f":"IF(B3306=TRUE,DataInput!B3305,NA())","v":"VIC"},{"$f":"IF($E3306=DataInput!$B3305,DataInput!C3305,NA())","v":"ERTS1266A"},{"$f":"IF($E3306=DataInput!$B3305,DataInput!D3305,NA())","v":"East Rowville 12 (AusNet) 66 kV"},{"$f":"IF($E3306=DataInput!$B3305,DataInput!E3305,NA())","v":"AusNet"},{"$f":"IF($E3306=DataInput!$B3305,DataInput!F3305,NA())","v":"Winter"},{"$f":"IF($E3306=DataInput!$B3305,DataInput!G3305,NA())","v":"Non-Coincident"},{"$f":"IF($E3306=DataInput!$B3305,DataInput!H3305,NA())","v":2011},{"$f":"IF($E3306=DataInput!$B3305,DataInput!I3305,NA())","v":"TempCorrActualPOE10"},{"$f":"IF($E3306=DataInput!$B3305,DataInput!J3305,NA())","v":83.194836050000006},{"$f":"IF($E3306=DataInput!$B3305,DataInput!K3305,NA())","v":"NA"},null,null,"VIC East Rowville 12 (AusNet) 66 kV",null,null,null,null,false,null,null,{"$error":"#N/A"},{"$error":"#N/A"},{"$error":"#N/A"},{"$error":"#N/A"},{"$error":"#N/A"},{"$error":"#N/A"},{"$error":"#N/A"},{"$error":"#N/A"},{"$error":"#N/A"},{"$error":"#N/A"}]
[null,{"$f":"IF(DataInput!B3339=$B$8,IF($B$9=$B$10,TRUE,IF(DataInput!E3339=$B$9,TRUE,FALSE)))","v":true},null,null,{"$f":"IF(B3340=TRUE,DataInput!B3339,NA())","v":"VIC"},{"$f":"IF($E3340=DataInput!$B3339,DataInput!C3339,NA())","v":"ERTS1266A"},{"$f":"IF($E3340=DataInput!$B3339,DataInput!D3339,NA())","v":"East Rowville 12 (AusNet) 66 kV"},{"$f":"IF($E3340=DataInput!$B3339,DataInput!E3339,NA())","v":"AusNet"},{"$f":"IF($E3340=DataInput!$B3339,DataInput!F3339,NA())","v":"Winter"},{"$f":"IF($E3340=DataInput!$B3339,DataInput!G3339,NA())","v":"Non-Coincident"},{"$f":"IF($E3340=DataInput!$B3339,DataInput!H3339,NA())","v":2018},{"$f":"IF($E3340=DataInput!$B3339,DataInput!I3339,NA())","v":"POE10"},{"$f":"IF($E3340=DataInput!$B3339,DataInput!J3339,NA())","v":74.560502760000006},{"$f":"IF($E3340=DataInput!$B3339,DataInput!K3339,NA())","v":0.97589673700000001},null,null,{"$f":"IF(OR(ISERROR(E3340),ISERROR(G3340)),\"  \",E3340&\" \"&G3340)","v":"VIC East Rowville 12 (AusNet) 66 kV"},null,null,null,null,{"$f":"IF(ISERROR(G3340),FALSE,IF($V$9=G3340,TRUE,FALSE))","v":false},null,null,{"$error":"#N/A"},{"$error":"#N/A"},{"$error":"#N/A"},{"$error":"#N/A"},{"$error":"#N/A"},{"$error":"#N/A"},{"$error":"#N/A"},{"$error":"#N/A"},{"$error":"#N/A"},{"$error":"#N/A"}]
[null,{"$f":"IF(DataInput!B3357=$B$8,IF($B$9=$B$10,TRUE,IF(DataInput!E3357=$B$9,TRUE,FALSE)))","v":true},null,null,{"$f":"IF(B3358=TRUE,DataInput!B3357,NA())","v":"VIC"},{"$f":"IF($E3358=DataInput!$B3357,DataInput!C3357,NA())","v":"ERTS1266A"},{"$f":"IF($E3358=DataInput!$B3357,DataInput!D3357,NA())","v":"East Rowville 12 (AusNet) 66 kV"},{"$f":"IF($E3358=DataInput!$B3357,DataInput!E3357,NA())","v":"AusNet"},{"$f":"IF($E3358=DataInput!$B3357,DataInput!F3357,NA())","v":"Winter"},{"$f":"IF($E3358=DataInput!$B3357,DataInput!G3357,NA())","v":"Coincident"},{"$f":"IF($E3358=DataInput!$B3357,DataInput!H3357,NA())","v":2022},{"$f":"IF($E3358=DataInput!$B3357,DataInput!I3357,NA())","v":"POE10"},{"$f":"IF($E3358=DataInput!$B3357,DataInput!J3357,NA())","v":74.0765095},{"$f":"IF($E3358=DataInput!$B3357,DataInput!K3357,NA())","v":0.974524681},null,null,"VIC East Rowville 12 (AusNet) 66 kV",null,null,null,null,false,null,null,{"$error":"#N/A"},{"$error":"#N/A"},{"$error":"#N/A"},{"$error":"#N/A"},{"$error":"#N/A"},{"$error":"#N/A"},{"$error":"#N/A"},{"$error":"#N/A"},{"$error":"#N/A"},{"$error":"#N/A"}]
[null,{"$f":"IF(DataInput!B3388=$B$8,IF($B$9=$B$10,TRUE,IF(DataInput!E3388=$B$9,TRUE,FALSE)))","v":true},null,null,{"$f":"IF(B3389=TRUE,DataInput!B3388,NA())","v":"VIC"},{"$f":"IF($E3389=DataInput!$B3388,DataInput!C3388,NA())","v":"ERTS1266U"},{"$f":"IF($E3389=DataInput!$B3388,DataInput!D3388,NA())","v":"East Rowville 12 (United Energy) 66 kV"},{"$f":"IF($E3389=DataInput!$B3388,DataInput!E3388,NA())","v":"United Energy"},{"$f":"IF($E3389=DataInput!$B3388,DataInput!F3388,NA())","v":"Summer"},{"$f":"IF($E3389=DataInput!$B3388,DataInput!G3388,NA())","v":"Non-Coincident"},{"$f":"IF($E3389=DataInput!$B3388,DataInput!H3388,NA())","v":2009},{"$f":"IF($E3389=DataInput!$B3388,DataInput!I3388,NA())","v":"TempCorrActualPOE50"},{"$f":"IF($E3389=DataInput!$B3388,DataInput!J3388,NA())","v":117.7341881},{"$f":"IF($E3389=DataInput!$B3388,DataInput!K3388,NA())","v":"NA"},null,null,"VIC East Rowville 12 (United Energy) 66 kV",null,null,null,null,false,null,null,{"$error":"#N/A"},{"$f":"IF($V3389=TRUE,F3389,NA())","v":{"$error":"#N/A"}},{"$f":"IF($V3389=TRUE,G3389,NA())","v":{"$error":"#N/A"}},{"$f":"IF($V3389=TRUE,H3389,NA())","v":{"$error":"#N/A"}},{"$f":"IF($V3389=TRUE,I3389,NA())","v":{"$error":"#N/A"}},{"$f":"IF($V3389=TRUE,J3389,NA())","v":{"$error":"#N/A"}},{"$f":"IF($V3389=TRUE,K3389,NA())","v":{"$error":"#N/A"}},{"$f":"IF($V3389=TRUE,L3389,NA())","v":{"$error":"#N/A"}},{"$f":"IF($V3389=TRUE,M3389,NA())","v":{"$error":"#N/A"}},{"$f":"IF($V3389=TRUE,N3389,NA())","v":{"$error":"#N/A"}}]
[null,{"$f":"IF(DataInput!B3432=$B$8,IF($B$9=$B$10,TRUE,IF(DataInput!E3432=$B$9,TRUE,FALSE)))","v":true},null,null,{"$f":"IF(B3433=TRUE,DataInput!B3432,NA())","v":"VIC"},{"$f":"IF($E3433=DataInput!$B3432,DataInput!C3432,NA())","v":"ERTS1266U"},{"$f":"IF($E3433=DataInput!$B3432,DataInput!D3432,NA())","v":"East Rowville 12 (United Energy) 66 kV"},{"$f":"IF($E3433=DataInput!$B3432,DataInput!E3432,NA())","v":"United Energy"},{"$f":"IF($E3433=DataInput!$B3432,DataInput!F3432,NA())","v":"Summer"},{"$f":"IF($E3433=DataInput!$B3432,DataInput!G3432,NA())","v":"Non-Coincident"},{"$f":"IF($E3433=DataInput!$B3432,DataInput!H3432,NA())","v":2017},{"$f":"IF($E3433=DataInput!$B3432,DataInput!I3432,NA())","v":"POE50"},{"$f":"IF($E3433=DataInput!$B3432,DataInput!J3432,NA())","v":127.22529900000001},{"$f":"IF($E3433=DataInput!$B3432,DataInput!K3432,NA())","v":0.91548421599999996},null,null,"VIC East Rowville 12 (United Energy) 66 kV",null,null,null,null,false,null,null,{"$error":"#N/A"},{"$error":"#N/A"},{"$error":"#N/A"},{"$error":"#N/A"},{"$error":"#N/A"},{"$error":"#N/A"},{"$error":"#N/A"},{"$error":"#N/A"},{"$error":"#N/A"},{"$error":"#N/A"}]
[null,{"$f":"IF(DataInput!B3465=$B$8,IF($B$9=$B$10,TRUE,IF(DataInput!E3465=$B$9,TRUE,FALSE)))","v":true},null,null,{"$f":"IF(B3466=TRUE,DataInput!B3465,NA())","v":"VIC"},{"$f":"IF($E3466=DataInput!$B3465,DataInput!C3465,NA())","v":"ERTS1266U"},{"$f":"IF($E3466=DataInput!$B3465,DataInput!D3465,NA())","v":"East Rowville 12 (United Energy) 66 kV"},{"$f":"IF($E3466=DataInput!$B3465,DataInput!E3465,NA())","v":"United Energy"},{"$f":"IF($E3466=DataInput!$B3465,DataInput!F3465,NA())","v":"Summer"},{"$f":"IF($E3466=DataInput!$B3465,DataInput!G3465,NA())","v":"Coincident"},{"$f":"IF($E3466=DataInput!$B3465,DataInput!H3465,NA())","v":2025},{"$f":"IF($E3466=DataInput!$B3465,DataInput!I3465,NA())","v":"POE10"},{"$f":"IF($E3466=DataInput!$B3465,DataInput!J3465,NA())","v":152.5462589},{"$f":"IF($E3466=DataInput!$B3465,DataInput!K3465,NA())","v":0.94669667300000004},null,null,"VIC East Rowville 12 (United Energy) 66 kV",null,null,null,null,false,null,null,{"$error":"#N/A"},{"$error":"#N/A"},{"$error":"#N/A"},{"$error":"#N/A"},{"$error":"#N/A"},{"$error":"#N/A"},{"$error":"#N/A"},{"$error":"#N/A"},{"$error":"#N/A"},{"$error":"#N/A"}]
[null,{"$f":"IF(DataInput!B3496=$B$8,IF($B$9=$B$10,TRUE,IF(DataInput!E3496=$B$9,TRUE,FALSE)))","v":true},null,null,{"$f":"IF(B3497=TRUE,DataInput!B3496,NA())","v":"VIC"},{"$f":"IF($E3497=DataInput!$B3496,DataInput!C3496,NA())","v":"ERTS1266U"},{"$f":"IF($E3497=DataInput!$B3496,DataInput!D3496,NA())","v":"East Rowville 12 (United Energy) 66 kV"},{"$f":"IF($E3497=DataInput!$B3496,DataInput!E3496,NA())","v":"United Energy"},{"$f":"IF($E3497=DataInput!$B3496,DataInput!F3496,NA())","v":"Winter"},{"$f":"IF($E3497=DataInput!$B3496,DataInput!G3496,NA())","v":"Non-Coincident"},{"$f":"IF($E3497=DataInput!$B3496,DataInput!H3496,NA())","v":2009},{"$f":"IF($E3497=DataInput!$B3496,DataInput!I3496,NA())","v":"Actual"},{"$f":"IF($E3497=DataInput!$B3496,DataInput!J3496,NA())","v":86.546285999999995},{"$f":"IF($E3497=DataInput!$B3496,DataInput!K3496,NA())","v":"NA"},null,null,"VIC East Rowville 12 (United Energy) 66 kV",null,null,null,null,false,null,null,{"$error":"#N/A"},{"$error":"#N/A"},{"$error":"#N/A"},{"$error":"#N/A"},{"$error":"#N/A"},{"$error":"#N/A"},{"$error":"#N/A"},{"$error":"#N/A"},{"$error":"#N/A"},{"$error":"#N/A"}]
[null,{"$f":"IF(DataInput!B3514=$B$8,IF($B$9=$B$10,TRUE,IF(DataInput!E3514=$B$9,TRUE,FALSE)))","v":true},null,null,{"$f":"IF(B3515=TRUE,DataInput!B3514,NA())","v":"VIC"},{"$f":"IF($E3515=DataInput!$B3514,DataInput!C3514,NA())","v":"ERTS1266U"},{"$f":"IF($E3515=DataInput!$B3514,DataInput!D3514,NA())","v":"East Rowville 12 (United Energy) 66 kV"},{"$f":"IF($E3515=DataInput!$B3514,DataInput!E3514,NA())","v":"United Energy"},{"$f":"IF($E3515=DataInput!$B3514,DataInput!F3514,NA())","v":"Winter"},{"$f":"IF($E3515=DataInput!$B3514,DataInput!G3514,NA())","v":"Non-Coincident"},{"$f":"IF($E3515=DataInput!$B3514,DataInput!H3514,NA())","v":2012},{"$f":"IF($E3515=DataInput!$B3514,DataInput!I3514,NA())","v":"Actual"},{"$f":"IF($E3515=DataInput!$B3514,DataInput!J3514,NA())","v":92.874191999999994},{"$f":"IF($E3515=DataInput!$B3514,DataInput!K3514,NA())","v":"NA"},null,null,"VIC East Rowville 12 (United Energy) 66 kV",null,null,null,null,false,null,null,{"$error":"#N/A"},{"$error":"#N/A"},{"$error":"#N/A"},{"$error":"#N/A"},{"$error":"#N/A"},{"$error":"#N/A"},{"$error":"#N/A"},{"$error":"#N/A"},{"$error":"#N/A"},{"$error":"#N/A"}]
[null,{"$f":"IF(DataInput!B3555=$B$8,IF($B$9=$B$10,TRUE,IF(DataInput!E3555=$B$9,TRUE,FALSE)))","v":true},null,null,{"$f":"IF(B3556=TRUE,DataInput!B3555,NA())","v":"VIC"},{"$f":"IF($E3556=DataInput!$B3555,DataInput!C3555,NA())","v":"ERTS1266U"},{"$f":"IF($E3556=DataInput!$B3555,DataInput!D3555,NA())","v":"East Rowville 12 (United Energy) 66 kV"},{"$f":"IF($E3556=DataInput!$B3555,DataInput!E3555,NA())","v":"United Energy"},{"$f":"IF($E3556=DataInput!$B3555,DataInput!F3555,NA())","v":"Winter"},{"$f":"IF($E3556=DataInput!$B3555,DataInput!G3555,NA())","v":"Non-Coincident"},{"$f":"IF($E3556=DataInput!$B3555,DataInput!H3555,NA())","v":2022},{"$f":"IF($E3556=DataInput!$B3555,DataInput!I3555,NA())","v":"POE10"},{"$f":"IF($E3556=DataInput!$B3555,DataInput!J3555,NA())","v":107.36701050000001},{"$f":"IF($E3556=DataInput!$B3555,DataInput!K3555,NA())","v":1},null,null,"VIC East Rowville 12 (United Energy) 66 kV",null,null,null,null,false,null,null,{"$error":"#N/A"},{"$error":"#N/A"},{"$error":"#N/A"},{"$error":"#N/A"},{"$error":"#N/A"},{"$error":"#N/A"},{"$error":"#N/A"},{"$error":"#N/A"},{"$error":"#N/A"},{"$error":"#N/A"}]
[null,{"$f":"IF(DataInput!B3575=$B$8,IF($B$9=$B$10,TRUE,IF(DataInput!E3575=$B$9,TRUE,FALSE)))","v":true},null,null,{"$f":"IF(B3576=TRUE,DataInput!B3575,NA())","v":"VIC"},{"$f":"IF($E3576=DataInput!$B3575,DataInput!C3575,NA())","v":"ERTS3466A"},{"$f":"IF($E3576=DataInput!$B3575,DataInput!D3575,NA())","v":"East Rowville 34 (AusNet) 66 kV"},{"$f":"IF($E3576=DataInput!$B3575,DataInput!E3575,NA())","v":"AusNet"},{"$f":"IF($E3576=DataInput!$B3575,DataInput!F3575,NA())","v":"Summer"},{"$f":"IF($E3576=DataInput!$B3575,DataInput!G3575,NA())","v":"Coincident"},{"$f":"IF($E3576=DataInput!$B3575,DataInput!H3575,NA())","v":2008},{"$f":"IF($E3576=DataInput!$B3575,DataInput!I3575,NA())","v":"Actual"},{"$f":"IF($E3576=DataInput!$B3575,DataInput!J3575,NA())","v":74.690963999999994},{"$f":"IF($E3576=DataInput!$B3575,DataInput!K3575,NA())","v":"NA"},null,null,"VIC East Rowville 34 (AusNet) 66 kV",null,null,null,null,false,null,null,{"$error":"#N/A"},{"$error":"#N/A"},{"$error":"#N/A"},{"$error":"#N/A"},{"$error":"#N/A"},{"$error":"#N/A"},{"$error":"#N/A"},{"$error":"#N/A"},{"$error":"#N/A"},{"$error":"#N/A"}]
[null,{"$f":"IF(DataInput!B3593=$B$8,IF($B$9=$B$10,TRUE,IF(DataInput!E3593=$B$9,TRUE,FALSE)))","v":true},null,null,{"$f":"IF(B3594=TRUE,DataInput!B3593,NA())","v":"VIC"},{"$f":"IF($E3594=DataInput!$B3593,DataInput!C3593,NA())","v":"ERTS3466A"},{"$f":"IF($E3594=DataInput!$B3593,DataInput!D3593,NA())","v":"East Rowville 34 (AusNet) 66 kV"},{"$f":"IF($E3594=DataInput!$B3593,DataInput!E3593,NA())","v":"AusNet"},{"$f":"IF($E3594=DataInput!$B3593,DataInput!F3593,NA())","v":"Summer"},{"$f":"IF($E3594=DataInput!$B3593,DataInput!G3593,NA())","v":"Coincident"},{"$f":"IF($E3594=DataInput!$B3593,DataInput!H3593,NA())","v":2011},{"$f":"IF($E3594=DataInput!$B3593,DataInput!I3593,NA())","v":"Actual"},{"$f":"IF($E3594=DataInput!$B3593,DataInput!J3593,NA())","v":58.873032000000002},{"$f":"IF($E3594=DataInput!$B3593,DataInput!K3593,NA())","v":"NA"},null,null,"VIC East Rowville 34 (AusNet) 66 kV",null,null,null,null,false,null,null,{"$error":"#N/A"},{"$error":"#N/A"},{"$error":"#N/A"},{"$error":"#N/A"},{"$error":"#N/A"},{"$error":"#N/A"},{"$error":"#N/A"},{"$error":"#N/A"},{"$error":"#N/A"},{"$error":"#N/A"}]
[null,{"$f":"IF(DataInput!B3624=$B$8,IF($B$9=$B$10,TRUE,IF(DataInput!E3624=$B$9,TRUE,FALSE)))","v":true},null,null,{"$f":"IF(B3625=TRUE,DataInput!B3624,NA())","v":"VIC"},{"$f":"IF($E3625=DataInput!$B3624,DataInput!C3624,NA())","v":"ERTS3466A"},{"$f":"IF($E3625=DataInput!$B3624,DataInput!D3624,NA())","v":"East Rowville 34 (AusNet) 66 kV"},{"$f":"IF($E3625=DataInput!$B3624,DataInput!E3624,NA())","v":"AusNet"},{"$f":"IF($E3625=DataInput!$B3624,DataInput!F3624,NA())","v":"Summer"},{"$f":"IF($E3625=DataInput!$B3624,DataInput!G3624,NA())","v":"Non-Coincident"},{"$f":"IF($E3625=DataInput!$B3624,DataInput!H3624,NA())","v":2017},{"$f":"IF($E3625=DataInput!$B3624,DataInput!I3624,NA())","v":"POE50"},{"$f":"IF($E3625=DataInput!$B3624,DataInput!J3624,NA())","v":53.37448337},{"$f":"IF($E3625=DataInput!$B3624,DataInput!K3624,NA())","v":0.84805808500000002},null,null,"VIC East Rowville 34 (AusNet) 66 kV",null,null,null,null,false,null,null,{"$error":"#N/A"},{"$error":"#N/A"},{"$error":"#N/A"},{"$error":"#N/A"},{"$error":"#N/A"},{"$error":"#N/A"},{"$error":"#N/A"},{"$error":"#N/A"},{"$error":"#N/A"},{"$error":"#N/A"}]
[null,{"$f":"IF(DataInput!B3654=$B$8,IF($B$9=$B$10,TRUE,IF(DataInput!E3654=$B$9,TRUE,FALSE)))","v":true},null,null,{"$f":"IF(B3655=TRUE,DataInput!B3654,NA())","v":"VIC"},{"$f":"IF($E3655=DataInput!$B3654,DataInput!C3654,NA())","v":"ERTS3466A"},{"$f":"IF($E3655=DataInput!$B3654,DataInput!D3654,NA())","v":"East Rowville 34 (AusNet) 66 kV"},{"$f":"IF($E3655=DataInput!$B3654,DataInput!E3654,NA())","v":"AusNet"},{"$f":"IF($E3655=DataInput!$B3654,DataInput!F3654,NA())","v":"Summer"},{"$f":"IF($E3655=DataInput!$B3654,DataInput!G3654,NA())","v":"Coincident"},{"$f":"IF($E3655=DataInput!$B3654,DataInput!H3654,NA())","v":2024},{"$f":"IF($E3655=DataInput!$B3654,DataInput!I3654,NA())","v":"POE50"},{"$f":"IF($E3655=DataInput!$B3654,DataInput!J3654,NA())","v":48.78333739},{"$f":"IF($E3655=DataInput!$B3654,DataInput!K3654,NA())","v":0.84736361100000002},null,null,"VIC East Rowville 34 (AusNet) 66 kV",null,null,null,null,false,null,null,{"$error":"#N/A"},{"$error":"#N/A"},{"$error":"#N/A"},{"$error":"#N/A"},{"$error":"#N/A"},{"$error":"#N/A"},{"$error":"#N/A"},{"$error":"#N/A"},{"$error":"#N/A"},{"$error":"#N/A"}]
[null,{"$f":"IF(DataInput!B3701=$B$8,IF($B$9=$B$10,TRUE,IF(DataInput!E3701=$B$9,TRUE,FALSE)))","v":true},null,null,{"$f":"IF(B3702=TRUE,DataInput!B3701,NA())","v":"VIC"},{"$f":"IF($E3702=DataInput!$B3701,DataInput!C3701,NA())","v":"ERTS3466A"},{"$f":"IF($E3702=DataInput!$B3701,DataInput!D3701,NA())","v":"East Rowville 34 (AusNet) 66 kV"},{"$f":"IF($E3702=DataInput!$B3701,DataInput!E3701,NA())","v":"AusNet"},{"$f":"IF($E3702=DataInput!$B3701,DataInput!F3701,NA())","v":"Winter"},{"$f":"IF($E3702=DataInput!$B3701,DataInput!G3701,NA())","v":"Non-Coincident"},{"$f":"IF($E3702=DataInput!$B3701,DataInput!H3701,NA())","v":2013},{"$f":"IF($E3702=DataInput!$B3701,DataInput!I3701,NA())","v":"TempCorrActualPOE10"},{"$f":"IF($E3702=DataInput!$B3701,DataInput!J3701,NA())","v":42.61945412},{"$f":"IF($E3702=DataInput!$B3701,DataInput!K3701,NA())","v":"NA"},null,null,"VIC East Rowville 34 (AusNet) 66 kV",null,null,null,null,false,null,null,{"$error":"#N/A"},{"$error":"#N/A"},{"$error":"#N/A"},{"$error":"#N/A"},{"$error":"#N/A"},{"$error":"#N/A"},{"$error":"#N/A"},{"$error":"#N/A"},{"$error":"#N/A"},{"$error":"#N/A"}]
[null,{"$f":"IF(DataInput!B3703=$B$8,IF($B$9=$B$10,TRUE,IF(DataInput!E3703=$B$9,TRUE,FALSE)))","v":true},null,null,{"$f":"IF(B3704=TRUE,DataInput!B3703,NA())","v":"VIC"},{"$f":"IF($E3704=DataInput!$B3703,DataInput!C3703,NA())","v":"ERTS3466A"},{"$f":"IF($E3704=DataInput!$B3703,DataInput!D3703,NA())","v":"East Rowville 34 (AusNet) 66 kV"},{"$f":"IF($E3704=DataInput!$B3703,DataInput!E3703,NA())","v":"AusNet"},{"$f":"IF($E3704=DataInput!$B3703,DataInput!F3703,NA())","v":"Winter"},{"$f":"IF($E3704=DataInput!$B3703,DataInput!G3703,NA())","v":"Coincident"},{"$f":"IF($E3704=DataInput!$B3703,DataInput!H3703,NA())","v":2013},{"$f":"IF($E3704=DataInput!$B3703,DataInput!I3703,NA())","v":"Actual"},{"$f":"IF($E3704=DataInput!$B3703,DataInput!J3703,NA())","v":30.343707999999999},{"$f":"IF($E3704=DataInput!$B3703,DataInput!K3703,NA())","v":"NA"},null,null,"VIC East Rowville 34 (AusNet) 66 kV",null,null,null,null,false,null,null,{"$error":"#N/A"},{"$error":"#N/A"},{"$error":"#N/A"},{"$error":"#N/A"},{"$error":"#N/A"},{"$error":"#N/A"},{"$error":"#N/A"},{"$error":"#N/A"},{"$error":"#N/A"},{"$error":"#N/A"}]
[null,{"$f":"IF(DataInput!B3750=$B$8,IF($B$9=$B$10,TRUE,IF(DataInput!E3750=$B$9,TRUE,FALSE)))","v":true},null,null,{"$f":"IF(B3751=TRUE,DataInput!B3750,NA())","v":"VIC"},{"$f":"IF($E3751=DataInput!$B3750,DataInput!C3750,NA())","v":"ERTS3466A"},{"$f":"IF($E3751=DataInput!$B3750,DataInput!D3750,NA())","v":"East Rowville 34 (AusNet) 66 kV"},{"$f":"IF($E3751=DataInput!$B3750,DataInput!E3750,NA())","v":"AusNet"},{"$f":"IF($E3751=DataInput!$B3750,DataInput!F3750,NA())","v":"Winter"},{"$f":"IF($E3751=DataInput!$B3750,DataInput!G3750,NA())","v":"Coincident"},{"$f":"IF($E3751=DataInput!$B3750,DataInput!H3750,NA())","v":2024},{"$f":"IF($E3751=DataInput!$B3750,DataInput!I3750,NA())","v":"POE50"},{"$f":"IF($E3751=DataInput!$B3750,DataInput!J3750,NA())","v":46.605240260000002},{"$f":"IF($E3751=DataInput!$B3750,DataInput!K3750,NA())","v":0.96070261499999998},null,null,"VIC East Rowville 34 (AusNet) 66 kV",null,null,null,null,false,null,null,{"$error":"#N/A"},{"$error":"#N/A"},{"$error":"#N/A"},{"$error":"#N/A"},{"$error":"#N/A"},{"$error":"#N/A"},{"$error":"#N/A"},{"$error":"#N/A"},{"$error":"#N/A"},{"$error":"#N/A"}]
[null,{"$f":"IF(DataInput!B3777=$B$8,IF($B$9=$B$10,TRUE,IF(DataInput!E3777=$B$9,TRUE,FALSE)))","v":true},null,null,{"$f":"IF(B3778=TRUE,DataInput!B3777,NA())","v":"VIC"},{"$f":"IF($E3778=DataInput!$B3777,DataInput!C3777,NA())","v":"ERTS3466U"},{"$f":"IF($E3778=DataInput!$B3777,DataInput!D3777,NA())","v":"East Rowville 34 (United Energy) 66 kV"},{"$f":"IF($E3778=DataInput!$B3777,DataInput!E3777,NA())","v":"United Energy"},{"$f":"IF($E3778=DataInput!$B3777,DataInput!F3777,NA())","v":"Summer"},{"$f":"IF($E3778=DataInput!$B3777,DataInput!G3777,NA())","v":"Coincident"},{"$f":"IF($E3778=DataInput!$B3777,DataInput!H3777,NA())","v":2011},{"$f":"IF($E3778=DataInput!$B3777,DataInput!I3777,NA())","v":"Actual"},{"$f":"IF($E3778=DataInput!$B3777,DataInput!J3777,NA())","v":206.51235800000001},{"$f":"IF($E3778=DataInput!$B3777,DataInput!K3777,NA())","v":"NA"},null,null,"VIC East Rowville 34 (United Energy) 66 kV",null,null,null,null,false,null,null,{"$error":"#N/A"},{"$error":"#N/A"},{"$error":"#N/A"},{"$error":"#N/A"},{"$error":"#N/A"},{"$error":"#N/A"},{"$error":"#N/A"},{"$error":"#N/A"},{"$error":"#N/A"},{"$error":"#N/A"}]
[null,{"$f":"IF(DataInput!B3798=$B$8,IF($B$9=$B$10,TRUE,IF(DataInput!E3798=$B$9,TRUE,FALSE)))","v":true},null,null,{"$f":"IF(B3799=TRUE,DataInput!B3798,NA())","v":"VIC"},{"$f":"IF($E3799=DataInput!$B3798,DataInput!C3798,NA())","v":"ERTS3466U"},{"$f":"IF($E3799=DataInput!$B3798,DataInput!D3798,NA())","v":"East Rowville 34 (United Energy) 66 kV"},{"$f":"IF($E3799=DataInput!$B3798,DataInput!E3798,NA())","v":"United Energy"},{"$f":"IF($E3799=DataInput!$B3798,DataInput!F3798,NA())","v":"Summer"},{"$f":"IF($E3799=DataInput!$B3798,DataInput!G3798,NA())","v":"Coincident"},{"$f":"IF($E3799=DataInput!$B3798,DataInput!H3798,NA())","v":2015},{"$f":"IF($E3799=DataInput!$B3798,DataInput!I3798,NA())","v":"TempCorrActualPOE50"},{"$f":"IF($E3799=DataInput!$B3798,DataInput!J3798,NA())","v":173.56742270000001},{"$f":"IF($E3799=DataInput!$B3798,DataInput!K3798,NA())","v":"NA"},null,null,"VIC East Rowville 34 (United Energy) 66 kV",null,null,null,null,false,null,null,{"$error":"#N/A"},{"$error":"#N/A"},{"$error":"#N/A"},{"$error":"#N/A"},{"$error":"#N/A"},{"$error":"#N/A"},{"$error":"#N/A"},{"$error":"#N/A"},{"$error":"#N/A"},{"$error":"#N/A"}]
[null,{"$f":"IF(DataInput!B3829=$B$8,IF($B$9=$B$10,TRUE,IF(DataInput!E3829=$B$9,TRUE,FALSE)))","v":true},null,null,{"$f":"IF(B3830=TRUE,DataInput!B3829,NA())","v":"VIC"},{"$f":"IF($E3830=DataInput!$B3829,DataInput!C3829,NA())","v":"ERTS3466U"},{"$f":"IF($E3830=DataInput!$B3829,DataInput!D3829,NA())","v":"East Rowville 34 (United Energy) 66 kV"},{"$f":"IF($E3830=DataInput!$B3829,DataInput!E3829,NA())","v":"United Energy"},{"$f":"IF($E3830=DataInput!$B3829,DataInput!F3829,NA())","v":"Summer"},{"$f":"IF($E3830=DataInput!$B3829,DataInput!G3829,NA())","v":"Coincident"},{"$f":"IF($E3830=DataInput!$B3829,DataInput!H3829,NA())","v":2022},{"$f":"IF($E3830=DataInput!$B3829,DataInput!I3829,NA())","v":"POE10"},{"$f":"IF($E3830=DataInput!$B3829,DataInput!J3829,NA())","v":190.85160540000001},{"$f":"IF($E3830=DataInput!$B3829,DataInput!K3829,NA())","v":0.85147117000000005},null,null,"VIC East Rowville 34 (United Energy) 66 kV",null,null,null,null,false,null,null,{"$error":"#N/A"},{"$error":"#N/A"},{"$error":"#N/A"},{"$error":"#N/A"},{"$error":"#N/A"},{"$error":"#N/A"},{"$error":"#N/A"},{"$error":"#N/A"},{"$error":"#N/A"},{"$error":"#N/A"}]
[null,{"$f":"IF(DataInput!B3860=$B$8,IF($B$9=$B$10,TRUE,IF(DataInput!E3860=$B$9,TRUE,FALSE)))","v":true},null,null,{"$f":"IF(B3861=TRUE,DataInput!B3860,NA())","v":"VIC"},{"$f":"IF($E3861=DataInput!$B3860,DataInput!C3860,NA())","v":"ERTS3466U"},{"$f":"IF($E3861=DataInput!$B3860,DataInput!D3860,NA())","v":"East Rowville 34 (United Energy) 66 kV"},{"$f":"IF($E3861=DataInput!$B3860,DataInput!E3860,NA())","v":"United Energy"},{"$f":"IF($E3861=DataInput!$B3860,DataInput!F3860,NA())","v":"Winter"},{"$f":"IF($E3861=DataInput!$B3860,DataInput!G3860,NA())","v":"Coincident"},{"$f":"IF($E3861=DataInput!$B3860,DataInput!H3860,NA())","v":2009},{"$f":"IF($E3861=DataInput!$B3860,DataInput!I3860,NA())","v":"TempCorrActualPOE50"},{"$f":"IF($E3861=DataInput!$B3860,DataInput!J3860,NA())","v":140.1461649},{"$f":"IF($E3861=DataInput!$B3860,DataInput!K3860,NA())","v":"NA"},null,null,"VIC East Rowville 34 (United Energy) 66 kV",null,null,null,null,false,null,null,{"$error":"#N/A"},{"$error":"#N/A"},{"$error":"#N/A"},{"$error":"#N/A"},{"$error":"#N/A"},{"$error":"#N/A"},{"$error":"#N/A"},{"$error":"#N/A"},{"$error":"#N/A"},{"$error":"#N/A"}]
[null,{"$f":"IF(DataInput!B3876=$B$8,IF($B$9=$B$10,TRUE,IF(DataInput!E3876=$B$9,TRUE,FALSE)))","v":true},null,null,{"$f":"IF(B3877=TRUE,DataInput!B3876,NA())","v":"VIC"},{"$f":"IF($E3877=DataInput!$B3876,DataInput!C3876,NA())","v":"ERTS3466U"},{"$f":"IF($E3877=DataInput!$B3876,DataInput!D3876,NA())","v":"East Rowville 34 (United Energy) 66 kV"},{"$f":"IF($E3877=DataInput!$B3876,DataInput!E3876,NA())","v":"United Energy"},{"$f":"IF($E3877=DataInput!$B3876,DataInput!F3876,NA())","v":"Winter"},{"$f":"IF($E3877=DataInput!$B3876,DataInput!G3876,NA())","v":"Non-Coincident"},{"$f":"IF($E3877=DataInput!$B3876,DataInput!H3876,NA())","v":2011},{"$f":"IF($E3877=DataInput!$B3876,DataInput!I3876,NA())","v":"Actual"},{"$f":"IF($E3877=DataInput!$B3876,DataInput!J3876,NA())","v":185.530114},{"$f":"IF($E3877=DataInput!$B3876,DataInput!K3876,NA())","v":"NA"},null,null,"VIC East Rowville 34 (United Energy) 66 kV",null,null,null,null,false,null,null,{"$error":"#N/A"},{"$error":"#N/A"},{"$error":"#N/A"},{"$error":"#N/A"},{"$error":"#N/A"},{"$error":"#N/A"},{"$error":"#N/A"},{"$error":"#N/A"},{"$error":"#N/A"},{"$error":"#N/A"}]
[null,{"$f":"IF(DataInput!B3908=$B$8,IF($B$9=$B$10,TRUE,IF(DataInput!E3908=$B$9,TRUE,FALSE)))","v":true},null,null,{"$f":"IF(B3909=TRUE,DataInput!B3908,NA())","v":"VIC"},{"$f":"IF($E3909=DataInput!$B3908,DataInput!C3908,NA())","v":"ERTS3466U"},{"$f":"IF($E3909=DataInput!$B3908,DataInput!D3908,NA())","v":"East Rowville 34 (United Energy) 66 kV"},{"$f":"IF($E3909=DataInput!$B3908,DataInput!E3908,NA())","v":"United Energy"},{"$f":"IF($E3909=DataInput!$B3908,DataInput!F3908,NA())","v":"Winter"},{"$f":"IF($E3909=DataInput!$B3908,DataInput!G3908,NA())","v":"Non-Coincident"},{"$f":"IF($E3909=DataInput!$B3908,DataInput!H3908,NA())","v":2018},{"$f":"IF($E3909=DataInput!$B3908,DataInput!I3908,NA())","v":"POE50"},{"$f":"IF($E3909=DataInput!$B3908,DataInput!J3908,NA())","v":225.49057540000001},{"$f":"IF($E3909=DataInput!$B3908,DataInput!K3908,NA())","v":0.74956893499999999},null,null,"VIC East Rowville 34 (United Energy) 66 kV",null,null,null,null,false,null,null,{"$error":"#N/A"},{"$error":"#N/A"},{"$error":"#N/A"},{"$error":"#N/A"},{"$error":"#N/A"},{"$error":"#N/A"},{"$error":"#N/A"},{"$error":"#N/A"},{"$error":"#N/A"},{"$error":"#N/A"}]
[null,{"$f":"IF(DataInput!B3939=$B$8,IF($B$9=$B$10,TRUE,IF(DataInput!E3939=$B$9,TRUE,FALSE)))","v":true},null,null,{"$f":"IF(B3940=TRUE,DataInput!B3939,NA())","v":"VIC"},{"$f":"IF($E3940=DataInput!$B3939,DataInput!C3939,NA())","v":"FBTS66C"},{"$f":"IF($E3940=DataInput!$B3939,DataInput!D3939,NA())","v":"Fishermans Bend (Citipower) 66 kV"},{"$f":"IF($E3940=DataInput!$B3939,DataInput!E3939,NA())","v":"Citipower"},{"$f":"IF($E3940=DataInput!$B3939,DataInput!F3939,NA())","v":"Summer"},{"$f":"IF($E3940=DataInput!$B3939,DataInput!G3939,NA())","v":"Coincident"},{"$f":"IF($E3940=DataInput!$B3939,DataInput!H3939,NA())","v":2006},{"$f":"IF($E3940=DataInput!$B3939,DataInput!I3939,NA())","v":"Actual"},{"$f":"IF($E3940=DataInput!$B3939,DataInput!J3939,NA())","v":199.968208},{"$f":"IF($E3940=DataInput!$B3939,DataInput!K3939,NA())","v":"NA"},null,null,"VIC Fishermans Bend (Citipower) 66 kV",null,null,null,null,false,null,null,{"$error":"#N/A"},{"$error":"#N/A"},{"$error":"#N/A"},{"$error":"#N/A"},{"$error":"#N/A"},{"$error":"#N/A"},{"$error":"#N/A"},{"$error":"#N/A"},{"$error":"#N/A"},{"$error":"#N/A"}]
[null,{"$f":"IF(DataInput!B3986=$B$8,IF($B$9=$B$10,TRUE,IF(DataInput!E3986=$B$9,TRUE,FALSE)))","v":true},null,null,{"$f":"IF(B3987=TRUE,DataInput!B3986,NA())","v":"VIC"},{"$f":"IF($E3987=DataInput!$B3986,DataInput!C3986,NA())","v":"FBTS66C"},{"$f":"IF($E3987=DataInput!$B3986,DataInput!D3986,NA())","v":"Fishermans Bend (Citipower) 66 kV"},{"$f":"IF($E3987=DataInput!$B3986,DataInput!E3986,NA())","v":"Citipower"},{"$f":"IF($E3987=DataInput!$B3986,DataInput!F3986,NA())","v":"Summer"},{"$f":"IF($E3987=DataInput!$B3986,DataInput!G3986,NA())","v":"Non-Coincident"},{"$f":"IF($E3987=DataInput!$B3986,DataInput!H3986,NA())","v":2014},{"$f":"IF($E3987=DataInput!$B3986,DataInput!I3986,NA())","v":"TempCorrActualPOE50"},{"$f":"IF($E3987=DataInput!$B3986,DataInput!J3986,NA())","v":241.56717509999999},{"$f":"IF($E3987=DataInput!$B3986,DataInput!K3986,NA())","v":"NA"},null,null,"VIC Fishermans Bend (Citipower) 66 kV",null,null,null,null,false,null,null,{"$error":"#N/A"},{"$error":"#N/A"},{"$error":"#N/A"},{"$error":"#N/A"},{"$error":"#N/A"},{"$error":"#N/A"},{"$error":"#N/A"},{"$error":"#N/A"},{"$error":"#N/A"},{"$error":"#N/A"}]
[null,{"$f":"IF(DataInput!B3999=$B$8,IF($B$9=$B$10,TRUE,IF(DataInput!E3999=$B$9,TRUE,FALSE)))","v":true},null,null,{"$f":"IF(B4000=TRUE,DataInput!B3999,NA())","v":"VIC"},{"$f":"IF($E4000=DataInput!$B3999,DataInput!C3999,NA())","v":"FBTS66C"},{"$f":"IF($E4000=DataInput!$B3999,DataInput!D3999,NA())","v":"Fishermans Bend (Citipower) 66 kV"},{"$f":"IF($E4000=DataInput!$B3999,DataInput!E3999,NA())","v":"Citipower"},{"$f":"IF($E4000=DataInput!$B3999,DataInput!F3999,NA())","v":"Summer"},{"$f":"IF($E4000=DataInput!$B3999,DataInput!G3999,NA())","v":"Non-Coincident"},{"$f":"IF($E4000=DataInput!$B3999,DataInput!H3999,NA())","v":2017},{"$f":"IF($E4000=DataInput!$B3999,DataInput!I3999,NA())","v":"POE10"},{"$f":"IF($E4000=DataInput!$B3999,DataInput!J3999,NA())","v":279.82352159999999},{"$f":"IF($E4000=DataInput!$B3999,DataInput!K3999,NA())","v":0.92846043199999995},null,null,"VIC Fishermans Bend (Citipower) 66 kV",null,null,null,null,false,null,null,{"$error":"#N/A"},{"$error":"#N/A"},{"$error":"#N/A"},{"$error":"#N/A"},{"$error":"#N/A"},{"$error":"#N/A"},{"$error":"#N/A"},{"$error":"#N/A"},{"$error":"#N/A"},{"$error":"#N/A"}]
[null,{"$f":"IF(DataInput!B4034=$B$8,IF($B$9=$B$10,TRUE,IF(DataInput!E4034=$B$9,TRUE,FALSE)))","v":true},null,null,{"$f":"IF(B4035=TRUE,DataInput!B4034,NA())","v":"VIC"},{"$f":"IF($E4035=DataInput!$B4034,DataInput!C4034,NA())","v":"FBTS66C"},{"$f":"IF($E4035=DataInput!$B4034,DataInput!D4034,NA())","v":"Fishermans Bend (Citipower) 66 kV"},{"$f":"IF($E4035=DataInput!$B4034,DataInput!E4034,NA())","v":"Citipower"},{"$f":"IF($E4035=DataInput!$B4034,DataInput!F4034,NA())","v":"Summer"},{"$f":"IF($E4035=DataInput!$B4034,DataInput!G4034,NA())","v":"Coincident"},{"$f":"IF($E4035=DataInput!$B4034,DataInput!H4034,NA())","v":2025},{"$f":"IF($E4035=DataInput!$B4034,DataInput!I4034,NA())","v":"POE50"},{"$f":"IF($E4035=DataInput!$B4034,DataInput!J4034,NA())","v":268.3726183},{"$f":"IF($E4035=DataInput!$B4034,DataInput!K4034,NA())","v":0.89649382099999997},null,null,"VIC Fishermans Bend (Citipower) 66 kV",null,null,null,null,false,null,null,{"$error":"#N/A"},{"$error":"#N/A"},{"$error":"#N/A"},{"$error":"#N/A"},{"$error":"#N/A"},{"$error":"#N/A"},{"$error":"#N/A"},{"$error":"#N/A"},{"$error":"#N/A"},{"$error":"#N/A"}]
[null,{"$f":"IF(DataInput!B4065=$B$8,IF($B$9=$B$10,TRUE,IF(DataInput!E4065=$B$9,TRUE,FALSE)))","v":true},null,null,{"$f":"IF(B4066=TRUE,DataInput!B4065,NA())","v":"VIC"},{"$f":"IF($E4066=DataInput!$B4065,DataInput!C4065,NA())","v":"FBTS66C"},{"$f":"IF($E4066=DataInput!$B4065,DataInput!D4065,NA())","v":"Fishermans Bend (Citipower) 66 kV"},{"$f":"IF($E4066=DataInput!$B4065,DataInput!E4065,NA())","v":"Citipower"},{"$f":"IF($E4066=DataInput!$B4065,DataInput!F4065,NA())","v":"Winter"},{"$f":"IF($E4066=DataInput!$B4065,DataInput!G4065,NA())","v":"Coincident"},{"$f":"IF($E4066=DataInput!$B4065,DataInput!H4065,NA())","v":2010},{"$f":"IF($E4066=DataInput!$B4065,DataInput!I4065,NA())","v":"TempCorrActualPOE10"},{"$f":"IF($E4066=DataInput!$B4065,DataInput!J4065,NA())","v":163.49189079999999},{"$f":"IF($E4066=DataInput!$B4065,DataInput!K4065,NA())","v":"NA"},null,null,"VIC Fishermans Bend (Citipower) 66 kV",null,null,null,null,false,null,null,{"$error":"#N/A"},{"$error":"#N/A"},{"$error":"#N/A"},{"$error":"#N/A"},{"$error":"#N/A"},{"$error":"#N/A"},{"$error":"#N/A"},{"$error":"#N/A"},{"$error":"#N/A"},{"$error":"#N/A"}]
[null,{"$f":"IF(DataInput!B4096=$B$8,IF($B$9=$B$10,TRUE,IF(DataInput!E4096=$B$9,TRUE,FALSE)))","v":true},null,null,{"$f":"IF(B4097=TRUE,DataInput!B4096,NA())","v":"VIC"},{"$f":"IF($E4097=DataInput!$B4096,DataInput!C4096,NA())","v":"FBTS66C"},{"$f":"IF($E4097=DataInput!$B4096,DataInput!D4096,NA())","v":"Fishermans Bend (Citipower) 66 kV"},{"$f":"IF($E4097=DataInput!$B4096,DataInput!E4096,NA())","v":"Citipower"},{"$f":"IF($E4097=DataInput!$B4096,DataInput!F4096,NA())","v":"Winter"},{"$f":"IF($E4097=DataInput!$B4096,DataInput!G4096,NA())","v":"Non-Coincident"},{"$f":"IF($E4097=DataInput!$B4096,DataInput!H4096,NA())","v":2015},{"$f":"IF($E4097=DataInput!$B4096,DataInput!I4096,NA())","v":"POE50"},{"$f":"IF($E4097=DataInput!$B4096,DataInput!J4096,NA())","v":183.8513423},{"$f":"IF($E4097=DataInput!$B4096,DataInput!K4096,NA())","v":0.93137582299999999},null,null,"VIC Fishermans Bend (Citipower) 66 kV",null,null,null,null,false,null,null,{"$error":"#N/A"},{"$error":"#N/A"},{"$error":"#N/A"},{"$error":"#N/A"},{"$error":"#N/A"},{"$error":"#N/A"},{"$error":"#N/A"},{"$error":"#N/A"},{"$error":"#N/A"},{"$error":"#N/A"}]
[null,{"$f":"IF(DataInput!B4126=$B$8,IF($B$9=$B$10,TRUE,IF(DataInput!E4126=$B$9,TRUE,FALSE)))","v":true},null,null,{"$f":"IF(B4127=TRUE,DataInput!B4126,NA())","v":"VIC"},{"$f":"IF($E4127=DataInput!$B4126,DataInput!C4126,NA())","v":"FBTS66C"},{"$f":"IF($E4127=DataInput!$B4126,DataInput!D4126,NA())","v":"Fishermans Bend (Citipower) 66 kV"},{"$f":"IF($E4127=DataInput!$B4126,DataInput!E4126,NA())","v":"Citipower"},{"$f":"IF($E4127=DataInput!$B4126,DataInput!F4126,NA())","v":"Winter"},{"$f":"IF($E4127=DataInput!$B4126,DataInput!G4126,NA())","v":"Coincident"},{"$f":"IF($E4127=DataInput!$B4126,DataInput!H4126,NA())","v":2022},{"$f":"IF($E4127=DataInput!$B4126,DataInput!I4126,NA())","v":"POE50"},{"$f":"IF($E4127=DataInput!$B4126,DataInput!J4126,NA())","v":182.8356914},{"$f":"IF($E4127=DataInput!$B4126,DataInput!K4126,NA())","v":0.93964387299999996},null,null,"VIC Fishermans Bend (Citipower) 66 kV",null,null,null,null,false,null,null,{"$error":"#N/A"},{"$error":"#N/A"},{"$error":"#N/A"},{"$error":"#N/A"},{"$error":"#N/A"},{"$error":"#N/A"},{"$error":"#N/A"},{"$error":"#N/A"},{"$error":"#N/A"},{"$error":"#N/A"}]
[null,{"$f":"IF(DataInput!B4144=$B$8,IF($B$9=$B$10,TRUE,IF(DataInput!E4144=$B$9,TRUE,FALSE)))","v":true},null,null,{"$f":"IF(B4145=TRUE,DataInput!B4144,NA())","v":"VIC"},{"$f":"IF($E4145=DataInput!$B4144,DataInput!C4144,NA())","v":"FBTS66P"},{"$f":"IF($E4145=DataInput!$B4144,DataInput!D4144,NA())","v":"Fishermans Bend (Powercor) 66 kV"},{"$f":"IF($E4145=DataInput!$B4144,DataInput!E4144,NA())","v":"Powercor"},{"$f":"IF($E4145=DataInput!$B4144,DataInput!F4144,NA())","v":"Summer"},{"$f":"IF($E4145=DataInput!$B4144,DataInput!G4144,NA())","v":"Coincident"},{"$f":"IF($E4145=DataInput!$B4144,DataInput!H4144,NA())","v":2010},{"$f":"IF($E4145=DataInput!$B4144,DataInput!I4144,NA())","v":"TempCorrActualPOE50"},{"$f":"IF($E4145=DataInput!$B4144,DataInput!J4144,NA())","v":17.48899677},{"$f":"IF($E4145=DataInput!$B4144,DataInput!K4144,NA())","v":"NA"},null,null,"VIC Fishermans Bend (Powercor) 66 kV",null,null,null,null,false,null,null,{"$error":"#N/A"},{"$error":"#N/A"},{"$error":"#N/A"},{"$error":"#N/A"},{"$error":"#N/A"},{"$error":"#N/A"},{"$error":"#N/A"},{"$error":"#N/A"},{"$error":"#N/A"},{"$error":"#N/A"}]
[null,{"$f":"IF(DataInput!B4162=$B$8,IF($B$9=$B$10,TRUE,IF(DataInput!E4162=$B$9,TRUE,FALSE)))","v":true},null,null,{"$f":"IF(B4163=TRUE,DataInput!B4162,NA())","v":"VIC"},{"$f":"IF($E4163=DataInput!$B4162,DataInput!C4162,NA())","v":"FBTS66P"},{"$f":"IF($E4163=DataInput!$B4162,DataInput!D4162,NA())","v":"Fishermans Bend (Powercor) 66 kV"},{"$f":"IF($E4163=DataInput!$B4162,DataInput!E4162,NA())","v":"Powercor"},{"$f":"IF($E4163=DataInput!$B4162,DataInput!F4162,NA())","v":"Summer"},{"$f":"IF($E4163=DataInput!$B4162,DataInput!G4162,NA())","v":"Coincident"},{"$f":"IF($E4163=DataInput!$B4162,DataInput!H4162,NA())","v":2013},{"$f":"IF($E4163=DataInput!$B4162,DataInput!I4162,NA())","v":"TempCorrActualPOE50"},{"$f":"IF($E4163=DataInput!$B4162,DataInput!J4162,NA())","v":19.605323080000002},{"$f":"IF($E4163=DataInput!$B4162,DataInput!K4162,NA())","v":"NA"},null,null,"VIC Fishermans Bend (Powercor) 66 kV",null,null,null,null,false,null,null,{"$error":"#N/A"},{"$error":"#N/A"},{"$error":"#N/A"},{"$error":"#N/A"},{"$error":"#N/A"},{"$error":"#N/A"},{"$error":"#N/A"},{"$error":"#N/A"},{"$error":"#N/A"},{"$error":"#N/A"}]
[null,{"$f":"IF(DataInput!B4193=$B$8,IF($B$9=$B$10,TRUE,IF(DataInput!E4193=$B$9,TRUE,FALSE)))","v":true},null,null,{"$f":"IF(B4194=TRUE,DataInput!B4193,NA())","v":"VIC"},{"$f":"IF($E4194=DataInput!$B4193,DataInput!C4193,NA())","v":"FBTS66P"},{"$f":"IF($E4194=DataInput!$B4193,DataInput!D4193,NA())","v":"Fishermans Bend (Powercor) 66 kV"},{"$f":"IF($E4194=DataInput!$B4193,DataInput!E4193,NA())","v":"Powercor"},{"$f":"IF($E4194=DataInput!$B4193,DataInput!F4193,NA())","v":"Summer"},{"$f":"IF($E4194=DataInput!$B4193,DataInput!G4193,NA())","v":"Coincident"},{"$f":"IF($E4194=DataInput!$B4193,DataInput!H4193,NA())","v":2019},{"$f":"IF($E4194=DataInput!$B4193,DataInput!I4193,NA())","v":"POE10"},{"$f":"IF($E4194=DataInput!$B4193,DataInput!J4193,NA())","v":18.709011279999999},{"$f":"IF($E4194=DataInput!$B4193,DataInput!K4193,NA())","v":0.90769537499999997},null,null,"VIC Fishermans Bend (Powercor) 66 kV",null,null,null,null,false,null,null,{"$error":"#N/A"},{"$error":"#N/A"},{"$error":"#N/A"},{"$error":"#N/A"},{"$error":"#N/A"},{"$error":"#N/A"},{"$error":"#N/A"},{"$error":"#N/A"},{"$error":"#N/A"},{"$error":"#N/A"}]
[null,{"$f":"IF(DataInput!B4221=$B$8,IF($B$9=$B$10,TRUE,IF(DataInput!E4221=$B$9,TRUE,FALSE)))","v":true},null,null,{"$f":"IF(B4222=TRUE,DataInput!B4221,NA())","v":"VIC"},{"$f":"IF($E4222=DataInput!$B4221,DataInput!C4221,NA())","v":"FBTS66P"},{"$f":"IF($E4222=DataInput!$B4221,DataInput!D4221,NA())","v":"Fishermans Bend (Powercor) 66 kV"},{"$f":"IF($E4222=DataInput!$B4221,DataInput!E4221,NA())","v":"Powercor"},{"$f":"IF($E4222=DataInput!$B4221,DataInput!F4221,NA())","v":"Winter"},{"$f":"IF($E4222=DataInput!$B4221,DataInput!G4221,NA())","v":"Coincident"},{"$f":"IF($E4222=DataInput!$B4221,DataInput!H4221,NA())","v":2006},{"$f":"IF($E4222=DataInput!$B4221,DataInput!I4221,NA())","v":"Actual"},{"$f":"IF($E4222=DataInput!$B4221,DataInput!J4221,NA())","v":2.2752560000000002},{"$f":"IF($E4222=DataInput!$B4221,DataInput!K4221,NA())","v":"NA"},null,null,"VIC Fishermans Bend (Powercor) 66 kV",null,null,null,null,false,null,null,{"$error":"#N/A"},{"$error":"#N/A"},{"$error":"#N/A"},{"$error":"#N/A"},{"$error":"#N/A"},{"$error":"#N/A"},{"$error":"#N/A"},{"$error":"#N/A"},{"$error":"#N/A"},{"$error":"#N/A"}]
[null,{"$f":"IF(DataInput!B4270=$B$8,IF($B$9=$B$10,TRUE,IF(DataInput!E4270=$B$9,TRUE,FALSE)))","v":true},null,null,{"$f":"IF(B4271=TRUE,DataInput!B4270,NA())","v":"VIC"},{"$f":"IF($E4271=DataInput!$B4270,DataInput!C4270,NA())","v":"FBTS66P"},{"$f":"IF($E4271=DataInput!$B4270,DataInput!D4270,NA())","v":"Fishermans Bend (Powercor) 66 kV"},{"$f":"IF($E4271=DataInput!$B4270,DataInput!E4270,NA())","v":"Powercor"},{"$f":"IF($E4271=DataInput!$B4270,DataInput!F4270,NA())","v":"Winter"},{"$f":"IF($E4271=DataInput!$B4270,DataInput!G4270,NA())","v":"Coincident"},{"$f":"IF($E4271=DataInput!$B4270,DataInput!H4270,NA())","v":2017},{"$f":"IF($E4271=DataInput!$B4270,DataInput!I4270,NA())","v":"POE50"},{"$f":"IF($E4271=DataInput!$B4270,DataInput!J4270,NA())","v":14.24138421},{"$f":"IF($E4271=DataInput!$B4270,DataInput!K4270,NA())","v":0.92587408500000001},null,null,"VIC Fishermans Bend (Powercor) 66 kV",null,null,null,null,false,null,null,{"$error":"#N/A"},{"$error":"#N/A"},{"$error":"#N/A"},{"$error":"#N/A"},{"$error":"#N/A"},{"$error":"#N/A"},{"$error":"#N/A"},{"$error":"#N/A"},{"$error":"#N/A"},{"$error":"#N/A"}]
[null,{"$f":"IF(DataInput!B4301=$B$8,IF($B$9=$B$10,TRUE,IF(DataInput!E4301=$B$9,TRUE,FALSE)))","v":true},null,null,{"$f":"IF(B4302=TRUE,DataInput!B4301,NA())","v":"VIC"},{"$f":"IF($E4302=DataInput!$B4301,DataInput!C4301,NA())","v":"FVTS220"},{"$f":"IF($E4302=DataInput!$B4301,DataInput!D4301,NA())","v":"Fosterville 220 kV"},{"$f":"IF($E4302=DataInput!$B4301,DataInput!E4301,NA())","v":"Direct connect"},{"$f":"IF($E4302=DataInput!$B4301,DataInput!F4301,NA())","v":"Summer"},{"$f":"IF($E4302=DataInput!$B4301,DataInput!G4301,NA())","v":"Non-Coincident"},{"$f":"IF($E4302=DataInput!$B4301,DataInput!H4301,NA())","v":2006},{"$f":"IF($E4302=DataInput!$B4301,DataInput!I4301,NA())","v":"TempCorrActualPOE10"},{"$f":"IF($E4302=DataInput!$B4301,DataInput!J4301,NA())","v":8.7414456230000006},{"$f":"IF($E4302=DataInput!$B4301,DataInput!K4301,NA())","v":"NA"},null,null,"VIC Fosterville 220 kV",null,null,null,null,false,null,null,{"$error":"#N/A"},{"$error":"#N/A"},{"$error":"#N/A"},{"$error":"#N/A"},{"$error":"#N/A"},{"$error":"#N/A"},{"$error":"#N/A"},{"$error":"#N/A"},{"$error":"#N/A"},{"$error":"#N/A"}]
[null,{"$f":"IF(DataInput!B4332=$B$8,IF($B$9=$B$10,TRUE,IF(DataInput!E4332=$B$9,TRUE,FALSE)))","v":true},null,null,{"$f":"IF(B4333=TRUE,DataInput!B4332,NA())","v":"VIC"},{"$f":"IF($E4333=DataInput!$B4332,DataInput!C4332,NA())","v":"FVTS220"},{"$f":"IF($E4333=DataInput!$B4332,DataInput!D4332,NA())","v":"Fosterville 220 kV"},{"$f":"IF($E4333=DataInput!$B4332,DataInput!E4332,NA())","v":"Direct connect"},{"$f":"IF($E4333=DataInput!$B4332,DataInput!F4332,NA())","v":"Summer"},{"$f":"IF($E4333=DataInput!$B4332,DataInput!G4332,NA())","v":"Non-Coincident"},{"$f":"IF($E4333=DataInput!$B4332,DataInput!H4332,NA())","v":2011},{"$f":"IF($E4333=DataInput!$B4332,DataInput!I4332,NA())","v":"TempCorrActualPOE50"},{"$f":"IF($E4333=DataInput!$B4332,DataInput!J4332,NA())","v":11.46686468},{"$f":"IF($E4333=DataInput!$B4332,DataInput!K4332,NA())","v":"NA"},null,null,"VIC Fosterville 220 kV",null,null,null,null,false,null,null,{"$error":"#N/A"},{"$error":"#N/A"},{"$error":"#N/A"},{"$error":"#N/A"},{"$error":"#N/A"},{"$error":"#N/A"},{"$error":"#N/A"},{"$error":"#N/A"},{"$error":"#N/A"},{"$error":"#N/A"}]
[null,{"$f":"IF(DataInput!B4348=$B$8,IF($B$9=$B$10,TRUE,IF(DataInput!E4348=$B$9,TRUE,FALSE)))","v":true},null,null,{"$f":"IF(B4349=TRUE,DataInput!B4348,NA())","v":"VIC"},{"$f":"IF($E4349=DataInput!$B4348,DataInput!C4348,NA())","v":"FVTS220"},{"$f":"IF($E4349=DataInput!$B4348,DataInput!D4348,NA())","v":"Fosterville 220 kV"},{"$f":"IF($E4349=DataInput!$B4348,DataInput!E4348,NA())","v":"Direct connect"},{"$f":"IF($E4349=DataInput!$B4348,DataInput!F4348,NA())","v":"Summer"},{"$f":"IF($E4349=DataInput!$B4348,DataInput!G4348,NA())","v":"Coincident"},{"$f":"IF($E4349=DataInput!$B4348,DataInput!H4348,NA())","v":2014},{"$f":"IF($E4349=DataInput!$B4348,DataInput!I4348,NA())","v":"TempCorrActualPOE50"},{"$f":"IF($E4349=DataInput!$B4348,DataInput!J4348,NA())","v":11.17718035},{"$f":"IF($E4349=DataInput!$B4348,DataInput!K4348,NA())","v":"NA"},null,null,"VIC Fosterville 220 kV",null,null,null,null,false,null,null,{"$error":"#N/A"},{"$f":"IF($V4349=TRUE,F4349,NA())","v":{"$error":"#N/A"}},{"$f":"IF($V4349=TRUE,G4349,NA())","v":{"$error":"#N/A"}},{"$f":"IF($V4349=TRUE,H4349,NA())","v":{"$error":"#N/A"}},{"$f":"IF($V4349=TRUE,I4349,NA())","v":{"$error":"#N/A"}},{"$f":"IF($V4349=TRUE,J4349,NA())","v":{"$error":"#N/A"}},{"$f":"IF($V4349=TRUE,K4349,NA())","v":{"$error":"#N/A"}},{"$f":"IF($V4349=TRUE,L4349,NA())","v":{"$error":"#N/A"}},{"$f":"IF($V4349=TRUE,M4349,NA())","v":{"$error":"#N/A"}},{"$f":"IF($V4349=TRUE,N4349,NA())","v":{"$error":"#N/A"}}]
[null,{"$f":"IF(DataInput!B4380=$B$8,IF($B$9=$B$10,TRUE,IF(DataInput!E4380=$B$9,TRUE,FALSE)))","v":true},null,null,{"$f":"IF(B4381=TRUE,DataInput!B4380,NA())","v":"VIC"},{"$f":"IF($E4381=DataInput!$B4380,DataInput!C4380,NA())","v":"FVTS220"},{"$f":"IF($E4381=DataInput!$B4380,DataInput!D4380,NA())","v":"Fosterville 220 kV"},{"$f":"IF($E4381=DataInput!$B4380,DataInput!E4380,NA())","v":"Direct connect"},{"$f":"IF($E4381=DataInput!$B4380,DataInput!F4380,NA())","v":"Summer"},{"$f":"IF($E4381=DataInput!$B4380,DataInput!G4380,NA())","v":"Non-Coincident"},{"$f":"IF($E4381=DataInput!$B4380,DataInput!H4380,NA())","v":2021},{"$f":"IF($E4381=DataInput!$B4380,DataInput!I4380,NA())","v":"POE50"},{"$f":"IF($E4381=DataInput!$B4380,DataInput!J4380,NA())","v":13.53637309},{"$f":"IF($E4381=DataInput!$B4380,DataInput!K4380,NA())","v":0.91876589600000003},null,null,"VIC Fosterville 220 kV",null,null,null,null,false,null,null,{"$error":"#N/A"},{"$error":"#N/A"},{"$error":"#N/A"},{"$error":"#N/A"},{"$error":"#N/A"},{"$error":"#N/A"},{"$error":"#N/A"},{"$error":"#N/A"},{"$error":"#N/A"},{"$error":"#N/A"}]
[null,{"$f":"IF(DataInput!B4398=$B$8,IF($B$9=$B$10,TRUE,IF(DataInput!E4398=$B$9,TRUE,FALSE)))","v":true},null,null,{"$f":"IF(B4399=TRUE,DataInput!B4398,NA())","v":"VIC"},{"$f":"IF($E4399=DataInput!$B4398,DataInput!C4398,NA())","v":"FVTS220"},{"$f":"IF($E4399=DataInput!$B4398,DataInput!D4398,NA())","v":"Fosterville 220 kV"},{"$f":"IF($E4399=DataInput!$B4398,DataInput!E4398,NA())","v":"Direct connect"},{"$f":"IF($E4399=DataInput!$B4398,DataInput!F4398,NA())","v":"Summer"},{"$f":"IF($E4399=DataInput!$B4398,DataInput!G4398,NA())","v":"Coincident"},{"$f":"IF($E4399=DataInput!$B4398,DataInput!H4398,NA())","v":2025},{"$f":"IF($E4399=DataInput!$B4398,DataInput!I4398,NA())","v":"POE50"},{"$f":"IF($E4399=DataInput!$B4398,DataInput!J4398,NA())","v":12.571587729999999},{"$f":"IF($E4399=DataInput!$B4398,DataInput!K4398,NA())","v":0.91876589600000003},null,null,"VIC Fosterville 220 kV",null,null,null,null,false,null,null,{"$error":"#N/A"},{"$error":"#N/A"},{"$error":"#N/A"},{"$error":"#N/A"},{"$error":"#N/A"},{"$error":"#N/A"},{"$error":"#N/A"},{"$error":"#N/A"},{"$error":"#N/A"},{"$error":"#N/A"}]
[null,{"$f":"IF(DataInput!B4429=$B$8,IF($B$9=$B$10,TRUE,IF(DataInput!E4429=$B$9,TRUE,FALSE)))","v":true},null,null,{"$f":"IF(B4430=TRUE,DataInput!B4429,NA())","v":"VIC"},{"$f":"IF($E4430=DataInput!$B4429,DataInput!C4429,NA())","v":"FVTS220"},{"$f":"IF($E4430=DataInput!$B4429,DataInput!D4429,NA())","v":"Fosterville 220 kV"},{"$f":"IF($E4430=DataInput!$B4429,DataInput!E4429,NA())","v":"Direct connect"},{"$f":"IF($E4430=DataInput!$B4429,DataInput!F4429,NA())","v":"Winter"},{"$f":"IF($E4430=DataInput!$B4429,DataInput!G4429,NA())","v":"Coincident"},{"$f":"IF($E4430=DataInput!$B4429,DataInput!H4429,NA())","v":2010},{"$f":"IF($E4430=DataInput!$B4429,DataInput!I4429,NA())","v":"TempCorrActualPOE10"},{"$f":"IF($E4430=DataInput!$B4429,DataInput!J4429,NA())","v":11.2805088},{"$f":"IF($E4430=DataInput!$B4429,DataInput!K4429,NA())","v":"NA"},null,null,"VIC Fosterville 220 kV",null,null,null,null,false,null,null,{"$error":"#N/A"},{"$error":"#N/A"},{"$error":"#N/A"},{"$error":"#N/A"},{"$error":"#N/A"},{"$error":"#N/A"},{"$error":"#N/A"},{"$error":"#N/A"},{"$error":"#N/A"},{"$error":"#N/A"}]
[null,{"$f":"IF(DataInput!B4471=$B$8,IF($B$9=$B$10,TRUE,IF(DataInput!E4471=$B$9,TRUE,FALSE)))","v":true},null,null,{"$f":"IF(B4472=TRUE,DataInput!B4471,NA())","v":"VIC"},{"$f":"IF($E4472=DataInput!$B4471,DataInput!C4471,NA())","v":"FVTS220"},{"$f":"IF($E4472=DataInput!$B4471,DataInput!D4471,NA())","v":"Fosterville 220 kV"},{"$f":"IF($E4472=DataInput!$B4471,DataInput!E4471,NA())","v":"Direct connect"},{"$f":"IF($E4472=DataInput!$B4471,DataInput!F4471,NA())","v":"Winter"},{"$f":"IF($E4472=DataInput!$B4471,DataInput!G4471,NA())","v":"Non-Coincident"},{"$f":"IF($E4472=DataInput!$B4471,DataInput!H4471,NA())","v":2018},{"$f":"IF($E4472=DataInput!$B4471,DataInput!I4471,NA())","v":"POE10"},{"$f":"IF($E4472=DataInput!$B4471,DataInput!J4471,NA())","v":13.5},{"$f":"IF($E4472=DataInput!$B4471,DataInput!K4471,NA())","v":0.91730982299999997},null,null,"VIC Fosterville 220 kV",null,null,null,null,false,null,null,{"$error":"#N/A"},{"$error":"#N/A"},{"$error":"#N/A"},{"$error":"#N/A"},{"$error":"#N/A"},{"$error":"#N/A"},{"$error":"#N/A"},{"$error":"#N/A"},{"$error":"#N/A"},{"$error":"#N/A"}]
[null,{"$f":"IF(DataInput!B4506=$B$8,IF($B$9=$B$10,TRUE,IF(DataInput!E4506=$B$9,TRUE,FALSE)))","v":true},null,null,{"$f":"IF(B4507=TRUE,DataInput!B4506,NA())","v":"VIC"},{"$f":"IF($E4507=DataInput!$B4506,DataInput!C4506,NA())","v":"GNTS66"},{"$f":"IF($E4507=DataInput!$B4506,DataInput!D4506,NA())","v":"Glenrowan (AusNet) 66 kV"},{"$f":"IF($E4507=DataInput!$B4506,DataInput!E4506,NA())","v":"AusNet"},{"$f":"IF($E4507=DataInput!$B4506,DataInput!F4506,NA())","v":"Summer"},{"$f":"IF($E4507=DataInput!$B4506,DataInput!G4506,NA())","v":"Coincident"},{"$f":"IF($E4507=DataInput!$B4506,DataInput!H4506,NA())","v":2007},{"$f":"IF($E4507=DataInput!$B4506,DataInput!I4506,NA())","v":"TempCorrActualPOE50"},{"$f":"IF($E4507=DataInput!$B4506,DataInput!J4506,NA())","v":77.781848550000007},{"$f":"IF($E4507=DataInput!$B4506,DataInput!K4506,NA())","v":"NA"},null,null,"VIC Glenrowan (AusNet) 66 kV",null,null,null,null,false,null,null,{"$error":"#N/A"},{"$error":"#N/A"},{"$error":"#N/A"},{"$error":"#N/A"},{"$error":"#N/A"},{"$error":"#N/A"},{"$error":"#N/A"},{"$error":"#N/A"},{"$error":"#N/A"},{"$error":"#N/A"}]
[null,{"$f":"IF(DataInput!B4508=$B$8,IF($B$9=$B$10,TRUE,IF(DataInput!E4508=$B$9,TRUE,FALSE)))","v":true},null,null,{"$f":"IF(B4509=TRUE,DataInput!B4508,NA())","v":"VIC"},{"$f":"IF($E4509=DataInput!$B4508,DataInput!C4508,NA())","v":"GNTS66"},{"$f":"IF($E4509=DataInput!$B4508,DataInput!D4508,NA())","v":"Glenrowan (AusNet) 66 kV"},{"$f":"IF($E4509=DataInput!$B4508,DataInput!E4508,NA())","v":"AusNet"},{"$f":"IF($E4509=DataInput!$B4508,DataInput!F4508,NA())","v":"Summer"},{"$f":"IF($E4509=DataInput!$B4508,DataInput!G4508,NA())","v":"Non-Coincident"},{"$f":"IF($E4509=DataInput!$B4508,DataInput!H4508,NA())","v":2007},{"$f":"IF($E4509=DataInput!$B4508,DataInput!I4508,NA())","v":"TempCorrActualPOE50"},{"$f":"IF($E4509=DataInput!$B4508,DataInput!J4508,NA())","v":94.568334620000002},{"$f":"IF($E4509=DataInput!$B4508,DataInput!K4508,NA())","v":"NA"},null,null,"VIC Glenrowan (AusNet) 66 kV",null,null,null,null,false,null,null,{"$error":"#N/A"},{"$error":"#N/A"},{"$error":"#N/A"},{"$error":"#N/A"},{"$error":"#N/A"},{"$error":"#N/A"},{"$error":"#N/A"},{"$error":"#N/A"},{"$error":"#N/A"},{"$error":"#N/A"}]
[null,{"$f":"IF(DataInput!B4539=$B$8,IF($B$9=$B$10,TRUE,IF(DataInput!E4539=$B$9,TRUE,FALSE)))","v":true},null,null,{"$f":"IF(B4540=TRUE,DataInput!B4539,NA())","v":"VIC"},{"$f":"IF($E4540=DataInput!$B4539,DataInput!C4539,NA())","v":"GNTS66"},{"$f":"IF($E4540=DataInput!$B4539,DataInput!D4539,NA())","v":"Glenrowan (AusNet) 66 kV"},{"$f":"IF($E4540=DataInput!$B4539,DataInput!E4539,NA())","v":"AusNet"},{"$f":"IF($E4540=DataInput!$B4539,DataInput!F4539,NA())","v":"Summer"},{"$f":"IF($E4540=DataInput!$B4539,DataInput!G4539,NA())","v":"Coincident"},{"$f":"IF($E4540=DataInput!$B4539,DataInput!H4539,NA())","v":2012},{"$f":"IF($E4540=DataInput!$B4539,DataInput!I4539,NA())","v":"Actual"},{"$f":"IF($E4540=DataInput!$B4539,DataInput!J4539,NA())","v":75.259568000000002},{"$f":"IF($E4540=DataInput!$B4539,DataInput!K4539,NA())","v":"NA"},null,null,"VIC Glenrowan (AusNet) 66 kV",null,null,null,null,false,null,null,{"$error":"#N/A"},{"$error":"#N/A"},{"$error":"#N/A"},{"$error":"#N/A"},{"$error":"#N/A"},{"$error":"#N/A"},{"$error":"#N/A"},{"$error":"#N/A"},{"$error":"#N/A"},{"$error":"#N/A"}]
[null,{"$f":"IF(DataInput!B4586=$B$8,IF($B$9=$B$10,TRUE,IF(DataInput!E4586=$B$9,TRUE,FALSE)))","v":true},null,null,{"$f":"IF(B4587=TRUE,DataInput!B4586,NA())","v":"VIC"},{"$f":"IF($E4587=DataInput!$B4586,DataInput!C4586,NA())","v":"GNTS66"},{"$f":"IF($E4587=DataInput!$B4586,DataInput!D4586,NA())","v":"Glenrowan (AusNet) 66 kV"},{"$f":"IF($E4587=DataInput!$B4586,DataInput!E4586,NA())","v":"AusNet"},{"$f":"IF($E4587=DataInput!$B4586,DataInput!F4586,NA())","v":"Summer"},{"$f":"IF($E4587=DataInput!$B4586,DataInput!G4586,NA())","v":"Coincident"},{"$f":"IF($E4587=DataInput!$B4586,DataInput!H4586,NA())","v":2022},{"$f":"IF($E4587=DataInput!$B4586,DataInput!I4586,NA())","v":"POE50"},{"$f":"IF($E4587=DataInput!$B4586,DataInput!J4586,NA())","v":68.078756470000002},{"$f":"IF($E4587=DataInput!$B4586,DataInput!K4586,NA())","v":0.76231433599999998},null,null,"VIC Glenrowan (AusNet) 66 kV",null,null,null,null,false,null,null,{"$error":"#N/A"},{"$error":"#N/A"},{"$error":"#N/A"},{"$error":"#N/A"},{"$error":"#N/A"},{"$error":"#N/A"},{"$error":"#N/A"},{"$error":"#N/A"},{"$error":"#N/A"},{"$error":"#N/A"}]
[null,{"$f":"IF(DataInput!B4600=$B$8,IF($B$9=$B$10,TRUE,IF(DataInput!E4600=$B$9,TRUE,FALSE)))","v":true},null,null,{"$f":"IF(B4601=TRUE,DataInput!B4600,NA())","v":"VIC"},{"$f":"IF($E4601=DataInput!$B4600,DataInput!C4600,NA())","v":"GNTS66"},{"$f":"IF($E4601=DataInput!$B4600,DataInput!D4600,NA())","v":"Glenrowan (AusNet) 66 kV"},{"$f":"IF($E4601=DataInput!$B4600,DataInput!E4600,NA())","v":"AusNet"},{"$f":"IF($E4601=DataInput!$B4600,DataInput!F4600,NA())","v":"Winter"},{"$f":"IF($E4601=DataInput!$B4600,DataInput!G4600,NA())","v":"Coincident"},{"$f":"IF($E4601=DataInput!$B4600,DataInput!H4600,NA())","v":2005},{"$f":"IF($E4601=DataInput!$B4600,DataInput!I4600,NA())","v":"TempCorrActualPOE50"},{"$f":"IF($E4601=DataInput!$B4600,DataInput!J4600,NA())","v":87.133450190000005},{"$f":"IF($E4601=DataInput!$B4600,DataInput!K4600,NA())","v":"NA"},null,null,"VIC Glenrowan (AusNet) 66 kV",null,null,null,null,false,null,null,{"$error":"#N/A"},{"$error":"#N/A"},{"$error":"#N/A"},{"$error":"#N/A"},{"$error":"#N/A"},{"$error":"#N/A"},{"$error":"#N/A"},{"$error":"#N/A"},{"$error":"#N/A"},{"$error":"#N/A"}]
[null,{"$f":"IF(DataInput!B4634=$B$8,IF($B$9=$B$10,TRUE,IF(DataInput!E4634=$B$9,TRUE,FALSE)))","v":true},null,null,{"$f":"IF(B4635=TRUE,DataInput!B4634,NA())","v":"VIC"},{"$f":"IF($E4635=DataInput!$B4634,DataInput!C4634,NA())","v":"GNTS66"},{"$f":"IF($E4635=DataInput!$B4634,DataInput!D4634,NA())","v":"Glenrowan (AusNet) 66 kV"},{"$f":"IF($E4635=DataInput!$B4634,DataInput!E4634,NA())","v":"AusNet"},{"$f":"IF($E4635=DataInput!$B4634,DataInput!F4634,NA())","v":"Winter"},{"$f":"IF($E4635=DataInput!$B4634,DataInput!G4634,NA())","v":"Non-Coincident"},{"$f":"IF($E4635=DataInput!$B4634,DataInput!H4634,NA())","v":2010},{"$f":"IF($E4635=DataInput!$B4634,DataInput!I4634,NA())","v":"Actual"},{"$f":"IF($E4635=DataInput!$B4634,DataInput!J4634,NA())","v":105.687096},{"$f":"IF($E4635=DataInput!$B4634,DataInput!K4634,NA())","v":"NA"},null,null,"VIC Glenrowan (AusNet) 66 kV",null,null,null,null,false,null,null,{"$error":"#N/A"},{"$error":"#N/A"},{"$error":"#N/A"},{"$error":"#N/A"},{"$error":"#N/A"},{"$error":"#N/A"},{"$error":"#N/A"},{"$error":"#N/A"},{"$error":"#N/A"},{"$error":"#N/A"}]
[null,{"$f":"IF(DataInput!B4665=$B$8,IF($B$9=$B$10,TRUE,IF(DataInput!E4665=$B$9,TRUE,FALSE)))","v":true},null,null,{"$f":"IF(B4666=TRUE,DataInput!B4665,NA())","v":"VIC"},{"$f":"IF($E4666=DataInput!$B4665,DataInput!C4665,NA())","v":"GNTS66"},{"$f":"IF($E4666=DataInput!$B4665,DataInput!D4665,NA())","v":"Glenrowan (AusNet) 66 kV"},{"$f":"IF($E4666=DataInput!$B4665,DataInput!E4665,NA())","v":"AusNet"},{"$f":"IF($E4666=DataInput!$B4665,DataInput!F4665,NA())","v":"Winter"},{"$f":"IF($E4666=DataInput!$B4665,DataInput!G4665,NA())","v":"Coincident"},{"$f":"IF($E4666=DataInput!$B4665,DataInput!H4665,NA())","v":2016},{"$f":"IF($E4666=DataInput!$B4665,DataInput!I4665,NA())","v":"POE10"},{"$f":"IF($E4666=DataInput!$B4665,DataInput!J4665,NA())","v":75.707517699999997},{"$f":"IF($E4666=DataInput!$B4665,DataInput!K4665,NA())","v":0.84429949500000001},null,null,"VIC Glenrowan (AusNet) 66 kV",null,null,null,null,false,null,null,{"$error":"#N/A"},{"$error":"#N/A"},{"$error":"#N/A"},{"$error":"#N/A"},{"$error":"#N/A"},{"$error":"#N/A"},{"$error":"#N/A"},{"$error":"#N/A"},{"$error":"#N/A"},{"$error":"#N/A"}]
[null,{"$f":"IF(DataInput!B4696=$B$8,IF($B$9=$B$10,TRUE,IF(DataInput!E4696=$B$9,TRUE,FALSE)))","v":true},null,null,{"$f":"IF(B4697=TRUE,DataInput!B4696,NA())","v":"VIC"},{"$f":"IF($E4697=DataInput!$B4696,DataInput!C4696,NA())","v":"GNTS66"},{"$f":"IF($E4697=DataInput!$B4696,DataInput!D4696,NA())","v":"Glenrowan (AusNet) 66 kV"},{"$f":"IF($E4697=DataInput!$B4696,DataInput!E4696,NA())","v":"AusNet"},{"$f":"IF($E4697=DataInput!$B4696,DataInput!F4696,NA())","v":"Winter"},{"$f":"IF($E4697=DataInput!$B4696,DataInput!G4696,NA())","v":"Non-Coincident"},{"$f":"IF($E4697=DataInput!$B4696,DataInput!H4696,NA())","v":2024},{"$f":"IF($E4697=DataInput!$B4696,DataInput!I4696,NA())","v":"POE50"},{"$f":"IF($E4697=DataInput!$B4696,DataInput!J4696,NA())","v":82.943914000000007},{"$f":"IF($E4697=DataInput!$B4696,DataInput!K4696,NA())","v":0.83070392800000004},null,null,"VIC Glenrowan (AusNet) 66 kV",null,null,null,null,false,null,null,{"$error":"#N/A"},{"$error":"#N/A"},{"$error":"#N/A"},{"$error":"#N/A"},{"$error":"#N/A"},{"$error":"#N/A"},{"$error":"#N/A"},{"$error":"#N/A"},{"$error":"#N/A"},{"$error":"#N/A"}]
[null,{"$f":"IF(DataInput!B4727=$B$8,IF($B$9=$B$10,TRUE,IF(DataInput!E4727=$B$9,TRUE,FALSE)))","v":true},null,null,{"$f":"IF(B4728=TRUE,DataInput!B4727,NA())","v":"VIC"},{"$f":"IF($E4728=DataInput!$B4727,DataInput!C4727,NA())","v":"GTS1266"},{"$f":"IF($E4728=DataInput!$B4727,DataInput!D4727,NA())","v":"Geelong 12 (Powercor) 66 kV"},{"$f":"IF($E4728=DataInput!$B4727,DataInput!E4727,NA())","v":"Powercor"},{"$f":"IF($E4728=DataInput!$B4727,DataInput!F4727,NA())","v":"Summer"},{"$f":"IF($E4728=DataInput!$B4727,DataInput!G4727,NA())","v":"Coincident"},{"$f":"IF($E4728=DataInput!$B4727,DataInput!H4727,NA())","v":2010},{"$f":"IF($E4728=DataInput!$B4727,DataInput!I4727,NA())","v":"Actual"},{"$f":"IF($E4728=DataInput!$B4727,DataInput!J4727,NA())","v":167.22528},{"$f":"IF($E4728=DataInput!$B4727,DataInput!K4727,NA())","v":"NA"},null,null,"VIC Geelong 12 (Powercor) 66 kV",null,null,null,null,false,null,null,{"$error":"#N/A"},{"$error":"#N/A"},{"$error":"#N/A"},{"$error":"#N/A"},{"$error":"#N/A"},{"$error":"#N/A"},{"$error":"#N/A"},{"$error":"#N/A"},{"$error":"#N/A"},{"$error":"#N/A"}]
[null,{"$f":"IF(DataInput!B4744=$B$8,IF($B$9=$B$10,TRUE,IF(DataInput!E4744=$B$9,TRUE,FALSE)))","v":true},null,null,{"$f":"IF(B4745=TRUE,DataInput!B4744,NA())","v":"VIC"},{"$f":"IF($E4745=DataInput!$B4744,DataInput!C4744,NA())","v":"GTS1266"},{"$f":"IF($E4745=DataInput!$B4744,DataInput!D4744,NA())","v":"Geelong 12 (Powercor) 66 kV"},{"$f":"IF($E4745=DataInput!$B4744,DataInput!E4744,NA())","v":"Powercor"},{"$f":"IF($E4745=DataInput!$B4744,DataInput!F4744,NA())","v":"Summer"},{"$f":"IF($E4745=DataInput!$B4744,DataInput!G4744,NA())","v":"Non-Coincident"},{"$f":"IF($E4745=DataInput!$B4744,DataInput!H4744,NA())","v":2013},{"$f":"IF($E4745=DataInput!$B4744,DataInput!I4744,NA())","v":"TempCorrActualPOE50"},{"$f":"IF($E4745=DataInput!$B4744,DataInput!J4744,NA())","v":162.15884370000001},{"$f":"IF($E4745=DataInput!$B4744,DataInput!K4744,NA())","v":"NA"},null,null,"VIC Geelong 12 (Powercor) 66 kV",null,null,null,null,false,null,null,{"$error":"#N/A"},{"$error":"#N/A"},{"$error":"#N/A"},{"$error":"#N/A"},{"$error":"#N/A"},{"$error":"#N/A"},{"$error":"#N/A"},{"$error":"#N/A"},{"$error":"#N/A"},{"$error":"#N/A"}]
[null,{"$f":"IF(DataInput!B4791=$B$8,IF($B$9=$B$10,TRUE,IF(DataInput!E4791=$B$9,TRUE,FALSE)))","v":true},null,null,{"$f":"IF(B4792=TRUE,DataInput!B4791,NA())","v":"VIC"},{"$f":"IF($E4792=DataInput!$B4791,DataInput!C4791,NA())","v":"GTS1266"},{"$f":"IF($E4792=DataInput!$B4791,DataInput!D4791,NA())","v":"Geelong 12 (Powercor) 66 kV"},{"$f":"IF($E4792=DataInput!$B4791,DataInput!E4791,NA())","v":"Powercor"},{"$f":"IF($E4792=DataInput!$B4791,DataInput!F4791,NA())","v":"Summer"},{"$f":"IF($E4792=DataInput!$B4791,DataInput!G4791,NA())","v":"Non-Coincident"},{"$f":"IF($E4792=DataInput!$B4791,DataInput!H4791,NA())","v":2024},{"$f":"IF($E4792=DataInput!$B4791,DataInput!I4791,NA())","v":"POE10"},{"$f":"IF($E4792=DataInput!$B4791,DataInput!J4791,NA())","v":203.739778},{"$f":"IF($E4792=DataInput!$B4791,DataInput!K4791,NA())","v":0.85552940300000002},null,null,"VIC Geelong 12 (Powercor) 66 kV",null,null,null,null,false,null,null,{"$error":"#N/A"},{"$error":"#N/A"},{"$error":"#N/A"},{"$error":"#N/A"},{"$error":"#N/A"},{"$error":"#N/A"},{"$error":"#N/A"},{"$error":"#N/A"},{"$error":"#N/A"},{"$error":"#N/A"}]
[null,{"$f":"IF(DataInput!B4822=$B$8,IF($B$9=$B$10,TRUE,IF(DataInput!E4822=$B$9,TRUE,FALSE)))","v":true},null,null,{"$f":"IF(B4823=TRUE,DataInput!B4822,NA())","v":"VIC"},{"$f":"IF($E4823=DataInput!$B4822,DataInput!C4822,NA())","v":"GTS1266"},{"$f":"IF($E4823=DataInput!$B4822,DataInput!D4822,NA())","v":"Geelong 12 (Powercor) 66 kV"},{"$f":"IF($E4823=DataInput!$B4822,DataInput!E4822,NA())","v":"Powercor"},{"$f":"IF($E4823=DataInput!$B4822,DataInput!F4822,NA())","v":"Winter"},{"$f":"IF($E4823=DataInput!$B4822,DataInput!G4822,NA())","v":"Non-Coincident"},{"$f":"IF($E4823=DataInput!$B4822,DataInput!H4822,NA())","v":2008},{"$f":"IF($E4823=DataInput!$B4822,DataInput!I4822,NA())","v":"Actual"},{"$f":"IF($E4823=DataInput!$B4822,DataInput!J4822,NA())","v":155.066936},{"$f":"IF($E4823=DataInput!$B4822,DataInput!K4822,NA())","v":"NA"},null,null,"VIC Geelong 12 (Powercor) 66 kV",null,null,null,null,false,null,null,{"$error":"#N/A"},{"$error":"#N/A"},{"$error":"#N/A"},{"$error":"#N/A"},{"$error":"#N/A"},{"$error":"#N/A"},{"$error":"#N/A"},{"$error":"#N/A"},{"$error":"#N/A"},{"$error":"#N/A"}]
[null,{"$f":"IF(DataInput!B4850=$B$8,IF($B$9=$B$10,TRUE,IF(DataInput!E4850=$B$9,TRUE,FALSE)))","v":true},null,null,{"$f":"IF(B4851=TRUE,DataInput!B4850,NA())","v":"VIC"},{"$f":"IF($E4851=DataInput!$B4850,DataInput!C4850,NA())","v":"GTS1266"},{"$f":"IF($E4851=DataInput!$B4850,DataInput!D4850,NA())","v":"Geelong 12 (Powercor) 66 kV"},{"$f":"IF($E4851=DataInput!$B4850,DataInput!E4850,NA())","v":"Powercor"},{"$f":"IF($E4851=DataInput!$B4850,DataInput!F4850,NA())","v":"Winter"},{"$f":"IF($E4851=DataInput!$B4850,DataInput!G4850,NA())","v":"Non-Coincident"},{"$f":"IF($E4851=DataInput!$B4850,DataInput!H4850,NA())","v":2013},{"$f":"IF($E4851=DataInput!$B4850,DataInput!I4850,NA())","v":"TempCorrActualPOE50"},{"$f":"IF($E4851=DataInput!$B4850,DataInput!J4850,NA())","v":147.81963329999999},{"$f":"IF($E4851=DataInput!$B4850,DataInput!K4850,NA())","v":"NA"},null,null,"VIC Geelong 12 (Powercor) 66 kV",null,null,null,null,false,null,null,{"$error":"#N/A"},{"$error":"#N/A"},{"$error":"#N/A"},{"$error":"#N/A"},{"$error":"#N/A"},{"$error":"#N/A"},{"$error":"#N/A"},{"$error":"#N/A"},{"$error":"#N/A"},{"$error":"#N/A"}]
[null,{"$f":"IF(DataInput!B4870=$B$8,IF($B$9=$B$10,TRUE,IF(DataInput!E4870=$B$9,TRUE,FALSE)))","v":true},null,null,{"$f":"IF(B4871=TRUE,DataInput!B4870,NA())","v":"VIC"},{"$f":"IF($E4871=DataInput!$B4870,DataInput!C4870,NA())","v":"GTS1266"},{"$f":"IF($E4871=DataInput!$B4870,DataInput!D4870,NA())","v":"Geelong 12 (Powercor) 66 kV"},{"$f":"IF($E4871=DataInput!$B4870,DataInput!E4870,NA())","v":"Powercor"},{"$f":"IF($E4871=DataInput!$B4870,DataInput!F4870,NA())","v":"Winter"},{"$f":"IF($E4871=DataInput!$B4870,DataInput!G4870,NA())","v":"Coincident"},{"$f":"IF($E4871=DataInput!$B4870,DataInput!H4870,NA())","v":2017},{"$f":"IF($E4871=DataInput!$B4870,DataInput!I4870,NA())","v":"POE50"},{"$f":"IF($E4871=DataInput!$B4870,DataInput!J4870,NA())","v":166.00525429999999},{"$f":"IF($E4871=DataInput!$B4870,DataInput!K4870,NA())","v":0.860252146},null,null,"VIC Geelong 12 (Powercor) 66 kV",null,null,null,null,false,null,null,{"$error":"#N/A"},{"$error":"#N/A"},{"$error":"#N/A"},{"$error":"#N/A"},{"$error":"#N/A"},{"$error":"#N/A"},{"$error":"#N/A"},{"$error":"#N/A"},{"$error":"#N/A"},{"$error":"#N/A"}]
[null,{"$f":"IF(DataInput!B4901=$B$8,IF($B$9=$B$10,TRUE,IF(DataInput!E4901=$B$9,TRUE,FALSE)))","v":true},null,null,{"$f":"IF(B4902=TRUE,DataInput!B4901,NA())","v":"VIC"},{"$f":"IF($E4902=DataInput!$B4901,DataInput!C4901,NA())","v":"GTS3466"},{"$f":"IF($E4902=DataInput!$B4901,DataInput!D4901,NA())","v":"Geelong 34 (Powercor) 66 kV"},{"$f":"IF($E4902=DataInput!$B4901,DataInput!E4901,NA())","v":"Powercor"},{"$f":"IF($E4902=DataInput!$B4901,DataInput!F4901,NA())","v":"Summer"},{"$f":"IF($E4902=DataInput!$B4901,DataInput!G4901,NA())","v":"Non-Coincident"},{"$f":"IF($E4902=DataInput!$B4901,DataInput!H4901,NA())","v":2006},{"$f":"IF($E4902=DataInput!$B4901,DataInput!I4901,NA())","v":"TempCorrActualPOE10"},{"$f":"IF($E4902=DataInput!$B4901,DataInput!J4901,NA())","v":228.477394},{"$f":"IF($E4902=DataInput!$B4901,DataInput!K4901,NA())","v":"NA"},null,null,"VIC Geelong 34 (Powercor) 66 kV",null,null,null,null,false,null,null,{"$error":"#N/A"},{"$error":"#N/A"},{"$error":"#N/A"},{"$error":"#N/A"},{"$error":"#N/A"},{"$error":"#N/A"},{"$error":"#N/A"},{"$error":"#N/A"},{"$error":"#N/A"},{"$error":"#N/A"}]
[null,{"$f":"IF(DataInput!B4932=$B$8,IF($B$9=$B$10,TRUE,IF(DataInput!E4932=$B$9,TRUE,FALSE)))","v":true},null,null,{"$f":"IF(B4933=TRUE,DataInput!B4932,NA())","v":"VIC"},{"$f":"IF($E4933=DataInput!$B4932,DataInput!C4932,NA())","v":"GTS3466"},{"$f":"IF($E4933=DataInput!$B4932,DataInput!D4932,NA())","v":"Geelong 34 (Powercor) 66 kV"},{"$f":"IF($E4933=DataInput!$B4932,DataInput!E4932,NA())","v":"Powercor"},{"$f":"IF($E4933=DataInput!$B4932,DataInput!F4932,NA())","v":"Summer"},{"$f":"IF($E4933=DataInput!$B4932,DataInput!G4932,NA())","v":"Non-Coincident"},{"$f":"IF($E4933=DataInput!$B4932,DataInput!H4932,NA())","v":2011},{"$f":"IF($E4933=DataInput!$B4932,DataInput!I4932,NA())","v":"TempCorrActualPOE50"},{"$f":"IF($E4933=DataInput!$B4932,DataInput!J4932,NA())","v":231.38400089999999},{"$f":"IF($E4933=DataInput!$B4932,DataInput!K4932,NA())","v":"NA"},null,null,"VIC Geelong 34 (Powercor) 66 kV",null,null,null,null,false,null,null,{"$error":"#N/A"},{"$error":"#N/A"},{"$error":"#N/A"},{"$error":"#N/A"},{"$error":"#N/A"},{"$error":"#N/A"},{"$error":"#N/A"},{"$error":"#N/A"},{"$error":"#N/A"},{"$error":"#N/A"}]
[null,{"$f":"IF(DataInput!B4949=$B$8,IF($B$9=$B$10,TRUE,IF(DataInput!E4949=$B$9,TRUE,FALSE)))","v":true},null,null,{"$f":"IF(B4950=TRUE,DataInput!B4949,NA())","v":"VIC"},{"$f":"IF($E4950=DataInput!$B4949,DataInput!C4949,NA())","v":"GTS3466"},{"$f":"IF($E4950=DataInput!$B4949,DataInput!D4949,NA())","v":"Geelong 34 (Powercor) 66 kV"},{"$f":"IF($E4950=DataInput!$B4949,DataInput!E4949,NA())","v":"Powercor"},{"$f":"IF($E4950=DataInput!$B4949,DataInput!F4949,NA())","v":"Summer"},{"$f":"IF($E4950=DataInput!$B4949,DataInput!G4949,NA())","v":"Non-Coincident"},{"$f":"IF($E4950=DataInput!$B4949,DataInput!H4949,NA())","v":2014},{"$f":"IF($E4950=DataInput!$B4949,DataInput!I4949,NA())","v":"TempCorrActualPOE10"},{"$f":"IF($E4950=DataInput!$B4949,DataInput!J4949,NA())","v":251.4001241},{"$f":"IF($E4950=DataInput!$B4949,DataInput!K4949,NA())","v":"NA"},null,null,"VIC Geelong 34 (Powercor) 66 kV",null,null,null,null,false,null,null,{"$error":"#N/A"},{"$error":"#N/A"},{"$error":"#N/A"},{"$error":"#N/A"},{"$error":"#N/A"},{"$error":"#N/A"},{"$error":"#N/A"},{"$error":"#N/A"},{"$error":"#N/A"},{"$error":"#N/A"}]
[null,{"$f":"IF(DataInput!B4980=$B$8,IF($B$9=$B$10,TRUE,IF(DataInput!E4980=$B$9,TRUE,FALSE)))","v":true},null,null,{"$f":"IF(B4981=TRUE,DataInput!B4980,NA())","v":"VIC"},{"$f":"IF($E4981=DataInput!$B4980,DataInput!C4980,NA())","v":"GTS3466"},{"$f":"IF($E4981=DataInput!$B4980,DataInput!D4980,NA())","v":"Geelong 34 (Powercor) 66 kV"},{"$f":"IF($E4981=DataInput!$B4980,DataInput!E4980,NA())","v":"Powercor"},{"$f":"IF($E4981=DataInput!$B4980,DataInput!F4980,NA())","v":"Summer"},{"$f":"IF($E4981=DataInput!$B4980,DataInput!G4980,NA())","v":"Non-Coincident"},{"$f":"IF($E4981=DataInput!$B4980,DataInput!H4980,NA())","v":2021},{"$f":"IF($E4981=DataInput!$B4980,DataInput!I4980,NA())","v":"POE50"},{"$f":"IF($E4981=DataInput!$B4980,DataInput!J4980,NA())","v":235.67454509999999},{"$f":"IF($E4981=DataInput!$B4980,DataInput!K4980,NA())","v":0.87332920300000005},null,null,"VIC Geelong 34 (Powercor) 66 kV",null,null,null,null,false,null,null,{"$error":"#N/A"},{"$error":"#N/A"},{"$error":"#N/A"},{"$error":"#N/A"},{"$error":"#N/A"},{"$error":"#N/A"},{"$error":"#N/A"},{"$error":"#N/A"},{"$error":"#N/A"},{"$error":"#N/A"}]
[null,{"$f":"IF(DataInput!B4998=$B$8,IF($B$9=$B$10,TRUE,IF(DataInput!E4998=$B$9,TRUE,FALSE)))","v":true},null,null,{"$f":"IF(B4999=TRUE,DataInput!B4998,NA())","v":"VIC"},{"$f":"IF($E4999=DataInput!$B4998,DataInput!C4998,NA())","v":"GTS3466"},{"$f":"IF($E4999=DataInput!$B4998,DataInput!D4998,NA())","v":"Geelong 34 (Powercor) 66 kV"},{"$f":"IF($E4999=DataInput!$B4998,DataInput!E4998,NA())","v":"Powercor"},{"$f":"IF($E4999=DataInput!$B4998,DataInput!F4998,NA())","v":"Summer"},{"$f":"IF($E4999=DataInput!$B4998,DataInput!G4998,NA())","v":"Coincident"},{"$f":"IF($E4999=DataInput!$B4998,DataInput!H4998,NA())","v":2025},{"$f":"IF($E4999=DataInput!$B4998,DataInput!I4998,NA())","v":"POE50"},{"$f":"IF($E4999=DataInput!$B4998,DataInput!J4998,NA())","v":211.0553922},{"$f":"IF($E4999=DataInput!$B4998,DataInput!K4998,NA())","v":0.87311367699999998},null,null,"VIC Geelong 34 (Powercor) 66 kV",null,null,null,null,false,null,null,{"$error":"#N/A"},{"$error":"#N/A"},{"$error":"#N/A"},{"$error":"#N/A"},{"$error":"#N/A"},{"$error":"#N/A"},{"$error":"#N/A"},{"$error":"#N/A"},{"$error":"#N/A"},{"$error":"#N/A"}]
[null,{"$f":"IF(DataInput!B5029=$B$8,IF($B$9=$B$10,TRUE,IF(DataInput!E5029=$B$9,TRUE,FALSE)))","v":true},null,null,{"$f":"IF(B5030=TRUE,DataInput!B5029,NA())","v":"VIC"},{"$f":"IF($E5030=DataInput!$B5029,DataInput!C5029,NA())","v":"GTS3466"},{"$f":"IF($E5030=DataInput!$B5029,DataInput!D5029,NA())","v":"Geelong 34 (Powercor) 66 kV"},{"$f":"IF($E5030=DataInput!$B5029,DataInput!E5029,NA())","v":"Powercor"},{"$f":"IF($E5030=DataInput!$B5029,DataInput!F5029,NA())","v":"Winter"},{"$f":"IF($E5030=DataInput!$B5029,DataInput!G5029,NA())","v":"Coincident"},{"$f":"IF($E5030=DataInput!$B5029,DataInput!H5029,NA())","v":2010},{"$f":"IF($E5030=DataInput!$B5029,DataInput!I5029,NA())","v":"TempCorrActualPOE10"},{"$f":"IF($E5030=DataInput!$B5029,DataInput!J5029,NA())","v":191.4945774},{"$f":"IF($E5030=DataInput!$B5029,DataInput!K5029,NA())","v":"NA"},null,null,"VIC Geelong 34 (Powercor) 66 kV",null,null,null,null,false,null,null,{"$error":"#N/A"},{"$error":"#N/A"},{"$error":"#N/A"},{"$error":"#N/A"},{"$error":"#N/A"},{"$error":"#N/A"},{"$error":"#N/A"},{"$error":"#N/A"},{"$error":"#N/A"},{"$error":"#N/A"}]
[null,{"$f":"IF(DataInput!B5072=$B$8,IF($B$9=$B$10,TRUE,IF(DataInput!E5072=$B$9,TRUE,FALSE)))","v":true},null,null,{"$f":"IF(B5073=TRUE,DataInput!B5072,NA())","v":"VIC"},{"$f":"IF($E5073=DataInput!$B5072,DataInput!C5072,NA())","v":"GTS3466"},{"$f":"IF($E5073=DataInput!$B5072,DataInput!D5072,NA())","v":"Geelong 34 (Powercor) 66 kV"},{"$f":"IF($E5073=DataInput!$B5072,DataInput!E5072,NA())","v":"Powercor"},{"$f":"IF($E5073=DataInput!$B5072,DataInput!F5072,NA())","v":"Winter"},{"$f":"IF($E5073=DataInput!$B5072,DataInput!G5072,NA())","v":"Non-Coincident"},{"$f":"IF($E5073=DataInput!$B5072,DataInput!H5072,NA())","v":2018},{"$f":"IF($E5073=DataInput!$B5072,DataInput!I5072,NA())","v":"POE50"},{"$f":"IF($E5073=DataInput!$B5072,DataInput!J5072,NA())","v":189.61328549999999},{"$f":"IF($E5073=DataInput!$B5072,DataInput!K5072,NA())","v":0.96488137500000004},null,null,"VIC Geelong 34 (Powercor) 66 kV",null,null,null,null,false,null,null,{"$error":"#N/A"},{"$error":"#N/A"},{"$error":"#N/A"},{"$error":"#N/A"},{"$error":"#N/A"},{"$error":"#N/A"},{"$error":"#N/A"},{"$error":"#N/A"},{"$error":"#N/A"},{"$error":"#N/A"}]
[null,{"$f":"IF(DataInput!B5106=$B$8,IF($B$9=$B$10,TRUE,IF(DataInput!E5106=$B$9,TRUE,FALSE)))","v":true},null,null,{"$f":"IF(B5107=TRUE,DataInput!B5106,NA())","v":"VIC"},{"$f":"IF($E5107=DataInput!$B5106,DataInput!C5106,NA())","v":"HOTS66"},{"$f":"IF($E5107=DataInput!$B5106,DataInput!D5106,NA())","v":"Horsham (Powercor) 66 kV"},{"$f":"IF($E5107=DataInput!$B5106,DataInput!E5106,NA())","v":"Powercor"},{"$f":"IF($E5107=DataInput!$B5106,DataInput!F5106,NA())","v":"Summer"},{"$f":"IF($E5107=DataInput!$B5106,DataInput!G5106,NA())","v":"Coincident"},{"$f":"IF($E5107=DataInput!$B5106,DataInput!H5106,NA())","v":2007},{"$f":"IF($E5107=DataInput!$B5106,DataInput!I5106,NA())","v":"TempCorrActualPOE50"},{"$f":"IF($E5107=DataInput!$B5106,DataInput!J5106,NA())","v":64.589225839999997},{"$f":"IF($E5107=DataInput!$B5106,DataInput!K5106,NA())","v":"NA"},null,null,"VIC Horsham (Powercor) 66 kV",null,null,null,null,false,null,null,{"$error":"#N/A"},{"$error":"#N/A"},{"$error":"#N/A"},{"$error":"#N/A"},{"$error":"#N/A"},{"$error":"#N/A"},{"$error":"#N/A"},{"$error":"#N/A"},{"$error":"#N/A"},{"$error":"#N/A"}]
[null,{"$f":"IF(DataInput!B5137=$B$8,IF($B$9=$B$10,TRUE,IF(DataInput!E5137=$B$9,TRUE,FALSE)))","v":true},null,null,{"$f":"IF(B5138=TRUE,DataInput!B5137,NA())","v":"VIC"},{"$f":"IF($E5138=DataInput!$B5137,DataInput!C5137,NA())","v":"HOTS66"},{"$f":"IF($E5138=DataInput!$B5137,DataInput!D5137,NA())","v":"Horsham (Powercor) 66 kV"},{"$f":"IF($E5138=DataInput!$B5137,DataInput!E5137,NA())","v":"Powercor"},{"$f":"IF($E5138=DataInput!$B5137,DataInput!F5137,NA())","v":"Summer"},{"$f":"IF($E5138=DataInput!$B5137,DataInput!G5137,NA())","v":"Non-Coincident"},{"$f":"IF($E5138=DataInput!$B5137,DataInput!H5137,NA())","v":2012},{"$f":"IF($E5138=DataInput!$B5137,DataInput!I5137,NA())","v":"TempCorrActualPOE10"},{"$f":"IF($E5138=DataInput!$B5137,DataInput!J5137,NA())","v":91.195587959999997},{"$f":"IF($E5138=DataInput!$B5137,DataInput!K5137,NA())","v":"NA"},null,null,"VIC Horsham (Powercor) 66 kV",null,null,null,null,false,null,null,{"$error":"#N/A"},{"$error":"#N/A"},{"$error":"#N/A"},{"$error":"#N/A"},{"$error":"#N/A"},{"$error":"#N/A"},{"$error":"#N/A"},{"$error":"#N/A"},{"$error":"#N/A"},{"$error":"#N/A"}]
[null,{"$f":"IF(DataInput!B5155=$B$8,IF($B$9=$B$10,TRUE,IF(DataInput!E5155=$B$9,TRUE,FALSE)))","v":true},null,null,{"$f":"IF(B5156=TRUE,DataInput!B5155,NA())","v":"VIC"},{"$f":"IF($E5156=DataInput!$B5155,DataInput!C5155,NA())","v":"HOTS66"},{"$f":"IF($E5156=DataInput!$B5155,DataInput!D5155,NA())","v":"Horsham (Powercor) 66 kV"},{"$f":"IF($E5156=DataInput!$B5155,DataInput!E5155,NA())","v":"Powercor"},{"$f":"IF($E5156=DataInput!$B5155,DataInput!F5155,NA())","v":"Summer"},{"$f":"IF($E5156=DataInput!$B5155,DataInput!G5155,NA())","v":"Non-Coincident"},{"$f":"IF($E5156=DataInput!$B5155,DataInput!H5155,NA())","v":2015},{"$f":"IF($E5156=DataInput!$B5155,DataInput!I5155,NA())","v":"TempCorrActualPOE10"},{"$f":"IF($E5156=DataInput!$B5155,DataInput!J5155,NA())","v":84.596488039999997},{"$f":"IF($E5156=DataInput!$B5155,DataInput!K5155,NA())","v":"NA"},null,null,"VIC Horsham (Powercor) 66 kV",null,null,null,null,false,null,null,{"$error":"#N/A"},{"$error":"#N/A"},{"$error":"#N/A"},{"$error":"#N/A"},{"$error":"#N/A"},{"$error":"#N/A"},{"$error":"#N/A"},{"$error":"#N/A"},{"$error":"#N/A"},{"$error":"#N/A"}]
[null,{"$f":"IF(DataInput!B5171=$B$8,IF($B$9=$B$10,TRUE,IF(DataInput!E5171=$B$9,TRUE,FALSE)))","v":true},null,null,{"$f":"IF(B5172=TRUE,DataInput!B5171,NA())","v":"VIC"},{"$f":"IF($E5172=DataInput!$B5171,DataInput!C5171,NA())","v":"HOTS66"},{"$f":"IF($E5172=DataInput!$B5171,DataInput!D5171,NA())","v":"Horsham (Powercor) 66 kV"},{"$f":"IF($E5172=DataInput!$B5171,DataInput!E5171,NA())","v":"Powercor"},{"$f":"IF($E5172=DataInput!$B5171,DataInput!F5171,NA())","v":"Summer"},{"$f":"IF($E5172=DataInput!$B5171,DataInput!G5171,NA())","v":"Non-Coincident"},{"$f":"IF($E5172=DataInput!$B5171,DataInput!H5171,NA())","v":2019},{"$f":"IF($E5172=DataInput!$B5171,DataInput!I5171,NA())","v":"POE10"},{"$f":"IF($E5172=DataInput!$B5171,DataInput!J5171,NA())","v":79.545179739999995},{"$f":"IF($E5172=DataInput!$B5171,DataInput!K5171,NA())","v":0.79195801799999999},null,null,"VIC Horsham (Powercor) 66 kV",null,null,null,null,false,null,null,{"$error":"#N/A"},{"$error":"#N/A"},{"$error":"#N/A"},{"$error":"#N/A"},{"$error":"#N/A"},{"$error":"#N/A"},{"$error":"#N/A"},{"$error":"#N/A"},{"$error":"#N/A"},{"$error":"#N/A"}]
[null,{"$f":"IF(DataInput!B5216=$B$8,IF($B$9=$B$10,TRUE,IF(DataInput!E5216=$B$9,TRUE,FALSE)))","v":true},null,null,{"$f":"IF(B5217=TRUE,DataInput!B5216,NA())","v":"VIC"},{"$f":"IF($E5217=DataInput!$B5216,DataInput!C5216,NA())","v":"HOTS66"},{"$f":"IF($E5217=DataInput!$B5216,DataInput!D5216,NA())","v":"Horsham (Powercor) 66 kV"},{"$f":"IF($E5217=DataInput!$B5216,DataInput!E5216,NA())","v":"Powercor"},{"$f":"IF($E5217=DataInput!$B5216,DataInput!F5216,NA())","v":"Winter"},{"$f":"IF($E5217=DataInput!$B5216,DataInput!G5216,NA())","v":"Non-Coincident"},{"$f":"IF($E5217=DataInput!$B5216,DataInput!H5216,NA())","v":2007},{"$f":"IF($E5217=DataInput!$B5216,DataInput!I5216,NA())","v":"Actual"},{"$f":"IF($E5217=DataInput!$B5216,DataInput!J5216,NA())","v":70.311672000000002},{"$f":"IF($E5217=DataInput!$B5216,DataInput!K5216,NA())","v":"NA"},null,null,"VIC Horsham (Powercor) 66 kV",null,null,null,null,false,null,null,{"$error":"#N/A"},{"$error":"#N/A"},{"$error":"#N/A"},{"$error":"#N/A"},{"$error":"#N/A"},{"$error":"#N/A"},{"$error":"#N/A"},{"$error":"#N/A"},{"$error":"#N/A"},{"$error":"#N/A"}]
[null,{"$f":"IF(DataInput!B5234=$B$8,IF($B$9=$B$10,TRUE,IF(DataInput!E5234=$B$9,TRUE,FALSE)))","v":true},null,null,{"$f":"IF(B5235=TRUE,DataInput!B5234,NA())","v":"VIC"},{"$f":"IF($E5235=DataInput!$B5234,DataInput!C5234,NA())","v":"HOTS66"},{"$f":"IF($E5235=DataInput!$B5234,DataInput!D5234,NA())","v":"Horsham (Powercor) 66 kV"},{"$f":"IF($E5235=DataInput!$B5234,DataInput!E5234,NA())","v":"Powercor"},{"$f":"IF($E5235=DataInput!$B5234,DataInput!F5234,NA())","v":"Winter"},{"$f":"IF($E5235=DataInput!$B5234,DataInput!G5234,NA())","v":"Non-Coincident"},{"$f":"IF($E5235=DataInput!$B5234,DataInput!H5234,NA())","v":2010},{"$f":"IF($E5235=DataInput!$B5234,DataInput!I5234,NA())","v":"Actual"},{"$f":"IF($E5235=DataInput!$B5234,DataInput!J5234,NA())","v":70.771023999999997},{"$f":"IF($E5235=DataInput!$B5234,DataInput!K5234,NA())","v":"NA"},null,null,"VIC Horsham (Powercor) 66 kV",null,null,null,null,false,null,null,{"$error":"#N/A"},{"$error":"#N/A"},{"$error":"#N/A"},{"$error":"#N/A"},{"$error":"#N/A"},{"$error":"#N/A"},{"$error":"#N/A"},{"$error":"#N/A"},{"$error":"#N/A"},{"$error":"#N/A"}]
[null,{"$f":"IF(DataInput!B5265=$B$8,IF($B$9=$B$10,TRUE,IF(DataInput!E5265=$B$9,TRUE,FALSE)))","v":true},null,null,{"$f":"IF(B5266=TRUE,DataInput!B5265,NA())","v":"VIC"},{"$f":"IF($E5266=DataInput!$B5265,DataInput!C5265,NA())","v":"HOTS66"},{"$f":"IF($E5266=DataInput!$B5265,DataInput!D5265,NA())","v":"Horsham (Powercor) 66 kV"},{"$f":"IF($E5266=DataInput!$B5265,DataInput!E5265,NA())","v":"Powercor"},{"$f":"IF($E5266=DataInput!$B5265,DataInput!F5265,NA())","v":"Winter"},{"$f":"IF($E5266=DataInput!$B5265,DataInput!G5265,NA())","v":"Coincident"},{"$f":"IF($E5266=DataInput!$B5265,DataInput!H5265,NA())","v":2016},{"$f":"IF($E5266=DataInput!$B5265,DataInput!I5265,NA())","v":"POE10"},{"$f":"IF($E5266=DataInput!$B5265,DataInput!J5265,NA())","v":59.844597909999997},{"$f":"IF($E5266=DataInput!$B5265,DataInput!K5265,NA())","v":0.74199273200000004},null,null,"VIC Horsham (Powercor) 66 kV",null,null,null,null,false,null,null,{"$error":"#N/A"},{"$error":"#N/A"},{"$error":"#N/A"},{"$error":"#N/A"},{"$error":"#N/A"},{"$error":"#N/A"},{"$error":"#N/A"},{"$error":"#N/A"},{"$error":"#N/A"},{"$error":"#N/A"}]
[null,{"$f":"IF(DataInput!B5294=$B$8,IF($B$9=$B$10,TRUE,IF(DataInput!E5294=$B$9,TRUE,FALSE)))","v":true},null,null,{"$f":"IF(B5295=TRUE,DataInput!B5294,NA())","v":"VIC"},{"$f":"IF($E5295=DataInput!$B5294,DataInput!C5294,NA())","v":"HOTS66"},{"$f":"IF($E5295=DataInput!$B5294,DataInput!D5294,NA())","v":"Horsham (Powercor) 66 kV"},{"$f":"IF($E5295=DataInput!$B5294,DataInput!E5294,NA())","v":"Powercor"},{"$f":"IF($E5295=DataInput!$B5294,DataInput!F5294,NA())","v":"Winter"},{"$f":"IF($E5295=DataInput!$B5294,DataInput!G5294,NA())","v":"Coincident"},{"$f":"IF($E5295=DataInput!$B5294,DataInput!H5294,NA())","v":2023},{"$f":"IF($E5295=DataInput!$B5294,DataInput!I5294,NA())","v":"POE50"},{"$f":"IF($E5295=DataInput!$B5294,DataInput!J5294,NA())","v":62.820518309999997},{"$f":"IF($E5295=DataInput!$B5294,DataInput!K5294,NA())","v":0.73041103200000002},null,null,"VIC Horsham (Powercor) 66 kV",null,null,null,null,false,null,null,{"$error":"#N/A"},{"$error":"#N/A"},{"$error":"#N/A"},{"$error":"#N/A"},{"$error":"#N/A"},{"$error":"#N/A"},{"$error":"#N/A"},{"$error":"#N/A"},{"$error":"#N/A"},{"$error":"#N/A"}]
[null,{"$f":"IF(DataInput!B5313=$B$8,IF($B$9=$B$10,TRUE,IF(DataInput!E5313=$B$9,TRUE,FALSE)))","v":true},null,null,{"$f":"IF(B5314=TRUE,DataInput!B5313,NA())","v":"VIC"},{"$f":"IF($E5314=DataInput!$B5313,DataInput!C5313,NA())","v":"HTS66"},{"$f":"IF($E5314=DataInput!$B5313,DataInput!D5313,NA())","v":"Heatherton (United Energy) 66 kV"},{"$f":"IF($E5314=DataInput!$B5313,DataInput!E5313,NA())","v":"United Energy"},{"$f":"IF($E5314=DataInput!$B5313,DataInput!F5313,NA())","v":"Summer"},{"$f":"IF($E5314=DataInput!$B5313,DataInput!G5313,NA())","v":"Non-Coincident"},{"$f":"IF($E5314=DataInput!$B5313,DataInput!H5313,NA())","v":2008},{"$f":"IF($E5314=DataInput!$B5313,DataInput!I5313,NA())","v":"TempCorrActualPOE10"},{"$f":"IF($E5314=DataInput!$B5313,DataInput!J5313,NA())","v":332.4448749},{"$f":"IF($E5314=DataInput!$B5313,DataInput!K5313,NA())","v":"NA"},null,null,"VIC Heatherton (United Energy) 66 kV",null,null,null,null,false,null,null,{"$error":"#N/A"},{"$error":"#N/A"},{"$error":"#N/A"},{"$error":"#N/A"},{"$error":"#N/A"},{"$error":"#N/A"},{"$error":"#N/A"},{"$error":"#N/A"},{"$error":"#N/A"},{"$error":"#N/A"}]
[null,{"$f":"IF(DataInput!B5344=$B$8,IF($B$9=$B$10,TRUE,IF(DataInput!E5344=$B$9,TRUE,FALSE)))","v":true},null,null,{"$f":"IF(B5345=TRUE,DataInput!B5344,NA())","v":"VIC"},{"$f":"IF($E5345=DataInput!$B5344,DataInput!C5344,NA())","v":"HTS66"},{"$f":"IF($E5345=DataInput!$B5344,DataInput!D5344,NA())","v":"Heatherton (United Energy) 66 kV"},{"$f":"IF($E5345=DataInput!$B5344,DataInput!E5344,NA())","v":"United Energy"},{"$f":"IF($E5345=DataInput!$B5344,DataInput!F5344,NA())","v":"Summer"},{"$f":"IF($E5345=DataInput!$B5344,DataInput!G5344,NA())","v":"Non-Coincident"},{"$f":"IF($E5345=DataInput!$B5344,DataInput!H5344,NA())","v":2013},{"$f":"IF($E5345=DataInput!$B5344,DataInput!I5344,NA())","v":"TempCorrActualPOE50"},{"$f":"IF($E5345=DataInput!$B5344,DataInput!J5344,NA())","v":303.59836309999997},{"$f":"IF($E5345=DataInput!$B5344,DataInput!K5344,NA())","v":"NA"},null,null,"VIC Heatherton (United Energy) 66 kV",null,null,null,null,false,null,null,{"$error":"#N/A"},{"$error":"#N/A"},{"$error":"#N/A"},{"$error":"#N/A"},{"$error":"#N/A"},{"$error":"#N/A"},{"$error":"#N/A"},{"$error":"#N/A"},{"$error":"#N/A"},{"$error":"#N/A"}]
[null,{"$f":"IF(DataInput!B5391=$B$8,IF($B$9=$B$10,TRUE,IF(DataInput!E5391=$B$9,TRUE,FALSE)))","v":true},null,null,{"$f":"IF(B5392=TRUE,DataInput!B5391,NA())","v":"VIC"},{"$f":"IF($E5392=DataInput!$B5391,DataInput!C5391,NA())","v":"HTS66"},{"$f":"IF($E5392=DataInput!$B5391,DataInput!D5391,NA())","v":"Heatherton (United Energy) 66 kV"},{"$f":"IF($E5392=DataInput!$B5391,DataInput!E5391,NA())","v":"United Energy"},{"$f":"IF($E5392=DataInput!$B5391,DataInput!F5391,NA())","v":"Summer"},{"$f":"IF($E5392=DataInput!$B5391,DataInput!G5391,NA())","v":"Non-Coincident"},{"$f":"IF($E5392=DataInput!$B5391,DataInput!H5391,NA())","v":2024},{"$f":"IF($E5392=DataInput!$B5391,DataInput!I5391,NA())","v":"POE10"},{"$f":"IF($E5392=DataInput!$B5391,DataInput!J5391,NA())","v":372.677862},{"$f":"IF($E5392=DataInput!$B5391,DataInput!K5391,NA())","v":0.95401079899999996},null,null,"VIC Heatherton (United Energy) 66 kV",null,null,null,null,false,null,null,{"$error":"#N/A"},{"$error":"#N/A"},{"$error":"#N/A"},{"$error":"#N/A"},{"$error":"#N/A"},{"$error":"#N/A"},{"$error":"#N/A"},{"$error":"#N/A"},{"$error":"#N/A"},{"$error":"#N/A"}]
[null,{"$f":"IF(DataInput!B5421=$B$8,IF($B$9=$B$10,TRUE,IF(DataInput!E5421=$B$9,TRUE,FALSE)))","v":true},null,null,{"$f":"IF(B5422=TRUE,DataInput!B5421,NA())","v":"VIC"},{"$f":"IF($E5422=DataInput!$B5421,DataInput!C5421,NA())","v":"HTS66"},{"$f":"IF($E5422=DataInput!$B5421,DataInput!D5421,NA())","v":"Heatherton (United Energy) 66 kV"},{"$f":"IF($E5422=DataInput!$B5421,DataInput!E5421,NA())","v":"United Energy"},{"$f":"IF($E5422=DataInput!$B5421,DataInput!F5421,NA())","v":"Winter"},{"$f":"IF($E5422=DataInput!$B5421,DataInput!G5421,NA())","v":"Non-Coincident"},{"$f":"IF($E5422=DataInput!$B5421,DataInput!H5421,NA())","v":2009},{"$f":"IF($E5422=DataInput!$B5421,DataInput!I5421,NA())","v":"TempCorrActualPOE10"},{"$f":"IF($E5422=DataInput!$B5421,DataInput!J5421,NA())","v":249.892538},{"$f":"IF($E5422=DataInput!$B5421,DataInput!K5421,NA())","v":"NA"},null,null,"VIC Heatherton (United Energy) 66 kV",null,null,null,null,false,null,null,{"$error":"#N/A"},{"$error":"#N/A"},{"$error":"#N/A"},{"$error":"#N/A"},{"$error":"#N/A"},{"$error":"#N/A"},{"$error":"#N/A"},{"$error":"#N/A"},{"$error":"#N/A"},{"$error":"#N/A"}]
[null,{"$f":"IF(DataInput!B5452=$B$8,IF($B$9=$B$10,TRUE,IF(DataInput!E5452=$B$9,TRUE,FALSE)))","v":true},null,null,{"$f":"IF(B5453=TRUE,DataInput!B5452,NA())","v":"VIC"},{"$f":"IF($E5453=DataInput!$B5452,DataInput!C5452,NA())","v":"HTS66"},{"$f":"IF($E5453=DataInput!$B5452,DataInput!D5452,NA())","v":"Heatherton (United Energy) 66 kV"},{"$f":"IF($E5453=DataInput!$B5452,DataInput!E5452,NA())","v":"United Energy"},{"$f":"IF($E5453=DataInput!$B5452,DataInput!F5452,NA())","v":"Winter"},{"$f":"IF($E5453=DataInput!$B5452,DataInput!G5452,NA())","v":"Non-Coincident"},{"$f":"IF($E5453=DataInput!$B5452,DataInput!H5452,NA())","v":2014},{"$f":"IF($E5453=DataInput!$B5452,DataInput!I5452,NA())","v":"TempCorrActualPOE50"},{"$f":"IF($E5453=DataInput!$B5452,DataInput!J5452,NA())","v":235.8787485},{"$f":"IF($E5453=DataInput!$B5452,DataInput!K5452,NA())","v":"NA"},null,null,"VIC Heatherton (United Energy) 66 kV",null,null,null,null,false,null,null,{"$error":"#N/A"},{"$error":"#N/A"},{"$error":"#N/A"},{"$error":"#N/A"},{"$error":"#N/A"},{"$error":"#N/A"},{"$error":"#N/A"},{"$error":"#N/A"},{"$error":"#N/A"},{"$error":"#N/A"}]
[null,{"$f":"IF(DataInput!B5470=$B$8,IF($B$9=$B$10,TRUE,IF(DataInput!E5470=$B$9,TRUE,FALSE)))","v":true},null,null,{"$f":"IF(B5471=TRUE,DataInput!B5470,NA())","v":"VIC"},{"$f":"IF($E5471=DataInput!$B5470,DataInput!C5470,NA())","v":"HTS66"},{"$f":"IF($E5471=DataInput!$B5470,DataInput!D5470,NA())","v":"Heatherton (United Energy) 66 kV"},{"$f":"IF($E5471=DataInput!$B5470,DataInput!E5470,NA())","v":"United Energy"},{"$f":"IF($E5471=DataInput!$B5470,DataInput!F5470,NA())","v":"Winter"},{"$f":"IF($E5471=DataInput!$B5470,DataInput!G5470,NA())","v":"Coincident"},{"$f":"IF($E5471=DataInput!$B5470,DataInput!H5470,NA())","v":2018},{"$f":"IF($E5471=DataInput!$B5470,DataInput!I5470,NA())","v":"POE50"},{"$f":"IF($E5471=DataInput!$B5470,DataInput!J5470,NA())","v":247.1503342},{"$f":"IF($E5471=DataInput!$B5470,DataInput!K5470,NA())","v":0.99116112999999995},null,null,"VIC Heatherton (United Energy) 66 kV",null,null,null,null,false,null,null,{"$error":"#N/A"},{"$error":"#N/A"},{"$error":"#N/A"},{"$error":"#N/A"},{"$error":"#N/A"},{"$error":"#N/A"},{"$error":"#N/A"},{"$error":"#N/A"},{"$error":"#N/A"},{"$error":"#N/A"}]
[null,{"$f":"IF(DataInput!B5501=$B$8,IF($B$9=$B$10,TRUE,IF(DataInput!E5501=$B$9,TRUE,FALSE)))","v":true},null,null,{"$f":"IF(B5502=TRUE,DataInput!B5501,NA())","v":"VIC"},{"$f":"IF($E5502=DataInput!$B5501,DataInput!C5501,NA())","v":"HYTS22"},{"$f":"IF($E5502=DataInput!$B5501,DataInput!D5501,NA())","v":"Heywood (Powercor) 22 kV"},{"$f":"IF($E5502=DataInput!$B5501,DataInput!E5501,NA())","v":"Powercor"},{"$f":"IF($E5502=DataInput!$B5501,DataInput!F5501,NA())","v":"Summer"},{"$f":"IF($E5502=DataInput!$B5501,DataInput!G5501,NA())","v":"Coincident"},{"$f":"IF($E5502=DataInput!$B5501,DataInput!H5501,NA())","v":2011},{"$f":"IF($E5502=DataInput!$B5501,DataInput!I5501,NA())","v":"TempCorrActualPOE10"},{"$f":"IF($E5502=DataInput!$B5501,DataInput!J5501,NA())","v":0.70577934899999994},{"$f":"IF($E5502=DataInput!$B5501,DataInput!K5501,NA())","v":"NA"},null,null,"VIC Heywood (Powercor) 22 kV",null,null,null,null,false,null,null,{"$error":"#N/A"},{"$error":"#N/A"},{"$error":"#N/A"},{"$error":"#N/A"},{"$error":"#N/A"},{"$error":"#N/A"},{"$error":"#N/A"},{"$error":"#N/A"},{"$error":"#N/A"},{"$error":"#N/A"}]
[null,{"$f":"IF(DataInput!B5516=$B$8,IF($B$9=$B$10,TRUE,IF(DataInput!E5516=$B$9,TRUE,FALSE)))","v":true},null,null,{"$f":"IF(B5517=TRUE,DataInput!B5516,NA())","v":"VIC"},{"$f":"IF($E5517=DataInput!$B5516,DataInput!C5516,NA())","v":"HYTS22"},{"$f":"IF($E5517=DataInput!$B5516,DataInput!D5516,NA())","v":"Heywood (Powercor) 22 kV"},{"$f":"IF($E5517=DataInput!$B5516,DataInput!E5516,NA())","v":"Powercor"},{"$f":"IF($E5517=DataInput!$B5516,DataInput!F5516,NA())","v":"Summer"},{"$f":"IF($E5517=DataInput!$B5516,DataInput!G5516,NA())","v":"Non-Coincident"},{"$f":"IF($E5517=DataInput!$B5516,DataInput!H5516,NA())","v":2013},{"$f":"IF($E5517=DataInput!$B5516,DataInput!I5516,NA())","v":"TempCorrActualPOE50"},{"$f":"IF($E5517=DataInput!$B5516,DataInput!J5516,NA())","v":1.576434991},{"$f":"IF($E5517=DataInput!$B5516,DataInput!K5516,NA())","v":"NA"},null,null,"VIC Heywood (Powercor) 22 kV",null,null,null,null,false,null,null,{"$error":"#N/A"},{"$error":"#N/A"},{"$error":"#N/A"},{"$error":"#N/A"},{"$error":"#N/A"},{"$error":"#N/A"},{"$error":"#N/A"},{"$error":"#N/A"},{"$error":"#N/A"},{"$error":"#N/A"}]
[null,{"$f":"IF(DataInput!B5549=$B$8,IF($B$9=$B$10,TRUE,IF(DataInput!E5549=$B$9,TRUE,FALSE)))","v":true},null,null,{"$f":"IF(B5550=TRUE,DataInput!B5549,NA())","v":"VIC"},{"$f":"IF($E5550=DataInput!$B5549,DataInput!C5549,NA())","v":"HYTS22"},{"$f":"IF($E5550=DataInput!$B5549,DataInput!D5549,NA())","v":"Heywood (Powercor) 22 kV"},{"$f":"IF($E5550=DataInput!$B5549,DataInput!E5549,NA())","v":"Powercor"},{"$f":"IF($E5550=DataInput!$B5549,DataInput!F5549,NA())","v":"Summer"},{"$f":"IF($E5550=DataInput!$B5549,DataInput!G5549,NA())","v":"Coincident"},{"$f":"IF($E5550=DataInput!$B5549,DataInput!H5549,NA())","v":2020},{"$f":"IF($E5550=DataInput!$B5549,DataInput!I5549,NA())","v":"POE10"},{"$f":"IF($E5550=DataInput!$B5549,DataInput!J5549,NA())","v":0.83688628700000001},{"$f":"IF($E5550=DataInput!$B5549,DataInput!K5549,NA())","v":0.44032831},null,null,"VIC Heywood (Powercor) 22 kV",null,null,null,null,false,null,null,{"$error":"#N/A"},{"$error":"#N/A"},{"$error":"#N/A"},{"$error":"#N/A"},{"$error":"#N/A"},{"$error":"#N/A"},{"$error":"#N/A"},{"$error":"#N/A"},{"$error":"#N/A"},{"$error":"#N/A"}]
[null,{"$f":"IF(DataInput!B5580=$B$8,IF($B$9=$B$10,TRUE,IF(DataInput!E5580=$B$9,TRUE,FALSE)))","v":true},null,null,{"$f":"IF(B5581=TRUE,DataInput!B5580,NA())","v":"VIC"},{"$f":"IF($E5581=DataInput!$B5580,DataInput!C5580,NA())","v":"HYTS22"},{"$f":"IF($E5581=DataInput!$B5580,DataInput!D5580,NA())","v":"Heywood (Powercor) 22 kV"},{"$f":"IF($E5581=DataInput!$B5580,DataInput!E5580,NA())","v":"Powercor"},{"$f":"IF($E5581=DataInput!$B5580,DataInput!F5580,NA())","v":"Winter"},{"$f":"IF($E5581=DataInput!$B5580,DataInput!G5580,NA())","v":"Non-Coincident"},{"$f":"IF($E5581=DataInput!$B5580,DataInput!H5580,NA())","v":2011},{"$f":"IF($E5581=DataInput!$B5580,DataInput!I5580,NA())","v":"TempCorrActualPOE50"},{"$f":"IF($E5581=DataInput!$B5580,DataInput!J5580,NA())","v":1.487701714},{"$f":"IF($E5581=DataInput!$B5580,DataInput!K5580,NA())","v":"NA"},null,null,"VIC Heywood (Powercor) 22 kV",null,null,null,null,false,null,null,{"$error":"#N/A"},{"$error":"#N/A"},{"$error":"#N/A"},{"$error":"#N/A"},{"$error":"#N/A"},{"$error":"#N/A"},{"$error":"#N/A"},{"$error":"#N/A"},{"$error":"#N/A"},{"$error":"#N/A"}]
[null,{"$f":"IF(DataInput!B5627=$B$8,IF($B$9=$B$10,TRUE,IF(DataInput!E5627=$B$9,TRUE,FALSE)))","v":true},null,null,{"$f":"IF(B5628=TRUE,DataInput!B5627,NA())","v":"VIC"},{"$f":"IF($E5628=DataInput!$B5627,DataInput!C5627,NA())","v":"HYTS22"},{"$f":"IF($E5628=DataInput!$B5627,DataInput!D5627,NA())","v":"Heywood (Powercor) 22 kV"},{"$f":"IF($E5628=DataInput!$B5627,DataInput!E5627,NA())","v":"Powercor"},{"$f":"IF($E5628=DataInput!$B5627,DataInput!F5627,NA())","v":"Winter"},{"$f":"IF($E5628=DataInput!$B5627,DataInput!G5627,NA())","v":"Coincident"},{"$f":"IF($E5628=DataInput!$B5627,DataInput!H5627,NA())","v":2021},{"$f":"IF($E5628=DataInput!$B5627,DataInput!I5627,NA())","v":"POE10"},{"$f":"IF($E5628=DataInput!$B5627,DataInput!J5627,NA())","v":0.91031361300000002},{"$f":"IF($E5628=DataInput!$B5627,DataInput!K5627,NA())","v":0.50717472200000002},null,null,"VIC Heywood (Powercor) 22 kV",null,null,null,null,false,null,null,{"$error":"#N/A"},{"$error":"#N/A"},{"$error":"#N/A"},{"$error":"#N/A"},{"$error":"#N/A"},{"$error":"#N/A"},{"$error":"#N/A"},{"$error":"#N/A"},{"$error":"#N/A"},{"$error":"#N/A"}]
[null,{"$f":"IF(DataInput!B5643=$B$8,IF($B$9=$B$10,TRUE,IF(DataInput!E5643=$B$9,TRUE,FALSE)))","v":true},null,null,{"$f":"IF(B5644=TRUE,DataInput!B5643,NA())","v":"VIC"},{"$f":"IF($E5644=DataInput!$B5643,DataInput!C5643,NA())","v":"JLA220"},{"$f":"IF($E5644=DataInput!$B5643,DataInput!D5643,NA())","v":"John Lysaght 220 kV"},{"$f":"IF($E5644=DataInput!$B5643,DataInput!E5643,NA())","v":"Direct Connect"},{"$f":"IF($E5644=DataInput!$B5643,DataInput!F5643,NA())","v":"Summer"},{"$f":"IF($E5644=DataInput!$B5643,DataInput!G5643,NA())","v":"Non-Coincident"},{"$f":"IF($E5644=DataInput!$B5643,DataInput!H5643,NA())","v":2006},{"$f":"IF($E5644=DataInput!$B5643,DataInput!I5643,NA())","v":"TempCorrActualPOE10"},{"$f":"IF($E5644=DataInput!$B5643,DataInput!J5643,NA())","v":"NA"},{"$f":"IF($E5644=DataInput!$B5643,DataInput!K5643,NA())","v":"NA"},null,null,{"$f":"IF(OR(ISERROR(E5644),ISERROR(G5644)),\"  \",E5644&\" \"&G5644)","v":"VIC John Lysaght 220 kV"},null,null,null,null,{"$f":"IF(ISERROR(G5644),FALSE,IF($V$9=G5644,TRUE,FALSE))","v":false},null,null,{"$error":"#N/A"},{"$error":"#N/A"},{"$error":"#N/A"},{"$error":"#N/A"},{"$error":"#N/A"},{"$error":"#N/A"},{"$error":"#N/A"},{"$error":"#N/A"},{"$error":"#N/A"},{"$error":"#N/A"}]
[null,{"$f":"IF(DataInput!B5659=$B$8,IF($B$9=$B$10,TRUE,IF(DataInput!E5659=$B$9,TRUE,FALSE)))","v":true},null,null,{"$f":"IF(B5660=TRUE,DataInput!B5659,NA())","v":"VIC"},{"$f":"IF($E5660=DataInput!$B5659,DataInput!C5659,NA())","v":"JLA220"},{"$f":"IF($E5660=DataInput!$B5659,DataInput!D5659,NA())","v":"John Lysaght 220 kV"},{"$f":"IF($E5660=DataInput!$B5659,DataInput!E5659,NA())","v":"Direct Connect"},{"$f":"IF($E5660=DataInput!$B5659,DataInput!F5659,NA())","v":"Summer"},{"$f":"IF($E5660=DataInput!$B5659,DataInput!G5659,NA())","v":"Coincident"},{"$f":"IF($E5660=DataInput!$B5659,DataInput!H5659,NA())","v":2009},{"$f":"IF($E5660=DataInput!$B5659,DataInput!I5659,NA())","v":"TempCorrActualPOE10"},{"$f":"IF($E5660=DataInput!$B5659,DataInput!J5659,NA())","v":"NA"},{"$f":"IF($E5660=DataInput!$B5659,DataInput!K5659,NA())","v":"NA"},null,null,"VIC John Lysaght 220 kV",null,null,null,null,false,null,null,{"$error":"#N/A"},{"$error":"#N/A"},{"$error":"#N/A"},{"$error":"#N/A"},{"$error":"#N/A"},{"$error":"#N/A"},{"$error":"#N/A"},{"$error":"#N/A"},{"$error":"#N/A"},{"$error":"#N/A"}]
[null,{"$f":"IF(DataInput!B5706=$B$8,IF($B$9=$B$10,TRUE,IF(DataInput!E5706=$B$9,TRUE,FALSE)))","v":true},null,null,{"$f":"IF(B5707=TRUE,DataInput!B5706,NA())","v":"VIC"},{"$f":"IF($E5707=DataInput!$B5706,DataInput!C5706,NA())","v":"JLA220"},{"$f":"IF($E5707=DataInput!$B5706,DataInput!D5706,NA())","v":"John Lysaght 220 kV"},{"$f":"IF($E5707=DataInput!$B5706,DataInput!E5706,NA())","v":"Direct Connect"},{"$f":"IF($E5707=DataInput!$B5706,DataInput!F5706,NA())","v":"Summer"},{"$f":"IF($E5707=DataInput!$B5706,DataInput!G5706,NA())","v":"Non-Coincident"},{"$f":"IF($E5707=DataInput!$B5706,DataInput!H5706,NA())","v":2017},{"$f":"IF($E5707=DataInput!$B5706,DataInput!I5706,NA())","v":"POE50"},{"$f":"IF($E5707=DataInput!$B5706,DataInput!J5706,NA())","v":"NA"},{"$f":"IF($E5707=DataInput!$B5706,DataInput!K5706,NA())","v":"NA"},null,null,"VIC John Lysaght 220 kV",null,null,null,null,false,null,null,{"$error":"#N/A"},{"$error":"#N/A"},{"$error":"#N/A"},{"$error":"#N/A"},{"$error":"#N/A"},{"$error":"#N/A"},{"$error":"#N/A"},{"$error":"#N/A"},{"$error":"#N/A"},{"$error":"#N/A"}]
[null,{"$f":"IF(DataInput!B5737=$B$8,IF($B$9=$B$10,TRUE,IF(DataInput!E5737=$B$9,TRUE,FALSE)))","v":true},null,null,{"$f":"IF(B5738=TRUE,DataInput!B5737,NA())","v":"VIC"},{"$f":"IF($E5738=DataInput!$B5737,DataInput!C5737,NA())","v":"JLA220"},{"$f":"IF($E5738=DataInput!$B5737,DataInput!D5737,NA())","v":"John Lysaght 220 kV"},{"$f":"IF($E5738=DataInput!$B5737,DataInput!E5737,NA())","v":"Direct Connect"},{"$f":"IF($E5738=DataInput!$B5737,DataInput!F5737,NA())","v":"Summer"},{"$f":"IF($E5738=DataInput!$B5737,DataInput!G5737,NA())","v":"Non-Coincident"},{"$f":"IF($E5738=DataInput!$B5737,DataInput!H5737,NA())","v":2025},{"$f":"IF($E5738=DataInput!$B5737,DataInput!I5737,NA())","v":"POE10"},{"$f":"IF($E5738=DataInput!$B5737,DataInput!J5737,NA())","v":"NA"},{"$f":"IF($E5738=DataInput!$B5737,DataInput!K5737,NA())","v":"NA"},null,null,"VIC John Lysaght 220 kV",null,null,null,null,false,null,null,{"$error":"#N/A"},{"$error":"#N/A"},{"$error":"#N/A"},{"$error":"#N/A"},{"$error":"#N/A"},{"$error":"#N/A"},{"$error":"#N/A"},{"$error":"#N/A"},{"$error":"#N/A"},{"$error":"#N/A"}]
[null,{"$f":"IF(DataInput!B5770=$B$8,IF($B$9=$B$10,TRUE,IF(DataInput!E5770=$B$9,TRUE,FALSE)))","v":true},null,null,{"$f":"IF(B5771=TRUE,DataInput!B5770,NA())","v":"VIC"},{"$f":"IF($E5771=DataInput!$B5770,DataInput!C5770,NA())","v":"JLA220"},{"$f":"IF($E5771=DataInput!$B5770,DataInput!D5770,NA())","v":"John Lysaght 220 kV"},{"$f":"IF($E5771=DataInput!$B5770,DataInput!E5770,NA())","v":"Direct Connect"},{"$f":"IF($E5771=DataInput!$B5770,DataInput!F5770,NA())","v":"Winter"},{"$f":"IF($E5771=DataInput!$B5770,DataInput!G5770,NA())","v":"Non-Coincident"},{"$f":"IF($E5771=DataInput!$B5770,DataInput!H5770,NA())","v":2009},{"$f":"IF($E5771=DataInput!$B5770,DataInput!I5770,NA())","v":"Actual"},{"$f":"IF($E5771=DataInput!$B5770,DataInput!J5770,NA())","v":"NA"},{"$f":"IF($E5771=DataInput!$B5770,DataInput!K5770,NA())","v":"NA"},null,null,"VIC John Lysaght 220 kV",null,null,null,null,false,null,null,{"$error":"#N/A"},{"$error":"#N/A"},{"$error":"#N/A"},{"$error":"#N/A"},{"$error":"#N/A"},{"$error":"#N/A"},{"$error":"#N/A"},{"$error":"#N/A"},{"$error":"#N/A"},{"$error":"#N/A"}]
[null,{"$f":"IF(DataInput!B5785=$B$8,IF($B$9=$B$10,TRUE,IF(DataInput!E5785=$B$9,TRUE,FALSE)))","v":true},null,null,{"$f":"IF(B5786=TRUE,DataInput!B5785,NA())","v":"VIC"},{"$f":"IF($E5786=DataInput!$B5785,DataInput!C5785,NA())","v":"JLA220"},{"$f":"IF($E5786=DataInput!$B5785,DataInput!D5785,NA())","v":"John Lysaght 220 kV"},{"$f":"IF($E5786=DataInput!$B5785,DataInput!E5785,NA())","v":"Direct Connect"},{"$f":"IF($E5786=DataInput!$B5785,DataInput!F5785,NA())","v":"Winter"},{"$f":"IF($E5786=DataInput!$B5785,DataInput!G5785,NA())","v":"Non-Coincident"},{"$f":"IF($E5786=DataInput!$B5785,DataInput!H5785,NA())","v":2012},{"$f":"IF($E5786=DataInput!$B5785,DataInput!I5785,NA())","v":"TempCorrActualPOE10"},{"$f":"IF($E5786=DataInput!$B5785,DataInput!J5785,NA())","v":"NA"},{"$f":"IF($E5786=DataInput!$B5785,DataInput!K5785,NA())","v":"NA"},null,null,"VIC John Lysaght 220 kV",null,null,null,null,false,null,null,{"$error":"#N/A"},{"$error":"#N/A"},{"$error":"#N/A"},{"$error":"#N/A"},{"$error":"#N/A"},{"$error":"#N/A"},{"$error":"#N/A"},{"$error":"#N/A"},{"$error":"#N/A"},{"$error":"#N/A"}]
[null,{"$f":"IF(DataInput!B5816=$B$8,IF($B$9=$B$10,TRUE,IF(DataInput!E5816=$B$9,TRUE,FALSE)))","v":true},null,null,{"$f":"IF(B5817=TRUE,DataInput!B5816,NA())","v":"VIC"},{"$f":"IF($E5817=DataInput!$B5816,DataInput!C5816,NA())","v":"JLA220"},{"$f":"IF($E5817=DataInput!$B5816,DataInput!D5816,NA())","v":"John Lysaght 220 kV"},{"$f":"IF($E5817=DataInput!$B5816,DataInput!E5816,NA())","v":"Direct Connect"},{"$f":"IF($E5817=DataInput!$B5816,DataInput!F5816,NA())","v":"Winter"},{"$f":"IF($E5817=DataInput!$B5816,DataInput!G5816,NA())","v":"Coincident"},{"$f":"IF($E5817=DataInput!$B5816,DataInput!H5816,NA())","v":2018},{"$f":"IF($E5817=DataInput!$B5816,DataInput!I5816,NA())","v":"POE50"},{"$f":"IF($E5817=DataInput!$B5816,DataInput!J5816,NA())","v":"NA"},{"$f":"IF($E5817=DataInput!$B5816,DataInput!K5816,NA())","v":"NA"},null,null,"VIC John Lysaght 220 kV",null,null,null,null,false,null,null,{"$error":"#N/A"},{"$error":"#N/A"},{"$error":"#N/A"},{"$error":"#N/A"},{"$error":"#N/A"},{"$error":"#N/A"},{"$error":"#N/A"},{"$error":"#N/A"},{"$error":"#N/A"},{"$error":"#N/A"}]
[null,{"$f":"IF(DataInput!B5834=$B$8,IF($B$9=$B$10,TRUE,IF(DataInput!E5834=$B$9,TRUE,FALSE)))","v":true},null,null,{"$f":"IF(B5835=TRUE,DataInput!B5834,NA())","v":"VIC"},{"$f":"IF($E5835=DataInput!$B5834,DataInput!C5834,NA())","v":"JLA220"},{"$f":"IF($E5835=DataInput!$B5834,DataInput!D5834,NA())","v":"John Lysaght 220 kV"},{"$f":"IF($E5835=DataInput!$B5834,DataInput!E5834,NA())","v":"Direct Connect"},{"$f":"IF($E5835=DataInput!$B5834,DataInput!F5834,NA())","v":"Winter"},{"$f":"IF($E5835=DataInput!$B5834,DataInput!G5834,NA())","v":"Non-Coincident"},{"$f":"IF($E5835=DataInput!$B5834,DataInput!H5834,NA())","v":2023},{"$f":"IF($E5835=DataInput!$B5834,DataInput!I5834,NA())","v":"POE50"},{"$f":"IF($E5835=DataInput!$B5834,DataInput!J5834,NA())","v":"NA"},{"$f":"IF($E5835=DataInput!$B5834,DataInput!K5834,NA())","v":"NA"},null,null,"VIC John Lysaght 220 kV",null,null,null,null,false,null,null,{"$error":"#N/A"},{"$error":"#N/A"},{"$error":"#N/A"},{"$error":"#N/A"},{"$error":"#N/A"},{"$error":"#N/A"},{"$error":"#N/A"},{"$error":"#N/A"},{"$error":"#N/A"},{"$error":"#N/A"}]
[null,{"$f":"IF(DataInput!B5865=$B$8,IF($B$9=$B$10,TRUE,IF(DataInput!E5865=$B$9,TRUE,FALSE)))","v":true},null,null,{"$f":"IF(B5866=TRUE,DataInput!B5865,NA())","v":"VIC"},{"$f":"IF($E5866=DataInput!$B5865,DataInput!C5865,NA())","v":"KGTS22"},{"$f":"IF($E5866=DataInput!$B5865,DataInput!D5865,NA())","v":"Kerang (Powercor) 22 kV"},{"$f":"IF($E5866=DataInput!$B5865,DataInput!E5865,NA())","v":"Powercor"},{"$f":"IF($E5866=DataInput!$B5865,DataInput!F5865,NA())","v":"Summer"},{"$f":"IF($E5866=DataInput!$B5865,DataInput!G5865,NA())","v":"Coincident"},{"$f":"IF($E5866=DataInput!$B5865,DataInput!H5865,NA())","v":2010},{"$f":"IF($E5866=DataInput!$B5865,DataInput!I5865,NA())","v":"TempCorrActualPOE10"},{"$f":"IF($E5866=DataInput!$B5865,DataInput!J5865,NA())","v":11.29298968},{"$f":"IF($E5866=DataInput!$B5865,DataInput!K5865,NA())","v":"NA"},null,null,"VIC Kerang (Powercor) 22 kV",null,null,null,null,false,null,null,{"$error":"#N/A"},{"$error":"#N/A"},{"$error":"#N/A"},{"$error":"#N/A"},{"$error":"#N/A"},{"$error":"#N/A"},{"$error":"#N/A"},{"$error":"#N/A"},{"$error":"#N/A"},{"$error":"#N/A"}]
[null,{"$f":"IF(DataInput!B5895=$B$8,IF($B$9=$B$10,TRUE,IF(DataInput!E5895=$B$9,TRUE,FALSE)))","v":true},null,null,{"$f":"IF(B5896=TRUE,DataInput!B5895,NA())","v":"VIC"},{"$f":"IF($E5896=DataInput!$B5895,DataInput!C5895,NA())","v":"KGTS22"},{"$f":"IF($E5896=DataInput!$B5895,DataInput!D5895,NA())","v":"Kerang (Powercor) 22 kV"},{"$f":"IF($E5896=DataInput!$B5895,DataInput!E5895,NA())","v":"Powercor"},{"$f":"IF($E5896=DataInput!$B5895,DataInput!F5895,NA())","v":"Summer"},{"$f":"IF($E5896=DataInput!$B5895,DataInput!G5895,NA())","v":"Coincident"},{"$f":"IF($E5896=DataInput!$B5895,DataInput!H5895,NA())","v":2015},{"$f":"IF($E5896=DataInput!$B5895,DataInput!I5895,NA())","v":"TempCorrActualPOE10"},{"$f":"IF($E5896=DataInput!$B5895,DataInput!J5895,NA())","v":10.76468483},{"$f":"IF($E5896=DataInput!$B5895,DataInput!K5895,NA())","v":"NA"},null,null,"VIC Kerang (Powercor) 22 kV",null,null,null,null,false,null,null,{"$error":"#N/A"},{"$error":"#N/A"},{"$error":"#N/A"},{"$error":"#N/A"},{"$error":"#N/A"},{"$error":"#N/A"},{"$error":"#N/A"},{"$error":"#N/A"},{"$error":"#N/A"},{"$error":"#N/A"}]
[null,{"$f":"IF(DataInput!B5942=$B$8,IF($B$9=$B$10,TRUE,IF(DataInput!E5942=$B$9,TRUE,FALSE)))","v":true},null,null,{"$f":"IF(B5943=TRUE,DataInput!B5942,NA())","v":"VIC"},{"$f":"IF($E5943=DataInput!$B5942,DataInput!C5942,NA())","v":"KGTS22"},{"$f":"IF($E5943=DataInput!$B5942,DataInput!D5942,NA())","v":"Kerang (Powercor) 22 kV"},{"$f":"IF($E5943=DataInput!$B5942,DataInput!E5942,NA())","v":"Powercor"},{"$f":"IF($E5943=DataInput!$B5942,DataInput!F5942,NA())","v":"Winter"},{"$f":"IF($E5943=DataInput!$B5942,DataInput!G5942,NA())","v":"Coincident"},{"$f":"IF($E5943=DataInput!$B5942,DataInput!H5942,NA())","v":2005},{"$f":"IF($E5943=DataInput!$B5942,DataInput!I5942,NA())","v":"TempCorrActualPOE50"},{"$f":"IF($E5943=DataInput!$B5942,DataInput!J5942,NA())","v":9.1782555640000005},{"$f":"IF($E5943=DataInput!$B5942,DataInput!K5942,NA())","v":"NA"},null,null,"VIC Kerang (Powercor) 22 kV",null,null,null,null,false,null,null,{"$error":"#N/A"},{"$error":"#N/A"},{"$error":"#N/A"},{"$error":"#N/A"},{"$error":"#N/A"},{"$error":"#N/A"},{"$error":"#N/A"},{"$error":"#N/A"},{"$error":"#N/A"},{"$error":"#N/A"}]
[null,{"$f":"IF(DataInput!B5973=$B$8,IF($B$9=$B$10,TRUE,IF(DataInput!E5973=$B$9,TRUE,FALSE)))","v":true},null,null,{"$f":"IF(B5974=TRUE,DataInput!B5973,NA())","v":"VIC"},{"$f":"IF($E5974=DataInput!$B5973,DataInput!C5973,NA())","v":"KGTS22"},{"$f":"IF($E5974=DataInput!$B5973,DataInput!D5973,NA())","v":"Kerang (Powercor) 22 kV"},{"$f":"IF($E5974=DataInput!$B5973,DataInput!E5973,NA())","v":"Powercor"},{"$f":"IF($E5974=DataInput!$B5973,DataInput!F5973,NA())","v":"Winter"},{"$f":"IF($E5974=DataInput!$B5973,DataInput!G5973,NA())","v":"Non-Coincident"},{"$f":"IF($E5974=DataInput!$B5973,DataInput!H5973,NA())","v":2010},{"$f":"IF($E5974=DataInput!$B5973,DataInput!I5973,NA())","v":"TempCorrActualPOE10"},{"$f":"IF($E5974=DataInput!$B5973,DataInput!J5973,NA())","v":12.06171269},{"$f":"IF($E5974=DataInput!$B5973,DataInput!K5973,NA())","v":"NA"},null,null,"VIC Kerang (Powercor) 22 kV",null,null,null,null,false,null,null,{"$error":"#N/A"},{"$error":"#N/A"},{"$error":"#N/A"},{"$error":"#N/A"},{"$error":"#N/A"},{"$error":"#N/A"},{"$error":"#N/A"},{"$error":"#N/A"},{"$error":"#N/A"},{"$error":"#N/A"}]
[null,{"$f":"IF(DataInput!B5992=$B$8,IF($B$9=$B$10,TRUE,IF(DataInput!E5992=$B$9,TRUE,FALSE)))","v":true},null,null,{"$f":"IF(B5993=TRUE,DataInput!B5992,NA())","v":"VIC"},{"$f":"IF($E5993=DataInput!$B5992,DataInput!C5992,NA())","v":"KGTS22"},{"$f":"IF($E5993=DataInput!$B5992,DataInput!D5992,NA())","v":"Kerang (Powercor) 22 kV"},{"$f":"IF($E5993=DataInput!$B5992,DataInput!E5992,NA())","v":"Powercor"},{"$f":"IF($E5993=DataInput!$B5992,DataInput!F5992,NA())","v":"Winter"},{"$f":"IF($E5993=DataInput!$B5992,DataInput!G5992,NA())","v":"Non-Coincident"},{"$f":"IF($E5993=DataInput!$B5992,DataInput!H5992,NA())","v":2013},{"$f":"IF($E5993=DataInput!$B5992,DataInput!I5992,NA())","v":"TempCorrActualPOE50"},{"$f":"IF($E5993=DataInput!$B5992,DataInput!J5992,NA())","v":14.012065209999999},{"$f":"IF($E5993=DataInput!$B5992,DataInput!K5992,NA())","v":"NA"},null,null,"VIC Kerang (Powercor) 22 kV",null,null,null,null,false,null,null,{"$error":"#N/A"},{"$error":"#N/A"},{"$error":"#N/A"},{"$error":"#N/A"},{"$error":"#N/A"},{"$error":"#N/A"},{"$error":"#N/A"},{"$error":"#N/A"},{"$error":"#N/A"},{"$error":"#N/A"}]
[null,{"$f":"IF(DataInput!B6021=$B$8,IF($B$9=$B$10,TRUE,IF(DataInput!E6021=$B$9,TRUE,FALSE)))","v":true},null,null,{"$f":"IF(B6022=TRUE,DataInput!B6021,NA())","v":"VIC"},{"$f":"IF($E6022=DataInput!$B6021,DataInput!C6021,NA())","v":"KGTS22"},{"$f":"IF($E6022=DataInput!$B6021,DataInput!D6021,NA())","v":"Kerang (Powercor) 22 kV"},{"$f":"IF($E6022=DataInput!$B6021,DataInput!E6021,NA())","v":"Powercor"},{"$f":"IF($E6022=DataInput!$B6021,DataInput!F6021,NA())","v":"Winter"},{"$f":"IF($E6022=DataInput!$B6021,DataInput!G6021,NA())","v":"Non-Coincident"},{"$f":"IF($E6022=DataInput!$B6021,DataInput!H6021,NA())","v":2020},{"$f":"IF($E6022=DataInput!$B6021,DataInput!I6021,NA())","v":"POE10"},{"$f":"IF($E6022=DataInput!$B6021,DataInput!J6021,NA())","v":12.520090140000001},{"$f":"IF($E6022=DataInput!$B6021,DataInput!K6021,NA())","v":0.70413063300000001},null,null,"VIC Kerang (Powercor) 22 kV",null,null,null,null,false,null,null,{"$error":"#N/A"},{"$error":"#N/A"},{"$error":"#N/A"},{"$error":"#N/A"},{"$error":"#N/A"},{"$error":"#N/A"},{"$error":"#N/A"},{"$error":"#N/A"},{"$error":"#N/A"},{"$error":"#N/A"}]
[null,{"$f":"IF(DataInput!B6052=$B$8,IF($B$9=$B$10,TRUE,IF(DataInput!E6052=$B$9,TRUE,FALSE)))","v":true},null,null,{"$f":"IF(B6053=TRUE,DataInput!B6052,NA())","v":"VIC"},{"$f":"IF($E6053=DataInput!$B6052,DataInput!C6052,NA())","v":"KGTS66"},{"$f":"IF($E6053=DataInput!$B6052,DataInput!D6052,NA())","v":"Kerang (Powercor) 66 kV"},{"$f":"IF($E6053=DataInput!$B6052,DataInput!E6052,NA())","v":"Powercor"},{"$f":"IF($E6053=DataInput!$B6052,DataInput!F6052,NA())","v":"Summer"},{"$f":"IF($E6053=DataInput!$B6052,DataInput!G6052,NA())","v":"Non-Coincident"},{"$f":"IF($E6053=DataInput!$B6052,DataInput!H6052,NA())","v":2007},{"$f":"IF($E6053=DataInput!$B6052,DataInput!I6052,NA())","v":"Actual"},{"$f":"IF($E6053=DataInput!$B6052,DataInput!J6052,NA())","v":52.732191999999998},{"$f":"IF($E6053=DataInput!$B6052,DataInput!K6052,NA())","v":"NA"},null,null,"VIC Kerang (Powercor) 66 kV",null,null,null,null,false,null,null,{"$error":"#N/A"},{"$error":"#N/A"},{"$error":"#N/A"},{"$error":"#N/A"},{"$error":"#N/A"},{"$error":"#N/A"},{"$error":"#N/A"},{"$error":"#N/A"},{"$error":"#N/A"},{"$error":"#N/A"}]
[null,{"$f":"IF(DataInput!B6070=$B$8,IF($B$9=$B$10,TRUE,IF(DataInput!E6070=$B$9,TRUE,FALSE)))","v":true},null,null,{"$f":"IF(B6071=TRUE,DataInput!B6070,NA())","v":"VIC"},{"$f":"IF($E6071=DataInput!$B6070,DataInput!C6070,NA())","v":"KGTS66"},{"$f":"IF($E6071=DataInput!$B6070,DataInput!D6070,NA())","v":"Kerang (Powercor) 66 kV"},{"$f":"IF($E6071=DataInput!$B6070,DataInput!E6070,NA())","v":"Powercor"},{"$f":"IF($E6071=DataInput!$B6070,DataInput!F6070,NA())","v":"Summer"},{"$f":"IF($E6071=DataInput!$B6070,DataInput!G6070,NA())","v":"Non-Coincident"},{"$f":"IF($E6071=DataInput!$B6070,DataInput!H6070,NA())","v":2010},{"$f":"IF($E6071=DataInput!$B6070,DataInput!I6070,NA())","v":"Actual"},{"$f":"IF($E6071=DataInput!$B6070,DataInput!J6070,NA())","v":57.069887999999999},{"$f":"IF($E6071=DataInput!$B6070,DataInput!K6070,NA())","v":"NA"},null,null,"VIC Kerang (Powercor) 66 kV",null,null,null,null,false,null,null,{"$error":"#N/A"},{"$error":"#N/A"},{"$error":"#N/A"},{"$error":"#N/A"},{"$error":"#N/A"},{"$error":"#N/A"},{"$error":"#N/A"},{"$error":"#N/A"},{"$error":"#N/A"},{"$error":"#N/A"}]
[null,{"$f":"IF(DataInput!B6115=$B$8,IF($B$9=$B$10,TRUE,IF(DataInput!E6115=$B$9,TRUE,FALSE)))","v":true},null,null,{"$f":"IF(B6116=TRUE,DataInput!B6115,NA())","v":"VIC"},{"$f":"IF($E6116=DataInput!$B6115,DataInput!C6115,NA())","v":"KGTS66"},{"$f":"IF($E6116=DataInput!$B6115,DataInput!D6115,NA())","v":"Kerang (Powercor) 66 kV"},{"$f":"IF($E6116=DataInput!$B6115,DataInput!E6115,NA())","v":"Powercor"},{"$f":"IF($E6116=DataInput!$B6115,DataInput!F6115,NA())","v":"Summer"},{"$f":"IF($E6116=DataInput!$B6115,DataInput!G6115,NA())","v":"Coincident"},{"$f":"IF($E6116=DataInput!$B6115,DataInput!H6115,NA())","v":2019},{"$f":"IF($E6116=DataInput!$B6115,DataInput!I6115,NA())","v":"POE10"},{"$f":"IF($E6116=DataInput!$B6115,DataInput!J6115,NA())","v":56.562266289999997},{"$f":"IF($E6116=DataInput!$B6115,DataInput!K6115,NA())","v":0.86870550499999999},null,null,"VIC Kerang (Powercor) 66 kV",null,null,null,null,false,null,null,{"$error":"#N/A"},{"$error":"#N/A"},{"$error":"#N/A"},{"$error":"#N/A"},{"$error":"#N/A"},{"$error":"#N/A"},{"$error":"#N/A"},{"$error":"#N/A"},{"$error":"#N/A"},{"$error":"#N/A"}]
[null,{"$f":"IF(DataInput!B6131=$B$8,IF($B$9=$B$10,TRUE,IF(DataInput!E6131=$B$9,TRUE,FALSE)))","v":true},null,null,{"$f":"IF(B6132=TRUE,DataInput!B6131,NA())","v":"VIC"},{"$f":"IF($E6132=DataInput!$B6131,DataInput!C6131,NA())","v":"KGTS66"},{"$f":"IF($E6132=DataInput!$B6131,DataInput!D6131,NA())","v":"Kerang (Powercor) 66 kV"},{"$f":"IF($E6132=DataInput!$B6131,DataInput!E6131,NA())","v":"Powercor"},{"$f":"IF($E6132=DataInput!$B6131,DataInput!F6131,NA())","v":"Summer"},{"$f":"IF($E6132=DataInput!$B6131,DataInput!G6131,NA())","v":"Coincident"},{"$f":"IF($E6132=DataInput!$B6131,DataInput!H6131,NA())","v":2023},{"$f":"IF($E6132=DataInput!$B6131,DataInput!I6131,NA())","v":"POE10"},{"$f":"IF($E6132=DataInput!$B6131,DataInput!J6131,NA())","v":63.075046700000001},{"$f":"IF($E6132=DataInput!$B6131,DataInput!K6131,NA())","v":0.86781919399999996},null,null,"VIC Kerang (Powercor) 66 kV",null,null,null,null,false,null,null,{"$error":"#N/A"},{"$error":"#N/A"},{"$error":"#N/A"},{"$error":"#N/A"},{"$error":"#N/A"},{"$error":"#N/A"},{"$error":"#N/A"},{"$error":"#N/A"},{"$error":"#N/A"},{"$error":"#N/A"}]
[null,{"$f":"IF(DataInput!B6149=$B$8,IF($B$9=$B$10,TRUE,IF(DataInput!E6149=$B$9,TRUE,FALSE)))","v":true},null,null,{"$f":"IF(B6150=TRUE,DataInput!B6149,NA())","v":"VIC"},{"$f":"IF($E6150=DataInput!$B6149,DataInput!C6149,NA())","v":"KGTS66"},{"$f":"IF($E6150=DataInput!$B6149,DataInput!D6149,NA())","v":"Kerang (Powercor) 66 kV"},{"$f":"IF($E6150=DataInput!$B6149,DataInput!E6149,NA())","v":"Powercor"},{"$f":"IF($E6150=DataInput!$B6149,DataInput!F6149,NA())","v":"Winter"},{"$f":"IF($E6150=DataInput!$B6149,DataInput!G6149,NA())","v":"Coincident"},{"$f":"IF($E6150=DataInput!$B6149,DataInput!H6149,NA())","v":2009},{"$f":"IF($E6150=DataInput!$B6149,DataInput!I6149,NA())","v":"Actual"},{"$f":"IF($E6150=DataInput!$B6149,DataInput!J6149,NA())","v":33.634003999999997},{"$f":"IF($E6150=DataInput!$B6149,DataInput!K6149,NA())","v":"NA"},null,null,"VIC Kerang (Powercor) 66 kV",null,null,null,null,false,null,null,{"$error":"#N/A"},{"$error":"#N/A"},{"$error":"#N/A"},{"$error":"#N/A"},{"$error":"#N/A"},{"$error":"#N/A"},{"$error":"#N/A"},{"$error":"#N/A"},{"$error":"#N/A"},{"$error":"#N/A"}]
[null,{"$f":"IF(DataInput!B6180=$B$8,IF($B$9=$B$10,TRUE,IF(DataInput!E6180=$B$9,TRUE,FALSE)))","v":true},null,null,{"$f":"IF(B6181=TRUE,DataInput!B6180,NA())","v":"VIC"},{"$f":"IF($E6181=DataInput!$B6180,DataInput!C6180,NA())","v":"KGTS66"},{"$f":"IF($E6181=DataInput!$B6180,DataInput!D6180,NA())","v":"Kerang (Powercor) 66 kV"},{"$f":"IF($E6181=DataInput!$B6180,DataInput!E6180,NA())","v":"Powercor"},{"$f":"IF($E6181=DataInput!$B6180,DataInput!F6180,NA())","v":"Winter"},{"$f":"IF($E6181=DataInput!$B6180,DataInput!G6180,NA())","v":"Non-Coincident"},{"$f":"IF($E6181=DataInput!$B6180,DataInput!H6180,NA())","v":2014},{"$f":"IF($E6181=DataInput!$B6180,DataInput!I6180,NA())","v":"Actual"},{"$f":"IF($E6181=DataInput!$B6180,DataInput!J6180,NA())","v":47.254311999999999},{"$f":"IF($E6181=DataInput!$B6180,DataInput!K6180,NA())","v":"NA"},null,null,"VIC Kerang (Powercor) 66 kV",null,null,null,null,false,null,null,{"$error":"#N/A"},{"$error":"#N/A"},{"$error":"#N/A"},{"$error":"#N/A"},{"$error":"#N/A"},{"$error":"#N/A"},{"$error":"#N/A"},{"$error":"#N/A"},{"$error":"#N/A"},{"$error":"#N/A"}]
[null,{"$f":"IF(DataInput!B6214=$B$8,IF($B$9=$B$10,TRUE,IF(DataInput!E6214=$B$9,TRUE,FALSE)))","v":true},null,null,{"$f":"IF(B6215=TRUE,DataInput!B6214,NA())","v":"VIC"},{"$f":"IF($E6215=DataInput!$B6214,DataInput!C6214,NA())","v":"KGTS66"},{"$f":"IF($E6215=DataInput!$B6214,DataInput!D6214,NA())","v":"Kerang (Powercor) 66 kV"},{"$f":"IF($E6215=DataInput!$B6214,DataInput!E6214,NA())","v":"Powercor"},{"$f":"IF($E6215=DataInput!$B6214,DataInput!F6214,NA())","v":"Winter"},{"$f":"IF($E6215=DataInput!$B6214,DataInput!G6214,NA())","v":"Non-Coincident"},{"$f":"IF($E6215=DataInput!$B6214,DataInput!H6214,NA())","v":2023},{"$f":"IF($E6215=DataInput!$B6214,DataInput!I6214,NA())","v":"POE50"},{"$f":"IF($E6215=DataInput!$B6214,DataInput!J6214,NA())","v":51.289288480000003},{"$f":"IF($E6215=DataInput!$B6214,DataInput!K6214,NA())","v":0.76943151499999995},null,null,"VIC Kerang (Powercor) 66 kV",null,null,null,null,false,null,null,{"$error":"#N/A"},{"$error":"#N/A"},{"$error":"#N/A"},{"$error":"#N/A"},{"$error":"#N/A"},{"$error":"#N/A"},{"$error":"#N/A"},{"$error":"#N/A"},{"$error":"#N/A"},{"$error":"#N/A"}]
[null,{"$f":"IF(DataInput!B6257=$B$8,IF($B$9=$B$10,TRUE,IF(DataInput!E6257=$B$9,TRUE,FALSE)))","v":true},null,null,{"$f":"IF(B6258=TRUE,DataInput!B6257,NA())","v":"VIC"},{"$f":"IF($E6258=DataInput!$B6257,DataInput!C6257,NA())","v":"KTSEJ"},{"$f":"IF($E6258=DataInput!$B6257,DataInput!D6257,NA())","v":"Keilor East (Jemena) 66 kV"},{"$f":"IF($E6258=DataInput!$B6257,DataInput!E6257,NA())","v":"Jemena"},{"$f":"IF($E6258=DataInput!$B6257,DataInput!F6257,NA())","v":"Summer"},{"$f":"IF($E6258=DataInput!$B6257,DataInput!G6257,NA())","v":"Coincident"},{"$f":"IF($E6258=DataInput!$B6257,DataInput!H6257,NA())","v":2012},{"$f":"IF($E6258=DataInput!$B6257,DataInput!I6257,NA())","v":"TempCorrActualPOE10"},{"$f":"IF($E6258=DataInput!$B6257,DataInput!J6257,NA())","v":244.6052755},{"$f":"IF($E6258=DataInput!$B6257,DataInput!K6257,NA())","v":"NA"},null,null,"VIC Keilor East (Jemena) 66 kV",null,null,null,null,false,null,null,{"$error":"#N/A"},{"$error":"#N/A"},{"$error":"#N/A"},{"$error":"#N/A"},{"$error":"#N/A"},{"$error":"#N/A"},{"$error":"#N/A"},{"$error":"#N/A"},{"$error":"#N/A"},{"$error":"#N/A"}]
[null,{"$f":"IF(DataInput!B6288=$B$8,IF($B$9=$B$10,TRUE,IF(DataInput!E6288=$B$9,TRUE,FALSE)))","v":true},null,null,{"$f":"IF(B6289=TRUE,DataInput!B6288,NA())","v":"VIC"},{"$f":"IF($E6289=DataInput!$B6288,DataInput!C6288,NA())","v":"KTSEJ"},{"$f":"IF($E6289=DataInput!$B6288,DataInput!D6288,NA())","v":"Keilor East (Jemena) 66 kV"},{"$f":"IF($E6289=DataInput!$B6288,DataInput!E6288,NA())","v":"Jemena"},{"$f":"IF($E6289=DataInput!$B6288,DataInput!F6288,NA())","v":"Summer"},{"$f":"IF($E6289=DataInput!$B6288,DataInput!G6288,NA())","v":"Coincident"},{"$f":"IF($E6289=DataInput!$B6288,DataInput!H6288,NA())","v":2017},{"$f":"IF($E6289=DataInput!$B6288,DataInput!I6288,NA())","v":"POE50"},{"$f":"IF($E6289=DataInput!$B6288,DataInput!J6288,NA())","v":200.25696099999999},{"$f":"IF($E6289=DataInput!$B6288,DataInput!K6288,NA())","v":0.91959317699999998},null,null,"VIC Keilor East (Jemena) 66 kV",null,null,null,null,false,null,null,{"$error":"#N/A"},{"$error":"#N/A"},{"$error":"#N/A"},{"$error":"#N/A"},{"$error":"#N/A"},{"$error":"#N/A"},{"$error":"#N/A"},{"$error":"#N/A"},{"$error":"#N/A"},{"$error":"#N/A"}]
[null,{"$f":"IF(DataInput!B6306=$B$8,IF($B$9=$B$10,TRUE,IF(DataInput!E6306=$B$9,TRUE,FALSE)))","v":true},null,null,{"$f":"IF(B6307=TRUE,DataInput!B6306,NA())","v":"VIC"},{"$f":"IF($E6307=DataInput!$B6306,DataInput!C6306,NA())","v":"KTSEJ"},{"$f":"IF($E6307=DataInput!$B6306,DataInput!D6306,NA())","v":"Keilor East (Jemena) 66 kV"},{"$f":"IF($E6307=DataInput!$B6306,DataInput!E6306,NA())","v":"Jemena"},{"$f":"IF($E6307=DataInput!$B6306,DataInput!F6306,NA())","v":"Summer"},{"$f":"IF($E6307=DataInput!$B6306,DataInput!G6306,NA())","v":"Non-Coincident"},{"$f":"IF($E6307=DataInput!$B6306,DataInput!H6306,NA())","v":2022},{"$f":"IF($E6307=DataInput!$B6306,DataInput!I6306,NA())","v":"POE50"},{"$f":"IF($E6307=DataInput!$B6306,DataInput!J6306,NA())","v":264.41175620000001},{"$f":"IF($E6307=DataInput!$B6306,DataInput!K6306,NA())","v":0.91905505399999998},null,null,"VIC Keilor East (Jemena) 66 kV",null,null,null,null,false,null,null,{"$error":"#N/A"},{"$error":"#N/A"},{"$error":"#N/A"},{"$error":"#N/A"},{"$error":"#N/A"},{"$error":"#N/A"},{"$error":"#N/A"},{"$error":"#N/A"},{"$error":"#N/A"},{"$error":"#N/A"}]
[null,{"$f":"IF(DataInput!B6337=$B$8,IF($B$9=$B$10,TRUE,IF(DataInput!E6337=$B$9,TRUE,FALSE)))","v":true},null,null,{"$f":"IF(B6338=TRUE,DataInput!B6337,NA())","v":"VIC"},{"$f":"IF($E6338=DataInput!$B6337,DataInput!C6337,NA())","v":"KTSEJ"},{"$f":"IF($E6338=DataInput!$B6337,DataInput!D6337,NA())","v":"Keilor East (Jemena) 66 kV"},{"$f":"IF($E6338=DataInput!$B6337,DataInput!E6337,NA())","v":"Jemena"},{"$f":"IF($E6338=DataInput!$B6337,DataInput!F6337,NA())","v":"Winter"},{"$f":"IF($E6338=DataInput!$B6337,DataInput!G6337,NA())","v":"Coincident"},{"$f":"IF($E6338=DataInput!$B6337,DataInput!H6337,NA())","v":2007},{"$f":"IF($E6338=DataInput!$B6337,DataInput!I6337,NA())","v":"Actual"},{"$f":"IF($E6338=DataInput!$B6337,DataInput!J6337,NA())","v":162.09767199999999},{"$f":"IF($E6338=DataInput!$B6337,DataInput!K6337,NA())","v":"NA"},null,null,"VIC Keilor East (Jemena) 66 kV",null,null,null,null,false,null,null,{"$error":"#N/A"},{"$error":"#N/A"},{"$error":"#N/A"},{"$error":"#N/A"},{"$error":"#N/A"},{"$error":"#N/A"},{"$error":"#N/A"},{"$error":"#N/A"},{"$error":"#N/A"},{"$error":"#N/A"}]
[null,{"$f":"IF(DataInput!B6354=$B$8,IF($B$9=$B$10,TRUE,IF(DataInput!E6354=$B$9,TRUE,FALSE)))","v":true},null,null,{"$f":"IF(B6355=TRUE,DataInput!B6354,NA())","v":"VIC"},{"$f":"IF($E6355=DataInput!$B6354,DataInput!C6354,NA())","v":"KTSEJ"},{"$f":"IF($E6355=DataInput!$B6354,DataInput!D6354,NA())","v":"Keilor East (Jemena) 66 kV"},{"$f":"IF($E6355=DataInput!$B6354,DataInput!E6354,NA())","v":"Jemena"},{"$f":"IF($E6355=DataInput!$B6354,DataInput!F6354,NA())","v":"Winter"},{"$f":"IF($E6355=DataInput!$B6354,DataInput!G6354,NA())","v":"Non-Coincident"},{"$f":"IF($E6355=DataInput!$B6354,DataInput!H6354,NA())","v":2010},{"$f":"IF($E6355=DataInput!$B6354,DataInput!I6354,NA())","v":"TempCorrActualPOE50"},{"$f":"IF($E6355=DataInput!$B6354,DataInput!J6354,NA())","v":165.9664789},{"$f":"IF($E6355=DataInput!$B6354,DataInput!K6354,NA())","v":"NA"},null,null,"VIC Keilor East (Jemena) 66 kV",null,null,null,null,false,null,null,{"$error":"#N/A"},{"$error":"#N/A"},{"$error":"#N/A"},{"$error":"#N/A"},{"$error":"#N/A"},{"$error":"#N/A"},{"$error":"#N/A"},{"$error":"#N/A"},{"$error":"#N/A"},{"$error":"#N/A"}]
[null,{"$f":"IF(DataInput!B6385=$B$8,IF($B$9=$B$10,TRUE,IF(DataInput!E6385=$B$9,TRUE,FALSE)))","v":true},null,null,{"$f":"IF(B6386=TRUE,DataInput!B6385,NA())","v":"VIC"},{"$f":"IF($E6386=DataInput!$B6385,DataInput!C6385,NA())","v":"KTSEJ"},{"$f":"IF($E6386=DataInput!$B6385,DataInput!D6385,NA())","v":"Keilor East (Jemena) 66 kV"},{"$f":"IF($E6386=DataInput!$B6385,DataInput!E6385,NA())","v":"Jemena"},{"$f":"IF($E6386=DataInput!$B6385,DataInput!F6385,NA())","v":"Winter"},{"$f":"IF($E6386=DataInput!$B6385,DataInput!G6385,NA())","v":"Non-Coincident"},{"$f":"IF($E6386=DataInput!$B6385,DataInput!H6385,NA())","v":2016},{"$f":"IF($E6386=DataInput!$B6385,DataInput!I6385,NA())","v":"POE10"},{"$f":"IF($E6386=DataInput!$B6385,DataInput!J6385,NA())","v":174.7609918},{"$f":"IF($E6386=DataInput!$B6385,DataInput!K6385,NA())","v":1},null,null,"VIC Keilor East (Jemena) 66 kV",null,null,null,null,false,null,null,{"$error":"#N/A"},{"$error":"#N/A"},{"$error":"#N/A"},{"$error":"#N/A"},{"$error":"#N/A"},{"$error":"#N/A"},{"$error":"#N/A"},{"$error":"#N/A"},{"$error":"#N/A"},{"$error":"#N/A"}]
[null,{"$f":"IF(DataInput!B6416=$B$8,IF($B$9=$B$10,TRUE,IF(DataInput!E6416=$B$9,TRUE,FALSE)))","v":true},null,null,{"$f":"IF(B6417=TRUE,DataInput!B6416,NA())","v":"VIC"},{"$f":"IF($E6417=DataInput!$B6416,DataInput!C6416,NA())","v":"KTSEJ"},{"$f":"IF($E6417=DataInput!$B6416,DataInput!D6416,NA())","v":"Keilor East (Jemena) 66 kV"},{"$f":"IF($E6417=DataInput!$B6416,DataInput!E6416,NA())","v":"Jemena"},{"$f":"IF($E6417=DataInput!$B6416,DataInput!F6416,NA())","v":"Winter"},{"$f":"IF($E6417=DataInput!$B6416,DataInput!G6416,NA())","v":"Coincident"},{"$f":"IF($E6417=DataInput!$B6416,DataInput!H6416,NA())","v":2023},{"$f":"IF($E6417=DataInput!$B6416,DataInput!I6416,NA())","v":"POE50"},{"$f":"IF($E6417=DataInput!$B6416,DataInput!J6416,NA())","v":236.54795250000001},{"$f":"IF($E6417=DataInput!$B6416,DataInput!K6416,NA())","v":0.99559046200000001},null,null,"VIC Keilor East (Jemena) 66 kV",null,null,null,null,false,null,null,{"$error":"#N/A"},{"$error":"#N/A"},{"$error":"#N/A"},{"$error":"#N/A"},{"$error":"#N/A"},{"$error":"#N/A"},{"$error":"#N/A"},{"$error":"#N/A"},{"$error":"#N/A"},{"$error":"#N/A"}]
[null,{"$f":"IF(DataInput!B6436=$B$8,IF($B$9=$B$10,TRUE,IF(DataInput!E6436=$B$9,TRUE,FALSE)))","v":true},null,null,{"$f":"IF(B6437=TRUE,DataInput!B6436,NA())","v":"VIC"},{"$f":"IF($E6437=DataInput!$B6436,DataInput!C6436,NA())","v":"KTSEP"},{"$f":"IF($E6437=DataInput!$B6436,DataInput!D6436,NA())","v":"Keilor East (Powercor) 66 kV"},{"$f":"IF($E6437=DataInput!$B6436,DataInput!E6436,NA())","v":"Powercor"},{"$f":"IF($E6437=DataInput!$B6436,DataInput!F6436,NA())","v":"Summer"},{"$f":"IF($E6437=DataInput!$B6436,DataInput!G6436,NA())","v":"Non-Coincident"},{"$f":"IF($E6437=DataInput!$B6436,DataInput!H6436,NA())","v":2008},{"$f":"IF($E6437=DataInput!$B6436,DataInput!I6436,NA())","v":"TempCorrActualPOE50"},{"$f":"IF($E6437=DataInput!$B6436,DataInput!J6436,NA())","v":120.4085248},{"$f":"IF($E6437=DataInput!$B6436,DataInput!K6436,NA())","v":"NA"},null,null,"VIC Keilor East (Powercor) 66 kV",null,null,null,null,false,null,null,{"$error":"#N/A"},{"$error":"#N/A"},{"$error":"#N/A"},{"$error":"#N/A"},{"$error":"#N/A"},{"$error":"#N/A"},{"$error":"#N/A"},{"$error":"#N/A"},{"$error":"#N/A"},{"$error":"#N/A"}]
[null,{"$f":"IF(DataInput!B6464=$B$8,IF($B$9=$B$10,TRUE,IF(DataInput!E6464=$B$9,TRUE,FALSE)))","v":true},null,null,{"$f":"IF(B6465=TRUE,DataInput!B6464,NA())","v":"VIC"},{"$f":"IF($E6465=DataInput!$B6464,DataInput!C6464,NA())","v":"KTSEP"},{"$f":"IF($E6465=DataInput!$B6464,DataInput!D6464,NA())","v":"Keilor East (Powercor) 66 kV"},{"$f":"IF($E6465=DataInput!$B6464,DataInput!E6464,NA())","v":"Powercor"},{"$f":"IF($E6465=DataInput!$B6464,DataInput!F6464,NA())","v":"Summer"},{"$f":"IF($E6465=DataInput!$B6464,DataInput!G6464,NA())","v":"Coincident"},{"$f":"IF($E6465=DataInput!$B6464,DataInput!H6464,NA())","v":2013},{"$f":"IF($E6465=DataInput!$B6464,DataInput!I6464,NA())","v":"TempCorrActualPOE50"},{"$f":"IF($E6465=DataInput!$B6464,DataInput!J6464,NA())","v":128.38799080000001},{"$f":"IF($E6465=DataInput!$B6464,DataInput!K6464,NA())","v":"NA"},null,null,"VIC Keilor East (Powercor) 66 kV",null,null,null,null,false,null,null,{"$error":"#N/A"},{"$error":"#N/A"},{"$error":"#N/A"},{"$error":"#N/A"},{"$error":"#N/A"},{"$error":"#N/A"},{"$error":"#N/A"},{"$error":"#N/A"},{"$error":"#N/A"},{"$error":"#N/A"}]
[null,{"$f":"IF(DataInput!B6495=$B$8,IF($B$9=$B$10,TRUE,IF(DataInput!E6495=$B$9,TRUE,FALSE)))","v":true},null,null,{"$f":"IF(B6496=TRUE,DataInput!B6495,NA())","v":"VIC"},{"$f":"IF($E6496=DataInput!$B6495,DataInput!C6495,NA())","v":"KTSEP"},{"$f":"IF($E6496=DataInput!$B6495,DataInput!D6495,NA())","v":"Keilor East (Powercor) 66 kV"},{"$f":"IF($E6496=DataInput!$B6495,DataInput!E6495,NA())","v":"Powercor"},{"$f":"IF($E6496=DataInput!$B6495,DataInput!F6495,NA())","v":"Summer"},{"$f":"IF($E6496=DataInput!$B6495,DataInput!G6495,NA())","v":"Coincident"},{"$f":"IF($E6496=DataInput!$B6495,DataInput!H6495,NA())","v":2019},{"$f":"IF($E6496=DataInput!$B6495,DataInput!I6495,NA())","v":"POE10"},{"$f":"IF($E6496=DataInput!$B6495,DataInput!J6495,NA())","v":80.776745770000005},{"$f":"IF($E6496=DataInput!$B6495,DataInput!K6495,NA())","v":0.94870960000000004},null,null,"VIC Keilor East (Powercor) 66 kV",null,null,null,null,false,null,null,{"$error":"#N/A"},{"$error":"#N/A"},{"$error":"#N/A"},{"$error":"#N/A"},{"$error":"#N/A"},{"$error":"#N/A"},{"$error":"#N/A"},{"$error":"#N/A"},{"$error":"#N/A"},{"$error":"#N/A"}]
[null,{"$f":"IF(DataInput!B6542=$B$8,IF($B$9=$B$10,TRUE,IF(DataInput!E6542=$B$9,TRUE,FALSE)))","v":true},null,null,{"$f":"IF(B6543=TRUE,DataInput!B6542,NA())","v":"VIC"},{"$f":"IF($E6543=DataInput!$B6542,DataInput!C6542,NA())","v":"KTSEP"},{"$f":"IF($E6543=DataInput!$B6542,DataInput!D6542,NA())","v":"Keilor East (Powercor) 66 kV"},{"$f":"IF($E6543=DataInput!$B6542,DataInput!E6542,NA())","v":"Powercor"},{"$f":"IF($E6543=DataInput!$B6542,DataInput!F6542,NA())","v":"Winter"},{"$f":"IF($E6543=DataInput!$B6542,DataInput!G6542,NA())","v":"Non-Coincident"},{"$f":"IF($E6543=DataInput!$B6542,DataInput!H6542,NA())","v":2008},{"$f":"IF($E6543=DataInput!$B6542,DataInput!I6542,NA())","v":"TempCorrActualPOE50"},{"$f":"IF($E6543=DataInput!$B6542,DataInput!J6542,NA())","v":99.886429320000005},{"$f":"IF($E6543=DataInput!$B6542,DataInput!K6542,NA())","v":"NA"},null,null,"VIC Keilor East (Powercor) 66 kV",null,null,null,null,false,null,null,{"$error":"#N/A"},{"$error":"#N/A"},{"$error":"#N/A"},{"$error":"#N/A"},{"$error":"#N/A"},{"$error":"#N/A"},{"$error":"#N/A"},{"$error":"#N/A"},{"$error":"#N/A"},{"$error":"#N/A"}]
[null,{"$f":"IF(DataInput!B6559=$B$8,IF($B$9=$B$10,TRUE,IF(DataInput!E6559=$B$9,TRUE,FALSE)))","v":true},null,null,{"$f":"IF(B6560=TRUE,DataInput!B6559,NA())","v":"VIC"},{"$f":"IF($E6560=DataInput!$B6559,DataInput!C6559,NA())","v":"KTSEP"},{"$f":"IF($E6560=DataInput!$B6559,DataInput!D6559,NA())","v":"Keilor East (Powercor) 66 kV"},{"$f":"IF($E6560=DataInput!$B6559,DataInput!E6559,NA())","v":"Powercor"},{"$f":"IF($E6560=DataInput!$B6559,DataInput!F6559,NA())","v":"Winter"},{"$f":"IF($E6560=DataInput!$B6559,DataInput!G6559,NA())","v":"Non-Coincident"},{"$f":"IF($E6560=DataInput!$B6559,DataInput!H6559,NA())","v":2011},{"$f":"IF($E6560=DataInput!$B6559,DataInput!I6559,NA())","v":"TempCorrActualPOE10"},{"$f":"IF($E6560=DataInput!$B6559,DataInput!J6559,NA())","v":107.790021},{"$f":"IF($E6560=DataInput!$B6559,DataInput!K6559,NA())","v":"NA"},null,null,"VIC Keilor East (Powercor) 66 kV",null,null,null,null,false,null,null,{"$error":"#N/A"},{"$error":"#N/A"},{"$error":"#N/A"},{"$error":"#N/A"},{"$error":"#N/A"},{"$error":"#N/A"},{"$error":"#N/A"},{"$error":"#N/A"},{"$error":"#N/A"},{"$error":"#N/A"}]
[null,{"$f":"IF(DataInput!B6590=$B$8,IF($B$9=$B$10,TRUE,IF(DataInput!E6590=$B$9,TRUE,FALSE)))","v":true},null,null,{"$f":"IF(B6591=TRUE,DataInput!B6590,NA())","v":"VIC"},{"$f":"IF($E6591=DataInput!$B6590,DataInput!C6590,NA())","v":"KTSEP"},{"$f":"IF($E6591=DataInput!$B6590,DataInput!D6590,NA())","v":"Keilor East (Powercor) 66 kV"},{"$f":"IF($E6591=DataInput!$B6590,DataInput!E6590,NA())","v":"Powercor"},{"$f":"IF($E6591=DataInput!$B6590,DataInput!F6590,NA())","v":"Winter"},{"$f":"IF($E6591=DataInput!$B6590,DataInput!G6590,NA())","v":"Non-Coincident"},{"$f":"IF($E6591=DataInput!$B6590,DataInput!H6590,NA())","v":2017},{"$f":"IF($E6591=DataInput!$B6590,DataInput!I6590,NA())","v":"POE50"},{"$f":"IF($E6591=DataInput!$B6590,DataInput!J6590,NA())","v":135.1408386},{"$f":"IF($E6591=DataInput!$B6590,DataInput!K6590,NA())","v":0.97088543999999999},null,null,"VIC Keilor East (Powercor) 66 kV",null,null,null,null,false,null,null,{"$error":"#N/A"},{"$error":"#N/A"},{"$error":"#N/A"},{"$error":"#N/A"},{"$error":"#N/A"},{"$error":"#N/A"},{"$error":"#N/A"},{"$error":"#N/A"},{"$error":"#N/A"},{"$error":"#N/A"}]
[null,{"$f":"IF(DataInput!B6621=$B$8,IF($B$9=$B$10,TRUE,IF(DataInput!E6621=$B$9,TRUE,FALSE)))","v":true},null,null,{"$f":"IF(B6622=TRUE,DataInput!B6621,NA())","v":"VIC"},{"$f":"IF($E6622=DataInput!$B6621,DataInput!C6621,NA())","v":"KTSWJ"},{"$f":"IF($E6622=DataInput!$B6621,DataInput!D6621,NA())","v":"Keilor West (Jemena) 66 kV"},{"$f":"IF($E6622=DataInput!$B6621,DataInput!E6621,NA())","v":"Jemena"},{"$f":"IF($E6622=DataInput!$B6621,DataInput!F6621,NA())","v":"Summer"},{"$f":"IF($E6622=DataInput!$B6621,DataInput!G6621,NA())","v":"Coincident"},{"$f":"IF($E6622=DataInput!$B6621,DataInput!H6621,NA())","v":2006},{"$f":"IF($E6622=DataInput!$B6621,DataInput!I6621,NA())","v":"TempCorrActualPOE10"},{"$f":"IF($E6622=DataInput!$B6621,DataInput!J6621,NA())","v":55.062833849999997},{"$f":"IF($E6622=DataInput!$B6621,DataInput!K6621,NA())","v":"NA"},null,null,"VIC Keilor West (Jemena) 66 kV",null,null,null,null,false,null,null,{"$error":"#N/A"},{"$error":"#N/A"},{"$error":"#N/A"},{"$error":"#N/A"},{"$error":"#N/A"},{"$error":"#N/A"},{"$error":"#N/A"},{"$error":"#N/A"},{"$error":"#N/A"},{"$error":"#N/A"}]
[null,{"$f":"IF(DataInput!B6652=$B$8,IF($B$9=$B$10,TRUE,IF(DataInput!E6652=$B$9,TRUE,FALSE)))","v":true},null,null,{"$f":"IF(B6653=TRUE,DataInput!B6652,NA())","v":"VIC"},{"$f":"IF($E6653=DataInput!$B6652,DataInput!C6652,NA())","v":"KTSWJ"},{"$f":"IF($E6653=DataInput!$B6652,DataInput!D6652,NA())","v":"Keilor West (Jemena) 66 kV"},{"$f":"IF($E6653=DataInput!$B6652,DataInput!E6652,NA())","v":"Jemena"},{"$f":"IF($E6653=DataInput!$B6652,DataInput!F6652,NA())","v":"Summer"},{"$f":"IF($E6653=DataInput!$B6652,DataInput!G6652,NA())","v":"Coincident"},{"$f":"IF($E6653=DataInput!$B6652,DataInput!H6652,NA())","v":2011},{"$f":"IF($E6653=DataInput!$B6652,DataInput!I6652,NA())","v":"TempCorrActualPOE50"},{"$f":"IF($E6653=DataInput!$B6652,DataInput!J6652,NA())","v":64.369213220000006},{"$f":"IF($E6653=DataInput!$B6652,DataInput!K6652,NA())","v":"NA"},null,null,"VIC Keilor West (Jemena) 66 kV",null,null,null,null,false,null,null,{"$f":"IF($V6653=TRUE,E6653,NA())","v":{"$error":"#N/A"}},{"$f":"IF($V6653=TRUE,F6653,NA())","v":{"$error":"#N/A"}},{"$f":"IF($V6653=TRUE,G6653,NA())","v":{"$error":"#N/A"}},{"$f":"IF($V6653=TRUE,H6653,NA())","v":{"$error":"#N/A"}},{"$f":"IF($V6653=TRUE,I6653,NA())","v":{"$error":"#N/A"}},{"$f":"IF($V6653=TRUE,J6653,NA())","v":{"$error":"#N/A"}},{"$f":"IF($V6653=TRUE,K6653,NA())","v":{"$error":"#N/A"}},{"$f":"IF($V6653=TRUE,L6653,NA())","v":{"$error":"#N/A"}},{"$f":"IF($V6653=TRUE,M6653,NA())","v":{"$error":"#N/A"}},{"$f":"IF($V6653=TRUE,N6653,NA())","v":{"$error":"#N/A"}}]
[null,{"$f":"IF(DataInput!B6686=$B$8,IF($B$9=$B$10,TRUE,IF(DataInput!E6686=$B$9,TRUE,FALSE)))","v":true},null,null,{"$f":"IF(B6687=TRUE,DataInput!B6686,NA())","v":"VIC"},{"$f":"IF($E6687=DataInput!$B6686,DataInput!C6686,NA())","v":"KTSWJ"},{"$f":"IF($E6687=DataInput!$B6686,DataInput!D6686,NA())","v":"Keilor West (Jemena) 66 kV"},{"$f":"IF($E6687=DataInput!$B6686,DataInput!E6686,NA())","v":"Jemena"},{"$f":"IF($E6687=DataInput!$B6686,DataInput!F6686,NA())","v":"Summer"},{"$f":"IF($E6687=DataInput!$B6686,DataInput!G6686,NA())","v":"Non-Coincident"},{"$f":"IF($E6687=DataInput!$B6686,DataInput!H6686,NA())","v":2017},{"$f":"IF($E6687=DataInput!$B6686,DataInput!I6686,NA())","v":"POE50"},{"$f":"IF($E6687=DataInput!$B6686,DataInput!J6686,NA())","v":70.172905310000004},{"$f":"IF($E6687=DataInput!$B6686,DataInput!K6686,NA())","v":0.84965772100000003},null,null,"VIC Keilor West (Jemena) 66 kV",null,null,null,null,false,null,null,{"$error":"#N/A"},{"$error":"#N/A"},{"$error":"#N/A"},{"$error":"#N/A"},{"$error":"#N/A"},{"$error":"#N/A"},{"$error":"#N/A"},{"$error":"#N/A"},{"$error":"#N/A"},{"$error":"#N/A"}]
[null,{"$f":"IF(DataInput!B6700=$B$8,IF($B$9=$B$10,TRUE,IF(DataInput!E6700=$B$9,TRUE,FALSE)))","v":true},null,null,{"$f":"IF(B6701=TRUE,DataInput!B6700,NA())","v":"VIC"},{"$f":"IF($E6701=DataInput!$B6700,DataInput!C6700,NA())","v":"KTSWJ"},{"$f":"IF($E6701=DataInput!$B6700,DataInput!D6700,NA())","v":"Keilor West (Jemena) 66 kV"},{"$f":"IF($E6701=DataInput!$B6700,DataInput!E6700,NA())","v":"Jemena"},{"$f":"IF($E6701=DataInput!$B6700,DataInput!F6700,NA())","v":"Summer"},{"$f":"IF($E6701=DataInput!$B6700,DataInput!G6700,NA())","v":"Coincident"},{"$f":"IF($E6701=DataInput!$B6700,DataInput!H6700,NA())","v":2020},{"$f":"IF($E6701=DataInput!$B6700,DataInput!I6700,NA())","v":"POE50"},{"$f":"IF($E6701=DataInput!$B6700,DataInput!J6700,NA())","v":59.664760350000002},{"$f":"IF($E6701=DataInput!$B6700,DataInput!K6700,NA())","v":0.84929526700000002},null,null,"VIC Keilor West (Jemena) 66 kV",null,null,null,null,false,null,null,{"$error":"#N/A"},{"$error":"#N/A"},{"$error":"#N/A"},{"$error":"#N/A"},{"$error":"#N/A"},{"$error":"#N/A"},{"$error":"#N/A"},{"$error":"#N/A"},{"$error":"#N/A"},{"$error":"#N/A"}]
[null,{"$f":"IF(DataInput!B6747=$B$8,IF($B$9=$B$10,TRUE,IF(DataInput!E6747=$B$9,TRUE,FALSE)))","v":true},null,null,{"$f":"IF(B6748=TRUE,DataInput!B6747,NA())","v":"VIC"},{"$f":"IF($E6748=DataInput!$B6747,DataInput!C6747,NA())","v":"KTSWJ"},{"$f":"IF($E6748=DataInput!$B6747,DataInput!D6747,NA())","v":"Keilor West (Jemena) 66 kV"},{"$f":"IF($E6748=DataInput!$B6747,DataInput!E6747,NA())","v":"Jemena"},{"$f":"IF($E6748=DataInput!$B6747,DataInput!F6747,NA())","v":"Winter"},{"$f":"IF($E6748=DataInput!$B6747,DataInput!G6747,NA())","v":"Non-Coincident"},{"$f":"IF($E6748=DataInput!$B6747,DataInput!H6747,NA())","v":2009},{"$f":"IF($E6748=DataInput!$B6747,DataInput!I6747,NA())","v":"TempCorrActualPOE10"},{"$f":"IF($E6748=DataInput!$B6747,DataInput!J6747,NA())","v":54.536043479999996},{"$f":"IF($E6748=DataInput!$B6747,DataInput!K6747,NA())","v":"NA"},null,null,"VIC Keilor West (Jemena) 66 kV",null,null,null,null,false,null,null,{"$error":"#N/A"},{"$error":"#N/A"},{"$error":"#N/A"},{"$error":"#N/A"},{"$error":"#N/A"},{"$error":"#N/A"},{"$error":"#N/A"},{"$error":"#N/A"},{"$error":"#N/A"},{"$error":"#N/A"}]
[null,{"$f":"IF(DataInput!B6778=$B$8,IF($B$9=$B$10,TRUE,IF(DataInput!E6778=$B$9,TRUE,FALSE)))","v":true},null,null,{"$f":"IF(B6779=TRUE,DataInput!B6778,NA())","v":"VIC"},{"$f":"IF($E6779=DataInput!$B6778,DataInput!C6778,NA())","v":"KTSWJ"},{"$f":"IF($E6779=DataInput!$B6778,DataInput!D6778,NA())","v":"Keilor West (Jemena) 66 kV"},{"$f":"IF($E6779=DataInput!$B6778,DataInput!E6778,NA())","v":"Jemena"},{"$f":"IF($E6779=DataInput!$B6778,DataInput!F6778,NA())","v":"Winter"},{"$f":"IF($E6779=DataInput!$B6778,DataInput!G6778,NA())","v":"Non-Coincident"},{"$f":"IF($E6779=DataInput!$B6778,DataInput!H6778,NA())","v":2014},{"$f":"IF($E6779=DataInput!$B6778,DataInput!I6778,NA())","v":"TempCorrActualPOE50"},{"$f":"IF($E6779=DataInput!$B6778,DataInput!J6778,NA())","v":54.635610419999999},{"$f":"IF($E6779=DataInput!$B6778,DataInput!K6778,NA())","v":"NA"},null,null,"VIC Keilor West (Jemena) 66 kV",null,null,null,null,false,null,null,{"$error":"#N/A"},{"$error":"#N/A"},{"$error":"#N/A"},{"$error":"#N/A"},{"$error":"#N/A"},{"$error":"#N/A"},{"$error":"#N/A"},{"$error":"#N/A"},{"$error":"#N/A"},{"$error":"#N/A"}]
[null,{"$f":"IF(DataInput!B6781=$B$8,IF($B$9=$B$10,TRUE,IF(DataInput!E6781=$B$9,TRUE,FALSE)))","v":true},null,null,{"$f":"IF(B6782=TRUE,DataInput!B6781,NA())","v":"VIC"},{"$f":"IF($E6782=DataInput!$B6781,DataInput!C6781,NA())","v":"KTSWJ"},{"$f":"IF($E6782=DataInput!$B6781,DataInput!D6781,NA())","v":"Keilor West (Jemena) 66 kV"},{"$f":"IF($E6782=DataInput!$B6781,DataInput!E6781,NA())","v":"Jemena"},{"$f":"IF($E6782=DataInput!$B6781,DataInput!F6781,NA())","v":"Winter"},{"$f":"IF($E6782=DataInput!$B6781,DataInput!G6781,NA())","v":"Non-Coincident"},{"$f":"IF($E6782=DataInput!$B6781,DataInput!H6781,NA())","v":2015},{"$f":"IF($E6782=DataInput!$B6781,DataInput!I6781,NA())","v":"POE10"},{"$f":"IF($E6782=DataInput!$B6781,DataInput!J6781,NA())","v":57.358190899999997},{"$f":"IF($E6782=DataInput!$B6781,DataInput!K6781,NA())","v":0.98299423900000005},null,null,"VIC Keilor West (Jemena) 66 kV",null,null,null,null,false,null,null,{"$error":"#N/A"},{"$error":"#N/A"},{"$error":"#N/A"},{"$error":"#N/A"},{"$error":"#N/A"},{"$error":"#N/A"},{"$error":"#N/A"},{"$error":"#N/A"},{"$error":"#N/A"},{"$error":"#N/A"}]
[null,{"$f":"IF(DataInput!B6826=$B$8,IF($B$9=$B$10,TRUE,IF(DataInput!E6826=$B$9,TRUE,FALSE)))","v":true},null,null,{"$f":"IF(B6827=TRUE,DataInput!B6826,NA())","v":"VIC"},{"$f":"IF($E6827=DataInput!$B6826,DataInput!C6826,NA())","v":"KTSWP"},{"$f":"IF($E6827=DataInput!$B6826,DataInput!D6826,NA())","v":"Keilor West (Powercor) 66 kV"},{"$f":"IF($E6827=DataInput!$B6826,DataInput!E6826,NA())","v":"Powercor"},{"$f":"IF($E6827=DataInput!$B6826,DataInput!F6826,NA())","v":"Summer"},{"$f":"IF($E6827=DataInput!$B6826,DataInput!G6826,NA())","v":"Non-Coincident"},{"$f":"IF($E6827=DataInput!$B6826,DataInput!H6826,NA())","v":2006},{"$f":"IF($E6827=DataInput!$B6826,DataInput!I6826,NA())","v":"Actual"},{"$f":"IF($E6827=DataInput!$B6826,DataInput!J6826,NA())","v":159.740444},{"$f":"IF($E6827=DataInput!$B6826,DataInput!K6826,NA())","v":"NA"},null,null,"VIC Keilor West (Powercor) 66 kV",null,null,null,null,false,null,null,{"$error":"#N/A"},{"$error":"#N/A"},{"$error":"#N/A"},{"$error":"#N/A"},{"$error":"#N/A"},{"$error":"#N/A"},{"$error":"#N/A"},{"$error":"#N/A"},{"$error":"#N/A"},{"$error":"#N/A"}]
[null,{"$f":"IF(DataInput!B6857=$B$8,IF($B$9=$B$10,TRUE,IF(DataInput!E6857=$B$9,TRUE,FALSE)))","v":true},null,null,{"$f":"IF(B6858=TRUE,DataInput!B6857,NA())","v":"VIC"},{"$f":"IF($E6858=DataInput!$B6857,DataInput!C6857,NA())","v":"KTSWP"},{"$f":"IF($E6858=DataInput!$B6857,DataInput!D6857,NA())","v":"Keilor West (Powercor) 66 kV"},{"$f":"IF($E6858=DataInput!$B6857,DataInput!E6857,NA())","v":"Powercor"},{"$f":"IF($E6858=DataInput!$B6857,DataInput!F6857,NA())","v":"Summer"},{"$f":"IF($E6858=DataInput!$B6857,DataInput!G6857,NA())","v":"Coincident"},{"$f":"IF($E6858=DataInput!$B6857,DataInput!H6857,NA())","v":2012},{"$f":"IF($E6858=DataInput!$B6857,DataInput!I6857,NA())","v":"TempCorrActualPOE10"},{"$f":"IF($E6858=DataInput!$B6857,DataInput!J6857,NA())","v":192.33096900000001},{"$f":"IF($E6858=DataInput!$B6857,DataInput!K6857,NA())","v":"NA"},null,null,"VIC Keilor West (Powercor) 66 kV",null,null,null,null,false,null,null,{"$error":"#N/A"},{"$error":"#N/A"},{"$error":"#N/A"},{"$error":"#N/A"},{"$error":"#N/A"},{"$error":"#N/A"},{"$error":"#N/A"},{"$error":"#N/A"},{"$error":"#N/A"},{"$error":"#N/A"}]
[null,{"$f":"IF(DataInput!B6888=$B$8,IF($B$9=$B$10,TRUE,IF(DataInput!E6888=$B$9,TRUE,FALSE)))","v":true},null,null,{"$f":"IF(B6889=TRUE,DataInput!B6888,NA())","v":"VIC"},{"$f":"IF($E6889=DataInput!$B6888,DataInput!C6888,NA())","v":"KTSWP"},{"$f":"IF($E6889=DataInput!$B6888,DataInput!D6888,NA())","v":"Keilor West (Powercor) 66 kV"},{"$f":"IF($E6889=DataInput!$B6888,DataInput!E6888,NA())","v":"Powercor"},{"$f":"IF($E6889=DataInput!$B6888,DataInput!F6888,NA())","v":"Summer"},{"$f":"IF($E6889=DataInput!$B6888,DataInput!G6888,NA())","v":"Coincident"},{"$f":"IF($E6889=DataInput!$B6888,DataInput!H6888,NA())","v":2017},{"$f":"IF($E6889=DataInput!$B6888,DataInput!I6888,NA())","v":"POE50"},{"$f":"IF($E6889=DataInput!$B6888,DataInput!J6888,NA())","v":157.82507620000001},{"$f":"IF($E6889=DataInput!$B6888,DataInput!K6888,NA())","v":0.86773469999999997},null,null,"VIC Keilor West (Powercor) 66 kV",null,null,null,null,false,null,null,{"$error":"#N/A"},{"$error":"#N/A"},{"$error":"#N/A"},{"$error":"#N/A"},{"$error":"#N/A"},{"$error":"#N/A"},{"$error":"#N/A"},{"$error":"#N/A"},{"$error":"#N/A"},{"$error":"#N/A"}]
[null,{"$f":"IF(DataInput!B6908=$B$8,IF($B$9=$B$10,TRUE,IF(DataInput!E6908=$B$9,TRUE,FALSE)))","v":true},null,null,{"$f":"IF(B6909=TRUE,DataInput!B6908,NA())","v":"VIC"},{"$f":"IF($E6909=DataInput!$B6908,DataInput!C6908,NA())","v":"KTSWP"},{"$f":"IF($E6909=DataInput!$B6908,DataInput!D6908,NA())","v":"Keilor West (Powercor) 66 kV"},{"$f":"IF($E6909=DataInput!$B6908,DataInput!E6908,NA())","v":"Powercor"},{"$f":"IF($E6909=DataInput!$B6908,DataInput!F6908,NA())","v":"Summer"},{"$f":"IF($E6909=DataInput!$B6908,DataInput!G6908,NA())","v":"Coincident"},{"$f":"IF($E6909=DataInput!$B6908,DataInput!H6908,NA())","v":2022},{"$f":"IF($E6909=DataInput!$B6908,DataInput!I6908,NA())","v":"POE50"},{"$f":"IF($E6909=DataInput!$B6908,DataInput!J6908,NA())","v":107.2957665},{"$f":"IF($E6909=DataInput!$B6908,DataInput!K6908,NA())","v":0.86722692300000004},null,null,"VIC Keilor West (Powercor) 66 kV",null,null,null,null,false,null,null,{"$f":"IF($V6909=TRUE,E6909,NA())","v":{"$error":"#N/A"}},{"$f":"IF($V6909=TRUE,F6909,NA())","v":{"$error":"#N/A"}},{"$f":"IF($V6909=TRUE,G6909,NA())","v":{"$error":"#N/A"}},{"$f":"IF($V6909=TRUE,H6909,NA())","v":{"$error":"#N/A"}},{"$f":"IF($V6909=TRUE,I6909,NA())","v":{"$error":"#N/A"}},{"$f":"IF($V6909=TRUE,J6909,NA())","v":{"$error":"#N/A"}},{"$f":"IF($V6909=TRUE,K6909,NA())","v":{"$error":"#N/A"}},{"$f":"IF($V6909=TRUE,L6909,NA())","v":{"$error":"#N/A"}},{"$f":"IF($V6909=TRUE,M6909,NA())","v":{"$error":"#N/A"}},{"$f":"IF($V6909=TRUE,N6909,NA())","v":{"$error":"#N/A"}}]
[null,{"$f":"IF(DataInput!B6936=$B$8,IF($B$9=$B$10,TRUE,IF(DataInput!E6936=$B$9,TRUE,FALSE)))","v":true},null,null,{"$f":"IF(B6937=TRUE,DataInput!B6936,NA())","v":"VIC"},{"$f":"IF($E6937=DataInput!$B6936,DataInput!C6936,NA())","v":"KTSWP"},{"$f":"IF($E6937=DataInput!$B6936,DataInput!D6936,NA())","v":"Keilor West (Powercor) 66 kV"},{"$f":"IF($E6937=DataInput!$B6936,DataInput!E6936,NA())","v":"Powercor"},{"$f":"IF($E6937=DataInput!$B6936,DataInput!F6936,NA())","v":"Winter"},{"$f":"IF($E6937=DataInput!$B6936,DataInput!G6936,NA())","v":"Non-Coincident"},{"$f":"IF($E6937=DataInput!$B6936,DataInput!H6936,NA())","v":2007},{"$f":"IF($E6937=DataInput!$B6936,DataInput!I6936,NA())","v":"TempCorrActualPOE50"},{"$f":"IF($E6937=DataInput!$B6936,DataInput!J6936,NA())","v":153.8609663},{"$f":"IF($E6937=DataInput!$B6936,DataInput!K6936,NA())","v":"NA"},null,null,"VIC Keilor West (Powercor) 66 kV",null,null,null,null,false,null,null,{"$error":"#N/A"},{"$error":"#N/A"},{"$error":"#N/A"},{"$error":"#N/A"},{"$error":"#N/A"},{"$error":"#N/A"},{"$error":"#N/A"},{"$error":"#N/A"},{"$error":"#N/A"},{"$error":"#N/A"}]
[null,{"$f":"IF(DataInput!B6954=$B$8,IF($B$9=$B$10,TRUE,IF(DataInput!E6954=$B$9,TRUE,FALSE)))","v":true},null,null,{"$f":"IF(B6955=TRUE,DataInput!B6954,NA())","v":"VIC"},{"$f":"IF($E6955=DataInput!$B6954,DataInput!C6954,NA())","v":"KTSWP"},{"$f":"IF($E6955=DataInput!$B6954,DataInput!D6954,NA())","v":"Keilor West (Powercor) 66 kV"},{"$f":"IF($E6955=DataInput!$B6954,DataInput!E6954,NA())","v":"Powercor"},{"$f":"IF($E6955=DataInput!$B6954,DataInput!F6954,NA())","v":"Winter"},{"$f":"IF($E6955=DataInput!$B6954,DataInput!G6954,NA())","v":"Non-Coincident"},{"$f":"IF($E6955=DataInput!$B6954,DataInput!H6954,NA())","v":2010},{"$f":"IF($E6955=DataInput!$B6954,DataInput!I6954,NA())","v":"TempCorrActualPOE50"},{"$f":"IF($E6955=DataInput!$B6954,DataInput!J6954,NA())","v":154.50666609999999},{"$f":"IF($E6955=DataInput!$B6954,DataInput!K6954,NA())","v":"NA"},null,null,"VIC Keilor West (Powercor) 66 kV",null,null,null,null,false,null,null,{"$error":"#N/A"},{"$error":"#N/A"},{"$error":"#N/A"},{"$error":"#N/A"},{"$error":"#N/A"},{"$error":"#N/A"},{"$error":"#N/A"},{"$error":"#N/A"},{"$error":"#N/A"},{"$error":"#N/A"}]
[null,{"$f":"IF(DataInput!B6985=$B$8,IF($B$9=$B$10,TRUE,IF(DataInput!E6985=$B$9,TRUE,FALSE)))","v":true},null,null,{"$f":"IF(B6986=TRUE,DataInput!B6985,NA())","v":"VIC"},{"$f":"IF($E6986=DataInput!$B6985,DataInput!C6985,NA())","v":"KTSWP"},{"$f":"IF($E6986=DataInput!$B6985,DataInput!D6985,NA())","v":"Keilor West (Powercor) 66 kV"},{"$f":"IF($E6986=DataInput!$B6985,DataInput!E6985,NA())","v":"Powercor"},{"$f":"IF($E6986=DataInput!$B6985,DataInput!F6985,NA())","v":"Winter"},{"$f":"IF($E6986=DataInput!$B6985,DataInput!G6985,NA())","v":"Non-Coincident"},{"$f":"IF($E6986=DataInput!$B6985,DataInput!H6985,NA())","v":2016},{"$f":"IF($E6986=DataInput!$B6985,DataInput!I6985,NA())","v":"POE10"},{"$f":"IF($E6986=DataInput!$B6985,DataInput!J6985,NA())","v":156.15885789999999},{"$f":"IF($E6986=DataInput!$B6985,DataInput!K6985,NA())","v":0.99547696500000005},null,null,"VIC Keilor West (Powercor) 66 kV",null,null,null,null,false,null,null,{"$error":"#N/A"},{"$error":"#N/A"},{"$error":"#N/A"},{"$error":"#N/A"},{"$error":"#N/A"},{"$error":"#N/A"},{"$error":"#N/A"},{"$error":"#N/A"},{"$error":"#N/A"},{"$error":"#N/A"}]
[null,{"$f":"IF(DataInput!B7031=$B$8,IF($B$9=$B$10,TRUE,IF(DataInput!E7031=$B$9,TRUE,FALSE)))","v":true},null,null,{"$f":"IF(B7032=TRUE,DataInput!B7031,NA())","v":"VIC"},{"$f":"IF($E7032=DataInput!$B7031,DataInput!C7031,NA())","v":"LY66"},{"$f":"IF($E7032=DataInput!$B7031,DataInput!D7031,NA())","v":"Loy Yang (AusNet) 66 kV"},{"$f":"IF($E7032=DataInput!$B7031,DataInput!E7031,NA())","v":"AusNet"},{"$f":"IF($E7032=DataInput!$B7031,DataInput!F7031,NA())","v":"Summer"},{"$f":"IF($E7032=DataInput!$B7031,DataInput!G7031,NA())","v":"Coincident"},{"$f":"IF($E7032=DataInput!$B7031,DataInput!H7031,NA())","v":2013},{"$f":"IF($E7032=DataInput!$B7031,DataInput!I7031,NA())","v":"Actual"},{"$f":"IF($E7032=DataInput!$B7031,DataInput!J7031,NA())","v":7.6642380000000001},{"$f":"IF($E7032=DataInput!$B7031,DataInput!K7031,NA())","v":"NA"},null,null,"VIC Loy Yang (AusNet) 66 kV",null,null,null,null,false,null,null,{"$error":"#N/A"},{"$error":"#N/A"},{"$error":"#N/A"},{"$error":"#N/A"},{"$error":"#N/A"},{"$error":"#N/A"},{"$error":"#N/A"},{"$error":"#N/A"},{"$error":"#N/A"},{"$error":"#N/A"}]
[null,{"$f":"IF(DataInput!B7062=$B$8,IF($B$9=$B$10,TRUE,IF(DataInput!E7062=$B$9,TRUE,FALSE)))","v":true},null,null,{"$f":"IF(B7063=TRUE,DataInput!B7062,NA())","v":"VIC"},{"$f":"IF($E7063=DataInput!$B7062,DataInput!C7062,NA())","v":"LY66"},{"$f":"IF($E7063=DataInput!$B7062,DataInput!D7062,NA())","v":"Loy Yang (AusNet) 66 kV"},{"$f":"IF($E7063=DataInput!$B7062,DataInput!E7062,NA())","v":"AusNet"},{"$f":"IF($E7063=DataInput!$B7062,DataInput!F7062,NA())","v":"Summer"},{"$f":"IF($E7063=DataInput!$B7062,DataInput!G7062,NA())","v":"Non-Coincident"},{"$f":"IF($E7063=DataInput!$B7062,DataInput!H7062,NA())","v":2020},{"$f":"IF($E7063=DataInput!$B7062,DataInput!I7062,NA())","v":"POE50"},{"$f":"IF($E7063=DataInput!$B7062,DataInput!J7062,NA())","v":28.54284672},{"$f":"IF($E7063=DataInput!$B7062,DataInput!K7062,NA())","v":0.33178734799999998},null,null,"VIC Loy Yang (AusNet) 66 kV",null,null,null,null,false,null,null,{"$error":"#N/A"},{"$error":"#N/A"},{"$error":"#N/A"},{"$error":"#N/A"},{"$error":"#N/A"},{"$error":"#N/A"},{"$error":"#N/A"},{"$error":"#N/A"},{"$error":"#N/A"},{"$error":"#N/A"}]
[null,{"$f":"IF(DataInput!B7093=$B$8,IF($B$9=$B$10,TRUE,IF(DataInput!E7093=$B$9,TRUE,FALSE)))","v":true},null,null,{"$f":"IF(B7094=TRUE,DataInput!B7093,NA())","v":"VIC"},{"$f":"IF($E7094=DataInput!$B7093,DataInput!C7093,NA())","v":"LY66"},{"$f":"IF($E7094=DataInput!$B7093,DataInput!D7093,NA())","v":"Loy Yang (AusNet) 66 kV"},{"$f":"IF($E7094=DataInput!$B7093,DataInput!E7093,NA())","v":"AusNet"},{"$f":"IF($E7094=DataInput!$B7093,DataInput!F7093,NA())","v":"Winter"},{"$f":"IF($E7094=DataInput!$B7093,DataInput!G7093,NA())","v":"Coincident"},{"$f":"IF($E7094=DataInput!$B7093,DataInput!H7093,NA())","v":2012},{"$f":"IF($E7094=DataInput!$B7093,DataInput!I7093,NA())","v":"Actual"},{"$f":"IF($E7094=DataInput!$B7093,DataInput!J7093,NA())","v":19.142825999999999},{"$f":"IF($E7094=DataInput!$B7093,DataInput!K7093,NA())","v":"NA"},null,null,"VIC Loy Yang (AusNet) 66 kV",null,null,null,null,false,null,null,{"$error":"#N/A"},{"$error":"#N/A"},{"$error":"#N/A"},{"$error":"#N/A"},{"$error":"#N/A"},{"$error":"#N/A"},{"$error":"#N/A"},{"$error":"#N/A"},{"$error":"#N/A"},{"$error":"#N/A"}]
[null,{"$f":"IF(DataInput!B7095=$B$8,IF($B$9=$B$10,TRUE,IF(DataInput!E7095=$B$9,TRUE,FALSE)))","v":true},null,null,{"$f":"IF(B7096=TRUE,DataInput!B7095,NA())","v":"VIC"},{"$f":"IF($E7096=DataInput!$B7095,DataInput!C7095,NA())","v":"LY66"},{"$f":"IF($E7096=DataInput!$B7095,DataInput!D7095,NA())","v":"Loy Yang (AusNet) 66 kV"},{"$f":"IF($E7096=DataInput!$B7095,DataInput!E7095,NA())","v":"AusNet"},{"$f":"IF($E7096=DataInput!$B7095,DataInput!F7095,NA())","v":"Winter"},{"$f":"IF($E7096=DataInput!$B7095,DataInput!G7095,NA())","v":"Coincident"},{"$f":"IF($E7096=DataInput!$B7095,DataInput!H7095,NA())","v":2013},{"$f":"IF($E7096=DataInput!$B7095,DataInput!I7095,NA())","v":"TempCorrActualPOE10"},{"$f":"IF($E7096=DataInput!$B7095,DataInput!J7095,NA())","v":18.867576209999999},{"$f":"IF($E7096=DataInput!$B7095,DataInput!K7095,NA())","v":"NA"},null,null,"VIC Loy Yang (AusNet) 66 kV",null,null,null,null,false,null,null,{"$error":"#N/A"},{"$error":"#N/A"},{"$error":"#N/A"},{"$error":"#N/A"},{"$error":"#N/A"},{"$error":"#N/A"},{"$error":"#N/A"},{"$error":"#N/A"},{"$error":"#N/A"},{"$error":"#N/A"}]
[null,{"$f":"IF(DataInput!B7130=$B$8,IF($B$9=$B$10,TRUE,IF(DataInput!E7130=$B$9,TRUE,FALSE)))","v":true},null,null,{"$f":"IF(B7131=TRUE,DataInput!B7130,NA())","v":"VIC"},{"$f":"IF($E7131=DataInput!$B7130,DataInput!C7130,NA())","v":"LY66"},{"$f":"IF($E7131=DataInput!$B7130,DataInput!D7130,NA())","v":"Loy Yang (AusNet) 66 kV"},{"$f":"IF($E7131=DataInput!$B7130,DataInput!E7130,NA())","v":"AusNet"},{"$f":"IF($E7131=DataInput!$B7130,DataInput!F7130,NA())","v":"Winter"},{"$f":"IF($E7131=DataInput!$B7130,DataInput!G7130,NA())","v":"Coincident"},{"$f":"IF($E7131=DataInput!$B7130,DataInput!H7130,NA())","v":2020},{"$f":"IF($E7131=DataInput!$B7130,DataInput!I7130,NA())","v":"POE50"},{"$f":"IF($E7131=DataInput!$B7130,DataInput!J7130,NA())","v":17.909119629999999},{"$f":"IF($E7131=DataInput!$B7130,DataInput!K7130,NA())","v":0.58794972499999998},null,null,"VIC Loy Yang (AusNet) 66 kV",null,null,null,null,false,null,null,{"$error":"#N/A"},{"$error":"#N/A"},{"$error":"#N/A"},{"$error":"#N/A"},{"$error":"#N/A"},{"$error":"#N/A"},{"$error":"#N/A"},{"$error":"#N/A"},{"$error":"#N/A"},{"$error":"#N/A"}]
[null,{"$f":"IF(DataInput!B7172=$B$8,IF($B$9=$B$10,TRUE,IF(DataInput!E7172=$B$9,TRUE,FALSE)))","v":true},null,null,{"$f":"IF(B7173=TRUE,DataInput!B7172,NA())","v":"VIC"},{"$f":"IF($E7173=DataInput!$B7172,DataInput!C7172,NA())","v":"MBTS66"},{"$f":"IF($E7173=DataInput!$B7172,DataInput!D7172,NA())","v":"Mt Beauty (AusNet) 66 kV"},{"$f":"IF($E7173=DataInput!$B7172,DataInput!E7172,NA())","v":"AusNet"},{"$f":"IF($E7173=DataInput!$B7172,DataInput!F7172,NA())","v":"Summer"},{"$f":"IF($E7173=DataInput!$B7172,DataInput!G7172,NA())","v":"Coincident"},{"$f":"IF($E7173=DataInput!$B7172,DataInput!H7172,NA())","v":2010},{"$f":"IF($E7173=DataInput!$B7172,DataInput!I7172,NA())","v":"TempCorrActualPOE50"},{"$f":"IF($E7173=DataInput!$B7172,DataInput!J7172,NA())","v":27.41830809},{"$f":"IF($E7173=DataInput!$B7172,DataInput!K7172,NA())","v":"NA"},null,null,"VIC Mt Beauty (AusNet) 66 kV",null,null,null,null,false,null,null,{"$error":"#N/A"},{"$error":"#N/A"},{"$error":"#N/A"},{"$error":"#N/A"},{"$error":"#N/A"},{"$error":"#N/A"},{"$error":"#N/A"},{"$error":"#N/A"},{"$error":"#N/A"},{"$error":"#N/A"}]
[null,{"$f":"IF(DataInput!B7190=$B$8,IF($B$9=$B$10,TRUE,IF(DataInput!E7190=$B$9,TRUE,FALSE)))","v":true},null,null,{"$f":"IF(B7191=TRUE,DataInput!B7190,NA())","v":"VIC"},{"$f":"IF($E7191=DataInput!$B7190,DataInput!C7190,NA())","v":"MBTS66"},{"$f":"IF($E7191=DataInput!$B7190,DataInput!D7190,NA())","v":"Mt Beauty (AusNet) 66 kV"},{"$f":"IF($E7191=DataInput!$B7190,DataInput!E7190,NA())","v":"AusNet"},{"$f":"IF($E7191=DataInput!$B7190,DataInput!F7190,NA())","v":"Summer"},{"$f":"IF($E7191=DataInput!$B7190,DataInput!G7190,NA())","v":"Coincident"},{"$f":"IF($E7191=DataInput!$B7190,DataInput!H7190,NA())","v":2013},{"$f":"IF($E7191=DataInput!$B7190,DataInput!I7190,NA())","v":"TempCorrActualPOE50"},{"$f":"IF($E7191=DataInput!$B7190,DataInput!J7190,NA())","v":25.492302779999999},{"$f":"IF($E7191=DataInput!$B7190,DataInput!K7190,NA())","v":"NA"},null,null,"VIC Mt Beauty (AusNet) 66 kV",null,null,null,null,false,null,null,{"$error":"#N/A"},{"$error":"#N/A"},{"$error":"#N/A"},{"$error":"#N/A"},{"$error":"#N/A"},{"$error":"#N/A"},{"$error":"#N/A"},{"$error":"#N/A"},{"$error":"#N/A"},{"$error":"#N/A"}]
[null,{"$f":"IF(DataInput!B7221=$B$8,IF($B$9=$B$10,TRUE,IF(DataInput!E7221=$B$9,TRUE,FALSE)))","v":true},null,null,{"$f":"IF(B7222=TRUE,DataInput!B7221,NA())","v":"VIC"},{"$f":"IF($E7222=DataInput!$B7221,DataInput!C7221,NA())","v":"MBTS66"},{"$f":"IF($E7222=DataInput!$B7221,DataInput!D7221,NA())","v":"Mt Beauty (AusNet) 66 kV"},{"$f":"IF($E7222=DataInput!$B7221,DataInput!E7221,NA())","v":"AusNet"},{"$f":"IF($E7222=DataInput!$B7221,DataInput!F7221,NA())","v":"Summer"},{"$f":"IF($E7222=DataInput!$B7221,DataInput!G7221,NA())","v":"Coincident"},{"$f":"IF($E7222=DataInput!$B7221,DataInput!H7221,NA())","v":2019},{"$f":"IF($E7222=DataInput!$B7221,DataInput!I7221,NA())","v":"POE10"},{"$f":"IF($E7222=DataInput!$B7221,DataInput!J7221,NA())","v":28.83753385},{"$f":"IF($E7222=DataInput!$B7221,DataInput!K7221,NA())","v":0.75057608799999997},null,null,"VIC Mt Beauty (AusNet) 66 kV",null,null,null,null,false,null,null,{"$error":"#N/A"},{"$error":"#N/A"},{"$error":"#N/A"},{"$error":"#N/A"},{"$error":"#N/A"},{"$error":"#N/A"},{"$error":"#N/A"},{"$error":"#N/A"},{"$error":"#N/A"},{"$error":"#N/A"}]
[null,{"$f":"IF(DataInput!B7253=$B$8,IF($B$9=$B$10,TRUE,IF(DataInput!E7253=$B$9,TRUE,FALSE)))","v":true},null,null,{"$f":"IF(B7254=TRUE,DataInput!B7253,NA())","v":"VIC"},{"$f":"IF($E7254=DataInput!$B7253,DataInput!C7253,NA())","v":"MBTS66"},{"$f":"IF($E7254=DataInput!$B7253,DataInput!D7253,NA())","v":"Mt Beauty (AusNet) 66 kV"},{"$f":"IF($E7254=DataInput!$B7253,DataInput!E7253,NA())","v":"AusNet"},{"$f":"IF($E7254=DataInput!$B7253,DataInput!F7253,NA())","v":"Winter"},{"$f":"IF($E7254=DataInput!$B7253,DataInput!G7253,NA())","v":"Coincident"},{"$f":"IF($E7254=DataInput!$B7253,DataInput!H7253,NA())","v":2006},{"$f":"IF($E7254=DataInput!$B7253,DataInput!I7253,NA())","v":"TempCorrActualPOE10"},{"$f":"IF($E7254=DataInput!$B7253,DataInput!J7253,NA())","v":36.135511090000001},{"$f":"IF($E7254=DataInput!$B7253,DataInput!K7253,NA())","v":"NA"},null,null,"VIC Mt Beauty (AusNet) 66 kV",null,null,null,null,false,null,null,{"$error":"#N/A"},{"$error":"#N/A"},{"$error":"#N/A"},{"$error":"#N/A"},{"$error":"#N/A"},{"$error":"#N/A"},{"$error":"#N/A"},{"$error":"#N/A"},{"$error":"#N/A"},{"$error":"#N/A"}]
[null,{"$f":"IF(DataInput!B7269=$B$8,IF($B$9=$B$10,TRUE,IF(DataInput!E7269=$B$9,TRUE,FALSE)))","v":true},null,null,{"$f":"IF(B7270=TRUE,DataInput!B7269,NA())","v":"VIC"},{"$f":"IF($E7270=DataInput!$B7269,DataInput!C7269,NA())","v":"MBTS66"},{"$f":"IF($E7270=DataInput!$B7269,DataInput!D7269,NA())","v":"Mt Beauty (AusNet) 66 kV"},{"$f":"IF($E7270=DataInput!$B7269,DataInput!E7269,NA())","v":"AusNet"},{"$f":"IF($E7270=DataInput!$B7269,DataInput!F7269,NA())","v":"Winter"},{"$f":"IF($E7270=DataInput!$B7269,DataInput!G7269,NA())","v":"Coincident"},{"$f":"IF($E7270=DataInput!$B7269,DataInput!H7269,NA())","v":2008},{"$f":"IF($E7270=DataInput!$B7269,DataInput!I7269,NA())","v":"Actual"},{"$f":"IF($E7270=DataInput!$B7269,DataInput!J7269,NA())","v":16.214583999999999},{"$f":"IF($E7270=DataInput!$B7269,DataInput!K7269,NA())","v":"NA"},null,null,"VIC Mt Beauty (AusNet) 66 kV",null,null,null,null,false,null,null,{"$error":"#N/A"},{"$error":"#N/A"},{"$error":"#N/A"},{"$error":"#N/A"},{"$error":"#N/A"},{"$error":"#N/A"},{"$error":"#N/A"},{"$error":"#N/A"},{"$error":"#N/A"},{"$error":"#N/A"}]
[null,{"$f":"IF(DataInput!B7300=$B$8,IF($B$9=$B$10,TRUE,IF(DataInput!E7300=$B$9,TRUE,FALSE)))","v":true},null,null,{"$f":"IF(B7301=TRUE,DataInput!B7300,NA())","v":"VIC"},{"$f":"IF($E7301=DataInput!$B7300,DataInput!C7300,NA())","v":"MBTS66"},{"$f":"IF($E7301=DataInput!$B7300,DataInput!D7300,NA())","v":"Mt Beauty (AusNet) 66 kV"},{"$f":"IF($E7301=DataInput!$B7300,DataInput!E7300,NA())","v":"AusNet"},{"$f":"IF($E7301=DataInput!$B7300,DataInput!F7300,NA())","v":"Winter"},{"$f":"IF($E7301=DataInput!$B7300,DataInput!G7300,NA())","v":"Non-Coincident"},{"$f":"IF($E7301=DataInput!$B7300,DataInput!H7300,NA())","v":2013},{"$f":"IF($E7301=DataInput!$B7300,DataInput!I7300,NA())","v":"Actual"},{"$f":"IF($E7301=DataInput!$B7300,DataInput!J7300,NA())","v":38.107653999999997},{"$f":"IF($E7301=DataInput!$B7300,DataInput!K7300,NA())","v":"NA"},null,null,"VIC Mt Beauty (AusNet) 66 kV",null,null,null,null,false,null,null,{"$error":"#N/A"},{"$error":"#N/A"},{"$error":"#N/A"},{"$error":"#N/A"},{"$error":"#N/A"},{"$error":"#N/A"},{"$error":"#N/A"},{"$error":"#N/A"},{"$error":"#N/A"},{"$error":"#N/A"}]
[null,{"$f":"IF(DataInput!B7347=$B$8,IF($B$9=$B$10,TRUE,IF(DataInput!E7347=$B$9,TRUE,FALSE)))","v":true},null,null,{"$f":"IF(B7348=TRUE,DataInput!B7347,NA())","v":"VIC"},{"$f":"IF($E7348=DataInput!$B7347,DataInput!C7347,NA())","v":"MTS22"},{"$f":"IF($E7348=DataInput!$B7347,DataInput!D7347,NA())","v":"Malvern (United Energy) 66 kV"},{"$f":"IF($E7348=DataInput!$B7347,DataInput!E7347,NA())","v":"United Energy"},{"$f":"IF($E7348=DataInput!$B7347,DataInput!F7347,NA())","v":"Summer"},{"$f":"IF($E7348=DataInput!$B7347,DataInput!G7347,NA())","v":"Coincident"},{"$f":"IF($E7348=DataInput!$B7347,DataInput!H7347,NA())","v":2006},{"$f":"IF($E7348=DataInput!$B7347,DataInput!I7347,NA())","v":"Actual"},{"$f":"IF($E7348=DataInput!$B7347,DataInput!J7347,NA())","v":56.572374000000003},{"$f":"IF($E7348=DataInput!$B7347,DataInput!K7347,NA())","v":"NA"},null,null,"VIC Malvern (United Energy) 66 kV",null,null,null,null,false,null,null,{"$error":"#N/A"},{"$error":"#N/A"},{"$error":"#N/A"},{"$error":"#N/A"},{"$error":"#N/A"},{"$error":"#N/A"},{"$error":"#N/A"},{"$error":"#N/A"},{"$error":"#N/A"},{"$error":"#N/A"}]
[null,{"$f":"IF(DataInput!B7380=$B$8,IF($B$9=$B$10,TRUE,IF(DataInput!E7380=$B$9,TRUE,FALSE)))","v":true},null,null,{"$f":"IF(B7381=TRUE,DataInput!B7380,NA())","v":"VIC"},{"$f":"IF($E7381=DataInput!$B7380,DataInput!C7380,NA())","v":"MTS22"},{"$f":"IF($E7381=DataInput!$B7380,DataInput!D7380,NA())","v":"Malvern (United Energy) 66 kV"},{"$f":"IF($E7381=DataInput!$B7380,DataInput!E7380,NA())","v":"United Energy"},{"$f":"IF($E7381=DataInput!$B7380,DataInput!F7380,NA())","v":"Summer"},{"$f":"IF($E7381=DataInput!$B7380,DataInput!G7380,NA())","v":"Non-Coincident"},{"$f":"IF($E7381=DataInput!$B7380,DataInput!H7380,NA())","v":2013},{"$f":"IF($E7381=DataInput!$B7380,DataInput!I7380,NA())","v":"TempCorrActualPOE50"},{"$f":"IF($E7381=DataInput!$B7380,DataInput!J7380,NA())","v":38.402947760000004},{"$f":"IF($E7381=DataInput!$B7380,DataInput!K7380,NA())","v":"NA"},null,null,"VIC Malvern (United Energy) 66 kV",null,null,null,null,false,null,null,{"$error":"#N/A"},{"$error":"#N/A"},{"$error":"#N/A"},{"$error":"#N/A"},{"$error":"#N/A"},{"$error":"#N/A"},{"$error":"#N/A"},{"$error":"#N/A"},{"$error":"#N/A"},{"$error":"#N/A"}]
[null,{"$f":"IF(DataInput!B7408=$B$8,IF($B$9=$B$10,TRUE,IF(DataInput!E7408=$B$9,TRUE,FALSE)))","v":true},null,null,{"$f":"IF(B7409=TRUE,DataInput!B7408,NA())","v":"VIC"},{"$f":"IF($E7409=DataInput!$B7408,DataInput!C7408,NA())","v":"MTS22"},{"$f":"IF($E7409=DataInput!$B7408,DataInput!D7408,NA())","v":"Malvern (United Energy) 66 kV"},{"$f":"IF($E7409=DataInput!$B7408,DataInput!E7408,NA())","v":"United Energy"},{"$f":"IF($E7409=DataInput!$B7408,DataInput!F7408,NA())","v":"Summer"},{"$f":"IF($E7409=DataInput!$B7408,DataInput!G7408,NA())","v":"Non-Coincident"},{"$f":"IF($E7409=DataInput!$B7408,DataInput!H7408,NA())","v":2019},{"$f":"IF($E7409=DataInput!$B7408,DataInput!I7408,NA())","v":"POE50"},{"$f":"IF($E7409=DataInput!$B7408,DataInput!J7408,NA())","v":35.292410369999999},{"$f":"IF($E7409=DataInput!$B7408,DataInput!K7408,NA())","v":0.915034036},null,null,"VIC Malvern (United Energy) 66 kV",null,null,null,null,false,null,null,{"$error":"#N/A"},{"$error":"#N/A"},{"$error":"#N/A"},{"$error":"#N/A"},{"$error":"#N/A"},{"$error":"#N/A"},{"$error":"#N/A"},{"$error":"#N/A"},{"$error":"#N/A"},{"$error":"#N/A"}]
[null,{"$f":"IF(DataInput!B7426=$B$8,IF($B$9=$B$10,TRUE,IF(DataInput!E7426=$B$9,TRUE,FALSE)))","v":true},null,null,{"$f":"IF(B7427=TRUE,DataInput!B7426,NA())","v":"VIC"},{"$f":"IF($E7427=DataInput!$B7426,DataInput!C7426,NA())","v":"MTS22"},{"$f":"IF($E7427=DataInput!$B7426,DataInput!D7426,NA())","v":"Malvern (United Energy) 66 kV"},{"$f":"IF($E7427=DataInput!$B7426,DataInput!E7426,NA())","v":"United Energy"},{"$f":"IF($E7427=DataInput!$B7426,DataInput!F7426,NA())","v":"Summer"},{"$f":"IF($E7427=DataInput!$B7426,DataInput!G7426,NA())","v":"Coincident"},{"$f":"IF($E7427=DataInput!$B7426,DataInput!H7426,NA())","v":2023},{"$f":"IF($E7427=DataInput!$B7426,DataInput!I7426,NA())","v":"POE50"},{"$f":"IF($E7427=DataInput!$B7426,DataInput!J7426,NA())","v":31.02730201},{"$f":"IF($E7427=DataInput!$B7426,DataInput!K7426,NA())","v":0.91467813499999995},null,null,"VIC Malvern (United Energy) 66 kV",null,null,null,null,false,null,null,{"$error":"#N/A"},{"$error":"#N/A"},{"$error":"#N/A"},{"$error":"#N/A"},{"$error":"#N/A"},{"$error":"#N/A"},{"$error":"#N/A"},{"$error":"#N/A"},{"$error":"#N/A"},{"$error":"#N/A"}]
[null,{"$f":"IF(DataInput!B7457=$B$8,IF($B$9=$B$10,TRUE,IF(DataInput!E7457=$B$9,TRUE,FALSE)))","v":true},null,null,{"$f":"IF(B7458=TRUE,DataInput!B7457,NA())","v":"VIC"},{"$f":"IF($E7458=DataInput!$B7457,DataInput!C7457,NA())","v":"MTS22"},{"$f":"IF($E7458=DataInput!$B7457,DataInput!D7457,NA())","v":"Malvern (United Energy) 66 kV"},{"$f":"IF($E7458=DataInput!$B7457,DataInput!E7457,NA())","v":"United Energy"},{"$f":"IF($E7458=DataInput!$B7457,DataInput!F7457,NA())","v":"Winter"},{"$f":"IF($E7458=DataInput!$B7457,DataInput!G7457,NA())","v":"Coincident"},{"$f":"IF($E7458=DataInput!$B7457,DataInput!H7457,NA())","v":2010},{"$f":"IF($E7458=DataInput!$B7457,DataInput!I7457,NA())","v":"Actual"},{"$f":"IF($E7458=DataInput!$B7457,DataInput!J7457,NA())","v":31.939768000000001},{"$f":"IF($E7458=DataInput!$B7457,DataInput!K7457,NA())","v":"NA"},null,null,"VIC Malvern (United Energy) 66 kV",null,null,null,null,false,null,null,{"$error":"#N/A"},{"$error":"#N/A"},{"$error":"#N/A"},{"$error":"#N/A"},{"$error":"#N/A"},{"$error":"#N/A"},{"$error":"#N/A"},{"$error":"#N/A"},{"$error":"#N/A"},{"$error":"#N/A"}]
[null,{"$f":"IF(DataInput!B7475=$B$8,IF($B$9=$B$10,TRUE,IF(DataInput!E7475=$B$9,TRUE,FALSE)))","v":true},null,null,{"$f":"IF(B7476=TRUE,DataInput!B7475,NA())","v":"VIC"},{"$f":"IF($E7476=DataInput!$B7475,DataInput!C7475,NA())","v":"MTS22"},{"$f":"IF($E7476=DataInput!$B7475,DataInput!D7475,NA())","v":"Malvern (United Energy) 66 kV"},{"$f":"IF($E7476=DataInput!$B7475,DataInput!E7475,NA())","v":"United Energy"},{"$f":"IF($E7476=DataInput!$B7475,DataInput!F7475,NA())","v":"Winter"},{"$f":"IF($E7476=DataInput!$B7475,DataInput!G7475,NA())","v":"Coincident"},{"$f":"IF($E7476=DataInput!$B7475,DataInput!H7475,NA())","v":2013},{"$f":"IF($E7476=DataInput!$B7475,DataInput!I7475,NA())","v":"Actual"},{"$f":"IF($E7476=DataInput!$B7475,DataInput!J7475,NA())","v":32.114260000000002},{"$f":"IF($E7476=DataInput!$B7475,DataInput!K7475,NA())","v":"NA"},null,null,"VIC Malvern (United Energy) 66 kV",null,null,null,null,false,null,null,{"$error":"#N/A"},{"$error":"#N/A"},{"$error":"#N/A"},{"$error":"#N/A"},{"$error":"#N/A"},{"$error":"#N/A"},{"$error":"#N/A"},{"$error":"#N/A"},{"$error":"#N/A"},{"$error":"#N/A"}]
[null,{"$f":"IF(DataInput!B7505=$B$8,IF($B$9=$B$10,TRUE,IF(DataInput!E7505=$B$9,TRUE,FALSE)))","v":true},null,null,{"$f":"IF(B7506=TRUE,DataInput!B7505,NA())","v":"VIC"},{"$f":"IF($E7506=DataInput!$B7505,DataInput!C7505,NA())","v":"MTS22"},{"$f":"IF($E7506=DataInput!$B7505,DataInput!D7505,NA())","v":"Malvern (United Energy) 66 kV"},{"$f":"IF($E7506=DataInput!$B7505,DataInput!E7505,NA())","v":"United Energy"},{"$f":"IF($E7506=DataInput!$B7505,DataInput!F7505,NA())","v":"Winter"},{"$f":"IF($E7506=DataInput!$B7505,DataInput!G7505,NA())","v":"Coincident"},{"$f":"IF($E7506=DataInput!$B7505,DataInput!H7505,NA())","v":2020},{"$f":"IF($E7506=DataInput!$B7505,DataInput!I7505,NA())","v":"POE10"},{"$f":"IF($E7506=DataInput!$B7505,DataInput!J7505,NA())","v":34.626857110000003},{"$f":"IF($E7506=DataInput!$B7505,DataInput!K7505,NA())","v":1},null,null,"VIC Malvern (United Energy) 66 kV",null,null,null,null,false,null,null,{"$error":"#N/A"},{"$error":"#N/A"},{"$error":"#N/A"},{"$error":"#N/A"},{"$error":"#N/A"},{"$error":"#N/A"},{"$error":"#N/A"},{"$error":"#N/A"},{"$error":"#N/A"},{"$error":"#N/A"}]
[null,{"$f":"IF(DataInput!B7536=$B$8,IF($B$9=$B$10,TRUE,IF(DataInput!E7536=$B$9,TRUE,FALSE)))","v":true},null,null,{"$f":"IF(B7537=TRUE,DataInput!B7536,NA())","v":"VIC"},{"$f":"IF($E7537=DataInput!$B7536,DataInput!C7536,NA())","v":"MTS66"},{"$f":"IF($E7537=DataInput!$B7536,DataInput!D7536,NA())","v":"Malvern (United Energy) 22 kV"},{"$f":"IF($E7537=DataInput!$B7536,DataInput!E7536,NA())","v":"United Energy"},{"$f":"IF($E7537=DataInput!$B7536,DataInput!F7536,NA())","v":"Summer"},{"$f":"IF($E7537=DataInput!$B7536,DataInput!G7536,NA())","v":"Coincident"},{"$f":"IF($E7537=DataInput!$B7536,DataInput!H7536,NA())","v":2008},{"$f":"IF($E7537=DataInput!$B7536,DataInput!I7536,NA())","v":"TempCorrActualPOE50"},{"$f":"IF($E7537=DataInput!$B7536,DataInput!J7536,NA())","v":146.4233839},{"$f":"IF($E7537=DataInput!$B7536,DataInput!K7536,NA())","v":"NA"},null,null,"VIC Malvern (United Energy) 22 kV",null,null,null,null,false,null,null,{"$error":"#N/A"},{"$error":"#N/A"},{"$error":"#N/A"},{"$error":"#N/A"},{"$error":"#N/A"},{"$error":"#N/A"},{"$error":"#N/A"},{"$error":"#N/A"},{"$error":"#N/A"},{"$error":"#N/A"}]
[null,{"$f":"IF(DataInput!B7583=$B$8,IF($B$9=$B$10,TRUE,IF(DataInput!E7583=$B$9,TRUE,FALSE)))","v":true},null,null,{"$f":"IF(B7584=TRUE,DataInput!B7583,NA())","v":"VIC"},{"$f":"IF($E7584=DataInput!$B7583,DataInput!C7583,NA())","v":"MTS66"},{"$f":"IF($E7584=DataInput!$B7583,DataInput!D7583,NA())","v":"Malvern (United Energy) 22 kV"},{"$f":"IF($E7584=DataInput!$B7583,DataInput!E7583,NA())","v":"United Energy"},{"$f":"IF($E7584=DataInput!$B7583,DataInput!F7583,NA())","v":"Summer"},{"$f":"IF($E7584=DataInput!$B7583,DataInput!G7583,NA())","v":"Non-Coincident"},{"$f":"IF($E7584=DataInput!$B7583,DataInput!H7583,NA())","v":2016},{"$f":"IF($E7584=DataInput!$B7583,DataInput!I7583,NA())","v":"POE10"},{"$f":"IF($E7584=DataInput!$B7583,DataInput!J7583,NA())","v":190.19838179999999},{"$f":"IF($E7584=DataInput!$B7583,DataInput!K7583,NA())","v":0.92991423500000003},null,null,"VIC Malvern (United Energy) 22 kV",null,null,null,null,false,null,null,{"$error":"#N/A"},{"$error":"#N/A"},{"$error":"#N/A"},{"$error":"#N/A"},{"$error":"#N/A"},{"$error":"#N/A"},{"$error":"#N/A"},{"$error":"#N/A"},{"$error":"#N/A"},{"$error":"#N/A"}]
[null,{"$f":"IF(DataInput!B7602=$B$8,IF($B$9=$B$10,TRUE,IF(DataInput!E7602=$B$9,TRUE,FALSE)))","v":true},null,null,{"$f":"IF(B7603=TRUE,DataInput!B7602,NA())","v":"VIC"},{"$f":"IF($E7603=DataInput!$B7602,DataInput!C7602,NA())","v":"MTS66"},{"$f":"IF($E7603=DataInput!$B7602,DataInput!D7602,NA())","v":"Malvern (United Energy) 22 kV"},{"$f":"IF($E7603=DataInput!$B7602,DataInput!E7602,NA())","v":"United Energy"},{"$f":"IF($E7603=DataInput!$B7602,DataInput!F7602,NA())","v":"Summer"},{"$f":"IF($E7603=DataInput!$B7602,DataInput!G7602,NA())","v":"Coincident"},{"$f":"IF($E7603=DataInput!$B7602,DataInput!H7602,NA())","v":2020},{"$f":"IF($E7603=DataInput!$B7602,DataInput!I7602,NA())","v":"POE50"},{"$f":"IF($E7603=DataInput!$B7602,DataInput!J7602,NA())","v":155.2937933},{"$f":"IF($E7603=DataInput!$B7602,DataInput!K7602,NA())","v":0.89686884899999997},null,null,"VIC Malvern (United Energy) 22 kV",null,null,null,null,false,null,null,{"$error":"#N/A"},{"$error":"#N/A"},{"$error":"#N/A"},{"$error":"#N/A"},{"$error":"#N/A"},{"$error":"#N/A"},{"$error":"#N/A"},{"$error":"#N/A"},{"$error":"#N/A"},{"$error":"#N/A"}]
[null,{"$f":"IF(DataInput!B7615=$B$8,IF($B$9=$B$10,TRUE,IF(DataInput!E7615=$B$9,TRUE,FALSE)))","v":true},null,null,{"$f":"IF(B7616=TRUE,DataInput!B7615,NA())","v":"VIC"},{"$f":"IF($E7616=DataInput!$B7615,DataInput!C7615,NA())","v":"MTS66"},{"$f":"IF($E7616=DataInput!$B7615,DataInput!D7615,NA())","v":"Malvern (United Energy) 22 kV"},{"$f":"IF($E7616=DataInput!$B7615,DataInput!E7615,NA())","v":"United Energy"},{"$f":"IF($E7616=DataInput!$B7615,DataInput!F7615,NA())","v":"Summer"},{"$f":"IF($E7616=DataInput!$B7615,DataInput!G7615,NA())","v":"Non-Coincident"},{"$f":"IF($E7616=DataInput!$B7615,DataInput!H7615,NA())","v":2024},{"$f":"IF($E7616=DataInput!$B7615,DataInput!I7615,NA())","v":"POE10"},{"$f":"IF($E7616=DataInput!$B7615,DataInput!J7615,NA())","v":200.3321991},{"$f":"IF($E7616=DataInput!$B7615,DataInput!K7615,NA())","v":0.92823606000000003},null,null,"VIC Malvern (United Energy) 22 kV",null,null,null,null,false,null,null,{"$error":"#N/A"},{"$error":"#N/A"},{"$error":"#N/A"},{"$error":"#N/A"},{"$error":"#N/A"},{"$error":"#N/A"},{"$error":"#N/A"},{"$error":"#N/A"},{"$error":"#N/A"},{"$error":"#N/A"}]
[null,{"$f":"IF(DataInput!B7662=$B$8,IF($B$9=$B$10,TRUE,IF(DataInput!E7662=$B$9,TRUE,FALSE)))","v":true},null,null,{"$f":"IF(B7663=TRUE,DataInput!B7662,NA())","v":"VIC"},{"$f":"IF($E7663=DataInput!$B7662,DataInput!C7662,NA())","v":"MTS66"},{"$f":"IF($E7663=DataInput!$B7662,DataInput!D7662,NA())","v":"Malvern (United Energy) 22 kV"},{"$f":"IF($E7663=DataInput!$B7662,DataInput!E7662,NA())","v":"United Energy"},{"$f":"IF($E7663=DataInput!$B7662,DataInput!F7662,NA())","v":"Winter"},{"$f":"IF($E7663=DataInput!$B7662,DataInput!G7662,NA())","v":"Non-Coincident"},{"$f":"IF($E7663=DataInput!$B7662,DataInput!H7662,NA())","v":2011},{"$f":"IF($E7663=DataInput!$B7662,DataInput!I7662,NA())","v":"TempCorrActualPOE50"},{"$f":"IF($E7663=DataInput!$B7662,DataInput!J7662,NA())","v":129.94696329999999},{"$f":"IF($E7663=DataInput!$B7662,DataInput!K7662,NA())","v":"NA"},null,null,"VIC Malvern (United Energy) 22 kV",null,null,null,null,false,null,null,{"$error":"#N/A"},{"$error":"#N/A"},{"$error":"#N/A"},{"$error":"#N/A"},{"$error":"#N/A"},{"$error":"#N/A"},{"$error":"#N/A"},{"$error":"#N/A"},{"$error":"#N/A"},{"$error":"#N/A"}]
[null,{"$f":"IF(DataInput!B7693=$B$8,IF($B$9=$B$10,TRUE,IF(DataInput!E7693=$B$9,TRUE,FALSE)))","v":true},null,null,{"$f":"IF(B7694=TRUE,DataInput!B7693,NA())","v":"VIC"},{"$f":"IF($E7694=DataInput!$B7693,DataInput!C7693,NA())","v":"MTS66"},{"$f":"IF($E7694=DataInput!$B7693,DataInput!D7693,NA())","v":"Malvern (United Energy) 22 kV"},{"$f":"IF($E7694=DataInput!$B7693,DataInput!E7693,NA())","v":"United Energy"},{"$f":"IF($E7694=DataInput!$B7693,DataInput!F7693,NA())","v":"Winter"},{"$f":"IF($E7694=DataInput!$B7693,DataInput!G7693,NA())","v":"Coincident"},{"$f":"IF($E7694=DataInput!$B7693,DataInput!H7693,NA())","v":2017},{"$f":"IF($E7694=DataInput!$B7693,DataInput!I7693,NA())","v":"POE10"},{"$f":"IF($E7694=DataInput!$B7693,DataInput!J7693,NA())","v":140.221981},{"$f":"IF($E7694=DataInput!$B7693,DataInput!K7693,NA())","v":0.97111999800000004},null,null,"VIC Malvern (United Energy) 22 kV",null,null,null,null,false,null,null,{"$error":"#N/A"},{"$error":"#N/A"},{"$error":"#N/A"},{"$error":"#N/A"},{"$error":"#N/A"},{"$error":"#N/A"},{"$error":"#N/A"},{"$error":"#N/A"},{"$error":"#N/A"},{"$error":"#N/A"}]
[null,{"$f":"IF(DataInput!B7725=$B$8,IF($B$9=$B$10,TRUE,IF(DataInput!E7725=$B$9,TRUE,FALSE)))","v":true},null,null,{"$f":"IF(B7726=TRUE,DataInput!B7725,NA())","v":"VIC"},{"$f":"IF($E7726=DataInput!$B7725,DataInput!C7725,NA())","v":"MWTS66"},{"$f":"IF($E7726=DataInput!$B7725,DataInput!D7725,NA())","v":"Morwell (Ausnet) 66 kV"},{"$f":"IF($E7726=DataInput!$B7725,DataInput!E7725,NA())","v":"AusNet"},{"$f":"IF($E7726=DataInput!$B7725,DataInput!F7725,NA())","v":"Summer"},{"$f":"IF($E7726=DataInput!$B7725,DataInput!G7725,NA())","v":"Non-Coincident"},{"$f":"IF($E7726=DataInput!$B7725,DataInput!H7725,NA())","v":2006},{"$f":"IF($E7726=DataInput!$B7725,DataInput!I7725,NA())","v":"TempCorrActualPOE10"},{"$f":"IF($E7726=DataInput!$B7725,DataInput!J7725,NA())","v":370.7221735},{"$f":"IF($E7726=DataInput!$B7725,DataInput!K7725,NA())","v":"NA"},null,null,"VIC Morwell (Ausnet) 66 kV",null,null,null,null,false,null,null,{"$error":"#N/A"},{"$error":"#N/A"},{"$error":"#N/A"},{"$error":"#N/A"},{"$error":"#N/A"},{"$error":"#N/A"},{"$error":"#N/A"},{"$error":"#N/A"},{"$error":"#N/A"},{"$error":"#N/A"}]
[null,{"$f":"IF(DataInput!B7741=$B$8,IF($B$9=$B$10,TRUE,IF(DataInput!E7741=$B$9,TRUE,FALSE)))","v":true},null,null,{"$f":"IF(B7742=TRUE,DataInput!B7741,NA())","v":"VIC"},{"$f":"IF($E7742=DataInput!$B7741,DataInput!C7741,NA())","v":"MWTS66"},{"$f":"IF($E7742=DataInput!$B7741,DataInput!D7741,NA())","v":"Morwell (Ausnet) 66 kV"},{"$f":"IF($E7742=DataInput!$B7741,DataInput!E7741,NA())","v":"AusNet"},{"$f":"IF($E7742=DataInput!$B7741,DataInput!F7741,NA())","v":"Summer"},{"$f":"IF($E7742=DataInput!$B7741,DataInput!G7741,NA())","v":"Coincident"},{"$f":"IF($E7742=DataInput!$B7741,DataInput!H7741,NA())","v":2009},{"$f":"IF($E7742=DataInput!$B7741,DataInput!I7741,NA())","v":"TempCorrActualPOE10"},{"$f":"IF($E7742=DataInput!$B7741,DataInput!J7741,NA())","v":363.35145},{"$f":"IF($E7742=DataInput!$B7741,DataInput!K7741,NA())","v":"NA"},null,null,"VIC Morwell (Ausnet) 66 kV",null,null,null,null,false,null,null,{"$error":"#N/A"},{"$error":"#N/A"},{"$error":"#N/A"},{"$error":"#N/A"},{"$error":"#N/A"},{"$error":"#N/A"},{"$error":"#N/A"},{"$error":"#N/A"},{"$error":"#N/A"},{"$error":"#N/A"}]
[null,{"$f":"IF(DataInput!B7772=$B$8,IF($B$9=$B$10,TRUE,IF(DataInput!E7772=$B$9,TRUE,FALSE)))","v":true},null,null,{"$f":"IF(B7773=TRUE,DataInput!B7772,NA())","v":"VIC"},{"$f":"IF($E7773=DataInput!$B7772,DataInput!C7772,NA())","v":"MWTS66"},{"$f":"IF($E7773=DataInput!$B7772,DataInput!D7772,NA())","v":"Morwell (Ausnet) 66 kV"},{"$f":"IF($E7773=DataInput!$B7772,DataInput!E7772,NA())","v":"AusNet"},{"$f":"IF($E7773=DataInput!$B7772,DataInput!F7772,NA())","v":"Summer"},{"$f":"IF($E7773=DataInput!$B7772,DataInput!G7772,NA())","v":"Coincident"},{"$f":"IF($E7773=DataInput!$B7772,DataInput!H7772,NA())","v":2014},{"$f":"IF($E7773=DataInput!$B7772,DataInput!I7772,NA())","v":"TempCorrActualPOE50"},{"$f":"IF($E7773=DataInput!$B7772,DataInput!J7772,NA())","v":367.93853000000001},{"$f":"IF($E7773=DataInput!$B7772,DataInput!K7772,NA())","v":"NA"},null,null,"VIC Morwell (Ausnet) 66 kV",null,null,null,null,false,null,null,{"$error":"#N/A"},{"$error":"#N/A"},{"$error":"#N/A"},{"$error":"#N/A"},{"$error":"#N/A"},{"$error":"#N/A"},{"$error":"#N/A"},{"$error":"#N/A"},{"$error":"#N/A"},{"$error":"#N/A"}]
[null,{"$f":"IF(DataInput!B7790=$B$8,IF($B$9=$B$10,TRUE,IF(DataInput!E7790=$B$9,TRUE,FALSE)))","v":true},null,null,{"$f":"IF(B7791=TRUE,DataInput!B7790,NA())","v":"VIC"},{"$f":"IF($E7791=DataInput!$B7790,DataInput!C7790,NA())","v":"MWTS66"},{"$f":"IF($E7791=DataInput!$B7790,DataInput!D7790,NA())","v":"Morwell (Ausnet) 66 kV"},{"$f":"IF($E7791=DataInput!$B7790,DataInput!E7790,NA())","v":"AusNet"},{"$f":"IF($E7791=DataInput!$B7790,DataInput!F7790,NA())","v":"Summer"},{"$f":"IF($E7791=DataInput!$B7790,DataInput!G7790,NA())","v":"Coincident"},{"$f":"IF($E7791=DataInput!$B7790,DataInput!H7790,NA())","v":2017},{"$f":"IF($E7791=DataInput!$B7790,DataInput!I7790,NA())","v":"POE50"},{"$f":"IF($E7791=DataInput!$B7790,DataInput!J7790,NA())","v":324.278076},{"$f":"IF($E7791=DataInput!$B7790,DataInput!K7790,NA())","v":0.82839094099999999},null,null,"VIC Morwell (Ausnet) 66 kV",null,null,null,null,false,null,null,{"$error":"#N/A"},{"$error":"#N/A"},{"$error":"#N/A"},{"$error":"#N/A"},{"$error":"#N/A"},{"$error":"#N/A"},{"$error":"#N/A"},{"$error":"#N/A"},{"$error":"#N/A"},{"$error":"#N/A"}]
[null,{"$f":"IF(DataInput!B7824=$B$8,IF($B$9=$B$10,TRUE,IF(DataInput!E7824=$B$9,TRUE,FALSE)))","v":true},null,null,{"$f":"IF(B7825=TRUE,DataInput!B7824,NA())","v":"VIC"},{"$f":"IF($E7825=DataInput!$B7824,DataInput!C7824,NA())","v":"MWTS66"},{"$f":"IF($E7825=DataInput!$B7824,DataInput!D7824,NA())","v":"Morwell (Ausnet) 66 kV"},{"$f":"IF($E7825=DataInput!$B7824,DataInput!E7824,NA())","v":"AusNet"},{"$f":"IF($E7825=DataInput!$B7824,DataInput!F7824,NA())","v":"Winter"},{"$f":"IF($E7825=DataInput!$B7824,DataInput!G7824,NA())","v":"Coincident"},{"$f":"IF($E7825=DataInput!$B7824,DataInput!H7824,NA())","v":2005},{"$f":"IF($E7825=DataInput!$B7824,DataInput!I7824,NA())","v":"TempCorrActualPOE50"},{"$f":"IF($E7825=DataInput!$B7824,DataInput!J7824,NA())","v":354.42353120000001},{"$f":"IF($E7825=DataInput!$B7824,DataInput!K7824,NA())","v":"NA"},null,null,"VIC Morwell (Ausnet) 66 kV",null,null,null,null,false,null,null,{"$error":"#N/A"},{"$error":"#N/A"},{"$error":"#N/A"},{"$error":"#N/A"},{"$error":"#N/A"},{"$error":"#N/A"},{"$error":"#N/A"},{"$error":"#N/A"},{"$error":"#N/A"},{"$error":"#N/A"}]
[null,{"$f":"IF(DataInput!B7851=$B$8,IF($B$9=$B$10,TRUE,IF(DataInput!E7851=$B$9,TRUE,FALSE)))","v":true},null,null,{"$f":"IF(B7852=TRUE,DataInput!B7851,NA())","v":"VIC"},{"$f":"IF($E7852=DataInput!$B7851,DataInput!C7851,NA())","v":"MWTS66"},{"$f":"IF($E7852=DataInput!$B7851,DataInput!D7851,NA())","v":"Morwell (Ausnet) 66 kV"},{"$f":"IF($E7852=DataInput!$B7851,DataInput!E7851,NA())","v":"AusNet"},{"$f":"IF($E7852=DataInput!$B7851,DataInput!F7851,NA())","v":"Winter"},{"$f":"IF($E7852=DataInput!$B7851,DataInput!G7851,NA())","v":"Coincident"},{"$f":"IF($E7852=DataInput!$B7851,DataInput!H7851,NA())","v":2009},{"$f":"IF($E7852=DataInput!$B7851,DataInput!I7851,NA())","v":"Actual"},{"$f":"IF($E7852=DataInput!$B7851,DataInput!J7851,NA())","v":245.93490600000001},{"$f":"IF($E7852=DataInput!$B7851,DataInput!K7851,NA())","v":"NA"},null,null,"VIC Morwell (Ausnet) 66 kV",null,null,null,null,false,null,null,{"$error":"#N/A"},{"$error":"#N/A"},{"$error":"#N/A"},{"$error":"#N/A"},{"$error":"#N/A"},{"$error":"#N/A"},{"$error":"#N/A"},{"$error":"#N/A"},{"$error":"#N/A"},{"$error":"#N/A"}]
[null,{"$f":"IF(DataInput!B7898=$B$8,IF($B$9=$B$10,TRUE,IF(DataInput!E7898=$B$9,TRUE,FALSE)))","v":true},null,null,{"$f":"IF(B7899=TRUE,DataInput!B7898,NA())","v":"VIC"},{"$f":"IF($E7899=DataInput!$B7898,DataInput!C7898,NA())","v":"MWTS66"},{"$f":"IF($E7899=DataInput!$B7898,DataInput!D7898,NA())","v":"Morwell (Ausnet) 66 kV"},{"$f":"IF($E7899=DataInput!$B7898,DataInput!E7898,NA())","v":"AusNet"},{"$f":"IF($E7899=DataInput!$B7898,DataInput!F7898,NA())","v":"Winter"},{"$f":"IF($E7899=DataInput!$B7898,DataInput!G7898,NA())","v":"Coincident"},{"$f":"IF($E7899=DataInput!$B7898,DataInput!H7898,NA())","v":2018},{"$f":"IF($E7899=DataInput!$B7898,DataInput!I7898,NA())","v":"POE50"},{"$f":"IF($E7899=DataInput!$B7898,DataInput!J7898,NA())","v":332.89565690000001},{"$f":"IF($E7899=DataInput!$B7898,DataInput!K7898,NA())","v":0.99619052799999996},null,null,"VIC Morwell (Ausnet) 66 kV",null,null,null,null,false,null,null,{"$error":"#N/A"},{"$error":"#N/A"},{"$error":"#N/A"},{"$error":"#N/A"},{"$error":"#N/A"},{"$error":"#N/A"},{"$error":"#N/A"},{"$error":"#N/A"},{"$error":"#N/A"},{"$error":"#N/A"}]
[null,{"$f":"IF(DataInput!B7900=$B$8,IF($B$9=$B$10,TRUE,IF(DataInput!E7900=$B$9,TRUE,FALSE)))","v":true},null,null,{"$f":"IF(B7901=TRUE,DataInput!B7900,NA())","v":"VIC"},{"$f":"IF($E7901=DataInput!$B7900,DataInput!C7900,NA())","v":"MWTS66"},{"$f":"IF($E7901=DataInput!$B7900,DataInput!D7900,NA())","v":"Morwell (Ausnet) 66 kV"},{"$f":"IF($E7901=DataInput!$B7900,DataInput!E7900,NA())","v":"AusNet"},{"$f":"IF($E7901=DataInput!$B7900,DataInput!F7900,NA())","v":"Winter"},{"$f":"IF($E7901=DataInput!$B7900,DataInput!G7900,NA())","v":"Non-Coincident"},{"$f":"IF($E7901=DataInput!$B7900,DataInput!H7900,NA())","v":2019},{"$f":"IF($E7901=DataInput!$B7900,DataInput!I7900,NA())","v":"POE50"},{"$f":"IF($E7901=DataInput!$B7900,DataInput!J7900,NA())","v":336.62282709999999},{"$f":"IF($E7901=DataInput!$B7900,DataInput!K7900,NA())","v":0.99585715500000005},null,null,"VIC Morwell (Ausnet) 66 kV",null,null,null,null,false,null,null,{"$error":"#N/A"},{"$error":"#N/A"},{"$error":"#N/A"},{"$error":"#N/A"},{"$error":"#N/A"},{"$error":"#N/A"},{"$error":"#N/A"},{"$error":"#N/A"},{"$error":"#N/A"},{"$error":"#N/A"}]
[null,{"$f":"IF(DataInput!B7951=$B$8,IF($B$9=$B$10,TRUE,IF(DataInput!E7951=$B$9,TRUE,FALSE)))","v":true},null,null,{"$f":"IF(B7952=TRUE,DataInput!B7951,NA())","v":"VIC"},{"$f":"IF($E7952=DataInput!$B7951,DataInput!C7951,NA())","v":"NKHN"},{"$f":"IF($E7952=DataInput!$B7951,DataInput!D7951,NA())","v":"Khancoban (Essential Energy) 11 kV"},{"$f":"IF($E7952=DataInput!$B7951,DataInput!E7951,NA())","v":"Essential Energy"},{"$f":"IF($E7952=DataInput!$B7951,DataInput!F7951,NA())","v":"Summer"},{"$f":"IF($E7952=DataInput!$B7951,DataInput!G7951,NA())","v":"Coincident"},{"$f":"IF($E7952=DataInput!$B7951,DataInput!H7951,NA())","v":2012},{"$f":"IF($E7952=DataInput!$B7951,DataInput!I7951,NA())","v":"TempCorrActualPOE10"},{"$f":"IF($E7952=DataInput!$B7951,DataInput!J7951,NA())","v":0.27414403100000001},{"$f":"IF($E7952=DataInput!$B7951,DataInput!K7951,NA())","v":"NA"},null,null,"VIC Khancoban (Essential Energy) 11 kV",null,null,null,null,false,null,null,{"$error":"#N/A"},{"$error":"#N/A"},{"$error":"#N/A"},{"$error":"#N/A"},{"$error":"#N/A"},{"$error":"#N/A"},{"$error":"#N/A"},{"$error":"#N/A"},{"$error":"#N/A"},{"$error":"#N/A"}]
[null,{"$f":"IF(DataInput!B7977=$B$8,IF($B$9=$B$10,TRUE,IF(DataInput!E7977=$B$9,TRUE,FALSE)))","v":true},null,null,{"$f":"IF(B7978=TRUE,DataInput!B7977,NA())","v":"VIC"},{"$f":"IF($E7978=DataInput!$B7977,DataInput!C7977,NA())","v":"NKHN"},{"$f":"IF($E7978=DataInput!$B7977,DataInput!D7977,NA())","v":"Khancoban (Essential Energy) 11 kV"},{"$f":"IF($E7978=DataInput!$B7977,DataInput!E7977,NA())","v":"Essential Energy"},{"$f":"IF($E7978=DataInput!$B7977,DataInput!F7977,NA())","v":"Summer"},{"$f":"IF($E7978=DataInput!$B7977,DataInput!G7977,NA())","v":"Coincident"},{"$f":"IF($E7978=DataInput!$B7977,DataInput!H7977,NA())","v":2016},{"$f":"IF($E7978=DataInput!$B7977,DataInput!I7977,NA())","v":"POE10"},{"$f":"IF($E7978=DataInput!$B7977,DataInput!J7977,NA())","v":0.21036849899999999},{"$f":"IF($E7978=DataInput!$B7977,DataInput!K7977,NA())","v":0.48915947300000001},null,null,"VIC Khancoban (Essential Energy) 11 kV",null,null,null,null,false,null,null,{"$error":"#N/A"},{"$error":"#N/A"},{"$error":"#N/A"},{"$error":"#N/A"},{"$error":"#N/A"},{"$error":"#N/A"},{"$error":"#N/A"},{"$error":"#N/A"},{"$error":"#N/A"},{"$error":"#N/A"}]
[null,{"$f":"IF(DataInput!B8008=$B$8,IF($B$9=$B$10,TRUE,IF(DataInput!E8008=$B$9,TRUE,FALSE)))","v":true},null,null,{"$f":"IF(B8009=TRUE,DataInput!B8008,NA())","v":"VIC"},{"$f":"IF($E8009=DataInput!$B8008,DataInput!C8008,NA())","v":"NKHN"},{"$f":"IF($E8009=DataInput!$B8008,DataInput!D8008,NA())","v":"Khancoban (Essential Energy) 11 kV"},{"$f":"IF($E8009=DataInput!$B8008,DataInput!E8008,NA())","v":"Essential Energy"},{"$f":"IF($E8009=DataInput!$B8008,DataInput!F8008,NA())","v":"Summer"},{"$f":"IF($E8009=DataInput!$B8008,DataInput!G8008,NA())","v":"Non-Coincident"},{"$f":"IF($E8009=DataInput!$B8008,DataInput!H8008,NA())","v":2024},{"$f":"IF($E8009=DataInput!$B8008,DataInput!I8008,NA())","v":"POE50"},{"$f":"IF($E8009=DataInput!$B8008,DataInput!J8008,NA())","v":0.32843968699999998},{"$f":"IF($E8009=DataInput!$B8008,DataInput!K8008,NA())","v":0.47159156400000002},null,null,"VIC Khancoban (Essential Energy) 11 kV",null,null,null,null,false,null,null,{"$error":"#N/A"},{"$error":"#N/A"},{"$error":"#N/A"},{"$error":"#N/A"},{"$error":"#N/A"},{"$error":"#N/A"},{"$error":"#N/A"},{"$error":"#N/A"},{"$error":"#N/A"},{"$error":"#N/A"}]
[null,{"$f":"IF(DataInput!B8026=$B$8,IF($B$9=$B$10,TRUE,IF(DataInput!E8026=$B$9,TRUE,FALSE)))","v":true},null,null,{"$f":"IF(B8027=TRUE,DataInput!B8026,NA())","v":"VIC"},{"$f":"IF($E8027=DataInput!$B8026,DataInput!C8026,NA())","v":"NKHN"},{"$f":"IF($E8027=DataInput!$B8026,DataInput!D8026,NA())","v":"Khancoban (Essential Energy) 11 kV"},{"$f":"IF($E8027=DataInput!$B8026,DataInput!E8026,NA())","v":"Essential Energy"},{"$f":"IF($E8027=DataInput!$B8026,DataInput!F8026,NA())","v":"Winter"},{"$f":"IF($E8027=DataInput!$B8026,DataInput!G8026,NA())","v":"Non-Coincident"},{"$f":"IF($E8027=DataInput!$B8026,DataInput!H8026,NA())","v":2006},{"$f":"IF($E8027=DataInput!$B8026,DataInput!I8026,NA())","v":"Actual"},{"$f":"IF($E8027=DataInput!$B8026,DataInput!J8026,NA())","v":0.70694999999999997},{"$f":"IF($E8027=DataInput!$B8026,DataInput!K8026,NA())","v":"NA"},null,null,"VIC Khancoban (Essential Energy) 11 kV",null,null,null,null,false,null,null,{"$error":"#N/A"},{"$error":"#N/A"},{"$error":"#N/A"},{"$error":"#N/A"},{"$error":"#N/A"},{"$error":"#N/A"},{"$error":"#N/A"},{"$error":"#N/A"},{"$error":"#N/A"},{"$error":"#N/A"}]
[null,{"$f":"IF(DataInput!B8046=$B$8,IF($B$9=$B$10,TRUE,IF(DataInput!E8046=$B$9,TRUE,FALSE)))","v":true},null,null,{"$f":"IF(B8047=TRUE,DataInput!B8046,NA())","v":"VIC"},{"$f":"IF($E8047=DataInput!$B8046,DataInput!C8046,NA())","v":"NKHN"},{"$f":"IF($E8047=DataInput!$B8046,DataInput!D8046,NA())","v":"Khancoban (Essential Energy) 11 kV"},{"$f":"IF($E8047=DataInput!$B8046,DataInput!E8046,NA())","v":"Essential Energy"},{"$f":"IF($E8047=DataInput!$B8046,DataInput!F8046,NA())","v":"Winter"},{"$f":"IF($E8047=DataInput!$B8046,DataInput!G8046,NA())","v":"Coincident"},{"$f":"IF($E8047=DataInput!$B8046,DataInput!H8046,NA())","v":2010},{"$f":"IF($E8047=DataInput!$B8046,DataInput!I8046,NA())","v":"TempCorrActualPOE50"},{"$f":"IF($E8047=DataInput!$B8046,DataInput!J8046,NA())","v":0.327225443},{"$f":"IF($E8047=DataInput!$B8046,DataInput!K8046,NA())","v":"NA"},null,null,"VIC Khancoban (Essential Energy) 11 kV",null,null,null,null,false,null,null,{"$error":"#N/A"},{"$error":"#N/A"},{"$error":"#N/A"},{"$error":"#N/A"},{"$error":"#N/A"},{"$error":"#N/A"},{"$error":"#N/A"},{"$error":"#N/A"},{"$error":"#N/A"},{"$error":"#N/A"}]
[null,{"$f":"IF(DataInput!B8087=$B$8,IF($B$9=$B$10,TRUE,IF(DataInput!E8087=$B$9,TRUE,FALSE)))","v":true},null,null,{"$f":"IF(B8088=TRUE,DataInput!B8087,NA())","v":"VIC"},{"$f":"IF($E8088=DataInput!$B8087,DataInput!C8087,NA())","v":"NKHN"},{"$f":"IF($E8088=DataInput!$B8087,DataInput!D8087,NA())","v":"Khancoban (Essential Energy) 11 kV"},{"$f":"IF($E8088=DataInput!$B8087,DataInput!E8087,NA())","v":"Essential Energy"},{"$f":"IF($E8088=DataInput!$B8087,DataInput!F8087,NA())","v":"Winter"},{"$f":"IF($E8088=DataInput!$B8087,DataInput!G8087,NA())","v":"Non-Coincident"},{"$f":"IF($E8088=DataInput!$B8087,DataInput!H8087,NA())","v":2018},{"$f":"IF($E8088=DataInput!$B8087,DataInput!I8087,NA())","v":"POE10"},{"$f":"IF($E8088=DataInput!$B8087,DataInput!J8087,NA())","v":0.49966054999999998},{"$f":"IF($E8088=DataInput!$B8087,DataInput!K8087,NA())","v":0.56636293800000004},null,null,"VIC Khancoban (Essential Energy) 11 kV",null,null,null,null,false,null,null,{"$error":"#N/A"},{"$error":"#N/A"},{"$error":"#N/A"},{"$error":"#N/A"},{"$error":"#N/A"},{"$error":"#N/A"},{"$error":"#N/A"},{"$error":"#N/A"},{"$error":"#N/A"},{"$error":"#N/A"}]
[null,{"$f":"IF(DataInput!B8105=$B$8,IF($B$9=$B$10,TRUE,IF(DataInput!E8105=$B$9,TRUE,FALSE)))","v":true},null,null,{"$f":"IF(B8106=TRUE,DataInput!B8105,NA())","v":"VIC"},{"$f":"IF($E8106=DataInput!$B8105,DataInput!C8105,NA())","v":"NKHN"},{"$f":"IF($E8106=DataInput!$B8105,DataInput!D8105,NA())","v":"Khancoban (Essential Energy) 11 kV"},{"$f":"IF($E8106=DataInput!$B8105,DataInput!E8105,NA())","v":"Essential Energy"},{"$f":"IF($E8106=DataInput!$B8105,DataInput!F8105,NA())","v":"Winter"},{"$f":"IF($E8106=DataInput!$B8105,DataInput!G8105,NA())","v":"Coincident"},{"$f":"IF($E8106=DataInput!$B8105,DataInput!H8105,NA())","v":2022},{"$f":"IF($E8106=DataInput!$B8105,DataInput!I8105,NA())","v":"POE10"},{"$f":"IF($E8106=DataInput!$B8105,DataInput!J8105,NA())","v":0.25069401699999999},{"$f":"IF($E8106=DataInput!$B8105,DataInput!K8105,NA())","v":0.565566664},null,null,"VIC Khancoban (Essential Energy) 11 kV",null,null,null,null,false,null,null,{"$error":"#N/A"},{"$error":"#N/A"},{"$error":"#N/A"},{"$error":"#N/A"},{"$error":"#N/A"},{"$error":"#N/A"},{"$error":"#N/A"},{"$error":"#N/A"},{"$error":"#N/A"},{"$error":"#N/A"}]
[null,{"$f":"IF(DataInput!B8136=$B$8,IF($B$9=$B$10,TRUE,IF(DataInput!E8136=$B$9,TRUE,FALSE)))","v":true},null,null,{"$f":"IF(B8137=TRUE,DataInput!B8136,NA())","v":"VIC"},{"$f":"IF($E8137=DataInput!$B8136,DataInput!C8136,NA())","v":"RCTS22"},{"$f":"IF($E8137=DataInput!$B8136,DataInput!D8136,NA())","v":"Red Cliffs (Powercor) 22 kV"},{"$f":"IF($E8137=DataInput!$B8136,DataInput!E8136,NA())","v":"Powercor"},{"$f":"IF($E8137=DataInput!$B8136,DataInput!F8136,NA())","v":"Summer"},{"$f":"IF($E8137=DataInput!$B8136,DataInput!G8136,NA())","v":"Non-Coincident"},{"$f":"IF($E8137=DataInput!$B8136,DataInput!H8136,NA())","v":2009},{"$f":"IF($E8137=DataInput!$B8136,DataInput!I8136,NA())","v":"TempCorrActualPOE50"},{"$f":"IF($E8137=DataInput!$B8136,DataInput!J8136,NA())","v":40.46047196},{"$f":"IF($E8137=DataInput!$B8136,DataInput!K8136,NA())","v":"NA"},null,null,"VIC Red Cliffs (Powercor) 22 kV",null,null,null,null,false,null,null,{"$error":"#N/A"},{"$error":"#N/A"},{"$error":"#N/A"},{"$error":"#N/A"},{"$error":"#N/A"},{"$error":"#N/A"},{"$error":"#N/A"},{"$error":"#N/A"},{"$error":"#N/A"},{"$error":"#N/A"}]
[null,{"$f":"IF(DataInput!B8183=$B$8,IF($B$9=$B$10,TRUE,IF(DataInput!E8183=$B$9,TRUE,FALSE)))","v":true},null,null,{"$f":"IF(B8184=TRUE,DataInput!B8183,NA())","v":"VIC"},{"$f":"IF($E8184=DataInput!$B8183,DataInput!C8183,NA())","v":"RCTS22"},{"$f":"IF($E8184=DataInput!$B8183,DataInput!D8183,NA())","v":"Red Cliffs (Powercor) 22 kV"},{"$f":"IF($E8184=DataInput!$B8183,DataInput!E8183,NA())","v":"Powercor"},{"$f":"IF($E8184=DataInput!$B8183,DataInput!F8183,NA())","v":"Summer"},{"$f":"IF($E8184=DataInput!$B8183,DataInput!G8183,NA())","v":"Non-Coincident"},{"$f":"IF($E8184=DataInput!$B8183,DataInput!H8183,NA())","v":2018},{"$f":"IF($E8184=DataInput!$B8183,DataInput!I8183,NA())","v":"POE10"},{"$f":"IF($E8184=DataInput!$B8183,DataInput!J8183,NA())","v":37.896480859999997},{"$f":"IF($E8184=DataInput!$B8183,DataInput!K8183,NA())","v":0.76828474300000005},null,null,"VIC Red Cliffs (Powercor) 22 kV",null,null,null,null,false,null,null,{"$error":"#N/A"},{"$error":"#N/A"},{"$error":"#N/A"},{"$error":"#N/A"},{"$error":"#N/A"},{"$error":"#N/A"},{"$error":"#N/A"},{"$error":"#N/A"},{"$error":"#N/A"},{"$error":"#N/A"}]
[null,{"$f":"IF(DataInput!B8203=$B$8,IF($B$9=$B$10,TRUE,IF(DataInput!E8203=$B$9,TRUE,FALSE)))","v":true},null,null,{"$f":"IF(B8204=TRUE,DataInput!B8203,NA())","v":"VIC"},{"$f":"IF($E8204=DataInput!$B8203,DataInput!C8203,NA())","v":"RCTS22"},{"$f":"IF($E8204=DataInput!$B8203,DataInput!D8203,NA())","v":"Red Cliffs (Powercor) 22 kV"},{"$f":"IF($E8204=DataInput!$B8203,DataInput!E8203,NA())","v":"Powercor"},{"$f":"IF($E8204=DataInput!$B8203,DataInput!F8203,NA())","v":"Summer"},{"$f":"IF($E8204=DataInput!$B8203,DataInput!G8203,NA())","v":"Non-Coincident"},{"$f":"IF($E8204=DataInput!$B8203,DataInput!H8203,NA())","v":2023},{"$f":"IF($E8204=DataInput!$B8203,DataInput!I8203,NA())","v":"POE10"},{"$f":"IF($E8204=DataInput!$B8203,DataInput!J8203,NA())","v":36.838281530000003},{"$f":"IF($E8204=DataInput!$B8203,DataInput!K8203,NA())","v":0.76733888800000005},null,null,{"$f":"IF(OR(ISERROR(E8204),ISERROR(G8204)),\"  \",E8204&\" \"&G8204)","v":"VIC Red Cliffs (Powercor) 22 kV"},null,null,null,null,{"$f":"IF(ISERROR(G8204),FALSE,IF($V$9=G8204,TRUE,FALSE))","v":false},null,null,{"$error":"#N/A"},{"$error":"#N/A"},{"$error":"#N/A"},{"$error":"#N/A"},{"$error":"#N/A"},{"$error":"#N/A"},{"$error":"#N/A"},{"$error":"#N/A"},{"$error":"#N/A"},{"$error":"#N/A"}]
[null,{"$f":"IF(DataInput!B8244=$B$8,IF($B$9=$B$10,TRUE,IF(DataInput!E8244=$B$9,TRUE,FALSE)))","v":true},null,null,{"$f":"IF(B8245=TRUE,DataInput!B8244,NA())","v":"VIC"},{"$f":"IF($E8245=DataInput!$B8244,DataInput!C8244,NA())","v":"RCTS22"},{"$f":"IF($E8245=DataInput!$B8244,DataInput!D8244,NA())","v":"Red Cliffs (Powercor) 22 kV"},{"$f":"IF($E8245=DataInput!$B8244,DataInput!E8244,NA())","v":"Powercor"},{"$f":"IF($E8245=DataInput!$B8244,DataInput!F8244,NA())","v":"Winter"},{"$f":"IF($E8245=DataInput!$B8244,DataInput!G8244,NA())","v":"Non-Coincident"},{"$f":"IF($E8245=DataInput!$B8244,DataInput!H8244,NA())","v":2009},{"$f":"IF($E8245=DataInput!$B8244,DataInput!I8244,NA())","v":"Actual"},{"$f":"IF($E8245=DataInput!$B8244,DataInput!J8244,NA())","v":19.943946},{"$f":"IF($E8245=DataInput!$B8244,DataInput!K8244,NA())","v":"NA"},null,null,"VIC Red Cliffs (Powercor) 22 kV",null,null,null,null,false,null,null,{"$error":"#N/A"},{"$error":"#N/A"},{"$error":"#N/A"},{"$error":"#N/A"},{"$error":"#N/A"},{"$error":"#N/A"},{"$error":"#N/A"},{"$error":"#N/A"},{"$error":"#N/A"},{"$error":"#N/A"}]
[null,{"$f":"IF(DataInput!B8262=$B$8,IF($B$9=$B$10,TRUE,IF(DataInput!E8262=$B$9,TRUE,FALSE)))","v":true},null,null,{"$f":"IF(B8263=TRUE,DataInput!B8262,NA())","v":"VIC"},{"$f":"IF($E8263=DataInput!$B8262,DataInput!C8262,NA())","v":"RCTS22"},{"$f":"IF($E8263=DataInput!$B8262,DataInput!D8262,NA())","v":"Red Cliffs (Powercor) 22 kV"},{"$f":"IF($E8263=DataInput!$B8262,DataInput!E8262,NA())","v":"Powercor"},{"$f":"IF($E8263=DataInput!$B8262,DataInput!F8262,NA())","v":"Winter"},{"$f":"IF($E8263=DataInput!$B8262,DataInput!G8262,NA())","v":"Non-Coincident"},{"$f":"IF($E8263=DataInput!$B8262,DataInput!H8262,NA())","v":2012},{"$f":"IF($E8263=DataInput!$B8262,DataInput!I8262,NA())","v":"Actual"},{"$f":"IF($E8263=DataInput!$B8262,DataInput!J8262,NA())","v":18.535298000000001},{"$f":"IF($E8263=DataInput!$B8262,DataInput!K8262,NA())","v":"NA"},null,null,"VIC Red Cliffs (Powercor) 22 kV",null,null,null,null,false,null,null,{"$error":"#N/A"},{"$error":"#N/A"},{"$error":"#N/A"},{"$error":"#N/A"},{"$error":"#N/A"},{"$error":"#N/A"},{"$error":"#N/A"},{"$error":"#N/A"},{"$error":"#N/A"},{"$error":"#N/A"}]
[null,{"$f":"IF(DataInput!B8293=$B$8,IF($B$9=$B$10,TRUE,IF(DataInput!E8293=$B$9,TRUE,FALSE)))","v":true},null,null,{"$f":"IF(B8294=TRUE,DataInput!B8293,NA())","v":"VIC"},{"$f":"IF($E8294=DataInput!$B8293,DataInput!C8293,NA())","v":"RCTS22"},{"$f":"IF($E8294=DataInput!$B8293,DataInput!D8293,NA())","v":"Red Cliffs (Powercor) 22 kV"},{"$f":"IF($E8294=DataInput!$B8293,DataInput!E8293,NA())","v":"Powercor"},{"$f":"IF($E8294=DataInput!$B8293,DataInput!F8293,NA())","v":"Winter"},{"$f":"IF($E8294=DataInput!$B8293,DataInput!G8293,NA())","v":"Coincident"},{"$f":"IF($E8294=DataInput!$B8293,DataInput!H8293,NA())","v":2019},{"$f":"IF($E8294=DataInput!$B8293,DataInput!I8293,NA())","v":"POE10"},{"$f":"IF($E8294=DataInput!$B8293,DataInput!J8293,NA())","v":17.196364429999999},{"$f":"IF($E8294=DataInput!$B8293,DataInput!K8293,NA())","v":0.77187569700000003},null,null,"VIC Red Cliffs (Powercor) 22 kV",null,null,null,null,false,null,null,{"$error":"#N/A"},{"$error":"#N/A"},{"$error":"#N/A"},{"$error":"#N/A"},{"$error":"#N/A"},{"$error":"#N/A"},{"$error":"#N/A"},{"$error":"#N/A"},{"$error":"#N/A"},{"$error":"#N/A"}]
[null,{"$f":"IF(DataInput!B8330=$B$8,IF($B$9=$B$10,TRUE,IF(DataInput!E8330=$B$9,TRUE,FALSE)))","v":true},null,null,{"$f":"IF(B8331=TRUE,DataInput!B8330,NA())","v":"VIC"},{"$f":"IF($E8331=DataInput!$B8330,DataInput!C8330,NA())","v":"RCTS66"},{"$f":"IF($E8331=DataInput!$B8330,DataInput!D8330,NA())","v":"Red Cliffs (Powercor) 66 kV"},{"$f":"IF($E8331=DataInput!$B8330,DataInput!E8330,NA())","v":"Powercor"},{"$f":"IF($E8331=DataInput!$B8330,DataInput!F8330,NA())","v":"Summer"},{"$f":"IF($E8331=DataInput!$B8330,DataInput!G8330,NA())","v":"Non-Coincident"},{"$f":"IF($E8331=DataInput!$B8330,DataInput!H8330,NA())","v":2008},{"$f":"IF($E8331=DataInput!$B8330,DataInput!I8330,NA())","v":"TempCorrActualPOE50"},{"$f":"IF($E8331=DataInput!$B8330,DataInput!J8330,NA())","v":121.03319},{"$f":"IF($E8331=DataInput!$B8330,DataInput!K8330,NA())","v":"NA"},null,null,"VIC Red Cliffs (Powercor) 66 kV",null,null,null,null,false,null,null,{"$f":"IF($V8331=TRUE,E8331,NA())","v":{"$error":"#N/A"}},{"$error":"#N/A"},{"$error":"#N/A"},{"$error":"#N/A"},{"$error":"#N/A"},{"$error":"#N/A"},{"$error":"#N/A"},{"$error":"#N/A"},{"$error":"#N/A"},{"$error":"#N/A"}]
[null,{"$f":"IF(DataInput!B8341=$B$8,IF($B$9=$B$10,TRUE,IF(DataInput!E8341=$B$9,TRUE,FALSE)))","v":true},null,null,{"$f":"IF(B8342=TRUE,DataInput!B8341,NA())","v":"VIC"},{"$f":"IF($E8342=DataInput!$B8341,DataInput!C8341,NA())","v":"RCTS66"},{"$f":"IF($E8342=DataInput!$B8341,DataInput!D8341,NA())","v":"Red Cliffs (Powercor) 66 kV"},{"$f":"IF($E8342=DataInput!$B8341,DataInput!E8341,NA())","v":"Powercor"},{"$f":"IF($E8342=DataInput!$B8341,DataInput!F8341,NA())","v":"Summer"},{"$f":"IF($E8342=DataInput!$B8341,DataInput!G8341,NA())","v":"Non-Coincident"},{"$f":"IF($E8342=DataInput!$B8341,DataInput!H8341,NA())","v":2010},{"$f":"IF($E8342=DataInput!$B8341,DataInput!I8341,NA())","v":"TempCorrActualPOE10"},{"$f":"IF($E8342=DataInput!$B8341,DataInput!J8341,NA())","v":152.8341767},{"$f":"IF($E8342=DataInput!$B8341,DataInput!K8341,NA())","v":"NA"},null,null,"VIC Red Cliffs (Powercor) 66 kV",null,null,null,null,false,null,null,{"$error":"#N/A"},{"$error":"#N/A"},{"$error":"#N/A"},{"$error":"#N/A"},{"$error":"#N/A"},{"$error":"#N/A"},{"$error":"#N/A"},{"$error":"#N/A"},{"$error":"#N/A"},{"$error":"#N/A"}]
[null,{"$f":"IF(DataInput!B8372=$B$8,IF($B$9=$B$10,TRUE,IF(DataInput!E8372=$B$9,TRUE,FALSE)))","v":true},null,null,{"$f":"IF(B8373=TRUE,DataInput!B8372,NA())","v":"VIC"},{"$f":"IF($E8373=DataInput!$B8372,DataInput!C8372,NA())","v":"RCTS66"},{"$f":"IF($E8373=DataInput!$B8372,DataInput!D8372,NA())","v":"Red Cliffs (Powercor) 66 kV"},{"$f":"IF($E8373=DataInput!$B8372,DataInput!E8372,NA())","v":"Powercor"},{"$f":"IF($E8373=DataInput!$B8372,DataInput!F8372,NA())","v":"Summer"},{"$f":"IF($E8373=DataInput!$B8372,DataInput!G8372,NA())","v":"Non-Coincident"},{"$f":"IF($E8373=DataInput!$B8372,DataInput!H8372,NA())","v":2015},{"$f":"IF($E8373=DataInput!$B8372,DataInput!I8372,NA())","v":"TempCorrActualPOE50"},{"$f":"IF($E8373=DataInput!$B8372,DataInput!J8372,NA())","v":136.28693569999999},{"$f":"IF($E8373=DataInput!$B8372,DataInput!K8372,NA())","v":"NA"},null,null,"VIC Red Cliffs (Powercor) 66 kV",null,null,null,null,false,null,null,{"$error":"#N/A"},{"$error":"#N/A"},{"$error":"#N/A"},{"$error":"#N/A"},{"$error":"#N/A"},{"$error":"#N/A"},{"$error":"#N/A"},{"$error":"#N/A"},{"$error":"#N/A"},{"$error":"#N/A"}]
[null,{"$f":"IF(DataInput!B8390=$B$8,IF($B$9=$B$10,TRUE,IF(DataInput!E8390=$B$9,TRUE,FALSE)))","v":true},null,null,{"$f":"IF(B8391=TRUE,DataInput!B8390,NA())","v":"VIC"},{"$f":"IF($E8391=DataInput!$B8390,DataInput!C8390,NA())","v":"RCTS66"},{"$f":"IF($E8391=DataInput!$B8390,DataInput!D8390,NA())","v":"Red Cliffs (Powercor) 66 kV"},{"$f":"IF($E8391=DataInput!$B8390,DataInput!E8390,NA())","v":"Powercor"},{"$f":"IF($E8391=DataInput!$B8390,DataInput!F8390,NA())","v":"Summer"},{"$f":"IF($E8391=DataInput!$B8390,DataInput!G8390,NA())","v":"Coincident"},{"$f":"IF($E8391=DataInput!$B8390,DataInput!H8390,NA())","v":2019},{"$f":"IF($E8391=DataInput!$B8390,DataInput!I8390,NA())","v":"POE50"},{"$f":"IF($E8391=DataInput!$B8390,DataInput!J8390,NA())","v":118.4641531},{"$f":"IF($E8391=DataInput!$B8390,DataInput!K8390,NA())","v":0.83872386700000001},null,null,"VIC Red Cliffs (Powercor) 66 kV",null,null,null,null,false,null,null,{"$error":"#N/A"},{"$error":"#N/A"},{"$error":"#N/A"},{"$error":"#N/A"},{"$error":"#N/A"},{"$error":"#N/A"},{"$error":"#N/A"},{"$error":"#N/A"},{"$error":"#N/A"},{"$error":"#N/A"}]
[null,{"$f":"IF(DataInput!B8425=$B$8,IF($B$9=$B$10,TRUE,IF(DataInput!E8425=$B$9,TRUE,FALSE)))","v":true},null,null,{"$f":"IF(B8426=TRUE,DataInput!B8425,NA())","v":"VIC"},{"$f":"IF($E8426=DataInput!$B8425,DataInput!C8425,NA())","v":"RCTS66"},{"$f":"IF($E8426=DataInput!$B8425,DataInput!D8425,NA())","v":"Red Cliffs (Powercor) 66 kV"},{"$f":"IF($E8426=DataInput!$B8425,DataInput!E8425,NA())","v":"Powercor"},{"$f":"IF($E8426=DataInput!$B8425,DataInput!F8425,NA())","v":"Winter"},{"$f":"IF($E8426=DataInput!$B8425,DataInput!G8425,NA())","v":"Coincident"},{"$f":"IF($E8426=DataInput!$B8425,DataInput!H8425,NA())","v":2006},{"$f":"IF($E8426=DataInput!$B8425,DataInput!I8425,NA())","v":"Actual"},{"$f":"IF($E8426=DataInput!$B8425,DataInput!J8425,NA())","v":77.253739999999993},{"$f":"IF($E8426=DataInput!$B8425,DataInput!K8425,NA())","v":"NA"},null,null,"VIC Red Cliffs (Powercor) 66 kV",null,null,null,null,false,null,null,{"$error":"#N/A"},{"$error":"#N/A"},{"$error":"#N/A"},{"$error":"#N/A"},{"$error":"#N/A"},{"$error":"#N/A"},{"$error":"#N/A"},{"$error":"#N/A"},{"$error":"#N/A"},{"$error":"#N/A"}]
[null,{"$f":"IF(DataInput!B8451=$B$8,IF($B$9=$B$10,TRUE,IF(DataInput!E8451=$B$9,TRUE,FALSE)))","v":true},null,null,{"$f":"IF(B8452=TRUE,DataInput!B8451,NA())","v":"VIC"},{"$f":"IF($E8452=DataInput!$B8451,DataInput!C8451,NA())","v":"RCTS66"},{"$f":"IF($E8452=DataInput!$B8451,DataInput!D8451,NA())","v":"Red Cliffs (Powercor) 66 kV"},{"$f":"IF($E8452=DataInput!$B8451,DataInput!E8451,NA())","v":"Powercor"},{"$f":"IF($E8452=DataInput!$B8451,DataInput!F8451,NA())","v":"Winter"},{"$f":"IF($E8452=DataInput!$B8451,DataInput!G8451,NA())","v":"Coincident"},{"$f":"IF($E8452=DataInput!$B8451,DataInput!H8451,NA())","v":2011},{"$f":"IF($E8452=DataInput!$B8451,DataInput!I8451,NA())","v":"TempCorrActualPOE10"},{"$f":"IF($E8452=DataInput!$B8451,DataInput!J8451,NA())","v":75.392790919999996},{"$f":"IF($E8452=DataInput!$B8451,DataInput!K8451,NA())","v":"NA"},null,null,"VIC Red Cliffs (Powercor) 66 kV",null,null,null,null,false,null,null,{"$error":"#N/A"},{"$error":"#N/A"},{"$error":"#N/A"},{"$error":"#N/A"},{"$error":"#N/A"},{"$error":"#N/A"},{"$error":"#N/A"},{"$error":"#N/A"},{"$error":"#N/A"},{"$error":"#N/A"}]
[null,{"$f":"IF(DataInput!B8498=$B$8,IF($B$9=$B$10,TRUE,IF(DataInput!E8498=$B$9,TRUE,FALSE)))","v":true},null,null,{"$f":"IF(B8499=TRUE,DataInput!B8498,NA())","v":"VIC"},{"$f":"IF($E8499=DataInput!$B8498,DataInput!C8498,NA())","v":"RCTS66"},{"$f":"IF($E8499=DataInput!$B8498,DataInput!D8498,NA())","v":"Red Cliffs (Powercor) 66 kV"},{"$f":"IF($E8499=DataInput!$B8498,DataInput!E8498,NA())","v":"Powercor"},{"$f":"IF($E8499=DataInput!$B8498,DataInput!F8498,NA())","v":"Winter"},{"$f":"IF($E8499=DataInput!$B8498,DataInput!G8498,NA())","v":"Coincident"},{"$f":"IF($E8499=DataInput!$B8498,DataInput!H8498,NA())","v":2020},{"$f":"IF($E8499=DataInput!$B8498,DataInput!I8498,NA())","v":"POE50"},{"$f":"IF($E8499=DataInput!$B8498,DataInput!J8498,NA())","v":82.917486940000003},{"$f":"IF($E8499=DataInput!$B8498,DataInput!K8498,NA())","v":0.87344761500000001},null,null,"VIC Red Cliffs (Powercor) 66 kV",null,null,null,null,false,null,null,{"$error":"#N/A"},{"$error":"#N/A"},{"$error":"#N/A"},{"$error":"#N/A"},{"$error":"#N/A"},{"$error":"#N/A"},{"$error":"#N/A"},{"$error":"#N/A"},{"$error":"#N/A"},{"$error":"#N/A"}]
[null,{"$f":"IF(DataInput!B8529=$B$8,IF($B$9=$B$10,TRUE,IF(DataInput!E8529=$B$9,TRUE,FALSE)))","v":true},null,null,{"$f":"IF(B8530=TRUE,DataInput!B8529,NA())","v":"VIC"},{"$f":"IF($E8530=DataInput!$B8529,DataInput!C8529,NA())","v":"RTS1266C"},{"$f":"IF($E8530=DataInput!$B8529,DataInput!D8529,NA())","v":"Richmond 12 (CitiPower) 66 kV"},{"$f":"IF($E8530=DataInput!$B8529,DataInput!E8529,NA())","v":"Citipower"},{"$f":"IF($E8530=DataInput!$B8529,DataInput!F8529,NA())","v":"Summer"},{"$f":"IF($E8530=DataInput!$B8529,DataInput!G8529,NA())","v":"Non-Coincident"},{"$f":"IF($E8530=DataInput!$B8529,DataInput!H8529,NA())","v":2008},{"$f":"IF($E8530=DataInput!$B8529,DataInput!I8529,NA())","v":"TempCorrActualPOE10"},{"$f":"IF($E8530=DataInput!$B8529,DataInput!J8529,NA())","v":264.5669297},{"$f":"IF($E8530=DataInput!$B8529,DataInput!K8529,NA())","v":"NA"},null,null,"VIC Richmond 12 (CitiPower) 66 kV",null,null,null,null,false,null,null,{"$error":"#N/A"},{"$error":"#N/A"},{"$error":"#N/A"},{"$error":"#N/A"},{"$error":"#N/A"},{"$error":"#N/A"},{"$error":"#N/A"},{"$error":"#N/A"},{"$error":"#N/A"},{"$error":"#N/A"}]
[null,{"$f":"IF(DataInput!B8552=$B$8,IF($B$9=$B$10,TRUE,IF(DataInput!E8552=$B$9,TRUE,FALSE)))","v":true},null,null,{"$f":"IF(B8553=TRUE,DataInput!B8552,NA())","v":"VIC"},{"$f":"IF($E8553=DataInput!$B8552,DataInput!C8552,NA())","v":"RTS1266C"},{"$f":"IF($E8553=DataInput!$B8552,DataInput!D8552,NA())","v":"Richmond 12 (CitiPower) 66 kV"},{"$f":"IF($E8553=DataInput!$B8552,DataInput!E8552,NA())","v":"Citipower"},{"$f":"IF($E8553=DataInput!$B8552,DataInput!F8552,NA())","v":"Summer"},{"$f":"IF($E8553=DataInput!$B8552,DataInput!G8552,NA())","v":"Coincident"},{"$f":"IF($E8553=DataInput!$B8552,DataInput!H8552,NA())","v":2012},{"$f":"IF($E8553=DataInput!$B8552,DataInput!I8552,NA())","v":"TempCorrActualPOE50"},{"$f":"IF($E8553=DataInput!$B8552,DataInput!J8552,NA())","v":238.00115919999999},{"$f":"IF($E8553=DataInput!$B8552,DataInput!K8552,NA())","v":"NA"},null,null,"VIC Richmond 12 (CitiPower) 66 kV",null,null,null,null,false,null,null,{"$error":"#N/A"},{"$error":"#N/A"},{"$error":"#N/A"},{"$error":"#N/A"},{"$error":"#N/A"},{"$error":"#N/A"},{"$error":"#N/A"},{"$error":"#N/A"},{"$error":"#N/A"},{"$error":"#N/A"}]
[null,{"$f":"IF(DataInput!B8577=$B$8,IF($B$9=$B$10,TRUE,IF(DataInput!E8577=$B$9,TRUE,FALSE)))","v":true},null,null,{"$f":"IF(B8578=TRUE,DataInput!B8577,NA())","v":"VIC"},{"$f":"IF($E8578=DataInput!$B8577,DataInput!C8577,NA())","v":"RTS1266C"},{"$f":"IF($E8578=DataInput!$B8577,DataInput!D8577,NA())","v":"Richmond 12 (CitiPower) 66 kV"},{"$f":"IF($E8578=DataInput!$B8577,DataInput!E8577,NA())","v":"Citipower"},{"$f":"IF($E8578=DataInput!$B8577,DataInput!F8577,NA())","v":"Summer"},{"$f":"IF($E8578=DataInput!$B8577,DataInput!G8577,NA())","v":"Coincident"},{"$f":"IF($E8578=DataInput!$B8577,DataInput!H8577,NA())","v":2016},{"$f":"IF($E8578=DataInput!$B8577,DataInput!I8577,NA())","v":"POE10"},{"$f":"IF($E8578=DataInput!$B8577,DataInput!J8577,NA())","v":272.74633119999999},{"$f":"IF($E8578=DataInput!$B8577,DataInput!K8577,NA())","v":0.94304559200000004},null,null,"VIC Richmond 12 (CitiPower) 66 kV",null,null,null,null,false,null,null,{"$error":"#N/A"},{"$error":"#N/A"},{"$error":"#N/A"},{"$error":"#N/A"},{"$error":"#N/A"},{"$error":"#N/A"},{"$error":"#N/A"},{"$error":"#N/A"},{"$error":"#N/A"},{"$error":"#N/A"}]
[null,{"$f":"IF(DataInput!B8608=$B$8,IF($B$9=$B$10,TRUE,IF(DataInput!E8608=$B$9,TRUE,FALSE)))","v":true},null,null,{"$f":"IF(B8609=TRUE,DataInput!B8608,NA())","v":"VIC"},{"$f":"IF($E8609=DataInput!$B8608,DataInput!C8608,NA())","v":"RTS1266C"},{"$f":"IF($E8609=DataInput!$B8608,DataInput!D8608,NA())","v":"Richmond 12 (CitiPower) 66 kV"},{"$f":"IF($E8609=DataInput!$B8608,DataInput!E8608,NA())","v":"Citipower"},{"$f":"IF($E8609=DataInput!$B8608,DataInput!F8608,NA())","v":"Summer"},{"$f":"IF($E8609=DataInput!$B8608,DataInput!G8608,NA())","v":"Non-Coincident"},{"$f":"IF($E8609=DataInput!$B8608,DataInput!H8608,NA())","v":2024},{"$f":"IF($E8609=DataInput!$B8608,DataInput!I8608,NA())","v":"POE50"},{"$f":"IF($E8609=DataInput!$B8608,DataInput!J8608,NA())","v":283.96941820000001},{"$f":"IF($E8609=DataInput!$B8608,DataInput!K8608,NA())","v":0.90917659900000003},null,null,"VIC Richmond 12 (CitiPower) 66 kV",null,null,null,null,false,null,null,{"$error":"#N/A"},{"$error":"#N/A"},{"$error":"#N/A"},{"$error":"#N/A"},{"$error":"#N/A"},{"$error":"#N/A"},{"$error":"#N/A"},{"$error":"#N/A"},{"$error":"#N/A"},{"$error":"#N/A"}]
[null,{"$f":"IF(DataInput!B8626=$B$8,IF($B$9=$B$10,TRUE,IF(DataInput!E8626=$B$9,TRUE,FALSE)))","v":true},null,null,{"$f":"IF(B8627=TRUE,DataInput!B8626,NA())","v":"VIC"},{"$f":"IF($E8627=DataInput!$B8626,DataInput!C8626,NA())","v":"RTS1266C"},{"$f":"IF($E8627=DataInput!$B8626,DataInput!D8626,NA())","v":"Richmond 12 (CitiPower) 66 kV"},{"$f":"IF($E8627=DataInput!$B8626,DataInput!E8626,NA())","v":"Citipower"},{"$f":"IF($E8627=DataInput!$B8626,DataInput!F8626,NA())","v":"Winter"},{"$f":"IF($E8627=DataInput!$B8626,DataInput!G8626,NA())","v":"Non-Coincident"},{"$f":"IF($E8627=DataInput!$B8626,DataInput!H8626,NA())","v":2006},{"$f":"IF($E8627=DataInput!$B8626,DataInput!I8626,NA())","v":"Actual"},{"$f":"IF($E8627=DataInput!$B8626,DataInput!J8626,NA())","v":192.43805599999999},{"$f":"IF($E8627=DataInput!$B8626,DataInput!K8626,NA())","v":"NA"},null,null,"VIC Richmond 12 (CitiPower) 66 kV",null,null,null,null,false,null,null,{"$error":"#N/A"},{"$error":"#N/A"},{"$error":"#N/A"},{"$error":"#N/A"},{"$error":"#N/A"},{"$error":"#N/A"},{"$error":"#N/A"},{"$error":"#N/A"},{"$error":"#N/A"},{"$error":"#N/A"}]
[null,{"$f":"IF(DataInput!B8675=$B$8,IF($B$9=$B$10,TRUE,IF(DataInput!E8675=$B$9,TRUE,FALSE)))","v":true},null,null,{"$f":"IF(B8676=TRUE,DataInput!B8675,NA())","v":"VIC"},{"$f":"IF($E8676=DataInput!$B8675,DataInput!C8675,NA())","v":"RTS1266C"},{"$f":"IF($E8676=DataInput!$B8675,DataInput!D8675,NA())","v":"Richmond 12 (CitiPower) 66 kV"},{"$f":"IF($E8676=DataInput!$B8675,DataInput!E8675,NA())","v":"Citipower"},{"$f":"IF($E8676=DataInput!$B8675,DataInput!F8675,NA())","v":"Winter"},{"$f":"IF($E8676=DataInput!$B8675,DataInput!G8675,NA())","v":"Non-Coincident"},{"$f":"IF($E8676=DataInput!$B8675,DataInput!H8675,NA())","v":2015},{"$f":"IF($E8676=DataInput!$B8675,DataInput!I8675,NA())","v":"POE10"},{"$f":"IF($E8676=DataInput!$B8675,DataInput!J8675,NA())","v":210.9656559},{"$f":"IF($E8676=DataInput!$B8675,DataInput!K8675,NA())","v":0.99445330600000004},null,null,"VIC Richmond 12 (CitiPower) 66 kV",null,null,null,null,false,null,null,{"$error":"#N/A"},{"$error":"#N/A"},{"$error":"#N/A"},{"$error":"#N/A"},{"$error":"#N/A"},{"$error":"#N/A"},{"$error":"#N/A"},{"$error":"#N/A"},{"$error":"#N/A"},{"$error":"#N/A"}]
[null,{"$f":"IF(DataInput!B8687=$B$8,IF($B$9=$B$10,TRUE,IF(DataInput!E8687=$B$9,TRUE,FALSE)))","v":true},null,null,{"$f":"IF(B8688=TRUE,DataInput!B8687,NA())","v":"VIC"},{"$f":"IF($E8688=DataInput!$B8687,DataInput!C8687,NA())","v":"RTS1266C"},{"$f":"IF($E8688=DataInput!$B8687,DataInput!D8687,NA())","v":"Richmond 12 (CitiPower) 66 kV"},{"$f":"IF($E8688=DataInput!$B8687,DataInput!E8687,NA())","v":"Citipower"},{"$f":"IF($E8688=DataInput!$B8687,DataInput!F8687,NA())","v":"Winter"},{"$f":"IF($E8688=DataInput!$B8687,DataInput!G8687,NA())","v":"Non-Coincident"},{"$f":"IF($E8688=DataInput!$B8687,DataInput!H8687,NA())","v":2018},{"$f":"IF($E8688=DataInput!$B8687,DataInput!I8687,NA())","v":"POE10"},{"$f":"IF($E8688=DataInput!$B8687,DataInput!J8687,NA())","v":231.54935979999999},{"$f":"IF($E8688=DataInput!$B8687,DataInput!K8687,NA())","v":0.99383665300000001},null,null,"VIC Richmond 12 (CitiPower) 66 kV",null,null,null,null,false,null,null,{"$error":"#N/A"},{"$error":"#N/A"},{"$error":"#N/A"},{"$error":"#N/A"},{"$error":"#N/A"},{"$error":"#N/A"},{"$error":"#N/A"},{"$error":"#N/A"},{"$error":"#N/A"},{"$error":"#N/A"}]
[null,{"$f":"IF(DataInput!B8705=$B$8,IF($B$9=$B$10,TRUE,IF(DataInput!E8705=$B$9,TRUE,FALSE)))","v":true},null,null,{"$f":"IF(B8706=TRUE,DataInput!B8705,NA())","v":"VIC"},{"$f":"IF($E8706=DataInput!$B8705,DataInput!C8705,NA())","v":"RTS1266C"},{"$f":"IF($E8706=DataInput!$B8705,DataInput!D8705,NA())","v":"Richmond 12 (CitiPower) 66 kV"},{"$f":"IF($E8706=DataInput!$B8705,DataInput!E8705,NA())","v":"Citipower"},{"$f":"IF($E8706=DataInput!$B8705,DataInput!F8705,NA())","v":"Winter"},{"$f":"IF($E8706=DataInput!$B8705,DataInput!G8705,NA())","v":"Coincident"},{"$f":"IF($E8706=DataInput!$B8705,DataInput!H8705,NA())","v":2022},{"$f":"IF($E8706=DataInput!$B8705,DataInput!I8705,NA())","v":"POE10"},{"$f":"IF($E8706=DataInput!$B8705,DataInput!J8705,NA())","v":244.39192940000001},{"$f":"IF($E8706=DataInput!$B8705,DataInput!K8705,NA())","v":0.99243937400000004},null,null,"VIC Richmond 12 (CitiPower) 66 kV",null,null,null,null,false,null,null,{"$error":"#N/A"},{"$error":"#N/A"},{"$error":"#N/A"},{"$error":"#N/A"},{"$error":"#N/A"},{"$error":"#N/A"},{"$error":"#N/A"},{"$error":"#N/A"},{"$error":"#N/A"},{"$error":"#N/A"}]
[null,{"$f":"IF(DataInput!B8736=$B$8,IF($B$9=$B$10,TRUE,IF(DataInput!E8736=$B$9,TRUE,FALSE)))","v":true},null,null,{"$f":"IF(B8737=TRUE,DataInput!B8736,NA())","v":"VIC"},{"$f":"IF($E8737=DataInput!$B8736,DataInput!C8736,NA())","v":"RTS1266U"},{"$f":"IF($E8737=DataInput!$B8736,DataInput!D8736,NA())","v":"Richmond 12 (United Energy) 66 kV"},{"$f":"IF($E8737=DataInput!$B8736,DataInput!E8736,NA())","v":"United Energy"},{"$f":"IF($E8737=DataInput!$B8736,DataInput!F8736,NA())","v":"Summer"},{"$f":"IF($E8737=DataInput!$B8736,DataInput!G8736,NA())","v":"Non-Coincident"},{"$f":"IF($E8737=DataInput!$B8736,DataInput!H8736,NA())","v":2009},{"$f":"IF($E8737=DataInput!$B8736,DataInput!I8736,NA())","v":"TempCorrActualPOE50"},{"$f":"IF($E8737=DataInput!$B8736,DataInput!J8736,NA())","v":39.006404209999999},{"$f":"IF($E8737=DataInput!$B8736,DataInput!K8736,NA())","v":"NA"},null,null,"VIC Richmond 12 (United Energy) 66 kV",null,null,null,null,false,null,null,{"$error":"#N/A"},{"$error":"#N/A"},{"$error":"#N/A"},{"$error":"#N/A"},{"$error":"#N/A"},{"$error":"#N/A"},{"$error":"#N/A"},{"$error":"#N/A"},{"$error":"#N/A"},{"$error":"#N/A"}]
[null,{"$f":"IF(DataInput!B8774=$B$8,IF($B$9=$B$10,TRUE,IF(DataInput!E8774=$B$9,TRUE,FALSE)))","v":true},null,null,{"$f":"IF(B8775=TRUE,DataInput!B8774,NA())","v":"VIC"},{"$f":"IF($E8775=DataInput!$B8774,DataInput!C8774,NA())","v":"RTS1266U"},{"$f":"IF($E8775=DataInput!$B8774,DataInput!D8774,NA())","v":"Richmond 12 (United Energy) 66 kV"},{"$f":"IF($E8775=DataInput!$B8774,DataInput!E8774,NA())","v":"United Energy"},{"$f":"IF($E8775=DataInput!$B8774,DataInput!F8774,NA())","v":"Summer"},{"$f":"IF($E8775=DataInput!$B8774,DataInput!G8774,NA())","v":"Non-Coincident"},{"$f":"IF($E8775=DataInput!$B8774,DataInput!H8774,NA())","v":2015},{"$f":"IF($E8775=DataInput!$B8774,DataInput!I8774,NA())","v":"Actual"},{"$f":"IF($E8775=DataInput!$B8774,DataInput!J8774,NA())","v":39.126283999999998},{"$f":"IF($E8775=DataInput!$B8774,DataInput!K8774,NA())","v":"NA"},null,null,"VIC Richmond 12 (United Energy) 66 kV",null,null,null,null,false,null,null,{"$error":"#N/A"},{"$error":"#N/A"},{"$error":"#N/A"},{"$error":"#N/A"},{"$error":"#N/A"},{"$error":"#N/A"},{"$error":"#N/A"},{"$error":"#N/A"},{"$error":"#N/A"},{"$error":"#N/A"}]
[null,{"$f":"IF(DataInput!B8813=$B$8,IF($B$9=$B$10,TRUE,IF(DataInput!E8813=$B$9,TRUE,FALSE)))","v":true},null,null,{"$f":"IF(B8814=TRUE,DataInput!B8813,NA())","v":"VIC"},{"$f":"IF($E8814=DataInput!$B8813,DataInput!C8813,NA())","v":"RTS1266U"},{"$f":"IF($E8814=DataInput!$B8813,DataInput!D8813,NA())","v":"Richmond 12 (United Energy) 66 kV"},{"$f":"IF($E8814=DataInput!$B8813,DataInput!E8813,NA())","v":"United Energy"},{"$f":"IF($E8814=DataInput!$B8813,DataInput!F8813,NA())","v":"Summer"},{"$f":"IF($E8814=DataInput!$B8813,DataInput!G8813,NA())","v":"Coincident"},{"$f":"IF($E8814=DataInput!$B8813,DataInput!H8813,NA())","v":2025},{"$f":"IF($E8814=DataInput!$B8813,DataInput!I8813,NA())","v":"POE10"},{"$f":"IF($E8814=DataInput!$B8813,DataInput!J8813,NA())","v":55.12482198},{"$f":"IF($E8814=DataInput!$B8813,DataInput!K8813,NA())","v":0.94772783199999999},null,null,"VIC Richmond 12 (United Energy) 66 kV",null,null,null,null,false,null,null,{"$error":"#N/A"},{"$error":"#N/A"},{"$error":"#N/A"},{"$error":"#N/A"},{"$error":"#N/A"},{"$error":"#N/A"},{"$error":"#N/A"},{"$error":"#N/A"},{"$error":"#N/A"},{"$error":"#N/A"}]
[null,{"$f":"IF(DataInput!B8844=$B$8,IF($B$9=$B$10,TRUE,IF(DataInput!E8844=$B$9,TRUE,FALSE)))","v":true},null,null,{"$f":"IF(B8845=TRUE,DataInput!B8844,NA())","v":"VIC"},{"$f":"IF($E8845=DataInput!$B8844,DataInput!C8844,NA())","v":"RTS1266U"},{"$f":"IF($E8845=DataInput!$B8844,DataInput!D8844,NA())","v":"Richmond 12 (United Energy) 66 kV"},{"$f":"IF($E8845=DataInput!$B8844,DataInput!E8844,NA())","v":"United Energy"},{"$f":"IF($E8845=DataInput!$B8844,DataInput!F8844,NA())","v":"Winter"},{"$f":"IF($E8845=DataInput!$B8844,DataInput!G8844,NA())","v":"Non-Coincident"},{"$f":"IF($E8845=DataInput!$B8844,DataInput!H8844,NA())","v":2009},{"$f":"IF($E8845=DataInput!$B8844,DataInput!I8844,NA())","v":"Actual"},{"$f":"IF($E8845=DataInput!$B8844,DataInput!J8844,NA())","v":34.701756000000003},{"$f":"IF($E8845=DataInput!$B8844,DataInput!K8844,NA())","v":"NA"},null,null,"VIC Richmond 12 (United Energy) 66 kV",null,null,null,null,false,null,null,{"$error":"#N/A"},{"$error":"#N/A"},{"$error":"#N/A"},{"$error":"#N/A"},{"$error":"#N/A"},{"$error":"#N/A"},{"$error":"#N/A"},{"$error":"#N/A"},{"$error":"#N/A"},{"$error":"#N/A"}]
[null,{"$f":"IF(DataInput!B8862=$B$8,IF($B$9=$B$10,TRUE,IF(DataInput!E8862=$B$9,TRUE,FALSE)))","v":true},null,null,{"$f":"IF(B8863=TRUE,DataInput!B8862,NA())","v":"VIC"},{"$f":"IF($E8863=DataInput!$B8862,DataInput!C8862,NA())","v":"RTS1266U"},{"$f":"IF($E8863=DataInput!$B8862,DataInput!D8862,NA())","v":"Richmond 12 (United Energy) 66 kV"},{"$f":"IF($E8863=DataInput!$B8862,DataInput!E8862,NA())","v":"United Energy"},{"$f":"IF($E8863=DataInput!$B8862,DataInput!F8862,NA())","v":"Winter"},{"$f":"IF($E8863=DataInput!$B8862,DataInput!G8862,NA())","v":"Non-Coincident"},{"$f":"IF($E8863=DataInput!$B8862,DataInput!H8862,NA())","v":2012},{"$f":"IF($E8863=DataInput!$B8862,DataInput!I8862,NA())","v":"Actual"},{"$f":"IF($E8863=DataInput!$B8862,DataInput!J8862,NA())","v":31.767056},{"$f":"IF($E8863=DataInput!$B8862,DataInput!K8862,NA())","v":"NA"},null,null,"VIC Richmond 12 (United Energy) 66 kV",null,null,null,null,false,null,null,{"$error":"#N/A"},{"$error":"#N/A"},{"$error":"#N/A"},{"$error":"#N/A"},{"$error":"#N/A"},{"$error":"#N/A"},{"$error":"#N/A"},{"$error":"#N/A"},{"$error":"#N/A"},{"$error":"#N/A"}]
[null,{"$f":"IF(DataInput!B8897=$B$8,IF($B$9=$B$10,TRUE,IF(DataInput!E8897=$B$9,TRUE,FALSE)))","v":true},null,null,{"$f":"IF(B8898=TRUE,DataInput!B8897,NA())","v":"VIC"},{"$f":"IF($E8898=DataInput!$B8897,DataInput!C8897,NA())","v":"RTS1266U"},{"$f":"IF($E8898=DataInput!$B8897,DataInput!D8897,NA())","v":"Richmond 12 (United Energy) 66 kV"},{"$f":"IF($E8898=DataInput!$B8897,DataInput!E8897,NA())","v":"United Energy"},{"$f":"IF($E8898=DataInput!$B8897,DataInput!F8897,NA())","v":"Winter"},{"$f":"IF($E8898=DataInput!$B8897,DataInput!G8897,NA())","v":"Coincident"},{"$f":"IF($E8898=DataInput!$B8897,DataInput!H8897,NA())","v":2020},{"$f":"IF($E8898=DataInput!$B8897,DataInput!I8897,NA())","v":"POE10"},{"$f":"IF($E8898=DataInput!$B8897,DataInput!J8897,NA())","v":32.18318197},{"$f":"IF($E8898=DataInput!$B8897,DataInput!K8897,NA())","v":0.97614831199999996},null,null,"VIC Richmond 12 (United Energy) 66 kV",null,null,null,null,false,null,null,{"$error":"#N/A"},{"$error":"#N/A"},{"$error":"#N/A"},{"$error":"#N/A"},{"$error":"#N/A"},{"$error":"#N/A"},{"$error":"#N/A"},{"$error":"#N/A"},{"$error":"#N/A"},{"$error":"#N/A"}]
[null,{"$f":"IF(DataInput!B8910=$B$8,IF($B$9=$B$10,TRUE,IF(DataInput!E8910=$B$9,TRUE,FALSE)))","v":true},null,null,{"$f":"IF(B8911=TRUE,DataInput!B8910,NA())","v":"VIC"},{"$f":"IF($E8911=DataInput!$B8910,DataInput!C8910,NA())","v":"RTS1266U"},{"$f":"IF($E8911=DataInput!$B8910,DataInput!D8910,NA())","v":"Richmond 12 (United Energy) 66 kV"},{"$f":"IF($E8911=DataInput!$B8910,DataInput!E8910,NA())","v":"United Energy"},{"$f":"IF($E8911=DataInput!$B8910,DataInput!F8910,NA())","v":"Winter"},{"$f":"IF($E8911=DataInput!$B8910,DataInput!G8910,NA())","v":"Coincident"},{"$f":"IF($E8911=DataInput!$B8910,DataInput!H8910,NA())","v":2023},{"$f":"IF($E8911=DataInput!$B8910,DataInput!I8910,NA())","v":"POE50"},{"$f":"IF($E8911=DataInput!$B8910,DataInput!J8910,NA())","v":30.957809319999999},{"$f":"IF($E8911=DataInput!$B8910,DataInput!K8910,NA())","v":0.96217379800000002},null,null,"VIC Richmond 12 (United Energy) 66 kV",null,null,null,null,false,null,null,{"$error":"#N/A"},{"$error":"#N/A"},{"$error":"#N/A"},{"$error":"#N/A"},{"$error":"#N/A"},{"$error":"#N/A"},{"$error":"#N/A"},{"$error":"#N/A"},{"$error":"#N/A"},{"$error":"#N/A"}]
[null,{"$f":"IF(DataInput!B8941=$B$8,IF($B$9=$B$10,TRUE,IF(DataInput!E8941=$B$9,TRUE,FALSE)))","v":true},null,null,{"$f":"IF(B8942=TRUE,DataInput!B8941,NA())","v":"VIC"},{"$f":"IF($E8942=DataInput!$B8941,DataInput!C8941,NA())","v":"RTS22"},{"$f":"IF($E8942=DataInput!$B8941,DataInput!D8941,NA())","v":"Richmond (CitiPower) 22kV"},{"$f":"IF($E8942=DataInput!$B8941,DataInput!E8941,NA())","v":"Citipower"},{"$f":"IF($E8942=DataInput!$B8941,DataInput!F8941,NA())","v":"Summer"},{"$f":"IF($E8942=DataInput!$B8941,DataInput!G8941,NA())","v":"Coincident"},{"$f":"IF($E8942=DataInput!$B8941,DataInput!H8941,NA())","v":2011},{"$f":"IF($E8942=DataInput!$B8941,DataInput!I8941,NA())","v":"Actual"},{"$f":"IF($E8942=DataInput!$B8941,DataInput!J8941,NA())","v":69.727072000000007},{"$f":"IF($E8942=DataInput!$B8941,DataInput!K8941,NA())","v":"NA"},null,null,"VIC Richmond (CitiPower) 22kV",null,null,null,null,false,null,null,{"$error":"#N/A"},{"$error":"#N/A"},{"$error":"#N/A"},{"$error":"#N/A"},{"$error":"#N/A"},{"$error":"#N/A"},{"$error":"#N/A"},{"$error":"#N/A"},{"$error":"#N/A"},{"$error":"#N/A"}]
[null,{"$f":"IF(DataInput!B8972=$B$8,IF($B$9=$B$10,TRUE,IF(DataInput!E8972=$B$9,TRUE,FALSE)))","v":true},null,null,{"$f":"IF(B8973=TRUE,DataInput!B8972,NA())","v":"VIC"},{"$f":"IF($E8973=DataInput!$B8972,DataInput!C8972,NA())","v":"RTS22"},{"$f":"IF($E8973=DataInput!$B8972,DataInput!D8972,NA())","v":"Richmond (CitiPower) 22kV"},{"$f":"IF($E8973=DataInput!$B8972,DataInput!E8972,NA())","v":"Citipower"},{"$f":"IF($E8973=DataInput!$B8972,DataInput!F8972,NA())","v":"Summer"},{"$f":"IF($E8973=DataInput!$B8972,DataInput!G8972,NA())","v":"Non-Coincident"},{"$f":"IF($E8973=DataInput!$B8972,DataInput!H8972,NA())","v":2017},{"$f":"IF($E8973=DataInput!$B8972,DataInput!I8972,NA())","v":"POE50"},{"$f":"IF($E8973=DataInput!$B8972,DataInput!J8972,NA())","v":43.053369940000003},{"$f":"IF($E8973=DataInput!$B8972,DataInput!K8972,NA())","v":0.92170673299999994},null,null,"VIC Richmond (CitiPower) 22kV",null,null,null,null,false,null,null,{"$error":"#N/A"},{"$error":"#N/A"},{"$error":"#N/A"},{"$error":"#N/A"},{"$error":"#N/A"},{"$error":"#N/A"},{"$error":"#N/A"},{"$error":"#N/A"},{"$error":"#N/A"},{"$error":"#N/A"}]
[null,{"$f":"IF(DataInput!B8996=$B$8,IF($B$9=$B$10,TRUE,IF(DataInput!E8996=$B$9,TRUE,FALSE)))","v":true},null,null,{"$f":"IF(B8997=TRUE,DataInput!B8996,NA())","v":"VIC"},{"$f":"IF($E8997=DataInput!$B8996,DataInput!C8996,NA())","v":"RTS22"},{"$f":"IF($E8997=DataInput!$B8996,DataInput!D8996,NA())","v":"Richmond (CitiPower) 22kV"},{"$f":"IF($E8997=DataInput!$B8996,DataInput!E8996,NA())","v":"Citipower"},{"$f":"IF($E8997=DataInput!$B8996,DataInput!F8996,NA())","v":"Summer"},{"$f":"IF($E8997=DataInput!$B8996,DataInput!G8996,NA())","v":"Non-Coincident"},{"$f":"IF($E8997=DataInput!$B8996,DataInput!H8996,NA())","v":2023},{"$f":"IF($E8997=DataInput!$B8996,DataInput!I8996,NA())","v":"POE50"},{"$f":"IF($E8997=DataInput!$B8996,DataInput!J8996,NA())","v":53.970253380000003},{"$f":"IF($E8997=DataInput!$B8996,DataInput!K8996,NA())","v":0.92111279099999999},null,null,"VIC Richmond (CitiPower) 22kV",null,null,null,null,false,null,null,{"$error":"#N/A"},{"$error":"#N/A"},{"$error":"#N/A"},{"$error":"#N/A"},{"$error":"#N/A"},{"$error":"#N/A"},{"$error":"#N/A"},{"$error":"#N/A"},{"$error":"#N/A"},{"$error":"#N/A"}]
[null,{"$f":"IF(DataInput!B9049=$B$8,IF($B$9=$B$10,TRUE,IF(DataInput!E9049=$B$9,TRUE,FALSE)))","v":true},null,null,{"$f":"IF(B9050=TRUE,DataInput!B9049,NA())","v":"VIC"},{"$f":"IF($E9050=DataInput!$B9049,DataInput!C9049,NA())","v":"RTS22"},{"$f":"IF($E9050=DataInput!$B9049,DataInput!D9049,NA())","v":"Richmond (CitiPower) 22kV"},{"$f":"IF($E9050=DataInput!$B9049,DataInput!E9049,NA())","v":"Citipower"},{"$f":"IF($E9050=DataInput!$B9049,DataInput!F9049,NA())","v":"Winter"},{"$f":"IF($E9050=DataInput!$B9049,DataInput!G9049,NA())","v":"Non-Coincident"},{"$f":"IF($E9050=DataInput!$B9049,DataInput!H9049,NA())","v":2013},{"$f":"IF($E9050=DataInput!$B9049,DataInput!I9049,NA())","v":"TempCorrActualPOE10"},{"$f":"IF($E9050=DataInput!$B9049,DataInput!J9049,NA())","v":51.007772180000003},{"$f":"IF($E9050=DataInput!$B9049,DataInput!K9049,NA())","v":"NA"},null,null,"VIC Richmond (CitiPower) 22kV",null,null,null,null,false,null,null,{"$error":"#N/A"},{"$error":"#N/A"},{"$error":"#N/A"},{"$error":"#N/A"},{"$error":"#N/A"},{"$error":"#N/A"},{"$error":"#N/A"},{"$error":"#N/A"},{"$error":"#N/A"},{"$error":"#N/A"}]
[null,{"$f":"IF(DataInput!B9051=$B$8,IF($B$9=$B$10,TRUE,IF(DataInput!E9051=$B$9,TRUE,FALSE)))","v":true},null,null,{"$f":"IF(B9052=TRUE,DataInput!B9051,NA())","v":"VIC"},{"$f":"IF($E9052=DataInput!$B9051,DataInput!C9051,NA())","v":"RTS22"},{"$f":"IF($E9052=DataInput!$B9051,DataInput!D9051,NA())","v":"Richmond (CitiPower) 22kV"},{"$f":"IF($E9052=DataInput!$B9051,DataInput!E9051,NA())","v":"Citipower"},{"$f":"IF($E9052=DataInput!$B9051,DataInput!F9051,NA())","v":"Winter"},{"$f":"IF($E9052=DataInput!$B9051,DataInput!G9051,NA())","v":"Coincident"},{"$f":"IF($E9052=DataInput!$B9051,DataInput!H9051,NA())","v":2013},{"$f":"IF($E9052=DataInput!$B9051,DataInput!I9051,NA())","v":"Actual"},{"$f":"IF($E9052=DataInput!$B9051,DataInput!J9051,NA())","v":56.739676000000003},{"$f":"IF($E9052=DataInput!$B9051,DataInput!K9051,NA())","v":"NA"},null,null,"VIC Richmond (CitiPower) 22kV",null,null,null,null,false,null,null,{"$error":"#N/A"},{"$error":"#N/A"},{"$error":"#N/A"},{"$error":"#N/A"},{"$error":"#N/A"},{"$error":"#N/A"},{"$error":"#N/A"},{"$error":"#N/A"},{"$error":"#N/A"},{"$error":"#N/A"}]
[null,{"$f":"IF(DataInput!B9098=$B$8,IF($B$9=$B$10,TRUE,IF(DataInput!E9098=$B$9,TRUE,FALSE)))","v":true},null,null,{"$f":"IF(B9099=TRUE,DataInput!B9098,NA())","v":"VIC"},{"$f":"IF($E9099=DataInput!$B9098,DataInput!C9098,NA())","v":"RTS22"},{"$f":"IF($E9099=DataInput!$B9098,DataInput!D9098,NA())","v":"Richmond (CitiPower) 22kV"},{"$f":"IF($E9099=DataInput!$B9098,DataInput!E9098,NA())","v":"Citipower"},{"$f":"IF($E9099=DataInput!$B9098,DataInput!F9098,NA())","v":"Winter"},{"$f":"IF($E9099=DataInput!$B9098,DataInput!G9098,NA())","v":"Coincident"},{"$f":"IF($E9099=DataInput!$B9098,DataInput!H9098,NA())","v":2024},{"$f":"IF($E9099=DataInput!$B9098,DataInput!I9098,NA())","v":"POE50"},{"$f":"IF($E9099=DataInput!$B9098,DataInput!J9098,NA())","v":66.726060570000001},{"$f":"IF($E9099=DataInput!$B9098,DataInput!K9098,NA())","v":0.97204141600000005},null,null,"VIC Richmond (CitiPower) 22kV",null,null,null,null,false,null,null,{"$f":"IF($V9099=TRUE,E9099,NA())","v":{"$error":"#N/A"}},{"$error":"#N/A"},{"$error":"#N/A"},{"$error":"#N/A"},{"$error":"#N/A"},{"$error":"#N/A"},{"$error":"#N/A"},{"$error":"#N/A"},{"$error":"#N/A"},{"$error":"#N/A"}]
[null,{"$f":"IF(DataInput!B9119=$B$8,IF($B$9=$B$10,TRUE,IF(DataInput!E9119=$B$9,TRUE,FALSE)))","v":true},null,null,{"$f":"IF(B9120=TRUE,DataInput!B9119,NA())","v":"VIC"},{"$f":"IF($E9120=DataInput!$B9119,DataInput!C9119,NA())","v":"RTS3466C"},{"$f":"IF($E9120=DataInput!$B9119,DataInput!D9119,NA())","v":"Richmond 34 (CitiPower) 66 kV"},{"$f":"IF($E9120=DataInput!$B9119,DataInput!E9119,NA())","v":"Citipower"},{"$f":"IF($E9120=DataInput!$B9119,DataInput!F9119,NA())","v":"Summer"},{"$f":"IF($E9120=DataInput!$B9119,DataInput!G9119,NA())","v":"Non-Coincident"},{"$f":"IF($E9120=DataInput!$B9119,DataInput!H9119,NA())","v":2009},{"$f":"IF($E9120=DataInput!$B9119,DataInput!I9119,NA())","v":"TempCorrActualPOE10"},{"$f":"IF($E9120=DataInput!$B9119,DataInput!J9119,NA())","v":221.59074179999999},{"$f":"IF($E9120=DataInput!$B9119,DataInput!K9119,NA())","v":"NA"},null,null,"VIC Richmond 34 (CitiPower) 66 kV",null,null,null,null,false,null,null,{"$error":"#N/A"},{"$error":"#N/A"},{"$error":"#N/A"},{"$error":"#N/A"},{"$error":"#N/A"},{"$error":"#N/A"},{"$error":"#N/A"},{"$error":"#N/A"},{"$error":"#N/A"},{"$error":"#N/A"}]
[null,{"$f":"IF(DataInput!B9146=$B$8,IF($B$9=$B$10,TRUE,IF(DataInput!E9146=$B$9,TRUE,FALSE)))","v":true},null,null,{"$f":"IF(B9147=TRUE,DataInput!B9146,NA())","v":"VIC"},{"$f":"IF($E9147=DataInput!$B9146,DataInput!C9146,NA())","v":"RTS3466C"},{"$f":"IF($E9147=DataInput!$B9146,DataInput!D9146,NA())","v":"Richmond 34 (CitiPower) 66 kV"},{"$f":"IF($E9147=DataInput!$B9146,DataInput!E9146,NA())","v":"Citipower"},{"$f":"IF($E9147=DataInput!$B9146,DataInput!F9146,NA())","v":"Summer"},{"$f":"IF($E9147=DataInput!$B9146,DataInput!G9146,NA())","v":"Non-Coincident"},{"$f":"IF($E9147=DataInput!$B9146,DataInput!H9146,NA())","v":2013},{"$f":"IF($E9147=DataInput!$B9146,DataInput!I9146,NA())","v":"Actual"},{"$f":"IF($E9147=DataInput!$B9146,DataInput!J9146,NA())","v":223.84231},{"$f":"IF($E9147=DataInput!$B9146,DataInput!K9146,NA())","v":"NA"},null,null,"VIC Richmond 34 (CitiPower) 66 kV",null,null,null,null,false,null,null,{"$error":"#N/A"},{"$error":"#N/A"},{"$error":"#N/A"},{"$error":"#N/A"},{"$error":"#N/A"},{"$error":"#N/A"},{"$error":"#N/A"},{"$error":"#N/A"},{"$error":"#N/A"},{"$error":"#N/A"}]
[null,{"$f":"IF(DataInput!B9177=$B$8,IF($B$9=$B$10,TRUE,IF(DataInput!E9177=$B$9,TRUE,FALSE)))","v":true},null,null,{"$f":"IF(B9178=TRUE,DataInput!B9177,NA())","v":"VIC"},{"$f":"IF($E9178=DataInput!$B9177,DataInput!C9177,NA())","v":"RTS3466C"},{"$f":"IF($E9178=DataInput!$B9177,DataInput!D9177,NA())","v":"Richmond 34 (CitiPower) 66 kV"},{"$f":"IF($E9178=DataInput!$B9177,DataInput!E9177,NA())","v":"Citipower"},{"$f":"IF($E9178=DataInput!$B9177,DataInput!F9177,NA())","v":"Summer"},{"$f":"IF($E9178=DataInput!$B9177,DataInput!G9177,NA())","v":"Coincident"},{"$f":"IF($E9178=DataInput!$B9177,DataInput!H9177,NA())","v":2020},{"$f":"IF($E9178=DataInput!$B9177,DataInput!I9177,NA())","v":"POE10"},{"$f":"IF($E9178=DataInput!$B9177,DataInput!J9177,NA())","v":98.235079240000005},{"$f":"IF($E9178=DataInput!$B9177,DataInput!K9177,NA())","v":0.92496602500000003},null,null,"VIC Richmond 34 (CitiPower) 66 kV",null,null,null,null,false,null,null,{"$error":"#N/A"},{"$error":"#N/A"},{"$error":"#N/A"},{"$error":"#N/A"},{"$error":"#N/A"},{"$error":"#N/A"},{"$error":"#N/A"},{"$error":"#N/A"},{"$error":"#N/A"},{"$error":"#N/A"}]
[null,{"$f":"IF(DataInput!B9208=$B$8,IF($B$9=$B$10,TRUE,IF(DataInput!E9208=$B$9,TRUE,FALSE)))","v":true},null,null,{"$f":"IF(B9209=TRUE,DataInput!B9208,NA())","v":"VIC"},{"$f":"IF($E9209=DataInput!$B9208,DataInput!C9208,NA())","v":"RTS3466C"},{"$f":"IF($E9209=DataInput!$B9208,DataInput!D9208,NA())","v":"Richmond 34 (CitiPower) 66 kV"},{"$f":"IF($E9209=DataInput!$B9208,DataInput!E9208,NA())","v":"Citipower"},{"$f":"IF($E9209=DataInput!$B9208,DataInput!F9208,NA())","v":"Winter"},{"$f":"IF($E9209=DataInput!$B9208,DataInput!G9208,NA())","v":"Non-Coincident"},{"$f":"IF($E9209=DataInput!$B9208,DataInput!H9208,NA())","v":2006},{"$f":"IF($E9209=DataInput!$B9208,DataInput!I9208,NA())","v":"TempCorrActualPOE50"},{"$f":"IF($E9209=DataInput!$B9208,DataInput!J9208,NA())","v":153.90272820000001},{"$f":"IF($E9209=DataInput!$B9208,DataInput!K9208,NA())","v":"NA"},null,null,"VIC Richmond 34 (CitiPower) 66 kV",null,null,null,null,false,null,null,{"$error":"#N/A"},{"$error":"#N/A"},{"$error":"#N/A"},{"$error":"#N/A"},{"$error":"#N/A"},{"$error":"#N/A"},{"$error":"#N/A"},{"$error":"#N/A"},{"$error":"#N/A"},{"$error":"#N/A"}]
[null,{"$f":"IF(DataInput!B9246=$B$8,IF($B$9=$B$10,TRUE,IF(DataInput!E9246=$B$9,TRUE,FALSE)))","v":true},null,null,{"$f":"IF(B9247=TRUE,DataInput!B9246,NA())","v":"VIC"},{"$f":"IF($E9247=DataInput!$B9246,DataInput!C9246,NA())","v":"RTS3466C"},{"$f":"IF($E9247=DataInput!$B9246,DataInput!D9246,NA())","v":"Richmond 34 (CitiPower) 66 kV"},{"$f":"IF($E9247=DataInput!$B9246,DataInput!E9246,NA())","v":"Citipower"},{"$f":"IF($E9247=DataInput!$B9246,DataInput!F9246,NA())","v":"Winter"},{"$f":"IF($E9247=DataInput!$B9246,DataInput!G9246,NA())","v":"Non-Coincident"},{"$f":"IF($E9247=DataInput!$B9246,DataInput!H9246,NA())","v":2013},{"$f":"IF($E9247=DataInput!$B9246,DataInput!I9246,NA())","v":"TempCorrActualPOE50"},{"$f":"IF($E9247=DataInput!$B9246,DataInput!J9246,NA())","v":144.13273720000001},{"$f":"IF($E9247=DataInput!$B9246,DataInput!K9246,NA())","v":"NA"},null,null,"VIC Richmond 34 (CitiPower) 66 kV",null,null,null,null,false,null,null,{"$error":"#N/A"},{"$error":"#N/A"},{"$error":"#N/A"},{"$error":"#N/A"},{"$error":"#N/A"},{"$error":"#N/A"},{"$error":"#N/A"},{"$error":"#N/A"},{"$error":"#N/A"},{"$error":"#N/A"}]
[null,{"$f":"IF(DataInput!B9256=$B$8,IF($B$9=$B$10,TRUE,IF(DataInput!E9256=$B$9,TRUE,FALSE)))","v":true},null,null,{"$f":"IF(B9257=TRUE,DataInput!B9256,NA())","v":"VIC"},{"$f":"IF($E9257=DataInput!$B9256,DataInput!C9256,NA())","v":"RTS3466C"},{"$f":"IF($E9257=DataInput!$B9256,DataInput!D9256,NA())","v":"Richmond 34 (CitiPower) 66 kV"},{"$f":"IF($E9257=DataInput!$B9256,DataInput!E9256,NA())","v":"Citipower"},{"$f":"IF($E9257=DataInput!$B9256,DataInput!F9256,NA())","v":"Winter"},{"$f":"IF($E9257=DataInput!$B9256,DataInput!G9256,NA())","v":"Non-Coincident"},{"$f":"IF($E9257=DataInput!$B9256,DataInput!H9256,NA())","v":2015},{"$f":"IF($E9257=DataInput!$B9256,DataInput!I9256,NA())","v":"POE50"},{"$f":"IF($E9257=DataInput!$B9256,DataInput!J9256,NA())","v":141.57590999999999},{"$f":"IF($E9257=DataInput!$B9256,DataInput!K9256,NA())","v":0.96000993000000001},null,null,"VIC Richmond 34 (CitiPower) 66 kV",null,null,null,null,false,null,null,{"$error":"#N/A"},{"$error":"#N/A"},{"$error":"#N/A"},{"$error":"#N/A"},{"$error":"#N/A"},{"$error":"#N/A"},{"$error":"#N/A"},{"$error":"#N/A"},{"$error":"#N/A"},{"$error":"#N/A"}]
[null,{"$f":"IF(DataInput!B9303=$B$8,IF($B$9=$B$10,TRUE,IF(DataInput!E9303=$B$9,TRUE,FALSE)))","v":true},null,null,{"$f":"IF(B9304=TRUE,DataInput!B9303,NA())","v":"VIC"},{"$f":"IF($E9304=DataInput!$B9303,DataInput!C9303,NA())","v":"RTS3466U"},{"$f":"IF($E9304=DataInput!$B9303,DataInput!D9303,NA())","v":"Richmond 34 (United Energy) 66 kV"},{"$f":"IF($E9304=DataInput!$B9303,DataInput!E9303,NA())","v":"United Energy"},{"$f":"IF($E9304=DataInput!$B9303,DataInput!F9303,NA())","v":"Summer"},{"$f":"IF($E9304=DataInput!$B9303,DataInput!G9303,NA())","v":"Non-Coincident"},{"$f":"IF($E9304=DataInput!$B9303,DataInput!H9303,NA())","v":2007},{"$f":"IF($E9304=DataInput!$B9303,DataInput!I9303,NA())","v":"TempCorrActualPOE10"},{"$f":"IF($E9304=DataInput!$B9303,DataInput!J9303,NA())","v":16.791698589999999},{"$f":"IF($E9304=DataInput!$B9303,DataInput!K9303,NA())","v":"NA"},null,null,"VIC Richmond 34 (United Energy) 66 kV",null,null,null,null,false,null,null,{"$error":"#N/A"},{"$error":"#N/A"},{"$error":"#N/A"},{"$error":"#N/A"},{"$error":"#N/A"},{"$error":"#N/A"},{"$error":"#N/A"},{"$error":"#N/A"},{"$error":"#N/A"},{"$error":"#N/A"}]
[null,{"$f":"IF(DataInput!B9334=$B$8,IF($B$9=$B$10,TRUE,IF(DataInput!E9334=$B$9,TRUE,FALSE)))","v":true},null,null,{"$f":"IF(B9335=TRUE,DataInput!B9334,NA())","v":"VIC"},{"$f":"IF($E9335=DataInput!$B9334,DataInput!C9334,NA())","v":"RTS3466U"},{"$f":"IF($E9335=DataInput!$B9334,DataInput!D9334,NA())","v":"Richmond 34 (United Energy) 66 kV"},{"$f":"IF($E9335=DataInput!$B9334,DataInput!E9334,NA())","v":"United Energy"},{"$f":"IF($E9335=DataInput!$B9334,DataInput!F9334,NA())","v":"Summer"},{"$f":"IF($E9335=DataInput!$B9334,DataInput!G9334,NA())","v":"Non-Coincident"},{"$f":"IF($E9335=DataInput!$B9334,DataInput!H9334,NA())","v":2012},{"$f":"IF($E9335=DataInput!$B9334,DataInput!I9334,NA())","v":"TempCorrActualPOE50"},{"$f":"IF($E9335=DataInput!$B9334,DataInput!J9334,NA())","v":19.37495225},{"$f":"IF($E9335=DataInput!$B9334,DataInput!K9334,NA())","v":"NA"},null,null,"VIC Richmond 34 (United Energy) 66 kV",null,null,null,null,false,null,null,{"$error":"#N/A"},{"$error":"#N/A"},{"$error":"#N/A"},{"$error":"#N/A"},{"$error":"#N/A"},{"$error":"#N/A"},{"$error":"#N/A"},{"$error":"#N/A"},{"$error":"#N/A"},{"$error":"#N/A"}]
[null,{"$f":"IF(DataInput!B9341=$B$8,IF($B$9=$B$10,TRUE,IF(DataInput!E9341=$B$9,TRUE,FALSE)))","v":true},null,null,{"$f":"IF(B9342=TRUE,DataInput!B9341,NA())","v":"VIC"},{"$f":"IF($E9342=DataInput!$B9341,DataInput!C9341,NA())","v":"RTS3466U"},{"$f":"IF($E9342=DataInput!$B9341,DataInput!D9341,NA())","v":"Richmond 34 (United Energy) 66 kV"},{"$f":"IF($E9342=DataInput!$B9341,DataInput!E9341,NA())","v":"United Energy"},{"$f":"IF($E9342=DataInput!$B9341,DataInput!F9341,NA())","v":"Summer"},{"$f":"IF($E9342=DataInput!$B9341,DataInput!G9341,NA())","v":"Coincident"},{"$f":"IF($E9342=DataInput!$B9341,DataInput!H9341,NA())","v":2013},{"$f":"IF($E9342=DataInput!$B9341,DataInput!I9341,NA())","v":"Actual"},{"$f":"IF($E9342=DataInput!$B9341,DataInput!J9341,NA())","v":20.046873999999999},{"$f":"IF($E9342=DataInput!$B9341,DataInput!K9341,NA())","v":"NA"},null,null,"VIC Richmond 34 (United Energy) 66 kV",null,null,null,null,false,null,null,{"$error":"#N/A"},{"$error":"#N/A"},{"$error":"#N/A"},{"$error":"#N/A"},{"$error":"#N/A"},{"$error":"#N/A"},{"$error":"#N/A"},{"$error":"#N/A"},{"$error":"#N/A"},{"$error":"#N/A"}]
[null,{"$f":"IF(DataInput!B9382=$B$8,IF($B$9=$B$10,TRUE,IF(DataInput!E9382=$B$9,TRUE,FALSE)))","v":true},null,null,{"$f":"IF(B9383=TRUE,DataInput!B9382,NA())","v":"VIC"},{"$f":"IF($E9383=DataInput!$B9382,DataInput!C9382,NA())","v":"RTS3466U"},{"$f":"IF($E9383=DataInput!$B9382,DataInput!D9382,NA())","v":"Richmond 34 (United Energy) 66 kV"},{"$f":"IF($E9383=DataInput!$B9382,DataInput!E9382,NA())","v":"United Energy"},{"$f":"IF($E9383=DataInput!$B9382,DataInput!F9382,NA())","v":"Summer"},{"$f":"IF($E9383=DataInput!$B9382,DataInput!G9382,NA())","v":"Coincident"},{"$f":"IF($E9383=DataInput!$B9382,DataInput!H9382,NA())","v":2022},{"$f":"IF($E9383=DataInput!$B9382,DataInput!I9382,NA())","v":"POE50"},{"$f":"IF($E9383=DataInput!$B9382,DataInput!J9382,NA())","v":16.276490070000001},{"$f":"IF($E9383=DataInput!$B9382,DataInput!K9382,NA())","v":0.81149243800000004},null,null,"VIC Richmond 34 (United Energy) 66 kV",null,null,null,null,false,null,null,{"$error":"#N/A"},{"$error":"#N/A"},{"$error":"#N/A"},{"$error":"#N/A"},{"$error":"#N/A"},{"$error":"#N/A"},{"$error":"#N/A"},{"$error":"#N/A"},{"$error":"#N/A"},{"$error":"#N/A"}]
[null,{"$f":"IF(DataInput!B9413=$B$8,IF($B$9=$B$10,TRUE,IF(DataInput!E9413=$B$9,TRUE,FALSE)))","v":true},null,null,{"$f":"IF(B9414=TRUE,DataInput!B9413,NA())","v":"VIC"},{"$f":"IF($E9414=DataInput!$B9413,DataInput!C9413,NA())","v":"RTS3466U"},{"$f":"IF($E9414=DataInput!$B9413,DataInput!D9413,NA())","v":"Richmond 34 (United Energy) 66 kV"},{"$f":"IF($E9414=DataInput!$B9413,DataInput!E9413,NA())","v":"United Energy"},{"$f":"IF($E9414=DataInput!$B9413,DataInput!F9413,NA())","v":"Winter"},{"$f":"IF($E9414=DataInput!$B9413,DataInput!G9413,NA())","v":"Coincident"},{"$f":"IF($E9414=DataInput!$B9413,DataInput!H9413,NA())","v":2008},{"$f":"IF($E9414=DataInput!$B9413,DataInput!I9413,NA())","v":"TempCorrActualPOE10"},{"$f":"IF($E9414=DataInput!$B9413,DataInput!J9413,NA())","v":20.921846800000001},{"$f":"IF($E9414=DataInput!$B9413,DataInput!K9413,NA())","v":"NA"},null,null,"VIC Richmond 34 (United Energy) 66 kV",null,null,null,null,false,null,null,{"$error":"#N/A"},{"$error":"#N/A"},{"$error":"#N/A"},{"$error":"#N/A"},{"$error":"#N/A"},{"$error":"#N/A"},{"$error":"#N/A"},{"$error":"#N/A"},{"$error":"#N/A"},{"$error":"#N/A"}]
[null,{"$f":"IF(DataInput!B9444=$B$8,IF($B$9=$B$10,TRUE,IF(DataInput!E9444=$B$9,TRUE,FALSE)))","v":true},null,null,{"$f":"IF(B9445=TRUE,DataInput!B9444,NA())","v":"VIC"},{"$f":"IF($E9445=DataInput!$B9444,DataInput!C9444,NA())","v":"RTS3466U"},{"$f":"IF($E9445=DataInput!$B9444,DataInput!D9444,NA())","v":"Richmond 34 (United Energy) 66 kV"},{"$f":"IF($E9445=DataInput!$B9444,DataInput!E9444,NA())","v":"United Energy"},{"$f":"IF($E9445=DataInput!$B9444,DataInput!F9444,NA())","v":"Winter"},{"$f":"IF($E9445=DataInput!$B9444,DataInput!G9444,NA())","v":"Coincident"},{"$f":"IF($E9445=DataInput!$B9444,DataInput!H9444,NA())","v":2013},{"$f":"IF($E9445=DataInput!$B9444,DataInput!I9444,NA())","v":"TempCorrActualPOE50"},{"$f":"IF($E9445=DataInput!$B9444,DataInput!J9444,NA())","v":20.216956669999998},{"$f":"IF($E9445=DataInput!$B9444,DataInput!K9444,NA())","v":"NA"},null,null,"VIC Richmond 34 (United Energy) 66 kV",null,null,null,null,false,null,null,{"$error":"#N/A"},{"$error":"#N/A"},{"$error":"#N/A"},{"$error":"#N/A"},{"$error":"#N/A"},{"$error":"#N/A"},{"$error":"#N/A"},{"$error":"#N/A"},{"$error":"#N/A"},{"$error":"#N/A"}]
[null,{"$f":"IF(DataInput!B9468=$B$8,IF($B$9=$B$10,TRUE,IF(DataInput!E9468=$B$9,TRUE,FALSE)))","v":true},null,null,{"$f":"IF(B9469=TRUE,DataInput!B9468,NA())","v":"VIC"},{"$f":"IF($E9469=DataInput!$B9468,DataInput!C9468,NA())","v":"RTS3466U"},{"$f":"IF($E9469=DataInput!$B9468,DataInput!D9468,NA())","v":"Richmond 34 (United Energy) 66 kV"},{"$f":"IF($E9469=DataInput!$B9468,DataInput!E9468,NA())","v":"United Energy"},{"$f":"IF($E9469=DataInput!$B9468,DataInput!F9468,NA())","v":"Winter"},{"$f":"IF($E9469=DataInput!$B9468,DataInput!G9468,NA())","v":"Non-Coincident"},{"$f":"IF($E9469=DataInput!$B9468,DataInput!H9468,NA())","v":2018},{"$f":"IF($E9469=DataInput!$B9468,DataInput!I9468,NA())","v":"POE50"},{"$f":"IF($E9469=DataInput!$B9468,DataInput!J9468,NA())","v":24.63430529},{"$f":"IF($E9469=DataInput!$B9468,DataInput!K9468,NA())","v":0.84063460700000003},null,null,"VIC Richmond 34 (United Energy) 66 kV",null,null,null,null,false,null,null,{"$error":"#N/A"},{"$f":"IF($V9469=TRUE,F9469,NA())","v":{"$error":"#N/A"}},{"$f":"IF($V9469=TRUE,G9469,NA())","v":{"$error":"#N/A"}},{"$f":"IF($V9469=TRUE,H9469,NA())","v":{"$error":"#N/A"}},{"$f":"IF($V9469=TRUE,I9469,NA())","v":{"$error":"#N/A"}},{"$f":"IF($V9469=TRUE,J9469,NA())","v":{"$error":"#N/A"}},{"$f":"IF($V9469=TRUE,K9469,NA())","v":{"$error":"#N/A"}},{"$f":"IF($V9469=TRUE,L9469,NA())","v":{"$error":"#N/A"}},{"$f":"IF($V9469=TRUE,M9469,NA())","v":{"$error":"#N/A"}},{"$f":"IF($V9469=TRUE,N9469,NA())","v":{"$error":"#N/A"}}]
[null,{"$f":"IF(DataInput!B9492=$B$8,IF($B$9=$B$10,TRUE,IF(DataInput!E9492=$B$9,TRUE,FALSE)))","v":true},null,null,{"$f":"IF(B9493=TRUE,DataInput!B9492,NA())","v":"VIC"},{"$f":"IF($E9493=DataInput!$B9492,DataInput!C9492,NA())","v":"RTS3466U"},{"$f":"IF($E9493=DataInput!$B9492,DataInput!D9492,NA())","v":"Richmond 34 (United Energy) 66 kV"},{"$f":"IF($E9493=DataInput!$B9492,DataInput!E9492,NA())","v":"United Energy"},{"$f":"IF($E9493=DataInput!$B9492,DataInput!F9492,NA())","v":"Winter"},{"$f":"IF($E9493=DataInput!$B9492,DataInput!G9492,NA())","v":"Non-Coincident"},{"$f":"IF($E9493=DataInput!$B9492,DataInput!H9492,NA())","v":2024},{"$f":"IF($E9493=DataInput!$B9492,DataInput!I9492,NA())","v":"POE50"},{"$f":"IF($E9493=DataInput!$B9492,DataInput!J9492,NA())","v":26.055710560000001},{"$f":"IF($E9493=DataInput!$B9492,DataInput!K9492,NA())","v":0.83876860099999995},null,null,"VIC Richmond 34 (United Energy) 66 kV",null,null,null,null,false,null,null,{"$error":"#N/A"},{"$error":"#N/A"},{"$error":"#N/A"},{"$error":"#N/A"},{"$error":"#N/A"},{"$error":"#N/A"},{"$error":"#N/A"},{"$error":"#N/A"},{"$error":"#N/A"},{"$error":"#N/A"}]
[null,{"$f":"IF(DataInput!B9510=$B$8,IF($B$9=$B$10,TRUE,IF(DataInput!E9510=$B$9,TRUE,FALSE)))","v":true},null,null,{"$f":"IF(B9511=TRUE,DataInput!B9510,NA())","v":"VIC"},{"$f":"IF($E9511=DataInput!$B9510,DataInput!C9510,NA())","v":"RWTS1366A"},{"$f":"IF($E9511=DataInput!$B9510,DataInput!D9510,NA())","v":"Ringwood 13 (AusNet) 66 kV"},{"$f":"IF($E9511=DataInput!$B9510,DataInput!E9510,NA())","v":"AusNet"},{"$f":"IF($E9511=DataInput!$B9510,DataInput!F9510,NA())","v":"Summer"},{"$f":"IF($E9511=DataInput!$B9510,DataInput!G9510,NA())","v":"Non-Coincident"},{"$f":"IF($E9511=DataInput!$B9510,DataInput!H9510,NA())","v":2008},{"$f":"IF($E9511=DataInput!$B9510,DataInput!I9510,NA())","v":"TempCorrActualPOE50"},{"$f":"IF($E9511=DataInput!$B9510,DataInput!J9510,NA())","v":148.44993099999999},{"$f":"IF($E9511=DataInput!$B9510,DataInput!K9510,NA())","v":"NA"},null,null,"VIC Ringwood 13 (AusNet) 66 kV",null,null,null,null,false,null,null,{"$error":"#N/A"},{"$error":"#N/A"},{"$error":"#N/A"},{"$error":"#N/A"},{"$error":"#N/A"},{"$error":"#N/A"},{"$error":"#N/A"},{"$error":"#N/A"},{"$error":"#N/A"},{"$error":"#N/A"}]
[null,{"$f":"IF(DataInput!B9541=$B$8,IF($B$9=$B$10,TRUE,IF(DataInput!E9541=$B$9,TRUE,FALSE)))","v":true},null,null,{"$f":"IF(B9542=TRUE,DataInput!B9541,NA())","v":"VIC"},{"$f":"IF($E9542=DataInput!$B9541,DataInput!C9541,NA())","v":"RWTS1366A"},{"$f":"IF($E9542=DataInput!$B9541,DataInput!D9541,NA())","v":"Ringwood 13 (AusNet) 66 kV"},{"$f":"IF($E9542=DataInput!$B9541,DataInput!E9541,NA())","v":"AusNet"},{"$f":"IF($E9542=DataInput!$B9541,DataInput!F9541,NA())","v":"Summer"},{"$f":"IF($E9542=DataInput!$B9541,DataInput!G9541,NA())","v":"Coincident"},{"$f":"IF($E9542=DataInput!$B9541,DataInput!H9541,NA())","v":2013},{"$f":"IF($E9542=DataInput!$B9541,DataInput!I9541,NA())","v":"Actual"},{"$f":"IF($E9542=DataInput!$B9541,DataInput!J9541,NA())","v":150.272908},{"$f":"IF($E9542=DataInput!$B9541,DataInput!K9541,NA())","v":"NA"},null,null,"VIC Ringwood 13 (AusNet) 66 kV",null,null,null,null,false,null,null,{"$error":"#N/A"},{"$error":"#N/A"},{"$error":"#N/A"},{"$error":"#N/A"},{"$error":"#N/A"},{"$error":"#N/A"},{"$error":"#N/A"},{"$error":"#N/A"},{"$error":"#N/A"},{"$error":"#N/A"}]
[null,{"$f":"IF(DataInput!B9591=$B$8,IF($B$9=$B$10,TRUE,IF(DataInput!E9591=$B$9,TRUE,FALSE)))","v":true},null,null,{"$f":"IF(B9592=TRUE,DataInput!B9591,NA())","v":"VIC"},{"$f":"IF($E9592=DataInput!$B9591,DataInput!C9591,NA())","v":"RWTS1366A"},{"$f":"IF($E9592=DataInput!$B9591,DataInput!D9591,NA())","v":"Ringwood 13 (AusNet) 66 kV"},{"$f":"IF($E9592=DataInput!$B9591,DataInput!E9591,NA())","v":"AusNet"},{"$f":"IF($E9592=DataInput!$B9591,DataInput!F9591,NA())","v":"Summer"},{"$f":"IF($E9592=DataInput!$B9591,DataInput!G9591,NA())","v":"Non-Coincident"},{"$f":"IF($E9592=DataInput!$B9591,DataInput!H9591,NA())","v":2025},{"$f":"IF($E9592=DataInput!$B9591,DataInput!I9591,NA())","v":"POE10"},{"$f":"IF($E9592=DataInput!$B9591,DataInput!J9591,NA())","v":195.55014109999999},{"$f":"IF($E9592=DataInput!$B9591,DataInput!K9591,NA())","v":0.88970665699999996},null,null,"VIC Ringwood 13 (AusNet) 66 kV",null,null,null,null,false,null,null,{"$error":"#N/A"},{"$error":"#N/A"},{"$error":"#N/A"},{"$error":"#N/A"},{"$error":"#N/A"},{"$error":"#N/A"},{"$error":"#N/A"},{"$error":"#N/A"},{"$error":"#N/A"},{"$error":"#N/A"}]
[null,{"$f":"IF(DataInput!B9618=$B$8,IF($B$9=$B$10,TRUE,IF(DataInput!E9618=$B$9,TRUE,FALSE)))","v":true},null,null,{"$f":"IF(B9619=TRUE,DataInput!B9618,NA())","v":"VIC"},{"$f":"IF($E9619=DataInput!$B9618,DataInput!C9618,NA())","v":"RWTS1366A"},{"$f":"IF($E9619=DataInput!$B9618,DataInput!D9618,NA())","v":"Ringwood 13 (AusNet) 66 kV"},{"$f":"IF($E9619=DataInput!$B9618,DataInput!E9618,NA())","v":"AusNet"},{"$f":"IF($E9619=DataInput!$B9618,DataInput!F9618,NA())","v":"Winter"},{"$f":"IF($E9619=DataInput!$B9618,DataInput!G9618,NA())","v":"Non-Coincident"},{"$f":"IF($E9619=DataInput!$B9618,DataInput!H9618,NA())","v":2008},{"$f":"IF($E9619=DataInput!$B9618,DataInput!I9618,NA())","v":"Actual"},{"$f":"IF($E9619=DataInput!$B9618,DataInput!J9618,NA())","v":123.28704999999999},{"$f":"IF($E9619=DataInput!$B9618,DataInput!K9618,NA())","v":"NA"},null,null,"VIC Ringwood 13 (AusNet) 66 kV",null,null,null,null,false,null,null,{"$error":"#N/A"},{"$error":"#N/A"},{"$error":"#N/A"},{"$error":"#N/A"},{"$error":"#N/A"},{"$error":"#N/A"},{"$error":"#N/A"},{"$error":"#N/A"},{"$error":"#N/A"},{"$error":"#N/A"}]
[null,{"$f":"IF(DataInput!B9649=$B$8,IF($B$9=$B$10,TRUE,IF(DataInput!E9649=$B$9,TRUE,FALSE)))","v":true},null,null,{"$f":"IF(B9650=TRUE,DataInput!B9649,NA())","v":"VIC"},{"$f":"IF($E9650=DataInput!$B9649,DataInput!C9649,NA())","v":"RWTS1366A"},{"$f":"IF($E9650=DataInput!$B9649,DataInput!D9649,NA())","v":"Ringwood 13 (AusNet) 66 kV"},{"$f":"IF($E9650=DataInput!$B9649,DataInput!E9649,NA())","v":"AusNet"},{"$f":"IF($E9650=DataInput!$B9649,DataInput!F9649,NA())","v":"Winter"},{"$f":"IF($E9650=DataInput!$B9649,DataInput!G9649,NA())","v":"Coincident"},{"$f":"IF($E9650=DataInput!$B9649,DataInput!H9649,NA())","v":2014},{"$f":"IF($E9650=DataInput!$B9649,DataInput!I9649,NA())","v":"TempCorrActualPOE10"},{"$f":"IF($E9650=DataInput!$B9649,DataInput!J9649,NA())","v":117.0172039},{"$f":"IF($E9650=DataInput!$B9649,DataInput!K9649,NA())","v":"NA"},null,null,"VIC Ringwood 13 (AusNet) 66 kV",null,null,null,null,false,null,null,{"$error":"#N/A"},{"$error":"#N/A"},{"$error":"#N/A"},{"$error":"#N/A"},{"$error":"#N/A"},{"$error":"#N/A"},{"$error":"#N/A"},{"$error":"#N/A"},{"$error":"#N/A"},{"$error":"#N/A"}]
[null,{"$f":"IF(DataInput!B9680=$B$8,IF($B$9=$B$10,TRUE,IF(DataInput!E9680=$B$9,TRUE,FALSE)))","v":true},null,null,{"$f":"IF(B9681=TRUE,DataInput!B9680,NA())","v":"VIC"},{"$f":"IF($E9681=DataInput!$B9680,DataInput!C9680,NA())","v":"RWTS1366A"},{"$f":"IF($E9681=DataInput!$B9680,DataInput!D9680,NA())","v":"Ringwood 13 (AusNet) 66 kV"},{"$f":"IF($E9681=DataInput!$B9680,DataInput!E9680,NA())","v":"AusNet"},{"$f":"IF($E9681=DataInput!$B9680,DataInput!F9680,NA())","v":"Winter"},{"$f":"IF($E9681=DataInput!$B9680,DataInput!G9680,NA())","v":"Non-Coincident"},{"$f":"IF($E9681=DataInput!$B9680,DataInput!H9680,NA())","v":2021},{"$f":"IF($E9681=DataInput!$B9680,DataInput!I9680,NA())","v":"POE50"},{"$f":"IF($E9681=DataInput!$B9680,DataInput!J9680,NA())","v":115.0941969},{"$f":"IF($E9681=DataInput!$B9680,DataInput!K9680,NA())","v":0.96991305900000002},null,null,"VIC Ringwood 13 (AusNet) 66 kV",null,null,null,null,false,null,null,{"$error":"#N/A"},{"$error":"#N/A"},{"$error":"#N/A"},{"$error":"#N/A"},{"$error":"#N/A"},{"$error":"#N/A"},{"$error":"#N/A"},{"$error":"#N/A"},{"$error":"#N/A"},{"$error":"#N/A"}]
[null,{"$f":"IF(DataInput!B9690=$B$8,IF($B$9=$B$10,TRUE,IF(DataInput!E9690=$B$9,TRUE,FALSE)))","v":true},null,null,{"$f":"IF(B9691=TRUE,DataInput!B9690,NA())","v":"VIC"},{"$f":"IF($E9691=DataInput!$B9690,DataInput!C9690,NA())","v":"RWTS1366A"},{"$f":"IF($E9691=DataInput!$B9690,DataInput!D9690,NA())","v":"Ringwood 13 (AusNet) 66 kV"},{"$f":"IF($E9691=DataInput!$B9690,DataInput!E9690,NA())","v":"AusNet"},{"$f":"IF($E9691=DataInput!$B9690,DataInput!F9690,NA())","v":"Winter"},{"$f":"IF($E9691=DataInput!$B9690,DataInput!G9690,NA())","v":"Coincident"},{"$f":"IF($E9691=DataInput!$B9690,DataInput!H9690,NA())","v":2023},{"$f":"IF($E9691=DataInput!$B9690,DataInput!I9690,NA())","v":"POE50"},{"$f":"IF($E9691=DataInput!$B9690,DataInput!J9690,NA())","v":112.125142},{"$f":"IF($E9691=DataInput!$B9690,DataInput!K9690,NA())","v":0.96922206499999997},null,null,"VIC Ringwood 13 (AusNet) 66 kV",null,null,null,null,false,null,null,{"$error":"#N/A"},{"$error":"#N/A"},{"$error":"#N/A"},{"$error":"#N/A"},{"$error":"#N/A"},{"$error":"#N/A"},{"$error":"#N/A"},{"$error":"#N/A"},{"$error":"#N/A"},{"$error":"#N/A"}]
[null,{"$f":"IF(DataInput!B9728=$B$8,IF($B$9=$B$10,TRUE,IF(DataInput!E9728=$B$9,TRUE,FALSE)))","v":true},null,null,{"$f":"IF(B9729=TRUE,DataInput!B9728,NA())","v":"VIC"},{"$f":"IF($E9729=DataInput!$B9728,DataInput!C9728,NA())","v":"RWTS1366U"},{"$f":"IF($E9729=DataInput!$B9728,DataInput!D9728,NA())","v":"Ringwood 13 (United Energy) 66 kV"},{"$f":"IF($E9729=DataInput!$B9728,DataInput!E9728,NA())","v":"United Energy"},{"$f":"IF($E9729=DataInput!$B9728,DataInput!F9728,NA())","v":"Summer"},{"$f":"IF($E9729=DataInput!$B9728,DataInput!G9728,NA())","v":"Coincident"},{"$f":"IF($E9729=DataInput!$B9728,DataInput!H9728,NA())","v":2012},{"$f":"IF($E9729=DataInput!$B9728,DataInput!I9728,NA())","v":"TempCorrActualPOE50"},{"$f":"IF($E9729=DataInput!$B9728,DataInput!J9728,NA())","v":97.425784980000003},{"$f":"IF($E9729=DataInput!$B9728,DataInput!K9728,NA())","v":"NA"},null,null,"VIC Ringwood 13 (United Energy) 66 kV",null,null,null,null,false,null,null,{"$error":"#N/A"},{"$error":"#N/A"},{"$error":"#N/A"},{"$error":"#N/A"},{"$error":"#N/A"},{"$error":"#N/A"},{"$error":"#N/A"},{"$error":"#N/A"},{"$error":"#N/A"},{"$error":"#N/A"}]
[null,{"$f":"IF(DataInput!B9746=$B$8,IF($B$9=$B$10,TRUE,IF(DataInput!E9746=$B$9,TRUE,FALSE)))","v":true},null,null,{"$f":"IF(B9747=TRUE,DataInput!B9746,NA())","v":"VIC"},{"$f":"IF($E9747=DataInput!$B9746,DataInput!C9746,NA())","v":"RWTS1366U"},{"$f":"IF($E9747=DataInput!$B9746,DataInput!D9746,NA())","v":"Ringwood 13 (United Energy) 66 kV"},{"$f":"IF($E9747=DataInput!$B9746,DataInput!E9746,NA())","v":"United Energy"},{"$f":"IF($E9747=DataInput!$B9746,DataInput!F9746,NA())","v":"Summer"},{"$f":"IF($E9747=DataInput!$B9746,DataInput!G9746,NA())","v":"Coincident"},{"$f":"IF($E9747=DataInput!$B9746,DataInput!H9746,NA())","v":2015},{"$f":"IF($E9747=DataInput!$B9746,DataInput!I9746,NA())","v":"TempCorrActualPOE50"},{"$f":"IF($E9747=DataInput!$B9746,DataInput!J9746,NA())","v":98.898844780000005},{"$f":"IF($E9747=DataInput!$B9746,DataInput!K9746,NA())","v":"NA"},null,null,"VIC Ringwood 13 (United Energy) 66 kV",null,null,null,null,false,null,null,{"$error":"#N/A"},{"$error":"#N/A"},{"$error":"#N/A"},{"$error":"#N/A"},{"$error":"#N/A"},{"$error":"#N/A"},{"$error":"#N/A"},{"$error":"#N/A"},{"$error":"#N/A"},{"$error":"#N/A"}]
[null,{"$f":"IF(DataInput!B9777=$B$8,IF($B$9=$B$10,TRUE,IF(DataInput!E9777=$B$9,TRUE,FALSE)))","v":true},null,null,{"$f":"IF(B9778=TRUE,DataInput!B9777,NA())","v":"VIC"},{"$f":"IF($E9778=DataInput!$B9777,DataInput!C9777,NA())","v":"RWTS1366U"},{"$f":"IF($E9778=DataInput!$B9777,DataInput!D9777,NA())","v":"Ringwood 13 (United Energy) 66 kV"},{"$f":"IF($E9778=DataInput!$B9777,DataInput!E9777,NA())","v":"United Energy"},{"$f":"IF($E9778=DataInput!$B9777,DataInput!F9777,NA())","v":"Summer"},{"$f":"IF($E9778=DataInput!$B9777,DataInput!G9777,NA())","v":"Coincident"},{"$f":"IF($E9778=DataInput!$B9777,DataInput!H9777,NA())","v":2022},{"$f":"IF($E9778=DataInput!$B9777,DataInput!I9777,NA())","v":"POE10"},{"$f":"IF($E9778=DataInput!$B9777,DataInput!J9777,NA())","v":106.61840979999999},{"$f":"IF($E9778=DataInput!$B9777,DataInput!K9777,NA())","v":0.92537220600000003},null,null,"VIC Ringwood 13 (United Energy) 66 kV",null,null,null,null,false,null,null,{"$error":"#N/A"},{"$error":"#N/A"},{"$error":"#N/A"},{"$error":"#N/A"},{"$error":"#N/A"},{"$error":"#N/A"},{"$error":"#N/A"},{"$error":"#N/A"},{"$error":"#N/A"},{"$error":"#N/A"}]
[null,{"$f":"IF(DataInput!B9813=$B$8,IF($B$9=$B$10,TRUE,IF(DataInput!E9813=$B$9,TRUE,FALSE)))","v":true},null,null,{"$f":"IF(B9814=TRUE,DataInput!B9813,NA())","v":"VIC"},{"$f":"IF($E9814=DataInput!$B9813,DataInput!C9813,NA())","v":"RWTS1366U"},{"$f":"IF($E9814=DataInput!$B9813,DataInput!D9813,NA())","v":"Ringwood 13 (United Energy) 66 kV"},{"$f":"IF($E9814=DataInput!$B9813,DataInput!E9813,NA())","v":"United Energy"},{"$f":"IF($E9814=DataInput!$B9813,DataInput!F9813,NA())","v":"Winter"},{"$f":"IF($E9814=DataInput!$B9813,DataInput!G9813,NA())","v":"Non-Coincident"},{"$f":"IF($E9814=DataInput!$B9813,DataInput!H9813,NA())","v":2009},{"$f":"IF($E9814=DataInput!$B9813,DataInput!I9813,NA())","v":"TempCorrActualPOE10"},{"$f":"IF($E9814=DataInput!$B9813,DataInput!J9813,NA())","v":88.906739329999994},{"$f":"IF($E9814=DataInput!$B9813,DataInput!K9813,NA())","v":"NA"},null,null,"VIC Ringwood 13 (United Energy) 66 kV",null,null,null,null,false,null,null,{"$error":"#N/A"},{"$error":"#N/A"},{"$error":"#N/A"},{"$error":"#N/A"},{"$error":"#N/A"},{"$error":"#N/A"},{"$error":"#N/A"},{"$error":"#N/A"},{"$error":"#N/A"},{"$error":"#N/A"}]
[null,{"$f":"IF(DataInput!B9854=$B$8,IF($B$9=$B$10,TRUE,IF(DataInput!E9854=$B$9,TRUE,FALSE)))","v":true},null,null,{"$f":"IF(B9855=TRUE,DataInput!B9854,NA())","v":"VIC"},{"$f":"IF($E9855=DataInput!$B9854,DataInput!C9854,NA())","v":"RWTS1366U"},{"$f":"IF($E9855=DataInput!$B9854,DataInput!D9854,NA())","v":"Ringwood 13 (United Energy) 66 kV"},{"$f":"IF($E9855=DataInput!$B9854,DataInput!E9854,NA())","v":"United Energy"},{"$f":"IF($E9855=DataInput!$B9854,DataInput!F9854,NA())","v":"Winter"},{"$f":"IF($E9855=DataInput!$B9854,DataInput!G9854,NA())","v":"Coincident"},{"$f":"IF($E9855=DataInput!$B9854,DataInput!H9854,NA())","v":2016},{"$f":"IF($E9855=DataInput!$B9854,DataInput!I9854,NA())","v":"POE50"},{"$f":"IF($E9855=DataInput!$B9854,DataInput!J9854,NA())","v":78.087690010000003},{"$f":"IF($E9855=DataInput!$B9854,DataInput!K9854,NA())","v":1},null,null,"VIC Ringwood 13 (United Energy) 66 kV",null,null,null,null,false,null,null,{"$error":"#N/A"},{"$error":"#N/A"},{"$error":"#N/A"},{"$error":"#N/A"},{"$error":"#N/A"},{"$error":"#N/A"},{"$error":"#N/A"},{"$error":"#N/A"},{"$error":"#N/A"},{"$error":"#N/A"}]
[null,{"$f":"IF(DataInput!B9856=$B$8,IF($B$9=$B$10,TRUE,IF(DataInput!E9856=$B$9,TRUE,FALSE)))","v":true},null,null,{"$f":"IF(B9857=TRUE,DataInput!B9856,NA())","v":"VIC"},{"$f":"IF($E9857=DataInput!$B9856,DataInput!C9856,NA())","v":"RWTS1366U"},{"$f":"IF($E9857=DataInput!$B9856,DataInput!D9856,NA())","v":"Ringwood 13 (United Energy) 66 kV"},{"$f":"IF($E9857=DataInput!$B9856,DataInput!E9856,NA())","v":"United Energy"},{"$f":"IF($E9857=DataInput!$B9856,DataInput!F9856,NA())","v":"Winter"},{"$f":"IF($E9857=DataInput!$B9856,DataInput!G9856,NA())","v":"Non-Coincident"},{"$f":"IF($E9857=DataInput!$B9856,DataInput!H9856,NA())","v":2017},{"$f":"IF($E9857=DataInput!$B9856,DataInput!I9856,NA())","v":"POE50"},{"$f":"IF($E9857=DataInput!$B9856,DataInput!J9856,NA())","v":78.307013690000005},{"$f":"IF($E9857=DataInput!$B9856,DataInput!K9856,NA())","v":0.99993038300000003},null,null,"VIC Ringwood 13 (United Energy) 66 kV",null,null,null,null,false,null,null,{"$error":"#N/A"},{"$error":"#N/A"},{"$error":"#N/A"},{"$error":"#N/A"},{"$error":"#N/A"},{"$error":"#N/A"},{"$error":"#N/A"},{"$error":"#N/A"},{"$error":"#N/A"},{"$error":"#N/A"}]
[null,{"$f":"IF(DataInput!B9903=$B$8,IF($B$9=$B$10,TRUE,IF(DataInput!E9903=$B$9,TRUE,FALSE)))","v":true},null,null,{"$f":"IF(B9904=TRUE,DataInput!B9903,NA())","v":"VIC"},{"$f":"IF($E9904=DataInput!$B9903,DataInput!C9903,NA())","v":"RWTS22A"},{"$f":"IF($E9904=DataInput!$B9903,DataInput!D9903,NA())","v":"Ringwood (AusNet) 22 kV"},{"$f":"IF($E9904=DataInput!$B9903,DataInput!E9903,NA())","v":"AusNet"},{"$f":"IF($E9904=DataInput!$B9903,DataInput!F9903,NA())","v":"Summer"},{"$f":"IF($E9904=DataInput!$B9903,DataInput!G9903,NA())","v":"Coincident"},{"$f":"IF($E9904=DataInput!$B9903,DataInput!H9903,NA())","v":2008},{"$f":"IF($E9904=DataInput!$B9903,DataInput!I9903,NA())","v":"Actual"},{"$f":"IF($E9904=DataInput!$B9903,DataInput!J9903,NA())","v":56.868544},{"$f":"IF($E9904=DataInput!$B9903,DataInput!K9903,NA())","v":"NA"},null,null,"VIC Ringwood (AusNet) 22 kV",null,null,null,null,false,null,null,{"$error":"#N/A"},{"$error":"#N/A"},{"$error":"#N/A"},{"$error":"#N/A"},{"$error":"#N/A"},{"$error":"#N/A"},{"$error":"#N/A"},{"$error":"#N/A"},{"$error":"#N/A"},{"$error":"#N/A"}]
[null,{"$f":"IF(DataInput!B9940=$B$8,IF($B$9=$B$10,TRUE,IF(DataInput!E9940=$B$9,TRUE,FALSE)))","v":true},null,null,{"$f":"IF(B9941=TRUE,DataInput!B9940,NA())","v":"VIC"},{"$f":"IF($E9941=DataInput!$B9940,DataInput!C9940,NA())","v":"RWTS22A"},{"$f":"IF($E9941=DataInput!$B9940,DataInput!D9940,NA())","v":"Ringwood (AusNet) 22 kV"},{"$f":"IF($E9941=DataInput!$B9940,DataInput!E9940,NA())","v":"AusNet"},{"$f":"IF($E9941=DataInput!$B9940,DataInput!F9940,NA())","v":"Summer"},{"$f":"IF($E9941=DataInput!$B9940,DataInput!G9940,NA())","v":"Non-Coincident"},{"$f":"IF($E9941=DataInput!$B9940,DataInput!H9940,NA())","v":2014},{"$f":"IF($E9941=DataInput!$B9940,DataInput!I9940,NA())","v":"Actual"},{"$f":"IF($E9941=DataInput!$B9940,DataInput!J9940,NA())","v":52.141792000000002},{"$f":"IF($E9941=DataInput!$B9940,DataInput!K9940,NA())","v":"NA"},null,null,"VIC Ringwood (AusNet) 22 kV",null,null,null,null,false,null,null,{"$error":"#N/A"},{"$error":"#N/A"},{"$error":"#N/A"},{"$error":"#N/A"},{"$error":"#N/A"},{"$error":"#N/A"},{"$error":"#N/A"},{"$error":"#N/A"},{"$error":"#N/A"},{"$error":"#N/A"}]
[null,{"$f":"IF(DataInput!B9964=$B$8,IF($B$9=$B$10,TRUE,IF(DataInput!E9964=$B$9,TRUE,FALSE)))","v":true},null,null,{"$f":"IF(B9965=TRUE,DataInput!B9964,NA())","v":"VIC"},{"$f":"IF($E9965=DataInput!$B9964,DataInput!C9964,NA())","v":"RWTS22A"},{"$f":"IF($E9965=DataInput!$B9964,DataInput!D9964,NA())","v":"Ringwood (AusNet) 22 kV"},{"$f":"IF($E9965=DataInput!$B9964,DataInput!E9964,NA())","v":"AusNet"},{"$f":"IF($E9965=DataInput!$B9964,DataInput!F9964,NA())","v":"Summer"},{"$f":"IF($E9965=DataInput!$B9964,DataInput!G9964,NA())","v":"Non-Coincident"},{"$f":"IF($E9965=DataInput!$B9964,DataInput!H9964,NA())","v":2020},{"$f":"IF($E9965=DataInput!$B9964,DataInput!I9964,NA())","v":"POE50"},{"$f":"IF($E9965=DataInput!$B9964,DataInput!J9964,NA())","v":45.361142620000003},{"$f":"IF($E9965=DataInput!$B9964,DataInput!K9964,NA())","v":0.90395298300000004},null,null,"VIC Ringwood (AusNet) 22 kV",null,null,null,null,false,null,null,{"$error":"#N/A"},{"$error":"#N/A"},{"$error":"#N/A"},{"$error":"#N/A"},{"$error":"#N/A"},{"$error":"#N/A"},{"$error":"#N/A"},{"$error":"#N/A"},{"$error":"#N/A"},{"$error":"#N/A"}]
[null,{"$f":"IF(DataInput!B9982=$B$8,IF($B$9=$B$10,TRUE,IF(DataInput!E9982=$B$9,TRUE,FALSE)))","v":true},null,null,{"$f":"IF(B9983=TRUE,DataInput!B9982,NA())","v":"VIC"},{"$f":"IF($E9983=DataInput!$B9982,DataInput!C9982,NA())","v":"RWTS22A"},{"$f":"IF($E9983=DataInput!$B9982,DataInput!D9982,NA())","v":"Ringwood (AusNet) 22 kV"},{"$f":"IF($E9983=DataInput!$B9982,DataInput!E9982,NA())","v":"AusNet"},{"$f":"IF($E9983=DataInput!$B9982,DataInput!F9982,NA())","v":"Summer"},{"$f":"IF($E9983=DataInput!$B9982,DataInput!G9982,NA())","v":"Coincident"},{"$f":"IF($E9983=DataInput!$B9982,DataInput!H9982,NA())","v":2024},{"$f":"IF($E9983=DataInput!$B9982,DataInput!I9982,NA())","v":"POE50"},{"$f":"IF($E9983=DataInput!$B9982,DataInput!J9982,NA())","v":38.427046009999998},{"$f":"IF($E9983=DataInput!$B9982,DataInput!K9982,NA())","v":0.90359820199999996},null,null,"VIC Ringwood (AusNet) 22 kV",null,null,null,null,false,null,null,{"$error":"#N/A"},{"$error":"#N/A"},{"$error":"#N/A"},{"$error":"#N/A"},{"$error":"#N/A"},{"$error":"#N/A"},{"$error":"#N/A"},{"$error":"#N/A"},{"$error":"#N/A"},{"$error":"#N/A"}]
[null,{"$f":"IF(DataInput!B10013=$B$8,IF($B$9=$B$10,TRUE,IF(DataInput!E10013=$B$9,TRUE,FALSE)))","v":true},null,null,{"$f":"IF(B10014=TRUE,DataInput!B10013,NA())","v":"VIC"},{"$f":"IF($E10014=DataInput!$B10013,DataInput!C10013,NA())","v":"RWTS22A"},{"$f":"IF($E10014=DataInput!$B10013,DataInput!D10013,NA())","v":"Ringwood (AusNet) 22 kV"},{"$f":"IF($E10014=DataInput!$B10013,DataInput!E10013,NA())","v":"AusNet"},{"$f":"IF($E10014=DataInput!$B10013,DataInput!F10013,NA())","v":"Winter"},{"$f":"IF($E10014=DataInput!$B10013,DataInput!G10013,NA())","v":"Non-Coincident"},{"$f":"IF($E10014=DataInput!$B10013,DataInput!H10013,NA())","v":2009},{"$f":"IF($E10014=DataInput!$B10013,DataInput!I10013,NA())","v":"TempCorrActualPOE10"},{"$f":"IF($E10014=DataInput!$B10013,DataInput!J10013,NA())","v":46.266892769999998},{"$f":"IF($E10014=DataInput!$B10013,DataInput!K10013,NA())","v":"NA"},null,null,"VIC Ringwood (AusNet) 22 kV",null,null,null,null,false,null,null,{"$error":"#N/A"},{"$error":"#N/A"},{"$error":"#N/A"},{"$error":"#N/A"},{"$error":"#N/A"},{"$error":"#N/A"},{"$error":"#N/A"},{"$error":"#N/A"},{"$error":"#N/A"},{"$error":"#N/A"}]
[null,{"$f":"IF(DataInput!B10035=$B$8,IF($B$9=$B$10,TRUE,IF(DataInput!E10035=$B$9,TRUE,FALSE)))","v":true},null,null,{"$f":"IF(B10036=TRUE,DataInput!B10035,NA())","v":"VIC"},{"$f":"IF($E10036=DataInput!$B10035,DataInput!C10035,NA())","v":"RWTS22A"},{"$f":"IF($E10036=DataInput!$B10035,DataInput!D10035,NA())","v":"Ringwood (AusNet) 22 kV"},{"$f":"IF($E10036=DataInput!$B10035,DataInput!E10035,NA())","v":"AusNet"},{"$f":"IF($E10036=DataInput!$B10035,DataInput!F10035,NA())","v":"Winter"},{"$f":"IF($E10036=DataInput!$B10035,DataInput!G10035,NA())","v":"Coincident"},{"$f":"IF($E10036=DataInput!$B10035,DataInput!H10035,NA())","v":2013},{"$f":"IF($E10036=DataInput!$B10035,DataInput!I10035,NA())","v":"TempCorrActualPOE10"},{"$f":"IF($E10036=DataInput!$B10035,DataInput!J10035,NA())","v":39.333080469999999},{"$f":"IF($E10036=DataInput!$B10035,DataInput!K10035,NA())","v":"NA"},null,null,"VIC Ringwood (AusNet) 22 kV",null,null,null,null,false,null,null,{"$error":"#N/A"},{"$error":"#N/A"},{"$error":"#N/A"},{"$error":"#N/A"},{"$error":"#N/A"},{"$error":"#N/A"},{"$error":"#N/A"},{"$error":"#N/A"},{"$error":"#N/A"},{"$error":"#N/A"}]
[null,{"$f":"IF(DataInput!B10061=$B$8,IF($B$9=$B$10,TRUE,IF(DataInput!E10061=$B$9,TRUE,FALSE)))","v":true},null,null,{"$f":"IF(B10062=TRUE,DataInput!B10061,NA())","v":"VIC"},{"$f":"IF($E10062=DataInput!$B10061,DataInput!C10061,NA())","v":"RWTS22A"},{"$f":"IF($E10062=DataInput!$B10061,DataInput!D10061,NA())","v":"Ringwood (AusNet) 22 kV"},{"$f":"IF($E10062=DataInput!$B10061,DataInput!E10061,NA())","v":"AusNet"},{"$f":"IF($E10062=DataInput!$B10061,DataInput!F10061,NA())","v":"Winter"},{"$f":"IF($E10062=DataInput!$B10061,DataInput!G10061,NA())","v":"Coincident"},{"$f":"IF($E10062=DataInput!$B10061,DataInput!H10061,NA())","v":2018},{"$f":"IF($E10062=DataInput!$B10061,DataInput!I10061,NA())","v":"POE10"},{"$f":"IF($E10062=DataInput!$B10061,DataInput!J10061,NA())","v":36.035049639999997},{"$f":"IF($E10062=DataInput!$B10061,DataInput!K10061,NA())","v":0.97777139099999999},null,null,"VIC Ringwood (AusNet) 22 kV",null,null,null,null,false,null,null,{"$error":"#N/A"},{"$error":"#N/A"},{"$error":"#N/A"},{"$error":"#N/A"},{"$error":"#N/A"},{"$error":"#N/A"},{"$error":"#N/A"},{"$error":"#N/A"},{"$error":"#N/A"},{"$error":"#N/A"}]
[null,{"$f":"IF(DataInput!B10092=$B$8,IF($B$9=$B$10,TRUE,IF(DataInput!E10092=$B$9,TRUE,FALSE)))","v":true},null,null,{"$f":"IF(B10093=TRUE,DataInput!B10092,NA())","v":"VIC"},{"$f":"IF($E10093=DataInput!$B10092,DataInput!C10092,NA())","v":"RWTS22U"},{"$f":"IF($E10093=DataInput!$B10092,DataInput!D10092,NA())","v":"Ringwood (United Energy) 22 kV"},{"$f":"IF($E10093=DataInput!$B10092,DataInput!E10092,NA())","v":"United Energy"},{"$f":"IF($E10093=DataInput!$B10092,DataInput!F10092,NA())","v":"Summer"},{"$f":"IF($E10093=DataInput!$B10092,DataInput!G10092,NA())","v":"Non-Coincident"},{"$f":"IF($E10093=DataInput!$B10092,DataInput!H10092,NA())","v":2007},{"$f":"IF($E10093=DataInput!$B10092,DataInput!I10092,NA())","v":"TempCorrActualPOE50"},{"$f":"IF($E10093=DataInput!$B10092,DataInput!J10092,NA())","v":33.296507230000003},{"$f":"IF($E10093=DataInput!$B10092,DataInput!K10092,NA())","v":"NA"},null,null,"VIC Ringwood (United Energy) 22 kV",null,null,null,null,false,null,null,{"$error":"#N/A"},{"$error":"#N/A"},{"$error":"#N/A"},{"$error":"#N/A"},{"$error":"#N/A"},{"$error":"#N/A"},{"$error":"#N/A"},{"$error":"#N/A"},{"$error":"#N/A"},{"$error":"#N/A"}]
[null,{"$f":"IF(DataInput!B10139=$B$8,IF($B$9=$B$10,TRUE,IF(DataInput!E10139=$B$9,TRUE,FALSE)))","v":true},null,null,{"$f":"IF(B10140=TRUE,DataInput!B10139,NA())","v":"VIC"},{"$f":"IF($E10140=DataInput!$B10139,DataInput!C10139,NA())","v":"RWTS22U"},{"$f":"IF($E10140=DataInput!$B10139,DataInput!D10139,NA())","v":"Ringwood (United Energy) 22 kV"},{"$f":"IF($E10140=DataInput!$B10139,DataInput!E10139,NA())","v":"United Energy"},{"$f":"IF($E10140=DataInput!$B10139,DataInput!F10139,NA())","v":"Summer"},{"$f":"IF($E10140=DataInput!$B10139,DataInput!G10139,NA())","v":"Non-Coincident"},{"$f":"IF($E10140=DataInput!$B10139,DataInput!H10139,NA())","v":2015},{"$f":"IF($E10140=DataInput!$B10139,DataInput!I10139,NA())","v":"TempCorrActualPOE10"},{"$f":"IF($E10140=DataInput!$B10139,DataInput!J10139,NA())","v":34.051442229999999},{"$f":"IF($E10140=DataInput!$B10139,DataInput!K10139,NA())","v":"NA"},null,null,"VIC Ringwood (United Energy) 22 kV",null,null,null,null,false,null,null,{"$error":"#N/A"},{"$error":"#N/A"},{"$error":"#N/A"},{"$error":"#N/A"},{"$error":"#N/A"},{"$error":"#N/A"},{"$error":"#N/A"},{"$error":"#N/A"},{"$error":"#N/A"},{"$error":"#N/A"}]
[null,{"$f":"IF(DataInput!B10162=$B$8,IF($B$9=$B$10,TRUE,IF(DataInput!E10162=$B$9,TRUE,FALSE)))","v":true},null,null,{"$f":"IF(B10163=TRUE,DataInput!B10162,NA())","v":"VIC"},{"$f":"IF($E10163=DataInput!$B10162,DataInput!C10162,NA())","v":"RWTS22U"},{"$f":"IF($E10163=DataInput!$B10162,DataInput!D10162,NA())","v":"Ringwood (United Energy) 22 kV"},{"$f":"IF($E10163=DataInput!$B10162,DataInput!E10162,NA())","v":"United Energy"},{"$f":"IF($E10163=DataInput!$B10162,DataInput!F10162,NA())","v":"Summer"},{"$f":"IF($E10163=DataInput!$B10162,DataInput!G10162,NA())","v":"Coincident"},{"$f":"IF($E10163=DataInput!$B10162,DataInput!H10162,NA())","v":2020},{"$f":"IF($E10163=DataInput!$B10162,DataInput!I10162,NA())","v":"POE50"},{"$f":"IF($E10163=DataInput!$B10162,DataInput!J10162,NA())","v":25.60848069},{"$f":"IF($E10163=DataInput!$B10162,DataInput!K10162,NA())","v":0.90041129200000003},null,null,"VIC Ringwood (United Energy) 22 kV",null,null,null,null,false,null,null,{"$error":"#N/A"},{"$error":"#N/A"},{"$error":"#N/A"},{"$error":"#N/A"},{"$error":"#N/A"},{"$error":"#N/A"},{"$error":"#N/A"},{"$error":"#N/A"},{"$error":"#N/A"},{"$error":"#N/A"}]
[null,{"$f":"IF(DataInput!B10171=$B$8,IF($B$9=$B$10,TRUE,IF(DataInput!E10171=$B$9,TRUE,FALSE)))","v":true},null,null,{"$f":"IF(B10172=TRUE,DataInput!B10171,NA())","v":"VIC"},{"$f":"IF($E10172=DataInput!$B10171,DataInput!C10171,NA())","v":"RWTS22U"},{"$f":"IF($E10172=DataInput!$B10171,DataInput!D10171,NA())","v":"Ringwood (United Energy) 22 kV"},{"$f":"IF($E10172=DataInput!$B10171,DataInput!E10171,NA())","v":"United Energy"},{"$f":"IF($E10172=DataInput!$B10171,DataInput!F10171,NA())","v":"Summer"},{"$f":"IF($E10172=DataInput!$B10171,DataInput!G10171,NA())","v":"Non-Coincident"},{"$f":"IF($E10172=DataInput!$B10171,DataInput!H10171,NA())","v":2023},{"$f":"IF($E10172=DataInput!$B10171,DataInput!I10171,NA())","v":"POE10"},{"$f":"IF($E10172=DataInput!$B10171,DataInput!J10171,NA())","v":32.540021879999998},{"$f":"IF($E10172=DataInput!$B10171,DataInput!K10171,NA())","v":0.93221949000000004},null,null,"VIC Ringwood (United Energy) 22 kV",null,null,null,null,false,null,null,{"$error":"#N/A"},{"$error":"#N/A"},{"$error":"#N/A"},{"$error":"#N/A"},{"$error":"#N/A"},{"$error":"#N/A"},{"$error":"#N/A"},{"$error":"#N/A"},{"$error":"#N/A"},{"$error":"#N/A"}]
[null,{"$f":"IF(DataInput!B10218=$B$8,IF($B$9=$B$10,TRUE,IF(DataInput!E10218=$B$9,TRUE,FALSE)))","v":true},null,null,{"$f":"IF(B10219=TRUE,DataInput!B10218,NA())","v":"VIC"},{"$f":"IF($E10219=DataInput!$B10218,DataInput!C10218,NA())","v":"RWTS22U"},{"$f":"IF($E10219=DataInput!$B10218,DataInput!D10218,NA())","v":"Ringwood (United Energy) 22 kV"},{"$f":"IF($E10219=DataInput!$B10218,DataInput!E10218,NA())","v":"United Energy"},{"$f":"IF($E10219=DataInput!$B10218,DataInput!F10218,NA())","v":"Winter"},{"$f":"IF($E10219=DataInput!$B10218,DataInput!G10218,NA())","v":"Coincident"},{"$f":"IF($E10219=DataInput!$B10218,DataInput!H10218,NA())","v":2012},{"$f":"IF($E10219=DataInput!$B10218,DataInput!I10218,NA())","v":"TempCorrActualPOE50"},{"$f":"IF($E10219=DataInput!$B10218,DataInput!J10218,NA())","v":23.777032500000001},{"$f":"IF($E10219=DataInput!$B10218,DataInput!K10218,NA())","v":"NA"},null,null,"VIC Ringwood (United Energy) 22 kV",null,null,null,null,false,null,null,{"$error":"#N/A"},{"$error":"#N/A"},{"$error":"#N/A"},{"$error":"#N/A"},{"$error":"#N/A"},{"$error":"#N/A"},{"$error":"#N/A"},{"$error":"#N/A"},{"$error":"#N/A"},{"$error":"#N/A"}]
[null,{"$f":"IF(DataInput!B10249=$B$8,IF($B$9=$B$10,TRUE,IF(DataInput!E10249=$B$9,TRUE,FALSE)))","v":true},null,null,{"$f":"IF(B10250=TRUE,DataInput!B10249,NA())","v":"VIC"},{"$f":"IF($E10250=DataInput!$B10249,DataInput!C10249,NA())","v":"RWTS22U"},{"$f":"IF($E10250=DataInput!$B10249,DataInput!D10249,NA())","v":"Ringwood (United Energy) 22 kV"},{"$f":"IF($E10250=DataInput!$B10249,DataInput!E10249,NA())","v":"United Energy"},{"$f":"IF($E10250=DataInput!$B10249,DataInput!F10249,NA())","v":"Winter"},{"$f":"IF($E10250=DataInput!$B10249,DataInput!G10249,NA())","v":"Coincident"},{"$f":"IF($E10250=DataInput!$B10249,DataInput!H10249,NA())","v":2018},{"$f":"IF($E10250=DataInput!$B10249,DataInput!I10249,NA())","v":"POE10"},{"$f":"IF($E10250=DataInput!$B10249,DataInput!J10249,NA())","v":23.407046260000001},{"$f":"IF($E10250=DataInput!$B10249,DataInput!K10249,NA())","v":0.98820229100000001},null,null,"VIC Ringwood (United Energy) 22 kV",null,null,null,null,false,null,null,{"$error":"#N/A"},{"$error":"#N/A"},{"$error":"#N/A"},{"$error":"#N/A"},{"$error":"#N/A"},{"$error":"#N/A"},{"$error":"#N/A"},{"$error":"#N/A"},{"$error":"#N/A"},{"$error":"#N/A"}]
[null,{"$f":"IF(DataInput!B10285=$B$8,IF($B$9=$B$10,TRUE,IF(DataInput!E10285=$B$9,TRUE,FALSE)))","v":true},null,null,{"$f":"IF(B10286=TRUE,DataInput!B10285,NA())","v":"VIC"},{"$f":"IF($E10286=DataInput!$B10285,DataInput!C10285,NA())","v":"RWTS2466A"},{"$f":"IF($E10286=DataInput!$B10285,DataInput!D10285,NA())","v":"Ringwood 24 (AusNet) 66 kV"},{"$f":"IF($E10286=DataInput!$B10285,DataInput!E10285,NA())","v":"AusNet"},{"$f":"IF($E10286=DataInput!$B10285,DataInput!F10285,NA())","v":"Summer"},{"$f":"IF($E10286=DataInput!$B10285,DataInput!G10285,NA())","v":"Coincident"},{"$f":"IF($E10286=DataInput!$B10285,DataInput!H10285,NA())","v":2007},{"$f":"IF($E10286=DataInput!$B10285,DataInput!I10285,NA())","v":"Actual"},{"$f":"IF($E10286=DataInput!$B10285,DataInput!J10285,NA())","v":205.31242800000001},{"$f":"IF($E10286=DataInput!$B10285,DataInput!K10285,NA())","v":"NA"},null,null,"VIC Ringwood 24 (AusNet) 66 kV",null,null,null,null,false,null,null,{"$error":"#N/A"},{"$error":"#N/A"},{"$error":"#N/A"},{"$error":"#N/A"},{"$error":"#N/A"},{"$error":"#N/A"},{"$error":"#N/A"},{"$error":"#N/A"},{"$error":"#N/A"},{"$error":"#N/A"}]
[null,{"$f":"IF(DataInput!B10297=$B$8,IF($B$9=$B$10,TRUE,IF(DataInput!E10297=$B$9,TRUE,FALSE)))","v":true},null,null,{"$f":"IF(B10298=TRUE,DataInput!B10297,NA())","v":"VIC"},{"$f":"IF($E10298=DataInput!$B10297,DataInput!C10297,NA())","v":"RWTS2466A"},{"$f":"IF($E10298=DataInput!$B10297,DataInput!D10297,NA())","v":"Ringwood 24 (AusNet) 66 kV"},{"$f":"IF($E10298=DataInput!$B10297,DataInput!E10297,NA())","v":"AusNet"},{"$f":"IF($E10298=DataInput!$B10297,DataInput!F10297,NA())","v":"Summer"},{"$f":"IF($E10298=DataInput!$B10297,DataInput!G10297,NA())","v":"Coincident"},{"$f":"IF($E10298=DataInput!$B10297,DataInput!H10297,NA())","v":2009},{"$f":"IF($E10298=DataInput!$B10297,DataInput!I10297,NA())","v":"Actual"},{"$f":"IF($E10298=DataInput!$B10297,DataInput!J10297,NA())","v":225.355738},{"$f":"IF($E10298=DataInput!$B10297,DataInput!K10297,NA())","v":"NA"},null,null,"VIC Ringwood 24 (AusNet) 66 kV",null,null,null,null,false,null,null,{"$error":"#N/A"},{"$error":"#N/A"},{"$error":"#N/A"},{"$error":"#N/A"},{"$error":"#N/A"},{"$error":"#N/A"},{"$error":"#N/A"},{"$error":"#N/A"},{"$error":"#N/A"},{"$error":"#N/A"}]
[null,{"$f":"IF(DataInput!B10328=$B$8,IF($B$9=$B$10,TRUE,IF(DataInput!E10328=$B$9,TRUE,FALSE)))","v":true},null,null,{"$f":"IF(B10329=TRUE,DataInput!B10328,NA())","v":"VIC"},{"$f":"IF($E10329=DataInput!$B10328,DataInput!C10328,NA())","v":"RWTS2466A"},{"$f":"IF($E10329=DataInput!$B10328,DataInput!D10328,NA())","v":"Ringwood 24 (AusNet) 66 kV"},{"$f":"IF($E10329=DataInput!$B10328,DataInput!E10328,NA())","v":"AusNet"},{"$f":"IF($E10329=DataInput!$B10328,DataInput!F10328,NA())","v":"Summer"},{"$f":"IF($E10329=DataInput!$B10328,DataInput!G10328,NA())","v":"Non-Coincident"},{"$f":"IF($E10329=DataInput!$B10328,DataInput!H10328,NA())","v":2014},{"$f":"IF($E10329=DataInput!$B10328,DataInput!I10328,NA())","v":"Actual"},{"$f":"IF($E10329=DataInput!$B10328,DataInput!J10328,NA())","v":215.19517999999999},{"$f":"IF($E10329=DataInput!$B10328,DataInput!K10328,NA())","v":"NA"},null,null,"VIC Ringwood 24 (AusNet) 66 kV",null,null,null,null,false,null,null,{"$error":"#N/A"},{"$error":"#N/A"},{"$error":"#N/A"},{"$error":"#N/A"},{"$error":"#N/A"},{"$error":"#N/A"},{"$error":"#N/A"},{"$error":"#N/A"},{"$error":"#N/A"},{"$error":"#N/A"}]
[null,{"$f":"IF(DataInput!B10346=$B$8,IF($B$9=$B$10,TRUE,IF(DataInput!E10346=$B$9,TRUE,FALSE)))","v":true},null,null,{"$f":"IF(B10347=TRUE,DataInput!B10346,NA())","v":"VIC"},{"$f":"IF($E10347=DataInput!$B10346,DataInput!C10346,NA())","v":"RWTS2466A"},{"$f":"IF($E10347=DataInput!$B10346,DataInput!D10346,NA())","v":"Ringwood 24 (AusNet) 66 kV"},{"$f":"IF($E10347=DataInput!$B10346,DataInput!E10346,NA())","v":"AusNet"},{"$f":"IF($E10347=DataInput!$B10346,DataInput!F10346,NA())","v":"Summer"},{"$f":"IF($E10347=DataInput!$B10346,DataInput!G10346,NA())","v":"Coincident"},{"$f":"IF($E10347=DataInput!$B10346,DataInput!H10346,NA())","v":2018},{"$f":"IF($E10347=DataInput!$B10346,DataInput!I10346,NA())","v":"POE50"},{"$f":"IF($E10347=DataInput!$B10346,DataInput!J10346,NA())","v":160.14918990000001},{"$f":"IF($E10347=DataInput!$B10346,DataInput!K10346,NA())","v":0.90111963299999998},null,null,"VIC Ringwood 24 (AusNet) 66 kV",null,null,null,null,false,null,null,{"$error":"#N/A"},{"$error":"#N/A"},{"$error":"#N/A"},{"$error":"#N/A"},{"$error":"#N/A"},{"$error":"#N/A"},{"$error":"#N/A"},{"$error":"#N/A"},{"$error":"#N/A"},{"$error":"#N/A"}]
[null,{"$f":"IF(DataInput!B10384=$B$8,IF($B$9=$B$10,TRUE,IF(DataInput!E10384=$B$9,TRUE,FALSE)))","v":true},null,null,{"$f":"IF(B10385=TRUE,DataInput!B10384,NA())","v":"VIC"},{"$f":"IF($E10385=DataInput!$B10384,DataInput!C10384,NA())","v":"RWTS2466A"},{"$f":"IF($E10385=DataInput!$B10384,DataInput!D10384,NA())","v":"Ringwood 24 (AusNet) 66 kV"},{"$f":"IF($E10385=DataInput!$B10384,DataInput!E10384,NA())","v":"AusNet"},{"$f":"IF($E10385=DataInput!$B10384,DataInput!F10384,NA())","v":"Winter"},{"$f":"IF($E10385=DataInput!$B10384,DataInput!G10384,NA())","v":"Non-Coincident"},{"$f":"IF($E10385=DataInput!$B10384,DataInput!H10384,NA())","v":2006},{"$f":"IF($E10385=DataInput!$B10384,DataInput!I10384,NA())","v":"TempCorrActualPOE50"},{"$f":"IF($E10385=DataInput!$B10384,DataInput!J10384,NA())","v":182.89170540000001},{"$f":"IF($E10385=DataInput!$B10384,DataInput!K10384,NA())","v":"NA"},null,null,"VIC Ringwood 24 (AusNet) 66 kV",null,null,null,null,false,null,null,{"$error":"#N/A"},{"$error":"#N/A"},{"$error":"#N/A"},{"$error":"#N/A"},{"$error":"#N/A"},{"$error":"#N/A"},{"$error":"#N/A"},{"$error":"#N/A"},{"$error":"#N/A"},{"$error":"#N/A"}]
[null,{"$f":"IF(DataInput!B10407=$B$8,IF($B$9=$B$10,TRUE,IF(DataInput!E10407=$B$9,TRUE,FALSE)))","v":true},null,null,{"$f":"IF(B10408=TRUE,DataInput!B10407,NA())","v":"VIC"},{"$f":"IF($E10408=DataInput!$B10407,DataInput!C10407,NA())","v":"RWTS2466A"},{"$f":"IF($E10408=DataInput!$B10407,DataInput!D10407,NA())","v":"Ringwood 24 (AusNet) 66 kV"},{"$f":"IF($E10408=DataInput!$B10407,DataInput!E10407,NA())","v":"AusNet"},{"$f":"IF($E10408=DataInput!$B10407,DataInput!F10407,NA())","v":"Winter"},{"$f":"IF($E10408=DataInput!$B10407,DataInput!G10407,NA())","v":"Non-Coincident"},{"$f":"IF($E10408=DataInput!$B10407,DataInput!H10407,NA())","v":2010},{"$f":"IF($E10408=DataInput!$B10407,DataInput!I10407,NA())","v":"TempCorrActualPOE10"},{"$f":"IF($E10408=DataInput!$B10407,DataInput!J10407,NA())","v":174.85293799999999},{"$f":"IF($E10408=DataInput!$B10407,DataInput!K10407,NA())","v":"NA"},null,null,"VIC Ringwood 24 (AusNet) 66 kV",null,null,null,null,false,null,null,{"$error":"#N/A"},{"$error":"#N/A"},{"$error":"#N/A"},{"$error":"#N/A"},{"$error":"#N/A"},{"$error":"#N/A"},{"$error":"#N/A"},{"$error":"#N/A"},{"$error":"#N/A"},{"$error":"#N/A"}]
[null,{"$f":"IF(DataInput!B10454=$B$8,IF($B$9=$B$10,TRUE,IF(DataInput!E10454=$B$9,TRUE,FALSE)))","v":true},null,null,{"$f":"IF(B10455=TRUE,DataInput!B10454,NA())","v":"VIC"},{"$f":"IF($E10455=DataInput!$B10454,DataInput!C10454,NA())","v":"RWTS2466A"},{"$f":"IF($E10455=DataInput!$B10454,DataInput!D10454,NA())","v":"Ringwood 24 (AusNet) 66 kV"},{"$f":"IF($E10455=DataInput!$B10454,DataInput!E10454,NA())","v":"AusNet"},{"$f":"IF($E10455=DataInput!$B10454,DataInput!F10454,NA())","v":"Winter"},{"$f":"IF($E10455=DataInput!$B10454,DataInput!G10454,NA())","v":"Coincident"},{"$f":"IF($E10455=DataInput!$B10454,DataInput!H10454,NA())","v":2019},{"$f":"IF($E10455=DataInput!$B10454,DataInput!I10454,NA())","v":"POE50"},{"$f":"IF($E10455=DataInput!$B10454,DataInput!J10454,NA())","v":138.84428550000001},{"$f":"IF($E10455=DataInput!$B10454,DataInput!K10454,NA())","v":0.90457517899999995},null,null,"VIC Ringwood 24 (AusNet) 66 kV",null,null,null,null,false,null,null,{"$error":"#N/A"},{"$error":"#N/A"},{"$error":"#N/A"},{"$error":"#N/A"},{"$error":"#N/A"},{"$error":"#N/A"},{"$error":"#N/A"},{"$error":"#N/A"},{"$error":"#N/A"},{"$error":"#N/A"}]
[null,{"$f":"IF(DataInput!B10485=$B$8,IF($B$9=$B$10,TRUE,IF(DataInput!E10485=$B$9,TRUE,FALSE)))","v":true},null,null,{"$f":"IF(B10486=TRUE,DataInput!B10485,NA())","v":"VIC"},{"$f":"IF($E10486=DataInput!$B10485,DataInput!C10485,NA())","v":"SHTS66"},{"$f":"IF($E10486=DataInput!$B10485,DataInput!D10485,NA())","v":"Shepparton (Powercor) 66 kV"},{"$f":"IF($E10486=DataInput!$B10485,DataInput!E10485,NA())","v":"Powercor"},{"$f":"IF($E10486=DataInput!$B10485,DataInput!F10485,NA())","v":"Summer"},{"$f":"IF($E10486=DataInput!$B10485,DataInput!G10485,NA())","v":"Coincident"},{"$f":"IF($E10486=DataInput!$B10485,DataInput!H10485,NA())","v":2007},{"$f":"IF($E10486=DataInput!$B10485,DataInput!I10485,NA())","v":"Actual"},{"$f":"IF($E10486=DataInput!$B10485,DataInput!J10485,NA())","v":249.15086400000001},{"$f":"IF($E10486=DataInput!$B10485,DataInput!K10485,NA())","v":"NA"},null,null,"VIC Shepparton (Powercor) 66 kV",null,null,null,null,false,null,null,{"$error":"#N/A"},{"$error":"#N/A"},{"$error":"#N/A"},{"$error":"#N/A"},{"$error":"#N/A"},{"$error":"#N/A"},{"$error":"#N/A"},{"$error":"#N/A"},{"$error":"#N/A"},{"$error":"#N/A"}]
[null,{"$f":"IF(DataInput!B10511=$B$8,IF($B$9=$B$10,TRUE,IF(DataInput!E10511=$B$9,TRUE,FALSE)))","v":true},null,null,{"$f":"IF(B10512=TRUE,DataInput!B10511,NA())","v":"VIC"},{"$f":"IF($E10512=DataInput!$B10511,DataInput!C10511,NA())","v":"SHTS66"},{"$f":"IF($E10512=DataInput!$B10511,DataInput!D10511,NA())","v":"Shepparton (Powercor) 66 kV"},{"$f":"IF($E10512=DataInput!$B10511,DataInput!E10511,NA())","v":"Powercor"},{"$f":"IF($E10512=DataInput!$B10511,DataInput!F10511,NA())","v":"Summer"},{"$f":"IF($E10512=DataInput!$B10511,DataInput!G10511,NA())","v":"Coincident"},{"$f":"IF($E10512=DataInput!$B10511,DataInput!H10511,NA())","v":2012},{"$f":"IF($E10512=DataInput!$B10511,DataInput!I10511,NA())","v":"TempCorrActualPOE10"},{"$f":"IF($E10512=DataInput!$B10511,DataInput!J10511,NA())","v":275.09768430000003},{"$f":"IF($E10512=DataInput!$B10511,DataInput!K10511,NA())","v":"NA"},null,null,"VIC Shepparton (Powercor) 66 kV",null,null,null,null,false,null,null,{"$error":"#N/A"},{"$error":"#N/A"},{"$error":"#N/A"},{"$error":"#N/A"},{"$error":"#N/A"},{"$error":"#N/A"},{"$error":"#N/A"},{"$error":"#N/A"},{"$error":"#N/A"},{"$error":"#N/A"}]
[null,{"$f":"IF(DataInput!B10533=$B$8,IF($B$9=$B$10,TRUE,IF(DataInput!E10533=$B$9,TRUE,FALSE)))","v":true},null,null,{"$f":"IF(B10534=TRUE,DataInput!B10533,NA())","v":"VIC"},{"$f":"IF($E10534=DataInput!$B10533,DataInput!C10533,NA())","v":"SHTS66"},{"$f":"IF($E10534=DataInput!$B10533,DataInput!D10533,NA())","v":"Shepparton (Powercor) 66 kV"},{"$f":"IF($E10534=DataInput!$B10533,DataInput!E10533,NA())","v":"Powercor"},{"$f":"IF($E10534=DataInput!$B10533,DataInput!F10533,NA())","v":"Summer"},{"$f":"IF($E10534=DataInput!$B10533,DataInput!G10533,NA())","v":"Coincident"},{"$f":"IF($E10534=DataInput!$B10533,DataInput!H10533,NA())","v":2015},{"$f":"IF($E10534=DataInput!$B10533,DataInput!I10533,NA())","v":"Actual"},{"$f":"IF($E10534=DataInput!$B10533,DataInput!J10533,NA())","v":235.10624000000001},{"$f":"IF($E10534=DataInput!$B10533,DataInput!K10533,NA())","v":"NA"},null,null,"VIC Shepparton (Powercor) 66 kV",null,null,null,null,false,null,null,{"$error":"#N/A"},{"$error":"#N/A"},{"$error":"#N/A"},{"$error":"#N/A"},{"$error":"#N/A"},{"$error":"#N/A"},{"$error":"#N/A"},{"$error":"#N/A"},{"$error":"#N/A"},{"$error":"#N/A"}]
[null,{"$f":"IF(DataInput!B10564=$B$8,IF($B$9=$B$10,TRUE,IF(DataInput!E10564=$B$9,TRUE,FALSE)))","v":true},null,null,{"$f":"IF(B10565=TRUE,DataInput!B10564,NA())","v":"VIC"},{"$f":"IF($E10565=DataInput!$B10564,DataInput!C10564,NA())","v":"SHTS66"},{"$f":"IF($E10565=DataInput!$B10564,DataInput!D10564,NA())","v":"Shepparton (Powercor) 66 kV"},{"$f":"IF($E10565=DataInput!$B10564,DataInput!E10564,NA())","v":"Powercor"},{"$f":"IF($E10565=DataInput!$B10564,DataInput!F10564,NA())","v":"Summer"},{"$f":"IF($E10565=DataInput!$B10564,DataInput!G10564,NA())","v":"Non-Coincident"},{"$f":"IF($E10565=DataInput!$B10564,DataInput!H10564,NA())","v":2023},{"$f":"IF($E10565=DataInput!$B10564,DataInput!I10564,NA())","v":"POE50"},{"$f":"IF($E10565=DataInput!$B10564,DataInput!J10564,NA())","v":295.15009789999999},{"$f":"IF($E10565=DataInput!$B10564,DataInput!K10564,NA())","v":0.83249030300000004},null,null,"VIC Shepparton (Powercor) 66 kV",null,null,null,null,false,null,null,{"$error":"#N/A"},{"$error":"#N/A"},{"$error":"#N/A"},{"$error":"#N/A"},{"$error":"#N/A"},{"$error":"#N/A"},{"$error":"#N/A"},{"$error":"#N/A"},{"$error":"#N/A"},{"$error":"#N/A"}]
[null,{"$f":"IF(DataInput!B10582=$B$8,IF($B$9=$B$10,TRUE,IF(DataInput!E10582=$B$9,TRUE,FALSE)))","v":true},null,null,{"$f":"IF(B10583=TRUE,DataInput!B10582,NA())","v":"VIC"},{"$f":"IF($E10583=DataInput!$B10582,DataInput!C10582,NA())","v":"SHTS66"},{"$f":"IF($E10583=DataInput!$B10582,DataInput!D10582,NA())","v":"Shepparton (Powercor) 66 kV"},{"$f":"IF($E10583=DataInput!$B10582,DataInput!E10582,NA())","v":"Powercor"},{"$f":"IF($E10583=DataInput!$B10582,DataInput!F10582,NA())","v":"Winter"},{"$f":"IF($E10583=DataInput!$B10582,DataInput!G10582,NA())","v":"Coincident"},{"$f":"IF($E10583=DataInput!$B10582,DataInput!H10582,NA())","v":2006},{"$f":"IF($E10583=DataInput!$B10582,DataInput!I10582,NA())","v":"TempCorrActualPOE50"},{"$f":"IF($E10583=DataInput!$B10582,DataInput!J10582,NA())","v":201.8892123},{"$f":"IF($E10583=DataInput!$B10582,DataInput!K10582,NA())","v":"NA"},null,null,"VIC Shepparton (Powercor) 66 kV",null,null,null,null,false,null,null,{"$error":"#N/A"},{"$error":"#N/A"},{"$error":"#N/A"},{"$error":"#N/A"},{"$error":"#N/A"},{"$error":"#N/A"},{"$error":"#N/A"},{"$error":"#N/A"},{"$error":"#N/A"},{"$error":"#N/A"}]
[null,{"$f":"IF(DataInput!B10606=$B$8,IF($B$9=$B$10,TRUE,IF(DataInput!E10606=$B$9,TRUE,FALSE)))","v":true},null,null,{"$f":"IF(B10607=TRUE,DataInput!B10606,NA())","v":"VIC"},{"$f":"IF($E10607=DataInput!$B10606,DataInput!C10606,NA())","v":"SHTS66"},{"$f":"IF($E10607=DataInput!$B10606,DataInput!D10606,NA())","v":"Shepparton (Powercor) 66 kV"},{"$f":"IF($E10607=DataInput!$B10606,DataInput!E10606,NA())","v":"Powercor"},{"$f":"IF($E10607=DataInput!$B10606,DataInput!F10606,NA())","v":"Winter"},{"$f":"IF($E10607=DataInput!$B10606,DataInput!G10606,NA())","v":"Coincident"},{"$f":"IF($E10607=DataInput!$B10606,DataInput!H10606,NA())","v":2010},{"$f":"IF($E10607=DataInput!$B10606,DataInput!I10606,NA())","v":"TempCorrActualPOE50"},{"$f":"IF($E10607=DataInput!$B10606,DataInput!J10606,NA())","v":183.16119810000001},{"$f":"IF($E10607=DataInput!$B10606,DataInput!K10606,NA())","v":"NA"},null,null,"VIC Shepparton (Powercor) 66 kV",null,null,null,null,false,null,null,{"$error":"#N/A"},{"$error":"#N/A"},{"$error":"#N/A"},{"$error":"#N/A"},{"$error":"#N/A"},{"$error":"#N/A"},{"$error":"#N/A"},{"$error":"#N/A"},{"$error":"#N/A"},{"$error":"#N/A"}]
[null,{"$f":"IF(DataInput!B10643=$B$8,IF($B$9=$B$10,TRUE,IF(DataInput!E10643=$B$9,TRUE,FALSE)))","v":true},null,null,{"$f":"IF(B10644=TRUE,DataInput!B10643,NA())","v":"VIC"},{"$f":"IF($E10644=DataInput!$B10643,DataInput!C10643,NA())","v":"SHTS66"},{"$f":"IF($E10644=DataInput!$B10643,DataInput!D10643,NA())","v":"Shepparton (Powercor) 66 kV"},{"$f":"IF($E10644=DataInput!$B10643,DataInput!E10643,NA())","v":"Powercor"},{"$f":"IF($E10644=DataInput!$B10643,DataInput!F10643,NA())","v":"Winter"},{"$f":"IF($E10644=DataInput!$B10643,DataInput!G10643,NA())","v":"Non-Coincident"},{"$f":"IF($E10644=DataInput!$B10643,DataInput!H10643,NA())","v":2017},{"$f":"IF($E10644=DataInput!$B10643,DataInput!I10643,NA())","v":"POE10"},{"$f":"IF($E10644=DataInput!$B10643,DataInput!J10643,NA())","v":211.46575899999999},{"$f":"IF($E10644=DataInput!$B10643,DataInput!K10643,NA())","v":0.95998443300000003},null,null,"VIC Shepparton (Powercor) 66 kV",null,null,null,null,false,null,null,{"$error":"#N/A"},{"$error":"#N/A"},{"$error":"#N/A"},{"$error":"#N/A"},{"$error":"#N/A"},{"$error":"#N/A"},{"$error":"#N/A"},{"$error":"#N/A"},{"$error":"#N/A"},{"$error":"#N/A"}]
[null,{"$f":"IF(DataInput!B10661=$B$8,IF($B$9=$B$10,TRUE,IF(DataInput!E10661=$B$9,TRUE,FALSE)))","v":true},null,null,{"$f":"IF(B10662=TRUE,DataInput!B10661,NA())","v":"VIC"},{"$f":"IF($E10662=DataInput!$B10661,DataInput!C10661,NA())","v":"SHTS66"},{"$f":"IF($E10662=DataInput!$B10661,DataInput!D10661,NA())","v":"Shepparton (Powercor) 66 kV"},{"$f":"IF($E10662=DataInput!$B10661,DataInput!E10661,NA())","v":"Powercor"},{"$f":"IF($E10662=DataInput!$B10661,DataInput!F10661,NA())","v":"Winter"},{"$f":"IF($E10662=DataInput!$B10661,DataInput!G10661,NA())","v":"Coincident"},{"$f":"IF($E10662=DataInput!$B10661,DataInput!H10661,NA())","v":2021},{"$f":"IF($E10662=DataInput!$B10661,DataInput!I10661,NA())","v":"POE10"},{"$f":"IF($E10662=DataInput!$B10661,DataInput!J10661,NA())","v":218.88814199999999},{"$f":"IF($E10662=DataInput!$B10661,DataInput!K10661,NA())","v":0.95866476},null,null,"VIC Shepparton (Powercor) 66 kV",null,null,null,null,false,null,null,{"$error":"#N/A"},{"$error":"#N/A"},{"$error":"#N/A"},{"$error":"#N/A"},{"$error":"#N/A"},{"$error":"#N/A"},{"$error":"#N/A"},{"$error":"#N/A"},{"$error":"#N/A"},{"$error":"#N/A"}]
[null,{"$f":"IF(DataInput!B10692=$B$8,IF($B$9=$B$10,TRUE,IF(DataInput!E10692=$B$9,TRUE,FALSE)))","v":true},null,null,{"$f":"IF(B10693=TRUE,DataInput!B10692,NA())","v":"VIC"},{"$f":"IF($E10693=DataInput!$B10692,DataInput!C10692,NA())","v":"SMTS66A"},{"$f":"IF($E10693=DataInput!$B10692,DataInput!D10692,NA())","v":"South Morang (AusNet) 66 kV"},{"$f":"IF($E10693=DataInput!$B10692,DataInput!E10692,NA())","v":"AusNet"},{"$f":"IF($E10693=DataInput!$B10692,DataInput!F10692,NA())","v":"Summer"},{"$f":"IF($E10693=DataInput!$B10692,DataInput!G10692,NA())","v":"Non-Coincident"},{"$f":"IF($E10693=DataInput!$B10692,DataInput!H10692,NA())","v":2012},{"$f":"IF($E10693=DataInput!$B10692,DataInput!I10692,NA())","v":"TempCorrActualPOE50"},{"$f":"IF($E10693=DataInput!$B10692,DataInput!J10692,NA())","v":186.3967016},{"$f":"IF($E10693=DataInput!$B10692,DataInput!K10692,NA())","v":"NA"},null,null,"VIC South Morang (AusNet) 66 kV",null,null,null,null,false,null,null,{"$error":"#N/A"},{"$error":"#N/A"},{"$error":"#N/A"},{"$error":"#N/A"},{"$error":"#N/A"},{"$error":"#N/A"},{"$error":"#N/A"},{"$error":"#N/A"},{"$error":"#N/A"},{"$error":"#N/A"}]
[null,{"$f":"IF(DataInput!B10733=$B$8,IF($B$9=$B$10,TRUE,IF(DataInput!E10733=$B$9,TRUE,FALSE)))","v":true},null,null,{"$f":"IF(B10734=TRUE,DataInput!B10733,NA())","v":"VIC"},{"$f":"IF($E10734=DataInput!$B10733,DataInput!C10733,NA())","v":"SMTS66A"},{"$f":"IF($E10734=DataInput!$B10733,DataInput!D10733,NA())","v":"South Morang (AusNet) 66 kV"},{"$f":"IF($E10734=DataInput!$B10733,DataInput!E10733,NA())","v":"AusNet"},{"$f":"IF($E10734=DataInput!$B10733,DataInput!F10733,NA())","v":"Summer"},{"$f":"IF($E10734=DataInput!$B10733,DataInput!G10733,NA())","v":"Non-Coincident"},{"$f":"IF($E10734=DataInput!$B10733,DataInput!H10733,NA())","v":2021},{"$f":"IF($E10734=DataInput!$B10733,DataInput!I10733,NA())","v":"POE10"},{"$f":"IF($E10734=DataInput!$B10733,DataInput!J10733,NA())","v":301.03021630000001},{"$f":"IF($E10734=DataInput!$B10733,DataInput!K10733,NA())","v":0.91373771299999995},null,null,"VIC South Morang (AusNet) 66 kV",null,null,null,null,false,null,null,{"$error":"#N/A"},{"$error":"#N/A"},{"$error":"#N/A"},{"$error":"#N/A"},{"$error":"#N/A"},{"$error":"#N/A"},{"$error":"#N/A"},{"$error":"#N/A"},{"$error":"#N/A"},{"$error":"#N/A"}]
[null,{"$f":"IF(DataInput!B10769=$B$8,IF($B$9=$B$10,TRUE,IF(DataInput!E10769=$B$9,TRUE,FALSE)))","v":true},null,null,{"$f":"IF(B10770=TRUE,DataInput!B10769,NA())","v":"VIC"},{"$f":"IF($E10770=DataInput!$B10769,DataInput!C10769,NA())","v":"SMTS66A"},{"$f":"IF($E10770=DataInput!$B10769,DataInput!D10769,NA())","v":"South Morang (AusNet) 66 kV"},{"$f":"IF($E10770=DataInput!$B10769,DataInput!E10769,NA())","v":"AusNet"},{"$f":"IF($E10770=DataInput!$B10769,DataInput!F10769,NA())","v":"Winter"},{"$f":"IF($E10770=DataInput!$B10769,DataInput!G10769,NA())","v":"Non-Coincident"},{"$f":"IF($E10770=DataInput!$B10769,DataInput!H10769,NA())","v":2012},{"$f":"IF($E10770=DataInput!$B10769,DataInput!I10769,NA())","v":"TempCorrActualPOE10"},{"$f":"IF($E10770=DataInput!$B10769,DataInput!J10769,NA())","v":159.7018668},{"$f":"IF($E10770=DataInput!$B10769,DataInput!K10769,NA())","v":"NA"},null,null,"VIC South Morang (AusNet) 66 kV",null,null,null,null,false,null,null,{"$error":"#N/A"},{"$error":"#N/A"},{"$error":"#N/A"},{"$error":"#N/A"},{"$error":"#N/A"},{"$error":"#N/A"},{"$error":"#N/A"},{"$error":"#N/A"},{"$error":"#N/A"},{"$error":"#N/A"}]
[null,{"$f":"IF(DataInput!B10800=$B$8,IF($B$9=$B$10,TRUE,IF(DataInput!E10800=$B$9,TRUE,FALSE)))","v":true},null,null,{"$f":"IF(B10801=TRUE,DataInput!B10800,NA())","v":"VIC"},{"$f":"IF($E10801=DataInput!$B10800,DataInput!C10800,NA())","v":"SMTS66A"},{"$f":"IF($E10801=DataInput!$B10800,DataInput!D10800,NA())","v":"South Morang (AusNet) 66 kV"},{"$f":"IF($E10801=DataInput!$B10800,DataInput!E10800,NA())","v":"AusNet"},{"$f":"IF($E10801=DataInput!$B10800,DataInput!F10800,NA())","v":"Winter"},{"$f":"IF($E10801=DataInput!$B10800,DataInput!G10800,NA())","v":"Coincident"},{"$f":"IF($E10801=DataInput!$B10800,DataInput!H10800,NA())","v":2018},{"$f":"IF($E10801=DataInput!$B10800,DataInput!I10800,NA())","v":"POE50"},{"$f":"IF($E10801=DataInput!$B10800,DataInput!J10800,NA())","v":184.533905},{"$f":"IF($E10801=DataInput!$B10800,DataInput!K10800,NA())","v":0.98080974799999998},null,null,"VIC South Morang (AusNet) 66 kV",null,null,null,null,false,null,null,{"$error":"#N/A"},{"$error":"#N/A"},{"$error":"#N/A"},{"$error":"#N/A"},{"$error":"#N/A"},{"$error":"#N/A"},{"$error":"#N/A"},{"$error":"#N/A"},{"$error":"#N/A"},{"$error":"#N/A"}]
[null,{"$f":"IF(DataInput!B10818=$B$8,IF($B$9=$B$10,TRUE,IF(DataInput!E10818=$B$9,TRUE,FALSE)))","v":true},null,null,{"$f":"IF(B10819=TRUE,DataInput!B10818,NA())","v":"VIC"},{"$f":"IF($E10819=DataInput!$B10818,DataInput!C10818,NA())","v":"SMTS66A"},{"$f":"IF($E10819=DataInput!$B10818,DataInput!D10818,NA())","v":"South Morang (AusNet) 66 kV"},{"$f":"IF($E10819=DataInput!$B10818,DataInput!E10818,NA())","v":"AusNet"},{"$f":"IF($E10819=DataInput!$B10818,DataInput!F10818,NA())","v":"Winter"},{"$f":"IF($E10819=DataInput!$B10818,DataInput!G10818,NA())","v":"Non-Coincident"},{"$f":"IF($E10819=DataInput!$B10818,DataInput!H10818,NA())","v":2023},{"$f":"IF($E10819=DataInput!$B10818,DataInput!I10818,NA())","v":"POE50"},{"$f":"IF($E10819=DataInput!$B10818,DataInput!J10818,NA())","v":218.26044730000001},{"$f":"IF($E10819=DataInput!$B10818,DataInput!K10818,NA())","v":0.97912380799999998},null,null,"VIC South Morang (AusNet) 66 kV",null,null,null,null,false,null,null,{"$error":"#N/A"},{"$error":"#N/A"},{"$error":"#N/A"},{"$error":"#N/A"},{"$error":"#N/A"},{"$error":"#N/A"},{"$error":"#N/A"},{"$error":"#N/A"},{"$error":"#N/A"},{"$error":"#N/A"}]
[null,{"$f":"IF(DataInput!B10856=$B$8,IF($B$9=$B$10,TRUE,IF(DataInput!E10856=$B$9,TRUE,FALSE)))","v":true},null,null,{"$f":"IF(B10857=TRUE,DataInput!B10856,NA())","v":"VIC"},{"$f":"IF($E10857=DataInput!$B10856,DataInput!C10856,NA())","v":"SMTS66J"},{"$f":"IF($E10857=DataInput!$B10856,DataInput!D10856,NA())","v":"South Morang (Jemena) 66 kV"},{"$f":"IF($E10857=DataInput!$B10856,DataInput!E10856,NA())","v":"Jemena"},{"$f":"IF($E10857=DataInput!$B10856,DataInput!F10856,NA())","v":"Summer"},{"$f":"IF($E10857=DataInput!$B10856,DataInput!G10856,NA())","v":"Coincident"},{"$f":"IF($E10857=DataInput!$B10856,DataInput!H10856,NA())","v":2015},{"$f":"IF($E10857=DataInput!$B10856,DataInput!I10856,NA())","v":"TempCorrActualPOE50"},{"$f":"IF($E10857=DataInput!$B10856,DataInput!J10856,NA())","v":57.707449939999997},{"$f":"IF($E10857=DataInput!$B10856,DataInput!K10856,NA())","v":"NA"},null,null,"VIC South Morang (Jemena) 66 kV",null,null,null,null,false,null,null,{"$error":"#N/A"},{"$error":"#N/A"},{"$error":"#N/A"},{"$error":"#N/A"},{"$error":"#N/A"},{"$error":"#N/A"},{"$error":"#N/A"},{"$error":"#N/A"},{"$error":"#N/A"},{"$error":"#N/A"}]
[null,{"$f":"IF(DataInput!B10866=$B$8,IF($B$9=$B$10,TRUE,IF(DataInput!E10866=$B$9,TRUE,FALSE)))","v":true},null,null,{"$f":"IF(B10867=TRUE,DataInput!B10866,NA())","v":"VIC"},{"$f":"IF($E10867=DataInput!$B10866,DataInput!C10866,NA())","v":"SMTS66J"},{"$f":"IF($E10867=DataInput!$B10866,DataInput!D10866,NA())","v":"South Morang (Jemena) 66 kV"},{"$f":"IF($E10867=DataInput!$B10866,DataInput!E10866,NA())","v":"Jemena"},{"$f":"IF($E10867=DataInput!$B10866,DataInput!F10866,NA())","v":"Summer"},{"$f":"IF($E10867=DataInput!$B10866,DataInput!G10866,NA())","v":"Non-Coincident"},{"$f":"IF($E10867=DataInput!$B10866,DataInput!H10866,NA())","v":2017},{"$f":"IF($E10867=DataInput!$B10866,DataInput!I10866,NA())","v":"POE50"},{"$f":"IF($E10867=DataInput!$B10866,DataInput!J10866,NA())","v":59.896045669999999},{"$f":"IF($E10867=DataInput!$B10866,DataInput!K10866,NA())","v":0.87422970099999997},null,null,"VIC South Morang (Jemena) 66 kV",null,null,null,null,false,null,null,{"$error":"#N/A"},{"$error":"#N/A"},{"$error":"#N/A"},{"$error":"#N/A"},{"$error":"#N/A"},{"$error":"#N/A"},{"$error":"#N/A"},{"$error":"#N/A"},{"$error":"#N/A"},{"$error":"#N/A"}]
[null,{"$f":"IF(DataInput!B10897=$B$8,IF($B$9=$B$10,TRUE,IF(DataInput!E10897=$B$9,TRUE,FALSE)))","v":true},null,null,{"$f":"IF(B10898=TRUE,DataInput!B10897,NA())","v":"VIC"},{"$f":"IF($E10898=DataInput!$B10897,DataInput!C10897,NA())","v":"SMTS66J"},{"$f":"IF($E10898=DataInput!$B10897,DataInput!D10897,NA())","v":"South Morang (Jemena) 66 kV"},{"$f":"IF($E10898=DataInput!$B10897,DataInput!E10897,NA())","v":"Jemena"},{"$f":"IF($E10898=DataInput!$B10897,DataInput!F10897,NA())","v":"Summer"},{"$f":"IF($E10898=DataInput!$B10897,DataInput!G10897,NA())","v":"Non-Coincident"},{"$f":"IF($E10898=DataInput!$B10897,DataInput!H10897,NA())","v":2025},{"$f":"IF($E10898=DataInput!$B10897,DataInput!I10897,NA())","v":"POE10"},{"$f":"IF($E10898=DataInput!$B10897,DataInput!J10897,NA())","v":61.67504598},{"$f":"IF($E10898=DataInput!$B10897,DataInput!K10897,NA())","v":0.90403562999999998},null,null,"VIC South Morang (Jemena) 66 kV",null,null,null,null,false,null,null,{"$error":"#N/A"},{"$error":"#N/A"},{"$error":"#N/A"},{"$error":"#N/A"},{"$error":"#N/A"},{"$error":"#N/A"},{"$error":"#N/A"},{"$error":"#N/A"},{"$error":"#N/A"},{"$error":"#N/A"}]
[null,{"$f":"IF(DataInput!B10928=$B$8,IF($B$9=$B$10,TRUE,IF(DataInput!E10928=$B$9,TRUE,FALSE)))","v":true},null,null,{"$f":"IF(B10929=TRUE,DataInput!B10928,NA())","v":"VIC"},{"$f":"IF($E10929=DataInput!$B10928,DataInput!C10928,NA())","v":"SMTS66J"},{"$f":"IF($E10929=DataInput!$B10928,DataInput!D10928,NA())","v":"South Morang (Jemena) 66 kV"},{"$f":"IF($E10929=DataInput!$B10928,DataInput!E10928,NA())","v":"Jemena"},{"$f":"IF($E10929=DataInput!$B10928,DataInput!F10928,NA())","v":"Winter"},{"$f":"IF($E10929=DataInput!$B10928,DataInput!G10928,NA())","v":"Non-Coincident"},{"$f":"IF($E10929=DataInput!$B10928,DataInput!H10928,NA())","v":2014},{"$f":"IF($E10929=DataInput!$B10928,DataInput!I10928,NA())","v":"TempCorrActualPOE50"},{"$f":"IF($E10929=DataInput!$B10928,DataInput!J10928,NA())","v":59.481192210000003},{"$f":"IF($E10929=DataInput!$B10928,DataInput!K10928,NA())","v":"NA"},null,null,"VIC South Morang (Jemena) 66 kV",null,null,null,null,false,null,null,{"$error":"#N/A"},{"$error":"#N/A"},{"$error":"#N/A"},{"$error":"#N/A"},{"$error":"#N/A"},{"$error":"#N/A"},{"$error":"#N/A"},{"$error":"#N/A"},{"$error":"#N/A"},{"$error":"#N/A"}]
[null,{"$f":"IF(DataInput!B10955=$B$8,IF($B$9=$B$10,TRUE,IF(DataInput!E10955=$B$9,TRUE,FALSE)))","v":true},null,null,{"$f":"IF(B10956=TRUE,DataInput!B10955,NA())","v":"VIC"},{"$f":"IF($E10956=DataInput!$B10955,DataInput!C10955,NA())","v":"SMTS66J"},{"$f":"IF($E10956=DataInput!$B10955,DataInput!D10955,NA())","v":"South Morang (Jemena) 66 kV"},{"$f":"IF($E10956=DataInput!$B10955,DataInput!E10955,NA())","v":"Jemena"},{"$f":"IF($E10956=DataInput!$B10955,DataInput!F10955,NA())","v":"Winter"},{"$f":"IF($E10956=DataInput!$B10955,DataInput!G10955,NA())","v":"Non-Coincident"},{"$f":"IF($E10956=DataInput!$B10955,DataInput!H10955,NA())","v":2021},{"$f":"IF($E10956=DataInput!$B10955,DataInput!I10955,NA())","v":"POE10"},{"$f":"IF($E10956=DataInput!$B10955,DataInput!J10955,NA())","v":63.794893500000001},{"$f":"IF($E10956=DataInput!$B10955,DataInput!K10955,NA())","v":0.921806024},null,null,{"$f":"IF(OR(ISERROR(E10956),ISERROR(G10956)),\"  \",E10956&\" \"&G10956)","v":"VIC South Morang (Jemena) 66 kV"},null,null,null,null,{"$f":"IF(ISERROR(G10956),FALSE,IF($V$9=G10956,TRUE,FALSE))","v":false},null,null,{"$f":"IF($V10956=TRUE,E10956,NA())","v":{"$error":"#N/A"}},{"$error":"#N/A"},{"$error":"#N/A"},{"$error":"#N/A"},{"$error":"#N/A"},{"$error":"#N/A"},{"$error":"#N/A"},{"$error":"#N/A"},{"$error":"#N/A"},{"$error":"#N/A"}]
[null,{"$f":"IF(DataInput!B10976=$B$8,IF($B$9=$B$10,TRUE,IF(DataInput!E10976=$B$9,TRUE,FALSE)))","v":true},null,null,{"$f":"IF(B10977=TRUE,DataInput!B10976,NA())","v":"VIC"},{"$f":"IF($E10977=DataInput!$B10976,DataInput!C10976,NA())","v":"SVTS1266U"},{"$f":"IF($E10977=DataInput!$B10976,DataInput!D10976,NA())","v":"Springvale 12 (United Energy) 66 kV"},{"$f":"IF($E10977=DataInput!$B10976,DataInput!E10976,NA())","v":"United Energy"},{"$f":"IF($E10977=DataInput!$B10976,DataInput!F10976,NA())","v":"Summer"},{"$f":"IF($E10977=DataInput!$B10976,DataInput!G10976,NA())","v":"Non-Coincident"},{"$f":"IF($E10977=DataInput!$B10976,DataInput!H10976,NA())","v":2006},{"$f":"IF($E10977=DataInput!$B10976,DataInput!I10976,NA())","v":"Actual"},{"$f":"IF($E10977=DataInput!$B10976,DataInput!J10976,NA())","v":211.589258},{"$f":"IF($E10977=DataInput!$B10976,DataInput!K10976,NA())","v":"NA"},null,null,"VIC Springvale 12 (United Energy) 66 kV",null,null,null,null,false,null,null,{"$error":"#N/A"},{"$error":"#N/A"},{"$error":"#N/A"},{"$error":"#N/A"},{"$error":"#N/A"},{"$error":"#N/A"},{"$error":"#N/A"},{"$error":"#N/A"},{"$error":"#N/A"},{"$error":"#N/A"}]
[null,{"$f":"IF(DataInput!B11007=$B$8,IF($B$9=$B$10,TRUE,IF(DataInput!E11007=$B$9,TRUE,FALSE)))","v":true},null,null,{"$f":"IF(B11008=TRUE,DataInput!B11007,NA())","v":"VIC"},{"$f":"IF($E11008=DataInput!$B11007,DataInput!C11007,NA())","v":"SVTS1266U"},{"$f":"IF($E11008=DataInput!$B11007,DataInput!D11007,NA())","v":"Springvale 12 (United Energy) 66 kV"},{"$f":"IF($E11008=DataInput!$B11007,DataInput!E11007,NA())","v":"United Energy"},{"$f":"IF($E11008=DataInput!$B11007,DataInput!F11007,NA())","v":"Summer"},{"$f":"IF($E11008=DataInput!$B11007,DataInput!G11007,NA())","v":"Coincident"},{"$f":"IF($E11008=DataInput!$B11007,DataInput!H11007,NA())","v":2012},{"$f":"IF($E11008=DataInput!$B11007,DataInput!I11007,NA())","v":"TempCorrActualPOE10"},{"$f":"IF($E11008=DataInput!$B11007,DataInput!J11007,NA())","v":251.88223249999999},{"$f":"IF($E11008=DataInput!$B11007,DataInput!K11007,NA())","v":"NA"},null,null,"VIC Springvale 12 (United Energy) 66 kV",null,null,null,null,false,null,null,{"$error":"#N/A"},{"$error":"#N/A"},{"$error":"#N/A"},{"$error":"#N/A"},{"$error":"#N/A"},{"$error":"#N/A"},{"$error":"#N/A"},{"$error":"#N/A"},{"$error":"#N/A"},{"$error":"#N/A"}]
[null,{"$f":"IF(DataInput!B11054=$B$8,IF($B$9=$B$10,TRUE,IF(DataInput!E11054=$B$9,TRUE,FALSE)))","v":true},null,null,{"$f":"IF(B11055=TRUE,DataInput!B11054,NA())","v":"VIC"},{"$f":"IF($E11055=DataInput!$B11054,DataInput!C11054,NA())","v":"SVTS1266U"},{"$f":"IF($E11055=DataInput!$B11054,DataInput!D11054,NA())","v":"Springvale 12 (United Energy) 66 kV"},{"$f":"IF($E11055=DataInput!$B11054,DataInput!E11054,NA())","v":"United Energy"},{"$f":"IF($E11055=DataInput!$B11054,DataInput!F11054,NA())","v":"Summer"},{"$f":"IF($E11055=DataInput!$B11054,DataInput!G11054,NA())","v":"Coincident"},{"$f":"IF($E11055=DataInput!$B11054,DataInput!H11054,NA())","v":2021},{"$f":"IF($E11055=DataInput!$B11054,DataInput!I11054,NA())","v":"POE50"},{"$f":"IF($E11055=DataInput!$B11054,DataInput!J11054,NA())","v":201.98040270000001},{"$f":"IF($E11055=DataInput!$B11054,DataInput!K11054,NA())","v":0.90426740299999997},null,null,"VIC Springvale 12 (United Energy) 66 kV",null,null,null,null,false,null,null,{"$error":"#N/A"},{"$error":"#N/A"},{"$error":"#N/A"},{"$error":"#N/A"},{"$error":"#N/A"},{"$error":"#N/A"},{"$error":"#N/A"},{"$error":"#N/A"},{"$error":"#N/A"},{"$error":"#N/A"}]
[null,{"$f":"IF(DataInput!B11078=$B$8,IF($B$9=$B$10,TRUE,IF(DataInput!E11078=$B$9,TRUE,FALSE)))","v":true},null,null,{"$f":"IF(B11079=TRUE,DataInput!B11078,NA())","v":"VIC"},{"$f":"IF($E11079=DataInput!$B11078,DataInput!C11078,NA())","v":"SVTS1266U"},{"$f":"IF($E11079=DataInput!$B11078,DataInput!D11078,NA())","v":"Springvale 12 (United Energy) 66 kV"},{"$f":"IF($E11079=DataInput!$B11078,DataInput!E11078,NA())","v":"United Energy"},{"$f":"IF($E11079=DataInput!$B11078,DataInput!F11078,NA())","v":"Winter"},{"$f":"IF($E11079=DataInput!$B11078,DataInput!G11078,NA())","v":"Coincident"},{"$f":"IF($E11079=DataInput!$B11078,DataInput!H11078,NA())","v":2006},{"$f":"IF($E11079=DataInput!$B11078,DataInput!I11078,NA())","v":"TempCorrActualPOE50"},{"$f":"IF($E11079=DataInput!$B11078,DataInput!J11078,NA())","v":169.2394157},{"$f":"IF($E11079=DataInput!$B11078,DataInput!K11078,NA())","v":"NA"},null,null,"VIC Springvale 12 (United Energy) 66 kV",null,null,null,null,false,null,null,{"$error":"#N/A"},{"$error":"#N/A"},{"$error":"#N/A"},{"$error":"#N/A"},{"$error":"#N/A"},{"$error":"#N/A"},{"$error":"#N/A"},{"$error":"#N/A"},{"$error":"#N/A"},{"$error":"#N/A"}]
[null,{"$f":"IF(DataInput!B11102=$B$8,IF($B$9=$B$10,TRUE,IF(DataInput!E11102=$B$9,TRUE,FALSE)))","v":true},null,null,{"$f":"IF(B11103=TRUE,DataInput!B11102,NA())","v":"VIC"},{"$f":"IF($E11103=DataInput!$B11102,DataInput!C11102,NA())","v":"SVTS1266U"},{"$f":"IF($E11103=DataInput!$B11102,DataInput!D11102,NA())","v":"Springvale 12 (United Energy) 66 kV"},{"$f":"IF($E11103=DataInput!$B11102,DataInput!E11102,NA())","v":"United Energy"},{"$f":"IF($E11103=DataInput!$B11102,DataInput!F11102,NA())","v":"Winter"},{"$f":"IF($E11103=DataInput!$B11102,DataInput!G11102,NA())","v":"Coincident"},{"$f":"IF($E11103=DataInput!$B11102,DataInput!H11102,NA())","v":2010},{"$f":"IF($E11103=DataInput!$B11102,DataInput!I11102,NA())","v":"TempCorrActualPOE50"},{"$f":"IF($E11103=DataInput!$B11102,DataInput!J11102,NA())","v":183.61049850000001},{"$f":"IF($E11103=DataInput!$B11102,DataInput!K11102,NA())","v":"NA"},null,null,"VIC Springvale 12 (United Energy) 66 kV",null,null,null,null,false,null,null,{"$error":"#N/A"},{"$error":"#N/A"},{"$error":"#N/A"},{"$error":"#N/A"},{"$error":"#N/A"},{"$error":"#N/A"},{"$error":"#N/A"},{"$error":"#N/A"},{"$error":"#N/A"},{"$error":"#N/A"}]
[null,{"$f":"IF(DataInput!B11133=$B$8,IF($B$9=$B$10,TRUE,IF(DataInput!E11133=$B$9,TRUE,FALSE)))","v":true},null,null,{"$f":"IF(B11134=TRUE,DataInput!B11133,NA())","v":"VIC"},{"$f":"IF($E11134=DataInput!$B11133,DataInput!C11133,NA())","v":"SVTS1266U"},{"$f":"IF($E11134=DataInput!$B11133,DataInput!D11133,NA())","v":"Springvale 12 (United Energy) 66 kV"},{"$f":"IF($E11134=DataInput!$B11133,DataInput!E11133,NA())","v":"United Energy"},{"$f":"IF($E11134=DataInput!$B11133,DataInput!F11133,NA())","v":"Winter"},{"$f":"IF($E11134=DataInput!$B11133,DataInput!G11133,NA())","v":"Coincident"},{"$f":"IF($E11134=DataInput!$B11133,DataInput!H11133,NA())","v":2015},{"$f":"IF($E11134=DataInput!$B11133,DataInput!I11133,NA())","v":"POE10"},{"$f":"IF($E11134=DataInput!$B11133,DataInput!J11133,NA())","v":185.2000219},{"$f":"IF($E11134=DataInput!$B11133,DataInput!K11133,NA())","v":0.929730477},null,null,"VIC Springvale 12 (United Energy) 66 kV",null,null,null,null,false,null,null,{"$error":"#N/A"},{"$error":"#N/A"},{"$error":"#N/A"},{"$error":"#N/A"},{"$error":"#N/A"},{"$error":"#N/A"},{"$error":"#N/A"},{"$error":"#N/A"},{"$error":"#N/A"},{"$error":"#N/A"}]
[null,{"$f":"IF(DataInput!B11164=$B$8,IF($B$9=$B$10,TRUE,IF(DataInput!E11164=$B$9,TRUE,FALSE)))","v":true},null,null,{"$f":"IF(B11165=TRUE,DataInput!B11164,NA())","v":"VIC"},{"$f":"IF($E11165=DataInput!$B11164,DataInput!C11164,NA())","v":"SVTS1266U"},{"$f":"IF($E11165=DataInput!$B11164,DataInput!D11164,NA())","v":"Springvale 12 (United Energy) 66 kV"},{"$f":"IF($E11165=DataInput!$B11164,DataInput!E11164,NA())","v":"United Energy"},{"$f":"IF($E11165=DataInput!$B11164,DataInput!F11164,NA())","v":"Winter"},{"$f":"IF($E11165=DataInput!$B11164,DataInput!G11164,NA())","v":"Non-Coincident"},{"$f":"IF($E11165=DataInput!$B11164,DataInput!H11164,NA())","v":2023},{"$f":"IF($E11165=DataInput!$B11164,DataInput!I11164,NA())","v":"POE50"},{"$f":"IF($E11165=DataInput!$B11164,DataInput!J11164,NA())","v":220.305273},{"$f":"IF($E11165=DataInput!$B11164,DataInput!K11164,NA())","v":0.91517047900000004},null,null,"VIC Springvale 12 (United Energy) 66 kV",null,null,null,null,false,null,null,{"$error":"#N/A"},{"$error":"#N/A"},{"$error":"#N/A"},{"$error":"#N/A"},{"$error":"#N/A"},{"$error":"#N/A"},{"$error":"#N/A"},{"$error":"#N/A"},{"$error":"#N/A"},{"$error":"#N/A"}]
[null,{"$f":"IF(DataInput!B11205=$B$8,IF($B$9=$B$10,TRUE,IF(DataInput!E11205=$B$9,TRUE,FALSE)))","v":true},null,null,{"$f":"IF(B11206=TRUE,DataInput!B11205,NA())","v":"VIC"},{"$f":"IF($E11206=DataInput!$B11205,DataInput!C11205,NA())","v":"SVTS3466C"},{"$f":"IF($E11206=DataInput!$B11205,DataInput!D11205,NA())","v":"Springvale 34 (CitiPower) 66 kV"},{"$f":"IF($E11206=DataInput!$B11205,DataInput!E11205,NA())","v":"Citipower"},{"$f":"IF($E11206=DataInput!$B11205,DataInput!F11205,NA())","v":"Summer"},{"$f":"IF($E11206=DataInput!$B11205,DataInput!G11205,NA())","v":"Coincident"},{"$f":"IF($E11206=DataInput!$B11205,DataInput!H11205,NA())","v":2011},{"$f":"IF($E11206=DataInput!$B11205,DataInput!I11205,NA())","v":"Actual"},{"$f":"IF($E11206=DataInput!$B11205,DataInput!J11205,NA())","v":25.588827999999999},{"$f":"IF($E11206=DataInput!$B11205,DataInput!K11205,NA())","v":"NA"},null,null,"VIC Springvale 34 (CitiPower) 66 kV",null,null,null,null,false,null,null,{"$error":"#N/A"},{"$error":"#N/A"},{"$error":"#N/A"},{"$error":"#N/A"},{"$error":"#N/A"},{"$error":"#N/A"},{"$error":"#N/A"},{"$error":"#N/A"},{"$error":"#N/A"},{"$error":"#N/A"}]
[null,{"$f":"IF(DataInput!B11212=$B$8,IF($B$9=$B$10,TRUE,IF(DataInput!E11212=$B$9,TRUE,FALSE)))","v":true},null,null,{"$f":"IF(B11213=TRUE,DataInput!B11212,NA())","v":"VIC"},{"$f":"IF($E11213=DataInput!$B11212,DataInput!C11212,NA())","v":"SVTS3466C"},{"$f":"IF($E11213=DataInput!$B11212,DataInput!D11212,NA())","v":"Springvale 34 (CitiPower) 66 kV"},{"$f":"IF($E11213=DataInput!$B11212,DataInput!E11212,NA())","v":"Citipower"},{"$f":"IF($E11213=DataInput!$B11212,DataInput!F11212,NA())","v":"Summer"},{"$f":"IF($E11213=DataInput!$B11212,DataInput!G11212,NA())","v":"Non-Coincident"},{"$f":"IF($E11213=DataInput!$B11212,DataInput!H11212,NA())","v":2012},{"$f":"IF($E11213=DataInput!$B11212,DataInput!I11212,NA())","v":"Actual"},{"$f":"IF($E11213=DataInput!$B11212,DataInput!J11212,NA())","v":35.210472000000003},{"$f":"IF($E11213=DataInput!$B11212,DataInput!K11212,NA())","v":"NA"},null,null,"VIC Springvale 34 (CitiPower) 66 kV",null,null,null,null,false,null,null,{"$error":"#N/A"},{"$error":"#N/A"},{"$error":"#N/A"},{"$error":"#N/A"},{"$error":"#N/A"},{"$error":"#N/A"},{"$error":"#N/A"},{"$error":"#N/A"},{"$error":"#N/A"},{"$error":"#N/A"}]
[null,{"$f":"IF(DataInput!B11243=$B$8,IF($B$9=$B$10,TRUE,IF(DataInput!E11243=$B$9,TRUE,FALSE)))","v":true},null,null,{"$f":"IF(B11244=TRUE,DataInput!B11243,NA())","v":"VIC"},{"$f":"IF($E11244=DataInput!$B11243,DataInput!C11243,NA())","v":"SVTS3466C"},{"$f":"IF($E11244=DataInput!$B11243,DataInput!D11243,NA())","v":"Springvale 34 (CitiPower) 66 kV"},{"$f":"IF($E11244=DataInput!$B11243,DataInput!E11243,NA())","v":"Citipower"},{"$f":"IF($E11244=DataInput!$B11243,DataInput!F11243,NA())","v":"Summer"},{"$f":"IF($E11244=DataInput!$B11243,DataInput!G11243,NA())","v":"Non-Coincident"},{"$f":"IF($E11244=DataInput!$B11243,DataInput!H11243,NA())","v":2019},{"$f":"IF($E11244=DataInput!$B11243,DataInput!I11243,NA())","v":"POE10"},{"$f":"IF($E11244=DataInput!$B11243,DataInput!J11243,NA())","v":39.439119210000001},{"$f":"IF($E11244=DataInput!$B11243,DataInput!K11243,NA())","v":0.89522516799999996},null,null,"VIC Springvale 34 (CitiPower) 66 kV",null,null,null,null,false,null,null,{"$error":"#N/A"},{"$error":"#N/A"},{"$error":"#N/A"},{"$error":"#N/A"},{"$error":"#N/A"},{"$error":"#N/A"},{"$error":"#N/A"},{"$error":"#N/A"},{"$error":"#N/A"},{"$error":"#N/A"}]
[null,{"$f":"IF(DataInput!B11290=$B$8,IF($B$9=$B$10,TRUE,IF(DataInput!E11290=$B$9,TRUE,FALSE)))","v":true},null,null,{"$f":"IF(B11291=TRUE,DataInput!B11290,NA())","v":"VIC"},{"$f":"IF($E11291=DataInput!$B11290,DataInput!C11290,NA())","v":"SVTS3466C"},{"$f":"IF($E11291=DataInput!$B11290,DataInput!D11290,NA())","v":"Springvale 34 (CitiPower) 66 kV"},{"$f":"IF($E11291=DataInput!$B11290,DataInput!E11290,NA())","v":"Citipower"},{"$f":"IF($E11291=DataInput!$B11290,DataInput!F11290,NA())","v":"Winter"},{"$f":"IF($E11291=DataInput!$B11290,DataInput!G11290,NA())","v":"Coincident"},{"$f":"IF($E11291=DataInput!$B11290,DataInput!H11290,NA())","v":2008},{"$f":"IF($E11291=DataInput!$B11290,DataInput!I11290,NA())","v":"TempCorrActualPOE50"},{"$f":"IF($E11291=DataInput!$B11290,DataInput!J11290,NA())","v":25.540836760000001},{"$f":"IF($E11291=DataInput!$B11290,DataInput!K11290,NA())","v":"NA"},null,null,"VIC Springvale 34 (CitiPower) 66 kV",null,null,null,null,false,null,null,{"$error":"#N/A"},{"$error":"#N/A"},{"$error":"#N/A"},{"$error":"#N/A"},{"$error":"#N/A"},{"$error":"#N/A"},{"$error":"#N/A"},{"$error":"#N/A"},{"$error":"#N/A"},{"$error":"#N/A"}]
[null,{"$f":"IF(DataInput!B11300=$B$8,IF($B$9=$B$10,TRUE,IF(DataInput!E11300=$B$9,TRUE,FALSE)))","v":true},null,null,{"$f":"IF(B11301=TRUE,DataInput!B11300,NA())","v":"VIC"},{"$f":"IF($E11301=DataInput!$B11300,DataInput!C11300,NA())","v":"SVTS3466C"},{"$f":"IF($E11301=DataInput!$B11300,DataInput!D11300,NA())","v":"Springvale 34 (CitiPower) 66 kV"},{"$f":"IF($E11301=DataInput!$B11300,DataInput!E11300,NA())","v":"Citipower"},{"$f":"IF($E11301=DataInput!$B11300,DataInput!F11300,NA())","v":"Winter"},{"$f":"IF($E11301=DataInput!$B11300,DataInput!G11300,NA())","v":"Non-Coincident"},{"$f":"IF($E11301=DataInput!$B11300,DataInput!H11300,NA())","v":2009},{"$f":"IF($E11301=DataInput!$B11300,DataInput!I11300,NA())","v":"Actual"},{"$f":"IF($E11301=DataInput!$B11300,DataInput!J11300,NA())","v":24.807507999999999},{"$f":"IF($E11301=DataInput!$B11300,DataInput!K11300,NA())","v":"NA"},null,null,"VIC Springvale 34 (CitiPower) 66 kV",null,null,null,null,false,null,null,{"$error":"#N/A"},{"$error":"#N/A"},{"$error":"#N/A"},{"$error":"#N/A"},{"$error":"#N/A"},{"$error":"#N/A"},{"$error":"#N/A"},{"$error":"#N/A"},{"$error":"#N/A"},{"$error":"#N/A"}]
[null,{"$f":"IF(DataInput!B11338=$B$8,IF($B$9=$B$10,TRUE,IF(DataInput!E11338=$B$9,TRUE,FALSE)))","v":true},null,null,{"$f":"IF(B11339=TRUE,DataInput!B11338,NA())","v":"VIC"},{"$f":"IF($E11339=DataInput!$B11338,DataInput!C11338,NA())","v":"SVTS3466C"},{"$f":"IF($E11339=DataInput!$B11338,DataInput!D11338,NA())","v":"Springvale 34 (CitiPower) 66 kV"},{"$f":"IF($E11339=DataInput!$B11338,DataInput!E11338,NA())","v":"Citipower"},{"$f":"IF($E11339=DataInput!$B11338,DataInput!F11338,NA())","v":"Winter"},{"$f":"IF($E11339=DataInput!$B11338,DataInput!G11338,NA())","v":"Coincident"},{"$f":"IF($E11339=DataInput!$B11338,DataInput!H11338,NA())","v":2016},{"$f":"IF($E11339=DataInput!$B11338,DataInput!I11338,NA())","v":"POE50"},{"$f":"IF($E11339=DataInput!$B11338,DataInput!J11338,NA())","v":24.152620729999999},{"$f":"IF($E11339=DataInput!$B11338,DataInput!K11338,NA())","v":0.91604783400000001},null,null,"VIC Springvale 34 (CitiPower) 66 kV",null,null,null,null,false,null,null,{"$error":"#N/A"},{"$error":"#N/A"},{"$error":"#N/A"},{"$error":"#N/A"},{"$error":"#N/A"},{"$error":"#N/A"},{"$error":"#N/A"},{"$error":"#N/A"},{"$error":"#N/A"},{"$error":"#N/A"}]
[null,{"$f":"IF(DataInput!B11369=$B$8,IF($B$9=$B$10,TRUE,IF(DataInput!E11369=$B$9,TRUE,FALSE)))","v":true},null,null,{"$f":"IF(B11370=TRUE,DataInput!B11369,NA())","v":"VIC"},{"$f":"IF($E11370=DataInput!$B11369,DataInput!C11369,NA())","v":"SVTS3466C"},{"$f":"IF($E11370=DataInput!$B11369,DataInput!D11369,NA())","v":"Springvale 34 (CitiPower) 66 kV"},{"$f":"IF($E11370=DataInput!$B11369,DataInput!E11369,NA())","v":"Citipower"},{"$f":"IF($E11370=DataInput!$B11369,DataInput!F11369,NA())","v":"Winter"},{"$f":"IF($E11370=DataInput!$B11369,DataInput!G11369,NA())","v":"Coincident"},{"$f":"IF($E11370=DataInput!$B11369,DataInput!H11369,NA())","v":2024},{"$f":"IF($E11370=DataInput!$B11369,DataInput!I11369,NA())","v":"POE10"},{"$f":"IF($E11370=DataInput!$B11369,DataInput!J11369,NA())","v":25.904370920000002},{"$f":"IF($E11370=DataInput!$B11369,DataInput!K11369,NA())","v":0.92570176500000001},null,null,"VIC Springvale 34 (CitiPower) 66 kV",null,null,null,null,false,null,null,{"$error":"#N/A"},{"$error":"#N/A"},{"$error":"#N/A"},{"$error":"#N/A"},{"$error":"#N/A"},{"$error":"#N/A"},{"$error":"#N/A"},{"$error":"#N/A"},{"$error":"#N/A"},{"$error":"#N/A"}]
[null,{"$f":"IF(DataInput!B11400=$B$8,IF($B$9=$B$10,TRUE,IF(DataInput!E11400=$B$9,TRUE,FALSE)))","v":true},null,null,{"$f":"IF(B11401=TRUE,DataInput!B11400,NA())","v":"VIC"},{"$f":"IF($E11401=DataInput!$B11400,DataInput!C11400,NA())","v":"SVTS3466U"},{"$f":"IF($E11401=DataInput!$B11400,DataInput!D11400,NA())","v":"Springvale 34 (United Energy) 66 kV"},{"$f":"IF($E11401=DataInput!$B11400,DataInput!E11400,NA())","v":"United Energy"},{"$f":"IF($E11401=DataInput!$B11400,DataInput!F11400,NA())","v":"Summer"},{"$f":"IF($E11401=DataInput!$B11400,DataInput!G11400,NA())","v":"Non-Coincident"},{"$f":"IF($E11401=DataInput!$B11400,DataInput!H11400,NA())","v":2010},{"$f":"IF($E11401=DataInput!$B11400,DataInput!I11400,NA())","v":"Actual"},{"$f":"IF($E11401=DataInput!$B11400,DataInput!J11400,NA())","v":179.93781200000001},{"$f":"IF($E11401=DataInput!$B11400,DataInput!K11400,NA())","v":"NA"},null,null,"VIC Springvale 34 (United Energy) 66 kV",null,null,null,null,false,null,null,{"$error":"#N/A"},{"$error":"#N/A"},{"$error":"#N/A"},{"$error":"#N/A"},{"$error":"#N/A"},{"$error":"#N/A"},{"$error":"#N/A"},{"$error":"#N/A"},{"$error":"#N/A"},{"$error":"#N/A"}]
[null,{"$f":"IF(DataInput!B11427=$B$8,IF($B$9=$B$10,TRUE,IF(DataInput!E11427=$B$9,TRUE,FALSE)))","v":true},null,null,{"$f":"IF(B11428=TRUE,DataInput!B11427,NA())","v":"VIC"},{"$f":"IF($E11428=DataInput!$B11427,DataInput!C11427,NA())","v":"SVTS3466U"},{"$f":"IF($E11428=DataInput!$B11427,DataInput!D11427,NA())","v":"Springvale 34 (United Energy) 66 kV"},{"$f":"IF($E11428=DataInput!$B11427,DataInput!E11427,NA())","v":"United Energy"},{"$f":"IF($E11428=DataInput!$B11427,DataInput!F11427,NA())","v":"Summer"},{"$f":"IF($E11428=DataInput!$B11427,DataInput!G11427,NA())","v":"Non-Coincident"},{"$f":"IF($E11428=DataInput!$B11427,DataInput!H11427,NA())","v":2015},{"$f":"IF($E11428=DataInput!$B11427,DataInput!I11427,NA())","v":"TempCorrActualPOE10"},{"$f":"IF($E11428=DataInput!$B11427,DataInput!J11427,NA())","v":164.20537759999999},{"$f":"IF($E11428=DataInput!$B11427,DataInput!K11427,NA())","v":"NA"},null,null,"VIC Springvale 34 (United Energy) 66 kV",null,null,null,null,false,null,null,{"$error":"#N/A"},{"$error":"#N/A"},{"$error":"#N/A"},{"$error":"#N/A"},{"$error":"#N/A"},{"$error":"#N/A"},{"$error":"#N/A"},{"$error":"#N/A"},{"$error":"#N/A"},{"$error":"#N/A"}]
[null,{"$f":"IF(DataInput!B11448=$B$8,IF($B$9=$B$10,TRUE,IF(DataInput!E11448=$B$9,TRUE,FALSE)))","v":true},null,null,{"$f":"IF(B11449=TRUE,DataInput!B11448,NA())","v":"VIC"},{"$f":"IF($E11449=DataInput!$B11448,DataInput!C11448,NA())","v":"SVTS3466U"},{"$f":"IF($E11449=DataInput!$B11448,DataInput!D11448,NA())","v":"Springvale 34 (United Energy) 66 kV"},{"$f":"IF($E11449=DataInput!$B11448,DataInput!E11448,NA())","v":"United Energy"},{"$f":"IF($E11449=DataInput!$B11448,DataInput!F11448,NA())","v":"Summer"},{"$f":"IF($E11449=DataInput!$B11448,DataInput!G11448,NA())","v":"Non-Coincident"},{"$f":"IF($E11449=DataInput!$B11448,DataInput!H11448,NA())","v":2020},{"$f":"IF($E11449=DataInput!$B11448,DataInput!I11448,NA())","v":"POE50"},{"$f":"IF($E11449=DataInput!$B11448,DataInput!J11448,NA())","v":164.1381121},{"$f":"IF($E11449=DataInput!$B11448,DataInput!K11448,NA())","v":0.913369557},null,null,"VIC Springvale 34 (United Energy) 66 kV",null,null,null,null,false,null,null,{"$error":"#N/A"},{"$error":"#N/A"},{"$error":"#N/A"},{"$error":"#N/A"},{"$error":"#N/A"},{"$error":"#N/A"},{"$error":"#N/A"},{"$error":"#N/A"},{"$error":"#N/A"},{"$error":"#N/A"}]
[null,{"$f":"IF(DataInput!B11466=$B$8,IF($B$9=$B$10,TRUE,IF(DataInput!E11466=$B$9,TRUE,FALSE)))","v":true},null,null,{"$f":"IF(B11467=TRUE,DataInput!B11466,NA())","v":"VIC"},{"$f":"IF($E11467=DataInput!$B11466,DataInput!C11466,NA())","v":"SVTS3466U"},{"$f":"IF($E11467=DataInput!$B11466,DataInput!D11466,NA())","v":"Springvale 34 (United Energy) 66 kV"},{"$f":"IF($E11467=DataInput!$B11466,DataInput!E11466,NA())","v":"United Energy"},{"$f":"IF($E11467=DataInput!$B11466,DataInput!F11466,NA())","v":"Summer"},{"$f":"IF($E11467=DataInput!$B11466,DataInput!G11466,NA())","v":"Coincident"},{"$f":"IF($E11467=DataInput!$B11466,DataInput!H11466,NA())","v":2024},{"$f":"IF($E11467=DataInput!$B11466,DataInput!I11466,NA())","v":"POE50"},{"$f":"IF($E11467=DataInput!$B11466,DataInput!J11466,NA())","v":144.0311332},{"$f":"IF($E11467=DataInput!$B11466,DataInput!K11466,NA())","v":0.913011079},null,null,"VIC Springvale 34 (United Energy) 66 kV",null,null,null,null,false,null,null,{"$error":"#N/A"},{"$error":"#N/A"},{"$error":"#N/A"},{"$error":"#N/A"},{"$error":"#N/A"},{"$error":"#N/A"},{"$error":"#N/A"},{"$error":"#N/A"},{"$error":"#N/A"},{"$error":"#N/A"}]
[null,{"$f":"IF(DataInput!B11497=$B$8,IF($B$9=$B$10,TRUE,IF(DataInput!E11497=$B$9,TRUE,FALSE)))","v":true},null,null,{"$f":"IF(B11498=TRUE,DataInput!B11497,NA())","v":"VIC"},{"$f":"IF($E11498=DataInput!$B11497,DataInput!C11497,NA())","v":"SVTS3466U"},{"$f":"IF($E11498=DataInput!$B11497,DataInput!D11497,NA())","v":"Springvale 34 (United Energy) 66 kV"},{"$f":"IF($E11498=DataInput!$B11497,DataInput!E11497,NA())","v":"United Energy"},{"$f":"IF($E11498=DataInput!$B11497,DataInput!F11497,NA())","v":"Winter"},{"$f":"IF($E11498=DataInput!$B11497,DataInput!G11497,NA())","v":"Non-Coincident"},{"$f":"IF($E11498=DataInput!$B11497,DataInput!H11497,NA())","v":2009},{"$f":"IF($E11498=DataInput!$B11497,DataInput!I11497,NA())","v":"TempCorrActualPOE10"},{"$f":"IF($E11498=DataInput!$B11497,DataInput!J11497,NA())","v":123.9967724},{"$f":"IF($E11498=DataInput!$B11497,DataInput!K11497,NA())","v":"NA"},null,null,"VIC Springvale 34 (United Energy) 66 kV",null,null,null,null,false,null,null,{"$error":"#N/A"},{"$error":"#N/A"},{"$error":"#N/A"},{"$error":"#N/A"},{"$error":"#N/A"},{"$error":"#N/A"},{"$error":"#N/A"},{"$error":"#N/A"},{"$error":"#N/A"},{"$error":"#N/A"}]
[null,{"$f":"IF(DataInput!B11550=$B$8,IF($B$9=$B$10,TRUE,IF(DataInput!E11550=$B$9,TRUE,FALSE)))","v":true},null,null,{"$f":"IF(B11551=TRUE,DataInput!B11550,NA())","v":"VIC"},{"$f":"IF($E11551=DataInput!$B11550,DataInput!C11550,NA())","v":"SVTS3466U"},{"$f":"IF($E11551=DataInput!$B11550,DataInput!D11550,NA())","v":"Springvale 34 (United Energy) 66 kV"},{"$f":"IF($E11551=DataInput!$B11550,DataInput!E11550,NA())","v":"United Energy"},{"$f":"IF($E11551=DataInput!$B11550,DataInput!F11550,NA())","v":"Winter"},{"$f":"IF($E11551=DataInput!$B11550,DataInput!G11550,NA())","v":"Coincident"},{"$f":"IF($E11551=DataInput!$B11550,DataInput!H11550,NA())","v":2019},{"$f":"IF($E11551=DataInput!$B11550,DataInput!I11550,NA())","v":"POE50"},{"$f":"IF($E11551=DataInput!$B11550,DataInput!J11550,NA())","v":130.54490340000001},{"$f":"IF($E11551=DataInput!$B11550,DataInput!K11550,NA())","v":0.99165850099999997},null,null,"VIC Springvale 34 (United Energy) 66 kV",null,null,null,null,false,null,null,{"$error":"#N/A"},{"$error":"#N/A"},{"$error":"#N/A"},{"$error":"#N/A"},{"$error":"#N/A"},{"$error":"#N/A"},{"$error":"#N/A"},{"$error":"#N/A"},{"$error":"#N/A"},{"$error":"#N/A"}]
[null,{"$f":"IF(DataInput!B11574=$B$8,IF($B$9=$B$10,TRUE,IF(DataInput!E11574=$B$9,TRUE,FALSE)))","v":true},null,null,{"$f":"IF(B11575=TRUE,DataInput!B11574,NA())","v":"VIC"},{"$f":"IF($E11575=DataInput!$B11574,DataInput!C11574,NA())","v":"TBTS66"},{"$f":"IF($E11575=DataInput!$B11574,DataInput!D11574,NA())","v":"Tyabb (United Energy) 66 kV"},{"$f":"IF($E11575=DataInput!$B11574,DataInput!E11574,NA())","v":"United Energy"},{"$f":"IF($E11575=DataInput!$B11574,DataInput!F11574,NA())","v":"Summer"},{"$f":"IF($E11575=DataInput!$B11574,DataInput!G11574,NA())","v":"Non-Coincident"},{"$f":"IF($E11575=DataInput!$B11574,DataInput!H11574,NA())","v":2006},{"$f":"IF($E11575=DataInput!$B11574,DataInput!I11574,NA())","v":"TempCorrActualPOE50"},{"$f":"IF($E11575=DataInput!$B11574,DataInput!J11574,NA())","v":197.33156199999999},{"$f":"IF($E11575=DataInput!$B11574,DataInput!K11574,NA())","v":"NA"},null,null,"VIC Tyabb (United Energy) 66 kV",null,null,null,null,false,null,null,{"$error":"#N/A"},{"$error":"#N/A"},{"$error":"#N/A"},{"$error":"#N/A"},{"$error":"#N/A"},{"$error":"#N/A"},{"$error":"#N/A"},{"$error":"#N/A"},{"$error":"#N/A"},{"$error":"#N/A"}]
[null,{"$f":"IF(DataInput!B11605=$B$8,IF($B$9=$B$10,TRUE,IF(DataInput!E11605=$B$9,TRUE,FALSE)))","v":true},null,null,{"$f":"IF(B11606=TRUE,DataInput!B11605,NA())","v":"VIC"},{"$f":"IF($E11606=DataInput!$B11605,DataInput!C11605,NA())","v":"TBTS66"},{"$f":"IF($E11606=DataInput!$B11605,DataInput!D11605,NA())","v":"Tyabb (United Energy) 66 kV"},{"$f":"IF($E11606=DataInput!$B11605,DataInput!E11605,NA())","v":"United Energy"},{"$f":"IF($E11606=DataInput!$B11605,DataInput!F11605,NA())","v":"Summer"},{"$f":"IF($E11606=DataInput!$B11605,DataInput!G11605,NA())","v":"Coincident"},{"$f":"IF($E11606=DataInput!$B11605,DataInput!H11605,NA())","v":2011},{"$f":"IF($E11606=DataInput!$B11605,DataInput!I11605,NA())","v":"Actual"},{"$f":"IF($E11606=DataInput!$B11605,DataInput!J11605,NA())","v":205.71088599999999},{"$f":"IF($E11606=DataInput!$B11605,DataInput!K11605,NA())","v":"NA"},null,null,"VIC Tyabb (United Energy) 66 kV",null,null,null,null,false,null,null,{"$error":"#N/A"},{"$error":"#N/A"},{"$error":"#N/A"},{"$error":"#N/A"},{"$error":"#N/A"},{"$error":"#N/A"},{"$error":"#N/A"},{"$error":"#N/A"},{"$error":"#N/A"},{"$error":"#N/A"}]
[null,{"$f":"IF(DataInput!B11636=$B$8,IF($B$9=$B$10,TRUE,IF(DataInput!E11636=$B$9,TRUE,FALSE)))","v":true},null,null,{"$f":"IF(B11637=TRUE,DataInput!B11636,NA())","v":"VIC"},{"$f":"IF($E11637=DataInput!$B11636,DataInput!C11636,NA())","v":"TBTS66"},{"$f":"IF($E11637=DataInput!$B11636,DataInput!D11636,NA())","v":"Tyabb (United Energy) 66 kV"},{"$f":"IF($E11637=DataInput!$B11636,DataInput!E11636,NA())","v":"United Energy"},{"$f":"IF($E11637=DataInput!$B11636,DataInput!F11636,NA())","v":"Summer"},{"$f":"IF($E11637=DataInput!$B11636,DataInput!G11636,NA())","v":"Non-Coincident"},{"$f":"IF($E11637=DataInput!$B11636,DataInput!H11636,NA())","v":2017},{"$f":"IF($E11637=DataInput!$B11636,DataInput!I11636,NA())","v":"POE50"},{"$f":"IF($E11637=DataInput!$B11636,DataInput!J11636,NA())","v":252.3896713},{"$f":"IF($E11637=DataInput!$B11636,DataInput!K11636,NA())","v":0.78562821999999999},null,null,"VIC Tyabb (United Energy) 66 kV",null,null,null,null,false,null,null,{"$error":"#N/A"},{"$error":"#N/A"},{"$error":"#N/A"},{"$error":"#N/A"},{"$error":"#N/A"},{"$error":"#N/A"},{"$error":"#N/A"},{"$error":"#N/A"},{"$error":"#N/A"},{"$error":"#N/A"}]
[null,{"$f":"IF(DataInput!B11649=$B$8,IF($B$9=$B$10,TRUE,IF(DataInput!E11649=$B$9,TRUE,FALSE)))","v":true},null,null,{"$f":"IF(B11650=TRUE,DataInput!B11649,NA())","v":"VIC"},{"$f":"IF($E11650=DataInput!$B11649,DataInput!C11649,NA())","v":"TBTS66"},{"$f":"IF($E11650=DataInput!$B11649,DataInput!D11649,NA())","v":"Tyabb (United Energy) 66 kV"},{"$f":"IF($E11650=DataInput!$B11649,DataInput!E11649,NA())","v":"United Energy"},{"$f":"IF($E11650=DataInput!$B11649,DataInput!F11649,NA())","v":"Summer"},{"$f":"IF($E11650=DataInput!$B11649,DataInput!G11649,NA())","v":"Coincident"},{"$f":"IF($E11650=DataInput!$B11649,DataInput!H11649,NA())","v":2020},{"$f":"IF($E11650=DataInput!$B11649,DataInput!I11649,NA())","v":"POE10"},{"$f":"IF($E11650=DataInput!$B11649,DataInput!J11649,NA())","v":258.64244550000001},{"$f":"IF($E11650=DataInput!$B11649,DataInput!K11649,NA())","v":0.81358085700000005},null,null,"VIC Tyabb (United Energy) 66 kV",null,null,null,null,false,null,null,{"$error":"#N/A"},{"$error":"#N/A"},{"$error":"#N/A"},{"$error":"#N/A"},{"$error":"#N/A"},{"$error":"#N/A"},{"$error":"#N/A"},{"$error":"#N/A"},{"$error":"#N/A"},{"$error":"#N/A"}]
[null,{"$f":"IF(DataInput!B11684=$B$8,IF($B$9=$B$10,TRUE,IF(DataInput!E11684=$B$9,TRUE,FALSE)))","v":true},null,null,{"$f":"IF(B11685=TRUE,DataInput!B11684,NA())","v":"VIC"},{"$f":"IF($E11685=DataInput!$B11684,DataInput!C11684,NA())","v":"TBTS66"},{"$f":"IF($E11685=DataInput!$B11684,DataInput!D11684,NA())","v":"Tyabb (United Energy) 66 kV"},{"$f":"IF($E11685=DataInput!$B11684,DataInput!E11684,NA())","v":"United Energy"},{"$f":"IF($E11685=DataInput!$B11684,DataInput!F11684,NA())","v":"Winter"},{"$f":"IF($E11685=DataInput!$B11684,DataInput!G11684,NA())","v":"Coincident"},{"$f":"IF($E11685=DataInput!$B11684,DataInput!H11684,NA())","v":2007},{"$f":"IF($E11685=DataInput!$B11684,DataInput!I11684,NA())","v":"TempCorrActualPOE50"},{"$f":"IF($E11685=DataInput!$B11684,DataInput!J11684,NA())","v":178.7522251},{"$f":"IF($E11685=DataInput!$B11684,DataInput!K11684,NA())","v":"NA"},null,null,"VIC Tyabb (United Energy) 66 kV",null,null,null,null,false,null,null,{"$error":"#N/A"},{"$error":"#N/A"},{"$error":"#N/A"},{"$error":"#N/A"},{"$error":"#N/A"},{"$error":"#N/A"},{"$error":"#N/A"},{"$error":"#N/A"},{"$error":"#N/A"},{"$error":"#N/A"}]
[null,{"$f":"IF(DataInput!B11702=$B$8,IF($B$9=$B$10,TRUE,IF(DataInput!E11702=$B$9,TRUE,FALSE)))","v":true},null,null,{"$f":"IF(B11703=TRUE,DataInput!B11702,NA())","v":"VIC"},{"$f":"IF($E11703=DataInput!$B11702,DataInput!C11702,NA())","v":"TBTS66"},{"$f":"IF($E11703=DataInput!$B11702,DataInput!D11702,NA())","v":"Tyabb (United Energy) 66 kV"},{"$f":"IF($E11703=DataInput!$B11702,DataInput!E11702,NA())","v":"United Energy"},{"$f":"IF($E11703=DataInput!$B11702,DataInput!F11702,NA())","v":"Winter"},{"$f":"IF($E11703=DataInput!$B11702,DataInput!G11702,NA())","v":"Coincident"},{"$f":"IF($E11703=DataInput!$B11702,DataInput!H11702,NA())","v":2010},{"$f":"IF($E11703=DataInput!$B11702,DataInput!I11702,NA())","v":"TempCorrActualPOE50"},{"$f":"IF($E11703=DataInput!$B11702,DataInput!J11702,NA())","v":187.65216580000001},{"$f":"IF($E11703=DataInput!$B11702,DataInput!K11702,NA())","v":"NA"},null,null,"VIC Tyabb (United Energy) 66 kV",null,null,null,null,false,null,null,{"$error":"#N/A"},{"$error":"#N/A"},{"$error":"#N/A"},{"$error":"#N/A"},{"$error":"#N/A"},{"$error":"#N/A"},{"$error":"#N/A"},{"$error":"#N/A"},{"$error":"#N/A"},{"$error":"#N/A"}]
[null,{"$f":"IF(DataInput!B11733=$B$8,IF($B$9=$B$10,TRUE,IF(DataInput!E11733=$B$9,TRUE,FALSE)))","v":true},null,null,{"$f":"IF(B11734=TRUE,DataInput!B11733,NA())","v":"VIC"},{"$f":"IF($E11734=DataInput!$B11733,DataInput!C11733,NA())","v":"TBTS66"},{"$f":"IF($E11734=DataInput!$B11733,DataInput!D11733,NA())","v":"Tyabb (United Energy) 66 kV"},{"$f":"IF($E11734=DataInput!$B11733,DataInput!E11733,NA())","v":"United Energy"},{"$f":"IF($E11734=DataInput!$B11733,DataInput!F11733,NA())","v":"Winter"},{"$f":"IF($E11734=DataInput!$B11733,DataInput!G11733,NA())","v":"Coincident"},{"$f":"IF($E11734=DataInput!$B11733,DataInput!H11733,NA())","v":2015},{"$f":"IF($E11734=DataInput!$B11733,DataInput!I11733,NA())","v":"POE10"},{"$f":"IF($E11734=DataInput!$B11733,DataInput!J11733,NA())","v":198.10744940000001},{"$f":"IF($E11734=DataInput!$B11733,DataInput!K11733,NA())","v":0.99246710400000004},null,null,"VIC Tyabb (United Energy) 66 kV",null,null,null,null,false,null,null,{"$error":"#N/A"},{"$error":"#N/A"},{"$error":"#N/A"},{"$error":"#N/A"},{"$error":"#N/A"},{"$error":"#N/A"},{"$error":"#N/A"},{"$error":"#N/A"},{"$error":"#N/A"},{"$error":"#N/A"}]
[null,{"$f":"IF(DataInput!B11764=$B$8,IF($B$9=$B$10,TRUE,IF(DataInput!E11764=$B$9,TRUE,FALSE)))","v":true},null,null,{"$f":"IF(B11765=TRUE,DataInput!B11764,NA())","v":"VIC"},{"$f":"IF($E11765=DataInput!$B11764,DataInput!C11764,NA())","v":"TBTS66"},{"$f":"IF($E11765=DataInput!$B11764,DataInput!D11764,NA())","v":"Tyabb (United Energy) 66 kV"},{"$f":"IF($E11765=DataInput!$B11764,DataInput!E11764,NA())","v":"United Energy"},{"$f":"IF($E11765=DataInput!$B11764,DataInput!F11764,NA())","v":"Winter"},{"$f":"IF($E11765=DataInput!$B11764,DataInput!G11764,NA())","v":"Non-Coincident"},{"$f":"IF($E11765=DataInput!$B11764,DataInput!H11764,NA())","v":2023},{"$f":"IF($E11765=DataInput!$B11764,DataInput!I11764,NA())","v":"POE50"},{"$f":"IF($E11765=DataInput!$B11764,DataInput!J11764,NA())","v":207.27346499999999},{"$f":"IF($E11765=DataInput!$B11764,DataInput!K11764,NA())","v":0.97692462199999996},null,null,"VIC Tyabb (United Energy) 66 kV",null,null,null,null,false,null,null,{"$error":"#N/A"},{"$error":"#N/A"},{"$error":"#N/A"},{"$error":"#N/A"},{"$error":"#N/A"},{"$error":"#N/A"},{"$error":"#N/A"},{"$error":"#N/A"},{"$error":"#N/A"},{"$error":"#N/A"}]
[null,{"$f":"IF(DataInput!B11806=$B$8,IF($B$9=$B$10,TRUE,IF(DataInput!E11806=$B$9,TRUE,FALSE)))","v":true},null,null,{"$f":"IF(B11807=TRUE,DataInput!B11806,NA())","v":"VIC"},{"$f":"IF($E11807=DataInput!$B11806,DataInput!C11806,NA())","v":"TGTS66"},{"$f":"IF($E11807=DataInput!$B11806,DataInput!D11806,NA())","v":"Terang (Powercor) 66 kV"},{"$f":"IF($E11807=DataInput!$B11806,DataInput!E11806,NA())","v":"Powercor"},{"$f":"IF($E11807=DataInput!$B11806,DataInput!F11806,NA())","v":"Summer"},{"$f":"IF($E11807=DataInput!$B11806,DataInput!G11806,NA())","v":"Non-Coincident"},{"$f":"IF($E11807=DataInput!$B11806,DataInput!H11806,NA())","v":2011},{"$f":"IF($E11807=DataInput!$B11806,DataInput!I11806,NA())","v":"Actual"},{"$f":"IF($E11807=DataInput!$B11806,DataInput!J11806,NA())","v":174.651016},{"$f":"IF($E11807=DataInput!$B11806,DataInput!K11806,NA())","v":"NA"},null,null,"VIC Terang (Powercor) 66 kV",null,null,null,null,false,null,null,{"$error":"#N/A"},{"$error":"#N/A"},{"$error":"#N/A"},{"$error":"#N/A"},{"$error":"#N/A"},{"$error":"#N/A"},{"$error":"#N/A"},{"$error":"#N/A"},{"$error":"#N/A"},{"$error":"#N/A"}]
[null,{"$f":"IF(DataInput!B11812=$B$8,IF($B$9=$B$10,TRUE,IF(DataInput!E11812=$B$9,TRUE,FALSE)))","v":true},null,null,{"$f":"IF(B11813=TRUE,DataInput!B11812,NA())","v":"VIC"},{"$f":"IF($E11813=DataInput!$B11812,DataInput!C11812,NA())","v":"TGTS66"},{"$f":"IF($E11813=DataInput!$B11812,DataInput!D11812,NA())","v":"Terang (Powercor) 66 kV"},{"$f":"IF($E11813=DataInput!$B11812,DataInput!E11812,NA())","v":"Powercor"},{"$f":"IF($E11813=DataInput!$B11812,DataInput!F11812,NA())","v":"Summer"},{"$f":"IF($E11813=DataInput!$B11812,DataInput!G11812,NA())","v":"Non-Coincident"},{"$f":"IF($E11813=DataInput!$B11812,DataInput!H11812,NA())","v":2012},{"$f":"IF($E11813=DataInput!$B11812,DataInput!I11812,NA())","v":"Actual"},{"$f":"IF($E11813=DataInput!$B11812,DataInput!J11812,NA())","v":167.54094000000001},{"$f":"IF($E11813=DataInput!$B11812,DataInput!K11812,NA())","v":"NA"},null,null,"VIC Terang (Powercor) 66 kV",null,null,null,null,false,null,null,{"$error":"#N/A"},{"$error":"#N/A"},{"$error":"#N/A"},{"$error":"#N/A"},{"$error":"#N/A"},{"$error":"#N/A"},{"$error":"#N/A"},{"$error":"#N/A"},{"$error":"#N/A"},{"$error":"#N/A"}]
[null,{"$f":"IF(DataInput!B11859=$B$8,IF($B$9=$B$10,TRUE,IF(DataInput!E11859=$B$9,TRUE,FALSE)))","v":true},null,null,{"$f":"IF(B11860=TRUE,DataInput!B11859,NA())","v":"VIC"},{"$f":"IF($E11860=DataInput!$B11859,DataInput!C11859,NA())","v":"TGTS66"},{"$f":"IF($E11860=DataInput!$B11859,DataInput!D11859,NA())","v":"Terang (Powercor) 66 kV"},{"$f":"IF($E11860=DataInput!$B11859,DataInput!E11859,NA())","v":"Powercor"},{"$f":"IF($E11860=DataInput!$B11859,DataInput!F11859,NA())","v":"Summer"},{"$f":"IF($E11860=DataInput!$B11859,DataInput!G11859,NA())","v":"Non-Coincident"},{"$f":"IF($E11860=DataInput!$B11859,DataInput!H11859,NA())","v":2023},{"$f":"IF($E11860=DataInput!$B11859,DataInput!I11859,NA())","v":"POE10"},{"$f":"IF($E11860=DataInput!$B11859,DataInput!J11859,NA())","v":211.25753409999999},{"$f":"IF($E11860=DataInput!$B11859,DataInput!K11859,NA())","v":0.86230889099999997},null,null,"VIC Terang (Powercor) 66 kV",null,null,null,null,false,null,null,{"$error":"#N/A"},{"$error":"#N/A"},{"$error":"#N/A"},{"$error":"#N/A"},{"$error":"#N/A"},{"$error":"#N/A"},{"$error":"#N/A"},{"$error":"#N/A"},{"$error":"#N/A"},{"$error":"#N/A"}]
[null,{"$f":"IF(DataInput!B11890=$B$8,IF($B$9=$B$10,TRUE,IF(DataInput!E11890=$B$9,TRUE,FALSE)))","v":true},null,null,{"$f":"IF(B11891=TRUE,DataInput!B11890,NA())","v":"VIC"},{"$f":"IF($E11891=DataInput!$B11890,DataInput!C11890,NA())","v":"TGTS66"},{"$f":"IF($E11891=DataInput!$B11890,DataInput!D11890,NA())","v":"Terang (Powercor) 66 kV"},{"$f":"IF($E11891=DataInput!$B11890,DataInput!E11890,NA())","v":"Powercor"},{"$f":"IF($E11891=DataInput!$B11890,DataInput!F11890,NA())","v":"Winter"},{"$f":"IF($E11891=DataInput!$B11890,DataInput!G11890,NA())","v":"Coincident"},{"$f":"IF($E11891=DataInput!$B11890,DataInput!H11890,NA())","v":2008},{"$f":"IF($E11891=DataInput!$B11890,DataInput!I11890,NA())","v":"TempCorrActualPOE50"},{"$f":"IF($E11891=DataInput!$B11890,DataInput!J11890,NA())","v":161.1278246},{"$f":"IF($E11891=DataInput!$B11890,DataInput!K11890,NA())","v":"NA"},null,null,"VIC Terang (Powercor) 66 kV",null,null,null,null,false,null,null,{"$error":"#N/A"},{"$error":"#N/A"},{"$error":"#N/A"},{"$error":"#N/A"},{"$error":"#N/A"},{"$error":"#N/A"},{"$error":"#N/A"},{"$error":"#N/A"},{"$error":"#N/A"},{"$error":"#N/A"}]
[null,{"$f":"IF(DataInput!B11901=$B$8,IF($B$9=$B$10,TRUE,IF(DataInput!E11901=$B$9,TRUE,FALSE)))","v":true},null,null,{"$f":"IF(B11902=TRUE,DataInput!B11901,NA())","v":"VIC"},{"$f":"IF($E11902=DataInput!$B11901,DataInput!C11901,NA())","v":"TGTS66"},{"$f":"IF($E11902=DataInput!$B11901,DataInput!D11901,NA())","v":"Terang (Powercor) 66 kV"},{"$f":"IF($E11902=DataInput!$B11901,DataInput!E11901,NA())","v":"Powercor"},{"$f":"IF($E11902=DataInput!$B11901,DataInput!F11901,NA())","v":"Winter"},{"$f":"IF($E11902=DataInput!$B11901,DataInput!G11901,NA())","v":"Coincident"},{"$f":"IF($E11902=DataInput!$B11901,DataInput!H11901,NA())","v":2010},{"$f":"IF($E11902=DataInput!$B11901,DataInput!I11901,NA())","v":"TempCorrActualPOE10"},{"$f":"IF($E11902=DataInput!$B11901,DataInput!J11901,NA())","v":167.00507339999999},{"$f":"IF($E11902=DataInput!$B11901,DataInput!K11901,NA())","v":"NA"},null,null,"VIC Terang (Powercor) 66 kV",null,null,null,null,false,null,null,{"$error":"#N/A"},{"$error":"#N/A"},{"$error":"#N/A"},{"$error":"#N/A"},{"$error":"#N/A"},{"$error":"#N/A"},{"$error":"#N/A"},{"$error":"#N/A"},{"$error":"#N/A"},{"$error":"#N/A"}]
[null,{"$f":"IF(DataInput!B11938=$B$8,IF($B$9=$B$10,TRUE,IF(DataInput!E11938=$B$9,TRUE,FALSE)))","v":true},null,null,{"$f":"IF(B11939=TRUE,DataInput!B11938,NA())","v":"VIC"},{"$f":"IF($E11939=DataInput!$B11938,DataInput!C11938,NA())","v":"TGTS66"},{"$f":"IF($E11939=DataInput!$B11938,DataInput!D11938,NA())","v":"Terang (Powercor) 66 kV"},{"$f":"IF($E11939=DataInput!$B11938,DataInput!E11938,NA())","v":"Powercor"},{"$f":"IF($E11939=DataInput!$B11938,DataInput!F11938,NA())","v":"Winter"},{"$f":"IF($E11939=DataInput!$B11938,DataInput!G11938,NA())","v":"Coincident"},{"$f":"IF($E11939=DataInput!$B11938,DataInput!H11938,NA())","v":2016},{"$f":"IF($E11939=DataInput!$B11938,DataInput!I11938,NA())","v":"POE50"},{"$f":"IF($E11939=DataInput!$B11938,DataInput!J11938,NA())","v":187.50139630000001},{"$f":"IF($E11939=DataInput!$B11938,DataInput!K11938,NA())","v":0.92652730500000002},null,null,"VIC Terang (Powercor) 66 kV",null,null,null,null,false,null,null,{"$error":"#N/A"},{"$error":"#N/A"},{"$error":"#N/A"},{"$error":"#N/A"},{"$error":"#N/A"},{"$error":"#N/A"},{"$error":"#N/A"},{"$error":"#N/A"},{"$error":"#N/A"},{"$error":"#N/A"}]
[null,{"$f":"IF(DataInput!B11969=$B$8,IF($B$9=$B$10,TRUE,IF(DataInput!E11969=$B$9,TRUE,FALSE)))","v":true},null,null,{"$f":"IF(B11970=TRUE,DataInput!B11969,NA())","v":"VIC"},{"$f":"IF($E11970=DataInput!$B11969,DataInput!C11969,NA())","v":"TGTS66"},{"$f":"IF($E11970=DataInput!$B11969,DataInput!D11969,NA())","v":"Terang (Powercor) 66 kV"},{"$f":"IF($E11970=DataInput!$B11969,DataInput!E11969,NA())","v":"Powercor"},{"$f":"IF($E11970=DataInput!$B11969,DataInput!F11969,NA())","v":"Winter"},{"$f":"IF($E11970=DataInput!$B11969,DataInput!G11969,NA())","v":"Coincident"},{"$f":"IF($E11970=DataInput!$B11969,DataInput!H11969,NA())","v":2024},{"$f":"IF($E11970=DataInput!$B11969,DataInput!I11969,NA())","v":"POE10"},{"$f":"IF($E11970=DataInput!$B11969,DataInput!J11969,NA())","v":261.70968790000001},{"$f":"IF($E11970=DataInput!$B11969,DataInput!K11969,NA())","v":0.93629167599999996},null,null,"VIC Terang (Powercor) 66 kV",null,null,null,null,false,null,null,{"$error":"#N/A"},{"$error":"#N/A"},{"$error":"#N/A"},{"$error":"#N/A"},{"$error":"#N/A"},{"$error":"#N/A"},{"$error":"#N/A"},{"$error":"#N/A"},{"$error":"#N/A"},{"$error":"#N/A"}]
[null,{"$f":"IF(DataInput!B12000=$B$8,IF($B$9=$B$10,TRUE,IF(DataInput!E12000=$B$9,TRUE,FALSE)))","v":true},null,null,{"$f":"IF(B12001=TRUE,DataInput!B12000,NA())","v":"VIC"},{"$f":"IF($E12001=DataInput!$B12000,DataInput!C12000,NA())","v":"TSTS66A"},{"$f":"IF($E12001=DataInput!$B12000,DataInput!D12000,NA())","v":"Templestowe (AusNet) 66 kV"},{"$f":"IF($E12001=DataInput!$B12000,DataInput!E12000,NA())","v":"AusNet"},{"$f":"IF($E12001=DataInput!$B12000,DataInput!F12000,NA())","v":"Summer"},{"$f":"IF($E12001=DataInput!$B12000,DataInput!G12000,NA())","v":"Non-Coincident"},{"$f":"IF($E12001=DataInput!$B12000,DataInput!H12000,NA())","v":2010},{"$f":"IF($E12001=DataInput!$B12000,DataInput!I12000,NA())","v":"Actual"},{"$f":"IF($E12001=DataInput!$B12000,DataInput!J12000,NA())","v":82.067902000000004},{"$f":"IF($E12001=DataInput!$B12000,DataInput!K12000,NA())","v":"NA"},null,null,"VIC Templestowe (AusNet) 66 kV",null,null,null,null,false,null,null,{"$error":"#N/A"},{"$error":"#N/A"},{"$error":"#N/A"},{"$error":"#N/A"},{"$error":"#N/A"},{"$error":"#N/A"},{"$error":"#N/A"},{"$error":"#N/A"},{"$error":"#N/A"},{"$error":"#N/A"}]
[null,{"$f":"IF(DataInput!B12028=$B$8,IF($B$9=$B$10,TRUE,IF(DataInput!E12028=$B$9,TRUE,FALSE)))","v":true},null,null,{"$f":"IF(B12029=TRUE,DataInput!B12028,NA())","v":"VIC"},{"$f":"IF($E12029=DataInput!$B12028,DataInput!C12028,NA())","v":"TSTS66A"},{"$f":"IF($E12029=DataInput!$B12028,DataInput!D12028,NA())","v":"Templestowe (AusNet) 66 kV"},{"$f":"IF($E12029=DataInput!$B12028,DataInput!E12028,NA())","v":"AusNet"},{"$f":"IF($E12029=DataInput!$B12028,DataInput!F12028,NA())","v":"Summer"},{"$f":"IF($E12029=DataInput!$B12028,DataInput!G12028,NA())","v":"Non-Coincident"},{"$f":"IF($E12029=DataInput!$B12028,DataInput!H12028,NA())","v":2015},{"$f":"IF($E12029=DataInput!$B12028,DataInput!I12028,NA())","v":"TempCorrActualPOE50"},{"$f":"IF($E12029=DataInput!$B12028,DataInput!J12028,NA())","v":68.859286920000002},{"$f":"IF($E12029=DataInput!$B12028,DataInput!K12028,NA())","v":"NA"},null,null,"VIC Templestowe (AusNet) 66 kV",null,null,null,null,false,null,null,{"$error":"#N/A"},{"$f":"IF($V12029=TRUE,F12029,NA())","v":{"$error":"#N/A"}},{"$f":"IF($V12029=TRUE,G12029,NA())","v":{"$error":"#N/A"}},{"$f":"IF($V12029=TRUE,H12029,NA())","v":{"$error":"#N/A"}},{"$f":"IF($V12029=TRUE,I12029,NA())","v":{"$error":"#N/A"}},{"$f":"IF($V12029=TRUE,J12029,NA())","v":{"$error":"#N/A"}},{"$f":"IF($V12029=TRUE,K12029,NA())","v":{"$error":"#N/A"}},{"$f":"IF($V12029=TRUE,L12029,NA())","v":{"$error":"#N/A"}},{"$f":"IF($V12029=TRUE,M12029,NA())","v":{"$error":"#N/A"}},{"$f":"IF($V12029=TRUE,N12029,NA())","v":{"$error":"#N/A"}}]
[null,{"$f":"IF(DataInput!B12048=$B$8,IF($B$9=$B$10,TRUE,IF(DataInput!E12048=$B$9,TRUE,FALSE)))","v":true},null,null,{"$f":"IF(B12049=TRUE,DataInput!B12048,NA())","v":"VIC"},{"$f":"IF($E12049=DataInput!$B12048,DataInput!C12048,NA())","v":"TSTS66A"},{"$f":"IF($E12049=DataInput!$B12048,DataInput!D12048,NA())","v":"Templestowe (AusNet) 66 kV"},{"$f":"IF($E12049=DataInput!$B12048,DataInput!E12048,NA())","v":"AusNet"},{"$f":"IF($E12049=DataInput!$B12048,DataInput!F12048,NA())","v":"Summer"},{"$f":"IF($E12049=DataInput!$B12048,DataInput!G12048,NA())","v":"Non-Coincident"},{"$f":"IF($E12049=DataInput!$B12048,DataInput!H12048,NA())","v":2020},{"$f":"IF($E12049=DataInput!$B12048,DataInput!I12048,NA())","v":"POE50"},{"$f":"IF($E12049=DataInput!$B12048,DataInput!J12048,NA())","v":64.332495120000004},{"$f":"IF($E12049=DataInput!$B12048,DataInput!K12048,NA())","v":0.83017871799999998},null,null,"VIC Templestowe (AusNet) 66 kV",null,null,null,null,false,null,null,{"$error":"#N/A"},{"$error":"#N/A"},{"$error":"#N/A"},{"$error":"#N/A"},{"$error":"#N/A"},{"$error":"#N/A"},{"$error":"#N/A"},{"$error":"#N/A"},{"$error":"#N/A"},{"$error":"#N/A"}]
[null,{"$f":"IF(DataInput!B12095=$B$8,IF($B$9=$B$10,TRUE,IF(DataInput!E12095=$B$9,TRUE,FALSE)))","v":true},null,null,{"$f":"IF(B12096=TRUE,DataInput!B12095,NA())","v":"VIC"},{"$f":"IF($E12096=DataInput!$B12095,DataInput!C12095,NA())","v":"TSTS66A"},{"$f":"IF($E12096=DataInput!$B12095,DataInput!D12095,NA())","v":"Templestowe (AusNet) 66 kV"},{"$f":"IF($E12096=DataInput!$B12095,DataInput!E12095,NA())","v":"AusNet"},{"$f":"IF($E12096=DataInput!$B12095,DataInput!F12095,NA())","v":"Winter"},{"$f":"IF($E12096=DataInput!$B12095,DataInput!G12095,NA())","v":"Coincident"},{"$f":"IF($E12096=DataInput!$B12095,DataInput!H12095,NA())","v":2009},{"$f":"IF($E12096=DataInput!$B12095,DataInput!I12095,NA())","v":"TempCorrActualPOE10"},{"$f":"IF($E12096=DataInput!$B12095,DataInput!J12095,NA())","v":72.019475779999993},{"$f":"IF($E12096=DataInput!$B12095,DataInput!K12095,NA())","v":"NA"},null,null,"VIC Templestowe (AusNet) 66 kV",null,null,null,null,false,null,null,{"$error":"#N/A"},{"$error":"#N/A"},{"$error":"#N/A"},{"$error":"#N/A"},{"$error":"#N/A"},{"$error":"#N/A"},{"$error":"#N/A"},{"$error":"#N/A"},{"$error":"#N/A"},{"$error":"#N/A"}]
[null,{"$f":"IF(DataInput!B12126=$B$8,IF($B$9=$B$10,TRUE,IF(DataInput!E12126=$B$9,TRUE,FALSE)))","v":true},null,null,{"$f":"IF(B12127=TRUE,DataInput!B12126,NA())","v":"VIC"},{"$f":"IF($E12127=DataInput!$B12126,DataInput!C12126,NA())","v":"TSTS66A"},{"$f":"IF($E12127=DataInput!$B12126,DataInput!D12126,NA())","v":"Templestowe (AusNet) 66 kV"},{"$f":"IF($E12127=DataInput!$B12126,DataInput!E12126,NA())","v":"AusNet"},{"$f":"IF($E12127=DataInput!$B12126,DataInput!F12126,NA())","v":"Winter"},{"$f":"IF($E12127=DataInput!$B12126,DataInput!G12126,NA())","v":"Coincident"},{"$f":"IF($E12127=DataInput!$B12126,DataInput!H12126,NA())","v":2014},{"$f":"IF($E12127=DataInput!$B12126,DataInput!I12126,NA())","v":"TempCorrActualPOE50"},{"$f":"IF($E12127=DataInput!$B12126,DataInput!J12126,NA())","v":56.486531450000001},{"$f":"IF($E12127=DataInput!$B12126,DataInput!K12126,NA())","v":"NA"},null,null,"VIC Templestowe (AusNet) 66 kV",null,null,null,null,false,null,null,{"$error":"#N/A"},{"$error":"#N/A"},{"$error":"#N/A"},{"$error":"#N/A"},{"$error":"#N/A"},{"$error":"#N/A"},{"$error":"#N/A"},{"$error":"#N/A"},{"$error":"#N/A"},{"$error":"#N/A"}]
[null,{"$f":"IF(DataInput!B12151=$B$8,IF($B$9=$B$10,TRUE,IF(DataInput!E12151=$B$9,TRUE,FALSE)))","v":true},null,null,{"$f":"IF(B12152=TRUE,DataInput!B12151,NA())","v":"VIC"},{"$f":"IF($E12152=DataInput!$B12151,DataInput!C12151,NA())","v":"TSTS66A"},{"$f":"IF($E12152=DataInput!$B12151,DataInput!D12151,NA())","v":"Templestowe (AusNet) 66 kV"},{"$f":"IF($E12152=DataInput!$B12151,DataInput!E12151,NA())","v":"AusNet"},{"$f":"IF($E12152=DataInput!$B12151,DataInput!F12151,NA())","v":"Winter"},{"$f":"IF($E12152=DataInput!$B12151,DataInput!G12151,NA())","v":"Non-Coincident"},{"$f":"IF($E12152=DataInput!$B12151,DataInput!H12151,NA())","v":2020},{"$f":"IF($E12152=DataInput!$B12151,DataInput!I12151,NA())","v":"POE10"},{"$f":"IF($E12152=DataInput!$B12151,DataInput!J12151,NA())","v":57.858052489999999},{"$f":"IF($E12152=DataInput!$B12151,DataInput!K12151,NA())","v":0.97153175700000005},null,null,"VIC Templestowe (AusNet) 66 kV",null,null,null,null,false,null,null,{"$error":"#N/A"},{"$error":"#N/A"},{"$error":"#N/A"},{"$error":"#N/A"},{"$error":"#N/A"},{"$error":"#N/A"},{"$error":"#N/A"},{"$error":"#N/A"},{"$error":"#N/A"},{"$error":"#N/A"}]
[null,{"$f":"IF(DataInput!B12174=$B$8,IF($B$9=$B$10,TRUE,IF(DataInput!E12174=$B$9,TRUE,FALSE)))","v":true},null,null,{"$f":"IF(B12175=TRUE,DataInput!B12174,NA())","v":"VIC"},{"$f":"IF($E12175=DataInput!$B12174,DataInput!C12174,NA())","v":"TSTS66C"},{"$f":"IF($E12175=DataInput!$B12174,DataInput!D12174,NA())","v":"Templestowe (CitiPower) 66 kV"},{"$f":"IF($E12175=DataInput!$B12174,DataInput!E12174,NA())","v":"Citipower"},{"$f":"IF($E12175=DataInput!$B12174,DataInput!F12174,NA())","v":"Summer"},{"$f":"IF($E12175=DataInput!$B12174,DataInput!G12174,NA())","v":"Non-Coincident"},{"$f":"IF($E12175=DataInput!$B12174,DataInput!H12174,NA())","v":2006},{"$f":"IF($E12175=DataInput!$B12174,DataInput!I12174,NA())","v":"TempCorrActualPOE50"},{"$f":"IF($E12175=DataInput!$B12174,DataInput!J12174,NA())","v":63.091211080000001},{"$f":"IF($E12175=DataInput!$B12174,DataInput!K12174,NA())","v":"NA"},null,null,"VIC Templestowe (CitiPower) 66 kV",null,null,null,null,false,null,null,{"$error":"#N/A"},{"$error":"#N/A"},{"$error":"#N/A"},{"$error":"#N/A"},{"$error":"#N/A"},{"$error":"#N/A"},{"$error":"#N/A"},{"$error":"#N/A"},{"$error":"#N/A"},{"$error":"#N/A"}]
[null,{"$f":"IF(DataInput!B12205=$B$8,IF($B$9=$B$10,TRUE,IF(DataInput!E12205=$B$9,TRUE,FALSE)))","v":true},null,null,{"$f":"IF(B12206=TRUE,DataInput!B12205,NA())","v":"VIC"},{"$f":"IF($E12206=DataInput!$B12205,DataInput!C12205,NA())","v":"TSTS66C"},{"$f":"IF($E12206=DataInput!$B12205,DataInput!D12205,NA())","v":"Templestowe (CitiPower) 66 kV"},{"$f":"IF($E12206=DataInput!$B12205,DataInput!E12205,NA())","v":"Citipower"},{"$f":"IF($E12206=DataInput!$B12205,DataInput!F12205,NA())","v":"Summer"},{"$f":"IF($E12206=DataInput!$B12205,DataInput!G12205,NA())","v":"Coincident"},{"$f":"IF($E12206=DataInput!$B12205,DataInput!H12205,NA())","v":2011},{"$f":"IF($E12206=DataInput!$B12205,DataInput!I12205,NA())","v":"Actual"},{"$f":"IF($E12206=DataInput!$B12205,DataInput!J12205,NA())","v":88.55283},{"$f":"IF($E12206=DataInput!$B12205,DataInput!K12205,NA())","v":"NA"},null,null,"VIC Templestowe (CitiPower) 66 kV",null,null,null,null,false,null,null,{"$error":"#N/A"},{"$error":"#N/A"},{"$error":"#N/A"},{"$error":"#N/A"},{"$error":"#N/A"},{"$error":"#N/A"},{"$error":"#N/A"},{"$error":"#N/A"},{"$error":"#N/A"},{"$error":"#N/A"}]
[null,{"$f":"IF(DataInput!B12236=$B$8,IF($B$9=$B$10,TRUE,IF(DataInput!E12236=$B$9,TRUE,FALSE)))","v":true},null,null,{"$f":"IF(B12237=TRUE,DataInput!B12236,NA())","v":"VIC"},{"$f":"IF($E12237=DataInput!$B12236,DataInput!C12236,NA())","v":"TSTS66C"},{"$f":"IF($E12237=DataInput!$B12236,DataInput!D12236,NA())","v":"Templestowe (CitiPower) 66 kV"},{"$f":"IF($E12237=DataInput!$B12236,DataInput!E12236,NA())","v":"Citipower"},{"$f":"IF($E12237=DataInput!$B12236,DataInput!F12236,NA())","v":"Summer"},{"$f":"IF($E12237=DataInput!$B12236,DataInput!G12236,NA())","v":"Non-Coincident"},{"$f":"IF($E12237=DataInput!$B12236,DataInput!H12236,NA())","v":2017},{"$f":"IF($E12237=DataInput!$B12236,DataInput!I12236,NA())","v":"POE50"},{"$f":"IF($E12237=DataInput!$B12236,DataInput!J12236,NA())","v":61.434450339999998},{"$f":"IF($E12237=DataInput!$B12236,DataInput!K12236,NA())","v":0.86560314800000004},null,null,"VIC Templestowe (CitiPower) 66 kV",null,null,null,null,false,null,null,{"$error":"#N/A"},{"$error":"#N/A"},{"$error":"#N/A"},{"$error":"#N/A"},{"$error":"#N/A"},{"$error":"#N/A"},{"$error":"#N/A"},{"$error":"#N/A"},{"$error":"#N/A"},{"$error":"#N/A"}]
[null,{"$f":"IF(DataInput!B12250=$B$8,IF($B$9=$B$10,TRUE,IF(DataInput!E12250=$B$9,TRUE,FALSE)))","v":true},null,null,{"$f":"IF(B12251=TRUE,DataInput!B12250,NA())","v":"VIC"},{"$f":"IF($E12251=DataInput!$B12250,DataInput!C12250,NA())","v":"TSTS66C"},{"$f":"IF($E12251=DataInput!$B12250,DataInput!D12250,NA())","v":"Templestowe (CitiPower) 66 kV"},{"$f":"IF($E12251=DataInput!$B12250,DataInput!E12250,NA())","v":"Citipower"},{"$f":"IF($E12251=DataInput!$B12250,DataInput!F12250,NA())","v":"Summer"},{"$f":"IF($E12251=DataInput!$B12250,DataInput!G12250,NA())","v":"Coincident"},{"$f":"IF($E12251=DataInput!$B12250,DataInput!H12250,NA())","v":2020},{"$f":"IF($E12251=DataInput!$B12250,DataInput!I12250,NA())","v":"POE50"},{"$f":"IF($E12251=DataInput!$B12250,DataInput!J12250,NA())","v":52.065457440000003},{"$f":"IF($E12251=DataInput!$B12250,DataInput!K12250,NA())","v":0.865233892},null,null,"VIC Templestowe (CitiPower) 66 kV",null,null,null,null,false,null,null,{"$error":"#N/A"},{"$error":"#N/A"},{"$error":"#N/A"},{"$error":"#N/A"},{"$error":"#N/A"},{"$error":"#N/A"},{"$error":"#N/A"},{"$error":"#N/A"},{"$error":"#N/A"},{"$error":"#N/A"}]
[null,{"$f":"IF(DataInput!B12284=$B$8,IF($B$9=$B$10,TRUE,IF(DataInput!E12284=$B$9,TRUE,FALSE)))","v":true},null,null,{"$f":"IF(B12285=TRUE,DataInput!B12284,NA())","v":"VIC"},{"$f":"IF($E12285=DataInput!$B12284,DataInput!C12284,NA())","v":"TSTS66C"},{"$f":"IF($E12285=DataInput!$B12284,DataInput!D12284,NA())","v":"Templestowe (CitiPower) 66 kV"},{"$f":"IF($E12285=DataInput!$B12284,DataInput!E12284,NA())","v":"Citipower"},{"$f":"IF($E12285=DataInput!$B12284,DataInput!F12284,NA())","v":"Winter"},{"$f":"IF($E12285=DataInput!$B12284,DataInput!G12284,NA())","v":"Coincident"},{"$f":"IF($E12285=DataInput!$B12284,DataInput!H12284,NA())","v":2007},{"$f":"IF($E12285=DataInput!$B12284,DataInput!I12284,NA())","v":"TempCorrActualPOE50"},{"$f":"IF($E12285=DataInput!$B12284,DataInput!J12284,NA())","v":43.13280709},{"$f":"IF($E12285=DataInput!$B12284,DataInput!K12284,NA())","v":"NA"},null,null,"VIC Templestowe (CitiPower) 66 kV",null,null,null,null,false,null,null,{"$error":"#N/A"},{"$f":"IF($V12285=TRUE,F12285,NA())","v":{"$error":"#N/A"}},{"$f":"IF($V12285=TRUE,G12285,NA())","v":{"$error":"#N/A"}},{"$f":"IF($V12285=TRUE,H12285,NA())","v":{"$error":"#N/A"}},{"$f":"IF($V12285=TRUE,I12285,NA())","v":{"$error":"#N/A"}},{"$f":"IF($V12285=TRUE,J12285,NA())","v":{"$error":"#N/A"}},{"$f":"IF($V12285=TRUE,K12285,NA())","v":{"$error":"#N/A"}},{"$f":"IF($V12285=TRUE,L12285,NA())","v":{"$error":"#N/A"}},{"$f":"IF($V12285=TRUE,M12285,NA())","v":{"$error":"#N/A"}},{"$f":"IF($V12285=TRUE,N12285,NA())","v":{"$error":"#N/A"}}]
[null,{"$f":"IF(DataInput!B12302=$B$8,IF($B$9=$B$10,TRUE,IF(DataInput!E12302=$B$9,TRUE,FALSE)))","v":true},null,null,{"$f":"IF(B12303=TRUE,DataInput!B12302,NA())","v":"VIC"},{"$f":"IF($E12303=DataInput!$B12302,DataInput!C12302,NA())","v":"TSTS66C"},{"$f":"IF($E12303=DataInput!$B12302,DataInput!D12302,NA())","v":"Templestowe (CitiPower) 66 kV"},{"$f":"IF($E12303=DataInput!$B12302,DataInput!E12302,NA())","v":"Citipower"},{"$f":"IF($E12303=DataInput!$B12302,DataInput!F12302,NA())","v":"Winter"},{"$f":"IF($E12303=DataInput!$B12302,DataInput!G12302,NA())","v":"Coincident"},{"$f":"IF($E12303=DataInput!$B12302,DataInput!H12302,NA())","v":2010},{"$f":"IF($E12303=DataInput!$B12302,DataInput!I12302,NA())","v":"TempCorrActualPOE50"},{"$f":"IF($E12303=DataInput!$B12302,DataInput!J12302,NA())","v":44.53253995},{"$f":"IF($E12303=DataInput!$B12302,DataInput!K12302,NA())","v":"NA"},null,null,"VIC Templestowe (CitiPower) 66 kV",null,null,null,null,false,null,null,{"$error":"#N/A"},{"$error":"#N/A"},{"$error":"#N/A"},{"$error":"#N/A"},{"$error":"#N/A"},{"$error":"#N/A"},{"$error":"#N/A"},{"$error":"#N/A"},{"$error":"#N/A"},{"$error":"#N/A"}]
[null,{"$f":"IF(DataInput!B12333=$B$8,IF($B$9=$B$10,TRUE,IF(DataInput!E12333=$B$9,TRUE,FALSE)))","v":true},null,null,{"$f":"IF(B12334=TRUE,DataInput!B12333,NA())","v":"VIC"},{"$f":"IF($E12334=DataInput!$B12333,DataInput!C12333,NA())","v":"TSTS66C"},{"$f":"IF($E12334=DataInput!$B12333,DataInput!D12333,NA())","v":"Templestowe (CitiPower) 66 kV"},{"$f":"IF($E12334=DataInput!$B12333,DataInput!E12333,NA())","v":"Citipower"},{"$f":"IF($E12334=DataInput!$B12333,DataInput!F12333,NA())","v":"Winter"},{"$f":"IF($E12334=DataInput!$B12333,DataInput!G12333,NA())","v":"Coincident"},{"$f":"IF($E12334=DataInput!$B12333,DataInput!H12333,NA())","v":2015},{"$f":"IF($E12334=DataInput!$B12333,DataInput!I12333,NA())","v":"POE10"},{"$f":"IF($E12334=DataInput!$B12333,DataInput!J12333,NA())","v":40.717304579999997},{"$f":"IF($E12334=DataInput!$B12333,DataInput!K12333,NA())","v":0.82951159100000005},null,null,"VIC Templestowe (CitiPower) 66 kV",null,null,null,null,false,null,null,{"$error":"#N/A"},{"$error":"#N/A"},{"$error":"#N/A"},{"$error":"#N/A"},{"$error":"#N/A"},{"$error":"#N/A"},{"$error":"#N/A"},{"$error":"#N/A"},{"$error":"#N/A"},{"$error":"#N/A"}]
[null,{"$f":"IF(DataInput!B12373=$B$8,IF($B$9=$B$10,TRUE,IF(DataInput!E12373=$B$9,TRUE,FALSE)))","v":true},null,null,{"$f":"IF(B12374=TRUE,DataInput!B12373,NA())","v":"VIC"},{"$f":"IF($E12374=DataInput!$B12373,DataInput!C12373,NA())","v":"TSTS66J"},{"$f":"IF($E12374=DataInput!$B12373,DataInput!D12373,NA())","v":"Templestowe (Jemena) 66 kV"},{"$f":"IF($E12374=DataInput!$B12373,DataInput!E12373,NA())","v":"Jemena"},{"$f":"IF($E12374=DataInput!$B12373,DataInput!F12373,NA())","v":"Summer"},{"$f":"IF($E12374=DataInput!$B12373,DataInput!G12373,NA())","v":"Coincident"},{"$f":"IF($E12374=DataInput!$B12373,DataInput!H12373,NA())","v":2007},{"$f":"IF($E12374=DataInput!$B12373,DataInput!I12373,NA())","v":"Actual"},{"$f":"IF($E12374=DataInput!$B12373,DataInput!J12373,NA())","v":18.295421999999999},{"$f":"IF($E12374=DataInput!$B12373,DataInput!K12373,NA())","v":"NA"},null,null,"VIC Templestowe (Jemena) 66 kV",null,null,null,null,false,null,null,{"$error":"#N/A"},{"$error":"#N/A"},{"$error":"#N/A"},{"$error":"#N/A"},{"$error":"#N/A"},{"$error":"#N/A"},{"$error":"#N/A"},{"$error":"#N/A"},{"$error":"#N/A"},{"$error":"#N/A"}]
[null,{"$f":"IF(DataInput!B12410=$B$8,IF($B$9=$B$10,TRUE,IF(DataInput!E12410=$B$9,TRUE,FALSE)))","v":true},null,null,{"$f":"IF(B12411=TRUE,DataInput!B12410,NA())","v":"VIC"},{"$f":"IF($E12411=DataInput!$B12410,DataInput!C12410,NA())","v":"TSTS66J"},{"$f":"IF($E12411=DataInput!$B12410,DataInput!D12410,NA())","v":"Templestowe (Jemena) 66 kV"},{"$f":"IF($E12411=DataInput!$B12410,DataInput!E12410,NA())","v":"Jemena"},{"$f":"IF($E12411=DataInput!$B12410,DataInput!F12410,NA())","v":"Summer"},{"$f":"IF($E12411=DataInput!$B12410,DataInput!G12410,NA())","v":"Coincident"},{"$f":"IF($E12411=DataInput!$B12410,DataInput!H12410,NA())","v":2017},{"$f":"IF($E12411=DataInput!$B12410,DataInput!I12410,NA())","v":"POE50"},{"$f":"IF($E12411=DataInput!$B12410,DataInput!J12410,NA())","v":45.32957098},{"$f":"IF($E12411=DataInput!$B12410,DataInput!K12410,NA())","v":0.82484737299999999},null,null,"VIC Templestowe (Jemena) 66 kV",null,null,null,null,false,null,null,{"$error":"#N/A"},{"$error":"#N/A"},{"$error":"#N/A"},{"$error":"#N/A"},{"$error":"#N/A"},{"$error":"#N/A"},{"$error":"#N/A"},{"$error":"#N/A"},{"$error":"#N/A"},{"$error":"#N/A"}]
[null,{"$f":"IF(DataInput!B12441=$B$8,IF($B$9=$B$10,TRUE,IF(DataInput!E12441=$B$9,TRUE,FALSE)))","v":true},null,null,{"$f":"IF(B12442=TRUE,DataInput!B12441,NA())","v":"VIC"},{"$f":"IF($E12442=DataInput!$B12441,DataInput!C12441,NA())","v":"TSTS66J"},{"$f":"IF($E12442=DataInput!$B12441,DataInput!D12441,NA())","v":"Templestowe (Jemena) 66 kV"},{"$f":"IF($E12442=DataInput!$B12441,DataInput!E12441,NA())","v":"Jemena"},{"$f":"IF($E12442=DataInput!$B12441,DataInput!F12441,NA())","v":"Summer"},{"$f":"IF($E12442=DataInput!$B12441,DataInput!G12441,NA())","v":"Coincident"},{"$f":"IF($E12442=DataInput!$B12441,DataInput!H12441,NA())","v":2025},{"$f":"IF($E12442=DataInput!$B12441,DataInput!I12441,NA())","v":"POE10"},{"$f":"IF($E12442=DataInput!$B12441,DataInput!J12441,NA())","v":62.407221630000002},{"$f":"IF($E12442=DataInput!$B12441,DataInput!K12441,NA())","v":0.85296966399999996},null,null,"VIC Templestowe (Jemena) 66 kV",null,null,null,null,false,null,null,{"$error":"#N/A"},{"$error":"#N/A"},{"$error":"#N/A"},{"$error":"#N/A"},{"$error":"#N/A"},{"$error":"#N/A"},{"$error":"#N/A"},{"$error":"#N/A"},{"$error":"#N/A"},{"$error":"#N/A"}]
[null,{"$f":"IF(DataInput!B12459=$B$8,IF($B$9=$B$10,TRUE,IF(DataInput!E12459=$B$9,TRUE,FALSE)))","v":true},null,null,{"$f":"IF(B12460=TRUE,DataInput!B12459,NA())","v":"VIC"},{"$f":"IF($E12460=DataInput!$B12459,DataInput!C12459,NA())","v":"TSTS66J"},{"$f":"IF($E12460=DataInput!$B12459,DataInput!D12459,NA())","v":"Templestowe (Jemena) 66 kV"},{"$f":"IF($E12460=DataInput!$B12459,DataInput!E12459,NA())","v":"Jemena"},{"$f":"IF($E12460=DataInput!$B12459,DataInput!F12459,NA())","v":"Winter"},{"$f":"IF($E12460=DataInput!$B12459,DataInput!G12459,NA())","v":"Non-Coincident"},{"$f":"IF($E12460=DataInput!$B12459,DataInput!H12459,NA())","v":2012},{"$f":"IF($E12460=DataInput!$B12459,DataInput!I12459,NA())","v":"TempCorrActualPOE10"},{"$f":"IF($E12460=DataInput!$B12459,DataInput!J12459,NA())","v":54.82657322},{"$f":"IF($E12460=DataInput!$B12459,DataInput!K12459,NA())","v":"NA"},null,null,"VIC Templestowe (Jemena) 66 kV",null,null,null,null,false,null,null,{"$error":"#N/A"},{"$error":"#N/A"},{"$error":"#N/A"},{"$error":"#N/A"},{"$error":"#N/A"},{"$error":"#N/A"},{"$error":"#N/A"},{"$error":"#N/A"},{"$error":"#N/A"},{"$error":"#N/A"}]
[null,{"$f":"IF(DataInput!B12472=$B$8,IF($B$9=$B$10,TRUE,IF(DataInput!E12472=$B$9,TRUE,FALSE)))","v":true},null,null,{"$f":"IF(B12473=TRUE,DataInput!B12472,NA())","v":"VIC"},{"$f":"IF($E12473=DataInput!$B12472,DataInput!C12472,NA())","v":"TSTS66J"},{"$f":"IF($E12473=DataInput!$B12472,DataInput!D12472,NA())","v":"Templestowe (Jemena) 66 kV"},{"$f":"IF($E12473=DataInput!$B12472,DataInput!E12472,NA())","v":"Jemena"},{"$f":"IF($E12473=DataInput!$B12472,DataInput!F12472,NA())","v":"Winter"},{"$f":"IF($E12473=DataInput!$B12472,DataInput!G12472,NA())","v":"Non-Coincident"},{"$f":"IF($E12473=DataInput!$B12472,DataInput!H12472,NA())","v":2014},{"$f":"IF($E12473=DataInput!$B12472,DataInput!I12472,NA())","v":"TempCorrActualPOE50"},{"$f":"IF($E12473=DataInput!$B12472,DataInput!J12472,NA())","v":51.224169160000002},{"$f":"IF($E12473=DataInput!$B12472,DataInput!K12472,NA())","v":"NA"},null,null,"VIC Templestowe (Jemena) 66 kV",null,null,null,null,false,null,null,{"$error":"#N/A"},{"$error":"#N/A"},{"$error":"#N/A"},{"$error":"#N/A"},{"$error":"#N/A"},{"$error":"#N/A"},{"$error":"#N/A"},{"$error":"#N/A"},{"$error":"#N/A"},{"$error":"#N/A"}]
[null,{"$f":"IF(DataInput!B12520=$B$8,IF($B$9=$B$10,TRUE,IF(DataInput!E12520=$B$9,TRUE,FALSE)))","v":true},null,null,{"$f":"IF(B12521=TRUE,DataInput!B12520,NA())","v":"VIC"},{"$f":"IF($E12521=DataInput!$B12520,DataInput!C12520,NA())","v":"TSTS66U"},{"$f":"IF($E12521=DataInput!$B12520,DataInput!D12520,NA())","v":"Templestowe (United Energy) 66 kV"},{"$f":"IF($E12521=DataInput!$B12520,DataInput!E12520,NA())","v":"United Energy"},{"$f":"IF($E12521=DataInput!$B12520,DataInput!F12520,NA())","v":"Summer"},{"$f":"IF($E12521=DataInput!$B12520,DataInput!G12520,NA())","v":"Non-Coincident"},{"$f":"IF($E12521=DataInput!$B12520,DataInput!H12520,NA())","v":2006},{"$f":"IF($E12521=DataInput!$B12520,DataInput!I12520,NA())","v":"Actual"},{"$f":"IF($E12521=DataInput!$B12520,DataInput!J12520,NA())","v":123.71726},{"$f":"IF($E12521=DataInput!$B12520,DataInput!K12520,NA())","v":"NA"},null,null,"VIC Templestowe (United Energy) 66 kV",null,null,null,null,false,null,null,{"$error":"#N/A"},{"$error":"#N/A"},{"$error":"#N/A"},{"$error":"#N/A"},{"$error":"#N/A"},{"$error":"#N/A"},{"$error":"#N/A"},{"$error":"#N/A"},{"$error":"#N/A"},{"$error":"#N/A"}]
[null,{"$f":"IF(DataInput!B12538=$B$8,IF($B$9=$B$10,TRUE,IF(DataInput!E12538=$B$9,TRUE,FALSE)))","v":true},null,null,{"$f":"IF(B12539=TRUE,DataInput!B12538,NA())","v":"VIC"},{"$f":"IF($E12539=DataInput!$B12538,DataInput!C12538,NA())","v":"TSTS66U"},{"$f":"IF($E12539=DataInput!$B12538,DataInput!D12538,NA())","v":"Templestowe (United Energy) 66 kV"},{"$f":"IF($E12539=DataInput!$B12538,DataInput!E12538,NA())","v":"United Energy"},{"$f":"IF($E12539=DataInput!$B12538,DataInput!F12538,NA())","v":"Summer"},{"$f":"IF($E12539=DataInput!$B12538,DataInput!G12538,NA())","v":"Non-Coincident"},{"$f":"IF($E12539=DataInput!$B12538,DataInput!H12538,NA())","v":2009},{"$f":"IF($E12539=DataInput!$B12538,DataInput!I12538,NA())","v":"Actual"},{"$f":"IF($E12539=DataInput!$B12538,DataInput!J12538,NA())","v":152.01956200000001},{"$f":"IF($E12539=DataInput!$B12538,DataInput!K12538,NA())","v":"NA"},null,null,"VIC Templestowe (United Energy) 66 kV",null,null,null,null,false,null,null,{"$error":"#N/A"},{"$error":"#N/A"},{"$error":"#N/A"},{"$error":"#N/A"},{"$error":"#N/A"},{"$error":"#N/A"},{"$error":"#N/A"},{"$error":"#N/A"},{"$error":"#N/A"},{"$error":"#N/A"}]
[null,{"$f":"IF(DataInput!B12569=$B$8,IF($B$9=$B$10,TRUE,IF(DataInput!E12569=$B$9,TRUE,FALSE)))","v":true},null,null,{"$f":"IF(B12570=TRUE,DataInput!B12569,NA())","v":"VIC"},{"$f":"IF($E12570=DataInput!$B12569,DataInput!C12569,NA())","v":"TSTS66U"},{"$f":"IF($E12570=DataInput!$B12569,DataInput!D12569,NA())","v":"Templestowe (United Energy) 66 kV"},{"$f":"IF($E12570=DataInput!$B12569,DataInput!E12569,NA())","v":"United Energy"},{"$f":"IF($E12570=DataInput!$B12569,DataInput!F12569,NA())","v":"Summer"},{"$f":"IF($E12570=DataInput!$B12569,DataInput!G12569,NA())","v":"Coincident"},{"$f":"IF($E12570=DataInput!$B12569,DataInput!H12569,NA())","v":2015},{"$f":"IF($E12570=DataInput!$B12569,DataInput!I12569,NA())","v":"TempCorrActualPOE10"},{"$f":"IF($E12570=DataInput!$B12569,DataInput!J12569,NA())","v":134.44784229999999},{"$f":"IF($E12570=DataInput!$B12569,DataInput!K12569,NA())","v":"NA"},null,null,"VIC Templestowe (United Energy) 66 kV",null,null,null,null,false,null,null,{"$error":"#N/A"},{"$error":"#N/A"},{"$error":"#N/A"},{"$error":"#N/A"},{"$error":"#N/A"},{"$error":"#N/A"},{"$error":"#N/A"},{"$error":"#N/A"},{"$error":"#N/A"},{"$error":"#N/A"}]
[null,{"$f":"IF(DataInput!B12595=$B$8,IF($B$9=$B$10,TRUE,IF(DataInput!E12595=$B$9,TRUE,FALSE)))","v":true},null,null,{"$f":"IF(B12596=TRUE,DataInput!B12595,NA())","v":"VIC"},{"$f":"IF($E12596=DataInput!$B12595,DataInput!C12595,NA())","v":"TSTS66U"},{"$f":"IF($E12596=DataInput!$B12595,DataInput!D12595,NA())","v":"Templestowe (United Energy) 66 kV"},{"$f":"IF($E12596=DataInput!$B12595,DataInput!E12595,NA())","v":"United Energy"},{"$f":"IF($E12596=DataInput!$B12595,DataInput!F12595,NA())","v":"Summer"},{"$f":"IF($E12596=DataInput!$B12595,DataInput!G12595,NA())","v":"Non-Coincident"},{"$f":"IF($E12596=DataInput!$B12595,DataInput!H12595,NA())","v":2021},{"$f":"IF($E12596=DataInput!$B12595,DataInput!I12595,NA())","v":"POE10"},{"$f":"IF($E12596=DataInput!$B12595,DataInput!J12595,NA())","v":153.6126026},{"$f":"IF($E12596=DataInput!$B12595,DataInput!K12595,NA())","v":0.91941142099999995},null,null,"VIC Templestowe (United Energy) 66 kV",null,null,null,null,false,null,null,{"$error":"#N/A"},{"$error":"#N/A"},{"$error":"#N/A"},{"$error":"#N/A"},{"$error":"#N/A"},{"$error":"#N/A"},{"$error":"#N/A"},{"$error":"#N/A"},{"$error":"#N/A"},{"$error":"#N/A"}]
[null,{"$f":"IF(DataInput!B12617=$B$8,IF($B$9=$B$10,TRUE,IF(DataInput!E12617=$B$9,TRUE,FALSE)))","v":true},null,null,{"$f":"IF(B12618=TRUE,DataInput!B12617,NA())","v":"VIC"},{"$f":"IF($E12618=DataInput!$B12617,DataInput!C12617,NA())","v":"TSTS66U"},{"$f":"IF($E12618=DataInput!$B12617,DataInput!D12617,NA())","v":"Templestowe (United Energy) 66 kV"},{"$f":"IF($E12618=DataInput!$B12617,DataInput!E12617,NA())","v":"United Energy"},{"$f":"IF($E12618=DataInput!$B12617,DataInput!F12617,NA())","v":"Winter"},{"$f":"IF($E12618=DataInput!$B12617,DataInput!G12617,NA())","v":"Non-Coincident"},{"$f":"IF($E12618=DataInput!$B12617,DataInput!H12617,NA())","v":2005},{"$f":"IF($E12618=DataInput!$B12617,DataInput!I12617,NA())","v":"TempCorrActualPOE10"},{"$f":"IF($E12618=DataInput!$B12617,DataInput!J12617,NA())","v":95.812060389999999},{"$f":"IF($E12618=DataInput!$B12617,DataInput!K12617,NA())","v":"NA"},null,null,"VIC Templestowe (United Energy) 66 kV",null,null,null,null,false,null,null,{"$error":"#N/A"},{"$error":"#N/A"},{"$error":"#N/A"},{"$error":"#N/A"},{"$error":"#N/A"},{"$error":"#N/A"},{"$error":"#N/A"},{"$error":"#N/A"},{"$error":"#N/A"},{"$error":"#N/A"}]
[null,{"$f":"IF(DataInput!B12648=$B$8,IF($B$9=$B$10,TRUE,IF(DataInput!E12648=$B$9,TRUE,FALSE)))","v":true},null,null,{"$f":"IF(B12649=TRUE,DataInput!B12648,NA())","v":"VIC"},{"$f":"IF($E12649=DataInput!$B12648,DataInput!C12648,NA())","v":"TSTS66U"},{"$f":"IF($E12649=DataInput!$B12648,DataInput!D12648,NA())","v":"Templestowe (United Energy) 66 kV"},{"$f":"IF($E12649=DataInput!$B12648,DataInput!E12648,NA())","v":"United Energy"},{"$f":"IF($E12649=DataInput!$B12648,DataInput!F12648,NA())","v":"Winter"},{"$f":"IF($E12649=DataInput!$B12648,DataInput!G12648,NA())","v":"Non-Coincident"},{"$f":"IF($E12649=DataInput!$B12648,DataInput!H12648,NA())","v":2010},{"$f":"IF($E12649=DataInput!$B12648,DataInput!I12648,NA())","v":"TempCorrActualPOE50"},{"$f":"IF($E12649=DataInput!$B12648,DataInput!J12648,NA())","v":92.60047127},{"$f":"IF($E12649=DataInput!$B12648,DataInput!K12648,NA())","v":"NA"},null,null,"VIC Templestowe (United Energy) 66 kV",null,null,null,null,false,null,null,{"$error":"#N/A"},{"$error":"#N/A"},{"$error":"#N/A"},{"$error":"#N/A"},{"$error":"#N/A"},{"$error":"#N/A"},{"$error":"#N/A"},{"$error":"#N/A"},{"$error":"#N/A"},{"$error":"#N/A"}]
[null,{"$f":"IF(DataInput!B12695=$B$8,IF($B$9=$B$10,TRUE,IF(DataInput!E12695=$B$9,TRUE,FALSE)))","v":true},null,null,{"$f":"IF(B12696=TRUE,DataInput!B12695,NA())","v":"VIC"},{"$f":"IF($E12696=DataInput!$B12695,DataInput!C12695,NA())","v":"TSTS66U"},{"$f":"IF($E12696=DataInput!$B12695,DataInput!D12695,NA())","v":"Templestowe (United Energy) 66 kV"},{"$f":"IF($E12696=DataInput!$B12695,DataInput!E12695,NA())","v":"United Energy"},{"$f":"IF($E12696=DataInput!$B12695,DataInput!F12695,NA())","v":"Winter"},{"$f":"IF($E12696=DataInput!$B12695,DataInput!G12695,NA())","v":"Non-Coincident"},{"$f":"IF($E12696=DataInput!$B12695,DataInput!H12695,NA())","v":2020},{"$f":"IF($E12696=DataInput!$B12695,DataInput!I12695,NA())","v":"POE10"},{"$f":"IF($E12696=DataInput!$B12695,DataInput!J12695,NA())","v":101.54630659999999},{"$f":"IF($E12696=DataInput!$B12695,DataInput!K12695,NA())","v":1},null,null,"VIC Templestowe (United Energy) 66 kV",null,null,null,null,false,null,null,{"$error":"#N/A"},{"$error":"#N/A"},{"$error":"#N/A"},{"$error":"#N/A"},{"$error":"#N/A"},{"$error":"#N/A"},{"$error":"#N/A"},{"$error":"#N/A"},{"$error":"#N/A"},{"$error":"#N/A"}]
[null,{"$f":"IF(DataInput!B12722=$B$8,IF($B$9=$B$10,TRUE,IF(DataInput!E12722=$B$9,TRUE,FALSE)))","v":true},null,null,{"$f":"IF(B12723=TRUE,DataInput!B12722,NA())","v":"VIC"},{"$f":"IF($E12723=DataInput!$B12722,DataInput!C12722,NA())","v":"TTS1266A"},{"$f":"IF($E12723=DataInput!$B12722,DataInput!D12722,NA())","v":"Thomastown 12 (AusNet) 66 kV"},{"$f":"IF($E12723=DataInput!$B12722,DataInput!E12722,NA())","v":"AusNet"},{"$f":"IF($E12723=DataInput!$B12722,DataInput!F12722,NA())","v":"Summer"},{"$f":"IF($E12723=DataInput!$B12722,DataInput!G12722,NA())","v":"Non-Coincident"},{"$f":"IF($E12723=DataInput!$B12722,DataInput!H12722,NA())","v":2009},{"$f":"IF($E12723=DataInput!$B12722,DataInput!I12722,NA())","v":"Actual"},{"$f":"IF($E12723=DataInput!$B12722,DataInput!J12722,NA())","v":274.346858},{"$f":"IF($E12723=DataInput!$B12722,DataInput!K12722,NA())","v":"NA"},null,null,"VIC Thomastown 12 (AusNet) 66 kV",null,null,null,null,false,null,null,{"$error":"#N/A"},{"$error":"#N/A"},{"$error":"#N/A"},{"$error":"#N/A"},{"$error":"#N/A"},{"$error":"#N/A"},{"$error":"#N/A"},{"$error":"#N/A"},{"$error":"#N/A"},{"$error":"#N/A"}]
[null,{"$f":"IF(DataInput!B12756=$B$8,IF($B$9=$B$10,TRUE,IF(DataInput!E12756=$B$9,TRUE,FALSE)))","v":true},null,null,{"$f":"IF(B12757=TRUE,DataInput!B12756,NA())","v":"VIC"},{"$f":"IF($E12757=DataInput!$B12756,DataInput!C12756,NA())","v":"TTS1266A"},{"$f":"IF($E12757=DataInput!$B12756,DataInput!D12756,NA())","v":"Thomastown 12 (AusNet) 66 kV"},{"$f":"IF($E12757=DataInput!$B12756,DataInput!E12756,NA())","v":"AusNet"},{"$f":"IF($E12757=DataInput!$B12756,DataInput!F12756,NA())","v":"Summer"},{"$f":"IF($E12757=DataInput!$B12756,DataInput!G12756,NA())","v":"Non-Coincident"},{"$f":"IF($E12757=DataInput!$B12756,DataInput!H12756,NA())","v":2016},{"$f":"IF($E12757=DataInput!$B12756,DataInput!I12756,NA())","v":"POE50"},{"$f":"IF($E12757=DataInput!$B12756,DataInput!J12756,NA())","v":119.75559579999999},{"$f":"IF($E12757=DataInput!$B12756,DataInput!K12756,NA())","v":0.91462911400000002},null,null,"VIC Thomastown 12 (AusNet) 66 kV",null,null,null,null,false,null,null,{"$error":"#N/A"},{"$error":"#N/A"},{"$error":"#N/A"},{"$error":"#N/A"},{"$error":"#N/A"},{"$error":"#N/A"},{"$error":"#N/A"},{"$error":"#N/A"},{"$error":"#N/A"},{"$error":"#N/A"}]
[null,{"$f":"IF(DataInput!B12774=$B$8,IF($B$9=$B$10,TRUE,IF(DataInput!E12774=$B$9,TRUE,FALSE)))","v":true},null,null,{"$f":"IF(B12775=TRUE,DataInput!B12774,NA())","v":"VIC"},{"$f":"IF($E12775=DataInput!$B12774,DataInput!C12774,NA())","v":"TTS1266A"},{"$f":"IF($E12775=DataInput!$B12774,DataInput!D12774,NA())","v":"Thomastown 12 (AusNet) 66 kV"},{"$f":"IF($E12775=DataInput!$B12774,DataInput!E12774,NA())","v":"AusNet"},{"$f":"IF($E12775=DataInput!$B12774,DataInput!F12774,NA())","v":"Summer"},{"$f":"IF($E12775=DataInput!$B12774,DataInput!G12774,NA())","v":"Coincident"},{"$f":"IF($E12775=DataInput!$B12774,DataInput!H12774,NA())","v":2020},{"$f":"IF($E12775=DataInput!$B12774,DataInput!I12774,NA())","v":"POE50"},{"$f":"IF($E12775=DataInput!$B12774,DataInput!J12774,NA())","v":104.6390882},{"$f":"IF($E12775=DataInput!$B12774,DataInput!K12774,NA())","v":0.91423894000000006},null,null,"VIC Thomastown 12 (AusNet) 66 kV",null,null,null,null,false,null,null,{"$error":"#N/A"},{"$error":"#N/A"},{"$error":"#N/A"},{"$error":"#N/A"},{"$error":"#N/A"},{"$error":"#N/A"},{"$error":"#N/A"},{"$error":"#N/A"},{"$error":"#N/A"},{"$error":"#N/A"}]
[null,{"$f":"IF(DataInput!B12805=$B$8,IF($B$9=$B$10,TRUE,IF(DataInput!E12805=$B$9,TRUE,FALSE)))","v":true},null,null,{"$f":"IF(B12806=TRUE,DataInput!B12805,NA())","v":"VIC"},{"$f":"IF($E12806=DataInput!$B12805,DataInput!C12805,NA())","v":"TTS1266A"},{"$f":"IF($E12806=DataInput!$B12805,DataInput!D12805,NA())","v":"Thomastown 12 (AusNet) 66 kV"},{"$f":"IF($E12806=DataInput!$B12805,DataInput!E12805,NA())","v":"AusNet"},{"$f":"IF($E12806=DataInput!$B12805,DataInput!F12805,NA())","v":"Winter"},{"$f":"IF($E12806=DataInput!$B12805,DataInput!G12805,NA())","v":"Coincident"},{"$f":"IF($E12806=DataInput!$B12805,DataInput!H12805,NA())","v":2010},{"$f":"IF($E12806=DataInput!$B12805,DataInput!I12805,NA())","v":"Actual"},{"$f":"IF($E12806=DataInput!$B12805,DataInput!J12805,NA())","v":95.869169999999997},{"$f":"IF($E12806=DataInput!$B12805,DataInput!K12805,NA())","v":"NA"},null,null,"VIC Thomastown 12 (AusNet) 66 kV",null,null,null,null,false,null,null,{"$error":"#N/A"},{"$error":"#N/A"},{"$error":"#N/A"},{"$error":"#N/A"},{"$error":"#N/A"},{"$error":"#N/A"},{"$error":"#N/A"},{"$error":"#N/A"},{"$error":"#N/A"},{"$error":"#N/A"}]
[null,{"$f":"IF(DataInput!B12817=$B$8,IF($B$9=$B$10,TRUE,IF(DataInput!E12817=$B$9,TRUE,FALSE)))","v":true},null,null,{"$f":"IF(B12818=TRUE,DataInput!B12817,NA())","v":"VIC"},{"$f":"IF($E12818=DataInput!$B12817,DataInput!C12817,NA())","v":"TTS1266A"},{"$f":"IF($E12818=DataInput!$B12817,DataInput!D12817,NA())","v":"Thomastown 12 (AusNet) 66 kV"},{"$f":"IF($E12818=DataInput!$B12817,DataInput!E12817,NA())","v":"AusNet"},{"$f":"IF($E12818=DataInput!$B12817,DataInput!F12817,NA())","v":"Winter"},{"$f":"IF($E12818=DataInput!$B12817,DataInput!G12817,NA())","v":"Coincident"},{"$f":"IF($E12818=DataInput!$B12817,DataInput!H12817,NA())","v":2012},{"$f":"IF($E12818=DataInput!$B12817,DataInput!I12817,NA())","v":"Actual"},{"$f":"IF($E12818=DataInput!$B12817,DataInput!J12817,NA())","v":93.905276000000001},{"$f":"IF($E12818=DataInput!$B12817,DataInput!K12817,NA())","v":"NA"},null,null,"VIC Thomastown 12 (AusNet) 66 kV",null,null,null,null,false,null,null,{"$error":"#N/A"},{"$error":"#N/A"},{"$error":"#N/A"},{"$error":"#N/A"},{"$error":"#N/A"},{"$error":"#N/A"},{"$error":"#N/A"},{"$error":"#N/A"},{"$error":"#N/A"},{"$error":"#N/A"}]
[null,{"$f":"IF(DataInput!B12853=$B$8,IF($B$9=$B$10,TRUE,IF(DataInput!E12853=$B$9,TRUE,FALSE)))","v":true},null,null,{"$f":"IF(B12854=TRUE,DataInput!B12853,NA())","v":"VIC"},{"$f":"IF($E12854=DataInput!$B12853,DataInput!C12853,NA())","v":"TTS1266A"},{"$f":"IF($E12854=DataInput!$B12853,DataInput!D12853,NA())","v":"Thomastown 12 (AusNet) 66 kV"},{"$f":"IF($E12854=DataInput!$B12853,DataInput!E12853,NA())","v":"AusNet"},{"$f":"IF($E12854=DataInput!$B12853,DataInput!F12853,NA())","v":"Winter"},{"$f":"IF($E12854=DataInput!$B12853,DataInput!G12853,NA())","v":"Coincident"},{"$f":"IF($E12854=DataInput!$B12853,DataInput!H12853,NA())","v":2020},{"$f":"IF($E12854=DataInput!$B12853,DataInput!I12853,NA())","v":"POE10"},{"$f":"IF($E12854=DataInput!$B12853,DataInput!J12853,NA())","v":105.3849958},{"$f":"IF($E12854=DataInput!$B12853,DataInput!K12853,NA())","v":0.98654843599999997},null,null,"VIC Thomastown 12 (AusNet) 66 kV",null,null,null,null,false,null,null,{"$error":"#N/A"},{"$error":"#N/A"},{"$error":"#N/A"},{"$error":"#N/A"},{"$error":"#N/A"},{"$error":"#N/A"},{"$error":"#N/A"},{"$error":"#N/A"},{"$error":"#N/A"},{"$error":"#N/A"}]
[null,{"$f":"IF(DataInput!B12884=$B$8,IF($B$9=$B$10,TRUE,IF(DataInput!E12884=$B$9,TRUE,FALSE)))","v":true},null,null,{"$f":"IF(B12885=TRUE,DataInput!B12884,NA())","v":"VIC"},{"$f":"IF($E12885=DataInput!$B12884,DataInput!C12884,NA())","v":"TTS1266J"},{"$f":"IF($E12885=DataInput!$B12884,DataInput!D12884,NA())","v":"Thomastown 12 (Jemena) 66 kV"},{"$f":"IF($E12885=DataInput!$B12884,DataInput!E12884,NA())","v":"Jemena"},{"$f":"IF($E12885=DataInput!$B12884,DataInput!F12884,NA())","v":"Summer"},{"$f":"IF($E12885=DataInput!$B12884,DataInput!G12884,NA())","v":"Coincident"},{"$f":"IF($E12885=DataInput!$B12884,DataInput!H12884,NA())","v":2008},{"$f":"IF($E12885=DataInput!$B12884,DataInput!I12884,NA())","v":"TempCorrActualPOE50"},{"$f":"IF($E12885=DataInput!$B12884,DataInput!J12884,NA())","v":109.57139840000001},{"$f":"IF($E12885=DataInput!$B12884,DataInput!K12884,NA())","v":"NA"},null,null,"VIC Thomastown 12 (Jemena) 66 kV",null,null,null,null,false,null,null,{"$error":"#N/A"},{"$error":"#N/A"},{"$error":"#N/A"},{"$error":"#N/A"},{"$error":"#N/A"},{"$error":"#N/A"},{"$error":"#N/A"},{"$error":"#N/A"},{"$error":"#N/A"},{"$error":"#N/A"}]
[null,{"$f":"IF(DataInput!B12931=$B$8,IF($B$9=$B$10,TRUE,IF(DataInput!E12931=$B$9,TRUE,FALSE)))","v":true},null,null,{"$f":"IF(B12932=TRUE,DataInput!B12931,NA())","v":"VIC"},{"$f":"IF($E12932=DataInput!$B12931,DataInput!C12931,NA())","v":"TTS1266J"},{"$f":"IF($E12932=DataInput!$B12931,DataInput!D12931,NA())","v":"Thomastown 12 (Jemena) 66 kV"},{"$f":"IF($E12932=DataInput!$B12931,DataInput!E12931,NA())","v":"Jemena"},{"$f":"IF($E12932=DataInput!$B12931,DataInput!F12931,NA())","v":"Summer"},{"$f":"IF($E12932=DataInput!$B12931,DataInput!G12931,NA())","v":"Non-Coincident"},{"$f":"IF($E12932=DataInput!$B12931,DataInput!H12931,NA())","v":2016},{"$f":"IF($E12932=DataInput!$B12931,DataInput!I12931,NA())","v":"POE10"},{"$f":"IF($E12932=DataInput!$B12931,DataInput!J12931,NA())","v":96.972837979999994},{"$f":"IF($E12932=DataInput!$B12931,DataInput!K12931,NA())","v":0.92268989199999996},null,null,"VIC Thomastown 12 (Jemena) 66 kV",null,null,null,null,false,null,null,{"$error":"#N/A"},{"$error":"#N/A"},{"$error":"#N/A"},{"$error":"#N/A"},{"$error":"#N/A"},{"$error":"#N/A"},{"$error":"#N/A"},{"$error":"#N/A"},{"$error":"#N/A"},{"$error":"#N/A"}]
[null,{"$f":"IF(DataInput!B12944=$B$8,IF($B$9=$B$10,TRUE,IF(DataInput!E12944=$B$9,TRUE,FALSE)))","v":true},null,null,{"$f":"IF(B12945=TRUE,DataInput!B12944,NA())","v":"VIC"},{"$f":"IF($E12945=DataInput!$B12944,DataInput!C12944,NA())","v":"TTS1266J"},{"$f":"IF($E12945=DataInput!$B12944,DataInput!D12944,NA())","v":"Thomastown 12 (Jemena) 66 kV"},{"$f":"IF($E12945=DataInput!$B12944,DataInput!E12944,NA())","v":"Jemena"},{"$f":"IF($E12945=DataInput!$B12944,DataInput!F12944,NA())","v":"Summer"},{"$f":"IF($E12945=DataInput!$B12944,DataInput!G12944,NA())","v":"Non-Coincident"},{"$f":"IF($E12945=DataInput!$B12944,DataInput!H12944,NA())","v":2019},{"$f":"IF($E12945=DataInput!$B12944,DataInput!I12944,NA())","v":"POE50"},{"$f":"IF($E12945=DataInput!$B12944,DataInput!J12944,NA())","v":79.499519329999998},{"$f":"IF($E12945=DataInput!$B12944,DataInput!K12944,NA())","v":0.89005350800000005},null,null,"VIC Thomastown 12 (Jemena) 66 kV",null,null,null,null,false,null,null,{"$error":"#N/A"},{"$error":"#N/A"},{"$error":"#N/A"},{"$error":"#N/A"},{"$error":"#N/A"},{"$error":"#N/A"},{"$error":"#N/A"},{"$error":"#N/A"},{"$error":"#N/A"},{"$error":"#N/A"}]
[null,{"$f":"IF(DataInput!B12963=$B$8,IF($B$9=$B$10,TRUE,IF(DataInput!E12963=$B$9,TRUE,FALSE)))","v":true},null,null,{"$f":"IF(B12964=TRUE,DataInput!B12963,NA())","v":"VIC"},{"$f":"IF($E12964=DataInput!$B12963,DataInput!C12963,NA())","v":"TTS1266J"},{"$f":"IF($E12964=DataInput!$B12963,DataInput!D12963,NA())","v":"Thomastown 12 (Jemena) 66 kV"},{"$f":"IF($E12964=DataInput!$B12963,DataInput!E12963,NA())","v":"Jemena"},{"$f":"IF($E12964=DataInput!$B12963,DataInput!F12963,NA())","v":"Summer"},{"$f":"IF($E12964=DataInput!$B12963,DataInput!G12963,NA())","v":"Non-Coincident"},{"$f":"IF($E12964=DataInput!$B12963,DataInput!H12963,NA())","v":2024},{"$f":"IF($E12964=DataInput!$B12963,DataInput!I12963,NA())","v":"POE10"},{"$f":"IF($E12964=DataInput!$B12963,DataInput!J12963,NA())","v":81.988895229999997},{"$f":"IF($E12964=DataInput!$B12963,DataInput!K12963,NA())","v":0.92102475399999995},null,null,"VIC Thomastown 12 (Jemena) 66 kV",null,null,null,null,false,null,null,{"$error":"#N/A"},{"$error":"#N/A"},{"$error":"#N/A"},{"$error":"#N/A"},{"$error":"#N/A"},{"$error":"#N/A"},{"$error":"#N/A"},{"$error":"#N/A"},{"$error":"#N/A"},{"$error":"#N/A"}]
[null,{"$f":"IF(DataInput!B13010=$B$8,IF($B$9=$B$10,TRUE,IF(DataInput!E13010=$B$9,TRUE,FALSE)))","v":true},null,null,{"$f":"IF(B13011=TRUE,DataInput!B13010,NA())","v":"VIC"},{"$f":"IF($E13011=DataInput!$B13010,DataInput!C13010,NA())","v":"TTS1266J"},{"$f":"IF($E13011=DataInput!$B13010,DataInput!D13010,NA())","v":"Thomastown 12 (Jemena) 66 kV"},{"$f":"IF($E13011=DataInput!$B13010,DataInput!E13010,NA())","v":"Jemena"},{"$f":"IF($E13011=DataInput!$B13010,DataInput!F13010,NA())","v":"Winter"},{"$f":"IF($E13011=DataInput!$B13010,DataInput!G13010,NA())","v":"Non-Coincident"},{"$f":"IF($E13011=DataInput!$B13010,DataInput!H13010,NA())","v":2011},{"$f":"IF($E13011=DataInput!$B13010,DataInput!I13010,NA())","v":"TempCorrActualPOE50"},{"$f":"IF($E13011=DataInput!$B13010,DataInput!J13010,NA())","v":90.009458120000005},{"$f":"IF($E13011=DataInput!$B13010,DataInput!K13010,NA())","v":"NA"},null,null,"VIC Thomastown 12 (Jemena) 66 kV",null,null,null,null,false,null,null,{"$error":"#N/A"},{"$error":"#N/A"},{"$error":"#N/A"},{"$error":"#N/A"},{"$error":"#N/A"},{"$error":"#N/A"},{"$error":"#N/A"},{"$error":"#N/A"},{"$error":"#N/A"},{"$error":"#N/A"}]
[null,{"$f":"IF(DataInput!B13041=$B$8,IF($B$9=$B$10,TRUE,IF(DataInput!E13041=$B$9,TRUE,FALSE)))","v":true},null,null,{"$f":"IF(B13042=TRUE,DataInput!B13041,NA())","v":"VIC"},{"$f":"IF($E13042=DataInput!$B13041,DataInput!C13041,NA())","v":"TTS1266J"},{"$f":"IF($E13042=DataInput!$B13041,DataInput!D13041,NA())","v":"Thomastown 12 (Jemena) 66 kV"},{"$f":"IF($E13042=DataInput!$B13041,DataInput!E13041,NA())","v":"Jemena"},{"$f":"IF($E13042=DataInput!$B13041,DataInput!F13041,NA())","v":"Winter"},{"$f":"IF($E13042=DataInput!$B13041,DataInput!G13041,NA())","v":"Coincident"},{"$f":"IF($E13042=DataInput!$B13041,DataInput!H13041,NA())","v":2017},{"$f":"IF($E13042=DataInput!$B13041,DataInput!I13041,NA())","v":"POE10"},{"$f":"IF($E13042=DataInput!$B13041,DataInput!J13041,NA())","v":67.890111180000005},{"$f":"IF($E13042=DataInput!$B13041,DataInput!K13041,NA())","v":0.89581276799999998},null,null,"VIC Thomastown 12 (Jemena) 66 kV",null,null,null,null,false,null,null,{"$error":"#N/A"},{"$error":"#N/A"},{"$error":"#N/A"},{"$error":"#N/A"},{"$error":"#N/A"},{"$error":"#N/A"},{"$error":"#N/A"},{"$error":"#N/A"},{"$error":"#N/A"},{"$error":"#N/A"}]
[null,{"$f":"IF(DataInput!B13071=$B$8,IF($B$9=$B$10,TRUE,IF(DataInput!E13071=$B$9,TRUE,FALSE)))","v":true},null,null,{"$f":"IF(B13072=TRUE,DataInput!B13071,NA())","v":"VIC"},{"$f":"IF($E13072=DataInput!$B13071,DataInput!C13071,NA())","v":"TTS3466J"},{"$f":"IF($E13072=DataInput!$B13071,DataInput!D13071,NA())","v":"Thomastown 34 (Jemena) 66 kV"},{"$f":"IF($E13072=DataInput!$B13071,DataInput!E13071,NA())","v":"Jemena"},{"$f":"IF($E13072=DataInput!$B13071,DataInput!F13071,NA())","v":"Summer"},{"$f":"IF($E13072=DataInput!$B13071,DataInput!G13071,NA())","v":"Coincident"},{"$f":"IF($E13072=DataInput!$B13071,DataInput!H13071,NA())","v":2006},{"$f":"IF($E13072=DataInput!$B13071,DataInput!I13071,NA())","v":"TempCorrActualPOE10"},{"$f":"IF($E13072=DataInput!$B13071,DataInput!J13071,NA())","v":213.10544150000001},{"$f":"IF($E13072=DataInput!$B13071,DataInput!K13071,NA())","v":"NA"},null,null,"VIC Thomastown 34 (Jemena) 66 kV",null,null,null,null,false,null,null,{"$error":"#N/A"},{"$error":"#N/A"},{"$error":"#N/A"},{"$error":"#N/A"},{"$error":"#N/A"},{"$error":"#N/A"},{"$error":"#N/A"},{"$error":"#N/A"},{"$error":"#N/A"},{"$error":"#N/A"}]
[null,{"$f":"IF(DataInput!B13089=$B$8,IF($B$9=$B$10,TRUE,IF(DataInput!E13089=$B$9,TRUE,FALSE)))","v":true},null,null,{"$f":"IF(B13090=TRUE,DataInput!B13089,NA())","v":"VIC"},{"$f":"IF($E13090=DataInput!$B13089,DataInput!C13089,NA())","v":"TTS3466J"},{"$f":"IF($E13090=DataInput!$B13089,DataInput!D13089,NA())","v":"Thomastown 34 (Jemena) 66 kV"},{"$f":"IF($E13090=DataInput!$B13089,DataInput!E13089,NA())","v":"Jemena"},{"$f":"IF($E13090=DataInput!$B13089,DataInput!F13089,NA())","v":"Summer"},{"$f":"IF($E13090=DataInput!$B13089,DataInput!G13089,NA())","v":"Coincident"},{"$f":"IF($E13090=DataInput!$B13089,DataInput!H13089,NA())","v":2009},{"$f":"IF($E13090=DataInput!$B13089,DataInput!I13089,NA())","v":"TempCorrActualPOE10"},{"$f":"IF($E13090=DataInput!$B13089,DataInput!J13089,NA())","v":236.97025600000001},{"$f":"IF($E13090=DataInput!$B13089,DataInput!K13089,NA())","v":"NA"},null,null,"VIC Thomastown 34 (Jemena) 66 kV",null,null,null,null,false,null,null,{"$error":"#N/A"},{"$error":"#N/A"},{"$error":"#N/A"},{"$error":"#N/A"},{"$error":"#N/A"},{"$error":"#N/A"},{"$error":"#N/A"},{"$error":"#N/A"},{"$error":"#N/A"},{"$error":"#N/A"}]
[null,{"$f":"IF(DataInput!B13120=$B$8,IF($B$9=$B$10,TRUE,IF(DataInput!E13120=$B$9,TRUE,FALSE)))","v":true},null,null,{"$f":"IF(B13121=TRUE,DataInput!B13120,NA())","v":"VIC"},{"$f":"IF($E13121=DataInput!$B13120,DataInput!C13120,NA())","v":"TTS3466J"},{"$f":"IF($E13121=DataInput!$B13120,DataInput!D13120,NA())","v":"Thomastown 34 (Jemena) 66 kV"},{"$f":"IF($E13121=DataInput!$B13120,DataInput!E13120,NA())","v":"Jemena"},{"$f":"IF($E13121=DataInput!$B13120,DataInput!F13120,NA())","v":"Summer"},{"$f":"IF($E13121=DataInput!$B13120,DataInput!G13120,NA())","v":"Coincident"},{"$f":"IF($E13121=DataInput!$B13120,DataInput!H13120,NA())","v":2014},{"$f":"IF($E13121=DataInput!$B13120,DataInput!I13120,NA())","v":"TempCorrActualPOE50"},{"$f":"IF($E13121=DataInput!$B13120,DataInput!J13120,NA())","v":233.6919652},{"$f":"IF($E13121=DataInput!$B13120,DataInput!K13120,NA())","v":"NA"},null,null,"VIC Thomastown 34 (Jemena) 66 kV",null,null,null,null,false,null,null,{"$error":"#N/A"},{"$error":"#N/A"},{"$error":"#N/A"},{"$error":"#N/A"},{"$error":"#N/A"},{"$error":"#N/A"},{"$error":"#N/A"},{"$error":"#N/A"},{"$error":"#N/A"},{"$error":"#N/A"}]
[null,{"$f":"IF(DataInput!B13138=$B$8,IF($B$9=$B$10,TRUE,IF(DataInput!E13138=$B$9,TRUE,FALSE)))","v":true},null,null,{"$f":"IF(B13139=TRUE,DataInput!B13138,NA())","v":"VIC"},{"$f":"IF($E13139=DataInput!$B13138,DataInput!C13138,NA())","v":"TTS3466J"},{"$f":"IF($E13139=DataInput!$B13138,DataInput!D13138,NA())","v":"Thomastown 34 (Jemena) 66 kV"},{"$f":"IF($E13139=DataInput!$B13138,DataInput!E13138,NA())","v":"Jemena"},{"$f":"IF($E13139=DataInput!$B13138,DataInput!F13138,NA())","v":"Summer"},{"$f":"IF($E13139=DataInput!$B13138,DataInput!G13138,NA())","v":"Coincident"},{"$f":"IF($E13139=DataInput!$B13138,DataInput!H13138,NA())","v":2017},{"$f":"IF($E13139=DataInput!$B13138,DataInput!I13138,NA())","v":"POE50"},{"$f":"IF($E13139=DataInput!$B13138,DataInput!J13138,NA())","v":205.1606563},{"$f":"IF($E13139=DataInput!$B13138,DataInput!K13138,NA())","v":0.88851641100000001},null,null,"VIC Thomastown 34 (Jemena) 66 kV",null,null,null,null,false,null,null,{"$error":"#N/A"},{"$error":"#N/A"},{"$error":"#N/A"},{"$error":"#N/A"},{"$error":"#N/A"},{"$error":"#N/A"},{"$error":"#N/A"},{"$error":"#N/A"},{"$error":"#N/A"},{"$error":"#N/A"}]
[null,{"$f":"IF(DataInput!B13166=$B$8,IF($B$9=$B$10,TRUE,IF(DataInput!E13166=$B$9,TRUE,FALSE)))","v":true},null,null,{"$f":"IF(B13167=TRUE,DataInput!B13166,NA())","v":"VIC"},{"$f":"IF($E13167=DataInput!$B13166,DataInput!C13166,NA())","v":"TTS3466J"},{"$f":"IF($E13167=DataInput!$B13166,DataInput!D13166,NA())","v":"Thomastown 34 (Jemena) 66 kV"},{"$f":"IF($E13167=DataInput!$B13166,DataInput!E13166,NA())","v":"Jemena"},{"$f":"IF($E13167=DataInput!$B13166,DataInput!F13166,NA())","v":"Summer"},{"$f":"IF($E13167=DataInput!$B13166,DataInput!G13166,NA())","v":"Coincident"},{"$f":"IF($E13167=DataInput!$B13166,DataInput!H13166,NA())","v":2024},{"$f":"IF($E13167=DataInput!$B13166,DataInput!I13166,NA())","v":"POE50"},{"$f":"IF($E13167=DataInput!$B13166,DataInput!J13166,NA())","v":201.86061549999999},{"$f":"IF($E13167=DataInput!$B13166,DataInput!K13166,NA())","v":0.88831897400000004},null,null,"VIC Thomastown 34 (Jemena) 66 kV",null,null,null,null,false,null,null,{"$error":"#N/A"},{"$error":"#N/A"},{"$error":"#N/A"},{"$error":"#N/A"},{"$error":"#N/A"},{"$error":"#N/A"},{"$error":"#N/A"},{"$error":"#N/A"},{"$error":"#N/A"},{"$error":"#N/A"}]
[null,{"$f":"IF(DataInput!B13199=$B$8,IF($B$9=$B$10,TRUE,IF(DataInput!E13199=$B$9,TRUE,FALSE)))","v":true},null,null,{"$f":"IF(B13200=TRUE,DataInput!B13199,NA())","v":"VIC"},{"$f":"IF($E13200=DataInput!$B13199,DataInput!C13199,NA())","v":"TTS3466J"},{"$f":"IF($E13200=DataInput!$B13199,DataInput!D13199,NA())","v":"Thomastown 34 (Jemena) 66 kV"},{"$f":"IF($E13200=DataInput!$B13199,DataInput!E13199,NA())","v":"Jemena"},{"$f":"IF($E13200=DataInput!$B13199,DataInput!F13199,NA())","v":"Winter"},{"$f":"IF($E13200=DataInput!$B13199,DataInput!G13199,NA())","v":"Coincident"},{"$f":"IF($E13200=DataInput!$B13199,DataInput!H13199,NA())","v":2009},{"$f":"IF($E13200=DataInput!$B13199,DataInput!I13199,NA())","v":"Actual"},{"$f":"IF($E13200=DataInput!$B13199,DataInput!J13199,NA())","v":182.11125799999999},{"$f":"IF($E13200=DataInput!$B13199,DataInput!K13199,NA())","v":"NA"},null,null,"VIC Thomastown 34 (Jemena) 66 kV",null,null,null,null,false,null,null,{"$error":"#N/A"},{"$error":"#N/A"},{"$error":"#N/A"},{"$error":"#N/A"},{"$error":"#N/A"},{"$error":"#N/A"},{"$error":"#N/A"},{"$error":"#N/A"},{"$error":"#N/A"},{"$error":"#N/A"}]
[null,{"$f":"IF(DataInput!B13246=$B$8,IF($B$9=$B$10,TRUE,IF(DataInput!E13246=$B$9,TRUE,FALSE)))","v":true},null,null,{"$f":"IF(B13247=TRUE,DataInput!B13246,NA())","v":"VIC"},{"$f":"IF($E13247=DataInput!$B13246,DataInput!C13246,NA())","v":"TTS3466J"},{"$f":"IF($E13247=DataInput!$B13246,DataInput!D13246,NA())","v":"Thomastown 34 (Jemena) 66 kV"},{"$f":"IF($E13247=DataInput!$B13246,DataInput!E13246,NA())","v":"Jemena"},{"$f":"IF($E13247=DataInput!$B13246,DataInput!F13246,NA())","v":"Winter"},{"$f":"IF($E13247=DataInput!$B13246,DataInput!G13246,NA())","v":"Coincident"},{"$f":"IF($E13247=DataInput!$B13246,DataInput!H13246,NA())","v":2018},{"$f":"IF($E13247=DataInput!$B13246,DataInput!I13246,NA())","v":"POE50"},{"$f":"IF($E13247=DataInput!$B13246,DataInput!J13246,NA())","v":207.69056079999999},{"$f":"IF($E13247=DataInput!$B13246,DataInput!K13246,NA())","v":0.903523246},null,null,"VIC Thomastown 34 (Jemena) 66 kV",null,null,null,null,false,null,null,{"$error":"#N/A"},{"$error":"#N/A"},{"$error":"#N/A"},{"$error":"#N/A"},{"$error":"#N/A"},{"$error":"#N/A"},{"$error":"#N/A"},{"$error":"#N/A"},{"$error":"#N/A"},{"$error":"#N/A"}]
[null,{"$f":"IF(DataInput!B13248=$B$8,IF($B$9=$B$10,TRUE,IF(DataInput!E13248=$B$9,TRUE,FALSE)))","v":true},null,null,{"$f":"IF(B13249=TRUE,DataInput!B13248,NA())","v":"VIC"},{"$f":"IF($E13249=DataInput!$B13248,DataInput!C13248,NA())","v":"TTS3466J"},{"$f":"IF($E13249=DataInput!$B13248,DataInput!D13248,NA())","v":"Thomastown 34 (Jemena) 66 kV"},{"$f":"IF($E13249=DataInput!$B13248,DataInput!E13248,NA())","v":"Jemena"},{"$f":"IF($E13249=DataInput!$B13248,DataInput!F13248,NA())","v":"Winter"},{"$f":"IF($E13249=DataInput!$B13248,DataInput!G13248,NA())","v":"Non-Coincident"},{"$f":"IF($E13249=DataInput!$B13248,DataInput!H13248,NA())","v":2019},{"$f":"IF($E13249=DataInput!$B13248,DataInput!I13248,NA())","v":"POE50"},{"$f":"IF($E13249=DataInput!$B13248,DataInput!J13248,NA())","v":235.22739189999999},{"$f":"IF($E13249=DataInput!$B13248,DataInput!K13248,NA())","v":0.90343796300000001},null,null,"VIC Thomastown 34 (Jemena) 66 kV",null,null,null,null,false,null,null,{"$error":"#N/A"},{"$error":"#N/A"},{"$error":"#N/A"},{"$error":"#N/A"},{"$error":"#N/A"},{"$error":"#N/A"},{"$error":"#N/A"},{"$error":"#N/A"},{"$error":"#N/A"},{"$error":"#N/A"}]
[null,{"$f":"IF(DataInput!B13293=$B$8,IF($B$9=$B$10,TRUE,IF(DataInput!E13293=$B$9,TRUE,FALSE)))","v":true},null,null,{"$f":"IF(B13294=TRUE,DataInput!B13293,NA())","v":"VIC"},{"$f":"IF($E13294=DataInput!$B13293,DataInput!C13293,NA())","v":"VCB2"},{"$f":"IF($E13294=DataInput!$B13293,DataInput!D13293,NA())","v":"Aquasure Desalination 220kV"},{"$f":"IF($E13294=DataInput!$B13293,DataInput!E13293,NA())","v":"Direct Connect"},{"$f":"IF($E13294=DataInput!$B13293,DataInput!F13293,NA())","v":"Summer"},{"$f":"IF($E13294=DataInput!$B13293,DataInput!G13293,NA())","v":"Coincident"},{"$f":"IF($E13294=DataInput!$B13293,DataInput!H13293,NA())","v":2015},{"$f":"IF($E13294=DataInput!$B13293,DataInput!I13293,NA())","v":"Actual"},{"$f":"IF($E13294=DataInput!$B13293,DataInput!J13293,NA())","v":"NA"},{"$f":"IF($E13294=DataInput!$B13293,DataInput!K13293,NA())","v":"NA"},null,null,"VIC Aquasure Desalination 220kV",null,null,null,null,false,null,null,{"$error":"#N/A"},{"$error":"#N/A"},{"$error":"#N/A"},{"$error":"#N/A"},{"$error":"#N/A"},{"$error":"#N/A"},{"$error":"#N/A"},{"$error":"#N/A"},{"$error":"#N/A"},{"$error":"#N/A"}]
[null,{"$f":"IF(DataInput!B13325=$B$8,IF($B$9=$B$10,TRUE,IF(DataInput!E13325=$B$9,TRUE,FALSE)))","v":true},null,null,{"$f":"IF(B13326=TRUE,DataInput!B13325,NA())","v":"VIC"},{"$f":"IF($E13326=DataInput!$B13325,DataInput!C13325,NA())","v":"VCB2"},{"$f":"IF($E13326=DataInput!$B13325,DataInput!D13325,NA())","v":"Aquasure Desalination 220kV"},{"$f":"IF($E13326=DataInput!$B13325,DataInput!E13325,NA())","v":"Direct Connect"},{"$f":"IF($E13326=DataInput!$B13325,DataInput!F13325,NA())","v":"Summer"},{"$f":"IF($E13326=DataInput!$B13325,DataInput!G13325,NA())","v":"Coincident"},{"$f":"IF($E13326=DataInput!$B13325,DataInput!H13325,NA())","v":2023},{"$f":"IF($E13326=DataInput!$B13325,DataInput!I13325,NA())","v":"POE10"},{"$f":"IF($E13326=DataInput!$B13325,DataInput!J13325,NA())","v":"NA"},{"$f":"IF($E13326=DataInput!$B13325,DataInput!K13325,NA())","v":"NA"},null,null,"VIC Aquasure Desalination 220kV",null,null,null,null,false,null,null,{"$error":"#N/A"},{"$error":"#N/A"},{"$error":"#N/A"},{"$error":"#N/A"},{"$error":"#N/A"},{"$error":"#N/A"},{"$error":"#N/A"},{"$error":"#N/A"},{"$error":"#N/A"},{"$error":"#N/A"}]
[null,{"$f":"IF(DataInput!B13356=$B$8,IF($B$9=$B$10,TRUE,IF(DataInput!E13356=$B$9,TRUE,FALSE)))","v":true},null,null,{"$f":"IF(B13357=TRUE,DataInput!B13356,NA())","v":"VIC"},{"$f":"IF($E13357=DataInput!$B13356,DataInput!C13356,NA())","v":"VCB2"},{"$f":"IF($E13357=DataInput!$B13356,DataInput!D13356,NA())","v":"Aquasure Desalination 220kV"},{"$f":"IF($E13357=DataInput!$B13356,DataInput!E13356,NA())","v":"Direct Connect"},{"$f":"IF($E13357=DataInput!$B13356,DataInput!F13356,NA())","v":"Winter"},{"$f":"IF($E13357=DataInput!$B13356,DataInput!G13356,NA())","v":"Coincident"},{"$f":"IF($E13357=DataInput!$B13356,DataInput!H13356,NA())","v":2015},{"$f":"IF($E13357=DataInput!$B13356,DataInput!I13356,NA())","v":"POE50"},{"$f":"IF($E13357=DataInput!$B13356,DataInput!J13356,NA())","v":"NA"},{"$f":"IF($E13357=DataInput!$B13356,DataInput!K13356,NA())","v":"NA"},null,null,"VIC Aquasure Desalination 220kV",null,null,null,null,false,null,null,{"$error":"#N/A"},{"$error":"#N/A"},{"$error":"#N/A"},{"$error":"#N/A"},{"$error":"#N/A"},{"$error":"#N/A"},{"$error":"#N/A"},{"$error":"#N/A"},{"$error":"#N/A"},{"$error":"#N/A"}]
[null,{"$f":"IF(DataInput!B13374=$B$8,IF($B$9=$B$10,TRUE,IF(DataInput!E13374=$B$9,TRUE,FALSE)))","v":true},null,null,{"$f":"IF(B13375=TRUE,DataInput!B13374,NA())","v":"VIC"},{"$f":"IF($E13375=DataInput!$B13374,DataInput!C13374,NA())","v":"VCB2"},{"$f":"IF($E13375=DataInput!$B13374,DataInput!D13374,NA())","v":"Aquasure Desalination 220kV"},{"$f":"IF($E13375=DataInput!$B13374,DataInput!E13374,NA())","v":"Direct Connect"},{"$f":"IF($E13375=DataInput!$B13374,DataInput!F13374,NA())","v":"Winter"},{"$f":"IF($E13375=DataInput!$B13374,DataInput!G13374,NA())","v":"Non-Coincident"},{"$f":"IF($E13375=DataInput!$B13374,DataInput!H13374,NA())","v":2020},{"$f":"IF($E13375=DataInput!$B13374,DataInput!I13374,NA())","v":"POE50"},{"$f":"IF($E13375=DataInput!$B13374,DataInput!J13374,NA())","v":"NA"},{"$f":"IF($E13375=DataInput!$B13374,DataInput!K13374,NA())","v":"NA"},null,null,"VIC Aquasure Desalination 220kV",null,null,null,null,false,null,null,{"$error":"#N/A"},{"$error":"#N/A"},{"$error":"#N/A"},{"$error":"#N/A"},{"$error":"#N/A"},{"$error":"#N/A"},{"$error":"#N/A"},{"$error":"#N/A"},{"$error":"#N/A"},{"$error":"#N/A"}]
[null,{"$f":"IF(DataInput!B13416=$B$8,IF($B$9=$B$10,TRUE,IF(DataInput!E13416=$B$9,TRUE,FALSE)))","v":true},null,null,{"$f":"IF(B13417=TRUE,DataInput!B13416,NA())","v":"VIC"},{"$f":"IF($E13417=DataInput!$B13416,DataInput!C13416,NA())","v":"WETS66"},{"$f":"IF($E13417=DataInput!$B13416,DataInput!D13416,NA())","v":"Wemen (Powercor) 66 kV"},{"$f":"IF($E13417=DataInput!$B13416,DataInput!E13416,NA())","v":"Powercor"},{"$f":"IF($E13417=DataInput!$B13416,DataInput!F13416,NA())","v":"Summer"},{"$f":"IF($E13417=DataInput!$B13416,DataInput!G13416,NA())","v":"Non-Coincident"},{"$f":"IF($E13417=DataInput!$B13416,DataInput!H13416,NA())","v":2015},{"$f":"IF($E13417=DataInput!$B13416,DataInput!I13416,NA())","v":"Actual"},{"$f":"IF($E13417=DataInput!$B13416,DataInput!J13416,NA())","v":48.900646000000002},{"$f":"IF($E13417=DataInput!$B13416,DataInput!K13416,NA())","v":"NA"},null,null,"VIC Wemen (Powercor) 66 kV",null,null,null,null,false,null,null,{"$error":"#N/A"},{"$error":"#N/A"},{"$error":"#N/A"},{"$error":"#N/A"},{"$error":"#N/A"},{"$error":"#N/A"},{"$error":"#N/A"},{"$error":"#N/A"},{"$error":"#N/A"},{"$error":"#N/A"}]
[null,{"$f":"IF(DataInput!B13422=$B$8,IF($B$9=$B$10,TRUE,IF(DataInput!E13422=$B$9,TRUE,FALSE)))","v":true},null,null,{"$f":"IF(B13423=TRUE,DataInput!B13422,NA())","v":"VIC"},{"$f":"IF($E13423=DataInput!$B13422,DataInput!C13422,NA())","v":"WETS66"},{"$f":"IF($E13423=DataInput!$B13422,DataInput!D13422,NA())","v":"Wemen (Powercor) 66 kV"},{"$f":"IF($E13423=DataInput!$B13422,DataInput!E13422,NA())","v":"Powercor"},{"$f":"IF($E13423=DataInput!$B13422,DataInput!F13422,NA())","v":"Summer"},{"$f":"IF($E13423=DataInput!$B13422,DataInput!G13422,NA())","v":"Non-Coincident"},{"$f":"IF($E13423=DataInput!$B13422,DataInput!H13422,NA())","v":2017},{"$f":"IF($E13423=DataInput!$B13422,DataInput!I13422,NA())","v":"POE50"},{"$f":"IF($E13423=DataInput!$B13422,DataInput!J13422,NA())","v":47.182048969999997},{"$f":"IF($E13423=DataInput!$B13422,DataInput!K13422,NA())","v":0.57421417600000002},null,null,"VIC Wemen (Powercor) 66 kV",null,null,null,null,false,null,null,{"$error":"#N/A"},{"$error":"#N/A"},{"$error":"#N/A"},{"$error":"#N/A"},{"$error":"#N/A"},{"$error":"#N/A"},{"$error":"#N/A"},{"$error":"#N/A"},{"$error":"#N/A"},{"$error":"#N/A"}]
[null,{"$f":"IF(DataInput!B13453=$B$8,IF($B$9=$B$10,TRUE,IF(DataInput!E13453=$B$9,TRUE,FALSE)))","v":true},null,null,{"$f":"IF(B13454=TRUE,DataInput!B13453,NA())","v":"VIC"},{"$f":"IF($E13454=DataInput!$B13453,DataInput!C13453,NA())","v":"WETS66"},{"$f":"IF($E13454=DataInput!$B13453,DataInput!D13453,NA())","v":"Wemen (Powercor) 66 kV"},{"$f":"IF($E13454=DataInput!$B13453,DataInput!E13453,NA())","v":"Powercor"},{"$f":"IF($E13454=DataInput!$B13453,DataInput!F13453,NA())","v":"Summer"},{"$f":"IF($E13454=DataInput!$B13453,DataInput!G13453,NA())","v":"Non-Coincident"},{"$f":"IF($E13454=DataInput!$B13453,DataInput!H13453,NA())","v":2025},{"$f":"IF($E13454=DataInput!$B13453,DataInput!I13453,NA())","v":"POE10"},{"$f":"IF($E13454=DataInput!$B13453,DataInput!J13453,NA())","v":61.082357979999998},{"$f":"IF($E13454=DataInput!$B13453,DataInput!K13453,NA())","v":0.59379139599999997},null,null,"VIC Wemen (Powercor) 66 kV",null,null,null,null,false,null,null,{"$error":"#N/A"},{"$error":"#N/A"},{"$error":"#N/A"},{"$error":"#N/A"},{"$error":"#N/A"},{"$error":"#N/A"},{"$error":"#N/A"},{"$error":"#N/A"},{"$error":"#N/A"},{"$error":"#N/A"}]
[null,{"$f":"IF(DataInput!B13484=$B$8,IF($B$9=$B$10,TRUE,IF(DataInput!E13484=$B$9,TRUE,FALSE)))","v":true},null,null,{"$f":"IF(B13485=TRUE,DataInput!B13484,NA())","v":"VIC"},{"$f":"IF($E13485=DataInput!$B13484,DataInput!C13484,NA())","v":"WETS66"},{"$f":"IF($E13485=DataInput!$B13484,DataInput!D13484,NA())","v":"Wemen (Powercor) 66 kV"},{"$f":"IF($E13485=DataInput!$B13484,DataInput!E13484,NA())","v":"Powercor"},{"$f":"IF($E13485=DataInput!$B13484,DataInput!F13484,NA())","v":"Winter"},{"$f":"IF($E13485=DataInput!$B13484,DataInput!G13484,NA())","v":"Non-Coincident"},{"$f":"IF($E13485=DataInput!$B13484,DataInput!H13484,NA())","v":2017},{"$f":"IF($E13485=DataInput!$B13484,DataInput!I13484,NA())","v":"POE50"},{"$f":"IF($E13485=DataInput!$B13484,DataInput!J13484,NA())","v":20.519946050000001},{"$f":"IF($E13485=DataInput!$B13484,DataInput!K13484,NA())","v":0.50984058899999996},null,null,"VIC Wemen (Powercor) 66 kV",null,null,null,null,false,null,null,{"$error":"#N/A"},{"$error":"#N/A"},{"$error":"#N/A"},{"$error":"#N/A"},{"$error":"#N/A"},{"$error":"#N/A"},{"$error":"#N/A"},{"$error":"#N/A"},{"$error":"#N/A"},{"$error":"#N/A"}]
[null,{"$f":"IF(DataInput!B13515=$B$8,IF($B$9=$B$10,TRUE,IF(DataInput!E13515=$B$9,TRUE,FALSE)))","v":true},null,null,{"$f":"IF(B13516=TRUE,DataInput!B13515,NA())","v":"VIC"},{"$f":"IF($E13516=DataInput!$B13515,DataInput!C13515,NA())","v":"WMT66C"},{"$f":"IF($E13516=DataInput!$B13515,DataInput!D13515,NA())","v":"West Melbourne (CitiPower) 66 kV"},{"$f":"IF($E13516=DataInput!$B13515,DataInput!E13515,NA())","v":"Citipower"},{"$f":"IF($E13516=DataInput!$B13515,DataInput!F13515,NA())","v":"Summer"},{"$f":"IF($E13516=DataInput!$B13515,DataInput!G13515,NA())","v":"Coincident"},{"$f":"IF($E13516=DataInput!$B13515,DataInput!H13515,NA())","v":2006},{"$f":"IF($E13516=DataInput!$B13515,DataInput!I13515,NA())","v":"TempCorrActualPOE10"},{"$f":"IF($E13516=DataInput!$B13515,DataInput!J13515,NA())","v":364.58378370000003},{"$f":"IF($E13516=DataInput!$B13515,DataInput!K13515,NA())","v":"NA"},null,null,"VIC West Melbourne (CitiPower) 66 kV",null,null,null,null,{"$f":"IF(ISERROR(G13516),FALSE,IF($V$9=G13516,TRUE,FALSE))","v":false},null,null,{"$error":"#N/A"},{"$error":"#N/A"},{"$error":"#N/A"},{"$error":"#N/A"},{"$error":"#N/A"},{"$error":"#N/A"},{"$error":"#N/A"},{"$error":"#N/A"},{"$error":"#N/A"},{"$error":"#N/A"}]
[null,{"$f":"IF(DataInput!B13561=$B$8,IF($B$9=$B$10,TRUE,IF(DataInput!E13561=$B$9,TRUE,FALSE)))","v":true},null,null,{"$f":"IF(B13562=TRUE,DataInput!B13561,NA())","v":"VIC"},{"$f":"IF($E13562=DataInput!$B13561,DataInput!C13561,NA())","v":"WMT66C"},{"$f":"IF($E13562=DataInput!$B13561,DataInput!D13561,NA())","v":"West Melbourne (CitiPower) 66 kV"},{"$f":"IF($E13562=DataInput!$B13561,DataInput!E13561,NA())","v":"Citipower"},{"$f":"IF($E13562=DataInput!$B13561,DataInput!F13561,NA())","v":"Summer"},{"$f":"IF($E13562=DataInput!$B13561,DataInput!G13561,NA())","v":"Coincident"},{"$f":"IF($E13562=DataInput!$B13561,DataInput!H13561,NA())","v":2013},{"$f":"IF($E13562=DataInput!$B13561,DataInput!I13561,NA())","v":"Actual"},{"$f":"IF($E13562=DataInput!$B13561,DataInput!J13561,NA())","v":367.48053199999998},{"$f":"IF($E13562=DataInput!$B13561,DataInput!K13561,NA())","v":"NA"},null,null,"VIC West Melbourne (CitiPower) 66 kV",null,null,null,null,false,null,null,{"$error":"#N/A"},{"$error":"#N/A"},{"$error":"#N/A"},{"$error":"#N/A"},{"$error":"#N/A"},{"$error":"#N/A"},{"$error":"#N/A"},{"$error":"#N/A"},{"$error":"#N/A"},{"$error":"#N/A"}]
[null,{"$f":"IF(DataInput!B13592=$B$8,IF($B$9=$B$10,TRUE,IF(DataInput!E13592=$B$9,TRUE,FALSE)))","v":true},null,null,{"$f":"IF(B13593=TRUE,DataInput!B13592,NA())","v":"VIC"},{"$f":"IF($E13593=DataInput!$B13592,DataInput!C13592,NA())","v":"WMT66C"},{"$f":"IF($E13593=DataInput!$B13592,DataInput!D13592,NA())","v":"West Melbourne (CitiPower) 66 kV"},{"$f":"IF($E13593=DataInput!$B13592,DataInput!E13592,NA())","v":"Citipower"},{"$f":"IF($E13593=DataInput!$B13592,DataInput!F13592,NA())","v":"Summer"},{"$f":"IF($E13593=DataInput!$B13592,DataInput!G13592,NA())","v":"Non-Coincident"},{"$f":"IF($E13593=DataInput!$B13592,DataInput!H13592,NA())","v":2020},{"$f":"IF($E13593=DataInput!$B13592,DataInput!I13592,NA())","v":"POE50"},{"$f":"IF($E13593=DataInput!$B13592,DataInput!J13592,NA())","v":264.6939107},{"$f":"IF($E13593=DataInput!$B13592,DataInput!K13592,NA())","v":0.89183543200000004},null,null,"VIC West Melbourne (CitiPower) 66 kV",null,null,null,null,false,null,null,{"$error":"#N/A"},{"$error":"#N/A"},{"$error":"#N/A"},{"$error":"#N/A"},{"$error":"#N/A"},{"$error":"#N/A"},{"$error":"#N/A"},{"$error":"#N/A"},{"$error":"#N/A"},{"$error":"#N/A"}]
[null,{"$f":"IF(DataInput!B13610=$B$8,IF($B$9=$B$10,TRUE,IF(DataInput!E13610=$B$9,TRUE,FALSE)))","v":true},null,null,{"$f":"IF(B13611=TRUE,DataInput!B13610,NA())","v":"VIC"},{"$f":"IF($E13611=DataInput!$B13610,DataInput!C13610,NA())","v":"WMT66C"},{"$f":"IF($E13611=DataInput!$B13610,DataInput!D13610,NA())","v":"West Melbourne (CitiPower) 66 kV"},{"$f":"IF($E13611=DataInput!$B13610,DataInput!E13610,NA())","v":"Citipower"},{"$f":"IF($E13611=DataInput!$B13610,DataInput!F13610,NA())","v":"Summer"},{"$f":"IF($E13611=DataInput!$B13610,DataInput!G13610,NA())","v":"Coincident"},{"$f":"IF($E13611=DataInput!$B13610,DataInput!H13610,NA())","v":2024},{"$f":"IF($E13611=DataInput!$B13610,DataInput!I13610,NA())","v":"POE50"},{"$f":"IF($E13611=DataInput!$B13610,DataInput!J13610,NA())","v":236.3282571},{"$f":"IF($E13611=DataInput!$B13610,DataInput!K13610,NA())","v":0.89148540600000004},null,null,"VIC West Melbourne (CitiPower) 66 kV",null,null,null,null,false,null,null,{"$error":"#N/A"},{"$error":"#N/A"},{"$error":"#N/A"},{"$error":"#N/A"},{"$error":"#N/A"},{"$error":"#N/A"},{"$error":"#N/A"},{"$error":"#N/A"},{"$error":"#N/A"},{"$error":"#N/A"}]
[null,{"$f":"IF(DataInput!B13638=$B$8,IF($B$9=$B$10,TRUE,IF(DataInput!E13638=$B$9,TRUE,FALSE)))","v":true},null,null,{"$f":"IF(B13639=TRUE,DataInput!B13638,NA())","v":"VIC"},{"$f":"IF($E13639=DataInput!$B13638,DataInput!C13638,NA())","v":"WMT66C"},{"$f":"IF($E13639=DataInput!$B13638,DataInput!D13638,NA())","v":"West Melbourne (CitiPower) 66 kV"},{"$f":"IF($E13639=DataInput!$B13638,DataInput!E13638,NA())","v":"Citipower"},{"$f":"IF($E13639=DataInput!$B13638,DataInput!F13638,NA())","v":"Winter"},{"$f":"IF($E13639=DataInput!$B13638,DataInput!G13638,NA())","v":"Non-Coincident"},{"$f":"IF($E13639=DataInput!$B13638,DataInput!H13638,NA())","v":2008},{"$f":"IF($E13639=DataInput!$B13638,DataInput!I13638,NA())","v":"Actual"},{"$f":"IF($E13639=DataInput!$B13638,DataInput!J13638,NA())","v":280.852552},{"$f":"IF($E13639=DataInput!$B13638,DataInput!K13638,NA())","v":"NA"},null,null,"VIC West Melbourne (CitiPower) 66 kV",null,null,null,null,false,null,null,{"$error":"#N/A"},{"$error":"#N/A"},{"$error":"#N/A"},{"$error":"#N/A"},{"$error":"#N/A"},{"$error":"#N/A"},{"$error":"#N/A"},{"$error":"#N/A"},{"$error":"#N/A"},{"$error":"#N/A"}]
[null,{"$f":"IF(DataInput!B13658=$B$8,IF($B$9=$B$10,TRUE,IF(DataInput!E13658=$B$9,TRUE,FALSE)))","v":true},null,null,{"$f":"IF(B13659=TRUE,DataInput!B13658,NA())","v":"VIC"},{"$f":"IF($E13659=DataInput!$B13658,DataInput!C13658,NA())","v":"WMT66C"},{"$f":"IF($E13659=DataInput!$B13658,DataInput!D13658,NA())","v":"West Melbourne (CitiPower) 66 kV"},{"$f":"IF($E13659=DataInput!$B13658,DataInput!E13658,NA())","v":"Citipower"},{"$f":"IF($E13659=DataInput!$B13658,DataInput!F13658,NA())","v":"Winter"},{"$f":"IF($E13659=DataInput!$B13658,DataInput!G13658,NA())","v":"Coincident"},{"$f":"IF($E13659=DataInput!$B13658,DataInput!H13658,NA())","v":2012},{"$f":"IF($E13659=DataInput!$B13658,DataInput!I13658,NA())","v":"TempCorrActualPOE50"},{"$f":"IF($E13659=DataInput!$B13658,DataInput!J13658,NA())","v":246.6648544},{"$f":"IF($E13659=DataInput!$B13658,DataInput!K13658,NA())","v":"NA"},null,null,{"$f":"IF(OR(ISERROR(E13659),ISERROR(G13659)),\"  \",E13659&\" \"&G13659)","v":"VIC West Melbourne (CitiPower) 66 kV"},null,null,null,null,false,null,null,{"$error":"#N/A"},{"$error":"#N/A"},{"$error":"#N/A"},{"$error":"#N/A"},{"$error":"#N/A"},{"$error":"#N/A"},{"$error":"#N/A"},{"$error":"#N/A"},{"$error":"#N/A"},{"$error":"#N/A"}]
[null,{"$f":"IF(DataInput!B13689=$B$8,IF($B$9=$B$10,TRUE,IF(DataInput!E13689=$B$9,TRUE,FALSE)))","v":true},null,null,{"$f":"IF(B13690=TRUE,DataInput!B13689,NA())","v":"VIC"},{"$f":"IF($E13690=DataInput!$B13689,DataInput!C13689,NA())","v":"WMT66C"},{"$f":"IF($E13690=DataInput!$B13689,DataInput!D13689,NA())","v":"West Melbourne (CitiPower) 66 kV"},{"$f":"IF($E13690=DataInput!$B13689,DataInput!E13689,NA())","v":"Citipower"},{"$f":"IF($E13690=DataInput!$B13689,DataInput!F13689,NA())","v":"Winter"},{"$f":"IF($E13690=DataInput!$B13689,DataInput!G13689,NA())","v":"Coincident"},{"$f":"IF($E13690=DataInput!$B13689,DataInput!H13689,NA())","v":2018},{"$f":"IF($E13690=DataInput!$B13689,DataInput!I13689,NA())","v":"POE10"},{"$f":"IF($E13690=DataInput!$B13689,DataInput!J13689,NA())","v":161.43097},{"$f":"IF($E13690=DataInput!$B13689,DataInput!K13689,NA())","v":0.958767586},null,null,"VIC West Melbourne (CitiPower) 66 kV",null,null,null,null,false,null,null,{"$error":"#N/A"},{"$error":"#N/A"},{"$error":"#N/A"},{"$error":"#N/A"},{"$error":"#N/A"},{"$error":"#N/A"},{"$error":"#N/A"},{"$error":"#N/A"},{"$error":"#N/A"},{"$error":"#N/A"}]
[null,{"$f":"IF(DataInput!B13720=$B$8,IF($B$9=$B$10,TRUE,IF(DataInput!E13720=$B$9,TRUE,FALSE)))","v":true},null,null,{"$f":"IF(B13721=TRUE,DataInput!B13720,NA())","v":"VIC"},{"$f":"IF($E13721=DataInput!$B13720,DataInput!C13720,NA())","v":"WMT66J"},{"$f":"IF($E13721=DataInput!$B13720,DataInput!D13720,NA())","v":"West Melbourne (Jemena) 66 kV"},{"$f":"IF($E13721=DataInput!$B13720,DataInput!E13720,NA())","v":"Jemena"},{"$f":"IF($E13721=DataInput!$B13720,DataInput!F13720,NA())","v":"Summer"},{"$f":"IF($E13721=DataInput!$B13720,DataInput!G13720,NA())","v":"Non-Coincident"},{"$f":"IF($E13721=DataInput!$B13720,DataInput!H13720,NA())","v":2006},{"$f":"IF($E13721=DataInput!$B13720,DataInput!I13720,NA())","v":"Actual"},{"$f":"IF($E13721=DataInput!$B13720,DataInput!J13720,NA())","v":51.711939999999998},{"$f":"IF($E13721=DataInput!$B13720,DataInput!K13720,NA())","v":"NA"},null,null,"VIC West Melbourne (Jemena) 66 kV",null,null,null,null,false,null,null,{"$error":"#N/A"},{"$error":"#N/A"},{"$error":"#N/A"},{"$error":"#N/A"},{"$error":"#N/A"},{"$error":"#N/A"},{"$error":"#N/A"},{"$error":"#N/A"},{"$error":"#N/A"},{"$error":"#N/A"}]
[null,{"$f":"IF(DataInput!B13737=$B$8,IF($B$9=$B$10,TRUE,IF(DataInput!E13737=$B$9,TRUE,FALSE)))","v":true},null,null,{"$f":"IF(B13738=TRUE,DataInput!B13737,NA())","v":"VIC"},{"$f":"IF($E13738=DataInput!$B13737,DataInput!C13737,NA())","v":"WMT66J"},{"$f":"IF($E13738=DataInput!$B13737,DataInput!D13737,NA())","v":"West Melbourne (Jemena) 66 kV"},{"$f":"IF($E13738=DataInput!$B13737,DataInput!E13737,NA())","v":"Jemena"},{"$f":"IF($E13738=DataInput!$B13737,DataInput!F13737,NA())","v":"Summer"},{"$f":"IF($E13738=DataInput!$B13737,DataInput!G13737,NA())","v":"Coincident"},{"$f":"IF($E13738=DataInput!$B13737,DataInput!H13737,NA())","v":2009},{"$f":"IF($E13738=DataInput!$B13737,DataInput!I13737,NA())","v":"Actual"},{"$f":"IF($E13738=DataInput!$B13737,DataInput!J13737,NA())","v":59.842399999999998},{"$f":"IF($E13738=DataInput!$B13737,DataInput!K13737,NA())","v":"NA"},null,null,"VIC West Melbourne (Jemena) 66 kV",null,null,null,null,false,null,null,{"$error":"#N/A"},{"$error":"#N/A"},{"$error":"#N/A"},{"$error":"#N/A"},{"$error":"#N/A"},{"$error":"#N/A"},{"$error":"#N/A"},{"$error":"#N/A"},{"$error":"#N/A"},{"$error":"#N/A"}]
[null,{"$f":"IF(DataInput!B13768=$B$8,IF($B$9=$B$10,TRUE,IF(DataInput!E13768=$B$9,TRUE,FALSE)))","v":true},null,null,{"$f":"IF(B13769=TRUE,DataInput!B13768,NA())","v":"VIC"},{"$f":"IF($E13769=DataInput!$B13768,DataInput!C13768,NA())","v":"WMT66J"},{"$f":"IF($E13769=DataInput!$B13768,DataInput!D13768,NA())","v":"West Melbourne (Jemena) 66 kV"},{"$f":"IF($E13769=DataInput!$B13768,DataInput!E13768,NA())","v":"Jemena"},{"$f":"IF($E13769=DataInput!$B13768,DataInput!F13768,NA())","v":"Summer"},{"$f":"IF($E13769=DataInput!$B13768,DataInput!G13768,NA())","v":"Non-Coincident"},{"$f":"IF($E13769=DataInput!$B13768,DataInput!H13768,NA())","v":2014},{"$f":"IF($E13769=DataInput!$B13768,DataInput!I13768,NA())","v":"Actual"},{"$f":"IF($E13769=DataInput!$B13768,DataInput!J13768,NA())","v":68.250615999999994},{"$f":"IF($E13769=DataInput!$B13768,DataInput!K13768,NA())","v":"NA"},null,null,"VIC West Melbourne (Jemena) 66 kV",null,null,null,null,false,null,null,{"$error":"#N/A"},{"$error":"#N/A"},{"$error":"#N/A"},{"$error":"#N/A"},{"$error":"#N/A"},{"$error":"#N/A"},{"$error":"#N/A"},{"$error":"#N/A"},{"$error":"#N/A"},{"$error":"#N/A"}]
[null,{"$f":"IF(DataInput!B13799=$B$8,IF($B$9=$B$10,TRUE,IF(DataInput!E13799=$B$9,TRUE,FALSE)))","v":true},null,null,{"$f":"IF(B13800=TRUE,DataInput!B13799,NA())","v":"VIC"},{"$f":"IF($E13800=DataInput!$B13799,DataInput!C13799,NA())","v":"WMT66J"},{"$f":"IF($E13800=DataInput!$B13799,DataInput!D13799,NA())","v":"West Melbourne (Jemena) 66 kV"},{"$f":"IF($E13800=DataInput!$B13799,DataInput!E13799,NA())","v":"Jemena"},{"$f":"IF($E13800=DataInput!$B13799,DataInput!F13799,NA())","v":"Summer"},{"$f":"IF($E13800=DataInput!$B13799,DataInput!G13799,NA())","v":"Non-Coincident"},{"$f":"IF($E13800=DataInput!$B13799,DataInput!H13799,NA())","v":2022},{"$f":"IF($E13800=DataInput!$B13799,DataInput!I13799,NA())","v":"POE10"},{"$f":"IF($E13800=DataInput!$B13799,DataInput!J13799,NA())","v":77.616070359999995},{"$f":"IF($E13800=DataInput!$B13799,DataInput!K13799,NA())","v":0.94069575400000005},null,null,"VIC West Melbourne (Jemena) 66 kV",null,null,null,null,false,null,null,{"$error":"#N/A"},{"$error":"#N/A"},{"$error":"#N/A"},{"$error":"#N/A"},{"$error":"#N/A"},{"$error":"#N/A"},{"$error":"#N/A"},{"$error":"#N/A"},{"$error":"#N/A"},{"$error":"#N/A"}]
[null,{"$f":"IF(DataInput!B13846=$B$8,IF($B$9=$B$10,TRUE,IF(DataInput!E13846=$B$9,TRUE,FALSE)))","v":true},null,null,{"$f":"IF(B13847=TRUE,DataInput!B13846,NA())","v":"VIC"},{"$f":"IF($E13847=DataInput!$B13846,DataInput!C13846,NA())","v":"WMT66J"},{"$f":"IF($E13847=DataInput!$B13846,DataInput!D13846,NA())","v":"West Melbourne (Jemena) 66 kV"},{"$f":"IF($E13847=DataInput!$B13846,DataInput!E13846,NA())","v":"Jemena"},{"$f":"IF($E13847=DataInput!$B13846,DataInput!F13846,NA())","v":"Winter"},{"$f":"IF($E13847=DataInput!$B13846,DataInput!G13846,NA())","v":"Coincident"},{"$f":"IF($E13847=DataInput!$B13846,DataInput!H13846,NA())","v":2010},{"$f":"IF($E13847=DataInput!$B13846,DataInput!I13846,NA())","v":"TempCorrActualPOE50"},{"$f":"IF($E13847=DataInput!$B13846,DataInput!J13846,NA())","v":51.097991110000002},{"$f":"IF($E13847=DataInput!$B13846,DataInput!K13846,NA())","v":"NA"},null,null,"VIC West Melbourne (Jemena) 66 kV",null,null,null,null,false,null,null,{"$error":"#N/A"},{"$error":"#N/A"},{"$error":"#N/A"},{"$error":"#N/A"},{"$error":"#N/A"},{"$error":"#N/A"},{"$error":"#N/A"},{"$error":"#N/A"},{"$error":"#N/A"},{"$error":"#N/A"}]
[null,{"$f":"IF(DataInput!B13860=$B$8,IF($B$9=$B$10,TRUE,IF(DataInput!E13860=$B$9,TRUE,FALSE)))","v":true},null,null,{"$f":"IF(B13861=TRUE,DataInput!B13860,NA())","v":"VIC"},{"$f":"IF($E13861=DataInput!$B13860,DataInput!C13860,NA())","v":"WMT66J"},{"$f":"IF($E13861=DataInput!$B13860,DataInput!D13860,NA())","v":"West Melbourne (Jemena) 66 kV"},{"$f":"IF($E13861=DataInput!$B13860,DataInput!E13860,NA())","v":"Jemena"},{"$f":"IF($E13861=DataInput!$B13860,DataInput!F13860,NA())","v":"Winter"},{"$f":"IF($E13861=DataInput!$B13860,DataInput!G13860,NA())","v":"Non-Coincident"},{"$f":"IF($E13861=DataInput!$B13860,DataInput!H13860,NA())","v":2012},{"$f":"IF($E13861=DataInput!$B13860,DataInput!I13860,NA())","v":"TempCorrActualPOE50"},{"$f":"IF($E13861=DataInput!$B13860,DataInput!J13860,NA())","v":56.123024309999998},{"$f":"IF($E13861=DataInput!$B13860,DataInput!K13860,NA())","v":"NA"},null,null,"VIC West Melbourne (Jemena) 66 kV",null,null,null,null,false,null,null,{"$error":"#N/A"},{"$error":"#N/A"},{"$error":"#N/A"},{"$error":"#N/A"},{"$error":"#N/A"},{"$error":"#N/A"},{"$error":"#N/A"},{"$error":"#N/A"},{"$error":"#N/A"},{"$error":"#N/A"}]
[null,{"$f":"IF(DataInput!B13894=$B$8,IF($B$9=$B$10,TRUE,IF(DataInput!E13894=$B$9,TRUE,FALSE)))","v":true},null,null,{"$f":"IF(B13895=TRUE,DataInput!B13894,NA())","v":"VIC"},{"$f":"IF($E13895=DataInput!$B13894,DataInput!C13894,NA())","v":"WMT66J"},{"$f":"IF($E13895=DataInput!$B13894,DataInput!D13894,NA())","v":"West Melbourne (Jemena) 66 kV"},{"$f":"IF($E13895=DataInput!$B13894,DataInput!E13894,NA())","v":"Jemena"},{"$f":"IF($E13895=DataInput!$B13894,DataInput!F13894,NA())","v":"Winter"},{"$f":"IF($E13895=DataInput!$B13894,DataInput!G13894,NA())","v":"Coincident"},{"$f":"IF($E13895=DataInput!$B13894,DataInput!H13894,NA())","v":2019},{"$f":"IF($E13895=DataInput!$B13894,DataInput!I13894,NA())","v":"POE50"},{"$f":"IF($E13895=DataInput!$B13894,DataInput!J13894,NA())","v":53.80707778},{"$f":"IF($E13895=DataInput!$B13894,DataInput!K13894,NA())","v":0.95744832800000002},null,null,"VIC West Melbourne (Jemena) 66 kV",null,null,null,null,false,null,null,{"$error":"#N/A"},{"$error":"#N/A"},{"$error":"#N/A"},{"$error":"#N/A"},{"$error":"#N/A"},{"$error":"#N/A"},{"$error":"#N/A"},{"$error":"#N/A"},{"$error":"#N/A"},{"$error":"#N/A"}]
[null,{"$f":"IF(DataInput!B13925=$B$8,IF($B$9=$B$10,TRUE,IF(DataInput!E13925=$B$9,TRUE,FALSE)))","v":true},null,null,{"$f":"IF(B13926=TRUE,DataInput!B13925,NA())","v":"VIC"},{"$f":"IF($E13926=DataInput!$B13925,DataInput!C13925,NA())","v":"WMTS22"},{"$f":"IF($E13926=DataInput!$B13925,DataInput!D13925,NA())","v":"West Melbourne (CitiPower) 22 kV"},{"$f":"IF($E13926=DataInput!$B13925,DataInput!E13925,NA())","v":"Citipower"},{"$f":"IF($E13926=DataInput!$B13925,DataInput!F13925,NA())","v":"Summer"},{"$f":"IF($E13926=DataInput!$B13925,DataInput!G13925,NA())","v":"Coincident"},{"$f":"IF($E13926=DataInput!$B13925,DataInput!H13925,NA())","v":2007},{"$f":"IF($E13926=DataInput!$B13925,DataInput!I13925,NA())","v":"Actual"},{"$f":"IF($E13926=DataInput!$B13925,DataInput!J13925,NA())","v":80.754105999999993},{"$f":"IF($E13926=DataInput!$B13925,DataInput!K13925,NA())","v":"NA"},null,null,"VIC West Melbourne (CitiPower) 22 kV",null,null,null,null,false,null,null,{"$error":"#N/A"},{"$error":"#N/A"},{"$error":"#N/A"},{"$error":"#N/A"},{"$error":"#N/A"},{"$error":"#N/A"},{"$error":"#N/A"},{"$error":"#N/A"},{"$error":"#N/A"},{"$error":"#N/A"}]
[null,{"$f":"IF(DataInput!B13956=$B$8,IF($B$9=$B$10,TRUE,IF(DataInput!E13956=$B$9,TRUE,FALSE)))","v":true},null,null,{"$f":"IF(B13957=TRUE,DataInput!B13956,NA())","v":"VIC"},{"$f":"IF($E13957=DataInput!$B13956,DataInput!C13956,NA())","v":"WMTS22"},{"$f":"IF($E13957=DataInput!$B13956,DataInput!D13956,NA())","v":"West Melbourne (CitiPower) 22 kV"},{"$f":"IF($E13957=DataInput!$B13956,DataInput!E13956,NA())","v":"Citipower"},{"$f":"IF($E13957=DataInput!$B13956,DataInput!F13956,NA())","v":"Summer"},{"$f":"IF($E13957=DataInput!$B13956,DataInput!G13956,NA())","v":"Non-Coincident"},{"$f":"IF($E13957=DataInput!$B13956,DataInput!H13956,NA())","v":2012},{"$f":"IF($E13957=DataInput!$B13956,DataInput!I13956,NA())","v":"Actual"},{"$f":"IF($E13957=DataInput!$B13956,DataInput!J13956,NA())","v":91.039817999999997},{"$f":"IF($E13957=DataInput!$B13956,DataInput!K13956,NA())","v":"NA"},null,null,"VIC West Melbourne (CitiPower) 22 kV",null,null,null,null,false,null,null,{"$error":"#N/A"},{"$error":"#N/A"},{"$error":"#N/A"},{"$error":"#N/A"},{"$error":"#N/A"},{"$error":"#N/A"},{"$error":"#N/A"},{"$error":"#N/A"},{"$error":"#N/A"},{"$error":"#N/A"}]
[null,{"$f":"IF(DataInput!B13987=$B$8,IF($B$9=$B$10,TRUE,IF(DataInput!E13987=$B$9,TRUE,FALSE)))","v":true},null,null,{"$f":"IF(B13988=TRUE,DataInput!B13987,NA())","v":"VIC"},{"$f":"IF($E13988=DataInput!$B13987,DataInput!C13987,NA())","v":"WMTS22"},{"$f":"IF($E13988=DataInput!$B13987,DataInput!D13987,NA())","v":"West Melbourne (CitiPower) 22 kV"},{"$f":"IF($E13988=DataInput!$B13987,DataInput!E13987,NA())","v":"Citipower"},{"$f":"IF($E13988=DataInput!$B13987,DataInput!F13987,NA())","v":"Summer"},{"$f":"IF($E13988=DataInput!$B13987,DataInput!G13987,NA())","v":"Non-Coincident"},{"$f":"IF($E13988=DataInput!$B13987,DataInput!H13987,NA())","v":2019},{"$f":"IF($E13988=DataInput!$B13987,DataInput!I13987,NA())","v":"POE10"},{"$f":"IF($E13988=DataInput!$B13987,DataInput!J13987,NA())","v":35.182351349999998},{"$f":"IF($E13988=DataInput!$B13987,DataInput!K13987,NA())","v":0.88228133200000003},null,null,"VIC West Melbourne (CitiPower) 22 kV",null,null,null,null,false,null,null,{"$error":"#N/A"},{"$error":"#N/A"},{"$error":"#N/A"},{"$error":"#N/A"},{"$error":"#N/A"},{"$error":"#N/A"},{"$error":"#N/A"},{"$error":"#N/A"},{"$error":"#N/A"},{"$error":"#N/A"}]
[null,{"$f":"IF(DataInput!B14004=$B$8,IF($B$9=$B$10,TRUE,IF(DataInput!E14004=$B$9,TRUE,FALSE)))","v":true},null,null,{"$f":"IF(B14005=TRUE,DataInput!B14004,NA())","v":"VIC"},{"$f":"IF($E14005=DataInput!$B14004,DataInput!C14004,NA())","v":"WMTS22"},{"$f":"IF($E14005=DataInput!$B14004,DataInput!D14004,NA())","v":"West Melbourne (CitiPower) 22 kV"},{"$f":"IF($E14005=DataInput!$B14004,DataInput!E14004,NA())","v":"Citipower"},{"$f":"IF($E14005=DataInput!$B14004,DataInput!F14004,NA())","v":"Summer"},{"$f":"IF($E14005=DataInput!$B14004,DataInput!G14004,NA())","v":"Non-Coincident"},{"$f":"IF($E14005=DataInput!$B14004,DataInput!H14004,NA())","v":2023},{"$f":"IF($E14005=DataInput!$B14004,DataInput!I14004,NA())","v":"POE50"},{"$f":"IF($E14005=DataInput!$B14004,DataInput!J14004,NA())","v":0},{"$f":"IF($E14005=DataInput!$B14004,DataInput!K14004,NA())","v":"NA"},null,null,"VIC West Melbourne (CitiPower) 22 kV",null,null,null,null,false,null,null,{"$error":"#N/A"},{"$error":"#N/A"},{"$error":"#N/A"},{"$error":"#N/A"},{"$error":"#N/A"},{"$error":"#N/A"},{"$error":"#N/A"},{"$error":"#N/A"},{"$error":"#N/A"},{"$error":"#N/A"}]
[null,{"$f":"IF(DataInput!B14051=$B$8,IF($B$9=$B$10,TRUE,IF(DataInput!E14051=$B$9,TRUE,FALSE)))","v":true},null,null,{"$f":"IF(B14052=TRUE,DataInput!B14051,NA())","v":"VIC"},{"$f":"IF($E14052=DataInput!$B14051,DataInput!C14051,NA())","v":"WMTS22"},{"$f":"IF($E14052=DataInput!$B14051,DataInput!D14051,NA())","v":"West Melbourne (CitiPower) 22 kV"},{"$f":"IF($E14052=DataInput!$B14051,DataInput!E14051,NA())","v":"Citipower"},{"$f":"IF($E14052=DataInput!$B14051,DataInput!F14051,NA())","v":"Winter"},{"$f":"IF($E14052=DataInput!$B14051,DataInput!G14051,NA())","v":"Coincident"},{"$f":"IF($E14052=DataInput!$B14051,DataInput!H14051,NA())","v":2011},{"$f":"IF($E14052=DataInput!$B14051,DataInput!I14051,NA())","v":"TempCorrActualPOE10"},{"$f":"IF($E14052=DataInput!$B14051,DataInput!J14051,NA())","v":67.665120740000006},{"$f":"IF($E14052=DataInput!$B14051,DataInput!K14051,NA())","v":"NA"},null,null,"VIC West Melbourne (CitiPower) 22 kV",null,null,null,null,false,null,null,{"$error":"#N/A"},{"$error":"#N/A"},{"$error":"#N/A"},{"$error":"#N/A"},{"$error":"#N/A"},{"$error":"#N/A"},{"$error":"#N/A"},{"$error":"#N/A"},{"$error":"#N/A"},{"$error":"#N/A"}]
[null,{"$f":"IF(DataInput!B14053=$B$8,IF($B$9=$B$10,TRUE,IF(DataInput!E14053=$B$9,TRUE,FALSE)))","v":true},null,null,{"$f":"IF(B14054=TRUE,DataInput!B14053,NA())","v":"VIC"},{"$f":"IF($E14054=DataInput!$B14053,DataInput!C14053,NA())","v":"WMTS22"},{"$f":"IF($E14054=DataInput!$B14053,DataInput!D14053,NA())","v":"West Melbourne (CitiPower) 22 kV"},{"$f":"IF($E14054=DataInput!$B14053,DataInput!E14053,NA())","v":"Citipower"},{"$f":"IF($E14054=DataInput!$B14053,DataInput!F14053,NA())","v":"Winter"},{"$f":"IF($E14054=DataInput!$B14053,DataInput!G14053,NA())","v":"Non-Coincident"},{"$f":"IF($E14054=DataInput!$B14053,DataInput!H14053,NA())","v":2011},{"$f":"IF($E14054=DataInput!$B14053,DataInput!I14053,NA())","v":"TempCorrActualPOE10"},{"$f":"IF($E14054=DataInput!$B14053,DataInput!J14053,NA())","v":76.740881700000003},{"$f":"IF($E14054=DataInput!$B14053,DataInput!K14053,NA())","v":"NA"},null,null,"VIC West Melbourne (CitiPower) 22 kV",null,null,null,null,false,null,null,{"$error":"#N/A"},{"$error":"#N/A"},{"$error":"#N/A"},{"$error":"#N/A"},{"$error":"#N/A"},{"$error":"#N/A"},{"$error":"#N/A"},{"$error":"#N/A"},{"$error":"#N/A"},{"$error":"#N/A"}]
[null,{"$f":"IF(DataInput!B14082=$B$8,IF($B$9=$B$10,TRUE,IF(DataInput!E14082=$B$9,TRUE,FALSE)))","v":true},null,null,{"$f":"IF(B14083=TRUE,DataInput!B14082,NA())","v":"VIC"},{"$f":"IF($E14083=DataInput!$B14082,DataInput!C14082,NA())","v":"WMTS22"},{"$f":"IF($E14083=DataInput!$B14082,DataInput!D14082,NA())","v":"West Melbourne (CitiPower) 22 kV"},{"$f":"IF($E14083=DataInput!$B14082,DataInput!E14082,NA())","v":"Citipower"},{"$f":"IF($E14083=DataInput!$B14082,DataInput!F14082,NA())","v":"Winter"},{"$f":"IF($E14083=DataInput!$B14082,DataInput!G14082,NA())","v":"Coincident"},{"$f":"IF($E14083=DataInput!$B14082,DataInput!H14082,NA())","v":2016},{"$f":"IF($E14083=DataInput!$B14082,DataInput!I14082,NA())","v":"POE50"},{"$f":"IF($E14083=DataInput!$B14082,DataInput!J14082,NA())","v":58.866284929999999},{"$f":"IF($E14083=DataInput!$B14082,DataInput!K14082,NA())","v":0.89347571199999998},null,null,"VIC West Melbourne (CitiPower) 22 kV",null,null,null,null,false,null,null,{"$error":"#N/A"},{"$error":"#N/A"},{"$error":"#N/A"},{"$error":"#N/A"},{"$error":"#N/A"},{"$error":"#N/A"},{"$error":"#N/A"},{"$error":"#N/A"},{"$error":"#N/A"},{"$error":"#N/A"}]
[null,{"$f":"IF(DataInput!B14130=$B$8,IF($B$9=$B$10,TRUE,IF(DataInput!E14130=$B$9,TRUE,FALSE)))","v":true},null,null,{"$f":"IF(B14131=TRUE,DataInput!B14130,NA())","v":"VIC"},{"$f":"IF($E14131=DataInput!$B14130,DataInput!C14130,NA())","v":"WOTS22"},{"$f":"IF($E14131=DataInput!$B14130,DataInput!D14130,NA())","v":"Wodonga (AusNet) 22 kV"},{"$f":"IF($E14131=DataInput!$B14130,DataInput!E14130,NA())","v":"AusNet"},{"$f":"IF($E14131=DataInput!$B14130,DataInput!F14130,NA())","v":"Summer"},{"$f":"IF($E14131=DataInput!$B14130,DataInput!G14130,NA())","v":"Non-Coincident"},{"$f":"IF($E14131=DataInput!$B14130,DataInput!H14130,NA())","v":2008},{"$f":"IF($E14131=DataInput!$B14130,DataInput!I14130,NA())","v":"TempCorrActualPOE50"},{"$f":"IF($E14131=DataInput!$B14130,DataInput!J14130,NA())","v":27.836267509999999},{"$f":"IF($E14131=DataInput!$B14130,DataInput!K14130,NA())","v":"NA"},null,null,"VIC Wodonga (AusNet) 22 kV",null,null,null,null,false,null,null,{"$error":"#N/A"},{"$error":"#N/A"},{"$error":"#N/A"},{"$error":"#N/A"},{"$error":"#N/A"},{"$error":"#N/A"},{"$error":"#N/A"},{"$error":"#N/A"},{"$error":"#N/A"},{"$error":"#N/A"}]
[null,{"$f":"IF(DataInput!B14161=$B$8,IF($B$9=$B$10,TRUE,IF(DataInput!E14161=$B$9,TRUE,FALSE)))","v":true},null,null,{"$f":"IF(B14162=TRUE,DataInput!B14161,NA())","v":"VIC"},{"$f":"IF($E14162=DataInput!$B14161,DataInput!C14161,NA())","v":"WOTS22"},{"$f":"IF($E14162=DataInput!$B14161,DataInput!D14161,NA())","v":"Wodonga (AusNet) 22 kV"},{"$f":"IF($E14162=DataInput!$B14161,DataInput!E14161,NA())","v":"AusNet"},{"$f":"IF($E14162=DataInput!$B14161,DataInput!F14161,NA())","v":"Summer"},{"$f":"IF($E14162=DataInput!$B14161,DataInput!G14161,NA())","v":"Coincident"},{"$f":"IF($E14162=DataInput!$B14161,DataInput!H14161,NA())","v":2013},{"$f":"IF($E14162=DataInput!$B14161,DataInput!I14161,NA())","v":"Actual"},{"$f":"IF($E14162=DataInput!$B14161,DataInput!J14161,NA())","v":25.085488000000002},{"$f":"IF($E14162=DataInput!$B14161,DataInput!K14161,NA())","v":"NA"},null,null,"VIC Wodonga (AusNet) 22 kV",null,null,null,null,false,null,null,{"$error":"#N/A"},{"$error":"#N/A"},{"$error":"#N/A"},{"$error":"#N/A"},{"$error":"#N/A"},{"$error":"#N/A"},{"$error":"#N/A"},{"$error":"#N/A"},{"$error":"#N/A"},{"$error":"#N/A"}]
[null,{"$f":"IF(DataInput!B14192=$B$8,IF($B$9=$B$10,TRUE,IF(DataInput!E14192=$B$9,TRUE,FALSE)))","v":true},null,null,{"$f":"IF(B14193=TRUE,DataInput!B14192,NA())","v":"VIC"},{"$f":"IF($E14193=DataInput!$B14192,DataInput!C14192,NA())","v":"WOTS22"},{"$f":"IF($E14193=DataInput!$B14192,DataInput!D14192,NA())","v":"Wodonga (AusNet) 22 kV"},{"$f":"IF($E14193=DataInput!$B14192,DataInput!E14192,NA())","v":"AusNet"},{"$f":"IF($E14193=DataInput!$B14192,DataInput!F14192,NA())","v":"Summer"},{"$f":"IF($E14193=DataInput!$B14192,DataInput!G14192,NA())","v":"Non-Coincident"},{"$f":"IF($E14193=DataInput!$B14192,DataInput!H14192,NA())","v":2020},{"$f":"IF($E14193=DataInput!$B14192,DataInput!I14192,NA())","v":"POE50"},{"$f":"IF($E14193=DataInput!$B14192,DataInput!J14192,NA())","v":34.954100439999998},{"$f":"IF($E14193=DataInput!$B14192,DataInput!K14192,NA())","v":0.78972677700000005},null,null,"VIC Wodonga (AusNet) 22 kV",null,null,null,null,false,null,null,{"$error":"#N/A"},{"$error":"#N/A"},{"$error":"#N/A"},{"$error":"#N/A"},{"$error":"#N/A"},{"$error":"#N/A"},{"$error":"#N/A"},{"$error":"#N/A"},{"$error":"#N/A"},{"$error":"#N/A"}]
[null,{"$f":"IF(DataInput!B14209=$B$8,IF($B$9=$B$10,TRUE,IF(DataInput!E14209=$B$9,TRUE,FALSE)))","v":true},null,null,{"$f":"IF(B14210=TRUE,DataInput!B14209,NA())","v":"VIC"},{"$f":"IF($E14210=DataInput!$B14209,DataInput!C14209,NA())","v":"WOTS22"},{"$f":"IF($E14210=DataInput!$B14209,DataInput!D14209,NA())","v":"Wodonga (AusNet) 22 kV"},{"$f":"IF($E14210=DataInput!$B14209,DataInput!E14209,NA())","v":"AusNet"},{"$f":"IF($E14210=DataInput!$B14209,DataInput!F14209,NA())","v":"Summer"},{"$f":"IF($E14210=DataInput!$B14209,DataInput!G14209,NA())","v":"Coincident"},{"$f":"IF($E14210=DataInput!$B14209,DataInput!H14209,NA())","v":2024},{"$f":"IF($E14210=DataInput!$B14209,DataInput!I14209,NA())","v":"POE10"},{"$f":"IF($E14210=DataInput!$B14209,DataInput!J14209,NA())","v":34.820711950000003},{"$f":"IF($E14210=DataInput!$B14209,DataInput!K14209,NA())","v":0.81734678599999999},null,null,"VIC Wodonga (AusNet) 22 kV",null,null,null,null,false,null,null,{"$error":"#N/A"},{"$error":"#N/A"},{"$error":"#N/A"},{"$error":"#N/A"},{"$error":"#N/A"},{"$error":"#N/A"},{"$error":"#N/A"},{"$error":"#N/A"},{"$error":"#N/A"},{"$error":"#N/A"}]
[null,{"$f":"IF(DataInput!B14240=$B$8,IF($B$9=$B$10,TRUE,IF(DataInput!E14240=$B$9,TRUE,FALSE)))","v":true},null,null,{"$f":"IF(B14241=TRUE,DataInput!B14240,NA())","v":"VIC"},{"$f":"IF($E14241=DataInput!$B14240,DataInput!C14240,NA())","v":"WOTS22"},{"$f":"IF($E14241=DataInput!$B14240,DataInput!D14240,NA())","v":"Wodonga (AusNet) 22 kV"},{"$f":"IF($E14241=DataInput!$B14240,DataInput!E14240,NA())","v":"AusNet"},{"$f":"IF($E14241=DataInput!$B14240,DataInput!F14240,NA())","v":"Winter"},{"$f":"IF($E14241=DataInput!$B14240,DataInput!G14240,NA())","v":"Coincident"},{"$f":"IF($E14241=DataInput!$B14240,DataInput!H14240,NA())","v":2009},{"$f":"IF($E14241=DataInput!$B14240,DataInput!I14240,NA())","v":"TempCorrActualPOE50"},{"$f":"IF($E14241=DataInput!$B14240,DataInput!J14240,NA())","v":22.375099519999999},{"$f":"IF($E14241=DataInput!$B14240,DataInput!K14240,NA())","v":"NA"},null,null,"VIC Wodonga (AusNet) 22 kV",null,null,null,null,false,null,null,{"$error":"#N/A"},{"$error":"#N/A"},{"$error":"#N/A"},{"$error":"#N/A"},{"$error":"#N/A"},{"$error":"#N/A"},{"$error":"#N/A"},{"$error":"#N/A"},{"$error":"#N/A"},{"$error":"#N/A"}]
[null,{"$f":"IF(DataInput!B14258=$B$8,IF($B$9=$B$10,TRUE,IF(DataInput!E14258=$B$9,TRUE,FALSE)))","v":true},null,null,{"$f":"IF(B14259=TRUE,DataInput!B14258,NA())","v":"VIC"},{"$f":"IF($E14259=DataInput!$B14258,DataInput!C14258,NA())","v":"WOTS22"},{"$f":"IF($E14259=DataInput!$B14258,DataInput!D14258,NA())","v":"Wodonga (AusNet) 22 kV"},{"$f":"IF($E14259=DataInput!$B14258,DataInput!E14258,NA())","v":"AusNet"},{"$f":"IF($E14259=DataInput!$B14258,DataInput!F14258,NA())","v":"Winter"},{"$f":"IF($E14259=DataInput!$B14258,DataInput!G14258,NA())","v":"Coincident"},{"$f":"IF($E14259=DataInput!$B14258,DataInput!H14258,NA())","v":2012},{"$f":"IF($E14259=DataInput!$B14258,DataInput!I14258,NA())","v":"TempCorrActualPOE50"},{"$f":"IF($E14259=DataInput!$B14258,DataInput!J14258,NA())","v":24.179549730000002},{"$f":"IF($E14259=DataInput!$B14258,DataInput!K14258,NA())","v":"NA"},null,null,"VIC Wodonga (AusNet) 22 kV",null,null,null,null,false,null,null,{"$error":"#N/A"},{"$error":"#N/A"},{"$error":"#N/A"},{"$error":"#N/A"},{"$error":"#N/A"},{"$error":"#N/A"},{"$error":"#N/A"},{"$error":"#N/A"},{"$error":"#N/A"},{"$error":"#N/A"}]
[null,{"$f":"IF(DataInput!B14289=$B$8,IF($B$9=$B$10,TRUE,IF(DataInput!E14289=$B$9,TRUE,FALSE)))","v":true},null,null,{"$f":"IF(B14290=TRUE,DataInput!B14289,NA())","v":"VIC"},{"$f":"IF($E14290=DataInput!$B14289,DataInput!C14289,NA())","v":"WOTS22"},{"$f":"IF($E14290=DataInput!$B14289,DataInput!D14289,NA())","v":"Wodonga (AusNet) 22 kV"},{"$f":"IF($E14290=DataInput!$B14289,DataInput!E14289,NA())","v":"AusNet"},{"$f":"IF($E14290=DataInput!$B14289,DataInput!F14289,NA())","v":"Winter"},{"$f":"IF($E14290=DataInput!$B14289,DataInput!G14289,NA())","v":"Coincident"},{"$f":"IF($E14290=DataInput!$B14289,DataInput!H14289,NA())","v":2018},{"$f":"IF($E14290=DataInput!$B14289,DataInput!I14289,NA())","v":"POE10"},{"$f":"IF($E14290=DataInput!$B14289,DataInput!J14289,NA())","v":27.089237350000001},{"$f":"IF($E14290=DataInput!$B14289,DataInput!K14289,NA())","v":0.95570913899999999},null,null,"VIC Wodonga (AusNet) 22 kV",null,null,null,null,false,null,null,{"$error":"#N/A"},{"$error":"#N/A"},{"$error":"#N/A"},{"$error":"#N/A"},{"$error":"#N/A"},{"$error":"#N/A"},{"$error":"#N/A"},{"$error":"#N/A"},{"$error":"#N/A"},{"$error":"#N/A"}]
[null,{"$f":"IF(DataInput!B14332=$B$8,IF($B$9=$B$10,TRUE,IF(DataInput!E14332=$B$9,TRUE,FALSE)))","v":true},null,null,{"$f":"IF(B14333=TRUE,DataInput!B14332,NA())","v":"VIC"},{"$f":"IF($E14333=DataInput!$B14332,DataInput!C14332,NA())","v":"WOTS66"},{"$f":"IF($E14333=DataInput!$B14332,DataInput!D14332,NA())","v":"Wodonga (AusNet) 66 kV"},{"$f":"IF($E14333=DataInput!$B14332,DataInput!E14332,NA())","v":"AusNet"},{"$f":"IF($E14333=DataInput!$B14332,DataInput!F14332,NA())","v":"Summer"},{"$f":"IF($E14333=DataInput!$B14332,DataInput!G14332,NA())","v":"Non-Coincident"},{"$f":"IF($E14333=DataInput!$B14332,DataInput!H14332,NA())","v":2008},{"$f":"IF($E14333=DataInput!$B14332,DataInput!I14332,NA())","v":"Actual"},{"$f":"IF($E14333=DataInput!$B14332,DataInput!J14332,NA())","v":51.328671999999997},{"$f":"IF($E14333=DataInput!$B14332,DataInput!K14332,NA())","v":"NA"},null,null,"VIC Wodonga (AusNet) 66 kV",null,null,null,null,false,null,null,{"$error":"#N/A"},{"$f":"IF($V14333=TRUE,F14333,NA())","v":{"$error":"#N/A"}},{"$f":"IF($V14333=TRUE,G14333,NA())","v":{"$error":"#N/A"}},{"$f":"IF($V14333=TRUE,H14333,NA())","v":{"$error":"#N/A"}},{"$f":"IF($V14333=TRUE,I14333,NA())","v":{"$error":"#N/A"}},{"$f":"IF($V14333=TRUE,J14333,NA())","v":{"$error":"#N/A"}},{"$f":"IF($V14333=TRUE,K14333,NA())","v":{"$error":"#N/A"}},{"$f":"IF($V14333=TRUE,L14333,NA())","v":{"$error":"#N/A"}},{"$f":"IF($V14333=TRUE,M14333,NA())","v":{"$error":"#N/A"}},{"$f":"IF($V14333=TRUE,N14333,NA())","v":{"$error":"#N/A"}}]
[null,{"$f":"IF(DataInput!B14366=$B$8,IF($B$9=$B$10,TRUE,IF(DataInput!E14366=$B$9,TRUE,FALSE)))","v":true},null,null,{"$f":"IF(B14367=TRUE,DataInput!B14366,NA())","v":"VIC"},{"$f":"IF($E14367=DataInput!$B14366,DataInput!C14366,NA())","v":"WOTS66"},{"$f":"IF($E14367=DataInput!$B14366,DataInput!D14366,NA())","v":"Wodonga (AusNet) 66 kV"},{"$f":"IF($E14367=DataInput!$B14366,DataInput!E14366,NA())","v":"AusNet"},{"$f":"IF($E14367=DataInput!$B14366,DataInput!F14366,NA())","v":"Summer"},{"$f":"IF($E14367=DataInput!$B14366,DataInput!G14366,NA())","v":"Non-Coincident"},{"$f":"IF($E14367=DataInput!$B14366,DataInput!H14366,NA())","v":2014},{"$f":"IF($E14367=DataInput!$B14366,DataInput!I14366,NA())","v":"TempCorrActualPOE50"},{"$f":"IF($E14367=DataInput!$B14366,DataInput!J14366,NA())","v":56.432033560000001},{"$f":"IF($E14367=DataInput!$B14366,DataInput!K14366,NA())","v":"NA"},null,null,"VIC Wodonga (AusNet) 66 kV",null,null,null,null,false,null,null,{"$error":"#N/A"},{"$error":"#N/A"},{"$error":"#N/A"},{"$error":"#N/A"},{"$error":"#N/A"},{"$error":"#N/A"},{"$error":"#N/A"},{"$error":"#N/A"},{"$error":"#N/A"},{"$error":"#N/A"}]
[null,{"$f":"IF(DataInput!B14397=$B$8,IF($B$9=$B$10,TRUE,IF(DataInput!E14397=$B$9,TRUE,FALSE)))","v":true},null,null,{"$f":"IF(B14398=TRUE,DataInput!B14397,NA())","v":"VIC"},{"$f":"IF($E14398=DataInput!$B14397,DataInput!C14397,NA())","v":"WOTS66"},{"$f":"IF($E14398=DataInput!$B14397,DataInput!D14397,NA())","v":"Wodonga (AusNet) 66 kV"},{"$f":"IF($E14398=DataInput!$B14397,DataInput!E14397,NA())","v":"AusNet"},{"$f":"IF($E14398=DataInput!$B14397,DataInput!F14397,NA())","v":"Summer"},{"$f":"IF($E14398=DataInput!$B14397,DataInput!G14397,NA())","v":"Coincident"},{"$f":"IF($E14398=DataInput!$B14397,DataInput!H14397,NA())","v":2021},{"$f":"IF($E14398=DataInput!$B14397,DataInput!I14397,NA())","v":"POE10"},{"$f":"IF($E14398=DataInput!$B14397,DataInput!J14397,NA())","v":47.835986050000002},{"$f":"IF($E14398=DataInput!$B14397,DataInput!K14397,NA())","v":0.86710281199999995},null,null,"VIC Wodonga (AusNet) 66 kV",null,null,null,null,false,null,null,{"$error":"#N/A"},{"$error":"#N/A"},{"$error":"#N/A"},{"$error":"#N/A"},{"$error":"#N/A"},{"$error":"#N/A"},{"$error":"#N/A"},{"$error":"#N/A"},{"$error":"#N/A"},{"$error":"#N/A"}]
[null,{"$f":"IF(DataInput!B14399=$B$8,IF($B$9=$B$10,TRUE,IF(DataInput!E14399=$B$9,TRUE,FALSE)))","v":true},null,null,{"$f":"IF(B14400=TRUE,DataInput!B14399,NA())","v":"VIC"},{"$f":"IF($E14400=DataInput!$B14399,DataInput!C14399,NA())","v":"WOTS66"},{"$f":"IF($E14400=DataInput!$B14399,DataInput!D14399,NA())","v":"Wodonga (AusNet) 66 kV"},{"$f":"IF($E14400=DataInput!$B14399,DataInput!E14399,NA())","v":"AusNet"},{"$f":"IF($E14400=DataInput!$B14399,DataInput!F14399,NA())","v":"Summer"},{"$f":"IF($E14400=DataInput!$B14399,DataInput!G14399,NA())","v":"Non-Coincident"},{"$f":"IF($E14400=DataInput!$B14399,DataInput!H14399,NA())","v":2022},{"$f":"IF($E14400=DataInput!$B14399,DataInput!I14399,NA())","v":"POE10"},{"$f":"IF($E14400=DataInput!$B14399,DataInput!J14399,NA())","v":55.19070481},{"$f":"IF($E14400=DataInput!$B14399,DataInput!K14399,NA())","v":0.86692901099999997},null,null,"VIC Wodonga (AusNet) 66 kV",null,null,null,null,false,null,null,{"$error":"#N/A"},{"$error":"#N/A"},{"$error":"#N/A"},{"$error":"#N/A"},{"$error":"#N/A"},{"$error":"#N/A"},{"$error":"#N/A"},{"$error":"#N/A"},{"$error":"#N/A"},{"$error":"#N/A"}]
[null,{"$f":"IF(DataInput!B14431=$B$8,IF($B$9=$B$10,TRUE,IF(DataInput!E14431=$B$9,TRUE,FALSE)))","v":true},null,null,{"$f":"IF(B14432=TRUE,DataInput!B14431,NA())","v":"VIC"},{"$f":"IF($E14432=DataInput!$B14431,DataInput!C14431,NA())","v":"WOTS66"},{"$f":"IF($E14432=DataInput!$B14431,DataInput!D14431,NA())","v":"Wodonga (AusNet) 66 kV"},{"$f":"IF($E14432=DataInput!$B14431,DataInput!E14431,NA())","v":"AusNet"},{"$f":"IF($E14432=DataInput!$B14431,DataInput!F14431,NA())","v":"Winter"},{"$f":"IF($E14432=DataInput!$B14431,DataInput!G14431,NA())","v":"Coincident"},{"$f":"IF($E14432=DataInput!$B14431,DataInput!H14431,NA())","v":2007},{"$f":"IF($E14432=DataInput!$B14431,DataInput!I14431,NA())","v":"Actual"},{"$f":"IF($E14432=DataInput!$B14431,DataInput!J14431,NA())","v":48.671337999999999},{"$f":"IF($E14432=DataInput!$B14431,DataInput!K14431,NA())","v":"NA"},null,null,"VIC Wodonga (AusNet) 66 kV",null,null,null,null,false,null,null,{"$error":"#N/A"},{"$error":"#N/A"},{"$error":"#N/A"},{"$error":"#N/A"},{"$error":"#N/A"},{"$error":"#N/A"},{"$error":"#N/A"},{"$error":"#N/A"},{"$error":"#N/A"},{"$error":"#N/A"}]
[null,{"$f":"IF(DataInput!B14476=$B$8,IF($B$9=$B$10,TRUE,IF(DataInput!E14476=$B$9,TRUE,FALSE)))","v":true},null,null,{"$f":"IF(B14477=TRUE,DataInput!B14476,NA())","v":"VIC"},{"$f":"IF($E14477=DataInput!$B14476,DataInput!C14476,NA())","v":"WOTS66"},{"$f":"IF($E14477=DataInput!$B14476,DataInput!D14476,NA())","v":"Wodonga (AusNet) 66 kV"},{"$f":"IF($E14477=DataInput!$B14476,DataInput!E14476,NA())","v":"AusNet"},{"$f":"IF($E14477=DataInput!$B14476,DataInput!F14476,NA())","v":"Winter"},{"$f":"IF($E14477=DataInput!$B14476,DataInput!G14476,NA())","v":"Non-Coincident"},{"$f":"IF($E14477=DataInput!$B14476,DataInput!H14476,NA())","v":2015},{"$f":"IF($E14477=DataInput!$B14476,DataInput!I14476,NA())","v":"POE50"},{"$f":"IF($E14477=DataInput!$B14476,DataInput!J14476,NA())","v":45.035164649999999},{"$f":"IF($E14477=DataInput!$B14476,DataInput!K14476,NA())","v":0.95465841900000004},null,null,"VIC Wodonga (AusNet) 66 kV",null,null,null,null,false,null,null,{"$error":"#N/A"},{"$error":"#N/A"},{"$error":"#N/A"},{"$error":"#N/A"},{"$error":"#N/A"},{"$error":"#N/A"},{"$error":"#N/A"},{"$error":"#N/A"},{"$error":"#N/A"},{"$error":"#N/A"}]
[null,{"$f":"IF(DataInput!B14494=$B$8,IF($B$9=$B$10,TRUE,IF(DataInput!E14494=$B$9,TRUE,FALSE)))","v":true},null,null,{"$f":"IF(B14495=TRUE,DataInput!B14494,NA())","v":"VIC"},{"$f":"IF($E14495=DataInput!$B14494,DataInput!C14494,NA())","v":"WOTS66"},{"$f":"IF($E14495=DataInput!$B14494,DataInput!D14494,NA())","v":"Wodonga (AusNet) 66 kV"},{"$f":"IF($E14495=DataInput!$B14494,DataInput!E14494,NA())","v":"AusNet"},{"$f":"IF($E14495=DataInput!$B14494,DataInput!F14494,NA())","v":"Winter"},{"$f":"IF($E14495=DataInput!$B14494,DataInput!G14494,NA())","v":"Coincident"},{"$f":"IF($E14495=DataInput!$B14494,DataInput!H14494,NA())","v":2019},{"$f":"IF($E14495=DataInput!$B14494,DataInput!I14494,NA())","v":"POE50"},{"$f":"IF($E14495=DataInput!$B14494,DataInput!J14494,NA())","v":41.7875576},{"$f":"IF($E14495=DataInput!$B14494,DataInput!K14494,NA())","v":0.95369195299999998},null,null,"VIC Wodonga (AusNet) 66 kV",null,null,null,null,false,null,null,{"$error":"#N/A"},{"$error":"#N/A"},{"$error":"#N/A"},{"$error":"#N/A"},{"$error":"#N/A"},{"$error":"#N/A"},{"$error":"#N/A"},{"$error":"#N/A"},{"$error":"#N/A"},{"$error":"#N/A"}]
[null,{"$f":"IF(DataInput!B14525=$B$8,IF($B$9=$B$10,TRUE,IF(DataInput!E14525=$B$9,TRUE,FALSE)))","v":true},null,null,{"$f":"IF(B14526=TRUE,DataInput!B14525,NA())","v":"VIC"},{"$f":"IF($E14526=DataInput!$B14525,DataInput!C14525,NA())","v":"YPS11"},{"$f":"IF($E14526=DataInput!$B14525,DataInput!D14525,NA())","v":"Yallourn (AusNet) 11 kV"},{"$f":"IF($E14526=DataInput!$B14525,DataInput!E14525,NA())","v":"AusNet"},{"$f":"IF($E14526=DataInput!$B14525,DataInput!F14525,NA())","v":"Summer"},{"$f":"IF($E14526=DataInput!$B14525,DataInput!G14525,NA())","v":"Coincident"},{"$f":"IF($E14526=DataInput!$B14525,DataInput!H14525,NA())","v":2007},{"$f":"IF($E14526=DataInput!$B14525,DataInput!I14525,NA())","v":"Actual"},{"$f":"IF($E14526=DataInput!$B14525,DataInput!J14525,NA())","v":0.32179400000000002},{"$f":"IF($E14526=DataInput!$B14525,DataInput!K14525,NA())","v":"NA"},null,null,"VIC Yallourn (AusNet) 11 kV",null,null,null,null,false,null,null,{"$error":"#N/A"},{"$error":"#N/A"},{"$error":"#N/A"},{"$error":"#N/A"},{"$error":"#N/A"},{"$error":"#N/A"},{"$error":"#N/A"},{"$error":"#N/A"},{"$error":"#N/A"},{"$error":"#N/A"}]
[null,{"$f":"IF(DataInput!B14554=$B$8,IF($B$9=$B$10,TRUE,IF(DataInput!E14554=$B$9,TRUE,FALSE)))","v":true},null,null,{"$f":"IF(B14555=TRUE,DataInput!B14554,NA())","v":"VIC"},{"$f":"IF($E14555=DataInput!$B14554,DataInput!C14554,NA())","v":"YPS11"},{"$f":"IF($E14555=DataInput!$B14554,DataInput!D14554,NA())","v":"Yallourn (AusNet) 11 kV"},{"$f":"IF($E14555=DataInput!$B14554,DataInput!E14554,NA())","v":"AusNet"},{"$f":"IF($E14555=DataInput!$B14554,DataInput!F14554,NA())","v":"Summer"},{"$f":"IF($E14555=DataInput!$B14554,DataInput!G14554,NA())","v":"Non-Coincident"},{"$f":"IF($E14555=DataInput!$B14554,DataInput!H14554,NA())","v":2012},{"$f":"IF($E14555=DataInput!$B14554,DataInput!I14554,NA())","v":"TempCorrActualPOE50"},{"$f":"IF($E14555=DataInput!$B14554,DataInput!J14554,NA())","v":0.62140830400000002},{"$f":"IF($E14555=DataInput!$B14554,DataInput!K14554,NA())","v":"NA"},null,null,"VIC Yallourn (AusNet) 11 kV",null,null,null,null,false,null,null,{"$error":"#N/A"},{"$error":"#N/A"},{"$error":"#N/A"},{"$error":"#N/A"},{"$error":"#N/A"},{"$error":"#N/A"},{"$error":"#N/A"},{"$error":"#N/A"},{"$error":"#N/A"},{"$error":"#N/A"}]
[null,{"$f":"IF(DataInput!B14573=$B$8,IF($B$9=$B$10,TRUE,IF(DataInput!E14573=$B$9,TRUE,FALSE)))","v":true},null,null,{"$f":"IF(B14574=TRUE,DataInput!B14573,NA())","v":"VIC"},{"$f":"IF($E14574=DataInput!$B14573,DataInput!C14573,NA())","v":"YPS11"},{"$f":"IF($E14574=DataInput!$B14573,DataInput!D14573,NA())","v":"Yallourn (AusNet) 11 kV"},{"$f":"IF($E14574=DataInput!$B14573,DataInput!E14573,NA())","v":"AusNet"},{"$f":"IF($E14574=DataInput!$B14573,DataInput!F14573,NA())","v":"Summer"},{"$f":"IF($E14574=DataInput!$B14573,DataInput!G14573,NA())","v":"Coincident"},{"$f":"IF($E14574=DataInput!$B14573,DataInput!H14573,NA())","v":2015},{"$f":"IF($E14574=DataInput!$B14573,DataInput!I14573,NA())","v":"Actual"},{"$f":"IF($E14574=DataInput!$B14573,DataInput!J14573,NA())","v":0.12821399999999999},{"$f":"IF($E14574=DataInput!$B14573,DataInput!K14573,NA())","v":"NA"},null,null,"VIC Yallourn (AusNet) 11 kV",null,null,null,null,false,null,null,{"$error":"#N/A"},{"$error":"#N/A"},{"$error":"#N/A"},{"$error":"#N/A"},{"$error":"#N/A"},{"$error":"#N/A"},{"$error":"#N/A"},{"$error":"#N/A"},{"$error":"#N/A"},{"$error":"#N/A"}]
[null,{"$f":"IF(DataInput!B14604=$B$8,IF($B$9=$B$10,TRUE,IF(DataInput!E14604=$B$9,TRUE,FALSE)))","v":true},null,null,{"$f":"IF(B14605=TRUE,DataInput!B14604,NA())","v":"VIC"},{"$f":"IF($E14605=DataInput!$B14604,DataInput!C14604,NA())","v":"YPS11"},{"$f":"IF($E14605=DataInput!$B14604,DataInput!D14604,NA())","v":"Yallourn (AusNet) 11 kV"},{"$f":"IF($E14605=DataInput!$B14604,DataInput!E14604,NA())","v":"AusNet"},{"$f":"IF($E14605=DataInput!$B14604,DataInput!F14604,NA())","v":"Summer"},{"$f":"IF($E14605=DataInput!$B14604,DataInput!G14604,NA())","v":"Non-Coincident"},{"$f":"IF($E14605=DataInput!$B14604,DataInput!H14604,NA())","v":2023},{"$f":"IF($E14605=DataInput!$B14604,DataInput!I14604,NA())","v":"POE50"},{"$f":"IF($E14605=DataInput!$B14604,DataInput!J14604,NA())","v":0.60518371199999998},{"$f":"IF($E14605=DataInput!$B14604,DataInput!K14604,NA())","v":0.40698645},null,null,"VIC Yallourn (AusNet) 11 kV",null,null,null,null,false,null,null,{"$error":"#N/A"},{"$error":"#N/A"},{"$error":"#N/A"},{"$error":"#N/A"},{"$error":"#N/A"},{"$error":"#N/A"},{"$error":"#N/A"},{"$error":"#N/A"},{"$error":"#N/A"},{"$error":"#N/A"}]
[null,{"$f":"IF(DataInput!B14651=$B$8,IF($B$9=$B$10,TRUE,IF(DataInput!E14651=$B$9,TRUE,FALSE)))","v":true},null,null,{"$f":"IF(B14652=TRUE,DataInput!B14651,NA())","v":"VIC"},{"$f":"IF($E14652=DataInput!$B14651,DataInput!C14651,NA())","v":"YPS11"},{"$f":"IF($E14652=DataInput!$B14651,DataInput!D14651,NA())","v":"Yallourn (AusNet) 11 kV"},{"$f":"IF($E14652=DataInput!$B14651,DataInput!E14651,NA())","v":"AusNet"},{"$f":"IF($E14652=DataInput!$B14651,DataInput!F14651,NA())","v":"Winter"},{"$f":"IF($E14652=DataInput!$B14651,DataInput!G14651,NA())","v":"Coincident"},{"$f":"IF($E14652=DataInput!$B14651,DataInput!H14651,NA())","v":2011},{"$f":"IF($E14652=DataInput!$B14651,DataInput!I14651,NA())","v":"TempCorrActualPOE10"},{"$f":"IF($E14652=DataInput!$B14651,DataInput!J14651,NA())","v":0.30862956400000002},{"$f":"IF($E14652=DataInput!$B14651,DataInput!K14651,NA())","v":"NA"},null,null,"VIC Yallourn (AusNet) 11 kV",null,null,null,null,false,null,null,{"$f":"IF($V14652=TRUE,E14652,NA())","v":{"$error":"#N/A"}},{"$error":"#N/A"},{"$error":"#N/A"},{"$error":"#N/A"},{"$error":"#N/A"},{"$error":"#N/A"},{"$error":"#N/A"},{"$error":"#N/A"},{"$error":"#N/A"},{"$error":"#N/A"}]
[null,{"$f":"IF(DataInput!B14681=$B$8,IF($B$9=$B$10,TRUE,IF(DataInput!E14681=$B$9,TRUE,FALSE)))","v":true},null,null,{"$f":"IF(B14682=TRUE,DataInput!B14681,NA())","v":"VIC"},{"$f":"IF($E14682=DataInput!$B14681,DataInput!C14681,NA())","v":"YPS11"},{"$f":"IF($E14682=DataInput!$B14681,DataInput!D14681,NA())","v":"Yallourn (AusNet) 11 kV"},{"$f":"IF($E14682=DataInput!$B14681,DataInput!E14681,NA())","v":"AusNet"},{"$f":"IF($E14682=DataInput!$B14681,DataInput!F14681,NA())","v":"Winter"},{"$f":"IF($E14682=DataInput!$B14681,DataInput!G14681,NA())","v":"Coincident"},{"$f":"IF($E14682=DataInput!$B14681,DataInput!H14681,NA())","v":2016},{"$f":"IF($E14682=DataInput!$B14681,DataInput!I14681,NA())","v":"POE10"},{"$f":"IF($E14682=DataInput!$B14681,DataInput!J14681,NA())","v":0.29042952399999999},{"$f":"IF($E14682=DataInput!$B14681,DataInput!K14681,NA())","v":0.38209327199999998},null,null,"VIC Yallourn (AusNet) 11 kV",null,null,null,null,false,null,null,{"$error":"#N/A"},{"$error":"#N/A"},{"$error":"#N/A"},{"$error":"#N/A"},{"$error":"#N/A"},{"$error":"#N/A"},{"$error":"#N/A"},{"$error":"#N/A"},{"$error":"#N/A"},{"$error":"#N/A"}]
[null,{"$f":"IF(DataInput!B14712=$B$8,IF($B$9=$B$10,TRUE,IF(DataInput!E14712=$B$9,TRUE,FALSE)))","v":true},null,null,{"$f":"IF(B14713=TRUE,DataInput!B14712,NA())","v":"VIC"},{"$f":"IF($E14713=DataInput!$B14712,DataInput!C14712,NA())","v":"YPS11"},{"$f":"IF($E14713=DataInput!$B14712,DataInput!D14712,NA())","v":"Yallourn (AusNet) 11 kV"},{"$f":"IF($E14713=DataInput!$B14712,DataInput!E14712,NA())","v":"AusNet"},{"$f":"IF($E14713=DataInput!$B14712,DataInput!F14712,NA())","v":"Winter"},{"$f":"IF($E14713=DataInput!$B14712,DataInput!G14712,NA())","v":"Non-Coincident"},{"$f":"IF($E14713=DataInput!$B14712,DataInput!H14712,NA())","v":2024},{"$f":"IF($E14713=DataInput!$B14712,DataInput!I14712,NA())","v":"POE50"},{"$f":"IF($E14713=DataInput!$B14712,DataInput!J14712,NA())","v":0.77032017500000005},{"$f":"IF($E14713=DataInput!$B14712,DataInput!K14712,NA())","v":0.34958076399999999},null,null,"VIC Yallourn (AusNet) 11 kV",null,null,null,null,false,null,null,{"$error":"#N/A"},{"$error":"#N/A"},{"$error":"#N/A"},{"$error":"#N/A"},{"$error":"#N/A"},{"$error":"#N/A"},{"$error":"#N/A"},{"$error":"#N/A"},{"$error":"#N/A"},{"$error":"#N/A"}]
[null,{"$f":"IF(DataInput!B14730=$B$8,IF($B$9=$B$10,TRUE,IF(DataInput!E14730=$B$9,TRUE,FALSE)))","v":false},null,null,{"$f":"IF(B14731=TRUE,DataInput!B14730,NA())","v":{"$error":"#N/A"}},{"$f":"IF($E14731=DataInput!$B14730,DataInput!C14730,NA())","v":{"$error":"#N/A"}},{"$f":"IF($E14731=DataInput!$B14730,DataInput!D14730,NA())","v":{"$error":"#N/A"}},{"$f":"IF($E14731=DataInput!$B14730,DataInput!E14730,NA())","v":{"$error":"#N/A"}},{"$f":"IF($E14731=DataInput!$B14730,DataInput!F14730,NA())","v":{"$error":"#N/A"}},{"$f":"IF($E14731=DataInput!$B14730,DataInput!G14730,NA())","v":{"$error":"#N/A"}},{"$f":"IF($E14731=DataInput!$B14730,DataInput!H14730,NA())","v":{"$error":"#N/A"}},{"$f":"IF($E14731=DataInput!$B14730,DataInput!I14730,NA())","v":{"$error":"#N/A"}},{"$f":"IF($E14731=DataInput!$B14730,DataInput!J14730,NA())","v":{"$error":"#N/A"}},{"$f":"IF($E14731=DataInput!$B14730,DataInput!K14730,NA())","v":{"$error":"#N/A"}},null,null,"  ",null,null,null,null,false,null,null,{"$error":"#N/A"},{"$error":"#N/A"},{"$error":"#N/A"},{"$error":"#N/A"},{"$error":"#N/A"},{"$error":"#N/A"},{"$error":"#N/A"},{"$error":"#N/A"},{"$error":"#N/A"},{"$error":"#N/A"}]
[null,{"$f":"IF(DataInput!B14761=$B$8,IF($B$9=$B$10,TRUE,IF(DataInput!E14761=$B$9,TRUE,FALSE)))","v":false},null,null,{"$f":"IF(B14762=TRUE,DataInput!B14761,NA())","v":{"$error":"#N/A"}},{"$f":"IF($E14762=DataInput!$B14761,DataInput!C14761,NA())","v":{"$error":"#N/A"}},{"$f":"IF($E14762=DataInput!$B14761,DataInput!D14761,NA())","v":{"$error":"#N/A"}},{"$f":"IF($E14762=DataInput!$B14761,DataInput!E14761,NA())","v":{"$error":"#N/A"}},{"$f":"IF($E14762=DataInput!$B14761,DataInput!F14761,NA())","v":{"$error":"#N/A"}},{"$f":"IF($E14762=DataInput!$B14761,DataInput!G14761,NA())","v":{"$error":"#N/A"}},{"$f":"IF($E14762=DataInput!$B14761,DataInput!H14761,NA())","v":{"$error":"#N/A"}},{"$f":"IF($E14762=DataInput!$B14761,DataInput!I14761,NA())","v":{"$error":"#N/A"}},{"$f":"IF($E14762=DataInput!$B14761,DataInput!J14761,NA())","v":{"$error":"#N/A"}},{"$f":"IF($E14762=DataInput!$B14761,DataInput!K14761,NA())","v":{"$error":"#N/A"}},null,null,"  ",null,null,null,null,false,null,null,{"$error":"#N/A"},{"$error":"#N/A"},{"$error":"#N/A"},{"$error":"#N/A"},{"$error":"#N/A"},{"$error":"#N/A"},{"$error":"#N/A"},{"$error":"#N/A"},{"$error":"#N/A"},{"$error":"#N/A"}]
[null,{"$f":"IF(DataInput!B14776=$B$8,IF($B$9=$B$10,TRUE,IF(DataInput!E14776=$B$9,TRUE,FALSE)))","v":false},null,null,{"$f":"IF(B14777=TRUE,DataInput!B14776,NA())","v":{"$error":"#N/A"}},{"$f":"IF($E14777=DataInput!$B14776,DataInput!C14776,NA())","v":{"$error":"#N/A"}},{"$f":"IF($E14777=DataInput!$B14776,DataInput!D14776,NA())","v":{"$error":"#N/A"}},{"$f":"IF($E14777=DataInput!$B14776,DataInput!E14776,NA())","v":{"$error":"#N/A"}},{"$f":"IF($E14777=DataInput!$B14776,DataInput!F14776,NA())","v":{"$error":"#N/A"}},{"$f":"IF($E14777=DataInput!$B14776,DataInput!G14776,NA())","v":{"$error":"#N/A"}},{"$f":"IF($E14777=DataInput!$B14776,DataInput!H14776,NA())","v":{"$error":"#N/A"}},{"$f":"IF($E14777=DataInput!$B14776,DataInput!I14776,NA())","v":{"$error":"#N/A"}},{"$f":"IF($E14777=DataInput!$B14776,DataInput!J14776,NA())","v":{"$error":"#N/A"}},{"$f":"IF($E14777=DataInput!$B14776,DataInput!K14776,NA())","v":{"$error":"#N/A"}},null,null,"  ",null,null,null,null,false,null,null,{"$error":"#N/A"},{"$error":"#N/A"},{"$error":"#N/A"},{"$error":"#N/A"},{"$error":"#N/A"},{"$error":"#N/A"},{"$error":"#N/A"},{"$error":"#N/A"},{"$error":"#N/A"},{"$error":"#N/A"}]
[null,null,null,null,null,null,null,null,null,null,null,null,null,null,null,null," ",null,null,null,null,false,null,null,{"$error":"#N/A"},{"$error":"#N/A"},{"$error":"#N/A"},{"$error":"#N/A"},{"$error":"#N/A"},{"$error":"#N/A"},{"$error":"#N/A"},{"$error":"#N/A"},{"$error":"#N/A"},{"$error":"#N/A"}]
[null,null,null,null,null,null,null,null,null,null,null,null,null,null,null,null," ",null,null,null,null,false,null,null,{"$error":"#N/A"},{"$error":"#N/A"},{"$error":"#N/A"},{"$error":"#N/A"},{"$error":"#N/A"},{"$error":"#N/A"},{"$error":"#N/A"},{"$error":"#N/A"},{"$error":"#N/A"},{"$error":"#N/A"}]
[null,null,null,null,null,null,null,null,null,null,null,null,null,null,null,null," ",null,null,null,null,false,null,null,{"$error":"#N/A"},{"$error":"#N/A"},{"$error":"#N/A"},{"$error":"#N/A"},{"$error":"#N/A"},{"$error":"#N/A"},{"$error":"#N/A"},{"$error":"#N/A"},{"$error":"#N/A"},{"$error":"#N/A"}]
[null,null,null,null,null,null,null,null,null,null,null,null,null,null,null,null," ",null,null,null,null,false,null,null,{"$error":"#N/A"},{"$error":"#N/A"},{"$error":"#N/A"},{"$error":"#N/A"},{"$error":"#N/A"},{"$error":"#N/A"},{"$error":"#N/A"},{"$error":"#N/A"},{"$error":"#N/A"},{"$error":"#N/A"}]
[null,null,null,null,null,null,null,null,null,null,null,null,null,null,null,null," ",null,null,null,null,false,null,null,{"$error":"#N/A"},{"$error":"#N/A"},{"$error":"#N/A"},{"$error":"#N/A"},{"$error":"#N/A"},{"$error":"#N/A"},{"$error":"#N/A"},{"$error":"#N/A"},{"$error":"#N/A"},{"$error":"#N/A"}]
[null,null,null,null,null,null,null,null,null,null,null,null,null,null,null,null," ",null,null,null,null,false,null,null,{"$error":"#N/A"},{"$error":"#N/A"},{"$error":"#N/A"},{"$error":"#N/A"},{"$error":"#N/A"},{"$error":"#N/A"},{"$error":"#N/A"},{"$error":"#N/A"},{"$error":"#N/A"},{"$error":"#N/A"}]
[null,null,null,null,null,null,null,null,null,null,null,null,null,null,null,null," ",null,null,null,null,false,null,null,{"$error":"#N/A"},{"$error":"#N/A"},{"$error":"#N/A"},{"$error":"#N/A"},{"$error":"#N/A"},{"$error":"#N/A"},{"$error":"#N/A"},{"$error":"#N/A"},{"$error":"#N/A"},{"$error":"#N/A"}]
[null,null,null,null,null,null,null,null,null,null,null,null,null,null,null,null," ",null,null,null,null,false,null,null,{"$error":"#N/A"},{"$error":"#N/A"},{"$error":"#N/A"},{"$error":"#N/A"},{"$error":"#N/A"},{"$error":"#N/A"},{"$error":"#N/A"},{"$error":"#N/A"},{"$error":"#N/A"},{"$error":"#N/A"}]
[null,null,null,null,null,null,null,null,null,null,null,null,null,null,null,null," ",null,null,null,null,false,null,null,{"$error":"#N/A"},{"$error":"#N/A"},{"$error":"#N/A"},{"$error":"#N/A"},{"$error":"#N/A"},{"$error":"#N/A"},{"$error":"#N/A"},{"$error":"#N/A"},{"$error":"#N/A"},{"$error":"#N/A"}]
[null,null,null,null,null,null,null,null,null,null,null,null,null,null,null,null," ",null,null,null,null,false,null,null,{"$error":"#N/A"},{"$error":"#N/A"},{"$error":"#N/A"},{"$error":"#N/A"},{"$error":"#N/A"},{"$error":"#N/A"},{"$error":"#N/A"},{"$error":"#N/A"},{"$error":"#N/A"},{"$error":"#N/A"}]
[null,null,null,null,null,null,null,null,null,null,null,null,null,null,null,null," ",null,null,null,null,false,null,null,{"$error":"#N/A"},{"$error":"#N/A"},{"$error":"#N/A"},{"$error":"#N/A"},{"$error":"#N/A"},{"$error":"#N/A"},{"$error":"#N/A"},{"$error":"#N/A"},{"$error":"#N/A"},{"$error":"#N/A"}]
[null,null,null,null,null,null,null,null,null,null,null,null,null,null,null,null," ",null,null,null,null,false,null,null,{"$error":"#N/A"},{"$error":"#N/A"},{"$error":"#N/A"},{"$error":"#N/A"},{"$error":"#N/A"},{"$error":"#N/A"},{"$error":"#N/A"},{"$error":"#N/A"},{"$error":"#N/A"},{"$error":"#N/A"}]
[null,null,null,null,null,null,null,null,null,null,null,null,null,null,null,null," ",null,null,null,null,false,null,null,{"$error":"#N/A"},{"$error":"#N/A"},{"$error":"#N/A"},{"$error":"#N/A"},{"$error":"#N/A"},{"$error":"#N/A"},{"$error":"#N/A"},{"$error":"#N/A"},{"$error":"#N/A"},{"$error":"#N/A"}]
[null,null,null,null,null,null,null,null,null,null,null,null,null,null,null,null," ",null,null,null,null,false,null,null,{"$error":"#N/A"},{"$error":"#N/A"},{"$error":"#N/A"},{"$error":"#N/A"},{"$error":"#N/A"},{"$error":"#N/A"},{"$error":"#N/A"},{"$error":"#N/A"},{"$error":"#N/A"},{"$error":"#N/A"}]
[null,null,null,null,null,null,null,null,null,null,null,null,null,null,null,null," ",null,null,null,null,false,null,null,{"$error":"#N/A"},{"$error":"#N/A"},{"$error":"#N/A"},{"$error":"#N/A"},{"$error":"#N/A"},{"$error":"#N/A"},{"$error":"#N/A"},{"$error":"#N/A"},{"$error":"#N/A"},{"$error":"#N/A"}]
[null,null,null,null,null,null,null,null,null,null,null,null,null,null,null,null," ",null,null,null,null,false,null,null,{"$error":"#N/A"},{"$error":"#N/A"},{"$error":"#N/A"},{"$error":"#N/A"},{"$error":"#N/A"},{"$error":"#N/A"},{"$error":"#N/A"},{"$error":"#N/A"},{"$error":"#N/A"},{"$error":"#N/A"}]
[null,null,null,null,null,null,null,null,null,null,null,null,null,null,null,null," ",null,null,null,null,false,null,null,{"$error":"#N/A"},{"$error":"#N/A"},{"$error":"#N/A"},{"$error":"#N/A"},{"$error":"#N/A"},{"$error":"#N/A"},{"$error":"#N/A"},{"$error":"#N/A"},{"$error":"#N/A"},{"$error":"#N/A"}]
[null,null,null,null,null,null,null,null,null,null,null,null,null,null,null,null," ",null,null,null,null,false,null,null,{"$error":"#N/A"},{"$error":"#N/A"},{"$error":"#N/A"},{"$error":"#N/A"},{"$error":"#N/A"},{"$error":"#N/A"},{"$error":"#N/A"},{"$error":"#N/A"},{"$error":"#N/A"},{"$error":"#N/A"}]
[null,null,null,null,null,null,null,null,null,null,null,null,null,null,null,null," ",null,null,null,null,false,null,null,{"$error":"#N/A"},{"$error":"#N/A"},{"$error":"#N/A"},{"$error":"#N/A"},{"$error":"#N/A"},{"$error":"#N/A"},{"$error":"#N/A"},{"$error":"#N/A"},{"$error":"#N/A"},{"$error":"#N/A"}]
[null,null,null,null,null,null,null,null,null,null,null,null,null,null,null,null," ",null,null,null,null,false,null,null,{"$error":"#N/A"},{"$error":"#N/A"},{"$error":"#N/A"},{"$error":"#N/A"},{"$error":"#N/A"},{"$error":"#N/A"},{"$error":"#N/A"},{"$error":"#N/A"},{"$error":"#N/A"},{"$error":"#N/A"}]
[null,null,null,null,null,null,null,null,null,null,null,null,null,null,null,null," ",null,null,null,null,false,null,null,{"$error":"#N/A"},{"$error":"#N/A"},{"$error":"#N/A"},{"$error":"#N/A"},{"$error":"#N/A"},{"$error":"#N/A"},{"$error":"#N/A"},{"$error":"#N/A"},{"$error":"#N/A"},{"$error":"#N/A"}]
[null,null,null,null,null,null,null,null,null,null,null,null,null,null,null,null," ",null,null,null,null,false,null,null,{"$error":"#N/A"},{"$error":"#N/A"},{"$error":"#N/A"},{"$error":"#N/A"},{"$error":"#N/A"},{"$error":"#N/A"},{"$error":"#N/A"},{"$error":"#N/A"},{"$error":"#N/A"},{"$error":"#N/A"}]
[null,null,null,null,null,null,null,null,null,null,null,null,null,null,null,null," ",null,null,null,null,false,null,null,{"$error":"#N/A"},{"$error":"#N/A"},{"$error":"#N/A"},{"$error":"#N/A"},{"$error":"#N/A"},{"$error":"#N/A"},{"$error":"#N/A"},{"$error":"#N/A"},{"$error":"#N/A"},{"$error":"#N/A"}]
[null,null,null,null,null,null,null,null,null,null,null,null,null,null,null,null," ",null,null,null,null,false,null,null,{"$error":"#N/A"},{"$error":"#N/A"},{"$error":"#N/A"},{"$error":"#N/A"},{"$error":"#N/A"},{"$error":"#N/A"},{"$error":"#N/A"},{"$error":"#N/A"},{"$error":"#N/A"},{"$error":"#N/A"}]
[null,null,null,null,null,null,null,null,null,null,null,null,null,null,null,null," ",null,null,null,null,false,null,null,{"$error":"#N/A"},{"$error":"#N/A"},{"$error":"#N/A"},{"$error":"#N/A"},{"$error":"#N/A"},{"$error":"#N/A"},{"$error":"#N/A"},{"$error":"#N/A"},{"$error":"#N/A"},{"$error":"#N/A"}]
[null,null,null,null,null,null,null,null,null,null,null,null,null,null,null,null," ",null,null,null,null,false,null,null,{"$error":"#N/A"},{"$error":"#N/A"},{"$error":"#N/A"},{"$error":"#N/A"},{"$error":"#N/A"},{"$error":"#N/A"},{"$error":"#N/A"},{"$error":"#N/A"},{"$error":"#N/A"},{"$error":"#N/A"}]
[null,null,null,null,null,null,null,null,null,null,null,null,null,null,null,null," ",null,null,null,null,false,null,null,{"$error":"#N/A"},{"$error":"#N/A"},{"$error":"#N/A"},{"$error":"#N/A"},{"$error":"#N/A"},{"$error":"#N/A"},{"$error":"#N/A"},{"$error":"#N/A"},{"$error":"#N/A"},{"$error":"#N/A"}]
[null,null,null,null,null,null,null,null,null,null,null,null,null,null,null,null," ",null,null,null,null,false,null,null,{"$error":"#N/A"},{"$error":"#N/A"},{"$error":"#N/A"},{"$error":"#N/A"},{"$error":"#N/A"},{"$error":"#N/A"},{"$error":"#N/A"},{"$error":"#N/A"},{"$error":"#N/A"},{"$error":"#N/A"}]
[null,null,null,null,null,null,null,null,null,null,null,null,null,null,null,null," ",null,null,null,null,false,null,null,{"$f":"IF($V15632=TRUE,E15632,NA())","v":{"$error":"#N/A"}},{"$f":"IF($V15632=TRUE,F15632,NA())","v":{"$error":"#N/A"}},{"$f":"IF($V15632=TRUE,G15632,NA())","v":{"$error":"#N/A"}},{"$f":"IF($V15632=TRUE,H15632,NA())","v":{"$error":"#N/A"}},{"$f":"IF($V15632=TRUE,I15632,NA())","v":{"$error":"#N/A"}},{"$f":"IF($V15632=TRUE,J15632,NA())","v":{"$error":"#N/A"}},{"$f":"IF($V15632=TRUE,K15632,NA())","v":{"$error":"#N/A"}},{"$f":"IF($V15632=TRUE,L15632,NA())","v":{"$error":"#N/A"}},{"$f":"IF($V15632=TRUE,M15632,NA())","v":{"$error":"#N/A"}},{"$f":"IF($V15632=TRUE,N15632,NA())","v":{"$error":"#N/A"}}]
[null,null,null,null,null,null,null,null,null,null,null,null,null,null,null,null," ",null,null,null,null,false,null,null,{"$error":"#N/A"},{"$error":"#N/A"},{"$error":"#N/A"},{"$error":"#N/A"},{"$error":"#N/A"},{"$error":"#N/A"},{"$error":"#N/A"},{"$error":"#N/A"},{"$error":"#N/A"},{"$error":"#N/A"}]
[null,null,null,null,null,null,null,null,null,null,null,null,null,null,null,null," ",null,null,null,null,false,null,null,{"$error":"#N/A"},{"$error":"#N/A"},{"$error":"#N/A"},{"$error":"#N/A"},{"$error":"#N/A"},{"$error":"#N/A"},{"$error":"#N/A"},{"$error":"#N/A"},{"$error":"#N/A"},{"$error":"#N/A"}]
[null,null,null,null,null,null,null,null,null,null,null,null,null,null,null,null," ",null,null,null,null,false,null,null,{"$error":"#N/A"},{"$error":"#N/A"},{"$error":"#N/A"},{"$error":"#N/A"},{"$error":"#N/A"},{"$error":"#N/A"},{"$error":"#N/A"},{"$error":"#N/A"},{"$error":"#N/A"},{"$error":"#N/A"}]
[null,null,null,null,null,null,null,null,null,null,null,null,null,null,null,null," ",null,null,null,null,false,null,null,{"$error":"#N/A"},{"$error":"#N/A"},{"$error":"#N/A"},{"$error":"#N/A"},{"$error":"#N/A"},{"$error":"#N/A"},{"$error":"#N/A"},{"$error":"#N/A"},{"$error":"#N/A"},{"$error":"#N/A"}]
[null,null,null,null,null,null,null,null,null,null,null,null,null,null,null,null,{"$f":"IF(OR(ISERROR(E15756),ISERROR(G15756)),\"  \",E15756&\" \"&G15756)","v":" "},null,null,null,null,{"$f":"IF(ISERROR(G15756),FALSE,IF($V$9=G15756,TRUE,FALSE))","v":false},null,null,{"$error":"#N/A"},{"$error":"#N/A"},{"$error":"#N/A"},{"$error":"#N/A"},{"$error":"#N/A"},{"$error":"#N/A"},{"$error":"#N/A"},{"$error":"#N/A"},{"$error":"#N/A"},{"$error":"#N/A"}]
[null,null,null,null,null,null,null,null,null,null,null,null,null,null,null,null," ",null,null,null,null,false,null,null,{"$error":"#N/A"},{"$error":"#N/A"},{"$error":"#N/A"},{"$error":"#N/A"},{"$error":"#N/A"},{"$error":"#N/A"},{"$error":"#N/A"},{"$error":"#N/A"},{"$error":"#N/A"},{"$error":"#N/A"}]
[null,null,null,null,null,null,null,null,null,null,null,null,null,null,null,null," ",null,null,null,null,false,null,null,{"$error":"#N/A"},{"$error":"#N/A"},{"$error":"#N/A"},{"$error":"#N/A"},{"$error":"#N/A"},{"$error":"#N/A"},{"$error":"#N/A"},{"$error":"#N/A"},{"$error":"#N/A"},{"$error":"#N/A"}]
[null,null,null,null,null,null,null,null,null,null,null,null,null,null,null,null," ",null,null,null,null,false,null,null,{"$error":"#N/A"},{"$error":"#N/A"},{"$error":"#N/A"},{"$error":"#N/A"},{"$error":"#N/A"},{"$error":"#N/A"},{"$error":"#N/A"},{"$error":"#N/A"},{"$error":"#N/A"},{"$error":"#N/A"}]
[null,null,null,null,null,null,null,null,null,null,null,null,null,null,null,null," ",null,null,null,null,false,null,null,{"$error":"#N/A"},{"$error":"#N/A"},{"$error":"#N/A"},{"$error":"#N/A"},{"$error":"#N/A"},{"$error":"#N/A"},{"$error":"#N/A"},{"$error":"#N/A"},{"$error":"#N/A"},{"$error":"#N/A"}]
[null,null,null,null,null,null,null,null,null,null,null,null,null,null,null,null," ",null,null,null,null,false,null,null,{"$error":"#N/A"},{"$error":"#N/A"},{"$error":"#N/A"},{"$error":"#N/A"},{"$error":"#N/A"},{"$error":"#N/A"},{"$error":"#N/A"},{"$error":"#N/A"},{"$error":"#N/A"},{"$error":"#N/A"}]
[null,null,null,null,null,null,null,null,null,null,null,null,null,null,null,null," ",null,null,null,null,false,null,null,{"$error":"#N/A"},{"$error":"#N/A"},{"$error":"#N/A"},{"$error":"#N/A"},{"$error":"#N/A"},{"$error":"#N/A"},{"$error":"#N/A"},{"$error":"#N/A"},{"$error":"#N/A"},{"$error":"#N/A"}]
[null,null,null,null,null,null,null,null,null,null,null,null,null,null,null,null," ",null,null,null,null,false,null,null,{"$error":"#N/A"},{"$error":"#N/A"},{"$error":"#N/A"},{"$error":"#N/A"},{"$error":"#N/A"},{"$error":"#N/A"},{"$error":"#N/A"},{"$error":"#N/A"},{"$error":"#N/A"},{"$error":"#N/A"}]
[null,null,null,null,null,null,null,null,null,null,null,null,null,null,null,null," ",null,null,null,null,false,null,null,{"$error":"#N/A"},{"$error":"#N/A"},{"$error":"#N/A"},{"$error":"#N/A"},{"$error":"#N/A"},{"$error":"#N/A"},{"$error":"#N/A"},{"$error":"#N/A"},{"$error":"#N/A"},{"$error":"#N/A"}]
[null,null,null,null,null,null,null,null,null,null,null,null,null,null,null,null," ",null,null,null,null,false,null,null,{"$error":"#N/A"},{"$error":"#N/A"},{"$error":"#N/A"},{"$error":"#N/A"},{"$error":"#N/A"},{"$error":"#N/A"},{"$error":"#N/A"},{"$error":"#N/A"},{"$error":"#N/A"},{"$error":"#N/A"}]
[null,null,null,null,null,null,null,null,null,null,null,null,null,null,null,null," ",null,null,null,null,false,null,null,{"$error":"#N/A"},{"$error":"#N/A"},{"$error":"#N/A"},{"$error":"#N/A"},{"$error":"#N/A"},{"$error":"#N/A"},{"$error":"#N/A"},{"$error":"#N/A"},{"$error":"#N/A"},{"$error":"#N/A"}]
[null,null,null,null,null,null,null,null,null,null,null,null,null,null,null,null,{"$f":"IF(OR(ISERROR(E16076),ISERROR(G16076)),\"  \",E16076&\" \"&G16076)","v":" "},null,null,null,null,{"$f":"IF(ISERROR(G16076),FALSE,IF($V$9=G16076,TRUE,FALSE))","v":false},null,null,{"$error":"#N/A"},{"$error":"#N/A"},{"$error":"#N/A"},{"$error":"#N/A"},{"$error":"#N/A"},{"$error":"#N/A"},{"$error":"#N/A"},{"$error":"#N/A"},{"$error":"#N/A"},{"$error":"#N/A"}]
[null,null,null,null,null,null,null,null,null,null,null,null,null,null,null,null," ",null,null,null,null,false,null,null,{"$error":"#N/A"},{"$error":"#N/A"},{"$error":"#N/A"},{"$error":"#N/A"},{"$error":"#N/A"},{"$error":"#N/A"},{"$error":"#N/A"},{"$error":"#N/A"},{"$error":"#N/A"},{"$error":"#N/A"}]
[null,null,null,null,null,null,null,null,null,null,null,null,null,null,null,null," ",null,null,null,null,false,null,null,{"$error":"#N/A"},{"$error":"#N/A"},{"$error":"#N/A"},{"$error":"#N/A"},{"$error":"#N/A"},{"$error":"#N/A"},{"$error":"#N/A"},{"$error":"#N/A"},{"$error":"#N/A"},{"$error":"#N/A"}]
[null,null,null,null,null,null,null,null,null,null,null,null,null,null,null,null," ",null,null,null,null,false,null,null,{"$error":"#N/A"},{"$error":"#N/A"},{"$error":"#N/A"},{"$error":"#N/A"},{"$error":"#N/A"},{"$error":"#N/A"},{"$error":"#N/A"},{"$error":"#N/A"},{"$error":"#N/A"},{"$error":"#N/A"}]
[null,null,null,null,null,null,null,null,null,null,null,null,null,null,null,null," ",null,null,null,null,false,null,null,{"$error":"#N/A"},{"$error":"#N/A"},{"$error":"#N/A"},{"$error":"#N/A"},{"$error":"#N/A"},{"$error":"#N/A"},{"$error":"#N/A"},{"$error":"#N/A"},{"$error":"#N/A"},{"$error":"#N/A"}]
[null,null,null,null,null,null,null,null,null,null,null,null,null,null,null,null," ",null,null,null,null,false,null,null,{"$error":"#N/A"},{"$error":"#N/A"},{"$error":"#N/A"},{"$error":"#N/A"},{"$error":"#N/A"},{"$error":"#N/A"},{"$error":"#N/A"},{"$error":"#N/A"},{"$error":"#N/A"},{"$error":"#N/A"}]
[null,null,null,null,null,null,null,null,null,null,null,null,null,null,null,null," ",null,null,null,null,false,null,null,{"$error":"#N/A"},{"$error":"#N/A"},{"$error":"#N/A"},{"$error":"#N/A"},{"$error":"#N/A"},{"$error":"#N/A"},{"$error":"#N/A"},{"$error":"#N/A"},{"$error":"#N/A"},{"$error":"#N/A"}]
[null,null,null,null,null,null,null,null,null,null,null,null,null,null,null,null," ",null,null,null,null,false,null,null,{"$error":"#N/A"},{"$error":"#N/A"},{"$error":"#N/A"},{"$error":"#N/A"},{"$error":"#N/A"},{"$error":"#N/A"},{"$error":"#N/A"},{"$error":"#N/A"},{"$error":"#N/A"},{"$error":"#N/A"}]
[null,null,null,null,null,null,null,null,null,null,null,null,null,null,null,null," ",null,null,null,null,false,null,null,{"$error":"#N/A"},{"$error":"#N/A"},{"$error":"#N/A"},{"$error":"#N/A"},{"$error":"#N/A"},{"$error":"#N/A"},{"$error":"#N/A"},{"$error":"#N/A"},{"$error":"#N/A"},{"$error":"#N/A"}]
[null,null,null,null,null,null,null,null,null,null,null,null,null,null,null,null," ",null,null,null,null,false,null,null,{"$error":"#N/A"},{"$error":"#N/A"},{"$error":"#N/A"},{"$error":"#N/A"},{"$error":"#N/A"},{"$error":"#N/A"},{"$error":"#N/A"},{"$error":"#N/A"},{"$error":"#N/A"},{"$error":"#N/A"}]
[null,null,null,null,null,null,null,null,null,null,null,null,null,null,null,null," ",null,null,null,null,false,null,null,{"$error":"#N/A"},{"$error":"#N/A"},{"$error":"#N/A"},{"$error":"#N/A"},{"$error":"#N/A"},{"$error":"#N/A"},{"$error":"#N/A"},{"$error":"#N/A"},{"$error":"#N/A"},{"$error":"#N/A"}]
[null,null,null,null,null,null,null,null,null,null,null,null,null,null,null,null," ",null,null,null,null,false,null,null,{"$error":"#N/A"},{"$error":"#N/A"},{"$error":"#N/A"},{"$error":"#N/A"},{"$error":"#N/A"},{"$error":"#N/A"},{"$error":"#N/A"},{"$error":"#N/A"},{"$error":"#N/A"},{"$error":"#N/A"}]
[null,null,null,null,null,null,null,null,null,null,null,null,null,null,null,null," ",null,null,null,null,false,null,null,{"$error":"#N/A"},{"$error":"#N/A"},{"$error":"#N/A"},{"$error":"#N/A"},{"$error":"#N/A"},{"$error":"#N/A"},{"$error":"#N/A"},{"$error":"#N/A"},{"$error":"#N/A"},{"$error":"#N/A"}]
[null,null,null,null,null,null,null,null,null,null,null,null,null,null,null,null," ",null,null,null,null,false,null,null,{"$error":"#N/A"},{"$error":"#N/A"},{"$error":"#N/A"},{"$error":"#N/A"},{"$error":"#N/A"},{"$error":"#N/A"},{"$error":"#N/A"},{"$error":"#N/A"},{"$error":"#N/A"},{"$error":"#N/A"}]
[null,null,null,null,null,null,null,null,null,null,null,null,null,null,null,null," ",null,null,null,null,false,null,null,{"$error":"#N/A"},{"$error":"#N/A"},{"$error":"#N/A"},{"$error":"#N/A"},{"$error":"#N/A"},{"$error":"#N/A"},{"$error":"#N/A"},{"$error":"#N/A"},{"$error":"#N/A"},{"$error":"#N/A"}]
[null,null,null,null,null,null,null,null,null,null,null,null,null,null,null,null," ",null,null,null,null,false,null,null,{"$error":"#N/A"},{"$error":"#N/A"},{"$error":"#N/A"},{"$error":"#N/A"},{"$error":"#N/A"},{"$error":"#N/A"},{"$error":"#N/A"},{"$error":"#N/A"},{"$error":"#N/A"},{"$error":"#N/A"}]
[null,null,null,null,null,null,null,null,null,null,null,null,null,null,null,null," ",null,null,null,null,false,null,null,{"$error":"#N/A"},{"$error":"#N/A"},{"$error":"#N/A"},{"$error":"#N/A"},{"$error":"#N/A"},{"$error":"#N/A"},{"$error":"#N/A"},{"$error":"#N/A"},{"$error":"#N/A"},{"$error":"#N/A"}]
[null,null,null,null,null,null,null,null,null,null,null,null,null,null,null,null," ",null,null,null,null,false,null,null,{"$error":"#N/A"},{"$error":"#N/A"},{"$error":"#N/A"},{"$error":"#N/A"},{"$error":"#N/A"},{"$error":"#N/A"},{"$error":"#N/A"},{"$error":"#N/A"},{"$error":"#N/A"},{"$error":"#N/A"}]
[null,null,null,null,null,null,null,null,null,null,null,null,null,null,null,null," ",null,null,null,null,false,null,null,{"$error":"#N/A"},{"$error":"#N/A"},{"$error":"#N/A"},{"$error":"#N/A"},{"$error":"#N/A"},{"$error":"#N/A"},{"$error":"#N/A"},{"$error":"#N/A"},{"$error":"#N/A"},{"$error":"#N/A"}]
[null,null,null,null,null,null,null,null,null,null,null,null,null,null,null,null," ",null,null,null,null,false,null,null,{"$error":"#N/A"},{"$error":"#N/A"},{"$error":"#N/A"},{"$error":"#N/A"},{"$error":"#N/A"},{"$error":"#N/A"},{"$error":"#N/A"},{"$error":"#N/A"},{"$error":"#N/A"},{"$error":"#N/A"}]
[null,null,null,null,null,null,null,null,null,null,null,null,null,null,null,null," ",null,null,null,null,false,null,null,{"$error":"#N/A"},{"$error":"#N/A"},{"$error":"#N/A"},{"$error":"#N/A"},{"$error":"#N/A"},{"$error":"#N/A"},{"$error":"#N/A"},{"$error":"#N/A"},{"$error":"#N/A"},{"$error":"#N/A"}]
[null,null,null,null,null,null,null,null,null,null,null,null,null,null,null,null," ",null,null,null,null,false,null,null,{"$error":"#N/A"},{"$error":"#N/A"},{"$error":"#N/A"},{"$error":"#N/A"},{"$error":"#N/A"},{"$error":"#N/A"},{"$error":"#N/A"},{"$error":"#N/A"},{"$error":"#N/A"},{"$error":"#N/A"}]
[null,null,null,null,null,null,null,null,null,null,null,null,null,null,null,null," ",null,null,null,null,false,null,null,{"$error":"#N/A"},{"$error":"#N/A"},{"$error":"#N/A"},{"$error":"#N/A"},{"$error":"#N/A"},{"$error":"#N/A"},{"$error":"#N/A"},{"$error":"#N/A"},{"$error":"#N/A"},{"$error":"#N/A"}]
[null,null,null,null,null,null,null,null,null,null,null,null,null,null,null,null," ",null,null,null,null,false,null,null,{"$error":"#N/A"},{"$error":"#N/A"},{"$error":"#N/A"},{"$error":"#N/A"},{"$error":"#N/A"},{"$error":"#N/A"},{"$error":"#N/A"},{"$error":"#N/A"},{"$error":"#N/A"},{"$error":"#N/A"}]
[null,null,null,null,null,null,null,null,null,null,null,null,null,null,null,null," ",null,null,null,null,false,null,null,{"$error":"#N/A"},{"$error":"#N/A"},{"$error":"#N/A"},{"$error":"#N/A"},{"$error":"#N/A"},{"$error":"#N/A"},{"$error":"#N/A"},{"$error":"#N/A"},{"$error":"#N/A"},{"$error":"#N/A"}]
[null,null,null,null,null,null,null,null,null,null,null,null,null,null,null,null," ",null,null,null,null,false,null,null,{"$error":"#N/A"},{"$error":"#N/A"},{"$error":"#N/A"},{"$error":"#N/A"},{"$error":"#N/A"},{"$error":"#N/A"},{"$error":"#N/A"},{"$error":"#N/A"},{"$error":"#N/A"},{"$error":"#N/A"}]
[null,null,null,null,null,null,null,null,null,null,null,null,null,null,null,null," ",null,null,null,null,false,null,null,{"$error":"#N/A"},{"$error":"#N/A"},{"$error":"#N/A"},{"$error":"#N/A"},{"$error":"#N/A"},{"$error":"#N/A"},{"$error":"#N/A"},{"$error":"#N/A"},{"$error":"#N/A"},{"$error":"#N/A"}]
[null,null,null,null,null,null,null,null,null,null,null,null,null,null,null,null," ",null,null,null,null,false,null,null,{"$error":"#N/A"},{"$error":"#N/A"},{"$error":"#N/A"},{"$error":"#N/A"},{"$error":"#N/A"},{"$error":"#N/A"},{"$error":"#N/A"},{"$error":"#N/A"},{"$error":"#N/A"},{"$error":"#N/A"}]
[null,null,null,null,null,null,null,null,null,null,null,null,null,null,null,null," ",null,null,null,null,false,null,null,{"$error":"#N/A"},{"$error":"#N/A"},{"$error":"#N/A"},{"$error":"#N/A"},{"$error":"#N/A"},{"$error":"#N/A"},{"$error":"#N/A"},{"$error":"#N/A"},{"$error":"#N/A"},{"$error":"#N/A"}]
[null,null,null,null,null,null,null,null,null,null,null,null,null,null,null,null," ",null,null,null,null,false,null,null,{"$error":"#N/A"},{"$error":"#N/A"},{"$error":"#N/A"},{"$error":"#N/A"},{"$error":"#N/A"},{"$error":"#N/A"},{"$error":"#N/A"},{"$error":"#N/A"},{"$error":"#N/A"},{"$error":"#N/A"}]
[null,null,null,null,null,null,null,null,null,null,null,null,null,null,null,null," ",null,null,null,null,false,null,null,{"$error":"#N/A"},{"$error":"#N/A"},{"$error":"#N/A"},{"$error":"#N/A"},{"$error":"#N/A"},{"$error":"#N/A"},{"$error":"#N/A"},{"$error":"#N/A"},{"$error":"#N/A"},{"$error":"#N/A"}]
[null,null,null,null,null,null,null,null,null,null,null,null,null,null,null,null," ",null,null,null,null,false,null,null,{"$error":"#N/A"},{"$error":"#N/A"},{"$error":"#N/A"},{"$error":"#N/A"},{"$error":"#N/A"},{"$error":"#N/A"},{"$error":"#N/A"},{"$error":"#N/A"},{"$error":"#N/A"},{"$error":"#N/A"}]
[null,null,null,null,null,null,null,null,null,null,null,null,null,null,null,null," ",null,null,null,null,false,null,null,{"$error":"#N/A"},{"$error":"#N/A"},{"$error":"#N/A"},{"$error":"#N/A"},{"$error":"#N/A"},{"$error":"#N/A"},{"$error":"#N/A"},{"$error":"#N/A"},{"$error":"#N/A"},{"$error":"#N/A"}]
[null,null,null,null,null,null,null,null,null,null,null,null,null,null,null,null," ",null,null,null,null,false,null,null,{"$error":"#N/A"},{"$error":"#N/A"},{"$error":"#N/A"},{"$error":"#N/A"},{"$error":"#N/A"},{"$error":"#N/A"},{"$error":"#N/A"},{"$error":"#N/A"},{"$error":"#N/A"},{"$error":"#N/A"}]
[null,null,null,null,null,null,null,null,null,null,null,null,null,null,null,null," ",null,null,null,null,false,null,null,{"$error":"#N/A"},{"$error":"#N/A"},{"$error":"#N/A"},{"$error":"#N/A"},{"$error":"#N/A"},{"$error":"#N/A"},{"$error":"#N/A"},{"$error":"#N/A"},{"$error":"#N/A"},{"$error":"#N/A"}]
[null,null,null,null,null,null,null,null,null,null,null,null,null,null,null,null," ",null,null,null,null,false,null,null,{"$error":"#N/A"},{"$error":"#N/A"},{"$error":"#N/A"},{"$error":"#N/A"},{"$error":"#N/A"},{"$error":"#N/A"},{"$error":"#N/A"},{"$error":"#N/A"},{"$error":"#N/A"},{"$error":"#N/A"}]
[null,null,null,null,null,null,null,null,null,null,null,null,null,null,null,null," ",null,null,null,null,false,null,null,{"$error":"#N/A"},{"$error":"#N/A"},{"$error":"#N/A"},{"$error":"#N/A"},{"$error":"#N/A"},{"$error":"#N/A"},{"$error":"#N/A"},{"$error":"#N/A"},{"$error":"#N/A"},{"$error":"#N/A"}]
[null,null,null,null,null,null,null,null,null,null,null,null,null,null,null,null," ",null,null,null,null,false,null,null,{"$error":"#N/A"},{"$error":"#N/A"},{"$error":"#N/A"},{"$error":"#N/A"},{"$error":"#N/A"},{"$error":"#N/A"},{"$error":"#N/A"},{"$error":"#N/A"},{"$error":"#N/A"},{"$error":"#N/A"}]
[null,null,null,null,null,null,null,null,null,null,null,null,null,null,null,null," ",null,null,null,null,false,null,null,{"$error":"#N/A"},{"$error":"#N/A"},{"$error":"#N/A"},{"$error":"#N/A"},{"$error":"#N/A"},{"$error":"#N/A"},{"$error":"#N/A"},{"$error":"#N/A"},{"$error":"#N/A"},{"$error":"#N/A"}]
[null,null,null,null,null,null,null,null,null,null,null,null,null,null,null,null," ",null,null,null,null,false,null,null,{"$error":"#N/A"},{"$error":"#N/A"},{"$error":"#N/A"},{"$error":"#N/A"},{"$error":"#N/A"},{"$error":"#N/A"},{"$error":"#N/A"},{"$error":"#N/A"},{"$error":"#N/A"},{"$error":"#N/A"}]
[null,null,null,null,null,null,null,null,null,null,null,null,null,null,null,null," ",null,null,null,null,false,null,null,{"$error":"#N/A"},{"$error":"#N/A"},{"$error":"#N/A"},{"$error":"#N/A"},{"$error":"#N/A"},{"$error":"#N/A"},{"$error":"#N/A"},{"$error":"#N/A"},{"$error":"#N/A"},{"$error":"#N/A"}]
[null,null,null,null,null,null,null,null,null,null,null,null,null,null,null,null," ",null,null,null,null,false,null,null,{"$error":"#N/A"},{"$error":"#N/A"},{"$error":"#N/A"},{"$error":"#N/A"},{"$error":"#N/A"},{"$error":"#N/A"},{"$error":"#N/A"},{"$error":"#N/A"},{"$error":"#N/A"},{"$error":"#N/A"}]
[null,null,null,null,null,null,null,null,null,null,null,null,null,null,null,null," ",null,null,null,null,false,null,null,{"$error":"#N/A"},{"$error":"#N/A"},{"$error":"#N/A"},{"$error":"#N/A"},{"$error":"#N/A"},{"$error":"#N/A"},{"$error":"#N/A"},{"$error":"#N/A"},{"$error":"#N/A"},{"$error":"#N/A"}]
[null,null,null,null,null,null,null,null,null,null,null,null,null,null,null,null," ",null,null,null,null,false,null,null,{"$error":"#N/A"},{"$error":"#N/A"},{"$error":"#N/A"},{"$error":"#N/A"},{"$error":"#N/A"},{"$error":"#N/A"},{"$error":"#N/A"},{"$error":"#N/A"},{"$error":"#N/A"},{"$error":"#N/A"}]
[null,null,null,null,null,null,null,null,null,null,null,null,null,null,null,null," ",null,null,null,null,false,null,null,{"$error":"#N/A"},{"$error":"#N/A"},{"$error":"#N/A"},{"$error":"#N/A"},{"$error":"#N/A"},{"$error":"#N/A"},{"$error":"#N/A"},{"$error":"#N/A"},{"$error":"#N/A"},{"$error":"#N/A"}]
[null,null,null,null,null,null,null,null,null,null,null,null,null,null,null,null," ",null,null,null,null,false,null,null,{"$error":"#N/A"},{"$error":"#N/A"},{"$error":"#N/A"},{"$error":"#N/A"},{"$error":"#N/A"},{"$error":"#N/A"},{"$error":"#N/A"},{"$error":"#N/A"},{"$error":"#N/A"},{"$error":"#N/A"}]
[null,null,null,null,null,null,null,null,null,null,null,null,null,null,null,null," ",null,null,null,null,false,null,null,{"$error":"#N/A"},{"$error":"#N/A"},{"$error":"#N/A"},{"$error":"#N/A"},{"$error":"#N/A"},{"$error":"#N/A"},{"$error":"#N/A"},{"$error":"#N/A"},{"$error":"#N/A"},{"$error":"#N/A"}]
[null,null,null,null,null,null,null,null,null,null,null,null,null,null,null,null," ",null,null,null,null,false,null,null,{"$error":"#N/A"},{"$error":"#N/A"},{"$error":"#N/A"},{"$error":"#N/A"},{"$error":"#N/A"},{"$error":"#N/A"},{"$error":"#N/A"},{"$error":"#N/A"},{"$error":"#N/A"},{"$error":"#N/A"}]
[null,null,null,null,null,null,null,null,null,null,null,null,null,null,null,null," ",null,null,null,null,false,null,null,{"$error":"#N/A"},{"$error":"#N/A"},{"$error":"#N/A"},{"$error":"#N/A"},{"$error":"#N/A"},{"$error":"#N/A"},{"$error":"#N/A"},{"$error":"#N/A"},{"$error":"#N/A"},{"$error":"#N/A"}]
[null,null,null,null,null,null,null,null,null,null,null,null,null,null,null,null," ",null,null,null,null,false,null,null,{"$error":"#N/A"},{"$error":"#N/A"},{"$error":"#N/A"},{"$error":"#N/A"},{"$error":"#N/A"},{"$error":"#N/A"},{"$error":"#N/A"},{"$error":"#N/A"},{"$error":"#N/A"},{"$error":"#N/A"}]
[null,null,null,null,null,null,null,null,null,null,null,null,null,null,null,null," ",null,null,null,null,false,null,null,{"$error":"#N/A"},{"$error":"#N/A"},{"$error":"#N/A"},{"$error":"#N/A"},{"$error":"#N/A"},{"$error":"#N/A"},{"$error":"#N/A"},{"$error":"#N/A"},{"$error":"#N/A"},{"$error":"#N/A"}]
[null,null,null,null,null,null,null,null,null,null,null,null,null,null,null,null," ",null,null,null,null,false,null,null,{"$error":"#N/A"},{"$error":"#N/A"},{"$error":"#N/A"},{"$error":"#N/A"},{"$error":"#N/A"},{"$error":"#N/A"},{"$error":"#N/A"},{"$error":"#N/A"},{"$error":"#N/A"},{"$error":"#N/A"}]
[null,null,null,null,null,null,null,null,null,null,null,null,null,null,null,null," ",null,null,null,null,false,null,null,{"$error":"#N/A"},{"$error":"#N/A"},{"$error":"#N/A"},{"$error":"#N/A"},{"$error":"#N/A"},{"$error":"#N/A"},{"$error":"#N/A"},{"$error":"#N/A"},{"$error":"#N/A"},{"$error":"#N/A"}]
[null,null,null,null,null,null,null,null,null,null,null,null,null,null,null,null," ",null,null,null,null,false,null,null,{"$error":"#N/A"},{"$error":"#N/A"},{"$error":"#N/A"},{"$error":"#N/A"},{"$error":"#N/A"},{"$error":"#N/A"},{"$error":"#N/A"},{"$error":"#N/A"},{"$error":"#N/A"},{"$error":"#N/A"}]
[null,null,null,null,null,null,null,null,null,null,null,null,null,null,null,null," ",null,null,null,null,false,null,null,{"$error":"#N/A"},{"$error":"#N/A"},{"$error":"#N/A"},{"$error":"#N/A"},{"$error":"#N/A"},{"$error":"#N/A"},{"$error":"#N/A"},{"$error":"#N/A"},{"$error":"#N/A"},{"$error":"#N/A"}]
[null,null,null,null,null,null,null,null,null,null,null,null,null,null,null,null," ",null,null,null,null,false,null,null,{"$error":"#N/A"},{"$error":"#N/A"},{"$error":"#N/A"},{"$error":"#N/A"},{"$error":"#N/A"},{"$error":"#N/A"},{"$error":"#N/A"},{"$error":"#N/A"},{"$error":"#N/A"},{"$error":"#N/A"}]
[null,null,null,null,null,null,null,null,null,null,null,null,null,null,null,null," ",null,null,null,null,false,null,null,{"$error":"#N/A"},{"$error":"#N/A"},{"$error":"#N/A"},{"$error":"#N/A"},{"$error":"#N/A"},{"$error":"#N/A"},{"$error":"#N/A"},{"$error":"#N/A"},{"$error":"#N/A"},{"$error":"#N/A"}]
[null,null,null,null,null,null,null,null,null,null,null,null,null,null,null,null," ",null,null,null,null,false,null,null,{"$error":"#N/A"},{"$error":"#N/A"},{"$error":"#N/A"},{"$error":"#N/A"},{"$error":"#N/A"},{"$error":"#N/A"},{"$error":"#N/A"},{"$error":"#N/A"},{"$error":"#N/A"},{"$error":"#N/A"}]
[null,null,null,null,null,null,null,null,null,null,null,null,null,null,null,null," ",null,null,null,null,false,null,null,{"$error":"#N/A"},{"$error":"#N/A"},{"$error":"#N/A"},{"$error":"#N/A"},{"$error":"#N/A"},{"$error":"#N/A"},{"$error":"#N/A"},{"$error":"#N/A"},{"$error":"#N/A"},{"$error":"#N/A"}]
[null,null,null,null,null,null,null,null,null,null,null,null,null,null,null,null," ",null,null,null,null,false,null,null,{"$error":"#N/A"},{"$error":"#N/A"},{"$error":"#N/A"},{"$error":"#N/A"},{"$error":"#N/A"},{"$error":"#N/A"},{"$error":"#N/A"},{"$error":"#N/A"},{"$error":"#N/A"},{"$error":"#N/A"}]
[null,null,null,null,null,null,null,null,null,null,null,null,null,null,null,null," ",null,null,null,null,false,null,null,{"$error":"#N/A"},{"$error":"#N/A"},{"$error":"#N/A"},{"$error":"#N/A"},{"$error":"#N/A"},{"$error":"#N/A"},{"$error":"#N/A"},{"$error":"#N/A"},{"$error":"#N/A"},{"$error":"#N/A"}]
[null,null,null,null,null,null,null,null,null,null,null,null,null,null,null,null," ",null,null,null,null,false,null,null,{"$error":"#N/A"},{"$error":"#N/A"},{"$error":"#N/A"},{"$error":"#N/A"},{"$error":"#N/A"},{"$error":"#N/A"},{"$error":"#N/A"},{"$error":"#N/A"},{"$error":"#N/A"},{"$error":"#N/A"}]
[null,null,null,null,null,null,null,null,null,null,null,null,null,null,null,null," ",null,null,null,null,false,null,null,{"$error":"#N/A"},{"$error":"#N/A"},{"$error":"#N/A"},{"$error":"#N/A"},{"$error":"#N/A"},{"$error":"#N/A"},{"$error":"#N/A"},{"$error":"#N/A"},{"$error":"#N/A"},{"$error":"#N/A"}]
[null,null,null,null,null,null,null,null,null,null,null,null,null,null,null,null," ",null,null,null,null,false,null,null,{"$error":"#N/A"},{"$error":"#N/A"},{"$error":"#N/A"},{"$error":"#N/A"},{"$error":"#N/A"},{"$error":"#N/A"},{"$error":"#N/A"},{"$error":"#N/A"},{"$error":"#N/A"},{"$error":"#N/A"}]
[null,null,null,null,null,null,null,null,null,null,null,null,null,null,null,null," ",null,null,null,null,false,null,null,{"$error":"#N/A"},{"$error":"#N/A"},{"$error":"#N/A"},{"$error":"#N/A"},{"$error":"#N/A"},{"$error":"#N/A"},{"$error":"#N/A"},{"$error":"#N/A"},{"$error":"#N/A"},{"$error":"#N/A"}]
[null,null,null,null,null,null,null,null,null,null,null,null,null,null,null,null," ",null,null,null,null,false,null,null,{"$error":"#N/A"},{"$error":"#N/A"},{"$error":"#N/A"},{"$error":"#N/A"},{"$error":"#N/A"},{"$error":"#N/A"},{"$error":"#N/A"},{"$error":"#N/A"},{"$error":"#N/A"},{"$error":"#N/A"}]
[null,null,null,null,null,null,null,null,null,null,null,null,null,null,null,null," ",null,null,null,null,false,null,null,{"$error":"#N/A"},{"$error":"#N/A"},{"$error":"#N/A"},{"$error":"#N/A"},{"$error":"#N/A"},{"$error":"#N/A"},{"$error":"#N/A"},{"$error":"#N/A"},{"$error":"#N/A"},{"$error":"#N/A"}]
[null,null,null,null,null,null,null,null,null,null,null,null,null,null,null,null," ",null,null,null,null,false,null,null,{"$error":"#N/A"},{"$error":"#N/A"},{"$error":"#N/A"},{"$error":"#N/A"},{"$error":"#N/A"},{"$error":"#N/A"},{"$error":"#N/A"},{"$error":"#N/A"},{"$error":"#N/A"},{"$error":"#N/A"}]
[null,null,null,null,null,null,null,null,null,null,null,null,null,null,null,null," ",null,null,null,null,false,null,null,{"$error":"#N/A"},{"$error":"#N/A"},{"$error":"#N/A"},{"$error":"#N/A"},{"$error":"#N/A"},{"$error":"#N/A"},{"$error":"#N/A"},{"$error":"#N/A"},{"$error":"#N/A"},{"$error":"#N/A"}]
[null,null,null,null,null,null,null,null,null,null,null,null,null,null,null,null," ",null,null,null,null,false,null,null,{"$error":"#N/A"},{"$error":"#N/A"},{"$error":"#N/A"},{"$error":"#N/A"},{"$error":"#N/A"},{"$error":"#N/A"},{"$error":"#N/A"},{"$error":"#N/A"},{"$error":"#N/A"},{"$error":"#N/A"}]
[null,null,null,null,null,null,null,null,null,null,null,null,null,null,null,null," ",null,null,null,null,false,null,null,{"$error":"#N/A"},{"$error":"#N/A"},{"$error":"#N/A"},{"$error":"#N/A"},{"$error":"#N/A"},{"$error":"#N/A"},{"$error":"#N/A"},{"$error":"#N/A"},{"$error":"#N/A"},{"$error":"#N/A"}]
[null,null,null,null,null,null,null,null,null,null,null,null,null,null,null,null," ",null,null,null,null,false,null,null,{"$error":"#N/A"},{"$error":"#N/A"},{"$error":"#N/A"},{"$error":"#N/A"},{"$error":"#N/A"},{"$error":"#N/A"},{"$error":"#N/A"},{"$error":"#N/A"},{"$error":"#N/A"},{"$error":"#N/A"}]
[null,null,null,null,null,null,null,null,null,null,null,null,null,null,null,null," ",null,null,null,null,false,null,null,{"$error":"#N/A"},{"$error":"#N/A"},{"$error":"#N/A"},{"$error":"#N/A"},{"$error":"#N/A"},{"$error":"#N/A"},{"$error":"#N/A"},{"$error":"#N/A"},{"$error":"#N/A"},{"$error":"#N/A"}]
[null,null,null,null,null,null,null,null,null,null,null,null,null,null,null,null," ",null,null,null,null,false,null,null,{"$error":"#N/A"},{"$error":"#N/A"},{"$error":"#N/A"},{"$error":"#N/A"},{"$error":"#N/A"},{"$error":"#N/A"},{"$error":"#N/A"},{"$error":"#N/A"},{"$error":"#N/A"},{"$error":"#N/A"}]
[null,null,null,null,null,null,null,null,null,null,null,null,null,null,null,null," ",null,null,null,null,false,null,null,{"$error":"#N/A"},{"$error":"#N/A"},{"$error":"#N/A"},{"$error":"#N/A"},{"$error":"#N/A"},{"$error":"#N/A"},{"$error":"#N/A"},{"$error":"#N/A"},{"$error":"#N/A"},{"$error":"#N/A"}]
[null,null,null,null,null,null,null,null,null,null,null,null,null,null,null,null," ",null,null,null,null,false,null,null,{"$error":"#N/A"},{"$error":"#N/A"},{"$error":"#N/A"},{"$error":"#N/A"},{"$error":"#N/A"},{"$error":"#N/A"},{"$error":"#N/A"},{"$error":"#N/A"},{"$error":"#N/A"},{"$error":"#N/A"}]
[null,null,null,null,null,null,null,null,null,null,null,null,null,null,null,null," ",null,null,null,null,false,null,null,{"$error":"#N/A"},{"$error":"#N/A"},{"$error":"#N/A"},{"$error":"#N/A"},{"$error":"#N/A"},{"$error":"#N/A"},{"$error":"#N/A"},{"$error":"#N/A"},{"$error":"#N/A"},{"$error":"#N/A"}]
[null,null,null,null,null,null,null,null,null,null,null,null,null,null,null,null," ",null,null,null,null,false,null,null,{"$error":"#N/A"},{"$error":"#N/A"},{"$error":"#N/A"},{"$error":"#N/A"},{"$error":"#N/A"},{"$error":"#N/A"},{"$error":"#N/A"},{"$error":"#N/A"},{"$error":"#N/A"},{"$error":"#N/A"}]
[null,null,null,null,null,null,null,null,null,null,null,null,null,null,null,null," ",null,null,null,null,false,null,null,{"$error":"#N/A"},{"$error":"#N/A"},{"$error":"#N/A"},{"$error":"#N/A"},{"$error":"#N/A"},{"$error":"#N/A"},{"$error":"#N/A"},{"$error":"#N/A"},{"$error":"#N/A"},{"$error":"#N/A"}]
[null,null,null,null,null,null,null,null,null,null,null,null,null,null,null,null," ",null,null,null,null,false,null,null,{"$error":"#N/A"},{"$error":"#N/A"},{"$error":"#N/A"},{"$error":"#N/A"},{"$error":"#N/A"},{"$error":"#N/A"},{"$error":"#N/A"},{"$error":"#N/A"},{"$error":"#N/A"},{"$error":"#N/A"}]
[null,null,null,null,null,null,null,null,null,null,null,null,null,null,null,null,{"$f":"IF(OR(ISERROR(E18380),ISERROR(G18380)),\"  \",E18380&\" \"&G18380)","v":" "},null,null,null,null,{"$f":"IF(ISERROR(G18380),FALSE,IF($V$9=G18380,TRUE,FALSE))","v":false},null,null,{"$error":"#N/A"},{"$error":"#N/A"},{"$error":"#N/A"},{"$error":"#N/A"},{"$error":"#N/A"},{"$error":"#N/A"},{"$error":"#N/A"},{"$error":"#N/A"},{"$error":"#N/A"},{"$error":"#N/A"}]
[null,null,null,null,null,null,null,null,null,null,null,null,null,null,null,null," ",null,null,null,null,false,null,null,{"$error":"#N/A"},{"$error":"#N/A"},{"$error":"#N/A"},{"$error":"#N/A"},{"$error":"#N/A"},{"$error":"#N/A"},{"$error":"#N/A"},{"$error":"#N/A"},{"$error":"#N/A"},{"$error":"#N/A"}]
[null,null,null,null,null,null,null,null,null,null,null,null,null,null,null,null," ",null,null,null,null,false,null,null,{"$error":"#N/A"},{"$error":"#N/A"},{"$error":"#N/A"},{"$error":"#N/A"},{"$error":"#N/A"},{"$error":"#N/A"},{"$error":"#N/A"},{"$error":"#N/A"},{"$error":"#N/A"},{"$error":"#N/A"}]
[null,null,null,null,null,null,null,null,null,null,null,null,null,null,null,null," ",null,null,null,null,false,null,null,{"$error":"#N/A"},{"$error":"#N/A"},{"$error":"#N/A"},{"$error":"#N/A"},{"$error":"#N/A"},{"$error":"#N/A"},{"$error":"#N/A"},{"$error":"#N/A"},{"$error":"#N/A"},{"$error":"#N/A"}]
[null,null,null,null,null,null,null,null,null,null,null,null,null,null,null,null," ",null,null,null,null,false,null,null,{"$error":"#N/A"},{"$error":"#N/A"},{"$error":"#N/A"},{"$error":"#N/A"},{"$error":"#N/A"},{"$error":"#N/A"},{"$error":"#N/A"},{"$error":"#N/A"},{"$error":"#N/A"},{"$error":"#N/A"}]
[null,null,null,null,null,null,null,null,null,null,null,null,null,null,null,null," ",null,null,null,null,false,null,null,{"$error":"#N/A"},{"$error":"#N/A"},{"$error":"#N/A"},{"$error":"#N/A"},{"$error":"#N/A"},{"$error":"#N/A"},{"$error":"#N/A"},{"$error":"#N/A"},{"$error":"#N/A"},{"$error":"#N/A"}]
[null,null,null,null,null,null,null,null,null,null,null,null,null,null,null,null," ",null,null,null,null,false,null,null,{"$error":"#N/A"},{"$error":"#N/A"},{"$error":"#N/A"},{"$error":"#N/A"},{"$error":"#N/A"},{"$error":"#N/A"},{"$error":"#N/A"},{"$error":"#N/A"},{"$error":"#N/A"},{"$error":"#N/A"}]
[null,null,null,null,null,null,null,null,null,null,null,null,null,null,null,null," ",null,null,null,null,false,null,null,{"$error":"#N/A"},{"$error":"#N/A"},{"$error":"#N/A"},{"$error":"#N/A"},{"$error":"#N/A"},{"$error":"#N/A"},{"$error":"#N/A"},{"$error":"#N/A"},{"$error":"#N/A"},{"$error":"#N/A"}]
[null,null,null,null,null,null,null,null,null,null,null,null,null,null,null,null," ",null,null,null,null,false,null,null,{"$error":"#N/A"},{"$error":"#N/A"},{"$error":"#N/A"},{"$error":"#N/A"},{"$error":"#N/A"},{"$error":"#N/A"},{"$error":"#N/A"},{"$error":"#N/A"},{"$error":"#N/A"},{"$error":"#N/A"}]
[null,null,null,null,null,null,null,null,null,null,null,null,null,null,null,null," ",null,null,null,null,false,null,null,{"$error":"#N/A"},{"$error":"#N/A"},{"$error":"#N/A"},{"$error":"#N/A"},{"$error":"#N/A"},{"$error":"#N/A"},{"$error":"#N/A"},{"$error":"#N/A"},{"$error":"#N/A"},{"$error":"#N/A"}]
[null,null,null,null,null,null,null,null,null,null,null,null,null,null,null,null," ",null,null,null,null,false,null,null,{"$error":"#N/A"},{"$error":"#N/A"},{"$error":"#N/A"},{"$error":"#N/A"},{"$error":"#N/A"},{"$error":"#N/A"},{"$error":"#N/A"},{"$error":"#N/A"},{"$error":"#N/A"},{"$error":"#N/A"}]
[null,null,null,null,null,null,null,null,null,null,null,null,null,null,null,null," ",null,null,null,null,false,null,null,{"$error":"#N/A"},{"$error":"#N/A"},{"$error":"#N/A"},{"$error":"#N/A"},{"$error":"#N/A"},{"$error":"#N/A"},{"$error":"#N/A"},{"$error":"#N/A"},{"$error":"#N/A"},{"$error":"#N/A"}]
[null,null,null,null,null,null,null,null,null,null,null,null,null,null,null,null," ",null,null,null,null,false,null,null,{"$error":"#N/A"},{"$error":"#N/A"},{"$error":"#N/A"},{"$error":"#N/A"},{"$error":"#N/A"},{"$error":"#N/A"},{"$error":"#N/A"},{"$error":"#N/A"},{"$error":"#N/A"},{"$error":"#N/A"}]
[null,null,null,null,null,null,null,null,null,null,null,null,null,null,null,null," ",null,null,null,null,false,null,null,{"$error":"#N/A"},{"$error":"#N/A"},{"$error":"#N/A"},{"$error":"#N/A"},{"$error":"#N/A"},{"$error":"#N/A"},{"$error":"#N/A"},{"$error":"#N/A"},{"$error":"#N/A"},{"$error":"#N/A"}]
[null,null,null,null,null,null,null,null,null,null,null,null,null,null,null,null," ",null,null,null,null,false,null,null,{"$error":"#N/A"},{"$error":"#N/A"},{"$error":"#N/A"},{"$error":"#N/A"},{"$error":"#N/A"},{"$error":"#N/A"},{"$error":"#N/A"},{"$error":"#N/A"},{"$error":"#N/A"},{"$error":"#N/A"}]
[null,null,null,null,null,null,null,null,null,null,null,null,null,null,null,null," ",null,null,null,null,false,null,null,{"$error":"#N/A"},{"$error":"#N/A"},{"$error":"#N/A"},{"$error":"#N/A"},{"$error":"#N/A"},{"$error":"#N/A"},{"$error":"#N/A"},{"$error":"#N/A"},{"$error":"#N/A"},{"$error":"#N/A"}]
[null,null,null,null,null,null,null,null,null,null,null,null,null,null,null,null," ",null,null,null,null,false,null,null,{"$error":"#N/A"},{"$error":"#N/A"},{"$error":"#N/A"},{"$error":"#N/A"},{"$error":"#N/A"},{"$error":"#N/A"},{"$error":"#N/A"},{"$error":"#N/A"},{"$error":"#N/A"},{"$error":"#N/A"}]
[null,null,null,null,null,null,null,null,null,null,null,null,null,null,null,null," ",null,null,null,null,false,null,null,{"$error":"#N/A"},{"$error":"#N/A"},{"$error":"#N/A"},{"$error":"#N/A"},{"$error":"#N/A"},{"$error":"#N/A"},{"$error":"#N/A"},{"$error":"#N/A"},{"$error":"#N/A"},{"$error":"#N/A"}]
[null,null,null,null,null,null,null,null,null,null,null,null,null,null,null,null," ",null,null,null,null,false,null,null,{"$error":"#N/A"},{"$error":"#N/A"},{"$error":"#N/A"},{"$error":"#N/A"},{"$error":"#N/A"},{"$error":"#N/A"},{"$error":"#N/A"},{"$error":"#N/A"},{"$error":"#N/A"},{"$error":"#N/A"}]
[null,null,null,null,null,null,null,null,null,null,null,null,null,null,null,null," ",null,null,null,null,false,null,null,{"$error":"#N/A"},{"$error":"#N/A"},{"$error":"#N/A"},{"$error":"#N/A"},{"$error":"#N/A"},{"$error":"#N/A"},{"$error":"#N/A"},{"$error":"#N/A"},{"$error":"#N/A"},{"$error":"#N/A"}]
[null,null,null,null,null,null,null,null,null,null,null,null,null,null,null,null," ",null,null,null,null,false,null,null,{"$error":"#N/A"},{"$error":"#N/A"},{"$error":"#N/A"},{"$error":"#N/A"},{"$error":"#N/A"},{"$error":"#N/A"},{"$error":"#N/A"},{"$error":"#N/A"},{"$error":"#N/A"},{"$error":"#N/A"}]
[null,null,null,null,null,null,null,null,null,null,null,null,null,null,null,null," ",null,null,null,null,false,null,null,{"$error":"#N/A"},{"$error":"#N/A"},{"$error":"#N/A"},{"$error":"#N/A"},{"$error":"#N/A"},{"$error":"#N/A"},{"$error":"#N/A"},{"$error":"#N/A"},{"$error":"#N/A"},{"$error":"#N/A"}]
[null,null,null,null,null,null,null,null,null,null,null,null,null,null,null,null," ",null,null,null,null,false,null,null,{"$error":"#N/A"},{"$error":"#N/A"},{"$error":"#N/A"},{"$error":"#N/A"},{"$error":"#N/A"},{"$error":"#N/A"},{"$error":"#N/A"},{"$error":"#N/A"},{"$error":"#N/A"},{"$error":"#N/A"}]
[null,null,null,null,null,null,null,null,null,null,null,null,null,null,null,null," ",null,null,null,null,false,null,null,{"$error":"#N/A"},{"$error":"#N/A"},{"$error":"#N/A"},{"$error":"#N/A"},{"$error":"#N/A"},{"$error":"#N/A"},{"$error":"#N/A"},{"$error":"#N/A"},{"$error":"#N/A"},{"$error":"#N/A"}]
[null,null,null,null,null,null,null,null,null,null,null,null,null,null,null,null," ",null,null,null,null,false,null,null,{"$error":"#N/A"},{"$error":"#N/A"},{"$error":"#N/A"},{"$error":"#N/A"},{"$error":"#N/A"},{"$error":"#N/A"},{"$error":"#N/A"},{"$error":"#N/A"},{"$error":"#N/A"},{"$error":"#N/A"}]
[null,null,null,null,null,null,null,null,null,null,null,null,null,null,null,null," ",null,null,null,null,false,null,null,{"$error":"#N/A"},{"$error":"#N/A"},{"$error":"#N/A"},{"$error":"#N/A"},{"$error":"#N/A"},{"$error":"#N/A"},{"$error":"#N/A"},{"$error":"#N/A"},{"$error":"#N/A"},{"$error":"#N/A"}]
[null,null,null,null,null,null,null,null,null,null,null,null,null,null,null,null," ",null,null,null,null,false,null,null,{"$error":"#N/A"},{"$error":"#N/A"},{"$error":"#N/A"},{"$error":"#N/A"},{"$error":"#N/A"},{"$error":"#N/A"},{"$error":"#N/A"},{"$error":"#N/A"},{"$error":"#N/A"},{"$error":"#N/A"}]
[null,null,null,null,null,null,null,null,null,null,null,null,null,null,null,null," ",null,null,null,null,false,null,null,{"$error":"#N/A"},{"$error":"#N/A"},{"$error":"#N/A"},{"$error":"#N/A"},{"$error":"#N/A"},{"$error":"#N/A"},{"$error":"#N/A"},{"$error":"#N/A"},{"$error":"#N/A"},{"$error":"#N/A"}]
[null,null,null,null,null,null,null,null,null,null,null,null,null,null,null,null," ",null,null,null,null,false,null,null,{"$error":"#N/A"},{"$error":"#N/A"},{"$error":"#N/A"},{"$error":"#N/A"},{"$error":"#N/A"},{"$error":"#N/A"},{"$error":"#N/A"},{"$error":"#N/A"},{"$error":"#N/A"},{"$error":"#N/A"}]
[null,null,null,null,null,null,null,null,null,null,null,null,null,null,null,null," ",null,null,null,null,false,null,null,{"$error":"#N/A"},{"$error":"#N/A"},{"$error":"#N/A"},{"$error":"#N/A"},{"$error":"#N/A"},{"$error":"#N/A"},{"$error":"#N/A"},{"$error":"#N/A"},{"$error":"#N/A"},{"$error":"#N/A"}]
[null,null,null,null,null,null,null,null,null,null,null,null,null,null,null,null," ",null,null,null,null,false,null,null,{"$error":"#N/A"},{"$error":"#N/A"},{"$error":"#N/A"},{"$error":"#N/A"},{"$error":"#N/A"},{"$error":"#N/A"},{"$error":"#N/A"},{"$error":"#N/A"},{"$error":"#N/A"},{"$error":"#N/A"}]
[null,null,null,null,null,null,null,null,null,null,null,null,null,null,null,null," ",null,null,null,null,false,null,null,{"$error":"#N/A"},{"$error":"#N/A"},{"$error":"#N/A"},{"$error":"#N/A"},{"$error":"#N/A"},{"$error":"#N/A"},{"$error":"#N/A"},{"$error":"#N/A"},{"$error":"#N/A"},{"$error":"#N/A"}]
[null,null,null,null,null,null,null,null,null,null,null,null,null,null,null,null,{"$f":"IF(OR(ISERROR(E19305),ISERROR(G19305)),\"  \",E19305&\" \"&G19305)","v":" "},null,null,null,null,false,null,null,{"$error":"#N/A"},{"$error":"#N/A"},{"$error":"#N/A"},{"$error":"#N/A"},{"$error":"#N/A"},{"$error":"#N/A"},{"$error":"#N/A"},{"$error":"#N/A"},{"$error":"#N/A"},{"$error":"#N/A"}]
[null,null,null,null,null,null,null,null,null,null,null,null,null,null,null,null," ",null,null,null,null,false,null,null,{"$error":"#N/A"},{"$error":"#N/A"},{"$error":"#N/A"},{"$error":"#N/A"},{"$error":"#N/A"},{"$error":"#N/A"},{"$error":"#N/A"},{"$error":"#N/A"},{"$error":"#N/A"},{"$error":"#N/A"}]
[null,null,null,null,null,null,null,null,null,null,null,null,null,null,null,null," ",null,null,null,null,false,null,null,{"$error":"#N/A"},{"$error":"#N/A"},{"$error":"#N/A"},{"$error":"#N/A"},{"$error":"#N/A"},{"$error":"#N/A"},{"$error":"#N/A"},{"$error":"#N/A"},{"$error":"#N/A"},{"$error":"#N/A"}]
[null,null,null,null,null,null,null,null,null,null,null,null,null,null,null,null," ",null,null,null,null,false,null,null,{"$error":"#N/A"},{"$error":"#N/A"},{"$error":"#N/A"},{"$error":"#N/A"},{"$error":"#N/A"},{"$error":"#N/A"},{"$error":"#N/A"},{"$error":"#N/A"},{"$error":"#N/A"},{"$error":"#N/A"}]
[null,null,null,null,null,null,null,null,null,null,null,null,null,null,null,null," ",null,null,null,null,false,null,null,{"$error":"#N/A"},{"$error":"#N/A"},{"$error":"#N/A"},{"$error":"#N/A"},{"$error":"#N/A"},{"$error":"#N/A"},{"$error":"#N/A"},{"$error":"#N/A"},{"$error":"#N/A"},{"$error":"#N/A"}]
[null,null,null,null,null,null,null,null,null,null,null,null,null,null,null,null," ",null,null,null,null,false,null,null,{"$error":"#N/A"},{"$error":"#N/A"},{"$error":"#N/A"},{"$error":"#N/A"},{"$error":"#N/A"},{"$error":"#N/A"},{"$error":"#N/A"},{"$error":"#N/A"},{"$error":"#N/A"},{"$error":"#N/A"}]
[null,null,null,null,null,null,null,null,null,null,null,null,null,null,null,null," ",null,null,null,null,false,null,null,{"$error":"#N/A"},{"$error":"#N/A"},{"$error":"#N/A"},{"$error":"#N/A"},{"$error":"#N/A"},{"$error":"#N/A"},{"$error":"#N/A"},{"$error":"#N/A"},{"$error":"#N/A"},{"$error":"#N/A"}]
[null,null,null,null,null,null,null,null,null,null,null,null,null,null,null,null," ",null,null,null,null,false,null,null,{"$error":"#N/A"},{"$error":"#N/A"},{"$error":"#N/A"},{"$error":"#N/A"},{"$error":"#N/A"},{"$error":"#N/A"},{"$error":"#N/A"},{"$error":"#N/A"},{"$error":"#N/A"},{"$error":"#N/A"}]
[null,null,null,null,null,null,null,null,null,null,null,null,null,null,null,null," ",null,null,null,null,false,null,null,{"$error":"#N/A"},{"$error":"#N/A"},{"$error":"#N/A"},{"$error":"#N/A"},{"$error":"#N/A"},{"$error":"#N/A"},{"$error":"#N/A"},{"$error":"#N/A"},{"$error":"#N/A"},{"$error":"#N/A"}]
[null,null,null,null,null,null,null,null,null,null,null,null,null,null,null,null," ",null,null,null,null,false,null,null,{"$error":"#N/A"},{"$error":"#N/A"},{"$error":"#N/A"},{"$error":"#N/A"},{"$error":"#N/A"},{"$error":"#N/A"},{"$error":"#N/A"},{"$error":"#N/A"},{"$error":"#N/A"},{"$error":"#N/A"}]
[null,null,null,null,null,null,null,null,null,null,null,null,null,null,null,null," ",null,null,null,null,false,null,null,{"$error":"#N/A"},{"$error":"#N/A"},{"$error":"#N/A"},{"$error":"#N/A"},{"$error":"#N/A"},{"$error":"#N/A"},{"$error":"#N/A"},{"$error":"#N/A"},{"$error":"#N/A"},{"$error":"#N/A"}]
[null,null,null,null,null,null,null,null,null,null,null,null,null,null,null,null," ",null,null,null,null,false,null,null,{"$error":"#N/A"},{"$error":"#N/A"},{"$error":"#N/A"},{"$error":"#N/A"},{"$error":"#N/A"},{"$error":"#N/A"},{"$error":"#N/A"},{"$error":"#N/A"},{"$error":"#N/A"},{"$error":"#N/A"}]
[null,null,null,null,null,null,null,null,null,null,null,null,null,null,null,null," ",null,null,null,null,false,null,null,{"$error":"#N/A"},{"$error":"#N/A"},{"$error":"#N/A"},{"$error":"#N/A"},{"$error":"#N/A"},{"$error":"#N/A"},{"$error":"#N/A"},{"$error":"#N/A"},{"$error":"#N/A"},{"$error":"#N/A"}]
[null,null,null,null,null,null,null,null,null,null,null,null,null,null,null,null," ",null,null,null,null,false,null,null,{"$error":"#N/A"},{"$error":"#N/A"},{"$error":"#N/A"},{"$error":"#N/A"},{"$error":"#N/A"},{"$error":"#N/A"},{"$error":"#N/A"},{"$error":"#N/A"},{"$error":"#N/A"},{"$error":"#N/A"}]
[null,null,null,null,null,null,null,null,null,null,null,null,null,null,null,null," ",null,null,null,null,false,null,null,{"$error":"#N/A"},{"$error":"#N/A"},{"$error":"#N/A"},{"$error":"#N/A"},{"$error":"#N/A"},{"$error":"#N/A"},{"$error":"#N/A"},{"$error":"#N/A"},{"$error":"#N/A"},{"$error":"#N/A"}]
[null,null,null,null,null,null,null,null,null,null,null,null,null,null,null,null," ",null,null,null,null,false,null,null,{"$error":"#N/A"},{"$error":"#N/A"},{"$error":"#N/A"},{"$error":"#N/A"},{"$error":"#N/A"},{"$error":"#N/A"},{"$error":"#N/A"},{"$error":"#N/A"},{"$error":"#N/A"},{"$error":"#N/A"}]
[null,null,null,null,null,null,null,null,null,null,null,null,null,null,null,null," ",null,null,null,null,false,null,null,{"$error":"#N/A"},{"$error":"#N/A"},{"$error":"#N/A"},{"$error":"#N/A"},{"$error":"#N/A"},{"$error":"#N/A"},{"$error":"#N/A"},{"$error":"#N/A"},{"$error":"#N/A"},{"$error":"#N/A"}]
[null,null,null,null,null,null,null,null,null,null,null,null,null,null,null,null," ",null,null,null,null,false,null,null,{"$error":"#N/A"},{"$error":"#N/A"},{"$error":"#N/A"},{"$error":"#N/A"},{"$error":"#N/A"},{"$error":"#N/A"},{"$error":"#N/A"},{"$error":"#N/A"},{"$error":"#N/A"},{"$error":"#N/A"}]
[null,null,null,null,null,null,null,null,null,null,null,null,null,null,null,null," ",null,null,null,null,false,null,null,{"$error":"#N/A"},{"$error":"#N/A"},{"$error":"#N/A"},{"$error":"#N/A"},{"$error":"#N/A"},{"$error":"#N/A"},{"$error":"#N/A"},{"$error":"#N/A"},{"$error":"#N/A"},{"$error":"#N/A"}]
[null,null,null,null,null,null,null,null,null,null,null,null,null,null,null,null," ",null,null,null,null,false,null,null,{"$error":"#N/A"},{"$error":"#N/A"},{"$error":"#N/A"},{"$error":"#N/A"},{"$error":"#N/A"},{"$error":"#N/A"},{"$error":"#N/A"},{"$error":"#N/A"},{"$error":"#N/A"},{"$error":"#N/A"}]
[null,null,null,null,null,null,null,null,null,null,null,null,null,null,null,null," ",null,null,null,null,false,null,null,{"$error":"#N/A"},{"$error":"#N/A"},{"$error":"#N/A"},{"$error":"#N/A"},{"$error":"#N/A"},{"$error":"#N/A"},{"$error":"#N/A"},{"$error":"#N/A"},{"$error":"#N/A"},{"$error":"#N/A"}]
[null,null,null,null,null,null,null,null,null,null,null,null,null,null,null,null," ",null,null,null,null,false,null,null,{"$error":"#N/A"},{"$error":"#N/A"},{"$error":"#N/A"},{"$error":"#N/A"},{"$error":"#N/A"},{"$error":"#N/A"},{"$error":"#N/A"},{"$error":"#N/A"},{"$error":"#N/A"},{"$error":"#N/A"}]
[null,null,null,null,null,null,null,null,null,null,null,null,null,null,null,null," ",null,null,null,null,false,null,null,{"$error":"#N/A"},{"$error":"#N/A"},{"$error":"#N/A"},{"$error":"#N/A"},{"$error":"#N/A"},{"$error":"#N/A"},{"$error":"#N/A"},{"$error":"#N/A"},{"$error":"#N/A"},{"$error":"#N/A"}]
[null,null,null,null,null,null,null,null,null,null,null,null,null,null,null,null," ",null,null,null,null,false,null,null,{"$error":"#N/A"},{"$error":"#N/A"},{"$error":"#N/A"},{"$error":"#N/A"},{"$error":"#N/A"},{"$error":"#N/A"},{"$error":"#N/A"},{"$error":"#N/A"},{"$error":"#N/A"},{"$error":"#N/A"}]
[null,null,null,null,null,null,null,null,null,null,null,null,null,null,null,null," ",null,null,null,null,false,null,null,{"$error":"#N/A"},{"$error":"#N/A"},{"$error":"#N/A"},{"$error":"#N/A"},{"$error":"#N/A"},{"$error":"#N/A"},{"$error":"#N/A"},{"$error":"#N/A"},{"$error":"#N/A"},{"$error":"#N/A"}]
[null,null,null,null,null,null,null,null,null,null,null,null,null,null,null,null," ",null,null,null,null,false,null,null,{"$error":"#N/A"},{"$error":"#N/A"},{"$error":"#N/A"},{"$error":"#N/A"},{"$error":"#N/A"},{"$error":"#N/A"},{"$error":"#N/A"},{"$error":"#N/A"},{"$error":"#N/A"},{"$error":"#N/A"}]
[null,null,null,null,null,null,null,null,null,null,null,null,null,null,null,null," ",null,null,null,null,false,null,null,{"$error":"#N/A"},{"$error":"#N/A"},{"$error":"#N/A"},{"$error":"#N/A"},{"$error":"#N/A"},{"$error":"#N/A"},{"$error":"#N/A"},{"$error":"#N/A"},{"$error":"#N/A"},{"$error":"#N/A"}]
[null,null,null,null,null,null,null,null,null,null,null,null,null,null,null,null," ",null,null,null,null,false,null,null,{"$error":"#N/A"},{"$error":"#N/A"},{"$error":"#N/A"},{"$error":"#N/A"},{"$error":"#N/A"},{"$error":"#N/A"},{"$error":"#N/A"},{"$error":"#N/A"},{"$error":"#N/A"},{"$error":"#N/A"}]
[null,null,null,null,null,null,null,null,null,null,null,null,null,null,null,null," ",null,null,null,null,false,null,null,{"$error":"#N/A"},{"$error":"#N/A"},{"$error":"#N/A"},{"$error":"#N/A"},{"$error":"#N/A"},{"$error":"#N/A"},{"$error":"#N/A"},{"$error":"#N/A"},{"$error":"#N/A"},{"$error":"#N/A"}]
[null,null,null,null,null,null,null,null,null,null,null,null,null,null,null,null," ",null,null,null,null,false,null,null,{"$error":"#N/A"},{"$error":"#N/A"},{"$error":"#N/A"},{"$error":"#N/A"},{"$error":"#N/A"},{"$error":"#N/A"},{"$error":"#N/A"},{"$error":"#N/A"},{"$error":"#N/A"},{"$error":"#N/A"}]
[null,null,null,null,null,null,null,null,null,null,null,null,null,null,null,null," ",null,null,null,null,false,null,null,{"$error":"#N/A"},{"$error":"#N/A"},{"$error":"#N/A"},{"$error":"#N/A"},{"$error":"#N/A"},{"$error":"#N/A"},{"$error":"#N/A"},{"$error":"#N/A"},{"$error":"#N/A"},{"$error":"#N/A"}]
[null,null,null,null,null,null,null,null,null,null,null,null,null,null,null,null," ",null,null,null,null,false,null,null,{"$error":"#N/A"},{"$error":"#N/A"},{"$error":"#N/A"},{"$error":"#N/A"},{"$error":"#N/A"},{"$error":"#N/A"},{"$error":"#N/A"},{"$error":"#N/A"},{"$error":"#N/A"},{"$error":"#N/A"}]
[null,null,null,null,null,null,null,null,null,null,null,null,null,null,null,null," ",null,null,null,null,false,null,null,{"$error":"#N/A"},{"$error":"#N/A"},{"$error":"#N/A"},{"$error":"#N/A"},{"$error":"#N/A"},{"$error":"#N/A"},{"$error":"#N/A"},{"$error":"#N/A"},{"$error":"#N/A"},{"$error":"#N/A"}]
[null,null,null,null,null,null,null,null,null,null,null,null,null,null,null,null," ",null,null,null,null,false,null,null,{"$error":"#N/A"},{"$error":"#N/A"},{"$error":"#N/A"},{"$error":"#N/A"},{"$error":"#N/A"},{"$error":"#N/A"},{"$error":"#N/A"},{"$error":"#N/A"},{"$error":"#N/A"},{"$error":"#N/A"}]
[null,null,null,null,null,null,null,null,null,null,null,null,null,null,null,null," ",null,null,null,null,false,null,null,{"$error":"#N/A"},{"$error":"#N/A"},{"$error":"#N/A"},{"$error":"#N/A"},{"$error":"#N/A"},{"$error":"#N/A"},{"$error":"#N/A"},{"$error":"#N/A"},{"$error":"#N/A"},{"$error":"#N/A"}]
[null,null,null,null,null,null,null,null,null,null,null,null,null,null,null,null," ",null,null,null,null,false,null,null,{"$error":"#N/A"},{"$error":"#N/A"},{"$error":"#N/A"},{"$error":"#N/A"},{"$error":"#N/A"},{"$error":"#N/A"},{"$error":"#N/A"},{"$error":"#N/A"},{"$error":"#N/A"},{"$error":"#N/A"}]
[null,null,null,null,null,null,null,null,null,null,null,null,null,null,null,null," ",null,null,null,null,false,null,null,{"$error":"#N/A"},{"$error":"#N/A"},{"$error":"#N/A"},{"$error":"#N/A"},{"$error":"#N/A"},{"$error":"#N/A"},{"$error":"#N/A"},{"$error":"#N/A"},{"$error":"#N/A"},{"$error":"#N/A"}]
[null,null,null,null,null,null,null,null,null,null,null,null,null,null,null,null," ",null,null,null,null,false,null,null,{"$error":"#N/A"},{"$error":"#N/A"},{"$error":"#N/A"},{"$error":"#N/A"},{"$error":"#N/A"},{"$error":"#N/A"},{"$error":"#N/A"},{"$error":"#N/A"},{"$error":"#N/A"},{"$error":"#N/A"}]
[null,null,null,null,null,null,null,null,null,null,null,null,null,null,null,null," ",null,null,null,null,false,null,null,{"$error":"#N/A"},{"$error":"#N/A"},{"$error":"#N/A"},{"$error":"#N/A"},{"$error":"#N/A"},{"$error":"#N/A"},{"$error":"#N/A"},{"$error":"#N/A"},{"$error":"#N/A"},{"$error":"#N/A"}]
[null,null,null,null,null,null,null,null,null,null,null,null,null,null,null,null," ",null,null,null,null,false,null,null,{"$error":"#N/A"},{"$error":"#N/A"},{"$error":"#N/A"},{"$error":"#N/A"},{"$error":"#N/A"},{"$error":"#N/A"},{"$error":"#N/A"},{"$error":"#N/A"},{"$error":"#N/A"},{"$error":"#N/A"}]
[null,null,null,null,null,null,null,null,null,null,null,null,null,null,null,null," ",null,null,null,null,false,null,null,{"$error":"#N/A"},{"$error":"#N/A"},{"$error":"#N/A"},{"$error":"#N/A"},{"$error":"#N/A"},{"$error":"#N/A"},{"$error":"#N/A"},{"$error":"#N/A"},{"$error":"#N/A"},{"$error":"#N/A"}]
[null,null,null,null,null,null,null,null,null,null,null,null,null,null,null,null," ",null,null,null,null,false,null,null,{"$error":"#N/A"},{"$error":"#N/A"},{"$error":"#N/A"},{"$error":"#N/A"},{"$error":"#N/A"},{"$error":"#N/A"},{"$error":"#N/A"},{"$error":"#N/A"},{"$error":"#N/A"},{"$error":"#N/A"}]
[null,null,null,null,null,null,null,null,null,null,null,null,null,null,null,null," ",null,null,null,null,false,null,null,{"$f":"IF($V20504=TRUE,E20504,NA())","v":{"$error":"#N/A"}},{"$f":"IF($V20504=TRUE,F20504,NA())","v":{"$error":"#N/A"}},{"$f":"IF($V20504=TRUE,G20504,NA())","v":{"$error":"#N/A"}},{"$f":"IF($V20504=TRUE,H20504,NA())","v":{"$error":"#N/A"}},{"$f":"IF($V20504=TRUE,I20504,NA())","v":{"$error":"#N/A"}},{"$f":"IF($V20504=TRUE,J20504,NA())","v":{"$error":"#N/A"}},{"$f":"IF($V20504=TRUE,K20504,NA())","v":{"$error":"#N/A"}},{"$f":"IF($V20504=TRUE,L20504,NA())","v":{"$error":"#N/A"}},{"$f":"IF($V20504=TRUE,M20504,NA())","v":{"$error":"#N/A"}},{"$f":"IF($V20504=TRUE,N20504,NA())","v":{"$error":"#N/A"}}]
[null,null,null,null,null,null,null,null,null,null,null,null,null,null,null,null," ",null,null,null,null,false,null,null,{"$error":"#N/A"},{"$error":"#N/A"},{"$error":"#N/A"},{"$error":"#N/A"},{"$error":"#N/A"},{"$error":"#N/A"},{"$error":"#N/A"},{"$error":"#N/A"},{"$error":"#N/A"},{"$error":"#N/A"}]
[null,null,null,null,null,null,null,null,null,null,null,null,null,null,null,null," ",null,null,null,null,false,null,null,{"$error":"#N/A"},{"$error":"#N/A"},{"$error":"#N/A"},{"$error":"#N/A"},{"$error":"#N/A"},{"$error":"#N/A"},{"$error":"#N/A"},{"$error":"#N/A"},{"$error":"#N/A"},{"$error":"#N/A"}]
[null,null,null,null,null,null,null,null,null,null,null,null,null,null,null,null," ",null,null,null,null,false,null,null,{"$error":"#N/A"},{"$error":"#N/A"},{"$error":"#N/A"},{"$error":"#N/A"},{"$error":"#N/A"},{"$error":"#N/A"},{"$error":"#N/A"},{"$error":"#N/A"},{"$error":"#N/A"},{"$error":"#N/A"}]
[null,null,null,null,null,null,null,null,null,null,null,null,null,null,null,null," ",null,null,null,null,false,null,null,{"$error":"#N/A"},{"$error":"#N/A"},{"$error":"#N/A"},{"$error":"#N/A"},{"$error":"#N/A"},{"$error":"#N/A"},{"$error":"#N/A"},{"$error":"#N/A"},{"$error":"#N/A"},{"$error":"#N/A"}]
[null,null,null,null,null,null,null,null,null,null,null,null,null,null,null,null," ",null,null,null,null,false,null,null,{"$error":"#N/A"},{"$error":"#N/A"},{"$error":"#N/A"},{"$error":"#N/A"},{"$error":"#N/A"},{"$error":"#N/A"},{"$error":"#N/A"},{"$error":"#N/A"},{"$error":"#N/A"},{"$error":"#N/A"}]
[null,null,null,null,null,null,null,null,null,null,null,null,null,null,null,null," ",null,null,null,null,false,null,null,{"$error":"#N/A"},{"$error":"#N/A"},{"$error":"#N/A"},{"$error":"#N/A"},{"$error":"#N/A"},{"$error":"#N/A"},{"$error":"#N/A"},{"$error":"#N/A"},{"$error":"#N/A"},{"$error":"#N/A"}]
[null,null,null,null,null,null,null,null,null,null,null,null,null,null,null,null," ",null,null,null,null,false,null,null,{"$error":"#N/A"},{"$error":"#N/A"},{"$error":"#N/A"},{"$error":"#N/A"},{"$error":"#N/A"},{"$error":"#N/A"},{"$error":"#N/A"},{"$error":"#N/A"},{"$error":"#N/A"},{"$error":"#N/A"}]
[null,null,null,null,null,null,null,null,null,null,null,null,null,null,null,null," ",null,null,null,null,false,null,null,{"$error":"#N/A"},{"$error":"#N/A"},{"$error":"#N/A"},{"$error":"#N/A"},{"$error":"#N/A"},{"$error":"#N/A"},{"$error":"#N/A"},{"$error":"#N/A"},{"$error":"#N/A"},{"$error":"#N/A"}]
[null,null,null,null,null,null,null,null,null,null,null,null,null,null,null,null," ",null,null,null,null,false,null,null,{"$error":"#N/A"},{"$error":"#N/A"},{"$error":"#N/A"},{"$error":"#N/A"},{"$error":"#N/A"},{"$error":"#N/A"},{"$error":"#N/A"},{"$error":"#N/A"},{"$error":"#N/A"},{"$error":"#N/A"}]
[null,null,null,null,null,null,null,null,null,null,null,null,null,null,null,null," ",null,null,null,null,false,null,null,{"$error":"#N/A"},{"$error":"#N/A"},{"$error":"#N/A"},{"$error":"#N/A"},{"$error":"#N/A"},{"$error":"#N/A"},{"$error":"#N/A"},{"$error":"#N/A"},{"$error":"#N/A"},{"$error":"#N/A"}]
[null,null,null,null,null,null,null,null,null,null,null,null,null,null,null,null," ",null,null,null,null,false,null,null,{"$error":"#N/A"},{"$error":"#N/A"},{"$error":"#N/A"},{"$error":"#N/A"},{"$error":"#N/A"},{"$error":"#N/A"},{"$error":"#N/A"},{"$error":"#N/A"},{"$error":"#N/A"},{"$error":"#N/A"}]
[null,null,null,null,null,null,null,null,null,null,null,null,null,null,null,null," ",null,null,null,null,false,null,null,{"$error":"#N/A"},{"$error":"#N/A"},{"$error":"#N/A"},{"$error":"#N/A"},{"$error":"#N/A"},{"$error":"#N/A"},{"$error":"#N/A"},{"$error":"#N/A"},{"$error":"#N/A"},{"$error":"#N/A"}]
[null,null,null,null,null,null,null,null,null,null,null,null,null,null,null,null," ",null,null,null,null,false,null,null,{"$error":"#N/A"},{"$error":"#N/A"},{"$error":"#N/A"},{"$error":"#N/A"},{"$error":"#N/A"},{"$error":"#N/A"},{"$error":"#N/A"},{"$error":"#N/A"},{"$error":"#N/A"},{"$error":"#N/A"}]
[null,null,null,null,null,null,null,null,null,null,null,null,null,null,null,null," ",null,null,null,null,false,null,null,{"$error":"#N/A"},{"$error":"#N/A"},{"$error":"#N/A"},{"$error":"#N/A"},{"$error":"#N/A"},{"$error":"#N/A"},{"$error":"#N/A"},{"$error":"#N/A"},{"$error":"#N/A"},{"$error":"#N/A"}]
[null,null,null,null,null,null,null,null,null,null,null,null,null,null,null,null," ",null,null,null,null,{"$f":"IF(ISERROR(G20940),FALSE,IF($V$9=G20940,TRUE,FALSE))","v":false},null,null,{"$error":"#N/A"},{"$error":"#N/A"},{"$error":"#N/A"},{"$error":"#N/A"},{"$error":"#N/A"},{"$error":"#N/A"},{"$error":"#N/A"},{"$error":"#N/A"},{"$error":"#N/A"},{"$error":"#N/A"}]
[null,null,null,null,null,null,null,null,null,null,null,null,null,null,null,null," ",null,null,null,null,false,null,null,{"$error":"#N/A"},{"$error":"#N/A"},{"$error":"#N/A"},{"$error":"#N/A"},{"$error":"#N/A"},{"$error":"#N/A"},{"$error":"#N/A"},{"$error":"#N/A"},{"$error":"#N/A"},{"$error":"#N/A"}]
[null,null,null,null,null,null,null,null,null,null,null,null,null,null,null,null," ",null,null,null,null,false,null,null,{"$error":"#N/A"},{"$error":"#N/A"},{"$error":"#N/A"},{"$error":"#N/A"},{"$error":"#N/A"},{"$error":"#N/A"},{"$error":"#N/A"},{"$error":"#N/A"},{"$error":"#N/A"},{"$error":"#N/A"}]
[null,null,null,null,null,null,null,null,null,null,null,null,null,null,null,null," ",null,null,null,null,false,null,null,{"$error":"#N/A"},{"$error":"#N/A"},{"$error":"#N/A"},{"$error":"#N/A"},{"$error":"#N/A"},{"$error":"#N/A"},{"$error":"#N/A"},{"$error":"#N/A"},{"$error":"#N/A"},{"$error":"#N/A"}]
[null,null,null,null,null,null,null,null,null,null,null,null,null,null,null,null," ",null,null,null,null,false,null,null,{"$error":"#N/A"},{"$error":"#N/A"},{"$error":"#N/A"},{"$error":"#N/A"},{"$error":"#N/A"},{"$error":"#N/A"},{"$error":"#N/A"},{"$error":"#N/A"},{"$error":"#N/A"},{"$error":"#N/A"}]
[null,null,null,null,null,null,null,null,null,null,null,null,null,null,null,null," ",null,null,null,null,false,null,null,{"$error":"#N/A"},{"$error":"#N/A"},{"$error":"#N/A"},{"$error":"#N/A"},{"$error":"#N/A"},{"$error":"#N/A"},{"$error":"#N/A"},{"$error":"#N/A"},{"$error":"#N/A"},{"$error":"#N/A"}]
[null,null,null,null,null,null,null,null,null,null,null,null,null,null,null,null," ",null,null,null,null,false,null,null,{"$error":"#N/A"},{"$error":"#N/A"},{"$error":"#N/A"},{"$error":"#N/A"},{"$error":"#N/A"},{"$error":"#N/A"},{"$error":"#N/A"},{"$error":"#N/A"},{"$error":"#N/A"},{"$error":"#N/A"}]
[null,null,null,null,null,null,null,null,null,null,null,null,null,null,null,null," ",null,null,null,null,false,null,null,{"$error":"#N/A"},{"$error":"#N/A"},{"$error":"#N/A"},{"$error":"#N/A"},{"$error":"#N/A"},{"$error":"#N/A"},{"$error":"#N/A"},{"$error":"#N/A"},{"$error":"#N/A"},{"$error":"#N/A"}]
[null,null,null,null,null,null,null,null,null,null,null,null,null,null,null,null," ",null,null,null,null,false,null,null,{"$error":"#N/A"},{"$error":"#N/A"},{"$error":"#N/A"},{"$error":"#N/A"},{"$error":"#N/A"},{"$error":"#N/A"},{"$error":"#N/A"},{"$error":"#N/A"},{"$error":"#N/A"},{"$error":"#N/A"}]
[null,null,null,null,null,null,null,null,null,null,null,null,null,null,null,null," ",null,null,null,null,false,null,null,{"$error":"#N/A"},{"$error":"#N/A"},{"$error":"#N/A"},{"$error":"#N/A"},{"$error":"#N/A"},{"$error":"#N/A"},{"$error":"#N/A"},{"$error":"#N/A"},{"$error":"#N/A"},{"$error":"#N/A"}]
[null,null,null,null,null,null,null,null,null,null,null,null,null,null,null,null," ",null,null,null,null,false,null,null,{"$error":"#N/A"},{"$error":"#N/A"},{"$error":"#N/A"},{"$error":"#N/A"},{"$error":"#N/A"},{"$error":"#N/A"},{"$error":"#N/A"},{"$error":"#N/A"},{"$error":"#N/A"},{"$error":"#N/A"}]
[null,null,null,null,null,null,null,null,null,null,null,null,null,null,null,null," ",null,null,null,null,false,null,null,{"$error":"#N/A"},{"$error":"#N/A"},{"$error":"#N/A"},{"$error":"#N/A"},{"$error":"#N/A"},{"$error":"#N/A"},{"$error":"#N/A"},{"$error":"#N/A"},{"$error":"#N/A"},{"$error":"#N/A"}]
[null,null,null,null,null,null,null,null,null,null,null,null,null,null,null,null,{"$f":"IF(OR(ISERROR(E21289),ISERROR(G21289)),\"  \",E21289&\" \"&G21289)","v":" "},null,null,null,null,false,null,null,{"$error":"#N/A"},{"$error":"#N/A"},{"$error":"#N/A"},{"$error":"#N/A"},{"$error":"#N/A"},{"$error":"#N/A"},{"$error":"#N/A"},{"$error":"#N/A"},{"$error":"#N/A"},{"$error":"#N/A"}]
[null,null,null,null,null,null,null,null,null,null,null,null,null,null,null,null," ",null,null,null,null,false,null,null,{"$error":"#N/A"},{"$error":"#N/A"},{"$error":"#N/A"},{"$error":"#N/A"},{"$error":"#N/A"},{"$error":"#N/A"},{"$error":"#N/A"},{"$error":"#N/A"},{"$error":"#N/A"},{"$error":"#N/A"}]
[null,null,null,null,null,null,null,null,null,null,null,null,null,null,null,null," ",null,null,null,null,false,null,null,{"$error":"#N/A"},{"$error":"#N/A"},{"$error":"#N/A"},{"$error":"#N/A"},{"$error":"#N/A"},{"$error":"#N/A"},{"$error":"#N/A"},{"$error":"#N/A"},{"$error":"#N/A"},{"$error":"#N/A"}]
[null,null,null,null,null,null,null,null,null,null,null,null,null,null,null,null," ",null,null,null,null,false,null,null,{"$error":"#N/A"},{"$error":"#N/A"},{"$error":"#N/A"},{"$error":"#N/A"},{"$error":"#N/A"},{"$error":"#N/A"},{"$error":"#N/A"},{"$error":"#N/A"},{"$error":"#N/A"},{"$error":"#N/A"}]
[null,null,null,null,null,null,null,null,null,null,null,null,null,null,null,null," ",null,null,null,null,false,null,null,{"$error":"#N/A"},{"$error":"#N/A"},{"$error":"#N/A"},{"$error":"#N/A"},{"$error":"#N/A"},{"$error":"#N/A"},{"$error":"#N/A"},{"$error":"#N/A"},{"$error":"#N/A"},{"$error":"#N/A"}]
[null,null,null,null,null,null,null,null,null,null,null,null,null,null,null,null," ",null,null,null,null,false,null,null,{"$error":"#N/A"},{"$error":"#N/A"},{"$error":"#N/A"},{"$error":"#N/A"},{"$error":"#N/A"},{"$error":"#N/A"},{"$error":"#N/A"},{"$error":"#N/A"},{"$error":"#N/A"},{"$error":"#N/A"}]
[null,null,null,null,null,null,null,null,null,null,null,null,null,null,null,null," ",null,null,null,null,false,null,null,{"$error":"#N/A"},{"$error":"#N/A"},{"$error":"#N/A"},{"$error":"#N/A"},{"$error":"#N/A"},{"$error":"#N/A"},{"$error":"#N/A"},{"$error":"#N/A"},{"$error":"#N/A"},{"$error":"#N/A"}]
[null,null,null,null,null,null,null,null,null,null,null,null,null,null,null,null," ",null,null,null,null,false,null,null,{"$error":"#N/A"},{"$error":"#N/A"},{"$error":"#N/A"},{"$error":"#N/A"},{"$error":"#N/A"},{"$error":"#N/A"},{"$error":"#N/A"},{"$error":"#N/A"},{"$error":"#N/A"},{"$error":"#N/A"}]
[null,null,null,null,null,null,null,null,null,null,null,null,null,null,null,null," ",null,null,null,null,false,null,null,{"$error":"#N/A"},{"$error":"#N/A"},{"$error":"#N/A"},{"$error":"#N/A"},{"$error":"#N/A"},{"$error":"#N/A"},{"$error":"#N/A"},{"$error":"#N/A"},{"$error":"#N/A"},{"$error":"#N/A"}]
[null,null,null,null,null,null,null,null,null,null,null,null,null,null,null,null,{"$f":"IF(OR(ISERROR(E21545),ISERROR(G21545)),\"  \",E21545&\" \"&G21545)","v":" "},null,null,null,null,false,null,null,{"$error":"#N/A"},{"$error":"#N/A"},{"$error":"#N/A"},{"$error":"#N/A"},{"$error":"#N/A"},{"$error":"#N/A"},{"$error":"#N/A"},{"$error":"#N/A"},{"$error":"#N/A"},{"$error":"#N/A"}]
[null,null,null,null,null,null,null,null,null,null,null,null,null,null,null,null," ",null,null,null,null,false,null,null,{"$error":"#N/A"},{"$error":"#N/A"},{"$error":"#N/A"},{"$error":"#N/A"},{"$error":"#N/A"},{"$error":"#N/A"},{"$error":"#N/A"},{"$error":"#N/A"},{"$error":"#N/A"},{"$error":"#N/A"}]
[null,null,null,null,null,null,null,null,null,null,null,null,null,null,null,null," ",null,null,null,null,false,null,null,{"$error":"#N/A"},{"$error":"#N/A"},{"$error":"#N/A"},{"$error":"#N/A"},{"$error":"#N/A"},{"$error":"#N/A"},{"$error":"#N/A"},{"$error":"#N/A"},{"$error":"#N/A"},{"$error":"#N/A"}]
[null,null,null,null,null,null,null,null,null,null,null,null,null,null,null,null," ",null,null,null,null,false,null,null,{"$error":"#N/A"},{"$error":"#N/A"},{"$error":"#N/A"},{"$error":"#N/A"},{"$error":"#N/A"},{"$error":"#N/A"},{"$error":"#N/A"},{"$error":"#N/A"},{"$error":"#N/A"},{"$error":"#N/A"}]
[null,null,null,null,null,null,null,null,null,null,null,null,null,null,null,null," ",null,null,null,null,false,null,null,{"$error":"#N/A"},{"$error":"#N/A"},{"$error":"#N/A"},{"$error":"#N/A"},{"$error":"#N/A"},{"$error":"#N/A"},{"$error":"#N/A"},{"$error":"#N/A"},{"$error":"#N/A"},{"$error":"#N/A"}]
[null,null,null,null,null,null,null,null,null,null,null,null,null,null,null,null,{"$f":"IF(OR(ISERROR(E21673),ISERROR(G21673)),\"  \",E21673&\" \"&G21673)","v":" "},null,null,null,null,false,null,null,{"$error":"#N/A"},{"$error":"#N/A"},{"$error":"#N/A"},{"$error":"#N/A"},{"$error":"#N/A"},{"$error":"#N/A"},{"$error":"#N/A"},{"$error":"#N/A"},{"$error":"#N/A"},{"$error":"#N/A"}]
[null,null,null,null,null,null,null,null,null,null,null,null,null,null,null,null," ",null,null,null,null,false,null,null,{"$f":"IF($V21720=TRUE,E21720,NA())","v":{"$error":"#N/A"}},{"$f":"IF($V21720=TRUE,F21720,NA())","v":{"$error":"#N/A"}},{"$f":"IF($V21720=TRUE,G21720,NA())","v":{"$error":"#N/A"}},{"$f":"IF($V21720=TRUE,H21720,NA())","v":{"$error":"#N/A"}},{"$f":"IF($V21720=TRUE,I21720,NA())","v":{"$error":"#N/A"}},{"$f":"IF($V21720=TRUE,J21720,NA())","v":{"$error":"#N/A"}},{"$f":"IF($V21720=TRUE,K21720,NA())","v":{"$error":"#N/A"}},{"$f":"IF($V21720=TRUE,L21720,NA())","v":{"$error":"#N/A"}},{"$f":"IF($V21720=TRUE,M21720,NA())","v":{"$error":"#N/A"}},{"$f":"IF($V21720=TRUE,N21720,NA())","v":{"$error":"#N/A"}}]
[null,null,null,null,null,null,null,null,null,null,null,null,null,null,null,null," ",null,null,null,null,false,null,null,{"$error":"#N/A"},{"$error":"#N/A"},{"$error":"#N/A"},{"$error":"#N/A"},{"$error":"#N/A"},{"$error":"#N/A"},{"$error":"#N/A"},{"$error":"#N/A"},{"$error":"#N/A"},{"$error":"#N/A"}]
[null,null,null,null,null,null,null,null,null,null,null,null,null,null,null,null," ",null,null,null,null,false,null,null,{"$error":"#N/A"},{"$error":"#N/A"},{"$error":"#N/A"},{"$error":"#N/A"},{"$error":"#N/A"},{"$error":"#N/A"},{"$error":"#N/A"},{"$error":"#N/A"},{"$error":"#N/A"},{"$error":"#N/A"}]
[null,null,null,null,null,null,null,null,null,null,null,null,null,null,null,null," ",null,null,null,null,false,null,null,{"$error":"#N/A"},{"$error":"#N/A"},{"$error":"#N/A"},{"$error":"#N/A"},{"$error":"#N/A"},{"$error":"#N/A"},{"$error":"#N/A"},{"$error":"#N/A"},{"$error":"#N/A"},{"$error":"#N/A"}]
[null,null,null,null,null,null,null,null,null,null,null,null,null,null,null,null," ",null,null,null,null,false,null,null,{"$error":"#N/A"},{"$error":"#N/A"},{"$error":"#N/A"},{"$error":"#N/A"},{"$error":"#N/A"},{"$error":"#N/A"},{"$error":"#N/A"},{"$error":"#N/A"},{"$error":"#N/A"},{"$error":"#N/A"}]
[null,null,null,null,null,null,null,null,null,null,null,null,null,null,null,null," ",null,null,null,null,false,null,null,{"$error":"#N/A"},{"$error":"#N/A"},{"$error":"#N/A"},{"$error":"#N/A"},{"$error":"#N/A"},{"$error":"#N/A"},{"$error":"#N/A"},{"$error":"#N/A"},{"$error":"#N/A"},{"$error":"#N/A"}]
[null,null,null,null,null,null,null,null,null,null,null,null,null,null,null,null," ",null,null,null,null,false,null,null,{"$error":"#N/A"},{"$error":"#N/A"},{"$error":"#N/A"},{"$error":"#N/A"},{"$error":"#N/A"},{"$error":"#N/A"},{"$error":"#N/A"},{"$error":"#N/A"},{"$error":"#N/A"},{"$error":"#N/A"}]
[null,null,null,null,null,null,null,null,null,null,null,null,null,null,null,null," ",null,null,null,null,false,null,null,{"$error":"#N/A"},{"$error":"#N/A"},{"$error":"#N/A"},{"$error":"#N/A"},{"$error":"#N/A"},{"$error":"#N/A"},{"$error":"#N/A"},{"$error":"#N/A"},{"$error":"#N/A"},{"$error":"#N/A"}]
[null,null,null,null,null,null,null,null,null,null,null,null,null,null,null,null," ",null,null,null,null,false,null,null,{"$error":"#N/A"},{"$error":"#N/A"},{"$error":"#N/A"},{"$error":"#N/A"},{"$error":"#N/A"},{"$error":"#N/A"},{"$error":"#N/A"},{"$error":"#N/A"},{"$error":"#N/A"},{"$error":"#N/A"}]
[null,null,null,null,null,null,null,null,null,null,null,null,null,null,null,null," ",null,null,null,null,false,null,null,{"$error":"#N/A"},{"$error":"#N/A"},{"$error":"#N/A"},{"$error":"#N/A"},{"$error":"#N/A"},{"$error":"#N/A"},{"$error":"#N/A"},{"$error":"#N/A"},{"$error":"#N/A"},{"$error":"#N/A"}]
[null,null,null,null,null,null,null,null,null,null,null,null,null,null,null,null," ",null,null,null,null,false,null,null,{"$error":"#N/A"},{"$error":"#N/A"},{"$error":"#N/A"},{"$error":"#N/A"},{"$error":"#N/A"},{"$error":"#N/A"},{"$error":"#N/A"},{"$error":"#N/A"},{"$error":"#N/A"},{"$error":"#N/A"}]
[null,null,null,null,null,null,null,null,null,null,null,null,null,null,null,null," ",null,null,null,null,false,null,null,{"$error":"#N/A"},{"$error":"#N/A"},{"$error":"#N/A"},{"$error":"#N/A"},{"$error":"#N/A"},{"$error":"#N/A"},{"$error":"#N/A"},{"$error":"#N/A"},{"$error":"#N/A"},{"$error":"#N/A"}]
[null,null,null,null,null,null,null,null,null,null,null,null,null,null,null,null," ",null,null,null,null,false,null,null,{"$error":"#N/A"},{"$error":"#N/A"},{"$error":"#N/A"},{"$error":"#N/A"},{"$error":"#N/A"},{"$error":"#N/A"},{"$error":"#N/A"},{"$error":"#N/A"},{"$error":"#N/A"},{"$error":"#N/A"}]
[null,null,null,null,null,null,null,null,null,null,null,null,null,null,null,null," ",null,null,null,null,false,null,null,{"$error":"#N/A"},{"$error":"#N/A"},{"$error":"#N/A"},{"$error":"#N/A"},{"$error":"#N/A"},{"$error":"#N/A"},{"$error":"#N/A"},{"$error":"#N/A"},{"$error":"#N/A"},{"$error":"#N/A"}]
[null,null,null,null,null,null,null,null,null,null,null,null,null,null,null,null," ",null,null,null,null,false,null,null,{"$error":"#N/A"},{"$error":"#N/A"},{"$error":"#N/A"},{"$error":"#N/A"},{"$error":"#N/A"},{"$error":"#N/A"},{"$error":"#N/A"},{"$error":"#N/A"},{"$error":"#N/A"},{"$error":"#N/A"}]
[null,null,null,null,null,null,null,null,null,null,null,null,null,null,null,null," ",null,null,null,null,false,null,null,{"$error":"#N/A"},{"$error":"#N/A"},{"$error":"#N/A"},{"$error":"#N/A"},{"$error":"#N/A"},{"$error":"#N/A"},{"$error":"#N/A"},{"$error":"#N/A"},{"$error":"#N/A"},{"$error":"#N/A"}]
[null,null,null,null,null,null,null,null,null,null,null,null,null,null,null,null," ",null,null,null,null,false,null,null,{"$error":"#N/A"},{"$error":"#N/A"},{"$error":"#N/A"},{"$error":"#N/A"},{"$error":"#N/A"},{"$error":"#N/A"},{"$error":"#N/A"},{"$error":"#N/A"},{"$error":"#N/A"},{"$error":"#N/A"}]
[null,null,null,null,null,null,null,null,null,null,null,null,null,null,null,null," ",null,null,null,null,false,null,null,{"$error":"#N/A"},{"$error":"#N/A"},{"$error":"#N/A"},{"$error":"#N/A"},{"$error":"#N/A"},{"$error":"#N/A"},{"$error":"#N/A"},{"$error":"#N/A"},{"$error":"#N/A"},{"$error":"#N/A"}]
[null,null,null,null,null,null,null,null,null,null,null,null,null,null,null,null," ",null,null,null,null,false,null,null,{"$error":"#N/A"},{"$error":"#N/A"},{"$error":"#N/A"},{"$error":"#N/A"},{"$error":"#N/A"},{"$error":"#N/A"},{"$error":"#N/A"},{"$error":"#N/A"},{"$error":"#N/A"},{"$error":"#N/A"}]
[null,null,null,null,null,null,null,null,null,null,null,null,null,null,null,null," ",null,null,null,null,false,null,null,{"$error":"#N/A"},{"$error":"#N/A"},{"$error":"#N/A"},{"$error":"#N/A"},{"$error":"#N/A"},{"$error":"#N/A"},{"$error":"#N/A"},{"$error":"#N/A"},{"$error":"#N/A"},{"$error":"#N/A"}]
[null,null,null,null,null,null,null,null,null,null,null,null,null,null,null,null," ",null,null,null,null,false,null,null,{"$error":"#N/A"},{"$error":"#N/A"},{"$error":"#N/A"},{"$error":"#N/A"},{"$error":"#N/A"},{"$error":"#N/A"},{"$error":"#N/A"},{"$error":"#N/A"},{"$error":"#N/A"},{"$error":"#N/A"}]
[null,null,null,null,null,null,null,null,null,null,null,null,null,null,null,null," ",null,null,null,null,false,null,null,{"$error":"#N/A"},{"$error":"#N/A"},{"$error":"#N/A"},{"$error":"#N/A"},{"$error":"#N/A"},{"$error":"#N/A"},{"$error":"#N/A"},{"$error":"#N/A"},{"$error":"#N/A"},{"$error":"#N/A"}]
[null,null,null,null,null,null,null,null,null,null,null,null,null,null,null,null," ",null,null,null,null,false,null,null,{"$error":"#N/A"},{"$error":"#N/A"},{"$error":"#N/A"},{"$error":"#N/A"},{"$error":"#N/A"},{"$error":"#N/A"},{"$error":"#N/A"},{"$error":"#N/A"},{"$error":"#N/A"},{"$error":"#N/A"}]
[null,null,null,null,null,null,null,null,null,null,null,null,null,null,null,null," ",null,null,null,null,false,null,null,{"$error":"#N/A"},{"$error":"#N/A"},{"$error":"#N/A"},{"$error":"#N/A"},{"$error":"#N/A"},{"$error":"#N/A"},{"$error":"#N/A"},{"$error":"#N/A"},{"$error":"#N/A"},{"$error":"#N/A"}]
[null,null,null,null,null,null,null,null,null,null,null,null,null,null,null,null," ",null,null,null,null,false,null,null,{"$error":"#N/A"},{"$error":"#N/A"},{"$error":"#N/A"},{"$error":"#N/A"},{"$error":"#N/A"},{"$error":"#N/A"},{"$error":"#N/A"},{"$error":"#N/A"},{"$error":"#N/A"},{"$error":"#N/A"}]
[null,null,null,null,null,null,null,null,null,null,null,null,null,null,null,null," ",null,null,null,null,false,null,null,{"$error":"#N/A"},{"$error":"#N/A"},{"$error":"#N/A"},{"$error":"#N/A"},{"$error":"#N/A"},{"$error":"#N/A"},{"$error":"#N/A"},{"$error":"#N/A"},{"$error":"#N/A"},{"$error":"#N/A"}]
[null,null,null,null,null,null,null,null,null,null,null,null,null,null,null,null," ",null,null,null,null,false,null,null,{"$error":"#N/A"},{"$error":"#N/A"},{"$error":"#N/A"},{"$error":"#N/A"},{"$error":"#N/A"},{"$error":"#N/A"},{"$error":"#N/A"},{"$error":"#N/A"},{"$error":"#N/A"},{"$error":"#N/A"}]
[null,null,null,null,null,null,null,null,null,null,null,null,null,null,null,null," ",null,null,null,null,false,null,null,{"$error":"#N/A"},{"$error":"#N/A"},{"$error":"#N/A"},{"$error":"#N/A"},{"$error":"#N/A"},{"$error":"#N/A"},{"$error":"#N/A"},{"$error":"#N/A"},{"$error":"#N/A"},{"$error":"#N/A"}]
[null,null,null,null,null,null,null,null,null,null,null,null,null,null,null,null," ",null,null,null,null,false,null,null,{"$error":"#N/A"},{"$error":"#N/A"},{"$error":"#N/A"},{"$error":"#N/A"},{"$error":"#N/A"},{"$error":"#N/A"},{"$error":"#N/A"},{"$error":"#N/A"},{"$error":"#N/A"},{"$error":"#N/A"}]
[null,null,null,null,null,null,null,null,null,null,null,null,null,null,null,null," ",null,null,null,null,false,null,null,{"$error":"#N/A"},{"$error":"#N/A"},{"$error":"#N/A"},{"$error":"#N/A"},{"$error":"#N/A"},{"$error":"#N/A"},{"$error":"#N/A"},{"$error":"#N/A"},{"$error":"#N/A"},{"$error":"#N/A"}]
[null,null,null,null,null,null,null,null,null,null,null,null,null,null,null,null," ",null,null,null,null,false,null,null,{"$error":"#N/A"},{"$error":"#N/A"},{"$error":"#N/A"},{"$error":"#N/A"},{"$error":"#N/A"},{"$error":"#N/A"},{"$error":"#N/A"},{"$error":"#N/A"},{"$error":"#N/A"},{"$error":"#N/A"}]
[null,null,null,null,null,null,null,null,null,null,null,null,null,null,null,null," ",null,null,null,null,false,null,null,{"$error":"#N/A"},{"$error":"#N/A"},{"$error":"#N/A"},{"$error":"#N/A"},{"$error":"#N/A"},{"$error":"#N/A"},{"$error":"#N/A"},{"$error":"#N/A"},{"$error":"#N/A"},{"$error":"#N/A"}]
[null,null,null,null,null,null,null,null,null,null,null,null,null,null,null,null," ",null,null,null,null,false,null,null,{"$error":"#N/A"},{"$error":"#N/A"},{"$error":"#N/A"},{"$error":"#N/A"},{"$error":"#N/A"},{"$error":"#N/A"},{"$error":"#N/A"},{"$error":"#N/A"},{"$error":"#N/A"},{"$error":"#N/A"}]
[null,null,null,null,null,null,null,null,null,null,null,null,null,null,null,null," ",null,null,null,null,false,null,null,{"$error":"#N/A"},{"$error":"#N/A"},{"$error":"#N/A"},{"$error":"#N/A"},{"$error":"#N/A"},{"$error":"#N/A"},{"$error":"#N/A"},{"$error":"#N/A"},{"$error":"#N/A"},{"$error":"#N/A"}]
[null,null,null,null,null,null,null,null,null,null,null,null,null,null,null,null," ",null,null,null,null,false,null,null,{"$error":"#N/A"},{"$error":"#N/A"},{"$error":"#N/A"},{"$error":"#N/A"},{"$error":"#N/A"},{"$error":"#N/A"},{"$error":"#N/A"},{"$error":"#N/A"},{"$error":"#N/A"},{"$error":"#N/A"}]
[null,null,null,null,null,null,null,null,null,null,null,null,null,null,null,null," ",null,null,null,null,false,null,null,{"$error":"#N/A"},{"$error":"#N/A"},{"$error":"#N/A"},{"$error":"#N/A"},{"$error":"#N/A"},{"$error":"#N/A"},{"$error":"#N/A"},{"$error":"#N/A"},{"$error":"#N/A"},{"$error":"#N/A"}]
[null,null,null,null,null,null,null,null,null,null,null,null,null,null,null,null," ",null,null,null,null,false,null,null,{"$error":"#N/A"},{"$error":"#N/A"},{"$error":"#N/A"},{"$error":"#N/A"},{"$error":"#N/A"},{"$error":"#N/A"},{"$error":"#N/A"},{"$error":"#N/A"},{"$error":"#N/A"},{"$error":"#N/A"}]
[null,null,null,null,null,null,null,null,null,null,null,null,null,null,null,null," ",null,null,null,null,false,null,null,{"$error":"#N/A"},{"$error":"#N/A"},{"$error":"#N/A"},{"$error":"#N/A"},{"$error":"#N/A"},{"$error":"#N/A"},{"$error":"#N/A"},{"$error":"#N/A"},{"$error":"#N/A"},{"$error":"#N/A"}]
[null,null,null,null,null,null,null,null,null,null,null,null,null,null,null,null," ",null,null,null,null,false,null,null,{"$error":"#N/A"},{"$error":"#N/A"},{"$error":"#N/A"},{"$error":"#N/A"},{"$error":"#N/A"},{"$error":"#N/A"},{"$error":"#N/A"},{"$error":"#N/A"},{"$error":"#N/A"},{"$error":"#N/A"}]
[null,null,null,null,null,null,null,null,null,null,null,null,null,null,null,null," ",null,null,null,null,false,null,null,{"$error":"#N/A"},{"$error":"#N/A"},{"$error":"#N/A"},{"$error":"#N/A"},{"$error":"#N/A"},{"$error":"#N/A"},{"$error":"#N/A"},{"$error":"#N/A"},{"$error":"#N/A"},{"$error":"#N/A"}]
[null,null,null,null,null,null,null,null,null,null,null,null,null,null,null,null," ",null,null,null,null,false,null,null,{"$error":"#N/A"},{"$error":"#N/A"},{"$error":"#N/A"},{"$error":"#N/A"},{"$error":"#N/A"},{"$error":"#N/A"},{"$error":"#N/A"},{"$error":"#N/A"},{"$error":"#N/A"},{"$error":"#N/A"}]
[null,null,null,null,null,null,null,null,null,null,null,null,null,null,null,null," ",null,null,null,null,false,null,null,{"$error":"#N/A"},{"$error":"#N/A"},{"$error":"#N/A"},{"$error":"#N/A"},{"$error":"#N/A"},{"$error":"#N/A"},{"$error":"#N/A"},{"$error":"#N/A"},{"$error":"#N/A"},{"$error":"#N/A"}]
[null,null,null,null,null,null,null,null,null,null,null,null,null,null,null,null," ",null,null,null,null,false,null,null,{"$error":"#N/A"},{"$error":"#N/A"},{"$error":"#N/A"},{"$error":"#N/A"},{"$error":"#N/A"},{"$error":"#N/A"},{"$error":"#N/A"},{"$error":"#N/A"},{"$error":"#N/A"},{"$error":"#N/A"}]
[null,null,null,null,null,null,null,null,null,null,null,null,null,null,null,null," ",null,null,null,null,false,null,null,{"$error":"#N/A"},{"$error":"#N/A"},{"$error":"#N/A"},{"$error":"#N/A"},{"$error":"#N/A"},{"$error":"#N/A"},{"$error":"#N/A"},{"$error":"#N/A"},{"$error":"#N/A"},{"$error":"#N/A"}]
[null,null,null,null,null,null,null,null,null,null,null,null,null,null,null,null," ",null,null,null,null,false,null,null,{"$error":"#N/A"},{"$error":"#N/A"},{"$error":"#N/A"},{"$error":"#N/A"},{"$error":"#N/A"},{"$error":"#N/A"},{"$error":"#N/A"},{"$error":"#N/A"},{"$error":"#N/A"},{"$error":"#N/A"}]
[null,null,null,null,null,null,null,null,null,null,null,null,null,null,null,null," ",null,null,null,null,false,null,null,{"$error":"#N/A"},{"$error":"#N/A"},{"$error":"#N/A"},{"$error":"#N/A"},{"$error":"#N/A"},{"$error":"#N/A"},{"$error":"#N/A"},{"$error":"#N/A"},{"$error":"#N/A"},{"$error":"#N/A"}]
[null,null,null,null,null,null,null,null,null,null,null,null,null,null,null,null," ",null,null,null,null,false,null,null,{"$error":"#N/A"},{"$error":"#N/A"},{"$error":"#N/A"},{"$error":"#N/A"},{"$error":"#N/A"},{"$error":"#N/A"},{"$error":"#N/A"},{"$error":"#N/A"},{"$error":"#N/A"},{"$error":"#N/A"}]
[null,null,null,null,null,null,null,null,null,null,null,null,null,null,null,null," ",null,null,null,null,false,null,null,{"$error":"#N/A"},{"$error":"#N/A"},{"$error":"#N/A"},{"$error":"#N/A"},{"$error":"#N/A"},{"$error":"#N/A"},{"$error":"#N/A"},{"$error":"#N/A"},{"$error":"#N/A"},{"$error":"#N/A"}]
[null,null,null,null,null,null,null,null,null,null,null,null,null,null,null,null," ",null,null,null,null,false,null,null,{"$error":"#N/A"},{"$error":"#N/A"},{"$error":"#N/A"},{"$error":"#N/A"},{"$error":"#N/A"},{"$error":"#N/A"},{"$error":"#N/A"},{"$error":"#N/A"},{"$error":"#N/A"},{"$error":"#N/A"}]
[null,null,null,null,null,null,null,null,null,null,null,null,null,null,null,null," ",null,null,null,null,false,null,null,{"$error":"#N/A"},{"$error":"#N/A"},{"$error":"#N/A"},{"$error":"#N/A"},{"$error":"#N/A"},{"$error":"#N/A"},{"$error":"#N/A"},{"$error":"#N/A"},{"$error":"#N/A"},{"$error":"#N/A"}]
[null,null,null,null,null,null,null,null,null,null,null,null,null,null,null,null," ",null,null,null,null,false,null,null,{"$error":"#N/A"},{"$error":"#N/A"},{"$error":"#N/A"},{"$error":"#N/A"},{"$error":"#N/A"},{"$error":"#N/A"},{"$error":"#N/A"},{"$error":"#N/A"},{"$error":"#N/A"},{"$error":"#N/A"}]
[null,null,null,null,null,null,null,null,null,null,null,null,null,null,null,null," ",null,null,null,null,false,null,null,{"$error":"#N/A"},{"$error":"#N/A"},{"$error":"#N/A"},{"$error":"#N/A"},{"$error":"#N/A"},{"$error":"#N/A"},{"$error":"#N/A"},{"$error":"#N/A"},{"$error":"#N/A"},{"$error":"#N/A"}]
[null,null,null,null,null,null,null,null,null,null,null,null,null,null,null,null," ",null,null,null,null,false,null,null,{"$error":"#N/A"},{"$error":"#N/A"},{"$error":"#N/A"},{"$error":"#N/A"},{"$error":"#N/A"},{"$error":"#N/A"},{"$error":"#N/A"},{"$error":"#N/A"},{"$error":"#N/A"},{"$error":"#N/A"}]
[null,null,null,null,null,null,null,null,null,null,null,null,null,null,null,null," ",null,null,null,null,false,null,null,{"$error":"#N/A"},{"$error":"#N/A"},{"$error":"#N/A"},{"$error":"#N/A"},{"$error":"#N/A"},{"$error":"#N/A"},{"$error":"#N/A"},{"$error":"#N/A"},{"$error":"#N/A"},{"$error":"#N/A"}]
[null,null,null,null,null,null,null,null,null,null,null,null,null,null,null,null," ",null,null,null,null,false,null,null,{"$error":"#N/A"},{"$error":"#N/A"},{"$error":"#N/A"},{"$error":"#N/A"},{"$error":"#N/A"},{"$error":"#N/A"},{"$error":"#N/A"},{"$error":"#N/A"},{"$error":"#N/A"},{"$error":"#N/A"}]
[null,null,null,null,null,null,null,null,null,null,null,null,null,null,null,null," ",null,null,null,null,false,null,null,{"$error":"#N/A"},{"$error":"#N/A"},{"$error":"#N/A"},{"$error":"#N/A"},{"$error":"#N/A"},{"$error":"#N/A"},{"$error":"#N/A"},{"$error":"#N/A"},{"$error":"#N/A"},{"$error":"#N/A"}]
[null,null,null,null,null,null,null,null,null,null,null,null,null,null,null,null," ",null,null,null,null,false,null,null,{"$error":"#N/A"},{"$error":"#N/A"},{"$error":"#N/A"},{"$error":"#N/A"},{"$error":"#N/A"},{"$error":"#N/A"},{"$error":"#N/A"},{"$error":"#N/A"},{"$error":"#N/A"},{"$error":"#N/A"}]
[null,null,null,null,null,null,null,null,null,null,null,null,null,null,null,null," ",null,null,null,null,false,null,null,{"$error":"#N/A"},{"$error":"#N/A"},{"$error":"#N/A"},{"$error":"#N/A"},{"$error":"#N/A"},{"$error":"#N/A"},{"$error":"#N/A"},{"$error":"#N/A"},{"$error":"#N/A"},{"$error":"#N/A"}]
[null,null,null,null,null,null,null,null,null,null,null,null,null,null,null,null," ",null,null,null,null,false,null,null,{"$error":"#N/A"},{"$error":"#N/A"},{"$error":"#N/A"},{"$error":"#N/A"},{"$error":"#N/A"},{"$error":"#N/A"},{"$error":"#N/A"},{"$error":"#N/A"},{"$error":"#N/A"},{"$error":"#N/A"}]
[null,null,null,null,null,null,null,null,null,null,null,null,null,null,null,null," ",null,null,null,null,false,null,null,{"$error":"#N/A"},{"$error":"#N/A"},{"$error":"#N/A"},{"$error":"#N/A"},{"$error":"#N/A"},{"$error":"#N/A"},{"$error":"#N/A"},{"$error":"#N/A"},{"$error":"#N/A"},{"$error":"#N/A"}]
[null,null,null,null,null,null,null,null,null,null,null,null,null,null,null,null," ",null,null,null,null,false,null,null,{"$error":"#N/A"},{"$error":"#N/A"},{"$error":"#N/A"},{"$error":"#N/A"},{"$error":"#N/A"},{"$error":"#N/A"},{"$error":"#N/A"},{"$error":"#N/A"},{"$error":"#N/A"},{"$error":"#N/A"}]
[null,null,null,null,null,null,null,null,null,null,null,null,null,null,null,null," ",null,null,null,null,false,null,null,{"$error":"#N/A"},{"$error":"#N/A"},{"$error":"#N/A"},{"$error":"#N/A"},{"$error":"#N/A"},{"$error":"#N/A"},{"$error":"#N/A"},{"$error":"#N/A"},{"$error":"#N/A"},{"$error":"#N/A"}]
[null,null,null,null,null,null,null,null,null,null,null,null,null,null,null,null," ",null,null,null,null,{"$f":"IF(ISERROR(G23500),FALSE,IF($V$9=G23500,TRUE,FALSE))","v":false},null,null,{"$error":"#N/A"},{"$error":"#N/A"},{"$error":"#N/A"},{"$error":"#N/A"},{"$error":"#N/A"},{"$error":"#N/A"},{"$error":"#N/A"},{"$error":"#N/A"},{"$error":"#N/A"},{"$error":"#N/A"}]
[null,null,null,null,null,null,null,null,null,null,null,null,null,null,null,null," ",null,null,null,null,false,null,null,{"$error":"#N/A"},{"$error":"#N/A"},{"$error":"#N/A"},{"$error":"#N/A"},{"$error":"#N/A"},{"$error":"#N/A"},{"$error":"#N/A"},{"$error":"#N/A"},{"$error":"#N/A"},{"$error":"#N/A"}]
[null,null,null,null,null,null,null,null,null,null,null,null,null,null,null,null," ",null,null,null,null,false,null,null,{"$error":"#N/A"},{"$error":"#N/A"},{"$error":"#N/A"},{"$error":"#N/A"},{"$error":"#N/A"},{"$error":"#N/A"},{"$error":"#N/A"},{"$error":"#N/A"},{"$error":"#N/A"},{"$error":"#N/A"}]
[null,null,null,null,null,null,null,null,null,null,null,null,null,null,null,null," ",null,null,null,null,false,null,null,{"$error":"#N/A"},{"$error":"#N/A"},{"$error":"#N/A"},{"$error":"#N/A"},{"$error":"#N/A"},{"$error":"#N/A"},{"$error":"#N/A"},{"$error":"#N/A"},{"$error":"#N/A"},{"$error":"#N/A"}]
[null,null,null,null,null,null,null,null,null,null,null,null,null,null,null,null," ",null,null,null,null,false,null,null,{"$error":"#N/A"},{"$error":"#N/A"},{"$error":"#N/A"},{"$error":"#N/A"},{"$error":"#N/A"},{"$error":"#N/A"},{"$error":"#N/A"},{"$error":"#N/A"},{"$error":"#N/A"},{"$error":"#N/A"}]
[null,null,null,null,null,null,null,null,null,null,null,null,null,null,null,null," ",null,null,null,null,false,null,null,{"$error":"#N/A"},{"$error":"#N/A"},{"$error":"#N/A"},{"$error":"#N/A"},{"$error":"#N/A"},{"$error":"#N/A"},{"$error":"#N/A"},{"$error":"#N/A"},{"$error":"#N/A"},{"$error":"#N/A"}]
[null,null,null,null,null,null,null,null,null,null,null,null,null,null,null,null," ",null,null,null,null,false,null,null,{"$error":"#N/A"},{"$error":"#N/A"},{"$error":"#N/A"},{"$error":"#N/A"},{"$error":"#N/A"},{"$error":"#N/A"},{"$error":"#N/A"},{"$error":"#N/A"},{"$error":"#N/A"},{"$error":"#N/A"}]
[null,null,null,null,null,null,null,null,null,null,null,null,null,null,null,null," ",null,null,null,null,false,null,null,{"$error":"#N/A"},{"$error":"#N/A"},{"$error":"#N/A"},{"$error":"#N/A"},{"$error":"#N/A"},{"$error":"#N/A"},{"$error":"#N/A"},{"$error":"#N/A"},{"$error":"#N/A"},{"$error":"#N/A"}]
[null,null,null,null,null,null,null,null,null,null,null,null,null,null,null,null," ",null,null,null,null,false,null,null,{"$error":"#N/A"},{"$error":"#N/A"},{"$error":"#N/A"},{"$error":"#N/A"},{"$error":"#N/A"},{"$error":"#N/A"},{"$error":"#N/A"},{"$error":"#N/A"},{"$error":"#N/A"},{"$error":"#N/A"}]
[null,null,null,null,null,null,null,null,null,null,null,null,null,null,null,null," ",null,null,null,null,false,null,null,{"$error":"#N/A"},{"$error":"#N/A"},{"$error":"#N/A"},{"$error":"#N/A"},{"$error":"#N/A"},{"$error":"#N/A"},{"$error":"#N/A"},{"$error":"#N/A"},{"$error":"#N/A"},{"$error":"#N/A"}]
[null,null,null,null,null,null,null,null,null,null,null,null,null,null,null,null," ",null,null,null,null,false,null,null,{"$error":"#N/A"},{"$error":"#N/A"},{"$error":"#N/A"},{"$error":"#N/A"},{"$error":"#N/A"},{"$error":"#N/A"},{"$error":"#N/A"},{"$error":"#N/A"},{"$error":"#N/A"},{"$error":"#N/A"}]
[null,null,null,null,null,null,null,null,null,null,null,null,null,null,null,null," ",null,null,null,null,false,null,null,{"$error":"#N/A"},{"$error":"#N/A"},{"$error":"#N/A"},{"$error":"#N/A"},{"$error":"#N/A"},{"$error":"#N/A"},{"$error":"#N/A"},{"$error":"#N/A"},{"$error":"#N/A"},{"$error":"#N/A"}]
[null,null,null,null,null,null,null,null,null,null,null,null,null,null,null,null,{"$f":"IF(OR(ISERROR(E23849),ISERROR(G23849)),\"  \",E23849&\" \"&G23849)","v":" "},null,null,null,null,false,null,null,{"$error":"#N/A"},{"$error":"#N/A"},{"$error":"#N/A"},{"$error":"#N/A"},{"$error":"#N/A"},{"$error":"#N/A"},{"$error":"#N/A"},{"$error":"#N/A"},{"$error":"#N/A"},{"$error":"#N/A"}]
[null,null,null,null,null,null,null,null,null,null,null,null,null,null,null,null," ",null,null,null,null,false,null,null,{"$error":"#N/A"},{"$error":"#N/A"},{"$error":"#N/A"},{"$error":"#N/A"},{"$error":"#N/A"},{"$error":"#N/A"},{"$error":"#N/A"},{"$error":"#N/A"},{"$error":"#N/A"},{"$error":"#N/A"}]
[null,null,null,null,null,null,null,null,null,null,null,null,null,null,null,null," ",null,null,null,null,false,null,null,{"$error":"#N/A"},{"$error":"#N/A"},{"$error":"#N/A"},{"$error":"#N/A"},{"$error":"#N/A"},{"$error":"#N/A"},{"$error":"#N/A"},{"$error":"#N/A"},{"$error":"#N/A"},{"$error":"#N/A"}]
[null,null,null,null,null,null,null,null,null,null,null,null,null,null,null,null," ",null,null,null,null,false,null,null,{"$error":"#N/A"},{"$error":"#N/A"},{"$error":"#N/A"},{"$error":"#N/A"},{"$error":"#N/A"},{"$error":"#N/A"},{"$error":"#N/A"},{"$error":"#N/A"},{"$error":"#N/A"},{"$error":"#N/A"}]
[null,null,null,null,null,null,null,null,null,null,null,null,null,null,null,null," ",null,null,null,null,false,null,null,{"$error":"#N/A"},{"$error":"#N/A"},{"$error":"#N/A"},{"$error":"#N/A"},{"$error":"#N/A"},{"$error":"#N/A"},{"$error":"#N/A"},{"$error":"#N/A"},{"$error":"#N/A"},{"$error":"#N/A"}]
[null,null,null,null,null,null,null,null,null,null,null,null,null,null,null,null," ",null,null,null,null,false,null,null,{"$error":"#N/A"},{"$error":"#N/A"},{"$error":"#N/A"},{"$error":"#N/A"},{"$error":"#N/A"},{"$error":"#N/A"},{"$error":"#N/A"},{"$error":"#N/A"},{"$error":"#N/A"},{"$error":"#N/A"}]
[null,null,null,null,null,null,null,null,null,null,null,null,null,null,null,null," ",null,null,null,null,false,null,null,{"$error":"#N/A"},{"$error":"#N/A"},{"$error":"#N/A"},{"$error":"#N/A"},{"$error":"#N/A"},{"$error":"#N/A"},{"$error":"#N/A"},{"$error":"#N/A"},{"$error":"#N/A"},{"$error":"#N/A"}]
[null,null,null,null,null,null,null,null,null,null,null,null,null,null,null,null," ",null,null,null,null,false,null,null,{"$f":"IF($V24053=TRUE,E24053,NA())","v":{"$error":"#N/A"}},{"$f":"IF($V24053=TRUE,F24053,NA())","v":{"$error":"#N/A"}},{"$f":"IF($V24053=TRUE,G24053,NA())","v":{"$error":"#N/A"}},{"$f":"IF($V24053=TRUE,H24053,NA())","v":{"$error":"#N/A"}},{"$f":"IF($V24053=TRUE,I24053,NA())","v":{"$error":"#N/A"}},{"$f":"IF($V24053=TRUE,J24053,NA())","v":{"$error":"#N/A"}},{"$f":"IF($V24053=TRUE,K24053,NA())","v":{"$error":"#N/A"}},{"$f":"IF($V24053=TRUE,L24053,NA())","v":{"$error":"#N/A"}},{"$f":"IF($V24053=TRUE,M24053,NA())","v":{"$error":"#N/A"}},{"$f":"IF($V24053=TRUE,N24053,NA())","v":{"$error":"#N/A"}}]
[null,null,null,null,null,null,null,null,null,null,null,null,null,null,null,null," ",null,null,null,null,false,null,null,{"$error":"#N/A"},{"$error":"#N/A"},{"$error":"#N/A"},{"$error":"#N/A"},{"$error":"#N/A"},{"$error":"#N/A"},{"$error":"#N/A"},{"$error":"#N/A"},{"$error":"#N/A"},{"$error":"#N/A"}]
[null,null,null,null,null,null,null,null,null,null,null,null,null,null,null,null," ",null,null,null,null,false,null,null,{"$error":"#N/A"},{"$error":"#N/A"},{"$error":"#N/A"},{"$error":"#N/A"},{"$error":"#N/A"},{"$error":"#N/A"},{"$error":"#N/A"},{"$error":"#N/A"},{"$error":"#N/A"},{"$error":"#N/A"}]
[null,null,null,null,null,null,null,null,null,null,null,null,null,null,null,null," ",null,null,null,null,false,null,null,{"$error":"#N/A"},{"$error":"#N/A"},{"$error":"#N/A"},{"$error":"#N/A"},{"$error":"#N/A"},{"$error":"#N/A"},{"$error":"#N/A"},{"$error":"#N/A"},{"$error":"#N/A"},{"$error":"#N/A"}]
[null,null,null,null,null,null,null,null,null,null,null,null,null,null,null,null," ",null,null,null,null,false,null,null,{"$error":"#N/A"},{"$error":"#N/A"},{"$error":"#N/A"},{"$error":"#N/A"},{"$error":"#N/A"},{"$error":"#N/A"},{"$error":"#N/A"},{"$error":"#N/A"},{"$error":"#N/A"},{"$error":"#N/A"}]
[null,null,null,null,null,null,null,null,null,null,null,null,null,null,null,null," ",null,null,null,null,false,null,null,{"$error":"#N/A"},{"$error":"#N/A"},{"$error":"#N/A"},{"$error":"#N/A"},{"$error":"#N/A"},{"$error":"#N/A"},{"$error":"#N/A"},{"$error":"#N/A"},{"$error":"#N/A"},{"$error":"#N/A"}]
[null,null,null,null,null,null,null,null,null,null,null,null,null,null,null,null," ",null,null,null,null,false,null,null,{"$error":"#N/A"},{"$error":"#N/A"},{"$error":"#N/A"},{"$error":"#N/A"},{"$error":"#N/A"},{"$error":"#N/A"},{"$error":"#N/A"},{"$error":"#N/A"},{"$error":"#N/A"},{"$error":"#N/A"}]
[null,null,null,null,null,null,null,null,null,null,null,null,null,null,null,null," ",null,null,null,null,false,null,null,{"$error":"#N/A"},{"$error":"#N/A"},{"$error":"#N/A"},{"$error":"#N/A"},{"$error":"#N/A"},{"$error":"#N/A"},{"$error":"#N/A"},{"$error":"#N/A"},{"$error":"#N/A"},{"$error":"#N/A"}]
[null,null,null,null,null,null,null,null,null,null,null,null,null,null,null,null," ",null,null,null,null,false,null,null,{"$error":"#N/A"},{"$error":"#N/A"},{"$error":"#N/A"},{"$error":"#N/A"},{"$error":"#N/A"},{"$error":"#N/A"},{"$error":"#N/A"},{"$error":"#N/A"},{"$error":"#N/A"},{"$error":"#N/A"}]
[null,null,null,null,null,null,null,null,null,null,null,null,null,null,null,null," ",null,null,null,null,false,null,null,{"$error":"#N/A"},{"$error":"#N/A"},{"$error":"#N/A"},{"$error":"#N/A"},{"$error":"#N/A"},{"$error":"#N/A"},{"$error":"#N/A"},{"$error":"#N/A"},{"$error":"#N/A"},{"$error":"#N/A"}]
[null,null,null,null,null,null,null,null,null,null,null,null,null,null,null,null," ",null,null,null,null,false,null,null,{"$error":"#N/A"},{"$error":"#N/A"},{"$error":"#N/A"},{"$error":"#N/A"},{"$error":"#N/A"},{"$error":"#N/A"},{"$error":"#N/A"},{"$error":"#N/A"},{"$error":"#N/A"},{"$error":"#N/A"}]
[null,null,null,null,null,null,null,null,null,null,null,null,null,null,null,null," ",null,null,null,null,false,null,null,{"$error":"#N/A"},{"$error":"#N/A"},{"$error":"#N/A"},{"$error":"#N/A"},{"$error":"#N/A"},{"$error":"#N/A"},{"$error":"#N/A"},{"$error":"#N/A"},{"$error":"#N/A"},{"$error":"#N/A"}]
[null,null,null,null,null,null,null,null,null,null,null,null,null,null,null,null," ",null,null,null,null,false,null,null,{"$error":"#N/A"},{"$error":"#N/A"},{"$error":"#N/A"},{"$error":"#N/A"},{"$error":"#N/A"},{"$error":"#N/A"},{"$error":"#N/A"},{"$error":"#N/A"},{"$error":"#N/A"},{"$error":"#N/A"}]
[null,null,null,null,null,null,null,null,null,null,null,null,null,null,null,null," ",null,null,null,null,false,null,null,{"$error":"#N/A"},{"$error":"#N/A"},{"$error":"#N/A"},{"$error":"#N/A"},{"$error":"#N/A"},{"$error":"#N/A"},{"$error":"#N/A"},{"$error":"#N/A"},{"$error":"#N/A"},{"$error":"#N/A"}]
[null,null,null,null,null,null,null,null,null,null,null,null,null,null,null,null," ",null,null,null,null,false,null,null,{"$error":"#N/A"},{"$error":"#N/A"},{"$error":"#N/A"},{"$error":"#N/A"},{"$error":"#N/A"},{"$error":"#N/A"},{"$error":"#N/A"},{"$error":"#N/A"},{"$error":"#N/A"},{"$error":"#N/A"}]
[null,null,null,null,null,null,null,null,null,null,null,null,null,null,null,null," ",null,null,null,null,false,null,null,{"$error":"#N/A"},{"$error":"#N/A"},{"$error":"#N/A"},{"$error":"#N/A"},{"$error":"#N/A"},{"$error":"#N/A"},{"$error":"#N/A"},{"$error":"#N/A"},{"$error":"#N/A"},{"$error":"#N/A"}]
[null,null,null,null,null,null,null,null,null,null,null,null,null,null,null,null," ",null,null,null,null,false,null,null,{"$error":"#N/A"},{"$error":"#N/A"},{"$error":"#N/A"},{"$error":"#N/A"},{"$error":"#N/A"},{"$error":"#N/A"},{"$error":"#N/A"},{"$error":"#N/A"},{"$error":"#N/A"},{"$error":"#N/A"}]
[null,null,null,null,null,null,null,null,null,null,null,null,null,null,null,null," ",null,null,null,null,false,null,null,{"$error":"#N/A"},{"$error":"#N/A"},{"$error":"#N/A"},{"$error":"#N/A"},{"$error":"#N/A"},{"$error":"#N/A"},{"$error":"#N/A"},{"$error":"#N/A"},{"$error":"#N/A"},{"$error":"#N/A"}]
[null,null,null,null,null,null,null,null,null,null,null,null,null,null,null,null," ",null,null,null,null,false,null,null,{"$error":"#N/A"},{"$error":"#N/A"},{"$error":"#N/A"},{"$error":"#N/A"},{"$error":"#N/A"},{"$error":"#N/A"},{"$error":"#N/A"},{"$error":"#N/A"},{"$error":"#N/A"},{"$error":"#N/A"}]
[null,null,null,null,null,null,null,null,null,null,null,null,null,null,null,null," ",null,null,null,null,false,null,null,{"$error":"#N/A"},{"$error":"#N/A"},{"$error":"#N/A"},{"$error":"#N/A"},{"$error":"#N/A"},{"$error":"#N/A"},{"$error":"#N/A"},{"$error":"#N/A"},{"$error":"#N/A"},{"$error":"#N/A"}]
[null,null,null,null,null,null,null,null,null,null,null,null,null,null,null,null," ",null,null,null,null,false,null,null,{"$error":"#N/A"},{"$error":"#N/A"},{"$error":"#N/A"},{"$error":"#N/A"},{"$error":"#N/A"},{"$error":"#N/A"},{"$error":"#N/A"},{"$error":"#N/A"},{"$error":"#N/A"},{"$error":"#N/A"}]
[null,null,null,null,null,null,null,null,null,null,null,null,null,null,null,null," ",null,null,null,null,false,null,null,{"$error":"#N/A"},{"$error":"#N/A"},{"$error":"#N/A"},{"$error":"#N/A"},{"$error":"#N/A"},{"$error":"#N/A"},{"$error":"#N/A"},{"$error":"#N/A"},{"$error":"#N/A"},{"$error":"#N/A"}]
[null,null,null,null,null,null,null,null,null,null,null,null,null,null,null,null," ",null,null,null,null,false,null,null,{"$error":"#N/A"},{"$error":"#N/A"},{"$error":"#N/A"},{"$error":"#N/A"},{"$error":"#N/A"},{"$error":"#N/A"},{"$error":"#N/A"},{"$error":"#N/A"},{"$error":"#N/A"},{"$error":"#N/A"}]
[null,null,null,null,null,null,null,null,null,null,null,null,null,null,null,null," ",null,null,null,null,false,null,null,{"$error":"#N/A"},{"$error":"#N/A"},{"$error":"#N/A"},{"$error":"#N/A"},{"$error":"#N/A"},{"$error":"#N/A"},{"$error":"#N/A"},{"$error":"#N/A"},{"$error":"#N/A"},{"$error":"#N/A"}]
[null,null,null,null,null,null,null,null,null,null,null,null,null,null,null,null," ",null,null,null,null,false,null,null,{"$error":"#N/A"},{"$error":"#N/A"},{"$error":"#N/A"},{"$error":"#N/A"},{"$error":"#N/A"},{"$error":"#N/A"},{"$error":"#N/A"},{"$error":"#N/A"},{"$error":"#N/A"},{"$error":"#N/A"}]
[null,null,null,null,null,null,null,null,null,null,null,null,null,null,null,null," ",null,null,null,null,false,null,null,{"$error":"#N/A"},{"$error":"#N/A"},{"$error":"#N/A"},{"$error":"#N/A"},{"$error":"#N/A"},{"$error":"#N/A"},{"$error":"#N/A"},{"$error":"#N/A"},{"$error":"#N/A"},{"$error":"#N/A"}]
[null,null,null,null,null,null,null,null,null,null,null,null,null,null,null,null," ",null,null,null,null,{"$f":"IF(ISERROR(G24780),FALSE,IF($V$9=G24780,TRUE,FALSE))","v":false},null,null,{"$error":"#N/A"},{"$error":"#N/A"},{"$error":"#N/A"},{"$error":"#N/A"},{"$error":"#N/A"},{"$error":"#N/A"},{"$error":"#N/A"},{"$error":"#N/A"},{"$error":"#N/A"},{"$error":"#N/A"}]
[null,null,null,null,null,null,null,null,null,null,null,null,null,null,null,null," ",null,null,null,null,false,null,null,{"$error":"#N/A"},{"$error":"#N/A"},{"$error":"#N/A"},{"$error":"#N/A"},{"$error":"#N/A"},{"$error":"#N/A"},{"$error":"#N/A"},{"$error":"#N/A"},{"$error":"#N/A"},{"$error":"#N/A"}]
[null,null,null,null,null,null,null,null,null,null,null,null,null,null,null,null," ",null,null,null,null,false,null,null,{"$error":"#N/A"},{"$error":"#N/A"},{"$error":"#N/A"},{"$error":"#N/A"},{"$error":"#N/A"},{"$error":"#N/A"},{"$error":"#N/A"},{"$error":"#N/A"},{"$error":"#N/A"},{"$error":"#N/A"}]
[null,null,null,null,null,null,null,null,null,null,null,null,null,null,null,null," ",null,null,null,null,false,null,null,{"$error":"#N/A"},{"$error":"#N/A"},{"$error":"#N/A"},{"$error":"#N/A"},{"$error":"#N/A"},{"$error":"#N/A"},{"$error":"#N/A"},{"$error":"#N/A"},{"$error":"#N/A"},{"$error":"#N/A"}]
[null,null,null,null,null,null,null,null,null,null,null,null,null,null,null,null," ",null,null,null,null,false,null,null,{"$error":"#N/A"},{"$error":"#N/A"},{"$error":"#N/A"},{"$error":"#N/A"},{"$error":"#N/A"},{"$error":"#N/A"},{"$error":"#N/A"},{"$error":"#N/A"},{"$error":"#N/A"},{"$error":"#N/A"}]
[null,null,null,null,null,null,null,null,null,null,null,null,null,null,null,null,{"$f":"IF(OR(ISERROR(E24937),ISERROR(G24937)),\"  \",E24937&\" \"&G24937)","v":" "},null,null,null,null,false,null,null,{"$error":"#N/A"},{"$error":"#N/A"},{"$error":"#N/A"},{"$error":"#N/A"},{"$error":"#N/A"},{"$error":"#N/A"},{"$error":"#N/A"},{"$error":"#N/A"},{"$error":"#N/A"},{"$error":"#N/A"}]
[null,null,null,null,null,null,null,null,null,null,null,null,null,null,null,null," ",null,null,null,null,false,null,null,{"$error":"#N/A"},{"$error":"#N/A"},{"$error":"#N/A"},{"$error":"#N/A"},{"$error":"#N/A"},{"$error":"#N/A"},{"$error":"#N/A"},{"$error":"#N/A"},{"$error":"#N/A"},{"$error":"#N/A"}]
[null,null,null,null,null,null,null,null,null,null,null,null,null,null,null,null," ",null,null,null,null,false,null,null,{"$error":"#N/A"},{"$error":"#N/A"},{"$error":"#N/A"},{"$error":"#N/A"},{"$error":"#N/A"},{"$error":"#N/A"},{"$error":"#N/A"},{"$error":"#N/A"},{"$error":"#N/A"},{"$error":"#N/A"}]
[null,null,null,null,null,null,null,null,null,null,null,null,null,null,null,null," ",null,null,null,null,false,null,null,{"$error":"#N/A"},{"$error":"#N/A"},{"$error":"#N/A"},{"$error":"#N/A"},{"$error":"#N/A"},{"$error":"#N/A"},{"$error":"#N/A"},{"$error":"#N/A"},{"$error":"#N/A"},{"$error":"#N/A"}]
[null,null,null,null,null,null,null,null,null,null,null,null,null,null,null,null," ",null,null,null,null,false,null,null,{"$error":"#N/A"},{"$error":"#N/A"},{"$error":"#N/A"},{"$error":"#N/A"},{"$error":"#N/A"},{"$error":"#N/A"},{"$error":"#N/A"},{"$error":"#N/A"},{"$error":"#N/A"},{"$error":"#N/A"}]
[null,null,null,null,null,null,null,null,null,null,null,null,null,null,null,null," ",null,null,null,null,false,null,null,{"$error":"#N/A"},{"$error":"#N/A"},{"$error":"#N/A"},{"$error":"#N/A"},{"$error":"#N/A"},{"$error":"#N/A"},{"$error":"#N/A"},{"$error":"#N/A"},{"$error":"#N/A"},{"$error":"#N/A"}]
[null,null,null,null,null,null,null,null,null,null,null,null,null,null,null,null," ",null,null,null,null,false,null,null,{"$error":"#N/A"},{"$error":"#N/A"},{"$error":"#N/A"},{"$error":"#N/A"},{"$error":"#N/A"},{"$error":"#N/A"},{"$error":"#N/A"},{"$error":"#N/A"},{"$error":"#N/A"},{"$error":"#N/A"}]
[null,null,null,null,null,null,null,null,null,null,null,null,null,null,null,null," ",null,null,null,null,false,null,null,{"$error":"#N/A"},{"$error":"#N/A"},{"$error":"#N/A"},{"$error":"#N/A"},{"$error":"#N/A"},{"$error":"#N/A"},{"$error":"#N/A"},{"$error":"#N/A"},{"$error":"#N/A"},{"$error":"#N/A"}]
[null,null,null,null,null,null,null,null,null,null,null,null,null,null,null,null," ",null,null,null,null,false,null,null,{"$error":"#N/A"},{"$error":"#N/A"},{"$error":"#N/A"},{"$error":"#N/A"},{"$error":"#N/A"},{"$error":"#N/A"},{"$error":"#N/A"},{"$error":"#N/A"},{"$error":"#N/A"},{"$error":"#N/A"}]
[null,null,null,null,null,null,null,null,null,null,null,null,null,null,null,null," ",null,null,null,null,false,null,null,{"$error":"#N/A"},{"$error":"#N/A"},{"$error":"#N/A"},{"$error":"#N/A"},{"$error":"#N/A"},{"$error":"#N/A"},{"$error":"#N/A"},{"$error":"#N/A"},{"$error":"#N/A"},{"$error":"#N/A"}]
[null,null,null,null,null,null,null,null,null,null,null,null,null,null,null,null," ",null,null,null,null,false,null,null,{"$error":"#N/A"},{"$error":"#N/A"},{"$error":"#N/A"},{"$error":"#N/A"},{"$error":"#N/A"},{"$error":"#N/A"},{"$error":"#N/A"},{"$error":"#N/A"},{"$error":"#N/A"},{"$error":"#N/A"}]
[null,null,null,null,null,null,null,null,null,null,null,null,null,null,null,null," ",null,null,null,null,false,null,null,{"$error":"#N/A"},{"$error":"#N/A"},{"$error":"#N/A"},{"$error":"#N/A"},{"$error":"#N/A"},{"$error":"#N/A"},{"$error":"#N/A"},{"$error":"#N/A"},{"$error":"#N/A"},{"$error":"#N/A"}]
[null,null,null,null,null,null,null,null,null,null,null,null,null,null,null,null," ",null,null,null,null,false,null,null,{"$error":"#N/A"},{"$error":"#N/A"},{"$error":"#N/A"},{"$error":"#N/A"},{"$error":"#N/A"},{"$error":"#N/A"},{"$error":"#N/A"},{"$error":"#N/A"},{"$error":"#N/A"},{"$error":"#N/A"}]
[null,null,null,null,null,null,null,null,null,null,null,null,null,null,null,null," ",null,null,null,null,false,null,null,{"$error":"#N/A"},{"$error":"#N/A"},{"$error":"#N/A"},{"$error":"#N/A"},{"$error":"#N/A"},{"$error":"#N/A"},{"$error":"#N/A"},{"$error":"#N/A"},{"$error":"#N/A"},{"$error":"#N/A"}]
[null,null,null,null,null,null,null,null,null,null,null,null,null,null,null,null," ",null,null,null,null,false,null,null,{"$error":"#N/A"},{"$error":"#N/A"},{"$error":"#N/A"},{"$error":"#N/A"},{"$error":"#N/A"},{"$error":"#N/A"},{"$error":"#N/A"},{"$error":"#N/A"},{"$error":"#N/A"},{"$error":"#N/A"}]
[null,null,null,null,null,null,null,null,null,null,null,null,null,null,null,null," ",null,null,null,null,false,null,null,{"$error":"#N/A"},{"$error":"#N/A"},{"$error":"#N/A"},{"$error":"#N/A"},{"$error":"#N/A"},{"$error":"#N/A"},{"$error":"#N/A"},{"$error":"#N/A"},{"$error":"#N/A"},{"$error":"#N/A"}]
[null,null,null,null,null,null,null,null,null,null,null,null,null,null,null,null," ",null,null,null,null,false,null,null,{"$error":"#N/A"},{"$error":"#N/A"},{"$error":"#N/A"},{"$error":"#N/A"},{"$error":"#N/A"},{"$error":"#N/A"},{"$error":"#N/A"},{"$error":"#N/A"},{"$error":"#N/A"},{"$error":"#N/A"}]
[null,null,null,null,null,null,null,null,null,null,null,null,null,null,null,null," ",null,null,null,null,false,null,null,{"$error":"#N/A"},{"$error":"#N/A"},{"$error":"#N/A"},{"$error":"#N/A"},{"$error":"#N/A"},{"$error":"#N/A"},{"$error":"#N/A"},{"$error":"#N/A"},{"$error":"#N/A"},{"$error":"#N/A"}]
[null,null,null,null,null,null,null,null,null,null,null,null,null,null,null,null," ",null,null,null,null,false,null,null,{"$error":"#N/A"},{"$error":"#N/A"},{"$error":"#N/A"},{"$error":"#N/A"},{"$error":"#N/A"},{"$error":"#N/A"},{"$error":"#N/A"},{"$error":"#N/A"},{"$error":"#N/A"},{"$error":"#N/A"}]
[null,null,null,null,null,null,null,null,null,null,null,null,null,null,null,null," ",null,null,null,null,false,null,null,{"$error":"#N/A"},{"$error":"#N/A"},{"$error":"#N/A"},{"$error":"#N/A"},{"$error":"#N/A"},{"$error":"#N/A"},{"$error":"#N/A"},{"$error":"#N/A"},{"$error":"#N/A"},{"$error":"#N/A"}]
[null,null,null,null,null,null,null,null,null,null,null,null,null,null,null,null," ",null,null,null,null,false,null,null,{"$error":"#N/A"},{"$error":"#N/A"},{"$error":"#N/A"},{"$error":"#N/A"},{"$error":"#N/A"},{"$error":"#N/A"},{"$error":"#N/A"},{"$error":"#N/A"},{"$error":"#N/A"},{"$error":"#N/A"}]
[null,null,null,null,null,null,null,null,null,null,null,null,null,null,null,null," ",null,null,null,null,false,null,null,{"$error":"#N/A"},{"$error":"#N/A"},{"$error":"#N/A"},{"$error":"#N/A"},{"$error":"#N/A"},{"$error":"#N/A"},{"$error":"#N/A"},{"$error":"#N/A"},{"$error":"#N/A"},{"$error":"#N/A"}]
[null,null,null,null,null,null,null,null,null,null,null,null,null,null,null,null," ",null,null,null,null,false,null,null,{"$error":"#N/A"},{"$error":"#N/A"},{"$error":"#N/A"},{"$error":"#N/A"},{"$error":"#N/A"},{"$error":"#N/A"},{"$error":"#N/A"},{"$error":"#N/A"},{"$error":"#N/A"},{"$error":"#N/A"}]
[null,null,null,null,null,null,null,null,null,null,null,null,null,null,null,null," ",null,null,null,null,false,null,null,{"$error":"#N/A"},{"$error":"#N/A"},{"$error":"#N/A"},{"$error":"#N/A"},{"$error":"#N/A"},{"$error":"#N/A"},{"$error":"#N/A"},{"$error":"#N/A"},{"$error":"#N/A"},{"$error":"#N/A"}]
[null,null,null,null,null,null,null,null,null,null,null,null,null,null,null,null," ",null,null,null,null,false,null,null,{"$error":"#N/A"},{"$error":"#N/A"},{"$error":"#N/A"},{"$error":"#N/A"},{"$error":"#N/A"},{"$error":"#N/A"},{"$error":"#N/A"},{"$error":"#N/A"},{"$error":"#N/A"},{"$error":"#N/A"}]
[null,null,null,null,null,null,null,null,null,null,null,null,null,null,null,null," ",null,null,null,null,false,null,null,{"$error":"#N/A"},{"$error":"#N/A"},{"$error":"#N/A"},{"$error":"#N/A"},{"$error":"#N/A"},{"$error":"#N/A"},{"$error":"#N/A"},{"$error":"#N/A"},{"$error":"#N/A"},{"$error":"#N/A"}]
[null,null,null,null,null,null,null,null,null,null,null,null,null,null,null,null," ",null,null,null,null,false,null,null,{"$error":"#N/A"},{"$error":"#N/A"},{"$error":"#N/A"},{"$error":"#N/A"},{"$error":"#N/A"},{"$error":"#N/A"},{"$error":"#N/A"},{"$error":"#N/A"},{"$error":"#N/A"},{"$error":"#N/A"}]
[null,null,null,null,null,null,null,null,null,null,null,null,null,null,null,null," ",null,null,null,null,false,null,null,{"$error":"#N/A"},{"$error":"#N/A"},{"$error":"#N/A"},{"$error":"#N/A"},{"$error":"#N/A"},{"$error":"#N/A"},{"$error":"#N/A"},{"$error":"#N/A"},{"$error":"#N/A"},{"$error":"#N/A"}]
[null,null,null,null,null,null,null,null,null,null,null,null,null,null,null,null," ",null,null,null,null,false,null,null,{"$error":"#N/A"},{"$error":"#N/A"},{"$error":"#N/A"},{"$error":"#N/A"},{"$error":"#N/A"},{"$error":"#N/A"},{"$error":"#N/A"},{"$error":"#N/A"},{"$error":"#N/A"},{"$error":"#N/A"}]
[null,null,null,null,null,null,null,null,null,null,null,null,null,null,null,null," ",null,null,null,null,false,null,null,{"$error":"#N/A"},{"$error":"#N/A"},{"$error":"#N/A"},{"$error":"#N/A"},{"$error":"#N/A"},{"$error":"#N/A"},{"$error":"#N/A"},{"$error":"#N/A"},{"$error":"#N/A"},{"$error":"#N/A"}]
[null,null,null,null,null,null,null,null,null,null,null,null,null,null,null,null," ",null,null,null,null,false,null,null,{"$error":"#N/A"},{"$error":"#N/A"},{"$error":"#N/A"},{"$error":"#N/A"},{"$error":"#N/A"},{"$error":"#N/A"},{"$error":"#N/A"},{"$error":"#N/A"},{"$error":"#N/A"},{"$error":"#N/A"}]
[null,null,null,null,null,null,null,null,null,null,null,null,null,null,null,null," ",null,null,null,null,false,null,null,{"$error":"#N/A"},{"$error":"#N/A"},{"$error":"#N/A"},{"$error":"#N/A"},{"$error":"#N/A"},{"$error":"#N/A"},{"$error":"#N/A"},{"$error":"#N/A"},{"$error":"#N/A"},{"$error":"#N/A"}]
[null,null,null,null,null,null,null,null,null,null,null,null,null,null,null,null," ",null,null,null,null,{"$f":"IF(ISERROR(G25868),FALSE,IF($V$9=G25868,TRUE,FALSE))","v":false},null,null,{"$error":"#N/A"},{"$error":"#N/A"},{"$error":"#N/A"},{"$error":"#N/A"},{"$error":"#N/A"},{"$error":"#N/A"},{"$error":"#N/A"},{"$error":"#N/A"},{"$error":"#N/A"},{"$error":"#N/A"}]
[null,null,null,null,null,null,null,null,null,null,null,null,null,null,null,null," ",null,null,null,null,false,null,null,{"$error":"#N/A"},{"$error":"#N/A"},{"$error":"#N/A"},{"$error":"#N/A"},{"$error":"#N/A"},{"$error":"#N/A"},{"$error":"#N/A"},{"$error":"#N/A"},{"$error":"#N/A"},{"$error":"#N/A"}]
[null,null,null,null,null,null,null,null,null,null,null,null,null,null,null,null," ",null,null,null,null,false,null,null,{"$error":"#N/A"},{"$error":"#N/A"},{"$error":"#N/A"},{"$error":"#N/A"},{"$error":"#N/A"},{"$error":"#N/A"},{"$error":"#N/A"},{"$error":"#N/A"},{"$error":"#N/A"},{"$error":"#N/A"}]
[null,null,null,null,null,null,null,null,null,null,null,null,null,null,null,null," ",null,null,null,null,false,null,null,{"$error":"#N/A"},{"$error":"#N/A"},{"$error":"#N/A"},{"$error":"#N/A"},{"$error":"#N/A"},{"$error":"#N/A"},{"$error":"#N/A"},{"$error":"#N/A"},{"$error":"#N/A"},{"$error":"#N/A"}]
[null,null,null,null,null,null,null,null,null,null,null,null,null,null,null,null," ",null,null,null,null,false,null,null,{"$error":"#N/A"},{"$error":"#N/A"},{"$error":"#N/A"},{"$error":"#N/A"},{"$error":"#N/A"},{"$error":"#N/A"},{"$error":"#N/A"},{"$error":"#N/A"},{"$error":"#N/A"},{"$error":"#N/A"}]
[null,null,null,null,null,null,null,null,null,null,null,null,null,null,null,null," ",null,null,null,null,false,null,null,{"$error":"#N/A"},{"$error":"#N/A"},{"$error":"#N/A"},{"$error":"#N/A"},{"$error":"#N/A"},{"$error":"#N/A"},{"$error":"#N/A"},{"$error":"#N/A"},{"$error":"#N/A"},{"$error":"#N/A"}]
[null,null,null,null,null,null,null,null,null,null,null,null,null,null,null,null," ",null,null,null,null,false,null,null,{"$error":"#N/A"},{"$error":"#N/A"},{"$error":"#N/A"},{"$error":"#N/A"},{"$error":"#N/A"},{"$error":"#N/A"},{"$error":"#N/A"},{"$error":"#N/A"},{"$error":"#N/A"},{"$error":"#N/A"}]
[null,null,null,null,null,null,null,null,null,null,null,null,null,null,null,null," ",null,null,null,null,false,null,null,{"$error":"#N/A"},{"$error":"#N/A"},{"$error":"#N/A"},{"$error":"#N/A"},{"$error":"#N/A"},{"$error":"#N/A"},{"$error":"#N/A"},{"$error":"#N/A"},{"$error":"#N/A"},{"$error":"#N/A"}]
[null,null,null,null,null,null,null,null,null,null,null,null,null,null,null,null," ",null,null,null,null,false,null,null,{"$error":"#N/A"},{"$error":"#N/A"},{"$error":"#N/A"},{"$error":"#N/A"},{"$error":"#N/A"},{"$error":"#N/A"},{"$error":"#N/A"},{"$error":"#N/A"},{"$error":"#N/A"},{"$error":"#N/A"}]
[null,null,null,null,null,null,null,null,null,null,null,null,null,null,null,null," ",null,null,null,null,false,null,null,{"$error":"#N/A"},{"$error":"#N/A"},{"$error":"#N/A"},{"$error":"#N/A"},{"$error":"#N/A"},{"$error":"#N/A"},{"$error":"#N/A"},{"$error":"#N/A"},{"$error":"#N/A"},{"$error":"#N/A"}]
[null,null,null,null,null,null,null,null,null,null,null,null,null,null,null,null," ",null,null,null,null,false,null,null,{"$error":"#N/A"},{"$error":"#N/A"},{"$error":"#N/A"},{"$error":"#N/A"},{"$error":"#N/A"},{"$error":"#N/A"},{"$error":"#N/A"},{"$error":"#N/A"},{"$error":"#N/A"},{"$error":"#N/A"}]
[null,null,null,null,null,null,null,null,null,null,null,null,null,null,null,null," ",null,null,null,null,false,null,null,{"$error":"#N/A"},{"$error":"#N/A"},{"$error":"#N/A"},{"$error":"#N/A"},{"$error":"#N/A"},{"$error":"#N/A"},{"$error":"#N/A"},{"$error":"#N/A"},{"$error":"#N/A"},{"$error":"#N/A"}]
[null,null,null,null,null,null,null,null,null,null,null,null,null,null,null,null," ",null,null,null,null,false,null,null,{"$error":"#N/A"},{"$error":"#N/A"},{"$error":"#N/A"},{"$error":"#N/A"},{"$error":"#N/A"},{"$error":"#N/A"},{"$error":"#N/A"},{"$error":"#N/A"},{"$error":"#N/A"},{"$error":"#N/A"}]
[null,null,null,null,null,null,null,null,null,null,null,null,null,null,null,null," ",null,null,null,null,false,null,null,{"$error":"#N/A"},{"$error":"#N/A"},{"$error":"#N/A"},{"$error":"#N/A"},{"$error":"#N/A"},{"$error":"#N/A"},{"$error":"#N/A"},{"$error":"#N/A"},{"$error":"#N/A"},{"$error":"#N/A"}]
[null,null,null,null,null,null,null,null,null,null,null,null,null,null,null,null," ",null,null,null,null,false,null,null,{"$error":"#N/A"},{"$error":"#N/A"},{"$error":"#N/A"},{"$error":"#N/A"},{"$error":"#N/A"},{"$error":"#N/A"},{"$error":"#N/A"},{"$error":"#N/A"},{"$error":"#N/A"},{"$error":"#N/A"}]
[null,null,null,null,null,null,null,null,null,null,null,null,null,null,null,null," ",null,null,null,null,false,null,null,{"$error":"#N/A"},{"$error":"#N/A"},{"$error":"#N/A"},{"$error":"#N/A"},{"$error":"#N/A"},{"$error":"#N/A"},{"$error":"#N/A"},{"$error":"#N/A"},{"$error":"#N/A"},{"$error":"#N/A"}]
[null,null,null,null,null,null,null,null,null,null,null,null,null,null,null,null," ",null,null,null,null,false,null,null,{"$error":"#N/A"},{"$error":"#N/A"},{"$error":"#N/A"},{"$error":"#N/A"},{"$error":"#N/A"},{"$error":"#N/A"},{"$error":"#N/A"},{"$error":"#N/A"},{"$error":"#N/A"},{"$error":"#N/A"}]
[null,null,null,null,null,null,null,null,null,null,null,null,null,null,null,null," ",null,null,null,null,false,null,null,{"$error":"#N/A"},{"$error":"#N/A"},{"$error":"#N/A"},{"$error":"#N/A"},{"$error":"#N/A"},{"$error":"#N/A"},{"$error":"#N/A"},{"$error":"#N/A"},{"$error":"#N/A"},{"$error":"#N/A"}]
[null,null,null,null,null,null,null,null,null,null,null,null,null,null,null,null," ",null,null,null,null,false,null,null,{"$error":"#N/A"},{"$error":"#N/A"},{"$error":"#N/A"},{"$error":"#N/A"},{"$error":"#N/A"},{"$error":"#N/A"},{"$error":"#N/A"},{"$error":"#N/A"},{"$error":"#N/A"},{"$error":"#N/A"}]
[null,null,null,null,null,null,null,null,null,null,null,null,null,null,null,null,{"$f":"IF(OR(ISERROR(E26409),ISERROR(G26409)),\"  \",E26409&\" \"&G26409)","v":" "},null,null,null,null,false,null,null,{"$error":"#N/A"},{"$error":"#N/A"},{"$error":"#N/A"},{"$error":"#N/A"},{"$error":"#N/A"},{"$error":"#N/A"},{"$error":"#N/A"},{"$error":"#N/A"},{"$error":"#N/A"},{"$error":"#N/A"}]
[null,null,null,null,null,null,null,null,null,null,null,null,null,null,null,null," ",null,null,null,null,false,null,null,{"$f":"IF($V26421=TRUE,E26421,NA())","v":{"$error":"#N/A"}},{"$f":"IF($V26421=TRUE,F26421,NA())","v":{"$error":"#N/A"}},{"$f":"IF($V26421=TRUE,G26421,NA())","v":{"$error":"#N/A"}},{"$f":"IF($V26421=TRUE,H26421,NA())","v":{"$error":"#N/A"}},{"$f":"IF($V26421=TRUE,I26421,NA())","v":{"$error":"#N/A"}},{"$f":"IF($V26421=TRUE,J26421,NA())","v":{"$error":"#N/A"}},{"$f":"IF($V26421=TRUE,K26421,NA())","v":{"$error":"#N/A"}},{"$f":"IF($V26421=TRUE,L26421,NA())","v":{"$error":"#N/A"}},{"$f":"IF($V26421=TRUE,M26421,NA())","v":{"$error":"#N/A"}},{"$f":"IF($V26421=TRUE,N26421,NA())","v":{"$error":"#N/A"}}]
[null,null,null,null,null,null,null,null,null,null,null,null,null,null,null,null," ",null,null,null,null,false,null,null,{"$error":"#N/A"},{"$error":"#N/A"},{"$error":"#N/A"},{"$error":"#N/A"},{"$error":"#N/A"},{"$error":"#N/A"},{"$error":"#N/A"},{"$error":"#N/A"},{"$error":"#N/A"},{"$error":"#N/A"}]
[null,null,null,null,null,null,null,null,null,null,null,null,null,null,null,null," ",null,null,null,null,false,null,null,{"$error":"#N/A"},{"$error":"#N/A"},{"$error":"#N/A"},{"$error":"#N/A"},{"$error":"#N/A"},{"$error":"#N/A"},{"$error":"#N/A"},{"$error":"#N/A"},{"$error":"#N/A"},{"$error":"#N/A"}]
[null,null,null,null,null,null,null,null,null,null,null,null,null,null,null,null," ",null,null,null,null,false,null,null,{"$error":"#N/A"},{"$error":"#N/A"},{"$error":"#N/A"},{"$error":"#N/A"},{"$error":"#N/A"},{"$error":"#N/A"},{"$error":"#N/A"},{"$error":"#N/A"},{"$error":"#N/A"},{"$error":"#N/A"}]
[null,null,null,null,null,null,null,null,null,null,null,null,null,null,null,null," ",null,null,null,null,false,null,null,{"$error":"#N/A"},{"$error":"#N/A"},{"$error":"#N/A"},{"$error":"#N/A"},{"$error":"#N/A"},{"$error":"#N/A"},{"$error":"#N/A"},{"$error":"#N/A"},{"$error":"#N/A"},{"$error":"#N/A"}]
[null,null,null,null,null,null,null,null,null,null,null,null,null,null,null,null," ",null,null,null,null,false,null,null,{"$error":"#N/A"},{"$error":"#N/A"},{"$error":"#N/A"},{"$error":"#N/A"},{"$error":"#N/A"},{"$error":"#N/A"},{"$error":"#N/A"},{"$error":"#N/A"},{"$error":"#N/A"},{"$error":"#N/A"}]
[null,null,null,null,null,null,null,null,null,null,null,null,null,null,null,null," ",null,null,null,null,false,null,null,{"$error":"#N/A"},{"$error":"#N/A"},{"$error":"#N/A"},{"$error":"#N/A"},{"$error":"#N/A"},{"$error":"#N/A"},{"$error":"#N/A"},{"$error":"#N/A"},{"$error":"#N/A"},{"$error":"#N/A"}]
[null,null,null,null,null,null,null,null,null,null,null,null,null,null,null,null," ",null,null,null,null,false,null,null,{"$error":"#N/A"},{"$error":"#N/A"},{"$error":"#N/A"},{"$error":"#N/A"},{"$error":"#N/A"},{"$error":"#N/A"},{"$error":"#N/A"},{"$error":"#N/A"},{"$error":"#N/A"},{"$error":"#N/A"}]
[null,null,null,null,null,null,null,null,null,null,null,null,null,null,null,null," ",null,null,null,null,false,null,null,{"$error":"#N/A"},{"$error":"#N/A"},{"$error":"#N/A"},{"$error":"#N/A"},{"$error":"#N/A"},{"$error":"#N/A"},{"$error":"#N/A"},{"$error":"#N/A"},{"$error":"#N/A"},{"$error":"#N/A"}]
[null,null,null,null,null,null,null,null,null,null,null,null,null,null,null,null," ",null,null,null,null,false,null,null,{"$error":"#N/A"},{"$error":"#N/A"},{"$error":"#N/A"},{"$error":"#N/A"},{"$error":"#N/A"},{"$error":"#N/A"},{"$error":"#N/A"},{"$error":"#N/A"},{"$error":"#N/A"},{"$error":"#N/A"}]
[null,null,null,null,null,null,null,null,null,null,null,null,null,null,null,null," ",null,null,null,null,false,null,null,{"$error":"#N/A"},{"$error":"#N/A"},{"$error":"#N/A"},{"$error":"#N/A"},{"$error":"#N/A"},{"$error":"#N/A"},{"$error":"#N/A"},{"$error":"#N/A"},{"$error":"#N/A"},{"$error":"#N/A"}]
[null,null,null,null,null,null,null,null,null,null,null,null,null,null,null,null," ",null,null,null,null,false,null,null,{"$error":"#N/A"},{"$error":"#N/A"},{"$error":"#N/A"},{"$error":"#N/A"},{"$error":"#N/A"},{"$error":"#N/A"},{"$error":"#N/A"},{"$error":"#N/A"},{"$error":"#N/A"},{"$error":"#N/A"}]
[null,null,null,null,null,null,null,null,null,null,null,null,null,null,null,null," ",null,null,null,null,false,null,null,{"$error":"#N/A"},{"$error":"#N/A"},{"$error":"#N/A"},{"$error":"#N/A"},{"$error":"#N/A"},{"$error":"#N/A"},{"$error":"#N/A"},{"$error":"#N/A"},{"$error":"#N/A"},{"$error":"#N/A"}]
[null,null,null,null,null,null,null,null,null,null,null,null,null,null,null,null," ",null,null,null,null,false,null,null,{"$error":"#N/A"},{"$error":"#N/A"},{"$error":"#N/A"},{"$error":"#N/A"},{"$error":"#N/A"},{"$error":"#N/A"},{"$error":"#N/A"},{"$error":"#N/A"},{"$error":"#N/A"},{"$error":"#N/A"}]
[null,null,null,null,null,null,null,null,null,null,null,null,null,null,null,null," ",null,null,null,null,false,null,null,{"$error":"#N/A"},{"$error":"#N/A"},{"$error":"#N/A"},{"$error":"#N/A"},{"$error":"#N/A"},{"$error":"#N/A"},{"$error":"#N/A"},{"$error":"#N/A"},{"$error":"#N/A"},{"$error":"#N/A"}]
[null,null,null,null,null,null,null,null,null,null,null,null,null,null,null,null," ",null,null,null,null,false,null,null,{"$error":"#N/A"},{"$error":"#N/A"},{"$error":"#N/A"},{"$error":"#N/A"},{"$error":"#N/A"},{"$error":"#N/A"},{"$error":"#N/A"},{"$error":"#N/A"},{"$error":"#N/A"},{"$error":"#N/A"}]
[null,null,null,null,null,null,null,null,null,null,null,null,null,null,null,null," ",null,null,null,null,false,null,null,{"$error":"#N/A"},{"$error":"#N/A"},{"$error":"#N/A"},{"$error":"#N/A"},{"$error":"#N/A"},{"$error":"#N/A"},{"$error":"#N/A"},{"$error":"#N/A"},{"$error":"#N/A"},{"$error":"#N/A"}]
[null,null,null,null,null,null,null,null,null,null,null,null,null,null,null,null," ",null,null,null,null,false,null,null,{"$error":"#N/A"},{"$error":"#N/A"},{"$error":"#N/A"},{"$error":"#N/A"},{"$error":"#N/A"},{"$error":"#N/A"},{"$error":"#N/A"},{"$error":"#N/A"},{"$error":"#N/A"},{"$error":"#N/A"}]
[null,null,null,null,null,null,null,null,null,null,null,null,null,null,null,null," ",null,null,null,null,false,null,null,{"$error":"#N/A"},{"$error":"#N/A"},{"$error":"#N/A"},{"$error":"#N/A"},{"$error":"#N/A"},{"$error":"#N/A"},{"$error":"#N/A"},{"$error":"#N/A"},{"$error":"#N/A"},{"$error":"#N/A"}]
[null,null,null,null,null,null,null,null,null,null,null,null,null,null,null,null," ",null,null,null,null,false,null,null,{"$error":"#N/A"},{"$error":"#N/A"},{"$error":"#N/A"},{"$error":"#N/A"},{"$error":"#N/A"},{"$error":"#N/A"},{"$error":"#N/A"},{"$error":"#N/A"},{"$error":"#N/A"},{"$error":"#N/A"}]
[null,null,null,null,null,null,null,null,null,null,null,null,null,null,null,null," ",null,null,null,null,false,null,null,{"$error":"#N/A"},{"$error":"#N/A"},{"$error":"#N/A"},{"$error":"#N/A"},{"$error":"#N/A"},{"$error":"#N/A"},{"$error":"#N/A"},{"$error":"#N/A"},{"$error":"#N/A"},{"$error":"#N/A"}]
[null,null,null,null,null,null,null,null,null,null,null,null,null,null,null,null," ",null,null,null,null,false,null,null,{"$error":"#N/A"},{"$error":"#N/A"},{"$error":"#N/A"},{"$error":"#N/A"},{"$error":"#N/A"},{"$error":"#N/A"},{"$error":"#N/A"},{"$error":"#N/A"},{"$error":"#N/A"},{"$error":"#N/A"}]
[null,null,null,null,null,null,null,null,null,null,null,null,null,null,null,null," ",null,null,null,null,false,null,null,{"$error":"#N/A"},{"$error":"#N/A"},{"$error":"#N/A"},{"$error":"#N/A"},{"$error":"#N/A"},{"$error":"#N/A"},{"$error":"#N/A"},{"$error":"#N/A"},{"$error":"#N/A"},{"$error":"#N/A"}]
[null,null,null,null,null,null,null,null,null,null,null,null,null,null,null,null," ",null,null,null,null,false,null,null,{"$error":"#N/A"},{"$error":"#N/A"},{"$error":"#N/A"},{"$error":"#N/A"},{"$error":"#N/A"},{"$error":"#N/A"},{"$error":"#N/A"},{"$error":"#N/A"},{"$error":"#N/A"},{"$error":"#N/A"}]
[null,null,null,null,null,null,null,null,null,null,null,null,null,null,null,null," ",null,null,null,null,false,null,null,{"$error":"#N/A"},{"$error":"#N/A"},{"$error":"#N/A"},{"$error":"#N/A"},{"$error":"#N/A"},{"$error":"#N/A"},{"$error":"#N/A"},{"$error":"#N/A"},{"$error":"#N/A"},{"$error":"#N/A"}]
[null,null,null,null,null,null,null,null,null,null,null,null,null,null,null,null," ",null,null,null,null,false,null,null,{"$error":"#N/A"},{"$error":"#N/A"},{"$error":"#N/A"},{"$error":"#N/A"},{"$error":"#N/A"},{"$error":"#N/A"},{"$error":"#N/A"},{"$error":"#N/A"},{"$error":"#N/A"},{"$error":"#N/A"}]
[null,null,null,null,null,null,null,null,null,null,null,null,null,null,null,null," ",null,null,null,null,false,null,null,{"$error":"#N/A"},{"$error":"#N/A"},{"$error":"#N/A"},{"$error":"#N/A"},{"$error":"#N/A"},{"$error":"#N/A"},{"$error":"#N/A"},{"$error":"#N/A"},{"$error":"#N/A"},{"$error":"#N/A"}]
[null,null,null,null,null,null,null,null,null,null,null,null,null,null,null,null," ",null,null,null,null,false,null,null,{"$error":"#N/A"},{"$error":"#N/A"},{"$error":"#N/A"},{"$error":"#N/A"},{"$error":"#N/A"},{"$error":"#N/A"},{"$error":"#N/A"},{"$error":"#N/A"},{"$error":"#N/A"},{"$error":"#N/A"}]
[null,null,null,null,null,null,null,null,null,null,null,null,null,null,null,null," ",null,null,null,null,false,null,null,{"$error":"#N/A"},{"$error":"#N/A"},{"$error":"#N/A"},{"$error":"#N/A"},{"$error":"#N/A"},{"$error":"#N/A"},{"$error":"#N/A"},{"$error":"#N/A"},{"$error":"#N/A"},{"$error":"#N/A"}]
[null,null,null,null,null,null,null,null,null,null,null,null,null,null,null,null," ",null,null,null,null,false,null,null,{"$error":"#N/A"},{"$error":"#N/A"},{"$error":"#N/A"},{"$error":"#N/A"},{"$error":"#N/A"},{"$error":"#N/A"},{"$error":"#N/A"},{"$error":"#N/A"},{"$error":"#N/A"},{"$error":"#N/A"}]
[null,null,null,null,null,null,null,null,null,null,null,null,null,null,null,null," ",null,null,null,null,false,null,null,{"$error":"#N/A"},{"$error":"#N/A"},{"$error":"#N/A"},{"$error":"#N/A"},{"$error":"#N/A"},{"$error":"#N/A"},{"$error":"#N/A"},{"$error":"#N/A"},{"$error":"#N/A"},{"$error":"#N/A"}]
[null,null,null,null,null,null,null,null,null,null,null,null,null,null,null,null," ",null,null,null,null,false,null,null,{"$error":"#N/A"},{"$error":"#N/A"},{"$error":"#N/A"},{"$error":"#N/A"},{"$error":"#N/A"},{"$error":"#N/A"},{"$error":"#N/A"},{"$error":"#N/A"},{"$error":"#N/A"},{"$error":"#N/A"}]
[null,null,null,null,null,null,null,null,null,null,null,null,null,null,null,null," ",null,null,null,null,false,null,null,{"$error":"#N/A"},{"$error":"#N/A"},{"$error":"#N/A"},{"$error":"#N/A"},{"$error":"#N/A"},{"$error":"#N/A"},{"$error":"#N/A"},{"$error":"#N/A"},{"$error":"#N/A"},{"$error":"#N/A"}]
[null,null,null,null,null,null,null,null,null,null,null,null,null,null,null,null," ",null,null,null,null,false,null,null,{"$error":"#N/A"},{"$error":"#N/A"},{"$error":"#N/A"},{"$error":"#N/A"},{"$error":"#N/A"},{"$error":"#N/A"},{"$error":"#N/A"},{"$error":"#N/A"},{"$error":"#N/A"},{"$error":"#N/A"}]
[null,null,null,null,null,null,null,null,null,null,null,null,null,null,null,null," ",null,null,null,null,false,null,null,{"$error":"#N/A"},{"$error":"#N/A"},{"$error":"#N/A"},{"$error":"#N/A"},{"$error":"#N/A"},{"$error":"#N/A"},{"$error":"#N/A"},{"$error":"#N/A"},{"$error":"#N/A"},{"$error":"#N/A"}]
[null,null,null,null,null,null,null,null,null,null,null,null,null,null,null,null," ",null,null,null,null,false,null,null,{"$error":"#N/A"},{"$error":"#N/A"},{"$error":"#N/A"},{"$error":"#N/A"},{"$error":"#N/A"},{"$error":"#N/A"},{"$error":"#N/A"},{"$error":"#N/A"},{"$error":"#N/A"},{"$error":"#N/A"}]
[null,null,null,null,null,null,null,null,null,null,null,null,null,null,null,null," ",null,null,null,null,false,null,null,{"$error":"#N/A"},{"$error":"#N/A"},{"$error":"#N/A"},{"$error":"#N/A"},{"$error":"#N/A"},{"$error":"#N/A"},{"$error":"#N/A"},{"$error":"#N/A"},{"$error":"#N/A"},{"$error":"#N/A"}]
[null,null,null,null,null,null,null,null,null,null,null,null,null,null,null,null," ",null,null,null,null,false,null,null,{"$error":"#N/A"},{"$error":"#N/A"},{"$error":"#N/A"},{"$error":"#N/A"},{"$error":"#N/A"},{"$error":"#N/A"},{"$error":"#N/A"},{"$error":"#N/A"},{"$error":"#N/A"},{"$error":"#N/A"}]
[null,null,null,null,null,null,null,null,null,null,null,null,null,null,null,null," ",null,null,null,null,false,null,null,{"$error":"#N/A"},{"$error":"#N/A"},{"$error":"#N/A"},{"$error":"#N/A"},{"$error":"#N/A"},{"$error":"#N/A"},{"$error":"#N/A"},{"$error":"#N/A"},{"$error":"#N/A"},{"$error":"#N/A"}]
[null,null,null,null,null,null,null,null,null,null,null,null,null,null,null,null," ",null,null,null,null,false,null,null,{"$error":"#N/A"},{"$error":"#N/A"},{"$error":"#N/A"},{"$error":"#N/A"},{"$error":"#N/A"},{"$error":"#N/A"},{"$error":"#N/A"},{"$error":"#N/A"},{"$error":"#N/A"},{"$error":"#N/A"}]
[null,null,null,null,null,null,null,null,null,null,null,null,null,null,null,null," ",null,null,null,null,false,null,null,{"$error":"#N/A"},{"$error":"#N/A"},{"$error":"#N/A"},{"$error":"#N/A"},{"$error":"#N/A"},{"$error":"#N/A"},{"$error":"#N/A"},{"$error":"#N/A"},{"$error":"#N/A"},{"$error":"#N/A"}]
[null,null,null,null,null,null,null,null,null,null,null,null,null,null,null,null," ",null,null,null,null,false,null,null,{"$error":"#N/A"},{"$error":"#N/A"},{"$error":"#N/A"},{"$error":"#N/A"},{"$error":"#N/A"},{"$error":"#N/A"},{"$error":"#N/A"},{"$error":"#N/A"},{"$error":"#N/A"},{"$error":"#N/A"}]
[null,null,null,null,null,null,null,null,null,null,null,null,null,null,null,null," ",null,null,null,null,false,null,null,{"$error":"#N/A"},{"$error":"#N/A"},{"$error":"#N/A"},{"$error":"#N/A"},{"$error":"#N/A"},{"$error":"#N/A"},{"$error":"#N/A"},{"$error":"#N/A"},{"$error":"#N/A"},{"$error":"#N/A"}]
[null,null,null,null,null,null,null,null,null,null,null,null,null,null,null,null," ",null,null,null,null,false,null,null,{"$error":"#N/A"},{"$error":"#N/A"},{"$error":"#N/A"},{"$error":"#N/A"},{"$error":"#N/A"},{"$error":"#N/A"},{"$error":"#N/A"},{"$error":"#N/A"},{"$error":"#N/A"},{"$error":"#N/A"}]
[null,null,null,null,null,null,null,null,null,null,null,null,null,null,null,null," ",null,null,null,null,false,null,null,{"$error":"#N/A"},{"$error":"#N/A"},{"$error":"#N/A"},{"$error":"#N/A"},{"$error":"#N/A"},{"$error":"#N/A"},{"$error":"#N/A"},{"$error":"#N/A"},{"$error":"#N/A"},{"$error":"#N/A"}]
[null,null,null,null,null,null,null,null,null,null,null,null,null,null,null,null," ",null,null,null,null,false,null,null,{"$error":"#N/A"},{"$error":"#N/A"},{"$error":"#N/A"},{"$error":"#N/A"},{"$error":"#N/A"},{"$error":"#N/A"},{"$error":"#N/A"},{"$error":"#N/A"},{"$error":"#N/A"},{"$error":"#N/A"}]
[null,null,null,null,null,null,null,null,null,null,null,null,null,null,null,null," ",null,null,null,null,false,null,null,{"$error":"#N/A"},{"$error":"#N/A"},{"$error":"#N/A"},{"$error":"#N/A"},{"$error":"#N/A"},{"$error":"#N/A"},{"$error":"#N/A"},{"$error":"#N/A"},{"$error":"#N/A"},{"$error":"#N/A"}]
[null,null,null,null,null,null,null,null,null,null,null,null,null,null,null,null," ",null,null,null,null,false,null,null,{"$error":"#N/A"},{"$error":"#N/A"},{"$error":"#N/A"},{"$error":"#N/A"},{"$error":"#N/A"},{"$error":"#N/A"},{"$error":"#N/A"},{"$error":"#N/A"},{"$error":"#N/A"},{"$error":"#N/A"}]
[null,null,null,null,null,null,null,null,null,null,null,null,null,null,null,null," ",null,null,null,null,false,null,null,{"$error":"#N/A"},{"$error":"#N/A"},{"$error":"#N/A"},{"$error":"#N/A"},{"$error":"#N/A"},{"$error":"#N/A"},{"$error":"#N/A"},{"$error":"#N/A"},{"$error":"#N/A"},{"$error":"#N/A"}]
[null,null,null,null,null,null,null,null,null,null,null,null,null,null,null,null," ",null,null,null,null,false,null,null,{"$error":"#N/A"},{"$error":"#N/A"},{"$error":"#N/A"},{"$error":"#N/A"},{"$error":"#N/A"},{"$error":"#N/A"},{"$error":"#N/A"},{"$error":"#N/A"},{"$error":"#N/A"},{"$error":"#N/A"}]
[null,null,null,null,null,null,null,null,null,null,null,null,null,null,null,null," ",null,null,null,null,false,null,null,{"$error":"#N/A"},{"$error":"#N/A"},{"$error":"#N/A"},{"$error":"#N/A"},{"$error":"#N/A"},{"$error":"#N/A"},{"$error":"#N/A"},{"$error":"#N/A"},{"$error":"#N/A"},{"$error":"#N/A"}]
[null,null,null,null,null,null,null,null,null,null,null,null,null,null,null,null," ",null,null,null,null,false,null,null,{"$error":"#N/A"},{"$error":"#N/A"},{"$error":"#N/A"},{"$error":"#N/A"},{"$error":"#N/A"},{"$error":"#N/A"},{"$error":"#N/A"},{"$error":"#N/A"},{"$error":"#N/A"},{"$error":"#N/A"}]
[null,null,null,null,null,null,null,null,null,null,null,null,null,null,null,null," ",null,null,null,null,false,null,null,{"$error":"#N/A"},{"$error":"#N/A"},{"$error":"#N/A"},{"$error":"#N/A"},{"$error":"#N/A"},{"$error":"#N/A"},{"$error":"#N/A"},{"$error":"#N/A"},{"$error":"#N/A"},{"$error":"#N/A"}]
[null,null,null,null,null,null,null,null,null,null,null,null,null,null,null,null," ",null,null,null,null,false,null,null,{"$error":"#N/A"},{"$error":"#N/A"},{"$error":"#N/A"},{"$error":"#N/A"},{"$error":"#N/A"},{"$error":"#N/A"},{"$error":"#N/A"},{"$error":"#N/A"},{"$error":"#N/A"},{"$error":"#N/A"}]
[null,null,null,null,null,null,null,null,null,null,null,null,null,null,null,null," ",null,null,null,null,false,null,null,{"$error":"#N/A"},{"$error":"#N/A"},{"$error":"#N/A"},{"$error":"#N/A"},{"$error":"#N/A"},{"$error":"#N/A"},{"$error":"#N/A"},{"$error":"#N/A"},{"$error":"#N/A"},{"$error":"#N/A"}]
[null,null,null,null,null,null,null,null,null,null,null,null,null,null,null,null," ",null,null,null,null,false,null,null,{"$error":"#N/A"},{"$error":"#N/A"},{"$error":"#N/A"},{"$error":"#N/A"},{"$error":"#N/A"},{"$error":"#N/A"},{"$error":"#N/A"},{"$error":"#N/A"},{"$error":"#N/A"},{"$error":"#N/A"}]
[null,null,null,null,null,null,null,null,null,null,null,null,null,null,null,null," ",null,null,null,null,false,null,null,{"$error":"#N/A"},{"$error":"#N/A"},{"$error":"#N/A"},{"$error":"#N/A"},{"$error":"#N/A"},{"$error":"#N/A"},{"$error":"#N/A"},{"$error":"#N/A"},{"$error":"#N/A"},{"$error":"#N/A"}]
[null,null,null,null,null,null,null,null,null,null,null,null,null,null,null,null," ",null,null,null,null,false,null,null,{"$error":"#N/A"},{"$error":"#N/A"},{"$error":"#N/A"},{"$error":"#N/A"},{"$error":"#N/A"},{"$error":"#N/A"},{"$error":"#N/A"},{"$error":"#N/A"},{"$error":"#N/A"},{"$error":"#N/A"}]
[null,null,null,null,null,null,null,null,null,null,null,null,null,null,null,null," ",null,null,null,null,false,null,null,{"$error":"#N/A"},{"$error":"#N/A"},{"$error":"#N/A"},{"$error":"#N/A"},{"$error":"#N/A"},{"$error":"#N/A"},{"$error":"#N/A"},{"$error":"#N/A"},{"$error":"#N/A"},{"$error":"#N/A"}]
[null,null,null,null,null,null,null,null,null,null,null,null,null,null,null,null," ",null,null,null,null,false,null,null,{"$error":"#N/A"},{"$error":"#N/A"},{"$error":"#N/A"},{"$error":"#N/A"},{"$error":"#N/A"},{"$error":"#N/A"},{"$error":"#N/A"},{"$error":"#N/A"},{"$error":"#N/A"},{"$error":"#N/A"}]
[null,null,null,null,null,null,null,null,null,null,null,null,null,null,null,null," ",null,null,null,null,false,null,null,{"$error":"#N/A"},{"$error":"#N/A"},{"$error":"#N/A"},{"$error":"#N/A"},{"$error":"#N/A"},{"$error":"#N/A"},{"$error":"#N/A"},{"$error":"#N/A"},{"$error":"#N/A"},{"$error":"#N/A"}]
[null,null,null,null,null,null,null,null,null,null,null,null,null,null,null,null," ",null,null,null,null,{"$f":"IF(ISERROR(G28172),FALSE,IF($V$9=G28172,TRUE,FALSE))","v":false},null,null,{"$error":"#N/A"},{"$error":"#N/A"},{"$error":"#N/A"},{"$error":"#N/A"},{"$error":"#N/A"},{"$error":"#N/A"},{"$error":"#N/A"},{"$error":"#N/A"},{"$error":"#N/A"},{"$error":"#N/A"}]
[null,null,null,null,null,null,null,null,null,null,null,null,null,null,null,null," ",null,null,null,null,false,null,null,{"$error":"#N/A"},{"$error":"#N/A"},{"$error":"#N/A"},{"$error":"#N/A"},{"$error":"#N/A"},{"$error":"#N/A"},{"$error":"#N/A"},{"$error":"#N/A"},{"$error":"#N/A"},{"$error":"#N/A"}]
[null,null,null,null,null,null,null,null,null,null,null,null,null,null,null,null," ",null,null,null,null,false,null,null,{"$error":"#N/A"},{"$error":"#N/A"},{"$error":"#N/A"},{"$error":"#N/A"},{"$error":"#N/A"},{"$error":"#N/A"},{"$error":"#N/A"},{"$error":"#N/A"},{"$error":"#N/A"},{"$error":"#N/A"}]
[null,null,null,null,null,null,null,null,null,null,null,null,null,null,null,null," ",null,null,null,null,false,null,null,{"$error":"#N/A"},{"$error":"#N/A"},{"$error":"#N/A"},{"$error":"#N/A"},{"$error":"#N/A"},{"$error":"#N/A"},{"$error":"#N/A"},{"$error":"#N/A"},{"$error":"#N/A"},{"$error":"#N/A"}]
[null,null,null,null,null,null,null,null,null,null,null,null,null,null,null,null," ",null,null,null,null,false,null,null,{"$error":"#N/A"},{"$error":"#N/A"},{"$error":"#N/A"},{"$error":"#N/A"},{"$error":"#N/A"},{"$error":"#N/A"},{"$error":"#N/A"},{"$error":"#N/A"},{"$error":"#N/A"},{"$error":"#N/A"}]
[null,null,null,null,null,null,null,null,null,null,null,null,null,null,null,null,{"$f":"IF(OR(ISERROR(E28329),ISERROR(G28329)),\"  \",E28329&\" \"&G28329)","v":" "},null,null,null,null,false,null,null,{"$error":"#N/A"},{"$error":"#N/A"},{"$error":"#N/A"},{"$error":"#N/A"},{"$error":"#N/A"},{"$error":"#N/A"},{"$error":"#N/A"},{"$error":"#N/A"},{"$error":"#N/A"},{"$error":"#N/A"}]
[null,null,null,null,null,null,null,null,null,null,null,null,null,null,null,null," ",null,null,null,null,false,null,null,{"$error":"#N/A"},{"$error":"#N/A"},{"$error":"#N/A"},{"$error":"#N/A"},{"$error":"#N/A"},{"$error":"#N/A"},{"$error":"#N/A"},{"$error":"#N/A"},{"$error":"#N/A"},{"$error":"#N/A"}]
[null,null,null,null,null,null,null,null,null,null,null,null,null,null,null,null," ",null,null,null,null,false,null,null,{"$error":"#N/A"},{"$error":"#N/A"},{"$error":"#N/A"},{"$error":"#N/A"},{"$error":"#N/A"},{"$error":"#N/A"},{"$error":"#N/A"},{"$error":"#N/A"},{"$error":"#N/A"},{"$error":"#N/A"}]
[null,null,null,null,null,null,null,null,null,null,null,null,null,null,null,null," ",null,null,null,null,false,null,null,{"$error":"#N/A"},{"$error":"#N/A"},{"$error":"#N/A"},{"$error":"#N/A"},{"$error":"#N/A"},{"$error":"#N/A"},{"$error":"#N/A"},{"$error":"#N/A"},{"$error":"#N/A"},{"$error":"#N/A"}]
[null,null,null,null,null,null,null,null,null,null,null,null,null,null,null,null," ",null,null,null,null,false,null,null,{"$error":"#N/A"},{"$error":"#N/A"},{"$error":"#N/A"},{"$error":"#N/A"},{"$error":"#N/A"},{"$error":"#N/A"},{"$error":"#N/A"},{"$error":"#N/A"},{"$error":"#N/A"},{"$error":"#N/A"}]
[null,null,null,null,null,null,null,null,null,null,null,null,null,null,null,null," ",null,null,null,null,false,null,null,{"$error":"#N/A"},{"$error":"#N/A"},{"$error":"#N/A"},{"$error":"#N/A"},{"$error":"#N/A"},{"$error":"#N/A"},{"$error":"#N/A"},{"$error":"#N/A"},{"$error":"#N/A"},{"$error":"#N/A"}]
[null,null,null,null,null,null,null,null,null,null,null,null,null,null,null,null," ",null,null,null,null,false,null,null,{"$error":"#N/A"},{"$error":"#N/A"},{"$error":"#N/A"},{"$error":"#N/A"},{"$error":"#N/A"},{"$error":"#N/A"},{"$error":"#N/A"},{"$error":"#N/A"},{"$error":"#N/A"},{"$error":"#N/A"}]
[null,null,null,null,null,null,null,null,null,null,null,null,null,null,null,null," ",null,null,null,null,false,null,null,{"$error":"#N/A"},{"$error":"#N/A"},{"$error":"#N/A"},{"$error":"#N/A"},{"$error":"#N/A"},{"$error":"#N/A"},{"$error":"#N/A"},{"$error":"#N/A"},{"$error":"#N/A"},{"$error":"#N/A"}]
[null,null,null,null,null,null,null,null,null,null,null,null,null,null,null,null," ",null,null,null,null,false,null,null,{"$error":"#N/A"},{"$error":"#N/A"},{"$error":"#N/A"},{"$error":"#N/A"},{"$error":"#N/A"},{"$error":"#N/A"},{"$error":"#N/A"},{"$error":"#N/A"},{"$error":"#N/A"},{"$error":"#N/A"}]
[null,null,null,null,null,null,null,null,null,null,null,null,null,null,null,null," ",null,null,null,null,false,null,null,{"$error":"#N/A"},{"$error":"#N/A"},{"$error":"#N/A"},{"$error":"#N/A"},{"$error":"#N/A"},{"$error":"#N/A"},{"$error":"#N/A"},{"$error":"#N/A"},{"$error":"#N/A"},{"$error":"#N/A"}]
[null,null,null,null,null,null,null,null,null,null,null,null,null,null,null,null," ",null,null,null,null,false,null,null,{"$error":"#N/A"},{"$error":"#N/A"},{"$error":"#N/A"},{"$error":"#N/A"},{"$error":"#N/A"},{"$error":"#N/A"},{"$error":"#N/A"},{"$error":"#N/A"},{"$error":"#N/A"},{"$error":"#N/A"}]
[null,null,null,null,null,null,null,null,null,null,null,null,null,null,null,null," ",null,null,null,null,false,null,null,{"$error":"#N/A"},{"$error":"#N/A"},{"$error":"#N/A"},{"$error":"#N/A"},{"$error":"#N/A"},{"$error":"#N/A"},{"$error":"#N/A"},{"$error":"#N/A"},{"$error":"#N/A"},{"$error":"#N/A"}]
[null,null,null,null,null,null,null,null,null,null,null,null,null,null,null,null," ",null,null,null,null,false,null,null,{"$error":"#N/A"},{"$error":"#N/A"},{"$error":"#N/A"},{"$error":"#N/A"},{"$error":"#N/A"},{"$error":"#N/A"},{"$error":"#N/A"},{"$error":"#N/A"},{"$error":"#N/A"},{"$error":"#N/A"}]
[null,null,null,null,null,null,null,null,null,null,null,null,null,null,null,null,{"$f":"IF(OR(ISERROR(E28713),ISERROR(G28713)),\"  \",E28713&\" \"&G28713)","v":" "},null,null,null,null,false,null,null,{"$error":"#N/A"},{"$error":"#N/A"},{"$error":"#N/A"},{"$error":"#N/A"},{"$error":"#N/A"},{"$error":"#N/A"},{"$error":"#N/A"},{"$error":"#N/A"},{"$error":"#N/A"},{"$error":"#N/A"}]
[null,null,null,null,null,null,null,null,null,null,null,null,null,null,null,null," ",null,null,null,null,false,null,null,{"$error":"#N/A"},{"$error":"#N/A"},{"$error":"#N/A"},{"$error":"#N/A"},{"$error":"#N/A"},{"$error":"#N/A"},{"$error":"#N/A"},{"$error":"#N/A"},{"$error":"#N/A"},{"$error":"#N/A"}]
[null,null,null,null,null,null,null,null,null,null,null,null,null,null,null,null," ",null,null,null,null,false,null,null,{"$error":"#N/A"},{"$error":"#N/A"},{"$error":"#N/A"},{"$error":"#N/A"},{"$error":"#N/A"},{"$error":"#N/A"},{"$error":"#N/A"},{"$error":"#N/A"},{"$error":"#N/A"},{"$error":"#N/A"}]
[null,null,null,null,null,null,null,null,null,null,null,null,null,null,null,null," ",null,null,null,null,false,null,null,{"$error":"#N/A"},{"$error":"#N/A"},{"$error":"#N/A"},{"$error":"#N/A"},{"$error":"#N/A"},{"$error":"#N/A"},{"$error":"#N/A"},{"$error":"#N/A"},{"$error":"#N/A"},{"$error":"#N/A"}]
[null,null,null,null,null,null,null,null,null,null,null,null,null,null,null,null," ",null,null,null,null,{"$f":"IF(ISERROR(G28812),FALSE,IF($V$9=G28812,TRUE,FALSE))","v":false},null,null,{"$error":"#N/A"},{"$error":"#N/A"},{"$error":"#N/A"},{"$error":"#N/A"},{"$error":"#N/A"},{"$error":"#N/A"},{"$error":"#N/A"},{"$error":"#N/A"},{"$error":"#N/A"},{"$error":"#N/A"}]
[null,null,null,null,null,null,null,null,null,null,null,null,null,null,null,null," ",null,null,null,null,false,null,null,{"$error":"#N/A"},{"$error":"#N/A"},{"$error":"#N/A"},{"$error":"#N/A"},{"$error":"#N/A"},{"$error":"#N/A"},{"$error":"#N/A"},{"$error":"#N/A"},{"$error":"#N/A"},{"$error":"#N/A"}]
[null,null,null,null,null,null,null,null,null,null,null,null,null,null,null,null," ",null,null,null,null,false,null,null,{"$error":"#N/A"},{"$error":"#N/A"},{"$error":"#N/A"},{"$error":"#N/A"},{"$error":"#N/A"},{"$error":"#N/A"},{"$error":"#N/A"},{"$error":"#N/A"},{"$error":"#N/A"},{"$error":"#N/A"}]
[null,null,null,null,null,null,null,null,null,null,null,null,null,null,null,null," ",null,null,null,null,false,null,null,{"$error":"#N/A"},{"$error":"#N/A"},{"$error":"#N/A"},{"$error":"#N/A"},{"$error":"#N/A"},{"$error":"#N/A"},{"$error":"#N/A"},{"$error":"#N/A"},{"$error":"#N/A"},{"$error":"#N/A"}]
[null,null,null,null,null,null,null,null,null,null,null,null,null,null,null,null," ",null,null,null,null,false,null,null,{"$error":"#N/A"},{"$error":"#N/A"},{"$error":"#N/A"},{"$error":"#N/A"},{"$error":"#N/A"},{"$error":"#N/A"},{"$error":"#N/A"},{"$error":"#N/A"},{"$error":"#N/A"},{"$error":"#N/A"}]
[null,null,null,null,null,null,null,null,null,null,null,null,null,null,null,null," ",null,null,null,null,false,null,null,{"$error":"#N/A"},{"$error":"#N/A"},{"$error":"#N/A"},{"$error":"#N/A"},{"$error":"#N/A"},{"$error":"#N/A"},{"$error":"#N/A"},{"$error":"#N/A"},{"$error":"#N/A"},{"$error":"#N/A"}]
[null,null,null,null,null,null,null,null,null,null,null,null,null,null,null,null," ",null,null,null,null,false,null,null,{"$error":"#N/A"},{"$error":"#N/A"},{"$error":"#N/A"},{"$error":"#N/A"},{"$error":"#N/A"},{"$error":"#N/A"},{"$error":"#N/A"},{"$error":"#N/A"},{"$error":"#N/A"},{"$error":"#N/A"}]
[null,null,null,null,null,null,null,null,null,null,null,null,null,null,null,null," ",null,null,null,null,false,null,null,{"$error":"#N/A"},{"$error":"#N/A"},{"$error":"#N/A"},{"$error":"#N/A"},{"$error":"#N/A"},{"$error":"#N/A"},{"$error":"#N/A"},{"$error":"#N/A"},{"$error":"#N/A"},{"$error":"#N/A"}]
[null,null,null,null,null,null,null,null,null,null,null,null,null,null,null,null," ",null,null,null,null,false,null,null,{"$error":"#N/A"},{"$error":"#N/A"},{"$error":"#N/A"},{"$error":"#N/A"},{"$error":"#N/A"},{"$error":"#N/A"},{"$error":"#N/A"},{"$error":"#N/A"},{"$error":"#N/A"},{"$error":"#N/A"}]
[null,null,null,null,null,null,null,null,null,null,null,null,null,null,null,null," ",null,null,null,null,false,null,null,{"$error":"#N/A"},{"$error":"#N/A"},{"$error":"#N/A"},{"$error":"#N/A"},{"$error":"#N/A"},{"$error":"#N/A"},{"$error":"#N/A"},{"$error":"#N/A"},{"$error":"#N/A"},{"$error":"#N/A"}]
[null,null,null,null,null,null,null,null,null,null,null,null,null,null,null,null," ",null,null,null,null,false,null,null,{"$error":"#N/A"},{"$error":"#N/A"},{"$error":"#N/A"},{"$error":"#N/A"},{"$error":"#N/A"},{"$error":"#N/A"},{"$error":"#N/A"},{"$error":"#N/A"},{"$error":"#N/A"},{"$error":"#N/A"}]
[null,null,null,null,null,null,null,null,null,null,null,null,null,null,null,null," ",null,null,null,null,false,null,null,{"$error":"#N/A"},{"$error":"#N/A"},{"$error":"#N/A"},{"$error":"#N/A"},{"$error":"#N/A"},{"$error":"#N/A"},{"$error":"#N/A"},{"$error":"#N/A"},{"$error":"#N/A"},{"$error":"#N/A"}]
[null,null,null,null,null,null,null,null,null,null,null,null,null,null,null,null," ",null,null,null,null,false,null,null,{"$error":"#N/A"},{"$error":"#N/A"},{"$error":"#N/A"},{"$error":"#N/A"},{"$error":"#N/A"},{"$error":"#N/A"},{"$error":"#N/A"},{"$error":"#N/A"},{"$error":"#N/A"},{"$error":"#N/A"}]
[null,null,null,null,null,null,null,null,null,null,null,null,null,null,null,null," ",null,null,null,null,false,null,null,{"$error":"#N/A"},{"$error":"#N/A"},{"$error":"#N/A"},{"$error":"#N/A"},{"$error":"#N/A"},{"$error":"#N/A"},{"$error":"#N/A"},{"$error":"#N/A"},{"$error":"#N/A"},{"$error":"#N/A"}]
[null,null,null,null,null,null,null,null,null,null,null,null,null,null,null,null," ",null,null,null,null,false,null,null,{"$error":"#N/A"},{"$error":"#N/A"},{"$error":"#N/A"},{"$error":"#N/A"},{"$error":"#N/A"},{"$error":"#N/A"},{"$error":"#N/A"},{"$error":"#N/A"},{"$error":"#N/A"},{"$error":"#N/A"}]
[null,null,null,null,null,null,null,null,null,null,null,null,null,null,null,null," ",null,null,null,null,{"$f":"IF(ISERROR(G29260),FALSE,IF($V$9=G29260,TRUE,FALSE))","v":false},null,null,{"$error":"#N/A"},{"$error":"#N/A"},{"$error":"#N/A"},{"$error":"#N/A"},{"$error":"#N/A"},{"$error":"#N/A"},{"$error":"#N/A"},{"$error":"#N/A"},{"$error":"#N/A"},{"$error":"#N/A"}]
[null,null,null,null,null,null,null,null,null,null,null,null,null,null,null,null," ",null,null,null,null,false,null,null,{"$error":"#N/A"},{"$error":"#N/A"},{"$error":"#N/A"},{"$error":"#N/A"},{"$error":"#N/A"},{"$error":"#N/A"},{"$error":"#N/A"},{"$error":"#N/A"},{"$error":"#N/A"},{"$error":"#N/A"}]
[null,null,null,null,null,null,null,null,null,null,null,null,null,null,null,null," ",null,null,null,null,false,null,null,{"$error":"#N/A"},{"$error":"#N/A"},{"$error":"#N/A"},{"$error":"#N/A"},{"$error":"#N/A"},{"$error":"#N/A"},{"$error":"#N/A"},{"$error":"#N/A"},{"$error":"#N/A"},{"$error":"#N/A"}]
[null,null,null,null,null,null,null,null,null,null,null,null,null,null,null,null," ",null,null,null,null,false,null,null,{"$error":"#N/A"},{"$error":"#N/A"},{"$error":"#N/A"},{"$error":"#N/A"},{"$error":"#N/A"},{"$error":"#N/A"},{"$error":"#N/A"},{"$error":"#N/A"},{"$error":"#N/A"},{"$error":"#N/A"}]
[null,null,null,null,null,null,null,null,null,null,null,null,null,null,null,null," ",null,null,null,null,false,null,null,{"$error":"#N/A"},{"$error":"#N/A"},{"$error":"#N/A"},{"$error":"#N/A"},{"$error":"#N/A"},{"$error":"#N/A"},{"$error":"#N/A"},{"$error":"#N/A"},{"$error":"#N/A"},{"$error":"#N/A"}]
[null,null,null,null,null,null,null,null,null,null,null,null,null,null,null,null," ",null,null,null,null,false,null,null,{"$error":"#N/A"},{"$error":"#N/A"},{"$error":"#N/A"},{"$error":"#N/A"},{"$error":"#N/A"},{"$error":"#N/A"},{"$error":"#N/A"},{"$error":"#N/A"},{"$error":"#N/A"},{"$error":"#N/A"}]
[null,null,null,null,null,null,null,null,null,null,null,null,null,null,null,null," ",null,null,null,null,false,null,null,{"$error":"#N/A"},{"$error":"#N/A"},{"$error":"#N/A"},{"$error":"#N/A"},{"$error":"#N/A"},{"$error":"#N/A"},{"$error":"#N/A"},{"$error":"#N/A"},{"$error":"#N/A"},{"$error":"#N/A"}]
[null,null,null,null,null,null,null,null,null,null,null,null,null,null,null,null," ",null,null,null,null,false,null,null,{"$error":"#N/A"},{"$error":"#N/A"},{"$error":"#N/A"},{"$error":"#N/A"},{"$error":"#N/A"},{"$error":"#N/A"},{"$error":"#N/A"},{"$error":"#N/A"},{"$error":"#N/A"},{"$error":"#N/A"}]
[null,null,null,null,null,null,null,null,null,null,null,null,null,null,null,null," ",null,null,null,null,false,null,null,{"$error":"#N/A"},{"$error":"#N/A"},{"$error":"#N/A"},{"$error":"#N/A"},{"$error":"#N/A"},{"$error":"#N/A"},{"$error":"#N/A"},{"$error":"#N/A"},{"$error":"#N/A"},{"$error":"#N/A"}]
[null,null,null,null,null,null,null,null,null,null,null,null,null,null,null,null," ",null,null,null,null,false,null,null,{"$error":"#N/A"},{"$error":"#N/A"},{"$error":"#N/A"},{"$error":"#N/A"},{"$error":"#N/A"},{"$error":"#N/A"},{"$error":"#N/A"},{"$error":"#N/A"},{"$error":"#N/A"},{"$error":"#N/A"}]
[null,null,null,null,null,null,null,null,null,null,null,null,null,null,null,null," ",null,null,null,null,false,null,null,{"$error":"#N/A"},{"$error":"#N/A"},{"$error":"#N/A"},{"$error":"#N/A"},{"$error":"#N/A"},{"$error":"#N/A"},{"$error":"#N/A"},{"$error":"#N/A"},{"$error":"#N/A"},{"$error":"#N/A"}]
[null,null,null,null,null,null,null,null,null,null,null,null,null,null,null,null," ",null,null,null,null,false,null,null,{"$error":"#N/A"},{"$error":"#N/A"},{"$error":"#N/A"},{"$error":"#N/A"},{"$error":"#N/A"},{"$error":"#N/A"},{"$error":"#N/A"},{"$error":"#N/A"},{"$error":"#N/A"},{"$error":"#N/A"}]
[null,null,null,null,null,null,null,null,null,null,null,null,null,null,null,null," ",null,null,null,null,false,null,null,{"$error":"#N/A"},{"$error":"#N/A"},{"$error":"#N/A"},{"$error":"#N/A"},{"$error":"#N/A"},{"$error":"#N/A"},{"$error":"#N/A"},{"$error":"#N/A"},{"$error":"#N/A"},{"$error":"#N/A"}]
[null,null,null,null,null,null,null,null,null,null,null,null,null,null,null,null," ",null,null,null,null,false,null,null,{"$error":"#N/A"},{"$error":"#N/A"},{"$error":"#N/A"},{"$error":"#N/A"},{"$error":"#N/A"},{"$error":"#N/A"},{"$error":"#N/A"},{"$error":"#N/A"},{"$error":"#N/A"},{"$error":"#N/A"}]
[null,null,null,null,null,null,null,null,null,null,null,null,null,null,null,null," ",null,null,null,null,false,null,null,{"$error":"#N/A"},{"$error":"#N/A"},{"$error":"#N/A"},{"$error":"#N/A"},{"$error":"#N/A"},{"$error":"#N/A"},{"$error":"#N/A"},{"$error":"#N/A"},{"$error":"#N/A"},{"$error":"#N/A"}]
[null,null,null,null,null,null,null,null,null,null,null,null,null,null,null,null," ",null,null,null,null,false,null,null,{"$f":"IF($V29685=TRUE,E29685,NA())","v":{"$error":"#N/A"}},{"$f":"IF($V29685=TRUE,F29685,NA())","v":{"$error":"#N/A"}},{"$f":"IF($V29685=TRUE,G29685,NA())","v":{"$error":"#N/A"}},{"$f":"IF($V29685=TRUE,H29685,NA())","v":{"$error":"#N/A"}},{"$f":"IF($V29685=TRUE,I29685,NA())","v":{"$error":"#N/A"}},{"$f":"IF($V29685=TRUE,J29685,NA())","v":{"$error":"#N/A"}},{"$f":"IF($V29685=TRUE,K29685,NA())","v":{"$error":"#N/A"}},{"$f":"IF($V29685=TRUE,L29685,NA())","v":{"$error":"#N/A"}},{"$f":"IF($V29685=TRUE,M29685,NA())","v":{"$error":"#N/A"}},{"$f":"IF($V29685=TRUE,N29685,NA())","v":{"$error":"#N/A"}}]
[null,null,null,null,null,null,null,null,null,null,null,null,null,null,null,null," ",null,null,null,null,false,null,null,{"$error":"#N/A"},{"$error":"#N/A"},{"$error":"#N/A"},{"$error":"#N/A"},{"$error":"#N/A"},{"$error":"#N/A"},{"$error":"#N/A"},{"$error":"#N/A"},{"$error":"#N/A"},{"$error":"#N/A"}]
[null,null,null,null,null,null,null,null,null,null,null,null,null,null,null,null," ",null,null,null,null,false,null,null,{"$error":"#N/A"},{"$error":"#N/A"},{"$error":"#N/A"},{"$error":"#N/A"},{"$error":"#N/A"},{"$error":"#N/A"},{"$error":"#N/A"},{"$error":"#N/A"},{"$error":"#N/A"},{"$error":"#N/A"}]
[null,null,null,null,null,null,null,null,null,null,null,null,null,null,null,null," ",null,null,null,null,false,null,null,{"$error":"#N/A"},{"$error":"#N/A"},{"$error":"#N/A"},{"$error":"#N/A"},{"$error":"#N/A"},{"$error":"#N/A"},{"$error":"#N/A"},{"$error":"#N/A"},{"$error":"#N/A"},{"$error":"#N/A"}]
[null,null,null,null,null,null,null,null,null,null,null,null,null,null,null,null," ",null,null,null,null,false,null,null,{"$error":"#N/A"},{"$error":"#N/A"},{"$error":"#N/A"},{"$error":"#N/A"},{"$error":"#N/A"},{"$error":"#N/A"},{"$error":"#N/A"},{"$error":"#N/A"},{"$error":"#N/A"},{"$error":"#N/A"}]
[null,null,null,null,null,null,null,null,null,null,null,null,null,null,null,null," ",null,null,null,null,false,null,null,{"$error":"#N/A"},{"$error":"#N/A"},{"$error":"#N/A"},{"$error":"#N/A"},{"$error":"#N/A"},{"$error":"#N/A"},{"$error":"#N/A"},{"$error":"#N/A"},{"$error":"#N/A"},{"$error":"#N/A"}]
[null,null,null,null,null,null,null,null,null,null,null,null,null,null,null,null," ",null,null,null,null,false,null,null,{"$error":"#N/A"},{"$error":"#N/A"},{"$error":"#N/A"},{"$error":"#N/A"},{"$error":"#N/A"},{"$error":"#N/A"},{"$error":"#N/A"},{"$error":"#N/A"},{"$error":"#N/A"},{"$error":"#N/A"}]
[null,null,null,null,null,null,null,null,null,null,null,null,null,null,null,null," ",null,null,null,null,false,null,null,{"$error":"#N/A"},{"$error":"#N/A"},{"$error":"#N/A"},{"$error":"#N/A"},{"$error":"#N/A"},{"$error":"#N/A"},{"$error":"#N/A"},{"$error":"#N/A"},{"$error":"#N/A"},{"$error":"#N/A"}]
[null,null,null,null,null,null,null,null,null,null,null,null,null,null,null,null," ",null,null,null,null,false,null,null,{"$error":"#N/A"},{"$error":"#N/A"},{"$error":"#N/A"},{"$error":"#N/A"},{"$error":"#N/A"},{"$error":"#N/A"},{"$error":"#N/A"},{"$error":"#N/A"},{"$error":"#N/A"},{"$error":"#N/A"}]
[null,null,null,null,null,null,null,null,null,null,null,null,null,null,null,null," ",null,null,null,null,false,null,null,{"$error":"#N/A"},{"$error":"#N/A"},{"$error":"#N/A"},{"$error":"#N/A"},{"$error":"#N/A"},{"$error":"#N/A"},{"$error":"#N/A"},{"$error":"#N/A"},{"$error":"#N/A"},{"$error":"#N/A"}]
[null,null,null,null,null,null,null,null,null,null,null,null,null,null,null,null," ",null,null,null,null,false,null,null,{"$error":"#N/A"},{"$error":"#N/A"},{"$error":"#N/A"},{"$error":"#N/A"},{"$error":"#N/A"},{"$error":"#N/A"},{"$error":"#N/A"},{"$error":"#N/A"},{"$error":"#N/A"},{"$error":"#N/A"}]
[null,null,null,null,null,null,null,null,null,null,null,null,null,null,null,null," ",null,null,null,null,false,null,null,{"$error":"#N/A"},{"$error":"#N/A"},{"$error":"#N/A"},{"$error":"#N/A"},{"$error":"#N/A"},{"$error":"#N/A"},{"$error":"#N/A"},{"$error":"#N/A"},{"$error":"#N/A"},{"$error":"#N/A"}]
[null,null,null,null,null,null,null,null,null,null,null,null,null,null,null,null," ",null,null,null,null,false,null,null,{"$error":"#N/A"},{"$error":"#N/A"},{"$error":"#N/A"},{"$error":"#N/A"},{"$error":"#N/A"},{"$error":"#N/A"},{"$error":"#N/A"},{"$error":"#N/A"},{"$error":"#N/A"},{"$error":"#N/A"}]
[null,null,null,null,null,null,null,null,null,null,null,null,null,null,null,null," ",null,null,null,null,false,null,null,{"$error":"#N/A"},{"$error":"#N/A"},{"$error":"#N/A"},{"$error":"#N/A"},{"$error":"#N/A"},{"$error":"#N/A"},{"$error":"#N/A"},{"$error":"#N/A"},{"$error":"#N/A"},{"$error":"#N/A"}]
[null,null,null,null,null,null,null,null,null,null,null,null,null,null,null,null," ",null,null,null,null,false,null,null,{"$error":"#N/A"},{"$error":"#N/A"},{"$error":"#N/A"},{"$error":"#N/A"},{"$error":"#N/A"},{"$error":"#N/A"},{"$error":"#N/A"},{"$error":"#N/A"},{"$error":"#N/A"},{"$error":"#N/A"}]
[null,null,null,null,null,null,null,null,null,null,null,null,null,null,null,null," ",null,null,null,null,false,null,null,{"$error":"#N/A"},{"$error":"#N/A"},{"$error":"#N/A"},{"$error":"#N/A"},{"$error":"#N/A"},{"$error":"#N/A"},{"$error":"#N/A"},{"$error":"#N/A"},{"$error":"#N/A"},{"$error":"#N/A"}]
[null,null,null,null,null,null,null,null,null,null,null,null,null,null,null,null," ",null,null,null,null,false,null,null,{"$error":"#N/A"},{"$error":"#N/A"},{"$error":"#N/A"},{"$error":"#N/A"},{"$error":"#N/A"},{"$error":"#N/A"},{"$error":"#N/A"},{"$error":"#N/A"},{"$error":"#N/A"},{"$error":"#N/A"}]
[null,null,null,null,null,null,null,null,null,null,null,null,null,null,null,null," ",null,null,null,null,false,null,null,{"$error":"#N/A"},{"$error":"#N/A"},{"$error":"#N/A"},{"$error":"#N/A"},{"$error":"#N/A"},{"$error":"#N/A"},{"$error":"#N/A"},{"$error":"#N/A"},{"$error":"#N/A"},{"$error":"#N/A"}]
[null,null,null,null,null,null,null,null,null,null,null,null,null,null,null,null," ",null,null,null,null,false,null,null,{"$error":"#N/A"},{"$error":"#N/A"},{"$error":"#N/A"},{"$error":"#N/A"},{"$error":"#N/A"},{"$error":"#N/A"},{"$error":"#N/A"},{"$error":"#N/A"},{"$error":"#N/A"},{"$error":"#N/A"}]
[null,null,null,null,null,null,null,null,null,null,null,null,null,null,null,null," ",null,null,null,null,false,null,null,{"$error":"#N/A"},{"$error":"#N/A"},{"$error":"#N/A"},{"$error":"#N/A"},{"$error":"#N/A"},{"$error":"#N/A"},{"$error":"#N/A"},{"$error":"#N/A"},{"$error":"#N/A"},{"$error":"#N/A"}]
[null,null,null,null,null,null,null,null,null,null,null,null,null,null,null,null," ",null,null,null,null,false,null,null,{"$error":"#N/A"},{"$error":"#N/A"},{"$error":"#N/A"},{"$error":"#N/A"},{"$error":"#N/A"},{"$error":"#N/A"},{"$error":"#N/A"},{"$error":"#N/A"},{"$error":"#N/A"},{"$error":"#N/A"}]
[null,null,null,null,null,null,null,null,null,null,null,null,null,null,null,null," ",null,null,null,null,false,null,null,{"$error":"#N/A"},{"$error":"#N/A"},{"$error":"#N/A"},{"$error":"#N/A"},{"$error":"#N/A"},{"$error":"#N/A"},{"$error":"#N/A"},{"$error":"#N/A"},{"$error":"#N/A"},{"$error":"#N/A"}]
[null,null,null,null,null,null,null,null,null,null,null,null,null,null,null,null," ",null,null,null,null,{"$f":"IF(ISERROR(G29772),FALSE,IF($V$9=G29772,TRUE,FALSE))","v":false},null,null,{"$error":"#N/A"},{"$error":"#N/A"},{"$error":"#N/A"},{"$error":"#N/A"},{"$error":"#N/A"},{"$error":"#N/A"},{"$error":"#N/A"},{"$error":"#N/A"},{"$error":"#N/A"},{"$error":"#N/A"}]
[null,null,null,null,null,null,null,null,null,null,null,null,null,null,null,null," ",null,null,null,null,false,null,null,{"$error":"#N/A"},{"$error":"#N/A"},{"$error":"#N/A"},{"$error":"#N/A"},{"$error":"#N/A"},{"$error":"#N/A"},{"$error":"#N/A"},{"$error":"#N/A"},{"$error":"#N/A"},{"$error":"#N/A"}]
[null,null,null,null,null,null,null,null,null,null,null,null,null,null,null,null," ",null,null,null,null,false,null,null,{"$error":"#N/A"},{"$error":"#N/A"},{"$error":"#N/A"},{"$error":"#N/A"},{"$error":"#N/A"},{"$error":"#N/A"},{"$error":"#N/A"},{"$error":"#N/A"},{"$error":"#N/A"},{"$error":"#N/A"}]
[null,null,null,null,null,null,null,null,null,null,null,null,null,null,null,null," ",null,null,null,null,false,null,null,{"$error":"#N/A"},{"$error":"#N/A"},{"$error":"#N/A"},{"$error":"#N/A"},{"$error":"#N/A"},{"$error":"#N/A"},{"$error":"#N/A"},{"$error":"#N/A"},{"$error":"#N/A"},{"$error":"#N/A"}]
[null,null,null,null,null,null,null,null,null,null,null,null,null,null,null,null," ",null,null,null,null,false,null,null,{"$error":"#N/A"},{"$error":"#N/A"},{"$error":"#N/A"},{"$error":"#N/A"},{"$error":"#N/A"},{"$error":"#N/A"},{"$error":"#N/A"},{"$error":"#N/A"},{"$error":"#N/A"},{"$error":"#N/A"}]
[null,null,null,null,null,null,null,null,null,null,null,null,null,null,null,null," ",null,null,null,null,false,null,null,{"$error":"#N/A"},{"$error":"#N/A"},{"$error":"#N/A"},{"$error":"#N/A"},{"$error":"#N/A"},{"$error":"#N/A"},{"$error":"#N/A"},{"$error":"#N/A"},{"$error":"#N/A"},{"$error":"#N/A"}]
[null,null,null,null,null,null,null,null,null,null,null,null,null,null,null,null," ",null,null,null,null,false,null,null,{"$error":"#N/A"},{"$error":"#N/A"},{"$error":"#N/A"},{"$error":"#N/A"},{"$error":"#N/A"},{"$error":"#N/A"},{"$error":"#N/A"},{"$error":"#N/A"},{"$error":"#N/A"},{"$error":"#N/A"}]
[null,null,null,null,null,null,null,null,null,null,null,null,null,null,null,null," ",null,null,null,null,false,null,null,{"$error":"#N/A"},{"$error":"#N/A"},{"$error":"#N/A"},{"$error":"#N/A"},{"$error":"#N/A"},{"$error":"#N/A"},{"$error":"#N/A"},{"$error":"#N/A"},{"$error":"#N/A"},{"$error":"#N/A"}]
[null,null,null,null,null,null,null,null,null,null,null,null,null,null,null,null," ",null,null,null,null,false,null,null,{"$error":"#N/A"},{"$error":"#N/A"},{"$error":"#N/A"},{"$error":"#N/A"},{"$error":"#N/A"},{"$error":"#N/A"},{"$error":"#N/A"},{"$error":"#N/A"},{"$error":"#N/A"},{"$error":"#N/A"}]
[null,null,null,null,null,null,null,null,null,null,null,null,null,null,null,null," ",null,null,null,null,false,null,null,{"$error":"#N/A"},{"$error":"#N/A"},{"$error":"#N/A"},{"$error":"#N/A"},{"$error":"#N/A"},{"$error":"#N/A"},{"$error":"#N/A"},{"$error":"#N/A"},{"$error":"#N/A"},{"$error":"#N/A"}]
[null,null,null,null,null,null,null,null,null,null,null,null,null,null,null,null," ",null,null,null,null,false,null,null,{"$error":"#N/A"},{"$error":"#N/A"},{"$error":"#N/A"},{"$error":"#N/A"},{"$error":"#N/A"},{"$error":"#N/A"},{"$error":"#N/A"},{"$error":"#N/A"},{"$error":"#N/A"},{"$error":"#N/A"}]
[null,null,null,null,null,null,null,null,null,null,null,null,null,null,null,null," ",null,null,null,null,false,null,null,{"$error":"#N/A"},{"$error":"#N/A"},{"$error":"#N/A"},{"$error":"#N/A"},{"$error":"#N/A"},{"$error":"#N/A"},{"$error":"#N/A"},{"$error":"#N/A"},{"$error":"#N/A"},{"$error":"#N/A"}]
[null,null,null,null,null,null,null,null,null,null,null,null,null,null,null,null," ",null,null,null,null,false,null,null,{"$error":"#N/A"},{"$error":"#N/A"},{"$error":"#N/A"},{"$error":"#N/A"},{"$error":"#N/A"},{"$error":"#N/A"},{"$error":"#N/A"},{"$error":"#N/A"},{"$error":"#N/A"},{"$error":"#N/A"}]
[null,null,null,null,null,null,null,null,null,null,null,null,null,null,null,null," ",null,null,null,null,false,null,null,{"$error":"#N/A"},{"$error":"#N/A"},{"$error":"#N/A"},{"$error":"#N/A"},{"$error":"#N/A"},{"$error":"#N/A"},{"$error":"#N/A"},{"$error":"#N/A"},{"$error":"#N/A"},{"$error":"#N/A"}]
[null,null,null,null,null,null,null,null,null,null,null,null,null,null,null,null," ",null,null,null,null,false,null,null,{"$error":"#N/A"},{"$error":"#N/A"},{"$error":"#N/A"},{"$error":"#N/A"},{"$error":"#N/A"},{"$error":"#N/A"},{"$error":"#N/A"},{"$error":"#N/A"},{"$error":"#N/A"},{"$error":"#N/A"}]
[null,null,null,null,null,null,null,null,null,null,null,null,null,null,null,null," ",null,null,null,null,false,null,null,{"$error":"#N/A"},{"$error":"#N/A"},{"$error":"#N/A"},{"$error":"#N/A"},{"$error":"#N/A"},{"$error":"#N/A"},{"$error":"#N/A"},{"$error":"#N/A"},{"$error":"#N/A"},{"$error":"#N/A"}]
[null,null,null,null,null,null,null,null,null,null,null,null,null,null,null,null," ",null,null,null,null,false,null,null,{"$error":"#N/A"},{"$error":"#N/A"},{"$error":"#N/A"},{"$error":"#N/A"},{"$error":"#N/A"},{"$error":"#N/A"},{"$error":"#N/A"},{"$error":"#N/A"},{"$error":"#N/A"},{"$error":"#N/A"}]
[null,null,null,null,null,null,null,null,null,null,null,null,null,null,null,null," ",null,null,null,null,false,null,null,{"$error":"#N/A"},{"$error":"#N/A"},{"$error":"#N/A"},{"$error":"#N/A"},{"$error":"#N/A"},{"$error":"#N/A"},{"$error":"#N/A"},{"$error":"#N/A"},{"$error":"#N/A"},{"$error":"#N/A"}]
[null,null,null,null,null,null,null,null,null,null,null,null,null,null,null,null," ",null,null,null,null,false,null,null,{"$error":"#N/A"},{"$error":"#N/A"},{"$error":"#N/A"},{"$error":"#N/A"},{"$error":"#N/A"},{"$error":"#N/A"},{"$error":"#N/A"},{"$error":"#N/A"},{"$error":"#N/A"},{"$error":"#N/A"}]
[null,null,null,null,null,null,null,null,null,null,null,null,null,null,null,null," ",null,null,null,null,false,null,null,{"$error":"#N/A"},{"$error":"#N/A"},{"$error":"#N/A"},{"$error":"#N/A"},{"$error":"#N/A"},{"$error":"#N/A"},{"$error":"#N/A"},{"$error":"#N/A"},{"$error":"#N/A"},{"$error":"#N/A"}]
[null,null,null,null,null,null,null,null,null,null,null,null,null,null,null,null," ",null,null,null,null,false,null,null,{"$error":"#N/A"},{"$error":"#N/A"},{"$error":"#N/A"},{"$error":"#N/A"},{"$error":"#N/A"},{"$error":"#N/A"},{"$error":"#N/A"},{"$error":"#N/A"},{"$error":"#N/A"},{"$error":"#N/A"}]
[null,null,null,null,null,null,null,null,null,null,null,null,null,null,null,null," ",null,null,null,null,false,null,null,{"$error":"#N/A"},{"$error":"#N/A"},{"$error":"#N/A"},{"$error":"#N/A"},{"$error":"#N/A"},{"$error":"#N/A"},{"$error":"#N/A"},{"$error":"#N/A"},{"$error":"#N/A"},{"$error":"#N/A"}]
[null,null,null,null,null,null,null,null,null,null,null,null,null,null,null,null," ",null,null,null,null,false,null,null,{"$error":"#N/A"},{"$error":"#N/A"},{"$error":"#N/A"},{"$error":"#N/A"},{"$error":"#N/A"},{"$error":"#N/A"},{"$error":"#N/A"},{"$error":"#N/A"},{"$error":"#N/A"},{"$error":"#N/A"}]
[null,null,null,null,null,null,null,null,null,null,null,null,null,null,null,null," ",null,null,null,null,false,null,null,{"$error":"#N/A"},{"$error":"#N/A"},{"$error":"#N/A"},{"$error":"#N/A"},{"$error":"#N/A"},{"$error":"#N/A"},{"$error":"#N/A"},{"$error":"#N/A"},{"$error":"#N/A"},{"$error":"#N/A"}]
[null,null,null,null,null,null,null,null,null,null,null,null,null,null,null,null," ",null,null,null,null,false,null,null,{"$error":"#N/A"},{"$error":"#N/A"},{"$error":"#N/A"},{"$error":"#N/A"},{"$error":"#N/A"},{"$error":"#N/A"},{"$error":"#N/A"},{"$error":"#N/A"},{"$error":"#N/A"},{"$error":"#N/A"}]
[null,null,null,null,null,null,null,null,null,null,null,null,null,null,null,null," ",null,null,null,null,false,null,null,{"$error":"#N/A"},{"$error":"#N/A"},{"$error":"#N/A"},{"$error":"#N/A"},{"$error":"#N/A"},{"$error":"#N/A"},{"$error":"#N/A"},{"$error":"#N/A"},{"$error":"#N/A"},{"$error":"#N/A"}]
[null,null,null,null,null,null,null,null,null,null,null,null,null,null,null,null," ",null,null,null,null,false,null,null,{"$error":"#N/A"},{"$error":"#N/A"},{"$error":"#N/A"},{"$error":"#N/A"},{"$error":"#N/A"},{"$error":"#N/A"},{"$error":"#N/A"},{"$error":"#N/A"},{"$error":"#N/A"},{"$error":"#N/A"}]
[null,null,null,null,null,null,null,null,null,null,null,null,null,null,null,null," ",null,null,null,null,false,null,null,{"$error":"#N/A"},{"$error":"#N/A"},{"$error":"#N/A"},{"$error":"#N/A"},{"$error":"#N/A"},{"$error":"#N/A"},{"$error":"#N/A"},{"$error":"#N/A"},{"$error":"#N/A"},{"$error":"#N/A"}]
[null,null,null,null,null,null,null,null,null,null,null,null,null,null,null,null," ",null,null,null,null,false,null,null,{"$error":"#N/A"},{"$error":"#N/A"},{"$error":"#N/A"},{"$error":"#N/A"},{"$error":"#N/A"},{"$error":"#N/A"},{"$error":"#N/A"},{"$error":"#N/A"},{"$error":"#N/A"},{"$error":"#N/A"}]
[null,null,null,null,null,null,null,null,null,null,null,null,null,null,null,null,{"$f":"IF(OR(ISERROR(E29801),ISERROR(G29801)),\"  \",E29801&\" \"&G29801)","v":" "},null,null,null,null,false,null,null,{"$error":"#N/A"},{"$error":"#N/A"},{"$error":"#N/A"},{"$error":"#N/A"},{"$error":"#N/A"},{"$error":"#N/A"},{"$error":"#N/A"},{"$error":"#N/A"},{"$error":"#N/A"},{"$error":"#N/A"}]
[null,null,null,null,null,null,null,null,null,null,null,null,null,null,null,null," ",null,null,null,null,false,null,null,{"$error":"#N/A"},{"$error":"#N/A"},{"$error":"#N/A"},{"$error":"#N/A"},{"$error":"#N/A"},{"$error":"#N/A"},{"$error":"#N/A"},{"$error":"#N/A"},{"$error":"#N/A"},{"$error":"#N/A"}]
[null,null,null,null,null,null,null,null,null,null,null,null,null,null,null,null," ",null,null,null,null,false,null,null,{"$error":"#N/A"},{"$error":"#N/A"},{"$error":"#N/A"},{"$error":"#N/A"},{"$error":"#N/A"},{"$error":"#N/A"},{"$error":"#N/A"},{"$error":"#N/A"},{"$error":"#N/A"},{"$error":"#N/A"}]
[null,null,null,null,null,null,null,null,null,null,null,null,null,null,null,null," ",null,null,null,null,false,null,null,{"$error":"#N/A"},{"$error":"#N/A"},{"$error":"#N/A"},{"$error":"#N/A"},{"$error":"#N/A"},{"$error":"#N/A"},{"$error":"#N/A"},{"$error":"#N/A"},{"$error":"#N/A"},{"$error":"#N/A"}]
[null,null,null,null,null,null,null,null,null,null,null,null,null,null,null,null," ",null,null,null,null,false,null,null,{"$error":"#N/A"},{"$error":"#N/A"},{"$error":"#N/A"},{"$error":"#N/A"},{"$error":"#N/A"},{"$error":"#N/A"},{"$error":"#N/A"},{"$error":"#N/A"},{"$error":"#N/A"},{"$error":"#N/A"}]
[null,null,null,null,null,null,null,null,null,null,null,null,null,null,null,null," ",null,null,null,null,false,null,null,{"$error":"#N/A"},{"$error":"#N/A"},{"$error":"#N/A"},{"$error":"#N/A"},{"$error":"#N/A"},{"$error":"#N/A"},{"$error":"#N/A"},{"$error":"#N/A"},{"$error":"#N/A"},{"$error":"#N/A"}]
[null,null,null,null,null,null,null,null,null,null,null,null,null,null,null,null," ",null,null,null,null,false,null,null,{"$error":"#N/A"},{"$error":"#N/A"},{"$error":"#N/A"},{"$error":"#N/A"},{"$error":"#N/A"},{"$error":"#N/A"},{"$error":"#N/A"},{"$error":"#N/A"},{"$error":"#N/A"},{"$error":"#N/A"}]
[null,null,null,null,null,null,null,null,null,null,null,null,null,null,null,null," ",null,null,null,null,false,null,null,{"$error":"#N/A"},{"$error":"#N/A"},{"$error":"#N/A"},{"$error":"#N/A"},{"$error":"#N/A"},{"$error":"#N/A"},{"$error":"#N/A"},{"$error":"#N/A"},{"$error":"#N/A"},{"$error":"#N/A"}]
[null,null,null,null,null,null,null,null,null,null,null,null,null,null,null,null," ",null,null,null,null,false,null,null,{"$error":"#N/A"},{"$error":"#N/A"},{"$error":"#N/A"},{"$error":"#N/A"},{"$error":"#N/A"},{"$error":"#N/A"},{"$error":"#N/A"},{"$error":"#N/A"},{"$error":"#N/A"},{"$error":"#N/A"}]
[null,null,null,null,null,null,null,null,null,null,null,null,null,null,null,null," ",null,null,null,null,false,null,null,{"$error":"#N/A"},{"$error":"#N/A"},{"$error":"#N/A"},{"$error":"#N/A"},{"$error":"#N/A"},{"$error":"#N/A"},{"$error":"#N/A"},{"$error":"#N/A"},{"$error":"#N/A"},{"$error":"#N/A"}]
[null,null,null,null,null,null,null,null,null,null,null,null,null,null,null,null," ",null,null,null,null,false,null,null,{"$error":"#N/A"},{"$error":"#N/A"},{"$error":"#N/A"},{"$error":"#N/A"},{"$error":"#N/A"},{"$error":"#N/A"},{"$error":"#N/A"},{"$error":"#N/A"},{"$error":"#N/A"},{"$error":"#N/A"}]
[null,null,null,null,null,null,null,null,null,null,null,null,null,null,null,null," ",null,null,null,null,false,null,null,{"$error":"#N/A"},{"$error":"#N/A"},{"$error":"#N/A"},{"$error":"#N/A"},{"$error":"#N/A"},{"$error":"#N/A"},{"$error":"#N/A"},{"$error":"#N/A"},{"$error":"#N/A"},{"$error":"#N/A"}]
[null,null,null,null,null,null,null,null,null,null,null,null,null,null,null,null," ",null,null,null,null,false,null,null,{"$f":"IF($V29813=TRUE,E29813,NA())","v":{"$error":"#N/A"}},{"$f":"IF($V29813=TRUE,F29813,NA())","v":{"$error":"#N/A"}},{"$f":"IF($V29813=TRUE,G29813,NA())","v":{"$error":"#N/A"}},{"$f":"IF($V29813=TRUE,H29813,NA())","v":{"$error":"#N/A"}},{"$f":"IF($V29813=TRUE,I29813,NA())","v":{"$error":"#N/A"}},{"$f":"IF($V29813=TRUE,J29813,NA())","v":{"$error":"#N/A"}},{"$f":"IF($V29813=TRUE,K29813,NA())","v":{"$error":"#N/A"}},{"$f":"IF($V29813=TRUE,L29813,NA())","v":{"$error":"#N/A"}},{"$f":"IF($V29813=TRUE,M29813,NA())","v":{"$error":"#N/A"}},{"$f":"IF($V29813=TRUE,N29813,NA())","v":{"$error":"#N/A"}}]
[null,null,null,null,null,null,null,null,null,null,null,null,null,null,null,null," ",null,null,null,null,false,null,null,{"$error":"#N/A"},{"$error":"#N/A"},{"$error":"#N/A"},{"$error":"#N/A"},{"$error":"#N/A"},{"$error":"#N/A"},{"$error":"#N/A"},{"$error":"#N/A"},{"$error":"#N/A"},{"$error":"#N/A"}]
[null,null,null,null,null,null,null,null,null,null,null,null,null,null,null,null," ",null,null,null,null,false,null,null,{"$error":"#N/A"},{"$error":"#N/A"},{"$error":"#N/A"},{"$error":"#N/A"},{"$error":"#N/A"},{"$error":"#N/A"},{"$error":"#N/A"},{"$error":"#N/A"},{"$error":"#N/A"},{"$error":"#N/A"}]
[null,null,null,null,null,null,null,null,null,null,null,null,null,null,null,null," ",null,null,null,null,false,null,null,{"$error":"#N/A"},{"$error":"#N/A"},{"$error":"#N/A"},{"$error":"#N/A"},{"$error":"#N/A"},{"$error":"#N/A"},{"$error":"#N/A"},{"$error":"#N/A"},{"$error":"#N/A"},{"$error":"#N/A"}]
[null,null,null,null,null,null,null,null,null,null,null,null,null,null,null,null," ",null,null,null,null,false,null,null,{"$error":"#N/A"},{"$error":"#N/A"},{"$error":"#N/A"},{"$error":"#N/A"},{"$error":"#N/A"},{"$error":"#N/A"},{"$error":"#N/A"},{"$error":"#N/A"},{"$error":"#N/A"},{"$error":"#N/A"}]
[null,null,null,null,null,null,null,null,null,null,null,null,null,null,null,null," ",null,null,null,null,false,null,null,{"$error":"#N/A"},{"$error":"#N/A"},{"$error":"#N/A"},{"$error":"#N/A"},{"$error":"#N/A"},{"$error":"#N/A"},{"$error":"#N/A"},{"$error":"#N/A"},{"$error":"#N/A"},{"$error":"#N/A"}]
[null,null,null,null,null,null,null,null,null,null,null,null,null,null,null,null," ",null,null,null,null,false,null,null,{"$error":"#N/A"},{"$error":"#N/A"},{"$error":"#N/A"},{"$error":"#N/A"},{"$error":"#N/A"},{"$error":"#N/A"},{"$error":"#N/A"},{"$error":"#N/A"},{"$error":"#N/A"},{"$error":"#N/A"}]
[null,null,null,null,null,null,null,null,null,null,null,null,null,null,null,null," ",null,null,null,null,false,null,null,{"$error":"#N/A"},{"$error":"#N/A"},{"$error":"#N/A"},{"$error":"#N/A"},{"$error":"#N/A"},{"$error":"#N/A"},{"$error":"#N/A"},{"$error":"#N/A"},{"$error":"#N/A"},{"$error":"#N/A"}]
[null,null,null,null,null,null,null,null,null,null,null,null,null,null,null,null," ",null,null,null,null,false,null,null,{"$error":"#N/A"},{"$error":"#N/A"},{"$error":"#N/A"},{"$error":"#N/A"},{"$error":"#N/A"},{"$error":"#N/A"},{"$error":"#N/A"},{"$error":"#N/A"},{"$error":"#N/A"},{"$error":"#N/A"}]
[null,null,null,null,null,null,null,null,null,null,null,null,null,null,null,null," ",null,null,null,null,false,null,null,{"$error":"#N/A"},{"$error":"#N/A"},{"$error":"#N/A"},{"$error":"#N/A"},{"$error":"#N/A"},{"$error":"#N/A"},{"$error":"#N/A"},{"$error":"#N/A"},{"$error":"#N/A"},{"$error":"#N/A"}]
[null,null,null,null,null,null,null,null,null,null,null,null,null,null,null,null," ",null,null,null,null,false,null,null,{"$error":"#N/A"},{"$error":"#N/A"},{"$error":"#N/A"},{"$error":"#N/A"},{"$error":"#N/A"},{"$error":"#N/A"},{"$error":"#N/A"},{"$error":"#N/A"},{"$error":"#N/A"},{"$error":"#N/A"}]
[null,null,null,null,null,null,null,null,null,null,null,null,null,null,null,null," ",null,null,null,null,false,null,null,{"$error":"#N/A"},{"$error":"#N/A"},{"$error":"#N/A"},{"$error":"#N/A"},{"$error":"#N/A"},{"$error":"#N/A"},{"$error":"#N/A"},{"$error":"#N/A"},{"$error":"#N/A"},{"$error":"#N/A"}]
[null,null,null,null,null,null,null,null,null,null,null,null,null,null,null,null," ",null,null,null,null,false,null,null,{"$error":"#N/A"},{"$error":"#N/A"},{"$error":"#N/A"},{"$error":"#N/A"},{"$error":"#N/A"},{"$error":"#N/A"},{"$error":"#N/A"},{"$error":"#N/A"},{"$error":"#N/A"},{"$error":"#N/A"}]
[null,null,null,null,null,null,null,null,null,null,null,null,null,null,null,null," ",null,null,null,null,false,null,null,{"$error":"#N/A"},{"$error":"#N/A"},{"$error":"#N/A"},{"$error":"#N/A"},{"$error":"#N/A"},{"$error":"#N/A"},{"$error":"#N/A"},{"$error":"#N/A"},{"$error":"#N/A"},{"$error":"#N/A"}]
[null,null,null,null,null,null,null,null,null,null,null,null,null,null,null,null," ",null,null,null,null,false,null,null,{"$error":"#N/A"},{"$error":"#N/A"},{"$error":"#N/A"},{"$error":"#N/A"},{"$error":"#N/A"},{"$error":"#N/A"},{"$error":"#N/A"},{"$error":"#N/A"},{"$error":"#N/A"},{"$error":"#N/A"}]
[null,null,null,null,null,null,null,null,null,null,null,null,null,null,null,null," ",null,null,null,null,false,null,null,{"$error":"#N/A"},{"$error":"#N/A"},{"$error":"#N/A"},{"$error":"#N/A"},{"$error":"#N/A"},{"$error":"#N/A"},{"$error":"#N/A"},{"$error":"#N/A"},{"$error":"#N/A"},{"$error":"#N/A"}]
[null,null,null,null,null,null,null,null,null,null,null,null,null,null,null,null," ",null,null,null,null,false,null,null,{"$error":"#N/A"},{"$error":"#N/A"},{"$error":"#N/A"},{"$error":"#N/A"},{"$error":"#N/A"},{"$error":"#N/A"},{"$error":"#N/A"},{"$error":"#N/A"},{"$error":"#N/A"},{"$error":"#N/A"}]
[null,null,null,null,null,null,null,null,null,null,null,null,null,null,null,null," ",null,null,null,null,false,null,null,{"$error":"#N/A"},{"$error":"#N/A"},{"$error":"#N/A"},{"$error":"#N/A"},{"$error":"#N/A"},{"$error":"#N/A"},{"$error":"#N/A"},{"$error":"#N/A"},{"$error":"#N/A"},{"$error":"#N/A"}]
[null,null,null,null,null,null,null,null,null,null,null,null,null,null,null,null," ",null,null,null,null,false,null,null,{"$error":"#N/A"},{"$error":"#N/A"},{"$error":"#N/A"},{"$error":"#N/A"},{"$error":"#N/A"},{"$error":"#N/A"},{"$error":"#N/A"},{"$error":"#N/A"},{"$error":"#N/A"},{"$error":"#N/A"}]
[null,null,null,null,null,null,null,null,null,null,null,null,null,null,null,null," ",null,null,null,null,false,null,null,{"$error":"#N/A"},{"$error":"#N/A"},{"$error":"#N/A"},{"$error":"#N/A"},{"$error":"#N/A"},{"$error":"#N/A"},{"$error":"#N/A"},{"$error":"#N/A"},{"$error":"#N/A"},{"$error":"#N/A"}]
[null,null,null,null,null,null,null,null,null,null,null,null,null,null,null,null," ",null,null,null,null,false,null,null,{"$error":"#N/A"},{"$error":"#N/A"},{"$error":"#N/A"},{"$error":"#N/A"},{"$error":"#N/A"},{"$error":"#N/A"},{"$error":"#N/A"},{"$error":"#N/A"},{"$error":"#N/A"},{"$error":"#N/A"}]
[null,null,null,null,null,null,null,null,null,null,null,null,null,null,null,null," ",null,null,null,null,false,null,null,{"$error":"#N/A"},{"$error":"#N/A"},{"$error":"#N/A"},{"$error":"#N/A"},{"$error":"#N/A"},{"$error":"#N/A"},{"$error":"#N/A"},{"$error":"#N/A"},{"$error":"#N/A"},{"$error":"#N/A"}]
[null,null,null,null,null,null,null,null,null,null,null,null,null,null,null,null," ",null,null,null,null,false,null,null,{"$error":"#N/A"},{"$error":"#N/A"},{"$error":"#N/A"},{"$error":"#N/A"},{"$error":"#N/A"},{"$error":"#N/A"},{"$error":"#N/A"},{"$error":"#N/A"},{"$error":"#N/A"},{"$error":"#N/A"}]
[null,null,null,null,null,null,null,null,null,null,null,null,null,null,null,null," ",null,null,null,null,{"$f":"IF(ISERROR(G29836),FALSE,IF($V$9=G29836,TRUE,FALSE))","v":false},null,null,{"$error":"#N/A"},{"$error":"#N/A"},{"$error":"#N/A"},{"$error":"#N/A"},{"$error":"#N/A"},{"$error":"#N/A"},{"$error":"#N/A"},{"$error":"#N/A"},{"$error":"#N/A"},{"$error":"#N/A"}]
[null,null,null,null,null,null,null,null,null,null,null,null,null,null,null,null," ",null,null,null,null,false,null,null,{"$error":"#N/A"},{"$error":"#N/A"},{"$error":"#N/A"},{"$error":"#N/A"},{"$error":"#N/A"},{"$error":"#N/A"},{"$error":"#N/A"},{"$error":"#N/A"},{"$error":"#N/A"},{"$error":"#N/A"}]
[null,null,null,null,null,null,null,null,null,null,null,null,null,null,null,null," ",null,null,null,null,false,null,null,{"$error":"#N/A"},{"$error":"#N/A"},{"$error":"#N/A"},{"$error":"#N/A"},{"$error":"#N/A"},{"$error":"#N/A"},{"$error":"#N/A"},{"$error":"#N/A"},{"$error":"#N/A"},{"$error":"#N/A"}]
[null,null,null,null,null,null,null,null,null,null,null,null,null,null,null,null," ",null,null,null,null,false,null,null,{"$error":"#N/A"},{"$error":"#N/A"},{"$error":"#N/A"},{"$error":"#N/A"},{"$error":"#N/A"},{"$error":"#N/A"},{"$error":"#N/A"},{"$error":"#N/A"},{"$error":"#N/A"},{"$error":"#N/A"}]
[null,null,null,null,null,null,null,null,null,null,null,null,null,null,null,null," ",null,null,null,null,false,null,null,{"$error":"#N/A"},{"$error":"#N/A"},{"$error":"#N/A"},{"$error":"#N/A"},{"$error":"#N/A"},{"$error":"#N/A"},{"$error":"#N/A"},{"$error":"#N/A"},{"$error":"#N/A"},{"$error":"#N/A"}]
[null,null,null,null,null,null,null,null,null,null,null,null,null,null,null,null," ",null,null,null,null,false,null,null,{"$error":"#N/A"},{"$error":"#N/A"},{"$error":"#N/A"},{"$error":"#N/A"},{"$error":"#N/A"},{"$error":"#N/A"},{"$error":"#N/A"},{"$error":"#N/A"},{"$error":"#N/A"},{"$error":"#N/A"}]
[null,null,null,null,null,null,null,null,null,null,null,null,null,null,null,null," ",null,null,null,null,false,null,null,{"$error":"#N/A"},{"$error":"#N/A"},{"$error":"#N/A"},{"$error":"#N/A"},{"$error":"#N/A"},{"$error":"#N/A"},{"$error":"#N/A"},{"$error":"#N/A"},{"$error":"#N/A"},{"$error":"#N/A"}]
[null,null,null,null,null,null,null,null,null,null,null,null,null,null,null,null," ",null,null,null,null,false,null,null,{"$error":"#N/A"},{"$error":"#N/A"},{"$error":"#N/A"},{"$error":"#N/A"},{"$error":"#N/A"},{"$error":"#N/A"},{"$error":"#N/A"},{"$error":"#N/A"},{"$error":"#N/A"},{"$error":"#N/A"}]
[null,null,null,null,null,null,null,null,null,null,null,null,null,null,null,null," ",null,null,null,null,false,null,null,{"$error":"#N/A"},{"$error":"#N/A"},{"$error":"#N/A"},{"$error":"#N/A"},{"$error":"#N/A"},{"$error":"#N/A"},{"$error":"#N/A"},{"$error":"#N/A"},{"$error":"#N/A"},{"$error":"#N/A"}]
[null,null,null,null,null,null,null,null,null,null,null,null,null,null,null,null," ",null,null,null,null,false,null,null,{"$error":"#N/A"},{"$error":"#N/A"},{"$error":"#N/A"},{"$error":"#N/A"},{"$error":"#N/A"},{"$error":"#N/A"},{"$error":"#N/A"},{"$error":"#N/A"},{"$error":"#N/A"},{"$error":"#N/A"}]
[null,null,null,null,null,null,null,null,null,null,null,null,null,null,null,null," ",null,null,null,null,false,null,null,{"$error":"#N/A"},{"$error":"#N/A"},{"$error":"#N/A"},{"$error":"#N/A"},{"$error":"#N/A"},{"$error":"#N/A"},{"$error":"#N/A"},{"$error":"#N/A"},{"$error":"#N/A"},{"$error":"#N/A"}]
[null,null,null,null,null,null,null,null,null,null,null,null,null,null,null,null," ",null,null,null,null,false,null,null,{"$error":"#N/A"},{"$error":"#N/A"},{"$error":"#N/A"},{"$error":"#N/A"},{"$error":"#N/A"},{"$error":"#N/A"},{"$error":"#N/A"},{"$error":"#N/A"},{"$error":"#N/A"},{"$error":"#N/A"}]
[null,null,null,null,null,null,null,null,null,null,null,null,null,null,null,null," ",null,null,null,null,false,null,null,{"$error":"#N/A"},{"$error":"#N/A"},{"$error":"#N/A"},{"$error":"#N/A"},{"$error":"#N/A"},{"$error":"#N/A"},{"$error":"#N/A"},{"$error":"#N/A"},{"$error":"#N/A"},{"$error":"#N/A"}]
[null,null,null,null,null,null,null,null,null,null,null,null,null,null,null,null," ",null,null,null,null,false,null,null,{"$error":"#N/A"},{"$error":"#N/A"},{"$error":"#N/A"},{"$error":"#N/A"},{"$error":"#N/A"},{"$error":"#N/A"},{"$error":"#N/A"},{"$error":"#N/A"},{"$error":"#N/A"},{"$error":"#N/A"}]
[null,null,null,null,null,null,null,null,null,null,null,null,null,null,null,null," ",null,null,null,null,false,null,null,{"$error":"#N/A"},{"$error":"#N/A"},{"$error":"#N/A"},{"$error":"#N/A"},{"$error":"#N/A"},{"$error":"#N/A"},{"$error":"#N/A"},{"$error":"#N/A"},{"$error":"#N/A"},{"$error":"#N/A"}]
[null,null,null,null,null,null,null,null,null,null,null,null,null,null,null,null," ",null,null,null,null,false,null,null,{"$error":"#N/A"},{"$error":"#N/A"},{"$error":"#N/A"},{"$error":"#N/A"},{"$error":"#N/A"},{"$error":"#N/A"},{"$error":"#N/A"},{"$error":"#N/A"},{"$error":"#N/A"},{"$error":"#N/A"}]
[null,null,null,null,null,null,null,null,null,null,null,null,null,null,null,null," ",null,null,null,null,false,null,null,{"$error":"#N/A"},{"$error":"#N/A"},{"$error":"#N/A"},{"$error":"#N/A"},{"$error":"#N/A"},{"$error":"#N/A"},{"$error":"#N/A"},{"$error":"#N/A"},{"$error":"#N/A"},{"$error":"#N/A"}]
[null,null,null,null,null,null,null,null,null,null,null,null,null,null,null,null," ",null,null,null,null,false,null,null,{"$error":"#N/A"},{"$error":"#N/A"},{"$error":"#N/A"},{"$error":"#N/A"},{"$error":"#N/A"},{"$error":"#N/A"},{"$error":"#N/A"},{"$error":"#N/A"},{"$error":"#N/A"},{"$error":"#N/A"}]
[null,null,null,null,null,null,null,null,null,null,null,null,null,null,null,null," ",null,null,null,null,false,null,null,{"$error":"#N/A"},{"$error":"#N/A"},{"$error":"#N/A"},{"$error":"#N/A"},{"$error":"#N/A"},{"$error":"#N/A"},{"$error":"#N/A"},{"$error":"#N/A"},{"$error":"#N/A"},{"$error":"#N/A"}]
[null,null,null,null,null,null,null,null,null,null,null,null,null,null,null,null," ",null,null,null,null,false,null,null,{"$error":"#N/A"},{"$error":"#N/A"},{"$error":"#N/A"},{"$error":"#N/A"},{"$error":"#N/A"},{"$error":"#N/A"},{"$error":"#N/A"},{"$error":"#N/A"},{"$error":"#N/A"},{"$error":"#N/A"}]
[null,null,null,null,null,null,null,null,null,null,null,null,null,null,null,null," ",null,null,null,null,false,null,null,{"$error":"#N/A"},{"$error":"#N/A"},{"$error":"#N/A"},{"$error":"#N/A"},{"$error":"#N/A"},{"$error":"#N/A"},{"$error":"#N/A"},{"$error":"#N/A"},{"$error":"#N/A"},{"$error":"#N/A"}]
[null,null,null,null,null,null,null,null,null,null,null,null,null,null,null,null," ",null,null,null,null,false,null,null,{"$error":"#N/A"},{"$error":"#N/A"},{"$error":"#N/A"},{"$error":"#N/A"},{"$error":"#N/A"},{"$error":"#N/A"},{"$error":"#N/A"},{"$error":"#N/A"},{"$error":"#N/A"},{"$error":"#N/A"}]
[null,null,null,null,null,null,null,null,null,null,null,null,null,null,null,null," ",null,null,null,null,false,null,null,{"$error":"#N/A"},{"$error":"#N/A"},{"$error":"#N/A"},{"$error":"#N/A"},{"$error":"#N/A"},{"$error":"#N/A"},{"$error":"#N/A"},{"$error":"#N/A"},{"$error":"#N/A"},{"$error":"#N/A"}]
[null,null,null,null,null,null,null,null,null,null,null,null,null,null,null,null," ",null,null,null,null,false,null,null,{"$error":"#N/A"},{"$error":"#N/A"},{"$error":"#N/A"},{"$error":"#N/A"},{"$error":"#N/A"},{"$error":"#N/A"},{"$error":"#N/A"},{"$error":"#N/A"},{"$error":"#N/A"},{"$error":"#N/A"}]
[null,null,null,null,null,null,null,null,null,null,null,null,null,null,null,null," ",null,null,null,null,false,null,null,{"$error":"#N/A"},{"$error":"#N/A"},{"$error":"#N/A"},{"$error":"#N/A"},{"$error":"#N/A"},{"$error":"#N/A"},{"$error":"#N/A"},{"$error":"#N/A"},{"$error":"#N/A"},{"$error":"#N/A"}]
[null,null,null,null,null,null,null,null,null,null,null,null,null,null,null,null," ",null,null,null,null,false,null,null,{"$error":"#N/A"},{"$error":"#N/A"},{"$error":"#N/A"},{"$error":"#N/A"},{"$error":"#N/A"},{"$error":"#N/A"},{"$error":"#N/A"},{"$error":"#N/A"},{"$error":"#N/A"},{"$error":"#N/A"}]
[null,null,null,null,null,null,null,null,null,null,null,null,null,null,null,null," ",null,null,null,null,false,null,null,{"$error":"#N/A"},{"$error":"#N/A"},{"$error":"#N/A"},{"$error":"#N/A"},{"$error":"#N/A"},{"$error":"#N/A"},{"$error":"#N/A"},{"$error":"#N/A"},{"$error":"#N/A"},{"$error":"#N/A"}]
[null,null,null,null,null,null,null,null,null,null,null,null,null,null,null,null," ",null,null,null,null,false,null,null,{"$error":"#N/A"},{"$error":"#N/A"},{"$error":"#N/A"},{"$error":"#N/A"},{"$error":"#N/A"},{"$error":"#N/A"},{"$error":"#N/A"},{"$error":"#N/A"},{"$error":"#N/A"},{"$error":"#N/A"}]
[null,null,null,null,null,null,null,null,null,null,null,null,null,null,null,null," ",null,null,null,null,false,null,null,{"$error":"#N/A"},{"$error":"#N/A"},{"$error":"#N/A"},{"$error":"#N/A"},{"$error":"#N/A"},{"$error":"#N/A"},{"$error":"#N/A"},{"$error":"#N/A"},{"$error":"#N/A"},{"$error":"#N/A"}]
[null,null,null,null,null,null,null,null,null,null,null,null,null,null,null,null,{"$f":"IF(OR(ISERROR(E29865),ISERROR(G29865)),\"  \",E29865&\" \"&G29865)","v":" "},null,null,null,null,false,null,null,{"$error":"#N/A"},{"$error":"#N/A"},{"$error":"#N/A"},{"$error":"#N/A"},{"$error":"#N/A"},{"$error":"#N/A"},{"$error":"#N/A"},{"$error":"#N/A"},{"$error":"#N/A"},{"$error":"#N/A"}]
[null,null,null,null,null,null,null,null,null,null,null,null,null,null,null,null," ",null,null,null,null,false,null,null,{"$error":"#N/A"},{"$error":"#N/A"},{"$error":"#N/A"},{"$error":"#N/A"},{"$error":"#N/A"},{"$error":"#N/A"},{"$error":"#N/A"},{"$error":"#N/A"},{"$error":"#N/A"},{"$error":"#N/A"}]
[null,null,null,null,null,null,null,null,null,null,null,null,null,null,null,null," ",null,null,null,null,false,null,null,{"$error":"#N/A"},{"$error":"#N/A"},{"$error":"#N/A"},{"$error":"#N/A"},{"$error":"#N/A"},{"$error":"#N/A"},{"$error":"#N/A"},{"$error":"#N/A"},{"$error":"#N/A"},{"$error":"#N/A"}]
[null,null,null,null,null,null,null,null,null,null,null,null,null,null,null,null," ",null,null,null,null,false,null,null,{"$error":"#N/A"},{"$error":"#N/A"},{"$error":"#N/A"},{"$error":"#N/A"},{"$error":"#N/A"},{"$error":"#N/A"},{"$error":"#N/A"},{"$error":"#N/A"},{"$error":"#N/A"},{"$error":"#N/A"}]
[null,null,null,null,null,null,null,null,null,null,null,null,null,null,null,null," ",null,null,null,null,false,null,null,{"$error":"#N/A"},{"$error":"#N/A"},{"$error":"#N/A"},{"$error":"#N/A"},{"$error":"#N/A"},{"$error":"#N/A"},{"$error":"#N/A"},{"$error":"#N/A"},{"$error":"#N/A"},{"$error":"#N/A"}]
[null,null,null,null,null,null,null,null,null,null,null,null,null,null,null,null," ",null,null,null,null,false,null,null,{"$error":"#N/A"},{"$error":"#N/A"},{"$error":"#N/A"},{"$error":"#N/A"},{"$error":"#N/A"},{"$error":"#N/A"},{"$error":"#N/A"},{"$error":"#N/A"},{"$error":"#N/A"},{"$error":"#N/A"}]
[null,null,null,null,null,null,null,null,null,null,null,null,null,null,null,null," ",null,null,null,null,false,null,null,{"$error":"#N/A"},{"$error":"#N/A"},{"$error":"#N/A"},{"$error":"#N/A"},{"$error":"#N/A"},{"$error":"#N/A"},{"$error":"#N/A"},{"$error":"#N/A"},{"$error":"#N/A"},{"$error":"#N/A"}]
[null,null,null,null,null,null,null,null,null,null,null,null,null,null,null,null," ",null,null,null,null,false,null,null,{"$error":"#N/A"},{"$error":"#N/A"},{"$error":"#N/A"},{"$error":"#N/A"},{"$error":"#N/A"},{"$error":"#N/A"},{"$error":"#N/A"},{"$error":"#N/A"},{"$error":"#N/A"},{"$error":"#N/A"}]
[null,null,null,null,null,null,null,null,null,null,null,null,null,null,null,null," ",null,null,null,null,false,null,null,{"$error":"#N/A"},{"$error":"#N/A"},{"$error":"#N/A"},{"$error":"#N/A"},{"$error":"#N/A"},{"$error":"#N/A"},{"$error":"#N/A"},{"$error":"#N/A"},{"$error":"#N/A"},{"$error":"#N/A"}]
[null,null,null,null,null,null,null,null,null,null,null,null,null,null,null,null," ",null,null,null,null,false,null,null,{"$error":"#N/A"},{"$error":"#N/A"},{"$error":"#N/A"},{"$error":"#N/A"},{"$error":"#N/A"},{"$error":"#N/A"},{"$error":"#N/A"},{"$error":"#N/A"},{"$error":"#N/A"},{"$error":"#N/A"}]
[null,null,null,null,null,null,null,null,null,null,null,null,null,null,null,null," ",null,null,null,null,false,null,null,{"$error":"#N/A"},{"$error":"#N/A"},{"$error":"#N/A"},{"$error":"#N/A"},{"$error":"#N/A"},{"$error":"#N/A"},{"$error":"#N/A"},{"$error":"#N/A"},{"$error":"#N/A"},{"$error":"#N/A"}]
[null,null,null,null,null,null,null,null,null,null,null,null,null,null,null,null," ",null,null,null,null,false,null,null,{"$error":"#N/A"},{"$error":"#N/A"},{"$error":"#N/A"},{"$error":"#N/A"},{"$error":"#N/A"},{"$error":"#N/A"},{"$error":"#N/A"},{"$error":"#N/A"},{"$error":"#N/A"},{"$error":"#N/A"}]
[null,null,null,null,null,null,null,null,null,null,null,null,null,null,null,null," ",null,null,null,null,false,null,null,{"$f":"IF($V29877=TRUE,E29877,NA())","v":{"$error":"#N/A"}},{"$f":"IF($V29877=TRUE,F29877,NA())","v":{"$error":"#N/A"}},{"$f":"IF($V29877=TRUE,G29877,NA())","v":{"$error":"#N/A"}},{"$f":"IF($V29877=TRUE,H29877,NA())","v":{"$error":"#N/A"}},{"$f":"IF($V29877=TRUE,I29877,NA())","v":{"$error":"#N/A"}},{"$f":"IF($V29877=TRUE,J29877,NA())","v":{"$error":"#N/A"}},{"$f":"IF($V29877=TRUE,K29877,NA())","v":{"$error":"#N/A"}},{"$f":"IF($V29877=TRUE,L29877,NA())","v":{"$error":"#N/A"}},{"$f":"IF($V29877=TRUE,M29877,NA())","v":{"$error":"#N/A"}},{"$f":"IF($V29877=TRUE,N29877,NA())","v":{"$error":"#N/A"}}]
[null,null,null,null,null,null,null,null,null,null,null,null,null,null,null,null," ",null,null,null,null,false,null,null,{"$error":"#N/A"},{"$error":"#N/A"},{"$error":"#N/A"},{"$error":"#N/A"},{"$error":"#N/A"},{"$error":"#N/A"},{"$error":"#N/A"},{"$error":"#N/A"},{"$error":"#N/A"},{"$error":"#N/A"}]
[null,null,null,null,null,null,null,null,null,null,null,null,null,null,null,null," ",null,null,null,null,false,null,null,{"$error":"#N/A"},{"$error":"#N/A"},{"$error":"#N/A"},{"$error":"#N/A"},{"$error":"#N/A"},{"$error":"#N/A"},{"$error":"#N/A"},{"$error":"#N/A"},{"$error":"#N/A"},{"$error":"#N/A"}]
[null,null,null,null,null,null,null,null,null,null,null,null,null,null,null,null," ",null,null,null,null,false,null,null,{"$error":"#N/A"},{"$error":"#N/A"},{"$error":"#N/A"},{"$error":"#N/A"},{"$error":"#N/A"},{"$error":"#N/A"},{"$error":"#N/A"},{"$error":"#N/A"},{"$error":"#N/A"},{"$error":"#N/A"}]
[null,null,null,null,null,null,null,null,null,null,null,null,null,null,null,null," ",null,null,null,null,false,null,null,{"$error":"#N/A"},{"$error":"#N/A"},{"$error":"#N/A"},{"$error":"#N/A"},{"$error":"#N/A"},{"$error":"#N/A"},{"$error":"#N/A"},{"$error":"#N/A"},{"$error":"#N/A"},{"$error":"#N/A"}]
[null,null,null,null,null,null,null,null,null,null,null,null,null,null,null,null," ",null,null,null,null,false,null,null,{"$error":"#N/A"},{"$error":"#N/A"},{"$error":"#N/A"},{"$error":"#N/A"},{"$error":"#N/A"},{"$error":"#N/A"},{"$error":"#N/A"},{"$error":"#N/A"},{"$error":"#N/A"},{"$error":"#N/A"}]
[null,null,null,null,null,null,null,null,null,null,null,null,null,null,null,null," ",null,null,null,null,false,null,null,{"$error":"#N/A"},{"$error":"#N/A"},{"$error":"#N/A"},{"$error":"#N/A"},{"$error":"#N/A"},{"$error":"#N/A"},{"$error":"#N/A"},{"$error":"#N/A"},{"$error":"#N/A"},{"$error":"#N/A"}]
[null,null,null,null,null,null,null,null,null,null,null,null,null,null,null,null," ",null,null,null,null,false,null,null,{"$error":"#N/A"},{"$error":"#N/A"},{"$error":"#N/A"},{"$error":"#N/A"},{"$error":"#N/A"},{"$error":"#N/A"},{"$error":"#N/A"},{"$error":"#N/A"},{"$error":"#N/A"},{"$error":"#N/A"}]
[null,null,null,null,null,null,null,null,null,null,null,null,null,null,null,null," ",null,null,null,null,false,null,null,{"$error":"#N/A"},{"$error":"#N/A"},{"$error":"#N/A"},{"$error":"#N/A"},{"$error":"#N/A"},{"$error":"#N/A"},{"$error":"#N/A"},{"$error":"#N/A"},{"$error":"#N/A"},{"$error":"#N/A"}]
[null,null,null,null,null,null,null,null,null,null,null,null,null,null,null,null," ",null,null,null,null,false,null,null,{"$error":"#N/A"},{"$error":"#N/A"},{"$error":"#N/A"},{"$error":"#N/A"},{"$error":"#N/A"},{"$error":"#N/A"},{"$error":"#N/A"},{"$error":"#N/A"},{"$error":"#N/A"},{"$error":"#N/A"}]
[null,null,null,null,null,null,null,null,null,null,null,null,null,null,null,null," ",null,null,null,null,false,null,null,{"$error":"#N/A"},{"$error":"#N/A"},{"$error":"#N/A"},{"$error":"#N/A"},{"$error":"#N/A"},{"$error":"#N/A"},{"$error":"#N/A"},{"$error":"#N/A"},{"$error":"#N/A"},{"$error":"#N/A"}]
[null,null,null,null,null,null,null,null,null,null,null,null,null,null,null,null," ",null,null,null,null,false,null,null,{"$error":"#N/A"},{"$error":"#N/A"},{"$error":"#N/A"},{"$error":"#N/A"},{"$error":"#N/A"},{"$error":"#N/A"},{"$error":"#N/A"},{"$error":"#N/A"},{"$error":"#N/A"},{"$error":"#N/A"}]
[null,null,null,null,null,null,null,null,null,null,null,null,null,null,null,null," ",null,null,null,null,false,null,null,{"$error":"#N/A"},{"$error":"#N/A"},{"$error":"#N/A"},{"$error":"#N/A"},{"$error":"#N/A"},{"$error":"#N/A"},{"$error":"#N/A"},{"$error":"#N/A"},{"$error":"#N/A"},{"$error":"#N/A"}]
[null,null,null,null,null,null,null,null,null,null,null,null,null,null,null,null," ",null,null,null,null,false,null,null,{"$error":"#N/A"},{"$error":"#N/A"},{"$error":"#N/A"},{"$error":"#N/A"},{"$error":"#N/A"},{"$error":"#N/A"},{"$error":"#N/A"},{"$error":"#N/A"},{"$error":"#N/A"},{"$error":"#N/A"}]
[null,null,null,null,null,null,null,null,null,null,null,null,null,null,null,null," ",null,null,null,null,false,null,null,{"$error":"#N/A"},{"$error":"#N/A"},{"$error":"#N/A"},{"$error":"#N/A"},{"$error":"#N/A"},{"$error":"#N/A"},{"$error":"#N/A"},{"$error":"#N/A"},{"$error":"#N/A"},{"$error":"#N/A"}]
[null,null,null,null,null,null,null,null,null,null,null,null,null,null,null,null," ",null,null,null,null,false,null,null,{"$error":"#N/A"},{"$error":"#N/A"},{"$error":"#N/A"},{"$error":"#N/A"},{"$error":"#N/A"},{"$error":"#N/A"},{"$error":"#N/A"},{"$error":"#N/A"},{"$error":"#N/A"},{"$error":"#N/A"}]
[null,null,null,null,null,null,null,null,null,null,null,null,null,null,null,null," ",null,null,null,null,false,null,null,{"$error":"#N/A"},{"$error":"#N/A"},{"$error":"#N/A"},{"$error":"#N/A"},{"$error":"#N/A"},{"$error":"#N/A"},{"$error":"#N/A"},{"$error":"#N/A"},{"$error":"#N/A"},{"$error":"#N/A"}]
[null,null,null,null,null,null,null,null,null,null,null,null,null,null,null,null," ",null,null,null,null,false,null,null,{"$error":"#N/A"},{"$error":"#N/A"},{"$error":"#N/A"},{"$error":"#N/A"},{"$error":"#N/A"},{"$error":"#N/A"},{"$error":"#N/A"},{"$error":"#N/A"},{"$error":"#N/A"},{"$error":"#N/A"}]
[null,null,null,null,null,null,null,null,null,null,null,null,null,null,null,null," ",null,null,null,null,false,null,null,{"$error":"#N/A"},{"$error":"#N/A"},{"$error":"#N/A"},{"$error":"#N/A"},{"$error":"#N/A"},{"$error":"#N/A"},{"$error":"#N/A"},{"$error":"#N/A"},{"$error":"#N/A"},{"$error":"#N/A"}]
[null,null,null,null,null,null,null,null,null,null,null,null,null,null,null,null," ",null,null,null,null,false,null,null,{"$error":"#N/A"},{"$error":"#N/A"},{"$error":"#N/A"},{"$error":"#N/A"},{"$error":"#N/A"},{"$error":"#N/A"},{"$error":"#N/A"},{"$error":"#N/A"},{"$error":"#N/A"},{"$error":"#N/A"}]
[null,null,null,null,null,null,null,null,null,null,null,null,null,null,null,null," ",null,null,null,null,false,null,null,{"$error":"#N/A"},{"$error":"#N/A"},{"$error":"#N/A"},{"$error":"#N/A"},{"$error":"#N/A"},{"$error":"#N/A"},{"$error":"#N/A"},{"$error":"#N/A"},{"$error":"#N/A"},{"$error":"#N/A"}]
[null,null,null,null,null,null,null,null,null,null,null,null,null,null,null,null," ",null,null,null,null,false,null,null,{"$error":"#N/A"},{"$error":"#N/A"},{"$error":"#N/A"},{"$error":"#N/A"},{"$error":"#N/A"},{"$error":"#N/A"},{"$error":"#N/A"},{"$error":"#N/A"},{"$error":"#N/A"},{"$error":"#N/A"}]
[null,null,null,null,null,null,null,null,null,null,null,null,null,null,null,null," ",null,null,null,null,false,null,null,{"$error":"#N/A"},{"$error":"#N/A"},{"$error":"#N/A"},{"$error":"#N/A"},{"$error":"#N/A"},{"$error":"#N/A"},{"$error":"#N/A"},{"$error":"#N/A"},{"$error":"#N/A"},{"$error":"#N/A"}]
[null,null,null,null,null,null,null,null,null,null,null,null,null,null,null,null," ",null,null,null,null,{"$f":"IF(ISERROR(G29900),FALSE,IF($V$9=G29900,TRUE,FALSE))","v":false},null,null,{"$error":"#N/A"},{"$error":"#N/A"},{"$error":"#N/A"},{"$error":"#N/A"},{"$error":"#N/A"},{"$error":"#N/A"},{"$error":"#N/A"},{"$error":"#N/A"},{"$error":"#N/A"},{"$error":"#N/A"}]
[null,null,null,null,null,null,null,null,null,null,null,null,null,null,null,null," ",null,null,null,null,false,null,null,{"$error":"#N/A"},{"$error":"#N/A"},{"$error":"#N/A"},{"$error":"#N/A"},{"$error":"#N/A"},{"$error":"#N/A"},{"$error":"#N/A"},{"$error":"#N/A"},{"$error":"#N/A"},{"$error":"#N/A"}]
[null,null,null,null,null,null,null,null,null,null,null,null,null,null,null,null," ",null,null,null,null,false,null,null,{"$error":"#N/A"},{"$error":"#N/A"},{"$error":"#N/A"},{"$error":"#N/A"},{"$error":"#N/A"},{"$error":"#N/A"},{"$error":"#N/A"},{"$error":"#N/A"},{"$error":"#N/A"},{"$error":"#N/A"}]
[null,null,null,null,null,null,null,null,null,null,null,null,null,null,null,null," ",null,null,null,null,false,null,null,{"$error":"#N/A"},{"$error":"#N/A"},{"$error":"#N/A"},{"$error":"#N/A"},{"$error":"#N/A"},{"$error":"#N/A"},{"$error":"#N/A"},{"$error":"#N/A"},{"$error":"#N/A"},{"$error":"#N/A"}]
[null,null,null,null,null,null,null,null,null,null,null,null,null,null,null,null," ",null,null,null,null,false,null,null,{"$error":"#N/A"},{"$error":"#N/A"},{"$error":"#N/A"},{"$error":"#N/A"},{"$error":"#N/A"},{"$error":"#N/A"},{"$error":"#N/A"},{"$error":"#N/A"},{"$error":"#N/A"},{"$error":"#N/A"}]
[null,null,null,null,null,null,null,null,null,null,null,null,null,null,null,null," ",null,null,null,null,false,null,null,{"$error":"#N/A"},{"$error":"#N/A"},{"$error":"#N/A"},{"$error":"#N/A"},{"$error":"#N/A"},{"$error":"#N/A"},{"$error":"#N/A"},{"$error":"#N/A"},{"$error":"#N/A"},{"$error":"#N/A"}]
[null,null,null,null,null,null,null,null,null,null,null,null,null,null,null,null," ",null,null,null,null,false,null,null,{"$error":"#N/A"},{"$error":"#N/A"},{"$error":"#N/A"},{"$error":"#N/A"},{"$error":"#N/A"},{"$error":"#N/A"},{"$error":"#N/A"},{"$error":"#N/A"},{"$error":"#N/A"},{"$error":"#N/A"}]
[null,null,null,null,null,null,null,null,null,null,null,null,null,null,null,null," ",null,null,null,null,false,null,null,{"$error":"#N/A"},{"$error":"#N/A"},{"$error":"#N/A"},{"$error":"#N/A"},{"$error":"#N/A"},{"$error":"#N/A"},{"$error":"#N/A"},{"$error":"#N/A"},{"$error":"#N/A"},{"$error":"#N/A"}]
[null,null,null,null,null,null,null,null,null,null,null,null,null,null,null,null," ",null,null,null,null,false,null,null,{"$error":"#N/A"},{"$error":"#N/A"},{"$error":"#N/A"},{"$error":"#N/A"},{"$error":"#N/A"},{"$error":"#N/A"},{"$error":"#N/A"},{"$error":"#N/A"},{"$error":"#N/A"},{"$error":"#N/A"}]
[null,null,null,null,null,null,null,null,null,null,null,null,null,null,null,null," ",null,null,null,null,false,null,null,{"$error":"#N/A"},{"$error":"#N/A"},{"$error":"#N/A"},{"$error":"#N/A"},{"$error":"#N/A"},{"$error":"#N/A"},{"$error":"#N/A"},{"$error":"#N/A"},{"$error":"#N/A"},{"$error":"#N/A"}]
[null,null,null,null,null,null,null,null,null,null,null,null,null,null,null,null," ",null,null,null,null,false,null,null,{"$error":"#N/A"},{"$error":"#N/A"},{"$error":"#N/A"},{"$error":"#N/A"},{"$error":"#N/A"},{"$error":"#N/A"},{"$error":"#N/A"},{"$error":"#N/A"},{"$error":"#N/A"},{"$error":"#N/A"}]
[null,null,null,null,null,null,null,null,null,null,null,null,null,null,null,null," ",null,null,null,null,false,null,null,{"$error":"#N/A"},{"$error":"#N/A"},{"$error":"#N/A"},{"$error":"#N/A"},{"$error":"#N/A"},{"$error":"#N/A"},{"$error":"#N/A"},{"$error":"#N/A"},{"$error":"#N/A"},{"$error":"#N/A"}]
[null,null,null,null,null,null,null,null,null,null,null,null,null,null,null,null," ",null,null,null,null,false,null,null,{"$error":"#N/A"},{"$error":"#N/A"},{"$error":"#N/A"},{"$error":"#N/A"},{"$error":"#N/A"},{"$error":"#N/A"},{"$error":"#N/A"},{"$error":"#N/A"},{"$error":"#N/A"},{"$error":"#N/A"}]
[null,null,null,null,null,null,null,null,null,null,null,null,null,null,null,null," ",null,null,null,null,false,null,null,{"$error":"#N/A"},{"$error":"#N/A"},{"$error":"#N/A"},{"$error":"#N/A"},{"$error":"#N/A"},{"$error":"#N/A"},{"$error":"#N/A"},{"$error":"#N/A"},{"$error":"#N/A"},{"$error":"#N/A"}]
[null,null,null,null,null,null,null,null,null,null,null,null,null,null,null,null," ",null,null,null,null,false,null,null,{"$error":"#N/A"},{"$error":"#N/A"},{"$error":"#N/A"},{"$error":"#N/A"},{"$error":"#N/A"},{"$error":"#N/A"},{"$error":"#N/A"},{"$error":"#N/A"},{"$error":"#N/A"},{"$error":"#N/A"}]
[null,null,null,null,null,null,null,null,null,null,null,null,null,null,null,null," ",null,null,null,null,false,null,null,{"$error":"#N/A"},{"$error":"#N/A"},{"$error":"#N/A"},{"$error":"#N/A"},{"$error":"#N/A"},{"$error":"#N/A"},{"$error":"#N/A"},{"$error":"#N/A"},{"$error":"#N/A"},{"$error":"#N/A"}]
[null,null,null,null,null,null,null,null,null,null,null,null,null,null,null,null," ",null,null,null,null,false,null,null,{"$error":"#N/A"},{"$error":"#N/A"},{"$error":"#N/A"},{"$error":"#N/A"},{"$error":"#N/A"},{"$error":"#N/A"},{"$error":"#N/A"},{"$error":"#N/A"},{"$error":"#N/A"},{"$error":"#N/A"}]
[null,null,null,null,null,null,null,null,null,null,null,null,null,null,null,null," ",null,null,null,null,false,null,null,{"$error":"#N/A"},{"$error":"#N/A"},{"$error":"#N/A"},{"$error":"#N/A"},{"$error":"#N/A"},{"$error":"#N/A"},{"$error":"#N/A"},{"$error":"#N/A"},{"$error":"#N/A"},{"$error":"#N/A"}]
[null,null,null,null,null,null,null,null,null,null,null,null,null,null,null,null," ",null,null,null,null,false,null,null,{"$error":"#N/A"},{"$error":"#N/A"},{"$error":"#N/A"},{"$error":"#N/A"},{"$error":"#N/A"},{"$error":"#N/A"},{"$error":"#N/A"},{"$error":"#N/A"},{"$error":"#N/A"},{"$error":"#N/A"}]
[null,null,null,null,null,null,null,null,null,null,null,null,null,null,null,null," ",null,null,null,null,false,null,null,{"$error":"#N/A"},{"$error":"#N/A"},{"$error":"#N/A"},{"$error":"#N/A"},{"$error":"#N/A"},{"$error":"#N/A"},{"$error":"#N/A"},{"$error":"#N/A"},{"$error":"#N/A"},{"$error":"#N/A"}]
[null,null,null,null,null,null,null,null,null,null,null,null,null,null,null,null," ",null,null,null,null,false,null,null,{"$error":"#N/A"},{"$error":"#N/A"},{"$error":"#N/A"},{"$error":"#N/A"},{"$error":"#N/A"},{"$error":"#N/A"},{"$error":"#N/A"},{"$error":"#N/A"},{"$error":"#N/A"},{"$error":"#N/A"}]
[null,null,null,null,null,null,null,null,null,null,null,null,null,null,null,null," ",null,null,null,null,false,null,null,{"$error":"#N/A"},{"$error":"#N/A"},{"$error":"#N/A"},{"$error":"#N/A"},{"$error":"#N/A"},{"$error":"#N/A"},{"$error":"#N/A"},{"$error":"#N/A"},{"$error":"#N/A"},{"$error":"#N/A"}]
[null,null,null,null,null,null,null,null,null,null,null,null,null,null,null,null," ",null,null,null,null,false,null,null,{"$error":"#N/A"},{"$error":"#N/A"},{"$error":"#N/A"},{"$error":"#N/A"},{"$error":"#N/A"},{"$error":"#N/A"},{"$error":"#N/A"},{"$error":"#N/A"},{"$error":"#N/A"},{"$error":"#N/A"}]
[null,null,null,null,null,null,null,null,null,null,null,null,null,null,null,null," ",null,null,null,null,false,null,null,{"$error":"#N/A"},{"$error":"#N/A"},{"$error":"#N/A"},{"$error":"#N/A"},{"$error":"#N/A"},{"$error":"#N/A"},{"$error":"#N/A"},{"$error":"#N/A"},{"$error":"#N/A"},{"$error":"#N/A"}]
[null,null,null,null,null,null,null,null,null,null,null,null,null,null,null,null," ",null,null,null,null,false,null,null,{"$error":"#N/A"},{"$error":"#N/A"},{"$error":"#N/A"},{"$error":"#N/A"},{"$error":"#N/A"},{"$error":"#N/A"},{"$error":"#N/A"},{"$error":"#N/A"},{"$error":"#N/A"},{"$error":"#N/A"}]
[null,null,null,null,null,null,null,null,null,null,null,null,null,null,null,null," ",null,null,null,null,false,null,null,{"$error":"#N/A"},{"$error":"#N/A"},{"$error":"#N/A"},{"$error":"#N/A"},{"$error":"#N/A"},{"$error":"#N/A"},{"$error":"#N/A"},{"$error":"#N/A"},{"$error":"#N/A"},{"$error":"#N/A"}]
[null,null,null,null,null,null,null,null,null,null,null,null,null,null,null,null," ",null,null,null,null,false,null,null,{"$error":"#N/A"},{"$error":"#N/A"},{"$error":"#N/A"},{"$error":"#N/A"},{"$error":"#N/A"},{"$error":"#N/A"},{"$error":"#N/A"},{"$error":"#N/A"},{"$error":"#N/A"},{"$error":"#N/A"}]
[null,null,null,null,null,null,null,null,null,null,null,null,null,null,null,null," ",null,null,null,null,false,null,null,{"$error":"#N/A"},{"$error":"#N/A"},{"$error":"#N/A"},{"$error":"#N/A"},{"$error":"#N/A"},{"$error":"#N/A"},{"$error":"#N/A"},{"$error":"#N/A"},{"$error":"#N/A"},{"$error":"#N/A"}]
[null,null,null,null,null,null,null,null,null,null,null,null,null,null,null,null," ",null,null,null,null,false,null,null,{"$error":"#N/A"},{"$error":"#N/A"},{"$error":"#N/A"},{"$error":"#N/A"},{"$error":"#N/A"},{"$error":"#N/A"},{"$error":"#N/A"},{"$error":"#N/A"},{"$error":"#N/A"},{"$error":"#N/A"}]
[null,null,null,null,null,null,null,null,null,null,null,null,null,null,null,null,{"$f":"IF(OR(ISERROR(E29929),ISERROR(G29929)),\"  \",E29929&\" \"&G29929)","v":" "},null,null,null,null,false,null,null,{"$error":"#N/A"},{"$error":"#N/A"},{"$error":"#N/A"},{"$error":"#N/A"},{"$error":"#N/A"},{"$error":"#N/A"},{"$error":"#N/A"},{"$error":"#N/A"},{"$error":"#N/A"},{"$error":"#N/A"}]
[null,null,null,null,null,null,null,null,null,null,null,null,null,null,null,null," ",null,null,null,null,false,null,null,{"$error":"#N/A"},{"$error":"#N/A"},{"$error":"#N/A"},{"$error":"#N/A"},{"$error":"#N/A"},{"$error":"#N/A"},{"$error":"#N/A"},{"$error":"#N/A"},{"$error":"#N/A"},{"$error":"#N/A"}]
[null,null,null,null,null,null,null,null,null,null,null,null,null,null,null,null," ",null,null,null,null,false,null,null,{"$error":"#N/A"},{"$error":"#N/A"},{"$error":"#N/A"},{"$error":"#N/A"},{"$error":"#N/A"},{"$error":"#N/A"},{"$error":"#N/A"},{"$error":"#N/A"},{"$error":"#N/A"},{"$error":"#N/A"}]
[null,null,null,null,null,null,null,null,null,null,null,null,null,null,null,null," ",null,null,null,null,false,null,null,{"$error":"#N/A"},{"$error":"#N/A"},{"$error":"#N/A"},{"$error":"#N/A"},{"$error":"#N/A"},{"$error":"#N/A"},{"$error":"#N/A"},{"$error":"#N/A"},{"$error":"#N/A"},{"$error":"#N/A"}]
[null,null,null,null,null,null,null,null,null,null,null,null,null,null,null,null," ",null,null,null,null,false,null,null,{"$error":"#N/A"},{"$error":"#N/A"},{"$error":"#N/A"},{"$error":"#N/A"},{"$error":"#N/A"},{"$error":"#N/A"},{"$error":"#N/A"},{"$error":"#N/A"},{"$error":"#N/A"},{"$error":"#N/A"}]
[null,null,null,null,null,null,null,null,null,null,null,null,null,null,null,null," ",null,null,null,null,false,null,null,{"$error":"#N/A"},{"$error":"#N/A"},{"$error":"#N/A"},{"$error":"#N/A"},{"$error":"#N/A"},{"$error":"#N/A"},{"$error":"#N/A"},{"$error":"#N/A"},{"$error":"#N/A"},{"$error":"#N/A"}]
[null,null,null,null,null,null,null,null,null,null,null,null,null,null,null,null," ",null,null,null,null,false,null,null,{"$error":"#N/A"},{"$error":"#N/A"},{"$error":"#N/A"},{"$error":"#N/A"},{"$error":"#N/A"},{"$error":"#N/A"},{"$error":"#N/A"},{"$error":"#N/A"},{"$error":"#N/A"},{"$error":"#N/A"}]
[null,null,null,null,null,null,null,null,null,null,null,null,null,null,null,null," ",null,null,null,null,false,null,null,{"$error":"#N/A"},{"$error":"#N/A"},{"$error":"#N/A"},{"$error":"#N/A"},{"$error":"#N/A"},{"$error":"#N/A"},{"$error":"#N/A"},{"$error":"#N/A"},{"$error":"#N/A"},{"$error":"#N/A"}]
[null,null,null,null,null,null,null,null,null,null,null,null,null,null,null,null," ",null,null,null,null,false,null,null,{"$error":"#N/A"},{"$error":"#N/A"},{"$error":"#N/A"},{"$error":"#N/A"},{"$error":"#N/A"},{"$error":"#N/A"},{"$error":"#N/A"},{"$error":"#N/A"},{"$error":"#N/A"},{"$error":"#N/A"}]
[null,null,null,null,null,null,null,null,null,null,null,null,null,null,null,null," ",null,null,null,null,false,null,null,{"$error":"#N/A"},{"$error":"#N/A"},{"$error":"#N/A"},{"$error":"#N/A"},{"$error":"#N/A"},{"$error":"#N/A"},{"$error":"#N/A"},{"$error":"#N/A"},{"$error":"#N/A"},{"$error":"#N/A"}]
[null,null,null,null,null,null,null,null,null,null,null,null,null,null,null,null," ",null,null,null,null,false,null,null,{"$error":"#N/A"},{"$error":"#N/A"},{"$error":"#N/A"},{"$error":"#N/A"},{"$error":"#N/A"},{"$error":"#N/A"},{"$error":"#N/A"},{"$error":"#N/A"},{"$error":"#N/A"},{"$error":"#N/A"}]
[null,null,null,null,null,null,null,null,null,null,null,null,null,null,null,null," ",null,null,null,null,false,null,null,{"$error":"#N/A"},{"$error":"#N/A"},{"$error":"#N/A"},{"$error":"#N/A"},{"$error":"#N/A"},{"$error":"#N/A"},{"$error":"#N/A"},{"$error":"#N/A"},{"$error":"#N/A"},{"$error":"#N/A"}]
[null,null,null,null,null,null,null,null,null,null,null,null,null,null,null,null," ",null,null,null,null,false,null,null,{"$f":"IF($V29941=TRUE,E29941,NA())","v":{"$error":"#N/A"}},{"$f":"IF($V29941=TRUE,F29941,NA())","v":{"$error":"#N/A"}},{"$f":"IF($V29941=TRUE,G29941,NA())","v":{"$error":"#N/A"}},{"$f":"IF($V29941=TRUE,H29941,NA())","v":{"$error":"#N/A"}},{"$f":"IF($V29941=TRUE,I29941,NA())","v":{"$error":"#N/A"}},{"$f":"IF($V29941=TRUE,J29941,NA())","v":{"$error":"#N/A"}},{"$f":"IF($V29941=TRUE,K29941,NA())","v":{"$error":"#N/A"}},{"$f":"IF($V29941=TRUE,L29941,NA())","v":{"$error":"#N/A"}},{"$f":"IF($V29941=TRUE,M29941,NA())","v":{"$error":"#N/A"}},{"$f":"IF($V29941=TRUE,N29941,NA())","v":{"$error":"#N/A"}}]
[null,null,null,null,null,null,null,null,null,null,null,null,null,null,null,null," ",null,null,null,null,false,null,null,{"$error":"#N/A"},{"$error":"#N/A"},{"$error":"#N/A"},{"$error":"#N/A"},{"$error":"#N/A"},{"$error":"#N/A"},{"$error":"#N/A"},{"$error":"#N/A"},{"$error":"#N/A"},{"$error":"#N/A"}]
[null,null,null,null,null,null,null,null,null,null,null,null,null,null,null,null," ",null,null,null,null,false,null,null,{"$error":"#N/A"},{"$error":"#N/A"},{"$error":"#N/A"},{"$error":"#N/A"},{"$error":"#N/A"},{"$error":"#N/A"},{"$error":"#N/A"},{"$error":"#N/A"},{"$error":"#N/A"},{"$error":"#N/A"}]
[null,null,null,null,null,null,null,null,null,null,null,null,null,null,null,null," ",null,null,null,null,false,null,null,{"$error":"#N/A"},{"$error":"#N/A"},{"$error":"#N/A"},{"$error":"#N/A"},{"$error":"#N/A"},{"$error":"#N/A"},{"$error":"#N/A"},{"$error":"#N/A"},{"$error":"#N/A"},{"$error":"#N/A"}]
[null,null,null,null,null,null,null,null,null,null,null,null,null,null,null,null," ",null,null,null,null,false,null,null,{"$error":"#N/A"},{"$error":"#N/A"},{"$error":"#N/A"},{"$error":"#N/A"},{"$error":"#N/A"},{"$error":"#N/A"},{"$error":"#N/A"},{"$error":"#N/A"},{"$error":"#N/A"},{"$error":"#N/A"}]
[null,null,null,null,null,null,null,null,null,null,null,null,null,null,null,null," ",null,null,null,null,false,null,null,{"$error":"#N/A"},{"$error":"#N/A"},{"$error":"#N/A"},{"$error":"#N/A"},{"$error":"#N/A"},{"$error":"#N/A"},{"$error":"#N/A"},{"$error":"#N/A"},{"$error":"#N/A"},{"$error":"#N/A"}]
[null,null,null,null,null,null,null,null,null,null,null,null,null,null,null,null," ",null,null,null,null,false,null,null,{"$error":"#N/A"},{"$error":"#N/A"},{"$error":"#N/A"},{"$error":"#N/A"},{"$error":"#N/A"},{"$error":"#N/A"},{"$error":"#N/A"},{"$error":"#N/A"},{"$error":"#N/A"},{"$error":"#N/A"}]
[null,null,null,null,null,null,null,null,null,null,null,null,null,null,null,null," ",null,null,null,null,false,null,null,{"$error":"#N/A"},{"$error":"#N/A"},{"$error":"#N/A"},{"$error":"#N/A"},{"$error":"#N/A"},{"$error":"#N/A"},{"$error":"#N/A"},{"$error":"#N/A"},{"$error":"#N/A"},{"$error":"#N/A"}]
[null,null,null,null,null,null,null,null,null,null,null,null,null,null,null,null," ",null,null,null,null,false,null,null,{"$error":"#N/A"},{"$error":"#N/A"},{"$error":"#N/A"},{"$error":"#N/A"},{"$error":"#N/A"},{"$error":"#N/A"},{"$error":"#N/A"},{"$error":"#N/A"},{"$error":"#N/A"},{"$error":"#N/A"}]
[null,null,null,null,null,null,null,null,null,null,null,null,null,null,null,null," ",null,null,null,null,false,null,null,{"$error":"#N/A"},{"$error":"#N/A"},{"$error":"#N/A"},{"$error":"#N/A"},{"$error":"#N/A"},{"$error":"#N/A"},{"$error":"#N/A"},{"$error":"#N/A"},{"$error":"#N/A"},{"$error":"#N/A"}]
[null,null,null,null,null,null,null,null,null,null,null,null,null,null,null,null," ",null,null,null,null,false,null,null,{"$error":"#N/A"},{"$error":"#N/A"},{"$error":"#N/A"},{"$error":"#N/A"},{"$error":"#N/A"},{"$error":"#N/A"},{"$error":"#N/A"},{"$error":"#N/A"},{"$error":"#N/A"},{"$error":"#N/A"}]
[null,null,null,null,null,null,null,null,null,null,null,null,null,null,null,null," ",null,null,null,null,false,null,null,{"$error":"#N/A"},{"$error":"#N/A"},{"$error":"#N/A"},{"$error":"#N/A"},{"$error":"#N/A"},{"$error":"#N/A"},{"$error":"#N/A"},{"$error":"#N/A"},{"$error":"#N/A"},{"$error":"#N/A"}]
[null,null,null,null,null,null,null,null,null,null,null,null,null,null,null,null," ",null,null,null,null,false,null,null,{"$error":"#N/A"},{"$error":"#N/A"},{"$error":"#N/A"},{"$error":"#N/A"},{"$error":"#N/A"},{"$error":"#N/A"},{"$error":"#N/A"},{"$error":"#N/A"},{"$error":"#N/A"},{"$error":"#N/A"}]
[null,null,null,null,null,null,null,null,null,null,null,null,null,null,null,null," ",null,null,null,null,false,null,null,{"$error":"#N/A"},{"$error":"#N/A"},{"$error":"#N/A"},{"$error":"#N/A"},{"$error":"#N/A"},{"$error":"#N/A"},{"$error":"#N/A"},{"$error":"#N/A"},{"$error":"#N/A"},{"$error":"#N/A"}]
[null,null,null,null,null,null,null,null,null,null,null,null,null,null,null,null," ",null,null,null,null,false,null,null,{"$error":"#N/A"},{"$error":"#N/A"},{"$error":"#N/A"},{"$error":"#N/A"},{"$error":"#N/A"},{"$error":"#N/A"},{"$error":"#N/A"},{"$error":"#N/A"},{"$error":"#N/A"},{"$error":"#N/A"}]
[null,null,null,null,null,null,null,null,null,null,null,null,null,null,null,null," ",null,null,null,null,false,null,null,{"$error":"#N/A"},{"$error":"#N/A"},{"$error":"#N/A"},{"$error":"#N/A"},{"$error":"#N/A"},{"$error":"#N/A"},{"$error":"#N/A"},{"$error":"#N/A"},{"$error":"#N/A"},{"$error":"#N/A"}]
[null,null,null,null,null,null,null,null,null,null,null,null,null,null,null,null," ",null,null,null,null,false,null,null,{"$error":"#N/A"},{"$error":"#N/A"},{"$error":"#N/A"},{"$error":"#N/A"},{"$error":"#N/A"},{"$error":"#N/A"},{"$error":"#N/A"},{"$error":"#N/A"},{"$error":"#N/A"},{"$error":"#N/A"}]
[null,null,null,null,null,null,null,null,null,null,null,null,null,null,null,null," ",null,null,null,null,false,null,null,{"$error":"#N/A"},{"$error":"#N/A"},{"$error":"#N/A"},{"$error":"#N/A"},{"$error":"#N/A"},{"$error":"#N/A"},{"$error":"#N/A"},{"$error":"#N/A"},{"$error":"#N/A"},{"$error":"#N/A"}]
[null,null,null,null,null,null,null,null,null,null,null,null,null,null,null,null," ",null,null,null,null,false,null,null,{"$error":"#N/A"},{"$error":"#N/A"},{"$error":"#N/A"},{"$error":"#N/A"},{"$error":"#N/A"},{"$error":"#N/A"},{"$error":"#N/A"},{"$error":"#N/A"},{"$error":"#N/A"},{"$error":"#N/A"}]
[null,null,null,null,null,null,null,null,null,null,null,null,null,null,null,null," ",null,null,null,null,false,null,null,{"$error":"#N/A"},{"$error":"#N/A"},{"$error":"#N/A"},{"$error":"#N/A"},{"$error":"#N/A"},{"$error":"#N/A"},{"$error":"#N/A"},{"$error":"#N/A"},{"$error":"#N/A"},{"$error":"#N/A"}]
[null,null,null,null,null,null,null,null,null,null,null,null,null,null,null,null," ",null,null,null,null,false,null,null,{"$error":"#N/A"},{"$error":"#N/A"},{"$error":"#N/A"},{"$error":"#N/A"},{"$error":"#N/A"},{"$error":"#N/A"},{"$error":"#N/A"},{"$error":"#N/A"},{"$error":"#N/A"},{"$error":"#N/A"}]
[null,null,null,null,null,null,null,null,null,null,null,null,null,null,null,null," ",null,null,null,null,false,null,null,{"$error":"#N/A"},{"$error":"#N/A"},{"$error":"#N/A"},{"$error":"#N/A"},{"$error":"#N/A"},{"$error":"#N/A"},{"$error":"#N/A"},{"$error":"#N/A"},{"$error":"#N/A"},{"$error":"#N/A"}]
[null,null,null,null,null,null,null,null,null,null,null,null,null,null,null,null," ",null,null,null,null,false,null,null,{"$error":"#N/A"},{"$error":"#N/A"},{"$error":"#N/A"},{"$error":"#N/A"},{"$error":"#N/A"},{"$error":"#N/A"},{"$error":"#N/A"},{"$error":"#N/A"},{"$error":"#N/A"},{"$error":"#N/A"}]
[null,null,null,null,null,null,null,null,null,null,null,null,null,null,null,null," ",null,null,null,null,{"$f":"IF(ISERROR(G29964),FALSE,IF($V$9=G29964,TRUE,FALSE))","v":false},null,null,{"$error":"#N/A"},{"$error":"#N/A"},{"$error":"#N/A"},{"$error":"#N/A"},{"$error":"#N/A"},{"$error":"#N/A"},{"$error":"#N/A"},{"$error":"#N/A"},{"$error":"#N/A"},{"$error":"#N/A"}]
[null,null,null,null,null,null,null,null,null,null,null,null,null,null,null,null," ",null,null,null,null,false,null,null,{"$error":"#N/A"},{"$error":"#N/A"},{"$error":"#N/A"},{"$error":"#N/A"},{"$error":"#N/A"},{"$error":"#N/A"},{"$error":"#N/A"},{"$error":"#N/A"},{"$error":"#N/A"},{"$error":"#N/A"}]
[null,null,null,null,null,null,null,null,null,null,null,null,null,null,null,null," ",null,null,null,null,false,null,null,{"$error":"#N/A"},{"$error":"#N/A"},{"$error":"#N/A"},{"$error":"#N/A"},{"$error":"#N/A"},{"$error":"#N/A"},{"$error":"#N/A"},{"$error":"#N/A"},{"$error":"#N/A"},{"$error":"#N/A"}]
[null,null,null,null,null,null,null,null,null,null,null,null,null,null,null,null," ",null,null,null,null,false,null,null,{"$error":"#N/A"},{"$error":"#N/A"},{"$error":"#N/A"},{"$error":"#N/A"},{"$error":"#N/A"},{"$error":"#N/A"},{"$error":"#N/A"},{"$error":"#N/A"},{"$error":"#N/A"},{"$error":"#N/A"}]
[null,null,null,null,null,null,null,null,null,null,null,null,null,null,null,null," ",null,null,null,null,false,null,null,{"$error":"#N/A"},{"$error":"#N/A"},{"$error":"#N/A"},{"$error":"#N/A"},{"$error":"#N/A"},{"$error":"#N/A"},{"$error":"#N/A"},{"$error":"#N/A"},{"$error":"#N/A"},{"$error":"#N/A"}]
[null,null,null,null,null,null,null,null,null,null,null,null,null,null,null,null," ",null,null,null,null,false,null,null,{"$error":"#N/A"},{"$error":"#N/A"},{"$error":"#N/A"},{"$error":"#N/A"},{"$error":"#N/A"},{"$error":"#N/A"},{"$error":"#N/A"},{"$error":"#N/A"},{"$error":"#N/A"},{"$error":"#N/A"}]
[null,null,null,null,null,null,null,null,null,null,null,null,null,null,null,null," ",null,null,null,null,false,null,null,{"$error":"#N/A"},{"$error":"#N/A"},{"$error":"#N/A"},{"$error":"#N/A"},{"$error":"#N/A"},{"$error":"#N/A"},{"$error":"#N/A"},{"$error":"#N/A"},{"$error":"#N/A"},{"$error":"#N/A"}]
[null,null,null,null,null,null,null,null,null,null,null,null,null,null,null,null," ",null,null,null,null,false,null,null,{"$error":"#N/A"},{"$error":"#N/A"},{"$error":"#N/A"},{"$error":"#N/A"},{"$error":"#N/A"},{"$error":"#N/A"},{"$error":"#N/A"},{"$error":"#N/A"},{"$error":"#N/A"},{"$error":"#N/A"}]
[null,null,null,null,null,null,null,null,null,null,null,null,null,null,null,null," ",null,null,null,null,false,null,null,{"$error":"#N/A"},{"$error":"#N/A"},{"$error":"#N/A"},{"$error":"#N/A"},{"$error":"#N/A"},{"$error":"#N/A"},{"$error":"#N/A"},{"$error":"#N/A"},{"$error":"#N/A"},{"$error":"#N/A"}]
[null,null,null,null,null,null,null,null,null,null,null,null,null,null,null,null," ",null,null,null,null,false,null,null,{"$error":"#N/A"},{"$error":"#N/A"},{"$error":"#N/A"},{"$error":"#N/A"},{"$error":"#N/A"},{"$error":"#N/A"},{"$error":"#N/A"},{"$error":"#N/A"},{"$error":"#N/A"},{"$error":"#N/A"}]
[null,null,null,null,null,null,null,null,null,null,null,null,null,null,null,null," ",null,null,null,null,false,null,null,{"$error":"#N/A"},{"$error":"#N/A"},{"$error":"#N/A"},{"$error":"#N/A"},{"$error":"#N/A"},{"$error":"#N/A"},{"$error":"#N/A"},{"$error":"#N/A"},{"$error":"#N/A"},{"$error":"#N/A"}]
[null,null,null,null,null,null,null,null,null,null,null,null,null,null,null,null," ",null,null,null,null,false,null,null,{"$error":"#N/A"},{"$error":"#N/A"},{"$error":"#N/A"},{"$error":"#N/A"},{"$error":"#N/A"},{"$error":"#N/A"},{"$error":"#N/A"},{"$error":"#N/A"},{"$error":"#N/A"},{"$error":"#N/A"}]
[null,null,null,null,null,null,null,null,null,null,null,null,null,null,null,null," ",null,null,null,null,false,null,null,{"$error":"#N/A"},{"$error":"#N/A"},{"$error":"#N/A"},{"$error":"#N/A"},{"$error":"#N/A"},{"$error":"#N/A"},{"$error":"#N/A"},{"$error":"#N/A"},{"$error":"#N/A"},{"$error":"#N/A"}]
[null,null,null,null,null,null,null,null,null,null,null,null,null,null,null,null," ",null,null,null,null,false,null,null,{"$error":"#N/A"},{"$error":"#N/A"},{"$error":"#N/A"},{"$error":"#N/A"},{"$error":"#N/A"},{"$error":"#N/A"},{"$error":"#N/A"},{"$error":"#N/A"},{"$error":"#N/A"},{"$error":"#N/A"}]
[null,null,null,null,null,null,null,null,null,null,null,null,null,null,null,null," ",null,null,null,null,false,null,null,{"$error":"#N/A"},{"$error":"#N/A"},{"$error":"#N/A"},{"$error":"#N/A"},{"$error":"#N/A"},{"$error":"#N/A"},{"$error":"#N/A"},{"$error":"#N/A"},{"$error":"#N/A"},{"$error":"#N/A"}]
[null,null,null,null,null,null,null,null,null,null,null,null,null,null,null,null," ",null,null,null,null,false,null,null,{"$error":"#N/A"},{"$error":"#N/A"},{"$error":"#N/A"},{"$error":"#N/A"},{"$error":"#N/A"},{"$error":"#N/A"},{"$error":"#N/A"},{"$error":"#N/A"},{"$error":"#N/A"},{"$error":"#N/A"}]
[null,null,null,null,null,null,null,null,null,null,null,null,null,null,null,null," ",null,null,null,null,false,null,null,{"$error":"#N/A"},{"$error":"#N/A"},{"$error":"#N/A"},{"$error":"#N/A"},{"$error":"#N/A"},{"$error":"#N/A"},{"$error":"#N/A"},{"$error":"#N/A"},{"$error":"#N/A"},{"$error":"#N/A"}]
[null,null,null,null,null,null,null,null,null,null,null,null,null,null,null,null," ",null,null,null,null,false,null,null,{"$error":"#N/A"},{"$error":"#N/A"},{"$error":"#N/A"},{"$error":"#N/A"},{"$error":"#N/A"},{"$error":"#N/A"},{"$error":"#N/A"},{"$error":"#N/A"},{"$error":"#N/A"},{"$error":"#N/A"}]
[null,null,null,null,null,null,null,null,null,null,null,null,null,null,null,null," ",null,null,null,null,false,null,null,{"$error":"#N/A"},{"$error":"#N/A"},{"$error":"#N/A"},{"$error":"#N/A"},{"$error":"#N/A"},{"$error":"#N/A"},{"$error":"#N/A"},{"$error":"#N/A"},{"$error":"#N/A"},{"$error":"#N/A"}]
[null,null,null,null,null,null,null,null,null,null,null,null,null,null,null,null," ",null,null,null,null,false,null,null,{"$error":"#N/A"},{"$error":"#N/A"},{"$error":"#N/A"},{"$error":"#N/A"},{"$error":"#N/A"},{"$error":"#N/A"},{"$error":"#N/A"},{"$error":"#N/A"},{"$error":"#N/A"},{"$error":"#N/A"}]
[null,null,null,null,null,null,null,null,null,null,null,null,null,null,null,null," ",null,null,null,null,false,null,null,{"$error":"#N/A"},{"$error":"#N/A"},{"$error":"#N/A"},{"$error":"#N/A"},{"$error":"#N/A"},{"$error":"#N/A"},{"$error":"#N/A"},{"$error":"#N/A"},{"$error":"#N/A"},{"$error":"#N/A"}]
[null,null,null,null,null,null,null,null,null,null,null,null,null,null,null,null," ",null,null,null,null,false,null,null,{"$error":"#N/A"},{"$error":"#N/A"},{"$error":"#N/A"},{"$error":"#N/A"},{"$error":"#N/A"},{"$error":"#N/A"},{"$error":"#N/A"},{"$error":"#N/A"},{"$error":"#N/A"},{"$error":"#N/A"}]
[null,null,null,null,null,null,null,null,null,null,null,null,null,null,null,null," ",null,null,null,null,false,null,null,{"$error":"#N/A"},{"$error":"#N/A"},{"$error":"#N/A"},{"$error":"#N/A"},{"$error":"#N/A"},{"$error":"#N/A"},{"$error":"#N/A"},{"$error":"#N/A"},{"$error":"#N/A"},{"$error":"#N/A"}]
[null,null,null,null,null,null,null,null,null,null,null,null,null,null,null,null," ",null,null,null,null,false,null,null,{"$error":"#N/A"},{"$error":"#N/A"},{"$error":"#N/A"},{"$error":"#N/A"},{"$error":"#N/A"},{"$error":"#N/A"},{"$error":"#N/A"},{"$error":"#N/A"},{"$error":"#N/A"},{"$error":"#N/A"}]
[null,null,null,null,null,null,null,null,null,null,null,null,null,null,null,null," ",null,null,null,null,false,null,null,{"$error":"#N/A"},{"$error":"#N/A"},{"$error":"#N/A"},{"$error":"#N/A"},{"$error":"#N/A"},{"$error":"#N/A"},{"$error":"#N/A"},{"$error":"#N/A"},{"$error":"#N/A"},{"$error":"#N/A"}]
[null,null,null,null,null,null,null,null,null,null,null,null,null,null,null,null," ",null,null,null,null,false,null,null,{"$error":"#N/A"},{"$error":"#N/A"},{"$error":"#N/A"},{"$error":"#N/A"},{"$error":"#N/A"},{"$error":"#N/A"},{"$error":"#N/A"},{"$error":"#N/A"},{"$error":"#N/A"},{"$error":"#N/A"}]
[null,null,null,null,null,null,null,null,null,null,null,null,null,null,null,null," ",null,null,null,null,false,null,null,{"$error":"#N/A"},{"$error":"#N/A"},{"$error":"#N/A"},{"$error":"#N/A"},{"$error":"#N/A"},{"$error":"#N/A"},{"$error":"#N/A"},{"$error":"#N/A"},{"$error":"#N/A"},{"$error":"#N/A"}]
[null,null,null,null,null,null,null,null,null,null,null,null,null,null,null,null," ",null,null,null,null,false,null,null,{"$error":"#N/A"},{"$error":"#N/A"},{"$error":"#N/A"},{"$error":"#N/A"},{"$error":"#N/A"},{"$error":"#N/A"},{"$error":"#N/A"},{"$error":"#N/A"},{"$error":"#N/A"},{"$error":"#N/A"}]
[null,null,null,null,null,null,null,null,null,null,null,null,null,null,null,null," ",null,null,null,null,false,null,null,{"$error":"#N/A"},{"$error":"#N/A"},{"$error":"#N/A"},{"$error":"#N/A"},{"$error":"#N/A"},{"$error":"#N/A"},{"$error":"#N/A"},{"$error":"#N/A"},{"$error":"#N/A"},{"$error":"#N/A"}]
[null,null,null,null,null,null,null,null,null,null,null,null,null,null,null,null,{"$f":"IF(OR(ISERROR(E29993),ISERROR(G29993)),\"  \",E29993&\" \"&G29993)","v":" "},null,null,null,null,false,null,null,{"$error":"#N/A"},{"$error":"#N/A"},{"$error":"#N/A"},{"$error":"#N/A"},{"$error":"#N/A"},{"$error":"#N/A"},{"$error":"#N/A"},{"$error":"#N/A"},{"$error":"#N/A"},{"$error":"#N/A"}]
[null,null,null,null,null,null,null,null,null,null,null,null,null,null,null,null," ",null,null,null,null,false,null,null,{"$error":"#N/A"},{"$error":"#N/A"},{"$error":"#N/A"},{"$error":"#N/A"},{"$error":"#N/A"},{"$error":"#N/A"},{"$error":"#N/A"},{"$error":"#N/A"},{"$error":"#N/A"},{"$error":"#N/A"}]
[null,null,null,null,null,null,null,null,null,null,null,null,null,null,null,null," ",null,null,null,null,false,null,null,{"$error":"#N/A"},{"$error":"#N/A"},{"$error":"#N/A"},{"$error":"#N/A"},{"$error":"#N/A"},{"$error":"#N/A"},{"$error":"#N/A"},{"$error":"#N/A"},{"$error":"#N/A"},{"$error":"#N/A"}]
[null,null,null,null,null,null,null,null,null,null,null,null,null,null,null,null," ",null,null,null,null,false,null,null,{"$error":"#N/A"},{"$error":"#N/A"},{"$error":"#N/A"},{"$error":"#N/A"},{"$error":"#N/A"},{"$error":"#N/A"},{"$error":"#N/A"},{"$error":"#N/A"},{"$error":"#N/A"},{"$error":"#N/A"}]
[null,null,null,null,null,null,null,null,null,null,null,null,null,null,null,null," ",null,null,null,null,false,null,null,{"$error":"#N/A"},{"$error":"#N/A"},{"$error":"#N/A"},{"$error":"#N/A"},{"$error":"#N/A"},{"$error":"#N/A"},{"$error":"#N/A"},{"$error":"#N/A"},{"$error":"#N/A"},{"$error":"#N/A"}]
[null,null,null,null,null,null,null,null,null,null,null,null,null,null,null,null," ",null,null,null,null,false,null,null,{"$f":"IF($V29998=TRUE,E29998,NA())","v":{"$error":"#N/A"}},{"$error":"#N/A"},{"$error":"#N/A"},{"$error":"#N/A"},{"$error":"#N/A"},{"$error":"#N/A"},{"$error":"#N/A"},{"$error":"#N/A"},{"$error":"#N/A"},{"$error":"#N/A"}]
[null,null,null,null,null,null,null,null,null,null,null,null,null,null,null,null," ",null,null,null,null,false,null,null,{"$error":"#N/A"},{"$error":"#N/A"},{"$error":"#N/A"},{"$error":"#N/A"},{"$error":"#N/A"},{"$error":"#N/A"},{"$error":"#N/A"},{"$error":"#N/A"},{"$error":"#N/A"},{"$error":"#N/A"}]
[null,null,null,null,null,null,null,null,null,null,null,null,null,null,null,null," ",null,null,null,null,false,null,null,{"$error":"#N/A"},{"$error":"#N/A"},{"$error":"#N/A"},{"$error":"#N/A"},{"$error":"#N/A"},{"$error":"#N/A"},{"$error":"#N/A"},{"$error":"#N/A"},{"$error":"#N/A"},{"$error":"#N/A"}]
[null,null,null,null,null,null,null,null,null,null,null,null,null,null,null,null," ",null,null,null,null,false,null,null,{"$error":"#N/A"},{"$error":"#N/A"},{"$error":"#N/A"},{"$error":"#N/A"},{"$error":"#N/A"},{"$error":"#N/A"},{"$error":"#N/A"},{"$error":"#N/A"},{"$error":"#N/A"},{"$error":"#N/A"}]
[null,null,null,null,null,null,null,null,null,null,null,null,null,null,null,null," ",null,null,null,null,false,null,null,{"$error":"#N/A"},{"$error":"#N/A"},{"$error":"#N/A"},{"$error":"#N/A"},{"$error":"#N/A"},{"$error":"#N/A"},{"$error":"#N/A"},{"$error":"#N/A"},{"$error":"#N/A"},{"$error":"#N/A"}]