## Assumptions
Shared assumptions (base)
Network option lifespan | 50
Non-network option lifespan | 15
Discount rate | 6%
Network payment duration (years) | 30 | 30 year contract
Non-Network payment duration (years) | 10 | 10 year contract
Sensitivities
Discount rate | 0%
2.5%
-2.5%
Costs % | 100%
130%
70%
Payback period - years | 0 | AEMO contracts
-5
5
Scenario weightings | Neutral | NeutralWS | Slow Change | Fast Change | Total
Set A - all equal | 25% | 25% | 25% | 25% | 100%
Set B - more Neutral | 40% | 40% | 10% | 10% | 100%
Set C - Slow Change | 20% | 20% | 40% | 20% | 100%
Set D - Fast Change | 20% | 20% | 20% | 40% | 100%
Options
Name | Description | Average Cost '000 | OPEX | Year
Option B2 | • Construction of a new 220 kV double circuit line from Moorabool to Elaine to Ballarat to Bulgana to Horsham. • Retire Ballarat to Moorabool 220 kV circuit No.1 and cut in Ballarat to Moorabool 220 kV circuit No.2 at Elaine. New easements | 406000.3711 | 0.6258% | 2024
Option B3 | • Construction of a new 220 kV double circuit line from Moorabool to Elaine to Ballarat to Bulgana. • Retire Ballarat to Moorabool 220 kV circuit No.1 and cut in Ballarat to Moorabool 220 kV circuit No.2 at Elaine. New easements | 339610.252 | 0.6347% | 2024
Option B4 | • Rebuild existing Moorabool to Elaine to Ballarat to Bulgana single circuit 220 kV transmission line as a 220 kV double circuit transmission line. • Cut in Ballarat to Moorabool 220 kV circuit No.2 at Elaine. Existing easements | 303352.0008 | 0.6339% | 2024
Option C1 | • Construction of a new 500 kV double circuit line from Ararat Terminal Station to Ballarat, without connecting at Ballarat Terminal Station. • Cut in Ballarat to Moorabool 220 kV circuit No.2 at Elaine. New easements | 287052.6873 | 0.737% | 2025
Option C2 | • Construction of a new 220 kV double circuit line from Bulgana Terminal Station to Ballarat Terminal Station, or establish a new terminal station close to Ballarat, with a 220 kV double circuit connection to Ballarat Terminal Station. • Cut in Ballarat to Moorabool 220 kV circuit No.2 at Elaine. New easements | 203215.3143 | 0.8529% | 2025
Option E1 | Battery at Ararat Terminal Station | 116700 |  | 2020
Snowylink | Continuation of transmission line from Ballarat to Sydenham Terminal Station. This forms part of the future Snowylink interconnector. New easements | 155963.9187 |  | 2035
Snowylink2 | Construction of a new 500 kV double circuit line from the new terminal station to Sydenham Terminal Station, with 2 x 500/220 kV transformers. This forms part of the future Snowylink interconnector. New easements | 295668.583 |  | 2035

## Results Summary
Benefits - Option B2 | Neutral | NeutralWS | Slow Change | Fast Change | Weight A | Weight B | Weight C | Weight D
Base assumptions | 13088.37 | -24894.92 | -14312.83 | 81075.5 | 13739.03 | 1953.65 | 8128.66 | 27206.32
Discount rate 0.025 | -28059.03 | -61614.61 | -41812.88 | -10696.65 | -35545.79 | -41120.41 | -36799.21 | -30575.96
Discount rate -0.025 | 92218.54 | 51110.85 | 38010.75 | 271521.89 | 113215.51 | 88285.02 | 98174.56 | 144876.78
Cost x 1.3 | -81212.66 | -119195.94 | -108613.86 | -13225.53 | -80562 | -92347.38 | -86172.37 | -67094.7
Cost x 0.7 | 107389.39 | 69406.11 | 79988.19 | 175376.52 | 108040.05 | 96254.67 | 102429.68 | 121507.35
Payback -5 years | 12393.44 | -25589.84 | -15007.76 | 80380.57 | 13044.1 | 1258.72 | 7433.73 | 26511.4
Payback +5 years | 13546.23 | -24437.05 | -13854.97 | 81533.36 | 14196.89 | 2411.51 | 8586.52 | 27664.19
Benefits - Option B3 | Neutral | NeutralWS | Slow Change | Fast Change | Weight A | Weight B | Weight C | Weight D
Base assumptions | 67962.99 | 22198.02 | 44088.05 | 134140.09 | 67097.2875 | 53887.22 | 62495.44 | 80505.85
Discount rate 0.025 | 20494.52 | -17848.62 | 8915.87 | 40676.71 | 13059.62 | 6017.62 | 12230.87 | 18583.04
Discount rate -0.025 | 155891.25 | 100913.72 | 108022.71 | 322324.32 | 171788 | 145756.69 | 159034.94 | 201895.26
Cost x 1.3 | -10924.72 | -56689.69 | -34799.66 | 55252.37 | -11790.43 | -25000.49 | -16392.27 | 1618.13
Cost x 0.7 | 146850.7 | 101085.73 | 122975.76 | 213027.79 | 145985 | 132774.93 | 141383.15 | 159393.55
Payback -5 years | 67381.65 | 21616.68 | 43506.71 | 133558.74 | 66515.95 | 53305.88 | 61914.1 | 79924.5
Payback +5 years | 68346.02 | 22581.05 | 44471.08 | 134523.11 | 67480.32 | 54270.25 | 62878.47 | 80888.87
Benefits - Option B4 | Neutral | NeutralWS | Slow Change | Fast Change | Weight A | Weight B | Weight C | Weight D
Base assumptions | 56571.18 | 8685.88 | 29897.92 | 132820.69 | 56993.9175 | 42374.69 | 51574.72 | 72159.27
Discount rate 0.025 | 12752.48 | -26737.06 | -497.78 | 40309.49 | 6456.78 | -1612.66 | 5065.87 | 13227.32
Discount rate -0.025 | 139958.43 | 80793.63 | 86928.78 | 321400.92 | 157270.44 | 129133.79 | 143202.11 | 190096.54
Cost x 1.3 | -25885.19 | -73770.49 | -52558.45 | 50364.33 | -25462.45 | -40081.68 | -30881.65 | -10297.09
Cost x 0.7 | 139027.55 | 91142.25 | 112354.29 | 215277.06 | 139450.29 | 124831.06 | 134031.09 | 154615.64
Payback -5 years | 55963.54 | 8078.24 | 29290.28 | 132213.05 | 56386.28 | 41767.05 | 50967.08 | 71551.63
Payback +5 years | 56971.53 | 9086.23 | 30298.27 | 133221.05 | 57394.27 | 42775.04 | 51975.07 | 72559.63
Benefits - Option C1 | Neutral | NeutralWS | Slow Change | Fast Change | Weight A | Weight B | Weight C | Weight D
Base assumptions | 65281.21 | 18729.18 | 38333.42 | 134663.93 | 64251.94 | 50903.89 | 59068.23 | 78334.33
Discount rate 0.025 | 11847.39 | -26883.68 | -314.55 | 30650.75 | 3824.98 | -2980.9 | 2997.07 | 9190.13
Discount rate -0.025 | 166255.17 | 109585.95 | 109490.84 | 347353.39 | 183171.34 | 156020.87 | 168435.24 | 216007.75
Cost x 1.3 | -12843.66 | -59395.69 | -39791.46 | 56539.06 | -13872.94 | -27220.98 | -19056.64 | 209.46
Cost x 0.7 | 143406.09 | 96854.06 | 116458.29 | 212788.81 | 142376.81 | 129028.77 | 137193.11 | 156459.21
Payback -5 years | 60249.76 | 13697.73 | 33301.96 | 129632.47 | 59220.48 | 45872.44 | 54036.78 | 73302.88
Payback +5 years | 68983.22 | 22431.19 | 42035.42 | 138365.94 | 67953.94 | 54605.9 | 62770.24 | 82036.34
Benefits - Option C2 | Neutral | NeutralWS | Slow Change | Fast Change | Weight A | Weight B | Weight C | Weight D
Base assumptions | 80287.07 | 33735.04 | 53339.27 | 149669.78 | 79257.79 | 65909.75 | 74074.09 | 93340.19
Discount rate 0.025 | 14680.08 | -24051 | 2518.13 | 33483.43 | 6657.66 | -148.21 | 5829.75 | 12022.81
Discount rate -0.025 | 200782.12 | 144112.91 | 144017.79 | 381880.35 | 217698.29 | 190547.83 | 202962.19 | 250534.7
Cost x 1.3 | 6663.95 | -39888.08 | -20283.85 | 76046.66 | 5634.67 | -7713.37 | 450.97 | 19717.07
Cost x 0.7 | 153910.19 | 107358.15 | 126962.39 | 223292.9 | 152880.91 | 139532.87 | 147697.2 | 166963.31
Payback -5 years | 71251.05 | 24699.02 | 44303.25 | 140633.77 | 70221.77 | 56873.73 | 65038.07 | 84304.17
Payback +5 years | 86974.15 | 40422.12 | 60026.35 | 156356.86 | 85944.87 | 72596.83 | 80761.17 | 100027.27
Benefits - Option E1 | Neutral | NeutralWS | Slow Change | Fast Change | Weight A | Weight B | Weight C | Weight D
Base assumptions | -74209.18 | -72219.25 | -97781.73 | -59390.88 | -75900.26 | -74288.63 | -80276.55 | -72598.38
Discount rate 0.025 | -81529 | -79818.18 | -100313.33 | -68670.46 | -82582.74 | -81437.25 | -86128.86 | -79800.29
Discount rate -0.025 | -64432.21 | -62080.26 | -94547.8 | -47239.43 | -67074.93 | -64783.71 | -72569.5 | -63107.83
Cost x 1.3 | -109219.18 | -107229.25 | -132791.73 | -94400.88 | -110910.26 | -109298.63 | -115286.55 | -107608.38
Cost x 0.7 | -39199.18 | -37209.25 | -62771.73 | -24380.88 | -40890.26 | -39278.63 | -45266.55 | -37588.38
Payback -5 years | -74209.18 | -72219.25 | -97781.73 | -59390.88 | -75900.26 | -74288.63 | -80276.55 | -72598.38
Payback +5 years | -73624.55 | -71634.63 | -97197.11 | -58806.26 | -75315.64 | -73704.01 | -79691.93 | -72013.76

## Results Rank
Base | Option B2 | Option B3 | Option B4 | Option C1 | Option C2 | Option E1
Set A - all equal | 13739.03 | 67097.2875 | 56993.9175 | 64251.94 | 79257.79 | -75900.26
Set B - more Neutral | 1953.65 | 53887.22 | 42374.69 | 50903.89 | 65909.75 | -74288.63
Set C - Slow Change | 8128.66 | 62495.44 | 51574.72 | 59068.23 | 74074.09 | -80276.55
Set D - Fast Change | 27206.32 | 80505.85 | 72159.27 | 78334.33 | 93340.19 | -72598.38
Set A - all equal | 5 | 2 | 4 | 3 | 1 | 6
Set B - more Neutral | 5 | 2 | 4 | 3 | 1 | 6
Set C - Slow Change | 5 | 2 | 4 | 3 | 1 | 6
Set D - Fast Change | 5 | 2 | 4 | 3 | 1 | 6
Increase discount rate | Option B2 | Option B3 | Option B4 | Option C1 | Option C2 | Option E1
Set A - all equal | -35545.79 | 13059.62 | 6456.78 | 3824.98 | 6657.66 | -82582.74
Set B - more Neutral | -41120.41 | 6017.62 | -1612.66 | -2980.9 | -148.21 | -81437.25
Set C - Slow Change | -36799.21 | 12230.87 | 5065.87 | 2997.07 | 5829.75 | -86128.86
Set D - Fast Change | -30575.96 | 18583.04 | 13227.32 | 9190.13 | 12022.81 | -79800.29
Set A - all equal | 5 | 1 | 3 | 4 | 2 | 6
Set B - more Neutral | 5 | 1 | 3 | 4 | 2 | 6
Set C - Slow Change | 5 | 1 | 3 | 4 | 2 | 6
Set D - Fast Change | 5 | 1 | 2 | 4 | 3 | 6
Decrease discount rate | Option B2 | Option B3 | Option B4 | Option C1 | Option C2 | Option E1
Set A - all equal | 113215.51 | 171788 | 157270.44 | 183171.34 | 217698.29 | -67074.93
Set B - more Neutral | 88285.02 | 145756.69 | 129133.79 | 156020.87 | 190547.83 | -64783.71
Set C - Slow Change | 98174.56 | 159034.94 | 143202.11 | 168435.24 | 202962.19 | -72569.5
Set D - Fast Change | 144876.78 | 201895.26 | 190096.54 | 216007.75 | 250534.7 | -63107.83
Set A - all equal | 5 | 3 | 4 | 2 | 1 | 6
Set B - more Neutral | 5 | 3 | 4 | 2 | 1 | 6
Set C - Slow Change | 5 | 3 | 4 | 2 | 1 | 6
Set D - Fast Change | 5 | 3 | 4 | 2 | 1 | 6
Increase cost | Option B2 | Option B3 | Option B4 | Option C1 | Option C2 | Option E1
Set A - all equal | -80562 | -11790.43 | -25462.45 | -13872.94 | 5634.67 | -110910.26
Set B - more Neutral | -92347.38 | -25000.49 | -40081.68 | -27220.98 | -7713.37 | -109298.63
Set C - Slow Change | -86172.37 | -16392.27 | -30881.65 | -19056.64 | 450.97 | -115286.55
Set D - Fast Change | -67094.7 | 1618.13 | -10297.09 | 209.46 | 19717.07 | -107608.38
Set A - all equal | 5 | 2 | 4 | 3 | 1 | 6
Set B - more Neutral | 5 | 2 | 4 | 3 | 1 | 6
Set C - Slow Change | 5 | 2 | 4 | 3 | 1 | 6
Set D - Fast Change | 5 | 2 | 4 | 3 | 1 | 6
Decrease cost | Option B2 | Option B3 | Option B4 | Option C1 | Option C2 | Option E1
Set A - all equal | 108040.05 | 145985 | 139450.29 | 142376.81 | 152880.91 | -40890.26
Set B - more Neutral | 96254.67 | 132774.93 | 124831.06 | 129028.77 | 139532.87 | -39278.63
Set C - Slow Change | 102429.68 | 141383.15 | 134031.09 | 137193.11 | 147697.2 | -45266.55
Set D - Fast Change | 121507.35 | 159393.55 | 154615.64 | 156459.21 | 166963.31 | -37588.38
Set A - all equal | 5 | 2 | 4 | 3 | 1 | 6
Set B - more Neutral | 5 | 2 | 4 | 3 | 1 | 6
Set C - Slow Change | 5 | 2 | 4 | 3 | 1 | 6
Set D - Fast Change | 5 | 2 | 4 | 3 | 1 | 6

## Benefits - Option B2
Assumptions in use |  | Base Assumptions
Discount rate | 6% | 6%
Costs - $M | 406000.37 | 406000.3711
Payback period | 30 | 30
Scenarios | Neutral | NeutralWS | Slow Change | Fast Change
NPV | 13088.3675 | -24894.9178 | -14312.8349 | 81075.498
Scenario weightings | Neutral | NeutralWS | Slow Change | Fast Change | Total
Set A - all equal | 25% | 25% | 25% | 25% | 100%
Set B - more Neutral | 40% | 40% | 10% | 10% | 100%
Set C - Slow Change | 20% | 20% | 40% | 20% | 100%
Set D - Fast Change | 20% | 20% | 20% | 40% | 100%
| Calculation parameters | Benefits - Option B2 | Neutral | NeutralWS | Slow Change | Fast Change | Weight A | Weight B | Weight C | Weight D
Discount rate | 6% | Base assumptions | 13088.37 | -24894.92 | -14312.83 | 81075.5 | 13739.03 | 1953.647 | 8128.658 | 27206.324
| 8.5% | Discount rate 0.025 | -28059.03 | -61614.61 | -41812.88 | -10696.65 | -35545.7925 | -41120.409 | -36799.21 | -30575.964
| 3.5% | Discount rate -0.025 | 92218.54 | 51110.85 | 38010.75 | 271521.89 | 113215.5075 | 88285.02 | 98174.556 | 144876.784
Costs - $M | 527800.4824 | Cost x 1.3 | -81212.66 | -119195.94 | -108613.86 | -13225.53 | -80561.9975 | -92347.379 | -86172.37 | -67094.704
| 284200.2598 | Cost x 0.7 | 107389.39 | 69406.11 | 79988.19 | 175376.52 | 108040.0525 | 96254.671 | 102429.68 | 121507.346
Payback period - years | 25 | Payback -5 years | 12393.44 | -25589.84 | -15007.76 | 80380.57 | 13044.1025 | 1258.721 | 7433.73 | 26511.396
| 35 | Payback +5 years | 13546.23 | -24437.05 | -13854.97 | 81533.36 | 14196.8925 | 2411.511 | 8586.52 | 27664.186
|  | Gross benefit | Investment Cost | Net benefit |  |  |  |  | Gross benefit | Investment Cost | Net benefit |  |  |  | Gross benefit | Investment Cost | Net benefit |  |  |  | Gross benefit | Investment Cost | Net benefit
| NPV | 327425.1231 | 314336.7556 | 13088.3675 |  |  |  | NPV | 289441.8378 | 314336.7556 | -24894.9178 |  |  | NPV | 300023.9207 | 314336.7556 | -14312.8349 |  |  | NPV | 395412.2535 | 314336.7556 | 81075.498
Fuel cost benefits and costs
Neutral | [6 empty] | NeutralWS | [5 empty] | Slow Change | [5 empty] | Fast Change
Region | Year | Fuel cost benefit | Investment Cost | OPEX |  |  | Region | Year | Fuel cost benefit | Investment Cost | OPEX |  | Region | Year | Fuel cost benefit | Investment Cost | OPEX |  | Region | Year | Fuel cost benefit | Investment Cost | OPEX
NEM | 2020 | 2979.8964 | 0 | 0 |  |  | NEM | 2020 | 2887.5407 | 0 | 0 |  | NEM | 2020 | 174.234 | 0 | 0 |  | NEM | 2020 | 0 | 0 | 0
| 2021 | -7385.4104 | 0 | 0 |  |  |  | 2021 | -7272.2234 | 0 | 0 |  |  | 2021 | -7203.3304 | 0 | 0 |  |  | 2021 | -10753.2844 | 0 | 0
| 2022 | -15478.9216 | 0 | 0 |  |  |  | 2022 | -15324.5696 | 0 | 0 |  |  | 2022 | -10922.3274 | 0 | 0 |  |  | 2022 | -34870.9249 | 0 | 0
| 2023 | -53299.1205 | 0 | 0 |  |  |  | 2023 | -50903.48 | 0 | 0 |  |  | 2023 | -9744.2634 | 0 | 0 |  |  | 2023 | -131032.2136 | 0 | 0
| 2024 | 7085.8005 | 29495.4849 | 184.5746 |  |  |  | 2024 | 9381.3668 | 29495.4849 | 184.5746 |  |  | 2024 | 17058.2209 | 29495.4849 | 184.5746 |  |  | 2024 | -16723.2863 | 29495.4849 | 184.5746
| 2025 | -18238.3298 | 29495.4849 | 184.5746 |  |  |  | 2025 | 10248.4095 | 29495.4849 | 184.5746 |  |  | 2025 | 5975.1873 | 29495.4849 | 184.5746 |  |  | 2025 | -23115.288 | 29495.4849 | 184.5746
| 2026 | -9982.6445 | 29495.4849 | 184.5746 |  |  |  | 2026 | 10060.9971 | 29495.4849 | 184.5746 |  |  | 2026 | 1465.5465 | 29495.4849 | 184.5746 |  |  | 2026 | -8375.5956 | 29495.4849 | 184.5746
| 2027 | -7009.2454 | 29495.4849 | 184.5746 |  |  |  | 2027 | 6424.2883 | 29495.4849 | 184.5746 |  |  | 2027 | 2097.9187 | 29495.4849 | 184.5746 |  |  | 2027 | -7406.7775 | 29495.4849 | 184.5746
| 2028 | -9284.2123 | 29495.4849 | 184.5746 |  |  |  | 2028 | 6291.347 | 29495.4849 | 184.5746 |  |  | 2028 | 1813.6818 | 29495.4849 | 184.5746 |  |  | 2028 | -4488.6632 | 29495.4849 | 184.5746
| 2029 | 3149.4939 | 29495.4849 | 184.5746 |  |  |  | 2029 | 8561.6415 | 29495.4849 | 184.5746 |  |  | 2029 | 6471.7193 | 29495.4849 | 184.5746 |  |  | 2029 | 36668.2748 | 29495.4849 | 184.5746
| 2030 | 6752.9427 | 29495.4849 | 184.5746 |  |  |  | 2030 | 7960.354 | 29495.4849 | 184.5746 |  |  | 2030 | 6262.6888 | 29495.4849 | 184.5746 |  |  | 2030 | 32611.8509 | 29495.4849 | 184.5746
| 2031 | 8677.9063 | 29495.4849 | 184.5746 |  |  |  | 2031 | 10908.9487 | 29495.4849 | 184.5746 |  |  | 2031 | 4117.4711 | 29495.4849 | 184.5746 |  |  | 2031 | 8818.979 | 29495.4849 | 184.5746
| 2032 | 9745.3839 | 29495.4849 | 184.5746 |  |  |  | 2032 | 8657.0704 | 29495.4849 | 184.5746 |  |  | 2032 | 4843.5745 | 29495.4849 | 184.5746 |  |  | 2032 | 32078.168 | 29495.4849 | 184.5746
| Residual | 127765.5492 | 346987.1449 | 2171.3499 |  |  |  | Residual | 139692.1537 | 346987.1449 | 2171.3499 |  |  | Residual | 77258.1345 | 346987.1449 | 2171.3499 |  |  | Residual | 373046.9745 | 346987.1449 | 2171.3499
Change in transmission network costs
Neutral |  |  |  | 0 |  |  | NeutralWS |  |  |  | 0 |  | Slow Change |  |  |  | 0 |  | Fast Change |  |  |  | 0
Region | Year | Original investment year | New investment year | Bring forward cost |  |  | Region | Year | Original investment year | New investment year | Bring forward cost |  | Region | Year | Original investment year | New investment year | Bring forward cost |  | Region | Year | Original investment year | New investment year | Bring forward cost
NEM | 2020 | 0 | 0 | 0 |  |  | NEM | 2020 | 0 | 0 | 0 |  | NEM | 2020 | 0 | 0 | 0 |  | NEM | 2020 | 0 | 0 | 0
| 2021 | 0 | 0 | 0 |  |  | NEM | 2021 | 0 | 0 | 0 |  | NEM | 2021 | 0 | 0 | 0 |  | NEM | 2021 | 0 | 0 | 0
| 2022 | 0 | 0 | 0 |  |  |  | 2022 | 0 | 0 | 0 |  |  | 2022 | 0 | 0 | 0 |  |  | 2022 | 0 | 0 | 0
| 2023 | 0 | 0 | 0 |  |  |  | 2023 | 0 | 0 | 0 |  |  | 2023 | 0 | 0 | 0 |  |  | 2023 | 0 | 0 | 0
| 2024 | 0 | 0 | 0 |  |  |  | 2024 | 0 | 0 | 0 |  |  | 2024 | 0 | 0 | 0 |  |  | 2024 | 0 | 0 | 0
| 2025 | 0 | 0 | 0 |  |  |  | 2025 | 0 | 0 | 0 |  |  | 2025 | 0 | 0 | 0 |  |  | 2025 | 0 | 0 | 0
| 2026 | 0 | 0 | 0 |  |  |  | 2026 | 0 | 0 | 0 |  |  | 2026 | 0 | 0 | 0 |  |  | 2026 | 0 | 0 | 0
| 2027 | 0 | 0 | 0 |  |  |  | 2027 | 0 | 0 | 0 |  |  | 2027 | 0 | 0 | 0 |  |  | 2027 | 0 | 0 | 0
| 2028 | 0 | 0 | 0 |  |  |  | 2028 | 0 | 0 | 0 |  |  | 2028 | 0 | 0 | 0 |  |  | 2028 | 0 | 0 | 0
| 2029 | 0 | 0 | 0 |  |  |  | 2029 | 0 | 0 | 0 |  |  | 2029 | 0 | 0 | 0 |  |  | 2029 | 0 | 0 | 0
| 2030 | 0 | 0 | 0 |  |  |  | 2030 | 0 | 0 | 0 |  |  | 2030 | 0 | 0 | 0 |  |  | 2030 | 0 | 0 | 0
| 2031 | 0 | 0 | 0 |  |  |  | 2031 | 0 | 0 | 0 |  |  | 2031 | 0 | 0 | 0 |  |  | 2031 | 0 | 0 | 0
| 2032 | 0 | 0 | 0 |  |  |  | 2032 | 0 | 0 | 0 |  |  | 2032 | 0 | 0 | 0 |  |  | 2032 | 0 | 0 | 0
| 2033 | 0 | 0 | 0 |  |  |  | 2033 | 0 | 0 | 0 |  |  | 2033 | 0 | 0 | 0 |  |  | 2033 | 0 | 0 | 0
| 2034 | 0 | 0 | 0 |  |  |  | 2034 | 0 | 0 | 0 |  |  | 2034 | 0 | 0 | 0 |  |  | 2034 | 0 | 0 | 0
| 2035 | 0 | 0 | 0 |  |  |  | 2035 | 0 | 0 | 0 |  |  | 2035 | 0 | 0 | 0 |  |  | 2035 | 0 | 0 | 0
| 2036 | 0 | 0 | 0 |  |  |  | 2036 | 0 | 0 | 0 |  |  | 2036 | 0 | 0 | 0 |  |  | 2036 | 0 | 0 | 0
| 2037 | 0 | 0 | 0 |  |  |  | 2037 | 0 | 0 | 0 |  |  | 2037 | 0 | 0 | 0 |  |  | 2037 | 0 | 0 | 0
| 2038 | 0 | 0 | 0 |  |  |  | 2038 | 0 | 0 | 0 |  |  | 2038 | 0 | 0 | 0 |  |  | 2038 | 0 | 0 | 0
| 2039 | 0 | 0 | 0 |  |  |  | 2039 | 0 | 0 | 0 |  |  | 2039 | 0 | 0 | 0 |  |  | 2039 | 0 | 0 | 0
| 2040 | 0 | 0 | 0 |  |  |  | 2040 | 0 | 0 | 0 |  |  | 2040 | 0 | 0 | 0 |  |  | 2040 | 0 | 0 | 0
Capital cost savings $000
Neutral |  | 339787.0709 |  |  |  |  | NeutralWS |  | 237456.0912 |  |  |  | Slow Change |  | 257434.4977 |  |  |  | Fast Change |  | 357640.7047
Region | Year | Gross benefit |  |  |  |  | Region | Year | Gross benefit |  |  |  | Region | Year | Gross benefit |  |  |  | Region | Year | Gross benefit
NEM | 2020 | -3818.2206 |  |  |  |  | NEM | 2020 | -3852.2087 |  |  |  | NEM | 2020 | -177.5928 |  |  |  | NEM | 2020 | 0
| 2021 | 21353.4618 | [5 empty] | 2021 | 21319.4737 |  |  |  |  | 2021 | 25126.6787 |  |  |  |  | 2021 | 24249.6614
| 2022 | 39107.4302 | [5 empty] | 2022 | 39073.4421 |  |  |  |  | 2022 | 42991.3594 |  |  |  |  | 2022 | 41444.9502
| 2023 | 92916.9923 | [5 empty] | 2023 | 88419.8252 |  |  |  |  | 2023 | 80182.7211 |  |  |  |  | 2023 | 124644.2039
| 2024 | 9899.7602 | [5 empty] | 2024 | 6563.5111 |  |  |  |  | 2024 | -14810.3072 |  |  |  |  | 2024 | 39111.2161
| 2025 | 59306.7803 | [5 empty] | 2025 | 16361.8044 |  |  |  |  | 2025 | 24191.4223 |  |  |  |  | 2025 | 39111.2161
| 2026 | 50405.4938 | [5 empty] | 2026 | 16361.8044 |  |  |  |  | 2026 | 31521.592 |  |  |  |  | 2026 | 39111.2161
| 2027 | 50435.6274 | [5 empty] | 2027 | 22132.37 |  |  |  |  | 2027 | 31656.6103 |  |  |  |  | 2027 | 39009.8484
| 2028 | 50334.6556 | [5 empty] | 2028 | 22132.37 |  |  |  |  | 2028 | 31585.1846 |  |  |  |  | 2028 | 38233.4406
| 2029 | 39034.9387 | [5 empty] | 2029 | 21715.1002 |  |  |  |  | 2029 | 22480.8258 |  |  |  |  | 2029 | 21460.4292
| 2030 | 18123.3794 | [5 empty] | 2030 | 18494.1616 |  |  |  |  | 2030 | 20519.1247 |  |  |  |  | 2030 | 21354.0182
| 2031 | 18123.3794 | [5 empty] | 2031 | 18494.1616 |  |  |  |  | 2031 | 20519.1247 |  |  |  |  | 2031 | 30841.6605
| 2032 | 18134.8477 | [5 empty] | 2032 | 20154.0195 |  |  |  |  | 2032 | 23105.6628 |  |  |  |  | 2032 | 18293.0523
| Terminal | 56366.805 | [5 empty] | Terminal | 55295.9329 |  |  |  |  | Terminal | 58174.5767 |  |  |  |  | Terminal | 57607.0211
Generation fuel cost savings $000
Neutral | [6 empty] | NeutralWS | [5 empty] | Slow Change | [5 empty] | Fast Change
Year | NSW | QLD | SA | TAS | VIC |  | Year | NSW | QLD | SA | TAS | VIC | Year | NSW | QLD | SA | TAS | VIC | Year | NSW | QLD | SA | TAS | VIC
2020 | 5588.2366 | 856.8438 | 1042.9401 | 0.80771 | 902.1987 |  | 2020 | 5282.8734 | 1399.685 | 1472.6086 | 0.28106 | 1040.7745 | 2020 | 2100.9545 | 1279.7684 | 140.7872 | 3.3713 | 1164.857 | 2020 | 4228.1197 | 1072.2728 | 178.8128 | 47.0289 | 705.6112
2021 | -1165.6099 | -1446.8153 | 420.2049 | -1.5607 | 343.5633 |  | 2021 | -1294.7213 | -876.779 | 469.7007 | 0.40717 | 358.6169 | 2021 | -2512.7823 | -880.7111 | -224.4104 | 16.4074 | 322.6061 | 2021 | -2646.7978 | -899.8489 | -962.4099 | -32.0036 | -418.2402
2022 | -5191.1781 | -1883.5906 | -1256.2689 | 1.256 | -342.5907 |  | 2022 | -5176.3372 | -2014.3227 | -1893.3755 | 4.451 | -293.0333 | 2022 | -5520.4979 | -1774.8513 | -238.9372 | -5.8768 | 543.7353 | 2022 | -7240.4879 | -2884.0428 | -17296.9308 | 867.5951 | -2201.2237
2023 | -16588.856 | -16609.6061 | -10635.0214 | 2.2612 | -6268.104 |  | 2023 | -16609.8456 | -13129.9705 | -5823.7493 | 1.358 | -7857.0636 | 2023 | 3799.3008 | -1580.1935 | -923.0475 | -16.1245 | -7096.5803 | 2023 | -29527.1349 | -11555.6947 | -34082.2348 | -32845.4648 | -12657.7079
2024 | 4664.2625 | 2329.5543 | -26.9117 | 22.3444 | 96.551 |  | 2024 | 5504.3277 | 3514.3105 | 317.7577 | 1.3905 | 43.5804 | 2024 | 13947.9169 | 2013.9733 | 26.0589 | -16.9364 | 1087.2082 | 2024 | -5862.6609 | -2671.5596 | -7355.4672 | 385.3192 | -1218.9178
2025 | -7864.2708 | -6415.7065 | -1976.1643 | -4.5897 | -1977.5985 |  | 2025 | 7334.6029 | 3049.904 | 225.2228 | 0.53303 | -361.8532 | 2025 | 5195.7376 | 1847.7023 | 115.5669 | -348.5574 | -835.262 | 2025 | -6367.5075 | -10695.8846 | -1476.54 | -1389.1139 | -3186.242
2026 | -3152.7977 | -3341.6399 | -1756.5431 | 14.1659 | -1745.8297 |  | 2026 | 6698.4695 | 3273.6687 | 678.462 | 4.9341 | -594.5373 | 2026 | 940.6339 | 679.5095 | -4.0546 | 8.2075 | -158.7498 | 2026 | 1363.4204 | 291.8414 | -2176.4693 | -902.7592 | -6951.6289
2027 | -2822.3601 | -2921.2491 | 700.1925 | -5.5509 | -1960.2779 |  | 2027 | 6262.4634 | 1300.8511 | -493.4076 | -10.1389 | -635.4798 | 2027 | 1329.6136 | 944.7533 | 251.1782 | -9.035 | -418.5914 | 2027 | -3258.1759 | -185.5057 | -2184.0616 | 1508.115 | -3287.1493
2028 | -2251.7246 | -4566.843 | -149.2245 | 0.15662 | -2316.5769 |  | 2028 | 7252.1021 | 983.3317 | -420.1027 | 62.7468 | -1586.7309 | 2028 | 222.8468 | 1452.2681 | 300.7247 | -4.0715 | -158.0862 | 2028 | -115.2035 | -502.6749 | 298.359 | -836.9921 | -3332.1517
2029 | 3994.8945 | 2191.7575 | -328.7691 | -1.634 | -2706.755 |  | 2029 | 9527.4287 | 234.8848 | 480.5333 | -3.9282 | -1677.2771 | 2029 | 3502.9198 | 2274.0184 | 57.5047 | 0.12931 | 637.1472 | 2029 | 11372.3914 | 2343.3548 | 7012.6849 | 7759.5657 | 8180.278
2030 | 6312.144 | 1842.1728 | -455.3757 | -7.9772 | -938.0212 |  | 2030 | 6971.4005 | 1843.4443 | -131.6173 | 2.1274 | -725.0009 | 2030 | 3442.9211 | 2088.4658 | 219.7362 | 13.8671 | 497.6986 | 2030 | 20251.2839 | 2927.6727 | 4005.7039 | 6252.2247 | -825.0343
2031 | 6335.6068 | 3676.0878 | 438.4862 | 14.6606 | -1786.9351 |  | 2031 | 9725.346 | 2012.5196 | 831.0049 | -5.6898 | -1654.232 | 2031 | 2931.1603 | 229.2766 | 195.3819 | 27.8336 | 733.8187 | 2031 | 3624.3345 | 4175.4297 | 461.3993 | 3177.1972 | -2619.3817
2032 | 8825.535 | 3896.4442 | 291.958 | -3.2885 | -3265.2649 |  | 2032 | 8296.9418 | 2404.0633 | 974.42 | -0.62501 | -3017.7296 | 2032 | 2291.0366 | 1549.1571 | 510.9866 | 21.4556 | 470.9387 | 2032 | 12674.1694 | 4801.4998 | 3262.7169 | 7695.0568 | 3644.7251
Average 3 years | 7157.7619 | 3138.235 | 91.6895 | 1.1316 | -1996.7404 |  | Average 3 years | 8331.2294 | 2086.6757 | 557.9358 | -1.3958 | -1798.9875 | Average 3 years | 2888.3726 | 1288.9665 | 308.7016 | 21.0521 | 567.4853 | Average 3 years | 12183.2626 | 3968.2007 | 2576.6067 | 5708.1596 | 66.7697
Do Nothing generation cost
Neutral | [6 empty] | NeutralWS | [5 empty] | Slow Change | [5 empty] | Fast Change
Year | NSW | QLD | SA | TAS | VIC |  | Year | NSW | QLD | SA | TAS | VIC | Year | NSW | QLD | SA | TAS | VIC | Year | NSW | QLD | SA | TAS | VIC
2020 | 1119.6909 | 352.3595 | 1348.4821 | -0.27773 | 159.6417 |  | 2020 | 1275.7153 | 320.0566 | 1149.6347 | -0.7557 | 142.8898 | 2020 | -318.9411 | 426.3264 | 40.2498 | 1.4279 | 25.171 | 2020 | 0 | 0 | 0 | 0 | 0
2021 | -4697.9119 | -2413.4492 | 307.1874 | -0.63865 | -580.5981 |  | 2021 | -4607.5959 | -2286.4193 | 208.0891 | -1.1729 | -585.1244 | 2021 | -4457.837 | -1645.5187 | -234.28 | -1.1961 | -864.4986 | 2021 | -5788.4899 | -2572.5426 | -1197.8682 | -62.9208 | -1131.463
2022 | -7896.716 | -4445.5422 | -1825.431 | 2.5682 | -1313.8006 |  | 2022 | -8467.0515 | -3912.7922 | -1899.6191 | 1.6643 | -1046.7711 | 2022 | -6553.0837 | -2810.5838 | -646.7778 | -7.7215 | -904.1606 | 2022 | -12185.5845 | -4362.9831 | -16095.7416 | 483.211 | -2709.8266
2023 | -20964.6446 | -18616.3521 | -5989.7506 | 3.5488 | -7731.9219 |  | 2023 | -20062.6387 | -17454.8366 | -5874.9841 | 2.7745 | -7513.795 | 2023 | 1684.3984 | -1938.949 | -594.8454 | -19.7426 | -8875.1249 | 2023 | -32337.4648 | -19411.8719 | -36177.2298 | -27965.7386 | -15139.9085
2024 | 2765.4365 | -36.1922 | -63.907 | 7.8137 | -3254.2244 |  | 2024 | 3061.3399 | 1499.1748 | 50.1976 | 8.3697 | -3354.642 | 2024 | 13694.9885 | 2498.0234 | 191.6104 | -28.8243 | -2251.4491 | 2024 | -8227.0169 | -6492.2665 | -8852.4764 | 266.393 | -4118.1127
2025 | -11451.4011 | -8311.2833 | -2586.6475 | -5.1208 | -4255.4579 |  | 2025 | 3668.2778 | 1539.4882 | -13.4701 | -0.083533 | -2595.8025 | 2025 | 5336.5523 | 1382.9835 | 159.9288 | -41.5446 | -2780.183 | 2025 | -10749.8859 | -3746.1941 | -3728.6429 | -4469.095 | -6626.6325

## Benefits - Option B3
Assumptions in use |  | Base Assumptions
Discount rate | 6% | 6%
Costs - $M | 339610.25 | 339610.252
Payback period | 30 | 30
Scenarios | Neutral | NeutralWS | Slow Change | Fast Change
NPV | 67962.9949 | 22198.0225 | 44088.0504 | 134140.0853
Scenario weightings | Neutral | NeutralWS | Slow Change | Fast Change | Total
Set A - all equal | 25% | 25% | 25% | 25% | 100%
Set B - more Neutral | 40% | 40% | 10% | 10% | 100%
Set C - Slow Change | 20% | 20% | 40% | 20% | 100%
Set D - Fast Change | 20% | 20% | 20% | 40% | 100%
| Calculation parameters | Benefits - Option B3 | Neutral | NeutralWS | Slow Change | Fast Change | Weight A | Weight B | Weight C | Weight D
Discount rate | 6% | Base assumptions | 67962.99 | 22198.02 | 44088.05 | 134140.09 | 67097.2875 | 53887.218 | 62495.44 | 80505.848
| 8.5% | Discount rate 0.025 | 20494.52 | -17848.62 | 8915.87 | 40676.71 | 13059.62 | 6017.618 | 12230.87 | 18583.038
| 3.5% | Discount rate -0.025 | 155891.25 | 100913.72 | 108022.71 | 322324.32 | 171788 | 145756.691 | 159034.942 | 201895.264
Costs - $M | 441493.3276 | Cost x 1.3 | -10924.72 | -56689.69 | -34799.66 | 55252.37 | -11790.425 | -25000.493 | -16392.272 | 1618.134
| 237727.1764 | Cost x 0.7 | 146850.7 | 101085.73 | 122975.76 | 213027.79 | 145984.995 | 132774.927 | 141383.148 | 159393.554
Payback period - years | 25 | Payback -5 years | 67381.65 | 21616.68 | 43506.71 | 133558.74 | 66515.945 | 53305.877 | 61914.098 | 79924.504
| 35 | Payback +5 years | 68346.02 | 22581.05 | 44471.08 | 134523.11 | 67480.315 | 54270.247 | 62878.468 | 80888.874
|  | Gross benefit | Investment Cost | Net benefit |  |  |  |  | Gross benefit | Investment Cost | Net benefit |  |  |  | Gross benefit | Investment Cost | Net benefit |  |  |  | Gross benefit | Investment Cost | Net benefit
| NPV | 330922.03 | 262959.0352 | 67962.9949 |  |  |  | NPV | 285157.0576 | 262959.0352 | 22198.0225 |  |  | NPV | 307047.0856 | 262959.0352 | 44088.0504 |  |  | NPV | 397099.1205 | 262959.0352 | 134140.0853
Fuel cost benefits and costs
Neutral | [6 empty] | NeutralWS | [5 empty] | Slow Change | [5 empty] | Fast Change
Region | Year | Fuel cost benefit | Investment Cost | OPEX |  |  | Region | Year | Fuel cost benefit | Investment Cost | OPEX |  | Region | Year | Fuel cost benefit | Investment Cost | OPEX |  | Region | Year | Fuel cost benefit | Investment Cost | OPEX
NEM | 2020 | 2979.8964 | 0 | 0 |  |  | NEM | 2020 | 2887.5407 | 0 | 0 |  | NEM | 2020 | 174.234 | 0 | 0 |  | NEM | 2020 | 0 | 0 | 0
| 2021 | -7385.4104 | 0 | 0 |  |  |  | 2021 | -7272.2234 | 0 | 0 |  |  | 2021 | -7203.3304 | 0 | 0 |  |  | 2021 | -10753.2844 | 0 | 0
| 2022 | -15478.9216 | 0 | 0 |  |  |  | 2022 | -15324.5696 | 0 | 0 |  |  | 2022 | -10922.3274 | 0 | 0 |  |  | 2022 | -34870.9249 | 0 | 0
| 2023 | -53299.1205 | 0 | 0 |  |  |  | 2023 | -50903.48 | 0 | 0 |  |  | 2023 | -9744.2634 | 0 | 0 |  |  | 2023 | -131032.2136 | 0 | 0
| 2024 | 7053.6367 | 24672.315 | 156.5976 |  |  |  | 2024 | 9210.4812 | 24672.315 | 156.5976 |  |  | 2024 | 17088.0861 | 24672.315 | 156.5976 |  |  | 2024 | -14490.7835 | 24672.315 | 156.5976
| 2025 | -18398.9047 | 24672.315 | 156.5976 |  |  |  | 2025 | 9834.5758 | 24672.315 | 156.5976 |  |  | 2025 | 6906.3503 | 24672.315 | 156.5976 |  |  | 2025 | -3454.3111 | 24672.315 | 156.5976
| 2026 | -10137.9374 | 24672.315 | 156.5976 |  |  |  | 2026 | 10027.7293 | 24672.315 | 156.5976 |  |  | 2026 | 1368.6371 | 24672.315 | 156.5976 |  |  | 2026 | -9483.419 | 24672.315 | 156.5976
| 2027 | -6714.2576 | 24672.315 | 156.5976 |  |  |  | 2027 | 5872.032 | 24672.315 | 156.5976 |  |  | 2027 | 2151.6577 | 24672.315 | 156.5976 |  |  | 2027 | -7779.7668 | 24672.315 | 156.5976
| 2028 | -8950.0678 | 24672.315 | 156.5976 |  |  |  | 2028 | 5945.7086 | 24672.315 | 156.5976 |  |  | 2028 | 1465.8123 | 24672.315 | 156.5976 |  |  | 2028 | -6638.7304 | 24672.315 | 156.5976
| 2029 | 2918.6006 | 24672.315 | 156.5976 |  |  |  | 2029 | 8099.2167 | 24672.315 | 156.5976 |  |  | 2029 | 6150.3099 | 24672.315 | 156.5976 |  |  | 2029 | 35379.9756 | 24672.315 | 156.5976
| 2030 | 6102.3341 | 24672.315 | 156.5976 |  |  |  | 2030 | 8080.261 | 24672.315 | 156.5976 |  |  | 2030 | 6359.7193 | 24672.315 | 156.5976 |  |  | 2030 | 30373.2141 | 24672.315 | 156.5976
| 2031 | 9486.0237 | 24672.315 | 156.5976 |  |  |  | 2031 | 10146.2636 | 24672.315 | 156.5976 |  |  | 2031 | 6667.3402 | 24672.315 | 156.5976 |  |  | 2031 | 9355.372 | 24672.315 | 156.5976
| 2032 | 10877.1786 | 24672.315 | 156.5976 |  |  |  | 2032 | 8187.0855 | 24672.315 | 156.5976 |  |  | 2032 | 4659.656 | 24672.315 | 156.5976 |  |  | 2032 | 29813.4385 | 24672.315 | 156.5976
| Residual | 134308.5682 | 290247.004 | 1842.226 |  |  |  | Residual | 134045.0501 | 290247.004 | 1842.226 |  |  | Residual | 89757.3886 | 290247.004 | 1842.226 |  |  | Residual | 352915.1885 | 290247.004 | 1842.226
Change in transmission network costs
Neutral |  |  |  | 0 |  |  | NeutralWS |  |  |  | 0 |  | Slow Change |  |  |  | 0 |  | Fast Change |  |  |  | 0
Region | Year | Original investment year | New investment year | Bring forward cost |  |  | Region | Year | Original investment year | New investment year | Bring forward cost |  | Region | Year | Original investment year | New investment year | Bring forward cost |  | Region | Year | Original investment year | New investment year | Bring forward cost
NEM | 2020 | 0 | 0 | 0 |  |  | NEM | 2020 | 0 | 0 | 0 |  | NEM | 2020 | 0 | 0 | 0 |  | NEM | 2020 | 0 | 0 | 0
| 2021 | 0 | 0 | 0 |  |  | NEM | 2021 | 0 | 0 | 0 |  | NEM | 2021 | 0 | 0 | 0 |  | NEM | 2021 | 0 | 0 | 0
| 2022 | 0 | 0 | 0 |  |  |  | 2022 | 0 | 0 | 0 |  |  | 2022 | 0 | 0 | 0 |  |  | 2022 | 0 | 0 | 0
| 2023 | 0 | 0 | 0 |  |  |  | 2023 | 0 | 0 | 0 |  |  | 2023 | 0 | 0 | 0 |  |  | 2023 | 0 | 0 | 0
| 2024 | 0 | 0 | 0 |  |  |  | 2024 | 0 | 0 | 0 |  |  | 2024 | 0 | 0 | 0 |  |  | 2024 | 0 | 0 | 0
| 2025 | 0 | 0 | 0 |  |  |  | 2025 | 0 | 0 | 0 |  |  | 2025 | 0 | 0 | 0 |  |  | 2025 | 0 | 0 | 0
| 2026 | 0 | 0 | 0 |  |  |  | 2026 | 0 | 0 | 0 |  |  | 2026 | 0 | 0 | 0 |  |  | 2026 | 0 | 0 | 0
| 2027 | 0 | 0 | 0 |  |  |  | 2027 | 0 | 0 | 0 |  |  | 2027 | 0 | 0 | 0 |  |  | 2027 | 0 | 0 | 0
| 2028 | 0 | 0 | 0 |  |  |  | 2028 | 0 | 0 | 0 |  |  | 2028 | 0 | 0 | 0 |  |  | 2028 | 0 | 0 | 0
| 2029 | 0 | 0 | 0 |  |  |  | 2029 | 0 | 0 | 0 |  |  | 2029 | 0 | 0 | 0 |  |  | 2029 | 0 | 0 | 0
| 2030 | 0 | 0 | 0 |  |  |  | 2030 | 0 | 0 | 0 |  |  | 2030 | 0 | 0 | 0 |  |  | 2030 | 0 | 0 | 0
| 2031 | 0 | 0 | 0 |  |  |  | 2031 | 0 | 0 | 0 |  |  | 2031 | 0 | 0 | 0 |  |  | 2031 | 0 | 0 | 0
| 2032 | 0 | 0 | 0 |  |  |  | 2032 | 0 | 0 | 0 |  |  | 2032 | 0 | 0 | 0 |  |  | 2032 | 0 | 0 | 0
| 2033 | 0 | 0 | 0 |  |  |  | 2033 | 0 | 0 | 0 |  |  | 2033 | 0 | 0 | 0 |  |  | 2033 | 0 | 0 | 0
| 2034 | 0 | 0 | 0 |  |  |  | 2034 | 0 | 0 | 0 |  |  | 2034 | 0 | 0 | 0 |  |  | 2034 | 0 | 0 | 0
| 2035 | 0 | 0 | 0 |  |  |  | 2035 | 0 | 0 | 0 |  |  | 2035 | 0 | 0 | 0 |  |  | 2035 | 0 | 0 | 0
| 2036 | 0 | 0 | 0 |  |  |  | 2036 | 0 | 0 | 0 |  |  | 2036 | 0 | 0 | 0 |  |  | 2036 | 0 | 0 | 0
| 2037 | 0 | 0 | 0 |  |  |  | 2037 | 0 | 0 | 0 |  |  | 2037 | 0 | 0 | 0 |  |  | 2037 | 0 | 0 | 0
| 2038 | 0 | 0 | 0 |  |  |  | 2038 | 0 | 0 | 0 |  |  | 2038 | 0 | 0 | 0 |  |  | 2038 | 0 | 0 | 0
| 2039 | 0 | 0 | 0 |  |  |  | 2039 | 0 | 0 | 0 |  |  | 2039 | 0 | 0 | 0 |  |  | 2039 | 0 | 0 | 0
| 2040 | 0 | 0 | 0 |  |  |  | 2040 | 0 | 0 | 0 |  |  | 2040 | 0 | 0 | 0 |  |  | 2040 | 0 | 0 | 0
Capital cost savings $000
Neutral |  | 339787.0709 |  |  |  |  | NeutralWS |  | 237456.0912 |  |  |  | Slow Change |  | 257434.4977 |  |  |  | Fast Change |  | 357640.7047
Region | Year | Gross benefit |  |  |  |  | Region | Year | Gross benefit |  |  |  | Region | Year | Gross benefit |  |  |  | Region | Year | Gross benefit
NEM | 2020 | -3818.2206 |  |  |  |  | NEM | 2020 | -3852.2087 |  |  |  | NEM | 2020 | -177.5928 |  |  |  | NEM | 2020 | 0
| 2021 | 21353.4618 | [5 empty] | 2021 | 21319.4737 |  |  |  |  | 2021 | 25126.6787 |  |  |  |  | 2021 | 24249.6614
| 2022 | 39107.4302 | [5 empty] | 2022 | 39073.4421 |  |  |  |  | 2022 | 42991.3594 |  |  |  |  | 2022 | 41444.9502
| 2023 | 92916.9923 | [5 empty] | 2023 | 88419.8252 |  |  |  |  | 2023 | 80182.7211 |  |  |  |  | 2023 | 124644.2039
| 2024 | 9899.7602 | [5 empty] | 2024 | 6563.5111 |  |  |  |  | 2024 | -14810.3072 |  |  |  |  | 2024 | 39111.2161
| 2025 | 59306.7803 | [5 empty] | 2025 | 16361.8044 |  |  |  |  | 2025 | 24191.4223 |  |  |  |  | 2025 | 39111.2161
| 2026 | 50405.4938 | [5 empty] | 2026 | 16361.8044 |  |  |  |  | 2026 | 31521.592 |  |  |  |  | 2026 | 39111.2161
| 2027 | 50435.6274 | [5 empty] | 2027 | 22132.37 |  |  |  |  | 2027 | 31656.6103 |  |  |  |  | 2027 | 39009.8484
| 2028 | 50334.6556 | [5 empty] | 2028 | 22132.37 |  |  |  |  | 2028 | 31585.1846 |  |  |  |  | 2028 | 38233.4406
| 2029 | 39034.9387 | [5 empty] | 2029 | 21715.1002 |  |  |  |  | 2029 | 22480.8258 |  |  |  |  | 2029 | 21460.4292
| 2030 | 18123.3794 | [5 empty] | 2030 | 18494.1616 |  |  |  |  | 2030 | 20519.1247 |  |  |  |  | 2030 | 21354.0182
| 2031 | 18123.3794 | [5 empty] | 2031 | 18494.1616 |  |  |  |  | 2031 | 20519.1247 |  |  |  |  | 2031 | 30841.6605
| 2032 | 18134.8477 | [5 empty] | 2032 | 20154.0195 |  |  |  |  | 2032 | 23105.6628 |  |  |  |  | 2032 | 18293.0523
| Terminal | 56366.805 | [5 empty] | Terminal | 55295.9329 |  |  |  |  | Terminal | 58174.5767 |  |  |  |  | Terminal | 57607.0211
Generation fuel cost savings $000
Neutral | [6 empty] | NeutralWS | [5 empty] | Slow Change | [5 empty] | Fast Change
Year | NSW | QLD | SA | TAS | VIC |  | Year | NSW | QLD | SA | TAS | VIC | Year | NSW | QLD | SA | TAS | VIC | Year | NSW | QLD | SA | TAS | VIC
2020 | 5545.9066 | 873.438 | 1027.9252 | 0.28615 | 889.9129 |  | 2020 | 5005.2477 | 1511.0316 | 1523.5144 | -0.40106 | 1031.3296 | 2020 | 1819.6789 | 1663.253 | 215.6775 | 1.8297 | 1154.721 | 2020 | 4495.118 | 847.2226 | 256.2479 | 52.5358 | 723.48
2021 | -1146.9278 | -1515.9598 | 418.0111 | -1.0025 | 345.3525 |  | 2021 | -1334.4702 | -810.6096 | 429.3785 | 0.10293 | 350.2336 | 2021 | -2408.6239 | -967.0481 | -270.5104 | -19.0874 | 321.3136 | 2021 | -2585.6932 | -928.5034 | -923.5597 | -32.7074 | -403.3627
2022 | -5083.0163 | -2004.2809 | -1432.9497 | 2.1136 | -351.0097 |  | 2022 | -5053.1091 | -1975.4353 | -2208.8121 | 5.1753 | -283.5477 | 2022 | -5523.3924 | -1627.0535 | -275.6442 | -4.5998 | 544.552 | 2022 | -10006.3101 | -2672.7516 | -15707.6601 | 687.2134 | -2226.6755
2023 | -17119.9726 | -16434.0466 | -9276.1177 | -0.55468 | -6029.5552 |  | 2023 | -16558.6039 | -13910.7008 | -6700.2496 | 0.58754 | -5332.2039 | 2023 | 3634.9955 | -1846.0839 | -906.2477 | -16.7619 | -7146.0824 | 2023 | -18664.2592 | -11288.741 | -33621.2271 | -34450.4729 | -14490.1579
2024 | 4804.3973 | 2164.5979 | -22.0701 | 8.4528 | 98.2588 |  | 2024 | 5420.4951 | 3411.5837 | 329.5373 | 4.4829 | 44.3821 | 2024 | 13844.9303 | 2099.5452 | 64.3424 | -16.4815 | 1095.7498 | 2024 | -4911.1712 | -2724.5558 | -6372.3274 | 369.9254 | -852.6545
2025 | -8145.9499 | -6250.1233 | -1887.3572 | -4.9913 | -2110.483 |  | 2025 | 6938.7674 | 3060.4775 | 243.1822 | 0.12306 | -407.9743 | 2025 | 5175.283 | 1911.3534 | 92.5041 | -45.9808 | -226.8094 | 2025 | -4021.699 | 7836.5416 | -1839.9504 | -2018.9571 | -3410.2462
2026 | -2791.5886 | -3796.0587 | -1829.2321 | 12.64 | -1733.6979 |  | 2026 | 6353.36 | 3733.9019 | 595.6015 | 4.9387 | -660.0728 | 2026 | 1188.6634 | 401.3289 | -81.7875 | 15.7545 | -155.3222 | 2026 | 965.9939 | -687.3616 | -1819.5663 | 189.3129 | -8131.7978
2027 | -2048.394 | -3425.294 | 563.9345 | -3.8389 | -1800.6652 |  | 2027 | 6123.7905 | 1441.8738 | -512.283 | -11.2088 | -1170.1404 | 2027 | 1111.6477 | 1106.2601 | 365.7251 | -5.9329 | -426.0422 | 2027 | -3526.027 | -230.0483 | -1912.1909 | 1367.1203 | -3478.6209
2028 | -2012.168 | -4597.2107 | -98.1332 | -0.0053939 | -2242.5505 |  | 2028 | 7557.1771 | 797.3544 | -531.0559 | 0.20487 | -1877.972 | 2028 | -320.8164 | 1647.7481 | 243.7596 | -0.67348 | -104.2056 | 2028 | 1070.0807 | -908.9448 | -47.5702 | -825.1846 | -5927.1115
2029 | 3184.0234 | 1622.3968 | -148.4679 | 0.26207 | -1739.6138 |  | 2029 | 8989.987 | 638.0911 | 369.4447 | -2.0386 | -1896.2675 | 2029 | 3702.7878 | 2040.6099 | -205.0014 | 8.9419 | 602.9717 | 2029 | 9090.943 | 2758.6341 | 6997.3674 | 7612.1027 | 8920.9283
2030 | 5950.5493 | 1413.5728 | -375.8819 | -22.4881 | -863.4181 |  | 2030 | 7284.085 | 1764.7888 | -331.6328 | 1.0929 | -638.0729 | 2030 | 3777.5852 | 1799.8427 | 204.8952 | 11.1097 | 566.2866 | 2030 | 19511.732 | 2976.824 | 3567.5092 | 5482.6642 | -1165.5153
2031 | 7546.5281 | 2773.8171 | 508.4749 | 13.4739 | -1356.2704 |  | 2031 | 9862.1917 | 1287.9657 | 470.5739 | -1.7763 | -1472.6915 | 2031 | 3515.8165 | 2346.242 | 228.176 | 19.6736 | 557.4322 | 2031 | 3261.5676 | 4596.2132 | 867.2316 | 3281.9086 | -2651.5489
2032 | 8094.9188 | 4964.8119 | 1034.4564 | -3.2071 | -3213.8014 |  | 2032 | 9207.1119 | 1990.1849 | 461.7087 | -0.60271 | -3471.3174 | 2032 | 1991.0624 | 1788.1391 | 363.7662 | 22.1962 | 494.4921 | 2032 | 12664.7691 | 6189.4559 | 3318.1417 | 5961.9854 | 1679.0863
Average 3 years | 7197.3321 | 3050.7339 | 389.0165 | -4.0738 | -1811.1633 |  | Average 3 years | 8784.4629 | 1680.9798 | 200.2166 | -0.42869 | -1860.6939 | Average 3 years | 3094.8213 | 1978.0746 | 265.6124 | 17.6598 | 539.4037 | Average 3 years | 11812.6896 | 4587.4977 | 2584.2941 | 4908.8527 | -712.6593
Do Nothing generation cost
Neutral | [6 empty] | NeutralWS | [5 empty] | Slow Change | [5 empty] | Fast Change
Year | NSW | QLD | SA | TAS | VIC |  | Year | NSW | QLD | SA | TAS | VIC | Year | NSW | QLD | SA | TAS | VIC | Year | NSW | QLD | SA | TAS | VIC
2020 | 1119.6909 | 352.3595 | 1348.4821 | -0.27773 | 159.6417 |  | 2020 | 1275.7153 | 320.0566 | 1149.6347 | -0.7557 | 142.8898 | 2020 | -318.9411 | 426.3264 | 40.2498 | 1.4279 | 25.171 | 2020 | 0 | 0 | 0 | 0 | 0
2021 | -4697.9119 | -2413.4492 | 307.1874 | -0.63865 | -580.5981 |  | 2021 | -4607.5959 | -2286.4193 | 208.0891 | -1.1729 | -585.1244 | 2021 | -4457.837 | -1645.5187 | -234.28 | -1.1961 | -864.4986 | 2021 | -5788.4899 | -2572.5426 | -1197.8682 | -62.9208 | -1131.463
2022 | -7896.716 | -4445.5422 | -1825.431 | 2.5682 | -1313.8006 |  | 2022 | -8467.0515 | -3912.7922 | -1899.6191 | 1.6643 | -1046.7711 | 2022 | -6553.0837 | -2810.5838 | -646.7778 | -7.7215 | -904.1606 | 2022 | -12185.5845 | -4362.9831 | -16095.7416 | 483.211 | -2709.8266
2023 | -20964.6446 | -18616.3521 | -5989.7506 | 3.5488 | -7731.9219 |  | 2023 | -20062.6387 | -17454.8366 | -5874.9841 | 2.7745 | -7513.795 | 2023 | 1684.3984 | -1938.949 | -594.8454 | -19.7426 | -8875.1249 | 2023 | -32337.4648 | -19411.8719 | -36177.2298 | -27965.7386 | -15139.9085
2024 | 2765.4365 | -36.1922 | -63.907 | 7.8137 | -3254.2244 |  | 2024 | 3061.3399 | 1499.1748 | 50.1976 | 8.3697 | -3354.642 | 2024 | 13694.9885 | 2498.0234 | 191.6104 | -28.8243 | -2251.4491 | 2024 | -8227.0169 | -6492.2665 | -8852.4764 | 266.393 | -4118.1127
2025 | -11451.4011 | -8311.2833 | -2586.6475 | -5.1208 | -4255.4579 |  | 2025 | 3668.2778 | 1539.4882 | -13.4701 | -0.083533 | -2595.8025 | 2025 | 5336.5523 | 1382.9835 | 159.9288 | -41.5446 | -2780.183 | 2025 | -10749.8859 | -3746.1941 | -3728.6429 | -4469.095 | -6626.6325

## Benefits - Option B4
Assumptions in use |  | Base Assumptions
Discount rate | 6% | 6% | 2018/19 cost
Costs - $M | 354975.98 | 354975.9773 | 366.7466
Payback period | 30 | 30
Scenarios | Neutral | NeutralWS | Slow Change | Fast Change
NPV | 56571.1761 | 8685.877 | 29897.919 | 132820.6915
Scenario weightings | Neutral | NeutralWS | Slow Change | Fast Change | Total
Set A - all equal | 25% | 25% | 25% | 25% | 100%
Set B - more Neutral | 40% | 40% | 10% | 10% | 100%
Set C - Slow Change | 20% | 20% | 40% | 20% | 100%
Set D - Fast Change | 20% | 20% | 20% | 40% | 100%
| Calculation parameters | Benefits - Option B4 | Neutral | NeutralWS | Slow Change | Fast Change | Weight A | Weight B | Weight C | Weight D
Discount rate | 6% | Base assumptions | 56571.18 | 8685.88 | 29897.92 | 132820.69 | 56993.9175 | 42374.685 | 51574.718 | 72159.272
| 8.5% | Discount rate 0.025 | 12752.48 | -26737.06 | -497.78 | 40309.49 | 6456.7825 | -1612.661 | 5065.87 | 13227.324
| 3.5% | Discount rate -0.025 | 139958.43 | 80793.63 | 86928.78 | 321400.92 | 157270.44 | 129133.794 | 143202.108 | 190096.536
Costs - $M | 461468.7705 | Cost x 1.3 | -25885.19 | -73770.49 | -52558.45 | 50364.33 | -25462.45 | -40081.684 | -30881.65 | -10297.094
| 248483.1841 | Cost x 0.7 | 139027.55 | 91142.25 | 112354.29 | 215277.06 | 139450.2875 | 124831.055 | 134031.088 | 154615.642
Payback period - years | 25 | Payback -5 years | 55963.54 | 8078.24 | 29290.28 | 132213.05 | 56386.2775 | 41767.045 | 50967.078 | 71551.632
| 35 | Payback +5 years | 56971.53 | 9086.23 | 30298.27 | 133221.05 | 57394.27 | 42775.036 | 51975.07 | 72559.626
|  | Gross benefit | Investment Cost | Net benefit |  |  |  |  | Gross benefit | Investment Cost | Net benefit |  |  |  | Gross benefit | Investment Cost | Net benefit |  |  |  | Gross benefit | Investment Cost | Net benefit
| NPV | 331425.7376 | 274854.5614 | 56571.1761 |  |  |  | NPV | 283540.4384 | 274854.5614 | 8685.877 |  |  | NPV | 304752.4804 | 274854.5614 | 29897.919 |  |  | NPV | 407675.253 | 274854.5614 | 132820.6915
Fuel cost benefits and costs
Neutral | [6 empty] | NeutralWS | [5 empty] | Slow Change | [5 empty] | Fast Change
Region | Year | Fuel cost benefit | Investment Cost | OPEX |  |  | Region | Year | Fuel cost benefit | Investment Cost | OPEX |  | Region | Year | Fuel cost benefit | Investment Cost | OPEX |  | Region | Year | Fuel cost benefit | Investment Cost | OPEX
NEM | 2020 | 2979.8964 | 0 | 0 |  |  | NEM | 2020 | 2887.5407 | 0 | 0 |  | NEM | 2020 | 174.234 | 0 | 0 |  | NEM | 2020 | 0 | 0 | 0
| 2021 | -7385.4104 | 0 | 0 |  |  |  | 2021 | -7272.2234 | 0 | 0 |  |  | 2021 | -7203.3304 | 0 | 0 |  |  | 2021 | -10753.2844 | 0 | 0
| 2022 | -15478.9216 | 0 | 0 |  |  |  | 2022 | -15324.5696 | 0 | 0 |  |  | 2022 | -10922.3274 | 0 | 0 |  |  | 2022 | -34870.9249 | 0 | 0
| 2023 | -53299.1205 | 0 | 0 |  |  |  | 2023 | -50903.48 | 0 | 0 |  |  | 2023 | -9744.2634 | 0 | 0 |  |  | 2023 | -131032.2136 | 0 | 0
| 2024 | 7215.5999 | 25788.6186 | 163.4841 |  |  |  | 2024 | 9055.1148 | 25788.6186 | 163.4841 |  |  | 2024 | 16977.5959 | 25788.6186 | 163.4841 |  |  | 2024 | -14225.332 | 25788.6186 | 163.4841
| 2025 | -18611.0532 | 25788.6186 | 163.4841 |  |  |  | 2025 | 10154.5912 | 25788.6186 | 163.4841 |  |  | 2025 | 6305.734 | 25788.6186 | 163.4841 |  |  | 2025 | 1080.913 | 25788.6186 | 163.4841
| 2026 | -10521.25 | 25788.6186 | 163.4841 |  |  |  | 2026 | 9924.8201 | 25788.6186 | 163.4841 |  |  | 2026 | 1354.0878 | 25788.6186 | 163.4841 |  |  | 2026 | -8471.0138 | 25788.6186 | 163.4841
| 2027 | -6835.2698 | 25788.6186 | 163.4841 |  |  |  | 2027 | 6012.9371 | 25788.6186 | 163.4841 |  |  | 2027 | 1942.846 | 25788.6186 | 163.4841 |  |  | 2027 | -6447.6124 | 25788.6186 | 163.4841
| 2028 | -8637.7505 | 25788.6186 | 163.4841 |  |  |  | 2028 | 5943.8693 | 25788.6186 | 163.4841 |  |  | 2028 | 1820.6482 | 25788.6186 | 163.4841 |  |  | 2028 | -5105.5457 | 25788.6186 | 163.4841
| 2029 | 2727.5453 | 25788.6186 | 163.4841 |  |  |  | 2029 | 7752.6655 | 25788.6186 | 163.4841 |  |  | 2029 | 6297.9033 | 25788.6186 | 163.4841 |  |  | 2029 | 34476.2038 | 25788.6186 | 163.4841
| 2030 | 6278.5108 | 25788.6186 | 163.4841 |  |  |  | 2030 | 8051.3514 | 25788.6186 | 163.4841 |  |  | 2030 | 5594.0102 | 25788.6186 | 163.4841 |  |  | 2030 | 30337.5886 | 25788.6186 | 163.4841
| 2031 | 9262.6107 | 25788.6186 | 163.4841 |  |  |  | 2031 | 10654.6244 | 25788.6186 | 163.4841 |  |  | 2031 | 6843.3072 | 25788.6186 | 163.4841 |  |  | 2031 | 10133.4049 | 25788.6186 | 163.4841
| 2032 | 11212.2348 | 25788.6186 | 163.4841 |  |  |  | 2032 | 7131.2063 | 25788.6186 | 163.4841 |  |  | 2032 | 4548.8273 | 25788.6186 | 163.4841 |  |  | 2032 | 31005.4142 | 25788.6186 | 163.4841
| Residual | 135769.2101 | 303379.2846 | 1923.2397 |  |  |  | Residual | 131119.7662 | 303379.2846 | 1923.2397 |  |  | Residual | 86202.0989 | 303379.2846 | 1923.2397 |  |  | Residual | 362731.8885 | 303379.2846 | 1923.2397
Annual outage cost
Neutral |  |  |  | 51623.9765 |  |  | NeutralWS |  |  |  | 51623.9765 |  | Slow Change |  |  |  | 51623.9765 |  | Fast Change |  |  |  | 51623.9765
Region | Year | Original investment year | New investment year | Bring forward cost |  |  | Region | Year | Original investment year | New investment year | Bring forward cost |  | Region | Year | Original investment year | New investment year | Bring forward cost |  | Region | Year | Original investment year | New investment year | Bring forward cost
NEM | 2020 | 0 | 0 | 0 |  |  | NEM | 2020 | 0 | 0 | 0 |  | NEM | 2020 | 0 | 0 | 0 |  | NEM | 2020 | 0 | 0 | 0
| 2021 | 13257.3303 | 0 | 0 |  |  | NEM | 2021 | 13257.3303 | 0 | 0 |  | NEM | 2021 | 13257.3303 | 0 | 0 |  | NEM | 2021 | 13257.3303 | 0 | 0
| 2022 | 16014.9747 | 0 | 0 |  |  |  | 2022 | 16014.9747 | 0 | 0 |  |  | 2022 | 16014.9747 | 0 | 0 |  |  | 2022 | 16014.9747 | 0 | 0
| 2023 | 19634.8596 | 0 | 0 |  |  |  | 2023 | 19634.8596 | 0 | 0 |  |  | 2023 | 19634.8596 | 0 | 0 |  |  | 2023 | 19634.8596 | 0 | 0
| 2024 | 14487.4565 | 0 | 0 |  |  |  | 2024 | 14487.4565 | 0 | 0 |  |  | 2024 | 14487.4565 | 0 | 0 |  |  | 2024 | 14487.4565 | 0 | 0
| 2025 |  | 0 | 0 |  |  |  | 2025 |  | 0 | 0 |  |  | 2025 |  | 0 | 0 |  |  | 2025 |  | 0 | 0
| 2026 | 0 | 0 | 0 |  |  |  | 2026 | 0 | 0 | 0 |  |  | 2026 | 0 | 0 | 0 |  |  | 2026 | 0 | 0 | 0
| 2027 | 0 | 0 | 0 |  |  |  | 2027 | 0 | 0 | 0 |  |  | 2027 | 0 | 0 | 0 |  |  | 2027 | 0 | 0 | 0
| 2028 | 0 | 0 | 0 |  |  |  | 2028 | 0 | 0 | 0 |  |  | 2028 | 0 | 0 | 0 |  |  | 2028 | 0 | 0 | 0
| 2029 | 0 | 0 | 0 |  |  |  | 2029 | 0 | 0 | 0 |  |  | 2029 | 0 | 0 | 0 |  |  | 2029 | 0 | 0 | 0
| 2030 | 0 | 0 | 0 |  |  |  | 2030 | 0 | 0 | 0 |  |  | 2030 | 0 | 0 | 0 |  |  | 2030 | 0 | 0 | 0
| 2031 | 0 | 0 | 0 |  |  |  | 2031 | 0 | 0 | 0 |  |  | 2031 | 0 | 0 | 0 |  |  | 2031 | 0 | 0 | 0
| 2032 | 0 | 0 | 0 |  |  |  | 2032 | 0 | 0 | 0 |  |  | 2032 | 0 | 0 | 0 |  |  | 2032 | 0 | 0 | 0
| 2033 | 0 | 0 | 0 |  |  |  | 2033 | 0 | 0 | 0 |  |  | 2033 | 0 | 0 | 0 |  |  | 2033 | 0 | 0 | 0
| 2034 | 0 | 0 | 0 |  |  |  | 2034 | 0 | 0 | 0 |  |  | 2034 | 0 | 0 | 0 |  |  | 2034 | 0 | 0 | 0
| 2035 | 0 | 0 | 0 |  |  |  | 2035 | 0 | 0 | 0 |  |  | 2035 | 0 | 0 | 0 |  |  | 2035 | 0 | 0 | 0
| 2036 | 0 | 0 | 0 |  |  |  | 2036 | 0 | 0 | 0 |  |  | 2036 | 0 | 0 | 0 |  |  | 2036 | 0 | 0 | 0
| 2037 | 0 | 0 | 0 |  |  |  | 2037 | 0 | 0 | 0 |  |  | 2037 | 0 | 0 | 0 |  |  | 2037 | 0 | 0 | 0
| 2038 | 0 | 0 | 0 |  |  |  | 2038 | 0 | 0 | 0 |  |  | 2038 | 0 | 0 | 0 |  |  | 2038 | 0 | 0 | 0
| 2039 | 0 | 0 | 0 |  |  |  | 2039 | 0 | 0 | 0 |  |  | 2039 | 0 | 0 | 0 |  |  | 2039 | 0 | 0 | 0
| 2040 | 0 | 0 | 0 |  |  |  | 2040 | 0 | 0 | 0 |  |  | 2040 | 0 | 0 | 0 |  |  | 2040 | 0 | 0 | 0
Capital cost savings $000
Neutral |  | 339787.0709 |  |  |  |  | NeutralWS |  | 237456.0912 |  |  |  | Slow Change |  | 257434.4977 |  |  |  | Fast Change |  | 357640.7047
Region | Year | Gross benefit |  |  |  |  | Region | Year | Gross benefit |  |  |  | Region | Year | Gross benefit |  |  |  | Region | Year | Gross benefit
NEM | 2020 | -3818.2206 |  |  |  |  | NEM | 2020 | -3852.2087 |  |  |  | NEM | 2020 | -177.5928 |  |  |  | NEM | 2020 | 0
| 2021 | 21353.4618 | [5 empty] | 2021 | 21319.4737 |  |  |  |  | 2021 | 25126.6787 |  |  |  |  | 2021 | 24249.6614
| 2022 | 39107.4302 | [5 empty] | 2022 | 39073.4421 |  |  |  |  | 2022 | 42991.3594 |  |  |  |  | 2022 | 41444.9502
| 2023 | 92916.9923 | [5 empty] | 2023 | 88419.8252 |  |  |  |  | 2023 | 80182.7211 |  |  |  |  | 2023 | 124644.2039
| 2024 | 9899.7602 | [5 empty] | 2024 | 6563.5111 |  |  |  |  | 2024 | -14810.3072 |  |  |  |  | 2024 | 39111.2161
| 2025 | 59306.7803 | [5 empty] | 2025 | 16361.8044 |  |  |  |  | 2025 | 24191.4223 |  |  |  |  | 2025 | 39111.2161
| 2026 | 50405.4938 | [5 empty] | 2026 | 16361.8044 |  |  |  |  | 2026 | 31521.592 |  |  |  |  | 2026 | 39111.2161
| 2027 | 50435.6274 | [5 empty] | 2027 | 22132.37 |  |  |  |  | 2027 | 31656.6103 |  |  |  |  | 2027 | 39009.8484
| 2028 | 50334.6556 | [5 empty] | 2028 | 22132.37 |  |  |  |  | 2028 | 31585.1846 |  |  |  |  | 2028 | 38233.4406
| 2029 | 39034.9387 | [5 empty] | 2029 | 21715.1002 |  |  |  |  | 2029 | 22480.8258 |  |  |  |  | 2029 | 21460.4292
| 2030 | 18123.3794 | [5 empty] | 2030 | 18494.1616 |  |  |  |  | 2030 | 20519.1247 |  |  |  |  | 2030 | 21354.0182
| 2031 | 18123.3794 | [5 empty] | 2031 | 18494.1616 |  |  |  |  | 2031 | 20519.1247 |  |  |  |  | 2031 | 30841.6605
| 2032 | 18134.8477 | [5 empty] | 2032 | 20154.0195 |  |  |  |  | 2032 | 23105.6628 |  |  |  |  | 2032 | 18293.0523
| Terminal | 56366.805 | [5 empty] | Terminal | 55295.9329 |  |  |  |  | Terminal | 58174.5767 |  |  |  |  | Terminal | 57607.0211
Generation fuel cost savings $000
Neutral | [6 empty] | NeutralWS | [5 empty] | Slow Change | [5 empty] | Fast Change
Year | NSW | QLD | SA | TAS | VIC |  | Year | NSW | QLD | SA | TAS | VIC | Year | NSW | QLD | SA | TAS | VIC | Year | NSW | QLD | SA | TAS | VIC
2020 | 5135.9857 | 989.722 | 1113.5897 | 0.81092 | 907.3452 |  | 2020 | 4866.558 | 1532.5236 | 1492.8709 | -0.77299 | 1025.5996 | 2020 | 1681.5876 | 1981.5081 | 154.3869 | 7.0198 | 1121.8488 | 2020 | 4229.7363 | 1065.6796 | 189.7417 | 30.3467 | 703.404
2021 | -1178.2274 | -1358.969 | 417.686 | -1.1992 | 337.8769 |  | 2021 | -1278.8047 | -899.7267 | 442.6577 | 0.69842 | 351.3078 | 2021 | -2417.6031 | -927.3864 | -267.2857 | -11.6506 | 322.7133 | 2021 | -2615.0766 | -922.7404 | -863.7717 | -31.8076 | -398.569
2022 | -5312.6463 | -1897.2082 | -1065.0369 | 0.033338 | -365.8868 |  | 2022 | -4836.555 | -2088.2905 | -2008.8528 | 5.8756 | -282.8036 | 2022 | -4936.0588 | -2017.87 | -243.3837 | -4.6709 | 548.2048 | 2022 | -7680.3991 | -2962.4757 | -16633.0716 | 731.8116 | -2406.2711
2023 | -15549.6659 | -20083.8971 | -10868.3447 | 2.9968 | -7695.3148 |  | 2023 | -17041.7603 | -13079.877 | -7586.5787 | 1.8706 | -7244.6922 | 2023 | 3821.794 | -1570.982 | -1262.1339 | -5.0981 | -7086.1118 | 2023 | -1661.1123 | -14527.9174 | -33040.6474 | -30556.6217 | -14343.7063
2024 | 5057.4495 | 2062.9073 | -30.9234 | 25.3853 | 100.7812 |  | 2024 | 5094.6123 | 3595.8822 | 314.8883 | 4.4243 | 45.3076 | 2024 | 14069.9158 | 1897.9671 | -5.6538 | -16.8052 | 1032.1719 | 2024 | -5914.0628 | -1973.9014 | -5776.8463 | 372.5388 | -933.0603
2025 | -7948.4751 | -6545.7078 | -2052.0546 | -5.1708 | -2059.6449 |  | 2025 | 7103.4261 | 3101.5488 | 293.0118 | 0.019833 | -343.4154 | 2025 | 5007.0794 | 2151.1382 | 164.751 | -355.6241 | -661.6106 | 2025 | -2951.1748 | 11734.1944 | -2153.6817 | -2167.1335 | -3381.2914
2026 | -3180.3736 | -3405.321 | -1903.324 | 15.9499 | -2048.1813 |  | 2026 | 7219.5695 | 2989.4694 | 463.7113 | 4.0626 | -751.9927 | 2026 | 963.4342 | 476.199 | 42.7301 | 15.2565 | -143.5321 | 2026 | -723.3448 | 525.5229 | -1022.7902 | 461.489 | -7711.8908
2027 | -2033.7343 | -3347.8042 | 510.6033 | -4.0068 | -1960.3279 |  | 2027 | 6193.0035 | 1178.8467 | -262.5787 | -12.1482 | -1084.1862 | 2027 | 963.288 | 1193.7209 | 216.1131 | -6.9637 | -423.3124 | 2027 | -4701.2764 | 746.2205 | -1329.4476 | 2004.8045 | -3167.9134
2028 | -2194.461 | -4533.8131 | 74.5687 | -6.6835 | -1977.3617 |  | 2028 | 6942.0781 | 995.8268 | -351.6953 | 0.38365 | -1642.724 | 2028 | 202.4059 | 1597.283 | 196.9853 | -2.5298 | -173.4963 | 2028 | -7.9616 | -465.0443 | 489.8502 | -619.0863 | -4503.3037
2029 | 3766.0157 | 1752.8291 | -194.0393 | -2.8436 | -2594.4167 |  | 2029 | 8982.1583 | 304.1028 | 287.7366 | -2.7121 | -1818.62 | 2029 | 3701.2726 | 2158.842 | -156.9285 | 5.6729 | 589.0444 | 2029 | 9721.4402 | 2602.595 | 7235.5222 | 7480.0891 | 7436.5574
2030 | 6619.0637 | 1201.1776 | -633.4847 | -10.3852 | -897.8607 |  | 2030 | 7009.6816 | 1679.8716 | -6.2203 | -0.11425 | -631.8671 | 2030 | 3725.1749 | 1266.8356 | 68.9029 | 12.1497 | 520.9471 | 2030 | 19376.2293 | 2980.6396 | 3825.6384 | 5565.8431 | -1410.7618
2031 | 7393.8594 | 2593.7199 | 193.3127 | 16.9663 | -935.2476 |  | 2031 | 9618.9857 | 1997.547 | 691.1033 | -7.3325 | -1645.679 | 2031 | 3344.495 | 2582.3823 | 336.3891 | 16.8469 | 563.194 | 2031 | 3896.6607 | 5054.6669 | 581.7131 | 3436.9428 | -2836.5786
2032 | 7574.9377 | 5900.6812 | 898.0604 | -3.2883 | -3158.1561 |  | 2032 | 9344.2257 | 1095.4388 | 269.6785 | -0.44608 | -3577.6907 | 2032 | 1875.4733 | 1616.0979 | 550.2329 | 18.3954 | 488.6278 | 2032 | 14697.2322 | 5044.5404 | 3545.125 | 6261.5759 | 1456.9407
Average 3 years | 7195.9536 | 3231.8595 | 152.6295 | 1.0976 | -1663.7548 |  | Average 3 years | 8657.631 | 1590.9524 | 318.1872 | -2.631 | -1951.7456 | Average 3 years | 2981.7144 | 1821.7719 | 318.5083 | 15.7973 | 524.2563 | Average 3 years | 12656.7074 | 4359.9489 | 2650.8255 | 5088.1206 | -930.1332
Do Nothing generation cost
Neutral | [6 empty] | NeutralWS | [5 empty] | Slow Change | [5 empty] | Fast Change
Year | NSW | QLD | SA | TAS | VIC |  | Year | NSW | QLD | SA | TAS | VIC | Year | NSW | QLD | SA | TAS | VIC | Year | NSW | QLD | SA | TAS | VIC
2020 | 1119.6909 | 352.3595 | 1348.4821 | -0.27773 | 159.6417 |  | 2020 | 1275.7153 | 320.0566 | 1149.6347 | -0.7557 | 142.8898 | 2020 | -318.9411 | 426.3264 | 40.2498 | 1.4279 | 25.171 | 2020 | 0 | 0 | 0 | 0 | 0
2021 | -4697.9119 | -2413.4492 | 307.1874 | -0.63865 | -580.5981 |  | 2021 | -4607.5959 | -2286.4193 | 208.0891 | -1.1729 | -585.1244 | 2021 | -4457.837 | -1645.5187 | -234.28 | -1.1961 | -864.4986 | 2021 | -5788.4899 | -2572.5426 | -1197.8682 | -62.9208 | -1131.463
2022 | -7896.716 | -4445.5422 | -1825.431 | 2.5682 | -1313.8006 |  | 2022 | -8467.0515 | -3912.7922 | -1899.6191 | 1.6643 | -1046.7711 | 2022 | -6553.0837 | -2810.5838 | -646.7778 | -7.7215 | -904.1606 | 2022 | -12185.5845 | -4362.9831 | -16095.7416 | 483.211 | -2709.8266
2023 | -20964.6446 | -18616.3521 | -5989.7506 | 3.5488 | -7731.9219 |  | 2023 | -20062.6387 | -17454.8366 | -5874.9841 | 2.7745 | -7513.795 | 2023 | 1684.3984 | -1938.949 | -594.8454 | -19.7426 | -8875.1249 | 2023 | -32337.4648 | -19411.8719 | -36177.2298 | -27965.7386 | -15139.9085
2024 | 2765.4365 | -36.1922 | -63.907 | 7.8137 | -3254.2244 |  | 2024 | 3061.3399 | 1499.1748 | 50.1976 | 8.3697 | -3354.642 | 2024 | 13694.9885 | 2498.0234 | 191.6104 | -28.8243 | -2251.4491 | 2024 | -8227.0169 | -6492.2665 | -8852.4764 | 266.393 | -4118.1127
2025 | -11451.4011 | -8311.2833 | -2586.6475 | -5.1208 | -4255.4579 |  | 2025 | 3668.2778 | 1539.4882 | -13.4701 | -0.083533 | -2595.8025 | 2025 | 5336.5523 | 1382.9835 | 159.9288 | -41.5446 | -2780.183 | 2025 | -10749.8859 | -3746.1941 | -3728.6429 | -4469.095 | -6626.6325

## Benefits - Option C1
Assumptions in use |  | Base Assumptions
Discount rate | 6% | 6%
Costs - $M | 443016.61 | 443016.606
Payback period | 30 | 30
Scenarios | Neutral | NeutralWS | Slow Change | Fast Change
NPV | 65281.2149 | 18729.184 | 38333.4161 | 134663.9291
Scenario weightings | Neutral | NeutralWS | Slow Change | Fast Change | Total
Set A - all equal | 25% | 25% | 25% | 25% | 100%
Set B - more Neutral | 40% | 40% | 10% | 10% | 100%
Set C - Slow Change | 20% | 20% | 40% | 20% | 100%
Set D - Fast Change | 20% | 20% | 20% | 40% | 100%
| Calculation parameters | Benefits - Option C1 | Neutral | NeutralWS | Slow Change | Fast Change | Weight A | Weight B | Weight C | Weight D
Discount rate | 6% | Base assumptions | 65281.21 | 18729.18 | 38333.42 | 134663.93 | 64251.935 | 50903.891 | 59068.232 | 78334.334
| 8.5% | Discount rate 0.025 | 11847.39 | -26883.68 | -314.55 | 30650.75 | 3824.9775 | -2980.896 | 2997.072 | 9190.132
| 3.5% | Discount rate -0.025 | 166255.17 | 109585.95 | 109490.84 | 347353.39 | 183171.3375 | 156020.871 | 168435.238 | 216007.748
Costs - $M | 575921.5878 | Cost x 1.3 | -12843.66 | -59395.69 | -39791.46 | 56539.06 | -13872.9375 | -27220.98 | -19056.642 | 209.462
| 310111.6242 | Cost x 0.7 | 143406.09 | 96854.06 | 116458.29 | 212788.81 | 142376.8125 | 129028.77 | 137193.108 | 156459.212
Payback period - years | 25 | Payback -5 years | 60249.76 | 13697.73 | 33301.96 | 129632.47 | 59220.48 | 45872.439 | 54036.776 | 73302.878
| 35 | Payback +5 years | 68983.22 | 22431.19 | 42035.42 | 138365.94 | 67953.9425 | 54605.9 | 62770.238 | 82036.342
|  | Gross benefit | Investment Cost | Net benefit |  |  |  |  | Gross benefit | Investment Cost | Net benefit |  |  |  | Gross benefit | Investment Cost | Net benefit |  |  |  | Gross benefit | Investment Cost | Net benefit
| NPV | 388408.0273 | 323126.8123 | 65281.2149 |  |  |  | NPV | 341855.9963 | 323126.8123 | 18729.184 |  |  | NPV | 361460.2285 | 323126.8123 | 38333.4161 |  |  | NPV | 457790.7414 | 323126.8123 | 134663.9291
Fuel cost benefits and costs
Neutral | [6 empty] | NeutralWS | [5 empty] | Neutral | [5 empty] | Neutral
Region | Year | Fuel cost benefit | Investment Cost | OPEX |  |  | Region | Year | Fuel cost benefit | Investment Cost | OPEX |  | Region | Year | Fuel cost benefit | Investment Cost | OPEX |  | Region | Year | Fuel cost benefit | Investment Cost | OPEX
NEM | 2020 | 2979.8964 | 0 | 0 |  |  | NEM | 2020 | 2887.5407 | 0 | 0 |  | NEM | 2020 | 174.234 | 0 | 0 |  | NEM | 2020 | 0 | 0 | 0
| 2021 | -7385.4104 | 0 | 0 |  |  |  | 2021 | -7272.2234 | 0 | 0 |  |  | 2021 | -7203.3304 | 0 | 0 |  |  | 2021 | -10753.2844 | 0 | 0
| 2022 | -15478.9216 | 0 | 0 |  |  |  | 2022 | -15324.5696 | 0 | 0 |  |  | 2022 | -10922.3274 | 0 | 0 |  |  | 2022 | -34870.9249 | 0 | 0
| 2023 | -53299.1205 | 0 | 0 |  |  |  | 2023 | -50903.48 | 0 | 0 |  |  | 2023 | -9744.2634 | 0 | 0 |  |  | 2023 | -131032.2136 | 0 | 0
| 2024 | -581.0733 | 0 | 0 |  |  |  | 2024 | 1264.4401 | 0 | 0 |  |  | 2024 | 14104.3489 | 0 | 0 |  |  | 2024 | -27423.4796 | 0 | 0
| 2025 | -18665.5856 | 32184.6745 | 237.1959 |  |  |  | 2025 | 10005.9164 | 32184.6745 | 237.1959 |  |  | 2025 | 6449.5398 | 32184.6745 | 237.1959 |  |  | 2025 | -13956.0641 | 32184.6745 | 237.1959
| 2026 | -10106.277 | 32184.6745 | 237.1959 |  |  |  | 2026 | 9925.1662 | 32184.6745 | 237.1959 |  |  | 2026 | 1350.944 | 32184.6745 | 237.1959 |  |  | 2026 | -8629.5889 | 32184.6745 | 237.1959
| 2027 | -7141.3438 | 32184.6745 | 237.1959 |  |  |  | 2027 | 6119.9076 | 32184.6745 | 237.1959 |  |  | 2027 | 2481.0561 | 32184.6745 | 237.1959 |  |  | 2027 | -8007.5122 | 32184.6745 | 237.1959
| 2028 | -8390.9952 | 32184.6745 | 237.1959 |  |  |  | 2028 | 6133.565 | 32184.6745 | 237.1959 |  |  | 2028 | 1526.9644 | 32184.6745 | 237.1959 |  |  | 2028 | -6205.0468 | 32184.6745 | 237.1959
| 2029 | 2284.0821 | 32184.6745 | 237.1959 |  |  |  | 2029 | 7894.1361 | 32184.6745 | 237.1959 |  |  | 2029 | 6297.6869 | 32184.6745 | 237.1959 |  |  | 2029 | 35936.6565 | 32184.6745 | 237.1959
| 2030 | 7009.0284 | 32184.6745 | 237.1959 |  |  |  | 2030 | 7342.4453 | 32184.6745 | 237.1959 |  |  | 2030 | 6159.0524 | 32184.6745 | 237.1959 |  |  | 2030 | 32690.707 | 32184.6745 | 237.1959
| 2031 | 9353.8806 | 32184.6745 | 237.1959 |  |  |  | 2031 | 10494.713 | 32184.6745 | 237.1959 |  |  | 2031 | 4453.5243 | 32184.6745 | 237.1959 |  |  | 2031 | 8735.5275 | 32184.6745 | 237.1959
| 2032 | 10312.3124 | 32184.6745 | 237.1959 |  |  |  | 2032 | 8369.6655 | 32184.6745 | 237.1959 |  |  | 2032 | 4800.0044 | 32184.6745 | 237.1959 |  |  | 2032 | 32923.0623 | 32184.6745 | 237.1959
| Residual | 136098.5171 | 387554.3879 | 2856.2135 |  |  |  | Residual | 133708.7258 | 387554.3879 | 2856.2135 |  |  | Residual | 78635.8774 | 387554.3879 | 2856.2135 |  |  | Residual | 379334.3979 | 387554.3879 | 2856.2135
Change in transmission network costs
Neutral |  | 62710.5679 | 0 | 62710.5679 |  |  | NeutralWS |  | 62710.5679 | 0 | 62710.5679 |  | Slow Change |  | 62710.5679 | 0 | 62710.5679 |  | Fast Change |  | 62710.5679 | 0 | 62710.5679
Region | Year | Base case | Upgrade case | Benefit |  |  | Region | Year | Base case | Upgrade case | Benefit |  | Region | Year | Base case | Upgrade case | Benefit |  | Region | Year | Base case | Upgrade case | Benefit
NEM | 2020 | 0 | 0 | 0 |  |  | NEM | 2020 | 0 | 0 | 0 |  | NEM | 2020 | 0 | 0 | 0 |  | NEM | 2020 | 0 | 0 | 0
| 2021 | 0 | 0 | 0 |  |  | NEM | 2021 | 0 | 0 | 0 |  | NEM | 2021 | 0 | 0 | 0 |  | NEM | 2021 | 0 | 0 | 0
| 2022 | 0 | 0 | 0 |  |  |  | 2022 | 0 | 0 | 0 |  |  | 2022 | 0 | 0 | 0 |  |  | 2022 | 0 | 0 | 0
| 2023 | 0 | 0 | 0 |  |  |  | 2023 | 0 | 0 | 0 |  |  | 2023 | 0 | 0 | 0 |  |  | 2023 | 0 | 0 | 0
| 2024 | 0 | 0 | 0 |  |  |  | 2024 | 0 | 0 | 0 |  |  | 2024 | 0 | 0 | 0 |  |  | 2024 | 0 | 0 | 0
| 2025 | 0 | 0 | 0 |  |  |  | 2025 | 0 | 0 | 0 |  |  | 2025 | 0 | 0 | 0 |  |  | 2025 | 0 | 0 | 0
| 2026 | 0 | 0 | 0 |  |  |  | 2026 | 0 | 0 | 0 |  |  | 2026 | 0 | 0 | 0 |  |  | 2026 | 0 | 0 | 0
| 2027 | 0 | 0 | 0 |  |  |  | 2027 | 0 | 0 | 0 |  |  | 2027 | 0 | 0 | 0 |  |  | 2027 | 0 | 0 | 0
| 2028 | 0 | 0 | 0 |  |  |  | 2028 | 0 | 0 | 0 |  |  | 2028 | 0 | 0 | 0 |  |  | 2028 | 0 | 0 | 0
| 2029 | 0 | 0 | 0 |  |  |  | 2029 | 0 | 0 | 0 |  |  | 2029 | 0 | 0 | 0 |  |  | 2029 | 0 | 0 | 0
| 2030 | 0 | 0 | 0 |  |  |  | 2030 | 0 | 0 | 0 |  |  | 2030 | 0 | 0 | 0 |  |  | 2030 | 0 | 0 | 0
| 2031 | 0 | 0 | 0 |  |  |  | 2031 | 0 | 0 | 0 |  |  | 2031 | 0 | 0 | 0 |  |  | 2031 | 0 | 0 | 0
| 2032 | 0 | 0 | 0 |  |  |  | 2032 | 0 | 0 | 0 |  |  | 2032 | 0 | 0 | 0 |  |  | 2032 | 0 | 0 | 0
| 2033 | 0 | 0 | 0 |  |  |  | 2033 | 0 | 0 | 0 |  |  | 2033 | 0 | 0 | 0 |  |  | 2033 | 0 | 0 | 0
| 2034 | 0 | 0 | 0 |  |  |  | 2034 | 0 | 0 | 0 |  |  | 2034 | 0 | 0 | 0 |  |  | 2034 | 0 | 0 | 0
| 2035 | 11330.609 | 0 | 11330.609 |  |  |  | 2035 | 11330.609 | 0 | 11330.609 |  |  | 2035 | 11330.609 | 0 | 11330.609 |  |  | 2035 | 11330.609 | 0 | 11330.609
| 2036 | 11330.609 | 0 | 11330.609 |  |  |  | 2036 | 11330.609 | 0 | 11330.609 |  |  | 2036 | 11330.609 | 0 | 11330.609 |  |  | 2036 | 11330.609 | 0 | 11330.609
| 2037 | 11330.609 | 0 | 11330.609 |  |  |  | 2037 | 11330.609 | 0 | 11330.609 |  |  | 2037 | 11330.609 | 0 | 11330.609 |  |  | 2037 | 11330.609 | 0 | 11330.609
| 2038 | 11330.609 | 0 | 11330.609 |  |  |  | 2038 | 11330.609 | 0 | 11330.609 |  |  | 2038 | 11330.609 | 0 | 11330.609 |  |  | 2038 | 11330.609 | 0 | 11330.609
| 2039 | 11330.609 | 0 | 11330.609 |  |  |  | 2039 | 11330.609 | 0 | 11330.609 |  |  | 2039 | 11330.609 | 0 | 11330.609 |  |  | 2039 | 11330.609 | 0 | 11330.609
| 2040 | 11330.609 | 0 | 11330.609 |  |  |  | 2040 | 11330.609 | 0 | 11330.609 |  |  | 2040 | 11330.609 | 0 | 11330.609 |  |  | 2040 | 11330.609 | 0 | 11330.609
| Residual | 142203.1943 | 0 | 142203.1943 |  |  |  | Residual | 142203.1943 | 0 | 142203.1943 |  |  | Residual | 142203.1943 | 0 | 142203.1943 |  |  | Residual | 142203.1943 | 0 | 142203.1943
Capital cost savings $000
Neutral |  | 339787.0709 |  |  |  |  | NeutralWS |  | 237456.0912 |  |  |  | Slow Change |  | 257434.4977 |  |  |  | Fast Change |  | 357640.7047
Region | Year | Gross benefit |  |  |  |  | Region | Year | Gross benefit |  |  |  | Region | Year | Gross benefit |  |  |  | Region | Year | Gross benefit
NEM | 2020 | -3818.2206 |  |  |  |  | NEM | 2020 | -3852.2087 |  |  |  | NEM | 2020 | -177.5928 |  |  |  | NEM | 2020 | 0
| 2021 | 21353.4618 | [5 empty] | 2021 | 21319.4737 |  |  |  |  | 2021 | 25126.6787 |  |  |  |  | 2021 | 24249.6614
| 2022 | 39107.4302 | [5 empty] | 2022 | 39073.4421 |  |  |  |  | 2022 | 42991.3594 |  |  |  |  | 2022 | 41444.9502
| 2023 | 92916.9923 | [5 empty] | 2023 | 88419.8252 |  |  |  |  | 2023 | 80182.7211 |  |  |  |  | 2023 | 124644.2039
| 2024 | 9899.7602 | [5 empty] | 2024 | 6563.5111 |  |  |  |  | 2024 | -14810.3072 |  |  |  |  | 2024 | 39111.2161
| 2025 | 59306.7803 | [5 empty] | 2025 | 16361.8044 |  |  |  |  | 2025 | 24191.4223 |  |  |  |  | 2025 | 39111.2161
| 2026 | 50405.4938 | [5 empty] | 2026 | 16361.8044 |  |  |  |  | 2026 | 31521.592 |  |  |  |  | 2026 | 39111.2161
| 2027 | 50435.6274 | [5 empty] | 2027 | 22132.37 |  |  |  |  | 2027 | 31656.6103 |  |  |  |  | 2027 | 39009.8484
| 2028 | 50334.6556 | [5 empty] | 2028 | 22132.37 |  |  |  |  | 2028 | 31585.1846 |  |  |  |  | 2028 | 38233.4406
| 2029 | 39034.9387 | [5 empty] | 2029 | 21715.1002 |  |  |  |  | 2029 | 22480.8258 |  |  |  |  | 2029 | 21460.4292
| 2030 | 18123.3794 | [5 empty] | 2030 | 18494.1616 |  |  |  |  | 2030 | 20519.1247 |  |  |  |  | 2030 | 21354.0182
| 2031 | 18123.3794 | [5 empty] | 2031 | 18494.1616 |  |  |  |  | 2031 | 20519.1247 |  |  |  |  | 2031 | 30841.6605
| 2032 | 18134.8477 | [5 empty] | 2032 | 20154.0195 |  |  |  |  | 2032 | 23105.6628 |  |  |  |  | 2032 | 18293.0523
| Terminal | 56366.805 | [5 empty] | Terminal | 55295.9329 |  |  |  |  | Terminal | 58174.5767 |  |  |  |  | Terminal | 57607.0211
Generation fuel cost savings $000
Neutral | [6 empty] | NeutralWS | [5 empty] | Slow Change | [5 empty] | Fast Change
Year | NSW | QLD | SA | TAS | VIC |  | Year | NSW | QLD | SA | TAS | VIC | Year | NSW | QLD | SA | TAS | VIC | Year | NSW | QLD | SA | TAS | VIC
2020 | 5375.8596 | 1287.9707 | 1310.0271 | -0.91339 | 922.1385 |  | 2020 | 4723.2798 | 1692.4532 | 1435.9217 | -0.9354 | 1009.7906 | 2020 | 2227.6593 | 1218.524 | 125.7886 | 2.2616 | 1117.3257 | 2020 | 4168.8011 | 1112.5504 | 291.6535 | 50.1356 | 692.0699
2021 | -1180.7802 | -1371.125 | 448.4067 | -1.3545 | 335.9359 |  | 2021 | -1291.1539 | -891.4143 | 396.6255 | 0.3774 | 350.0096 | 2021 | -2473.4933 | -865.4147 | -191.1816 | -1.7999 | 322.4353 | 2021 | -2532.3705 | -928.6153 | -935.5377 | -30.9385 | -420.7586
2022 | -5501.0639 | -1808.5362 | -1623.196 | 3.6583 | -367.0744 |  | 2022 | -4934.1526 | -2064.4746 | -2066.9512 | 4.0592 | -284.6658 | 2022 | -5224.9197 | -1980.9867 | -546.8889 | -5.0903 | 536.4596 | 2022 | -9314.0661 | -2822.9945 | -14512.7788 | 656.7077 | -2446.1612
2023 | -16620.4336 | -16896.2701 | -5924.9503 | 4.5136 | -6882.1945 |  | 2023 | -16265.9641 | -15319.5194 | -5625.2128 | 2.766 | -6482.8064 | 2023 | 3580.1138 | -1872.0649 | -589.9482 | -20.2034 | -7312.4612 | 2023 | -27872.7853 | -16751.1703 | -34187.7226 | -26805.1823 | -13969.0569
2024 | 5214.3252 | 1862.3299 | -26.1877 | 7.8028 | 120.5774 |  | 2024 | 5625.5902 | 3096.9475 | 299.2325 | 8.3266 | 57.9307 | 2024 | 14230.1132 | 1803.3731 | 136.7593 | -15.2681 | 982.7641 | 2024 | -4478.3749 | -2911.2186 | -6348.1821 | 386.7629 | -1123.0708
2025 | -8318.0164 | -6250.9904 | -2076.2544 | -4.7922 | -2015.5323 |  | 2025 | 7034.0843 | 3038.5968 | 255.4611 | 0.12287 | -322.3487 | 2025 | 5435.6575 | 1467.0424 | 142.989 | -40.0192 | -556.1299 | 2025 | -5729.2573 | -1339.4161 | -1894.5685 | -1907.979 | -3084.8431
2026 | -2775.3769 | -3890.9659 | -1732.1848 | 14.7425 | -1722.4919 |  | 2026 | 7123.8133 | 3193.6079 | 461.5949 | 4.0631 | -857.913 | 2026 | 1161.7103 | 427.4402 | -86.8156 | 7.9825 | -159.3734 | 2026 | 1221.8038 | -641.9414 | -1277.8954 | -14.3589 | -7917.1969
2027 | -2558.4741 | -3247.9716 | 492.9163 | -4.4336 | -1823.3808 |  | 2027 | 6124.1856 | 1343.099 | -362.1215 | -11.7795 | -973.4761 | 2027 | 1361.1782 | 1267.8823 | 253.0804 | -3.8168 | -397.2678 | 2027 | -3933.2449 | 133.9562 | -2075.9581 | 1555.1976 | -3687.463
2028 | -1966.3921 | -4343.8741 | -95.241 | 0.19947 | -1985.6874 |  | 2028 | 7464.2937 | 681.7485 | -512.821 | 0.047215 | -1499.7034 | 2028 | -23.8433 | 1505.4259 | 159.4479 | -3.4985 | -110.5676 | 2028 | 349.8801 | -820.5841 | -377.172 | -1095.1892 | -4261.9817
2029 | 3765.316 | 1800.7272 | -353.6052 | -4.3778 | -2923.9781 |  | 2029 | 9416.635 | -196.5754 | 125.2145 | -4.3705 | -1446.7673 | 2029 | 3589.3883 | 2279.5382 | -49.9323 | 7.2634 | 471.4295 | 2029 | 9286.6539 | 2765.9777 | 7158.6231 | 8436.5885 | 8288.8134
2030 | 6758.7468 | 1421.4161 | -289.8285 | -22.3827 | -858.9233 |  | 2030 | 6669.2513 | 1483.4246 | -136.602 | 1.4813 | -675.1099 | 2030 | 3788.9323 | 1759.1557 | 72.7872 | 12.1934 | 525.9838 | 2030 | 19047.4527 | 3377.9533 | 3894.227 | 6098.632 | 272.442
2031 | 6821.6406 | 3102.6648 | 552.3752 | 21.6208 | -1144.4208 |  | 2031 | 10190.5415 | 1487.2562 | 574.9284 | -8.326 | -1749.6871 | 2031 | 3193.5133 | 445.8951 | 123.8373 | 29.8884 | 660.3902 | 2031 | 3558.6467 | 3543.063 | -64.212 | 3851.996 | -2153.9661
2032 | 7028.3977 | 5217.0719 | 900.6784 | -3.2877 | -2830.5479 |  | 2032 | 8126.2667 | 3052.9347 | 709.3635 | -0.43621 | -3518.4633 | 2032 | 2241.8926 | 1472.2856 | 524.0363 | 20.8979 | 540.8921 | 2032 | 13474.5425 | 3928.9669 | 3053.6302 | 7358.3205 | 5107.6022
Average 3 years | 6869.595 | 3247.0509 | 387.7417 | -1.3499 | -1611.2973 |  | Average 3 years | 8328.6865 | 2007.8719 | 382.5633 | -2.427 | -1981.0868 | Average 3 years | 3074.7794 | 1225.7788 | 240.2202 | 20.9932 | 575.7554 | Average 3 years | 12026.8806 | 3616.6611 | 2294.5484 | 5769.6495 | 1075.3594
Do Nothing generation cost
Neutral | [6 empty] | NeutralWS | [5 empty] | Slow Change | [5 empty] | Fast Change
Year | NSW | QLD | SA | TAS | VIC |  | Year | NSW | QLD | SA | TAS | VIC | Year | NSW | QLD | SA | TAS | VIC | Year | NSW | QLD | SA | TAS | VIC
2020 | 1119.6909 | 352.3595 | 1348.4821 | -0.27773 | 159.6417 |  | 2020 | 1275.7153 | 320.0566 | 1149.6347 | -0.7557 | 142.8898 | 2020 | -318.9411 | 426.3264 | 40.2498 | 1.4279 | 25.171 | 2020 | 0 | 0 | 0 | 0 | 0
2021 | -4697.9119 | -2413.4492 | 307.1874 | -0.63865 | -580.5981 |  | 2021 | -4607.5959 | -2286.4193 | 208.0891 | -1.1729 | -585.1244 | 2021 | -4457.837 | -1645.5187 | -234.28 | -1.1961 | -864.4986 | 2021 | -5788.4899 | -2572.5426 | -1197.8682 | -62.9208 | -1131.463
2022 | -7896.716 | -4445.5422 | -1825.431 | 2.5682 | -1313.8006 |  | 2022 | -8467.0515 | -3912.7922 | -1899.6191 | 1.6643 | -1046.7711 | 2022 | -6553.0837 | -2810.5838 | -646.7778 | -7.7215 | -904.1606 | 2022 | -12185.5845 | -4362.9831 | -16095.7416 | 483.211 | -2709.8266
2023 | -20964.6446 | -18616.3521 | -5989.7506 | 3.5488 | -7731.9219 |  | 2023 | -20062.6387 | -17454.8366 | -5874.9841 | 2.7745 | -7513.795 | 2023 | 1684.3984 | -1938.949 | -594.8454 | -19.7426 | -8875.1249 | 2023 | -32337.4648 | -19411.8719 | -36177.2298 | -27965.7386 | -15139.9085
2024 | 2765.4365 | -36.1922 | -63.907 | 7.8137 | -3254.2244 |  | 2024 | 3061.3399 | 1499.1748 | 50.1976 | 8.3697 | -3354.642 | 2024 | 13694.9885 | 2498.0234 | 191.6104 | -28.8243 | -2251.4491 | 2024 | -8227.0169 | -6492.2665 | -8852.4764 | 266.393 | -4118.1127
2025 | -11451.4011 | -8311.2833 | -2586.6475 | -5.1208 | -4255.4579 |  | 2025 | 3668.2778 | 1539.4882 | -13.4701 | -0.083533 | -2595.8025 | 2025 | 5336.5523 | 1382.9835 | 159.9288 | -41.5446 | -2780.183 | 2025 | -10749.8859 | -3746.1941 | -3728.6429 | -4469.095 | -6626.6325

## Benefits - Option C2
Assumptions in use |  | Base Assumptions
Discount rate | 6% | 6%
Costs - $M | 498883.9 | 498883.8973
Payback period | 30 | 30
Scenarios | Neutral | NeutralWS | Slow Change | Fast Change
NPV | 80287.0679 | 33735.037 | 53339.2691 | 149669.7821
Scenario weightings | Neutral | NeutralWS | Slow Change | Fast Change | Total
Set A - all equal | 25% | 25% | 25% | 25% | 100%
Set B - more Neutral | 40% | 40% | 10% | 10% | 100%
Set C - Slow Change | 20% | 20% | 40% | 20% | 100%
Set D - Fast Change | 20% | 20% | 20% | 40% | 100%
| Calculation parameters | Benefits - Option C2 | Neutral | NeutralWS | Slow Change | Fast Change | Weight A | Weight B | Weight C | Weight D
Discount rate | 6% | Base assumptions | 80287.07 | 33735.04 | 53339.27 | 149669.78 | 79257.79 | 65909.749 | 74074.086 | 93340.188
| 8.5% | Discount rate 0.025 | 14680.08 | -24051 | 2518.13 | 33483.43 | 6657.66 | -148.212 | 5829.754 | 12022.814
| 3.5% | Discount rate -0.025 | 200782.12 | 144112.91 | 144017.79 | 381880.35 | 217698.2925 | 190547.826 | 202962.192 | 250534.704
Costs - $M | 648549.0665 | Cost x 1.3 | 6663.95 | -39888.08 | -20283.85 | 76046.66 | 5634.67 | -7713.371 | 450.966 | 19717.068
| 349218.7281 | Cost x 0.7 | 153910.19 | 107358.15 | 126962.39 | 223292.9 | 152880.9075 | 139532.865 | 147697.204 | 166963.306
Payback period - years | 25 | Payback -5 years | 71251.05 | 24699.02 | 44303.25 | 140633.77 | 70221.7725 | 56873.73 | 65038.068 | 84304.172
| 35 | Payback +5 years | 86974.15 | 40422.12 | 60026.35 | 156356.86 | 85944.87 | 72596.829 | 80761.166 | 100027.268
|  | Gross benefit | Investment Cost | Net benefit |  |  |  |  | Gross benefit | Investment Cost | Net benefit |  |  |  | Gross benefit | Investment Cost | Net benefit |  |  |  | Gross benefit | Investment Cost | Net benefit
| NPV | 444581.0117 | 364293.9437 | 80287.0679 |  |  |  | NPV | 398028.9807 | 364293.9437 | 33735.037 |  |  | NPV | 417633.2129 | 364293.9437 | 53339.2691 |  |  | NPV | 513963.7258 | 364293.9437 | 149669.7821
Fuel cost benefits and costs
Neutral | [6 empty] | NeutralWS | [5 empty] | Neutral | [5 empty] | Neutral
Region | Year | Fuel cost benefit | Investment Cost | OPEX |  |  | Region | Year | Fuel cost benefit | Investment Cost | OPEX |  | Region | Year | Fuel cost benefit | Investment Cost | OPEX |  | Region | Year | Fuel cost benefit | Investment Cost | OPEX
NEM | 2020 | 2979.8964 | 0 | 0 |  |  | NEM | 2020 | 2887.5407 | 0 | 0 |  | NEM | 2020 | 174.234 | 0 | 0 |  | NEM | 2020 | 0 | 0 | 0
| 2021 | -7385.4104 | 0 | 0 |  |  |  | 2021 | -7272.2234 | 0 | 0 |  |  | 2021 | -7203.3304 | 0 | 0 |  |  | 2021 | -10753.2844 | 0 | 0
| 2022 | -15478.9216 | 0 | 0 |  |  |  | 2022 | -15324.5696 | 0 | 0 |  |  | 2022 | -10922.3274 | 0 | 0 |  |  | 2022 | -34870.9249 | 0 | 0
| 2023 | -53299.1205 | 0 | 0 |  |  |  | 2023 | -50903.48 | 0 | 0 |  |  | 2023 | -9744.2634 | 0 | 0 |  |  | 2023 | -131032.2136 | 0 | 0
| 2024 | -581.0733 | 0 | 0 |  |  |  | 2024 | 1264.4401 | 0 | 0 |  |  | 2024 | 14104.3489 | 0 | 0 |  |  | 2024 | -27423.4796 | 0 | 0
| 2025 | -18665.5856 | 36243.3723 | 309.1222 |  |  |  | 2025 | 10005.9164 | 36243.3723 | 309.1222 |  |  | 2025 | 6449.5398 | 36243.3723 | 309.1222 |  |  | 2025 | -13956.0641 | 36243.3723 | 309.1222
| 2026 | -10106.277 | 36243.3723 | 309.1222 |  |  |  | 2026 | 9925.1662 | 36243.3723 | 309.1222 |  |  | 2026 | 1350.944 | 36243.3723 | 309.1222 |  |  | 2026 | -8629.5889 | 36243.3723 | 309.1222
| 2027 | -7141.3438 | 36243.3723 | 309.1222 |  |  |  | 2027 | 6119.9076 | 36243.3723 | 309.1222 |  |  | 2027 | 2481.0561 | 36243.3723 | 309.1222 |  |  | 2027 | -8007.5122 | 36243.3723 | 309.1222
| 2028 | -8390.9952 | 36243.3723 | 309.1222 |  |  |  | 2028 | 6133.565 | 36243.3723 | 309.1222 |  |  | 2028 | 1526.9644 | 36243.3723 | 309.1222 |  |  | 2028 | -6205.0468 | 36243.3723 | 309.1222
| 2029 | 2284.0821 | 36243.3723 | 309.1222 |  |  |  | 2029 | 7894.1361 | 36243.3723 | 309.1222 |  |  | 2029 | 6297.6869 | 36243.3723 | 309.1222 |  |  | 2029 | 35936.6565 | 36243.3723 | 309.1222
| 2030 | 7009.0284 | 36243.3723 | 309.1222 |  |  |  | 2030 | 7342.4453 | 36243.3723 | 309.1222 |  |  | 2030 | 6159.0524 | 36243.3723 | 309.1222 |  |  | 2030 | 32690.707 | 36243.3723 | 309.1222
| 2031 | 9353.8806 | 36243.3723 | 309.1222 |  |  |  | 2031 | 10494.713 | 36243.3723 | 309.1222 |  |  | 2031 | 4453.5243 | 36243.3723 | 309.1222 |  |  | 2031 | 8735.5275 | 36243.3723 | 309.1222
| 2032 | 10312.3124 | 36243.3723 | 309.1222 |  |  |  | 2032 | 8369.6655 | 36243.3723 | 309.1222 |  |  | 2032 | 4800.0044 | 36243.3723 | 309.1222 |  |  | 2032 | 32923.0623 | 36243.3723 | 309.1222
| Residual | 136098.5171 | 436427.5292 | 3722.3198 |  |  |  | Residual | 133708.7258 | 436427.5292 | 3722.3198 |  |  | Residual | 78635.8774 | 436427.5292 | 3722.3198 |  |  | Residual | 379334.3979 | 436427.5292 | 3722.3198
Change in transmission network costs
Neutral |  | 118883.5523 | 0 | 118883.5523 |  |  | NeutralWS |  | 118883.5523 | 0 | 118883.5523 |  | Slow Change |  | 118883.5523 | 0 | 118883.5523 |  | Fast Change |  | 118883.5523 | 0 | 118883.5523
Region | Year | Base case | Upgrade case | Benefit |  |  | Region | Year | Base case | Upgrade case | Benefit |  | Region | Year | Base case | Upgrade case | Benefit |  | Region | Year | Base case | Upgrade case | Benefit
NEM | 2020 | 0 | 0 | 0 |  |  | NEM | 2020 | 0 | 0 | 0 |  | NEM | 2020 | 0 | 0 | 0 |  | NEM | 2020 | 0 | 0 | 0
| 2021 | 0 | 0 | 0 |  |  |  | 2021 | 0 | 0 | 0 |  |  | 2021 | 0 | 0 | 0 |  |  | 2021 | 0 | 0 | 0
| 2022 | 0 | 0 | 0 |  |  |  | 2022 | 0 | 0 | 0 |  |  | 2022 | 0 | 0 | 0 |  |  | 2022 | 0 | 0 | 0
| 2023 | 0 | 0 | 0 |  |  |  | 2023 | 0 | 0 | 0 |  |  | 2023 | 0 | 0 | 0 |  |  | 2023 | 0 | 0 | 0
| 2024 | 0 | 0 | 0 |  |  |  | 2024 | 0 | 0 | 0 |  |  | 2024 | 0 | 0 | 0 |  |  | 2024 | 0 | 0 | 0
| 2025 | 0 | 0 | 0 |  |  |  | 2025 | 0 | 0 | 0 |  |  | 2025 | 0 | 0 | 0 |  |  | 2025 | 0 | 0 | 0
| 2026 | 0 | 0 | 0 |  |  |  | 2026 | 0 | 0 | 0 |  |  | 2026 | 0 | 0 | 0 |  |  | 2026 | 0 | 0 | 0
| 2027 | 0 | 0 | 0 |  |  |  | 2027 | 0 | 0 | 0 |  |  | 2027 | 0 | 0 | 0 |  |  | 2027 | 0 | 0 | 0
| 2028 | 0 | 0 | 0 |  |  |  | 2028 | 0 | 0 | 0 |  |  | 2028 | 0 | 0 | 0 |  |  | 2028 | 0 | 0 | 0
| 2029 | 0 | 0 | 0 |  |  |  | 2029 | 0 | 0 | 0 |  |  | 2029 | 0 | 0 | 0 |  |  | 2029 | 0 | 0 | 0
| 2030 | 0 | 0 | 0 |  |  |  | 2030 | 0 | 0 | 0 |  |  | 2030 | 0 | 0 | 0 |  |  | 2030 | 0 | 0 | 0
| 2031 | 0 | 0 | 0 |  |  |  | 2031 | 0 | 0 | 0 |  |  | 2031 | 0 | 0 | 0 |  |  | 2031 | 0 | 0 | 0
| 2032 | 0 | 0 | 0 |  |  |  | 2032 | 0 | 0 | 0 |  |  | 2032 | 0 | 0 | 0 |  |  | 2032 | 0 | 0 | 0
| 2033 | 0 | 0 | 0 |  |  |  | 2033 | 0 | 0 | 0 |  |  | 2033 | 0 | 0 | 0 |  |  | 2033 | 0 | 0 | 0
| 2034 | 0 | 0 | 0 |  |  |  | 2034 | 0 | 0 | 0 |  |  | 2034 | 0 | 0 | 0 |  |  | 2034 | 0 | 0 | 0
| 2035 | 21480.0008 | 0 | 21480.0008 |  |  |  | 2035 | 21480.0008 | 0 | 21480.0008 |  |  | 2035 | 21480.0008 | 0 | 21480.0008 |  |  | 2035 | 21480.0008 | 0 | 21480.0008
| 2036 | 21480.0008 | 0 | 21480.0008 |  |  |  | 2036 | 21480.0008 | 0 | 21480.0008 |  |  | 2036 | 21480.0008 | 0 | 21480.0008 |  |  | 2036 | 21480.0008 | 0 | 21480.0008
| 2037 | 21480.0008 | 0 | 21480.0008 |  |  |  | 2037 | 21480.0008 | 0 | 21480.0008 |  |  | 2037 | 21480.0008 | 0 | 21480.0008 |  |  | 2037 | 21480.0008 | 0 | 21480.0008
| 2038 | 21480.0008 | 0 | 21480.0008 |  |  |  | 2038 | 21480.0008 | 0 | 21480.0008 |  |  | 2038 | 21480.0008 | 0 | 21480.0008 |  |  | 2038 | 21480.0008 | 0 | 21480.0008
| 2039 | 21480.0008 | 0 | 21480.0008 |  |  |  | 2039 | 21480.0008 | 0 | 21480.0008 |  |  | 2039 | 21480.0008 | 0 | 21480.0008 |  |  | 2039 | 21480.0008 | 0 | 21480.0008
| 2040 | 21480.0008 | 0 | 21480.0008 |  |  |  | 2040 | 21480.0008 | 0 | 21480.0008 |  |  | 2040 | 21480.0008 | 0 | 21480.0008 |  |  | 2040 | 21480.0008 | 0 | 21480.0008
| Residual | 269581.6901 | 0 | 269581.6901 |  |  |  | Residual | 269581.6901 | 0 | 269581.6901 |  |  | Residual | 269581.6901 | 0 | 269581.6901 |  |  | Residual | 269581.6901 | 0 | 269581.6901
Capital cost savings $000
Neutral |  | 339787.0709 |  |  |  |  | NeutralWS |  | 237456.0912 |  |  |  | Slow Change |  | 257434.4977 |  |  |  | Fast Change |  | 357640.7047
Region | Year | Gross benefit |  |  |  |  | Region | Year | Gross benefit |  |  |  | Region | Year | Gross benefit |  |  |  | Region | Year | Gross benefit
NEM | 2020 | -3818.2206 |  |  |  |  | NEM | 2020 | -3852.2087 |  |  |  | NEM | 2020 | -177.5928 |  |  |  | NEM | 2020 | 0
| 2021 | 21353.4618 | [5 empty] | 2021 | 21319.4737 |  |  |  |  | 2021 | 25126.6787 |  |  |  |  | 2021 | 24249.6614
| 2022 | 39107.4302 | [5 empty] | 2022 | 39073.4421 |  |  |  |  | 2022 | 42991.3594 |  |  |  |  | 2022 | 41444.9502
| 2023 | 92916.9923 | [5 empty] | 2023 | 88419.8252 |  |  |  |  | 2023 | 80182.7211 |  |  |  |  | 2023 | 124644.2039
| 2024 | 9899.7602 | [5 empty] | 2024 | 6563.5111 |  |  |  |  | 2024 | -14810.3072 |  |  |  |  | 2024 | 39111.2161
| 2025 | 59306.7803 | [5 empty] | 2025 | 16361.8044 |  |  |  |  | 2025 | 24191.4223 |  |  |  |  | 2025 | 39111.2161
| 2026 | 50405.4938 | [5 empty] | 2026 | 16361.8044 |  |  |  |  | 2026 | 31521.592 |  |  |  |  | 2026 | 39111.2161
| 2027 | 50435.6274 | [5 empty] | 2027 | 22132.37 |  |  |  |  | 2027 | 31656.6103 |  |  |  |  | 2027 | 39009.8484
| 2028 | 50334.6556 | [5 empty] | 2028 | 22132.37 |  |  |  |  | 2028 | 31585.1846 |  |  |  |  | 2028 | 38233.4406
| 2029 | 39034.9387 | [5 empty] | 2029 | 21715.1002 |  |  |  |  | 2029 | 22480.8258 |  |  |  |  | 2029 | 21460.4292
| 2030 | 18123.3794 | [5 empty] | 2030 | 18494.1616 |  |  |  |  | 2030 | 20519.1247 |  |  |  |  | 2030 | 21354.0182
| 2031 | 18123.3794 | [5 empty] | 2031 | 18494.1616 |  |  |  |  | 2031 | 20519.1247 |  |  |  |  | 2031 | 30841.6605
| 2032 | 18134.8477 | [5 empty] | 2032 | 20154.0195 |  |  |  |  | 2032 | 23105.6628 |  |  |  |  | 2032 | 18293.0523
| Terminal | 56366.805 | [5 empty] | Terminal | 55295.9329 |  |  |  |  | Terminal | 58174.5767 |  |  |  |  | Terminal | 57607.0211
Generation fuel cost savings $000
Neutral | [6 empty] | NeutralWS | [5 empty] | Slow Change | [5 empty] | Fast Change
Year | NSW | QLD | SA | TAS | VIC |  | Year | NSW | QLD | SA | TAS | VIC | Year | NSW | QLD | SA | TAS | VIC | Year | NSW | QLD | SA | TAS | VIC
2020 | 5375.8596 | 1287.9707 | 1310.0271 | -0.91339 | 922.1385 |  | 2020 | 4723.2798 | 1692.4532 | 1435.9217 | -0.9354 | 1009.7906 | 2020 | 2227.6593 | 1218.524 | 125.7886 | 2.2616 | 1117.3257 | 2020 | 4168.8011 | 1112.5504 | 291.6535 | 50.1356 | 692.0699
2021 | -1180.7802 | -1371.125 | 448.4067 | -1.3545 | 335.9359 |  | 2021 | -1291.1539 | -891.4143 | 396.6255 | 0.3774 | 350.0096 | 2021 | -2473.4933 | -865.4147 | -191.1816 | -1.7999 | 322.4353 | 2021 | -2532.3705 | -928.6153 | -935.5377 | -30.9385 | -420.7586
2022 | -5501.0639 | -1808.5362 | -1623.196 | 3.6583 | -367.0744 |  | 2022 | -4934.1526 | -2064.4746 | -2066.9512 | 4.0592 | -284.6658 | 2022 | -5224.9197 | -1980.9867 | -546.8889 | -5.0903 | 536.4596 | 2022 | -9314.0661 | -2822.9945 | -14512.7788 | 656.7077 | -2446.1612
2023 | -16620.4336 | -16896.2701 | -5924.9503 | 4.5136 | -6882.1945 |  | 2023 | -16265.9641 | -15319.5194 | -5625.2128 | 2.766 | -6482.8064 | 2023 | 3580.1138 | -1872.0649 | -589.9482 | -20.2034 | -7312.4612 | 2023 | -27872.7853 | -16751.1703 | -34187.7226 | -26805.1823 | -13969.0569
2024 | 5214.3252 | 1862.3299 | -26.1877 | 7.8028 | 120.5774 |  | 2024 | 5625.5902 | 3096.9475 | 299.2325 | 8.3266 | 57.9307 | 2024 | 14230.1132 | 1803.3731 | 136.7593 | -15.2681 | 982.7641 | 2024 | -4478.3749 | -2911.2186 | -6348.1821 | 386.7629 | -1123.0708
2025 | -8318.0164 | -6250.9904 | -2076.2544 | -4.7922 | -2015.5323 |  | 2025 | 7034.0843 | 3038.5968 | 255.4611 | 0.12287 | -322.3487 | 2025 | 5435.6575 | 1467.0424 | 142.989 | -40.0192 | -556.1299 | 2025 | -5729.2573 | -1339.4161 | -1894.5685 | -1907.979 | -3084.8431
2026 | -2775.3769 | -3890.9659 | -1732.1848 | 14.7425 | -1722.4919 |  | 2026 | 7123.8133 | 3193.6079 | 461.5949 | 4.0631 | -857.913 | 2026 | 1161.7103 | 427.4402 | -86.8156 | 7.9825 | -159.3734 | 2026 | 1221.8038 | -641.9414 | -1277.8954 | -14.3589 | -7917.1969
2027 | -2558.4741 | -3247.9716 | 492.9163 | -4.4336 | -1823.3808 |  | 2027 | 6124.1856 | 1343.099 | -362.1215 | -11.7795 | -973.4761 | 2027 | 1361.1782 | 1267.8823 | 253.0804 | -3.8168 | -397.2678 | 2027 | -3933.2449 | 133.9562 | -2075.9581 | 1555.1976 | -3687.463
2028 | -1966.3921 | -4343.8741 | -95.241 | 0.19947 | -1985.6874 |  | 2028 | 7464.2937 | 681.7485 | -512.821 | 0.047215 | -1499.7034 | 2028 | -23.8433 | 1505.4259 | 159.4479 | -3.4985 | -110.5676 | 2028 | 349.8801 | -820.5841 | -377.172 | -1095.1892 | -4261.9817
2029 | 3765.316 | 1800.7272 | -353.6052 | -4.3778 | -2923.9781 |  | 2029 | 9416.635 | -196.5754 | 125.2145 | -4.3705 | -1446.7673 | 2029 | 3589.3883 | 2279.5382 | -49.9323 | 7.2634 | 471.4295 | 2029 | 9286.6539 | 2765.9777 | 7158.6231 | 8436.5885 | 8288.8134
2030 | 6758.7468 | 1421.4161 | -289.8285 | -22.3827 | -858.9233 |  | 2030 | 6669.2513 | 1483.4246 | -136.602 | 1.4813 | -675.1099 | 2030 | 3788.9323 | 1759.1557 | 72.7872 | 12.1934 | 525.9838 | 2030 | 19047.4527 | 3377.9533 | 3894.227 | 6098.632 | 272.442
2031 | 6821.6406 | 3102.6648 | 552.3752 | 21.6208 | -1144.4208 |  | 2031 | 10190.5415 | 1487.2562 | 574.9284 | -8.326 | -1749.6871 | 2031 | 3193.5133 | 445.8951 | 123.8373 | 29.8884 | 660.3902 | 2031 | 3558.6467 | 3543.063 | -64.212 | 3851.996 | -2153.9661
2032 | 7028.3977 | 5217.0719 | 900.6784 | -3.2877 | -2830.5479 |  | 2032 | 8126.2667 | 3052.9347 | 709.3635 | -0.43621 | -3518.4633 | 2032 | 2241.8926 | 1472.2856 | 524.0363 | 20.8979 | 540.8921 | 2032 | 13474.5425 | 3928.9669 | 3053.6302 | 7358.3205 | 5107.6022
Average 3 years | 6869.595 | 3247.0509 | 387.7417 | -1.3499 | -1611.2973 |  | Average 3 years | 8328.6865 | 2007.8719 | 382.5633 | -2.427 | -1981.0868 | Average 3 years | 3074.7794 | 1225.7788 | 240.2202 | 20.9932 | 575.7554 | Average 3 years | 12026.8806 | 3616.6611 | 2294.5484 | 5769.6495 | 1075.3594
Do Nothing generation cost
Neutral | [6 empty] | NeutralWS | [5 empty] | Slow Change | [5 empty] | Fast Change
Year | NSW | QLD | SA | TAS | VIC |  | Year | NSW | QLD | SA | TAS | VIC | Year | NSW | QLD | SA | TAS | VIC | Year | NSW | QLD | SA | TAS | VIC
2020 | 1119.6909 | 352.3595 | 1348.4821 | -0.27773 | 159.6417 |  | 2020 | 1275.7153 | 320.0566 | 1149.6347 | -0.7557 | 142.8898 | 2020 | -318.9411 | 426.3264 | 40.2498 | 1.4279 | 25.171 | 2020 | 0 | 0 | 0 | 0 | 0
2021 | -4697.9119 | -2413.4492 | 307.1874 | -0.63865 | -580.5981 |  | 2021 | -4607.5959 | -2286.4193 | 208.0891 | -1.1729 | -585.1244 | 2021 | -4457.837 | -1645.5187 | -234.28 | -1.1961 | -864.4986 | 2021 | -5788.4899 | -2572.5426 | -1197.8682 | -62.9208 | -1131.463
2022 | -7896.716 | -4445.5422 | -1825.431 | 2.5682 | -1313.8006 |  | 2022 | -8467.0515 | -3912.7922 | -1899.6191 | 1.6643 | -1046.7711 | 2022 | -6553.0837 | -2810.5838 | -646.7778 | -7.7215 | -904.1606 | 2022 | -12185.5845 | -4362.9831 | -16095.7416 | 483.211 | -2709.8266
2023 | -20964.6446 | -18616.3521 | -5989.7506 | 3.5488 | -7731.9219 |  | 2023 | -20062.6387 | -17454.8366 | -5874.9841 | 2.7745 | -7513.795 | 2023 | 1684.3984 | -1938.949 | -594.8454 | -19.7426 | -8875.1249 | 2023 | -32337.4648 | -19411.8719 | -36177.2298 | -27965.7386 | -15139.9085
2024 | 2765.4365 | -36.1922 | -63.907 | 7.8137 | -3254.2244 |  | 2024 | 3061.3399 | 1499.1748 | 50.1976 | 8.3697 | -3354.642 | 2024 | 13694.9885 | 2498.0234 | 191.6104 | -28.8243 | -2251.4491 | 2024 | -8227.0169 | -6492.2665 | -8852.4764 | 266.393 | -4118.1127
2025 | -11451.4011 | -8311.2833 | -2586.6475 | -5.1208 | -4255.4579 |  | 2025 | 3668.2778 | 1539.4882 | -13.4701 | -0.083533 | -2595.8025 | 2025 | 5336.5523 | 1382.9835 | 159.9288 | -41.5446 | -2780.183 | 2025 | -10749.8859 | -3746.1941 | -3728.6429 | -4469.095 | -6626.6325

## Benefits - Option E1
Assumptions in use |  | Base Assumptions
Discount rate | 6% | 6%
Costs - $M | 116700 | 116700
Payback period | 10 | 10
Scenarios | Neutral | NeutralWS | Slow Change | Fast Change
NPV | -74209.1764 | -72219.2517 | -97781.7321 | -59390.884
Scenario weightings | Neutral | NeutralWS | Slow Change | Fast Change | Total
Set A - all equal | 25% | 25% | 25% | 25% | 100%
Set B - more Neutral | 40% | 40% | 10% | 10% | 100%
Set C - Slow Change | 20% | 20% | 40% | 20% | 100%
Set D - Fast Change | 20% | 20% | 20% | 40% | 100%
| Calculation parameters | Benefits - Option E1 | Neutral | NeutralWS | Slow Change | Fast Change | Weight A | Weight B | Weight C | Weight D
Discount rate | 6% | Base assumptions | -74209.18 | -72219.25 | -97781.73 | -59390.88 | -75900.26 | -74288.633 | -80276.554 | -72598.384
| 8.5% | Discount rate 0.025 | -81529 | -79818.18 | -100313.33 | -68670.46 | -82582.7425 | -81437.251 | -86128.86 | -79800.286
| 3.5% | Discount rate -0.025 | -64432.21 | -62080.26 | -94547.8 | -47239.43 | -67074.925 | -64783.711 | -72569.5 | -63107.826
Costs - $M | 151710 | Cost x 1.3 | -109219.18 | -107229.25 | -132791.73 | -94400.88 | -110910.26 | -109298.633 | -115286.554 | -107608.384
| 81690 | Cost x 0.7 | -39199.18 | -37209.25 | -62771.73 | -24380.88 | -40890.26 | -39278.633 | -45266.554 | -37588.384
Payback period - years | 5 | Payback -5 years | -74209.18 | -72219.25 | -97781.73 | -59390.88 | -75900.26 | -74288.633 | -80276.554 | -72598.384
| 15 | Payback +5 years | -73624.55 | -71634.63 | -97197.11 | -58806.26 | -75315.6375 | -73704.009 | -79691.932 | -72013.762
|  | Gross benefit | Investment Cost | Net benefit |  |  |  |  | Gross benefit | Investment Cost | Net benefit |  |  |  | Gross benefit | Investment Cost | Net benefit |  |  |  | Gross benefit | Investment Cost | Net benefit
| NPV | 42490.8236 | 116700 | -74209.1764 |  |  |  | NPV | 44480.7483 | 116700 | -72219.2517 |  |  | NPV | 18918.2679 | 116700 | -97781.7321 |  |  | NPV | 57309.116 | 116700 | -59390.884
Fuel cost benefits and costs
Neutral | [6 empty] | NeutralWS | [5 empty] | Slow Change | [5 empty] | Fast Change
Region | Year | Gross benefit | Investment Cost | Net benefit |  |  | Region | Year | Gross benefit | Investment Cost | Net benefit |  | Region | Year | Gross benefit | Investment Cost | Net benefit |  | Region | Year | Gross benefit | Investment Cost | Net benefit
NEM | 2020 | 3141.4582 | 15855.7907 | -12714.3325 |  |  | NEM | 2020 | 3176.412 | 15855.7907 | -12679.3788 |  | NEM | 2020 | 2497.8916 | 15855.7907 | -13357.8991 |  | NEM | 2020 | 4111.286 | 15855.7907 | -11744.5047
| 2021 | 3342.7815 | 15855.7907 | -12513.0092 |  |  |  | 2021 | 3644.1061 | 15855.7907 | -12211.6847 |  |  | 2021 | 2317.3496 | 15855.7907 | -13538.4411 |  |  | 2021 | 4417.5673 | 15855.7907 | -11438.2234
| 2022 | 3671.4513 | 15855.7907 | -12184.3394 |  |  |  | 2022 | 3450.057 | 15855.7907 | -12405.7337 |  |  | 2022 | 2345.6666 | 15855.7907 | -13510.1241 |  |  | 2022 | 4698.4266 | 15855.7907 | -11157.3641
| 2023 | 4196.2462 | 15855.7907 | -11659.5445 |  |  |  | 2023 | 5364.1342 | 15855.7907 | -10491.6566 |  |  | 2023 | 2155.236 | 15855.7907 | -13700.5547 |  |  | 2023 | 5599.3457 | 15855.7907 | -10256.445
| 2024 | 3053.1046 | 15855.7907 | -12802.6862 |  |  |  | 2024 | 3187.1324 | 15855.7907 | -12668.6583 |  |  | 2024 | 1589.9937 | 15855.7907 | -14265.7971 |  |  | 2024 | 6432.7309 | 15855.7907 | -9423.0598
| 2025 | 3881.6551 | 15855.7907 | -11974.1356 |  |  |  | 2025 | 4345.8691 | 15855.7907 | -11509.9216 |  |  | 2025 | 1759.0323 | 15855.7907 | -14096.7584 |  |  | 2025 | 4573.2017 | 15855.7907 | -11282.5891
| 2026 | 3632.7082 | 15855.7907 | -12223.0825 |  |  |  | 2026 | 3959.852 | 15855.7907 | -11895.9387 |  |  | 2026 | 1886.4483 | 15855.7907 | -13969.3424 |  |  | 2026 | 5927.4948 | 15855.7907 | -9928.296
| 2027 | 3788.1221 | 15855.7907 | -12067.6686 |  |  |  | 2027 | 3445.0678 | 15855.7907 | -12410.723 |  |  | 2027 | 2154.7212 | 15855.7907 | -13701.0695 |  |  | 2027 | 7768.4993 | 15855.7907 | -8087.2914
| 2028 | 3440.3471 | 15855.7907 | -12415.4436 |  |  |  | 2028 | 3593.4271 | 15855.7907 | -12262.3636 |  |  | 2028 | 2182.2005 | 15855.7907 | -13673.5903 |  |  | 2028 | 7488.8054 | 15855.7907 | -8366.9853
| 2029 | 4613.6858 | 15855.7907 | -11242.1049 |  |  |  | 2029 | 4033.2597 | 15855.7907 | -11822.531 |  |  | 2029 | 2394.8191 | 15855.7907 | -13460.9717 |  |  | 2029 | 6896.7984 | 15855.7907 | -8958.9923
| 2030 | 4118.6057 | 0 | 4118.6057 |  |  |  | 2030 | 5240.0559 | 0 | 5240.0559 |  |  | 2030 | 1754.9121 | 0 | 1754.9121 |  |  | 2030 | 7390.3329 | 0 | 7390.3329
| 2031 | 7198.1201 | 0 | 7198.1201 |  |  |  | 2031 | 6645.5169 | 0 | 6645.5169 |  |  | 2031 | -262.0095 | 0 | -262.0095 |  |  | 2031 | 5818.8368 | 0 | 5818.8368
| 2032 | 6391.9771 | 0 | 6391.9771 |  |  |  | 2032 | 6638.8395 | 0 | 6638.8395 |  |  | 2032 | 2058.7366 | 0 | 2058.7366 |  |  | 2032 | 4632.4937 | 0 | 4632.4937
| Residual | 15778.5248 | 0 |  |  |  |  | Residual | 16505.3252 | 0 |  |  |  | Residual | 3164.5246 | 0 |  |  |  | Residual | 15896.9932 | 0
Change in transmission network costs
Neutral |  |  |  | 0 |  |  | NeutralWS |  |  |  | 0 |  | Slow Change |  |  |  | 0 |  | Fast Change |  |  |  | 0
Region | Year | Original investment year | New investment year | Bring forward cost |  |  | Region | Year | Original investment year | New investment year | Bring forward cost |  | Region | Year | Original investment year | New investment year | Bring forward cost |  | Region | Year | Original investment year | New investment year | Bring forward cost
NEM | 2020 | 0 | 0 | 0 |  |  | NEM | 2020 | 0 | 0 | 0 |  | NEM | 2020 | 0 | 0 | 0 |  | NEM | 2020 | 0 | 0 | 0
| 2021 | 0 | 0 | 0 |  |  | NEM | 2021 | 0 | 0 | 0 |  | NEM | 2021 | 0 | 0 | 0 |  | NEM | 2021 | 0 | 0 | 0
| 2022 | 0 | 0 | 0 |  |  |  | 2022 | 0 | 0 | 0 |  |  | 2022 | 0 | 0 | 0 |  |  | 2022 | 0 | 0 | 0
| 2023 | 0 | 0 | 0 |  |  |  | 2023 | 0 | 0 | 0 |  |  | 2023 | 0 | 0 | 0 |  |  | 2023 | 0 | 0 | 0
| 2024 | 0 | 0 | 0 |  |  |  | 2024 | 0 | 0 | 0 |  |  | 2024 | 0 | 0 | 0 |  |  | 2024 | 0 | 0 | 0
| 2025 | 0 | 0 | 0 |  |  |  | 2025 | 0 | 0 | 0 |  |  | 2025 | 0 | 0 | 0 |  |  | 2025 | 0 | 0 | 0
| 2026 | 0 | 0 | 0 |  |  |  | 2026 | 0 | 0 | 0 |  |  | 2026 | 0 | 0 | 0 |  |  | 2026 | 0 | 0 | 0
| 2027 | 0 | 0 | 0 |  |  |  | 2027 | 0 | 0 | 0 |  |  | 2027 | 0 | 0 | 0 |  |  | 2027 | 0 | 0 | 0
| 2028 | 0 | 0 | 0 |  |  |  | 2028 | 0 | 0 | 0 |  |  | 2028 | 0 | 0 | 0 |  |  | 2028 | 0 | 0 | 0
| 2029 | 0 | 0 | 0 |  |  |  | 2029 | 0 | 0 | 0 |  |  | 2029 | 0 | 0 | 0 |  |  | 2029 | 0 | 0 | 0
| 2030 | 0 | 0 | 0 |  |  |  | 2030 | 0 | 0 | 0 |  |  | 2030 | 0 | 0 | 0 |  |  | 2030 | 0 | 0 | 0
| 2031 | 0 | 0 | 0 |  |  |  | 2031 | 0 | 0 | 0 |  |  | 2031 | 0 | 0 | 0 |  |  | 2031 | 0 | 0 | 0
| 2032 | 0 | 0 | 0 |  |  |  | 2032 | 0 | 0 | 0 |  |  | 2032 | 0 | 0 | 0 |  |  | 2032 | 0 | 0 | 0
| 2033 | 0 | 0 | 0 |  |  |  | 2033 | 0 | 0 | 0 |  |  | 2033 | 0 | 0 | 0 |  |  | 2033 | 0 | 0 | 0
| 2034 | 0 | 0 | 0 |  |  |  | 2034 | 0 | 0 | 0 |  |  | 2034 | 0 | 0 | 0 |  |  | 2034 | 0 | 0 | 0
| 2035 | 0 | 0 | 0 |  |  |  | 2035 | 0 | 0 | 0 |  |  | 2035 | 0 | 0 | 0 |  |  | 2035 | 0 | 0 | 0
| 2036 | 0 | 0 | 0 |  |  |  | 2036 | 0 | 0 | 0 |  |  | 2036 | 0 | 0 | 0 |  |  | 2036 | 0 | 0 | 0
| 2037 | 0 | 0 | 0 |  |  |  | 2037 | 0 | 0 | 0 |  |  | 2037 | 0 | 0 | 0 |  |  | 2037 | 0 | 0 | 0
| 2038 | 0 | 0 | 0 |  |  |  | 2038 | 0 | 0 | 0 |  |  | 2038 | 0 | 0 | 0 |  |  | 2038 | 0 | 0 | 0
| 2039 | 0 | 0 | 0 |  |  |  | 2039 | 0 | 0 | 0 |  |  | 2039 | 0 | 0 | 0 |  |  | 2039 | 0 | 0 | 0
| 2040 | 0 | 0 | 0 |  |  |  | 2040 | 0 | 0 | 0 |  |  | 2040 | 0 | 0 | 0 |  |  | 2040 | 0 | 0 | 0
Capital cost savings $000
Neutral |  | 0 |  |  |  |  | NeutralWS |  | 0 |  |  |  | Slow Change |  | 0 |  |  |  | Fast Change |  | 0
Region | Year | Gross benefit |  |  |  |  | Region | Year | Gross benefit |  |  |  | Region | Year | Gross benefit |  |  |  | Region | Year | Gross benefit
NEM | 2020 | 0 |  |  |  |  | NEM | 2020 | 0 |  |  |  | NEM | 2020 | 0 |  |  |  | NEM | 2020 | 0
| 2021 | 0 | [5 empty] | 2021 | 0 |  |  |  |  | 2021 | 0 |  |  |  |  | 2021 | 0
| 2022 | 0 | [5 empty] | 2022 | 0 |  |  |  |  | 2022 | 0 |  |  |  |  | 2022 | 0
| 2023 | 0 | [5 empty] | 2023 | 0 |  |  |  |  | 2023 | 0 |  |  |  |  | 2023 | 0
| 2024 | 0 | [5 empty] | 2024 | 0 |  |  |  |  | 2024 | 0 |  |  |  |  | 2024 | 0
| 2025 | 0 | [5 empty] | 2025 | 0 |  |  |  |  | 2025 | 0 |  |  |  |  | 2025 | 0
| 2026 | 0 | [5 empty] | 2026 | 0 |  |  |  |  | 2026 | 0 |  |  |  |  | 2026 | 0
| 2027 | 0 | [5 empty] | 2027 | 0 |  |  |  |  | 2027 | 0 |  |  |  |  | 2027 | 0
| 2028 | 0 | [5 empty] | 2028 | 0 |  |  |  |  | 2028 | 0 |  |  |  |  | 2028 | 0
| 2029 | 0 | [5 empty] | 2029 | 0 |  |  |  |  | 2029 | 0 |  |  |  |  | 2029 | 0
| 2030 | 0 | [5 empty] | 2030 | 0 |  |  |  |  | 2030 | 0 |  |  |  |  | 2030 | 0
| 2031 | 0 | [5 empty] | 2031 | 0 |  |  |  |  | 2031 | 0 |  |  |  |  | 2031 | 0
| 2032 | 0 | [5 empty] | 2032 | 0 |  |  |  |  | 2032 | 0 |  |  |  |  | 2032 | 0
Generation fuel cost savings $000
Neutral | [6 empty] | NeutralWS | [5 empty] | Slow Change | [5 empty] | Fast Change
Year | NSW | QLD | SA | TAS | VIC |  | Year | NSW | QLD | SA | TAS | VIC | Year | NSW | QLD | SA | TAS | VIC | Year | NSW | QLD | SA | TAS | VIC
2020 | 498.8066 | 222.7889 | 1520.4279 | 1.8663 | 897.5685 |  | 2020 | -116.5728 | 817.9291 | 1606.2734 | 0.37967 | 868.4026 | 2020 | 518.3239 | 917.0196 | 1004.6068 | 2.0153 | 55.926 | 2020 | 1094.8847 | -203.4876 | 2204.7137 | -15.0342 | 1030.2095
2021 | 1148.9315 | 193.8304 | 1409.481 | -2.615 | 593.1537 |  | 2021 | 910.0835 | 690.913 | 1465.1537 | -0.085294 | 578.0412 | 2021 | 952.6254 | 395.7982 | 752.6649 | 0.58981 | 215.6713 | 2021 | 705.7007 | 994.9256 | 1951.2077 | -15.0185 | 780.7517
2022 | 884.7937 | 728.7347 | 1015.4696 | -1.3488 | 1043.8021 |  | 2022 | 1287.4353 | 359.5399 | 699.1549 | 1.0804 | 1102.8466 | 2022 | 1189.5998 | 558.2957 | 542.4819 | -2.9852 | 58.2743 | 2022 | 410.1208 | 479.7311 | 2222.6199 | 184.0775 | 1401.8773
2023 | 730.2634 | 1320.2182 | 1140.0018 | -1.4879 | 1007.2508 |  | 2023 | 1521.7549 | 1262.8717 | 1548.5462 | 3.3895 | 1027.5718 | 2023 | 551.4807 | 1237.5745 | 477.8918 | -4.2502 | -107.4609 | 2023 | 3145.1824 | 341.0878 | 2380.3941 | -1287.2246 | 1019.9061
2024 | 1126.1863 | 553.3996 | 986.2535 | -3.3373 | 390.6025 |  | 2024 | 1410.7689 | 655.6668 | 932.4763 | -0.53398 | 188.7544 | 2024 | 56.3729 | 1539.5571 | 151.9956 | 26.017 | -183.9489 | 2024 | 1957.143 | 1597.0725 | 1980.7855 | 25.1827 | 872.5472
2025 | 1646.6894 | 1299.2566 | 815.9023 | 21.3748 | 98.432 |  | 2025 | 1945.6521 | 1333.0881 | 844.3467 | 0.60475 | 222.1774 | 2025 | 788.8994 | 650.0375 | 242.5277 | -2.1595 | 79.7272 | 2025 | 4208.0929 | 564.033 | -226.0949 | -1428.6368 | 1455.8075
2026 | 1117.4723 | 1548.4724 | 659.0872 | 13.071 | 294.6053 |  | 2026 | 952.4962 | 1363.5152 | 736.6896 | 2.2251 | 904.9259 | 2026 | 733.796 | 944.722 | 163.313 | 0.85059 | 43.7668 | 2026 | 3052.4402 | -595.9065 | 1098.2071 | 440.2437 | 1932.5102
2027 | 1715.1357 | 1496.2423 | 208.3225 | -1.4461 | 369.8677 |  | 2027 | 1606.0163 | 1086.8365 | 385.4208 | -5.7981 | 372.5923 | 2027 | 1156.9258 | 713.0581 | 235.1785 | -6.7248 | 56.2837 | 2027 | -1022.9829 | 2993.436 | 3279.1707 | 308.8892 | 2209.9864
2028 | 1019.5389 | 1333.9967 | 414.848 | -1.0239 | 672.9875 |  | 2028 | 1442.5999 | 708.6794 | 491.5475 | 0.088552 | 950.5118 | 2028 | 1027.967 | 1026.892 | 143.9072 | 0.11961 | -16.6854 | 2028 | -993.0573 | 243.7399 | 1224.9478 | 1866.0692 | 5147.1058
2029 | 2535.7359 | 1056.4718 | 383.2389 | -7.877 | 646.1163 |  | 2029 | 1585.9069 | 924.2427 | 673.1748 | 11.391 | 838.5442 | 2029 | 1052.3531 | 1356.3252 | 61.1732 | -6.1322 | -68.9003 | 2029 | -3035.7248 | -18.4322 | 605.7454 | 412.2332 | 8932.9768
2030 | 2863.4779 | 134.0293 | 892.2306 | 12.6089 | 216.259 |  | 2030 | 2392.847 | 1227.885 | 858.7157 | 4.7599 | 755.8483 | 2030 | 961.074 | 624.6249 | 76.467 | -1.6485 | 94.3947 | 2030 | -753.6321 | 1046.8753 | 1214.249 | 667.2079 | 5215.6329
2031 | 2395.1661 | 2602.6067 | 1771.0163 | 18.3107 | 411.0202 |  | 2031 | 2267.1882 | 2090.3739 | 1538.0307 | -2.0021 | 751.9262 | 2031 | 538.0489 | -1090.7163 | 44.2055 | -6.3852 | 252.8376 | 2031 | -2467.2084 | 1064.569 | 551.2069 | -522.8358 | 7193.1051
2032 | 3594.5316 | 1105.7822 | 824.3855 | 1.2073 | 866.0705 |  | 2032 | 2643.0371 | 2333.7705 | 948.5296 | 1.4838 | 712.0185 | 2032 | 1062.7906 | 1015.5752 | 149.8071 | 15.4945 | -184.9309 | 2032 | -364.4473 | 170.1065 | -1031.4249 | 361.1948 | 5497.0645
Average 3 years | 2951.0586 | 1280.8061 | 1162.5441 | 10.709 | 497.7832 |  | Average 3 years | 2434.3574 | 1884.0098 | 1115.092 | 1.4139 | 739.931 | Average 3 years | 853.9712 | 183.1613 | 90.1599 | 2.4869 | 54.1004 | Average 3 years | -1195.0959 | 760.5169 | 244.677 | 168.5223 | 5968.6008