## Cover
Victoria to NSW Interconnector West (VNI West) market modelling outcomes for additional options
Hydrogen Superpower scenario
Transgrid | 5 April 2023

## Release notice
Notice
Ernst & Young (“EY”) was engaged on the instructions of NSW Electricity Networks Operations Pty Limited, as trustee for NSW Electricity Networks Operations Trust (“Transgrid”), to undertake market modelling of system costs and benefits to assess seven options for the Victoria to NSW Interconnector West (VNI West) Regulatory Investment Test for Transmission (“VNI West RIT-T”). The results of EY’s work, including the assumptions and qualifications made in preparing the workbook (“Workbook”), are set out in EY's report (“Report”) dated 22 February 2023 . The Workbook and the Report should be read in conjunction with each other and in their entirety including any disclaimers and attachments, this notice and the notice included in the Report. A reference to the Workbook includes any part of the Workbook. No further work has been undertaken by EY since the date of the Workbook to update it. EY has prepared the Workbook for the benefit of Transgrid and has considered only the interest of Transgrid. EY has not been engaged to act, and has not acted, as advisor to any other party. Accordingly, EY makes no representations as to the appropriateness, accuracy or completeness of the Workbook for any other party's purposes. Our work commenced on 22 September 2022 1 and was completed on 15 February 2023 . Therefore, our Workbook does not take account of events or circumstances arising after 15 February 2023 and we have no responsibility to update the Workbook for such events or circumstances. No reliance may be placed upon the Workbook or any of its contents by any party other than Transgrid (“Third Parties”). Any Third Parties receiving a copy of the Workbook must make and rely on their own enquiries in relation to the issues to which the Workbook relates, the contents of the Workbook and all matters arising from or relating to or in any way connected with the Workbook or its contents. EY disclaims all responsibility to any Third Parties for any loss or liability that the Third Parties may suffer or incur arising from or relating to or in any way connected with the contents of the Workbook, the provision of the Workbook to the Third Parties or the reliance upon the Workbook by the Third Parties. No claim or demand or any actions or proceedings may be brought against EY arising from or connected with the contents of the Workbook or the provision of the Workbook to the Third Parties. EY will be released and forever discharged from any such claims, demands, actions or proceedings. Our Workbook is based, in part, on the information provided to us by Transgrid and other stakeholders engaged in this process. We have relied on the accuracy of the information gathered through these sources. We do not imply, and it should not be construed that we have performed an audit, verification or due diligence procedures on any of the information provided to us. We have not independently verified, nor accept any responsibility or liability for independently verifying, any such information nor do we make any representation as to the accuracy or completeness of the information. We accept no liability for any loss or damage, which may result from your reliance on any research, analyses or information so supplied. Modelling work performed as part of our scope inherently requires assumptions about future behaviours and market interactions, which may result in forecasts that deviate from future conditions. There will usually be differences between estimated and actual outcomes, because events and circumstances frequently do not occur as expected, and those differences may be material. We take no responsibility that the projected outcomes will be achieved. We highlight that our analysis and Workbook do not constitute investment advice or a recommendation to you on a future course of action. We provide no assurance that the scenarios we have modelled will be accepted by any relevant authority or third party. EY has consented to the Workbook being published electronically on Transgrid’s website for informational purposes only. EY has not consented to distribution or disclosure beyond this. The material contained in the Workbook, including the EY logo, is copyright. The copyright in the material contained in the Workbook itself, excluding EY logo, vests in Transgrid. The Workbook, including the EY logo, cannot be altered without prior written permission from EY. Readers are advised that the outcomes provided are based on many detailed assumptions underpinning the scenario, and the key assumptions are described in the Workbook. These assumptions were selected by Transgrid after public consultation. The modelled scenario represents one possible future option for the development and operation of the National Electricity Market, and it must be acknowledged that many alternative futures exist. Alternative futures beyond those presented have not been evaluated as part of this Workbook. EY’s liability is limited by a scheme approved under Professional Standards Legislation.

## Version notes
Change log
2023-02-22 | 1 | Victoria to NSW Interconnector West (VNI West) market modelling outcomes for additional options - Hydrogen Superpower scenario
2023-04-05 | 2 | Updated REZ generation and capacity results to show results for 2048-49 and 2049-50
Fixed error in REZ generation and capacity results presentation where offshore wind was being double counted in the onshore wind results

## Abbreviations and notes
Acronyms
AEMO | Australian Energy Market Operator
CCGT | Closed cycle gas turbine
Diesel | Diesel generator
Distributed PV | PV non-scheduled generators (PVNSG) and Rooftop PV
DSP | Demand-side participation
ESOO | Electricity Statement Of Opportunities
FOM | Fixed operations and maintenance
Gas - Steam | Gas-powered steam turbine
GWh | Gigawatt-hours
Grid Battery | Explicitly modelled existing and new entrant (8 hour or less) battery storage
MW | Megawatts
NEM | National Electricity Market
OCGT | Open cycle gas turbine
PACR | Project Assessment Conclusions Report
PV | Photovoltaic
PVNSG | PV non-scheduled generators
Rehab | Rehabilitation (after closing an existing generator)
REZ | Renewable energy zone
USE | Unserved energy
VOM | Variable operations and maintenance
VPP | Virtual power plants
Notes
1. Tumut 3 generation is included in Hydro, whereas Tumut 3 pump is included in Pumped Hydro Pump.
2. REZ expansion costs only capture intra-regional network augmentations. These costs do not include the cost of interconnectors.
3. Entry of new capacity and retirement of generator capacity where allowed occurs at the beginning of each financial year, on 1 July.
4. Other non-scheduled generation is handled on the demand side as per AEMO's 2021 ESOO.

## ---Compare options---
Compare |  | Option 3A | to | BaseCase |  | 0 | 1 | 2 | 3 | 4 | 5 | 6 | 7 | 8 | 9 | 10 | 11 | 12 | 13 | 14 | 15 | 16 | 17 | 18 | 19 | 20 | 21 | 22 | 23 | 24 | 25 | 26
NEM discounted market benefits by year
Select region | NEM
[5 empty] | Real June 2021 dollars ($m) discounted to 1 July 2021 | 2023-24 | 2024-25 | 2025-26 | 2026-27 | 2027-28 | 2028-29 | 2029-30 | 2030-31 | 2031-32 | 2032-33 | 2033-34 | 2034-35 | 2035-36 | 2036-37 | 2037-38 | 2038-39 | 2039-40 | 2040-41 | 2041-42 | 2042-43 | 2043-44 | 2044-45 | 2045-46 | 2046-47 | 2047-48 | 2048-49 | 2049-50
|  |  |  | Build | CAPEX | 0 | 3.0173 | 3.4582 | 2.9649 | 54.6596 | 78.4106 | 111.0389 | 171.0114 | 322.9712 | 438.3663 | 563.2308 | 756.8646 | 989.6096 | 1166.6848 | 1367.544 | 1484.933 | 1617 | 1712.1936 | 1767.7715 | 1839.1992 | 1938.2965 | 2065.8313 | 2167.2269 | 2300.9226 | 2420.3441 | 2547.018 | 2663.951
|  |  |  | FOM | FOM | 0 | 0.3798 | 0.45842 | 0.31847 | 3.134 | 1.8159 | 1.3899 | 14.2804 | 46.2037 | 66.3138 | 92.0431 | 123.683 | 169.6021 | 200.4215 | 231.5866 | 247.3762 | 262.9571 | 268.7333 | 265.1032 | 262.8768 | 271.6214 | 286.7628 | 297.1185 | 315.3479 | 336.6995 | 361.791 | 386.7184
|  |  |  | Fuel | Fuel | -4.6508 | -7.9829 | -14.1652 | -15.2257 | -28.7253 | -33.2761 | -35.2332 | 75.4427 | 93.0566 | 134.2618 | 172.2942 | 155.8783 | 136.0373 | 149.6108 | 161.7891 | 247.8754 | 297.8488 | 400.4685 | 535.4721 | 680.1792 | 722.0322 | 754.0065 | 809.5348 | 823.986 | 850.4438 | 849.8991 | 850.2247
|  |  |  | VOM | VOM | -0.38274 | -0.83043 | -1.9075 | -2.4876 | -5.1484 | -6.5445 | -8.3993 | -8.6242 | -12.0911 | -10.6766 | -12.0699 | -16.9197 | -20.2542 | -22.9079 | -23.8318 | -24.7974 | -25.9512 | -26.1994 | -22.5275 | -22.2177 | -19.5095 | -19.1953 | -18.7827 | -17.7201 | -16.908 | -17.1276 | -16.6497
|  |  |  | Rehab | Rehab | 0 | 0 | 0 | 0 | 0 | 0 | 0 | 0 | 0 | 0 | 0 | 0 | 0 | 0 | 0 | 0 | 0 | 0 | 0 | 0 | 0 | 0 | 0 | 0 | 0 | 0 | 0
|  |  |  | REZ Tx | REZ | -0.0080423 | 2.393 | 3.1075 | 7.581 | 13.7786 | 23.1689 | 40.4339 | 56.5789 | 74.1901 | 90.4269 | 113.0922 | 142.8485 | 161.6737 | 190.1203 | 225.5755 | 247.623 | 265.1771 | 282.2992 | 295.7156 | 310.5607 | 338.953 | 364.705 | 390.2183 | 414.7183 | 438.5683 | 462.112 | 486.6085
|  |  |  | USE+DSP | USE+DSP | -0.00028118 | 0.37559 | -1.538 | -2.3952 | -3.2574 | -21.3037 | -20.7834 | -5.9663 | -5.5279 | -5.4931 | -5.4872 | -4.5215 | -3.1373 | -3.1662 | 5.0466 | 5.0463 | 7.4483 | 6.8706 | 10.0437 | 10.0436 | 12.9019 | 21.0014 | 21.0011 | 21.0008 | 21.0333 | 21.1081 | 21.1081
[5 empty] | Total cumulative market benefits | -5.0418 | -2.6476 | -10.5867 | -9.2441 | 34.441 | 42.2713 | 88.4468 | 302.7229 | 518.8026 | 713.1991 | 923.1032 | 1157.8332 | 1433.5312 | 1680.7632 | 1967.7101 | 2208.0566 | 2424.48 | 2644.3658 | 2851.5787 | 3080.6417 | 3264.2955 | 3473.1116 | 3666.3169 | 3858.2556 | 4050.181 | 4224.8005 | 4391.961
NEM capacity difference by year
Select region | NEM
[5 empty] | Capacity difference (MW) | 2023-24 | 2024-25 | 2025-26 | 2026-27 | 2027-28 | 2028-29 | 2029-30 | 2030-31 | 2031-32 | 2032-33 | 2033-34 | 2034-35 | 2035-36 | 2036-37 | 2037-38 | 2038-39 | 2039-40 | 2040-41 | 2041-42 | 2042-43 | 2043-44 | 2044-45 | 2045-46 | 2046-47 | 2047-48 | 2048-49 | 2049-50
[5 empty] | Black Coal | 0 | 0 | 0 | 0 | 0 | 0 | 0 | 0 | 0 | 0 | 0 | 0 | 0 | 0 | 0 | 0 | 0 | 0 | 0 | 0 | 0 | 0 | 0 | 0 | 0 | 0 | 0
[5 empty] | Brown Coal | 0 | 0 | 0 | 0 | 0 | 0 | 0 | 0 | 0 | 0 | 0 | 0 | 0 | 0 | 0 | 0 | 0 | 0 | 0 | 0 | 0 | 0 | 0 | 0 | 0 | 0 | 0
[5 empty] | CCGT | 0 | 0 | 0 | 0 | 0 | 0 | 0 | 0 | 0 | 0 | 0 | 0 | 0 | 0 | 0 | 0 | 0 | 0 | 0 | 0 | 0 | 0 | 0 | 0 | 0 | 0 | 0
[5 empty] | Gas - Steam | 0 | 0 | 0 | 0 | 0 | 0 | 0 | 0 | 0 | 0 | 0 | 0 | 0 | 0 | 0 | 0 | 0 | 0 | 0 | 0 | 0 | 0 | 0 | 0 | 0 | 0 | 0
[5 empty] | OCGT / Diesel | 0 | 0.0013348 | 0.0016821 | 0.0018987 | 0.0018991 | 0.0019095 | 0.0019097 | 0.0019179 | 0.0020218 | 0.0020304 | 0.002038 | 0.002049 | 0.0011948 | 0.0012141 | 0.0012287 | 0.0013393 | 0.001471 | 0.0016011 | 0.0016317 | 0.0016729 | -40.379 | -40.3789 | -40.3788 | -40.3788 | -40.3788 | -40.3788 | -40.3787
[5 empty] | Hydro | 0 | 0 | 0 | 0 | 0 | 0 | 0 | 0 | 0 | 0 | 0 | 0 | 0 | 0 | 0 | 0 | 0 | 0 | 0 | 0 | 0 | 0 | 0 | 0 | 0 | 0 | 0
[5 empty] | Hydrogen Turbine | 0 | 0 | 0 | 0 | 0 | 0 | 0 | -0.0010818 | -0.0010814 | -0.00097624 | -0.00096311 | -0.00092404 | -574.3574 | -574.3574 | -623.0302 | -623.0302 | -1036.4174 | -1036.4174 | -1078.4397 | -1078.4397 | -569.9789 | -884.2612 | -884.2612 | -807.3586 | -807.3586 | -405.0232 | -200.1308
[5 empty] | Wind | 0 | -14.6017 | 46.1495 | 31.7352 | -206.3985 | 273.03 | 213.3773 | 1053.5887 | 316.3919 | 621.5547 | 1111.426 | 244.9614 | 759.5004 | 610.3623 | 451.0031 | 1107.7537 | 908.2496 | 838.9173 | 1076.4988 | 516.9935 | 248.1986 | 80.2255 | 377.2504 | -221.9897 | 1311.6297 | 1526.772 | 1392.2359
[5 empty] | Solar PV | 0 | 0.0016911 | -52.4327 | -6.4605 | 4.7537 | -383.7573 | -377.568 | -1866.431 | -2469.2616 | -2003.3797 | -2907.1284 | -2699.2771 | -3878.6518 | -3158.084 | -3438.2154 | -2267.7437 | -2525.6745 | -1461.6726 | -412.4082 | -517.1077 | -804.3698 | -1762.8134 | -1386.5884 | -1853.2345 | -3360.7155 | -5223.0592 | -4783.6419
[5 empty] | Grid Battery | 0 | 0.0035067 | 6.6094 | -5.3453 | 202.3244 | 260.5396 | 260.5397 | -270.9076 | -481.3528 | -427.7314 | -683.6039 | -717.2104 | -1679.1403 | -1028.118 | -884.055 | -947.6446 | -526.3667 | -152.7051 | -13.0397 | 421.7099 | -584.8504 | -596.1792 | -602.7712 | -968.084 | -2259.1676 | -2222.2989 | -2688.7337
[5 empty] | Pumped Hydro | 0 | 0 | -19.0128 | -13.6817 | -247.9044 | -329.1544 | -310.8777 | -486.6469 | -484.6266 | -577.0353 | -752.8524 | -637.5006 | -399.4367 | -324.6877 | -324.6889 | -324.6854 | -324.6853 | -324.6853 | -324.6853 | -324.6853 | -324.6852 | -324.6852 | -324.6852 | -324.6852 | -324.6852 | -324.6853 | -324.6852
[5 empty] | VPP | 0 | 0 | 0 | 0 | 0 | 0 | 0 | 0 | 0 | 0 | 0 | 0 | 0 | 0 | 0 | 0 | 0 | 0 | 0 | 0 | 0 | 0 | 0 | 0 | 0 | 0 | 0
[5 empty] | Grid Battery pump | 0 | 0.0035067 | 6.6094 | -5.3453 | 202.3244 | 260.5396 | 260.5397 | -270.9076 | -481.3528 | -427.7314 | -683.6039 | -717.2104 | -1679.1403 | -1028.118 | -884.055 | -947.6446 | -526.3667 | -152.7051 | -13.0397 | 421.7099 | -584.8504 | -596.1792 | -602.7712 | -968.084 | -2259.1676 | -2222.2989 | -2688.7337
[5 empty] | Pumped Hydro Pump | 0 | 0 | -19.0128 | -13.6817 | -247.9044 | -329.1544 | -310.8777 | -486.6469 | -484.6266 | -577.0353 | -752.8524 | -637.5006 | -399.4367 | -324.6877 | -324.6889 | -324.6854 | -324.6853 | -324.6853 | -324.6853 | -324.6853 | -324.6852 | -324.6852 | -324.6852 | -324.6852 | -324.6852 | -324.6853 | -324.6852
[5 empty] | VPP pump | 0 | 0 | 0 | 0 | 0 | 0 | 0 | 0 | 0 | 0 | 0 | 0 | 0 | 0 | 0 | 0 | 0 | 0 | 0 | 0 | 0 | 0 | 0 | 0 | 0 | 0 | 0
NEM generation difference by year
Select region | NEM
[5 empty] | Sent-out generation difference (GWh)* | 2023-24 | 2024-25 | 2025-26 | 2026-27 | 2027-28 | 2028-29 | 2029-30 | 2030-31 | 2031-32 | 2032-33 | 2033-34 | 2034-35 | 2035-36 | 2036-37 | 2037-38 | 2038-39 | 2039-40 | 2040-41 | 2041-42 | 2042-43 | 2043-44 | 2044-45 | 2045-46 | 2046-47 | 2047-48 | 2048-49 | 2049-50
[5 empty] | Black Coal | -63.3425 | 38.0075 | -23.8102 | -79.6614 | -11.0943 | -67.0735 | 22.3043 | 0 | 0 | 0 | 0 | 0 | 0 | 0 | 0 | 0 | 0 | 0 | 0 | 0 | 0 | 0 | 0 | 0 | 0 | 0 | 0
[5 empty] | Brown Coal | -51.6576 | -47.6887 | -29.798 | 17.3531 | 44.2153 | -28.2398 | -0.8945 | 0 | 0 | 0 | 0 | 0 | 0 | 0 | 0 | 0 | 0 | 0 | 0 | 0 | 0 | 0 | 0 | 0 | 0 | 0 | 0
[5 empty] | CCGT | 99.8589 | 39.4173 | 114.1397 | 48.2157 | 80.3886 | 115.2234 | 97.8353 | 192.217 | 254.1865 | -120.1905 | -285.9245 | 980.6405 | 769.7038 | 276.7594 | 603.3575 | 193.8972 | 502.25 | 15.6194 | -28.1161 | 16.2089 | 28.1854 | 6.2646 | 2.2044 | 0.758 | 1.8244 | 63.3142 | 0.6715
[5 empty] | Gas - Steam | 1.1041 | 0.78742 | 1.8425 | 0.74541 | 55.2939 | 7.0537 | -24.4758 | -667.0294 | -229.2185 | -257.6767 | -121.6831 | -82.1796 | -11.2229 | 15.7574 | 3.911 | 18.4085 | 0 | 0 | 0 | 0 | 0 | 0 | 0 | 0 | 0 | 0 | 0
[5 empty] | OCGT / Diesel | 6.2115 | 4.7993 | 3.9163 | -4.2905 | 72.0832 | 4.637 | -11.8397 | -903.0962 | -81.7696 | -195.4679 | -113.2815 | -187.6602 | 32.243 | 44.4946 | 50.1887 | 17.7706 | 157.2646 | 490.5257 | -52.3555 | 70.6692 | -469.9137 | -24.075 | -8.3914 | -64.5433 | 9.7686 | -77.6254 | 3.4723
[5 empty] | Hydro | 8.974 | 43.2933 | 50.0079 | 88.6565 | 116.0906 | 56.5905 | 166.3052 | 67.9081 | 119.1855 | -389.6129 | 113.3434 | 218.6627 | 414.0789 | -73.5554 | 118.2732 | 74.9542 | -173.5292 | 194.6078 | -615.1022 | 664.8954 | -51.3843 | 193.5812 | 190.8746 | 99.626 | -194.8322 | -65.1999 | 83.7536
[5 empty] | Hydrogen Turbine | 0 | 0 | 0 | 0 | 0 | 0 | 0 | 2.6103 | -50.5474 | -50.8773 | -144.4673 | -7.8392 | -72.5519 | -405.8912 | -602.4273 | -1846.3887 | -1518.3712 | -2867.9281 | -3192.3894 | -3835.4699 | -648.7494 | -945.7237 | -1766.2558 | -414.5125 | -979.0196 | 77.3687 | -15.3463
[5 empty] | Wind | -1.9187 | -112.8367 | 11.7685 | -111.5058 | -252.4899 | 691.676 | 604.5622 | 3665.2872 | 2432.4288 | 3094.3726 | 4672.7661 | 2392.8439 | 4361.442 | 4046.6265 | 3141.3178 | 4431.7082 | 4556.33 | 3949.1314 | 3792.6856 | 2907.7472 | 1516.5659 | 1674.8315 | 2600.7043 | 1298.1182 | 5069.2616 | 6418.6927 | 5924.7421
[5 empty] | Solar PV | 2.2975 | 17.9797 | -145.1631 | 4.5389 | 0.25347 | -694.2134 | -682.2923 | -2416.2489 | -3054.3874 | -2591.0338 | -4746.1768 | -3657.6521 | -5976.9161 | -3980.6537 | -3798.8322 | -2990.4409 | -3466.2692 | -1200.831 | 477.7384 | 422.9512 | -360.8969 | -997.4787 | -783.5996 | -1144.5675 | -4197.988 | -6838.5413 | -6555.229
[5 empty] | Grid Battery | -0.56823 | 0.73542 | -137.9757 | -4.4571 | 353.3919 | 369.8121 | 396.0342 | -571.6737 | -676.1496 | -485.5325 | -1234.1245 | -846.4173 | -2245.5998 | -952.8953 | -856.821 | -1167.3466 | -634.146 | 519.4868 | 1089.7714 | 1642.2725 | 451.7353 | 459.6144 | 878.1085 | 110.1545 | -1591.0842 | -1935.4428 | -2030.8139
[5 empty] | Pumped Hydro | 0.040299 | -1.8906 | -8.5472 | -19.3095 | -472.4984 | -642.59 | -578.816 | -579.0561 | -691.1879 | -987.992 | -1104.6912 | -864.2547 | -910.529 | -455.2505 | -822.25 | -379.7929 | -503.0852 | -497.3542 | -516.5119 | -531.0799 | -767.0056 | -653.9656 | -516.0565 | -707.8273 | -575.4842 | -466.1083 | -603.5577
[5 empty] | VPP | -0.4306 | 0.73246 | 0.15608 | -2.183 | -2.3144 | -4.9371 | -0.56394 | -30.2212 | -44.7407 | -8.8268 | 20.386 | -33.3274 | -82.2753 | -56.4475 | -95.5738 | -39.7155 | -11.6527 | -20.6129 | 67.8248 | 2.8896 | -27.0063 | -3.2452 | 10.642 | 29.8172 | 13.1116 | 74.3983 | 19.723
[5 empty] | Grid Battery pump | -0.67429 | 0.88507 | -166.1088 | -6.0478 | 427.2768 | 443.6132 | 478.9564 | -690.6848 | -813.0907 | -589.3457 | -1482.5293 | -1022.5231 | -2705.4443 | -1152.6021 | -1026.4846 | -1420.8282 | -751.563 | 621.5505 | 1304.8707 | 1999.4693 | 533.3054 | 555.6578 | 1056.6062 | 133.8801 | -1919.0375 | -2332.5569 | -2444.0358
[5 empty] | Pumped Hydro Pump | 3.5063 | -12.8553 | 5.2754 | -20.9409 | -612.61 | -793.8553 | -843.588 | -477.7635 | -771.2025 | -1310.3348 | -1323.8017 | -1103.0851 | -1192.3344 | -350.4414 | -1124.0712 | -394.0621 | -614.2312 | -512.7282 | -708.7036 | -720.3611 | -936.1376 | -895.0806 | -498.9819 | -1061.4086 | -629.0857 | -614.4347 | -753.8788
[5 empty] | VPP pump | -0.50659 | 0.82582 | -0.15782 | -2.1909 | -2.3578 | -6.1733 | -1.1147 | -35.003 | -54.1975 | -8.0518 | 23.303 | -39.1124 | -97.0815 | -65.3627 | -113.859 | -45.3448 | -14.715 | -24.9544 | 80.6562 | 6.3171 | -34.8485 | -1.6966 | 11.5239 | 32.8921 | 24.5395 | 80.2108 | 22.1259
*Generation shown is sent-out, as is demand.

## BaseCase_CF
Annual capacity factor by technology - BaseCase, Hydrogen Superpower Scenario
Explicitly modelled generation
Region | Technology | 2023-24 | 2024-25 | 2025-26 | 2026-27 | 2027-28 | 2028-29 | 2029-30 | 2030-31 | 2031-32 | 2032-33 | 2033-34 | 2034-35 | 2035-36 | 2036-37 | 2037-38 | 2038-39 | 2039-40 | 2040-41 | 2041-42 | 2042-43 | 2043-44 | 2044-45 | 2045-46 | 2046-47 | 2047-48 | 2048-49 | 2049-50
NEM | Black Coal | 59.37% | 41.93% | 40.81% | 51.77% | 50.47% | 53.86% | 54.44% | - | - | - | - | - | - | - | - | - | - | - | - | - | - | - | - | - | - | - | -
NEM | Brown Coal | 62.81% | 49.3% | 59.52% | 55.58% | 60.59% | 57.86% | 58.93% | - | - | - | - | - | - | - | - | - | - | - | - | - | - | - | - | - | - | - | -
NEM | CCGT | 27.1% | 15.45% | 25.74% | 27.71% | 25.44% | 28.29% | 27.03% | 29.73% | 31.15% | 24.4% | 30.33% | 26.27% | 13.45% | 10.37% | 24.73% | 10.95% | 8.614% | 47.91% | 48.21% | 49.54% | 49.19% | 48.61% | 40.97% | 35.58% | 34.37% | 28.68% | 33.86%
NEM | Gas - Steam | 1.949% | 1.055% | 4.812% | 4.294% | 10.91% | 30.5% | 6.563% | 31.84% | 12.2% | 10.22% | 4.592% | 5.692% | 3.085% | 1.942% | 5.355% | 3.024% | - | - | - | - | - | - | - | - | - | - | -
NEM | OCGT / Diesel | 0.8473% | 0.3012% | 0.8482% | 0.8131% | 1.152% | 3.084% | 0.5149% | 4.243% | 1.158% | 1.007% | 0.3178% | 0.9857% | 0.309% | 0.1591% | 0.3683% | 0.1623% | 0.3536% | 3.306% | 2.497% | 2.086% | 8.243% | 0.349% | 0.1886% | 5.262% | 0.04685% | 0.346% | 0.1426%
NEM | Hydro | 27.02% | 21.17% | 22.66% | 22.14% | 23.33% | 28.72% | 27.59% | 24.91% | 24.94% | 23.24% | 25.68% | 25.97% | 23.05% | 21.69% | 27.83% | 24.16% | 23.45% | 24.26% | 22.37% | 22.08% | 26.6% | 23.91% | 19.53% | 28.77% | 24.85% | 27.39% | 29.14%
NEM | Hydrogen Turbine | - | - | - | - | - | - | - | 15.36% | 19.29% | 11.71% | 24.09% | 27.71% | 3.789% | 10.93% | 20.6% | 35.79% | 24.34% | 34.53% | 33.71% | 40.35% | 37.21% | 26.35% | 32.53% | 38.21% | 39.29% | 40.87% | 44.26%
NEM | Wind | 32.82% | 32.9% | 34.6% | 35.75% | 37.87% | 36.36% | 36.87% | 36.22% | 38.01% | 36.78% | 35.46% | 35.65% | 37.35% | 38.47% | 37.13% | 37.34% | 36.96% | 38.17% | 37.42% | 35.35% | 35.1% | 36.13% | 36.95% | 36.1% | 36.55% | 36.25% | 36.57%
NEM | Solar PV | 26.41% | 19.51% | 22.43% | 23.92% | 24.22% | 20.98% | 22.31% | 22.24% | 22.7% | 22.93% | 23.1% | 22.73% | 23.74% | 23.63% | 19.76% | 21.46% | 22.2% | 22.88% | 23.82% | 23.32% | 23.45% | 24.26% | 24.28% | 20.01% | 21.94% | 22.71% | 23.44%
NEM | Grid Battery | 4.122% | 4.722% | 8.665% | 14.24% | 15.93% | 18.35% | 18.63% | 20.39% | 19.73% | 20.69% | 20.6% | 20.36% | 20.46% | 20.56% | 17.67% | 18.42% | 19.26% | 18.67% | 20.12% | 18.79% | 18.66% | 19.45% | 19.53% | 16.27% | 17.32% | 17.42% | 18.14%
NEM | Pumped Hydro | 7.385% | 16.86% | 16.16% | 21.01% | 22.07% | 21.36% | 21.29% | 21.89% | 21.38% | 22.63% | 21.39% | 20.54% | 22.15% | 20.93% | 20.97% | 20.54% | 20.88% | 19.75% | 21.32% | 19.88% | 19.94% | 21.06% | 19.48% | 20% | 19.54% | 19.29% | 17.98%
NEM | VPP | 7.108% | 8.583% | 8.175% | 8.282% | 8.107% | 7.524% | 7.405% | 7.259% | 7.066% | 7.141% | 7.11% | 7.045% | 7.213% | 7.178% | 6.749% | 6.593% | 6.695% | 6.38% | 6.649% | 6.395% | 6.356% | 6.581% | 6.64% | 6.187% | 6.352% | 6.436% | 6.342%
Region | Technology | 2023-24 | 2024-25 | 2025-26 | 2026-27 | 2027-28 | 2028-29 | 2029-30 | 2030-31 | 2031-32 | 2032-33 | 2033-34 | 2034-35 | 2035-36 | 2036-37 | 2037-38 | 2038-39 | 2039-40 | 2040-41 | 2041-42 | 2042-43 | 2043-44 | 2044-45 | 2045-46 | 2046-47 | 2047-48 | 2048-49 | 2049-50
NSW1 | Black Coal | 61.79% | 42.13% | 38.3% | 58.1% | 55.26% | 56.61% | 52.74% | - | - | - | - | - | - | - | - | - | - | - | - | - | - | - | - | - | - | - | -
NSW1 | Brown Coal | bar: 2023-24 to 2049-50
NSW1 | CCGT | 12.56% | 1.614% | 17.35% | 30.77% | 29.84% | 32.31% | 29.99% | 33.49% | 35.79% | 31.25% | 36.28% | 36.09% | 17.66% | 23.15% | 26.06% | 22% | 9.864% | 50.68% | 49.3% | 52.26% | - | - | - | - | - | - | -
NSW1 | Gas - Steam | bar: 2023-24 to 2049-50
NSW1 | OCGT / Diesel | 0.0613% | 0.01617% | 0.09513% | 0.3776% | 0.2108% | 0.5423% | 0.02902% | 1.46% | 0.2921% | 0.3875% | 0.05107% | 0.1298% | 1.007e-06% | 1.047e-06% | 0.1257% | 1.108e-06% | 0.1127% | 1.862% | 0.3792% | 0.3524% | 3.053% | 0.3729% | 4.31e-06% | 2.026% | 4.616e-06% | 0.0773% | 0.04597%
NSW1 | Hydro | 9.187% | 14.59% | 14.31% | 14.1% | 12.8% | 18.4% | 14.96% | 13.4% | 13.18% | 12.45% | 14.59% | 15.15% | 14.43% | 12.17% | 17.4% | 14.77% | 12.95% | 12.92% | 12.25% | 13.67% | 15.43% | 14.45% | 11.67% | 17.92% | 17.6% | 17.76% | 17.79%
NSW1 | Hydrogen Turbine | - | - | - | - | - | - | - | 15.36% | 19.29% | 11.71% | 24.09% | 27.71% | 14.39% | 31.85% | 38.12% | 39.04% | 33.24% | 37.45% | 18.79% | 31.76% | 44.18% | 23.57% | 34.78% | 49.87% | 39.74% | 35.87% | 40.94%
NSW1 | Wind | 36.23% | 32.98% | 33.07% | 33.79% | 34.62% | 34.31% | 33.27% | 33.03% | 32.68% | 32.79% | 32.19% | 32.14% | 33.88% | 34.16% | 34.6% | 33.59% | 33.69% | 32.8% | 33.26% | 32.35% | 32.07% | 33.45% | 33.62% | 34.07% | 33.37% | 33.11% | 31.68%
NSW1 | Solar PV | 26.93% | 19.43% | 21.44% | 23.99% | 24.86% | 21.07% | 21.81% | 23.77% | 23.64% | 23.25% | 23.24% | 22.72% | 24.55% | 24.42% | 20.96% | 21.84% | 23.74% | 24.17% | 24.26% | 23.75% | 23.29% | 24.74% | 24.33% | 20.79% | 21.36% | 23.27% | 23.39%
NSW1 | Grid Battery | 3.941% | 6.071% | 12.79% | 19.53% | 20.44% | 20.54% | 20.75% | 22.32% | 21.88% | 22.53% | 21.91% | 20.84% | 21.95% | 22.28% | 19.73% | 19.72% | 21.43% | 20.35% | 21.58% | 20.29% | 19.36% | 20.96% | 21.45% | 18.91% | 18.99% | 20.57% | 20.09%
NSW1 | Pumped Hydro | 5.025% | 14.54% | 17.16% | 26.89% | 23.28% | 24.21% | 22.52% | 22.53% | 21.37% | 23.5% | 22.81% | 22.15% | 24.69% | 23.34% | 24.18% | 21.77% | 22.14% | 20.52% | 22.86% | 20.98% | 22.02% | 23.34% | 21.24% | 24.22% | 22.7% | 22.26% | 20.87%
NSW1 | VPP | 5.864% | 8.447% | 7.806% | 8.265% | 8.071% | 7.575% | 7.53% | 7.39% | 7.213% | 7.274% | 7.273% | 7.074% | 7.332% | 7.22% | 6.877% | 6.712% | 6.95% | 6.618% | 6.756% | 6.58% | 6.454% | 6.838% | 6.857% | 6.44% | 6.451% | 6.765% | 6.711%
Region | Technology | 2023-24 | 2024-25 | 2025-26 | 2026-27 | 2027-28 | 2028-29 | 2029-30 | 2030-31 | 2031-32 | 2032-33 | 2033-34 | 2034-35 | 2035-36 | 2036-37 | 2037-38 | 2038-39 | 2039-40 | 2040-41 | 2041-42 | 2042-43 | 2043-44 | 2044-45 | 2045-46 | 2046-47 | 2047-48 | 2048-49 | 2049-50
QLD1 | Black Coal | 56.89% | 41.72% | 45.13% | 46.46% | 48.1% | 51.61% | 57.2% | - | - | - | - | - | - | - | - | - | - | - | - | - | - | - | - | - | - | - | -
QLD1 | Brown Coal | bar: 2023-24 to 2049-50
QLD1 | CCGT | 30.26% | 18.44% | 29.1% | 30.66% | 27.06% | 27.84% | 28.32% | 29.77% | 33.25% | 30.25% | 33.12% | 26.45% | 17.67% | 11.35% | 28.48% | 8.826% | 9.777% | 56.1% | 57.15% | 58.07% | 58.77% | 58.08% | 61.07% | 76.7% | 74.08% | 61.83% | 72.99%
QLD1 | Gas - Steam | bar: 2023-24 to 2049-50
QLD1 | OCGT / Diesel | 0.02298% | 9.604e-07% | 0.03087% | 0.287% | 0.3894% | 0.9161% | 0.2142% | 2.758% | 1.382% | 0.8065% | 0.04939% | 1.688e-06% | 1.621e-06% | 1.648e-06% | 0.009487% | 1.709e-06% | 0.3796% | 1.422% | 0.2124% | 7.256e-06% | 0.4893% | 6.9e-06% | 0.1193% | 19.46% | 1.088e-05% | 1.043e-05% | 2.186e-05%
QLD1 | Hydro | 54.49% | 52.4% | 55.01% | 52.22% | 52.8% | 53.01% | 53.53% | 50.27% | 51.59% | 52.6% | 51.8% | 51.49% | 52.41% | 50.54% | 37.02% | 38.87% | 36.06% | 37.71% | 37.22% | - | - | - | - | - | - | - | -
QLD1 | Hydrogen Turbine | bar: 2023-24 to 2049-50
QLD1 | Wind | 40.69% | 33.44% | 36.87% | 37.79% | 39.62% | 39.19% | 39.36% | 38.94% | 38.21% | 37.83% | 34.53% | 35.25% | 36.68% | 38.38% | 37.21% | 37.95% | 38.68% | 37.84% | 38.11% | 34.39% | 34.42% | 34.97% | 35.74% | 35.77% | 36.57% | 37.76% | 36.19%
QLD1 | Solar PV | 26.82% | 20.18% | 25.22% | 25.69% | 25.23% | 21.49% | 23.95% | 22.72% | 23.69% | 23.92% | 24.8% | 24.78% | 25.24% | 24.61% | 20.07% | 22.9% | 23.41% | 24.88% | 24.99% | 25.06% | 24.92% | 25.55% | 24.98% | 19.89% | 22.91% | 24.03% | 25.3%
QLD1 | Grid Battery | 5.757% | 6.65% | 5.97% | 6.073% | 6.089% | 22.03% | 22.87% | 23.13% | 23.26% | 24.15% | 23.69% | 22.95% | 22.56% | 22.38% | 18.64% | 20.72% | 21.08% | 21.73% | 22.6% | 21.37% | 21.23% | 21.36% | 20.45% | 16.5% | 18.79% | 18.92% | 20.28%
QLD1 | Pumped Hydro | 8.378% | 17.83% | 15.67% | 18.76% | 19.99% | 17.38% | 19.97% | 21.63% | 21.3% | 22.44% | 20.54% | 19.83% | 20.46% | 19.07% | 16.83% | 18.26% | 19.32% | 18.67% | 19.29% | 17.89% | 17.88% | 17.4% | 16.81% | 15.79% | 15.82% | 16.47% | 15.64%
QLD1 | VPP | 7.89% | 9.154% | 8.11% | 8.176% | 8.087% | 7.782% | 7.622% | 7.536% | 7.326% | 7.33% | 7.415% | 7.386% | 7.376% | 7.271% | 6.744% | 6.819% | 6.839% | 6.843% | 6.961% | 6.901% | 6.945% | 6.984% | 6.882% | 6.318% | 6.814% | 6.741% | 6.973%
Region | Technology | 2023-24 | 2024-25 | 2025-26 | 2026-27 | 2027-28 | 2028-29 | 2029-30 | 2030-31 | 2031-32 | 2032-33 | 2033-34 | 2034-35 | 2035-36 | 2036-37 | 2037-38 | 2038-39 | 2039-40 | 2040-41 | 2041-42 | 2042-43 | 2043-44 | 2044-45 | 2045-46 | 2046-47 | 2047-48 | 2048-49 | 2049-50
VIC1 | Black Coal | bar: 2023-24 to 2049-50
VIC1 | Brown Coal | 62.81% | 49.3% | 59.52% | 55.58% | 60.59% | 57.86% | 58.93% | - | - | - | - | - | - | - | - | - | - | - | - | - | - | - | - | - | - | - | -
VIC1 | CCGT | bar: 2023-24 to 2049-50
VIC1 | Gas - Steam | 0.5051% | 0.3498% | 4.004% | 4.294% | 10.91% | 30.5% | 6.563% | 31.84% | 12.2% | 10.22% | 4.592% | 5.692% | 3.085% | 1.942% | 5.355% | 3.024% | - | - | - | - | - | - | - | - | - | - | -
VIC1 | OCGT / Diesel | 0.1673% | 0.07351% | 0.5993% | 1.096% | 1.977% | 6.836% | 1.103% | 7.846% | 1.952% | 2.048% | 0.8111% | 2.947% | 1.112% | 0.5862% | 0.9721% | 0.6269% | 1.037% | 2.906% | 3.178% | 1.493% | 11.08% | 0.8745% | 0.6279% | 1.781% | 0.2673% | 1.762% | 0.5742%
VIC1 | Hydro | 13.91% | 16.78% | 17.37% | 16.49% | 13.78% | 20.69% | 17.24% | 14.94% | 14.93% | 13.59% | 16.59% | 17.19% | 16.33% | 13.68% | 20.59% | 17.24% | 14.94% | 14.93% | 13.6% | 16.57% | 17.26% | 16.34% | 13.7% | 20.63% | 20.67% | 20.69% | 20.68%
VIC1 | Hydrogen Turbine | - | - | - | - | - | - | - | - | - | - | - | - | 0.8677% | 5.162% | 9.566% | 33.74% | 21.47% | 33.59% | 38.34% | 43.02% | 35.6% | 26.79% | 32.18% | 35.03% | 38.69% | 41.66% | 44.82%
VIC1 | Wind | 28.21% | 28.97% | 30.43% | 31.41% | 34.56% | 31.17% | 33.17% | 32.12% | 36% | 32.3% | 33.45% | 32.37% | 33.65% | 35.03% | 32.35% | 34.78% | 32.63% | 36.73% | 33.39% | 34.57% | 33.5% | 34.48% | 36.74% | 33.07% | 36.03% | 33.44% | 37.1%
VIC1 | Solar PV | 23.39% | 17.36% | 18.21% | 18.69% | 20.32% | 18% | 18.54% | 18.1% | 17.46% | 18.89% | 18.45% | 17.78% | 18.82% | 19.4% | 16.16% | 16.63% | 17.57% | 17.21% | 18.69% | 17.9% | 17.65% | 18.38% | 19.45% | 15.96% | 17.12% | 18.23% | 17.16%
VIC1 | Grid Battery | 3.879% | 4.862% | 4.929% | 12.83% | 15.51% | 14.58% | 14.14% | 16.9% | 15.1% | 17.12% | 16.04% | 16.09% | 16.45% | 16.53% | 14.94% | 14.74% | 15.63% | 13.05% | 15.66% | 14.29% | 13.28% | 14.05% | 14.62% | 13.1% | 13.7% | 14.26% | 11.97%
VIC1 | Pumped Hydro | - | - | - | 24.22% | 26.01% | 25.81% | 24.7% | 26.64% | 25.38% | 26.36% | 24.95% | 23.9% | 24.24% | 23.79% | 22.62% | 22.5% | 23.89% | 20.54% | 24.84% | 24% | 23.09% | 24.89% | 23.28% | 21.34% | 22.69% | 23.69% | 20.92%
VIC1 | VPP | 6.753% | 8.501% | 8.932% | 8.888% | 8.537% | 7.473% | 7.423% | 7.084% | 6.777% | 6.823% | 6.674% | 6.609% | 6.951% | 7.052% | 6.667% | 6.319% | 6.277% | 5.599% | 6.109% | 5.583% | 5.442% | 5.747% | 5.921% | 5.484% | 5.565% | 5.512% | 4.993%
Region | Technology | 2023-24 | 2024-25 | 2025-26 | 2026-27 | 2027-28 | 2028-29 | 2029-30 | 2030-31 | 2031-32 | 2032-33 | 2033-34 | 2034-35 | 2035-36 | 2036-37 | 2037-38 | 2038-39 | 2039-40 | 2040-41 | 2041-42 | 2042-43 | 2043-44 | 2044-45 | 2045-46 | 2046-47 | 2047-48 | 2048-49 | 2049-50
SA1 | Black Coal | bar: 2023-24 to 2049-50
SA1 | Brown Coal | bar: 2023-24 to 2049-50
SA1 | CCGT | 36.96% | 24.02% | 32.69% | 27.16% | 26.88% | 37.46% | 31.29% | 38.16% | 33.2% | 10.66% | 28.87% | 27.88% | 2.473% | 1.549% | - | - | - | - | - | - | - | - | - | - | - | - | -
SA1 | Gas - Steam | 2.852% | 1.495% | 5.316% | - | - | - | - | - | - | - | - | - | - | - | - | - | - | - | - | - | - | - | - | - | - | - | -
SA1 | OCGT / Diesel | 3.955% | 1.552% | 3.729% | 2.031% | 2.927% | 6.072% | 1.093% | 8.1% | 1.653% | 1.167% | 0.7147% | 1.529% | 0.1964% | 0.06815% | 0.6019% | 4.483e-06% | 0.04937% | 13.26% | 13.7% | 13.67% | 38.23% | 1.253e-05% | 1.186e-05% | 1.619e-05% | 1.47e-05% | 1.694e-05% | 1.656e-05%
SA1 | Hydro | bar: 2023-24 to 2049-50
SA1 | Hydrogen Turbine | bar: 2023-24 to 2049-50
SA1 | Wind | 33.15% | 30.58% | 29.62% | 34.2% | 34.28% | 32.96% | 33.73% | 32.72% | 35.16% | 33.29% | 34.23% | 31.09% | 35.49% | 34.77% | 33.73% | 34.79% | 33.43% | 35.45% | 34.83% | 34.37% | 32.49% | 35.3% | 35.26% | 34.5% | 35.6% | 33.63% | 35.07%
SA1 | Solar PV | 26.09% | 19.83% | 21.34% | 22.64% | 23.54% | 22.35% | 23.03% | 22.02% | 23.78% | 24.26% | 23.38% | 22.71% | 24.44% | 25.25% | 21.21% | 22.63% | 23.08% | 23.59% | 25.76% | 23.65% | 24.82% | 25.29% | 26.3% | 22.37% | 24.21% | 24.48% | 24.78%
SA1 | Grid Battery | 3.99% | 4.071% | 4.055% | 4.016% | 4.076% | 3.829% | 3.735% | 13.21% | 15.07% | 17.92% | 17.76% | 18.41% | 19.16% | 19.66% | 16.23% | 16.69% | 17.34% | 16.29% | 19.27% | 16.84% | 17.98% | 18.82% | 19.88% | 16.6% | 17.53% | 17.04% | 17.03%
SA1 | Pumped Hydro | bar: 2023-24 to 2049-50
SA1 | VPP | 8.298% | 8.42% | 8.195% | 7.865% | 7.729% | 7.123% | 6.941% | 6.972% | 6.674% | 7.16% | 7.068% | 7.211% | 7.248% | 7.3% | 6.751% | 6.439% | 6.627% | 6.299% | 6.864% | 6.554% | 6.784% | 6.859% | 7.151% | 6.812% | 6.766% | 6.864% | 6.732%
Region | Technology | 2023-24 | 2024-25 | 2025-26 | 2026-27 | 2027-28 | 2028-29 | 2029-30 | 2030-31 | 2031-32 | 2032-33 | 2033-34 | 2034-35 | 2035-36 | 2036-37 | 2037-38 | 2038-39 | 2039-40 | 2040-41 | 2041-42 | 2042-43 | 2043-44 | 2044-45 | 2045-46 | 2046-47 | 2047-48 | 2048-49 | 2049-50
TAS1 | Black Coal | bar: 2023-24 to 2049-50
TAS1 | Brown Coal | bar: 2023-24 to 2049-50
TAS1 | CCGT | bar: 2023-24 to 2049-50
TAS1 | Gas - Steam | bar: 2023-24 to 2049-50
TAS1 | OCGT / Diesel | 2.856e-06% | 4.485e-06% | 4.817e-06% | 0.03178% | 0.08673% | 0.01048% | 6.699e-06% | 7.136e-06% | 0.06165% | 0.5821% | 7.586e-06% | 8.083e-06% | 7.467e-06% | 7.83e-06% | 9.131e-06% | 8.879e-06% | 9.456e-06% | 4.439e-05% | 4.483e-05% | 4.843e-05% | 6.743e-05% | 4.536e-05% | 4.581e-05% | 6.607e-05% | 6.354e-05% | 8.422e-05% | 7.15e-05%
TAS1 | Hydro | 54.66% | 29.7% | 33.68% | 33.31% | 40.46% | 44.63% | 47.74% | 43.62% | 43.88% | 40.73% | 43.17% | 42.95% | 35.79% | 36.5% | 44.33% | 39.21% | 41.08% | 43.41% | 39.79% | 35.3% | 45.95% | 39.98% | 32.47% | 46.75% | 35.73% | 42.87% | 47.87%
TAS1 | Hydrogen Turbine | - | - | - | - | - | - | - | - | - | - | - | - | - | - | - | - | - | - | - | - | - | - | - | 49.98% | 51.33% | 48.65% | 48.55%
TAS1 | Wind | 37.86% | 46.82% | 50.55% | 50.64% | 53.18% | 51.18% | 48.07% | 47.5% | 51.66% | 50.32% | 45.85% | 47.67% | 48.21% | 49.65% | 46.03% | 44.3% | 43.55% | 47.97% | 46.23% | 42.8% | 44.65% | 44.44% | 46.67% | 43.38% | 40.95% | 39.9% | 43.39%
TAS1 | Solar PV | - | - | - | - | 20.67% | 17.65% | 17.58% | 18.33% | 16.99% | 18.13% | 19.69% | 19.3% | 20.74% | 19.84% | 17.07% | 18.15% | 18.47% | 17.67% | 18.68% | 19.55% | 19.68% | 20.76% | 20.06% | 17.54% | 18.5% | 18.59% | 17.56%
TAS1 | Grid Battery | - | - | - | - | - | - | - | - | - | - | - | - | - | - | - | 15.41% | 15.89% | 15.4% | 15.23% | 14.87% | 14.33% | 15.63% | 15.72% | 14.23% | 14.38% | 14.64% | 13.54%
TAS1 | Pumped Hydro | - | - | - | - | - | 17.72% | 18.14% | 18.05% | 20.14% | 19.92% | 19.23% | 18.55% | 20.33% | 19.33% | 20.78% | 20.97% | 20.38% | 19.75% | 20.89% | 19.86% | 18.9% | 21.27% | 19.38% | 18.66% | 18.8% | 17.69% | 16.23%
TAS1 | VPP | 4.095% | 6.573% | 6.357% | 5.943% | 6.162% | 6.351% | 4.981% | 5.249% | 6.803% | 6.042% | 5.554% | 5.905% | 5.815% | 6.038% | 5.731% | 5.55% | 5.873% | 5.837% | 5.97% | 5.41% | 5.518% | 5.577% | 5.884% | 5.611% | 5.949% | 6.059% | 6.34%
Explicitly modelled pumping
Region | Technology | 2023-24 | 2024-25 | 2025-26 | 2026-27 | 2027-28 | 2028-29 | 2029-30 | 2030-31 | 2031-32 | 2032-33 | 2033-34 | 2034-35 | 2035-36 | 2036-37 | 2037-38 | 2038-39 | 2039-40 | 2040-41 | 2041-42 | 2042-43 | 2043-44 | 2044-45 | 2045-46 | 2046-47 | 2047-48 | 2048-49 | 2049-50
NEM | Grid Battery pump | 5.133% | 5.914% | 10.59% | 17.38% | 19.46% | 22.24% | 22.64% | 24.66% | 23.92% | 25.01% | 24.86% | 24.58% | 24.68% | 24.82% | 21.37% | 22.23% | 23.2% | 22.58% | 24.24% | 22.72% | 22.43% | 23.45% | 23.6% | 19.6% | 20.91% | 20.97% | 21.85%
NEM | Pumped Hydro Pump | 10.89% | 27.39% | 22.52% | 29.41% | 29.68% | 28.41% | 29.35% | 28.44% | 29.05% | 30.09% | 28.71% | 27.34% | 29.52% | 28.44% | 27.44% | 27.15% | 27.77% | 26.71% | 28.41% | 27.04% | 25.94% | 28.27% | 26.66% | 26.06% | 26.13% | 25.76% | 24.12%
NEM | VPP pump | 8.336% | 10.11% | 9.621% | 9.736% | 9.551% | 8.842% | 8.722% | 8.532% | 8.33% | 8.394% | 8.364% | 8.289% | 8.481% | 8.446% | 7.953% | 7.759% | 7.863% | 7.522% | 7.808% | 7.539% | 7.461% | 7.743% | 7.83% | 7.267% | 7.48% | 7.56% | 7.461%
Region | Technology | 2023-24 | 2024-25 | 2025-26 | 2026-27 | 2027-28 | 2028-29 | 2029-30 | 2030-31 | 2031-32 | 2032-33 | 2033-34 | 2034-35 | 2035-36 | 2036-37 | 2037-38 | 2038-39 | 2039-40 | 2040-41 | 2041-42 | 2042-43 | 2043-44 | 2044-45 | 2045-46 | 2046-47 | 2047-48 | 2048-49 | 2049-50
NSW1 | Grid Battery pump | 4.671% | 7.234% | 15.25% | 23.36% | 24.56% | 24.6% | 24.93% | 26.83% | 26.39% | 27.04% | 26.36% | 25.06% | 26.39% | 26.8% | 23.82% | 23.7% | 25.74% | 24.57% | 25.92% | 24.42% | 23.26% | 25.23% | 25.93% | 22.7% | 22.93% | 24.73% | 24.2%
NSW1 | Pumped Hydro Pump | 8.831% | 25.55% | 22.35% | 34.02% | 30.28% | 30.93% | 30.82% | 27.91% | 28.8% | 30.34% | 30.05% | 28.54% | 31.92% | 31.03% | 29.99% | 27.82% | 28.73% | 27.42% | 29.66% | 28.37% | 27.23% | 30.6% | 28.74% | 29.75% | 29.12% | 28.84% | 27.19%
NSW1 | VPP pump | 6.872% | 9.95% | 9.176% | 9.723% | 9.499% | 8.909% | 8.86% | 8.693% | 8.508% | 8.539% | 8.563% | 8.328% | 8.615% | 8.494% | 8.11% | 7.898% | 8.159% | 7.808% | 7.93% | 7.748% | 7.584% | 8.045% | 8.09% | 7.554% | 7.602% | 7.948% | 7.895%
Region | Technology | 2023-24 | 2024-25 | 2025-26 | 2026-27 | 2027-28 | 2028-29 | 2029-30 | 2030-31 | 2031-32 | 2032-33 | 2033-34 | 2034-35 | 2035-36 | 2036-37 | 2037-38 | 2038-39 | 2039-40 | 2040-41 | 2041-42 | 2042-43 | 2043-44 | 2044-45 | 2045-46 | 2046-47 | 2047-48 | 2048-49 | 2049-50
QLD1 | Grid Battery pump | 6.833% | 7.92% | 7.124% | 7.209% | 7.255% | 26.54% | 27.55% | 27.86% | 28.1% | 29.04% | 28.55% | 27.66% | 27.17% | 26.96% | 22.55% | 24.88% | 25.4% | 26.18% | 27.23% | 25.83% | 25.49% | 25.74% | 24.66% | 19.94% | 22.55% | 22.84% | 24.42%
QLD1 | Pumped Hydro Pump | 14.57% | 30.68% | 22.67% | 26.13% | 27.99% | 23.98% | 27.79% | 29.95% | 29.81% | 31.02% | 28.39% | 27.7% | 28.27% | 26.59% | 23.52% | 25.07% | 26.82% | 25.96% | 26.75% | 25.03% | 24.66% | 24.24% | 23.51% | 21.86% | 21.82% | 23.04% | 21.58%
QLD1 | VPP pump | 9.255% | 10.77% | 9.566% | 9.602% | 9.52% | 9.151% | 8.968% | 8.866% | 8.643% | 8.604% | 8.724% | 8.691% | 8.675% | 8.554% | 7.958% | 8.001% | 8.046% | 8.05% | 8.19% | 8.14% | 8.149% | 8.218% | 8.104% | 7.448% | 7.995% | 7.93% | 8.204%
Region | Technology | 2023-24 | 2024-25 | 2025-26 | 2026-27 | 2027-28 | 2028-29 | 2029-30 | 2030-31 | 2031-32 | 2032-33 | 2033-34 | 2034-35 | 2035-36 | 2036-37 | 2037-38 | 2038-39 | 2039-40 | 2040-41 | 2041-42 | 2042-43 | 2043-44 | 2044-45 | 2045-46 | 2046-47 | 2047-48 | 2048-49 | 2049-50
VIC1 | Grid Battery pump | 4.603% | 5.806% | 5.866% | 15.41% | 18.73% | 17.48% | 17.08% | 20.31% | 18.18% | 20.68% | 19.29% | 19.39% | 19.79% | 19.94% | 17.97% | 17.82% | 18.77% | 15.81% | 18.79% | 17.31% | 15.93% | 16.93% | 17.71% | 15.69% | 16.6% | 17.09% | 14.43%
VIC1 | Pumped Hydro Pump | - | - | - | 31.86% | 34.58% | 33.62% | 32.86% | 34.69% | 33.4% | 34.74% | 32.96% | 31.34% | 31.81% | 31.66% | 29.4% | 29.78% | 31.27% | 27.3% | 32.41% | 31.94% | 30.02% | 32.74% | 31% | 27.71% | 30.22% | 30.8% | 27.53%
VIC1 | VPP pump | 7.918% | 10.03% | 10.52% | 10.44% | 10.07% | 8.773% | 8.758% | 8.313% | 7.983% | 8.035% | 7.848% | 7.766% | 8.177% | 8.298% | 7.843% | 7.458% | 7.363% | 6.61% | 7.165% | 6.591% | 6.381% | 6.761% | 6.989% | 6.43% | 6.57% | 6.462% | 5.875%
Region | Technology | 2023-24 | 2024-25 | 2025-26 | 2026-27 | 2027-28 | 2028-29 | 2029-30 | 2030-31 | 2031-32 | 2032-33 | 2033-34 | 2034-35 | 2035-36 | 2036-37 | 2037-38 | 2038-39 | 2039-40 | 2040-41 | 2041-42 | 2042-43 | 2043-44 | 2044-45 | 2045-46 | 2046-47 | 2047-48 | 2048-49 | 2049-50
SA1 | Grid Battery pump | 5.253% | 5.388% | 5.339% | 5.302% | 5.397% | 5.041% | 4.947% | 16.73% | 18.73% | 22% | 21.59% | 22.4% | 23.29% | 23.88% | 19.71% | 20.35% | 20.97% | 19.86% | 23.31% | 20.41% | 21.66% | 22.77% | 24.09% | 19.98% | 21.28% | 20.51% | 20.57%
SA1 | Pumped Hydro Pump | bar: 2023-24 to 2049-50
SA1 | VPP pump | 9.735% | 9.931% | 9.623% | 9.252% | 9.118% | 8.36% | 8.19% | 8.182% | 7.852% | 8.448% | 8.295% | 8.483% | 8.527% | 8.588% | 7.943% | 7.598% | 7.774% | 7.434% | 8.059% | 7.728% | 7.959% | 8.071% | 8.435% | 7.992% | 7.983% | 8.053% | 7.92%
Region | Technology | 2023-24 | 2024-25 | 2025-26 | 2026-27 | 2027-28 | 2028-29 | 2029-30 | 2030-31 | 2031-32 | 2032-33 | 2033-34 | 2034-35 | 2035-36 | 2036-37 | 2037-38 | 2038-39 | 2039-40 | 2040-41 | 2041-42 | 2042-43 | 2043-44 | 2044-45 | 2045-46 | 2046-47 | 2047-48 | 2048-49 | 2049-50
TAS1 | Grid Battery pump | - | - | - | - | - | - | - | - | - | - | - | - | - | - | - | 18.66% | 19.06% | 18.6% | 18.34% | 18.01% | 17.26% | 18.74% | 19.02% | 17.11% | 17.41% | 17.56% | 16.32%
TAS1 | Pumped Hydro Pump | - | - | - | - | - | 23.32% | 23.96% | 23.69% | 26.49% | 26.5% | 25.19% | 24.35% | 26.73% | 25.77% | 27% | 27.73% | 26.68% | 26.25% | 27.5% | 26.19% | 24.61% | 27.9% | 25.84% | 24.21% | 25.08% | 22.93% | 21.35%
TAS1 | VPP pump | 4.791% | 7.733% | 7.491% | 6.983% | 7.275% | 7.453% | 5.872% | 6.166% | 8.017% | 7.121% | 6.53% | 6.948% | 6.828% | 7.127% | 6.721% | 6.553% | 6.887% | 6.867% | 7.024% | 6.387% | 6.493% | 6.539% | 6.946% | 6.579% | 7.022% | 7.105% | 7.459%
Non-controllable capacity
Region | Technology | 2023-24 | 2024-25 | 2025-26 | 2026-27 | 2027-28 | 2028-29 | 2029-30 | 2030-31 | 2031-32 | 2032-33 | 2033-34 | 2034-35 | 2035-36 | 2036-37 | 2037-38 | 2038-39 | 2039-40 | 2040-41 | 2041-42 | 2042-43 | 2043-44 | 2044-45 | 2045-46 | 2046-47 | 2047-48 | 2048-49 | 2049-50
NEM | Distributed PV | 14.2% | 13.97% | 13.7% | 14.84% | 14.98% | 13.51% | 14.27% | 14.94% | 15.32% | 15.39% | 15.01% | 14.61% | 15.71% | 15.77% | 14.16% | 14.9% | 15.56% | 15.88% | 15.9% | 15.51% | 15.05% | 16.11% | 16.13% | 14.48% | 15.24% | 15.88% | 16.17%
NEM | Behind the meter battery | 4.914% | 4.877% | 4.802% | 4.715% | 4.649% | 4.545% | 4.508% | 4.449% | 4.388% | 4.334% | 4.385% | 4.415% | 4.429% | 4.391% | 4.353% | 4.298% | 4.271% | 4.21% | 4.155% | 4.115% | 4.152% | 4.187% | 4.215% | 4.236% | 4.26% | 4.241% | 4.222%
NEM | Behind the meter battery pump | 5.783% | 5.74% | 5.652% | 5.549% | 5.473% | 5.35% | 5.308% | 5.237% | 5.165% | 5.102% | 5.161% | 5.198% | 5.212% | 5.168% | 5.122% | 5.059% | 5.026% | 4.954% | 4.892% | 4.843% | 4.888% | 4.928% | 4.962% | 4.987% | 5.013% | 4.992% | 4.971%
Region | Technology | 2023-24 | 2024-25 | 2025-26 | 2026-27 | 2027-28 | 2028-29 | 2029-30 | 2030-31 | 2031-32 | 2032-33 | 2033-34 | 2034-35 | 2035-36 | 2036-37 | 2037-38 | 2038-39 | 2039-40 | 2040-41 | 2041-42 | 2042-43 | 2043-44 | 2044-45 | 2045-46 | 2046-47 | 2047-48 | 2048-49 | 2049-50
NSW1 | Distributed PV | 13.9% | 13.91% | 13.61% | 15.15% | 15.03% | 13.43% | 13.88% | 14.8% | 15.49% | 15.1% | 14.92% | 14.43% | 15.91% | 15.71% | 14.02% | 14.44% | 15.36% | 16% | 15.59% | 15.38% | 14.84% | 16.28% | 16.06% | 14.33% | 14.77% | 15.66% | 16.28%
NSW1 | Behind the meter battery | 4.904% | 4.86% | 4.779% | 4.695% | 4.633% | 4.533% | 4.5% | 4.444% | 4.398% | 4.354% | 4.42% | 4.442% | 4.452% | 4.408% | 4.358% | 4.293% | 4.27% | 4.198% | 4.152% | 4.116% | 4.167% | 4.211% | 4.234% | 4.25% | 4.264% | 4.247% | 4.219%
NSW1 | Behind the meter battery pump | 5.773% | 5.718% | 5.624% | 5.527% | 5.455% | 5.335% | 5.299% | 5.231% | 5.174% | 5.124% | 5.203% | 5.23% | 5.238% | 5.187% | 5.13% | 5.055% | 5.025% | 4.939% | 4.889% | 4.844% | 4.906% | 4.955% | 4.984% | 5.005% | 5.016% | 5.002% | 4.967%
Region | Technology | 2023-24 | 2024-25 | 2025-26 | 2026-27 | 2027-28 | 2028-29 | 2029-30 | 2030-31 | 2031-32 | 2032-33 | 2033-34 | 2034-35 | 2035-36 | 2036-37 | 2037-38 | 2038-39 | 2039-40 | 2040-41 | 2041-42 | 2042-43 | 2043-44 | 2044-45 | 2045-46 | 2046-47 | 2047-48 | 2048-49 | 2049-50
QLD1 | Distributed PV | 14.97% | 14.45% | 14.68% | 15.74% | 15.89% | 13.42% | 14.66% | 15.24% | 16.09% | 15.92% | 15.33% | 15.51% | 16.53% | 16.58% | 13.99% | 15.24% | 15.82% | 16.61% | 16.41% | 15.8% | 15.96% | 16.89% | 16.92% | 14.25% | 15.54% | 16.09% | 16.9%
QLD1 | Behind the meter battery | 4.961% | 4.917% | 4.846% | 4.754% | 4.675% | 4.575% | 4.533% | 4.47% | 4.412% | 4.349% | 4.397% | 4.425% | 4.441% | 4.4% | 4.35% | 4.296% | 4.265% | 4.207% | 4.147% | 4.113% | 4.164% | 4.199% | 4.241% | 4.261% | 4.274% | 4.249% | 4.229%
QLD1 | Behind the meter battery pump | 5.837% | 5.788% | 5.702% | 5.594% | 5.505% | 5.385% | 5.338% | 5.263% | 5.194% | 5.121% | 5.175% | 5.21% | 5.226% | 5.177% | 5.119% | 5.054% | 5.021% | 4.951% | 4.883% | 4.84% | 4.901% | 4.942% | 4.993% | 5.015% | 5.029% | 5.002% | 4.98%
Region | Technology | 2023-24 | 2024-25 | 2025-26 | 2026-27 | 2027-28 | 2028-29 | 2029-30 | 2030-31 | 2031-32 | 2032-33 | 2033-34 | 2034-35 | 2035-36 | 2036-37 | 2037-38 | 2038-39 | 2039-40 | 2040-41 | 2041-42 | 2042-43 | 2043-44 | 2044-45 | 2045-46 | 2046-47 | 2047-48 | 2048-49 | 2049-50
VIC1 | Distributed PV | 13.34% | 13.12% | 12.52% | 13.48% | 13.78% | 13.23% | 13.92% | 14.57% | 14.16% | 14.94% | 14.62% | 13.81% | 14.73% | 14.96% | 14.14% | 14.79% | 15.42% | 14.88% | 15.59% | 15.25% | 14.35% | 15.24% | 15.4% | 14.55% | 15.23% | 15.83% | 15.23%
VIC1 | Behind the meter battery | 4.922% | 4.924% | 4.849% | 4.76% | 4.7% | 4.582% | 4.526% | 4.453% | 4.352% | 4.255% | 4.292% | 4.346% | 4.379% | 4.361% | 4.371% | 4.323% | 4.303% | 4.25% | 4.182% | 4.104% | 4.103% | 4.137% | 4.152% | 4.197% | 4.247% | 4.237% | 4.23%
VIC1 | Behind the meter battery pump | 5.794% | 5.793% | 5.708% | 5.602% | 5.532% | 5.393% | 5.328% | 5.242% | 5.124% | 5.007% | 5.049% | 5.113% | 5.153% | 5.133% | 5.144% | 5.088% | 5.063% | 5% | 4.921% | 4.831% | 4.829% | 4.871% | 4.888% | 4.942% | 4.999% | 4.985% | 4.978%
Region | Technology | 2023-24 | 2024-25 | 2025-26 | 2026-27 | 2027-28 | 2028-29 | 2029-30 | 2030-31 | 2031-32 | 2032-33 | 2033-34 | 2034-35 | 2035-36 | 2036-37 | 2037-38 | 2038-39 | 2039-40 | 2040-41 | 2041-42 | 2042-43 | 2043-44 | 2044-45 | 2045-46 | 2046-47 | 2047-48 | 2048-49 | 2049-50
SA1 | Distributed PV | 15.01% | 14.77% | 14.16% | 14.83% | 15.39% | 14.72% | 15.42% | 15.7% | 15.73% | 16.16% | 15.64% | 14.87% | 15.5% | 16.04% | 15.26% | 15.99% | 16.27% | 16.28% | 16.7% | 16.15% | 15.34% | 15.95% | 16.45% | 15.63% | 16.39% | 16.64% | 16.61%
SA1 | Behind the meter battery | 4.844% | 4.762% | 4.675% | 4.581% | 4.516% | 4.429% | 4.437% | 4.405% | 4.385% | 4.402% | 4.445% | 4.451% | 4.433% | 4.381% | 4.303% | 4.265% | 4.219% | 4.167% | 4.132% | 4.132% | 4.181% | 4.197% | 4.228% | 4.215% | 4.244% | 4.206% | 4.197%
SA1 | Behind the meter battery pump | 5.703% | 5.607% | 5.502% | 5.392% | 5.315% | 5.211% | 5.223% | 5.186% | 5.162% | 5.183% | 5.23% | 5.24% | 5.217% | 5.158% | 5.065% | 5.019% | 4.965% | 4.904% | 4.863% | 4.866% | 4.922% | 4.938% | 4.976% | 4.962% | 4.998% | 4.949% | 4.938%
Region | Technology | 2023-24 | 2024-25 | 2025-26 | 2026-27 | 2027-28 | 2028-29 | 2029-30 | 2030-31 | 2031-32 | 2032-33 | 2033-34 | 2034-35 | 2035-36 | 2036-37 | 2037-38 | 2038-39 | 2039-40 | 2040-41 | 2041-42 | 2042-43 | 2043-44 | 2044-45 | 2045-46 | 2046-47 | 2047-48 | 2048-49 | 2049-50
TAS1 | Distributed PV | 11.93% | 12.03% | 11.57% | 12.43% | 12.45% | 12.21% | 12.31% | 12.63% | 12.49% | 12.87% | 12.82% | 12.24% | 13.03% | 12.98% | 12.63% | 12.69% | 12.99% | 12.83% | 13.16% | 13.12% | 12.49% | 13.26% | 13.16% | 12.83% | 12.88% | 13.19% | 12.97%
TAS1 | Behind the meter battery | 4.907% | 4.84% | 4.758% | 4.664% | 4.599% | 4.503% | 4.471% | 4.415% | 4.366% | 4.373% | 4.417% | 4.439% | 4.432% | 4.396% | 4.345% | 4.297% | 4.265% | 4.207% | 4.146% | 4.145% | 4.185% | 4.195% | 4.235% | 4.235% | 4.254% | 4.245% | 4.22%
TAS1 | Behind the meter battery pump | 5.775% | 5.698% | 5.599% | 5.488% | 5.41% | 5.301% | 5.264% | 5.196% | 5.141% | 5.149% | 5.197% | 5.226% | 5.216% | 5.174% | 5.114% | 5.058% | 5.022% | 4.951% | 4.88% | 4.876% | 4.926% | 4.937% | 4.985% | 4.984% | 5.007% | 4.995% | 4.965%

## BaseCase_Generation
Annual sent-out generation by technology (GWh) - BaseCase, Hydrogen Superpower Scenario
Explicitly modelled generation
Region | Technology | 2023-24 | 2024-25 | 2025-26 | 2026-27 | 2027-28 | 2028-29 | 2029-30 | 2030-31 | 2031-32 | 2032-33 | 2033-34 | 2034-35 | 2035-36 | 2036-37 | 2037-38 | 2038-39 | 2039-40 | 2040-41 | 2041-42 | 2042-43 | 2043-44 | 2044-45 | 2045-46 | 2046-47 | 2047-48 | 2048-49 | 2049-50
NEM | Black Coal | 85580.1183 | 60442.8654 | 47050.369 | 34228.0064 | 18576.6774 | 14542.4876 | 10691.2855 | 0 | 0 | 0 | 0 | 0 | 0 | 0 | 0 | 0 | 0 | 0 | 0 | 0 | 0 | 0 | 0 | 0 | 0 | 0 | 0
NEM | Brown Coal | 26521.8987 | 20815.8311 | 17570.4898 | 13680.566 | 9129.1615 | 5879.967 | 5988.208 | 0 | 0 | 0 | 0 | 0 | 0 | 0 | 0 | 0 | 0 | 0 | 0 | 0 | 0 | 0 | 0 | 0 | 0 | 0 | 0
NEM | CCGT | 7015.8321 | 3755.9989 | 6256.355 | 6735.7677 | 6183.9323 | 6877.9657 | 6569.8975 | 7225.8735 | 7571.5843 | 5932.3511 | 7371.6965 | 6385.734 | 3268.7802 | 2170.1601 | 4030.9364 | 1785.6112 | 1295.3052 | 7204.0398 | 7249.6533 | 7449.3725 | 5500.5617 | 5435.8812 | 2268.3373 | 1209.4033 | 1168.0548 | 974.9335 | 1150.8939
NEM | Gas - Steam | 221.9992 | 120.1171 | 547.9398 | 188.0756 | 477.6747 | 1335.9365 | 287.4558 | 1394.7328 | 534.4084 | 447.4651 | 201.1341 | 249.2942 | 135.1075 | 85.0434 | 234.5433 | 132.4557 | 0 | 0 | 0 | 0 | 0 | 0 | 0 | 0 | 0 | 0 | 0
NEM | OCGT / Diesel | 547.9442 | 214.5616 | 604.2169 | 579.2256 | 820.4427 | 2197.1038 | 366.7952 | 2880.7618 | 786.1549 | 659.4927 | 191.5156 | 583.9089 | 180.8754 | 93.1392 | 215.5881 | 95.0069 | 193.3816 | 1772.8025 | 1339.0142 | 1101.4786 | 4381.9741 | 153.1787 | 82.7806 | 1985.1329 | 15.2772 | 112.8474 | 40.0227
NEM | Hydro | 17733.1976 | 13892.0419 | 14870.9675 | 14531.4363 | 15312.4152 | 18852.1508 | 18110.9001 | 16346.291 | 16371.3411 | 15252.4055 | 16855.6337 | 17046.7419 | 15127.9085 | 14237.1809 | 18053.4853 | 15673.6926 | 15214.9562 | 15737.2564 | 14513.5366 | 14197.8222 | 17106.4918 | 15371.1691 | 12555.3203 | 18500.7643 | 15976.9356 | 17612.3344 | 18734.5207
NEM | Hydrogen Turbine | 0 | 0 | 0 | 0 | 0 | 0 | 0 | 212.9738 | 267.4306 | 162.3244 | 334.098 | 384.3115 | 243.2064 | 701.4236 | 1689.1103 | 2934.6479 | 3161.7117 | 4486.3546 | 4503.0035 | 5390.477 | 6285.6774 | 6119.7452 | 7555.0698 | 9746.635 | 10023.4219 | 10454.4709 | 11333.6763
NEM | Wind | 28907.716 | 73373.5037 | 84178.9761 | 104815.8591 | 139253.1183 | 153037.4991 | 169206.4852 | 174760.9799 | 194049.5422 | 198131.0021 | 210719.0641 | 249916.8661 | 273612.9318 | 307558.8318 | 347344.3634 | 364047.9835 | 360543.3112 | 387726.2545 | 416776.9342 | 449044.4224 | 471620.9492 | 497320.3166 | 545452.8469 | 647943.7417 | 692453.0018 | 705328.4085 | 741723.6925
NEM | Solar PV | 20941.9776 | 16943.4776 | 23132.881 | 29458.5908 | 36854.4652 | 47778.8341 | 53070.4607 | 73433.392 | 80014.2957 | 91709.8931 | 123351.9184 | 162337.9466 | 175085.919 | 189356.0012 | 180289.5889 | 196015.2875 | 208242.359 | 226109.4663 | 281244.5465 | 317343.9772 | 360041.1096 | 393334.4517 | 410786.2968 | 375472.7394 | 424153.253 | 459197.4847 | 576748.654
NEM | Grid Battery | 362.8499 | 415.7252 | 1438.4862 | 3198.5197 | 4426.2445 | 8333.7922 | 8502.3942 | 15349.9925 | 15915.1279 | 21725.3227 | 28591.4658 | 35264.8708 | 40106.4233 | 41662.6159 | 38161.9274 | 39892.4339 | 42136.6671 | 43283.9787 | 59718.3118 | 67147.8484 | 77749.2706 | 89142.6933 | 87962.5657 | 76514.3962 | 86572.8056 | 92636.3049 | 131968.9948
NEM | Pumped Hydro | 523.9787 | 1196.0946 | 3200.8418 | 5262.6724 | 10215.5616 | 10772.257 | 11428.9958 | 12140.5236 | 12156.7609 | 13546.505 | 13384.4336 | 13853.332 | 15334.0042 | 14488.0445 | 14512.601 | 14218.7523 | 14449.5103 | 13673.3043 | 14758.584 | 13760.0179 | 13800.7126 | 14577.6241 | 13486.5237 | 13843.4776 | 13527.6634 | 13350.126 | 12445.5188
NEM | VPP | 228.231 | 550.0187 | 872.9204 | 1322.5353 | 1817.0311 | 2248.8887 | 3046.5271 | 3646.9224 | 4204.6232 | 4994.1385 | 5886.7774 | 6802.0758 | 7987.7975 | 8987.5493 | 9409.7566 | 10103.4757 | 10947.8093 | 11030.5208 | 12046.1506 | 12075.589 | 12522.2297 | 13511.6758 | 14196.3146 | 13760.1169 | 14685.8626 | 15457.4588 | 15811.294
Total excluding storage |  | 188585.7432 | 191720.2356 | 199724.4435 | 214001.2549 | 243066.7245 | 271856.8826 | 287269.4051 | 307392.4433 | 331871.2693 | 352560.9002 | 406887.7372 | 492825.0819 | 531082.954 | 579339.9899 | 613941.9006 | 644899.3473 | 656185.0117 | 711023.9779 | 812149.7348 | 887511.0053 | 969008.9765 | 1034966.7358 | 1094346.0557 | 1158976.4072 | 1258576.2759 | 1315124.3691 | 1509957.2677
Region | Technology | 2023-24 | 2024-25 | 2025-26 | 2026-27 | 2027-28 | 2028-29 | 2029-30 | 2030-31 | 2031-32 | 2032-33 | 2033-34 | 2034-35 | 2035-36 | 2036-37 | 2037-38 | 2038-39 | 2039-40 | 2040-41 | 2041-42 | 2042-43 | 2043-44 | 2044-45 | 2045-46 | 2046-47 | 2047-48 | 2048-49 | 2049-50
NSW1 | Black Coal | 45087.1762 | 30743.938 | 27946.9551 | 17533.0275 | 6728.6006 | 6893.567 | 6422.0147 | 0 | 0 | 0 | 0 | 0 | 0 | 0 | 0 | 0 | 0 | 0 | 0 | 0 | 0 | 0 | 0 | 0 | 0 | 0 | 0
NSW1 | Brown Coal | 0 | 0 | 0 | 0 | 0 | 0 | 0 | 0 | 0 | 0 | 0 | 0 | 0 | 0 | 0 | 0 | 0 | 0 | 0 | 0 | 0 | 0 | 0 | 0 | 0 | 0 | 0
NSW1 | CCGT | 484.1903 | 62.2102 | 668.8993 | 1186.1171 | 1150.0654 | 1245.5231 | 1155.8308 | 1290.7828 | 1379.4327 | 1204.3318 | 1398.3934 | 1391.0763 | 680.8735 | 892.1751 | 1004.6415 | 847.85 | 380.1923 | 1953.4154 | 1900.0383 | 2014.3105 | 0 | 0 | 0 | 0 | 0 | 0 | 0
NSW1 | Gas - Steam | 0 | 0 | 0 | 0 | 0 | 0 | 0 | 0 | 0 | 0 | 0 | 0 | 0 | 0 | 0 | 0 | 0 | 0 | 0 | 0 | 0 | 0 | 0 | 0 | 0 | 0 | 0
NSW1 | OCGT / Diesel | 10.1439 | 3.7387 | 21.991 | 87.3017 | 48.7207 | 125.3652 | 6.7078 | 337.6238 | 67.5369 | 89.5894 | 11.807 | 30.0027 | 0.00023274 | 0.00024199 | 29.0573 | 0.00025604 | 26.0445 | 430.5481 | 87.6527 | 81.4653 | 705.7666 | 58.4651 | 0.00067578 | 317.7431 | 0.00072386 | 12.1213 | 7.2087
NSW1 | Hydro | 2032.0385 | 3227.1013 | 3165.9283 | 3119.0675 | 2832.2286 | 4069.0765 | 3309.3108 | 2964.1492 | 2915.7313 | 2753.1339 | 3226.7024 | 3351.334 | 3191.639 | 2692.6546 | 3849.5498 | 3267.7481 | 2864.0495 | 2857.9307 | 2709.7754 | 3022.6729 | 3413.6078 | 3196.3799 | 2580.469 | 3964.0174 | 3892.8165 | 3928.0512 | 3934.6064
NSW1 | Hydrogen Turbine | 0 | 0 | 0 | 0 | 0 | 0 | 0 | 212.9735 | 267.4303 | 162.3241 | 334.0976 | 384.3111 | 199.5495 | 441.7088 | 1207.7932 | 1236.8418 | 1053.0032 | 1186.4407 | 595.4144 | 1006.1162 | 1399.5863 | 746.5925 | 1101.8285 | 2301.598 | 1834.2053 | 1655.5789 | 1889.7147
NSW1 | Wind | 5989.1372 | 20950.4925 | 21009.9591 | 26884.4102 | 37516.344 | 38419.5686 | 38321.85 | 39219.9235 | 38982.7282 | 44538.7112 | 44076.7255 | 45377.1986 | 47832.3986 | 49870.3929 | 53032.3293 | 52502.1895 | 52654.9447 | 55641.0678 | 62512.7238 | 61105.3076 | 62066.276 | 64734.9112 | 65974.3737 | 79500.3758 | 77876.6537 | 76122.4864 | 72523.5401
NSW1 | Solar PV | 8835.7378 | 7589.7975 | 11034.5504 | 15602.6349 | 18364.346 | 20399.5044 | 21115.3711 | 27866.6351 | 30413.5971 | 31561.8289 | 32497.0421 | 32385.9554 | 34998.2691 | 36440.4348 | 39349.0448 | 40713.981 | 44259.8089 | 48478.25 | 49110.5983 | 51191.2841 | 54188.0749 | 57549.3696 | 56609.7535 | 56565.9015 | 57936.8054 | 62995.5825 | 63041.7017
NSW1 | Grid Battery | 17.2616 | 26.5924 | 1053.7709 | 2174.485 | 2815.22 | 3348.2791 | 3426.1723 | 8006.0192 | 7848.3384 | 8079.3509 | 7858.2248 | 7473.2424 | 8975.2846 | 9012.0169 | 10611.6823 | 10607.3114 | 11528.9212 | 10945.9196 | 11606.4799 | 11755.89 | 11595.7635 | 13595.3164 | 12242.224 | 11062.3392 | 10607.374 | 12591.5808 | 12530.9332
NSW1 | Pumped Hydro | 105.6462 | 305.5991 | 1105.9404 | 1733.0264 | 5659.9768 | 6213.059 | 5779.4187 | 5783.6293 | 5485.1016 | 6031.266 | 5853.3741 | 5684.3493 | 6337.4237 | 5990.391 | 6206.6497 | 5588.6762 | 5682.3916 | 5266.7016 | 5868.3912 | 5384.3776 | 5651.8844 | 5990.319 | 5451.2874 | 6217.432 | 5825.9454 | 5713.7432 | 5357.3095
NSW1 | VPP | 58.2822 | 173.5047 | 267.478 | 422.1971 | 578.263 | 729.7259 | 1005.4973 | 1206.2032 | 1408.9108 | 1685.9394 | 2014.293 | 2296.6233 | 2737.2322 | 3056.0744 | 3243.987 | 3482.9362 | 3845.8241 | 3866.7802 | 4130.9441 | 4197.0067 | 4297.1991 | 4747.0818 | 4959.1381 | 4845.0798 | 5045.7895 | 5495.5643 | 5656.0168
Total excluding storage |  | 62619.6139 | 63082.9746 | 66275.4724 | 68742.2675 | 75693.7651 | 81443.6688 | 80542.1735 | 86887.9396 | 88768.8073 | 96106.4756 | 97270.6599 | 98374.093 | 104952.6704 | 108395.8487 | 118534.7351 | 118247.5344 | 122295.1802 | 130627.0541 | 138522.0181 | 139758.431 | 143318.1586 | 150618.4356 | 148919.075 | 164774.4868 | 163019.5905 | 168514.7086 | 164941.0311
Region | Technology | 2023-24 | 2024-25 | 2025-26 | 2026-27 | 2027-28 | 2028-29 | 2029-30 | 2030-31 | 2031-32 | 2032-33 | 2033-34 | 2034-35 | 2035-36 | 2036-37 | 2037-38 | 2038-39 | 2039-40 | 2040-41 | 2041-42 | 2042-43 | 2043-44 | 2044-45 | 2045-46 | 2046-47 | 2047-48 | 2048-49 | 2049-50
QLD1 | Black Coal | 40492.9421 | 29698.9274 | 19103.4139 | 16694.9789 | 11848.0768 | 7648.9206 | 4269.2708 | 0 | 0 | 0 | 0 | 0 | 0 | 0 | 0 | 0 | 0 | 0 | 0 | 0 | 0 | 0 | 0 | 0 | 0 | 0 | 0
QLD1 | Brown Coal | 0 | 0 | 0 | 0 | 0 | 0 | 0 | 0 | 0 | 0 | 0 | 0 | 0 | 0 | 0 | 0 | 0 | 0 | 0 | 0 | 0 | 0 | 0 | 0 | 0 | 0 | 0
QLD1 | CCGT | 4236.336 | 2580.8665 | 4072.7831 | 4291.1748 | 3788.4477 | 3896.3524 | 3963.849 | 4166.9157 | 4653.7166 | 4234.2441 | 4635.6545 | 3702.9068 | 2473.2984 | 1206.1826 | 3026.2949 | 937.7612 | 915.1129 | 5250.6244 | 5349.615 | 5435.062 | 5500.5617 | 5435.8812 | 2268.3373 | 1209.4033 | 1168.0548 | 974.9335 | 1150.8939
QLD1 | Gas - Steam | 0 | 0 | 0 | 0 | 0 | 0 | 0 | 0 | 0 | 0 | 0 | 0 | 0 | 0 | 0 | 0 | 0 | 0 | 0 | 0 | 0 | 0 | 0 | 0 | 0 | 0 | 0
QLD1 | OCGT / Diesel | 3.9341 | 0.00016444 | 5.2851 | 49.1331 | 66.6702 | 156.8484 | 36.674 | 472.1957 | 236.633 | 138.0885 | 6.6236 | 0.00020913 | 0.00020081 | 0.00020411 | 1.1752 | 0.00021164 | 47.0217 | 176.1554 | 26.3049 | 0.00089874 | 60.6017 | 0.00085468 | 14.7747 | 1474.5064 | 0.00082446 | 0.00079045 | 0.00066253
QLD1 | Hydro | 727.4872 | 699.5149 | 734.4095 | 697.1092 | 704.8293 | 707.7349 | 714.6336 | 671.132 | 688.7619 | 702.2867 | 691.5088 | 687.3816 | 699.7011 | 674.78 | 214.0301 | 224.7153 | 208.4816 | 217.9973 | 215.2017 | 0 | 0 | 0 | 0 | 0 | 0 | 0 | 0
QLD1 | Hydrogen Turbine | 0 | 0 | 0 | 0 | 0 | 0 | 0 | 0.00010127 | 0.00011878 | 0.00011828 | 0.00013225 | 0.00013189 | 0.00014238 | 0.00018454 | 0.00028222 | 0.00025625 | 0.0001778 | 0.00021115 | 0.00017007 | 0.00019606 | 0.00021605 | 0.00021886 | 0.0002488 | 0.00059081 | 0.00031768 | 0.0003157 | 0.000378
QLD1 | Wind | 4040.2895 | 17851.9626 | 25728.9798 | 30892.9038 | 38539.8442 | 40497.056 | 47853.9087 | 50773.9093 | 54800.5869 | 56914.9931 | 60204.9433 | 90140.4723 | 100634.5705 | 113701.0842 | 127749.577 | 132929.1544 | 135474.3498 | 132542.7968 | 142166.5544 | 167644.929 | 176164.3313 | 191868.8283 | 234525.1254 | 293575.0991 | 300139.5432 | 312852.8408 | 308754.1983
QLD1 | Solar PV | 8567.4971 | 6703.7278 | 8889.8553 | 10000.2634 | 11462.091 | 17106.3581 | 21122.2312 | 25094.3952 | 28733.7952 | 32522.5735 | 48833.7653 | 73842.1089 | 76360.2974 | 78522.8487 | 70337.9796 | 80244.9624 | 82037.3516 | 95669.4325 | 105172.5047 | 140885.8663 | 150004.7504 | 175001.273 | 188703.6091 | 163271.8658 | 186536.375 | 194557.0821 | 304471.7092
QLD1 | Grid Battery | 50.4284 | 58.2518 | 52.3 | 53.1986 | 53.3404 | 3521.7614 | 3655.4912 | 3697.6758 | 3718.1724 | 5480.3793 | 11121.9027 | 15545.0327 | 15986.7393 | 15858.721 | 13208.0039 | 14681.6248 | 14939.4437 | 18235.6602 | 20139.1336 | 29615.1472 | 31992.7867 | 38867.3614 | 37208.4664 | 30018.8519 | 34186.1124 | 34068.3703 | 73710.5394
QLD1 | Pumped Hydro | 418.3325 | 890.4954 | 2094.8992 | 3357.2671 | 3842.1349 | 3515.492 | 4039.2156 | 4375.5847 | 4308.0936 | 4539.841 | 4154.8488 | 4012.5325 | 4139.5493 | 3857.534 | 3405.0155 | 3693.8168 | 3909.4322 | 3776.755 | 3901.9042 | 3619.912 | 3616.7886 | 3519.5866 | 3400.0319 | 3194.3844 | 3201.0008 | 3332.7692 | 3163.8786
QLD1 | VPP | 56.197 | 142.3402 | 223.7835 | 347.5136 | 489.3533 | 642.3901 | 880.954 | 1072.2109 | 1247.609 | 1478.3083 | 1781.3636 | 2077.2842 | 2386.6702 | 2652.2642 | 2718.8938 | 3003.5835 | 3195.5625 | 3365.3198 | 3570.9385 | 3681.062 | 3858.0361 | 4034.719 | 4132.7563 | 3940.175 | 4410.072 | 4525.2954 | 4852.9346
Total excluding storage |  | 58593.4438 | 58626.0868 | 60905.7094 | 66383.5424 | 70794.7877 | 77692.9138 | 86536.2281 | 90324.0194 | 98387.3688 | 106010.7146 | 131430.6107 | 190007.7194 | 202680.8266 | 216473.4151 | 220660.9704 | 235715.6189 | 240726.7561 | 259234.7418 | 280542.1573 | 350881.9797 | 371197.8567 | 418727.6505 | 470253.1015 | 496684.2865 | 529641.1593 | 550311.2924 | 696104.155
Region | Technology | 2023-24 | 2024-25 | 2025-26 | 2026-27 | 2027-28 | 2028-29 | 2029-30 | 2030-31 | 2031-32 | 2032-33 | 2033-34 | 2034-35 | 2035-36 | 2036-37 | 2037-38 | 2038-39 | 2039-40 | 2040-41 | 2041-42 | 2042-43 | 2043-44 | 2044-45 | 2045-46 | 2046-47 | 2047-48 | 2048-49 | 2049-50
VIC1 | Black Coal | 0 | 0 | 0 | 0 | 0 | 0 | 0 | 0 | 0 | 0 | 0 | 0 | 0 | 0 | 0 | 0 | 0 | 0 | 0 | 0 | 0 | 0 | 0 | 0 | 0 | 0 | 0
VIC1 | Brown Coal | 26521.8987 | 20815.8311 | 17570.4898 | 13680.566 | 9129.1615 | 5879.967 | 5988.208 | 0 | 0 | 0 | 0 | 0 | 0 | 0 | 0 | 0 | 0 | 0 | 0 | 0 | 0 | 0 | 0 | 0 | 0 | 0 | 0
VIC1 | CCGT | 0 | 0 | 0 | 0 | 0 | 0 | 0 | 0 | 0 | 0 | 0 | 0 | 0 | 0 | 0 | 0 | 0 | 0 | 0 | 0 | 0 | 0 | 0 | 0 | 0 | 0 | 0
VIC1 | Gas - Steam | 22.1232 | 15.3219 | 175.3635 | 188.0756 | 477.6747 | 1335.9365 | 287.4558 | 1394.7328 | 534.4084 | 447.4651 | 201.1341 | 249.2942 | 135.1075 | 85.0434 | 234.5433 | 132.4557 | 0 | 0 | 0 | 0 | 0 | 0 | 0 | 0 | 0 | 0 | 0
VIC1 | OCGT / Diesel | 27.8387 | 12.2354 | 99.7521 | 182.4275 | 329.1229 | 1137.7282 | 183.5993 | 1305.8918 | 324.9068 | 340.8495 | 122.9186 | 446.5496 | 168.467 | 88.8326 | 147.3257 | 95.006 | 117.1956 | 328.4321 | 359.1538 | 156.3975 | 1199.8177 | 94.7119 | 68.0044 | 192.8826 | 15.2749 | 100.7244 | 32.8124
VIC1 | Hydro | 2759.4439 | 3327.6332 | 3445.1039 | 3271.0884 | 2733.0768 | 4102.6784 | 3419.58 | 2962.4343 | 2961.2503 | 2695.5948 | 3289.9567 | 3410.1811 | 3238.6177 | 2712.6779 | 4083.2995 | 3418.5685 | 2963.3755 | 2960.3268 | 2696.6827 | 3287.2148 | 3423.4766 | 3240.2404 | 2717.8274 | 4090.5521 | 4099.5443 | 4103.8128 | 4101.6102
VIC1 | Hydrogen Turbine | 0 | 0 | 0 | 0 | 0 | 0 | 0 | 0 | 0 | 0 | 0 | 0 | 43.6565 | 259.7143 | 481.3158 | 1697.8049 | 2108.7073 | 3299.9128 | 3907.5881 | 4384.3594 | 4886.089 | 5373.1514 | 6453.24 | 7025.4966 | 7758.362 | 8355.657 | 8988.217
VIC1 | Wind | 10185.3074 | 16107.7687 | 17354.4737 | 20978.0408 | 27609.0655 | 28066.7219 | 29872.7978 | 29737.7349 | 33330.2378 | 29901.7111 | 33116.165 | 31509.1354 | 32752.0223 | 34092.9717 | 35284.9404 | 43245.2429 | 41685.6361 | 47605.005 | 43510.6261 | 51475.2989 | 55429.0933 | 56117.9768 | 57067.6314 | 59242.4796 | 76188.0821 | 72110.5589 | 79485.9732
VIC1 | Solar PV | 2216.0979 | 1644.4052 | 1725.1614 | 2282.0029 | 4199.73 | 4470.1884 | 4603.8741 | 7198.9131 | 6946.6104 | 9041.2466 | 9454.8177 | 13629.8375 | 17373.5515 | 17909.1105 | 15238.6673 | 15681.6471 | 17870.9846 | 17504.5308 | 22646.706 | 21690.638 | 26328.8774 | 28411.6942 | 30012.8891 | 24867.8261 | 27610.8801 | 29588.3657 | 27753.2092
VIC1 | Grid Battery | 127.5254 | 159.8635 | 162.0499 | 802.1085 | 1386.4394 | 1302.8913 | 1263.801 | 2524.1731 | 2256.2923 | 3336.6026 | 3129.6721 | 3969.3185 | 6099.2408 | 6129.0037 | 5542.3122 | 5465.6824 | 5914.1039 | 4938.0336 | 6592.75 | 6016.5968 | 7007.4463 | 8179.0221 | 8514.0274 | 7239.5208 | 7478.8328 | 7861.8658 | 6601.0955
VIC1 | Pumped Hydro | 0 | 0 | 0.00061892 | 172.3764 | 713.4459 | 770.8387 | 737.8345 | 795.6134 | 758.1677 | 787.2362 | 745.1826 | 713.9877 | 724.0097 | 710.6312 | 675.5085 | 672.2166 | 713.6823 | 613.5219 | 741.9266 | 716.7828 | 689.7462 | 743.3357 | 695.5078 | 637.3143 | 677.7707 | 707.486 | 624.9951
VIC1 | VPP | 35.7778 | 110.6934 | 215.4275 | 344.3545 | 487.9103 | 573.5931 | 787.1453 | 913.0387 | 1006.4655 | 1157.9249 | 1314.0051 | 1502.718 | 1805.3142 | 2074.1301 | 2208.6216 | 2321.9287 | 2486.4412 | 2370.4501 | 2738.9534 | 2617.7675 | 2671.1298 | 2949.3527 | 3174.0366 | 3067.4313 | 3246.6688 | 3350.5698 | 3161.6413
Total excluding storage |  | 41896.013 | 42193.7523 | 40747.8223 | 41901.0405 | 47065.627 | 47640.5435 | 47144.2957 | 46832.5322 | 48118.3392 | 47708.6307 | 51373.8518 | 55431.022 | 62339.9873 | 64062.1155 | 63896.5344 | 72730.5528 | 73860.1265 | 79620.213 | 83194.3868 | 90345.0556 | 101635.6763 | 105109.4852 | 108703.1641 | 106363.5033 | 127075.4156 | 126179.0404 | 130749.5539
Region | Technology | 2023-24 | 2024-25 | 2025-26 | 2026-27 | 2027-28 | 2028-29 | 2029-30 | 2030-31 | 2031-32 | 2032-33 | 2033-34 | 2034-35 | 2035-36 | 2036-37 | 2037-38 | 2038-39 | 2039-40 | 2040-41 | 2041-42 | 2042-43 | 2043-44 | 2044-45 | 2045-46 | 2046-47 | 2047-48 | 2048-49 | 2049-50
SA1 | Black Coal | 0 | 0 | 0 | 0 | 0 | 0 | 0 | 0 | 0 | 0 | 0 | 0 | 0 | 0 | 0 | 0 | 0 | 0 | 0 | 0 | 0 | 0 | 0 | 0 | 0 | 0 | 0
SA1 | Brown Coal | 0 | 0 | 0 | 0 | 0 | 0 | 0 | 0 | 0 | 0 | 0 | 0 | 0 | 0 | 0 | 0 | 0 | 0 | 0 | 0 | 0 | 0 | 0 | 0 | 0 | 0 | 0
SA1 | CCGT | 2295.3058 | 1112.9221 | 1514.6726 | 1258.4758 | 1245.4192 | 1736.0902 | 1450.2177 | 1768.175 | 1538.435 | 493.7752 | 1337.6486 | 1291.7509 | 114.6083 | 71.8025 | 0 | 0 | 0 | 0 | 0 | 0 | 0 | 0 | 0 | 0 | 0 | 0 | 0
SA1 | Gas - Steam | 199.876 | 104.7952 | 372.5763 | 0 | 0 | 0 | 0 | 0 | 0 | 0 | 0 | 0 | 0 | 0 | 0 | 0 | 0 | 0 | 0 | 0 | 0 | 0 | 0 | 0 | 0 | 0 | 0
SA1 | OCGT / Diesel | 506.0275 | 198.5873 | 477.1887 | 259.8678 | 374.5765 | 776.9987 | 139.8141 | 765.0503 | 156.1169 | 81.8881 | 50.1663 | 107.3563 | 12.4078 | 4.306 | 38.0298 | 0.00028328 | 3.1195 | 837.6667 | 865.9025 | 863.6146 | 2415.7877 | 0.00056122 | 0.00053121 | 0.00050677 | 0.00046002 | 0.00053013 | 0.00051836
SA1 | Hydro | 0 | 0 | 0 | 0 | 0 | 0 | 0 | 0 | 0 | 0 | 0 | 0 | 0 | 0 | 0 | 0 | 0 | 0 | 0 | 0 | 0 | 0 | 0 | 0 | 0 | 0 | 0
SA1 | Hydrogen Turbine | 0 | 0 | 0 | 0 | 0 | 0 | 0 | 0.00010845 | 0.00010432 | 9.3063e-05 | 0.00013779 | 0.00017976 | 0.00013018 | 0.0001631 | 0.00032626 | 0.00026465 | 0.00033996 | 0.0002626 | 0.00026216 | 0.0003917 | 0.00086722 | 0.00041297 | 0.00037052 | 0.00063763 | 0.0005631 | 0.00081707 | 0.00079069
SA1 | Wind | 6823.7482 | 9761.4559 | 9455.7331 | 14380.6736 | 14683.9588 | 23694.4782 | 24368.8909 | 26229.9925 | 28186.5204 | 26688.9358 | 32409.9308 | 29435.4665 | 37631.2866 | 44779.891 | 56185.5605 | 62393.1246 | 58988.0267 | 67178.2655 | 81571.9295 | 88254.3636 | 88311.1189 | 95944.2702 | 94785.8585 | 109065.2445 | 128037.9067 | 127521.7408 | 154044.1241
SA1 | Solar PV | 1322.6449 | 1005.547 | 1483.3138 | 1573.6892 | 2461.4363 | 5338.8333 | 5501.3698 | 10573.5398 | 11417.6742 | 15912.7454 | 24327.9272 | 29842.0059 | 32110.7098 | 40596.0949 | 38763.8794 | 41346.6156 | 43796.2437 | 44764.6374 | 83248.9127 | 76636.017 | 101064.8844 | 102353.1351 | 106447.8385 | 95669.1429 | 106584.9071 | 113342.6291 | 125419.5743
SA1 | Grid Battery | 167.6345 | 171.0171 | 170.365 | 168.727 | 171.244 | 160.8597 | 156.9289 | 1122.1234 | 2092.3231 | 4828.9881 | 6481.6639 | 8277.2745 | 9045.1557 | 10662.8701 | 8799.9156 | 9051.7731 | 9665.4861 | 9078.4022 | 20689.7556 | 18071.2821 | 25526.0523 | 26726.4556 | 28213.1777 | 23561.4104 | 24883.8201 | 26008.719 | 27922.7789
SA1 | Pumped Hydro | 0 | 0 | 0.00054984 | 0.00099375 | 0.0010847 | 0.0010798 | 0.0010645 | 0.0011469 | 0.0011314 | 0.0011458 | 0.0010753 | 0.0011285 | 0.0011435 | 0.0011888 | 0.0011598 | 0.0011539 | 0.0012269 | 0.0012449 | 0.0012785 | 0.0013245 | 0.001439 | 0.0015103 | 0.0015601 | 0.0014929 | 0.0014947 | 0.0016489 | 0.0018504
SA1 | VPP | 75.1364 | 114.3597 | 151.4856 | 187.9687 | 231.7543 | 262.2028 | 328.616 | 398.8866 | 454.3153 | 579.5511 | 676.4365 | 800.6563 | 917.533 | 1039.5475 | 1063.4159 | 1108.8252 | 1209.8745 | 1207.2521 | 1368.5935 | 1355.5448 | 1456.7328 | 1528.1542 | 1652.6882 | 1631.7603 | 1679.5029 | 1764.7249 | 1791.9724
Total excluding storage |  | 11390.3732 | 12468.6841 | 13625.3357 | 17829.403 | 19168.3903 | 31969.464 | 31945.8385 | 40857.7688 | 43845.3862 | 48585.8848 | 65283.7745 | 69754.5117 | 79831.7025 | 97154.5134 | 104850.8025 | 113900.3402 | 113662.7521 | 123066.2254 | 187745.0954 | 185180.8239 | 218774.5785 | 226552.0177 | 231099.5654 | 229927.5607 | 261186.1393 | 268637.8168 | 309178.4528
Region | Technology | 2023-24 | 2024-25 | 2025-26 | 2026-27 | 2027-28 | 2028-29 | 2029-30 | 2030-31 | 2031-32 | 2032-33 | 2033-34 | 2034-35 | 2035-36 | 2036-37 | 2037-38 | 2038-39 | 2039-40 | 2040-41 | 2041-42 | 2042-43 | 2043-44 | 2044-45 | 2045-46 | 2046-47 | 2047-48 | 2048-49 | 2049-50
TAS1 | Black Coal | 0 | 0 | 0 | 0 | 0 | 0 | 0 | 0 | 0 | 0 | 0 | 0 | 0 | 0 | 0 | 0 | 0 | 0 | 0 | 0 | 0 | 0 | 0 | 0 | 0 | 0 | 0
TAS1 | Brown Coal | 0 | 0 | 0 | 0 | 0 | 0 | 0 | 0 | 0 | 0 | 0 | 0 | 0 | 0 | 0 | 0 | 0 | 0 | 0 | 0 | 0 | 0 | 0 | 0 | 0 | 0 | 0
TAS1 | CCGT | 0 | 0 | 0 | 0 | 0 | 0 | 0 | 0 | 0 | 0 | 0 | 0 | 0 | 0 | 0 | 0 | 0 | 0 | 0 | 0 | 0 | 0 | 0 | 0 | 0 | 0 | 0
TAS1 | Gas - Steam | 0 | 0 | 0 | 0 | 0 | 0 | 0 | 0 | 0 | 0 | 0 | 0 | 0 | 0 | 0 | 0 | 0 | 0 | 0 | 0 | 0 | 0 | 0 | 0 | 0 | 0 | 0
TAS1 | OCGT / Diesel | 4.4535e-05 | 6.9933e-05 | 7.5111e-05 | 0.49558 | 1.3524 | 0.16335 | 0.00010445 | 0.00011127 | 0.96124 | 9.0773 | 0.00011829 | 0.00012603 | 0.00011643 | 0.00012209 | 0.00014238 | 0.00013844 | 0.00014744 | 0.00022555 | 0.00022778 | 0.00024605 | 0.00034258 | 0.00023049 | 0.00023276 | 0.00033569 | 0.00032282 | 0.00042791 | 0.00036326
TAS1 | Hydro | 12214.228 | 6637.7924 | 7525.5259 | 7444.1712 | 9042.2805 | 9972.6611 | 10667.3756 | 9748.5755 | 9805.5977 | 9101.3901 | 9647.4658 | 9597.8452 | 7997.9508 | 8157.0683 | 9906.6058 | 8762.6607 | 9179.0496 | 9701.0016 | 8891.8769 | 7887.9345 | 10269.4074 | 8934.5488 | 7257.0239 | 10446.1949 | 7984.5748 | 9580.4704 | 10698.3041
TAS1 | Hydrogen Turbine | 0 | 0 | 0 | 0 | 0 | 0 | 0 | 5.1111e-05 | 6.3677e-05 | 7.0598e-05 | 8.7173e-05 | 0.0001365 | 0.00010365 | 0.0001401 | 0.00066973 | 0.00065363 | 0.00070628 | 0.00061352 | 0.00060141 | 0.00085149 | 0.0010202 | 0.00068979 | 0.00068174 | 419.5392 | 430.8537 | 443.2339 | 455.7434
TAS1 | Wind | 1869.2336 | 8701.824 | 10629.8304 | 11679.8307 | 20903.9059 | 22359.6745 | 28789.0379 | 28799.4197 | 38749.4689 | 40086.6509 | 40911.2996 | 53454.5934 | 54762.6538 | 65114.4921 | 75091.9562 | 72978.2721 | 71740.354 | 84759.1193 | 87015.1003 | 80564.5233 | 89650.1296 | 88654.3302 | 93099.8579 | 106560.5427 | 110210.816 | 116720.7816 | 126915.8568
TAS1 | Solar PV | 0 | 0.00016801 | 0.00021918 | 0.00054059 | 366.8619 | 463.95 | 727.6145 | 2699.9088 | 2502.6188 | 2671.4988 | 8238.366 | 12638.0389 | 14243.0911 | 15887.5123 | 16600.0177 | 18028.0814 | 20277.9703 | 19692.6156 | 21065.8248 | 26940.1718 | 28454.5225 | 30018.9798 | 29012.2066 | 35098.003 | 45484.2856 | 58713.8253 | 56062.4596
TAS1 | Grid Battery | 0 | 0.00043814 | 0.00048983 | 0.00057827 | 0.00068852 | 0.00069167 | 0.00077408 | 0.0010116 | 0.0016739 | 0.0019303 | 0.0023338 | 0.002651 | 0.0030201 | 0.0041273 | 0.013406 | 86.0421 | 88.7121 | 85.9631 | 690.1927 | 1688.9323 | 1627.2218 | 1774.5377 | 1784.6701 | 4632.2739 | 9416.6664 | 12105.7689 | 11203.6478
TAS1 | Pumped Hydro | 0 | 0 | 0.0010311 | 0.0014495 | 0.0028309 | 272.8662 | 872.5258 | 1185.6951 | 1605.3968 | 2188.1606 | 2631.0271 | 3442.4614 | 4133.0203 | 3929.487 | 4225.426 | 4264.0416 | 4144.003 | 4016.3245 | 4246.3607 | 4038.9442 | 3842.2918 | 4324.3813 | 3939.695 | 3794.3454 | 3822.945 | 3596.1259 | 3299.3338
TAS1 | VPP | 2.8376 | 9.1207 | 14.7457 | 20.5015 | 29.7501 | 40.9767 | 44.3145 | 56.583 | 87.3226 | 92.4148 | 100.6793 | 124.794 | 141.048 | 165.533 | 174.8382 | 186.2021 | 210.1069 | 220.7186 | 236.721 | 224.208 | 239.132 | 252.3681 | 277.6954 | 275.6706 | 303.8294 | 321.3044 | 348.7289
Total excluding storage |  | 14086.2993 | 15348.7379 | 18170.1037 | 19145.0016 | 30344.1544 | 33110.2925 | 41100.8693 | 42490.1833 | 52751.3677 | 54149.1944 | 61528.8403 | 79257.7358 | 81277.7673 | 93254.0973 | 105998.8582 | 104305.3009 | 105640.1967 | 118475.7436 | 122146.0773 | 121344.7151 | 134082.7064 | 133959.1468 | 135371.1497 | 161226.57 | 177653.9713 | 201481.5109 | 208984.0747
Explicitly modelled pumping
Region | Technology | 2023-24 | 2024-25 | 2025-26 | 2026-27 | 2027-28 | 2028-29 | 2029-30 | 2030-31 | 2031-32 | 2032-33 | 2033-34 | 2034-35 | 2035-36 | 2036-37 | 2037-38 | 2038-39 | 2039-40 | 2040-41 | 2041-42 | 2042-43 | 2043-44 | 2044-45 | 2045-46 | 2046-47 | 2047-48 | 2048-49 | 2049-50
NEM | Grid Battery pump | 429.3645 | 494.7127 | 1712.4458 | 3827.3354 | 5322.3273 | 10004.7521 | 10233.0389 | 18459.2173 | 19190.4312 | 26148.7484 | 34403.9205 | 42478.7412 | 48273.1353 | 50185.5733 | 46053.1983 | 48031.0362 | 50650.1536 | 52253.3636 | 71865.5191 | 81098.9021 | 93390.0615 | 107406.6736 | 106225.5826 | 92064.5458 | 104405.399 | 111424.2543 | 158918.9255
NEM | Pumped Hydro Pump | 1249.649 | 3143.6808 | 5446.5828 | 8654.6398 | 15036.4386 | 15568.5208 | 17043.731 | 17018.9251 | 17785.6777 | 19332.2229 | 19218.0527 | 19638.278 | 21726.5109 | 20928.3796 | 20193.5252 | 19983.2838 | 20434.3203 | 19656.262 | 20908.7904 | 19897.7748 | 19092.7397 | 20801.9338 | 19617.8432 | 19182.2208 | 19230.4845 | 18959.2528 | 17748.3792
NEM | VPP pump | 267.6448 | 648.0606 | 1027.3223 | 1554.5868 | 2140.6555 | 2642.7795 | 3588.2743 | 4286.3746 | 4956.5958 | 5870.5616 | 6925.0123 | 8003.1536 | 9392.2171 | 10574.5673 | 11088.3624 | 11890.6852 | 12856.4905 | 13004.9123 | 14147.4082 | 14237.3103 | 14698.9969 | 15896.3555 | 16740.509 | 16162.1424 | 17293.1022 | 18155.6345 | 18601.8619
Region | Technology | 2023-24 | 2024-25 | 2025-26 | 2026-27 | 2027-28 | 2028-29 | 2029-30 | 2030-31 | 2031-32 | 2032-33 | 2033-34 | 2034-35 | 2035-36 | 2036-37 | 2037-38 | 2038-39 | 2039-40 | 2040-41 | 2041-42 | 2042-43 | 2043-44 | 2044-45 | 2045-46 | 2046-47 | 2047-48 | 2048-49 | 2049-50
NSW1 | Grid Battery pump | 20.4603 | 31.6844 | 1256.2507 | 2601.1296 | 3381.9891 | 4010.7866 | 4117.2524 | 9623.5445 | 9464.1292 | 9696.536 | 9455.1279 | 8988.2778 | 10789.6691 | 10841.9515 | 12814.3681 | 12748.9733 | 13845.4507 | 13218.5492 | 13943.1856 | 14146.1818 | 13936.6409 | 16364.8504 | 14799.5002 | 13277.5709 | 12810.4776 | 15140.8739 | 15096.7041
NSW1 | Pumped Hydro Pump | 649.8288 | 1880.4192 | 2615.4936 | 3980.4632 | 8953.4324 | 9563.6498 | 9530.2764 | 8630.0403 | 8906.4862 | 9381.3958 | 9291.972 | 8824.9702 | 9870.6034 | 9595.6248 | 9272.7768 | 8603.0462 | 8884.5695 | 8479.5126 | 9171.3094 | 8773.7243 | 8419.4739 | 9460.9583 | 8887.8963 | 9200.978 | 9005.3726 | 8917.3672 | 8408.7706
NSW1 | VPP pump | 68.3002 | 204.3736 | 314.4297 | 496.7025 | 680.5904 | 858.2201 | 1183.1764 | 1418.8242 | 1661.9462 | 1979.1146 | 2371.7957 | 2703.9183 | 3216.1643 | 3595.3816 | 3825.8867 | 4097.8418 | 4514.7975 | 4562.6411 | 4848.4844 | 4941.6913 | 5049.4532 | 5584.9195 | 5850.9473 | 5683.3087 | 5945.3056 | 6456.2872 | 6654.1372
Region | Technology | 2023-24 | 2024-25 | 2025-26 | 2026-27 | 2027-28 | 2028-29 | 2029-30 | 2030-31 | 2031-32 | 2032-33 | 2033-34 | 2034-35 | 2035-36 | 2036-37 | 2037-38 | 2038-39 | 2039-40 | 2040-41 | 2041-42 | 2042-43 | 2043-44 | 2044-45 | 2045-46 | 2046-47 | 2047-48 | 2048-49 | 2049-50
QLD1 | Grid Battery pump | 59.8552 | 69.3759 | 62.4119 | 63.1531 | 63.5551 | 4242.2665 | 4403.4489 | 4454.2686 | 4492.2756 | 6589.262 | 13398.7241 | 18737.4967 | 19250.9768 | 19106.1382 | 15975.1247 | 17625.4661 | 17998.5883 | 21970.024 | 24263.1642 | 35798.297 | 38426.6132 | 46828.8031 | 44870.4072 | 36284.4176 | 41026.5207 | 41123.2321 | 88729.4176
QLD1 | Pumped Hydro Pump | 599.8202 | 1263.2616 | 2831.0864 | 4447.3624 | 5134.3678 | 4641.4623 | 5379.4174 | 5796.0356 | 5770.0239 | 6002.8048 | 5495.0673 | 5360.2589 | 5470.9845 | 5147.2195 | 4552.2636 | 4852.7996 | 5190.4177 | 5023.7765 | 5177.5676 | 4844.3403 | 4771.8681 | 4690.729 | 4550.8786 | 4230.2248 | 4223.0006 | 4459.3512 | 4175.9932
QLD1 | VPP pump | 65.9209 | 167.4963 | 263.9694 | 408.1075 | 576.0696 | 755.3932 | 1036.4164 | 1261.4246 | 1471.832 | 1735.1295 | 2095.7607 | 2444.579 | 2807.0928 | 3120.3108 | 3208.308 | 3524.0251 | 3759.478 | 3959.2026 | 4201.101 | 4342.341 | 4527.186 | 4747.469 | 4865.9966 | 4644.8228 | 5174.3257 | 5323.877 | 5709.3345
Region | Technology | 2023-24 | 2024-25 | 2025-26 | 2026-27 | 2027-28 | 2028-29 | 2029-30 | 2030-31 | 2031-32 | 2032-33 | 2033-34 | 2034-35 | 2035-36 | 2036-37 | 2037-38 | 2038-39 | 2039-40 | 2040-41 | 2041-42 | 2042-43 | 2043-44 | 2044-45 | 2045-46 | 2046-47 | 2047-48 | 2048-49 | 2049-50
VIC1 | Grid Battery pump | 151.356 | 190.8983 | 192.8565 | 963.5077 | 1673.68 | 1561.9997 | 1526.1838 | 3033.4524 | 2716.4849 | 4029.7104 | 3763.1113 | 4783.6294 | 7338.0227 | 7393.8966 | 6664.6568 | 6607.1991 | 7100.3878 | 5979.3421 | 7911.8531 | 7286.4353 | 8405.1828 | 9854.2437 | 10309.7516 | 8670.4286 | 9059.284 | 9423.4858 | 7953.127
VIC1 | Pumped Hydro Pump | 0 | 0 | 0.0008191 | 226.811 | 948.6332 | 1004.3728 | 981.6028 | 1036.092 | 997.5892 | 1037.7778 | 984.3971 | 936.0582 | 950.2092 | 945.8089 | 878.0593 | 889.5053 | 934.0459 | 815.3758 | 968.1091 | 953.903 | 896.7931 | 978.0733 | 925.9096 | 827.8037 | 902.5713 | 920.1349 | 822.3841
VIC1 | VPP pump | 41.9488 | 130.5783 | 253.6692 | 404.547 | 575.4817 | 673.3459 | 928.6825 | 1071.534 | 1185.4286 | 1363.6218 | 1545.223 | 1765.8602 | 2123.8989 | 2440.4176 | 2598.1137 | 2740.4352 | 2916.4706 | 2798.7039 | 3212.3588 | 3090.3571 | 3131.8746 | 3469.8724 | 3746.4287 | 3596.4285 | 3833.193 | 3928.2641 | 3719.9183
Region | Technology | 2023-24 | 2024-25 | 2025-26 | 2026-27 | 2027-28 | 2028-29 | 2029-30 | 2030-31 | 2031-32 | 2032-33 | 2033-34 | 2034-35 | 2035-36 | 2036-37 | 2037-38 | 2038-39 | 2039-40 | 2040-41 | 2041-42 | 2042-43 | 2043-44 | 2044-45 | 2045-46 | 2046-47 | 2047-48 | 2048-49 | 2049-50
SA1 | Grid Battery pump | 197.693 | 202.7535 | 200.926 | 199.5444 | 203.1023 | 189.6984 | 186.1529 | 1347.9507 | 2517.5396 | 5833.2377 | 7786.9543 | 9969.3341 | 10894.4631 | 12843.5821 | 10599.0327 | 10945.2351 | 11599.3424 | 10981.6079 | 24915.9948 | 21823.0443 | 30661.1167 | 32230.9 | 34085.5985 | 28261.1968 | 30105.37 | 31209.7644 | 33641.3059
SA1 | Pumped Hydro Pump | 0 | 0 | 0.00072447 | 0.0013066 | 0.0014334 | 0.0014145 | 0.0014072 | 0.0015036 | 0.0014881 | 0.0015095 | 0.0014161 | 0.0014813 | 0.0015058 | 0.0015665 | 0.0015243 | 0.0015204 | 0.0016103 | 0.0016441 | 0.0016782 | 0.0017469 | 0.0018862 | 0.0019914 | 0.0020568 | 0.0019552 | 0.001977 | 0.0021591 | 0.0024372
SA1 | VPP pump | 88.1552 | 134.8822 | 177.8769 | 221.1396 | 273.3925 | 307.7336 | 387.7556 | 468.1298 | 534.4886 | 683.776 | 793.8564 | 941.9485 | 1079.4506 | 1223.0514 | 1251.0232 | 1308.5312 | 1419.3505 | 1424.6957 | 1606.9686 | 1598.203 | 1709.1008 | 1798.1853 | 1949.3375 | 1914.3625 | 1981.6399 | 2070.3928 | 2108.2026
Region | Technology | 2023-24 | 2024-25 | 2025-26 | 2026-27 | 2027-28 | 2028-29 | 2029-30 | 2030-31 | 2031-32 | 2032-33 | 2033-34 | 2034-35 | 2035-36 | 2036-37 | 2037-38 | 2038-39 | 2039-40 | 2040-41 | 2041-42 | 2042-43 | 2043-44 | 2044-45 | 2045-46 | 2046-47 | 2047-48 | 2048-49 | 2049-50
TAS1 | Grid Battery pump | 0 | 0.00052071 | 0.0005819 | 0.00068644 | 0.00081914 | 0.00082053 | 0.00092078 | 0.0012013 | 0.0019907 | 0.0023013 | 0.0027736 | 0.0031555 | 0.0035925 | 0.0049242 | 0.015998 | 104.1625 | 106.3844 | 103.8404 | 831.3214 | 2044.9437 | 1960.5079 | 2127.8764 | 2160.3252 | 5570.932 | 11403.7468 | 14526.8981 | 13498.3709
TAS1 | Pumped Hydro Pump | 0 | 0 | 0.0013637 | 0.001901 | 0.0037637 | 359.0345 | 1152.4331 | 1556.7557 | 2111.5769 | 2910.243 | 3446.6149 | 4516.9892 | 5434.7122 | 5239.7248 | 5490.4239 | 5637.9313 | 5425.2856 | 5337.5954 | 5591.8026 | 5325.8054 | 5004.6028 | 5672.1713 | 5253.1566 | 4923.2124 | 5099.5381 | 4662.3973 | 4341.2288
TAS1 | VPP pump | 3.3198 | 10.7303 | 17.3772 | 24.0901 | 35.1214 | 48.0866 | 52.2435 | 66.462 | 102.9004 | 108.9198 | 118.3764 | 146.8476 | 165.6105 | 195.4059 | 205.0308 | 219.8519 | 246.3939 | 259.6689 | 278.4954 | 264.7179 | 281.3822 | 295.9093 | 327.7988 | 323.22 | 358.638 | 376.8134 | 410.2693
Non-controllable capacity
Region | Technology | 2023-24 | 2024-25 | 2025-26 | 2026-27 | 2027-28 | 2028-29 | 2029-30 | 2030-31 | 2031-32 | 2032-33 | 2033-34 | 2034-35 | 2035-36 | 2036-37 | 2037-38 | 2038-39 | 2039-40 | 2040-41 | 2041-42 | 2042-43 | 2043-44 | 2044-45 | 2045-46 | 2046-47 | 2047-48 | 2048-49 | 2049-50
NEM | Distributed PV | 28092.3496 | 31229.3563 | 34222.7211 | 40772.5733 | 44931.3209 | 43795.7567 | 49591.985 | 55261.0322 | 59867.3279 | 63305.4207 | 64859.3525 | 66066.0982 | 74039.4587 | 77129.3333 | 71639.0459 | 77914.8248 | 84125.7859 | 88608.2381 | 91528.0339 | 91960.2425 | 91824.9688 | 101064.902 | 103910.4226 | 95700.5226 | 103278.4671 | 110289.5929 | 114965.1676
NEM | Behind the meter battery | 695.4795 | 1078.31 | 1407.5158 | 1668.4796 | 1891.1321 | 2035.3669 | 2318.3699 | 2682.8975 | 3007.6704 | 3349.5884 | 3854.3372 | 4362.6111 | 4815.8375 | 5174.2175 | 5472.1674 | 5686.3755 | 5767.9948 | 5751.488 | 5684.5392 | 5627.0459 | 5657.8927 | 5678.5314 | 5681.5411 | 5668.9685 | 5652.094 | 5572.7414 | 5486.0696
NEM | Behind the meter battery pump | 818.5544 | 1269.0039 | 1656.6188 | 1963.7018 | 2226.3498 | 2395.6583 | 2729.6635 | 3158.3233 | 3540.0508 | 3942.9332 | 4536.0569 | 5135.526 | 5666.6469 | 6089.088 | 6440.0449 | 6692.6191 | 6788.8211 | 6767.7334 | 6692.103 | 6622.8115 | 6659.9012 | 6683.7902 | 6688.1884 | 6674.2227 | 6651.1966 | 6559.6833 | 6458.4059
Region | Technology | 2023-24 | 2024-25 | 2025-26 | 2026-27 | 2027-28 | 2028-29 | 2029-30 | 2030-31 | 2031-32 | 2032-33 | 2033-34 | 2034-35 | 2035-36 | 2036-37 | 2037-38 | 2038-39 | 2039-40 | 2040-41 | 2041-42 | 2042-43 | 2043-44 | 2044-45 | 2045-46 | 2046-47 | 2047-48 | 2048-49 | 2049-50
NSW1 | Distributed PV | 9127.2237 | 10368.8398 | 11309.723 | 13812.1555 | 14928.3195 | 14448.0663 | 16045.729 | 18251.9341 | 20279.4386 | 20903.4305 | 21772.8578 | 22116.3487 | 25507.3278 | 26230.9349 | 24300.8121 | 25956.6983 | 28582.6218 | 30774.6624 | 30948.6458 | 31492.2524 | 31298.7782 | 35351.8893 | 35837.4146 | 32836.6943 | 34725.1695 | 37754.0009 | 40195.5189
NSW1 | Behind the meter battery | 252.9115 | 378.037 | 474.1485 | 547.331 | 609.2417 | 653.1385 | 740.7787 | 859.1134 | 977.7677 | 1103.1377 | 1286.9308 | 1462.6095 | 1617.7382 | 1741.4018 | 1838.9315 | 1907.3373 | 1935.731 | 1922.4917 | 1901.0935 | 1886.0903 | 1903.6568 | 1915.6797 | 1915.479 | 1909.4832 | 1898.9576 | 1873.5131 | 1839.1918
NSW1 | Behind the meter battery pump | 297.7023 | 444.7794 | 558.0749 | 644.2993 | 717.3215 | 768.7553 | 872.248 | 1011.2844 | 1150.3951 | 1298.2238 | 1514.8648 | 1722.1033 | 1903.2334 | 2049.2668 | 2164.3233 | 2245.6489 | 2278.2933 | 2261.7711 | 2238.3987 | 2219.5942 | 2241.1434 | 2254.4028 | 2255.0101 | 2248.4295 | 2234.115 | 2206.1873 | 2165.4397
Region | Technology | 2023-24 | 2024-25 | 2025-26 | 2026-27 | 2027-28 | 2028-29 | 2029-30 | 2030-31 | 2031-32 | 2032-33 | 2033-34 | 2034-35 | 2035-36 | 2036-37 | 2037-38 | 2038-39 | 2039-40 | 2040-41 | 2041-42 | 2042-43 | 2043-44 | 2044-45 | 2045-46 | 2046-47 | 2047-48 | 2048-49 | 2049-50
QLD1 | Distributed PV | 8717.4327 | 9438.1246 | 10691.0189 | 12571.4321 | 13801.5089 | 12611.7587 | 14773.1222 | 16357.2478 | 18256.207 | 19042.5915 | 19257.9046 | 20391.8694 | 22603.4642 | 23452.4266 | 20397.2016 | 22846.4326 | 24427.2608 | 26409.1926 | 26845.8047 | 26550.6421 | 27523.0738 | 29860.0747 | 30628.906 | 26400.641 | 29436.7074 | 31152.2681 | 33442.8932
QLD1 | Behind the meter battery | 181.2665 | 289.0141 | 391.4917 | 468.8781 | 532.3168 | 581.3976 | 669.2074 | 779.569 | 883.6256 | 989.0347 | 1143.3295 | 1298.0358 | 1437.1843 | 1537.8089 | 1608.6921 | 1660.6128 | 1673.0458 | 1661.0318 | 1631.3651 | 1613.8863 | 1625.1104 | 1627.3441 | 1630.9718 | 1624.2908 | 1612.1224 | 1585.2153 | 1557.81
QLD1 | Behind the meter battery pump | 213.2543 | 340.2462 | 460.6993 | 551.7541 | 626.7357 | 684.3258 | 787.9237 | 917.8195 | 1040.183 | 1164.5336 | 1345.7307 | 1528.2039 | 1691.1987 | 1809.3424 | 1893.2555 | 1953.7127 | 1969.7027 | 1954.7257 | 1921.0578 | 1899.3158 | 1912.8431 | 1915.6437 | 1919.7836 | 1911.6785 | 1896.8122 | 1866.062 | 1834.3335
Region | Technology | 2023-24 | 2024-25 | 2025-26 | 2026-27 | 2027-28 | 2028-29 | 2029-30 | 2030-31 | 2031-32 | 2032-33 | 2033-34 | 2034-35 | 2035-36 | 2036-37 | 2037-38 | 2038-39 | 2039-40 | 2040-41 | 2041-42 | 2042-43 | 2043-44 | 2044-45 | 2045-46 | 2046-47 | 2047-48 | 2048-49 | 2049-50
VIC1 | Distributed PV | 6000.7935 | 6770.0877 | 7343.5895 | 8853.0483 | 10044.3913 | 10424.3686 | 11766.1183 | 13105.7968 | 13378.9656 | 14772.6128 | 15090.4642 | 14872.8518 | 16488.5059 | 17363.5191 | 17002.8984 | 18417.4282 | 19900.2644 | 19901.6595 | 21596.6854 | 21829.7276 | 21227.7351 | 23265.8036 | 24218.6936 | 23574.457 | 25373.8445 | 27114.9601 | 26817.5213
VIC1 | Behind the meter battery | 141.985 | 252.0634 | 349.4457 | 432.937 | 505.4843 | 536.1299 | 600.565 | 689.7169 | 743.6775 | 795.9704 | 894.4221 | 1007.657 | 1112.529 | 1203.1682 | 1302.9856 | 1369.3669 | 1406.369 | 1420.7544 | 1415.4477 | 1393.2785 | 1392.3727 | 1402.0557 | 1402.7054 | 1412.047 | 1421.34 | 1408.6509 | 1395.2273
VIC1 | Behind the meter battery pump | 167.126 | 296.5466 | 411.3566 | 509.4864 | 595.0346 | 631.1002 | 707.1206 | 811.8737 | 875.5397 | 936.8152 | 1052.3272 | 1185.5559 | 1309.2417 | 1416.0459 | 1533.213 | 1611.7067 | 1654.7681 | 1671.7196 | 1665.6276 | 1639.9112 | 1638.5908 | 1650.7579 | 1651.3687 | 1662.7403 | 1672.9268 | 1657.3662 | 1642.2269
Region | Technology | 2023-24 | 2024-25 | 2025-26 | 2026-27 | 2027-28 | 2028-29 | 2029-30 | 2030-31 | 2031-32 | 2032-33 | 2033-34 | 2034-35 | 2035-36 | 2036-37 | 2037-38 | 2038-39 | 2039-40 | 2040-41 | 2041-42 | 2042-43 | 2043-44 | 2044-45 | 2045-46 | 2046-47 | 2047-48 | 2048-49 | 2049-50
SA1 | Distributed PV | 3873.5904 | 4218.2084 | 4407.0308 | 4974.9388 | 5540.7273 | 5653.8684 | 6291.3901 | 6760.8987 | 7126.3578 | 7683.9802 | 7787.5309 | 7731.1002 | 8378.4884 | 8978.4739 | 8818.916 | 9525.6124 | 9972.7635 | 10249.4024 | 10783.3468 | 10690.4944 | 10400.6105 | 11079.611 | 11682.2976 | 11341.03 | 12145.6032 | 12590.3498 | 12817.7077
SA1 | Behind the meter battery | 99.7067 | 131.4791 | 158.1035 | 180.1246 | 200.9319 | 218.7478 | 256.2991 | 295.4642 | 336.07 | 385.4073 | 442.4572 | 496.031 | 540.5116 | 576.003 | 599.5596 | 622.0284 | 624.1324 | 618.7657 | 609.6769 | 606.4207 | 608.1841 | 604.8342 | 602.9923 | 594.5005 | 591.4601 | 578.6195 | 569.2576
SA1 | Behind the meter battery pump | 117.393 | 154.8013 | 186.097 | 212.0302 | 236.4823 | 257.3804 | 301.7169 | 347.8746 | 395.6049 | 453.8385 | 520.5384 | 583.9682 | 636.02 | 678.1084 | 705.6655 | 732.0113 | 734.5058 | 728.3476 | 717.5834 | 714.1417 | 716.0107 | 711.6125 | 709.7187 | 699.9711 | 696.4297 | 680.9073 | 669.8344
Region | Technology | 2023-24 | 2024-25 | 2025-26 | 2026-27 | 2027-28 | 2028-29 | 2029-30 | 2030-31 | 2031-32 | 2032-33 | 2033-34 | 2034-35 | 2035-36 | 2036-37 | 2037-38 | 2038-39 | 2039-40 | 2040-41 | 2041-42 | 2042-43 | 2043-44 | 2044-45 | 2045-46 | 2046-47 | 2047-48 | 2048-49 | 2049-50
TAS1 | Distributed PV | 373.3093 | 434.0958 | 471.3589 | 560.9986 | 616.3739 | 657.6946 | 715.6253 | 785.1548 | 826.3589 | 902.8057 | 950.595 | 953.9281 | 1061.6725 | 1103.9787 | 1119.2178 | 1168.6532 | 1242.8754 | 1273.3211 | 1353.5513 | 1397.126 | 1374.7712 | 1507.5233 | 1543.1109 | 1547.7002 | 1597.1425 | 1678.014 | 1691.5266
TAS1 | Behind the meter battery | 19.6098 | 27.7164 | 34.3264 | 39.2088 | 43.1573 | 45.9531 | 51.5197 | 59.034 | 66.5297 | 76.0382 | 87.1976 | 98.2779 | 107.8745 | 115.8357 | 121.9986 | 127.03 | 128.7166 | 128.4444 | 126.9559 | 127.37 | 128.5686 | 128.6176 | 129.3925 | 128.647 | 128.214 | 126.7426 | 124.5829
TAS1 | Behind the meter battery pump | 23.0788 | 32.6303 | 40.3909 | 46.1318 | 50.7758 | 54.0965 | 60.6543 | 69.471 | 78.3281 | 89.5221 | 102.5958 | 115.6947 | 126.953 | 136.3245 | 143.5876 | 149.5394 | 151.5513 | 151.1695 | 149.4355 | 149.8487 | 151.3131 | 151.3733 | 152.3073 | 151.4033 | 150.9129 | 149.1605 | 146.5714

## BaseCase_Capacity
Installed capacity by technology (MW) - BaseCase, Hydrogen Superpower Scenario
Capacity calculated on 1 July. In early study years some wind and solar projects enter later in the financial year and are therefore reflected in the following financial year's capacity.
Explicitly modelled generation
Region | Technology | 2023-24 | 2024-25 | 2025-26 | 2026-27 | 2027-28 | 2028-29 | 2029-30 | 2030-31 | 2031-32 | 2032-33 | 2033-34 | 2034-35 | 2035-36 | 2036-37 | 2037-38 | 2038-39 | 2039-40 | 2040-41 | 2041-42 | 2042-43 | 2043-44 | 2044-45 | 2045-46 | 2046-47 | 2047-48 | 2048-49 | 2049-50
NEM | Black Coal | 16456 | 16456 | 13162 | 7547 | 4202 | 3082 | 2242 | 0 | 0 | 0 | 0 | 0 | 0 | 0 | 0 | 0 | 0 | 0 | 0 | 0 | 0 | 0 | 0 | 0 | 0 | 0 | 0
NEM | Brown Coal | 4820 | 4820 | 3370 | 2810 | 1720 | 1160 | 1160 | 0 | 0 | 0 | 0 | 0 | 0 | 0 | 0 | 0 | 0 | 0 | 0 | 0 | 0 | 0 | 0 | 0 | 0 | 0 | 0
NEM | CCGT | 2954.9 | 2774.9 | 2774.9 | 2774.9 | 2774.9 | 2774.9 | 2774.9 | 2774.9 | 2774.9 | 2774.9 | 2774.9 | 2774.9 | 2774.9 | 2389.9 | 1860.9 | 1860.9 | 1716.5 | 1716.5 | 1716.5 | 1716.5 | 1276.5 | 1276.5 | 632 | 388 | 388 | 388 | 388
NEM | Gas - Steam | 1300 | 1300 | 1300 | 500 | 500 | 500 | 500 | 500 | 500 | 500 | 500 | 500 | 500 | 500 | 500 | 500 | 0 | 0 | 0 | 0 | 0 | 0 | 0 | 0 | 0 | 0 | 0
NEM | OCGT / Diesel | 7382.159 | 8132.1596 | 8132.1597 | 8132.1599 | 8132.1599 | 8132.1599 | 8132.1599 | 7749.6599 | 7749.6599 | 7472.8 | 6879.3 | 6762.3 | 6682.3008 | 6682.3008 | 6682.3008 | 6682.3008 | 6242.3008 | 6122.3008 | 6122.3008 | 6028.3008 | 6068.6817 | 5009.6827 | 5009.6827 | 4306.6828 | 3722.6828 | 3722.6828 | 3203.6829
NEM | Hydro | 7492.42 | 7492.42 | 7492.42 | 7492.42 | 7492.42 | 7492.42 | 7492.42 | 7492.42 | 7492.42 | 7492.42 | 7492.42 | 7492.42 | 7492.42 | 7492.42 | 7406.02 | 7406.02 | 7406.02 | 7406.02 | 7406.02 | 7340.02 | 7340.02 | 7340.02 | 7340.02 | 7340.02 | 7340.02 | 7340.02 | 7340.02
NEM | Hydrogen Turbine | 0 | 0 | 0 | 0 | 0 | 0 | 0 | 158.2955 | 158.2955 | 158.2955 | 158.2955 | 158.2955 | 732.6522 | 732.6522 | 936.0044 | 936.0045 | 1482.9989 | 1482.9989 | 1525.0212 | 1525.0213 | 1928.58 | 2651.0412 | 2651.0412 | 2912.0803 | 2912.0803 | 2920.2463 | 2923.408
NEM | Wind | 10055.738 | 25457.0315 | 27770.7425 | 33472.7785 | 41971.7885 | 48052.8802 | 52394.4263 | 55083.9993 | 58271.5655 | 61492.9687 | 67829.3746 | 80026.9345 | 83615.798 | 91270.2885 | 106778.6136 | 111290.4382 | 111356.5643 | 115947.8276 | 127148.5431 | 145009.2385 | 153363.2612 | 157113.8212 | 168513.377 | 204916.5178 | 216263.7806 | 222124.872 | 231504.7203
NEM | Solar PV | 9052.829 | 9912.9292 | 11773.7027 | 14055.9166 | 17374.0389 | 25999.6167 | 27153.909 | 37696.502 | 40235.8417 | 45649.6022 | 60949.4847 | 81516.9167 | 84179.0884 | 91489.6352 | 104161.05 | 104247.6494 | 107084.1335 | 112792.2489 | 134762.9654 | 155344.6487 | 175281.6866 | 185118.5363 | 193124.2853 | 214206.992 | 220645.8015 | 230798.0844 | 280862.6293
NEM | Grid Battery | 1004.93 | 1004.9319 | 1895.1908 | 2564.4295 | 3171.7691 | 5185.614 | 5209.9891 | 8594.5055 | 9208.9709 | 11986.2623 | 15846.7352 | 19775.4102 | 22380.3721 | 23130.3877 | 24652.7263 | 24716.4449 | 24974.5474 | 26467.079 | 33890.4584 | 40790.7832 | 47572.9733 | 52327.362 | 51427.114 | 53672.8439 | 57053.9161 | 60699.5463 | 83061.8603
NEM | Pumped Hydro | 810 | 810 | 2261.4042 | 2859.5627 | 5283.1347 | 5756.0798 | 6129.4233 | 6330.334 | 6490.2776 | 6834.0699 | 7142.3523 | 7698.3422 | 7901.3324 | 7901.3326 | 7901.3355 | 7901.3355 | 7901.3355 | 7901.3355 | 7901.3356 | 7901.3356 | 7901.3357 | 7901.3357 | 7901.3357 | 7901.3357 | 7901.3357 | 7901.3359 | 7901.336
NEM | VPP | 366.52 | 731.52 | 1218.98 | 1822.85 | 2558.43 | 3412.08 | 4696.23 | 5734.8699 | 6792.65 | 7984.1201 | 9451.04 | 11021.7499 | 12642.45 | 14292.4899 | 15915.3099 | 17494.9201 | 18665.6799 | 19737.1499 | 20682.8795 | 21556.8601 | 22491.0506 | 23437.5296 | 24406.7907 | 25388.5699 | 26393.3599 | 27416.5501 | 28459.9998
Total excluding storage |  | 61695.496 | 78891.8923 | 81151.5 | 84032.0172 | 95180.6411 | 111547.7507 | 117885.4575 | 132115.4862 | 139674.5811 | 152345.4387 | 179023.9022 | 217727.2689 | 228901.314 | 245881.4069 | 276794.2606 | 283036.0134 | 286830.0804 | 299573.4607 | 341156.024 | 387212.7082 | 423224.0891 | 442175.8286 | 461005.6466 | 521033.0424 | 542620.977 | 563311.338 | 645645.6566
Region | Technology | 2023-24 | 2024-25 | 2025-26 | 2026-27 | 2027-28 | 2028-29 | 2029-30 | 2030-31 | 2031-32 | 2032-33 | 2033-34 | 2034-35 | 2035-36 | 2036-37 | 2037-38 | 2038-39 | 2039-40 | 2040-41 | 2041-42 | 2042-43 | 2043-44 | 2044-45 | 2045-46 | 2046-47 | 2047-48 | 2048-49 | 2049-50
NSW1 | Black Coal | 8330 | 8330 | 8330 | 3445 | 1390 | 1390 | 1390 | 0 | 0 | 0 | 0 | 0 | 0 | 0 | 0 | 0 | 0 | 0 | 0 | 0 | 0 | 0 | 0 | 0 | 0 | 0 | 0
NSW1 | Brown Coal | 0 | 0 | 0 | 0 | 0 | 0 | 0 | 0 | 0 | 0 | 0 | 0 | 0 | 0 | 0 | 0 | 0 | 0 | 0 | 0 | 0 | 0 | 0 | 0 | 0 | 0 | 0
NSW1 | CCGT | 440 | 440 | 440 | 440 | 440 | 440 | 440 | 440 | 440 | 440 | 440 | 440 | 440 | 440 | 440 | 440 | 440 | 440 | 440 | 440 | 0 | 0 | 0 | 0 | 0 | 0 | 0
NSW1 | Gas - Steam | 0 | 0 | 0 | 0 | 0 | 0 | 0 | 0 | 0 | 0 | 0 | 0 | 0 | 0 | 0 | 0 | 0 | 0 | 0 | 0 | 0 | 0 | 0 | 0 | 0 | 0 | 0
NSW1 | OCGT / Diesel | 1888.999 | 2638.9996 | 2638.9996 | 2638.9996 | 2638.9996 | 2638.9996 | 2638.9996 | 2638.9996 | 2638.9996 | 2638.9996 | 2638.9996 | 2638.9996 | 2638.9996 | 2638.9996 | 2638.9996 | 2638.9996 | 2638.9996 | 2638.9996 | 2638.9996 | 2638.9996 | 2638.9996 | 1790.0006 | 1790.0006 | 1790.0006 | 1790.0006 | 1790.0006 | 1790.0006
NSW1 | Hydro | 2525 | 2525 | 2525 | 2525 | 2525 | 2525 | 2525 | 2525 | 2525 | 2525 | 2525 | 2525 | 2525 | 2525 | 2525 | 2525 | 2525 | 2525 | 2525 | 2525 | 2525 | 2525 | 2525 | 2525 | 2525 | 2525 | 2525
NSW1 | Hydrogen Turbine | 0 | 0 | 0 | 0 | 0 | 0 | 0 | 158.2954 | 158.2954 | 158.2954 | 158.2954 | 158.2954 | 158.2954 | 158.2954 | 361.6473 | 361.6473 | 361.6473 | 361.6473 | 361.6473 | 361.6473 | 361.6473 | 361.6473 | 361.6473 | 526.858 | 526.858 | 526.858 | 526.858
NSW1 | Wind | 1886.96 | 7251.511 | 7251.514 | 9083.8098 | 12369.4156 | 12781.5155 | 13148.8524 | 13556.3623 | 13616.9477 | 15505.7291 | 15629.3454 | 16117.7273 | 16117.7273 | 16666.571 | 17496.9961 | 17843.1461 | 17843.1461 | 19366.5601 | 21456.3087 | 21559.8674 | 22094.2283 | 22094.2283 | 22400.5178 | 26639.1842 | 26639.1842 | 26243.1842 | 26129.9948
NSW1 | Solar PV | 3745.541 | 4459.6412 | 5874.0212 | 7424.6679 | 8432.4559 | 11051.1169 | 11051.1171 | 13385.4836 | 14683.6229 | 15496.1753 | 15963.721 | 16272.2083 | 16272.2083 | 17035.768 | 21430.3775 | 21280.0775 | 21280.0775 | 22900.9095 | 23109.6454 | 24610.2396 | 26558.671 | 26558.671 | 26558.671 | 31064.0251 | 30958.7551 | 30908.7551 | 30764.9195
NSW1 | Grid Battery | 50 | 50.0015 | 940.2572 | 1271.3031 | 1571.9283 | 1860.9271 | 1885.3021 | 4094.2961 | 4094.2965 | 4094.2969 | 4094.2972 | 4094.2972 | 4668.0678 | 4618.0679 | 6140.4017 | 6140.4017 | 6140.4017 | 6140.4022 | 6140.4031 | 6613.531 | 6838.7956 | 7404.6062 | 6514.358 | 6677.7208 | 6377.0966 | 6988.9017 | 7119.9444
NSW1 | Pumped Hydro | 240 | 240 | 735.6301 | 735.6301 | 2775.6301 | 2929.9614 | 2929.9614 | 2929.9614 | 2929.9614 | 2929.9614 | 2929.9614 | 2929.9614 | 2929.9614 | 2929.9614 | 2929.9614 | 2929.9614 | 2929.9614 | 2929.9614 | 2929.9614 | 2929.9614 | 2929.9614 | 2929.9614 | 2929.9614 | 2929.9614 | 2929.9614 | 2929.9614 | 2929.9614
NSW1 | VPP | 113.45 | 234.47 | 391.15 | 583.15 | 817.87 | 1099.64 | 1524.3701 | 1863.23 | 2229.81 | 2645.9301 | 3161.7199 | 3706.36 | 4261.71 | 4832.22 | 5385.0599 | 5923.2399 | 6317.1401 | 6670.3197 | 6979.9097 | 7280.8598 | 7600.3302 | 7924.3899 | 8255.8703 | 8588.37 | 8928.2397 | 9272.9101 | 9620.7898
Total excluding storage |  | 19219.95 | 26169.6233 | 29126.5721 | 28147.5605 | 32961.2995 | 36717.1606 | 37533.6026 | 41591.6283 | 43316.9335 | 46434.3877 | 47541.3398 | 48882.8491 | 50011.9698 | 51844.8832 | 59348.4435 | 60082.4735 | 60476.3737 | 63973.7998 | 66581.8752 | 68960.1062 | 71547.6334 | 71588.5047 | 71336.0264 | 80741.1201 | 80675.0957 | 81185.5711 | 81407.4686
Region | Technology | 2023-24 | 2024-25 | 2025-26 | 2026-27 | 2027-28 | 2028-29 | 2029-30 | 2030-31 | 2031-32 | 2032-33 | 2033-34 | 2034-35 | 2035-36 | 2036-37 | 2037-38 | 2038-39 | 2039-40 | 2040-41 | 2041-42 | 2042-43 | 2043-44 | 2044-45 | 2045-46 | 2046-47 | 2047-48 | 2048-49 | 2049-50
QLD1 | Black Coal | 8126 | 8126 | 4832 | 4102 | 2812 | 1692 | 852 | 0 | 0 | 0 | 0 | 0 | 0 | 0 | 0 | 0 | 0 | 0 | 0 | 0 | 0 | 0 | 0 | 0 | 0 | 0 | 0
QLD1 | Brown Coal | 0 | 0 | 0 | 0 | 0 | 0 | 0 | 0 | 0 | 0 | 0 | 0 | 0 | 0 | 0 | 0 | 0 | 0 | 0 | 0 | 0 | 0 | 0 | 0 | 0 | 0 | 0
QLD1 | CCGT | 1597.9 | 1597.9 | 1597.9 | 1597.9 | 1597.9 | 1597.9 | 1597.9 | 1597.9 | 1597.9 | 1597.9 | 1597.9 | 1597.9 | 1597.9 | 1212.9 | 1212.9 | 1212.9 | 1068.5 | 1068.5 | 1068.5 | 1068.5 | 1068.5 | 1068.5 | 424 | 180 | 180 | 180 | 180
QLD1 | Gas - Steam | 0 | 0 | 0 | 0 | 0 | 0 | 0 | 0 | 0 | 0 | 0 | 0 | 0 | 0 | 0 | 0 | 0 | 0 | 0 | 0 | 0 | 0 | 0 | 0 | 0 | 0 | 0
QLD1 | OCGT / Diesel | 1954.5 | 1954.5 | 1954.5002 | 1954.5002 | 1954.5002 | 1954.5002 | 1954.5002 | 1954.5002 | 1954.5002 | 1954.5002 | 1531.0002 | 1414.0002 | 1414.0002 | 1414.0002 | 1414.0002 | 1414.0002 | 1414.0002 | 1414.0002 | 1414.0002 | 1414.0002 | 1414.0002 | 1414.0002 | 1414.0002 | 865.0003 | 865.0003 | 865.0003 | 346.0003
QLD1 | Hydro | 152.4 | 152.4 | 152.4 | 152.4 | 152.4 | 152.4 | 152.4 | 152.4 | 152.4 | 152.4 | 152.4 | 152.4 | 152.4 | 152.4 | 66 | 66 | 66 | 66 | 66 | 0 | 0 | 0 | 0 | 0 | 0 | 0 | 0
QLD1 | Hydrogen Turbine | 0 | 0 | 0 | 0 | 0 | 0 | 0 | 0.00010055 | 0.00010057 | 0.00010059 | 0.00010063 | 0.00010069 | 0.00010074 | 0.00010081 | 0.00010092 | 0.00010098 | 0.00010105 | 0.00010114 | 0.00010123 | 0.00010145 | 0.00010212 | 0.00010433 | 0.00011476 | 0.00016423 | 0.00016428 | 0.00016437 | 0.00016468
QLD1 | Wind | 1133.518 | 6093.636 | 7965.3398 | 9331.6454 | 11104.2035 | 11797.7245 | 13879.6076 | 14885.1777 | 16370.911 | 17172.5989 | 19905.2784 | 29190.715 | 31316.059 | 33819.7286 | 39192.7453 | 39981.1063 | 39981.1063 | 39981.1066 | 42590.0678 | 55648.5748 | 58430.7308 | 62637.2907 | 74918.3559 | 93698.238 | 93698.238 | 94587.8566 | 97387.8554
QLD1 | Solar PV | 3646.985 | 3792.985 | 4024.4599 | 4443.7122 | 5186.2604 | 9086.268 | 10068.1814 | 12607.6691 | 13848.7645 | 15519.2828 | 22481.3044 | 34017.3312 | 34532.6617 | 36424.9735 | 40005.3914 | 40005.3918 | 40005.3914 | 43903.4568 | 48050.3073 | 64177.632 | 68715.779 | 78200.9377 | 86245.1698 | 93687.7968 | 92954.8968 | 92443.4968 | 137396.6082
QLD1 | Grid Battery | 100 | 100.0001 | 100.0031 | 100.0032 | 100.0041 | 1824.8501 | 1824.8501 | 1824.8501 | 1824.8501 | 2590.3939 | 5358.2236 | 7733.3335 | 8088.5669 | 8088.5669 | 8088.5669 | 8088.5669 | 8088.5669 | 9581.0979 | 10172.7269 | 15820.9979 | 17206.0109 | 20770.7164 | 20770.7167 | 20770.7172 | 20770.7172 | 20554.4492 | 41484.6623
QLD1 | Pumped Hydro | 570 | 570 | 1525.7732 | 2042.6715 | 2194.3629 | 2309.3897 | 2309.3897 | 2309.3897 | 2309.3897 | 2309.3897 | 2309.3897 | 2309.3897 | 2309.3897 | 2309.3897 | 2309.3897 | 2309.3897 | 2309.3897 | 2309.3897 | 2309.3897 | 2309.3897 | 2309.3897 | 2309.3897 | 2309.3897 | 2309.3897 | 2309.3897 | 2309.3897 | 2309.3897
QLD1 | VPP | 81.31 | 177.51 | 314.99 | 485.21 | 690.75 | 942.37 | 1319.33 | 1624.09 | 1944.03 | 2302.23 | 2742.3501 | 3210.76 | 3693.74 | 4164.2798 | 4602.4399 | 5027.8901 | 5334.1299 | 5614.29 | 5855.8198 | 6089.3501 | 6341.7002 | 6594.71 | 6854.7402 | 7119.54 | 7388.3501 | 7663.8701 | 7944.3501
Total excluding storage |  | 17362.613 | 22564.9311 | 22467.3661 | 24210.0425 | 25792.3811 | 31357.4024 | 33958.1589 | 36955.9768 | 40002.7456 | 43598.6955 | 56077.8465 | 79625.8297 | 83104.7176 | 87586.2387 | 96891.4335 | 98105.2451 | 98267.0845 | 103937.8413 | 111526.8118 | 146528.4448 | 155486.1108 | 172995.5448 | 192936.3726 | 218630.6821 | 218166.5922 | 218604.0628 | 287048.866
Region | Technology | 2023-24 | 2024-25 | 2025-26 | 2026-27 | 2027-28 | 2028-29 | 2029-30 | 2030-31 | 2031-32 | 2032-33 | 2033-34 | 2034-35 | 2035-36 | 2036-37 | 2037-38 | 2038-39 | 2039-40 | 2040-41 | 2041-42 | 2042-43 | 2043-44 | 2044-45 | 2045-46 | 2046-47 | 2047-48 | 2048-49 | 2049-50
VIC1 | Black Coal | 0 | 0 | 0 | 0 | 0 | 0 | 0 | 0 | 0 | 0 | 0 | 0 | 0 | 0 | 0 | 0 | 0 | 0 | 0 | 0 | 0 | 0 | 0 | 0 | 0 | 0 | 0
VIC1 | Brown Coal | 4820 | 4820 | 3370 | 2810 | 1720 | 1160 | 1160 | 0 | 0 | 0 | 0 | 0 | 0 | 0 | 0 | 0 | 0 | 0 | 0 | 0 | 0 | 0 | 0 | 0 | 0 | 0 | 0
VIC1 | CCGT | 0 | 0 | 0 | 0 | 0 | 0 | 0 | 0 | 0 | 0 | 0 | 0 | 0 | 0 | 0 | 0 | 0 | 0 | 0 | 0 | 0 | 0 | 0 | 0 | 0 | 0 | 0
VIC1 | Gas - Steam | 500 | 500 | 500 | 500 | 500 | 500 | 500 | 500 | 500 | 500 | 500 | 500 | 500 | 500 | 500 | 500 | 0 | 0 | 0 | 0 | 0 | 0 | 0 | 0 | 0 | 0 | 0
VIC1 | OCGT / Diesel | 1900 | 1900 | 1900 | 1900.0002 | 1900.0002 | 1900.0002 | 1900.0002 | 1900.0002 | 1900.0002 | 1900.0002 | 1730.0002 | 1730.0002 | 1730.0011 | 1730.0011 | 1730.0011 | 1730.0011 | 1290.0011 | 1290.0011 | 1290.0011 | 1196.0011 | 1236.3817 | 1236.3817 | 1236.3817 | 1236.3817 | 652.3817 | 652.3817 | 652.3817
VIC1 | Hydro | 2264.02 | 2264.02 | 2264.02 | 2264.02 | 2264.02 | 2264.02 | 2264.02 | 2264.02 | 2264.02 | 2264.02 | 2264.02 | 2264.02 | 2264.02 | 2264.02 | 2264.02 | 2264.02 | 2264.02 | 2264.02 | 2264.02 | 2264.02 | 2264.02 | 2264.02 | 2264.02 | 2264.02 | 2264.02 | 2264.02 | 2264.02
VIC1 | Hydrogen Turbine | 0 | 0 | 0 | 0 | 0 | 0 | 0 | 0 | 0 | 0 | 0 | 0 | 574.3567 | 574.3567 | 574.3567 | 574.3568 | 1121.3512 | 1121.3512 | 1163.3735 | 1163.3735 | 1566.9321 | 2289.3933 | 2289.3933 | 2289.3933 | 2289.3933 | 2289.3933 | 2289.3933
VIC1 | Wind | 4121.91 | 6346.3265 | 6509.5385 | 7623.9245 | 9120.4094 | 10280.5182 | 10280.5182 | 10568.8327 | 10568.8327 | 10568.8327 | 11302.4401 | 11110.4401 | 11110.4401 | 11110.4401 | 12450.9621 | 14192.2651 | 14585.091 | 14797.11 | 14877.382 | 16997.386 | 18889.7189 | 18577.719 | 17733.1201 | 20452.6894 | 24139.3203 | 24613.2925 | 24456.1388
VIC1 | Solar PV | 1081.573 | 1081.573 | 1081.5731 | 1393.8878 | 2359.1506 | 2835.1684 | 2835.1684 | 4540.8013 | 4540.8013 | 5463.9108 | 5850.4085 | 8752.8607 | 10536.1171 | 10536.1171 | 10763.6027 | 10763.6027 | 11608.6417 | 11608.6417 | 13835.413 | 13835.413 | 17025.4701 | 17647.1611 | 17616.0581 | 17784.3154 | 18406.5786 | 18528.8239 | 18463.2072
VIC1 | Grid Battery | 375.33 | 375.3302 | 375.3302 | 713.5223 | 1020.2357 | 1020.2357 | 1020.2357 | 1705.3434 | 1705.3434 | 2224.6821 | 2227.0565 | 2816.0776 | 4233.5371 | 4233.5371 | 4233.5371 | 4233.5371 | 4318.7036 | 4318.7036 | 4806.2431 | 4806.2431 | 6022.0146 | 6645.8874 | 6645.8874 | 6307.6966 | 6230.3592 | 6292.9607 | 6292.9607
VIC1 | Pumped Hydro | 0 | 0 | 0.00029028 | 81.26 | 313.1398 | 340.9803 | 340.9803 | 340.9803 | 340.9803 | 340.9803 | 340.9803 | 340.9803 | 340.9803 | 340.9803 | 340.9803 | 340.9803 | 340.9803 | 340.9803 | 340.9803 | 340.9803 | 340.9803 | 340.9803 | 340.9803 | 340.9803 | 340.9803 | 340.9805 | 340.9805
VIC1 | VPP | 60.48 | 148.65 | 275.34 | 442.27 | 652.41 | 876.19 | 1210.52 | 1471.39 | 1695.23 | 1937.34 | 2247.55 | 2595.7899 | 2964.99 | 3357.3601 | 3781.5199 | 4194.89 | 4521.8399 | 4833.0601 | 5118.2999 | 5352.5802 | 5602.9702 | 5858.4198 | 6119.3201 | 6385.4199 | 6659.94 | 6939.4599 | 7228.1298
Total excluding storage |  | 15123.313 | 17435.8996 | 16275.8021 | 17728.8849 | 19849.3656 | 21177.1127 | 21511.4427 | 23291.3678 | 23515.2078 | 25199.7661 | 26462.4555 | 30110.1688 | 34254.4423 | 34646.8124 | 36638.9799 | 38793.653 | 40050.6288 | 40573.8679 | 43695.7129 | 45955.9971 | 52948.4879 | 54859.9626 | 54245.161 | 57060.8966 | 60982.9734 | 61921.3125 | 61987.212
Region | Technology | 2023-24 | 2024-25 | 2025-26 | 2026-27 | 2027-28 | 2028-29 | 2029-30 | 2030-31 | 2031-32 | 2032-33 | 2033-34 | 2034-35 | 2035-36 | 2036-37 | 2037-38 | 2038-39 | 2039-40 | 2040-41 | 2041-42 | 2042-43 | 2043-44 | 2044-45 | 2045-46 | 2046-47 | 2047-48 | 2048-49 | 2049-50
SA1 | Black Coal | 0 | 0 | 0 | 0 | 0 | 0 | 0 | 0 | 0 | 0 | 0 | 0 | 0 | 0 | 0 | 0 | 0 | 0 | 0 | 0 | 0 | 0 | 0 | 0 | 0 | 0 | 0
SA1 | Brown Coal | 0 | 0 | 0 | 0 | 0 | 0 | 0 | 0 | 0 | 0 | 0 | 0 | 0 | 0 | 0 | 0 | 0 | 0 | 0 | 0 | 0 | 0 | 0 | 0 | 0 | 0 | 0
SA1 | CCGT | 709 | 529 | 529 | 529 | 529 | 529 | 529 | 529 | 529 | 529 | 529 | 529 | 529 | 529 | 0 | 0 | 0 | 0 | 0 | 0 | 0 | 0 | 0 | 0 | 0 | 0 | 0
SA1 | Gas - Steam | 800 | 800 | 800 | 0 | 0 | 0 | 0 | 0 | 0 | 0 | 0 | 0 | 0 | 0 | 0 | 0 | 0 | 0 | 0 | 0 | 0 | 0 | 0 | 0 | 0 | 0 | 0
SA1 | OCGT / Diesel | 1460.66 | 1460.66 | 1460.66 | 1460.66 | 1460.66 | 1460.66 | 1460.66 | 1078.16 | 1078.16 | 801.3 | 801.3 | 801.3 | 721.3 | 721.3 | 721.3 | 721.3 | 721.3 | 721.3 | 721.3 | 721.3 | 721.3001 | 511.3001 | 511.3001 | 357.3001 | 357.3001 | 357.3001 | 357.3001
SA1 | Hydro | 0 | 0 | 0 | 0 | 0 | 0 | 0 | 0 | 0 | 0 | 0 | 0 | 0 | 0 | 0 | 0 | 0 | 0 | 0 | 0 | 0 | 0 | 0 | 0 | 0 | 0 | 0
SA1 | Hydrogen Turbine | 0 | 0 | 0 | 0 | 0 | 0 | 0 | 0 | 0 | 0 | 0 | 0 | 0 | 0 | 0.00010305 | 0.00010329 | 0.00010603 | 0.00010613 | 0.00010635 | 0.00012893 | 0.00019442 | 0.00019447 | 0.00019452 | 0.00019471 | 0.00019482 | 0.00023504 | 0.00023876
SA1 | Wind | 2349.75 | 3644.0805 | 3644.0805 | 4800.3154 | 4890.5786 | 8205.6232 | 8248.0574 | 9152.0679 | 9152.0679 | 9152.0679 | 10807.4578 | 10807.4578 | 12105.1183 | 14703.1852 | 19013.8089 | 20470.091 | 20143.3912 | 21631.2438 | 26737.0311 | 29315.6568 | 31029.8622 | 31029.8622 | 30686.6622 | 36084.8942 | 41061.3441 | 43288.0458 | 50138.2384
SA1 | Solar PV | 578.73 | 578.73 | 793.6484 | 793.6485 | 1193.5197 | 2727.062 | 2727.0628 | 5480.9038 | 5481.0087 | 7488.5891 | 11878.2231 | 14999.7489 | 14999.7489 | 18350.6596 | 20859.6634 | 20859.6634 | 21658.7769 | 21658.7769 | 36896.9536 | 36987.198 | 46475.0524 | 46205.0524 | 46197.6724 | 48830.5387 | 50256.606 | 52863.7486 | 57788.1173
SA1 | Grid Battery | 479.6 | 479.6001 | 479.6003 | 479.6008 | 479.6008 | 479.6008 | 479.6008 | 970.0156 | 1584.4802 | 3076.8886 | 4167.1568 | 5131.7008 | 5390.1989 | 6190.2139 | 6190.2139 | 6190.2139 | 6363.1499 | 6363.1499 | 12253.7052 | 12253.7052 | 16209.8447 | 16209.8445 | 16199.8445 | 16199.8442 | 16199.8448 | 17420.5504 | 18721.6087
SA1 | Pumped Hydro | 0 | 0 | 0.00014914 | 0.00029964 | 0.00040015 | 0.00040926 | 0.00040967 | 0.00042871 | 0.00042877 | 0.00042913 | 0.00043144 | 0.00043534 | 0.0004372 | 0.00045451 | 0.00045659 | 0.00045745 | 0.00048228 | 0.0004851 | 0.00051228 | 0.00053598 | 0.00059327 | 0.00059336 | 0.00059356 | 0.00059405 | 0.00059707 | 0.000653 | 0.0007166
SA1 | VPP | 103.37 | 155.05 | 211.02 | 272.84 | 342.29 | 420.23 | 540.44 | 653.11 | 777.05 | 924.01 | 1092.47 | 1267.58 | 1445.14 | 1625.65 | 1798.04 | 1965.9301 | 2084.1799 | 2187.8101 | 2276.21 | 2360.96 | 2451.3501 | 2543.46 | 2638.1101 | 2734.4399 | 2833.77 | 2934.9199 | 3038.8401
Total excluding storage |  | 6481.11 | 7647.1206 | 7918.0094 | 8336.0649 | 8895.6495 | 13822.1764 | 13984.8214 | 17863.2577 | 18601.7673 | 21971.8561 | 29275.6082 | 33536.7879 | 35190.5065 | 42120.0093 | 48583.0269 | 50207.199 | 50970.7985 | 52562.2812 | 78885.2005 | 81638.8207 | 96887.4103 | 96499.52 | 96233.5901 | 104207.018 | 110708.8658 | 116864.5658 | 130044.1056
Region | Technology | 2023-24 | 2024-25 | 2025-26 | 2026-27 | 2027-28 | 2028-29 | 2029-30 | 2030-31 | 2031-32 | 2032-33 | 2033-34 | 2034-35 | 2035-36 | 2036-37 | 2037-38 | 2038-39 | 2039-40 | 2040-41 | 2041-42 | 2042-43 | 2043-44 | 2044-45 | 2045-46 | 2046-47 | 2047-48 | 2048-49 | 2049-50
TAS1 | Black Coal | 0 | 0 | 0 | 0 | 0 | 0 | 0 | 0 | 0 | 0 | 0 | 0 | 0 | 0 | 0 | 0 | 0 | 0 | 0 | 0 | 0 | 0 | 0 | 0 | 0 | 0 | 0
TAS1 | Brown Coal | 0 | 0 | 0 | 0 | 0 | 0 | 0 | 0 | 0 | 0 | 0 | 0 | 0 | 0 | 0 | 0 | 0 | 0 | 0 | 0 | 0 | 0 | 0 | 0 | 0 | 0 | 0
TAS1 | CCGT | 208 | 208 | 208 | 208 | 208 | 208 | 208 | 208 | 208 | 208 | 208 | 208 | 208 | 208 | 208 | 208 | 208 | 208 | 208 | 208 | 208 | 208 | 208 | 208 | 208 | 208 | 208
TAS1 | Gas - Steam | 0 | 0 | 0 | 0 | 0 | 0 | 0 | 0 | 0 | 0 | 0 | 0 | 0 | 0 | 0 | 0 | 0 | 0 | 0 | 0 | 0 | 0 | 0 | 0 | 0 | 0 | 0
TAS1 | OCGT / Diesel | 178 | 178 | 178 | 178 | 178 | 178 | 178 | 178 | 178 | 178 | 178 | 178 | 178 | 178 | 178 | 178 | 178 | 58 | 58 | 58 | 58.0001 | 58.0001 | 58.0001 | 58.0001 | 58.0001 | 58.0001 | 58.0001
TAS1 | Hydro | 2551 | 2551 | 2551 | 2551 | 2551 | 2551 | 2551 | 2551 | 2551 | 2551 | 2551 | 2551 | 2551 | 2551 | 2551 | 2551 | 2551 | 2551 | 2551 | 2551 | 2551 | 2551 | 2551 | 2551 | 2551 | 2551 | 2551
TAS1 | Hydrogen Turbine | 0 | 0 | 0 | 0 | 0 | 0 | 0 | 0 | 0 | 0 | 0 | 0 | 0 | 0 | 0.00018558 | 0.00018578 | 0.00018622 | 0.00018632 | 0.00018647 | 0.0002369 | 0.00024563 | 0.00024572 | 0.00024584 | 95.8286 | 95.8286 | 103.9946 | 107.1563
TAS1 | Wind | 563.6 | 2121.4775 | 2400.2697 | 2633.0834 | 4487.1814 | 4987.4988 | 6837.3907 | 6921.5587 | 8562.8061 | 9093.7401 | 10184.8529 | 12800.5943 | 12966.4533 | 14970.3636 | 18624.1012 | 18803.8297 | 18803.8297 | 20171.8072 | 21487.7535 | 21487.7535 | 22918.721 | 22774.721 | 22774.721 | 28041.512 | 30725.694 | 33392.493 | 33392.493
TAS1 | Solar PV | 0 | 0 | 0 | 0.00020547 | 202.6523 | 300.0014 | 472.3793 | 1681.6442 | 1681.6442 | 1681.6442 | 4775.8276 | 7474.7676 | 7838.3525 | 9142.117 | 11102.015 | 11338.914 | 12531.246 | 12720.464 | 12870.646 | 15734.166 | 16506.714 | 16506.714 | 16506.714 | 22840.316 | 28068.965 | 36053.26 | 36449.777
TAS1 | Grid Battery | 0 | 0 | 0.00010932 | 0.00013361 | 0.00026967 | 0.00026978 | 0.00031561 | 0.0004188 | 0.00070238 | 0.00083962 | 0.0010705 | 0.0011603 | 0.0013428 | 0.0018837 | 0.0066743 | 63.7253 | 63.7253 | 63.7253 | 517.3801 | 1296.3059 | 1296.3075 | 1296.3074 | 1296.3074 | 3716.8651 | 7475.8984 | 9442.6843 | 9442.6843
TAS1 | Pumped Hydro | 0 | 0 | 0.00052877 | 0.00076778 | 0.0015932 | 175.7481 | 549.0915 | 750.0022 | 909.9459 | 1253.7382 | 1562.0205 | 2118.0104 | 2321.0007 | 2321.0008 | 2321.0037 | 2321.0037 | 2321.0037 | 2321.0037 | 2321.0037 | 2321.0037 | 2321.0037 | 2321.0037 | 2321.0037 | 2321.0037 | 2321.0037 | 2321.0037 | 2321.0037
TAS1 | VPP | 7.91 | 15.84 | 26.48 | 39.38 | 55.11 | 73.65 | 101.57 | 123.05 | 146.53 | 174.61 | 206.95 | 241.26 | 276.87 | 312.98 | 348.25 | 382.97 | 408.39 | 431.67 | 452.64 | 473.11 | 494.7 | 516.55 | 538.75 | 560.8 | 583.06 | 605.39 | 627.89
Total excluding storage |  | 3508.51 | 5074.3175 | 5363.7503 | 5609.4645 | 7681.9455 | 8473.8985 | 10897.4319 | 12413.2555 | 14237.9269 | 15140.7333 | 19666.6521 | 25571.6335 | 26339.6778 | 29683.4633 | 35332.3768 | 35847.4429 | 37065.195 | 38525.6705 | 40466.4235 | 44129.3394 | 46354.4466 | 46232.2965 | 46254.4965 | 60393.3256 | 72087.4499 | 84735.8258 | 85158.0045
Explicitly modelled pumping
Region | Technology | 2023-24 | 2024-25 | 2025-26 | 2026-27 | 2027-28 | 2028-29 | 2029-30 | 2030-31 | 2031-32 | 2032-33 | 2033-34 | 2034-35 | 2035-36 | 2036-37 | 2037-38 | 2038-39 | 2039-40 | 2040-41 | 2041-42 | 2042-43 | 2043-44 | 2044-45 | 2045-46 | 2046-47 | 2047-48 | 2048-49 | 2049-50
NEM | Grid Battery pump | 954.93 | 954.9319 | 1845.1908 | 2514.4295 | 3121.7691 | 5135.614 | 5159.9891 | 8544.5055 | 9158.9709 | 11936.2623 | 15796.7352 | 19725.4102 | 22330.3721 | 23080.3877 | 24602.7263 | 24666.4449 | 24924.5474 | 26417.079 | 33840.4584 | 40740.7832 | 47522.9733 | 52277.362 | 51377.114 | 53622.8439 | 57003.9161 | 60649.5463 | 83011.8603
NEM | Pumped Hydro Pump | 1310 | 1310 | 2761.4042 | 3359.5627 | 5783.1347 | 6256.0798 | 6629.4233 | 6830.334 | 6990.2776 | 7334.0699 | 7642.3523 | 8198.3422 | 8401.3324 | 8401.3326 | 8401.3355 | 8401.3355 | 8401.3355 | 8401.3355 | 8401.3356 | 8401.3356 | 8401.3357 | 8401.3357 | 8401.3357 | 8401.3357 | 8401.3357 | 8401.3359 | 8401.336
NEM | VPP pump | 366.52 | 731.52 | 1218.98 | 1822.85 | 2558.43 | 3412.08 | 4696.23 | 5734.8699 | 6792.65 | 7984.1201 | 9451.04 | 11021.7499 | 12642.45 | 14292.4899 | 15915.3099 | 17494.9201 | 18665.6799 | 19737.1499 | 20682.8795 | 21556.8601 | 22491.0506 | 23437.5296 | 24406.7907 | 25388.5699 | 26393.3599 | 27416.5501 | 28459.9998
Region | Technology | 2023-24 | 2024-25 | 2025-26 | 2026-27 | 2027-28 | 2028-29 | 2029-30 | 2030-31 | 2031-32 | 2032-33 | 2033-34 | 2034-35 | 2035-36 | 2036-37 | 2037-38 | 2038-39 | 2039-40 | 2040-41 | 2041-42 | 2042-43 | 2043-44 | 2044-45 | 2045-46 | 2046-47 | 2047-48 | 2048-49 | 2049-50
NSW1 | Grid Battery pump | 50 | 50.0015 | 940.2572 | 1271.3031 | 1571.9283 | 1860.9271 | 1885.3021 | 4094.2961 | 4094.2965 | 4094.2969 | 4094.2972 | 4094.2972 | 4668.0678 | 4618.0679 | 6140.4017 | 6140.4017 | 6140.4017 | 6140.4022 | 6140.4031 | 6613.531 | 6838.7956 | 7404.6062 | 6514.358 | 6677.7208 | 6377.0966 | 6988.9017 | 7119.9444
NSW1 | Pumped Hydro Pump | 840 | 840 | 1335.6301 | 1335.6301 | 3375.6301 | 3529.9614 | 3529.9614 | 3529.9614 | 3529.9614 | 3529.9614 | 3529.9614 | 3529.9614 | 3529.9614 | 3529.9614 | 3529.9614 | 3529.9614 | 3529.9614 | 3529.9614 | 3529.9614 | 3529.9614 | 3529.9614 | 3529.9614 | 3529.9614 | 3529.9614 | 3529.9614 | 3529.9614 | 3529.9614
NSW1 | VPP pump | 113.45 | 234.47 | 391.15 | 583.15 | 817.87 | 1099.64 | 1524.3701 | 1863.23 | 2229.81 | 2645.9301 | 3161.7199 | 3706.36 | 4261.71 | 4832.22 | 5385.0599 | 5923.2399 | 6317.1401 | 6670.3197 | 6979.9097 | 7280.8598 | 7600.3302 | 7924.3899 | 8255.8703 | 8588.37 | 8928.2397 | 9272.9101 | 9620.7898
Region | Technology | 2023-24 | 2024-25 | 2025-26 | 2026-27 | 2027-28 | 2028-29 | 2029-30 | 2030-31 | 2031-32 | 2032-33 | 2033-34 | 2034-35 | 2035-36 | 2036-37 | 2037-38 | 2038-39 | 2039-40 | 2040-41 | 2041-42 | 2042-43 | 2043-44 | 2044-45 | 2045-46 | 2046-47 | 2047-48 | 2048-49 | 2049-50
QLD1 | Grid Battery pump | 100 | 100.0001 | 100.0031 | 100.0032 | 100.0041 | 1824.8501 | 1824.8501 | 1824.8501 | 1824.8501 | 2590.3939 | 5358.2236 | 7733.3335 | 8088.5669 | 8088.5669 | 8088.5669 | 8088.5669 | 8088.5669 | 9581.0979 | 10172.7269 | 15820.9979 | 17206.0109 | 20770.7164 | 20770.7167 | 20770.7172 | 20770.7172 | 20554.4492 | 41484.6623
QLD1 | Pumped Hydro Pump | 470 | 470 | 1425.7732 | 1942.6715 | 2094.3629 | 2209.3897 | 2209.3897 | 2209.3897 | 2209.3897 | 2209.3897 | 2209.3897 | 2209.3897 | 2209.3897 | 2209.3897 | 2209.3897 | 2209.3897 | 2209.3897 | 2209.3897 | 2209.3897 | 2209.3897 | 2209.3897 | 2209.3897 | 2209.3897 | 2209.3897 | 2209.3897 | 2209.3897 | 2209.3897
QLD1 | VPP pump | 81.31 | 177.51 | 314.99 | 485.21 | 690.75 | 942.37 | 1319.33 | 1624.09 | 1944.03 | 2302.23 | 2742.3501 | 3210.76 | 3693.74 | 4164.2798 | 4602.4399 | 5027.8901 | 5334.1299 | 5614.29 | 5855.8198 | 6089.3501 | 6341.7002 | 6594.71 | 6854.7402 | 7119.54 | 7388.3501 | 7663.8701 | 7944.3501
Region | Technology | 2023-24 | 2024-25 | 2025-26 | 2026-27 | 2027-28 | 2028-29 | 2029-30 | 2030-31 | 2031-32 | 2032-33 | 2033-34 | 2034-35 | 2035-36 | 2036-37 | 2037-38 | 2038-39 | 2039-40 | 2040-41 | 2041-42 | 2042-43 | 2043-44 | 2044-45 | 2045-46 | 2046-47 | 2047-48 | 2048-49 | 2049-50
VIC1 | Grid Battery pump | 375.33 | 375.3302 | 375.3302 | 713.5223 | 1020.2357 | 1020.2357 | 1020.2357 | 1705.3434 | 1705.3434 | 2224.6821 | 2227.0565 | 2816.0776 | 4233.5371 | 4233.5371 | 4233.5371 | 4233.5371 | 4318.7036 | 4318.7036 | 4806.2431 | 4806.2431 | 6022.0146 | 6645.8874 | 6645.8874 | 6307.6966 | 6230.3592 | 6292.9607 | 6292.9607
VIC1 | Pumped Hydro Pump | 0 | 0 | 0.00029028 | 81.26 | 313.1398 | 340.9803 | 340.9803 | 340.9803 | 340.9803 | 340.9803 | 340.9803 | 340.9803 | 340.9803 | 340.9803 | 340.9803 | 340.9803 | 340.9803 | 340.9803 | 340.9803 | 340.9803 | 340.9803 | 340.9803 | 340.9803 | 340.9803 | 340.9803 | 340.9805 | 340.9805
VIC1 | VPP pump | 60.48 | 148.65 | 275.34 | 442.27 | 652.41 | 876.19 | 1210.52 | 1471.39 | 1695.23 | 1937.34 | 2247.55 | 2595.7899 | 2964.99 | 3357.3601 | 3781.5199 | 4194.89 | 4521.8399 | 4833.0601 | 5118.2999 | 5352.5802 | 5602.9702 | 5858.4198 | 6119.3201 | 6385.4199 | 6659.94 | 6939.4599 | 7228.1298
Region | Technology | 2023-24 | 2024-25 | 2025-26 | 2026-27 | 2027-28 | 2028-29 | 2029-30 | 2030-31 | 2031-32 | 2032-33 | 2033-34 | 2034-35 | 2035-36 | 2036-37 | 2037-38 | 2038-39 | 2039-40 | 2040-41 | 2041-42 | 2042-43 | 2043-44 | 2044-45 | 2045-46 | 2046-47 | 2047-48 | 2048-49 | 2049-50
SA1 | Grid Battery pump | 429.6 | 429.6001 | 429.6003 | 429.6008 | 429.6008 | 429.6008 | 429.6008 | 920.0156 | 1534.4802 | 3026.8886 | 4117.1568 | 5081.7008 | 5340.1989 | 6140.2139 | 6140.2139 | 6140.2139 | 6313.1499 | 6313.1499 | 12203.7052 | 12203.7052 | 16159.8447 | 16159.8445 | 16149.8445 | 16149.8442 | 16149.8448 | 17370.5504 | 18671.6087
SA1 | Pumped Hydro Pump | 0 | 0 | 0.00014914 | 0.00029964 | 0.00040015 | 0.00040926 | 0.00040967 | 0.00042871 | 0.00042877 | 0.00042913 | 0.00043144 | 0.00043534 | 0.0004372 | 0.00045451 | 0.00045659 | 0.00045745 | 0.00048228 | 0.0004851 | 0.00051228 | 0.00053598 | 0.00059327 | 0.00059336 | 0.00059356 | 0.00059405 | 0.00059707 | 0.000653 | 0.0007166
SA1 | VPP pump | 103.37 | 155.05 | 211.02 | 272.84 | 342.29 | 420.23 | 540.44 | 653.11 | 777.05 | 924.01 | 1092.47 | 1267.58 | 1445.14 | 1625.65 | 1798.04 | 1965.9301 | 2084.1799 | 2187.8101 | 2276.21 | 2360.96 | 2451.3501 | 2543.46 | 2638.1101 | 2734.4399 | 2833.77 | 2934.9199 | 3038.8401
Region | Technology | 2023-24 | 2024-25 | 2025-26 | 2026-27 | 2027-28 | 2028-29 | 2029-30 | 2030-31 | 2031-32 | 2032-33 | 2033-34 | 2034-35 | 2035-36 | 2036-37 | 2037-38 | 2038-39 | 2039-40 | 2040-41 | 2041-42 | 2042-43 | 2043-44 | 2044-45 | 2045-46 | 2046-47 | 2047-48 | 2048-49 | 2049-50
TAS1 | Grid Battery pump | 0 | 0 | 0.00010932 | 0.00013361 | 0.00026967 | 0.00026978 | 0.00031561 | 0.0004188 | 0.00070238 | 0.00083962 | 0.0010705 | 0.0011603 | 0.0013428 | 0.0018837 | 0.0066743 | 63.7253 | 63.7253 | 63.7253 | 517.3801 | 1296.3059 | 1296.3075 | 1296.3074 | 1296.3074 | 3716.8651 | 7475.8984 | 9442.6843 | 9442.6843
TAS1 | Pumped Hydro Pump | 0 | 0 | 0.00052877 | 0.00076778 | 0.0015932 | 175.7481 | 549.0915 | 750.0022 | 909.9459 | 1253.7382 | 1562.0205 | 2118.0104 | 2321.0007 | 2321.0008 | 2321.0037 | 2321.0037 | 2321.0037 | 2321.0037 | 2321.0037 | 2321.0037 | 2321.0037 | 2321.0037 | 2321.0037 | 2321.0037 | 2321.0037 | 2321.0037 | 2321.0037
TAS1 | VPP pump | 7.91 | 15.84 | 26.48 | 39.38 | 55.11 | 73.65 | 101.57 | 123.05 | 146.53 | 174.61 | 206.95 | 241.26 | 276.87 | 312.98 | 348.25 | 382.97 | 408.39 | 431.67 | 452.64 | 473.11 | 494.7 | 516.55 | 538.75 | 560.8 | 583.06 | 605.39 | 627.89
Non-controllable capacity
Region | Technology | 2023-24 | 2024-25 | 2025-26 | 2026-27 | 2027-28 | 2028-29 | 2029-30 | 2030-31 | 2031-32 | 2032-33 | 2033-34 | 2034-35 | 2035-36 | 2036-37 | 2037-38 | 2038-39 | 2039-40 | 2040-41 | 2041-42 | 2042-43 | 2043-44 | 2044-45 | 2045-46 | 2046-47 | 2047-48 | 2048-49 | 2049-50
NEM | Distributed PV | 22580.8792 | 25525.2357 | 28511.2278 | 31371.0682 | 34250.8786 | 36995.1899 | 39671.4274 | 42224.097 | 44602.8979 | 46967.9172 | 49314.5296 | 51629.5619 | 53792.1527 | 55825.533 | 57761.4415 | 59706.3405 | 61699.2009 | 63698.7614 | 65697.6668 | 67668.6027 | 69644.0355 | 71609.2434 | 73546.3281 | 75464.2447 | 77368.609 | 79270.8326 | 81161.1078
NEM | Behind the meter battery | 1615.687 | 2523.858 | 3346.118 | 4039.736 | 4643.731 | 5111.685 | 5870.22 | 6883.914 | 7823.741 | 8822.021 | 10032.986 | 11279.352 | 12411.971 | 13450.545 | 14351.891 | 15102.709 | 15417.929 | 15594.936 | 15616.079 | 15610.974 | 15555.227 | 15481.949 | 15387.778 | 15277.058 | 15144.979 | 15000.321 | 14832.36
NEM | Behind the meter battery pump | 1615.687 | 2523.858 | 3346.118 | 4039.736 | 4643.731 | 5111.685 | 5870.22 | 6883.914 | 7823.741 | 8822.021 | 10032.986 | 11279.352 | 12411.971 | 13450.545 | 14351.891 | 15102.709 | 15417.929 | 15594.936 | 15616.079 | 15610.974 | 15555.227 | 15481.949 | 15387.778 | 15277.058 | 15144.979 | 15000.321 | 14832.36
Region | Technology | 2023-24 | 2024-25 | 2025-26 | 2026-27 | 2027-28 | 2028-29 | 2029-30 | 2030-31 | 2031-32 | 2032-33 | 2033-34 | 2034-35 | 2035-36 | 2036-37 | 2037-38 | 2038-39 | 2039-40 | 2040-41 | 2041-42 | 2042-43 | 2043-44 | 2044-45 | 2045-46 | 2046-47 | 2047-48 | 2048-49 | 2049-50
NSW1 | Distributed PV | 7493.2513 | 8506.6815 | 9484.7641 | 10408.6191 | 11341.6366 | 12278.8288 | 13198.5365 | 14078.0696 | 14943.2904 | 15804.0265 | 16656.3786 | 17499.9334 | 18299.2163 | 19061.5342 | 19791.6143 | 20520.7215 | 21244.1629 | 21954.8144 | 22664.4865 | 23368.8259 | 24076.0735 | 24783.7256 | 25480.0799 | 26162.9859 | 26840.8834 | 27514.6946 | 28177.258
NSW1 | Behind the meter battery | 588.706 | 887.915 | 1132.692 | 1330.786 | 1501.11 | 1644.835 | 1879.228 | 2206.731 | 2538.018 | 2892.137 | 3323.841 | 3759.11 | 4148.139 | 4509.931 | 4816.45 | 5071.383 | 5175.41 | 5227.705 | 5227.062 | 5230.387 | 5215.023 | 5193.755 | 5164.889 | 5128.324 | 5084.217 | 5035.301 | 4976.336
NSW1 | Behind the meter battery pump | 588.706 | 887.915 | 1132.692 | 1330.786 | 1501.11 | 1644.835 | 1879.228 | 2206.731 | 2538.018 | 2892.137 | 3323.841 | 3759.11 | 4148.139 | 4509.931 | 4816.45 | 5071.383 | 5175.41 | 5227.705 | 5227.062 | 5230.387 | 5215.023 | 5193.755 | 5164.889 | 5128.324 | 5084.217 | 5035.301 | 4976.336
Region | Technology | 2023-24 | 2024-25 | 2025-26 | 2026-27 | 2027-28 | 2028-29 | 2029-30 | 2030-31 | 2031-32 | 2032-33 | 2033-34 | 2034-35 | 2035-36 | 2036-37 | 2037-38 | 2038-39 | 2039-40 | 2040-41 | 2041-42 | 2042-43 | 2043-44 | 2044-45 | 2045-46 | 2046-47 | 2047-48 | 2048-49 | 2049-50
QLD1 | Distributed PV | 6647.345 | 7457.5624 | 8316.3926 | 9119.7866 | 9916.6116 | 10724.7092 | 11503.5105 | 12250.0421 | 12949.5583 | 13650.3951 | 14343.1406 | 15012.6009 | 15614.2508 | 16150.0003 | 16639.4732 | 17118.1482 | 17629.703 | 18153.1735 | 18673.4324 | 19181.1244 | 19686.4817 | 20176.4911 | 20663.7667 | 21148.663 | 21626.508 | 22108.2051 | 22584.2053
QLD1 | Behind the meter battery | 417.096 | 671.033 | 922.271 | 1125.869 | 1299.747 | 1450.708 | 1685.163 | 1990.648 | 2286.246 | 2596.164 | 2968.338 | 3348.63 | 3694.059 | 3989.747 | 4221.779 | 4413.009 | 4478 | 4506.967 | 4491.208 | 4479.363 | 4455.174 | 4424.643 | 4389.62 | 4351.121 | 4305.933 | 4258.433 | 4204.913
QLD1 | Behind the meter battery pump | 417.096 | 671.033 | 922.271 | 1125.869 | 1299.747 | 1450.708 | 1685.163 | 1990.648 | 2286.246 | 2596.164 | 2968.338 | 3348.63 | 3694.059 | 3989.747 | 4221.779 | 4413.009 | 4478 | 4506.967 | 4491.208 | 4479.363 | 4455.174 | 4424.643 | 4389.62 | 4351.121 | 4305.933 | 4258.433 | 4204.913
Region | Technology | 2023-24 | 2024-25 | 2025-26 | 2026-27 | 2027-28 | 2028-29 | 2029-30 | 2030-31 | 2031-32 | 2032-33 | 2033-34 | 2034-35 | 2035-36 | 2036-37 | 2037-38 | 2038-39 | 2039-40 | 2040-41 | 2041-42 | 2042-43 | 2043-44 | 2044-45 | 2045-46 | 2046-47 | 2047-48 | 2048-49 | 2049-50
VIC1 | Distributed PV | 5136.4157 | 5889.8777 | 6693.2138 | 7497.1406 | 8318.2243 | 8991.668 | 9649.2003 | 10271.3819 | 10783.4723 | 11286.0042 | 11783.6333 | 12291.0229 | 12778.523 | 13252.9106 | 13722.7918 | 14215.5982 | 14737.0457 | 15272.2977 | 15812.5879 | 16345.1725 | 16883.0507 | 17423.1794 | 17956.9121 | 18489.9963 | 19024.7298 | 19559.1 | 20099.7421
VIC1 | Behind the meter battery | 329.29 | 584.387 | 822.704 | 1038.235 | 1227.849 | 1335.811 | 1514.906 | 1768.169 | 1950.593 | 2135.666 | 2379.184 | 2646.805 | 2900.178 | 3149.181 | 3402.641 | 3615.882 | 3731.245 | 3816.41 | 3863.684 | 3875.106 | 3873.739 | 3868.344 | 3856.399 | 3840.607 | 3820.005 | 3795.255 | 3765.725
VIC1 | Behind the meter battery pump | 329.29 | 584.387 | 822.704 | 1038.235 | 1227.849 | 1335.811 | 1514.906 | 1768.169 | 1950.593 | 2135.666 | 2379.184 | 2646.805 | 2900.178 | 3149.181 | 3402.641 | 3615.882 | 3731.245 | 3816.41 | 3863.684 | 3875.106 | 3873.739 | 3868.344 | 3856.399 | 3840.607 | 3820.005 | 3795.255 | 3765.725
Region | Technology | 2023-24 | 2024-25 | 2025-26 | 2026-27 | 2027-28 | 2028-29 | 2029-30 | 2030-31 | 2031-32 | 2032-33 | 2033-34 | 2034-35 | 2035-36 | 2036-37 | 2037-38 | 2038-39 | 2039-40 | 2040-41 | 2041-42 | 2042-43 | 2043-44 | 2044-45 | 2045-46 | 2046-47 | 2047-48 | 2048-49 | 2049-50
SA1 | Distributed PV | 2946.7715 | 3259.2513 | 3551.8548 | 3830.298 | 4109.0806 | 4384.8511 | 4656.6887 | 4915.1873 | 5171.4598 | 5426.7649 | 5685.2021 | 5936.1717 | 6169.7477 | 6390.0548 | 6596.2277 | 6800.1937 | 6995.6817 | 7185.1168 | 7372.9582 | 7558.2639 | 7741.8257 | 7927.6186 | 8106.9557 | 8285.0852 | 8461.038 | 8636.4028 | 8811.1499
SA1 | Behind the meter battery | 234.972 | 315.151 | 386.099 | 448.882 | 507.894 | 563.831 | 659.388 | 765.728 | 874.943 | 999.571 | 1136.279 | 1272.079 | 1391.741 | 1500.881 | 1590.477 | 1664.955 | 1688.767 | 1695.305 | 1684.559 | 1675.301 | 1660.606 | 1645.177 | 1628.101 | 1610.255 | 1590.748 | 1570.466 | 1548.36
SA1 | Behind the meter battery pump | 234.972 | 315.151 | 386.099 | 448.882 | 507.894 | 563.831 | 659.388 | 765.728 | 874.943 | 999.571 | 1136.279 | 1272.079 | 1391.741 | 1500.881 | 1590.477 | 1664.955 | 1688.767 | 1695.305 | 1684.559 | 1675.301 | 1660.606 | 1645.177 | 1628.101 | 1610.255 | 1590.748 | 1570.466 | 1548.36
Region | Technology | 2023-24 | 2024-25 | 2025-26 | 2026-27 | 2027-28 | 2028-29 | 2029-30 | 2030-31 | 2031-32 | 2032-33 | 2033-34 | 2034-35 | 2035-36 | 2036-37 | 2037-38 | 2038-39 | 2039-40 | 2040-41 | 2041-42 | 2042-43 | 2043-44 | 2044-45 | 2045-46 | 2046-47 | 2047-48 | 2048-49 | 2049-50
TAS1 | Distributed PV | 357.0956 | 411.8627 | 465.0025 | 515.2239 | 565.3253 | 615.1329 | 663.4913 | 709.4161 | 755.117 | 800.7264 | 846.175 | 889.8329 | 930.4148 | 971.0331 | 1011.3344 | 1051.6789 | 1092.6076 | 1133.3591 | 1174.2017 | 1215.216 | 1256.6039 | 1298.2287 | 1338.6138 | 1377.5143 | 1415.4498 | 1452.4302 | 1488.7526
TAS1 | Behind the meter battery | 45.623 | 65.372 | 82.352 | 95.964 | 107.131 | 116.5 | 131.535 | 152.638 | 173.941 | 198.483 | 225.344 | 252.728 | 277.854 | 300.805 | 320.544 | 337.48 | 344.507 | 348.549 | 349.566 | 350.817 | 350.685 | 350.03 | 348.769 | 346.751 | 344.076 | 340.866 | 337.026
TAS1 | Behind the meter battery pump | 45.623 | 65.372 | 82.352 | 95.964 | 107.131 | 116.5 | 131.535 | 152.638 | 173.941 | 198.483 | 225.344 | 252.728 | 277.854 | 300.805 | 320.544 | 337.48 | 344.507 | 348.549 | 349.566 | 350.817 | 350.685 | 350.03 | 348.769 | 346.751 | 344.076 | 340.866 | 337.026

## BaseCase_REZ Generation
Annual sent-out generation by REZ (GWh) - BaseCase, Hydrogen Superpower Scenario
Note: the REZ generation includes generation from the existing, committed and anticipated renewables mapped to the relevant REZs
Explicitly modelled generation
Region | REZ | REZ Name | Technology | 2023-24 | 2024-25 | 2025-26 | 2026-27 | 2027-28 | 2028-29 | 2029-30 | 2030-31 | 2031-32 | 2032-33 | 2033-34 | 2034-35 | 2035-36 | 2036-37 | 2037-38 | 2038-39 | 2039-40 | 2040-41 | 2041-42 | 2042-43 | 2043-44 | 2044-45 | 2045-46 | 2046-47 | 2047-48 | 2048-49 | 2049-50
QLD | Q1 | Far North QLD | Solar | 0 | 4.7353e-05 | 0.00017826 | 0.0023954 | 0.0022874 | 686.6707 | 777.3649 | 2116.5493 | 2043.122 | 2213.6235 | 2190.8984 | 2118.1086 | 2171.0525 | 2057.793 | 1752.2031 | 1957.1031 | 2040.7944 | 1975.4159 | 2136.9321 | 2093.7026 | 2045.6746 | 2069.9998 | 1961.5409 | 5562.7573 | 6365.1553 | 6734.2563 | 6361.1787
QLD | Q2 | North Qld Clean Energy Hub | Solar | 222.1072 | 165.4874 | 198.9707 | 202.0748 | 1903.7921 | 5737.5568 | 6437.7083 | 6097.546 | 6140.8596 | 6472.7309 | 6341.5667 | 6206.3539 | 6196.2578 | 7390.4156 | 6320.6401 | 7033.8395 | 7108.0384 | 7238.7983 | 7490.3831 | 7279.3743 | 7196.6677 | 7233.5035 | 8496.0742 | 11276.3411 | 12636.4852 | 12996.175 | 12879.341
QLD | Q3 | Northern Qld | Solar | 1162.4457 | 840.6746 | 1087.1157 | 1091.5581 | 1047.3992 | 910.6452 | 997.0576 | 919.7963 | 908.1389 | 947.2629 | 908.5772 | 8009.7704 | 8042.2103 | 7729.8534 | 6219.0583 | 7135.8452 | 7517.5244 | 7490.1337 | 7814.9149 | 7502.4773 | 7056.5064 | 7008.1037 | 6706.3751 | 5510.7482 | 6197.2988 | 6702.5574 | 6232.646
QLD | Q4 | Isaac | Solar | 1566.5591 | 1138.1912 | 1446.2423 | 1502.8032 | 1436.396 | 1267.569 | 1394.1102 | 1252.0417 | 1282.9433 | 1303.8305 | 1244.7529 | 1141.2949 | 2209.5115 | 4805.3314 | 10401.8379 | 12013.8166 | 12230.8411 | 12900.1292 | 14996.1797 | 14779.1812 | 14286.2863 | 15801.426 | 15061.8783 | 12436.1696 | 14516.9033 | 14274.9645 | 14361.9042
QLD | Q5 | Barcaldine | Solar | 35.5624 | 26.4053 | 188.6609 | 192.6811 | 191.388 | 162.6978 | 170.5638 | 160.5281 | 161.8643 | 164.3972 | 157.7745 | 143.6905 | 151.644 | 150.247 | 135.1756 | 137.8947 | 141.547 | 148.5794 | 152.2196 | 146.8912 | 117.8219 | 122.3171 | 129.3433 | 133.7242 | 139.2343 | 149.3648 | 150.8374
QLD | Q6 | Fitzroy | Solar | 838.5576 | 712.2696 | 883.7129 | 1804.0073 | 1761.5222 | 1445.3421 | 3075.0537 | 2826.5952 | 3049.4168 | 4795.1055 | 17718.7863 | 17924.2605 | 18253.7055 | 17918.7371 | 14396.9504 | 16762.0415 | 16920.3761 | 18160.4124 | 18177.0797 | 18009.9584 | 17400.5379 | 17687.6474 | 16999.9684 | 16348.8655 | 19356.5169 | 19891.9499 | 55110.4987
QLD | Q7 | Wide Bay | Solar | 1364.4818 | 1017.0149 | 1326.8871 | 1314.5227 | 1288.3405 | 1222.2202 | 1348.4318 | 1236.2541 | 3900.3187 | 5633.2969 | 5630.7981 | 5598.4804 | 5647.5853 | 5558.657 | 4575.5215 | 5143.2334 | 5196.1082 | 8698.1335 | 16021.9717 | 28030.5643 | 27910.1965 | 30999.7754 | 38492.8784 | 33146.0845 | 37782.5503 | 39325.3729 | 78427.4851
QLD | Q8 | Darling Downs | Solar | 3377.7832 | 2803.6846 | 3412.9054 | 3550.0936 | 3504.6834 | 5406.0258 | 6619.5654 | 10209.7029 | 10946.6798 | 10698.6419 | 14345.907 | 19119.1286 | 19673.7885 | 19190.8903 | 15195.0317 | 17182.5433 | 17894.24 | 24861.6359 | 24293.5229 | 49618.4109 | 60760.5652 | 80485.2542 | 87779.2675 | 68290.6685 | 77355.6458 | 81880.0234 | 117624.061
QLD | Q9 | Banana | Solar | 0 | 4.8144e-05 | 345.3602 | 342.5203 | 328.5673 | 267.6305 | 302.3756 | 275.3816 | 300.4518 | 293.6843 | 294.7043 | 13581.021 | 14014.542 | 13720.924 | 11341.561 | 12878.645 | 12987.882 | 14196.194 | 14089.301 | 13425.306 | 13230.494 | 13593.246 | 13076.283 | 10566.507 | 12186.585 | 12602.418 | 13323.757
NSW | N1 | North West NSW | Solar | 433.553 | 352.7258 | 396.6301 | 412.0887 | 402.0254 | 398.6645 | 402.0669 | 433.3324 | 422.6376 | 406.4507 | 402.7645 | 537.5625 | 591.2722 | 1541.7553 | 2993.7573 | 3055.4767 | 3177.2243 | 5039.4858 | 5688.9513 | 7628.8103 | 7346.0508 | 7711.1599 | 7506.5798 | 7280.0666 | 7338.8618 | 7606.8188 | 8164.7759
NSW | N2 | New England | Solar | 1199.6875 | 1024.8271 | 1143.3205 | 1176.451 | 1560.6111 | 2824.7807 | 2883.7164 | 3088.1569 | 5583.7127 | 5123.3277 | 6321.3304 | 6044.5105 | 6624.6646 | 6505.1458 | 5427.8865 | 5607.2993 | 5957.036 | 6439.1566 | 6303.7643 | 6465.5955 | 5870.459 | 6327.7101 | 6036.5592 | 5150.2396 | 5227.1519 | 5490.9208 | 5696.6575
NSW | N3 | Central-West Orana | Solar | 2198.2396 | 2069.6057 | 5212.4186 | 9045.0607 | 10945.4507 | 10590.3087 | 10967.6631 | 17358.5762 | 17541.4397 | 17341.1344 | 17192.1888 | 17241.7483 | 18493.1895 | 18957.7616 | 22254.9478 | 23203.6808 | 25922.6691 | 27838.352 | 27260.4673 | 27710.5736 | 31855.9556 | 33810.7584 | 33463.7826 | 34582.089 | 35971.0144 | 40144.4398 | 39817.9292
NSW | N4 | Broken Hill | Solar | 108.4232 | 65.1563 | 79.3404 | 88.6676 | 103.9979 | 95.7137 | 99.4388 | 96.3189 | 100.1942 | 85.5376 | 86.9451 | 279.6598 | 300.9697 | 356.1047 | 397.7326 | 426.1834 | 399.7708 | 427.1504 | 463.7236 | 434.2829 | 507.9477 | 529.216 | 535.2203 | 478.5002 | 487.4369 | 482.5598 | 527.1253
NSW | N5 | South West NSW | Solar | 1875.9935 | 1333.4612 | 1491.0148 | 1980.0339 | 2331.121 | 2179.171 | 2222.2776 | 2155.0782 | 2198.0257 | 3421.3501 | 3433.3982 | 3403.0494 | 3675.1333 | 3752.2737 | 3568.7757 | 3567.4326 | 3578.1758 | 3640.438 | 4047.6753 | 3778.9078 | 3634.1765 | 3879.67 | 3803.5799 | 3683.6895 | 3533.5368 | 3561.5676 | 3263.2878
NSW | N6 | Wagga Wagga | Solar | 1565.5461 | 1412.8497 | 1388.1095 | 1521.5533 | 1587.4821 | 3078.3087 | 3265.7805 | 3352.3785 | 3184.539 | 3807.5042 | 3697.3216 | 3559.5069 | 3874.0628 | 3899.5535 | 3463.6227 | 3572.8261 | 3825.1638 | 3688.5142 | 3944.9571 | 3799.546 | 3644.1567 | 3858.6125 | 3859.2606 | 4228.1285 | 4417.1455 | 4654.8377 | 4511.9286
NSW | N7 | Tumut | Solar | 0 | 0 | 0 | 0 | 0 | 0 | 0 | 0 | 0 | 0 | 0 | 0 | 0 | 0 | 0 | 0 | 0 | 0 | 0 | 0 | 0 | 0 | 0 | 0 | 0 | 0 | 0
NSW | N8 | Cooma-Monaro | Solar | 0 | 0 | 0 | 0 | 0 | 0 | 0 | 0 | 0 | 0 | 0 | 0 | 0 | 0 | 0 | 0 | 0 | 0 | 0 | 0 | 0 | 0 | 0 | 0 | 0 | 0 | 0
VIC | V1 | Ovens Murray | Solar | 0 | 0.00011451 | 0.00013715 | 0.00093014 | 1158.8558 | 1818.1654 | 1914.2719 | 1986.2672 | 1815.8059 | 2249.9058 | 2209.8657 | 2062.3052 | 2260.3992 | 2201.2632 | 1981.1859 | 2051.9268 | 2210.4067 | 2089.3406 | 3535.9062 | 3208.6055 | 3029.1287 | 3281.7231 | 3316.862 | 3114.0347 | 3179.3274 | 3491.6228 | 3254.5566
VIC | V2 | Murray River | Solar | 1266.4884 | 867.2548 | 961.8175 | 990.7142 | 978.9497 | 942.5771 | 921.5544 | 926.2172 | 958.0887 | 972.2374 | 929.3085 | 889.6883 | 910.9859 | 922.456 | 926.5997 | 947.6032 | 957.1573 | 1017.5091 | 1103.6626 | 1033.1679 | 1167.5374 | 1170.5315 | 1160.815 | 1129.7144 | 1268.2765 | 1284.8161 | 1128.5936
VIC | V3 | Western Victoria | Solar | 0 | 0.00010513 | 0.00018856 | 0.00089311 | 678.7059 | 521.8263 | 555.4495 | 1382.4766 | 1322.2066 | 1897.0187 | 1734.7887 | 1539.1317 | 1583.7257 | 1746.314 | 1411.2557 | 1461.0357 | 1495.9062 | 1552.3449 | 2163.0203 | 1951.0963 | 1977.1209 | 2059.829 | 2220.0915 | 1789.0402 | 2015.6204 | 2097.3996 | 1911.2641
VIC | V4 | South West Victoria | Solar | 0 | 0 | 0 | 0 | 0 | 0 | 0 | 0 | 0 | 0 | 0 | 0 | 0 | 0 | 0 | 0 | 0 | 0 | 0 | 0 | 0 | 0 | 0 | 0 | 0 | 0 | 0
VIC | V5 | Gippsland | Solar | 0 | 5.4546e-05 | 0.00013214 | 259.0775 | 267.9886 | 210.0989 | 220.1109 | 960.8405 | 904.0852 | 1913.4977 | 2586.7495 | 7321.1665 | 10712.533 | 10994.726 | 8790.183 | 9009.362 | 11077.218 | 10488.209 | 13289.554 | 13008.814 | 17507.152 | 19211.92 | 20418.174 | 16271.042 | 18286.482 | 20063.61 | 18743.898
VIC | V6 | Central North VIC | Solar | 949.6095 | 777.1501 | 763.3434 | 1032.2094 | 1115.2299 | 977.5206 | 992.4874 | 1943.1117 | 1946.424 | 2008.587 | 1994.1053 | 1817.5457 | 1905.9077 | 2044.3513 | 2129.443 | 2211.7194 | 2130.2964 | 2357.1271 | 2554.5629 | 2488.9543 | 2647.9384 | 2687.6906 | 2896.9466 | 2563.9948 | 2861.1738 | 2650.9172 | 2714.897
SA | S1 | South East SA | Solar | 333.9078 | 253.0758 | 255.98 | 272.6844 | 275.0124 | 254.5819 | 267.6657 | 265.1546 | 272.4007 | 436.258 | 427.697 | 387.3884 | 411.9361 | 410.4993 | 368.099 | 416.7315 | 405.7309 | 396.3588 | 348.0225 | 328.4071 | 318.5036 | 328.6222 | 332.617 | 298.1812 | 332.9954 | 321.3247 | 140.068
SA | S2 | Riverland | Solar | 48.192 | 40.9719 | 43.2617 | 43.867 | 45.3097 | 35.6445 | 38.7473 | 2154.2056 | 2286.8574 | 2527.2931 | 2347.1663 | 2228.6079 | 2383.9644 | 7481.7236 | 6965.4183 | 7509.9032 | 7692.1768 | 7816.0757 | 8745.3339 | 7844.2675 | 7743.2589 | 7950.539 | 8255.482 | 6922.7715 | 7428.1353 | 7486.752 | 7351.6875
SA | S3 | Mid-North SA | Solar | 0 | 9.1265e-05 | 0.00026832 | 0.00026071 | 0.000373 | 0.00033064 | 0.00035974 | 0.0018872 | 0.0018982 | 0.001929 | 2575.8105 | 2410.2744 | 2543.5789 | 2624.7996 | 2161.7087 | 2336.577 | 2418.032 | 2384.3127 | 2570.7412 | 2431.4033 | 2412.4683 | 2436.86 | 2544.127 | 2094.0227 | 2286.5278 | 2336.002 | 3130.549
SA | S4 | Yorke Peninsula | Solar | 0 | 0 | 0 | 0 | 0 | 0 | 0 | 0 | 0 | 0 | 0 | 0 | 0 | 0 | 0 | 0 | 0 | 0 | 0 | 0 | 0 | 0 | 0 | 0 | 0 | 0 | 0
SA | S5 | Northern SA | Solar | 840.3878 | 630.6668 | 657.8297 | 702.3222 | 700.8707 | 686.7842 | 691.2371 | 983.2317 | 1048.5067 | 4653.6909 | 6471.2069 | 6319.9455 | 6721.0634 | 6803.5017 | 6004.6766 | 6357.6987 | 6413.7221 | 6428.5899 | 10075.23 | 9201.8974 | 9473.2143 | 9167.5315 | 9395.0148 | 8184.4702 | 8866.982 | 9150.41 | 8824.925
SA | S6 | Leigh Creek | Solar | 0 | 0.00012935 | 211.8311 | 226.5695 | 375.612 | 3215.9937 | 3331.054 | 4755.2886 | 5222.799 | 5308.6187 | 8094.253 | 13875.65 | 15011.041 | 16098.512 | 13588.048 | 14483.194 | 14630.98 | 15223.176 | 35658.496 | 32650.35 | 56514.598 | 57855.234 | 60343.69 | 56896.56 | 64442.383 | 70193.89 | 83058.44
SA | S7 | Roxby Downs | Solar | 0 | 0.00011761 | 230.8178 | 241.9952 | 974.0067 | 1070.7236 | 1092.4402 | 1186.9835 | 1288.2507 | 1281.1584 | 1249.9265 | 1182.2153 | 1264.7415 | 1273.1674 | 2726.1274 | 2862.3464 | 4583.3784 | 4747.7554 | 7519.674 | 7093.6978 | 7226.6665 | 7277.8677 | 7538.122 | 6562.655 | 6948.4194 | 6910.506 | 6860.7725
SA | S8 | Eastern Eyre Peninsula | Solar | 0 | 6.2404e-05 | 0.00012832 | 0.00012149 | 0.0001692 | 0.00013553 | 0.00015826 | 0.00031059 | 0.00030218 | 0.00030674 | 0.00071368 | 0.00069149 | 0.00068743 | 0.0013804 | 0.001133 | 0.0012373 | 0.0020145 | 0.0019241 | 9709.444 | 9244.269 | 9356.285 | 9287.285 | 9798.223 | 7820.1787 | 8825.172 | 9265.304 | 8649.097
SA | S9 | Western Eyre Peninsula | Solar | 0 | 0.00010472 | 0.0008159 | 0.00078391 | 0.00097399 | 0.00081459 | 0.00097307 | 1149.5822 | 1217.0077 | 1622.2063 | 3080.2798 | 3362.116 | 3694.7283 | 5822.165 | 6880.2812 | 7304.169 | 7575.108 | 7692.0957 | 8581.032 | 7802.9355 | 7981.1836 | 8010.3296 | 8200.17 | 6855.839 | 7415.9604 | 7639.8135 | 7366.9556
TAS | T1 | North East Tasmania | Solar | 0 | 7.0109e-05 | 0.00010751 | 0.00034737 | 366.8613 | 463.9481 | 509.2103 | 2264.1013 | 2088.919 | 2235.8667 | 7780.47 | 12221.915 | 13809.496 | 15460.726 | 16243.126 | 17652.88 | 19888.535 | 19317.945 | 20676.516 | 26519.395 | 28049.72 | 29605.607 | 28595.9 | 34744.203 | 45113.41 | 58339.734 | 55695.57
TAS | T2 | North West Tasmania | Solar | 0 | 4.3171e-05 | 4.7968e-05 | 7.9104e-05 | 0.00016251 | 0.00018252 | 0.0032226 | 211.2952 | 198.6136 | 207.645 | 223.7337 | 201.3161 | 209.8338 | 204.18 | 172.0047 | 187.5362 | 190.4564 | 182.0966 | 189.2602 | 207.0507 | 197.1742 | 201.236 | 200.1181 | 170.663 | 185.9025 | 183.3103 | 179.1354
TAS | T3 | Central Highlands | Solar | 0 | 5.4728e-05 | 6.3704e-05 | 0.00011411 | 0.00050529 | 0.0016361 | 218.401 | 224.5124 | 215.0862 | 227.987 | 234.1624 | 214.8078 | 223.7613 | 222.6063 | 184.8871 | 187.6652 | 198.9789 | 192.574 | 200.0487 | 213.7261 | 207.6283 | 212.1368 | 216.1885 | 183.137 | 184.973 | 190.781 | 187.7541
Region | REZ | REZ Name | Technology | 2023-24 | 2024-25 | 2025-26 | 2026-27 | 2027-28 | 2028-29 | 2029-30 | 2030-31 | 2031-32 | 2032-33 | 2033-34 | 2034-35 | 2035-36 | 2036-37 | 2037-38 | 2038-39 | 2039-40 | 2040-41 | 2041-42 | 2042-43 | 2043-44 | 2044-45 | 2045-46 | 2046-47 | 2047-48 | 2048-49 | 2049-50
QLD | Q1 | Far North QLD | Wind | 1302.8121 | 3606.93 | 4026.6177 | 6604.2331 | 9071.8469 | 8608.8689 | 14023.2489 | 17784.5787 | 17825.4548 | 18072.1915 | 15529.6042 | 28845.797 | 38721.1243 | 47032.4203 | 54874.5692 | 61560.3572 | 62367.5179 | 61481.2513 | 62994.3435 | 53676.3425 | 55715.1018 | 64133.0992 | 68903.4215 | 122855.741 | 132429.1758 | 136055.9957 | 131843.0564
QLD | Q2 | North Qld Clean Energy Hub | Wind | 132.026 | 2485.2465 | 8553.19 | 11253.7675 | 14887.0546 | 17452.778 | 17083.5256 | 16367.0444 | 16776.2461 | 15975.2567 | 14267.2483 | 15703.9959 | 16142.5226 | 16300.0456 | 16587.41 | 16245.163 | 15935.0554 | 16213.5567 | 15404.0482 | 13809.0419 | 15322.9834 | 18140.0887 | 18245.3806 | 18264.8086 | 18175.4965 | 18016.6762 | 18236.4673
QLD | Q3 | Northern Qld | Wind | 0 | 0 | 0 | 0 | 0 | 0 | 0 | 0 | 0 | 0 | 0 | 0 | 0 | 0 | 0 | 0 | 0 | 0 | 0 | 0 | 0 | 0 | 0 | 0 | 0 | 0 | 0
QLD | Q4 | Isaac | Wind | 0 | 193.9194 | 231.2802 | 213.1865 | 239.8948 | 227.7869 | 230.6746 | 235.8512 | 239.6365 | 225.4176 | 216.3465 | 211.4431 | 200.0858 | 229.0699 | 2243.9018 | 2246.0984 | 2377.3944 | 2414.354 | 2265.9372 | 2150.3116 | 2146.1881 | 2039.4687 | 2302.2844 | 2654.363 | 2711.2763 | 2882.9401 | 10447.6104
QLD | Q5 | Barcaldine | Wind | 0 | 0.0027477 | 0.0029141 | 0.0037395 | 0.0039858 | 0.0035251 | 0.0036112 | 0.0034428 | 0.0037076 | 70.5184 | 168.9701 | 246.325 | 244.7107 | 254.1815 | 219.9857 | 219.3402 | 228.1761 | 243.1481 | 250.7105 | 233.8223 | 246.5221 | 247.802 | 251.4135 | 211.1901 | 215.1254 | 224.9769 | 237.3685
QLD | Q6 | Fitzroy | Wind | 0 | 2492.7501 | 2722.8609 | 2633.274 | 2905.7267 | 2855.9933 | 2934.9532 | 2881.187 | 2862.0177 | 2724.7903 | 2655.5634 | 2613.7218 | 2553.082 | 2808.7053 | 7314.6925 | 7327.5527 | 7365.4631 | 7103.263 | 7012.3227 | 6608.2671 | 6733.7147 | 6492.0752 | 6904.3477 | 9555.791 | 9716.657 | 9809.551 | 9420.3458
QLD | Q7 | Wide Bay | Wind | 0 | 0.00057517 | 681.7556 | 664.6859 | 679.392 | 736.6433 | 733.3038 | 705.0696 | 623.4685 | 679.9298 | 651.0275 | 636.9571 | 629.9919 | 643.837 | 696.4331 | 699.2835 | 692.2071 | 610.9549 | 671.7067 | 634.7572 | 632.2833 | 629.068 | 631.8353 | 2614.8364 | 2716.6701 | 2772.2374 | 2523.7543
QLD | Q8 | Darling Downs | Wind | 2605.4514 | 9073.1124 | 9513.2629 | 9523.7436 | 10593.1534 | 10311.2205 | 12549.5215 | 12498.078 | 16184.0221 | 18875.3118 | 26439.3356 | 39748.0224 | 39961.9657 | 44134.2227 | 43490.1989 | 42377.5969 | 44175.6176 | 42230.7039 | 51310.1766 | 88410.8084 | 93246.8562 | 98017.1384 | 135019.4714 | 135197.4009 | 131966.461 | 140793.6479 | 133823.1084
QLD | Q9 | Banana | Wind | 0 | 0.00080345 | 0.0095354 | 0.0094427 | 162.7717 | 303.7615 | 298.6775 | 302.097 | 289.7375 | 291.5768 | 276.8478 | 2134.2099 | 2181.0875 | 2298.6019 | 2322.3859 | 2253.7625 | 2332.9183 | 2245.565 | 2257.3091 | 2121.5781 | 2120.6816 | 2170.0881 | 2266.971 | 2220.968 | 2208.6811 | 2296.8156 | 2222.4873
NSW | N1 | North West NSW | Wind | 0 | 0 | 0 | 0 | 0 | 0 | 0 | 0 | 0 | 0 | 0 | 0 | 0 | 0 | 0 | 0 | 0 | 0 | 0 | 0 | 0 | 0 | 0 | 0 | 0 | 0 | 0
NSW | N2 | New England | Wind | 1498.7414 | 1677.2771 | 1766.5908 | 1851.9123 | 11763.3288 | 12929.4392 | 12158.5461 | 12290.5205 | 11897.533 | 17566.1277 | 17055.8145 | 17572.5245 | 18510.776 | 18500.7011 | 21509.6992 | 19681.5423 | 19845.8783 | 18455.7431 | 19935.4684 | 18758.8126 | 18891.1306 | 19747.11 | 19337.5423 | 21462.321 | 20034.9424 | 20021.5545 | 18300.9882
NSW | N3 | Central-West Orana | Wind | 382.8055 | 12166.2986 | 11761.3012 | 17189.0147 | 17866.3834 | 18651.0351 | 19559.6473 | 19988.4648 | 19302.6332 | 19724.265 | 19658.9081 | 20284.7151 | 21184.2827 | 22421.051 | 22642.9874 | 22456.3207 | 21816.2648 | 26045.1123 | 32773.2254 | 32430.0251 | 33870.7738 | 35005.3647 | 37161.0171 | 46001.2923 | 45725.7493 | 44257.5066 | 42254.7982
NSW | N4 | Broken Hill | Wind | 634.4163 | 514.4225 | 551.2506 | 594.2749 | 632.7596 | 589.0696 | 609.8077 | 615.5251 | 629.3787 | 576.9718 | 559.7737 | 549.7336 | 602.4453 | 596.9423 | 563.138 | 585.2518 | 591.7592 | 609.7017 | 680.7453 | 727.298 | 399.6227 | 441.9299 | 427.7842 | 655.4627 | 659.4489 | 642.641 | 676.069
NSW | N5 | South West NSW | Wind | 0 | 6.1839e-05 | 0.00060719 | 0.00057712 | 0.00059079 | 0.00053722 | 0.0005807 | 0.00051928 | 0.00059388 | 0.00056162 | 0.00083878 | 0.00075694 | 0.00091732 | 0.0010079 | 0.00089948 | 0.00096433 | 0.00091037 | 0.0016951 | 0.0016393 | 0.002209 | 0.0019806 | 0.0022017 | 0.0028687 | 0.0026365 | 0.0027988 | 0.0026871 | 0.0033582
NSW | N6 | Wagga Wagga | Wind | 0 | 0.00032753 | 0.00030733 | 0.00031247 | 0.00036027 | 0.00032644 | 0.00038249 | 0.00034537 | 0.00041332 | 0.00038687 | 0.00051778 | 0.0004584 | 0.00049584 | 0.00067818 | 0.00059306 | 0.00064794 | 0.00062111 | 0.0011008 | 0.0010445 | 0.0011268 | 0.00097958 | 0.0010578 | 0.0015668 | 0.0015244 | 0.0016167 | 0.0015813 | 0.0021692
NSW | N7 | Tumut | Wind | 0 | 0 | 0 | 0 | 0 | 0 | 0 | 0 | 0 | 0 | 0 | 0 | 0 | 0 | 0 | 0 | 0 | 0 | 0 | 0 | 0 | 0 | 0 | 0 | 0 | 0 | 0
NSW | N8 | Cooma-Monaro | Wind | 327.4176 | 2791.9993 | 2829.4089 | 2933.3671 | 2983.6322 | 2865.463 | 2932.4178 | 3028.6059 | 2988.7595 | 2827.1738 | 2885.0246 | 2885.1348 | 3053.1626 | 4311.6951 | 5053.3018 | 6910.1235 | 7276.0967 | 7234.8825 | 6701.1324 | 6826.2124 | 6702.5089 | 7137.9497 | 6776.453 | 9624.6263 | 9877.6069 | 10294.9456 | 10073.4973
VIC | V1 | Ovens Murray | Wind | 0 | 0 | 0 | 0 | 0 | 0 | 0 | 0 | 0 | 0 | 0 | 0 | 0 | 0 | 0 | 0 | 0 | 0 | 0 | 0 | 0 | 0 | 0 | 0 | 0 | 0 | 0
VIC | V2 | Murray River | Wind | 0 | 0 | 0 | 0 | 0 | 0 | 0 | 0 | 0 | 0 | 0 | 0 | 0 | 0 | 0 | 0 | 0 | 0 | 0 | 0 | 0 | 0 | 0 | 0 | 0 | 0 | 0
VIC | V3 | Western Victoria | Wind | 3828.7978 | 3360.2036 | 3522.2115 | 3534.3191 | 4770.8107 | 4754.3624 | 5031.2696 | 4791.8001 | 5112.5836 | 4684.2678 | 4630.5619 | 4210.5126 | 4510.956 | 4546.2623 | 4595.2858 | 4706.6766 | 4508.6385 | 4916.8934 | 4578.9822 | 4360.4921 | 4064.4532 | 3612.0595 | 3584.0037 | 4218.811 | 4578.9907 | 4415.3926 | 4319.965
VIC | V4 | South West Victoria | Wind | 5854.3008 | 10134.7635 | 11163.2347 | 14508.56 | 16130.2896 | 15997.8537 | 17168.0313 | 17437.5123 | 19758.7074 | 17502.1679 | 20688.7688 | 19951.1358 | 20600.9294 | 21796.7589 | 23091.0179 | 30735.4058 | 28785.8236 | 33617.1365 | 30497.9219 | 38707.0257 | 43496.2529 | 44256.4812 | 45021.3811 | 43712.3438 | 52893.5259 | 48972.839 | 54367.8732
VIC | V5 | Gippsland | Wind | 0 | 2163.4042 | 2209.5719 | 2177.5882 | 5349.7916 | 5537.496 | 5894.988 | 5752.7275 | 6578.5038 | 5910.8955 | 6031.1053 | 5730.1685 | 5892.3638 | 5923.2796 | 5607.4104 | 5831.9886 | 5557.3513 | 6357.9601 | 5737.8004 | 5780.1994 | 5491.9272 | 5637.7142 | 5692.4813 | 7758.7852 | 14820.6435 | 13974.6409 | 15826.3446
VIC | V6 | Central North VIC | Wind | 0 | 0.0011832 | 0.001134 | 300.2279 | 882.1851 | 1301.2841 | 1271.0264 | 1254.7776 | 1320.7673 | 1322.9718 | 1297.6513 | 1170.6459 | 1283.2837 | 1348.8025 | 1506.7976 | 1471.9025 | 2350.6648 | 2505.3026 | 2512.0427 | 2460.4009 | 2229.1489 | 2456.0686 | 2600.5821 | 3388.5126 | 3716.4728 | 4571.2305 | 4766.1134
SA | S1 | South East SA | Wind | 744.1445 | 1368.483 | 1355.8663 | 1563.7221 | 1555.8807 | 1585.9288 | 1926.2686 | 2695.6375 | 3248.6305 | 2882.8662 | 3040.9533 | 2762.0232 | 2983.7396 | 4430.0409 | 4018.5275 | 6570.4913 | 6042.6589 | 10289.8584 | 9334.694 | 11905.6535 | 11183.0527 | 11934.3223 | 12235.0012 | 10965.365 | 12364.7024 | 11147.6577 | 16500.1375
SA | S2 | Riverland | Wind | 0 | 0.00033734 | 0.00032018 | 0.0004793 | 0.00044833 | 0.00041017 | 0.00044418 | 0.00053088 | 0.00057125 | 0.00050523 | 0.00074364 | 0.00066115 | 0.0011183 | 0.0010893 | 0.00098212 | 0.0011309 | 0.0014095 | 0.0015197 | 0.0017467 | 0.0036223 | 0.0033393 | 0.0038461 | 0.0036732 | 0.0033784 | 0.0049844 | 0.0047513 | 0.0049991
SA | S3 | Mid-North SA | Wind | 4143.7891 | 3787.7456 | 3616.0458 | 4259.3925 | 4250.5935 | 7532.1389 | 7683.889 | 7592.2975 | 8113.5737 | 7680.758 | 11727.3387 | 10486.81 | 13241.696 | 15772.4166 | 16251.305 | 16834.3363 | 15222.3864 | 16628.8317 | 15771.2512 | 15861.2837 | 14056.4091 | 15911.2565 | 15085.8256 | 14537.7312 | 16415.9783 | 15291.0727 | 16364.4543
SA | S4 | Yorke Peninsula | Wind | 244.4697 | 905.2564 | 861.0457 | 1377.892 | 1428.2368 | 1346.8263 | 1334.1996 | 1239.2905 | 1440.198 | 1272.8125 | 1372.4473 | 1214.1297 | 1363.7582 | 4138.4785 | 3771.6879 | 3950.2433 | 3661.3408 | 4161.8334 | 3802.7769 | 3871.9275 | 7857.8845 | 8596.4419 | 8858.0289 | 8080.1299 | 8574.1469 | 7814.7186 | 24472.4088
SA | S5 | Northern SA | Wind | 1301.9963 | 1167.83 | 1180.4841 | 1314.4362 | 1334.6366 | 1208.3982 | 1237.8383 | 1262.662 | 1309.7545 | 1189.9658 | 1241.0326 | 1198.6613 | 1312.2667 | 1316.0325 | 1194.8668 | 1234.4972 | 1255.3277 | 1266.3135 | 1195.7714 | 1196.7296 | 1192.69 | 1287.4378 | 603.3679 | 482.5719 | 485.4681 | 498.4124 | 532.2272
SA | S6 | Leigh Creek | Wind | 0 | 1044.7721 | 1012.0942 | 1581.2422 | 1471.8176 | 7530.9668 | 7585.0978 | 7305.0276 | 7192.4884 | 7479.8991 | 7293.626 | 6895.7246 | 7458.809 | 7285.9482 | 20154.4411 | 22622.9169 | 22026.7193 | 21244.0721 | 37328.899 | 35678.2525 | 34624.2375 | 36437.678 | 36004.2296 | 54805.4176 | 57199.7233 | 54950.663 | 52696.1539
SA | S7 | Roxby Downs | Wind | 0 | 0 | 0 | 0 | 0 | 0 | 0 | 0 | 0 | 0 | 0 | 0 | 0 | 0 | 0 | 0 | 0 | 0 | 0 | 0 | 0 | 0 | 0 | 0 | 0 | 0 | 0
SA | S8 | Eastern Eyre Peninsula | Wind | 316.5394 | 264.113 | 272.889 | 907.5133 | 1298.3492 | 1332.1146 | 1396.9259 | 3062.9648 | 3401.6333 | 3103.447 | 3266.7123 | 2886.9137 | 6696.5057 | 7225.3719 | 6517.2294 | 6844.7605 | 6582.6271 | 7218.8782 | 8303.7123 | 8719.9704 | 7949.5102 | 9023.9748 | 9114.3503 | 8253.4969 | 20819.2387 | 26258.1485 | 28547.4155
SA | S9 | Western Eyre Peninsula | Wind | 0 | 1156.5288 | 1091.0714 | 3301.4609 | 3344.4439 | 3158.1041 | 3204.6713 | 3072.112 | 3480.2413 | 3079.1866 | 4467.8199 | 3991.2033 | 4574.5102 | 4611.6012 | 4277.5016 | 4335.8779 | 4196.9651 | 6368.4766 | 5834.8229 | 11020.5426 | 11447.3315 | 12753.155 | 12885.0512 | 11940.5285 | 12178.6439 | 11561.063 | 14931.3217
TAS | T1 | North East Tasmania | Wind | 500.7797 | 461.8954 | 540.2925 | 501.9246 | 1082.1135 | 985.7186 | 903.4235 | 874.2592 | 965.3498 | 1789.0376 | 4704.5148 | 4834.1326 | 4546.2181 | 5495.8338 | 5055.1408 | 4861.1946 | 4814.3881 | 8773.8812 | 13339.544 | 13358.7612 | 19512.2843 | 17864.3364 | 19582.1449 | 32195.727 | 39289.1563 | 47504.7267 | 50170.7887
TAS | T2 | North West Tasmania | Wind | 877.2255 | 789.889 | 859.8354 | 908.9392 | 910.8115 | 1151.2509 | 3445.5854 | 3271.8194 | 5501.0895 | 5364.9337 | 4784.309 | 4695.119 | 5017.5016 | 6326.7419 | 18597.6727 | 18964.8208 | 18264.6838 | 22141.6653 | 21349.3389 | 19242.3507 | 19691.3083 | 20454.0893 | 21252.7243 | 24194.7986 | 23652.2797 | 22677.8834 | 25455.2903
TAS | T3 | Central Highlands | Wind | 491.2284 | 7450.0397 | 9229.7025 | 10268.9669 | 18910.9809 | 20222.7051 | 24440.0289 | 24653.3411 | 32283.0295 | 32932.6795 | 31422.4757 | 43925.3417 | 45198.934 | 53291.9163 | 51439.1427 | 49152.2566 | 48661.282 | 53843.5727 | 52326.2173 | 47963.4113 | 50446.537 | 50335.9044 | 52264.9885 | 50170.017 | 47269.3798 | 46538.1713 | 51289.7776
Region | REZ | REZ Name | Technology | 2023-24 | 2024-25 | 2025-26 | 2026-27 | 2027-28 | 2028-29 | 2029-30 | 2030-31 | 2031-32 | 2032-33 | 2033-34 | 2034-35 | 2035-36 | 2036-37 | 2037-38 | 2038-39 | 2039-40 | 2040-41 | 2041-42 | 2042-43 | 2043-44 | 2044-45 | 2045-46 | 2046-47 | 2047-48 | 2048-49 | 2049-50
NSW | O1 | Hunter Coast | Offshore Wind | 0 | 0 | 0 | 3.227e-05 | 3.157e-05 | 4.608e-05 | 4.0382e-05 | 4.23e-05 | 3.9636e-05 | 4.0338e-05 | 5.2206e-05 | 5.4338e-05 | 6.3013e-05 | 6.5841e-05 | 8.0916e-05 | 7.0304e-05 | 8.2994e-05 | 8.5758e-05 | 9.258e-05 | 0.00011441 | 0.00012106 | 0.00012554 | 0.00012964 | 0.00016637 | 0.00014311 | 0.00015612 | 0.00014759
NSW | O2 | Illawarra Coast | Offshore Wind | 0 | 0 | 0 | 3.0762e-05 | 2.9213e-05 | 4.2373e-05 | 3.9051e-05 | 4.5514e-05 | 4.4537e-05 | 4.2659e-05 | 5.4119e-05 | 5.2999e-05 | 6.0566e-05 | 6.0857e-05 | 7.7092e-05 | 7.0764e-05 | 8.5662e-05 | 9.6431e-05 | 9.4531e-05 | 0.00011908 | 0.00011468 | 0.000119 | 0.00011727 | 0.00016123 | 0.00014639 | 0.00016268 | 0.00016775
VIC | O3 | Gippsland Coast | Offshore Wind | 0 | 0 | 0 | 3.3418e-05 | 3.3522e-05 | 4.1281e-05 | 4.1913e-05 | 4.7304e-05 | 5.5808e-05 | 5.0085e-05 | 5.8932e-05 | 6.202e-05 | 5.8514e-05 | 6.4128e-05 | 8.0858e-05 | 8.7265e-05 | 9.9894e-05 | 0.00012158 | 0.00011292 | 0.00012313 | 0.0001374 | 0.00012875 | 0.00013196 | 0.00016613 | 0.00024117 | 0.00026569 | 0.00030077
TAS | O4 | North West Tasmania Coast | Offshore Wind | 0 | 0 | 0 | 2.5637e-05 | 3.0529e-05 | 3.282e-05 | 3.8382e-05 | 3.567e-05 | 4.5832e-05 | 4.3186e-05 | 5.0012e-05 | 5.3169e-05 | 5.629e-05 | 6.4123e-05 | 7.04e-05 | 8.2075e-05 | 8.2286e-05 | 0.00010509 | 9.6773e-05 | 0.0001051 | 0.00011725 | 0.0001172 | 0.00012672 | 0.00014953 | 0.00018365 | 0.0001775 | 0.00022826
VIC | O5 | Portland Coast | Offshore Wind | 0 | 0 | 0 | 2.8144e-05 | 2.9838e-05 | 3.2325e-05 | 3.9628e-05 | 4.4788e-05 | 4.8936e-05 | 4.3212e-05 | 5.1806e-05 | 5.6025e-05 | 5.3237e-05 | 6.3048e-05 | 6.3707e-05 | 8.1996e-05 | 9.2018e-05 | 0.00010682 | 9.5631e-05 | 0.00010616 | 0.0001147 | 0.00010721 | 0.00012689 | 0.00012722 | 0.00024391 | 0.00025559 | 0.00027507
SA | O6 | South East SA Coast | Offshore Wind | 0 | 0 | 0 | 2.3986e-05 | 2.7156e-05 | 2.786e-05 | 3.5638e-05 | 3.5231e-05 | 4.4486e-05 | 3.7978e-05 | 4.9596e-05 | 4.6824e-05 | 5.2198e-05 | 6.046e-05 | 5.9855e-05 | 7.1218e-05 | 7.9713e-05 | 9.9275e-05 | 8.8713e-05 | 0.00010789 | 0.00011351 | 0.00011641 | 0.00011927 | 0.00012281 | 0.0001573 | 0.00015029 | 0.00018536

## BaseCase_REZ Capacity
Installed capacity by REZ (MW) - BaseCase, Hydrogen Superpower Scenario
Capacity calculated on 1 July. In early study years some wind and solar projects enter later in the financial year and are therefore reflected in the following financial year's capacity.
Note: the REZ capacity includes capacity from the existing, committed and anticipated renewables mapped to the relevant REZs
Explicitly modelled generation
Region | REZ | REZ Name | Technology | 2023-24 | 2024-25 | 2025-26 | 2026-27 | 2027-28 | 2028-29 | 2029-30 | 2030-31 | 2031-32 | 2032-33 | 2033-34 | 2034-35 | 2035-36 | 2036-37 | 2037-38 | 2038-39 | 2039-40 | 2040-41 | 2041-42 | 2042-43 | 2043-44 | 2044-45 | 2045-46 | 2046-47 | 2047-48 | 2048-49 | 2049-50
QLD | Q1 | Far North QLD | Solar | 0 | 0 | 0.00010157 | 0.0013013 | 0.0013015 | 405.7736 | 405.7736 | 1100 | 1100 | 1100 | 1100 | 1100 | 1100 | 1100 | 1100 | 1100 | 1100 | 1100 | 1100 | 1100 | 1100 | 1100 | 1100 | 3431.8157 | 3431.8157 | 3431.8157 | 3431.8157
QLD | Q2 | North Qld Clean Energy Hub | Solar | 83 | 83 | 83.0008 | 83.0008 | 825.549 | 2908.3733 | 2908.3733 | 2908.3733 | 2908.3733 | 2908.3733 | 2908.3733 | 2908.3733 | 2908.3733 | 3581.729 | 3575.6719 | 3575.6719 | 3575.6719 | 3575.6719 | 3575.6719 | 3575.6719 | 3575.6719 | 3575.6719 | 4383.469 | 6653.1265 | 6653.1265 | 6635.1265 | 6635.1265
QLD | Q3 | Northern Qld | Solar | 513.997 | 513.997 | 513.9972 | 513.9978 | 513.9978 | 513.9978 | 513.9978 | 513.9978 | 513.9978 | 513.9978 | 513.9991 | 3913.997 | 3913.997 | 3913.997 | 3913.997 | 3913.997 | 3913.997 | 3913.997 | 3913.997 | 3770.997 | 3642.997 | 3642.997 | 3642.997 | 3642.997 | 3532.597 | 3532.597 | 3400
QLD | Q4 | Isaac | Solar | 684.9 | 684.9 | 684.9001 | 684.9005 | 684.9005 | 684.9005 | 684.9006 | 684.9006 | 684.9006 | 684.9006 | 684.9009 | 684.9114 | 1200.2419 | 2540.198 | 6126.673 | 6126.6734 | 6126.673 | 6126.673 | 6923.8746 | 7001.1886 | 7001.1886 | 7476.8053 | 7542.4 | 7542.4 | 7542.4 | 7083.5 | 6926
QLD | Q5 | Barcaldine | Solar | 14 | 14 | 87.9615 | 87.9615 | 87.9615 | 87.9615 | 87.9615 | 87.9615 | 87.9615 | 87.9615 | 87.9615 | 87.9615 | 87.9615 | 87.9615 | 87.9615 | 87.9615 | 87.9615 | 87.9615 | 87.9615 | 87.9615 | 73.9615 | 73.9615 | 78.3538 | 91.6646 | 91.6646 | 91.6646 | 91.6646
QLD | Q6 | Fitzroy | Solar | 401.5 | 401.5 | 401.5008 | 820.7445 | 820.7445 | 820.7445 | 1489.756 | 1489.756 | 1489.756 | 2290.4484 | 7656.4917 | 7934.5 | 7934.5 | 7934.5 | 7934.5 | 7934.5 | 7934.5 | 7934.5 | 7934.5 | 7934.5 | 7934.5 | 7934.5 | 7934.5 | 9525.017 | 9525.017 | 9525.017 | 24165.426
QLD | Q7 | Wide Bay | Solar | 619.03 | 619.03 | 619.0302 | 619.0317 | 619.0317 | 708.1087 | 708.1087 | 708.1087 | 1949.2041 | 2819.03 | 2819.03 | 2819.03 | 2819.03 | 2819.03 | 2819.03 | 2819.03 | 2819.03 | 4160.6374 | 7510.2863 | 12807.552 | 12807.552 | 13991.834 | 17665.516 | 19152.196 | 18929.696 | 18929.696 | 35148.4
QLD | Q8 | Darling Downs | Solar | 1330.558 | 1476.558 | 1476.5588 | 1476.5638 | 1476.5638 | 2798.8977 | 3110.3097 | 4950.0148 | 4950.0148 | 4950.0148 | 6545.9916 | 8468.558 | 8468.558 | 8347.558 | 8347.558 | 8347.558 | 8347.558 | 10904.016 | 10904.016 | 21799.761 | 26479.908 | 34305.168 | 37797.934 | 37548.58 | 37148.58 | 37114.08 | 51495.652
QLD | Q9 | Banana | Solar | 0 | 0 | 157.5103 | 157.5103 | 157.5103 | 157.5103 | 159.0001 | 164.5563 | 164.5563 | 164.5563 | 164.5563 | 6100 | 6100 | 6100 | 6100 | 6100 | 6100 | 6100 | 6100 | 6100 | 6100 | 6100 | 6100 | 6100 | 6100 | 6100 | 6102.5234
NSW | N1 | North West NSW | Solar | 166 | 166 | 166.0002 | 166.0002 | 182.1922 | 216.4837 | 216.4837 | 218.8783 | 218.8783 | 218.8784 | 218.8784 | 299.692 | 299.692 | 799.2899 | 1804.2058 | 1804.2058 | 1804.2058 | 2713.1428 | 2921.8787 | 4012.6409 | 4114.245 | 4114.245 | 4114.245 | 4553.173 | 4553.173 | 4553.173 | 4866.4346
NSW | N2 | New England | Solar | 555 | 555 | 555 | 555 | 780.3619 | 1774.3153 | 1774.3153 | 1774.3153 | 3072.4546 | 3072.4546 | 3540 | 3540 | 3540 | 3540 | 3540 | 3540 | 3540 | 3540 | 3540 | 3540 | 3520 | 3520 | 3520 | 3520 | 3520 | 3520 | 3520
NSW | N3 | Central-West Orana | Solar | 826.979 | 906.9792 | 2320.9714 | 3871.618 | 4637.8503 | 5425.0073 | 5425.0073 | 7756.979 | 7756.979 | 7756.979 | 7756.979 | 7756.979 | 7756.979 | 7992.9546 | 11332.55 | 11332.55 | 11332.55 | 12044.445 | 12044.445 | 12454.277 | 14287.234 | 14287.234 | 14287.234 | 17981.981 | 17981.981 | 17931.981 | 17728.941
NSW | N4 | Broken Hill | Solar | 53 | 53 | 53 | 53 | 53.0002 | 53.0002 | 53.0004 | 53.0005 | 53.0005 | 53.0005 | 53.0008 | 172.4139 | 172.4139 | 200.4001 | 250.4983 | 250.4983 | 250.4983 | 250.4983 | 250.4983 | 250.4983 | 284.3686 | 284.3686 | 284.3686 | 284.3686 | 284.3686 | 284.3686 | 284.3686
NSW | N5 | South West NSW | Solar | 1246.4 | 1500.5 | 1500.8875 | 1500.8875 | 1500.8875 | 1500.8876 | 1500.8876 | 1500.8876 | 1500.8876 | 2088.7008 | 2088.7008 | 2196.9614 | 2196.9614 | 2196.9614 | 2196.9614 | 2046.6614 | 2046.6614 | 2046.6614 | 2046.6614 | 2046.6614 | 2046.6614 | 2046.6614 | 2046.6614 | 2046.6614 | 2046.6614 | 2046.6614 | 1792.6042
NSW | N6 | Wagga Wagga | Solar | 302.672 | 682.672 | 682.6721 | 682.6721 | 682.6738 | 1485.9329 | 1485.9329 | 1485.9329 | 1485.9329 | 1710.672 | 1710.672 | 1710.672 | 1710.672 | 1710.672 | 1710.672 | 1710.672 | 1710.672 | 1710.672 | 1710.672 | 1710.672 | 1710.672 | 1710.672 | 1710.672 | 2114.7511 | 2114.7511 | 2114.7511 | 2114.7511
NSW | N7 | Tumut | Solar | 0 | 0 | 0 | 0 | 0 | 0 | 0 | 0 | 0 | 0 | 0 | 0 | 0 | 0 | 0 | 0 | 0 | 0 | 0 | 0 | 0 | 0 | 0 | 0 | 0 | 0 | 0
NSW | N8 | Cooma-Monaro | Solar | 0 | 0 | 0 | 0 | 0 | 0 | 0 | 0 | 0 | 0 | 0 | 0 | 0 | 0 | 0 | 0 | 0 | 0 | 0 | 0 | 0 | 0 | 0 | 0 | 0 | 0 | 0
VIC | V1 | Ovens Murray | Solar | 0 | 0 | 0 | 0.00056276 | 538.1494 | 1000 | 1000 | 1000 | 1000 | 1107.7284 | 1107.7284 | 1107.7284 | 1107.7284 | 1107.7284 | 1107.7284 | 1107.7284 | 1133.8584 | 1133.8584 | 1766.674 | 1766.674 | 1766.674 | 1766.674 | 1766.674 | 1894.4752 | 1894.4752 | 1947.5604 | 1960.1951
VIC | V2 | Murray River | Solar | 679.093 | 679.093 | 679.093 | 679.093 | 679.093 | 679.093 | 679.093 | 679.0932 | 679.0932 | 679.0932 | 679.0932 | 679.0963 | 679.0963 | 679.0963 | 679.0963 | 679.0963 | 679.0963 | 679.0963 | 679.0963 | 679.0963 | 727.7901 | 727.7901 | 696.6871 | 696.6871 | 711.5196 | 734.3695 | 656.118
VIC | V3 | Western Victoria | Solar | 0 | 0 | 0 | 0.00058046 | 400 | 400 | 400 | 932.5714 | 932.5714 | 1164.7813 | 1164.7813 | 1164.7813 | 1164.7813 | 1164.7813 | 1164.7813 | 1164.7813 | 1225.1267 | 1225.1267 | 1437.2014 | 1437.2014 | 1437.2017 | 1437.2017 | 1437.2017 | 1437.2017 | 1454.9616 | 1486.8941 | 1486.8941
VIC | V4 | South West Victoria | Solar | 0 | 0 | 0 | 0 | 0 | 0 | 0 | 0 | 0 | 0 | 0 | 0 | 0 | 0 | 0 | 0 | 0 | 0 | 0 | 0 | 0 | 0 | 0 | 0 | 0 | 0 | 0
VIC | V5 | Gippsland | Solar | 0 | 0 | 0 | 154.7568 | 154.7568 | 154.7568 | 154.7568 | 580.7576 | 580.7576 | 1163.9288 | 1550.4264 | 4355.8022 | 6139.0586 | 6139.0586 | 6139.0586 | 6139.0586 | 6846.341 | 6846.341 | 8228.222 | 8228.222 | 11061.906 | 11794.077 | 11794.077 | 11794.077 | 12368 | 12368 | 12368
VIC | V6 | Central North VIC | Solar | 402.48 | 402.48 | 402.4801 | 560.0368 | 587.1514 | 601.3186 | 601.3186 | 1348.3791 | 1348.3791 | 1348.3791 | 1348.3791 | 1445.4525 | 1445.4525 | 1445.4525 | 1672.9381 | 1672.9381 | 1724.2193 | 1724.2193 | 1724.2193 | 1724.2193 | 2031.8983 | 1921.4183 | 1921.4183 | 1961.8744 | 1977.6222 | 1992 | 1992
SA | S1 | South East SA | Solar | 155.16 | 155.16 | 155.1601 | 155.1601 | 155.1602 | 155.1602 | 155.1603 | 155.1604 | 155.1604 | 255.16 | 255.16 | 255.16 | 255.16 | 255.16 | 255.16 | 255.16 | 255.16 | 255.16 | 208 | 208 | 208 | 208 | 208 | 208 | 208 | 208 | 100
SA | S2 | Riverland | Solar | 25.26 | 25.26 | 25.2606 | 25.2606 | 25.2611 | 25.2611 | 25.2617 | 1193.5367 | 1193.6416 | 1246.1239 | 1246.1239 | 1297.2528 | 1297.2528 | 3506.5743 | 4019.14 | 4019.14 | 4019.14 | 4019.14 | 4007.38 | 4007.38 | 4007.38 | 4007.38 | 4000 | 4000 | 4000 | 4000 | 4000
SA | S3 | Mid-North SA | Solar | 0 | 0 | 0.00016212 | 0.00016242 | 0.00022378 | 0.00023944 | 0.00024355 | 0.0012759 | 0.0012784 | 0.0012792 | 1300 | 1300 | 1300 | 1300 | 1300 | 1300 | 1300 | 1300 | 1300 | 1300 | 1300 | 1300 | 1300 | 1300 | 1300 | 1300 | 1793.6477
SA | S4 | Yorke Peninsula | Solar | 0 | 0 | 0 | 0 | 0 | 0 | 0 | 0 | 0 | 0 | 0 | 0 | 0 | 0 | 0 | 0 | 0 | 0 | 0 | 0 | 0 | 0 | 0 | 0 | 0 | 0 | 0
SA | S5 | Northern SA | Solar | 349.2 | 349.2 | 349.2002 | 349.2002 | 349.2002 | 349.2004 | 349.2004 | 517.206 | 517.206 | 2183.061 | 3089.1763 | 3219.6167 | 3219.6167 | 3222.5184 | 3249.2 | 3249.2 | 3249.2 | 3249.2 | 4533.643 | 4533.643 | 4659.0184 | 4389.0184 | 4389.0184 | 4449.5057 | 4468.554 | 4640.4346 | 4640.4346
SA | S6 | Leigh Creek | Solar | 0 | 0 | 104.3983 | 104.3983 | 172.007 | 1590.9497 | 1590.9497 | 2299.368 | 2299.368 | 2299.368 | 3713.288 | 6349.8696 | 6349.8696 | 6500 | 6500 | 6500 | 6500 | 6500 | 14513.785 | 14513.785 | 23876.264 | 23876.264 | 23876.264 | 26448.643 | 27855.662 | 30290.924 | 34829.645
SA | S7 | Roxby Downs | Solar | 0 | 0 | 110.5185 | 110.5185 | 442.7804 | 557.3798 | 557.3798 | 621.734 | 621.734 | 621.734 | 633.6201 | 641.7355 | 641.7355 | 641.7355 | 1487.0525 | 1487.0525 | 2286.1655 | 2286.1655 | 3309.7556 | 3400 | 3400 | 3400 | 3400 | 3400 | 3400 | 3400 | 3400
SA | S8 | Eastern Eyre Peninsula | Solar | 0 | 0 | 0 | 0 | 0.00010654 | 0.00010705 | 0.00011539 | 0.00022086 | 0.00022103 | 0.00022204 | 0.00049075 | 0.00049146 | 0.00049159 | 0.00091458 | 0.00091512 | 0.00091604 | 0.0013959 | 0.0013961 | 5000 | 5000 | 5000 | 5000 | 5000 | 5000 | 5000 | 5000 | 5000
SA | S9 | Western Eyre Peninsula | Solar | 0 | 0 | 0.00044327 | 0.0004435 | 0.0005429 | 0.00054879 | 0.00061174 | 644.7873 | 644.7873 | 834.0308 | 1591.7444 | 1887.0038 | 1887.0038 | 2875.5605 | 4000 | 4000 | 4000 | 4000 | 4000 | 4000 | 4000 | 4000 | 4000 | 4000 | 4000 | 4000 | 4000
TAS | T1 | North East Tasmania | Solar | 0 | 0 | 0 | 0.00020547 | 202.6518 | 300 | 322.3769 | 1381.6442 | 1381.6442 | 1381.6442 | 4475.8276 | 7174.7676 | 7538.3525 | 8842.117 | 10802.015 | 11038.914 | 12231.246 | 12420.464 | 12570.646 | 15434.166 | 16206.714 | 16206.714 | 16206.714 | 22540.316 | 27768.965 | 35753.26 | 36149.777
TAS | T2 | North West Tasmania | Solar | 0 | 0 | 0 | 0 | 0.00011759 | 0.00015539 | 0.002389 | 150 | 150 | 150 | 150 | 150 | 150 | 150 | 150 | 150 | 150 | 150 | 150 | 150 | 150 | 150 | 150 | 150 | 150 | 150 | 150
TAS | T3 | Central Highlands | Solar | 0 | 0 | 0 | 0 | 0.00032403 | 0.001224 | 150 | 150 | 150 | 150 | 150 | 150 | 150 | 150 | 150 | 150 | 150 | 150 | 150 | 150 | 150 | 150 | 150 | 150 | 150 | 150 | 150
Region | REZ | REZ Name | Technology | 2023-24 | 2024-25 | 2025-26 | 2026-27 | 2027-28 | 2028-29 | 2029-30 | 2030-31 | 2031-32 | 2032-33 | 2033-34 | 2034-35 | 2035-36 | 2036-37 | 2037-38 | 2038-39 | 2039-40 | 2040-41 | 2041-42 | 2042-43 | 2043-44 | 2044-45 | 2045-46 | 2046-47 | 2047-48 | 2048-49 | 2049-50
QLD | Q1 | Far North QLD | Wind | 337.318 | 1056.4315 | 1056.4315 | 1694.1248 | 2251.445 | 2282.2575 | 3497.5106 | 4503.0805 | 4503.0805 | 4503.0805 | 4503.0805 | 7963.18 | 10088.524 | 11746.2975 | 14729.783 | 15518.144 | 15518.144 | 15518.144 | 15518.144 | 15518.144 | 15337.626 | 16755.592 | 17490.45 | 33716.14 | 33716.14 | 33821 | 33821
QLD | Q2 | North Qld Clean Energy Hub | Wind | 43.2 | 859.2472 | 2452.2581 | 3180.8701 | 4136.4758 | 4743.2002 | 4743.2002 | 4743.2004 | 4743.2004 | 4743.2004 | 4743.2004 | 4743.2019 | 4743.2019 | 4743.2019 | 4743.2019 | 4743.2019 | 4743.2019 | 4743.2019 | 4743.2019 | 4743.2019 | 4743.2055 | 5644.7995 | 5601.5995 | 5601.5995 | 5601.5995 | 5601.5995 | 5601.5995
QLD | Q3 | Northern Qld | Wind | 0 | 0 | 0 | 0 | 0 | 0 | 0 | 0 | 0 | 0 | 0 | 0 | 0 | 0 | 0 | 0 | 0 | 0 | 0 | 0 | 0 | 0 | 0 | 0 | 0 | 0 | 0
QLD | Q4 | Isaac | Wind | 0 | 75.1793 | 82.9161 | 82.9161 | 82.9161 | 82.9161 | 82.9161 | 82.9161 | 82.9161 | 82.9161 | 82.9161 | 82.9161 | 82.9161 | 82.9161 | 817.4667 | 817.4667 | 817.4667 | 817.4669 | 817.4669 | 817.4669 | 817.4669 | 817.4669 | 817.467 | 1000.0007 | 1000.0007 | 1000.0012 | 3800
QLD | Q5 | Barcaldine | Wind | 0 | 0.0011558 | 0.0011561 | 0.0015252 | 0.0015603 | 0.0015604 | 0.0015606 | 0.0015612 | 0.0015637 | 26.7258 | 68.2113 | 96.8903 | 96.8903 | 96.8903 | 96.8903 | 96.8903 | 96.8903 | 96.8903 | 97.2564 | 97.2564 | 97.2565 | 97.2565 | 97.2565 | 97.2565 | 97.2565 | 97.2565 | 97.2565
QLD | Q6 | Fitzroy | Wind | 0 | 900.0002 | 900.0004 | 900.0004 | 900.0004 | 900.0009 | 900.0031 | 900.0031 | 900.0031 | 900.0031 | 900.0031 | 900.0124 | 900.0124 | 900.0124 | 2554.9908 | 2554.9908 | 2554.9908 | 2554.9908 | 2554.9908 | 2554.9908 | 2554.9908 | 2554.9908 | 2554.9908 | 3500 | 3500 | 3500 | 3500
QLD | Q7 | Wide Bay | Wind | 0 | 0.00028219 | 270.9525 | 270.9525 | 270.9525 | 270.954 | 270.954 | 270.954 | 270.954 | 270.954 | 270.954 | 270.954 | 270.954 | 270.954 | 270.9562 | 270.9562 | 270.9562 | 270.9562 | 270.9562 | 270.9562 | 270.9562 | 270.9562 | 270.9562 | 1100 | 1100 | 1100 | 1100
QLD | Q8 | Darling Downs | Wind | 753 | 3202.776 | 3202.776 | 3202.776 | 3398.6729 | 3398.6729 | 4265.3007 | 4265.3007 | 5751.034 | 6525.9976 | 9217.1916 | 14233.5596 | 14233.5596 | 15079.4556 | 15079.4556 | 15079.4556 | 15079.4556 | 15079.4556 | 17688.0506 | 30746.5576 | 33709.2276 | 35596.2276 | 47185.6346 | 47783.2396 | 47783.2396 | 48567.9976 | 48567.9976
QLD | Q9 | Banana | Wind | 0 | 0.00038501 | 0.0039991 | 0.0039999 | 63.7393 | 119.7214 | 119.7214 | 119.7214 | 119.7214 | 119.7214 | 119.7214 | 900.0008 | 900.0008 | 900.0008 | 900.0008 | 900.0008 | 900.0008 | 900.0008 | 900.0009 | 900.0009 | 900.0011 | 900.0011 | 900.0013 | 900.0017 | 900.0017 | 900.0017 | 900.0017
NSW | N1 | North West NSW | Wind | 0 | 0 | 0 | 0 | 0 | 0 | 0 | 0 | 0 | 0 | 0 | 0 | 0 | 0 | 0 | 0 | 0 | 0 | 0 | 0 | 0 | 0 | 0 | 0 | 0 | 0 | 0
NSW | N2 | New England | Wind | 442.48 | 629.7649 | 629.7676 | 639.5861 | 3925.192 | 4109.1742 | 4109.1742 | 4109.1741 | 4169.7594 | 6058.5408 | 6182.1565 | 6297.514 | 6297.514 | 6297.514 | 6846.5874 | 6674.1074 | 6674.1074 | 6674.1074 | 6742.674 | 6742.674 | 6733.684 | 6733.684 | 6733.684 | 6973.134 | 6973.134 | 6973.134 | 6973.134
NSW | N3 | Central-West Orana | Wind | 113.19 | 4138.3548 | 4138.3548 | 5960.8316 | 5960.8316 | 6188.9493 | 6556.286 | 6963.796 | 6963.796 | 6963.796 | 6963.796 | 7336.8204 | 7336.8204 | 7527.0186 | 7527.0186 | 7527.0186 | 7527.0186 | 9325.593 | 11501.1695 | 11574.542 | 12309.338 | 12309.338 | 12615.627 | 15481.481 | 15481.481 | 15481.481 | 15368.291
NSW | N4 | Broken Hill | Wind | 198.94 | 198.9406 | 198.9406 | 198.9411 | 198.9411 | 198.9411 | 198.9411 | 198.9411 | 198.9412 | 198.9412 | 198.9415 | 198.9415 | 198.9415 | 198.9415 | 198.9415 | 198.9415 | 198.9415 | 198.943 | 234.5585 | 264.7444 | 169.3394 | 169.3394 | 169.3394 | 263.1579 | 263.1579 | 263.1579 | 263.1579
NSW | N5 | South West NSW | Wind | 0 | 0 | 0.00026911 | 0.00027128 | 0.00027206 | 0.00027231 | 0.0002727 | 0.00027295 | 0.00029124 | 0.00029165 | 0.00041216 | 0.00041232 | 0.000449 | 0.00047875 | 0.00047934 | 0.00048041 | 0.00048061 | 0.00079735 | 0.00080029 | 0.0010467 | 0.0010472 | 0.0010479 | 0.0013407 | 0.0013435 | 0.0013445 | 0.0013449 | 0.0015979
NSW | N6 | Wagga Wagga | Wind | 0 | 0 | 0 | 0 | 0 | 0 | 0.00011306 | 0.00011351 | 0.00022543 | 0.0002257 | 0.00027708 | 0.00027715 | 0.00027856 | 0.00034829 | 0.00035013 | 0.00035781 | 0.00035802 | 0.00057264 | 0.00057308 | 0.00058029 | 0.0005804 | 0.00058085 | 0.00080306 | 0.0008612 | 0.00086257 | 0.00086311 | 0.0011463
NSW | N7 | Tumut | Wind | 0 | 0 | 0 | 0 | 0 | 0 | 0 | 0 | 0 | 0 | 0 | 0 | 0 | 0 | 0 | 0 | 0 | 0 | 0 | 0 | 0 | 0 | 0 | 0 | 0 | 0 | 0
NSW | N8 | Cooma-Monaro | Wind | 113 | 869.1006 | 869.1006 | 869.1006 | 869.1006 | 869.1006 | 869.1006 | 869.1006 | 869.1006 | 869.1006 | 869.1006 | 869.1006 | 869.1006 | 1274.246 | 1555.5977 | 2104.2277 | 2104.2277 | 2076.5653 | 2076.5653 | 2076.5653 | 2076.5653 | 2076.5653 | 2076.5653 | 3116.1091 | 3116.1091 | 3116.1091 | 3116.1091
VIC | V1 | Ovens Murray | Wind | 0 | 0 | 0 | 0 | 0 | 0 | 0 | 0 | 0 | 0 | 0 | 0 | 0 | 0 | 0 | 0 | 0 | 0 | 0 | 0 | 0 | 0 | 0 | 0 | 0 | 0 | 0
VIC | V2 | Murray River | Wind | 0 | 0 | 0 | 0 | 0 | 0 | 0 | 0 | 0 | 0 | 0 | 0 | 0 | 0 | 0 | 0 | 0 | 0 | 0 | 0 | 0 | 0 | 0 | 0 | 0 | 0 | 0
VIC | V3 | Western Victoria | Wind | 1934.5 | 1934.5 | 1934.5 | 1934.5 | 1934.5009 | 2125.1999 | 2125.1999 | 2125.1999 | 2125.1999 | 2125.1999 | 2072.6999 | 1880.6999 | 1880.6999 | 1880.6999 | 2023.4107 | 2023.4107 | 2023.4107 | 2023.4107 | 2023.4107 | 1992.3607 | 1909.6086 | 1597.6086 | 1616.5698 | 1915.7515 | 1836.043 | 1894.3806 | 1737.2269
VIC | V4 | South West Victoria | Wind | 2023.21 | 3531.4861 | 3694.6981 | 4694.6486 | 4894.7904 | 5465.71 | 5465.71 | 5754.0245 | 5754.0245 | 5754.0245 | 6540.1319 | 6540.1319 | 6540.1319 | 6540.1319 | 7640.327 | 9381.63 | 9381.63 | 9700.249 | 9780.521 | 11931.575 | 13906.66 | 13906.66 | 13043.1 | 14120.966 | 15473.1 | 15473.1 | 15473.1
VIC | V5 | Gippsland | Wind | 0 | 716.1399 | 716.1399 | 716.5271 | 1803.4299 | 2000 | 2000 | 2000 | 2000 | 2000 | 2000 | 2000 | 2000 | 2000 | 2000 | 2000 | 2000 | 2000 | 2000 | 2000 | 2000 | 2000 | 2000 | 2900.946 | 5153 | 5153 | 5153
VIC | V6 | Central North VIC | Wind | 0 | 0.00051714 | 0.00051718 | 114.0488 | 323.4882 | 525.4083 | 525.4083 | 525.4083 | 525.4083 | 525.4083 | 525.4083 | 525.4083 | 525.4083 | 525.4083 | 623.0244 | 623.0244 | 1015.8503 | 1015.8503 | 1015.8503 | 1015.8503 | 1015.8503 | 1015.8503 | 1015.8503 | 1457.4259 | 1619.5773 | 2035.2119 | 2035.2119
SA | S1 | South East SA | Wind | 324.5 | 602.0743 | 602.0743 | 602.0743 | 602.0744 | 704.4916 | 786.9444 | 1078.5003 | 1078.5003 | 1078.5003 | 1078.5996 | 1078.5996 | 998.0996 | 1526.0558 | 1526.0558 | 2248.278 | 2248.278 | 3200 | 3200 | 3943.7097 | 3943.7097 | 3943.7097 | 3943.7097 | 3943.7097 | 4075.9543 | 4075.9543 | 5259.811
SA | S2 | Riverland | Wind | 0 | 0 | 0 | 0.00023722 | 0.00023757 | 0.00023974 | 0.00024221 | 0.00030457 | 0.00030471 | 0.0003048 | 0.00040446 | 0.00040462 | 0.00057779 | 0.0005852 | 0.00058627 | 0.00062693 | 0.00079093 | 0.00079456 | 0.00096617 | 0.0019135 | 0.0019239 | 0.0019241 | 0.0019243 | 0.0019249 | 0.002598 | 0.0026026 | 0.0026034
SA | S3 | Mid-North SA | Wind | 1343.1 | 1343.1014 | 1343.1014 | 1354.1708 | 1354.1708 | 2543.1019 | 2543.1019 | 2551.0381 | 2551.0381 | 2551.0381 | 3817.7567 | 3817.7567 | 4165.2346 | 5154.7288 | 5524.646 | 5588.2 | 5261.5 | 5261.5 | 5261.5 | 5261.5 | 5047.6 | 5047.6 | 4916.8 | 4916.8 | 5395.3144 | 5395.3144 | 5395.3144
SA | S4 | Yorke Peninsula | Wind | 90.75 | 351.1497 | 351.1497 | 490.7506 | 490.7512 | 521.3356 | 481.3169 | 481.3169 | 481.3169 | 481.3169 | 481.3169 | 481.3169 | 481.3169 | 1400 | 1400 | 1400 | 1400 | 1400 | 1400 | 1400 | 2929.3625 | 2929.3625 | 2929.3625 | 2929.3625 | 2959.617 | 2959.617 | 7887.502
SA | S5 | Northern SA | Wind | 422.4 | 422.4 | 422.4 | 422.4 | 422.4 | 422.4 | 422.4 | 422.4 | 422.4 | 422.4 | 422.4 | 422.4 | 422.4 | 422.4 | 422.4 | 422.4 | 422.4 | 422.4 | 422.4 | 422.4 | 422.4 | 422.4 | 210 | 210 | 210 | 210 | 210
SA | S6 | Leigh Creek | Wind | 0 | 356.3537 | 356.3537 | 492.3364 | 492.3364 | 2400 | 2400 | 2400 | 2400 | 2400 | 2400 | 2400 | 2400 | 2400 | 6340.7065 | 7011.2124 | 7011.2124 | 7011.2124 | 11622.321 | 11622.321 | 11622.321 | 11622.321 | 11622.321 | 17020.553 | 17426 | 17426 | 17426
SA | S7 | Roxby Downs | Wind | 0 | 0 | 0 | 0 | 0 | 0 | 0 | 0 | 0 | 0 | 0 | 0 | 0 | 0 | 0 | 0 | 0 | 0 | 0 | 0 | 0 | 0 | 0 | 0 | 0 | 0 | 0
SA | S8 | Eastern Eyre Peninsula | Wind | 136 | 136.0008 | 136.0008 | 328.2994 | 451.5618 | 502.8658 | 502.8658 | 1107.3842 | 1107.3842 | 1107.3842 | 1107.3842 | 1107.3842 | 2138.0666 | 2300 | 2300 | 2300 | 2300 | 2300 | 2794.6785 | 2908.1226 | 2908.1226 | 2908.1226 | 2908.1226 | 2908.1226 | 6838.1113 | 9064.813 | 9064.813
SA | S9 | Western Eyre Peninsula | Wind | 0 | 400.0005 | 400.0005 | 1077.2837 | 1077.2837 | 1111.4281 | 1111.4281 | 1111.4281 | 1111.4281 | 1111.4281 | 1500 | 1500 | 1500 | 1500 | 1500 | 1500 | 1500 | 2036.1306 | 2036.1306 | 3757.6016 | 4156.3445 | 4156.3445 | 4156.3445 | 4156.3445 | 4156.3445 | 4156.3445 | 4894.7954
TAS | T1 | North East Tasmania | Wind | 168 | 168.001 | 168.001 | 168.001 | 312.0538 | 312.0538 | 312.0538 | 312.0538 | 312.0538 | 551.8789 | 1405.0205 | 1405.0205 | 1405.0205 | 1568 | 1636.5012 | 1636.5012 | 1636.5012 | 2683.7712 | 3999.7175 | 3999.7175 | 5430.685 | 5430.685 | 5430.685 | 9580.912 | 12265.094 | 14931.893 | 14931.893
TAS | T2 | North West Tasmania | Wind | 251.6 | 251.6004 | 251.6004 | 251.6004 | 251.602 | 355.7748 | 1005.6189 | 1005.6189 | 1462.3158 | 1462.3158 | 1462.3158 | 1462.3158 | 1462.3158 | 1776.1766 | 5251.6 | 5431.3285 | 5431.3285 | 5752.036 | 5752.036 | 5752.036 | 5752.036 | 5752.036 | 5752.036 | 6868.6 | 6868.6 | 6868.6 | 6868.6
TAS | T3 | Central Highlands | Wind | 144 | 1701.8762 | 1980.6683 | 2213.482 | 3923.5256 | 4319.6702 | 5519.718 | 5603.886 | 6788.4365 | 7079.5454 | 7317.5166 | 9933.258 | 10099.117 | 11626.187 | 11736 | 11736 | 11736 | 11736 | 11736 | 11736 | 11736 | 11592 | 11592 | 11592 | 11592 | 11592 | 11592
Region | REZ | REZ Name | Technology | 2023-24 | 2024-25 | 2025-26 | 2026-27 | 2027-28 | 2028-29 | 2029-30 | 2030-31 | 2031-32 | 2032-33 | 2033-34 | 2034-35 | 2035-36 | 2036-37 | 2037-38 | 2038-39 | 2039-40 | 2040-41 | 2041-42 | 2042-43 | 2043-44 | 2044-45 | 2045-46 | 2046-47 | 2047-48 | 2048-49 | 2049-50
NSW | O1 | Hunter Coast | Offshore Wind | 0 | 0 | 0 | 0 | 0 | 0 | 0 | 0 | 0 | 0 | 0 | 0 | 0 | 0 | 0 | 0 | 0 | 0 | 0 | 0 | 0 | 0 | 0 | 0 | 0 | 0 | 0
NSW | O2 | Illawarra Coast | Offshore Wind | 0 | 0 | 0 | 0 | 0 | 0 | 0 | 0 | 0 | 0 | 0 | 0 | 0 | 0 | 0 | 0 | 0 | 0 | 0 | 0 | 0 | 0 | 0 | 0 | 0 | 0 | 0
VIC | O3 | Gippsland Coast | Offshore Wind | 0 | 0 | 0 | 0 | 0 | 0 | 0 | 0 | 0 | 0 | 0 | 0 | 0 | 0 | 0 | 0 | 0 | 0 | 0 | 0 | 0 | 0 | 0 | 0 | 0 | 0 | 0
TAS | O4 | North West Tasmania Coast | Offshore Wind | 0 | 0 | 0 | 0 | 0 | 0 | 0 | 0 | 0 | 0 | 0 | 0 | 0 | 0 | 0 | 0 | 0 | 0 | 0 | 0 | 0 | 0 | 0 | 0 | 0 | 0 | 0
VIC | O5 | Portland Coast | Offshore Wind | 0 | 0 | 0 | 0 | 0 | 0 | 0 | 0 | 0 | 0 | 0 | 0 | 0 | 0 | 0 | 0 | 0 | 0 | 0 | 0 | 0 | 0 | 0 | 0 | 0 | 0 | 0
SA | O6 | South East SA Coast | Offshore Wind | 0 | 0 | 0 | 0 | 0 | 0 | 0 | 0 | 0 | 0 | 0 | 0 | 0 | 0 | 0 | 0 | 0 | 0 | 0 | 0 | 0 | 0 | 0 | 0 | 0 | 0 | 0

## BaseCase_VOM Cost
VOM cost by technology ($000s) - BaseCase, Hydrogen Superpower Scenario
VOM | Real June 2021 dollars discounted to 1 July 2021
Explicitly modelled generation
Region | Technology | 2023-24 | 2024-25 | 2025-26 | 2026-27 | 2027-28 | 2028-29 | 2029-30 | 2030-31 | 2031-32 | 2032-33 | 2033-34 | 2034-35 | 2035-36 | 2036-37 | 2037-38 | 2038-39 | 2039-40 | 2040-41 | 2041-42 | 2042-43 | 2043-44 | 2044-45 | 2045-46 | 2046-47 | 2047-48 | 2048-49 | 2049-50
NEM | Black Coal | 333755.4315 | 223410.1224 | 165061.4661 | 113636.4079 | 58303.2124 | 43309.867 | 30219.7215 | 0 | 0 | 0 | 0 | 0 | 0 | 0 | 0 | 0 | 0 | 0 | 0 | 0 | 0 | 0 | 0 | 0 | 0 | 0 | 0
NEM | Brown Coal | 97683.7805 | 72699.595 | 58085.516 | 42934.7775 | 27114.562 | 16592.623 | 15978.348 | 0 | 0 | 0 | 0 | 0 | 0 | 0 | 0 | 0 | 0 | 0 | 0 | 0 | 0 | 0 | 0 | 0 | 0 | 0 | 0
NEM | CCGT | 47459.3266 | 24081.1508 | 37938.2508 | 38818.4335 | 33739.7248 | 35528.2389 | 32152.2397 | 33528.5587 | 33286.4306 | 24646.1886 | 29133.4407 | 23867.1713 | 11618.3885 | 7294.1535 | 12852.1314 | 5391.2823 | 3710.7936 | 19605.2856 | 18677.7446 | 18206.1797 | 12742.5684 | 11949.8289 | 4729.6556 | 2385.9522 | 2188.6265 | 1724.4206 | 1933.398
NEM | Gas - Steam | 472.5063 | 244.0203 | 1048.1289 | 339.0532 | 817.9115 | 2177.7002 | 443.642 | 2042.0229 | 737.3273 | 586.2977 | 251.1445 | 288.4977 | 149.7348 | 89.8905 | 237.912 | 126.4365 | 0 | 0 | 0 | 0 | 0 | 0 | 0 | 0 | 0 | 0 | 0
NEM | OCGT / Diesel | 5190.6779 | 1929.0956 | 5001.1443 | 4185.3455 | 5971.4142 | 15442.3033 | 2475.5249 | 17543.3548 | 4529.6133 | 3549.6435 | 1037.7959 | 2953.1379 | 899.0744 | 446.9816 | 919.7726 | 406.7647 | 730.0321 | 5673.3224 | 4675.5542 | 3622.8014 | 12030.9987 | 353.9603 | 238.8299 | 4937.96 | 33.8289 | 227.9614 | 71.6121
NEM | Hydro | 117114.2414 | 86902.8897 | 87964.5373 | 81549.945 | 81383.2476 | 95093.1971 | 86510.148 | 73985.4533 | 70079.394 | 62006.4308 | 65049.4623 | 62178.7178 | 52304.68 | 46637.3422 | 56233.3486 | 46140.9164 | 42510.4769 | 41573.2711 | 36400.1093 | 33778.5094 | 38526.113 | 32830.1159 | 25392.0365 | 35540.0488 | 29028.1616 | 30377.5296 | 30581.8141
NEM | Hydrogen Turbine | 0 | 0 | 0 | 0 | 0 | 0 | 0 | 319.7756 | 380.5347 | 217.3212 | 429.241 | 467.7712 | 278.7568 | 764.7389 | 1754.7905 | 2884.8016 | 2940.1202 | 3954.4416 | 3768.4268 | 4283.1263 | 4722.3876 | 4343.0784 | 5091.7316 | 6241.6533 | 6082.575 | 6015.4103 | 6177.3919
NEM | Wind | 2529.8392 | 6082.3834 | 6624.6133 | 7809.3045 | 9835.2294 | 10245.9324 | 10736.9536 | 10513.8653 | 11066.8563 | 10705.5302 | 10784.0831 | 12141.9235 | 12584.6984 | 13406.7486 | 14361.3151 | 14263.6316 | 13391.398 | 13653.0698 | 13906.0171 | 14191.7809 | 14148.1633 | 14122.8111 | 14681.643 | 16543.956 | 16748.1001 | 16174.2302 | 16120.3551
NEM | Solar PV | 1831.8513 | 1404.4996 | 1816.6053 | 2194.1705 | 2602.6031 | 3196.8593 | 3367.0483 | 4414.387 | 4560.2784 | 4954.3046 | 6319.2806 | 7874.3779 | 8055.7429 | 8258.9272 | 7447.1587 | 7678.3386 | 7730.0351 | 7957.8401 | 9382.8254 | 10038.9646 | 10783.4492 | 11172.7246 | 11061.2936 | 9578.7143 | 10260.9182 | 10527.3847 | 12536.8595
NEM | Grid Battery | 31.7653 | 34.4975 | 209.6142 | 486.9497 | 653.6019 | 1196.1897 | 1160.0441 | 2005.451 | 1975.8122 | 2561.4603 | 3205.9908 | 3752.3032 | 4048.4659 | 3990.6565 | 3465.5785 | 3433.2969 | 3432.2811 | 3353.8459 | 4385.2765 | 4684.0931 | 5125.4129 | 5581.7639 | 5226.7749 | 4301.1287 | 4620.2952 | 4678.2401 | 6324.4829
NEM | Pumped Hydro | 3469.2812 | 7474.2378 | 6324.8809 | 8881.901 | 29385.1157 | 27815.2289 | 25286.3673 | 23710.4435 | 21783.1611 | 22944.631 | 20919.961 | 19654.2758 | 21040.0551 | 18356.5419 | 18531.3991 | 15659.3283 | 14952.5377 | 13022.5459 | 13902.5333 | 11987.997 | 12002.5348 | 12075.4588 | 10329.6464 | 11289.1431 | 9978.1213 | 9204.296 | 8130.1517
NEM | VPP | 19.981 | 45.6216 | 68.6118 | 98.5137 | 128.3163 | 150.4434 | 193.2399 | 219.2283 | 239.5939 | 269.729 | 301.4219 | 329.9758 | 367.3526 | 391.7978 | 388.7175 | 395.7831 | 406.3865 | 388.2556 | 401.8397 | 381.9023 | 375.1282 | 383.7231 | 382.169 | 351.1268 | 355.2107 | 354.3668 | 343.5286
Total excluding storage |  | 609558.6822 | 424308.1138 | 370143.369 | 300934.8021 | 249934.939 | 250748.5831 | 208523.2773 | 168282.5404 | 148639.0018 | 132441.5369 | 137431.8218 | 133508.1521 | 111346.9493 | 99637.7787 | 116192.124 | 96380.58 | 89804.0612 | 109181.8779 | 105500.3268 | 101175.3548 | 110456.7562 | 92813.4652 | 77133.7804 | 91169.683 | 79295.8375 | 79283.8396 | 82219.5938
Region | Technology | 2023-24 | 2024-25 | 2025-26 | 2026-27 | 2027-28 | 2028-29 | 2029-30 | 2030-31 | 2031-32 | 2032-33 | 2033-34 | 2034-35 | 2035-36 | 2036-37 | 2037-38 | 2038-39 | 2039-40 | 2040-41 | 2041-42 | 2042-43 | 2043-44 | 2044-45 | 2045-46 | 2046-47 | 2047-48 | 2048-49 | 2049-50
NSW1 | Black Coal | 177189.185 | 114582.3075 | 98727.8198 | 58689.727 | 21307.286 | 20713.529 | 18274.762 | 0 | 0 | 0 | 0 | 0 | 0 | 0 | 0 | 0 | 0 | 0 | 0 | 0 | 0 | 0 | 0 | 0 | 0 | 0 | 0
NSW1 | Brown Coal | 0 | 0 | 0 | 0 | 0 | 0 | 0 | 0 | 0 | 0 | 0 | 0 | 0 | 0 | 0 | 0 | 0 | 0 | 0 | 0 | 0 | 0 | 0 | 0 | 0 | 0 | 0
NSW1 | CCGT | 3261.2738 | 399.0132 | 4036.5332 | 6832.5595 | 6266.4015 | 6430.703 | 5652.966 | 5992.436 | 6055.2225 | 5004.514 | 5525.066 | 5212.2645 | 2415.1752 | 2996.4588 | 3205.0118 | 2553.8838 | 1089.6644 | 5316.1095 | 4898.763 | 4928.471 | 0 | 0 | 0 | 0 | 0 | 0 | 0
NSW1 | Gas - Steam | 0 | 0 | 0 | 0 | 0 | 0 | 0 | 0 | 0 | 0 | 0 | 0 | 0 | 0 | 0 | 0 | 0 | 0 | 0 | 0 | 0 | 0 | 0 | 0 | 0 | 0 | 0
NSW1 | OCGT / Diesel | 79.3064 | 23.1425 | 95.0719 | 363.7074 | 194.7485 | 428.598 | 20.2928 | 913.5481 | 126.6282 | 200.2987 | 14.9231 | 37.3835 | 0.00070719 | 0.00069575 | 70.3559 | 0.00066287 | 45.7131 | 506.6297 | 71.0888 | 69.6398 | 1146.8511 | 71.7749 | 0.00087639 | 277.7227 | 0.00085432 | 6.7364 | 3.8124
NSW1 | Hydro | 13441.404 | 20183.4482 | 18740.9279 | 17538.7772 | 15060.9808 | 20501.3841 | 15803.432 | 13408.8928 | 12487.4366 | 11164.0611 | 12442.857 | 12243.6768 | 11054.9482 | 8828.768 | 11982.5477 | 9637.9086 | 8000.545 | 7565.168 | 6795.6712 | 7202.6516 | 7704.7405 | 6839.6715 | 5229.924 | 7617.0926 | 7088.5395 | 6781.0333 | 6429.0203
NSW1 | Hydrogen Turbine | 0 | 0 | 0 | 0 | 0 | 0 | 0 | 319.7753 | 380.5343 | 217.3208 | 429.2406 | 467.7707 | 229.5075 | 482.8972 | 1253.6275 | 1215.5705 | 981.7883 | 1047.4026 | 493.8774 | 798.8622 | 1053.2962 | 530.5175 | 744.6717 | 1475.5731 | 1113.2234 | 952.9883 | 1030.5246
NSW1 | Wind | 524.167 | 1736.1997 | 1652.7314 | 2002.3002 | 2650.4091 | 2572.3471 | 2433.3258 | 2359.6817 | 2223.4605 | 2407.9104 | 2255.6008 | 2203.6809 | 2200.3696 | 2174.9765 | 2192.272 | 2057.9364 | 1955.8872 | 1959.9281 | 2086.682 | 1930.7073 | 1861.0148 | 1838.2798 | 1776.2136 | 2029.2424 | 1884.7489 | 1745.5359 | 1576.9254
NSW1 | Solar PV | 773.0663 | 629.4463 | 866.4523 | 1161.8655 | 1296.6837 | 1364.9519 | 1339.4903 | 1675.2439 | 1733.6416 | 1705.2411 | 1664.8899 | 1570.4671 | 1609.7525 | 1588.9764 | 1625.4986 | 1594.5968 | 1642.7119 | 1706.2499 | 1638.4171 | 1619.2521 | 1622.3699 | 1634.0675 | 1523.9654 | 1443.0848 | 1401.1048 | 1443.7917 | 1370.0625
NSW1 | Grid Battery | 1.5142 | 2.2055 | 179.3635 | 353.432 | 435.3751 | 490.4079 | 476.6856 | 1058.119 | 985.0298 | 958.6642 | 885.5005 | 796.8873 | 908.2886 | 866.3548 | 968.0654 | 915.5251 | 942.3888 | 851.7459 | 852.9865 | 819.7838 | 765.1348 | 851.376 | 728.4347 | 621.4433 | 566.8856 | 636.1046 | 601.1593
NSW1 | Pumped Hydro | 699.4567 | 1915.1947 | 1528.8085 | 3977.4776 | 24506.2029 | 24245.6329 | 20949.1004 | 19776.702 | 17630.6615 | 18838.0883 | 17297.8122 | 15947.8296 | 17313.5937 | 15165.979 | 15861.3477 | 12987.8682 | 12302.4056 | 10601.9907 | 11344.008 | 9753.6495 | 9971.6628 | 10045.2583 | 8507.6654 | 9745.9715 | 8481.881 | 7712.2474 | 6792.367
NSW1 | VPP | 5.1091 | 14.3887 | 21.0113 | 31.4501 | 40.8297 | 48.8221 | 63.7787 | 72.5174 | 80.2829 | 91.0475 | 103.1363 | 111.4069 | 125.9087 | 133.2321 | 134.0212 | 136.4511 | 142.7944 | 136.1003 | 137.7988 | 132.7091 | 128.7012 | 134.8351 | 133.4906 | 123.6175 | 122.0476 | 125.9689 | 122.8613
Total excluding storage |  | 195974.4825 | 139485.3463 | 125848.7197 | 90951.2965 | 71758.9174 | 76796.3761 | 65013.8335 | 45576.9161 | 41702.898 | 40587.1461 | 40619.0264 | 38591.3674 | 35857.5446 | 32237.6434 | 37292.7477 | 31099.7411 | 27103.8986 | 29691.3247 | 28319.2928 | 27255.7263 | 24253.7714 | 21945.7807 | 18644.3663 | 23333.7478 | 20658.4317 | 19404.4066 | 17926.7328
Region | Technology | 2023-24 | 2024-25 | 2025-26 | 2026-27 | 2027-28 | 2028-29 | 2029-30 | 2030-31 | 2031-32 | 2032-33 | 2033-34 | 2034-35 | 2035-36 | 2036-37 | 2037-38 | 2038-39 | 2039-40 | 2040-41 | 2041-42 | 2042-43 | 2043-44 | 2044-45 | 2045-46 | 2046-47 | 2047-48 | 2048-49 | 2049-50
QLD1 | Black Coal | 156566.2465 | 108827.8149 | 66333.6463 | 54946.6809 | 36995.9264 | 22596.338 | 11944.9595 | 0 | 0 | 0 | 0 | 0 | 0 | 0 | 0 | 0 | 0 | 0 | 0 | 0 | 0 | 0 | 0 | 0 | 0 | 0 | 0
QLD1 | Brown Coal | 0 | 0 | 0 | 0 | 0 | 0 | 0 | 0 | 0 | 0 | 0 | 0 | 0 | 0 | 0 | 0 | 0 | 0 | 0 | 0 | 0 | 0 | 0 | 0 | 0 | 0 | 0
QLD1 | CCGT | 28641.85 | 16537.5011 | 24716.2966 | 24751.2765 | 20681.3808 | 20107.2789 | 19383.9922 | 19321.8972 | 20467.2371 | 17612.7521 | 18334.0062 | 13840.5088 | 8801.2829 | 4056.9954 | 9647.1196 | 2837.3985 | 2621.1292 | 14289.1761 | 13778.9816 | 13277.7087 | 12742.5684 | 11949.8289 | 4729.6556 | 2385.9522 | 2188.6265 | 1724.4206 | 1933.398
QLD1 | Gas - Steam | 0 | 0 | 0 | 0 | 0 | 0 | 0 | 0 | 0 | 0 | 0 | 0 | 0 | 0 | 0 | 0 | 0 | 0 | 0 | 0 | 0 | 0 | 0 | 0 | 0 | 0 | 0
QLD1 | OCGT / Diesel | 38.2599 | 0.0011127 | 45.72 | 409.1552 | 522.6442 | 1151.9234 | 255.0072 | 3078.9636 | 1471.4507 | 814.6231 | 36.8186 | 0.00069849 | 0.00063784 | 0.00061459 | 5.2982 | 0.00057309 | 187.9275 | 678.1721 | 95.1091 | 0.002122 | 198.1029 | 0.0017983 | 42.857 | 4123.2476 | 0.0014516 | 0.0013172 | 0.00088516
QLD1 | Hydro | 4795.1021 | 4368.0936 | 4344.744 | 3913.2673 | 3745.8176 | 3567.2397 | 3408.5823 | 3036.0019 | 2951.2306 | 2853.0462 | 2662.6831 | 2510.0485 | 2423.0779 | 2214.7816 | 664.5676 | 661.0922 | 581.066 | 575.8198 | 539.7045 | 0 | 0 | 0 | 0 | 0 | 0 | 0 | 0
QLD1 | Hydrogen Turbine | 0 | 0 | 0 | 0 | 0 | 0 | 0 | 0.00015207 | 0.00016937 | 0.00015977 | 0.00016973 | 0.00016069 | 0.00016457 | 0.00020214 | 0.00029308 | 0.00025205 | 0.00016566 | 0.00018666 | 0.00014247 | 0.00015575 | 0.00016269 | 0.00015633 | 0.00016838 | 0.00037904 | 0.00019295 | 0.00018179 | 0.00020647
QLD1 | Wind | 353.4073 | 1479.3721 | 2022.7615 | 2298.9404 | 2717.367 | 2711.7136 | 3036.103 | 3053.4798 | 3120.5933 | 3073.8539 | 3081.2378 | 4374.9926 | 4622.6304 | 4949.1436 | 5285.4278 | 5207.6339 | 5030.4093 | 4660.751 | 4742.8726 | 5298.585 | 5280.1386 | 5441.9616 | 6305.5315 | 7498.618 | 7260.2726 | 7171.4567 | 6701.7659
QLD1 | Solar PV | 749.18 | 555.34 | 698.343 | 745.3155 | 809.9695 | 1144.5043 | 1340.4581 | 1508.9854 | 1637.9445 | 1756.7183 | 2501.3495 | 3582.5022 | 3514.5413 | 3426.8674 | 2904.3026 | 3144.4672 | 3046.5287 | 3368.3136 | 3508.8961 | 4456.8344 | 4493.5375 | 4972.4981 | 5083.4349 | 4164.1851 | 4513.6121 | 4462.0282 | 6620.3167
QLD1 | Grid Battery | 4.4135 | 4.831 | 4.1133 | 3.9641 | 3.7677 | 515.1294 | 507.4068 | 486.1976 | 464.1913 | 648.4098 | 1252.6883 | 1660.2194 | 1618.8285 | 1522.9184 | 1203.5838 | 1264.6677 | 1220.7564 | 1413.7384 | 1480.3242 | 2068.1904 | 2108.3551 | 2433.347 | 2208.8262 | 1691.3885 | 1820.2309 | 1723.2618 | 3531.6338
QLD1 | Pumped Hydro | 2769.8245 | 5559.0431 | 4796.072 | 4874.6403 | 4761.3706 | 3408.3426 | 4099.5217 | 3658.5669 | 3840.0808 | 3732.0289 | 3222.0885 | 3239.6478 | 3208.8534 | 2718.0204 | 2204.022 | 2222.4861 | 2233.8201 | 2040.4164 | 2172.8102 | 1885.1182 | 1717.9063 | 1697.1803 | 1530.4812 | 1282.8607 | 1242.0858 | 1265.3013 | 1139.9952
QLD1 | VPP | 4.9178 | 11.8043 | 17.596 | 25.8886 | 34.5568 | 42.9724 | 55.8816 | 64.4489 | 71.0979 | 79.8277 | 91.1899 | 100.8016 | 109.7765 | 115.6338 | 112.3248 | 117.6826 | 118.5918 | 118.4135 | 119.0884 | 116.3853 | 115.5898 | 114.5469 | 111.2304 | 100.561 | 106.7047 | 103.7413 | 105.412
Total excluding storage |  | 193923.2016 | 137343.8011 | 102979.2928 | 91969.1288 | 70272.8006 | 55245.4423 | 44031.9124 | 34208.5414 | 34023.8263 | 30571.2601 | 31182.062 | 29308.7218 | 24298.9917 | 19004.3615 | 22026.6468 | 15455.4292 | 15040.2291 | 27144.8012 | 26437.7869 | 27102.8242 | 26656.1988 | 26609.3648 | 20012.0169 | 21246.8136 | 17131.5343 | 16450.2114 | 20032.5228
Region | Technology | 2023-24 | 2024-25 | 2025-26 | 2026-27 | 2027-28 | 2028-29 | 2029-30 | 2030-31 | 2031-32 | 2032-33 | 2033-34 | 2034-35 | 2035-36 | 2036-37 | 2037-38 | 2038-39 | 2039-40 | 2040-41 | 2041-42 | 2042-43 | 2043-44 | 2044-45 | 2045-46 | 2046-47 | 2047-48 | 2048-49 | 2049-50
VIC1 | Black Coal | 0 | 0 | 0 | 0 | 0 | 0 | 0 | 0 | 0 | 0 | 0 | 0 | 0 | 0 | 0 | 0 | 0 | 0 | 0 | 0 | 0 | 0 | 0 | 0 | 0 | 0 | 0
VIC1 | Brown Coal | 97683.7805 | 72699.595 | 58085.516 | 42934.7775 | 27114.562 | 16592.623 | 15978.348 | 0 | 0 | 0 | 0 | 0 | 0 | 0 | 0 | 0 | 0 | 0 | 0 | 0 | 0 | 0 | 0 | 0 | 0 | 0 | 0
VIC1 | CCGT | 0 | 0 | 0 | 0 | 0 | 0 | 0 | 0 | 0 | 0 | 0 | 0 | 0 | 0 | 0 | 0 | 0 | 0 | 0 | 0 | 0 | 0 | 0 | 0 | 0 | 0 | 0
VIC1 | Gas - Steam | 47.0383 | 30.8086 | 335.6741 | 339.0532 | 817.9115 | 2177.7002 | 443.642 | 2042.0229 | 737.3273 | 586.2977 | 251.1445 | 288.4977 | 149.7348 | 89.8905 | 237.912 | 126.4365 | 0 | 0 | 0 | 0 | 0 | 0 | 0 | 0 | 0 | 0 | 0
VIC1 | OCGT / Diesel | 269.7798 | 111.1783 | 866.7343 | 1484.1435 | 2543.3432 | 8399.1017 | 1285.767 | 8641.8053 | 2029.7102 | 2021.2757 | 700.5272 | 2376.7902 | 836.8132 | 426.4388 | 676.3418 | 406.7622 | 483.9362 | 1262.7465 | 1324.2687 | 540.5622 | 3865.5336 | 282.1822 | 195.9707 | 536.9882 | 33.8254 | 221.2222 | 67.7975
VIC1 | Hydro | 18244.4154 | 20820.751 | 20358.9167 | 18310.4306 | 14492.33 | 20690.9408 | 16324.8767 | 13390.9767 | 12657.8499 | 10927.8948 | 12687.4105 | 12412.6205 | 11173.3987 | 8860.7651 | 12723.2705 | 10060.8983 | 8275.6883 | 7801.8611 | 6760.9478 | 7818.4786 | 7692.5051 | 6914.4675 | 5485.2045 | 7848.7602 | 7459.7452 | 7077.0981 | 6685.0001
VIC1 | Hydrogen Turbine | 0 | 0 | 0 | 0 | 0 | 0 | 0 | 0 | 0 | 0 | 0 | 0 | 49.2489 | 281.8411 | 501.1617 | 1669.2299 | 1958.3308 | 2907.038 | 3274.5485 | 3484.263 | 3669.0898 | 3812.56 | 4347.059 | 4497.144 | 4707.664 | 4807.267 | 4898.61
VIC1 | Wind | 891.2628 | 1335.8042 | 1367.5769 | 1564.835 | 1952.789 | 1879.0749 | 1895.5594 | 1790.3018 | 1903.1255 | 1615.8828 | 1694.8789 | 1533.3047 | 1508.5596 | 1488.5928 | 1458.9995 | 1695.1784 | 1549.6799 | 1678.5357 | 1451.6357 | 1627.5619 | 1665.1554 | 1596.0367 | 1538.6645 | 1512.6927 | 1843.0338 | 1655.0143 | 1729.9493
VIC1 | Solar PV | 193.8694 | 136.3197 | 135.3741 | 169.8399 | 296.3909 | 299.0875 | 292.051 | 432.3738 | 395.5616 | 488.3754 | 484.3313 | 660.9574 | 799.197 | 780.8329 | 629.6996 | 614.1671 | 662.9073 | 615.7023 | 755.4864 | 686.095 | 788.3257 | 806.8818 | 807.9396 | 634.6334 | 667.9408 | 677.9491 | 602.9622
VIC1 | Grid Battery | 11.1739 | 13.2702 | 12.7475 | 116.9872 | 202.3696 | 179.8915 | 165.9984 | 323.7739 | 274.0139 | 388.67 | 346.2315 | 418.1798 | 611.9266 | 583.9235 | 499.2932 | 468.295 | 478.6004 | 380.5828 | 484.2591 | 420.9651 | 461.9061 | 512.3939 | 507.1713 | 406.4499 | 400.4915 | 396.6421 | 316.5564
VIC1 | Pumped Hydro | 0 | 0 | 0.00011319 | 29.7827 | 117.5415 | 118.8991 | 109.2057 | 110.2375 | 100.271 | 98.7332 | 88.6871 | 80.1707 | 77.1051 | 72.3668 | 64.2603 | 61.2689 | 61.2166 | 50.4187 | 57.1271 | 52.9033 | 47.6373 | 48.9225 | 43.7549 | 37.4312 | 38.2725 | 37.343 | 31.5518
VIC1 | VPP | 3.133 | 9.1828 | 16.9357 | 25.647 | 34.4639 | 38.3656 | 49.9231 | 54.8888 | 57.3453 | 62.5638 | 67.2974 | 72.8796 | 82.9844 | 90.4001 | 91.2325 | 90.9352 | 92.3057 | 83.4775 | 91.3879 | 82.827 | 80.0174 | 83.7631 | 85.4764 | 78.2986 | 78.5209 | 76.8503 | 68.7375
Total excluding storage |  | 117344.4531 | 95156.9098 | 81179.4752 | 64975.4967 | 47571.7016 | 50375.6842 | 36545.3713 | 26786.3806 | 18155.2048 | 16189.6935 | 16320.5084 | 17843.4006 | 15288.9682 | 12675.0514 | 16882.1712 | 15193.1715 | 13562.6651 | 14780.3627 | 14199.6611 | 14713.6561 | 18270.1704 | 14057.2077 | 13011.2408 | 15552.3981 | 15229.494 | 14949.386 | 14401.1648
Region | Technology | 2023-24 | 2024-25 | 2025-26 | 2026-27 | 2027-28 | 2028-29 | 2029-30 | 2030-31 | 2031-32 | 2032-33 | 2033-34 | 2034-35 | 2035-36 | 2036-37 | 2037-38 | 2038-39 | 2039-40 | 2040-41 | 2041-42 | 2042-43 | 2043-44 | 2044-45 | 2045-46 | 2046-47 | 2047-48 | 2048-49 | 2049-50
SA1 | Black Coal | 0 | 0 | 0 | 0 | 0 | 0 | 0 | 0 | 0 | 0 | 0 | 0 | 0 | 0 | 0 | 0 | 0 | 0 | 0 | 0 | 0 | 0 | 0 | 0 | 0 | 0 | 0
SA1 | Brown Coal | 0 | 0 | 0 | 0 | 0 | 0 | 0 | 0 | 0 | 0 | 0 | 0 | 0 | 0 | 0 | 0 | 0 | 0 | 0 | 0 | 0 | 0 | 0 | 0 | 0 | 0 | 0
SA1 | CCGT | 15556.2028 | 7144.6365 | 9185.421 | 7234.5975 | 6791.9425 | 8990.257 | 7115.2815 | 8214.2255 | 6763.971 | 2028.9225 | 5274.3685 | 4814.398 | 401.9304 | 240.6993 | 0 | 0 | 0 | 0 | 0 | 0 | 0 | 0 | 0 | 0 | 0 | 0 | 0
SA1 | Gas - Steam | 425.4681 | 213.2117 | 712.4548 | 0 | 0 | 0 | 0 | 0 | 0 | 0 | 0 | 0 | 0 | 0 | 0 | 0 | 0 | 0 | 0 | 0 | 0 | 0 | 0 | 0 | 0 | 0 | 0
SA1 | OCGT / Diesel | 4803.3313 | 1794.7733 | 3993.6177 | 1924.3692 | 2700.2463 | 5461.479 | 914.4575 | 4909.0373 | 895.616 | 458.1263 | 285.5266 | 538.963 | 62.2595 | 20.5411 | 167.7762 | 0.00087404 | 12.455 | 3225.7736 | 3185.0872 | 3012.5969 | 6820.5106 | 0.00099954 | 0.00090436 | 0.00092721 | 0.00078913 | 0.00086353 | 0.00079779
SA1 | Hydro | 0 | 0 | 0 | 0 | 0 | 0 | 0 | 0 | 0 | 0 | 0 | 0 | 0 | 0 | 0 | 0 | 0 | 0 | 0 | 0 | 0 | 0 | 0 | 0 | 0 | 0 | 0
SA1 | Hydrogen Turbine | 0 | 0 | 0 | 0 | 0 | 0 | 0 | 0.00016368 | 0.00014904 | 0.000126 | 0.0001773 | 0.00021882 | 0.00015021 | 0.00017846 | 0.00033905 | 0.00026041 | 0.00031708 | 0.00023184 | 0.00021964 | 0.00031124 | 0.00065277 | 0.0002942 | 0.00025026 | 0.000409 | 0.00034234 | 0.00047039 | 0.00043106
SA1 | Wind | 597.4542 | 809.3951 | 744.8463 | 1072.8608 | 1037.9359 | 1585.5902 | 1545.2703 | 1578.2899 | 1608.0529 | 1443.223 | 1658.7954 | 1431.9859 | 1733.4568 | 1954.484 | 2321.5542 | 2444.1804 | 2191.7604 | 2366.3789 | 2722.6455 | 2788.95 | 2651.5159 | 2728.2268 | 2553.9481 | 2783.2454 | 3095.0482 | 2926.1011 | 3350.1296
SA1 | Solar PV | 115.7356 | 83.3936 | 116.4359 | 117.1496 | 173.6613 | 357.2515 | 348.8771 | 635.5024 | 650.5716 | 859.6184 | 1246.3497 | 1447.2253 | 1476.7753 | 1769.5102 | 1601.5259 | 1618.9407 | 1625.4598 | 1574.914 | 2777.2665 | 2424.1727 | 3026.8579 | 2906.494 | 2865.0419 | 2440.8755 | 2577.8391 | 2598.0389 | 2725.5612
SA1 | Grid Battery | 14.6637 | 14.1907 | 13.3898 | 12.5663 | 12.0894 | 10.7608 | 9.9532 | 137.3604 | 252.5769 | 565.7161 | 721.5703 | 877.0165 | 909.4219 | 1017.4594 | 794.6349 | 777.364 | 783.298 | 701.0926 | 1516.9418 | 1257.0015 | 1682.4884 | 1673.7888 | 1676.0825 | 1321.2477 | 1329.4843 | 1311.8253 | 1338.2845
SA1 | Pumped Hydro | 0 | 0 | 0.00010026 | 0.0001715 | 0.000178 | 0.00016704 | 0.0001569 | 0.0001595 | 0.00014958 | 0.00014364 | 0.00012769 | 0.00012684 | 0.00012199 | 0.00012031 | 0.00011096 | 0.00010484 | 0.00010542 | 0.00010183 | 9.8716e-05 | 9.7165e-05 | 9.9766e-05 | 9.9547e-05 | 9.7472e-05 | 8.8016e-05 | 8.3987e-05 | 8.7379e-05 | 9.3341e-05
SA1 | VPP | 6.5726 | 9.4889 | 11.9047 | 13.9978 | 16.3608 | 17.5393 | 20.8406 | 23.971 | 25.8915 | 31.2921 | 34.6463 | 38.8287 | 42.1933 | 45.3097 | 43.9094 | 43.4249 | 44.8988 | 42.4873 | 45.6663 | 42.8837 | 43.6482 | 43.4087 | 44.4943 | 41.6108 | 40.5915 | 40.446 | 38.9411
Total excluding storage |  | 21519.4284 | 10069.0899 | 14778.0703 | 10375.5414 | 10732.2364 | 16422.878 | 9954.6804 | 15498.3869 | 10196.6802 | 5386.8985 | 9221.2571 | 9148.4178 | 4626.0376 | 5048.004 | 4929.4011 | 4883.9112 | 4657.8723 | 7910.6468 | 10247.6077 | 9525.6052 | 14225.0217 | 7351.9197 | 7139.5681 | 6586.9808 | 7042.9644 | 6876.4127 | 7452.9176
Region | Technology | 2023-24 | 2024-25 | 2025-26 | 2026-27 | 2027-28 | 2028-29 | 2029-30 | 2030-31 | 2031-32 | 2032-33 | 2033-34 | 2034-35 | 2035-36 | 2036-37 | 2037-38 | 2038-39 | 2039-40 | 2040-41 | 2041-42 | 2042-43 | 2043-44 | 2044-45 | 2045-46 | 2046-47 | 2047-48 | 2048-49 | 2049-50
TAS1 | Black Coal | 0 | 0 | 0 | 0 | 0 | 0 | 0 | 0 | 0 | 0 | 0 | 0 | 0 | 0 | 0 | 0 | 0 | 0 | 0 | 0 | 0 | 0 | 0 | 0 | 0 | 0 | 0
TAS1 | Brown Coal | 0 | 0 | 0 | 0 | 0 | 0 | 0 | 0 | 0 | 0 | 0 | 0 | 0 | 0 | 0 | 0 | 0 | 0 | 0 | 0 | 0 | 0 | 0 | 0 | 0 | 0 | 0
TAS1 | CCGT | 0 | 0 | 0 | 0 | 0 | 0 | 0 | 0 | 0 | 0 | 0 | 0 | 0 | 0 | 0 | 0 | 0 | 0 | 0 | 0 | 0 | 0 | 0 | 0 | 0 | 0 | 0
TAS1 | Gas - Steam | 0 | 0 | 0 | 0 | 0 | 0 | 0 | 0 | 0 | 0 | 0 | 0 | 0 | 0 | 0 | 0 | 0 | 0 | 0 | 0 | 0 | 0 | 0 | 0 | 0 | 0 | 0
TAS1 | OCGT / Diesel | 0.00043026 | 0.00041593 | 0.00042337 | 3.9702 | 10.432 | 1.2011 | 0.00047656 | 0.0004822 | 6.2082 | 55.3197 | 0.00043549 | 0.0004389 | 0.00038431 | 0.00038267 | 0.00042262 | 0.00038883 | 0.00039429 | 0.00045079 | 0.00043127 | 0.00043452 | 0.00057751 | 0.00037567 | 0.0003578 | 0.00048423 | 0.00044506 | 0.00055318 | 0.00044348
TAS1 | Hydro | 80633.3199 | 41530.5969 | 44519.9488 | 41787.4698 | 48084.1192 | 50333.6325 | 50973.257 | 44149.582 | 41982.877 | 37061.4287 | 37256.5116 | 35012.372 | 27653.2552 | 26733.0276 | 30862.9628 | 25781.0173 | 25653.1776 | 25630.4223 | 22303.7857 | 18757.3792 | 23128.8674 | 19075.9769 | 14676.908 | 20074.196 | 14479.8769 | 16519.3981 | 17467.7936
TAS1 | Hydrogen Turbine | 0 | 0 | 0 | 0 | 0 | 0 | 0 | 7.716e-05 | 9.0969e-05 | 9.588e-05 | 0.00011222 | 0.00016606 | 0.00011974 | 0.00015337 | 0.00069596 | 0.00064326 | 0.00065903 | 0.00054152 | 0.00050435 | 0.00067704 | 0.00076668 | 0.00049201 | 0.00046071 | 268.9354 | 261.687 | 255.1544 | 248.2567
TAS1 | Wind | 163.5479 | 721.6123 | 836.6974 | 870.3681 | 1476.7284 | 1497.2066 | 1826.6951 | 1732.1121 | 2211.624 | 2164.6601 | 2093.5702 | 2597.9594 | 2519.6821 | 2839.5517 | 3103.0615 | 2858.7024 | 2663.6613 | 2987.4761 | 2902.1813 | 2545.9767 | 2690.3386 | 2518.3062 | 2507.2853 | 2720.1575 | 2664.9967 | 2676.1222 | 2761.5849
TAS1 | Solar PV | 0 | 1.3947e-05 | 1.7219e-05 | 4.0273e-05 | 25.8977 | 31.0641 | 46.1719 | 162.2814 | 142.5592 | 144.3514 | 422.3603 | 613.2257 | 655.4768 | 692.7403 | 686.132 | 706.1668 | 752.4275 | 692.6603 | 702.7593 | 852.6105 | 852.3581 | 852.7831 | 780.9118 | 895.9355 | 1100.4213 | 1345.5768 | 1217.9568
TAS1 | Grid Battery | 0 | 7.9504e-05 | 8.4289e-05 | 9.4252e-05 | 0.00010651 | 0.00010124 | 0.00010762 | 0.00013317 | 0.00020926 | 0.00022875 | 0.00026139 | 0.00028256 | 0.0003045 | 0.00039527 | 0.0012157 | 7.4451 | 7.2376 | 6.6862 | 50.7649 | 118.1524 | 107.5286 | 110.8582 | 106.2602 | 260.5993 | 503.2029 | 610.4063 | 536.8488
TAS1 | Pumped Hydro | 0 | 0 | 0.00018866 | 0.00024996 | 0.00046651 | 42.3541 | 128.5393 | 164.937 | 212.1476 | 275.7805 | 311.3731 | 386.6276 | 440.5027 | 400.1756 | 401.769 | 387.705 | 355.0953 | 329.7199 | 328.5879 | 296.3259 | 265.3284 | 284.0976 | 247.7449 | 222.8797 | 215.8818 | 189.4042 | 166.2377
TAS1 | VPP | 0.24847 | 0.75692 | 1.1642 | 1.5301 | 2.1051 | 2.7439 | 2.8159 | 3.4021 | 4.9763 | 4.9979 | 5.152 | 6.059 | 6.4897 | 7.2221 | 7.2295 | 7.2893 | 7.7958 | 7.777 | 7.8982 | 7.0972 | 7.1716 | 7.1693 | 7.4773 | 7.0389 | 7.346 | 7.3604 | 7.5768
Total excluding storage |  | 80797.1167 | 42252.9666 | 45357.811 | 42663.3386 | 49599.283 | 51908.2025 | 52977.4797 | 46212.3153 | 44560.3925 | 39706.5386 | 40088.9679 | 38616.2446 | 31275.4071 | 30672.7183 | 35061.1572 | 29748.3269 | 29439.3961 | 29654.7427 | 26295.9784 | 22577.543 | 27051.594 | 22849.1922 | 18326.5883 | 24449.7427 | 19233.4131 | 21603.423 | 22406.2557
Explicitly modelled pumping
Region | Technology | 2023-24 | 2024-25 | 2025-26 | 2026-27 | 2027-28 | 2028-29 | 2029-30 | 2030-31 | 2031-32 | 2032-33 | 2033-34 | 2034-35 | 2035-36 | 2036-37 | 2037-38 | 2038-39 | 2039-40 | 2040-41 | 2041-42 | 2042-43 | 2043-44 | 2044-45 | 2045-46 | 2046-47 | 2047-48 | 2048-49 | 2049-50
NEM | Grid Battery pump | 37.588 | 41.0505 | 38.0331 | 36.5852 | 34.8718 | 30.77 | 28.8121 | 27.2338 | 25.0786 | 24.9749 | 21.3427 | 19.213 | 18.4615 | 16.4217 | 14.5639 | 13.4236 | 12.9144 | 11.5674 | 7.9415 | 7.3114 | 3.502 | 3.31 | 3.0659 | 2.6418 | 2.5949 | 2.4548 | 2.4344
NEM | Pumped Hydro Pump | 8224.6031 | 19552.6778 | 14885.5169 | 20607.9982 | 45647.9198 | 42525.3132 | 41263.2816 | 34557.9932 | 34690.09 | 34801.5791 | 32425.8531 | 29561.5864 | 31713.7276 | 28559.8423 | 26702.0046 | 23256.1808 | 22586.0188 | 20275.0038 | 21016.9036 | 18951.1066 | 17236.7179 | 18506.5065 | 16334.933 | 16198.631 | 14957.1381 | 13973.7054 | 12428.9892
NEM | VPP pump | 23.4311 | 53.7545 | 80.7475 | 115.8024 | 151.1732 | 176.7985 | 227.6095 | 257.6771 | 282.4467 | 317.0623 | 354.5942 | 388.2569 | 431.9656 | 461.0136 | 458.0729 | 465.7851 | 477.2497 | 457.7606 | 471.9421 | 450.2723 | 440.3441 | 451.4797 | 450.6644 | 412.4182 | 418.2793 | 416.2396 | 404.1917
Region | Technology | 2023-24 | 2024-25 | 2025-26 | 2026-27 | 2027-28 | 2028-29 | 2029-30 | 2030-31 | 2031-32 | 2032-33 | 2033-34 | 2034-35 | 2035-36 | 2036-37 | 2037-38 | 2038-39 | 2039-40 | 2040-41 | 2041-42 | 2042-43 | 2043-44 | 2044-45 | 2045-46 | 2046-47 | 2047-48 | 2048-49 | 2049-50
NSW1 | Grid Battery pump | 1.7947 | 2.6271 | 2.1648 | 2.4415 | 2.2308 | 2.0522 | 1.9893 | 1.9166 | 1.7984 | 1.7069 | 1.6111 | 1.4442 | 1.4381 | 0 | 0 | 0 | 0 | 0 | 0 | 0 | 0 | 0 | 0 | 0 | 0 | 0 | 0
NSW1 | Pumped Hydro Pump | 4276.6883 | 11712.3232 | 8618.3931 | 14523.0247 | 39767.5118 | 38472.7988 | 36288.6533 | 30230.2206 | 30024.3901 | 30322.1181 | 28552.1737 | 25593.0512 | 27802.4515 | 25259.0502 | 24021.8583 | 20591.3133 | 19895.8444 | 17812.1924 | 18365.7095 | 16640.1449 | 15164.4787 | 16417.3632 | 14461.6031 | 14645.3608 | 13458.5356 | 12418.2472 | 11046.1379
NSW1 | VPP pump | 5.9872 | 16.9489 | 24.7003 | 37.0021 | 48.057 | 57.4218 | 75.0527 | 85.3053 | 94.7008 | 106.8804 | 121.4463 | 131.1655 | 147.944 | 156.7546 | 158.0627 | 160.5329 | 167.6353 | 160.5918 | 161.7317 | 156.2603 | 151.2375 | 158.6441 | 157.4955 | 145.0038 | 143.8102 | 147.9959 | 144.5534
Region | Technology | 2023-24 | 2024-25 | 2025-26 | 2026-27 | 2027-28 | 2028-29 | 2029-30 | 2030-31 | 2031-32 | 2032-33 | 2033-34 | 2034-35 | 2035-36 | 2036-37 | 2037-38 | 2038-39 | 2039-40 | 2040-41 | 2041-42 | 2042-43 | 2043-44 | 2044-45 | 2045-46 | 2046-47 | 2047-48 | 2048-49 | 2049-50
QLD1 | Grid Battery pump | 5.2384 | 5.7536 | 4.9074 | 4.7047 | 4.4879 | 4.2432 | 3.9873 | 3.8039 | 3.5889 | 3.4649 | 3.2703 | 3.085 | 2.9075 | 2.7332 | 2.3388 | 2.293 | 2.2338 | 2.1533 | 2.122 | 1.9913 | 1.8832 | 1.7704 | 1.651 | 1.3848 | 1.4153 | 1.3311 | 1.3614
QLD1 | Pumped Hydro Pump | 3947.9148 | 7840.3546 | 6267.1238 | 6084.9735 | 5880.408 | 4052.5144 | 4974.6283 | 4327.7726 | 4665.6999 | 4479.461 | 3873.6794 | 3968.5352 | 3911.2761 | 3300.7921 | 2680.1463 | 2664.8675 | 2690.1744 | 2462.8114 | 2651.1941 | 2310.9617 | 2072.2391 | 2089.1433 | 1873.3299 | 1553.2702 | 1498.6025 | 1555.4582 | 1382.8513
QLD1 | VPP pump | 5.7686 | 13.891 | 20.7552 | 30.4027 | 40.6819 | 50.5338 | 65.7468 | 75.8263 | 83.8744 | 93.6955 | 107.2916 | 118.633 | 129.1233 | 136.0505 | 132.5434 | 138.0752 | 139.5304 | 139.3215 | 140.115 | 137.2945 | 135.6398 | 134.7926 | 130.9723 | 118.5427 | 125.1984 | 122.0593 | 124.0244
Region | Technology | 2023-24 | 2024-25 | 2025-26 | 2026-27 | 2027-28 | 2028-29 | 2029-30 | 2030-31 | 2031-32 | 2032-33 | 2033-34 | 2034-35 | 2035-36 | 2036-37 | 2037-38 | 2038-39 | 2039-40 | 2040-41 | 2041-42 | 2042-43 | 2043-44 | 2044-45 | 2045-46 | 2046-47 | 2047-48 | 2048-49 | 2049-50
VIC1 | Grid Battery pump | 13.2621 | 15.8459 | 15.1694 | 14.5769 | 13.815 | 11.7851 | 11.0291 | 10.4497 | 9.5059 | 9.425 | 6.804 | 6.4487 | 6.2576 | 6.1023 | 5.4474 | 4.8792 | 4.6216 | 3.8439 | 0 | 0 | 0 | 0 | 0 | 0 | 0 | 0 | 0
VIC1 | Pumped Hydro Pump | 0 | 0 | 0 | 0 | 0 | 0 | 0 | 0 | 0 | 0 | 0 | 0 | 0 | 0 | 0 | 0 | 0 | 0 | 0 | 0 | 0 | 0 | 0 | 0 | 0 | 0 | 0
VIC1 | VPP pump | 3.6733 | 10.8323 | 19.9412 | 30.1306 | 40.649 | 45.0379 | 58.8991 | 64.4169 | 67.5444 | 73.6767 | 79.1381 | 85.6448 | 97.6353 | 106.3713 | 107.3287 | 107.3244 | 108.2692 | 98.5572 | 107.183 | 97.7786 | 93.8188 | 98.5538 | 100.8896 | 91.8012 | 92.7054 | 90.1006 | 80.8826
Region | Technology | 2023-24 | 2024-25 | 2025-26 | 2026-27 | 2027-28 | 2028-29 | 2029-30 | 2030-31 | 2031-32 | 2032-33 | 2033-34 | 2034-35 | 2035-36 | 2036-37 | 2037-38 | 2038-39 | 2039-40 | 2040-41 | 2041-42 | 2042-43 | 2043-44 | 2044-45 | 2045-46 | 2046-47 | 2047-48 | 2048-49 | 2049-50
SA1 | Grid Battery pump | 17.2928 | 16.8239 | 15.7915 | 14.8622 | 14.3381 | 12.6895 | 11.8064 | 11.0637 | 10.1855 | 10.3782 | 9.6574 | 8.2351 | 7.8582 | 7.5862 | 6.7778 | 6.2514 | 6.0591 | 5.5703 | 5.8195 | 5.3201 | 1.6188 | 1.5396 | 1.4148 | 1.257 | 1.1795 | 1.1237 | 1.073
SA1 | Pumped Hydro Pump | 0 | 0 | 0 | 0 | 0 | 0 | 0 | 0 | 0 | 0 | 0 | 0 | 0 | 0 | 0 | 0 | 0 | 0 | 0 | 0 | 0 | 0 | 0 | 0 | 0 | 0 | 0
SA1 | VPP pump | 7.7113 | 11.1917 | 13.9788 | 16.4691 | 19.3001 | 20.5851 | 24.5911 | 28.1324 | 30.4629 | 36.9194 | 40.6609 | 45.6842 | 49.643 | 53.3118 | 51.66 | 51.2461 | 52.6727 | 50.1399 | 53.6196 | 50.5594 | 51.2101 | 51.083 | 52.4806 | 48.8174 | 47.8941 | 47.4518 | 45.8167
Region | Technology | 2023-24 | 2024-25 | 2025-26 | 2026-27 | 2027-28 | 2028-29 | 2029-30 | 2030-31 | 2031-32 | 2032-33 | 2033-34 | 2034-35 | 2035-36 | 2036-37 | 2037-38 | 2038-39 | 2039-40 | 2040-41 | 2041-42 | 2042-43 | 2043-44 | 2044-45 | 2045-46 | 2046-47 | 2047-48 | 2048-49 | 2049-50
TAS1 | Grid Battery pump | 0 | 0 | 0 | 0 | 0 | 0 | 0 | 0 | 0 | 0 | 0 | 0 | 0 | 0 | 0 | 0 | 0 | 0 | 0 | 0 | 0 | 0 | 0 | 0 | 0 | 0 | 0
TAS1 | Pumped Hydro Pump | 0 | 0 | 0 | 0 | 0 | 0 | 0 | 0 | 0 | 0 | 0 | 0 | 0 | 0 | 0 | 0 | 0 | 0 | 0 | 0 | 0 | 0 | 0 | 0 | 0 | 0 | 0
TAS1 | VPP pump | 0.29069 | 0.89057 | 1.372 | 1.7981 | 2.4851 | 3.22 | 3.3199 | 3.9963 | 5.8642 | 5.8902 | 6.0572 | 7.1295 | 7.6201 | 8.5254 | 8.4781 | 8.6066 | 9.1422 | 9.1502 | 9.2928 | 8.3795 | 8.4379 | 8.4062 | 8.8264 | 8.2531 | 8.6712 | 8.632 | 8.9146

## BaseCase_FOM Cost
FOM cost by technology ($000s) - BaseCase, Hydrogen Superpower Scenario
FOM | Real June 2021 dollars discounted to 1 July 2021. For new entrant capacity, the FOM is incurred annually in modelling. For existing capacity, FOM is considered to be a sunk cost, since the fixed retirement dates are assumed to be the same in the Base Case and the option case.
Explicitly modelled generation
Region | Technology | 2023-24 | 2024-25 | 2025-26 | 2026-27 | 2027-28 | 2028-29 | 2029-30 | 2030-31 | 2031-32 | 2032-33 | 2033-34 | 2034-35 | 2035-36 | 2036-37 | 2037-38 | 2038-39 | 2039-40 | 2040-41 | 2041-42 | 2042-43 | 2043-44 | 2044-45 | 2045-46 | 2046-47 | 2047-48 | 2048-49 | 2049-50
NEM | Black Coal | 0 | 0 | 0 | 0 | 0 | 0 | 0 | 0 | 0 | 0 | 0 | 0 | 0 | 0 | 0 | 0 | 0 | 0 | 0 | 0 | 0 | 0 | 0 | 0 | 0 | 0 | 0
NEM | Brown Coal | 0 | 0 | 0 | 0 | 0 | 0 | 0 | 0 | 0 | 0 | 0 | 0 | 0 | 0 | 0 | 0 | 0 | 0 | 0 | 0 | 0 | 0 | 0 | 0 | 0 | 0 | 0
NEM | CCGT | 0 | 0 | 0 | 0 | 0 | 0 | 0 | 0 | 0 | 0 | 0 | 0 | 0 | 0 | 0 | 0 | 0 | 0 | 0 | 0 | 0 | 0 | 0 | 0 | 0 | 0 | 0
NEM | Gas - Steam | 0 | 0 | 0 | 0 | 0 | 0 | 0 | 0 | 0 | 0 | 0 | 0 | 0 | 0 | 0 | 0 | 0 | 0 | 0 | 0 | 0 | 0 | 0 | 0 | 0 | 0 | 0
NEM | OCGT / Diesel | 0 | 0.0079618 | 0.0089843 | 0.010124 | 0.0096644 | 0.0092133 | 0.0087516 | 0.0083334 | 0.0079584 | 0.0075701 | 0.0072111 | 0.0068871 | 0.01042 | 0.0099205 | 0.009487 | 0.0090386 | 0.008649 | 0.0083563 | 0.0079784 | 0.0076237 | 124.879 | 118.0366 | 111.8831 | 106.0505 | 100.7899 | 95.2675 | 90.301
NEM | Hydro | 0 | 0 | 0 | 0 | 0 | 0 | 0 | 0 | 0 | 0 | 0 | 0 | 0 | 0 | 0 | 0 | 0 | 0 | 0 | 0 | 0 | 0 | 0 | 0 | 0 | 0 | 0
NEM | Hydrogen Turbine | 0 | 0 | 0 | 0 | 0 | 0 | 0 | 979.6606 | 931.0641 | 880.0494 | 834.1701 | 790.6827 | 3478.0445 | 3287.4761 | 3980.981 | 3773.4417 | 5682.0427 | 5370.7132 | 5234.9745 | 4962.0613 | 5963.8647 | 7748.7928 | 7344.8273 | 7647.4388 | 7268.0837 | 6889.1164 | 6537.038
NEM | Wind | 0 | 321057.6956 | 350292.7861 | 444839.7551 | 575864.1173 | 652105.5342 | 690398.7446 | 698734.3952 | 710590.2086 | 715595.7251 | 763049.2197 | 876516.6213 | 878897.4854 | 918496.1156 | 1041658.5977 | 1041668.9205 | 993869.8085 | 988003.2691 | 1038965.0383 | 1129986.6245 | 1148415.0969 | 1118872.5578 | 1146609.3936 | 1328399.6799 | 1336864.1088 | 1302531.3969 | 1291276.215
NEM | Solar PV | 0 | 0.024305 | 27315.2186 | 56718.6669 | 95874.5533 | 193331.4071 | 195808.0907 | 298827.3876 | 308942.3915 | 345365.1863 | 464879.7508 | 621214.0303 | 611449.0888 | 634977.4563 | 696270.5141 | 661562.8532 | 647486.9859 | 647221.8852 | 750232.5246 | 824746.3625 | 894526.4655 | 896237.6699 | 886787.9763 | 937323.3331 | 922159.5125 | 915604.2679 | 1062271.4563
NEM | Grid Battery | 0 | 0.041283 | 15097.9354 | 27909.8232 | 38254.3608 | 72919.0189 | 69539.2991 | 121913.2375 | 125443.2061 | 159487.1086 | 205855.6275 | 247457.3546 | 267952.7109 | 262783.9028 | 266242.3619 | 253043.1484 | 243111.4177 | 244114.769 | 301827.6988 | 345590.5101 | 386194.0225 | 401860.0547 | 380910.0638 | 381337.9904 | 388800.7604 | 402878.2975 | 514531.29
NEM | Pumped Hydro | 0 | 0 | 15434.3879 | 21913.652 | 25265.7515 | 29219.7438 | 31899.3563 | 32380.198 | 32267.9433 | 33535.2247 | 34366.8362 | 36985.4944 | 36681.1217 | 34671.2973 | 32863.8084 | 31150.5293 | 29605.2915 | 27983.1635 | 26524.3257 | 25141.5412 | 23894.3824 | 22585.1655 | 21407.7398 | 20291.6966 | 19285.1166 | 18228.4507 | 17278.1526
NEM | VPP | 0 | 0 | 0 | 0 | 0 | 0 | 0 | 0 | 0 | 0 | 0 | 0 | 0 | 0 | 0 | 0 | 0 | 0 | 0 | 0 | 0 | 0 | 0 | 0 | 0 | 0 | 0
Total excluding storage |  | 0 | 321057.7691 | 408140.3371 | 551381.9074 | 735258.7925 | 947575.7131 | 987645.4994 | 1152834.8873 | 1178174.8216 | 1254863.3018 | 1468985.6114 | 1782964.1903 | 1798458.4618 | 1854216.2581 | 2041016.2726 | 1991198.9023 | 1919755.555 | 1912693.8083 | 2122784.5698 | 2330427.1073 | 2459118.7109 | 2447422.2773 | 2443171.8839 | 2675106.1893 | 2674478.3719 | 2646226.7968 | 2891984.4528
Region | Technology | 2023-24 | 2024-25 | 2025-26 | 2026-27 | 2027-28 | 2028-29 | 2029-30 | 2030-31 | 2031-32 | 2032-33 | 2033-34 | 2034-35 | 2035-36 | 2036-37 | 2037-38 | 2038-39 | 2039-40 | 2040-41 | 2041-42 | 2042-43 | 2043-44 | 2044-45 | 2045-46 | 2046-47 | 2047-48 | 2048-49 | 2049-50
NSW1 | Black Coal | 0 | 0 | 0 | 0 | 0 | 0 | 0 | 0 | 0 | 0 | 0 | 0 | 0 | 0 | 0 | 0 | 0 | 0 | 0 | 0 | 0 | 0 | 0 | 0 | 0 | 0 | 0
NSW1 | Brown Coal | 0 | 0 | 0 | 0 | 0 | 0 | 0 | 0 | 0 | 0 | 0 | 0 | 0 | 0 | 0 | 0 | 0 | 0 | 0 | 0 | 0 | 0 | 0 | 0 | 0 | 0 | 0
NSW1 | CCGT | 0 | 0 | 0 | 0 | 0 | 0 | 0 | 0 | 0 | 0 | 0 | 0 | 0 | 0 | 0 | 0 | 0 | 0 | 0 | 0 | 0 | 0 | 0 | 0 | 0 | 0 | 0
NSW1 | Gas - Steam | 0 | 0 | 0 | 0 | 0 | 0 | 0 | 0 | 0 | 0 | 0 | 0 | 0 | 0 | 0 | 0 | 0 | 0 | 0 | 0 | 0 | 0 | 0 | 0 | 0 | 0 | 0
NSW1 | OCGT / Diesel | 0 | 0.0053305 | 0.0050595 | 0.0047958 | 0.0045579 | 0.0043081 | 0.0040835 | 0.0038725 | 0.0036804 | 0.0034788 | 0.0032974 | 0.0031255 | 0.0029705 | 0.0028077 | 0.0026887 | 0.0025485 | 0.0024221 | 0.0022899 | 0.0021705 | 0.0020577 | 0.001956 | 0.0018488 | 0.0017527 | 0.0017016 | 0.0016172 | 0.0015286 | 0.0014497
NSW1 | Hydro | 0 | 0 | 0 | 0 | 0 | 0 | 0 | 0 | 0 | 0 | 0 | 0 | 0 | 0 | 0 | 0 | 0 | 0 | 0 | 0 | 0 | 0 | 0 | 0 | 0 | 0 | 0
NSW1 | Hydrogen Turbine | 0 | 0 | 0 | 0 | 0 | 0 | 0 | 979.6594 | 931.0629 | 880.0483 | 834.169 | 790.6815 | 751.4593 | 710.2855 | 1538.1457 | 1457.958 | 1385.6353 | 1309.7138 | 1241.4349 | 1176.7155 | 1118.3439 | 1057.0678 | 1001.96 | 1383.5864 | 1314.9528 | 1242.9042 | 1178.1082
NSW1 | Wind | 0 | 111899.1948 | 106065.6468 | 137700.4282 | 189556.4168 | 186434.5285 | 183061.8505 | 180192.0299 | 172126.9219 | 188432.8806 | 180205.9861 | 177154.1445 | 168366.3233 | 166210.1553 | 166435.4694 | 163611.4963 | 155495.4646 | 165029.582 | 177115.227 | 168794.6775 | 169329.3032 | 160051.441 | 153953.0489 | 175313.0275 | 166616.535 | 157487.3102 | 149277.0749
NSW1 | Solar PV | 0 | 0.006453 | 20577.0655 | 40887.2844 | 51848.893 | 80538.5473 | 76339.8573 | 98340.7356 | 106180.6812 | 108968.457 | 107391.5968 | 104731.6716 | 99536.4034 | 100262.5741 | 128680.0145 | 121971.5778 | 115921.1152 | 120125.6827 | 115151.7833 | 118526.1989 | 123927.731 | 117137.5038 | 111030.8094 | 126937.243 | 120640.456 | 114030.3447 | 109941.8746
NSW1 | Grid Battery | 0 | 0.027126 | 15097.8813 | 21037.6763 | 25799.8032 | 29661.5609 | 28536.9687 | 63277.5003 | 60138.5919 | 56843.4919 | 53880.0897 | 51071.1751 | 55755.8387 | 52700.8749 | 67111.4827 | 63612.7798 | 60457.2355 | 57144.6762 | 54165.5747 | 55421.3121 | 54518.0956 | 55913.5808 | 52998.7002 | 53676.4117 | 51013.7697 | 53850.0689 | 51963.6683
NSW1 | Pumped Hydro | 0 | 0 | 6367.3378 | 6035.3914 | 5736.0028 | 7109.9524 | 6739.2914 | 6387.954 | 6071.0763 | 5738.4309 | 5439.271 | 5155.7071 | 4899.9556 | 4631.4781 | 4390.0266 | 4161.1627 | 3954.7461 | 3738.0583 | 3543.1833 | 3358.4675 | 3191.869 | 3016.9807 | 2859.6974 | 2710.6136 | 2576.1522 | 2435.0001 | 2308.057
NSW1 | VPP | 0 | 0 | 0 | 0 | 0 | 0 | 0 | 0 | 0 | 0 | 0 | 0 | 0 | 0 | 0 | 0 | 0 | 0 | 0 | 0 | 0 | 0 | 0 | 0 | 0 | 0 | 0
Total excluding storage |  | 0 | 111899.2337 | 148107.9364 | 205660.7851 | 272941.1204 | 303744.5936 | 294677.972 | 349177.8832 | 345448.3378 | 360863.3122 | 347751.1159 | 338903.383 | 329309.9833 | 324515.3707 | 368155.1416 | 354814.9772 | 337214.1991 | 347347.7153 | 351217.2053 | 347277.3736 | 352085.3447 | 337176.576 | 321844.2176 | 360020.8839 | 342161.8674 | 329045.6297 | 314668.7845
Region | Technology | 2023-24 | 2024-25 | 2025-26 | 2026-27 | 2027-28 | 2028-29 | 2029-30 | 2030-31 | 2031-32 | 2032-33 | 2033-34 | 2034-35 | 2035-36 | 2036-37 | 2037-38 | 2038-39 | 2039-40 | 2040-41 | 2041-42 | 2042-43 | 2043-44 | 2044-45 | 2045-46 | 2046-47 | 2047-48 | 2048-49 | 2049-50
QLD1 | Black Coal | 0 | 0 | 0 | 0 | 0 | 0 | 0 | 0 | 0 | 0 | 0 | 0 | 0 | 0 | 0 | 0 | 0 | 0 | 0 | 0 | 0 | 0 | 0 | 0 | 0 | 0 | 0
QLD1 | Brown Coal | 0 | 0 | 0 | 0 | 0 | 0 | 0 | 0 | 0 | 0 | 0 | 0 | 0 | 0 | 0 | 0 | 0 | 0 | 0 | 0 | 0 | 0 | 0 | 0 | 0 | 0 | 0
QLD1 | CCGT | 0 | 0 | 0 | 0 | 0 | 0 | 0 | 0 | 0 | 0 | 0 | 0 | 0 | 0 | 0 | 0 | 0 | 0 | 0 | 0 | 0 | 0 | 0 | 0 | 0 | 0 | 0
QLD1 | Gas - Steam | 0 | 0 | 0 | 0 | 0 | 0 | 0 | 0 | 0 | 0 | 0 | 0 | 0 | 0 | 0 | 0 | 0 | 0 | 0 | 0 | 0 | 0 | 0 | 0 | 0 | 0 | 0
QLD1 | OCGT / Diesel | 0 | 0.00066702 | 0.0020629 | 0.0019554 | 0.0018596 | 0.0018141 | 0.0017196 | 0.0016299 | 0.0015491 | 0.0014642 | 0.0013878 | 0.0013155 | 0.0012502 | 0.0011817 | 0.0011201 | 0.0010617 | 0.0010091 | 0.00095378 | 0.0009045 | 0.00085901 | 0.00083031 | 0.00078897 | 0.0007655 | 0.0008018 | 0.00076279 | 0.00072186 | 0.00068627
QLD1 | Hydro | 0 | 0 | 0 | 0 | 0 | 0 | 0 | 0 | 0 | 0 | 0 | 0 | 0 | 0 | 0 | 0 | 0 | 0 | 0 | 0 | 0 | 0 | 0 | 0 | 0 | 0 | 0
QLD1 | Hydrogen Turbine | 0 | 0 | 0 | 0 | 0 | 0 | 0 | 0.00062228 | 0.00059141 | 0.000559 | 0.00052986 | 0.00050224 | 0.00047733 | 0.00045117 | 0.00042813 | 0.00040581 | 0.00038568 | 0.00036455 | 0.00034554 | 0.00032824 | 0.00031402 | 0.00030329 | 0.00031638 | 0.00042979 | 0.00040847 | 0.00038609 | 0.00036665
QLD1 | Wind | 0 | 100138.1346 | 132029.2843 | 150824.6446 | 175142.2192 | 177369.4572 | 201438.9118 | 206190.488 | 217380.9193 | 216438.5061 | 240515.1672 | 342857.457 | 350578.8266 | 358904.7535 | 396204.6739 | 383339.2303 | 364323.4914 | 344361.5432 | 348360.0019 | 434339.5392 | 435248.9512 | 444782.0901 | 505282.9417 | 599818.6264 | 570064.3162 | 544879.9282 | 531819.656
QLD1 | Solar PV | 0 | 0.0043043 | 3498.0565 | 8670.5646 | 17254.1365 | 61056.4187 | 68554.2311 | 91165.8556 | 98802.8409 | 108858.9792 | 164294.1557 | 257709.3396 | 249000.4293 | 250404.8995 | 263070.0871 | 249355.5329 | 236986.1239 | 247515.599 | 258322.9628 | 333037.0082 | 340752.287 | 369241.0882 | 387265.1498 | 400795.4724 | 380913.8077 | 360042.8431 | 510314.4978
QLD1 | Grid Battery | 0 | 0.0039548 | 0.042541 | 0.041683 | 0.057542 | 31485.3627 | 29843.9457 | 28288.1003 | 26884.8547 | 36690.3587 | 73429.5049 | 101039.9989 | 100496.7206 | 94990.3214 | 90038.2194 | 85344.2838 | 81110.7369 | 90990.3987 | 91628.6977 | 135553.9449 | 140179.5653 | 160110.1878 | 151763.2251 | 143851.4002 | 136715.5778 | 138655.6794 | 255452.7155
QLD1 | Pumped Hydro | 0 | 0 | 9067.0366 | 14888.7256 | 15905.7104 | 16292.4896 | 15443.1181 | 14638.0267 | 13911.8998 | 13149.6414 | 12464.1151 | 11814.3271 | 11228.2714 | 10613.0538 | 10059.7667 | 9535.3239 | 9062.3192 | 8565.7782 | 8119.221 | 7695.9441 | 7314.1829 | 6913.4254 | 6553.0099 | 6211.3838 | 5903.2649 | 5579.8142 | 5288.9234
QLD1 | VPP | 0 | 0 | 0 | 0 | 0 | 0 | 0 | 0 | 0 | 0 | 0 | 0 | 0 | 0 | 0 | 0 | 0 | 0 | 0 | 0 | 0 | 0 | 0 | 0 | 0 | 0 | 0
Total excluding storage |  | 0 | 100138.1435 | 144594.422 | 174383.9785 | 208302.1254 | 286203.73 | 315280.2084 | 340282.4728 | 356980.5169 | 375137.4875 | 490702.9448 | 713421.1244 | 711304.2496 | 714913.0299 | 759372.7486 | 727574.3724 | 691482.6729 | 691433.3204 | 706430.8847 | 910626.4377 | 923494.9876 | 981046.7926 | 1050864.3276 | 1150676.884 | 1093596.9678 | 1049158.266 | 1302875.7938
Region | Technology | 2023-24 | 2024-25 | 2025-26 | 2026-27 | 2027-28 | 2028-29 | 2029-30 | 2030-31 | 2031-32 | 2032-33 | 2033-34 | 2034-35 | 2035-36 | 2036-37 | 2037-38 | 2038-39 | 2039-40 | 2040-41 | 2041-42 | 2042-43 | 2043-44 | 2044-45 | 2045-46 | 2046-47 | 2047-48 | 2048-49 | 2049-50
VIC1 | Black Coal | 0 | 0 | 0 | 0 | 0 | 0 | 0 | 0 | 0 | 0 | 0 | 0 | 0 | 0 | 0 | 0 | 0 | 0 | 0 | 0 | 0 | 0 | 0 | 0 | 0 | 0 | 0
VIC1 | Brown Coal | 0 | 0 | 0 | 0 | 0 | 0 | 0 | 0 | 0 | 0 | 0 | 0 | 0 | 0 | 0 | 0 | 0 | 0 | 0 | 0 | 0 | 0 | 0 | 0 | 0 | 0 | 0
VIC1 | CCGT | 0 | 0 | 0 | 0 | 0 | 0 | 0 | 0 | 0 | 0 | 0 | 0 | 0 | 0 | 0 | 0 | 0 | 0 | 0 | 0 | 0 | 0 | 0 | 0 | 0 | 0 | 0
VIC1 | Gas - Steam | 0 | 0 | 0 | 0 | 0 | 0 | 0 | 0 | 0 | 0 | 0 | 0 | 0 | 0 | 0 | 0 | 0 | 0 | 0 | 0 | 0 | 0 | 0 | 0 | 0 | 0 | 0
VIC1 | OCGT / Diesel | 0 | 0.00076329 | 0.0007235 | 0.0021618 | 0.0020576 | 0.001946 | 0.0018446 | 0.0017484 | 0.0016617 | 0.0015706 | 0.0014887 | 0.0014119 | 0.0051777 | 0.004894 | 0.0046389 | 0.0043971 | 0.00418 | 0.0039509 | 0.0037458 | 0.0035505 | 124.8749 | 118.0328 | 111.8794 | 106.0469 | 100.7863 | 95.2641 | 90.2977
VIC1 | Hydro | 0 | 0 | 0 | 0 | 0 | 0 | 0 | 0 | 0 | 0 | 0 | 0 | 0 | 0 | 0 | 0 | 0 | 0 | 0 | 0 | 0 | 0 | 0 | 0 | 0 | 0 | 0
VIC1 | Hydrogen Turbine | 0 | 0 | 0 | 0 | 0 | 0 | 0 | 0 | 0 | 0 | 0 | 0 | 2726.584 | 2577.1895 | 2442.8337 | 2315.4822 | 4296.4059 | 4060.998 | 3993.5383 | 3785.3443 | 4845.5191 | 6691.7234 | 6342.8658 | 6012.195 | 5713.957 | 5400.8789 | 5119.3165
VIC1 | Wind | 0 | 47477.3954 | 48335.4752 | 67430.4015 | 91109.6238 | 106259.9673 | 100720.3484 | 99974.064 | 95014.7995 | 89808.7648 | 95584.6954 | 90601.6073 | 86107.2682 | 81389.2937 | 92281.5336 | 109467.0936 | 107910.3283 | 106028.3965 | 101196.4859 | 113750.1197 | 125408.1619 | 118536.8192 | 112489.7938 | 124538.0306 | 142707.6012 | 137930.1401 | 134018.6645
VIC1 | Solar PV | 0 | 0.0042164 | 0.0067108 | 4089.6401 | 15962.0483 | 20716.2649 | 19636.2701 | 36745.0387 | 34922.2822 | 41651.662 | 42872.7947 | 64826.6823 | 75711.7374 | 71563.3528 | 69524.7501 | 65900.2371 | 68057.1797 | 64328.2023 | 73851.842 | 70001.746 | 83047.7163 | 82062.0838 | 77783.9658 | 74490.5008 | 73389.6236 | 70503.7816 | 68101.2682
VIC1 | Grid Battery | 0 | 0.0041095 | 0.0041743 | 6872.0899 | 12454.4836 | 11772.0796 | 11158.3693 | 21812.6488 | 20730.6212 | 27246.0451 | 26631.4592 | 33039.7761 | 49232.56 | 46535.018 | 44109.0218 | 41809.4994 | 40600.2447 | 38375.683 | 43721.0112 | 41441.7168 | 49348.9269 | 51477.3694 | 48793.7151 | 46249.9728 | 45472.8022 | 43372.621 | 41111.4891
VIC1 | Pumped Hydro | 0 | 0 | 0.0037292 | 989.5205 | 3624.0144 | 3729.9964 | 3535.5416 | 3351.2243 | 3184.9851 | 3010.474 | 2853.5298 | 2704.7676 | 2570.5962 | 2429.7486 | 2303.0792 | 2183.0135 | 2074.724 | 1961.046 | 1858.8114 | 1761.9066 | 1674.5063 | 1582.757 | 1500.2436 | 1422.0319 | 1351.4913 | 1277.4413 | 1210.8448
VIC1 | VPP | 0 | 0 | 0 | 0 | 0 | 0 | 0 | 0 | 0 | 0 | 0 | 0 | 0 | 0 | 0 | 0 | 0 | 0 | 0 | 0 | 0 | 0 | 0 | 0 | 0 | 0 | 0
Total excluding storage |  | 0 | 47477.4045 | 48335.4906 | 79381.6542 | 123150.1721 | 142478.3103 | 135050.5313 | 161882.9776 | 153852.6897 | 161716.9474 | 167942.4806 | 191172.8347 | 216348.7511 | 204494.6074 | 210661.2229 | 221675.33 | 222938.8867 | 214754.3297 | 224621.6925 | 230740.8369 | 264449.7054 | 260468.7857 | 247022.4634 | 252818.7779 | 268736.2616 | 258580.1269 | 249651.8808
Region | Technology | 2023-24 | 2024-25 | 2025-26 | 2026-27 | 2027-28 | 2028-29 | 2029-30 | 2030-31 | 2031-32 | 2032-33 | 2033-34 | 2034-35 | 2035-36 | 2036-37 | 2037-38 | 2038-39 | 2039-40 | 2040-41 | 2041-42 | 2042-43 | 2043-44 | 2044-45 | 2045-46 | 2046-47 | 2047-48 | 2048-49 | 2049-50
SA1 | Black Coal | 0 | 0 | 0 | 0 | 0 | 0 | 0 | 0 | 0 | 0 | 0 | 0 | 0 | 0 | 0 | 0 | 0 | 0 | 0 | 0 | 0 | 0 | 0 | 0 | 0 | 0 | 0
SA1 | Brown Coal | 0 | 0 | 0 | 0 | 0 | 0 | 0 | 0 | 0 | 0 | 0 | 0 | 0 | 0 | 0 | 0 | 0 | 0 | 0 | 0 | 0 | 0 | 0 | 0 | 0 | 0 | 0
SA1 | CCGT | 0 | 0 | 0 | 0 | 0 | 0 | 0 | 0 | 0 | 0 | 0 | 0 | 0 | 0 | 0 | 0 | 0 | 0 | 0 | 0 | 0 | 0 | 0 | 0 | 0 | 0 | 0
SA1 | Gas - Steam | 0 | 0 | 0 | 0 | 0 | 0 | 0 | 0 | 0 | 0 | 0 | 0 | 0 | 0 | 0 | 0 | 0 | 0 | 0 | 0 | 0 | 0 | 0 | 0 | 0 | 0 | 0
SA1 | OCGT / Diesel | 0 | 0.00063012 | 0.00059727 | 0.00069694 | 0.00066237 | 0.00062608 | 0.00059344 | 0.00057691 | 0.0005518 | 0.00052768 | 0.00052649 | 0.00052595 | 0.00051703 | 0.00052143 | 0.0005222 | 0.00051634 | 0.00052327 | 0.00058642 | 0.00057545 | 0.00058926 | 0.00066715 | 0.00063203 | 0.00060202 | 0.00058325 | 0.00057139 | 0.00057914 | 0.00058242
SA1 | Hydro | 0 | 0 | 0 | 0 | 0 | 0 | 0 | 0 | 0 | 0 | 0 | 0 | 0 | 0 | 0 | 0 | 0 | 0 | 0 | 0 | 0 | 0 | 0 | 0 | 0 | 0 | 0
SA1 | Hydrogen Turbine | 0 | 0 | 0 | 0 | 0 | 0 | 0 | 0.00032913 | 0.00031589 | 0.00030077 | 0.00032127 | 0.00034838 | 0.00033168 | 0.0003236 | 0.0004383 | 0.00041642 | 0.00040626 | 0.000384 | 0.00036475 | 0.0004192 | 0.0006009 | 0.00056798 | 0.00053837 | 0.00051081 | 0.00048575 | 0.000554 | 0.00053344
SA1 | Wind | 0 | 28954.9147 | 27445.4168 | 49990.3194 | 49973.8059 | 107201.8056 | 103744.4205 | 114955.8615 | 109253.4173 | 103267.2226 | 121135.6107 | 114820.4841 | 128326.87 | 152112.5199 | 193998.9981 | 200633.0154 | 190680.5138 | 194350.9571 | 232280.5306 | 242474.0483 | 245418.7895 | 231971.8449 | 219878.5261 | 247289.8221 | 268616.096 | 268302.7857 | 292339.7455
SA1 | Solar PV | 0 | 0.0075335 | 3240.0878 | 3071.1734 | 8349.5105 | 27578.0385 | 26140.33 | 55107.8079 | 52435.144 | 70194.2679 | 108287.7389 | 131648.844 | 125118.3356 | 144321.5956 | 156253.0367 | 148107.1439 | 146466.0892 | 138440.9442 | 229240.1453 | 217836.4505 | 261708.0342 | 247368.5721 | 234472.5803 | 235134.104 | 230471.4947 | 229305.4975 | 238103.4853
SA1 | Grid Battery | 0 | 0.0036346 | 0.0045964 | 0.012075 | 0.01251 | 0.011825 | 0.011217 | 8534.9828 | 17689.1298 | 38707.203 | 51914.5619 | 62306.3926 | 62467.578 | 68557.6708 | 64983.5742 | 61595.805 | 60296.1905 | 56992.4519 | 107605.974 | 101996.1839 | 131524.5327 | 124318.0629 | 117837.0265 | 111693.864 | 106153.2351 | 107968.2403 | 110049.2106
SA1 | Pumped Hydro | 0 | 0 | 0.0027561 | 0.0047583 | 0.004631 | 0.0044769 | 0.0042478 | 0.0042135 | 0.0040044 | 0.0037874 | 0.0036092 | 0.003452 | 0.0032948 | 0.0032376 | 0.0030828 | 0.0029276 | 0.0029335 | 0.002789 | 0.0027918 | 0.0027687 | 0.0029127 | 0.0027531 | 0.0026101 | 0.0024759 | 0.002365 | 0.002445 | 0.0025433
SA1 | VPP | 0 | 0 | 0 | 0 | 0 | 0 | 0 | 0 | 0 | 0 | 0 | 0 | 0 | 0 | 0 | 0 | 0 | 0 | 0 | 0 | 0 | 0 | 0 | 0 | 0 | 0 | 0
Total excluding storage |  | 0 | 28954.9265 | 30685.5126 | 53061.5103 | 58323.3342 | 134779.861 | 129884.7666 | 178598.6574 | 179377.6959 | 212168.6982 | 281337.916 | 308775.725 | 315912.7878 | 364991.7904 | 415235.613 | 410335.9681 | 397442.7974 | 389784.3569 | 569126.6536 | 562306.6865 | 638651.3606 | 603658.4838 | 572188.1365 | 594117.7936 | 605240.8293 | 605576.5271 | 640492.4451
Region | Technology | 2023-24 | 2024-25 | 2025-26 | 2026-27 | 2027-28 | 2028-29 | 2029-30 | 2030-31 | 2031-32 | 2032-33 | 2033-34 | 2034-35 | 2035-36 | 2036-37 | 2037-38 | 2038-39 | 2039-40 | 2040-41 | 2041-42 | 2042-43 | 2043-44 | 2044-45 | 2045-46 | 2046-47 | 2047-48 | 2048-49 | 2049-50
TAS1 | Black Coal | 0 | 0 | 0 | 0 | 0 | 0 | 0 | 0 | 0 | 0 | 0 | 0 | 0 | 0 | 0 | 0 | 0 | 0 | 0 | 0 | 0 | 0 | 0 | 0 | 0 | 0 | 0
TAS1 | Brown Coal | 0 | 0 | 0 | 0 | 0 | 0 | 0 | 0 | 0 | 0 | 0 | 0 | 0 | 0 | 0 | 0 | 0 | 0 | 0 | 0 | 0 | 0 | 0 | 0 | 0 | 0 | 0
TAS1 | CCGT | 0 | 0 | 0 | 0 | 0 | 0 | 0 | 0 | 0 | 0 | 0 | 0 | 0 | 0 | 0 | 0 | 0 | 0 | 0 | 0 | 0 | 0 | 0 | 0 | 0 | 0 | 0
TAS1 | Gas - Steam | 0 | 0 | 0 | 0 | 0 | 0 | 0 | 0 | 0 | 0 | 0 | 0 | 0 | 0 | 0 | 0 | 0 | 0 | 0 | 0 | 0 | 0 | 0 | 0 | 0 | 0 | 0
TAS1 | OCGT / Diesel | 0 | 0.0005709 | 0.00054113 | 0.00051434 | 0.00052706 | 0.00051894 | 0.00051048 | 0.00050562 | 0.00051537 | 0.00052881 | 0.00051057 | 0.00050825 | 0.00050447 | 0.00051563 | 0.0005171 | 0.00051488 | 0.00051453 | 0.00057531 | 0.00058216 | 0.00056725 | 0.00058354 | 0.00055993 | 0.00055014 | 0.00057143 | 0.00055939 | 0.00058196 | 0.00057664
TAS1 | Hydro | 0 | 0 | 0 | 0 | 0 | 0 | 0 | 0 | 0 | 0 | 0 | 0 | 0 | 0 | 0 | 0 | 0 | 0 | 0 | 0 | 0 | 0 | 0 | 0 | 0 | 0 | 0
TAS1 | Hydrogen Turbine | 0 | 0 | 0 | 0 | 0 | 0 | 0 | 0.00024896 | 0.0002659 | 0.00028407 | 0.00027503 | 0.00030706 | 0.00029265 | 0.00030665 | 0.00078932 | 0.00074897 | 0.00071347 | 0.00067478 | 0.00064012 | 0.00077083 | 0.00075957 | 0.00071795 | 0.00068086 | 251.6564 | 239.1729 | 245.3324 | 239.6124
TAS1 | Wind | 0 | 32588.0561 | 36416.963 | 38893.9614 | 70082.0515 | 74839.7755 | 101433.2134 | 97421.9516 | 116814.1506 | 117648.3509 | 125607.7603 | 151082.9284 | 145518.1974 | 159879.3933 | 192737.9228 | 184618.0849 | 175460.0104 | 178232.7903 | 180012.7927 | 170628.2398 | 173009.8912 | 163530.3626 | 155005.0832 | 181440.1733 | 188859.5604 | 193931.2327 | 183821.074
TAS1 | Solar PV | 0 | 0.0017973 | 0.0021305 | 0.0044399 | 2459.965 | 3442.1377 | 5137.4022 | 17467.9499 | 16601.4433 | 15691.8201 | 42033.4646 | 62297.4928 | 62082.1832 | 68425.0343 | 78742.6256 | 76228.3616 | 80056.4779 | 76811.4571 | 73665.7913 | 85344.9588 | 85090.6969 | 80428.4219 | 76235.4711 | 99966.013 | 116744.1305 | 141721.8011 | 135810.3304
TAS1 | Grid Battery | 0 | 0.0024576 | 0.0027941 | 0.0032481 | 0.0039603 | 0.0037433 | 0.0041631 | 0.0052478 | 0.0085263 | 0.0098232 | 0.011703 | 0.01196 | 0.013587 | 0.017802 | 0.063844 | 680.7804 | 647.01 | 611.5592 | 4706.4413 | 11177.3524 | 10622.902 | 10040.8538 | 9517.397 | 25866.3417 | 49445.3756 | 59031.6878 | 55954.2065
TAS1 | Pumped Hydro | 0 | 0 | 0.0070326 | 0.0097146 | 0.019366 | 2087.3008 | 6181.4009 | 8002.9889 | 9099.9781 | 11636.6747 | 13609.9167 | 17310.6892 | 17982.2952 | 16997.0136 | 16110.9328 | 15271.0264 | 14513.4993 | 13718.2781 | 13003.1072 | 12325.2202 | 11713.8213 | 11071.9996 | 10494.7864 | 9947.6648 | 9454.2058 | 8936.1926 | 8470.3247
TAS1 | VPP | 0 | 0 | 0 | 0 | 0 | 0 | 0 | 0 | 0 | 0 | 0 | 0 | 0 | 0 | 0 | 0 | 0 | 0 | 0 | 0 | 0 | 0 | 0 | 0 | 0 | 0 | 0
Total excluding storage |  | 0 | 32588.0609 | 36416.9755 | 38893.9793 | 72542.0404 | 80369.2183 | 112752.0212 | 122892.8964 | 142515.5813 | 144976.8564 | 181251.1541 | 230691.1232 | 225582.6901 | 245301.4598 | 287591.5464 | 276798.2546 | 270676.9989 | 269374.086 | 271388.1337 | 279475.7725 | 280437.3127 | 265071.6392 | 251252.7388 | 317471.8498 | 364742.4458 | 403866.2471 | 384295.5485

## BaseCase_Fuel Cost
Fuel cost by technology ($000s) - BaseCase, Hydrogen Superpower Scenario
Fuel | Real June 2021 dollars discounted to 1 July 2021
Explicitly modelled generation
Region | Technology | 2023-24 | 2024-25 | 2025-26 | 2026-27 | 2027-28 | 2028-29 | 2029-30 | 2030-31 | 2031-32 | 2032-33 | 2033-34 | 2034-35 | 2035-36 | 2036-37 | 2037-38 | 2038-39 | 2039-40 | 2040-41 | 2041-42 | 2042-43 | 2043-44 | 2044-45 | 2045-46 | 2046-47 | 2047-48 | 2048-49 | 2049-50
NEM | Black Coal | 1688318.476 | 1088163.296 | 779780.521 | 513893.01 | 283186.173 | 200589.13 | 140381.055 | 0 | 0 | 0 | 0 | 0 | 0 | 0 | 0 | 0 | 0 | 0 | 0 | 0 | 0 | 0 | 0 | 0 | 0 | 0 | 0
NEM | Brown Coal | 196566.64 | 146406.524 | 113636.628 | 84155.929 | 53592.207 | 33108.499 | 31882.483 | 0 | 0 | 0 | 0 | 0 | 0 | 0 | 0 | 0 | 0 | 0 | 0 | 0 | 0 | 0 | 0 | 0 | 0 | 0 | 0
NEM | CCGT | 428766.136 | 222487.6236 | 346043.7571 | 363670.5576 | 321990.2663 | 340365.8958 | 305686.8455 | 323340.2455 | 319304.4638 | 231041.5138 | 276776.1149 | 229389.8229 | 109275.0582 | 73009.0813 | 118728.3301 | 55248.5506 | 37836.4932 | 180157.3065 | 170549.514 | 166567.4965 | 110917.934 | 104081.6835 | 41915.657 | 24612.554 | 22547.698 | 17765.35 | 19892.376
NEM | Gas - Steam | 22542.1325 | 11823.7199 | 51521.052 | 16514.77 | 39908.216 | 106623.504 | 21814.932 | 100669.456 | 36380.516 | 29101.628 | 12603.561 | 14709.275 | 7735.3765 | 4685.4865 | 12471.253 | 6643.75 | 0 | 0 | 0 | 0 | 0 | 0 | 0 | 0 | 0 | 0 | 0
NEM | OCGT / Diesel | 44288.3599 | 16528.3627 | 47634.6329 | 51169.0705 | 67094.3672 | 174736.4782 | 26917.6467 | 206670.7847 | 51936.2386 | 44183.0122 | 11781.0615 | 35791.3101 | 11665.0011 | 5376.9946 | 11476.2749 | 4959.8301 | 9434.2917 | 70015.7413 | 48413.3276 | 35466.2608 | 160380.0703 | 6140.2323 | 2881.0273 | 55061.7502 | 527.9648 | 3834.1044 | 1217.4095
NEM | Hydro | 0 | 0 | 0 | 0 | 0 | 0 | 0 | 0 | 0 | 0 | 0 | 0 | 0 | 0 | 0 | 0 | 0 | 0 | 0 | 0 | 0 | 0 | 0 | 0 | 0 | 0 | 0
NEM | Hydrogen Turbine | 0 | 0 | 0 | 0 | 0 | 0 | 0 | 20507.6752 | 23518.9413 | 13002.2558 | 24927.6807 | 26446.6208 | 15380.8965 | 41255.8838 | 92664.1441 | 149423.4639 | 149707.6181 | 197884.076 | 185763.6167 | 207939.4195 | 226155.5238 | 205321.3966 | 237808.8211 | 288228.0264 | 277678.0884 | 271707.3885 | 276312.2615
NEM | Wind | 0 | 0 | 0 | 0 | 0 | 0 | 0 | 0 | 0 | 0 | 0 | 0 | 0 | 0 | 0 | 0 | 0 | 0 | 0 | 0 | 0 | 0 | 0 | 0 | 0 | 0 | 0
NEM | Solar PV | 0 | 0 | 0 | 0 | 0 | 0 | 0 | 0 | 0 | 0 | 0 | 0 | 0 | 0 | 0 | 0 | 0 | 0 | 0 | 0 | 0 | 0 | 0 | 0 | 0 | 0 | 0
NEM | Grid Battery | 0 | 0 | 0 | 0 | 0 | 0 | 0 | 0 | 0 | 0 | 0 | 0 | 0 | 0 | 0 | 0 | 0 | 0 | 0 | 0 | 0 | 0 | 0 | 0 | 0 | 0 | 0
NEM | Pumped Hydro | 0 | 0 | 0 | 0 | 0 | 0 | 0 | 0 | 0 | 0 | 0 | 0 | 0 | 0 | 0 | 0 | 0 | 0 | 0 | 0 | 0 | 0 | 0 | 0 | 0 | 0 | 0
NEM | VPP | 0 | 0 | 0 | 0 | 0 | 0 | 0 | 0 | 0 | 0 | 0 | 0 | 0 | 0 | 0 | 0 | 0 | 0 | 0 | 0 | 0 | 0 | 0 | 0 | 0 | 0 | 0
Total excluding storage |  | 2380481.7445 | 1485409.5262 | 1338616.591 | 1029403.3371 | 765771.2295 | 855423.507 | 526682.9622 | 651188.1614 | 431140.1597 | 317328.4098 | 326088.418 | 306337.0289 | 144056.3323 | 124327.4461 | 235340.0021 | 216275.5945 | 196978.403 | 448057.1239 | 404726.4583 | 409973.1768 | 497453.5281 | 315543.3123 | 282605.5053 | 367902.3306 | 300753.7512 | 293306.8429 | 297422.047
Region | Technology | 2023-24 | 2024-25 | 2025-26 | 2026-27 | 2027-28 | 2028-29 | 2029-30 | 2030-31 | 2031-32 | 2032-33 | 2033-34 | 2034-35 | 2035-36 | 2036-37 | 2037-38 | 2038-39 | 2039-40 | 2040-41 | 2041-42 | 2042-43 | 2043-44 | 2044-45 | 2045-46 | 2046-47 | 2047-48
NSW1 | Black Coal | 984328.836 | 606566.61 | 475770.687 | 263759.516 | 127707.252 | 123294.984 | 108025.52 | 0 | 0 | 0 | 0 | 0 | 0 | 0 | 0 | 0 | 0 | 0 | 0 | 0 | 0 | 0 | 0 | 0 | 0 | 0 | 0
NSW1 | Brown Coal | 0 | 0 | 0 | 0 | 0 | 0 | 0 | 0 | 0 | 0 | 0 | 0 | 0 | 0 | 0 | 0 | 0 | 0 | 0 | 0 | 0 | 0 | 0 | 0 | 0 | 0 | 0
NSW1 | CCGT | 31101.128 | 3834.015 | 39223.448 | 67071.48 | 62023.136 | 64230.088 | 56921.476 | 60718.524 | 61737.496 | 51160.32 | 56581.632 | 53472.4 | 24820.804 | 30821.728 | 32966.916 | 26292.442 | 11218.183 | 54729.78 | 50388.928 | 50694.504 | 0 | 0 | 0 | 0 | 0 | 0 | 0
NSW1 | Gas - Steam | 0 | 0 | 0 | 0 | 0 | 0 | 0 | 0 | 0 | 0 | 0 | 0 | 0 | 0 | 0 | 0 | 0 | 0 | 0 | 0 | 0 | 0 | 0 | 0 | 0 | 0 | 0
NSW1 | OCGT / Diesel | 1094.2736 | 389.1066 | 2206.0748 | 8398.1613 | 4512.3937 | 10938.4049 | 567.7934 | 26666.5262 | 5152.3958 | 6465.3942 | 824.0326 | 1952.672 | 0.014647 | 0.014445 | 1673.3087 | 0.013743 | 1286.0678 | 20570.9944 | 3944.2326 | 3484.6687 | 28268.6017 | 2277.6559 | 0.024541 | 10928.5345 | 0.023621 | 373.4471 | 211.3384
NSW1 | Hydro | 0 | 0 | 0 | 0 | 0 | 0 | 0 | 0 | 0 | 0 | 0 | 0 | 0 | 0 | 0 | 0 | 0 | 0 | 0 | 0 | 0 | 0 | 0 | 0 | 0 | 0 | 0
NSW1 | Hydrogen Turbine | 0 | 0 | 0 | 0 | 0 | 0 | 0 | 20507.65 | 23518.916 | 13002.233 | 24927.654 | 26446.59 | 12663.478 | 26051.182 | 66199.536 | 62962.652 | 49991.56 | 52413.036 | 24345.558 | 38783.572 | 50442.44 | 25080.504 | 34779.82 | 68139.24 | 50820.212 | 43045.108 | 46094.948
NSW1 | Wind | 0 | 0 | 0 | 0 | 0 | 0 | 0 | 0 | 0 | 0 | 0 | 0 | 0 | 0 | 0 | 0 | 0 | 0 | 0 | 0 | 0 | 0 | 0 | 0 | 0 | 0 | 0
NSW1 | Solar PV | 0 | 0 | 0 | 0 | 0 | 0 | 0 | 0 | 0 | 0 | 0 | 0 | 0 | 0 | 0 | 0 | 0 | 0 | 0 | 0 | 0 | 0 | 0 | 0 | 0 | 0 | 0
NSW1 | Grid Battery | 0 | 0 | 0 | 0 | 0 | 0 | 0 | 0 | 0 | 0 | 0 | 0 | 0 | 0 | 0 | 0 | 0 | 0 | 0 | 0 | 0 | 0 | 0 | 0 | 0 | 0 | 0
NSW1 | Pumped Hydro | 0 | 0 | 0 | 0 | 0 | 0 | 0 | 0 | 0 | 0 | 0 | 0 | 0 | 0 | 0 | 0 | 0 | 0 | 0 | 0 | 0 | 0 | 0 | 0 | 0 | 0 | 0
NSW1 | VPP | 0 | 0 | 0 | 0 | 0 | 0 | 0 | 0 | 0 | 0 | 0 | 0 | 0 | 0 | 0 | 0 | 0 | 0 | 0 | 0 | 0 | 0 | 0 | 0 | 0 | 0 | 0
Total excluding storage |  | 1016524.2376 | 610789.7316 | 517200.2098 | 339229.1573 | 194242.7817 | 198463.4769 | 165514.7894 | 107892.7002 | 90408.8078 | 70627.9472 | 82333.3186 | 81871.662 | 37484.2966 | 56872.9244 | 100839.7607 | 89255.1077 | 62495.8108 | 127713.8104 | 78678.7186 | 92962.7447 | 78711.0417 | 27358.1599 | 34779.8445 | 79067.7745 | 50820.2356 | 43418.5551 | 46306.2864
Region | Technology | 2023-24 | 2024-25 | 2025-26 | 2026-27 | 2027-28 | 2028-29 | 2029-30 | 2030-31 | 2031-32 | 2032-33 | 2033-34 | 2034-35 | 2035-36 | 2036-37 | 2037-38 | 2038-39 | 2039-40 | 2040-41 | 2041-42 | 2042-43 | 2043-44 | 2044-45 | 2045-46 | 2046-47 | 2047-48
QLD1 | Black Coal | 703989.64 | 481596.686 | 304009.834 | 250133.494 | 155478.921 | 77294.146 | 32355.535 | 0 | 0 | 0 | 0 | 0 | 0 | 0 | 0 | 0 | 0 | 0 | 0 | 0 | 0 | 0 | 0 | 0 | 0 | 0 | 0
QLD1 | Brown Coal | 0 | 0 | 0 | 0 | 0 | 0 | 0 | 0 | 0 | 0 | 0 | 0 | 0 | 0 | 0 | 0 | 0 | 0 | 0 | 0 | 0 | 0 | 0 | 0 | 0 | 0 | 0
QLD1 | CCGT | 232391.032 | 142324.8966 | 206770.1571 | 216836.0136 | 184503.9543 | 175394.0798 | 168561.0015 | 169639.8895 | 180937.2158 | 156953.1158 | 160741.1229 | 121557.4629 | 79912.1922 | 39469.5885 | 85761.4141 | 28956.1086 | 26618.3102 | 125427.5265 | 120160.586 | 115872.9925 | 110917.934 | 104081.6835 | 41915.657 | 24612.554 | 22547.698 | 17765.35 | 19892.376
QLD1 | Gas - Steam | 0 | 0 | 0 | 0 | 0 | 0 | 0 | 0 | 0 | 0 | 0 | 0 | 0 | 0 | 0 | 0 | 0 | 0 | 0 | 0 | 0 | 0 | 0 | 0 | 0 | 0 | 0
QLD1 | OCGT / Diesel | 349.1257 | 0.015794 | 437.1759 | 3976.5004 | 5077.8692 | 11176.1358 | 2456.497 | 31284.6154 | 13868.482 | 8447.5727 | 351.1159 | 0.01044 | 0.0095569 | 0.0092221 | 51.3264 | 0.0086069 | 1788.1993 | 6432.5397 | 881.3262 | 0.029353 | 1881.1822 | 0.025119 | 382.3141 | 37444.5774 | 0.020602 | 0.018736 | 0.014722
QLD1 | Hydro | 0 | 0 | 0 | 0 | 0 | 0 | 0 | 0 | 0 | 0 | 0 | 0 | 0 | 0 | 0 | 0 | 0 | 0 | 0 | 0 | 0 | 0 | 0 | 0 | 0 | 0 | 0
QLD1 | Hydrogen Turbine | 0 | 0 | 0 | 0 | 0 | 0 | 0 | 0.0097522 | 0.010468 | 0.0095588 | 0.0098568 | 0.0090851 | 0.0090803 | 0.010905 | 0.015476 | 0.013056 | 0.0084353 | 0.0093407 | 0.0070232 | 0.0075615 | 0.0077912 | 0.0073908 | 0.0078643 | 0.017503 | 0.0088084 | 0.0082114 | 0.0092354
QLD1 | Wind | 0 | 0 | 0 | 0 | 0 | 0 | 0 | 0 | 0 | 0 | 0 | 0 | 0 | 0 | 0 | 0 | 0 | 0 | 0 | 0 | 0 | 0 | 0 | 0 | 0 | 0 | 0
QLD1 | Solar PV | 0 | 0 | 0 | 0 | 0 | 0 | 0 | 0 | 0 | 0 | 0 | 0 | 0 | 0 | 0 | 0 | 0 | 0 | 0 | 0 | 0 | 0 | 0 | 0 | 0 | 0 | 0
QLD1 | Grid Battery | 0 | 0 | 0 | 0 | 0 | 0 | 0 | 0 | 0 | 0 | 0 | 0 | 0 | 0 | 0 | 0 | 0 | 0 | 0 | 0 | 0 | 0 | 0 | 0 | 0 | 0 | 0
QLD1 | Pumped Hydro | 0 | 0 | 0 | 0 | 0 | 0 | 0 | 0 | 0 | 0 | 0 | 0 | 0 | 0 | 0 | 0 | 0 | 0 | 0 | 0 | 0 | 0 | 0 | 0 | 0 | 0 | 0
QLD1 | VPP | 0 | 0 | 0 | 0 | 0 | 0 | 0 | 0 | 0 | 0 | 0 | 0 | 0 | 0 | 0 | 0 | 0 | 0 | 0 | 0 | 0 | 0 | 0 | 0 | 0 | 0 | 0
Total excluding storage |  | 936729.7977 | 623921.5984 | 511217.167 | 470946.008 | 345060.7445 | 263864.3616 | 203373.0335 | 200924.5146 | 194805.7083 | 165400.698 | 161092.2487 | 121557.4824 | 79912.2109 | 39469.6086 | 85812.756 | 28956.1303 | 28406.5179 | 131860.0755 | 121041.9192 | 115873.0294 | 112799.124 | 104081.716 | 42297.979 | 62057.1489 | 22547.7274 | 17765.3769 | 19892.4
Region | Technology | 2023-24 | 2024-25 | 2025-26 | 2026-27 | 2027-28 | 2028-29 | 2029-30 | 2030-31 | 2031-32 | 2032-33 | 2033-34 | 2034-35 | 2035-36 | 2036-37 | 2037-38 | 2038-39 | 2039-40 | 2040-41 | 2041-42 | 2042-43 | 2043-44 | 2044-45 | 2045-46 | 2046-47 | 2047-48
VIC1 | Black Coal | 0 | 0 | 0 | 0 | 0 | 0 | 0 | 0 | 0 | 0 | 0 | 0 | 0 | 0 | 0 | 0 | 0 | 0 | 0 | 0 | 0 | 0 | 0 | 0 | 0 | 0 | 0
VIC1 | Brown Coal | 196566.64 | 146406.524 | 113636.628 | 84155.929 | 53592.207 | 33108.499 | 31882.483 | 0 | 0 | 0 | 0 | 0 | 0 | 0 | 0 | 0 | 0 | 0 | 0 | 0 | 0 | 0 | 0 | 0 | 0 | 0 | 0
VIC1 | CCGT | 0 | 0 | 0 | 0 | 0 | 0 | 0 | 0 | 0 | 0 | 0 | 0 | 0 | 0 | 0 | 0 | 0 | 0 | 0 | 0 | 0 | 0 | 0 | 0 | 0 | 0 | 0
VIC1 | Gas - Steam | 2241.5705 | 1491.5449 | 16307.708 | 16514.77 | 39908.216 | 106623.504 | 21814.932 | 100669.456 | 36380.516 | 29101.628 | 12603.561 | 14709.275 | 7735.3765 | 4685.4865 | 12471.253 | 6643.75 | 0 | 0 | 0 | 0 | 0 | 0 | 0 | 0 | 0 | 0 | 0
VIC1 | OCGT / Diesel | 3331.9073 | 1397.8655 | 10051.1302 | 17920.0983 | 30493.2302 | 100825.5577 | 15089.5236 | 103679.547 | 23885.2543 | 24183.9567 | 8206.2602 | 28767.4092 | 11140.3821 | 5204.1741 | 8251.6255 | 4959.783 | 6255.2434 | 15495.34 | 16796.7876 | 6641.4599 | 48834.2933 | 3862.5163 | 2498.6563 | 6688.6039 | 527.8898 | 3460.6032 | 1006.0254
VIC1 | Hydro | 0 | 0 | 0 | 0 | 0 | 0 | 0 | 0 | 0 | 0 | 0 | 0 | 0 | 0 | 0 | 0 | 0 | 0 | 0 | 0 | 0 | 0 | 0 | 0 | 0 | 0 | 0
VIC1 | Hydrogen Turbine | 0 | 0 | 0 | 0 | 0 | 0 | 0 | 0 | 0 | 0 | 0 | 0 | 2717.3945 | 15204.673 | 26464.538 | 86460.752 | 99716 | 145470.992 | 161418.016 | 169155.792 | 175713.008 | 180240.848 | 203028.96 | 207669.808 | 214911.472 | 217137.296 | 219112.864
VIC1 | Wind | 0 | 0 | 0 | 0 | 0 | 0 | 0 | 0 | 0 | 0 | 0 | 0 | 0 | 0 | 0 | 0 | 0 | 0 | 0 | 0 | 0 | 0 | 0 | 0 | 0 | 0 | 0
VIC1 | Solar PV | 0 | 0 | 0 | 0 | 0 | 0 | 0 | 0 | 0 | 0 | 0 | 0 | 0 | 0 | 0 | 0 | 0 | 0 | 0 | 0 | 0 | 0 | 0 | 0 | 0 | 0 | 0
VIC1 | Grid Battery | 0 | 0 | 0 | 0 | 0 | 0 | 0 | 0 | 0 | 0 | 0 | 0 | 0 | 0 | 0 | 0 | 0 | 0 | 0 | 0 | 0 | 0 | 0 | 0 | 0 | 0 | 0
VIC1 | Pumped Hydro | 0 | 0 | 0 | 0 | 0 | 0 | 0 | 0 | 0 | 0 | 0 | 0 | 0 | 0 | 0 | 0 | 0 | 0 | 0 | 0 | 0 | 0 | 0 | 0 | 0 | 0 | 0
VIC1 | VPP | 0 | 0 | 0 | 0 | 0 | 0 | 0 | 0 | 0 | 0 | 0 | 0 | 0 | 0 | 0 | 0 | 0 | 0 | 0 | 0 | 0 | 0 | 0 | 0 | 0 | 0 | 0
Total excluding storage |  | 202140.1178 | 149295.9344 | 139995.4662 | 118590.7973 | 123993.6532 | 240557.5607 | 68786.9386 | 204349.003 | 60265.7703 | 53285.5847 | 20809.8212 | 43476.6842 | 21593.1531 | 25094.3336 | 47187.4165 | 98064.285 | 105971.2434 | 160966.332 | 178214.8036 | 175797.2519 | 224547.3013 | 184103.3643 | 205527.6163 | 214358.4119 | 215439.3618 | 220597.8992 | 220118.8894
Region | Technology | 2023-24 | 2024-25 | 2025-26 | 2026-27 | 2027-28 | 2028-29 | 2029-30 | 2030-31 | 2031-32 | 2032-33 | 2033-34 | 2034-35 | 2035-36 | 2036-37 | 2037-38 | 2038-39 | 2039-40 | 2040-41 | 2041-42 | 2042-43 | 2043-44 | 2044-45 | 2045-46 | 2046-47 | 2047-48
SA1 | Black Coal | 0 | 0 | 0 | 0 | 0 | 0 | 0 | 0 | 0 | 0 | 0 | 0 | 0 | 0 | 0 | 0 | 0 | 0 | 0 | 0 | 0 | 0 | 0 | 0 | 0 | 0 | 0
SA1 | Brown Coal | 0 | 0 | 0 | 0 | 0 | 0 | 0 | 0 | 0 | 0 | 0 | 0 | 0 | 0 | 0 | 0 | 0 | 0 | 0 | 0 | 0 | 0 | 0 | 0 | 0 | 0 | 0
SA1 | CCGT | 165273.976 | 76328.712 | 100050.152 | 79763.064 | 75463.176 | 100741.728 | 80204.368 | 92981.832 | 76629.752 | 22928.078 | 59453.36 | 54359.96 | 4542.062 | 2717.7648 | 0 | 0 | 0 | 0 | 0 | 0 | 0 | 0 | 0 | 0 | 0 | 0 | 0
SA1 | Gas - Steam | 20300.562 | 10332.175 | 35213.344 | 0 | 0 | 0 | 0 | 0 | 0 | 0 | 0 | 0 | 0 | 0 | 0 | 0 | 0 | 0 | 0 | 0 | 0 | 0 | 0 | 0 | 0 | 0 | 0
SA1 | OCGT / Diesel | 39513.0473 | 14741.3659 | 34940.2429 | 20818.7193 | 26863.4824 | 51779.3746 | 8803.8223 | 45040.0855 | 8939.1841 | 4270.7102 | 2399.6429 | 5071.2085 | 524.586 | 172.788 | 1500.0045 | 0.015652 | 104.772 | 27516.8541 | 26790.9686 | 25340.09 | 81395.9761 | 0.024101 | 0.021876 | 0.020213 | 0.017791 | 0.01913 | 0.017885
SA1 | Hydro | 0 | 0 | 0 | 0 | 0 | 0 | 0 | 0 | 0 | 0 | 0 | 0 | 0 | 0 | 0 | 0 | 0 | 0 | 0 | 0 | 0 | 0 | 0 | 0 | 0 | 0 | 0
SA1 | Hydrogen Turbine | 0 | 0 | 0 | 0 | 0 | 0 | 0 | 0.010497 | 0.0092116 | 0.0075385 | 0.010296 | 0.012371 | 0.0082879 | 0.0096275 | 0.017904 | 0.013488 | 0.016145 | 0.011602 | 0.010827 | 0.01511 | 0.031261 | 0.013908 | 0.011688 | 0.018887 | 0.015628 | 0.021247 | 0.019281
SA1 | Wind | 0 | 0 | 0 | 0 | 0 | 0 | 0 | 0 | 0 | 0 | 0 | 0 | 0 | 0 | 0 | 0 | 0 | 0 | 0 | 0 | 0 | 0 | 0 | 0 | 0 | 0 | 0
SA1 | Solar PV | 0 | 0 | 0 | 0 | 0 | 0 | 0 | 0 | 0 | 0 | 0 | 0 | 0 | 0 | 0 | 0 | 0 | 0 | 0 | 0 | 0 | 0 | 0 | 0 | 0 | 0 | 0
SA1 | Grid Battery | 0 | 0 | 0 | 0 | 0 | 0 | 0 | 0 | 0 | 0 | 0 | 0 | 0 | 0 | 0 | 0 | 0 | 0 | 0 | 0 | 0 | 0 | 0 | 0 | 0 | 0 | 0
SA1 | Pumped Hydro | 0 | 0 | 0 | 0 | 0 | 0 | 0 | 0 | 0 | 0 | 0 | 0 | 0 | 0 | 0 | 0 | 0 | 0 | 0 | 0 | 0 | 0 | 0 | 0 | 0 | 0 | 0
SA1 | VPP | 0 | 0 | 0 | 0 | 0 | 0 | 0 | 0 | 0 | 0 | 0 | 0 | 0 | 0 | 0 | 0 | 0 | 0 | 0 | 0 | 0 | 0 | 0 | 0 | 0 | 0 | 0
Total excluding storage |  | 225087.5853 | 101402.2529 | 170203.7389 | 100581.7833 | 102326.6584 | 152521.1026 | 89008.1903 | 138021.928 | 85568.9453 | 27198.7957 | 61853.0132 | 59431.1809 | 5066.6563 | 2890.5624 | 1500.0224 | 0.02914 | 104.7881 | 27516.8657 | 26790.9794 | 25340.1051 | 81396.0073 | 0.038009 | 0.033564 | 0.0391 | 0.033419 | 0.040376 | 0.037166
Region | Technology | 2023-24 | 2024-25 | 2025-26 | 2026-27 | 2027-28 | 2028-29 | 2029-30 | 2030-31 | 2031-32 | 2032-33 | 2033-34 | 2034-35 | 2035-36 | 2036-37 | 2037-38 | 2038-39 | 2039-40 | 2040-41 | 2041-42 | 2042-43 | 2043-44 | 2044-45 | 2045-46 | 2046-47 | 2047-48
TAS1 | Black Coal | 0 | 0 | 0 | 0 | 0 | 0 | 0 | 0 | 0 | 0 | 0 | 0 | 0 | 0 | 0 | 0 | 0 | 0 | 0 | 0 | 0 | 0 | 0 | 0 | 0 | 0 | 0
TAS1 | Brown Coal | 0 | 0 | 0 | 0 | 0 | 0 | 0 | 0 | 0 | 0 | 0 | 0 | 0 | 0 | 0 | 0 | 0 | 0 | 0 | 0 | 0 | 0 | 0 | 0 | 0 | 0 | 0
TAS1 | CCGT | 0 | 0 | 0 | 0 | 0 | 0 | 0 | 0 | 0 | 0 | 0 | 0 | 0 | 0 | 0 | 0 | 0 | 0 | 0 | 0 | 0 | 0 | 0 | 0 | 0 | 0 | 0
TAS1 | Gas - Steam | 0 | 0 | 0 | 0 | 0 | 0 | 0 | 0 | 0 | 0 | 0 | 0 | 0 | 0 | 0 | 0 | 0 | 0 | 0 | 0 | 0 | 0 | 0 | 0 | 0 | 0 | 0
TAS1 | OCGT / Diesel | 0.0060743 | 0.008902 | 0.009085 | 55.5912 | 147.3917 | 17.0051 | 0.010401 | 0.01055 | 90.9224 | 815.3784 | 0.0097525 | 0.0099497 | 0.0088156 | 0.0088184 | 0.009788 | 0.0090354 | 0.0091319 | 0.013177 | 0.012626 | 0.012912 | 0.017005 | 0.010884 | 0.010413 | 0.014214 | 0.012959 | 0.016257 | 0.013073
TAS1 | Hydro | 0 | 0 | 0 | 0 | 0 | 0 | 0 | 0 | 0 | 0 | 0 | 0 | 0 | 0 | 0 | 0 | 0 | 0 | 0 | 0 | 0 | 0 | 0 | 0 | 0 | 0 | 0
TAS1 | Hydrogen Turbine | 0 | 0 | 0 | 0 | 0 | 0 | 0 | 0.0049484 | 0.0056223 | 0.0057365 | 0.0065168 | 0.0093886 | 0.0066068 | 0.0082741 | 0.036751 | 0.033319 | 0.033557 | 0.027098 | 0.024862 | 0.032869 | 0.036716 | 0.02326 | 0.021517 | 12418.942 | 11946.38 | 11524.955 | 11104.421
TAS1 | Wind | 0 | 0 | 0 | 0 | 0 | 0 | 0 | 0 | 0 | 0 | 0 | 0 | 0 | 0 | 0 | 0 | 0 | 0 | 0 | 0 | 0 | 0 | 0 | 0 | 0 | 0 | 0
TAS1 | Solar PV | 0 | 0 | 0 | 0 | 0 | 0 | 0 | 0 | 0 | 0 | 0 | 0 | 0 | 0 | 0 | 0 | 0 | 0 | 0 | 0 | 0 | 0 | 0 | 0 | 0 | 0 | 0
TAS1 | Grid Battery | 0 | 0 | 0 | 0 | 0 | 0 | 0 | 0 | 0 | 0 | 0 | 0 | 0 | 0 | 0 | 0 | 0 | 0 | 0 | 0 | 0 | 0 | 0 | 0 | 0 | 0 | 0
TAS1 | Pumped Hydro | 0 | 0 | 0 | 0 | 0 | 0 | 0 | 0 | 0 | 0 | 0 | 0 | 0 | 0 | 0 | 0 | 0 | 0 | 0 | 0 | 0 | 0 | 0 | 0 | 0 | 0 | 0
TAS1 | VPP | 0 | 0 | 0 | 0 | 0 | 0 | 0 | 0 | 0 | 0 | 0 | 0 | 0 | 0 | 0 | 0 | 0 | 0 | 0 | 0 | 0 | 0 | 0 | 0 | 0 | 0 | 0
Total excluding storage |  | 0.0060743 | 0.008902 | 0.009085 | 55.5912 | 147.3917 | 17.0051 | 0.010401 | 0.015499 | 90.928 | 815.3841 | 0.016269 | 0.019338 | 0.015422 | 0.017092 | 0.046539 | 0.042354 | 0.042689 | 0.040275 | 0.037487 | 0.045781 | 0.053721 | 0.034144 | 0.03193 | 12418.9562 | 11946.393 | 11524.9713 | 11104.4341

## BaseCase_Build Cost
New generation build cost (CAPEX) by technology ($000s) - BaseCase, Hydrogen Superpower Scenario
CAPEX | Real June 2021 dollars discounted to 1 July 2021. The total capital costs are annualised for modelling purposes.
Explicitly modelled generation
Region | Technology | 2023-24 | 2024-25 | 2025-26 | 2026-27 | 2027-28 | 2028-29 | 2029-30 | 2030-31 | 2031-32 | 2032-33 | 2033-34 | 2034-35 | 2035-36 | 2036-37 | 2037-38 | 2038-39 | 2039-40 | 2040-41 | 2041-42 | 2042-43 | 2043-44 | 2044-45 | 2045-46 | 2046-47 | 2047-48 | 2048-49 | 2049-50
NEM | Black Coal | 0 | 0 | 0 | 0 | 0 | 0 | 0 | 0 | 0 | 0 | 0 | 0 | 0 | 0 | 0 | 0 | 0 | 0 | 0 | 0 | 0 | 0 | 0 | 0 | 0 | 0 | 0
NEM | Brown Coal | 0 | 0 | 0 | 0 | 0 | 0 | 0 | 0 | 0 | 0 | 0 | 0 | 0 | 0 | 0 | 0 | 0 | 0 | 0 | 0 | 0 | 0 | 0 | 0 | 0 | 0 | 0
NEM | CCGT | 0 | 0 | 0 | 0 | 0 | 0 | 0 | 0 | 0 | 0 | 0 | 0 | 0 | 0 | 0 | 0 | 0 | 0 | 0 | 0 | 0 | 0 | 0 | 0 | 0 | 0 | 0
NEM | Gas - Steam | 0 | 0 | 0 | 0 | 0 | 0 | 0 | 0 | 0 | 0 | 0 | 0 | 0 | 0 | 0 | 0 | 0 | 0 | 0 | 0 | 0 | 0 | 0 | 0 | 0 | 0 | 0
NEM | OCGT / Diesel | 0 | 0.063923 | 0.07229 | 0.081562 | 0.077874 | 0.074338 | 0.070622 | 0.067276 | 0.064261 | 0.061138 | 0.058247 | 0.05565 | 0.082374 | 0.078453 | 0.07509 | 0.071556 | 0.068491 | 0.066258 | 0.063278 | 0.060492 | 906.4282 | 856.7635 | 812.0985 | 769.7632 | 731.579 | 691.4952 | 655.4294
NEM | Hydro | 0 | 0 | 0 | 0 | 0 | 0 | 0 | 0 | 0 | 0 | 0 | 0 | 0 | 0 | 0 | 0 | 0 | 0 | 0 | 0 | 0 | 0 | 0 | 0 | 0 | 0 | 0
NEM | Hydrogen Turbine | 0 | 0 | 0 | 0 | 0 | 0 | 0 | 9142.0968 | 8688.5987 | 8212.5348 | 7784.3936 | 7378.573 | 32773.2207 | 30977.5163 | 37326.5768 | 35380.6416 | 53264.3113 | 50345.8623 | 49069.5665 | 46511.4397 | 55830.6516 | 72396.0816 | 68621.8786 | 71294.4859 | 67757.8864 | 64222.3231 | 60939.1486
NEM | Wind | 0 | 2080432.3068 | 2277345.4953 | 2893468.2288 | 3731137.4115 | 4203791.4878 | 4472205.2309 | 4531768.3012 | 4609762.6147 | 4623962.1647 | 4928219.4453 | 5698570.3846 | 5714089.0471 | 5967104.1748 | 6730106.8398 | 6728072.865 | 6417994.1756 | 6370537.5405 | 6675846.0726 | 7240490.1103 | 7348945.2004 | 7154304.0693 | 7311557.2712 | 8431202.3157 | 8476679.8767 | 8255393.6199 | 7613626.7625
NEM | Solar PV | 0 | 0.096462 | 95442.7958 | 193682.0329 | 328337.2983 | 640847.0078 | 645769.1939 | 965769.7147 | 987790.0386 | 1094235.8605 | 1460552.6213 | 1931991.3359 | 1915814.0689 | 1986421.7726 | 2189787.846 | 2082145.2058 | 2047703.1222 | 2056404.8282 | 2413624.3141 | 2694779.4645 | 2953708.06 | 2971888.3326 | 2947376.1831 | 3143159.881 | 3107430.2451 | 3104499.6715 | 3619217.8027
NEM | Grid Battery | 0 | 0.24941 | 83766.877 | 150159.1801 | 199819.8821 | 360132.8071 | 343154.9604 | 549612.0788 | 559192.8055 | 682884.356 | 850627.6468 | 998271.266 | 1066038.7301 | 1041289.5888 | 1045551.2626 | 993372.117 | 952905.7627 | 948065.4149 | 1128090.1473 | 1259693.9472 | 1379240.8791 | 1417608.0151 | 1315016.2521 | 1282974.195 | 1277791.8014 | 1251292.287 | 1562706.3511
NEM | Pumped Hydro | 0 | 0 | 186523.8285 | 274110.2596 | 323427.7106 | 362000.3769 | 372743.9054 | 368418.2178 | 363781.5241 | 371509.603 | 375616.9411 | 396093.4105 | 390319.7093 | 368933.3908 | 349700.0489 | 331469.241 | 315026.5423 | 297765.6621 | 282242.3366 | 267528.2841 | 254257.4116 | 240326.183 | 227797.3299 | 215921.6402 | 205210.737 | 193966.8761 | 183854.8636
NEM | VPP | 0 | 0 | 0 | 0 | 0 | 0 | 0 | 0 | 0 | 0 | 0 | 0 | 0 | 0 | 0 | 0 | 0 | 0 | 0 | 0 | 0 | 0 | 0 | 0 | 0 | 0 | 0
Total excluding storage |  | 0 | 2080432.7166 | 2643079.0689 | 3511419.783 | 4582722.3803 | 5566771.7539 | 5833873.3612 | 6424710.4765 | 6529215.6459 | 6780804.5801 | 7622801.1064 | 9032305.0257 | 9119034.8584 | 9394726.5219 | 10352472.649 | 10170440.1419 | 9786893.9826 | 9723119.3743 | 10548872.5003 | 11509003.3063 | 11992888.631 | 11857379.4452 | 11871181.0135 | 13145322.281 | 13135602.1257 | 12870066.2728 | 13041000.358
Region | Technology | 2023-24 | 2024-25 | 2025-26 | 2026-27 | 2027-28 | 2028-29 | 2029-30 | 2030-31 | 2031-32 | 2032-33 | 2033-34 | 2034-35 | 2035-36 | 2036-37 | 2037-38 | 2038-39 | 2039-40 | 2040-41 | 2041-42 | 2042-43 | 2043-44 | 2044-45 | 2045-46 | 2046-47 | 2047-48 | 2048-49 | 2049-50
NSW1 | Black Coal | 0 | 0 | 0 | 0 | 0 | 0 | 0 | 0 | 0 | 0 | 0 | 0 | 0 | 0 | 0 | 0 | 0 | 0 | 0 | 0 | 0 | 0 | 0 | 0 | 0 | 0 | 0
NSW1 | Brown Coal | 0 | 0 | 0 | 0 | 0 | 0 | 0 | 0 | 0 | 0 | 0 | 0 | 0 | 0 | 0 | 0 | 0 | 0 | 0 | 0 | 0 | 0 | 0 | 0 | 0 | 0 | 0
NSW1 | CCGT | 0 | 0 | 0 | 0 | 0 | 0 | 0 | 0 | 0 | 0 | 0 | 0 | 0 | 0 | 0 | 0 | 0 | 0 | 0 | 0 | 0 | 0 | 0 | 0 | 0 | 0 | 0
NSW1 | Gas - Steam | 0 | 0 | 0 | 0 | 0 | 0 | 0 | 0 | 0 | 0 | 0 | 0 | 0 | 0 | 0 | 0 | 0 | 0 | 0 | 0 | 0 | 0 | 0 | 0 | 0 | 0 | 0
NSW1 | OCGT / Diesel | 0 | 0.041531 | 0.039432 | 0.037376 | 0.035522 | 0.033576 | 0.031826 | 0.030182 | 0.028685 | 0.027113 | 0.025699 | 0.02436 | 0.023151 | 0.021883 | 0.020997 | 0.019903 | 0.018915 | 0.017883 | 0.016951 | 0.01607 | 0.015275 | 0.014438 | 0.013688 | 0.013344 | 0.012682 | 0.011987 | 0.00048687
NSW1 | Hydro | 0 | 0 | 0 | 0 | 0 | 0 | 0 | 0 | 0 | 0 | 0 | 0 | 0 | 0 | 0 | 0 | 0 | 0 | 0 | 0 | 0 | 0 | 0 | 0 | 0 | 0 | 0
NSW1 | Hydrogen Turbine | 0 | 0 | 0 | 0 | 0 | 0 | 0 | 9142.0854 | 8688.5876 | 8212.5239 | 7784.3829 | 7378.562 | 7012.5446 | 6628.3145 | 14246.7586 | 13504.0366 | 12834.162 | 12130.9548 | 11498.5353 | 10899.0856 | 10358.4309 | 9790.8735 | 9280.4488 | 12724.5404 | 12093.333 | 11430.7172 | 10834.803
NSW1 | Wind | 0 | 717460.3337 | 680057.5596 | 895670.9543 | 1212631.3379 | 1192831.5877 | 1172593.3093 | 1155198.642 | 1103111.0404 | 1195520.0096 | 1142622.9786 | 1122992.4411 | 1067285.8295 | 1053293.0478 | 1051154.4071 | 1032673.6346 | 981447.3307 | 1039670.7332 | 1112638.2961 | 1060044.2849 | 1060036.472 | 1001955.1349 | 963212.2011 | 1086903.7151 | 1032987.2997 | 976388.0354 | 737509.541
NSW1 | Solar PV | 0 | 0.024095 | 71516.2486 | 137899.9101 | 171780.8547 | 257352.4976 | 243936.0225 | 303313.4317 | 324176.4746 | 329079.831 | 323119.7251 | 313956.7645 | 298382.7784 | 299878.5635 | 395749.9265 | 375118.414 | 356510.4729 | 368226.4223 | 352272.9313 | 360322.8284 | 380582.9836 | 359730.1454 | 340976.4413 | 395357.7172 | 375745.7951 | 355157.9954 | 341076.0605
NSW1 | Grid Battery | 0 | 0.16284 | 83766.5643 | 114111.7922 | 136469.8031 | 153231.0567 | 147039.5543 | 283480.4101 | 269418.2363 | 254656.332 | 241380.4193 | 228796.6062 | 242818.7688 | 229514.2863 | 276095.8332 | 261702.2117 | 248720.3402 | 235092.5083 | 222836.5164 | 223986.0933 | 218557.1383 | 219846.4626 | 179697.2811 | 168500.8298 | 150546.5304 | 149882.6795 | 144004.1254
NSW1 | Pumped Hydro | 0 | 0 | 67383.3131 | 63870.4405 | 60702.1161 | 77992.8696 | 73926.8907 | 70072.8827 | 66596.8815 | 62947.9165 | 59666.2716 | 56555.7078 | 53750.2331 | 50805.1594 | 48156.5494 | 45646.0184 | 43381.7243 | 41004.7604 | 38867.0715 | 36840.8261 | 35013.3182 | 33094.8744 | 31369.5492 | 29734.17 | 28259.1913 | 26710.8185 | 25318.3115
NSW1 | VPP | 0 | 0 | 0 | 0 | 0 | 0 | 0 | 0 | 0 | 0 | 0 | 0 | 0 | 0 | 0 | 0 | 0 | 0 | 0 | 0 | 0 | 0 | 0 | 0 | 0 | 0 | 0
Total excluding storage |  | 0 | 717460.5621 | 902723.7251 | 1211553.1344 | 1581584.1474 | 1681408.0453 | 1637495.8088 | 1821207.4821 | 1771991.249 | 1850416.6402 | 1774573.8033 | 1729680.1059 | 1669250.1775 | 1640119.3934 | 1785403.4958 | 1728644.3352 | 1642894.0491 | 1696125.3968 | 1738113.3675 | 1692093.1344 | 1704548.3582 | 1624417.5054 | 1524535.9353 | 1693220.9858 | 1599632.1622 | 1519570.258 | 1258742.8418
Region | Technology | 2023-24 | 2024-25 | 2025-26 | 2026-27 | 2027-28 | 2028-29 | 2029-30 | 2030-31 | 2031-32 | 2032-33 | 2033-34 | 2034-35 | 2035-36 | 2036-37 | 2037-38 | 2038-39 | 2039-40 | 2040-41 | 2041-42 | 2042-43 | 2043-44 | 2044-45 | 2045-46 | 2046-47 | 2047-48 | 2048-49 | 2049-50
QLD1 | Black Coal | 0 | 0 | 0 | 0 | 0 | 0 | 0 | 0 | 0 | 0 | 0 | 0 | 0 | 0 | 0 | 0 | 0 | 0 | 0 | 0 | 0 | 0 | 0 | 0 | 0 | 0 | 0
QLD1 | Brown Coal | 0 | 0 | 0 | 0 | 0 | 0 | 0 | 0 | 0 | 0 | 0 | 0 | 0 | 0 | 0 | 0 | 0 | 0 | 0 | 0 | 0 | 0 | 0 | 0 | 0 | 0 | 0
QLD1 | CCGT | 0 | 0 | 0 | 0 | 0 | 0 | 0 | 0 | 0 | 0 | 0 | 0 | 0 | 0 | 0 | 0 | 0 | 0 | 0 | 0 | 0 | 0 | 0 | 0 | 0 | 0 | 0
QLD1 | Gas - Steam | 0 | 0 | 0 | 0 | 0 | 0 | 0 | 0 | 0 | 0 | 0 | 0 | 0 | 0 | 0 | 0 | 0 | 0 | 0 | 0 | 0 | 0 | 0 | 0 | 0 | 0 | 0
QLD1 | OCGT / Diesel | 0 | 0.0056752 | 0.017012 | 0.016125 | 0.015337 | 0.01504 | 0.014256 | 0.013513 | 0.012842 | 0.012139 | 0.011506 | 0.010906 | 0.010365 | 0.0097972 | 0.0092865 | 0.0088023 | 0.0083657 | 0.0079073 | 0.0074993 | 0.007124 | 0.0069017 | 0.0065626 | 0.0063862 | 0.0067662 | 0.0064369 | 0.0060914 | 0.004304
QLD1 | Hydro | 0 | 0 | 0 | 0 | 0 | 0 | 0 | 0 | 0 | 0 | 0 | 0 | 0 | 0 | 0 | 0 | 0 | 0 | 0 | 0 | 0 | 0 | 0 | 0 | 0 | 0 | 0
QLD1 | Hydrogen Turbine | 0 | 0 | 0 | 0 | 0 | 0 | 0 | 0.0059154 | 0.0056219 | 0.0053139 | 0.0050369 | 0.0047743 | 0.0045375 | 0.0042888 | 0.0040698 | 0.0038576 | 0.0036662 | 0.0034654 | 0.0032847 | 0.00312 | 0.0029844 | 0.0028809 | 0.0029976 | 0.00404 | 0.0038396 | 0.0036292 | 0.0034463
QLD1 | Wind | 0 | 645542.6674 | 857497.4384 | 981393.3638 | 1137719.4706 | 1151515.8696 | 1309057.7797 | 1347931.4287 | 1408397.8548 | 1395993.8189 | 1555941.8638 | 2231636.2711 | 2290379.126 | 2349579.5549 | 2583596.4118 | 2501522.9381 | 2377433.6113 | 2247169.6882 | 2268634.2534 | 2804468.4784 | 2805378.3594 | 2859687.5689 | 3226616.8344 | 3823372.0335 | 3633711.7053 | 3471835.2536 | 3208367.6156
QLD1 | Solar PV | 0 | 0.017086 | 11908.8624 | 29039.1893 | 61554.52 | 210099.6588 | 230160.9975 | 294942.4813 | 314151.786 | 339042.2177 | 485609.7287 | 735465.5441 | 711573.4436 | 719621.0879 | 760941.9758 | 721272.0152 | 685492.9474 | 732937.0337 | 777433.4858 | 1053096.2721 | 1087507.1928 | 1194415.1324 | 1262567.4619 | 1316221.9258 | 1250930.063 | 1182389.3157 | 1711717.195
QLD1 | Grid Battery | 0 | 0.024159 | 0.24283 | 0.23729 | 0.31338 | 147023.0344 | 139358.3265 | 132093.2008 | 125540.6505 | 161180.6214 | 296502.7128 | 396331.3864 | 392713.9837 | 371196.4659 | 351844.9915 | 333502.3617 | 316958.8063 | 346963.1452 | 346396.9584 | 484395.4401 | 496151.7617 | 554603.0615 | 525690.0731 | 498284.4331 | 473566.7485 | 424577.8766 | 755225.9787
QLD1 | Pumped Hydro | 0 | 0 | 119140.3652 | 195490.6051 | 208779.2984 | 213785.8233 | 202640.5909 | 192076.3897 | 182548.342 | 172546.1843 | 163550.8857 | 155024.5364 | 147334.4649 | 139261.74 | 132001.6493 | 125120.0468 | 118913.4028 | 112397.9199 | 106538.3128 | 100984.1829 | 95974.8108 | 90716.1754 | 85986.8961 | 81504.167 | 77461.1111 | 73216.8751 | 69399.8817
QLD1 | VPP | 0 | 0 | 0 | 0 | 0 | 0 | 0 | 0 | 0 | 0 | 0 | 0 | 0 | 0 | 0 | 0 | 0 | 0 | 0 | 0 | 0 | 0 | 0 | 0 | 0 | 0 | 0
Total excluding storage |  | 0 | 645542.7144 | 988546.9258 | 1205923.4117 | 1408053.6177 | 1722424.4011 | 1881217.7089 | 1967043.5199 | 2030638.6517 | 2068762.8597 | 2501605.2075 | 3518457.7536 | 3542001.0332 | 3579658.8627 | 3828385.0417 | 3681417.3744 | 3498798.7796 | 3439467.7984 | 3499003.0211 | 4442944.3837 | 4485012.1345 | 4699421.9477 | 5100861.275 | 5719382.5703 | 5435669.6381 | 5152019.3308 | 5744710.6788
Region | Technology | 2023-24 | 2024-25 | 2025-26 | 2026-27 | 2027-28 | 2028-29 | 2029-30 | 2030-31 | 2031-32 | 2032-33 | 2033-34 | 2034-35 | 2035-36 | 2036-37 | 2037-38 | 2038-39 | 2039-40 | 2040-41 | 2041-42 | 2042-43 | 2043-44 | 2044-45 | 2045-46 | 2046-47 | 2047-48 | 2048-49 | 2049-50
VIC1 | Black Coal | 0 | 0 | 0 | 0 | 0 | 0 | 0 | 0 | 0 | 0 | 0 | 0 | 0 | 0 | 0 | 0 | 0 | 0 | 0 | 0 | 0 | 0 | 0 | 0 | 0 | 0 | 0
VIC1 | Brown Coal | 0 | 0 | 0 | 0 | 0 | 0 | 0 | 0 | 0 | 0 | 0 | 0 | 0 | 0 | 0 | 0 | 0 | 0 | 0 | 0 | 0 | 0 | 0 | 0 | 0 | 0 | 0
VIC1 | CCGT | 0 | 0 | 0 | 0 | 0 | 0 | 0 | 0 | 0 | 0 | 0 | 0 | 0 | 0 | 0 | 0 | 0 | 0 | 0 | 0 | 0 | 0 | 0 | 0 | 0 | 0 | 0
VIC1 | Gas - Steam | 0 | 0 | 0 | 0 | 0 | 0 | 0 | 0 | 0 | 0 | 0 | 0 | 0 | 0 | 0 | 0 | 0 | 0 | 0 | 0 | 0 | 0 | 0 | 0 | 0 | 0 | 0
VIC1 | OCGT / Diesel | 0 | 0.0064833 | 0.0061453 | 0.017773 | 0.016916 | 0.015998 | 0.015164 | 0.014373 | 0.01366 | 0.012912 | 0.012239 | 0.011606 | 0.040197 | 0.037994 | 0.036013 | 0.034136 | 0.032452 | 0.030674 | 0.029082 | 0.027566 | 906.3956 | 856.7325 | 812.0687 | 769.7334 | 731.5504 | 691.4674 | 655.4176
VIC1 | Hydro | 0 | 0 | 0 | 0 | 0 | 0 | 0 | 0 | 0 | 0 | 0 | 0 | 0 | 0 | 0 | 0 | 0 | 0 | 0 | 0 | 0 | 0 | 0 | 0 | 0 | 0 | 0
VIC1 | Hydrogen Turbine | 0 | 0 | 0 | 0 | 0 | 0 | 0 | 0 | 0 | 0 | 0 | 0 | 25760.6656 | 24349.1916 | 23079.8025 | 21876.5902 | 40430.1351 | 38214.8941 | 37571.0184 | 35612.3397 | 45472.2049 | 62605.1932 | 59341.4153 | 56247.7871 | 53457.5868 | 50528.5478 | 47894.3581
VIC1 | Wind | 0 | 310382.4242 | 315865.5479 | 438854.3801 | 588413.8479 | 683215.5646 | 647597.6922 | 645022.2805 | 613025.6202 | 579436.8247 | 620540.997 | 588190.5193 | 559013.0273 | 528383.6813 | 600045.9262 | 715159.5733 | 703354.5167 | 691305.2416 | 659813.4664 | 741373.2188 | 815988.2636 | 771278.7735 | 731792.1285 | 803568.1174 | 915288.8401 | 884234.6028 | 774339.6675
VIC1 | Solar PV | 0 | 0.017354 | 0.026944 | 15351.7788 | 56335.9698 | 73009.9307 | 69203.7258 | 129484.1592 | 123061.0311 | 150717.9155 | 156355.378 | 242620.4643 | 285762.5204 | 270105.069 | 261490.8775 | 247858.6518 | 256231.7757 | 242192.3679 | 279490.7627 | 264920.1543 | 313371.7349 | 309726.4177 | 293579.543 | 281152.1571 | 276832.2455 | 265305.1287 | 255249.3958
VIC1 | Grid Battery | 0 | 0.025161 | 0.02542 | 36047.0645 | 63349.6743 | 59878.6297 | 56756.995 | 99449.3787 | 94516.1413 | 118260.7098 | 115100.1921 | 137770.9165 | 195135.2546 | 184443.437 | 174827.9024 | 165713.6516 | 160406.5067 | 151617.5406 | 167705.6471 | 158962.6987 | 182592.4305 | 187625.3048 | 177843.8903 | 156227.1187 | 143001.3678 | 136303.4128 | 129197.5477
VIC1 | Pumped Hydro | 0 | 0 | 0.04597 | 14749.0575 | 53946.0684 | 55513.5499 | 52619.4786 | 49876.2832 | 47402.1446 | 44804.8944 | 42469.0942 | 40255.0656 | 38258.1926 | 36161.9562 | 34276.7358 | 32489.797 | 30878.124 | 29186.2551 | 27664.6968 | 26222.4615 | 24921.6829 | 23556.1783 | 22328.1311 | 21164.1054 | 20114.2492 | 19012.1599 | 18021.0047
VIC1 | VPP | 0 | 0 | 0 | 0 | 0 | 0 | 0 | 0 | 0 | 0 | 0 | 0 | 0 | 0 | 0 | 0 | 0 | 0 | 0 | 0 | 0 | 0 | 0 | 0 | 0 | 0 | 0
Total excluding storage |  | 0 | 310382.4732 | 315865.6524 | 505002.2987 | 762045.5774 | 871617.691 | 826177.9069 | 923832.1159 | 878004.9509 | 893220.3573 | 934465.6735 | 1008836.9773 | 1103929.7006 | 1043443.373 | 1093721.2804 | 1183098.298 | 1191301.0907 | 1152516.33 | 1172245.6206 | 1227090.9007 | 1383252.7124 | 1355648.6 | 1285697.177 | 1319129.0191 | 1409425.8398 | 1356075.3194 | 1225357.3915
Region | Technology | 2023-24 | 2024-25 | 2025-26 | 2026-27 | 2027-28 | 2028-29 | 2029-30 | 2030-31 | 2031-32 | 2032-33 | 2033-34 | 2034-35 | 2035-36 | 2036-37 | 2037-38 | 2038-39 | 2039-40 | 2040-41 | 2041-42 | 2042-43 | 2043-44 | 2044-45 | 2045-46 | 2046-47 | 2047-48 | 2048-49 | 2049-50
SA1 | Black Coal | 0 | 0 | 0 | 0 | 0 | 0 | 0 | 0 | 0 | 0 | 0 | 0 | 0 | 0 | 0 | 0 | 0 | 0 | 0 | 0 | 0 | 0 | 0 | 0 | 0 | 0 | 0
SA1 | Brown Coal | 0 | 0 | 0 | 0 | 0 | 0 | 0 | 0 | 0 | 0 | 0 | 0 | 0 | 0 | 0 | 0 | 0 | 0 | 0 | 0 | 0 | 0 | 0 | 0 | 0 | 0 | 0
SA1 | CCGT | 0 | 0 | 0 | 0 | 0 | 0 | 0 | 0 | 0 | 0 | 0 | 0 | 0 | 0 | 0 | 0 | 0 | 0 | 0 | 0 | 0 | 0 | 0 | 0 | 0 | 0 | 0
SA1 | Gas - Steam | 0 | 0 | 0 | 0 | 0 | 0 | 0 | 0 | 0 | 0 | 0 | 0 | 0 | 0 | 0 | 0 | 0 | 0 | 0 | 0 | 0 | 0 | 0 | 0 | 0 | 0 | 0
SA1 | OCGT / Diesel | 0 | 0.0053669 | 0.0050871 | 0.0059045 | 0.0056116 | 0.0053042 | 0.0050277 | 0.0049007 | 0.0046877 | 0.0044819 | 0.0044662 | 0.0044609 | 0.00438 | 0.0044109 | 0.0044148 | 0.0043599 | 0.0044111 | 0.0049421 | 0.004845 | 0.0049554 | 0.0055972 | 0.0053021 | 0.0050489 | 0.004885 | 0.0047782 | 0.0048351 | 0.0034482
SA1 | Hydro | 0 | 0 | 0 | 0 | 0 | 0 | 0 | 0 | 0 | 0 | 0 | 0 | 0 | 0 | 0 | 0 | 0 | 0 | 0 | 0 | 0 | 0 | 0 | 0 | 0 | 0 | 0
SA1 | Hydrogen Turbine | 0 | 0 | 0 | 0 | 0 | 0 | 0 | 0.0031401 | 0.0030138 | 0.0028694 | 0.0030628 | 0.0033182 | 0.003159 | 0.0030811 | 0.0041594 | 0.0039517 | 0.0038541 | 0.0036429 | 0.0034602 | 0.0039648 | 0.0056547 | 0.0053448 | 0.0050662 | 0.0048068 | 0.0045709 | 0.0051955 | 0.0050013
SA1 | Wind | 0 | 180354.2346 | 170951.8812 | 307899.8194 | 307999.7986 | 656215.9804 | 635009.7867 | 703210.0341 | 668326.9405 | 631708.0844 | 740177.9337 | 701590.4588 | 781714.222 | 921859.2336 | 1183268.7324 | 1221934.4179 | 1161319.7449 | 1180651.2297 | 1412801.604 | 1476349.6698 | 1495709.7066 | 1413757.0348 | 1340054.0618 | 1499476.3369 | 1631990.3356 | 1630966.5361 | 1728188.7452
SA1 | Solar PV | 0 | 0.029911 | 12017.6485 | 11391.1365 | 29789.0493 | 88114.2855 | 83520.6777 | 166919.2218 | 158817.795 | 211515.9367 | 320820.4832 | 381227.8829 | 362316.8785 | 412985.8546 | 445506.5632 | 422281.1027 | 418436.6151 | 395509.7073 | 699958.202 | 665086.7092 | 822282.9107 | 777228.5253 | 736709.5028 | 742663.4331 | 729922.2034 | 729236.502 | 762770.2712
SA1 | Grid Battery | 0 | 0.022203 | 0.027547 | 0.066916 | 0.068667 | 0.064904 | 0.061558 | 34589.062 | 69717.7376 | 148786.6483 | 197644.2713 | 235372.3051 | 235370.6656 | 256135.3274 | 242782.3009 | 230125.4039 | 224607.1271 | 212300.4916 | 375690.0808 | 356104.3421 | 447492.1206 | 422973.2008 | 400922.4631 | 380021.2782 | 361170.1336 | 363480.1372 | 366460.5192
SA1 | Pumped Hydro | 0 | 0 | 0.04846 | 0.080023 | 0.078702 | 0.076818 | 0.072907 | 0.073672 | 0.070017 | 0.066238 | 0.063207 | 0.060585 | 0.057902 | 0.057574 | 0.054889 | 0.052134 | 0.052238 | 0.049731 | 0.049556 | 0.049554 | 0.051973 | 0.049125 | 0.046579 | 0.044194 | 0.042235 | 0.043467 | 0.045768
SA1 | VPP | 0 | 0 | 0 | 0 | 0 | 0 | 0 | 0 | 0 | 0 | 0 | 0 | 0 | 0 | 0 | 0 | 0 | 0 | 0 | 0 | 0 | 0 | 0 | 0 | 0 | 0 | 0
Total excluding storage |  | 0 | 180354.2921 | 182969.6108 | 319291.1087 | 337789.0009 | 744330.4129 | 718530.6039 | 904718.3996 | 896862.5508 | 992010.743 | 1258642.759 | 1318190.7151 | 1379401.8315 | 1590980.4807 | 1871557.66 | 1874340.9849 | 1804363.5475 | 1788461.4869 | 2488449.9446 | 2497540.7797 | 2765484.8011 | 2613958.8206 | 2477686.0845 | 2622161.1021 | 2723082.7242 | 2723683.2287 | 2857419.5898
Region | Technology | 2023-24 | 2024-25 | 2025-26 | 2026-27 | 2027-28 | 2028-29 | 2029-30 | 2030-31 | 2031-32 | 2032-33 | 2033-34 | 2034-35 | 2035-36 | 2036-37 | 2037-38 | 2038-39 | 2039-40 | 2040-41 | 2041-42 | 2042-43 | 2043-44 | 2044-45 | 2045-46 | 2046-47 | 2047-48 | 2048-49 | 2049-50
TAS1 | Black Coal | 0 | 0 | 0 | 0 | 0 | 0 | 0 | 0 | 0 | 0 | 0 | 0 | 0 | 0 | 0 | 0 | 0 | 0 | 0 | 0 | 0 | 0 | 0 | 0 | 0 | 0 | 0
TAS1 | Brown Coal | 0 | 0 | 0 | 0 | 0 | 0 | 0 | 0 | 0 | 0 | 0 | 0 | 0 | 0 | 0 | 0 | 0 | 0 | 0 | 0 | 0 | 0 | 0 | 0 | 0 | 0 | 0
TAS1 | CCGT | 0 | 0 | 0 | 0 | 0 | 0 | 0 | 0 | 0 | 0 | 0 | 0 | 0 | 0 | 0 | 0 | 0 | 0 | 0 | 0 | 0 | 0 | 0 | 0 | 0 | 0 | 0
TAS1 | Gas - Steam | 0 | 0 | 0 | 0 | 0 | 0 | 0 | 0 | 0 | 0 | 0 | 0 | 0 | 0 | 0 | 0 | 0 | 0 | 0 | 0 | 0 | 0 | 0 | 0 | 0 | 0 | 0
TAS1 | OCGT / Diesel | 0 | 0.0048671 | 0.0046134 | 0.0043835 | 0.0044877 | 0.0044202 | 0.0043486 | 0.0043072 | 0.0043853 | 0.0044928 | 0.004337 | 0.0043172 | 0.0042811 | 0.0043676 | 0.004378 | 0.0043546 | 0.0043468 | 0.0048516 | 0.0049014 | 0.0047775 | 0.0049127 | 0.004708 | 0.0046177 | 0.0047945 | 0.0046897 | 0.0048737 | 0.0035417
TAS1 | Hydro | 0 | 0 | 0 | 0 | 0 | 0 | 0 | 0 | 0 | 0 | 0 | 0 | 0 | 0 | 0 | 0 | 0 | 0 | 0 | 0 | 0 | 0 | 0 | 0 | 0 | 0 | 0
TAS1 | Hydrogen Turbine | 0 | 0 | 0 | 0 | 0 | 0 | 0 | 0.0023666 | 0.002527 | 0.0026982 | 0.002612 | 0.002913 | 0.0027763 | 0.0029062 | 0.0074332 | 0.0070531 | 0.0067187 | 0.0063543 | 0.0060278 | 0.0072378 | 0.0071292 | 0.0067386 | 0.0063904 | 2322.1496 | 2206.9582 | 2263.0493 | 2209.979
TAS1 | Wind | 0 | 226692.647 | 252973.0682 | 269649.7113 | 484372.9564 | 520012.4855 | 707946.6629 | 680405.9158 | 816901.1588 | 821303.427 | 868935.6722 | 1054160.6944 | 1015696.8423 | 1113988.6573 | 1312041.3624 | 1256782.3012 | 1194438.972 | 1211740.6477 | 1221958.4527 | 1158254.4584 | 1171832.3988 | 1107625.5573 | 1049882.0453 | 1217882.1127 | 1262701.696 | 1291969.192 | 1165221.1932
TAS1 | Solar PV | 0 | 0.0080158 | 0.0093508 | 0.018262 | 8876.9044 | 12270.6352 | 18947.7703 | 71110.4207 | 67582.9519 | 63879.9597 | 174647.3063 | 258720.68 | 257778.448 | 283831.1975 | 326098.5029 | 315615.0221 | 331031.3111 | 317539.2971 | 304468.9323 | 351353.5005 | 349963.2381 | 330788.1118 | 313543.2341 | 407764.6478 | 473999.9381 | 572410.7297 | 548404.8802
TAS1 | Grid Battery | 0 | 0.015046 | 0.016892 | 0.019191 | 0.022593 | 0.021355 | 0.022971 | 0.027211 | 0.039872 | 0.044459 | 0.05135 | 0.05197 | 0.057408 | 0.072264 | 0.23455 | 2328.488 | 2212.9825 | 2091.7291 | 15460.9446 | 36245.3729 | 34447.428 | 32559.9854 | 30862.5445 | 79940.5353 | 149507.0211 | 177048.1809 | 167818.1801
TAS1 | Pumped Hydro | 0 | 0 | 0.05569 | 0.076409 | 0.14899 | 14708.0572 | 43556.8722 | 56392.5885 | 67234.086 | 91210.5416 | 109930.6264 | 144258.04 | 150976.7608 | 142704.4776 | 135265.0595 | 128213.3267 | 121853.239 | 115176.677 | 109172.2059 | 103480.7641 | 98347.5478 | 92958.9057 | 88112.7068 | 83519.1536 | 79376.1432 | 75026.9791 | 71115.62
TAS1 | VPP | 0 | 0 | 0 | 0 | 0 | 0 | 0 | 0 | 0 | 0 | 0 | 0 | 0 | 0 | 0 | 0 | 0 | 0 | 0 | 0 | 0 | 0 | 0 | 0 | 0 | 0 | 0
Total excluding storage |  | 0 | 226692.6749 | 252973.1547 | 269649.8295 | 493250.0369 | 546991.2036 | 770451.3328 | 807908.959 | 951718.2435 | 976393.98 | 1153513.6632 | 1457139.4737 | 1424452.1156 | 1540524.412 | 1773405.1712 | 1702939.1494 | 1649536.5156 | 1646548.3622 | 1651060.5465 | 1649334.1078 | 1654590.6247 | 1563932.5716 | 1482400.5417 | 1791428.6036 | 1967791.7614 | 2118718.1359 | 1954769.856

## BaseCase_Rehab Cost
Rehabilition cost by technology ($000s) - BaseCase, Hydrogen Superpower Scenario
Rehab | Real June 2021 dollars discounted to 1 July 2021
Explicitly modelled generation
Region | Technology | 2023-24 | 2024-25 | 2025-26 | 2026-27 | 2027-28 | 2028-29 | 2029-30 | 2030-31 | 2031-32 | 2032-33 | 2033-34 | 2034-35 | 2035-36 | 2036-37 | 2037-38 | 2038-39 | 2039-40 | 2040-41 | 2041-42 | 2042-43 | 2043-44 | 2044-45 | 2045-46 | 2046-47 | 2047-48 | 2048-49 | 2049-50
NEM | Black Coal | 0 | 0 | 0 | 0 | 0 | 0 | 0 | 0 | 0 | 0 | 0 | 0 | 0 | 0 | 0 | 0 | 0 | 0 | 0 | 0 | 0 | 0 | 0 | 0 | 0 | 0 | 0
NEM | Brown Coal | 0 | 0 | 0 | 0 | 0 | 0 | 0 | 0 | 0 | 0 | 0 | 0 | 0 | 0 | 0 | 0 | 0 | 0 | 0 | 0 | 0 | 0 | 0 | 0 | 0 | 0 | 0
NEM | CCGT | 0 | 0 | 0 | 0 | 0 | 0 | 0 | 0 | 0 | 0 | 0 | 0 | 0 | 0 | 0 | 0 | 0 | 0 | 0 | 0 | 0 | 0 | 0 | 0 | 0 | 0 | 0
NEM | Gas - Steam | 0 | 0 | 0 | 0 | 0 | 0 | 0 | 0 | 0 | 0 | 0 | 0 | 0 | 0 | 0 | 0 | 0 | 0 | 0 | 0 | 0 | 0 | 0 | 0 | 0 | 0 | 0
NEM | OCGT / Diesel | 0 | 0 | 0 | 0 | 0 | 0 | 0 | 0 | 0 | 0 | 0 | 0 | 0 | 0 | 0 | 0 | 0 | 0 | 0 | 0 | 0 | 0 | 0 | 0 | 0 | 0 | 0
NEM | Hydro | 0 | 0 | 0 | 0 | 0 | 0 | 0 | 0 | 0 | 0 | 0 | 0 | 0 | 0 | 0 | 0 | 0 | 0 | 0 | 0 | 0 | 0 | 0 | 0 | 0 | 0 | 0
NEM | Hydrogen Turbine | 0 | 0 | 0 | 0 | 0 | 0 | 0 | 0 | 0 | 0 | 0 | 0 | 0 | 0 | 0 | 0 | 0 | 0 | 0 | 0 | 0 | 0 | 0 | 0 | 0 | 0 | 0
NEM | Wind | 0 | 0 | 0 | 0 | 0 | 0 | 0 | 0 | 0 | 0 | 0 | 0 | 0 | 0 | 0 | 0 | 0 | 0 | 0 | 0 | 0 | 0 | 0 | 0 | 0 | 0 | 0
NEM | Solar PV | 0 | 0 | 0 | 0 | 0 | 0 | 0 | 0 | 0 | 0 | 0 | 0 | 0 | 0 | 0 | 0 | 0 | 0 | 0 | 0 | 0 | 0 | 0 | 0 | 0 | 0 | 0
NEM | Grid Battery | 0 | 0 | 0 | 0 | 0 | 0 | 0 | 0 | 0 | 0 | 0 | 0 | 0 | 0 | 0 | 0 | 0 | 0 | 0 | 0 | 0 | 0 | 0 | 0 | 0 | 0 | 0
NEM | Pumped Hydro | 0 | 0 | 0 | 0 | 0 | 0 | 0 | 0 | 0 | 0 | 0 | 0 | 0 | 0 | 0 | 0 | 0 | 0 | 0 | 0 | 0 | 0 | 0 | 0 | 0 | 0 | 0
NEM | VPP | 0 | 0 | 0 | 0 | 0 | 0 | 0 | 0 | 0 | 0 | 0 | 0 | 0 | 0 | 0 | 0 | 0 | 0 | 0 | 0 | 0 | 0 | 0 | 0 | 0 | 0 | 0
Total excluding storage |  | 0 | 0 | 0 | 0 | 0 | 0 | 0 | 0 | 0 | 0 | 0 | 0 | 0 | 0 | 0 | 0 | 0 | 0 | 0 | 0 | 0 | 0 | 0 | 0 | 0 | 0 | 0
Region | Technology | 2023-24 | 2024-25 | 2025-26 | 2026-27 | 2027-28 | 2028-29 | 2029-30 | 2030-31 | 2031-32 | 2032-33 | 2033-34 | 2034-35 | 2035-36 | 2036-37 | 2037-38 | 2038-39 | 2039-40 | 2040-41 | 2041-42 | 2042-43 | 2043-44 | 2044-45 | 2045-46 | 2046-47 | 2047-48 | 2048-49 | 2049-50
NSW1 | Black Coal | 0 | 0 | 0 | 0 | 0 | 0 | 0 | 0 | 0 | 0 | 0 | 0 | 0 | 0 | 0 | 0 | 0 | 0 | 0 | 0 | 0 | 0 | 0 | 0 | 0 | 0 | 0
NSW1 | Brown Coal | 0 | 0 | 0 | 0 | 0 | 0 | 0 | 0 | 0 | 0 | 0 | 0 | 0 | 0 | 0 | 0 | 0 | 0 | 0 | 0 | 0 | 0 | 0 | 0 | 0 | 0 | 0
NSW1 | CCGT | 0 | 0 | 0 | 0 | 0 | 0 | 0 | 0 | 0 | 0 | 0 | 0 | 0 | 0 | 0 | 0 | 0 | 0 | 0 | 0 | 0 | 0 | 0 | 0 | 0 | 0 | 0
NSW1 | Gas - Steam | 0 | 0 | 0 | 0 | 0 | 0 | 0 | 0 | 0 | 0 | 0 | 0 | 0 | 0 | 0 | 0 | 0 | 0 | 0 | 0 | 0 | 0 | 0 | 0 | 0 | 0 | 0
NSW1 | OCGT / Diesel | 0 | 0 | 0 | 0 | 0 | 0 | 0 | 0 | 0 | 0 | 0 | 0 | 0 | 0 | 0 | 0 | 0 | 0 | 0 | 0 | 0 | 0 | 0 | 0 | 0 | 0 | 0
NSW1 | Hydro | 0 | 0 | 0 | 0 | 0 | 0 | 0 | 0 | 0 | 0 | 0 | 0 | 0 | 0 | 0 | 0 | 0 | 0 | 0 | 0 | 0 | 0 | 0 | 0 | 0 | 0 | 0
NSW1 | Hydrogen Turbine | 0 | 0 | 0 | 0 | 0 | 0 | 0 | 0 | 0 | 0 | 0 | 0 | 0 | 0 | 0 | 0 | 0 | 0 | 0 | 0 | 0 | 0 | 0 | 0 | 0 | 0 | 0
NSW1 | Wind | 0 | 0 | 0 | 0 | 0 | 0 | 0 | 0 | 0 | 0 | 0 | 0 | 0 | 0 | 0 | 0 | 0 | 0 | 0 | 0 | 0 | 0 | 0 | 0 | 0 | 0 | 0
NSW1 | Solar PV | 0 | 0 | 0 | 0 | 0 | 0 | 0 | 0 | 0 | 0 | 0 | 0 | 0 | 0 | 0 | 0 | 0 | 0 | 0 | 0 | 0 | 0 | 0 | 0 | 0 | 0 | 0
NSW1 | Grid Battery | 0 | 0 | 0 | 0 | 0 | 0 | 0 | 0 | 0 | 0 | 0 | 0 | 0 | 0 | 0 | 0 | 0 | 0 | 0 | 0 | 0 | 0 | 0 | 0 | 0 | 0 | 0
NSW1 | Pumped Hydro | 0 | 0 | 0 | 0 | 0 | 0 | 0 | 0 | 0 | 0 | 0 | 0 | 0 | 0 | 0 | 0 | 0 | 0 | 0 | 0 | 0 | 0 | 0 | 0 | 0 | 0 | 0
NSW1 | VPP | 0 | 0 | 0 | 0 | 0 | 0 | 0 | 0 | 0 | 0 | 0 | 0 | 0 | 0 | 0 | 0 | 0 | 0 | 0 | 0 | 0 | 0 | 0 | 0 | 0 | 0 | 0
Total excluding storage |  | 0 | 0 | 0 | 0 | 0 | 0 | 0 | 0 | 0 | 0 | 0 | 0 | 0 | 0 | 0 | 0 | 0 | 0 | 0 | 0 | 0 | 0 | 0 | 0 | 0 | 0 | 0
Region | Technology | 2023-24 | 2024-25 | 2025-26 | 2026-27 | 2027-28 | 2028-29 | 2029-30 | 2030-31 | 2031-32 | 2032-33 | 2033-34 | 2034-35 | 2035-36 | 2036-37 | 2037-38 | 2038-39 | 2039-40 | 2040-41 | 2041-42 | 2042-43 | 2043-44 | 2044-45 | 2045-46 | 2046-47 | 2047-48 | 2048-49 | 2049-50
QLD1 | Black Coal | 0 | 0 | 0 | 0 | 0 | 0 | 0 | 0 | 0 | 0 | 0 | 0 | 0 | 0 | 0 | 0 | 0 | 0 | 0 | 0 | 0 | 0 | 0 | 0 | 0 | 0 | 0
QLD1 | Brown Coal | 0 | 0 | 0 | 0 | 0 | 0 | 0 | 0 | 0 | 0 | 0 | 0 | 0 | 0 | 0 | 0 | 0 | 0 | 0 | 0 | 0 | 0 | 0 | 0 | 0 | 0 | 0
QLD1 | CCGT | 0 | 0 | 0 | 0 | 0 | 0 | 0 | 0 | 0 | 0 | 0 | 0 | 0 | 0 | 0 | 0 | 0 | 0 | 0 | 0 | 0 | 0 | 0 | 0 | 0 | 0 | 0
QLD1 | Gas - Steam | 0 | 0 | 0 | 0 | 0 | 0 | 0 | 0 | 0 | 0 | 0 | 0 | 0 | 0 | 0 | 0 | 0 | 0 | 0 | 0 | 0 | 0 | 0 | 0 | 0 | 0 | 0
QLD1 | OCGT / Diesel | 0 | 0 | 0 | 0 | 0 | 0 | 0 | 0 | 0 | 0 | 0 | 0 | 0 | 0 | 0 | 0 | 0 | 0 | 0 | 0 | 0 | 0 | 0 | 0 | 0 | 0 | 0
QLD1 | Hydro | 0 | 0 | 0 | 0 | 0 | 0 | 0 | 0 | 0 | 0 | 0 | 0 | 0 | 0 | 0 | 0 | 0 | 0 | 0 | 0 | 0 | 0 | 0 | 0 | 0 | 0 | 0
QLD1 | Hydrogen Turbine | 0 | 0 | 0 | 0 | 0 | 0 | 0 | 0 | 0 | 0 | 0 | 0 | 0 | 0 | 0 | 0 | 0 | 0 | 0 | 0 | 0 | 0 | 0 | 0 | 0 | 0 | 0
QLD1 | Wind | 0 | 0 | 0 | 0 | 0 | 0 | 0 | 0 | 0 | 0 | 0 | 0 | 0 | 0 | 0 | 0 | 0 | 0 | 0 | 0 | 0 | 0 | 0 | 0 | 0 | 0 | 0
QLD1 | Solar PV | 0 | 0 | 0 | 0 | 0 | 0 | 0 | 0 | 0 | 0 | 0 | 0 | 0 | 0 | 0 | 0 | 0 | 0 | 0 | 0 | 0 | 0 | 0 | 0 | 0 | 0 | 0
QLD1 | Grid Battery | 0 | 0 | 0 | 0 | 0 | 0 | 0 | 0 | 0 | 0 | 0 | 0 | 0 | 0 | 0 | 0 | 0 | 0 | 0 | 0 | 0 | 0 | 0 | 0 | 0 | 0 | 0
QLD1 | Pumped Hydro | 0 | 0 | 0 | 0 | 0 | 0 | 0 | 0 | 0 | 0 | 0 | 0 | 0 | 0 | 0 | 0 | 0 | 0 | 0 | 0 | 0 | 0 | 0 | 0 | 0 | 0 | 0
QLD1 | VPP | 0 | 0 | 0 | 0 | 0 | 0 | 0 | 0 | 0 | 0 | 0 | 0 | 0 | 0 | 0 | 0 | 0 | 0 | 0 | 0 | 0 | 0 | 0 | 0 | 0 | 0 | 0
Total excluding storage |  | 0 | 0 | 0 | 0 | 0 | 0 | 0 | 0 | 0 | 0 | 0 | 0 | 0 | 0 | 0 | 0 | 0 | 0 | 0 | 0 | 0 | 0 | 0 | 0 | 0 | 0 | 0
Region | Technology | 2023-24 | 2024-25 | 2025-26 | 2026-27 | 2027-28 | 2028-29 | 2029-30 | 2030-31 | 2031-32 | 2032-33 | 2033-34 | 2034-35 | 2035-36 | 2036-37 | 2037-38 | 2038-39 | 2039-40 | 2040-41 | 2041-42 | 2042-43 | 2043-44 | 2044-45 | 2045-46 | 2046-47 | 2047-48 | 2048-49 | 2049-50
VIC1 | Black Coal | 0 | 0 | 0 | 0 | 0 | 0 | 0 | 0 | 0 | 0 | 0 | 0 | 0 | 0 | 0 | 0 | 0 | 0 | 0 | 0 | 0 | 0 | 0 | 0 | 0 | 0 | 0
VIC1 | Brown Coal | 0 | 0 | 0 | 0 | 0 | 0 | 0 | 0 | 0 | 0 | 0 | 0 | 0 | 0 | 0 | 0 | 0 | 0 | 0 | 0 | 0 | 0 | 0 | 0 | 0 | 0 | 0
VIC1 | CCGT | 0 | 0 | 0 | 0 | 0 | 0 | 0 | 0 | 0 | 0 | 0 | 0 | 0 | 0 | 0 | 0 | 0 | 0 | 0 | 0 | 0 | 0 | 0 | 0 | 0 | 0 | 0
VIC1 | Gas - Steam | 0 | 0 | 0 | 0 | 0 | 0 | 0 | 0 | 0 | 0 | 0 | 0 | 0 | 0 | 0 | 0 | 0 | 0 | 0 | 0 | 0 | 0 | 0 | 0 | 0 | 0 | 0
VIC1 | OCGT / Diesel | 0 | 0 | 0 | 0 | 0 | 0 | 0 | 0 | 0 | 0 | 0 | 0 | 0 | 0 | 0 | 0 | 0 | 0 | 0 | 0 | 0 | 0 | 0 | 0 | 0 | 0 | 0
VIC1 | Hydro | 0 | 0 | 0 | 0 | 0 | 0 | 0 | 0 | 0 | 0 | 0 | 0 | 0 | 0 | 0 | 0 | 0 | 0 | 0 | 0 | 0 | 0 | 0 | 0 | 0 | 0 | 0
VIC1 | Hydrogen Turbine | 0 | 0 | 0 | 0 | 0 | 0 | 0 | 0 | 0 | 0 | 0 | 0 | 0 | 0 | 0 | 0 | 0 | 0 | 0 | 0 | 0 | 0 | 0 | 0 | 0 | 0 | 0
VIC1 | Wind | 0 | 0 | 0 | 0 | 0 | 0 | 0 | 0 | 0 | 0 | 0 | 0 | 0 | 0 | 0 | 0 | 0 | 0 | 0 | 0 | 0 | 0 | 0 | 0 | 0 | 0 | 0
VIC1 | Solar PV | 0 | 0 | 0 | 0 | 0 | 0 | 0 | 0 | 0 | 0 | 0 | 0 | 0 | 0 | 0 | 0 | 0 | 0 | 0 | 0 | 0 | 0 | 0 | 0 | 0 | 0 | 0
VIC1 | Grid Battery | 0 | 0 | 0 | 0 | 0 | 0 | 0 | 0 | 0 | 0 | 0 | 0 | 0 | 0 | 0 | 0 | 0 | 0 | 0 | 0 | 0 | 0 | 0 | 0 | 0 | 0 | 0
VIC1 | Pumped Hydro | 0 | 0 | 0 | 0 | 0 | 0 | 0 | 0 | 0 | 0 | 0 | 0 | 0 | 0 | 0 | 0 | 0 | 0 | 0 | 0 | 0 | 0 | 0 | 0 | 0 | 0 | 0
VIC1 | VPP | 0 | 0 | 0 | 0 | 0 | 0 | 0 | 0 | 0 | 0 | 0 | 0 | 0 | 0 | 0 | 0 | 0 | 0 | 0 | 0 | 0 | 0 | 0 | 0 | 0 | 0 | 0
Total excluding storage |  | 0 | 0 | 0 | 0 | 0 | 0 | 0 | 0 | 0 | 0 | 0 | 0 | 0 | 0 | 0 | 0 | 0 | 0 | 0 | 0 | 0 | 0 | 0 | 0 | 0 | 0 | 0
Region | Technology | 2023-24 | 2024-25 | 2025-26 | 2026-27 | 2027-28 | 2028-29 | 2029-30 | 2030-31 | 2031-32 | 2032-33 | 2033-34 | 2034-35 | 2035-36 | 2036-37 | 2037-38 | 2038-39 | 2039-40 | 2040-41 | 2041-42 | 2042-43 | 2043-44 | 2044-45 | 2045-46 | 2046-47 | 2047-48 | 2048-49 | 2049-50
SA1 | Black Coal | 0 | 0 | 0 | 0 | 0 | 0 | 0 | 0 | 0 | 0 | 0 | 0 | 0 | 0 | 0 | 0 | 0 | 0 | 0 | 0 | 0 | 0 | 0 | 0 | 0 | 0 | 0
SA1 | Brown Coal | 0 | 0 | 0 | 0 | 0 | 0 | 0 | 0 | 0 | 0 | 0 | 0 | 0 | 0 | 0 | 0 | 0 | 0 | 0 | 0 | 0 | 0 | 0 | 0 | 0 | 0 | 0
SA1 | CCGT | 0 | 0 | 0 | 0 | 0 | 0 | 0 | 0 | 0 | 0 | 0 | 0 | 0 | 0 | 0 | 0 | 0 | 0 | 0 | 0 | 0 | 0 | 0 | 0 | 0 | 0 | 0
SA1 | Gas - Steam | 0 | 0 | 0 | 0 | 0 | 0 | 0 | 0 | 0 | 0 | 0 | 0 | 0 | 0 | 0 | 0 | 0 | 0 | 0 | 0 | 0 | 0 | 0 | 0 | 0 | 0 | 0
SA1 | OCGT / Diesel | 0 | 0 | 0 | 0 | 0 | 0 | 0 | 0 | 0 | 0 | 0 | 0 | 0 | 0 | 0 | 0 | 0 | 0 | 0 | 0 | 0 | 0 | 0 | 0 | 0 | 0 | 0
SA1 | Hydro | 0 | 0 | 0 | 0 | 0 | 0 | 0 | 0 | 0 | 0 | 0 | 0 | 0 | 0 | 0 | 0 | 0 | 0 | 0 | 0 | 0 | 0 | 0 | 0 | 0 | 0 | 0
SA1 | Hydrogen Turbine | 0 | 0 | 0 | 0 | 0 | 0 | 0 | 0 | 0 | 0 | 0 | 0 | 0 | 0 | 0 | 0 | 0 | 0 | 0 | 0 | 0 | 0 | 0 | 0 | 0 | 0 | 0
SA1 | Wind | 0 | 0 | 0 | 0 | 0 | 0 | 0 | 0 | 0 | 0 | 0 | 0 | 0 | 0 | 0 | 0 | 0 | 0 | 0 | 0 | 0 | 0 | 0 | 0 | 0 | 0 | 0
SA1 | Solar PV | 0 | 0 | 0 | 0 | 0 | 0 | 0 | 0 | 0 | 0 | 0 | 0 | 0 | 0 | 0 | 0 | 0 | 0 | 0 | 0 | 0 | 0 | 0 | 0 | 0 | 0 | 0
SA1 | Grid Battery | 0 | 0 | 0 | 0 | 0 | 0 | 0 | 0 | 0 | 0 | 0 | 0 | 0 | 0 | 0 | 0 | 0 | 0 | 0 | 0 | 0 | 0 | 0 | 0 | 0 | 0 | 0
SA1 | Pumped Hydro | 0 | 0 | 0 | 0 | 0 | 0 | 0 | 0 | 0 | 0 | 0 | 0 | 0 | 0 | 0 | 0 | 0 | 0 | 0 | 0 | 0 | 0 | 0 | 0 | 0 | 0 | 0
SA1 | VPP | 0 | 0 | 0 | 0 | 0 | 0 | 0 | 0 | 0 | 0 | 0 | 0 | 0 | 0 | 0 | 0 | 0 | 0 | 0 | 0 | 0 | 0 | 0 | 0 | 0 | 0 | 0
Total excluding storage |  | 0 | 0 | 0 | 0 | 0 | 0 | 0 | 0 | 0 | 0 | 0 | 0 | 0 | 0 | 0 | 0 | 0 | 0 | 0 | 0 | 0 | 0 | 0 | 0 | 0 | 0 | 0
Region | Technology | 2023-24 | 2024-25 | 2025-26 | 2026-27 | 2027-28 | 2028-29 | 2029-30 | 2030-31 | 2031-32 | 2032-33 | 2033-34 | 2034-35 | 2035-36 | 2036-37 | 2037-38 | 2038-39 | 2039-40 | 2040-41 | 2041-42 | 2042-43 | 2043-44 | 2044-45 | 2045-46 | 2046-47 | 2047-48 | 2048-49 | 2049-50
TAS1 | Black Coal | 0 | 0 | 0 | 0 | 0 | 0 | 0 | 0 | 0 | 0 | 0 | 0 | 0 | 0 | 0 | 0 | 0 | 0 | 0 | 0 | 0 | 0 | 0 | 0 | 0 | 0 | 0
TAS1 | Brown Coal | 0 | 0 | 0 | 0 | 0 | 0 | 0 | 0 | 0 | 0 | 0 | 0 | 0 | 0 | 0 | 0 | 0 | 0 | 0 | 0 | 0 | 0 | 0 | 0 | 0 | 0 | 0
TAS1 | CCGT | 0 | 0 | 0 | 0 | 0 | 0 | 0 | 0 | 0 | 0 | 0 | 0 | 0 | 0 | 0 | 0 | 0 | 0 | 0 | 0 | 0 | 0 | 0 | 0 | 0 | 0 | 0
TAS1 | Gas - Steam | 0 | 0 | 0 | 0 | 0 | 0 | 0 | 0 | 0 | 0 | 0 | 0 | 0 | 0 | 0 | 0 | 0 | 0 | 0 | 0 | 0 | 0 | 0 | 0 | 0 | 0 | 0
TAS1 | OCGT / Diesel | 0 | 0 | 0 | 0 | 0 | 0 | 0 | 0 | 0 | 0 | 0 | 0 | 0 | 0 | 0 | 0 | 0 | 0 | 0 | 0 | 0 | 0 | 0 | 0 | 0 | 0 | 0
TAS1 | Hydro | 0 | 0 | 0 | 0 | 0 | 0 | 0 | 0 | 0 | 0 | 0 | 0 | 0 | 0 | 0 | 0 | 0 | 0 | 0 | 0 | 0 | 0 | 0 | 0 | 0 | 0 | 0
TAS1 | Hydrogen Turbine | 0 | 0 | 0 | 0 | 0 | 0 | 0 | 0 | 0 | 0 | 0 | 0 | 0 | 0 | 0 | 0 | 0 | 0 | 0 | 0 | 0 | 0 | 0 | 0 | 0 | 0 | 0
TAS1 | Wind | 0 | 0 | 0 | 0 | 0 | 0 | 0 | 0 | 0 | 0 | 0 | 0 | 0 | 0 | 0 | 0 | 0 | 0 | 0 | 0 | 0 | 0 | 0 | 0 | 0 | 0 | 0
TAS1 | Solar PV | 0 | 0 | 0 | 0 | 0 | 0 | 0 | 0 | 0 | 0 | 0 | 0 | 0 | 0 | 0 | 0 | 0 | 0 | 0 | 0 | 0 | 0 | 0 | 0 | 0 | 0 | 0
TAS1 | Grid Battery | 0 | 0 | 0 | 0 | 0 | 0 | 0 | 0 | 0 | 0 | 0 | 0 | 0 | 0 | 0 | 0 | 0 | 0 | 0 | 0 | 0 | 0 | 0 | 0 | 0 | 0 | 0
TAS1 | Pumped Hydro | 0 | 0 | 0 | 0 | 0 | 0 | 0 | 0 | 0 | 0 | 0 | 0 | 0 | 0 | 0 | 0 | 0 | 0 | 0 | 0 | 0 | 0 | 0 | 0 | 0 | 0 | 0
TAS1 | VPP | 0 | 0 | 0 | 0 | 0 | 0 | 0 | 0 | 0 | 0 | 0 | 0 | 0 | 0 | 0 | 0 | 0 | 0 | 0 | 0 | 0 | 0 | 0 | 0 | 0 | 0 | 0
Total excluding storage |  | 0 | 0 | 0 | 0 | 0 | 0 | 0 | 0 | 0 | 0 | 0 | 0 | 0 | 0 | 0 | 0 | 0 | 0 | 0 | 0 | 0 | 0 | 0 | 0 | 0 | 0 | 0

## BaseCase_REZ Tx Cost
REZ transmission expansion cost by region ($000s) - BaseCase, Hydrogen Superpower Scenario
REZ Expansion | Real June 2021 dollars discounted to 1 July 2021. As with the total capital costs, the REZ transmission expansion costs are annualised for modelling purposes.
Explicitly modelled generation
Region | Technology | 2023-24 | 2024-25 | 2025-26 | 2026-27 | 2027-28 | 2028-29 | 2029-30 | 2030-31 | 2031-32 | 2032-33 | 2033-34 | 2034-35 | 2035-36 | 2036-37 | 2037-38 | 2038-39 | 2039-40 | 2040-41 | 2041-42 | 2042-43 | 2043-44 | 2044-45 | 2045-46 | 2046-47 | 2047-48 | 2048-49 | 2049-50 | Sum | Raw | Equal
NSW1 | Transmission | 7.0404e-06 | 9896.5945 | 9478.2064 | 26047.1658 | 28318.8388 | 32157.5368 | 32094.0877 | 38872.4143 | 36944.1283 | 34919.892 | 34091.4794 | 35299.4916 | 34057.8202 | 43458.9707 | 60989.258 | 63744.555 | 60582.4737 | 69794.3209 | 71684.7374 | 74032.0977 | 76816.1689 | 72690.609 | 70831.696 | 85003.8695 | 81522.5773 | 77055.8062 | 74194.9191 | 1334579.7154 | 1334579.7154 | TRUE
QLD1 | Transmission | 69.4631 | 6473.1553 | 75984.2045 | 142010.6188 | 216825.5492 | 257369.1926 | 318911.3534 | 356051.7764 | 362390.7707 | 354449.5392 | 390542.3086 | 617916.634 | 667671.6983 | 709854.8251 | 761209.0691 | 752265.1292 | 716238.3976 | 697077.7532 | 690693.1843 | 727211.8693 | 706603.9554 | 742556.1344 | 758453.4048 | 1029747.7519 | 988332.3513 | 948665.7314 | 999572.6982 | 14995148.5192 | 14995148.5192 | TRUE
VIC1 | Transmission | 0 | 4295.3026 | 6029.9346 | 12349.7233 | 12563.9281 | 13373.2634 | 12676.079 | 17360.5108 | 18070.4776 | 17372.5077 | 19495.2569 | 18478.9165 | 18290.0218 | 17395.1869 | 19875.3428 | 25188.7847 | 24309.9068 | 24930.0989 | 23980.4105 | 28185.7352 | 41880.4967 | 41034.941 | 38937.0886 | 37956.3798 | 45772.4014 | 44836.9495 | 42523.2109 | 627162.8559 | 627162.8559 | TRUE
SA1 | Transmission | 11745.7038 | 27076.5369 | 25966.9442 | 37255.6995 | 35810.1186 | 74801.2172 | 72425.0792 | 77640.2986 | 77020.9074 | 74153.5644 | 99930.3415 | 119788.1357 | 123518.0497 | 150827.539 | 166783.2551 | 169767.9251 | 168545.6676 | 170816.7835 | 251205.3659 | 246419.2106 | 299477.6261 | 283081.9383 | 270489.3525 | 272405.6713 | 274666.1919 | 271554.3128 | 292911.259 | 4146084.6954 | 4146084.6954 | TRUE
TAS1 | Transmission | 0 | 9550.5929 | 11505.4573 | 12824.103 | 26126.3943 | 78268.5905 | 74294.0624 | 73683.1301 | 70028.0407 | 66379.9342 | 73715.2077 | 78372.8958 | 75919.7097 | 76422.5556 | 91080.7359 | 88778.8222 | 86699.4517 | 83609.4102 | 80463.3532 | 83090.6514 | 81917.0778 | 77505.9545 | 73773.3326 | 80742.4315 | 85742.7267 | 89032.7066 | 84517.92 | 1814045.2487 | 1814045.2487 | TRUE
NEM | Total | 11815.1669 | 57292.1822 | 128964.747 | 230487.3104 | 319644.8289 | 455969.8004 | 510400.6617 | 563608.1301 | 564454.3247 | 547275.4374 | 617774.5941 | 869856.0736 | 919457.2998 | 997959.0774 | 1099937.6608 | 1099745.2162 | 1056375.8976 | 1046228.3667 | 1118027.0514 | 1158939.5642 | 1206695.325 | 1216869.5773 | 1212484.8746 | 1505856.1039 | 1476036.2486 | 1431145.5064 | 1493720.0072

## BaseCase_USE+DSP Cost
USE+DSP cost by region ($000s) - BaseCase, Hydrogen Superpower Scenario
USE+DSP | Real June 2021 dollars discounted to 1 July 2021
Explicitly modelled generation
Region | Technology | 2023-24 | 2024-25 | 2025-26 | 2026-27 | 2027-28 | 2028-29 | 2029-30 | 2030-31 | 2031-32 | 2032-33 | 2033-34 | 2034-35 | 2035-36 | 2036-37 | 2037-38 | 2038-39 | 2039-40 | 2040-41 | 2041-42 | 2042-43 | 2043-44 | 2044-45 | 2045-46 | 2046-47 | 2047-48 | 2048-49 | 2049-50
NSW1 | USE+DSP | 35852.3747 | 27833.1381 | 21404.7494 | 28955.7741 | 580.6392 | 39513.9133 | 0.091663 | 18006.1023 | 0.092333 | 251.6135 | 0.091721 | 0.092314 | 0.090705 | 0.09092 | 14276.9394 | 0.091613 | 0.09065 | 0.09088 | 0.089875 | 0.09049 | 635.5156 | 0.089186 | 0.08955 | 0.09228 | 0.090565 | 0.08936 | 0.090047
QLD1 | USE+DSP | 0.010909 | 0.010516 | 12313.6692 | 29479.2934 | 755.1226 | 39614.564 | 0.010978 | 5961.2213 | 26.3467 | 1078.0816 | 0.01104 | 0.011056 | 0.011041 | 0.011026 | 0.011276 | 0.011152 | 0.012996 | 0.010933 | 0.010802 | 0.01085 | 0.010891 | 0.010831 | 0.010805 | 0.011201 | 0.010807 | 0.01074 | 0.010776
VIC1 | USE+DSP | 30301.9431 | 5413.8304 | 4.2903 | 4926.5076 | 6477.7098 | 7603.5897 | 605.0796 | 1035.1486 | 491.1998 | 30.82 | 6.2416 | 966.1123 | 2400.4286 | 0.12069 | 34.3707 | 0.12263 | 2614.1063 | 0.11971 | 3961.6385 | 0.23756 | 2895.8763 | 10538.0725 | 0.11769 | 0.14037 | 32.8974 | 75.1293 | 0.39582
SA1 | USE+DSP | 818.2637 | 0.012594 | 0.013049 | 1054.4271 | 60.6295 | 7.7145 | 0.012856 | 151.1596 | 0.013025 | 0.01271 | 0.012949 | 0.01301 | 0.012678 | 0.012728 | 0.012992 | 0.012723 | 0.012942 | 0.012613 | 0.012663 | 0.012743 | 0.013492 | 0.012504 | 0.0124 | 0.012662 | 0.012608 | 0.012672 | 0.012575
TAS1 | USE+DSP | 0.0081117 | 0.0073722 | 0.0074789 | 0.0075192 | 0.0076752 | 0.007877 | 0.0079814 | 0.0080385 | 0.008038 | 0.0080413 | 0.0080648 | 0.0081906 | 0.0079623 | 0.0080234 | 0.0084698 | 0.0083405 | 0.0084779 | 0.0082015 | 0.0081505 | 0.0082014 | 0.0085719 | 0.0079663 | 0.0079195 | 0.008413 | 0.0083548 | 0.0086398 | 0.0083826
NEM | Total | 66972.6005 | 33246.999 | 33722.7295 | 64416.0098 | 7874.1088 | 86739.7894 | 605.203 | 25153.6398 | 517.6599 | 1360.5359 | 6.3654 | 966.2369 | 2400.551 | 0.24339 | 14311.3428 | 0.24646 | 2614.2314 | 0.24233 | 3961.76 | 0.35984 | 3531.4248 | 10538.1929 | 0.23836 | 0.26493 | 33.0198 | 75.2507 | 0.5176

## Option 3A_CF
Annual capacity factor by technology - Option 3A, Hydrogen Superpower Scenario
Explicitly modelled generation
Region | Technology | 2023-24 | 2024-25 | 2025-26 | 2026-27 | 2027-28 | 2028-29 | 2029-30 | 2030-31 | 2031-32 | 2032-33 | 2033-34 | 2034-35 | 2035-36 | 2036-37 | 2037-38 | 2038-39 | 2039-40 | 2040-41 | 2041-42 | 2042-43 | 2043-44 | 2044-45 | 2045-46 | 2046-47 | 2047-48 | 2048-49 | 2049-50
NEM | Black Coal | 59.32% | 41.96% | 40.79% | 51.65% | 50.44% | 53.62% | 54.55% | - | - | - | - | - | - | - | - | - | - | - | - | - | - | - | - | - | - | - | -
NEM | Brown Coal | 62.69% | 49.19% | 59.42% | 55.65% | 60.88% | 57.59% | 58.92% | - | - | - | - | - | - | - | - | - | - | - | - | - | - | - | - | - | - | - | -
NEM | CCGT | 27.49% | 15.61% | 26.21% | 27.91% | 25.77% | 28.77% | 27.43% | 30.52% | 32.19% | 23.91% | 29.15% | 30.3% | 16.61% | 11.69% | 28.43% | 12.14% | 11.95% | 48.01% | 48.03% | 49.65% | 49.44% | 48.67% | 41.01% | 35.6% | 34.42% | 30.55% | 33.88%
NEM | Gas - Steam | 1.959% | 1.062% | 4.828% | 4.311% | 12.17% | 30.66% | 6.004% | 16.61% | 6.968% | 4.333% | 1.814% | 3.815% | 2.828% | 2.301% | 5.444% | 3.444% | - | - | - | - | - | - | - | - | - | - | -
NEM | OCGT / Diesel | 0.8569% | 0.3079% | 0.8537% | 0.8071% | 1.253% | 3.091% | 0.4983% | 2.913% | 1.038% | 0.7088% | 0.1298% | 0.6689% | 0.3641% | 0.2351% | 0.454% | 0.1927% | 0.6412% | 4.22% | 2.399% | 2.22% | 7.408% | 0.2966% | 0.1709% | 5.139% | 0.07764% | 0.1092% | 0.157%
NEM | Hydro | 27.03% | 21.23% | 22.73% | 22.28% | 23.51% | 28.81% | 27.85% | 25.01% | 25.13% | 22.65% | 25.85% | 26.31% | 23.68% | 21.58% | 28.01% | 24.27% | 23.18% | 24.56% | 21.42% | 23.12% | 26.52% | 24.21% | 19.82% | 28.93% | 24.55% | 27.29% | 29.27%
NEM | Hydrogen Turbine | - | - | - | - | - | - | - | 15.55% | 15.64% | 8.037% | 13.68% | 27.15% | 12.31% | 21.31% | 39.64% | 39.69% | 42.01% | 41.37% | 33.5% | 39.75% | 47.36% | 33.43% | 37.4% | 50.62% | 49.05% | 47.8% | 47.44%
NEM | Wind | 32.81% | 32.87% | 34.55% | 35.67% | 37.99% | 36.31% | 36.85% | 36.28% | 38.28% | 36.98% | 35.67% | 35.88% | 37.61% | 38.71% | 37.31% | 37.42% | 37.12% | 38.28% | 37.44% | 35.45% | 35.16% | 36.24% | 37.04% | 36.21% | 36.6% | 36.33% | 36.65%
NEM | Solar PV | 26.41% | 19.53% | 22.39% | 23.94% | 24.21% | 20.98% | 22.33% | 22.63% | 23.26% | 23.31% | 23.33% | 22.98% | 24.04% | 23.96% | 20% | 21.61% | 22.36% | 23.06% | 23.94% | 23.43% | 23.53% | 24.43% | 24.41% | 20.12% | 22.06% | 22.89% | 23.58%
NEM | Grid Battery | 4.115% | 4.731% | 7.806% | 14.25% | 16.17% | 18.24% | 18.57% | 20.27% | 19.93% | 20.98% | 20.6% | 20.62% | 20.88% | 21.03% | 17.92% | 18.6% | 19.38% | 19% | 20.49% | 19.05% | 19% | 19.77% | 19.95% | 16.6% | 17.7% | 17.71% | 18.46%
NEM | Pumped Hydro | 7.385% | 16.83% | 16.25% | 21.03% | 22.09% | 21.31% | 21.29% | 22.59% | 21.79% | 22.91% | 21.94% | 21% | 21.95% | 21.14% | 20.63% | 20.85% | 21.01% | 19.85% | 21.46% | 19.93% | 19.64% | 20.98% | 19.54% | 19.79% | 19.51% | 19.41% | 17.84%
NEM | VPP | 7.095% | 8.595% | 8.176% | 8.269% | 8.097% | 7.507% | 7.404% | 7.199% | 6.991% | 7.128% | 7.135% | 7.011% | 7.138% | 7.133% | 6.681% | 6.567% | 6.688% | 6.368% | 6.686% | 6.396% | 6.342% | 6.579% | 6.645% | 6.2% | 6.358% | 6.467% | 6.35%
Region | Technology | 2023-24 | 2024-25 | 2025-26 | 2026-27 | 2027-28 | 2028-29 | 2029-30 | 2030-31 | 2031-32 | 2032-33 | 2033-34 | 2034-35 | 2035-36 | 2036-37 | 2037-38 | 2038-39 | 2039-40 | 2040-41 | 2041-42 | 2042-43 | 2043-44 | 2044-45 | 2045-46 | 2046-47 | 2047-48 | 2048-49 | 2049-50
NSW1 | Black Coal | 61.79% | 42.23% | 38.41% | 58.1% | 55.24% | 56.54% | 53.02% | - | - | - | - | - | - | - | - | - | - | - | - | - | - | - | - | - | - | - | -
NSW1 | Brown Coal | bar: 2023-24 to 2049-50
NSW1 | CCGT | 13% | 1.687% | 18.2% | 31.15% | 30.27% | 32.52% | 31.04% | 36.76% | 36.3% | 30.82% | 34.67% | 38.67% | 25.17% | 22.82% | 29.7% | 26.72% | 21.02% | 50.25% | 49.14% | 51.58% | - | - | - | - | - | - | -
NSW1 | Gas - Steam | bar: 2023-24 to 2049-50
NSW1 | OCGT / Diesel | 0.06129% | 0.01617% | 0.101% | 0.3813% | 0.2276% | 0.7059% | 0.0438% | 1.225% | 0.4139% | 0.4403% | 0.01761% | 0.1977% | 2.372e-06% | 2.351e-06% | 0.1458% | 0.001283% | 0.09997% | 3.137% | 0.3443% | 0.3845% | 3.144% | 0.2589% | 0.03067% | 1.596% | 1.005e-05% | 0.03037% | 0.1677%
NSW1 | Hydro | 9.198% | 14.56% | 14.37% | 14.1% | 12.88% | 18.54% | 15.17% | 13.84% | 13.44% | 12.7% | 14.77% | 15.48% | 14.54% | 12.36% | 17.71% | 14.94% | 13.33% | 13.1% | 12.45% | 13.98% | 15.29% | 14.6% | 11.63% | 17.9% | 18.02% | 17.83% | 17.83%
NSW1 | Hydrogen Turbine | - | - | - | - | - | - | - | 15.55% | 15.64% | 8.037% | 13.68% | 27.15% | 12.31% | 21.31% | 36.58% | 37.25% | 34.8% | 38.94% | 21.22% | 32.96% | 45.37% | 25.33% | 33.65% | 49.98% | 41.06% | 37.55% | 40.61%
NSW1 | Wind | 36.21% | 32.93% | 32.99% | 33.68% | 34.51% | 34.28% | 33.25% | 32.98% | 32.78% | 32.82% | 32.16% | 32.08% | 33.93% | 34% | 34.31% | 33.38% | 33.43% | 32.56% | 33.11% | 32.3% | 32.05% | 33.39% | 33.7% | 34.12% | 33.47% | 33.18% | 31.71%
NSW1 | Solar PV | 26.94% | 19.46% | 21.4% | 24.04% | 24.86% | 21.04% | 21.84% | 23.73% | 23.88% | 23.46% | 23.2% | 22.35% | 24.21% | 24.11% | 20.63% | 21.42% | 23.18% | 23.68% | 24.14% | 23.5% | 23.05% | 24.55% | 24.19% | 20.72% | 21.36% | 23.18% | 23.3%
NSW1 | Grid Battery | 3.936% | 6.093% | 11.04% | 19.56% | 20.4% | 20.43% | 20.7% | 21.83% | 21.6% | 22.47% | 21.68% | 20.96% | 21.86% | 22.31% | 19.46% | 19.51% | 21.09% | 20.12% | 21.56% | 20.14% | 19.22% | 20.94% | 21.75% | 18.91% | 19.21% | 20.4% | 19.27%
NSW1 | Pumped Hydro | 5.025% | 14.45% | 17.28% | 27% | 23.54% | 24.49% | 22.96% | 24.03% | 22.25% | 24.4% | 23.64% | 22.95% | 24.61% | 24% | 23.84% | 22.6% | 22.7% | 20.69% | 23.26% | 21.31% | 21.32% | 23.31% | 21.39% | 23.57% | 22.67% | 22.64% | 20.3%
NSW1 | VPP | 5.856% | 8.442% | 7.846% | 8.268% | 8.078% | 7.611% | 7.534% | 7.31% | 7.159% | 7.253% | 7.297% | 7.07% | 7.283% | 7.25% | 6.87% | 6.731% | 6.928% | 6.573% | 6.786% | 6.546% | 6.418% | 6.82% | 6.877% | 6.378% | 6.375% | 6.728% | 6.602%
Region | Technology | 2023-24 | 2024-25 | 2025-26 | 2026-27 | 2027-28 | 2028-29 | 2029-30 | 2030-31 | 2031-32 | 2032-33 | 2033-34 | 2034-35 | 2035-36 | 2036-37 | 2037-38 | 2038-39 | 2039-40 | 2040-41 | 2041-42 | 2042-43 | 2043-44 | 2044-45 | 2045-46 | 2046-47 | 2047-48 | 2048-49 | 2049-50
QLD1 | Black Coal | 56.8% | 41.67% | 44.89% | 46.24% | 48.06% | 51.22% | 57.04% | - | - | - | - | - | - | - | - | - | - | - | - | - | - | - | - | - | - | - | -
QLD1 | Brown Coal | bar: 2023-24 to 2049-50
QLD1 | CCGT | 30.7% | 18.61% | 29.65% | 30.85% | 27.26% | 28.57% | 28.6% | 30.48% | 35.07% | 30.66% | 32.85% | 31.38% | 20.96% | 14.02% | 32.84% | 8.939% | 10.55% | 56.44% | 56.92% | 58.52% | 59.07% | 58.14% | 61.13% | 76.75% | 74.19% | 65.85% | 73.03%
QLD1 | Gas - Steam | bar: 2023-24 to 2049-50
QLD1 | OCGT / Diesel | 0.023% | 2.063e-06% | 0.031% | 0.2937% | 0.4165% | 1.01% | 0.265% | 2.593% | 1.497% | 0.7406% | 0.06528% | 3.857e-06% | 3.785e-06% | 3.771e-06% | 0.005662% | 3.915e-06% | 0.4657% | 1.474% | 0.1916% | 1.625e-05% | 0.5175% | 1.499e-05% | 0.1193% | 19.87% | 2.416e-05% | 2.319e-05% | 4.816e-05%
QLD1 | Hydro | 54.49% | 52.38% | 54.94% | 52.16% | 52.73% | 52.89% | 53.35% | 50.4% | 52.2% | 53.19% | 52.07% | 51.98% | 52.43% | 51.29% | 37.28% | 38.67% | 36.48% | 37.62% | 37.12% | - | - | - | - | - | - | - | -
QLD1 | Hydrogen Turbine | bar: 2023-24 to 2049-50
QLD1 | Wind | 40.68% | 33.41% | 36.8% | 37.69% | 39.58% | 39.15% | 39.04% | 38.59% | 38.41% | 37.95% | 34.53% | 35.17% | 36.64% | 38.36% | 37.13% | 37.82% | 38.59% | 37.73% | 37.96% | 34.35% | 34.34% | 34.94% | 35.73% | 35.8% | 36.59% | 37.76% | 36.18%
QLD1 | Solar PV | 26.82% | 20.2% | 25.18% | 25.67% | 25.21% | 21.48% | 23.96% | 22.82% | 24.06% | 24.24% | 24.91% | 24.89% | 25.35% | 24.81% | 20.13% | 22.86% | 23.4% | 24.88% | 24.91% | 25.06% | 24.87% | 25.57% | 25% | 19.89% | 22.88% | 23.99% | 25.3%
QLD1 | Grid Battery | 5.74% | 6.669% | 5.987% | 6.093% | 6.107% | 21.95% | 22.8% | 23.11% | 23.35% | 24.01% | 23.58% | 22.88% | 22.63% | 22.37% | 18.64% | 20.54% | 20.84% | 21.49% | 22.45% | 21.26% | 21.16% | 21.27% | 20.5% | 16.6% | 18.85% | 18.85% | 20.22%
QLD1 | Pumped Hydro | 8.379% | 17.83% | 15.75% | 18.76% | 20.06% | 17.26% | 19.8% | 21.83% | 21.34% | 22.02% | 20.82% | 19.79% | 20.14% | 19.08% | 16.52% | 18.11% | 19.22% | 18.32% | 19.13% | 17.63% | 17.72% | 17.18% | 16.79% | 15.6% | 15.81% | 16.23% | 15.45%
QLD1 | VPP | 7.886% | 9.163% | 8.144% | 8.175% | 8.093% | 7.774% | 7.62% | 7.47% | 7.371% | 7.353% | 7.466% | 7.389% | 7.366% | 7.273% | 6.708% | 6.8% | 6.835% | 6.842% | 6.948% | 6.897% | 6.936% | 6.99% | 6.887% | 6.339% | 6.813% | 6.774% | 6.967%
Region | Technology | 2023-24 | 2024-25 | 2025-26 | 2026-27 | 2027-28 | 2028-29 | 2029-30 | 2030-31 | 2031-32 | 2032-33 | 2033-34 | 2034-35 | 2035-36 | 2036-37 | 2037-38 | 2038-39 | 2039-40 | 2040-41 | 2041-42 | 2042-43 | 2043-44 | 2044-45 | 2045-46 | 2046-47 | 2047-48 | 2048-49 | 2049-50
VIC1 | Black Coal | bar: 2023-24 to 2049-50
VIC1 | Brown Coal | 62.69% | 49.19% | 59.42% | 55.65% | 60.88% | 57.59% | 58.92% | - | - | - | - | - | - | - | - | - | - | - | - | - | - | - | - | - | - | - | -
VIC1 | CCGT | bar: 2023-24 to 2049-50
VIC1 | Gas - Steam | 0.5064% | 0.345% | 4.017% | 4.311% | 12.17% | 30.66% | 6.004% | 16.61% | 6.968% | 4.333% | 1.814% | 3.815% | 2.828% | 2.301% | 5.444% | 3.444% | - | - | - | - | - | - | - | - | - | - | -
VIC1 | OCGT / Diesel | 0.1673% | 0.07267% | 0.6019% | 1.068% | 1.929% | 6.608% | 0.964% | 3.213% | 1.165% | 0.9543% | 0.1716% | 1.643% | 1.08% | 0.7964% | 1.197% | 0.7422% | 2.184% | 4.61% | 2.823% | 2.059% | 6.924% | 0.8447% | 0.5231% | 1.572% | 0.4671% | 0.5681% | 0.3207%
VIC1 | Hydro | 13.91% | 16.78% | 17.37% | 16.49% | 13.78% | 20.66% | 17.23% | 14.94% | 14.93% | 13.62% | 16.67% | 17.23% | 16.38% | 13.72% | 20.65% | 17.29% | 14.95% | 14.95% | 13.65% | 16.69% | 17.28% | 16.38% | 13.73% | 20.68% | 20.72% | 20.69% | 20.69%
VIC1 | Hydrogen Turbine | - | - | - | - | - | - | - | - | - | - | - | - | - | - | 44.29% | 43.41% | 47.29% | 43.15% | 42.51% | 44.73% | 47.69% | 34.4% | 37.85% | 50.83% | 51.72% | 50.48% | 49.11%
VIC1 | Wind | 28.21% | 28.99% | 30.42% | 31.29% | 35.17% | 31.23% | 33.34% | 32.66% | 36.99% | 33.18% | 34.48% | 33.65% | 35.32% | 36.67% | 33.43% | 35.69% | 33.84% | 38.12% | 34.13% | 35.32% | 33.91% | 35.16% | 37.25% | 33.54% | 35.91% | 33.44% | 37.28%
VIC1 | Solar PV | 23.38% | 17.34% | 18.15% | 18.67% | 19.97% | 17.4% | 17.74% | 19.51% | 18.92% | 18.71% | 18.62% | 17.32% | 18.4% | 19.42% | 16.55% | 16.84% | 17.28% | 17.37% | 18.98% | 18.28% | 18.11% | 19.06% | 19.88% | 16.44% | 17.06% | 17.95% | 16.85%
VIC1 | Grid Battery | 3.874% | 4.888% | 4.93% | 12.8% | 16.31% | 14.87% | 14.6% | 16.02% | 14.5% | 16.53% | 15.62% | 15.47% | 16.12% | 16.56% | 14.87% | 14.37% | 15.22% | 13.24% | 16.67% | 15.33% | 14.95% | 15.14% | 15.61% | 14.15% | 14.33% | 14.85% | 13.3%
VIC1 | Pumped Hydro | - | - | - | 24.2% | 27.27% | 26.26% | 25.48% | 27.88% | 26.97% | 26.3% | 25.72% | 24.87% | 26.68% | 26.61% | 23.9% | 23.77% | 25.82% | 24.08% | 26.19% | 24.95% | 23.7% | 25.97% | 25.09% | 23.62% | 24.63% | 25.77% | 24.5%
VIC1 | VPP | 6.718% | 8.579% | 8.922% | 8.847% | 8.511% | 7.396% | 7.39% | 7.07% | 6.524% | 6.747% | 6.66% | 6.47% | 6.757% | 6.816% | 6.415% | 6.19% | 6.263% | 5.579% | 6.237% | 5.629% | 5.444% | 5.761% | 5.91% | 5.597% | 5.707% | 5.664% | 5.174%
Region | Technology | 2023-24 | 2024-25 | 2025-26 | 2026-27 | 2027-28 | 2028-29 | 2029-30 | 2030-31 | 2031-32 | 2032-33 | 2033-34 | 2034-35 | 2035-36 | 2036-37 | 2037-38 | 2038-39 | 2039-40 | 2040-41 | 2041-42 | 2042-43 | 2043-44 | 2044-45 | 2045-46 | 2046-47 | 2047-48 | 2048-49 | 2049-50
SA1 | Black Coal | bar: 2023-24 to 2049-50
SA1 | Brown Coal | bar: 2023-24 to 2049-50
SA1 | CCGT | 37.3% | 24.29% | 32.77% | 27.31% | 27.65% | 37.57% | 31.68% | 37.44% | 32.75% | 7.188% | 24.84% | 32% | 2.918% | 1.67% | - | - | - | - | - | - | - | - | - | - | - | - | -
SA1 | Gas - Steam | 2.867% | 1.51% | 5.335% | - | - | - | - | - | - | - | - | - | - | - | - | - | - | - | - | - | - | - | - | - | - | - | -
SA1 | OCGT / Diesel | 4.003% | 1.591% | 3.746% | 2.019% | 3.486% | 5.984% | 1.086% | 7.577% | 1.664% | 1.012% | 0.5614% | 1.446% | 0.782% | 0.2681% | 0.792% | 1.069e-05% | 0.3646% | 13.21% | 13.68% | 13.73% | 37.91% | 2.824e-05% | 2.577e-05% | 3.463e-05% | 3.18e-05% | 3.673e-05% | 3.614e-05%
SA1 | Hydro | bar: 2023-24 to 2049-50
SA1 | Hydrogen Turbine | bar: 2023-24 to 2049-50
SA1 | Wind | 33.16% | 30.57% | 29.62% | 34.25% | 34.34% | 32.95% | 33.8% | 33% | 35.38% | 33.67% | 34.41% | 31.28% | 35.44% | 34.86% | 33.87% | 34.85% | 33.45% | 35.4% | 34.82% | 34.38% | 32.48% | 35.3% | 35.29% | 34.5% | 35.58% | 33.69% | 35.06%
SA1 | Solar PV | 26.05% | 19.82% | 21.3% | 22.56% | 23.69% | 22.32% | 23.02% | 22.44% | 23.98% | 24.64% | 23.59% | 23% | 24.48% | 25.43% | 21.33% | 22.69% | 23.11% | 23.57% | 25.81% | 23.69% | 24.86% | 25.33% | 26.36% | 22.4% | 24.25% | 24.59% | 24.83%
SA1 | Grid Battery | 3.984% | 4.061% | 4.057% | 4.02% | 4.064% | 3.818% | 3.741% | 12.71% | 14.62% | 18.09% | 17.64% | 18.52% | 19% | 19.98% | 16.46% | 16.75% | 17.49% | 16.44% | 19.52% | 16.92% | 17.89% | 18.8% | 19.9% | 16.64% | 17.58% | 17.04% | 17.08%
SA1 | Pumped Hydro | bar: 2023-24 to 2049-50
SA1 | VPP | 8.282% | 8.398% | 8.183% | 7.851% | 7.724% | 7.086% | 6.919% | 6.879% | 6.667% | 7.15% | 7.064% | 7.206% | 7.185% | 7.279% | 6.812% | 6.482% | 6.684% | 6.355% | 6.858% | 6.572% | 6.781% | 6.856% | 7.155% | 6.812% | 6.749% | 6.846% | 6.749%
Region | Technology | 2023-24 | 2024-25 | 2025-26 | 2026-27 | 2027-28 | 2028-29 | 2029-30 | 2030-31 | 2031-32 | 2032-33 | 2033-34 | 2034-35 | 2035-36 | 2036-37 | 2037-38 | 2038-39 | 2039-40 | 2040-41 | 2041-42 | 2042-43 | 2043-44 | 2044-45 | 2045-46 | 2046-47 | 2047-48 | 2048-49 | 2049-50
TAS1 | Black Coal | bar: 2023-24 to 2049-50
TAS1 | Brown Coal | bar: 2023-24 to 2049-50
TAS1 | CCGT | bar: 2023-24 to 2049-50
TAS1 | Gas - Steam | bar: 2023-24 to 2049-50
TAS1 | OCGT / Diesel | 6.139e-06% | 9.547e-06% | 1.024e-05% | 0.03267% | 0.0883% | 0.01061% | 1.426e-05% | 1.593e-05% | 0.07929% | 0.3582% | 1.669e-05% | 1.769e-05% | 1.661e-05% | 1.746e-05% | 1.931e-05% | 1.987e-05% | 2.122e-05% | 0.0001012% | 9.339e-05% | 0.0001021% | 0.0001372% | 9.781e-05% | 9.921e-05% | 0.0001343% | 0.0001297% | 0.0001529% | 0.0001498%
TAS1 | Hydro | 54.69% | 29.93% | 33.85% | 33.71% | 40.91% | 44.77% | 48.29% | 43.48% | 44.12% | 38.67% | 43.41% | 43.54% | 37.48% | 35.91% | 44.5% | 39.34% | 39.9% | 44.08% | 36.8% | 37.87% | 45.85% | 40.66% | 33.34% | 47.16% | 34.4% | 42.51% | 48.2%
TAS1 | Hydrogen Turbine | - | - | - | - | - | - | - | - | - | - | - | - | - | - | - | - | - | - | - | - | - | - | - | - | - | 51.18% | 48.57%
TAS1 | Wind | 37.86% | 46.86% | 50.57% | 50.7% | 53.37% | 51.32% | 48.49% | 47.85% | 51.72% | 50.42% | 46.18% | 48.13% | 48.46% | 50.35% | 46.83% | 44.75% | 44.23% | 47.9% | 46.43% | 43.06% | 44.91% | 44.72% | 46.84% | 43.78% | 41.36% | 40.52% | 43.83%
TAS1 | Solar PV | - | - | - | - | 20.87% | 17.84% | 17.96% | 17.99% | 16.72% | 17.87% | 19.69% | 19.61% | 20.92% | 20.29% | 17.5% | 18.4% | 18.87% | 17.8% | 18.82% | 19.73% | 19.81% | 20.92% | 20.17% | 17.7% | 18.71% | 19.04% | 17.77%
TAS1 | Grid Battery | - | - | - | - | - | - | - | - | - | - | - | - | - | - | - | - | - | - | 15.36% | 15.09% | 14.48% | 15.83% | 15.97% | 14.39% | 14.48% | 14.79% | 14.23%
TAS1 | Pumped Hydro | - | - | - | - | - | 17.79% | 17.95% | 17.61% | 20.86% | 20.31% | 19.51% | 19.18% | 20.13% | 19.36% | 20.44% | 21.2% | 20.46% | 20.14% | 21.29% | 20.26% | 19.23% | 21.55% | 19.69% | 18.95% | 18.96% | 18.21% | 16.84%
TAS1 | VPP | 4.095% | 6.559% | 5.633% | 5.833% | 5.842% | 6.277% | 5.392% | 5.188% | 6.507% | 6.38% | 5.816% | 5.848% | 5.713% | 6.123% | 5.611% | 5.506% | 5.8% | 5.947% | 5.965% | 5.462% | 5.561% | 5.559% | 5.858% | 5.606% | 5.858% | 5.94% | 6.278%
Explicitly modelled pumping
Region | Technology | 2023-24 | 2024-25 | 2025-26 | 2026-27 | 2027-28 | 2028-29 | 2029-30 | 2030-31 | 2031-32 | 2032-33 | 2033-34 | 2034-35 | 2035-36 | 2036-37 | 2037-38 | 2038-39 | 2039-40 | 2040-41 | 2041-42 | 2042-43 | 2043-44 | 2044-45 | 2045-46 | 2046-47 | 2047-48 | 2048-49 | 2049-50
NEM | Grid Battery pump | 5.125% | 5.924% | 9.532% | 17.39% | 19.75% | 22.1% | 22.56% | 24.52% | 24.18% | 25.35% | 24.87% | 24.9% | 25.19% | 25.38% | 21.67% | 22.43% | 23.35% | 22.98% | 24.69% | 23.05% | 22.84% | 23.85% | 24.12% | 19.99% | 21.37% | 21.31% | 22.24%
NEM | Pumped Hydro Pump | 10.92% | 27.28% | 22.69% | 29.46% | 29.75% | 28.46% | 29.27% | 29.77% | 29.86% | 30.45% | 29.65% | 27.98% | 29.29% | 29.08% | 26.95% | 27.69% | 28.01% | 27.06% | 28.55% | 27.11% | 25.66% | 28.14% | 27.02% | 25.61% | 26.29% | 25.93% | 24.02%
NEM | VPP pump | 8.32% | 10.13% | 9.619% | 9.722% | 9.541% | 8.821% | 8.72% | 8.463% | 8.239% | 8.382% | 8.393% | 8.249% | 8.393% | 8.394% | 7.872% | 7.729% | 7.854% | 7.507% | 7.853% | 7.543% | 7.443% | 7.742% | 7.835% | 7.282% | 7.49% | 7.593% | 7.47%
Region | Technology | 2023-24 | 2024-25 | 2025-26 | 2026-27 | 2027-28 | 2028-29 | 2029-30 | 2030-31 | 2031-32 | 2032-33 | 2033-34 | 2034-35 | 2035-36 | 2036-37 | 2037-38 | 2038-39 | 2039-40 | 2040-41 | 2041-42 | 2042-43 | 2043-44 | 2044-45 | 2045-46 | 2046-47 | 2047-48 | 2048-49 | 2049-50
NSW1 | Grid Battery pump | 4.666% | 7.26% | 13.14% | 23.39% | 24.51% | 24.47% | 24.88% | 26.24% | 26.05% | 26.98% | 26.09% | 25.2% | 26.29% | 26.85% | 23.49% | 23.44% | 25.34% | 24.3% | 25.9% | 24.27% | 23.09% | 25.21% | 26.29% | 22.69% | 23.24% | 24.5% | 23.22%
NSW1 | Pumped Hydro Pump | 8.878% | 25.38% | 22.57% | 34.12% | 30.62% | 31.38% | 31.06% | 30.41% | 30.22% | 31.34% | 31.31% | 29.52% | 31.85% | 32.57% | 29.46% | 29.06% | 29.49% | 28.09% | 29.98% | 28.69% | 26.67% | 30.45% | 29.52% | 28.6% | 29.52% | 29.22% | 26.7%
NSW1 | VPP pump | 6.863% | 9.943% | 9.224% | 9.727% | 9.513% | 8.947% | 8.864% | 8.601% | 8.444% | 8.516% | 8.592% | 8.318% | 8.561% | 8.53% | 8.101% | 7.922% | 8.131% | 7.754% | 7.967% | 7.712% | 7.537% | 8.026% | 8.111% | 7.482% | 7.521% | 7.895% | 7.767%
Region | Technology | 2023-24 | 2024-25 | 2025-26 | 2026-27 | 2027-28 | 2028-29 | 2029-30 | 2030-31 | 2031-32 | 2032-33 | 2033-34 | 2034-35 | 2035-36 | 2036-37 | 2037-38 | 2038-39 | 2039-40 | 2040-41 | 2041-42 | 2042-43 | 2043-44 | 2044-45 | 2045-46 | 2046-47 | 2047-48 | 2048-49 | 2049-50
QLD1 | Grid Battery pump | 6.813% | 7.943% | 7.144% | 7.233% | 7.276% | 26.44% | 27.46% | 27.84% | 28.21% | 28.87% | 28.41% | 27.59% | 27.24% | 26.95% | 22.55% | 24.66% | 25.11% | 25.89% | 27.04% | 25.7% | 25.42% | 25.63% | 24.73% | 20.06% | 22.63% | 22.75% | 24.34%
QLD1 | Pumped Hydro Pump | 14.57% | 30.68% | 22.81% | 26.14% | 28.09% | 23.85% | 27.61% | 30.3% | 29.89% | 30.44% | 28.94% | 27.65% | 27.85% | 26.66% | 23.12% | 24.92% | 26.71% | 25.5% | 26.58% | 24.7% | 24.47% | 23.97% | 23.53% | 21.61% | 21.85% | 22.73% | 21.34%
QLD1 | VPP pump | 9.251% | 10.78% | 9.592% | 9.609% | 9.527% | 9.142% | 8.965% | 8.788% | 8.695% | 8.63% | 8.785% | 8.7% | 8.658% | 8.556% | 7.915% | 7.979% | 8.041% | 8.049% | 8.174% | 8.136% | 8.139% | 8.225% | 8.11% | 7.469% | 7.995% | 7.97% | 8.196%
Region | Technology | 2023-24 | 2024-25 | 2025-26 | 2026-27 | 2027-28 | 2028-29 | 2029-30 | 2030-31 | 2031-32 | 2032-33 | 2033-34 | 2034-35 | 2035-36 | 2036-37 | 2037-38 | 2038-39 | 2039-40 | 2040-41 | 2041-42 | 2042-43 | 2043-44 | 2044-45 | 2045-46 | 2046-47 | 2047-48 | 2048-49 | 2049-50
VIC1 | Grid Battery pump | 4.598% | 5.837% | 5.867% | 15.37% | 19.69% | 17.83% | 17.64% | 19.22% | 17.45% | 19.97% | 18.79% | 18.65% | 19.37% | 19.97% | 17.88% | 17.39% | 18.26% | 16.03% | 20.03% | 18.56% | 17.93% | 18.24% | 18.9% | 16.96% | 17.36% | 17.82% | 16.02%
VIC1 | Pumped Hydro Pump | - | - | - | 31.84% | 36.24% | 34.19% | 33.89% | 36.32% | 35.48% | 34.6% | 34.14% | 32.49% | 35.02% | 35.38% | 31.11% | 31.62% | 33.62% | 31.94% | 34.21% | 33.19% | 30.83% | 34.18% | 33.38% | 30.72% | 32.56% | 33.75% | 32.23%
VIC1 | VPP pump | 7.877% | 10.12% | 10.51% | 10.39% | 10.04% | 8.682% | 8.718% | 8.298% | 7.678% | 7.956% | 7.827% | 7.606% | 7.949% | 8.023% | 7.543% | 7.307% | 7.347% | 6.586% | 7.315% | 6.645% | 6.383% | 6.778% | 6.976% | 6.562% | 6.737% | 6.642% | 6.087%
Region | Technology | 2023-24 | 2024-25 | 2025-26 | 2026-27 | 2027-28 | 2028-29 | 2029-30 | 2030-31 | 2031-32 | 2032-33 | 2033-34 | 2034-35 | 2035-36 | 2036-37 | 2037-38 | 2038-39 | 2039-40 | 2040-41 | 2041-42 | 2042-43 | 2043-44 | 2044-45 | 2045-46 | 2046-47 | 2047-48 | 2048-49 | 2049-50
SA1 | Grid Battery pump | 5.245% | 5.375% | 5.342% | 5.308% | 5.382% | 5.026% | 4.954% | 16.15% | 18.28% | 22.25% | 21.48% | 22.53% | 23.1% | 24.27% | 19.99% | 20.42% | 21.15% | 20.03% | 23.59% | 20.52% | 21.56% | 22.74% | 24.11% | 20.02% | 21.33% | 20.51% | 20.64%
SA1 | Pumped Hydro Pump | bar: 2023-24 to 2049-50
SA1 | VPP pump | 9.717% | 9.904% | 9.609% | 9.237% | 9.112% | 8.317% | 8.165% | 8.073% | 7.843% | 8.436% | 8.29% | 8.478% | 8.453% | 8.563% | 8.014% | 7.649% | 7.842% | 7.499% | 8.053% | 7.748% | 7.956% | 8.069% | 8.438% | 7.992% | 7.963% | 8.032% | 7.94%
Region | Technology | 2023-24 | 2024-25 | 2025-26 | 2026-27 | 2027-28 | 2028-29 | 2029-30 | 2030-31 | 2031-32 | 2032-33 | 2033-34 | 2034-35 | 2035-36 | 2036-37 | 2037-38 | 2038-39 | 2039-40 | 2040-41 | 2041-42 | 2042-43 | 2043-44 | 2044-45 | 2045-46 | 2046-47 | 2047-48 | 2048-49 | 2049-50
TAS1 | Grid Battery pump | - | - | - | - | - | - | - | - | - | - | - | - | - | - | - | - | - | - | 18.5% | 18.27% | 17.44% | 18.98% | 19.32% | 17.31% | 17.53% | 17.74% | 17.14%
TAS1 | Pumped Hydro Pump | - | - | - | - | - | 23.41% | 23.71% | 23.09% | 27.45% | 26.99% | 25.52% | 25.2% | 26.46% | 25.81% | 26.56% | 28.03% | 26.79% | 26.77% | 28.02% | 26.71% | 25.06% | 28.27% | 26.25% | 24.6% | 25.28% | 23.62% | 22.15%
TAS1 | VPP pump | 4.791% | 7.716% | 6.64% | 6.853% | 6.898% | 7.366% | 6.347% | 6.101% | 7.655% | 7.53% | 6.837% | 6.883% | 6.707% | 7.228% | 6.579% | 6.501% | 6.801% | 6.997% | 7.017% | 6.448% | 6.543% | 6.518% | 6.916% | 6.572% | 6.915% | 6.965% | 7.385%
Non-controllable capacity
Region | Technology | 2023-24 | 2024-25 | 2025-26 | 2026-27 | 2027-28 | 2028-29 | 2029-30 | 2030-31 | 2031-32 | 2032-33 | 2033-34 | 2034-35 | 2035-36 | 2036-37 | 2037-38 | 2038-39 | 2039-40 | 2040-41 | 2041-42 | 2042-43 | 2043-44 | 2044-45 | 2045-46 | 2046-47 | 2047-48 | 2048-49 | 2049-50
NEM | Distributed PV | 14.2% | 13.97% | 13.7% | 14.84% | 14.98% | 13.51% | 14.27% | 14.94% | 15.32% | 15.39% | 15.01% | 14.61% | 15.71% | 15.77% | 14.16% | 14.9% | 15.56% | 15.88% | 15.9% | 15.51% | 15.05% | 16.11% | 16.13% | 14.48% | 15.24% | 15.88% | 16.17%
NEM | Behind the meter battery | 4.914% | 4.877% | 4.802% | 4.715% | 4.649% | 4.545% | 4.508% | 4.449% | 4.388% | 4.334% | 4.385% | 4.415% | 4.429% | 4.391% | 4.353% | 4.298% | 4.271% | 4.21% | 4.155% | 4.115% | 4.152% | 4.187% | 4.215% | 4.236% | 4.26% | 4.241% | 4.222%
NEM | Behind the meter battery pump | 5.783% | 5.74% | 5.652% | 5.549% | 5.473% | 5.35% | 5.308% | 5.237% | 5.165% | 5.102% | 5.161% | 5.198% | 5.212% | 5.168% | 5.122% | 5.059% | 5.026% | 4.954% | 4.892% | 4.843% | 4.888% | 4.928% | 4.962% | 4.987% | 5.013% | 4.992% | 4.971%
Region | Technology | 2023-24 | 2024-25 | 2025-26 | 2026-27 | 2027-28 | 2028-29 | 2029-30 | 2030-31 | 2031-32 | 2032-33 | 2033-34 | 2034-35 | 2035-36 | 2036-37 | 2037-38 | 2038-39 | 2039-40 | 2040-41 | 2041-42 | 2042-43 | 2043-44 | 2044-45 | 2045-46 | 2046-47 | 2047-48 | 2048-49 | 2049-50
NSW1 | Distributed PV | 13.9% | 13.91% | 13.61% | 15.15% | 15.03% | 13.43% | 13.88% | 14.8% | 15.49% | 15.1% | 14.92% | 14.43% | 15.91% | 15.71% | 14.02% | 14.44% | 15.36% | 16% | 15.59% | 15.38% | 14.84% | 16.28% | 16.06% | 14.33% | 14.77% | 15.66% | 16.28%
NSW1 | Behind the meter battery | 4.904% | 4.86% | 4.779% | 4.695% | 4.633% | 4.533% | 4.5% | 4.444% | 4.398% | 4.354% | 4.42% | 4.442% | 4.452% | 4.408% | 4.358% | 4.293% | 4.27% | 4.198% | 4.152% | 4.116% | 4.167% | 4.211% | 4.234% | 4.25% | 4.264% | 4.247% | 4.219%
NSW1 | Behind the meter battery pump | 5.773% | 5.718% | 5.624% | 5.527% | 5.455% | 5.335% | 5.299% | 5.231% | 5.174% | 5.124% | 5.203% | 5.23% | 5.238% | 5.187% | 5.13% | 5.055% | 5.025% | 4.939% | 4.889% | 4.844% | 4.906% | 4.955% | 4.984% | 5.005% | 5.016% | 5.002% | 4.967%
Region | Technology | 2023-24 | 2024-25 | 2025-26 | 2026-27 | 2027-28 | 2028-29 | 2029-30 | 2030-31 | 2031-32 | 2032-33 | 2033-34 | 2034-35 | 2035-36 | 2036-37 | 2037-38 | 2038-39 | 2039-40 | 2040-41 | 2041-42 | 2042-43 | 2043-44 | 2044-45 | 2045-46 | 2046-47 | 2047-48 | 2048-49 | 2049-50
QLD1 | Distributed PV | 14.97% | 14.45% | 14.68% | 15.74% | 15.89% | 13.42% | 14.66% | 15.24% | 16.09% | 15.92% | 15.33% | 15.51% | 16.53% | 16.58% | 13.99% | 15.24% | 15.82% | 16.61% | 16.41% | 15.8% | 15.96% | 16.89% | 16.92% | 14.25% | 15.54% | 16.09% | 16.9%
QLD1 | Behind the meter battery | 4.961% | 4.917% | 4.846% | 4.754% | 4.675% | 4.575% | 4.533% | 4.47% | 4.412% | 4.349% | 4.397% | 4.425% | 4.441% | 4.4% | 4.35% | 4.296% | 4.265% | 4.207% | 4.147% | 4.113% | 4.164% | 4.199% | 4.241% | 4.261% | 4.274% | 4.249% | 4.229%
QLD1 | Behind the meter battery pump | 5.837% | 5.788% | 5.702% | 5.594% | 5.505% | 5.385% | 5.338% | 5.263% | 5.194% | 5.121% | 5.175% | 5.21% | 5.226% | 5.177% | 5.119% | 5.054% | 5.021% | 4.951% | 4.883% | 4.84% | 4.901% | 4.942% | 4.993% | 5.015% | 5.029% | 5.002% | 4.98%
Region | Technology | 2023-24 | 2024-25 | 2025-26 | 2026-27 | 2027-28 | 2028-29 | 2029-30 | 2030-31 | 2031-32 | 2032-33 | 2033-34 | 2034-35 | 2035-36 | 2036-37 | 2037-38 | 2038-39 | 2039-40 | 2040-41 | 2041-42 | 2042-43 | 2043-44 | 2044-45 | 2045-46 | 2046-47 | 2047-48 | 2048-49 | 2049-50
VIC1 | Distributed PV | 13.34% | 13.12% | 12.52% | 13.48% | 13.78% | 13.23% | 13.92% | 14.57% | 14.16% | 14.94% | 14.62% | 13.81% | 14.73% | 14.96% | 14.14% | 14.79% | 15.42% | 14.88% | 15.59% | 15.25% | 14.35% | 15.24% | 15.4% | 14.55% | 15.23% | 15.83% | 15.23%
VIC1 | Behind the meter battery | 4.922% | 4.924% | 4.849% | 4.76% | 4.7% | 4.582% | 4.526% | 4.453% | 4.352% | 4.255% | 4.292% | 4.346% | 4.379% | 4.361% | 4.371% | 4.323% | 4.303% | 4.25% | 4.182% | 4.104% | 4.103% | 4.137% | 4.152% | 4.197% | 4.247% | 4.237% | 4.23%
VIC1 | Behind the meter battery pump | 5.794% | 5.793% | 5.708% | 5.602% | 5.532% | 5.393% | 5.328% | 5.242% | 5.124% | 5.007% | 5.049% | 5.113% | 5.153% | 5.133% | 5.144% | 5.088% | 5.063% | 5% | 4.921% | 4.831% | 4.829% | 4.871% | 4.888% | 4.942% | 4.999% | 4.985% | 4.978%
Region | Technology | 2023-24 | 2024-25 | 2025-26 | 2026-27 | 2027-28 | 2028-29 | 2029-30 | 2030-31 | 2031-32 | 2032-33 | 2033-34 | 2034-35 | 2035-36 | 2036-37 | 2037-38 | 2038-39 | 2039-40 | 2040-41 | 2041-42 | 2042-43 | 2043-44 | 2044-45 | 2045-46 | 2046-47 | 2047-48 | 2048-49 | 2049-50
SA1 | Distributed PV | 15.01% | 14.77% | 14.16% | 14.83% | 15.39% | 14.72% | 15.42% | 15.7% | 15.73% | 16.16% | 15.64% | 14.87% | 15.5% | 16.04% | 15.26% | 15.99% | 16.27% | 16.28% | 16.7% | 16.15% | 15.34% | 15.95% | 16.45% | 15.63% | 16.39% | 16.64% | 16.61%
SA1 | Behind the meter battery | 4.844% | 4.762% | 4.675% | 4.581% | 4.516% | 4.429% | 4.437% | 4.405% | 4.385% | 4.402% | 4.445% | 4.451% | 4.433% | 4.381% | 4.303% | 4.265% | 4.219% | 4.167% | 4.132% | 4.132% | 4.181% | 4.197% | 4.228% | 4.215% | 4.244% | 4.206% | 4.197%
SA1 | Behind the meter battery pump | 5.703% | 5.607% | 5.502% | 5.392% | 5.315% | 5.211% | 5.223% | 5.186% | 5.162% | 5.183% | 5.23% | 5.24% | 5.217% | 5.158% | 5.065% | 5.019% | 4.965% | 4.904% | 4.863% | 4.866% | 4.922% | 4.938% | 4.976% | 4.962% | 4.998% | 4.949% | 4.938%
Region | Technology | 2023-24 | 2024-25 | 2025-26 | 2026-27 | 2027-28 | 2028-29 | 2029-30 | 2030-31 | 2031-32 | 2032-33 | 2033-34 | 2034-35 | 2035-36 | 2036-37 | 2037-38 | 2038-39 | 2039-40 | 2040-41 | 2041-42 | 2042-43 | 2043-44 | 2044-45 | 2045-46 | 2046-47 | 2047-48 | 2048-49 | 2049-50
TAS1 | Distributed PV | 11.93% | 12.03% | 11.57% | 12.43% | 12.45% | 12.21% | 12.31% | 12.63% | 12.49% | 12.87% | 12.82% | 12.24% | 13.03% | 12.98% | 12.63% | 12.69% | 12.99% | 12.83% | 13.16% | 13.12% | 12.49% | 13.26% | 13.16% | 12.83% | 12.88% | 13.19% | 12.97%
TAS1 | Behind the meter battery | 4.907% | 4.84% | 4.758% | 4.664% | 4.599% | 4.503% | 4.471% | 4.415% | 4.366% | 4.373% | 4.417% | 4.439% | 4.432% | 4.396% | 4.345% | 4.297% | 4.265% | 4.207% | 4.146% | 4.145% | 4.185% | 4.195% | 4.235% | 4.235% | 4.254% | 4.245% | 4.22%
TAS1 | Behind the meter battery pump | 5.775% | 5.698% | 5.599% | 5.488% | 5.41% | 5.301% | 5.264% | 5.196% | 5.141% | 5.149% | 5.197% | 5.226% | 5.216% | 5.174% | 5.114% | 5.058% | 5.022% | 4.951% | 4.88% | 4.876% | 4.926% | 4.937% | 4.985% | 4.984% | 5.007% | 4.995% | 4.965%

## Option 3A_Generation
Annual sent-out generation by technology (GWh) - Option 3A, Hydrogen Superpower Scenario
Explicitly modelled generation
Region | Technology | 2023-24 | 2024-25 | 2025-26 | 2026-27 | 2027-28 | 2028-29 | 2029-30 | 2030-31 | 2031-32 | 2032-33 | 2033-34 | 2034-35 | 2035-36 | 2036-37 | 2037-38 | 2038-39 | 2039-40 | 2040-41 | 2041-42 | 2042-43 | 2043-44 | 2044-45 | 2045-46 | 2046-47 | 2047-48 | 2048-49 | 2049-50
NEM | Black Coal | 85516.7758 | 60480.8729 | 47026.5587 | 34148.345 | 18565.5831 | 14475.4141 | 10713.5898 | 0 | 0 | 0 | 0 | 0 | 0 | 0 | 0 | 0 | 0 | 0 | 0 | 0 | 0 | 0 | 0 | 0 | 0 | 0 | 0
NEM | Brown Coal | 26470.2411 | 20768.1424 | 17540.6918 | 13697.9191 | 9173.3768 | 5851.7272 | 5987.3135 | 0 | 0 | 0 | 0 | 0 | 0 | 0 | 0 | 0 | 0 | 0 | 0 | 0 | 0 | 0 | 0 | 0 | 0 | 0 | 0
NEM | CCGT | 7115.691 | 3795.4161 | 6370.4947 | 6783.9834 | 6264.3209 | 6993.1891 | 6667.7328 | 7418.0905 | 7825.7708 | 5812.1606 | 7085.772 | 7366.3745 | 4038.484 | 2446.9195 | 4634.2939 | 1979.5085 | 1797.5552 | 7219.6592 | 7221.5372 | 7465.5815 | 5528.747 | 5442.1459 | 2270.5417 | 1210.1613 | 1169.8792 | 1038.2477 | 1151.5654
NEM | Gas - Steam | 223.1033 | 120.9045 | 549.7823 | 188.821 | 532.9686 | 1342.9902 | 262.9799 | 727.7034 | 305.1899 | 189.7884 | 79.451 | 167.1146 | 123.8846 | 100.8008 | 238.4543 | 150.8641 | 0 | 0 | 0 | 0 | 0 | 0 | 0 | 0 | 0 | 0 | 0
NEM | OCGT / Diesel | 554.1557 | 219.3608 | 608.1332 | 574.9351 | 892.5259 | 2201.7408 | 354.9555 | 1977.6656 | 704.3853 | 464.0248 | 78.2342 | 396.2488 | 213.1184 | 137.6338 | 265.7768 | 112.7774 | 350.6462 | 2263.3282 | 1286.6587 | 1172.1478 | 3912.0604 | 129.1036 | 74.3892 | 1920.5896 | 25.0458 | 35.222 | 43.495
NEM | Hydro | 17742.1716 | 13935.3351 | 14920.9754 | 14620.0928 | 15428.5058 | 18908.7413 | 18277.2053 | 16414.1991 | 16490.5267 | 14862.7926 | 16968.9771 | 17265.4046 | 15541.9874 | 14163.6255 | 18171.7585 | 15748.6469 | 15041.427 | 15931.8642 | 13898.4344 | 14862.7176 | 17055.1075 | 15564.7503 | 12746.195 | 18600.3904 | 15782.1033 | 17547.1345 | 18818.2742
NEM | Hydrogen Turbine | 0 | 0 | 0 | 0 | 0 | 0 | 0 | 215.5841 | 216.8832 | 111.4471 | 189.6307 | 376.4723 | 170.6545 | 295.5325 | 1086.683 | 1088.2592 | 1643.3406 | 1618.4264 | 1310.6142 | 1555.0071 | 5636.928 | 5174.0215 | 5788.814 | 9332.1225 | 9044.4024 | 10531.8396 | 11318.33
NEM | Wind | 28905.7973 | 73260.667 | 84190.7446 | 104704.3533 | 139000.6285 | 153729.1752 | 169811.0475 | 178426.2671 | 196481.971 | 201225.3747 | 215391.8302 | 252309.71 | 277974.3739 | 311605.4583 | 350485.6812 | 368479.6917 | 365099.6412 | 391675.3859 | 420569.6198 | 451952.1696 | 473137.515 | 498995.1481 | 548053.5512 | 649241.8599 | 697522.2634 | 711747.1012 | 747648.4346
NEM | Solar PV | 20944.2751 | 16961.4573 | 22987.718 | 29463.1297 | 36854.7187 | 47084.6208 | 52388.1684 | 71017.1431 | 76959.9083 | 89118.8593 | 118605.7416 | 158680.2945 | 169109.0029 | 185375.3475 | 176490.7567 | 193024.8466 | 204776.0899 | 224908.6353 | 281722.2849 | 317766.9283 | 359680.2127 | 392336.973 | 410002.6972 | 374328.1719 | 419955.265 | 452358.9434 | 570193.425
NEM | Grid Battery | 362.2817 | 416.4606 | 1300.5106 | 3194.0626 | 4779.6364 | 8703.6043 | 8898.4283 | 14778.3188 | 15238.9783 | 21239.7902 | 27357.3413 | 34418.4535 | 37860.8236 | 40709.7205 | 37305.1064 | 38725.0873 | 41502.5211 | 43803.4655 | 60808.0832 | 68790.1209 | 78201.0059 | 89602.3076 | 88840.6742 | 76624.5506 | 84981.7214 | 90700.862 | 129938.1809
NEM | Pumped Hydro | 524.019 | 1194.204 | 3192.2946 | 5243.3629 | 9743.0632 | 10129.667 | 10850.1798 | 11561.4674 | 11465.573 | 12558.513 | 12279.7424 | 12989.0774 | 14423.4753 | 14032.794 | 13690.351 | 13838.9594 | 13946.4251 | 13175.9502 | 14242.0721 | 13228.938 | 13033.7069 | 13923.6585 | 12970.4672 | 13135.6503 | 12952.1791 | 12884.0177 | 11841.9612
NEM | VPP | 227.8004 | 550.7511 | 873.0765 | 1320.3523 | 1814.7168 | 2243.9516 | 3045.9632 | 3616.7013 | 4159.8825 | 4985.3118 | 5907.1634 | 6768.7484 | 7905.5223 | 8931.1018 | 9314.1828 | 10063.7602 | 10936.1565 | 11009.9079 | 12113.9754 | 12078.4786 | 12495.2234 | 13508.4305 | 14206.9565 | 13789.9341 | 14698.9742 | 15531.8571 | 15831.0171
Total excluding storage |  | 188586.312 | 191703.5719 | 199560.9803 | 213939.3572 | 243050.0446 | 271664.8216 | 287257.564 | 306153.1404 | 329849.0689 | 350568.0625 | 403943.8838 | 490737.8985 | 527361.3268 | 577798.9342 | 611683.0445 | 643212.4014 | 655093.8027 | 711606.6229 | 813173.2798 | 888872.0896 | 968680.5067 | 1034676.5391 | 1094954.2862 | 1158183.4306 | 1256131.8338 | 1312375.2252 | 1506784.6834
Region | Technology | 2023-24 | 2024-25 | 2025-26 | 2026-27 | 2027-28 | 2028-29 | 2029-30 | 2030-31 | 2031-32 | 2032-33 | 2033-34 | 2034-35 | 2035-36 | 2036-37 | 2037-38 | 2038-39 | 2039-40 | 2040-41 | 2041-42 | 2042-43 | 2043-44 | 2044-45 | 2045-46 | 2046-47 | 2047-48 | 2048-49 | 2049-50
NSW1 | Black Coal | 45085.9398 | 30816.6841 | 28026.7571 | 17532.6009 | 6726.6781 | 6884.0484 | 6456.428 | 0 | 0 | 0 | 0 | 0 | 0 | 0 | 0 | 0 | 0 | 0 | 0 | 0 | 0 | 0 | 0 | 0 | 0 | 0 | 0
NSW1 | Brown Coal | 0 | 0 | 0 | 0 | 0 | 0 | 0 | 0 | 0 | 0 | 0 | 0 | 0 | 0 | 0 | 0 | 0 | 0 | 0 | 0 | 0 | 0 | 0 | 0 | 0 | 0 | 0
NSW1 | CCGT | 501.2571 | 65.0231 | 701.4904 | 1200.7268 | 1166.8594 | 1253.3065 | 1196.4069 | 1416.9562 | 1399.0137 | 1187.7638 | 1336.1837 | 1490.6404 | 969.9975 | 879.3953 | 1144.9396 | 1029.7062 | 810.0847 | 1936.7583 | 1893.8815 | 1988.2224 | 0 | 0 | 0 | 0 | 0 | 0 | 0
NSW1 | Gas - Steam | 0 | 0 | 0 | 0 | 0 | 0 | 0 | 0 | 0 | 0 | 0 | 0 | 0 | 0 | 0 | 0 | 0 | 0 | 0 | 0 | 0 | 0 | 0 | 0 | 0 | 0 | 0
NSW1 | OCGT / Diesel | 10.1426 | 3.7386 | 23.3408 | 88.1408 | 52.6146 | 163.1788 | 10.1262 | 283.2999 | 95.6858 | 101.7936 | 4.0708 | 45.7029 | 0.00054827 | 0.00054352 | 33.7044 | 0.29663 | 23.1103 | 725.2258 | 79.6024 | 88.8924 | 726.8439 | 40.6002 | 4.8088 | 250.2021 | 0.0015753 | 4.7625 | 26.298
NSW1 | Hydro | 2034.5731 | 3219.51 | 3178.1455 | 3118.5863 | 2849.0187 | 4100.3976 | 3356.2052 | 3060.8774 | 2973.3204 | 2809.4798 | 3267.5715 | 3424.7017 | 3217.2082 | 2733.6977 | 3916.9727 | 3304.5706 | 2947.5551 | 2898.5625 | 2752.7679 | 3091.5238 | 3382.3197 | 3228.4844 | 2572.3887 | 3958.964 | 3985.7023 | 3944.2505 | 3943.2985
NSW1 | Hydrogen Turbine | 0 | 0 | 0 | 0 | 0 | 0 | 0 | 215.5836 | 216.8827 | 111.4466 | 189.6301 | 376.4714 | 170.6533 | 295.531 | 605.3654 | 616.4824 | 576.0099 | 644.4882 | 351.1212 | 545.5011 | 750.8348 | 419.2825 | 556.9254 | 2306.5803 | 1895.1603 | 1732.9464 | 1874.3671
NSW1 | Wind | 5986.2317 | 20746.2357 | 20780.8121 | 26725.9258 | 37359.1954 | 38088.4583 | 37606.3723 | 39785.9822 | 39548.9944 | 45654.7804 | 44732.936 | 45091.4663 | 47688.4665 | 50504.2656 | 53248.4694 | 52962.1395 | 53039.3523 | 53828.1455 | 62551.7825 | 61012.6661 | 60435.5883 | 62958.2153 | 65193.7606 | 79054.8906 | 77554.2988 | 75730.5064 | 72053.0349
NSW1 | Solar PV | 8839.7976 | 7602.0179 | 10964.6997 | 15700.2196 | 18510.0081 | 20705.572 | 21494.7685 | 28748.5808 | 30199.8711 | 33483.8778 | 34766.9039 | 35820.7724 | 38797.3213 | 40559.5515 | 43244.5433 | 44611.503 | 48276.9056 | 52930.7961 | 54100.3396 | 55648.3396 | 58937.9058 | 62775.1432 | 61838.8473 | 60122.8333 | 61791.1427 | 66954.0414 | 66697.7622
NSW1 | Grid Battery | 17.2404 | 26.6912 | 915.511 | 2177.0241 | 2808.0463 | 3342.7396 | 3431.2884 | 8251.4621 | 8166.6398 | 8774.8787 | 8466.2505 | 8182.5681 | 10226.8319 | 10420.7354 | 11928.9144 | 11957.6208 | 12926.277 | 12333.4984 | 14191.759 | 14475.4408 | 14273.5175 | 16334.144 | 15253.7514 | 12866.2576 | 12788.678 | 14696.0959 | 14358.5296
NSW1 | Pumped Hydro | 105.6518 | 303.8786 | 1113.3358 | 1739.639 | 5723.8715 | 6286.7143 | 5892.5383 | 6166.6853 | 5710.8413 | 6262.139 | 6067.5789 | 5890.9022 | 6315.9806 | 6159.9642 | 6118.5761 | 5799.4413 | 5825.4637 | 5310.9006 | 5970.1251 | 5469.259 | 5472.8615 | 5982.3754 | 5489.8233 | 6050.1727 | 5817.9848 | 5811.2347 | 5211.2146
NSW1 | VPP | 58.2022 | 173.405 | 268.8353 | 422.3479 | 578.7727 | 733.1554 | 1006.1011 | 1193.1416 | 1398.4524 | 1681.0817 | 2020.9281 | 2295.4816 | 2718.9347 | 3068.9946 | 3240.6273 | 3492.7429 | 3833.5889 | 3840.5098 | 4149.5255 | 4174.8644 | 4273.1659 | 4734.6118 | 4973.3243 | 4798.7596 | 4985.6655 | 5465.4019 | 5564.4037
Total excluding storage |  | 62639.0363 | 62957.1843 | 65972.9278 | 68705.2111 | 75775.0647 | 81557.5709 | 80450.2348 | 89122.5691 | 89709.7015 | 100067.2415 | 100852.0535 | 102618.7071 | 110105.3946 | 114622.1358 | 123482.1126 | 123774.5034 | 128258.3475 | 134448.8851 | 146040.9047 | 146494.7095 | 148253.0374 | 156472.8568 | 155883.6299 | 169408.6602 | 168818.6341 | 174339.2397 | 169728.9086
Region | Technology | 2023-24 | 2024-25 | 2025-26 | 2026-27 | 2027-28 | 2028-29 | 2029-30 | 2030-31 | 2031-32 | 2032-33 | 2033-34 | 2034-35 | 2035-36 | 2036-37 | 2037-38 | 2038-39 | 2039-40 | 2040-41 | 2041-42 | 2042-43 | 2043-44 | 2044-45 | 2045-46 | 2046-47 | 2047-48 | 2048-49 | 2049-50
QLD1 | Black Coal | 40430.836 | 29664.1888 | 18999.8016 | 16615.7441 | 11838.905 | 7591.3657 | 4257.1618 | 0 | 0 | 0 | 0 | 0 | 0 | 0 | 0 | 0 | 0 | 0 | 0 | 0 | 0 | 0 | 0 | 0 | 0 | 0 | 0
QLD1 | Brown Coal | 0 | 0 | 0 | 0 | 0 | 0 | 0 | 0 | 0 | 0 | 0 | 0 | 0 | 0 | 0 | 0 | 0 | 0 | 0 | 0 | 0 | 0 | 0 | 0 | 0 | 0 | 0
QLD1 | CCGT | 4297.6963 | 2604.9932 | 4150.5761 | 4317.8713 | 3815.9228 | 3998.9381 | 4003.2127 | 4266.3362 | 4909.0451 | 4291.3131 | 4598.3501 | 4392.9137 | 2933.2686 | 1490.1479 | 3489.3543 | 949.8023 | 987.4705 | 5282.9009 | 5327.6557 | 5477.3591 | 5528.747 | 5442.1459 | 2270.5417 | 1210.1613 | 1169.8792 | 1038.2477 | 1151.5654
QLD1 | Gas - Steam | 0 | 0 | 0 | 0 | 0 | 0 | 0 | 0 | 0 | 0 | 0 | 0 | 0 | 0 | 0 | 0 | 0 | 0 | 0 | 0 | 0 | 0 | 0 | 0 | 0 | 0 | 0
QLD1 | OCGT / Diesel | 3.9379 | 0.00035315 | 5.3071 | 50.2928 | 71.3148 | 172.8635 | 45.3751 | 443.9219 | 256.3336 | 126.7944 | 8.7552 | 0.00047781 | 0.00046881 | 0.00046713 | 0.70132 | 0.00048493 | 57.6842 | 182.6073 | 23.7275 | 0.0020123 | 64.1008 | 0.001857 | 14.7757 | 1505.6714 | 0.0018311 | 0.001757 | 0.0014597
QLD1 | Hydro | 727.4872 | 699.3519 | 733.4599 | 696.3549 | 704.0217 | 706.0339 | 712.1717 | 672.8974 | 696.9386 | 710.0365 | 695.1603 | 693.9219 | 699.9079 | 684.7346 | 215.5365 | 223.586 | 210.9176 | 217.5152 | 214.6079 | 0 | 0 | 0 | 0 | 0 | 0 | 0 | 0
QLD1 | Hydrogen Turbine | 0 | 0 | 0 | 0 | 0 | 0 | 0 | 0.00018854 | 0.00022119 | 0.00021565 | 0.00022414 | 0.00024656 | 0.00028265 | 0.00033094 | 0.00053376 | 0.00046091 | 0.0003843 | 0.00043024 | 0.00034526 | 0.00040628 | 0.00045688 | 0.00046466 | 0.00051658 | 0.0012532 | 0.00069171 | 0.00068709 | 0.00081023
QLD1 | Wind | 4039.1722 | 17896.0424 | 25862.102 | 31021.8749 | 38500.2096 | 40467.0882 | 48147.5171 | 52144.4193 | 54695.3391 | 56946.1181 | 61635.9893 | 89281.8007 | 100117.3812 | 113193.828 | 126912.9502 | 133287.6082 | 135998.652 | 132965.2656 | 143199.9663 | 167925.9636 | 176643.5159 | 192103.4994 | 233595.0862 | 292081.4917 | 299005.0639 | 313290.6514 | 309092.3071
QLD1 | Solar PV | 8568.8891 | 6711.5385 | 8866.7595 | 9954.7614 | 11494.7889 | 17016.9232 | 20921.5951 | 24261.2381 | 28401.0139 | 32301.6666 | 47081.916 | 73966.1604 | 76023.0781 | 78011.642 | 70062.5192 | 79579.3896 | 81465.5269 | 96097.0176 | 104249.9166 | 140528.5604 | 149763.2339 | 174720.1659 | 189251.2553 | 164170.687 | 187376.8743 | 195443.0265 | 304125.1806
QLD1 | Grid Battery | 50.2822 | 58.4192 | 52.4526 | 53.3749 | 53.4992 | 3606.6862 | 3745.6792 | 3798.1452 | 3837.4168 | 5785.0334 | 10552.736 | 15838.2158 | 16005.7601 | 15823.5559 | 13187.5579 | 14530.6606 | 14849.4346 | 18824.3724 | 19743.4312 | 29731.345 | 32031.3618 | 39074.1919 | 37661.635 | 30485.425 | 34636.5839 | 34842.7967 | 73667.7278
QLD1 | Pumped Hydro | 418.3672 | 890.3254 | 2078.9541 | 3341.4342 | 3836.295 | 3399.8896 | 3901.4665 | 4300.6799 | 4203.6796 | 4338.5091 | 4102.0847 | 3898.1197 | 3968.0922 | 3758.2815 | 3254.7208 | 3568.7244 | 3786.8799 | 3608.6155 | 3768.1304 | 3473.6939 | 3491.1594 | 3385.7603 | 3308.7207 | 3073.148 | 3115.0558 | 3197.5021 | 3043.2337
QLD1 | VPP | 56.1722 | 142.4766 | 224.7121 | 347.4612 | 489.7196 | 641.7456 | 880.6609 | 1062.7795 | 1255.224 | 1482.8234 | 1793.4951 | 2078.1387 | 2383.3948 | 2653.0906 | 2704.405 | 2995.1914 | 3193.6948 | 3364.8186 | 3564.0884 | 3678.9014 | 3853.0269 | 4038.005 | 4135.5884 | 3953.4993 | 4409.51 | 4547.926 | 4848.4004
Total excluding storage |  | 58592.8402 | 58667.3364 | 60974.125 | 66399.1696 | 70804.6767 | 77601.5341 | 86614.8402 | 90950.4177 | 98254.991 | 105982.2949 | 130468.4869 | 190149.2716 | 202130.8836 | 215615.2813 | 219827.7458 | 235134.9634 | 240550.2609 | 260543.1136 | 280091.5243 | 350815.8258 | 371375.1462 | 418763.7706 | 470237.6035 | 496480.0849 | 529712.9697 | 552360.1529 | 695928.4172
Region | Technology | 2023-24 | 2024-25 | 2025-26 | 2026-27 | 2027-28 | 2028-29 | 2029-30 | 2030-31 | 2031-32 | 2032-33 | 2033-34 | 2034-35 | 2035-36 | 2036-37 | 2037-38 | 2038-39 | 2039-40 | 2040-41 | 2041-42 | 2042-43 | 2043-44 | 2044-45 | 2045-46 | 2046-47 | 2047-48 | 2048-49 | 2049-50
VIC1 | Black Coal | 0 | 0 | 0 | 0 | 0 | 0 | 0 | 0 | 0 | 0 | 0 | 0 | 0 | 0 | 0 | 0 | 0 | 0 | 0 | 0 | 0 | 0 | 0 | 0 | 0 | 0 | 0
VIC1 | Brown Coal | 26470.2411 | 20768.1424 | 17540.6918 | 13697.9191 | 9173.3768 | 5851.7272 | 5987.3135 | 0 | 0 | 0 | 0 | 0 | 0 | 0 | 0 | 0 | 0 | 0 | 0 | 0 | 0 | 0 | 0 | 0 | 0 | 0 | 0
VIC1 | CCGT | 0 | 0 | 0 | 0 | 0 | 0 | 0 | 0 | 0 | 0 | 0 | 0 | 0 | 0 | 0 | 0 | 0 | 0 | 0 | 0 | 0 | 0 | 0 | 0 | 0 | 0 | 0
VIC1 | Gas - Steam | 22.1813 | 15.1114 | 175.9332 | 188.821 | 532.9686 | 1342.9902 | 262.9799 | 727.7034 | 305.1899 | 189.7884 | 79.451 | 167.1146 | 123.8846 | 100.8008 | 238.4543 | 150.8641 | 0 | 0 | 0 | 0 | 0 | 0 | 0 | 0 | 0 | 0 | 0
VIC1 | OCGT / Diesel | 27.839 | 12.0959 | 100.1867 | 177.7098 | 321.1412 | 1099.8858 | 160.4492 | 534.8309 | 193.9489 | 158.8288 | 26.0017 | 249.0161 | 163.7047 | 120.6925 | 181.3304 | 112.4793 | 246.8165 | 520.9337 | 319.0108 | 215.6686 | 725.4322 | 88.4998 | 54.803 | 164.7143 | 25.0407 | 30.4558 | 17.1936
VIC1 | Hydro | 2759.4826 | 3327.6264 | 3445.0604 | 3271.2904 | 2733.6639 | 4098.3365 | 3416.7904 | 2963.258 | 2961.4106 | 2701.9089 | 3305.3946 | 3417.8628 | 3248.4482 | 2720.1698 | 4095.4524 | 3428.9105 | 2965.9883 | 2964.8324 | 2708.1083 | 3309.2558 | 3426.8236 | 3249.094 | 2722.9922 | 4101.9984 | 4108.3751 | 4103.6278 | 4103.9629
VIC1 | Hydrogen Turbine | 0 | 0 | 0 | 0 | 0 | 0 | 0 | 0 | 0 | 0 | 0 | 0 | 0.00048364 | 0.00054441 | 481.3158 | 471.775 | 1067.3282 | 973.936 | 959.491 | 1009.5033 | 4886.089 | 4754.7363 | 5231.886 | 7025.4966 | 7149.199 | 8355.657 | 8988.217
VIC1 | Wind | 10185.1816 | 16198.5205 | 17485.3511 | 20831.2772 | 27923.6629 | 29489.2933 | 31480.1578 | 31519.9248 | 35697.7128 | 32019.684 | 35467.3512 | 34176.3596 | 35871.8689 | 38008.4572 | 38531.5962 | 47260.8486 | 45390.4572 | 52236.7478 | 46826.5322 | 54367.6455 | 57437.8748 | 58587.8868 | 60780.9868 | 62096.5556 | 84134.8975 | 78889.8247 | 86667.6255
VIC1 | Solar PV | 2214.7884 | 1643.1485 | 1719.7439 | 2286.3837 | 3902.3924 | 3401.072 | 3467.2599 | 6707.7902 | 6504.2329 | 7297.0456 | 7469.4966 | 8268.4243 | 8781.6999 | 10721.3362 | 9711.0064 | 9884.1212 | 10490.2419 | 11103.0644 | 19223.1275 | 18511.3063 | 23460.3654 | 24504.717 | 25506.4601 | 21708.4754 | 22869.9374 | 24561.9685 | 23257.5384
VIC1 | Grid Battery | 127.3778 | 160.7239 | 162.0966 | 794.7532 | 1747.3286 | 1593.7881 | 1564.2961 | 1717.1775 | 1553.3745 | 2274.6221 | 2415.8521 | 2392.857 | 2789.633 | 3664.448 | 3291.0659 | 3181.6185 | 3669.8289 | 3192.0041 | 5283.7081 | 4892.2241 | 5425.7685 | 6324.6421 | 6520.119 | 5870.5337 | 5405.0256 | 6295.8298 | 5636.0398
VIC1 | Pumped Hydro | 0 | 0 | 0.0013588 | 162.2847 | 182.8891 | 176.0999 | 170.8774 | 186.9584 | 180.834 | 176.3655 | 172.4509 | 166.7568 | 178.9037 | 178.471 | 160.2779 | 159.4335 | 173.1698 | 161.4704 | 175.6609 | 167.3429 | 158.9612 | 174.1779 | 168.2681 | 158.429 | 165.1933 | 172.7909 | 164.2866
VIC1 | VPP | 35.592 | 111.7085 | 215.2047 | 342.7713 | 486.4202 | 567.687 | 783.6355 | 911.301 | 968.891 | 1145.0665 | 1311.3068 | 1471.3331 | 1755.0936 | 2004.5772 | 2125.0531 | 2274.8207 | 2481.0124 | 2361.8239 | 2796.346 | 2639.1884 | 2671.9506 | 2956.6423 | 3168.0271 | 3130.5093 | 3329.3204 | 3443.3669 | 3276.2245
Total excluding storage |  | 41842.6839 | 42237.0776 | 40844.2699 | 41753.2103 | 47003.8436 | 47620.8799 | 47293.7596 | 45268.9441 | 48365.5946 | 45963.3097 | 50247.3049 | 50309.7244 | 52913.2372 | 57518.9533 | 58815.5524 | 66924.8715 | 66484.8433 | 73514.8126 | 78291.9849 | 85112.135 | 98193.2653 | 100640.3962 | 104153.5423 | 104256.7123 | 127186.9891 | 125853.5214 | 132111.0883
Region | Technology | 2023-24 | 2024-25 | 2025-26 | 2026-27 | 2027-28 | 2028-29 | 2029-30 | 2030-31 | 2031-32 | 2032-33 | 2033-34 | 2034-35 | 2035-36 | 2036-37 | 2037-38 | 2038-39 | 2039-40 | 2040-41 | 2041-42 | 2042-43 | 2043-44 | 2044-45 | 2045-46 | 2046-47 | 2047-48 | 2048-49 | 2049-50
SA1 | Black Coal | 0 | 0 | 0 | 0 | 0 | 0 | 0 | 0 | 0 | 0 | 0 | 0 | 0 | 0 | 0 | 0 | 0 | 0 | 0 | 0 | 0 | 0 | 0 | 0 | 0 | 0 | 0
SA1 | Brown Coal | 0 | 0 | 0 | 0 | 0 | 0 | 0 | 0 | 0 | 0 | 0 | 0 | 0 | 0 | 0 | 0 | 0 | 0 | 0 | 0 | 0 | 0 | 0 | 0 | 0 | 0 | 0
SA1 | CCGT | 2316.7376 | 1125.3998 | 1518.4282 | 1265.3853 | 1281.5387 | 1740.9445 | 1468.1132 | 1734.7981 | 1517.712 | 333.0837 | 1151.2382 | 1482.8204 | 135.2179 | 77.3763 | 0 | 0 | 0 | 0 | 0 | 0 | 0 | 0 | 0 | 0 | 0 | 0 | 0
SA1 | Gas - Steam | 200.922 | 105.7931 | 373.8491 | 0 | 0 | 0 | 0 | 0 | 0 | 0 | 0 | 0 | 0 | 0 | 0 | 0 | 0 | 0 | 0 | 0 | 0 | 0 | 0 | 0 | 0 | 0 | 0
SA1 | OCGT / Diesel | 512.2361 | 203.5258 | 479.2985 | 258.2822 | 446.0785 | 765.6473 | 139.0048 | 715.6127 | 157.1806 | 71.0234 | 39.4062 | 101.529 | 49.4125 | 16.94 | 50.0403 | 0.00067548 | 23.0348 | 834.5609 | 864.3175 | 867.5843 | 2395.6828 | 0.0012649 | 0.0011542 | 0.001084 | 0.00099522 | 0.0011497 | 0.0011312
SA1 | Hydro | 0 | 0 | 0 | 0 | 0 | 0 | 0 | 0 | 0 | 0 | 0 | 0 | 0 | 0 | 0 | 0 | 0 | 0 | 0 | 0 | 0 | 0 | 0 | 0 | 0 | 0 | 0
SA1 | Hydrogen Turbine | 0 | 0 | 0 | 0 | 0 | 0 | 0 | 0.00020068 | 0.00019384 | 0.00017715 | 0.00024279 | 0.00034075 | 0.00027078 | 0.00033435 | 0.0006387 | 0.00054681 | 0.00074249 | 0.00059859 | 0.00058103 | 0.00087445 | 0.0018117 | 0.0009316 | 0.0007805 | 0.0013177 | 0.0011683 | 0.0016911 | 0.001689
SA1 | Wind | 6825.9781 | 9772.5032 | 9470.0397 | 14472.1135 | 14412.6932 | 23424.547 | 24108.2346 | 26171.6891 | 28057.1493 | 26700.2001 | 32658.2065 | 29684.0749 | 38486.2891 | 44563.0136 | 55779.9533 | 62208.658 | 58753.3806 | 67326.6311 | 80803.9926 | 87784.6597 | 88757.3659 | 96437.0246 | 95351.8392 | 109116.7119 | 127567.1028 | 127127.3158 | 153620.3042
SA1 | Solar PV | 1320.8001 | 1004.7521 | 1436.5144 | 1521.7641 | 2601.6106 | 5492.28 | 5665.5392 | 9798.2182 | 10459.6496 | 14545.2237 | 22957.4403 | 29156.2881 | 31558.9594 | 40665.5136 | 38615.0678 | 41068.4101 | 44466.7119 | 45341.5733 | 83599.4462 | 76913.5719 | 100106.4255 | 101389.7835 | 105500.0198 | 95000.8592 | 106011.3721 | 112113.5816 | 124376.7304
SA1 | Grid Battery | 167.3813 | 170.6253 | 170.4493 | 168.9092 | 170.7609 | 160.389 | 157.163 | 1011.5319 | 1681.5436 | 4405.2516 | 5922.4975 | 8004.8069 | 8838.5921 | 10800.9726 | 8897.556 | 9054.9869 | 10056.7708 | 9453.384 | 21101.6196 | 18296.2188 | 25131.7773 | 26405.8363 | 27929.0898 | 23356.3973 | 24672.1203 | 25510.7478 | 27273.0624
SA1 | Pumped Hydro | 0 | 0 | 0.0011818 | 0.0020734 | 0.0022558 | 0.0022735 | 0.0022394 | 0.0023382 | 0.0023238 | 0.0023361 | 0.0021985 | 0.0023286 | 0.00239 | 0.00251 | 0.0024459 | 0.0024254 | 0.002643 | 0.002672 | 0.0027206 | 0.0028327 | 0.0030726 | 0.0032274 | 0.0033178 | 0.0031846 | 0.0031856 | 0.0035343 | 0.0039337
SA1 | VPP | 74.9963 | 114.0601 | 151.2579 | 187.6513 | 231.602 | 260.8658 | 327.5863 | 393.5608 | 453.7947 | 578.756 | 675.9963 | 800.196 | 909.5451 | 1036.5577 | 1072.9274 | 1116.2935 | 1220.3805 | 1217.8698 | 1367.515 | 1359.17 | 1456.1063 | 1527.62 | 1653.5292 | 1631.7865 | 1675.2632 | 1760.1732 | 1796.6981
Total excluding storage |  | 11419.0514 | 12496.6594 | 13599.8381 | 17874.1078 | 19144.2862 | 31844.6758 | 31865.6433 | 39825.4134 | 42327.0323 | 46633.5411 | 63404.7874 | 69229.7179 | 79978.0186 | 97160.3766 | 104415.5479 | 113448.3522 | 114520.282 | 124174.0224 | 187736.8941 | 185221.2084 | 217847.3627 | 225760.2699 | 230434.4833 | 229105.7605 | 259925.8638 | 266511.8247 | 307066.8018
Region | Technology | 2023-24 | 2024-25 | 2025-26 | 2026-27 | 2027-28 | 2028-29 | 2029-30 | 2030-31 | 2031-32 | 2032-33 | 2033-34 | 2034-35 | 2035-36 | 2036-37 | 2037-38 | 2038-39 | 2039-40 | 2040-41 | 2041-42 | 2042-43 | 2043-44 | 2044-45 | 2045-46 | 2046-47 | 2047-48 | 2048-49 | 2049-50
TAS1 | Black Coal | 0 | 0 | 0 | 0 | 0 | 0 | 0 | 0 | 0 | 0 | 0 | 0 | 0 | 0 | 0 | 0 | 0 | 0 | 0 | 0 | 0 | 0 | 0 | 0 | 0 | 0 | 0
TAS1 | Brown Coal | 0 | 0 | 0 | 0 | 0 | 0 | 0 | 0 | 0 | 0 | 0 | 0 | 0 | 0 | 0 | 0 | 0 | 0 | 0 | 0 | 0 | 0 | 0 | 0 | 0 | 0 | 0
TAS1 | CCGT | 0 | 0 | 0 | 0 | 0 | 0 | 0 | 0 | 0 | 0 | 0 | 0 | 0 | 0 | 0 | 0 | 0 | 0 | 0 | 0 | 0 | 0 | 0 | 0 | 0 | 0 | 0
TAS1 | Gas - Steam | 0 | 0 | 0 | 0 | 0 | 0 | 0 | 0 | 0 | 0 | 0 | 0 | 0 | 0 | 0 | 0 | 0 | 0 | 0 | 0 | 0 | 0 | 0 | 0 | 0 | 0 | 0
TAS1 | OCGT / Diesel | 9.5718e-05 | 0.00014887 | 0.00015972 | 0.50946 | 1.3768 | 0.16545 | 0.00022228 | 0.00024844 | 1.2363 | 5.5846 | 0.00026021 | 0.00027583 | 0.00025903 | 0.00027229 | 0.0003011 | 0.00030979 | 0.00033088 | 0.00051421 | 0.0004745 | 0.00051856 | 0.00069721 | 0.00049697 | 0.00050407 | 0.00068243 | 0.00065923 | 0.00077674 | 0.00076097
TAS1 | Hydro | 12220.6288 | 6688.8468 | 7564.3095 | 7533.8612 | 9141.8016 | 10003.9734 | 10792.038 | 9717.1663 | 9858.8571 | 8641.3674 | 9700.8506 | 9728.9183 | 8376.4231 | 8025.0234 | 9943.7969 | 8791.5797 | 8916.966 | 9850.9541 | 8222.9503 | 8461.938 | 10245.9642 | 9087.1719 | 7450.8141 | 10539.428 | 7688.0259 | 9499.2562 | 10771.0128
TAS1 | Hydrogen Turbine | 0 | 0 | 0 | 0 | 0 | 0 | 0 | 0.00010769 | 0.00012065 | 0.0001356 | 0.00017039 | 0.00024961 | 0.0002057 | 0.00027383 | 0.00064162 | 0.00079033 | 0.001344 | 0.0012575 | 0.0010858 | 0.0014552 | 0.00186 | 0.0012493 | 0.0012695 | 0.043064 | 0.041197 | 443.2339 | 455.7434
TAS1 | Wind | 1869.2336 | 8647.3651 | 10592.4398 | 11653.162 | 20804.8674 | 22259.7884 | 28468.7656 | 28804.2517 | 38482.7753 | 39904.5921 | 40897.3471 | 54076.0085 | 55810.3683 | 65335.8939 | 76012.7121 | 72760.4374 | 71917.799 | 85318.5958 | 87187.3461 | 80861.2347 | 89863.1701 | 88908.522 | 93131.8785 | 106892.2102 | 109260.9004 | 116708.803 | 126215.163
TAS1 | Solar PV | 0 | 0.00035168 | 0.00045271 | 0.0010224 | 345.9186 | 468.7735 | 839.0058 | 1501.3158 | 1395.1408 | 1491.0455 | 6329.9848 | 11468.6493 | 13947.9442 | 15417.3043 | 14857.62 | 17881.4227 | 20076.7036 | 19436.1839 | 20549.455 | 26165.1501 | 27412.2821 | 28947.1635 | 27906.1145 | 33325.317 | 41905.9386 | 53286.3254 | 51736.2134
TAS1 | Grid Battery | 0 | 0.0009397 | 0.0010418 | 0.0012297 | 0.0014738 | 0.001486 | 0.0016272 | 0.0021048 | 0.0034928 | 0.0042924 | 0.0051618 | 0.0056412 | 0.0064174 | 0.0086427 | 0.012265 | 0.20064 | 0.20984 | 0.20664 | 487.5653 | 1394.8923 | 1338.5808 | 1463.4934 | 1476.0789 | 4045.9371 | 7479.3134 | 9355.3918 | 9002.8214
TAS1 | Pumped Hydro | 0 | 0 | 0.0021162 | 0.0028728 | 0.0052418 | 266.9609 | 885.2953 | 907.1415 | 1370.2158 | 1781.4971 | 1937.6257 | 3033.2963 | 3960.4963 | 3936.0748 | 4156.7736 | 4311.3578 | 4160.909 | 4094.9611 | 4328.153 | 4118.6394 | 3910.7217 | 4381.3418 | 4003.6519 | 3853.8974 | 3853.942 | 3702.4865 | 3423.2224
TAS1 | VPP | 2.8378 | 9.1009 | 13.0664 | 20.1206 | 28.2023 | 40.4978 | 47.9794 | 55.9184 | 83.5205 | 97.5842 | 105.4371 | 123.599 | 138.5541 | 167.8817 | 171.17 | 184.7116 | 207.4799 | 224.8858 | 236.5004 | 226.3544 | 240.9737 | 251.5514 | 276.4875 | 275.3794 | 299.2151 | 314.989 | 345.2903
Total excluding storage |  | 14092.7002 | 15345.3142 | 18169.8195 | 19207.6583 | 30322.1734 | 33040.1609 | 41033.0861 | 40985.7961 | 51191.7495 | 51921.6753 | 58971.251 | 78430.4775 | 82233.7928 | 92882.1872 | 105142.0858 | 103929.7109 | 105280.069 | 118925.7891 | 121011.9717 | 121228.2109 | 133011.6951 | 133039.2457 | 134245.0272 | 158932.2127 | 170487.3772 | 193310.4866 | 201949.4675
Explicitly modelled pumping
Region | Technology | 2023-24 | 2024-25 | 2025-26 | 2026-27 | 2027-28 | 2028-29 | 2029-30 | 2030-31 | 2031-32 | 2032-33 | 2033-34 | 2034-35 | 2035-36 | 2036-37 | 2037-38 | 2038-39 | 2039-40 | 2040-41 | 2041-42 | 2042-43 | 2043-44 | 2044-45 | 2045-46 | 2046-47 | 2047-48 | 2048-49 | 2049-50
NEM | Grid Battery pump | 428.6903 | 495.5977 | 1546.337 | 3821.2876 | 5749.6041 | 10448.3653 | 10711.9953 | 17768.5325 | 18377.3405 | 25559.4027 | 32921.3912 | 41456.2181 | 45567.691 | 49032.9712 | 45026.7137 | 46610.208 | 49898.5906 | 52874.9141 | 73170.3898 | 83098.3714 | 93923.3669 | 107962.3314 | 107282.1888 | 92198.4259 | 102486.3615 | 109091.6974 | 156474.8898
NEM | Pumped Hydro Pump | 1253.1552 | 3130.8255 | 5451.8582 | 8633.6989 | 14423.8287 | 14774.6655 | 16200.143 | 16541.1616 | 17014.4752 | 18021.8881 | 17894.251 | 18535.1929 | 20534.1765 | 20577.9382 | 19069.454 | 19589.2217 | 19820.0891 | 19143.5337 | 20200.0869 | 19177.4136 | 18156.6021 | 19906.8532 | 19118.8613 | 18120.8122 | 18601.3988 | 18344.8181 | 16994.5003
NEM | VPP pump | 267.1382 | 648.8864 | 1027.1645 | 1552.3959 | 2138.2977 | 2636.6062 | 3587.1596 | 4251.3716 | 4902.3983 | 5862.5099 | 6948.3153 | 7964.0412 | 9295.1356 | 10509.2046 | 10974.5034 | 11845.3404 | 12841.7755 | 12979.9579 | 14228.0645 | 14243.6274 | 14664.1484 | 15894.6589 | 16752.0328 | 16195.0345 | 17317.6417 | 18235.8453 | 18623.9878
Region | Technology | 2023-24 | 2024-25 | 2025-26 | 2026-27 | 2027-28 | 2028-29 | 2029-30 | 2030-31 | 2031-32 | 2032-33 | 2033-34 | 2034-35 | 2035-36 | 2036-37 | 2037-38 | 2038-39 | 2039-40 | 2040-41 | 2041-42 | 2042-43 | 2043-44 | 2044-45 | 2045-46 | 2046-47 | 2047-48 | 2048-49 | 2049-50
NSW1 | Grid Battery pump | 20.435 | 31.8021 | 1089.8057 | 2603.5108 | 3373.2494 | 4003.7131 | 4123.6607 | 9918.9315 | 9848.8907 | 10534.1315 | 10187.3996 | 9839.4087 | 12299.2273 | 12539.546 | 14402.2822 | 14370.0637 | 15532.7336 | 14896.8631 | 17047.2039 | 17444.5769 | 17144.6187 | 19664.3544 | 18439.9084 | 15439.0015 | 15465.2453 | 17648.9382 | 17299.4304
NSW1 | Pumped Hydro Pump | 653.2852 | 1867.7826 | 2640.7649 | 3991.9857 | 9055.8034 | 9704.1519 | 9606.0051 | 9403.7636 | 9346.0219 | 9690.8567 | 9682.2768 | 9127.5038 | 9848.7411 | 10072.9325 | 9108.8818 | 8986.2552 | 9117.7394 | 8687.682 | 9269.8488 | 8872.5567 | 8247.9857 | 9417.1819 | 9127.4245 | 8844.0032 | 9129.3116 | 9036.2233 | 8255.9833
NSW1 | VPP pump | 68.2061 | 204.2262 | 316.0565 | 496.8799 | 681.5705 | 861.8742 | 1183.6488 | 1403.7979 | 1649.3728 | 1973.8287 | 2379.6785 | 2700.6659 | 3196.2085 | 3610.5821 | 3821.5596 | 4110.7878 | 4499.3685 | 4531.0341 | 4871.257 | 4918.4299 | 5018.1788 | 5571.683 | 5866.203 | 5628.8147 | 5882.6236 | 6413.4864 | 6545.6199
Region | Technology | 2023-24 | 2024-25 | 2025-26 | 2026-27 | 2027-28 | 2028-29 | 2029-30 | 2030-31 | 2031-32 | 2032-33 | 2033-34 | 2034-35 | 2035-36 | 2036-37 | 2037-38 | 2038-39 | 2039-40 | 2040-41 | 2041-42 | 2042-43 | 2043-44 | 2044-45 | 2045-46 | 2046-47 | 2047-48 | 2048-49 | 2049-50
QLD1 | Grid Battery pump | 59.6812 | 69.5812 | 62.5875 | 63.3628 | 63.742 | 4344.5871 | 4512.1093 | 4575.3169 | 4636.2501 | 6957.09 | 12713.7809 | 19092.4778 | 19270.2626 | 19063.7729 | 15950.3777 | 17443.6997 | 17890.1387 | 22679.3965 | 23786.3327 | 35939.404 | 38471.9848 | 47078.3975 | 45420.8145 | 36841.7642 | 41569.2217 | 42054.35 | 88679.7615
QLD1 | Pumped Hydro Pump | 599.8701 | 1263.0429 | 2811.0872 | 4428.1742 | 5124.9546 | 4489.9531 | 5197.7935 | 5704.4303 | 5626.7027 | 5731.3599 | 5447.9165 | 5204.7741 | 5243.2332 | 5019.3619 | 4351.8285 | 4691.0031 | 5029.125 | 4799.799 | 5003.0854 | 4650.5918 | 4607.4381 | 4513.2602 | 4430.299 | 4069.1925 | 4113.4044 | 4279.8837 | 4018.1056
QLD1 | VPP pump | 65.8917 | 167.6677 | 264.6735 | 408.4234 | 576.485 | 754.6506 | 1036.0717 | 1250.3289 | 1480.7614 | 1740.4707 | 2110.3718 | 2446.8706 | 2801.6143 | 3121.283 | 3191.2627 | 3514.158 | 3757.2747 | 3958.61 | 4193.045 | 4339.8755 | 4521.2163 | 4751.7256 | 4870.0625 | 4658.311 | 5174.7266 | 5350.5005 | 5704
Region | Technology | 2023-24 | 2024-25 | 2025-26 | 2026-27 | 2027-28 | 2028-29 | 2029-30 | 2030-31 | 2031-32 | 2032-33 | 2033-34 | 2034-35 | 2035-36 | 2036-37 | 2037-38 | 2038-39 | 2039-40 | 2040-41 | 2041-42 | 2042-43 | 2043-44 | 2044-45 | 2045-46 | 2046-47 | 2047-48 | 2048-49 | 2049-50
VIC1 | Grid Battery pump | 151.1803 | 191.9227 | 192.9122 | 954.652 | 2110.0792 | 1910.9238 | 1889.7913 | 2059.5314 | 1869.5725 | 2747.5015 | 2904.8854 | 2883.2717 | 3352.5789 | 4419.7298 | 3957.2847 | 3849.5656 | 4402.2873 | 3863.463 | 6346.925 | 5922.6901 | 6508.6253 | 7620.0502 | 7892.7921 | 7035.7053 | 6545.6904 | 7551.7246 | 6790.409
VIC1 | Pumped Hydro Pump | 0 | 0 | 0.0017987 | 213.5326 | 243.0607 | 229.2932 | 227.2558 | 243.5808 | 237.949 | 232.0503 | 228.9484 | 217.9065 | 234.8706 | 237.2474 | 208.6487 | 212.0239 | 225.4382 | 214.1821 | 229.412 | 222.6048 | 206.7425 | 229.1814 | 223.8225 | 206.0421 | 218.3547 | 226.3613 | 216.1665
VIC1 | VPP pump | 41.7302 | 131.7716 | 253.408 | 402.6844 | 573.7285 | 666.3975 | 924.4255 | 1069.6173 | 1140.1286 | 1350.1971 | 1540.9843 | 1729.6267 | 2064.5816 | 2359.6727 | 2498.7162 | 2684.9785 | 2910.1186 | 2788.5552 | 3279.8795 | 3115.5582 | 3132.8405 | 3478.4029 | 3739.405 | 3670.6378 | 3930.4301 | 4037.437 | 3854.3815
Region | Technology | 2023-24 | 2024-25 | 2025-26 | 2026-27 | 2027-28 | 2028-29 | 2029-30 | 2030-31 | 2031-32 | 2032-33 | 2033-34 | 2034-35 | 2035-36 | 2036-37 | 2037-38 | 2038-39 | 2039-40 | 2040-41 | 2041-42 | 2042-43 | 2043-44 | 2044-45 | 2045-46 | 2046-47 | 2047-48 | 2048-49 | 2049-50
SA1 | Grid Battery pump | 197.3938 | 202.2907 | 201.0304 | 199.7605 | 202.5317 | 189.1396 | 186.432 | 1214.7502 | 2022.623 | 5320.6746 | 7115.319 | 9641.0532 | 10645.6145 | 13009.9122 | 10716.7545 | 10946.6366 | 12073.1797 | 11434.9426 | 25402.5008 | 22102.8684 | 30185.3907 | 31844.5245 | 33742.0264 | 28015.5723 | 29848.9353 | 30611.1782 | 32858.5158
SA1 | Pumped Hydro Pump | 0 | 0 | 0.0015571 | 0.0027261 | 0.0029812 | 0.0029784 | 0.0029604 | 0.0030654 | 0.0030563 | 0.0030778 | 0.0028952 | 0.0030569 | 0.0031467 | 0.0033076 | 0.0032148 | 0.0031961 | 0.0034693 | 0.0035285 | 0.0035711 | 0.0037359 | 0.0040282 | 0.0042553 | 0.0043741 | 0.004171 | 0.0042135 | 0.0046281 | 0.0051813
SA1 | VPP pump | 87.9903 | 134.514 | 177.6249 | 220.7663 | 273.2132 | 306.1606 | 386.5441 | 461.8642 | 533.876 | 682.8414 | 793.3378 | 941.407 | 1070.0531 | 1219.4977 | 1262.2496 | 1317.3175 | 1431.7104 | 1437.1871 | 1605.6471 | 1602.5208 | 1708.3638 | 1797.899 | 1949.9845 | 1914.3936 | 1976.652 | 2065.0378 | 2113.7625
Region | Technology | 2023-24 | 2024-25 | 2025-26 | 2026-27 | 2027-28 | 2028-29 | 2029-30 | 2030-31 | 2031-32 | 2032-33 | 2033-34 | 2034-35 | 2035-36 | 2036-37 | 2037-38 | 2038-39 | 2039-40 | 2040-41 | 2041-42 | 2042-43 | 2043-44 | 2044-45 | 2045-46 | 2046-47 | 2047-48 | 2048-49 | 2049-50
TAS1 | Grid Battery pump | 0 | 0.0011168 | 0.0012377 | 0.0014597 | 0.0017538 | 0.0017626 | 0.0019356 | 0.0024995 | 0.0041556 | 0.0051171 | 0.0061336 | 0.0067158 | 0.0076342 | 0.010311 | 0.014578 | 0.2424 | 0.25132 | 0.24894 | 587.4274 | 1688.832 | 1612.7474 | 1755.0048 | 1786.6474 | 4866.3826 | 9057.2689 | 11225.5063 | 10846.7731
TAS1 | Pumped Hydro Pump | 0 | 0 | 0.0027986 | 0.0037673 | 0.0069698 | 351.2643 | 1169.0856 | 1189.3838 | 1803.7985 | 2367.6182 | 2535.1064 | 3985.0053 | 5207.3286 | 5248.3931 | 5400.0918 | 5699.9362 | 5447.783 | 5441.867 | 5697.7371 | 5431.6566 | 5094.4317 | 5747.2255 | 5337.3109 | 5001.5702 | 5140.3238 | 4802.3452 | 4504.2398
TAS1 | VPP pump | 3.3199 | 10.7069 | 15.4016 | 23.6419 | 33.3004 | 47.5233 | 56.4694 | 65.7632 | 98.2594 | 115.172 | 123.9428 | 145.471 | 162.6781 | 198.169 | 200.7153 | 218.0985 | 243.3034 | 264.5715 | 278.2359 | 267.243 | 283.549 | 294.9484 | 326.3778 | 322.8774 | 353.2095 | 369.3837 | 406.2239
Non-controllable capacity
Region | Technology | 2023-24 | 2024-25 | 2025-26 | 2026-27 | 2027-28 | 2028-29 | 2029-30 | 2030-31 | 2031-32 | 2032-33 | 2033-34 | 2034-35 | 2035-36 | 2036-37 | 2037-38 | 2038-39 | 2039-40 | 2040-41 | 2041-42 | 2042-43 | 2043-44 | 2044-45 | 2045-46 | 2046-47 | 2047-48 | 2048-49 | 2049-50
NEM | Distributed PV | 28092.3496 | 31229.3563 | 34222.7211 | 40772.5733 | 44931.3209 | 43795.7567 | 49591.985 | 55261.0322 | 59867.3279 | 63305.4207 | 64859.3525 | 66066.0982 | 74039.4587 | 77129.3333 | 71639.0459 | 77914.8248 | 84125.7859 | 88608.2381 | 91528.0339 | 91960.2425 | 91824.9688 | 101064.902 | 103910.4226 | 95700.5226 | 103278.4671 | 110289.5929 | 114965.1676
NEM | Behind the meter battery | 695.4795 | 1078.31 | 1407.5158 | 1668.4796 | 1891.1321 | 2035.3669 | 2318.3699 | 2682.8975 | 3007.6704 | 3349.5884 | 3854.3372 | 4362.6111 | 4815.8375 | 5174.2175 | 5472.1674 | 5686.3755 | 5767.9948 | 5751.488 | 5684.5392 | 5627.0459 | 5657.8927 | 5678.5314 | 5681.5411 | 5668.9685 | 5652.094 | 5572.7414 | 5486.0696
NEM | Behind the meter battery pump | 818.5544 | 1269.0039 | 1656.6188 | 1963.7018 | 2226.3498 | 2395.6583 | 2729.6635 | 3158.3233 | 3540.0508 | 3942.9332 | 4536.0569 | 5135.526 | 5666.6469 | 6089.088 | 6440.0449 | 6692.6191 | 6788.8211 | 6767.7334 | 6692.103 | 6622.8115 | 6659.9012 | 6683.7902 | 6688.1884 | 6674.2227 | 6651.1966 | 6559.6833 | 6458.4059
Region | Technology | 2023-24 | 2024-25 | 2025-26 | 2026-27 | 2027-28 | 2028-29 | 2029-30 | 2030-31 | 2031-32 | 2032-33 | 2033-34 | 2034-35 | 2035-36 | 2036-37 | 2037-38 | 2038-39 | 2039-40 | 2040-41 | 2041-42 | 2042-43 | 2043-44 | 2044-45 | 2045-46 | 2046-47 | 2047-48 | 2048-49 | 2049-50
NSW1 | Distributed PV | 9127.2237 | 10368.8398 | 11309.723 | 13812.1555 | 14928.3195 | 14448.0663 | 16045.729 | 18251.9341 | 20279.4386 | 20903.4305 | 21772.8578 | 22116.3487 | 25507.3278 | 26230.9349 | 24300.8121 | 25956.6983 | 28582.6218 | 30774.6624 | 30948.6458 | 31492.2524 | 31298.7782 | 35351.8893 | 35837.4146 | 32836.6943 | 34725.1695 | 37754.0009 | 40195.5189
NSW1 | Behind the meter battery | 252.9115 | 378.037 | 474.1485 | 547.331 | 609.2417 | 653.1385 | 740.7787 | 859.1134 | 977.7677 | 1103.1377 | 1286.9308 | 1462.6095 | 1617.7382 | 1741.4018 | 1838.9315 | 1907.3373 | 1935.731 | 1922.4917 | 1901.0935 | 1886.0903 | 1903.6568 | 1915.6797 | 1915.479 | 1909.4832 | 1898.9576 | 1873.5131 | 1839.1918
NSW1 | Behind the meter battery pump | 297.7023 | 444.7794 | 558.0749 | 644.2993 | 717.3215 | 768.7553 | 872.248 | 1011.2844 | 1150.3951 | 1298.2238 | 1514.8648 | 1722.1033 | 1903.2334 | 2049.2668 | 2164.3233 | 2245.6489 | 2278.2933 | 2261.7711 | 2238.3987 | 2219.5942 | 2241.1434 | 2254.4028 | 2255.0101 | 2248.4295 | 2234.115 | 2206.1873 | 2165.4397
Region | Technology | 2023-24 | 2024-25 | 2025-26 | 2026-27 | 2027-28 | 2028-29 | 2029-30 | 2030-31 | 2031-32 | 2032-33 | 2033-34 | 2034-35 | 2035-36 | 2036-37 | 2037-38 | 2038-39 | 2039-40 | 2040-41 | 2041-42 | 2042-43 | 2043-44 | 2044-45 | 2045-46 | 2046-47 | 2047-48 | 2048-49 | 2049-50
QLD1 | Distributed PV | 8717.4327 | 9438.1246 | 10691.0189 | 12571.4321 | 13801.5089 | 12611.7587 | 14773.1222 | 16357.2478 | 18256.207 | 19042.5915 | 19257.9046 | 20391.8694 | 22603.4642 | 23452.4266 | 20397.2016 | 22846.4326 | 24427.2608 | 26409.1926 | 26845.8047 | 26550.6421 | 27523.0738 | 29860.0747 | 30628.906 | 26400.641 | 29436.7074 | 31152.2681 | 33442.8932
QLD1 | Behind the meter battery | 181.2665 | 289.0141 | 391.4917 | 468.8781 | 532.3168 | 581.3976 | 669.2074 | 779.569 | 883.6256 | 989.0347 | 1143.3295 | 1298.0358 | 1437.1843 | 1537.8089 | 1608.6921 | 1660.6128 | 1673.0458 | 1661.0318 | 1631.3651 | 1613.8863 | 1625.1104 | 1627.3441 | 1630.9718 | 1624.2908 | 1612.1224 | 1585.2153 | 1557.81
QLD1 | Behind the meter battery pump | 213.2543 | 340.2462 | 460.6993 | 551.7541 | 626.7357 | 684.3258 | 787.9237 | 917.8195 | 1040.183 | 1164.5336 | 1345.7307 | 1528.2039 | 1691.1987 | 1809.3424 | 1893.2555 | 1953.7127 | 1969.7027 | 1954.7257 | 1921.0578 | 1899.3158 | 1912.8431 | 1915.6437 | 1919.7836 | 1911.6785 | 1896.8122 | 1866.062 | 1834.3335
Region | Technology | 2023-24 | 2024-25 | 2025-26 | 2026-27 | 2027-28 | 2028-29 | 2029-30 | 2030-31 | 2031-32 | 2032-33 | 2033-34 | 2034-35 | 2035-36 | 2036-37 | 2037-38 | 2038-39 | 2039-40 | 2040-41 | 2041-42 | 2042-43 | 2043-44 | 2044-45 | 2045-46 | 2046-47 | 2047-48 | 2048-49 | 2049-50
VIC1 | Distributed PV | 6000.7935 | 6770.0877 | 7343.5895 | 8853.0483 | 10044.3913 | 10424.3686 | 11766.1183 | 13105.7968 | 13378.9656 | 14772.6128 | 15090.4642 | 14872.8518 | 16488.5059 | 17363.5191 | 17002.8984 | 18417.4282 | 19900.2644 | 19901.6595 | 21596.6854 | 21829.7276 | 21227.7351 | 23265.8036 | 24218.6936 | 23574.457 | 25373.8445 | 27114.9601 | 26817.5213
VIC1 | Behind the meter battery | 141.985 | 252.0634 | 349.4457 | 432.937 | 505.4843 | 536.1299 | 600.565 | 689.7169 | 743.6775 | 795.9704 | 894.4221 | 1007.657 | 1112.529 | 1203.1682 | 1302.9856 | 1369.3669 | 1406.369 | 1420.7544 | 1415.4477 | 1393.2785 | 1392.3727 | 1402.0557 | 1402.7054 | 1412.047 | 1421.34 | 1408.6509 | 1395.2273
VIC1 | Behind the meter battery pump | 167.126 | 296.5466 | 411.3566 | 509.4864 | 595.0346 | 631.1002 | 707.1206 | 811.8737 | 875.5397 | 936.8152 | 1052.3272 | 1185.5559 | 1309.2417 | 1416.0459 | 1533.213 | 1611.7067 | 1654.7681 | 1671.7196 | 1665.6276 | 1639.9112 | 1638.5908 | 1650.7579 | 1651.3687 | 1662.7403 | 1672.9268 | 1657.3662 | 1642.2269
Region | Technology | 2023-24 | 2024-25 | 2025-26 | 2026-27 | 2027-28 | 2028-29 | 2029-30 | 2030-31 | 2031-32 | 2032-33 | 2033-34 | 2034-35 | 2035-36 | 2036-37 | 2037-38 | 2038-39 | 2039-40 | 2040-41 | 2041-42 | 2042-43 | 2043-44 | 2044-45 | 2045-46 | 2046-47 | 2047-48 | 2048-49 | 2049-50
SA1 | Distributed PV | 3873.5904 | 4218.2084 | 4407.0308 | 4974.9388 | 5540.7273 | 5653.8684 | 6291.3901 | 6760.8987 | 7126.3578 | 7683.9802 | 7787.5309 | 7731.1002 | 8378.4884 | 8978.4739 | 8818.916 | 9525.6124 | 9972.7635 | 10249.4024 | 10783.3468 | 10690.4944 | 10400.6105 | 11079.611 | 11682.2976 | 11341.03 | 12145.6032 | 12590.3498 | 12817.7077
SA1 | Behind the meter battery | 99.7067 | 131.4791 | 158.1035 | 180.1246 | 200.9319 | 218.7478 | 256.2991 | 295.4642 | 336.07 | 385.4073 | 442.4572 | 496.031 | 540.5116 | 576.003 | 599.5596 | 622.0284 | 624.1324 | 618.7657 | 609.6769 | 606.4207 | 608.1841 | 604.8342 | 602.9923 | 594.5005 | 591.4601 | 578.6195 | 569.2576
SA1 | Behind the meter battery pump | 117.393 | 154.8013 | 186.097 | 212.0302 | 236.4823 | 257.3804 | 301.7169 | 347.8746 | 395.6049 | 453.8385 | 520.5384 | 583.9682 | 636.02 | 678.1084 | 705.6655 | 732.0113 | 734.5058 | 728.3476 | 717.5834 | 714.1417 | 716.0107 | 711.6125 | 709.7187 | 699.9711 | 696.4297 | 680.9073 | 669.8344
Region | Technology | 2023-24 | 2024-25 | 2025-26 | 2026-27 | 2027-28 | 2028-29 | 2029-30 | 2030-31 | 2031-32 | 2032-33 | 2033-34 | 2034-35 | 2035-36 | 2036-37 | 2037-38 | 2038-39 | 2039-40 | 2040-41 | 2041-42 | 2042-43 | 2043-44 | 2044-45 | 2045-46 | 2046-47 | 2047-48 | 2048-49 | 2049-50
TAS1 | Distributed PV | 373.3093 | 434.0958 | 471.3589 | 560.9986 | 616.3739 | 657.6946 | 715.6253 | 785.1548 | 826.3589 | 902.8057 | 950.595 | 953.9281 | 1061.6725 | 1103.9787 | 1119.2178 | 1168.6532 | 1242.8754 | 1273.3211 | 1353.5513 | 1397.126 | 1374.7712 | 1507.5233 | 1543.1109 | 1547.7002 | 1597.1425 | 1678.014 | 1691.5266
TAS1 | Behind the meter battery | 19.6098 | 27.7164 | 34.3264 | 39.2088 | 43.1573 | 45.9531 | 51.5197 | 59.034 | 66.5297 | 76.0382 | 87.1976 | 98.2779 | 107.8745 | 115.8357 | 121.9986 | 127.03 | 128.7166 | 128.4444 | 126.9559 | 127.37 | 128.5686 | 128.6176 | 129.3925 | 128.647 | 128.214 | 126.7426 | 124.5829
TAS1 | Behind the meter battery pump | 23.0788 | 32.6303 | 40.3909 | 46.1318 | 50.7758 | 54.0965 | 60.6543 | 69.471 | 78.3281 | 89.5221 | 102.5958 | 115.6947 | 126.953 | 136.3245 | 143.5876 | 149.5394 | 151.5513 | 151.1695 | 149.4355 | 149.8487 | 151.3131 | 151.3733 | 152.3073 | 151.4033 | 150.9129 | 149.1605 | 146.5714

## Option 3A_Capacity
Installed capacity by technology (MW) - Option 3A, Hydrogen Superpower Scenario
Capacity calculated on 1 July. In early study years some wind and solar projects enter later in the financial year and are therefore reflected in the following financial year's capacity.
Explicitly modelled generation
Region | Technology | 2023-24 | 2024-25 | 2025-26 | 2026-27 | 2027-28 | 2028-29 | 2029-30 | 2030-31 | 2031-32 | 2032-33 | 2033-34 | 2034-35 | 2035-36 | 2036-37 | 2037-38 | 2038-39 | 2039-40 | 2040-41 | 2041-42 | 2042-43 | 2043-44 | 2044-45 | 2045-46 | 2046-47 | 2047-48 | 2048-49 | 2049-50
NEM | Black Coal | 16456 | 16456 | 13162 | 7547 | 4202 | 3082 | 2242 | 0 | 0 | 0 | 0 | 0 | 0 | 0 | 0 | 0 | 0 | 0 | 0 | 0 | 0 | 0 | 0 | 0 | 0 | 0 | 0
NEM | Brown Coal | 4820 | 4820 | 3370 | 2810 | 1720 | 1160 | 1160 | 0 | 0 | 0 | 0 | 0 | 0 | 0 | 0 | 0 | 0 | 0 | 0 | 0 | 0 | 0 | 0 | 0 | 0 | 0 | 0
NEM | CCGT | 2954.9 | 2774.9 | 2774.9 | 2774.9 | 2774.9 | 2774.9 | 2774.9 | 2774.9 | 2774.9 | 2774.9 | 2774.9 | 2774.9 | 2774.9 | 2389.9 | 1860.9 | 1860.9 | 1716.5 | 1716.5 | 1716.5 | 1716.5 | 1276.5 | 1276.5 | 632 | 388 | 388 | 388 | 388
NEM | Gas - Steam | 1300 | 1300 | 1300 | 500 | 500 | 500 | 500 | 500 | 500 | 500 | 500 | 500 | 500 | 500 | 500 | 500 | 0 | 0 | 0 | 0 | 0 | 0 | 0 | 0 | 0 | 0 | 0
NEM | OCGT / Diesel | 7382.159 | 8132.1609 | 8132.1614 | 8132.1618 | 8132.1618 | 8132.1618 | 8132.1618 | 7749.6619 | 7749.662 | 7472.802 | 6879.302 | 6762.302 | 6682.302 | 6682.302 | 6682.3021 | 6682.3022 | 6242.3023 | 6122.3024 | 6122.3025 | 6028.3025 | 6028.3026 | 4969.3038 | 4969.3038 | 4266.304 | 3682.304 | 3682.3041 | 3163.3041
NEM | Hydro | 7492.42 | 7492.42 | 7492.42 | 7492.42 | 7492.42 | 7492.42 | 7492.42 | 7492.42 | 7492.42 | 7492.42 | 7492.42 | 7492.42 | 7492.42 | 7492.42 | 7406.02 | 7406.02 | 7406.02 | 7406.02 | 7406.02 | 7340.02 | 7340.02 | 7340.02 | 7340.02 | 7340.02 | 7340.02 | 7340.02 | 7340.02
NEM | Hydrogen Turbine | 0 | 0 | 0 | 0 | 0 | 0 | 0 | 158.2944 | 158.2944 | 158.2945 | 158.2945 | 158.2946 | 158.2948 | 158.2948 | 312.9742 | 312.9743 | 446.5815 | 446.5815 | 446.5815 | 446.5816 | 1358.6011 | 1766.78 | 1766.78 | 2104.7218 | 2104.7218 | 2515.2232 | 2723.2772
NEM | Wind | 10055.738 | 25442.4298 | 27816.892 | 33504.5136 | 41765.39 | 48325.9102 | 52607.8035 | 56137.5881 | 58587.9574 | 62114.5233 | 68940.8006 | 80271.896 | 84375.2984 | 91880.6508 | 107229.6168 | 112398.1919 | 112264.8139 | 116786.745 | 128225.0419 | 145526.232 | 153611.4599 | 157194.0467 | 168890.6275 | 204694.5282 | 217575.4103 | 223651.644 | 232896.9563
NEM | Solar PV | 9052.829 | 9912.9309 | 11721.2701 | 14049.456 | 17378.7926 | 25615.8594 | 26776.341 | 35830.071 | 37766.58 | 43646.2225 | 58042.3563 | 78817.6396 | 80300.4366 | 88331.5512 | 100722.8346 | 101979.9058 | 104558.459 | 111330.5763 | 134350.5572 | 154827.541 | 174477.3168 | 183355.7228 | 191737.697 | 212353.7575 | 217285.086 | 225575.0252 | 276078.9874
NEM | Grid Battery | 1004.93 | 1004.9354 | 1901.8003 | 2559.0843 | 3374.0935 | 5446.1536 | 5470.5287 | 8323.5979 | 8727.6181 | 11558.5309 | 15163.1313 | 19058.1998 | 20701.2317 | 22102.2698 | 23768.6713 | 23768.8003 | 24448.1807 | 26314.3738 | 33877.4187 | 41212.4931 | 46988.123 | 51731.1828 | 50824.3428 | 52704.7599 | 54794.7485 | 58477.2474 | 80373.1267
NEM | Pumped Hydro | 810 | 810 | 2242.3914 | 2845.881 | 5035.2304 | 5426.9255 | 5818.5456 | 5843.687 | 6005.651 | 6257.0347 | 6389.4998 | 7060.8416 | 7501.8958 | 7576.6449 | 7576.6466 | 7576.6501 | 7576.6502 | 7576.6502 | 7576.6503 | 7576.6504 | 7576.6505 | 7576.6505 | 7576.6505 | 7576.6505 | 7576.6505 | 7576.6506 | 7576.6508
NEM | VPP | 366.52 | 731.52 | 1218.98 | 1822.85 | 2558.43 | 3412.08 | 4696.23 | 5734.8699 | 6792.65 | 7984.1201 | 9451.04 | 11021.7499 | 12642.45 | 14292.4899 | 15915.3099 | 17494.9201 | 18665.6799 | 19737.1499 | 20682.8795 | 21556.8601 | 22491.0506 | 23437.5296 | 24406.7907 | 25388.5699 | 26393.3599 | 27416.5501 | 28459.9998
Total excluding storage |  | 61695.496 | 78877.2971 | 81132.8151 | 84038.2667 | 94933.4183 | 111368.4105 | 117670.9307 | 130545.0902 | 136555.7329 | 149958.848 | 175791.7445 | 213918.2434 | 223129.2294 | 241406.5234 | 271975.2754 | 279980.6646 | 283325.1876 | 297436.8992 | 340403.9515 | 386231.1807 | 421148.0244 | 438647.7362 | 458144.2123 | 516817.3117 | 537140.301 | 556622.6646 | 639000.3223
Region | Technology | 2023-24 | 2024-25 | 2025-26 | 2026-27 | 2027-28 | 2028-29 | 2029-30 | 2030-31 | 2031-32 | 2032-33 | 2033-34 | 2034-35 | 2035-36 | 2036-37 | 2037-38 | 2038-39 | 2039-40 | 2040-41 | 2041-42 | 2042-43 | 2043-44 | 2044-45 | 2045-46 | 2046-47 | 2047-48 | 2048-49 | 2049-50
NSW1 | Black Coal | 8330 | 8330 | 8330 | 3445 | 1390 | 1390 | 1390 | 0 | 0 | 0 | 0 | 0 | 0 | 0 | 0 | 0 | 0 | 0 | 0 | 0 | 0 | 0 | 0 | 0 | 0 | 0 | 0
NSW1 | Brown Coal | 0 | 0 | 0 | 0 | 0 | 0 | 0 | 0 | 0 | 0 | 0 | 0 | 0 | 0 | 0 | 0 | 0 | 0 | 0 | 0 | 0 | 0 | 0 | 0 | 0 | 0 | 0
NSW1 | CCGT | 440 | 440 | 440 | 440 | 440 | 440 | 440 | 440 | 440 | 440 | 440 | 440 | 440 | 440 | 440 | 440 | 440 | 440 | 440 | 440 | 0 | 0 | 0 | 0 | 0 | 0 | 0
NSW1 | Gas - Steam | 0 | 0 | 0 | 0 | 0 | 0 | 0 | 0 | 0 | 0 | 0 | 0 | 0 | 0 | 0 | 0 | 0 | 0 | 0 | 0 | 0 | 0 | 0 | 0 | 0 | 0 | 0
NSW1 | OCGT / Diesel | 1888.999 | 2639.0008 | 2639.0008 | 2639.0008 | 2639.0008 | 2639.0008 | 2639.0008 | 2639.0008 | 2639.0008 | 2639.0008 | 2639.0008 | 2639.0008 | 2639.0008 | 2639.0008 | 2639.0008 | 2639.0008 | 2639.0008 | 2639.0008 | 2639.0008 | 2639.0008 | 2639.0008 | 1790.0019 | 1790.0019 | 1790.0019 | 1790.0019 | 1790.0019 | 1790.0019
NSW1 | Hydro | 2525 | 2525 | 2525 | 2525 | 2525 | 2525 | 2525 | 2525 | 2525 | 2525 | 2525 | 2525 | 2525 | 2525 | 2525 | 2525 | 2525 | 2525 | 2525 | 2525 | 2525 | 2525 | 2525 | 2525 | 2525 | 2525 | 2525
NSW1 | Hydrogen Turbine | 0 | 0 | 0 | 0 | 0 | 0 | 0 | 158.2941 | 158.2941 | 158.2941 | 158.2941 | 158.2941 | 158.2941 | 158.2941 | 188.9242 | 188.9242 | 188.9242 | 188.9242 | 188.9242 | 188.9242 | 188.9242 | 188.9242 | 188.9242 | 526.8568 | 526.8568 | 526.8568 | 526.8568
NSW1 | Wind | 1886.96 | 7191.3717 | 7191.3758 | 9059.1467 | 12356.5665 | 12682.4689 | 12909.3603 | 13771.6076 | 13771.6076 | 15879.191 | 15879.1913 | 16044.0614 | 16044.0614 | 16957.3663 | 17719.1853 | 18112.7659 | 18112.7659 | 18870.6576 | 21565.2708 | 21565.7252 | 21524.1568 | 21524.1568 | 22081.7104 | 26448.7164 | 26448.7169 | 26052.7169 | 25939.527
NSW1 | Solar PV | 3745.541 | 4459.6416 | 5849.4389 | 7453.8294 | 8499.7152 | 11232.6385 | 11236.2125 | 13832.2101 | 14438.0661 | 16289.688 | 17109.0307 | 18295.1191 | 18295.1191 | 19201.9903 | 23926.6538 | 23776.3538 | 23776.3538 | 25512.6967 | 25585.7815 | 27034.1669 | 29187.6519 | 29187.6519 | 29187.6519 | 33132.1783 | 33026.9083 | 32976.9083 | 32684.4406
NSW1 | Grid Battery | 50 | 50.0037 | 946.8623 | 1270.6129 | 1571.2381 | 1867.5057 | 1891.8807 | 4315.6961 | 4315.6962 | 4456.9473 | 4456.9485 | 4456.9486 | 5340.938 | 5331.4265 | 6997.8262 | 6997.8262 | 6997.8264 | 6997.8278 | 7513.6946 | 8205.6051 | 8476.6499 | 8903.8696 | 8007.0294 | 7767.245 | 7597.6868 | 8223.8087 | 8503.8702
NSW1 | Pumped Hydro | 240 | 240 | 735.6372 | 735.6372 | 2775.6372 | 2929.9961 | 2929.9961 | 2929.9961 | 2929.9961 | 2929.9961 | 2929.9961 | 2929.9961 | 2929.9961 | 2929.9961 | 2929.9961 | 2929.9961 | 2929.9961 | 2929.9961 | 2929.9961 | 2929.9961 | 2929.9961 | 2929.9962 | 2929.9962 | 2929.9962 | 2929.9962 | 2929.9962 | 2929.9962
NSW1 | VPP | 113.45 | 234.47 | 391.15 | 583.15 | 817.87 | 1099.64 | 1524.3701 | 1863.23 | 2229.81 | 2645.9301 | 3161.7199 | 3706.36 | 4261.71 | 4832.22 | 5385.0599 | 5923.2399 | 6317.1401 | 6670.3197 | 6979.9097 | 7280.8598 | 7600.3302 | 7924.3899 | 8255.8703 | 8588.37 | 8928.2397 | 9272.9101 | 9620.7898
Total excluding storage |  | 19219.95 | 26109.4877 | 29048.465 | 28151.377 | 33015.0278 | 36806.25 | 37485.8205 | 42475.0349 | 43447.471 | 47964.0473 | 49299.1814 | 51194.7801 | 52634.1196 | 55015.2943 | 62751.6463 | 63533.107 | 63927.0074 | 66774.423 | 70367.5778 | 72809.2781 | 75071.7099 | 74973.9904 | 74966.1843 | 83708.3645 | 83773.4066 | 84298.1989 | 84520.4824
Region | Technology | 2023-24 | 2024-25 | 2025-26 | 2026-27 | 2027-28 | 2028-29 | 2029-30 | 2030-31 | 2031-32 | 2032-33 | 2033-34 | 2034-35 | 2035-36 | 2036-37 | 2037-38 | 2038-39 | 2039-40 | 2040-41 | 2041-42 | 2042-43 | 2043-44 | 2044-45 | 2045-46 | 2046-47 | 2047-48 | 2048-49 | 2049-50
QLD1 | Black Coal | 8126 | 8126 | 4832 | 4102 | 2812 | 1692 | 852 | 0 | 0 | 0 | 0 | 0 | 0 | 0 | 0 | 0 | 0 | 0 | 0 | 0 | 0 | 0 | 0 | 0 | 0 | 0 | 0
QLD1 | Brown Coal | 0 | 0 | 0 | 0 | 0 | 0 | 0 | 0 | 0 | 0 | 0 | 0 | 0 | 0 | 0 | 0 | 0 | 0 | 0 | 0 | 0 | 0 | 0 | 0 | 0 | 0 | 0
QLD1 | CCGT | 1597.9 | 1597.9 | 1597.9 | 1597.9 | 1597.9 | 1597.9 | 1597.9 | 1597.9 | 1597.9 | 1597.9 | 1597.9 | 1597.9 | 1597.9 | 1212.9 | 1212.9 | 1212.9 | 1068.5 | 1068.5 | 1068.5 | 1068.5 | 1068.5 | 1068.5 | 424 | 180 | 180 | 180 | 180
QLD1 | Gas - Steam | 0 | 0 | 0 | 0 | 0 | 0 | 0 | 0 | 0 | 0 | 0 | 0 | 0 | 0 | 0 | 0 | 0 | 0 | 0 | 0 | 0 | 0 | 0 | 0 | 0 | 0 | 0
QLD1 | OCGT / Diesel | 1954.5 | 1954.5 | 1954.5005 | 1954.5005 | 1954.5005 | 1954.5005 | 1954.5005 | 1954.5005 | 1954.5005 | 1954.5005 | 1531.0005 | 1414.0005 | 1414.0005 | 1414.0005 | 1414.0005 | 1414.0005 | 1414.0005 | 1414.0005 | 1414.0005 | 1414.0005 | 1414.0005 | 1414.0005 | 1414.0005 | 865.0006 | 865.0006 | 865.0006 | 346.0006
QLD1 | Hydro | 152.4 | 152.4 | 152.4 | 152.4 | 152.4 | 152.4 | 152.4 | 152.4 | 152.4 | 152.4 | 152.4 | 152.4 | 152.4 | 152.4 | 66 | 66 | 66 | 66 | 66 | 0 | 0 | 0 | 0 | 0 | 0 | 0 | 0
QLD1 | Hydrogen Turbine | 0 | 0 | 0 | 0 | 0 | 0 | 0 | 0.0001982 | 0.00019822 | 0.00019826 | 0.00019831 | 0.00019842 | 0.00019849 | 0.0001986 | 0.00019883 | 0.00019893 | 0.00019911 | 0.00019932 | 0.00019955 | 0.00020166 | 0.00021437 | 0.0002224 | 0.000243 | 0.00035154 | 0.00035161 | 0.00035176 | 0.00035226
QLD1 | Wind | 1133.518 | 6115.4432 | 8023.2192 | 9396.9759 | 11104.8761 | 11798.1595 | 14077.1021 | 15425.0636 | 16253.9193 | 17130.8113 | 20373.9141 | 28976.5474 | 31194.5924 | 33680.9265 | 39023.9818 | 40229.0513 | 40229.0513 | 40229.0519 | 43068.9776 | 55805.6616 | 58719.1213 | 62757.7081 | 74634.732 | 93136.3391 | 93296.3261 | 94718.2515 | 97518.2487
QLD1 | Solar PV | 3646.985 | 3792.985 | 4020.3476 | 4427.5225 | 5205.0907 | 9043.1906 | 9966.8578 | 12136.3111 | 13473.0841 | 15213.5921 | 21573.2438 | 33925.0008 | 34229.2371 | 35892.3022 | 39740.7116 | 39740.7116 | 39740.7116 | 44095.4261 | 47766.3591 | 64023.8043 | 68738.7703 | 77997.6563 | 86418.1134 | 94228.1296 | 93495.2296 | 92983.8296 | 137215.2236
QLD1 | Grid Battery | 100 | 100.0005 | 100.0065 | 100.0066 | 100.0085 | 1875.8011 | 1875.8011 | 1875.8011 | 1875.8011 | 2750.8531 | 5109.2068 | 7900.7411 | 8074.3728 | 8074.3728 | 8074.3728 | 8074.3728 | 8132.3254 | 9998.5171 | 10040.5291 | 15964.8401 | 17280.0021 | 20970.3494 | 20970.3496 | 20970.3511 | 20970.3491 | 21105.2814 | 41585.0135
QLD1 | Pumped Hydro | 570 | 570 | 1506.752 | 2033.6881 | 2183.036 | 2249.0928 | 2249.0928 | 2249.0928 | 2249.0928 | 2249.0928 | 2249.0928 | 2249.0928 | 2249.0928 | 2249.0928 | 2249.0928 | 2249.0928 | 2249.0928 | 2249.0928 | 2249.0928 | 2249.0928 | 2249.0928 | 2249.0928 | 2249.0928 | 2249.0928 | 2249.0928 | 2249.0928 | 2249.0928
QLD1 | VPP | 81.31 | 177.51 | 314.99 | 485.21 | 690.75 | 942.37 | 1319.33 | 1624.09 | 1944.03 | 2302.23 | 2742.3501 | 3210.76 | 3693.74 | 4164.2798 | 4602.4399 | 5027.8901 | 5334.1299 | 5614.29 | 5855.8198 | 6089.3501 | 6341.7002 | 6594.71 | 6854.7402 | 7119.54 | 7388.3501 | 7663.8701 | 7944.3501
Total excluding storage |  | 17362.613 | 22586.7387 | 22502.1157 | 24250.2037 | 25800.5618 | 31305.4144 | 34044.9843 | 37015.1592 | 39500.728 | 43351.38 | 55329.1083 | 79426.4427 | 82605.3358 | 86840.2747 | 96383.4995 | 98014.0192 | 98233.8116 | 104734.8785 | 111529.2791 | 146615.2496 | 155811.1874 | 173052.0173 | 192965.0289 | 218748.4536 | 218444.3487 | 219765.3264 | 287037.9296
Region | Technology | 2023-24 | 2024-25 | 2025-26 | 2026-27 | 2027-28 | 2028-29 | 2029-30 | 2030-31 | 2031-32 | 2032-33 | 2033-34 | 2034-35 | 2035-36 | 2036-37 | 2037-38 | 2038-39 | 2039-40 | 2040-41 | 2041-42 | 2042-43 | 2043-44 | 2044-45 | 2045-46 | 2046-47 | 2047-48 | 2048-49 | 2049-50
VIC1 | Black Coal | 0 | 0 | 0 | 0 | 0 | 0 | 0 | 0 | 0 | 0 | 0 | 0 | 0 | 0 | 0 | 0 | 0 | 0 | 0 | 0 | 0 | 0 | 0 | 0 | 0 | 0 | 0
VIC1 | Brown Coal | 4820 | 4820 | 3370 | 2810 | 1720 | 1160 | 1160 | 0 | 0 | 0 | 0 | 0 | 0 | 0 | 0 | 0 | 0 | 0 | 0 | 0 | 0 | 0 | 0 | 0 | 0 | 0 | 0
VIC1 | CCGT | 0 | 0 | 0 | 0 | 0 | 0 | 0 | 0 | 0 | 0 | 0 | 0 | 0 | 0 | 0 | 0 | 0 | 0 | 0 | 0 | 0 | 0 | 0 | 0 | 0 | 0 | 0
VIC1 | Gas - Steam | 500 | 500 | 500 | 500 | 500 | 500 | 500 | 500 | 500 | 500 | 500 | 500 | 500 | 500 | 500 | 500 | 0 | 0 | 0 | 0 | 0 | 0 | 0 | 0 | 0 | 0 | 0
VIC1 | OCGT / Diesel | 1900 | 1900.0001 | 1900.0001 | 1900.0004 | 1900.0004 | 1900.0004 | 1900.0004 | 1900.0004 | 1900.0004 | 1900.0004 | 1730.0004 | 1730.0004 | 1730.0004 | 1730.0004 | 1730.0004 | 1730.0004 | 1290.0004 | 1290.0004 | 1290.0004 | 1196.0004 | 1196.0005 | 1196.0006 | 1196.0006 | 1196.0006 | 612.0006 | 612.0006 | 612.0006
VIC1 | Hydro | 2264.02 | 2264.02 | 2264.02 | 2264.02 | 2264.02 | 2264.02 | 2264.02 | 2264.02 | 2264.02 | 2264.02 | 2264.02 | 2264.02 | 2264.02 | 2264.02 | 2264.02 | 2264.02 | 2264.02 | 2264.02 | 2264.02 | 2264.02 | 2264.02 | 2264.02 | 2264.02 | 2264.02 | 2264.02 | 2264.02 | 2264.02
VIC1 | Hydrogen Turbine | 0 | 0 | 0 | 0 | 0 | 0 | 0 | 0 | 0 | 0 | 0 | 0 | 0.00022741 | 0.00022887 | 124.0494 | 124.0494 | 257.6566 | 257.6566 | 257.6566 | 257.6566 | 1169.6758 | 1577.8547 | 1577.8547 | 1577.8547 | 1577.8547 | 1889.5032 | 2089.3025
VIC1 | Wind | 4121.91 | 6379.1483 | 6561.1032 | 7600.8654 | 9063.2433 | 10778.4111 | 10778.4111 | 11015.8188 | 11015.8188 | 11015.8188 | 11743.4075 | 11592.4195 | 11592.4195 | 11833.6616 | 13158.2882 | 15118.2315 | 15311.5531 | 15643.2941 | 15663.777 | 17572.034 | 19335.7921 | 19023.7921 | 18628.9953 | 21133.4693 | 26742.9033 | 26929.9196 | 26541.8978
VIC1 | Solar PV | 1081.573 | 1081.5733 | 1081.574 | 1398.194 | 2231.0301 | 2231.0302 | 2231.0302 | 3923.9116 | 3923.9116 | 4452.2505 | 4578.7091 | 5448.9251 | 5448.9251 | 6303.578 | 6698.3731 | 6701.5393 | 6930.7818 | 7296.2177 | 11558.7508 | 11558.7508 | 14784.8836 | 14674.4036 | 14643.3006 | 15077.5249 | 15301.895 | 15623.3555 | 15757.0044
VIC1 | Grid Battery | 375.33 | 375.3305 | 375.3306 | 708.8627 | 1223.2447 | 1223.2447 | 1223.2447 | 1223.2447 | 1223.2447 | 1570.7881 | 1765.1821 | 1765.1821 | 1975.9885 | 2526.7317 | 2526.7317 | 2526.7317 | 2752.1159 | 2752.1159 | 3617.5498 | 3643.3941 | 4142.8069 | 4768.3003 | 4768.3003 | 4735.014 | 4305.2491 | 4838.3791 | 4838.3791
VIC1 | Pumped Hydro | 0 | 0 | 0.00063567 | 76.5533 | 76.5533 | 76.5533 | 76.5533 | 76.5533 | 76.5533 | 76.5533 | 76.5533 | 76.5533 | 76.5533 | 76.5533 | 76.5534 | 76.5534 | 76.5534 | 76.5534 | 76.5534 | 76.5534 | 76.5534 | 76.5534 | 76.5534 | 76.5534 | 76.5534 | 76.5534 | 76.5534
VIC1 | VPP | 60.48 | 148.65 | 275.34 | 442.27 | 652.41 | 876.19 | 1210.52 | 1471.39 | 1695.23 | 1937.34 | 2247.55 | 2595.7899 | 2964.99 | 3357.3601 | 3781.5199 | 4194.89 | 4521.8399 | 4833.0601 | 5118.2999 | 5352.5802 | 5602.9702 | 5858.4198 | 6119.3201 | 6385.4199 | 6659.94 | 6939.4599 | 7228.1298
Total excluding storage |  | 15123.313 | 17468.7223 | 16327.3685 | 17700.7658 | 19630.5019 | 21009.4497 | 21343.7797 | 22374.9389 | 22598.7788 | 23716.7712 | 24905.4225 | 25972.8904 | 26552.8971 | 28591.9054 | 30859.5362 | 33236.0156 | 33404.5211 | 34412.9181 | 39846.6079 | 41920.9894 | 48572.7024 | 49439.3445 | 49274.345 | 52445.8568 | 57540.4161 | 59173.1913 | 59407.2877
Region | Technology | 2023-24 | 2024-25 | 2025-26 | 2026-27 | 2027-28 | 2028-29 | 2029-30 | 2030-31 | 2031-32 | 2032-33 | 2033-34 | 2034-35 | 2035-36 | 2036-37 | 2037-38 | 2038-39 | 2039-40 | 2040-41 | 2041-42 | 2042-43 | 2043-44 | 2044-45 | 2045-46 | 2046-47 | 2047-48 | 2048-49 | 2049-50
SA1 | Black Coal | 0 | 0 | 0 | 0 | 0 | 0 | 0 | 0 | 0 | 0 | 0 | 0 | 0 | 0 | 0 | 0 | 0 | 0 | 0 | 0 | 0 | 0 | 0 | 0 | 0 | 0 | 0
SA1 | Brown Coal | 0 | 0 | 0 | 0 | 0 | 0 | 0 | 0 | 0 | 0 | 0 | 0 | 0 | 0 | 0 | 0 | 0 | 0 | 0 | 0 | 0 | 0 | 0 | 0 | 0 | 0 | 0
SA1 | CCGT | 709 | 529 | 529 | 529 | 529 | 529 | 529 | 529 | 529 | 529 | 529 | 529 | 529 | 529 | 0 | 0 | 0 | 0 | 0 | 0 | 0 | 0 | 0 | 0 | 0 | 0 | 0
SA1 | Gas - Steam | 800 | 800 | 800 | 0 | 0 | 0 | 0 | 0 | 0 | 0 | 0 | 0 | 0 | 0 | 0 | 0 | 0 | 0 | 0 | 0 | 0 | 0 | 0 | 0 | 0 | 0 | 0
SA1 | OCGT / Diesel | 1460.66 | 1460.66 | 1460.66 | 1460.6601 | 1460.6601 | 1460.6601 | 1460.6601 | 1078.1601 | 1078.1601 | 801.3001 | 801.3001 | 801.3001 | 721.3001 | 721.3001 | 721.3001 | 721.3003 | 721.3003 | 721.3003 | 721.3003 | 721.3004 | 721.3004 | 511.3004 | 511.3004 | 357.3004 | 357.3004 | 357.3005 | 357.3005
SA1 | Hydro | 0 | 0 | 0 | 0 | 0 | 0 | 0 | 0 | 0 | 0 | 0 | 0 | 0 | 0 | 0 | 0 | 0 | 0 | 0 | 0 | 0 | 0 | 0 | 0 | 0 | 0 | 0
SA1 | Hydrogen Turbine | 0 | 0 | 0 | 0 | 0 | 0 | 0 | 0.00011058 | 0.00011091 | 0.00011136 | 0.00012017 | 0.00014306 | 0.00014334 | 0.00015169 | 0.00021256 | 0.00021302 | 0.00023213 | 0.00023226 | 0.00023257 | 0.00028375 | 0.00040923 | 0.0004093 | 0.00040938 | 0.00040974 | 0.0004099 | 0.00049125 | 0.00051057
SA1 | Wind | 2349.75 | 3649.8637 | 3649.8637 | 4823.6674 | 4790.6679 | 8115.7787 | 8141.3265 | 9053.2625 | 9053.2625 | 9053.2625 | 10833.8717 | 10833.8717 | 12397.3301 | 14594.803 | 18798.1506 | 20376.4534 | 20049.7538 | 21710.8093 | 26492.1823 | 29147.977 | 31190.6058 | 31190.6058 | 30847.4058 | 36105.3423 | 40927.3949 | 43074.8759 | 50021.4025
SA1 | Solar PV | 578.73 | 578.731 | 769.9095 | 769.9095 | 1253.7772 | 2808.9959 | 2809.0078 | 4985.1164 | 4978.9964 | 6738.1702 | 11111.3549 | 14472.3386 | 14714.5186 | 18258.2067 | 20665.1161 | 20665.1161 | 21963.0568 | 21963.0568 | 36976.4868 | 37069.186 | 45972.486 | 45702.486 | 45695.106 | 48421.8016 | 49896.272 | 52046.4547 | 57180.2687
SA1 | Grid Battery | 479.6 | 479.6005 | 479.6006 | 479.6016 | 479.6016 | 479.6016 | 479.6016 | 908.8552 | 1312.8747 | 2779.9406 | 3831.7915 | 4935.3255 | 5309.9295 | 6169.7348 | 6169.7348 | 6169.7348 | 6565.776 | 6565.776 | 12343.2588 | 12343.2588 | 16033.2658 | 16033.2655 | 16023.2654 | 16023.2639 | 16023.265 | 17087.0516 | 18223.1374
SA1 | Pumped Hydro | 0 | 0 | 0.0004624 | 0.00081593 | 0.00082783 | 0.00085827 | 0.00085868 | 0.00087405 | 0.00087415 | 0.00087461 | 0.00087973 | 0.00089722 | 0.00090615 | 0.00095476 | 0.00095636 | 0.0009571 | 0.0010325 | 0.0010358 | 0.0010843 | 0.0011428 | 0.0012659 | 0.0012661 | 0.0012665 | 0.0012671 | 0.0012704 | 0.0013975 | 0.001521
SA1 | VPP | 103.37 | 155.05 | 211.02 | 272.84 | 342.29 | 420.23 | 540.44 | 653.11 | 777.05 | 924.01 | 1092.47 | 1267.58 | 1445.14 | 1625.65 | 1798.04 | 1965.9301 | 2084.1799 | 2187.8101 | 2276.21 | 2360.96 | 2451.3501 | 2543.46 | 2638.1101 | 2734.4399 | 2833.77 | 2934.9199 | 3038.8401
Total excluding storage |  | 6481.11 | 7652.9051 | 7900.0543 | 8335.6794 | 8855.9977 | 13814.2672 | 13960.0369 | 17207.5052 | 17729.3446 | 20825.6844 | 28199.7892 | 32839.417 | 35117.2195 | 41898.6957 | 48152.3428 | 49898.5358 | 51384.0681 | 53148.7538 | 78809.4396 | 81642.6836 | 96369.0098 | 95981.1194 | 95715.1895 | 103642.1498 | 110038.0041 | 115500.6046 | 128820.9513
Region | Technology | 2023-24 | 2024-25 | 2025-26 | 2026-27 | 2027-28 | 2028-29 | 2029-30 | 2030-31 | 2031-32 | 2032-33 | 2033-34 | 2034-35 | 2035-36 | 2036-37 | 2037-38 | 2038-39 | 2039-40 | 2040-41 | 2041-42 | 2042-43 | 2043-44 | 2044-45 | 2045-46 | 2046-47 | 2047-48 | 2048-49 | 2049-50
TAS1 | Black Coal | 0 | 0 | 0 | 0 | 0 | 0 | 0 | 0 | 0 | 0 | 0 | 0 | 0 | 0 | 0 | 0 | 0 | 0 | 0 | 0 | 0 | 0 | 0 | 0 | 0 | 0 | 0
TAS1 | Brown Coal | 0 | 0 | 0 | 0 | 0 | 0 | 0 | 0 | 0 | 0 | 0 | 0 | 0 | 0 | 0 | 0 | 0 | 0 | 0 | 0 | 0 | 0 | 0 | 0 | 0 | 0 | 0
TAS1 | CCGT | 208 | 208 | 208 | 208 | 208 | 208 | 208 | 208 | 208 | 208 | 208 | 208 | 208 | 208 | 208 | 208 | 208 | 208 | 208 | 208 | 208 | 208 | 208 | 208 | 208 | 208 | 208
TAS1 | Gas - Steam | 0 | 0 | 0 | 0 | 0 | 0 | 0 | 0 | 0 | 0 | 0 | 0 | 0 | 0 | 0 | 0 | 0 | 0 | 0 | 0 | 0 | 0 | 0 | 0 | 0 | 0 | 0
TAS1 | OCGT / Diesel | 178 | 178 | 178 | 178 | 178 | 178 | 178 | 178 | 178.0001 | 178.0001 | 178.0001 | 178.0001 | 178.0001 | 178.0001 | 178.0001 | 178.0002 | 178.0003 | 58.0003 | 58.0003 | 58.0003 | 58.0004 | 58.0004 | 58.0004 | 58.0004 | 58.0004 | 58.0005 | 58.0005
TAS1 | Hydro | 2551 | 2551 | 2551 | 2551 | 2551 | 2551 | 2551 | 2551 | 2551 | 2551 | 2551 | 2551 | 2551 | 2551 | 2551 | 2551 | 2551 | 2551 | 2551 | 2551 | 2551 | 2551 | 2551 | 2551 | 2551 | 2551 | 2551
TAS1 | Hydrogen Turbine | 0 | 0 | 0 | 0 | 0 | 0 | 0 | 0 | 0 | 0.00010473 | 0.00010904 | 0.00012517 | 0.00012565 | 0.00014124 | 0.00021833 | 0.00024913 | 0.00036486 | 0.00036505 | 0.00036524 | 0.00042245 | 0.00046026 | 0.00046039 | 0.00046056 | 0.0095725 | 0.0095728 | 98.8624 | 107.1171
TAS1 | Wind | 563.6 | 2106.6029 | 2391.3301 | 2623.8582 | 4450.0361 | 4951.0921 | 6701.6035 | 6871.8355 | 8493.3492 | 9035.4397 | 10110.416 | 12824.996 | 13146.895 | 14813.8933 | 18530.011 | 18561.6898 | 18561.6898 | 20332.9321 | 21434.8342 | 21434.8342 | 22841.7839 | 22697.7839 | 22697.7839 | 27870.6611 | 30160.0691 | 32875.8801 | 32875.8802
TAS1 | Solar PV | 0 | 0.00010177 | 0.00014247 | 0.00065532 | 189.1794 | 300.0041 | 533.2327 | 952.5218 | 952.5218 | 952.5218 | 3670.0178 | 6676.256 | 7612.6367 | 8675.474 | 9691.98 | 11096.185 | 12147.555 | 12463.179 | 12463.179 | 15141.633 | 15793.525 | 15793.525 | 15793.525 | 21494.123 | 25564.781 | 31944.477 | 33242.05
TAS1 | Grid Battery | 0 | 0.00030772 | 0.0003657 | 0.00044762 | 0.00057762 | 0.00057791 | 0.00065987 | 0.00087735 | 0.0014779 | 0.0018961 | 0.0024186 | 0.0025217 | 0.0028816 | 0.0040153 | 0.0058496 | 0.13479 | 0.13698 | 0.13699 | 362.3864 | 1055.395 | 1055.3983 | 1055.398 | 1055.3979 | 3208.8859 | 5898.1985 | 7222.7265 | 7222.7265
TAS1 | Pumped Hydro | 0 | 0 | 0.0010892 | 0.0015267 | 0.002988 | 171.2823 | 562.9025 | 588.0439 | 750.0079 | 1001.3915 | 1133.8567 | 1805.1984 | 2246.2526 | 2321.0017 | 2321.0033 | 2321.0069 | 2321.0069 | 2321.0069 | 2321.0069 | 2321.0069 | 2321.0069 | 2321.0069 | 2321.0069 | 2321.0069 | 2321.0069 | 2321.0069 | 2321.0069
TAS1 | VPP | 7.91 | 15.84 | 26.48 | 39.38 | 55.11 | 73.65 | 101.57 | 123.05 | 146.53 | 174.61 | 206.95 | 241.26 | 276.87 | 312.98 | 348.25 | 382.97 | 408.39 | 431.67 | 452.64 | 473.11 | 494.7 | 516.55 | 538.75 | 560.8 | 583.06 | 605.39 | 627.89
Total excluding storage |  | 3508.51 | 5059.4433 | 5354.8117 | 5600.2408 | 7631.329 | 8433.0291 | 10836.3094 | 11472.4521 | 13279.4105 | 14100.9652 | 18058.2431 | 24484.7132 | 26219.6574 | 29060.3534 | 33828.2506 | 35298.9869 | 36375.7794 | 38365.9257 | 39851.0472 | 43242.9799 | 45323.4149 | 45201.2646 | 45223.4646 | 58272.487 | 67344.1256 | 77885.3435 | 79213.6713
Explicitly modelled pumping
Region | Technology | 2023-24 | 2024-25 | 2025-26 | 2026-27 | 2027-28 | 2028-29 | 2029-30 | 2030-31 | 2031-32 | 2032-33 | 2033-34 | 2034-35 | 2035-36 | 2036-37 | 2037-38 | 2038-39 | 2039-40 | 2040-41 | 2041-42 | 2042-43 | 2043-44 | 2044-45 | 2045-46 | 2046-47 | 2047-48 | 2048-49 | 2049-50
NEM | Grid Battery pump | 954.93 | 954.9354 | 1851.8003 | 2509.0843 | 3324.0935 | 5396.1536 | 5420.5287 | 8273.5979 | 8677.6181 | 11508.5309 | 15113.1313 | 19008.1998 | 20651.2317 | 22052.2698 | 23718.6713 | 23718.8003 | 24398.1807 | 26264.3738 | 33827.4187 | 41162.4931 | 46938.123 | 51681.1828 | 50774.3428 | 52654.7599 | 54744.7485 | 58427.2474 | 80323.1267
NEM | Pumped Hydro Pump | 1310 | 1310 | 2742.3914 | 3345.881 | 5535.2304 | 5926.9255 | 6318.5456 | 6343.687 | 6505.651 | 6757.0347 | 6889.4998 | 7560.8416 | 8001.8958 | 8076.6449 | 8076.6466 | 8076.6501 | 8076.6502 | 8076.6502 | 8076.6503 | 8076.6504 | 8076.6505 | 8076.6505 | 8076.6505 | 8076.6505 | 8076.6505 | 8076.6506 | 8076.6508
NEM | VPP pump | 366.52 | 731.52 | 1218.98 | 1822.85 | 2558.43 | 3412.08 | 4696.23 | 5734.8699 | 6792.65 | 7984.1201 | 9451.04 | 11021.7499 | 12642.45 | 14292.4899 | 15915.3099 | 17494.9201 | 18665.6799 | 19737.1499 | 20682.8795 | 21556.8601 | 22491.0506 | 23437.5296 | 24406.7907 | 25388.5699 | 26393.3599 | 27416.5501 | 28459.9998
Region | Technology | 2023-24 | 2024-25 | 2025-26 | 2026-27 | 2027-28 | 2028-29 | 2029-30 | 2030-31 | 2031-32 | 2032-33 | 2033-34 | 2034-35 | 2035-36 | 2036-37 | 2037-38 | 2038-39 | 2039-40 | 2040-41 | 2041-42 | 2042-43 | 2043-44 | 2044-45 | 2045-46 | 2046-47 | 2047-48 | 2048-49 | 2049-50
NSW1 | Grid Battery pump | 50 | 50.0037 | 946.8623 | 1270.6129 | 1571.2381 | 1867.5057 | 1891.8807 | 4315.6961 | 4315.6962 | 4456.9473 | 4456.9485 | 4456.9486 | 5340.938 | 5331.4265 | 6997.8262 | 6997.8262 | 6997.8264 | 6997.8278 | 7513.6946 | 8205.6051 | 8476.6499 | 8903.8696 | 8007.0294 | 7767.245 | 7597.6868 | 8223.8087 | 8503.8702
NSW1 | Pumped Hydro Pump | 840 | 840 | 1335.6372 | 1335.6372 | 3375.6372 | 3529.9961 | 3529.9961 | 3529.9961 | 3529.9961 | 3529.9961 | 3529.9961 | 3529.9961 | 3529.9961 | 3529.9961 | 3529.9961 | 3529.9961 | 3529.9961 | 3529.9961 | 3529.9961 | 3529.9961 | 3529.9961 | 3529.9962 | 3529.9962 | 3529.9962 | 3529.9962 | 3529.9962 | 3529.9962
NSW1 | VPP pump | 113.45 | 234.47 | 391.15 | 583.15 | 817.87 | 1099.64 | 1524.3701 | 1863.23 | 2229.81 | 2645.9301 | 3161.7199 | 3706.36 | 4261.71 | 4832.22 | 5385.0599 | 5923.2399 | 6317.1401 | 6670.3197 | 6979.9097 | 7280.8598 | 7600.3302 | 7924.3899 | 8255.8703 | 8588.37 | 8928.2397 | 9272.9101 | 9620.7898
Region | Technology | 2023-24 | 2024-25 | 2025-26 | 2026-27 | 2027-28 | 2028-29 | 2029-30 | 2030-31 | 2031-32 | 2032-33 | 2033-34 | 2034-35 | 2035-36 | 2036-37 | 2037-38 | 2038-39 | 2039-40 | 2040-41 | 2041-42 | 2042-43 | 2043-44 | 2044-45 | 2045-46 | 2046-47 | 2047-48 | 2048-49 | 2049-50
QLD1 | Grid Battery pump | 100 | 100.0005 | 100.0065 | 100.0066 | 100.0085 | 1875.8011 | 1875.8011 | 1875.8011 | 1875.8011 | 2750.8531 | 5109.2068 | 7900.7411 | 8074.3728 | 8074.3728 | 8074.3728 | 8074.3728 | 8132.3254 | 9998.5171 | 10040.5291 | 15964.8401 | 17280.0021 | 20970.3494 | 20970.3496 | 20970.3511 | 20970.3491 | 21105.2814 | 41585.0135
QLD1 | Pumped Hydro Pump | 470 | 470 | 1406.752 | 1933.6881 | 2083.036 | 2149.0928 | 2149.0928 | 2149.0928 | 2149.0928 | 2149.0928 | 2149.0928 | 2149.0928 | 2149.0928 | 2149.0928 | 2149.0928 | 2149.0928 | 2149.0928 | 2149.0928 | 2149.0928 | 2149.0928 | 2149.0928 | 2149.0928 | 2149.0928 | 2149.0928 | 2149.0928 | 2149.0928 | 2149.0928
QLD1 | VPP pump | 81.31 | 177.51 | 314.99 | 485.21 | 690.75 | 942.37 | 1319.33 | 1624.09 | 1944.03 | 2302.23 | 2742.3501 | 3210.76 | 3693.74 | 4164.2798 | 4602.4399 | 5027.8901 | 5334.1299 | 5614.29 | 5855.8198 | 6089.3501 | 6341.7002 | 6594.71 | 6854.7402 | 7119.54 | 7388.3501 | 7663.8701 | 7944.3501
Region | Technology | 2023-24 | 2024-25 | 2025-26 | 2026-27 | 2027-28 | 2028-29 | 2029-30 | 2030-31 | 2031-32 | 2032-33 | 2033-34 | 2034-35 | 2035-36 | 2036-37 | 2037-38 | 2038-39 | 2039-40 | 2040-41 | 2041-42 | 2042-43 | 2043-44 | 2044-45 | 2045-46 | 2046-47 | 2047-48 | 2048-49 | 2049-50
VIC1 | Grid Battery pump | 375.33 | 375.3305 | 375.3306 | 708.8627 | 1223.2447 | 1223.2447 | 1223.2447 | 1223.2447 | 1223.2447 | 1570.7881 | 1765.1821 | 1765.1821 | 1975.9885 | 2526.7317 | 2526.7317 | 2526.7317 | 2752.1159 | 2752.1159 | 3617.5498 | 3643.3941 | 4142.8069 | 4768.3003 | 4768.3003 | 4735.014 | 4305.2491 | 4838.3791 | 4838.3791
VIC1 | Pumped Hydro Pump | 0 | 0 | 0.00063567 | 76.5533 | 76.5533 | 76.5533 | 76.5533 | 76.5533 | 76.5533 | 76.5533 | 76.5533 | 76.5533 | 76.5533 | 76.5533 | 76.5534 | 76.5534 | 76.5534 | 76.5534 | 76.5534 | 76.5534 | 76.5534 | 76.5534 | 76.5534 | 76.5534 | 76.5534 | 76.5534 | 76.5534
VIC1 | VPP pump | 60.48 | 148.65 | 275.34 | 442.27 | 652.41 | 876.19 | 1210.52 | 1471.39 | 1695.23 | 1937.34 | 2247.55 | 2595.7899 | 2964.99 | 3357.3601 | 3781.5199 | 4194.89 | 4521.8399 | 4833.0601 | 5118.2999 | 5352.5802 | 5602.9702 | 5858.4198 | 6119.3201 | 6385.4199 | 6659.94 | 6939.4599 | 7228.1298
Region | Technology | 2023-24 | 2024-25 | 2025-26 | 2026-27 | 2027-28 | 2028-29 | 2029-30 | 2030-31 | 2031-32 | 2032-33 | 2033-34 | 2034-35 | 2035-36 | 2036-37 | 2037-38 | 2038-39 | 2039-40 | 2040-41 | 2041-42 | 2042-43 | 2043-44 | 2044-45 | 2045-46 | 2046-47 | 2047-48 | 2048-49 | 2049-50
SA1 | Grid Battery pump | 429.6 | 429.6005 | 429.6006 | 429.6016 | 429.6016 | 429.6016 | 429.6016 | 858.8552 | 1262.8747 | 2729.9406 | 3781.7915 | 4885.3255 | 5259.9295 | 6119.7348 | 6119.7348 | 6119.7348 | 6515.776 | 6515.776 | 12293.2588 | 12293.2588 | 15983.2658 | 15983.2655 | 15973.2654 | 15973.2639 | 15973.265 | 17037.0516 | 18173.1374
SA1 | Pumped Hydro Pump | 0 | 0 | 0.0004624 | 0.00081593 | 0.00082783 | 0.00085827 | 0.00085868 | 0.00087405 | 0.00087415 | 0.00087461 | 0.00087973 | 0.00089722 | 0.00090615 | 0.00095476 | 0.00095636 | 0.0009571 | 0.0010325 | 0.0010358 | 0.0010843 | 0.0011428 | 0.0012659 | 0.0012661 | 0.0012665 | 0.0012671 | 0.0012704 | 0.0013975 | 0.001521
SA1 | VPP pump | 103.37 | 155.05 | 211.02 | 272.84 | 342.29 | 420.23 | 540.44 | 653.11 | 777.05 | 924.01 | 1092.47 | 1267.58 | 1445.14 | 1625.65 | 1798.04 | 1965.9301 | 2084.1799 | 2187.8101 | 2276.21 | 2360.96 | 2451.3501 | 2543.46 | 2638.1101 | 2734.4399 | 2833.77 | 2934.9199 | 3038.8401
Region | Technology | 2023-24 | 2024-25 | 2025-26 | 2026-27 | 2027-28 | 2028-29 | 2029-30 | 2030-31 | 2031-32 | 2032-33 | 2033-34 | 2034-35 | 2035-36 | 2036-37 | 2037-38 | 2038-39 | 2039-40 | 2040-41 | 2041-42 | 2042-43 | 2043-44 | 2044-45 | 2045-46 | 2046-47 | 2047-48 | 2048-49 | 2049-50
TAS1 | Grid Battery pump | 0 | 0.00030772 | 0.0003657 | 0.00044762 | 0.00057762 | 0.00057791 | 0.00065987 | 0.00087735 | 0.0014779 | 0.0018961 | 0.0024186 | 0.0025217 | 0.0028816 | 0.0040153 | 0.0058496 | 0.13479 | 0.13698 | 0.13699 | 362.3864 | 1055.395 | 1055.3983 | 1055.398 | 1055.3979 | 3208.8859 | 5898.1985 | 7222.7265 | 7222.7265
TAS1 | Pumped Hydro Pump | 0 | 0 | 0.0010892 | 0.0015267 | 0.002988 | 171.2823 | 562.9025 | 588.0439 | 750.0079 | 1001.3915 | 1133.8567 | 1805.1984 | 2246.2526 | 2321.0017 | 2321.0033 | 2321.0069 | 2321.0069 | 2321.0069 | 2321.0069 | 2321.0069 | 2321.0069 | 2321.0069 | 2321.0069 | 2321.0069 | 2321.0069 | 2321.0069 | 2321.0069
TAS1 | VPP pump | 7.91 | 15.84 | 26.48 | 39.38 | 55.11 | 73.65 | 101.57 | 123.05 | 146.53 | 174.61 | 206.95 | 241.26 | 276.87 | 312.98 | 348.25 | 382.97 | 408.39 | 431.67 | 452.64 | 473.11 | 494.7 | 516.55 | 538.75 | 560.8 | 583.06 | 605.39 | 627.89
Non-controllable capacity
Region | Technology | 2023-24 | 2024-25 | 2025-26 | 2026-27 | 2027-28 | 2028-29 | 2029-30 | 2030-31 | 2031-32 | 2032-33 | 2033-34 | 2034-35 | 2035-36 | 2036-37 | 2037-38 | 2038-39 | 2039-40 | 2040-41 | 2041-42 | 2042-43 | 2043-44 | 2044-45 | 2045-46 | 2046-47 | 2047-48 | 2048-49 | 2049-50
NEM | Distributed PV | 22580.8792 | 25525.2357 | 28511.2278 | 31371.0682 | 34250.8786 | 36995.1899 | 39671.4274 | 42224.097 | 44602.8979 | 46967.9172 | 49314.5296 | 51629.5619 | 53792.1527 | 55825.533 | 57761.4415 | 59706.3405 | 61699.2009 | 63698.7614 | 65697.6668 | 67668.6027 | 69644.0355 | 71609.2434 | 73546.3281 | 75464.2447 | 77368.609 | 79270.8326 | 81161.1078
NEM | Behind the meter battery | 1615.687 | 2523.858 | 3346.118 | 4039.736 | 4643.731 | 5111.685 | 5870.22 | 6883.914 | 7823.741 | 8822.021 | 10032.986 | 11279.352 | 12411.971 | 13450.545 | 14351.891 | 15102.709 | 15417.929 | 15594.936 | 15616.079 | 15610.974 | 15555.227 | 15481.949 | 15387.778 | 15277.058 | 15144.979 | 15000.321 | 14832.36
NEM | Behind the meter battery pump | 1615.687 | 2523.858 | 3346.118 | 4039.736 | 4643.731 | 5111.685 | 5870.22 | 6883.914 | 7823.741 | 8822.021 | 10032.986 | 11279.352 | 12411.971 | 13450.545 | 14351.891 | 15102.709 | 15417.929 | 15594.936 | 15616.079 | 15610.974 | 15555.227 | 15481.949 | 15387.778 | 15277.058 | 15144.979 | 15000.321 | 14832.36
Region | Technology | 2023-24 | 2024-25 | 2025-26 | 2026-27 | 2027-28 | 2028-29 | 2029-30 | 2030-31 | 2031-32 | 2032-33 | 2033-34 | 2034-35 | 2035-36 | 2036-37 | 2037-38 | 2038-39 | 2039-40 | 2040-41 | 2041-42 | 2042-43 | 2043-44 | 2044-45 | 2045-46 | 2046-47 | 2047-48 | 2048-49 | 2049-50
NSW1 | Distributed PV | 7493.2513 | 8506.6815 | 9484.7641 | 10408.6191 | 11341.6366 | 12278.8288 | 13198.5365 | 14078.0696 | 14943.2904 | 15804.0265 | 16656.3786 | 17499.9334 | 18299.2163 | 19061.5342 | 19791.6143 | 20520.7215 | 21244.1629 | 21954.8144 | 22664.4865 | 23368.8259 | 24076.0735 | 24783.7256 | 25480.0799 | 26162.9859 | 26840.8834 | 27514.6946 | 28177.258
NSW1 | Behind the meter battery | 588.706 | 887.915 | 1132.692 | 1330.786 | 1501.11 | 1644.835 | 1879.228 | 2206.731 | 2538.018 | 2892.137 | 3323.841 | 3759.11 | 4148.139 | 4509.931 | 4816.45 | 5071.383 | 5175.41 | 5227.705 | 5227.062 | 5230.387 | 5215.023 | 5193.755 | 5164.889 | 5128.324 | 5084.217 | 5035.301 | 4976.336
NSW1 | Behind the meter battery pump | 588.706 | 887.915 | 1132.692 | 1330.786 | 1501.11 | 1644.835 | 1879.228 | 2206.731 | 2538.018 | 2892.137 | 3323.841 | 3759.11 | 4148.139 | 4509.931 | 4816.45 | 5071.383 | 5175.41 | 5227.705 | 5227.062 | 5230.387 | 5215.023 | 5193.755 | 5164.889 | 5128.324 | 5084.217 | 5035.301 | 4976.336
Region | Technology | 2023-24 | 2024-25 | 2025-26 | 2026-27 | 2027-28 | 2028-29 | 2029-30 | 2030-31 | 2031-32 | 2032-33 | 2033-34 | 2034-35 | 2035-36 | 2036-37 | 2037-38 | 2038-39 | 2039-40 | 2040-41 | 2041-42 | 2042-43 | 2043-44 | 2044-45 | 2045-46 | 2046-47 | 2047-48 | 2048-49 | 2049-50
QLD1 | Distributed PV | 6647.345 | 7457.5624 | 8316.3926 | 9119.7866 | 9916.6116 | 10724.7092 | 11503.5105 | 12250.0421 | 12949.5583 | 13650.3951 | 14343.1406 | 15012.6009 | 15614.2508 | 16150.0003 | 16639.4732 | 17118.1482 | 17629.703 | 18153.1735 | 18673.4324 | 19181.1244 | 19686.4817 | 20176.4911 | 20663.7667 | 21148.663 | 21626.508 | 22108.2051 | 22584.2053
QLD1 | Behind the meter battery | 417.096 | 671.033 | 922.271 | 1125.869 | 1299.747 | 1450.708 | 1685.163 | 1990.648 | 2286.246 | 2596.164 | 2968.338 | 3348.63 | 3694.059 | 3989.747 | 4221.779 | 4413.009 | 4478 | 4506.967 | 4491.208 | 4479.363 | 4455.174 | 4424.643 | 4389.62 | 4351.121 | 4305.933 | 4258.433 | 4204.913
QLD1 | Behind the meter battery pump | 417.096 | 671.033 | 922.271 | 1125.869 | 1299.747 | 1450.708 | 1685.163 | 1990.648 | 2286.246 | 2596.164 | 2968.338 | 3348.63 | 3694.059 | 3989.747 | 4221.779 | 4413.009 | 4478 | 4506.967 | 4491.208 | 4479.363 | 4455.174 | 4424.643 | 4389.62 | 4351.121 | 4305.933 | 4258.433 | 4204.913
Region | Technology | 2023-24 | 2024-25 | 2025-26 | 2026-27 | 2027-28 | 2028-29 | 2029-30 | 2030-31 | 2031-32 | 2032-33 | 2033-34 | 2034-35 | 2035-36 | 2036-37 | 2037-38 | 2038-39 | 2039-40 | 2040-41 | 2041-42 | 2042-43 | 2043-44 | 2044-45 | 2045-46 | 2046-47 | 2047-48 | 2048-49 | 2049-50
VIC1 | Distributed PV | 5136.4157 | 5889.8777 | 6693.2138 | 7497.1406 | 8318.2243 | 8991.668 | 9649.2003 | 10271.3819 | 10783.4723 | 11286.0042 | 11783.6333 | 12291.0229 | 12778.523 | 13252.9106 | 13722.7918 | 14215.5982 | 14737.0457 | 15272.2977 | 15812.5879 | 16345.1725 | 16883.0507 | 17423.1794 | 17956.9121 | 18489.9963 | 19024.7298 | 19559.1 | 20099.7421
VIC1 | Behind the meter battery | 329.29 | 584.387 | 822.704 | 1038.235 | 1227.849 | 1335.811 | 1514.906 | 1768.169 | 1950.593 | 2135.666 | 2379.184 | 2646.805 | 2900.178 | 3149.181 | 3402.641 | 3615.882 | 3731.245 | 3816.41 | 3863.684 | 3875.106 | 3873.739 | 3868.344 | 3856.399 | 3840.607 | 3820.005 | 3795.255 | 3765.725
VIC1 | Behind the meter battery pump | 329.29 | 584.387 | 822.704 | 1038.235 | 1227.849 | 1335.811 | 1514.906 | 1768.169 | 1950.593 | 2135.666 | 2379.184 | 2646.805 | 2900.178 | 3149.181 | 3402.641 | 3615.882 | 3731.245 | 3816.41 | 3863.684 | 3875.106 | 3873.739 | 3868.344 | 3856.399 | 3840.607 | 3820.005 | 3795.255 | 3765.725
Region | Technology | 2023-24 | 2024-25 | 2025-26 | 2026-27 | 2027-28 | 2028-29 | 2029-30 | 2030-31 | 2031-32 | 2032-33 | 2033-34 | 2034-35 | 2035-36 | 2036-37 | 2037-38 | 2038-39 | 2039-40 | 2040-41 | 2041-42 | 2042-43 | 2043-44 | 2044-45 | 2045-46 | 2046-47 | 2047-48 | 2048-49 | 2049-50
SA1 | Distributed PV | 2946.7715 | 3259.2513 | 3551.8548 | 3830.298 | 4109.0806 | 4384.8511 | 4656.6887 | 4915.1873 | 5171.4598 | 5426.7649 | 5685.2021 | 5936.1717 | 6169.7477 | 6390.0548 | 6596.2277 | 6800.1937 | 6995.6817 | 7185.1168 | 7372.9582 | 7558.2639 | 7741.8257 | 7927.6186 | 8106.9557 | 8285.0852 | 8461.038 | 8636.4028 | 8811.1499
SA1 | Behind the meter battery | 234.972 | 315.151 | 386.099 | 448.882 | 507.894 | 563.831 | 659.388 | 765.728 | 874.943 | 999.571 | 1136.279 | 1272.079 | 1391.741 | 1500.881 | 1590.477 | 1664.955 | 1688.767 | 1695.305 | 1684.559 | 1675.301 | 1660.606 | 1645.177 | 1628.101 | 1610.255 | 1590.748 | 1570.466 | 1548.36
SA1 | Behind the meter battery pump | 234.972 | 315.151 | 386.099 | 448.882 | 507.894 | 563.831 | 659.388 | 765.728 | 874.943 | 999.571 | 1136.279 | 1272.079 | 1391.741 | 1500.881 | 1590.477 | 1664.955 | 1688.767 | 1695.305 | 1684.559 | 1675.301 | 1660.606 | 1645.177 | 1628.101 | 1610.255 | 1590.748 | 1570.466 | 1548.36
Region | Technology | 2023-24 | 2024-25 | 2025-26 | 2026-27 | 2027-28 | 2028-29 | 2029-30 | 2030-31 | 2031-32 | 2032-33 | 2033-34 | 2034-35 | 2035-36 | 2036-37 | 2037-38 | 2038-39 | 2039-40 | 2040-41 | 2041-42 | 2042-43 | 2043-44 | 2044-45 | 2045-46 | 2046-47 | 2047-48 | 2048-49 | 2049-50
TAS1 | Distributed PV | 357.0956 | 411.8627 | 465.0025 | 515.2239 | 565.3253 | 615.1329 | 663.4913 | 709.4161 | 755.117 | 800.7264 | 846.175 | 889.8329 | 930.4148 | 971.0331 | 1011.3344 | 1051.6789 | 1092.6076 | 1133.3591 | 1174.2017 | 1215.216 | 1256.6039 | 1298.2287 | 1338.6138 | 1377.5143 | 1415.4498 | 1452.4302 | 1488.7526
TAS1 | Behind the meter battery | 45.623 | 65.372 | 82.352 | 95.964 | 107.131 | 116.5 | 131.535 | 152.638 | 173.941 | 198.483 | 225.344 | 252.728 | 277.854 | 300.805 | 320.544 | 337.48 | 344.507 | 348.549 | 349.566 | 350.817 | 350.685 | 350.03 | 348.769 | 346.751 | 344.076 | 340.866 | 337.026
TAS1 | Behind the meter battery pump | 45.623 | 65.372 | 82.352 | 95.964 | 107.131 | 116.5 | 131.535 | 152.638 | 173.941 | 198.483 | 225.344 | 252.728 | 277.854 | 300.805 | 320.544 | 337.48 | 344.507 | 348.549 | 349.566 | 350.817 | 350.685 | 350.03 | 348.769 | 346.751 | 344.076 | 340.866 | 337.026

## Option 3A_REZ Generation
Annual sent-out generation by REZ (GWh) - Option 3A, Hydrogen Superpower Scenario
Note: the REZ generation includes generation from the existing, committed and anticipated renewables mapped to the relevant REZs
Explicitly modelled generation
Region | REZ | REZ Name | Technology | 2023-24 | 2024-25 | 2025-26 | 2026-27 | 2027-28 | 2028-29 | 2029-30 | 2030-31 | 2031-32 | 2032-33 | 2033-34 | 2034-35 | 2035-36 | 2036-37 | 2037-38 | 2038-39 | 2039-40 | 2040-41 | 2041-42 | 2042-43 | 2043-44 | 2044-45 | 2045-46 | 2046-47 | 2047-48 | 2048-49 | 2049-50
QLD | Q1 | Far North QLD | Solar | 0 | 0.00010213 | 0.00038031 | 0.0045388 | 0.0043417 | 701.0332 | 794.4269 | 1882.9792 | 1840.1505 | 1992.1233 | 1963.4656 | 2116.5242 | 2172.6313 | 2068.3716 | 1752.5872 | 1950.1951 | 2034.3191 | 1972.2346 | 2127.93 | 2085.925 | 2034.0133 | 2061.8315 | 1953.9982 | 5598.876 | 6388.74 | 6768.5874 | 6388.2197
QLD | Q2 | North Qld Clean Energy Hub | Solar | 221.8578 | 166.1678 | 198.6693 | 201.4394 | 1981.3763 | 5555.4988 | 6239.475 | 5916.2745 | 6025.064 | 6341.9056 | 6199.7816 | 6025.854 | 6016.5759 | 7254.444 | 6323.686 | 7009.1374 | 7087.14 | 7221.8901 | 7457.6912 | 7249.732 | 7153.5572 | 7220.6719 | 8668.6684 | 11305.6587 | 12639.0628 | 13011.219 | 12905.474
QLD | Q3 | Northern Qld | Solar | 1164.5592 | 842.7112 | 1085.2222 | 1090.8908 | 1046.2275 | 910.3644 | 1000.1145 | 920.3243 | 932.0862 | 966.6612 | 922.0325 | 8028.7887 | 8065.1785 | 7793.8958 | 6230.577 | 7120.0768 | 7502.0351 | 7484.5943 | 7783.9234 | 7478.3557 | 7016.5205 | 6983.2566 | 6684.5582 | 5483.5189 | 6146.8165 | 6659.7966 | 6180.9697
QLD | Q4 | Isaac | Solar | 1567.5499 | 1149.1803 | 1453.5873 | 1514.6135 | 1448.0431 | 1278.0986 | 1414.3489 | 1273.5978 | 1338.4865 | 1352.9764 | 1280.2419 | 1165.67 | 1820.0327 | 3960.4248 | 9997.1246 | 11481.2555 | 11699.9348 | 12352.7324 | 14617.9122 | 14582.6144 | 14060.8172 | 15719.6283 | 15073.9688 | 12410.2307 | 14459.5968 | 14231.3219 | 14324.3954
QLD | Q5 | Barcaldine | Solar | 35.4481 | 26.3263 | 186.5479 | 190.6793 | 189.2 | 161.149 | 169.4265 | 158.7818 | 164.8546 | 165.4415 | 158.7524 | 142.7232 | 151.873 | 150.3925 | 134.7551 | 136.868 | 140.904 | 148.1171 | 151.2619 | 145.858 | 116.4608 | 121.324 | 128.8484 | 133.1778 | 138.6093 | 148.7668 | 150.6863
QLD | Q6 | Fitzroy | Solar | 840.6149 | 712.8754 | 881.7922 | 1773.4048 | 1731.7052 | 1420.6869 | 2852.8523 | 2622.1101 | 2872.7395 | 4986.746 | 15183.1662 | 17998.7775 | 18319.5352 | 18046.8532 | 14457.4175 | 16744.5306 | 16917.3256 | 18161.8718 | 18128.9184 | 18008.8715 | 17361.5085 | 17692.4372 | 17007.5842 | 17259.23 | 20403.9384 | 20960.6532 | 55718.107
QLD | Q7 | Wide Bay | Solar | 1358.9816 | 1014.5022 | 1321.5676 | 1309.9398 | 1284.035 | 1200.5936 | 1327.8676 | 1214.1946 | 4158.047 | 5711.9177 | 5684.7487 | 5629.8574 | 5660.1183 | 5602.3134 | 4581.1779 | 5117.2632 | 5177.2074 | 9203.2146 | 15198.3619 | 28041.5545 | 27840.7701 | 30922.7736 | 39434.074 | 33620.294 | 38302.119 | 39829.5768 | 78740.0674
QLD | Q8 | Darling Downs | Solar | 3379.8775 | 2799.775 | 3403.1126 | 3539.8189 | 3493.688 | 5530.2222 | 6830.6406 | 10015.7985 | 10781.165 | 10502.5439 | 15409.0961 | 19192.7734 | 19741.8432 | 19299.3626 | 15210.9949 | 17150.5 | 17918.8039 | 25372.6047 | 24748.5546 | 49534.6773 | 61007.0054 | 80423.3597 | 87245.571 | 67829.5651 | 76782.2516 | 81302.9738 | 116481.612
QLD | Q9 | Banana | Solar | 0 | 0.00010383 | 336.26 | 333.9704 | 320.5095 | 259.2766 | 292.4428 | 257.1773 | 288.4206 | 281.351 | 280.6309 | 13665.192 | 14075.29 | 13835.584 | 11374.199 | 12869.563 | 12987.857 | 14179.758 | 14035.363 | 13400.972 | 13172.581 | 13574.883 | 13053.984 | 10530.136 | 12115.74 | 12530.131 | 13235.649
NSW | N1 | North West NSW | Solar | 433.8279 | 353.1 | 396.3563 | 410.0061 | 400.892 | 395.145 | 400.7379 | 419.0763 | 422.4935 | 407.1234 | 397.1914 | 411.1088 | 458.3818 | 1040.8439 | 2356.4903 | 2419.4581 | 2517.0287 | 4515.0996 | 4668.1007 | 6754.6611 | 6615.011 | 6972.6895 | 6822.4146 | 6586.2968 | 6710.4281 | 6950.0905 | 7400.4831
NSW | N2 | New England | Solar | 1202.6837 | 1024.51 | 1141.194 | 1170.7627 | 1535.3515 | 2979.9679 | 3060.1749 | 3226.8894 | 4582.4565 | 4259.0068 | 5923.91 | 6090.575 | 6749.1624 | 6586.7018 | 5327.4906 | 5537.5733 | 5878.7641 | 6452.3763 | 6205.2189 | 6332.0529 | 5810.7677 | 6283.8204 | 5999.6748 | 5054.559 | 5177.6182 | 5411.9271 | 5599.934
NSW | N3 | Central-West Orana | Solar | 2198.4091 | 2067.7214 | 5154.9001 | 9092.983 | 11106.5916 | 10138.2227 | 10516.6538 | 17377.8048 | 17585.1839 | 17388.6678 | 17232.1892 | 17183.5978 | 18493.1958 | 19393.9758 | 22908.2326 | 23918.4582 | 26695.6502 | 28651.3528 | 28187.0122 | 28305.6604 | 32721.5959 | 34806.769 | 34409.8059 | 34920.3581 | 36355.7467 | 40548.7919 | 40189.3245
NSW | N4 | Broken Hill | Solar | 108.7402 | 66.2911 | 79.1637 | 90.7783 | 104.4419 | 95.5983 | 97.2278 | 92.5957 | 98.3378 | 83.6545 | 82.8689 | 269.1123 | 287.8827 | 312.3897 | 363.6031 | 388.8664 | 353.442 | 397.2288 | 418.7089 | 404.6826 | 522.6772 | 543.3398 | 556.8512 | 507.4543 | 526.0211 | 508.0043 | 618.274
NSW | N5 | South West NSW | Solar | 1876.774 | 1344.0624 | 1490.0705 | 2017.8202 | 2345.36 | 2343.9272 | 2400.9403 | 2355.0801 | 2392.9372 | 6076.661 | 5986.7956 | 6997.2868 | 7558.9572 | 7883.2591 | 7592.6223 | 7458.9514 | 7624.4435 | 7799.3099 | 9234.3695 | 8669.8813 | 8284.8884 | 8881.4934 | 8762.3514 | 8399.7584 | 8363.4526 | 8564.0395 | 8021.7176
NSW | N6 | Wagga Wagga | Solar | 1565.3563 | 1415.5502 | 1380.5817 | 1535.5691 | 1587.0663 | 3523.268 | 3747.2934 | 3895.3044 | 3732.5875 | 3884.6107 | 3776.698 | 3552.3092 | 3818.7341 | 3915.1219 | 3463.0093 | 3608.2774 | 3814.5988 | 3707.9045 | 3989.006 | 3806.0433 | 3657.0881 | 3856.2571 | 3884.8432 | 3487.9604 | 3692.7279 | 3922.6539 | 3806.6901
NSW | N7 | Tumut | Solar | 0 | 0 | 0 | 0 | 0 | 0 | 0 | 0 | 0 | 0 | 0 | 0 | 0 | 0 | 0 | 0 | 0 | 0 | 0 | 0 | 0 | 0 | 0 | 0 | 0 | 0 | 0
NSW | N8 | Cooma-Monaro | Solar | 0 | 0 | 0 | 0 | 0 | 0 | 0 | 0 | 0 | 0 | 0 | 0 | 0 | 0 | 0 | 0 | 0 | 0 | 0 | 0 | 0 | 0 | 0 | 0 | 0 | 0 | 0
VIC | V1 | Ovens Murray | Solar | 0 | 0.00024716 | 0.00029564 | 0.0025728 | 520.1473 | 451.8113 | 486.6333 | 498.7501 | 442.9367 | 489.8407 | 497.9644 | 476.2269 | 511.4772 | 775.4766 | 966.2747 | 996.3878 | 1083.7776 | 1081.454 | 1947.4968 | 1878.1448 | 1723.686 | 1947.0753 | 1906.463 | 1721.812 | 1740.3894 | 1883.2954 | 1748.8264
VIC | V2 | Murray River | Solar | 1265.1987 | 863.5746 | 957.3664 | 1000.403 | 973.7546 | 938.0588 | 911.0496 | 4070.8701 | 3993.589 | 3802.8545 | 3757.1148 | 3887.9442 | 4127.8141 | 4238.2654 | 3880.1713 | 3950.8643 | 3859.6829 | 4150.1275 | 4409.9331 | 4214.4426 | 4276.5729 | 4358.4166 | 4542.3233 | 4360.6222 | 4517.3707 | 4251.3829 | 4047.0167
VIC | V3 | Western Victoria | Solar | 0 | 0.00022608 | 0.00040744 | 0.0015065 | 680.3132 | 520.9943 | 549.7441 | 598.3361 | 561.8023 | 1428.1584 | 1416.2684 | 2102.0557 | 2231.3859 | 3790.1093 | 3171.469 | 3249.8313 | 3348.0081 | 3248.0384 | 5648.0086 | 5215.8565 | 4813.0083 | 5101.57 | 5694.9064 | 4435.2145 | 4907.2744 | 5030.8681 | 4773.7124
VIC | V4 | South West Victoria | Solar | 0 | 0 | 0 | 0 | 0 | 0 | 0 | 0 | 0 | 0 | 0 | 0 | 0 | 0 | 0 | 0 | 0 | 0 | 0 | 0 | 0 | 0 | 0 | 0 | 0 | 0 | 0
VIC | V5 | Gippsland | Solar | 0 | 0.00011713 | 0.00028452 | 311.3879 | 671.5886 | 530.1952 | 556.0774 | 616.4299 | 582.4381 | 610.6757 | 838.9044 | 874.641 | 910.8773 | 925.1058 | 756.8365 | 753.1069 | 1243.8177 | 1660.2872 | 6209.0723 | 6239.0103 | 11683.749 | 12274.18 | 12511.46 | 10017.505 | 10435.908 | 12126.897 | 11464.288
VIC | V6 | Central North VIC | Solar | 949.5897 | 779.5733 | 762.3765 | 974.5887 | 1056.5887 | 960.0124 | 963.7555 | 923.404 | 923.4667 | 965.5164 | 959.2446 | 927.5564 | 1000.1455 | 992.379 | 936.2549 | 933.9309 | 954.9555 | 963.1572 | 1008.6167 | 963.8522 | 963.3491 | 823.4751 | 851.3074 | 1173.3217 | 1268.9949 | 1269.5251 | 1223.6949
SA | S1 | South East SA | Solar | 333.9049 | 253.0553 | 255.7631 | 271.796 | 277.5294 | 253.654 | 264.7663 | 267.8171 | 273.5971 | 368.9717 | 432.2757 | 393.4518 | 415.4668 | 413.4058 | 370.4138 | 419.093 | 406.5007 | 395.7661 | 346.0944 | 328.3918 | 318.4789 | 328.4689 | 333.5196 | 298.088 | 333.7436 | 322.7546 | 140.0975
SA | S2 | Riverland | Solar | 47.9144 | 40.9388 | 43.3544 | 43.9464 | 45.2949 | 35.7119 | 38.8607 | 2147.8369 | 2251.6233 | 2558.7533 | 2361.924 | 2247.0519 | 2361.1276 | 7564.8975 | 7021.4507 | 7527.305 | 7698.1531 | 7790.8765 | 8750.6401 | 7843.2804 | 7754.9003 | 7966.8571 | 8273.379 | 6916.7646 | 7430.5195 | 7535.4995 | 7342.901
SA | S3 | Mid-North SA | Solar | 0 | 0.00019655 | 0.00058384 | 0.00056514 | 0.00085513 | 0.00075312 | 0.00085109 | 0.0032653 | 0.0032604 | 0.0033782 | 2607.045 | 2449.1216 | 2541.9849 | 2639.7656 | 2171.4453 | 2341.0034 | 2416.402 | 2376.2444 | 2564.4028 | 2424.588 | 2409.101 | 2434.9 | 2541.6501 | 2085.1743 | 2286.3047 | 2346.0127 | 2802.9404
SA | S4 | Yorke Peninsula | Solar | 0 | 0 | 0 | 0 | 0 | 0 | 0 | 0 | 0 | 0 | 0 | 0 | 0 | 0 | 0 | 0 | 0 | 0 | 0 | 0 | 0 | 0 | 0 | 0 | 0 | 0 | 0
SA | S5 | Northern SA | Solar | 838.5214 | 629.6691 | 659.7829 | 702.4977 | 707.1674 | 686.9539 | 690.6853 | 691.6264 | 740.6855 | 3843.5399 | 6115.2091 | 6169.673 | 6529.8659 | 6816.2185 | 6039.4723 | 6373.7795 | 6413.71 | 6406.3948 | 9217.2905 | 8394.0774 | 8652.4217 | 8341.9674 | 8542.4141 | 7458.0277 | 8085.777 | 8381.868 | 8006.9814
SA | S6 | Leigh Creek | Solar | 0 | 0.0002792 | 206.939 | 220.7039 | 377.8957 | 3353.805 | 3479.3796 | 4379.267 | 4745.6323 | 4871.8486 | 7160.144 | 13272.014 | 14762.781 | 16172.756 | 13647.107 | 14520.07 | 14614.767 | 15204.951 | 36836.04 | 33759.723 | 56340.242 | 57657.785 | 60161.97 | 56981.914 | 64680.867 | 69528.91 | 83188.12
SA | S7 | Roxby Downs | Solar | 0 | 0.00025373 | 187.1535 | 196.1491 | 1103.093 | 1086.9296 | 1111.4495 | 1201.3623 | 1289.8536 | 1305.8412 | 1259.974 | 1200.4598 | 1258.4133 | 1281.6019 | 2348.886 | 2469.8672 | 5259.792 | 5422.219 | 7522.268 | 7089.552 | 7235.106 | 7291.5293 | 7548.4814 | 6552.8145 | 6942.0503 | 6947.926 | 6841.285
SA | S8 | Eastern Eyre Peninsula | Solar | 0 | 0.00013431 | 0.00027929 | 0.00026349 | 0.00037621 | 0.00030057 | 0.0003544 | 0.00065891 | 0.00063807 | 0.00065619 | 0.0014974 | 0.0014642 | 0.0014704 | 0.0032359 | 0.0026577 | 0.002921 | 0.0043719 | 0.0041709 | 9714.276 | 9231.662 | 9359.407 | 9291.134 | 9835.008 | 7820.6357 | 8792.617 | 9313.86 | 8629.776
SA | S9 | Western Eyre Peninsula | Solar | 0 | 0.000226 | 0.0017277 | 0.0016554 | 0.0024484 | 0.0020284 | 0.0028191 | 1029.2806 | 1075.5037 | 1510.2341 | 2938.1514 | 3347.4998 | 3608.5276 | 5694.11 | 6946.035 | 7340.5845 | 7580.2007 | 7668.8423 | 8607.78 | 7803.337 | 7997.9937 | 8038.1235 | 8223.112 | 6852.9243 | 7421.03 | 7697.964 | 7387.5283
TAS | T1 | North East Tasmania | Solar | 0 | 0.000146 | 0.00021951 | 0.00062929 | 345.9173 | 468.768 | 617.5538 | 1056.7567 | 973.3969 | 1051.2297 | 5865.664 | 11046.575 | 13510.256 | 14982.289 | 14492.115 | 17502.771 | 19680.41 | 19059.541 | 20158.686 | 25740 | 27002.973 | 28528.697 | 27486.416 | 32967.15 | 41532.086 | 52901.383 | 51365.34
TAS | T2 | North West Tasmania | Solar | 0 | 9.0851e-05 | 0.00010022 | 0.00016203 | 0.00034208 | 0.00040365 | 0.011361 | 215.5712 | 202.8639 | 208.9555 | 226.9315 | 204.3914 | 212.0611 | 208.1325 | 176.015 | 189.2459 | 193.9604 | 183.077 | 189.8367 | 209.1972 | 199.3743 | 203.7749 | 201.7678 | 172.7023 | 187.2123 | 188.5958 | 180.9465
TAS | T3 | Central Highlands | Solar | 0 | 0.00011483 | 0.00013299 | 0.00023112 | 0.0010289 | 0.005106 | 221.4406 | 228.988 | 218.88 | 230.8604 | 237.3893 | 217.6829 | 225.6271 | 226.8828 | 189.49 | 189.4058 | 202.3332 | 193.5659 | 200.9323 | 215.953 | 209.9348 | 214.6916 | 217.9307 | 185.4647 | 186.6402 | 196.3467 | 189.9269
Region | REZ | REZ Name | Technology | 2023-24 | 2024-25 | 2025-26 | 2026-27 | 2027-28 | 2028-29 | 2029-30 | 2030-31 | 2031-32 | 2032-33 | 2033-34 | 2034-35 | 2035-36 | 2036-37 | 2037-38 | 2038-39 | 2039-40 | 2040-41 | 2041-42 | 2042-43 | 2043-44 | 2044-45 | 2045-46 | 2046-47 | 2047-48 | 2048-49 | 2049-50
QLD | Q1 | Far North QLD | Wind | 1301.6602 | 3580.9382 | 3994.5462 | 6493.2897 | 9054.5052 | 8567.9167 | 13293.3368 | 17324.1779 | 17541.1414 | 17755.4263 | 15235.6016 | 27281.9817 | 37476.6252 | 45854.0604 | 52793.7669 | 60852.7594 | 61668.4597 | 60788.098 | 62282.5689 | 53090.5071 | 55046.2582 | 63779.6462 | 68191.4515 | 122230.6406 | 132271.5247 | 136088.5158 | 132036.0496
QLD | Q2 | North Qld Clean Energy Hub | Wind | 131.6782 | 2519.2072 | 8594.3648 | 11378.492 | 14891.7144 | 17446.8789 | 17089.8037 | 16348.9653 | 16887.7829 | 16057.3319 | 14327.3004 | 15741.7087 | 16191.6067 | 16344.9383 | 16616.2412 | 16237.0163 | 15932.3024 | 16225.7736 | 15403.2679 | 13808.706 | 15321.5099 | 18480.5019 | 18635.664 | 18629.9504 | 18518.297 | 18364.7006 | 18602.1748
QLD | Q3 | Northern Qld | Wind | 0 | 0 | 0 | 0 | 0 | 0 | 0 | 0 | 0 | 0 | 0 | 0 | 0 | 0 | 0 | 0 | 0 | 0 | 0 | 0 | 0 | 0 | 0 | 0 | 0 | 0 | 0
QLD | Q4 | Isaac | Wind | 0 | 217.9033 | 341.1998 | 314.5428 | 354.3325 | 335.7913 | 340.1535 | 345.6243 | 355.7724 | 332.8103 | 319.615 | 311.2673 | 295.1302 | 337.742 | 2524.6062 | 2517.8382 | 2667.1809 | 2713.6341 | 2543.6557 | 2412.555 | 2405.8495 | 2288.8577 | 2583.0887 | 2649.6496 | 2702.7097 | 2875.6424 | 10417.6443
QLD | Q5 | Barcaldine | Wind | 0 | 0.0061576 | 0.00653 | 0.0085611 | 0.0091411 | 0.0080529 | 0.008258 | 0.0079284 | 0.0086044 | 80.3502 | 175.9309 | 246.1706 | 244.4933 | 253.8664 | 219.4616 | 218.1759 | 227.1933 | 242.9003 | 250.9387 | 233.9114 | 246.4036 | 248.1628 | 251.9389 | 211.5396 | 215.3733 | 225.0277 | 237.8582
QLD | Q6 | Fitzroy | Wind | 0 | 2496.7007 | 2721.7489 | 2631.51 | 2906.4144 | 2855.2908 | 2932.1884 | 2874.1261 | 2876.0907 | 2738.1773 | 2654.1955 | 2614.7879 | 2553.2452 | 2812.4192 | 7789.461 | 7756.2261 | 7803.5025 | 7523.7023 | 7420.7247 | 6989.7756 | 7124.2883 | 6870.1228 | 7304.7161 | 9544.6196 | 9685.1013 | 9780.8613 | 9387.9099
QLD | Q7 | Wide Bay | Wind | 0 | 0.0012569 | 691.3489 | 673.9818 | 689.2651 | 747.9333 | 744.3258 | 712.4745 | 638.3141 | 695.7178 | 662.4407 | 647.8984 | 640.7144 | 655.7479 | 707.4089 | 706.955 | 701.4106 | 620.023 | 680.5279 | 642.6869 | 639.7367 | 637.195 | 641.5139 | 2610.9839 | 2707.4268 | 2764.4153 | 2517.5702
QLD | Q8 | Darling Downs | Wind | 2605.8338 | 9081.2838 | 9518.8665 | 9530.0298 | 10440.3975 | 10174.3264 | 13413.5214 | 14201.8559 | 16069.4967 | 18957.7649 | 27949.7781 | 40302.796 | 40534.0271 | 44634.3513 | 43939.2045 | 42751.2775 | 44668.6967 | 42608.5814 | 52367.7077 | 88631.2714 | 93744.7641 | 97633.007 | 133722.8641 | 133984.5861 | 130700.3108 | 140898.8228 | 133675.2205
QLD | Q9 | Banana | Wind | 0 | 0.0018 | 0.02042 | 0.020199 | 163.5714 | 338.9429 | 334.1793 | 337.1874 | 326.7323 | 328.5394 | 311.127 | 2135.19 | 2181.5391 | 2300.7025 | 2322.7999 | 2247.3596 | 2329.9061 | 2242.553 | 2250.5748 | 2116.5502 | 2114.7057 | 2166.006 | 2263.849 | 2219.5219 | 2204.3204 | 2292.6656 | 2217.8796
NSW | N1 | North West NSW | Wind | 0 | 0 | 0 | 0 | 0 | 0 | 0 | 0 | 0 | 0 | 0 | 0 | 0 | 0 | 0 | 0 | 0 | 0 | 0 | 0 | 0 | 0 | 0 | 0 | 0 | 0 | 0
NSW | N2 | New England | Wind | 1495.3845 | 1683.0393 | 1773.4232 | 1857.4904 | 11767.2651 | 12910.1769 | 12179.084 | 12199.9272 | 11742.6026 | 18054.5569 | 17071.9754 | 17319.5737 | 18390.7614 | 18268.6869 | 21141.5136 | 19406.9469 | 19638.0237 | 18375.5472 | 19723.6081 | 18538.6776 | 18747.7223 | 19630.029 | 19253.245 | 21208.949 | 19877.8907 | 19835.142 | 18069.458
NSW | N3 | Central-West Orana | Wind | 382.8541 | 12292.4239 | 11896.0177 | 17412.6398 | 18080.0759 | 18678.8321 | 19190.3085 | 20924.9455 | 20221.8434 | 20651.0768 | 20583.14 | 20548.0549 | 21511.4253 | 24936.9338 | 25225.6513 | 25045.0588 | 24320.9228 | 26253.6659 | 34887.0938 | 34369.4954 | 34400.704 | 35579.9003 | 38477.2704 | 46581.3506 | 46320.6964 | 44810.5974 | 42794.75
NSW | N4 | Broken Hill | Wind | 634.6981 | 515.8704 | 551.2453 | 598.8456 | 633.5851 | 586.3985 | 606.5392 | 608.1773 | 625.132 | 571.6505 | 544.5075 | 533.8026 | 581.3307 | 584.6567 | 551.0352 | 565.3975 | 566.4178 | 593.6311 | 575.1868 | 548.7918 | 0.022706 | 0.025225 | 0.025047 | 340.8496 | 345.7909 | 335.7595 | 361.8555
NSW | N5 | South West NSW | Wind | 0 | 0.00013254 | 0.0012397 | 0.0011761 | 0.0011972 | 0.0010845 | 0.0011763 | 0.0010611 | 0.0011096 | 0.0010781 | 0.0014705 | 0.001311 | 0.0015017 | 0.0018614 | 0.0016714 | 0.0017659 | 0.0017067 | 0.0027711 | 0.0028272 | 0.0030877 | 0.0027596 | 0.0030509 | 0.0036904 | 0.0039617 | 0.0045915 | 0.0043837 | 0.0045319
NSW | N6 | Wagga Wagga | Wind | 0 | 0.00073498 | 0.00069008 | 0.00070105 | 0.00078132 | 0.00069735 | 0.00084381 | 0.00077156 | 0.00078479 | 0.00079499 | 0.00099058 | 0.00086217 | 0.00092621 | 0.0013382 | 0.0011729 | 0.0013408 | 0.0013265 | 0.0021364 | 0.0020663 | 0.002203 | 0.0019038 | 0.002066 | 0.0027658 | 0.002621 | 0.0035698 | 0.0034713 | 0.0036803
NSW | N7 | Tumut | Wind | 0 | 0 | 0 | 0 | 0 | 0 | 0 | 0 | 0 | 0 | 0 | 0 | 0 | 0 | 0 | 0 | 0 | 0 | 0 | 0 | 0 | 0 | 0 | 0 | 0 | 0 | 0
NSW | N8 | Cooma-Monaro | Wind | 327.4013 | 2450.9355 | 2467.5917 | 2557.9528 | 2606.9705 | 2514.2069 | 2559.0024 | 2704.5976 | 2702.0136 | 2494.9421 | 2573.0848 | 2553.3565 | 2695.0394 | 2613.0137 | 3032.4498 | 5059.4703 | 5358.3219 | 5260.5395 | 4911.6627 | 5113.8746 | 5034.0509 | 5292.8091 | 5108.81 | 9142.3165 | 9386.1544 | 9831.251 | 9589.5999
VIC | V1 | Ovens Murray | Wind | 0 | 0 | 0 | 0 | 0 | 0 | 0 | 0 | 0 | 0 | 0 | 0 | 0 | 0 | 0 | 0 | 0 | 0 | 0 | 0 | 0 | 0 | 0 | 0 | 0 | 0 | 0
VIC | V2 | Murray River | Wind | 0 | 0 | 0 | 0 | 0 | 0 | 0 | 0 | 0 | 0 | 0 | 0 | 0 | 0 | 0 | 0 | 0 | 0 | 0 | 0 | 0 | 0 | 0 | 0 | 0 | 0 | 0
VIC | V3 | Western Victoria | Wind | 3828.7848 | 3359.8814 | 3517.4375 | 3545.6505 | 7228.4899 | 7879.9175 | 8438.2282 | 8545.095 | 9597.3812 | 8743.1666 | 8857.4227 | 7959.9938 | 8639.0002 | 9050.168 | 11491.0808 | 11837.6576 | 11156.3074 | 12732.7496 | 11341.7033 | 11354.346 | 10140.5692 | 10078.9719 | 10633.9091 | 12844.8594 | 14495.102 | 13381.2797 | 14048.4219
VIC | V4 | South West Victoria | Wind | 5854.5896 | 10149.604 | 11225.0608 | 13506.6716 | 14522.3218 | 14432.4487 | 15512.127 | 15696.6621 | 17875.627 | 15793.595 | 19002.8829 | 18869.1039 | 19580.8662 | 21143.2175 | 19510.3457 | 27743.658 | 26250.0095 | 30990.8481 | 27578.1309 | 35104.9287 | 39893.9829 | 40747.6773 | 41946.8852 | 38809.9154 | 53026.9389 | 49393.1048 | 54796.2581
VIC | V5 | Gippsland | Wind | 0 | 2239.7997 | 2284.0029 | 2697.035 | 5021.9553 | 5655.1535 | 6005.7959 | 5772.7783 | 6607.1539 | 5938.9329 | 6096.1426 | 5929.2766 | 6118.5412 | 6101.2035 | 5838.2456 | 6028.6792 | 5858.2634 | 6602.233 | 5972.0054 | 6031.3715 | 5675.5532 | 5852.3952 | 5924.7192 | 8144.6609 | 14261.7306 | 13402.7579 | 15009.1778
VIC | V6 | Central North VIC | Wind | 0 | 0.0026233 | 0.0025142 | 622.1765 | 664.6014 | 1034.5238 | 1006.0673 | 1002.3699 | 1055.8814 | 1061.0827 | 1039.3435 | 951.5318 | 1051.8445 | 1216.479 | 1183.5301 | 1135.2257 | 1615.5512 | 1698.1909 | 1745.0416 | 1705.4298 | 1578.4566 | 1750.899 | 2104.2431 | 2127.2123 | 2173.7741 | 2535.2303 | 2611.257
SA | S1 | South East SA | Wind | 743.5219 | 1307.8234 | 1301.8659 | 1501.3617 | 1493.6569 | 1457.5353 | 1633.6193 | 2713.3463 | 3270.3795 | 2917.7379 | 3050.8759 | 2771.6533 | 2969.1545 | 3990.5097 | 3624.5455 | 6035.06 | 5544.947 | 10258.3049 | 9310.195 | 11403.2957 | 10706.341 | 11432.579 | 11717.894 | 10492.4753 | 11812.5324 | 10677.204 | 14367.7954
SA | S2 | Riverland | Wind | 0 | 0.00072821 | 0.00069214 | 0.0010245 | 0.00094822 | 0.0008663 | 0.00092969 | 0.0011313 | 0.0012156 | 0.0010874 | 0.0016065 | 0.0014246 | 0.0023717 | 0.0023459 | 0.0021107 | 0.0023948 | 0.0030173 | 0.0032347 | 0.0034171 | 0.0076107 | 0.0072289 | 0.008363 | 0.008059 | 0.0073562 | 0.010841 | 0.01036 | 0.010915
SA | S3 | Mid-North SA | Wind | 4144.3395 | 3785.1276 | 3614.4193 | 4273.3775 | 4270.4785 | 7512.711 | 7688.9747 | 7624.3185 | 8151.5629 | 7750.6836 | 12045.333 | 10780.7996 | 13639.7123 | 15924.1398 | 16201.7054 | 16856.1966 | 15229.864 | 16610.3708 | 15769.2653 | 15868.4057 | 14063.423 | 15915.8342 | 15096.7231 | 14540.534 | 17233.3782 | 16094.1094 | 17217.1677
SA | S4 | Yorke Peninsula | Wind | 244.346 | 945.2233 | 898.4852 | 1380.0622 | 1433.2306 | 1340.1626 | 1338.2603 | 1259.9149 | 1460.7299 | 1298.6517 | 1388.4925 | 1233.0625 | 1369.5587 | 4153.2342 | 3787.7736 | 3955.8903 | 3662.7608 | 4152.6834 | 3794.2059 | 3870.2162 | 8034.2352 | 8782.9166 | 9059.1998 | 8259.0709 | 9039.4566 | 8266.7253 | 25838.4601
SA | S5 | Northern SA | Wind | 1303.7426 | 1170.1097 | 1180.9409 | 1320.6691 | 1338.6281 | 1208.9164 | 1244.2844 | 1273.199 | 1317.8776 | 1195.7115 | 1247.5026 | 1196.0139 | 1312.8752 | 1318.5835 | 1201.132 | 1232.672 | 1253.9045 | 1260.4302 | 1191.5345 | 1195.2135 | 1190.2197 | 1284.6828 | 603.4056 | 481.7099 | 485.3592 | 499.5774 | 531.9
SA | S6 | Leigh Creek | Wind | 0 | 1075.5234 | 1042.806 | 1442.3443 | 1341.261 | 7522.7194 | 7591.1728 | 7347.7483 | 7206.2704 | 7524.3667 | 7307.9104 | 6925.5465 | 7456.3109 | 7298.7694 | 20121.521 | 22923.1954 | 22277.5366 | 21484.7472 | 37301.6872 | 35673.7617 | 34610.4569 | 36412.4148 | 35999.1219 | 54374.0238 | 57272.6944 | 55058.1272 | 52734.8287
SA | S7 | Roxby Downs | Wind | 0 | 0 | 0 | 0 | 0 | 0 | 0 | 0 | 0 | 0 | 0 | 0 | 0 | 0 | 0 | 0 | 0 | 0 | 0 | 0 | 0 | 0 | 0 | 0 | 0 | 0 | 0
SA | S8 | Eastern Eyre Peninsula | Wind | 317.5817 | 264.254 | 273.0392 | 1262.8183 | 1274.4288 | 1320.9008 | 1497.0157 | 2946.7289 | 3256.1222 | 2994.8089 | 3121.4529 | 2766.8183 | 7173.3063 | 7253.3365 | 6546.5142 | 6858.7947 | 6586.3347 | 7207.8616 | 7613.6199 | 9176.2655 | 8364.1102 | 9489.04 | 9605.0147 | 8689.0724 | 19201.6825 | 24607.7131 | 26642.1628
SA | S9 | Western Eyre Peninsula | Wind | 0 | 1158.1183 | 1092.0924 | 3216.5409 | 3261.0083 | 3061.6006 | 3114.9063 | 3006.432 | 3394.2055 | 3018.2385 | 4496.6375 | 4010.1793 | 4565.3687 | 4624.4381 | 4296.7595 | 4346.8465 | 4198.0298 | 6352.2296 | 5823.4812 | 10597.4935 | 11788.5724 | 13119.5487 | 13270.4718 | 12279.8179 | 12521.9882 | 11923.8486 | 16287.9782
TAS | T1 | North East Tasmania | Wind | 500.7797 | 463.0474 | 540.7231 | 503.8522 | 1019.369 | 929.2868 | 862.3839 | 812.1221 | 885.2536 | 1841.1831 | 4328.3093 | 4459.7203 | 4187.8166 | 5567.1176 | 4898.0365 | 4680.9964 | 4653.6707 | 9837.425 | 13765.8502 | 13807.5843 | 19901.1181 | 18253.7538 | 19935.384 | 31817.1393 | 37675.9321 | 46386.6849 | 48698.192
TAS | T2 | North West Tasmania | Wind | 877.2254 | 791.52 | 860.4508 | 911.4806 | 918.7684 | 1208.8005 | 3470.3376 | 3263.1881 | 5418.0646 | 5312.3559 | 4735.313 | 4642.2913 | 4948.3121 | 5797.6244 | 18935.7169 | 18525.2718 | 17923.8497 | 21481.2435 | 20823.5863 | 18790.2149 | 19214.4585 | 20001.5822 | 20686.6874 | 24435.4115 | 23843.7257 | 23009.3613 | 25687.6209
TAS | T3 | Central Highlands | Wind | 491.2284 | 7392.7978 | 9191.2659 | 10237.8291 | 18866.7299 | 20121.701 | 24136.044 | 24728.9414 | 32179.4571 | 32751.053 | 31833.7247 | 44973.9967 | 46674.2394 | 53971.1518 | 52178.9585 | 49554.169 | 49340.2784 | 53999.927 | 52597.9093 | 48263.4353 | 50747.5932 | 50653.1858 | 52509.8068 | 50639.659 | 47741.2422 | 47312.7564 | 51829.3496
Region | REZ | REZ Name | Technology | 2023-24 | 2024-25 | 2025-26 | 2026-27 | 2027-28 | 2028-29 | 2029-30 | 2030-31 | 2031-32 | 2032-33 | 2033-34 | 2034-35 | 2035-36 | 2036-37 | 2037-38 | 2038-39 | 2039-40 | 2040-41 | 2041-42 | 2042-43 | 2043-44 | 2044-45 | 2045-46 | 2046-47 | 2047-48 | 2048-49 | 2049-50
NSW | O1 | Hunter Coast | Offshore Wind | 0 | 0 | 0 | 6.9381e-05 | 6.779e-05 | 9.9167e-05 | 8.6794e-05 | 9.2548e-05 | 8.4665e-05 | 8.7294e-05 | 0.00011003 | 0.00011683 | 0.00013242 | 0.00014104 | 0.00016853 | 0.00014476 | 0.00018579 | 0.00018338 | 0.00019759 | 0.00024637 | 0.00025982 | 0.00026807 | 0.00027311 | 0.00034683 | 0.00030222 | 0.00034097 | 0.00031588
NSW | O2 | Illawarra Coast | Offshore Wind | 0 | 0 | 0 | 6.6124e-05 | 6.2774e-05 | 9.11e-05 | 8.3922e-05 | 9.9237e-05 | 9.4778e-05 | 9.2069e-05 | 0.00011555 | 0.00011319 | 0.0001275 | 0.00012904 | 0.00016019 | 0.00014526 | 0.00019352 | 0.00020558 | 0.00020199 | 0.00025557 | 0.00024643 | 0.00025327 | 0.00024735 | 0.0003335 | 0.00030544 | 0.00035996 | 0.00035378
VIC | O3 | Gippsland Coast | Offshore Wind | 0 | 0 | 0 | 7.1988e-05 | 7.1938e-05 | 8.6885e-05 | 8.7252e-05 | 8.8833e-05 | 0.00010774 | 9.8472e-05 | 0.00012213 | 0.00013241 | 0.0001269 | 0.00014467 | 0.00016675 | 0.00018673 | 0.00019709 | 0.00026796 | 0.0002434 | 0.00026642 | 0.00028582 | 0.00026941 | 0.00028305 | 0.0003535 | 0.00040411 | 0.0003852 | 0.00048313
TAS | O4 | North West Tasmania Coast | Offshore Wind | 0 | 0 | 0 | 5.499e-05 | 6.5352e-05 | 7.0383e-05 | 8.2725e-05 | 7.7053e-05 | 9.7947e-05 | 9.2495e-05 | 0.00010808 | 0.00011422 | 0.00012181 | 0.00013763 | 0.00014388 | 0.00017664 | 0.00017609 | 0.00022592 | 0.00020848 | 0.00022427 | 0.00025057 | 0.00025126 | 0.0002705 | 0.00031959 | 0.00038655 | 0.00036826 | 0.00048236
VIC | O5 | Portland Coast | Offshore Wind | 0 | 0 | 0 | 6.0726e-05 | 6.3765e-05 | 6.7579e-05 | 8.1165e-05 | 8.7798e-05 | 9.8398e-05 | 8.8554e-05 | 0.0001104 | 0.00011995 | 0.00011539 | 0.00014091 | 0.00013948 | 0.00017919 | 0.00019771 | 0.00023192 | 0.00020695 | 0.00022867 | 0.00024613 | 0.0002307 | 0.00027839 | 0.00027784 | 0.00040775 | 0.00039155 | 0.00044158
SA | O6 | South East SA Coast | Offshore Wind | 0 | 0 | 0 | 5.1145e-05 | 5.8314e-05 | 5.9694e-05 | 7.6452e-05 | 7.6174e-05 | 9.5013e-05 | 8.1857e-05 | 0.00010612 | 0.00010038 | 0.00011144 | 0.00013 | 0.00012849 | 0.00015287 | 0.00017033 | 0.00021278 | 0.00018925 | 0.00023087 | 0.00024365 | 0.00024927 | 0.00025725 | 0.00026258 | 0.00033736 | 0.00032339 | 0.00039829

## Option 3A_REZ Capacity
Installed capacity by REZ (MW) - Option 3A, Hydrogen Superpower Scenario
Capacity calculated on 1 July. In early study years some wind and solar projects enter later in the financial year and are therefore reflected in the following financial year's capacity.
Note: the REZ capacity includes capacity from the existing, committed and anticipated renewables mapped to the relevant REZs
Explicitly modelled generation
Region | REZ | REZ Name | Technology | 2023-24 | 2024-25 | 2025-26 | 2026-27 | 2027-28 | 2028-29 | 2029-30 | 2030-31 | 2031-32 | 2032-33 | 2033-34 | 2034-35 | 2035-36 | 2036-37 | 2037-38 | 2038-39 | 2039-40 | 2040-41 | 2041-42 | 2042-43 | 2043-44 | 2044-45 | 2045-46 | 2046-47 | 2047-48 | 2048-49 | 2049-50
QLD | Q1 | Far North QLD | Solar | 0 | 0 | 0.00021704 | 0.0024761 | 0.0024765 | 414.7355 | 414.7355 | 982.9567 | 982.9567 | 982.9567 | 982.9567 | 1100 | 1100 | 1100 | 1100 | 1100 | 1100 | 1100 | 1100 | 1100 | 1100 | 1100 | 1100 | 3462.8708 | 3462.8708 | 3462.8708 | 3462.8708
QLD | Q2 | North Qld Clean Energy Hub | Solar | 83 | 83 | 83.0015 | 83.0015 | 860.5697 | 2817.0728 | 2817.0728 | 2817.0728 | 2817.0728 | 2817.0728 | 2817.0728 | 2817.0728 | 2817.0728 | 3491.3928 | 3570.7825 | 3570.7825 | 3570.7825 | 3570.7825 | 3570.7825 | 3570.7825 | 3570.7825 | 3570.7825 | 4476.4854 | 6691.891 | 6691.891 | 6673.891 | 6673.891
QLD | Q3 | Northern Qld | Solar | 513.997 | 513.997 | 513.9975 | 513.9988 | 513.9988 | 513.9988 | 513.9988 | 513.9988 | 513.9988 | 513.9988 | 514.0022 | 3913.997 | 3913.997 | 3913.997 | 3913.997 | 3913.997 | 3913.997 | 3913.997 | 3913.997 | 3770.997 | 3642.997 | 3642.997 | 3642.997 | 3642.997 | 3532.597 | 3532.597 | 3400
QLD | Q4 | Isaac | Solar | 684.9 | 684.9 | 684.9003 | 684.901 | 684.901 | 684.901 | 684.9012 | 684.9012 | 684.9012 | 684.9013 | 684.9021 | 684.9035 | 988.7339 | 2098.4789 | 5867.4986 | 5867.4986 | 5867.4986 | 5867.4986 | 6754.5475 | 6906.5323 | 6906.5323 | 7428.3263 | 7542.4 | 7542.4 | 7542.4 | 7083.5 | 6926
QLD | Q5 | Barcaldine | Solar | 14 | 14 | 87.3454 | 87.3454 | 87.3454 | 87.3454 | 87.3454 | 87.3454 | 87.3454 | 87.3454 | 87.3454 | 87.3454 | 87.3454 | 87.3454 | 87.3454 | 87.3454 | 87.3454 | 87.3454 | 87.3455 | 87.3455 | 73.3455 | 73.3455 | 78.027 | 91.7858 | 91.7858 | 91.7858 | 91.7858
QLD | Q6 | Fitzroy | Solar | 401.5 | 401.5 | 401.5014 | 808.6632 | 808.6632 | 808.6632 | 1386.4368 | 1386.4368 | 1386.4368 | 2341.0396 | 6562.142 | 7934.5 | 7934.5 | 7934.5 | 7934.5 | 7934.5 | 7934.5 | 7934.5 | 7934.5 | 7934.5 | 7934.5 | 7934.5 | 7934.5 | 10030.654 | 10030.654 | 10030.654 | 24357.893
QLD | Q7 | Wide Bay | Solar | 619.03 | 619.03 | 619.0305 | 619.0331 | 619.0331 | 696.3518 | 696.3518 | 696.3518 | 2033.1248 | 2819.03 | 2819.03 | 2819.03 | 2819.03 | 2819.03 | 2819.03 | 2819.03 | 2819.03 | 4389.7685 | 7173.6526 | 12812.459 | 12812.459 | 13926.102 | 18026.89 | 19398.071 | 19175.571 | 19175.571 | 35148.4
QLD | Q8 | Darling Downs | Solar | 1330.558 | 1476.558 | 1476.5593 | 1476.5655 | 1476.5655 | 2866.1106 | 3212.004 | 4813.236 | 4813.236 | 4813.236 | 6951.781 | 8468.558 | 8468.558 | 8347.558 | 8347.558 | 8347.558 | 8347.558 | 11131.534 | 11131.534 | 21741.188 | 26598.154 | 34221.603 | 37516.814 | 37267.46 | 36867.46 | 36832.96 | 51054.383
QLD | Q9 | Banana | Solar | 0 | 0 | 154.0115 | 154.0115 | 154.0115 | 154.0115 | 154.0115 | 154.0115 | 154.0115 | 154.0115 | 154.0116 | 6099.594 | 6100 | 6100 | 6100 | 6100 | 6100 | 6100 | 6100 | 6100 | 6100 | 6100 | 6100 | 6100 | 6100 | 6100 | 6100
NSW | N1 | North West NSW | Solar | 166 | 166 | 166.0005 | 166.0005 | 182.3257 | 214.5056 | 214.5056 | 214.5056 | 214.5056 | 214.5056 | 214.5056 | 230.5583 | 230.5583 | 525.991 | 1440.7278 | 1440.7278 | 1440.7278 | 2433.4097 | 2447.3577 | 3649.9011 | 3760.5686 | 3760.5686 | 3760.5686 | 4220.3564 | 4220.3564 | 4220.3564 | 4490.6045
NSW | N2 | New England | Solar | 555 | 555 | 555.0001 | 555.0001 | 765.9066 | 1877.9843 | 1877.9843 | 1877.9843 | 2483.8403 | 2483.8403 | 3303.183 | 3540 | 3540 | 3540 | 3540 | 3540 | 3540 | 3540 | 3540 | 3540 | 3520 | 3520 | 3520 | 3520 | 3520 | 3520 | 3520
NSW | N3 | Central-West Orana | Solar | 826.979 | 906.9796 | 2296.1143 | 3900.5046 | 4719.1501 | 5190.79 | 5190.79 | 7756.979 | 7756.979 | 7756.979 | 7756.979 | 7756.979 | 7756.979 | 8228.6245 | 11714.376 | 11714.376 | 11714.376 | 12458.037 | 12458.037 | 12703.879 | 14702.053 | 14702.053 | 14702.053 | 18168.574 | 18168.574 | 18118.574 | 17915.534
NSW | N4 | Broken Hill | Solar | 53 | 53 | 53.0001 | 53.0002 | 53.0006 | 53.0008 | 53.0013 | 53.0024 | 53.0024 | 53.0024 | 53.0024 | 179.6998 | 179.6998 | 185.0489 | 251.056 | 251.056 | 251.056 | 251.056 | 251.056 | 251.056 | 315.6995 | 315.6995 | 315.6995 | 315.6995 | 315.6995 | 315.6995 | 315.6995
NSW | N5 | South West NSW | Solar | 1246.4 | 1500.5 | 1501.1616 | 1501.1616 | 1501.1616 | 1590.1959 | 1593.7693 | 1623.5768 | 1623.5768 | 3475.1986 | 3475.1986 | 4281.72 | 4281.72 | 4416.164 | 4674.332 | 4524.032 | 4524.032 | 4524.032 | 4583.1688 | 4583.1688 | 4583.1688 | 4583.1688 | 4583.1688 | 4633.7864 | 4633.7864 | 4633.7864 | 4274.1106
NSW | N6 | Wagga Wagga | Solar | 302.672 | 682.672 | 682.6723 | 682.6723 | 682.6806 | 1710.672 | 1710.672 | 1710.672 | 1710.672 | 1710.672 | 1710.672 | 1710.672 | 1710.672 | 1710.672 | 1710.672 | 1710.672 | 1710.672 | 1710.672 | 1710.672 | 1710.672 | 1710.672 | 1710.672 | 1710.672 | 1710.672 | 1710.672 | 1710.672 | 1710.672
NSW | N7 | Tumut | Solar | 0 | 0 | 0 | 0 | 0 | 0 | 0 | 0 | 0 | 0 | 0 | 0 | 0 | 0 | 0 | 0 | 0 | 0 | 0 | 0 | 0 | 0 | 0 | 0 | 0 | 0 | 0
NSW | N8 | Cooma-Monaro | Solar | 0 | 0 | 0 | 0 | 0 | 0 | 0 | 0 | 0 | 0 | 0 | 0 | 0 | 0 | 0 | 0 | 0 | 0 | 0 | 0 | 0 | 0 | 0 | 0 | 0 | 0 | 0
VIC | V1 | Ovens Murray | Solar | 0 | 0.00016567 | 0.00019363 | 0.0015577 | 241.263 | 241.263 | 241.263 | 241.263 | 241.263 | 241.263 | 241.263 | 241.263 | 241.263 | 373.4856 | 531.0796 | 531.0796 | 531.0796 | 585.4062 | 1000 | 1000 | 1000 | 1000 | 1000 | 1000 | 1000 | 1000 | 1000
VIC | V2 | Murray River | Solar | 679.093 | 679.093 | 679.093 | 679.0931 | 679.0932 | 679.0932 | 679.0932 | 2371.9747 | 2371.9747 | 2371.9747 | 2371.9747 | 2671.0227 | 2671.0227 | 2671.0227 | 2768.296 | 2768.296 | 2768.296 | 2768.296 | 2768.296 | 2768.296 | 2819.343 | 2819.343 | 2788.24 | 2925.6455 | 2925.6455 | 2800.709 | 2755.4133
VIC | V3 | Western Victoria | Solar | 0 | 0 | 0.00028815 | 0.00099139 | 400 | 400 | 400 | 400 | 400 | 928.3388 | 928.3388 | 1499.5067 | 1499.5067 | 2221.937 | 2361.8649 | 2365.031 | 2365.031 | 2365.031 | 3584.5148 | 3584.5148 | 3584.5148 | 3584.5148 | 3584.5148 | 3584.5148 | 3584.5148 | 3584.5148 | 3584.5148
VIC | V4 | South West Victoria | Solar | 0 | 0 | 0 | 0 | 0 | 0 | 0 | 0 | 0 | 0 | 0 | 0 | 0 | 0 | 0 | 0 | 0 | 0 | 0 | 0 | 0 | 0 | 0 | 0 | 0 | 0 | 0
VIC | V5 | Gippsland | Solar | 0 | 0 | 0.0002073 | 184.8654 | 373.5414 | 373.5414 | 373.5414 | 373.5414 | 373.5414 | 373.5414 | 500 | 500 | 500 | 500 | 500 | 500 | 729.2426 | 1040.3518 | 3668.8074 | 3668.8074 | 6831.1553 | 6831.1553 | 6831.1553 | 6831.1553 | 7055.5254 | 7501.9224 | 7680.867
VIC | V6 | Central North VIC | Solar | 402.48 | 402.4801 | 402.4803 | 534.233 | 537.1326 | 537.1326 | 537.1326 | 537.1326 | 537.1326 | 537.1326 | 537.1326 | 537.1326 | 537.1326 | 537.1326 | 537.1326 | 537.1326 | 537.1326 | 537.1326 | 537.1326 | 537.1326 | 549.8705 | 439.3905 | 439.3905 | 736.2093 | 736.2093 | 736.2093 | 736.2093
SA | S1 | South East SA | Solar | 155.16 | 155.1601 | 155.1603 | 155.1603 | 155.1603 | 155.1603 | 155.1607 | 155.1607 | 155.1607 | 206.0676 | 255.16 | 255.16 | 255.16 | 255.16 | 255.16 | 255.16 | 255.16 | 255.16 | 208 | 208 | 208 | 208 | 208 | 208 | 208 | 208 | 100
SA | S2 | Riverland | Solar | 25.26 | 25.2602 | 25.2615 | 25.2615 | 25.2633 | 25.2633 | 25.2744 | 1165.3407 | 1159.2207 | 1233.3489 | 1233.3489 | 1281.5856 | 1281.5856 | 3520.9147 | 4019.14 | 4019.14 | 4019.14 | 4019.14 | 4007.38 | 4007.38 | 4007.38 | 4007.38 | 4000 | 4000 | 4000 | 4000 | 4000
SA | S3 | Mid-North SA | Solar | 0 | 0.00012957 | 0.00035221 | 0.00035265 | 0.00051194 | 0.00054419 | 0.00057453 | 0.0021974 | 0.0021978 | 0.0022024 | 1300 | 1300 | 1300 | 1300 | 1300 | 1300 | 1300 | 1300 | 1300 | 1300 | 1300 | 1300 | 1300 | 1300 | 1300 | 1300 | 1615.343
SA | S4 | Yorke Peninsula | Solar | 0 | 0 | 0 | 0 | 0 | 0 | 0 | 0 | 0 | 0 | 0 | 0 | 0 | 0 | 0 | 0 | 0 | 0 | 0 | 0 | 0 | 0 | 0 | 0 | 0 | 0 | 0
SA | S5 | Northern SA | Solar | 349.2 | 349.2001 | 349.2004 | 349.2004 | 349.2005 | 349.2009 | 349.2009 | 349.24 | 349.24 | 1791.1763 | 2885.253 | 3111.7833 | 3111.7833 | 3200.2625 | 3249.2 | 3249.2 | 3249.2 | 3249.2 | 4169.698 | 4169.698 | 4280.756 | 4010.756 | 4010.756 | 4087.3096 | 4104.054 | 4251.6177 | 4251.6177
SA | S6 | Leigh Creek | Solar | 0 | 0.00016063 | 101.6562 | 101.6562 | 173.4159 | 1662.52 | 1662.52 | 2085.995 | 2085.995 | 2085.995 | 3272.6 | 5992.555 | 6234.735 | 6500 | 6500 | 6500 | 6500 | 6500 | 14959.718 | 14959.718 | 23751.96 | 23751.96 | 23751.96 | 26402.102 | 27859.828 | 29862.447 | 34788.918
SA | S7 | Roxby Downs | Solar | 0 | 0.00014421 | 89.5196 | 89.5196 | 501.6251 | 567.7393 | 567.7393 | 615.3077 | 615.3077 | 615.3077 | 627.2343 | 638.7598 | 638.7598 | 638.7598 | 1292.504 | 1292.504 | 2590.4438 | 2590.4438 | 3307.3008 | 3400 | 3400 | 3400 | 3400 | 3400 | 3400 | 3400 | 3400
SA | S8 | Eastern Eyre Peninsula | Solar | 0 | 0 | 0.00017579 | 0.00017606 | 0.00023605 | 0.00023681 | 0.00025774 | 0.00046489 | 0.00046509 | 0.00046756 | 0.0010264 | 0.0010288 | 0.0010292 | 0.0021216 | 0.0021226 | 0.0021248 | 0.0030254 | 0.0030259 | 5000 | 5000 | 5000 | 5000 | 5000 | 5000 | 5000 | 5000 | 5000
SA | S9 | Western Eyre Peninsula | Solar | 0 | 0.00013937 | 0.00093812 | 0.00093849 | 0.001359 | 0.0013622 | 0.0017653 | 564.9597 | 564.9597 | 757.162 | 1488.6477 | 1843.3839 | 1843.3839 | 2793.9976 | 4000 | 4000 | 4000 | 4000 | 4000 | 4000 | 4000 | 4000 | 4000 | 4000 | 4000 | 4000 | 4000
TAS | T1 | North East Tasmania | Solar | 0 | 0.00010177 | 0.00014247 | 0.00037479 | 189.1784 | 300 | 383.2243 | 652.5218 | 652.5218 | 652.5218 | 3370.0178 | 6376.256 | 7312.6367 | 8375.474 | 9391.98 | 10796.185 | 11847.555 | 12163.179 | 12163.179 | 14841.633 | 15493.525 | 15493.525 | 15493.525 | 21194.123 | 25264.781 | 31644.477 | 32942.05
TAS | T2 | North West Tasmania | Solar | 0 | 0 | 0 | 0.00012142 | 0.00024633 | 0.00034211 | 0.0083497 | 150 | 150 | 150 | 150 | 150 | 150 | 150 | 150 | 150 | 150 | 150 | 150 | 150 | 150 | 150 | 150 | 150 | 150 | 150 | 150
TAS | T3 | Central Highlands | Solar | 0 | 0 | 0 | 0.00015911 | 0.00065608 | 0.003786 | 150 | 150 | 150 | 150 | 150 | 150 | 150 | 150 | 150 | 150 | 150 | 150 | 150 | 150 | 150 | 150 | 150 | 150 | 150 | 150 | 150
Region | REZ | REZ Name | Technology | 2023-24 | 2024-25 | 2025-26 | 2026-27 | 2027-28 | 2028-29 | 2029-30 | 2030-31 | 2031-32 | 2032-33 | 2033-34 | 2034-35 | 2035-36 | 2036-37 | 2037-38 | 2038-39 | 2039-40 | 2040-41 | 2041-42 | 2042-43 | 2043-44 | 2044-45 | 2045-46 | 2046-47 | 2047-48 | 2048-49 | 2049-50
QLD | Q1 | Far North QLD | Wind | 337.318 | 1049.9234 | 1049.9234 | 1669.8397 | 2252.3363 | 2274.9152 | 3319.7084 | 4399.552 | 4399.552 | 4399.552 | 4399.552 | 7532.377 | 9750.422 | 11416.15 | 14145.894 | 15350.9635 | 15350.9635 | 15350.9635 | 15350.9635 | 15350.9635 | 15170.4455 | 16656.438 | 17297.343 | 33492.273 | 33652.26 | 33821 | 33821
QLD | Q2 | North Qld Clean Energy Hub | Wind | 43.2 | 872.2569 | 2467.4947 | 3221.3343 | 4142.9978 | 4743.2004 | 4743.2004 | 4743.2008 | 4743.2008 | 4743.2008 | 4743.2008 | 4743.2037 | 4743.2037 | 4743.2037 | 4743.2037 | 4743.2037 | 4743.2037 | 4743.2037 | 4743.2037 | 4743.2037 | 4743.2137 | 5768.801 | 5731.8225 | 5731.8225 | 5731.8225 | 5731.8225 | 5731.8225
QLD | Q3 | Northern Qld | Wind | 0 | 0 | 0 | 0 | 0 | 0 | 0 | 0 | 0 | 0 | 0 | 0 | 0 | 0 | 0 | 0 | 0 | 0 | 0 | 0 | 0 | 0 | 0 | 0 | 0 | 0 | 0
QLD | Q4 | Isaac | Wind | 0 | 84.4606 | 121.6233 | 121.6233 | 121.6233 | 121.6233 | 121.6233 | 121.6233 | 121.6233 | 121.6233 | 121.6233 | 121.6233 | 121.6233 | 121.6234 | 916.8127 | 916.8127 | 916.8127 | 916.8133 | 916.8133 | 916.8133 | 916.8133 | 916.8133 | 916.8133 | 1000.0014 | 1000.0014 | 1000.0028 | 3800
QLD | Q5 | Barcaldine | Wind | 0 | 0.0025904 | 0.002591 | 0.0034938 | 0.0035744 | 0.0035747 | 0.0035749 | 0.0035758 | 0.0035799 | 30.5091 | 71.1222 | 96.783 | 96.783 | 96.783 | 96.783 | 96.783 | 96.783 | 96.783 | 97.4244 | 97.4244 | 97.4247 | 97.4247 | 97.4247 | 97.4247 | 97.4247 | 97.4247 | 97.4247
QLD | Q6 | Fitzroy | Wind | 0 | 900.0004 | 900.0008 | 900.0008 | 900.0008 | 900.0016 | 900.0113 | 900.0113 | 900.0113 | 900.0113 | 900.0113 | 900.2142 | 900.2142 | 900.2142 | 2718.3313 | 2718.3313 | 2718.3313 | 2718.3313 | 2718.3313 | 2718.3313 | 2718.3313 | 2718.3313 | 2718.3313 | 3500 | 3500 | 3500 | 3500
QLD | Q7 | Wide Bay | Wind | 0 | 0.00061638 | 275.368 | 275.368 | 275.368 | 275.372 | 275.372 | 275.372 | 275.372 | 275.372 | 275.372 | 275.372 | 275.372 | 275.372 | 275.3769 | 275.3769 | 275.3769 | 275.3769 | 275.3769 | 275.3769 | 275.3769 | 275.3769 | 275.3769 | 1100 | 1100 | 1100 | 1100
QLD | Q8 | Darling Downs | Wind | 753 | 3208.7978 | 3208.7978 | 3208.7978 | 3348.4982 | 3348.4982 | 4582.638 | 4850.7554 | 5679.6111 | 6525.9976 | 9728.4873 | 14406.9726 | 14406.9726 | 15227.5786 | 15227.5786 | 15227.5786 | 15227.5786 | 15227.5786 | 18066.8626 | 30803.5466 | 33897.5136 | 35424.5206 | 46697.6176 | 47314.8136 | 47314.8136 | 48567.9976 | 48567.9976
QLD | Q9 | Banana | Wind | 0 | 0.0008603 | 0.008578 | 0.0085793 | 64.0482 | 134.5452 | 134.5452 | 134.5452 | 134.5452 | 134.5452 | 134.5452 | 900.0016 | 900.0016 | 900.0016 | 900.0016 | 900.0016 | 900.0016 | 900.0016 | 900.0019 | 900.0019 | 900.0023 | 900.0023 | 900.0027 | 900.0039 | 900.0039 | 900.0039 | 900.0039
NSW | N1 | North West NSW | Wind | 0 | 0 | 0 | 0 | 0 | 0 | 0 | 0 | 0 | 0 | 0 | 0 | 0 | 0 | 0 | 0 | 0 | 0 | 0 | 0 | 0 | 0 | 0 | 0 | 0 | 0 | 0
NSW | N2 | New England | Wind | 442.48 | 631.9391 | 631.9427 | 641.5852 | 3939.005 | 4113.7968 | 4113.7968 | 4113.7968 | 4113.7968 | 6221.3801 | 6221.3801 | 6221.3801 | 6221.3801 | 6221.3801 | 6828.274 | 6655.794 | 6655.794 | 6655.794 | 6744.4575 | 6744.4575 | 6733.684 | 6733.684 | 6733.684 | 6973.566 | 6973.566 | 6973.566 | 6973.566
NSW | N3 | Central-West Orana | Wind | 113.19 | 4186.447 | 4186.447 | 6044.575 | 6044.575 | 6195.6856 | 6422.577 | 7284.8243 | 7284.8243 | 7284.8243 | 7284.8243 | 7449.6944 | 7449.6944 | 8409.499 | 8409.499 | 8409.499 | 8409.499 | 9453.453 | 12249.407 | 12249.859 | 12514.044 | 12514.044 | 13071.597 | 15681.021 | 15681.021 | 15681.021 | 15567.831
NSW | N4 | Broken Hill | Wind | 198.94 | 198.9418 | 198.9418 | 198.9421 | 198.9421 | 198.9421 | 198.9421 | 198.9421 | 198.9421 | 198.9421 | 198.9422 | 198.9422 | 198.9422 | 198.9423 | 198.9423 | 198.9423 | 198.9423 | 198.9425 | 198.9481 | 198.9504 | 0.010419 | 0.010419 | 0.010421 | 135.7701 | 135.7701 | 135.7701 | 135.7701
NSW | N5 | South West NSW | Wind | 0 | 0 | 0.00055213 | 0.0005533 | 0.00055371 | 0.00055418 | 0.00055499 | 0.00055706 | 0.00055734 | 0.00056027 | 0.00072391 | 0.00072426 | 0.00075248 | 0.00089103 | 0.00089421 | 0.00090526 | 0.00090597 | 0.0013405 | 0.0013993 | 0.0015073 | 0.001508 | 0.001509 | 0.0017622 | 0.0020871 | 0.0022342 | 0.0022351 | 0.0022395
NSW | N6 | Wagga Wagga | Wind | 0 | 0.00037304 | 0.0003731 | 0.00037333 | 0.00039134 | 0.00039565 | 0.0004367 | 0.00043744 | 0.00043905 | 0.00046093 | 0.00052942 | 0.00052955 | 0.00053053 | 0.00069011 | 0.00069668 | 0.00075699 | 0.00075838 | 0.001139 | 0.00114 | 0.0011522 | 0.0011524 | 0.0011529 | 0.0014247 | 0.0015429 | 0.0018974 | 0.0018998 | 0.0020087
NSW | N7 | Tumut | Wind | 0 | 0 | 0 | 0 | 0 | 0 | 0 | 0 | 0 | 0 | 0 | 0 | 0 | 0 | 0 | 0 | 0 | 0 | 0 | 0 | 0 | 0 | 0 | 0 | 0 | 0 | 0
NSW | N8 | Cooma-Monaro | Wind | 113 | 758.6934 | 758.6934 | 758.6934 | 758.6934 | 758.6934 | 758.6934 | 758.6934 | 758.6934 | 758.6934 | 758.6934 | 758.6934 | 758.6934 | 758.6934 | 913.6184 | 1509.679 | 1509.679 | 1471.1156 | 1471.1156 | 1471.1156 | 1471.1156 | 1471.1156 | 1471.1156 | 2853.0554 | 2853.0554 | 2853.0554 | 2853.0554
VIC | V1 | Ovens Murray | Wind | 0 | 0 | 0 | 0 | 0 | 0 | 0 | 0 | 0 | 0 | 0 | 0 | 0 | 0 | 0 | 0 | 0 | 0 | 0 | 0 | 0 | 0 | 0 | 0 | 0 | 0 | 0
VIC | V2 | Murray River | Wind | 0 | 0 | 0 | 0 | 0 | 0 | 0 | 0 | 0 | 0 | 0 | 0 | 0 | 0 | 0 | 0 | 0 | 0 | 0 | 0 | 0 | 0 | 0 | 0 | 0 | 0 | 0
VIC | V3 | Western Victoria | Wind | 1934.5 | 1934.5 | 1934.5 | 1934.5 | 2634.5008 | 3272.9101 | 3272.9101 | 3272.9101 | 3272.9101 | 3272.9101 | 3220.4101 | 3028.4101 | 3028.4101 | 3028.4101 | 4290 | 4290 | 4290 | 4290 | 4290 | 4258.95 | 4127.75 | 3815.75 | 3815.75 | 5111.0083 | 5344.3872 | 5386.5392 | 4998.5175
VIC | V4 | South West Victoria | Wind | 2023.21 | 3536.5128 | 3718.4677 | 4364.5589 | 4364.5589 | 4941.2996 | 4941.2996 | 5178.7073 | 5178.7073 | 5178.7073 | 5958.796 | 5999.808 | 5999.808 | 6187.807 | 6250.8437 | 8210.787 | 8210.787 | 8649.128 | 8649.128 | 10588.435 | 12483.393 | 12483.393 | 11974.854 | 12179.973 | 15473.1 | 15473.1 | 15473.1
VIC | V5 | Gippsland | Wind | 0 | 743.9344 | 743.9344 | 897.4596 | 1659.8363 | 2000 | 2000 | 2000 | 2000 | 2000 | 2000 | 2000 | 2000 | 2000 | 2000 | 2000 | 2000 | 2000 | 2000 | 2000 | 2000 | 2000 | 2000 | 2927.6704 | 4975.934 | 4975.934 | 4975.934
VIC | V6 | Central North VIC | Wind | 0 | 0.0011464 | 0.0011465 | 240.147 | 240.1473 | 400.0014 | 400.0014 | 400.0014 | 400.0014 | 400.0014 | 400.0014 | 400.0014 | 400.0014 | 453.2445 | 453.2445 | 453.2445 | 646.5661 | 646.5661 | 667.049 | 667.049 | 667.049 | 667.049 | 780.7911 | 857.2174 | 891.8818 | 1036.746 | 1036.746
SA | S1 | South East SA | Wind | 324.5 | 582.4947 | 582.4947 | 582.4947 | 582.4947 | 658.6155 | 686.7751 | 1078.5007 | 1078.5007 | 1078.5007 | 1078.5077 | 1078.5077 | 998.0077 | 1375.4807 | 1375.4807 | 2072.0347 | 2072.0347 | 3200 | 3200 | 3783.6426 | 3783.6426 | 3783.6426 | 3783.6426 | 3783.6426 | 3907.9456 | 3907.9456 | 4616.3394
SA | S2 | Riverland | Wind | 0 | 0.00039729 | 0.00039737 | 0.00050624 | 0.0005066 | 0.00050836 | 0.00051083 | 0.00064138 | 0.00064162 | 0.00064179 | 0.00085918 | 0.00085943 | 0.0012247 | 0.0012481 | 0.0012494 | 0.001319 | 0.0016891 | 0.0016933 | 0.0019031 | 0.0040334 | 0.0041841 | 0.0041846 | 0.0041849 | 0.0041858 | 0.0056227 | 0.0056541 | 0.0056554
SA | S3 | Mid-North SA | Wind | 1343.1 | 1343.1033 | 1343.1033 | 1357.1432 | 1357.1432 | 2543.1028 | 2543.1028 | 2543.1113 | 2543.1113 | 2543.1113 | 3899.5702 | 3899.5702 | 4299.2513 | 5196.921 | 5483.6412 | 5588.2 | 5261.5 | 5261.5 | 5261.5 | 5261.5 | 5047.6 | 5047.6 | 4916.8 | 4916.8 | 5659.7014 | 5659.7014 | 5659.7014
SA | S4 | Yorke Peninsula | Wind | 90.75 | 365.9642 | 365.9642 | 490.7518 | 490.7523 | 517.9498 | 480.1427 | 485.5161 | 485.5161 | 485.5161 | 485.5161 | 485.5161 | 485.5161 | 1400 | 1400 | 1400 | 1400 | 1400 | 1400 | 1400 | 2993.4802 | 2993.4802 | 2993.4802 | 2993.4802 | 3117.3606 | 3117.3606 | 8299.8154
SA | S5 | Northern SA | Wind | 422.4 | 422.4 | 422.4 | 422.4 | 422.4 | 422.4 | 422.4 | 422.4 | 422.4 | 422.4 | 422.4 | 422.4 | 422.4 | 422.4 | 422.4 | 422.4 | 422.4 | 422.4 | 422.4 | 422.4 | 422.4 | 422.4 | 210 | 210 | 210 | 210 | 210
SA | S6 | Leigh Creek | Wind | 0 | 366.8984 | 366.8984 | 449.4526 | 449.4526 | 2400 | 2400 | 2400 | 2400 | 2400 | 2400 | 2400 | 2400 | 2400 | 6316.6274 | 7093.8174 | 7093.8174 | 7093.8174 | 11608.0205 | 11608.0205 | 11608.0205 | 11608.0205 | 11608.0205 | 16865.957 | 17426 | 17426 | 17426
SA | S7 | Roxby Downs | Wind | 0 | 0 | 0 | 0 | 0 | 0 | 0 | 0 | 0 | 0 | 0 | 0 | 0 | 0 | 0 | 0 | 0 | 0 | 0 | 0 | 0 | 0 | 0 | 0 | 0 | 0 | 0
SA | S8 | Eastern Eyre Peninsula | Wind | 136 | 136.0017 | 136.0017 | 441.8628 | 441.8628 | 497.8532 | 533.0485 | 1047.8768 | 1047.8768 | 1047.8768 | 1047.8768 | 1047.8768 | 2292.1537 | 2300 | 2300 | 2300 | 2300 | 2300 | 2567.1697 | 3059.6787 | 3059.6787 | 3059.6787 | 3059.6787 | 3059.6787 | 6330.602 | 8478.083 | 8478.083
SA | S9 | Western Eyre Peninsula | Wind | 0 | 400.0011 | 400.0011 | 1046.5617 | 1046.5617 | 1075.8569 | 1075.8569 | 1075.8569 | 1075.8569 | 1075.8569 | 1500 | 1500 | 1500 | 1500 | 1500 | 1500 | 1500 | 2033.0902 | 2033.0902 | 3612.7312 | 4275.7795 | 4275.7795 | 4275.7795 | 4275.7795 | 4275.7795 | 4275.7795 | 5331.4575
TAS | T1 | North East Tasmania | Wind | 168 | 168.002 | 168.002 | 168.002 | 293.792 | 293.792 | 293.792 | 293.792 | 293.792 | 568.0016 | 1300.6788 | 1300.6788 | 1300.6788 | 1568 | 1568 | 1568 | 1568 | 3006.6287 | 4108.5308 | 4108.5308 | 5515.4805 | 5515.4805 | 5515.4805 | 9410.061 | 11699.469 | 14415.28 | 14415.28
TAS | T2 | North West Tasmania | Wind | 251.6 | 251.6008 | 251.6008 | 251.6008 | 251.6061 | 367.9201 | 992.8535 | 992.8535 | 1443.8901 | 1443.8901 | 1443.8901 | 1443.8901 | 1443.8901 | 1609.1613 | 5251.6 | 5257.6898 | 5257.6898 | 5590.3034 | 5590.3034 | 5590.3034 | 5590.3034 | 5590.3034 | 5590.3034 | 6868.6 | 6868.6 | 6868.6 | 6868.6
TAS | T3 | Central Highlands | Wind | 144 | 1687.0001 | 1971.7273 | 2204.2554 | 3904.638 | 4289.38 | 5414.958 | 5585.19 | 6755.667 | 7023.548 | 7365.847 | 10080.427 | 10402.326 | 11636.732 | 11710.411 | 11736 | 11736 | 11736 | 11736 | 11736 | 11736 | 11592 | 11592 | 11592 | 11592 | 11592 | 11592
Region | REZ | REZ Name | Technology | 2023-24 | 2024-25 | 2025-26 | 2026-27 | 2027-28 | 2028-29 | 2029-30 | 2030-31 | 2031-32 | 2032-33 | 2033-34 | 2034-35 | 2035-36 | 2036-37 | 2037-38 | 2038-39 | 2039-40 | 2040-41 | 2041-42 | 2042-43 | 2043-44 | 2044-45 | 2045-46 | 2046-47 | 2047-48 | 2048-49 | 2049-50
NSW | O1 | Hunter Coast | Offshore Wind | 0 | 0 | 0 | 0 | 0 | 0 | 0 | 0 | 0 | 0 | 0 | 0 | 0 | 0 | 0 | 0 | 0 | 0 | 0 | 0 | 0.00010465 | 0.00010522 | 0.00010915 | 0.00013095 | 0.00013103 | 0.00013541 | 0.0001362
NSW | O2 | Illawarra Coast | Offshore Wind | 0 | 0 | 0 | 0 | 0 | 0 | 0 | 0 | 0 | 0 | 0 | 0 | 0 | 0 | 0 | 0 | 0 | 0 | 0 | 0 | 0 | 0 | 0.00010076 | 0.00012741 | 0.00012751 | 0.00013642 | 0.00014064
VIC | O3 | Gippsland Coast | Offshore Wind | 0 | 0 | 0 | 0 | 0 | 0 | 0 | 0 | 0 | 0 | 0 | 0 | 0 | 0 | 0 | 0 | 0 | 0 | 0 | 0 | 0.00010461 | 0.00010469 | 0.00010794 | 0.00013212 | 0.00014592 | 0.00014679 | 0.00016496
TAS | O4 | North West Tasmania Coast | Offshore Wind | 0 | 0 | 0 | 0 | 0 | 0 | 0 | 0 | 0 | 0 | 0 | 0 | 0 | 0 | 0 | 0 | 0 | 0 | 0 | 0 | 0 | 0 | 0 | 0.00011684 | 0.00013559 | 0.00013901 | 0.000163
VIC | O5 | Portland Coast | Offshore Wind | 0 | 0 | 0 | 0 | 0 | 0 | 0 | 0 | 0 | 0 | 0 | 0 | 0 | 0 | 0 | 0 | 0 | 0 | 0 | 0 | 0 | 0 | 0.00010776 | 0.00011612 | 0.00014729 | 0.00015148 | 0.00015807
SA | O6 | South East SA Coast | Offshore Wind | 0 | 0 | 0 | 0 | 0 | 0 | 0 | 0 | 0 | 0 | 0 | 0 | 0 | 0 | 0 | 0 | 0 | 0 | 0 | 0 | 0.00010036 | 0.00010048 | 0.00010205 | 0.00011079 | 0.00012776 | 0.00013327 | 0.00014597

## Option 3A_VOM Cost
VOM cost by technology ($000s) - Option 3A, Hydrogen Superpower Scenario
VOM | Real June 2021 dollars discounted to 1 July 2021
Explicitly modelled generation
Region | Technology | 2023-24 | 2024-25 | 2025-26 | 2026-27 | 2027-28 | 2028-29 | 2029-30 | 2030-31 | 2031-32 | 2032-33 | 2033-34 | 2034-35 | 2035-36 | 2036-37 | 2037-38 | 2038-39 | 2039-40 | 2040-41 | 2041-42 | 2042-43 | 2043-44 | 2044-45 | 2045-46 | 2046-47 | 2047-48 | 2048-49 | 2049-50
NEM | Black Coal | 333512.5966 | 223554.0842 | 164985.8057 | 113373.4342 | 58268.855 | 43106.7115 | 30283.8845 | 0 | 0 | 0 | 0 | 0 | 0 | 0 | 0 | 0 | 0 | 0 | 0 | 0 | 0 | 0 | 0 | 0 | 0 | 0 | 0
NEM | Brown Coal | 97494.3875 | 72533.2242 | 57986.502 | 42989.7035 | 27246.925 | 16514.1135 | 15975.813 | 0 | 0 | 0 | 0 | 0 | 0 | 0 | 0 | 0 | 0 | 0 | 0 | 0 | 0 | 0 | 0 | 0 | 0 | 0 | 0
NEM | CCGT | 48130.9245 | 24333.3561 | 38633.7647 | 39099.8662 | 34180.4832 | 36133.76 | 32635.8522 | 34422.0923 | 34397.1111 | 24169.1409 | 27987.361 | 27565.7316 | 14367.8935 | 8240.1936 | 14809.0044 | 5981.6908 | 5133.7998 | 19647.6758 | 18604.8254 | 18245.8109 | 12807.5074 | 11963.7288 | 4733.9017 | 2387.449 | 2192.063 | 1836.4108 | 1934.4759
NEM | Gas - Steam | 474.8718 | 245.6583 | 1051.5665 | 340.4102 | 911.9206 | 2190.1598 | 406.3244 | 1063.0506 | 420.1455 | 247.8581 | 99.7292 | 193.2906 | 137.6245 | 106.5787 | 242.1183 | 144.1149 | 0 | 0 | 0 | 0 | 0 | 0 | 0 | 0 | 0 | 0 | 0
NEM | OCGT / Diesel | 5249.6325 | 1972.9093 | 5027.4757 | 4144.1233 | 6502.7386 | 15293.3101 | 2366.6198 | 11799.8272 | 3966.4858 | 2348.4858 | 428.216 | 1917.238 | 1040.2907 | 658.3936 | 1156.6609 | 482.4401 | 1371.9637 | 7060.9773 | 4503.7692 | 3846.8411 | 10485.1369 | 319.6576 | 209.0673 | 4897.9738 | 65.6982 | 78.6892 | 54.26
NEM | Hydro | 117173.0377 | 87174.4277 | 88259.4063 | 82052.5945 | 82009.4602 | 95390.2784 | 87317.3297 | 74265.1611 | 70582.7483 | 60335.3242 | 65490.0787 | 62980.7427 | 53748.5927 | 46383.0344 | 56594.9525 | 46358.4808 | 41998.0556 | 42093.9788 | 34820.0614 | 35370.7832 | 38405.8391 | 33243.4303 | 25767.447 | 35727.2902 | 28662.1 | 30259.7408 | 30710.1006
NEM | Hydrogen Turbine | 0 | 0 | 0 | 0 | 0 | 0 | 0 | 323.6385 | 308.3053 | 148.8369 | 243.2909 | 458.1445 | 195.9956 | 321.5484 | 1128.7923 | 1070.2492 | 1532.4153 | 1427.5026 | 1096.1484 | 1235.4995 | 4235.9964 | 3685.4902 | 3908.8593 | 5981.1372 | 5495.1397 | 6061.7306 | 6168.1532
NEM | Wind | 2529.6715 | 6073.0252 | 6625.4846 | 7800.9028 | 9817.2911 | 10291.9795 | 10775.2461 | 10734.4594 | 11205.8776 | 10872.9778 | 11023.4278 | 12258.7602 | 12785.7094 | 13583.5363 | 14490.8948 | 14437.3198 | 13560.9473 | 13792.416 | 14032.5085 | 14283.6521 | 14193.9641 | 14170.2943 | 14751.7038 | 16576.9518 | 16870.6827 | 16321.6751 | 16249.2933
NEM | Solar PV | 1832.0524 | 1405.9868 | 1805.1963 | 2194.5033 | 2602.6122 | 3150.3321 | 3323.7167 | 4269.2018 | 4386.4064 | 4814.3417 | 6076.0824 | 7696.5245 | 7780.3819 | 8085.0091 | 7289.7137 | 7560.8656 | 7601.2009 | 7915.2544 | 9398.4933 | 10052.1064 | 10772.4331 | 11144.3694 | 11040.1148 | 9549.1829 | 10159.206 | 10370.6308 | 12394.3462
NEM | Grid Battery | 31.7153 | 34.5588 | 185.661 | 486.1835 | 708.8386 | 1250.7884 | 1215.5152 | 1929.1544 | 1891.3128 | 2503.3487 | 3066.8059 | 3662.0176 | 3820.7259 | 3899.1218 | 3387.6029 | 3331.8528 | 3380.8392 | 3394.1029 | 4465.0618 | 4799.1909 | 5154.8856 | 5610.5427 | 5278.9496 | 4306.6459 | 4535.2922 | 4580.5341 | 6227.4642
NEM | Pumped Hydro | 3469.5682 | 7462.5429 | 6396.386 | 8893.4007 | 29655.6236 | 28029.7493 | 25635.5809 | 25588.1945 | 22719.9339 | 23869.499 | 22015.4061 | 20254.1377 | 20721.6368 | 18938.6075 | 18175.5685 | 16327.5576 | 15309.4509 | 13125.8931 | 14172.9201 | 12261.44 | 11617.642 | 12038.5662 | 10283.589 | 10970.305 | 9927.1844 | 9378.4882 | 7885.47
NEM | VPP | 19.9428 | 45.6823 | 68.6214 | 98.3535 | 128.1451 | 150.1011 | 193.1988 | 217.4119 | 237.0815 | 269.2484 | 302.4901 | 328.3495 | 363.565 | 389.365 | 384.7621 | 394.2252 | 405.9198 | 387.5627 | 404.132 | 381.9778 | 374.3161 | 383.5988 | 382.4332 | 351.8109 | 355.5175 | 356.0962 | 343.9568
Total excluding storage |  | 609918.4008 | 424835.4557 | 371025.8702 | 301473.4757 | 252032.8933 | 251501.2838 | 210129.0812 | 164612.1917 | 150115.4083 | 129579.0614 | 136732.8881 | 137314.937 | 114962.4159 | 100605.3882 | 117660.0705 | 96088.7967 | 90294.5925 | 108845.3635 | 101497.9202 | 100477.3018 | 108047.7209 | 92559.6782 | 76356.0658 | 90748.7468 | 78262.8836 | 79243.9958 | 81967.5201
Region | Technology | 2023-24 | 2024-25 | 2025-26 | 2026-27 | 2027-28 | 2028-29 | 2029-30 | 2030-31 | 2031-32 | 2032-33 | 2033-34 | 2034-35 | 2035-36 | 2036-37 | 2037-38 | 2038-39 | 2039-40 | 2040-41 | 2041-42 | 2042-43 | 2043-44 | 2044-45 | 2045-46 | 2046-47 | 2047-48 | 2048-49 | 2049-50
NSW1 | Black Coal | 177184.531 | 114853.1515 | 99011.6893 | 58688.913 | 21301.596 | 20684.797 | 18372.32 | 0 | 0 | 0 | 0 | 0 | 0 | 0 | 0 | 0 | 0 | 0 | 0 | 0 | 0 | 0 | 0 | 0 | 0 | 0 | 0
NSW1 | Brown Coal | 0 | 0 | 0 | 0 | 0 | 0 | 0 | 0 | 0 | 0 | 0 | 0 | 0 | 0 | 0 | 0 | 0 | 0 | 0 | 0 | 0 | 0 | 0 | 0 | 0 | 0 | 0
NSW1 | CCGT | 3376.2405 | 416.9681 | 4235.954 | 6916.844 | 6357.89 | 6470.73 | 5851.401 | 6580.6055 | 6138.706 | 4938.6675 | 5277.6195 | 5582.6885 | 3447.24 | 2955.502 | 3654.8442 | 3108.362 | 2309.372 | 5270.047 | 4883.681 | 4864.105 | 0 | 0 | 0 | 0 | 0 | 0 | 0
NSW1 | Gas - Steam | 0 | 0 | 0 | 0 | 0 | 0 | 0 | 0 | 0 | 0 | 0 | 0 | 0 | 0 | 0 | 0 | 0 | 0 | 0 | 0 | 0 | 0 | 0 | 0 | 0 | 0 | 0
NSW1 | OCGT / Diesel | 79.2936 | 23.1432 | 99.9431 | 364.0068 | 208.6605 | 510.6749 | 16.7679 | 776.6713 | 262.4843 | 230.8722 | 5.1378 | 85.9173 | 0.0016584 | 0.0015632 | 92.1318 | 1.3078 | 35.7935 | 1152.6435 | 67.5052 | 72.6321 | 1151.8153 | 49.3043 | 3.3039 | 220.6887 | 0.001858 | 2.6474 | 13.9073
NSW1 | Hydro | 13458.4142 | 20136.1674 | 18813.0098 | 17537.6968 | 15154.7275 | 20660.6477 | 16028.9595 | 13843.946 | 12736.1925 | 11402.2451 | 12610.8013 | 12514.1356 | 11137.5327 | 8962.3436 | 12201.3925 | 9744.8486 | 8236.1714 | 7674.4704 | 6907.6108 | 7367.8016 | 7630.6884 | 6907.3115 | 5212.5098 | 7609.6937 | 7256.5321 | 6806.7325 | 6440.653
NSW1 | Hydrogen Turbine | 0 | 0 | 0 | 0 | 0 | 0 | 0 | 323.6377 | 308.3045 | 148.8362 | 243.29 | 458.1435 | 195.9941 | 321.5468 | 628.7007 | 606.1472 | 536.9579 | 568.5894 | 291.8263 | 433.0785 | 564.7235 | 298.0425 | 376.2416 | 1478.6074 | 1150.3675 | 997.5683 | 1021.8959
NSW1 | Wind | 523.9157 | 1719.2743 | 1634.649 | 1990.4352 | 2639.2524 | 2550.1878 | 2387.9165 | 2393.7195 | 2255.7491 | 2468.2417 | 2289.1858 | 2189.7489 | 2193.6724 | 2202.4041 | 2201.1821 | 2075.9393 | 1970.1132 | 1896.0213 | 2087.8063 | 1927.7507 | 1811.9755 | 1787.6866 | 1755.0695 | 2017.8874 | 1876.9304 | 1736.521 | 1566.6917
NSW1 | Solar PV | 773.4187 | 630.4512 | 860.9665 | 1169.1383 | 1306.9686 | 1385.3988 | 1363.5544 | 1728.2778 | 1721.5299 | 1809.1559 | 1781.1747 | 1736.7982 | 1784.3656 | 1768.4799 | 1786.3407 | 1747.1363 | 1791.5835 | 1862.7809 | 1804.7966 | 1760.1883 | 1764.452 | 1782.4519 | 1664.6926 | 1533.7686 | 1494.2979 | 1534.457 | 1449.5027
NSW1 | Grid Battery | 1.5123 | 2.2141 | 155.3882 | 353.7853 | 434.2418 | 489.516 | 477.4333 | 1090.4993 | 1025.2256 | 1041.4326 | 954.1146 | 872.6029 | 1035.1312 | 1001.9005 | 1087.8699 | 1031.8317 | 1056.6918 | 959.8021 | 1042.8258 | 1009.9807 | 941.4792 | 1022.8294 | 907.7141 | 722.3753 | 683.9114 | 741.8777 | 688.9755
NSW1 | Pumped Hydro | 699.5084 | 1904.515 | 1546.0585 | 4004.0236 | 24814.5299 | 24562.8041 | 21448.4927 | 21503.9673 | 18764.6793 | 19831.2727 | 18157.729 | 16656.3258 | 17132.4259 | 15665.5921 | 15623.8355 | 13661.3143 | 12717.2676 | 10788.381 | 11668.8549 | 10080.4991 | 9634.3826 | 10041.7891 | 8494.3563 | 9477.546 | 8440.7595 | 7918.4796 | 6582.2138
NSW1 | VPP | 5.1019 | 14.3799 | 21.1169 | 31.4611 | 40.863 | 49.0483 | 63.8149 | 71.7322 | 79.6935 | 90.7812 | 103.4814 | 111.337 | 125.0541 | 133.801 | 133.8871 | 136.8241 | 142.3264 | 135.187 | 138.4293 | 132.0082 | 127.9829 | 134.472 | 133.8676 | 122.4223 | 120.5847 | 125.2901 | 120.8895
Total excluding storage |  | 196101.9364 | 139700.2647 | 126378.7754 | 91056.3042 | 72258.7297 | 77363.8046 | 66010.6601 | 48313.0566 | 43292.5647 | 41961.5051 | 41422.5341 | 40207.6977 | 37051.4176 | 33011.5716 | 37410.1846 | 32113.7113 | 28796.2772 | 30307.9225 | 28893.3363 | 27648.0443 | 23627.4993 | 22023.8874 | 18547.7556 | 23182.9895 | 21023.3854 | 19863.5736 | 17884.7295
Region | Technology | 2023-24 | 2024-25 | 2025-26 | 2026-27 | 2027-28 | 2028-29 | 2029-30 | 2030-31 | 2031-32 | 2032-33 | 2033-34 | 2034-35 | 2035-36 | 2036-37 | 2037-38 | 2038-39 | 2039-40 | 2040-41 | 2041-42 | 2042-43 | 2043-44 | 2044-45 | 2045-46 | 2046-47 | 2047-48 | 2048-49 | 2049-50
QLD1 | Black Coal | 156328.0656 | 108700.9327 | 65974.1164 | 54684.5212 | 36967.259 | 22421.9145 | 11911.5645 | 0 | 0 | 0 | 0 | 0 | 0 | 0 | 0 | 0 | 0 | 0 | 0 | 0 | 0 | 0 | 0 | 0 | 0 | 0 | 0
QLD1 | Brown Coal | 0 | 0 | 0 | 0 | 0 | 0 | 0 | 0 | 0 | 0 | 0 | 0 | 0 | 0 | 0 | 0 | 0 | 0 | 0 | 0 | 0 | 0 | 0 | 0 | 0 | 0 | 0
QLD1 | CCGT | 29053.3325 | 16691.6715 | 25189.4847 | 24908.4637 | 20832.3592 | 20647.009 | 19581.3812 | 19781.7898 | 21586.3541 | 17858.2804 | 18185.312 | 16435.9441 | 10445.0495 | 5025.5161 | 11154.1602 | 2873.3288 | 2824.4278 | 14377.6288 | 13721.1444 | 13381.7059 | 12807.5074 | 11963.7288 | 4733.9017 | 2387.449 | 2192.063 | 1836.4108 | 1934.4759
QLD1 | Gas - Steam | 0 | 0 | 0 | 0 | 0 | 0 | 0 | 0 | 0 | 0 | 0 | 0 | 0 | 0 | 0 | 0 | 0 | 0 | 0 | 0 | 0 | 0 | 0 | 0 | 0 | 0 | 0
QLD1 | OCGT / Diesel | 38.2973 | 0.0023891 | 45.9119 | 418.6478 | 559.2922 | 1269.4234 | 315.2023 | 2894.2232 | 1593.2522 | 748.2294 | 49.4231 | 0.0016001 | 0.0014912 | 0.0014101 | 3.1612 | 0.0013164 | 230.7553 | 703.2853 | 85.8662 | 0.0047984 | 209.5431 | 0.003928 | 42.8589 | 4212.1087 | 0.0032323 | 0.0029377 | 0.0019604
QLD1 | Hydro | 4795.567 | 4367.0616 | 4339.0756 | 3908.9709 | 3741.6779 | 3558.5592 | 3396.7368 | 3044.2028 | 2986.9521 | 2884.0445 | 2676.9168 | 2533.8997 | 2423.8967 | 2247.384 | 669.2222 | 657.7917 | 587.8563 | 574.5997 | 538.2084 | 0 | 0 | 0 | 0 | 0 | 0 | 0 | 0
QLD1 | Hydrogen Turbine | 0 | 0 | 0 | 0 | 0 | 0 | 0 | 0.00028332 | 0.00031548 | 0.0002916 | 0.00028778 | 0.00030048 | 0.00032675 | 0.00036252 | 0.00055428 | 0.00045339 | 0.00035812 | 0.00038038 | 0.00028926 | 0.00032278 | 0.00034403 | 0.00033191 | 0.00034961 | 0.00080407 | 0.00042014 | 0.00039567 | 0.00044255
QLD1 | Wind | 353.3061 | 1483.0265 | 2033.2266 | 2308.5479 | 2714.5606 | 2709.6841 | 3054.684 | 3135.8502 | 3114.6951 | 3075.5676 | 3154.5504 | 4333.4333 | 4598.9184 | 4927.2164 | 5250.7016 | 5221.5976 | 5049.8575 | 4675.6308 | 4777.3196 | 5307.4676 | 5294.5093 | 5448.588 | 6280.4975 | 7460.4747 | 7232.8282 | 7181.5025 | 6709.1135
QLD1 | Solar PV | 749.3055 | 555.9894 | 696.52 | 741.9143 | 812.2883 | 1138.5077 | 1327.7247 | 1458.9264 | 1619.0932 | 1744.8758 | 2411.7856 | 3588.4957 | 3498.9681 | 3404.556 | 2892.9968 | 3118.3372 | 3025.3175 | 3383.3707 | 3478.0876 | 4445.5428 | 4486.2578 | 4964.512 | 5098.2164 | 4187.0847 | 4533.9087 | 4482.3319 | 6612.7894
QLD1 | Grid Battery | 4.401 | 4.8447 | 4.126 | 3.9779 | 3.7795 | 527.6619 | 520.0544 | 499.4706 | 479.1518 | 684.847 | 1188.519 | 1691.7466 | 1620.5743 | 1519.5996 | 1201.7955 | 1251.5719 | 1213.5571 | 1459.5422 | 1451.1731 | 2076.4321 | 2110.9068 | 2446.3105 | 2235.8978 | 1717.4686 | 1844.2412 | 1762.3799 | 3529.6772
QLD1 | Pumped Hydro | 2770.0598 | 5558.0279 | 4850.3266 | 4861.3357 | 4810.9756 | 3398.3571 | 4031.366 | 3932.2021 | 3750.0951 | 3791.7627 | 3607.9583 | 3238.1622 | 3148.0982 | 2853.9488 | 2141.2806 | 2259.5806 | 2220.7528 | 1988.0699 | 2155.7194 | 1866.3796 | 1702.1628 | 1697.409 | 1526.9092 | 1257.0366 | 1259.5116 | 1255.7416 | 1122.4833
QLD1 | VPP | 4.9157 | 11.816 | 17.6692 | 25.8854 | 34.5818 | 42.9296 | 55.8623 | 63.8834 | 71.5359 | 80.0745 | 91.8113 | 100.8402 | 109.6197 | 115.6661 | 111.7251 | 117.3554 | 118.517 | 118.3967 | 118.864 | 116.3164 | 115.4406 | 114.6382 | 111.3083 | 100.8982 | 106.6922 | 104.2516 | 105.3149
Total excluding storage |  | 194097.2504 | 137373.3727 | 103150.4569 | 91862.2648 | 70476.7741 | 55714.0465 | 44194.5763 | 34810.5488 | 35201.1298 | 30867.6822 | 31366.2769 | 31922.5237 | 25845.1268 | 20093.8888 | 23425.0437 | 15499.565 | 15271.0416 | 27280.5244 | 26326.3828 | 27193.8496 | 26726.3281 | 26635.1908 | 20029.5901 | 21322.5213 | 17169.2486 | 16622.6216 | 20013.8567
Region | Technology | 2023-24 | 2024-25 | 2025-26 | 2026-27 | 2027-28 | 2028-29 | 2029-30 | 2030-31 | 2031-32 | 2032-33 | 2033-34 | 2034-35 | 2035-36 | 2036-37 | 2037-38 | 2038-39 | 2039-40 | 2040-41 | 2041-42 | 2042-43 | 2043-44 | 2044-45 | 2045-46 | 2046-47 | 2047-48 | 2048-49 | 2049-50
VIC1 | Black Coal | 0 | 0 | 0 | 0 | 0 | 0 | 0 | 0 | 0 | 0 | 0 | 0 | 0 | 0 | 0 | 0 | 0 | 0 | 0 | 0 | 0 | 0 | 0 | 0 | 0 | 0 | 0
VIC1 | Brown Coal | 97494.3875 | 72533.2242 | 57986.502 | 42989.7035 | 27246.925 | 16514.1135 | 15975.813 | 0 | 0 | 0 | 0 | 0 | 0 | 0 | 0 | 0 | 0 | 0 | 0 | 0 | 0 | 0 | 0 | 0 | 0 | 0 | 0
VIC1 | CCGT | 0 | 0 | 0 | 0 | 0 | 0 | 0 | 0 | 0 | 0 | 0 | 0 | 0 | 0 | 0 | 0 | 0 | 0 | 0 | 0 | 0 | 0 | 0 | 0 | 0 | 0 | 0
VIC1 | Gas - Steam | 47.1628 | 30.3857 | 336.6993 | 340.4102 | 911.9206 | 2190.1598 | 406.3244 | 1063.0506 | 420.1455 | 247.8581 | 99.7292 | 193.2906 | 137.6245 | 106.5787 | 242.1183 | 144.1149 | 0 | 0 | 0 | 0 | 0 | 0 | 0 | 0 | 0 | 0 | 0
VIC1 | OCGT / Diesel | 269.7835 | 109.9063 | 870.2236 | 1445.4926 | 2483.0736 | 8126.444 | 1123.4015 | 3531.8618 | 1210.5423 | 940.4048 | 148.8331 | 1323.8938 | 814.47 | 578.1586 | 837.606 | 481.128 | 1014.8471 | 2005.7159 | 1171.258 | 747.6584 | 2368.3862 | 270.3464 | 162.9017 | 465.1735 | 65.6905 | 76.0359 | 40.348
VIC1 | Hydro | 18243.2169 | 20821.2483 | 20358.0004 | 18312.3736 | 14502.4258 | 20677.4344 | 16320.1167 | 13382.9476 | 12641.3497 | 10910.0224 | 12740.7097 | 12437.5903 | 11214.9811 | 8882.5389 | 12745.8962 | 10090.5065 | 8276.5933 | 7809.5937 | 6772.1659 | 7878.1126 | 7700.8366 | 6932.3925 | 5491.8512 | 7864.9613 | 7466.7356 | 7071.1819 | 6683.1667
VIC1 | Hydrogen Turbine | 0 | 0 | 0 | 0 | 0 | 0 | 0 | 0 | 0 | 0 | 0 | 0 | 0.00055764 | 0.00059501 | 500.0897 | 464.1002 | 995.4551 | 858.9112 | 804.3204 | 802.4188 | 3671.2698 | 3387.4458 | 3532.616 | 4502.5005 | 4344.746 | 4809.0175 | 4897.924
VIC1 | Wind | 891.2517 | 1343.3235 | 1377.8924 | 1553.8349 | 1974.9698 | 1974.0749 | 1997.4586 | 1897.7018 | 2038.2144 | 1730.4824 | 1815.2013 | 1663.3281 | 1652.3232 | 1659.6543 | 1593.0379 | 1852.5957 | 1687.6548 | 1841.9335 | 1562.4592 | 1718.9676 | 1725.7807 | 1666.2242 | 1638.8315 | 1585.366 | 2035.124 | 1810.6888 | 1886.1683
VIC1 | Solar PV | 193.7545 | 136.2157 | 134.9473 | 170.1695 | 275.385 | 227.5178 | 219.908 | 402.8369 | 370.2971 | 393.9583 | 382.4124 | 400.6703 | 403.7308 | 467.1543 | 400.8888 | 386.8907 | 388.9819 | 390.2467 | 641.1144 | 585.324 | 702.3845 | 695.9044 | 686.5188 | 553.8221 | 553.1425 | 562.7014 | 505.084
VIC1 | Grid Battery | 11.1607 | 13.3414 | 12.7501 | 115.8387 | 258.7635 | 222.883 | 208.0596 | 216.3377 | 185.9287 | 261.8326 | 265.68 | 249.7985 | 276.4669 | 346.8348 | 294.5696 | 270.9043 | 295.2536 | 244.625 | 388.2662 | 342.2662 | 357.5892 | 396.3132 | 388.2327 | 329.5062 | 289.2526 | 317.7491 | 270.1493
VIC1 | Pumped Hydro | 0 | 0 | 0.00024854 | 28.0405 | 30.1169 | 27.1542 | 25.2799 | 25.8968 | 23.9195 | 22.0939 | 20.581 | 18.6955 | 19.0632 | 18.1562 | 15.2618 | 14.5702 | 14.8068 | 13.2577 | 13.5308 | 12.3468 | 10.9748 | 11.4708 | 10.5737 | 9.3103 | 9.291 | 9.1561 | 8.2902
VIC1 | VPP | 3.1167 | 9.2669 | 16.9172 | 25.5292 | 34.3586 | 37.9663 | 49.705 | 54.7846 | 55.222 | 61.863 | 67.169 | 71.3639 | 80.6909 | 87.3955 | 87.768 | 89.0994 | 92.0904 | 83.1894 | 93.3139 | 83.4952 | 80.036 | 83.9513 | 85.2947 | 79.8478 | 80.5181 | 78.9932 | 71.2041
Total excluding storage |  | 117153.8343 | 94996.9121 | 81093.9324 | 64981.3927 | 47717.9388 | 49997.7479 | 36326.0667 | 20575.4178 | 16945.6193 | 14568.5155 | 15540.3156 | 16358.631 | 14599.3512 | 12146.472 | 16717.2362 | 13793.9099 | 12765.683 | 13247.4731 | 11446.4288 | 12170.5895 | 16617.2578 | 13444.0487 | 11996.8203 | 15390.4876 | 14844.5003 | 14735.5239 | 14362.3346
Region | Technology | 2023-24 | 2024-25 | 2025-26 | 2026-27 | 2027-28 | 2028-29 | 2029-30 | 2030-31 | 2031-32 | 2032-33 | 2033-34 | 2034-35 | 2035-36 | 2036-37 | 2037-38 | 2038-39 | 2039-40 | 2040-41 | 2041-42 | 2042-43 | 2043-44 | 2044-45 | 2045-46 | 2046-47 | 2047-48 | 2048-49 | 2049-50
SA1 | Black Coal | 0 | 0 | 0 | 0 | 0 | 0 | 0 | 0 | 0 | 0 | 0 | 0 | 0 | 0 | 0 | 0 | 0 | 0 | 0 | 0 | 0 | 0 | 0 | 0 | 0 | 0 | 0
SA1 | Brown Coal | 0 | 0 | 0 | 0 | 0 | 0 | 0 | 0 | 0 | 0 | 0 | 0 | 0 | 0 | 0 | 0 | 0 | 0 | 0 | 0 | 0 | 0 | 0 | 0 | 0 | 0 | 0
SA1 | CCGT | 15701.3515 | 7224.7165 | 9208.326 | 7274.5585 | 6990.234 | 9016.021 | 7203.07 | 8059.697 | 6672.051 | 1372.193 | 4524.4295 | 5547.099 | 475.6039 | 259.1755 | 0 | 0 | 0 | 0 | 0 | 0 | 0 | 0 | 0 | 0 | 0 | 0 | 0
SA1 | Gas - Steam | 427.709 | 215.2725 | 714.8672 | 0 | 0 | 0 | 0 | 0 | 0 | 0 | 0 | 0 | 0 | 0 | 0 | 0 | 0 | 0 | 0 | 0 | 0 | 0 | 0 | 0 | 0 | 0 | 0
SA1 | OCGT / Diesel | 4862.2572 | 1839.8564 | 4011.3962 | 1911.8948 | 3241.0801 | 5385.5501 | 911.2471 | 4597.0698 | 892.2222 | 395.0882 | 224.8211 | 507.4242 | 225.8168 | 80.2312 | 223.761 | 0.0021102 | 90.5669 | 3199.3317 | 3179.1389 | 3026.5448 | 6755.3912 | 0.0022438 | 0.001965 | 0.0019818 | 0.0017086 | 0.001875 | 0.001743
SA1 | Hydro | 0 | 0 | 0 | 0 | 0 | 0 | 0 | 0 | 0 | 0 | 0 | 0 | 0 | 0 | 0 | 0 | 0 | 0 | 0 | 0 | 0 | 0 | 0 | 0 | 0 | 0 | 0
SA1 | Hydrogen Turbine | 0 | 0 | 0 | 0 | 0 | 0 | 0 | 0.00030286 | 0.00027696 | 0.00023992 | 0.00031244 | 0.00041469 | 0.00031246 | 0.00036585 | 0.00066368 | 0.0005381 | 0.00069253 | 0.00052844 | 0.00048676 | 0.00069479 | 0.0013635 | 0.00066371 | 0.00052719 | 0.00084522 | 0.00071028 | 0.00097355 | 0.0009208
SA1 | Wind | 597.6501 | 810.3079 | 745.9626 | 1079.7009 | 1018.7755 | 1567.5146 | 1528.752 | 1574.7862 | 1600.742 | 1443.8482 | 1671.5433 | 1444.1344 | 1772.8212 | 1945.0507 | 2304.7642 | 2436.9525 | 2183.036 | 2371.5942 | 2697.014 | 2774.1311 | 2664.9381 | 2742.2377 | 2569.2157 | 2784.5418 | 3083.6574 | 2917.0667 | 3340.9128
SA1 | Solar PV | 115.5736 | 83.3305 | 112.7625 | 113.2811 | 183.5511 | 367.5208 | 359.2886 | 588.9312 | 596.0153 | 785.7876 | 1176.1764 | 1414.0646 | 1451.4032 | 1772.5743 | 1595.3635 | 1608.0648 | 1650.3447 | 1595.2165 | 2788.9633 | 2432.9666 | 2998.1818 | 2879.1497 | 2839.5583 | 2423.8061 | 2563.9717 | 2569.8898 | 2702.9418
SA1 | Grid Battery | 14.6413 | 14.1584 | 13.3966 | 12.5815 | 12.0536 | 10.7272 | 9.9677 | 122.8466 | 201.0063 | 515.236 | 658.4917 | 847.869 | 888.553 | 1030.7861 | 803.3668 | 777.5275 | 815.3196 | 730.1175 | 1546.9328 | 1272.9317 | 1656.4414 | 1653.6519 | 1659.2225 | 1309.6577 | 1318.1527 | 1286.6936 | 1307.1889
SA1 | Pumped Hydro | 0 | 0 | 0.00021551 | 0.00035783 | 0.00037018 | 0.00035168 | 0.00033008 | 0.00032517 | 0.00030721 | 0.00029287 | 0.00026103 | 0.00026171 | 0.00025493 | 0.000254 | 0.00023402 | 0.00022036 | 0.0002271 | 0.00021857 | 0.00021006 | 0.0002078 | 0.00021305 | 0.00021271 | 0.00020729 | 0.00018776 | 0.000179 | 0.00018729 | 0.00019843
SA1 | VPP | 6.5601 | 9.4641 | 11.8866 | 13.976 | 16.3468 | 17.4449 | 20.77 | 23.65 | 25.8651 | 31.2513 | 34.6309 | 38.8058 | 41.8236 | 45.1792 | 44.3038 | 43.7147 | 45.2875 | 42.8637 | 45.6316 | 42.9953 | 43.6299 | 43.3905 | 44.517 | 41.61 | 40.4873 | 40.3434 | 39.0432
Total excluding storage |  | 21725.7428 | 10197.1064 | 14818.5979 | 10405.9931 | 11462.0414 | 16364.7791 | 10033.0957 | 14966.9814 | 9987.9023 | 4543.4048 | 8290.0935 | 9799.3978 | 4856.0222 | 5132.9975 | 4971.5602 | 4866.2623 | 4784.5556 | 7939.1244 | 10257.6812 | 9549.5704 | 14118.5839 | 7318.4329 | 7112.5162 | 6559.6185 | 7006.2716 | 6813.9965 | 7390.0895
Region | Technology | 2023-24 | 2024-25 | 2025-26 | 2026-27 | 2027-28 | 2028-29 | 2029-30 | 2030-31 | 2031-32 | 2032-33 | 2033-34 | 2034-35 | 2035-36 | 2036-37 | 2037-38 | 2038-39 | 2039-40 | 2040-41 | 2041-42 | 2042-43 | 2043-44 | 2044-45 | 2045-46 | 2046-47 | 2047-48 | 2048-49 | 2049-50
TAS1 | Black Coal | 0 | 0 | 0 | 0 | 0 | 0 | 0 | 0 | 0 | 0 | 0 | 0 | 0 | 0 | 0 | 0 | 0 | 0 | 0 | 0 | 0 | 0 | 0 | 0 | 0 | 0 | 0
TAS1 | Brown Coal | 0 | 0 | 0 | 0 | 0 | 0 | 0 | 0 | 0 | 0 | 0 | 0 | 0 | 0 | 0 | 0 | 0 | 0 | 0 | 0 | 0 | 0 | 0 | 0 | 0 | 0 | 0
TAS1 | CCGT | 0 | 0 | 0 | 0 | 0 | 0 | 0 | 0 | 0 | 0 | 0 | 0 | 0 | 0 | 0 | 0 | 0 | 0 | 0 | 0 | 0 | 0 | 0 | 0 | 0 | 0 | 0
TAS1 | Gas - Steam | 0 | 0 | 0 | 0 | 0 | 0 | 0 | 0 | 0 | 0 | 0 | 0 | 0 | 0 | 0 | 0 | 0 | 0 | 0 | 0 | 0 | 0 | 0 | 0 | 0 | 0 | 0
TAS1 | OCGT / Diesel | 0.00092475 | 0.00088559 | 0.00090051 | 4.0812 | 10.6322 | 1.2176 | 0.001014 | 0.0010762 | 7.9848 | 33.8912 | 0.00095697 | 0.00095965 | 0.00085433 | 0.0008527 | 0.00089226 | 0.00086933 | 0.00088383 | 0.0010256 | 0.00089962 | 0.00091633 | 0.0011775 | 0.00081029 | 0.00077463 | 0.00098495 | 0.00090981 | 0.0010086 | 0.00092991
TAS1 | Hydro | 80675.8396 | 41849.9503 | 44749.3205 | 42293.5532 | 48610.629 | 50493.6371 | 51571.5167 | 43994.0647 | 42218.254 | 35139.0121 | 37461.6509 | 35495.1171 | 28972.1821 | 26290.768 | 30978.4416 | 25865.3339 | 24897.4347 | 26035.315 | 20602.0763 | 20124.869 | 23074.3141 | 19403.7262 | 15063.0859 | 20252.6352 | 13938.8323 | 16381.8263 | 17586.2809
TAS1 | Hydrogen Turbine | 0 | 0 | 0 | 0 | 0 | 0 | 0 | 0.00016254 | 0.00017246 | 0.00018415 | 0.00021939 | 0.00030372 | 0.00023766 | 0.00029981 | 0.00066656 | 0.00077767 | 0.0012539 | 0.00111 | 0.00091038 | 0.001157 | 0.0013978 | 0.00089096 | 0.000858 | 0.027614 | 0.025034 | 255.1435 | 248.3319
TAS1 | Wind | 163.5479 | 717.0929 | 833.7541 | 868.3839 | 1469.7328 | 1490.5181 | 1806.435 | 1732.4017 | 2196.477 | 2154.838 | 2092.9471 | 2628.1155 | 2567.9743 | 2849.2108 | 3141.209 | 2850.2347 | 2670.2858 | 3007.2362 | 2907.9096 | 2555.3351 | 2696.7606 | 2525.5578 | 2508.0897 | 2728.6819 | 2642.1427 | 2675.8962 | 2746.407
TAS1 | Solar PV | 0 | 2.9194e-05 | 3.5566e-05 | 7.6172e-05 | 24.4192 | 31.387 | 53.2409 | 90.2295 | 79.4708 | 80.5641 | 324.5333 | 556.4957 | 641.9142 | 672.2445 | 614.124 | 700.4367 | 744.9734 | 683.6396 | 685.5314 | 828.0846 | 821.157 | 822.3514 | 751.1286 | 850.7015 | 1013.8852 | 1221.2508 | 1124.0282
TAS1 | Grid Battery | 0 | 0.00017051 | 0.00017926 | 0.00020042 | 0.00022801 | 0.00021748 | 0.00022622 | 0.0002771 | 0.00043667 | 0.00050871 | 0.0005781 | 0.00060133 | 0.00064706 | 0.00082766 | 0.0011098 | 0.017352 | 0.017118 | 0.016058 | 35.8641 | 97.5802 | 88.469 | 91.4376 | 87.8825 | 227.6381 | 399.7343 | 471.8338 | 431.4733
TAS1 | Pumped Hydro | 0 | 0 | 0.00038706 | 0.0004953 | 0.0008638 | 41.4335 | 130.442 | 126.128 | 181.2397 | 224.3694 | 229.1375 | 340.954 | 422.0491 | 400.91 | 395.1903 | 392.0922 | 356.6234 | 336.1843 | 334.8148 | 302.2143 | 270.1216 | 287.8971 | 251.7496 | 226.412 | 217.6221 | 195.1108 | 172.4825
TAS1 | VPP | 0.24848 | 0.75533 | 1.0315 | 1.5017 | 1.9949 | 2.712 | 3.0466 | 3.3618 | 4.7651 | 5.2783 | 5.3975 | 6.0025 | 6.3767 | 7.3231 | 7.0781 | 7.2316 | 7.6984 | 7.9258 | 7.8933 | 7.1627 | 7.2268 | 7.1466 | 7.4456 | 7.0327 | 7.2352 | 7.2178 | 7.5051
Total excluding storage |  | 80839.6369 | 42567.7997 | 45584.1076 | 43167.5208 | 50117.4092 | 52060.9056 | 53564.6825 | 45946.1872 | 44688.1921 | 37637.9538 | 40113.6681 | 39026.6868 | 32610.4982 | 30220.4584 | 35136.0457 | 29815.3482 | 28677.035 | 30070.3191 | 24574.0911 | 23915.248 | 26958.0517 | 23138.1185 | 18669.3836 | 24293.13 | 18219.4778 | 21208.2802 | 22316.5098
Explicitly modelled pumping
Region | Technology | 2023-24 | 2024-25 | 2025-26 | 2026-27 | 2027-28 | 2028-29 | 2029-30 | 2030-31 | 2031-32 | 2032-33 | 2033-34 | 2034-35 | 2035-36 | 2036-37 | 2037-38 | 2038-39 | 2039-40 | 2040-41 | 2041-42 | 2042-43 | 2043-44 | 2044-45 | 2045-46 | 2046-47 | 2047-48 | 2048-49 | 2049-50
NEM | Grid Battery pump | 37.5286 | 41.1227 | 38.081 | 36.5821 | 34.7915 | 30.5663 | 28.9138 | 27.3305 | 24.8388 | 25.0683 | 21.465 | 18.9363 | 18.2828 | 16.2235 | 14.253 | 13.1998 | 12.8938 | 11.6377 | 7.9393 | 7.34 | 3.4763 | 3.3204 | 3.0698 | 2.6468 | 2.5939 | 2.4506 | 2.4341
NEM | Pumped Hydro Pump | 8247.732 | 19472.8806 | 15080.0768 | 20649.5657 | 46211.0142 | 43169.3021 | 41512.3222 | 38455.2009 | 36683.8683 | 36249.8963 | 34516.7322 | 30606.8075 | 31437.4752 | 30248.9279 | 26162.9876 | 24515.5026 | 23249.8983 | 20860.5604 | 21344.593 | 19339.2466 | 16938.5357 | 18446.2597 | 16699.6717 | 15556.2834 | 15177.3577 | 14231.3582 | 12202.6691
NEM | VPP pump | 23.3862 | 53.823 | 80.7328 | 115.6429 | 150.997 | 176.3709 | 227.5333 | 255.5741 | 279.4044 | 316.6239 | 355.8149 | 386.3478 | 427.496 | 458.1958 | 453.3602 | 464.0057 | 476.6625 | 456.9214 | 474.6682 | 450.4506 | 439.294 | 451.392 | 450.9461 | 413.1672 | 418.8558 | 418.1007 | 404.6716
Region | Technology | 2023-24 | 2024-25 | 2025-26 | 2026-27 | 2027-28 | 2028-29 | 2029-30 | 2030-31 | 2031-32 | 2032-33 | 2033-34 | 2034-35 | 2035-36 | 2036-37 | 2037-38 | 2038-39 | 2039-40 | 2040-41 | 2041-42 | 2042-43 | 2043-44 | 2044-45 | 2045-46 | 2046-47 | 2047-48 | 2048-49 | 2049-50
NSW1 | Grid Battery pump | 1.7925 | 2.6363 | 2.1881 | 2.443 | 2.2308 | 2.0611 | 1.9753 | 1.8888 | 1.7796 | 1.7168 | 1.6103 | 1.4385 | 1.44 | 0 | 0 | 0 | 0 | 0 | 0 | 0 | 0 | 0 | 0 | 0 | 0 | 0 | 0
NSW1 | Pumped Hydro Pump | 4299.483 | 11633.8177 | 8731.2978 | 14572.3765 | 40266.0957 | 39105.0881 | 36605.0834 | 33723.3315 | 32126.5997 | 31652.178 | 30087.212 | 26624.4514 | 27586.3695 | 26740.1757 | 23552.2986 | 21782.6769 | 20563.2578 | 18452.9856 | 18702.5966 | 17039.5886 | 14876.4469 | 16345.6758 | 14822.9322 | 14029.6151 | 13646.8856 | 12679.0247 | 10836.3426
NSW1 | VPP pump | 5.9787 | 16.9362 | 24.8271 | 37.0151 | 48.1224 | 57.6617 | 75.0806 | 84.4022 | 93.9923 | 106.5901 | 121.8555 | 130.9922 | 147.0128 | 157.424 | 157.89 | 161.0263 | 167.0454 | 159.4934 | 162.5045 | 155.5213 | 150.3 | 158.2566 | 157.8995 | 143.5977 | 142.2787 | 147.0241 | 142.2172
Region | Technology | 2023-24 | 2024-25 | 2025-26 | 2026-27 | 2027-28 | 2028-29 | 2029-30 | 2030-31 | 2031-32 | 2032-33 | 2033-34 | 2034-35 | 2035-36 | 2036-37 | 2037-38 | 2038-39 | 2039-40 | 2040-41 | 2041-42 | 2042-43 | 2043-44 | 2044-45 | 2045-46 | 2046-47 | 2047-48 | 2048-49 | 2049-50
QLD1 | Grid Battery pump | 5.2235 | 5.7703 | 4.9209 | 4.7199 | 4.5003 | 4.2442 | 3.9838 | 3.7984 | 3.6025 | 3.4417 | 3.3056 | 3.0758 | 2.885 | 2.7253 | 2.3501 | 2.301 | 2.2242 | 2.1593 | 2.1218 | 1.9914 | 1.867 | 1.7772 | 1.6512 | 1.3924 | 1.4213 | 1.3342 | 1.361
QLD1 | Pumped Hydro Pump | 3948.249 | 7839.0629 | 6348.779 | 6077.1892 | 5944.9185 | 4064.214 | 4907.2388 | 4731.8694 | 4557.2686 | 4597.7183 | 4429.5202 | 3982.3561 | 3851.1057 | 3508.7522 | 2610.689 | 2732.8257 | 2686.6405 | 2407.5748 | 2641.9964 | 2299.658 | 2062.0888 | 2100.5839 | 1876.7395 | 1526.6683 | 1530.4721 | 1552.3334 | 1366.3265
QLD1 | VPP pump | 5.7661 | 13.9057 | 20.8116 | 30.4278 | 40.7102 | 50.4845 | 65.7241 | 75.1611 | 84.3881 | 93.9876 | 108.0396 | 118.7382 | 128.862 | 136.0884 | 131.8379 | 137.6903 | 139.4421 | 139.3015 | 139.8508 | 137.2156 | 135.4616 | 134.9107 | 131.0823 | 118.8834 | 125.2098 | 122.6594 | 123.91
Region | Technology | 2023-24 | 2024-25 | 2025-26 | 2026-27 | 2027-28 | 2028-29 | 2029-30 | 2030-31 | 2031-32 | 2032-33 | 2033-34 | 2034-35 | 2035-36 | 2036-37 | 2037-38 | 2038-39 | 2039-40 | 2040-41 | 2041-42 | 2042-43 | 2043-44 | 2044-45 | 2045-46 | 2046-47 | 2047-48 | 2048-49 | 2049-50
VIC1 | Grid Battery pump | 13.2462 | 15.9306 | 15.1723 | 14.5395 | 13.765 | 11.6117 | 11.1313 | 10.7103 | 9.2935 | 9.5422 | 6.9148 | 6.177 | 6.1545 | 5.9296 | 5.0938 | 4.6628 | 4.5312 | 3.8423 | 0 | 0 | 0 | 0 | 0 | 0 | 0 | 0 | 0
VIC1 | Pumped Hydro Pump | 0 | 0 | 0 | 0 | 0 | 0 | 0 | 0 | 0 | 0 | 0 | 0 | 0 | 0 | 0 | 0 | 0 | 0 | 0 | 0 | 0 | 0 | 0 | 0 | 0 | 0 | 0
VIC1 | VPP pump | 3.6541 | 10.9312 | 19.9195 | 29.992 | 40.5252 | 44.5681 | 58.6347 | 64.3022 | 64.9857 | 72.9449 | 78.9325 | 83.8955 | 94.926 | 102.8825 | 103.2069 | 105.1634 | 108.0174 | 98.2185 | 109.4489 | 98.5649 | 93.8408 | 98.7741 | 100.6772 | 93.6239 | 95.0551 | 92.6217 | 83.7773
Region | Technology | 2023-24 | 2024-25 | 2025-26 | 2026-27 | 2027-28 | 2028-29 | 2029-30 | 2030-31 | 2031-32 | 2032-33 | 2033-34 | 2034-35 | 2035-36 | 2036-37 | 2037-38 | 2038-39 | 2039-40 | 2040-41 | 2041-42 | 2042-43 | 2043-44 | 2044-45 | 2045-46 | 2046-47 | 2047-48 | 2048-49 | 2049-50
SA1 | Grid Battery pump | 17.2663 | 16.7856 | 15.7997 | 14.8797 | 14.2954 | 12.6493 | 11.8233 | 10.933 | 10.1633 | 10.3676 | 9.6344 | 8.245 | 7.8033 | 7.5686 | 6.8091 | 6.236 | 6.1384 | 5.6361 | 5.8175 | 5.3486 | 1.6093 | 1.5432 | 1.4186 | 1.2544 | 1.1726 | 1.1163 | 1.0731
SA1 | Pumped Hydro Pump | 0 | 0 | 0 | 0 | 0 | 0 | 0 | 0 | 0 | 0 | 0 | 0 | 0 | 0 | 0 | 0 | 0 | 0 | 0 | 0 | 0 | 0 | 0 | 0 | 0 | 0 | 0
SA1 | VPP pump | 7.6966 | 11.1612 | 13.9588 | 16.4434 | 19.2837 | 20.474 | 24.5079 | 27.7547 | 30.4318 | 36.8715 | 40.6427 | 45.6573 | 49.208 | 53.1567 | 52.1255 | 51.587 | 53.13 | 50.5827 | 53.5769 | 50.6923 | 51.1887 | 51.071 | 52.4978 | 48.8165 | 47.7714 | 47.3311 | 45.9368
Region | Technology | 2023-24 | 2024-25 | 2025-26 | 2026-27 | 2027-28 | 2028-29 | 2029-30 | 2030-31 | 2031-32 | 2032-33 | 2033-34 | 2034-35 | 2035-36 | 2036-37 | 2037-38 | 2038-39 | 2039-40 | 2040-41 | 2041-42 | 2042-43 | 2043-44 | 2044-45 | 2045-46 | 2046-47 | 2047-48 | 2048-49 | 2049-50
TAS1 | Grid Battery pump | 0 | 0 | 0 | 0 | 0 | 0 | 0 | 0 | 0 | 0 | 0 | 0 | 0 | 0 | 0 | 0 | 0 | 0 | 0 | 0 | 0 | 0 | 0 | 0 | 0 | 0 | 0
TAS1 | Pumped Hydro Pump | 0 | 0 | 0 | 0 | 0 | 0 | 0 | 0 | 0 | 0 | 0 | 0 | 0 | 0 | 0 | 0 | 0 | 0 | 0 | 0 | 0 | 0 | 0 | 0 | 0 | 0 | 0
TAS1 | VPP pump | 0.2907 | 0.8887 | 1.2159 | 1.7646 | 2.3555 | 3.1826 | 3.586 | 3.954 | 5.6065 | 6.2296 | 6.3446 | 7.0646 | 7.4873 | 8.6442 | 8.2999 | 8.5387 | 9.0276 | 9.3253 | 9.287 | 8.4566 | 8.5029 | 8.3796 | 8.7891 | 8.2458 | 8.5408 | 8.4643 | 8.8302

## Option 3A_FOM Cost
FOM cost by technology ($000s) - Option 3A, Hydrogen Superpower Scenario
FOM | Real June 2021 dollars discounted to 1 July 2021. For new entrant capacity, the FOM is incurred annually in modelling. For existing capacity, FOM is considered to be a sunk cost, since the fixed retirement dates are assumed to be the same in the Base Case and the option case.
Explicitly modelled generation
Region | Technology | 2023-24 | 2024-25 | 2025-26 | 2026-27 | 2027-28 | 2028-29 | 2029-30 | 2030-31 | 2031-32 | 2032-33 | 2033-34 | 2034-35 | 2035-36 | 2036-37 | 2037-38 | 2038-39 | 2039-40 | 2040-41 | 2041-42 | 2042-43 | 2043-44 | 2044-45 | 2045-46 | 2046-47 | 2047-48 | 2048-49 | 2049-50
NEM | Black Coal | 0 | 0 | 0 | 0 | 0 | 0 | 0 | 0 | 0 | 0 | 0 | 0 | 0 | 0 | 0 | 0 | 0 | 0 | 0 | 0 | 0 | 0 | 0 | 0 | 0 | 0 | 0
NEM | Brown Coal | 0 | 0 | 0 | 0 | 0 | 0 | 0 | 0 | 0 | 0 | 0 | 0 | 0 | 0 | 0 | 0 | 0 | 0 | 0 | 0 | 0 | 0 | 0 | 0 | 0 | 0 | 0
NEM | CCGT | 0 | 0 | 0 | 0 | 0 | 0 | 0 | 0 | 0 | 0 | 0 | 0 | 0 | 0 | 0 | 0 | 0 | 0 | 0 | 0 | 0 | 0 | 0 | 0 | 0 | 0 | 0
NEM | Gas - Steam | 0 | 0 | 0 | 0 | 0 | 0 | 0 | 0 | 0 | 0 | 0 | 0 | 0 | 0 | 0 | 0 | 0 | 0 | 0 | 0 | 0 | 0 | 0 | 0 | 0 | 0 | 0
NEM | OCGT / Diesel | 0 | 0.021693 | 0.023712 | 0.024641 | 0.023521 | 0.022366 | 0.021237 | 0.020283 | 0.019348 | 0.018371 | 0.017484 | 0.016683 | 0.015944 | 0.01522 | 0.014578 | 0.013889 | 0.013337 | 0.013144 | 0.012574 | 0.012069 | 0.011897 | 0.011814 | 0.011318 | 0.011089 | 0.010615 | 0.010197 | 0.0098232
NEM | Hydro | 0 | 0 | 0 | 0 | 0 | 0 | 0 | 0 | 0 | 0 | 0 | 0 | 0 | 0 | 0 | 0 | 0 | 0 | 0 | 0 | 0 | 0 | 0 | 0 | 0 | 0 | 0
NEM | Hydrogen Turbine | 0 | 0 | 0 | 0 | 0 | 0 | 0 | 979.6539 | 931.0577 | 880.0434 | 834.1644 | 790.6774 | 751.4565 | 710.283 | 1331.131 | 1261.7356 | 1711.0567 | 1617.3048 | 1532.9903 | 1453.0718 | 4201.284 | 5164.1641 | 4894.9423 | 5527.2276 | 5253.0467 | 5933.6313 | 6089.5251
NEM | Wind | 0 | 320677.8066 | 351148.4197 | 445417.8973 | 571979.9714 | 656752.1315 | 693702.2432 | 714975.1022 | 715390.7264 | 724297.7208 | 777675.5904 | 879558.2759 | 888070.3352 | 925595.3089 | 1046715.5825 | 1053031.9218 | 1002701.9615 | 995232.619 | 1047846.0742 | 1134030 | 1150013.347 | 1119179.8652 | 1149160.6363 | 1326938.6057 | 1344865.0752 | 1311202.43 | 1298926.4659
NEM | Solar PV | 0 | 0.053308 | 26537.8836 | 56607.2284 | 95953.9136 | 188898.0653 | 191677.7555 | 279100.0393 | 284287.5524 | 327986.8026 | 440406.1943 | 601116.4174 | 583250.6223 | 614205.0475 | 674883.9836 | 649151.738 | 634390.7426 | 641326.9414 | 750595.2582 | 824501.7924 | 892479.1801 | 889636.2209 | 882267.0689 | 930927.4162 | 909830.4107 | 896388.9991 | 1045788.4219
NEM | Grid Battery | 0 | 0.089114 | 15185.2604 | 27749.6544 | 42112.6817 | 77628.5896 | 74003.3478 | 117428.6374 | 117900.9042 | 153148.0415 | 196273.8462 | 237930.2666 | 246797.0672 | 250528.5772 | 256249.6583 | 242892.0331 | 237741.2248 | 242624.8552 | 301685.975 | 349204.7781 | 381380.4634 | 397222.4967 | 376514.3581 | 374545.9472 | 375179.9683 | 390598.2067 | 500127.4374
NEM | Pumped Hydro | 0 | 0 | 15190.1301 | 21747.0483 | 22396.7197 | 25614.9244 | 28688.2152 | 27460.8953 | 27741.2064 | 28440.6508 | 28066.5115 | 31928.6329 | 33669.8335 | 32357.6473 | 30670.7669 | 29071.8397 | 27629.7167 | 26115.834 | 24754.3453 | 23463.8348 | 22299.8999 | 21078.0476 | 19979.192 | 18937.6228 | 17998.2123 | 17012.0578 | 16125.1738
NEM | VPP | 0 | 0 | 0 | 0 | 0 | 0 | 0 | 0 | 0 | 0 | 0 | 0 | 0 | 0 | 0 | 0 | 0 | 0 | 0 | 0 | 0 | 0 | 0 | 0 | 0 | 0 | 0
Total excluding storage |  | 0 | 320677.9708 | 408061.7175 | 551521.8531 | 732443.3099 | 948893.7332 | 988071.5829 | 1139944.3484 | 1146251.4664 | 1234753.2776 | 1443256.3242 | 1751324.2868 | 1752539.3307 | 1823396.8791 | 2009851.1368 | 1975409.2822 | 1904174.7157 | 1906917.5676 | 2126414.6555 | 2332653.4891 | 2450374.1863 | 2432280.8062 | 2432816.209 | 2656876.8306 | 2653126.7238 | 2621135.3352 | 2867057.0339
Region | Technology | 2023-24 | 2024-25 | 2025-26 | 2026-27 | 2027-28 | 2028-29 | 2029-30 | 2030-31 | 2031-32 | 2032-33 | 2033-34 | 2034-35 | 2035-36 | 2036-37 | 2037-38 | 2038-39 | 2039-40 | 2040-41 | 2041-42 | 2042-43 | 2043-44 | 2044-45 | 2045-46 | 2046-47 | 2047-48 | 2048-49 | 2049-50
NSW1 | Black Coal | 0 | 0 | 0 | 0 | 0 | 0 | 0 | 0 | 0 | 0 | 0 | 0 | 0 | 0 | 0 | 0 | 0 | 0 | 0 | 0 | 0 | 0 | 0 | 0 | 0 | 0 | 0
NSW1 | Brown Coal | 0 | 0 | 0 | 0 | 0 | 0 | 0 | 0 | 0 | 0 | 0 | 0 | 0 | 0 | 0 | 0 | 0 | 0 | 0 | 0 | 0 | 0 | 0 | 0 | 0 | 0 | 0
NSW1 | CCGT | 0 | 0 | 0 | 0 | 0 | 0 | 0 | 0 | 0 | 0 | 0 | 0 | 0 | 0 | 0 | 0 | 0 | 0 | 0 | 0 | 0 | 0 | 0 | 0 | 0 | 0 | 0
NSW1 | Gas - Steam | 0 | 0 | 0 | 0 | 0 | 0 | 0 | 0 | 0 | 0 | 0 | 0 | 0 | 0 | 0 | 0 | 0 | 0 | 0 | 0 | 0 | 0 | 0 | 0 | 0 | 0 | 0
NSW1 | OCGT / Diesel | 0 | 0.016047 | 0.015492 | 0.014685 | 0.013956 | 0.013192 | 0.012504 | 0.011856 | 0.011268 | 0.01065 | 0.010095 | 0.009569 | 0.0090943 | 0.008596 | 0.008149 | 0.0077242 | 0.007341 | 0.0069394 | 0.0065776 | 0.0062351 | 0.0059266 | 0.0056022 | 0.0053337 | 0.0050685 | 0.0048173 | 0.0045534 | 0.0043169
NSW1 | Hydro | 0 | 0 | 0 | 0 | 0 | 0 | 0 | 0 | 0 | 0 | 0 | 0 | 0 | 0 | 0 | 0 | 0 | 0 | 0 | 0 | 0 | 0 | 0 | 0 | 0 | 0 | 0
NSW1 | Hydrogen Turbine | 0 | 0 | 0 | 0 | 0 | 0 | 0 | 979.6515 | 931.0553 | 880.0411 | 834.1622 | 790.6751 | 751.4532 | 710.2797 | 803.5257 | 761.6357 | 723.8544 | 684.1931 | 648.5242 | 614.7149 | 584.2217 | 552.2111 | 523.4228 | 1383.5831 | 1314.9497 | 1242.9012 | 1178.1054
NSW1 | Wind | 0 | 110537.3684 | 104774.8371 | 137196.9848 | 189288.9622 | 184622.9092 | 178918.1396 | 183711.4707 | 174598.3692 | 193750.3771 | 183649.6526 | 176254.692 | 167511.4888 | 169729.6633 | 168951.3492 | 166502.2039 | 158242.7782 | 160290.1794 | 178077.2876 | 168797.557 | 164550.8452 | 155534.8033 | 151513.999 | 173916.6506 | 165289.4298 | 156232.92 | 148088.0767
NSW1 | Solar PV | 0 | 0.014963 | 20219.7595 | 41289.7195 | 52744.6389 | 82783.1024 | 78512.8 | 103339.4488 | 104148.9629 | 118472.3716 | 119488.0014 | 124443.258 | 118270.1865 | 119200.282 | 149326.7571 | 141541.9499 | 134520.689 | 138458.4523 | 131721.332 | 133926.433 | 139718.3926 | 132062.9662 | 125178.1671 | 137718.0431 | 130886.469 | 123714.9599 | 118489.0974
NSW1 | Grid Battery | 0 | 0.058507 | 15185.1467 | 20972.1508 | 25737.53 | 29735.3757 | 28606.9354 | 66866.9565 | 63549.9881 | 62148.9793 | 58908.9961 | 55837.9113 | 64188.6909 | 61153.1137 | 76746.8328 | 72745.8134 | 69137.2213 | 65349.0748 | 66634.9358 | 69127.0595 | 67919.1152 | 67506.8494 | 63987.6509 | 61236.1279 | 59065.3413 | 61595.422 | 60188.2653
NSW1 | Pumped Hydro | 0 | 0 | 6367.4292 | 6035.4781 | 5736.0852 | 7110.3324 | 6739.6516 | 6388.2954 | 6071.4007 | 5738.7376 | 5439.5617 | 5155.9827 | 4900.2175 | 4631.7256 | 4390.2613 | 4161.3851 | 3954.9575 | 3738.2581 | 3543.3726 | 3358.647 | 3192.0396 | 3017.1419 | 2859.8502 | 2710.7585 | 2576.2899 | 2435.1303 | 2308.1804
NSW1 | VPP | 0 | 0 | 0 | 0 | 0 | 0 | 0 | 0 | 0 | 0 | 0 | 0 | 0 | 0 | 0 | 0 | 0 | 0 | 0 | 0 | 0 | 0 | 0 | 0 | 0 | 0 | 0
Total excluding storage |  | 0 | 110537.4579 | 146547.188 | 205494.3479 | 273507.2302 | 304251.733 | 292777.539 | 361285.8348 | 349299.7876 | 380990.5175 | 368320.3841 | 362482.5286 | 355622.046 | 355425.0729 | 400218.7342 | 385712.9958 | 366579.5076 | 368520.1645 | 380625.4589 | 375824.4177 | 375964.6202 | 358673.9776 | 344063.0954 | 376965.1682 | 359132.4846 | 345221.338 | 330251.7296
Region | Technology | 2023-24 | 2024-25 | 2025-26 | 2026-27 | 2027-28 | 2028-29 | 2029-30 | 2030-31 | 2031-32 | 2032-33 | 2033-34 | 2034-35 | 2035-36 | 2036-37 | 2037-38 | 2038-39 | 2039-40 | 2040-41 | 2041-42 | 2042-43 | 2043-44 | 2044-45 | 2045-46 | 2046-47 | 2047-48 | 2048-49 | 2049-50
QLD1 | Black Coal | 0 | 0 | 0 | 0 | 0 | 0 | 0 | 0 | 0 | 0 | 0 | 0 | 0 | 0 | 0 | 0 | 0 | 0 | 0 | 0 | 0 | 0 | 0 | 0 | 0 | 0 | 0
QLD1 | Brown Coal | 0 | 0 | 0 | 0 | 0 | 0 | 0 | 0 | 0 | 0 | 0 | 0 | 0 | 0 | 0 | 0 | 0 | 0 | 0 | 0 | 0 | 0 | 0 | 0 | 0 | 0 | 0
QLD1 | CCGT | 0 | 0 | 0 | 0 | 0 | 0 | 0 | 0 | 0 | 0 | 0 | 0 | 0 | 0 | 0 | 0 | 0 | 0 | 0 | 0 | 0 | 0 | 0 | 0 | 0 | 0 | 0
QLD1 | Gas - Steam | 0 | 0 | 0 | 0 | 0 | 0 | 0 | 0 | 0 | 0 | 0 | 0 | 0 | 0 | 0 | 0 | 0 | 0 | 0 | 0 | 0 | 0 | 0 | 0 | 0 | 0 | 0
QLD1 | OCGT / Diesel | 0 | 0.0014307 | 0.0042235 | 0.0040044 | 0.0038083 | 0.003688 | 0.0034958 | 0.0033135 | 0.0031492 | 0.0029766 | 0.0028214 | 0.0026743 | 0.0025417 | 0.0024024 | 0.0022772 | 0.0021585 | 0.0020514 | 0.001967 | 0.0018656 | 0.0017805 | 0.0017225 | 0.0016361 | 0.0015852 | 0.0017115 | 0.0016279 | 0.0015401 | 0.001464
QLD1 | Hydro | 0 | 0 | 0 | 0 | 0 | 0 | 0 | 0 | 0 | 0 | 0 | 0 | 0 | 0 | 0 | 0 | 0 | 0 | 0 | 0 | 0 | 0 | 0 | 0 | 0 | 0 | 0
QLD1 | Hydrogen Turbine | 0 | 0 | 0 | 0 | 0 | 0 | 0 | 0.0012266 | 0.0011658 | 0.0011019 | 0.0010444 | 0.00099052 | 0.00094138 | 0.00089031 | 0.00084489 | 0.00080125 | 0.00076219 | 0.00072117 | 0.00068436 | 0.00065555 | 0.00066235 | 0.00064952 | 0.00067273 | 0.0009227 | 0.00087693 | 0.00082922 | 0.00078712
QLD1 | Wind | 0 | 100594.3069 | 133176.9147 | 152052.4867 | 175154.9095 | 177407.2131 | 204628.2244 | 214407.1436 | 215720.3109 | 215899.9004 | 246595.8658 | 340235.3455 | 349165.3797 | 357378.0944 | 394445.2792 | 385789.0349 | 366651.7722 | 346562.2558 | 352389.501 | 435592.4508 | 437434.9033 | 445644.8983 | 503357.1222 | 596202.085 | 567605.8676 | 545634.0084 | 532534.4142
QLD1 | Solar PV | 0 | 0.009268 | 3435.9069 | 8457.3972 | 17476.6464 | 60556.4244 | 67444.8725 | 86292.832 | 95108.925 | 106015.5943 | 156311.605 | 256940.1076 | 246600.5514 | 246423.1042 | 261194.4436 | 247577.6718 | 235296.4545 | 248673.1593 | 256698.9551 | 332202.8932 | 340870.3287 | 368251.0278 | 388063.0943 | 403159.129 | 383160.2139 | 362166.1646 | 509637.8208
QLD1 | Grid Battery | 0 | 0.0085177 | 0.088977 | 0.087155 | 0.11879 | 32415.3989 | 30725.4966 | 29123.6939 | 27678.9983 | 39054.3425 | 69952.041 | 103255.9049 | 100318.1436 | 94821.5289 | 89878.2265 | 85192.6319 | 81555.0201 | 94996.3701 | 90426.1337 | 136794.2096 | 140785.891 | 161656.4794 | 153228.9177 | 145240.6866 | 138035.948 | 142417.7449 | 256349.2527
QLD1 | Pumped Hydro | 0 | 0 | 8822.6724 | 14779.335 | 15774.6251 | 15632.9013 | 14817.916 | 14045.418 | 13348.6878 | 12617.2888 | 11959.5155 | 11336.0336 | 10773.7039 | 10183.3929 | 9652.5052 | 9149.294 | 8695.4386 | 8218.9996 | 7790.521 | 7384.3801 | 7018.0741 | 6633.541 | 6287.7166 | 5959.9209 | 5664.276 | 5353.92 | 5074.8057
QLD1 | VPP | 0 | 0 | 0 | 0 | 0 | 0 | 0 | 0 | 0 | 0 | 0 | 0 | 0 | 0 | 0 | 0 | 0 | 0 | 0 | 0 | 0 | 0 | 0 | 0 | 0 | 0 | 0
Total excluding storage |  | 0 | 100594.3261 | 145435.5872 | 175289.3101 | 208406.3036 | 286011.9415 | 317616.513 | 343869.0921 | 351856.9264 | 373587.1301 | 484819.0312 | 711767.3953 | 706857.7821 | 708806.1238 | 755170.4576 | 727708.6355 | 692198.6883 | 698450.7875 | 707305.1133 | 911973.9361 | 926109.1995 | 982185.9488 | 1050936.853 | 1150561.8241 | 1094466.3079 | 1055571.8403 | 1303596.2957
Region | Technology | 2023-24 | 2024-25 | 2025-26 | 2026-27 | 2027-28 | 2028-29 | 2029-30 | 2030-31 | 2031-32 | 2032-33 | 2033-34 | 2034-35 | 2035-36 | 2036-37 | 2037-38 | 2038-39 | 2039-40 | 2040-41 | 2041-42 | 2042-43 | 2043-44 | 2044-45 | 2045-46 | 2046-47 | 2047-48 | 2048-49 | 2049-50
VIC1 | Black Coal | 0 | 0 | 0 | 0 | 0 | 0 | 0 | 0 | 0 | 0 | 0 | 0 | 0 | 0 | 0 | 0 | 0 | 0 | 0 | 0 | 0 | 0 | 0 | 0 | 0 | 0 | 0
VIC1 | Brown Coal | 0 | 0 | 0 | 0 | 0 | 0 | 0 | 0 | 0 | 0 | 0 | 0 | 0 | 0 | 0 | 0 | 0 | 0 | 0 | 0 | 0 | 0 | 0 | 0 | 0 | 0 | 0
VIC1 | CCGT | 0 | 0 | 0 | 0 | 0 | 0 | 0 | 0 | 0 | 0 | 0 | 0 | 0 | 0 | 0 | 0 | 0 | 0 | 0 | 0 | 0 | 0 | 0 | 0 | 0 | 0 | 0
VIC1 | Gas - Steam | 0 | 0 | 0 | 0 | 0 | 0 | 0 | 0 | 0 | 0 | 0 | 0 | 0 | 0 | 0 | 0 | 0 | 0 | 0 | 0 | 0 | 0 | 0 | 0 | 0 | 0 | 0
VIC1 | OCGT / Diesel | 0 | 0.0016418 | 0.0015562 | 0.0033947 | 0.0032294 | 0.0030533 | 0.0028942 | 0.0027433 | 0.0026072 | 0.0024644 | 0.0023359 | 0.0022141 | 0.0021043 | 0.001989 | 0.0018853 | 0.001787 | 0.0016989 | 0.0017294 | 0.0016521 | 0.0015672 | 0.001571 | 0.0020292 | 0.0019237 | 0.0018237 | 0.0017339 | 0.0016389 | 0.0015546
VIC1 | Hydro | 0 | 0 | 0 | 0 | 0 | 0 | 0 | 0 | 0 | 0 | 0 | 0 | 0 | 0 | 0 | 0 | 0 | 0 | 0 | 0 | 0 | 0 | 0 | 0 | 0 | 0 | 0
VIC1 | Hydrogen Turbine | 0 | 0 | 0 | 0 | 0 | 0 | 0 | 0 | 0 | 0 | 0 | 0 | 0.0010794 | 0.0010268 | 527.6026 | 500.0973 | 987.1993 | 933.1088 | 884.4633 | 838.3539 | 3617.059 | 4611.9498 | 4371.5164 | 4143.6175 | 3938.0712 | 4457.5031 | 4671.893
VIC1 | Wind | 0 | 48167.1295 | 49372.03 | 66929.4194 | 90105.0797 | 114875.7698 | 108886.9859 | 106919.6012 | 101615.8001 | 96048.0845 | 101418.6735 | 96648.6022 | 91854.2988 | 89565.8632 | 99840.8139 | 118857.4733 | 114867.7093 | 113699.1442 | 107952.651 | 118414.7463 | 128837.6522 | 121778.4015 | 118723.8633 | 128968.9332 | 159055.6481 | 151642.1556 | 145712.5726
VIC1 | Solar PV | 0 | 0.0090742 | 0.014489 | 4128.1617 | 14268.3386 | 13486.551 | 12783.4607 | 30091.8142 | 28599.0944 | 32071.5246 | 31509.5608 | 37324.3387 | 35472.8458 | 40108.6019 | 40898.4403 | 38788.193 | 38327.1112 | 38441.3565 | 61090.0791 | 57905.2883 | 71661.5316 | 67735.0651 | 64203.8533 | 62839.0987 | 60654.7025 | 59219.178 | 58149.4273
VIC1 | Grid Battery | 0 | 0.0090464 | 0.0088886 | 6777.384 | 16375 | 15477.7838 | 14670.8851 | 13906.0523 | 13216.2355 | 17612.3669 | 20181.5079 | 19129.3914 | 20832.4282 | 26239.7486 | 24871.7997 | 23575.1656 | 24694.1136 | 23341.0779 | 32907.7984 | 31415.0673 | 33949.272 | 36934.0442 | 35008.5728 | 35272.9334 | 34082.8527 | 35548.2933 | 33695.0647
VIC1 | Pumped Hydro | 0 | 0 | 0.0081664 | 932.206 | 885.9636 | 837.42 | 793.763 | 752.382 | 715.0597 | 675.8803 | 640.6448 | 607.2463 | 577.1235 | 545.5019 | 517.0634 | 490.1075 | 465.7955 | 440.2737 | 417.321 | 395.565 | 375.9428 | 355.3442 | 336.8191 | 319.2598 | 303.4228 | 286.7977 | 271.8462
VIC1 | VPP | 0 | 0 | 0 | 0 | 0 | 0 | 0 | 0 | 0 | 0 | 0 | 0 | 0 | 0 | 0 | 0 | 0 | 0 | 0 | 0 | 0 | 0 | 0 | 0 | 0 | 0 | 0
Total excluding storage |  | 0 | 48167.1492 | 49372.0631 | 78767.1744 | 121634.3851 | 144677.5276 | 137135.0976 | 151669.8526 | 144146.1923 | 146407.8588 | 153750.3893 | 153709.5808 | 148736.6996 | 156459.7186 | 166655.7218 | 182211.0385 | 179341.9305 | 176854.9629 | 203252.3145 | 208969.0224 | 238441.4591 | 231414.8069 | 222644.6267 | 231543.8445 | 258034.699 | 251153.9294 | 242500.8054
Region | Technology | 2023-24 | 2024-25 | 2025-26 | 2026-27 | 2027-28 | 2028-29 | 2029-30 | 2030-31 | 2031-32 | 2032-33 | 2033-34 | 2034-35 | 2035-36 | 2036-37 | 2037-38 | 2038-39 | 2039-40 | 2040-41 | 2041-42 | 2042-43 | 2043-44 | 2044-45 | 2045-46 | 2046-47 | 2047-48 | 2048-49 | 2049-50
SA1 | Black Coal | 0 | 0 | 0 | 0 | 0 | 0 | 0 | 0 | 0 | 0 | 0 | 0 | 0 | 0 | 0 | 0 | 0 | 0 | 0 | 0 | 0 | 0 | 0 | 0 | 0 | 0 | 0
SA1 | Brown Coal | 0 | 0 | 0 | 0 | 0 | 0 | 0 | 0 | 0 | 0 | 0 | 0 | 0 | 0 | 0 | 0 | 0 | 0 | 0 | 0 | 0 | 0 | 0 | 0 | 0 | 0 | 0
SA1 | CCGT | 0 | 0 | 0 | 0 | 0 | 0 | 0 | 0 | 0 | 0 | 0 | 0 | 0 | 0 | 0 | 0 | 0 | 0 | 0 | 0 | 0 | 0 | 0 | 0 | 0 | 0 | 0
SA1 | Gas - Steam | 0 | 0 | 0 | 0 | 0 | 0 | 0 | 0 | 0 | 0 | 0 | 0 | 0 | 0 | 0 | 0 | 0 | 0 | 0 | 0 | 0 | 0 | 0 | 0 | 0 | 0 | 0
SA1 | OCGT / Diesel | 0 | 0.0013511 | 0.0012815 | 0.0014541 | 0.001382 | 0.0013079 | 0.0012415 | 0.0012807 | 0.0012197 | 0.0011574 | 0.001135 | 0.0011348 | 0.0011214 | 0.0011272 | 0.001154 | 0.0011179 | 0.0011312 | 0.0012714 | 0.0012403 | 0.0012712 | 0.0014362 | 0.0013594 | 0.0012925 | 0.0012499 | 0.0012259 | 0.0012443 | 0.0012521
SA1 | Hydro | 0 | 0 | 0 | 0 | 0 | 0 | 0 | 0 | 0 | 0 | 0 | 0 | 0 | 0 | 0 | 0 | 0 | 0 | 0 | 0 | 0 | 0 | 0 | 0 | 0 | 0 | 0
SA1 | Hydrogen Turbine | 0 | 0 | 0 | 0 | 0 | 0 | 0 | 0.00068433 | 0.00065236 | 0.00061912 | 0.00063328 | 0.00071458 | 0.00068048 | 0.00068064 | 0.00090407 | 0.0008588 | 0.00088938 | 0.00084112 | 0.00079833 | 0.00092327 | 0.0012655 | 0.0011961 | 0.0011338 | 0.0010756 | 0.0010227 | 0.0011585 | 0.0011413
SA1 | Wind | 0 | 29102.0968 | 27584.9259 | 50518.4223 | 48012.4402 | 105603.5468 | 102026.1713 | 113285.7672 | 107666.169 | 101766.9426 | 121385.4531 | 115057.3016 | 131939.8499 | 150920.5554 | 191721.0555 | 199804.7605 | 189893.3471 | 195141.1114 | 229975.7151 | 241129.5873 | 246868.2579 | 233341.8943 | 221177.1512 | 247510.4506 | 267514.6381 | 266749.1977 | 291601.6874
SA1 | Solar PV | 0 | 0.01623 | 2882.1982 | 2731.9415 | 9167.87 | 28629.8181 | 27137.3987 | 49424.2312 | 46972.517 | 62487.4829 | 100769.9884 | 126754.8876 | 122609.669 | 143535.7604 | 154711.0254 | 146645.5218 | 148638.7276 | 140494.5398 | 229748.936 | 218333.6022 | 258811.7966 | 244631.0246 | 231877.7486 | 233133.7531 | 228795.4987 | 225712.37 | 235649.3868
SA1 | Grid Battery | 0 | 0.0077823 | 0.0098368 | 0.025639 | 0.024485 | 0.023144 | 0.021959 | 7531.9236 | 13455.6643 | 34332.3305 | 47231.2747 | 59707.033 | 61457.7752 | 68314.1481 | 64752.747 | 61377.0114 | 62353.5153 | 58937.0521 | 108420.6185 | 102768.3588 | 130077.5002 | 122950.316 | 116540.5839 | 110465.0085 | 104985.3399 | 105883.3418 | 107095.4188
SA1 | Pumped Hydro | 0 | 0 | 0.0059404 | 0.0099358 | 0.0095806 | 0.0093886 | 0.0089035 | 0.0085903 | 0.0081642 | 0.007721 | 0.0073613 | 0.0071162 | 0.0068306 | 0.0068027 | 0.0064589 | 0.0061269 | 0.0062817 | 0.0059567 | 0.0059105 | 0.0059045 | 0.0062164 | 0.0058763 | 0.0055715 | 0.0052834 | 0.0050346 | 0.0052349 | 0.0054005
SA1 | VPP | 0 | 0 | 0 | 0 | 0 | 0 | 0 | 0 | 0 | 0 | 0 | 0 | 0 | 0 | 0 | 0 | 0 | 0 | 0 | 0 | 0 | 0 | 0 | 0 | 0 | 0 | 0
Total excluding storage |  | 0 | 29102.1221 | 30467.1411 | 53250.4009 | 57180.3457 | 134233.3987 | 129163.6021 | 170241.9326 | 168094.3603 | 198586.7654 | 269386.7253 | 301519.2312 | 316007.3028 | 362770.4725 | 411184.8364 | 407827.3018 | 400885.5984 | 394572.7113 | 568145.2776 | 562231.5564 | 635757.5637 | 600923.2434 | 569595.4916 | 591109.2197 | 601295.484 | 598344.9172 | 634346.5008
Region | Technology | 2023-24 | 2024-25 | 2025-26 | 2026-27 | 2027-28 | 2028-29 | 2029-30 | 2030-31 | 2031-32 | 2032-33 | 2033-34 | 2034-35 | 2035-36 | 2036-37 | 2037-38 | 2038-39 | 2039-40 | 2040-41 | 2041-42 | 2042-43 | 2043-44 | 2044-45 | 2045-46 | 2046-47 | 2047-48 | 2048-49 | 2049-50
TAS1 | Black Coal | 0 | 0 | 0 | 0 | 0 | 0 | 0 | 0 | 0 | 0 | 0 | 0 | 0 | 0 | 0 | 0 | 0 | 0 | 0 | 0 | 0 | 0 | 0 | 0 | 0 | 0 | 0
TAS1 | Brown Coal | 0 | 0 | 0 | 0 | 0 | 0 | 0 | 0 | 0 | 0 | 0 | 0 | 0 | 0 | 0 | 0 | 0 | 0 | 0 | 0 | 0 | 0 | 0 | 0 | 0 | 0 | 0
TAS1 | CCGT | 0 | 0 | 0 | 0 | 0 | 0 | 0 | 0 | 0 | 0 | 0 | 0 | 0 | 0 | 0 | 0 | 0 | 0 | 0 | 0 | 0 | 0 | 0 | 0 | 0 | 0 | 0
TAS1 | Gas - Steam | 0 | 0 | 0 | 0 | 0 | 0 | 0 | 0 | 0 | 0 | 0 | 0 | 0 | 0 | 0 | 0 | 0 | 0 | 0 | 0 | 0 | 0 | 0 | 0 | 0 | 0 | 0
TAS1 | OCGT / Diesel | 0 | 0.0012222 | 0.0011585 | 0.0011028 | 0.0011446 | 0.0011253 | 0.0011014 | 0.001089 | 0.0011044 | 0.0011223 | 0.0010968 | 0.0010909 | 0.0010828 | 0.0011057 | 0.0011123 | 0.0011019 | 0.0011142 | 0.0012366 | 0.0012388 | 0.0012154 | 0.0012403 | 0.0011876 | 0.0011831 | 0.0012356 | 0.0012101 | 0.0012206 | 0.0012356
TAS1 | Hydro | 0 | 0 | 0 | 0 | 0 | 0 | 0 | 0 | 0 | 0 | 0 | 0 | 0 | 0 | 0 | 0 | 0 | 0 | 0 | 0 | 0 | 0 | 0 | 0 | 0 | 0 | 0
TAS1 | Hydrogen Turbine | 0 | 0 | 0 | 0 | 0 | 0 | 0 | 0.00053346 | 0.00055371 | 0.00058225 | 0.0005746 | 0.00062524 | 0.00059647 | 0.00063378 | 0.00092858 | 0.0010043 | 0.001398 | 0.001322 | 0.0012538 | 0.0013746 | 0.0014233 | 0.0013457 | 0.001276 | 0.025138 | 0.023892 | 233.225 | 239.5248
TAS1 | Wind | 0 | 32276.9051 | 36239.7121 | 38720.584 | 69418.5798 | 74242.6926 | 99242.722 | 96651.1194 | 115790.0773 | 116832.4162 | 124625.9454 | 151362.3346 | 147599.318 | 158001.1326 | 191757.0847 | 182078.4491 | 173046.3547 | 179539.9283 | 179450.9194 | 170095.6585 | 172321.6884 | 162879.8678 | 154388.5005 | 180340.4864 | 185399.4916 | 190944.1483 | 180989.715
TAS1 | Solar PV | 0 | 0.0037729 | 0.0044216 | 0.008503 | 2296.4197 | 3442.1693 | 5799.2236 | 9951.7129 | 9458.0531 | 8939.8292 | 32327.0387 | 55653.8254 | 60297.3696 | 64937.299 | 68753.3172 | 74598.4015 | 77607.7602 | 75259.4336 | 71335.956 | 82133.5756 | 81417.1306 | 76956.137 | 72944.2057 | 94077.3923 | 106333.5266 | 125576.3265 | 123862.6896
TAS1 | Grid Battery | 0 | 0.0052613 | 0.005935 | 0.0068917 | 0.0084849 | 0.0080226 | 0.0087098 | 0.010993 | 0.017931 | 0.022283 | 0.026473 | 0.026006 | 0.029207 | 0.037861 | 0.052327 | 1.4108 | 1.3545 | 1.2804 | 3296.4886 | 9100.0829 | 8648.685 | 8174.8077 | 7748.6329 | 22331.1907 | 39010.4864 | 45153.4047 | 42799.4357
TAS1 | Pumped Hydro | 0 | 0 | 0.01448 | 0.019294 | 0.036238 | 2034.2613 | 6336.8758 | 6274.7913 | 7606.0499 | 9408.7364 | 10026.7821 | 14829.3632 | 17418.7817 | 16997.02 | 16110.9306 | 15271.047 | 14513.5189 | 13718.2966 | 13003.1248 | 12325.2368 | 11713.8371 | 11072.0146 | 10494.8005 | 9947.6782 | 9454.2186 | 8936.2046 | 8470.3362
TAS1 | VPP | 0 | 0 | 0 | 0 | 0 | 0 | 0 | 0 | 0 | 0 | 0 | 0 | 0 | 0 | 0 | 0 | 0 | 0 | 0 | 0 | 0 | 0 | 0 | 0 | 0 | 0 | 0
Total excluding storage |  | 0 | 32276.9153 | 36239.7381 | 38720.6198 | 71715.0454 | 79719.1323 | 111378.8311 | 112877.6363 | 132854.1999 | 135181.0057 | 166979.7943 | 221845.5509 | 225315.5002 | 239935.4913 | 276621.3868 | 271949.3105 | 265168.9909 | 268518.9414 | 267086.4913 | 273654.5565 | 274101.3438 | 259082.8296 | 245576.1422 | 306696.7741 | 340197.7483 | 370843.3104 | 356361.7024

## Option 3A_Fuel Cost
Fuel cost by technology ($000s) - Option 3A, Hydrogen Superpower Scenario
Fuel | Real June 2021 dollars discounted to 1 July 2021
Explicitly modelled generation
Region | Technology | 2023-24 | 2024-25 | 2025-26 | 2026-27 | 2027-28 | 2028-29 | 2029-30 | 2030-31 | 2031-32 | 2032-33 | 2033-34 | 2034-35 | 2035-36 | 2036-37 | 2037-38 | 2038-39 | 2039-40 | 2040-41 | 2041-42 | 2042-43 | 2043-44 | 2044-45 | 2045-46 | 2046-47 | 2047-48 | 2048-49 | 2049-50
NEM | Black Coal | 1687086.106 | 1089161.659 | 779679.164 | 512708.815 | 283027.833 | 199690.311 | 140867.284 | 0 | 0 | 0 | 0 | 0 | 0 | 0 | 0 | 0 | 0 | 0 | 0 | 0 | 0 | 0 | 0 | 0 | 0 | 0 | 0
NEM | Brown Coal | 196168.887 | 146078.841 | 113442.742 | 84264.157 | 53854.759 | 32951.851 | 31877.421 | 0 | 0 | 0 | 0 | 0 | 0 | 0 | 0 | 0 | 0 | 0 | 0 | 0 | 0 | 0 | 0 | 0 | 0 | 0 | 0
NEM | CCGT | 434461.7303 | 224725.0375 | 351983.6095 | 366215.0096 | 326392.825 | 345628.5585 | 310248.5953 | 331379.4742 | 328355.9895 | 224883.7645 | 264550.301 | 263409.693 | 132918.4825 | 79911.9492 | 136225.5375 | 61262.0824 | 52134.2136 | 180475.43 | 169907.881 | 166774.9385 | 111510.4115 | 104190.1465 | 41913.5995 | 24627.992 | 22583.102 | 18919.096 | 19903.466
NEM | Gas - Steam | 22654.9892 | 11903.114 | 51690.096 | 16580.866 | 44495.184 | 107233.536 | 19979.938 | 52407.216 | 20730.426 | 12302.753 | 5004.861 | 9855.071 | 7109.7555 | 5555.351 | 12691.745 | 7572.678 | 0 | 0 | 0 | 0 | 0 | 0 | 0 | 0 | 0 | 0 | 0
NEM | OCGT / Diesel | 44760.7895 | 16873.0018 | 48003.3229 | 50694.9149 | 71500.2689 | 174470.0431 | 25666.7904 | 135970.2377 | 45384.9745 | 30031.8826 | 4372.0187 | 23585.7769 | 13054.6824 | 7939.8977 | 14636.9376 | 5919.1425 | 16841.8978 | 93528.3591 | 45780.6189 | 38509.5118 | 141227.8923 | 5145.3166 | 2600.7617 | 52625.1836 | 852.0378 | 1132.8737 | 1293.8938
NEM | Hydro | 0 | 0 | 0 | 0 | 0 | 0 | 0 | 0 | 0 | 0 | 0 | 0 | 0 | 0 | 0 | 0 | 0 | 0 | 0 | 0 | 0 | 0 | 0 | 0 | 0 | 0 | 0
NEM | Hydrogen Turbine | 0 | 0 | 0 | 0 | 0 | 0 | 0 | 20755.404 | 19054.8013 | 8904.8628 | 14128.8386 | 25902.3496 | 10814.3972 | 17346.7876 | 59607.4395 | 55435.4696 | 78028.8653 | 71433.605 | 54034.3531 | 59981.6676 | 202862.2087 | 174233.5552 | 182562.887 | 276197.8953 | 250860.8304 | 273799.6118 | 275899.003
NEM | Wind | 0 | 0 | 0 | 0 | 0 | 0 | 0 | 0 | 0 | 0 | 0 | 0 | 0 | 0 | 0 | 0 | 0 | 0 | 0 | 0 | 0 | 0 | 0 | 0 | 0 | 0 | 0
NEM | Solar PV | 0 | 0 | 0 | 0 | 0 | 0 | 0 | 0 | 0 | 0 | 0 | 0 | 0 | 0 | 0 | 0 | 0 | 0 | 0 | 0 | 0 | 0 | 0 | 0 | 0 | 0 | 0
NEM | Grid Battery | 0 | 0 | 0 | 0 | 0 | 0 | 0 | 0 | 0 | 0 | 0 | 0 | 0 | 0 | 0 | 0 | 0 | 0 | 0 | 0 | 0 | 0 | 0 | 0 | 0 | 0 | 0
NEM | Pumped Hydro | 0 | 0 | 0 | 0 | 0 | 0 | 0 | 0 | 0 | 0 | 0 | 0 | 0 | 0 | 0 | 0 | 0 | 0 | 0 | 0 | 0 | 0 | 0 | 0 | 0 | 0 | 0
NEM | VPP | 0 | 0 | 0 | 0 | 0 | 0 | 0 | 0 | 0 | 0 | 0 | 0 | 0 | 0 | 0 | 0 | 0 | 0 | 0 | 0 | 0 | 0 | 0 | 0 | 0 | 0 | 0
Total excluding storage |  | 2385132.502 | 1488741.6532 | 1344798.9344 | 1030463.7625 | 779270.8699 | 859974.2996 | 528640.0287 | 540512.3319 | 413526.1913 | 276123.2629 | 288056.0193 | 322752.8905 | 163897.3175 | 110753.9855 | 223161.6596 | 130189.3725 | 147004.9768 | 345437.3942 | 269722.8531 | 265266.1179 | 455600.5125 | 283569.0183 | 227077.2482 | 353451.0709 | 274295.9703 | 293851.5815 | 297096.3628
Region | Technology | 2023-24 | 2024-25 | 2025-26 | 2026-27 | 2027-28 | 2028-29 | 2029-30 | 2030-31 | 2031-32 | 2032-33 | 2033-34 | 2034-35 | 2035-36 | 2036-37 | 2037-38 | 2038-39 | 2039-40 | 2040-41 | 2041-42 | 2042-43 | 2043-44 | 2044-45 | 2045-46 | 2046-47 | 2047-48
NSW1 | Black Coal | 984297.184 | 608140.828 | 477382.428 | 263763.008 | 127673.144 | 123123.96 | 108602.212 | 0 | 0 | 0 | 0 | 0 | 0 | 0 | 0 | 0 | 0 | 0 | 0 | 0 | 0 | 0 | 0 | 0 | 0 | 0 | 0
NSW1 | Brown Coal | 0 | 0 | 0 | 0 | 0 | 0 | 0 | 0 | 0 | 0 | 0 | 0 | 0 | 0 | 0 | 0 | 0 | 0 | 0 | 0 | 0 | 0 | 0 | 0 | 0 | 0 | 0
NSW1 | CCGT | 32197.508 | 4006.5395 | 41161.24 | 67898.856 | 62928.66 | 64629.884 | 58919.58 | 66678.168 | 62588.668 | 50487.184 | 54047.56 | 57272.564 | 35427.356 | 30400.444 | 37593.916 | 32000.84 | 23775.172 | 54255.56 | 50233.796 | 50032.436 | 0 | 0 | 0 | 0 | 0 | 0 | 0
NSW1 | Gas - Steam | 0 | 0 | 0 | 0 | 0 | 0 | 0 | 0 | 0 | 0 | 0 | 0 | 0 | 0 | 0 | 0 | 0 | 0 | 0 | 0 | 0 | 0 | 0 | 0 | 0 | 0 | 0
NSW1 | OCGT / Diesel | 1094.1402 | 389.0972 | 2343.9177 | 8488.9643 | 4886.7788 | 14294.1352 | 882.7798 | 22361.921 | 7238.6312 | 7362.751 | 283.6467 | 2939.0101 | 0.034433 | 0.032436 | 1924.9256 | 15.1246 | 1144.4673 | 34383.3597 | 3577.0515 | 3805.9221 | 29134.1156 | 1555.56 | 183.119 | 8588.1214 | 0.051405 | 146.7265 | 770.9749
NSW1 | Hydro | 0 | 0 | 0 | 0 | 0 | 0 | 0 | 0 | 0 | 0 | 0 | 0 | 0 | 0 | 0 | 0 | 0 | 0 | 0 | 0 | 0 | 0 | 0 | 0 | 0 | 0 | 0
NSW1 | Hydrogen Turbine | 0 | 0 | 0 | 0 | 0 | 0 | 0 | 20755.356 | 19054.754 | 8904.82 | 14128.791 | 25902.292 | 10814.318 | 17346.7 | 33199.412 | 31396.478 | 27341.292 | 28452.76 | 14385.502 | 21025.318 | 27044.652 | 14090.122 | 17572.326 | 68279.36 | 52515.892 | 45058.72 | 45708.996
NSW1 | Wind | 0 | 0 | 0 | 0 | 0 | 0 | 0 | 0 | 0 | 0 | 0 | 0 | 0 | 0 | 0 | 0 | 0 | 0 | 0 | 0 | 0 | 0 | 0 | 0 | 0 | 0 | 0
NSW1 | Solar PV | 0 | 0 | 0 | 0 | 0 | 0 | 0 | 0 | 0 | 0 | 0 | 0 | 0 | 0 | 0 | 0 | 0 | 0 | 0 | 0 | 0 | 0 | 0 | 0 | 0 | 0 | 0
NSW1 | Grid Battery | 0 | 0 | 0 | 0 | 0 | 0 | 0 | 0 | 0 | 0 | 0 | 0 | 0 | 0 | 0 | 0 | 0 | 0 | 0 | 0 | 0 | 0 | 0 | 0 | 0 | 0 | 0
NSW1 | Pumped Hydro | 0 | 0 | 0 | 0 | 0 | 0 | 0 | 0 | 0 | 0 | 0 | 0 | 0 | 0 | 0 | 0 | 0 | 0 | 0 | 0 | 0 | 0 | 0 | 0 | 0 | 0 | 0
NSW1 | VPP | 0 | 0 | 0 | 0 | 0 | 0 | 0 | 0 | 0 | 0 | 0 | 0 | 0 | 0 | 0 | 0 | 0 | 0 | 0 | 0 | 0 | 0 | 0 | 0 | 0 | 0 | 0
Total excluding storage |  | 1017588.8322 | 612536.4647 | 520887.5857 | 340150.8283 | 195488.5828 | 202047.9792 | 168404.5718 | 109795.445 | 88882.0532 | 66754.755 | 68459.9977 | 86113.8661 | 46241.7084 | 47747.1764 | 72718.2536 | 63412.4426 | 52260.9313 | 117091.6797 | 68196.3495 | 74863.6761 | 56178.7676 | 15645.682 | 17755.445 | 76867.4814 | 52515.9434 | 45205.4465 | 46479.9709
Region | Technology | 2023-24 | 2024-25 | 2025-26 | 2026-27 | 2027-28 | 2028-29 | 2029-30 | 2030-31 | 2031-32 | 2032-33 | 2033-34 | 2034-35 | 2035-36 | 2036-37 | 2037-38 | 2038-39 | 2039-40 | 2040-41 | 2041-42 | 2042-43 | 2043-44 | 2044-45 | 2045-46 | 2046-47 | 2047-48
QLD1 | Black Coal | 702788.922 | 481020.831 | 302296.736 | 248945.807 | 155354.689 | 76566.351 | 32265.072 | 0 | 0 | 0 | 0 | 0 | 0 | 0 | 0 | 0 | 0 | 0 | 0 | 0 | 0 | 0 | 0 | 0 | 0 | 0 | 0
QLD1 | Brown Coal | 0 | 0 | 0 | 0 | 0 | 0 | 0 | 0 | 0 | 0 | 0 | 0 | 0 | 0 | 0 | 0 | 0 | 0 | 0 | 0 | 0 | 0 | 0 | 0 | 0 | 0 | 0
QLD1 | CCGT | 235434.4223 | 143534.266 | 210522.7295 | 218112.5056 | 185797.829 | 179968.2585 | 170135.0793 | 173468.6742 | 190178.9375 | 158889.9515 | 159502.789 | 143504.157 | 92116.508 | 46585.1224 | 98631.6215 | 29261.2424 | 28359.0416 | 126219.87 | 119674.085 | 116742.5025 | 111510.4115 | 104190.1465 | 41913.5995 | 24627.992 | 22583.102 | 18919.096 | 19903.466
QLD1 | Gas - Steam | 0 | 0 | 0 | 0 | 0 | 0 | 0 | 0 | 0 | 0 | 0 | 0 | 0 | 0 | 0 | 0 | 0 | 0 | 0 | 0 | 0 | 0 | 0 | 0 | 0 | 0 | 0
QLD1 | OCGT / Diesel | 349.4634 | 0.033912 | 439.0395 | 4069.1518 | 5432.7289 | 12319.0099 | 3036.3661 | 29569.7026 | 15026.4764 | 7418.4664 | 471.3209 | 0.023849 | 0.022309 | 0.021102 | 30.6306 | 0.019719 | 2207.7403 | 6668.6626 | 791.4124 | 0.065676 | 1991.7583 | 0.054557 | 382.3407 | 38259.783 | 0.045747 | 0.041636 | 0.032423
QLD1 | Hydro | 0 | 0 | 0 | 0 | 0 | 0 | 0 | 0 | 0 | 0 | 0 | 0 | 0 | 0 | 0 | 0 | 0 | 0 | 0 | 0 | 0 | 0 | 0 | 0 | 0 | 0 | 0
QLD1 | Hydrogen Turbine | 0 | 0 | 0 | 0 | 0 | 0 | 0 | 0.018169 | 0.019498 | 0.017447 | 0.016712 | 0.016988 | 0.018029 | 0.019557 | 0.029269 | 0.023484 | 0.018235 | 0.019035 | 0.014259 | 0.015671 | 0.016475 | 0.015691 | 0.016328 | 0.037131 | 0.01918 | 0.017872 | 0.019795
QLD1 | Wind | 0 | 0 | 0 | 0 | 0 | 0 | 0 | 0 | 0 | 0 | 0 | 0 | 0 | 0 | 0 | 0 | 0 | 0 | 0 | 0 | 0 | 0 | 0 | 0 | 0 | 0 | 0
QLD1 | Solar PV | 0 | 0 | 0 | 0 | 0 | 0 | 0 | 0 | 0 | 0 | 0 | 0 | 0 | 0 | 0 | 0 | 0 | 0 | 0 | 0 | 0 | 0 | 0 | 0 | 0 | 0 | 0
QLD1 | Grid Battery | 0 | 0 | 0 | 0 | 0 | 0 | 0 | 0 | 0 | 0 | 0 | 0 | 0 | 0 | 0 | 0 | 0 | 0 | 0 | 0 | 0 | 0 | 0 | 0 | 0 | 0 | 0
QLD1 | Pumped Hydro | 0 | 0 | 0 | 0 | 0 | 0 | 0 | 0 | 0 | 0 | 0 | 0 | 0 | 0 | 0 | 0 | 0 | 0 | 0 | 0 | 0 | 0 | 0 | 0 | 0 | 0 | 0
QLD1 | VPP | 0 | 0 | 0 | 0 | 0 | 0 | 0 | 0 | 0 | 0 | 0 | 0 | 0 | 0 | 0 | 0 | 0 | 0 | 0 | 0 | 0 | 0 | 0 | 0 | 0 | 0 | 0
Total excluding storage |  | 938572.8077 | 624555.1309 | 513258.505 | 471127.4644 | 346585.2469 | 268853.6194 | 205436.5174 | 203038.395 | 205205.4334 | 166308.4353 | 159974.1266 | 143504.1979 | 92116.5483 | 46585.163 | 98662.2813 | 29261.2856 | 30566.8001 | 132888.5517 | 120465.5117 | 116742.5838 | 113502.1863 | 104190.2167 | 42295.9565 | 62887.8121 | 22583.1669 | 18919.1555 | 19903.5182
Region | Technology | 2023-24 | 2024-25 | 2025-26 | 2026-27 | 2027-28 | 2028-29 | 2029-30 | 2030-31 | 2031-32 | 2032-33 | 2033-34 | 2034-35 | 2035-36 | 2036-37 | 2037-38 | 2038-39 | 2039-40 | 2040-41 | 2041-42 | 2042-43 | 2043-44 | 2044-45 | 2045-46 | 2046-47 | 2047-48
VIC1 | Black Coal | 0 | 0 | 0 | 0 | 0 | 0 | 0 | 0 | 0 | 0 | 0 | 0 | 0 | 0 | 0 | 0 | 0 | 0 | 0 | 0 | 0 | 0 | 0 | 0 | 0 | 0 | 0
VIC1 | Brown Coal | 196168.887 | 146078.841 | 113442.742 | 84264.157 | 53854.759 | 32951.851 | 31877.421 | 0 | 0 | 0 | 0 | 0 | 0 | 0 | 0 | 0 | 0 | 0 | 0 | 0 | 0 | 0 | 0 | 0 | 0 | 0 | 0
VIC1 | CCGT | 0 | 0 | 0 | 0 | 0 | 0 | 0 | 0 | 0 | 0 | 0 | 0 | 0 | 0 | 0 | 0 | 0 | 0 | 0 | 0 | 0 | 0 | 0 | 0 | 0 | 0 | 0
VIC1 | Gas - Steam | 2247.5032 | 1471.073 | 16357.516 | 16580.866 | 44495.184 | 107233.536 | 19979.938 | 52407.216 | 20730.426 | 12302.753 | 5004.861 | 9855.071 | 7109.7555 | 5555.351 | 12691.745 | 7572.678 | 0 | 0 | 0 | 0 | 0 | 0 | 0 | 0 | 0 | 0 | 0
VIC1 | OCGT / Diesel | 3331.951 | 1383.2036 | 10118.5311 | 17469.642 | 29573.3545 | 97139.4582 | 13055.9383 | 42261.2368 | 14042.8061 | 11086.5324 | 1727.5555 | 15841.0085 | 10827.0622 | 7264.9503 | 10578.0743 | 5903.9413 | 12703.7901 | 24945.4819 | 14671.1726 | 9246.0616 | 29353.0833 | 3589.6246 | 2035.232 | 5777.2069 | 851.8758 | 986.0346 | 522.8202
VIC1 | Hydro | 0 | 0 | 0 | 0 | 0 | 0 | 0 | 0 | 0 | 0 | 0 | 0 | 0 | 0 | 0 | 0 | 0 | 0 | 0 | 0 | 0 | 0 | 0 | 0 | 0 | 0 | 0
VIC1 | Hydrogen Turbine | 0 | 0 | 0 | 0 | 0 | 0 | 0 | 0 | 0 | 0 | 0 | 0 | 0.030769 | 0.032099 | 26407.928 | 24038.9 | 50687.456 | 42980.744 | 39648.768 | 38956.244 | 175817.408 | 160143.344 | 164990.48 | 207917.184 | 198343.744 | 217216.368 | 219082.16
VIC1 | Wind | 0 | 0 | 0 | 0 | 0 | 0 | 0 | 0 | 0 | 0 | 0 | 0 | 0 | 0 | 0 | 0 | 0 | 0 | 0 | 0 | 0 | 0 | 0 | 0 | 0 | 0 | 0
VIC1 | Solar PV | 0 | 0 | 0 | 0 | 0 | 0 | 0 | 0 | 0 | 0 | 0 | 0 | 0 | 0 | 0 | 0 | 0 | 0 | 0 | 0 | 0 | 0 | 0 | 0 | 0 | 0 | 0
VIC1 | Grid Battery | 0 | 0 | 0 | 0 | 0 | 0 | 0 | 0 | 0 | 0 | 0 | 0 | 0 | 0 | 0 | 0 | 0 | 0 | 0 | 0 | 0 | 0 | 0 | 0 | 0 | 0 | 0
VIC1 | Pumped Hydro | 0 | 0 | 0 | 0 | 0 | 0 | 0 | 0 | 0 | 0 | 0 | 0 | 0 | 0 | 0 | 0 | 0 | 0 | 0 | 0 | 0 | 0 | 0 | 0 | 0 | 0 | 0
VIC1 | VPP | 0 | 0 | 0 | 0 | 0 | 0 | 0 | 0 | 0 | 0 | 0 | 0 | 0 | 0 | 0 | 0 | 0 | 0 | 0 | 0 | 0 | 0 | 0 | 0 | 0 | 0 | 0
Total excluding storage |  | 201748.3412 | 148933.1176 | 139918.7891 | 118314.665 | 127923.2975 | 237324.8452 | 64913.2973 | 94668.4528 | 34773.2321 | 23389.2854 | 6732.4165 | 25696.0795 | 17936.8485 | 12820.3334 | 49677.7473 | 37515.5193 | 63391.2461 | 67926.2259 | 54319.9406 | 48202.3056 | 205170.4913 | 163732.9686 | 167025.712 | 213694.3909 | 199195.6198 | 218202.4026 | 219604.9802
Region | Technology | 2023-24 | 2024-25 | 2025-26 | 2026-27 | 2027-28 | 2028-29 | 2029-30 | 2030-31 | 2031-32 | 2032-33 | 2033-34 | 2034-35 | 2035-36 | 2036-37 | 2037-38 | 2038-39 | 2039-40 | 2040-41 | 2041-42 | 2042-43 | 2043-44 | 2044-45 | 2045-46 | 2046-47 | 2047-48
SA1 | Black Coal | 0 | 0 | 0 | 0 | 0 | 0 | 0 | 0 | 0 | 0 | 0 | 0 | 0 | 0 | 0 | 0 | 0 | 0 | 0 | 0 | 0 | 0 | 0 | 0 | 0 | 0 | 0
SA1 | Brown Coal | 0 | 0 | 0 | 0 | 0 | 0 | 0 | 0 | 0 | 0 | 0 | 0 | 0 | 0 | 0 | 0 | 0 | 0 | 0 | 0 | 0 | 0 | 0 | 0 | 0 | 0 | 0
SA1 | CCGT | 166829.8 | 77184.232 | 100299.64 | 80203.648 | 77666.336 | 101030.416 | 81193.936 | 91232.632 | 75588.384 | 15506.629 | 50999.952 | 62632.972 | 5374.6185 | 2926.3828 | 0 | 0 | 0 | 0 | 0 | 0 | 0 | 0 | 0 | 0 | 0 | 0 | 0
SA1 | Gas - Steam | 20407.486 | 10432.041 | 35332.58 | 0 | 0 | 0 | 0 | 0 | 0 | 0 | 0 | 0 | 0 | 0 | 0 | 0 | 0 | 0 | 0 | 0 | 0 | 0 | 0 | 0 | 0 | 0 | 0
SA1 | OCGT / Diesel | 39985.2218 | 15100.6481 | 35101.8152 | 20610.0071 | 31457.1716 | 50700.2108 | 8691.6841 | 41777.3537 | 8960.3618 | 3668.5361 | 1889.4741 | 4805.7126 | 2227.5438 | 674.8742 | 2103.2864 | 0.036666 | 785.8797 | 27530.8249 | 26740.9561 | 25457.4352 | 80748.9004 | 0.05402 | 0.047482 | 0.043284 | 0.03846 | 0.041442 | 0.038955
SA1 | Hydro | 0 | 0 | 0 | 0 | 0 | 0 | 0 | 0 | 0 | 0 | 0 | 0 | 0 | 0 | 0 | 0 | 0 | 0 | 0 | 0 | 0 | 0 | 0 | 0 | 0 | 0 | 0
SA1 | Hydrogen Turbine | 0 | 0 | 0 | 0 | 0 | 0 | 0 | 0.019423 | 0.017117 | 0.014354 | 0.018145 | 0.023446 | 0.017241 | 0.019737 | 0.035047 | 0.027872 | 0.035263 | 0.026444 | 0.023995 | 0.033731 | 0.0653 | 0.031377 | 0.024622 | 0.039031 | 0.032425 | 0.043974 | 0.041187
SA1 | Wind | 0 | 0 | 0 | 0 | 0 | 0 | 0 | 0 | 0 | 0 | 0 | 0 | 0 | 0 | 0 | 0 | 0 | 0 | 0 | 0 | 0 | 0 | 0 | 0 | 0 | 0 | 0
SA1 | Solar PV | 0 | 0 | 0 | 0 | 0 | 0 | 0 | 0 | 0 | 0 | 0 | 0 | 0 | 0 | 0 | 0 | 0 | 0 | 0 | 0 | 0 | 0 | 0 | 0 | 0 | 0 | 0
SA1 | Grid Battery | 0 | 0 | 0 | 0 | 0 | 0 | 0 | 0 | 0 | 0 | 0 | 0 | 0 | 0 | 0 | 0 | 0 | 0 | 0 | 0 | 0 | 0 | 0 | 0 | 0 | 0 | 0
SA1 | Pumped Hydro | 0 | 0 | 0 | 0 | 0 | 0 | 0 | 0 | 0 | 0 | 0 | 0 | 0 | 0 | 0 | 0 | 0 | 0 | 0 | 0 | 0 | 0 | 0 | 0 | 0 | 0 | 0
SA1 | VPP | 0 | 0 | 0 | 0 | 0 | 0 | 0 | 0 | 0 | 0 | 0 | 0 | 0 | 0 | 0 | 0 | 0 | 0 | 0 | 0 | 0 | 0 | 0 | 0 | 0 | 0 | 0
Total excluding storage |  | 227222.5078 | 102716.9211 | 170734.0352 | 100813.6551 | 109123.5076 | 151730.6268 | 89885.6201 | 133010.0051 | 84548.7629 | 19175.1795 | 52889.4443 | 67438.708 | 7602.1796 | 3601.2768 | 2103.3215 | 0.064538 | 785.915 | 27530.8513 | 26740.9801 | 25457.4689 | 80748.9657 | 0.085397 | 0.072104 | 0.082314 | 0.070886 | 0.085416 | 0.080142
Region | Technology | 2023-24 | 2024-25 | 2025-26 | 2026-27 | 2027-28 | 2028-29 | 2029-30 | 2030-31 | 2031-32 | 2032-33 | 2033-34 | 2034-35 | 2035-36 | 2036-37 | 2037-38 | 2038-39 | 2039-40 | 2040-41 | 2041-42 | 2042-43 | 2043-44 | 2044-45 | 2045-46 | 2046-47 | 2047-48
TAS1 | Black Coal | 0 | 0 | 0 | 0 | 0 | 0 | 0 | 0 | 0 | 0 | 0 | 0 | 0 | 0 | 0 | 0 | 0 | 0 | 0 | 0 | 0 | 0 | 0 | 0 | 0 | 0 | 0
TAS1 | Brown Coal | 0 | 0 | 0 | 0 | 0 | 0 | 0 | 0 | 0 | 0 | 0 | 0 | 0 | 0 | 0 | 0 | 0 | 0 | 0 | 0 | 0 | 0 | 0 | 0 | 0 | 0 | 0
TAS1 | CCGT | 0 | 0 | 0 | 0 | 0 | 0 | 0 | 0 | 0 | 0 | 0 | 0 | 0 | 0 | 0 | 0 | 0 | 0 | 0 | 0 | 0 | 0 | 0 | 0 | 0 | 0 | 0
TAS1 | Gas - Steam | 0 | 0 | 0 | 0 | 0 | 0 | 0 | 0 | 0 | 0 | 0 | 0 | 0 | 0 | 0 | 0 | 0 | 0 | 0 | 0 | 0 | 0 | 0 | 0 | 0 | 0 | 0
TAS1 | OCGT / Diesel | 0.013055 | 0.018951 | 0.01932 | 57.1496 | 150.235 | 17.2289 | 0.022133 | 0.02355 | 116.699 | 495.5967 | 0.021453 | 0.021778 | 0.019612 | 0.019666 | 0.0207 | 0.020217 | 0.020491 | 0.030029 | 0.026304 | 0.027216 | 0.034618 | 0.023466 | 0.02255 | 0.028903 | 0.026471 | 0.029532 | 0.027393
TAS1 | Hydro | 0 | 0 | 0 | 0 | 0 | 0 | 0 | 0 | 0 | 0 | 0 | 0 | 0 | 0 | 0 | 0 | 0 | 0 | 0 | 0 | 0 | 0 | 0 | 0 | 0 | 0 | 0
TAS1 | Hydrogen Turbine | 0 | 0 | 0 | 0 | 0 | 0 | 0 | 0.010424 | 0.010659 | 0.011018 | 0.012741 | 0.017172 | 0.013113 | 0.016174 | 0.035198 | 0.040281 | 0.063848 | 0.055546 | 0.044877 | 0.056172 | 0.066941 | 0.04212 | 0.040073 | 1.2752 | 1.1428 | 11524.462 | 11107.786
TAS1 | Wind | 0 | 0 | 0 | 0 | 0 | 0 | 0 | 0 | 0 | 0 | 0 | 0 | 0 | 0 | 0 | 0 | 0 | 0 | 0 | 0 | 0 | 0 | 0 | 0 | 0 | 0 | 0
TAS1 | Solar PV | 0 | 0 | 0 | 0 | 0 | 0 | 0 | 0 | 0 | 0 | 0 | 0 | 0 | 0 | 0 | 0 | 0 | 0 | 0 | 0 | 0 | 0 | 0 | 0 | 0 | 0 | 0
TAS1 | Grid Battery | 0 | 0 | 0 | 0 | 0 | 0 | 0 | 0 | 0 | 0 | 0 | 0 | 0 | 0 | 0 | 0 | 0 | 0 | 0 | 0 | 0 | 0 | 0 | 0 | 0 | 0 | 0
TAS1 | Pumped Hydro | 0 | 0 | 0 | 0 | 0 | 0 | 0 | 0 | 0 | 0 | 0 | 0 | 0 | 0 | 0 | 0 | 0 | 0 | 0 | 0 | 0 | 0 | 0 | 0 | 0 | 0 | 0
TAS1 | VPP | 0 | 0 | 0 | 0 | 0 | 0 | 0 | 0 | 0 | 0 | 0 | 0 | 0 | 0 | 0 | 0 | 0 | 0 | 0 | 0 | 0 | 0 | 0 | 0 | 0 | 0 | 0
Total excluding storage |  | 0.013055 | 0.018951 | 0.01932 | 57.1496 | 150.235 | 17.2289 | 0.022133 | 0.033973 | 116.7097 | 495.6077 | 0.034194 | 0.038949 | 0.032726 | 0.03584 | 0.055899 | 0.060497 | 0.084339 | 0.085574 | 0.071181 | 0.083387 | 0.10156 | 0.065587 | 0.062623 | 1.3041 | 1.1693 | 11524.4915 | 11107.8134

## Option 3A_Build Cost
New generation build cost (CAPEX) by technology ($000s) - Option 3A, Hydrogen Superpower Scenario
CAPEX | Real June 2021 dollars discounted to 1 July 2021. The total capital costs are annualised for modelling purposes.
Explicitly modelled generation
Region | Technology | 2023-24 | 2024-25 | 2025-26 | 2026-27 | 2027-28 | 2028-29 | 2029-30 | 2030-31 | 2031-32 | 2032-33 | 2033-34 | 2034-35 | 2035-36 | 2036-37 | 2037-38 | 2038-39 | 2039-40 | 2040-41 | 2041-42 | 2042-43 | 2043-44 | 2044-45 | 2045-46 | 2046-47 | 2047-48 | 2048-49 | 2049-50
NEM | Black Coal | 0 | 0 | 0 | 0 | 0 | 0 | 0 | 0 | 0 | 0 | 0 | 0 | 0 | 0 | 0 | 0 | 0 | 0 | 0 | 0 | 0 | 0 | 0 | 0 | 0 | 0 | 0
NEM | Brown Coal | 0 | 0 | 0 | 0 | 0 | 0 | 0 | 0 | 0 | 0 | 0 | 0 | 0 | 0 | 0 | 0 | 0 | 0 | 0 | 0 | 0 | 0 | 0 | 0 | 0 | 0 | 0
NEM | CCGT | 0 | 0 | 0 | 0 | 0 | 0 | 0 | 0 | 0 | 0 | 0 | 0 | 0 | 0 | 0 | 0 | 0 | 0 | 0 | 0 | 0 | 0 | 0 | 0 | 0 | 0 | 0
NEM | Gas - Steam | 0 | 0 | 0 | 0 | 0 | 0 | 0 | 0 | 0 | 0 | 0 | 0 | 0 | 0 | 0 | 0 | 0 | 0 | 0 | 0 | 0 | 0 | 0 | 0 | 0 | 0 | 0
NEM | OCGT / Diesel | 0 | 0.1709 | 0.18807 | 0.19613 | 0.18727 | 0.17825 | 0.16927 | 0.16176 | 0.15434 | 0.14657 | 0.13953 | 0.13319 | 0.12732 | 0.12158 | 0.11649 | 0.11102 | 0.10663 | 0.10547 | 0.10094 | 0.096941 | 0.095796 | 0.095108 | 0.091183 | 0.089561 | 0.08573 | 0.082377 | 0.034583
NEM | Hydro | 0 | 0 | 0 | 0 | 0 | 0 | 0 | 0 | 0 | 0 | 0 | 0 | 0 | 0 | 0 | 0 | 0 | 0 | 0 | 0 | 0 | 0 | 0 | 0 | 0 | 0 | 0
NEM | Hydrogen Turbine | 0 | 0 | 0 | 0 | 0 | 0 | 0 | 9142.0341 | 8688.5393 | 8212.4789 | 7784.3409 | 7378.524 | 7012.5188 | 6628.2911 | 12450.763 | 11801.6723 | 16013.1458 | 15135.7563 | 14346.6885 | 13598.7602 | 39199.2609 | 48138.9851 | 45629.3703 | 51285.2043 | 48741.1755 | 54994.6435 | 56414.4739
NEM | Wind | 0 | 2077414.4807 | 2282465.573 | 2897829.1625 | 3703995.4576 | 4227649.3644 | 4482046.5896 | 4623312.447 | 4633206.8404 | 4670529.9451 | 5013436.5155 | 5709519.4234 | 5765122.1904 | 6005813.3568 | 6742400.955 | 6782856.8548 | 6458038.9154 | 6402750.6119 | 6717887.2665 | 7253152.9936 | 7347850.1566 | 7145712.3915 | 7317241.965 | 8414235.2175 | 8520715.369 | 8303034.0202 | 7657735.3771
NEM | Solar PV | 0 | 0.21128 | 92607.667 | 192911.4575 | 327314.9708 | 622421.8758 | 629512.0919 | 888017.4394 | 897174.8965 | 1017054.7531 | 1357480.1301 | 1822239.696 | 1775542.6703 | 1874035.4502 | 2070897.6944 | 2001644.6546 | 1963177.7737 | 1999925.9353 | 2380771.6863 | 2660213.8133 | 2915127.3583 | 2917839.6203 | 2901972.8575 | 3090332.9114 | 3032717.7825 | 3005316.2024 | 3533096.3893
NEM | Grid Battery | 0 | 0.53839 | 84251.6911 | 149357.0244 | 218754.3029 | 382981.9768 | 364812.9435 | 534438.7595 | 532153.4738 | 660122.6878 | 815793.6178 | 963541.4907 | 989140.6601 | 996028.5868 | 1008190.2947 | 955635.2727 | 931421.3723 | 939617.732 | 1123894.8429 | 1267582.4659 | 1360642.4763 | 1399836.9363 | 1298005.9341 | 1259626.0472 | 1227589.1715 | 1203844.4095 | 1509804.0414
NEM | Pumped Hydro | 0 | 0 | 183313.1068 | 271815.1994 | 280962.8077 | 309967.2974 | 324873.2558 | 309827.1276 | 306032.0045 | 309489.402 | 303441.8623 | 335991.9887 | 349471.6945 | 335145.5327 | 317673.5781 | 301112.574 | 286175.739 | 270495.6472 | 256393.9829 | 243027.4787 | 230971.9868 | 218316.6092 | 206935.1748 | 196147.0855 | 186417.1093 | 176202.983 | 167017.0547
NEM | VPP | 0 | 0 | 0 | 0 | 0 | 0 | 0 | 0 | 0 | 0 | 0 | 0 | 0 | 0 | 0 | 0 | 0 | 0 | 0 | 0 | 0 | 0 | 0 | 0 | 0 | 0 | 0
Total excluding storage |  | 0 | 2077415.4012 | 2642638.2259 | 3511913.04 | 4531027.7264 | 5543020.6926 | 5801245.0502 | 6364737.9694 | 6377255.9089 | 6665409.4136 | 7497936.6062 | 8838671.2561 | 8886289.8615 | 9217651.3392 | 10151613.4016 | 10053051.1395 | 9654827.0528 | 9627925.7883 | 10493294.568 | 11437575.6086 | 11893791.3347 | 11729844.6374 | 11769785.3928 | 13011626.5555 | 13016180.6935 | 12743392.341 | 12924067.371
Region | Technology | 2023-24 | 2024-25 | 2025-26 | 2026-27 | 2027-28 | 2028-29 | 2029-30 | 2030-31 | 2031-32 | 2032-33 | 2033-34 | 2034-35 | 2035-36 | 2036-37 | 2037-38 | 2038-39 | 2039-40 | 2040-41 | 2041-42 | 2042-43 | 2043-44 | 2044-45 | 2045-46 | 2046-47 | 2047-48 | 2048-49 | 2049-50
NSW1 | Black Coal | 0 | 0 | 0 | 0 | 0 | 0 | 0 | 0 | 0 | 0 | 0 | 0 | 0 | 0 | 0 | 0 | 0 | 0 | 0 | 0 | 0 | 0 | 0 | 0 | 0 | 0 | 0
NSW1 | Brown Coal | 0 | 0 | 0 | 0 | 0 | 0 | 0 | 0 | 0 | 0 | 0 | 0 | 0 | 0 | 0 | 0 | 0 | 0 | 0 | 0 | 0 | 0 | 0 | 0 | 0 | 0 | 0
NSW1 | CCGT | 0 | 0 | 0 | 0 | 0 | 0 | 0 | 0 | 0 | 0 | 0 | 0 | 0 | 0 | 0 | 0 | 0 | 0 | 0 | 0 | 0 | 0 | 0 | 0 | 0 | 0 | 0
NSW1 | Gas - Steam | 0 | 0 | 0 | 0 | 0 | 0 | 0 | 0 | 0 | 0 | 0 | 0 | 0 | 0 | 0 | 0 | 0 | 0 | 0 | 0 | 0 | 0 | 0 | 0 | 0 | 0 | 0
NSW1 | OCGT / Diesel | 0 | 0.12285 | 0.11915 | 0.11294 | 0.10734 | 0.10146 | 0.096167 | 0.091186 | 0.086662 | 0.081914 | 0.077644 | 0.073596 | 0.069945 | 0.066113 | 0.062674 | 0.059407 | 0.05646 | 0.053371 | 0.050588 | 0.047953 | 0.045582 | 0.043086 | 0.041057 | 0.039032 | 0.037097 | 0.035065 | 0.0010569
NSW1 | Hydro | 0 | 0 | 0 | 0 | 0 | 0 | 0 | 0 | 0 | 0 | 0 | 0 | 0 | 0 | 0 | 0 | 0 | 0 | 0 | 0 | 0 | 0 | 0 | 0 | 0 | 0 | 0
NSW1 | Hydrogen Turbine | 0 | 0 | 0 | 0 | 0 | 0 | 0 | 9142.0109 | 8688.5167 | 8212.457 | 7784.3195 | 7378.5019 | 7012.4875 | 6628.2605 | 7482.2955 | 7092.2232 | 6740.4098 | 6371.0905 | 6038.9483 | 5724.1216 | 5440.1737 | 5142.0966 | 4874.0253 | 12654.3217 | 12026.5976 | 11367.6383 | 10775.0126
NSW1 | Wind | 0 | 708267.2209 | 671343.8389 | 892279.7291 | 1210707.7601 | 1180727.3044 | 1145082.2378 | 1177926.3033 | 1119494.666 | 1228712.6034 | 1164656.5273 | 1117926.0806 | 1062470.7887 | 1076629.3723 | 1067881.883 | 1051668.9198 | 999500.3475 | 1011205.0581 | 1119480.3739 | 1061142.8832 | 1032576.5714 | 975999.8117 | 949677.9703 | 1079134.0812 | 1025603.1021 | 969408.4326 | 733302.413
NSW1 | Solar PV | 0 | 0.055862 | 70274.0078 | 139152.4484 | 174559.1794 | 264150.1261 | 250505.939 | 317667.3392 | 318668.4478 | 353546.1033 | 354734.5293 | 365040.2831 | 346932.2729 | 350700.4112 | 451790.7075 | 428237.6376 | 406994.6903 | 418050.5258 | 397437.0148 | 401427.0414 | 423440.1718 | 400239.11 | 379373.5641 | 422361.7869 | 401410.3142 | 379416.3085 | 362578.1828
NSW1 | Grid Battery | 0 | 0.35122 | 84251.034 | 113806.0465 | 136179.2334 | 153566.0125 | 147357.0482 | 297795.4674 | 283023.1756 | 275205.0954 | 260857.9518 | 247258.7233 | 274082.7137 | 260732.7393 | 311227.3472 | 295002.2261 | 280368.4935 | 265006.6181 | 266117.8283 | 270914.5519 | 264312.4164 | 259845.6389 | 217445.5428 | 196191.7899 | 179353.8071 | 177283.4423 | 172422.0087
NSW1 | Pumped Hydro | 0 | 0 | 67383.418 | 63870.5404 | 60702.2104 | 77996.6485 | 73930.4727 | 70076.2782 | 66600.1085 | 62950.9667 | 59669.1628 | 56558.4483 | 53752.8376 | 50807.6212 | 48158.8828 | 45648.2302 | 43383.8264 | 41006.7473 | 38868.9549 | 36842.6113 | 35015.0148 | 33096.4781 | 31371.0693 | 29735.6108 | 28260.5606 | 26712.1129 | 25319.5383
NSW1 | VPP | 0 | 0 | 0 | 0 | 0 | 0 | 0 | 0 | 0 | 0 | 0 | 0 | 0 | 0 | 0 | 0 | 0 | 0 | 0 | 0 | 0 | 0 | 0 | 0 | 0 | 0 | 0
Total excluding storage |  | 0 | 708267.7508 | 893252.4177 | 1209108.8773 | 1582148.4906 | 1676440.193 | 1616875.7938 | 1872607.4901 | 1796475.0013 | 1928627.3077 | 1847702.5682 | 1794162.1108 | 1744251.1703 | 1745498.4707 | 1886541.1786 | 1827649.2964 | 1736987.8241 | 1741640.0931 | 1827943.1708 | 1776051.2574 | 1760784.3937 | 1674323.1784 | 1582742.2128 | 1740077.6296 | 1646654.4187 | 1564187.9697 | 1304397.1565
Region | Technology | 2023-24 | 2024-25 | 2025-26 | 2026-27 | 2027-28 | 2028-29 | 2029-30 | 2030-31 | 2031-32 | 2032-33 | 2033-34 | 2034-35 | 2035-36 | 2036-37 | 2037-38 | 2038-39 | 2039-40 | 2040-41 | 2041-42 | 2042-43 | 2043-44 | 2044-45 | 2045-46 | 2046-47 | 2047-48 | 2048-49 | 2049-50
QLD1 | Black Coal | 0 | 0 | 0 | 0 | 0 | 0 | 0 | 0 | 0 | 0 | 0 | 0 | 0 | 0 | 0 | 0 | 0 | 0 | 0 | 0 | 0 | 0 | 0 | 0 | 0 | 0 | 0
QLD1 | Brown Coal | 0 | 0 | 0 | 0 | 0 | 0 | 0 | 0 | 0 | 0 | 0 | 0 | 0 | 0 | 0 | 0 | 0 | 0 | 0 | 0 | 0 | 0 | 0 | 0 | 0 | 0 | 0
QLD1 | CCGT | 0 | 0 | 0 | 0 | 0 | 0 | 0 | 0 | 0 | 0 | 0 | 0 | 0 | 0 | 0 | 0 | 0 | 0 | 0 | 0 | 0 | 0 | 0 | 0 | 0 | 0 | 0
QLD1 | Gas - Steam | 0 | 0 | 0 | 0 | 0 | 0 | 0 | 0 | 0 | 0 | 0 | 0 | 0 | 0 | 0 | 0 | 0 | 0 | 0 | 0 | 0 | 0 | 0 | 0 | 0 | 0 | 0
QLD1 | OCGT / Diesel | 0 | 0.012173 | 0.034905 | 0.033095 | 0.031478 | 0.030606 | 0.029011 | 0.027498 | 0.026134 | 0.024702 | 0.023415 | 0.022194 | 0.021093 | 0.019937 | 0.018898 | 0.017913 | 0.017024 | 0.016357 | 0.015515 | 0.014821 | 0.014371 | 0.013658 | 0.013268 | 0.014452 | 0.013745 | 0.013003 | 0.0091697
QLD1 | Hydro | 0 | 0 | 0 | 0 | 0 | 0 | 0 | 0 | 0 | 0 | 0 | 0 | 0 | 0 | 0 | 0 | 0 | 0 | 0 | 0 | 0 | 0 | 0 | 0 | 0 | 0 | 0
QLD1 | Hydrogen Turbine | 0 | 0 | 0 | 0 | 0 | 0 | 0 | 0.01166 | 0.011082 | 0.010475 | 0.0099284 | 0.0094158 | 0.0089487 | 0.0084632 | 0.0080313 | 0.0076164 | 0.007245 | 0.006855 | 0.0065049 | 0.0062296 | 0.0062855 | 0.0061583 | 0.0063643 | 0.0086628 | 0.0082331 | 0.007785 | 0.0073896
QLD1 | Wind | 0 | 648559.8829 | 865038.8711 | 989501.5229 | 1138236.3954 | 1151996.1729 | 1325632.9376 | 1395882.979 | 1397674.6094 | 1391942.6532 | 1595593.2158 | 2213126.3998 | 2280178.0239 | 2338727.2694 | 2568966.5915 | 2515467.4908 | 2390686.4373 | 2259696.3832 | 2292778.7693 | 2811234.0229 | 2818014.1757 | 2864074.4128 | 3213692.8966 | 3801122.9512 | 3618846.5776 | 3476589.9871 | 3212083.897
QLD1 | Solar PV | 0 | 0.03679 | 11698.6758 | 28328.6155 | 62480.619 | 207989.2219 | 226317.7229 | 279982.5317 | 302542.7121 | 329833.2302 | 462670.1959 | 732083.1871 | 703200.2941 | 706436.139 | 754349.5103 | 715023.2327 | 679554.139 | 737281.5672 | 771446.7062 | 1049713.1009 | 1087548.1657 | 1190396.8359 | 1264586.3312 | 1323985.0221 | 1258308.0669 | 1189363.0654 | 1708927.994
QLD1 | Grid Battery | 0 | 0.052032 | 0.50798 | 0.49625 | 0.64786 | 151365.9462 | 143474.8306 | 135995.1018 | 129248.9958 | 170767.8831 | 284327.3482 | 405003.7156 | 392754.7439 | 371234.9928 | 351881.5099 | 333536.9766 | 318967.9201 | 360721.6976 | 343160.5798 | 488954.4985 | 498679.8941 | 560011.0002 | 530816.0407 | 503143.1807 | 478184.4452 | 434735.5957 | 757261.2104
QLD1 | Pumped Hydro | 0 | 0 | 115929.3689 | 194050.3142 | 207055.3476 | 205154.8477 | 194459.5713 | 184321.8688 | 175178.488 | 165580.1381 | 156947.9984 | 148765.8755 | 141386.2681 | 133639.4558 | 126672.47 | 120068.692 | 114112.623 | 107860.1836 | 102237.141 | 96907.2428 | 92100.1094 | 87053.776 | 82515.4275 | 78213.6755 | 74333.846 | 70260.9586 | 66598.0651
QLD1 | VPP | 0 | 0 | 0 | 0 | 0 | 0 | 0 | 0 | 0 | 0 | 0 | 0 | 0 | 0 | 0 | 0 | 0 | 0 | 0 | 0 | 0 | 0 | 0 | 0 | 0 | 0 | 0
Total excluding storage |  | 0 | 648559.9839 | 992667.4587 | 1211880.9819 | 1407773.0413 | 1716506.2192 | 1889885.0915 | 1996182.5204 | 2004644.8425 | 2058123.9399 | 2499538.7917 | 3498979.2098 | 3517519.3601 | 3550037.8853 | 3801870.1086 | 3684096.4175 | 3503321.1436 | 3465559.8548 | 3509623.2184 | 4446808.8862 | 4496342.3655 | 4701536.0447 | 5091610.7157 | 5706464.8526 | 5429672.9577 | 5170949.6275 | 5744871.1831
Region | Technology | 2023-24 | 2024-25 | 2025-26 | 2026-27 | 2027-28 | 2028-29 | 2029-30 | 2030-31 | 2031-32 | 2032-33 | 2033-34 | 2034-35 | 2035-36 | 2036-37 | 2037-38 | 2038-39 | 2039-40 | 2040-41 | 2041-42 | 2042-43 | 2043-44 | 2044-45 | 2045-46 | 2046-47 | 2047-48 | 2048-49 | 2049-50
VIC1 | Black Coal | 0 | 0 | 0 | 0 | 0 | 0 | 0 | 0 | 0 | 0 | 0 | 0 | 0 | 0 | 0 | 0 | 0 | 0 | 0 | 0 | 0 | 0 | 0 | 0 | 0 | 0 | 0
VIC1 | Brown Coal | 0 | 0 | 0 | 0 | 0 | 0 | 0 | 0 | 0 | 0 | 0 | 0 | 0 | 0 | 0 | 0 | 0 | 0 | 0 | 0 | 0 | 0 | 0 | 0 | 0 | 0 | 0
VIC1 | CCGT | 0 | 0 | 0 | 0 | 0 | 0 | 0 | 0 | 0 | 0 | 0 | 0 | 0 | 0 | 0 | 0 | 0 | 0 | 0 | 0 | 0 | 0 | 0 | 0 | 0 | 0 | 0
VIC1 | Gas - Steam | 0 | 0 | 0 | 0 | 0 | 0 | 0 | 0 | 0 | 0 | 0 | 0 | 0 | 0 | 0 | 0 | 0 | 0 | 0 | 0 | 0 | 0 | 0 | 0 | 0 | 0 | 0
VIC1 | OCGT / Diesel | 0 | 0.013944 | 0.013217 | 0.028371 | 0.02699 | 0.025518 | 0.024187 | 0.022926 | 0.021789 | 0.020595 | 0.019522 | 0.018504 | 0.017586 | 0.016622 | 0.015756 | 0.014934 | 0.014199 | 0.014595 | 0.013956 | 0.013239 | 0.01335 | 0.016969 | 0.016086 | 0.01525 | 0.014499 | 0.013704 | 0.0093463
VIC1 | Hydro | 0 | 0 | 0 | 0 | 0 | 0 | 0 | 0 | 0 | 0 | 0 | 0 | 0 | 0 | 0 | 0 | 0 | 0 | 0 | 0 | 0 | 0 | 0 | 0 | 0 | 0 | 0
VIC1 | Hydrogen Turbine | 0 | 0 | 0 | 0 | 0 | 0 | 0 | 0 | 0 | 0 | 0 | 0 | 0.010198 | 0.0097008 | 4968.4421 | 4709.4239 | 9272.7071 | 8764.6386 | 8307.7143 | 7874.6107 | 33759.0557 | 42996.8584 | 40755.3161 | 38630.6317 | 36714.3394 | 41483.9337 | 43438.6461
VIC1 | Wind | 0 | 314861.4744 | 322598.9652 | 435908.7693 | 579102.3887 | 732824.9654 | 694620.8212 | 681498.0636 | 647692.004 | 612203.7742 | 648388.1166 | 618095.1824 | 587434.2544 | 573365.4976 | 630855.5727 | 759172.5765 | 733162.5553 | 726673.3724 | 689879.6984 | 758559.8621 | 826188.8978 | 780920.4963 | 760773.7785 | 822812.4582 | 1010939.1054 | 963191.7414 | 842422.0003
VIC1 | Solar PV | 0 | 0.037355 | 0.058167 | 15349.8786 | 49404.7074 | 46697.7358 | 44263.2567 | 101144.0947 | 96126.7901 | 109927.572 | 107437.6122 | 127945.978 | 121599.1524 | 138511.453 | 140763.2945 | 133504.7573 | 132529.7544 | 133515.7915 | 217474.6485 | 206137.1078 | 258960.1211 | 244771.2222 | 232010.6374 | 225994.3164 | 218285.8027 | 213281.2697 | 208600.7871
VIC1 | Grid Battery | 0 | 0.055386 | 0.054266 | 35550.2989 | 82574.2377 | 78049.8441 | 73980.8949 | 70124.0714 | 66645.531 | 82349.4663 | 91059.7855 | 86312.593 | 91578.7047 | 109801.3856 | 104077.1428 | 98651.3203 | 101467.0482 | 95907.483 | 126127.3077 | 120268.3071 | 127248.0869 | 135352.4361 | 128296.1474 | 115719.7177 | 94925.9931 | 99410.8234 | 94228.2686
VIC1 | Pumped Hydro | 0 | 0 | 0.10066 | 13894.0249 | 13204.8068 | 12481.2913 | 11830.6079 | 11213.8463 | 10657.5777 | 10073.6296 | 9548.4641 | 9050.6769 | 8601.7135 | 8130.4099 | 7706.5497 | 7304.7865 | 6942.4289 | 6562.0405 | 6219.9437 | 5895.6813 | 5603.223 | 5296.2122 | 5020.1064 | 4758.3948 | 4522.3522 | 4274.5643 | 4051.7197
VIC1 | VPP | 0 | 0 | 0 | 0 | 0 | 0 | 0 | 0 | 0 | 0 | 0 | 0 | 0 | 0 | 0 | 0 | 0 | 0 | 0 | 0 | 0 | 0 | 0 | 0 | 0 | 0 | 0
Total excluding storage |  | 0 | 314861.5811 | 322599.1916 | 500703.0002 | 724286.1675 | 870053.8621 | 824695.6049 | 863980.099 | 821121.9247 | 814554.4626 | 856433.9979 | 841404.4489 | 809213.8527 | 829808.7724 | 888371.0175 | 1003342.8795 | 983374.5082 | 971423.3406 | 1048009.3266 | 1098735.5822 | 1251759.3979 | 1209337.2422 | 1166856.0019 | 1207915.534 | 1365387.6073 | 1321642.3463 | 1192741.4312
Region | Technology | 2023-24 | 2024-25 | 2025-26 | 2026-27 | 2027-28 | 2028-29 | 2029-30 | 2030-31 | 2031-32 | 2032-33 | 2033-34 | 2034-35 | 2035-36 | 2036-37 | 2037-38 | 2038-39 | 2039-40 | 2040-41 | 2041-42 | 2042-43 | 2043-44 | 2044-45 | 2045-46 | 2046-47 | 2047-48 | 2048-49 | 2049-50
SA1 | Black Coal | 0 | 0 | 0 | 0 | 0 | 0 | 0 | 0 | 0 | 0 | 0 | 0 | 0 | 0 | 0 | 0 | 0 | 0 | 0 | 0 | 0 | 0 | 0 | 0 | 0 | 0 | 0
SA1 | Brown Coal | 0 | 0 | 0 | 0 | 0 | 0 | 0 | 0 | 0 | 0 | 0 | 0 | 0 | 0 | 0 | 0 | 0 | 0 | 0 | 0 | 0 | 0 | 0 | 0 | 0 | 0 | 0
SA1 | CCGT | 0 | 0 | 0 | 0 | 0 | 0 | 0 | 0 | 0 | 0 | 0 | 0 | 0 | 0 | 0 | 0 | 0 | 0 | 0 | 0 | 0 | 0 | 0 | 0 | 0 | 0 | 0
SA1 | Gas - Steam | 0 | 0 | 0 | 0 | 0 | 0 | 0 | 0 | 0 | 0 | 0 | 0 | 0 | 0 | 0 | 0 | 0 | 0 | 0 | 0 | 0 | 0 | 0 | 0 | 0 | 0 | 0
SA1 | OCGT / Diesel | 0 | 0.011508 | 0.010914 | 0.012327 | 0.011715 | 0.011088 | 0.010526 | 0.01087 | 0.010352 | 0.0098231 | 0.0096275 | 0.009625 | 0.0094999 | 0.0095355 | 0.0097479 | 0.0094398 | 0.009537 | 0.010716 | 0.010445 | 0.010692 | 0.01205 | 0.011405 | 0.010842 | 0.010469 | 0.010252 | 0.010389 | 0.0074217
SA1 | Hydro | 0 | 0 | 0 | 0 | 0 | 0 | 0 | 0 | 0 | 0 | 0 | 0 | 0 | 0 | 0 | 0 | 0 | 0 | 0 | 0 | 0 | 0 | 0 | 0 | 0 | 0 | 0
SA1 | Hydrogen Turbine | 0 | 0 | 0 | 0 | 0 | 0 | 0 | 0.0065291 | 0.006224 | 0.0059067 | 0.006039 | 0.0068059 | 0.006481 | 0.0064789 | 0.0085793 | 0.0081495 | 0.008431 | 0.0079735 | 0.0075677 | 0.0087262 | 0.011908 | 0.011256 | 0.010669 | 0.010121 | 0.0096231 | 0.010866 | 0.010698
SA1 | Wind | 0 | 181197.7275 | 171751.4007 | 311701.9646 | 296239.8898 | 646478.8309 | 624536.7874 | 692972.5113 | 658597.2556 | 622511.5068 | 741574.6264 | 702914.3382 | 803199.3641 | 914829.9949 | 1169598.0008 | 1217254.8656 | 1156872.3362 | 1185228.6158 | 1397948.3047 | 1467903.314 | 1504176.4043 | 1421759.8266 | 1347639.6466 | 1500707.6577 | 1625157.7594 | 1621363.4267 | 1722611.5322
SA1 | Solar PV | 0 | 0.064436 | 10634.9059 | 10080.4798 | 32583.7179 | 91334.8585 | 86573.7229 | 150526.2319 | 143059.3012 | 188985.3165 | 299480.2366 | 367167.196 | 354591.1949 | 410070.4433 | 440068.7718 | 417126.7982 | 424214.1184 | 400970.6507 | 700472.6529 | 665618.3875 | 811059.6799 | 766620.2359 | 726654.2522 | 734732.7989 | 723152.5985 | 715955.5123 | 753039.9649
SA1 | Grid Battery | 0 | 0.04754 | 0.058955 | 0.14206 | 0.13559 | 0.12817 | 0.12158 | 30524.0617 | 53235.6875 | 131800.1432 | 179548.4169 | 224966.346 | 230724.3744 | 254259.3152 | 241004.0903 | 228439.8962 | 230613.2496 | 217977.5277 | 377722.3824 | 358030.6945 | 442446.7295 | 418204.2473 | 396402.1256 | 375736.5825 | 357097.9906 | 356790.3048 | 357338.7701
SA1 | Pumped Hydro | 0 | 0 | 0.10441 | 0.16786 | 0.16287 | 0.16211 | 0.15374 | 0.14936 | 0.14195 | 0.13426 | 0.12822 | 0.12468 | 0.1201 | 0.12098 | 0.11491 | 0.109 | 0.11196 | 0.10625 | 0.10481 | 0.10559 | 0.11086 | 0.1048 | 0.099365 | 0.094236 | 0.089819 | 0.093042 | 0.097106
SA1 | VPP | 0 | 0 | 0 | 0 | 0 | 0 | 0 | 0 | 0 | 0 | 0 | 0 | 0 | 0 | 0 | 0 | 0 | 0 | 0 | 0 | 0 | 0 | 0 | 0 | 0 | 0 | 0
Total excluding storage |  | 0 | 181197.851 | 182386.4808 | 321782.7666 | 328823.9179 | 737813.9908 | 711110.7961 | 874022.9717 | 854892.4028 | 943297.1165 | 1220603.4238 | 1295048.0213 | 1388515.0694 | 1579159.8904 | 1850670.9962 | 1862821.6866 | 1811699.8342 | 1804176.9191 | 2476143.4628 | 2491552.521 | 2757682.9485 | 2606584.4372 | 2470696.1453 | 2611177.154 | 2705408.4582 | 2694109.3581 | 2832990.3824
Region | Technology | 2023-24 | 2024-25 | 2025-26 | 2026-27 | 2027-28 | 2028-29 | 2029-30 | 2030-31 | 2031-32 | 2032-33 | 2033-34 | 2034-35 | 2035-36 | 2036-37 | 2037-38 | 2038-39 | 2039-40 | 2040-41 | 2041-42 | 2042-43 | 2043-44 | 2044-45 | 2045-46 | 2046-47 | 2047-48 | 2048-49 | 2049-50
TAS1 | Black Coal | 0 | 0 | 0 | 0 | 0 | 0 | 0 | 0 | 0 | 0 | 0 | 0 | 0 | 0 | 0 | 0 | 0 | 0 | 0 | 0 | 0 | 0 | 0 | 0 | 0 | 0 | 0
TAS1 | Brown Coal | 0 | 0 | 0 | 0 | 0 | 0 | 0 | 0 | 0 | 0 | 0 | 0 | 0 | 0 | 0 | 0 | 0 | 0 | 0 | 0 | 0 | 0 | 0 | 0 | 0 | 0 | 0
TAS1 | CCGT | 0 | 0 | 0 | 0 | 0 | 0 | 0 | 0 | 0 | 0 | 0 | 0 | 0 | 0 | 0 | 0 | 0 | 0 | 0 | 0 | 0 | 0 | 0 | 0 | 0 | 0 | 0
TAS1 | Gas - Steam | 0 | 0 | 0 | 0 | 0 | 0 | 0 | 0 | 0 | 0 | 0 | 0 | 0 | 0 | 0 | 0 | 0 | 0 | 0 | 0 | 0 | 0 | 0 | 0 | 0 | 0 | 0
TAS1 | OCGT / Diesel | 0 | 0.01042 | 0.0098768 | 0.0094004 | 0.0097445 | 0.0095835 | 0.0093825 | 0.0092793 | 0.0093999 | 0.0095399 | 0.009319 | 0.0092679 | 0.0091918 | 0.0093683 | 0.0094165 | 0.0093226 | 0.0094123 | 0.010434 | 0.010432 | 0.010237 | 0.010443 | 0.0099891 | 0.0099294 | 0.010359 | 0.010137 | 0.010215 | 0.0075886
TAS1 | Hydro | 0 | 0 | 0 | 0 | 0 | 0 | 0 | 0 | 0 | 0 | 0 | 0 | 0 | 0 | 0 | 0 | 0 | 0 | 0 | 0 | 0 | 0 | 0 | 0 | 0 | 0 | 0
TAS1 | Hydrogen Turbine | 0 | 0 | 0 | 0 | 0 | 0 | 0 | 0.005071 | 0.0052625 | 0.0055311 | 0.0054572 | 0.0059326 | 0.0056594 | 0.0060065 | 0.0087693 | 0.0094752 | 0.013145 | 0.012431 | 0.011789 | 0.012904 | 0.013349 | 0.012621 | 0.011967 | 0.23215 | 0.22064 | 2143.0528 | 2200.7971
TAS1 | Wind | 0 | 224528.175 | 251732.4971 | 268437.1766 | 479709.0236 | 515622.0909 | 692173.8056 | 675032.5899 | 809748.3054 | 815159.4074 | 863224.0295 | 1057457.4224 | 1031839.7593 | 1102261.2227 | 1305098.907 | 1239293.0022 | 1177817.239 | 1219947.1824 | 1217800.1202 | 1154312.9113 | 1166894.1075 | 1102957.844 | 1045457.673 | 1210458.0692 | 1240168.8245 | 1272480.4324 | 1147315.5346
TAS1 | Solar PV | 0 | 0.016836 | 0.019433 | 0.035212 | 8286.7471 | 12249.9335 | 21851.4504 | 38697.2418 | 36777.6453 | 34762.5312 | 133157.5562 | 230003.0516 | 249219.7561 | 268317.0037 | 283925.4103 | 307752.2288 | 319885.0716 | 310107.4002 | 293940.6639 | 337318.1757 | 334119.2199 | 315812.2164 | 299348.0725 | 383258.987 | 431561.0002 | 507300.0465 | 499949.4606
TAS1 | Grid Battery | 0 | 0.032212 | 0.035898 | 0.040739 | 0.048366 | 0.045728 | 0.04825 | 0.05717 | 0.083968 | 0.099863 | 0.11529 | 0.11279 | 0.12337 | 0.15388 | 0.20443 | 4.8535 | 4.6609 | 4.4057 | 10766.7446 | 29414.4139 | 27955.3493 | 26423.6137 | 25046.0775 | 68834.7764 | 118026.9355 | 135624.2433 | 128553.7835
TAS1 | Pumped Hydro | 0 | 0 | 0.11476 | 0.15209 | 0.28016 | 14334.3478 | 44652.4503 | 44214.985 | 53595.6883 | 70884.5334 | 77276.1088 | 121616.8633 | 145730.7553 | 142567.9248 | 135135.5607 | 128090.7563 | 121736.7487 | 115066.5695 | 109067.8386 | 103381.8377 | 98253.5287 | 92870.0381 | 88028.4721 | 83439.3102 | 79300.2606 | 74955.2542 | 71047.6344
TAS1 | VPP | 0 | 0 | 0 | 0 | 0 | 0 | 0 | 0 | 0 | 0 | 0 | 0 | 0 | 0 | 0 | 0 | 0 | 0 | 0 | 0 | 0 | 0 | 0 | 0 | 0 | 0 | 0
Total excluding storage |  | 0 | 224528.2345 | 251732.677 | 268437.414 | 487996.109 | 542206.4275 | 758677.7639 | 757944.8882 | 900121.7376 | 920806.5869 | 1073657.8245 | 1409077.4653 | 1426790.4089 | 1513146.3204 | 1724160.1006 | 1675140.8596 | 1619443.7428 | 1645125.5807 | 1631575.3895 | 1624427.3617 | 1627222.2292 | 1538063.7348 | 1457880.3171 | 1745991.3854 | 1869057.2515 | 1992503.0394 | 1849067.2177

## Option 3A_Rehab Cost
Rehabilition cost by technology ($000s) - Option 3A, Hydrogen Superpower Scenario
Rehab | Real June 2021 dollars discounted to 1 July 2021
Explicitly modelled generation
Region | Technology | 2023-24 | 2024-25 | 2025-26 | 2026-27 | 2027-28 | 2028-29 | 2029-30 | 2030-31 | 2031-32 | 2032-33 | 2033-34 | 2034-35 | 2035-36 | 2036-37 | 2037-38 | 2038-39 | 2039-40 | 2040-41 | 2041-42 | 2042-43 | 2043-44 | 2044-45 | 2045-46 | 2046-47 | 2047-48 | 2048-49 | 2049-50
NEM | Black Coal | 0 | 0 | 0 | 0 | 0 | 0 | 0 | 0 | 0 | 0 | 0 | 0 | 0 | 0 | 0 | 0 | 0 | 0 | 0 | 0 | 0 | 0 | 0 | 0 | 0 | 0 | 0
NEM | Brown Coal | 0 | 0 | 0 | 0 | 0 | 0 | 0 | 0 | 0 | 0 | 0 | 0 | 0 | 0 | 0 | 0 | 0 | 0 | 0 | 0 | 0 | 0 | 0 | 0 | 0 | 0 | 0
NEM | CCGT | 0 | 0 | 0 | 0 | 0 | 0 | 0 | 0 | 0 | 0 | 0 | 0 | 0 | 0 | 0 | 0 | 0 | 0 | 0 | 0 | 0 | 0 | 0 | 0 | 0 | 0 | 0
NEM | Gas - Steam | 0 | 0 | 0 | 0 | 0 | 0 | 0 | 0 | 0 | 0 | 0 | 0 | 0 | 0 | 0 | 0 | 0 | 0 | 0 | 0 | 0 | 0 | 0 | 0 | 0 | 0 | 0
NEM | OCGT / Diesel | 0 | 0 | 0 | 0 | 0 | 0 | 0 | 0 | 0 | 0 | 0 | 0 | 0 | 0 | 0 | 0 | 0 | 0 | 0 | 0 | 0 | 0 | 0 | 0 | 0 | 0 | 0
NEM | Hydro | 0 | 0 | 0 | 0 | 0 | 0 | 0 | 0 | 0 | 0 | 0 | 0 | 0 | 0 | 0 | 0 | 0 | 0 | 0 | 0 | 0 | 0 | 0 | 0 | 0 | 0 | 0
NEM | Hydrogen Turbine | 0 | 0 | 0 | 0 | 0 | 0 | 0 | 0 | 0 | 0 | 0 | 0 | 0 | 0 | 0 | 0 | 0 | 0 | 0 | 0 | 0 | 0 | 0 | 0 | 0 | 0 | 0
NEM | Wind | 0 | 0 | 0 | 0 | 0 | 0 | 0 | 0 | 0 | 0 | 0 | 0 | 0 | 0 | 0 | 0 | 0 | 0 | 0 | 0 | 0 | 0 | 0 | 0 | 0 | 0 | 0
NEM | Solar PV | 0 | 0 | 0 | 0 | 0 | 0 | 0 | 0 | 0 | 0 | 0 | 0 | 0 | 0 | 0 | 0 | 0 | 0 | 0 | 0 | 0 | 0 | 0 | 0 | 0 | 0 | 0
NEM | Grid Battery | 0 | 0 | 0 | 0 | 0 | 0 | 0 | 0 | 0 | 0 | 0 | 0 | 0 | 0 | 0 | 0 | 0 | 0 | 0 | 0 | 0 | 0 | 0 | 0 | 0 | 0 | 0
NEM | Pumped Hydro | 0 | 0 | 0 | 0 | 0 | 0 | 0 | 0 | 0 | 0 | 0 | 0 | 0 | 0 | 0 | 0 | 0 | 0 | 0 | 0 | 0 | 0 | 0 | 0 | 0 | 0 | 0
NEM | VPP | 0 | 0 | 0 | 0 | 0 | 0 | 0 | 0 | 0 | 0 | 0 | 0 | 0 | 0 | 0 | 0 | 0 | 0 | 0 | 0 | 0 | 0 | 0 | 0 | 0 | 0 | 0
Total excluding storage |  | 0 | 0 | 0 | 0 | 0 | 0 | 0 | 0 | 0 | 0 | 0 | 0 | 0 | 0 | 0 | 0 | 0 | 0 | 0 | 0 | 0 | 0 | 0 | 0 | 0 | 0 | 0
Region | Technology | 2023-24 | 2024-25 | 2025-26 | 2026-27 | 2027-28 | 2028-29 | 2029-30 | 2030-31 | 2031-32 | 2032-33 | 2033-34 | 2034-35 | 2035-36 | 2036-37 | 2037-38 | 2038-39 | 2039-40 | 2040-41 | 2041-42 | 2042-43 | 2043-44 | 2044-45 | 2045-46 | 2046-47 | 2047-48 | 2048-49 | 2049-50
NSW1 | Black Coal | 0 | 0 | 0 | 0 | 0 | 0 | 0 | 0 | 0 | 0 | 0 | 0 | 0 | 0 | 0 | 0 | 0 | 0 | 0 | 0 | 0 | 0 | 0 | 0 | 0 | 0 | 0
NSW1 | Brown Coal | 0 | 0 | 0 | 0 | 0 | 0 | 0 | 0 | 0 | 0 | 0 | 0 | 0 | 0 | 0 | 0 | 0 | 0 | 0 | 0 | 0 | 0 | 0 | 0 | 0 | 0 | 0
NSW1 | CCGT | 0 | 0 | 0 | 0 | 0 | 0 | 0 | 0 | 0 | 0 | 0 | 0 | 0 | 0 | 0 | 0 | 0 | 0 | 0 | 0 | 0 | 0 | 0 | 0 | 0 | 0 | 0
NSW1 | Gas - Steam | 0 | 0 | 0 | 0 | 0 | 0 | 0 | 0 | 0 | 0 | 0 | 0 | 0 | 0 | 0 | 0 | 0 | 0 | 0 | 0 | 0 | 0 | 0 | 0 | 0 | 0 | 0
NSW1 | OCGT / Diesel | 0 | 0 | 0 | 0 | 0 | 0 | 0 | 0 | 0 | 0 | 0 | 0 | 0 | 0 | 0 | 0 | 0 | 0 | 0 | 0 | 0 | 0 | 0 | 0 | 0 | 0 | 0
NSW1 | Hydro | 0 | 0 | 0 | 0 | 0 | 0 | 0 | 0 | 0 | 0 | 0 | 0 | 0 | 0 | 0 | 0 | 0 | 0 | 0 | 0 | 0 | 0 | 0 | 0 | 0 | 0 | 0
NSW1 | Hydrogen Turbine | 0 | 0 | 0 | 0 | 0 | 0 | 0 | 0 | 0 | 0 | 0 | 0 | 0 | 0 | 0 | 0 | 0 | 0 | 0 | 0 | 0 | 0 | 0 | 0 | 0 | 0 | 0
NSW1 | Wind | 0 | 0 | 0 | 0 | 0 | 0 | 0 | 0 | 0 | 0 | 0 | 0 | 0 | 0 | 0 | 0 | 0 | 0 | 0 | 0 | 0 | 0 | 0 | 0 | 0 | 0 | 0
NSW1 | Solar PV | 0 | 0 | 0 | 0 | 0 | 0 | 0 | 0 | 0 | 0 | 0 | 0 | 0 | 0 | 0 | 0 | 0 | 0 | 0 | 0 | 0 | 0 | 0 | 0 | 0 | 0 | 0
NSW1 | Grid Battery | 0 | 0 | 0 | 0 | 0 | 0 | 0 | 0 | 0 | 0 | 0 | 0 | 0 | 0 | 0 | 0 | 0 | 0 | 0 | 0 | 0 | 0 | 0 | 0 | 0 | 0 | 0
NSW1 | Pumped Hydro | 0 | 0 | 0 | 0 | 0 | 0 | 0 | 0 | 0 | 0 | 0 | 0 | 0 | 0 | 0 | 0 | 0 | 0 | 0 | 0 | 0 | 0 | 0 | 0 | 0 | 0 | 0
NSW1 | VPP | 0 | 0 | 0 | 0 | 0 | 0 | 0 | 0 | 0 | 0 | 0 | 0 | 0 | 0 | 0 | 0 | 0 | 0 | 0 | 0 | 0 | 0 | 0 | 0 | 0 | 0 | 0
Total excluding storage |  | 0 | 0 | 0 | 0 | 0 | 0 | 0 | 0 | 0 | 0 | 0 | 0 | 0 | 0 | 0 | 0 | 0 | 0 | 0 | 0 | 0 | 0 | 0 | 0 | 0 | 0 | 0
Region | Technology | 2023-24 | 2024-25 | 2025-26 | 2026-27 | 2027-28 | 2028-29 | 2029-30 | 2030-31 | 2031-32 | 2032-33 | 2033-34 | 2034-35 | 2035-36 | 2036-37 | 2037-38 | 2038-39 | 2039-40 | 2040-41 | 2041-42 | 2042-43 | 2043-44 | 2044-45 | 2045-46 | 2046-47 | 2047-48 | 2048-49 | 2049-50
QLD1 | Black Coal | 0 | 0 | 0 | 0 | 0 | 0 | 0 | 0 | 0 | 0 | 0 | 0 | 0 | 0 | 0 | 0 | 0 | 0 | 0 | 0 | 0 | 0 | 0 | 0 | 0 | 0 | 0
QLD1 | Brown Coal | 0 | 0 | 0 | 0 | 0 | 0 | 0 | 0 | 0 | 0 | 0 | 0 | 0 | 0 | 0 | 0 | 0 | 0 | 0 | 0 | 0 | 0 | 0 | 0 | 0 | 0 | 0
QLD1 | CCGT | 0 | 0 | 0 | 0 | 0 | 0 | 0 | 0 | 0 | 0 | 0 | 0 | 0 | 0 | 0 | 0 | 0 | 0 | 0 | 0 | 0 | 0 | 0 | 0 | 0 | 0 | 0
QLD1 | Gas - Steam | 0 | 0 | 0 | 0 | 0 | 0 | 0 | 0 | 0 | 0 | 0 | 0 | 0 | 0 | 0 | 0 | 0 | 0 | 0 | 0 | 0 | 0 | 0 | 0 | 0 | 0 | 0
QLD1 | OCGT / Diesel | 0 | 0 | 0 | 0 | 0 | 0 | 0 | 0 | 0 | 0 | 0 | 0 | 0 | 0 | 0 | 0 | 0 | 0 | 0 | 0 | 0 | 0 | 0 | 0 | 0 | 0 | 0
QLD1 | Hydro | 0 | 0 | 0 | 0 | 0 | 0 | 0 | 0 | 0 | 0 | 0 | 0 | 0 | 0 | 0 | 0 | 0 | 0 | 0 | 0 | 0 | 0 | 0 | 0 | 0 | 0 | 0
QLD1 | Hydrogen Turbine | 0 | 0 | 0 | 0 | 0 | 0 | 0 | 0 | 0 | 0 | 0 | 0 | 0 | 0 | 0 | 0 | 0 | 0 | 0 | 0 | 0 | 0 | 0 | 0 | 0 | 0 | 0
QLD1 | Wind | 0 | 0 | 0 | 0 | 0 | 0 | 0 | 0 | 0 | 0 | 0 | 0 | 0 | 0 | 0 | 0 | 0 | 0 | 0 | 0 | 0 | 0 | 0 | 0 | 0 | 0 | 0
QLD1 | Solar PV | 0 | 0 | 0 | 0 | 0 | 0 | 0 | 0 | 0 | 0 | 0 | 0 | 0 | 0 | 0 | 0 | 0 | 0 | 0 | 0 | 0 | 0 | 0 | 0 | 0 | 0 | 0
QLD1 | Grid Battery | 0 | 0 | 0 | 0 | 0 | 0 | 0 | 0 | 0 | 0 | 0 | 0 | 0 | 0 | 0 | 0 | 0 | 0 | 0 | 0 | 0 | 0 | 0 | 0 | 0 | 0 | 0
QLD1 | Pumped Hydro | 0 | 0 | 0 | 0 | 0 | 0 | 0 | 0 | 0 | 0 | 0 | 0 | 0 | 0 | 0 | 0 | 0 | 0 | 0 | 0 | 0 | 0 | 0 | 0 | 0 | 0 | 0
QLD1 | VPP | 0 | 0 | 0 | 0 | 0 | 0 | 0 | 0 | 0 | 0 | 0 | 0 | 0 | 0 | 0 | 0 | 0 | 0 | 0 | 0 | 0 | 0 | 0 | 0 | 0 | 0 | 0
Total excluding storage |  | 0 | 0 | 0 | 0 | 0 | 0 | 0 | 0 | 0 | 0 | 0 | 0 | 0 | 0 | 0 | 0 | 0 | 0 | 0 | 0 | 0 | 0 | 0 | 0 | 0 | 0 | 0
Region | Technology | 2023-24 | 2024-25 | 2025-26 | 2026-27 | 2027-28 | 2028-29 | 2029-30 | 2030-31 | 2031-32 | 2032-33 | 2033-34 | 2034-35 | 2035-36 | 2036-37 | 2037-38 | 2038-39 | 2039-40 | 2040-41 | 2041-42 | 2042-43 | 2043-44 | 2044-45 | 2045-46 | 2046-47 | 2047-48 | 2048-49 | 2049-50
VIC1 | Black Coal | 0 | 0 | 0 | 0 | 0 | 0 | 0 | 0 | 0 | 0 | 0 | 0 | 0 | 0 | 0 | 0 | 0 | 0 | 0 | 0 | 0 | 0 | 0 | 0 | 0 | 0 | 0
VIC1 | Brown Coal | 0 | 0 | 0 | 0 | 0 | 0 | 0 | 0 | 0 | 0 | 0 | 0 | 0 | 0 | 0 | 0 | 0 | 0 | 0 | 0 | 0 | 0 | 0 | 0 | 0 | 0 | 0
VIC1 | CCGT | 0 | 0 | 0 | 0 | 0 | 0 | 0 | 0 | 0 | 0 | 0 | 0 | 0 | 0 | 0 | 0 | 0 | 0 | 0 | 0 | 0 | 0 | 0 | 0 | 0 | 0 | 0
VIC1 | Gas - Steam | 0 | 0 | 0 | 0 | 0 | 0 | 0 | 0 | 0 | 0 | 0 | 0 | 0 | 0 | 0 | 0 | 0 | 0 | 0 | 0 | 0 | 0 | 0 | 0 | 0 | 0 | 0
VIC1 | OCGT / Diesel | 0 | 0 | 0 | 0 | 0 | 0 | 0 | 0 | 0 | 0 | 0 | 0 | 0 | 0 | 0 | 0 | 0 | 0 | 0 | 0 | 0 | 0 | 0 | 0 | 0 | 0 | 0
VIC1 | Hydro | 0 | 0 | 0 | 0 | 0 | 0 | 0 | 0 | 0 | 0 | 0 | 0 | 0 | 0 | 0 | 0 | 0 | 0 | 0 | 0 | 0 | 0 | 0 | 0 | 0 | 0 | 0
VIC1 | Hydrogen Turbine | 0 | 0 | 0 | 0 | 0 | 0 | 0 | 0 | 0 | 0 | 0 | 0 | 0 | 0 | 0 | 0 | 0 | 0 | 0 | 0 | 0 | 0 | 0 | 0 | 0 | 0 | 0
VIC1 | Wind | 0 | 0 | 0 | 0 | 0 | 0 | 0 | 0 | 0 | 0 | 0 | 0 | 0 | 0 | 0 | 0 | 0 | 0 | 0 | 0 | 0 | 0 | 0 | 0 | 0 | 0 | 0
VIC1 | Solar PV | 0 | 0 | 0 | 0 | 0 | 0 | 0 | 0 | 0 | 0 | 0 | 0 | 0 | 0 | 0 | 0 | 0 | 0 | 0 | 0 | 0 | 0 | 0 | 0 | 0 | 0 | 0
VIC1 | Grid Battery | 0 | 0 | 0 | 0 | 0 | 0 | 0 | 0 | 0 | 0 | 0 | 0 | 0 | 0 | 0 | 0 | 0 | 0 | 0 | 0 | 0 | 0 | 0 | 0 | 0 | 0 | 0
VIC1 | Pumped Hydro | 0 | 0 | 0 | 0 | 0 | 0 | 0 | 0 | 0 | 0 | 0 | 0 | 0 | 0 | 0 | 0 | 0 | 0 | 0 | 0 | 0 | 0 | 0 | 0 | 0 | 0 | 0
VIC1 | VPP | 0 | 0 | 0 | 0 | 0 | 0 | 0 | 0 | 0 | 0 | 0 | 0 | 0 | 0 | 0 | 0 | 0 | 0 | 0 | 0 | 0 | 0 | 0 | 0 | 0 | 0 | 0
Total excluding storage |  | 0 | 0 | 0 | 0 | 0 | 0 | 0 | 0 | 0 | 0 | 0 | 0 | 0 | 0 | 0 | 0 | 0 | 0 | 0 | 0 | 0 | 0 | 0 | 0 | 0 | 0 | 0
Region | Technology | 2023-24 | 2024-25 | 2025-26 | 2026-27 | 2027-28 | 2028-29 | 2029-30 | 2030-31 | 2031-32 | 2032-33 | 2033-34 | 2034-35 | 2035-36 | 2036-37 | 2037-38 | 2038-39 | 2039-40 | 2040-41 | 2041-42 | 2042-43 | 2043-44 | 2044-45 | 2045-46 | 2046-47 | 2047-48 | 2048-49 | 2049-50
SA1 | Black Coal | 0 | 0 | 0 | 0 | 0 | 0 | 0 | 0 | 0 | 0 | 0 | 0 | 0 | 0 | 0 | 0 | 0 | 0 | 0 | 0 | 0 | 0 | 0 | 0 | 0 | 0 | 0
SA1 | Brown Coal | 0 | 0 | 0 | 0 | 0 | 0 | 0 | 0 | 0 | 0 | 0 | 0 | 0 | 0 | 0 | 0 | 0 | 0 | 0 | 0 | 0 | 0 | 0 | 0 | 0 | 0 | 0
SA1 | CCGT | 0 | 0 | 0 | 0 | 0 | 0 | 0 | 0 | 0 | 0 | 0 | 0 | 0 | 0 | 0 | 0 | 0 | 0 | 0 | 0 | 0 | 0 | 0 | 0 | 0 | 0 | 0
SA1 | Gas - Steam | 0 | 0 | 0 | 0 | 0 | 0 | 0 | 0 | 0 | 0 | 0 | 0 | 0 | 0 | 0 | 0 | 0 | 0 | 0 | 0 | 0 | 0 | 0 | 0 | 0 | 0 | 0
SA1 | OCGT / Diesel | 0 | 0 | 0 | 0 | 0 | 0 | 0 | 0 | 0 | 0 | 0 | 0 | 0 | 0 | 0 | 0 | 0 | 0 | 0 | 0 | 0 | 0 | 0 | 0 | 0 | 0 | 0
SA1 | Hydro | 0 | 0 | 0 | 0 | 0 | 0 | 0 | 0 | 0 | 0 | 0 | 0 | 0 | 0 | 0 | 0 | 0 | 0 | 0 | 0 | 0 | 0 | 0 | 0 | 0 | 0 | 0
SA1 | Hydrogen Turbine | 0 | 0 | 0 | 0 | 0 | 0 | 0 | 0 | 0 | 0 | 0 | 0 | 0 | 0 | 0 | 0 | 0 | 0 | 0 | 0 | 0 | 0 | 0 | 0 | 0 | 0 | 0
SA1 | Wind | 0 | 0 | 0 | 0 | 0 | 0 | 0 | 0 | 0 | 0 | 0 | 0 | 0 | 0 | 0 | 0 | 0 | 0 | 0 | 0 | 0 | 0 | 0 | 0 | 0 | 0 | 0
SA1 | Solar PV | 0 | 0 | 0 | 0 | 0 | 0 | 0 | 0 | 0 | 0 | 0 | 0 | 0 | 0 | 0 | 0 | 0 | 0 | 0 | 0 | 0 | 0 | 0 | 0 | 0 | 0 | 0
SA1 | Grid Battery | 0 | 0 | 0 | 0 | 0 | 0 | 0 | 0 | 0 | 0 | 0 | 0 | 0 | 0 | 0 | 0 | 0 | 0 | 0 | 0 | 0 | 0 | 0 | 0 | 0 | 0 | 0
SA1 | Pumped Hydro | 0 | 0 | 0 | 0 | 0 | 0 | 0 | 0 | 0 | 0 | 0 | 0 | 0 | 0 | 0 | 0 | 0 | 0 | 0 | 0 | 0 | 0 | 0 | 0 | 0 | 0 | 0
SA1 | VPP | 0 | 0 | 0 | 0 | 0 | 0 | 0 | 0 | 0 | 0 | 0 | 0 | 0 | 0 | 0 | 0 | 0 | 0 | 0 | 0 | 0 | 0 | 0 | 0 | 0 | 0 | 0
Total excluding storage |  | 0 | 0 | 0 | 0 | 0 | 0 | 0 | 0 | 0 | 0 | 0 | 0 | 0 | 0 | 0 | 0 | 0 | 0 | 0 | 0 | 0 | 0 | 0 | 0 | 0 | 0 | 0
Region | Technology | 2023-24 | 2024-25 | 2025-26 | 2026-27 | 2027-28 | 2028-29 | 2029-30 | 2030-31 | 2031-32 | 2032-33 | 2033-34 | 2034-35 | 2035-36 | 2036-37 | 2037-38 | 2038-39 | 2039-40 | 2040-41 | 2041-42 | 2042-43 | 2043-44 | 2044-45 | 2045-46 | 2046-47 | 2047-48 | 2048-49 | 2049-50
TAS1 | Black Coal | 0 | 0 | 0 | 0 | 0 | 0 | 0 | 0 | 0 | 0 | 0 | 0 | 0 | 0 | 0 | 0 | 0 | 0 | 0 | 0 | 0 | 0 | 0 | 0 | 0 | 0 | 0
TAS1 | Brown Coal | 0 | 0 | 0 | 0 | 0 | 0 | 0 | 0 | 0 | 0 | 0 | 0 | 0 | 0 | 0 | 0 | 0 | 0 | 0 | 0 | 0 | 0 | 0 | 0 | 0 | 0 | 0
TAS1 | CCGT | 0 | 0 | 0 | 0 | 0 | 0 | 0 | 0 | 0 | 0 | 0 | 0 | 0 | 0 | 0 | 0 | 0 | 0 | 0 | 0 | 0 | 0 | 0 | 0 | 0 | 0 | 0
TAS1 | Gas - Steam | 0 | 0 | 0 | 0 | 0 | 0 | 0 | 0 | 0 | 0 | 0 | 0 | 0 | 0 | 0 | 0 | 0 | 0 | 0 | 0 | 0 | 0 | 0 | 0 | 0 | 0 | 0
TAS1 | OCGT / Diesel | 0 | 0 | 0 | 0 | 0 | 0 | 0 | 0 | 0 | 0 | 0 | 0 | 0 | 0 | 0 | 0 | 0 | 0 | 0 | 0 | 0 | 0 | 0 | 0 | 0 | 0 | 0
TAS1 | Hydro | 0 | 0 | 0 | 0 | 0 | 0 | 0 | 0 | 0 | 0 | 0 | 0 | 0 | 0 | 0 | 0 | 0 | 0 | 0 | 0 | 0 | 0 | 0 | 0 | 0 | 0 | 0
TAS1 | Hydrogen Turbine | 0 | 0 | 0 | 0 | 0 | 0 | 0 | 0 | 0 | 0 | 0 | 0 | 0 | 0 | 0 | 0 | 0 | 0 | 0 | 0 | 0 | 0 | 0 | 0 | 0 | 0 | 0
TAS1 | Wind | 0 | 0 | 0 | 0 | 0 | 0 | 0 | 0 | 0 | 0 | 0 | 0 | 0 | 0 | 0 | 0 | 0 | 0 | 0 | 0 | 0 | 0 | 0 | 0 | 0 | 0 | 0
TAS1 | Solar PV | 0 | 0 | 0 | 0 | 0 | 0 | 0 | 0 | 0 | 0 | 0 | 0 | 0 | 0 | 0 | 0 | 0 | 0 | 0 | 0 | 0 | 0 | 0 | 0 | 0 | 0 | 0
TAS1 | Grid Battery | 0 | 0 | 0 | 0 | 0 | 0 | 0 | 0 | 0 | 0 | 0 | 0 | 0 | 0 | 0 | 0 | 0 | 0 | 0 | 0 | 0 | 0 | 0 | 0 | 0 | 0 | 0
TAS1 | Pumped Hydro | 0 | 0 | 0 | 0 | 0 | 0 | 0 | 0 | 0 | 0 | 0 | 0 | 0 | 0 | 0 | 0 | 0 | 0 | 0 | 0 | 0 | 0 | 0 | 0 | 0 | 0 | 0
TAS1 | VPP | 0 | 0 | 0 | 0 | 0 | 0 | 0 | 0 | 0 | 0 | 0 | 0 | 0 | 0 | 0 | 0 | 0 | 0 | 0 | 0 | 0 | 0 | 0 | 0 | 0 | 0 | 0
Total excluding storage |  | 0 | 0 | 0 | 0 | 0 | 0 | 0 | 0 | 0 | 0 | 0 | 0 | 0 | 0 | 0 | 0 | 0 | 0 | 0 | 0 | 0 | 0 | 0 | 0 | 0 | 0 | 0

## Option 3A_REZ Tx Cost
REZ transmission expansion cost by region ($000s) - Option 3A, Hydrogen Superpower Scenario
REZ Expansion | Real June 2021 dollars discounted to 1 July 2021. As with the total capital costs, the REZ transmission expansion costs are annualised for modelling purposes.
Explicitly modelled generation
Region | Technology | 2023-24 | 2024-25 | 2025-26 | 2026-27 | 2027-28 | 2028-29 | 2029-30 | 2030-31 | 2031-32 | 2032-33 | 2033-34 | 2034-35 | 2035-36 | 2036-37 | 2037-38 | 2038-39 | 2039-40 | 2040-41 | 2041-42 | 2042-43 | 2043-44 | 2044-45 | 2045-46 | 2046-47 | 2047-48 | 2048-49 | 2049-50 | Sum | Raw | Equal
NSW1 | Transmission | 8.491e-06 | 7558.9116 | 7521.1278 | 24666.3751 | 26791.9998 | 29046.2251 | 28572.6798 | 38772.502 | 36849.1722 | 34830.139 | 33909.0002 | 32985.9977 | 32518.1373 | 38051.8956 | 55106.8335 | 58478.917 | 55578.0404 | 62680.8215 | 66805.006 | 69985.8816 | 71929.8647 | 67991.383 | 66985.1956 | 82733.4145 | 79387.6534 | 75343.5113 | 72353.9482 | 1257434.6337 | 1257434.6337 | TRUE
QLD1 | Transmission | 69.4639 | 6512.5614 | 77114.6314 | 142805.7341 | 217255.0571 | 256651.1765 | 310836.8764 | 350431.6547 | 355850.2086 | 349387.6415 | 381732.511 | 601208.9929 | 655885.7889 | 695456.7363 | 744962.5205 | 746289.4632 | 711625.0649 | 692264.3722 | 687919.6512 | 724133.2165 | 704022.5407 | 742535.6698 | 756609.8973 | 1026829.4518 | 988778.4793 | 952210.3483 | 999639.1958 | 14879018.9062 | 14879018.9062 | TRUE
VIC1 | Transmission | 0 | 4300.7522 | 6179.7733 | 9801.1691 | 9314.9771 | 8804.5925 | 8376.4055 | 10849.9775 | 11622.9496 | 11134.4268 | 13577.5857 | 12869.7495 | 13035.2001 | 12535.8071 | 11882.2816 | 17560.0111 | 16688.9378 | 18105.8238 | 17233.0638 | 21060.0163 | 24676.2092 | 23326.3812 | 22347.8967 | 21450.0827 | 27009.489 | 25841.0739 | 24849.4051 | 404434.0384 | 404434.0384 | TRUE
SA1 | Transmission | 11753.7452 | 27097.7811 | 26005.0114 | 35990.287 | 34204.9705 | 73837.6343 | 70900.846 | 76142.9662 | 74789.9774 | 71006.1345 | 95628.7105 | 116894.0464 | 123770.188 | 149256.3237 | 164168.8103 | 167683.9771 | 169806.7386 | 173544.4388 | 253446.0314 | 247212.1466 | 297528.5457 | 281251.6928 | 268978.8295 | 271215.0676 | 274516.1111 | 269015.9109 | 291493.2545 | 4117140.1771 | 4117140.1771 | TRUE
TAS1 | Transmission | 0 | 9421.1204 | 11429.733 | 12750.183 | 25880.3109 | 78239.8047 | 74448.8739 | 71266.0452 | 67730.8566 | 64680.268 | 70261.4717 | 76140.9907 | 75422.7383 | 74211.7718 | 88361.9725 | 87685.3641 | 85123.0679 | 82510.7277 | 79206.9683 | 81703.1587 | 80145.8763 | 76012.4646 | 72049.7296 | 79128.0591 | 82494.5921 | 85190.9308 | 80887.7084 | 1772384.7885 | 1772384.7885 | TRUE
NEM | Total | 11823.2092 | 54891.1267 | 128250.2769 | 226013.7483 | 313447.3154 | 446579.4331 | 493135.6815 | 547463.1457 | 546843.1644 | 531038.6099 | 595109.2792 | 840099.7773 | 900632.0527 | 969512.5344 | 1064482.4184 | 1077697.7325 | 1038821.8495 | 1029106.1841 | 1104610.7206 | 1144094.4197 | 1178303.0365 | 1191117.5914 | 1186971.5488 | 1481356.0756 | 1452186.3248 | 1407601.7751 | 1469223.5121

## Option 3A_USE+DSP Cost
USE+DSP cost by region ($000s) - Option 3A, Hydrogen Superpower Scenario
USE+DSP | Real June 2021 dollars discounted to 1 July 2021
Explicitly modelled generation
Region | Technology | 2023-24 | 2024-25 | 2025-26 | 2026-27 | 2027-28 | 2028-29 | 2029-30 | 2030-31 | 2031-32 | 2032-33 | 2033-34 | 2034-35 | 2035-36 | 2036-37 | 2037-38 | 2038-39 | 2039-40 | 2040-41 | 2041-42 | 2042-43 | 2043-44 | 2044-45 | 2045-46 | 2046-47 | 2047-48 | 2048-49 | 2049-50
NSW1 | USE+DSP | 35852.4801 | 27606.918 | 23344.2184 | 28550.2754 | 522.7594 | 38059.5708 | 0.19733 | 4222.9816 | 0.19706 | 243.1842 | 0.19588 | 0.19777 | 0.19463 | 0.19483 | 5837.2025 | 0.19606 | 0.19573 | 0.19585 | 0.19338 | 0.19471 | 672.7845 | 0.19165 | 0.19221 | 0.1975 | 0.19472 | 0.19289 | 0.19326
QLD1 | USE+DSP | 0.023408 | 0.022564 | 12264.2223 | 29249.9348 | 759.4746 | 40006.3845 | 0.023549 | 5943.5053 | 78.706 | 1065.742 | 0.02351 | 0.023616 | 0.023642 | 0.023553 | 0.024113 | 0.023776 | 0.023438 | 0.023443 | 0.023147 | 0.023268 | 0.023347 | 0.023212 | 0.023143 | 0.02398 | 0.023186 | 0.023044 | 0.023102
VIC1 | USE+DSP | 30302.0817 | 5264.1489 | 25.6927 | 6418.535 | 7400.5316 | 26704.6861 | 84.638 | 124.2096 | 0.28632 | 5.7503 | 0.25784 | 0.26286 | 1016.077 | 28.8596 | 210.3708 | 0.26026 | 212.0077 | 577.6936 | 788.3711 | 0.25654 | 0.26352 | 2438.4153 | 0.25199 | 0.2593 | 0.25712 | 0.25788 | 0.25555
SA1 | USE+DSP | 818.2791 | 0.027051 | 2.2011 | 1054.442 | 53.5117 | 15.3994 | 0.027625 | 45.8643 | 0.027699 | 0.027141 | 0.027591 | 0.027752 | 0.027245 | 0.02729 | 50.9005 | 0.027304 | 0.027772 | 0.027111 | 0.027183 | 0.02736 | 0.028897 | 0.026874 | 0.026617 | 0.027145 | 0.027041 | 0.027178 | 0.026982
TAS1 | USE+DSP | 0.01743 | 0.015794 | 0.016018 | 0.016106 | 0.016433 | 0.01691 | 0.017106 | 0.0172 | 0.017024 | 11.029 | 0.017191 | 0.017408 | 0.017024 | 0.017152 | 0.017695 | 0.017791 | 0.018075 | 0.017737 | 0.017395 | 0.017537 | 0.018247 | 0.017105 | 0.017003 | 0.017898 | 0.017766 | 0.018102 | 0.017905
NEM | Total | 66972.8817 | 32871.1323 | 35636.3505 | 65273.2033 | 8736.2937 | 104786.0577 | 84.9036 | 10336.578 | 79.2341 | 1325.7326 | 0.52202 | 0.52941 | 1016.3395 | 29.1224 | 6098.5157 | 0.5252 | 212.2727 | 577.9577 | 788.6322 | 0.51941 | 673.1186 | 2438.6741 | 0.51096 | 0.52583 | 0.51983 | 0.51909 | 0.5168

## Option 5_CF
Annual capacity factor by technology - Option 5, Hydrogen Superpower Scenario
Explicitly modelled generation
Region | Technology | 2023-24 | 2024-25 | 2025-26 | 2026-27 | 2027-28 | 2028-29 | 2029-30 | 2030-31 | 2031-32 | 2032-33 | 2033-34 | 2034-35 | 2035-36 | 2036-37 | 2037-38 | 2038-39 | 2039-40 | 2040-41 | 2041-42 | 2042-43 | 2043-44 | 2044-45 | 2045-46 | 2046-47 | 2047-48 | 2048-49 | 2049-50
NEM | Black Coal | 59.31% | 41.94% | 40.73% | 51.65% | 50.36% | 53.65% | 54.54% | - | - | - | - | - | - | - | - | - | - | - | - | - | - | - | - | - | - | - | -
NEM | Brown Coal | 62.67% | 49.17% | 59.41% | 55.71% | 60.83% | 57.85% | 59.04% | - | - | - | - | - | - | - | - | - | - | - | - | - | - | - | - | - | - | - | -
NEM | CCGT | 27.58% | 15.65% | 26.28% | 27.98% | 25.79% | 28.79% | 27.45% | 30.61% | 32.33% | 24.09% | 29.57% | 30.3% | 16.63% | 11.49% | 28.54% | 12.31% | 11.9% | 47.98% | 47.99% | 49.57% | 49.5% | 48.63% | 41.13% | 35.64% | 34.39% | 30.75% | 33.88%
NEM | Gas - Steam | 1.959% | 1.064% | 4.826% | 4.294% | 12.31% | 31.31% | 6.102% | 18.29% | 6.926% | 3.963% | 1.576% | 3.41% | 2.331% | 2.232% | 5.224% | 3.342% | - | - | - | - | - | - | - | - | - | - | -
NEM | OCGT / Diesel | 0.8589% | 0.3092% | 0.8538% | 0.8081% | 1.259% | 3.152% | 0.5066% | 2.917% | 1.025% | 0.682% | 0.125% | 0.6086% | 0.3356% | 0.2315% | 0.4297% | 0.1751% | 0.5891% | 4.141% | 2.355% | 2.151% | 7.642% | 0.2966% | 0.2081% | 5.054% | 0.06333% | 0.1239% | 0.172%
NEM | Hydro | 27.03% | 21.21% | 22.72% | 22.27% | 23.46% | 28.81% | 27.82% | 24.99% | 25.17% | 22.82% | 25.86% | 26.3% | 23.49% | 21.56% | 28.02% | 24.61% | 23.04% | 24.62% | 21.45% | 23.09% | 26.54% | 24.21% | 19.61% | 28.93% | 24.87% | 27.28% | 29.23%
NEM | Hydrogen Turbine | - | - | - | - | - | - | - | 16.08% | 16.42% | 8.414% | 14.54% | 27.26% | 12.28% | 21.02% | 39.7% | 40.18% | 42.35% | 41.42% | 32.94% | 39.82% | 47.64% | 34.15% | 38.02% | 50.1% | 50.17% | 48.14% | 48.05%
NEM | Wind | 32.82% | 32.88% | 34.55% | 35.69% | 37.97% | 36.36% | 36.9% | 36.35% | 38.32% | 37.02% | 35.68% | 35.88% | 37.6% | 38.69% | 37.28% | 37.41% | 37.1% | 38.27% | 37.41% | 35.46% | 35.18% | 36.24% | 37.06% | 36.19% | 36.61% | 36.36% | 36.67%
NEM | Solar PV | 26.4% | 19.51% | 22.4% | 23.93% | 24.17% | 20.97% | 22.31% | 22.62% | 23.23% | 23.37% | 23.38% | 22.99% | 24.08% | 23.97% | 20.02% | 21.67% | 22.39% | 23.09% | 23.92% | 23.45% | 23.57% | 24.47% | 24.44% | 20.13% | 22.06% | 22.89% | 23.56%
NEM | Grid Battery | 4.115% | 4.728% | 7.955% | 14.35% | 16.25% | 18.25% | 18.58% | 20.3% | 19.95% | 20.96% | 20.6% | 20.59% | 20.82% | 21% | 17.87% | 18.58% | 19.35% | 18.97% | 20.4% | 19.03% | 19.01% | 19.77% | 19.93% | 16.57% | 17.7% | 17.66% | 18.43%
NEM | Pumped Hydro | 7.384% | 16.84% | 16.25% | 21% | 22.04% | 21.26% | 21.22% | 22.58% | 21.83% | 22.83% | 21.87% | 20.99% | 21.86% | 21.16% | 20.68% | 20.83% | 21% | 19.92% | 21.38% | 19.97% | 19.69% | 20.93% | 19.58% | 19.83% | 19.43% | 19.38% | 17.82%
NEM | VPP | 7.094% | 8.595% | 8.174% | 8.277% | 8.095% | 7.507% | 7.414% | 7.193% | 7.003% | 7.123% | 7.133% | 7.014% | 7.136% | 7.1% | 6.663% | 6.57% | 6.684% | 6.362% | 6.677% | 6.399% | 6.333% | 6.56% | 6.639% | 6.207% | 6.368% | 6.492% | 6.384%
Region | Technology | 2023-24 | 2024-25 | 2025-26 | 2026-27 | 2027-28 | 2028-29 | 2029-30 | 2030-31 | 2031-32 | 2032-33 | 2033-34 | 2034-35 | 2035-36 | 2036-37 | 2037-38 | 2038-39 | 2039-40 | 2040-41 | 2041-42 | 2042-43 | 2043-44 | 2044-45 | 2045-46 | 2046-47 | 2047-48 | 2048-49 | 2049-50
NSW1 | Black Coal | 61.79% | 42.21% | 38.37% | 58.08% | 55.16% | 56.63% | 53% | - | - | - | - | - | - | - | - | - | - | - | - | - | - | - | - | - | - | - | -
NSW1 | Brown Coal | bar: 2023-24 to 2049-50
NSW1 | CCGT | 13.11% | 1.691% | 18.15% | 31.15% | 30.2% | 32.59% | 31.09% | 36.73% | 36.75% | 31.17% | 35.15% | 38.79% | 25.34% | 21.93% | 30.03% | 27.42% | 20.78% | 50.24% | 49.3% | 51.35% | - | - | - | - | - | - | -
NSW1 | Gas - Steam | bar: 2023-24 to 2049-50
NSW1 | OCGT / Diesel | 0.06121% | 0.01617% | 0.09961% | 0.3821% | 0.2287% | 0.7081% | 0.05066% | 1.29% | 0.4276% | 0.4516% | 0.01852% | 0.199% | 2.752e-06% | 0.01057% | 0.1457% | 2.759e-06% | 0.09952% | 3.153% | 0.3125% | 0.3677% | 3.363% | 0.2529% | 0.03696% | 1.551% | 1.135e-05% | 0.05262% | 0.1943%
NSW1 | Hydro | 9.198% | 14.56% | 14.36% | 14.12% | 12.88% | 18.55% | 15.15% | 13.9% | 13.51% | 12.72% | 14.82% | 15.51% | 14.61% | 12.36% | 17.7% | 14.98% | 13.34% | 13.2% | 12.55% | 13.99% | 15.38% | 14.61% | 11.66% | 18% | 18.11% | 17.89% | 17.82%
NSW1 | Hydrogen Turbine | - | - | - | - | - | - | - | 16.08% | 16.42% | 8.414% | 14.54% | 27.26% | 12.28% | 21.02% | 36.67% | 37.41% | 34.95% | 39.05% | 20.53% | 32.9% | 46.08% | 26.59% | 33.94% | 49.66% | 41.29% | 38.05% | 40.56%
NSW1 | Wind | 36.22% | 32.94% | 32.99% | 33.66% | 34.48% | 34.25% | 33.23% | 32.9% | 32.67% | 32.76% | 32.1% | 32.01% | 33.82% | 33.92% | 34.25% | 33.31% | 33.34% | 32.48% | 33.03% | 32.2% | 32% | 33.29% | 33.64% | 33.96% | 33.35% | 33.06% | 31.61%
NSW1 | Solar PV | 26.94% | 19.45% | 21.41% | 24.01% | 24.8% | 21% | 21.79% | 23.62% | 23.7% | 23.36% | 23.14% | 22.32% | 24.24% | 24.04% | 20.63% | 21.44% | 23.13% | 23.67% | 23.96% | 23.39% | 23.03% | 24.58% | 24.21% | 20.65% | 21.31% | 23.13% | 23.23%
NSW1 | Grid Battery | 3.934% | 6.097% | 11.34% | 19.56% | 20.41% | 20.45% | 20.71% | 21.88% | 21.65% | 22.43% | 21.68% | 20.91% | 21.78% | 22.24% | 19.38% | 19.44% | 20.99% | 20.06% | 21.38% | 20.09% | 19.19% | 20.83% | 21.57% | 18.8% | 19.19% | 20.33% | 19.24%
NSW1 | Pumped Hydro | 5.025% | 14.47% | 17.27% | 27.07% | 23.56% | 24.51% | 22.93% | 24.2% | 22.39% | 24.35% | 23.61% | 22.94% | 24.58% | 24.05% | 24.03% | 22.6% | 22.69% | 20.84% | 23.25% | 21.48% | 21.52% | 23.27% | 21.62% | 23.73% | 22.65% | 22.64% | 20.53%
NSW1 | VPP | 5.859% | 8.442% | 7.84% | 8.265% | 8.087% | 7.607% | 7.536% | 7.317% | 7.177% | 7.252% | 7.303% | 7.106% | 7.305% | 7.257% | 6.874% | 6.764% | 6.941% | 6.594% | 6.793% | 6.561% | 6.432% | 6.82% | 6.906% | 6.406% | 6.41% | 6.77% | 6.631%
Region | Technology | 2023-24 | 2024-25 | 2025-26 | 2026-27 | 2027-28 | 2028-29 | 2029-30 | 2030-31 | 2031-32 | 2032-33 | 2033-34 | 2034-35 | 2035-36 | 2036-37 | 2037-38 | 2038-39 | 2039-40 | 2040-41 | 2041-42 | 2042-43 | 2043-44 | 2044-45 | 2045-46 | 2046-47 | 2047-48 | 2048-49 | 2049-50
QLD1 | Black Coal | 56.78% | 41.66% | 44.81% | 46.25% | 47.99% | 51.21% | 57.04% | - | - | - | - | - | - | - | - | - | - | - | - | - | - | - | - | - | - | - | -
QLD1 | Brown Coal | bar: 2023-24 to 2049-50
QLD1 | CCGT | 30.81% | 18.64% | 29.8% | 30.94% | 27.32% | 28.58% | 28.61% | 30.63% | 35.21% | 30.74% | 33.08% | 31.39% | 20.96% | 14% | 32.9% | 8.941% | 10.56% | 56.39% | 56.79% | 58.49% | 59.13% | 58.1% | 61.31% | 76.83% | 74.13% | 66.28% | 73.04%
QLD1 | Gas - Steam | bar: 2023-24 to 2049-50
QLD1 | OCGT / Diesel | 0.02318% | 2.257e-06% | 0.03095% | 0.2942% | 0.4163% | 1.011% | 0.2691% | 2.639% | 1.478% | 0.722% | 0.06378% | 4.22e-06% | 4.137e-06% | 4.115e-06% | 0.003545% | 4.287e-06% | 0.4735% | 1.472% | 0.1927% | 1.762e-05% | 0.5187% | 1.636e-05% | 0.1193% | 19.76% | 2.647e-05% | 2.542e-05% | 5.271e-05%
QLD1 | Hydro | 54.49% | 52.38% | 54.94% | 52.15% | 52.74% | 52.92% | 53.33% | 50.55% | 52.18% | 53.04% | 52.07% | 51.92% | 52.43% | 51.27% | 37.27% | 38.64% | 36.47% | 37.45% | 37.32% | - | - | - | - | - | - | - | -
QLD1 | Hydrogen Turbine | bar: 2023-24 to 2049-50
QLD1 | Wind | 40.72% | 33.43% | 36.8% | 37.7% | 39.58% | 39.13% | 39.08% | 38.61% | 38.4% | 37.96% | 34.55% | 35.18% | 36.65% | 38.38% | 37.12% | 37.82% | 38.58% | 37.72% | 37.95% | 34.35% | 34.35% | 34.95% | 35.74% | 35.8% | 36.59% | 37.77% | 36.19%
QLD1 | Solar PV | 26.81% | 20.15% | 25.17% | 25.65% | 25.19% | 21.47% | 23.95% | 22.84% | 24.07% | 24.26% | 24.92% | 24.88% | 25.37% | 24.83% | 20.13% | 22.89% | 23.42% | 24.88% | 24.95% | 25.07% | 24.89% | 25.58% | 25.01% | 19.9% | 22.89% | 24.01% | 25.3%
QLD1 | Grid Battery | 5.74% | 6.673% | 5.986% | 6.091% | 6.116% | 21.95% | 22.8% | 23.12% | 23.37% | 24.02% | 23.58% | 22.88% | 22.6% | 22.34% | 18.63% | 20.5% | 20.85% | 21.52% | 22.45% | 21.28% | 21.17% | 21.26% | 20.5% | 16.59% | 18.83% | 18.84% | 20.23%
QLD1 | Pumped Hydro | 8.377% | 17.84% | 15.76% | 18.76% | 20.05% | 17.26% | 19.78% | 21.92% | 21.36% | 22.02% | 20.82% | 19.81% | 20.07% | 19.09% | 16.49% | 18.04% | 19.21% | 18.39% | 18.99% | 17.66% | 17.72% | 17.2% | 16.76% | 15.61% | 15.8% | 16.23% | 15.44%
QLD1 | VPP | 7.886% | 9.164% | 8.144% | 8.176% | 8.089% | 7.773% | 7.616% | 7.472% | 7.373% | 7.354% | 7.467% | 7.385% | 7.363% | 7.269% | 6.705% | 6.806% | 6.842% | 6.843% | 6.948% | 6.901% | 6.946% | 6.99% | 6.884% | 6.339% | 6.818% | 6.772% | 6.963%
Region | Technology | 2023-24 | 2024-25 | 2025-26 | 2026-27 | 2027-28 | 2028-29 | 2029-30 | 2030-31 | 2031-32 | 2032-33 | 2033-34 | 2034-35 | 2035-36 | 2036-37 | 2037-38 | 2038-39 | 2039-40 | 2040-41 | 2041-42 | 2042-43 | 2043-44 | 2044-45 | 2045-46 | 2046-47 | 2047-48 | 2048-49 | 2049-50
VIC1 | Black Coal | bar: 2023-24 to 2049-50
VIC1 | Brown Coal | 62.67% | 49.17% | 59.41% | 55.71% | 60.83% | 57.85% | 59.04% | - | - | - | - | - | - | - | - | - | - | - | - | - | - | - | - | - | - | - | -
VIC1 | CCGT | bar: 2023-24 to 2049-50
VIC1 | Gas - Steam | 0.5067% | 0.345% | 4.012% | 4.294% | 12.31% | 31.31% | 6.102% | 18.29% | 6.926% | 3.963% | 1.576% | 3.41% | 2.331% | 2.232% | 5.224% | 3.342% | - | - | - | - | - | - | - | - | - | - | -
VIC1 | OCGT / Diesel | 0.1673% | 0.07275% | 0.602% | 1.056% | 1.951% | 6.849% | 0.9771% | 3.048% | 1.102% | 0.8811% | 0.1175% | 1.389% | 0.9806% | 0.7532% | 1.09% | 0.6762% | 1.909% | 4.215% | 2.679% | 1.768% | 7.729% | 0.854% | 0.6681% | 1.413% | 0.3809% | 0.5914% | 0.3204%
VIC1 | Hydro | 13.91% | 16.78% | 17.37% | 16.49% | 13.78% | 20.67% | 17.23% | 14.94% | 14.93% | 13.62% | 16.67% | 17.22% | 16.36% | 13.7% | 20.64% | 17.27% | 14.95% | 14.93% | 13.65% | 16.68% | 17.27% | 16.37% | 13.72% | 20.67% | 20.7% | 20.69% | 20.67%
VIC1 | Hydrogen Turbine | - | - | - | - | - | - | - | - | - | - | - | - | - | - | 44.31% | 44.39% | 47.44% | 43.05% | 41.5% | 44.59% | 47.89% | 35.05% | 38.5% | 50.17% | 52.94% | 50.82% | 49.95%
VIC1 | Wind | 28.21% | 28.98% | 30.42% | 31.36% | 35.1% | 31.41% | 33.58% | 33.03% | 37.33% | 33.41% | 34.66% | 33.85% | 35.44% | 36.76% | 33.51% | 35.76% | 33.93% | 38.15% | 34.18% | 35.53% | 34.17% | 35.35% | 37.52% | 33.56% | 36.08% | 33.74% | 37.65%
VIC1 | Solar PV | 23.38% | 17.34% | 18.15% | 18.63% | 20.13% | 17.64% | 18.04% | 19.29% | 18.64% | 19.19% | 19.03% | 17.5% | 18.62% | 19.38% | 16.66% | 17.03% | 17.7% | 17.52% | 18.86% | 18.39% | 18.09% | 19.07% | 19.84% | 16.24% | 17.01% | 18.15% | 17.08%
VIC1 | Grid Battery | 3.874% | 4.882% | 4.927% | 13.25% | 16.52% | 15.04% | 14.8% | 16.21% | 14.67% | 16.58% | 15.4% | 15.23% | 15.99% | 16.09% | 14.6% | 14.24% | 15.21% | 13.01% | 16.62% | 15.25% | 14.69% | 15.01% | 15.42% | 13.96% | 14.62% | 14.89% | 13.54%
VIC1 | Pumped Hydro | - | - | - | 24.23% | 27.57% | 26.53% | 26% | 27.86% | 26.68% | 25.41% | 24.86% | 24.55% | 25.95% | 25.62% | 23.2% | 23.24% | 25.37% | 23.19% | 24.84% | 23.98% | 22.82% | 25% | 23.72% | 22.81% | 23.99% | 25.3% | 23.51%
VIC1 | VPP | 6.71% | 8.581% | 8.922% | 8.888% | 8.535% | 7.399% | 7.432% | 7.037% | 6.541% | 6.732% | 6.646% | 6.439% | 6.712% | 6.67% | 6.343% | 6.143% | 6.214% | 5.528% | 6.188% | 5.621% | 5.377% | 5.683% | 5.851% | 5.58% | 5.688% | 5.707% | 5.273%
Region | Technology | 2023-24 | 2024-25 | 2025-26 | 2026-27 | 2027-28 | 2028-29 | 2029-30 | 2030-31 | 2031-32 | 2032-33 | 2033-34 | 2034-35 | 2035-36 | 2036-37 | 2037-38 | 2038-39 | 2039-40 | 2040-41 | 2041-42 | 2042-43 | 2043-44 | 2044-45 | 2045-46 | 2046-47 | 2047-48 | 2048-49 | 2049-50
SA1 | Black Coal | bar: 2023-24 to 2049-50
SA1 | Brown Coal | bar: 2023-24 to 2049-50
SA1 | CCGT | 37.35% | 24.36% | 32.76% | 27.42% | 27.63% | 37.61% | 31.73% | 37.51% | 32.66% | 7.581% | 25.95% | 31.85% | 2.853% | 1.566% | - | - | - | - | - | - | - | - | - | - | - | - | -
SA1 | Gas - Steam | 2.867% | 1.514% | 5.334% | - | - | - | - | - | - | - | - | - | - | - | - | - | - | - | - | - | - | - | - | - | - | - | -
SA1 | OCGT / Diesel | 4.013% | 1.598% | 3.749% | 2.038% | 3.49% | 6.004% | 1.098% | 7.652% | 1.684% | 0.9878% | 0.6363% | 1.481% | 0.7567% | 0.3% | 0.8264% | 1.173e-05% | 0.3918% | 13.19% | 13.67% | 13.7% | 37.73% | 3.09e-05% | 2.819e-05% | 3.788e-05% | 3.497e-05% | 4.033e-05% | 3.965e-05%
SA1 | Hydro | bar: 2023-24 to 2049-50
SA1 | Hydrogen Turbine | bar: 2023-24 to 2049-50
SA1 | Wind | 33.16% | 30.55% | 29.61% | 34.22% | 34.37% | 32.95% | 33.76% | 32.92% | 35.3% | 33.61% | 34.38% | 31.27% | 35.41% | 34.83% | 33.85% | 34.85% | 33.46% | 35.38% | 34.8% | 34.37% | 32.48% | 35.29% | 35.27% | 34.53% | 35.58% | 33.68% | 35.06%
SA1 | Solar PV | 26.06% | 19.85% | 21.33% | 22.67% | 23.74% | 22.33% | 23.01% | 22.31% | 23.91% | 24.57% | 23.54% | 22.97% | 24.43% | 25.36% | 21.29% | 22.67% | 23.08% | 23.54% | 25.76% | 23.66% | 24.84% | 25.31% | 26.34% | 22.41% | 24.24% | 24.57% | 24.81%
SA1 | Grid Battery | 3.984% | 4.06% | 4.056% | 4.009% | 4.032% | 3.817% | 3.742% | 12.67% | 14.65% | 18.05% | 17.63% | 18.47% | 18.98% | 20.06% | 16.39% | 16.76% | 17.5% | 16.42% | 19.46% | 16.95% | 17.95% | 18.86% | 19.94% | 16.68% | 17.62% | 17.09% | 17.16%
SA1 | Pumped Hydro | bar: 2023-24 to 2049-50
SA1 | VPP | 8.282% | 8.394% | 8.181% | 7.845% | 7.658% | 7.097% | 6.914% | 6.874% | 6.656% | 7.133% | 7.059% | 7.203% | 7.194% | 7.286% | 6.798% | 6.487% | 6.684% | 6.344% | 6.859% | 6.563% | 6.782% | 6.859% | 7.153% | 6.825% | 6.769% | 6.854% | 6.756%
Region | Technology | 2023-24 | 2024-25 | 2025-26 | 2026-27 | 2027-28 | 2028-29 | 2029-30 | 2030-31 | 2031-32 | 2032-33 | 2033-34 | 2034-35 | 2035-36 | 2036-37 | 2037-38 | 2038-39 | 2039-40 | 2040-41 | 2041-42 | 2042-43 | 2043-44 | 2044-45 | 2045-46 | 2046-47 | 2047-48 | 2048-49 | 2049-50
TAS1 | Black Coal | bar: 2023-24 to 2049-50
TAS1 | Brown Coal | bar: 2023-24 to 2049-50
TAS1 | CCGT | bar: 2023-24 to 2049-50
TAS1 | Gas - Steam | bar: 2023-24 to 2049-50
TAS1 | OCGT / Diesel | 6.725e-06% | 1.046e-05% | 1.122e-05% | 0.03183% | 0.08856% | 0.01021% | 1.562e-05% | 1.742e-05% | 0.07219% | 0.1545% | 1.831e-05% | 1.93e-05% | 1.819e-05% | 1.912e-05% | 2.137e-05% | 2.177e-05% | 2.324e-05% | 0.0001102% | 0.0001015% | 0.0001108% | 0.0001515% | 0.0001074% | 0.000109% | 0.000147% | 0.0001436% | 0.0001695% | 0.0001649%
TAS1 | Hydro | 54.69% | 29.87% | 33.82% | 33.68% | 40.78% | 44.74% | 48.24% | 43.36% | 44.18% | 39.17% | 43.37% | 43.5% | 36.86% | 35.87% | 44.54% | 40.3% | 39.49% | 44.2% | 36.77% | 37.79% | 45.82% | 40.69% | 32.69% | 47.08% | 35.26% | 42.41% | 48.13%
TAS1 | Hydrogen Turbine | - | - | - | - | - | - | - | - | - | - | - | - | - | - | - | - | - | - | - | - | - | - | - | 52.02% | 50.91% | 51.22% | 48.38%
TAS1 | Wind | 37.86% | 46.85% | 50.56% | 50.7% | 53.38% | 51.31% | 48.41% | 47.9% | 51.78% | 50.39% | 46.11% | 48.05% | 48.4% | 50.29% | 46.68% | 44.67% | 44.12% | 47.87% | 46.36% | 43.06% | 44.85% | 44.66% | 46.75% | 43.77% | 41.37% | 40.47% | 43.79%
TAS1 | Solar PV | - | - | - | - | 20.88% | 17.82% | 17.92% | 18.07% | 16.75% | 17.84% | 19.65% | 19.57% | 20.88% | 20.25% | 17.43% | 18.35% | 18.81% | 17.77% | 18.77% | 19.72% | 19.79% | 20.9% | 20.13% | 17.69% | 18.71% | 19.01% | 17.75%
TAS1 | Grid Battery | - | - | - | - | - | - | - | - | - | - | - | - | - | - | - | 16% | 16.18% | 15.91% | 15.37% | 15.04% | 14.39% | 15.82% | 15.95% | 14.37% | 14.43% | 14.79% | 14.13%
TAS1 | Pumped Hydro | - | - | - | - | - | 17.68% | 17.92% | 17.15% | 20.88% | 20.14% | 19.47% | 19.26% | 20.07% | 19.45% | 20.5% | 21.28% | 20.55% | 20.22% | 21.31% | 20.26% | 19.24% | 21.54% | 19.69% | 18.96% | 18.84% | 18.24% | 16.65%
TAS1 | VPP | 4.095% | 6.588% | 5.647% | 5.845% | 5.794% | 6.23% | 5.397% | 5.193% | 6.631% | 6.414% | 5.778% | 5.869% | 5.72% | 6.058% | 5.638% | 5.556% | 5.836% | 5.954% | 5.991% | 5.439% | 5.533% | 5.577% | 5.854% | 5.586% | 5.857% | 5.931% | 6.232%
Explicitly modelled pumping
Region | Technology | 2023-24 | 2024-25 | 2025-26 | 2026-27 | 2027-28 | 2028-29 | 2029-30 | 2030-31 | 2031-32 | 2032-33 | 2033-34 | 2034-35 | 2035-36 | 2036-37 | 2037-38 | 2038-39 | 2039-40 | 2040-41 | 2041-42 | 2042-43 | 2043-44 | 2044-45 | 2045-46 | 2046-47 | 2047-48 | 2048-49 | 2049-50
NEM | Grid Battery pump | 5.125% | 5.921% | 9.716% | 17.51% | 19.84% | 22.11% | 22.57% | 24.56% | 24.19% | 25.33% | 24.87% | 24.86% | 25.12% | 25.36% | 21.61% | 22.41% | 23.32% | 22.94% | 24.6% | 23.01% | 22.85% | 23.84% | 24.09% | 19.96% | 21.37% | 21.26% | 22.2%
NEM | Pumped Hydro Pump | 10.92% | 27.31% | 22.68% | 29.46% | 29.7% | 28.42% | 29.2% | 29.76% | 29.96% | 30.34% | 29.6% | 27.98% | 29.19% | 29.14% | 27% | 27.66% | 28.01% | 27.19% | 28.51% | 27.19% | 25.71% | 28.07% | 27.06% | 25.72% | 26.22% | 25.91% | 23.98%
NEM | VPP pump | 8.32% | 10.13% | 9.617% | 9.732% | 9.539% | 8.821% | 8.731% | 8.455% | 8.253% | 8.376% | 8.39% | 8.254% | 8.39% | 8.354% | 7.851% | 7.733% | 7.848% | 7.501% | 7.842% | 7.546% | 7.432% | 7.719% | 7.828% | 7.289% | 7.502% | 7.623% | 7.51%
Region | Technology | 2023-24 | 2024-25 | 2025-26 | 2026-27 | 2027-28 | 2028-29 | 2029-30 | 2030-31 | 2031-32 | 2032-33 | 2033-34 | 2034-35 | 2035-36 | 2036-37 | 2037-38 | 2038-39 | 2039-40 | 2040-41 | 2041-42 | 2042-43 | 2043-44 | 2044-45 | 2045-46 | 2046-47 | 2047-48 | 2048-49 | 2049-50
NSW1 | Grid Battery pump | 4.662% | 7.264% | 13.51% | 23.4% | 24.52% | 24.49% | 24.88% | 26.31% | 26.11% | 26.93% | 26.09% | 25.14% | 26.19% | 26.76% | 23.4% | 23.36% | 25.23% | 24.22% | 25.67% | 24.21% | 23.05% | 25.08% | 26.07% | 22.57% | 23.21% | 24.42% | 23.18%
NSW1 | Pumped Hydro Pump | 8.876% | 25.41% | 22.54% | 34.2% | 30.64% | 31.41% | 31.06% | 30.6% | 30.46% | 31.27% | 31.33% | 29.5% | 31.85% | 32.7% | 29.62% | 29.06% | 29.49% | 28.34% | 30.08% | 28.97% | 26.86% | 30.41% | 29.73% | 28.92% | 29.57% | 29.26% | 26.91%
NSW1 | VPP pump | 6.866% | 9.944% | 9.217% | 9.723% | 9.524% | 8.942% | 8.866% | 8.607% | 8.466% | 8.515% | 8.599% | 8.361% | 8.588% | 8.537% | 8.106% | 7.961% | 8.146% | 7.78% | 7.973% | 7.73% | 7.553% | 8.025% | 8.146% | 7.515% | 7.562% | 7.946% | 7.801%
Region | Technology | 2023-24 | 2024-25 | 2025-26 | 2026-27 | 2027-28 | 2028-29 | 2029-30 | 2030-31 | 2031-32 | 2032-33 | 2033-34 | 2034-35 | 2035-36 | 2036-37 | 2037-38 | 2038-39 | 2039-40 | 2040-41 | 2041-42 | 2042-43 | 2043-44 | 2044-45 | 2045-46 | 2046-47 | 2047-48 | 2048-49 | 2049-50
QLD1 | Grid Battery pump | 6.813% | 7.947% | 7.144% | 7.231% | 7.287% | 26.44% | 27.46% | 27.85% | 28.24% | 28.88% | 28.41% | 27.59% | 27.21% | 26.91% | 22.53% | 24.61% | 25.12% | 25.93% | 27.04% | 25.72% | 25.43% | 25.61% | 24.72% | 20.05% | 22.6% | 22.75% | 24.35%
QLD1 | Pumped Hydro Pump | 14.57% | 30.69% | 22.82% | 26.15% | 28.08% | 23.85% | 27.57% | 30.41% | 29.93% | 30.44% | 28.94% | 27.68% | 27.76% | 26.69% | 23.07% | 24.81% | 26.69% | 25.59% | 26.38% | 24.75% | 24.48% | 23.99% | 23.49% | 21.63% | 21.84% | 22.74% | 21.33%
QLD1 | VPP pump | 9.251% | 10.78% | 9.593% | 9.611% | 9.522% | 9.141% | 8.96% | 8.791% | 8.698% | 8.631% | 8.786% | 8.696% | 8.655% | 8.552% | 7.912% | 7.985% | 8.049% | 8.051% | 8.174% | 8.141% | 8.151% | 8.225% | 8.107% | 7.47% | 8% | 7.967% | 8.192%
Region | Technology | 2023-24 | 2024-25 | 2025-26 | 2026-27 | 2027-28 | 2028-29 | 2029-30 | 2030-31 | 2031-32 | 2032-33 | 2033-34 | 2034-35 | 2035-36 | 2036-37 | 2037-38 | 2038-39 | 2039-40 | 2040-41 | 2041-42 | 2042-43 | 2043-44 | 2044-45 | 2045-46 | 2046-47 | 2047-48 | 2048-49 | 2049-50
VIC1 | Grid Battery pump | 4.598% | 5.83% | 5.864% | 15.92% | 19.95% | 18.03% | 17.88% | 19.45% | 17.66% | 20.03% | 18.51% | 18.37% | 19.21% | 19.4% | 17.55% | 17.23% | 18.25% | 15.75% | 19.97% | 18.47% | 17.61% | 18.09% | 18.67% | 16.73% | 17.7% | 17.86% | 16.32%
VIC1 | Pumped Hydro Pump | - | - | - | 31.88% | 36.64% | 34.54% | 34.57% | 36.3% | 35.12% | 33.42% | 33.01% | 32.09% | 34.06% | 34.07% | 30.16% | 30.94% | 33.02% | 30.77% | 32.57% | 31.78% | 29.67% | 32.89% | 31.57% | 29.66% | 31.72% | 33.14% | 30.93%
VIC1 | VPP pump | 7.867% | 10.12% | 10.51% | 10.44% | 10.07% | 8.686% | 8.768% | 8.259% | 7.697% | 7.939% | 7.809% | 7.571% | 7.895% | 7.85% | 7.46% | 7.251% | 7.289% | 6.528% | 7.258% | 6.635% | 6.304% | 6.685% | 6.907% | 6.543% | 6.715% | 6.691% | 6.204%
Region | Technology | 2023-24 | 2024-25 | 2025-26 | 2026-27 | 2027-28 | 2028-29 | 2029-30 | 2030-31 | 2031-32 | 2032-33 | 2033-34 | 2034-35 | 2035-36 | 2036-37 | 2037-38 | 2038-39 | 2039-40 | 2040-41 | 2041-42 | 2042-43 | 2043-44 | 2044-45 | 2045-46 | 2046-47 | 2047-48 | 2048-49 | 2049-50
SA1 | Grid Battery pump | 5.246% | 5.374% | 5.341% | 5.292% | 5.339% | 5.025% | 4.956% | 16.11% | 18.31% | 22.2% | 21.46% | 22.47% | 23.07% | 24.36% | 19.9% | 20.42% | 21.17% | 20.02% | 23.56% | 20.52% | 21.62% | 22.81% | 24.17% | 20.07% | 21.38% | 20.56% | 20.73%
SA1 | Pumped Hydro Pump | bar: 2023-24 to 2049-50
SA1 | VPP pump | 9.717% | 9.899% | 9.607% | 9.229% | 9.034% | 8.33% | 8.158% | 8.067% | 7.83% | 8.413% | 8.287% | 8.474% | 8.464% | 8.572% | 7.997% | 7.656% | 7.842% | 7.487% | 8.058% | 7.734% | 7.957% | 8.072% | 8.436% | 8.007% | 7.987% | 8.041% | 7.949%
Region | Technology | 2023-24 | 2024-25 | 2025-26 | 2026-27 | 2027-28 | 2028-29 | 2029-30 | 2030-31 | 2031-32 | 2032-33 | 2033-34 | 2034-35 | 2035-36 | 2036-37 | 2037-38 | 2038-39 | 2039-40 | 2040-41 | 2041-42 | 2042-43 | 2043-44 | 2044-45 | 2045-46 | 2046-47 | 2047-48 | 2048-49 | 2049-50
TAS1 | Grid Battery pump | - | - | - | - | - | - | - | - | - | - | - | - | - | - | - | 19.37% | 19.41% | 19.21% | 18.51% | 18.2% | 17.33% | 18.97% | 19.31% | 17.29% | 17.48% | 17.75% | 17.02%
TAS1 | Pumped Hydro Pump | - | - | - | - | - | 23.27% | 23.67% | 22.49% | 27.51% | 26.76% | 25.48% | 25.3% | 26.38% | 25.94% | 26.64% | 28.13% | 26.91% | 26.88% | 28.07% | 26.7% | 25.06% | 28.25% | 26.25% | 24.61% | 25.13% | 23.66% | 21.9%
TAS1 | VPP pump | 4.791% | 7.751% | 6.656% | 6.868% | 6.842% | 7.311% | 6.352% | 6.108% | 7.801% | 7.57% | 6.792% | 6.908% | 6.716% | 7.151% | 6.611% | 6.56% | 6.844% | 7.005% | 7.048% | 6.421% | 6.511% | 6.539% | 6.911% | 6.549% | 6.914% | 6.955% | 7.332%
Non-controllable capacity
Region | Technology | 2023-24 | 2024-25 | 2025-26 | 2026-27 | 2027-28 | 2028-29 | 2029-30 | 2030-31 | 2031-32 | 2032-33 | 2033-34 | 2034-35 | 2035-36 | 2036-37 | 2037-38 | 2038-39 | 2039-40 | 2040-41 | 2041-42 | 2042-43 | 2043-44 | 2044-45 | 2045-46 | 2046-47 | 2047-48 | 2048-49 | 2049-50
NEM | Distributed PV | 14.2% | 13.97% | 13.7% | 14.84% | 14.98% | 13.51% | 14.27% | 14.94% | 15.32% | 15.39% | 15.01% | 14.61% | 15.71% | 15.77% | 14.16% | 14.9% | 15.56% | 15.88% | 15.9% | 15.51% | 15.05% | 16.11% | 16.13% | 14.48% | 15.24% | 15.88% | 16.17%
NEM | Behind the meter battery | 4.914% | 4.877% | 4.802% | 4.715% | 4.649% | 4.545% | 4.508% | 4.449% | 4.388% | 4.334% | 4.385% | 4.415% | 4.429% | 4.391% | 4.353% | 4.298% | 4.271% | 4.21% | 4.155% | 4.115% | 4.152% | 4.187% | 4.215% | 4.236% | 4.26% | 4.241% | 4.222%
NEM | Behind the meter battery pump | 5.783% | 5.74% | 5.652% | 5.549% | 5.473% | 5.35% | 5.308% | 5.237% | 5.165% | 5.102% | 5.161% | 5.198% | 5.212% | 5.168% | 5.122% | 5.059% | 5.026% | 4.954% | 4.892% | 4.843% | 4.888% | 4.928% | 4.962% | 4.987% | 5.013% | 4.992% | 4.971%
Region | Technology | 2023-24 | 2024-25 | 2025-26 | 2026-27 | 2027-28 | 2028-29 | 2029-30 | 2030-31 | 2031-32 | 2032-33 | 2033-34 | 2034-35 | 2035-36 | 2036-37 | 2037-38 | 2038-39 | 2039-40 | 2040-41 | 2041-42 | 2042-43 | 2043-44 | 2044-45 | 2045-46 | 2046-47 | 2047-48 | 2048-49 | 2049-50
NSW1 | Distributed PV | 13.9% | 13.91% | 13.61% | 15.15% | 15.03% | 13.43% | 13.88% | 14.8% | 15.49% | 15.1% | 14.92% | 14.43% | 15.91% | 15.71% | 14.02% | 14.44% | 15.36% | 16% | 15.59% | 15.38% | 14.84% | 16.28% | 16.06% | 14.33% | 14.77% | 15.66% | 16.28%
NSW1 | Behind the meter battery | 4.904% | 4.86% | 4.779% | 4.695% | 4.633% | 4.533% | 4.5% | 4.444% | 4.398% | 4.354% | 4.42% | 4.442% | 4.452% | 4.408% | 4.358% | 4.293% | 4.27% | 4.198% | 4.152% | 4.116% | 4.167% | 4.211% | 4.234% | 4.25% | 4.264% | 4.247% | 4.219%
NSW1 | Behind the meter battery pump | 5.773% | 5.718% | 5.624% | 5.527% | 5.455% | 5.335% | 5.299% | 5.231% | 5.174% | 5.124% | 5.203% | 5.23% | 5.238% | 5.187% | 5.13% | 5.055% | 5.025% | 4.939% | 4.889% | 4.844% | 4.906% | 4.955% | 4.984% | 5.005% | 5.016% | 5.002% | 4.967%
Region | Technology | 2023-24 | 2024-25 | 2025-26 | 2026-27 | 2027-28 | 2028-29 | 2029-30 | 2030-31 | 2031-32 | 2032-33 | 2033-34 | 2034-35 | 2035-36 | 2036-37 | 2037-38 | 2038-39 | 2039-40 | 2040-41 | 2041-42 | 2042-43 | 2043-44 | 2044-45 | 2045-46 | 2046-47 | 2047-48 | 2048-49 | 2049-50
QLD1 | Distributed PV | 14.97% | 14.45% | 14.68% | 15.74% | 15.89% | 13.42% | 14.66% | 15.24% | 16.09% | 15.92% | 15.33% | 15.51% | 16.53% | 16.58% | 13.99% | 15.24% | 15.82% | 16.61% | 16.41% | 15.8% | 15.96% | 16.89% | 16.92% | 14.25% | 15.54% | 16.09% | 16.9%
QLD1 | Behind the meter battery | 4.961% | 4.917% | 4.846% | 4.754% | 4.675% | 4.575% | 4.533% | 4.47% | 4.412% | 4.349% | 4.397% | 4.425% | 4.441% | 4.4% | 4.35% | 4.296% | 4.265% | 4.207% | 4.147% | 4.113% | 4.164% | 4.199% | 4.241% | 4.261% | 4.274% | 4.249% | 4.229%
QLD1 | Behind the meter battery pump | 5.837% | 5.788% | 5.702% | 5.594% | 5.505% | 5.385% | 5.338% | 5.263% | 5.194% | 5.121% | 5.175% | 5.21% | 5.226% | 5.177% | 5.119% | 5.054% | 5.021% | 4.951% | 4.883% | 4.84% | 4.901% | 4.942% | 4.993% | 5.015% | 5.029% | 5.002% | 4.98%
Region | Technology | 2023-24 | 2024-25 | 2025-26 | 2026-27 | 2027-28 | 2028-29 | 2029-30 | 2030-31 | 2031-32 | 2032-33 | 2033-34 | 2034-35 | 2035-36 | 2036-37 | 2037-38 | 2038-39 | 2039-40 | 2040-41 | 2041-42 | 2042-43 | 2043-44 | 2044-45 | 2045-46 | 2046-47 | 2047-48 | 2048-49 | 2049-50
VIC1 | Distributed PV | 13.34% | 13.12% | 12.52% | 13.48% | 13.78% | 13.23% | 13.92% | 14.57% | 14.16% | 14.94% | 14.62% | 13.81% | 14.73% | 14.96% | 14.14% | 14.79% | 15.42% | 14.88% | 15.59% | 15.25% | 14.35% | 15.24% | 15.4% | 14.55% | 15.23% | 15.83% | 15.23%
VIC1 | Behind the meter battery | 4.922% | 4.924% | 4.849% | 4.76% | 4.7% | 4.582% | 4.526% | 4.453% | 4.352% | 4.255% | 4.292% | 4.346% | 4.379% | 4.361% | 4.371% | 4.323% | 4.303% | 4.25% | 4.182% | 4.104% | 4.103% | 4.137% | 4.152% | 4.197% | 4.247% | 4.237% | 4.23%
VIC1 | Behind the meter battery pump | 5.794% | 5.793% | 5.708% | 5.602% | 5.532% | 5.393% | 5.328% | 5.242% | 5.124% | 5.007% | 5.049% | 5.113% | 5.153% | 5.133% | 5.144% | 5.088% | 5.063% | 5% | 4.921% | 4.831% | 4.829% | 4.871% | 4.888% | 4.942% | 4.999% | 4.985% | 4.978%
Region | Technology | 2023-24 | 2024-25 | 2025-26 | 2026-27 | 2027-28 | 2028-29 | 2029-30 | 2030-31 | 2031-32 | 2032-33 | 2033-34 | 2034-35 | 2035-36 | 2036-37 | 2037-38 | 2038-39 | 2039-40 | 2040-41 | 2041-42 | 2042-43 | 2043-44 | 2044-45 | 2045-46 | 2046-47 | 2047-48 | 2048-49 | 2049-50
SA1 | Distributed PV | 15.01% | 14.77% | 14.16% | 14.83% | 15.39% | 14.72% | 15.42% | 15.7% | 15.73% | 16.16% | 15.64% | 14.87% | 15.5% | 16.04% | 15.26% | 15.99% | 16.27% | 16.28% | 16.7% | 16.15% | 15.34% | 15.95% | 16.45% | 15.63% | 16.39% | 16.64% | 16.61%
SA1 | Behind the meter battery | 4.844% | 4.762% | 4.675% | 4.581% | 4.516% | 4.429% | 4.437% | 4.405% | 4.385% | 4.402% | 4.445% | 4.451% | 4.433% | 4.381% | 4.303% | 4.265% | 4.219% | 4.167% | 4.132% | 4.132% | 4.181% | 4.197% | 4.228% | 4.215% | 4.244% | 4.206% | 4.197%
SA1 | Behind the meter battery pump | 5.703% | 5.607% | 5.502% | 5.392% | 5.315% | 5.211% | 5.223% | 5.186% | 5.162% | 5.183% | 5.23% | 5.24% | 5.217% | 5.158% | 5.065% | 5.019% | 4.965% | 4.904% | 4.863% | 4.866% | 4.922% | 4.938% | 4.976% | 4.962% | 4.998% | 4.949% | 4.938%
Region | Technology | 2023-24 | 2024-25 | 2025-26 | 2026-27 | 2027-28 | 2028-29 | 2029-30 | 2030-31 | 2031-32 | 2032-33 | 2033-34 | 2034-35 | 2035-36 | 2036-37 | 2037-38 | 2038-39 | 2039-40 | 2040-41 | 2041-42 | 2042-43 | 2043-44 | 2044-45 | 2045-46 | 2046-47 | 2047-48 | 2048-49 | 2049-50
TAS1 | Distributed PV | 11.93% | 12.03% | 11.57% | 12.43% | 12.45% | 12.21% | 12.31% | 12.63% | 12.49% | 12.87% | 12.82% | 12.24% | 13.03% | 12.98% | 12.63% | 12.69% | 12.99% | 12.83% | 13.16% | 13.12% | 12.49% | 13.26% | 13.16% | 12.83% | 12.88% | 13.19% | 12.97%
TAS1 | Behind the meter battery | 4.907% | 4.84% | 4.758% | 4.664% | 4.599% | 4.503% | 4.471% | 4.415% | 4.366% | 4.373% | 4.417% | 4.439% | 4.432% | 4.396% | 4.345% | 4.297% | 4.265% | 4.207% | 4.146% | 4.145% | 4.185% | 4.195% | 4.235% | 4.235% | 4.254% | 4.245% | 4.22%
TAS1 | Behind the meter battery pump | 5.775% | 5.698% | 5.599% | 5.488% | 5.41% | 5.301% | 5.264% | 5.196% | 5.141% | 5.149% | 5.197% | 5.226% | 5.216% | 5.174% | 5.114% | 5.058% | 5.022% | 4.951% | 4.88% | 4.876% | 4.926% | 4.937% | 4.985% | 4.984% | 5.007% | 4.995% | 4.965%

## Option 5_Generation
Annual sent-out generation by technology (GWh) - Option 5, Hydrogen Superpower Scenario
Explicitly modelled generation
Region | Technology | 2023-24 | 2024-25 | 2025-26 | 2026-27 | 2027-28 | 2028-29 | 2029-30 | 2030-31 | 2031-32 | 2032-33 | 2033-34 | 2034-35 | 2035-36 | 2036-37 | 2037-38 | 2038-39 | 2039-40 | 2040-41 | 2041-42 | 2042-43 | 2043-44 | 2044-45 | 2045-46 | 2046-47 | 2047-48 | 2048-49 | 2049-50
NEM | Black Coal | 85501.1974 | 60454.4635 | 46961.4297 | 34147.1661 | 18538.0815 | 14485.7714 | 10711.4821 | 0 | 0 | 0 | 0 | 0 | 0 | 0 | 0 | 0 | 0 | 0 | 0 | 0 | 0 | 0 | 0 | 0 | 0 | 0 | 0
NEM | Brown Coal | 26461.9523 | 20760.8715 | 17539.4378 | 13712.3667 | 9166.0092 | 5878.2228 | 5999.6531 | 0 | 0 | 0 | 0 | 0 | 0 | 0 | 0 | 0 | 0 | 0 | 0 | 0 | 0 | 0 | 0 | 0 | 0 | 0 | 0
NEM | CCGT | 7137.9872 | 3803.1062 | 6389.2838 | 6801.5474 | 6269.1548 | 6999.4177 | 6672.7353 | 7441.7321 | 7858.6916 | 5855.6171 | 7187.304 | 7364.4716 | 4042.7482 | 2405.1281 | 4652.8592 | 2006.7556 | 1789.4258 | 7214.4039 | 7216.1829 | 7453.9123 | 5534.8735 | 5438.2975 | 2277.0547 | 1211.4142 | 1168.8933 | 1045.0858 | 1151.6372
NEM | Gas - Steam | 223.1418 | 121.2074 | 549.5489 | 188.0729 | 538.9942 | 1371.578 | 267.2876 | 801.3052 | 303.3463 | 173.5836 | 69.0391 | 149.3446 | 102.0983 | 97.7509 | 228.8122 | 146.391 | 0 | 0 | 0 | 0 | 0 | 0 | 0 | 0 | 0 | 0 | 0
NEM | OCGT / Diesel | 555.4535 | 220.2581 | 608.2285 | 575.6982 | 896.9238 | 2245.1967 | 360.8949 | 1980.1114 | 695.6401 | 446.4254 | 75.3038 | 360.5335 | 196.4217 | 135.5417 | 251.5303 | 102.4741 | 322.1354 | 2220.7201 | 1262.8389 | 1136.0186 | 4035.3958 | 129.132 | 90.5736 | 1888.7672 | 20.4275 | 39.9585 | 47.6557
NEM | Hydro | 17741.831 | 13923.1147 | 14912.2869 | 14615.8354 | 15399.0392 | 18908.7287 | 18260.3273 | 16399.8802 | 16517.873 | 14975.8704 | 16971.1122 | 17259.248 | 15414.4233 | 14151.5872 | 18177.465 | 15965.7513 | 14950.815 | 15975.2546 | 13915.3801 | 14846.867 | 17065.4142 | 15569.796 | 12606.1064 | 18602.6658 | 15990.2388 | 17538.5818 | 18795.8392
NEM | Hydrogen Turbine | 0 | 0 | 0 | 0 | 0 | 0 | 0 | 222.9852 | 227.7409 | 116.6786 | 201.6814 | 377.9794 | 170.2452 | 291.5257 | 1088.2473 | 1101.3713 | 1718.3893 | 1680.6774 | 1336.9005 | 1615.9822 | 5648.7847 | 5347.7021 | 5953.1999 | 9621.6501 | 9961.7438 | 10554.9302 | 11316.0408
NEM | Wind | 28911.206 | 73317.3081 | 84219.9411 | 104736.2449 | 138913.7066 | 153501.9038 | 169714.807 | 178135.2611 | 196151.5726 | 200733.2776 | 215278.4621 | 252287.0707 | 277969.828 | 312085.8147 | 350957.5882 | 368680.3351 | 365214.5378 | 391712.7738 | 421920.9065 | 452621.0503 | 473308.5672 | 499587.9449 | 548981.9886 | 649350.0904 | 695673.3522 | 709153.4001 | 744670.0291
NEM | Solar PV | 20938.9849 | 16943.6344 | 23018.1577 | 29406.7721 | 36904.1993 | 47135.6872 | 52411.7342 | 71161.8287 | 77242.8746 | 89476.2394 | 118599.4234 | 158700.7629 | 169261.9915 | 184851.1551 | 175860.3123 | 192568.6272 | 204678.3621 | 224810.3874 | 280228.4962 | 317018.7017 | 359379.0219 | 391637.7457 | 408994.3391 | 374005.3991 | 421033.4292 | 455396.6839 | 573729.1551
NEM | Grid Battery | 362.2719 | 416.2489 | 1323.8705 | 3273.5931 | 4878.8703 | 8787.128 | 8983.8006 | 14886.89 | 15365.1517 | 21480.6241 | 27328.7188 | 34341.3429 | 37843.4749 | 40423.961 | 37007.7389 | 38580.3951 | 41437.7183 | 43704.0914 | 60088.9814 | 68384.509 | 78017.6613 | 89164.6139 | 88328.7082 | 76464.4724 | 85228.349 | 91861.974 | 131255.7192
NEM | Pumped Hydro | 523.9335 | 1194.8445 | 3194.7277 | 5144.3321 | 9628.0133 | 10029.7339 | 10760.2406 | 11540.3606 | 11391.0824 | 12407.5253 | 12207.9725 | 12895.5877 | 14324.7962 | 13952.4548 | 13639.7195 | 13738.613 | 13846.5293 | 13138.628 | 14101.6922 | 13170.7015 | 12981.6231 | 13799.7346 | 12910.7692 | 13076.1399 | 12814.3459 | 12779.5693 | 11752.7744
NEM | VPP | 227.7825 | 550.7779 | 872.8674 | 1321.7317 | 1814.277 | 2243.8051 | 3049.9736 | 3613.5825 | 4167.1461 | 4982.0819 | 5905.4275 | 6772.4945 | 7902.433 | 8888.9094 | 9289.6692 | 10068.4304 | 10928.5525 | 10999.924 | 12097.02 | 12084.4302 | 12476.6837 | 13468.9087 | 14194.2803 | 13804.0382 | 14724.1843 | 15591.4254 | 15914.7693
Total excluding storage |  | 188585.742 | 191705.8353 | 199589.7799 | 213923.3605 | 242947.2693 | 271587.1732 | 287192.9364 | 306183.937 | 329921.1193 | 350647.9233 | 403824.4449 | 490508.8358 | 527228.4603 | 577283.8286 | 611153.9419 | 642959.1442 | 654886.4654 | 711456.8607 | 812168.3987 | 888332.1727 | 968448.0254 | 1034143.8753 | 1094337.02 | 1158024.6373 | 1256614.964 | 1313961.6091 | 1508633.6199
Region | Technology | 2023-24 | 2024-25 | 2025-26 | 2026-27 | 2027-28 | 2028-29 | 2029-30 | 2030-31 | 2031-32 | 2032-33 | 2033-34 | 2034-35 | 2035-36 | 2036-37 | 2037-38 | 2038-39 | 2039-40 | 2040-41 | 2041-42 | 2042-43 | 2043-44 | 2044-45 | 2045-46 | 2046-47 | 2047-48 | 2048-49 | 2049-50
NSW1 | Black Coal | 45086.3719 | 30800.3997 | 27995.8898 | 17527.9152 | 6716.0884 | 6895.3713 | 6454.0234 | 0 | 0 | 0 | 0 | 0 | 0 | 0 | 0 | 0 | 0 | 0 | 0 | 0 | 0 | 0 | 0 | 0 | 0 | 0 | 0
NSW1 | Brown Coal | 0 | 0 | 0 | 0 | 0 | 0 | 0 | 0 | 0 | 0 | 0 | 0 | 0 | 0 | 0 | 0 | 0 | 0 | 0 | 0 | 0 | 0 | 0 | 0 | 0 | 0 | 0
NSW1 | CCGT | 505.2744 | 65.1826 | 699.5419 | 1200.5183 | 1164.0992 | 1256.3165 | 1198.2278 | 1415.7029 | 1416.3042 | 1201.4568 | 1354.7128 | 1494.9331 | 976.5359 | 845.2353 | 1157.5039 | 1056.7881 | 800.827 | 1936.5079 | 1900.3702 | 1979.0833 | 0 | 0 | 0 | 0 | 0 | 0 | 0
NSW1 | Gas - Steam | 0 | 0 | 0 | 0 | 0 | 0 | 0 | 0 | 0 | 0 | 0 | 0 | 0 | 0 | 0 | 0 | 0 | 0 | 0 | 0 | 0 | 0 | 0 | 0 | 0 | 0 | 0
NSW1 | OCGT / Diesel | 10.1285 | 3.7386 | 23.0267 | 88.3344 | 52.8802 | 163.6919 | 11.7121 | 298.2957 | 98.851 | 104.4109 | 4.2811 | 46.0042 | 0.0006362 | 2.4442 | 33.684 | 0.00063778 | 23.0072 | 728.7862 | 72.2463 | 85.0144 | 777.494 | 39.6506 | 5.7949 | 243.2732 | 0.0017796 | 8.2512 | 30.4733
NSW1 | Hydro | 2034.4984 | 3221.0125 | 3175.6511 | 3122.9461 | 2848.1546 | 4103.3502 | 3351.1334 | 3073.8371 | 2988.6134 | 2813.5677 | 3279.0479 | 3429.8897 | 3231.5772 | 2733.2504 | 3914.367 | 3312.9769 | 2951.2179 | 2919.9708 | 2776.157 | 3094.0854 | 3401.3741 | 3230.6447 | 2579.8877 | 3981.1984 | 4006.1797 | 3957.5734 | 3940.6527
NSW1 | Hydrogen Turbine | 0 | 0 | 0 | 0 | 0 | 0 | 0 | 222.9846 | 227.7403 | 116.678 | 201.6807 | 377.9785 | 170.2438 | 291.524 | 606.9294 | 619.1858 | 578.3962 | 646.2208 | 339.692 | 544.4808 | 762.6912 | 440.1205 | 561.6506 | 2291.9802 | 1905.7047 | 1756.0367 | 1872.0776
NSW1 | Wind | 5987.2683 | 20780.8041 | 20813.4508 | 26768.691 | 37371.1983 | 38152.2921 | 37653.5362 | 39877.7072 | 39597.2371 | 45717.9807 | 44798.7589 | 45165.0846 | 47730.2138 | 50484.6602 | 53591.7743 | 53190.1601 | 53235.4553 | 53725.4895 | 63206.5989 | 61630.9967 | 60734.3245 | 63174.3679 | 65316.3844 | 79504.6344 | 78085.402 | 76256.3383 | 72594.6359
NSW1 | Solar PV | 8838.6749 | 7597.7762 | 10984.9402 | 15683.1449 | 18351.5994 | 20550.2839 | 21323.6789 | 29897.7237 | 31378.7768 | 34356.7443 | 35543.7918 | 36124.2287 | 39218.8306 | 40904.2434 | 43377.351 | 44808.8497 | 48342.7822 | 53347.4665 | 53991.6947 | 55768.689 | 59038.245 | 63014.1941 | 62081.6829 | 60776.5522 | 62525.8076 | 67763.3969 | 67909.0265
NSW1 | Grid Battery | 17.2291 | 26.7052 | 939 | 2177.5276 | 2809.8228 | 3342.0958 | 3427.9668 | 8274.9236 | 8185.5962 | 8878.8036 | 8584.5055 | 8277.1354 | 10166.5161 | 10374.7769 | 11886.9057 | 11919.6954 | 12873.5321 | 12299.2262 | 13356.0948 | 13793.5528 | 13750.7803 | 15849.5309 | 14717.6027 | 12593.2823 | 12384.935 | 14367.4413 | 14275.9123
NSW1 | Pumped Hydro | 105.6437 | 304.1472 | 1113.2166 | 1744.2927 | 5727.7443 | 6290.8202 | 5886.6186 | 6211.5307 | 5746.0665 | 6249.1738 | 6059.8329 | 5887.1989 | 6309.5693 | 6173.757 | 6166.5999 | 5801.9148 | 5822.5775 | 5348.1835 | 5968.3475 | 5514.4349 | 5524.0103 | 5972.0873 | 5547.9169 | 6090.8346 | 5812.3852 | 5811.8168 | 5270.6355
NSW1 | VPP | 58.2257 | 173.397 | 268.6449 | 422.1894 | 579.4192 | 732.7417 | 1006.3189 | 1194.2005 | 1401.9824 | 1680.9401 | 2022.7758 | 2307.283 | 2727.2553 | 3071.7306 | 3242.5264 | 3509.7094 | 3840.904 | 3852.7172 | 4153.2853 | 4184.7229 | 4282.5017 | 4734.0877 | 4994.462 | 4819.7829 | 5013.5549 | 5499.266 | 5588.8544
Total excluding storage |  | 62643.315 | 62973.1631 | 66013.3622 | 68735.5596 | 75621.0066 | 81486.9636 | 80313.2162 | 90466.9061 | 91041.168 | 101119.756 | 101849.3875 | 103109.7362 | 110530.7428 | 114881.6221 | 123977.6416 | 124219.281 | 128468.6993 | 134804.5685 | 145764.4868 | 146595.0602 | 148271.4211 | 156454.6839 | 155805.3821 | 170301.5381 | 169733.9709 | 175420.1206 | 171482.2681
Region | Technology | 2023-24 | 2024-25 | 2025-26 | 2026-27 | 2027-28 | 2028-29 | 2029-30 | 2030-31 | 2031-32 | 2032-33 | 2033-34 | 2034-35 | 2035-36 | 2036-37 | 2037-38 | 2038-39 | 2039-40 | 2040-41 | 2041-42 | 2042-43 | 2043-44 | 2044-45 | 2045-46 | 2046-47 | 2047-48 | 2048-49 | 2049-50
QLD1 | Black Coal | 40414.8255 | 29654.0638 | 18965.5399 | 16619.2509 | 11821.9931 | 7590.4001 | 4257.4587 | 0 | 0 | 0 | 0 | 0 | 0 | 0 | 0 | 0 | 0 | 0 | 0 | 0 | 0 | 0 | 0 | 0 | 0 | 0 | 0
QLD1 | Brown Coal | 0 | 0 | 0 | 0 | 0 | 0 | 0 | 0 | 0 | 0 | 0 | 0 | 0 | 0 | 0 | 0 | 0 | 0 | 0 | 0 | 0 | 0 | 0 | 0 | 0 | 0 | 0
QLD1 | CCGT | 4313.1913 | 2609.2832 | 4171.4553 | 4330.3157 | 3824.605 | 4000.0149 | 4004.0738 | 4287.7555 | 4929.0367 | 4302.8546 | 4630.2117 | 4393.4607 | 2933.9968 | 1487.319 | 3495.3553 | 949.9675 | 988.5988 | 5277.896 | 5315.8127 | 5474.829 | 5534.8735 | 5438.2975 | 2277.0547 | 1211.4142 | 1168.8933 | 1045.0858 | 1151.6372
QLD1 | Gas - Steam | 0 | 0 | 0 | 0 | 0 | 0 | 0 | 0 | 0 | 0 | 0 | 0 | 0 | 0 | 0 | 0 | 0 | 0 | 0 | 0 | 0 | 0 | 0 | 0 | 0 | 0 | 0
QLD1 | OCGT / Diesel | 3.9685 | 0.00038651 | 5.2998 | 50.3774 | 71.2692 | 173.1358 | 46.0775 | 451.83 | 253.1235 | 123.6234 | 8.5543 | 0.00052271 | 0.0005124 | 0.00050967 | 0.43916 | 0.00053101 | 58.6479 | 182.3399 | 23.874 | 0.0021821 | 64.2522 | 0.002026 | 14.7759 | 1497.5016 | 0.0020057 | 0.0019265 | 0.0015975
QLD1 | Hydro | 727.4872 | 699.3244 | 733.4777 | 696.2614 | 704.1058 | 706.4649 | 711.9017 | 674.9149 | 696.6553 | 708.137 | 695.1566 | 693.1969 | 699.9733 | 684.5243 | 215.4578 | 223.4042 | 210.849 | 216.525 | 215.7646 | 0 | 0 | 0 | 0 | 0 | 0 | 0 | 0
QLD1 | Hydrogen Turbine | 0 | 0 | 0 | 0 | 0 | 0 | 0 | 0.00020887 | 0.0002441 | 0.00023668 | 0.00025138 | 0.00026984 | 0.00030851 | 0.0003589 | 0.00058945 | 0.00050548 | 0.00041875 | 0.00046927 | 0.0003743 | 0.00044266 | 0.00050142 | 0.00050807 | 0.00056445 | 0.0013676 | 0.00075734 | 0.00075374 | 0.00088712
QLD1 | Wind | 4043.808 | 17913.914 | 25871.2658 | 31017.1047 | 38503.9291 | 40451.4324 | 48208.9466 | 52211.4672 | 54813.4397 | 56905.3553 | 61466.9105 | 89353.4831 | 100126.0525 | 113123.0068 | 127074.3451 | 133347.1523 | 136027.4102 | 133002.1109 | 143208.6546 | 167724.1729 | 176159.2024 | 192237.6479 | 233763.5619 | 291990.523 | 299333.4453 | 313340.3521 | 309089.8714
QLD1 | Solar PV | 8564.2874 | 6696.5342 | 8865.3327 | 9949.2591 | 11488.3682 | 17024.4362 | 20883.2848 | 24173.744 | 28385.512 | 32505.8787 | 47163.0574 | 73954.4247 | 76110.162 | 78011.8354 | 70116.6551 | 79735.225 | 81578.9218 | 96242.1068 | 104504.4204 | 140906.0913 | 150524.3053 | 174967.2958 | 189328.6689 | 164354.93 | 187549.7882 | 195646.0578 | 304307.3917
QLD1 | Grid Battery | 50.2825 | 58.4521 | 52.442 | 53.364 | 53.5817 | 3604.0284 | 3744.1879 | 3796.7401 | 3838.3017 | 5855.5482 | 10547.0082 | 15791.4581 | 16032.0143 | 15843.7737 | 13214.4305 | 14586.5992 | 14831.875 | 18823.1592 | 19854.069 | 29864.0084 | 32402.7257 | 39132.7745 | 37733.4128 | 30543.0094 | 34660.0512 | 34905.7192 | 73723.0932
QLD1 | Pumped Hydro | 418.2898 | 890.6973 | 2081.5059 | 3343.4823 | 3835.9066 | 3401.7415 | 3898.5784 | 4319.9171 | 4211.1751 | 4340.5072 | 4103.4707 | 3904.887 | 3956.7121 | 3763.5937 | 3250.427 | 3555.4674 | 3785.7374 | 3624.1625 | 3742.2177 | 3481.6376 | 3493.2964 | 3390.1914 | 3304.4215 | 3076.6107 | 3115.1345 | 3199.3178 | 3042.6423
QLD1 | VPP | 56.1725 | 142.4921 | 224.7081 | 347.53 | 489.4464 | 641.6954 | 880.183 | 1063.0684 | 1255.598 | 1483.0731 | 1793.7216 | 2077.2634 | 2382.3816 | 2651.8066 | 2703.3594 | 2997.575 | 3196.9348 | 3365.52 | 3564.1748 | 3681.421 | 3858.876 | 4037.9802 | 4133.7134 | 3953.5454 | 4412.5806 | 4546.419 | 4845.8916
Total excluding storage |  | 58592.3127 | 58664.7615 | 60971.0272 | 66406.9455 | 70793.2053 | 77593.3496 | 86634.6925 | 90979.4374 | 98382.8421 | 106224.9778 | 130408.0913 | 190168.1748 | 202241.2933 | 215565.8602 | 220070.47 | 235395.3918 | 240678.9754 | 260733.8208 | 280428.9881 | 351132.1627 | 372037.532 | 419204.1898 | 470555.6095 | 496627.5357 | 530239.8959 | 552682.9544 | 696160.53
Region | Technology | 2023-24 | 2024-25 | 2025-26 | 2026-27 | 2027-28 | 2028-29 | 2029-30 | 2030-31 | 2031-32 | 2032-33 | 2033-34 | 2034-35 | 2035-36 | 2036-37 | 2037-38 | 2038-39 | 2039-40 | 2040-41 | 2041-42 | 2042-43 | 2043-44 | 2044-45 | 2045-46 | 2046-47 | 2047-48 | 2048-49 | 2049-50
VIC1 | Black Coal | 0 | 0 | 0 | 0 | 0 | 0 | 0 | 0 | 0 | 0 | 0 | 0 | 0 | 0 | 0 | 0 | 0 | 0 | 0 | 0 | 0 | 0 | 0 | 0 | 0 | 0 | 0
VIC1 | Brown Coal | 26461.9523 | 20760.8715 | 17539.4378 | 13712.3667 | 9166.0092 | 5878.2228 | 5999.6531 | 0 | 0 | 0 | 0 | 0 | 0 | 0 | 0 | 0 | 0 | 0 | 0 | 0 | 0 | 0 | 0 | 0 | 0 | 0 | 0
VIC1 | CCGT | 0 | 0 | 0 | 0 | 0 | 0 | 0 | 0 | 0 | 0 | 0 | 0 | 0 | 0 | 0 | 0 | 0 | 0 | 0 | 0 | 0 | 0 | 0 | 0 | 0 | 0 | 0
VIC1 | Gas - Steam | 22.1953 | 15.1125 | 175.7438 | 188.0729 | 538.9942 | 1371.578 | 267.2876 | 801.3052 | 303.3463 | 173.5836 | 69.0391 | 149.3446 | 102.0983 | 97.7509 | 228.8122 | 146.391 | 0 | 0 | 0 | 0 | 0 | 0 | 0 | 0 | 0 | 0 | 0
VIC1 | OCGT / Diesel | 27.8431 | 12.1077 | 100.191 | 175.6907 | 324.7717 | 1139.9744 | 162.6353 | 507.31 | 183.4502 | 146.6445 | 17.8011 | 210.5472 | 148.6073 | 114.1416 | 165.1868 | 102.4718 | 215.7231 | 476.2658 | 302.7275 | 185.2611 | 809.762 | 89.4775 | 70.001 | 147.9904 | 20.4219 | 31.7033 | 17.1787
VIC1 | Hydro | 2759.4826 | 3327.6053 | 3445.073 | 3271.3383 | 2732.9717 | 4100.3513 | 3416.5967 | 2962.2947 | 2960.552 | 2701.1855 | 3305.6465 | 3415.3242 | 3245.6098 | 2717.6622 | 4094.4709 | 3424.4652 | 2964.4006 | 2961.8454 | 2706.6207 | 3307.4871 | 3425.6505 | 3246.7754 | 2720.2977 | 4100.3628 | 4104.735 | 4103.027 | 4099.2823
VIC1 | Hydrogen Turbine | 0 | 0 | 0 | 0 | 0 | 0 | 0 | 0 | 0 | 0 | 0 | 0 | 0.00052267 | 0.00058856 | 481.3158 | 482.1835 | 1139.9904 | 1034.4542 | 997.2063 | 1071.4985 | 4886.089 | 4907.5786 | 5391.5464 | 7025.4966 | 7758.362 | 8355.657 | 8988.217
VIC1 | Wind | 10185.17 | 16196.5758 | 17473.0964 | 20810.0517 | 27768.8663 | 29109.007 | 31121.6979 | 30856.93 | 34875.504 | 31214.7187 | 35438.7997 | 34078.4311 | 35680.547 | 39352.4412 | 38578.2279 | 47367.4525 | 45514.5795 | 52326.289 | 47150.1192 | 54501.8569 | 58017.1405 | 59064.4045 | 61747.9579 | 62335.9942 | 80596.8337 | 75366.326 | 82768.3666
VIC1 | Solar PV | 2214.9341 | 1642.7737 | 1720.0622 | 2235.6671 | 4128.8828 | 3618.2881 | 3701.1857 | 5616.7092 | 5426.8688 | 6450.7329 | 6398.1147 | 7860.999 | 8364.9786 | 9185.2657 | 8409.4822 | 8626.9591 | 10017.5792 | 10318.7905 | 17711.6377 | 17273.7661 | 21492.493 | 22462.4878 | 23318.5145 | 19823.0397 | 22170.5314 | 25477.1931 | 24342.5516
VIC1 | Grid Battery | 127.3674 | 160.5203 | 162.0037 | 874.2906 | 1846.0655 | 1680.6265 | 1654.4238 | 1812.1716 | 1639.9941 | 2327.9425 | 2268.6584 | 2243.4139 | 2823.5423 | 3296.362 | 2990.6555 | 2956.5982 | 3678.5783 | 3146.9115 | 5493.3574 | 5040.9997 | 5063.9104 | 5952.1531 | 6115.534 | 5649.0861 | 5559.3696 | 7172.0238 | 6524.8856
VIC1 | Pumped Hydro | 0 | 0 | 0.0014822 | 56.5516 | 64.3541 | 61.9134 | 60.6793 | 65.0343 | 62.2662 | 59.316 | 58.0314 | 57.3063 | 60.5622 | 59.8012 | 54.1479 | 54.2474 | 59.2113 | 54.1304 | 57.9886 | 55.9749 | 53.2747 | 58.3456 | 55.367 | 53.2502 | 55.9969 | 59.0466 | 54.8636
VIC1 | VPP | 35.5507 | 111.7379 | 215.1912 | 344.3498 | 487.8067 | 567.9052 | 788.1472 | 907.076 | 971.3888 | 1142.5776 | 1308.5886 | 1464.0931 | 1743.3044 | 1961.7205 | 2101.062 | 2257.5323 | 2461.5103 | 2340.6316 | 2774.3668 | 2635.486 | 2639.1805 | 2916.2956 | 3136.6963 | 3121.4555 | 3318.5046 | 3469.0762 | 3338.6755
Total excluding storage |  | 41834.4955 | 42227.3047 | 40830.8005 | 41668.3793 | 47058.7222 | 47527.8668 | 47172.3065 | 43528.831 | 46423.3705 | 44216.7012 | 48864.6795 | 49479.4594 | 52169.2506 | 56785.146 | 57103.3611 | 65418.301 | 66051.5727 | 72659.3183 | 77194.0242 | 84072.3304 | 96387.5006 | 98697.5182 | 102555.915 | 102256.6755 | 123584.7551 | 124034.0531 | 130134.0208
Region | Technology | 2023-24 | 2024-25 | 2025-26 | 2026-27 | 2027-28 | 2028-29 | 2029-30 | 2030-31 | 2031-32 | 2032-33 | 2033-34 | 2034-35 | 2035-36 | 2036-37 | 2037-38 | 2038-39 | 2039-40 | 2040-41 | 2041-42 | 2042-43 | 2043-44 | 2044-45 | 2045-46 | 2046-47 | 2047-48 | 2048-49 | 2049-50
SA1 | Black Coal | 0 | 0 | 0 | 0 | 0 | 0 | 0 | 0 | 0 | 0 | 0 | 0 | 0 | 0 | 0 | 0 | 0 | 0 | 0 | 0 | 0 | 0 | 0 | 0 | 0 | 0 | 0
SA1 | Brown Coal | 0 | 0 | 0 | 0 | 0 | 0 | 0 | 0 | 0 | 0 | 0 | 0 | 0 | 0 | 0 | 0 | 0 | 0 | 0 | 0 | 0 | 0 | 0 | 0 | 0 | 0 | 0
SA1 | CCGT | 2319.5215 | 1128.6403 | 1518.2865 | 1270.7134 | 1280.4506 | 1743.0863 | 1470.4337 | 1738.2737 | 1513.3507 | 351.3057 | 1202.3795 | 1476.0778 | 132.2155 | 72.5737 | 0 | 0 | 0 | 0 | 0 | 0 | 0 | 0 | 0 | 0 | 0 | 0 | 0
SA1 | Gas - Steam | 200.9465 | 106.0949 | 373.8052 | 0 | 0 | 0 | 0 | 0 | 0 | 0 | 0 | 0 | 0 | 0 | 0 | 0 | 0 | 0 | 0 | 0 | 0 | 0 | 0 | 0 | 0 | 0 | 0
SA1 | OCGT / Diesel | 513.5133 | 204.4112 | 479.7109 | 260.7994 | 446.6217 | 768.2354 | 140.4698 | 722.6754 | 159.0897 | 69.3368 | 44.6671 | 103.9813 | 47.8129 | 18.9551 | 52.2199 | 0.00074087 | 24.7568 | 833.3278 | 863.9905 | 865.7403 | 2383.8868 | 0.0013841 | 0.0012628 | 0.0011857 | 0.0010946 | 0.0012624 | 0.0012411
SA1 | Hydro | 0 | 0 | 0 | 0 | 0 | 0 | 0 | 0 | 0 | 0 | 0 | 0 | 0 | 0 | 0 | 0 | 0 | 0 | 0 | 0 | 0 | 0 | 0 | 0 | 0 | 0 | 0
SA1 | Hydrogen Turbine | 0 | 0 | 0 | 0 | 0 | 0 | 0 | 0.0002224 | 0.0002146 | 0.0001948 | 0.00026974 | 0.00037312 | 0.00029476 | 0.00036182 | 0.0007106 | 0.00060539 | 0.0008076 | 0.00064485 | 0.00062167 | 0.00094947 | 0.0019763 | 0.001019 | 0.00085538 | 0.0014417 | 0.001294 | 0.0018809 | 0.0018784
SA1 | Wind | 6825.7261 | 9765.2427 | 9463.8628 | 14483.1559 | 14445.4561 | 23496.3928 | 24208.4934 | 26290.6177 | 28190.6284 | 26841.2468 | 32633.9571 | 29682.6167 | 38523.0905 | 44201.7907 | 55843.4913 | 62087.6914 | 58640.4285 | 67326.7037 | 81213.6517 | 87828.0647 | 88473.6496 | 96129.7389 | 95007.5574 | 108701.8091 | 127796.7022 | 127025.1772 | 153453.8227
SA1 | Solar PV | 1321.0885 | 1006.5499 | 1447.8221 | 1538.6998 | 2597.7896 | 5474.4373 | 5640.3889 | 9879.4459 | 10573.8563 | 14588.7334 | 23035.4887 | 29184.7992 | 31560.0454 | 41120.2435 | 38856.9621 | 41382.8898 | 44588.9216 | 45461.809 | 83486.4515 | 76924.9538 | 100759.2138 | 102082.8123 | 106216.6779 | 95616.6522 | 106643.1199 | 112892.383 | 125209.8882
SA1 | Grid Battery | 167.3928 | 170.5702 | 170.4236 | 168.4096 | 169.3986 | 160.3756 | 157.2203 | 1003.0524 | 1701.2559 | 4418.325 | 5928.541 | 8029.3293 | 8821.3952 | 10909.0389 | 8915.7327 | 9114.2656 | 10050.4562 | 9431.5723 | 20933.771 | 18234.1652 | 25411.1399 | 26703.1313 | 28221.9157 | 23609.4752 | 24929.0972 | 25846.4943 | 27589.7094
SA1 | Pumped Hydro | 0 | 0 | 0.0012955 | 0.0022763 | 0.0024759 | 0.002493 | 0.0024634 | 0.0025706 | 0.0025606 | 0.0025661 | 0.0024191 | 0.0025581 | 0.002629 | 0.002756 | 0.0026828 | 0.0026692 | 0.0029038 | 0.0029349 | 0.0030001 | 0.0031016 | 0.0033734 | 0.0035376 | 0.0036415 | 0.0034895 | 0.0034959 | 0.0038761 | 0.004324
SA1 | VPP | 74.9957 | 114.0091 | 151.2244 | 187.4975 | 229.6316 | 261.268 | 327.3088 | 393.2563 | 453.0599 | 577.3804 | 675.5857 | 799.8186 | 910.7596 | 1037.5558 | 1070.7396 | 1117.2273 | 1220.403 | 1215.9108 | 1367.6411 | 1357.3986 | 1456.3485 | 1528.1781 | 1653.1155 | 1634.8475 | 1680.4003 | 1762.1171 | 1798.5526
Total excluding storage |  | 11423.1845 | 12495.5184 | 13605.1367 | 17909.2778 | 19169.3507 | 31903.798 | 31944.3174 | 40027.3242 | 42591.2437 | 46846.3309 | 63520.6217 | 69276.6259 | 79995.322 | 97360.1608 | 104739.149 | 113702.0781 | 114524.9698 | 124269.3271 | 187865.5094 | 185210.3267 | 218484.2439 | 226443.8666 | 231099.2722 | 229562.7902 | 261049.3256 | 267526.1787 | 308051.9804
Region | Technology | 2023-24 | 2024-25 | 2025-26 | 2026-27 | 2027-28 | 2028-29 | 2029-30 | 2030-31 | 2031-32 | 2032-33 | 2033-34 | 2034-35 | 2035-36 | 2036-37 | 2037-38 | 2038-39 | 2039-40 | 2040-41 | 2041-42 | 2042-43 | 2043-44 | 2044-45 | 2045-46 | 2046-47 | 2047-48 | 2048-49 | 2049-50
TAS1 | Black Coal | 0 | 0 | 0 | 0 | 0 | 0 | 0 | 0 | 0 | 0 | 0 | 0 | 0 | 0 | 0 | 0 | 0 | 0 | 0 | 0 | 0 | 0 | 0 | 0 | 0 | 0 | 0
TAS1 | Brown Coal | 0 | 0 | 0 | 0 | 0 | 0 | 0 | 0 | 0 | 0 | 0 | 0 | 0 | 0 | 0 | 0 | 0 | 0 | 0 | 0 | 0 | 0 | 0 | 0 | 0 | 0 | 0
TAS1 | CCGT | 0 | 0 | 0 | 0 | 0 | 0 | 0 | 0 | 0 | 0 | 0 | 0 | 0 | 0 | 0 | 0 | 0 | 0 | 0 | 0 | 0 | 0 | 0 | 0 | 0 | 0 | 0
TAS1 | Gas - Steam | 0 | 0 | 0 | 0 | 0 | 0 | 0 | 0 | 0 | 0 | 0 | 0 | 0 | 0 | 0 | 0 | 0 | 0 | 0 | 0 | 0 | 0 | 0 | 0 | 0 | 0 | 0
TAS1 | OCGT / Diesel | 0.00010486 | 0.00016307 | 0.00017498 | 0.49638 | 1.3809 | 0.15915 | 0.00024363 | 0.00027157 | 1.1256 | 2.4098 | 0.00028554 | 0.00030095 | 0.00028356 | 0.0002982 | 0.00033315 | 0.00033946 | 0.00036232 | 0.00055995 | 0.00051575 | 0.00056273 | 0.00076955 | 0.00054577 | 0.00055369 | 0.00074711 | 0.00072945 | 0.00086113 | 0.00083791
TAS1 | Hydro | 12220.3628 | 6675.1726 | 7558.0851 | 7525.2896 | 9113.807 | 9998.5622 | 10780.6955 | 9688.8334 | 9872.0523 | 8752.9802 | 9691.2611 | 9720.8371 | 8237.263 | 8016.1503 | 9953.1693 | 9004.905 | 8824.3475 | 9876.9134 | 8216.8378 | 8445.2944 | 10238.3895 | 9092.3759 | 7305.9209 | 10521.1045 | 7879.3241 | 9477.9814 | 10755.9042
TAS1 | Hydrogen Turbine | 0 | 0 | 0 | 0 | 0 | 0 | 0 | 0.00011748 | 0.00013415 | 0.00014895 | 0.00018817 | 0.0002712 | 0.0002253 | 0.00030216 | 0.0007941 | 0.00088737 | 0.0014464 | 0.001347 | 0.0011512 | 0.0014916 | 0.0021094 | 0.001435 | 0.0014609 | 304.1705 | 297.675 | 443.2339 | 455.7434
TAS1 | Wind | 1869.2336 | 8660.7716 | 10598.2653 | 11657.2416 | 20824.2568 | 22292.7795 | 28522.1328 | 28898.5391 | 38674.7634 | 40053.976 | 40940.036 | 54007.455 | 55909.9241 | 64923.9159 | 75869.7496 | 72687.8787 | 71796.6644 | 85332.1808 | 87141.8821 | 80935.9591 | 89924.2502 | 88981.7857 | 93146.527 | 106817.1297 | 109860.969 | 117165.2064 | 126763.3326
TAS1 | Solar PV | 0 | 0.00038536 | 0.00049823 | 0.0011427 | 337.5593 | 468.2417 | 863.1958 | 1594.2059 | 1477.8608 | 1574.15 | 6458.9708 | 11576.3113 | 14007.975 | 15629.5671 | 15099.8619 | 18014.7036 | 20150.1573 | 19440.2146 | 20534.2919 | 26145.2015 | 27564.7648 | 29110.9556 | 28048.7949 | 33434.2249 | 42144.1819 | 53617.6531 | 51960.297
TAS1 | Grid Battery | 0 | 0.0010315 | 0.001141 | 0.001351 | 0.0016138 | 0.0016261 | 0.0017861 | 0.002303 | 0.003882 | 0.0047302 | 0.0057201 | 0.006159 | 0.0070725 | 0.0095807 | 0.014562 | 3.2366 | 3.2767 | 3.2222 | 451.6893 | 1451.7829 | 1389.1049 | 1527.0241 | 1540.2431 | 4069.6195 | 7694.896 | 9570.2954 | 9142.1187
TAS1 | Pumped Hydro | 0 | 0 | 0.0023226 | 0.0032102 | 0.0059109 | 275.2563 | 914.3618 | 943.8759 | 1371.572 | 1758.5258 | 1986.635 | 3046.1929 | 3997.9501 | 3955.3002 | 4168.5419 | 4326.9806 | 4179.0001 | 4112.1487 | 4333.1354 | 4118.651 | 3911.0383 | 4379.1067 | 4003.0601 | 3855.441 | 3830.8258 | 3709.3842 | 3384.6286
TAS1 | VPP | 2.8378 | 9.1419 | 13.0988 | 20.1649 | 27.9731 | 40.1948 | 48.0157 | 55.9814 | 85.1169 | 98.1107 | 104.7558 | 124.0364 | 138.732 | 166.0959 | 171.9819 | 186.3865 | 208.8004 | 225.1444 | 237.5521 | 225.4017 | 239.777 | 252.367 | 276.2932 | 274.407 | 299.1439 | 314.5471 | 342.7952
Total excluding storage |  | 14092.4342 | 15345.0876 | 18169.4533 | 19203.1983 | 30304.9845 | 33075.1952 | 41128.4037 | 41181.4383 | 51482.4949 | 52240.1574 | 59181.6649 | 78474.8395 | 82291.8517 | 92691.0395 | 105263.3203 | 104224.0923 | 105162.2482 | 118989.826 | 120915.3903 | 121322.2927 | 133267.3277 | 133343.6169 | 134320.8411 | 159276.0978 | 172007.0164 | 194298.3024 | 202804.8206
Explicitly modelled pumping
Region | Technology | 2023-24 | 2024-25 | 2025-26 | 2026-27 | 2027-28 | 2028-29 | 2029-30 | 2030-31 | 2031-32 | 2032-33 | 2033-34 | 2034-35 | 2035-36 | 2036-37 | 2037-38 | 2038-39 | 2039-40 | 2040-41 | 2041-42 | 2042-43 | 2043-44 | 2044-45 | 2045-46 | 2046-47 | 2047-48 | 2048-49 | 2049-50
NEM | Grid Battery pump | 428.6787 | 495.3368 | 1574.4909 | 3917.2517 | 5869.6125 | 10548.6561 | 10815.507 | 17898.585 | 18529.7309 | 25849.1139 | 32886.4817 | 41365.9219 | 45545.2423 | 48687.6823 | 44669.1754 | 46434.7731 | 49822.1945 | 52755.1921 | 72342.4848 | 82571.7876 | 93702.5257 | 107434.3222 | 106663.6374 | 92008.8662 | 102782.4316 | 110491.3214 | 158061.4501
NEM | Pumped Hydro Pump | 1252.9264 | 3133.6821 | 5452.2023 | 8507.3157 | 14270.2479 | 14648.6181 | 16087.648 | 16514.8073 | 16945.6065 | 17815.7572 | 17816.4166 | 18412.8137 | 20411.8133 | 20490.4738 | 18990.5005 | 19452.6563 | 19696.9868 | 19119.1175 | 20051.2297 | 19123.2402 | 18082.0135 | 19742.2895 | 19026.8874 | 18089.7226 | 18441.6783 | 18220.0705 | 16865.9251
NEM | VPP pump | 267.1171 | 648.9214 | 1026.9184 | 1554.0153 | 2137.7689 | 2636.4454 | 3592.0186 | 4247.4592 | 4910.9298 | 5858.5561 | 6945.8826 | 7968.9498 | 9291.6608 | 10459.0834 | 10945.9756 | 11851.0805 | 12832.7547 | 12968.6757 | 14208.4655 | 14249.9941 | 14642.1604 | 15847.9087 | 16737.2716 | 16212.0545 | 17346.041 | 18306.9364 | 18722.6419
Region | Technology | 2023-24 | 2024-25 | 2025-26 | 2026-27 | 2027-28 | 2028-29 | 2029-30 | 2030-31 | 2031-32 | 2032-33 | 2033-34 | 2034-35 | 2035-36 | 2036-37 | 2037-38 | 2038-39 | 2039-40 | 2040-41 | 2041-42 | 2042-43 | 2043-44 | 2044-45 | 2045-46 | 2046-47 | 2047-48 | 2048-49 | 2049-50
NSW1 | Grid Battery pump | 20.4216 | 31.8188 | 1118.1031 | 2604.2588 | 3375.4179 | 4003.0279 | 4119.9044 | 9946.8517 | 9872.0243 | 10659.6558 | 10329.6293 | 9953.1167 | 12226.919 | 12484.2419 | 14351.0753 | 14324.5709 | 15469.7257 | 14855.5583 | 16036.8882 | 16625.2075 | 16516.4142 | 19080.2603 | 17792.5476 | 15112.1784 | 14975.7925 | 17255.6105 | 17199.8931
NSW1 | Pumped Hydro Pump | 653.1675 | 1870.1195 | 2637.7424 | 4001.9173 | 9060.3595 | 9713.6257 | 9605.8963 | 9463.6418 | 9418.2638 | 9668.9384 | 9689.5147 | 9122.7796 | 9847.7791 | 10110.219 | 9158.3306 | 8986.8168 | 9120.4985 | 8762.2278 | 9300.2276 | 8958.6931 | 8307.2578 | 9402.1763 | 9192.2103 | 8943.064 | 9144.3834 | 9048.997 | 8322.7508
NSW1 | VPP pump | 68.2339 | 204.237 | 315.8123 | 496.6934 | 682.3233 | 861.3955 | 1183.9557 | 1404.8907 | 1653.6074 | 1973.7272 | 2381.5642 | 2714.61 | 3206.1807 | 3613.8008 | 3823.623 | 4130.9593 | 4507.9343 | 4545.859 | 4875.0891 | 4930.3492 | 5028.9692 | 5570.835 | 5891.3021 | 5653.5479 | 5914.4993 | 6454.3362 | 6574.3111
Region | Technology | 2023-24 | 2024-25 | 2025-26 | 2026-27 | 2027-28 | 2028-29 | 2029-30 | 2030-31 | 2031-32 | 2032-33 | 2033-34 | 2034-35 | 2035-36 | 2036-37 | 2037-38 | 2038-39 | 2039-40 | 2040-41 | 2041-42 | 2042-43 | 2043-44 | 2044-45 | 2045-46 | 2046-47 | 2047-48 | 2048-49 | 2049-50
QLD1 | Grid Battery pump | 59.6816 | 69.6119 | 62.5834 | 63.3498 | 63.8405 | 4341.3847 | 4510.3127 | 4573.6248 | 4637.3663 | 7041.4523 | 12707.2756 | 19036.9247 | 19301.2566 | 19088.1304 | 15982.9299 | 17510.9202 | 17868.9801 | 22677.9399 | 23919.6236 | 36100.2631 | 38918.386 | 47148.9292 | 45507.4295 | 36911.8895 | 41596.6641 | 42130.9948 | 88745.632
QLD1 | Pumped Hydro Pump | 599.7589 | 1263.5626 | 2814.4531 | 4430.9813 | 5124.3597 | 4492.186 | 5193.7424 | 5728.7057 | 5638.1916 | 5732.5227 | 5450.2002 | 5213.7812 | 5227.8429 | 5027.0345 | 4346.1839 | 4673.2309 | 5027.722 | 4820.4219 | 4968.4184 | 4661.1899 | 4610.3295 | 4519.3023 | 4424.448 | 4073.8279 | 4113.356 | 4282.3005 | 4017.521
QLD1 | VPP pump | 65.892 | 167.6706 | 264.6874 | 408.501 | 576.16 | 754.5951 | 1035.5095 | 1250.6686 | 1481.2179 | 1740.7482 | 2110.5728 | 2445.916 | 2800.4128 | 3119.7725 | 3190.0325 | 3516.9617 | 3761.0867 | 3959.4353 | 4193.1465 | 4342.823 | 4528.114 | 4751.6685 | 4867.783 | 4658.7925 | 5178.0146 | 5348.7285 | 5701.049
Region | Technology | 2023-24 | 2024-25 | 2025-26 | 2026-27 | 2027-28 | 2028-29 | 2029-30 | 2030-31 | 2031-32 | 2032-33 | 2033-34 | 2034-35 | 2035-36 | 2036-37 | 2037-38 | 2038-39 | 2039-40 | 2040-41 | 2041-42 | 2042-43 | 2043-44 | 2044-45 | 2045-46 | 2046-47 | 2047-48 | 2048-49 | 2049-50
VIC1 | Grid Battery pump | 151.168 | 191.6803 | 192.8015 | 1050.4738 | 2229.4314 | 2015.1217 | 1998.7851 | 2173.5791 | 1973.9577 | 2811.7358 | 2726.8044 | 2705.2735 | 3392.1667 | 3974.8389 | 3596.8405 | 3577.2614 | 4414.0556 | 3809.2123 | 6599.4429 | 6102.9453 | 6071.6444 | 7171.2688 | 7403.4508 | 6770.7896 | 6731.932 | 8607.095 | 7861.3075
VIC1 | Pumped Hydro Pump | 0 | 0 | 0.0019619 | 74.41 | 85.5176 | 80.6237 | 80.6823 | 84.7302 | 81.9745 | 78.0021 | 77.0405 | 74.9038 | 79.503 | 79.527 | 70.4061 | 72.2191 | 77.0687 | 71.8231 | 76.0222 | 74.172 | 69.2572 | 76.7706 | 73.6925 | 69.2248 | 74.0268 | 77.3462 | 72.189
VIC1 | VPP pump | 41.6816 | 131.8062 | 253.3921 | 404.5415 | 575.3597 | 666.6543 | 929.8228 | 1064.5574 | 1142.9552 | 1347.3078 | 1537.5098 | 1721.4703 | 2050.7012 | 2308.6635 | 2471.0805 | 2664.6746 | 2887.14 | 2763.6233 | 3254.022 | 3111.2024 | 3094.2874 | 3430.9359 | 3702.5452 | 3659.9859 | 3917.7058 | 4067.6833 | 3928.0493
Region | Technology | 2023-24 | 2024-25 | 2025-26 | 2026-27 | 2027-28 | 2028-29 | 2029-30 | 2030-31 | 2031-32 | 2032-33 | 2033-34 | 2034-35 | 2035-36 | 2036-37 | 2037-38 | 2038-39 | 2039-40 | 2040-41 | 2041-42 | 2042-43 | 2043-44 | 2044-45 | 2045-46 | 2046-47 | 2047-48 | 2048-49 | 2049-50
SA1 | Grid Battery pump | 197.4075 | 202.2247 | 201.0016 | 199.1676 | 200.9208 | 189.1199 | 186.5026 | 1204.5267 | 2046.378 | 5336.2643 | 7122.7656 | 9670.5997 | 10624.8916 | 13140.4597 | 10738.3124 | 11018.1035 | 12065.5039 | 11408.592 | 25242.3344 | 21985.6313 | 30522.4615 | 32202.682 | 34095.8904 | 28319.4588 | 30159.5674 | 31014.6639 | 33240.0179
SA1 | Pumped Hydro Pump | 0 | 0 | 0.0017069 | 0.0029928 | 0.003272 | 0.003266 | 0.0032566 | 0.0033697 | 0.0033681 | 0.0033807 | 0.0031858 | 0.0033582 | 0.0034614 | 0.0036318 | 0.0035263 | 0.0035174 | 0.0038115 | 0.003876 | 0.0039382 | 0.0040904 | 0.0044227 | 0.0046643 | 0.004801 | 0.0045704 | 0.0046239 | 0.0050758 | 0.0056955
SA1 | VPP pump | 87.9897 | 134.4524 | 177.587 | 220.5853 | 270.8951 | 306.6338 | 386.2176 | 461.5059 | 533.0117 | 680.9816 | 793.0962 | 940.963 | 1071.4819 | 1220.7786 | 1259.5691 | 1318.416 | 1431.7368 | 1434.8823 | 1606.7349 | 1599.4973 | 1708.6487 | 1798.5613 | 1949.4922 | 1917.9948 | 1982.6957 | 2067.3247 | 2115.944
Region | Technology | 2023-24 | 2024-25 | 2025-26 | 2026-27 | 2027-28 | 2028-29 | 2029-30 | 2030-31 | 2031-32 | 2032-33 | 2033-34 | 2034-35 | 2035-36 | 2036-37 | 2037-38 | 2038-39 | 2039-40 | 2040-41 | 2041-42 | 2042-43 | 2043-44 | 2044-45 | 2045-46 | 2046-47 | 2047-48 | 2048-49 | 2049-50
TAS1 | Grid Battery pump | 0 | 0.0012258 | 0.0013554 | 0.0016036 | 0.0019202 | 0.0019287 | 0.0021245 | 0.0027349 | 0.0046185 | 0.0056386 | 0.0067967 | 0.0073322 | 0.0084136 | 0.011429 | 0.017315 | 3.9171 | 3.9293 | 3.8896 | 544.1957 | 1757.7404 | 1673.6196 | 1831.1819 | 1864.3191 | 4894.5499 | 9318.4757 | 11482.9572 | 11014.5996
TAS1 | Pumped Hydro Pump | 0 | 0 | 0.0030716 | 0.0042098 | 0.0078597 | 362.1793 | 1207.3236 | 1237.7262 | 1807.1731 | 2336.2906 | 2599.658 | 4001.3458 | 5256.6849 | 5273.6897 | 5415.5764 | 5720.386 | 5471.6939 | 5464.6409 | 5706.5575 | 5429.1812 | 5095.1645 | 5744.0356 | 5336.5317 | 5003.6013 | 5109.9075 | 4811.4217 | 4453.4587
TAS1 | VPP pump | 3.32 | 10.7552 | 15.4397 | 23.6941 | 33.0307 | 47.1667 | 56.5129 | 65.8366 | 100.1376 | 115.7913 | 123.1396 | 145.9905 | 162.8842 | 196.068 | 201.6705 | 220.0689 | 244.8569 | 264.8757 | 279.4731 | 266.1222 | 282.1411 | 295.908 | 326.1491 | 321.7334 | 353.1256 | 368.8638 | 403.2885
Non-controllable capacity
Region | Technology | 2023-24 | 2024-25 | 2025-26 | 2026-27 | 2027-28 | 2028-29 | 2029-30 | 2030-31 | 2031-32 | 2032-33 | 2033-34 | 2034-35 | 2035-36 | 2036-37 | 2037-38 | 2038-39 | 2039-40 | 2040-41 | 2041-42 | 2042-43 | 2043-44 | 2044-45 | 2045-46 | 2046-47 | 2047-48 | 2048-49 | 2049-50
NEM | Distributed PV | 28092.3496 | 31229.3563 | 34222.7211 | 40772.5733 | 44931.3209 | 43795.7567 | 49591.985 | 55261.0322 | 59867.3279 | 63305.4207 | 64859.3525 | 66066.0982 | 74039.4587 | 77129.3333 | 71639.0459 | 77914.8248 | 84125.7859 | 88608.2381 | 91528.0339 | 91960.2425 | 91824.9688 | 101064.902 | 103910.4226 | 95700.5226 | 103278.4671 | 110289.5929 | 114965.1676
NEM | Behind the meter battery | 695.4795 | 1078.31 | 1407.5158 | 1668.4796 | 1891.1321 | 2035.3669 | 2318.3699 | 2682.8975 | 3007.6704 | 3349.5884 | 3854.3372 | 4362.6111 | 4815.8375 | 5174.2175 | 5472.1674 | 5686.3755 | 5767.9948 | 5751.488 | 5684.5392 | 5627.0459 | 5657.8927 | 5678.5314 | 5681.5411 | 5668.9685 | 5652.094 | 5572.7414 | 5486.0696
NEM | Behind the meter battery pump | 818.5544 | 1269.0039 | 1656.6188 | 1963.7018 | 2226.3498 | 2395.6583 | 2729.6635 | 3158.3233 | 3540.0508 | 3942.9332 | 4536.0569 | 5135.526 | 5666.6469 | 6089.088 | 6440.0449 | 6692.6191 | 6788.8211 | 6767.7334 | 6692.103 | 6622.8115 | 6659.9012 | 6683.7902 | 6688.1884 | 6674.2227 | 6651.1966 | 6559.6833 | 6458.4059
Region | Technology | 2023-24 | 2024-25 | 2025-26 | 2026-27 | 2027-28 | 2028-29 | 2029-30 | 2030-31 | 2031-32 | 2032-33 | 2033-34 | 2034-35 | 2035-36 | 2036-37 | 2037-38 | 2038-39 | 2039-40 | 2040-41 | 2041-42 | 2042-43 | 2043-44 | 2044-45 | 2045-46 | 2046-47 | 2047-48 | 2048-49 | 2049-50
NSW1 | Distributed PV | 9127.2237 | 10368.8398 | 11309.723 | 13812.1555 | 14928.3195 | 14448.0663 | 16045.729 | 18251.9341 | 20279.4386 | 20903.4305 | 21772.8578 | 22116.3487 | 25507.3278 | 26230.9349 | 24300.8121 | 25956.6983 | 28582.6218 | 30774.6624 | 30948.6458 | 31492.2524 | 31298.7782 | 35351.8893 | 35837.4146 | 32836.6943 | 34725.1695 | 37754.0009 | 40195.5189
NSW1 | Behind the meter battery | 252.9115 | 378.037 | 474.1485 | 547.331 | 609.2417 | 653.1385 | 740.7787 | 859.1134 | 977.7677 | 1103.1377 | 1286.9308 | 1462.6095 | 1617.7382 | 1741.4018 | 1838.9315 | 1907.3373 | 1935.731 | 1922.4917 | 1901.0935 | 1886.0903 | 1903.6568 | 1915.6797 | 1915.479 | 1909.4832 | 1898.9576 | 1873.5131 | 1839.1918
NSW1 | Behind the meter battery pump | 297.7023 | 444.7794 | 558.0749 | 644.2993 | 717.3215 | 768.7553 | 872.248 | 1011.2844 | 1150.3951 | 1298.2238 | 1514.8648 | 1722.1033 | 1903.2334 | 2049.2668 | 2164.3233 | 2245.6489 | 2278.2933 | 2261.7711 | 2238.3987 | 2219.5942 | 2241.1434 | 2254.4028 | 2255.0101 | 2248.4295 | 2234.115 | 2206.1873 | 2165.4397
Region | Technology | 2023-24 | 2024-25 | 2025-26 | 2026-27 | 2027-28 | 2028-29 | 2029-30 | 2030-31 | 2031-32 | 2032-33 | 2033-34 | 2034-35 | 2035-36 | 2036-37 | 2037-38 | 2038-39 | 2039-40 | 2040-41 | 2041-42 | 2042-43 | 2043-44 | 2044-45 | 2045-46 | 2046-47 | 2047-48 | 2048-49 | 2049-50
QLD1 | Distributed PV | 8717.4327 | 9438.1246 | 10691.0189 | 12571.4321 | 13801.5089 | 12611.7587 | 14773.1222 | 16357.2478 | 18256.207 | 19042.5915 | 19257.9046 | 20391.8694 | 22603.4642 | 23452.4266 | 20397.2016 | 22846.4326 | 24427.2608 | 26409.1926 | 26845.8047 | 26550.6421 | 27523.0738 | 29860.0747 | 30628.906 | 26400.641 | 29436.7074 | 31152.2681 | 33442.8932
QLD1 | Behind the meter battery | 181.2665 | 289.0141 | 391.4917 | 468.8781 | 532.3168 | 581.3976 | 669.2074 | 779.569 | 883.6256 | 989.0347 | 1143.3295 | 1298.0358 | 1437.1843 | 1537.8089 | 1608.6921 | 1660.6128 | 1673.0458 | 1661.0318 | 1631.3651 | 1613.8863 | 1625.1104 | 1627.3441 | 1630.9718 | 1624.2908 | 1612.1224 | 1585.2153 | 1557.81
QLD1 | Behind the meter battery pump | 213.2543 | 340.2462 | 460.6993 | 551.7541 | 626.7357 | 684.3258 | 787.9237 | 917.8195 | 1040.183 | 1164.5336 | 1345.7307 | 1528.2039 | 1691.1987 | 1809.3424 | 1893.2555 | 1953.7127 | 1969.7027 | 1954.7257 | 1921.0578 | 1899.3158 | 1912.8431 | 1915.6437 | 1919.7836 | 1911.6785 | 1896.8122 | 1866.062 | 1834.3335
Region | Technology | 2023-24 | 2024-25 | 2025-26 | 2026-27 | 2027-28 | 2028-29 | 2029-30 | 2030-31 | 2031-32 | 2032-33 | 2033-34 | 2034-35 | 2035-36 | 2036-37 | 2037-38 | 2038-39 | 2039-40 | 2040-41 | 2041-42 | 2042-43 | 2043-44 | 2044-45 | 2045-46 | 2046-47 | 2047-48 | 2048-49 | 2049-50
VIC1 | Distributed PV | 6000.7935 | 6770.0877 | 7343.5895 | 8853.0483 | 10044.3913 | 10424.3686 | 11766.1183 | 13105.7968 | 13378.9656 | 14772.6128 | 15090.4642 | 14872.8518 | 16488.5059 | 17363.5191 | 17002.8984 | 18417.4282 | 19900.2644 | 19901.6595 | 21596.6854 | 21829.7276 | 21227.7351 | 23265.8036 | 24218.6936 | 23574.457 | 25373.8445 | 27114.9601 | 26817.5213
VIC1 | Behind the meter battery | 141.985 | 252.0634 | 349.4457 | 432.937 | 505.4843 | 536.1299 | 600.565 | 689.7169 | 743.6775 | 795.9704 | 894.4221 | 1007.657 | 1112.529 | 1203.1682 | 1302.9856 | 1369.3669 | 1406.369 | 1420.7544 | 1415.4477 | 1393.2785 | 1392.3727 | 1402.0557 | 1402.7054 | 1412.047 | 1421.34 | 1408.6509 | 1395.2273
VIC1 | Behind the meter battery pump | 167.126 | 296.5466 | 411.3566 | 509.4864 | 595.0346 | 631.1002 | 707.1206 | 811.8737 | 875.5397 | 936.8152 | 1052.3272 | 1185.5559 | 1309.2417 | 1416.0459 | 1533.213 | 1611.7067 | 1654.7681 | 1671.7196 | 1665.6276 | 1639.9112 | 1638.5908 | 1650.7579 | 1651.3687 | 1662.7403 | 1672.9268 | 1657.3662 | 1642.2269
Region | Technology | 2023-24 | 2024-25 | 2025-26 | 2026-27 | 2027-28 | 2028-29 | 2029-30 | 2030-31 | 2031-32 | 2032-33 | 2033-34 | 2034-35 | 2035-36 | 2036-37 | 2037-38 | 2038-39 | 2039-40 | 2040-41 | 2041-42 | 2042-43 | 2043-44 | 2044-45 | 2045-46 | 2046-47 | 2047-48 | 2048-49 | 2049-50
SA1 | Distributed PV | 3873.5904 | 4218.2084 | 4407.0308 | 4974.9388 | 5540.7273 | 5653.8684 | 6291.3901 | 6760.8987 | 7126.3578 | 7683.9802 | 7787.5309 | 7731.1002 | 8378.4884 | 8978.4739 | 8818.916 | 9525.6124 | 9972.7635 | 10249.4024 | 10783.3468 | 10690.4944 | 10400.6105 | 11079.611 | 11682.2976 | 11341.03 | 12145.6032 | 12590.3498 | 12817.7077
SA1 | Behind the meter battery | 99.7067 | 131.4791 | 158.1035 | 180.1246 | 200.9319 | 218.7478 | 256.2991 | 295.4642 | 336.07 | 385.4073 | 442.4572 | 496.031 | 540.5116 | 576.003 | 599.5596 | 622.0284 | 624.1324 | 618.7657 | 609.6769 | 606.4207 | 608.1841 | 604.8342 | 602.9923 | 594.5005 | 591.4601 | 578.6195 | 569.2576
SA1 | Behind the meter battery pump | 117.393 | 154.8013 | 186.097 | 212.0302 | 236.4823 | 257.3804 | 301.7169 | 347.8746 | 395.6049 | 453.8385 | 520.5384 | 583.9682 | 636.02 | 678.1084 | 705.6655 | 732.0113 | 734.5058 | 728.3476 | 717.5834 | 714.1417 | 716.0107 | 711.6125 | 709.7187 | 699.9711 | 696.4297 | 680.9073 | 669.8344
Region | Technology | 2023-24 | 2024-25 | 2025-26 | 2026-27 | 2027-28 | 2028-29 | 2029-30 | 2030-31 | 2031-32 | 2032-33 | 2033-34 | 2034-35 | 2035-36 | 2036-37 | 2037-38 | 2038-39 | 2039-40 | 2040-41 | 2041-42 | 2042-43 | 2043-44 | 2044-45 | 2045-46 | 2046-47 | 2047-48 | 2048-49 | 2049-50
TAS1 | Distributed PV | 373.3093 | 434.0958 | 471.3589 | 560.9986 | 616.3739 | 657.6946 | 715.6253 | 785.1548 | 826.3589 | 902.8057 | 950.595 | 953.9281 | 1061.6725 | 1103.9787 | 1119.2178 | 1168.6532 | 1242.8754 | 1273.3211 | 1353.5513 | 1397.126 | 1374.7712 | 1507.5233 | 1543.1109 | 1547.7002 | 1597.1425 | 1678.014 | 1691.5266
TAS1 | Behind the meter battery | 19.6098 | 27.7164 | 34.3264 | 39.2088 | 43.1573 | 45.9531 | 51.5197 | 59.034 | 66.5297 | 76.0382 | 87.1976 | 98.2779 | 107.8745 | 115.8357 | 121.9986 | 127.03 | 128.7166 | 128.4444 | 126.9559 | 127.37 | 128.5686 | 128.6176 | 129.3925 | 128.647 | 128.214 | 126.7426 | 124.5829
TAS1 | Behind the meter battery pump | 23.0788 | 32.6303 | 40.3909 | 46.1318 | 50.7758 | 54.0965 | 60.6543 | 69.471 | 78.3281 | 89.5221 | 102.5958 | 115.6947 | 126.953 | 136.3245 | 143.5876 | 149.5394 | 151.5513 | 151.1695 | 149.4355 | 149.8487 | 151.3131 | 151.3733 | 152.3073 | 151.4033 | 150.9129 | 149.1605 | 146.5714

## Option 5_Capacity
Installed capacity by technology (MW) - Option 5, Hydrogen Superpower Scenario
Capacity calculated on 1 July. In early study years some wind and solar projects enter later in the financial year and are therefore reflected in the following financial year's capacity.
Explicitly modelled generation
Region | Technology | 2023-24 | 2024-25 | 2025-26 | 2026-27 | 2027-28 | 2028-29 | 2029-30 | 2030-31 | 2031-32 | 2032-33 | 2033-34 | 2034-35 | 2035-36 | 2036-37 | 2037-38 | 2038-39 | 2039-40 | 2040-41 | 2041-42 | 2042-43 | 2043-44 | 2044-45 | 2045-46 | 2046-47 | 2047-48 | 2048-49 | 2049-50
NEM | Black Coal | 16456 | 16456 | 13162 | 7547 | 4202 | 3082 | 2242 | 0 | 0 | 0 | 0 | 0 | 0 | 0 | 0 | 0 | 0 | 0 | 0 | 0 | 0 | 0 | 0 | 0 | 0 | 0 | 0
NEM | Brown Coal | 4820 | 4820 | 3370 | 2810 | 1720 | 1160 | 1160 | 0 | 0 | 0 | 0 | 0 | 0 | 0 | 0 | 0 | 0 | 0 | 0 | 0 | 0 | 0 | 0 | 0 | 0 | 0 | 0
NEM | CCGT | 2954.9 | 2774.9 | 2774.9 | 2774.9 | 2774.9 | 2774.9 | 2774.9 | 2774.9 | 2774.9 | 2774.9 | 2774.9 | 2774.9 | 2774.9 | 2389.9 | 1860.9 | 1860.9 | 1716.5 | 1716.5 | 1716.5 | 1716.5 | 1276.5 | 1276.5 | 632 | 388 | 388 | 388 | 388
NEM | Gas - Steam | 1300 | 1300 | 1300 | 500 | 500 | 500 | 500 | 500 | 500 | 500 | 500 | 500 | 500 | 500 | 500 | 500 | 0 | 0 | 0 | 0 | 0 | 0 | 0 | 0 | 0 | 0 | 0
NEM | OCGT / Diesel | 7382.159 | 8132.1611 | 8132.1615 | 8132.162 | 8132.162 | 8132.162 | 8132.1621 | 7749.6621 | 7749.6621 | 7472.8021 | 6879.3021 | 6762.3022 | 6682.3022 | 6682.3023 | 6682.3024 | 6682.3024 | 6242.3025 | 6122.3026 | 6122.3027 | 6028.3027 | 6028.3028 | 4969.3041 | 4969.3041 | 4266.3043 | 3682.3043 | 3682.3044 | 3163.3044
NEM | Hydro | 7492.42 | 7492.42 | 7492.42 | 7492.42 | 7492.42 | 7492.42 | 7492.42 | 7492.42 | 7492.42 | 7492.42 | 7492.42 | 7492.42 | 7492.42 | 7492.42 | 7406.02 | 7406.02 | 7406.02 | 7406.02 | 7406.02 | 7340.02 | 7340.02 | 7340.02 | 7340.02 | 7340.02 | 7340.02 | 7340.02 | 7340.02
NEM | Hydrogen Turbine | 0 | 0 | 0 | 0 | 0 | 0 | 0 | 158.2944 | 158.2945 | 158.2945 | 158.2945 | 158.2946 | 158.2948 | 158.2948 | 312.9294 | 312.9294 | 463.2443 | 463.2443 | 463.2444 | 463.2445 | 1353.6089 | 1787.4601 | 1787.4601 | 2192.1363 | 2266.5755 | 2502.7022 | 2688.4457
NEM | Wind | 10055.738 | 25458.0987 | 27824.6647 | 33502.375 | 41762.4633 | 48194.9131 | 52509.2652 | 55942.6126 | 58440.7101 | 61899.3608 | 68881.4659 | 80258.8555 | 84395.1489 | 92082.6284 | 107471.5672 | 112505.4918 | 112372.3902 | 116854.2217 | 128761.9597 | 145727.1296 | 153580.9773 | 157361.7402 | 169117.4136 | 204819.066 | 216930.127 | 222637.51 | 231834.1611
NEM | Solar PV | 9052.829 | 9912.9315 | 11732.6791 | 14028.3397 | 17428.2857 | 25663.1641 | 26813.2764 | 35914.519 | 37955.4216 | 43702.2143 | 57900.1531 | 78786.8757 | 80254.9617 | 88025.0208 | 100261.3944 | 101447.9152 | 104365.3373 | 111147.8517 | 133762.2975 | 154341.9264 | 174063.5311 | 182729.2165 | 191034.1666 | 212091.8064 | 217839.4957 | 227134.3543 | 277940.4905
NEM | Grid Battery | 1004.93 | 1004.936 | 1899.8876 | 2603.6382 | 3426.8085 | 5495.8219 | 5520.1971 | 8370.7994 | 8792.9117 | 11698.7281 | 15145.1922 | 19041.5023 | 20748.0172 | 21969.859 | 23645.336 | 23702.8665 | 24442.2557 | 26306.011 | 33617.3805 | 41015.4346 | 46854.2536 | 51491.8681 | 50586.9434 | 52664.7973 | 54962.3155 | 59364.239 | 81317.2126
NEM | Pumped Hydro | 810 | 810 | 2243.7451 | 2796.2725 | 4985.768 | 5384.4726 | 5789.1116 | 5835.1083 | 5956.7984 | 6203.5922 | 6371.3528 | 7012.3224 | 7481.2928 | 7527.7866 | 7527.789 | 7527.7924 | 7527.7924 | 7527.7924 | 7527.7925 | 7527.7926 | 7527.7927 | 7527.7927 | 7527.7927 | 7527.7927 | 7527.7928 | 7527.7929 | 7527.793
NEM | VPP | 366.52 | 731.52 | 1218.98 | 1822.85 | 2558.43 | 3412.08 | 4696.23 | 5734.8699 | 6792.65 | 7984.1201 | 9451.04 | 11021.7499 | 12642.45 | 14292.4899 | 15915.3099 | 17494.9201 | 18665.6799 | 19737.1499 | 20682.8795 | 21556.8601 | 22491.0506 | 23437.5296 | 24406.7907 | 25388.5699 | 26393.3599 | 27416.5501 | 28459.9998
Total excluding storage |  | 61695.496 | 78892.9673 | 81151.438 | 84009.9574 | 94983.2375 | 111291.9337 | 117629.5625 | 130473.1857 | 136613.7683 | 149886.432 | 175554.1207 | 213809.2226 | 223129.7875 | 241120.7018 | 271583.5481 | 279441.1377 | 283201.5223 | 297281.0937 | 340060.3767 | 385717.2105 | 420516.0371 | 437921.4313 | 457401.8912 | 516678.4928 | 537329.9905 | 557993.4728 | 640659.4272
Region | Technology | 2023-24 | 2024-25 | 2025-26 | 2026-27 | 2027-28 | 2028-29 | 2029-30 | 2030-31 | 2031-32 | 2032-33 | 2033-34 | 2034-35 | 2035-36 | 2036-37 | 2037-38 | 2038-39 | 2039-40 | 2040-41 | 2041-42 | 2042-43 | 2043-44 | 2044-45 | 2045-46 | 2046-47 | 2047-48 | 2048-49 | 2049-50
NSW1 | Black Coal | 8330 | 8330 | 8330 | 3445 | 1390 | 1390 | 1390 | 0 | 0 | 0 | 0 | 0 | 0 | 0 | 0 | 0 | 0 | 0 | 0 | 0 | 0 | 0 | 0 | 0 | 0 | 0 | 0
NSW1 | Brown Coal | 0 | 0 | 0 | 0 | 0 | 0 | 0 | 0 | 0 | 0 | 0 | 0 | 0 | 0 | 0 | 0 | 0 | 0 | 0 | 0 | 0 | 0 | 0 | 0 | 0 | 0 | 0
NSW1 | CCGT | 440 | 440 | 440 | 440 | 440 | 440 | 440 | 440 | 440 | 440 | 440 | 440 | 440 | 440 | 440 | 440 | 440 | 440 | 440 | 440 | 0 | 0 | 0 | 0 | 0 | 0 | 0
NSW1 | Gas - Steam | 0 | 0 | 0 | 0 | 0 | 0 | 0 | 0 | 0 | 0 | 0 | 0 | 0 | 0 | 0 | 0 | 0 | 0 | 0 | 0 | 0 | 0 | 0 | 0 | 0 | 0 | 0
NSW1 | OCGT / Diesel | 1888.999 | 2639.0009 | 2639.0009 | 2639.0009 | 2639.0009 | 2639.0009 | 2639.0009 | 2639.0009 | 2639.0009 | 2639.0009 | 2639.0009 | 2639.0009 | 2639.0009 | 2639.0009 | 2639.0009 | 2639.0009 | 2639.0009 | 2639.0009 | 2639.0009 | 2639.0009 | 2639.0009 | 1790.0019 | 1790.0019 | 1790.0019 | 1790.0019 | 1790.0019 | 1790.0019
NSW1 | Hydro | 2525 | 2525 | 2525 | 2525 | 2525 | 2525 | 2525 | 2525 | 2525 | 2525 | 2525 | 2525 | 2525 | 2525 | 2525 | 2525 | 2525 | 2525 | 2525 | 2525 | 2525 | 2525 | 2525 | 2525 | 2525 | 2525 | 2525
NSW1 | Hydrogen Turbine | 0 | 0 | 0 | 0 | 0 | 0 | 0 | 158.294 | 158.294 | 158.294 | 158.294 | 158.294 | 158.294 | 158.294 | 188.9241 | 188.9241 | 188.9241 | 188.9241 | 188.9241 | 188.9241 | 188.9241 | 188.9241 | 188.9241 | 526.8567 | 526.8567 | 526.8567 | 526.8567
NSW1 | Wind | 1886.96 | 7202.4928 | 7202.4973 | 9079.0616 | 12373.8648 | 12715.8818 | 12936.5999 | 13837.1782 | 13837.1782 | 15930.6957 | 15930.6959 | 16108.524 | 16108.5241 | 16992.079 | 17860.7455 | 18226.4021 | 18226.4021 | 18880.2736 | 21847.5497 | 21847.55 | 21664.3366 | 21664.3366 | 22161.5352 | 26725.1909 | 26725.1924 | 26329.1925 | 26216.0025
NSW1 | Solar PV | 3745.541 | 4459.6418 | 5856.169 | 7456.2588 | 8446.1203 | 11170.554 | 11170.5551 | 14449.3224 | 15113.1488 | 16787.1474 | 17536.8559 | 18473.3681 | 18473.3681 | 19426.9693 | 24006.605 | 23856.305 | 23856.305 | 25723.3818 | 25723.382 | 27214.8987 | 29268.7759 | 29268.7759 | 29268.7759 | 33598.8628 | 33493.5928 | 33443.5928 | 33370.8549
NSW1 | Grid Battery | 50 | 50.004 | 944.9489 | 1270.6557 | 1571.281 | 1865.5922 | 1889.9673 | 4316.5458 | 4316.546 | 4519.3315 | 4519.3326 | 4519.3326 | 5328.7166 | 5325.2516 | 7000.726 | 7000.7261 | 7000.7263 | 7000.7276 | 7132.138 | 7839.5503 | 8179.0059 | 8685.2419 | 7790.3182 | 7644.7644 | 7366.0604 | 8066.4336 | 8470.7107
NSW1 | Pumped Hydro | 240 | 240 | 735.6389 | 735.6389 | 2775.6389 | 2929.998 | 2929.998 | 2929.998 | 2929.998 | 2929.998 | 2929.998 | 2929.998 | 2929.998 | 2929.998 | 2929.998 | 2929.998 | 2929.998 | 2929.998 | 2929.998 | 2929.998 | 2929.998 | 2929.998 | 2929.998 | 2929.998 | 2929.998 | 2929.998 | 2929.998
NSW1 | VPP | 113.45 | 234.47 | 391.15 | 583.15 | 817.87 | 1099.64 | 1524.3701 | 1863.23 | 2229.81 | 2645.9301 | 3161.7199 | 3706.36 | 4261.71 | 4832.22 | 5385.0599 | 5923.2399 | 6317.1401 | 6670.3197 | 6979.9097 | 7280.8598 | 7600.3302 | 7924.3899 | 8255.8703 | 8588.37 | 8928.2397 | 9272.9101 | 9620.7898
Total excluding storage |  | 19219.95 | 26120.6096 | 29064.4049 | 28173.7659 | 32978.7759 | 36775.6669 | 37445.4912 | 43158.5693 | 44188.9759 | 48575.3976 | 49840.8972 | 51499.8776 | 52864.6118 | 55268.8129 | 62976.0594 | 63729.596 | 64123.4965 | 66997.6258 | 70405.9025 | 72905.7818 | 74995.3715 | 74976.6683 | 74910.4236 | 84329.0446 | 84284.942 | 84883.9856 | 85450.2146
Region | Technology | 2023-24 | 2024-25 | 2025-26 | 2026-27 | 2027-28 | 2028-29 | 2029-30 | 2030-31 | 2031-32 | 2032-33 | 2033-34 | 2034-35 | 2035-36 | 2036-37 | 2037-38 | 2038-39 | 2039-40 | 2040-41 | 2041-42 | 2042-43 | 2043-44 | 2044-45 | 2045-46 | 2046-47 | 2047-48 | 2048-49 | 2049-50
QLD1 | Black Coal | 8126 | 8126 | 4832 | 4102 | 2812 | 1692 | 852 | 0 | 0 | 0 | 0 | 0 | 0 | 0 | 0 | 0 | 0 | 0 | 0 | 0 | 0 | 0 | 0 | 0 | 0 | 0 | 0
QLD1 | Brown Coal | 0 | 0 | 0 | 0 | 0 | 0 | 0 | 0 | 0 | 0 | 0 | 0 | 0 | 0 | 0 | 0 | 0 | 0 | 0 | 0 | 0 | 0 | 0 | 0 | 0 | 0 | 0
QLD1 | CCGT | 1597.9 | 1597.9 | 1597.9 | 1597.9 | 1597.9 | 1597.9 | 1597.9 | 1597.9 | 1597.9 | 1597.9 | 1597.9 | 1597.9 | 1597.9 | 1212.9 | 1212.9 | 1212.9 | 1068.5 | 1068.5 | 1068.5 | 1068.5 | 1068.5 | 1068.5 | 424 | 180 | 180 | 180 | 180
QLD1 | Gas - Steam | 0 | 0 | 0 | 0 | 0 | 0 | 0 | 0 | 0 | 0 | 0 | 0 | 0 | 0 | 0 | 0 | 0 | 0 | 0 | 0 | 0 | 0 | 0 | 0 | 0 | 0 | 0
QLD1 | OCGT / Diesel | 1954.5 | 1954.5001 | 1954.5005 | 1954.5005 | 1954.5005 | 1954.5005 | 1954.5005 | 1954.5005 | 1954.5005 | 1954.5005 | 1531.0005 | 1414.0005 | 1414.0005 | 1414.0005 | 1414.0005 | 1414.0005 | 1414.0005 | 1414.0005 | 1414.0005 | 1414.0006 | 1414.0006 | 1414.0006 | 1414.0006 | 865.0007 | 865.0007 | 865.0007 | 346.0007
QLD1 | Hydro | 152.4 | 152.4 | 152.4 | 152.4 | 152.4 | 152.4 | 152.4 | 152.4 | 152.4 | 152.4 | 152.4 | 152.4 | 152.4 | 152.4 | 66 | 66 | 66 | 66 | 66 | 0 | 0 | 0 | 0 | 0 | 0 | 0 | 0
QLD1 | Hydrogen Turbine | 0 | 0 | 0 | 0 | 0 | 0 | 0 | 0.00021582 | 0.00021588 | 0.00021593 | 0.00021601 | 0.00021616 | 0.00021627 | 0.00021643 | 0.00021677 | 0.00021692 | 0.00021717 | 0.00021745 | 0.00021779 | 0.00022081 | 0.00023492 | 0.00024367 | 0.00026595 | 0.00038463 | 0.00038476 | 0.00038496 | 0.00038571
QLD1 | Wind | 1133.518 | 6117.5239 | 8024.5905 | 9392.453 | 11106.0589 | 11799.5286 | 14082.6731 | 15436.1272 | 16295.8567 | 17113.1 | 20309.0421 | 28991.6907 | 31187.3768 | 33649.1599 | 39082.603 | 40246.3735 | 40246.3735 | 40246.3741 | 43072.5349 | 55737.6089 | 58549.8075 | 62786.5704 | 74672.7883 | 93099.2863 | 93382.6693 | 94710.0329 | 97510.0298
QLD1 | Solar PV | 3646.985 | 3792.985 | 4020.2095 | 4427.7061 | 5206.7034 | 9052.5414 | 9952.7292 | 12079.6151 | 13462.8112 | 15292.9567 | 21601.1897 | 33930.8671 | 34251.316 | 35864.6914 | 39765.5261 | 39765.5261 | 39765.5261 | 44158.7491 | 47823.6378 | 64158.3615 | 69023.4825 | 78069.6479 | 86413.081 | 94265.6557 | 93532.7557 | 93021.3556 | 137279.7307
QLD1 | Grid Battery | 100 | 100.0005 | 100.0071 | 100.0072 | 100.0092 | 1874.7114 | 1874.7114 | 1874.7114 | 1874.7114 | 2783.4036 | 5105.7506 | 7877.9416 | 8096.7639 | 8096.7639 | 8096.7639 | 8121.1016 | 8121.1016 | 9984.8556 | 10097.0446 | 16021.0076 | 17472.3917 | 21013.145 | 21013.1453 | 21013.147 | 21013.145 | 21144.8877 | 41606.7377
QLD1 | Pumped Hydro | 570 | 570 | 1508.1038 | 2033.986 | 2183.4798 | 2250.1406 | 2250.1406 | 2250.1406 | 2250.1406 | 2250.1406 | 2250.1406 | 2250.1406 | 2250.1406 | 2250.1406 | 2250.1406 | 2250.1406 | 2250.1406 | 2250.1406 | 2250.1406 | 2250.1406 | 2250.1406 | 2250.1406 | 2250.1406 | 2250.1406 | 2250.1406 | 2250.1407 | 2250.1407
QLD1 | VPP | 81.31 | 177.51 | 314.99 | 485.21 | 690.75 | 942.37 | 1319.33 | 1624.09 | 1944.03 | 2302.23 | 2742.3501 | 3210.76 | 3693.74 | 4164.2798 | 4602.4399 | 5027.8901 | 5334.1299 | 5614.29 | 5855.8198 | 6089.3501 | 6341.7002 | 6594.71 | 6854.7402 | 7119.54 | 7388.3501 | 7663.8701 | 7944.3501
Total excluding storage |  | 17362.613 | 22588.8195 | 22504.7014 | 24246.1629 | 25803.8018 | 31316.0926 | 34036.3849 | 36969.4851 | 39532.3508 | 43446.6317 | 55289.774 | 79425.7009 | 82643.6381 | 86804.3364 | 96490.3743 | 98103.9327 | 98265.7725 | 104802.9103 | 111647.6786 | 146738.9696 | 156120.0234 | 173196.7148 | 193041.8963 | 218792.7707 | 218612.0618 | 219835.288 | 287116.99
Region | Technology | 2023-24 | 2024-25 | 2025-26 | 2026-27 | 2027-28 | 2028-29 | 2029-30 | 2030-31 | 2031-32 | 2032-33 | 2033-34 | 2034-35 | 2035-36 | 2036-37 | 2037-38 | 2038-39 | 2039-40 | 2040-41 | 2041-42 | 2042-43 | 2043-44 | 2044-45 | 2045-46 | 2046-47 | 2047-48 | 2048-49 | 2049-50
VIC1 | Black Coal | 0 | 0 | 0 | 0 | 0 | 0 | 0 | 0 | 0 | 0 | 0 | 0 | 0 | 0 | 0 | 0 | 0 | 0 | 0 | 0 | 0 | 0 | 0 | 0 | 0 | 0 | 0
VIC1 | Brown Coal | 4820 | 4820 | 3370 | 2810 | 1720 | 1160 | 1160 | 0 | 0 | 0 | 0 | 0 | 0 | 0 | 0 | 0 | 0 | 0 | 0 | 0 | 0 | 0 | 0 | 0 | 0 | 0 | 0
VIC1 | CCGT | 0 | 0 | 0 | 0 | 0 | 0 | 0 | 0 | 0 | 0 | 0 | 0 | 0 | 0 | 0 | 0 | 0 | 0 | 0 | 0 | 0 | 0 | 0 | 0 | 0 | 0 | 0
VIC1 | Gas - Steam | 500 | 500 | 500 | 500 | 500 | 500 | 500 | 500 | 500 | 500 | 500 | 500 | 500 | 500 | 500 | 500 | 0 | 0 | 0 | 0 | 0 | 0 | 0 | 0 | 0 | 0 | 0
VIC1 | OCGT / Diesel | 1900 | 1900.0001 | 1900.0001 | 1900.0004 | 1900.0004 | 1900.0004 | 1900.0004 | 1900.0004 | 1900.0004 | 1900.0004 | 1730.0004 | 1730.0004 | 1730.0004 | 1730.0004 | 1730.0004 | 1730.0004 | 1290.0004 | 1290.0005 | 1290.0005 | 1196.0005 | 1196.0005 | 1196.0007 | 1196.0007 | 1196.0007 | 612.0007 | 612.0007 | 612.0007
VIC1 | Hydro | 2264.02 | 2264.02 | 2264.02 | 2264.02 | 2264.02 | 2264.02 | 2264.02 | 2264.02 | 2264.02 | 2264.02 | 2264.02 | 2264.02 | 2264.02 | 2264.02 | 2264.02 | 2264.02 | 2264.02 | 2264.02 | 2264.02 | 2264.02 | 2264.02 | 2264.02 | 2264.02 | 2264.02 | 2264.02 | 2264.02 | 2264.02
VIC1 | Hydrogen Turbine | 0 | 0 | 0 | 0 | 0 | 0 | 0 | 0 | 0 | 0 | 0 | 0 | 0.00024823 | 0.00024895 | 124.0046 | 124.0046 | 274.3194 | 274.3194 | 274.3194 | 274.3194 | 1164.6836 | 1598.5348 | 1598.5348 | 1598.5348 | 1672.974 | 1877.0513 | 2054.0447
VIC1 | Wind | 4121.91 | 6379.22 | 6556.3822 | 7574.9953 | 9031.3058 | 10578.9041 | 10578.9041 | 10664.4607 | 10664.4607 | 10664.4607 | 11670.979 | 11491.6133 | 11491.6133 | 12218.9394 | 13140.3491 | 15120.7344 | 15314.3324 | 15655.5684 | 15745.6263 | 17511.6227 | 19383.4698 | 19071.4698 | 18786.9266 | 21202.4954 | 25498.5161 | 25499.6973 | 25092.7004
VIC1 | Solar PV | 1081.573 | 1081.5734 | 1081.5741 | 1369.648 | 2341.8375 | 2341.8376 | 2341.8376 | 3323.0521 | 3323.0521 | 3837.8432 | 3837.8432 | 5128.0306 | 5128.0306 | 5410.2653 | 5760.6924 | 5783.3832 | 6462.1839 | 6723.9065 | 10722.4468 | 10722.4468 | 13559.4789 | 13448.9989 | 13417.8959 | 13936.9049 | 14877.3275 | 16020.5657 | 16270.1814
VIC1 | Grid Battery | 375.33 | 375.3306 | 375.3306 | 753.373 | 1275.9159 | 1275.9159 | 1275.9159 | 1275.9159 | 1275.9159 | 1602.3606 | 1681.3646 | 1681.3646 | 2015.6651 | 2339.1458 | 2339.1459 | 2370.037 | 2761.3845 | 2761.3845 | 3772.4138 | 3772.4138 | 3935.6606 | 4526.2862 | 4526.2863 | 4619.6699 | 4341.6612 | 5499.87 | 5499.87
VIC1 | Pumped Hydro | 0 | 0 | 0.0006935 | 26.645 | 26.645 | 26.645 | 26.645 | 26.645 | 26.645 | 26.645 | 26.645 | 26.645 | 26.645 | 26.645 | 26.645 | 26.645 | 26.645 | 26.645 | 26.645 | 26.645 | 26.6451 | 26.6451 | 26.6451 | 26.6451 | 26.6451 | 26.6451 | 26.6451
VIC1 | VPP | 60.48 | 148.65 | 275.34 | 442.27 | 652.41 | 876.19 | 1210.52 | 1471.39 | 1695.23 | 1937.34 | 2247.55 | 2595.7899 | 2964.99 | 3357.3601 | 3781.5199 | 4194.89 | 4521.8399 | 4833.0601 | 5118.2999 | 5352.5802 | 5602.9702 | 5858.4198 | 6119.3201 | 6385.4199 | 6659.94 | 6939.4599 | 7228.1298
Total excluding storage |  | 15123.313 | 17468.7941 | 16322.6478 | 17640.9516 | 19712.1346 | 20923.513 | 21257.843 | 21425.4842 | 21649.3242 | 22732.67 | 23958.4023 | 25417.4639 | 26120.9647 | 27846.3763 | 29666.3774 | 32113.7146 | 32914.7256 | 33828.9043 | 39213.7718 | 41120.0484 | 47132.9285 | 47990.3752 | 47935.6294 | 51229.6907 | 55953.0845 | 58739.31 | 59047.592
Region | Technology | 2023-24 | 2024-25 | 2025-26 | 2026-27 | 2027-28 | 2028-29 | 2029-30 | 2030-31 | 2031-32 | 2032-33 | 2033-34 | 2034-35 | 2035-36 | 2036-37 | 2037-38 | 2038-39 | 2039-40 | 2040-41 | 2041-42 | 2042-43 | 2043-44 | 2044-45 | 2045-46 | 2046-47 | 2047-48 | 2048-49 | 2049-50
SA1 | Black Coal | 0 | 0 | 0 | 0 | 0 | 0 | 0 | 0 | 0 | 0 | 0 | 0 | 0 | 0 | 0 | 0 | 0 | 0 | 0 | 0 | 0 | 0 | 0 | 0 | 0 | 0 | 0
SA1 | Brown Coal | 0 | 0 | 0 | 0 | 0 | 0 | 0 | 0 | 0 | 0 | 0 | 0 | 0 | 0 | 0 | 0 | 0 | 0 | 0 | 0 | 0 | 0 | 0 | 0 | 0 | 0 | 0
SA1 | CCGT | 709 | 529 | 529 | 529 | 529 | 529 | 529 | 529 | 529 | 529 | 529 | 529 | 529 | 529 | 0 | 0 | 0 | 0 | 0 | 0 | 0 | 0 | 0 | 0 | 0 | 0 | 0
SA1 | Gas - Steam | 800 | 800 | 800 | 0 | 0 | 0 | 0 | 0 | 0 | 0 | 0 | 0 | 0 | 0 | 0 | 0 | 0 | 0 | 0 | 0 | 0 | 0 | 0 | 0 | 0 | 0 | 0
SA1 | OCGT / Diesel | 1460.66 | 1460.66 | 1460.66 | 1460.6601 | 1460.6601 | 1460.6601 | 1460.6601 | 1078.1601 | 1078.1601 | 801.3001 | 801.3001 | 801.3001 | 721.3001 | 721.3003 | 721.3003 | 721.3003 | 721.3003 | 721.3003 | 721.3004 | 721.3004 | 721.3005 | 511.3005 | 511.3005 | 357.3005 | 357.3005 | 357.3005 | 357.3006
SA1 | Hydro | 0 | 0 | 0 | 0 | 0 | 0 | 0 | 0 | 0 | 0 | 0 | 0 | 0 | 0 | 0 | 0 | 0 | 0 | 0 | 0 | 0 | 0 | 0 | 0 | 0 | 0 | 0
SA1 | Hydrogen Turbine | 0 | 0 | 0 | 0 | 0 | 0 | 0 | 0.00012102 | 0.00012156 | 0.0001222 | 0.00013247 | 0.0001565 | 0.00015697 | 0.00016558 | 0.00023489 | 0.00023551 | 0.00025256 | 0.00025273 | 0.00025312 | 0.00030928 | 0.00044793 | 0.00044802 | 0.00044813 | 0.00044854 | 0.00044882 | 0.00054471 | 0.00056616
SA1 | Wind | 2349.75 | 3648.4277 | 3648.4277 | 4831.2613 | 4798.263 | 8140.4873 | 8185.9238 | 9117.2281 | 9117.2281 | 9117.2281 | 10835.1518 | 10835.1518 | 12419.8071 | 14485.7484 | 18832.2696 | 20335.2824 | 20008.5827 | 21721.5323 | 26638.7789 | 29172.8782 | 31093.3194 | 31093.3194 | 30750.1194 | 35935.4894 | 41007.2399 | 43052.5661 | 49969.4072
SA1 | Solar PV | 578.73 | 578.7312 | 774.7262 | 774.7262 | 1249.0588 | 2798.2264 | 2798.2336 | 5055.3054 | 5049.1854 | 6777.0429 | 11171.2686 | 14502.1402 | 14744.8779 | 18510.5988 | 20836.6238 | 20836.6238 | 22050.2173 | 22050.2173 | 37001.2338 | 37110.5033 | 46308.7467 | 46038.7467 | 46031.3667 | 48708.951 | 50216.5037 | 52450.9321 | 57605.4265
SA1 | Grid Battery | 479.6 | 479.6005 | 479.6007 | 479.6018 | 479.6018 | 479.6018 | 479.6018 | 903.6253 | 1325.7367 | 2793.6303 | 3838.7417 | 4962.8607 | 5306.8683 | 6208.6932 | 6208.6932 | 6208.6932 | 6556.7318 | 6556.7318 | 12280.2453 | 12280.2453 | 16164.9726 | 16164.9722 | 16154.9711 | 16154.9705 | 16154.972 | 17266.8757 | 18353.7227
SA1 | Pumped Hydro | 0 | 0 | 0.00050653 | 0.00089609 | 0.00090867 | 0.00094244 | 0.00094315 | 0.00096024 | 0.0009604 | 0.00096139 | 0.00096866 | 0.00098696 | 0.00099598 | 0.0010469 | 0.0010514 | 0.0010531 | 0.001132 | 0.0011377 | 0.0011972 | 0.0012525 | 0.0013876 | 0.0013878 | 0.0013882 | 0.0013891 | 0.0013946 | 0.0015334 | 0.0016707
SA1 | VPP | 103.37 | 155.05 | 211.02 | 272.84 | 342.29 | 420.23 | 540.44 | 653.11 | 777.05 | 924.01 | 1092.47 | 1267.58 | 1445.14 | 1625.65 | 1798.04 | 1965.9301 | 2084.1799 | 2187.8101 | 2276.21 | 2360.96 | 2451.3501 | 2543.46 | 2638.1101 | 2734.4399 | 2833.77 | 2934.9199 | 3038.8401
Total excluding storage |  | 6481.11 | 7651.4693 | 7903.4351 | 8348.0903 | 8858.8746 | 13828.2066 | 13993.8602 | 17336.43 | 17876.3614 | 20942.2125 | 28267.9333 | 32898.034 | 35166.9947 | 42080.9919 | 48396.9282 | 50067.831 | 51421.0135 | 53237.5933 | 78917.7697 | 81645.8887 | 96739.691 | 96351.8006 | 96085.8696 | 103891.1532 | 110569.7881 | 116062.5966 | 129324.6993
Region | Technology | 2023-24 | 2024-25 | 2025-26 | 2026-27 | 2027-28 | 2028-29 | 2029-30 | 2030-31 | 2031-32 | 2032-33 | 2033-34 | 2034-35 | 2035-36 | 2036-37 | 2037-38 | 2038-39 | 2039-40 | 2040-41 | 2041-42 | 2042-43 | 2043-44 | 2044-45 | 2045-46 | 2046-47 | 2047-48 | 2048-49 | 2049-50
TAS1 | Black Coal | 0 | 0 | 0 | 0 | 0 | 0 | 0 | 0 | 0 | 0 | 0 | 0 | 0 | 0 | 0 | 0 | 0 | 0 | 0 | 0 | 0 | 0 | 0 | 0 | 0 | 0 | 0
TAS1 | Brown Coal | 0 | 0 | 0 | 0 | 0 | 0 | 0 | 0 | 0 | 0 | 0 | 0 | 0 | 0 | 0 | 0 | 0 | 0 | 0 | 0 | 0 | 0 | 0 | 0 | 0 | 0 | 0
TAS1 | CCGT | 208 | 208 | 208 | 208 | 208 | 208 | 208 | 208 | 208 | 208 | 208 | 208 | 208 | 208 | 208 | 208 | 208 | 208 | 208 | 208 | 208 | 208 | 208 | 208 | 208 | 208 | 208
TAS1 | Gas - Steam | 0 | 0 | 0 | 0 | 0 | 0 | 0 | 0 | 0 | 0 | 0 | 0 | 0 | 0 | 0 | 0 | 0 | 0 | 0 | 0 | 0 | 0 | 0 | 0 | 0 | 0 | 0
TAS1 | OCGT / Diesel | 178 | 178 | 178 | 178 | 178 | 178 | 178.0001 | 178.0001 | 178.0001 | 178.0001 | 178.0001 | 178.0001 | 178.0001 | 178.0001 | 178.0003 | 178.0003 | 178.0003 | 58.0003 | 58.0004 | 58.0004 | 58.0004 | 58.0004 | 58.0004 | 58.0005 | 58.0005 | 58.0005 | 58.0006
TAS1 | Hydro | 2551 | 2551 | 2551 | 2551 | 2551 | 2551 | 2551 | 2551 | 2551 | 2551 | 2551 | 2551 | 2551 | 2551 | 2551 | 2551 | 2551 | 2551 | 2551 | 2551 | 2551 | 2551 | 2551 | 2551 | 2551 | 2551 | 2551
TAS1 | Hydrogen Turbine | 0 | 0 | 0 | 0 | 0 | 0 | 0 | 0 | 0.00010342 | 0.0001147 | 0.00011958 | 0.00013677 | 0.00013736 | 0.00015531 | 0.00025949 | 0.00027779 | 0.00039377 | 0.00039406 | 0.0003943 | 0.00043922 | 0.00052017 | 0.00052034 | 0.0005206 | 66.7439 | 66.7439 | 98.7933 | 107.5434
TAS1 | Wind | 563.6 | 2110.4343 | 2392.767 | 2624.6038 | 4452.9708 | 4960.1113 | 6725.1642 | 6887.6183 | 8525.9863 | 9073.8762 | 10135.597 | 12831.8756 | 13187.8276 | 14736.7017 | 18555.6 | 18576.6995 | 18576.6995 | 20350.4732 | 21457.4698 | 21457.4698 | 22890.0441 | 22746.0441 | 22746.0441 | 27856.6041 | 30316.5091 | 33046.0212 | 33046.0212
TAS1 | Solar PV | 0 | 0.00011153 | 0.00026463 | 0.00073081 | 184.5658 | 300.0047 | 549.921 | 1007.2241 | 1007.2241 | 1007.2241 | 3752.9956 | 6752.4697 | 7657.369 | 8812.496 | 9891.947 | 11206.077 | 12231.105 | 12491.597 | 12491.597 | 15135.716 | 15903.047 | 15903.047 | 15903.047 | 21581.432 | 25719.316 | 32197.908 | 33414.2971
TAS1 | Grid Battery | 0 | 0.00033766 | 0.0004002 | 0.00049159 | 0.0006319 | 0.00063223 | 0.00072478 | 0.00095875 | 0.0016451 | 0.0020906 | 0.0026797 | 0.00275 | 0.0031718 | 0.0044428 | 0.0069803 | 2.3087 | 2.3114 | 2.3114 | 335.5388 | 1102.2177 | 1102.2229 | 1102.2226 | 1102.2226 | 3232.2455 | 6086.4769 | 7386.172 | 7386.1715
TAS1 | Pumped Hydro | 0 | 0 | 0.0011942 | 0.0017014 | 0.0033679 | 177.688 | 582.327 | 628.3237 | 750.0138 | 996.8076 | 1164.5682 | 1805.5377 | 2274.5082 | 2321.0019 | 2321.0043 | 2321.0076 | 2321.0076 | 2321.0076 | 2321.0076 | 2321.0076 | 2321.0076 | 2321.0076 | 2321.0076 | 2321.0077 | 2321.0077 | 2321.0077 | 2321.0077
TAS1 | VPP | 7.91 | 15.84 | 26.48 | 39.38 | 55.11 | 73.65 | 101.57 | 123.05 | 146.53 | 174.61 | 206.95 | 241.26 | 276.87 | 312.98 | 348.25 | 382.97 | 408.39 | 431.67 | 452.64 | 473.11 | 494.7 | 516.55 | 538.75 | 560.8 | 583.06 | 605.39 | 627.89
Total excluding storage |  | 3508.51 | 5063.2748 | 5356.2489 | 5600.9867 | 7629.6506 | 8448.4546 | 10895.9831 | 11583.2172 | 13366.756 | 14189.5202 | 18197.1138 | 24568.1461 | 26333.5783 | 29120.1843 | 34053.8088 | 35426.0634 | 36476.5143 | 38414.06 | 39875.2541 | 43306.522 | 45528.0226 | 45405.8723 | 45428.0723 | 58435.8337 | 67910.1142 | 78472.2927 | 79719.9313
Explicitly modelled pumping
Region | Technology | 2023-24 | 2024-25 | 2025-26 | 2026-27 | 2027-28 | 2028-29 | 2029-30 | 2030-31 | 2031-32 | 2032-33 | 2033-34 | 2034-35 | 2035-36 | 2036-37 | 2037-38 | 2038-39 | 2039-40 | 2040-41 | 2041-42 | 2042-43 | 2043-44 | 2044-45 | 2045-46 | 2046-47 | 2047-48 | 2048-49 | 2049-50
NEM | Grid Battery pump | 954.93 | 954.936 | 1849.8876 | 2553.6382 | 3376.8085 | 5445.8219 | 5470.1971 | 8320.7994 | 8742.9117 | 11648.7281 | 15095.1922 | 18991.5023 | 20698.0172 | 21919.859 | 23595.336 | 23652.8665 | 24392.2557 | 26256.011 | 33567.3805 | 40965.4346 | 46804.2536 | 51441.8681 | 50536.9434 | 52614.7973 | 54912.3155 | 59314.239 | 81267.2126
NEM | Pumped Hydro Pump | 1310 | 1310 | 2743.7451 | 3296.2725 | 5485.768 | 5884.4726 | 6289.1116 | 6335.1083 | 6456.7984 | 6703.5922 | 6871.3528 | 7512.3224 | 7981.2928 | 8027.7866 | 8027.789 | 8027.7924 | 8027.7924 | 8027.7924 | 8027.7925 | 8027.7926 | 8027.7927 | 8027.7927 | 8027.7927 | 8027.7927 | 8027.7928 | 8027.7929 | 8027.793
NEM | VPP pump | 366.52 | 731.52 | 1218.98 | 1822.85 | 2558.43 | 3412.08 | 4696.23 | 5734.8699 | 6792.65 | 7984.1201 | 9451.04 | 11021.7499 | 12642.45 | 14292.4899 | 15915.3099 | 17494.9201 | 18665.6799 | 19737.1499 | 20682.8795 | 21556.8601 | 22491.0506 | 23437.5296 | 24406.7907 | 25388.5699 | 26393.3599 | 27416.5501 | 28459.9998
Region | Technology | 2023-24 | 2024-25 | 2025-26 | 2026-27 | 2027-28 | 2028-29 | 2029-30 | 2030-31 | 2031-32 | 2032-33 | 2033-34 | 2034-35 | 2035-36 | 2036-37 | 2037-38 | 2038-39 | 2039-40 | 2040-41 | 2041-42 | 2042-43 | 2043-44 | 2044-45 | 2045-46 | 2046-47 | 2047-48 | 2048-49 | 2049-50
NSW1 | Grid Battery pump | 50 | 50.004 | 944.9489 | 1270.6557 | 1571.281 | 1865.5922 | 1889.9673 | 4316.5458 | 4316.546 | 4519.3315 | 4519.3326 | 4519.3326 | 5328.7166 | 5325.2516 | 7000.726 | 7000.7261 | 7000.7263 | 7000.7276 | 7132.138 | 7839.5503 | 8179.0059 | 8685.2419 | 7790.3182 | 7644.7644 | 7366.0604 | 8066.4336 | 8470.7107
NSW1 | Pumped Hydro Pump | 840 | 840 | 1335.6389 | 1335.6389 | 3375.6389 | 3529.998 | 3529.998 | 3529.998 | 3529.998 | 3529.998 | 3529.998 | 3529.998 | 3529.998 | 3529.998 | 3529.998 | 3529.998 | 3529.998 | 3529.998 | 3529.998 | 3529.998 | 3529.998 | 3529.998 | 3529.998 | 3529.998 | 3529.998 | 3529.998 | 3529.998
NSW1 | VPP pump | 113.45 | 234.47 | 391.15 | 583.15 | 817.87 | 1099.64 | 1524.3701 | 1863.23 | 2229.81 | 2645.9301 | 3161.7199 | 3706.36 | 4261.71 | 4832.22 | 5385.0599 | 5923.2399 | 6317.1401 | 6670.3197 | 6979.9097 | 7280.8598 | 7600.3302 | 7924.3899 | 8255.8703 | 8588.37 | 8928.2397 | 9272.9101 | 9620.7898
Region | Technology | 2023-24 | 2024-25 | 2025-26 | 2026-27 | 2027-28 | 2028-29 | 2029-30 | 2030-31 | 2031-32 | 2032-33 | 2033-34 | 2034-35 | 2035-36 | 2036-37 | 2037-38 | 2038-39 | 2039-40 | 2040-41 | 2041-42 | 2042-43 | 2043-44 | 2044-45 | 2045-46 | 2046-47 | 2047-48 | 2048-49 | 2049-50
QLD1 | Grid Battery pump | 100 | 100.0005 | 100.0071 | 100.0072 | 100.0092 | 1874.7114 | 1874.7114 | 1874.7114 | 1874.7114 | 2783.4036 | 5105.7506 | 7877.9416 | 8096.7639 | 8096.7639 | 8096.7639 | 8121.1016 | 8121.1016 | 9984.8556 | 10097.0446 | 16021.0076 | 17472.3917 | 21013.145 | 21013.1453 | 21013.147 | 21013.145 | 21144.8877 | 41606.7377
QLD1 | Pumped Hydro Pump | 470 | 470 | 1408.1038 | 1933.986 | 2083.4798 | 2150.1406 | 2150.1406 | 2150.1406 | 2150.1406 | 2150.1406 | 2150.1406 | 2150.1406 | 2150.1406 | 2150.1406 | 2150.1406 | 2150.1406 | 2150.1406 | 2150.1406 | 2150.1406 | 2150.1406 | 2150.1406 | 2150.1406 | 2150.1406 | 2150.1406 | 2150.1406 | 2150.1407 | 2150.1407
QLD1 | VPP pump | 81.31 | 177.51 | 314.99 | 485.21 | 690.75 | 942.37 | 1319.33 | 1624.09 | 1944.03 | 2302.23 | 2742.3501 | 3210.76 | 3693.74 | 4164.2798 | 4602.4399 | 5027.8901 | 5334.1299 | 5614.29 | 5855.8198 | 6089.3501 | 6341.7002 | 6594.71 | 6854.7402 | 7119.54 | 7388.3501 | 7663.8701 | 7944.3501
Region | Technology | 2023-24 | 2024-25 | 2025-26 | 2026-27 | 2027-28 | 2028-29 | 2029-30 | 2030-31 | 2031-32 | 2032-33 | 2033-34 | 2034-35 | 2035-36 | 2036-37 | 2037-38 | 2038-39 | 2039-40 | 2040-41 | 2041-42 | 2042-43 | 2043-44 | 2044-45 | 2045-46 | 2046-47 | 2047-48 | 2048-49 | 2049-50
VIC1 | Grid Battery pump | 375.33 | 375.3306 | 375.3306 | 753.373 | 1275.9159 | 1275.9159 | 1275.9159 | 1275.9159 | 1275.9159 | 1602.3606 | 1681.3646 | 1681.3646 | 2015.6651 | 2339.1458 | 2339.1459 | 2370.037 | 2761.3845 | 2761.3845 | 3772.4138 | 3772.4138 | 3935.6606 | 4526.2862 | 4526.2863 | 4619.6699 | 4341.6612 | 5499.87 | 5499.87
VIC1 | Pumped Hydro Pump | 0 | 0 | 0.0006935 | 26.645 | 26.645 | 26.645 | 26.645 | 26.645 | 26.645 | 26.645 | 26.645 | 26.645 | 26.645 | 26.645 | 26.645 | 26.645 | 26.645 | 26.645 | 26.645 | 26.645 | 26.6451 | 26.6451 | 26.6451 | 26.6451 | 26.6451 | 26.6451 | 26.6451
VIC1 | VPP pump | 60.48 | 148.65 | 275.34 | 442.27 | 652.41 | 876.19 | 1210.52 | 1471.39 | 1695.23 | 1937.34 | 2247.55 | 2595.7899 | 2964.99 | 3357.3601 | 3781.5199 | 4194.89 | 4521.8399 | 4833.0601 | 5118.2999 | 5352.5802 | 5602.9702 | 5858.4198 | 6119.3201 | 6385.4199 | 6659.94 | 6939.4599 | 7228.1298
Region | Technology | 2023-24 | 2024-25 | 2025-26 | 2026-27 | 2027-28 | 2028-29 | 2029-30 | 2030-31 | 2031-32 | 2032-33 | 2033-34 | 2034-35 | 2035-36 | 2036-37 | 2037-38 | 2038-39 | 2039-40 | 2040-41 | 2041-42 | 2042-43 | 2043-44 | 2044-45 | 2045-46 | 2046-47 | 2047-48 | 2048-49 | 2049-50
SA1 | Grid Battery pump | 429.6 | 429.6005 | 429.6007 | 429.6018 | 429.6018 | 429.6018 | 429.6018 | 853.6253 | 1275.7367 | 2743.6303 | 3788.7417 | 4912.8607 | 5256.8683 | 6158.6932 | 6158.6932 | 6158.6932 | 6506.7318 | 6506.7318 | 12230.2453 | 12230.2453 | 16114.9726 | 16114.9722 | 16104.9711 | 16104.9705 | 16104.972 | 17216.8757 | 18303.7227
SA1 | Pumped Hydro Pump | 0 | 0 | 0.00050653 | 0.00089609 | 0.00090867 | 0.00094244 | 0.00094315 | 0.00096024 | 0.0009604 | 0.00096139 | 0.00096866 | 0.00098696 | 0.00099598 | 0.0010469 | 0.0010514 | 0.0010531 | 0.001132 | 0.0011377 | 0.0011972 | 0.0012525 | 0.0013876 | 0.0013878 | 0.0013882 | 0.0013891 | 0.0013946 | 0.0015334 | 0.0016707
SA1 | VPP pump | 103.37 | 155.05 | 211.02 | 272.84 | 342.29 | 420.23 | 540.44 | 653.11 | 777.05 | 924.01 | 1092.47 | 1267.58 | 1445.14 | 1625.65 | 1798.04 | 1965.9301 | 2084.1799 | 2187.8101 | 2276.21 | 2360.96 | 2451.3501 | 2543.46 | 2638.1101 | 2734.4399 | 2833.77 | 2934.9199 | 3038.8401
Region | Technology | 2023-24 | 2024-25 | 2025-26 | 2026-27 | 2027-28 | 2028-29 | 2029-30 | 2030-31 | 2031-32 | 2032-33 | 2033-34 | 2034-35 | 2035-36 | 2036-37 | 2037-38 | 2038-39 | 2039-40 | 2040-41 | 2041-42 | 2042-43 | 2043-44 | 2044-45 | 2045-46 | 2046-47 | 2047-48 | 2048-49 | 2049-50
TAS1 | Grid Battery pump | 0 | 0.00033766 | 0.0004002 | 0.00049159 | 0.0006319 | 0.00063223 | 0.00072478 | 0.00095875 | 0.0016451 | 0.0020906 | 0.0026797 | 0.00275 | 0.0031718 | 0.0044428 | 0.0069803 | 2.3087 | 2.3114 | 2.3114 | 335.5388 | 1102.2177 | 1102.2229 | 1102.2226 | 1102.2226 | 3232.2455 | 6086.4769 | 7386.172 | 7386.1715
TAS1 | Pumped Hydro Pump | 0 | 0 | 0.0011942 | 0.0017014 | 0.0033679 | 177.688 | 582.327 | 628.3237 | 750.0138 | 996.8076 | 1164.5682 | 1805.5377 | 2274.5082 | 2321.0019 | 2321.0043 | 2321.0076 | 2321.0076 | 2321.0076 | 2321.0076 | 2321.0076 | 2321.0076 | 2321.0076 | 2321.0076 | 2321.0077 | 2321.0077 | 2321.0077 | 2321.0077
TAS1 | VPP pump | 7.91 | 15.84 | 26.48 | 39.38 | 55.11 | 73.65 | 101.57 | 123.05 | 146.53 | 174.61 | 206.95 | 241.26 | 276.87 | 312.98 | 348.25 | 382.97 | 408.39 | 431.67 | 452.64 | 473.11 | 494.7 | 516.55 | 538.75 | 560.8 | 583.06 | 605.39 | 627.89
Non-controllable capacity
Region | Technology | 2023-24 | 2024-25 | 2025-26 | 2026-27 | 2027-28 | 2028-29 | 2029-30 | 2030-31 | 2031-32 | 2032-33 | 2033-34 | 2034-35 | 2035-36 | 2036-37 | 2037-38 | 2038-39 | 2039-40 | 2040-41 | 2041-42 | 2042-43 | 2043-44 | 2044-45 | 2045-46 | 2046-47 | 2047-48 | 2048-49 | 2049-50
NEM | Distributed PV | 22580.8792 | 25525.2357 | 28511.2278 | 31371.0682 | 34250.8786 | 36995.1899 | 39671.4274 | 42224.097 | 44602.8979 | 46967.9172 | 49314.5296 | 51629.5619 | 53792.1527 | 55825.533 | 57761.4415 | 59706.3405 | 61699.2009 | 63698.7614 | 65697.6668 | 67668.6027 | 69644.0355 | 71609.2434 | 73546.3281 | 75464.2447 | 77368.609 | 79270.8326 | 81161.1078
NEM | Behind the meter battery | 1615.687 | 2523.858 | 3346.118 | 4039.736 | 4643.731 | 5111.685 | 5870.22 | 6883.914 | 7823.741 | 8822.021 | 10032.986 | 11279.352 | 12411.971 | 13450.545 | 14351.891 | 15102.709 | 15417.929 | 15594.936 | 15616.079 | 15610.974 | 15555.227 | 15481.949 | 15387.778 | 15277.058 | 15144.979 | 15000.321 | 14832.36
NEM | Behind the meter battery pump | 1615.687 | 2523.858 | 3346.118 | 4039.736 | 4643.731 | 5111.685 | 5870.22 | 6883.914 | 7823.741 | 8822.021 | 10032.986 | 11279.352 | 12411.971 | 13450.545 | 14351.891 | 15102.709 | 15417.929 | 15594.936 | 15616.079 | 15610.974 | 15555.227 | 15481.949 | 15387.778 | 15277.058 | 15144.979 | 15000.321 | 14832.36
Region | Technology | 2023-24 | 2024-25 | 2025-26 | 2026-27 | 2027-28 | 2028-29 | 2029-30 | 2030-31 | 2031-32 | 2032-33 | 2033-34 | 2034-35 | 2035-36 | 2036-37 | 2037-38 | 2038-39 | 2039-40 | 2040-41 | 2041-42 | 2042-43 | 2043-44 | 2044-45 | 2045-46 | 2046-47 | 2047-48 | 2048-49 | 2049-50
NSW1 | Distributed PV | 7493.2513 | 8506.6815 | 9484.7641 | 10408.6191 | 11341.6366 | 12278.8288 | 13198.5365 | 14078.0696 | 14943.2904 | 15804.0265 | 16656.3786 | 17499.9334 | 18299.2163 | 19061.5342 | 19791.6143 | 20520.7215 | 21244.1629 | 21954.8144 | 22664.4865 | 23368.8259 | 24076.0735 | 24783.7256 | 25480.0799 | 26162.9859 | 26840.8834 | 27514.6946 | 28177.258
NSW1 | Behind the meter battery | 588.706 | 887.915 | 1132.692 | 1330.786 | 1501.11 | 1644.835 | 1879.228 | 2206.731 | 2538.018 | 2892.137 | 3323.841 | 3759.11 | 4148.139 | 4509.931 | 4816.45 | 5071.383 | 5175.41 | 5227.705 | 5227.062 | 5230.387 | 5215.023 | 5193.755 | 5164.889 | 5128.324 | 5084.217 | 5035.301 | 4976.336
NSW1 | Behind the meter battery pump | 588.706 | 887.915 | 1132.692 | 1330.786 | 1501.11 | 1644.835 | 1879.228 | 2206.731 | 2538.018 | 2892.137 | 3323.841 | 3759.11 | 4148.139 | 4509.931 | 4816.45 | 5071.383 | 5175.41 | 5227.705 | 5227.062 | 5230.387 | 5215.023 | 5193.755 | 5164.889 | 5128.324 | 5084.217 | 5035.301 | 4976.336
Region | Technology | 2023-24 | 2024-25 | 2025-26 | 2026-27 | 2027-28 | 2028-29 | 2029-30 | 2030-31 | 2031-32 | 2032-33 | 2033-34 | 2034-35 | 2035-36 | 2036-37 | 2037-38 | 2038-39 | 2039-40 | 2040-41 | 2041-42 | 2042-43 | 2043-44 | 2044-45 | 2045-46 | 2046-47 | 2047-48 | 2048-49 | 2049-50
QLD1 | Distributed PV | 6647.345 | 7457.5624 | 8316.3926 | 9119.7866 | 9916.6116 | 10724.7092 | 11503.5105 | 12250.0421 | 12949.5583 | 13650.3951 | 14343.1406 | 15012.6009 | 15614.2508 | 16150.0003 | 16639.4732 | 17118.1482 | 17629.703 | 18153.1735 | 18673.4324 | 19181.1244 | 19686.4817 | 20176.4911 | 20663.7667 | 21148.663 | 21626.508 | 22108.2051 | 22584.2053
QLD1 | Behind the meter battery | 417.096 | 671.033 | 922.271 | 1125.869 | 1299.747 | 1450.708 | 1685.163 | 1990.648 | 2286.246 | 2596.164 | 2968.338 | 3348.63 | 3694.059 | 3989.747 | 4221.779 | 4413.009 | 4478 | 4506.967 | 4491.208 | 4479.363 | 4455.174 | 4424.643 | 4389.62 | 4351.121 | 4305.933 | 4258.433 | 4204.913
QLD1 | Behind the meter battery pump | 417.096 | 671.033 | 922.271 | 1125.869 | 1299.747 | 1450.708 | 1685.163 | 1990.648 | 2286.246 | 2596.164 | 2968.338 | 3348.63 | 3694.059 | 3989.747 | 4221.779 | 4413.009 | 4478 | 4506.967 | 4491.208 | 4479.363 | 4455.174 | 4424.643 | 4389.62 | 4351.121 | 4305.933 | 4258.433 | 4204.913
Region | Technology | 2023-24 | 2024-25 | 2025-26 | 2026-27 | 2027-28 | 2028-29 | 2029-30 | 2030-31 | 2031-32 | 2032-33 | 2033-34 | 2034-35 | 2035-36 | 2036-37 | 2037-38 | 2038-39 | 2039-40 | 2040-41 | 2041-42 | 2042-43 | 2043-44 | 2044-45 | 2045-46 | 2046-47 | 2047-48 | 2048-49 | 2049-50
VIC1 | Distributed PV | 5136.4157 | 5889.8777 | 6693.2138 | 7497.1406 | 8318.2243 | 8991.668 | 9649.2003 | 10271.3819 | 10783.4723 | 11286.0042 | 11783.6333 | 12291.0229 | 12778.523 | 13252.9106 | 13722.7918 | 14215.5982 | 14737.0457 | 15272.2977 | 15812.5879 | 16345.1725 | 16883.0507 | 17423.1794 | 17956.9121 | 18489.9963 | 19024.7298 | 19559.1 | 20099.7421
VIC1 | Behind the meter battery | 329.29 | 584.387 | 822.704 | 1038.235 | 1227.849 | 1335.811 | 1514.906 | 1768.169 | 1950.593 | 2135.666 | 2379.184 | 2646.805 | 2900.178 | 3149.181 | 3402.641 | 3615.882 | 3731.245 | 3816.41 | 3863.684 | 3875.106 | 3873.739 | 3868.344 | 3856.399 | 3840.607 | 3820.005 | 3795.255 | 3765.725
VIC1 | Behind the meter battery pump | 329.29 | 584.387 | 822.704 | 1038.235 | 1227.849 | 1335.811 | 1514.906 | 1768.169 | 1950.593 | 2135.666 | 2379.184 | 2646.805 | 2900.178 | 3149.181 | 3402.641 | 3615.882 | 3731.245 | 3816.41 | 3863.684 | 3875.106 | 3873.739 | 3868.344 | 3856.399 | 3840.607 | 3820.005 | 3795.255 | 3765.725
Region | Technology | 2023-24 | 2024-25 | 2025-26 | 2026-27 | 2027-28 | 2028-29 | 2029-30 | 2030-31 | 2031-32 | 2032-33 | 2033-34 | 2034-35 | 2035-36 | 2036-37 | 2037-38 | 2038-39 | 2039-40 | 2040-41 | 2041-42 | 2042-43 | 2043-44 | 2044-45 | 2045-46 | 2046-47 | 2047-48 | 2048-49 | 2049-50
SA1 | Distributed PV | 2946.7715 | 3259.2513 | 3551.8548 | 3830.298 | 4109.0806 | 4384.8511 | 4656.6887 | 4915.1873 | 5171.4598 | 5426.7649 | 5685.2021 | 5936.1717 | 6169.7477 | 6390.0548 | 6596.2277 | 6800.1937 | 6995.6817 | 7185.1168 | 7372.9582 | 7558.2639 | 7741.8257 | 7927.6186 | 8106.9557 | 8285.0852 | 8461.038 | 8636.4028 | 8811.1499
SA1 | Behind the meter battery | 234.972 | 315.151 | 386.099 | 448.882 | 507.894 | 563.831 | 659.388 | 765.728 | 874.943 | 999.571 | 1136.279 | 1272.079 | 1391.741 | 1500.881 | 1590.477 | 1664.955 | 1688.767 | 1695.305 | 1684.559 | 1675.301 | 1660.606 | 1645.177 | 1628.101 | 1610.255 | 1590.748 | 1570.466 | 1548.36
SA1 | Behind the meter battery pump | 234.972 | 315.151 | 386.099 | 448.882 | 507.894 | 563.831 | 659.388 | 765.728 | 874.943 | 999.571 | 1136.279 | 1272.079 | 1391.741 | 1500.881 | 1590.477 | 1664.955 | 1688.767 | 1695.305 | 1684.559 | 1675.301 | 1660.606 | 1645.177 | 1628.101 | 1610.255 | 1590.748 | 1570.466 | 1548.36
Region | Technology | 2023-24 | 2024-25 | 2025-26 | 2026-27 | 2027-28 | 2028-29 | 2029-30 | 2030-31 | 2031-32 | 2032-33 | 2033-34 | 2034-35 | 2035-36 | 2036-37 | 2037-38 | 2038-39 | 2039-40 | 2040-41 | 2041-42 | 2042-43 | 2043-44 | 2044-45 | 2045-46 | 2046-47 | 2047-48 | 2048-49 | 2049-50
TAS1 | Distributed PV | 357.0956 | 411.8627 | 465.0025 | 515.2239 | 565.3253 | 615.1329 | 663.4913 | 709.4161 | 755.117 | 800.7264 | 846.175 | 889.8329 | 930.4148 | 971.0331 | 1011.3344 | 1051.6789 | 1092.6076 | 1133.3591 | 1174.2017 | 1215.216 | 1256.6039 | 1298.2287 | 1338.6138 | 1377.5143 | 1415.4498 | 1452.4302 | 1488.7526
TAS1 | Behind the meter battery | 45.623 | 65.372 | 82.352 | 95.964 | 107.131 | 116.5 | 131.535 | 152.638 | 173.941 | 198.483 | 225.344 | 252.728 | 277.854 | 300.805 | 320.544 | 337.48 | 344.507 | 348.549 | 349.566 | 350.817 | 350.685 | 350.03 | 348.769 | 346.751 | 344.076 | 340.866 | 337.026
TAS1 | Behind the meter battery pump | 45.623 | 65.372 | 82.352 | 95.964 | 107.131 | 116.5 | 131.535 | 152.638 | 173.941 | 198.483 | 225.344 | 252.728 | 277.854 | 300.805 | 320.544 | 337.48 | 344.507 | 348.549 | 349.566 | 350.817 | 350.685 | 350.03 | 348.769 | 346.751 | 344.076 | 340.866 | 337.026

## Option 5_REZ Generation
Annual sent-out generation by REZ (GWh) - Option 5, Hydrogen Superpower Scenario
Note: the REZ generation includes generation from the existing, committed and anticipated renewables mapped to the relevant REZs
Explicitly modelled generation
Region | REZ | REZ Name | Technology | 2023-24 | 2024-25 | 2025-26 | 2026-27 | 2027-28 | 2028-29 | 2029-30 | 2030-31 | 2031-32 | 2032-33 | 2033-34 | 2034-35 | 2035-36 | 2036-37 | 2037-38 | 2038-39 | 2039-40 | 2040-41 | 2041-42 | 2042-43 | 2043-44 | 2044-45 | 2045-46 | 2046-47 | 2047-48 | 2048-49 | 2049-50
QLD | Q1 | Far North QLD | Solar | 0 | 0.00011184 | 0.00041597 | 0.0051682 | 0.0049408 | 712.2507 | 807.7744 | 1820.1049 | 1775.6709 | 1923.0516 | 1895.2844 | 2116.5762 | 2174.5823 | 2070.4053 | 1753.3816 | 1952.9863 | 2035.9908 | 1972.3995 | 2132.0906 | 2089.1624 | 2038.4508 | 2065.8247 | 1956.2463 | 5672.1978 | 6474.9033 | 6859.457 | 6471.3203
QLD | Q2 | North Qld Clean Energy Hub | Solar | 221.3496 | 165.8766 | 198.9016 | 202.2197 | 1984.7095 | 5566.7226 | 6254.6748 | 5942.2745 | 6040.9782 | 6363.3767 | 6217.9791 | 6040.1639 | 6036.0569 | 7275.8525 | 6326.3854 | 7020.7364 | 7096.7168 | 7226.2312 | 7473.5145 | 7265.38 | 7173.3822 | 7235.2025 | 8664.6751 | 11253.5456 | 12581.4773 | 12954.15 | 12834.007
QLD | Q3 | Northern Qld | Solar | 1163.544 | 840.1334 | 1083.6344 | 1088.9184 | 1043.4408 | 908.1992 | 997.8633 | 919.3025 | 929.8318 | 964.9038 | 920.1429 | 8024.7687 | 8070.0704 | 7801.6913 | 6230.7414 | 7129.6027 | 7508.0676 | 7484.7104 | 7799.3514 | 7491.6598 | 7035.9377 | 6998.6293 | 6694.6273 | 5489.0817 | 6154.8684 | 6669.1354 | 6185.885
QLD | Q4 | Isaac | Solar | 1565.9361 | 1139.4781 | 1446.7434 | 1506.0525 | 1438.2395 | 1269.5352 | 1404.2914 | 1263.3277 | 1326.1913 | 1340.6904 | 1269.5425 | 1152.6985 | 1840.0317 | 3874.5396 | 10021.408 | 11519.5089 | 11730.3267 | 12383.8925 | 14581.364 | 14465.7817 | 13957.734 | 15666.7282 | 15050.1706 | 12400.1993 | 14444.9751 | 14220.4655 | 14300.5098
QLD | Q5 | Barcaldine | Solar | 35.7099 | 26.3318 | 186.7779 | 190.9086 | 189.2502 | 161.2527 | 169.4869 | 159.0964 | 164.8963 | 165.6962 | 159.1474 | 142.9632 | 152.2788 | 150.5293 | 134.8946 | 137.1525 | 140.9222 | 148.1811 | 151.476 | 146.0649 | 116.7948 | 121.4667 | 129.0524 | 133.3527 | 138.7288 | 149.2168 | 150.6035
QLD | Q6 | Fitzroy | Solar | 838.5382 | 712.449 | 881.5711 | 1773.8912 | 1730.9612 | 1419.6979 | 2872.1173 | 2643.5642 | 2892.8973 | 5319.8579 | 15388.569 | 17984.0439 | 18322.3323 | 18054.1092 | 14454.4561 | 16762.5793 | 16928.9775 | 18166.1977 | 18147.4003 | 18021.732 | 17386.3628 | 17712.4654 | 17024.4657 | 17374.4659 | 20532.3244 | 21093.8159 | 55898.1911
QLD | Q7 | Wide Bay | Solar | 1362.7181 | 1016.0666 | 1322.4333 | 1310.9662 | 1284.1756 | 1200.09 | 1327.6041 | 1216.4806 | 4265.1449 | 5716.582 | 5688.9514 | 5634.29 | 5668.8628 | 5613.4664 | 4586.2191 | 5134.5664 | 5189.0324 | 9308.2708 | 15390.5655 | 28562.9649 | 28373.3428 | 31166.2573 | 39347.8344 | 33533.6092 | 38179.4521 | 39709.9413 | 78794.5457
QLD | Q8 | Darling Downs | Solar | 3376.4913 | 2796.1983 | 3409.162 | 3542.4597 | 3497.4018 | 5527.8432 | 6757.5912 | 9952.3154 | 10701.8362 | 10430.602 | 15343.0267 | 19188.0823 | 19755.1268 | 19315.9717 | 15228.6478 | 17180.2384 | 17939.5489 | 25365.0536 | 24767.836 | 49447.5105 | 61245.1393 | 80401.6547 | 87388.5602 | 67946.7359 | 76907.9607 | 81436.259 | 116426.0423
QLD | Q9 | Banana | Solar | 0 | 0.00011371 | 336.1085 | 333.8377 | 320.1848 | 258.8447 | 291.8813 | 257.2777 | 288.0652 | 281.1181 | 280.4139 | 13670.838 | 14090.82 | 13855.27 | 11380.521 | 12897.854 | 13009.339 | 14187.17 | 14060.822 | 13415.835 | 13197.161 | 13599.067 | 13073.037 | 10551.742 | 12135.098 | 12553.617 | 13246.287
NSW | N1 | North West NSW | Solar | 433.252 | 352.9157 | 396.2253 | 410.0405 | 398.3049 | 393.7225 | 400.3397 | 414.9843 | 420.1344 | 406.7437 | 399.5546 | 411.9972 | 459.4856 | 1077.0858 | 2159.2084 | 2224.4073 | 2307.4943 | 4395.1195 | 4510.918 | 6690.8581 | 6616.5949 | 7031.2598 | 6857.5818 | 6643.0455 | 6806.7515 | 7075.0426 | 7749.7671
NSW | N2 | New England | Solar | 1201.8919 | 1023.0237 | 1145.1914 | 1167.7504 | 1508.7729 | 2954.2882 | 3035.5266 | 3178.0835 | 4609.3716 | 4326.7875 | 5912.2186 | 6088.6276 | 6745.8444 | 6527.9995 | 5313.0841 | 5542.1881 | 5868.1301 | 6453.9168 | 6190.9099 | 6347.8177 | 5861.8794 | 6398.9299 | 6081.1406 | 5064.2086 | 5212.9466 | 5466.2416 | 5689.4793
NSW | N3 | Central-West Orana | Solar | 2198.1031 | 2066.8261 | 5168.3341 | 9094.6876 | 10983.7761 | 10083.8653 | 10450.5771 | 17363.6094 | 17573.9402 | 17382.5506 | 17207.2029 | 17175.394 | 18489.4328 | 19562.2718 | 23050.4394 | 24062.4108 | 26849.4727 | 28958.3409 | 28485.1148 | 28626.6036 | 32876.118 | 34975.9557 | 34584.9313 | 35546.0332 | 36994.9158 | 41277.3304 | 40936.2348
NSW | N4 | Broken Hill | Solar | 108.7001 | 66.3494 | 79.0172 | 90.4076 | 104.1571 | 94.7601 | 97.9894 | 86.8996 | 94.3929 | 81.3449 | 80.6005 | 258.9532 | 278.1928 | 346.3688 | 377.8059 | 402.0792 | 365.2464 | 408.1959 | 426.4992 | 415.5655 | 512.176 | 540.0087 | 552.961 | 493.3116 | 513.5879 | 498.0942 | 584.745
NSW | N5 | South West NSW | Solar | 1876.8651 | 1343.0098 | 1490.7843 | 2013.5447 | 2341.5172 | 2289.8304 | 2349.6646 | 3663.3126 | 3648.2318 | 6836.9832 | 6715.0298 | 7198.5298 | 7839.6678 | 7980.4776 | 7724.1831 | 7628.345 | 7705.3 | 7931.2138 | 8985.0988 | 8479.3019 | 8153.2706 | 8729.1739 | 8660.0412 | 8342.9555 | 8311.5622 | 8451.8938 | 8050.5047
NSW | N6 | Wagga Wagga | Solar | 1565.1284 | 1414.9086 | 1381.9104 | 1527.2659 | 1587.1558 | 3506.7701 | 3722.8098 | 3820.3612 | 3655.6383 | 3934.1516 | 3855.7887 | 3661.4346 | 3959.9246 | 3975.9813 | 3512.032 | 3664.8142 | 3850.7304 | 3782.8901 | 3997.0257 | 3832.7346 | 3689.0557 | 3903.1488 | 3936.4064 | 3517.8325 | 3721.8669 | 3943.6671 | 3836.247
NSW | N7 | Tumut | Solar | 0 | 0 | 0 | 0 | 0 | 0 | 0 | 0 | 0 | 0 | 0 | 0 | 0 | 0 | 0 | 0 | 0 | 0 | 0 | 0 | 0 | 0 | 0 | 0 | 0 | 0 | 0
NSW | N8 | Cooma-Monaro | Solar | 0 | 0 | 0 | 0 | 0 | 0 | 0 | 0 | 0 | 0 | 0 | 0 | 0 | 0 | 0 | 0 | 0 | 0 | 0 | 0 | 0 | 0 | 0 | 0 | 0 | 0 | 0
VIC | V1 | Ovens Murray | Solar | 0 | 0.00027093 | 0.00032512 | 0.0036736 | 1006.2911 | 871.6183 | 935.5602 | 933.8901 | 828.0455 | 974.9073 | 984.2277 | 1171.5648 | 1280.4325 | 1700.0737 | 1728.4106 | 1703.9305 | 1871.7704 | 1741.8549 | 1943.2195 | 1844.1838 | 1685.2974 | 1898.7024 | 1850.249 | 1654.8082 | 1658.6066 | 1847.5033 | 1682.8026
VIC | V2 | Murray River | Solar | 1265.3291 | 863.5158 | 957.4581 | 1000.7774 | 966.4237 | 936.3746 | 908.4661 | 2771.1815 | 2747.1708 | 2706.4424 | 2667.4268 | 2812.0304 | 2962.6651 | 3159.3236 | 2888.3853 | 2926.7415 | 2922.6131 | 3038.6821 | 3185.4988 | 3058.5415 | 3093.0149 | 3183.8123 | 3364.4225 | 3156.874 | 3298.5607 | 3317.3339 | 2995.294
VIC | V3 | Western Victoria | Solar | 0 | 0.00024779 | 0.00044642 | 0.0017181 | 670.9766 | 515.6754 | 545.7731 | 602.6875 | 566.1986 | 979.8432 | 968.0766 | 1999.1315 | 2128.3475 | 2353.3406 | 2077.7946 | 2233.5921 | 2221.5581 | 2236.2252 | 3341.5711 | 3135.7908 | 3011.5527 | 3169.9328 | 3469.2508 | 2729.9883 | 3055.4464 | 3183.3401 | 3071.9008
VIC | V4 | South West Victoria | Solar | 0 | 0 | 0 | 0 | 0 | 0 | 0 | 0 | 0 | 0 | 0 | 0 | 0 | 0 | 0 | 0 | 0 | 0 | 0 | 0 | 0 | 0 | 0 | 0 | 0 | 0 | 0
VIC | V5 | Gippsland | Solar | 0 | 0.00012842 | 0.00031268 | 218.839 | 413.6826 | 322.2142 | 338.2617 | 378.2182 | 356.7104 | 815.1887 | 829.1916 | 862.4329 | 900.5305 | 911.0056 | 731.4081 | 730.4953 | 1964.0157 | 2069.1907 | 7848.3687 | 7882.3105 | 12008.886 | 12570.365 | 12923.085 | 10266.594 | 11950.844 | 15005.169 | 14423.632
VIC | V6 | Central North VIC | Solar | 949.6051 | 779.2573 | 762.603 | 1016.0453 | 1071.5087 | 972.4055 | 973.1246 | 930.7318 | 928.7435 | 974.3513 | 949.1921 | 1015.8394 | 1093.003 | 1061.5222 | 983.4836 | 1032.1996 | 1037.6218 | 1232.8376 | 1392.9796 | 1352.9395 | 1693.742 | 1639.6753 | 1711.5072 | 2014.7753 | 2207.0737 | 2123.8467 | 2168.9222
SA | S1 | South East SA | Solar | 335.2656 | 254.0882 | 255.9971 | 274.2663 | 278.3133 | 253.6689 | 265.6233 | 266.58 | 273.3406 | 370.2593 | 431.1578 | 393.5678 | 413.3541 | 412.0036 | 368.5328 | 418.4384 | 405.1872 | 395.2754 | 345.6282 | 327.7747 | 318.3192 | 328.5866 | 332.9882 | 298.2366 | 333.0856 | 322.0082 | 139.75
SA | S2 | Riverland | Solar | 48.1538 | 40.9416 | 43.335 | 43.9397 | 45.3874 | 35.7396 | 38.8421 | 2144.1497 | 2250.5854 | 2552.4377 | 2357.4597 | 2240.5789 | 2353.6556 | 7578.8222 | 7022.7612 | 7534.148 | 7699.9542 | 7785.0035 | 8736.2036 | 7847.313 | 7748.8205 | 7961.6696 | 8271.149 | 6926.9434 | 7433.4834 | 7527.0957 | 7341.527
SA | S3 | Mid-North SA | Solar | 0 | 0.00021529 | 0.0006442 | 0.00062586 | 0.00094854 | 0.00082138 | 0.000909 | 0.0037384 | 0.0037316 | 0.0038424 | 2601.0088 | 2445.829 | 2536.362 | 2630.282 | 2163.7646 | 2338.4363 | 2411.7905 | 2370.9216 | 2558.2363 | 2422.3303 | 2405.0747 | 2431.1963 | 2537.9507 | 2086.9888 | 2284.9587 | 2340.7312 | 2957.789
SA | S4 | Yorke Peninsula | Solar | 0 | 0 | 0 | 0 | 0 | 0 | 0 | 0 | 0 | 0 | 0 | 0 | 0 | 0 | 0 | 0 | 0 | 0 | 0 | 0 | 0 | 0 | 0 | 0 | 0 | 0 | 0
SA | S5 | Northern SA | Solar | 836.9157 | 630.5511 | 660.6253 | 706.5378 | 709.1937 | 686.2184 | 689.5028 | 687.764 | 738.2291 | 3744.1921 | 6099.6943 | 6150.7411 | 6507.2482 | 6813.2521 | 6014.3605 | 6359.5476 | 6395.2564 | 6383.6619 | 9569.6569 | 8737.5229 | 9003.0911 | 8697.4094 | 8910.4852 | 7779.0166 | 8426.933 | 8729.191 | 8348.98
SA | S6 | Leigh Creek | Solar | 0 | 0.00030576 | 200.8541 | 214.0518 | 365.9175 | 3335.4941 | 3456.1052 | 4465.8022 | 4856.8086 | 4994.6577 | 7199.5435 | 13230.419 | 14698.657 | 16158.93 | 13621.879 | 14508.737 | 14600.631 | 15204.4 | 36466.723 | 33460.906 | 56714.17 | 58061.24 | 60581.035 | 57267.16 | 64981.043 | 70031.375 | 83563.52
SA | S7 | Roxby Downs | Solar | 0 | 0.00027792 | 203.3969 | 213.3873 | 1108.1453 | 1088.041 | 1109.9651 | 1193.8723 | 1283.2599 | 1300.5438 | 1254.5372 | 1198.1252 | 1251.6179 | 1273.1011 | 2682.459 | 2826.0725 | 5445.899 | 5609.22 | 7504.939 | 7083.4243 | 7221.4316 | 7278.8315 | 7538.3613 | 6558.031 | 6939.7417 | 6934.5776 | 6833.551
SA | S8 | Eastern Eyre Peninsula | Solar | 0 | 0.00014709 | 0.00030807 | 0.00029187 | 0.00041202 | 0.00032865 | 0.00038345 | 0.00072401 | 0.00070078 | 0.00071877 | 0.0016691 | 0.0016193 | 0.0016351 | 0.0036719 | 0.0029996 | 0.0033058 | 0.0050444 | 0.0048353 | 9693.438 | 9218.383 | 9335.385 | 9270.104 | 9802.265 | 7815.0337 | 8792.348 | 9293.237 | 8620.245
SA | S9 | Western Eyre Peninsula | Solar | 0 | 0.00024766 | 0.001893 | 0.0018194 | 0.0027182 | 0.0022476 | 0.0028223 | 1040.7635 | 1089.204 | 1540.9637 | 3009.6157 | 3448.6848 | 3718.749 | 6171.437 | 6913.3257 | 7320.777 | 7553.18 | 7637.0864 | 8570.97 | 7788.4956 | 7974.1343 | 8014.7554 | 8201.962 | 6850.7173 | 7413.197 | 7675.457 | 7367.501
TAS | T1 | North East Tasmania | Solar | 0 | 0.00015994 | 0.00024192 | 0.00070838 | 337.5578 | 468.2353 | 642.438 | 1149.6434 | 1056.7987 | 1135.5955 | 5996.2505 | 11155.062 | 13571.466 | 15196.074 | 14735.595 | 17636.686 | 19754.926 | 19064.04 | 20144.156 | 25720.79 | 27155.822 | 28692.86 | 27629.91 | 33076.08 | 41769.824 | 53233.746 | 51589.508
TAS | T2 | North West Tasmania | Solar | 0 | 9.9527e-05 | 0.00011 | 0.00017888 | 0.00037417 | 0.00044425 | 0.010548 | 215.5505 | 202.4487 | 208.2985 | 226.1415 | 203.942 | 211.4495 | 207.3658 | 175.4736 | 188.9493 | 193.4207 | 182.8187 | 189.4774 | 208.8094 | 199.2083 | 203.5839 | 201.3331 | 172.6896 | 187.5271 | 188.0763 | 180.9492
TAS | T3 | Central Highlands | Solar | 0 | 0.00012588 | 0.00014631 | 0.00025548 | 0.0011235 | 0.0058863 | 220.7473 | 229.012 | 218.6133 | 230.256 | 236.5788 | 217.3074 | 225.0594 | 226.1273 | 188.7932 | 189.0684 | 201.8106 | 193.3559 | 200.6585 | 215.6022 | 209.7346 | 214.5117 | 217.5519 | 185.4553 | 186.8308 | 195.8308 | 189.8399
Region | REZ | REZ Name | Technology | 2023-24 | 2024-25 | 2025-26 | 2026-27 | 2027-28 | 2028-29 | 2029-30 | 2030-31 | 2031-32 | 2032-33 | 2033-34 | 2034-35 | 2035-36 | 2036-37 | 2037-38 | 2038-39 | 2039-40 | 2040-41 | 2041-42 | 2042-43 | 2043-44 | 2044-45 | 2045-46 | 2046-47 | 2047-48 | 2048-49 | 2049-50
QLD | Q1 | Far North QLD | Wind | 1304.2397 | 3591.1406 | 4006.2112 | 6517.7736 | 9057.0756 | 8575.6147 | 13454.2141 | 17287.2286 | 17493.512 | 17709.9861 | 15190.5839 | 27355.8415 | 37478.808 | 45744.819 | 52781.8748 | 60705.1935 | 61507.5441 | 60634.6116 | 62140.8796 | 52960.0833 | 54930.0237 | 63848.4597 | 68174.1304 | 121920.6346 | 132412.2316 | 136142.8466 | 132052.0617
QLD | Q2 | North Qld Clean Energy Hub | Wind | 131.8964 | 2515.0091 | 8604.4883 | 11358.0805 | 14905.1326 | 17444.5721 | 17090.4309 | 16361.2553 | 16893.3262 | 16062.6225 | 14330.6545 | 15741.9733 | 16194.9134 | 16349.8676 | 16618.2649 | 16243.6455 | 15933.1873 | 16230.3457 | 15412.7219 | 13816.7419 | 15332.3126 | 18456.0406 | 18615.5682 | 18610.752 | 18494.6985 | 18344.4696 | 18576.5506
QLD | Q3 | Northern Qld | Wind | 0 | 0 | 0 | 0 | 0 | 0 | 0 | 0 | 0 | 0 | 0 | 0 | 0 | 0 | 0 | 0 | 0 | 0 | 0 | 0 | 0 | 0 | 0 | 0 | 0 | 0 | 0
QLD | Q4 | Isaac | Wind | 0 | 221.5058 | 334.6657 | 308.4488 | 347.3314 | 329.3334 | 333.6082 | 339.1769 | 348.9993 | 326.5659 | 313.8418 | 305.4123 | 289.7962 | 331.5767 | 2613.6763 | 2606.9858 | 2761.3248 | 2809.7985 | 2633.9235 | 2498.7442 | 2492.6597 | 2370.893 | 2674.9235 | 2650.6052 | 2703.0399 | 2876.3415 | 10417.2863
QLD | Q5 | Barcaldine | Wind | 0 | 0.0067291 | 0.0071404 | 0.0093956 | 0.010039 | 0.0088492 | 0.0090712 | 0.0087198 | 0.0094491 | 81.8343 | 172.048 | 246.1737 | 244.5867 | 253.8986 | 219.5253 | 218.2214 | 227.1663 | 243.0459 | 250.9314 | 233.9426 | 246.6541 | 248.1481 | 251.8466 | 211.5425 | 215.3124 | 225.1236 | 237.8662
QLD | Q6 | Fitzroy | Wind | 0 | 2494.2328 | 2720.407 | 2629.9903 | 2903.8323 | 2852.1923 | 2930.4706 | 2873.9778 | 2873.315 | 2738.653 | 2655.4146 | 2615.221 | 2553.9119 | 2813.8471 | 7861.5277 | 7830.5842 | 7876.6328 | 7592.1511 | 7492.0682 | 7055.789 | 7194.5645 | 6937.6525 | 7373.3234 | 9551.9229 | 9689.9341 | 9787.3693 | 9391.8931
QLD | Q7 | Wide Bay | Wind | 0 | 0.0013786 | 689.0865 | 671.8525 | 686.7986 | 745.1398 | 741.5302 | 710.3345 | 635.895 | 693.0328 | 660.7327 | 645.9063 | 638.5343 | 653.842 | 704.918 | 705.3715 | 699.4564 | 618.0198 | 678.5817 | 641.056 | 638.2525 | 635.1841 | 639.42 | 2612.5905 | 2708.412 | 2766.808 | 2518.8344
QLD | Q8 | Darling Downs | Wind | 2607.6719 | 9092.0156 | 9516.377 | 9530.9268 | 10439.8921 | 10163.872 | 13322.9442 | 14300.5771 | 16240.197 | 18962.5815 | 27830.7221 | 40307.4012 | 40543.4491 | 44673.2899 | 43951.581 | 42788.3144 | 44690.7064 | 42630.9296 | 52347.796 | 88400.3257 | 93208.8672 | 97574.1171 | 133769.9514 | 134211.7299 | 130904.8919 | 140903.4986 | 133676.9922
QLD | Q9 | Banana | Wind | 0 | 0.001973 | 0.022956 | 0.022708 | 163.8565 | 340.6993 | 335.7394 | 338.9083 | 328.1857 | 330.0791 | 312.9128 | 2135.5538 | 2182.0529 | 2301.8659 | 2322.9772 | 2248.8361 | 2331.392 | 2243.2086 | 2251.7522 | 2117.4903 | 2115.8681 | 2167.1527 | 2264.3984 | 2220.7454 | 2204.9249 | 2293.8949 | 2218.387
NSW | N1 | North West NSW | Wind | 0 | 0 | 0 | 0 | 0 | 0 | 0 | 0 | 0 | 0 | 0 | 0 | 0 | 0 | 0 | 0 | 0 | 0 | 0 | 0 | 0 | 0 | 0 | 0 | 0 | 0 | 0
NSW | N2 | New England | Wind | 1496.7412 | 1683.967 | 1769.1981 | 1860.222 | 11738.617 | 12894.0802 | 12170.0162 | 12162.0156 | 11684.254 | 18044.5932 | 17056.273 | 17319.4137 | 18345.7505 | 18199.1908 | 21141.0994 | 19439.5051 | 19661.3239 | 18402.5696 | 19740.8042 | 18553.9036 | 18747.279 | 19643.208 | 19243.8703 | 21188.7056 | 19949.6398 | 19949.967 | 18169.7637
NSW | N3 | Central-West Orana | Wind | 382.811 | 12292.7182 | 11894.995 | 17434.8045 | 18106.1528 | 18736.0141 | 19226.7624 | 21071.325 | 20368.0507 | 20803.0917 | 20715.5165 | 20727.1748 | 21700.173 | 25054.9975 | 25335.0855 | 25153.702 | 24423.8855 | 26030.4437 | 35454.0252 | 34932.978 | 34679.0456 | 35867.5906 | 38597.8452 | 46971.0877 | 46710.7735 | 45180.6403 | 43164.0889
NSW | N4 | Broken Hill | Wind | 634.6888 | 515.5863 | 551.3664 | 597.2536 | 632.4798 | 586.4668 | 607.404 | 595.0898 | 610.8118 | 564.3754 | 540.3421 | 531.6156 | 580.6247 | 581.5081 | 546.5508 | 566.0817 | 569.9863 | 594.7277 | 571.1245 | 546.2543 | 0.1636 | 0.18095 | 0.17816 | 481.9309 | 489.4596 | 475.4183 | 510.253
NSW | N5 | South West NSW | Wind | 0 | 0.00014514 | 0.0013575 | 0.0012957 | 0.0013219 | 0.0011998 | 0.0013002 | 0.0011785 | 0.0012278 | 0.0012118 | 0.0015603 | 0.0013919 | 0.0016207 | 0.0019887 | 0.0017971 | 0.0019322 | 0.001869 | 0.0029204 | 0.0034357 | 0.0034947 | 0.0031166 | 0.0034494 | 0.0041055 | 0.0043078 | 0.006257 | 0.0059944 | 0.0061569
NSW | N6 | Wagga Wagga | Wind | 0 | 0.00079872 | 0.00075004 | 0.0007626 | 0.00085809 | 0.00077137 | 0.00093406 | 0.00085712 | 0.00086881 | 0.00089457 | 0.0010649 | 0.00092887 | 0.0010033 | 0.0014276 | 0.0012665 | 0.001467 | 0.0014579 | 0.0024022 | 0.0023397 | 0.0024805 | 0.0021387 | 0.0023238 | 0.0031388 | 0.0029195 | 0.004323 | 0.0042227 | 0.0043247
NSW | N7 | Tumut | Wind | 0 | 0 | 0 | 0 | 0 | 0 | 0 | 0 | 0 | 0 | 0 | 0 | 0 | 0 | 0 | 0 | 0 | 0 | 0 | 0 | 0 | 0 | 0 | 0 | 0 | 0 | 0
NSW | N8 | Cooma-Monaro | Wind | 327.4029 | 2485.5877 | 2505.3062 | 2587.9342 | 2639.9767 | 2549.6148 | 2593.9615 | 2720.5313 | 2711.9106 | 2470.2256 | 2562.6518 | 2528.2423 | 2659.1065 | 2594.2255 | 3315.3742 | 5187.432 | 5470.8011 | 5391.8313 | 5018.5599 | 5191.4712 | 5101.2706 | 5263.5522 | 5157.3161 | 9105.7415 | 9347.0176 | 9746.9747 | 9532.4416
VIC | V1 | Ovens Murray | Wind | 0 | 0 | 0 | 0 | 0 | 0 | 0 | 0 | 0 | 0 | 0 | 0 | 0 | 0 | 0 | 0 | 0 | 0 | 0 | 0 | 0 | 0 | 0 | 0 | 0 | 0 | 0
VIC | V2 | Murray River | Wind | 0 | 0 | 0 | 0 | 0 | 0 | 0 | 0 | 0 | 0 | 0 | 0 | 0 | 0 | 0 | 0 | 0 | 0 | 0 | 0 | 0 | 0 | 0 | 0 | 0 | 0 | 0
VIC | V3 | Western Victoria | Wind | 3828.828 | 3359.3271 | 3518.1008 | 3551.5055 | 7150.0641 | 6326.9332 | 6754.4663 | 7018.9717 | 7805.1361 | 7113.1867 | 7129.9281 | 6355.6311 | 6882.0323 | 7181.6413 | 7372.642 | 7651.85 | 7291.5716 | 8230.7687 | 7301.3258 | 7358.535 | 6663.3594 | 6348.4631 | 6661.279 | 7723.8206 | 8724.2539 | 8020.3192 | 7965.5453
VIC | V4 | South West Victoria | Wind | 5854.6235 | 10157.2489 | 11220.5063 | 13615.0382 | 14611.4331 | 15675.2724 | 16899.3709 | 16588.2897 | 18878.0612 | 16655.0156 | 20772.9358 | 20461.1788 | 21226.7796 | 24079.1152 | 23469.088 | 31846.7053 | 30085.4121 | 35322.8815 | 31512.0328 | 38799.2329 | 43622.0956 | 44582.9609 | 46358.4151 | 43110.8211 | 53346.734 | 49537.813 | 55061.6176
VIC | V5 | Gippsland | Wind | 0 | 2230.9183 | 2275.6549 | 2609.6418 | 4912.1324 | 5602.9032 | 5961.5816 | 5757.2998 | 6589.5006 | 5914.7053 | 6044.1237 | 5871.2237 | 6069.4996 | 6043.0375 | 5751.0737 | 5912.7589 | 5727.5328 | 6499.6885 | 5882.9782 | 5936.7968 | 5571.775 | 5749.8613 | 5817.1607 | 8482.3747 | 14789.7909 | 13971.2205 | 15766.2413
VIC | V6 | Central North VIC | Wind | 0 | 0.0028863 | 0.0027661 | 573.6015 | 608.8849 | 1022.2535 | 992.6863 | 991.0101 | 1042.6814 | 1050.7656 | 1024.0374 | 929.632 | 1024.7747 | 1558.5277 | 1489.8032 | 1450.7373 | 1913.8783 | 2061.7757 | 2267.7947 | 2238.3294 | 2013.3606 | 2226.9647 | 2741.744 | 2853.012 | 3556.8067 | 3657.383 | 3767.9696
SA | S1 | South East SA | Wind | 744.1945 | 1292.0255 | 1287.7831 | 1483.5773 | 1479.8906 | 1450.7553 | 1672.5916 | 2713.2119 | 3262.9478 | 2915.6141 | 3050.1128 | 2772.1487 | 2967.071 | 3648.2399 | 3316.0162 | 5785.4427 | 5315.7556 | 10249.2827 | 9297.2475 | 11168.5066 | 10481.7543 | 11197.0865 | 11471.9486 | 10286.7517 | 11574.4398 | 10458.308 | 14505.4733
SA | S2 | Riverland | Wind | 0 | 0.00079585 | 0.00075613 | 0.0011229 | 0.0010416 | 0.00095318 | 0.0010256 | 0.0012618 | 0.0013512 | 0.0012072 | 0.0017507 | 0.0015557 | 0.0025839 | 0.0025676 | 0.0023096 | 0.002649 | 0.0032567 | 0.0035111 | 0.0038964 | 0.0083261 | 0.0078393 | 0.0090816 | 0.0087358 | 0.0079866 | 0.011895 | 0.011354 | 0.011984
SA | S3 | Mid-North SA | Wind | 4144.0064 | 3785.6701 | 3614.8059 | 4275.9472 | 4276.1232 | 7524.8022 | 7681.661 | 7606.1709 | 8130.7778 | 7738.7639 | 11890.6463 | 10646.6395 | 13681.4873 | 15921.3974 | 16244.4453 | 16852.4328 | 15225.2889 | 16595.4264 | 15750.662 | 15863.8818 | 14058.6095 | 15911.6628 | 15090.5068 | 14553.4347 | 17272.3563 | 16125.1799 | 17253.106
SA | S4 | Yorke Peninsula | Wind | 244.294 | 957.3786 | 909.7843 | 1380.6631 | 1434.5801 | 1348.719 | 1341.3853 | 1265.7574 | 1467.2886 | 1305.3203 | 1397.9909 | 1240.9686 | 1377.66 | 4150.3216 | 3780.3649 | 3957.8939 | 3663.159 | 4152.0243 | 3790.9017 | 3869.4298 | 8024.3516 | 8774.085 | 9047.6206 | 8261.5068 | 9198.3258 | 8409.6719 | 25525.2894
SA | S5 | Northern SA | Wind | 1304.6235 | 1168.1945 | 1178.9846 | 1316.0133 | 1338.776 | 1208.9938 | 1242.3235 | 1269.1846 | 1312.7949 | 1193.8048 | 1243.7555 | 1202.1788 | 1314.643 | 1316.0527 | 1198.7229 | 1235.6981 | 1254.6763 | 1262.0052 | 1193.8395 | 1195.5882 | 1189.5226 | 1285.4575 | 603.5856 | 482.5356 | 485.3553 | 499.5909 | 532.3876
SA | S6 | Leigh Creek | Wind | 0 | 1074.5571 | 1042.175 | 1393.0108 | 1296.7797 | 7524.7184 | 7588.2699 | 7331.6058 | 7195.7043 | 7516.6342 | 7306.7831 | 6926.8071 | 7452.5378 | 7297.7481 | 20486.2257 | 23053.36 | 22402.9909 | 21620.9031 | 37617.2012 | 35972.0663 | 34906.4573 | 36728.0302 | 36309.3722 | 54475.5307 | 57246.746 | 55044.3362 | 52737.488
SA | S7 | Roxby Downs | Wind | 0 | 0 | 0 | 0 | 0 | 0 | 0 | 0 | 0 | 0 | 0 | 0 | 0 | 0 | 0 | 0 | 0 | 0 | 0 | 0 | 0 | 0 | 0 | 0 | 0 | 0 | 0
SA | S8 | Eastern Eyre Peninsula | Wind | 316.3371 | 264.0337 | 272.8319 | 1312.8016 | 1325.7153 | 1337.2153 | 1529.0205 | 3063.3498 | 3387.2074 | 3116.5519 | 3254.3831 | 2884.0455 | 7164.9054 | 7243.3239 | 6529.6853 | 6855.87 | 6581.7428 | 7200.2936 | 7841.1276 | 8951.052 | 8158.9086 | 9259.4035 | 9364.1805 | 8485.0654 | 19630.1275 | 24696.669 | 26756.9458
SA | S9 | Western Eyre Peninsula | Wind | 0 | 1156.9001 | 1091.2229 | 3246.0806 | 3293.5901 | 3101.1878 | 3153.2406 | 3041.336 | 3433.9061 | 3054.5563 | 4490.2835 | 4009.8269 | 4564.7833 | 4624.7044 | 4288.0285 | 4346.9911 | 4196.8116 | 6246.7646 | 5722.6681 | 10807.5315 | 11654.0376 | 12974.0041 | 13120.334 | 12156.976 | 12389.3393 | 11791.4096 | 16143.1202
TAS | T1 | North East Tasmania | Wind | 500.7797 | 462.5966 | 540.5814 | 503.8669 | 1016.1297 | 924.7455 | 854.9425 | 811.9258 | 887.1039 | 1838.3792 | 4340.5031 | 4469.9783 | 4193.6362 | 5555.3206 | 4882.97 | 4719.1808 | 4688.9946 | 9681.4782 | 13607.4625 | 13674.5572 | 19830.2954 | 18188.776 | 19852.0141 | 31758.543 | 38211.9681 | 46910.7653 | 49273.2679
TAS | T2 | North West Tasmania | Wind | 877.2254 | 790.9717 | 860.3186 | 911.5436 | 919.1895 | 1223.8252 | 3466.6253 | 3280.7659 | 5455.988 | 5331.8869 | 4746.1903 | 4650.9523 | 4958.8179 | 5492.5229 | 18866.4292 | 18498.1292 | 17886.1383 | 21702.0203 | 21018.2955 | 19005.7768 | 19402.5638 | 20197.3604 | 20869.3341 | 24433.2114 | 23880.4534 | 22993.6972 | 25689.8391
TAS | T3 | Central Highlands | Wind | 491.2284 | 7407.2033 | 9197.3653 | 10241.8311 | 18888.9375 | 20144.2087 | 24200.5649 | 24805.8472 | 32331.6715 | 32883.7098 | 31853.3424 | 44886.5243 | 46757.4698 | 53876.0722 | 52120.3502 | 49470.5686 | 49221.5313 | 53948.682 | 52516.1238 | 48255.6248 | 50691.3907 | 50595.649 | 52425.1785 | 50625.375 | 47768.547 | 47260.7435 | 51800.225
Region | REZ | REZ Name | Technology | 2023-24 | 2024-25 | 2025-26 | 2026-27 | 2027-28 | 2028-29 | 2029-30 | 2030-31 | 2031-32 | 2032-33 | 2033-34 | 2034-35 | 2035-36 | 2036-37 | 2037-38 | 2038-39 | 2039-40 | 2040-41 | 2041-42 | 2042-43 | 2043-44 | 2044-45 | 2045-46 | 2046-47 | 2047-48 | 2048-49 | 2049-50
NSW | O1 | Hunter Coast | Offshore Wind | 0 | 0 | 0 | 7.6027e-05 | 7.4243e-05 | 0.00010877 | 9.5176e-05 | 0.00010152 | 9.2844e-05 | 9.5843e-05 | 0.00012009 | 0.0001279 | 0.00014568 | 0.00015374 | 0.00018415 | 0.00015815 | 0.00020412 | 0.00020075 | 0.00021724 | 0.00026899 | 0.00028367 | 0.00029488 | 0.00029911 | 0.00037782 | 0.00032945 | 0.00037455 | 0.00034636
NSW | O2 | Illawarra Coast | Offshore Wind | 0 | 0 | 0 | 7.2466e-05 | 6.875e-05 | 9.9919e-05 | 9.2032e-05 | 0.0001089 | 0.00010402 | 0.00010104 | 0.00012619 | 0.00012384 | 0.00014051 | 0.00014056 | 0.0001751 | 0.00015887 | 0.00021316 | 0.00022544 | 0.00022207 | 0.0002791 | 0.00026925 | 0.00027917 | 0.00027081 | 0.00036404 | 0.00033396 | 0.00039628 | 0.00038791
VIC | O3 | Gippsland Coast | Offshore Wind | 0 | 0 | 0 | 7.8825e-05 | 7.8771e-05 | 9.5074e-05 | 9.5888e-05 | 9.968e-05 | 0.00012068 | 0.00011032 | 0.00013458 | 0.00014535 | 0.00013936 | 0.00015694 | 0.00018745 | 0.00020688 | 0.00021783 | 0.0002947 | 0.00026838 | 0.0002931 | 0.00031518 | 0.00029746 | 0.00031175 | 0.00038816 | 0.00048776 | 0.00046495 | 0.00058663
TAS | O4 | North West Tasmania Coast | Offshore Wind | 0 | 0 | 0 | 6.0214e-05 | 7.1633e-05 | 7.7096e-05 | 9.0591e-05 | 8.4348e-05 | 0.00010741 | 0.0001013 | 0.00011858 | 0.00012461 | 0.00013341 | 0.0001509 | 0.00015908 | 0.00019383 | 0.00019308 | 0.00024746 | 0.00022841 | 0.00024604 | 0.00027422 | 0.0002757 | 0.00029687 | 0.00035044 | 0.00042653 | 0.00040391 | 0.00053401
VIC | O5 | Portland Coast | Offshore Wind | 0 | 0 | 0 | 6.6609e-05 | 6.9809e-05 | 7.3981e-05 | 8.9359e-05 | 9.8441e-05 | 0.00011037 | 9.9249e-05 | 0.00012107 | 0.00013144 | 0.00012637 | 0.00015409 | 0.0001527 | 0.0001975 | 0.00021553 | 0.00025384 | 0.00022731 | 0.00025039 | 0.00026931 | 0.00025464 | 0.00030572 | 0.00030392 | 0.00051012 | 0.00048148 | 0.00053711
SA | O6 | South East SA Coast | Offshore Wind | 0 | 0 | 0 | 5.5904e-05 | 6.383e-05 | 6.5306e-05 | 8.3734e-05 | 8.3659e-05 | 0.00010425 | 8.9694e-05 | 0.00011601 | 0.00010989 | 0.00012191 | 0.00014228 | 0.00014067 | 0.0001676 | 0.00018638 | 0.00023258 | 0.00020747 | 0.00025291 | 0.00026692 | 0.00027351 | 0.0002811 | 0.00028841 | 0.00036987 | 0.00035444 | 0.00043604

## Option 5_REZ Capacity
Installed capacity by REZ (MW) - Option 5, Hydrogen Superpower Scenario
Capacity calculated on 1 July. In early study years some wind and solar projects enter later in the financial year and are therefore reflected in the following financial year's capacity.
Note: the REZ capacity includes capacity from the existing, committed and anticipated renewables mapped to the relevant REZs
Explicitly modelled generation
Region | REZ | REZ Name | Technology | 2023-24 | 2024-25 | 2025-26 | 2026-27 | 2027-28 | 2028-29 | 2029-30 | 2030-31 | 2031-32 | 2032-33 | 2033-34 | 2034-35 | 2035-36 | 2036-37 | 2037-38 | 2038-39 | 2039-40 | 2040-41 | 2041-42 | 2042-43 | 2043-44 | 2044-45 | 2045-46 | 2046-47 | 2047-48 | 2048-49 | 2049-50
QLD | Q1 | Far North QLD | Solar | 0 | 0 | 0.00023742 | 0.0028161 | 0.0028167 | 421.1825 | 421.1825 | 949.1713 | 949.1713 | 949.1713 | 949.1713 | 1100 | 1100 | 1100 | 1100 | 1100 | 1100 | 1100 | 1100 | 1100 | 1100 | 1100 | 1100 | 3503.991 | 3503.991 | 3503.991 | 3503.991
QLD | Q2 | North Qld Clean Energy Hub | Solar | 83 | 83 | 83.0017 | 83.0017 | 861.9989 | 2823.2166 | 2823.2166 | 2823.2166 | 2823.2166 | 2823.2166 | 2823.2166 | 2823.2168 | 2823.2168 | 3498.483 | 3571.5513 | 3571.5513 | 3571.5513 | 3571.5513 | 3571.5513 | 3571.5513 | 3571.5513 | 3571.5513 | 4468.254 | 6657.4355 | 6657.4355 | 6639.4355 | 6639.4355
QLD | Q3 | Northern Qld | Solar | 513.997 | 513.997 | 513.9975 | 513.9989 | 513.9989 | 513.9989 | 513.9989 | 513.9989 | 513.9989 | 513.9989 | 514.0025 | 3913.997 | 3913.997 | 3913.997 | 3913.997 | 3913.997 | 3913.997 | 3913.997 | 3913.997 | 3770.997 | 3642.997 | 3642.997 | 3642.997 | 3642.997 | 3532.597 | 3532.597 | 3400
QLD | Q4 | Isaac | Solar | 684.9 | 684.9 | 684.9003 | 684.9011 | 684.9011 | 684.9011 | 684.9013 | 684.9013 | 684.9013 | 684.9014 | 684.9022 | 684.9041 | 1004.625 | 2063.7342 | 5891.5006 | 5891.5006 | 5891.5006 | 5891.5006 | 6742.1573 | 6860.314 | 6860.314 | 7414.9254 | 7542.4 | 7542.4 | 7542.4 | 7083.5 | 6926
QLD | Q5 | Barcaldine | Solar | 14 | 14 | 87.3892 | 87.3892 | 87.3892 | 87.3892 | 87.3892 | 87.3892 | 87.3892 | 87.3892 | 87.3892 | 87.3892 | 87.3892 | 87.3892 | 87.3892 | 87.3892 | 87.3892 | 87.3892 | 87.3892 | 87.3892 | 73.3892 | 73.3892 | 78.128 | 91.7901 | 91.7901 | 91.7901 | 91.7901
QLD | Q6 | Fitzroy | Solar | 401.5 | 401.5 | 401.5015 | 808.9828 | 808.9828 | 808.9828 | 1396.4832 | 1396.4832 | 1396.4832 | 2487.0447 | 6647.3228 | 7934.5 | 7934.5 | 7934.5 | 7934.5 | 7934.5 | 7934.5 | 7934.5 | 7934.5 | 7934.5 | 7934.5 | 7934.5 | 7934.5 | 10079.449 | 10079.449 | 10079.449 | 24437.098
QLD | Q7 | Wide Bay | Solar | 619.03 | 619.03 | 619.0305 | 619.0335 | 619.0335 | 696.25 | 696.25 | 696.25 | 2079.4461 | 2819.03 | 2819.03 | 2819.03 | 2819.03 | 2819.03 | 2819.03 | 2819.03 | 2819.03 | 4434.269 | 7248.501 | 13030.05 | 13030.05 | 14021.117 | 17980.862 | 19331.007 | 19108.507 | 19108.507 | 35148.4
QLD | Q8 | Darling Downs | Solar | 1330.558 | 1476.558 | 1476.5594 | 1476.5669 | 1476.5669 | 2862.791 | 3175.4783 | 4774.3754 | 4774.3754 | 4774.3754 | 6922.326 | 8468.558 | 8468.558 | 8347.558 | 8347.558 | 8347.558 | 8347.558 | 11125.542 | 11125.542 | 21703.56 | 26710.681 | 34211.168 | 37565.94 | 37316.586 | 36916.586 | 36882.086 | 51033.016
QLD | Q9 | Banana | Solar | 0 | 0 | 153.8291 | 153.8291 | 153.8291 | 153.8291 | 153.8291 | 153.8291 | 153.8292 | 153.8292 | 153.8292 | 6099.272 | 6100 | 6100 | 6100 | 6100 | 6100 | 6100 | 6100 | 6100 | 6100 | 6100 | 6100 | 6100 | 6100 | 6100 | 6100
NSW | N1 | North West NSW | Solar | 166 | 166.0001 | 166.0006 | 166.0006 | 182.3258 | 214.9072 | 214.9072 | 214.9072 | 214.9072 | 214.9072 | 214.9072 | 230.4508 | 230.4508 | 548.6895 | 1319.4672 | 1319.4672 | 1319.4672 | 2366.651 | 2366.651 | 3608.0107 | 3721.612 | 3721.612 | 3721.612 | 4244.9727 | 4244.9727 | 4244.9727 | 4621.2915
NSW | N2 | New England | Solar | 555 | 555 | 555.0001 | 555.0002 | 759.6418 | 1866.4873 | 1866.4873 | 1866.4873 | 2530.3137 | 2530.3137 | 3280.0222 | 3540 | 3540 | 3540 | 3540 | 3540 | 3540 | 3540 | 3540 | 3540 | 3520 | 3520 | 3520 | 3520 | 3520 | 3520 | 3520
NSW | N3 | Central-West Orana | Solar | 826.979 | 906.9796 | 2302.8916 | 3902.9812 | 4671.8684 | 5165.4536 | 5165.4536 | 7756.979 | 7756.979 | 7756.979 | 7756.979 | 7756.979 | 7756.979 | 8297.4956 | 11791.808 | 11791.808 | 11791.808 | 12611.701 | 12611.701 | 12861.858 | 14771.58 | 14771.58 | 14771.58 | 18501.276 | 18501.276 | 18451.276 | 18248.236
NSW | N4 | Broken Hill | Solar | 53 | 53 | 53.0001 | 53.0002 | 53.0007 | 53.0009 | 53.0021 | 53.0025 | 53.0025 | 53.0025 | 53.0025 | 175.9644 | 175.9644 | 206.6019 | 257.513 | 257.513 | 257.513 | 257.513 | 257.513 | 257.513 | 308.0669 | 308.0669 | 308.0669 | 308.0669 | 308.0669 | 308.0669 | 308.0669
NSW | N5 | South West NSW | Solar | 1246.4 | 1500.5 | 1501.1143 | 1501.1143 | 1501.1143 | 1564.543 | 1564.543 | 2251.7844 | 2251.7844 | 3925.783 | 3925.783 | 4463.812 | 4463.812 | 4528.0203 | 4791.6548 | 4641.3548 | 4641.3548 | 4641.3548 | 4641.355 | 4641.355 | 4641.355 | 4641.355 | 4641.355 | 4750.7852 | 4750.7852 | 4750.7852 | 4504.7685
NSW | N6 | Wagga Wagga | Solar | 302.672 | 682.6721 | 682.6723 | 682.6723 | 682.6792 | 1710.672 | 1710.672 | 1710.672 | 1710.672 | 1710.672 | 1710.672 | 1710.672 | 1710.672 | 1710.672 | 1710.672 | 1710.672 | 1710.672 | 1710.672 | 1710.672 | 1710.672 | 1710.672 | 1710.672 | 1710.672 | 1710.672 | 1710.672 | 1710.672 | 1710.672
NSW | N7 | Tumut | Solar | 0 | 0 | 0 | 0 | 0 | 0 | 0 | 0 | 0 | 0 | 0 | 0 | 0 | 0 | 0 | 0 | 0 | 0 | 0 | 0 | 0 | 0 | 0 | 0 | 0 | 0 | 0
NSW | N8 | Cooma-Monaro | Solar | 0 | 0 | 0 | 0 | 0 | 0 | 0 | 0 | 0 | 0 | 0 | 0 | 0 | 0 | 0 | 0 | 0 | 0 | 0 | 0 | 0 | 0 | 0 | 0 | 0 | 0 | 0
VIC | V1 | Ovens Murray | Solar | 0 | 0.00018156 | 0.00021276 | 0.0022128 | 470.7704 | 470.7704 | 470.7704 | 470.7704 | 470.7704 | 489.6839 | 489.6839 | 627.505 | 627.505 | 867.9295 | 1000 | 1000 | 1000 | 1000 | 1000 | 1000 | 1000 | 1000 | 1000 | 1000 | 1000 | 1000 | 1000
VIC | V2 | Murray River | Solar | 679.093 | 679.093 | 679.0931 | 679.0931 | 679.0932 | 679.0932 | 679.0932 | 1660.3078 | 1660.3078 | 1660.3078 | 1660.3078 | 1882.2513 | 1882.2513 | 1882.2513 | 1918.0343 | 1918.0343 | 1918.0343 | 1918.0343 | 1918.0343 | 1918.0343 | 1967.9795 | 1967.9795 | 1936.8765 | 2032.5322 | 2032.5322 | 2011.916 | 1910.0784
VIC | V3 | Western Victoria | Solar | 0 | 0 | 0.00031573 | 0.0011255 | 400 | 400 | 400 | 400 | 400 | 627.3251 | 627.3251 | 1465.9307 | 1465.9307 | 1507.741 | 1682.8769 | 1705.5677 | 1705.5677 | 1705.5678 | 2257.4239 | 2257.4239 | 2257.4239 | 2257.4239 | 2257.4239 | 2257.4239 | 2257.4239 | 2294.4383 | 2294.4383
VIC | V4 | South West Victoria | Solar | 0 | 0 | 0 | 0 | 0 | 0 | 0 | 0 | 0 | 0 | 0 | 0 | 0 | 0 | 0 | 0 | 0 | 0 | 0 | 0 | 0 | 0 | 0 | 0 | 0 | 0 | 0
VIC | V5 | Gippsland | Solar | 0 | 0.00010841 | 0.00022771 | 130.0252 | 231.4476 | 231.4476 | 231.4476 | 231.4476 | 231.4476 | 500 | 500 | 500 | 500 | 500 | 500.0001 | 500.0001 | 1178.8007 | 1323.4502 | 4724.189 | 4724.189 | 7185.0654 | 7185.0654 | 7185.0654 | 7185.0654 | 8125.488 | 9252.328 | 9595.003
VIC | V6 | Central North VIC | Solar | 402.48 | 402.4801 | 402.4803 | 560.5263 | 560.5263 | 560.5263 | 560.5263 | 560.5263 | 560.5263 | 560.5263 | 560.5263 | 652.3435 | 652.3435 | 652.3435 | 659.7811 | 659.7811 | 659.7811 | 776.8542 | 822.7996 | 822.7996 | 1149.0101 | 1038.5301 | 1038.5301 | 1461.8834 | 1461.8834 | 1461.8834 | 1470.6617
SA | S1 | South East SA | Solar | 155.16 | 155.1601 | 155.1603 | 155.1603 | 155.1604 | 155.1604 | 155.1607 | 155.1608 | 155.1608 | 207.4967 | 255.16 | 255.16 | 255.16 | 255.16 | 255.16 | 255.16 | 255.16 | 255.16 | 208 | 208 | 208 | 208 | 208 | 208 | 208 | 208 | 100
SA | S2 | Riverland | Solar | 25.26 | 25.2602 | 25.2617 | 25.2617 | 25.2638 | 25.2638 | 25.2703 | 1170.8241 | 1164.7041 | 1233.0813 | 1233.0813 | 1276.3561 | 1276.3561 | 3525.8754 | 4019.14 | 4019.14 | 4019.14 | 4019.14 | 4007.38 | 4007.38 | 4007.38 | 4007.38 | 4000 | 4000 | 4000 | 4000 | 4000
SA | S3 | Mid-North SA | Solar | 0 | 0.00014196 | 0.00038857 | 0.00038913 | 0.00056745 | 0.00059421 | 0.00061471 | 0.002515 | 0.0025154 | 0.0025222 | 1300 | 1300 | 1300 | 1300 | 1300 | 1300 | 1300 | 1300 | 1300 | 1300 | 1300 | 1300 | 1300 | 1300 | 1300 | 1300.0001 | 1702.9885
SA | S4 | Yorke Peninsula | Solar | 0 | 0 | 0 | 0 | 0 | 0 | 0 | 0 | 0 | 0 | 0 | 0 | 0 | 0 | 0 | 0 | 0 | 0 | 0 | 0 | 0 | 0 | 0 | 0 | 0 | 0 | 0
SA | S5 | Northern SA | Solar | 349.2 | 349.2001 | 349.2005 | 349.2005 | 349.2006 | 349.2009 | 349.2009 | 349.3772 | 349.3772 | 1755.4134 | 2884.011 | 3110.455 | 3110.455 | 3214.0105 | 3249.2 | 3249.2 | 3249.2 | 3249.2 | 4329.2913 | 4329.2913 | 4448.1307 | 4178.1307 | 4178.1307 | 4247.274 | 4266.1777 | 4423.134 | 4423.134
SA | S6 | Leigh Creek | Solar | 0 | 0.00017595 | 98.6826 | 98.6826 | 167.708 | 1652.0656 | 1652.0656 | 2140.3474 | 2140.3474 | 2140.3474 | 3292.7966 | 5972.5713 | 6215.309 | 6500 | 6500 | 6500 | 6500 | 6500 | 14823.536 | 14841.442 | 23920.846 | 23920.846 | 23920.846 | 26529.287 | 28017.936 | 30095.408 | 34954.914
SA | S7 | Roxby Downs | Solar | 0 | 0.000158 | 97.3096 | 97.3096 | 502.6137 | 567.4233 | 567.4233 | 615.7018 | 615.7018 | 615.7018 | 626.7219 | 637.9407 | 637.9407 | 637.9407 | 1464.0114 | 1464.0114 | 2677.6038 | 2677.6038 | 3308.6365 | 3400 | 3400 | 3400 | 3400 | 3400 | 3400 | 3400 | 3400
SA | S8 | Eastern Eyre Peninsula | Solar | 0 | 0.00010299 | 0.00019389 | 0.00019426 | 0.00025851 | 0.00025929 | 0.0002793 | 0.00051058 | 0.0005108 | 0.00051437 | 0.0011436 | 0.0011462 | 0.0011466 | 0.0024003 | 0.0024015 | 0.002404 | 0.0034902 | 0.0034907 | 5000 | 5000 | 5000 | 5000 | 5000 | 5000 | 5000 | 5000 | 5000
SA | S9 | Western Eyre Peninsula | Solar | 0 | 0.00015277 | 0.0010278 | 0.0010282 | 0.0015086 | 0.0015116 | 0.0017715 | 574.7811 | 574.7811 | 775.8893 | 1530.3867 | 1900.546 | 1900.546 | 3028.4998 | 4000 | 4000 | 4000 | 4000 | 4000 | 4000 | 4000 | 4000 | 4000 | 4000 | 4000 | 4000 | 4000
TAS | T1 | North East Tasmania | Solar | 0 | 0.00011153 | 0.00015693 | 0.0004212 | 184.5648 | 300 | 399.9132 | 707.2241 | 707.2241 | 707.2241 | 3452.9956 | 6452.4697 | 7357.369 | 8512.496 | 9591.947 | 10906.077 | 11931.105 | 12191.597 | 12191.597 | 14835.716 | 15603.047 | 15603.047 | 15603.047 | 21281.432 | 25419.316 | 31897.908 | 33114.297
TAS | T2 | North West Tasmania | Solar | 0 | 0 | 0 | 0.00013391 | 0.00026987 | 0.00037665 | 0.0077777 | 150 | 150 | 150 | 150 | 150 | 150 | 150 | 150 | 150 | 150 | 150 | 150 | 150 | 150 | 150 | 150 | 150 | 150 | 150 | 150
TAS | T3 | Central Highlands | Solar | 0 | 0 | 0.0001077 | 0.00017571 | 0.00071769 | 0.0043639 | 150 | 150 | 150 | 150 | 150 | 150 | 150 | 150 | 150 | 150 | 150 | 150 | 150 | 150 | 150 | 150 | 150 | 150 | 150 | 150 | 150
Region | REZ | REZ Name | Technology | 2023-24 | 2024-25 | 2025-26 | 2026-27 | 2027-28 | 2028-29 | 2029-30 | 2030-31 | 2031-32 | 2032-33 | 2033-34 | 2034-35 | 2035-36 | 2036-37 | 2037-38 | 2038-39 | 2039-40 | 2040-41 | 2041-42 | 2042-43 | 2043-44 | 2044-45 | 2045-46 | 2046-47 | 2047-48 | 2048-49 | 2049-50
QLD | Q1 | Far North QLD | Wind | 337.318 | 1052.5019 | 1052.5019 | 1675.226 | 2252.2874 | 2277.6018 | 3359.195 | 4383.7257 | 4383.7257 | 4383.7257 | 4383.7257 | 7550.972 | 9746.658 | 11382.539 | 14144.0475 | 15307.818 | 15307.818 | 15307.818 | 15307.818 | 15307.818 | 15127.3 | 16665.835 | 17283.507 | 33394.907 | 33678.29 | 33821 | 33821
QLD | Q2 | North Qld Clean Energy Hub | Wind | 43.2 | 870.3002 | 2469.4142 | 3214.5516 | 4146.1159 | 4743.2004 | 4743.2004 | 4743.2009 | 4743.2009 | 4743.2009 | 4743.2009 | 4743.2041 | 4743.2041 | 4743.2041 | 4743.2041 | 4743.2041 | 4743.2041 | 4743.2041 | 4743.2041 | 4743.2041 | 4743.2148 | 5756.1177 | 5723.6031 | 5723.6031 | 5723.6032 | 5723.6032 | 5723.6032
QLD | Q3 | Northern Qld | Wind | 0 | 0 | 0 | 0 | 0 | 0 | 0 | 0 | 0 | 0 | 0 | 0 | 0 | 0 | 0 | 0 | 0 | 0 | 0 | 0 | 0 | 0 | 0 | 0 | 0 | 0 | 0
QLD | Q4 | Isaac | Wind | 0 | 85.919 | 119.4476 | 119.4476 | 119.4476 | 119.4476 | 119.4476 | 119.4476 | 119.4476 | 119.4476 | 119.4476 | 119.4476 | 119.4476 | 119.4477 | 948.5881 | 948.5881 | 948.5881 | 948.5887 | 948.5887 | 948.5887 | 948.5887 | 948.5887 | 948.5887 | 1000.0015 | 1000.0015 | 1000.0031 | 3800
QLD | Q5 | Barcaldine | Wind | 0 | 0.0028323 | 0.0028331 | 0.0038342 | 0.0039249 | 0.0039251 | 0.0039255 | 0.0039268 | 0.003932 | 31.0634 | 69.4489 | 96.7829 | 96.7829 | 96.7829 | 96.7829 | 96.7829 | 96.7829 | 96.7829 | 97.4244 | 97.4244 | 97.4247 | 97.4247 | 97.4247 | 97.4247 | 97.4247 | 97.4247 | 97.4247
QLD | Q6 | Fitzroy | Wind | 0 | 900.0004 | 900.0009 | 900.0009 | 900.0009 | 900.0018 | 900.0133 | 900.0133 | 900.0133 | 900.0133 | 900.0133 | 900.4298 | 900.4298 | 900.4298 | 2743.2186 | 2743.2186 | 2743.2186 | 2743.2186 | 2743.2186 | 2743.2186 | 2743.2186 | 2743.2186 | 2743.2186 | 3500 | 3500 | 3500 | 3500
QLD | Q7 | Wide Bay | Wind | 0 | 0.00067611 | 274.4156 | 274.4156 | 274.4156 | 274.42 | 274.42 | 274.42 | 274.42 | 274.42 | 274.42 | 274.42 | 274.42 | 274.4201 | 274.4254 | 274.4254 | 274.4254 | 274.4254 | 274.4254 | 274.4254 | 274.4254 | 274.4254 | 274.4254 | 1100 | 1100 | 1100 | 1100
QLD | Q8 | Darling Downs | Wind | 753 | 3208.798 | 3208.798 | 3208.798 | 3349.6215 | 3349.6215 | 4551.1614 | 4880.0843 | 5739.8138 | 6525.9976 | 9683.5542 | 14406.4326 | 14406.4326 | 15232.3346 | 15232.3346 | 15232.3346 | 15232.3346 | 15232.3346 | 18057.8536 | 30722.9276 | 33715.6326 | 35400.9576 | 46702.0176 | 47383.3456 | 47383.3456 | 48567.9976 | 48567.9976
QLD | Q9 | Banana | Wind | 0 | 0.00094327 | 0.0096397 | 0.0096416 | 64.1661 | 135.2315 | 135.2315 | 135.2315 | 135.2315 | 135.2315 | 135.2315 | 900.0018 | 900.0018 | 900.0018 | 900.0018 | 900.0018 | 900.0018 | 900.0018 | 900.0021 | 900.0021 | 900.0026 | 900.0026 | 900.003 | 900.0043 | 900.0043 | 900.0043 | 900.0043
NSW | N1 | North West NSW | Wind | 0 | 0 | 0 | 0 | 0 | 0 | 0 | 0 | 0 | 0 | 0 | 0 | 0 | 0 | 0 | 0 | 0 | 0 | 0 | 0 | 0 | 0 | 0 | 0 | 0 | 0 | 0
NSW | N2 | New England | Wind | 442.48 | 631.9388 | 631.9426 | 641.377 | 3936.1802 | 4114.1552 | 4114.1552 | 4114.1552 | 4114.1552 | 6207.6726 | 6207.6726 | 6207.6726 | 6207.6726 | 6207.6726 | 6837.254 | 6664.774 | 6664.774 | 6664.774 | 6746.6064 | 6746.6064 | 6703.276 | 6703.276 | 6703.276 | 6978.8022 | 6978.8022 | 6978.8022 | 6978.8022
NSW | N3 | Central-West Orana | Wind | 113.19 | 4186.2935 | 4186.2935 | 6053.423 | 6053.423 | 6217.465 | 6438.183 | 7338.7613 | 7338.7613 | 7338.7613 | 7338.7613 | 7516.5894 | 7516.5894 | 8446.644 | 8446.644 | 8446.644 | 8446.644 | 9384.7105 | 12460.095 | 12460.095 | 12615.192 | 12615.192 | 13112.39 | 15818.966 | 15818.966 | 15818.966 | 15705.776
NSW | N4 | Broken Hill | Wind | 198.94 | 198.9419 | 198.9419 | 198.9424 | 198.9424 | 198.9424 | 198.9424 | 198.9424 | 198.9424 | 198.9424 | 198.9425 | 198.9425 | 198.9425 | 198.9425 | 198.9425 | 198.9425 | 198.9425 | 198.9426 | 199.0116 | 199.0116 | 0.071613 | 0.071615 | 0.071617 | 194.4661 | 194.4664 | 194.4664 | 194.4664
NSW | N5 | South West NSW | Wind | 0 | 0 | 0.00060475 | 0.00060943 | 0.00061074 | 0.00061169 | 0.00061326 | 0.00061693 | 0.00061731 | 0.00062818 | 0.0007723 | 0.00077284 | 0.00081431 | 0.00095385 | 0.00096287 | 0.0009894 | 0.00099062 | 0.0014177 | 0.0016865 | 0.0016974 | 0.0016983 | 0.0017001 | 0.001959 | 0.0022655 | 0.0029947 | 0.0029957 | 0.0029994
NSW | N6 | Wagga Wagga | Wind | 0 | 0.00040572 | 0.00040579 | 0.00040628 | 0.00042941 | 0.00043628 | 0.00048311 | 0.00048468 | 0.00048633 | 0.00051666 | 0.00057146 | 0.00057165 | 0.00057499 | 0.00073632 | 0.00075534 | 0.00082762 | 0.00083146 | 0.0012809 | 0.0012838 | 0.0012908 | 0.0012911 | 0.0012919 | 0.0016085 | 0.0017149 | 0.0022795 | 0.0022832 | 0.0023494
NSW | N7 | Tumut | Wind | 0 | 0 | 0 | 0 | 0 | 0 | 0 | 0 | 0 | 0 | 0 | 0 | 0 | 0 | 0 | 0 | 0 | 0 | 0 | 0 | 0 | 0 | 0 | 0 | 0 | 0 | 0
NSW | N8 | Cooma-Monaro | Wind | 113 | 769.9682 | 769.9682 | 769.9682 | 769.9682 | 769.9682 | 769.9682 | 769.9682 | 769.9682 | 769.9682 | 769.9682 | 769.9682 | 769.9682 | 769.9682 | 1009.0532 | 1577.1897 | 1577.1897 | 1540.4938 | 1540.4938 | 1540.4938 | 1540.4938 | 1540.4938 | 1540.4938 | 2927.6523 | 2927.6523 | 2927.6523 | 2927.6523
VIC | V1 | Ovens Murray | Wind | 0 | 0 | 0 | 0 | 0 | 0 | 0 | 0 | 0 | 0 | 0 | 0 | 0 | 0 | 0 | 0 | 0 | 0 | 0 | 0 | 0 | 0 | 0 | 0 | 0 | 0 | 0
VIC | V2 | Murray River | Wind | 0 | 0 | 0 | 0 | 0 | 0 | 0 | 0 | 0 | 0 | 0 | 0 | 0 | 0 | 0 | 0 | 0 | 0 | 0 | 0 | 0 | 0 | 0 | 0 | 0 | 0 | 0
VIC | V3 | Western Victoria | Wind | 1934.5 | 1934.5 | 1934.5 | 1934.5001 | 2634.5004 | 2634.5463 | 2634.5463 | 2634.5463 | 2634.5463 | 2634.5463 | 2582.0463 | 2390.0463 | 2390.0463 | 2390.0463 | 2798.4192 | 2798.4192 | 2798.4192 | 2798.4192 | 2798.4192 | 2767.3692 | 2636.1692 | 2324.1692 | 2324.1692 | 3124.489 | 3244.697 | 3215.997 | 2809
VIC | V4 | South West Victoria | Wind | 2023.21 | 3539.5871 | 3716.7494 | 4389.7266 | 4389.7266 | 5380.1534 | 5380.1534 | 5465.71 | 5465.71 | 5465.71 | 6524.7283 | 6537.3626 | 6537.3626 | 7057.6846 | 7570.7214 | 9551.1067 | 9551.1067 | 9982.4187 | 9982.4187 | 11779.465 | 13782.512 | 13782.512 | 13330.32 | 13686.196 | 15473.1 | 15473.1 | 15473.1
VIC | V5 | Gippsland | Wind | 0 | 740.9316 | 740.9316 | 864.8649 | 1621.1748 | 2000 | 2000 | 2000 | 2000 | 2000 | 2000 | 2000 | 2000 | 2000 | 2000 | 2000 | 2000 | 2000 | 2000 | 2000 | 2000 | 2000 | 2000 | 3113.0642 | 5153 | 5153 | 5153
VIC | V6 | Central North VIC | Wind | 0 | 0.0012609 | 0.001261 | 221.7037 | 221.704 | 400.0044 | 400.0044 | 400.0044 | 400.0044 | 400.0044 | 400.0044 | 400.0044 | 400.0044 | 607.0085 | 607.0085 | 607.0085 | 800.6065 | 817.1305 | 907.1883 | 907.1883 | 907.1883 | 907.1883 | 1074.8372 | 1221.1459 | 1570.1188 | 1600 | 1600
SA | S1 | South East SA | Wind | 324.5 | 577.0957 | 577.0957 | 577.0957 | 577.0957 | 656.7347 | 701.0495 | 1078.5008 | 1078.5008 | 1078.5008 | 1078.5069 | 1078.5069 | 998.0069 | 1262.7776 | 1262.7776 | 1988.8464 | 1988.8464 | 3200 | 3200 | 3707.6775 | 3707.6775 | 3707.6775 | 3707.6775 | 3707.6775 | 3831.0452 | 3831.0452 | 4658.3882
SA | S2 | Riverland | Wind | 0 | 0.00043436 | 0.00043445 | 0.00055513 | 0.00055575 | 0.00055906 | 0.00056343 | 0.00071309 | 0.00071339 | 0.00071363 | 0.00093745 | 0.0009378 | 0.0013348 | 0.0013668 | 0.0013686 | 0.0014572 | 0.0018273 | 0.0018352 | 0.0021606 | 0.004394 | 0.0045398 | 0.0045403 | 0.0045407 | 0.0045421 | 0.0061822 | 0.0062006 | 0.0062062
SA | S3 | Mid-North SA | Wind | 1343.1 | 1343.1035 | 1343.1035 | 1358.19 | 1358.19 | 2543.1033 | 2543.1033 | 2543.1435 | 2543.1435 | 2543.1435 | 3852.9536 | 3852.9536 | 4316.6886 | 5200.5694 | 5509.742 | 5588.2 | 5261.5 | 5261.5 | 5261.5 | 5261.5 | 5047.6 | 5047.6 | 4916.8 | 4916.8 | 5673.4626 | 5673.4626 | 5673.4626
SA | S4 | Yorke Peninsula | Wind | 90.75 | 370.2341 | 370.2341 | 490.752 | 490.7537 | 521.733 | 482.1806 | 489.1252 | 489.1252 | 489.1252 | 489.1252 | 489.1252 | 489.1253 | 1400 | 1400 | 1400 | 1400 | 1400 | 1400 | 1400 | 2990.5352 | 2990.5352 | 2990.5352 | 2990.5352 | 3169.0808 | 3169.081 | 8202.456
SA | S5 | Northern SA | Wind | 422.4 | 422.4 | 422.4 | 422.4 | 422.4 | 422.4 | 422.4 | 422.4 | 422.4 | 422.4 | 422.4 | 422.4 | 422.4 | 422.4 | 422.4 | 422.4 | 422.4 | 422.4 | 422.4 | 422.4 | 422.4 | 422.4 | 210 | 210 | 210 | 210 | 210
SA | S6 | Leigh Creek | Wind | 0 | 366.5909 | 366.5909 | 434.5289 | 434.5289 | 2400 | 2400 | 2400 | 2400 | 2400 | 2400 | 2400 | 2400 | 2400 | 6437.3486 | 7135.8345 | 7135.8345 | 7135.8345 | 11708.039 | 11708.039 | 11708.039 | 11708.039 | 11708.039 | 16893.409 | 17426 | 17426 | 17426
SA | S7 | Roxby Downs | Wind | 0 | 0 | 0 | 0 | 0 | 0 | 0 | 0 | 0 | 0 | 0 | 0 | 0 | 0 | 0 | 0 | 0 | 0 | 0 | 0 | 0 | 0 | 0 | 0 | 0 | 0 | 0
SA | S8 | Eastern Eyre Peninsula | Wind | 136 | 136.0018 | 136.0018 | 458.3722 | 458.3722 | 504.6231 | 545.2971 | 1092.1651 | 1092.1651 | 1092.1651 | 1092.1651 | 1092.1651 | 2293.585 | 2300 | 2300 | 2300 | 2300 | 2300 | 2645.0417 | 2986.495 | 2986.495 | 2986.495 | 2986.495 | 2986.495 | 6467.077 | 8512.403 | 8512.403
SA | S9 | Western Eyre Peninsula | Wind | 0 | 400.0012 | 400.0012 | 1056.9219 | 1056.9219 | 1091.8928 | 1091.8928 | 1091.8928 | 1091.8928 | 1091.8928 | 1500 | 1500 | 1500 | 1500 | 1500 | 1500 | 1500 | 2001.796 | 2001.796 | 3686.7622 | 4230.568 | 4230.568 | 4230.568 | 4230.568 | 4230.568 | 4230.568 | 5286.691
TAS | T1 | North East Tasmania | Wind | 168 | 168.0022 | 168.0022 | 168.0022 | 292.8849 | 292.8849 | 292.885 | 292.885 | 292.885 | 568.0017 | 1305.7721 | 1305.7721 | 1305.7721 | 1568 | 1568 | 1581.5324 | 1581.5324 | 2963.2832 | 4070.2798 | 4070.2798 | 5502.854 | 5502.854 | 5502.854 | 9396.004 | 11855.909 | 14585.421 | 14585.421
TAS | T2 | North West Tasmania | Wind | 251.6 | 251.6009 | 251.6009 | 251.6009 | 251.6061 | 372.2283 | 996.063 | 996.063 | 1450.2575 | 1450.2575 | 1450.2575 | 1450.2575 | 1450.2575 | 1533.3117 | 5251.6 | 5259.1671 | 5259.1671 | 5651.19 | 5651.19 | 5651.19 | 5651.19 | 5651.19 | 5651.19 | 6868.6 | 6868.6 | 6868.6 | 6868.6
TAS | T3 | Central Highlands | Wind | 144 | 1690.8312 | 1973.1639 | 2205.0007 | 3908.4797 | 4294.998 | 5436.2163 | 5598.6704 | 6782.8438 | 7055.617 | 7379.5674 | 10075.846 | 10431.798 | 11635.39 | 11736 | 11736 | 11736 | 11736 | 11736 | 11736 | 11736 | 11592 | 11592 | 11592 | 11592 | 11592 | 11592
Region | REZ | REZ Name | Technology | 2023-24 | 2024-25 | 2025-26 | 2026-27 | 2027-28 | 2028-29 | 2029-30 | 2030-31 | 2031-32 | 2032-33 | 2033-34 | 2034-35 | 2035-36 | 2036-37 | 2037-38 | 2038-39 | 2039-40 | 2040-41 | 2041-42 | 2042-43 | 2043-44 | 2044-45 | 2045-46 | 2046-47 | 2047-48 | 2048-49 | 2049-50
NSW | O1 | Hunter Coast | Offshore Wind | 0 | 0 | 0 | 0 | 0 | 0 | 0 | 0 | 0 | 0 | 0 | 0 | 0 | 0 | 0 | 0 | 0 | 0 | 0 | 0.00010673 | 0.00011451 | 0.0001155 | 0.00011965 | 0.00014299 | 0.00014308 | 0.0001486 | 0.00014944
NSW | O2 | Illawarra Coast | Offshore Wind | 0 | 0 | 0 | 0 | 0 | 0 | 0 | 0 | 0 | 0 | 0 | 0 | 0 | 0 | 0 | 0 | 0 | 0 | 0 | 0.00010398 | 0.00010717 | 0.00010834 | 0.00011042 | 0.00013933 | 0.00013945 | 0.00014998 | 0.00015432
VIC | O3 | Gippsland Coast | Offshore Wind | 0 | 0 | 0 | 0 | 0 | 0 | 0 | 0 | 0 | 0 | 0 | 0 | 0 | 0 | 0 | 0 | 0 | 0 | 0.00010037 | 0.00010758 | 0.00011529 | 0.00011539 | 0.00011877 | 0.00014504 | 0.00017193 | 0.00017317 | 0.00019589
TAS | O4 | North West Tasmania Coast | Offshore Wind | 0 | 0 | 0 | 0 | 0 | 0 | 0 | 0 | 0 | 0 | 0 | 0 | 0 | 0 | 0 | 0 | 0 | 0 | 0 | 0 | 0.00010328 | 0.00010369 | 0.0001084 | 0.00012809 | 0.0001494 | 0.0001526 | 0.0001801
VIC | O5 | Portland Coast | Offshore Wind | 0 | 0 | 0 | 0 | 0 | 0 | 0 | 0 | 0 | 0 | 0 | 0 | 0 | 0 | 0 | 0 | 0 | 0 | 0 | 0 | 0.00010745 | 0.00010761 | 0.00011827 | 0.0001271 | 0.00017815 | 0.00018125 | 0.0001876
SA | O6 | South East SA Coast | Offshore Wind | 0 | 0 | 0 | 0 | 0 | 0 | 0 | 0 | 0 | 0 | 0 | 0 | 0 | 0 | 0 | 0 | 0 | 0 | 0 | 0.00010056 | 0.00010999 | 0.00011013 | 0.00011166 | 0.00012159 | 0.00014016 | 0.00014611 | 0.00015988

## Option 5_VOM Cost
VOM cost by technology ($000s) - Option 5, Hydrogen Superpower Scenario
VOM | Real June 2021 dollars discounted to 1 July 2021
Explicitly modelled generation
Region | Technology | 2023-24 | 2024-25 | 2025-26 | 2026-27 | 2027-28 | 2028-29 | 2029-30 | 2030-31 | 2031-32 | 2032-33 | 2033-34 | 2034-35 | 2035-36 | 2036-37 | 2037-38 | 2038-39 | 2039-40 | 2040-41 | 2041-42 | 2042-43 | 2043-44 | 2044-45 | 2045-46 | 2046-47 | 2047-48 | 2048-49 | 2049-50
NEM | Black Coal | 333452.8963 | 223456.5152 | 164757.7548 | 113368.7048 | 58182.4298 | 43137.3225 | 30277.827 | 0 | 0 | 0 | 0 | 0 | 0 | 0 | 0 | 0 | 0 | 0 | 0 | 0 | 0 | 0 | 0 | 0 | 0 | 0 | 0
NEM | Brown Coal | 97464.0585 | 72507.8585 | 57982.407 | 43035.257 | 27225.0545 | 16588.4105 | 16008.761 | 0 | 0 | 0 | 0 | 0 | 0 | 0 | 0 | 0 | 0 | 0 | 0 | 0 | 0 | 0 | 0 | 0 | 0 | 0 | 0
NEM | CCGT | 48280.9256 | 24382.6064 | 38747.9658 | 39201.706 | 34207.0407 | 36165.4729 | 32659.5248 | 34532.9006 | 34542.6124 | 24349.0829 | 28392.0726 | 27558.0421 | 14383.6295 | 8097.8477 | 14867.6603 | 6065.2969 | 5110.221 | 19633.2349 | 18592.197 | 18217.2728 | 12821.8233 | 11955.306 | 4747.3193 | 2389.9378 | 2190.2155 | 1848.602 | 1934.5995
NEM | Gas - Steam | 474.9541 | 246.2744 | 1051.1358 | 339.0278 | 922.1967 | 2236.5665 | 412.9147 | 1170.2254 | 417.6211 | 226.3337 | 86.69 | 172.7584 | 113.2356 | 103.2726 | 232.0537 | 139.7106 | 0 | 0 | 0 | 0 | 0 | 0 | 0 | 0 | 0 | 0 | 0
NEM | OCGT / Diesel | 5262.1189 | 1981.109 | 5030.1823 | 4147.2963 | 6530.7601 | 15585.1211 | 2402.8838 | 11761.6375 | 3898.0573 | 2242.7577 | 409.5096 | 1726.0325 | 959.3341 | 634.5267 | 1088.6049 | 437.242 | 1255.298 | 6893.4184 | 4444.1433 | 3729.5945 | 10851.438 | 321.9807 | 254.1535 | 4826.068 | 53.2473 | 83.6883 | 56.4326
NEM | Hydro | 117170.5484 | 87097.6992 | 88208.0311 | 82029.1319 | 81854.404 | 95389.3396 | 87235.9364 | 74207.4279 | 70701.7519 | 60808.567 | 65497.8384 | 62959.1433 | 53303.0085 | 46346.3569 | 56615.2751 | 47009.4953 | 41743.2413 | 42211.7617 | 34862.3709 | 35332.135 | 38428.3597 | 33254.674 | 25487.5991 | 35731.8331 | 29042.7658 | 30245.3085 | 30674.1479
NEM | Hydrogen Turbine | 0 | 0 | 0 | 0 | 0 | 0 | 0 | 334.9391 | 323.9337 | 155.8537 | 258.7844 | 459.9842 | 195.4736 | 317.1834 | 1130.2062 | 1083.1825 | 1602.2597 | 1482.3131 | 1117.99 | 1284.0201 | 4245.3891 | 3809.2037 | 4020.6873 | 6166.6046 | 6052.3403 | 6075.3529 | 6166.5073
NEM | Wind | 2530.1452 | 6077.7278 | 6627.7822 | 7803.2904 | 9811.105 | 10276.9102 | 10769.1513 | 10716.8948 | 11187.0354 | 10846.2658 | 11017.5922 | 12257.6004 | 12785.5211 | 13604.5144 | 14510.5065 | 14445.1688 | 13565.1098 | 13793.7538 | 14077.4298 | 14304.7323 | 14198.9965 | 14187.2192 | 14776.7662 | 16579.7662 | 16825.9758 | 16262.139 | 16184.6537
NEM | Solar PV | 1831.5891 | 1404.5039 | 1807.5878 | 2190.29 | 2606.0905 | 3153.7191 | 3325.2271 | 4277.8956 | 4402.5156 | 4833.7159 | 6075.814 | 7697.5087 | 7787.464 | 8062.1667 | 7263.69 | 7543.0178 | 7597.6441 | 7911.8503 | 9348.7305 | 10028.5376 | 10763.4146 | 11124.5299 | 11012.9936 | 9540.9688 | 10185.2676 | 10440.2898 | 12471.2482
NEM | Grid Battery | 31.7143 | 34.5413 | 189.7278 | 499.2683 | 724.3325 | 1263.0162 | 1227.4997 | 1943.5309 | 1907.102 | 2532.143 | 3063.7034 | 3653.9924 | 3819.0002 | 3871.7297 | 3360.6759 | 3319.3959 | 3375.6472 | 3386.3982 | 4413.5004 | 4769.7622 | 5142.7566 | 5583.1293 | 5248.5361 | 4297.7086 | 4548.3175 | 4639.2801 | 6290.7399
NEM | Pumped Hydro | 3468.9948 | 7466.5077 | 6393.6369 | 8901.7869 | 29657.5908 | 28053.7854 | 25577.6481 | 25762.8012 | 22840.4565 | 23777.6606 | 21995.428 | 20255.5661 | 20696.5178 | 18978.7324 | 18303.3013 | 16304.524 | 15307.6266 | 13238.3979 | 14164.9823 | 12344.6789 | 11738.2912 | 12024.1994 | 10384.4475 | 11033.7731 | 9905.8342 | 9374.4018 | 7987.0704
NEM | VPP | 19.9414 | 45.6847 | 68.6056 | 98.4555 | 128.1165 | 150.0946 | 193.4514 | 217.2237 | 237.4941 | 269.0774 | 302.4048 | 328.5366 | 363.4094 | 387.5232 | 383.7467 | 394.4049 | 405.6401 | 387.2108 | 403.5563 | 382.1595 | 373.76 | 382.5026 | 382.0856 | 352.1734 | 356.1151 | 357.4548 | 345.7834
Total excluding storage |  | 609987.8866 | 424701.028 | 370864.8172 | 301614.2148 | 251849.1212 | 251999.7585 | 210090.8253 | 164925.4767 | 150458.5798 | 130041.4575 | 137099.8374 | 137069.1648 | 114406.5937 | 100403.8536 | 117755.7206 | 96741.4386 | 89962.6877 | 108938.339 | 101424.9005 | 100392.8929 | 108564.2289 | 92642.7448 | 76314.5882 | 90918.8336 | 79160.0792 | 79326.5171 | 82111.1829
Region | Technology | 2023-24 | 2024-25 | 2025-26 | 2026-27 | 2027-28 | 2028-29 | 2029-30 | 2030-31 | 2031-32 | 2032-33 | 2033-34 | 2034-35 | 2035-36 | 2036-37 | 2037-38 | 2038-39 | 2039-40 | 2040-41 | 2041-42 | 2042-43 | 2043-44 | 2044-45 | 2045-46 | 2046-47 | 2047-48 | 2048-49 | 2049-50
NSW1 | Black Coal | 177186.293 | 114792.5095 | 98902.4687 | 58673.116 | 21267.969 | 20718.364 | 18365.465 | 0 | 0 | 0 | 0 | 0 | 0 | 0 | 0 | 0 | 0 | 0 | 0 | 0 | 0 | 0 | 0 | 0 | 0 | 0 | 0
NSW1 | Brown Coal | 0 | 0 | 0 | 0 | 0 | 0 | 0 | 0 | 0 | 0 | 0 | 0 | 0 | 0 | 0 | 0 | 0 | 0 | 0 | 0 | 0 | 0 | 0 | 0 | 0 | 0 | 0
NSW1 | CCGT | 3403.3352 | 417.9967 | 4224.1005 | 6915.644 | 6342.8525 | 6486.2395 | 5860.25 | 6574.8345 | 6215.1765 | 4995.6695 | 5351.913 | 5598.5765 | 3470.9662 | 2838.6628 | 3694.7682 | 3191.489 | 2282.5978 | 5269.31 | 4900.5665 | 4841.8645 | 0 | 0 | 0 | 0 | 0 | 0 | 0
NSW1 | Gas - Steam | 0 | 0 | 0 | 0 | 0 | 0 | 0 | 0 | 0 | 0 | 0 | 0 | 0 | 0 | 0 | 0 | 0 | 0 | 0 | 0 | 0 | 0 | 0 | 0 | 0 | 0 | 0
NSW1 | OCGT / Diesel | 79.1536 | 23.1433 | 99.0852 | 362.0046 | 209.749 | 486.6416 | 23.0559 | 827.4658 | 272.5315 | 244.5076 | 5.3998 | 86.6578 | 0.0019557 | 2.7214 | 92.0361 | 0.0016507 | 35.4277 | 1159.0629 | 66.3873 | 68.893 | 1283.2964 | 48.6383 | 3.9814 | 219.2645 | 0.002093 | 4.5862 | 16.1148
NSW1 | Hydro | 13458.0422 | 20145.687 | 18798.2781 | 17562.4037 | 15150.5573 | 20674.288 | 16004.4298 | 13903.3509 | 12803.009 | 11420.5275 | 12654.4636 | 12532.695 | 11186.6352 | 8960.4369 | 12192.8827 | 9768.3712 | 8246.3173 | 7730.8912 | 6966.3887 | 7373.9456 | 7673.6379 | 6911.3581 | 5226.8087 | 7651.6548 | 7295.8113 | 6828.7422 | 6436.6557
NSW1 | Hydrogen Turbine | 0 | 0 | 0 | 0 | 0 | 0 | 0 | 334.9382 | 323.9328 | 155.853 | 258.7835 | 459.9831 | 195.472 | 317.1816 | 630.1871 | 608.7963 | 539.1771 | 570.1081 | 282.2013 | 432.3416 | 573.7171 | 313.0367 | 379.4054 | 1469.2844 | 1156.777 | 1011.012 | 1020.6167
NSW1 | Wind | 524.005 | 1722.134 | 1637.2229 | 1993.6147 | 2640.0835 | 2554.4546 | 2390.8992 | 2399.2116 | 2258.4597 | 2471.639 | 2292.5232 | 2193.3138 | 2195.5727 | 2201.5399 | 2215.3576 | 2084.8738 | 1977.3792 | 1892.3971 | 2109.6677 | 1947.2551 | 1820.9193 | 1793.8426 | 1758.3838 | 2029.3402 | 1889.7721 | 1748.5638 | 1578.457
NSW1 | Solar PV | 773.3219 | 630.1049 | 862.5543 | 1167.855 | 1295.7685 | 1374.9885 | 1352.6959 | 1797.2882 | 1788.6511 | 1856.2753 | 1820.9497 | 1751.4714 | 1803.7261 | 1783.4636 | 1791.7644 | 1754.8335 | 1794.018 | 1877.4157 | 1801.1533 | 1763.9801 | 1767.4308 | 1789.252 | 1671.2145 | 1550.4243 | 1512.0477 | 1553.0016 | 1475.7845
NSW1 | Grid Battery | 1.5113 | 2.2154 | 159.4649 | 353.8782 | 434.5263 | 489.4322 | 476.9948 | 1093.5909 | 1027.6033 | 1053.875 | 967.4507 | 882.7275 | 1029.0205 | 997.4824 | 1084.0461 | 1028.5776 | 1052.4337 | 957.1437 | 981.2422 | 962.518 | 907.0236 | 992.4728 | 875.8711 | 707.0813 | 662.2678 | 725.33 | 685.0186
NSW1 | Pumped Hydro | 699.4518 | 1906.1757 | 1545.2402 | 4028.2232 | 24841.115 | 24609.6365 | 21412.2846 | 21678.2092 | 18893.3638 | 19795.0359 | 18153.1767 | 16668.3887 | 17126.4661 | 15701.5871 | 15747.7235 | 13658.9872 | 12738.4101 | 10901.8788 | 11684.7113 | 10166.761 | 9762.6285 | 10031.8023 | 8607.2401 | 9548.494 | 8426.4865 | 7919.7736 | 6687.7452
NSW1 | VPP | 5.1041 | 14.3794 | 21.1024 | 31.4491 | 40.9085 | 49.021 | 63.8292 | 71.7968 | 79.8943 | 90.7757 | 103.5764 | 111.9065 | 125.4354 | 133.9159 | 133.9616 | 137.4843 | 142.5956 | 135.6128 | 138.5465 | 132.3161 | 128.259 | 134.4545 | 134.4301 | 122.9574 | 121.2616 | 126.0663 | 121.4105
Total excluding storage |  | 196130.218 | 139654.3459 | 126249.5172 | 91088.1886 | 72223.5296 | 77443.0658 | 65949.9044 | 48680.6861 | 43662.622 | 42084.1584 | 41608.2366 | 40285.7202 | 37133.2961 | 32936.9915 | 37582.7272 | 32233.4146 | 28808.3565 | 30493.8203 | 28930.8647 | 27689.8749 | 23916.9126 | 22014.8573 | 18657.335 | 23298.501 | 21064.426 | 19917.0757 | 18021.8031
Region | Technology | 2023-24 | 2024-25 | 2025-26 | 2026-27 | 2027-28 | 2028-29 | 2029-30 | 2030-31 | 2031-32 | 2032-33 | 2033-34 | 2034-35 | 2035-36 | 2036-37 | 2037-38 | 2038-39 | 2039-40 | 2040-41 | 2041-42 | 2042-43 | 2043-44 | 2044-45 | 2045-46 | 2046-47 | 2047-48 | 2048-49 | 2049-50
QLD1 | Black Coal | 156266.6033 | 108664.0057 | 65855.2861 | 54695.5888 | 36914.4608 | 22418.9585 | 11912.362 | 0 | 0 | 0 | 0 | 0 | 0 | 0 | 0 | 0 | 0 | 0 | 0 | 0 | 0 | 0 | 0 | 0 | 0 | 0 | 0
QLD1 | Brown Coal | 0 | 0 | 0 | 0 | 0 | 0 | 0 | 0 | 0 | 0 | 0 | 0 | 0 | 0 | 0 | 0 | 0 | 0 | 0 | 0 | 0 | 0 | 0 | 0 | 0 | 0 | 0
QLD1 | CCGT | 29157.4285 | 16719.0198 | 25316.3833 | 24980.7825 | 20879.9212 | 20652.5104 | 19584.7553 | 19881.9336 | 21674.8494 | 17906.4899 | 18311.2936 | 16438.2231 | 10447.6456 | 5015.8768 | 11172.8921 | 2873.8079 | 2827.6232 | 14363.9249 | 13691.6305 | 13375.4083 | 12821.8233 | 11955.306 | 4747.3193 | 2389.9378 | 2190.2155 | 1848.602 | 1934.5995
QLD1 | Gas - Steam | 0 | 0 | 0 | 0 | 0 | 0 | 0 | 0 | 0 | 0 | 0 | 0 | 0 | 0 | 0 | 0 | 0 | 0 | 0 | 0 | 0 | 0 | 0 | 0 | 0 | 0 | 0
QLD1 | OCGT / Diesel | 38.6003 | 0.0026147 | 45.8474 | 419.3591 | 559.0088 | 1271.3093 | 320.0623 | 2945.9036 | 1572.7654 | 729.5637 | 48.3469 | 0.0017508 | 0.0016303 | 0.001539 | 1.9791 | 0.0014417 | 234.624 | 702.2337 | 86.3319 | 0.0052029 | 210.0377 | 0.0042873 | 42.8593 | 4189.4464 | 0.0035418 | 0.003222 | 0.0021459
QLD1 | Hydro | 4795.6094 | 4366.8963 | 4339.1418 | 3908.4138 | 3742.11 | 3560.7556 | 3395.4251 | 3053.283 | 2985.7813 | 2876.304 | 2676.889 | 2531.2445 | 2424.1072 | 2246.714 | 668.9708 | 657.2346 | 587.6636 | 571.9948 | 541.1032 | 0 | 0 | 0 | 0 | 0 | 0 | 0 | 0
QLD1 | Hydrogen Turbine | 0 | 0 | 0 | 0 | 0 | 0 | 0 | 0.00031389 | 0.00034815 | 0.00032005 | 0.00032273 | 0.00032885 | 0.00035664 | 0.00039313 | 0.00061212 | 0.00049723 | 0.00039024 | 0.00041489 | 0.0003136 | 0.00035168 | 0.00037757 | 0.00036292 | 0.00038201 | 0.00087746 | 0.00046 | 0.00043405 | 0.00048455
QLD1 | Wind | 353.7141 | 1484.5186 | 2033.9431 | 2308.1994 | 2714.8233 | 2708.6463 | 3058.5827 | 3139.8818 | 3121.4316 | 3073.3724 | 3145.9131 | 4336.9044 | 4599.316 | 4924.1368 | 5257.3531 | 5223.9169 | 5050.9254 | 4676.924 | 4777.6025 | 5301.0827 | 5279.9726 | 5452.3834 | 6285.0175 | 7458.1367 | 7240.7686 | 7182.6412 | 6709.0609
QLD1 | Solar PV | 748.9005 | 554.7345 | 696.4103 | 741.5023 | 811.831 | 1139.0023 | 1325.3029 | 1453.6688 | 1618.2141 | 1755.9092 | 2415.9425 | 3587.9094 | 3502.9843 | 3404.5526 | 2895.2147 | 3124.4232 | 3029.5397 | 3388.4671 | 3486.5948 | 4457.507 | 4509.0583 | 4971.5204 | 5100.2931 | 4191.7872 | 4538.0904 | 4486.99 | 6616.7553
QLD1 | Grid Battery | 4.401 | 4.8475 | 4.1252 | 3.9771 | 3.7854 | 527.2745 | 519.8479 | 499.2854 | 479.2584 | 693.2024 | 1187.8955 | 1686.7678 | 1623.2314 | 1521.548 | 1204.2352 | 1256.4023 | 1212.1208 | 1459.4411 | 1459.3305 | 2085.7381 | 2135.3953 | 2449.9944 | 2240.157 | 1720.7229 | 1845.4947 | 1765.5826 | 3532.3305
QLD1 | Pumped Hydro | 2769.543 | 5560.332 | 4848.3958 | 4863.7916 | 4805.877 | 3391.8754 | 4021.6792 | 3944.3143 | 3757.3535 | 3753.7306 | 3600.3628 | 3238.3931 | 3137.5475 | 2868.2235 | 2154.1105 | 2247.0888 | 2205.9765 | 1994.488 | 2140.5271 | 1871.669 | 1701.8557 | 1700.8109 | 1522.0231 | 1255.6441 | 1259.8816 | 1256.022 | 1126.0014
QLD1 | VPP | 4.9157 | 11.8173 | 17.6689 | 25.8903 | 34.5624 | 42.9263 | 55.8319 | 63.9006 | 71.5563 | 80.0885 | 91.8227 | 100.7969 | 109.5718 | 115.6094 | 111.6824 | 117.4486 | 118.6377 | 118.4216 | 118.8665 | 116.3952 | 115.6142 | 114.6375 | 111.2572 | 100.9001 | 106.7654 | 104.218 | 105.2612
Total excluding storage |  | 194139.7158 | 137366.1741 | 103157.2018 | 91947.505 | 70466.3799 | 55713.2585 | 44193.8494 | 34982.1713 | 35281.2103 | 30868.6612 | 31478.4664 | 31920.2413 | 25844.4058 | 20096.6631 | 23466.4385 | 15500.3242 | 15267.1113 | 27275.8957 | 26301.9874 | 27207.8058 | 26773.7574 | 26644.6572 | 20048.9269 | 21306.576 | 17181.2201 | 16644.0594 | 20024.0115
Region | Technology | 2023-24 | 2024-25 | 2025-26 | 2026-27 | 2027-28 | 2028-29 | 2029-30 | 2030-31 | 2031-32 | 2032-33 | 2033-34 | 2034-35 | 2035-36 | 2036-37 | 2037-38 | 2038-39 | 2039-40 | 2040-41 | 2041-42 | 2042-43 | 2043-44 | 2044-45 | 2045-46 | 2046-47 | 2047-48 | 2048-49 | 2049-50
VIC1 | Black Coal | 0 | 0 | 0 | 0 | 0 | 0 | 0 | 0 | 0 | 0 | 0 | 0 | 0 | 0 | 0 | 0 | 0 | 0 | 0 | 0 | 0 | 0 | 0 | 0 | 0 | 0 | 0
VIC1 | Brown Coal | 97464.0585 | 72507.8585 | 57982.407 | 43035.257 | 27225.0545 | 16588.4105 | 16008.761 | 0 | 0 | 0 | 0 | 0 | 0 | 0 | 0 | 0 | 0 | 0 | 0 | 0 | 0 | 0 | 0 | 0 | 0 | 0 | 0
VIC1 | CCGT | 0 | 0 | 0 | 0 | 0 | 0 | 0 | 0 | 0 | 0 | 0 | 0 | 0 | 0 | 0 | 0 | 0 | 0 | 0 | 0 | 0 | 0 | 0 | 0 | 0 | 0 | 0
VIC1 | Gas - Steam | 47.1923 | 30.3877 | 336.3452 | 339.0278 | 922.1967 | 2236.5665 | 412.9147 | 1170.2254 | 417.6211 | 226.3337 | 86.69 | 172.7584 | 113.2356 | 103.2726 | 232.0537 | 139.7106 | 0 | 0 | 0 | 0 | 0 | 0 | 0 | 0 | 0 | 0 | 0
VIC1 | OCGT / Diesel | 269.8233 | 110.0131 | 870.2646 | 1428.9212 | 2511.1352 | 8419.6781 | 1138.6244 | 3347.4076 | 1144.5518 | 868.7103 | 101.704 | 1118.7017 | 738.5004 | 546.7827 | 761.0643 | 437.2356 | 886.3332 | 1834.4534 | 1113.5472 | 640.6766 | 2642.4468 | 273.3348 | 207.3099 | 417.3538 | 53.2388 | 79.0957 | 40.3127
VIC1 | Hydro | 18242.828 | 20820.7086 | 20358.0587 | 18312.849 | 14499.4817 | 20688.8709 | 16317.8935 | 13383.81 | 12636.9738 | 10910.395 | 12741.0832 | 12428.1646 | 11203.7602 | 8875.3888 | 12745.6264 | 10079.6836 | 8273.5857 | 7802.2914 | 6769.1947 | 7874.0151 | 7696.188 | 6927.4509 | 5485.489 | 7862.914 | 7460.6487 | 7071.4495 | 6677.6319
VIC1 | Hydrogen Turbine | 0 | 0 | 0 | 0 | 0 | 0 | 0 | 0 | 0 | 0 | 0 | 0 | 0.00060259 | 0.00064326 | 500.0169 | 474.3843 | 1063.0801 | 912.2028 | 835.7869 | 851.6762 | 3671.6685 | 3496.1648 | 3641.28 | 4502.271 | 4714.7135 | 4809.182 | 4897.5745
VIC1 | Wind | 891.2508 | 1343.1633 | 1376.926 | 1552.2673 | 1963.9914 | 1948.7511 | 1974.7592 | 1857.7811 | 1991.3792 | 1686.8828 | 1813.7331 | 1658.5589 | 1643.5691 | 1718.3229 | 1595.1466 | 1856.7901 | 1692.18 | 1845.155 | 1573.0985 | 1723.2169 | 1743.1291 | 1679.8594 | 1664.9641 | 1591.5897 | 1949.6201 | 1729.8297 | 1801.4955
VIC1 | Solar PV | 193.7673 | 136.1843 | 134.9723 | 166.3874 | 291.3794 | 242.0547 | 234.7602 | 337.3181 | 308.9555 | 348.354 | 327.611 | 380.9888 | 384.6352 | 400.2772 | 347.2267 | 337.7345 | 371.5142 | 362.7665 | 590.7832 | 546.2769 | 643.4807 | 637.9302 | 627.6779 | 505.7648 | 536.2493 | 583.7169 | 528.78
VIC1 | Grid Battery | 11.1597 | 13.3246 | 12.7429 | 128.868 | 274.0634 | 235.5827 | 220.6854 | 228.9546 | 196.7481 | 268.2718 | 249.1528 | 233.9982 | 279.9487 | 311.5331 | 267.3968 | 251.5066 | 296.029 | 241.1356 | 403.703 | 352.6365 | 333.629 | 372.9615 | 364.1801 | 317.064 | 297.487 | 362.057 | 312.8449
VIC1 | Pumped Hydro | 0 | 0 | 0.00027109 | 9.7711 | 10.5974 | 9.5477 | 8.9765 | 9.0087 | 8.2386 | 7.4284 | 6.9256 | 6.426 | 6.4524 | 6.0844 | 5.1528 | 4.9596 | 5.0624 | 4.4451 | 4.4778 | 4.1211 | 3.6761 | 3.8429 | 3.4799 | 3.1294 | 3.1491 | 3.1288 | 2.7691
VIC1 | VPP | 3.1132 | 9.2694 | 16.9162 | 25.6467 | 34.46 | 37.9844 | 49.9888 | 54.5279 | 55.3647 | 61.7282 | 67.033 | 71.0208 | 80.1382 | 85.5313 | 86.7792 | 88.4261 | 91.3694 | 82.4482 | 92.5795 | 83.3752 | 79.0586 | 82.833 | 84.4543 | 79.621 | 80.2457 | 79.5751 | 72.5766
Total excluding storage |  | 117123.193 | 94970.9095 | 81088.6331 | 64998.9954 | 47732.3598 | 50407.4465 | 36367.3635 | 20389.0333 | 16759.8328 | 14378.1042 | 15393.9327 | 16070.6174 | 14450.2403 | 12047.1937 | 16540.4632 | 13670.431 | 12679.1539 | 13084.898 | 11383.1707 | 12075.9944 | 16813.2768 | 13474.3774 | 12078.8353 | 15279.7076 | 15095.3522 | 14718.0347 | 14333.9851
Region | Technology | 2023-24 | 2024-25 | 2025-26 | 2026-27 | 2027-28 | 2028-29 | 2029-30 | 2030-31 | 2031-32 | 2032-33 | 2033-34 | 2034-35 | 2035-36 | 2036-37 | 2037-38 | 2038-39 | 2039-40 | 2040-41 | 2041-42 | 2042-43 | 2043-44 | 2044-45 | 2045-46 | 2046-47 | 2047-48 | 2048-49 | 2049-50
SA1 | Black Coal | 0 | 0 | 0 | 0 | 0 | 0 | 0 | 0 | 0 | 0 | 0 | 0 | 0 | 0 | 0 | 0 | 0 | 0 | 0 | 0 | 0 | 0 | 0 | 0 | 0 | 0 | 0
SA1 | Brown Coal | 0 | 0 | 0 | 0 | 0 | 0 | 0 | 0 | 0 | 0 | 0 | 0 | 0 | 0 | 0 | 0 | 0 | 0 | 0 | 0 | 0 | 0 | 0 | 0 | 0 | 0 | 0
SA1 | CCGT | 15720.1619 | 7245.59 | 9207.482 | 7305.2795 | 6984.267 | 9026.723 | 7214.5195 | 8076.1325 | 6652.5865 | 1446.9235 | 4728.866 | 5521.2425 | 465.0177 | 243.308 | 0 | 0 | 0 | 0 | 0 | 0 | 0 | 0 | 0 | 0 | 0 | 0 | 0
SA1 | Gas - Steam | 427.7617 | 215.8866 | 714.7906 | 0 | 0 | 0 | 0 | 0 | 0 | 0 | 0 | 0 | 0 | 0 | 0 | 0 | 0 | 0 | 0 | 0 | 0 | 0 | 0 | 0 | 0 | 0 | 0
SA1 | OCGT / Diesel | 4874.5408 | 1847.949 | 4014.9841 | 1933.0351 | 3240.202 | 5406.3224 | 921.1401 | 4640.8594 | 900.9393 | 385.4853 | 254.0578 | 520.6702 | 220.8292 | 85.0202 | 233.5245 | 0.0023162 | 98.9121 | 3197.6673 | 3177.8759 | 3020.0188 | 6715.6557 | 0.0024554 | 0.0021499 | 0.0021675 | 0.001879 | 0.0020596 | 0.0019126
SA1 | Hydro | 0 | 0 | 0 | 0 | 0 | 0 | 0 | 0 | 0 | 0 | 0 | 0 | 0 | 0 | 0 | 0 | 0 | 0 | 0 | 0 | 0 | 0 | 0 | 0 | 0 | 0 | 0
SA1 | Hydrogen Turbine | 0 | 0 | 0 | 0 | 0 | 0 | 0 | 0.00033565 | 0.00030662 | 0.00026381 | 0.00034711 | 0.00045409 | 0.00034014 | 0.00039591 | 0.00073838 | 0.00059574 | 0.00075326 | 0.00056928 | 0.0005208 | 0.0007544 | 0.0014875 | 0.00072594 | 0.00057775 | 0.00092472 | 0.00078671 | 0.0010828 | 0.001024
SA1 | Wind | 597.6274 | 809.7063 | 745.4776 | 1080.5224 | 1021.1009 | 1572.3303 | 1535.103 | 1581.9275 | 1608.3313 | 1451.4652 | 1670.3 | 1444.0591 | 1774.5117 | 1929.2818 | 2307.3779 | 2432.1937 | 2178.8428 | 2371.5829 | 2710.6752 | 2775.4963 | 2656.4038 | 2733.4901 | 2559.9275 | 2773.9529 | 3089.1836 | 2914.7235 | 3337.2974
SA1 | Solar PV | 115.5995 | 83.4802 | 113.6509 | 114.5452 | 183.2822 | 366.3218 | 357.6919 | 593.8058 | 602.5118 | 788.124 | 1180.1665 | 1415.424 | 1451.443 | 1792.375 | 1605.3525 | 1620.3682 | 1654.8746 | 1599.4236 | 2785.1755 | 2433.3242 | 3017.7253 | 2898.8225 | 2858.8393 | 2439.5151 | 2579.2382 | 2587.7381 | 2721.0396
SA1 | Grid Battery | 14.6423 | 14.1537 | 13.3946 | 12.5447 | 11.9573 | 10.7265 | 9.9713 | 121.6998 | 203.4917 | 516.7932 | 659.2038 | 850.4983 | 886.7989 | 1041.1653 | 804.9965 | 782.6293 | 814.7963 | 728.4273 | 1535.9981 | 1267.3138 | 1674.9072 | 1672.2899 | 1676.6248 | 1323.8658 | 1331.8357 | 1303.6482 | 1322.379
SA1 | Pumped Hydro | 0 | 0 | 0.00023623 | 0.00039284 | 0.0004063 | 0.00038563 | 0.00036311 | 0.00035745 | 0.00033853 | 0.0003217 | 0.00028724 | 0.00028751 | 0.00028042 | 0.00027889 | 0.00025669 | 0.00024252 | 0.00024951 | 0.00024008 | 0.00023165 | 0.00022752 | 0.00023391 | 0.00023317 | 0.00022753 | 0.00020573 | 0.00019643 | 0.00020541 | 0.00021812
SA1 | VPP | 6.56 | 9.4599 | 11.8841 | 13.9644 | 16.2065 | 17.4713 | 20.7528 | 23.6327 | 25.8227 | 31.1777 | 34.6101 | 38.7886 | 41.8791 | 45.2215 | 44.2116 | 43.7487 | 45.2898 | 42.7939 | 45.6366 | 42.9402 | 43.637 | 43.4078 | 44.5055 | 41.6873 | 40.6094 | 40.3882 | 39.0835
Total excluding storage |  | 21756.8936 | 10226.2257 | 14821.6641 | 10459.8917 | 11457.0163 | 16399.8957 | 10059.179 | 15038.0584 | 9993.6839 | 4619.9695 | 8527.2048 | 9790.6836 | 4840.4803 | 5136.3725 | 4995.464 | 4878.9431 | 4792.7166 | 7939.8958 | 10255.362 | 9539.0943 | 14108.3307 | 7348.0137 | 7139.9001 | 6579.0245 | 7040.8698 | 6846.5012 | 7419.8026
Region | Technology | 2023-24 | 2024-25 | 2025-26 | 2026-27 | 2027-28 | 2028-29 | 2029-30 | 2030-31 | 2031-32 | 2032-33 | 2033-34 | 2034-35 | 2035-36 | 2036-37 | 2037-38 | 2038-39 | 2039-40 | 2040-41 | 2041-42 | 2042-43 | 2043-44 | 2044-45 | 2045-46 | 2046-47 | 2047-48 | 2048-49 | 2049-50
TAS1 | Black Coal | 0 | 0 | 0 | 0 | 0 | 0 | 0 | 0 | 0 | 0 | 0 | 0 | 0 | 0 | 0 | 0 | 0 | 0 | 0 | 0 | 0 | 0 | 0 | 0 | 0 | 0 | 0
TAS1 | Brown Coal | 0 | 0 | 0 | 0 | 0 | 0 | 0 | 0 | 0 | 0 | 0 | 0 | 0 | 0 | 0 | 0 | 0 | 0 | 0 | 0 | 0 | 0 | 0 | 0 | 0 | 0 | 0
TAS1 | CCGT | 0 | 0 | 0 | 0 | 0 | 0 | 0 | 0 | 0 | 0 | 0 | 0 | 0 | 0 | 0 | 0 | 0 | 0 | 0 | 0 | 0 | 0 | 0 | 0 | 0 | 0 | 0
TAS1 | Gas - Steam | 0 | 0 | 0 | 0 | 0 | 0 | 0 | 0 | 0 | 0 | 0 | 0 | 0 | 0 | 0 | 0 | 0 | 0 | 0 | 0 | 0 | 0 | 0 | 0 | 0 | 0 | 0
TAS1 | OCGT / Diesel | 0.001013 | 0.00096998 | 0.00098643 | 3.9763 | 10.665 | 1.1698 | 0.0011114 | 0.0011762 | 7.2693 | 14.4908 | 0.0010501 | 0.0010471 | 0.0009352 | 0.00093382 | 0.00098729 | 0.00095258 | 0.00096772 | 0.001117 | 0.00097812 | 0.00099469 | 0.0012991 | 0.00088969 | 0.00085065 | 0.0010782 | 0.0010065 | 0.0011177 | 0.0010236
TAS1 | Hydro | 80674.0688 | 41764.4073 | 44712.5526 | 42245.4654 | 48462.255 | 50465.4251 | 51518.188 | 43866.984 | 42275.9878 | 35601.3405 | 37425.4026 | 35467.0392 | 28488.5059 | 26263.8172 | 31007.7952 | 26504.2059 | 24635.6747 | 26106.5842 | 20585.6844 | 20084.1744 | 23058.5338 | 19415.8651 | 14775.3015 | 20217.2644 | 14286.3058 | 16345.1168 | 17559.8603
TAS1 | Hydrogen Turbine | 0 | 0 | 0 | 0 | 0 | 0 | 0 | 0.00017731 | 0.00019174 | 0.00020229 | 0.00024227 | 0.00033 | 0.00026031 | 0.00033081 | 0.00082501 | 0.00087318 | 0.0013495 | 0.001189 | 0.00096525 | 0.0011859 | 0.0015854 | 0.0010235 | 0.00098735 | 195.0474 | 180.8486 | 255.1573 | 248.3145
TAS1 | Wind | 163.5479 | 718.2055 | 834.2126 | 868.6866 | 1471.1059 | 1492.7278 | 1809.8072 | 1738.0928 | 2207.4336 | 2162.9064 | 2095.1229 | 2624.7643 | 2572.5516 | 2831.233 | 3135.2713 | 2847.3943 | 2665.7824 | 3007.6948 | 2906.386 | 2557.6814 | 2698.5717 | 2527.6436 | 2508.4732 | 2726.7467 | 2656.6314 | 2686.3807 | 2758.343
TAS1 | Solar PV | 0 | 3.1989e-05 | 3.9141e-05 | 8.5133e-05 | 23.8294 | 31.3518 | 54.7763 | 95.8147 | 84.1832 | 85.0533 | 331.1443 | 561.7151 | 644.6753 | 681.4983 | 624.1318 | 705.6583 | 747.6975 | 683.7775 | 685.0237 | 827.4494 | 825.7195 | 827.0048 | 754.9687 | 853.4773 | 1019.6421 | 1228.8432 | 1128.8889
TAS1 | Grid Battery | 0 | 0.00018716 | 0.00019631 | 0.00022018 | 0.00024966 | 0.00023798 | 0.0002483 | 0.00030319 | 0.00048534 | 0.0005606 | 0.00064058 | 0.0006565 | 0.00071311 | 0.00091743 | 0.001318 | 0.28011 | 0.26736 | 0.25057 | 33.2267 | 101.5558 | 91.8016 | 95.4108 | 91.7031 | 228.9746 | 411.2323 | 482.6623 | 438.1668
TAS1 | Pumped Hydro | 0 | 0 | 0.00042482 | 0.0005535 | 0.0009741 | 42.7254 | 134.7074 | 131.2687 | 181.5002 | 221.4653 | 234.9626 | 342.3579 | 426.0515 | 402.8371 | 396.3142 | 393.4882 | 358.1775 | 337.5857 | 335.2658 | 302.1275 | 270.1306 | 287.7431 | 251.7042 | 226.5054 | 216.3169 | 195.4772 | 170.5545
TAS1 | VPP | 0.24849 | 0.75874 | 1.034 | 1.505 | 1.9791 | 2.6917 | 3.0486 | 3.3657 | 4.8561 | 5.3072 | 5.3626 | 6.0237 | 6.3849 | 7.2451 | 7.112 | 7.2971 | 7.7476 | 7.9342 | 7.9272 | 7.1327 | 7.1912 | 7.1698 | 7.4385 | 7.0077 | 7.233 | 7.2073 | 7.4515
Total excluding storage |  | 80837.8662 | 42483.3728 | 45547.8009 | 43119.6341 | 49969.8356 | 52036.0919 | 53520.5289 | 45835.5276 | 44761.2309 | 38090.5644 | 40091.9969 | 39001.9023 | 32138.1712 | 30186.6328 | 35170.6277 | 30458.3257 | 28415.3494 | 30143.8291 | 24553.5157 | 23880.1234 | 26951.9513 | 23160.8391 | 18389.5911 | 24455.0245 | 18778.211 | 21200.846 | 22311.5806
Explicitly modelled pumping
Region | Technology | 2023-24 | 2024-25 | 2025-26 | 2026-27 | 2027-28 | 2028-29 | 2029-30 | 2030-31 | 2031-32 | 2032-33 | 2033-34 | 2034-35 | 2035-36 | 2036-37 | 2037-38 | 2038-39 | 2039-40 | 2040-41 | 2041-42 | 2042-43 | 2043-44 | 2044-45 | 2045-46 | 2046-47 | 2047-48 | 2048-49 | 2049-50
NEM | Grid Battery pump | 37.5275 | 41.1008 | 38.0653 | 36.5776 | 34.8018 | 30.6545 | 28.9404 | 27.3216 | 24.9103 | 25.0289 | 21.3186 | 18.8502 | 18.2293 | 16.0776 | 14.1269 | 13.1364 | 12.8748 | 11.6226 | 7.9375 | 7.3208 | 3.4885 | 3.32 | 3.0699 | 2.6468 | 2.6082 | 2.4542 | 2.4378
NEM | Pumped Hydro Pump | 8246.2179 | 19490.5828 | 15058.9901 | 20705.3765 | 46237.0511 | 43242.1233 | 41487.4546 | 38698.5762 | 36970.7596 | 36127.9868 | 34566.8169 | 30622.5176 | 31443.2611 | 30376.6961 | 26299.392 | 24487.557 | 23277.9573 | 21084.6197 | 21428.7413 | 19518.9769 | 17086.9352 | 18435.7974 | 16817.9535 | 15733.8188 | 15199.7396 | 14256.1568 | 12325.5109
NEM | VPP pump | 23.3845 | 53.8261 | 80.7142 | 115.7627 | 150.9625 | 176.364 | 227.8393 | 255.338 | 279.8892 | 316.4149 | 355.6959 | 386.5933 | 427.3204 | 456.0084 | 452.179 | 464.2268 | 476.3305 | 456.5231 | 474.0014 | 450.6433 | 438.6341 | 450.0953 | 450.5413 | 413.6044 | 419.5288 | 419.7227 | 406.823
Region | Technology | 2023-24 | 2024-25 | 2025-26 | 2026-27 | 2027-28 | 2028-29 | 2029-30 | 2030-31 | 2031-32 | 2032-33 | 2033-34 | 2034-35 | 2035-36 | 2036-37 | 2037-38 | 2038-39 | 2039-40 | 2040-41 | 2041-42 | 2042-43 | 2043-44 | 2044-45 | 2045-46 | 2046-47 | 2047-48 | 2048-49 | 2049-50
NSW1 | Grid Battery pump | 1.7913 | 2.6376 | 2.1836 | 2.443 | 2.2341 | 2.0656 | 1.9704 | 1.8948 | 1.7844 | 1.7169 | 1.6081 | 1.4386 | 1.4413 | 0 | 0 | 0 | 0 | 0 | 0 | 0 | 0 | 0 | 0 | 0 | 0 | 0 | 0
NSW1 | Pumped Hydro Pump | 4298.7079 | 11648.3193 | 8713.6547 | 14625.3385 | 40298.5895 | 39188.0584 | 36592.9776 | 33953.2125 | 32404.6032 | 31585.1716 | 30148.0969 | 26641.2341 | 27605.5578 | 26848.3774 | 23669.7988 | 21770.8438 | 20610.844 | 18669.5729 | 18806.0741 | 17212.6601 | 15025.2439 | 16330.3581 | 14948.0979 | 14209.4653 | 13668.6947 | 12703.6505 | 10953.9642
NSW1 | VPP pump | 5.9812 | 16.9373 | 24.8083 | 37.001 | 48.1753 | 57.6301 | 75.1007 | 84.4691 | 94.2333 | 106.5871 | 121.9529 | 131.6656 | 147.4699 | 157.5592 | 157.9707 | 161.8114 | 167.3606 | 160.0102 | 162.6224 | 155.8936 | 150.6189 | 158.2296 | 158.5676 | 144.2271 | 143.053 | 147.961 | 142.8285
Region | Technology | 2023-24 | 2024-25 | 2025-26 | 2026-27 | 2027-28 | 2028-29 | 2029-30 | 2030-31 | 2031-32 | 2032-33 | 2033-34 | 2034-35 | 2035-36 | 2036-37 | 2037-38 | 2038-39 | 2039-40 | 2040-41 | 2041-42 | 2042-43 | 2043-44 | 2044-45 | 2045-46 | 2046-47 | 2047-48 | 2048-49 | 2049-50
QLD1 | Grid Battery pump | 5.2235 | 5.7728 | 4.9205 | 4.7189 | 4.507 | 4.2432 | 3.984 | 3.7956 | 3.6052 | 3.4546 | 3.3056 | 3.0759 | 2.8849 | 2.7326 | 2.3466 | 2.3055 | 2.2243 | 2.1594 | 2.1218 | 1.9915 | 1.8722 | 1.7805 | 1.6514 | 1.3925 | 1.4214 | 1.3344 | 1.3611
QLD1 | Pumped Hydro Pump | 3947.51 | 7842.2635 | 6345.3354 | 6080.038 | 5938.4616 | 4054.0649 | 4894.477 | 4745.3637 | 4566.1564 | 4542.8152 | 4418.72 | 3981.2835 | 3837.7033 | 3528.3187 | 2629.5932 | 2716.7132 | 2667.1133 | 2415.0468 | 2622.6672 | 2306.3167 | 2061.6913 | 2105.4393 | 1869.8556 | 1524.3535 | 1531.0449 | 1552.5063 | 1371.5466
QLD1 | VPP pump | 5.7661 | 13.9059 | 20.8127 | 30.4333 | 40.6872 | 50.4808 | 65.6883 | 75.1813 | 84.413 | 94.0032 | 108.0499 | 118.6911 | 128.8053 | 136.0217 | 131.7876 | 137.8 | 139.5841 | 139.3308 | 139.8538 | 137.3078 | 135.6664 | 134.909 | 131.0204 | 118.8964 | 125.2878 | 122.6199 | 123.8469
Region | Technology | 2023-24 | 2024-25 | 2025-26 | 2026-27 | 2027-28 | 2028-29 | 2029-30 | 2030-31 | 2031-32 | 2032-33 | 2033-34 | 2034-35 | 2035-36 | 2036-37 | 2037-38 | 2038-39 | 2039-40 | 2040-41 | 2041-42 | 2042-43 | 2043-44 | 2044-45 | 2045-46 | 2046-47 | 2047-48 | 2048-49 | 2049-50
VIC1 | Grid Battery pump | 13.2451 | 15.9105 | 15.1638 | 14.5796 | 13.8793 | 11.6976 | 11.1582 | 10.6688 | 9.3641 | 9.5044 | 6.7762 | 6.0944 | 6.0902 | 5.7673 | 4.9643 | 4.5715 | 4.5197 | 3.825 | 0 | 0 | 0 | 0 | 0 | 0 | 0 | 0 | 0
VIC1 | Pumped Hydro Pump | 0 | 0 | 0 | 0 | 0 | 0 | 0 | 0 | 0 | 0 | 0 | 0 | 0 | 0 | 0 | 0 | 0 | 0 | 0 | 0 | 0 | 0 | 0 | 0 | 0 | 0 | 0
VIC1 | VPP pump | 3.65 | 10.9341 | 19.9183 | 30.1302 | 40.6445 | 44.5894 | 58.974 | 63.9947 | 65.1473 | 72.7886 | 78.7589 | 83.5097 | 94.2752 | 100.6641 | 102.0685 | 104.3726 | 107.1677 | 97.3464 | 108.5848 | 98.4237 | 92.6907 | 97.4584 | 99.6884 | 93.357 | 94.7347 | 93.3062 | 85.3961
Region | Technology | 2023-24 | 2024-25 | 2025-26 | 2026-27 | 2027-28 | 2028-29 | 2029-30 | 2030-31 | 2031-32 | 2032-33 | 2033-34 | 2034-35 | 2035-36 | 2036-37 | 2037-38 | 2038-39 | 2039-40 | 2040-41 | 2041-42 | 2042-43 | 2043-44 | 2044-45 | 2045-46 | 2046-47 | 2047-48 | 2048-49 | 2049-50
SA1 | Grid Battery pump | 17.2675 | 16.7799 | 15.7975 | 14.8361 | 14.1814 | 12.6481 | 11.8278 | 10.9624 | 10.1565 | 10.353 | 9.6286 | 8.2414 | 7.8129 | 7.5777 | 6.816 | 6.2594 | 6.1308 | 5.6382 | 5.8156 | 5.3293 | 1.6163 | 1.5395 | 1.4186 | 1.2543 | 1.1869 | 1.1198 | 1.0767
SA1 | Pumped Hydro Pump | 0 | 0 | 0 | 0 | 0 | 0 | 0 | 0 | 0 | 0 | 0 | 0 | 0 | 0 | 0 | 0 | 0 | 0 | 0 | 0 | 0 | 0 | 0 | 0 | 0 | 0 | 0
SA1 | VPP pump | 7.6965 | 11.1561 | 13.956 | 16.4298 | 19.1186 | 20.505 | 24.4878 | 27.7343 | 30.382 | 36.7723 | 40.631 | 45.6371 | 49.2733 | 53.211 | 52.0125 | 51.627 | 53.1327 | 50.5006 | 53.6134 | 50.597 | 51.197 | 51.0915 | 52.4841 | 48.9075 | 47.9151 | 47.3838 | 45.9842
Region | Technology | 2023-24 | 2024-25 | 2025-26 | 2026-27 | 2027-28 | 2028-29 | 2029-30 | 2030-31 | 2031-32 | 2032-33 | 2033-34 | 2034-35 | 2035-36 | 2036-37 | 2037-38 | 2038-39 | 2039-40 | 2040-41 | 2041-42 | 2042-43 | 2043-44 | 2044-45 | 2045-46 | 2046-47 | 2047-48 | 2048-49 | 2049-50
TAS1 | Grid Battery pump | 0 | 0 | 0 | 0 | 0 | 0 | 0 | 0 | 0 | 0 | 0 | 0 | 0 | 0 | 0 | 0 | 0 | 0 | 0 | 0 | 0 | 0 | 0 | 0 | 0 | 0 | 0
TAS1 | Pumped Hydro Pump | 0 | 0 | 0 | 0 | 0 | 0 | 0 | 0 | 0 | 0 | 0 | 0 | 0 | 0 | 0 | 0 | 0 | 0 | 0 | 0 | 0 | 0 | 0 | 0 | 0 | 0 | 0
TAS1 | VPP pump | 0.29071 | 0.89271 | 1.2189 | 1.7685 | 2.3369 | 3.1586 | 3.5884 | 3.9586 | 5.7135 | 6.2636 | 6.3034 | 7.0898 | 7.4968 | 8.5524 | 8.3398 | 8.6158 | 9.0855 | 9.3352 | 9.327 | 8.4213 | 8.461 | 8.4068 | 8.7808 | 8.2163 | 8.5382 | 8.4519 | 8.7673

## Option 5_FOM Cost
FOM cost by technology ($000s) - Option 5, Hydrogen Superpower Scenario
FOM | Real June 2021 dollars discounted to 1 July 2021. For new entrant capacity, the FOM is incurred annually in modelling. For existing capacity, FOM is considered to be a sunk cost, since the fixed retirement dates are assumed to be the same in the Base Case and the option case.
Explicitly modelled generation
Region | Technology | 2023-24 | 2024-25 | 2025-26 | 2026-27 | 2027-28 | 2028-29 | 2029-30 | 2030-31 | 2031-32 | 2032-33 | 2033-34 | 2034-35 | 2035-36 | 2036-37 | 2037-38 | 2038-39 | 2039-40 | 2040-41 | 2041-42 | 2042-43 | 2043-44 | 2044-45 | 2045-46 | 2046-47 | 2047-48 | 2048-49 | 2049-50
NEM | Black Coal | 0 | 0 | 0 | 0 | 0 | 0 | 0 | 0 | 0 | 0 | 0 | 0 | 0 | 0 | 0 | 0 | 0 | 0 | 0 | 0 | 0 | 0 | 0 | 0 | 0 | 0 | 0
NEM | Brown Coal | 0 | 0 | 0 | 0 | 0 | 0 | 0 | 0 | 0 | 0 | 0 | 0 | 0 | 0 | 0 | 0 | 0 | 0 | 0 | 0 | 0 | 0 | 0 | 0 | 0 | 0 | 0
NEM | CCGT | 0 | 0 | 0 | 0 | 0 | 0 | 0 | 0 | 0 | 0 | 0 | 0 | 0 | 0 | 0 | 0 | 0 | 0 | 0 | 0 | 0 | 0 | 0 | 0 | 0 | 0 | 0
NEM | Gas - Steam | 0 | 0 | 0 | 0 | 0 | 0 | 0 | 0 | 0 | 0 | 0 | 0 | 0 | 0 | 0 | 0 | 0 | 0 | 0 | 0 | 0 | 0 | 0 | 0 | 0 | 0 | 0
NEM | OCGT / Diesel | 0 | 0.022814 | 0.024972 | 0.025931 | 0.024758 | 0.02354 | 0.022356 | 0.021351 | 0.020372 | 0.019348 | 0.018419 | 0.017579 | 0.016805 | 0.01605 | 0.015378 | 0.014656 | 0.014081 | 0.013898 | 0.013336 | 0.012809 | 0.012638 | 0.012604 | 0.012153 | 0.011914 | 0.011403 | 0.010966 | 0.010567
NEM | Hydro | 0 | 0 | 0 | 0 | 0 | 0 | 0 | 0 | 0 | 0 | 0 | 0 | 0 | 0 | 0 | 0 | 0 | 0 | 0 | 0 | 0 | 0 | 0 | 0 | 0 | 0 | 0
NEM | Hydrogen Turbine | 0 | 0 | 0 | 0 | 0 | 0 | 0 | 979.6537 | 931.0576 | 880.0433 | 834.1643 | 790.6773 | 751.4565 | 710.283 | 1330.9402 | 1261.5547 | 1774.8995 | 1677.6495 | 1590.1891 | 1507.2886 | 4185.8463 | 5224.6104 | 4952.2375 | 5756.7875 | 5657.0074 | 5904.0929 | 6011.638
NEM | Wind | 0 | 321025.2694 | 351318.3534 | 445431.369 | 571978.9587 | 654537.3024 | 692123.3336 | 712050.6397 | 713303.2932 | 721400.1516 | 777021.7106 | 879508.9268 | 888346.8869 | 927948.4617 | 1049523.8215 | 1054256.2265 | 1003868.26 | 995923.1983 | 1052802.7449 | 1135970.8661 | 1149955.5613 | 1120545.0126 | 1150852.9868 | 1327867.51 | 1340970.0655 | 1305272.4145 | 1293036.0708
NEM | Solar PV | 0 | 0.058345 | 26706.2693 | 56363.8283 | 96599.6608 | 189446.0983 | 192077.9119 | 281001.8137 | 287117.7541 | 329047.0436 | 439694.9062 | 601083.3298 | 583103.6874 | 612172.8762 | 671700.1471 | 645664.0731 | 633174.7834 | 640328.612 | 747052.0883 | 821728.9405 | 890427.6304 | 886661.4071 | 879091.921 | 930003.1043 | 912362.1285 | 902786.8398 | 1053046.5385
NEM | Grid Battery | 0 | 0.097532 | 15159.9605 | 28669.8736 | 43144.8607 | 78548.5981 | 74875.3938 | 118214.7597 | 118930.0262 | 155224.3173 | 196033.5528 | 237718.9279 | 247394.8427 | 248962.8096 | 254867.8078 | 242195.462 | 237688.4963 | 242551.6156 | 299327.116 | 347511.9371 | 380289.4263 | 395374.4902 | 374762.7136 | 374582.9816 | 376641.727 | 396458.3732 | 506020.4142
NEM | Pumped Hydro | 0 | 0 | 15207.5211 | 21142.9553 | 21824.2829 | 25156.5355 | 28400.2839 | 27410.5133 | 27284.8886 | 27968.8123 | 27914.6455 | 31543.7603 | 33514.5092 | 32009.4925 | 30340.7672 | 28759.0427 | 27332.4362 | 25834.842 | 24488.0023 | 23211.377 | 22059.9654 | 20851.2596 | 19764.2271 | 18733.8646 | 17804.5617 | 16829.0177 | 15951.6761
NEM | VPP | 0 | 0 | 0 | 0 | 0 | 0 | 0 | 0 | 0 | 0 | 0 | 0 | 0 | 0 | 0 | 0 | 0 | 0 | 0 | 0 | 0 | 0 | 0 | 0 | 0 | 0 | 0
Total excluding storage |  | 0 | 321025.4481 | 408392.1292 | 551608.0521 | 733547.7879 | 947688.5578 | 987476.9456 | 1139657.4015 | 1147567.0401 | 1234520.3875 | 1441498.9977 | 1750645.6397 | 1753111.3996 | 1821803.9391 | 2007763.4992 | 1972136.3737 | 1903838.8894 | 1906315.9314 | 2125260.154 | 2329930.422 | 2446918.4424 | 2428656.7925 | 2429424.0982 | 2656944.2599 | 2653435.5015 | 2627250.7492 | 2874066.3482
Region | Technology | 2023-24 | 2024-25 | 2025-26 | 2026-27 | 2027-28 | 2028-29 | 2029-30 | 2030-31 | 2031-32 | 2032-33 | 2033-34 | 2034-35 | 2035-36 | 2036-37 | 2037-38 | 2038-39 | 2039-40 | 2040-41 | 2041-42 | 2042-43 | 2043-44 | 2044-45 | 2045-46 | 2046-47 | 2047-48 | 2048-49 | 2049-50
NSW1 | Black Coal | 0 | 0 | 0 | 0 | 0 | 0 | 0 | 0 | 0 | 0 | 0 | 0 | 0 | 0 | 0 | 0 | 0 | 0 | 0 | 0 | 0 | 0 | 0 | 0 | 0 | 0 | 0
NSW1 | Brown Coal | 0 | 0 | 0 | 0 | 0 | 0 | 0 | 0 | 0 | 0 | 0 | 0 | 0 | 0 | 0 | 0 | 0 | 0 | 0 | 0 | 0 | 0 | 0 | 0 | 0 | 0 | 0
NSW1 | CCGT | 0 | 0 | 0 | 0 | 0 | 0 | 0 | 0 | 0 | 0 | 0 | 0 | 0 | 0 | 0 | 0 | 0 | 0 | 0 | 0 | 0 | 0 | 0 | 0 | 0 | 0 | 0
NSW1 | Gas - Steam | 0 | 0 | 0 | 0 | 0 | 0 | 0 | 0 | 0 | 0 | 0 | 0 | 0 | 0 | 0 | 0 | 0 | 0 | 0 | 0 | 0 | 0 | 0 | 0 | 0 | 0 | 0
NSW1 | OCGT / Diesel | 0 | 0.016628 | 0.016007 | 0.015173 | 0.01442 | 0.01363 | 0.012919 | 0.012251 | 0.011643 | 0.011005 | 0.010432 | 0.0098878 | 0.0093973 | 0.0088829 | 0.0084212 | 0.0079822 | 0.0075867 | 0.0071726 | 0.0067991 | 0.0064458 | 0.0061273 | 0.0057925 | 0.0055911 | 0.0053043 | 0.0050421 | 0.0047665 | 0.0045194
NSW1 | Hydro | 0 | 0 | 0 | 0 | 0 | 0 | 0 | 0 | 0 | 0 | 0 | 0 | 0 | 0 | 0 | 0 | 0 | 0 | 0 | 0 | 0 | 0 | 0 | 0 | 0 | 0 | 0
NSW1 | Hydrogen Turbine | 0 | 0 | 0 | 0 | 0 | 0 | 0 | 979.6511 | 931.055 | 880.0408 | 834.1619 | 790.6748 | 751.4529 | 710.2795 | 803.5251 | 761.6352 | 723.8539 | 684.1926 | 648.5238 | 614.7145 | 584.2213 | 552.2107 | 523.4226 | 1383.5828 | 1314.9495 | 1242.901 | 1178.1052
NSW1 | Wind | 0 | 110788.5331 | 105012.9148 | 137601.394 | 189626.5755 | 185231.475 | 179388.3095 | 184784.8683 | 175618.5204 | 194522.9666 | 184381.9641 | 177120.1113 | 168333.9789 | 170153.8401 | 170537.1085 | 167707.4012 | 159388.1913 | 160375.9894 | 180640.0218 | 171222.7717 | 165716.3318 | 156636.4309 | 152115.7101 | 175868.6775 | 167144.6328 | 157986.4731 | 149750.2121
NSW1 | Solar PV | 0 | 0.016328 | 20317.6157 | 41323.1689 | 52048.2494 | 81998.4885 | 77723.7003 | 110790.2301 | 111798.0936 | 123780.9525 | 123908.6059 | 126175.7466 | 119916.7341 | 121103.9629 | 150015.8801 | 142195.1471 | 135141.484 | 139896.6719 | 132603.4809 | 135014.9839 | 140192.5827 | 132511.1745 | 125603.0091 | 139964.3851 | 133021.3801 | 125732.8953 | 121322.8949
NSW1 | Grid Battery | 0 | 0.063995 | 15159.8363 | 20987.9095 | 25752.5074 | 29713.8229 | 28586.5061 | 66892.9051 | 63574.6505 | 63078.8609 | 59790.3989 | 56673.364 | 64044.1628 | 61088.3961 | 76787.7714 | 72784.6178 | 69174.1012 | 65383.9333 | 63170.6844 | 65977.0733 | 65485.993 | 65819.0856 | 62387.8928 | 60389.15 | 57538.4881 | 60604.1867 | 59984.7656
NSW1 | Pumped Hydro | 0 | 0 | 6367.4505 | 6035.4983 | 5736.1044 | 7110.3529 | 6739.671 | 6388.3138 | 6071.4182 | 5738.7541 | 5439.5774 | 5155.9975 | 4900.2316 | 4631.739 | 4390.2739 | 4161.3971 | 3954.9689 | 3738.2689 | 3543.3829 | 3358.6568 | 3192.0489 | 3017.1507 | 2859.8585 | 2710.7663 | 2576.2974 | 2435.1373 | 2308.1871
NSW1 | VPP | 0 | 0 | 0 | 0 | 0 | 0 | 0 | 0 | 0 | 0 | 0 | 0 | 0 | 0 | 0 | 0 | 0 | 0 | 0 | 0 | 0 | 0 | 0 | 0 | 0 | 0 | 0
Total excluding storage |  | 0 | 110788.6301 | 146857.8332 | 205947.9859 | 273163.4512 | 304054.1529 | 292438.1999 | 369835.9806 | 357993.7494 | 388001.5859 | 374354.7186 | 365915.9041 | 357946.5698 | 357688.2264 | 402534.5674 | 387610.2064 | 368382.6069 | 370079.0633 | 380606.1006 | 376188.2066 | 375171.1838 | 358536.0582 | 343489.8986 | 380316.5671 | 361595.7529 | 348001.5982 | 334544.1694
Region | Technology | 2023-24 | 2024-25 | 2025-26 | 2026-27 | 2027-28 | 2028-29 | 2029-30 | 2030-31 | 2031-32 | 2032-33 | 2033-34 | 2034-35 | 2035-36 | 2036-37 | 2037-38 | 2038-39 | 2039-40 | 2040-41 | 2041-42 | 2042-43 | 2043-44 | 2044-45 | 2045-46 | 2046-47 | 2047-48 | 2048-49 | 2049-50
QLD1 | Black Coal | 0 | 0 | 0 | 0 | 0 | 0 | 0 | 0 | 0 | 0 | 0 | 0 | 0 | 0 | 0 | 0 | 0 | 0 | 0 | 0 | 0 | 0 | 0 | 0 | 0 | 0 | 0
QLD1 | Brown Coal | 0 | 0 | 0 | 0 | 0 | 0 | 0 | 0 | 0 | 0 | 0 | 0 | 0 | 0 | 0 | 0 | 0 | 0 | 0 | 0 | 0 | 0 | 0 | 0 | 0 | 0 | 0
QLD1 | CCGT | 0 | 0 | 0 | 0 | 0 | 0 | 0 | 0 | 0 | 0 | 0 | 0 | 0 | 0 | 0 | 0 | 0 | 0 | 0 | 0 | 0 | 0 | 0 | 0 | 0 | 0 | 0
QLD1 | Gas - Steam | 0 | 0 | 0 | 0 | 0 | 0 | 0 | 0 | 0 | 0 | 0 | 0 | 0 | 0 | 0 | 0 | 0 | 0 | 0 | 0 | 0 | 0 | 0 | 0 | 0 | 0 | 0
QLD1 | OCGT / Diesel | 0 | 0.0015678 | 0.0045858 | 0.004349 | 0.0041366 | 0.0040024 | 0.0037937 | 0.003596 | 0.0034176 | 0.0032303 | 0.0030619 | 0.0029023 | 0.0027583 | 0.0026072 | 0.0024713 | 0.0023424 | 0.0022268 | 0.0021392 | 0.002029 | 0.0019372 | 0.0018752 | 0.001781 | 0.0017253 | 0.0018723 | 0.0017811 | 0.0016855 | 0.001603
QLD1 | Hydro | 0 | 0 | 0 | 0 | 0 | 0 | 0 | 0 | 0 | 0 | 0 | 0 | 0 | 0 | 0 | 0 | 0 | 0 | 0 | 0 | 0 | 0 | 0 | 0 | 0 | 0 | 0
QLD1 | Hydrogen Turbine | 0 | 0 | 0 | 0 | 0 | 0 | 0 | 0.0013357 | 0.0012694 | 0.0011999 | 0.0011373 | 0.0010788 | 0.0010258 | 0.00097029 | 0.00092118 | 0.00087377 | 0.00083138 | 0.00078684 | 0.00074698 | 0.00071786 | 0.00072589 | 0.00071167 | 0.0007363 | 0.0010096 | 0.00095983 | 0.00090772 | 0.00086208
QLD1 | Wind | 0 | 100637.8325 | 133204.1026 | 151967.4873 | 175176.2974 | 177431.7378 | 204718.7097 | 214576.2298 | 216326.0936 | 215660.6158 | 245756.4361 | 340420.7325 | 349081.4241 | 357028.7312 | 395056.3737 | 385960.2002 | 366814.4468 | 346716.0177 | 352419.4338 | 435049.7315 | 436151.6032 | 445851.6794 | 503615.5106 | 595963.5935 | 568134.0187 | 545586.4738 | 532489.3567
QLD1 | Solar PV | 0 | 0.010154 | 3433.8184 | 8459.5271 | 17496.0177 | 60663.521 | 67291.0342 | 85708.2036 | 95008.114 | 106750.3897 | 156556.7564 | 256988.6343 | 246775.1806 | 246216.7814 | 261370.2826 | 247744.3438 | 235454.8587 | 249055.1822 | 257026.5061 | 332932.1886 | 342336.8838 | 368601.5555 | 388039.9287 | 403323.2743 | 383316.2167 | 362313.6198 | 509878.0835
QLD1 | Grid Battery | 0 | 0.0093357 | 0.097172 | 0.095206 | 0.12924 | 32395.5029 | 30706.6378 | 29105.818 | 27662.0093 | 39533.8988 | 69903.7726 | 102954.113 | 100599.821 | 95087.7727 | 90130.5903 | 85691.8499 | 81441.0623 | 94865.2568 | 90940.2335 | 137278.5065 | 142362.4809 | 161987.9678 | 153543.127 | 145538.5165 | 138319.0038 | 142658.5401 | 256471.5199
QLD1 | Pumped Hydro | 0 | 0 | 8840.0393 | 14782.9625 | 15779.76 | 15644.3625 | 14828.7796 | 14055.7153 | 13358.4743 | 12626.5391 | 11968.2835 | 11344.3446 | 10781.6026 | 10190.8589 | 9659.5819 | 9156.0018 | 8701.8136 | 8225.0253 | 7796.2326 | 7389.7939 | 7023.2194 | 6638.4044 | 6292.3264 | 5964.2905 | 5668.4288 | 5357.8452 | 5078.5263
QLD1 | VPP | 0 | 0 | 0 | 0 | 0 | 0 | 0 | 0 | 0 | 0 | 0 | 0 | 0 | 0 | 0 | 0 | 0 | 0 | 0 | 0 | 0 | 0 | 0 | 0 | 0 | 0 | 0
Total excluding storage |  | 0 | 100637.8536 | 145478.0621 | 175210.0764 | 208452.2085 | 286135.1282 | 317545.1651 | 343445.9717 | 352354.696 | 374571.4478 | 484185.2528 | 711707.8284 | 707238.0322 | 708524.1478 | 756216.8319 | 728552.3989 | 692412.1845 | 698861.4849 | 708182.4087 | 912650.2232 | 927874.1899 | 983079.6095 | 1051490.8952 | 1150789.6777 | 1095437.6708 | 1055916.4815 | 1303917.4888
Region | Technology | 2023-24 | 2024-25 | 2025-26 | 2026-27 | 2027-28 | 2028-29 | 2029-30 | 2030-31 | 2031-32 | 2032-33 | 2033-34 | 2034-35 | 2035-36 | 2036-37 | 2037-38 | 2038-39 | 2039-40 | 2040-41 | 2041-42 | 2042-43 | 2043-44 | 2044-45 | 2045-46 | 2046-47 | 2047-48 | 2048-49 | 2049-50
VIC1 | Black Coal | 0 | 0 | 0 | 0 | 0 | 0 | 0 | 0 | 0 | 0 | 0 | 0 | 0 | 0 | 0 | 0 | 0 | 0 | 0 | 0 | 0 | 0 | 0 | 0 | 0 | 0 | 0
VIC1 | Brown Coal | 0 | 0 | 0 | 0 | 0 | 0 | 0 | 0 | 0 | 0 | 0 | 0 | 0 | 0 | 0 | 0 | 0 | 0 | 0 | 0 | 0 | 0 | 0 | 0 | 0 | 0 | 0
VIC1 | CCGT | 0 | 0 | 0 | 0 | 0 | 0 | 0 | 0 | 0 | 0 | 0 | 0 | 0 | 0 | 0 | 0 | 0 | 0 | 0 | 0 | 0 | 0 | 0 | 0 | 0 | 0 | 0
VIC1 | Gas - Steam | 0 | 0 | 0 | 0 | 0 | 0 | 0 | 0 | 0 | 0 | 0 | 0 | 0 | 0 | 0 | 0 | 0 | 0 | 0 | 0 | 0 | 0 | 0 | 0 | 0 | 0 | 0
VIC1 | OCGT / Diesel | 0 | 0.0017976 | 0.0017039 | 0.0036027 | 0.0034285 | 0.0032417 | 0.0030727 | 0.0029125 | 0.002768 | 0.0026164 | 0.00248 | 0.0023507 | 0.0022341 | 0.0021117 | 0.002002 | 0.0018981 | 0.0018056 | 0.0018398 | 0.0017973 | 0.0017053 | 0.0017048 | 0.0022413 | 0.0021253 | 0.0020154 | 0.0019164 | 0.001812 | 0.0017192
VIC1 | Hydro | 0 | 0 | 0 | 0 | 0 | 0 | 0 | 0 | 0 | 0 | 0 | 0 | 0 | 0 | 0 | 0 | 0 | 0 | 0 | 0 | 0 | 0 | 0 | 0 | 0 | 0 | 0
VIC1 | Hydrogen Turbine | 0 | 0 | 0 | 0 | 0 | 0 | 0 | 0 | 0 | 0 | 0 | 0 | 0.0011782 | 0.0011169 | 527.412 | 499.9166 | 1051.0423 | 993.4537 | 941.6623 | 892.5709 | 3601.6213 | 4672.3961 | 4428.8115 | 4197.9256 | 4175.4737 | 4428.1278 | 4593.0527
VIC1 | Wind | 0 | 48170.558 | 49277.4023 | 66440.0713 | 89531.6325 | 111406.4342 | 105598.5162 | 101430.0907 | 96398.5996 | 91116.744 | 100455.1336 | 95377.4528 | 90646.2054 | 93963.9987 | 99680.2576 | 118913.3388 | 114923.5291 | 113841.6395 | 108702.3572 | 117956.8177 | 129246.2525 | 122164.6138 | 119868.4117 | 129437.5945 | 151265.5354 | 143158.8347 | 137564.3934
VIC1 | Solar PV | 0 | 0.0099455 | 0.015903 | 3780.3507 | 15711.189 | 14850.3451 | 14076.1565 | 23760.7335 | 22582.0702 | 26180.3547 | 24815.5022 | 34593.5524 | 32877.5215 | 33248.8313 | 34073.5894 | 32454.1836 | 35176.3832 | 34863.1104 | 56016.4084 | 53096.1217 | 65167.269 | 61596.6351 | 58385.4362 | 57717.0791 | 58763.5969 | 60677.5256 | 59958.9967
VIC1 | Grid Battery | 0 | 0.0099023 | 0.0097351 | 7681.8335 | 17392.1882 | 16439.2384 | 15582.2165 | 14769.8736 | 14037.2065 | 18077.5142 | 19011.0183 | 18019.9226 | 21331.5587 | 24009.2029 | 22757.5386 | 21901.1451 | 24788.2176 | 23430.0258 | 34316.5479 | 32527.5337 | 32251.7569 | 35059.4639 | 33231.7193 | 34779.9848 | 34672.0425 | 40012.9302 | 37926.9481
VIC1 | Pumped Hydro | 0 | 0 | 0.0089094 | 324.4621 | 308.3671 | 291.4711 | 276.2759 | 261.8729 | 248.8826 | 235.2458 | 222.9819 | 211.3572 | 200.8727 | 189.8666 | 179.9683 | 170.5861 | 162.1241 | 153.241 | 145.2521 | 137.6798 | 130.8501 | 123.6806 | 117.2328 | 111.1211 | 105.6089 | 99.8224 | 94.6184
VIC1 | VPP | 0 | 0 | 0 | 0 | 0 | 0 | 0 | 0 | 0 | 0 | 0 | 0 | 0 | 0 | 0 | 0 | 0 | 0 | 0 | 0 | 0 | 0 | 0 | 0 | 0 | 0 | 0
Total excluding storage |  | 0 | 48170.5797 | 49277.4385 | 78226.7211 | 122943.3802 | 142987.4919 | 135533.1681 | 140222.5737 | 133266.7615 | 135609.8614 | 144504.6385 | 148202.2873 | 145056.1618 | 151411.9027 | 157218.768 | 173939.1721 | 176101.2981 | 173281.4722 | 200122.2298 | 204610.7254 | 230397.7516 | 223616.7918 | 216031.6137 | 226243.7072 | 248982.2593 | 248377.2426 | 240138.011
Region | Technology | 2023-24 | 2024-25 | 2025-26 | 2026-27 | 2027-28 | 2028-29 | 2029-30 | 2030-31 | 2031-32 | 2032-33 | 2033-34 | 2034-35 | 2035-36 | 2036-37 | 2037-38 | 2038-39 | 2039-40 | 2040-41 | 2041-42 | 2042-43 | 2043-44 | 2044-45 | 2045-46 | 2046-47 | 2047-48 | 2048-49 | 2049-50
SA1 | Black Coal | 0 | 0 | 0 | 0 | 0 | 0 | 0 | 0 | 0 | 0 | 0 | 0 | 0 | 0 | 0 | 0 | 0 | 0 | 0 | 0 | 0 | 0 | 0 | 0 | 0 | 0 | 0
SA1 | Brown Coal | 0 | 0 | 0 | 0 | 0 | 0 | 0 | 0 | 0 | 0 | 0 | 0 | 0 | 0 | 0 | 0 | 0 | 0 | 0 | 0 | 0 | 0 | 0 | 0 | 0 | 0 | 0
SA1 | CCGT | 0 | 0 | 0 | 0 | 0 | 0 | 0 | 0 | 0 | 0 | 0 | 0 | 0 | 0 | 0 | 0 | 0 | 0 | 0 | 0 | 0 | 0 | 0 | 0 | 0 | 0 | 0
SA1 | Gas - Steam | 0 | 0 | 0 | 0 | 0 | 0 | 0 | 0 | 0 | 0 | 0 | 0 | 0 | 0 | 0 | 0 | 0 | 0 | 0 | 0 | 0 | 0 | 0 | 0 | 0 | 0 | 0
SA1 | OCGT / Diesel | 0 | 0.0014809 | 0.0014047 | 0.0015972 | 0.001518 | 0.0014366 | 0.0013637 | 0.001398 | 0.001332 | 0.0012647 | 0.0012442 | 0.0012427 | 0.0012278 | 0.0012356 | 0.0012637 | 0.0012253 | 0.00124 | 0.0013911 | 0.0013569 | 0.0013924 | 0.00157 | 0.0014866 | 0.0014145 | 0.0013699 | 0.0013449 | 0.0013644 | 0.0013729
SA1 | Hydro | 0 | 0 | 0 | 0 | 0 | 0 | 0 | 0 | 0 | 0 | 0 | 0 | 0 | 0 | 0 | 0 | 0 | 0 | 0 | 0 | 0 | 0 | 0 | 0 | 0 | 0 | 0
SA1 | Hydrogen Turbine | 0 | 0 | 0 | 0 | 0 | 0 | 0 | 0.00074899 | 0.00071497 | 0.0006794 | 0.00069808 | 0.0007817 | 0.00074515 | 0.00074296 | 0.00099902 | 0.00094942 | 0.00096767 | 0.00091527 | 0.00086891 | 0.0010063 | 0.0013852 | 0.0013093 | 0.0012413 | 0.0011777 | 0.00112 | 0.0012848 | 0.0012658
SA1 | Wind | 0 | 29071.2938 | 27555.7287 | 50687.8176 | 48173.4537 | 106066.4525 | 102793.6387 | 114364.7569 | 108691.6349 | 102736.2213 | 121469.9508 | 115137.3943 | 132203.3554 | 149721.2019 | 192226.2455 | 199447.2773 | 189553.5972 | 195247.6012 | 231355.6597 | 241423.7511 | 246114.3504 | 232629.2948 | 220501.7014 | 246347.6394 | 268069.4049 | 266612.7187 | 291309.9139
SA1 | Solar PV | 0 | 0.017782 | 2954.8144 | 2800.7721 | 9103.7881 | 28491.5673 | 27006.3029 | 50227.029 | 47735.4916 | 62888.9504 | 101358.6518 | 127037.4677 | 122883.1672 | 145641.8848 | 156070.4236 | 147934.0509 | 149261.077 | 141082.7895 | 229907.2492 | 218584.1399 | 260749.6272 | 246462.678 | 233613.9129 | 234539.0543 | 230284.9639 | 227490.6081 | 237382.314
SA1 | Grid Battery | 0 | 0.0085265 | 0.010788 | 0.027939 | 0.026602 | 0.025146 | 0.023862 | 7446.151 | 13656.14 | 34534.019 | 47328.3337 | 60071.5 | 61419.2681 | 68777.396 | 65191.8446 | 61793.2177 | 62261.6882 | 58850.2564 | 107847.3891 | 102225.0135 | 131156.8002 | 123970.4791 | 117507.5632 | 111381.5765 | 105856.4426 | 107007.5217 | 107869.2237
SA1 | Pumped Hydro | 0 | 0 | 0.0065074 | 0.010912 | 0.010516 | 0.010309 | 0.0097793 | 0.0094374 | 0.0089704 | 0.0084877 | 0.008106 | 0.0078286 | 0.0075083 | 0.0074594 | 0.0071014 | 0.0067422 | 0.0068873 | 0.0065427 | 0.0065264 | 0.0064719 | 0.0068141 | 0.0064418 | 0.0061078 | 0.0057928 | 0.0055272 | 0.0057444 | 0.0059325
SA1 | VPP | 0 | 0 | 0 | 0 | 0 | 0 | 0 | 0 | 0 | 0 | 0 | 0 | 0 | 0 | 0 | 0 | 0 | 0 | 0 | 0 | 0 | 0 | 0 | 0 | 0 | 0 | 0
Total excluding storage |  | 0 | 29071.3216 | 30510.5619 | 53488.6302 | 57277.2804 | 134558.0568 | 129799.9766 | 172037.9486 | 170083.2775 | 200159.2012 | 270156.9463 | 302246.3718 | 316505.8001 | 364140.4922 | 413488.5231 | 409174.5549 | 401076.3714 | 395180.6559 | 569110.3067 | 562232.9133 | 638020.7877 | 603062.4612 | 571623.1862 | 592268.2787 | 604210.8193 | 601110.8569 | 636561.4601
Region | Technology | 2023-24 | 2024-25 | 2025-26 | 2026-27 | 2027-28 | 2028-29 | 2029-30 | 2030-31 | 2031-32 | 2032-33 | 2033-34 | 2034-35 | 2035-36 | 2036-37 | 2037-38 | 2038-39 | 2039-40 | 2040-41 | 2041-42 | 2042-43 | 2043-44 | 2044-45 | 2045-46 | 2046-47 | 2047-48 | 2048-49 | 2049-50
TAS1 | Black Coal | 0 | 0 | 0 | 0 | 0 | 0 | 0 | 0 | 0 | 0 | 0 | 0 | 0 | 0 | 0 | 0 | 0 | 0 | 0 | 0 | 0 | 0 | 0 | 0 | 0 | 0 | 0
TAS1 | Brown Coal | 0 | 0 | 0 | 0 | 0 | 0 | 0 | 0 | 0 | 0 | 0 | 0 | 0 | 0 | 0 | 0 | 0 | 0 | 0 | 0 | 0 | 0 | 0 | 0 | 0 | 0 | 0
TAS1 | CCGT | 0 | 0 | 0 | 0 | 0 | 0 | 0 | 0 | 0 | 0 | 0 | 0 | 0 | 0 | 0 | 0 | 0 | 0 | 0 | 0 | 0 | 0 | 0 | 0 | 0 | 0 | 0
TAS1 | Gas - Steam | 0 | 0 | 0 | 0 | 0 | 0 | 0 | 0 | 0 | 0 | 0 | 0 | 0 | 0 | 0 | 0 | 0 | 0 | 0 | 0 | 0 | 0 | 0 | 0 | 0 | 0 | 0
TAS1 | OCGT / Diesel | 0 | 0.0013402 | 0.0012703 | 0.0012093 | 0.0012546 | 0.00123 | 0.0012065 | 0.001193 | 0.0012107 | 0.0012311 | 0.001201 | 0.0011954 | 0.0011871 | 0.0012126 | 0.0012193 | 0.0012077 | 0.0012219 | 0.0013553 | 0.0013539 | 0.0013283 | 0.0013611 | 0.0013022 | 0.0012971 | 0.0013523 | 0.0013188 | 0.0013372 | 0.0013527
TAS1 | Hydro | 0 | 0 | 0 | 0 | 0 | 0 | 0 | 0 | 0 | 0 | 0 | 0 | 0 | 0 | 0 | 0 | 0 | 0 | 0 | 0 | 0 | 0 | 0 | 0 | 0 | 0 | 0
TAS1 | Hydrogen Turbine | 0 | 0 | 0 | 0 | 0 | 0 | 0 | 0.00058341 | 0.0006083 | 0.00063767 | 0.00063017 | 0.00068318 | 0.00065206 | 0.00069688 | 0.0011036 | 0.0011199 | 0.0015087 | 0.0014271 | 0.0013535 | 0.0014291 | 0.0016086 | 0.0015209 | 0.0014423 | 175.2768 | 166.5821 | 233.0619 | 240.4779
TAS1 | Wind | 0 | 32357.0519 | 36268.205 | 38734.5987 | 69470.9996 | 74401.2029 | 99624.1595 | 96894.694 | 116268.4448 | 117363.6038 | 124958.2259 | 151453.2359 | 148081.9231 | 157080.6898 | 192023.8362 | 182228.0089 | 173188.4956 | 179741.9505 | 179685.2724 | 170317.7942 | 172727.0234 | 163262.9937 | 154751.6531 | 180250.005 | 186356.4737 | 191927.9142 | 181922.1946
TAS1 | Solar PV | 0 | 0.0041353 | 0.0048629 | 0.0094808 | 2240.4167 | 3442.1764 | 5980.718 | 10515.6173 | 9993.9848 | 9446.3962 | 33055.3899 | 56287.9289 | 60651.084 | 65961.4158 | 70169.9714 | 75336.3478 | 78140.9805 | 75430.8581 | 71498.4438 | 82101.5064 | 81981.2677 | 77489.364 | 73449.6342 | 94459.3114 | 106975.9709 | 126572.191 | 124504.2495
TAS1 | Grid Battery | 0 | 0.0057725 | 0.0064939 | 0.0075686 | 0.0092824 | 0.0087766 | 0.0095655 | 0.012009 | 0.019956 | 0.024549 | 0.029295 | 0.028363 | 0.032152 | 0.041889 | 0.062881 | 24.6315 | 23.427 | 22.1434 | 3052.2611 | 9503.8101 | 9032.3952 | 8537.4938 | 8092.4112 | 22493.7538 | 40255.75 | 46175.1946 | 43767.957
TAS1 | Pumped Hydro | 0 | 0 | 0.015877 | 0.021508 | 0.040873 | 2110.3387 | 6555.5476 | 6704.6018 | 7606.1045 | 9368.2648 | 10283.7946 | 14832.0531 | 17631.7947 | 16997.0206 | 16110.936 | 15271.051 | 14513.5227 | 13718.3002 | 13003.1282 | 12325.2401 | 11713.8402 | 11072.0175 | 10494.8033 | 9947.6809 | 9454.2211 | 8936.207 | 8470.3384
TAS1 | VPP | 0 | 0 | 0 | 0 | 0 | 0 | 0 | 0 | 0 | 0 | 0 | 0 | 0 | 0 | 0 | 0 | 0 | 0 | 0 | 0 | 0 | 0 | 0 | 0 | 0 | 0 | 0
Total excluding storage |  | 0 | 32357.0632 | 36268.2335 | 38734.6385 | 71711.4676 | 79953.728 | 112160.4359 | 114114.9269 | 133868.5558 | 136178.2912 | 168297.4415 | 222573.2481 | 226364.8358 | 240039.17 | 278304.8087 | 272860.0415 | 265866.4285 | 268913.2551 | 267239.1082 | 274248.3535 | 275454.5294 | 260361.8718 | 246788.5045 | 307326.0293 | 343208.9993 | 373844.57 | 358905.2187

## Option 5_Fuel Cost
Fuel cost by technology ($000s) - Option 5, Hydrogen Superpower Scenario
Fuel | Real June 2021 dollars discounted to 1 July 2021
Explicitly modelled generation
Region | Technology | 2023-24 | 2024-25 | 2025-26 | 2026-27 | 2027-28 | 2028-29 | 2029-30 | 2030-31 | 2031-32 | 2032-33 | 2033-34 | 2034-35 | 2035-36 | 2036-37 | 2037-38 | 2038-39 | 2039-40 | 2040-41 | 2041-42 | 2042-43 | 2043-44 | 2044-45 | 2045-46 | 2046-47 | 2047-48 | 2048-49 | 2049-50
NEM | Black Coal | 1686794.78 | 1088672.241 | 778537.1255 | 512716.551 | 282535.203 | 199877.969 | 140828.917 | 0 | 0 | 0 | 0 | 0 | 0 | 0 | 0 | 0 | 0 | 0 | 0 | 0 | 0 | 0 | 0 | 0 | 0 | 0 | 0
NEM | Brown Coal | 196105.514 | 146028.911 | 113434.72 | 84352.953 | 53811.559 | 33100.096 | 31943.17 | 0 | 0 | 0 | 0 | 0 | 0 | 0 | 0 | 0 | 0 | 0 | 0 | 0 | 0 | 0 | 0 | 0 | 0 | 0 | 0
NEM | CCGT | 435691.9986 | 225162.6729 | 352901.5991 | 367122.4735 | 326552.9922 | 345951.9458 | 310505.371 | 332354.6387 | 329651.959 | 226716.4197 | 268645.4412 | 263306.8704 | 133065.9216 | 78447.7807 | 136782.0865 | 62121.4257 | 51882.2222 | 180350.938 | 169814.256 | 166490.9205 | 111629.923 | 104119.2795 | 42029.4295 | 24653.666 | 22564.068 | 19044.692 | 19904.738
NEM | Gas - Steam | 22658.9122 | 11932.9698 | 51669.109 | 16513.529 | 44996.588 | 109505.688 | 20303.996 | 57690.812 | 20605.87 | 11234.358 | 4350.4935 | 8808.219 | 5849.809 | 5383.0205 | 12164.163 | 7341.249 | 0 | 0 | 0 | 0 | 0 | 0 | 0 | 0 | 0 | 0 | 0
NEM | OCGT / Diesel | 44858.9111 | 16939.8044 | 48001.973 | 50648.7335 | 71888.8964 | 177866.3851 | 26117.3351 | 135746.5623 | 44716.237 | 28721.3106 | 4075.8644 | 21219.4401 | 11965.3965 | 7778.5594 | 13751.1819 | 5362.8885 | 15289.7355 | 91413.2763 | 44710.8182 | 36933.7032 | 146054.0776 | 5144.7149 | 3183.8543 | 51556.4608 | 700.8313 | 1280.0483 | 1415.8278
NEM | Hydro | 0 | 0 | 0 | 0 | 0 | 0 | 0 | 0 | 0 | 0 | 0 | 0 | 0 | 0 | 0 | 0 | 0 | 0 | 0 | 0 | 0 | 0 | 0 | 0 | 0 | 0 | 0
NEM | Hydrogen Turbine | 0 | 0 | 0 | 0 | 0 | 0 | 0 | 21480.129 | 20020.7163 | 9324.679 | 15028.605 | 26006.3609 | 10785.5961 | 17111.3051 | 59682.1009 | 56105.3778 | 81585.2609 | 74176.3787 | 55111.0247 | 62337.2713 | 203312.0212 | 180082.1709 | 187785.8129 | 284762.4112 | 276297.8399 | 274414.9175 | 275825.3775
NEM | Wind | 0 | 0 | 0 | 0 | 0 | 0 | 0 | 0 | 0 | 0 | 0 | 0 | 0 | 0 | 0 | 0 | 0 | 0 | 0 | 0 | 0 | 0 | 0 | 0 | 0 | 0 | 0
NEM | Solar PV | 0 | 0 | 0 | 0 | 0 | 0 | 0 | 0 | 0 | 0 | 0 | 0 | 0 | 0 | 0 | 0 | 0 | 0 | 0 | 0 | 0 | 0 | 0 | 0 | 0 | 0 | 0
NEM | Grid Battery | 0 | 0 | 0 | 0 | 0 | 0 | 0 | 0 | 0 | 0 | 0 | 0 | 0 | 0 | 0 | 0 | 0 | 0 | 0 | 0 | 0 | 0 | 0 | 0 | 0 | 0 | 0
NEM | Pumped Hydro | 0 | 0 | 0 | 0 | 0 | 0 | 0 | 0 | 0 | 0 | 0 | 0 | 0 | 0 | 0 | 0 | 0 | 0 | 0 | 0 | 0 | 0 | 0 | 0 | 0 | 0 | 0
NEM | VPP | 0 | 0 | 0 | 0 | 0 | 0 | 0 | 0 | 0 | 0 | 0 | 0 | 0 | 0 | 0 | 0 | 0 | 0 | 0 | 0 | 0 | 0 | 0 | 0 | 0 | 0 | 0
Total excluding storage |  | 2386110.1159 | 1488736.5991 | 1344544.5266 | 1031354.24 | 779785.2386 | 866302.0839 | 529698.7891 | 547272.142 | 414994.7823 | 275996.7673 | 292100.4041 | 319340.8904 | 161666.7232 | 108720.6657 | 222379.5322 | 130930.941 | 148757.2186 | 345940.5931 | 269636.099 | 265761.895 | 460996.0218 | 289346.1653 | 232999.0967 | 360972.538 | 299562.7392 | 294739.6578 | 297145.9433
Region | Technology | 2023-24 | 2024-25 | 2025-26 | 2026-27 | 2027-28 | 2028-29 | 2029-30 | 2030-31 | 2031-32 | 2032-33 | 2033-34 | 2034-35 | 2035-36 | 2036-37 | 2037-38 | 2038-39 | 2039-40 | 2040-41 | 2041-42 | 2042-43 | 2043-44 | 2044-45 | 2045-46 | 2046-47 | 2047-48
NSW1 | Black Coal | 984309.076 | 607807.622 | 476802.4675 | 263702.792 | 127471.596 | 123323.76 | 108561.684 | 0 | 0 | 0 | 0 | 0 | 0 | 0 | 0 | 0 | 0 | 0 | 0 | 0 | 0 | 0 | 0 | 0 | 0 | 0 | 0
NSW1 | Brown Coal | 0 | 0 | 0 | 0 | 0 | 0 | 0 | 0 | 0 | 0 | 0 | 0 | 0 | 0 | 0 | 0 | 0 | 0 | 0 | 0 | 0 | 0 | 0 | 0 | 0 | 0 | 0
NSW1 | CCGT | 32455.896 | 4016.4225 | 41046.06 | 67887.08 | 62779.824 | 64784.792 | 59008.684 | 66619.692 | 63368.344 | 51069.904 | 54808.392 | 57435.56 | 35671.188 | 29198.63 | 38004.576 | 32856.638 | 23499.53 | 54247.976 | 50407.48 | 49803.664 | 0 | 0 | 0 | 0 | 0 | 0 | 0
NSW1 | Gas - Steam | 0 | 0 | 0 | 0 | 0 | 0 | 0 | 0 | 0 | 0 | 0 | 0 | 0 | 0 | 0 | 0 | 0 | 0 | 0 | 0 | 0 | 0 | 0 | 0 | 0 | 0 | 0
NSW1 | OCGT / Diesel | 1092.6422 | 389.1003 | 2312.3188 | 8512.5649 | 4911.5993 | 14349.3819 | 1013.3859 | 23542.9858 | 7476.8464 | 7545.2877 | 298.1108 | 2959.7124 | 0.039799 | 150.812 | 1923.8207 | 0.034222 | 1139.5043 | 34545.7295 | 3240.9694 | 3635.724 | 31103.2707 | 1517.0722 | 220.672 | 8343.6155 | 0.058064 | 254.2083 | 893.354
NSW1 | Hydro | 0 | 0 | 0 | 0 | 0 | 0 | 0 | 0 | 0 | 0 | 0 | 0 | 0 | 0 | 0 | 0 | 0 | 0 | 0 | 0 | 0 | 0 | 0 | 0 | 0 | 0 | 0
NSW1 | Hydrogen Turbine | 0 | 0 | 0 | 0 | 0 | 0 | 0 | 21480.076 | 20020.664 | 9324.632 | 15028.552 | 26006.298 | 10785.51 | 17111.21 | 33277.902 | 31533.696 | 27454.29 | 28528.762 | 13911.04 | 20989.544 | 27475.36 | 14798.983 | 17720.09 | 67848.84 | 52808.496 | 45665.952 | 45651.772
NSW1 | Wind | 0 | 0 | 0 | 0 | 0 | 0 | 0 | 0 | 0 | 0 | 0 | 0 | 0 | 0 | 0 | 0 | 0 | 0 | 0 | 0 | 0 | 0 | 0 | 0 | 0 | 0 | 0
NSW1 | Solar PV | 0 | 0 | 0 | 0 | 0 | 0 | 0 | 0 | 0 | 0 | 0 | 0 | 0 | 0 | 0 | 0 | 0 | 0 | 0 | 0 | 0 | 0 | 0 | 0 | 0 | 0 | 0
NSW1 | Grid Battery | 0 | 0 | 0 | 0 | 0 | 0 | 0 | 0 | 0 | 0 | 0 | 0 | 0 | 0 | 0 | 0 | 0 | 0 | 0 | 0 | 0 | 0 | 0 | 0 | 0 | 0 | 0
NSW1 | Pumped Hydro | 0 | 0 | 0 | 0 | 0 | 0 | 0 | 0 | 0 | 0 | 0 | 0 | 0 | 0 | 0 | 0 | 0 | 0 | 0 | 0 | 0 | 0 | 0 | 0 | 0 | 0 | 0
NSW1 | VPP | 0 | 0 | 0 | 0 | 0 | 0 | 0 | 0 | 0 | 0 | 0 | 0 | 0 | 0 | 0 | 0 | 0 | 0 | 0 | 0 | 0 | 0 | 0 | 0 | 0 | 0 | 0
Total excluding storage |  | 1017857.6142 | 612213.1448 | 520160.8463 | 340102.4369 | 195163.0193 | 202457.9339 | 168583.7539 | 111642.7538 | 90865.8544 | 67939.8237 | 70135.0548 | 86401.5704 | 46456.7378 | 46460.652 | 73206.2987 | 64390.3682 | 52093.3243 | 117322.4675 | 67559.4894 | 74428.932 | 58578.6307 | 16316.0552 | 17940.762 | 76192.4555 | 52808.5541 | 45920.1603 | 46545.126
Region | Technology | 2023-24 | 2024-25 | 2025-26 | 2026-27 | 2027-28 | 2028-29 | 2029-30 | 2030-31 | 2031-32 | 2032-33 | 2033-34 | 2034-35 | 2035-36 | 2036-37 | 2037-38 | 2038-39 | 2039-40 | 2040-41 | 2041-42 | 2042-43 | 2043-44 | 2044-45 | 2045-46 | 2046-47 | 2047-48
QLD1 | Black Coal | 702485.704 | 480864.619 | 301734.658 | 249013.759 | 155063.607 | 76554.209 | 32267.233 | 0 | 0 | 0 | 0 | 0 | 0 | 0 | 0 | 0 | 0 | 0 | 0 | 0 | 0 | 0 | 0 | 0 | 0 | 0 | 0
QLD1 | Brown Coal | 0 | 0 | 0 | 0 | 0 | 0 | 0 | 0 | 0 | 0 | 0 | 0 | 0 | 0 | 0 | 0 | 0 | 0 | 0 | 0 | 0 | 0 | 0 | 0 | 0 | 0 | 0
QLD1 | CCGT | 236204.2086 | 143739.0184 | 211565.0911 | 218693.0495 | 186173.1282 | 180016.8018 | 170173.687 | 174316.2667 | 190915.751 | 159295.3857 | 160532.6572 | 143530.2864 | 92139.7466 | 46501.9297 | 98777.5105 | 29264.7877 | 28382.6922 | 126102.962 | 119406.776 | 116687.2565 | 111629.923 | 104119.2795 | 42029.4295 | 24653.666 | 22564.068 | 19044.692 | 19904.738
QLD1 | Gas - Steam | 0 | 0 | 0 | 0 | 0 | 0 | 0 | 0 | 0 | 0 | 0 | 0 | 0 | 0 | 0 | 0 | 0 | 0 | 0 | 0 | 0 | 0 | 0 | 0 | 0 | 0 | 0
QLD1 | OCGT / Diesel | 352.176 | 0.037118 | 438.4171 | 4076.0095 | 5429.9893 | 12337.3733 | 3083.1844 | 30047.7422 | 14850.1323 | 7146.1144 | 461.0593 | 0.02609 | 0.024383 | 0.023023 | 19.1805 | 0.021593 | 2245.2572 | 6658.2147 | 797.228 | 0.071222 | 1996.3872 | 0.05952 | 382.3454 | 38042.5114 | 0.050108 | 0.045649 | 0.035485
QLD1 | Hydro | 0 | 0 | 0 | 0 | 0 | 0 | 0 | 0 | 0 | 0 | 0 | 0 | 0 | 0 | 0 | 0 | 0 | 0 | 0 | 0 | 0 | 0 | 0 | 0 | 0 | 0 | 0
QLD1 | Hydrogen Turbine | 0 | 0 | 0 | 0 | 0 | 0 | 0 | 0.02013 | 0.021518 | 0.019148 | 0.018742 | 0.018592 | 0.019678 | 0.021209 | 0.032324 | 0.025755 | 0.01987 | 0.020761 | 0.015459 | 0.017074 | 0.018082 | 0.017157 | 0.017842 | 0.040519 | 0.021 | 0.019605 | 0.021674
QLD1 | Wind | 0 | 0 | 0 | 0 | 0 | 0 | 0 | 0 | 0 | 0 | 0 | 0 | 0 | 0 | 0 | 0 | 0 | 0 | 0 | 0 | 0 | 0 | 0 | 0 | 0 | 0 | 0
QLD1 | Solar PV | 0 | 0 | 0 | 0 | 0 | 0 | 0 | 0 | 0 | 0 | 0 | 0 | 0 | 0 | 0 | 0 | 0 | 0 | 0 | 0 | 0 | 0 | 0 | 0 | 0 | 0 | 0
QLD1 | Grid Battery | 0 | 0 | 0 | 0 | 0 | 0 | 0 | 0 | 0 | 0 | 0 | 0 | 0 | 0 | 0 | 0 | 0 | 0 | 0 | 0 | 0 | 0 | 0 | 0 | 0 | 0 | 0
QLD1 | Pumped Hydro | 0 | 0 | 0 | 0 | 0 | 0 | 0 | 0 | 0 | 0 | 0 | 0 | 0 | 0 | 0 | 0 | 0 | 0 | 0 | 0 | 0 | 0 | 0 | 0 | 0 | 0 | 0
QLD1 | VPP | 0 | 0 | 0 | 0 | 0 | 0 | 0 | 0 | 0 | 0 | 0 | 0 | 0 | 0 | 0 | 0 | 0 | 0 | 0 | 0 | 0 | 0 | 0 | 0 | 0 | 0 | 0
Total excluding storage |  | 939042.0886 | 624603.6745 | 513738.1662 | 471782.818 | 346666.7245 | 268908.3841 | 205524.1044 | 204364.029 | 205765.9049 | 166441.5193 | 160993.7353 | 143530.3311 | 92139.7907 | 46501.9739 | 98796.7233 | 29264.835 | 30627.9692 | 132761.1975 | 120204.0194 | 116687.3448 | 113626.3283 | 104119.3562 | 42411.7927 | 62696.2179 | 22564.1391 | 19044.7573 | 19904.7952
Region | Technology | 2023-24 | 2024-25 | 2025-26 | 2026-27 | 2027-28 | 2028-29 | 2029-30 | 2030-31 | 2031-32 | 2032-33 | 2033-34 | 2034-35 | 2035-36 | 2036-37 | 2037-38 | 2038-39 | 2039-40 | 2040-41 | 2041-42 | 2042-43 | 2043-44 | 2044-45 | 2045-46 | 2046-47 | 2047-48
VIC1 | Black Coal | 0 | 0 | 0 | 0 | 0 | 0 | 0 | 0 | 0 | 0 | 0 | 0 | 0 | 0 | 0 | 0 | 0 | 0 | 0 | 0 | 0 | 0 | 0 | 0 | 0 | 0 | 0
VIC1 | Brown Coal | 196105.514 | 146028.911 | 113434.72 | 84352.953 | 53811.559 | 33100.096 | 31943.17 | 0 | 0 | 0 | 0 | 0 | 0 | 0 | 0 | 0 | 0 | 0 | 0 | 0 | 0 | 0 | 0 | 0 | 0 | 0 | 0
VIC1 | CCGT | 0 | 0 | 0 | 0 | 0 | 0 | 0 | 0 | 0 | 0 | 0 | 0 | 0 | 0 | 0 | 0 | 0 | 0 | 0 | 0 | 0 | 0 | 0 | 0 | 0 | 0 | 0
VIC1 | Gas - Steam | 2248.9122 | 1471.1698 | 16340.313 | 16513.529 | 44996.588 | 109505.688 | 20303.996 | 57690.812 | 20605.87 | 11234.358 | 4350.4935 | 8808.219 | 5849.809 | 5383.0205 | 12164.163 | 7341.249 | 0 | 0 | 0 | 0 | 0 | 0 | 0 | 0 | 0 | 0 | 0
VIC1 | OCGT / Diesel | 3332.3921 | 1384.4412 | 10118.8621 | 17258.4764 | 29895.5827 | 100407.9089 | 13241.6318 | 39959.416 | 13223.7456 | 10235.9012 | 1181.4818 | 13348.5246 | 9842.7894 | 6846.6107 | 9622.7446 | 5362.7703 | 11063.3806 | 22736.3272 | 13942.2561 | 7895.3308 | 32716.1299 | 3627.4984 | 2580.7602 | 5170.2549 | 700.6516 | 1025.7161 | 522.3654
VIC1 | Hydro | 0 | 0 | 0 | 0 | 0 | 0 | 0 | 0 | 0 | 0 | 0 | 0 | 0 | 0 | 0 | 0 | 0 | 0 | 0 | 0 | 0 | 0 | 0 | 0 | 0 | 0 | 0
VIC1 | Hydrogen Turbine | 0 | 0 | 0 | 0 | 0 | 0 | 0 | 0 | 0 | 0 | 0 | 0 | 0.033249 | 0.034703 | 26404.084 | 24571.58 | 54130.844 | 45647.508 | 41199.896 | 41347.616 | 175836.496 | 165283.088 | 170065.632 | 207906.56 | 215233.296 | 217223.808 | 219066.528
VIC1 | Wind | 0 | 0 | 0 | 0 | 0 | 0 | 0 | 0 | 0 | 0 | 0 | 0 | 0 | 0 | 0 | 0 | 0 | 0 | 0 | 0 | 0 | 0 | 0 | 0 | 0 | 0 | 0
VIC1 | Solar PV | 0 | 0 | 0 | 0 | 0 | 0 | 0 | 0 | 0 | 0 | 0 | 0 | 0 | 0 | 0 | 0 | 0 | 0 | 0 | 0 | 0 | 0 | 0 | 0 | 0 | 0 | 0
VIC1 | Grid Battery | 0 | 0 | 0 | 0 | 0 | 0 | 0 | 0 | 0 | 0 | 0 | 0 | 0 | 0 | 0 | 0 | 0 | 0 | 0 | 0 | 0 | 0 | 0 | 0 | 0 | 0 | 0
VIC1 | Pumped Hydro | 0 | 0 | 0 | 0 | 0 | 0 | 0 | 0 | 0 | 0 | 0 | 0 | 0 | 0 | 0 | 0 | 0 | 0 | 0 | 0 | 0 | 0 | 0 | 0 | 0 | 0 | 0
VIC1 | VPP | 0 | 0 | 0 | 0 | 0 | 0 | 0 | 0 | 0 | 0 | 0 | 0 | 0 | 0 | 0 | 0 | 0 | 0 | 0 | 0 | 0 | 0 | 0 | 0 | 0 | 0 | 0
Total excluding storage |  | 201686.8183 | 148884.522 | 139893.8951 | 118124.9584 | 128703.7297 | 243013.6929 | 65488.7978 | 97650.228 | 33829.6156 | 21470.2592 | 5531.9753 | 22156.7436 | 15692.6317 | 12229.6659 | 48190.9916 | 37275.5993 | 65194.2246 | 68383.8352 | 55142.1521 | 49242.9468 | 208552.6259 | 168910.5864 | 172646.3922 | 213076.8149 | 215933.9476 | 218249.5241 | 219588.8934
Region | Technology | 2023-24 | 2024-25 | 2025-26 | 2026-27 | 2027-28 | 2028-29 | 2029-30 | 2030-31 | 2031-32 | 2032-33 | 2033-34 | 2034-35 | 2035-36 | 2036-37 | 2037-38 | 2038-39 | 2039-40 | 2040-41 | 2041-42 | 2042-43 | 2043-44 | 2044-45 | 2045-46 | 2046-47 | 2047-48
SA1 | Black Coal | 0 | 0 | 0 | 0 | 0 | 0 | 0 | 0 | 0 | 0 | 0 | 0 | 0 | 0 | 0 | 0 | 0 | 0 | 0 | 0 | 0 | 0 | 0 | 0 | 0 | 0 | 0
SA1 | Brown Coal | 0 | 0 | 0 | 0 | 0 | 0 | 0 | 0 | 0 | 0 | 0 | 0 | 0 | 0 | 0 | 0 | 0 | 0 | 0 | 0 | 0 | 0 | 0 | 0 | 0 | 0 | 0
SA1 | CCGT | 167031.894 | 77407.232 | 100290.448 | 80542.344 | 77600.04 | 101150.352 | 81323 | 91418.68 | 75367.864 | 16351.13 | 53304.392 | 62341.024 | 5254.987 | 2747.221 | 0 | 0 | 0 | 0 | 0 | 0 | 0 | 0 | 0 | 0 | 0 | 0 | 0
SA1 | Gas - Steam | 20410 | 10461.8 | 35328.796 | 0 | 0 | 0 | 0 | 0 | 0 | 0 | 0 | 0 | 0 | 0 | 0 | 0 | 0 | 0 | 0 | 0 | 0 | 0 | 0 | 0 | 0 | 0 | 0
SA1 | OCGT / Diesel | 40081.6864 | 15166.205 | 35132.3538 | 20746.0016 | 31501.0269 | 50755.1681 | 8779.1088 | 42196.3926 | 9059.4766 | 3582.0237 | 2135.189 | 4911.1532 | 2122.5214 | 781.0921 | 2185.4131 | 0.04019 | 841.571 | 27472.9723 | 26730.3362 | 25402.5476 | 80238.2516 | 0.059115 | 0.051948 | 0.047343 | 0.042273 | 0.045478 | 0.042719
SA1 | Hydro | 0 | 0 | 0 | 0 | 0 | 0 | 0 | 0 | 0 | 0 | 0 | 0 | 0 | 0 | 0 | 0 | 0 | 0 | 0 | 0 | 0 | 0 | 0 | 0 | 0 | 0 | 0
SA1 | Hydrogen Turbine | 0 | 0 | 0 | 0 | 0 | 0 | 0 | 0.021525 | 0.018951 | 0.015784 | 0.020158 | 0.025673 | 0.018768 | 0.021358 | 0.038991 | 0.030857 | 0.038355 | 0.028488 | 0.025673 | 0.036625 | 0.071236 | 0.034319 | 0.026984 | 0.042702 | 0.035914 | 0.04891 | 0.045805
SA1 | Wind | 0 | 0 | 0 | 0 | 0 | 0 | 0 | 0 | 0 | 0 | 0 | 0 | 0 | 0 | 0 | 0 | 0 | 0 | 0 | 0 | 0 | 0 | 0 | 0 | 0 | 0 | 0
SA1 | Solar PV | 0 | 0 | 0 | 0 | 0 | 0 | 0 | 0 | 0 | 0 | 0 | 0 | 0 | 0 | 0 | 0 | 0 | 0 | 0 | 0 | 0 | 0 | 0 | 0 | 0 | 0 | 0
SA1 | Grid Battery | 0 | 0 | 0 | 0 | 0 | 0 | 0 | 0 | 0 | 0 | 0 | 0 | 0 | 0 | 0 | 0 | 0 | 0 | 0 | 0 | 0 | 0 | 0 | 0 | 0 | 0 | 0
SA1 | Pumped Hydro | 0 | 0 | 0 | 0 | 0 | 0 | 0 | 0 | 0 | 0 | 0 | 0 | 0 | 0 | 0 | 0 | 0 | 0 | 0 | 0 | 0 | 0 | 0 | 0 | 0 | 0 | 0
SA1 | VPP | 0 | 0 | 0 | 0 | 0 | 0 | 0 | 0 | 0 | 0 | 0 | 0 | 0 | 0 | 0 | 0 | 0 | 0 | 0 | 0 | 0 | 0 | 0 | 0 | 0 | 0 | 0
Total excluding storage |  | 227523.5804 | 103035.237 | 170751.5978 | 101288.3456 | 109101.0669 | 151905.5201 | 90102.1088 | 133615.0942 | 84427.3596 | 19933.1695 | 55439.6011 | 67252.2029 | 7377.5272 | 3528.3345 | 2185.4521 | 0.071047 | 841.6093 | 27473.0007 | 26730.3619 | 25402.5842 | 80238.3228 | 0.093434 | 0.078932 | 0.090045 | 0.078187 | 0.094388 | 0.088524
Region | Technology | 2023-24 | 2024-25 | 2025-26 | 2026-27 | 2027-28 | 2028-29 | 2029-30 | 2030-31 | 2031-32 | 2032-33 | 2033-34 | 2034-35 | 2035-36 | 2036-37 | 2037-38 | 2038-39 | 2039-40 | 2040-41 | 2041-42 | 2042-43 | 2043-44 | 2044-45 | 2045-46 | 2046-47 | 2047-48
TAS1 | Black Coal | 0 | 0 | 0 | 0 | 0 | 0 | 0 | 0 | 0 | 0 | 0 | 0 | 0 | 0 | 0 | 0 | 0 | 0 | 0 | 0 | 0 | 0 | 0 | 0 | 0 | 0 | 0
TAS1 | Brown Coal | 0 | 0 | 0 | 0 | 0 | 0 | 0 | 0 | 0 | 0 | 0 | 0 | 0 | 0 | 0 | 0 | 0 | 0 | 0 | 0 | 0 | 0 | 0 | 0 | 0 | 0 | 0
TAS1 | CCGT | 0 | 0 | 0 | 0 | 0 | 0 | 0 | 0 | 0 | 0 | 0 | 0 | 0 | 0 | 0 | 0 | 0 | 0 | 0 | 0 | 0 | 0 | 0 | 0 | 0 | 0 | 0
TAS1 | Gas - Steam | 0 | 0 | 0 | 0 | 0 | 0 | 0 | 0 | 0 | 0 | 0 | 0 | 0 | 0 | 0 | 0 | 0 | 0 | 0 | 0 | 0 | 0 | 0 | 0 | 0 | 0 | 0
TAS1 | OCGT / Diesel | 0.014302 | 0.020758 | 0.021166 | 55.6812 | 150.6983 | 16.5529 | 0.024259 | 0.025742 | 106.0361 | 211.9836 | 0.023541 | 0.023762 | 0.02147 | 0.021537 | 0.022903 | 0.022153 | 0.022438 | 0.032701 | 0.028593 | 0.029535 | 0.038209 | 0.025771 | 0.024769 | 0.031642 | 0.029289 | 0.032737 | 0.030161
TAS1 | Hydro | 0 | 0 | 0 | 0 | 0 | 0 | 0 | 0 | 0 | 0 | 0 | 0 | 0 | 0 | 0 | 0 | 0 | 0 | 0 | 0 | 0 | 0 | 0 | 0 | 0 | 0 | 0
TAS1 | Hydrogen Turbine | 0 | 0 | 0 | 0 | 0 | 0 | 0 | 0.011371 | 0.011851 | 0.012103 | 0.01407 | 0.018658 | 0.014363 | 0.017847 | 0.043566 | 0.045228 | 0.068715 | 0.059499 | 0.047582 | 0.057576 | 0.075924 | 0.048385 | 0.046114 | 9006.928 | 8255.991 | 11525.089 | 11107.01
TAS1 | Wind | 0 | 0 | 0 | 0 | 0 | 0 | 0 | 0 | 0 | 0 | 0 | 0 | 0 | 0 | 0 | 0 | 0 | 0 | 0 | 0 | 0 | 0 | 0 | 0 | 0 | 0 | 0
TAS1 | Solar PV | 0 | 0 | 0 | 0 | 0 | 0 | 0 | 0 | 0 | 0 | 0 | 0 | 0 | 0 | 0 | 0 | 0 | 0 | 0 | 0 | 0 | 0 | 0 | 0 | 0 | 0 | 0
TAS1 | Grid Battery | 0 | 0 | 0 | 0 | 0 | 0 | 0 | 0 | 0 | 0 | 0 | 0 | 0 | 0 | 0 | 0 | 0 | 0 | 0 | 0 | 0 | 0 | 0 | 0 | 0 | 0 | 0
TAS1 | Pumped Hydro | 0 | 0 | 0 | 0 | 0 | 0 | 0 | 0 | 0 | 0 | 0 | 0 | 0 | 0 | 0 | 0 | 0 | 0 | 0 | 0 | 0 | 0 | 0 | 0 | 0 | 0 | 0
TAS1 | VPP | 0 | 0 | 0 | 0 | 0 | 0 | 0 | 0 | 0 | 0 | 0 | 0 | 0 | 0 | 0 | 0 | 0 | 0 | 0 | 0 | 0 | 0 | 0 | 0 | 0 | 0 | 0
Total excluding storage |  | 0.014302 | 0.020758 | 0.021166 | 55.6812 | 150.6983 | 16.5529 | 0.024259 | 0.037113 | 106.0479 | 211.9957 | 0.037611 | 0.04242 | 0.035833 | 0.039383 | 0.066469 | 0.067381 | 0.091152 | 0.0922 | 0.076174 | 0.087111 | 0.11413 | 0.074156 | 0.070883 | 9006.9596 | 8256.0203 | 11525.1217 | 11107.0402

## Option 5_Build Cost
New generation build cost (CAPEX) by technology ($000s) - Option 5, Hydrogen Superpower Scenario
CAPEX | Real June 2021 dollars discounted to 1 July 2021. The total capital costs are annualised for modelling purposes.
Explicitly modelled generation
Region | Technology | 2023-24 | 2024-25 | 2025-26 | 2026-27 | 2027-28 | 2028-29 | 2029-30 | 2030-31 | 2031-32 | 2032-33 | 2033-34 | 2034-35 | 2035-36 | 2036-37 | 2037-38 | 2038-39 | 2039-40 | 2040-41 | 2041-42 | 2042-43 | 2043-44 | 2044-45 | 2045-46 | 2046-47 | 2047-48 | 2048-49 | 2049-50
NEM | Black Coal | 0 | 0 | 0 | 0 | 0 | 0 | 0 | 0 | 0 | 0 | 0 | 0 | 0 | 0 | 0 | 0 | 0 | 0 | 0 | 0 | 0 | 0 | 0 | 0 | 0 | 0 | 0
NEM | Brown Coal | 0 | 0 | 0 | 0 | 0 | 0 | 0 | 0 | 0 | 0 | 0 | 0 | 0 | 0 | 0 | 0 | 0 | 0 | 0 | 0 | 0 | 0 | 0 | 0 | 0 | 0 | 0
NEM | CCGT | 0 | 0 | 0 | 0 | 0 | 0 | 0 | 0 | 0 | 0 | 0 | 0 | 0 | 0 | 0 | 0 | 0 | 0 | 0 | 0 | 0 | 0 | 0 | 0 | 0 | 0 | 0
NEM | Gas - Steam | 0 | 0 | 0 | 0 | 0 | 0 | 0 | 0 | 0 | 0 | 0 | 0 | 0 | 0 | 0 | 0 | 0 | 0 | 0 | 0 | 0 | 0 | 0 | 0 | 0 | 0 | 0
NEM | OCGT / Diesel | 0 | 0.18026 | 0.1985 | 0.20682 | 0.19752 | 0.18799 | 0.17856 | 0.17062 | 0.16283 | 0.15468 | 0.14728 | 0.14062 | 0.13446 | 0.12846 | 0.12313 | 0.11738 | 0.11281 | 0.11175 | 0.10732 | 0.10314 | 0.10201 | 0.10166 | 0.098188 | 0.096473 | 0.092335 | 0.088811 | 0.038353
NEM | Hydro | 0 | 0 | 0 | 0 | 0 | 0 | 0 | 0 | 0 | 0 | 0 | 0 | 0 | 0 | 0 | 0 | 0 | 0 | 0 | 0 | 0 | 0 | 0 | 0 | 0 | 0 | 0
NEM | Hydrogen Turbine | 0 | 0 | 0 | 0 | 0 | 0 | 0 | 9142.0328 | 8688.5381 | 8212.4779 | 7784.34 | 7378.5233 | 7012.519 | 6628.2914 | 12448.9662 | 11799.9688 | 16611.3826 | 15701.2146 | 14882.668 | 14106.7975 | 39058.221 | 48703.0197 | 46164.0012 | 53409.0901 | 52476.2149 | 54736.2548 | 55709.7505
NEM | Wind | 0 | 2079788.1753 | 2283673.4827 | 2898046.3743 | 3704220.8906 | 4216309.6779 | 4475392.0346 | 4607254.2681 | 4622347.7441 | 4654888.357 | 5016201.3186 | 5715759.8393 | 5773369.4063 | 6028405.0696 | 6773961.9384 | 6803523.2439 | 6477696.7951 | 6418475.2065 | 6759388.1968 | 7274556.6941 | 7357104.8395 | 7163397.9411 | 7336431.3753 | 8424213.9683 | 8497509.9698 | 8267587.2715 | 7620646.3396
NEM | Solar PV | 0 | 0.23126 | 93243.6872 | 192240.9823 | 330539.8467 | 625395.9876 | 632264.5306 | 890734.64 | 902626.6615 | 1015523.4353 | 1351602.1653 | 1821875.0303 | 1774574.8171 | 1864556.7811 | 2060096.1331 | 1989420.6585 | 1960143.6254 | 1996660.3581 | 2371903.0345 | 2653677.7213 | 2909679.9366 | 2908907.0629 | 2892226.2249 | 3087629.8599 | 3042966.522 | 3029590.0444 | 3559536.026
NEM | Grid Battery | 0 | 0.58925 | 84111.2434 | 154173.2471 | 224105.6652 | 387783.1021 | 369363.7736 | 538584.9739 | 537178.8429 | 668961.7999 | 815943.7436 | 963744.0306 | 992286.4929 | 991428.961 | 1004179.493 | 953928.3417 | 931862.8509 | 939957.6336 | 1117036.0711 | 1262815.5973 | 1357674.3068 | 1394449.6155 | 1292947.6464 | 1258186.74 | 1230236.8604 | 1219409.0166 | 1525464.4244
NEM | Pumped Hydro | 0 | 0 | 183541.581 | 262805.0413 | 272421.7143 | 302516.6241 | 318843.7364 | 305680.0501 | 299212.7405 | 302674.4947 | 299669.9243 | 330228.3975 | 345902.1331 | 329948.8178 | 312747.8203 | 296443.6005 | 281738.3728 | 266301.4129 | 252418.4067 | 239259.1599 | 227390.5986 | 214931.4519 | 203726.4949 | 193105.6832 | 183526.5775 | 173470.8295 | 164427.3369
NEM | VPP | 0 | 0 | 0 | 0 | 0 | 0 | 0 | 0 | 0 | 0 | 0 | 0 | 0 | 0 | 0 | 0 | 0 | 0 | 0 | 0 | 0 | 0 | 0 | 0 | 0 | 0 | 0
Total excluding storage |  | 0 | 2079789.1761 | 2644570.1927 | 3507265.8518 | 4531288.3144 | 5532005.5797 | 5795864.2538 | 6351396.1356 | 6370054.6899 | 6650260.7194 | 7491201.639 | 8838985.9616 | 8893145.5029 | 9220968.0494 | 10163434.4743 | 10055115.9309 | 9668053.1396 | 9637095.9376 | 10515628.4844 | 11444416.0732 | 11890908.0044 | 11730389.1928 | 11771495.8409 | 13016545.4379 | 13006716.2369 | 12744793.5057 | 12925783.9158
Region | Technology | 2023-24 | 2024-25 | 2025-26 | 2026-27 | 2027-28 | 2028-29 | 2029-30 | 2030-31 | 2031-32 | 2032-33 | 2033-34 | 2034-35 | 2035-36 | 2036-37 | 2037-38 | 2038-39 | 2039-40 | 2040-41 | 2041-42 | 2042-43 | 2043-44 | 2044-45 | 2045-46 | 2046-47 | 2047-48 | 2048-49 | 2049-50
NSW1 | Black Coal | 0 | 0 | 0 | 0 | 0 | 0 | 0 | 0 | 0 | 0 | 0 | 0 | 0 | 0 | 0 | 0 | 0 | 0 | 0 | 0 | 0 | 0 | 0 | 0 | 0 | 0 | 0
NSW1 | Brown Coal | 0 | 0 | 0 | 0 | 0 | 0 | 0 | 0 | 0 | 0 | 0 | 0 | 0 | 0 | 0 | 0 | 0 | 0 | 0 | 0 | 0 | 0 | 0 | 0 | 0 | 0 | 0
NSW1 | CCGT | 0 | 0 | 0 | 0 | 0 | 0 | 0 | 0 | 0 | 0 | 0 | 0 | 0 | 0 | 0 | 0 | 0 | 0 | 0 | 0 | 0 | 0 | 0 | 0 | 0 | 0 | 0
NSW1 | Gas - Steam | 0 | 0 | 0 | 0 | 0 | 0 | 0 | 0 | 0 | 0 | 0 | 0 | 0 | 0 | 0 | 0 | 0 | 0 | 0 | 0 | 0 | 0 | 0 | 0 | 0 | 0 | 0
NSW1 | OCGT / Diesel | 0 | 0.12762 | 0.12332 | 0.11689 | 0.11109 | 0.10501 | 0.099532 | 0.094386 | 0.089704 | 0.084789 | 0.080369 | 0.076179 | 0.0724 | 0.068437 | 0.064879 | 0.061497 | 0.058449 | 0.055259 | 0.052382 | 0.04966 | 0.047207 | 0.044627 | 0.043229 | 0.041014 | 0.038987 | 0.036856 | 0.0015101
NSW1 | Hydro | 0 | 0 | 0 | 0 | 0 | 0 | 0 | 0 | 0 | 0 | 0 | 0 | 0 | 0 | 0 | 0 | 0 | 0 | 0 | 0 | 0 | 0 | 0 | 0 | 0 | 0 | 0
NSW1 | Hydrogen Turbine | 0 | 0 | 0 | 0 | 0 | 0 | 0 | 9142.0074 | 8688.5135 | 8212.4539 | 7784.3165 | 7378.4991 | 7012.4849 | 6628.258 | 7482.2907 | 7092.2187 | 6740.4056 | 6371.0864 | 6038.9445 | 5724.118 | 5440.1702 | 5142.0934 | 4874.023 | 12654.3196 | 12026.5956 | 11367.6364 | 10775.0108
NSW1 | Wind | 0 | 709975.5158 | 672963.1189 | 895024.6964 | 1213028.7698 | 1184817.6116 | 1148254.2893 | 1185046.8528 | 1126261.9972 | 1233970.8535 | 1169640.6459 | 1123749.687 | 1068005.5139 | 1079617.5338 | 1077984.1392 | 1059395.9765 | 1006844.1007 | 1011957.1563 | 1135543.906 | 1076344.9418 | 1040214.6701 | 983219.4052 | 953862.6138 | 1090934.8678 | 1036818.5428 | 980009.3591 | 742903.1049
NSW1 | Solar PV | 0 | 0.06096 | 70614.1828 | 139280.435 | 172403.8253 | 261760.2883 | 248114.0605 | 337508.0703 | 339128.5406 | 367864.4373 | 366638.9694 | 370128.0833 | 351767.6902 | 356779.1829 | 454737.1046 | 431030.4312 | 409648.9459 | 423199.9848 | 401137.4276 | 405591.2306 | 425512.5358 | 402197.9253 | 381230.2612 | 429836.9501 | 408514.6681 | 386131.4019 | 371128.2243
NSW1 | Grid Battery | 0 | 0.38416 | 84110.5252 | 113877.9796 | 136247.6005 | 153466.5596 | 147262.7797 | 297886.3557 | 283109.5594 | 278636.4975 | 264110.4602 | 250341.6688 | 273713.7418 | 260632.9886 | 311481.8049 | 295243.4181 | 280597.7228 | 265223.2854 | 255198.8415 | 260983.0956 | 256599.1782 | 254407.4292 | 212339.0271 | 193238.3691 | 174473.3516 | 174001.5468 | 171349.7629
NSW1 | Pumped Hydro | 0 | 0 | 67383.6712 | 63870.7814 | 60702.4397 | 77996.8923 | 73930.7038 | 70076.4975 | 66600.317 | 62951.1638 | 59669.3497 | 56558.6255 | 53753.006 | 50807.7805 | 48159.0339 | 45648.3734 | 43383.9626 | 41006.8761 | 38869.077 | 36842.7271 | 35015.1249 | 33096.5822 | 31371.168 | 29735.7045 | 28260.6497 | 26712.197 | 25319.6182
NSW1 | VPP | 0 | 0 | 0 | 0 | 0 | 0 | 0 | 0 | 0 | 0 | 0 | 0 | 0 | 0 | 0 | 0 | 0 | 0 | 0 | 0 | 0 | 0 | 0 | 0 | 0 | 0 | 0
Total excluding storage |  | 0 | 709976.0885 | 895071.6214 | 1212054.0092 | 1582382.7464 | 1678041.4568 | 1617561.9328 | 1899659.878 | 1823789.0174 | 1951635.4908 | 1867843.8221 | 1808156.6398 | 1754252.5092 | 1754465.8123 | 1899844.4382 | 1838410.4794 | 1747215.196 | 1747758.4443 | 1836788.2489 | 1785486.1628 | 1762781.7264 | 1678063.4799 | 1583677.1364 | 1756400.2521 | 1660093.8467 | 1578222.1781 | 1321475.7226
Region | Technology | 2023-24 | 2024-25 | 2025-26 | 2026-27 | 2027-28 | 2028-29 | 2029-30 | 2030-31 | 2031-32 | 2032-33 | 2033-34 | 2034-35 | 2035-36 | 2036-37 | 2037-38 | 2038-39 | 2039-40 | 2040-41 | 2041-42 | 2042-43 | 2043-44 | 2044-45 | 2045-46 | 2046-47 | 2047-48 | 2048-49 | 2049-50
QLD1 | Black Coal | 0 | 0 | 0 | 0 | 0 | 0 | 0 | 0 | 0 | 0 | 0 | 0 | 0 | 0 | 0 | 0 | 0 | 0 | 0 | 0 | 0 | 0 | 0 | 0 | 0 | 0 | 0
QLD1 | Brown Coal | 0 | 0 | 0 | 0 | 0 | 0 | 0 | 0 | 0 | 0 | 0 | 0 | 0 | 0 | 0 | 0 | 0 | 0 | 0 | 0 | 0 | 0 | 0 | 0 | 0 | 0 | 0
QLD1 | CCGT | 0 | 0 | 0 | 0 | 0 | 0 | 0 | 0 | 0 | 0 | 0 | 0 | 0 | 0 | 0 | 0 | 0 | 0 | 0 | 0 | 0 | 0 | 0 | 0 | 0 | 0 | 0
QLD1 | Gas - Steam | 0 | 0 | 0 | 0 | 0 | 0 | 0 | 0 | 0 | 0 | 0 | 0 | 0 | 0 | 0 | 0 | 0 | 0 | 0 | 0 | 0 | 0 | 0 | 0 | 0 | 0 | 0
QLD1 | OCGT / Diesel | 0 | 0.013339 | 0.037912 | 0.035955 | 0.034204 | 0.033221 | 0.031489 | 0.029848 | 0.028367 | 0.026813 | 0.025415 | 0.02409 | 0.022895 | 0.021641 | 0.020512 | 0.019443 | 0.018483 | 0.017797 | 0.016882 | 0.016133 | 0.015654 | 0.014877 | 0.014449 | 0.015806 | 0.015036 | 0.014229 | 0.010035
QLD1 | Hydro | 0 | 0 | 0 | 0 | 0 | 0 | 0 | 0 | 0 | 0 | 0 | 0 | 0 | 0 | 0 | 0 | 0 | 0 | 0 | 0 | 0 | 0 | 0 | 0 | 0 | 0 | 0
QLD1 | Hydrogen Turbine | 0 | 0 | 0 | 0 | 0 | 0 | 0 | 0.012697 | 0.012067 | 0.011406 | 0.010811 | 0.010255 | 0.0097509 | 0.0092234 | 0.0087564 | 0.0083056 | 0.0079025 | 0.007479 | 0.0070999 | 0.006821 | 0.0068877 | 0.0067469 | 0.0069652 | 0.0094781 | 0.0090108 | 0.0085215 | 0.0080927
QLD1 | Wind | 0 | 648844.8661 | 865230.2817 | 988945.0909 | 1138376.8037 | 1152144.8047 | 1326823.6888 | 1396636.8434 | 1401037.0528 | 1390320.34 | 1590042.9177 | 2214426.9944 | 2279631.5656 | 2336351.5456 | 2572584.6039 | 2516140.5514 | 2391326.1104 | 2260301.0105 | 2292620.5241 | 2807497.0129 | 2809676.4848 | 2865131.5068 | 3215018.6275 | 3799439.102 | 3622089.8923 | 3476287.6944 | 3211722.6916
QLD1 | Solar PV | 0 | 0.040308 | 11691.7425 | 28335.6697 | 62552.6722 | 208393.0832 | 225958.9977 | 278218.0317 | 302131.5221 | 331703.7757 | 463230.1918 | 732260.7774 | 703764.4699 | 705827.8079 | 754904.1087 | 715548.9184 | 680053.7478 | 738593.5491 | 772688.8339 | 1052501.7999 | 1092963.8057 | 1191732.1332 | 1264572.2622 | 1324765.1407 | 1259049.4873 | 1190063.8621 | 1709943.5859
QLD1 | Grid Battery | 0 | 0.057029 | 0.55478 | 0.54209 | 0.70517 | 151273.0484 | 143386.7758 | 135911.6366 | 129169.6712 | 172561.2987 | 284157.5461 | 403903.8603 | 393750.3075 | 372176.0077 | 352773.4671 | 335269.0617 | 318637.87 | 360332.3461 | 344869.9134 | 490565.1022 | 503730.2463 | 561190.8767 | 531934.3997 | 504203.2395 | 479191.9145 | 435642.2294 | 757819.1409
QLD1 | Pumped Hydro | 0 | 0 | 116157.5597 | 194098.2688 | 207123.0154 | 205305.1705 | 194602.0575 | 184456.9268 | 175306.8465 | 165701.4636 | 157062.999 | 148874.881 | 141489.8663 | 133737.3776 | 126765.2869 | 120156.6701 | 114196.237 | 107939.2163 | 102312.0535 | 96978.25 | 92167.5944 | 87117.5634 | 82575.8895 | 78270.9854 | 74388.3131 | 70312.4413 | 66646.864
QLD1 | VPP | 0 | 0 | 0 | 0 | 0 | 0 | 0 | 0 | 0 | 0 | 0 | 0 | 0 | 0 | 0 | 0 | 0 | 0 | 0 | 0 | 0 | 0 | 0 | 0 | 0 | 0 | 0
Total excluding storage |  | 0 | 648844.9768 | 993080.1766 | 1211379.6074 | 1408053.2307 | 1717116.1401 | 1890771.5513 | 1995223.481 | 2007645.1331 | 2060286.9163 | 2494493.6908 | 3499466.5474 | 3518636.242 | 3548092.7697 | 3807027.4959 | 3687115.2294 | 3504213.9916 | 3467166.1473 | 3512491.3489 | 4447542.188 | 4498538.1537 | 4705172.1017 | 5094101.2003 | 5706678.4929 | 5434719.6313 | 5172306.2499 | 5746132.3005
Region | Technology | 2023-24 | 2024-25 | 2025-26 | 2026-27 | 2027-28 | 2028-29 | 2029-30 | 2030-31 | 2031-32 | 2032-33 | 2033-34 | 2034-35 | 2035-36 | 2036-37 | 2037-38 | 2038-39 | 2039-40 | 2040-41 | 2041-42 | 2042-43 | 2043-44 | 2044-45 | 2045-46 | 2046-47 | 2047-48 | 2048-49 | 2049-50
VIC1 | Black Coal | 0 | 0 | 0 | 0 | 0 | 0 | 0 | 0 | 0 | 0 | 0 | 0 | 0 | 0 | 0 | 0 | 0 | 0 | 0 | 0 | 0 | 0 | 0 | 0 | 0 | 0 | 0
VIC1 | Brown Coal | 0 | 0 | 0 | 0 | 0 | 0 | 0 | 0 | 0 | 0 | 0 | 0 | 0 | 0 | 0 | 0 | 0 | 0 | 0 | 0 | 0 | 0 | 0 | 0 | 0 | 0 | 0
VIC1 | CCGT | 0 | 0 | 0 | 0 | 0 | 0 | 0 | 0 | 0 | 0 | 0 | 0 | 0 | 0 | 0 | 0 | 0 | 0 | 0 | 0 | 0 | 0 | 0 | 0 | 0 | 0 | 0
VIC1 | Gas - Steam | 0 | 0 | 0 | 0 | 0 | 0 | 0 | 0 | 0 | 0 | 0 | 0 | 0 | 0 | 0 | 0 | 0 | 0 | 0 | 0 | 0 | 0 | 0 | 0 | 0 | 0 | 0
VIC1 | OCGT / Diesel | 0 | 0.015268 | 0.014472 | 0.030127 | 0.028671 | 0.027108 | 0.025694 | 0.024355 | 0.023147 | 0.021878 | 0.020738 | 0.019657 | 0.018682 | 0.017658 | 0.016741 | 0.015871 | 0.015099 | 0.015535 | 0.015227 | 0.014448 | 0.014517 | 0.018729 | 0.017759 | 0.016841 | 0.016013 | 0.015141 | 0.010365
VIC1 | Hydro | 0 | 0 | 0 | 0 | 0 | 0 | 0 | 0 | 0 | 0 | 0 | 0 | 0 | 0 | 0 | 0 | 0 | 0 | 0 | 0 | 0 | 0 | 0 | 0 | 0 | 0 | 0
VIC1 | Hydrogen Turbine | 0 | 0 | 0 | 0 | 0 | 0 | 0 | 0 | 0 | 0 | 0 | 0 | 0.011131 | 0.010552 | 4966.6468 | 4707.7222 | 9870.9458 | 9330.0986 | 8843.6954 | 8382.6497 | 33618.0157 | 43560.893 | 41289.946 | 39137.39 | 38912.4698 | 41220.9533 | 42719.4001
VIC1 | Wind | 0 | 314889.1709 | 321989.0619 | 432739.4492 | 575408.6199 | 713329.3504 | 676141.5654 | 649213.5021 | 617008.9348 | 583201.8866 | 648866.9268 | 616120.8165 | 585557.828 | 607889.9919 | 643104.5327 | 772167.6362 | 745529.6444 | 738873.2159 | 705145.1931 | 765429.5349 | 838167.7746 | 792243.0286 | 776266.7196 | 830305.7851 | 963565.1974 | 911818.1977 | 791767.5247
VIC1 | Solar PV | 0 | 0.040938 | 0.063848 | 14257.372 | 55088.0476 | 52069.6755 | 49355.1427 | 81088.4373 | 77066.0039 | 88972.186 | 84333.8259 | 118771.5967 | 112879.8709 | 113610.8843 | 116320.9086 | 110828.9279 | 122053.9819 | 121089.61 | 201920.3107 | 191393.6596 | 236517.1799 | 223557.9708 | 211903.2902 | 208185.992 | 212537.2868 | 219618.6681 | 216351.963
VIC1 | Grid Battery | 0 | 0.060627 | 0.059432 | 40294.5258 | 87857.1592 | 83043.3047 | 78714.033 | 74610.4584 | 70909.3685 | 85204.644 | 87757.6216 | 83182.5799 | 94197.1584 | 102686.2735 | 97332.962 | 93387.4929 | 102141.1892 | 96544.6865 | 131056.9895 | 124224.6348 | 122294.0853 | 129829.4447 | 123061.0845 | 112717.3215 | 94935.6406 | 110776.4908 | 105001.4132
VIC1 | Pumped Hydro | 0 | 0 | 0.10983 | 4835.6372 | 4595.7649 | 4343.9546 | 4117.4925 | 3902.8366 | 3709.2344 | 3505.9987 | 3323.2215 | 3149.9731 | 2993.7171 | 2829.6859 | 2682.1668 | 2542.3383 | 2416.2244 | 2283.8351 | 2164.7727 | 2051.9173 | 1950.131 | 1843.2798 | 1747.1847 | 1656.0993 | 1573.9477 | 1487.7083 | 1410.1501
VIC1 | VPP | 0 | 0 | 0 | 0 | 0 | 0 | 0 | 0 | 0 | 0 | 0 | 0 | 0 | 0 | 0 | 0 | 0 | 0 | 0 | 0 | 0 | 0 | 0 | 0 | 0 | 0 | 0
Total excluding storage |  | 0 | 314889.2877 | 321989.3095 | 492127.0144 | 722949.6202 | 852786.3123 | 808328.2592 | 808815.2587 | 768693.5647 | 760884.7371 | 824281.6166 | 821224.9858 | 795628.6042 | 827016.8639 | 864407.2337 | 983634.1334 | 982012.0007 | 968121.4618 | 1049130.9766 | 1091482.4108 | 1232547.2011 | 1191034.6357 | 1154268.2428 | 1192002.6049 | 1311524.5584 | 1284922.0334 | 1157250.4614
Region | Technology | 2023-24 | 2024-25 | 2025-26 | 2026-27 | 2027-28 | 2028-29 | 2029-30 | 2030-31 | 2031-32 | 2032-33 | 2033-34 | 2034-35 | 2035-36 | 2036-37 | 2037-38 | 2038-39 | 2039-40 | 2040-41 | 2041-42 | 2042-43 | 2043-44 | 2044-45 | 2045-46 | 2046-47 | 2047-48 | 2048-49 | 2049-50
SA1 | Black Coal | 0 | 0 | 0 | 0 | 0 | 0 | 0 | 0 | 0 | 0 | 0 | 0 | 0 | 0 | 0 | 0 | 0 | 0 | 0 | 0 | 0 | 0 | 0 | 0 | 0 | 0 | 0
SA1 | Brown Coal | 0 | 0 | 0 | 0 | 0 | 0 | 0 | 0 | 0 | 0 | 0 | 0 | 0 | 0 | 0 | 0 | 0 | 0 | 0 | 0 | 0 | 0 | 0 | 0 | 0 | 0 | 0
SA1 | CCGT | 0 | 0 | 0 | 0 | 0 | 0 | 0 | 0 | 0 | 0 | 0 | 0 | 0 | 0 | 0 | 0 | 0 | 0 | 0 | 0 | 0 | 0 | 0 | 0 | 0 | 0 | 0
SA1 | Gas - Steam | 0 | 0 | 0 | 0 | 0 | 0 | 0 | 0 | 0 | 0 | 0 | 0 | 0 | 0 | 0 | 0 | 0 | 0 | 0 | 0 | 0 | 0 | 0 | 0 | 0 | 0 | 0
SA1 | OCGT / Diesel | 0 | 0.012614 | 0.011963 | 0.01354 | 0.012869 | 0.012179 | 0.011561 | 0.011867 | 0.011307 | 0.010736 | 0.010554 | 0.01054 | 0.010402 | 0.010452 | 0.010675 | 0.010347 | 0.010455 | 0.011725 | 0.011426 | 0.011711 | 0.013173 | 0.012473 | 0.011865 | 0.011475 | 0.011247 | 0.011392 | 0.0081389
SA1 | Hydro | 0 | 0 | 0 | 0 | 0 | 0 | 0 | 0 | 0 | 0 | 0 | 0 | 0 | 0 | 0 | 0 | 0 | 0 | 0 | 0 | 0 | 0 | 0 | 0 | 0 | 0 | 0
SA1 | Hydrogen Turbine | 0 | 0 | 0 | 0 | 0 | 0 | 0 | 0.007146 | 0.0068213 | 0.0064817 | 0.0066567 | 0.0074454 | 0.0070971 | 0.0070724 | 0.0094797 | 0.0090089 | 0.0091743 | 0.0086774 | 0.0082377 | 0.0095119 | 0.013035 | 0.01232 | 0.011681 | 0.011082 | 0.010539 | 0.012048 | 0.011862
SA1 | Wind | 0 | 180992.9229 | 171557.2731 | 312797.8856 | 297281.5766 | 649265.0366 | 629200.0359 | 699537.249 | 664836.3462 | 628408.7462 | 742105.8666 | 703417.8835 | 804937.7113 | 907931.2398 | 1173242.301 | 1215457.1943 | 1155163.8394 | 1185944.9565 | 1406618.3331 | 1469398.7195 | 1499384.2622 | 1417230.2547 | 1343346.2136 | 1493555.8672 | 1628639.099 | 1620598.6362 | 1721023.8865
SA1 | Solar PV | 0 | 0.070597 | 10937.6767 | 10367.4664 | 32410.6433 | 90930.111 | 86189.9162 | 152777.1622 | 145198.5729 | 190023.4849 | 301116.4831 | 367982.8247 | 355379.3508 | 415699.886 | 444279.2126 | 421117.7374 | 426201.846 | 402849.467 | 701438.2182 | 666888.2997 | 818185.2509 | 773355.3838 | 733038.2787 | 739947.7396 | 728638.4935 | 722415.8605 | 759509.063
SA1 | Grid Battery | 0 | 0.052086 | 0.064654 | 0.15484 | 0.1474 | 0.13933 | 0.13219 | 30176.4608 | 53990.1505 | 132559.2497 | 179917.9882 | 226315.7985 | 230625.1495 | 255933.5211 | 242591.0153 | 229944.0906 | 230405.9102 | 217781.5488 | 375938.1913 | 356339.518 | 445870.5154 | 421440.4362 | 399469.6027 | 378644.1412 | 359861.3227 | 360273.3184 | 359810.2884
SA1 | Pumped Hydro | 0 | 0 | 0.11443 | 0.18448 | 0.17884 | 0.17811 | 0.16898 | 0.16421 | 0.15609 | 0.14774 | 0.1414 | 0.13726 | 0.13205 | 0.1326 | 0.12639 | 0.12001 | 0.12272 | 0.11673 | 0.11579 | 0.11569 | 0.12148 | 0.11485 | 0.1089 | 0.10329 | 0.098596 | 0.10206 | 0.10664
SA1 | VPP | 0 | 0 | 0 | 0 | 0 | 0 | 0 | 0 | 0 | 0 | 0 | 0 | 0 | 0 | 0 | 0 | 0 | 0 | 0 | 0 | 0 | 0 | 0 | 0 | 0 | 0 | 0
Total excluding storage |  | 0 | 180993.0582 | 182495.1408 | 323165.7049 | 329692.559 | 740195.4772 | 715390.2648 | 882491.0551 | 864025.2438 | 950991.6458 | 1223140.4966 | 1297716.6619 | 1390942.3611 | 1579564.797 | 1860112.6756 | 1866519.1616 | 1811771.738 | 1806576.1095 | 2483994.8781 | 2492626.6741 | 2763440.1762 | 2612026.2144 | 2475854.2275 | 2612147.8739 | 2717139.0355 | 2703287.9406 | 2840343.3646
Region | Technology | 2023-24 | 2024-25 | 2025-26 | 2026-27 | 2027-28 | 2028-29 | 2029-30 | 2030-31 | 2031-32 | 2032-33 | 2033-34 | 2034-35 | 2035-36 | 2036-37 | 2037-38 | 2038-39 | 2039-40 | 2040-41 | 2041-42 | 2042-43 | 2043-44 | 2044-45 | 2045-46 | 2046-47 | 2047-48 | 2048-49 | 2049-50
TAS1 | Black Coal | 0 | 0 | 0 | 0 | 0 | 0 | 0 | 0 | 0 | 0 | 0 | 0 | 0 | 0 | 0 | 0 | 0 | 0 | 0 | 0 | 0 | 0 | 0 | 0 | 0 | 0 | 0
TAS1 | Brown Coal | 0 | 0 | 0 | 0 | 0 | 0 | 0 | 0 | 0 | 0 | 0 | 0 | 0 | 0 | 0 | 0 | 0 | 0 | 0 | 0 | 0 | 0 | 0 | 0 | 0 | 0 | 0
TAS1 | CCGT | 0 | 0 | 0 | 0 | 0 | 0 | 0 | 0 | 0 | 0 | 0 | 0 | 0 | 0 | 0 | 0 | 0 | 0 | 0 | 0 | 0 | 0 | 0 | 0 | 0 | 0 | 0
TAS1 | Gas - Steam | 0 | 0 | 0 | 0 | 0 | 0 | 0 | 0 | 0 | 0 | 0 | 0 | 0 | 0 | 0 | 0 | 0 | 0 | 0 | 0 | 0 | 0 | 0 | 0 | 0 | 0 | 0
TAS1 | OCGT / Diesel | 0 | 0.011426 | 0.01083 | 0.010308 | 0.010681 | 0.010476 | 0.010279 | 0.010166 | 0.010304 | 0.010464 | 0.010204 | 0.010156 | 0.010077 | 0.010274 | 0.010323 | 0.010218 | 0.010321 | 0.011435 | 0.011402 | 0.011188 | 0.01146 | 0.010953 | 0.010886 | 0.011338 | 0.011051 | 0.011193 | 0.0083037
TAS1 | Hydro | 0 | 0 | 0 | 0 | 0 | 0 | 0 | 0 | 0 | 0 | 0 | 0 | 0 | 0 | 0 | 0 | 0 | 0 | 0 | 0 | 0 | 0 | 0 | 0 | 0 | 0 | 0
TAS1 | Hydrogen Turbine | 0 | 0 | 0 | 0 | 0 | 0 | 0 | 0.0055459 | 0.0057812 | 0.0060576 | 0.0059849 | 0.0064825 | 0.0061869 | 0.0066043 | 0.010417 | 0.010565 | 0.01419 | 0.013422 | 0.01273 | 0.013424 | 0.015082 | 0.01426 | 0.013523 | 1617.3599 | 1537.13 | 2147.6446 | 2215.3196
TAS1 | Wind | 0 | 225085.6997 | 251933.7471 | 268539.2521 | 480125.1206 | 516752.8745 | 694972.4552 | 676819.8209 | 813203.413 | 818986.5307 | 865544.9615 | 1058044.4579 | 1035236.7875 | 1096614.7584 | 1307046.3616 | 1240361.8856 | 1178833.1001 | 1221398.8673 | 1219460.2404 | 1155886.485 | 1169661.6479 | 1105573.7458 | 1047937.2008 | 1209978.3462 | 1246397.2381 | 1278873.3842 | 1153229.1319
TAS1 | Solar PV | 0 | 0.018455 | 0.021372 | 0.039223 | 8084.6583 | 12242.8296 | 22646.4135 | 41142.9386 | 39102.022 | 36959.5513 | 136282.695 | 232731.7483 | 250783.4352 | 272639.0201 | 289854.7985 | 310894.6436 | 322185.1039 | 310927.7472 | 294718.2441 | 337302.7315 | 336501.1643 | 318063.6497 | 301482.1325 | 384894.0375 | 434226.5864 | 511360.2518 | 502603.1898
TAS1 | Grid Battery | 0 | 0.035341 | 0.039285 | 0.04473 | 0.052927 | 0.050041 | 0.052964 | 0.062497 | 0.09323 | 0.10997 | 0.12747 | 0.12313 | 0.13576 | 0.17011 | 0.24367 | 84.2784 | 80.1586 | 75.7667 | 9972.1355 | 30703.2467 | 29180.2815 | 27581.4287 | 26143.5324 | 69383.6685 | 121774.6311 | 138715.4312 | 131483.8192
TAS1 | Pumped Hydro | 0 | 0 | 0.12582 | 0.16945 | 0.31557 | 14870.4286 | 46193.3137 | 47243.625 | 53596.1866 | 70515.7209 | 79614.2128 | 121644.7807 | 147665.4116 | 142573.8411 | 135141.2063 | 128096.0987 | 121741.8261 | 115071.3687 | 109072.3877 | 103386.1497 | 98257.6268 | 92873.9117 | 88032.1438 | 83442.7906 | 79303.5684 | 74958.3808 | 71050.5979
TAS1 | VPP | 0 | 0 | 0 | 0 | 0 | 0 | 0 | 0 | 0 | 0 | 0 | 0 | 0 | 0 | 0 | 0 | 0 | 0 | 0 | 0 | 0 | 0 | 0 | 0 | 0 | 0 | 0
Total excluding storage |  | 0 | 225085.7649 | 251933.9444 | 268539.5159 | 488210.1581 | 543866.1933 | 763812.2456 | 765206.4627 | 905901.731 | 926461.9295 | 1081442.0129 | 1412421.1266 | 1433685.7864 | 1511827.8066 | 1732042.6309 | 1679436.9271 | 1622840.2133 | 1647473.7747 | 1633223.0318 | 1627278.6375 | 1633600.747 | 1544092.7611 | 1463595.0339 | 1749316.2141 | 1883239.165 | 2006055.1037 | 1860582.0667

## Option 5_Rehab Cost
Rehabilition cost by technology ($000s) - Option 5, Hydrogen Superpower Scenario
Rehab | Real June 2021 dollars discounted to 1 July 2021
Explicitly modelled generation
Region | Technology | 2023-24 | 2024-25 | 2025-26 | 2026-27 | 2027-28 | 2028-29 | 2029-30 | 2030-31 | 2031-32 | 2032-33 | 2033-34 | 2034-35 | 2035-36 | 2036-37 | 2037-38 | 2038-39 | 2039-40 | 2040-41 | 2041-42 | 2042-43 | 2043-44 | 2044-45 | 2045-46 | 2046-47 | 2047-48 | 2048-49 | 2049-50
NEM | Black Coal | 0 | 0 | 0 | 0 | 0 | 0 | 0 | 0 | 0 | 0 | 0 | 0 | 0 | 0 | 0 | 0 | 0 | 0 | 0 | 0 | 0 | 0 | 0 | 0 | 0 | 0 | 0
NEM | Brown Coal | 0 | 0 | 0 | 0 | 0 | 0 | 0 | 0 | 0 | 0 | 0 | 0 | 0 | 0 | 0 | 0 | 0 | 0 | 0 | 0 | 0 | 0 | 0 | 0 | 0 | 0 | 0
NEM | CCGT | 0 | 0 | 0 | 0 | 0 | 0 | 0 | 0 | 0 | 0 | 0 | 0 | 0 | 0 | 0 | 0 | 0 | 0 | 0 | 0 | 0 | 0 | 0 | 0 | 0 | 0 | 0
NEM | Gas - Steam | 0 | 0 | 0 | 0 | 0 | 0 | 0 | 0 | 0 | 0 | 0 | 0 | 0 | 0 | 0 | 0 | 0 | 0 | 0 | 0 | 0 | 0 | 0 | 0 | 0 | 0 | 0
NEM | OCGT / Diesel | 0 | 0 | 0 | 0 | 0 | 0 | 0 | 0 | 0 | 0 | 0 | 0 | 0 | 0 | 0 | 0 | 0 | 0 | 0 | 0 | 0 | 0 | 0 | 0 | 0 | 0 | 0
NEM | Hydro | 0 | 0 | 0 | 0 | 0 | 0 | 0 | 0 | 0 | 0 | 0 | 0 | 0 | 0 | 0 | 0 | 0 | 0 | 0 | 0 | 0 | 0 | 0 | 0 | 0 | 0 | 0
NEM | Hydrogen Turbine | 0 | 0 | 0 | 0 | 0 | 0 | 0 | 0 | 0 | 0 | 0 | 0 | 0 | 0 | 0 | 0 | 0 | 0 | 0 | 0 | 0 | 0 | 0 | 0 | 0 | 0 | 0
NEM | Wind | 0 | 0 | 0 | 0 | 0 | 0 | 0 | 0 | 0 | 0 | 0 | 0 | 0 | 0 | 0 | 0 | 0 | 0 | 0 | 0 | 0 | 0 | 0 | 0 | 0 | 0 | 0
NEM | Solar PV | 0 | 0 | 0 | 0 | 0 | 0 | 0 | 0 | 0 | 0 | 0 | 0 | 0 | 0 | 0 | 0 | 0 | 0 | 0 | 0 | 0 | 0 | 0 | 0 | 0 | 0 | 0
NEM | Grid Battery | 0 | 0 | 0 | 0 | 0 | 0 | 0 | 0 | 0 | 0 | 0 | 0 | 0 | 0 | 0 | 0 | 0 | 0 | 0 | 0 | 0 | 0 | 0 | 0 | 0 | 0 | 0
NEM | Pumped Hydro | 0 | 0 | 0 | 0 | 0 | 0 | 0 | 0 | 0 | 0 | 0 | 0 | 0 | 0 | 0 | 0 | 0 | 0 | 0 | 0 | 0 | 0 | 0 | 0 | 0 | 0 | 0
NEM | VPP | 0 | 0 | 0 | 0 | 0 | 0 | 0 | 0 | 0 | 0 | 0 | 0 | 0 | 0 | 0 | 0 | 0 | 0 | 0 | 0 | 0 | 0 | 0 | 0 | 0 | 0 | 0
Total excluding storage |  | 0 | 0 | 0 | 0 | 0 | 0 | 0 | 0 | 0 | 0 | 0 | 0 | 0 | 0 | 0 | 0 | 0 | 0 | 0 | 0 | 0 | 0 | 0 | 0 | 0 | 0 | 0
Region | Technology | 2023-24 | 2024-25 | 2025-26 | 2026-27 | 2027-28 | 2028-29 | 2029-30 | 2030-31 | 2031-32 | 2032-33 | 2033-34 | 2034-35 | 2035-36 | 2036-37 | 2037-38 | 2038-39 | 2039-40 | 2040-41 | 2041-42 | 2042-43 | 2043-44 | 2044-45 | 2045-46 | 2046-47 | 2047-48 | 2048-49 | 2049-50
NSW1 | Black Coal | 0 | 0 | 0 | 0 | 0 | 0 | 0 | 0 | 0 | 0 | 0 | 0 | 0 | 0 | 0 | 0 | 0 | 0 | 0 | 0 | 0 | 0 | 0 | 0 | 0 | 0 | 0
NSW1 | Brown Coal | 0 | 0 | 0 | 0 | 0 | 0 | 0 | 0 | 0 | 0 | 0 | 0 | 0 | 0 | 0 | 0 | 0 | 0 | 0 | 0 | 0 | 0 | 0 | 0 | 0 | 0 | 0
NSW1 | CCGT | 0 | 0 | 0 | 0 | 0 | 0 | 0 | 0 | 0 | 0 | 0 | 0 | 0 | 0 | 0 | 0 | 0 | 0 | 0 | 0 | 0 | 0 | 0 | 0 | 0 | 0 | 0
NSW1 | Gas - Steam | 0 | 0 | 0 | 0 | 0 | 0 | 0 | 0 | 0 | 0 | 0 | 0 | 0 | 0 | 0 | 0 | 0 | 0 | 0 | 0 | 0 | 0 | 0 | 0 | 0 | 0 | 0
NSW1 | OCGT / Diesel | 0 | 0 | 0 | 0 | 0 | 0 | 0 | 0 | 0 | 0 | 0 | 0 | 0 | 0 | 0 | 0 | 0 | 0 | 0 | 0 | 0 | 0 | 0 | 0 | 0 | 0 | 0
NSW1 | Hydro | 0 | 0 | 0 | 0 | 0 | 0 | 0 | 0 | 0 | 0 | 0 | 0 | 0 | 0 | 0 | 0 | 0 | 0 | 0 | 0 | 0 | 0 | 0 | 0 | 0 | 0 | 0
NSW1 | Hydrogen Turbine | 0 | 0 | 0 | 0 | 0 | 0 | 0 | 0 | 0 | 0 | 0 | 0 | 0 | 0 | 0 | 0 | 0 | 0 | 0 | 0 | 0 | 0 | 0 | 0 | 0 | 0 | 0
NSW1 | Wind | 0 | 0 | 0 | 0 | 0 | 0 | 0 | 0 | 0 | 0 | 0 | 0 | 0 | 0 | 0 | 0 | 0 | 0 | 0 | 0 | 0 | 0 | 0 | 0 | 0 | 0 | 0
NSW1 | Solar PV | 0 | 0 | 0 | 0 | 0 | 0 | 0 | 0 | 0 | 0 | 0 | 0 | 0 | 0 | 0 | 0 | 0 | 0 | 0 | 0 | 0 | 0 | 0 | 0 | 0 | 0 | 0
NSW1 | Grid Battery | 0 | 0 | 0 | 0 | 0 | 0 | 0 | 0 | 0 | 0 | 0 | 0 | 0 | 0 | 0 | 0 | 0 | 0 | 0 | 0 | 0 | 0 | 0 | 0 | 0 | 0 | 0
NSW1 | Pumped Hydro | 0 | 0 | 0 | 0 | 0 | 0 | 0 | 0 | 0 | 0 | 0 | 0 | 0 | 0 | 0 | 0 | 0 | 0 | 0 | 0 | 0 | 0 | 0 | 0 | 0 | 0 | 0
NSW1 | VPP | 0 | 0 | 0 | 0 | 0 | 0 | 0 | 0 | 0 | 0 | 0 | 0 | 0 | 0 | 0 | 0 | 0 | 0 | 0 | 0 | 0 | 0 | 0 | 0 | 0 | 0 | 0
Total excluding storage |  | 0 | 0 | 0 | 0 | 0 | 0 | 0 | 0 | 0 | 0 | 0 | 0 | 0 | 0 | 0 | 0 | 0 | 0 | 0 | 0 | 0 | 0 | 0 | 0 | 0 | 0 | 0
Region | Technology | 2023-24 | 2024-25 | 2025-26 | 2026-27 | 2027-28 | 2028-29 | 2029-30 | 2030-31 | 2031-32 | 2032-33 | 2033-34 | 2034-35 | 2035-36 | 2036-37 | 2037-38 | 2038-39 | 2039-40 | 2040-41 | 2041-42 | 2042-43 | 2043-44 | 2044-45 | 2045-46 | 2046-47 | 2047-48 | 2048-49 | 2049-50
QLD1 | Black Coal | 0 | 0 | 0 | 0 | 0 | 0 | 0 | 0 | 0 | 0 | 0 | 0 | 0 | 0 | 0 | 0 | 0 | 0 | 0 | 0 | 0 | 0 | 0 | 0 | 0 | 0 | 0
QLD1 | Brown Coal | 0 | 0 | 0 | 0 | 0 | 0 | 0 | 0 | 0 | 0 | 0 | 0 | 0 | 0 | 0 | 0 | 0 | 0 | 0 | 0 | 0 | 0 | 0 | 0 | 0 | 0 | 0
QLD1 | CCGT | 0 | 0 | 0 | 0 | 0 | 0 | 0 | 0 | 0 | 0 | 0 | 0 | 0 | 0 | 0 | 0 | 0 | 0 | 0 | 0 | 0 | 0 | 0 | 0 | 0 | 0 | 0
QLD1 | Gas - Steam | 0 | 0 | 0 | 0 | 0 | 0 | 0 | 0 | 0 | 0 | 0 | 0 | 0 | 0 | 0 | 0 | 0 | 0 | 0 | 0 | 0 | 0 | 0 | 0 | 0 | 0 | 0
QLD1 | OCGT / Diesel | 0 | 0 | 0 | 0 | 0 | 0 | 0 | 0 | 0 | 0 | 0 | 0 | 0 | 0 | 0 | 0 | 0 | 0 | 0 | 0 | 0 | 0 | 0 | 0 | 0 | 0 | 0
QLD1 | Hydro | 0 | 0 | 0 | 0 | 0 | 0 | 0 | 0 | 0 | 0 | 0 | 0 | 0 | 0 | 0 | 0 | 0 | 0 | 0 | 0 | 0 | 0 | 0 | 0 | 0 | 0 | 0
QLD1 | Hydrogen Turbine | 0 | 0 | 0 | 0 | 0 | 0 | 0 | 0 | 0 | 0 | 0 | 0 | 0 | 0 | 0 | 0 | 0 | 0 | 0 | 0 | 0 | 0 | 0 | 0 | 0 | 0 | 0
QLD1 | Wind | 0 | 0 | 0 | 0 | 0 | 0 | 0 | 0 | 0 | 0 | 0 | 0 | 0 | 0 | 0 | 0 | 0 | 0 | 0 | 0 | 0 | 0 | 0 | 0 | 0 | 0 | 0
QLD1 | Solar PV | 0 | 0 | 0 | 0 | 0 | 0 | 0 | 0 | 0 | 0 | 0 | 0 | 0 | 0 | 0 | 0 | 0 | 0 | 0 | 0 | 0 | 0 | 0 | 0 | 0 | 0 | 0
QLD1 | Grid Battery | 0 | 0 | 0 | 0 | 0 | 0 | 0 | 0 | 0 | 0 | 0 | 0 | 0 | 0 | 0 | 0 | 0 | 0 | 0 | 0 | 0 | 0 | 0 | 0 | 0 | 0 | 0
QLD1 | Pumped Hydro | 0 | 0 | 0 | 0 | 0 | 0 | 0 | 0 | 0 | 0 | 0 | 0 | 0 | 0 | 0 | 0 | 0 | 0 | 0 | 0 | 0 | 0 | 0 | 0 | 0 | 0 | 0
QLD1 | VPP | 0 | 0 | 0 | 0 | 0 | 0 | 0 | 0 | 0 | 0 | 0 | 0 | 0 | 0 | 0 | 0 | 0 | 0 | 0 | 0 | 0 | 0 | 0 | 0 | 0 | 0 | 0
Total excluding storage |  | 0 | 0 | 0 | 0 | 0 | 0 | 0 | 0 | 0 | 0 | 0 | 0 | 0 | 0 | 0 | 0 | 0 | 0 | 0 | 0 | 0 | 0 | 0 | 0 | 0 | 0 | 0
Region | Technology | 2023-24 | 2024-25 | 2025-26 | 2026-27 | 2027-28 | 2028-29 | 2029-30 | 2030-31 | 2031-32 | 2032-33 | 2033-34 | 2034-35 | 2035-36 | 2036-37 | 2037-38 | 2038-39 | 2039-40 | 2040-41 | 2041-42 | 2042-43 | 2043-44 | 2044-45 | 2045-46 | 2046-47 | 2047-48 | 2048-49 | 2049-50
VIC1 | Black Coal | 0 | 0 | 0 | 0 | 0 | 0 | 0 | 0 | 0 | 0 | 0 | 0 | 0 | 0 | 0 | 0 | 0 | 0 | 0 | 0 | 0 | 0 | 0 | 0 | 0 | 0 | 0
VIC1 | Brown Coal | 0 | 0 | 0 | 0 | 0 | 0 | 0 | 0 | 0 | 0 | 0 | 0 | 0 | 0 | 0 | 0 | 0 | 0 | 0 | 0 | 0 | 0 | 0 | 0 | 0 | 0 | 0
VIC1 | CCGT | 0 | 0 | 0 | 0 | 0 | 0 | 0 | 0 | 0 | 0 | 0 | 0 | 0 | 0 | 0 | 0 | 0 | 0 | 0 | 0 | 0 | 0 | 0 | 0 | 0 | 0 | 0
VIC1 | Gas - Steam | 0 | 0 | 0 | 0 | 0 | 0 | 0 | 0 | 0 | 0 | 0 | 0 | 0 | 0 | 0 | 0 | 0 | 0 | 0 | 0 | 0 | 0 | 0 | 0 | 0 | 0 | 0
VIC1 | OCGT / Diesel | 0 | 0 | 0 | 0 | 0 | 0 | 0 | 0 | 0 | 0 | 0 | 0 | 0 | 0 | 0 | 0 | 0 | 0 | 0 | 0 | 0 | 0 | 0 | 0 | 0 | 0 | 0
VIC1 | Hydro | 0 | 0 | 0 | 0 | 0 | 0 | 0 | 0 | 0 | 0 | 0 | 0 | 0 | 0 | 0 | 0 | 0 | 0 | 0 | 0 | 0 | 0 | 0 | 0 | 0 | 0 | 0
VIC1 | Hydrogen Turbine | 0 | 0 | 0 | 0 | 0 | 0 | 0 | 0 | 0 | 0 | 0 | 0 | 0 | 0 | 0 | 0 | 0 | 0 | 0 | 0 | 0 | 0 | 0 | 0 | 0 | 0 | 0
VIC1 | Wind | 0 | 0 | 0 | 0 | 0 | 0 | 0 | 0 | 0 | 0 | 0 | 0 | 0 | 0 | 0 | 0 | 0 | 0 | 0 | 0 | 0 | 0 | 0 | 0 | 0 | 0 | 0
VIC1 | Solar PV | 0 | 0 | 0 | 0 | 0 | 0 | 0 | 0 | 0 | 0 | 0 | 0 | 0 | 0 | 0 | 0 | 0 | 0 | 0 | 0 | 0 | 0 | 0 | 0 | 0 | 0 | 0
VIC1 | Grid Battery | 0 | 0 | 0 | 0 | 0 | 0 | 0 | 0 | 0 | 0 | 0 | 0 | 0 | 0 | 0 | 0 | 0 | 0 | 0 | 0 | 0 | 0 | 0 | 0 | 0 | 0 | 0
VIC1 | Pumped Hydro | 0 | 0 | 0 | 0 | 0 | 0 | 0 | 0 | 0 | 0 | 0 | 0 | 0 | 0 | 0 | 0 | 0 | 0 | 0 | 0 | 0 | 0 | 0 | 0 | 0 | 0 | 0
VIC1 | VPP | 0 | 0 | 0 | 0 | 0 | 0 | 0 | 0 | 0 | 0 | 0 | 0 | 0 | 0 | 0 | 0 | 0 | 0 | 0 | 0 | 0 | 0 | 0 | 0 | 0 | 0 | 0
Total excluding storage |  | 0 | 0 | 0 | 0 | 0 | 0 | 0 | 0 | 0 | 0 | 0 | 0 | 0 | 0 | 0 | 0 | 0 | 0 | 0 | 0 | 0 | 0 | 0 | 0 | 0 | 0 | 0
Region | Technology | 2023-24 | 2024-25 | 2025-26 | 2026-27 | 2027-28 | 2028-29 | 2029-30 | 2030-31 | 2031-32 | 2032-33 | 2033-34 | 2034-35 | 2035-36 | 2036-37 | 2037-38 | 2038-39 | 2039-40 | 2040-41 | 2041-42 | 2042-43 | 2043-44 | 2044-45 | 2045-46 | 2046-47 | 2047-48 | 2048-49 | 2049-50
SA1 | Black Coal | 0 | 0 | 0 | 0 | 0 | 0 | 0 | 0 | 0 | 0 | 0 | 0 | 0 | 0 | 0 | 0 | 0 | 0 | 0 | 0 | 0 | 0 | 0 | 0 | 0 | 0 | 0
SA1 | Brown Coal | 0 | 0 | 0 | 0 | 0 | 0 | 0 | 0 | 0 | 0 | 0 | 0 | 0 | 0 | 0 | 0 | 0 | 0 | 0 | 0 | 0 | 0 | 0 | 0 | 0 | 0 | 0
SA1 | CCGT | 0 | 0 | 0 | 0 | 0 | 0 | 0 | 0 | 0 | 0 | 0 | 0 | 0 | 0 | 0 | 0 | 0 | 0 | 0 | 0 | 0 | 0 | 0 | 0 | 0 | 0 | 0
SA1 | Gas - Steam | 0 | 0 | 0 | 0 | 0 | 0 | 0 | 0 | 0 | 0 | 0 | 0 | 0 | 0 | 0 | 0 | 0 | 0 | 0 | 0 | 0 | 0 | 0 | 0 | 0 | 0 | 0
SA1 | OCGT / Diesel | 0 | 0 | 0 | 0 | 0 | 0 | 0 | 0 | 0 | 0 | 0 | 0 | 0 | 0 | 0 | 0 | 0 | 0 | 0 | 0 | 0 | 0 | 0 | 0 | 0 | 0 | 0
SA1 | Hydro | 0 | 0 | 0 | 0 | 0 | 0 | 0 | 0 | 0 | 0 | 0 | 0 | 0 | 0 | 0 | 0 | 0 | 0 | 0 | 0 | 0 | 0 | 0 | 0 | 0 | 0 | 0
SA1 | Hydrogen Turbine | 0 | 0 | 0 | 0 | 0 | 0 | 0 | 0 | 0 | 0 | 0 | 0 | 0 | 0 | 0 | 0 | 0 | 0 | 0 | 0 | 0 | 0 | 0 | 0 | 0 | 0 | 0
SA1 | Wind | 0 | 0 | 0 | 0 | 0 | 0 | 0 | 0 | 0 | 0 | 0 | 0 | 0 | 0 | 0 | 0 | 0 | 0 | 0 | 0 | 0 | 0 | 0 | 0 | 0 | 0 | 0
SA1 | Solar PV | 0 | 0 | 0 | 0 | 0 | 0 | 0 | 0 | 0 | 0 | 0 | 0 | 0 | 0 | 0 | 0 | 0 | 0 | 0 | 0 | 0 | 0 | 0 | 0 | 0 | 0 | 0
SA1 | Grid Battery | 0 | 0 | 0 | 0 | 0 | 0 | 0 | 0 | 0 | 0 | 0 | 0 | 0 | 0 | 0 | 0 | 0 | 0 | 0 | 0 | 0 | 0 | 0 | 0 | 0 | 0 | 0
SA1 | Pumped Hydro | 0 | 0 | 0 | 0 | 0 | 0 | 0 | 0 | 0 | 0 | 0 | 0 | 0 | 0 | 0 | 0 | 0 | 0 | 0 | 0 | 0 | 0 | 0 | 0 | 0 | 0 | 0
SA1 | VPP | 0 | 0 | 0 | 0 | 0 | 0 | 0 | 0 | 0 | 0 | 0 | 0 | 0 | 0 | 0 | 0 | 0 | 0 | 0 | 0 | 0 | 0 | 0 | 0 | 0 | 0 | 0
Total excluding storage |  | 0 | 0 | 0 | 0 | 0 | 0 | 0 | 0 | 0 | 0 | 0 | 0 | 0 | 0 | 0 | 0 | 0 | 0 | 0 | 0 | 0 | 0 | 0 | 0 | 0 | 0 | 0
Region | Technology | 2023-24 | 2024-25 | 2025-26 | 2026-27 | 2027-28 | 2028-29 | 2029-30 | 2030-31 | 2031-32 | 2032-33 | 2033-34 | 2034-35 | 2035-36 | 2036-37 | 2037-38 | 2038-39 | 2039-40 | 2040-41 | 2041-42 | 2042-43 | 2043-44 | 2044-45 | 2045-46 | 2046-47 | 2047-48 | 2048-49 | 2049-50
TAS1 | Black Coal | 0 | 0 | 0 | 0 | 0 | 0 | 0 | 0 | 0 | 0 | 0 | 0 | 0 | 0 | 0 | 0 | 0 | 0 | 0 | 0 | 0 | 0 | 0 | 0 | 0 | 0 | 0
TAS1 | Brown Coal | 0 | 0 | 0 | 0 | 0 | 0 | 0 | 0 | 0 | 0 | 0 | 0 | 0 | 0 | 0 | 0 | 0 | 0 | 0 | 0 | 0 | 0 | 0 | 0 | 0 | 0 | 0
TAS1 | CCGT | 0 | 0 | 0 | 0 | 0 | 0 | 0 | 0 | 0 | 0 | 0 | 0 | 0 | 0 | 0 | 0 | 0 | 0 | 0 | 0 | 0 | 0 | 0 | 0 | 0 | 0 | 0
TAS1 | Gas - Steam | 0 | 0 | 0 | 0 | 0 | 0 | 0 | 0 | 0 | 0 | 0 | 0 | 0 | 0 | 0 | 0 | 0 | 0 | 0 | 0 | 0 | 0 | 0 | 0 | 0 | 0 | 0
TAS1 | OCGT / Diesel | 0 | 0 | 0 | 0 | 0 | 0 | 0 | 0 | 0 | 0 | 0 | 0 | 0 | 0 | 0 | 0 | 0 | 0 | 0 | 0 | 0 | 0 | 0 | 0 | 0 | 0 | 0
TAS1 | Hydro | 0 | 0 | 0 | 0 | 0 | 0 | 0 | 0 | 0 | 0 | 0 | 0 | 0 | 0 | 0 | 0 | 0 | 0 | 0 | 0 | 0 | 0 | 0 | 0 | 0 | 0 | 0
TAS1 | Hydrogen Turbine | 0 | 0 | 0 | 0 | 0 | 0 | 0 | 0 | 0 | 0 | 0 | 0 | 0 | 0 | 0 | 0 | 0 | 0 | 0 | 0 | 0 | 0 | 0 | 0 | 0 | 0 | 0
TAS1 | Wind | 0 | 0 | 0 | 0 | 0 | 0 | 0 | 0 | 0 | 0 | 0 | 0 | 0 | 0 | 0 | 0 | 0 | 0 | 0 | 0 | 0 | 0 | 0 | 0 | 0 | 0 | 0
TAS1 | Solar PV | 0 | 0 | 0 | 0 | 0 | 0 | 0 | 0 | 0 | 0 | 0 | 0 | 0 | 0 | 0 | 0 | 0 | 0 | 0 | 0 | 0 | 0 | 0 | 0 | 0 | 0 | 0
TAS1 | Grid Battery | 0 | 0 | 0 | 0 | 0 | 0 | 0 | 0 | 0 | 0 | 0 | 0 | 0 | 0 | 0 | 0 | 0 | 0 | 0 | 0 | 0 | 0 | 0 | 0 | 0 | 0 | 0
TAS1 | Pumped Hydro | 0 | 0 | 0 | 0 | 0 | 0 | 0 | 0 | 0 | 0 | 0 | 0 | 0 | 0 | 0 | 0 | 0 | 0 | 0 | 0 | 0 | 0 | 0 | 0 | 0 | 0 | 0
TAS1 | VPP | 0 | 0 | 0 | 0 | 0 | 0 | 0 | 0 | 0 | 0 | 0 | 0 | 0 | 0 | 0 | 0 | 0 | 0 | 0 | 0 | 0 | 0 | 0 | 0 | 0 | 0 | 0
Total excluding storage |  | 0 | 0 | 0 | 0 | 0 | 0 | 0 | 0 | 0 | 0 | 0 | 0 | 0 | 0 | 0 | 0 | 0 | 0 | 0 | 0 | 0 | 0 | 0 | 0 | 0 | 0 | 0

## Option 5_REZ Tx Cost
REZ transmission expansion cost by region ($000s) - Option 5, Hydrogen Superpower Scenario
REZ Expansion | Real June 2021 dollars discounted to 1 July 2021. As with the total capital costs, the REZ transmission expansion costs are annualised for modelling purposes.
Explicitly modelled generation
Region | Technology | 2023-24 | 2024-25 | 2025-26 | 2026-27 | 2027-28 | 2028-29 | 2029-30 | 2030-31 | 2031-32 | 2032-33 | 2033-34 | 2034-35 | 2035-36 | 2036-37 | 2037-38 | 2038-39 | 2039-40 | 2040-41 | 2041-42 | 2042-43 | 2043-44 | 2044-45 | 2045-46 | 2046-47 | 2047-48 | 2048-49 | 2049-50 | Sum | Raw | Equal
NSW1 | Transmission | 1.5545e-05 | 7797.8935 | 7748.1161 | 24904.829 | 26904.8194 | 29208.7963 | 28630.7924 | 39135.7638 | 37194.4143 | 35156.4644 | 33932.4775 | 33285.011 | 32818.8812 | 38930.7623 | 55776.2314 | 58874.3711 | 55953.8778 | 62954.8423 | 67770.4831 | 71110.4636 | 72710.9671 | 68823.4951 | 67627.9786 | 84034.3832 | 80832.0703 | 76639.4334 | 73949.4327 | 1272707.0509 | 1272707.0509 | TRUE
QLD1 | Transmission | 69.4642 | 6541.9218 | 77355.3959 | 142770.6642 | 217396.9257 | 256618.7365 | 312621.6063 | 350005.9119 | 355367.4144 | 349335.1651 | 381151.9415 | 602019.9221 | 655880.1098 | 694188.6145 | 745275.5486 | 745260.5437 | 710548.8754 | 691666.0785 | 687201.4912 | 723396.9304 | 702987.3596 | 742654.003 | 756684.9914 | 1024808.9931 | 989107.2633 | 952001.4545 | 999709.5927 | 14872626.9193 | 14872626.9193 | TRUE
VIC1 | Transmission | 0 | 4311.2759 | 6168.7098 | 10016.4843 | 9519.6115 | 11097.9804 | 10871.4681 | 12528.8911 | 13300.6344 | 12624.5036 | 16117.2922 | 15277.0542 | 15232.3282 | 16168.5694 | 16129.4743 | 22116.4412 | 21368.8674 | 22831.5773 | 22207.1731 | 25471.5688 | 29406.6948 | 28128.2569 | 26773.1234 | 26521.5299 | 31629.6704 | 33252.2534 | 32119.0426 | 491190.4767 | 491190.4767 | TRUE
SA1 | Transmission | 11754.5605 | 27044.4434 | 25951.2313 | 35838.3714 | 34060.591 | 74101.8906 | 71227.8452 | 76865.4713 | 75581.0872 | 71650.5639 | 95884.5684 | 116981.841 | 124066.9402 | 149962.7309 | 165574.2977 | 168819.2189 | 170170.6984 | 174608.0204 | 253151.0685 | 246750.1125 | 298672.5572 | 282331.3699 | 269952.4112 | 271668.0736 | 274981.0369 | 270011.8039 | 292271.765 | 4129934.5707 | 4129934.5707 | TRUE
TAS1 | Transmission | 0 | 9455.5737 | 11442.2466 | 12756.3362 | 25889.0032 | 78241.9007 | 74498.6261 | 71439.5707 | 67895.7742 | 64762.2246 | 70521.556 | 76386.6991 | 75554.8768 | 74233.7169 | 88780.9474 | 87950.76 | 85387.9704 | 82768.9286 | 79399.7304 | 81937.2743 | 80472.6166 | 76359.462 | 72378.637 | 79168.3083 | 82767.6808 | 85553.4959 | 81249.4717 | 1777253.3883 | 1777253.3883 | TRUE
NEM | Total | 11824.0248 | 55151.1082 | 128665.6997 | 226286.6851 | 313770.9508 | 449269.3046 | 497850.3381 | 549975.6088 | 549339.3245 | 533528.9216 | 597607.8356 | 843950.5274 | 903553.1362 | 973484.3941 | 1071536.4995 | 1083021.3349 | 1043430.2894 | 1034829.4471 | 1109729.9463 | 1148666.3497 | 1184250.1954 | 1198296.5869 | 1193417.1416 | 1486201.2882 | 1459317.7217 | 1417458.4411 | 1479299.3047

## Option 5_USE+DSP Cost
USE+DSP cost by region ($000s) - Option 5, Hydrogen Superpower Scenario
USE+DSP | Real June 2021 dollars discounted to 1 July 2021
Explicitly modelled generation
Region | Technology | 2023-24 | 2024-25 | 2025-26 | 2026-27 | 2027-28 | 2028-29 | 2029-30 | 2030-31 | 2031-32 | 2032-33 | 2033-34 | 2034-35 | 2035-36 | 2036-37 | 2037-38 | 2038-39 | 2039-40 | 2040-41 | 2041-42 | 2042-43 | 2043-44 | 2044-45 | 2045-46 | 2046-47 | 2047-48 | 2048-49 | 2049-50
NSW1 | USE+DSP | 35852.5002 | 27607.7854 | 23240.1881 | 28511.2696 | 519.2435 | 38558.4011 | 0.21588 | 3796.5585 | 0.21572 | 243.2027 | 0.21432 | 0.21642 | 0.21292 | 0.21308 | 5814.0024 | 0.21449 | 0.21418 | 0.21422 | 0.21168 | 0.21301 | 557.7011 | 0.20983 | 0.21038 | 0.21591 | 0.21341 | 0.21128 | 0.2117
QLD1 | USE+DSP | 0.025651 | 0.024722 | 12271.1914 | 29285.9098 | 758.5876 | 39951.3659 | 0.025805 | 5939.0011 | 78.0122 | 1065.7442 | 0.025786 | 0.02588 | 0.025907 | 0.025803 | 0.026446 | 0.026058 | 0.025685 | 0.02569 | 0.02536 | 0.025495 | 0.025588 | 0.025436 | 0.02536 | 0.026276 | 0.025409 | 0.025256 | 0.025317
VIC1 | USE+DSP | 30302.1072 | 5262.6591 | 25.7164 | 6658.114 | 7453.6777 | 36417.1311 | 217.3297 | 124.2349 | 0.28412 | 5.7754 | 0.28266 | 0.28745 | 978.943 | 28.8842 | 104.0005 | 0.28555 | 807.0085 | 575.3573 | 791.7642 | 0.2812 | 0.28932 | 2461.0531 | 0.27651 | 0.28443 | 57.6392 | 0.28395 | 0.28149
SA1 | USE+DSP | 818.2818 | 0.029616 | 2.2038 | 1052.528 | 53.5143 | 7.7347 | 0.030254 | 45.867 | 0.030346 | 0.029722 | 0.030223 | 0.030386 | 0.02982 | 0.029877 | 50.9032 | 0.029905 | 0.030414 | 0.029675 | 0.02975 | 0.02996 | 0.031622 | 0.029442 | 0.029149 | 0.029727 | 0.029629 | 0.029771 | 0.029554
TAS1 | USE+DSP | 0.019089 | 0.017298 | 0.017544 | 0.017639 | 0.017999 | 0.018519 | 0.018738 | 0.018834 | 0.018672 | 11.0307 | 0.018838 | 0.019046 | 0.018643 | 0.018786 | 0.019451 | 0.019488 | 0.019795 | 0.019408 | 0.019027 | 0.019175 | 0.019993 | 0.018742 | 0.018627 | 0.019596 | 0.01949 | 0.019852 | 0.019623
NEM | Total | 66972.934 | 32870.5162 | 35539.3172 | 65507.8391 | 8785.0412 | 114934.6514 | 217.6204 | 9905.6804 | 78.5611 | 1325.7828 | 0.57182 | 0.57918 | 979.2303 | 29.1717 | 5968.952 | 0.57549 | 807.2986 | 575.6463 | 792.0501 | 0.56884 | 558.0676 | 2461.3365 | 0.56003 | 0.57594 | 57.9271 | 0.5701 | 0.56769