## Disclaimer
Disclaimer
The Forecasting Assumptions Update Workbook contains data provided by or collected from third parties,
and conclusions, opinions, assumptions or forecasts that are based on that data.
AEMO has made every effort to ensure the quality of the information in this workbook but cannot guarantee
that the information, forecasts and assumptions in it are accurate, complete or appropriate for your
circumstances. This modelling assumptions workbook does not include all of the information that an investor,
participant or potential participant in the electricity or gas market might require, and does not amount to a
recommendation of any investment.
Anyone proposing to use the information in this workbook should independently verify and check its
accuracy, completeness and suitability for purpose, and obtain independent and specific advice from
appropriate experts.
This dataset or the information in it may be subsequently updated or amended. This work does
not constitute legal or business advice, and should not be relied on as a substitute for obtaining detailed
legal advice about the National Electricity Law, the National Electricity Rules, or any other applicable
laws, procedures or policies.
Accordingly, to the maximum extent permitted by law, AEMO and its officers, employees and
consultants involved in the preparation of this document:
• make no representation or warranty, express or implied, as to the currency, accuracy, reliability or
completeness of the information in this workbook; and
• are not liable (whether by reason of negligence or otherwise) for any statements, opinions,
information or other matters contained in or derived from this publication, or any omissions from it,
or in respect of a person’s use of the information in this workbook.

## Change Log
Version History
Version Number | Date | Description
1 | 2021-12-20 | Removed the Steady Progress scenario from all text, data sets and figures.
Build Cost: Updated based on draft CSIRO GenCost 2021-22 projections
Updated PEM assumptions based on Aurecon, 2021 AEMO Costs and Technical Parameter Review and CSIRO GenCost 2021-22 projections.
Updated New entrants technical parameters based on Aurecon 2021 AEMO Cost and Technical Parameter Review. Tabs: Seasonal rating, Maintenance, Generator Reliability Settings, Lead time, Storage properties, Heat rates, Auxiliary, Fixed OPEX, Variable OPEX, Emission intensity, Maximum capacity, Regional Cost Factors
Gas, Liquid fuel: Updated Gas prices based on LewisGrey Associates' 2021 gas price projections for 2022 GSOO

## Rooftop PV
Distributed Energy Resources: Rooftop PV | [13 empty] | Note: | Further information is available at http://forecasting.aemo.com.au
Rooftop PV forecasts based on CSIRO and Green Energy Markets (GEM) trajectories developed for AEMO in 2021
The Higher DER uptake rate sensitivity will consider forecasts prepared by the CER and will be published when available.
The Capacity values (MW) represent the installed capacity at the end of the financial year i.e. as at 30th June. Energy values (GWh) present the total production across the year of interest, which captures the influence in intra-year PV developments.
This forecast component has been re-baselined to incorporate updated CER data (October 2021).
Rooftop PV (Capacity, MW) - rebaselined to latest CER data
Capacity of behind-the-meter rooftop PV
Slow Change
| 2021-22 | 2022-23 | 2023-24 | 2024-25 | 2025-26 | 2026-27 | 2027-28 | 2028-29 | 2029-30 | 2030-31 | 2031-32 | 2032-33 | 2033-34 | 2034-35 | 2035-36 | 2036-37 | 2037-38 | 2038-39 | 2039-40 | 2040-41 | 2041-42 | 2042-43 | 2043-44 | 2044-45 | 2045-46 | 2046-47 | 2047-48 | 2048-49 | 2049-50
NSW | 4941.1948 | 5738.1486 | 6199.577 | 6694.4307 | 7213.2937 | 7721.5137 | 8209.2246 | 8653.5522 | 8967.0136 | 9232.8971 | 9438.0892 | 9602.1142 | 9741.9428 | 9877.0071 | 9986.5298 | 10091.8254 | 10215.4729 | 10338.9236 | 10462.263 | 10586.1288 | 10709.1938 | 10831.8649 | 10955.0886 | 11135.2712 | 11486.7944 | 11877.2362 | 12262.2766 | 12628.5568 | 12978.9709
QLD | 4906.8577 | 5615.2706 | 6021.7985 | 6397.3849 | 6782.5536 | 7157.361 | 7515.6261 | 7844.2988 | 8097.5996 | 8314.4881 | 8489.5915 | 8642.9351 | 8784.4025 | 8923.3605 | 9051.7491 | 9188.7262 | 9334.7947 | 9482.9265 | 9632.1 | 9782.6215 | 9935.2195 | 10089.7131 | 10245.9902 | 10412.7506 | 10677.971 | 10984.8483 | 11293.3224 | 11593.877 | 11886.6804
SA | 1982.7381 | 2247.5842 | 2361.2981 | 2494.593 | 2631.6084 | 2761.2251 | 2881.983 | 2990.1622 | 3071.5382 | 3136.2112 | 3185.7576 | 3227.481 | 3264.0623 | 3299.5962 | 3330.5648 | 3362.1823 | 3399.2558 | 3436.8868 | 3474.924 | 3513.3974 | 3552.4013 | 3591.7453 | 3631.469 | 3673.4507 | 3745.2186 | 3832.0543 | 3916.4964 | 3996.4641 | 4073.6477
TAS | 227.7614 | 260.8201 | 285.0506 | 311.7295 | 339.5421 | 366.8088 | 392.8457 | 416.1498 | 431.9502 | 444.4947 | 453.0607 | 459.3996 | 464.5191 | 469.4662 | 473.3215 | 476.9227 | 480.9668 | 485.0476 | 489.0616 | 493.4203 | 498.0789 | 502.9366 | 507.6978 | 514.0474 | 528.1925 | 544.2721 | 559.8065 | 574.338 | 587.941
VIC | 3569.0329 | 4213.8276 | 4869.0309 | 5522.8992 | 6168.5918 | 6807.3335 | 7437.8725 | 7847.7589 | 8144.9432 | 8406.6996 | 8625.6171 | 8814.1211 | 8985.2895 | 9152.0419 | 9295.9206 | 9432.8995 | 9571.3384 | 9711.6245 | 9853.8583 | 10003.5718 | 10170.4563 | 10350.359 | 10531.0832 | 10786.4608 | 11168.431 | 11576.4222 | 11975.0259 | 12356.523 | 12726.6955
Progressive Change
| 2021-22 | 2022-23 | 2023-24 | 2024-25 | 2025-26 | 2026-27 | 2027-28 | 2028-29 | 2029-30 | 2030-31 | 2031-32 | 2032-33 | 2033-34 | 2034-35 | 2035-36 | 2036-37 | 2037-38 | 2038-39 | 2039-40 | 2040-41 | 2041-42 | 2042-43 | 2043-44 | 2044-45 | 2045-46 | 2046-47 | 2047-48 | 2048-49 | 2049-50
NSW | 4876.1314 | 5624.6086 | 6193.7641 | 6724.2913 | 7265.7347 | 7796.4662 | 8314.671 | 8800.5633 | 9202.076 | 9567.7109 | 10005.2774 | 10429.8582 | 10842.8772 | 11246.6414 | 11605.9625 | 11932.44 | 12249.9249 | 12556.9915 | 12854.5805 | 13140.9785 | 13421.9657 | 13726.1499 | 14040.2366 | 14440.161 | 14878.7275 | 15333.0298 | 15779.9809 | 16213.2091 | 16638.3532
QLD | 4828.4755 | 5460.1132 | 5934.2247 | 6347.0967 | 6754.8413 | 7133.4811 | 7495.3138 | 7831.4404 | 8118.869 | 8385.7444 | 8790.5705 | 9213.219 | 9631.0082 | 10040.6213 | 10408.9914 | 10751.1161 | 11085.5639 | 11405.8666 | 11713.9812 | 12006.6853 | 12289.1473 | 12567.3149 | 12841.4644 | 13156.4804 | 13496.0204 | 13847.5583 | 14195.2412 | 14529.6923 | 14855.3274
SA | 1958.8023 | 2206.8528 | 2373.2327 | 2531.8195 | 2683.7406 | 2830.9803 | 2973.6838 | 3106.9753 | 3202.3051 | 3285.8598 | 3403.0112 | 3518.5828 | 3631.8475 | 3740.9432 | 3835.8679 | 3922.5359 | 4009.1159 | 4093.0223 | 4174.3932 | 4253.9586 | 4332.7795 | 4411.9713 | 4495.1251 | 4595.6049 | 4704.6556 | 4815.248 | 4922.4815 | 5026.5417 | 5127.3274
TAS | 228.9214 | 262.3324 | 292.2774 | 319.6944 | 347.6378 | 374.5684 | 400.7857 | 425.7844 | 445.5821 | 464.3706 | 490.2037 | 514.7589 | 538.4139 | 560.9549 | 580.5846 | 598.8289 | 616.9788 | 634.9179 | 652.8692 | 671.1307 | 690.3371 | 710.441 | 731.1182 | 757.3321 | 785.4194 | 813.6588 | 841.0911 | 867.5481 | 893.239
VIC | 3533.3861 | 4145.8645 | 4762.3678 | 5376.4095 | 5981.1644 | 6575.8074 | 7165.2706 | 7514.5076 | 7775.0825 | 8012.4428 | 8298.2424 | 8586.9742 | 8877.1622 | 9171.6883 | 9444.3113 | 9703.2381 | 9953.5372 | 10196.7417 | 10439.2029 | 10659.1693 | 10885.3427 | 11129.897 | 11381.4517 | 11713.1933 | 12079.9837 | 12459.9353 | 12834.531 | 13200.6033 | 13562.1567
Step Change
| 2021-22 | 2022-23 | 2023-24 | 2024-25 | 2025-26 | 2026-27 | 2027-28 | 2028-29 | 2029-30 | 2030-31 | 2031-32 | 2032-33 | 2033-34 | 2034-35 | 2035-36 | 2036-37 | 2037-38 | 2038-39 | 2039-40 | 2040-41 | 2041-42 | 2042-43 | 2043-44 | 2044-45 | 2045-46 | 2046-47 | 2047-48 | 2048-49 | 2049-50
NSW | 4814.7735 | 5640.4135 | 6388.3734 | 7054.6635 | 7684.1959 | 8263.5606 | 8813.9674 | 9348.5353 | 9892.9408 | 10444.4909 | 10995.2718 | 11553.8655 | 12119.1156 | 12669.6028 | 13174.1437 | 13631.7574 | 14057.7216 | 14474.3395 | 14877.581 | 15269.8283 | 15659.6428 | 16044.9851 | 16429.641 | 16813.8469 | 17183.7936 | 17552.2064 | 17914.4717 | 18278.6053 | 18636.1396
QLD | 4751.2589 | 5380.3607 | 5933.1239 | 6524.8742 | 7138.7997 | 7678.9436 | 8192.4239 | 8717.8462 | 9258.3614 | 9809.0901 | 10253.767 | 10715.5745 | 11180.7187 | 11621.1851 | 12026.9319 | 12389.708 | 12741.0173 | 13087.7555 | 13432.7049 | 13768.4457 | 14094.7938 | 14402.5918 | 14706.6855 | 14985.292 | 15258.0077 | 15518.8309 | 15779.0103 | 16039.9835 | 16285.3541
SA | 1931.7214 | 2179.0819 | 2402.5012 | 2585.1622 | 2759.8797 | 2910.9187 | 3051.449 | 3188.9538 | 3327.5833 | 3466.4797 | 3607.0013 | 3747.3835 | 3887.4901 | 4022.4217 | 4146.422 | 4257.6095 | 4361.4594 | 4461.3038 | 4556.6167 | 4650.4418 | 4740.3497 | 4828.4297 | 4916.8459 | 5004.2413 | 5089.294 | 5171.0256 | 5250.4755 | 5329.8929 | 5408.0058
TAS | 230.0142 | 268.2692 | 304.1608 | 343.0738 | 382.0011 | 417.4981 | 451.0288 | 484.0331 | 517.1367 | 550.5144 | 581.0482 | 611.8719 | 642.5676 | 672.086 | 699.5973 | 726.4819 | 753.925 | 781.7583 | 810.0852 | 838.6924 | 867.0316 | 895.4366 | 924.196 | 953.0685 | 980.7044 | 1007.5954 | 1033.7715 | 1059.2558 | 1084.123
VIC | 3497.9603 | 4072.1035 | 4641.0116 | 5220.8157 | 5798.4728 | 6371.2476 | 6936.788 | 7242.6275 | 7542.3803 | 7844.229 | 8078.0005 | 8315.8871 | 8557.2057 | 8794.7564 | 9015.2708 | 9217.363 | 9413.4256 | 9612.9178 | 9823.8559 | 10039.8362 | 10252.3071 | 10457.9766 | 10666.2852 | 10871.924 | 11074.6934 | 11276.1926 | 11478.4447 | 11682.1864 | 11885.0972
Hydrogen Export
| 2021-22 | 2022-23 | 2023-24 | 2024-25 | 2025-26 | 2026-27 | 2027-28 | 2028-29 | 2029-30 | 2030-31 | 2031-32 | 2032-33 | 2033-34 | 2034-35 | 2035-36 | 2036-37 | 2037-38 | 2038-39 | 2039-40 | 2040-41 | 2041-42 | 2042-43 | 2043-44 | 2044-45 | 2045-46 | 2046-47 | 2047-48 | 2048-49 | 2049-50
NSW | 4976.4915 | 5918.9827 | 6781.5989 | 7590.0801 | 8322.0847 | 9001.5847 | 9684.3052 | 10372.9514 | 11045.8541 | 11679.5592 | 12300.434 | 12923.0531 | 13540.7372 | 14139.722 | 14692.9929 | 15209.9858 | 15697.5019 | 16173.0831 | 16638.2565 | 17088.192 | 17538.9731 | 17985.4685 | 18436.6771 | 18890.0822 | 19333.9685 | 19766.1725 | 20195.891 | 20623.2592 | 21040.3396
QLD | 4874.5373 | 5586.1491 | 6217.0658 | 6868.2792 | 7569.2194 | 8215.8274 | 8852.6294 | 9501.825 | 10122.8373 | 10711.7148 | 11255.3971 | 11796.6649 | 12331.0344 | 12844.7077 | 13292.0946 | 13672.8181 | 14006.7729 | 14326.765 | 14672.4408 | 15031.1923 | 15387.8862 | 15732.7242 | 16076.3675 | 16405.7959 | 16733.6134 | 17060.1688 | 17380.7788 | 17706.3438 | 18027.304
SA | 1988.6661 | 2279.9902 | 2552.7602 | 2790.004 | 3005.8124 | 3207.9966 | 3411.0563 | 3611.6327 | 3808.8023 | 3995.204 | 4179.4105 | 4361.6896 | 4545.0708 | 4720.6254 | 4878.7564 | 5021.4764 | 5153.0884 | 5279.3103 | 5397.6013 | 5510.1694 | 5621.6809 | 5731.1925 | 5839.4904 | 5950.5473 | 6055.8784 | 6160.5209 | 6261.4157 | 6362.2484 | 6462.9846
TAS | 239.7068 | 286.4093 | 330.9312 | 374.7132 | 416.945 | 456.3354 | 495.4769 | 534.4014 | 571.9519 | 607.3286 | 642.5755 | 677.7659 | 712.7475 | 746.1405 | 776.2964 | 806.0567 | 835.5629 | 865.1644 | 894.9141 | 924.5636 | 954.3832 | 984.4315 | 1014.9285 | 1045.7393 | 1075.4073 | 1103.6648 | 1131.0323 | 1157.5177 | 1183.4201
VIC | 3495.7819 | 4067.4301 | 4634.9861 | 5213.4061 | 5793.0863 | 6374.9241 | 6961.5218 | 7402.1204 | 7828.4378 | 8220.7074 | 8504.3228 | 8790.2246 | 9071.7917 | 9346.8993 | 9605.6654 | 9852.287 | 10096.5873 | 10353.5006 | 10634.7901 | 10926.5821 | 11225.1173 | 11516.2429 | 11814.3521 | 12116.3898 | 12413.6996 | 12712.0147 | 13015.0182 | 13319.2784 | 13630.0285
Strong Electrification Sensitivity
| 2021-22 | 2022-23 | 2023-24 | 2024-25 | 2025-26 | 2026-27 | 2027-28 | 2028-29 | 2029-30 | 2030-31 | 2031-32 | 2032-33 | 2033-34 | 2034-35 | 2035-36 | 2036-37 | 2037-38 | 2038-39 | 2039-40 | 2040-41 | 2041-42 | 2042-43 | 2043-44 | 2044-45 | 2045-46 | 2046-47 | 2047-48 | 2048-49 | 2049-50
NSW | 5126.4361 | 6479.534 | 7672.1195 | 8832.193 | 9908.4066 | 10743.0404 | 11350.0183 | 11828.5518 | 12136.8729 | 12378.7674 | 12613.0939 | 12906.3276 | 13287.7109 | 13790.6405 | 14381.552 | 15044.6423 | 15674.7619 | 16206.0154 | 16528.6501 | 16816.7869 | 17092.0108 | 17365.7066 | 17642.7736 | 17923.975 | 18209.1018 | 18497.1796 | 18787.4778 | 19079.7247 | 19376.8748
QLD | 5088.6056 | 6278.345 | 7258.2379 | 8120.0518 | 8880.6616 | 9472.8941 | 9945.8198 | 10352.3085 | 10650.213 | 10908.2559 | 11164.5063 | 11461.4304 | 11817.886 | 12257.4573 | 12762.9714 | 13325.061 | 13860.7494 | 14324.8874 | 14647.8437 | 14975.0703 | 15305.9302 | 15644.3036 | 15989.9946 | 16342.1439 | 16699.333 | 17064.1094 | 17437.4089 | 17823.0323 | 18226.5575
SA | 2058.0324 | 2544.515 | 2926.6891 | 3219.8884 | 3452.076 | 3610.6527 | 3730.8284 | 3825.4787 | 3890.3709 | 3942.8311 | 3994.6431 | 4053.6792 | 4125.3405 | 4235.3756 | 4368.1829 | 4519.9808 | 4658.0368 | 4767.5958 | 4833.3224 | 4904.1949 | 4973.3425 | 5043.481 | 5114.9616 | 5187.8153 | 5262.0298 | 5337.6045 | 5414.6064 | 5493.0568 | 5572.8269
TAS | 235.9898 | 296.4669 | 357.3306 | 420.3142 | 481.5637 | 526.4205 | 556.4961 | 576.9346 | 589.644 | 599.0851 | 608.2009 | 619.8968 | 635.319 | 656.1252 | 680.7874 | 710.7872 | 740.7255 | 763.9399 | 775.6311 | 785.4805 | 795.4822 | 805.7577 | 816.213 | 826.4126 | 836.8443 | 847.5411 | 858.5138 | 869.761 | 881.0909
VIC | 3698.9495 | 4744.727 | 5751.6975 | 6739.8656 | 7688.192 | 8481.3904 | 9182.6814 | 9734.279 | 10117.7218 | 10454.4041 | 10790.5847 | 11180.3052 | 11648.509 | 12221.9362 | 12875.0843 | 13599.002 | 14307.2158 | 14950.2374 | 15436.625 | 15840.1937 | 16234.145 | 16631.6286 | 17038.0246 | 17453.4759 | 17877.3699 | 18314.1306 | 18780.0489 | 19323.5003 | 19893.047
Rooftop PV (Energy, GWh)
Amount of energy generated by behind-the-meter rooftop PV
Slow Change
| 2021-22 | 2022-23 | 2023-24 | 2024-25 | 2025-26 | 2026-27 | 2027-28 | 2028-29 | 2029-30 | 2030-31 | 2031-32 | 2032-33 | 2033-34 | 2034-35 | 2035-36 | 2036-37 | 2037-38 | 2038-39 | 2039-40 | 2040-41 | 2041-42 | 2042-43 | 2043-44 | 2044-45 | 2045-46 | 2046-47 | 2047-48 | 2048-49 | 2049-50
NSW | 5504.7616 | 6601.1472 | 7398.7629 | 7982.4059 | 8601.7651 | 9237.5496 | 9874.9838 | 10441.9314 | 10901.9443 | 11261.0309 | 11577.5138 | 11793.9284 | 11970.4297 | 12140.6444 | 12318.0999 | 12437.6826 | 12566.7597 | 12719.6912 | 12899.4893 | 13038.4796 | 13178.255 | 13330.3432 | 13510.773 | 13683.0662 | 13996.7713 | 14455.6297 | 14967.107 | 15416.1861 | 15844.5936
QLD | 5831.0132 | 6862.1135 | 7611.9937 | 8108.7404 | 8601.634 | 9098.0337 | 9599.4538 | 10030.6248 | 10406.9648 | 10714.4291 | 10996.581 | 11190.8933 | 11378.2646 | 11561.4303 | 11763.5621 | 11914.9497 | 12094.1101 | 12286.2036 | 12509.5521 | 12682.0108 | 12873.9451 | 13074.4584 | 13308.4405 | 13494.3729 | 13768.7353 | 14141.869 | 14577.8418 | 14948.5939 | 15329.18
SA | 2295.3736 | 2664.8876 | 2908.2466 | 3064.6343 | 3229.114 | 3397.0776 | 3560.8402 | 3706.0852 | 3818.454 | 3910.4513 | 3989.157 | 4047.6243 | 4089.2022 | 4134.6358 | 4183.6181 | 4224.032 | 4259.2452 | 4306.3046 | 4361.3713 | 4410.6107 | 4450.9746 | 4500.3295 | 4557.8674 | 4610.3781 | 4673.1803 | 4773.121 | 4889.3203 | 4994.1325 | 5083.5989
TAS | 224.6179 | 263.7557 | 295.229 | 323.0213 | 351.6796 | 381.4406 | 410.8834 | 437.9777 | 458.0996 | 473.4313 | 485.6116 | 494.1215 | 499.1181 | 504.5594 | 510.1117 | 514.5972 | 517.4766 | 521.8654 | 527.058 | 532.0551 | 535.6325 | 540.7743 | 546.8193 | 553.3006 | 562.9903 | 579.3125 | 597.3226 | 614.128 | 627.8466
VIC | 3659.7991 | 4379.5963 | 5119.2558 | 5860.4341 | 6579.2803 | 7302.1261 | 8029.3067 | 8621.2557 | 9000.422 | 9314.9655 | 9600.5121 | 9836.3494 | 10017.1429 | 10207.3518 | 10398.4682 | 10563.444 | 10695.2318 | 10852.0927 | 11028.3989 | 11200.0492 | 11353.5753 | 11548.7563 | 11770.0727 | 12023.3201 | 12355.6813 | 12800.3406 | 13275.1092 | 13723.3785 | 14116.3436
Progressive Change
| 2021-22 | 2022-23 | 2023-24 | 2024-25 | 2025-26 | 2026-27 | 2027-28 | 2028-29 | 2029-30 | 2030-31 | 2031-32 | 2032-33 | 2033-34 | 2034-35 | 2035-36 | 2036-37 | 2037-38 | 2038-39 | 2039-40 | 2040-41 | 2041-42 | 2042-43 | 2043-44 | 2044-45 | 2045-46 | 2046-47 | 2047-48 | 2048-49 | 2049-50
NSW | 5479.4429 | 6495.6105 | 7327.7852 | 8000.1545 | 8655.5366 | 9319.0897 | 9989.4377 | 10600.5877 | 11140.2472 | 11615.0487 | 12131.3902 | 12652.1689 | 13158.1697 | 13664.0349 | 14167.1211 | 14576.9935 | 14961.4027 | 15348.2284 | 15755.8093 | 16100.427 | 16435.5437 | 16797.501 | 17216.1202 | 17638.5405 | 18139.5355 | 18692.0325 | 19290.4109 | 19814.5364 | 20326.1744
QLD | 5799.2424 | 6714.1743 | 7455.4569 | 8020.7501 | 8552.8248 | 9066.3479 | 9572.4307 | 10010.6546 | 10413.8314 | 10775.6972 | 11233.9853 | 11752.8982 | 12296.3608 | 12836.9835 | 13377.5153 | 13817.3437 | 14253.2044 | 14681.0903 | 15127.1306 | 15491.5995 | 15860.1487 | 16226.417 | 16626.0644 | 16979.4963 | 17398.71 | 17850.0519 | 18349.6494 | 18761.2461 | 19183.627
SA | 2287.8076 | 2626.2843 | 2891.9597 | 3097.1314 | 3286.6741 | 3475.0649 | 3663.9024 | 3838.845 | 3975.2329 | 4087.7974 | 4220.162 | 4367.9492 | 4503.8108 | 4643.9453 | 4780.6947 | 4896.4076 | 4996.3007 | 5103.75 | 5216.7651 | 5319.4981 | 5409.1353 | 5508.6991 | 5620.5052 | 5737.6113 | 5858.642 | 5997.014 | 6144.6671 | 6279.3255 | 6396.4007
TAS | 225.1813 | 265.4459 | 300.1435 | 331.4199 | 360.5231 | 390.1581 | 419.526 | 447.6374 | 470.806 | 491.6423 | 516.2355 | 543.9825 | 568.7337 | 593.714 | 617.4918 | 638.5568 | 656.6826 | 676.1861 | 696.6626 | 716.8837 | 735.3913 | 756.6284 | 779.8682 | 805.9108 | 833.2946 | 863.7278 | 895.1981 | 925.1629 | 951.1082
VIC | 3647.7212 | 4325.5146 | 5025.0018 | 5721.8645 | 6395.4297 | 7070.2717 | 7749.074 | 8280.9847 | 8605.9472 | 8885.8975 | 9192.4608 | 9522.0681 | 9826.8894 | 10155.9348 | 10491.8052 | 10798.3266 | 11061.3779 | 11339.2071 | 11630.8531 | 11899.3348 | 12124.2652 | 12389.2007 | 12688.1994 | 13025.1958 | 13389.819 | 13810.1164 | 14257.1173 | 14683.78 | 15061.0773
Step Change
| 2021-22 | 2022-23 | 2023-24 | 2024-25 | 2025-26 | 2026-27 | 2027-28 | 2028-29 | 2029-30 | 2030-31 | 2031-32 | 2032-33 | 2033-34 | 2034-35 | 2035-36 | 2036-37 | 2037-38 | 2038-39 | 2039-40 | 2040-41 | 2041-42 | 2042-43 | 2043-44 | 2044-45 | 2045-46 | 2046-47 | 2047-48 | 2048-49 | 2049-50
NSW | 5455.5069 | 6473.8928 | 7463.4218 | 8330.1076 | 9124.0204 | 9871.9948 | 10593.285 | 11253.4401 | 11910.1599 | 12588.324 | 13285.4859 | 13957.7682 | 14639.3128 | 15330.326 | 16018.5692 | 16598.0886 | 17129.3789 | 17651.3342 | 18197.5679 | 18670.7559 | 19136.2699 | 19616.1909 | 20135.2178 | 20589.3788 | 21035.7125 | 21492.7038 | 21991.2382 | 22417.0663 | 22841.5441
QLD | 5767.8983 | 6617.2066 | 7406.1843 | 8139.4536 | 8923.1892 | 9676.619 | 10388.9071 | 11047.9941 | 11739.005 | 12451.6984 | 13121.3552 | 13688.4809 | 14287.3753 | 14879.3923 | 15469.3377 | 15943.5874 | 16402.8509 | 16858.851 | 17351.2688 | 17763.883 | 18188.1747 | 18602.7804 | 19047.0702 | 19392.8722 | 19743.8186 | 20092.5384 | 20480.602 | 20782.8988 | 21104.1006
SA | 2278.9221 | 2594.3985 | 2895.516 | 3151.3083 | 3370.4119 | 3575.0818 | 3764.8623 | 3941.0387 | 4107.5203 | 4282.2951 | 4462.2933 | 4640.4728 | 4808.3467 | 4981.6934 | 5153.8291 | 5303.5461 | 5429.0886 | 5557.5462 | 5690.2556 | 5810.917 | 5915.6344 | 6027.7939 | 6149.4203 | 6261.7611 | 6358.3913 | 6463.4688 | 6576.1904 | 6677.883 | 6764.3966
TAS | 225.7172 | 269.6379 | 310.1458 | 350.9169 | 392.145 | 432.3133 | 470.31 | 506.7391 | 541.246 | 577.1652 | 611.9034 | 645.6538 | 677.3433 | 709.9016 | 741.9246 | 772.041 | 799.5413 | 829.4183 | 861.1109 | 892.7031 | 921.3282 | 951.9948 | 984.421 | 1016.498 | 1044.5732 | 1074.0389 | 1104.4308 | 1133.3764 | 1157.8445
VIC | 3635.7349 | 4268.6707 | 4919.4618 | 5570.4216 | 6209.7816 | 6857.0138 | 7509.5519 | 8002.1378 | 8325.3699 | 8663.8772 | 8972.8243 | 9244.42 | 9493.7922 | 9763.3793 | 10037.3322 | 10282.2804 | 10483.9369 | 10706.5772 | 10954.6868 | 11202.3701 | 11418.9459 | 11654.3149 | 11905.9997 | 12147.0817 | 12350.1729 | 12577.6892 | 12825.024 | 13062.1019 | 13262.2542
Hydrogen Export
| 2021-22 | 2022-23 | 2023-24 | 2024-25 | 2025-26 | 2026-27 | 2027-28 | 2028-29 | 2029-30 | 2030-31 | 2031-32 | 2032-33 | 2033-34 | 2034-35 | 2035-36 | 2036-37 | 2037-38 | 2038-39 | 2039-40 | 2040-41 | 2041-42 | 2042-43 | 2043-44 | 2044-45 | 2045-46 | 2046-47 | 2047-48 | 2048-49 | 2049-50
NSW | 5521.047 | 6746.7951 | 7880.4603 | 8905.668 | 9850.358 | 10723.7323 | 11591.2384 | 12427.8097 | 13258.2771 | 14066.6444 | 14859.6415 | 15613.2843 | 16365.4216 | 17118.9341 | 17871.2933 | 18515.6556 | 19119.9622 | 19716.7123 | 20342.1556 | 20887.0484 | 21423.7572 | 21979.2879 | 22582.3579 | 23118.1084 | 23650.3985 | 24192.8615 | 24778.3437 | 25282.0413 | 25779.6925
QLD | 5821.1798 | 6832.2107 | 7726.8914 | 8549.1741 | 9428.4594 | 10308.3321 | 11172.6413 | 11991.7382 | 12815.6994 | 13605.6662 | 14365.3708 | 15047.1871 | 15742.7586 | 16427.7119 | 17097.3881 | 17608.3053 | 18068.1804 | 18495.6461 | 18974.2738 | 19398.8931 | 19857.1554 | 20315.687 | 20814.1225 | 21215.4073 | 21634.5943 | 22061.9567 | 22537.4011 | 22917.4473 | 23328.9377
SA | 2302.7131 | 2694.6359 | 3054.8821 | 3376.2098 | 3654.9478 | 3918.0162 | 4180.3978 | 4435.9001 | 4678.0323 | 4919.4466 | 5156.8698 | 5389.1502 | 5609.2008 | 5835.4235 | 6056.3333 | 6247.7971 | 6408.9569 | 6571.4818 | 6737.081 | 6884.3483 | 7012.4053 | 7151.7042 | 7301.3728 | 7441.448 | 7563.5374 | 7695.8023 | 7838.609 | 7967.6164 | 8079.3678
TAS | 229.1156 | 284.806 | 334.5907 | 382.6035 | 428.1602 | 472.231 | 515.4563 | 558.1635 | 598.1363 | 637.5105 | 675.9268 | 714.6551 | 750.8592 | 787.8369 | 823.5088 | 856.6852 | 886.6527 | 918.5979 | 952.1527 | 985.1635 | 1014.9241 | 1047.2801 | 1081.6843 | 1115.8405 | 1145.8214 | 1177.129 | 1209.0656 | 1239.2877 | 1264.5994
VIC | 3634.9112 | 4264.7615 | 4913.4167 | 5562.8324 | 6202.6623 | 6856.303 | 7525.8953 | 8107.9208 | 8577.959 | 9038.0765 | 9424.8518 | 9751.9139 | 10049.9468 | 10363.3474 | 10680.9995 | 10973.0132 | 11225.3783 | 11507.4009 | 11828.716 | 12159.3604 | 12464.9074 | 12796.8558 | 13149.1063 | 13495.9247 | 13803.5907 | 14138.7825 | 14499.9113 | 14851.5592 | 15165.0239
Strong Electrification Sensitivity
| 2021-22 | 2022-23 | 2023-24 | 2024-25 | 2025-26 | 2026-27 | 2027-28 | 2028-29 | 2029-30 | 2030-31 | 2031-32 | 2032-33 | 2033-34 | 2034-35 | 2035-36 | 2036-37 | 2037-38 | 2038-39 | 2039-40 | 2040-41 | 2041-42 | 2042-43 | 2043-44 | 2044-45 | 2045-46 | 2046-47 | 2047-48 | 2048-49 | 2049-50
NSW | 5572.7746 | 7168.2623 | 8764.1159 | 10211.7182 | 11587.1418 | 12772.3225 | 13695.6529 | 14354.3243 | 14828.8162 | 15169.9724 | 15497.2065 | 15806.259 | 16206.9968 | 16753.0238 | 17465.802 | 18222.5846 | 19005.3789 | 19725.3891 | 20298.4472 | 20654.8686 | 20983.016 | 21322.7517 | 21709.1341 | 22031.077 | 22359.505 | 22714.2295 | 23120.6773 | 23456.1313 | 23797.3872
QLD | 5902.9239 | 7407.5801 | 8848.9206 | 10036.389 | 11092.3028 | 11977.4399 | 12704.0983 | 13255.6149 | 13710.8414 | 14074.2829 | 14443.8238 | 14777.6899 | 15196.6536 | 15715.484 | 16370.221 | 17036.4336 | 17745.7338 | 18399.5515 | 18959.2537 | 19348.8052 | 19769.4049 | 20206.3256 | 20701.3141 | 21118.4823 | 21571.6998 | 22043.054 | 22577.6729 | 23031.1435 | 23535.4007
SA | 2323.5218 | 2899.1907 | 3452.527 | 3879.3563 | 4203.0184 | 4449.0662 | 4632.4783 | 4769.0444 | 4860.4514 | 4934.3462 | 5008.5124 | 5079.5595 | 5152.1499 | 5266.6144 | 5428.8098 | 5609.6141 | 5781.5523 | 5937.5475 | 6058.1365 | 6145.7221 | 6222.1755 | 6309.9169 | 6410.0025 | 6502.4848 | 6582.6925 | 6677.0498 | 6784.6732 | 6884.2526 | 6970.7566
TAS | 227.1826 | 287.2664 | 353.3926 | 420.748 | 486.9183 | 544.3192 | 585.7822 | 613.7015 | 630.1743 | 642.1535 | 653.1917 | 665.0168 | 678.0329 | 697.5788 | 723.2467 | 753.4474 | 784.0172 | 812.7768 | 832.9769 | 845.386 | 854.0575 | 865.0109 | 877.5731 | 889.5305 | 898.5156 | 909.9288 | 923.0678 | 935.9084 | 945.8338
VIC | 3702.7768 | 4751.4589 | 5916.3838 | 7045.0136 | 8120.0128 | 9099.8705 | 9956.3275 | 10669.1513 | 11172.2163 | 11577.4146 | 11974.7849 | 12391.6129 | 12847.2673 | 13433.5247 | 14146.0423 | 14931.5601 | 15705.0538 | 16465.5574 | 17127.8298 | 17640.5931 | 18050.7641 | 18496.1733 | 18978.3555 | 19453.8211 | 19883.4749 | 20367.8086 | 20908.5126 | 21490.8542 | 22070.142

## Regional Cost Factors
Regional Cost Factors
Regional cost factors for each cost region and cost component have been estimated by GHD to provide an indication of the variation in each cost component of the project costs between geographic regions.
Technology cost break down ratios are estimated from the technology cost for each of the cost components given by Aurecon.
The technology specific regional cost adjustment factors are calculated as the sum of the regional cost adjustment factors of each technology cost component, which is calculated by multiplying its share in total capital cost of the technology by the regional cost factor.
CSIRO build costs projections for new entrants are overnight costs for construction in a low cost zone. These regional cost factors are used to convert the CSIRO cost estimates to each region-specific cost estimate.
Regional cost factors - unchanged since 2021 IASR
Region | Equipment costs | Fuel connection costs | Cost of land and development | Installation costs | O&M costs 2
VIC Low | 1 | 1 | 1 | 1 | 1
VIC Medium | 1.03 | 1.03 | 1 | 1.03 | 1.03
VIC High | 1.05 | 1.05 | 1 | 1.05 | 1.05
QLD Low | 1 | 1 | 1 | 1 | 1
QLD Medium | 1.05 | 1.1048 | 1 | 1.1545 | 1.1215
QLD High | 1.1 | 1.2095 | 1 | 1.3091 | 1.2523
NSW Low | 1 | 1 | 1 | 1 | 1
NSW Medium | 1.05 | 1.0734 | 1 | 1.1017 | 1.0796
NSW High | 1.1 | 1.156 | 1 | 1.2034 | 1.1681
SA Low | 1 | 1 | 1 | 1 | 1
SA Medium | 1.05 | 1.099 | 1 | 1.1471 | 1.1188
SA High | 1.1 | 1.198 | 1 | 1.2941 | 1.2376
TAS Low | 1 | 1 | 1 | 1 | 1
TAS Medium | 1.05 | 1.0673 | 1 | 1.1028 | 1.0857
TAS High | 1.1 | 1.1442 | 1 | 1.2056 | 1.1714
Notes:
1. Sourced from GHD 2018 AEMO costs and technical parameter review, adjusted to be rebased to one in each region.
2. New entry technology O&M costs are applied to fixed and variable operations and maintenance costs independent to capital costs.
Technology Cost breakdown ratios - Updated
Technology | Equipment costs | Fuel connection costs | Cost of land and development | Installation costs
Black Coal (advanced ultra supercritical PC) | 33% | 0% | 17% | 50%
Black Coal (advanced ultra supercritical PC) with CCS | 30% | 0% | 26% | 44%
OCGT (small GT) | 60% | 6% | 8% | 26%
OCGT (large GT) | 58% | 10% | 7% | 25%
CCGT | 62% | 3% | 8% | 27%
CCGT with CCS | 57% | 3% | 16% | 24%
Biomass | 33.33% | 0% | 16.67% | 50%
Battery storage (1hr storage) | 76% | 0% | 9% | 15%
Battery storage (2hrs storage) | 77% | 0% | 7% | 16%
Battery storage (4hrs storage) | 79% | 0% | 4% | 16%
Battery Storage (8hrs storage) | 81% | 0% | 2% | 17%
Large scale Solar PV | 56.67% | 0% | 5.667% | 37.66%
Solar Thermal (12hrs Storage) | 75% | 0% | 0% | 25%
Wind | 68% | 0% | 3% | 29%
Wind - Offshore | 69% | 0% | 2% | 29%
Hydrogen reciprocating engines | 55% | 0% | 8% | 37%
Notes:
1. Calculated from technology component costs provided in Aurecon 2021 AEMO costs and technical parameter review.
Technology Regional and Sub-regional cost adjustment factors
| Black Coal (advanced ultra supercritical PC) | Black Coal (advanced ultra supercritical PC) with CCS | OCGT (small GT) | OCGT (large GT) | CCGT | CCGT with CCS | Biomass | Battery storage (1hr storage) | Battery storage (2hrs storage) | Battery storage (4hrs storage) | Battery Storage (8hrs storage) | Large scale Solar PV | Solar Thermal (12hrs Storage) | Wind | Wind - Offshore | Hydrogen reciprocating engines | Pumped Hydro (8hrs storage) | Pumped Hydro (24hrs storage) | Pumped Hydro (48hrs storage) | BOTN - Cethana (20hrs storage)
VIC Low | 1 | 1 | 1 | 1 | 1 | 1 | 1 | 1 | 1 | 0.99 | 1 | 1 | 1 | 1 | 1 | 1
VIC Medium | 1.0249 | 1.0222 | 1.0276 | 1.0279 | 1.0276 | 1.0252 | 1.025 | 1.0273 | 1.0279 | 1.0185 | 1.0294 | 1.0283 | 1.03 | 1.0291 | 1.0294 | 1.0276
VIC High | 1.0415 | 1.037 | 1.046 | 1.0465 | 1.046 | 1.042 | 1.0417 | 1.0455 | 1.0465 | 1.0375 | 1.049 | 1.0472 | 1.05 | 1.0485 | 1.049 | 1.046
QLD Low | 1 | 1 | 1 | 1 | 1 | 1 | 1 | 1 | 1 | 0.99 | 1 | 1 | 1 | 1 | 1 | 1
QLD Medium | 1.0938 | 1.083 | 1.0765 | 1.0781 | 1.0759 | 1.0687 | 1.0939 | 1.0612 | 1.0632 | 1.0542 | 1.0668 | 1.0865 | 1.0761 | 1.0788 | 1.0793 | 1.0847
QLD High | 1.1875 | 1.166 | 1.1529 | 1.1562 | 1.1517 | 1.1375 | 1.1879 | 1.1224 | 1.1265 | 1.1185 | 1.1335 | 1.1731 | 1.1523 | 1.1576 | 1.1586 | 1.1694
NSW Low | 1 | 1 | 1 | 1 | 1 | 1 | 1 | 1 | 1 | 0.99 | 1 | 1 | 1 | 1 | 1 | 1
NSW Medium | 1.0673 | 1.0597 | 1.0608 | 1.0618 | 1.0607 | 1.0551 | 1.0675 | 1.0533 | 1.0548 | 1.0458 | 1.0578 | 1.0666 | 1.0629 | 1.0635 | 1.064 | 1.0651
NSW High | 1.1347 | 1.1195 | 1.1222 | 1.1244 | 1.1216 | 1.1105 | 1.135 | 1.1065 | 1.1095 | 1.1015 | 1.1156 | 1.1333 | 1.1258 | 1.127 | 1.128 | 1.1303
SA Low | 1 | 1 | 1 | 1 | 1 | 1 | 1 | 1 | 1 | 0.99 | 1 | 1 | 1 | 1 | 1 | 1
SA Medium | 1.09 | 1.0797 | 1.0742 | 1.0757 | 1.0737 | 1.0668 | 1.0902 | 1.0601 | 1.062 | 1.053 | 1.0655 | 1.0837 | 1.0743 | 1.0766 | 1.0771 | 1.0819
SA High | 1.1801 | 1.1594 | 1.1484 | 1.1513 | 1.1474 | 1.1335 | 1.1804 | 1.1201 | 1.1241 | 1.1161 | 1.131 | 1.1674 | 1.1485 | 1.1533 | 1.1543 | 1.1638
TAS Low | 1 | 1 | 1 | 1 | 1 | 1 | 1 | 1 | 1 | 0.99 | 1 | 1 | 1 | 1 | 1 | 1
TAS Medium | 1.0679 | 1.0602 | 1.0608 | 1.0614 | 1.0608 | 1.0552 | 1.0681 | 1.0534 | 1.0549 | 1.0459 | 1.058 | 1.0671 | 1.0632 | 1.0638 | 1.0643 | 1.0655
TAS High | 1.1358 | 1.1205 | 1.1221 | 1.1238 | 1.1218 | 1.1107 | 1.1361 | 1.1068 | 1.1099 | 1.1019 | 1.116 | 1.1341 | 1.1264 | 1.1276 | 1.1286 | 1.1311
VIC | [16 empty] | 1 | 1 | 1
CNQ | [16 empty] | 1.0104 | 0.88 | 0.86391
SQ | [16 empty] | 1.1143 | 0.96444 | 0.87574
GG
NNSW | [16 empty] | 0.8815 | 0.82222 | 0.62426
CNSW | [16 empty] | 1.0249 | 1.08 | 1.1213
SNSW | [16 empty] | 1.0437 | 1.0044 | 0.91124
SNW
SA | [16 empty] | 1.3514 | 1.6667
TAS | [16 empty] | 0.74844 | 0.61778 | 0.4645 | 1
Notes:
Pumped hydro sub-regional costs adjustments are derived from the build costs provided in Entura Pumped Hydro Cost Modelling. The cost adjustments are relative to the VIC cost for the specified storage size.

## Build costs
| Capital Cost Projections ($/kW, real 2021 dollars) | [5 empty] | GenCost scenario mapping
| Cost to construct new generation, not including connection costs. | [5 empty] | AEMO scenario name | Step Change | Hydrogen Export | Progressive Change | Slow Change
| These capital cost trajectories are developed by CSIRO's GALLM (see GenCost 2021-22 report for more details) based on the technology specific capital cost estimates provided by Aurecon (2021 AEMO costs and technical parameter review). | [5 empty] | GenCost scenario name | GenCost Global NZE post 2050 | GenCost Global NZE by 2050 | GenCost Current Policies | GenCost Current Policies
| Wind capital cost projections have been adjusted to capture increasing wind turbine efficiency over time, as provided for on-shore wind by CSIRO and off-shore wind by Aurecon. | [7 empty] | NOTE: The Hydrogen Export scenario assumes more accelerated capital cost reductions for large-scale Solar PV compared to the Global NZE by 2050 GenCost scenario, as a key enabler of hydrogen expansion for export.
The capital costs are overnight costs for construction in the Melbourne zone. To calculate the capital costs of these technologies elsewhere in Australia, use the regional cost adjustment factors given in the Regional Cost Factors worksheet.
The capital costs are sent-out values
Extended warranties for battery storage to cover a 20-year battery life are included as part of the fixed operating costs.
The build costs do not include costs associated with expanded transmission access or additional costs incurred when development within a REZ exceeds technology limits. Details on these additional costs are found in the Build limits tab.
NOTE: The hydrogen technologies are only included in one scenario and have been covered in separate sheets at the end of this workbook.
NOTE: The Strong Electrification sensitivity will apply the GenCost Global NZE by 2050 build cost assumptions.
Build costs - Current Policies ($/kW)
|  | Source | 2021-22 | 2022-23 | 2023-24 | 2024-25 | 2025-26 | 2026-27 | 2027-28 | 2028-29 | 2029-30 | 2030-31 | 2031-32 | 2032-33 | 2033-34 | 2034-35 | 2035-36 | 2036-37 | 2037-38 | 2038-39 | 2039-40 | 2040-41 | 2041-42 | 2042-43 | 2043-44 | 2044-45 | 2045-46 | 2046-47 | 2047-48 | 2048-49 | 2049-50 | 2050-51
GenCost Current Policies Black Coal (advanced ultra supercritical PC) | Black Coal (advanced ultra supercritical PC) | CSIRO GenCost 2022 | 4343 | 4343 | 4334 | 4326 | 4317 | 4308 | 4300 | 4291 | 4283 | 4274 | 4265 | 4257 | 4248 | 4240 | 4231 | 4223 | 4215 | 4206 | 4198 | 4189 | 4181 | 4173 | 4164 | 4156 | 4148 | 4139 | 4131 | 4123 | 4114 | 4106
GenCost Current Policies Black Coal (advanced ultra supercritical PC) with CCS | Black Coal (advanced ultra supercritical PC) with CCS | CSIRO GenCost 2022 | 9077 | 9077 | 9064 | 9051 | 9039 | 9026 | 9013 | 9001 | 8988 | 8975 | 8963 | 8950 | 8938 | 8925 | 8913 | 8900 | 8888 | 8875 | 8863 | 8851 | 8833 | 8815 | 8747 | 8632 | 8481 | 8353 | 8258 | 8185 | 8129 | 8088
GenCost Current Policies OCGT (small GT) | OCGT (small GT) | CSIRO GenCost 2022 | 1290 | 1290 | 1287 | 1285 | 1282 | 1280 | 1277 | 1275 | 1272 | 1270 | 1267 | 1264 | 1262 | 1259 | 1257 | 1254 | 1252 | 1249 | 1247 | 1244 | 1242 | 1239 | 1237 | 1234 | 1232 | 1229 | 1227 | 1225 | 1222 | 1220
GenCost Current Policies OCGT (large GT) | OCGT (large GT) | CSIRO GenCost 2022 | 765 | 763 | 762 | 760 | 759 | 757 | 756 | 754 | 753 | 751 | 750 | 748 | 747 | 745 | 744 | 742 | 741 | 739 | 738 | 736 | 735 | 734 | 732 | 731 | 729 | 728 | 726 | 725 | 723 | 722
GenCost Current Policies CCGT | CCGT | CSIRO GenCost 2022 | 1559 | 1559 | 1556 | 1553 | 1550 | 1547 | 1543 | 1540 | 1537 | 1534 | 1531 | 1528 | 1525 | 1522 | 1519 | 1516 | 1513 | 1510 | 1507 | 1504 | 1501 | 1498 | 1495 | 1492 | 1489 | 1486 | 1483 | 1480 | 1477 | 1474
GenCost Current Policies CCGT with CCS | CCGT with CCS | CSIRO GenCost 2022 | 4011 | 4011 | 4008 | 4006 | 4003 | 4000 | 3997 | 3995 | 3992 | 3989 | 3987 | 3984 | 3981 | 3979 | 3976 | 3973 | 3971 | 3968 | 3965 | 3963 | 3955 | 3947 | 3889 | 3785 | 3645 | 3528 | 3443 | 3380 | 3335 | 3304
GenCost Current Policies Biomass | Biomass | CSIRO GenCost 2022 | 6954 | 6954 | 6954 | 6954 | 6954 | 6954 | 6954 | 6954 | 6954 | 6954 | 6954 | 6954 | 6954 | 6954 | 6954 | 6954 | 6954 | 6954 | 6954 | 6954 | 6954 | 6954 | 6954 | 6953 | 6945 | 6929 | 6901 | 6867 | 6814 | 6740
GenCost Current Policies Large scale Solar PV | Large scale Solar PV | CSIRO GenCost 2022 | 1441 | 1441 | 1382 | 1331 | 1286 | 1244 | 1203 | 1171 | 1142 | 1102 | 1062 | 1005 | 960 | 924 | 898 | 863 | 823 | 795 | 781 | 769 | 759 | 750 | 742 | 734 | 725 | 717 | 706 | 696 | 686 | 677
GenCost Current Policies Solar Thermal (12hrs Storage) | Solar Thermal (12hrs Storage) | CSIRO GenCost 2022 | 6693 | 6693 | 6581 | 6476 | 6333 | 6191 | 6035 | 5894 | 5771 | 5660 | 5559 | 5467 | 5382 | 5303 | 5229 | 5159 | 5093 | 5029 | 4969 | 4894 | 4806 | 4706 | 4613 | 4525 | 4442 | 4364 | 4290 | 4219 | 4152 | 4103
GenCost Current Policies Battery storage (1hr storage) | Battery storage (1hr storage) | CSIRO GenCost 2022 | 775 | 759 | 747 | 739 | 732 | 723 | 703 | 684 | 676 | 657 | 640 | 625 | 611 | 601 | 594 | 576 | 562 | 547 | 535 | 522 | 512 | 506 | 499 | 490 | 482 | 475 | 468 | 462 | 455 | 444
GenCost Current Policies Battery storage (2hrs storage) | Battery storage (2hrs storage) | CSIRO GenCost 2022 | 1032 | 1006 | 990 | 980 | 972 | 960 | 928 | 900 | 890 | 860 | 834 | 812 | 792 | 778 | 770 | 742 | 720 | 698 | 682 | 664 | 650 | 642 | 636 | 624 | 614 | 604 | 596 | 590 | 582 | 570
GenCost Current Policies Battery storage (4hrs storage) | Battery storage (4hrs storage) | CSIRO GenCost 2022 | 1628 | 1584 | 1556 | 1544 | 1528 | 1512 | 1456 | 1400 | 1388 | 1332 | 1288 | 1248 | 1212 | 1192 | 1180 | 1128 | 1092 | 1052 | 1024 | 992 | 972 | 964 | 952 | 936 | 920 | 908 | 896 | 888 | 880 | 864
GenCost Current Policies Battery storage (8hrs storage) | Battery storage (8hrs storage) | CSIRO GenCost 2022 | 2856 | 2776 | 2720 | 2704 | 2680 | 2648 | 2544 | 2440 | 2416 | 2312 | 2224 | 2152 | 2088 | 2048 | 2024 | 1928 | 1864 | 1792 | 1736 | 1680 | 1640 | 1632 | 1616 | 1584 | 1560 | 1536 | 1520 | 1512 | 1496 | 1480
GenCost Current Policies Wind | Wind | CSIRO GenCost 2022 | 1805 | 1796.8326 | 1775.8559 | 1756.0538 | 1739.375 | 1723.8222 | 1711.3274 | 1700.8811 | 1690.5263 | 1672.9565 | 1664.4646 | 1655.0902 | 1645.7891 | 1637.5019 | 1628.3411 | 1621.1197 | 1613.9538 | 1605.9157 | 1596.0916 | 1580.3333 | 1569.8038 | 1560.2632 | 1550.794 | 1541.3955 | 1532.0669 | 1522.8074 | 1514.5092 | 1505.3824 | 1497.2088 | 1482.8
GenCost Current Policies Wind - offshore | Wind - offshore | CSIRO GenCost 2022 | 4649 | 4589.3974 | 4368.5316 | 4162.8125 | 3975.4815 | 3896.0122 | 3819.3855 | 3744.5833 | 3672.4471 | 3601.093 | 3532.2644 | 3465 | 3399.2472 | 3335.8111 | 3273.7692 | 3213.0761 | 3153.6882 | 3096.383 | 3039.4737 | 3015.9684 | 2993.2737 | 2969.7684 | 2947.0737 | 2923.5684 | 2900.8737 | 2878.9895 | 2856.2947 | 2834.4105 | 2812.5263 | 2790.6421
GenCost Current Policies Hydrogen reciprocating engines | Hydrogen reciprocating engines | CSIRO GenCost 2022 | 1989 | 1989 | 1985 | 1981 | 1977 | 1973 | 1969 | 1965 | 1961 | 1957 | 1953 | 1950 | 1946 | 1942 | 1938 | 1934 | 1930 | 1926 | 1922 | 1919 | 1915 | 1911 | 1907 | 1903 | 1899 | 1896 | 1892 | 1888 | 1884 | 1881
Build costs - Global NZE post 2050 ($/kW)
|  | Source | 2021-22 | 2022-23 | 2023-24 | 2024-25 | 2025-26 | 2026-27 | 2027-28 | 2028-29 | 2029-30 | 2030-31 | 2031-32 | 2032-33 | 2033-34 | 2034-35 | 2035-36 | 2036-37 | 2037-38 | 2038-39 | 2039-40 | 2040-41 | 2041-42 | 2042-43 | 2043-44 | 2044-45 | 2045-46 | 2046-47 | 2047-48 | 2048-49 | 2049-50 | 2050-51
GenCost Global NZE post 2050 Black Coal (advanced ultra supercritical PC) | Black Coal (advanced ultra supercritical PC) | CSIRO GenCost 2022 | 4343 | 4343 | 4334 | 4326 | 4317 | 4308 | 4300 | 4291 | 4283 | 4274 | 4265 | 4257 | 4248 | 4240 | 4231 | 4223 | 4215 | 4206 | 4198 | 4189 | 4181 | 4173 | 4164 | 4156 | 4148 | 4139 | 4131 | 4123 | 4114 | 4106
GenCost Global NZE post 2050 Black Coal (advanced ultra supercritical PC) with CCS | Black Coal (advanced ultra supercritical PC) with CCS | CSIRO GenCost 2022 | 9077 | 9077 | 9064 | 9051 | 9039 | 9026 | 9013 | 9001 | 8988 | 8975 | 8963 | 8950 | 8938 | 8925 | 8913 | 8900 | 8703 | 8506 | 8304 | 8286 | 8259 | 8236 | 8166 | 8082 | 7933 | 7832 | 7756 | 7744 | 7732 | 7719
GenCost Global NZE post 2050 OCGT (small GT) | OCGT (small GT) | CSIRO GenCost 2022 | 1290 | 1290 | 1287 | 1285 | 1282 | 1280 | 1277 | 1275 | 1272 | 1270 | 1267 | 1264 | 1262 | 1259 | 1257 | 1254 | 1252 | 1249 | 1247 | 1244 | 1242 | 1239 | 1237 | 1234 | 1232 | 1229 | 1227 | 1225 | 1222 | 1220
GenCost Global NZE post 2050 OCGT (large GT) | OCGT (large GT) | CSIRO GenCost 2022 | 765 | 763 | 762 | 760 | 759 | 757 | 756 | 754 | 753 | 751 | 750 | 748 | 747 | 745 | 744 | 742 | 741 | 739 | 738 | 736 | 735 | 734 | 732 | 731 | 729 | 728 | 726 | 725 | 723 | 722
GenCost Global NZE post 2050 CCGT | CCGT | CSIRO GenCost 2022 | 1559 | 1559 | 1556 | 1553 | 1550 | 1547 | 1543 | 1540 | 1537 | 1534 | 1531 | 1528 | 1525 | 1522 | 1519 | 1516 | 1513 | 1510 | 1507 | 1504 | 1501 | 1498 | 1495 | 1492 | 1489 | 1486 | 1483 | 1480 | 1477 | 1474
GenCost Global NZE post 2050 CCGT with CCS | CCGT with CCS | CSIRO GenCost 2022 | 4011 | 4011 | 4008 | 4006 | 4003 | 4000 | 3997 | 3995 | 3992 | 3989 | 3987 | 3984 | 3981 | 3979 | 3976 | 3973 | 3788 | 3603 | 3413 | 3405 | 3387 | 3374 | 3315 | 3241 | 3103 | 3013 | 2947 | 2944 | 2942 | 2939
GenCost Global NZE post 2050 Biomass | Biomass | CSIRO GenCost 2022 | 6954 | 6954 | 6954 | 6954 | 6954 | 6954 | 6954 | 6954 | 6954 | 6954 | 6954 | 6954 | 6954 | 6954 | 6954 | 6954 | 6954 | 6954 | 6954 | 6954 | 6954 | 6954 | 6954 | 6954 | 6954 | 6954 | 6954 | 6954 | 6954 | 6954
GenCost Global NZE post 2050 Large scale Solar PV | Large scale Solar PV | CSIRO GenCost 2022 | 1441 | 1441 | 1362 | 1261 | 1138 | 1028 | 958 | 931 | 909 | 888 | 869 | 856 | 846 | 842 | 834 | 826 | 815 | 800 | 777 | 745 | 721 | 707 | 703 | 700 | 688 | 675 | 653 | 632 | 602 | 577
GenCost Global NZE post 2050 Solar Thermal (12hrs Storage) | Solar Thermal (12hrs Storage) | CSIRO GenCost 2022 | 6693 | 6693 | 6530 | 6309 | 6043 | 5798 | 5612 | 5481 | 5372 | 5236 | 5075 | 4902 | 4750 | 4623 | 4519 | 4440 | 4367 | 4303 | 4236 | 4181 | 4117 | 4051 | 3982 | 3918 | 3861 | 3794 | 3718 | 3627 | 3540 | 3478
GenCost Global NZE post 2050 Battery storage (1hr storage) | Battery storage (1hr storage) | CSIRO GenCost 2022 | 775 | 745 | 724 | 709 | 696 | 685 | 663 | 642 | 621 | 602 | 583 | 565 | 548 | 532 | 523 | 513 | 504 | 495 | 487 | 478 | 471 | 464 | 458 | 450 | 443 | 436 | 430 | 423 | 417 | 404
GenCost Global NZE post 2050 Battery storage (2hrs storage) | Battery storage (2hrs storage) | CSIRO GenCost 2022 | 1032 | 984 | 950 | 928 | 910 | 896 | 860 | 828 | 796 | 766 | 738 | 712 | 686 | 662 | 650 | 638 | 626 | 614 | 604 | 594 | 584 | 578 | 572 | 562 | 554 | 548 | 540 | 532 | 526 | 514
GenCost Global NZE post 2050 Battery storage (4hrs storage) | Battery storage (4hrs storage) | CSIRO GenCost 2022 | 1628 | 1540 | 1480 | 1440 | 1408 | 1384 | 1320 | 1260 | 1204 | 1152 | 1100 | 1052 | 1008 | 964 | 948 | 928 | 912 | 896 | 880 | 864 | 852 | 844 | 836 | 824 | 816 | 804 | 796 | 788 | 780 | 768
GenCost Global NZE post 2050 Battery storage (8hrs storage) | Battery storage (8hrs storage) | CSIRO GenCost 2022 | 2856 | 2680 | 2568 | 2496 | 2440 | 2400 | 2280 | 2160 | 2056 | 1952 | 1856 | 1768 | 1680 | 1600 | 1568 | 1536 | 1512 | 1480 | 1456 | 1432 | 1416 | 1400 | 1392 | 1376 | 1360 | 1344 | 1336 | 1328 | 1312 | 1296
GenCost Global NZE post 2050 Wind | Wind | CSIRO GenCost 2022 | 1805 | 1796.8326 | 1738.1982 | 1693.9013 | 1654.9107 | 1629.9556 | 1607.1681 | 1594.2731 | 1582.4561 | 1562.9565 | 1552.0394 | 1541.2078 | 1532.3516 | 1523.5642 | 1514.845 | 1506.1931 | 1498.5385 | 1490.0153 | 1481.5573 | 1467.5833 | 1460.2189 | 1452 | 1443.8427 | 1434.8433 | 1423.2119 | 1409.8741 | 1388.5978 | 1363.9191 | 1336.7619 | 1305.04
GenCost Global NZE post 2050 Wind - offshore | Wind - offshore | CSIRO GenCost 2022 | 4649 | 4589.3974 | 4250.5949 | 3974.1625 | 3734.0247 | 3502.561 | 3286.8795 | 3212.9167 | 3141.6 | 3071.0465 | 3003.8851 | 2937.375 | 2873.2247 | 2811.3556 | 2750 | 2691.6522 | 2633.7312 | 2577.8617 | 2523.1684 | 2496.4211 | 2469.6737 | 2442.9263 | 2416.9895 | 2391.0526 | 2365.1158 | 2339.9895 | 2314.8632 | 2289.7368 | 2265.4211 | 2241.1053
GenCost Global NZE post 2050 Hydrogen reciprocating engines | Hydrogen reciprocating engines | CSIRO GenCost 2022 | 1989 | 1989 | 1985 | 1981 | 1977 | 1973 | 1969 | 1965 | 1961 | 1957 | 1953 | 1950 | 1946 | 1942 | 1938 | 1934 | 1930 | 1926 | 1922 | 1919 | 1915 | 1911 | 1907 | 1903 | 1899 | 1896 | 1892 | 1888 | 1884 | 1881
Build costs - Global NZE by 2050 ($/kW)
|  | Source | 2021-22 | 2022-23 | 2023-24 | 2024-25 | 2025-26 | 2026-27 | 2027-28 | 2028-29 | 2029-30 | 2030-31 | 2031-32 | 2032-33 | 2033-34 | 2034-35 | 2035-36 | 2036-37 | 2037-38 | 2038-39 | 2039-40 | 2040-41 | 2041-42 | 2042-43 | 2043-44 | 2044-45 | 2045-46 | 2046-47 | 2047-48 | 2048-49 | 2049-50 | 2050-51
GenCost Global NZE by 2050 Black Coal (advanced ultra supercritical PC) | Black Coal (advanced ultra supercritical PC) | CSIRO GenCost 2022 | 4343 | 4343 | 4326 | 4317 | 4308 | 4300 | 4291 | 4283 | 4274 | 4265 | 4257 | 4248 | 4240 | 4231 | 4223 | 4215 | 4206 | 4198 | 4189 | 4181 | 4173 | 4164 | 4156 | 4148 | 4139 | 4131 | 4123 | 4114 | 4106 | 4102
GenCost Global NZE by 2050 Black Coal (advanced ultra supercritical PC) with CCS | Black Coal (advanced ultra supercritical PC) with CCS | CSIRO GenCost 2022 | 9077 | 9077 | 9051 | 9039 | 9026 | 9013 | 9001 | 8988 | 8975 | 8963 | 8950 | 8938 | 8925 | 8913 | 8900 | 8888 | 8875 | 8863 | 8851 | 8825 | 8799 | 8774 | 8761 | 8551 | 8235 | 7870 | 7677 | 7575 | 7514 | 7490
GenCost Global NZE by 2050 OCGT (small GT) | OCGT (small GT) | CSIRO GenCost 2022 | 1290 | 1290 | 1285 | 1282 | 1280 | 1277 | 1275 | 1272 | 1270 | 1267 | 1264 | 1262 | 1259 | 1257 | 1254 | 1252 | 1249 | 1247 | 1244 | 1242 | 1239 | 1237 | 1234 | 1232 | 1229 | 1227 | 1225 | 1222 | 1220 | 1218
GenCost Global NZE by 2050 OCGT (large GT) | OCGT (large GT) | CSIRO GenCost 2022 | 765 | 763 | 762 | 760 | 759 | 757 | 756 | 754 | 753 | 751 | 750 | 748 | 747 | 745 | 744 | 742 | 741 | 739 | 738 | 736 | 735 | 734 | 732 | 731 | 729 | 728 | 726 | 725 | 723 | 722
GenCost Global NZE by 2050 CCGT | CCGT | CSIRO GenCost 2022 | 1559 | 1559 | 1553 | 1550 | 1547 | 1543 | 1540 | 1537 | 1534 | 1531 | 1528 | 1525 | 1522 | 1519 | 1516 | 1513 | 1510 | 1507 | 1504 | 1501 | 1498 | 1495 | 1492 | 1489 | 1486 | 1483 | 1480 | 1477 | 1474 | 1473
GenCost Global NZE by 2050 CCGT with CCS | CCGT with CCS | CSIRO GenCost 2022 | 4011 | 4011 | 4006 | 4003 | 4000 | 3997 | 3995 | 3992 | 3989 | 3987 | 3984 | 3981 | 3979 | 3976 | 3973 | 3971 | 3968 | 3965 | 3963 | 3947 | 3931 | 3915 | 3913 | 3714 | 3411 | 3060 | 2878 | 2786 | 2735 | 2717
GenCost Global NZE by 2050 Biomass | Biomass | CSIRO GenCost 2022 | 6954 | 6954 | 6954 | 6954 | 6954 | 6954 | 6954 | 6954 | 6954 | 6954 | 6954 | 6954 | 6954 | 6954 | 6954 | 6954 | 6954 | 6954 | 6954 | 6954 | 6954 | 6954 | 6954 | 6954 | 6954 | 6954 | 6954 | 6954 | 6954 | 6954
GenCost Global NZE by 2050 Large scale Solar PV | Large scale Solar PV | CSIRO GenCost 2022 - see Note | 1441 | 1441 | 1177.0738 | 912.6372 | 756.9653 | 683.7258 | 641.6446 | 607.2317 | 578.3661 | 560.5053 | 554.157 | 539.4792 | 526.1817 | 529.0426 | 522.8883 | 522.581 | 513.009 | 504.081 | 495.7213 | 487.8667 | 480.4635 | 473.466 | 466.835 | 460.5367 | 454.5414 | 448.8233 | 443.3597 | 438.1304 | 433.1174 | 428.305
GenCost Global NZE by 2050 Solar Thermal (12hrs Storage) | Solar Thermal (12hrs Storage) | CSIRO GenCost 2022 | 6693 | 6693 | 6112 | 5860 | 5592 | 5368 | 5201 | 5035 | 4846 | 4657 | 4493 | 4372 | 4258 | 4162 | 4063 | 3980 | 3895 | 3816 | 3718 | 3620 | 3511 | 3418 | 3321 | 3244 | 3171 | 3113 | 3056 | 3004 | 2953 | 2911
GenCost Global NZE by 2050 Battery storage (1hr storage) | Battery storage (1hr storage) | CSIRO GenCost 2022 | 775 | 693 | 641 | 605 | 577 | 554 | 534 | 516 | 503 | 486 | 472 | 459 | 451 | 443 | 435 | 427 | 419 | 411 | 403 | 396 | 388 | 380 | 373 | 365 | 357 | 350 | 342 | 335 | 327 | 313
GenCost Global NZE by 2050 Battery storage (2hrs storage) | Battery storage (2hrs storage) | CSIRO GenCost 2022 | 1032 | 892 | 806 | 748 | 704 | 668 | 640 | 614 | 596 | 572 | 552 | 534 | 526 | 518 | 510 | 500 | 492 | 484 | 476 | 468 | 458 | 452 | 444 | 436 | 428 | 420 | 412 | 404 | 396 | 382
GenCost Global NZE by 2050 Battery storage (4hrs storage) | Battery storage (4hrs storage) | CSIRO GenCost 2022 | 1628 | 1356 | 1192 | 1084 | 1000 | 940 | 888 | 844 | 816 | 772 | 740 | 712 | 704 | 692 | 684 | 676 | 664 | 656 | 644 | 636 | 628 | 616 | 608 | 600 | 592 | 584 | 576 | 568 | 560 | 544
GenCost Global NZE by 2050 Battery storage (8hrs storage) | Battery storage (8hrs storage) | CSIRO GenCost 2022 | 2856 | 2320 | 2000 | 1784 | 1632 | 1512 | 1416 | 1336 | 1280 | 1208 | 1152 | 1104 | 1088 | 1072 | 1064 | 1048 | 1032 | 1024 | 1008 | 1000 | 984 | 976 | 968 | 952 | 944 | 936 | 920 | 912 | 904 | 880
GenCost Global NZE by 2050 Wind | Wind | CSIRO GenCost 2022 | 1805 | 1796.8326 | 1691.6216 | 1645.5605 | 1612.6786 | 1585.9556 | 1567.2566 | 1549.6916 | 1534.2105 | 1514.1739 | 1503.4488 | 1493.7569 | 1485.0859 | 1477.4241 | 1467.9457 | 1459.4749 | 1450.1385 | 1441.8008 | 1432.6031 | 1419 | 1409.9925 | 1400.1429 | 1384.9288 | 1364.4104 | 1341.3457 | 1316.6593 | 1294.8339 | 1274.9485 | 1259.641 | 1246.08
GenCost Global NZE by 2050 Wind - offshore | Wind - offshore | CSIRO GenCost 2022 | 4649 | 4589.3974 | 3872.4177 | 3587.2375 | 3322.4074 | 3091.2683 | 2755.3012 | 2448.4167 | 2188.6118 | 2091.5349 | 2032.977 | 1989.75 | 1954.4157 | 1924.1444 | 1897.0769 | 1873.1087 | 1850.4839 | 1829.1596 | 1809.0947 | 1807.4737 | 1806.6632 | 1805.8526 | 1804.2316 | 1803.4211 | 1801.8 | 1800.9895 | 1799.3684 | 1798.5579 | 1796.9368 | 1796.9368
GenCost Global NZE by 2050 Hydrogen reciprocating engines | Hydrogen reciprocating engines | CSIRO GenCost 2022 | 1989 | 1989 | 1981 | 1977 | 1973 | 1969 | 1965 | 1961 | 1957 | 1953 | 1950 | 1946 | 1942 | 1938 | 1934 | 1930 | 1926 | 1922 | 1919 | 1915 | 1911 | 1907 | 1903 | 1899 | 1896 | 1892 | 1888 | 1884 | 1881 | 1879
Hydrogen Superpower NOTE: The Hydrogen Export scenario assumes more accelerated capital cost reductions for large-scale Solar PV compared to the Global NZE by 2050 GenCost scenario, as a key enabler of hydrogen expansion for export. | NOTE: The Hydrogen Export scenario assumes more accelerated capital cost reductions for large-scale Solar PV compared to the Global NZE by 2050 GenCost scenario, as a key enabler of hydrogen expansion for export.
Build costs - Pumped hydro energy storage ($/kW) | Build costs - Pumped hydro energy storage ($/kW)
|  | Source | 2021-22 | 2022-23 | 2023-24 | 2024-25 | 2025-26 | 2026-27 | 2027-28 | 2028-29 | 2029-30 | 2030-31 | 2031-32 | 2032-33 | 2033-34 | 2034-35 | 2035-36 | 2036-37 | 2037-38 | 2038-39 | 2039-40 | 2040-41 | 2041-42 | 2042-43 | 2043-44 | 2044-45 | 2045-46 | 2046-47 | 2047-48 | 2048-49 | 2049-50 | 2050-51
Entura (2018) Pumped Hydro (8hrs storage) | Pumped Hydro (8hrs storage) | Entura (2018) | 2520.3901 | 2515.8962 | 2512.4394 | 2507.9455 | 2503.7972 | 2499.3034 | 2495.1551 | 2490.6612 | 2486.513 | 2482.0191 | 2477.8708 | 2473.3769 | 2469.2287 | 2465.0804 | 2461.278 | 2457.1297 | 2452.6359 | 2448.4876 | 2444.3393 | 2439.8455 | 2435.6972 | 2431.8948 | 2427.7465 | 2423.5982 | 2419.1044 | 2414.9561 | 2411.4993 | 2407.0054 | 2402.8572 | 2398.7089
Entura (2018) Pumped Hydro (24hrs storage) | Pumped Hydro (24hrs storage) | Entura (2018) | 3537.0146 | 3530.793 | 3524.5713 | 3518.3496 | 3513.1649 | 3506.9433 | 3500.7216 | 3494.4999 | 3489.3152 | 3483.0936 | 3476.8719 | 3470.6502 | 3465.4655 | 3459.2439 | 3453.0222 | 3447.8375 | 3441.6158 | 3435.3941 | 3430.2094 | 3423.9878 | 3417.7661 | 3412.5814 | 3406.3597 | 3400.1381 | 3394.9533 | 3388.7317 | 3383.547 | 3377.3253 | 3372.1406 | 3365.9189
Entura (2018) Pumped Hydro (48hrs storage) | Pumped Hydro (48hrs storage) | Entura (2018) | 5313.3956 | 5304.063 | 5294.7303 | 5286.4346 | 5277.1019 | 5267.7693 | 5259.4736 | 5250.1409 | 5240.8082 | 5232.5125 | 5223.1799 | 5213.8472 | 5205.5515 | 5196.2189 | 5187.9232 | 5178.5905 | 5170.2948 | 5160.9621 | 5152.6664 | 5143.3338 | 5135.0381 | 5125.7054 | 5117.4097 | 5109.114 | 5099.7814 | 5091.4857 | 5082.153 | 5073.8573 | 5065.5616 | 5056.2289
| BOTN - Cethana (20hrs storage) | Hydro Tasmania | 1800 | 1800 | 1800 | 1800 | 1800 | 1800 | 1800 | 1800 | 1800 | 1800 | 1800 | 1800 | 1800 | 1800 | 1800 | 1800 | 1800 | 1800 | 1800 | 1800 | 1800 | 1800 | 1800 | 1800 | 1800 | 1800 | 1800 | 1800 | 1800 | 1800
Build cost by technology ($/kW)
|  | Scenario | 2021-22 | 2022-23 | 2023-24 | 2024-25 | 2025-26 | 2026-27 | 2027-28 | 2028-29 | 2029-30 | 2030-31 | 2031-32 | 2032-33 | 2033-34 | 2034-35 | 2035-36 | 2036-37 | 2037-38 | 2038-39 | 2039-40 | 2040-41 | 2041-42 | 2042-43 | 2043-44 | 2044-45 | 2045-46 | 2046-47 | 2047-48 | 2048-49 | 2049-50 | 2050-51
GenCost Current Policies Black Coal (advanced ultra supercritical PC) | Black Coal (advanced ultra supercritical PC) | GenCost Current Policies | 4343 | 4343 | 4334 | 4326 | 4317 | 4308 | 4300 | 4291 | 4283 | 4274 | 4265 | 4257 | 4248 | 4240 | 4231 | 4223 | 4215 | 4206 | 4198 | 4189 | 4181 | 4173 | 4164 | 4156 | 4148 | 4139 | 4131 | 4123 | 4114 | 4106
| Black Coal (advanced ultra supercritical PC) | GenCost Global NZE post 2050 | 4343 | 4343 | 4334 | 4326 | 4317 | 4308 | 4300 | 4291 | 4283 | 4274 | 4265 | 4257 | 4248 | 4240 | 4231 | 4223 | 4215 | 4206 | 4198 | 4189 | 4181 | 4173 | 4164 | 4156 | 4148 | 4139 | 4131 | 4123 | 4114 | 4106
GenCost Global NZE by 2050 Black Coal (advanced ultra supercritical PC) | Black Coal (advanced ultra supercritical PC) | GenCost Global NZE by 2050 | 4343 | 4343 | 4326 | 4317 | 4308 | 4300 | 4291 | 4283 | 4274 | 4265 | 4257 | 4248 | 4240 | 4231 | 4223 | 4215 | 4206 | 4198 | 4189 | 4181 | 4173 | 4164 | 4156 | 4148 | 4139 | 4131 | 4123 | 4114 | 4106 | 4102
Step Change Black Coal (advanced ultra supercritical PC) | Black Coal (advanced ultra supercritical PC) | Step Change | 4343 | 4343 | 4334 | 4326 | 4317 | 4308 | 4300 | 4291 | 4283 | 4274 | 4265 | 4257 | 4248 | 4240 | 4231 | 4223 | 4215 | 4206 | 4198 | 4189 | 4181 | 4173 | 4164 | 4156 | 4148 | 4139 | 4131 | 4123 | 4114 | 4106
Hydrogen Export Black Coal (advanced ultra supercritical PC) | Black Coal (advanced ultra supercritical PC) | Hydrogen Export | 4343 | 4343 | 4326 | 4317 | 4308 | 4300 | 4291 | 4283 | 4274 | 4265 | 4257 | 4248 | 4240 | 4231 | 4223 | 4215 | 4206 | 4198 | 4189 | 4181 | 4173 | 4164 | 4156 | 4148 | 4139 | 4131 | 4123 | 4114 | 4106 | 4102
Progressive Change Black Coal (advanced ultra supercritical PC) | Black Coal (advanced ultra supercritical PC) | Progressive Change | 4343 | 4343 | 4334 | 4326 | 4317 | 4308 | 4300 | 4291 | 4283 | 4274 | 4265 | 4257 | 4248 | 4240 | 4231 | 4223 | 4215 | 4206 | 4198 | 4189 | 4181 | 4173 | 4164 | 4156 | 4148 | 4139 | 4131 | 4123 | 4114 | 4106
Slow Change Black Coal (advanced ultra supercritical PC) | Black Coal (advanced ultra supercritical PC) | Slow Change | 4343 | 4343 | 4334 | 4326 | 4317 | 4308 | 4300 | 4291 | 4283 | 4274 | 4265 | 4257 | 4248 | 4240 | 4231 | 4223 | 4215 | 4206 | 4198 | 4189 | 4181 | 4173 | 4164 | 4156 | 4148 | 4139 | 4131 | 4123 | 4114 | 4106
|  | Scenario | 2021-22 | 2022-23 | 2023-24 | 2024-25 | 2025-26 | 2026-27 | 2027-28 | 2028-29 | 2029-30 | 2030-31 | 2031-32 | 2032-33 | 2033-34 | 2034-35 | 2035-36 | 2036-37 | 2037-38 | 2038-39 | 2039-40 | 2040-41 | 2041-42 | 2042-43 | 2043-44 | 2044-45 | 2045-46 | 2046-47 | 2047-48 | 2048-49 | 2049-50 | 2050-51
GenCost Current Policies Black Coal (advanced ultra supercritical PC) with CCS | Black Coal (advanced ultra supercritical PC) with CCS | GenCost Current Policies | 9077 | 9077 | 9064 | 9051 | 9039 | 9026 | 9013 | 9001 | 8988 | 8975 | 8963 | 8950 | 8938 | 8925 | 8913 | 8900 | 8888 | 8875 | 8863 | 8851 | 8833 | 8815 | 8747 | 8632 | 8481 | 8353 | 8258 | 8185 | 8129 | 8088
| Black Coal (advanced ultra supercritical PC) with CCS | GenCost Global NZE post 2050 | 9077 | 9077 | 9064 | 9051 | 9039 | 9026 | 9013 | 9001 | 8988 | 8975 | 8963 | 8950 | 8938 | 8925 | 8913 | 8900 | 8703 | 8506 | 8304 | 8286 | 8259 | 8236 | 8166 | 8082 | 7933 | 7832 | 7756 | 7744 | 7732 | 7719
GenCost Global NZE by 2050 Black Coal (advanced ultra supercritical PC) with CCS | Black Coal (advanced ultra supercritical PC) with CCS | GenCost Global NZE by 2050 | 9077 | 9077 | 9051 | 9039 | 9026 | 9013 | 9001 | 8988 | 8975 | 8963 | 8950 | 8938 | 8925 | 8913 | 8900 | 8888 | 8875 | 8863 | 8851 | 8825 | 8799 | 8774 | 8761 | 8551 | 8235 | 7870 | 7677 | 7575 | 7514 | 7490
Step Change Black Coal (advanced ultra supercritical PC) with CCS | Black Coal (advanced ultra supercritical PC) with CCS | Step Change | 9077 | 9077 | 9064 | 9051 | 9039 | 9026 | 9013 | 9001 | 8988 | 8975 | 8963 | 8950 | 8938 | 8925 | 8913 | 8900 | 8703 | 8506 | 8304 | 8286 | 8259 | 8236 | 8166 | 8082 | 7933 | 7832 | 7756 | 7744 | 7732 | 7719
Hydrogen Export Black Coal (advanced ultra supercritical PC) with CCS | Black Coal (advanced ultra supercritical PC) with CCS | Hydrogen Export | 9077 | 9077 | 9051 | 9039 | 9026 | 9013 | 9001 | 8988 | 8975 | 8963 | 8950 | 8938 | 8925 | 8913 | 8900 | 8888 | 8875 | 8863 | 8851 | 8825 | 8799 | 8774 | 8761 | 8551 | 8235 | 7870 | 7677 | 7575 | 7514 | 7490
Progressive Change Black Coal (advanced ultra supercritical PC) with CCS | Black Coal (advanced ultra supercritical PC) with CCS | Progressive Change | 9077 | 9077 | 9064 | 9051 | 9039 | 9026 | 9013 | 9001 | 8988 | 8975 | 8963 | 8950 | 8938 | 8925 | 8913 | 8900 | 8888 | 8875 | 8863 | 8851 | 8833 | 8815 | 8747 | 8632 | 8481 | 8353 | 8258 | 8185 | 8129 | 8088
Slow Change Black Coal (advanced ultra supercritical PC) with CCS | Black Coal (advanced ultra supercritical PC) with CCS | Slow Change | 9077 | 9077 | 9064 | 9051 | 9039 | 9026 | 9013 | 9001 | 8988 | 8975 | 8963 | 8950 | 8938 | 8925 | 8913 | 8900 | 8888 | 8875 | 8863 | 8851 | 8833 | 8815 | 8747 | 8632 | 8481 | 8353 | 8258 | 8185 | 8129 | 8088
|  | Scenario | 2021-22 | 2022-23 | 2023-24 | 2024-25 | 2025-26 | 2026-27 | 2027-28 | 2028-29 | 2029-30 | 2030-31 | 2031-32 | 2032-33 | 2033-34 | 2034-35 | 2035-36 | 2036-37 | 2037-38 | 2038-39 | 2039-40 | 2040-41 | 2041-42 | 2042-43 | 2043-44 | 2044-45 | 2045-46 | 2046-47 | 2047-48 | 2048-49 | 2049-50 | 2050-51
GenCost Current Policies OCGT (small GT) | OCGT (small GT) | GenCost Current Policies | 1290 | 1290 | 1287 | 1285 | 1282 | 1280 | 1277 | 1275 | 1272 | 1270 | 1267 | 1264 | 1262 | 1259 | 1257 | 1254 | 1252 | 1249 | 1247 | 1244 | 1242 | 1239 | 1237 | 1234 | 1232 | 1229 | 1227 | 1225 | 1222 | 1220
| OCGT (small GT) | GenCost Global NZE post 2050 | 1290 | 1290 | 1287 | 1285 | 1282 | 1280 | 1277 | 1275 | 1272 | 1270 | 1267 | 1264 | 1262 | 1259 | 1257 | 1254 | 1252 | 1249 | 1247 | 1244 | 1242 | 1239 | 1237 | 1234 | 1232 | 1229 | 1227 | 1225 | 1222 | 1220
GenCost Global NZE by 2050 OCGT (small GT) | OCGT (small GT) | GenCost Global NZE by 2050 | 1290 | 1290 | 1285 | 1282 | 1280 | 1277 | 1275 | 1272 | 1270 | 1267 | 1264 | 1262 | 1259 | 1257 | 1254 | 1252 | 1249 | 1247 | 1244 | 1242 | 1239 | 1237 | 1234 | 1232 | 1229 | 1227 | 1225 | 1222 | 1220 | 1218
Step Change OCGT (small GT) | OCGT (small GT) | Step Change | 1290 | 1290 | 1287 | 1285 | 1282 | 1280 | 1277 | 1275 | 1272 | 1270 | 1267 | 1264 | 1262 | 1259 | 1257 | 1254 | 1252 | 1249 | 1247 | 1244 | 1242 | 1239 | 1237 | 1234 | 1232 | 1229 | 1227 | 1225 | 1222 | 1220
Hydrogen Export OCGT (small GT) | OCGT (small GT) | Hydrogen Export | 1290 | 1290 | 1285 | 1282 | 1280 | 1277 | 1275 | 1272 | 1270 | 1267 | 1264 | 1262 | 1259 | 1257 | 1254 | 1252 | 1249 | 1247 | 1244 | 1242 | 1239 | 1237 | 1234 | 1232 | 1229 | 1227 | 1225 | 1222 | 1220 | 1218
Progressive Change OCGT (small GT) | OCGT (small GT) | Progressive Change | 1290 | 1290 | 1287 | 1285 | 1282 | 1280 | 1277 | 1275 | 1272 | 1270 | 1267 | 1264 | 1262 | 1259 | 1257 | 1254 | 1252 | 1249 | 1247 | 1244 | 1242 | 1239 | 1237 | 1234 | 1232 | 1229 | 1227 | 1225 | 1222 | 1220
Slow Change OCGT (small GT) | OCGT (small GT) | Slow Change | 1290 | 1290 | 1287 | 1285 | 1282 | 1280 | 1277 | 1275 | 1272 | 1270 | 1267 | 1264 | 1262 | 1259 | 1257 | 1254 | 1252 | 1249 | 1247 | 1244 | 1242 | 1239 | 1237 | 1234 | 1232 | 1229 | 1227 | 1225 | 1222 | 1220
|  | Scenario | 2021-22 | 2022-23 | 2023-24 | 2024-25 | 2025-26 | 2026-27 | 2027-28 | 2028-29 | 2029-30 | 2030-31 | 2031-32 | 2032-33 | 2033-34 | 2034-35 | 2035-36 | 2036-37 | 2037-38 | 2038-39 | 2039-40 | 2040-41 | 2041-42 | 2042-43 | 2043-44 | 2044-45 | 2045-46 | 2046-47 | 2047-48 | 2048-49 | 2049-50 | 2050-51
GenCost Current Policies OCGT (large GT) | OCGT (large GT) | GenCost Current Policies | 765 | 763 | 762 | 760 | 759 | 757 | 756 | 754 | 753 | 751 | 750 | 748 | 747 | 745 | 744 | 742 | 741 | 739 | 738 | 736 | 735 | 734 | 732 | 731 | 729 | 728 | 726 | 725 | 723 | 722
| OCGT (large GT) | GenCost Global NZE post 2050 | 765 | 763 | 762 | 760 | 759 | 757 | 756 | 754 | 753 | 751 | 750 | 748 | 747 | 745 | 744 | 742 | 741 | 739 | 738 | 736 | 735 | 734 | 732 | 731 | 729 | 728 | 726 | 725 | 723 | 722
GenCost Global NZE by 2050 OCGT (large GT) | OCGT (large GT) | GenCost Global NZE by 2050 | 765 | 763 | 762 | 760 | 759 | 757 | 756 | 754 | 753 | 751 | 750 | 748 | 747 | 745 | 744 | 742 | 741 | 739 | 738 | 736 | 735 | 734 | 732 | 731 | 729 | 728 | 726 | 725 | 723 | 722
Step Change OCGT (large GT) | OCGT (large GT) | Step Change | 765 | 763 | 762 | 760 | 759 | 757 | 756 | 754 | 753 | 751 | 750 | 748 | 747 | 745 | 744 | 742 | 741 | 739 | 738 | 736 | 735 | 734 | 732 | 731 | 729 | 728 | 726 | 725 | 723 | 722
Hydrogen Export OCGT (large GT) | OCGT (large GT) | Hydrogen Export | 765 | 763 | 762 | 760 | 759 | 757 | 756 | 754 | 753 | 751 | 750 | 748 | 747 | 745 | 744 | 742 | 741 | 739 | 738 | 736 | 735 | 734 | 732 | 731 | 729 | 728 | 726 | 725 | 723 | 722
Progressive Change OCGT (large GT) | OCGT (large GT) | Progressive Change | 765 | 763 | 762 | 760 | 759 | 757 | 756 | 754 | 753 | 751 | 750 | 748 | 747 | 745 | 744 | 742 | 741 | 739 | 738 | 736 | 735 | 734 | 732 | 731 | 729 | 728 | 726 | 725 | 723 | 722
Slow Change OCGT (large GT) | OCGT (large GT) | Slow Change | 765 | 763 | 762 | 760 | 759 | 757 | 756 | 754 | 753 | 751 | 750 | 748 | 747 | 745 | 744 | 742 | 741 | 739 | 738 | 736 | 735 | 734 | 732 | 731 | 729 | 728 | 726 | 725 | 723 | 722
|  | Scenario | 2021-22 | 2022-23 | 2023-24 | 2024-25 | 2025-26 | 2026-27 | 2027-28 | 2028-29 | 2029-30 | 2030-31 | 2031-32 | 2032-33 | 2033-34 | 2034-35 | 2035-36 | 2036-37 | 2037-38 | 2038-39 | 2039-40 | 2040-41 | 2041-42 | 2042-43 | 2043-44 | 2044-45 | 2045-46 | 2046-47 | 2047-48 | 2048-49 | 2049-50 | 2050-51
GenCost Current Policies CCGT | CCGT | GenCost Current Policies | 1559 | 1559 | 1556 | 1553 | 1550 | 1547 | 1543 | 1540 | 1537 | 1534 | 1531 | 1528 | 1525 | 1522 | 1519 | 1516 | 1513 | 1510 | 1507 | 1504 | 1501 | 1498 | 1495 | 1492 | 1489 | 1486 | 1483 | 1480 | 1477 | 1474
| CCGT | GenCost Global NZE post 2050 | 1559 | 1559 | 1556 | 1553 | 1550 | 1547 | 1543 | 1540 | 1537 | 1534 | 1531 | 1528 | 1525 | 1522 | 1519 | 1516 | 1513 | 1510 | 1507 | 1504 | 1501 | 1498 | 1495 | 1492 | 1489 | 1486 | 1483 | 1480 | 1477 | 1474
GenCost Global NZE by 2050 CCGT | CCGT | GenCost Global NZE by 2050 | 1559 | 1559 | 1553 | 1550 | 1547 | 1543 | 1540 | 1537 | 1534 | 1531 | 1528 | 1525 | 1522 | 1519 | 1516 | 1513 | 1510 | 1507 | 1504 | 1501 | 1498 | 1495 | 1492 | 1489 | 1486 | 1483 | 1480 | 1477 | 1474 | 1473
Step Change CCGT | CCGT | Step Change | 1559 | 1559 | 1556 | 1553 | 1550 | 1547 | 1543 | 1540 | 1537 | 1534 | 1531 | 1528 | 1525 | 1522 | 1519 | 1516 | 1513 | 1510 | 1507 | 1504 | 1501 | 1498 | 1495 | 1492 | 1489 | 1486 | 1483 | 1480 | 1477 | 1474
Hydrogen Export CCGT | CCGT | Hydrogen Export | 1559 | 1559 | 1553 | 1550 | 1547 | 1543 | 1540 | 1537 | 1534 | 1531 | 1528 | 1525 | 1522 | 1519 | 1516 | 1513 | 1510 | 1507 | 1504 | 1501 | 1498 | 1495 | 1492 | 1489 | 1486 | 1483 | 1480 | 1477 | 1474 | 1473
Progressive Change CCGT | CCGT | Progressive Change | 1559 | 1559 | 1556 | 1553 | 1550 | 1547 | 1543 | 1540 | 1537 | 1534 | 1531 | 1528 | 1525 | 1522 | 1519 | 1516 | 1513 | 1510 | 1507 | 1504 | 1501 | 1498 | 1495 | 1492 | 1489 | 1486 | 1483 | 1480 | 1477 | 1474
Slow Change CCGT | CCGT | Slow Change | 1559 | 1559 | 1556 | 1553 | 1550 | 1547 | 1543 | 1540 | 1537 | 1534 | 1531 | 1528 | 1525 | 1522 | 1519 | 1516 | 1513 | 1510 | 1507 | 1504 | 1501 | 1498 | 1495 | 1492 | 1489 | 1486 | 1483 | 1480 | 1477 | 1474
|  | Scenario | 2021-22 | 2022-23 | 2023-24 | 2024-25 | 2025-26 | 2026-27 | 2027-28 | 2028-29 | 2029-30 | 2030-31 | 2031-32 | 2032-33 | 2033-34 | 2034-35 | 2035-36 | 2036-37 | 2037-38 | 2038-39 | 2039-40 | 2040-41 | 2041-42 | 2042-43 | 2043-44 | 2044-45 | 2045-46 | 2046-47 | 2047-48 | 2048-49 | 2049-50 | 2050-51
GenCost Current Policies CCGT with CCS | CCGT with CCS | GenCost Current Policies | 4011 | 4011 | 4008 | 4006 | 4003 | 4000 | 3997 | 3995 | 3992 | 3989 | 3987 | 3984 | 3981 | 3979 | 3976 | 3973 | 3971 | 3968 | 3965 | 3963 | 3955 | 3947 | 3889 | 3785 | 3645 | 3528 | 3443 | 3380 | 3335 | 3304
| CCGT with CCS | GenCost Global NZE post 2050 | 4011 | 4011 | 4008 | 4006 | 4003 | 4000 | 3997 | 3995 | 3992 | 3989 | 3987 | 3984 | 3981 | 3979 | 3976 | 3973 | 3788 | 3603 | 3413 | 3405 | 3387 | 3374 | 3315 | 3241 | 3103 | 3013 | 2947 | 2944 | 2942 | 2939
GenCost Global NZE by 2050 CCGT with CCS | CCGT with CCS | GenCost Global NZE by 2050 | 4011 | 4011 | 4006 | 4003 | 4000 | 3997 | 3995 | 3992 | 3989 | 3987 | 3984 | 3981 | 3979 | 3976 | 3973 | 3971 | 3968 | 3965 | 3963 | 3947 | 3931 | 3915 | 3913 | 3714 | 3411 | 3060 | 2878 | 2786 | 2735 | 2717
Step Change CCGT with CCS | CCGT with CCS | Step Change | 4011 | 4011 | 4008 | 4006 | 4003 | 4000 | 3997 | 3995 | 3992 | 3989 | 3987 | 3984 | 3981 | 3979 | 3976 | 3973 | 3788 | 3603 | 3413 | 3405 | 3387 | 3374 | 3315 | 3241 | 3103 | 3013 | 2947 | 2944 | 2942 | 2939
Hydrogen Export CCGT with CCS | CCGT with CCS | Hydrogen Export | 4011 | 4011 | 4006 | 4003 | 4000 | 3997 | 3995 | 3992 | 3989 | 3987 | 3984 | 3981 | 3979 | 3976 | 3973 | 3971 | 3968 | 3965 | 3963 | 3947 | 3931 | 3915 | 3913 | 3714 | 3411 | 3060 | 2878 | 2786 | 2735 | 2717
Progressive Change CCGT with CCS | CCGT with CCS | Progressive Change | 4011 | 4011 | 4008 | 4006 | 4003 | 4000 | 3997 | 3995 | 3992 | 3989 | 3987 | 3984 | 3981 | 3979 | 3976 | 3973 | 3971 | 3968 | 3965 | 3963 | 3955 | 3947 | 3889 | 3785 | 3645 | 3528 | 3443 | 3380 | 3335 | 3304
Slow Change CCGT with CCS | CCGT with CCS | Slow Change | 4011 | 4011 | 4008 | 4006 | 4003 | 4000 | 3997 | 3995 | 3992 | 3989 | 3987 | 3984 | 3981 | 3979 | 3976 | 3973 | 3971 | 3968 | 3965 | 3963 | 3955 | 3947 | 3889 | 3785 | 3645 | 3528 | 3443 | 3380 | 3335 | 3304
|  | Scenario | 2021-22 | 2022-23 | 2023-24 | 2024-25 | 2025-26 | 2026-27 | 2027-28 | 2028-29 | 2029-30 | 2030-31 | 2031-32 | 2032-33 | 2033-34 | 2034-35 | 2035-36 | 2036-37 | 2037-38 | 2038-39 | 2039-40 | 2040-41 | 2041-42 | 2042-43 | 2043-44 | 2044-45 | 2045-46 | 2046-47 | 2047-48 | 2048-49 | 2049-50 | 2050-51
GenCost Current Policies Biomass | Biomass | GenCost Current Policies | 6954 | 6954 | 6954 | 6954 | 6954 | 6954 | 6954 | 6954 | 6954 | 6954 | 6954 | 6954 | 6954 | 6954 | 6954 | 6954 | 6954 | 6954 | 6954 | 6954 | 6954 | 6954 | 6954 | 6953 | 6945 | 6929 | 6901 | 6867 | 6814 | 6740
| Biomass | GenCost Global NZE post 2050 | 6954 | 6954 | 6954 | 6954 | 6954 | 6954 | 6954 | 6954 | 6954 | 6954 | 6954 | 6954 | 6954 | 6954 | 6954 | 6954 | 6954 | 6954 | 6954 | 6954 | 6954 | 6954 | 6954 | 6954 | 6954 | 6954 | 6954 | 6954 | 6954 | 6954
GenCost Global NZE by 2050 Biomass | Biomass | GenCost Global NZE by 2050 | 6954 | 6954 | 6954 | 6954 | 6954 | 6954 | 6954 | 6954 | 6954 | 6954 | 6954 | 6954 | 6954 | 6954 | 6954 | 6954 | 6954 | 6954 | 6954 | 6954 | 6954 | 6954 | 6954 | 6954 | 6954 | 6954 | 6954 | 6954 | 6954 | 6954
Step Change Biomass | Biomass | Step Change | 6954 | 6954 | 6954 | 6954 | 6954 | 6954 | 6954 | 6954 | 6954 | 6954 | 6954 | 6954 | 6954 | 6954 | 6954 | 6954 | 6954 | 6954 | 6954 | 6954 | 6954 | 6954 | 6954 | 6954 | 6954 | 6954 | 6954 | 6954 | 6954 | 6954
Hydrogen Export Biomass | Biomass | Hydrogen Export | 6954 | 6954 | 6954 | 6954 | 6954 | 6954 | 6954 | 6954 | 6954 | 6954 | 6954 | 6954 | 6954 | 6954 | 6954 | 6954 | 6954 | 6954 | 6954 | 6954 | 6954 | 6954 | 6954 | 6954 | 6954 | 6954 | 6954 | 6954 | 6954 | 6954
Progressive Change Biomass | Biomass | Progressive Change | 6954 | 6954 | 6954 | 6954 | 6954 | 6954 | 6954 | 6954 | 6954 | 6954 | 6954 | 6954 | 6954 | 6954 | 6954 | 6954 | 6954 | 6954 | 6954 | 6954 | 6954 | 6954 | 6954 | 6953 | 6945 | 6929 | 6901 | 6867 | 6814 | 6740
Slow Change Biomass | Biomass | Slow Change | 6954 | 6954 | 6954 | 6954 | 6954 | 6954 | 6954 | 6954 | 6954 | 6954 | 6954 | 6954 | 6954 | 6954 | 6954 | 6954 | 6954 | 6954 | 6954 | 6954 | 6954 | 6954 | 6954 | 6953 | 6945 | 6929 | 6901 | 6867 | 6814 | 6740
|  | Scenario | 2021-22 | 2022-23 | 2023-24 | 2024-25 | 2025-26 | 2026-27 | 2027-28 | 2028-29 | 2029-30 | 2030-31 | 2031-32 | 2032-33 | 2033-34 | 2034-35 | 2035-36 | 2036-37 | 2037-38 | 2038-39 | 2039-40 | 2040-41 | 2041-42 | 2042-43 | 2043-44 | 2044-45 | 2045-46 | 2046-47 | 2047-48 | 2048-49 | 2049-50 | 2050-51
GenCost Current Policies Large scale Solar PV | Large scale Solar PV | GenCost Current Policies | 1441 | 1441 | 1382 | 1331 | 1286 | 1244 | 1203 | 1171 | 1142 | 1102 | 1062 | 1005 | 960 | 924 | 898 | 863 | 823 | 795 | 781 | 769 | 759 | 750 | 742 | 734 | 725 | 717 | 706 | 696 | 686 | 677
| Large scale Solar PV | GenCost Global NZE post 2050 | 1441 | 1441 | 1362 | 1261 | 1138 | 1028 | 958 | 931 | 909 | 888 | 869 | 856 | 846 | 842 | 834 | 826 | 815 | 800 | 777 | 745 | 721 | 707 | 703 | 700 | 688 | 675 | 653 | 632 | 602 | 577
GenCost Global NZE by 2050 Large scale Solar PV | Large scale Solar PV | GenCost Global NZE by 2050 | 1441 | 1441 | 1177.0738 | 912.6372 | 756.9653 | 683.7258 | 641.6446 | 607.2317 | 578.3661 | 560.5053 | 554.157 | 539.4792 | 526.1817 | 529.0426 | 522.8883 | 522.581 | 513.009 | 504.081 | 495.7213 | 487.8667 | 480.4635 | 473.466 | 466.835 | 460.5367 | 454.5414 | 448.8233 | 443.3597 | 438.1304 | 433.1174 | 428.305
Step Change Large scale Solar PV | Large scale Solar PV | Step Change | 1441 | 1441 | 1362 | 1261 | 1138 | 1028 | 958 | 931 | 909 | 888 | 869 | 856 | 846 | 842 | 834 | 826 | 815 | 800 | 777 | 745 | 721 | 707 | 703 | 700 | 688 | 675 | 653 | 632 | 602 | 577
Hydrogen Export Large scale Solar PV | Large scale Solar PV | Hydrogen Export | 1441 | 1441 | 1177.0738 | 912.6372 | 756.9653 | 683.7258 | 641.6446 | 607.2317 | 578.3661 | 560.5053 | 554.157 | 539.4792 | 526.1817 | 529.0426 | 522.8883 | 522.581 | 513.009 | 504.081 | 495.7213 | 487.8667 | 480.4635 | 473.466 | 466.835 | 460.5367 | 454.5414 | 448.8233 | 443.3597 | 438.1304 | 433.1174 | 428.305
Progressive Change Large scale Solar PV | Large scale Solar PV | Progressive Change | 1441 | 1441 | 1382 | 1331 | 1286 | 1244 | 1203 | 1171 | 1142 | 1102 | 1062 | 1005 | 960 | 924 | 898 | 863 | 823 | 795 | 781 | 769 | 759 | 750 | 742 | 734 | 725 | 717 | 706 | 696 | 686 | 677
Slow Change Large scale Solar PV | Large scale Solar PV | Slow Change | 1441 | 1441 | 1382 | 1331 | 1286 | 1244 | 1203 | 1171 | 1142 | 1102 | 1062 | 1005 | 960 | 924 | 898 | 863 | 823 | 795 | 781 | 769 | 759 | 750 | 742 | 734 | 725 | 717 | 706 | 696 | 686 | 677
|  | Scenario | 2021-22 | 2022-23 | 2023-24 | 2024-25 | 2025-26 | 2026-27 | 2027-28 | 2028-29 | 2029-30 | 2030-31 | 2031-32 | 2032-33 | 2033-34 | 2034-35 | 2035-36 | 2036-37 | 2037-38 | 2038-39 | 2039-40 | 2040-41 | 2041-42 | 2042-43 | 2043-44 | 2044-45 | 2045-46 | 2046-47 | 2047-48 | 2048-49 | 2049-50 | 2050-51
GenCost Current Policies Solar Thermal (12hrs Storage) | Solar Thermal (12hrs Storage) | GenCost Current Policies | 6693 | 6693 | 6581 | 6476 | 6333 | 6191 | 6035 | 5894 | 5771 | 5660 | 5559 | 5467 | 5382 | 5303 | 5229 | 5159 | 5093 | 5029 | 4969 | 4894 | 4806 | 4706 | 4613 | 4525 | 4442 | 4364 | 4290 | 4219 | 4152 | 4103
| Solar Thermal (12hrs Storage) | GenCost Global NZE post 2050 | 6693 | 6693 | 6530 | 6309 | 6043 | 5798 | 5612 | 5481 | 5372 | 5236 | 5075 | 4902 | 4750 | 4623 | 4519 | 4440 | 4367 | 4303 | 4236 | 4181 | 4117 | 4051 | 3982 | 3918 | 3861 | 3794 | 3718 | 3627 | 3540 | 3478
GenCost Global NZE by 2050 Solar Thermal (12hrs Storage) | Solar Thermal (12hrs Storage) | GenCost Global NZE by 2050 | 6693 | 6693 | 6112 | 5860 | 5592 | 5368 | 5201 | 5035 | 4846 | 4657 | 4493 | 4372 | 4258 | 4162 | 4063 | 3980 | 3895 | 3816 | 3718 | 3620 | 3511 | 3418 | 3321 | 3244 | 3171 | 3113 | 3056 | 3004 | 2953 | 2911
Step Change Solar Thermal (12hrs Storage) | Solar Thermal (12hrs Storage) | Step Change | 6693 | 6693 | 6530 | 6309 | 6043 | 5798 | 5612 | 5481 | 5372 | 5236 | 5075 | 4902 | 4750 | 4623 | 4519 | 4440 | 4367 | 4303 | 4236 | 4181 | 4117 | 4051 | 3982 | 3918 | 3861 | 3794 | 3718 | 3627 | 3540 | 3478
Hydrogen Export Solar Thermal (12hrs Storage) | Solar Thermal (12hrs Storage) | Hydrogen Export | 6693 | 6693 | 6112 | 5860 | 5592 | 5368 | 5201 | 5035 | 4846 | 4657 | 4493 | 4372 | 4258 | 4162 | 4063 | 3980 | 3895 | 3816 | 3718 | 3620 | 3511 | 3418 | 3321 | 3244 | 3171 | 3113 | 3056 | 3004 | 2953 | 2911
Progressive Change Solar Thermal (12hrs Storage) | Solar Thermal (12hrs Storage) | Progressive Change | 6693 | 6693 | 6581 | 6476 | 6333 | 6191 | 6035 | 5894 | 5771 | 5660 | 5559 | 5467 | 5382 | 5303 | 5229 | 5159 | 5093 | 5029 | 4969 | 4894 | 4806 | 4706 | 4613 | 4525 | 4442 | 4364 | 4290 | 4219 | 4152 | 4103
Slow Change Solar Thermal (12hrs Storage) | Solar Thermal (12hrs Storage) | Slow Change | 6693 | 6693 | 6581 | 6476 | 6333 | 6191 | 6035 | 5894 | 5771 | 5660 | 5559 | 5467 | 5382 | 5303 | 5229 | 5159 | 5093 | 5029 | 4969 | 4894 | 4806 | 4706 | 4613 | 4525 | 4442 | 4364 | 4290 | 4219 | 4152 | 4103
|  | Scenario | 2021-22 | 2022-23 | 2023-24 | 2024-25 | 2025-26 | 2026-27 | 2027-28 | 2028-29 | 2029-30 | 2030-31 | 2031-32 | 2032-33 | 2033-34 | 2034-35 | 2035-36 | 2036-37 | 2037-38 | 2038-39 | 2039-40 | 2040-41 | 2041-42 | 2042-43 | 2043-44 | 2044-45 | 2045-46 | 2046-47 | 2047-48 | 2048-49 | 2049-50 | 2050-51
GenCost Current Policies Battery storage (1hr storage) | Battery storage (1hr storage) | GenCost Current Policies | 775 | 759 | 747 | 739 | 732 | 723 | 703 | 684 | 676 | 657 | 640 | 625 | 611 | 601 | 594 | 576 | 562 | 547 | 535 | 522 | 512 | 506 | 499 | 490 | 482 | 475 | 468 | 462 | 455 | 444
| Battery storage (1hr storage) | GenCost Global NZE post 2050 | 775 | 745 | 724 | 709 | 696 | 685 | 663 | 642 | 621 | 602 | 583 | 565 | 548 | 532 | 523 | 513 | 504 | 495 | 487 | 478 | 471 | 464 | 458 | 450 | 443 | 436 | 430 | 423 | 417 | 404
GenCost Global NZE by 2050 Battery storage (1hr storage) | Battery storage (1hr storage) | GenCost Global NZE by 2050 | 775 | 693 | 641 | 605 | 577 | 554 | 534 | 516 | 503 | 486 | 472 | 459 | 451 | 443 | 435 | 427 | 419 | 411 | 403 | 396 | 388 | 380 | 373 | 365 | 357 | 350 | 342 | 335 | 327 | 313
Step Change Battery storage (1hr storage) | Battery storage (1hr storage) | Step Change | 775 | 745 | 724 | 709 | 696 | 685 | 663 | 642 | 621 | 602 | 583 | 565 | 548 | 532 | 523 | 513 | 504 | 495 | 487 | 478 | 471 | 464 | 458 | 450 | 443 | 436 | 430 | 423 | 417 | 404
Hydrogen Export Battery storage (1hr storage) | Battery storage (1hr storage) | Hydrogen Export | 775 | 693 | 641 | 605 | 577 | 554 | 534 | 516 | 503 | 486 | 472 | 459 | 451 | 443 | 435 | 427 | 419 | 411 | 403 | 396 | 388 | 380 | 373 | 365 | 357 | 350 | 342 | 335 | 327 | 313
Progressive Change Battery storage (1hr storage) | Battery storage (1hr storage) | Progressive Change | 775 | 759 | 747 | 739 | 732 | 723 | 703 | 684 | 676 | 657 | 640 | 625 | 611 | 601 | 594 | 576 | 562 | 547 | 535 | 522 | 512 | 506 | 499 | 490 | 482 | 475 | 468 | 462 | 455 | 444
Slow Change Battery storage (1hr storage) | Battery storage (1hr storage) | Slow Change | 775 | 759 | 747 | 739 | 732 | 723 | 703 | 684 | 676 | 657 | 640 | 625 | 611 | 601 | 594 | 576 | 562 | 547 | 535 | 522 | 512 | 506 | 499 | 490 | 482 | 475 | 468 | 462 | 455 | 444
|  | Scenario | 2021-22 | 2022-23 | 2023-24 | 2024-25 | 2025-26 | 2026-27 | 2027-28 | 2028-29 | 2029-30 | 2030-31 | 2031-32 | 2032-33 | 2033-34 | 2034-35 | 2035-36 | 2036-37 | 2037-38 | 2038-39 | 2039-40 | 2040-41 | 2041-42 | 2042-43 | 2043-44 | 2044-45 | 2045-46 | 2046-47 | 2047-48 | 2048-49 | 2049-50 | 2050-51
GenCost Current Policies Battery storage (2hrs storage) | Battery storage (2hrs storage) | GenCost Current Policies | 1032 | 1006 | 990 | 980 | 972 | 960 | 928 | 900 | 890 | 860 | 834 | 812 | 792 | 778 | 770 | 742 | 720 | 698 | 682 | 664 | 650 | 642 | 636 | 624 | 614 | 604 | 596 | 590 | 582 | 570
| Battery storage (2hrs storage) | GenCost Global NZE post 2050 | 1032 | 984 | 950 | 928 | 910 | 896 | 860 | 828 | 796 | 766 | 738 | 712 | 686 | 662 | 650 | 638 | 626 | 614 | 604 | 594 | 584 | 578 | 572 | 562 | 554 | 548 | 540 | 532 | 526 | 514
GenCost Global NZE by 2050 Battery storage (2hrs storage) | Battery storage (2hrs storage) | GenCost Global NZE by 2050 | 1032 | 892 | 806 | 748 | 704 | 668 | 640 | 614 | 596 | 572 | 552 | 534 | 526 | 518 | 510 | 500 | 492 | 484 | 476 | 468 | 458 | 452 | 444 | 436 | 428 | 420 | 412 | 404 | 396 | 382
Step Change Battery storage (2hrs storage) | Battery storage (2hrs storage) | Step Change | 1032 | 984 | 950 | 928 | 910 | 896 | 860 | 828 | 796 | 766 | 738 | 712 | 686 | 662 | 650 | 638 | 626 | 614 | 604 | 594 | 584 | 578 | 572 | 562 | 554 | 548 | 540 | 532 | 526 | 514
Hydrogen Export Battery storage (2hrs storage) | Battery storage (2hrs storage) | Hydrogen Export | 1032 | 892 | 806 | 748 | 704 | 668 | 640 | 614 | 596 | 572 | 552 | 534 | 526 | 518 | 510 | 500 | 492 | 484 | 476 | 468 | 458 | 452 | 444 | 436 | 428 | 420 | 412 | 404 | 396 | 382
Progressive Change Battery storage (2hrs storage) | Battery storage (2hrs storage) | Progressive Change | 1032 | 1006 | 990 | 980 | 972 | 960 | 928 | 900 | 890 | 860 | 834 | 812 | 792 | 778 | 770 | 742 | 720 | 698 | 682 | 664 | 650 | 642 | 636 | 624 | 614 | 604 | 596 | 590 | 582 | 570
Slow Change Battery storage (2hrs storage) | Battery storage (2hrs storage) | Slow Change | 1032 | 1006 | 990 | 980 | 972 | 960 | 928 | 900 | 890 | 860 | 834 | 812 | 792 | 778 | 770 | 742 | 720 | 698 | 682 | 664 | 650 | 642 | 636 | 624 | 614 | 604 | 596 | 590 | 582 | 570
|  | Scenario | 2021-22 | 2022-23 | 2023-24 | 2024-25 | 2025-26 | 2026-27 | 2027-28 | 2028-29 | 2029-30 | 2030-31 | 2031-32 | 2032-33 | 2033-34 | 2034-35 | 2035-36 | 2036-37 | 2037-38 | 2038-39 | 2039-40 | 2040-41 | 2041-42 | 2042-43 | 2043-44 | 2044-45 | 2045-46 | 2046-47 | 2047-48 | 2048-49 | 2049-50 | 2050-51
GenCost Current Policies Battery storage (4hrs storage) | Battery storage (4hrs storage) | GenCost Current Policies | 1628 | 1584 | 1556 | 1544 | 1528 | 1512 | 1456 | 1400 | 1388 | 1332 | 1288 | 1248 | 1212 | 1192 | 1180 | 1128 | 1092 | 1052 | 1024 | 992 | 972 | 964 | 952 | 936 | 920 | 908 | 896 | 888 | 880 | 864
| Battery storage (4hrs storage) | GenCost Global NZE post 2050 | 1628 | 1540 | 1480 | 1440 | 1408 | 1384 | 1320 | 1260 | 1204 | 1152 | 1100 | 1052 | 1008 | 964 | 948 | 928 | 912 | 896 | 880 | 864 | 852 | 844 | 836 | 824 | 816 | 804 | 796 | 788 | 780 | 768
GenCost Global NZE by 2050 Battery storage (4hrs storage) | Battery storage (4hrs storage) | GenCost Global NZE by 2050 | 1628 | 1356 | 1192 | 1084 | 1000 | 940 | 888 | 844 | 816 | 772 | 740 | 712 | 704 | 692 | 684 | 676 | 664 | 656 | 644 | 636 | 628 | 616 | 608 | 600 | 592 | 584 | 576 | 568 | 560 | 544
Step Change Battery storage (4hrs storage) | Battery storage (4hrs storage) | Step Change | 1628 | 1540 | 1480 | 1440 | 1408 | 1384 | 1320 | 1260 | 1204 | 1152 | 1100 | 1052 | 1008 | 964 | 948 | 928 | 912 | 896 | 880 | 864 | 852 | 844 | 836 | 824 | 816 | 804 | 796 | 788 | 780 | 768
Hydrogen Export Battery storage (4hrs storage) | Battery storage (4hrs storage) | Hydrogen Export | 1628 | 1356 | 1192 | 1084 | 1000 | 940 | 888 | 844 | 816 | 772 | 740 | 712 | 704 | 692 | 684 | 676 | 664 | 656 | 644 | 636 | 628 | 616 | 608 | 600 | 592 | 584 | 576 | 568 | 560 | 544
Progressive Change Battery storage (4hrs storage) | Battery storage (4hrs storage) | Progressive Change | 1628 | 1584 | 1556 | 1544 | 1528 | 1512 | 1456 | 1400 | 1388 | 1332 | 1288 | 1248 | 1212 | 1192 | 1180 | 1128 | 1092 | 1052 | 1024 | 992 | 972 | 964 | 952 | 936 | 920 | 908 | 896 | 888 | 880 | 864
Slow Change Battery storage (4hrs storage) | Battery storage (4hrs storage) | Slow Change | 1628 | 1584 | 1556 | 1544 | 1528 | 1512 | 1456 | 1400 | 1388 | 1332 | 1288 | 1248 | 1212 | 1192 | 1180 | 1128 | 1092 | 1052 | 1024 | 992 | 972 | 964 | 952 | 936 | 920 | 908 | 896 | 888 | 880 | 864
|  | Scenario | 2021-22 | 2022-23 | 2023-24 | 2024-25 | 2025-26 | 2026-27 | 2027-28 | 2028-29 | 2029-30 | 2030-31 | 2031-32 | 2032-33 | 2033-34 | 2034-35 | 2035-36 | 2036-37 | 2037-38 | 2038-39 | 2039-40 | 2040-41 | 2041-42 | 2042-43 | 2043-44 | 2044-45 | 2045-46 | 2046-47 | 2047-48 | 2048-49 | 2049-50 | 2050-51
GenCost Current Policies Battery storage (8hrs storage) | Battery storage (8hrs storage) | GenCost Current Policies | 2856 | 2776 | 2720 | 2704 | 2680 | 2648 | 2544 | 2440 | 2416 | 2312 | 2224 | 2152 | 2088 | 2048 | 2024 | 1928 | 1864 | 1792 | 1736 | 1680 | 1640 | 1632 | 1616 | 1584 | 1560 | 1536 | 1520 | 1512 | 1496 | 1480
| Battery storage (8hrs storage) | GenCost Global NZE post 2050 | 2856 | 2680 | 2568 | 2496 | 2440 | 2400 | 2280 | 2160 | 2056 | 1952 | 1856 | 1768 | 1680 | 1600 | 1568 | 1536 | 1512 | 1480 | 1456 | 1432 | 1416 | 1400 | 1392 | 1376 | 1360 | 1344 | 1336 | 1328 | 1312 | 1296
GenCost Global NZE by 2050 Battery storage (8hrs storage) | Battery storage (8hrs storage) | GenCost Global NZE by 2050 | 2856 | 2320 | 2000 | 1784 | 1632 | 1512 | 1416 | 1336 | 1280 | 1208 | 1152 | 1104 | 1088 | 1072 | 1064 | 1048 | 1032 | 1024 | 1008 | 1000 | 984 | 976 | 968 | 952 | 944 | 936 | 920 | 912 | 904 | 880
Step Change Battery storage (8hrs storage) | Battery storage (8hrs storage) | Step Change | 2856 | 2680 | 2568 | 2496 | 2440 | 2400 | 2280 | 2160 | 2056 | 1952 | 1856 | 1768 | 1680 | 1600 | 1568 | 1536 | 1512 | 1480 | 1456 | 1432 | 1416 | 1400 | 1392 | 1376 | 1360 | 1344 | 1336 | 1328 | 1312 | 1296
Hydrogen Export Battery storage (8hrs storage) | Battery storage (8hrs storage) | Hydrogen Export | 2856 | 2320 | 2000 | 1784 | 1632 | 1512 | 1416 | 1336 | 1280 | 1208 | 1152 | 1104 | 1088 | 1072 | 1064 | 1048 | 1032 | 1024 | 1008 | 1000 | 984 | 976 | 968 | 952 | 944 | 936 | 920 | 912 | 904 | 880
Progressive Change Battery storage (8hrs storage) | Battery storage (8hrs storage) | Progressive Change | 2856 | 2776 | 2720 | 2704 | 2680 | 2648 | 2544 | 2440 | 2416 | 2312 | 2224 | 2152 | 2088 | 2048 | 2024 | 1928 | 1864 | 1792 | 1736 | 1680 | 1640 | 1632 | 1616 | 1584 | 1560 | 1536 | 1520 | 1512 | 1496 | 1480
Slow Change Battery storage (8hrs storage) | Battery storage (8hrs storage) | Slow Change | 2856 | 2776 | 2720 | 2704 | 2680 | 2648 | 2544 | 2440 | 2416 | 2312 | 2224 | 2152 | 2088 | 2048 | 2024 | 1928 | 1864 | 1792 | 1736 | 1680 | 1640 | 1632 | 1616 | 1584 | 1560 | 1536 | 1520 | 1512 | 1496 | 1480
|  | Scenario | 2021-22 | 2022-23 | 2023-24 | 2024-25 | 2025-26 | 2026-27 | 2027-28 | 2028-29 | 2029-30 | 2030-31 | 2031-32 | 2032-33 | 2033-34 | 2034-35 | 2035-36 | 2036-37 | 2037-38 | 2038-39 | 2039-40 | 2040-41 | 2041-42 | 2042-43 | 2043-44 | 2044-45 | 2045-46 | 2046-47 | 2047-48 | 2048-49 | 2049-50 | 2050-51
GenCost Current Policies Wind | Wind | GenCost Current Policies | 1805 | 1796.8326 | 1775.8559 | 1756.0538 | 1739.375 | 1723.8222 | 1711.3274 | 1700.8811 | 1690.5263 | 1672.9565 | 1664.4646 | 1655.0902 | 1645.7891 | 1637.5019 | 1628.3411 | 1621.1197 | 1613.9538 | 1605.9157 | 1596.0916 | 1580.3333 | 1569.8038 | 1560.2632 | 1550.794 | 1541.3955 | 1532.0669 | 1522.8074 | 1514.5092 | 1505.3824 | 1497.2088 | 1482.8
| Wind | GenCost Global NZE post 2050 | 1805 | 1796.8326 | 1738.1982 | 1693.9013 | 1654.9107 | 1629.9556 | 1607.1681 | 1594.2731 | 1582.4561 | 1562.9565 | 1552.0394 | 1541.2078 | 1532.3516 | 1523.5642 | 1514.845 | 1506.1931 | 1498.5385 | 1490.0153 | 1481.5573 | 1467.5833 | 1460.2189 | 1452 | 1443.8427 | 1434.8433 | 1423.2119 | 1409.8741 | 1388.5978 | 1363.9191 | 1336.7619 | 1305.04
GenCost Global NZE by 2050 Wind | Wind | GenCost Global NZE by 2050 | 1805 | 1796.8326 | 1691.6216 | 1645.5605 | 1612.6786 | 1585.9556 | 1567.2566 | 1549.6916 | 1534.2105 | 1514.1739 | 1503.4488 | 1493.7569 | 1485.0859 | 1477.4241 | 1467.9457 | 1459.4749 | 1450.1385 | 1441.8008 | 1432.6031 | 1419 | 1409.9925 | 1400.1429 | 1384.9288 | 1364.4104 | 1341.3457 | 1316.6593 | 1294.8339 | 1274.9485 | 1259.641 | 1246.08
Step Change Wind | Wind | Step Change | 1805 | 1796.8326 | 1738.1982 | 1693.9013 | 1654.9107 | 1629.9556 | 1607.1681 | 1594.2731 | 1582.4561 | 1562.9565 | 1552.0394 | 1541.2078 | 1532.3516 | 1523.5642 | 1514.845 | 1506.1931 | 1498.5385 | 1490.0153 | 1481.5573 | 1467.5833 | 1460.2189 | 1452 | 1443.8427 | 1434.8433 | 1423.2119 | 1409.8741 | 1388.5978 | 1363.9191 | 1336.7619 | 1305.04
Hydrogen Export Wind | Wind | Hydrogen Export | 1805 | 1796.8326 | 1691.6216 | 1645.5605 | 1612.6786 | 1585.9556 | 1567.2566 | 1549.6916 | 1534.2105 | 1514.1739 | 1503.4488 | 1493.7569 | 1485.0859 | 1477.4241 | 1467.9457 | 1459.4749 | 1450.1385 | 1441.8008 | 1432.6031 | 1419 | 1409.9925 | 1400.1429 | 1384.9288 | 1364.4104 | 1341.3457 | 1316.6593 | 1294.8339 | 1274.9485 | 1259.641 | 1246.08
Progressive Change Wind | Wind | Progressive Change | 1805 | 1796.8326 | 1775.8559 | 1756.0538 | 1739.375 | 1723.8222 | 1711.3274 | 1700.8811 | 1690.5263 | 1672.9565 | 1664.4646 | 1655.0902 | 1645.7891 | 1637.5019 | 1628.3411 | 1621.1197 | 1613.9538 | 1605.9157 | 1596.0916 | 1580.3333 | 1569.8038 | 1560.2632 | 1550.794 | 1541.3955 | 1532.0669 | 1522.8074 | 1514.5092 | 1505.3824 | 1497.2088 | 1482.8
Slow Change Wind | Wind | Slow Change | 1805 | 1796.8326 | 1775.8559 | 1756.0538 | 1739.375 | 1723.8222 | 1711.3274 | 1700.8811 | 1690.5263 | 1672.9565 | 1664.4646 | 1655.0902 | 1645.7891 | 1637.5019 | 1628.3411 | 1621.1197 | 1613.9538 | 1605.9157 | 1596.0916 | 1580.3333 | 1569.8038 | 1560.2632 | 1550.794 | 1541.3955 | 1532.0669 | 1522.8074 | 1514.5092 | 1505.3824 | 1497.2088 | 1482.8
|  | Scenario | 2021-22 | 2022-23 | 2023-24 | 2024-25 | 2025-26 | 2026-27 | 2027-28 | 2028-29 | 2029-30 | 2030-31 | 2031-32 | 2032-33 | 2033-34 | 2034-35 | 2035-36 | 2036-37 | 2037-38 | 2038-39 | 2039-40 | 2040-41 | 2041-42 | 2042-43 | 2043-44 | 2044-45 | 2045-46 | 2046-47 | 2047-48 | 2048-49 | 2049-50 | 2050-51
GenCost Current Policies Wind - offshore | Wind - offshore | GenCost Current Policies | 4649 | 4589.3974 | 4368.5316 | 4162.8125 | 3975.4815 | 3896.0122 | 3819.3855 | 3744.5833 | 3672.4471 | 3601.093 | 3532.2644 | 3465 | 3399.2472 | 3335.8111 | 3273.7692 | 3213.0761 | 3153.6882 | 3096.383 | 3039.4737 | 3015.9684 | 2993.2737 | 2969.7684 | 2947.0737 | 2923.5684 | 2900.8737 | 2878.9895 | 2856.2947 | 2834.4105 | 2812.5263 | 2790.6421
| Wind - offshore | GenCost Global NZE post 2050 | 4649 | 4589.3974 | 4250.5949 | 3974.1625 | 3734.0247 | 3502.561 | 3286.8795 | 3212.9167 | 3141.6 | 3071.0465 | 3003.8851 | 2937.375 | 2873.2247 | 2811.3556 | 2750 | 2691.6522 | 2633.7312 | 2577.8617 | 2523.1684 | 2496.4211 | 2469.6737 | 2442.9263 | 2416.9895 | 2391.0526 | 2365.1158 | 2339.9895 | 2314.8632 | 2289.7368 | 2265.4211 | 2241.1053
GenCost Global NZE by 2050 Wind - offshore | Wind - offshore | GenCost Global NZE by 2050 | 4649 | 4589.3974 | 3872.4177 | 3587.2375 | 3322.4074 | 3091.2683 | 2755.3012 | 2448.4167 | 2188.6118 | 2091.5349 | 2032.977 | 1989.75 | 1954.4157 | 1924.1444 | 1897.0769 | 1873.1087 | 1850.4839 | 1829.1596 | 1809.0947 | 1807.4737 | 1806.6632 | 1805.8526 | 1804.2316 | 1803.4211 | 1801.8 | 1800.9895 | 1799.3684 | 1798.5579 | 1796.9368 | 1796.9368
Step Change Wind - offshore | Wind - offshore | Step Change | 4649 | 4589.3974 | 4250.5949 | 3974.1625 | 3734.0247 | 3502.561 | 3286.8795 | 3212.9167 | 3141.6 | 3071.0465 | 3003.8851 | 2937.375 | 2873.2247 | 2811.3556 | 2750 | 2691.6522 | 2633.7312 | 2577.8617 | 2523.1684 | 2496.4211 | 2469.6737 | 2442.9263 | 2416.9895 | 2391.0526 | 2365.1158 | 2339.9895 | 2314.8632 | 2289.7368 | 2265.4211 | 2241.1053
Hydrogen Export Wind - offshore | Wind - offshore | Hydrogen Export | 4649 | 4589.3974 | 3872.4177 | 3587.2375 | 3322.4074 | 3091.2683 | 2755.3012 | 2448.4167 | 2188.6118 | 2091.5349 | 2032.977 | 1989.75 | 1954.4157 | 1924.1444 | 1897.0769 | 1873.1087 | 1850.4839 | 1829.1596 | 1809.0947 | 1807.4737 | 1806.6632 | 1805.8526 | 1804.2316 | 1803.4211 | 1801.8 | 1800.9895 | 1799.3684 | 1798.5579 | 1796.9368 | 1796.9368
Progressive Change Wind - offshore | Wind - offshore | Progressive Change | 4649 | 4589.3974 | 4368.5316 | 4162.8125 | 3975.4815 | 3896.0122 | 3819.3855 | 3744.5833 | 3672.4471 | 3601.093 | 3532.2644 | 3465 | 3399.2472 | 3335.8111 | 3273.7692 | 3213.0761 | 3153.6882 | 3096.383 | 3039.4737 | 3015.9684 | 2993.2737 | 2969.7684 | 2947.0737 | 2923.5684 | 2900.8737 | 2878.9895 | 2856.2947 | 2834.4105 | 2812.5263 | 2790.6421
Slow Change Wind - offshore | Wind - offshore | Slow Change | 4649 | 4589.3974 | 4368.5316 | 4162.8125 | 3975.4815 | 3896.0122 | 3819.3855 | 3744.5833 | 3672.4471 | 3601.093 | 3532.2644 | 3465 | 3399.2472 | 3335.8111 | 3273.7692 | 3213.0761 | 3153.6882 | 3096.383 | 3039.4737 | 3015.9684 | 2993.2737 | 2969.7684 | 2947.0737 | 2923.5684 | 2900.8737 | 2878.9895 | 2856.2947 | 2834.4105 | 2812.5263 | 2790.6421
|  | Scenario | 2021-22 | 2022-23 | 2023-24 | 2024-25 | 2025-26 | 2026-27 | 2027-28 | 2028-29 | 2029-30 | 2030-31 | 2031-32 | 2032-33 | 2033-34 | 2034-35 | 2035-36 | 2036-37 | 2037-38 | 2038-39 | 2039-40 | 2040-41 | 2041-42 | 2042-43 | 2043-44 | 2044-45 | 2045-46 | 2046-47 | 2047-48 | 2048-49 | 2049-50 | 2050-51
All scenarios Pumped Hydro (8hrs storage) | Pumped Hydro (8hrs storage) | All scenarios | 2520.3901 | 2515.8962 | 2512.4394 | 2507.9455 | 2503.7972 | 2499.3034 | 2495.1551 | 2490.6612 | 2486.513 | 2482.0191 | 2477.8708 | 2473.3769 | 2469.2287 | 2465.0804 | 2461.278 | 2457.1297 | 2452.6359 | 2448.4876 | 2444.3393 | 2439.8455 | 2435.6972 | 2431.8948 | 2427.7465 | 2423.5982 | 2419.1044 | 2414.9561 | 2411.4993 | 2407.0054 | 2402.8572 | 2398.7089
Step Change Pumped Hydro (8hrs storage) | Pumped Hydro (8hrs storage) | Step Change | 2520.3901 | 2515.8962 | 2512.4394 | 2507.9455 | 2503.7972 | 2499.3034 | 2495.1551 | 2490.6612 | 2486.513 | 2482.0191 | 2477.8708 | 2473.3769 | 2469.2287 | 2465.0804 | 2461.278 | 2457.1297 | 2452.6359 | 2448.4876 | 2444.3393 | 2439.8455 | 2435.6972 | 2431.8948 | 2427.7465 | 2423.5982 | 2419.1044 | 2414.9561 | 2411.4993 | 2407.0054 | 2402.8572 | 2398.7089
Hydrogen Export Pumped Hydro (8hrs storage) | Pumped Hydro (8hrs storage) | Hydrogen Export | 2520.3901 | 2515.8962 | 2512.4394 | 2507.9455 | 2503.7972 | 2499.3034 | 2495.1551 | 2490.6612 | 2486.513 | 2482.0191 | 2477.8708 | 2473.3769 | 2469.2287 | 2465.0804 | 2461.278 | 2457.1297 | 2452.6359 | 2448.4876 | 2444.3393 | 2439.8455 | 2435.6972 | 2431.8948 | 2427.7465 | 2423.5982 | 2419.1044 | 2414.9561 | 2411.4993 | 2407.0054 | 2402.8572 | 2398.7089
Progressive Change Pumped Hydro (8hrs storage) | Pumped Hydro (8hrs storage) | Progressive Change | 2520.3901 | 2515.8962 | 2512.4394 | 2507.9455 | 2503.7972 | 2499.3034 | 2495.1551 | 2490.6612 | 2486.513 | 2482.0191 | 2477.8708 | 2473.3769 | 2469.2287 | 2465.0804 | 2461.278 | 2457.1297 | 2452.6359 | 2448.4876 | 2444.3393 | 2439.8455 | 2435.6972 | 2431.8948 | 2427.7465 | 2423.5982 | 2419.1044 | 2414.9561 | 2411.4993 | 2407.0054 | 2402.8572 | 2398.7089
Slow Change Pumped Hydro (8hrs storage) | Pumped Hydro (8hrs storage) | Slow Change | 2520.3901 | 2515.8962 | 2512.4394 | 2507.9455 | 2503.7972 | 2499.3034 | 2495.1551 | 2490.6612 | 2486.513 | 2482.0191 | 2477.8708 | 2473.3769 | 2469.2287 | 2465.0804 | 2461.278 | 2457.1297 | 2452.6359 | 2448.4876 | 2444.3393 | 2439.8455 | 2435.6972 | 2431.8948 | 2427.7465 | 2423.5982 | 2419.1044 | 2414.9561 | 2411.4993 | 2407.0054 | 2402.8572 | 2398.7089
|  | Scenario | 2021-22 | 2022-23 | 2023-24 | 2024-25 | 2025-26 | 2026-27 | 2027-28 | 2028-29 | 2029-30 | 2030-31 | 2031-32 | 2032-33 | 2033-34 | 2034-35 | 2035-36 | 2036-37 | 2037-38 | 2038-39 | 2039-40 | 2040-41 | 2041-42 | 2042-43 | 2043-44 | 2044-45 | 2045-46 | 2046-47 | 2047-48 | 2048-49 | 2049-50 | 2050-51
All scenarios Pumped Hydro (24hrs storage) | Pumped Hydro (24hrs storage) | All scenarios | 3537.0146 | 3530.793 | 3524.5713 | 3518.3496 | 3513.1649 | 3506.9433 | 3500.7216 | 3494.4999 | 3489.3152 | 3483.0936 | 3476.8719 | 3470.6502 | 3465.4655 | 3459.2439 | 3453.0222 | 3447.8375 | 3441.6158 | 3435.3941 | 3430.2094 | 3423.9878 | 3417.7661 | 3412.5814 | 3406.3597 | 3400.1381 | 3394.9533 | 3388.7317 | 3383.547 | 3377.3253 | 3372.1406 | 3365.9189
Step Change Pumped Hydro (24hrs storage) | Pumped Hydro (24hrs storage) | Step Change | 3537.0146 | 3530.793 | 3524.5713 | 3518.3496 | 3513.1649 | 3506.9433 | 3500.7216 | 3494.4999 | 3489.3152 | 3483.0936 | 3476.8719 | 3470.6502 | 3465.4655 | 3459.2439 | 3453.0222 | 3447.8375 | 3441.6158 | 3435.3941 | 3430.2094 | 3423.9878 | 3417.7661 | 3412.5814 | 3406.3597 | 3400.1381 | 3394.9533 | 3388.7317 | 3383.547 | 3377.3253 | 3372.1406 | 3365.9189
Hydrogen Export Pumped Hydro (24hrs storage) | Pumped Hydro (24hrs storage) | Hydrogen Export | 3537.0146 | 3530.793 | 3524.5713 | 3518.3496 | 3513.1649 | 3506.9433 | 3500.7216 | 3494.4999 | 3489.3152 | 3483.0936 | 3476.8719 | 3470.6502 | 3465.4655 | 3459.2439 | 3453.0222 | 3447.8375 | 3441.6158 | 3435.3941 | 3430.2094 | 3423.9878 | 3417.7661 | 3412.5814 | 3406.3597 | 3400.1381 | 3394.9533 | 3388.7317 | 3383.547 | 3377.3253 | 3372.1406 | 3365.9189
Progressive Change Pumped Hydro (24hrs storage) | Pumped Hydro (24hrs storage) | Progressive Change | 3537.0146 | 3530.793 | 3524.5713 | 3518.3496 | 3513.1649 | 3506.9433 | 3500.7216 | 3494.4999 | 3489.3152 | 3483.0936 | 3476.8719 | 3470.6502 | 3465.4655 | 3459.2439 | 3453.0222 | 3447.8375 | 3441.6158 | 3435.3941 | 3430.2094 | 3423.9878 | 3417.7661 | 3412.5814 | 3406.3597 | 3400.1381 | 3394.9533 | 3388.7317 | 3383.547 | 3377.3253 | 3372.1406 | 3365.9189
Slow Change Pumped Hydro (24hrs storage) | Pumped Hydro (24hrs storage) | Slow Change | 3537.0146 | 3530.793 | 3524.5713 | 3518.3496 | 3513.1649 | 3506.9433 | 3500.7216 | 3494.4999 | 3489.3152 | 3483.0936 | 3476.8719 | 3470.6502 | 3465.4655 | 3459.2439 | 3453.0222 | 3447.8375 | 3441.6158 | 3435.3941 | 3430.2094 | 3423.9878 | 3417.7661 | 3412.5814 | 3406.3597 | 3400.1381 | 3394.9533 | 3388.7317 | 3383.547 | 3377.3253 | 3372.1406 | 3365.9189
|  | Scenario | 2021-22 | 2022-23 | 2023-24 | 2024-25 | 2025-26 | 2026-27 | 2027-28 | 2028-29 | 2029-30 | 2030-31 | 2031-32 | 2032-33 | 2033-34 | 2034-35 | 2035-36 | 2036-37 | 2037-38 | 2038-39 | 2039-40 | 2040-41 | 2041-42 | 2042-43 | 2043-44 | 2044-45 | 2045-46 | 2046-47 | 2047-48 | 2048-49 | 2049-50 | 2050-51
All scenarios Pumped Hydro (48hrs storage) | Pumped Hydro (48hrs storage) | All scenarios | 5313.3956 | 5304.063 | 5294.7303 | 5286.4346 | 5277.1019 | 5267.7693 | 5259.4736 | 5250.1409 | 5240.8082 | 5232.5125 | 5223.1799 | 5213.8472 | 5205.5515 | 5196.2189 | 5187.9232 | 5178.5905 | 5170.2948 | 5160.9621 | 5152.6664 | 5143.3338 | 5135.0381 | 5125.7054 | 5117.4097 | 5109.114 | 5099.7814 | 5091.4857 | 5082.153 | 5073.8573 | 5065.5616 | 5056.2289
Step Change Pumped Hydro (48hrs storage) | Pumped Hydro (48hrs storage) | Step Change | 5313.3956 | 5304.063 | 5294.7303 | 5286.4346 | 5277.1019 | 5267.7693 | 5259.4736 | 5250.1409 | 5240.8082 | 5232.5125 | 5223.1799 | 5213.8472 | 5205.5515 | 5196.2189 | 5187.9232 | 5178.5905 | 5170.2948 | 5160.9621 | 5152.6664 | 5143.3338 | 5135.0381 | 5125.7054 | 5117.4097 | 5109.114 | 5099.7814 | 5091.4857 | 5082.153 | 5073.8573 | 5065.5616 | 5056.2289
Hydrogen Export Pumped Hydro (48hrs storage) | Pumped Hydro (48hrs storage) | Hydrogen Export | 5313.3956 | 5304.063 | 5294.7303 | 5286.4346 | 5277.1019 | 5267.7693 | 5259.4736 | 5250.1409 | 5240.8082 | 5232.5125 | 5223.1799 | 5213.8472 | 5205.5515 | 5196.2189 | 5187.9232 | 5178.5905 | 5170.2948 | 5160.9621 | 5152.6664 | 5143.3338 | 5135.0381 | 5125.7054 | 5117.4097 | 5109.114 | 5099.7814 | 5091.4857 | 5082.153 | 5073.8573 | 5065.5616 | 5056.2289
Progressive Change Pumped Hydro (48hrs storage) | Pumped Hydro (48hrs storage) | Progressive Change | 5313.3956 | 5304.063 | 5294.7303 | 5286.4346 | 5277.1019 | 5267.7693 | 5259.4736 | 5250.1409 | 5240.8082 | 5232.5125 | 5223.1799 | 5213.8472 | 5205.5515 | 5196.2189 | 5187.9232 | 5178.5905 | 5170.2948 | 5160.9621 | 5152.6664 | 5143.3338 | 5135.0381 | 5125.7054 | 5117.4097 | 5109.114 | 5099.7814 | 5091.4857 | 5082.153 | 5073.8573 | 5065.5616 | 5056.2289
Slow Change Pumped Hydro (48hrs storage) | Pumped Hydro (48hrs storage) | Slow Change | 5313.3956 | 5304.063 | 5294.7303 | 5286.4346 | 5277.1019 | 5267.7693 | 5259.4736 | 5250.1409 | 5240.8082 | 5232.5125 | 5223.1799 | 5213.8472 | 5205.5515 | 5196.2189 | 5187.9232 | 5178.5905 | 5170.2948 | 5160.9621 | 5152.6664 | 5143.3338 | 5135.0381 | 5125.7054 | 5117.4097 | 5109.114 | 5099.7814 | 5091.4857 | 5082.153 | 5073.8573 | 5065.5616 | 5056.2289
|  | Scenario | 2021-22 | 2022-23 | 2023-24 | 2024-25 | 2025-26 | 2026-27 | 2027-28 | 2028-29 | 2029-30 | 2030-31 | 2031-32 | 2032-33 | 2033-34 | 2034-35 | 2035-36 | 2036-37 | 2037-38 | 2038-39 | 2039-40 | 2040-41 | 2041-42 | 2042-43 | 2043-44 | 2044-45 | 2045-46 | 2046-47 | 2047-48 | 2048-49 | 2049-50 | 2050-51
| BOTN - Cethana (20hrs storage) | All scenarios | 1800 | 1800 | 1800 | 1800 | 1800 | 1800 | 1800 | 1800 | 1800 | 1800 | 1800 | 1800 | 1800 | 1800 | 1800 | 1800 | 1800 | 1800 | 1800 | 1800 | 1800 | 1800 | 1800 | 1800 | 1800 | 1800 | 1800 | 1800 | 1800 | 1800
| BOTN - Cethana (20hrs storage) | Step Change | 1800 | 1800 | 1800 | 1800 | 1800 | 1800 | 1800 | 1800 | 1800 | 1800 | 1800 | 1800 | 1800 | 1800 | 1800 | 1800 | 1800 | 1800 | 1800 | 1800 | 1800 | 1800 | 1800 | 1800 | 1800 | 1800 | 1800 | 1800 | 1800 | 1800
| BOTN - Cethana (20hrs storage) | Hydrogen Export | 1800 | 1800 | 1800 | 1800 | 1800 | 1800 | 1800 | 1800 | 1800 | 1800 | 1800 | 1800 | 1800 | 1800 | 1800 | 1800 | 1800 | 1800 | 1800 | 1800 | 1800 | 1800 | 1800 | 1800 | 1800 | 1800 | 1800 | 1800 | 1800 | 1800
| BOTN - Cethana (20hrs storage) | Progressive Change | 1800 | 1800 | 1800 | 1800 | 1800 | 1800 | 1800 | 1800 | 1800 | 1800 | 1800 | 1800 | 1800 | 1800 | 1800 | 1800 | 1800 | 1800 | 1800 | 1800 | 1800 | 1800 | 1800 | 1800 | 1800 | 1800 | 1800 | 1800 | 1800 | 1800
| BOTN - Cethana (20hrs storage) | Slow Change | 1800 | 1800 | 1800 | 1800 | 1800 | 1800 | 1800 | 1800 | 1800 | 1800 | 1800 | 1800 | 1800 | 1800 | 1800 | 1800 | 1800 | 1800 | 1800 | 1800 | 1800 | 1800 | 1800 | 1800 | 1800 | 1800 | 1800 | 1800 | 1800 | 1800
|  | Scenario | 2021-22 | 2022-23 | 2023-24 | 2024-25 | 2025-26 | 2026-27 | 2027-28 | 2028-29 | 2029-30 | 2030-31 | 2031-32 | 2032-33 | 2033-34 | 2034-35 | 2035-36 | 2036-37 | 2037-38 | 2038-39 | 2039-40 | 2040-41 | 2041-42 | 2042-43 | 2043-44 | 2044-45 | 2045-46 | 2046-47 | 2047-48 | 2048-49 | 2049-50 | 2050-51
GenCost Current Policies Hydrogen reciprocating engines | Hydrogen reciprocating engines | GenCost Current Policies | 1989 | 1989 | 1985 | 1981 | 1977 | 1973 | 1969 | 1965 | 1961 | 1957 | 1953 | 1950 | 1946 | 1942 | 1938 | 1934 | 1930 | 1926 | 1922 | 1919 | 1915 | 1911 | 1907 | 1903 | 1899 | 1896 | 1892 | 1888 | 1884 | 1881
| Hydrogen reciprocating engines | GenCost Global NZE post 2050 | 1989 | 1989 | 1985 | 1981 | 1977 | 1973 | 1969 | 1965 | 1961 | 1957 | 1953 | 1950 | 1946 | 1942 | 1938 | 1934 | 1930 | 1926 | 1922 | 1919 | 1915 | 1911 | 1907 | 1903 | 1899 | 1896 | 1892 | 1888 | 1884 | 1881
GenCost Global NZE by 2050 Hydrogen reciprocating engines | Hydrogen reciprocating engines | GenCost Global NZE by 2050 | 1989 | 1989 | 1981 | 1977 | 1973 | 1969 | 1965 | 1961 | 1957 | 1953 | 1950 | 1946 | 1942 | 1938 | 1934 | 1930 | 1926 | 1922 | 1919 | 1915 | 1911 | 1907 | 1903 | 1899 | 1896 | 1892 | 1888 | 1884 | 1881 | 1879
Step Change Hydrogen reciprocating engines | Hydrogen reciprocating engines | Step Change | 1989 | 1989 | 1985 | 1981 | 1977 | 1973 | 1969 | 1965 | 1961 | 1957 | 1953 | 1950 | 1946 | 1942 | 1938 | 1934 | 1930 | 1926 | 1922 | 1919 | 1915 | 1911 | 1907 | 1903 | 1899 | 1896 | 1892 | 1888 | 1884 | 1881
Hydrogen Export Hydrogen reciprocating engines | Hydrogen reciprocating engines | Hydrogen Export | 1989 | 1989 | 1981 | 1977 | 1973 | 1969 | 1965 | 1961 | 1957 | 1953 | 1950 | 1946 | 1942 | 1938 | 1934 | 1930 | 1926 | 1922 | 1919 | 1915 | 1911 | 1907 | 1903 | 1899 | 1896 | 1892 | 1888 | 1884 | 1881 | 1879
Progressive Change Hydrogen reciprocating engines | Hydrogen reciprocating engines | Progressive Change | 1989 | 1989 | 1985 | 1981 | 1977 | 1973 | 1969 | 1965 | 1961 | 1957 | 1953 | 1950 | 1946 | 1942 | 1938 | 1934 | 1930 | 1926 | 1922 | 1919 | 1915 | 1911 | 1907 | 1903 | 1899 | 1896 | 1892 | 1888 | 1884 | 1881
Slow Change Hydrogen reciprocating engines | Hydrogen reciprocating engines | Slow Change | 1989 | 1989 | 1985 | 1981 | 1977 | 1973 | 1969 | 1965 | 1961 | 1957 | 1953 | 1950 | 1946 | 1942 | 1938 | 1934 | 1930 | 1926 | 1922 | 1919 | 1915 | 1911 | 1907 | 1903 | 1899 | 1896 | 1892 | 1888 | 1884 | 1881

## Gas price
Gas price ($/GJ, real 2021 dollars)
Gas prices based on price forecasts deliver by Lewis Grey Advisory for the 2022 GSOO |  |  |  |  | Scenario mapping
[5 empty] | AEMO scenario name |  |  | Slow Change | Progressive Change | Step Change | Hydrogen Export | Strong Electrification sensitivity | Low Gas Price sensitivity
[5 empty] | Consultant scenario name |  |  | Slow Change | Net Zero 2050 | Step Change | Hydrogen Superpower | Strong Electricfication | Low Gas Price
Gas fired generation fuel costs
Progressive Change
| 2020-21 | 2021-22 | 2022-23 | 2023-24 | 2024-25 | 2025-26 | 2026-27 | 2027-28 | 2028-29 | 2029-30 | 2030-31 | 2031-32 | 2032-33 | 2033-34 | 2034-35 | 2035-36 | 2036-37 | 2037-38 | 2038-39 | 2039-40 | 2040-41 | 2041-42 | 2042-43 | 2043-44 | 2044-45 | 2045-46 | 2046-47 | 2047-48 | 2048-49 | 2049-50
Bairnsdale | 7.8674 | 9.894 | 11.0882 | 11.7231 | 11.4315 | 10.715 | 10.35 | 10.4626 | 10.8543 | 11.1422 | 11.3216 | 11.4767 | 11.6481 | 11.7779 | 11.8558 | 11.9062 | 11.964 | 12.1151 | 12.3491 | 12.5309 | 12.5616 | 12.5085 | 12.4924 | 12.5528 | 12.6388 | 12.6817 | 12.7414 | 13.0077 | 13.4879 | 13.9058
Barcaldine Power Station | 9.6088 | 10.8508 | 11.0263 | 10.6872 | 10.1111 | 9.5672 | 9.263 | 9.2134 | 9.35 | 9.4718 | 9.5293 | 9.5728 | 9.6058 | 9.623 | 9.6616 | 9.7081 | 9.6944 | 9.5989 | 9.5122 | 9.5396 | 9.6897 | 9.8729 | 9.9837 | 9.9657 | 9.8113 | 9.6395 | 9.6099 | 9.7574 | 10.0061 | 10.1996
Barker Inlet Power Station | 10.1136 | 11.6822 | 11.7042 | 11.2854 | 10.9495 | 10.7646 | 10.7066 | 10.661 | 10.6872 | 10.7634 | 10.8608 | 10.9276 | 10.9704 | 11.001 | 11.0327 | 11.084 | 11.1436 | 11.1871 | 11.2181 | 11.2608 | 11.2759 | 11.2237 | 11.1767 | 11.2142 | 11.3014 | 11.3561 | 11.3657 | 11.4584 | 11.7699 | 12.129
Braemar | 9.6088 | 10.8508 | 11.0263 | 10.6872 | 10.1111 | 9.5672 | 9.263 | 9.2134 | 9.35 | 9.4718 | 9.5293 | 9.5728 | 9.6058 | 9.623 | 9.6616 | 9.7081 | 9.6944 | 9.5989 | 9.5122 | 9.5396 | 9.6897 | 9.8729 | 9.9837 | 9.9657 | 9.8113 | 9.6395 | 9.6099 | 9.7574 | 10.0061 | 10.1996
Braemar 2 Power Station | 9.6088 | 10.8508 | 11.0263 | 10.6872 | 10.1111 | 9.5672 | 9.263 | 9.2134 | 9.35 | 9.4718 | 9.5293 | 9.5728 | 9.6058 | 9.623 | 9.6616 | 9.7081 | 9.6944 | 9.5989 | 9.5122 | 9.5396 | 9.6897 | 9.8729 | 9.9837 | 9.9657 | 9.8113 | 9.6395 | 9.6099 | 9.7574 | 10.0061 | 10.1996
Colongra | 11.6648 | 13.4768 | 14.1636 | 14.4318 | 14.2105 | 13.6762 | 13.3543 | 13.3322 | 13.4257 | 13.439 | 13.4521 | 13.4711 | 13.4685 | 13.4591 | 13.4964 | 13.5822 | 13.6777 | 13.8054 | 13.9734 | 14.0941 | 14.056 | 13.8947 | 13.8074 | 13.8886 | 14.0246 | 14.0875 | 14.0987 | 14.2121 | 14.4685 | 14.6404
Condamine A | 9.6088 | 10.8508 | 11.0263 | 10.6872 | 10.1111 | 9.5672 | 9.263 | 9.2134 | 9.35 | 9.4718 | 9.5293 | 9.5728 | 9.6058 | 9.623 | 9.6616 | 9.7081 | 9.6944 | 9.5989 | 9.5122 | 9.5396 | 9.6897 | 9.8729 | 9.9837 | 9.9657 | 9.8113 | 9.6395 | 9.6099 | 9.7574 | 10.0061 | 10.1996
Darling Downs | 8.3088 | 9.5508 | 9.7263 | 9.3872 | 8.8111 | 8.2672 | 7.963 | 8.5634 | 9.35 | 9.4718 | 9.5293 | 9.5728 | 9.6058 | 9.623 | 9.6616 | 9.7081 | 9.6944 | 9.5989 | 9.5122 | 9.5396 | 9.6897 | 9.8729 | 9.9837 | 9.9657 | 9.8113 | 9.6395 | 9.6099 | 9.7574 | 10.0061 | 10.1996
Dry Creek GT | 10.2136 | 11.7822 | 11.8042 | 11.3854 | 11.0495 | 10.8646 | 10.8066 | 10.761 | 10.7872 | 10.8634 | 10.9608 | 11.0276 | 11.0704 | 11.101 | 11.1327 | 11.184 | 11.2436 | 11.2871 | 11.3181 | 11.3608 | 11.3759 | 11.3237 | 11.2767 | 11.3142 | 11.4014 | 11.4561 | 11.4657 | 11.5584 | 11.8699 | 12.229
Hallett GT | 10.2136 | 11.7822 | 11.8042 | 11.3854 | 11.0495 | 10.8646 | 10.8066 | 10.761 | 10.7872 | 10.8634 | 10.9608 | 11.0276 | 11.0704 | 11.101 | 11.1327 | 11.184 | 11.2436 | 11.2871 | 11.3181 | 11.3608 | 11.3759 | 11.3237 | 11.2767 | 11.3142 | 11.4014 | 11.4561 | 11.4657 | 11.5584 | 11.8699 | 12.229
Jeeralang A | 7.8674 | 9.894 | 11.0882 | 11.7231 | 11.4315 | 10.715 | 10.35 | 10.4626 | 10.8543 | 11.1422 | 11.3216 | 11.4767 | 11.6481 | 11.7779 | 11.8558 | 11.9062 | 11.964 | 12.1151 | 12.3491 | 12.5309 | 12.5616 | 12.5085 | 12.4924 | 12.5528 | 12.6388 | 12.6817 | 12.7414 | 13.0077 | 13.4879 | 13.9058
Jeeralang B | 7.8674 | 9.894 | 11.0882 | 11.7231 | 11.4315 | 10.715 | 10.35 | 10.4626 | 10.8543 | 11.1422 | 11.3216 | 11.4767 | 11.6481 | 11.7779 | 11.8558 | 11.9062 | 11.964 | 12.1151 | 12.3491 | 12.5309 | 12.5616 | 12.5085 | 12.4924 | 12.5528 | 12.6388 | 12.6817 | 12.7414 | 13.0077 | 13.4879 | 13.9058
Ladbroke Grove | 10.2136 | 11.7822 | 11.8042 | 11.3854 | 11.0495 | 10.8646 | 10.8066 | 10.761 | 10.7872 | 10.8634 | 10.9608 | 11.0276 | 11.0704 | 11.101 | 11.1327 | 11.184 | 11.2436 | 11.2871 | 11.3181 | 11.3608 | 11.3759 | 11.3237 | 11.2767 | 11.3142 | 11.4014 | 11.4561 | 11.4657 | 11.5584 | 11.8699 | 12.229
Laverton North | 7.8674 | 9.894 | 11.0882 | 11.7231 | 11.4315 | 10.715 | 10.35 | 10.4626 | 10.8543 | 11.1422 | 11.3216 | 11.4767 | 11.6481 | 11.7779 | 11.8558 | 11.9062 | 11.964 | 12.1151 | 12.3491 | 12.5309 | 12.5616 | 12.5085 | 12.4924 | 12.5528 | 12.6388 | 12.6817 | 12.7414 | 13.0077 | 13.4879 | 13.9058
Mintaro GT | 10.2136 | 11.7822 | 11.8042 | 11.3854 | 11.0495 | 10.8646 | 10.8066 | 10.761 | 10.7872 | 10.8634 | 10.9608 | 11.0276 | 11.0704 | 11.101 | 11.1327 | 11.184 | 11.2436 | 11.2871 | 11.3181 | 11.3608 | 11.3759 | 11.3237 | 11.2767 | 11.3142 | 11.4014 | 11.4561 | 11.4657 | 11.5584 | 11.8699 | 12.229
Mortlake | 7.5674 | 9.594 | 10.7882 | 11.4231 | 11.1315 | 10.415 | 10.05 | 10.1626 | 10.5543 | 10.8422 | 11.0216 | 11.1767 | 11.3481 | 11.4779 | 11.5558 | 11.6062 | 11.664 | 11.8151 | 12.0491 | 12.2309 | 12.2616 | 12.2085 | 12.1924 | 12.2528 | 12.3388 | 12.3817 | 12.4414 | 12.7077 | 13.1879 | 13.6058
Newport | 7.8674 | 9.894 | 11.0882 | 11.7231 | 11.4315 | 10.715 | 10.35 | 10.4626 | 10.8543 | 11.1422 | 11.3216 | 11.4767 | 11.6481 | 11.7779 | 11.8558 | 11.9062 | 11.964 | 12.1151 | 12.3491 | 12.5309 | 12.5616 | 12.5085 | 12.4924 | 12.5528 | 12.6388 | 12.6817 | 12.7414 | 13.0077 | 13.4879 | 13.9058
Oakey Power Station | 9.6088 | 10.8508 | 11.0263 | 10.6872 | 10.1111 | 9.5672 | 9.263 | 9.2134 | 9.35 | 9.4718 | 9.5293 | 9.5728 | 9.6058 | 9.623 | 9.6616 | 9.7081 | 9.6944 | 9.5989 | 9.5122 | 9.5396 | 9.6897 | 9.8729 | 9.9837 | 9.9657 | 9.8113 | 9.6395 | 9.6099 | 9.7574 | 10.0061 | 10.1996
Osborne | 9.6088 | 10.8508 | 11.0263 | 10.6872 | 10.1111 | 9.5672 | 9.263 | 9.2134 | 9.35 | 9.4718 | 9.5293 | 9.5728 | 9.6058 | 9.623 | 9.6616 | 9.7081 | 9.6944 | 9.5989 | 9.5122 | 9.5396 | 9.6897 | 9.8729 | 9.9837 | 9.9657 | 9.8113 | 9.6395 | 9.6099 | 9.7574 | 10.0061 | 10.1996
Pelican Point | 10.2136 | 11.7822 | 11.8042 | 11.3854 | 11.0495 | 10.8646 | 10.8066 | 10.761 | 10.7872 | 10.8634 | 10.9608 | 11.0276 | 11.0704 | 11.101 | 11.1327 | 11.184 | 11.2436 | 11.2871 | 11.3181 | 11.3608 | 11.3759 | 11.3237 | 11.2767 | 11.3142 | 11.4014 | 11.4561 | 11.4657 | 11.5584 | 11.8699 | 12.229
Quarantine | 10.2136 | 11.7822 | 11.8042 | 11.3854 | 11.0495 | 10.8646 | 10.8066 | 10.761 | 10.7872 | 10.8634 | 10.9608 | 11.0276 | 11.0704 | 11.101 | 11.1327 | 11.184 | 11.2436 | 11.2871 | 11.3181 | 11.3608 | 11.3759 | 11.3237 | 11.2767 | 11.3142 | 11.4014 | 11.4561 | 11.4657 | 11.5584 | 11.8699 | 12.229
Roma | 9.6088 | 10.8508 | 11.0263 | 10.6872 | 10.1111 | 9.5672 | 9.263 | 9.2134 | 9.35 | 9.4718 | 9.5293 | 9.5728 | 9.6058 | 9.623 | 9.6616 | 9.7081 | 9.6944 | 9.5989 | 9.5122 | 9.5396 | 9.6897 | 9.8729 | 9.9837 | 9.9657 | 9.8113 | 9.6395 | 9.6099 | 9.7574 | 10.0061 | 10.1996
Smithfield Energy Facility | 11.6648 | 13.4768 | 14.1636 | 14.4318 | 14.2105 | 13.6762 | 13.3543 | 13.3322 | 13.4257 | 13.439 | 13.4521 | 13.4711 | 13.4685 | 13.4591 | 13.4964 | 13.5822 | 13.6777 | 13.8054 | 13.9734 | 14.0941 | 14.056 | 13.8947 | 13.8074 | 13.8886 | 14.0246 | 14.0875 | 14.0987 | 14.2121 | 14.4685 | 14.6404
Somerton | 7.8674 | 9.894 | 11.0882 | 11.7231 | 11.4315 | 10.715 | 10.35 | 10.4626 | 10.8543 | 11.1422 | 11.3216 | 11.4767 | 11.6481 | 11.7779 | 11.8558 | 11.9062 | 11.964 | 12.1151 | 12.3491 | 12.5309 | 12.5616 | 12.5085 | 12.4924 | 12.5528 | 12.6388 | 12.6817 | 12.7414 | 13.0077 | 13.4879 | 13.9058
Swanbank E GT | 9.6088 | 10.8508 | 11.0263 | 10.6872 | 10.1111 | 9.5672 | 9.263 | 9.2134 | 9.35 | 9.4718 | 9.5293 | 9.5728 | 9.6058 | 9.623 | 9.6616 | 9.7081 | 9.6944 | 9.5989 | 9.5122 | 9.5396 | 9.6897 | 9.8729 | 9.9837 | 9.9657 | 9.8113 | 9.6395 | 9.6099 | 9.7574 | 10.0061 | 10.1996
Tallawarra | 11.2148 | 13.0268 | 13.7136 | 13.9818 | 13.7605 | 13.2262 | 12.9043 | 12.8822 | 12.9757 | 12.989 | 13.0021 | 13.0211 | 13.0185 | 13.0091 | 13.0464 | 13.1322 | 13.2277 | 13.3554 | 13.5234 | 13.6441 | 13.606 | 13.4447 | 13.3574 | 13.4386 | 13.5746 | 13.6375 | 13.6487 | 13.7621 | 14.0185 | 14.1904
Tamar Valley Combined Cycle | 11.6022 | 13.6911 | 14.9591 | 15.6279 | 15.4269 | 14.864 | 14.6356 | 14.8146 | 15.1728 | 15.3873 | 15.5495 | 15.7293 | 15.9372 | 16.0908 | 16.174 | 16.2692 | 16.4297 | 16.6928 | 17.0044 | 17.2228 | 17.2672 | 17.2193 | 17.2203 | 17.3279 | 17.4659 | 17.5354 | 17.6396 | 18.4365 | 20.0414 | 21.5419
Tamar Valley Peaking | 11.6022 | 13.6911 | 14.9591 | 15.6279 | 15.4269 | 14.864 | 14.6356 | 14.8146 | 15.1728 | 15.3873 | 15.5495 | 15.7293 | 15.9372 | 16.0908 | 16.174 | 16.2692 | 16.4297 | 16.6928 | 17.0044 | 17.2228 | 17.2672 | 17.2193 | 17.2203 | 17.3279 | 17.4659 | 17.5354 | 17.6396 | 18.4365 | 20.0414 | 21.5419
Torrens Island A | 10.0136 | 11.5822 | 11.6042 | 11.1854 | 10.8495 | 10.6646 | 10.6066 | 10.561 | 10.5872 | 10.6634 | 10.7608 | 10.8276 | 10.8704 | 10.901 | 10.9327 | 10.984 | 11.0436 | 11.0871 | 11.1181 | 11.1608 | 11.1759 | 11.1237 | 11.0767 | 11.1142 | 11.2014 | 11.2561 | 11.2657 | 11.3584 | 11.6699 | 12.029
Torrens Island B | 10.0136 | 11.5822 | 11.6042 | 11.1854 | 10.8495 | 10.6646 | 10.6066 | 10.561 | 10.5872 | 10.6634 | 10.7608 | 10.8276 | 10.8704 | 10.901 | 10.9327 | 10.984 | 11.0436 | 11.0871 | 11.1181 | 11.1608 | 11.1759 | 11.1237 | 11.0767 | 11.1142 | 11.2014 | 11.2561 | 11.2657 | 11.3584 | 11.6699 | 12.029
Townsville Power Station | 8.1751 | 10.1564 | 10.446 | 10.0014 | 9.2579 | 8.6068 | 8.3206 | 8.309 | 8.4849 | 8.6623 | 8.779 | 8.8752 | 8.9639 | 9.0421 | 9.1406 | 9.2438 | 9.2893 | 9.2612 | 9.2444 | 9.3322 | 9.5366 | 9.7782 | 9.9508 | 9.9932 | 9.899 | 9.7875 | 9.8034 | 9.9531 | 10.1571 | 10.3073
Uranquinty | 11.2648 | 13.0768 | 13.7636 | 14.0318 | 13.8105 | 13.2762 | 12.9543 | 12.9322 | 13.0257 | 13.039 | 13.0521 | 13.0711 | 13.0685 | 13.0591 | 13.0964 | 13.1822 | 13.2777 | 13.4054 | 13.5734 | 13.6941 | 13.656 | 13.4947 | 13.4074 | 13.4886 | 13.6246 | 13.6875 | 13.6987 | 13.8121 | 14.0685 | 14.2404
Valley Power | 7.8674 | 9.894 | 11.0882 | 11.7231 | 11.4315 | 10.715 | 10.35 | 10.4626 | 10.8543 | 11.1422 | 11.3216 | 11.4767 | 11.6481 | 11.7779 | 11.8558 | 11.9062 | 11.964 | 12.1151 | 12.3491 | 12.5309 | 12.5616 | 12.5085 | 12.4924 | 12.5528 | 12.6388 | 12.6817 | 12.7414 | 13.0077 | 13.4879 | 13.9058
Yarwun Cogen | 8.1751 | 10.1564 | 10.446 | 10.0014 | 9.2579 | 8.6068 | 8.3206 | 8.309 | 8.4849 | 8.6623 | 8.779 | 8.8752 | 8.9639 | 9.0421 | 9.1406 | 9.2438 | 9.2893 | 9.2612 | 9.2444 | 9.3322 | 9.5366 | 9.7782 | 9.9508 | 9.9932 | 9.899 | 9.7875 | 9.8034 | 9.9531 | 10.1571 | 10.3073
New generating stations
NSW new CCGT | 11.9148 | 13.7268 | 14.4136 | 14.6818 | 14.4605 | 13.9262 | 13.6043 | 13.5822 | 13.6757 | 13.689 | 13.7021 | 13.7211 | 13.7185 | 13.7091 | 13.7464 | 13.8322 | 13.9277 | 14.0554 | 14.2234 | 14.3441 | 14.306 | 14.1447 | 14.0574 | 14.1386 | 14.2746 | 14.3375 | 14.3487 | 14.4621 | 14.7185 | 14.8904
NSW new OCGT | 12.4148 | 14.2268 | 14.9136 | 15.1818 | 14.9605 | 14.4262 | 14.1043 | 14.0822 | 14.1757 | 14.189 | 14.2021 | 14.2211 | 14.2185 | 14.2091 | 14.2464 | 14.3322 | 14.4277 | 14.5554 | 14.7234 | 14.8441 | 14.806 | 14.6447 | 14.5574 | 14.6386 | 14.7746 | 14.8375 | 14.8487 | 14.9621 | 15.2185 | 15.3904
QLD new CCGT | 10.0088 | 11.2508 | 11.4263 | 11.0872 | 10.5111 | 9.9672 | 9.663 | 9.6134 | 9.75 | 9.8718 | 9.9293 | 9.9728 | 10.0058 | 10.023 | 10.0616 | 10.1081 | 10.0944 | 9.9989 | 9.9122 | 9.9396 | 10.0897 | 10.2729 | 10.3837 | 10.3657 | 10.2113 | 10.0395 | 10.0099 | 10.1574 | 10.4061 | 10.5996
QLD new OCGT | 10.3588 | 11.6008 | 11.7763 | 11.4372 | 10.8611 | 10.3172 | 10.013 | 9.9634 | 10.1 | 10.2218 | 10.2793 | 10.3228 | 10.3558 | 10.373 | 10.4116 | 10.4581 | 10.4444 | 10.3489 | 10.2622 | 10.2896 | 10.4397 | 10.6229 | 10.7337 | 10.7157 | 10.5613 | 10.3895 | 10.3599 | 10.5074 | 10.7561 | 10.9496
SA new CCGT | 10.7136 | 12.2822 | 12.3042 | 11.8854 | 11.5495 | 11.3646 | 11.3066 | 11.261 | 11.2872 | 11.3634 | 11.4608 | 11.5276 | 11.5704 | 11.601 | 11.6327 | 11.684 | 11.7436 | 11.7871 | 11.8181 | 11.8608 | 11.8759 | 11.8237 | 11.7767 | 11.8142 | 11.9014 | 11.9561 | 11.9657 | 12.0584 | 12.3699 | 12.729
SA new OCGT | 11.2136 | 12.7822 | 12.8042 | 12.3854 | 12.0495 | 11.8646 | 11.8066 | 11.761 | 11.7872 | 11.8634 | 11.9608 | 12.0276 | 12.0704 | 12.101 | 12.1327 | 12.184 | 12.2436 | 12.2871 | 12.3181 | 12.3608 | 12.3759 | 12.3237 | 12.2767 | 12.3142 | 12.4014 | 12.4561 | 12.4657 | 12.5584 | 12.8699 | 13.229
TAS new CCGT | 12.1022 | 14.1911 | 15.4591 | 16.1279 | 15.9269 | 15.364 | 15.1356 | 15.3146 | 15.6728 | 15.8873 | 16.0495 | 16.2293 | 16.4372 | 16.5908 | 16.674 | 16.7692 | 16.9297 | 17.1928 | 17.5044 | 17.7228 | 17.7672 | 17.7193 | 17.7203 | 17.8279 | 17.9659 | 18.0354 | 18.1396 | 18.9365 | 20.5414 | 22.0419
TAS new OCGT | 12.6022 | 14.6911 | 15.9591 | 16.6279 | 16.4269 | 15.864 | 15.6356 | 15.8146 | 16.1728 | 16.3873 | 16.5495 | 16.7293 | 16.9372 | 17.0908 | 17.174 | 17.2692 | 17.4297 | 17.6928 | 18.0044 | 18.2228 | 18.2672 | 18.2193 | 18.2203 | 18.3279 | 18.4659 | 18.5354 | 18.6396 | 19.4365 | 21.0414 | 22.5419
VIC new CCGT | 8.3674 | 10.394 | 11.5882 | 12.2231 | 11.9315 | 11.215 | 10.85 | 10.9626 | 11.3543 | 11.6422 | 11.8216 | 11.9767 | 12.1481 | 12.2779 | 12.3558 | 12.4062 | 12.464 | 12.6151 | 12.8491 | 13.0309 | 13.0616 | 13.0085 | 12.9924 | 13.0528 | 13.1388 | 13.1817 | 13.2414 | 13.5077 | 13.9879 | 14.4058
VIC new OCGT | 8.8674 | 10.894 | 12.0882 | 12.7231 | 12.4315 | 11.715 | 11.35 | 11.4626 | 11.8543 | 12.1422 | 12.3216 | 12.4767 | 12.6481 | 12.7779 | 12.8558 | 12.9062 | 12.964 | 13.1151 | 13.3491 | 13.5309 | 13.5616 | 13.5085 | 13.4924 | 13.5528 | 13.6388 | 13.6817 | 13.7414 | 14.0077 | 14.4879 | 14.9058
Step Change | bar: 2020-21
Generator | 2020-21 | 2021-22 | 2022-23 | 2023-24 | 2024-25 | 2025-26 | 2026-27 | 2027-28 | 2028-29 | 2029-30 | 2030-31 | 2031-32 | 2032-33 | 2033-34 | 2034-35 | 2035-36 | 2036-37 | 2037-38 | 2038-39 | 2039-40 | 2040-41 | 2041-42 | 2042-43 | 2043-44 | 2044-45 | 2045-46 | 2046-47 | 2047-48 | 2048-49 | 2049-50
Bairnsdale | 7.8591 | 9.7771 | 10.484 | 10.5522 | 10.1315 | 9.6469 | 9.6798 | 10.1358 | 10.6916 | 10.9502 | 11.0349 | 11.0805 | 11.1354 | 11.2681 | 11.5099 | 11.6944 | 11.8154 | 12.06 | 12.3133 | 12.3942 | 12.4143 | 12.6283 | 12.9557 | 13.1765 | 13.3282 | 13.4762 | 13.5778 | 13.641 | 13.6991 | 13.8086
Barcaldine Power Station | 9.5047 | 10.7259 | 10.819 | 10.4594 | 9.9928 | 9.4721 | 9.1131 | 9.001 | 9.0754 | 9.1328 | 9.1893 | 9.2903 | 9.3617 | 9.3295 | 9.2211 | 9.09 | 9.0444 | 9.0981 | 9.0923 | 9.0314 | 9.0341 | 9.1413 | 9.3166 | 9.4208 | 9.3653 | 9.2854 | 9.3471 | 9.5362 | 9.7161 | 9.7722
Barker Inlet Power Station | 10.1397 | 11.7975 | 11.7742 | 11.2704 | 10.9797 | 10.8385 | 10.8526 | 10.9038 | 10.9745 | 10.9991 | 11.0634 | 11.1444 | 11.1646 | 11.1136 | 11.0549 | 11.0319 | 11.1202 | 11.3412 | 11.5374 | 11.664 | 11.8119 | 12.0659 | 12.4029 | 12.651 | 12.7375 | 12.8282 | 12.9424 | 12.9188 | 12.846 | 12.8869
Braemar | 9.5047 | 10.7259 | 10.819 | 10.4594 | 9.9928 | 9.4721 | 9.1131 | 9.001 | 9.0754 | 9.1328 | 9.1893 | 9.2903 | 9.3617 | 9.3295 | 9.2211 | 9.09 | 9.0444 | 9.0981 | 9.0923 | 9.0314 | 9.0341 | 9.1413 | 9.3166 | 9.4208 | 9.3653 | 9.2854 | 9.3471 | 9.5362 | 9.7161 | 9.7722
Braemar 2 Power Station | 9.5047 | 10.7259 | 10.819 | 10.4594 | 9.9928 | 9.4721 | 9.1131 | 9.001 | 9.0754 | 9.1328 | 9.1893 | 9.2903 | 9.3617 | 9.3295 | 9.2211 | 9.09 | 9.0444 | 9.0981 | 9.0923 | 9.0314 | 9.0341 | 9.1413 | 9.3166 | 9.4208 | 9.3653 | 9.2854 | 9.3471 | 9.5362 | 9.7161 | 9.7722
Colongra | 11.6827 | 13.5357 | 14.0411 | 14.0788 | 13.938 | 13.6801 | 13.6778 | 13.9149 | 14.1965 | 14.3133 | 14.3709 | 14.3737 | 14.2886 | 14.1174 | 13.9263 | 13.8019 | 13.7986 | 13.8645 | 13.8729 | 13.8641 | 13.8577 | 13.7935 | 13.7268 | 13.7301 | 13.7783 | 13.815 | 13.7995 | 13.7582 | 13.7729 | 13.8718
Condamine A | 9.5047 | 10.7259 | 10.819 | 10.4594 | 9.9928 | 9.4721 | 9.1131 | 9.001 | 9.0754 | 9.1328 | 9.1893 | 9.2903 | 9.3617 | 9.3295 | 9.2211 | 9.09 | 9.0444 | 9.0981 | 9.0923 | 9.0314 | 9.0341 | 9.1413 | 9.3166 | 9.4208 | 9.3653 | 9.2854 | 9.3471 | 9.5362 | 9.7161 | 9.7722
Darling Downs | 8.2047 | 9.4259 | 9.519 | 9.1594 | 8.6928 | 8.1721 | 7.8131 | 7.701 | 7.7754 | 7.8328 | 7.8893 | 7.9903 | 8.0617 | 8.0295 | 7.9211 | 7.79 | 7.7444 | 7.7981 | 7.7923 | 7.7314 | 7.7341 | 7.8413 | 8.0166 | 8.1208 | 8.0653 | 7.9854 | 8.0471 | 8.2362 | 8.4161 | 8.4722
Dry Creek GT | 10.2397 | 11.8975 | 11.8742 | 11.3704 | 11.0797 | 10.9385 | 10.9526 | 11.0038 | 11.0745 | 11.0991 | 11.1634 | 11.2444 | 11.2646 | 11.2136 | 11.1549 | 11.1319 | 11.2202 | 11.4412 | 11.6374 | 11.764 | 11.9119 | 12.1659 | 12.5029 | 12.751 | 12.8375 | 12.9282 | 13.0424 | 13.0188 | 12.946 | 12.9869
Hallett GT | 10.2397 | 11.8975 | 11.8742 | 11.3704 | 11.0797 | 10.9385 | 10.9526 | 11.0038 | 11.0745 | 11.0991 | 11.1634 | 11.2444 | 11.2646 | 11.2136 | 11.1549 | 11.1319 | 11.2202 | 11.4412 | 11.6374 | 11.764 | 11.9119 | 12.1659 | 12.5029 | 12.751 | 12.8375 | 12.9282 | 13.0424 | 13.0188 | 12.946 | 12.9869
Jeeralang A | 7.8591 | 9.7771 | 10.484 | 10.5522 | 10.1315 | 9.6469 | 9.6798 | 10.1358 | 10.6916 | 10.9502 | 11.0349 | 11.0805 | 11.1354 | 11.2681 | 11.5099 | 11.6944 | 11.8154 | 12.06 | 12.3133 | 12.3942 | 12.4143 | 12.6283 | 12.9557 | 13.1765 | 13.3282 | 13.4762 | 13.5778 | 13.641 | 13.6991 | 13.8086
Jeeralang B | 7.8591 | 9.7771 | 10.484 | 10.5522 | 10.1315 | 9.6469 | 9.6798 | 10.1358 | 10.6916 | 10.9502 | 11.0349 | 11.0805 | 11.1354 | 11.2681 | 11.5099 | 11.6944 | 11.8154 | 12.06 | 12.3133 | 12.3942 | 12.4143 | 12.6283 | 12.9557 | 13.1765 | 13.3282 | 13.4762 | 13.5778 | 13.641 | 13.6991 | 13.8086
Ladbroke Grove | 10.2397 | 11.8975 | 11.8742 | 11.3704 | 11.0797 | 10.9385 | 10.9526 | 11.0038 | 11.0745 | 11.0991 | 11.1634 | 11.2444 | 11.2646 | 11.2136 | 11.1549 | 11.1319 | 11.2202 | 11.4412 | 11.6374 | 11.764 | 11.9119 | 12.1659 | 12.5029 | 12.751 | 12.8375 | 12.9282 | 13.0424 | 13.0188 | 12.946 | 12.9869
Laverton North | 7.8591 | 9.7771 | 10.484 | 10.5522 | 10.1315 | 9.6469 | 9.6798 | 10.1358 | 10.6916 | 10.9502 | 11.0349 | 11.0805 | 11.1354 | 11.2681 | 11.5099 | 11.6944 | 11.8154 | 12.06 | 12.3133 | 12.3942 | 12.4143 | 12.6283 | 12.9557 | 13.1765 | 13.3282 | 13.4762 | 13.5778 | 13.641 | 13.6991 | 13.8086
Mintaro GT | 10.2397 | 11.8975 | 11.8742 | 11.3704 | 11.0797 | 10.9385 | 10.9526 | 11.0038 | 11.0745 | 11.0991 | 11.1634 | 11.2444 | 11.2646 | 11.2136 | 11.1549 | 11.1319 | 11.2202 | 11.4412 | 11.6374 | 11.764 | 11.9119 | 12.1659 | 12.5029 | 12.751 | 12.8375 | 12.9282 | 13.0424 | 13.0188 | 12.946 | 12.9869
Mortlake | 7.5591 | 9.4771 | 10.184 | 10.2522 | 9.8315 | 9.3469 | 9.3798 | 9.8358 | 10.3916 | 10.6502 | 10.7349 | 10.7805 | 10.8354 | 10.9681 | 11.2099 | 11.3944 | 11.5154 | 11.76 | 12.0133 | 12.0942 | 12.1143 | 12.3283 | 12.6557 | 12.8765 | 13.0282 | 13.1762 | 13.2778 | 13.341 | 13.3991 | 13.5086
Newport | 7.8591 | 9.7771 | 10.484 | 10.5522 | 10.1315 | 9.6469 | 9.6798 | 10.1358 | 10.6916 | 10.9502 | 11.0349 | 11.0805 | 11.1354 | 11.2681 | 11.5099 | 11.6944 | 11.8154 | 12.06 | 12.3133 | 12.3942 | 12.4143 | 12.6283 | 12.9557 | 13.1765 | 13.3282 | 13.4762 | 13.5778 | 13.641 | 13.6991 | 13.8086
Oakey Power Station | 9.5047 | 10.7259 | 10.819 | 10.4594 | 9.9928 | 9.4721 | 9.1131 | 9.001 | 9.0754 | 9.1328 | 9.1893 | 9.2903 | 9.3617 | 9.3295 | 9.2211 | 9.09 | 9.0444 | 9.0981 | 9.0923 | 9.0314 | 9.0341 | 9.1413 | 9.3166 | 9.4208 | 9.3653 | 9.2854 | 9.3471 | 9.5362 | 9.7161 | 9.7722
Osborne | 9.5047 | 10.7259 | 10.819 | 10.4594 | 9.9928 | 9.4721 | 9.1131 | 9.001 | 9.0754 | 9.1328 | 9.1893 | 9.2903 | 9.3617 | 9.3295 | 9.2211 | 9.09 | 9.0444 | 9.0981 | 9.0923 | 9.0314 | 9.0341 | 9.1413 | 9.3166 | 9.4208 | 9.3653 | 9.2854 | 9.3471 | 9.5362 | 9.7161 | 9.7722
Pelican Point | 10.2397 | 11.8975 | 11.8742 | 11.3704 | 11.0797 | 10.9385 | 10.9526 | 11.0038 | 11.0745 | 11.0991 | 11.1634 | 11.2444 | 11.2646 | 11.2136 | 11.1549 | 11.1319 | 11.2202 | 11.4412 | 11.6374 | 11.764 | 11.9119 | 12.1659 | 12.5029 | 12.751 | 12.8375 | 12.9282 | 13.0424 | 13.0188 | 12.946 | 12.9869
Quarantine | 10.2397 | 11.8975 | 11.8742 | 11.3704 | 11.0797 | 10.9385 | 10.9526 | 11.0038 | 11.0745 | 11.0991 | 11.1634 | 11.2444 | 11.2646 | 11.2136 | 11.1549 | 11.1319 | 11.2202 | 11.4412 | 11.6374 | 11.764 | 11.9119 | 12.1659 | 12.5029 | 12.751 | 12.8375 | 12.9282 | 13.0424 | 13.0188 | 12.946 | 12.9869
Roma | 9.5047 | 10.7259 | 10.819 | 10.4594 | 9.9928 | 9.4721 | 9.1131 | 9.001 | 9.0754 | 9.1328 | 9.1893 | 9.2903 | 9.3617 | 9.3295 | 9.2211 | 9.09 | 9.0444 | 9.0981 | 9.0923 | 9.0314 | 9.0341 | 9.1413 | 9.3166 | 9.4208 | 9.3653 | 9.2854 | 9.3471 | 9.5362 | 9.7161 | 9.7722
Smithfield Energy Facility | 11.6827 | 13.5357 | 14.0411 | 14.0788 | 13.938 | 13.6801 | 13.6778 | 13.9149 | 14.1965 | 14.3133 | 14.3709 | 14.3737 | 14.2886 | 14.1174 | 13.9263 | 13.8019 | 13.7986 | 13.8645 | 13.8729 | 13.8641 | 13.8577 | 13.7935 | 13.7268 | 13.7301 | 13.7783 | 13.815 | 13.7995 | 13.7582 | 13.7729 | 13.8718
Somerton | 7.8591 | 9.7771 | 10.484 | 10.5522 | 10.1315 | 9.6469 | 9.6798 | 10.1358 | 10.6916 | 10.9502 | 11.0349 | 11.0805 | 11.1354 | 11.2681 | 11.5099 | 11.6944 | 11.8154 | 12.06 | 12.3133 | 12.3942 | 12.4143 | 12.6283 | 12.9557 | 13.1765 | 13.3282 | 13.4762 | 13.5778 | 13.641 | 13.6991 | 13.8086
Swanbank E GT | 9.5047 | 10.7259 | 10.819 | 10.4594 | 9.9928 | 9.4721 | 9.1131 | 9.001 | 9.0754 | 9.1328 | 9.1893 | 9.2903 | 9.3617 | 9.3295 | 9.2211 | 9.09 | 9.0444 | 9.0981 | 9.0923 | 9.0314 | 9.0341 | 9.1413 | 9.3166 | 9.4208 | 9.3653 | 9.2854 | 9.3471 | 9.5362 | 9.7161 | 9.7722
Tallawarra | 11.2327 | 13.0857 | 13.5911 | 13.6288 | 13.488 | 13.2301 | 13.2278 | 13.4649 | 13.7465 | 13.8633 | 13.9209 | 13.9237 | 13.8386 | 13.6674 | 13.4763 | 13.3519 | 13.3486 | 13.4145 | 13.4229 | 13.4141 | 13.4077 | 13.3435 | 13.2768 | 13.2801 | 13.3283 | 13.365 | 13.3495 | 13.3082 | 13.3229 | 13.4218
Tamar Valley Combined Cycle | 11.6017 | 13.692 | 14.665 | 14.9396 | 14.7487 | 14.5573 | 14.8893 | 15.5447 | 16.1401 | 16.3099 | 16.3014 | 16.278 | 16.2819 | 16.5179 | 17.0744 | 17.6474 | 18.1784 | 18.8501 | 19.4458 | 19.625 | 19.7082 | 20.4365 | 21.6055 | 22.2761 | 22.4583 | 22.7997 | 23.2503 | 23.5449 | 23.7259 | 23.9766
Tamar Valley Peaking | 11.6017 | 13.692 | 14.665 | 14.9396 | 14.7487 | 14.5573 | 14.8893 | 15.5447 | 16.1401 | 16.3099 | 16.3014 | 16.278 | 16.2819 | 16.5179 | 17.0744 | 17.6474 | 18.1784 | 18.8501 | 19.4458 | 19.625 | 19.7082 | 20.4365 | 21.6055 | 22.2761 | 22.4583 | 22.7997 | 23.2503 | 23.5449 | 23.7259 | 23.9766
Torrens Island A | 10.0397 | 11.6975 | 11.6742 | 11.1704 | 10.8797 | 10.7385 | 10.7526 | 10.8038 | 10.8745 | 10.8991 | 10.9634 | 11.0444 | 11.0646 | 11.0136 | 10.9549 | 10.9319 | 11.0202 | 11.2412 | 11.4374 | 11.564 | 11.7119 | 11.9659 | 12.3029 | 12.551 | 12.6375 | 12.7282 | 12.8424 | 12.8188 | 12.746 | 12.7869
Torrens Island B | 10.0397 | 11.6975 | 11.6742 | 11.1704 | 10.8797 | 10.7385 | 10.7526 | 10.8038 | 10.8745 | 10.8991 | 10.9634 | 11.0444 | 11.0646 | 11.0136 | 10.9549 | 10.9319 | 11.0202 | 11.2412 | 11.4374 | 11.564 | 11.7119 | 11.9659 | 12.3029 | 12.551 | 12.6375 | 12.7282 | 12.8424 | 12.8188 | 12.746 | 12.7869
Townsville Power Station | 8.1156 | 10.0837 | 10.0601 | 9.2445 | 8.5253 | 7.7669 | 7.2457 | 7.1044 | 7.0966 | 7.1151 | 7.1613 | 7.243 | 7.3034 | 7.2713 | 7.1355 | 6.9684 | 6.8988 | 6.9213 | 6.9037 | 6.8432 | 6.8271 | 6.8788 | 6.9736 | 7.0256 | 6.9744 | 6.9094 | 6.9487 | 7.088 | 7.2199 | 7.2485
Uranquinty | 11.2827 | 13.1357 | 13.6411 | 13.6788 | 13.538 | 13.2801 | 13.2778 | 13.5149 | 13.7965 | 13.9133 | 13.9709 | 13.9737 | 13.8886 | 13.7174 | 13.5263 | 13.4019 | 13.3986 | 13.4645 | 13.4729 | 13.4641 | 13.4577 | 13.3935 | 13.3268 | 13.3301 | 13.3783 | 13.415 | 13.3995 | 13.3582 | 13.3729 | 13.4718
Valley Power | 7.8591 | 9.7771 | 10.484 | 10.5522 | 10.1315 | 9.6469 | 9.6798 | 10.1358 | 10.6916 | 10.9502 | 11.0349 | 11.0805 | 11.1354 | 11.2681 | 11.5099 | 11.6944 | 11.8154 | 12.06 | 12.3133 | 12.3942 | 12.4143 | 12.6283 | 12.9557 | 13.1765 | 13.3282 | 13.4762 | 13.5778 | 13.641 | 13.6991 | 13.8086
Yarwun Cogen | 8.1156 | 10.0837 | 10.0601 | 9.2445 | 8.5253 | 7.7669 | 7.2457 | 7.1044 | 7.0966 | 7.1151 | 7.1613 | 7.243 | 7.3034 | 7.2713 | 7.1355 | 6.9684 | 6.8988 | 6.9213 | 6.9037 | 6.8432 | 6.8271 | 6.8788 | 6.9736 | 7.0256 | 6.9744 | 6.9094 | 6.9487 | 7.088 | 7.2199 | 7.2485
New generating stations
NSW new CCGT | 11.9327 | 13.7857 | 14.2911 | 14.3288 | 14.188 | 13.9301 | 13.9278 | 14.1649 | 14.4465 | 14.5633 | 14.6209 | 14.6237 | 14.5386 | 14.3674 | 14.1763 | 14.0519 | 14.0486 | 14.1145 | 14.1229 | 14.1141 | 14.1077 | 14.0435 | 13.9768 | 13.9801 | 14.0283 | 14.065 | 14.0495 | 14.0082 | 14.0229 | 14.1218
NSW new OCGT | 12.4327 | 14.2857 | 14.7911 | 14.8288 | 14.688 | 14.4301 | 14.4278 | 14.6649 | 14.9465 | 15.0633 | 15.1209 | 15.1237 | 15.0386 | 14.8674 | 14.6763 | 14.5519 | 14.5486 | 14.6145 | 14.6229 | 14.6141 | 14.6077 | 14.5435 | 14.4768 | 14.4801 | 14.5283 | 14.565 | 14.5495 | 14.5082 | 14.5229 | 14.6218
QLD new CCGT | 9.9047 | 11.1259 | 11.219 | 10.8594 | 10.3928 | 9.8721 | 9.5131 | 9.401 | 9.4754 | 9.5328 | 9.5893 | 9.6903 | 9.7617 | 9.7295 | 9.6211 | 9.49 | 9.4444 | 9.4981 | 9.4923 | 9.4314 | 9.4341 | 9.5413 | 9.7166 | 9.8208 | 9.7653 | 9.6854 | 9.7471 | 9.9362 | 10.1161 | 10.1722
QLD new OCGT | 10.2547 | 11.4759 | 11.569 | 11.2094 | 10.7428 | 10.2221 | 9.8631 | 9.751 | 9.8254 | 9.8828 | 9.9393 | 10.0403 | 10.1117 | 10.0795 | 9.9711 | 9.84 | 9.7944 | 9.8481 | 9.8423 | 9.7814 | 9.7841 | 9.8913 | 10.0666 | 10.1708 | 10.1153 | 10.0354 | 10.0971 | 10.2862 | 10.4661 | 10.5222
SA new CCGT | 10.7397 | 12.3975 | 12.3742 | 11.8704 | 11.5797 | 11.4385 | 11.4526 | 11.5038 | 11.5745 | 11.5991 | 11.6634 | 11.7444 | 11.7646 | 11.7136 | 11.6549 | 11.6319 | 11.7202 | 11.9412 | 12.1374 | 12.264 | 12.4119 | 12.6659 | 13.0029 | 13.251 | 13.3375 | 13.4282 | 13.5424 | 13.5188 | 13.446 | 13.4869
SA new OCGT | 11.2397 | 12.8975 | 12.8742 | 12.3704 | 12.0797 | 11.9385 | 11.9526 | 12.0038 | 12.0745 | 12.0991 | 12.1634 | 12.2444 | 12.2646 | 12.2136 | 12.1549 | 12.1319 | 12.2202 | 12.4412 | 12.6374 | 12.764 | 12.9119 | 13.1659 | 13.5029 | 13.751 | 13.8375 | 13.9282 | 14.0424 | 14.0188 | 13.946 | 13.9869
TAS new CCGT | 12.1017 | 14.192 | 15.165 | 15.4396 | 15.2487 | 15.0573 | 15.3893 | 16.0447 | 16.6401 | 16.8099 | 16.8014 | 16.778 | 16.7819 | 17.0179 | 17.5744 | 18.1474 | 18.6784 | 19.3501 | 19.9458 | 20.125 | 20.2082 | 20.9365 | 22.1055 | 22.7761 | 22.9583 | 23.2997 | 23.7503 | 24.0449 | 24.2259 | 24.4766
TAS new OCGT | 12.6017 | 14.692 | 15.665 | 15.9396 | 15.7487 | 15.5573 | 15.8893 | 16.5447 | 17.1401 | 17.3099 | 17.3014 | 17.278 | 17.2819 | 17.5179 | 18.0744 | 18.6474 | 19.1784 | 19.8501 | 20.4458 | 20.625 | 20.7082 | 21.4365 | 22.6055 | 23.2761 | 23.4583 | 23.7997 | 24.2503 | 24.5449 | 24.7259 | 24.9766
VIC new CCGT | 8.3591 | 10.2771 | 10.984 | 11.0522 | 10.6315 | 10.1469 | 10.1798 | 10.6358 | 11.1916 | 11.4502 | 11.5349 | 11.5805 | 11.6354 | 11.7681 | 12.0099 | 12.1944 | 12.3154 | 12.56 | 12.8133 | 12.8942 | 12.9143 | 13.1283 | 13.4557 | 13.6765 | 13.8282 | 13.9762 | 14.0778 | 14.141 | 14.1991 | 14.3086
VIC new OCGT | 8.8591 | 10.7771 | 11.484 | 11.5522 | 11.1315 | 10.6469 | 10.6798 | 11.1358 | 11.6916 | 11.9502 | 12.0349 | 12.0805 | 12.1354 | 12.2681 | 12.5099 | 12.6944 | 12.8154 | 13.06 | 13.3133 | 13.3942 | 13.4143 | 13.6283 | 13.9557 | 14.1765 | 14.3282 | 14.4762 | 14.5778 | 14.641 | 14.6991 | 14.8086
Hydrogen Export | bar: 2020-21
Generator | 2020-21 | 2021-22 | 2022-23 | 2023-24 | 2024-25 | 2025-26 | 2026-27 | 2027-28 | 2028-29 | 2029-30 | 2030-31 | 2031-32 | 2032-33 | 2033-34 | 2034-35 | 2035-36 | 2036-37 | 2037-38 | 2038-39 | 2039-40 | 2040-41 | 2041-42 | 2042-43 | 2043-44 | 2044-45 | 2045-46 | 2046-47 | 2047-48 | 2048-49 | 2049-50
Bairnsdale | 7.8728 | 9.8719 | 10.6547 | 10.7589 | 10.3415 | 9.8265 | 9.7197 | 9.9955 | 10.5008 | 10.785 | 10.9083 | 11.0009 | 11.0945 | 11.2099 | 11.4825 | 11.8251 | 12.0865 | 12.3006 | 12.3638 | 12.2831 | 12.2437 | 12.3728 | 12.5557 | 12.7462 | 13.0863 | 13.4342 | 13.5895 | 13.7089 | 13.8764 | 13.9339
Barcaldine Power Station | 9.5521 | 10.7685 | 10.7751 | 10.2891 | 9.7401 | 9.2316 | 8.9289 | 8.8615 | 8.9794 | 9.0473 | 9.0561 | 9.0425 | 9.044 | 9.1194 | 9.2715 | 9.3648 | 9.4081 | 9.4469 | 9.3158 | 9.1481 | 9.2089 | 9.4265 | 9.6113 | 9.6576 | 9.5452 | 9.415 | 9.4403 | 9.6246 | 9.8221 | 9.8925
Barker Inlet Power Station | 10.1213 | 11.7424 | 11.6184 | 10.9625 | 10.5124 | 10.2747 | 10.2481 | 10.3091 | 10.4736 | 10.5772 | 10.6533 | 10.7356 | 10.8416 | 10.9385 | 11.0254 | 11.1344 | 11.3686 | 11.7714 | 12.1137 | 12.3363 | 12.5575 | 12.7811 | 13.0253 | 13.2508 | 13.3237 | 13.3156 | 13.3042 | 13.2408 | 13.2077 | 13.3127
Braemar | 9.5521 | 10.7685 | 10.7751 | 10.2891 | 9.7401 | 9.2316 | 8.9289 | 8.8615 | 8.9794 | 9.0473 | 9.0561 | 9.0425 | 9.044 | 9.1194 | 9.2715 | 9.3648 | 9.4081 | 9.4469 | 9.3158 | 9.1481 | 9.2089 | 9.4265 | 9.6113 | 9.6576 | 9.5452 | 9.415 | 9.4403 | 9.6246 | 9.8221 | 9.8925
Braemar 2 Power Station | 9.5521 | 10.7685 | 10.7751 | 10.2891 | 9.7401 | 9.2316 | 8.9289 | 8.8615 | 8.9794 | 9.0473 | 9.0561 | 9.0425 | 9.044 | 9.1194 | 9.2715 | 9.3648 | 9.4081 | 9.4469 | 9.3158 | 9.1481 | 9.2089 | 9.4265 | 9.6113 | 9.6576 | 9.5452 | 9.415 | 9.4403 | 9.6246 | 9.8221 | 9.8925
Colongra | 11.6769 | 13.4971 | 13.9008 | 13.7756 | 13.4097 | 12.9165 | 12.7016 | 12.7933 | 13.0605 | 13.1976 | 13.2637 | 13.3045 | 13.3383 | 13.2886 | 13.1217 | 12.9329 | 12.7828 | 12.6636 | 12.5431 | 12.49 | 12.4966 | 12.4764 | 12.4406 | 12.435 | 12.4356 | 12.4078 | 12.3357 | 12.265 | 12.3077 | 12.4499
Condamine A | 9.5521 | 10.7685 | 10.7751 | 10.2891 | 9.7401 | 9.2316 | 8.9289 | 8.8615 | 8.9794 | 9.0473 | 9.0561 | 9.0425 | 9.044 | 9.1194 | 9.2715 | 9.3648 | 9.4081 | 9.4469 | 9.3158 | 9.1481 | 9.2089 | 9.4265 | 9.6113 | 9.6576 | 9.5452 | 9.415 | 9.4403 | 9.6246 | 9.8221 | 9.8925
Darling Downs | 8.2521 | 9.4685 | 9.4751 | 8.9891 | 8.4401 | 7.9316 | 7.6289 | 7.5615 | 7.6794 | 7.7473 | 7.7561 | 7.7425 | 7.744 | 7.8194 | 7.9715 | 8.0648 | 8.1081 | 8.1469 | 8.0158 | 7.8481 | 7.9089 | 8.1265 | 8.3113 | 8.3576 | 8.2452 | 8.115 | 8.1403 | 8.3246 | 8.5221 | 8.5925
Dry Creek GT | 10.2213 | 11.8424 | 11.7184 | 11.0625 | 10.6124 | 10.3747 | 10.3481 | 10.4091 | 10.5736 | 10.6772 | 10.7533 | 10.8356 | 10.9416 | 11.0385 | 11.1254 | 11.2344 | 11.4686 | 11.8714 | 12.2137 | 12.4363 | 12.6575 | 12.8811 | 13.1253 | 13.3508 | 13.4237 | 13.4156 | 13.4042 | 13.3408 | 13.3077 | 13.4127
Hallett GT | 10.2213 | 11.8424 | 11.7184 | 11.0625 | 10.6124 | 10.3747 | 10.3481 | 10.4091 | 10.5736 | 10.6772 | 10.7533 | 10.8356 | 10.9416 | 11.0385 | 11.1254 | 11.2344 | 11.4686 | 11.8714 | 12.2137 | 12.4363 | 12.6575 | 12.8811 | 13.1253 | 13.3508 | 13.4237 | 13.4156 | 13.4042 | 13.3408 | 13.3077 | 13.4127
Jeeralang A | 7.8728 | 9.8719 | 10.6547 | 10.7589 | 10.3415 | 9.8265 | 9.7197 | 9.9955 | 10.5008 | 10.785 | 10.9083 | 11.0009 | 11.0945 | 11.2099 | 11.4825 | 11.8251 | 12.0865 | 12.3006 | 12.3638 | 12.2831 | 12.2437 | 12.3728 | 12.5557 | 12.7462 | 13.0863 | 13.4342 | 13.5895 | 13.7089 | 13.8764 | 13.9339
Jeeralang B | 7.8728 | 9.8719 | 10.6547 | 10.7589 | 10.3415 | 9.8265 | 9.7197 | 9.9955 | 10.5008 | 10.785 | 10.9083 | 11.0009 | 11.0945 | 11.2099 | 11.4825 | 11.8251 | 12.0865 | 12.3006 | 12.3638 | 12.2831 | 12.2437 | 12.3728 | 12.5557 | 12.7462 | 13.0863 | 13.4342 | 13.5895 | 13.7089 | 13.8764 | 13.9339
Ladbroke Grove | 10.2213 | 11.8424 | 11.7184 | 11.0625 | 10.6124 | 10.3747 | 10.3481 | 10.4091 | 10.5736 | 10.6772 | 10.7533 | 10.8356 | 10.9416 | 11.0385 | 11.1254 | 11.2344 | 11.4686 | 11.8714 | 12.2137 | 12.4363 | 12.6575 | 12.8811 | 13.1253 | 13.3508 | 13.4237 | 13.4156 | 13.4042 | 13.3408 | 13.3077 | 13.4127
Laverton North | 7.8728 | 9.8719 | 10.6547 | 10.7589 | 10.3415 | 9.8265 | 9.7197 | 9.9955 | 10.5008 | 10.785 | 10.9083 | 11.0009 | 11.0945 | 11.2099 | 11.4825 | 11.8251 | 12.0865 | 12.3006 | 12.3638 | 12.2831 | 12.2437 | 12.3728 | 12.5557 | 12.7462 | 13.0863 | 13.4342 | 13.5895 | 13.7089 | 13.8764 | 13.9339
Mintaro GT | 10.2213 | 11.8424 | 11.7184 | 11.0625 | 10.6124 | 10.3747 | 10.3481 | 10.4091 | 10.5736 | 10.6772 | 10.7533 | 10.8356 | 10.9416 | 11.0385 | 11.1254 | 11.2344 | 11.4686 | 11.8714 | 12.2137 | 12.4363 | 12.6575 | 12.8811 | 13.1253 | 13.3508 | 13.4237 | 13.4156 | 13.4042 | 13.3408 | 13.3077 | 13.4127
Mortlake | 7.5728 | 9.5719 | 10.3547 | 10.4589 | 10.0415 | 9.5265 | 9.4197 | 9.6955 | 10.2008 | 10.485 | 10.6083 | 10.7009 | 10.7945 | 10.9099 | 11.1825 | 11.5251 | 11.7865 | 12.0006 | 12.0638 | 11.9831 | 11.9437 | 12.0728 | 12.2557 | 12.4462 | 12.7863 | 13.1342 | 13.2895 | 13.4089 | 13.5764 | 13.6339
Newport | 7.8728 | 9.8719 | 10.6547 | 10.7589 | 10.3415 | 9.8265 | 9.7197 | 9.9955 | 10.5008 | 10.785 | 10.9083 | 11.0009 | 11.0945 | 11.2099 | 11.4825 | 11.8251 | 12.0865 | 12.3006 | 12.3638 | 12.2831 | 12.2437 | 12.3728 | 12.5557 | 12.7462 | 13.0863 | 13.4342 | 13.5895 | 13.7089 | 13.8764 | 13.9339
Oakey Power Station | 9.5521 | 10.7685 | 10.7751 | 10.2891 | 9.7401 | 9.2316 | 8.9289 | 8.8615 | 8.9794 | 9.0473 | 9.0561 | 9.0425 | 9.044 | 9.1194 | 9.2715 | 9.3648 | 9.4081 | 9.4469 | 9.3158 | 9.1481 | 9.2089 | 9.4265 | 9.6113 | 9.6576 | 9.5452 | 9.415 | 9.4403 | 9.6246 | 9.8221 | 9.8925
Osborne | 9.5521 | 10.7685 | 10.7751 | 10.2891 | 9.7401 | 9.2316 | 8.9289 | 8.8615 | 8.9794 | 9.0473 | 9.0561 | 9.0425 | 9.044 | 9.1194 | 9.2715 | 9.3648 | 9.4081 | 9.4469 | 9.3158 | 9.1481 | 9.2089 | 9.4265 | 9.6113 | 9.6576 | 9.5452 | 9.415 | 9.4403 | 9.6246 | 9.8221 | 9.8925
Pelican Point | 10.2213 | 11.8424 | 11.7184 | 11.0625 | 10.6124 | 10.3747 | 10.3481 | 10.4091 | 10.5736 | 10.6772 | 10.7533 | 10.8356 | 10.9416 | 11.0385 | 11.1254 | 11.2344 | 11.4686 | 11.8714 | 12.2137 | 12.4363 | 12.6575 | 12.8811 | 13.1253 | 13.3508 | 13.4237 | 13.4156 | 13.4042 | 13.3408 | 13.3077 | 13.4127
Quarantine | 10.2213 | 11.8424 | 11.7184 | 11.0625 | 10.6124 | 10.3747 | 10.3481 | 10.4091 | 10.5736 | 10.6772 | 10.7533 | 10.8356 | 10.9416 | 11.0385 | 11.1254 | 11.2344 | 11.4686 | 11.8714 | 12.2137 | 12.4363 | 12.6575 | 12.8811 | 13.1253 | 13.3508 | 13.4237 | 13.4156 | 13.4042 | 13.3408 | 13.3077 | 13.4127
Roma | 9.5521 | 10.7685 | 10.7751 | 10.2891 | 9.7401 | 9.2316 | 8.9289 | 8.8615 | 8.9794 | 9.0473 | 9.0561 | 9.0425 | 9.044 | 9.1194 | 9.2715 | 9.3648 | 9.4081 | 9.4469 | 9.3158 | 9.1481 | 9.2089 | 9.4265 | 9.6113 | 9.6576 | 9.5452 | 9.415 | 9.4403 | 9.6246 | 9.8221 | 9.8925
Smithfield Energy Facility | 11.6769 | 13.4971 | 13.9008 | 13.7756 | 13.4097 | 12.9165 | 12.7016 | 12.7933 | 13.0605 | 13.1976 | 13.2637 | 13.3045 | 13.3383 | 13.2886 | 13.1217 | 12.9329 | 12.7828 | 12.6636 | 12.5431 | 12.49 | 12.4966 | 12.4764 | 12.4406 | 12.435 | 12.4356 | 12.4078 | 12.3357 | 12.265 | 12.3077 | 12.4499
Somerton | 7.8728 | 9.8719 | 10.6547 | 10.7589 | 10.3415 | 9.8265 | 9.7197 | 9.9955 | 10.5008 | 10.785 | 10.9083 | 11.0009 | 11.0945 | 11.2099 | 11.4825 | 11.8251 | 12.0865 | 12.3006 | 12.3638 | 12.2831 | 12.2437 | 12.3728 | 12.5557 | 12.7462 | 13.0863 | 13.4342 | 13.5895 | 13.7089 | 13.8764 | 13.9339
Swanbank E GT | 9.5521 | 10.7685 | 10.7751 | 10.2891 | 9.7401 | 9.2316 | 8.9289 | 8.8615 | 8.9794 | 9.0473 | 9.0561 | 9.0425 | 9.044 | 9.1194 | 9.2715 | 9.3648 | 9.4081 | 9.4469 | 9.3158 | 9.1481 | 9.2089 | 9.4265 | 9.6113 | 9.6576 | 9.5452 | 9.415 | 9.4403 | 9.6246 | 9.8221 | 9.8925
Tallawarra | 11.2269 | 13.0471 | 13.4508 | 13.3256 | 12.9597 | 12.4665 | 12.2516 | 12.3433 | 12.6105 | 12.7476 | 12.8137 | 12.8545 | 12.8883 | 12.8386 | 12.6717 | 12.4829 | 12.3328 | 12.2136 | 12.0931 | 12.04 | 12.0466 | 12.0264 | 11.9906 | 11.985 | 11.9856 | 11.9578 | 11.8857 | 11.815 | 11.8577 | 11.9999
Tamar Valley Combined Cycle | 11.6098 | 13.6646 | 14.5326 | 14.6875 | 14.3387 | 13.8831 | 13.8464 | 14.2172 | 14.76 | 15.0545 | 15.182 | 15.2816 | 15.4236 | 15.6742 | 16.1782 | 16.7608 | 17.2292 | 17.6419 | 17.8381 | 17.7506 | 17.6853 | 17.9855 | 18.4033 | 18.7109 | 19.1998 | 19.7296 | 19.9545 | 20.1075 | 20.3431 | 20.4297
Tamar Valley Peaking | 11.6098 | 13.6646 | 14.5326 | 14.6875 | 14.3387 | 13.8831 | 13.8464 | 14.2172 | 14.76 | 15.0545 | 15.182 | 15.2816 | 15.4236 | 15.6742 | 16.1782 | 16.7608 | 17.2292 | 17.6419 | 17.8381 | 17.7506 | 17.6853 | 17.9855 | 18.4033 | 18.7109 | 19.1998 | 19.7296 | 19.9545 | 20.1075 | 20.3431 | 20.4297
Torrens Island A | 10.0213 | 11.6424 | 11.5184 | 10.8625 | 10.4124 | 10.1747 | 10.1481 | 10.2091 | 10.3736 | 10.4772 | 10.5533 | 10.6356 | 10.7416 | 10.8385 | 10.9254 | 11.0344 | 11.2686 | 11.6714 | 12.0137 | 12.2363 | 12.4575 | 12.6811 | 12.9253 | 13.1508 | 13.2237 | 13.2156 | 13.2042 | 13.1408 | 13.1077 | 13.2127
Torrens Island B | 10.0213 | 11.6424 | 11.5184 | 10.8625 | 10.4124 | 10.1747 | 10.1481 | 10.2091 | 10.3736 | 10.4772 | 10.5533 | 10.6356 | 10.7416 | 10.8385 | 10.9254 | 11.0344 | 11.2686 | 11.6714 | 12.0137 | 12.2363 | 12.4575 | 12.6811 | 12.9253 | 13.1508 | 13.2237 | 13.2156 | 13.2042 | 13.1408 | 13.1077 | 13.2127
Townsville Power Station | 8.1525 | 10.1097 | 9.9652 | 8.9141 | 8.0042 | 7.1527 | 6.5879 | 6.4392 | 6.4353 | 6.4438 | 6.438 | 6.4134 | 6.4039 | 6.4435 | 6.492 | 6.4874 | 6.4846 | 6.4843 | 6.3666 | 6.2259 | 6.2512 | 6.3999 | 6.5299 | 6.5545 | 6.4664 | 6.3684 | 6.3796 | 6.503 | 6.634 | 6.6739
Uranquinty | 11.2769 | 13.0971 | 13.5008 | 13.3756 | 13.0097 | 12.5165 | 12.3016 | 12.3933 | 12.6605 | 12.7976 | 12.8637 | 12.9045 | 12.9383 | 12.8886 | 12.7217 | 12.5329 | 12.3828 | 12.2636 | 12.1431 | 12.09 | 12.0966 | 12.0764 | 12.0406 | 12.035 | 12.0356 | 12.0078 | 11.9357 | 11.865 | 11.9077 | 12.0499
Valley Power | 7.8728 | 9.8719 | 10.6547 | 10.7589 | 10.3415 | 9.8265 | 9.7197 | 9.9955 | 10.5008 | 10.785 | 10.9083 | 11.0009 | 11.0945 | 11.2099 | 11.4825 | 11.8251 | 12.0865 | 12.3006 | 12.3638 | 12.2831 | 12.2437 | 12.3728 | 12.5557 | 12.7462 | 13.0863 | 13.4342 | 13.5895 | 13.7089 | 13.8764 | 13.9339
Yarwun Cogen | 8.1525 | 10.1097 | 9.9652 | 8.9141 | 8.0042 | 7.1527 | 6.5879 | 6.4392 | 6.4353 | 6.4438 | 6.438 | 6.4134 | 6.4039 | 6.4435 | 6.492 | 6.4874 | 6.4846 | 6.4843 | 6.3666 | 6.2259 | 6.2512 | 6.3999 | 6.5299 | 6.5545 | 6.4664 | 6.3684 | 6.3796 | 6.503 | 6.634 | 6.6739
New generating stations
NSW new CCGT | 11.9269 | 13.7471 | 14.1508 | 14.0256 | 13.6597 | 13.1665 | 12.9516 | 13.0433 | 13.3105 | 13.4476 | 13.5137 | 13.5545 | 13.5883 | 13.5386 | 13.3717 | 13.1829 | 13.0328 | 12.9136 | 12.7931 | 12.74 | 12.7466 | 12.7264 | 12.6906 | 12.685 | 12.6856 | 12.6578 | 12.5857 | 12.515 | 12.5577 | 12.6999
NSW new OCGT | 12.4269 | 14.2471 | 14.6508 | 14.5256 | 14.1597 | 13.6665 | 13.4516 | 13.5433 | 13.8105 | 13.9476 | 14.0137 | 14.0545 | 14.0883 | 14.0386 | 13.8717 | 13.6829 | 13.5328 | 13.4136 | 13.2931 | 13.24 | 13.2466 | 13.2264 | 13.1906 | 13.185 | 13.1856 | 13.1578 | 13.0857 | 13.015 | 13.0577 | 13.1999
QLD new CCGT | 9.9521 | 11.1685 | 11.1751 | 10.6891 | 10.1401 | 9.6316 | 9.3289 | 9.2615 | 9.3794 | 9.4473 | 9.4561 | 9.4425 | 9.444 | 9.5194 | 9.6715 | 9.7648 | 9.8081 | 9.8469 | 9.7158 | 9.5481 | 9.6089 | 9.8265 | 10.0113 | 10.0576 | 9.9452 | 9.815 | 9.8403 | 10.0246 | 10.2221 | 10.2925
QLD new OCGT | 10.3021 | 11.5185 | 11.5251 | 11.0391 | 10.4901 | 9.9816 | 9.6789 | 9.6115 | 9.7294 | 9.7973 | 9.8061 | 9.7925 | 9.794 | 9.8694 | 10.0215 | 10.1148 | 10.1581 | 10.1969 | 10.0658 | 9.8981 | 9.9589 | 10.1765 | 10.3613 | 10.4076 | 10.2952 | 10.165 | 10.1903 | 10.3746 | 10.5721 | 10.6425
SA new CCGT | 10.7213 | 12.3424 | 12.2184 | 11.5625 | 11.1124 | 10.8747 | 10.8481 | 10.9091 | 11.0736 | 11.1772 | 11.2533 | 11.3356 | 11.4416 | 11.5385 | 11.6254 | 11.7344 | 11.9686 | 12.3714 | 12.7137 | 12.9363 | 13.1575 | 13.3811 | 13.6253 | 13.8508 | 13.9237 | 13.9156 | 13.9042 | 13.8408 | 13.8077 | 13.9127
SA new OCGT | 11.2213 | 12.8424 | 12.7184 | 12.0625 | 11.6124 | 11.3747 | 11.3481 | 11.4091 | 11.5736 | 11.6772 | 11.7533 | 11.8356 | 11.9416 | 12.0385 | 12.1254 | 12.2344 | 12.4686 | 12.8714 | 13.2137 | 13.4363 | 13.6575 | 13.8811 | 14.1253 | 14.3508 | 14.4237 | 14.4156 | 14.4042 | 14.3408 | 14.3077 | 14.4127
TAS new CCGT | 12.1098 | 14.1646 | 15.0326 | 15.1875 | 14.8387 | 14.3831 | 14.3464 | 14.7172 | 15.26 | 15.5545 | 15.682 | 15.7816 | 15.9236 | 16.1742 | 16.6782 | 17.2608 | 17.7292 | 18.1419 | 18.3381 | 18.2506 | 18.1853 | 18.4855 | 18.9033 | 19.2109 | 19.6998 | 20.2296 | 20.4545 | 20.6075 | 20.8431 | 20.9297
TAS new OCGT | 12.6098 | 14.6646 | 15.5326 | 15.6875 | 15.3387 | 14.8831 | 14.8464 | 15.2172 | 15.76 | 16.0545 | 16.182 | 16.2816 | 16.4236 | 16.6742 | 17.1782 | 17.7608 | 18.2292 | 18.6419 | 18.8381 | 18.7506 | 18.6853 | 18.9855 | 19.4033 | 19.7109 | 20.1998 | 20.7296 | 20.9545 | 21.1075 | 21.3431 | 21.4297
VIC new CCGT | 8.3728 | 10.3719 | 11.1547 | 11.2589 | 10.8415 | 10.3265 | 10.2197 | 10.4955 | 11.0008 | 11.285 | 11.4083 | 11.5009 | 11.5945 | 11.7099 | 11.9825 | 12.3251 | 12.5865 | 12.8006 | 12.8638 | 12.7831 | 12.7437 | 12.8728 | 13.0557 | 13.2462 | 13.5863 | 13.9342 | 14.0895 | 14.2089 | 14.3764 | 14.4339
VIC new OCGT | 8.8728 | 10.8719 | 11.6547 | 11.7589 | 11.3415 | 10.8265 | 10.7197 | 10.9955 | 11.5008 | 11.785 | 11.9083 | 12.0009 | 12.0945 | 12.2099 | 12.4825 | 12.8251 | 13.0865 | 13.3006 | 13.3638 | 13.2831 | 13.2437 | 13.3728 | 13.5557 | 13.7462 | 14.0863 | 14.4342 | 14.5895 | 14.7089 | 14.8764 | 14.9339
Strong Electrification | bar: 2020-21
Generator | 2020-21 | 2021-22 | 2022-23 | 2023-24 | 2024-25 | 2025-26 | 2026-27 | 2027-28 | 2028-29 | 2029-30 | 2030-31 | 2031-32 | 2032-33 | 2033-34 | 2034-35 | 2035-36 | 2036-37 | 2037-38 | 2038-39 | 2039-40 | 2040-41 | 2041-42 | 2042-43 | 2043-44 | 2044-45 | 2045-46 | 2046-47 | 2047-48 | 2048-49 | 2049-50
Bairnsdale | 7.8411 | 9.629 | 10.01 | 9.8779 | 9.3203 | 8.9758 | 9.2538 | 9.6525 | 10.1632 | 10.3334 | 10.3611 | 10.3748 | 10.2903 | 10.299 | 10.8457 | 11.5328 | 11.791 | 11.7902 | 11.6907 | 11.6261 | 11.7424 | 12.1946 | 12.7479 | 13.104 | 13.3482 | 13.5029 | 13.5131 | 13.3525 | 13.1639 | 13.1735
Barcaldine Power Station | 9.4873 | 10.6326 | 10.5444 | 10.0592 | 9.4825 | 9.0175 | 8.7989 | 8.6579 | 8.7157 | 8.7953 | 8.9386 | 9.1158 | 9.2513 | 9.34 | 9.4895 | 9.6839 | 9.9074 | 10.1621 | 10.2344 | 10.1805 | 10.2544 | 10.506 | 10.7938 | 10.9147 | 10.8241 | 10.7647 | 10.9245 | 11.2503 | 11.5878 | 11.7999
Barker Inlet Power Station | 10.1153 | 11.6579 | 11.3371 | 10.5751 | 10.0513 | 9.9874 | 10.299 | 10.4048 | 10.4035 | 10.2693 | 10.2604 | 10.3631 | 10.46 | 10.6131 | 11.0546 | 11.5714 | 11.9354 | 12.3791 | 12.8241 | 13.0049 | 12.8123 | 12.5463 | 12.5172 | 12.6552 | 12.8341 | 13.2162 | 13.9543 | 14.6516 | 15.0263 | 15.369
Braemar | 9.4873 | 10.6326 | 10.5444 | 10.0592 | 9.4825 | 9.0175 | 8.7989 | 8.6579 | 8.7157 | 8.7953 | 8.9386 | 9.1158 | 9.2513 | 9.34 | 9.4895 | 9.6839 | 9.9074 | 10.1621 | 10.2344 | 10.1805 | 10.2544 | 10.506 | 10.7938 | 10.9147 | 10.8241 | 10.7647 | 10.9245 | 11.2503 | 11.5878 | 11.7999
Braemar 2 Power Station | 9.4873 | 10.6326 | 10.5444 | 10.0592 | 9.4825 | 9.0175 | 8.7989 | 8.6579 | 8.7157 | 8.7953 | 8.9386 | 9.1158 | 9.2513 | 9.34 | 9.4895 | 9.6839 | 9.9074 | 10.1621 | 10.2344 | 10.1805 | 10.2544 | 10.506 | 10.7938 | 10.9147 | 10.8241 | 10.7647 | 10.9245 | 11.2503 | 11.5878 | 11.7999
Colongra | 11.6649 | 13.4096 | 13.6191 | 13.4109 | 13.0379 | 12.7901 | 12.8126 | 12.6501 | 12.4389 | 12.0453 | 11.7808 | 11.7344 | 11.7293 | 11.7258 | 11.9098 | 12.0962 | 12.0172 | 11.8799 | 11.8731 | 12.0027 | 12.131 | 12.2102 | 12.2647 | 12.2843 | 12.2632 | 12.2292 | 12.188 | 12.1076 | 12.0193 | 12.0027
Condamine A | 9.4873 | 10.6326 | 10.5444 | 10.0592 | 9.4825 | 9.0175 | 8.7989 | 8.6579 | 8.7157 | 8.7953 | 8.9386 | 9.1158 | 9.2513 | 9.34 | 9.4895 | 9.6839 | 9.9074 | 10.1621 | 10.2344 | 10.1805 | 10.2544 | 10.506 | 10.7938 | 10.9147 | 10.8241 | 10.7647 | 10.9245 | 11.2503 | 11.5878 | 11.7999
Darling Downs | 8.1873 | 9.3326 | 9.2444 | 8.7592 | 8.1825 | 7.7175 | 7.4989 | 7.3579 | 7.4157 | 7.4953 | 7.6386 | 7.8158 | 7.9513 | 8.04 | 8.1895 | 8.3839 | 8.6074 | 8.8621 | 8.9344 | 8.8805 | 8.9544 | 9.206 | 9.4938 | 9.6147 | 9.5241 | 9.4647 | 9.6245 | 9.9503 | 10.2878 | 10.4999
Dry Creek GT | 10.2153 | 11.7579 | 11.4371 | 10.6751 | 10.1513 | 10.0874 | 10.399 | 10.5048 | 10.5035 | 10.3693 | 10.3604 | 10.4631 | 10.56 | 10.7131 | 11.1546 | 11.6714 | 12.0354 | 12.4791 | 12.9241 | 13.1049 | 12.9123 | 12.6463 | 12.6172 | 12.7552 | 12.9341 | 13.3162 | 14.0543 | 14.7516 | 15.1263 | 15.469
Hallett GT | 10.2153 | 11.7579 | 11.4371 | 10.6751 | 10.1513 | 10.0874 | 10.399 | 10.5048 | 10.5035 | 10.3693 | 10.3604 | 10.4631 | 10.56 | 10.7131 | 11.1546 | 11.6714 | 12.0354 | 12.4791 | 12.9241 | 13.1049 | 12.9123 | 12.6463 | 12.6172 | 12.7552 | 12.9341 | 13.3162 | 14.0543 | 14.7516 | 15.1263 | 15.469
Jeeralang A | 7.8411 | 9.629 | 10.01 | 9.8779 | 9.3203 | 8.9758 | 9.2538 | 9.6525 | 10.1632 | 10.3334 | 10.3611 | 10.3748 | 10.2903 | 10.299 | 10.8457 | 11.5328 | 11.791 | 11.7902 | 11.6907 | 11.6261 | 11.7424 | 12.1946 | 12.7479 | 13.104 | 13.3482 | 13.5029 | 13.5131 | 13.3525 | 13.1639 | 13.1735
Jeeralang B | 7.8411 | 9.629 | 10.01 | 9.8779 | 9.3203 | 8.9758 | 9.2538 | 9.6525 | 10.1632 | 10.3334 | 10.3611 | 10.3748 | 10.2903 | 10.299 | 10.8457 | 11.5328 | 11.791 | 11.7902 | 11.6907 | 11.6261 | 11.7424 | 12.1946 | 12.7479 | 13.104 | 13.3482 | 13.5029 | 13.5131 | 13.3525 | 13.1639 | 13.1735
Ladbroke Grove | 10.2153 | 11.7579 | 11.4371 | 10.6751 | 10.1513 | 10.0874 | 10.399 | 10.5048 | 10.5035 | 10.3693 | 10.3604 | 10.4631 | 10.56 | 10.7131 | 11.1546 | 11.6714 | 12.0354 | 12.4791 | 12.9241 | 13.1049 | 12.9123 | 12.6463 | 12.6172 | 12.7552 | 12.9341 | 13.3162 | 14.0543 | 14.7516 | 15.1263 | 15.469
Laverton North | 7.8411 | 9.629 | 10.01 | 9.8779 | 9.3203 | 8.9758 | 9.2538 | 9.6525 | 10.1632 | 10.3334 | 10.3611 | 10.3748 | 10.2903 | 10.299 | 10.8457 | 11.5328 | 11.791 | 11.7902 | 11.6907 | 11.6261 | 11.7424 | 12.1946 | 12.7479 | 13.104 | 13.3482 | 13.5029 | 13.5131 | 13.3525 | 13.1639 | 13.1735
Mintaro GT | 10.2153 | 11.7579 | 11.4371 | 10.6751 | 10.1513 | 10.0874 | 10.399 | 10.5048 | 10.5035 | 10.3693 | 10.3604 | 10.4631 | 10.56 | 10.7131 | 11.1546 | 11.6714 | 12.0354 | 12.4791 | 12.9241 | 13.1049 | 12.9123 | 12.6463 | 12.6172 | 12.7552 | 12.9341 | 13.3162 | 14.0543 | 14.7516 | 15.1263 | 15.469
Mortlake | 7.5411 | 9.329 | 9.71 | 9.5779 | 9.0203 | 8.6758 | 8.9538 | 9.3525 | 9.8632 | 10.0334 | 10.0611 | 10.0748 | 9.9903 | 9.999 | 10.5457 | 11.2328 | 11.491 | 11.4902 | 11.3907 | 11.3261 | 11.4424 | 11.8946 | 12.4479 | 12.804 | 13.0482 | 13.2029 | 13.2131 | 13.0525 | 12.8639 | 12.8735
Newport | 7.8411 | 9.629 | 10.01 | 9.8779 | 9.3203 | 8.9758 | 9.2538 | 9.6525 | 10.1632 | 10.3334 | 10.3611 | 10.3748 | 10.2903 | 10.299 | 10.8457 | 11.5328 | 11.791 | 11.7902 | 11.6907 | 11.6261 | 11.7424 | 12.1946 | 12.7479 | 13.104 | 13.3482 | 13.5029 | 13.5131 | 13.3525 | 13.1639 | 13.1735
Oakey Power Station | 9.4873 | 10.6326 | 10.5444 | 10.0592 | 9.4825 | 9.0175 | 8.7989 | 8.6579 | 8.7157 | 8.7953 | 8.9386 | 9.1158 | 9.2513 | 9.34 | 9.4895 | 9.6839 | 9.9074 | 10.1621 | 10.2344 | 10.1805 | 10.2544 | 10.506 | 10.7938 | 10.9147 | 10.8241 | 10.7647 | 10.9245 | 11.2503 | 11.5878 | 11.7999
Osborne | 9.4873 | 10.6326 | 10.5444 | 10.0592 | 9.4825 | 9.0175 | 8.7989 | 8.6579 | 8.7157 | 8.7953 | 8.9386 | 9.1158 | 9.2513 | 9.34 | 9.4895 | 9.6839 | 9.9074 | 10.1621 | 10.2344 | 10.1805 | 10.2544 | 10.506 | 10.7938 | 10.9147 | 10.8241 | 10.7647 | 10.9245 | 11.2503 | 11.5878 | 11.7999
Pelican Point | 10.2153 | 11.7579 | 11.4371 | 10.6751 | 10.1513 | 10.0874 | 10.399 | 10.5048 | 10.5035 | 10.3693 | 10.3604 | 10.4631 | 10.56 | 10.7131 | 11.1546 | 11.6714 | 12.0354 | 12.4791 | 12.9241 | 13.1049 | 12.9123 | 12.6463 | 12.6172 | 12.7552 | 12.9341 | 13.3162 | 14.0543 | 14.7516 | 15.1263 | 15.469
Quarantine | 10.2153 | 11.7579 | 11.4371 | 10.6751 | 10.1513 | 10.0874 | 10.399 | 10.5048 | 10.5035 | 10.3693 | 10.3604 | 10.4631 | 10.56 | 10.7131 | 11.1546 | 11.6714 | 12.0354 | 12.4791 | 12.9241 | 13.1049 | 12.9123 | 12.6463 | 12.6172 | 12.7552 | 12.9341 | 13.3162 | 14.0543 | 14.7516 | 15.1263 | 15.469
Roma | 9.4873 | 10.6326 | 10.5444 | 10.0592 | 9.4825 | 9.0175 | 8.7989 | 8.6579 | 8.7157 | 8.7953 | 8.9386 | 9.1158 | 9.2513 | 9.34 | 9.4895 | 9.6839 | 9.9074 | 10.1621 | 10.2344 | 10.1805 | 10.2544 | 10.506 | 10.7938 | 10.9147 | 10.8241 | 10.7647 | 10.9245 | 11.2503 | 11.5878 | 11.7999
Smithfield Energy Facility | 11.6649 | 13.4096 | 13.6191 | 13.4109 | 13.0379 | 12.7901 | 12.8126 | 12.6501 | 12.4389 | 12.0453 | 11.7808 | 11.7344 | 11.7293 | 11.7258 | 11.9098 | 12.0962 | 12.0172 | 11.8799 | 11.8731 | 12.0027 | 12.131 | 12.2102 | 12.2647 | 12.2843 | 12.2632 | 12.2292 | 12.188 | 12.1076 | 12.0193 | 12.0027
Somerton | 7.8411 | 9.629 | 10.01 | 9.8779 | 9.3203 | 8.9758 | 9.2538 | 9.6525 | 10.1632 | 10.3334 | 10.3611 | 10.3748 | 10.2903 | 10.299 | 10.8457 | 11.5328 | 11.791 | 11.7902 | 11.6907 | 11.6261 | 11.7424 | 12.1946 | 12.7479 | 13.104 | 13.3482 | 13.5029 | 13.5131 | 13.3525 | 13.1639 | 13.1735
Swanbank E GT | 9.4873 | 10.6326 | 10.5444 | 10.0592 | 9.4825 | 9.0175 | 8.7989 | 8.6579 | 8.7157 | 8.7953 | 8.9386 | 9.1158 | 9.2513 | 9.34 | 9.4895 | 9.6839 | 9.9074 | 10.1621 | 10.2344 | 10.1805 | 10.2544 | 10.506 | 10.7938 | 10.9147 | 10.8241 | 10.7647 | 10.9245 | 11.2503 | 11.5878 | 11.7999
Tallawarra | 11.2149 | 12.9596 | 13.1691 | 12.9609 | 12.5879 | 12.3401 | 12.3626 | 12.2001 | 11.9889 | 11.5953 | 11.3308 | 11.2844 | 11.2793 | 11.2758 | 11.4598 | 11.6462 | 11.5672 | 11.4299 | 11.4231 | 11.5527 | 11.681 | 11.7602 | 11.8147 | 11.8343 | 11.8132 | 11.7792 | 11.738 | 11.6576 | 11.5693 | 11.5527
Tamar Valley Combined Cycle | 11.5715 | 13.562 | 14.2255 | 14.2219 | 13.8447 | 13.8063 | 14.4545 | 15.3277 | 16.4927 | 17.3553 | 17.8929 | 18.2558 | 18.5857 | 19.117 | 20.2296 | 21.58 | 22.7286 | 23.8508 | 24.6036 | 24.7562 | 25.1362 | 26.2531 | 27.4926 | 28.5157 | 29.4203 | 30.0112 | 30.3259 | 30.6841 | 31.1283 | 31.8424
Tamar Valley Peaking | 11.5715 | 13.562 | 14.2255 | 14.2219 | 13.8447 | 13.8063 | 14.4545 | 15.3277 | 16.4927 | 17.3553 | 17.8929 | 18.2558 | 18.5857 | 19.117 | 20.2296 | 21.58 | 22.7286 | 23.8508 | 24.6036 | 24.7562 | 25.1362 | 26.2531 | 27.4926 | 28.5157 | 29.4203 | 30.0112 | 30.3259 | 30.6841 | 31.1283 | 31.8424
Torrens Island A | 10.0153 | 11.5579 | 11.2371 | 10.4751 | 9.9513 | 9.8874 | 10.199 | 10.3048 | 10.3035 | 10.1693 | 10.1604 | 10.2631 | 10.36 | 10.5131 | 10.9546 | 11.4714 | 11.8354 | 12.2791 | 12.7241 | 12.9049 | 12.7123 | 12.4463 | 12.4172 | 12.5552 | 12.7341 | 13.1162 | 13.8543 | 14.5516 | 14.9263 | 15.269
Torrens Island B | 10.0153 | 11.5579 | 11.2371 | 10.4751 | 9.9513 | 9.8874 | 10.199 | 10.3048 | 10.3035 | 10.1693 | 10.1604 | 10.2631 | 10.36 | 10.5131 | 10.9546 | 11.4714 | 11.8354 | 12.2791 | 12.7241 | 12.9049 | 12.7123 | 12.4463 | 12.4172 | 12.5552 | 12.7341 | 13.1162 | 13.8543 | 14.5516 | 14.9263 | 15.269
Townsville Power Station | 8.1039 | 9.9196 | 9.4287 | 8.1215 | 6.9986 | 6.1641 | 5.8092 | 5.6081 | 5.4996 | 5.4608 | 5.499 | 5.5569 | 5.6061 | 5.6279 | 5.6077 | 5.5952 | 5.6675 | 5.7734 | 5.7769 | 5.7098 | 5.7129 | 5.8138 | 5.9348 | 5.9644 | 5.8831 | 5.8256 | 5.8817 | 6.0158 | 6.1547 | 6.2303
Uranquinty | 11.2649 | 13.0096 | 13.2191 | 13.0109 | 12.6379 | 12.3901 | 12.4126 | 12.2501 | 12.0389 | 11.6453 | 11.3808 | 11.3344 | 11.3293 | 11.3258 | 11.5098 | 11.6962 | 11.6172 | 11.4799 | 11.4731 | 11.6027 | 11.731 | 11.8102 | 11.8647 | 11.8843 | 11.8632 | 11.8292 | 11.788 | 11.7076 | 11.6193 | 11.6027
Valley Power | 7.8411 | 9.629 | 10.01 | 9.8779 | 9.3203 | 8.9758 | 9.2538 | 9.6525 | 10.1632 | 10.3334 | 10.3611 | 10.3748 | 10.2903 | 10.299 | 10.8457 | 11.5328 | 11.791 | 11.7902 | 11.6907 | 11.6261 | 11.7424 | 12.1946 | 12.7479 | 13.104 | 13.3482 | 13.5029 | 13.5131 | 13.3525 | 13.1639 | 13.1735
Yarwun Cogen | 8.1039 | 9.9196 | 9.4287 | 8.1215 | 6.9986 | 6.1641 | 5.8092 | 5.6081 | 5.4996 | 5.4608 | 5.499 | 5.5569 | 5.6061 | 5.6279 | 5.6077 | 5.5952 | 5.6675 | 5.7734 | 5.7769 | 5.7098 | 5.7129 | 5.8138 | 5.9348 | 5.9644 | 5.8831 | 5.8256 | 5.8817 | 6.0158 | 6.1547 | 6.2303
New generating stations
NSW new CCGT | 11.9149 | 13.6596 | 13.8691 | 13.6609 | 13.2879 | 13.0401 | 13.0626 | 12.9001 | 12.6889 | 12.2953 | 12.0308 | 11.9844 | 11.9793 | 11.9758 | 12.1598 | 12.3462 | 12.2672 | 12.1299 | 12.1231 | 12.2527 | 12.381 | 12.4602 | 12.5147 | 12.5343 | 12.5132 | 12.4792 | 12.438 | 12.3576 | 12.2693 | 12.2527
NSW new OCGT | 12.4149 | 14.1596 | 14.3691 | 14.1609 | 13.7879 | 13.5401 | 13.5626 | 13.4001 | 13.1889 | 12.7953 | 12.5308 | 12.4844 | 12.4793 | 12.4758 | 12.6598 | 12.8462 | 12.7672 | 12.6299 | 12.6231 | 12.7527 | 12.881 | 12.9602 | 13.0147 | 13.0343 | 13.0132 | 12.9792 | 12.938 | 12.8576 | 12.7693 | 12.7527
QLD new CCGT | 9.8873 | 11.0326 | 10.9444 | 10.4592 | 9.8825 | 9.4175 | 9.1989 | 9.0579 | 9.1157 | 9.1953 | 9.3386 | 9.5158 | 9.6513 | 9.74 | 9.8895 | 10.0839 | 10.3074 | 10.5621 | 10.6344 | 10.5805 | 10.6544 | 10.906 | 11.1938 | 11.3147 | 11.2241 | 11.1647 | 11.3245 | 11.6503 | 11.9878 | 12.1999
QLD new OCGT | 10.2373 | 11.3826 | 11.2944 | 10.8092 | 10.2325 | 9.7675 | 9.5489 | 9.4079 | 9.4657 | 9.5453 | 9.6886 | 9.8658 | 10.0013 | 10.09 | 10.2395 | 10.4339 | 10.6574 | 10.9121 | 10.9844 | 10.9305 | 11.0044 | 11.256 | 11.5438 | 11.6647 | 11.5741 | 11.5147 | 11.6745 | 12.0003 | 12.3378 | 12.5499
SA new CCGT | 10.7153 | 12.2579 | 11.9371 | 11.1751 | 10.6513 | 10.5874 | 10.899 | 11.0048 | 11.0035 | 10.8693 | 10.8604 | 10.9631 | 11.06 | 11.2131 | 11.6546 | 12.1714 | 12.5354 | 12.9791 | 13.4241 | 13.6049 | 13.4123 | 13.1463 | 13.1172 | 13.2552 | 13.4341 | 13.8162 | 14.5543 | 15.2516 | 15.6263 | 15.969
SA new OCGT | 11.2153 | 12.7579 | 12.4371 | 11.6751 | 11.1513 | 11.0874 | 11.399 | 11.5048 | 11.5035 | 11.3693 | 11.3604 | 11.4631 | 11.56 | 11.7131 | 12.1546 | 12.6714 | 13.0354 | 13.4791 | 13.9241 | 14.1049 | 13.9123 | 13.6463 | 13.6172 | 13.7552 | 13.9341 | 14.3162 | 15.0543 | 15.7516 | 16.1263 | 16.469
TAS new CCGT | 12.0715 | 14.062 | 14.7255 | 14.7219 | 14.3447 | 14.3063 | 14.9545 | 15.8277 | 16.9927 | 17.8553 | 18.3929 | 18.7558 | 19.0857 | 19.617 | 20.7296 | 22.08 | 23.2286 | 24.3508 | 25.1036 | 25.2562 | 25.6362 | 26.7531 | 27.9926 | 29.0157 | 29.9203 | 30.5112 | 30.8259 | 31.1841 | 31.6283 | 32.3424
TAS new OCGT | 12.5715 | 14.562 | 15.2255 | 15.2219 | 14.8447 | 14.8063 | 15.4545 | 16.3277 | 17.4927 | 18.3553 | 18.8929 | 19.2558 | 19.5857 | 20.117 | 21.2296 | 22.58 | 23.7286 | 24.8508 | 25.6036 | 25.7562 | 26.1362 | 27.2531 | 28.4926 | 29.5157 | 30.4203 | 31.0112 | 31.3259 | 31.6841 | 32.1283 | 32.8424
VIC new CCGT | 8.3411 | 10.129 | 10.51 | 10.3779 | 9.8203 | 9.4758 | 9.7538 | 10.1525 | 10.6632 | 10.8334 | 10.8611 | 10.8748 | 10.7903 | 10.799 | 11.3457 | 12.0328 | 12.291 | 12.2902 | 12.1907 | 12.1261 | 12.2424 | 12.6946 | 13.2479 | 13.604 | 13.8482 | 14.0029 | 14.0131 | 13.8525 | 13.6639 | 13.6735
VIC new OCGT | 8.8411 | 10.629 | 11.01 | 10.8779 | 10.3203 | 9.9758 | 10.2538 | 10.6525 | 11.1632 | 11.3334 | 11.3611 | 11.3748 | 11.2903 | 11.299 | 11.8457 | 12.5328 | 12.791 | 12.7902 | 12.6907 | 12.6261 | 12.7424 | 13.1946 | 13.7479 | 14.104 | 14.3482 | 14.5029 | 14.5131 | 14.3525 | 14.1639 | 14.1735
Slow Change | bar: 2020-21
| 2020-21 | 2021-22 | 2022-23 | 2023-24 | 2024-25 | 2025-26 | 2026-27 | 2027-28 | 2028-29 | 2029-30 | 2030-31 | 2031-32 | 2032-33 | 2033-34 | 2034-35 | 2035-36 | 2036-37 | 2037-38 | 2038-39 | 2039-40 | 2040-41 | 2041-42 | 2042-43 | 2043-44 | 2044-45 | 2045-46 | 2046-47 | 2047-48 | 2048-49 | 2049-50
Bairnsdale | 7.9851 | 9.9152 | 10.9741 | 11.723 | 12.1183 | 12.0574 | 11.9887 | 12.2691 | 12.688 | 13.1695 | 13.662 | 14.0364 | 14.2171 | 14.2509 | 14.158 | 14.2038 | 14.63 | 15.1106 | 15.3235 | 15.2823 | 15.1868 | 15.2188 | 15.466 | 15.8705 | 16.2066 | 16.3208 | 16.3494 | 16.4577 | 16.6452 | 16.8723
Barcaldine Power Station | 9.4175 | 10.6767 | 10.9867 | 10.8833 | 10.7039 | 10.5178 | 10.4502 | 10.5805 | 10.7835 | 10.9763 | 10.9555 | 10.6343 | 10.2664 | 10.1966 | 10.4229 | 10.6969 | 10.872 | 10.9849 | 11.095 | 11.1659 | 11.1862 | 11.1574 | 11.1443 | 11.1961 | 11.2533 | 11.2501 | 11.2106 | 11.1992 | 11.2213 | 11.2405
Barker Inlet Power Station | 10.2341 | 12.1025 | 12.6314 | 12.7231 | 12.7853 | 12.6001 | 12.3399 | 12.217 | 12.1636 | 12.2757 | 12.4323 | 12.5183 | 12.5518 | 12.5564 | 12.4784 | 12.4337 | 12.5229 | 12.5772 | 12.5603 | 12.5494 | 12.5692 | 12.5951 | 12.6806 | 12.8779 | 13.1092 | 13.2294 | 13.2116 | 13.1855 | 13.2679 | 13.4431
Braemar | 9.4175 | 10.6767 | 10.9867 | 10.8833 | 10.7039 | 10.5178 | 10.4502 | 10.5805 | 10.7835 | 10.9763 | 10.9555 | 10.6343 | 10.2664 | 10.1966 | 10.4229 | 10.6969 | 10.872 | 10.9849 | 11.095 | 11.1659 | 11.1862 | 11.1574 | 11.1443 | 11.1961 | 11.2533 | 11.2501 | 11.2106 | 11.1992 | 11.2213 | 11.2405
Braemar 2 Power Station | 9.4175 | 10.6767 | 10.9867 | 10.8833 | 10.7039 | 10.5178 | 10.4502 | 10.5805 | 10.7835 | 10.9763 | 10.9555 | 10.6343 | 10.2664 | 10.1966 | 10.4229 | 10.6969 | 10.872 | 10.9849 | 11.095 | 11.1659 | 11.1862 | 11.1574 | 11.1443 | 11.1961 | 11.2533 | 11.2501 | 11.2106 | 11.1992 | 11.2213 | 11.2405
Colongra | 11.9221 | 13.9284 | 14.9624 | 15.6635 | 16.0084 | 15.791 | 15.4993 | 15.4941 | 15.5954 | 15.78 | 15.8234 | 15.6087 | 15.3704 | 15.3181 | 15.3632 | 15.4501 | 15.6217 | 15.7574 | 15.7949 | 15.7761 | 15.7614 | 15.7874 | 15.9094 | 16.1301 | 16.3489 | 16.4493 | 16.4533 | 16.4985 | 16.6283 | 16.7704
Condamine A | 9.4175 | 10.6767 | 10.9867 | 10.8833 | 10.7039 | 10.5178 | 10.4502 | 10.5805 | 10.7835 | 10.9763 | 10.9555 | 10.6343 | 10.2664 | 10.1966 | 10.4229 | 10.6969 | 10.872 | 10.9849 | 11.095 | 11.1659 | 11.1862 | 11.1574 | 11.1443 | 11.1961 | 11.2533 | 11.2501 | 11.2106 | 11.1992 | 11.2213 | 11.2405
Darling Downs | 8.1175 | 9.3767 | 9.6867 | 9.5833 | 9.4039 | 9.2178 | 9.1502 | 9.2805 | 9.4835 | 9.6763 | 9.6555 | 9.3343 | 8.9664 | 8.8966 | 9.1229 | 9.3969 | 9.572 | 9.6849 | 9.795 | 9.8659 | 9.8862 | 9.8574 | 9.8443 | 9.8961 | 9.9533 | 9.9501 | 9.9106 | 9.8992 | 9.9213 | 9.9405
Dry Creek GT | 10.3341 | 12.2025 | 12.7314 | 12.8231 | 12.8853 | 12.7001 | 12.4399 | 12.317 | 12.2636 | 12.3757 | 12.5323 | 12.6183 | 12.6518 | 12.6564 | 12.5784 | 12.5337 | 12.6229 | 12.6772 | 12.6603 | 12.6494 | 12.6692 | 12.6951 | 12.7806 | 12.9779 | 13.2092 | 13.3294 | 13.3116 | 13.2855 | 13.3679 | 13.5431
Hallett GT | 10.3341 | 12.2025 | 12.7314 | 12.8231 | 12.8853 | 12.7001 | 12.4399 | 12.317 | 12.2636 | 12.3757 | 12.5323 | 12.6183 | 12.6518 | 12.6564 | 12.5784 | 12.5337 | 12.6229 | 12.6772 | 12.6603 | 12.6494 | 12.6692 | 12.6951 | 12.7806 | 12.9779 | 13.2092 | 13.3294 | 13.3116 | 13.2855 | 13.3679 | 13.5431
Jeeralang A | 7.9851 | 9.9152 | 10.9741 | 11.723 | 12.1183 | 12.0574 | 11.9887 | 12.2691 | 12.688 | 13.1695 | 13.662 | 14.0364 | 14.2171 | 14.2509 | 14.158 | 14.2038 | 14.63 | 15.1106 | 15.3235 | 15.2823 | 15.1868 | 15.2188 | 15.466 | 15.8705 | 16.2066 | 16.3208 | 16.3494 | 16.4577 | 16.6452 | 16.8723
Jeeralang B | 7.9851 | 9.9152 | 10.9741 | 11.723 | 12.1183 | 12.0574 | 11.9887 | 12.2691 | 12.688 | 13.1695 | 13.662 | 14.0364 | 14.2171 | 14.2509 | 14.158 | 14.2038 | 14.63 | 15.1106 | 15.3235 | 15.2823 | 15.1868 | 15.2188 | 15.466 | 15.8705 | 16.2066 | 16.3208 | 16.3494 | 16.4577 | 16.6452 | 16.8723
Ladbroke Grove | 10.3341 | 12.2025 | 12.7314 | 12.8231 | 12.8853 | 12.7001 | 12.4399 | 12.317 | 12.2636 | 12.3757 | 12.5323 | 12.6183 | 12.6518 | 12.6564 | 12.5784 | 12.5337 | 12.6229 | 12.6772 | 12.6603 | 12.6494 | 12.6692 | 12.6951 | 12.7806 | 12.9779 | 13.2092 | 13.3294 | 13.3116 | 13.2855 | 13.3679 | 13.5431
Laverton North | 7.9851 | 9.9152 | 10.9741 | 11.723 | 12.1183 | 12.0574 | 11.9887 | 12.2691 | 12.688 | 13.1695 | 13.662 | 14.0364 | 14.2171 | 14.2509 | 14.158 | 14.2038 | 14.63 | 15.1106 | 15.3235 | 15.2823 | 15.1868 | 15.2188 | 15.466 | 15.8705 | 16.2066 | 16.3208 | 16.3494 | 16.4577 | 16.6452 | 16.8723
Mintaro GT | 10.3341 | 12.2025 | 12.7314 | 12.8231 | 12.8853 | 12.7001 | 12.4399 | 12.317 | 12.2636 | 12.3757 | 12.5323 | 12.6183 | 12.6518 | 12.6564 | 12.5784 | 12.5337 | 12.6229 | 12.6772 | 12.6603 | 12.6494 | 12.6692 | 12.6951 | 12.7806 | 12.9779 | 13.2092 | 13.3294 | 13.3116 | 13.2855 | 13.3679 | 13.5431
Mortlake | 7.6851 | 9.6152 | 10.6741 | 11.423 | 11.8183 | 11.7574 | 11.6887 | 11.9691 | 12.388 | 12.8695 | 13.362 | 13.7364 | 13.9171 | 13.9509 | 13.858 | 13.9038 | 14.33 | 14.8106 | 15.0235 | 14.9823 | 14.8868 | 14.9188 | 15.166 | 15.5705 | 15.9066 | 16.0208 | 16.0494 | 16.1577 | 16.3452 | 16.5723
Newport | 7.9851 | 9.9152 | 10.9741 | 11.723 | 12.1183 | 12.0574 | 11.9887 | 12.2691 | 12.688 | 13.1695 | 13.662 | 14.0364 | 14.2171 | 14.2509 | 14.158 | 14.2038 | 14.63 | 15.1106 | 15.3235 | 15.2823 | 15.1868 | 15.2188 | 15.466 | 15.8705 | 16.2066 | 16.3208 | 16.3494 | 16.4577 | 16.6452 | 16.8723
Oakey Power Station | 9.4175 | 10.6767 | 10.9867 | 10.8833 | 10.7039 | 10.5178 | 10.4502 | 10.5805 | 10.7835 | 10.9763 | 10.9555 | 10.6343 | 10.2664 | 10.1966 | 10.4229 | 10.6969 | 10.872 | 10.9849 | 11.095 | 11.1659 | 11.1862 | 11.1574 | 11.1443 | 11.1961 | 11.2533 | 11.2501 | 11.2106 | 11.1992 | 11.2213 | 11.2405
Osborne | 9.4175 | 10.6767 | 10.9867 | 10.8833 | 10.7039 | 10.5178 | 10.4502 | 10.5805 | 10.7835 | 10.9763 | 10.9555 | 10.6343 | 10.2664 | 10.1966 | 10.4229 | 10.6969 | 10.872 | 10.9849 | 11.095 | 11.1659 | 11.1862 | 11.1574 | 11.1443 | 11.1961 | 11.2533 | 11.2501 | 11.2106 | 11.1992 | 11.2213 | 11.2405
Pelican Point | 10.3341 | 12.2025 | 12.7314 | 12.8231 | 12.8853 | 12.7001 | 12.4399 | 12.317 | 12.2636 | 12.3757 | 12.5323 | 12.6183 | 12.6518 | 12.6564 | 12.5784 | 12.5337 | 12.6229 | 12.6772 | 12.6603 | 12.6494 | 12.6692 | 12.6951 | 12.7806 | 12.9779 | 13.2092 | 13.3294 | 13.3116 | 13.2855 | 13.3679 | 13.5431
Quarantine | 10.3341 | 12.2025 | 12.7314 | 12.8231 | 12.8853 | 12.7001 | 12.4399 | 12.317 | 12.2636 | 12.3757 | 12.5323 | 12.6183 | 12.6518 | 12.6564 | 12.5784 | 12.5337 | 12.6229 | 12.6772 | 12.6603 | 12.6494 | 12.6692 | 12.6951 | 12.7806 | 12.9779 | 13.2092 | 13.3294 | 13.3116 | 13.2855 | 13.3679 | 13.5431
Roma | 9.4175 | 10.6767 | 10.9867 | 10.8833 | 10.7039 | 10.5178 | 10.4502 | 10.5805 | 10.7835 | 10.9763 | 10.9555 | 10.6343 | 10.2664 | 10.1966 | 10.4229 | 10.6969 | 10.872 | 10.9849 | 11.095 | 11.1659 | 11.1862 | 11.1574 | 11.1443 | 11.1961 | 11.2533 | 11.2501 | 11.2106 | 11.1992 | 11.2213 | 11.2405
Smithfield Energy Facility | 11.9221 | 13.9284 | 14.9624 | 15.6635 | 16.0084 | 15.791 | 15.4993 | 15.4941 | 15.5954 | 15.78 | 15.8234 | 15.6087 | 15.3704 | 15.3181 | 15.3632 | 15.4501 | 15.6217 | 15.7574 | 15.7949 | 15.7761 | 15.7614 | 15.7874 | 15.9094 | 16.1301 | 16.3489 | 16.4493 | 16.4533 | 16.4985 | 16.6283 | 16.7704
Somerton | 7.9851 | 9.9152 | 10.9741 | 11.723 | 12.1183 | 12.0574 | 11.9887 | 12.2691 | 12.688 | 13.1695 | 13.662 | 14.0364 | 14.2171 | 14.2509 | 14.158 | 14.2038 | 14.63 | 15.1106 | 15.3235 | 15.2823 | 15.1868 | 15.2188 | 15.466 | 15.8705 | 16.2066 | 16.3208 | 16.3494 | 16.4577 | 16.6452 | 16.8723
Swanbank E GT | 9.4175 | 10.6767 | 10.9867 | 10.8833 | 10.7039 | 10.5178 | 10.4502 | 10.5805 | 10.7835 | 10.9763 | 10.9555 | 10.6343 | 10.2664 | 10.1966 | 10.4229 | 10.6969 | 10.872 | 10.9849 | 11.095 | 11.1659 | 11.1862 | 11.1574 | 11.1443 | 11.1961 | 11.2533 | 11.2501 | 11.2106 | 11.1992 | 11.2213 | 11.2405
Tallawarra | 11.4721 | 13.4784 | 14.5124 | 15.2135 | 15.5584 | 15.341 | 15.0493 | 15.0441 | 15.1454 | 15.33 | 15.3734 | 15.1587 | 14.9204 | 14.8681 | 14.9132 | 15.0001 | 15.1717 | 15.3074 | 15.3449 | 15.3261 | 15.3114 | 15.3374 | 15.4594 | 15.6801 | 15.8989 | 15.9993 | 16.0033 | 16.0485 | 16.1783 | 16.3204
Tamar Valley Combined Cycle | 11.8718 | 14.082 | 15.4107 | 16.3293 | 16.9131 | 17.0892 | 17.2304 | 17.6646 | 18.2838 | 19.0538 | 19.7307 | 20.0122 | 19.9801 | 19.9278 | 19.9111 | 20.1645 | 20.9145 | 21.6366 | 21.8387 | 21.6766 | 21.5174 | 21.5779 | 21.9479 | 22.5309 | 23.0266 | 23.2698 | 23.4589 | 24.1522 | 25.4081 | 26.6507
Tamar Valley Peaking | 11.8718 | 14.082 | 15.4107 | 16.3293 | 16.9131 | 17.0892 | 17.2304 | 17.6646 | 18.2838 | 19.0538 | 19.7307 | 20.0122 | 19.9801 | 19.9278 | 19.9111 | 20.1645 | 20.9145 | 21.6366 | 21.8387 | 21.6766 | 21.5174 | 21.5779 | 21.9479 | 22.5309 | 23.0266 | 23.2698 | 23.4589 | 24.1522 | 25.4081 | 26.6507
Torrens Island A | 10.1341 | 12.0025 | 12.5314 | 12.6231 | 12.6853 | 12.5001 | 12.2399 | 12.117 | 12.0636 | 12.1757 | 12.3323 | 12.4183 | 12.4518 | 12.4564 | 12.3784 | 12.3337 | 12.4229 | 12.4772 | 12.4603 | 12.4494 | 12.4692 | 12.4951 | 12.5806 | 12.7779 | 13.0092 | 13.1294 | 13.1116 | 13.0855 | 13.1679 | 13.3431
Torrens Island B | 10.1341 | 12.0025 | 12.5314 | 12.6231 | 12.6853 | 12.5001 | 12.2399 | 12.117 | 12.0636 | 12.1757 | 12.3323 | 12.4183 | 12.4518 | 12.4564 | 12.3784 | 12.3337 | 12.4229 | 12.4772 | 12.4603 | 12.4494 | 12.4692 | 12.4951 | 12.5806 | 12.7779 | 13.0092 | 13.1294 | 13.1116 | 13.0855 | 13.1679 | 13.3431
Townsville Power Station | 8.054 | 10.0943 | 10.6961 | 10.8142 | 10.7693 | 10.7511 | 10.882 | 11.2131 | 11.6927 | 12.1038 | 12.2191 | 11.9784 | 11.676 | 11.7478 | 12.2974 | 12.9386 | 13.3373 | 13.6163 | 13.8946 | 14.1338 | 14.3163 | 14.4238 | 14.5269 | 14.733 | 15.0057 | 15.2328 | 15.3967 | 15.563 | 15.7561 | 15.9499
Uranquinty | 11.5221 | 13.5284 | 14.5624 | 15.2635 | 15.6084 | 15.391 | 15.0993 | 15.0941 | 15.1954 | 15.38 | 15.4234 | 15.2087 | 14.9704 | 14.9181 | 14.9632 | 15.0501 | 15.2217 | 15.3574 | 15.3949 | 15.3761 | 15.3614 | 15.3874 | 15.5094 | 15.7301 | 15.9489 | 16.0493 | 16.0533 | 16.0985 | 16.2283 | 16.3704
Valley Power | 7.9851 | 9.9152 | 10.9741 | 11.723 | 12.1183 | 12.0574 | 11.9887 | 12.2691 | 12.688 | 13.1695 | 13.662 | 14.0364 | 14.2171 | 14.2509 | 14.158 | 14.2038 | 14.63 | 15.1106 | 15.3235 | 15.2823 | 15.1868 | 15.2188 | 15.466 | 15.8705 | 16.2066 | 16.3208 | 16.3494 | 16.4577 | 16.6452 | 16.8723
Yarwun Cogen | 8.054 | 10.0943 | 10.6961 | 10.8142 | 10.7693 | 10.7511 | 10.882 | 11.2131 | 11.6927 | 12.1038 | 12.2191 | 11.9784 | 11.676 | 11.7478 | 12.2974 | 12.9386 | 13.3373 | 13.6163 | 13.8946 | 14.1338 | 14.3163 | 14.4238 | 14.5269 | 14.733 | 15.0057 | 15.2328 | 15.3967 | 15.563 | 15.7561 | 15.9499
New generating stations
NSW new CCGT | 12.1721 | 14.1784 | 15.2124 | 15.9135 | 16.2584 | 16.041 | 15.7493 | 15.7441 | 15.8454 | 16.03 | 16.0734 | 15.8587 | 15.6204 | 15.5681 | 15.6132 | 15.7001 | 15.8717 | 16.0074 | 16.0449 | 16.0261 | 16.0114 | 16.0374 | 16.1594 | 16.3801 | 16.5989 | 16.6993 | 16.7033 | 16.7485 | 16.8783 | 17.0204
NSW new OCGT | 12.6721 | 14.6784 | 15.7124 | 16.4135 | 16.7584 | 16.541 | 16.2493 | 16.2441 | 16.3454 | 16.53 | 16.5734 | 16.3587 | 16.1204 | 16.0681 | 16.1132 | 16.2001 | 16.3717 | 16.5074 | 16.5449 | 16.5261 | 16.5114 | 16.5374 | 16.6594 | 16.8801 | 17.0989 | 17.1993 | 17.2033 | 17.2485 | 17.3783 | 17.5204
QLD new CCGT | 9.8175 | 11.0767 | 11.3867 | 11.2833 | 11.1039 | 10.9178 | 10.8502 | 10.9805 | 11.1835 | 11.3763 | 11.3555 | 11.0343 | 10.6664 | 10.5966 | 10.8229 | 11.0969 | 11.272 | 11.3849 | 11.495 | 11.5659 | 11.5862 | 11.5574 | 11.5443 | 11.5961 | 11.6533 | 11.6501 | 11.6106 | 11.5992 | 11.6213 | 11.6405
QLD new OCGT | 10.1675 | 11.4267 | 11.7367 | 11.6333 | 11.4539 | 11.2678 | 11.2002 | 11.3305 | 11.5335 | 11.7263 | 11.7055 | 11.3843 | 11.0164 | 10.9466 | 11.1729 | 11.4469 | 11.622 | 11.7349 | 11.845 | 11.9159 | 11.9362 | 11.9074 | 11.8943 | 11.9461 | 12.0033 | 12.0001 | 11.9606 | 11.9492 | 11.9713 | 11.9905
SA new CCGT | 10.8341 | 12.7025 | 13.2314 | 13.3231 | 13.3853 | 13.2001 | 12.9399 | 12.817 | 12.7636 | 12.8757 | 13.0323 | 13.1183 | 13.1518 | 13.1564 | 13.0784 | 13.0337 | 13.1229 | 13.1772 | 13.1603 | 13.1494 | 13.1692 | 13.1951 | 13.2806 | 13.4779 | 13.7092 | 13.8294 | 13.8116 | 13.7855 | 13.8679 | 14.0431
SA new OCGT | 11.3341 | 13.2025 | 13.7314 | 13.8231 | 13.8853 | 13.7001 | 13.4399 | 13.317 | 13.2636 | 13.3757 | 13.5323 | 13.6183 | 13.6518 | 13.6564 | 13.5784 | 13.5337 | 13.6229 | 13.6772 | 13.6603 | 13.6494 | 13.6692 | 13.6951 | 13.7806 | 13.9779 | 14.2092 | 14.3294 | 14.3116 | 14.2855 | 14.3679 | 14.5431
TAS new CCGT | 12.3718 | 14.582 | 15.9107 | 16.8293 | 17.4131 | 17.5892 | 17.7304 | 18.1646 | 18.7838 | 19.5538 | 20.2307 | 20.5122 | 20.4801 | 20.4278 | 20.4111 | 20.6645 | 21.4145 | 22.1366 | 22.3387 | 22.1766 | 22.0174 | 22.0779 | 22.4479 | 23.0309 | 23.5266 | 23.7698 | 23.9589 | 24.6522 | 25.9081 | 27.1507
TAS new OCGT | 12.8718 | 15.082 | 16.4107 | 17.3293 | 17.9131 | 18.0892 | 18.2304 | 18.6646 | 19.2838 | 20.0538 | 20.7307 | 21.0122 | 20.9801 | 20.9278 | 20.9111 | 21.1645 | 21.9145 | 22.6366 | 22.8387 | 22.6766 | 22.5174 | 22.5779 | 22.9479 | 23.5309 | 24.0266 | 24.2698 | 24.4589 | 25.1522 | 26.4081 | 27.6507
VIC new CCGT | 8.4851 | 10.4152 | 11.4741 | 12.223 | 12.6183 | 12.5574 | 12.4887 | 12.7691 | 13.188 | 13.6695 | 14.162 | 14.5364 | 14.7171 | 14.7509 | 14.658 | 14.7038 | 15.13 | 15.6106 | 15.8235 | 15.7823 | 15.6868 | 15.7188 | 15.966 | 16.3705 | 16.7066 | 16.8208 | 16.8494 | 16.9577 | 17.1452 | 17.3723
VIC new OCGT | 8.9851 | 10.9152 | 11.9741 | 12.723 | 13.1183 | 13.0574 | 12.9887 | 13.2691 | 13.688 | 14.1695 | 14.662 | 15.0364 | 15.2171 | 15.2509 | 15.158 | 15.2038 | 15.63 | 16.1106 | 16.3235 | 16.2823 | 16.1868 | 16.2188 | 16.466 | 16.8705 | 17.2066 | 17.3208 | 17.3494 | 17.4577 | 17.6452 | 17.8723
Low gas price sensitivity | bar: 2020-21
| 2020-21 | 2021-22 | 2022-23 | 2023-24 | 2024-25 | 2025-26 | 2026-27 | 2027-28 | 2028-29 | 2029-30 | 2030-31 | 2031-32 | 2032-33 | 2033-34 | 2034-35 | 2035-36 | 2036-37 | 2037-38 | 2038-39 | 2039-40 | 2040-41 | 2041-42 | 2042-43 | 2043-44 | 2044-45 | 2045-46 | 2046-47 | 2047-48 | 2048-49 | 2049-50
Bairnsdale | 7.8354 | 9.8316 | 10.9997 | 11.5609 | 11.0572 | 9.9684 | 9.327 | 9.3849 | 9.7507 | 10.0065 | 10.1607 | 10.2383 | 10.2529 | 10.2609 | 10.338 | 10.4146 | 10.4271 | 10.4891 | 10.6435 | 10.7569 | 10.7096 | 10.5313 | 10.3767 | 10.3706 | 10.4929 | 10.6269 | 10.6753 | 10.6283 | 10.5614 | 10.5509
Barcaldine Power Station | 9.7707 | 10.8714 | 11.0189 | 10.7302 | 10.1016 | 9.1987 | 8.4447 | 8.06 | 7.885 | 7.8011 | 7.8335 | 7.9154 | 7.9649 | 7.9697 | 7.962 | 7.9383 | 7.9329 | 7.958 | 7.9204 | 7.8152 | 7.7826 | 7.9133 | 8.1225 | 8.2363 | 8.1651 | 7.9799 | 7.8761 | 7.9888 | 8.1876 | 8.3157
Barker Inlet Power Station | 10.0838 | 11.709 | 11.8682 | 11.499 | 10.9549 | 10.3478 | 9.974 | 9.8288 | 9.7583 | 9.7033 | 9.7057 | 9.7108 | 9.6956 | 9.6901 | 9.699 | 9.6734 | 9.6118 | 9.5764 | 9.5993 | 9.6455 | 9.6529 | 9.613 | 9.5885 | 9.6221 | 9.6793 | 9.7078 | 9.687 | 9.6351 | 9.5996 | 9.6127
Braemar | 9.7707 | 10.8714 | 11.0189 | 10.7302 | 10.1016 | 9.1987 | 8.4447 | 8.06 | 7.885 | 7.8011 | 7.8335 | 7.9154 | 7.9649 | 7.9697 | 7.962 | 7.9383 | 7.9329 | 7.958 | 7.9204 | 7.8152 | 7.7826 | 7.9133 | 8.1225 | 8.2363 | 8.1651 | 7.9799 | 7.8761 | 7.9888 | 8.1876 | 8.3157
Braemar 2 Power Station | 9.7707 | 10.8714 | 11.0189 | 10.7302 | 10.1016 | 9.1987 | 8.4447 | 8.06 | 7.885 | 7.8011 | 7.8335 | 7.9154 | 7.9649 | 7.9697 | 7.962 | 7.9383 | 7.9329 | 7.958 | 7.9204 | 7.8152 | 7.7826 | 7.9133 | 8.1225 | 8.2363 | 8.1651 | 7.9799 | 7.8761 | 7.9888 | 8.1876 | 8.3157
Colongra | 11.5307 | 13.3338 | 14.0481 | 14.3169 | 13.8711 | 12.7799 | 11.9124 | 11.6362 | 11.6379 | 11.6355 | 11.6641 | 11.6955 | 11.7205 | 11.7521 | 11.8146 | 11.8933 | 11.923 | 11.9247 | 11.9186 | 11.7941 | 11.5235 | 11.2287 | 11.0335 | 10.9964 | 11.0749 | 11.1724 | 11.1959 | 11.1218 | 11.0247 | 10.9796
Condamine A | 9.7707 | 10.8714 | 11.0189 | 10.7302 | 10.1016 | 9.1987 | 8.4447 | 8.06 | 7.885 | 7.8011 | 7.8335 | 7.9154 | 7.9649 | 7.9697 | 7.962 | 7.9383 | 7.9329 | 7.958 | 7.9204 | 7.8152 | 7.7826 | 7.9133 | 8.1225 | 8.2363 | 8.1651 | 7.9799 | 7.8761 | 7.9888 | 8.1876 | 8.3157
Darling Downs | 8.4707 | 9.5714 | 9.7189 | 9.4302 | 8.8016 | 7.8987 | 7.1447 | 6.76 | 6.585 | 6.5011 | 6.5335 | 6.6154 | 6.6649 | 6.6697 | 6.662 | 6.6383 | 6.6329 | 6.658 | 6.6204 | 6.5152 | 6.4826 | 6.6133 | 6.8225 | 6.9363 | 6.8651 | 6.6799 | 6.5761 | 6.6888 | 6.8876 | 7.0157
Dry Creek GT | 10.1838 | 11.809 | 11.9682 | 11.599 | 11.0549 | 10.4478 | 10.074 | 9.9288 | 9.8583 | 9.8033 | 9.8057 | 9.8108 | 9.7956 | 9.7901 | 9.799 | 9.7734 | 9.7118 | 9.6764 | 9.6993 | 9.7455 | 9.7529 | 9.713 | 9.6885 | 9.7221 | 9.7793 | 9.8078 | 9.787 | 9.7351 | 9.6996 | 9.7127
Hallett GT | 10.1838 | 11.809 | 11.9682 | 11.599 | 11.0549 | 10.4478 | 10.074 | 9.9288 | 9.8583 | 9.8033 | 9.8057 | 9.8108 | 9.7956 | 9.7901 | 9.799 | 9.7734 | 9.7118 | 9.6764 | 9.6993 | 9.7455 | 9.7529 | 9.713 | 9.6885 | 9.7221 | 9.7793 | 9.8078 | 9.787 | 9.7351 | 9.6996 | 9.7127
Jeeralang A | 7.8354 | 9.8316 | 10.9997 | 11.5609 | 11.0572 | 9.9684 | 9.327 | 9.3849 | 9.7507 | 10.0065 | 10.1607 | 10.2383 | 10.2529 | 10.2609 | 10.338 | 10.4146 | 10.4271 | 10.4891 | 10.6435 | 10.7569 | 10.7096 | 10.5313 | 10.3767 | 10.3706 | 10.4929 | 10.6269 | 10.6753 | 10.6283 | 10.5614 | 10.5509
Jeeralang B | 7.8354 | 9.8316 | 10.9997 | 11.5609 | 11.0572 | 9.9684 | 9.327 | 9.3849 | 9.7507 | 10.0065 | 10.1607 | 10.2383 | 10.2529 | 10.2609 | 10.338 | 10.4146 | 10.4271 | 10.4891 | 10.6435 | 10.7569 | 10.7096 | 10.5313 | 10.3767 | 10.3706 | 10.4929 | 10.6269 | 10.6753 | 10.6283 | 10.5614 | 10.5509
Ladbroke Grove | 10.1838 | 11.809 | 11.9682 | 11.599 | 11.0549 | 10.4478 | 10.074 | 9.9288 | 9.8583 | 9.8033 | 9.8057 | 9.8108 | 9.7956 | 9.7901 | 9.799 | 9.7734 | 9.7118 | 9.6764 | 9.6993 | 9.7455 | 9.7529 | 9.713 | 9.6885 | 9.7221 | 9.7793 | 9.8078 | 9.787 | 9.7351 | 9.6996 | 9.7127
Laverton North | 7.8354 | 9.8316 | 10.9997 | 11.5609 | 11.0572 | 9.9684 | 9.327 | 9.3849 | 9.7507 | 10.0065 | 10.1607 | 10.2383 | 10.2529 | 10.2609 | 10.338 | 10.4146 | 10.4271 | 10.4891 | 10.6435 | 10.7569 | 10.7096 | 10.5313 | 10.3767 | 10.3706 | 10.4929 | 10.6269 | 10.6753 | 10.6283 | 10.5614 | 10.5509
Mintaro GT | 10.1838 | 11.809 | 11.9682 | 11.599 | 11.0549 | 10.4478 | 10.074 | 9.9288 | 9.8583 | 9.8033 | 9.8057 | 9.8108 | 9.7956 | 9.7901 | 9.799 | 9.7734 | 9.7118 | 9.6764 | 9.6993 | 9.7455 | 9.7529 | 9.713 | 9.6885 | 9.7221 | 9.7793 | 9.8078 | 9.787 | 9.7351 | 9.6996 | 9.7127
Mortlake | 7.5354 | 9.5316 | 10.6997 | 11.2609 | 10.7572 | 9.6684 | 9.027 | 9.0849 | 9.4507 | 9.7065 | 9.8607 | 9.9383 | 9.9529 | 9.9609 | 10.038 | 10.1146 | 10.1271 | 10.1891 | 10.3435 | 10.4569 | 10.4096 | 10.2313 | 10.0767 | 10.0706 | 10.1929 | 10.3269 | 10.3753 | 10.3283 | 10.2614 | 10.2509
Newport | 7.8354 | 9.8316 | 10.9997 | 11.5609 | 11.0572 | 9.9684 | 9.327 | 9.3849 | 9.7507 | 10.0065 | 10.1607 | 10.2383 | 10.2529 | 10.2609 | 10.338 | 10.4146 | 10.4271 | 10.4891 | 10.6435 | 10.7569 | 10.7096 | 10.5313 | 10.3767 | 10.3706 | 10.4929 | 10.6269 | 10.6753 | 10.6283 | 10.5614 | 10.5509
Oakey Power Station | 9.7707 | 10.8714 | 11.0189 | 10.7302 | 10.1016 | 9.1987 | 8.4447 | 8.06 | 7.885 | 7.8011 | 7.8335 | 7.9154 | 7.9649 | 7.9697 | 7.962 | 7.9383 | 7.9329 | 7.958 | 7.9204 | 7.8152 | 7.7826 | 7.9133 | 8.1225 | 8.2363 | 8.1651 | 7.9799 | 7.8761 | 7.9888 | 8.1876 | 8.3157
Osborne | 9.7707 | 10.8714 | 11.0189 | 10.7302 | 10.1016 | 9.1987 | 8.4447 | 8.06 | 7.885 | 7.8011 | 7.8335 | 7.9154 | 7.9649 | 7.9697 | 7.962 | 7.9383 | 7.9329 | 7.958 | 7.9204 | 7.8152 | 7.7826 | 7.9133 | 8.1225 | 8.2363 | 8.1651 | 7.9799 | 7.8761 | 7.9888 | 8.1876 | 8.3157
Pelican Point | 10.1838 | 11.809 | 11.9682 | 11.599 | 11.0549 | 10.4478 | 10.074 | 9.9288 | 9.8583 | 9.8033 | 9.8057 | 9.8108 | 9.7956 | 9.7901 | 9.799 | 9.7734 | 9.7118 | 9.6764 | 9.6993 | 9.7455 | 9.7529 | 9.713 | 9.6885 | 9.7221 | 9.7793 | 9.8078 | 9.787 | 9.7351 | 9.6996 | 9.7127
Quarantine | 10.1838 | 11.809 | 11.9682 | 11.599 | 11.0549 | 10.4478 | 10.074 | 9.9288 | 9.8583 | 9.8033 | 9.8057 | 9.8108 | 9.7956 | 9.7901 | 9.799 | 9.7734 | 9.7118 | 9.6764 | 9.6993 | 9.7455 | 9.7529 | 9.713 | 9.6885 | 9.7221 | 9.7793 | 9.8078 | 9.787 | 9.7351 | 9.6996 | 9.7127
Roma | 9.7707 | 10.8714 | 11.0189 | 10.7302 | 10.1016 | 9.1987 | 8.4447 | 8.06 | 7.885 | 7.8011 | 7.8335 | 7.9154 | 7.9649 | 7.9697 | 7.962 | 7.9383 | 7.9329 | 7.958 | 7.9204 | 7.8152 | 7.7826 | 7.9133 | 8.1225 | 8.2363 | 8.1651 | 7.9799 | 7.8761 | 7.9888 | 8.1876 | 8.3157
Smithfield Energy Facility | 11.5307 | 13.3338 | 14.0481 | 14.3169 | 13.8711 | 12.7799 | 11.9124 | 11.6362 | 11.6379 | 11.6355 | 11.6641 | 11.6955 | 11.7205 | 11.7521 | 11.8146 | 11.8933 | 11.923 | 11.9247 | 11.9186 | 11.7941 | 11.5235 | 11.2287 | 11.0335 | 10.9964 | 11.0749 | 11.1724 | 11.1959 | 11.1218 | 11.0247 | 10.9796
Somerton | 7.8354 | 9.8316 | 10.9997 | 11.5609 | 11.0572 | 9.9684 | 9.327 | 9.3849 | 9.7507 | 10.0065 | 10.1607 | 10.2383 | 10.2529 | 10.2609 | 10.338 | 10.4146 | 10.4271 | 10.4891 | 10.6435 | 10.7569 | 10.7096 | 10.5313 | 10.3767 | 10.3706 | 10.4929 | 10.6269 | 10.6753 | 10.6283 | 10.5614 | 10.5509
Swanbank E GT | 9.7707 | 10.8714 | 11.0189 | 10.7302 | 10.1016 | 9.1987 | 8.4447 | 8.06 | 7.885 | 7.8011 | 7.8335 | 7.9154 | 7.9649 | 7.9697 | 7.962 | 7.9383 | 7.9329 | 7.958 | 7.9204 | 7.8152 | 7.7826 | 7.9133 | 8.1225 | 8.2363 | 8.1651 | 7.9799 | 7.8761 | 7.9888 | 8.1876 | 8.3157
Tallawarra | 11.0807 | 12.8838 | 13.5981 | 13.8669 | 13.4211 | 12.3299 | 11.4624 | 11.1862 | 11.1879 | 11.1855 | 11.2141 | 11.2455 | 11.2705 | 11.3021 | 11.3646 | 11.4433 | 11.473 | 11.4747 | 11.4686 | 11.3441 | 11.0735 | 10.7787 | 10.5835 | 10.5464 | 10.6249 | 10.7224 | 10.7459 | 10.6718 | 10.5747 | 10.5296
Tamar Valley Combined Cycle | 11.5511 | 13.6121 | 14.8553 | 15.4505 | 15.0285 | 14.0216 | 13.5272 | 13.815 | 14.3545 | 14.7521 | 15.0156 | 15.1556 | 15.1941 | 15.2125 | 15.3261 | 15.4199 | 15.4036 | 15.4637 | 15.6493 | 15.7788 | 15.7326 | 15.5515 | 15.3951 | 15.4034 | 15.5572 | 15.7249 | 15.8086 | 15.8013 | 15.7587 | 15.745
Tamar Valley Peaking | 11.5511 | 13.6121 | 14.8553 | 15.4505 | 15.0285 | 14.0216 | 13.5272 | 13.815 | 14.3545 | 14.7521 | 15.0156 | 15.1556 | 15.1941 | 15.2125 | 15.3261 | 15.4199 | 15.4036 | 15.4637 | 15.6493 | 15.7788 | 15.7326 | 15.5515 | 15.3951 | 15.4034 | 15.5572 | 15.7249 | 15.8086 | 15.8013 | 15.7587 | 15.745
Torrens Island A | 9.9838 | 11.609 | 11.7682 | 11.399 | 10.8549 | 10.2478 | 9.874 | 9.7288 | 9.6583 | 9.6033 | 9.6057 | 9.6108 | 9.5956 | 9.5901 | 9.599 | 9.5734 | 9.5118 | 9.4764 | 9.4993 | 9.5455 | 9.5529 | 9.513 | 9.4885 | 9.5221 | 9.5793 | 9.6078 | 9.587 | 9.5351 | 9.4996 | 9.5127
Torrens Island B | 9.9838 | 11.609 | 11.7682 | 11.399 | 10.8549 | 10.2478 | 9.874 | 9.7288 | 9.6583 | 9.6033 | 9.6057 | 9.6108 | 9.5956 | 9.5901 | 9.599 | 9.5734 | 9.5118 | 9.4764 | 9.4993 | 9.5455 | 9.5529 | 9.513 | 9.4885 | 9.5221 | 9.5793 | 9.6078 | 9.587 | 9.5351 | 9.4996 | 9.5127
Townsville Power Station | 8.3311 | 10.2635 | 10.6149 | 10.2547 | 9.3998 | 8.2995 | 7.4794 | 7.0704 | 6.9079 | 6.8536 | 6.9044 | 6.9986 | 7.0844 | 7.1333 | 7.1674 | 7.2226 | 7.3238 | 7.4357 | 7.4625 | 7.419 | 7.4428 | 7.6065 | 7.8353 | 7.9855 | 7.97 | 7.8437 | 7.7922 | 7.9499 | 8.1953 | 8.3749
Uranquinty | 11.1307 | 12.9338 | 13.6481 | 13.9169 | 13.4711 | 12.3799 | 11.5124 | 11.2362 | 11.2379 | 11.2355 | 11.2641 | 11.2955 | 11.3205 | 11.3521 | 11.4146 | 11.4933 | 11.523 | 11.5247 | 11.5186 | 11.3941 | 11.1235 | 10.8287 | 10.6335 | 10.5964 | 10.6749 | 10.7724 | 10.7959 | 10.7218 | 10.6247 | 10.5796
Valley Power | 7.8354 | 9.8316 | 10.9997 | 11.5609 | 11.0572 | 9.9684 | 9.327 | 9.3849 | 9.7507 | 10.0065 | 10.1607 | 10.2383 | 10.2529 | 10.2609 | 10.338 | 10.4146 | 10.4271 | 10.4891 | 10.6435 | 10.7569 | 10.7096 | 10.5313 | 10.3767 | 10.3706 | 10.4929 | 10.6269 | 10.6753 | 10.6283 | 10.5614 | 10.5509
Yarwun Cogen | 8.3311 | 10.2635 | 10.6149 | 10.2547 | 9.3998 | 8.2995 | 7.4794 | 7.0704 | 6.9079 | 6.8536 | 6.9044 | 6.9986 | 7.0844 | 7.1333 | 7.1674 | 7.2226 | 7.3238 | 7.4357 | 7.4625 | 7.419 | 7.4428 | 7.6065 | 7.8353 | 7.9855 | 7.97 | 7.8437 | 7.7922 | 7.9499 | 8.1953 | 8.3749
New generating stations
NSW new CCGT | 11.7807 | 13.5838 | 14.2981 | 14.5669 | 14.1211 | 13.0299 | 12.1624 | 11.8862 | 11.8879 | 11.8855 | 11.9141 | 11.9455 | 11.9705 | 12.0021 | 12.0646 | 12.1433 | 12.173 | 12.1747 | 12.1686 | 12.0441 | 11.7735 | 11.4787 | 11.2835 | 11.2464 | 11.3249 | 11.4224 | 11.4459 | 11.3718 | 11.2747 | 11.2296
NSW new OCGT | 12.2807 | 14.0838 | 14.7981 | 15.0669 | 14.6211 | 13.5299 | 12.6624 | 12.3862 | 12.3879 | 12.3855 | 12.4141 | 12.4455 | 12.4705 | 12.5021 | 12.5646 | 12.6433 | 12.673 | 12.6747 | 12.6686 | 12.5441 | 12.2735 | 11.9787 | 11.7835 | 11.7464 | 11.8249 | 11.9224 | 11.9459 | 11.8718 | 11.7747 | 11.7296
QLD new CCGT | 10.1707 | 11.2714 | 11.4189 | 11.1302 | 10.5016 | 9.5987 | 8.8447 | 8.46 | 8.285 | 8.2011 | 8.2335 | 8.3154 | 8.3649 | 8.3697 | 8.362 | 8.3383 | 8.3329 | 8.358 | 8.3204 | 8.2152 | 8.1826 | 8.3133 | 8.5225 | 8.6363 | 8.5651 | 8.3799 | 8.2761 | 8.3888 | 8.5876 | 8.7157
QLD new OCGT | 10.5207 | 11.6214 | 11.7689 | 11.4802 | 10.8516 | 9.9487 | 9.1947 | 8.81 | 8.635 | 8.5511 | 8.5835 | 8.6654 | 8.7149 | 8.7197 | 8.712 | 8.6883 | 8.6829 | 8.708 | 8.6704 | 8.5652 | 8.5326 | 8.6633 | 8.8725 | 8.9863 | 8.9151 | 8.7299 | 8.6261 | 8.7388 | 8.9376 | 9.0657
SA new CCGT | 10.6838 | 12.309 | 12.4682 | 12.099 | 11.5549 | 10.9478 | 10.574 | 10.4288 | 10.3583 | 10.3033 | 10.3057 | 10.3108 | 10.2956 | 10.2901 | 10.299 | 10.2734 | 10.2118 | 10.1764 | 10.1993 | 10.2455 | 10.2529 | 10.213 | 10.1885 | 10.2221 | 10.2793 | 10.3078 | 10.287 | 10.2351 | 10.1996 | 10.2127
SA new OCGT | 11.1838 | 12.809 | 12.9682 | 12.599 | 12.0549 | 11.4478 | 11.074 | 10.9288 | 10.8583 | 10.8033 | 10.8057 | 10.8108 | 10.7956 | 10.7901 | 10.799 | 10.7734 | 10.7118 | 10.6764 | 10.6993 | 10.7455 | 10.7529 | 10.713 | 10.6885 | 10.7221 | 10.7793 | 10.8078 | 10.787 | 10.7351 | 10.6996 | 10.7127
TAS new CCGT | 12.0511 | 14.1121 | 15.3553 | 15.9505 | 15.5285 | 14.5216 | 14.0272 | 14.315 | 14.8545 | 15.2521 | 15.5156 | 15.6556 | 15.6941 | 15.7125 | 15.8261 | 15.9199 | 15.9036 | 15.9637 | 16.1493 | 16.2788 | 16.2326 | 16.0515 | 15.8951 | 15.9034 | 16.0572 | 16.2249 | 16.3086 | 16.3013 | 16.2587 | 16.245
TAS new OCGT | 12.5511 | 14.6121 | 15.8553 | 16.4505 | 16.0285 | 15.0216 | 14.5272 | 14.815 | 15.3545 | 15.7521 | 16.0156 | 16.1556 | 16.1941 | 16.2125 | 16.3261 | 16.4199 | 16.4036 | 16.4637 | 16.6493 | 16.7788 | 16.7326 | 16.5515 | 16.3951 | 16.4034 | 16.5572 | 16.7249 | 16.8086 | 16.8013 | 16.7587 | 16.745
VIC new CCGT | 8.3354 | 10.3316 | 11.4997 | 12.0609 | 11.5572 | 10.4684 | 9.827 | 9.8849 | 10.2507 | 10.5065 | 10.6607 | 10.7383 | 10.7529 | 10.7609 | 10.838 | 10.9146 | 10.9271 | 10.9891 | 11.1435 | 11.2569 | 11.2096 | 11.0313 | 10.8767 | 10.8706 | 10.9929 | 11.1269 | 11.1753 | 11.1283 | 11.0614 | 11.0509
VIC new OCGT | 8.8354 | 10.8316 | 11.9997 | 12.5609 | 12.0572 | 10.9684 | 10.327 | 10.3849 | 10.7507 | 11.0065 | 11.1607 | 11.2383 | 11.2529 | 11.2609 | 11.338 | 11.4146 | 11.4271 | 11.4891 | 11.6435 | 11.7569 | 11.7096 | 11.5313 | 11.3767 | 11.3706 | 11.4929 | 11.6269 | 11.6753 | 11.6283 | 11.5614 | 11.5509
Industrial fuel costs
Progressive Change
| 2020-21 | 2021-22 | 2022-23 | 2023-24 | 2024-25 | 2025-26 | 2026-27 | 2027-28 | 2028-29 | 2029-30 | 2030-31 | 2031-32 | 2032-33 | 2033-34 | 2034-35 | 2035-36 | 2036-37 | 2037-38 | 2038-39 | 2039-40 | 2040-41 | 2041-42 | 2042-43 | 2043-44 | 2044-45 | 2045-46 | 2046-47 | 2047-48 | 2048-49 | 2049-50
Adelaide | 8.9022 | 10.4057 | 10.3711 | 9.9364 | 9.593 | 9.4045 | 9.363 | 9.3507 | 9.4244 | 9.5316 | 9.6348 | 9.713 | 9.7587 | 9.7762 | 9.8064 | 9.8557 | 9.8963 | 9.9372 | 9.99 | 10.0299 | 10.0245 | 9.9946 | 10.0002 | 10.0668 | 10.1542 | 10.192 | 10.1792 | 10.2232 | 10.4025 | 10.5986
Brisbane | 8.699 | 9.8866 | 10.1524 | 9.9557 | 9.4735 | 8.9514 | 8.6367 | 8.5845 | 8.7294 | 8.8631 | 8.9262 | 8.9671 | 8.9991 | 9.02 | 9.0582 | 9.0986 | 9.0831 | 8.9965 | 8.9215 | 8.948 | 9.0855 | 9.2565 | 9.3605 | 9.3417 | 9.1962 | 9.0361 | 8.9964 | 9.085 | 9.2291 | 9.3242
Hobart | 9.4542 | 11.4886 | 12.6931 | 13.3216 | 12.9979 | 12.2194 | 11.786 | 11.8356 | 12.159 | 12.3795 | 12.5208 | 12.6565 | 12.7995 | 12.9105 | 12.9842 | 12.9994 | 12.977 | 13.0404 | 13.2138 | 13.3671 | 13.387 | 13.3298 | 13.3004 | 13.3239 | 13.3693 | 13.3913 | 13.4385 | 13.7977 | 14.4864 | 15.1102
Melbourne | 7.5844 | 9.5993 | 10.7804 | 11.4021 | 11.0651 | 10.2667 | 9.8202 | 9.8736 | 10.2296 | 10.4932 | 10.6523 | 10.788 | 10.931 | 11.042 | 11.1157 | 11.1311 | 11.1086 | 11.1721 | 11.3454 | 11.4988 | 11.5186 | 11.4615 | 11.432 | 11.4556 | 11.5009 | 11.5229 | 11.5625 | 11.7466 | 12.0601 | 12.321
Sydney | 8.8977 | 10.6033 | 11.1171 | 11.2289 | 10.9291 | 10.3918 | 10.0611 | 9.9876 | 10.0478 | 10.0522 | 10.0549 | 10.0656 | 10.0456 | 10.0223 | 10.0662 | 10.1573 | 10.252 | 10.395 | 10.5792 | 10.6822 | 10.6196 | 10.4747 | 10.4263 | 10.5339 | 10.6787 | 10.7318 | 10.7072 | 10.7283 | 10.8214 | 10.8379
Wallumbilla | 7.9601 | 9.1401 | 9.3966 | 9.1971 | 8.7095 | 8.1795 | 7.8595 | 7.8088 | 7.9665 | 8.1172 | 8.1874 | 8.2283 | 8.2603 | 8.2811 | 8.3194 | 8.3598 | 8.3443 | 8.2577 | 8.1827 | 8.2092 | 8.3467 | 8.5177 | 8.6217 | 8.6029 | 8.4574 | 8.2972 | 8.2545 | 8.2739 | 8.2697 | 8.2213
Step Change | bar: 2020-21
Generator | 2020-21 | 2021-22 | 2022-23 | 2023-24 | 2024-25 | 2025-26 | 2026-27 | 2027-28 | 2028-29 | 2029-30 | 2030-31 | 2031-32 | 2032-33 | 2033-34 | 2034-35 | 2035-36 | 2036-37 | 2037-38 | 2038-39 | 2039-40 | 2040-41 | 2041-42 | 2042-43 | 2043-44 | 2044-45 | 2045-46 | 2046-47 | 2047-48 | 2048-49 | 2049-50
Adelaide | 8.9179 | 10.4782 | 10.3384 | 9.7573 | 9.4153 | 9.2347 | 9.2276 | 9.2806 | 9.3866 | 9.4616 | 9.5691 | 9.6948 | 9.7393 | 9.6585 | 9.5291 | 9.4014 | 9.3487 | 9.4467 | 9.5899 | 9.677 | 9.7317 | 9.8616 | 10.0768 | 10.2702 | 10.4053 | 10.5259 | 10.6129 | 10.6171 | 10.5939 | 10.6233
Brisbane | 8.6383 | 9.8107 | 9.9564 | 9.68 | 9.2594 | 8.7296 | 8.3397 | 8.213 | 8.2892 | 8.3582 | 8.4313 | 8.5491 | 8.6336 | 8.6037 | 8.4798 | 8.3155 | 8.2303 | 8.254 | 8.2329 | 8.1598 | 8.1373 | 8.1881 | 8.2848 | 8.3375 | 8.2783 | 8.2055 | 8.256 | 8.4289 | 8.5931 | 8.6266
Hobart | 9.4565 | 11.4329 | 12.2058 | 12.3186 | 11.9373 | 11.4743 | 11.5347 | 12.0003 | 12.5175 | 12.7086 | 12.7391 | 12.7535 | 12.7609 | 12.7877 | 12.8855 | 12.9736 | 13.0584 | 13.2638 | 13.5054 | 13.6308 | 13.6729 | 13.8509 | 14.2139 | 14.506 | 14.6349 | 14.7803 | 14.9502 | 15.063 | 15.1429 | 15.3093
Melbourne | 7.581 | 9.4908 | 10.1692 | 10.211 | 9.7543 | 9.2048 | 9.1752 | 9.5838 | 10.1037 | 10.342 | 10.4164 | 10.4602 | 10.4977 | 10.5332 | 10.5958 | 10.6124 | 10.5992 | 10.7029 | 10.8562 | 10.9398 | 10.9572 | 11.009 | 11.1329 | 11.2791 | 11.4076 | 11.5018 | 11.554 | 11.5873 | 11.6266 | 11.7353
Sydney | 8.9052 | 10.6099 | 10.8504 | 10.6428 | 10.3418 | 9.9649 | 9.8301 | 9.9552 | 10.2287 | 10.3876 | 10.4813 | 10.5414 | 10.4931 | 10.2958 | 10.0468 | 9.8448 | 9.741 | 9.7434 | 9.7539 | 9.7458 | 9.7205 | 9.6584 | 9.6079 | 9.6291 | 9.6978 | 9.7441 | 9.7251 | 9.6763 | 9.6863 | 9.7868
Wallumbilla | 7.8972 | 9.0433 | 9.1516 | 8.8471 | 8.3966 | 7.8325 | 7.4069 | 7.2576 | 7.3348 | 7.4224 | 7.5129 | 7.6423 | 7.7387 | 7.7123 | 7.5744 | 7.3818 | 7.2578 | 7.2413 | 7.1853 | 7.0957 | 7.0634 | 7.0643 | 7.0664 | 7.0614 | 7.0021 | 6.9091 | 6.913 | 7.0545 | 7.2026 | 7.2133
Hydrogen Export
Generator | 2020-21 | 2021-22 | 2022-23 | 2023-24 | 2024-25 | 2025-26 | 2026-27 | 2027-28 | 2028-29 | 2029-30 | 2030-31 | 2031-32 | 2032-33 | 2033-34 | 2034-35 | 2035-36 | 2036-37 | 2037-38 | 2038-39 | 2039-40 | 2040-41 | 2041-42 | 2042-43 | 2043-44 | 2044-45 | 2045-46 | 2046-47 | 2047-48 | 2048-49 | 2049-50
Adelaide | 8.9179 | 10.4782 | 10.3384 | 9.7573 | 9.4153 | 9.2347 | 9.2276 | 9.2806 | 9.3866 | 9.4616 | 9.5691 | 9.6948 | 9.7393 | 9.6585 | 9.5291 | 9.4014 | 9.3487 | 9.4467 | 9.5899 | 9.677 | 9.7317 | 9.8616 | 10.0768 | 10.2702 | 10.4053 | 10.5259 | 10.6129 | 10.6171 | 10.5939 | 10.6233
Brisbane | 8.6383 | 9.8107 | 9.9564 | 9.68 | 9.2594 | 8.7296 | 8.3397 | 8.213 | 8.2892 | 8.3582 | 8.4313 | 8.5491 | 8.6336 | 8.6037 | 8.4798 | 8.3155 | 8.2303 | 8.254 | 8.2329 | 8.1598 | 8.1373 | 8.1881 | 8.2848 | 8.3375 | 8.2783 | 8.2055 | 8.256 | 8.4289 | 8.5931 | 8.6266
Hobart | 9.4565 | 11.4329 | 12.2058 | 12.3186 | 11.9373 | 11.4743 | 11.5347 | 12.0003 | 12.5175 | 12.7086 | 12.7391 | 12.7535 | 12.7609 | 12.7877 | 12.8855 | 12.9736 | 13.0584 | 13.2638 | 13.5054 | 13.6308 | 13.6729 | 13.8509 | 14.2139 | 14.506 | 14.6349 | 14.7803 | 14.9502 | 15.063 | 15.1429 | 15.3093
Melbourne | 7.581 | 9.4908 | 10.1692 | 10.211 | 9.7543 | 9.2048 | 9.1752 | 9.5838 | 10.1037 | 10.342 | 10.4164 | 10.4602 | 10.4977 | 10.5332 | 10.5958 | 10.6124 | 10.5992 | 10.7029 | 10.8562 | 10.9398 | 10.9572 | 11.009 | 11.1329 | 11.2791 | 11.4076 | 11.5018 | 11.554 | 11.5873 | 11.6266 | 11.7353
Sydney | 8.9052 | 10.6099 | 10.8504 | 10.6428 | 10.3418 | 9.9649 | 9.8301 | 9.9552 | 10.2287 | 10.3876 | 10.4813 | 10.5414 | 10.4931 | 10.2958 | 10.0468 | 9.8448 | 9.741 | 9.7434 | 9.7539 | 9.7458 | 9.7205 | 9.6584 | 9.6079 | 9.6291 | 9.6978 | 9.7441 | 9.7251 | 9.6763 | 9.6863 | 9.7868
Wallumbilla | 7.9251 | 9.0814 | 9.1556 | 8.7907 | 8.3241 | 7.8348 | 7.5086 | 7.4077 | 7.4965 | 7.5456 | 7.5378 | 7.4996 | 7.4555 | 7.443 | 7.4876 | 7.4844 | 7.4062 | 7.2815 | 6.991 | 6.7258 | 6.6786 | 6.7979 | 6.9512 | 6.9624 | 6.823 | 6.6761 | 6.6804 | 6.8375 | 6.9928 | 7.0262
Strong Electrification | bar: 2020-21
| 2020-21 | 2021-22 | 2022-23 | 2023-24 | 2024-25 | 2025-26 | 2026-27 | 2027-28 | 2028-29 | 2029-30 | 2030-31 | 2031-32 | 2032-33 | 2033-34 | 2034-35 | 2035-36 | 2036-37 | 2037-38 | 2038-39 | 2039-40 | 2040-41 | 2041-42 | 2042-43 | 2043-44 | 2044-45 | 2045-46 | 2046-47 | 2047-48 | 2048-49 | 2049-50
Adelaide | 8.8948 | 10.3364 | 9.9045 | 9.0868 | 8.5322 | 8.4211 | 8.6778 | 8.7889 | 8.8906 | 8.8454 | 8.8489 | 8.9492 | 9.0235 | 9.1325 | 9.5595 | 10.0383 | 10.257 | 10.4967 | 10.7896 | 10.905 | 10.6904 | 10.4186 | 10.4017 | 10.527 | 10.6378 | 10.9363 | 11.5993 | 12.2196 | 12.5059 | 12.7617
Brisbane | 8.6165 | 9.7112 | 9.6761 | 9.2715 | 8.7405 | 8.2769 | 8.0334 | 7.8522 | 7.8542 | 7.8722 | 7.9405 | 8.0339 | 8.1073 | 8.1633 | 8.2969 | 8.4608 | 8.6009 | 8.7392 | 8.7193 | 8.6094 | 8.6371 | 8.8262 | 9.0351 | 9.0993 | 8.9649 | 8.8283 | 8.9076 | 9.1782 | 9.4549 | 9.6067
Hobart | 9.4314 | 11.2886 | 11.7409 | 11.6166 | 11.0709 | 10.736 | 11.0181 | 11.4354 | 11.953 | 12.0735 | 12.1037 | 12.3228 | 12.625 | 12.9292 | 13.4925 | 14.1973 | 14.7815 | 15.4301 | 15.9964 | 16.2322 | 16.461 | 17.0556 | 17.7451 | 18.2484 | 18.6875 | 19.1808 | 19.5522 | 19.6371 | 19.6528 | 19.8916
Melbourne | 7.5617 | 9.3403 | 9.6919 | 9.5303 | 8.9319 | 8.5113 | 8.6922 | 8.9752 | 9.3141 | 9.2651 | 9.1569 | 9.211 | 9.2682 | 9.3295 | 9.7345 | 10.2545 | 10.4862 | 10.608 | 10.7149 | 10.7886 | 10.9075 | 11.2737 | 11.7313 | 12.004 | 12.1978 | 12.4567 | 12.6215 | 12.4818 | 12.2565 | 12.2262
Sydney | 8.8864 | 10.4675 | 10.413 | 9.9939 | 9.4984 | 9.1504 | 9.0664 | 8.8456 | 8.6764 | 8.347 | 8.0969 | 8.0343 | 8.0053 | 7.9829 | 8.1556 | 8.3325 | 8.246 | 8.0992 | 8.0813 | 8.212 | 8.3567 | 8.4536 | 8.5152 | 8.5271 | 8.4995 | 8.4719 | 8.4292 | 8.3296 | 8.2319 | 8.2349
Wallumbilla | 7.8777 | 8.9413 | 8.8664 | 8.4469 | 7.8951 | 7.3975 | 7.1138 | 6.8795 | 6.8108 | 6.7617 | 6.7753 | 6.8035 | 6.78 | 6.74 | 6.8109 | 6.9017 | 6.9024 | 6.8324 | 6.6308 | 6.4568 | 6.441 | 6.5398 | 6.657 | 6.63 | 6.3986 | 6.1693 | 6.1669 | 6.3487 | 6.5301 | 6.5755
Slow Change | bar: 2020-21
| 2020-21 | 2021-22 | 2022-23 | 2023-24 | 2024-25 | 2025-26 | 2026-27 | 2027-28 | 2028-29 | 2029-30 | 2030-31 | 2031-32 | 2032-33 | 2033-34 | 2034-35 | 2035-36 | 2036-37 | 2037-38 | 2038-39 | 2039-40 | 2040-41 | 2041-42 | 2042-43 | 2043-44 | 2044-45 | 2045-46 | 2046-47 | 2047-48 | 2048-49 | 2049-50
Adelaide | 8.9791 | 10.7249 | 11.1331 | 11.1529 | 11.1814 | 11.0109 | 10.7954 | 10.7052 | 10.6417 | 10.6939 | 10.819 | 10.9525 | 11.0404 | 11.0516 | 10.951 | 10.8765 | 10.9531 | 11.0376 | 11.0726 | 11.0749 | 11.0742 | 11.1046 | 11.2161 | 11.4233 | 11.6319 | 11.6951 | 11.6177 | 11.5493 | 11.5746 | 11.6808
Brisbane | 8.6109 | 9.8042 | 10.1201 | 10.0711 | 9.9517 | 9.7899 | 9.7202 | 9.8493 | 10.0521 | 10.2426 | 10.2219 | 9.9077 | 9.5494 | 9.4923 | 9.7339 | 10.0179 | 10.19 | 10.2897 | 10.387 | 10.4516 | 10.472 | 10.4406 | 10.412 | 10.453 | 10.5267 | 10.5592 | 10.5502 | 10.5508 | 10.5739 | 10.5959
Hobart | 9.5751 | 11.622 | 12.7804 | 13.5603 | 13.9506 | 13.848 | 13.6957 | 13.8599 | 14.1426 | 14.4664 | 14.8187 | 15.1143 | 15.2292 | 15.1726 | 14.964 | 14.7978 | 14.9125 | 15.1553 | 15.318 | 15.3384 | 15.2926 | 15.3023 | 15.4536 | 15.7185 | 15.9298 | 15.9432 | 15.8709 | 16.0812 | 16.6319 | 17.2242
Melbourne | 7.6633 | 9.5944 | 10.6458 | 11.3693 | 11.7105 | 11.5584 | 11.3785 | 11.5414 | 11.8171 | 12.1176 | 12.4684 | 12.8163 | 13.0112 | 13.0091 | 12.8199 | 12.6709 | 12.8057 | 13.0654 | 13.2483 | 13.2801 | 13.2343 | 13.244 | 13.3953 | 13.6601 | 13.8715 | 13.8849 | 13.804 | 13.8215 | 13.9589 | 14.1514
Sydney | 9.011 | 10.8608 | 11.6844 | 12.1914 | 12.3852 | 12.0502 | 11.6621 | 11.5934 | 11.6315 | 11.7203 | 11.7492 | 11.6665 | 11.5707 | 11.5705 | 11.5897 | 11.6093 | 11.7118 | 11.8134 | 11.8639 | 11.8545 | 11.8202 | 11.8374 | 11.9679 | 12.1994 | 12.4198 | 12.4873 | 12.4397 | 12.4508 | 12.5451 | 12.641
Wallumbilla | 7.8555 | 9.003 | 9.2766 | 9.2051 | 9.0663 | 8.8849 | 8.8041 | 8.9326 | 9.1327 | 9.3138 | 9.2927 | 8.9991 | 8.6725 | 8.6368 | 8.8861 | 9.1768 | 9.3569 | 9.4633 | 9.5685 | 9.6376 | 9.6581 | 9.6266 | 9.598 | 9.6391 | 9.7128 | 9.7453 | 9.7329 | 9.6572 | 9.5168 | 9.3808
Low gas price sensitivity | bar: 2020-21
| 2020-21 | 2021-22 | 2022-23 | 2023-24 | 2024-25 | 2025-26 | 2026-27 | 2027-28 | 2028-29 | 2029-30 | 2030-31 | 2031-32 | 2032-33 | 2033-34 | 2034-35 | 2035-36 | 2036-37 | 2037-38 | 2038-39 | 2039-40 | 2040-41 | 2041-42 | 2042-43 | 2043-44 | 2044-45 | 2045-46 | 2046-47 | 2047-48 | 2048-49 | 2049-50
Adelaide | 8.8727 | 10.4343 | 10.5271 | 10.1297 | 9.5849 | 8.9685 | 8.5309 | 8.2838 | 8.14 | 8.0483 | 8.0298 | 8.0235 | 8.0042 | 7.9957 | 7.9985 | 7.9751 | 7.9411 | 7.9551 | 8.018 | 8.0747 | 8.079 | 8.0405 | 8.0215 | 8.0614 | 8.1245 | 8.1479 | 8.1093 | 8.0451 | 8.0161 | 8.0491
Brisbane | 8.7449 | 9.8771 | 10.1723 | 10.0291 | 9.4358 | 8.4515 | 7.5843 | 7.1306 | 6.9299 | 6.837 | 6.8487 | 6.9031 | 6.9482 | 6.9568 | 6.9472 | 6.9518 | 7.0003 | 7.0617 | 7.0437 | 6.9601 | 6.9398 | 7.0514 | 7.2233 | 7.32 | 7.263 | 7.1058 | 7.0179 | 7.1189 | 7.2971 | 7.4146
Hobart | 9.4372 | 11.4393 | 12.6165 | 13.1713 | 12.6423 | 11.4436 | 10.6209 | 10.4886 | 10.6774 | 10.8008 | 10.8696 | 10.8984 | 10.8944 | 10.8942 | 10.9427 | 11.0058 | 11.0406 | 11.1042 | 11.2342 | 11.3349 | 11.2869 | 11.1108 | 10.9574 | 10.9402 | 11.0378 | 11.1456 | 11.1662 | 11.0884 | 11.0024 | 10.9944
Melbourne | 7.5675 | 9.55 | 10.7039 | 11.2518 | 10.7095 | 9.5268 | 8.7271 | 8.5984 | 8.8015 | 8.9323 | 9.0011 | 9.0299 | 9.0259 | 9.0258 | 9.0743 | 9.1374 | 9.1723 | 9.2359 | 9.3658 | 9.4666 | 9.4185 | 9.2424 | 9.0891 | 9.0718 | 9.1695 | 9.2772 | 9.2979 | 9.22 | 9.1341 | 9.126
Sydney | 8.8448 | 10.5454 | 11.073 | 11.1425 | 10.6133 | 9.5788 | 8.7096 | 8.297 | 8.1822 | 8.126 | 8.1211 | 8.1386 | 8.1565 | 8.1708 | 8.1871 | 8.1984 | 8.2154 | 8.2866 | 8.3968 | 8.4488 | 8.3898 | 8.253 | 8.129 | 8.1092 | 8.1921 | 8.2844 | 8.2917 | 8.2069 | 8.116 | 8.0942
Wallumbilla | 8.0061 | 9.1306 | 9.4166 | 9.2705 | 8.6719 | 7.6938 | 6.8356 | 6.3832 | 6.1881 | 6.0982 | 6.1099 | 6.1642 | 6.2094 | 6.218 | 6.2084 | 6.213 | 6.2615 | 6.3229 | 6.3049 | 6.2212 | 6.201 | 6.3126 | 6.4845 | 6.5812 | 6.5242 | 6.367 | 6.2791 | 6.3801 | 6.5583 | 6.6758

## Lead time and project life
Lead time and project life
Development lead time considers the time necessary to undertake feasibility studies, secure necessary development approvals, and to construct the project. For capacity planning therefore, the lead time reflects the shortest time before a technology can commence operation.
Aurecon have provided lead time as a combination of lead time for development, total lead time and construction time. These values have been adjusted for some technologies to reflect the degree of active development interest, as demonstrated by the projects proposed, advancing or committed in AEMO's Generation Information page, particularly for Wind, Battery and Solar technologies.
Technology | Lead time for development (years)3, 4 | Lead time (years)5 | Construction Time (years) | Total lead time (years)6 | Economic Life (years) 7 | Technical Life (years) 8
Black Coal (advanced ultra supercritical PC) | 3 | 2 | 2 | 7 | 30 | 50
Black Coal (advanced ultra supercritical PC) with CCS | 3 | 2 | 2 | 7 | 30 | 50
OCGT (small GT) | 0 | 0.75 | 1.25 | 2 | 25 | 40
OCGT (large GT) | 0 | 1 | 1.1154 | 2 | 25 | 40
CCGT | 2 | 1 | 1.5 | 5 | 25 | 40
CCGT with CCS | 3 | 1 | 1.5 | 6 | 25 | 40
Biomass | 3 | 1.75 | 1.25 | 6 | 30 | 50
Large scale Solar PV | 0 | 1 | 0.5 | 2 | 30 | 30
Solar Thermal (12hrs Storage) | 2 | 1.75 | 1.75 | 6 | 25 | 40
Battery storage (1hr storage) | 0 | 0.6 | 0.15385 | 1 | 20 | 20
Battery storage (2hrs storage) | 0 | 0.8 | 0.15385 | 1 | 20 | 20
Battery storage (4hrs storage) | 0 | 0.9 | 0.23077 | 1 | 20 | 20
Battery Storage (8hrs storage) | 0 | 2 | 0.38462 | 2 | 20 | 20
Wind | 0 | 1 | 1 | 2 | 25 | 30
Wind - Offshore | 4 | 2 | 3 | 9 | 25 | 35
Pumped Hydro (8hrs storage) | 2 | 0 | 4 | 6 | 40 | 50
Pumped Hydro (24hrs storage) | 2 | 0 | 4 | 6 | 40 | 50
Pumped Hydro (48hrs storage) | 2 | 0 | 4 | 6 | 40 | 50
BOTN - Cethana | 2 | 0 | 4 | 6 | 40 | 50
Hydrogen reciprocating engines | 2 | 1 | 1.1154 | 4 | 25 | 40
Notes:
1. Sourced from Aurecon 2021 AEMO costs and technical parameter review.
2. Pumped Hydro is sourced from GHD 2018 AEMO costs and technical parameter review, except the economic life which is source from CSIRO GenCost 2020-21
3. Aurecon has assumed that Lead time for development is the time to undertake feasibility studies, procurement and contract negotiations, obtain permits and approvals, secure land agreements, fuel supply and obtain financing.
4. Given existing development activity in these technologies, AEMO has removed the lead time for development for onshore wind, batteries and large-scale solar PV as stated by Aurecon. The total lead time therefore reflects construction and lead time only. Similarly given the 3GW of proposed gas generation across the NEM, AEMO has removed the lead time for development for OCGT technologies.
5. Aurecon has assumed Lead time as the time from issue of Notice to Proceed (NTP) to the EPC contractor up to the delivery of all major equipment to site.
6. Aurecon has provided some components of lead time in weeks or fractions of years. AEMO has rounded the total lead time to the nearest whole number of years for capacity planning.
7. Period of time required for the project to recover build costs.
8. Period of time the project is operational before life extension refurbishment or retirement.

## Storage properties
Battery properties
Property | Battery storage (1hr storage) | Battery storage (2hrs storage) | Battery storage (4hrs storage) | Battery storage (8hrs storage) | Virtual Power Plants (aggregated ESS) | Units
Maximum power1 | 1 | 1 | 1 | 1 | 1 | MW
Energy capacity2 | 1 | 2 | 4 | 8 | 2.2 | MWh
Round trip efficiency (aggregated)3 % |  |  |  |  | 85 | %
Charge efficiency (utility) % | 91.6515 | 91.6515 | 92.1954 | 91.1043 |  | %
Discharge efficiency (utility) % | 91.6515 | 91.6515 | 92.1954 | 91.1043 |  | %
Round trip efficiency (utility) % | 84 | 84 | 85 | 83 |  | %
Annual degradation (utility) % | 1.8 | 1.8 | 1.8 | 1.8 |  | %
Allowable Max State of Charge | 100 | 100 | 100 | 100 | 85 | %
Allowable Min State of Charge | 0 | 0 | 0 | 0 | 0 | %
Notes:
1. Large scale battery storage operating parameters are sourced from Aurecon 2021 AEMO costs and technical parameter review.
2. Capacities for Large scale batteries are before any degradation.
3. VPP values have been sourced from CSIRO Small-scale solar and battery projections 2021 (p59).
Pumped hydro properties
Property | New entrant assumptions |  | Units
| Cethana1 | New Entrant PHES1
Installed Capacity1 | 750 | - | MW
Storage Capacity | 20 | 8 to 48 | hours
Pumping efficiency | 76 | 76 | %
Notes:
1. Pumping Efficiency for new entrant generators based on information provided by Hydro Tasmania.

## Costs Summary - PEM
Regional Cost Factors - Hydrogen Technologies
Regional cost factors for each cost region and cost component have been estimated by GHD to provide an indication of the variation in each cost component of the project costs between geographic regions.
Technology cost break down ratios are estimated from the technology cost for each of the cost components given by Aurecon.
The technology specific regional cost adjustment factors are calculated as the sum of the regional cost adjustment factors of each technology cost component, which is calculated by multiplying its share in total capital cost of the technology by the regional cost factor.
CSIRO build costs projections for new entrants are overnight costs for construction in Melbourne. These regional cost factors are used to convert the Melbourne cost estimates to each region-specific cost estimate.
Regional cost factors
Region | Equipment costs | Fuel connection costs | Cost of land and development | Installation costs | O&M costs2
VIC Low | 1 | 1 | 1 | 1 | 1
VIC Medium | 1.03 | 1.03 | 1 | 1.03 | 1.03
VIC High | 1.05 | 1.05 | 1 | 1.05 | 1.05
QLD Low | 1 | 1 | 1 | 1 | 1
QLD Medium | 1.05 | 1.1048 | 1 | 1.1545 | 1.1215
QLD High | 1.1 | 1.2095 | 1 | 1.3091 | 1.2523
NSW Low | 1 | 1 | 1 | 1 | 1
NSW Medium | 1.05 | 1.0734 | 1 | 1.1017 | 1.0796
NSW High | 1.1 | 1.156 | 1 | 1.2034 | 1.1681
SA Low | 1 | 1 | 1 | 1 | 1
SA Medium | 1.05 | 1.099 | 1 | 1.1471 | 1.1188
SA High | 1.1 | 1.198 | 1 | 1.2941 | 1.2376
TAS Low | 1 | 1 | 1 | 1 | 1
TAS Medium | 1.05 | 1.0673 | 1 | 1.1028 | 1.0857
TAS High | 1.1 | 1.1442 | 1 | 1.2056 | 1.1714
Notes:
1. Sourced from GHD 2018 AEMO costs and technical parameter review, adjusted to be rebased to one in each region.
2. Operations and maintenance locational cost factors are independent to capital costs, however for the purposes of modelling, fixed O&M costs are combined with capital costs and discounted over the project life, as described in the Hydrogen technology Fixed OPEX section below.
Technology Cost breakdown ratios
Technology | Equipment costs | Fuel connection costs | Cost of land and development | Installation costs
Electrolysers - Proton Exchange Membrane | 64.81% | 0% | 7.407% | 27.78%
Technology Regional cost adjustment factors
Electrolysers - Proton Exchange Membrane
VIC Low | 1
QLD Low | 1
NSW Low | 1
SA Low | 1
TAS Low | 1
Hydrogen technology build costs, after application of regional cost factors ($/kW)
Build costs for new entrant generators by location for the selected scenario and technology. Does not include connection costs.
Cost trajectories calculated by applying regional cost factors to baseline provided for a region-specific cost estimate, as developed by CSIRO and Aurecon.
Technology and scenario choices are available through the drop down menus.
Technology: | Scenario:
Electrolysers - Proton Exchange Membrane | Step Change
Scenario choice
Technology Type | Cost Scenario | Region | Regional Cost Zone | Regional Cost Factor | 2020-21 | 2021-22 | 2022-23 | 2023-24 | 2024-25 | 2025-26 | 2026-27 | 2027-28 | 2028-29 | 2029-30 | 2030-31 | 2031-32 | 2032-33 | 2033-34 | 2034-35 | 2035-36 | 2036-37 | 2037-38 | 2038-39 | 2039-40 | 2040-41 | 2041-42 | 2042-43 | 2043-44 | 2044-45 | 2045-46 | 2046-47 | 2047-48 | 2048-49 | 2049-50 | 2050-51
Electrolysers - Proton Exchange Membrane | Step Change | QLD | QLD Low | 100% | 2700 | 2442.0927 | 2208.8211 | 1997.8318 | 1806.9965 | 1634.39 | 1478.2711 | 1337.0649 | 1209.3468 | 1093.8285 | 989.3447 | 894.8413 | 809.365 | 732.0535 | 662.1268 | 598.8797 | 541.674 | 489.9326 | 443.1337 | 400.805 | 381.9277 | 366.2713 | 352.9347 | 340.7331 | 326.6744 | 314.4499 | 303.6858 | 294.1073 | 282.395 | 267.5654 | 441 | Step Change
Electrolysers - Proton Exchange Membrane | Step Change | NSW | NSW Low | 100% | 2700 | 2442.0927 | 2208.8211 | 1997.8318 | 1806.9965 | 1634.39 | 1478.2711 | 1337.0649 | 1209.3468 | 1093.8285 | 989.3447 | 894.8413 | 809.365 | 732.0535 | 662.1268 | 598.8797 | 541.674 | 489.9326 | 443.1337 | 400.805 | 381.9277 | 366.2713 | 352.9347 | 340.7331 | 326.6744 | 314.4499 | 303.6858 | 294.1073 | 282.395 | 267.5654 | 441 | Hydrogen Export
Electrolysers - Proton Exchange Membrane | Step Change | VIC | VIC Low | 100% | 2700 | 2442.0927 | 2208.8211 | 1997.8318 | 1806.9965 | 1634.39 | 1478.2711 | 1337.0649 | 1209.3468 | 1093.8285 | 989.3447 | 894.8413 | 809.365 | 732.0535 | 662.1268 | 598.8797 | 541.674 | 489.9326 | 443.1337 | 400.805 | 381.9277 | 366.2713 | 352.9347 | 340.7331 | 326.6744 | 314.4499 | 303.6858 | 294.1073 | 282.395 | 267.5654 | 441 | Progressive Change
Electrolysers - Proton Exchange Membrane | Step Change | SA | SA Low | 100% | 2700 | 2442.0927 | 2208.8211 | 1997.8318 | 1806.9965 | 1634.39 | 1478.2711 | 1337.0649 | 1209.3468 | 1093.8285 | 989.3447 | 894.8413 | 809.365 | 732.0535 | 662.1268 | 598.8797 | 541.674 | 489.9326 | 443.1337 | 400.805 | 381.9277 | 366.2713 | 352.9347 | 340.7331 | 326.6744 | 314.4499 | 303.6858 | 294.1073 | 282.395 | 267.5654 | 441
Electrolysers - Proton Exchange Membrane | Step Change | TAS | TAS Low | 100% | 2700 | 2442.0927 | 2208.8211 | 1997.8318 | 1806.9965 | 1634.39 | 1478.2711 | 1337.0649 | 1209.3468 | 1093.8285 | 989.3447 | 894.8413 | 809.365 | 732.0535 | 662.1268 | 598.8797 | 541.674 | 489.9326 | 443.1337 | 400.805 | 381.9277 | 366.2713 | 352.9347 | 340.7331 | 326.6744 | 314.4499 | 303.6858 | 294.1073 | 282.395 | 267.5654 | 441
Hydrogen technology Fixed OPEX, after application of regional cost factors ($/kW/year)
Fixed OPEX is based on 3% of capex per annum, based on the year of commissioning. For the purpose of modelling, the discounted Fixed OPEX over the project life will be added to the build cost.
Technology Type | Cost Scenario | Region | Regional Cost Zone | Regional Cost Factor | 2020-21 | 2021-22 | 2022-23 | 2023-24 | 2024-25 | 2025-26 | 2026-27 | 2027-28 | 2028-29 | 2029-30 | 2030-31 | 2031-32 | 2032-33 | 2033-34 | 2034-35 | 2035-36 | 2036-37 | 2037-38 | 2038-39 | 2039-40 | 2040-41 | 2041-42 | 2042-43 | 2043-44 | 2044-45 | 2045-46 | 2046-47 | 2047-48 | 2048-49 | 2049-50 | 2050-51
Electrolysers - Proton Exchange Membrane | Step Change | QLD | QLD Low | 100% | 81 | 73.2628 | 66.2646 | 59.935 | 54.2099 | 49.0317 | 44.3481 | 40.1119 | 36.2804 | 32.8149 | 29.6803 | 26.8452 | 24.2809 | 21.9616 | 19.8638 | 17.9664 | 16.2502 | 14.698 | 13.294 | 12.0241 | 11.4578 | 10.9881 | 10.588 | 10.222 | 9.8002 | 9.4335 | 9.1106 | 8.8232 | 8.4719 | 8.027 | 13.23
Electrolysers - Proton Exchange Membrane | Step Change | NSW | NSW Low | 100% | 81 | 73.2628 | 66.2646 | 59.935 | 54.2099 | 49.0317 | 44.3481 | 40.1119 | 36.2804 | 32.8149 | 29.6803 | 26.8452 | 24.2809 | 21.9616 | 19.8638 | 17.9664 | 16.2502 | 14.698 | 13.294 | 12.0241 | 11.4578 | 10.9881 | 10.588 | 10.222 | 9.8002 | 9.4335 | 9.1106 | 8.8232 | 8.4719 | 8.027 | 13.23
Electrolysers - Proton Exchange Membrane | Step Change | VIC | VIC Low | 100% | 81 | 73.2628 | 66.2646 | 59.935 | 54.2099 | 49.0317 | 44.3481 | 40.1119 | 36.2804 | 32.8149 | 29.6803 | 26.8452 | 24.2809 | 21.9616 | 19.8638 | 17.9664 | 16.2502 | 14.698 | 13.294 | 12.0241 | 11.4578 | 10.9881 | 10.588 | 10.222 | 9.8002 | 9.4335 | 9.1106 | 8.8232 | 8.4719 | 8.027 | 13.23
Electrolysers - Proton Exchange Membrane | Step Change | SA | SA Low | 100% | 81 | 73.2628 | 66.2646 | 59.935 | 54.2099 | 49.0317 | 44.3481 | 40.1119 | 36.2804 | 32.8149 | 29.6803 | 26.8452 | 24.2809 | 21.9616 | 19.8638 | 17.9664 | 16.2502 | 14.698 | 13.294 | 12.0241 | 11.4578 | 10.9881 | 10.588 | 10.222 | 9.8002 | 9.4335 | 9.1106 | 8.8232 | 8.4719 | 8.027 | 13.23
Electrolysers - Proton Exchange Membrane | Step Change | TAS | TAS Low | 100% | 81 | 73.2628 | 66.2646 | 59.935 | 54.2099 | 49.0317 | 44.3481 | 40.1119 | 36.2804 | 32.8149 | 29.6803 | 26.8452 | 24.2809 | 21.9616 | 19.8638 | 17.9664 | 16.2502 | 14.698 | 13.294 | 12.0241 | 11.4578 | 10.9881 | 10.588 | 10.222 | 9.8002 | 9.4335 | 9.1106 | 8.8232 | 8.4719 | 8.027 | 13.23
Notes:
1. Sourced from Aurecon 2021 AEMO costs and technical parameter review.
Hydrogen technology Variable OPEX, after application of regional cost factors ($/MWh sent out)
Technology Type | Variable OPEX ($/kW/year)
| VIC low | VIC medium | VIC high | QLD low | 2020-21: QLD medium; 2021-22: QLD high; 2022-23: NSW low; 2023-24: NSW medium; 2024-25: NSW high; 2025-26: SA Low; 2026-27: SA medium; 2027-28: SA high; 2028-29: TAS low; 2029-30: TAS medium; 2030-31: TAS high
Electrolysers - Proton Exchange Membrane | 0 | 0 | 0 | 0 | 2020-21: 0; 2021-22: 0; 2022-23: 0; 2023-24: 0; 2024-25: 0; 2025-26: 0; 2026-27: 0; 2027-28: 0; 2028-29: 0; 2029-30: 0; 2030-31: 0
Notes:
1. Sourced from Aurecon 2021 AEMO Costs and Technical Parameter Review.
2. Electrolysers Variable O&M costs are assumed to be included in the Fixed O&M costs as per Aurecon's report.

## Build Costs - PEM
| Capital Cost Projections ($/kW, real 2021 dollars) | [11 empty] | GenCost scenario mapping
| These capital cost trajectories are developed by CSIRO's GALLM (see GenCost 2021-22 report for more details) based on the technology specific capital cost estimates provided by Aurecon (2021 AEMO Costs and Technical Parameter Review). | [11 empty] | AEMO scenario name | Step Change | Hydrogen Export | Progressive Change
| The capital costs are overnight costs for construction in Melbourne. To calculate the capital costs of these technologies elsewhere in Australia, use the regional cost adjustment factors given in the Regional Cost Factors worksheet. | [11 empty] | GenCost scenario name | GenCost Global NZE post 2050 | GenCost Global NZE by 2050 | GenCost Global NZE post 2050
Build cost per scenario ($/kW) | Build cost per scenario ($/kW)
|  | Scenario | 2020-21 | 2021-22 | 2022-23 | 2023-24 | 2024-25 | 2025-26 | 2026-27 | 2027-28 | 2028-29 | 2029-30 | 2030-31 | 2031-32 | 2032-33 | 2033-34 | 2034-35 | 2035-36 | 2036-37 | 2037-38 | 2038-39 | 2039-40 | 2040-41 | 2041-42 | 2042-43 | 2043-44 | 2044-45 | 2045-46 | 2046-47 | 2047-48 | 2048-49 | 2049-50 | 2050-51
Progressive Change Electrolysers - Proton Exchange Membrane | Electrolysers - Proton Exchange Membrane | Progressive Change | 2700 | 2442.0927 | 2208.8211 | 1997.8318 | 1806.9965 | 1634.39 | 1478.2711 | 1337.0649 | 1209.3468 | 1093.8285 | 989.3447 | 894.8413 | 809.365 | 732.0535 | 662.1268 | 598.8797 | 541.674 | 489.9326 | 443.1337 | 400.805 | 381.9277 | 366.2713 | 352.9347 | 340.7331 | 326.6744 | 314.4499 | 303.6858 | 294.1073 | 282.395 | 267.5654 | 791
Step Change Electrolysers - Proton Exchange Membrane | Electrolysers - Proton Exchange Membrane | Step Change | 2700 | 2442.0927 | 2208.8211 | 1997.8318 | 1806.9965 | 1634.39 | 1478.2711 | 1337.0649 | 1209.3468 | 1093.8285 | 989.3447 | 894.8413 | 809.365 | 732.0535 | 662.1268 | 598.8797 | 541.674 | 489.9326 | 443.1337 | 400.805 | 381.9277 | 366.2713 | 352.9347 | 340.7331 | 326.6744 | 314.4499 | 303.6858 | 294.1073 | 282.395 | 267.5654 | 441
Hydrogen Export Electrolysers - Proton Exchange Membrane | Electrolysers - Proton Exchange Membrane | Hydrogen Export | 2770 | 2451.4884 | 2169.6011 | 1920.127 | 1699.339 | 1503.9386 | 1331.0065 | 1177.9591 | 1042.5102 | 922.6359 | 816.5456 | 722.6541 | 639.5589 | 566.0185 | 500.9342 | 443.3337 | 392.3565 | 347.2409 | 307.313 | 271.9763 | 254.5086 | 240.7881 | 229.5955 | 220.2036 | 212.1494 | 205.1232 | 198.9088 | 193.3499 | 188.3307 | 179.4059 | 248.8

## Other hydrogen assumptions
PEM hydrogen production operation parameters
Sourced from Aurecon, 2021 AEMO Costs and Technical Parameter Review
Technology | Lead time for development (years)1 | Lead time (years)2 | Construction Time (years)3 | Total lead time (years) | Economic Life (years)4 | Technical Life (years)5 | Fixed OPEX ($/kW/year) | VOM ($/MWh sent-out)6
Proton Exchange Membrane (PEM) | 2 | 1.5 | 0.5 | 4 | 10 | 25 | 75 | 0
Notes:
1. Aurecon has assumed that Lead time for development is the time to undertake feasibility studies, procurement and contract negotiations, obtain permits and approvals, secure land agreements, fuel supply and obtain financing.
2. Aurecon has assumed Lead time as the time from issue of Notice to Proceed (NTP) to the EPC contractor up to the delivery of all major equipment to site.
3. Aurecon has provided some components of lead time in weeks or fractions of years. AEMO has rounded the total lead time to the nearest whole number of years for capacity planning.
4. Period of time required for the project to recover build costs.
5. Period of time the project is operational before life extension refurbishment or retirement.
6. Electrolysers and Fuel cells Variable O&M costs are assumed to be included in the Fixed O&M costs as per Aurecon's report.

## Maximum capacity
Generator nameplate capacity
Max capacities of each new entrant generation technologies are sourced from Aurecon 2021 AEMO costs and technical parameter review.
New Entrant data is used for Committed and Anticipated Projects.
New entrant technologies - Updated for GenCost 2021-22
Generator type | Unit Size (MW) | Number of Units | Total Plant Size (MW)
Black Coal (advanced ultra supercritical PC) | 700 | 1 | 700
Black Coal (advanced ultra supercritical PC) with CCS | 700 | 1 | 700
OCGT (small GT) | 51.44 | 5 | 257.2
OCGT (large GT) | 244.3 | 1 | 244.3
CCGT | 380 | 1 | 380
CCGT with CCS | 351.4 | 1 | 351.4
Biomass | 30 | 1 | 30
Large scale Solar PV | -
Solar Thermal (12hrs Storage) | -
Battery storage (1hr storage) | -
Battery storage (2hrs storage) | -
Battery storage (4hrs storage) | -
Battery Storage (8hrs storage) | -
Wind | -
Wind - Offshore | -
Pumped Hydro (8hrs storage) | -
Pumped Hydro (24hrs storage) | -
Pumped Hydro (48hrs storage) | -
BOTN - Cethana | 750 | 1 | 750
Hydrogen reciprocating engines | 6.75 | 1 | 6.75

## Seasonal ratings
Seasonal ratings (available for dispatch in each season)
New entrant technologies - Updated for GenCost 2021-22
Generator type | Summer Peak (% of nameplate) | Summer Typical (% of nameplate) | Not Summer (% of nameplate)
Black Coal (advanced ultra supercritical PC) | 97.7441 | 99.629 | 100
Black Coal (advanced ultra supercritical PC) with CCS | 97.4214 | 99.2436 | 100
OCGT (small GT) | 88.0614 | 94.6482 | 100
OCGT (large GT) | 87.684 | 93.6096 | 100
CCGT | 89.4602 | 95.3728 | 100
CCGT with CCS | 90.1345 | 95.4559 | 100
Biomass | 95.7143 | 98.2143 | 100
Large scale Solar PV | 100 | 100 | 100
Solar Thermal (12hrs Storage) | 100 | 100 | 100
Battery storage (1hr storage) | 100 | 100 | 100
Battery storage (2hrs storage) | 100 | 100 | 100
Battery storage (4hrs storage) | 100 | 100 | 100
Battery Storage (8hrs storage) | 100 | 100 | 100
Wind | 100 | 100 | 100
Wind - Offshore | 100 | 100 | 100
Pumped Hydro (8hrs storage) | 100 | 100 | 100
Pumped Hydro (24hrs storage) | 100 | 100 | 100
Pumped Hydro (48hrs storage) | 100 | 100 | 100
BOTN - Cethana | 100 | 100 | 100
Hydrogen reciprocating engines | 100 | 100 | 100
Notes:
1. Sourced from Aurecon 2021 AEMO costs and technical parameter review and GHD 2018 AEMO cost and technical parameter review for Pumped Hydro.
2. Summer peak, typical and not summer rates are based on Aurecon's assumed capacity under ambient conditions for 35oC, 25oC and 15oC respectively.
3. The seasonal rating of renewable generators are captured within the renewable generation resource traces.

## Maintenance
Maintenance rate
The percentage of time per year that a generator is expected to be out of service for maintenance.
New entrant technologies - Updated for GenCost 2021-22
Generator type | % of time out | Equivalent average days per year on planned outage
Black Coal (advanced ultra supercritical PC) | 2.8767 | 10.5
Black Coal (advanced ultra supercritical PC) with CCS | 2.8767 | 10.5
OCGT (small GT) | 0.82192 | 3
OCGT (large GT) | 1.3699 | 5
CCGT | 3.5068 | 12.8
CCGT with CCS | 3.5068 | 12.8
Biomass | 6.2466 | 22.8
Large scale Solar PV | 0 | 0
Solar Thermal (12hrs Storage) | 0 | 0
Battery storage (1hr storage) | 0 | 0
Battery storage (2hrs storage) | 0 | 0
Battery storage (4hrs storage) | 0 | 0
Battery Storage (8hrs storage) | 0 | 0
Wind | 0 | 0
Wind - Offshore | 0 | 0
Pumped Hydro (8hrs storage) | 0.27397 | 1
Pumped Hydro (24hrs storage) | 0.27397 | 1
Pumped Hydro (48hrs storage) | 0.27397 | 1
BOTN - Cethana | 0.27397 | 1
Hydrogen reciprocating engines | 0.73973 | 2.7
Notes:
1. Sourced from Aurecon 2021 AEMO costs and technical parameter review.
2. Pumped Hydro assumptions are sourced from GHD 2018 AEMO costs and technical parameter review.
3. Maintenance for wind and solar technologies has been considered within the renewable generation profiles.
4. Battery storage maintenance rate is included in Aurecon's Equivalent forced outage rate (EFOR).

## Generator Reliability Settings
Generator Reliability Settings
New entrant technologies - Updated for GenCost 2021-22
Fuel type | Forced Outage Rate (%) |  | Mean time to repair (hrs) |  | Partial Outage Derating Factor (%)
| Full outage (% of time) | Partial outage (% of time) | Full outage | Partial outage
Black Coal (advanced ultra supercritical PC) | 2 | 6.6667 | 102 | 41 | 30
Black Coal (advanced ultra supercritical PC) with CCS | 2 | 6.6667 | 102 | 41 | 30
OCGT (small GT) | 2 |  | 75
OCGT (large GT) | 2 |  | 22
CCGT | 3.5 |  | 54
CCGT with CCS | 3.5 |  | 54
Biomass | 4 |  | 22
Large scale Solar PV
Solar Thermal (12hrs Storage)
Battery storage (1hr storage) | 2.25 |  | 48
Battery storage (2hrs storage) | 2.25 |  | 48
Battery storage (4hrs storage) | 2.25 |  | 48
Battery Storage (8hrs storage) | 2.25 |  | 48
Wind
Wind - Offshore
Pumped Hydro (8hrs storage) | 1 |  | 27
Pumped Hydro (24hrs storage) | 1 |  | 27
Pumped Hydro (48hrs storage) | 1 |  | 27
BOTN - Cethana | 1 |  | 27
Hydrogen reciprocating engines | 2 |  | 22
Notes:
1. Sourced from Aurecon 2021 AEMO costs and technical parameter review.
2. Pumped Hydro assumptions are sourced from GHD 2018 AEMO costs and technical parameter review.
3. For coal generation, Aurecon's equivalent force outage rate (EFOR) is equally divided between full and partial outage/derating, and a partial outage factor of 30% is assumed. For other technologies the EFOR is used as the FOR.
4. Mean time to repaired is based on existing generator data where possible.
5. Outages for wind and solar technologies has been considered in the renewable generation profile.

## Heat rates
Heat rates
Encapsulates the efficiency of thermal generators for New entrant technologies (as-gen, HHV)
New Entrant data is used for Committed and Anticipated Projects.
New entrant technologies - Updated for GenCost 2021-22
Technology | Heat rate (GJ/MWh)
Black Coal (advanced ultra supercritical PC) | 8.9135
Black Coal (advanced ultra supercritical PC) with CCS | 14.5285
OCGT (small GT) | 10.1902
OCGT (large GT) | 10.9312
CCGT | 7.2492
CCGT with CCS | 9.0396
Biomass | 13.7361
Hydrogen reciprocating engines | 11.7031
Notes:
1. Sourced from Aurecon 2021 AEMO costs and technical parameter review.

## Auxiliary
Auxiliary load
Auxiliary load is also called "parasitic load" or "self load" and refers to energy generated by power stations for in-house use.
All units take the auxiliary rate of their respective fuel type.
New entrant technologies - Updated for GenCost 2021-22
Generator | % auxiliary load
Black Coal (advanced ultra supercritical PC) | 4.1
Black Coal (advanced ultra supercritical PC) with CCS | 17.5
OCGT (small GT) | 1.7
OCGT (large GT) | 1.1
CCGT | 2.5
CCGT with CCS | 9.2
Biomass | 8.3
Large scale Solar PV | 0.2
Solar Thermal (12hrs Storage) | 10
Battery storage (1hr storage) | 0
Battery storage (2hrs storage) | 0
Battery storage (4hrs storage) | 0
Battery Storage (8hrs storage) | 0
Wind | 0.28
Wind - Offshore | 4
Pumped Hydro (8hrs storage) | 0.5
Pumped Hydro (24hrs storage) | 0.5
Pumped Hydro (48hrs storage) | 0.5
BOTN - Cethana | 0.5
Hydrogen reciprocating engines | 4
Notes:
1. Sourced from Aurecon 2021 AEMO costs and technical parameter review.
2. Pumped Hydro is sourced from information provided by Hydro Tasmania.
3. Battery auxiliary is included in the round-trip efficiency.
4. Onshore wind and solar PV auxiliary rates using average rates for existing, committed and anticipated generation.

## Fixed OPEX
Fixed operating cost (real 2021 dollars)
Costs that are incurred regardless of energy generated.
Costs are on a sent-out basis.
New Entrant data is used for Committed and Anticipated Projects.
New entrant technologies, after applying regional cost factors - Updated for GenCost 2021-22
Generator | Fixed OPEX ($/kW/year)
| VIC low | VIC medium | VIC high | QLD low | QLD medium | QLD high | NSW low | NSW medium | NSW high | SA Low | SA medium | SA high | TAS low | TAS medium | TAS high
Black Coal (advanced ultra supercritical PC) | 53.2 | 54.796 | 55.86 | 53.2 | 59.6636 | 66.6243 | 53.2 | 57.4372 | 62.1451 | 53.2 | 59.5208 | 65.8416 | 53.2 | 57.76 | 62.32
Black Coal (advanced ultra supercritical PC) with CCS | 77.8 | 80.134 | 81.69 | 77.8 | 87.2523 | 97.4318 | 77.8 | 83.9965 | 90.8814 | 77.8 | 87.0436 | 96.2871 | 77.8 | 84.4686 | 91.1371
OCGT (small GT) | 12.6 | 12.978 | 13.23 | 12.6 | 14.1308 | 15.7794 | 12.6 | 13.6035 | 14.7186 | 12.6 | 14.097 | 15.5941 | 12.6 | 13.68 | 14.76
OCGT (large GT) | 10.2 | 10.506 | 10.71 | 10.2 | 11.4393 | 12.7738 | 10.2 | 11.0124 | 11.915 | 10.2 | 11.4119 | 12.6238 | 10.2 | 11.0743 | 11.9486
CCGT | 10.9 | 11.227 | 11.445 | 10.9 | 12.2243 | 13.6505 | 10.9 | 11.7681 | 12.7327 | 10.9 | 12.195 | 13.4901 | 10.9 | 11.8343 | 12.7686
CCGT with CCS | 16.35 | 16.8405 | 17.1675 | 16.35 | 18.3364 | 20.4757 | 16.35 | 17.6522 | 19.0991 | 16.35 | 18.2926 | 20.2351 | 16.35 | 17.7514 | 19.1529
Biomass | 131.6 | 135.548 | 138.18 | 131.6 | 147.5888 | 164.8075 | 131.6 | 142.0814 | 153.7274 | 131.6 | 147.2356 | 162.8713 | 131.6 | 142.88 | 154.16
Large scale Solar PV | 17 | 17.51 | 17.85 | 17 | 19.0654 | 21.2897 | 17 | 18.354 | 19.8584 | 17 | 19.0198 | 21.0396 | 17 | 18.4571 | 19.9143
Solar Thermal (12hrs Storage) | 120 | 123.6 | 126 | 120 | 134.5794 | 150.2804 | 120 | 129.5575 | 140.177 | 120 | 134.2574 | 148.5149 | 120 | 130.2857 | 140.5714
Battery storage (1hr storage) | 5.77 | 5.9431 | 6.0585 | 5.77 | 6.471 | 7.226 | 5.77 | 6.2296 | 6.7402 | 5.77 | 6.4555 | 7.1411 | 5.77 | 6.2646 | 6.7591
Battery storage (2hrs storage) | 9.93 | 10.2279 | 10.4265 | 9.93 | 11.1364 | 12.4357 | 9.93 | 10.7209 | 11.5996 | 9.93 | 11.1098 | 12.2896 | 9.93 | 10.7811 | 11.6323
Battery storage (4hrs storage) | 15.86 | 16.3358 | 16.653 | 15.86 | 17.7869 | 19.8621 | 15.86 | 17.1232 | 18.5267 | 15.86 | 17.7444 | 19.6287 | 15.86 | 17.2194 | 18.5789
Battery Storage (8hrs storage) | 26.4 | 27.192 | 27.72 | 26.4 | 29.6075 | 33.0617 | 26.4 | 28.5027 | 30.8389 | 26.4 | 29.5366 | 32.6733 | 26.4 | 28.6629 | 30.9257
Wind | 25 | 25.75 | 26.25 | 25 | 28.0374 | 31.3084 | 25 | 26.9912 | 29.2035 | 25 | 27.9703 | 30.9406 | 25 | 27.1429 | 29.2857
Wind - Offshore | 149.9 | 154.397 | 157.395 | 149.9 | 168.1121 | 187.7252 | 149.9 | 161.8389 | 175.1044 | 149.9 | 167.7099 | 185.5198 | 149.9 | 162.7486 | 175.5971
Pumped Hydro (8hrs storage) | 16.7929 | 17.2967 | 17.6326 | 16.7929 | 18.8332 | 21.0304 | 16.7929 | 18.1304 | 19.6165 | 16.7929 | 18.7881 | 20.7833 | 16.7929 | 18.2323 | 19.6717
Pumped Hydro (24hrs storage) | 16.7929 | 17.2967 | 17.6326 | 16.7929 | 18.8332 | 21.0304 | 16.7929 | 18.1304 | 19.6165 | 16.7929 | 18.7881 | 20.7833 | 16.7929 | 18.2323 | 19.6717
Pumped Hydro (48hrs storage) | 16.7929 | 17.2967 | 17.6326 | 16.7929 | 18.8332 | 21.0304 | 16.7929 | 18.1304 | 19.6165 | 16.7929 | 18.7881 | 20.7833 | 16.7929 | 18.2323 | 19.6717
BOTN - Cethana | - | - | - | - | - | - | - | - | - | - | - | - | - | - | -
Hydrogen reciprocating engines | 33 | 33.99 | 34.65 | 33 | 37.0093 | 41.3271 | 33 | 35.6283 | 38.5487 | 33 | 36.9208 | 40.8416 | 33 | 35.8286 | 38.6571
Notes:
1. Sourced from Aurecon 2021 AEMO costs and technical parameter review.
2. Regional cost factors applied for the O&M Costs component of new entrants.
3. Wind, Large Scale Solar PV and Solar Thermal Variable O&M costs are assumed to be included in the Fixed O&M costs as per Aurecon's report.
4. Extended warranties are included in Battery storage to cover a 20-year battery life.
5. Pumped Hydro is sourced from Entura, 2018 Pumped hydro cost modelling.

## Variable OPEX
Variable operating cost (real 2021 dollars)
Costs that can be expressed in terms of energy generated, not including fuel costs.
New Entrant data is used for Committed and Anticipated Projects.
New entrant technologies, after applying regional cost factors - Updated for GenCost 2021-22
Generator | Variable OPEX ($/MWh sent out)
| VIC low | VIC medium | VIC high | QLD low | QLD medium | QLD high | NSW low | NSW medium | NSW high | SA Low | SA medium | SA high | TAS low | TAS medium | TAS high
Black Coal (advanced ultra supercritical PC) | 4.21 | 4.3363 | 4.4205 | 4.21 | 4.7215 | 5.2723 | 4.21 | 4.5453 | 4.9179 | 4.21 | 4.7102 | 5.2104 | 4.21 | 4.5709 | 4.9317
Black Coal (advanced ultra supercritical PC) with CCS | 7.95 | 8.1885 | 8.3475 | 7.95 | 8.9159 | 9.9561 | 7.95 | 8.5832 | 9.2867 | 7.95 | 8.8946 | 9.8391 | 7.95 | 8.6314 | 9.3129
OCGT (small GT) | 12 | 12.36 | 12.6 | 12 | 13.4579 | 15.028 | 12 | 12.9558 | 14.0177 | 12 | 13.4257 | 14.8515 | 12 | 13.0286 | 14.0571
OCGT (large GT) | 7.3 | 7.519 | 7.665 | 7.3 | 8.1869 | 9.1421 | 7.3 | 7.8814 | 8.5274 | 7.3 | 8.1673 | 9.0347 | 7.3 | 7.9257 | 8.5514
CCGT | 3.7 | 3.811 | 3.885 | 3.7 | 4.1495 | 4.6336 | 3.7 | 3.9947 | 4.3221 | 3.7 | 4.1396 | 4.5792 | 3.7 | 4.0171 | 4.3343
CCGT with CCS | 7.2 | 7.416 | 7.56 | 7.2 | 8.0748 | 9.0168 | 7.2 | 7.7735 | 8.4106 | 7.2 | 8.0554 | 8.9109 | 7.2 | 7.8171 | 8.4343
Biomass | 8.4 | 8.652 | 8.82 | 8.4 | 9.4206 | 10.5196 | 8.4 | 9.069 | 9.8124 | 8.4 | 9.398 | 10.396 | 8.4 | 9.12 | 9.84
Large scale Solar PV | 0 | 0 | 0 | 0 | 0 | 0 | 0 | 0 | 0 | 0 | 0 | 0 | 0 | 0 | 0
Solar Thermal (12hrs Storage) | 0 | 0 | 0 | 0 | 0 | 0 | 0 | 0 | 0 | 0 | 0 | 0 | 0 | 0 | 0
Battery storage (1hr storage) | 0 | 0 | 0 | 0 | 0 | 0 | 0 | 0 | 0 | 0 | 0 | 0 | 0 | 0 | 0
Battery storage (2hrs storage) | 0 | 0 | 0 | 0 | 0 | 0 | 0 | 0 | 0 | 0 | 0 | 0 | 0 | 0 | 0
Battery storage (4hrs storage) | 0 | 0 | 0 | 0 | 0 | 0 | 0 | 0 | 0 | 0 | 0 | 0 | 0 | 0 | 0
Battery Storage (8hrs storage) | 0 | 0 | 0 | 0 | 0 | 0 | 0 | 0 | 0 | 0 | 0 | 0 | 0 | 0 | 0
Wind | 0 | 0 | 0 | 0 | 0 | 0 | 0 | 0 | 0 | 0 | 0 | 0 | 0 | 0 | 0
Wind - Offshore | 0 | 0 | 0 | 0 | 0 | 0 | 0 | 0 | 0 | 0 | 0 | 0 | 0 | 0 | 0
Pumped Hydro (8hrs storage) | 0 | 0 | 0 | 0 | 0 | 0 | 0 | 0 | 0 | 0 | 0 | 0 | 0 | 0 | 0
Pumped Hydro (24hrs storage) | 0 | 0 | 0 | 0 | 0 | 0 | 0 | 0 | 0 | 0 | 0 | 0 | 0 | 0 | 0
Pumped Hydro (48hrs storage) | 0 | 0 | 0 | 0 | 0 | 0 | 0 | 0 | 0 | 0 | 0 | 0 | 0 | 0 | 0
BOTN - Cethana | 0 | 0 | 0 | 0 | 0 | 0 | 0 | 0 | 0 | 0 | 0 | 0 | 0 | 0 | 0
Hydrogen reciprocating engines | 7.6 | 7.828 | 7.98 | 7.6 | 8.5234 | 9.5178 | 7.6 | 8.2053 | 8.8779 | 7.6 | 8.503 | 9.4059 | 7.6 | 8.2514 | 8.9029
Notes:
1. Sourced from Aurecon 2021 AEMO costs and technical parameter review.
2. Regional cost factors applied for the O&M Costs component of new entrants.
3. Wind, Large Scale Solar PV and Solar Thermal Variable O&M costs are assumed to be included in the Fixed O&M costs as per Aurecon's report.
4. Pumped Hydro is sourced from GHD 2018 AEMO costs and technical parameter review.

## Emissions intensity
Emissions intensity
New entrant technologies - Updated for GenCost 2021-22
The scope 1 emission intensity for committed and new entrants generators is calculated by AEMO as the product of the technology heat rate from Aurecon 2021 and fuel emission factors from GHD 2018.
Generator | Scope 1 emissions intensity (kg/MWh as-gen)
Black Coal (advanced ultra supercritical PC) | 766.4766
Black Coal (advanced ultra supercritical PC) with CCS | 93.5199
OCGT (small GT) | 541.6007
OCGT (large GT) | 580.9847
CCGT | 377.6704
CCGT with CCS | 57.447
Biomass | 0
Large scale Solar PV | 0
Solar Thermal (12hrs Storage) | 0
Battery Storage (1hr storage) | 0
Battery storage (2hrs storage) | 0
Battery storage (4hrs storage) | 0
Battery storage (8hrs storage) | 0
Wind | 0
Wind - offshore | 0
Pumped Hydro (8hrs storage) | 0
Pumped Hydro (24hrs storage) | 0
Pumped Hydro (48hrs storage) | 0
BOTN - Cethana | 0
Hydrogen reciprocating engines | 0